{"text_format":"1","workbook":"xlsx","n_sheets":12,"sheets":["Administration","Geographical split","Electricity - annual demand","Heat - annual demand","Transmission","Electricity - Load curve","Heat - Load curve","Technical data","VRE potentials","Solar irradiation","Wind Power","Hydro power"],"not_rendered":{"charts":1,"images":17,"macros":1,"external_links":2,"defined_names":44,"comments":2,"pivot_tables":5},"unopened":[],"bounds":{"document_bytes":16777216,"sheet_cells":100000,"rows_first":2000,"rows_last":500,"rows_between":2000,"halvings":0,"cell_chars":16384,"cell_head_chars":4096},"cells_cut":0,"cells_raw":0,"read":"whole","date_system":"1900"}

{"sheet":"Administration","index":0,"n_rows":764,"n_cols":26,"rows_kept":764,"cut":false,"hidden":false,"merged":[[2,20,2,22],[1,12,1,22],[19,3,22,3],[14,3,17,3],[9,3,12,3],[6,2,6,3],[1,1,1,3],[1,5,1,10],[5,2,5,3],[2,12,2,14],[3,2,3,3],[4,2,4,3],[2,2,2,3],[2,16,2,18]]}
[]
[null,"Database connection",null,null,null,"Views and cases",null,null,null,null,null," ","Localized Names"]
[null,"Server","SQL",null,null,"My Data Connections","Include","Restrictor Field","Restrictor Values",null,"Project"," ","Fuel Names",null,null,null,"Country Names",null,null,null,"Technology Names"]
[null,"Database","BalmorelDB01",null,null,"Electricity demand - nominal annual","x",null,null,null,"1728-BENTE"," ","BalmorelName","LocalizedName","GroupName",null,"BalmorelName","LocalizedName","GroupName",null,"BalmorelName","LocalizedName","GroupName"]
[null,"SQL User Authentication","False",null,null,"Exo/Endo Electricity Transmission Capacity (MW)","x",null,null,null,null," ","AIR","Luft","Kul",null,"ALBANIA","Albanien","Øst Europa",null,"AdamU1-EXT-LI-1965",null,"A",null,null,"A"]
[null,"SQL User","[All]",null,null,"Exo/Endo Generation Technology","x",null,null,null,"My Selected Cases"," ","BIO_METHANE","BIO_METHANE","Kul",null,"AUSTRIA","Østrig","Central Europa",null,"AdamU2-CON-LI-1964",null,"A",null,null,"A"]
[null,"Password","password",null,null,"Heat demand - nominal annual","x",null,null,null,"BPO"," ","BIO_METHANE_H2","BIO_METHANE_H2","Kul",null,"BELARUS","Hviderusland","Øst Europa",null,"Aghada_CCGT",null,"A",null,null,"A"]
[null,"Password",null,null,null,"Heat price - yearly","x",null,null,null,null," ","BIO_PEAK","BIO_PEAK","Kul",null,"BELGIUM","Belgien","Central Europa",null,"Aghada_Gas1",null,"A",null,null,"A"]
[null,null,null,null,null,"Investments in Generation Technology","x",null,null,null,null," ","BIO_PEAKGAS","BIO_PEAKGAS","Kul",null,"BOSNIA","Bosnien","Øst Europa",null,"Aghada_Gas2",null,"A",null,null,"A"]
[null,"Launch Balmorel Interface","F8",null,null,"Technology Details","x",null,null,null,null," ","BIO_SNG","BIO_SNG","Kul",null,"BULGARIA","Bulgarien","Øst Europa",null,"Aghada_Gas4",null,"A",null,null,"A"]
[null,null,null,null,null,"Technology Details - Exogenous","x",null,null,null,null," ","BIO_SNG_H2","BIO_SNG_H2","Kul",null,"BURUNDI","Burundi","Afrika",null,"Aghada_ST_Gas",null,"A",null,null,"A"]
[null,null,null,null,null,"Unit Capacities - full","x",null,null,null,null," ","BIO_SYNGAS","BIO_SYNGAS","Kul",null,"CENTRE","Centrum",null,null,"AlholmaAK2_BP_PE",null,"A",null,null,"A"]
[null,null,null,null,null,"Unit Capacities - full (/wo Technology)","x",null,null,null,null," ","BIOFUEL_SURPLUS_H","BIOFUEL_SURPLUS_H","Kul",null,"CHINA","Kina","Asien",null,"AMV1-ST-E1-WP",null,"A",null,null,"A"]
[null,null,null,null,null,null,null,null,null,null,null," ","BIOFUEL_SURPLUS_H_XL","BIOFUEL_SURPLUS_H_XL",null,null,"CRETE","Kreta","Syd Europa",null,"AMV3-ST-E0-CO",null,"A",null,null,"A"]
[null,"Select View","F4",null,null,null,null,null,null,null,null,null,"BIOGAS","Biogas","Kul",null,"CROATIA","Kroatien","Øst Europa",null,"AMV4-ST-B2-WO",null,"A",null,null,"A"]
[null,null,null,null,null,null,null,null,null,null,null,null,"BIOGAS_EC","Biogas (EC)","Kul",null,"CZECH","Tjekkiet","Øst Europa",null,"Anjalankoski_BP_WW",null,"A",null,null,"A"]
[null,null,null,null,null,null,null,null,null,null,null,null,"BIOGAS_EC_NET","BIOGAS_EC_NET","Kul",null,"DENMARK","Danmark","Nord Europa",null,"Ardnacrusha_Hydro1",null,"A",null,null,"A"]
[null,null,null,null,null,null,null,null,null,null,null,null,"BIOGAS_NET","BIOGAS_NET","Kul",null,"DJIBOUTI","Djibouti",null,null,"Ardnacrusha_Hydro2",null,"A",null,null,"A"]
[null,null,null,null,null,null,null,null,null,null,null,null,"BIOMASS","Biomasse","Kul",null,"DRC","Demokratiske Republik Congo","Afrika",null,"Ardnacrusha_Hydro3",null,"A",null,null,"A"]
[null,"Translate & Grouping","F7",null,null,null,null,null,null,null,null,null,"BIOOIL","Bioolie","Kul",null,"EAST","Øst",null,null,"Ardnacrusha_Hydro4",null,"A",null,null,"A"]
[null,null,null,null,null,null,null,null,null,null,null,null,"COAL","Kul","Kul",null,"EGYPT","Egypten","Afrika",null,"Aros_ST_E0_Wosn",null,"A",null,null,"A"]
[null,null,null,null,null,null,null,null,null,null,null,null,"COAL_CCS","Kul (CCS)","Kul",null,"ESTONIA","Estland","Nordøst Europa",null,"Asneas_ST_BP_WO",null,"A",null,null,"A"]
[null,null,null,null,null,null,null,null,null,null,null,null,"COAL2","Kul (2)","Kul",null,"ETHIOPIA","Etiopien","Afrika",null,"Auvere-EJ-TG1",null,"A",null,null,"A"]
[null,null,null,null,null,null,null,null,null,null,null,null,"COKE","COKE","Kul",null,"FINLAND","Finland","Nord Europa",null,"Auvere-EJ-TG1-R-CO",null,"A",null,null,"A"]
[null,"Current version","6.30",null,null,null,null,null,null,null,null,null,"DCOOL","DCOOL","Kul",null,"FRANCE","Frankrig","Central Europa",null,"AVV1-ST-E1-WP",null,"A",null,null,"A"]
[null,"Averrable  version","N/A",null,null,null,null,null,null,null,null,null,"DRINKWATER","DRINKWATER","Kul",null,"GERMANY","Tyskland","Central Europa",null,"AVV2-ST-E1-WP",null,"A",null,null,"A"]
[null,null,null,null,null,null,null,null,null,null,null,null,"DUMMY","Dummy","Dummy",null,"GREAT_BRITAIN","Storbritanien","Nordvest Europa",null,"Ballylumford_CCGT1",null,"B",null,null,"B"]
[null,null,null,null,null,null,null,null,null,null,null,null,"ELECTRIC","ELECTRIC","Træpiller",null,"GREECE","Grækenland","Syd Europa",null,"Ballylumford_CCGT3_1",null,"B",null,null,"B"]
[null,null,null,null,null,null,null,null,null,null,null,null,"FUELOIL","FUELOIL","Træpiller",null,"HOLLAND","Holland","Central Europa",null,"Ballylumford_CCGT3_2",null,"B",null,null,"B"]
[null,null,null,null,null,null,null,null,null,null,null,null,"GEO_ELBASED","GEO_ELBASED","Træpiller",null,"HUNGARY","Ungarn","Øst Europa",null,"Ballylumford_Distillate1",null,"B",null,null,"B"]
[null,null,null,null,null,null,null,null,null,null,null,null,"GEO_WOOD","GEO_WOOD","Træpiller",null,"INDONESIA","Indonesien","Asien",null,"Ballylumford_Distillate2",null,"B",null,null,"B"]
[null,null,null,null,null,null,null,null,null,null,null,null,"GEOEL","GEOEL","Træpiller",null,"IRELAND","Irland","Nordvest Europa",null,"Ballylumford_Gas4",null,"B",null,null,"B"]
[null,null,null,null,null,null,null,null,null,null,null,null,"HEAT","Varme",null,null,"ITALIA","Italien","Syd Europa",null,"Ballylumford_Gas5",null,"B",null,null,"B"]
[null,null,null,null,null,null,null,null,null,null,null,null,"HYDROGEN","Hydrogen","Træpiller",null,"ITALY","Italien","South Europa",null,"Ballylumford_Gas6",null,"B",null,null,"B"]
[null,null,null,null,null,null,null,null,null,null,null,null,"IMPORT_WASTE","Import_Waste","Træpiller",null,"KENYA","Kenya","Afrika",null,"BelcU1-EXT-LI-1982",null,"B",null,null,"B"]
[null,null,null,null,null,null,null,null,null,null,null,null,"INDSURPHEAT","Indsurpheat","Træpiller",null,"KOSOVO","Kosovo","Øst Europa",null,"BelcU2-CON-LI-1983",null,"B",null,null,"B"]
[null,null,null,null,null,null,null,null,null,null,null,null,"INDU_WASTE","Indu_Waste","Træpiller",null,"LATVIA","Letland","Nordøst Europa",null,"BER-VATF_NGAS_BHKW",null,"B",null,null,"B"]
[null,null,null,null,null,null,null,null,null,null,null,null,"LAKESEAWATER","Lakeseawater","Træpiller",null,"LIBYA","Libyen","Afrika",null,"BialU1-BP-ST-1978",null,"B",null,null,"B"]
[null,null,null,null,null,null,null,null,null,null,null,null,"LFGAS","Lfgas","Træpiller",null,"LITHUANIA","Litauen","Nordøst Europa",null,"BialU4-CON-CO-2003",null,"B1",null,null,"B1"]
[null,null,null,null,null,null,null,null,null,null,null,null,"LIGHTOIL","Lightoil","Træpiller",null,"LUXEMBOURG","Luxemborg","Nordvest Europa",null,"BielU4-BP-CO-1997",null,"B1",null,null,"B1"]
[null,null,null,null,null,null,null,null,null,null,null,null,"LIGNITE","Lignite","Træpiller",null,"MACEDONIA","Makedonien","Øst Europa",null,"Biogas-10",null,"B1",null,null,"B1"]
[null,null,null,null,null,null,null,null,null,null,null,null,"LIGNITE_CCS","Lignite_Ccs","Træpiller",null,"MEXICO","Mexico","Amerika",null,"BIO-GAS-LV",null,"B1",null,null,"B1"]
[null,null,null,null,null,null,null,null,null,null,null,null,"MANURE_AND_WETBIO","Manure_And_Wetbio","Træpiller",null,"MONTENEGRO","Montenegro","Øst Europa",null,"Biomass-10",null,"B1",null,null,"B1"]
[null,null,null,null,null,null,null,null,null,null,null,null,"MS_WASTE","Ms_Waste","Træpiller",null,"MOZAMBIQUE","Mozambique","Afrika",null,"Boiler-NG",null,"B1",null,null,"B1"]
[null,null,null,null,null,null,null,null,null,null,null,null,"MUNI_WASTE","Muni_Waste","Træpiller",null,"NETHERLANDS","Nederlandene","Nordvest Europa",null,"Boiler-ST",null,"B1",null,null,"B1"]
[null,null,null,null,null,null,null,null,null,null,null,null,"MUNI_WASTE_CPH","Muni_Waste_Cph","Træpiller",null,"NORTH","Nord",null,null,"Boiler-WASTE",null,"B1",null,null,"B1"]
[null,null,null,null,null,null,null,null,null,null,null,null,"MUNI_WASTE_RE","Muni_Waste_Re","Træpiller",null,"NORTHEAST","Nordøst",null,null,"Boiler-WO",null,"B1",null,null,"B1"]
[null,null,null,null,null,null,null,null,null,null,null,null,"MUNI_WOOD_WASTE","Muni_Wood_Waste","Træpiller",null,"NORTHERN_IRELAND","Nordirland","Nordvest Europa",null,"Boiler-WP",null,"B1",null,null,"B1"]
[null,null,null,null,null,null,null,null,null,null,null,null,"NAT_GAS","Nat_Gas","Træpiller",null,"NORTHWEST","Nordvest",null,null,"CC-BP-G",null,"B1",null,null,"B1"]
[null,null,null,null,null,null,null,null,null,null,null,null,"NAT_GAS_COGEN","Nat_Gas_Cogen","Træpiller",null,"NORWAY","Norge","Nord Europa",null,"CCGT-00",null,"B1",null,null,"B1"]
[null,null,null,null,null,null,null,null,null,null,null,null,"NG_CCS","Ng_Ccs","Træpiller",null,"POLAND","Polen","Central Europa",null,"CCGT-10",null,"B1",null,null,"B1"]
[null,null,null,null,null,null,null,null,null,null,null,null,"NUCLEAR","A-kraft","Træpiller",null,"PORTUGAL","Portugal","Syd Europa",null,"CCGT-90",null,"B1",null,null,"B1"]
[null,null,null,null,null,null,null,null,null,null,null,null,"OIL_SHALE","OIL_SHALE","Træpiller",null,"ROMANIA","Rumænien","Øst Europa",null,"Central-CHP-BG-10_19",null,"B1",null,null,"B1"]
[null,null,null,null,null,null,null,null,null,null,null,null,"ORIMULSION","ORIMULSION","Træpiller",null,"RUSSIA","Rusland","Øst Europa",null,"Central-CHP-BG-15",null,"B1",null,null,"B1"]
[null,null,null,null,null,null,null,null,null,null,null,null,"PEAT","PEAT","Træpiller",null,"RWANDA","Rwanda","Afrika",null,"Charlottenburg_NGAS_GT_BP",null,"B2",null,null,"B2"]
[null,null,null,null,null,null,null,null,null,null,null,null,"PUMPED_HYDRO","PUMPED_HYDRO","Træpiller",null,"SERBIA","Serbien","Øst Europa",null,"Chor2U1-BP-CO-2003",null,"B2",null,null,"B2"]
[null,null,null,null,null,null,null,null,null,null,null,null,"RETORT_GAS","RETORT_GAS","Sol",null,"SLOVAKIA","Slovakiet","Øst Europa",null,"CHP_AUTO1-CO",null,"B2",null,null,"B2"]
[null,null,null,null,null,null,null,null,null,null,null,null,"SEWAGE_SLUDGE","SEWAGE_SLUDGE","Træpiller",null,"SLOVENIA","Slovenien","Øst Europa",null,"CHP_AUTO2-FO",null,"B2",null,null,"B2"]
[null,null,null,null,null,null,null,null,null,null,null,null,"SHALE","SHALE","Træpiller",null,"SOUTH","Syd",null,null,"CHP_AUTO3-NG",null,"B2",null,null,"B2"]
[null,null,null,null,null,null,null,null,null,null,null,null,"STRAW","Halm","Træpiller",null,"SOUTH_SUDAN","Sydsudan","Afrika",null,"CHP_AUTO4-MUN",null,"B2",null,null,"B2"]
[null,null,null,null,null,null,null,null,null,null,null,null,"STRAW_CPH","Halm (CPH)","Træpiller",null,"SOUTHAFRICA","Sydafrika","Afrika",null,"CHP_AUTO5-STR",null,"B2",null,null,"B2"]
[null,null,null,null,null,null,null,null,null,null,null,null,"STRAW_PELLETS","Halmpiller","Træpiller",null,"SPAIN","Spanien","Syd Europa",null,"Coal-60",null,"B2",null,null,"B2"]
[null,null,null,null,null,null,null,null,null,null,null,null,"SUGAR_CANE","SUGAR_CANE","Sol",null,"SUDAN","Sudan","Afrika",null,"Coal-70",null,"B2",null,null,"B2"]
[null,null,null,null,null,null,null,null,null,null,null,null,"SUN","Sol","Sol",null,"SWEDEN","Sverige","Nord Europa",null,"Contour_Gas1",null,"B2",null,null,"B2"]
[null,null,null,null,null,null,null,null,null,null,null,null,"SURPLUS_H","SURPLUS_H","Sol",null,"SWISS","Schweiz","Central Europa",null,"Contour_Gas2",null,"B2",null,null,"B2"]
[null,null,null,null,null,null,null,null,null,null,null,null,"SYN_GAS","Syntetisk gas","Sol",null,"SWITZERLAND","Schweiz","Central Europa",null,"Contour_Gas3",null,"B2",null,null,"B2"]
[null,null,null,null,null,null,null,null,null,null,null,null,"UNSERVED","UNSERVED","Sol",null,"TANZANIA","Tanzania","Afrika",null,"Coolkeeragh_CCGT",null,"B2",null,null,"B2"]
[null,null,null,null,null,null,null,null,null,null,null,null,"WASTEWATER","Affaldsvand","Sol",null,"UGANDA","Uganda","Afrika",null,"Coolkeeragh_Distillate8",null,"B2",null,null,"B2"]
[null,null,null,null,null,null,null,null,null,null,null,null,"WATER","Vand","Sol",null,"VIETNAM","VietNam","Asien",null,"Cushaling_Distillate3",null,"B2",null,null,"B2"]
[null,null,null,null,null,null,null,null,null,null,null,null,"WAVE","Bølge","Sol",null,"ZAMBIA","Zambia","Afrika",null,"Cushaling_Distillate5",null,"B2",null,null,"B2"]
[null,null,null,null,null,null,null,null,null,null,null,null,"WIND","Vind","Sol",null,null,null,null,null,"CzecU1-EXT-CO-1983",null,"B2",null,null,"B2"]
[null,null,null,null,null,null,null,null,null,null,null,null,"WIND_OFFSHORE","Vind (offshore)","Sol",null,null,null,null,null,"DE_BIOGAS_IC_BP",null,"B2",null,null,"B2"]
[null,null,null,null,null,null,null,null,null,null,null,null,"WIND_ONSHORE","Vind (Onshore)","Sol",null,null,null,null,null,"DE_COAL_ST_COND_80",null,"B2",null,null,"B2"]
[null,null,null,null,null,null,null,null,null,null,null,null,"WOOD","Træ","Sol",null,null,null,null,null,"DE_COAL_ST_COND_post90",null,"B2",null,null,"B2"]
[null,null,null,null,null,null,null,null,null,null,null,null,"WOOD_CPH","Træ (CPH)","Sol",null,null,null,null,null,"DE_COAL_ST_COND_pre80",null,"B2",null,null,"B2"]
[null,null,null,null,null,null,null,null,null,null,null,null,"WOOD_NG","Træ (NG)","Sol",null,null,null,null,null,"DE_CS_COAL_ST_EXT_70",null,"B2",null,null,"B2"]
[null,null,null,null,null,null,null,null,null,null,null,null,"WOOD_PELLETS","Træpiller","Sol",null,null,null,null,null,"DE_CS_COAL_ST_EXT_80",null,"B3",null,null,"B3"]
[null,null,null,null,null,null,null,null,null,null,null,null,"WOOD_WASTE","Træaffald","Sol",null,null,null,null,null,"DE_CS_COAL_ST_EXT_post90",null,"B3",null,null,"B3"]
[null,null,null,null,null,null,null,null,null,null,null,null,"WOOD_WASTE_CPH","Træaffald (CPH)","Sol",null,null,null,null,null,"DE_CS_COAL_ST_EXT_pre70",null,"B3",null,null,"B3"]
[null,null,null,null,null,null,null,null,null,null,null,null,"WP_CCS","WP_CCS","Sol",null,null,null,null,null,"DE_CS_LIGN_ST_EXT_post80",null,"B3",null,null,"B3"]
[null,null,null,null,null,null,null,null,null,null,null,null,null,null,null,null,null,null,null,null,"DE_CS_LIGN_ST_EXT_pre80",null,"B3",null,null,"B3"]
[null,null,null,null,null,null,null,null,null,null,null,null,null,null,null,null,null,null,null,null,"DE_CS_MISC",null,"B3",null,null,"B3"]
[null,null,null,null,null,null,null,null,null,null,null,null,null,null,null,null,null,null,null,null,"DE_CS_NGAS_CCGT_BP",null,"B3",null,null,"B3"]
[null,null,null,null,null,null,null,null,null,null,null,null,null,null,null,null,null,null,null,null,"DE_CS_NGAS_CCGT_EXT_2000",null,"B3",null,null,"B3"]
[null,null,null,null,null,null,null,null,null,null,null,null,null,null,null,null,null,null,null,null,"DE_CS_NGAS_CCGT_EXT_80",null,"B3",null,null,"B3"]
[null,null,null,null,null,null,null,null,null,null,null,null,null,null,null,null,null,null,null,null,"DE_CS_NGAS_CCGT_EXT_90",null,"B3",null,null,"B3"]
[null,null,null,null,null,null,null,null,null,null,null,null,null,null,null,null,null,null,null,null,"DE_CS_NGAS_CCGT_EXT_post2010",null,"B3",null,null,"B3"]
[null,null,null,null,null,null,null,null,null,null,null,null,null,null,null,null,null,null,null,null,"DE_CS_NGAS_CCGT_EXT_pre80",null,"B3",null,null,"B3"]
[null,null,null,null,null,null,null,null,null,null,null,null,null,null,null,null,null,null,null,null,"DE_CS_NGAS_GT_BP",null,"B3",null,null,"B3"]
[null,null,null,null,null,null,null,null,null,null,null,null,null,null,null,null,null,null,null,null,"DE_CS_OIL_ST_EXT",null,"B3",null,null,"B3"]
[null,null,null,null,null,null,null,null,null,null,null,null,null,null,null,null,null,null,null,null,"DE_CS_WASTE_ST_EXT",null,"B3",null,null,"B3"]
[null,null,null,null,null,null,null,null,null,null,null,null,null,null,null,null,null,null,null,null,"DE_CS_WOOD_ST_BP_Medium",null,"B3",null,null,"B3"]
[null,null,null,null,null,null,null,null,null,null,null,null,null,null,null,null,null,null,null,null,"DE_ELSTORAGE_CAES_Huntorf",null,"B3",null,null,"B3"]
[null,null,null,null,null,null,null,null,null,null,null,null,null,null,null,null,null,null,null,null,"DE_ELSTORAGE_HYDRO_CS",null,"B3",null,null,"B3"]
[null,null,null,null,null,null,null,null,null,null,null,null,null,null,null,null,null,null,null,null,"DE_ELSTORAGE_HYDRO_ME",null,"B3",null,null,"B3"]
[null,null,null,null,null,null,null,null,null,null,null,null,null,null,null,null,null,null,null,null,"DE_ELSTORAGE_HYDRO_NW",null,"B3",null,null,"B3"]
[null,null,null,null,null,null,null,null,null,null,null,null,null,null,null,null,null,null,null,null,"DE_LIGN_ST_COND_post80",null,"B3",null,null,"B3"]
[null,null,null,null,null,null,null,null,null,null,null,null,null,null,null,null,null,null,null,null,"DE_LIGN_ST_COND_pre80",null,"B3",null,null,"B3"]
[null,null,null,null,null,null,null,null,null,null,null,null,null,null,null,null,null,null,null,null,"DE_ME_LIGN_ST_EXT_post80",null,"B3",null,null,"B3"]
[null,null,null,null,null,null,null,null,null,null,null,null,null,null,null,null,null,null,null,null,"DE_ME_LIGN_ST_EXT_pre80",null,"B3",null,null,"B3"]
[null,null,null,null,null,null,null,null,null,null,null,null,null,null,null,null,null,null,null,null,"DE_ME_MISC",null,"B3",null,null,"B3"]
[null,null,null,null,null,null,null,null,null,null,null,null,null,null,null,null,null,null,null,null,"DE_ME_NGAS_CCGT_BP",null,"B3",null,null,"B3"]
[null,null,null,null,null,null,null,null,null,null,null,null,null,null,null,null,null,null,null,null,"DE_ME_NGAS_CCGT_EXT_2000",null,"B3",null,null,"B3"]
[null,null,null,null,null,null,null,null,null,null,null,null,null,null,null,null,null,null,null,null,"DE_ME_NGAS_CCGT_EXT_90",null,"B3",null,null,"B3"]
[null,null,null,null,null,null,null,null,null,null,null,null,null,null,null,null,null,null,null,null,"DE_ME_NGAS_CCGT_EXT_post2010",null,"B3",null,null,"B3"]
[null,null,null,null,null,null,null,null,null,null,null,null,null,null,null,null,null,null,null,null,"DE_ME_NGAS_GT_BP",null,"B3",null,null,"B3"]
[null,null,null,null,null,null,null,null,null,null,null,null,null,null,null,null,null,null,null,null,"DE_ME_OIL_ST_EXT",null,"B3",null,null,"B3"]
[null,null,null,null,null,null,null,null,null,null,null,null,null,null,null,null,null,null,null,null,"DE_ME_WASTE_ST_EXT",null,"B3",null,null,"B3"]
[null,null,null,null,null,null,null,null,null,null,null,null,null,null,null,null,null,null,null,null,"DE_ME_WOOD_ST_BP_Medium",null,"B3",null,null,"B3"]
[null,null,null,null,null,null,null,null,null,null,null,null,null,null,null,null,null,null,null,null,"DE_NE_COAL_ST_EXT_post90",null,"B3",null,null,"B3"]
[null,null,null,null,null,null,null,null,null,null,null,null,null,null,null,null,null,null,null,null,"DE_NE_NGAS_CCGT_BP",null,"B31",null,null,"B31"]
[null,null,null,null,null,null,null,null,null,null,null,null,null,null,null,null,null,null,null,null,"DE_NE_NGAS_CCGT_EXT_90",null,"B31",null,null,"B31"]
[null,null,null,null,null,null,null,null,null,null,null,null,null,null,null,null,null,null,null,null,"DE_NE_NGAS_GT_BP",null,"B4",null,null,"B4"]
[null,null,null,null,null,null,null,null,null,null,null,null,null,null,null,null,null,null,null,null,"DE_NE_WASTE_ST_EXT",null,"B4",null,null,"B4"]
[null,null,null,null,null,null,null,null,null,null,null,null,null,null,null,null,null,null,null,null,"DE_NE_WOOD_ST_BP_Medium",null,"B4",null,null,"B4"]
[null,null,null,null,null,null,null,null,null,null,null,null,null,null,null,null,null,null,null,null,"DE_NGAS_BHKW",null,"B4",null,null,"B4"]
[null,null,null,null,null,null,null,null,null,null,null,null,null,null,null,null,null,null,null,null,"DE_NGAS_CCGT_COND_2000",null,"B4",null,null,"B4"]
[null,null,null,null,null,null,null,null,null,null,null,null,null,null,null,null,null,null,null,null,"DE_NGAS_CCGT_COND_80",null,"B4",null,null,"B4"]
[null,null,null,null,null,null,null,null,null,null,null,null,null,null,null,null,null,null,null,null,"DE_NGAS_CCGT_COND_90",null,"B4",null,null,"B4"]
[null,null,null,null,null,null,null,null,null,null,null,null,null,null,null,null,null,null,null,null,"DE_NGAS_CCGT_COND_post2010",null,"B4",null,null,"B4"]
[null,null,null,null,null,null,null,null,null,null,null,null,null,null,null,null,null,null,null,null,"DE_NGAS_CCGT_COND_pre80",null,"B4",null,null,"B4"]
[null,null,null,null,null,null,null,null,null,null,null,null,null,null,null,null,null,null,null,null,"DE_NGAS_GT_COND_2000",null,"B4",null,null,"B4"]
[null,null,null,null,null,null,null,null,null,null,null,null,null,null,null,null,null,null,null,null,"DE_NGAS_GT_COND_80",null,"B4",null,null,"B4"]
[null,null,null,null,null,null,null,null,null,null,null,null,null,null,null,null,null,null,null,null,"DE_NGAS_GT_COND_90",null,"B4",null,null,"B4"]
[null,null,null,null,null,null,null,null,null,null,null,null,null,null,null,null,null,null,null,null,"DE_NGAS_GT_COND_post2010",null,"B4",null,null,"B4"]
[null,null,null,null,null,null,null,null,null,null,null,null,null,null,null,null,null,null,null,null,"DE_NGAS_GT_COND_pre80",null,"B4",null,null,"B4"]
[null,null,null,null,null,null,null,null,null,null,null,null,null,null,null,null,null,null,null,null,"DE_NUCLEAR",null,"B4",null,null,"B4"]
[null,null,null,null,null,null,null,null,null,null,null,null,null,null,null,null,null,null,null,null,"DE_NW_COAL_ST_EXT_70",null,"B4",null,null,"B4"]
[null,null,null,null,null,null,null,null,null,null,null,null,null,null,null,null,null,null,null,null,"DE_NW_COAL_ST_EXT_80",null,"B4",null,null,"B4"]
[null,null,null,null,null,null,null,null,null,null,null,null,null,null,null,null,null,null,null,null,"DE_NW_COAL_ST_EXT_post90",null,"B4",null,null,"B4"]
[null,null,null,null,null,null,null,null,null,null,null,null,null,null,null,null,null,null,null,null,"DE_NW_MISC",null,"B4",null,null,"B4"]
[null,null,null,null,null,null,null,null,null,null,null,null,null,null,null,null,null,null,null,null,"DE_NW_NGAS_CCGT_BP",null,"B4",null,null,"B4"]
[null,null,null,null,null,null,null,null,null,null,null,null,null,null,null,null,null,null,null,null,"DE_NW_NGAS_CCGT_EXT_2000",null,"B4",null,null,"B4"]
[null,null,null,null,null,null,null,null,null,null,null,null,null,null,null,null,null,null,null,null,"DE_NW_NGAS_CCGT_EXT_90",null,"B4",null,null,"B4"]
[null,null,null,null,null,null,null,null,null,null,null,null,null,null,null,null,null,null,null,null,"DE_NW_NGAS_CCGT_EXT_post2010",null,"B4",null,null,"B4"]
[null,null,null,null,null,null,null,null,null,null,null,null,null,null,null,null,null,null,null,null,"DE_NW_NGAS_CCGT_EXT_pre80",null,"B4",null,null,"B4"]
[null,null,null,null,null,null,null,null,null,null,null,null,null,null,null,null,null,null,null,null,"DE_NW_NGAS_GT_BP",null,"B4",null,null,"B4"]
[null,null,null,null,null,null,null,null,null,null,null,null,null,null,null,null,null,null,null,null,"DE_NW_OIL_ST_EXT",null,"B4",null,null,"B4"]
[null,null,null,null,null,null,null,null,null,null,null,null,null,null,null,null,null,null,null,null,"DE_NW_WASTE_ST_EXT",null,"B4",null,null,"B4"]
[null,null,null,null,null,null,null,null,null,null,null,null,null,null,null,null,null,null,null,null,"DE_NW_WOOD_ST_BP_Medium",null,"B4",null,null,"B4"]
[null,null,null,null,null,null,null,null,null,null,null,null,null,null,null,null,null,null,null,null,"DE_OIL_GT_COND",null,"B4",null,null,"B4"]
[null,null,null,null,null,null,null,null,null,null,null,null,null,null,null,null,null,null,null,null,"DE_WASTE_ST_COND",null,"B4",null,null,"B4"]
[null,null,null,null,null,null,null,null,null,null,null,null,null,null,null,null,null,null,null,null,"DE_WOOD_ST_COND_Small",null,"B41",null,null,"B41"]
[null,null,null,null,null,null,null,null,null,null,null,null,null,null,null,null,null,null,null,null,"DH-Old-B-EE",null,"B41",null,null,"B41"]
[null,null,null,null,null,null,null,null,null,null,null,null,null,null,null,null,null,null,null,null,"DH-Old-B-LV",null,"B41",null,null,"B41"]
[null,null,null,null,null,null,null,null,null,null,null,null,null,null,null,null,null,null,null,null,"DH-Old-G-EE",null,"B41",null,null,"B41"]
[null,null,null,null,null,null,null,null,null,null,null,null,null,null,null,null,null,null,null,null,"DH-Old-G-LV",null,"B41",null,null,"B41"]
[null,null,null,null,null,null,null,null,null,null,null,null,null,null,null,null,null,null,null,null,"DH-Old-O-EE",null,"B41",null,null,"B41"]
[null,null,null,null,null,null,null,null,null,null,null,null,null,null,null,null,null,null,null,null,"DH-Old-O-IRU",null,"B41",null,null,"B41"]
[null,null,null,null,null,null,null,null,null,null,null,null,null,null,null,null,null,null,null,null,"DH-Old-O-LV",null,"B41",null,null,"B41"]
[null,null,null,null,null,null,null,null,null,null,null,null,null,null,null,null,null,null,null,null,"DH-Old-P-LV",null,"B41",null,null,"B41"]
[null,null,null,null,null,null,null,null,null,null,null,null,null,null,null,null,null,null,null,null,"DH-OLD-RT-OG",null,"B41",null,null,"B41"]
[null,null,null,null,null,null,null,null,null,null,null,null,null,null,null,null,null,null,null,null,"DH-Old-S-EE",null,"B5",null,null,"B5"]
[null,null,null,null,null,null,null,null,null,null,null,null,null,null,null,null,null,null,null,null,"DK_CA_Esb_Boiler_BO",null,"B5",null,null,"B5"]
[null,null,null,null,null,null,null,null,null,null,null,null,null,null,null,null,null,null,null,null,"DK_CA_Esb_Boiler_LO",null,"B5",null,null,"B5"]
[null,null,null,null,null,null,null,null,null,null,null,null,null,null,null,null,null,null,null,null,"DK_CA_Esb_Boiler_NG",null,"B5",null,null,"B5"]
[null,null,null,null,null,null,null,null,null,null,null,null,null,null,null,null,null,null,null,null,"DK_CA_Esb_Engine_LO",null,"B5",null,null,"B5"]
[null,null,null,null,null,null,null,null,null,null,null,null,null,null,null,null,null,null,null,null,"DK_CA_Esb_SteamTur_MW",null,"B5",null,null,"B5"]
[null,null,null,null,null,null,null,null,null,null,null,null,null,null,null,null,null,null,null,null,"DK_CA_Esb_SurpHeat_FF",null,"B5",null,null,"B5"]
[null,null,null,null,null,null,null,null,null,null,null,null,null,null,null,null,null,null,null,null,"DK_CA_Hern_Boiler_BO",null,"B5",null,null,"B5"]
[null,null,null,null,null,null,null,null,null,null,null,null,null,null,null,null,null,null,null,null,"DK_CA_Hern_Boiler_LO",null,"B5",null,null,"B5"]
[null,null,null,null,null,null,null,null,null,null,null,null,null,null,null,null,null,null,null,null,"DK_CA_Hern_Boiler_NG",null,"B5",null,null,"B5"]
[null,null,null,null,null,null,null,null,null,null,null,null,null,null,null,null,null,null,null,null,"DK_CA_Hern_Engine_BG",null,"B5",null,null,"B5"]
[null,null,null,null,null,null,null,null,null,null,null,null,null,null,null,null,null,null,null,null,"DK_CA_Hern_Engine_NG",null,"B5",null,null,"B5"]
[null,null,null,null,null,null,null,null,null,null,null,null,null,null,null,null,null,null,null,null,"DK_CA_Hern_SteamTur_WO",null,"B5",null,null,"B5"]
[null,null,null,null,null,null,null,null,null,null,null,null,null,null,null,null,null,null,null,null,"DK_CA_KBH_Boiler_FO",null,"B5",null,null,"B5"]
[null,null,null,null,null,null,null,null,null,null,null,null,null,null,null,null,null,null,null,null,"DK_CA_KBH_Boiler_LO",null,"B5",null,null,"B5"]
[null,null,null,null,null,null,null,null,null,null,null,null,null,null,null,null,null,null,null,null,"DK_CA_KBH_Boiler_NG",null,"B5",null,null,"B5"]
[null,null,null,null,null,null,null,null,null,null,null,null,null,null,null,null,null,null,null,null,"DK_CA_KBH_Boiler_WP",null,"B5",null,null,"B5"]
[null,null,null,null,null,null,null,null,null,null,null,null,null,null,null,null,null,null,null,null,"DK_CA_KBH_Engine_NG",null,"B5",null,null,"B5"]
[null,null,null,null,null,null,null,null,null,null,null,null,null,null,null,null,null,null,null,null,"DK_CA_KBH_HeatPump_EL",null,"B5",null,null,"B5"]
[null,null,null,null,null,null,null,null,null,null,null,null,null,null,null,null,null,null,null,null,"DK_CA_KBH_SolarDH",null,"B5",null,null,"B5"]
[null,null,null,null,null,null,null,null,null,null,null,null,null,null,null,null,null,null,null,null,"DK_CA_KBH_SteamTur_MW",null,"B5",null,null,"B5"]
[null,null,null,null,null,null,null,null,null,null,null,null,null,null,null,null,null,null,null,null,"DK_CA_Odense_Boiler_LO",null,"B5",null,null,"B5"]
[null,null,null,null,null,null,null,null,null,null,null,null,null,null,null,null,null,null,null,null,"DK_CA_Odense_Boiler_NG",null,"B5",null,null,"B5"]
[null,null,null,null,null,null,null,null,null,null,null,null,null,null,null,null,null,null,null,null,"DK_CA_Odense_Boiler_WO",null,"B5",null,null,"B5"]
[null,null,null,null,null,null,null,null,null,null,null,null,null,null,null,null,null,null,null,null,"DK_CA_Odense_Dalum_WO",null,"B5",null,null,"B5"]
[null,null,null,null,null,null,null,null,null,null,null,null,null,null,null,null,null,null,null,null,"DK_CA_Odense_El_Boiler_EL",null,"b51",null,null,"b51"]
[null,null,null,null,null,null,null,null,null,null,null,null,null,null,null,null,null,null,null,null,"DK_CA_Odense_Engine_LO",null,"b51",null,null,"b51"]
[null,null,null,null,null,null,null,null,null,null,null,null,null,null,null,null,null,null,null,null,"DK_CA_Odense_Engine_NG",null,"b51",null,null,"b51"]
[null,null,null,null,null,null,null,null,null,null,null,null,null,null,null,null,null,null,null,null,"DK_CA_Odense_HeatPump_EL",null,"b51",null,null,"b51"]
[null,null,null,null,null,null,null,null,null,null,null,null,null,null,null,null,null,null,null,null,"DK_CA_Odense_SteamTur_MW",null,"b51",null,null,"b51"]
[null,null,null,null,null,null,null,null,null,null,null,null,null,null,null,null,null,null,null,null,"DK_CA_Randers_Boiler_BO",null,"b51",null,null,"b51"]
[null,null,null,null,null,null,null,null,null,null,null,null,null,null,null,null,null,null,null,null,"DK_CA_Randers_Boiler_LO",null,"b51",null,null,"b51"]
[null,null,null,null,null,null,null,null,null,null,null,null,null,null,null,null,null,null,null,null,"DK_CA_Randers_Boiler_NG",null,"b51",null,null,"b51"]
[null,null,null,null,null,null,null,null,null,null,null,null,null,null,null,null,null,null,null,null,"DK_CA_Roenne_Boiler_LO",null,"b51",null,null,"b51"]
[null,null,null,null,null,null,null,null,null,null,null,null,null,null,null,null,null,null,null,null,"DK_CA_Roenne_Boiler_MW",null,"b51",null,null,"b51"]
[null,null,null,null,null,null,null,null,null,null,null,null,null,null,null,null,null,null,null,null,"DK_CA_Roenne_Engine_LO",null,"b51",null,null,"b51"]
[null,null,null,null,null,null,null,null,null,null,null,null,null,null,null,null,null,null,null,null,"DK_CA_Roenne_SteamTur_CO",null,"b51",null,null,"b51"]
[null,null,null,null,null,null,null,null,null,null,null,null,null,null,null,null,null,null,null,null,"DK_CA_TVIS_Boiler_LO",null,"b51",null,null,"b51"]
[null,null,null,null,null,null,null,null,null,null,null,null,null,null,null,null,null,null,null,null,"DK_CA_TVIS_Boiler_MW",null,"b51",null,null,"b51"]
[null,null,null,null,null,null,null,null,null,null,null,null,null,null,null,null,null,null,null,null,"DK_CA_TVIS_Boiler_NG",null,"b51",null,null,"b51"]
[null,null,null,null,null,null,null,null,null,null,null,null,null,null,null,null,null,null,null,null,"DK_CA_TVIS_Boiler_WO",null,"C",null,null,"C"]
[null,null,null,null,null,null,null,null,null,null,null,null,null,null,null,null,null,null,null,null,"DK_CA_TVIS_GasTur_NG",null,"C",null,null,"C"]
[null,null,null,null,null,null,null,null,null,null,null,null,null,null,null,null,null,null,null,null,"DK_CA_TVIS_SteamTur_MW",null,"C",null,null,"C"]
[null,null,null,null,null,null,null,null,null,null,null,null,null,null,null,null,null,null,null,null,"DK_CA_TVIS_SurpHeat_FF",null,"C",null,null,"C"]
[null,null,null,null,null,null,null,null,null,null,null,null,null,null,null,null,null,null,null,null,"DK_CA_Aab_Boiler_BO",null,"C",null,null,"C"]
[null,null,null,null,null,null,null,null,null,null,null,null,null,null,null,null,null,null,null,null,"DK_CA_Aab_Boiler_FO",null,"C",null,null,"C"]
[null,null,null,null,null,null,null,null,null,null,null,null,null,null,null,null,null,null,null,null,"DK_CA_Aab_Boiler_LO",null,"C",null,null,"C"]
[null,null,null,null,null,null,null,null,null,null,null,null,null,null,null,null,null,null,null,null,"DK_CA_Aab_Boiler_ST",null,"C",null,null,"C"]
[null,null,null,null,null,null,null,null,null,null,null,null,null,null,null,null,null,null,null,null,"DK_CA_Aab_Boiler_WO",null,"C",null,null,"C"]
[null,null,null,null,null,null,null,null,null,null,null,null,null,null,null,null,null,null,null,null,"DK_CA_Aal_Boiler_BO",null,"C",null,null,"C"]
[null,null,null,null,null,null,null,null,null,null,null,null,null,null,null,null,null,null,null,null,"DK_CA_Aal_Boiler_LO",null,"C",null,null,"C"]
[null,null,null,null,null,null,null,null,null,null,null,null,null,null,null,null,null,null,null,null,"DK_CA_Aal_Boiler_NG",null,"C",null,null,"C"]
[null,null,null,null,null,null,null,null,null,null,null,null,null,null,null,null,null,null,null,null,"DK_CA_Aal_SteamTur_MW",null,"C",null,null,"C"]
[null,null,null,null,null,null,null,null,null,null,null,null,null,null,null,null,null,null,null,null,"DK_CA_Aal_SurpHeat_FF",null,"C",null,null,"C"]
[null,null,null,null,null,null,null,null,null,null,null,null,null,null,null,null,null,null,null,null,"DK_CA_Aarhus_Boiler_EL",null,"C",null,null,"C"]
[null,null,null,null,null,null,null,null,null,null,null,null,null,null,null,null,null,null,null,null,"DK_CA_Aarhus_Boiler_LO",null,"C",null,null,"C"]
[null,null,null,null,null,null,null,null,null,null,null,null,null,null,null,null,null,null,null,null,"DK_CA_Aarhus_Boiler_MW",null,"C",null,null,"C"]
[null,null,null,null,null,null,null,null,null,null,null,null,null,null,null,null,null,null,null,null,"DK_CA_Aarhus_Boiler_NG",null,"C",null,null,"C"]
[null,null,null,null,null,null,null,null,null,null,null,null,null,null,null,null,null,null,null,null,"DK_CA_Aarhus_Boiler_WO",null,"C",null,null,"C"]
[null,null,null,null,null,null,null,null,null,null,null,null,null,null,null,null,null,null,null,null,"DK_CA_Aarhus_Boiler_WP",null,"C",null,null,"C"]
[null,null,null,null,null,null,null,null,null,null,null,null,null,null,null,null,null,null,null,null,"DK_CA_Aarhus_Engine_BG",null,"C",null,null,"C"]
[null,null,null,null,null,null,null,null,null,null,null,null,null,null,null,null,null,null,null,null,"DK_CA_Aarhus_Engine_LO",null,"C",null,null,"C"]
[null,null,null,null,null,null,null,null,null,null,null,null,null,null,null,null,null,null,null,null,"DK_CA_Aarhus_SteamTur_MW",null,"C",null,null,"C"]
[null,null,null,null,null,null,null,null,null,null,null,null,null,null,null,null,null,null,null,null,"DK_E_Industry_A_Boiler_CO",null,"C",null,null,"C"]
[null,null,null,null,null,null,null,null,null,null,null,null,null,null,null,null,null,null,null,null,"DK_E_Industry_A_Boiler_FO",null,"C",null,null,"C"]
[null,null,null,null,null,null,null,null,null,null,null,null,null,null,null,null,null,null,null,null,"DK_E_Industry_A_Boiler_NG",null,"C",null,null,"C"]
[null,null,null,null,null,null,null,null,null,null,null,null,null,null,null,null,null,null,null,null,"DK_E_Industry_A_El_Boiler_EL",null,"C",null,null,"C"]
[null,null,null,null,null,null,null,null,null,null,null,null,null,null,null,null,null,null,null,null,"DK_E_Industry_A_Engine_BG",null,"C",null,null,"C"]
[null,null,null,null,null,null,null,null,null,null,null,null,null,null,null,null,null,null,null,null,"DK_E_Industry_A_Engine_NG",null,"C",null,null,"C"]
[null,null,null,null,null,null,null,null,null,null,null,null,null,null,null,null,null,null,null,null,"DK_E_Industry_A_SolarDH",null,"C",null,null,"C"]
[null,null,null,null,null,null,null,null,null,null,null,null,null,null,null,null,null,null,null,null,"DK_E_Industry_A_SteamTur_CO",null,"C",null,null,"C"]
[null,null,null,null,null,null,null,null,null,null,null,null,null,null,null,null,null,null,null,null,"DK_E_Industry_A_SteamTur_FO",null,"c1",null,null,"c1"]
[null,null,null,null,null,null,null,null,null,null,null,null,null,null,null,null,null,null,null,null,"DK_E_Industry_A_SteamTur_NG",null,"c1",null,null,"c1"]
[null,null,null,null,null,null,null,null,null,null,null,null,null,null,null,null,null,null,null,null,"DK_E_Rural_ST-E7-CO",null,"c1",null,null,"c1"]
[null,null,null,null,null,null,null,null,null,null,null,null,null,null,null,null,null,null,null,null,"DK_MA_Brndslv_Boiler_EL",null,"c1",null,null,"c1"]
[null,null,null,null,null,null,null,null,null,null,null,null,null,null,null,null,null,null,null,null,"DK_MA_Brndslv_Boiler_NG",null,"c1",null,null,"c1"]
[null,null,null,null,null,null,null,null,null,null,null,null,null,null,null,null,null,null,null,null,"DK_MA_Brndslv_Engine_NG",null,"c1",null,null,"c1"]
[null,null,null,null,null,null,null,null,null,null,null,null,null,null,null,null,null,null,null,null,"DK_MA_DTU_Boiler_NG",null,"c1",null,null,"c1"]
[null,null,null,null,null,null,null,null,null,null,null,null,null,null,null,null,null,null,null,null,"DK_MA_DTU_CHP_NG",null,"c1",null,null,"c1"]
[null,null,null,null,null,null,null,null,null,null,null,null,null,null,null,null,null,null,null,null,"DK_MA_Frdhavn_Boiler_NG",null,"c1",null,null,"c1"]
[null,null,null,null,null,null,null,null,null,null,null,null,null,null,null,null,null,null,null,null,"DK_MA_Frdhavn_GasTur_NG",null,"c1",null,null,"c1"]
[null,null,null,null,null,null,null,null,null,null,null,null,null,null,null,null,null,null,null,null,"DK_MA_Frdhavn_SteamTur_MW",null,"c1",null,null,"c1"]
[null,null,null,null,null,null,null,null,null,null,null,null,null,null,null,null,null,null,null,null,"DK_MA_Grenaa_Boiler_FO",null,"c1",null,null,"c1"]
[null,null,null,null,null,null,null,null,null,null,null,null,null,null,null,null,null,null,null,null,"DK_MA_Grenaa_Boiler_LO",null,"c1",null,null,"c1"]
[null,null,null,null,null,null,null,null,null,null,null,null,null,null,null,null,null,null,null,null,"DK_MA_Grenaa_Boiler_WO",null,"c1",null,null,"c1"]
[null,null,null,null,null,null,null,null,null,null,null,null,null,null,null,null,null,null,null,null,"DK_MA_Grenaa_GF_WO",null,"c1",null,null,"c1"]
[null,null,null,null,null,null,null,null,null,null,null,null,null,null,null,null,null,null,null,null,"DK_MA_Grenaa_SolarDH",null,"c1",null,null,"c1"]
[null,null,null,null,null,null,null,null,null,null,null,null,null,null,null,null,null,null,null,null,"DK_MA_Grenaa_SteamTur_CO",null,"c1",null,null,"c1"]
[null,null,null,null,null,null,null,null,null,null,null,null,null,null,null,null,null,null,null,null,"DK_MA_Had_Boiler_NG",null,"c1",null,null,"c1"]
[null,null,null,null,null,null,null,null,null,null,null,null,null,null,null,null,null,null,null,null,"DK_MA_Had_Boiler_WO",null,"c1",null,null,"c1"]
[null,null,null,null,null,null,null,null,null,null,null,null,null,null,null,null,null,null,null,null,"DK_MA_Had_Engine_NG",null,"c1",null,null,"c1"]
[null,null,null,null,null,null,null,null,null,null,null,null,null,null,null,null,null,null,null,null,"DK_MA_Hammel_Boiler_BO",null,"c1",null,null,"c1"]
[null,null,null,null,null,null,null,null,null,null,null,null,null,null,null,null,null,null,null,null,"DK_MA_Hammel_Boiler_MW",null,"c1",null,null,"c1"]
[null,null,null,null,null,null,null,null,null,null,null,null,null,null,null,null,null,null,null,null,"DK_MA_Hil_Boiler_NG",null,"c1",null,null,"c1"]
[null,null,null,null,null,null,null,null,null,null,null,null,null,null,null,null,null,null,null,null,"DK_MA_Hil_Boiler_WP",null,"c1",null,null,"c1"]
[null,null,null,null,null,null,null,null,null,null,null,null,null,null,null,null,null,null,null,null,"DK_MA_Hil_SolarDH",null,"c1",null,null,"c1"]
[null,null,null,null,null,null,null,null,null,null,null,null,null,null,null,null,null,null,null,null,"DK_MA_Hjoerring_Boiler_MW",null,"c1",null,null,"c1"]
[null,null,null,null,null,null,null,null,null,null,null,null,null,null,null,null,null,null,null,null,"DK_MA_Hjoerring_Boiler_NG",null,"c1",null,null,"c1"]
[null,null,null,null,null,null,null,null,null,null,null,null,null,null,null,null,null,null,null,null,"DK_MA_Hjoerring_Boiler_WO",null,"c1",null,null,"c1"]
[null,null,null,null,null,null,null,null,null,null,null,null,null,null,null,null,null,null,null,null,"DK_MA_Hjoerring_Boiler_WP",null,"c1",null,null,"c1"]
[null,null,null,null,null,null,null,null,null,null,null,null,null,null,null,null,null,null,null,null,"DK_MA_Hjoerring_CHP_NG",null,"c1",null,null,"c1"]
[null,null,null,null,null,null,null,null,null,null,null,null,null,null,null,null,null,null,null,null,"DK_MA_Hjoerring_GasTur_NG",null,"c1",null,null,"c1"]
[null,null,null,null,null,null,null,null,null,null,null,null,null,null,null,null,null,null,null,null,"DK_MA_Hjoerring_SteamTur_MW",null,"c1",null,null,"c1"]
[null,null,null,null,null,null,null,null,null,null,null,null,null,null,null,null,null,null,null,null,"DK_MA_Hobro_Boiler_FO",null,"c1",null,null,"c1"]
[null,null,null,null,null,null,null,null,null,null,null,null,null,null,null,null,null,null,null,null,"DK_MA_Hobro_Boiler_MW",null,"c1",null,null,"c1"]
[null,null,null,null,null,null,null,null,null,null,null,null,null,null,null,null,null,null,null,null,"DK_MA_Hobro_SurpHeat_FF",null,"c1",null,null,"c1"]
[null,null,null,null,null,null,null,null,null,null,null,null,null,null,null,null,null,null,null,null,"DK_MA_Holst_Boiler_LO",null,"c1",null,null,"c1"]
[null,null,null,null,null,null,null,null,null,null,null,null,null,null,null,null,null,null,null,null,"DK_MA_Holst_Boiler_NG",null,"C12",null,null,"C12"]
[null,null,null,null,null,null,null,null,null,null,null,null,null,null,null,null,null,null,null,null,"DK_MA_Holst_El_Boiler_EL",null,"C12",null,null,"C12"]
[null,null,null,null,null,null,null,null,null,null,null,null,null,null,null,null,null,null,null,null,"DK_MA_Holst_Engine_BG",null,"C12",null,null,"C12"]
[null,null,null,null,null,null,null,null,null,null,null,null,null,null,null,null,null,null,null,null,"DK_MA_Holst_SteamTur_MW",null,"C12",null,null,"C12"]
[null,null,null,null,null,null,null,null,null,null,null,null,null,null,null,null,null,null,null,null,"DK_MA_Holst_SteamTur_WO",null,"C12",null,null,"C12"]
[null,null,null,null,null,null,null,null,null,null,null,null,null,null,null,null,null,null,null,null,"DK_MA_Horsens_Boiler_NG",null,"C12",null,null,"C12"]
[null,null,null,null,null,null,null,null,null,null,null,null,null,null,null,null,null,null,null,null,"DK_MA_Horsens_CHP_MW",null,"C12",null,null,"C12"]
[null,null,null,null,null,null,null,null,null,null,null,null,null,null,null,null,null,null,null,null,"DK_MA_Horsens_CHP_NG",null,"C12",null,null,"C12"]
[null,null,null,null,null,null,null,null,null,null,null,null,null,null,null,null,null,null,null,null,"DK_MA_Maribo_Boiler_FO",null,"C12",null,null,"C12"]
[null,null,null,null,null,null,null,null,null,null,null,null,null,null,null,null,null,null,null,null,"DK_MA_Maribo_Boiler_WP",null,"C12",null,null,"C12"]
[null,null,null,null,null,null,null,null,null,null,null,null,null,null,null,null,null,null,null,null,"DK_MA_Maribo_SteamTur_ST",null,"D",null,null,"D"]
[null,null,null,null,null,null,null,null,null,null,null,null,null,null,null,null,null,null,null,null,"DK_MA_Naestved_Boiler_MW",null,"D",null,null,"D"]
[null,null,null,null,null,null,null,null,null,null,null,null,null,null,null,null,null,null,null,null,"DK_MA_Naestved_Boiler_NG",null,"D",null,null,"D"]
[null,null,null,null,null,null,null,null,null,null,null,null,null,null,null,null,null,null,null,null,"DK_MA_Naestved_CHP_MW",null,"D",null,null,"D"]
[null,null,null,null,null,null,null,null,null,null,null,null,null,null,null,null,null,null,null,null,"DK_MA_NrAlslev_Boiler_MW",null,"D",null,null,"D"]
[null,null,null,null,null,null,null,null,null,null,null,null,null,null,null,null,null,null,null,null,"DK_MA_NrAlslev_Boiler_NG",null,"D",null,null,"D"]
[null,null,null,null,null,null,null,null,null,null,null,null,null,null,null,null,null,null,null,null,"DK_MA_NrdOstSj_Boiler_BO",null,"D",null,null,"D"]
[null,null,null,null,null,null,null,null,null,null,null,null,null,null,null,null,null,null,null,null,"DK_MA_NrdOstSj_Boiler_NG",null,"D",null,null,"D"]
[null,null,null,null,null,null,null,null,null,null,null,null,null,null,null,null,null,null,null,null,"DK_MA_NrdOstSj_GasTur_NG",null,"D",null,null,"D"]
[null,null,null,null,null,null,null,null,null,null,null,null,null,null,null,null,null,null,null,null,"DK_MA_NrdOstSj_SteamTur_MW",null,"D",null,null,"D"]
[null,null,null,null,null,null,null,null,null,null,null,null,null,null,null,null,null,null,null,null,"DK_MA_Nyborg_Boiler_BG",null,"D",null,null,"D"]
[null,null,null,null,null,null,null,null,null,null,null,null,null,null,null,null,null,null,null,null,"DK_MA_Nyborg_Boiler_BO",null,"D",null,null,"D"]
[null,null,null,null,null,null,null,null,null,null,null,null,null,null,null,null,null,null,null,null,"DK_MA_Nyborg_Boiler_NG",null,"D",null,null,"D"]
[null,null,null,null,null,null,null,null,null,null,null,null,null,null,null,null,null,null,null,null,"DK_MA_Nyborg_CHP_MW",null,"D",null,null,"D"]
[null,null,null,null,null,null,null,null,null,null,null,null,null,null,null,null,null,null,null,null,"DK_MA_Nyborg_GasTur_LO",null,"D",null,null,"D"]
[null,null,null,null,null,null,null,null,null,null,null,null,null,null,null,null,null,null,null,null,"DK_MA_Nyborg_SurpHeat_FF",null,"D",null,null,"D"]
[null,null,null,null,null,null,null,null,null,null,null,null,null,null,null,null,null,null,null,null,"DK_MA_Nyk_Boiler_BO",null,"D",null,null,"D"]
[null,null,null,null,null,null,null,null,null,null,null,null,null,null,null,null,null,null,null,null,"DK_MA_Nyk_Boiler_MW",null,"D",null,null,"D"]
[null,null,null,null,null,null,null,null,null,null,null,null,null,null,null,null,null,null,null,null,"DK_MA_Nyk_SolarDH",null,"D",null,null,"D"]
[null,null,null,null,null,null,null,null,null,null,null,null,null,null,null,null,null,null,null,null,"DK_MA_Nyk_SteamTur_FO",null,"D",null,null,"D"]
[null,null,null,null,null,null,null,null,null,null,null,null,null,null,null,null,null,null,null,null,"DK_MA_Nyk_SteamTur_MW",null,"D",null,null,"D"]
[null,null,null,null,null,null,null,null,null,null,null,null,null,null,null,null,null,null,null,null,"DK_MA_Ringsted_Boiler_NG",null,"D",null,null,"D"]
[null,null,null,null,null,null,null,null,null,null,null,null,null,null,null,null,null,null,null,null,"DK_MA_Ringsted_Boiler_ST",null,"D",null,null,"D"]
[null,null,null,null,null,null,null,null,null,null,null,null,null,null,null,null,null,null,null,null,"DK_MA_Ringsted_Engine_NG",null,"D",null,null,"D"]
[null,null,null,null,null,null,null,null,null,null,null,null,null,null,null,null,null,null,null,null,"DK_MA_Silk_Boiler_LO",null,"D",null,null,"D"]
[null,null,null,null,null,null,null,null,null,null,null,null,null,null,null,null,null,null,null,null,"DK_MA_Silk_Boiler_NG",null,"D",null,null,"D"]
[null,null,null,null,null,null,null,null,null,null,null,null,null,null,null,null,null,null,null,null,"DK_MA_Silk_CHP_NG",null,"D",null,null,"D"]
[null,null,null,null,null,null,null,null,null,null,null,null,null,null,null,null,null,null,null,null,"DK_MA_Silk_SolarDH",null,"D",null,null,"D"]
[null,null,null,null,null,null,null,null,null,null,null,null,null,null,null,null,null,null,null,null,"DK_MA_Skagen_Boiler_MW",null,"D",null,null,"D"]
[null,null,null,null,null,null,null,null,null,null,null,null,null,null,null,null,null,null,null,null,"DK_MA_Skagen_Boiler_NG",null,"D",null,null,"D"]
[null,null,null,null,null,null,null,null,null,null,null,null,null,null,null,null,null,null,null,null,"DK_MA_Skagen_El_Boiler_EL",null,"D",null,null,"D"]
[null,null,null,null,null,null,null,null,null,null,null,null,null,null,null,null,null,null,null,null,"DK_MA_Skagen_Engine_NG",null,"D",null,null,"D"]
[null,null,null,null,null,null,null,null,null,null,null,null,null,null,null,null,null,null,null,null,"DK_MA_Skagen_SurpHeat_FF",null,"D01",null,null,"D01"]
[null,null,null,null,null,null,null,null,null,null,null,null,null,null,null,null,null,null,null,null,"DK_MA_Skive_Boiler_BO",null,"D01",null,null,"D01"]
[null,null,null,null,null,null,null,null,null,null,null,null,null,null,null,null,null,null,null,null,"DK_MA_Skive_Boiler_NG",null,"D01",null,null,"D01"]
[null,null,null,null,null,null,null,null,null,null,null,null,null,null,null,null,null,null,null,null,"DK_MA_Skive_Boiler_WO",null,"D01",null,null,"D01"]
[null,null,null,null,null,null,null,null,null,null,null,null,null,null,null,null,null,null,null,null,"DK_MA_Skive_Boiler_WP",null,"D01",null,null,"D01"]
[null,null,null,null,null,null,null,null,null,null,null,null,null,null,null,null,null,null,null,null,"DK_MA_Skive_Engine_NG",null,"D01",null,null,"D01"]
[null,null,null,null,null,null,null,null,null,null,null,null,null,null,null,null,null,null,null,null,"DK_MA_Skive_Engine_WP",null,"D01",null,null,"D01"]
[null,null,null,null,null,null,null,null,null,null,null,null,null,null,null,null,null,null,null,null,"DK_MA_Slagelse_Boiler_MW",null,"D01",null,null,"D01"]
[null,null,null,null,null,null,null,null,null,null,null,null,null,null,null,null,null,null,null,null,"DK_MA_Slagelse_Boiler_NG",null,"D01",null,null,"D01"]
[null,null,null,null,null,null,null,null,null,null,null,null,null,null,null,null,null,null,null,null,"DK_MA_Sndborg_Boiler_NG",null,"D01",null,null,"D01"]
[null,null,null,null,null,null,null,null,null,null,null,null,null,null,null,null,null,null,null,null,"DK_MA_Sndborg_CHP_MW",null,"D01",null,null,"D01"]
[null,null,null,null,null,null,null,null,null,null,null,null,null,null,null,null,null,null,null,null,"DK_MA_Sndborg_CHP_NG",null,"D01",null,null,"D01"]
[null,null,null,null,null,null,null,null,null,null,null,null,null,null,null,null,null,null,null,null,"DK_MA_Sndborg_Geo_WO",null,"D01",null,null,"D01"]
[null,null,null,null,null,null,null,null,null,null,null,null,null,null,null,null,null,null,null,null,"DK_MA_Sndborg_SolarDH",null,"D01",null,null,"D01"]
[null,null,null,null,null,null,null,null,null,null,null,null,null,null,null,null,null,null,null,null,"DK_MA_Svend_Boiler_BO",null,"D01",null,null,"D01"]
[null,null,null,null,null,null,null,null,null,null,null,null,null,null,null,null,null,null,null,null,"DK_MA_Svend_Boiler_NG",null,"D01",null,null,"D01"]
[null,null,null,null,null,null,null,null,null,null,null,null,null,null,null,null,null,null,null,null,"DK_MA_Svend_Engine_NG",null,"D01",null,null,"D01"]
[null,null,null,null,null,null,null,null,null,null,null,null,null,null,null,null,null,null,null,null,"DK_MA_Svend_SteamTur_MW",null,"D01",null,null,"D01"]
[null,null,null,null,null,null,null,null,null,null,null,null,null,null,null,null,null,null,null,null,"DK_MA_Thisted_Boiler_NG",null,"D01",null,null,"D01"]
[null,null,null,null,null,null,null,null,null,null,null,null,null,null,null,null,null,null,null,null,"DK_MA_Thisted_Boiler_ST",null,"D1",null,null,"D1"]
[null,null,null,null,null,null,null,null,null,null,null,null,null,null,null,null,null,null,null,null,"DK_MA_Thisted_Engine_NG",null,"D1",null,null,"D1"]
[null,null,null,null,null,null,null,null,null,null,null,null,null,null,null,null,null,null,null,null,"DK_MA_Thisted_SteamTur_MW",null,"D1",null,null,"D1"]
[null,null,null,null,null,null,null,null,null,null,null,null,null,null,null,null,null,null,null,null,"DK_MA_Viborg_Boiler_BG",null,"D1",null,null,"D1"]
[null,null,null,null,null,null,null,null,null,null,null,null,null,null,null,null,null,null,null,null,"DK_MA_Viborg_Boiler_NG",null,"D1",null,null,"D1"]
[null,null,null,null,null,null,null,null,null,null,null,null,null,null,null,null,null,null,null,null,"DK_MA_Viborg_CHP_NG",null,"D1",null,null,"D1"]
[null,null,null,null,null,null,null,null,null,null,null,null,null,null,null,null,null,null,null,null,"DK_MA_Aars_Boiler_FO",null,"D1",null,null,"D1"]
[null,null,null,null,null,null,null,null,null,null,null,null,null,null,null,null,null,null,null,null,"DK_MA_Aars_Boiler_NG",null,"D1",null,null,"D1"]
[null,null,null,null,null,null,null,null,null,null,null,null,null,null,null,null,null,null,null,null,"DK_MA_Aars_SteamTur_MW",null,"D1",null,null,"D1"]
[null,null,null,null,null,null,null,null,null,null,null,null,null,null,null,null,null,null,null,null,"DK_MAM_Thisted_Geo_ST_2",null,"D1",null,null,"D1"]
[null,null,null,null,null,null,null,null,null,null,null,null,null,null,null,null,null,null,null,null,"DK_SA_Boiler_BG",null,"D1",null,null,"D1"]
[null,null,null,null,null,null,null,null,null,null,null,null,null,null,null,null,null,null,null,null,"DK_SA_Boiler_BO",null,"D1",null,null,"D1"]
[null,null,null,null,null,null,null,null,null,null,null,null,null,null,null,null,null,null,null,null,"DK_SA_Boiler_CO",null,"D1",null,null,"D1"]
[null,null,null,null,null,null,null,null,null,null,null,null,null,null,null,null,null,null,null,null,"DK_SA_Boiler_FO",null,"D1",null,null,"D1"]
[null,null,null,null,null,null,null,null,null,null,null,null,null,null,null,null,null,null,null,null,"DK_SA_Boiler_LO",null,"D1",null,null,"D1"]
[null,null,null,null,null,null,null,null,null,null,null,null,null,null,null,null,null,null,null,null,"DK_SA_Boiler_NG",null,"D1",null,null,"D1"]
[null,null,null,null,null,null,null,null,null,null,null,null,null,null,null,null,null,null,null,null,"DK_SA_Boiler_ST",null,"D1",null,null,"D1"]
[null,null,null,null,null,null,null,null,null,null,null,null,null,null,null,null,null,null,null,null,"DK_SA_Boiler_WO",null,"D1",null,null,"D1"]
[null,null,null,null,null,null,null,null,null,null,null,null,null,null,null,null,null,null,null,null,"DK_SA_Boiler_WP",null,"D1",null,null,"D1"]
[null,null,null,null,null,null,null,null,null,null,null,null,null,null,null,null,null,null,null,null,"DK_SA_CHP_NG",null,"D1",null,null,"D1"]
[null,null,null,null,null,null,null,null,null,null,null,null,null,null,null,null,null,null,null,null,"DK_SA_El_Boiler_EL",null,"D1",null,null,"D1"]
[null,null,null,null,null,null,null,null,null,null,null,null,null,null,null,null,null,null,null,null,"DK_SA_Engine_BG",null,"D1",null,null,"D1"]
[null,null,null,null,null,null,null,null,null,null,null,null,null,null,null,null,null,null,null,null,"DK_SA_Engine_LO",null,"D1",null,null,"D1"]
[null,null,null,null,null,null,null,null,null,null,null,null,null,null,null,null,null,null,null,null,"DK_SA_Engine_NG",null,"D1",null,null,"D1"]
[null,null,null,null,null,null,null,null,null,null,null,null,null,null,null,null,null,null,null,null,"DK_SA_GasTur_NG",null,"D1",null,null,"D1"]
[null,null,null,null,null,null,null,null,null,null,null,null,null,null,null,null,null,null,null,null,"DK_SA_HeatPump_EL",null,"D1",null,null,"D1"]
[null,null,null,null,null,null,null,null,null,null,null,null,null,null,null,null,null,null,null,null,"DK_SA_SolarDH",null,"D1",null,null,"D1"]
[null,null,null,null,null,null,null,null,null,null,null,null,null,null,null,null,null,null,null,null,"DK_SA_SteamTur_ST",null,"D1",null,null,"D1"]
[null,null,null,null,null,null,null,null,null,null,null,null,null,null,null,null,null,null,null,null,"DK_SA_SteamTur_WO",null,"D1",null,null,"D1"]
[null,null,null,null,null,null,null,null,null,null,null,null,null,null,null,null,null,null,null,null,"DK_SA_SurpHeat_FF",null,"D1",null,null,"D1"]
[null,null,null,null,null,null,null,null,null,null,null,null,null,null,null,null,null,null,null,null,"DK_W_Industry_A_Boiler_FO",null,"D1",null,null,"D1"]
[null,null,null,null,null,null,null,null,null,null,null,null,null,null,null,null,null,null,null,null,"DK_W_Industry_A_Boiler_NG",null,"D1",null,null,"D1"]
[null,null,null,null,null,null,null,null,null,null,null,null,null,null,null,null,null,null,null,null,"DK_W_Industry_A_Boiler_WO",null,"D1",null,null,"D1"]
[null,null,null,null,null,null,null,null,null,null,null,null,null,null,null,null,null,null,null,null,"DK_W_Industry_A_CHP_NG",null,"D1",null,null,"D1"]
[null,null,null,null,null,null,null,null,null,null,null,null,null,null,null,null,null,null,null,null,"DK_W_Industry_A_Engine_BG",null,"D1",null,null,"D1"]
[null,null,null,null,null,null,null,null,null,null,null,null,null,null,null,null,null,null,null,null,"DK_W_Industry_A_Engine_NG",null,"D1",null,null,"D1"]
[null,null,null,null,null,null,null,null,null,null,null,null,null,null,null,null,null,null,null,null,"DK_W_Industry_A_GasTur_NG",null,"E",null,null,"E"]
[null,null,null,null,null,null,null,null,null,null,null,null,null,null,null,null,null,null,null,null,"DK_W_Industry_A_SteamTur_CO",null,"E",null,null,"E"]
[null,null,null,null,null,null,null,null,null,null,null,null,null,null,null,null,null,null,null,null,"DK_W_Industry_A_SteamTur_FO",null,"E",null,null,"E"]
[null,null,null,null,null,null,null,null,null,null,null,null,null,null,null,null,null,null,null,null,"DK_W_Industry_A_SteamTur_NG",null,"E",null,null,"E"]
[null,null,null,null,null,null,null,null,null,null,null,null,null,null,null,null,null,null,null,null,"DK_W_Industry_A_SteamTur_WO",null,"E",null,null,"E"]
[null,null,null,null,null,null,null,null,null,null,null,null,null,null,null,null,null,null,null,null,"DK_W_Aalborg_ST-E9-Cosn",null,"E",null,null,"E"]
[null,null,null,null,null,null,null,null,null,null,null,null,null,null,null,null,null,null,null,null,"DK_W_Aalborg_ST-E9-Cosn-R-WO",null,"E",null,null,"E"]
[null,null,null,null,null,null,null,null,null,null,null,null,null,null,null,null,null,null,null,null,"DK_W_Aarhus_BP-ST",null,"E",null,null,"E"]
[null,null,null,null,null,null,null,null,null,null,null,null,null,null,null,null,null,null,null,null,"DK_W_Aarhus_ST-E8-ST",null,"E",null,null,"E"]
[null,null,null,null,null,null,null,null,null,null,null,null,null,null,null,null,null,null,null,null,"DolnU1-EXT-CO-1974",null,"E",null,null,"E"]
[null,null,null,null,null,null,null,null,null,null,null,null,null,null,null,null,null,null,null,null,"DolnU2-CON-CO-1974",null,"E",null,null,"E"]
[null,null,null,null,null,null,null,null,null,null,null,null,null,null,null,null,null,null,null,null,"Dublin_CCGT",null,"E",null,null,"E"]
[null,null,null,null,null,null,null,null,null,null,null,null,null,null,null,null,null,null,null,null,"Dychow-ELE-1936",null,"E",null,null,"E"]
[null,null,null,null,null,null,null,null,null,null,null,null,null,null,null,null,null,null,null,null,"Edenderry_Peat1",null,"E",null,null,"E"]
[null,null,null,null,null,null,null,null,null,null,null,null,null,null,null,null,null,null,null,null,"EH-E9",null,"E",null,null,"E"]
[null,null,null,null,null,null,null,null,null,null,null,null,null,null,null,null,null,null,null,null,"EH-P9",null,"E",null,null,"E"]
[null,null,null,null,null,null,null,null,null,null,null,null,null,null,null,null,null,null,null,null,"El-Boiler",null,"E",null,null,"E"]
[null,null,null,null,null,null,null,null,null,null,null,null,null,null,null,null,null,null,null,null,"Engine-NG-10_19",null,"E",null,null,"E"]
[null,null,null,null,null,null,null,null,null,null,null,null,null,null,null,null,null,null,null,null,"Erne_Hydro1",null,"E",null,null,"E"]
[null,null,null,null,null,null,null,null,null,null,null,null,null,null,null,null,null,null,null,null,"Erne_Hydro2",null,"E",null,null,"E"]
[null,null,null,null,null,null,null,null,null,null,null,null,null,null,null,null,null,null,null,null,"Erne_Hydro3",null,"E",null,null,"E"]
[null,null,null,null,null,null,null,null,null,null,null,null,null,null,null,null,null,null,null,null,"Erne_Hydro4",null,"E",null,null,"E"]
[null,null,null,null,null,null,null,null,null,null,null,null,null,null,null,null,null,null,null,null,"E-STO-40_49",null,"E",null,null,"E"]
[null,null,null,null,null,null,null,null,null,null,null,null,null,null,null,null,null,null,null,null,"E-STO-50",null,"E",null,null,"E"]
[null,null,null,null,null,null,null,null,null,null,null,null,null,null,null,null,null,null,null,null,"FI_Engine_BP_BGn",null,"E",null,null,"E"]
[null,null,null,null,null,null,null,null,null,null,null,null,null,null,null,null,null,null,null,null,"FI_Engine_LO",null,"E",null,null,"E"]
[null,null,null,null,null,null,null,null,null,null,null,null,null,null,null,null,null,null,null,null,"FI_R_Industry_ST-B9-WO",null,"E",null,null,"E"]
[null,null,null,null,null,null,null,null,null,null,null,null,null,null,null,null,null,null,null,null,"FI_R_Industry_ST-B9-WW",null,"E",null,null,"E"]
[null,null,null,null,null,null,null,null,null,null,null,null,null,null,null,null,null,null,null,null,"FI_R_Rural_NU-C8-NU",null,"E",null,null,"E"]
[null,null,null,null,null,null,null,null,null,null,null,null,null,null,null,null,null,null,null,null,"FI_R_Rural_ST-B9-PE",null,"E",null,null,"E"]
[null,null,null,null,null,null,null,null,null,null,null,null,null,null,null,null,null,null,null,null,"FI_R_Rural_ST-B9-WW",null,"E",null,null,"E"]
[null,null,null,null,null,null,null,null,null,null,null,null,null,null,null,null,null,null,null,null,"FI_R_Rural_ST-C0-Fosn",null,"E",null,null,"E"]
[null,null,null,null,null,null,null,null,null,null,null,null,null,null,null,null,null,null,null,null,"FI_R_Rural_ST-C8-NG",null,"E",null,null,"E"]
[null,null,null,null,null,null,null,null,null,null,null,null,null,null,null,null,null,null,null,null,"FI_R_Rural_ST-E9-Cosn",null,"E1",null,null,"E1"]
[null,null,null,null,null,null,null,null,null,null,null,null,null,null,null,null,null,null,null,null,"FI_R_Rural_ST-E9-WW",null,"E1",null,null,"E1"]
[null,null,null,null,null,null,null,null,null,null,null,null,null,null,null,null,null,null,null,null,"FI_Rural_ST-B9-MW",null,"E1",null,null,"E1"]
[null,null,null,null,null,null,null,null,null,null,null,null,null,null,null,null,null,null,null,null,"FI_Rural_ST-B9-WO",null,"E1",null,null,"E1"]
[null,null,null,null,null,null,null,null,null,null,null,null,null,null,null,null,null,null,null,null,"FI_Rural_ST-E7-FO",null,"E1",null,null,"E1"]
[null,null,null,null,null,null,null,null,null,null,null,null,null,null,null,null,null,null,null,null,"ForssaKT_CON_FO",null,"E1",null,null,"E1"]
[null,null,null,null,null,null,null,null,null,null,null,null,null,null,null,null,null,null,null,null,"Fyris_ST_B9_WO",null,"E1",null,null,"E1"]
[null,null,null,null,null,null,null,null,null,null,null,null,null,null,null,null,null,null,null,null,"FYV7_EXT_CO",null,"E1",null,null,"E1"]
[null,null,null,null,null,null,null,null,null,null,null,null,null,null,null,null,null,null,null,null,"FYV7_EXT_R_WP",null,"E1",null,null,"E1"]
[null,null,null,null,null,null,null,null,null,null,null,null,null,null,null,null,null,null,null,null,"FYV8_BP_ST",null,"E1",null,null,"E1"]
[null,null,null,null,null,null,null,null,null,null,null,null,null,null,null,null,null,null,null,null,"GasTurCC-CON-NG-10_19",null,"E1",null,null,"E1"]
[null,null,null,null,null,null,null,null,null,null,null,null,null,null,null,null,null,null,null,null,"GasTurCC-CON-NG-20_29",null,"E1",null,null,"E1"]
[null,null,null,null,null,null,null,null,null,null,null,null,null,null,null,null,null,null,null,null,"GasTur-EXT-NG-10_19",null,"E1",null,null,"E1"]
[null,null,null,null,null,null,null,null,null,null,null,null,null,null,null,null,null,null,null,null,"GasTur-EXT-NG-20",null,"E1",null,null,"E1"]
[null,null,null,null,null,null,null,null,null,null,null,null,null,null,null,null,null,null,null,null,"Gdan2U1-BP-CO-1973",null,"E1",null,null,"E1"]
[null,null,null,null,null,null,null,null,null,null,null,null,null,null,null,null,null,null,null,null,"GE-BP-LV-G",null,"E1",null,null,"E1"]
[null,null,null,null,null,null,null,null,null,null,null,null,null,null,null,null,null,null,null,null,"GeothermalEl-10_19",null,"E1",null,null,"E1"]
[null,null,null,null,null,null,null,null,null,null,null,null,null,null,null,null,null,null,null,null,"G-HSTORE",null,"E1",null,null,"E1"]
[null,null,null,null,null,null,null,null,null,null,null,null,null,null,null,null,null,null,null,null,"G-HSTORE-10",null,"E1",null,null,"E1"]
[null,null,null,null,null,null,null,null,null,null,null,null,null,null,null,null,null,null,null,null,"GorzU3-EXT-CO-1978",null,"E1",null,null,"E1"]
[null,null,null,null,null,null,null,null,null,null,null,null,null,null,null,null,null,null,null,null,"GorzU4-BP-NG-1999",null,"E1",null,null,"E1"]
[null,null,null,null,null,null,null,null,null,null,null,null,null,null,null,null,null,null,null,null,"GreatIsland_CCGT",null,"E1",null,null,"E1"]
[null,null,null,null,null,null,null,null,null,null,null,null,null,null,null,null,null,null,null,null,"GreatIsland_Oil1",null,"E1",null,null,"E1"]
[null,null,null,null,null,null,null,null,null,null,null,null,null,null,null,null,null,null,null,null,"GreatIsland_Oil2",null,"E1",null,null,"E1"]
[null,null,null,null,null,null,null,null,null,null,null,null,null,null,null,null,null,null,null,null,"GreatIsland_Oil3",null,"E1",null,null,"E1"]
[null,null,null,null,null,null,null,null,null,null,null,null,null,null,null,null,null,null,null,null,"GT-00",null,"E1",null,null,"E1"]
[null,null,null,null,null,null,null,null,null,null,null,null,null,null,null,null,null,null,null,null,"GT-10",null,"E1",null,null,"E1"]
[null,null,null,null,null,null,null,null,null,null,null,null,null,null,null,null,null,null,null,null,"GT-40-80",null,"E1",null,null,"E1"]
[null,null,null,null,null,null,null,null,null,null,null,null,null,null,null,null,null,null,null,null,"GT-90",null,"E1",null,null,"E1"]
[null,null,null,null,null,null,null,null,null,null,null,null,null,null,null,null,null,null,null,null,"GT-C8-LO",null,"E1",null,null,"E1"]
[null,null,null,null,null,null,null,null,null,null,null,null,null,null,null,null,null,null,null,null,"HanasaariB_BP_CO",null,"E1",null,null,"E1"]
[null,null,null,null,null,null,null,null,null,null,null,null,null,null,null,null,null,null,null,null,"HCV-ST-B8-NG",null,"E1",null,null,"E1"]
[null,null,null,null,null,null,null,null,null,null,null,null,null,null,null,null,null,null,null,null,"HeatPump-EL-10_19",null,"E1",null,null,"E1"]
[null,null,null,null,null,null,null,null,null,null,null,null,null,null,null,null,null,null,null,null,"HeatPump-EL-20_24",null,"E1",null,null,"E1"]
[null,null,null,null,null,null,null,null,null,null,null,null,null,null,null,null,null,null,null,null,"HeatPump-EL-25_29",null,"F",null,null,"F"]
[null,null,null,null,null,null,null,null,null,null,null,null,null,null,null,null,null,null,null,null,"HeatPump-EL-30_49",null,"F",null,null,"F"]
[null,null,null,null,null,null,null,null,null,null,null,null,null,null,null,null,null,null,null,null,"HeatPump-EL-50",null,"F",null,null,"F"]
[null,null,null,null,null,null,null,null,null,null,null,null,null,null,null,null,null,null,null,null,"HOB_AUTO1-CO",null,"F",null,null,"F"]
[null,null,null,null,null,null,null,null,null,null,null,null,null,null,null,null,null,null,null,null,"HOB_AUTO2-FO",null,"F",null,null,"F"]
[null,null,null,null,null,null,null,null,null,null,null,null,null,null,null,null,null,null,null,null,"HOB_AUTO3-NG",null,"F",null,null,"F"]
[null,null,null,null,null,null,null,null,null,null,null,null,null,null,null,null,null,null,null,null,"HOB_AUTO4-CO",null,"F",null,null,"F"]
[null,null,null,null,null,null,null,null,null,null,null,null,null,null,null,null,null,null,null,null,"HOB_AUTO4-MUN",null,"F",null,null,"F"]
[null,null,null,null,null,null,null,null,null,null,null,null,null,null,null,null,null,null,null,null,"HOB_AUTO5-STR",null,"F",null,null,"F"]
[null,null,null,null,null,null,null,null,null,null,null,null,null,null,null,null,null,null,null,null,"HO-B8-CO",null,"F",null,null,"F"]
[null,null,null,null,null,null,null,null,null,null,null,null,null,null,null,null,null,null,null,null,"HO-B8-FO",null,"F",null,null,"F"]
[null,null,null,null,null,null,null,null,null,null,null,null,null,null,null,null,null,null,null,null,"HO-B8-MW",null,"F",null,null,"F"]
[null,null,null,null,null,null,null,null,null,null,null,null,null,null,null,null,null,null,null,null,"HO-B8-NG",null,"F",null,null,"F"]
[null,null,null,null,null,null,null,null,null,null,null,null,null,null,null,null,null,null,null,null,"HO-B8-PE",null,"F",null,null,"F"]
[null,null,null,null,null,null,null,null,null,null,null,null,null,null,null,null,null,null,null,null,"HO-B8-WO",null,"F",null,null,"F"]
[null,null,null,null,null,null,null,null,null,null,null,null,null,null,null,null,null,null,null,null,"HOB-CO",null,"F",null,null,"F"]
[null,null,null,null,null,null,null,null,null,null,null,null,null,null,null,null,null,null,null,null,"HOB-NG",null,"F",null,null,"F"]
[null,null,null,null,null,null,null,null,null,null,null,null,null,null,null,null,null,null,null,null,"HOB-STR",null,"F",null,null,"F"]
[null,null,null,null,null,null,null,null,null,null,null,null,null,null,null,null,null,null,null,null,"HOB-WO",null,"F",null,null,"F"]
[null,null,null,null,null,null,null,null,null,null,null,null,null,null,null,null,null,null,null,null,"HO-COOLING",null,"F",null,null,"F"]
[null,null,null,null,null,null,null,null,null,null,null,null,null,null,null,null,null,null,null,null,"HO-IND1-LO",null,"F",null,null,"F"]
[null,null,null,null,null,null,null,null,null,null,null,null,null,null,null,null,null,null,null,null,"HO-IND1-NG",null,"F",null,null,"F"]
[null,null,null,null,null,null,null,null,null,null,null,null,null,null,null,null,null,null,null,null,"Huntstown_CCGT1",null,"F",null,null,"F"]
[null,null,null,null,null,null,null,null,null,null,null,null,null,null,null,null,null,null,null,null,"Huntstown_CCGT2",null,"F",null,null,"F"]
[null,null,null,null,null,null,null,null,null,null,null,null,null,null,null,null,null,null,null,null,"HuutokoskiKT_CON_FO",null,"F",null,null,"F"]
[null,null,null,null,null,null,null,null,null,null,null,null,null,null,null,null,null,null,null,null,"Hydro-EE",null,"F",null,null,"F"]
[null,null,null,null,null,null,null,null,null,null,null,null,null,null,null,null,null,null,null,null,"Hydro-LT-1",null,"F",null,null,"F"]
[null,null,null,null,null,null,null,null,null,null,null,null,null,null,null,null,null,null,null,null,"Hydro-LT-2",null,"F",null,null,"F"]
[null,null,null,null,null,null,null,null,null,null,null,null,null,null,null,null,null,null,null,null,"Hydro-LT-3",null,"F",null,null,"F"]
[null,null,null,null,null,null,null,null,null,null,null,null,null,null,null,null,null,null,null,null,"Hydro-LT-4",null,"F",null,null,"F"]
[null,null,null,null,null,null,null,null,null,null,null,null,null,null,null,null,null,null,null,null,"HydroRes",null,"F",null,null,"F"]
[null,null,null,null,null,null,null,null,null,null,null,null,null,null,null,null,null,null,null,null,"HydroRoR",null,"F",null,null,"F"]
[null,null,null,null,null,null,null,null,null,null,null,null,null,null,null,null,null,null,null,null,"Hydro-Rvr",null,"F",null,null,"F"]
[null,null,null,null,null,null,null,null,null,null,null,null,null,null,null,null,null,null,null,null,"Hydro-Small",null,"F",null,null,"F"]
[null,null,null,null,null,null,null,null,null,null,null,null,null,null,null,null,null,null,null,null,"HYR_NW",null,"F",null,null,"F"]
[null,null,null,null,null,null,null,null,null,null,null,null,null,null,null,null,null,null,null,null,"HY-ROR",null,"F",null,null,"F"]
[null,null,null,null,null,null,null,null,null,null,null,null,null,null,null,null,null,null,null,null,"HY-S01",null,"F",null,null,"F"]
[null,null,null,null,null,null,null,null,null,null,null,null,null,null,null,null,null,null,null,null,"Haapaniemi_BP_PE",null,"F",null,null,"F"]
[null,null,null,null,null,null,null,null,null,null,null,null,null,null,null,null,null,null,null,null,"Haapavesi_CON_PE",null,"F",null,null,"F"]
[null,null,null,null,null,null,null,null,null,null,null,null,null,null,null,null,null,null,null,null,"Inkoo_CON_CO",null,"F",null,null,"F"]
[null,null,null,null,null,null,null,null,null,null,null,null,null,null,null,null,null,null,null,null,"Jawo2U1-BP-CO-1995",null,"F",null,null,"F"]
[null,null,null,null,null,null,null,null,null,null,null,null,null,null,null,null,null,null,null,null,"KaroU1-EXT-CO-1984",null,"F",null,null,"F"]
[null,null,null,null,null,null,null,null,null,null,null,null,null,null,null,null,null,null,null,null,"KaroU2-BP-CO-1991",null,"F",null,null,"F"]
[null,null,null,null,null,null,null,null,null,null,null,null,null,null,null,null,null,null,null,null,"Kato-BP-CO-2000",null,"F",null,null,"F"]
[null,null,null,null,null,null,null,null,null,null,null,null,null,null,null,null,null,null,null,null,"Kaukopaa_BP_PE",null,"F",null,null,"F"]
[null,null,null,null,null,null,null,null,null,null,null,null,null,null,null,null,null,null,null,null,"Keguma-HPP-1",null,"F",null,null,"F"]
[null,null,null,null,null,null,null,null,null,null,null,null,null,null,null,null,null,null,null,null,"Keguma-HPP-2",null,"F",null,null,"F"]
[null,null,null,null,null,null,null,null,null,null,null,null,null,null,null,null,null,null,null,null,"Keljonlahti_BP_PE",null,"F",null,null,"F"]
[null,null,null,null,null,null,null,null,null,null,null,null,null,null,null,null,null,null,null,null,"Kellosaari_CON_FO",null,"F",null,null,"F"]
[null,null,null,null,null,null,null,null,null,null,null,null,null,null,null,null,null,null,null,null,"Kilroot_Coal1",null,"F",null,null,"F"]
[null,null,null,null,null,null,null,null,null,null,null,null,null,null,null,null,null,null,null,null,"Kilroot_Coal2",null,"F",null,null,"F"]
[null,null,null,null,null,null,null,null,null,null,null,null,null,null,null,null,null,null,null,null,"Kilroot_Distillate1",null,"F",null,null,"F"]
[null,null,null,null,null,null,null,null,null,null,null,null,null,null,null,null,null,null,null,null,"Kilroot_Distillate2",null,"F",null,null,"F"]
[null,null,null,null,null,null,null,null,null,null,null,null,null,null,null,null,null,null,null,null,"Kilroot_Distillate3",null,"F",null,null,"F"]
[null,null,null,null,null,null,null,null,null,null,null,null,null,null,null,null,null,null,null,null,"Kilroot_Distillate4",null,"F",null,null,"F"]
[null,null,null,null,null,null,null,null,null,null,null,null,null,null,null,null,null,null,null,null,"Kirkniemi_BP_NG",null,"F",null,null,"F"]
[null,null,null,null,null,null,null,null,null,null,null,null,null,null,null,null,null,null,null,null,"Klingenberg_LIGN_ST_EXT_post80",null,"F",null,null,"F"]
[null,null,null,null,null,null,null,null,null,null,null,null,null,null,null,null,null,null,null,null,"KOEGE-ST-B8-WO",null,"F",null,null,"F"]
[null,null,null,null,null,null,null,null,null,null,null,null,null,null,null,null,null,null,null,null,"KoziU1-EXT-CO-1972",null,"F",null,null,"F"]
[null,null,null,null,null,null,null,null,null,null,null,null,null,null,null,null,null,null,null,null,"KoziU2-CON-CO-1973",null,"F",null,null,"F"]
[null,null,null,null,null,null,null,null,null,null,null,null,null,null,null,null,null,null,null,null,"Kristiina1_CON_FO",null,"F",null,null,"F"]
[null,null,null,null,null,null,null,null,null,null,null,null,null,null,null,null,null,null,null,null,"Kristiina2_CON_CO",null,"F",null,null,"F"]
[null,null,null,null,null,null,null,null,null,null,null,null,null,null,null,null,null,null,null,null,"KrLegU1-BP-CO-1977",null,"F",null,null,"F"]
[null,null,null,null,null,null,null,null,null,null,null,null,null,null,null,null,null,null,null,null,"KrLegU3-EXT-CO-1984",null,"F",null,null,"F"]
[null,null,null,null,null,null,null,null,null,null,null,null,null,null,null,null,null,null,null,null,"Kruonis-1",null,"F",null,null,"F"]
[null,null,null,null,null,null,null,null,null,null,null,null,null,null,null,null,null,null,null,null,"Kruonis-2",null,"F",null,null,"F"]
[null,null,null,null,null,null,null,null,null,null,null,null,null,null,null,null,null,null,null,null,"Kruonis-3",null,"F",null,null,"F"]
[null,null,null,null,null,null,null,null,null,null,null,null,null,null,null,null,null,null,null,null,"Kruonis-4",null,"F",null,null,"F"]
[null,null,null,null,null,null,null,null,null,null,null,null,null,null,null,null,null,null,null,null,"Kruonis-5",null,"F",null,null,"F"]
[null,null,null,null,null,null,null,null,null,null,null,null,null,null,null,null,null,null,null,null,"Kymijarvi_BP_CO",null,"F",null,null,"F"]
[null,null,null,null,null,null,null,null,null,null,null,null,null,null,null,null,null,null,null,null,"LagiU6-CON-CO-2009",null,"F",null,null,"F"]
[null,null,null,null,null,null,null,null,null,null,null,null,null,null,null,null,null,null,null,null,"LappeenrantaKT_EXT_WW",null,"F",null,null,"F"]
[null,null,null,null,null,null,null,null,null,null,null,null,null,null,null,null,null,null,null,null,"LaziU1-EXT-CO-1967",null,"F",null,null,"F"]
[null,null,null,null,null,null,null,null,null,null,null,null,null,null,null,null,null,null,null,null,"LaziU2-CON-CO-1967",null,"F",null,null,"F"]
[null,null,null,null,null,null,null,null,null,null,null,null,null,null,null,null,null,null,null,null,"Lee_Hydro1",null,"F",null,null,"F"]
[null,null,null,null,null,null,null,null,null,null,null,null,null,null,null,null,null,null,null,null,"Lee_Hydro2",null,"F",null,null,"F"]
[null,null,null,null,null,null,null,null,null,null,null,null,null,null,null,null,null,null,null,null,"Lee_Hydro3",null,"F",null,null,"F"]
[null,null,null,null,null,null,null,null,null,null,null,null,null,null,null,null,null,null,null,null,"Lichterfelde-1_NGAS_GT_BP",null,"F",null,null,"F"]
[null,null,null,null,null,null,null,null,null,null,null,null,null,null,null,null,null,null,null,null,"Lichterfelde-2_NGAS_GT_BP",null,"G",null,null,"G"]
[null,null,null,null,null,null,null,null,null,null,null,null,null,null,null,null,null,null,null,null,"Lichterfelde-3_NGAS_GT_BP",null,"G",null,null,"G"]
[null,null,null,null,null,null,null,null,null,null,null,null,null,null,null,null,null,null,null,null,"Lielahti_BP_NG",null,"G",null,null,"G"]
[null,null,null,null,null,null,null,null,null,null,null,null,null,null,null,null,null,null,null,null,"Liffey_Hydro1",null,"G",null,null,"G"]
[null,null,null,null,null,null,null,null,null,null,null,null,null,null,null,null,null,null,null,null,"Liffey_Hydro2",null,"G",null,null,"G"]
[null,null,null,null,null,null,null,null,null,null,null,null,null,null,null,null,null,null,null,null,"Liffey_Hydro4",null,"G",null,null,"G"]
[null,null,null,null,null,null,null,null,null,null,null,null,null,null,null,null,null,null,null,null,"Liffey_Hydro5",null,"G",null,null,"G"]
[null,null,null,null,null,null,null,null,null,null,null,null,null,null,null,null,null,null,null,null,"Lodz4U3-EXT-ST-1992",null,"G",null,null,"G"]
[null,null,null,null,null,null,null,null,null,null,null,null,null,null,null,null,null,null,null,null,"Lough_Peat4",null,"G",null,null,"G"]
[null,null,null,null,null,null,null,null,null,null,null,null,null,null,null,null,null,null,null,null,"LT_GAS_CCGT",null,"G",null,null,"G"]
[null,null,null,null,null,null,null,null,null,null,null,null,null,null,null,null,null,null,null,null,"LV_GAS_CCGT",null,"G",null,null,"G"]
[null,null,null,null,null,null,null,null,null,null,null,null,null,null,null,null,null,null,null,null,"LV_GAS_Pulp",null,"G",null,null,"G"]
[null,null,null,null,null,null,null,null,null,null,null,null,null,null,null,null,null,null,null,null,"Marina_GasM",null,"G",null,null,"G"]
[null,null,null,null,null,null,null,null,null,null,null,null,null,null,null,null,null,null,null,null,"Martinlaakso_EXT_CO",null,"G",null,null,"G"]
[null,null,null,null,null,null,null,null,null,null,null,null,null,null,null,null,null,null,null,null,"Meath_Waste2Energy",null,"G",null,null,"G"]
[null,null,null,null,null,null,null,null,null,null,null,null,null,null,null,null,null,null,null,null,"MeriPori_CON_CO",null,"G",null,null,"G"]
[null,null,null,null,null,null,null,null,null,null,null,null,null,null,null,null,null,null,null,null,"Mertaniemi12_EXT_NG",null,"G",null,null,"G"]
[null,null,null,null,null,null,null,null,null,null,null,null,null,null,null,null,null,null,null,null,"Miec-EXT-CO-1986",null,"G",null,null,"G"]
[null,null,null,null,null,null,null,null,null,null,null,null,null,null,null,null,null,null,null,null,"Mitte_NGAS_CCGT_EXT_90",null,"G",null,null,"G"]
[null,null,null,null,null,null,null,null,null,null,null,null,null,null,null,null,null,null,null,null,"Moabit-A_COAL_ST_EXT_post90",null,"G",null,null,"G"]
[null,null,null,null,null,null,null,null,null,null,null,null,null,null,null,null,null,null,null,null,"Moabit-GT_OIL_GT_COND",null,"G",null,null,"G"]
[null,null,null,null,null,null,null,null,null,null,null,null,null,null,null,null,null,null,null,null,"Moneypoint_Coal1",null,"G",null,null,"G"]
[null,null,null,null,null,null,null,null,null,null,null,null,null,null,null,null,null,null,null,null,"Moneypoint_Coal2",null,"G",null,null,"G"]
[null,null,null,null,null,null,null,null,null,null,null,null,null,null,null,null,null,null,null,null,"Moneypoint_Coal3",null,"G2",null,null,"G2"]
[null,null,null,null,null,null,null,null,null,null,null,null,null,null,null,null,null,null,null,null,"Mongstad_CC_NG",null,"G2",null,null,"G2"]
[null,null,null,null,null,null,null,null,null,null,null,null,null,null,null,null,null,null,null,null,"Naistenlahti1_BP_NG",null,"G2",null,null,"G2"]
[null,null,null,null,null,null,null,null,null,null,null,null,null,null,null,null,null,null,null,null,"Narva-EJ-TG1",null,"G2",null,null,"G2"]
[null,null,null,null,null,null,null,null,null,null,null,null,null,null,null,null,null,null,null,null,"Narva-EJ-TG11",null,"G2",null,null,"G2"]
[null,null,null,null,null,null,null,null,null,null,null,null,null,null,null,null,null,null,null,null,"Narva-EJ-TG11-R-CO",null,"G2",null,null,"G2"]
[null,null,null,null,null,null,null,null,null,null,null,null,null,null,null,null,null,null,null,null,"Narva-EJ-TG12",null,"G2",null,null,"G2"]
[null,null,null,null,null,null,null,null,null,null,null,null,null,null,null,null,null,null,null,null,"Narva-EJ-TG2",null,"G2",null,null,"G2"]
[null,null,null,null,null,null,null,null,null,null,null,null,null,null,null,null,null,null,null,null,"Narva-EJ-TG3",null,"G2",null,null,"G2"]
[null,null,null,null,null,null,null,null,null,null,null,null,null,null,null,null,null,null,null,null,"Narva-EJ-TG4",null,"G2",null,null,"G2"]
[null,null,null,null,null,null,null,null,null,null,null,null,null,null,null,null,null,null,null,null,"Narva-EJ-TG5",null,"G2",null,null,"G2"]
[null,null,null,null,null,null,null,null,null,null,null,null,null,null,null,null,null,null,null,null,"Narva-EJ-TG6",null,"G2",null,null,"G2"]
[null,null,null,null,null,null,null,null,null,null,null,null,null,null,null,null,null,null,null,null,"Narva-EJ-TG7",null,"G2",null,null,"G2"]
[null,null,null,null,null,null,null,null,null,null,null,null,null,null,null,null,null,null,null,null,"Narva-EJ-TG8",null,"G2",null,null,"G2"]
[null,null,null,null,null,null,null,null,null,null,null,null,null,null,null,null,null,null,null,null,"Narva-EJ-TG8-R-CO",null,"G2",null,null,"G2"]
[null,null,null,null,null,null,null,null,null,null,null,null,null,null,null,null,null,null,null,null,"Naturkraft_I_CCGT",null,"G2",null,null,"G2"]
[null,null,null,null,null,null,null,null,null,null,null,null,null,null,null,null,null,null,null,null,"NEW-HYDRO-LV",null,"G2",null,null,"G2"]
[null,null,null,null,null,null,null,null,null,null,null,null,null,null,null,null,null,null,null,null,"Niedzica-ELE-1997",null,"G2",null,null,"G2"]
[null,null,null,null,null,null,null,null,null,null,null,null,null,null,null,null,null,null,null,null,"Northwall_Gas5",null,"G2",null,null,"G2"]
[null,null,null,null,null,null,null,null,null,null,null,null,null,null,null,null,null,null,null,null,"NowaU1-BP-NG-2000",null,"G2",null,null,"G2"]
[null,null,null,null,null,null,null,null,null,null,null,null,null,null,null,null,null,null,null,null,"Nuclear-30_50",null,"G2",null,null,"G2"]
[null,null,null,null,null,null,null,null,null,null,null,null,null,null,null,null,null,null,null,null,"Nuclear-35",null,"G2",null,null,"G2"]
[null,null,null,null,null,null,null,null,null,null,null,null,null,null,null,null,null,null,null,null,"Nuclear-70",null,"G2",null,null,"G2"]
[null,null,null,null,null,null,null,null,null,null,null,null,null,null,null,null,null,null,null,null,"Nuclear-80",null,"G2",null,null,"G2"]
[null,null,null,null,null,null,null,null,null,null,null,null,null,null,null,null,null,null,null,null,"Nuclear-90",null,"G3",null,null,"G3"]
[null,null,null,null,null,null,null,null,null,null,null,null,null,null,null,null,null,null,null,null,"NaantaliG123_BP_CO",null,"G3",null,null,"G3"]
[null,null,null,null,null,null,null,null,null,null,null,null,null,null,null,null,null,null,null,null,"Oil-80",null,"G3",null,null,"G3"]
[null,null,null,null,null,null,null,null,null,null,null,null,null,null,null,null,null,null,null,null,"OlkiluotoKT_CON_FO",null,"G3",null,null,"G3"]
[null,null,null,null,null,null,null,null,null,null,null,null,null,null,null,null,null,null,null,null,"OpolU1-CON-CO-1993",null,"G3",null,null,"G3"]
[null,null,null,null,null,null,null,null,null,null,null,null,null,null,null,null,null,null,null,null,"Oresund_CC-NGn",null,"G3",null,null,"G3"]
[null,null,null,null,null,null,null,null,null,null,null,null,null,null,null,null,null,null,null,null,"OstrbU1-CON-CO-1972",null,"G3",null,null,"G3"]
[null,null,null,null,null,null,null,null,null,null,null,null,null,null,null,null,null,null,null,null,"Oulu_BP_PE",null,"G3",null,null,"G3"]
[null,null,null,null,null,null,null,null,null,null,null,null,null,null,null,null,null,null,null,null,"Patn2U1-CON-LI-2008",null,"G3",null,null,"G3"]
[null,null,null,null,null,null,null,null,null,null,null,null,null,null,null,null,null,null,null,null,"PietarsaariWOy_BP_PE",null,"G3",null,null,"G3"]
[null,null,null,null,null,null,null,null,null,null,null,null,null,null,null,null,null,null,null,null,"Planivas-HPP",null,"G3",null,null,"G3"]
[null,null,null,null,null,null,null,null,null,null,null,null,null,null,null,null,null,null,null,null,"PL-COND-BGAS-2005",null,"G3",null,null,"G3"]
[null,null,null,null,null,null,null,null,null,null,null,null,null,null,null,null,null,null,null,null,"PolaU2-CON-CO-1980",null,"G3",null,null,"G3"]
[null,null,null,null,null,null,null,null,null,null,null,null,null,null,null,null,null,null,null,null,"Poolbeg_CCGT",null,"G3",null,null,"G3"]
[null,null,null,null,null,null,null,null,null,null,null,null,null,null,null,null,null,null,null,null,"PorabkaZar-ELE-1979",null,"G3",null,null,"G3"]
[null,null,null,null,null,null,null,null,null,null,null,null,null,null,null,null,null,null,null,null,"PumpH_AT",null,"G3",null,null,"G3"]
[null,null,null,null,null,null,null,null,null,null,null,null,null,null,null,null,null,null,null,null,"PumpH_CH",null,"G3",null,null,"G3"]
[null,null,null,null,null,null,null,null,null,null,null,null,null,null,null,null,null,null,null,null,"PumpH_FR",null,"G3",null,null,"G3"]
[null,null,null,null,null,null,null,null,null,null,null,null,null,null,null,null,null,null,null,null,"PumpH_IT",null,"G4",null,null,"G4"]
[null,null,null,null,null,null,null,null,null,null,null,null,null,null,null,null,null,null,null,null,"PumpH_LX",null,"G4",null,null,"G4"]
[null,null,null,null,null,null,null,null,null,null,null,null,null,null,null,null,null,null,null,null,"Pump-strge_GB",null,"G4",null,null,"G4"]
[null,null,null,null,null,null,null,null,null,null,null,null,null,null,null,null,null,null,null,null,"Reuter-C_COAL_ST_EXT_pre70",null,"G4",null,null,"G4"]
[null,null,null,null,null,null,null,null,null,null,null,null,null,null,null,null,null,null,null,null,"Reuter-D_COAL_ST_EXT_80",null,"G4",null,null,"G4"]
[null,null,null,null,null,null,null,null,null,null,null,null,null,null,null,null,null,null,null,null,"Reuter-E_COAL_ST_EXT_80",null,"G4",null,null,"G4"]
[null,null,null,null,null,null,null,null,null,null,null,null,null,null,null,null,null,null,null,null,"Reuter-M_WASTE_ST_EXT",null,"G4",null,null,"G4"]
[null,null,null,null,null,null,null,null,null,null,null,null,null,null,null,null,null,null,null,null,"Rhode_Distillate1",null,"G4",null,null,"G4"]
[null,null,null,null,null,null,null,null,null,null,null,null,null,null,null,null,null,null,null,null,"Rhode_Distillate2",null,"G4",null,null,"G4"]
[null,null,null,null,null,null,null,null,null,null,null,null,null,null,null,null,null,null,null,null,"Riga-HPP",null,"G4",null,null,"G4"]
[null,null,null,null,null,null,null,null,null,null,null,null,null,null,null,null,null,null,null,null,"Rigas_TEC-1-GT",null,"G4",null,null,"G4"]
[null,null,null,null,null,null,null,null,null,null,null,null,null,null,null,null,null,null,null,null,"Rigas_TEC-1-ST",null,"G4",null,null,"G4"]
[null,null,null,null,null,null,null,null,null,null,null,null,null,null,null,null,null,null,null,null,"Rigas_TEC-2-CC",null,"G4",null,null,"G4"]
[null,null,null,null,null,null,null,null,null,null,null,null,null,null,null,null,null,null,null,null,"Rya_CC_NG",null,"G4",null,null,"G4"]
[null,null,null,null,null,null,null,null,null,null,null,null,null,null,null,null,null,null,null,null,"RybnU1-EXT-CO-1972",null,"G4",null,null,"G4"]
[null,null,null,null,null,null,null,null,null,null,null,null,null,null,null,null,null,null,null,null,"RybnU2-CON-CO-1973",null,"G4",null,null,"G4"]
[null,null,null,null,null,null,null,null,null,null,null,null,null,null,null,null,null,null,null,null,"RzesU2-BP-NG-2003",null,"H",null,null,"H"]
[null,null,null,null,null,null,null,null,null,null,null,null,null,null,null,null,null,null,null,null,"SalmisaariB_BP_CO",null,"H",null,null,"H"]
[null,null,null,null,null,null,null,null,null,null,null,null,null,null,null,null,null,null,null,null,"SE_M_Rural_NU-C8-NU",null,"H",null,null,"H"]
[null,null,null,null,null,null,null,null,null,null,null,null,null,null,null,null,null,null,null,null,"SE_M_Rural_ST-B9-MW",null,"H",null,null,"H"]
[null,null,null,null,null,null,null,null,null,null,null,null,null,null,null,null,null,null,null,null,"SE_N_Rural_ST-E9-PE",null,"H",null,null,"H"]
[null,null,null,null,null,null,null,null,null,null,null,null,null,null,null,null,null,null,null,null,"SE_S_Rural_ST-B9-ST",null,"H",null,null,"H"]
[null,null,null,null,null,null,null,null,null,null,null,null,null,null,null,null,null,null,null,null,"SE_S_Rural_ST-E9-WO",null,"H",null,null,"H"]
[null,null,null,null,null,null,null,null,null,null,null,null,null,null,null,null,null,null,null,null,"SE_SURPLUS_H",null,"H",null,null,"H"]
[null,null,null,null,null,null,null,null,null,null,null,null,null,null,null,null,null,null,null,null,"Sealrock_Gas3CHP",null,"H",null,null,"H"]
[null,null,null,null,null,null,null,null,null,null,null,null,null,null,null,null,null,null,null,null,"Sealrock_Gas4CHP",null,"H",null,null,"H"]
[null,null,null,null,null,null,null,null,null,null,null,null,null,null,null,null,null,null,null,null,"SeinajokiSEVO_BP_PE",null,"H",null,null,"H"]
[null,null,null,null,null,null,null,null,null,null,null,null,null,null,null,null,null,null,null,null,"SiekU2-BP-CO-1962",null,"H",null,null,"H"]
[null,null,null,null,null,null,null,null,null,null,null,null,null,null,null,null,null,null,null,null,"SiekU8-EXT-CO-2007",null,"H",null,null,"H"]
[null,null,null,null,null,null,null,null,null,null,null,null,null,null,null,null,null,null,null,null,"SierU1-BP-CO-2001",null,"H",null,null,"H"]
[null,null,null,null,null,null,null,null,null,null,null,null,null,null,null,null,null,null,null,null,"SkawU1-BP-CO-1958_r1994",null,"H",null,null,"H"]
[null,null,null,null,null,null,null,null,null,null,null,null,null,null,null,null,null,null,null,null,"SKV3-ST-E1-NG",null,"H",null,null,"H"]
[null,null,null,null,null,null,null,null,null,null,null,null,null,null,null,null,null,null,null,null,"SM-HPP-LV",null,"H",null,null,"H"]
[null,null,null,null,null,null,null,null,null,null,null,null,null,null,null,null,null,null,null,null,"SolarDH-10_19",null,"H",null,null,"H"]
[null,null,null,null,null,null,null,null,null,null,null,null,null,null,null,null,null,null,null,null,"SolarDH-20_24",null,"H1",null,null,"H1"]
[null,null,null,null,null,null,null,null,null,null,null,null,null,null,null,null,null,null,null,null,"SolarDH-25_29",null,"H1",null,null,"H1"]
[null,null,null,null,null,null,null,null,null,null,null,null,null,null,null,null,null,null,null,null,"SolarDH-30",null,"H1",null,null,"H1"]
[null,null,null,null,null,null,null,null,null,null,null,null,null,null,null,null,null,null,null,null,"SolarPV-10_19",null,"H1",null,null,"H1"]
[null,null,null,null,null,null,null,null,null,null,null,null,null,null,null,null,null,null,null,null,"SolarPV-20_24",null,"H1",null,null,"H1"]
[null,null,null,null,null,null,null,null,null,null,null,null,null,null,null,null,null,null,null,null,"SolarPV-25_29",null,"H1",null,null,"H1"]
[null,null,null,null,null,null,null,null,null,null,null,null,null,null,null,null,null,null,null,null,"SolarPV-30_39",null,"H1",null,null,"H1"]
[null,null,null,null,null,null,null,null,null,null,null,null,null,null,null,null,null,null,null,null,"SolarPV-40_49",null,"H1",null,null,"H1"]
[null,null,null,null,null,null,null,null,null,null,null,null,null,null,null,null,null,null,null,null,"SolarPV-50",null,"H1",null,null,"H1"]
[null,null,null,null,null,null,null,null,null,null,null,null,null,null,null,null,null,null,null,null,"SOLE1",null,"H1",null,null,"H1"]
[null,null,null,null,null,null,null,null,null,null,null,null,null,null,null,null,null,null,null,null,"Solina-ELE-1968_r2003",null,"H1",null,null,"H1"]
[null,null,null,null,null,null,null,null,null,null,null,null,null,null,null,null,null,null,null,null,"SSV3_ST-E1-WP",null,"H1",null,null,"H1"]
[null,null,null,null,null,null,null,null,null,null,null,null,null,null,null,null,null,null,null,null,"ST-B1-Bio-LV",null,"H1",null,null,"H1"]
[null,null,null,null,null,null,null,null,null,null,null,null,null,null,null,null,null,null,null,null,"ST-B1-waste-LV",null,"H1",null,null,"H1"]
[null,null,null,null,null,null,null,null,null,null,null,null,null,null,null,null,null,null,null,null,"ST-B8-CO",null,"H1",null,null,"H1"]
[null,null,null,null,null,null,null,null,null,null,null,null,null,null,null,null,null,null,null,null,"ST-B8-FO",null,"H1",null,null,"H1"]
[null,null,null,null,null,null,null,null,null,null,null,null,null,null,null,null,null,null,null,null,"ST-B8-NG",null,"H1",null,null,"H1"]
[null,null,null,null,null,null,null,null,null,null,null,null,null,null,null,null,null,null,null,null,"ST-B9-MW",null,"H1",null,null,"H1"]
[null,null,null,null,null,null,null,null,null,null,null,null,null,null,null,null,null,null,null,null,"ST-B9-WW",null,"H2",null,null,"H2"]
[null,null,null,null,null,null,null,null,null,null,null,null,null,null,null,null,null,null,null,null,"ST-BP-IM-G",null,"H2",null,null,"H2"]
[null,null,null,null,null,null,null,null,null,null,null,null,null,null,null,null,null,null,null,null,"ST-BP-Iru-2-OG",null,"H2",null,null,"H2"]
[null,null,null,null,null,null,null,null,null,null,null,null,null,null,null,null,null,null,null,null,"ST-BP-LV-OG",null,"H2",null,null,"H2"]
[null,null,null,null,null,null,null,null,null,null,null,null,null,null,null,null,null,null,null,null,"ST-BP-O",null,"H2",null,null,"H2"]
[null,null,null,null,null,null,null,null,null,null,null,null,null,null,null,null,null,null,null,null,"ST-C7-FO",null,"H2",null,null,"H2"]
[null,null,null,null,null,null,null,null,null,null,null,null,null,null,null,null,null,null,null,null,"ST-C7-Fosn",null,"H2",null,null,"H2"]
[null,null,null,null,null,null,null,null,null,null,null,null,null,null,null,null,null,null,null,null,"ST-C9-Pen",null,"H2",null,null,"H2"]
[null,null,null,null,null,null,null,null,null,null,null,null,null,null,null,null,null,null,null,null,"ST-Cond-LM-F1-G",null,"H2",null,null,"H2"]
[null,null,null,null,null,null,null,null,null,null,null,null,null,null,null,null,null,null,null,null,"ST-Con-L3-G-1",null,"H2",null,null,"H2"]
[null,null,null,null,null,null,null,null,null,null,null,null,null,null,null,null,null,null,null,null,"ST-Con-L3-G-2",null,"H2",null,null,"H2"]
[null,null,null,null,null,null,null,null,null,null,null,null,null,null,null,null,null,null,null,null,"ST-Con-L3-G-3",null,"H2",null,null,"H2"]
[null,null,null,null,null,null,null,null,null,null,null,null,null,null,null,null,null,null,null,null,"SteamTur-CON-BIO-37pct",null,"H2",null,null,"H2"]
[null,null,null,null,null,null,null,null,null,null,null,null,null,null,null,null,null,null,null,null,"SteamTur-CON-BIO-50pct",null,"H2",null,null,"H2"]
[null,null,null,null,null,null,null,null,null,null,null,null,null,null,null,null,null,null,null,null,"SteamTur-CON-BIO-75pct",null,"H2",null,null,"H2"]
[null,null,null,null,null,null,null,null,null,null,null,null,null,null,null,null,null,null,null,null,"SteamTur-CON-CO-33pct",null,"H2",null,null,"H2"]
[null,null,null,null,null,null,null,null,null,null,null,null,null,null,null,null,null,null,null,null,"SteamTur-CON-CO-40pct",null,"H2",null,null,"H2"]
[null,null,null,null,null,null,null,null,null,null,null,null,null,null,null,null,null,null,null,null,"SteamTur-CON-CO-43pct",null,"H2",null,null,"H2"]
[null,null,null,null,null,null,null,null,null,null,null,null,null,null,null,null,null,null,null,null,"SteamTur-CON-FO-30pct",null,"H2",null,null,"H2"]
[null,null,null,null,null,null,null,null,null,null,null,null,null,null,null,null,null,null,null,null,"SteamTur-CON-LIG-43pct",null,"H3",null,null,"H3"]
[null,null,null,null,null,null,null,null,null,null,null,null,null,null,null,null,null,null,null,null,"SteamTur-CON-NG-36pct",null,"H3",null,null,"H3"]
[null,null,null,null,null,null,null,null,null,null,null,null,null,null,null,null,null,null,null,null,"SteamTur-CON-NG-40pct",null,"H3",null,null,"H3"]
[null,null,null,null,null,null,null,null,null,null,null,null,null,null,null,null,null,null,null,null,"SteamTur-CON-NG-52pct",null,"H3",null,null,"H3"]
[null,null,null,null,null,null,null,null,null,null,null,null,null,null,null,null,null,null,null,null,"SteamTur-CON-NG-57pct",null,"H3",null,null,"H3"]
[null,null,null,null,null,null,null,null,null,null,null,null,null,null,null,null,null,null,null,null,"SteamTur-CON-NUCL",null,"H3",null,null,"H3"]
[null,null,null,null,null,null,null,null,null,null,null,null,null,null,null,null,null,null,null,null,"SteamTur-CON-WP-10_19",null,"H3",null,null,"H3"]
[null,null,null,null,null,null,null,null,null,null,null,null,null,null,null,null,null,null,null,null,"SteamTur-CON-WP-20_29",null,"H3",null,null,"H3"]
[null,null,null,null,null,null,null,null,null,null,null,null,null,null,null,null,null,null,null,null,"SteamTur-CON-WP-50",null,"H3",null,null,"H3"]
[null,null,null,null,null,null,null,null,null,null,null,null,null,null,null,null,null,null,null,null,"SteamTur-EXT-CO-10_19",null,"H3",null,null,"H3"]
[null,null,null,null,null,null,null,null,null,null,null,null,null,null,null,null,null,null,null,null,"SteamTur-EXT-CO-20_29",null,"H3",null,null,"H3"]
[null,null,null,null,null,null,null,null,null,null,null,null,null,null,null,null,null,null,null,null,"SteamTur-EXT-CO-30_49",null,"H3",null,null,"H3"]
[null,null,null,null,null,null,null,null,null,null,null,null,null,null,null,null,null,null,null,null,"SteamTur-LARGE-BP-WO-10_19",null,"H3",null,null,"H3"]
[null,null,null,null,null,null,null,null,null,null,null,null,null,null,null,null,null,null,null,null,"SteamTur-LARGE-BP-WO-20_29",null,"H3",null,null,"H3"]
[null,null,null,null,null,null,null,null,null,null,null,null,null,null,null,null,null,null,null,null,"SteamTur-LARGE-BP-WO-30",null,"H3",null,null,"H3"]
[null,null,null,null,null,null,null,null,null,null,null,null,null,null,null,null,null,null,null,null,"SteamTur-LARGE-CON-WO-10_19",null,"H3",null,null,"H3"]
[null,null,null,null,null,null,null,null,null,null,null,null,null,null,null,null,null,null,null,null,"SteamTur-LARGE-CON-WO-20_29",null,"H3",null,null,"H3"]
[null,null,null,null,null,null,null,null,null,null,null,null,null,null,null,null,null,null,null,null,"SteamTur-LARGE-CON-WO-30",null,"H3",null,null,"H3"]
[null,null,null,null,null,null,null,null,null,null,null,null,null,null,null,null,null,null,null,null,"SteamTur-LARGE-EXT-WO-10_19",null,"H3",null,null,"H3"]
[null,null,null,null,null,null,null,null,null,null,null,null,null,null,null,null,null,null,null,null,"SteamTur-LARGE-EXT-WO-20_29",null,"H3",null,null,"H3"]
[null,null,null,null,null,null,null,null,null,null,null,null,null,null,null,null,null,null,null,null,"SteamTur-LARGE-EXT-WO-30",null,"I",null,null,"I"]
[null,null,null,null,null,null,null,null,null,null,null,null,null,null,null,null,null,null,null,null,"SteamTur-Medi-BP-WO-10",null,"I",null,null,"I"]
[null,null,null,null,null,null,null,null,null,null,null,null,null,null,null,null,null,null,null,null,"SteamTur-Medi-BP-WW-10",null,"I",null,null,"I"]
[null,null,null,null,null,null,null,null,null,null,null,null,null,null,null,null,null,null,null,null,"ST-Ext-Bio",null,"I",null,null,"I"]
[null,null,null,null,null,null,null,null,null,null,null,null,null,null,null,null,null,null,null,null,"ST-Ext-Iru-W",null,"I",null,null,"I"]
[null,null,null,null,null,null,null,null,null,null,null,null,null,null,null,null,null,null,null,null,"ST-Ext-K1-G",null,"I",null,null,"I"]
[null,null,null,null,null,null,null,null,null,null,null,null,null,null,null,null,null,null,null,null,"ST-Ext-K1-O_Enefit",null,"I",null,null,"I"]
[null,null,null,null,null,null,null,null,null,null,null,null,null,null,null,null,null,null,null,null,"ST-Ext-K2-G",null,"I",null,null,"I"]
[null,null,null,null,null,null,null,null,null,null,null,null,null,null,null,null,null,null,null,null,"ST-Ext-K3-G",null,"I",null,null,"I"]
[null,null,null,null,null,null,null,null,null,null,null,null,null,null,null,null,null,null,null,null,"ST-Ext-Kaunas-WO",null,"I",null,null,"I"]
[null,null,null,null,null,null,null,null,null,null,null,null,null,null,null,null,null,null,null,null,"ST-Ext-Klaipeda-WO",null,"I",null,null,"I"]
[null,null,null,null,null,null,null,null,null,null,null,null,null,null,null,null,null,null,null,null,"ST-Ext-M-O-1",null,"I",null,null,"I"]
[null,null,null,null,null,null,null,null,null,null,null,null,null,null,null,null,null,null,null,null,"ST-Ext-M-O-2",null,"I",null,null,"I"]
[null,null,null,null,null,null,null,null,null,null,null,null,null,null,null,null,null,null,null,null,"ST-Ext-Parnu-1",null,"I",null,null,"I"]
[null,null,null,null,null,null,null,null,null,null,null,null,null,null,null,null,null,null,null,null,"ST-Ext-Petrasiunai-WO",null,"I",null,null,"I"]
[null,null,null,null,null,null,null,null,null,null,null,null,null,null,null,null,null,null,null,null,"ST-Ext-Siauliai-WO",null,"I",null,null,"I"]
[null,null,null,null,null,null,null,null,null,null,null,null,null,null,null,null,null,null,null,null,"ST-Ext-Tartu-1",null,"I",null,null,"I"]
[null,null,null,null,null,null,null,null,null,null,null,null,null,null,null,null,null,null,null,null,"ST-Ext-V3-G-1",null,"I1",null,null,"I1"]
[null,null,null,null,null,null,null,null,null,null,null,null,null,null,null,null,null,null,null,null,"ST-Ext-V3-G-2",null,"I1",null,null,"I1"]
[null,null,null,null,null,null,null,null,null,null,null,null,null,null,null,null,null,null,null,null,"ST-Ext-Vao-1",null,"I1",null,null,"I1"]
[null,null,null,null,null,null,null,null,null,null,null,null,null,null,null,null,null,null,null,null,"ST-Ext-Vilnius-WO-1",null,"I1",null,null,"I1"]
[null,null,null,null,null,null,null,null,null,null,null,null,null,null,null,null,null,null,null,null,"ST-Ext-Vilnius-WO-2",null,"I1",null,null,"I1"]
[null,null,null,null,null,null,null,null,null,null,null,null,null,null,null,null,null,null,null,null,"SuomenVoima_BP_CO",null,"I1",null,null,"I1"]
[null,null,null,null,null,null,null,null,null,null,null,null,null,null,null,null,null,null,null,null,"SzczU1-BP-CO-2000",null,"I1",null,null,"I1"]
[null,null,null,null,null,null,null,null,null,null,null,null,null,null,null,null,null,null,null,null,"Tahkoluoto_CON_CO",null,"I1",null,null,"I1"]
[null,null,null,null,null,null,null,null,null,null,null,null,null,null,null,null,null,null,null,null,"Tarbert_Oil1",null,"I1",null,null,"I1"]
[null,null,null,null,null,null,null,null,null,null,null,null,null,null,null,null,null,null,null,null,"Tarbert_Oil2",null,"I1",null,null,"I1"]
[null,null,null,null,null,null,null,null,null,null,null,null,null,null,null,null,null,null,null,null,"Tarbert_Oil3",null,"I1",null,null,"I1"]
[null,null,null,null,null,null,null,null,null,null,null,null,null,null,null,null,null,null,null,null,"Tarbert_Oil4",null,"I1",null,null,"I1"]
[null,null,null,null,null,null,null,null,null,null,null,null,null,null,null,null,null,null,null,null,"Tawnaghmore_Distillate1",null,"I1",null,null,"I1"]
[null,null,null,null,null,null,null,null,null,null,null,null,null,null,null,null,null,null,null,null,"Tawnaghmore_Distillate3",null,"I1",null,null,"I1"]
[null,null,null,null,null,null,null,null,null,null,null,null,null,null,null,null,null,null,null,null,"Tjeldbergodden_CON_NG",null,"I1",null,null,"I1"]
[null,null,null,null,null,null,null,null,null,null,null,null,null,null,null,null,null,null,null,null,"Toppila12_BP_PE",null,"I1",null,null,"I1"]
[null,null,null,null,null,null,null,null,null,null,null,null,null,null,null,null,null,null,null,null,"Turlough_PumpStor1",null,"I1",null,null,"I1"]
[null,null,null,null,null,null,null,null,null,null,null,null,null,null,null,null,null,null,null,null,"Turlough_PumpStor2",null,"I1",null,null,"I1"]
[null,null,null,null,null,null,null,null,null,null,null,null,null,null,null,null,null,null,null,null,"Turlough_PumpStor3",null,"I1",null,null,"I1"]
[null,null,null,null,null,null,null,null,null,null,null,null,null,null,null,null,null,null,null,null,"Turlough_PumpStor4",null,"I1",null,null,"I1"]
[null,null,null,null,null,null,null,null,null,null,null,null,null,null,null,null,null,null,null,null,"TuroU1-BP-CO-1998",null,"I1",null,null,"I1"]
[null,null,null,null,null,null,null,null,null,null,null,null,null,null,null,null,null,null,null,null,"Tych-BP-CO-2000",null,"I1",null,null,"I1"]
[null,null,null,null,null,null,null,null,null,null,null,null,null,null,null,null,null,null,null,null,"Tynagh_CCGT",null,"I1",null,null,"I1"]
[null,null,null,null,null,null,null,null,null,null,null,null,null,null,null,null,null,null,null,null,"Uimaharju21_BP_PE",null,"I1",null,null,"I1"]
[null,null,null,null,null,null,null,null,null,null,null,null,null,null,null,null,null,null,null,null,"Vartan_ST_E7_FO",null,"I1",null,null,"I1"]
[null,null,null,null,null,null,null,null,null,null,null,null,null,null,null,null,null,null,null,null,"Vartan_ST_E9_Cosn",null,"I2",null,null,"I2"]
[null,null,null,null,null,null,null,null,null,null,null,null,null,null,null,null,null,null,null,null,"Vaskiluoto2_BP_CO",null,"I2",null,null,"I2"]
[null,null,null,null,null,null,null,null,null,null,null,null,null,null,null,null,null,null,null,null,"Vaskiluoto3_BP_FO",null,"I2",null,null,"I2"]
[null,null,null,null,null,null,null,null,null,null,null,null,null,null,null,null,null,null,null,null,"Vasthamn_ST_NG",null,"I2",null,null,"I2"]
[null,null,null,null,null,null,null,null,null,null,null,null,null,null,null,null,null,null,null,null,"VKE3_ST-E9-Cosn",null,"I2",null,null,"I2"]
[null,null,null,null,null,null,null,null,null,null,null,null,null,null,null,null,null,null,null,null,"VuosaariA_BP_NG",null,"I2",null,null,"I2"]
[null,null,null,null,null,null,null,null,null,null,null,null,null,null,null,null,null,null,null,null,"VuosaariB_BP_NG",null,"I2",null,null,"I2"]
[null,null,null,null,null,null,null,null,null,null,null,null,null,null,null,null,null,null,null,null,"WasteToEnergy-BP-10_19",null,"I2",null,null,"I2"]
[null,null,null,null,null,null,null,null,null,null,null,null,null,null,null,null,null,null,null,null,"WasteToEnergy-BP-20",null,"I2",null,null,"I2"]
[null,null,null,null,null,null,null,null,null,null,null,null,null,null,null,null,null,null,null,null,"West_Peat4",null,"I2",null,null,"I2"]
[null,null,null,null,null,null,null,null,null,null,null,null,null,null,null,null,null,null,null,null,"Whitegate_CCGT",null,"I2",null,null,"I2"]
[null,null,null,null,null,null,null,null,null,null,null,null,null,null,null,null,null,null,null,null,"WI-L10",null,"I2",null,null,"I2"]
[null,null,null,null,null,null,null,null,null,null,null,null,null,null,null,null,null,null,null,null,"Wilmersdorf_OIL_ST_EXT",null,"I2",null,null,"I2"]
[null,null,null,null,null,null,null,null,null,null,null,null,null,null,null,null,null,null,null,null,"Wind_Offshore_GB",null,"I2",null,null,"I2"]
[null,null,null,null,null,null,null,null,null,null,null,null,null,null,null,null,null,null,null,null,"Wind_Offshore_IR",null,"I2",null,null,"I2"]
[null,null,null,null,null,null,null,null,null,null,null,null,null,null,null,null,null,null,null,null,"Wind_Onshore_AT",null,"I2",null,null,"I2"]
[null,null,null,null,null,null,null,null,null,null,null,null,null,null,null,null,null,null,null,null,"Wind_Onshore_BE",null,"I2",null,null,"I2"]
[null,null,null,null,null,null,null,null,null,null,null,null,null,null,null,null,null,null,null,null,"Wind_Onshore_CH",null,"I2",null,null,"I2"]
[null,null,null,null,null,null,null,null,null,null,null,null,null,null,null,null,null,null,null,null,"Wind_Onshore_CZ",null,"I2",null,null,"I2"]
[null,null,null,null,null,null,null,null,null,null,null,null,null,null,null,null,null,null,null,null,"Wind_Onshore_FR",null,"I2",null,null,"I2"]
[null,null,null,null,null,null,null,null,null,null,null,null,null,null,null,null,null,null,null,null,"Wind_Onshore_GB",null,"I2",null,null,"I2"]
[null,null,null,null,null,null,null,null,null,null,null,null,null,null,null,null,null,null,null,null,"Wind_Onshore_IR",null,"I2",null,null,"I2"]
[null,null,null,null,null,null,null,null,null,null,null,null,null,null,null,null,null,null,null,null,"Wind_Onshore_IT",null,"I2",null,null,"I2"]
[null,null,null,null,null,null,null,null,null,null,null,null,null,null,null,null,null,null,null,null,"Wind_Onshore_LX",null,"I2",null,null,"I2"]
[null,null,null,null,null,null,null,null,null,null,null,null,null,null,null,null,null,null,null,null,"Wind_Onshore_NL",null,"I2",null,null,"I2"]
[null,null,null,null,null,null,null,null,null,null,null,null,null,null,null,null,null,null,null,null,"Wind_Onshore_PL",null,"I2",null,null,"I2"]
[null,null,null,null,null,null,null,null,null,null,null,null,null,null,null,null,null,null,null,null,"Wind-Anholt",null,"I3",null,null,"I3"]
[null,null,null,null,null,null,null,null,null,null,null,null,null,null,null,null,null,null,null,null,"Wind-DE_CS-Onshore",null,"I3",null,null,"I3"]
[null,null,null,null,null,null,null,null,null,null,null,null,null,null,null,null,null,null,null,null,"Wind-DE_ME-Onshore",null,"I3",null,null,"I3"]
[null,null,null,null,null,null,null,null,null,null,null,null,null,null,null,null,null,null,null,null,"Wind-DE_NE-Onshore",null,"I3",null,null,"I3"]
[null,null,null,null,null,null,null,null,null,null,null,null,null,null,null,null,null,null,null,null,"Wind-DE_NW-Onshore",null,"I3",null,null,"I3"]
[null,null,null,null,null,null,null,null,null,null,null,null,null,null,null,null,null,null,null,null,"Wind-DK_E-Onshore",null,"I3",null,null,"I3"]
[null,null,null,null,null,null,null,null,null,null,null,null,null,null,null,null,null,null,null,null,"Wind-DK_W-Onshore",null,"I3",null,null,"I3"]
[null,null,null,null,null,null,null,null,null,null,null,null,null,null,null,null,null,null,null,null,"Wind-farOffshore-25_29",null,"I3",null,null,"I3"]
[null,null,null,null,null,null,null,null,null,null,null,null,null,null,null,null,null,null,null,null,"Wind-farOffshore-30_49",null,"I3",null,null,"I3"]
[null,null,null,null,null,null,null,null,null,null,null,null,null,null,null,null,null,null,null,null,"Wind-FI-Onshore",null,"I3",null,null,"I3"]
[null,null,null,null,null,null,null,null,null,null,null,null,null,null,null,null,null,null,null,null,"Wind-Hornsrev",null,"I3",null,null,"I3"]
[null,null,null,null,null,null,null,null,null,null,null,null,null,null,null,null,null,null,null,null,"Wind-nearOffshore-20_24",null,"I3",null,null,"I3"]
[null,null,null,null,null,null,null,null,null,null,null,null,null,null,null,null,null,null,null,null,"Wind-nearOffshore-25_29",null,"I3",null,null,"I3"]
[null,null,null,null,null,null,null,null,null,null,null,null,null,null,null,null,null,null,null,null,"Wind-nearOffshore-30_49",null,"I3",null,null,"I3"]
[null,null,null,null,null,null,null,null,null,null,null,null,null,null,null,null,null,null,null,null,"Wind-nearOffshore-50",null,"I3",null,null,"I3"]
[null,null,null,null,null,null,null,null,null,null,null,null,null,null,null,null,null,null,null,null,"Wind-NO-Onshore",null,"I3",null,null,"I3"]
[null,null,null,null,null,null,null,null,null,null,null,null,null,null,null,null,null,null,null,null,"Wind-Offshore-10_19",null,"I3",null,null,"I3"]
[null,null,null,null,null,null,null,null,null,null,null,null,null,null,null,null,null,null,null,null,"Wind-Offshore-20_24",null,"I3",null,null,"I3"]
[null,null,null,null,null,null,null,null,null,null,null,null,null,null,null,null,null,null,null,null,"Wind-Offshore-25_29",null,"I3",null,null,"I3"]
[null,null,null,null,null,null,null,null,null,null,null,null,null,null,null,null,null,null,null,null,"Wind-Offshore-30_49",null,"I3",null,null,"I3"]
[null,null,null,null,null,null,null,null,null,null,null,null,null,null,null,null,null,null,null,null,"Wind-Offshore-50",null,"J",null,null,"J"]
[null,null,null,null,null,null,null,null,null,null,null,null,null,null,null,null,null,null,null,null,"Wind-Onshore-10_19",null,"J",null,null,"J"]
[null,null,null,null,null,null,null,null,null,null,null,null,null,null,null,null,null,null,null,null,"Wind-Onshore-20_24",null,"J",null,null,"J"]
[null,null,null,null,null,null,null,null,null,null,null,null,null,null,null,null,null,null,null,null,"Wind-Onshore-25_29",null,"J",null,null,"J"]
[null,null,null,null,null,null,null,null,null,null,null,null,null,null,null,null,null,null,null,null,"Wind-Onshore-30_49",null,"J",null,null,"J"]
[null,null,null,null,null,null,null,null,null,null,null,null,null,null,null,null,null,null,null,null,"Wind-Onshore-50",null,"J",null,null,"J"]
[null,null,null,null,null,null,null,null,null,null,null,null,null,null,null,null,null,null,null,null,"Wind-SE-Onshore",null,"J",null,null,"J"]
[null,null,null,null,null,null,null,null,null,null,null,null,null,null,null,null,null,null,null,null,"Wloclawek-ELE-1970",null,"J",null,null,"J"]
[null,null,null,null,null,null,null,null,null,null,null,null,null,null,null,null,null,null,null,null,"ZabrU1-EXT-CO-1976",null,"J",null,null,"J"]
[null,null,null,null,null,null,null,null,null,null,null,null,null,null,null,null,null,null,null,null,"ZabrU2-EXT-CO-1998",null,"J",null,null,"J"]
[null,null,null,null,null,null,null,null,null,null,null,null,null,null,null,null,null,null,null,null,"Zarnowiec-ELE-1983",null,"J",null,null,"J"]
[null,null,null,null,null,null,null,null,null,null,null,null,null,null,null,null,null,null,null,null,"ZeraU7-EXT-CO-2005",null,"J",null,null,"J"]
[null,null,null,null,null,null,null,null,null,null,null,null,null,null,null,null,null,null,null,null,"ZeraU8-EXT-CO-2006",null,"J",null,null,"J"]
[null,null,null,null,null,null,null,null,null,null,null,null,null,null,null,null,null,null,null,null,"ZielU1-BP-NG-1976",null,"J",null,null,"J"]
[null,null,null,null,null,null,null,null,null,null,null,null,null,null,null,null,null,null,null,null,"ZielU2-BP-CO-1996",null,"J",null,null,"J"]
[null,null,null,null,null,null,null,null,null,null,null,null,null,null,null,null,null,null,null,null,"ZielU3-BP-NG-2004",null,"J",null,null,"J"]
[null,null,null,null,null,null,null,null,null,null,null,null,null,null,null,null,null,null,null,null,"ZielU4-BP-CO-2004",null,"J",null,null,"J"]
[null,null,null,null,null,null,null,null,null,null,null,null,null,null,null,null,null,null,null,null,"Zydowo-ELE-1971",null,"J",null,null,"J"]
[null,null,null,null,null,null,null,null,null,null,null,null,null,null,null,null,null,null,null,null,"Aaby_ST_E0_Wosn",null,"J",null,null,"J"]

{"sheet":"Geographical split","index":1,"n_rows":38,"n_cols":3,"rows_kept":38,"cut":false,"hidden":false,"merged":[]}
["Geographical aggregation"]
[]
["The baltic countries are divided into the following hear areas:"]
[]
[]
[]
[null,"Model name","Description"]
["Estonia","EE_R_Narva","DH area at Narva "]
[null,"EE_R_Narva_ShaleLim","DH area at Narva "]
[null,"EE_R_Enefit"]
[null,"EE_R_Kohtla_Jarve"]
[null,"EE_R_Tartu","DH area for the city of Tartu"]
[null,"EE_R_Parnu","DH area for the city of Parnu"]
[null,"EE_R_Tallinn","DH area for the city of Tallinn"]
[null,"EE_R_Sillamae"]
[null,"EE_R_Urban","Aggregated urban areas with heat only oil shale, natural gas and fuel oil boilers"]
[null,"EE_R_Rural","Aggregated rural areas with wood chips, natural gas and fuel oil boilers"]
[null,"EE_R_Industry","Industrial area"]
[null,"EE_R_nearOffshore","Area for nearshore offshore wind power"]
[null,"EE_R_Offshore","Area for offshore wind power"]
[null,"EE_R_farOffshore","Area for far offshore wind power"]
["Latvia","LV_R_RigaR","DH area at Riga"]
[null,"LV_R_Other_DH"]
[null,"LV_R_Rural"]
[null,"LV_R_Pulp"]
[null,"LV_R_nearOffshore","Area for nearshore offshore wind power"]
[null,"LV_R_Offshore","Area for offshore wind power"]
[null,"LV_R_farOffshore","Area for far offshore wind power"]
["Lithuania","LT_R_VilU"]
[null,"LT_R_KauU"]
[null,"LT_R_Panevezys"]
[null,"LT_R_SiaU"]
[null,"LT_R_KlaU"]
[null,"LT_R_Other_DH"]
[null,"LT_R_Rural"]
[null,"LT_R_nearOffshore","Area for nearshore offshore wind power"]
[null,"LT_R_Offshore","Area for offshore wind power"]
[null,"LT_R_farOffshore","Area for far offshore wind power"]

{"sheet":"Electricity - annual demand","index":2,"n_rows":48,"n_cols":8,"rows_kept":48,"cut":false,"hidden":false,"merged":[]}
["Annual electricity demand"]
[]
[null,"Info:"]
[null,"Total demand projection based on previous projects for the Baltic sea region"]
[]
[null,"In the end, the demand projection will be calculated by TIMES for each scenario, but we would like to check and calibrate our reference scenario based on earlier results."]
[null,"No specific assumptions on electrification have been included yet, and especially long term projections are therefore subject to change."]
[null,"These should be baseline for electricity demand (reference scenario)"]
[]
[null,"Unit: GWh/year"]
[]
[]
[]
[null,"Total pr. Country"]
[null,"ViewName: Electricity demand - nominal annual"]
[null,"Sum of Elec. Demand w/loss (GWh)","Column Labels"]
[null,"Row Labels","2020","2025","2030","2040","2050"]
[null,"Estonia",8382.5870000015693,8483.9370000018571,8585.2860000021428,9445.4250000045176,10077.396000005847]
[null,"Latvia",6397.0490000013415,6927.0840000016324,7457.1200000019262,9515.681000005954,11027.169000007927]
[null,"Lithuania",11195.711000001966,11302.809000002228,11409.908000002482,13535.193000007326,15427.355000010004]
[null,"Grand Total",25975.347000004876,26713.830000005717,27452.314000006554,32496.299000017796,36531.920000023776]
[]
[null,"Division on sectors"]
[]
[null,"Sum of Elec. Demand (GWh)"]
[null,null,"2016","2020","2025","2030","2040","2050"]
[null,"Estonia",8382.5870000015693,8483.9370000018571,8585.2860000021428,9445.4250000045176,10077.396000005847,9547.9999999996908]
[null,"… of which industry"]
[null,"… of which residential"]
[null,"… of which commercial"]
[null,"… of which transport"]
[null,"… of which agriculture"]
[]
[null,"Latvia",6397.0490000013415,6927.0840000016324,7457.1200000019262,9515.681000005954,11027.169000007927,7729.4999999999964]
[null,"… of which industry"]
[null,"… of which residential"]
[null,"… of which commercial"]
[null,"… of which transport"]
[null,"… of which agriculture"]
[]
[null,"Lithuania",11195.711000001966,11302.809000002228,11409.908000002482,13535.193000007326,15427.355000010004,10910.499999999665]
[null,"… of which industry"]
[null,"… of which residential"]
[null,"… of which commercial"]
[null,"… of which transport"]
[null,"… of which agriculture"]
[]
[null,"Grand Total",25975.347000004876,26713.830000005717,27452.314000006554,32496.299000017796,36531.920000023776,28187.999999999352]

{"sheet":"Heat - annual demand","index":3,"n_rows":46,"n_cols":8,"rows_kept":46,"cut":false,"hidden":false,"merged":[]}
["Annual district heating demand by area"]
[]
[null,"Info:"]
[null,"Based on previous projects for the Baltic sea region"]
[null,"Ultimately, national total demand will be based on regional baselines collected here + national studies on total demand + TIMES modelling of national total"]
[null,"Shown data is used as a starting point and should be checked against your expectations"]
[null,"Unit: PJ/year, excluding losses"]
[]
[]
[null,"Total pr. Country"]
[]
[null,"ViewName: Heat demand - nominal annual"]
[null,"Sum of PJ","Column Labels"]
[null,"Row Labels","2020","2025","2030","2040","2050"]
[null,"Denmark",119.89403999979,120.33762839979239,120.80100239979465,116.19651959980992,106.07334119983587]
[null,"Estonia",17.986010400001689,17.642998800001674,17.299990800001659,15.654326400001533,15.157620000001515]
[null,"Latvia",21.5340012000017,21.349454400001679,21.164907600001666,21.357644400001686,22.981053600001811]
[null,"Lithuania",27.544471200002317,26.632879200002211,25.721294400002108,21.498854400001743,19.826830800001602]
[null,"Norway",19.358513999928608,22.4534015999172,25.548307199905786,31.738096799882968,37.927900799860133]
[null,"Sweden",191.3367635992945,188.68644719930421,186.03614159931399,180.73551239933357,175.43489039935309]
[null,"Germany",529.95108239804574,511.03103399811562,492.11095679818544,454.27084559832497,416.43069479846446]
[null,"Poland",322.25439600004131,347.89366800004456,373.5329544000478,424.81151280005435,476.09004960006104]
[null,"Finland",114.56353080001578,113.99100120001572,113.9902632000157,113.98877640001572,113.98724280001568]
[null,"Grand Total",1364.4228095971216,1370.0185127971952,1376.205818397269,1380.2520887974263,1383.9096239975952]
[]
[null,"BPO scenario"]
[null,"Sum of PJ",null,"Year"]
[null,"Country","Area","2020","2025","2030","2040","2050"]
[null,"Estonia","EE_R_Industry",1.4143356,1.3898160000000004,1.360746,1.1976047999999997,1.1166876000000001]
[null,null,"EE_R_Kohtla_Jarve",1.2041388000001547,1.1303496000001452,1.0572264000001352,0.88636320000011293,0.78953400000010132]
[null,null,"EE_R_Narva",1.7841672000001638,1.6748244000001538,1.5664896000001436,1.3133196000001202,1.1698488000001079]
[null,null,"EE_R_Parnu",0.71121240000006258,0.66762360000005849,0.624438000000055,0.52351920000004604,0.46632960000004103]
[null,null,"EE_R_Rural",1.5810408000002023,1.8567252000002379,2.1307572000002737,2.3708592000003033,2.7337284000003503]
[null,null,"EE_R_Sillamae",0.74560320000009572,0.69990840000008958,0.65463480000008412,0.54883440000007033,0.48888000000006299]
[null,null,"EE_R_Tallinn",7.303622400000668,6.8560344000006284,6.4125432000005871,5.376171600000494,4.7888676000004402]
[null,null,"EE_R_Tartu",1.8648540000001648,1.7505684000001538,1.6373340000001437,1.3727124000001216,1.2227544000001078]
[null,null,"EE_R_Urban",1.3770360000001767,1.6171488000002072,1.8558216000002383,2.064942000000265,2.3809896000003046]
[null,"Latvia","LV_R_RigaR",10.955790000001702,10.86189840000168,10.768006800001668,10.866063600001686,11.692000800001814]
[null,null,"LV_R_Other_DH",10.578211199999998,10.487556,10.396900799999997,10.491580799999999,11.289052799999997]
[null,"Lithuania","LT_R_KauU",3.3572412000005416,3.2202432000005206,3.0718116000004949,2.5324308000004088,2.3334840000003765]
[null,null,"LT_R_KlaU",2.2797468000003689,2.1872700000003538,2.0869776000003366,1.7213724000002779,1.5869124000002566]
[null,null,"LT_R_Panevezys",1.0054512000001621,0.96427800000015573,0.9196992000001486,0.75799080000012276,0.69824520000011281]
[null,null,"LT_R_VilU",6.5615472000010602,6.2946936000010156,6.0054084000009702,4.9523004000008006,4.5645012000007368]
[null,null,"LT_R_SiaU",1.0743156000001735,1.0291500000001665,0.98048880000015826,0.80640720000012989,0.74140920000011978]
[null,null,"LT_R_Other_DH",13.266169200000009,12.937244399999999,12.656908799999998,10.728352800000001,9.9022787999999995]
[null,"Grand Total",null,67.064482800005706,65.625332400005561,64.186192800005429,58.510825200004959,57.965504400004932]

{"sheet":"Transmission","index":4,"n_rows":270,"n_cols":38,"rows_kept":270,"cut":false,"hidden":false,"merged":[]}
["Power transmission"]
[]
[null,"Info:"]
[null,"Development of power transmission capacities is based on ENTSO-E TYNDP. After 2030, model optimized investments will be applied (not yet included)"]
[null,"Capacities shown as matrix between countries"]
[null,"EE_OPT: Model region to represent mutual limitations on transfer between Estonia, Latvia and Russia."]
[null,"unit: MW net transfer capacity"]
[]
[null,"ViewName: Exo/Endo Electricity Transmission Capacity (MW)"]
[null,"Sum of MW","Column Labels"]
[null,null,"Austria","Belgium","Czech","Denmark",null,null,"Estonia",null,"Finland","France","Germany",null,null,null,null,"Great_Britain","Hungary","Ireland","Italy","Latvia","Lithuania","Luxembourg","Netherlands","Norway",null,null,null,null,"Poland",null,"Slovakia","Sweden",null,null,null,"Switzerland"]
[null,"Row Labels","AT_R","BE_R","CZ_R","DK_E","DK_KF","DK_W","EE_OPT","EE_R","FI_R","FR_R","DE_CS","DE_KF","DE_ME","DE_NE","DE_NW","GB_R","HU_R","IR_R","IT_R","LV_R","LT_R","LX_R","NL_R","NO_M","NO_MW","NO_N","NO_SE","NO_SW","PL_DECZ","PL_R","SK_R","SE_M","SE_N1","SE_N2","SE_S","CH_R"]
[null,"Austria"]
[null,"AT_R"]
[null,"2020",null,null,300,null,null,null,null,null,null,null,2200,null,null,null,null,null,800,null,370,null,null,null,null,null,null,null,null,null,null,null,null,null,null,null,null,1200]
[null,"2025",null,null,300,null,null,null,null,null,null,null,7600,null,null,null,null,null,800,null,1470,null,null,null,null,null,null,null,null,null,null,null,null,null,null,null,null,1200]
[null,"2030",null,null,300,null,null,null,null,null,null,null,7600,null,null,null,null,null,800,null,1470,null,null,null,null,null,null,null,null,null,null,null,null,null,null,null,null,1200]
[null,"2040",null,null,1055.0461701045001,null,null,null,null,null,null,null,7600,null,null,null,null,null,800,null,3847.9216556751999,null,null,null,null,null,null,null,null,null,null,null,null,null,null,null,null,1200]
[null,"2050",null,null,1055.0461701045001,null,null,null,null,null,null,null,7600,null,null,null,null,null,800,null,3847.9216556751999,null,null,null,null,null,null,null,null,null,null,null,null,null,null,null,null,1200]
[null,"Belgium"]
[null,"BE_R"]
[null,"2020",null,null,null,null,null,null,null,null,null,2000,null,null,null,null,null,1000,null,null,null,null,null,500,2550]
[null,"2025",null,null,null,null,null,null,null,null,null,3000,1000,null,null,null,null,1000,null,null,null,null,null,1400,2550]
[null,"2030",null,null,null,null,null,null,null,null,null,3000,2000,null,null,null,null,1000,null,null,null,null,null,1400,2550]
[null,"2040",null,null,null,null,null,null,null,null,null,3000,2000,null,null,null,null,3000,null,null,null,null,null,1400,2550]
[null,"2050",null,null,null,null,null,null,null,null,null,3000,2000,null,null,null,null,5000,null,null,null,null,null,1400,2550]
[null,"Czech"]
[null,"CZ_R"]
[null,"2020",300,null,null,null,null,null,null,null,null,null,3350,null,null,null,null,null,null,null,null,null,null,null,null,null,null,null,null,null,800,null,2450]
[null,"2025",300,null,null,null,null,null,null,null,null,null,3350,null,null,null,null,null,null,null,null,null,null,null,null,null,null,null,null,null,800,null,2450]
[null,"2030",300,null,null,null,null,null,null,null,null,null,3350,null,null,null,null,null,null,null,null,null,null,null,null,null,null,null,null,null,800,null,2450]
[null,"2040",1055.0461701045001,null,null,null,null,null,null,null,null,null,3350,null,0,null,null,null,null,null,null,null,null,null,null,null,null,null,null,null,800,0,2450]
[null,"2050",1055.0461701045001,null,null,null,null,null,null,null,null,null,3350,null,560.60602882520004,null,null,null,null,null,null,null,null,null,null,null,null,null,null,null,800,0,2450]
[null,"Denmark"]
[null,"DK_E"]
[null,"2020",null,null,null,null,600,600,null,null,null,null,null,null,null,600,null,null,null,null,null,null,null,null,null,null,null,null,null,null,null,null,null,null,null,null,1700]
[null,"2025",null,null,null,null,600,600,null,null,null,null,null,null,null,600,null,null,null,null,null,null,null,null,null,null,null,null,null,null,null,null,null,null,null,null,1700]
[null,"2030",null,null,null,null,600,600,null,null,null,null,null,null,null,600,null,null,null,null,null,null,null,null,null,null,null,null,null,null,null,null,null,null,null,null,1700]
[null,"2040",null,null,null,null,600,600,null,null,null,null,null,null,null,600,null,null,null,null,null,null,null,null,null,null,null,null,null,null,null,null,null,null,null,null,2153.2125159011002]
[null,"2050",null,null,null,null,600,600,null,null,null,null,null,null,null,600,null,null,null,null,null,null,null,null,null,null,null,null,null,null,null,null,null,null,null,null,2153.2125159011002]
[null,"DK_W"]
[null,"2020",null,null,null,600,null,null,null,null,null,null,null,null,null,null,1640,null,null,null,null,null,null,null,700,null,null,null,null,1700,null,null,null,740]
[null,"2025",null,null,null,600,null,null,null,null,null,null,null,null,null,null,3500,1400,null,null,null,null,null,null,700,null,null,null,null,1700,null,null,null,740]
[null,"2030",null,null,null,600,null,null,null,null,null,null,null,null,null,null,3500,1400,null,null,null,null,null,null,700,null,null,null,null,1700,null,null,null,740]
[null,"2040",null,null,null,600,null,null,null,null,null,null,null,null,null,null,3500,1400,null,null,null,null,null,null,700,null,null,null,null,1700,null,null,null,2480.8425734404]
[null,"2050",null,null,null,600,null,null,null,null,null,null,null,null,null,null,3500,1400,null,null,null,null,null,null,700,null,null,null,null,1700,null,null,null,2480.8425734404]
[null,"DK_KF"]
[null,"2020",null,null,null,600,null,null,null,null,null,null,null,400]
[null,"2025",null,null,null,600,null,null,null,null,null,null,null,400]
[null,"2030",null,null,null,600,null,null,null,null,null,null,null,400]
[null,"2040",null,null,null,600,null,null,null,null,null,null,null,400]
[null,"2050",null,null,null,600,null,null,null,null,null,null,null,400]
[null,"Estonia"]
[null,"EE_R"]
[null,"2020",null,null,null,null,null,null,null,null,1016,null,null,null,null,null,null,null,null,null,null,1000]
[null,"2025",null,null,null,null,null,null,null,null,1016,null,null,null,null,null,null,null,null,null,null,1600]
[null,"2030",null,null,null,null,null,null,null,null,1016,null,null,null,null,null,null,null,null,null,null,1600]
[null,"2040",null,null,null,null,null,null,null,null,1293.3744088159001,null,null,null,null,null,null,null,null,null,null,1600,null,null,null,null,null,null,null,null,null,null,null,0]
[null,"2050",null,null,null,null,null,null,null,null,1889.230798583,null,null,null,null,null,null,null,null,null,null,1600,null,null,null,null,null,null,null,null,null,null,null,0]
[null,"Finland"]
[null,"FI_R"]
[null,"2020",null,null,null,null,null,null,null,1000,null,null,null,null,null,null,null,null,null,null,null,null,null,null,null,null,null,null,null,null,null,null,null,1350,1100]
[null,"2025",null,null,null,null,null,null,null,1000,null,null,null,null,null,null,null,null,null,null,null,null,null,null,null,null,null,null,null,null,null,null,null,550,1100,800]
[null,"2030",null,null,null,null,null,null,null,1000,null,null,null,null,null,null,null,null,null,null,null,null,null,null,null,null,null,null,null,null,null,null,null,550,1900,800]
[null,"2040",null,null,null,null,null,null,null,1277.3744088159001,null,null,null,null,null,null,null,null,null,null,null,null,null,null,null,null,null,1711.7382735681001,null,null,null,null,null,550,1900,800]
[null,"2050",null,null,null,null,null,null,null,1873.230798583,null,null,null,null,null,null,null,null,null,null,null,null,null,null,null,null,null,2236.8893989044,null,null,null,null,null,550,1900,800]
[null,"France"]
[null,"FR_R"]
[null,"2020",null,3000,null,null,null,null,null,null,null,null,3200,null,null,null,null,3000,null,null,3950,null,null,500,null,null,null,null,null,null,null,null,null,null,null,null,null,3700]
[null,"2025",null,4000,null,null,null,null,null,null,null,null,3200,null,null,null,null,5400,null,null,3950,null,null,500,null,null,null,null,null,null,null,null,null,null,null,null,null,3700]
[null,"2030",null,4000,null,null,null,null,null,null,null,null,5000,null,null,null,null,5400,null,700,3950,null,null,500,null,null,null,null,null,null,null,null,null,null,null,null,null,3700]
[null,"2040",null,4000,null,null,null,null,null,null,null,null,5000,null,null,null,null,7400,null,700,9950,null,null,500,null,null,null,null,null,null,null,null,null,null,null,null,null,3700]
[null,"2050",null,4000,null,null,null,null,null,null,null,null,5717.3638509714001,null,null,null,null,9400,null,700,15422.7495683938,null,null,500,null,null,null,null,null,null,null,null,null,null,null,null,null,3700]
[null,"Germany"]
[null,"DE_CS"]
[null,"2020",2200,null,1950,null,null,null,null,null,null,1500,null,null,6100,null,7576,null,null,null,null,null,null,1000,4750,null,null,null,null,null,null,null,null,null,null,null,null,1200]
[null,"2025",7600,1000,1950,null,null,null,null,null,null,1500,null,null,9100,null,13576,null,null,null,null,null,null,1000,4750,null,null,null,null,null,null,null,null,null,null,null,null,1600]
[null,"2030",7600,2000,1950,null,null,null,null,null,null,3300,null,null,11100,null,17576,null,null,null,null,null,null,1000,4750,null,null,null,null,null,null,null,null,null,null,null,null,3625]
[null,"2040",7600,2000,1950,null,null,null,null,null,null,3300,null,null,11100,null,21576,null,null,null,null,null,null,1000,4750,null,null,null,null,null,null,null,null,null,null,null,null,3625]
[null,"2050",7600,2000,1950,null,null,null,null,null,null,4017.3638509714001,null,null,11100,null,21576,null,null,null,null,null,null,1000,4750,null,null,null,null,null,null,null,null,null,null,null,null,3625]
[null,"DE_NE"]
[null,"2020",null,null,null,600,null,null,null,null,null,null,null,400,5211,null,1850]
[null,"2025",null,null,null,600,null,null,null,null,null,null,null,400,5211,null,1850]
[null,"2030",null,null,null,600,null,null,null,null,null,null,null,400,5211,null,1850,null,null,null,null,null,null,null,null,null,null,null,null,null,null,null,null,null,null,null,700]
[null,"2040",null,null,null,600,null,null,null,null,null,null,null,400,7211,null,1850,null,null,null,null,null,null,null,null,null,null,null,null,null,null,null,null,null,null,null,700]
[null,"2050",null,null,null,600,null,null,null,null,null,null,null,400,7211,null,1850,null,null,null,null,null,null,null,null,null,null,null,null,null,null,null,null,null,null,null,700]
[null,"DE_NW"]
[null,"2020",null,null,null,null,null,1500,null,null,null,null,7576,null,null,1850,null,null,null,null,null,null,null,null,500,null,null,null,null,1400,null,null,null,null,null,null,600]
[null,"2025",null,null,null,null,null,3500,null,null,null,null,13576,null,null,1850,null,null,null,null,null,null,null,null,500,null,null,null,null,1400,null,null,null,null,null,null,600]
[null,"2030",null,null,null,null,null,3500,null,null,null,null,17576,null,null,1850,null,null,null,null,null,null,null,null,3400,null,null,null,null,1400,null,null,null,null,null,null,600]
[null,"2040",null,null,null,null,null,3500,null,null,null,null,21576,null,null,1850,null,null,null,null,null,null,null,null,3400,null,null,null,null,1400,null,null,null,null,null,null,600]
[null,"2050",null,null,null,null,null,3500,null,null,null,null,21576,null,null,1850,null,null,null,null,null,null,null,null,3400,null,null,null,null,1400,null,null,null,null,null,null,600]
[null,"DE_KF"]
[null,"2020",null,null,null,null,400,null,null,null,null,null,null,null,null,400]
[null,"2025",null,null,null,null,400,null,null,null,null,null,null,null,null,400]
[null,"2030",null,null,null,null,400,null,null,null,null,null,null,null,null,400]
[null,"2040",null,null,null,null,400,null,null,null,null,null,null,null,null,400]
[null,"2050",null,null,null,null,400,null,null,null,null,null,null,null,null,400]
[null,"DE_ME"]
[null,"2020",null,null,null,null,null,null,null,null,null,null,6100,null,null,5211,null,null,null,null,null,null,null,null,null,null,null,null,null,null,2000,500]
[null,"2025",null,null,null,null,null,null,null,null,null,null,9100,null,null,5211,null,null,null,null,null,null,null,null,null,null,null,null,null,null,2000,1500]
[null,"2030",null,null,null,null,null,null,null,null,null,null,11100,null,null,5211,null,null,null,null,null,null,null,null,null,null,null,null,null,null,2000,1500]
[null,"2040",null,null,0,null,null,null,null,null,null,null,11100,null,null,7211,null,null,null,null,null,null,null,null,null,null,null,null,null,null,2000,1500]
[null,"2050",null,null,560.60602882520004,null,null,null,null,null,null,null,11100,null,null,7211,null,null,null,null,null,null,null,null,null,null,null,null,null,null,2000,1500]
[null,"Great_Britain"]
[null,"GB_R"]
[null,"2020",null,1000,null,null,null,null,null,null,null,3000,null,null,null,null,null,null,null,900,null,null,null,null,1000]
[null,"2025",null,1000,null,null,null,1400,null,null,null,5400,null,null,null,null,null,null,null,2200,null,null,null,null,1000,null,null,null,null,2800]
[null,"2030",null,1000,null,null,null,1400,null,null,null,5400,null,null,null,null,null,null,null,2200,null,null,null,null,1000,null,null,null,null,2800]
[null,"2040",null,3000,null,null,null,1400,null,null,null,7400,null,null,null,null,null,null,null,2200,null,null,null,null,1000,null,null,null,null,4533.6378607768002]
[null,"2050",null,5000,null,null,null,1400,null,null,null,9400,null,null,null,null,null,null,null,2200,null,null,null,null,1270.3647227123001,null,null,null,null,4533.6378607768002]
[null,"Hungary"]
[null,"HU_R"]
[null,"2020",800,null,null,null,null,null,null,null,null,null,null,null,null,null,null,null,10000000000,null,null,null,null,null,null,null,null,null,null,null,null,null,1550]
[null,"2025",800,null,null,null,null,null,null,null,null,null,null,null,null,null,null,null,10000000000,null,null,null,null,null,null,null,null,null,null,null,null,null,1550]
[null,"2030",800,null,null,null,null,null,null,null,null,null,null,null,null,null,null,null,10000000000,null,null,null,null,null,null,null,null,null,null,null,null,null,1550]
[null,"2040",800,null,null,null,null,null,null,null,null,null,null,null,null,null,null,null,10000000000,null,null,null,null,null,null,null,null,null,null,null,null,null,1550]
[null,"2050",800,null,null,null,null,null,null,null,null,null,null,null,null,null,null,null,10000000000,null,null,null,null,null,null,null,null,null,null,null,null,null,1550]
[null,"Ireland"]
[null,"IR_R"]
[null,"2020",null,null,null,null,null,null,null,null,null,null,null,null,null,null,null,900]
[null,"2025",null,null,null,null,null,null,null,null,null,null,null,null,null,null,null,2200]
[null,"2030",null,null,null,null,null,null,null,null,null,700,null,null,null,null,null,2200]
[null,"2040",null,null,null,null,null,null,null,null,null,700,null,null,null,null,null,2200]
[null,"2050",null,null,null,null,null,null,null,null,null,700,null,null,null,null,null,2200]
[null,"Italy"]
[null,"IT_R"]
[null,"2020",450,null,null,null,null,null,null,null,null,2000,null,null,null,null,null,null,null,null,null,null,null,null,null,null,null,null,null,null,null,null,null,null,null,null,null,1900]
[null,"2025",1550,null,null,null,null,null,null,null,null,2000,null,null,null,null,null,null,null,null,null,null,null,null,null,null,null,null,null,null,null,null,null,null,null,null,null,3300]
[null,"2030",1550,null,null,null,null,null,null,null,null,2000,null,null,null,null,null,null,null,null,null,null,null,null,null,null,null,null,null,null,null,null,null,null,null,null,null,4125]
[null,"2040",3927.9216556751999,null,null,null,null,null,null,null,null,8000,null,null,null,null,null,null,null,null,null,null,null,null,null,null,null,null,null,null,null,null,null,null,null,null,null,4125]
[null,"2050",3927.9216556751999,null,null,null,null,null,null,null,null,13472.7495683938,null,null,null,null,null,null,null,null,null,null,null,null,null,null,null,null,null,null,null,null,null,null,null,null,null,4125]
[null,"Latvia"]
[null,"LV_R"]
[null,"2020",null,null,null,null,null,null,null,879,null,null,null,null,null,null,null,null,null,null,null,null,1234]
[null,"2025",null,null,null,null,null,null,null,1600,null,null,null,null,null,null,null,null,null,null,null,null,1234]
[null,"2030",null,null,null,null,null,null,null,1600,null,null,null,null,null,null,null,null,null,null,null,null,1234]
[null,"2040",null,null,null,null,null,null,null,1600,null,null,null,null,null,null,null,null,null,null,null,null,1234,null,null,null,null,null,null,null,null,null,null,80.075592454700001]
[null,"2050",null,null,null,null,null,null,null,1600,null,null,null,null,null,null,null,null,null,null,null,null,1234,null,null,null,null,null,null,null,null,null,null,80.075592454700001]
[null,"Lithuania"]
[null,"LT_R"]
[null,"2020",null,null,null,null,null,null,null,null,null,null,null,null,null,null,null,null,null,null,null,1500,null,null,null,null,null,null,null,null,null,500,null,null,null,null,700]
[null,"2025",null,null,null,null,null,null,null,null,null,null,null,null,null,null,null,null,null,null,null,1500,null,null,null,null,null,null,null,null,null,2400,null,null,null,null,700]
[null,"2030",null,null,null,null,null,null,null,null,null,null,null,null,null,null,null,null,null,null,null,1500,null,null,null,null,null,null,null,null,null,2400,null,null,null,null,700]
[null,"2040",null,null,null,null,null,null,null,null,null,null,null,null,null,null,null,null,null,null,null,1500,null,null,null,null,null,null,null,null,null,2400,null,null,null,null,722.05777602830005]
[null,"2050",null,null,null,null,null,null,null,null,null,null,null,null,null,null,null,null,null,null,null,1500,null,null,null,null,null,null,null,null,null,2400,null,null,null,null,722.05777602830005]
[null,"Luxembourg"]
[null,"LX_R"]
[null,"2020",null,500,null,null,null,null,null,null,null,500,1000]
[null,"2025",null,1400,null,null,null,null,null,null,null,500,1000]
[null,"2030",null,1400,null,null,null,null,null,null,null,500,1000]
[null,"2040",null,1400,null,null,null,null,null,null,null,500,1000]
[null,"2050",null,1400,null,null,null,null,null,null,null,500,1000]
[null,"Netherlands"]
[null,"NL_R"]
[null,"2020",null,2550,null,null,null,700,null,null,null,null,4750,null,null,null,500,1000,null,null,null,null,null,null,null,null,null,null,null,700]
[null,"2025",null,2550,null,null,null,700,null,null,null,null,4750,null,null,null,500,1000,null,null,null,null,null,null,null,null,null,null,null,700]
[null,"2030",null,2550,null,null,null,700,null,null,null,null,4750,null,null,null,2500,1000,null,null,null,null,null,null,null,null,null,null,null,700]
[null,"2040",null,2550,null,null,null,700,null,null,null,null,4750,null,null,null,2500,1000,null,null,null,null,null,null,null,null,null,null,null,1992.4539750213]
[null,"2050",null,2550,null,null,null,700,null,null,null,null,4750,null,null,null,2500,1270.3647227123001,null,null,null,null,null,null,null,null,null,null,null,3009.5722067002998]
[null,"Norway"]
[null,"NO_SW"]
[null,"2020",null,null,null,null,null,1700,null,null,null,null,null,null,null,null,1400,null,null,null,null,null,null,null,700,null,1500,null,3200]
[null,"2025",null,null,null,null,null,1700,null,null,null,null,null,null,null,null,1400,2800,null,null,null,null,null,null,700,null,1500,null,3200]
[null,"2030",null,null,null,null,null,1700,null,null,null,null,null,null,null,null,1400,2800,null,null,null,null,null,null,700,null,1500,null,3200]
[null,"2040",null,null,null,null,null,1700,null,null,null,null,null,null,null,null,1400,4533.6378607768002,null,null,null,null,null,null,1992.4539750213,null,3333.6574582649,null,3200]
[null,"2050",null,null,null,null,null,1700,null,null,null,null,null,null,null,null,1400,4533.6378607768002,null,null,null,null,null,null,3009.5722067002998,null,3333.6574582649,null,3200]
[null,"NO_M"]
[null,"2020",null,null,null,null,null,null,null,null,null,null,null,null,null,null,null,null,null,null,null,null,null,null,null,null,1500,200,500,null,null,null,null,null,null,600]
[null,"2025",null,null,null,null,null,null,null,null,null,null,null,null,null,null,null,null,null,null,null,null,null,null,null,null,1500,1400,500,null,null,null,null,null,null,600]
[null,"2030",null,null,null,null,null,null,null,null,null,null,null,null,null,null,null,null,null,null,null,null,null,null,null,null,1500,1400,500,null,null,null,null,null,null,600]
[null,"2040",null,null,null,null,null,null,null,null,null,null,null,null,null,null,null,null,null,null,null,null,null,null,null,null,1500,1400,2036.9442458456001,null,null,null,null,null,null,600]
[null,"2050",null,null,null,null,null,null,null,null,null,null,null,null,null,null,null,null,null,null,null,null,null,null,null,null,1500,1400,2059.0926281827001,null,null,null,null,null,null,600]
[null,"NO_MW"]
[null,"2020",null,null,null,null,null,null,null,null,null,null,null,null,null,null,null,null,null,null,null,null,null,null,null,1500,null,null,3500,1600]
[null,"2025",null,null,null,null,null,null,null,null,null,null,null,null,null,null,null,null,null,null,null,null,null,null,null,1500,null,null,3500,1600]
[null,"2030",null,null,null,null,null,null,null,null,null,null,null,null,null,null,null,null,null,null,null,null,null,null,null,1500,null,null,3500,1600]
[null,"2040",null,null,null,null,null,null,null,null,null,null,null,null,null,null,null,null,null,null,null,null,null,null,null,1500,null,null,3500,3433.6574582649]
[null,"2050",null,null,null,null,null,null,null,null,null,null,null,null,null,null,null,null,null,null,null,null,null,null,null,1500,null,null,3500,3433.6574582649]
[null,"NO_N"]
[null,"2020",null,null,null,null,null,null,null,null,null,null,null,null,null,null,null,null,null,null,null,null,null,null,null,1000,null,null,null,null,null,null,null,null,700,250]
[null,"2025",null,null,null,null,null,null,null,null,null,null,null,null,null,null,null,null,null,null,null,null,null,null,null,2200,null,null,null,null,null,null,null,null,700,250]
[null,"2030",null,null,null,null,null,null,null,null,null,null,null,null,null,null,null,null,null,null,null,null,null,null,null,2200,null,null,null,null,null,null,null,null,700,250]
[null,"2040",null,null,null,null,null,null,null,null,1711.7382735681001,null,null,null,null,null,null,null,null,null,null,null,null,null,null,2200,null,null,null,null,null,null,null,null,700,250]
[null,"2050",null,null,null,null,null,null,null,null,2236.8893989044,null,null,null,null,null,null,null,null,null,null,null,null,null,null,2200,null,null,null,null,null,null,null,null,700,250]
[null,"NO_SE"]
[null,"2020",null,null,null,null,null,null,null,null,null,null,null,null,null,null,null,null,null,null,null,null,null,null,null,500,300,null,null,2200,null,null,null,2145]
[null,"2025",null,null,null,null,null,null,null,null,null,null,null,null,null,null,null,null,null,null,null,null,null,null,null,500,300,null,null,2200,null,null,null,2145]
[null,"2030",null,null,null,null,null,null,null,null,null,null,null,null,null,null,null,null,null,null,null,null,null,null,null,500,300,null,null,2200,null,null,null,2145]
[null,"2040",null,null,null,null,null,null,null,null,null,null,null,null,null,null,null,null,null,null,null,null,null,null,null,2036.9442458456001,300,null,null,2200,null,null,null,2145]
[null,"2050",null,null,null,null,null,null,null,null,null,null,null,null,null,null,null,null,null,null,null,null,null,null,null,2059.0926281827001,300,null,null,2200,null,null,null,2458.2111049823998]
[null,"Poland"]
[null,"PL_R"]
[null,"2020",null,null,null,null,null,null,null,null,null,null,null,null,1500,900,null,null,null,null,null,null,500,null,null,null,null,null,null,null,3000,null,600,null,null,null,600]
[null,"2025",null,null,null,null,null,null,null,null,null,null,null,null,2000,900,null,null,null,null,null,null,2400,null,null,null,null,null,null,null,3000,null,600,null,null,null,600]
[null,"2030",null,null,null,null,null,null,null,null,null,null,null,null,2000,900,null,null,null,null,null,null,2400,null,null,null,null,null,null,null,3000,null,600,null,null,null,600]
[null,"2040",null,null,0,null,null,null,null,null,null,null,null,null,2000,900,null,null,null,null,null,null,2400,null,null,null,null,null,null,null,3000,null,600,null,null,null,2087.8483936795001]
[null,"2050",null,null,0,null,null,null,null,null,null,null,null,null,2000,900,null,null,null,null,null,null,2400,null,null,null,null,null,null,null,3000,null,600,null,null,null,2087.8483936795001]
[null,"PL_DECZ"]
[null,"2020",null,null,1800,null,null,null,null,null,null,null,null,null,2100,null,null,null,null,null,null,null,null,null,null,null,null,null,null,null,null,2000]
[null,"2025",null,null,1800,null,null,null,null,null,null,null,null,null,2100,null,null,null,null,null,null,null,null,null,null,null,null,null,null,null,null,2000]
[null,"2030",null,null,1800,null,null,null,null,null,null,null,null,null,2100,null,null,null,null,null,null,null,null,null,null,null,null,null,null,null,null,2000]
[null,"2040",null,null,1800,null,null,null,null,null,null,null,null,null,2100,null,null,null,null,null,null,null,null,null,null,null,null,null,null,null,null,2000]
[null,"2050",null,null,1800,null,null,null,null,null,null,null,null,null,2100,null,null,null,null,null,null,null,null,null,null,null,null,null,null,null,null,2000]
[null,"Slovakia"]
[null,"SK_R"]
[null,"2020",null,null,1200,null,null,null,null,null,null,null,null,null,null,null,null,null,3700,null,null,null,null,null,null,null,null,null,null,null,null,500,10000000000]
[null,"2025",null,null,1200,null,null,null,null,null,null,null,null,null,null,null,null,null,3700,null,null,null,null,null,null,null,null,null,null,null,null,500,10000000000]
[null,"2030",null,null,1200,null,null,null,null,null,null,null,null,null,null,null,null,null,3700,null,null,null,null,null,null,null,null,null,null,null,null,500,10000000000]
[null,"2040",null,null,1200,null,null,null,null,null,null,null,null,null,null,null,null,null,3700,null,null,null,null,null,null,null,null,null,null,null,null,500,10000000000]
[null,"2050",null,null,1200,null,null,null,null,null,null,null,null,null,null,null,null,null,3700,null,null,null,null,null,null,null,null,null,null,null,null,500,10000000000]
[null,"Sweden"]
[null,"SE_S"]
[null,"2020",null,null,null,1300,null,null,null,null,null,null,null,null,null,null,600,null,null,null,null,null,700,null,null,null,null,null,null,null,null,600,null,3200]
[null,"2025",null,null,null,1300,null,null,null,null,null,null,null,null,null,null,600,null,null,null,null,null,700,null,null,null,null,null,null,null,null,600,null,3900]
[null,"2030",null,null,null,1300,null,null,null,null,null,null,null,null,null,700,600,null,null,null,null,null,700,null,null,null,null,null,null,null,null,600,null,3900]
[null,"2040",null,null,null,1753.2125159011,null,null,null,null,null,null,null,null,null,700,600,null,null,null,null,null,722.05777602830005,null,null,null,null,null,null,null,null,2087.8483936795001,null,3900]
[null,"2050",null,null,null,1753.2125159011,null,null,null,null,null,null,null,null,null,700,600,null,null,null,null,null,722.05777602830005,null,null,null,null,null,null,null,null,2087.8483936795001,null,3900]
[null,"SE_M"]
[null,"2020",null,null,null,null,null,680,null,null,1350,null,null,null,null,null,null,null,null,null,null,null,null,null,null,null,null,null,2095,null,null,null,null,null,null,8000,6500]
[null,"2025",null,null,null,null,null,680,null,null,550,null,null,null,null,null,null,null,null,null,null,null,null,null,null,null,null,null,2095,null,null,null,null,null,null,8000,7200]
[null,"2030",null,null,null,null,null,680,null,null,550,null,null,null,null,null,null,null,null,null,null,null,null,null,null,null,null,null,2095,null,null,null,null,null,null,8500,7200]
[null,"2040",null,null,null,null,null,2420.8425734404,null,0,550,null,null,null,null,null,null,null,null,null,null,80.075592454700001,null,null,null,null,null,null,2095,null,null,null,null,null,null,8500,7200]
[null,"2050",null,null,null,null,null,2420.8425734404,null,0,550,null,null,null,null,null,null,null,null,null,null,80.075592454700001,null,null,null,null,null,null,2408.2111049823998,null,null,null,null,null,null,8960.6598648785002,7200]
[null,"SE_N1"]
[null,"2020",null,null,null,null,null,null,null,null,1500,null,null,null,null,null,null,null,null,null,null,null,null,null,null,null,null,600,null,null,null,null,null,null,null,3300]
[null,"2025",null,null,null,null,null,null,null,null,1500,null,null,null,null,null,null,null,null,null,null,null,null,null,null,null,null,600,null,null,null,null,null,null,null,3300]
[null,"2030",null,null,null,null,null,null,null,null,2300,null,null,null,null,null,null,null,null,null,null,null,null,null,null,null,null,600,null,null,null,null,null,null,null,3300]
[null,"2040",null,null,null,null,null,null,null,null,2300,null,null,null,null,null,null,null,null,null,null,null,null,null,null,null,null,600,null,null,null,null,null,null,null,3300]
[null,"2050",null,null,null,null,null,null,null,null,2300,null,null,null,null,null,null,null,null,null,null,null,null,null,null,null,null,600,null,null,null,null,null,null,null,3300]
[null,"SE_N2"]
[null,"2020",null,null,null,null,null,null,null,null,null,null,null,null,null,null,null,null,null,null,null,null,null,null,null,1000,null,300,null,null,null,null,null,8000,3300]
[null,"2025",null,null,null,null,null,null,null,null,800,null,null,null,null,null,null,null,null,null,null,null,null,null,null,1000,null,300,null,null,null,null,null,8000,3300]
[null,"2030",null,null,null,null,null,null,null,null,800,null,null,null,null,null,null,null,null,null,null,null,null,null,null,1000,null,300,null,null,null,null,null,8500,3300]
[null,"2040",null,null,null,null,null,null,null,null,800,null,null,null,null,null,null,null,null,null,null,null,null,null,null,1000,null,300,null,null,null,null,null,8500,3300]
[null,"2050",null,null,null,null,null,null,null,null,800,null,null,null,null,null,null,null,null,null,null,null,null,null,null,1000,null,300,null,null,null,null,null,8960.6598648785002,3300]
[null,"Switzerland"]
[null,"CH_R"]
[null,"2020",600,null,null,null,null,null,null,null,null,1100,4000,null,null,null,null,null,null,null,3100]
[null,"2025",600,null,null,null,null,null,null,null,null,1100,4275,null,null,null,null,null,null,null,5300]
[null,"2030",600,null,null,null,null,null,null,null,null,1100,5925,null,null,null,null,null,null,null,6125]
[null,"2040",600,null,null,null,null,null,null,null,null,1100,5925,null,null,null,null,null,null,null,6125]
[null,"2050",600,null,null,null,null,null,null,null,null,1100,5925,null,null,null,null,null,null,null,6125]
[null,"Belarus"]
[null,"BLR_BLR"]
[null,"2020",null,null,null,null,null,null,null,null,null,null,null,null,null,null,null,null,null,null,null,null,1800]
[null,"2025",null,null,null,null,null,null,null,null,null,null,null,null,null,null,null,null,null,null,null,null,500]
[null,"2030",null,null,null,null,null,null,null,null,null,null,null,null,null,null,null,null,null,null,null,null,500]
[null,"2040",null,null,null,null,null,null,null,null,null,null,null,null,null,null,null,null,null,null,null,null,500]
[null,"2050",null,null,null,null,null,null,null,null,null,null,null,null,null,null,null,null,null,null,null,null,500]
[null,"Russia"]
[null,"RU_PSK"]
[null,"2020",null,null,null,null,null,null,null,null,null,null,null,null,null,null,null,null,null,null,null,323]
[null,"2025",null,null,null,null,null,null,null,null,null,null,null,null,null,null,null,null,null,null,null,323]
[null,"2030",null,null,null,null,null,null,null,null,null,null,null,null,null,null,null,null,null,null,null,323]
[null,"2040",null,null,null,null,null,null,null,null,null,null,null,null,null,null,null,null,null,null,null,323]
[null,"2050",null,null,null,null,null,null,null,null,null,null,null,null,null,null,null,null,null,null,null,323]
[null,"RU_STP"]
[null,"2020",null,null,null,null,null,null,300,null,1400]
[null,"2025",null,null,null,null,null,null,300,null,1400]
[null,"2030",null,null,null,null,null,null,300,null,1400]
[null,"2040",null,null,null,null,null,null,300,null,1400]
[null,"2050",null,null,null,null,null,null,300,null,1400]
[null,"RU_KAL"]
[null,"2020",null,null,null,null,null,null,null,null,null,null,null,null,null,null,null,null,null,null,null,null,600,null,null,null,null,null,null,null,null,500]
[null,"2025",null,null,null,null,null,null,null,null,null,null,null,null,null,null,null,null,null,null,null,null,600,null,null,null,null,null,null,null,null,500]
[null,"2030",null,null,null,null,null,null,null,null,null,null,null,null,null,null,null,null,null,null,null,null,600,null,null,null,null,null,null,null,null,500]
[null,"2040",null,null,null,null,null,null,null,null,null,null,null,null,null,null,null,null,null,null,null,null,600,null,null,null,null,null,null,null,null,500]
[null,"2050",null,null,null,null,null,null,null,null,null,null,null,null,null,null,null,null,null,null,null,null,600,null,null,null,null,null,null,null,null,500]
[null,"Grand Total",54015.935651559397,55850,28320.698369034202,16406.425031802199,5000,42981.685146880802,1500,13429.605207398901,33829.232879871401,95790.113419365196,263647.36385097139,4000,99115.606028825205,50905,125270,76837.640444265897,50000022500,11800,75003.592879744203,16675.151184909399,26614.115552056603,13600,63572.390904433902,27896.036874028301,20167.314916529802,14248.627672472499,49884.247979010703,59936.616819804993,29000,37575.696787359004,50000023000,82690.707301651099,27900,65910.6598648785,59326.237371217809,55750]

{"sheet":"Electricity - Load curve","index":5,"n_rows":8749,"n_cols":12,"rows_kept":4500,"cut":true,"hidden":false,"merged":[[8,1,8,4],[8,8,8,11]],"bounds":{"rows_first":2000,"rows_last":500,"rows_between":2000,"halvings":0}}
[null,"Demand Profiles and Load duration curves"]
[]
[null,"Info:"]
[null,"Source:","ENTSO-E data portal"]
[null,"The source used is ENTSOE data portal, with profiles from 2013. The profile is scaled to match the annual demand in the selected simulation year. To normalize to the right amount of weeks, the period selected is in fact 7/1/2013 - 5/1/2014."]
[null,"Input is needed as hourly variation profile"]
[]
[]
[null,"Demand profiles",null,null,null,null,null,null,"Load duration curves"]
[null,null,"Estonia","Lithuania","Latvia",null,null,null,null,"Estonia","Lithuania","Latvia"]
[null,"S01.T001",737,915,634,null,null,null,1,{"$f":"LARGE(C$11:C$8746,$I11)","v":1490},{"$f":"LARGE(D$11:D$8746,$I11)","v":1835},1331]
[null,"S01.T002",714,890,620,null,null,null,2,{"$f":"LARGE(C$11:C$8746,$I12)","v":1489},{"$f":"LARGE(D$11:D$8746,$I12)","v":1831},{"$f":"LARGE(E$11:E$8746,$I12)","v":1316}]
[null,"S01.T003",710,884,620,null,null,null,3,1487,1829,1313]
[null,"S01.T004",712,895,636,null,null,null,4,1486,1825,1310]
[null,"S01.T005",748,963,703,null,null,null,5,1486,1816,1308]
[null,"S01.T006",866,1189,877,null,null,null,6,1484,1814,1306]
[null,"S01.T007",1029,1401,1017,null,null,null,7,1482,1808,1303]
[null,"S01.T008",1148,1546,1101,null,null,null,8,1482,1808,1300]
[null,"S01.T009",1170,1579,1121,null,null,null,9,1482,1804,1300]
[null,"S01.T010",1167,1579,1115,null,null,null,10,1478,1801,1298]
[null,"S01.T011",1168,1565,1080,null,null,null,11,1477,1800,1297]
[null,"S01.T012",1158,1536,1087,null,null,null,12,1477,1796,1297]
[null,"S01.T013",1172,1547,1097,null,null,null,13,1469,1796,1295]
[null,"S01.T014",1165,1529,1088,null,null,null,14,1467,1789,1294]
[null,"S01.T015",1175,1524,1121,null,null,null,15,1465,1788,1294]
[null,"S01.T016",1205,1559,1145,null,null,null,16,1465,1788,1292]
[null,"S01.T017",1186,1598,1146,null,null,null,17,1463,1783,1291]
[null,"S01.T018",1164,1568,1097,null,null,null,18,1460,1782,1291]
[null,"S01.T019",1125,1517,1052,null,null,null,19,1459,1782,1290]
[null,"S01.T020",1086,1466,1022,null,null,null,20,1458,1779,1288]
[null,"S01.T021",1029,1372,942,null,null,null,21,1458,1778,1287]
[null,"S01.T022",953,1226,843,null,null,null,22,1458,1777,1286]
[null,"S01.T023",867,1095,753,null,null,null,23,1456,1777,1283]
[null,"S01.T024",804,1010,689,null,null,null,24,1454,1776,1281]
[null,"S01.T025",767,961,652,null,null,null,25,1454,1775,1280]
[null,"S01.T026",743,935,643,null,null,null,26,1453,1775,1280]
[null,"S01.T027",728,928,625,null,null,null,27,1453,1775,1277]
[null,"S01.T028",735,933,651,null,null,null,28,1453,1773,1277]
[null,"S01.T029",769,993,740,null,null,null,29,1451,1773,1277]
[null,"S01.T030",888,1198,889,null,null,null,30,1450,1773,1274]
[null,"S01.T031",1030,1409,1018,null,null,null,31,1449,1772,1271]
[null,"S01.T032",1147,1547,1098,null,null,null,32,1448,1770,1271]
[null,"S01.T033",1164,1578,1106,null,null,null,33,1448,1770,1270]
[null,"S01.T034",1156,1588,1108,null,null,null,34,1448,1769,1269]
[null,"S01.T035",1157,1598,1084,null,null,null,35,1447,1769,1268]
[null,"S01.T036",1153,1575,1080,null,null,null,36,1445,1769,1267]
[null,"S01.T037",1177,1579,1095,null,null,null,37,1444,1769,1266]
[null,"S01.T038",1181,1564,1089,null,null,null,38,1444,1769,1265]
[null,"S01.T039",1209,1561,1131,null,null,null,39,1442,1768,1265]
[null,"S01.T040",1226,1587,1141,null,null,null,40,1441,1767,1264]
[null,"S01.T041",1200,1601,1125,null,null,null,41,1440,1766,1262]
[null,"S01.T042",1165,1565,1091,null,null,null,42,1437,1766,1262]
[null,"S01.T043",1121,1511,1050,null,null,null,43,1435,1765,1261]
[null,"S01.T044",1087,1457,1013,null,null,null,44,1434,1765,1258]
[null,"S01.T045",1032,1364,939,null,null,null,45,1434,1764,1258]
[null,"S01.T046",952,1221,844,null,null,null,46,1432,1764,1257]
[null,"S01.T047",861,1092,729,null,null,null,47,1432,1764,1257]
[null,"S01.T048",793,1006,659,null,null,null,48,1430,1763,1256]
[null,"S01.T049",757,962,652,null,null,null,49,1430,1762,1256]
[null,"S01.T050",738,935,627,null,null,null,50,1429,1761,1256]
[null,"S01.T051",722,926,617,null,null,null,51,1428,1760,1255]
[null,"S01.T052",728,932,657,null,null,null,52,1428,1760,1254]
[null,"S01.T053",758,987,701,null,null,null,53,1428,1757,1251]
[null,"S01.T054",879,1192,862,null,null,null,54,1427,1757,1249]
[null,"S01.T055",1029,1398,1012,null,null,null,55,1427,1757,1249]
[null,"S01.T056",1144,1524,1066,null,null,null,56,1426,1756,1248]
[null,"S01.T057",1165,1547,1083,null,null,null,57,1426,1756,1248]
[null,"S01.T058",1154,1552,1076,null,null,null,58,1425,1755,1247]
[null,"S01.T059",1155,1542,1028,null,null,null,59,1422,1754,1247]
[null,"S01.T060",1137,1513,1042,null,null,null,60,1422,1754,1247]
[null,"S01.T061",1162,1538,1048,null,null,null,61,1421,1754,1246]
[null,"S01.T062",1165,1532,1057,null,null,null,62,1421,1753,1245]
[null,"S01.T063",1174,1532,1071,null,null,null,63,1419,1752,1245]
[null,"S01.T064",1198,1558,1127,null,null,null,64,1419,1749,1244]
[null,"S01.T065",1172,1592,1110,null,null,null,65,1417,1746,1242]
[null,"S01.T066",1145,1561,1072,null,null,null,66,{"$f":"LARGE(C$11:C$8746,$I76)","v":1415},{"$f":"LARGE(D$11:D$8746,$I76)","v":1746},{"$f":"LARGE(E$11:E$8746,$I76)","v":1242}]
[null,"S01.T067",1116,1507,1041,null,null,null,67,1412,1746,1242]
[null,"S01.T068",1069,1455,1001,null,null,null,68,1412,1744,1241]
[null,"S01.T069",1027,1364,933,null,null,null,69,1411,1744,1241]
[null,"S01.T070",946,1217,829,null,null,null,70,1411,1743,1240]
[null,"S01.T071",862,1099,738,null,null,null,71,1410,1743,1240]
[null,"S01.T072",794,1013,677,null,null,null,72,1409,1743,1239]
[null,"S01.T073",748,964,636,null,null,null,73,1408,1742,1238]
[null,"S01.T074",735,938,625,null,null,null,74,1408,1742,1237]
[null,"S01.T075",727,928,615,null,null,null,75,1407,1740,1236]
[null,"S01.T076",732,931,636,null,null,null,76,1405,1740,1236]
[null,"S01.T077",757,989,714,null,null,null,77,1403,1740,1236]
[null,"S01.T078",872,1187,870,null,null,null,78,1403,1739,1235]
[null,"S01.T079",1028,1400,1003,null,null,null,79,1401,1739,1234]
[null,"S01.T080",1138,1521,1079,null,null,null,80,1401,1739,1234]
[null,"S01.T081",1149,1549,1104,null,null,null,81,1400,1739,1233]
[null,"S01.T082",1145,1553,1084,null,null,null,82,1400,1739,1232]
[null,"S01.T083",1143,1542,1049,null,null,null,83,1399,1738,1232]
[null,"S01.T084",1126,1517,1055,null,null,null,84,1399,1737,1232]
[null,"S01.T085",1132,1530,1077,null,null,null,85,1396,1737,1232]
[null,"S01.T086",1137,1520,1059,null,null,null,86,1396,1737,1231]
[null,"S01.T087",1153,1522,1096,null,null,null,87,1395,1735,1230]
[null,"S01.T088",1188,1558,1149,null,null,null,88,1395,1735,1230]
[null,"S01.T089",1175,1586,1123,null,null,null,89,1393,1734,1230]
[null,"S01.T090",1150,1557,1078,null,null,null,90,1393,1733,1230]
[null,"S01.T091",1111,1507,1057,null,null,null,91,1392,1733,1229]
[null,"S01.T092",1067,1454,1011,null,null,null,92,1391,1733,1229]
[null,"S01.T093",1013,1367,926,null,null,null,93,1391,1733,1229]
[null,"S01.T094",938,1231,833,null,null,null,94,1390,1732,1228]
[null,"S01.T095",862,1105,751,null,null,null,95,1389,1732,1228]
[null,"S01.T096",795,1017,688,null,null,null,96,1387,1732,1227]
[null,"S01.T097",759,972,651,null,null,null,97,1387,1731,1227]
[null,"S01.T098",740,951,638,null,null,null,98,1387,1730,1226]
[null,"S01.T099",748,942,627,null,null,null,99,1384,1730,1226]
[null,"S01.T100",756,948,661,null,null,null,100,1384,1730,1225]
[null,"S01.T101",787,1002,713,null,null,null,101,1384,1729,1224]
[null,"S01.T102",896,1197,849,null,null,null,102,1384,1728,1224]
[null,"S01.T103",1043,1404,1016,null,null,null,103,1383,1728,1222]
[null,"S01.T104",1162,1521,1066,null,null,null,104,1383,1728,1220]
[null,"S01.T105",1173,1540,1072,null,null,null,105,1381,1727,1217]
[null,"S01.T106",1167,1540,1069,null,null,null,106,1381,1727,1217]
[null,"S01.T107",1177,1547,1044,null,null,null,107,1379,1727,1216]
[null,"S01.T108",1155,1529,1065,null,null,null,108,1377,1726,1216]
[null,"S01.T109",1180,1543,1063,null,null,null,109,1377,1726,1216]
[null,"S01.T110",1174,1529,1058,null,null,null,110,1377,1726,1216]
[null,"S01.T111",1167,1510,1070,null,null,null,111,1374,1724,1215]
[null,"S01.T112",1192,1533,1117,null,null,null,112,1372,1723,1215]
[null,"S01.T113",1185,1581,1101,null,null,null,113,1371,1723,1214]
[null,"S01.T114",1158,1548,1053,null,null,null,114,1370,1722,1214]
[null,"S01.T115",1128,1498,1023,null,null,null,115,1369,1722,1213]
[null,"S01.T116",1078,1429,999,null,null,null,116,1368,1721,1212]
[null,"S01.T117",1035,1345,918,null,null,null,117,1368,1721,1212]
[null,"S01.T118",964,1228,826,null,null,null,118,1368,1721,1212]
[null,"S01.T119",909,1118,751,null,null,null,119,1366,1720,1212]
[null,"S01.T120",858,1031,693,null,null,null,120,1365,1720,1212]
[null,"S01.T121",826,975,660,null,null,null,121,1365,1719,1212]
[null,"S01.T122",802,941,643,null,null,null,122,1365,1718,1211]
[null,"S01.T123",793,925,636,null,null,null,123,1365,1718,1210]
[null,"S01.T124",795,923,646,null,null,null,124,1363,1718,1210]
[null,"S01.T125",795,943,674,null,null,null,125,1361,1717,1210]
[null,"S01.T126",822,1009,729,null,null,null,126,1358,1716,1210]
[null,"S01.T127",867,1093,801,null,null,null,127,1357,1715,1210]
[null,"S01.T128",928,1160,846,null,null,null,128,1357,1714,1210]
[null,"S01.T129",971,1242,905,null,null,null,129,1356,1714,1209]
[null,"S01.T130",1009,1298,917,null,null,null,130,{"$f":"LARGE(C$11:C$8746,$I140)","v":1356},{"$f":"LARGE(D$11:D$8746,$I140)","v":1713},{"$f":"LARGE(E$11:E$8746,$I140)","v":1209}]
[null,"S01.T131",1018,1327,922,null,null,null,131,1355,1713,1209]
[null,"S01.T132",1022,1338,945,null,null,null,132,1354,1713,1208]
[null,"S01.T133",1016,1333,919,null,null,null,133,1351,1713,1208]
[null,"S01.T134",1009,1322,931,null,null,null,134,1349,1712,1208]
[null,"S01.T135",1020,1322,954,null,null,null,135,1349,1712,1208]
[null,"S01.T136",1088,1379,1023,null,null,null,136,1349,1712,1207]
[null,"S01.T137",1108,1445,1016,null,null,null,137,1348,1711,1207]
[null,"S01.T138",1106,1417,982,null,null,null,138,1348,1711,1207]
[null,"S01.T139",1099,1372,965,null,null,null,139,1348,1711,1207]
[null,"S01.T140",1052,1322,921,null,null,null,140,1347,1711,1206]
[null,"S01.T141",1007,1256,879,null,null,null,141,1347,1711,1206]
[null,"S01.T142",943,1158,805,null,null,null,142,1346,1710,1204]
[null,"S01.T143",885,1063,727,null,null,null,143,1346,1710,1204]
[null,"S01.T144",840,982,671,null,null,null,144,1344,1709,1204]
[null,"S01.T145",798,933,643,null,null,null,145,1343,1709,1202]
[null,"S01.T146",770,901,622,null,null,null,146,1343,1708,1202]
[null,"S01.T147",760,887,612,null,null,null,147,1343,1708,1202]
[null,"S01.T148",756,882,667,null,null,null,148,1342,1707,1201]
[null,"S01.T149",767,896,638,null,null,null,149,1341,1707,1201]
[null,"S01.T150",792,951,688,null,null,null,150,1340,1706,1201]
[null,"S01.T151",825,1019,740,null,null,null,151,1340,1706,1201]
[null,"S01.T152",871,1077,787,null,null,null,152,1339,1704,1201]
[null,"S01.T153",909,1164,839,null,null,null,153,1339,1704,1200]
[null,"S01.T154",962,1240,875,null,null,null,154,1338,1703,1200]
[null,"S01.T155",985,1286,887,null,null,null,155,1338,1702,1199]
[null,"S01.T156",992,1304,896,null,null,null,156,1338,1702,1199]
[null,"S01.T157",1001,1302,900,null,null,null,157,1338,1702,1199]
[null,"S01.T158",1010,1297,899,null,null,null,158,1337,1700,1199]
[null,"S01.T159",1029,1297,928,null,null,null,159,1337,1700,1198]
[null,"S01.T160",1089,1352,1001,null,null,null,160,1336,1700,1196]
[null,"S01.T161",1123,1447,1015,null,null,null,161,1334,1699,1195]
[null,"S01.T162",1116,1442,999,null,null,null,162,1333,1699,1195]
[null,"S01.T163",1103,1422,978,null,null,null,163,1333,1699,1195]
[null,"S01.T164",1084,1371,951,null,null,null,164,1333,1699,1195]
[null,"S01.T165",1034,1302,886,null,null,null,165,1333,1698,1194]
[null,"S01.T166",976,1206,796,null,null,null,166,1333,1698,1194]
[null,"S01.T167",908,1106,712,null,null,null,167,1333,1698,1194]
[null,"S01.T168",854,1016,656,null,null,null,168,1332,1696,1193]
[null,"S02.T001",802,965,649,null,null,null,169,1332,1696,1193]
[null,"S02.T002",791,945,613,null,null,null,170,1331,1696,1192]
[null,"S02.T003",782,933,609,null,null,null,171,1329,1695,1192]
[null,"S02.T004",789,938,647,null,null,null,172,1328,1695,1192]
[null,"S02.T005",828,990,710,null,null,null,173,1326,1694,1191]
[null,"S02.T006",945,1218,884,null,null,null,174,1325,1694,1191]
[null,"S02.T007",1107,1427,1039,null,null,null,175,1325,1694,1190]
[null,"S02.T008",1219,1534,1117,null,null,null,176,1325,1693,1190]
[null,"S02.T009",1236,1584,1140,null,null,null,177,1325,1693,1190]
[null,"S02.T010",1236,1607,1136,null,null,null,178,1323,1693,1190]
[null,"S02.T011",1238,1589,1086,null,null,null,179,1323,1693,1190]
[null,"S02.T012",1223,1558,1096,null,null,null,180,1323,1693,1189]
[null,"S02.T013",1248,1569,1115,null,null,null,181,1322,1693,1189]
[null,"S02.T014",1246,1555,1105,null,null,null,182,1321,1692,1188]
[null,"S02.T015",1253,1548,1134,null,null,null,183,1321,1692,1188]
[null,"S02.T016",1279,1573,1188,null,null,null,184,1320,1692,1188]
[null,"S02.T017",1293,1629,1162,null,null,null,185,1320,1691,1188]
[null,"S02.T018",1267,1602,1142,null,null,null,186,1320,1691,1188]
[null,"S02.T019",1239,1550,1135,null,null,null,187,1319,1691,1187]
[null,"S02.T020",1191,1494,1041,null,null,null,188,1317,1691,1187]
[null,"S02.T021",1142,1397,976,null,null,null,189,1317,1690,1187]
[null,"S02.T022",1059,1251,857,null,null,null,190,1316,1690,1187]
[null,"S02.T023",980,1122,757,null,null,null,191,1316,1690,1186]
[null,"S02.T024",910,1037,704,null,null,null,192,1316,1689,1186]
[null,"S02.T025",884,992,671,null,null,null,193,1315,1689,1186]
[null,"S02.T026",871,966,658,null,null,null,194,{"$f":"LARGE(C$11:C$8746,$I204)","v":1315},{"$f":"LARGE(D$11:D$8746,$I204)","v":1689},{"$f":"LARGE(E$11:E$8746,$I204)","v":1185}]
[null,"S02.T027",862,956,653,null,null,null,195,1315,1689,1185]
[null,"S02.T028",877,965,697,null,null,null,196,1314,1688,1184]
[null,"S02.T029",918,1027,759,null,null,null,197,1314,1687,1184]
[null,"S02.T030",1030,1234,930,null,null,null,198,1314,1687,1184]
[null,"S02.T031",1178,1450,1082,null,null,null,199,1314,1687,1183]
[null,"S02.T032",1288,1565,1143,null,null,null,200,1313,1687,1183]
[null,"S02.T033",1307,1592,1166,null,null,null,201,1313,1687,1182]
[null,"S02.T034",1281,1581,1135,null,null,null,202,1313,1686,1182]
[null,"S02.T035",1267,1576,1113,null,null,null,203,1313,1686,1181]
[null,"S02.T036",1239,1540,1104,null,null,null,204,1312,1685,1180]
[null,"S02.T037",1260,1558,1127,null,null,null,205,1312,1685,1180]
[null,"S02.T038",1258,1549,1111,null,null,null,206,1311,1685,1179]
[null,"S02.T039",1257,1538,1133,null,null,null,207,1310,1684,1179]
[null,"S02.T040",1290,1562,1176,null,null,null,208,1310,1684,1178]
[null,"S02.T041",1310,1627,1148,null,null,null,209,1309,1684,1178]
[null,"S02.T042",1292,1608,1135,null,null,null,210,1309,1684,1178]
[null,"S02.T043",1261,1554,1100,null,null,null,211,1308,1683,1177]
[null,"S02.T044",1224,1498,1060,null,null,null,212,1308,1683,1176]
[null,"S02.T045",1183,1407,982,null,null,null,213,1308,1683,1176]
[null,"S02.T046",1086,1254,871,null,null,null,214,1308,1683,1176]
[null,"S02.T047",1007,1125,769,null,null,null,215,1308,1683,1176]
[null,"S02.T048",943,1040,715,null,null,null,216,1307,1683,1176]
[null,"S02.T049",921,1009,686,null,null,null,217,1307,1683,1175]
[null,"S02.T050",889,993,674,null,null,null,218,1307,1682,1175]
[null,"S02.T051",887,1001,678,null,null,null,219,1307,1682,1175]
[null,"S02.T052",903,1013,689,null,null,null,220,1304,1682,1174]
[null,"S02.T053",943,1062,780,null,null,null,221,1303,1682,1174]
[null,"S02.T054",1051,1267,940,null,null,null,222,1303,1682,1174]
[null,"S02.T055",1200,1479,1081,null,null,null,223,1303,1681,1173]
[null,"S02.T056",1299,1589,1153,null,null,null,224,1302,1681,1173]
[null,"S02.T057",1313,1622,1160,null,null,null,225,1302,1681,1173]
[null,"S02.T058",1307,1613,1156,null,null,null,226,1302,1681,1173]
[null,"S02.T059",1289,1598,1116,null,null,null,227,1300,1680,1172]
[null,"S02.T060",1259,1566,1100,null,null,null,228,1300,1680,1172]
[null,"S02.T061",1271,1579,1113,null,null,null,229,1299,1680,1171]
[null,"S02.T062",1259,1571,1114,null,null,null,230,1299,1679,1171]
[null,"S02.T063",1270,1566,1148,null,null,null,231,1299,1679,1169]
[null,"S02.T064",1302,1580,1188,null,null,null,232,1299,1679,1169]
[null,"S02.T065",1332,1641,1190,null,null,null,233,1298,1679,1167]
[null,"S02.T066",1314,1620,1146,null,null,null,234,1298,1678,1166]
[null,"S02.T067",1288,1569,1125,null,null,null,235,1298,1678,1166]
[null,"S02.T068",1258,1517,1092,null,null,null,236,1298,1678,1165]
[null,"S02.T069",1208,1424,1009,null,null,null,237,1298,1678,1165]
[null,"S02.T070",1121,1268,901,null,null,null,238,1298,1677,1165]
[null,"S02.T071",1032,1135,793,null,null,null,239,1297,1676,1165]
[null,"S02.T072",968,1061,739,null,null,null,240,1297,1676,1165]
[null,"S02.T073",944,1027,701,null,null,null,241,1297,1676,1165]
[null,"S02.T074",922,1004,687,null,null,null,242,1297,1675,1164]
[null,"S02.T075",914,996,695,null,null,null,243,1297,1675,1164]
[null,"S02.T076",919,995,730,null,null,null,244,1296,1675,1164]
[null,"S02.T077",958,1049,808,null,null,null,245,1296,1674,1164]
[null,"S02.T078",1077,1263,965,null,null,null,246,1295,1674,1163]
[null,"S02.T079",1233,1471,1121,null,null,null,247,1295,1674,1163]
[null,"S02.T080",1343,1597,1174,null,null,null,248,1295,1673,1163]
[null,"S02.T081",1357,1632,1207,null,null,null,249,1294,1673,1163]
[null,"S02.T082",1347,1637,1165,null,null,null,250,1293,1673,1163]
[null,"S02.T083",1320,1632,1157,null,null,null,251,1293,1673,1163]
[null,"S02.T084",1289,1601,1128,null,null,null,252,1293,1673,1162]
[null,"S02.T085",1310,1605,1152,null,null,null,253,1293,1673,1162]
[null,"S02.T086",1292,1588,1130,null,null,null,254,1293,1673,1162]
[null,"S02.T087",1298,1581,1163,null,null,null,255,1293,1673,1162]
[null,"S02.T088",1325,1584,1210,null,null,null,256,1292,1672,1162]
[null,"S02.T089",1341,1662,1236,null,null,null,257,1292,1672,1161]
[null,"S02.T090",1313,1647,1187,null,null,null,258,{"$f":"LARGE(C$11:C$8746,$I268)","v":1292},{"$f":"LARGE(D$11:D$8746,$I268)","v":1672},{"$f":"LARGE(E$11:E$8746,$I268)","v":1161}]
[null,"S02.T091",1287,1597,1159,null,null,null,259,1292,1671,1161]
[null,"S02.T092",1255,1550,1104,null,null,null,260,1291,1671,1161]
[null,"S02.T093",1199,1464,1017,null,null,null,261,1291,1670,1161]
[null,"S02.T094",1126,1321,895,null,null,null,262,1291,1670,1161]
[null,"S02.T095",1049,1205,830,null,null,null,263,1290,1669,1160]
[null,"S02.T096",985,1123,762,null,null,null,264,1290,1669,1160]
[null,"S02.T097",947,1081,745,null,null,null,265,1290,1669,1160]
[null,"S02.T098",928,1063,734,null,null,null,266,1289,1668,1160]
[null,"S02.T099",921,1052,762,null,null,null,267,1289,1668,1159]
[null,"S02.T100",932,1053,768,null,null,null,268,1289,1668,1159]
[null,"S02.T101",962,1114,835,null,null,null,269,1289,1668,1159]
[null,"S02.T102",1083,1327,1020,null,null,null,270,1288,1667,1159]
[null,"S02.T103",1234,1541,1178,null,null,null,271,1288,1667,1159]
[null,"S02.T104",1323,1655,1230,null,null,null,272,1288,1665,1159]
[null,"S02.T105",1346,1688,1200,null,null,null,273,1287,1664,1158]
[null,"S02.T106",1337,1692,1161,null,null,null,274,1287,1664,1158]
[null,"S02.T107",1314,1683,1141,null,null,null,275,1287,1664,1157]
[null,"S02.T108",1276,1649,1148,null,null,null,276,1287,1664,1157]
[null,"S02.T109",1298,1645,1163,null,null,null,277,1287,1663,1157]
[null,"S02.T110",1286,1626,1122,null,null,null,278,1286,1663,1157]
[null,"S02.T111",1286,1603,1137,null,null,null,279,1286,1662,1156]
[null,"S02.T112",1315,1610,1202,null,null,null,280,1286,1662,1156]
[null,"S02.T113",1339,1684,1202,null,null,null,281,1286,1662,1156]
[null,"S02.T114",1312,1664,1165,null,null,null,282,1286,1662,1156]
[null,"S02.T115",1279,1616,1117,null,null,null,283,1286,1661,1156]
[null,"S02.T116",1237,1554,1073,null,null,null,284,1285,1661,1156]
[null,"S02.T117",1177,1462,995,null,null,null,285,1285,1661,1156]
[null,"S02.T118",1095,1331,899,null,null,null,286,1285,1660,1155]
[null,"S02.T119",1029,1219,823,null,null,null,287,1285,1658,1155]
[null,"S02.T120",975,1136,793,null,null,null,288,1283,1658,1154]
[null,"S02.T121",939,1086,714,null,null,null,289,1283,1657,1154]
[null,"S02.T122",931,1056,705,null,null,null,290,1282,1657,1154]
[null,"S02.T123",922,1042,747,null,null,null,291,1281,1657,1153]
[null,"S02.T124",919,1033,714,null,null,null,292,1281,1656,1153]
[null,"S02.T125",941,1057,746,null,null,null,293,1280,1656,1153]
[null,"S02.T126",984,1125,803,null,null,null,294,1280,1656,1153]
[null,"S02.T127",1038,1213,888,null,null,null,295,1280,1655,1153]
[null,"S02.T128",1075,1278,935,null,null,null,296,1280,1655,1153]
[null,"S02.T129",1145,1370,1002,null,null,null,297,1279,1655,1153]
[null,"S02.T130",1180,1435,1015,null,null,null,298,1279,1654,1152]
[null,"S02.T131",1176,1452,1001,null,null,null,299,1279,1654,1152]
[null,"S02.T132",1161,1451,990,null,null,null,300,1279,1652,1152]
[null,"S02.T133",1146,1436,975,null,null,null,301,1279,1652,1152]
[null,"S02.T134",1139,1404,971,null,null,null,302,1278,1652,1151]
[null,"S02.T135",1143,1386,973,null,null,null,303,1278,1652,1151]
[null,"S02.T136",1205,1415,1070,null,null,null,304,1277,1652,1151]
[null,"S02.T137",1269,1549,1097,null,null,null,305,1277,1652,1151]
[null,"S02.T138",1234,1553,1081,null,null,null,306,1277,1652,1151]
[null,"S02.T139",1220,1510,1069,null,null,null,307,1277,1651,1151]
[null,"S02.T140",1180,1458,1021,null,null,null,308,1277,1651,1151]
[null,"S02.T141",1128,1388,955,null,null,null,309,1276,1651,1150]
[null,"S02.T142",1069,1288,873,null,null,null,310,1276,1650,1150]
[null,"S02.T143",1013,1195,805,null,null,null,311,1276,1650,1150]
[null,"S02.T144",963,1119,754,null,null,null,312,1276,1650,1149]
[null,"S02.T145",923,1060,714,null,null,null,313,1275,1650,1149]
[null,"S02.T146",906,1035,702,null,null,null,314,1275,1649,1148]
[null,"S02.T147",906,1019,697,null,null,null,315,1274,1649,1148]
[null,"S02.T148",903,1019,704,null,null,null,316,1274,1648,1148]
[null,"S02.T149",918,1039,732,null,null,null,317,1274,1648,1148]
[null,"S02.T150",949,1094,781,null,null,null,318,1273,1647,1148]
[null,"S02.T151",995,1164,844,null,null,null,319,1273,1647,1148]
[null,"S02.T152",1037,1214,897,null,null,null,320,1272,1647,1148]
[null,"S02.T153",1099,1303,969,null,null,null,321,1272,1646,1147]
[null,"S02.T154",1143,1381,971,null,null,null,322,{"$f":"LARGE(C$11:C$8746,$I332)","v":1271},{"$f":"LARGE(D$11:D$8746,$I332)","v":1646},{"$f":"LARGE(E$11:E$8746,$I332)","v":1147}]
[null,"S02.T155",1145,1398,977,null,null,null,323,1271,1646,1146]
[null,"S02.T156",1129,1391,974,null,null,null,324,1271,1645,1146]
[null,"S02.T157",1114,1377,966,null,null,null,325,1271,1645,1146]
[null,"S02.T158",1105,1359,956,null,null,null,326,1270,1645,1146]
[null,"S02.T159",1113,1350,966,null,null,null,327,1270,1645,1146]
[null,"S02.T160",1170,1392,1070,null,null,null,328,1270,1645,1145]
[null,"S02.T161",1242,1546,1132,null,null,null,329,1269,1645,1145]
[null,"S02.T162",1231,1570,1102,null,null,null,330,1269,1644,1145]
[null,"S02.T163",1216,1549,1094,null,null,null,331,1269,1644,1145]
[null,"S02.T164",1191,1496,1075,null,null,null,332,1269,1644,1145]
[null,"S02.T165",1144,1413,1003,null,null,null,333,1269,1643,1144]
[null,"S02.T166",1060,1290,909,null,null,null,334,1269,1643,1144]
[null,"S02.T167",993,1170,805,null,null,null,335,1268,1642,1144]
[null,"S02.T168",948,1089,739,null,null,null,336,1268,1642,1143]
[null,"S03.T001",918,1047,731,null,null,null,337,1268,1642,1143]
[null,"S03.T002",904,1031,712,null,null,null,338,1267,1642,1143]
[null,"S03.T003",907,1025,708,null,null,null,339,1267,1642,1142]
[null,"S03.T004",906,1034,730,null,null,null,340,1267,1642,1142]
[null,"S03.T005",956,1106,819,null,null,null,341,1267,1642,1142]
[null,"S03.T006",1078,1340,1000,null,null,null,342,1266,1641,1142]
[null,"S03.T007",1241,1559,1147,null,null,null,343,1266,1641,1142]
[null,"S03.T008",1342,1678,1227,null,null,null,344,1266,1641,1141]
[null,"S03.T009",1374,1727,1238,null,null,null,345,1265,1641,1141]
[null,"S03.T010",1370,1730,1195,null,null,null,346,1265,1641,1141]
[null,"S03.T011",1357,1712,1192,null,null,null,347,1265,1641,1141]
[null,"S03.T012",1333,1681,1176,null,null,null,348,1264,1641,1141]
[null,"S03.T013",1338,1679,1189,null,null,null,349,1264,1641,1141]
[null,"S03.T014",1321,1664,1151,null,null,null,350,1264,1640,1141]
[null,"S03.T015",1308,1647,1175,null,null,null,351,1264,1639,1140]
[null,"S03.T016",1332,1651,1245,null,null,null,352,1264,1638,1140]
[null,"S03.T017",1372,1742,1268,null,null,null,353,1263,1638,1140]
[null,"S03.T018",1351,1753,1216,null,null,null,354,1263,1638,1140]
[null,"S03.T019",1326,1702,1201,null,null,null,355,1263,1638,1140]
[null,"S03.T020",1297,1638,1155,null,null,null,356,1263,1637,1139]
[null,"S03.T021",1234,1535,1068,null,null,null,357,1263,1637,1139]
[null,"S03.T022",1141,1375,961,null,null,null,358,1263,1637,1139]
[null,"S03.T023",1056,1233,852,null,null,null,359,1263,1636,1138]
[null,"S03.T024",997,1150,788,null,null,null,360,1263,1635,1138]
[null,"S03.T025",966,1107,772,null,null,null,361,1262,1635,1137]
[null,"S03.T026",954,1088,765,null,null,null,362,1262,1635,1137]
[null,"S03.T027",946,1082,766,null,null,null,363,1262,1635,1137]
[null,"S03.T028",956,1092,828,null,null,null,364,1262,1635,1137]
[null,"S03.T029",990,1154,847,null,null,null,365,1262,1635,1137]
[null,"S03.T030",1115,1371,1037,null,null,null,366,1261,1635,1136]
[null,"S03.T031",1272,1583,1179,null,null,null,367,1261,1634,1136]
[null,"S03.T032",1365,1698,1249,null,null,null,368,1261,1634,1136]
[null,"S03.T033",1387,1735,1258,null,null,null,369,1261,1634,1136]
[null,"S03.T034",1383,1732,1224,null,null,null,370,1260,1634,1135]
[null,"S03.T035",1379,1723,1204,null,null,null,371,1260,1633,1135]
[null,"S03.T036",1348,1689,1186,null,null,null,372,1260,1633,1135]
[null,"S03.T037",1356,1687,1183,null,null,null,373,1260,1633,1135]
[null,"S03.T038",1355,1669,1186,null,null,null,374,1260,1632,1135]
[null,"S03.T039",1343,1656,1192,null,null,null,375,1259,1632,1135]
[null,"S03.T040",1368,1650,1235,null,null,null,376,1259,1632,1134]
[null,"S03.T041",1415,1744,1262,null,null,null,377,1259,1632,1134]
[null,"S03.T042",1396,1749,1249,null,null,null,378,1259,1632,1134]
[null,"S03.T043",1368,1704,1210,null,null,null,379,1259,1632,1134]
[null,"S03.T044",1340,1645,1153,null,null,null,380,1258,1631,1134]
[null,"S03.T045",1286,1543,1071,null,null,null,381,1258,1631,1134]
[null,"S03.T046",1188,1381,963,null,null,null,382,1258,1631,1134]
[null,"S03.T047",1099,1247,860,null,null,null,383,1258,1631,1134]
[null,"S03.T048",1045,1173,803,null,null,null,384,1257,1630,1134]
[null,"S03.T049",1006,1137,774,null,null,null,385,1257,1629,1134]
[null,"S03.T050",989,1121,764,null,null,null,386,{"$f":"LARGE(C$11:C$8746,$I396)","v":1257},{"$f":"LARGE(D$11:D$8746,$I396)","v":1629},{"$f":"LARGE(E$11:E$8746,$I396)","v":1133}]
[null,"S03.T051",986,1118,769,null,null,null,387,1257,1629,1133]
[null,"S03.T052",998,1126,817,null,null,null,388,1257,1628,1133]
[null,"S03.T053",1051,1196,879,null,null,null,389,1257,1628,1133]
[null,"S03.T054",1173,1410,1046,null,null,null,390,1257,1627,1132]
[null,"S03.T055",1321,1627,1208,null,null,null,391,1256,1627,1132]
[null,"S03.T056",1412,1744,1256,null,null,null,392,1256,1627,1132]
[null,"S03.T057",1432,1788,1277,null,null,null,393,1256,1627,1131]
[null,"S03.T058",1428,1796,1277,null,null,null,394,1256,1627,1131]
[null,"S03.T059",1411,1764,1228,null,null,null,395,1256,1627,1131]
[null,"S03.T060",1393,1720,1212,null,null,null,396,1256,1627,1131]
[null,"S03.T061",1401,1707,1212,null,null,null,397,1255,1627,1131]
[null,"S03.T062",1384,1691,1201,null,null,null,398,1255,1627,1130]
[null,"S03.T063",1384,1675,1210,null,null,null,399,1255,1626,1130]
[null,"S03.T064",1391,1668,1247,null,null,null,400,1255,1626,1130]
[null,"S03.T065",1425,1756,1297,null,null,null,401,1255,1626,1130]
[null,"S03.T066",1403,1763,1242,null,null,null,402,1255,1625,1130]
[null,"S03.T067",1384,1718,1226,null,null,null,403,1254,1625,1130]
[null,"S03.T068",1344,1661,1177,null,null,null,404,1254,1625,1130]
[null,"S03.T069",1300,1565,1090,null,null,null,405,1254,1625,1130]
[null,"S03.T070",1202,1408,978,null,null,null,406,1254,1625,1130]
[null,"S03.T071",1124,1286,880,null,null,null,407,1253,1625,1129]
[null,"S03.T072",1061,1209,869,null,null,null,408,1253,1624,1129]
[null,"S03.T073",1041,1170,787,null,null,null,409,1253,1624,1129]
[null,"S03.T074",1023,1151,776,null,null,null,410,1253,1624,1129]
[null,"S03.T075",1017,1142,777,null,null,null,411,1253,1623,1128]
[null,"S03.T076",1025,1149,803,null,null,null,412,1253,1623,1128]
[null,"S03.T077",1063,1207,880,null,null,null,413,1253,1623,1128]
[null,"S03.T078",1180,1425,1057,null,null,null,414,1252,1623,1128]
[null,"S03.T079",1338,1641,1200,null,null,null,415,1252,1623,1127]
[null,"S03.T080",1419,1768,1261,null,null,null,416,1252,1623,1127]
[null,"S03.T081",1448,1814,1287,null,null,null,417,1252,1623,1127]
[null,"S03.T082",1453,1835,1266,null,null,null,418,1252,1623,1127]
[null,"S03.T083",1454,1796,1241,null,null,null,419,1251,1623,1127]
[null,"S03.T084",1419,1737,1217,null,null,null,420,1251,1622,1127]
[null,"S03.T085",1430,1713,1228,null,null,null,421,1251,1622,1126]
[null,"S03.T086",1403,1698,1202,null,null,null,422,1251,1622,1126]
[null,"S03.T087",1395,1675,1210,null,null,null,423,1251,1621,1126]
[null,"S03.T088",1405,1669,1248,null,null,null,424,1251,1621,1125]
[null,"S03.T089",1454,1760,1306,null,null,null,425,1251,1621,1125]
[null,"S03.T090",1444,1778,1246,null,null,null,426,1251,1620,1125]
[null,"S03.T091",1421,1739,1232,null,null,null,427,1250,1620,1125]
[null,"S03.T092",1392,1674,1180,null,null,null,428,1250,1619,1124]
[null,"S03.T093",1336,1577,1080,null,null,null,429,1249,1619,1124]
[null,"S03.T094",1239,1422,997,null,null,null,430,1249,1619,1124]
[null,"S03.T095",1162,1294,893,null,null,null,431,1249,1619,1124]
[null,"S03.T096",1108,1218,822,null,null,null,432,1249,1618,1124]
[null,"S03.T097",1083,1178,794,null,null,null,433,1249,1618,1124]
[null,"S03.T098",1062,1157,796,null,null,null,434,1248,1618,1123]
[null,"S03.T099",1051,1151,789,null,null,null,435,1248,1618,1123]
[null,"S03.T100",1055,1160,863,null,null,null,436,1248,1617,1123]
[null,"S03.T101",1093,1220,890,null,null,null,437,1248,1617,1123]
[null,"S03.T102",1211,1431,1074,null,null,null,438,1248,1616,1123]
[null,"S03.T103",1368,1643,1207,null,null,null,439,1248,1616,1123]
[null,"S03.T104",1458,1756,1280,null,null,null,440,1247,1616,1123]
[null,"S03.T105",1486,1808,1292,null,null,null,441,1247,1615,1123]
[null,"S03.T106",1482,1816,1271,null,null,null,442,1247,1614,1122]
[null,"S03.T107",1477,1776,1230,null,null,null,443,1247,1613,1122]
[null,"S03.T108",1444,1717,1224,null,null,null,444,1247,1613,1122]
[null,"S03.T109",1448,1698,1232,null,null,null,445,1247,1613,1122]
[null,"S03.T110",1426,1667,1214,null,null,null,446,1247,1613,1122]
[null,"S03.T111",1408,1635,1208,null,null,null,447,1247,1612,1122]
[null,"S03.T112",1410,1625,1255,null,null,null,448,1246,1612,1122]
[null,"S03.T113",1465,1730,1295,null,null,null,449,1246,1612,1122]
[null,"S03.T114",1440,1739,1248,null,null,null,450,{"$f":"LARGE(C$11:C$8746,$I460)","v":1246},{"$f":"LARGE(D$11:D$8746,$I460)","v":1612},{"$f":"LARGE(E$11:E$8746,$I460)","v":1121}]
[null,"S03.T115",1426,1685,1208,null,null,null,451,1245,1611,1121]
[null,"S03.T116",1383,1624,1178,null,null,null,452,1245,1610,1121]
[null,"S03.T117",1323,1542,1097,null,null,null,453,1245,1610,1121]
[null,"S03.T118",1244,1413,987,null,null,null,454,1245,1610,1121]
[null,"S03.T119",1160,1300,910,null,null,null,455,1244,1610,1121]
[null,"S03.T120",1093,1221,848,null,null,null,456,1244,1609,1121]
[null,"S03.T121",1044,1175,801,null,null,null,457,1244,1609,1121]
[null,"S03.T122",1025,1151,796,null,null,null,458,1244,1609,1121]
[null,"S03.T123",1018,1139,801,null,null,null,459,1243,1608,1121]
[null,"S03.T124",1017,1142,799,null,null,null,460,1243,1608,1120]
[null,"S03.T125",1028,1164,844,null,null,null,461,1243,1608,1120]
[null,"S03.T126",1066,1237,906,null,null,null,462,1242,1608,1119]
[null,"S03.T127",1134,1334,983,null,null,null,463,1242,1608,1119]
[null,"S03.T128",1184,1412,1047,null,null,null,464,1241,1607,1119]
[null,"S03.T129",1244,1534,1111,null,null,null,465,1241,1607,1119]
[null,"S03.T130",1277,1596,1127,null,null,null,466,1241,1607,1119]
[null,"S03.T131",1278,1577,1096,null,null,null,467,1241,1607,1119]
[null,"S03.T132",1263,1546,1088,null,null,null,468,1241,1606,1119]
[null,"S03.T133",1255,1517,1064,null,null,null,469,1240,1606,1118]
[null,"S03.T134",1244,1481,1064,null,null,null,470,1240,1606,1118]
[null,"S03.T135",1240,1458,1056,null,null,null,471,1240,1605,1118]
[null,"S03.T136",1263,1474,1115,null,null,null,472,1240,1605,1118]
[null,"S03.T137",1338,1600,1185,null,null,null,473,1240,1605,1117]
[null,"S03.T138",1328,1627,1164,null,null,null,474,1240,1605,1117]
[null,"S03.T139",1300,1583,1137,null,null,null,475,1240,1605,1117]
[null,"S03.T140",1260,1529,1096,null,null,null,476,1239,1604,1117]
[null,"S03.T141",1212,1454,1033,null,null,null,477,1239,1604,1117]
[null,"S03.T142",1150,1353,963,null,null,null,478,1239,1604,1117]
[null,"S03.T143",1083,1259,884,null,null,null,479,1239,1603,1117]
[null,"S03.T144",1031,1180,828,null,null,null,480,1239,1603,1117]
[null,"S03.T145",997,1134,798,null,null,null,481,1239,1603,1116]
[null,"S03.T146",977,1109,791,null,null,null,482,1238,1603,1116]
[null,"S03.T147",968,1098,781,null,null,null,483,1238,1603,1116]
[null,"S03.T148",969,1091,798,null,null,null,484,1238,1603,1116]
[null,"S03.T149",986,1114,821,null,null,null,485,1238,1603,1116]
[null,"S03.T150",1016,1173,875,null,null,null,486,1238,1603,1115]
[null,"S03.T151",1062,1242,933,null,null,null,487,1237,1602,1115]
[null,"S03.T152",1098,1301,991,null,null,null,488,1237,1602,1115]
[null,"S03.T153",1159,1411,1068,null,null,null,489,1237,1602,1115]
[null,"S03.T154",1201,1478,1084,null,null,null,490,1237,1602,1115]
[null,"S03.T155",1204,1486,1056,null,null,null,491,1236,1602,1115]
[null,"S03.T156",1198,1469,1034,null,null,null,492,1236,1601,1115]
[null,"S03.T157",1193,1453,1023,null,null,null,493,1236,1601,1115]
[null,"S03.T158",1189,1434,1035,null,null,null,494,1236,1600,1114]
[null,"S03.T159",1190,1413,1038,null,null,null,495,1236,1600,1114]
[null,"S03.T160",1228,1435,1113,null,null,null,496,1236,1600,1114]
[null,"S03.T161",1297,1585,1182,null,null,null,497,1236,1600,1114]
[null,"S03.T162",1293,1622,1160,null,null,null,498,1235,1600,1114]
[null,"S03.T163",1277,1603,1142,null,null,null,499,1235,1600,1113]
[null,"S03.T164",1240,1547,1109,null,null,null,500,1235,1600,1113]
[null,"S03.T165",1190,1460,1033,null,null,null,501,1234,1600,1113]
[null,"S03.T166",1114,1334,941,null,null,null,502,1234,1600,1113]
[null,"S03.T167",1039,1218,861,null,null,null,503,1234,1599,1113]
[null,"S03.T168",983,1135,797,null,null,null,504,1234,1599,1113]
[null,"S04.T001",947,1095,764,null,null,null,505,1234,1599,1113]
[null,"S04.T002",935,1079,763,null,null,null,506,1234,1599,1112]
[null,"S04.T003",938,1074,769,null,null,null,507,1234,1599,1112]
[null,"S04.T004",949,1085,818,null,null,null,508,1234,1598,1112]
[null,"S04.T005",986,1153,867,null,null,null,509,1234,1598,1112]
[null,"S04.T006",1118,1378,1040,null,null,null,510,1234,1598,1112]
[null,"S04.T007",1303,1600,1216,null,null,null,511,1233,1598,1112]
[null,"S04.T008",1387,1723,1267,null,null,null,512,1233,1598,1112]
[null,"S04.T009",1427,1770,1303,null,null,null,513,1233,1598,1112]
[null,"S04.T010",1417,1770,1286,null,null,null,514,{"$f":"LARGE(C$11:C$8746,$I524)","v":1233},{"$f":"LARGE(D$11:D$8746,$I524)","v":1597},{"$f":"LARGE(E$11:E$8746,$I524)","v":1111}]
[null,"S04.T011",1407,1754,1239,null,null,null,515,1233,1597,1111]
[null,"S04.T012",1377,1728,1229,null,null,null,516,1233,1597,1111]
[null,"S04.T013",1390,1734,1229,null,null,null,517,1232,1597,1111]
[null,"S04.T014",1381,1714,1232,null,null,null,518,1232,1597,1111]
[null,"S04.T015",1384,1699,1230,null,null,null,519,1232,1597,1111]
[null,"S04.T016",1399,1690,1256,null,null,null,520,1232,1597,1111]
[null,"S04.T017",1442,1755,1297,null,null,null,521,1232,1596,1110]
[null,"S04.T018",1434,1762,1277,null,null,null,522,1232,1596,1110]
[null,"S04.T019",1400,1709,1236,null,null,null,523,1232,1595,1110]
[null,"S04.T020",1349,1645,1176,null,null,null,524,1232,1595,1110]
[null,"S04.T021",1293,1540,1080,null,null,null,525,1232,1595,1110]
[null,"S04.T022",1204,1379,975,null,null,null,526,1232,1595,1110]
[null,"S04.T023",1112,1245,874,null,null,null,527,1232,1594,1109]
[null,"S04.T024",1040,1165,813,null,null,null,528,1231,1593,1109]
[null,"S04.T025",998,1126,792,null,null,null,529,1231,1593,1109]
[null,"S04.T026",989,1105,779,null,null,null,530,1231,1593,1109]
[null,"S04.T027",996,1098,775,null,null,null,531,1231,1593,1109]
[null,"S04.T028",1009,1108,808,null,null,null,532,1231,1593,1109]
[null,"S04.T029",1054,1172,877,null,null,null,533,1231,1593,1108]
[null,"S04.T030",1180,1389,1045,null,null,null,534,1230,1592,1108]
[null,"S04.T031",1333,1609,1193,null,null,null,535,1230,1592,1108]
[null,"S04.T032",1422,1719,1265,null,null,null,536,1230,1592,1108]
[null,"S04.T033",1456,1757,1294,null,null,null,537,1230,1592,1108]
[null,"S04.T034",1437,1754,1269,null,null,null,538,1230,1591,1108]
[null,"S04.T035",1422,1746,1233,null,null,null,539,1229,1591,1108]
[null,"S04.T036",1387,1713,1212,null,null,null,540,1229,1591,1108]
[null,"S04.T037",1400,1721,1215,null,null,null,541,1228,1590,1107]
[null,"S04.T038",1393,1709,1206,null,null,null,542,1228,1590,1107]
[null,"S04.T039",1391,1691,1220,null,null,null,543,1228,1590,1107]
[null,"S04.T040",1396,1684,1242,null,null,null,544,1228,1590,1107]
[null,"S04.T041",1441,1764,1310,null,null,null,545,1228,1590,1107]
[null,"S04.T042",1434,1777,1258,null,null,null,546,1228,1590,1107]
[null,"S04.T043",1399,1726,1237,null,null,null,547,1228,1590,1107]
[null,"S04.T044",1361,1668,1180,null,null,null,548,1227,1590,1106]
[null,"S04.T045",1308,1563,1096,null,null,null,549,1227,1590,1106]
[null,"S04.T046",1205,1404,989,null,null,null,550,1227,1589,1106]
[null,"S04.T047",1116,1274,882,null,null,null,551,1226,1589,1106]
[null,"S04.T048",1062,1189,828,null,null,null,552,1226,1589,1106]
[null,"S04.T049",1042,1146,799,null,null,null,553,1226,1589,1106]
[null,"S04.T050",1029,1127,776,null,null,null,554,1226,1589,1105]
[null,"S04.T051",1022,1121,775,null,null,null,555,1225,1589,1105]
[null,"S04.T052",1037,1130,845,null,null,null,556,1225,1588,1105]
[null,"S04.T053",1075,1188,890,null,null,null,557,1225,1588,1105]
[null,"S04.T054",1202,1411,1088,null,null,null,558,1225,1588,1105]
[null,"S04.T055",1354,1623,1212,null,null,null,559,1225,1588,1105]
[null,"S04.T056",1428,1737,1283,null,null,null,560,1225,1588,1104]
[null,"S04.T057",1460,1775,1300,null,null,null,561,1224,1588,1104]
[null,"S04.T058",1453,1775,1294,null,null,null,562,1224,1588,1104]
[null,"S04.T059",1450,1769,1254,null,null,null,563,1224,1588,1104]
[null,"S04.T060",1421,1740,1230,null,null,null,564,1224,1587,1104]
[null,"S04.T061",1427,1738,1244,null,null,null,565,1224,1587,1104]
[null,"S04.T062",1412,1716,1226,null,null,null,566,1224,1587,1104]
[null,"S04.T063",1409,1702,1215,null,null,null,567,1224,1587,1104]
[null,"S04.T064",1411,1693,1257,null,null,null,568,1224,1587,1103]
[null,"S04.T065",1469,1772,1313,null,null,null,569,1223,1586,1103]
[null,"S04.T066",1467,1789,1245,null,null,null,570,1223,1586,1103]
[null,"S04.T067",1447,1740,1240,null,null,null,571,1223,1586,1103]
[null,"S04.T068",1401,1680,1201,null,null,null,572,1223,1585,1103]
[null,"S04.T069",1347,1576,1106,null,null,null,573,1223,1585,1103]
[null,"S04.T070",1248,1414,999,null,null,null,574,1222,1585,1103]
[null,"S04.T071",1158,1287,893,null,null,null,575,1222,1585,1103]
[null,"S04.T072",1097,1201,828,null,null,null,576,1222,1584,1102]
[null,"S04.T073",1072,1160,812,null,null,null,577,1222,1584,1102]
[null,"S04.T074",1055,1142,801,null,null,null,578,{"$f":"LARGE(C$11:C$8746,$I588)","v":1222},{"$f":"LARGE(D$11:D$8746,$I588)","v":1584},{"$f":"LARGE(E$11:E$8746,$I588)","v":1102}]
[null,"S04.T075",1055,1138,813,null,null,null,579,1222,1584,1102]
[null,"S04.T076",1059,1149,830,null,null,null,580,1222,1584,1102]
[null,"S04.T077",1095,1213,902,null,null,null,581,1221,1584,1102]
[null,"S04.T078",1239,1422,1091,null,null,null,582,1221,1584,1101]
[null,"S04.T079",1371,1635,1213,null,null,null,583,1221,1584,1101]
[null,"S04.T080",1453,1757,1291,null,null,null,584,1221,1584,1101]
[null,"S04.T081",1482,1800,1308,null,null,null,585,1221,1583,1101]
[null,"S04.T082",1482,1804,1300,null,null,null,586,1221,1583,1101]
[null,"S04.T083",1477,1801,1264,null,null,null,587,1220,1583,1101]
[null,"S04.T084",1448,1769,1247,null,null,null,588,1220,1583,1101]
[null,"S04.T085",1458,1766,1257,null,null,null,589,1220,1583,1101]
[null,"S04.T086",1445,1746,1247,null,null,null,590,1220,1583,1101]
[null,"S04.T087",1432,1727,1265,null,null,null,591,1220,1583,1101]
[null,"S04.T088",1430,1711,1262,null,null,null,592,1219,1583,1101]
[null,"S04.T089",1490,1782,1331,null,null,null,593,1219,1582,1101]
[null,"S04.T090",1489,1808,1274,null,null,null,594,1219,1581,1101]
[null,"S04.T091",1465,1760,1256,null,null,null,595,1219,1581,1100]
[null,"S04.T092",1428,1694,1231,null,null,null,596,1219,1581,1100]
[null,"S04.T093",1366,1593,1111,null,null,null,597,1218,1581,1100]
[null,"S04.T094",1270,1429,994,null,null,null,598,1217,1581,1100]
[null,"S04.T095",1189,1295,904,null,null,null,599,1217,1581,1100]
[null,"S04.T096",1117,1210,816,null,null,null,600,1217,1580,1100]
[null,"S04.T097",1077,1165,800,null,null,null,601,1217,1580,1100]
[null,"S04.T098",1064,1154,795,null,null,null,602,1217,1580,1100]
[null,"S04.T099",1059,1153,821,null,null,null,603,1217,1580,1100]
[null,"S04.T100",1071,1159,836,null,null,null,604,1217,1580,1100]
[null,"S04.T101",1103,1218,895,null,null,null,605,1216,1580,1099]
[null,"S04.T102",1223,1427,1073,null,null,null,606,1216,1580,1099]
[null,"S04.T103",1365,1637,1222,null,null,null,607,1216,1579,1098]
[null,"S04.T104",1449,1765,1290,null,null,null,608,1216,1579,1098]
[null,"S04.T105",1487,1825,1316,null,null,null,609,1216,1579,1098]
[null,"S04.T106",1484,1831,1291,null,null,null,610,1216,1579,1098]
[null,"S04.T107",1486,1829,1288,null,null,null,611,1215,1579,1097]
[null,"S04.T108",1459,1788,1270,null,null,null,612,1215,1579,1097]
[null,"S04.T109",1478,1782,1281,null,null,null,613,1215,1579,1097]
[null,"S04.T110",1458,1752,1271,null,null,null,614,1215,1579,1097]
[null,"S04.T111",1451,1712,1236,null,null,null,615,1215,1578,1097]
[null,"S04.T112",1429,1685,1298,null,null,null,616,1215,1578,1097]
[null,"S04.T113",1463,1761,1280,null,null,null,617,1215,1578,1097]
[null,"S04.T114",1435,1769,1210,null,null,null,618,1215,1578,1097]
[null,"S04.T115",1395,1718,1208,null,null,null,619,1215,1577,1096]
[null,"S04.T116",1349,1649,1153,null,null,null,620,1214,1577,1096]
[null,"S04.T117",1279,1552,1068,null,null,null,621,1214,1577,1096]
[null,"S04.T118",1191,1422,982,null,null,null,622,1214,1577,1096]
[null,"S04.T119",1118,1308,882,null,null,null,623,1214,1577,1096]
[null,"S04.T120",1061,1223,861,null,null,null,624,1214,1576,1096]
[null,"S04.T121",1028,1167,793,null,null,null,625,1214,1576,1096]
[null,"S04.T122",1005,1137,767,null,null,null,626,1213,1576,1096]
[null,"S04.T123",993,1120,779,null,null,null,627,1213,1576,1096]
[null,"S04.T124",992,1116,825,null,null,null,628,1213,1576,1096]
[null,"S04.T125",1005,1134,818,null,null,null,629,1213,1576,1095]
[null,"S04.T126",1044,1201,885,null,null,null,630,1213,1575,1095]
[null,"S04.T127",1100,1286,951,null,null,null,631,1213,1575,1095]
[null,"S04.T128",1142,1364,1007,null,null,null,632,1213,1575,1095]
[null,"S04.T129",1202,1473,1071,null,null,null,633,1212,1575,1095]
[null,"S04.T130",1240,1537,1091,null,null,null,634,1212,1575,1095]
[null,"S04.T131",1252,1557,1091,null,null,null,635,1212,1575,1095]
[null,"S04.T132",1249,1555,1081,null,null,null,636,1212,1575,1095]
[null,"S04.T133",1253,1542,1065,null,null,null,637,1212,1575,1094]
[null,"S04.T134",1243,1506,1054,null,null,null,638,1212,1575,1094]
[null,"S04.T135",1227,1477,1054,null,null,null,639,1211,1575,1094]
[null,"S04.T136",1238,1478,1090,null,null,null,640,1211,1574,1094]
[null,"S04.T137",1297,1583,1161,null,null,null,641,1211,1574,1094]
[null,"S04.T138",1286,1623,1141,null,null,null,642,{"$f":"LARGE(C$11:C$8746,$I652)","v":1211},{"$f":"LARGE(D$11:D$8746,$I652)","v":1574},{"$f":"LARGE(E$11:E$8746,$I652)","v":1093}]
[null,"S04.T139",1261,1579,1110,null,null,null,643,1211,1574,1093]
[null,"S04.T140",1209,1524,1073,null,null,null,644,1211,1574,1093]
[null,"S04.T141",1159,1442,1011,null,null,null,645,1211,1574,1093]
[null,"S04.T142",1098,1336,913,null,null,null,646,1211,1573,1093]
[null,"S04.T143",1041,1235,843,null,null,null,647,1211,1573,1093]
[null,"S04.T144",979,1151,787,null,null,null,648,1211,1573,1092]
[null,"S04.T145",941,1096,758,null,null,null,649,1211,1573,1092]
[null,"S04.T146",917,1069,752,null,null,null,650,1211,1573,1092]
[null,"S04.T147",908,1057,725,null,null,null,651,1211,1572,1092]
[null,"S04.T148",878,1053,746,null,null,null,652,1210,1572,1092]
[null,"S04.T149",885,1074,768,null,null,null,653,1210,1572,1092]
[null,"S04.T150",930,1127,814,null,null,null,654,1210,1571,1092]
[null,"S04.T151",979,1192,874,null,null,null,655,1210,1571,1091]
[null,"S04.T152",1015,1249,926,null,null,null,656,1210,1571,1091]
[null,"S04.T153",1074,1351,987,null,null,null,657,1210,1571,1091]
[null,"S04.T154",1103,1417,1001,null,null,null,658,1210,1571,1091]
[null,"S04.T155",1104,1443,1012,null,null,null,659,1210,1570,1091]
[null,"S04.T156",1100,1450,1013,null,null,null,660,1210,1570,1091]
[null,"S04.T157",1097,1445,1008,null,null,null,661,1210,1570,1091]
[null,"S04.T158",1093,1434,1000,null,null,null,662,1209,1569,1091]
[null,"S04.T159",1104,1417,998,null,null,null,663,1209,1569,1091]
[null,"S04.T160",1140,1428,1057,null,null,null,664,1209,1569,1090]
[null,"S04.T161",1212,1546,1141,null,null,null,665,1209,1569,1090]
[null,"S04.T162",1221,1608,1128,null,null,null,666,1209,1569,1090]
[null,"S04.T163",1203,1584,1110,null,null,null,667,1208,1569,1090]
[null,"S04.T164",1170,1527,1076,null,null,null,668,1208,1569,1090]
[null,"S04.T165",1123,1439,1007,null,null,null,669,1208,1569,1090]
[null,"S04.T166",1054,1312,907,null,null,null,670,1208,1568,1090]
[null,"S04.T167",980,1187,813,null,null,null,671,1208,1568,1090]
[null,"S04.T168",919,1105,767,null,null,null,672,1208,1568,1090]
[null,"S05.T001",876,1060,731,null,null,null,673,1207,1568,1090]
[null,"S05.T002",857,1040,726,null,null,null,674,1207,1568,1089]
[null,"S05.T003",854,1035,729,null,null,null,675,1207,1568,1089]
[null,"S05.T004",869,1044,747,null,null,null,676,1207,1567,1089]
[null,"S05.T005",916,1114,829,null,null,null,677,1207,1567,1089]
[null,"S05.T006",1035,1344,992,null,null,null,678,1207,1567,1089]
[null,"S05.T007",1201,1557,1122,null,null,null,679,1206,1567,1089]
[null,"S05.T008",1280,1672,1199,null,null,null,680,1206,1567,1089]
[null,"S05.T009",1320,1720,1242,null,null,null,681,1206,1567,1089]
[null,"S05.T010",1315,1721,1234,null,null,null,682,1206,1567,1089]
[null,"S05.T011",1307,1712,1190,null,null,null,683,1206,1567,1088]
[null,"S05.T012",1285,1687,1199,null,null,null,684,1205,1567,1088]
[null,"S05.T013",1308,1686,1207,null,null,null,685,1205,1566,1088]
[null,"S05.T014",1299,1674,1199,null,null,null,686,1205,1566,1088]
[null,"S05.T015",1298,1648,1187,null,null,null,687,1205,1566,1088]
[null,"S05.T016",1292,1618,1196,null,null,null,688,1205,1566,1088]
[null,"S05.T017",1333,1667,1240,null,null,null,689,1205,1566,1088]
[null,"S05.T018",1333,1706,1209,null,null,null,690,1205,1565,1088]
[null,"S05.T019",1290,1658,1158,null,null,null,691,1205,1565,1088]
[null,"S05.T020",1241,1603,1125,null,null,null,692,1204,1565,1088]
[null,"S05.T021",1181,1503,1039,null,null,null,693,1204,1565,1087]
[null,"S05.T022",1105,1343,927,null,null,null,694,1204,1565,1087]
[null,"S05.T023",1021,1209,828,null,null,null,695,1204,1565,1087]
[null,"S05.T024",955,1125,759,null,null,null,696,1204,1565,1087]
[null,"S05.T025",921,1090,729,null,null,null,697,1203,1565,1087]
[null,"S05.T026",905,1072,716,null,null,null,698,1203,1565,1087]
[null,"S05.T027",897,1064,725,null,null,null,699,1203,1565,1087]
[null,"S05.T028",909,1078,813,null,null,null,700,1203,1565,1086]
[null,"S05.T029",942,1141,821,null,null,null,701,1202,1565,1086]
[null,"S05.T030",1065,1361,998,null,null,null,702,1202,1564,1086]
[null,"S05.T031",1219,1565,1107,null,null,null,703,1202,1564,1086]
[null,"S05.T032",1296,1668,1184,null,null,null,704,1202,1564,1086]
[null,"S05.T033",1319,1706,1209,null,null,null,705,1202,1564,1086]
[null,"S05.T034",1317,1684,1194,null,null,null,706,{"$f":"LARGE(C$11:C$8746,$I716)","v":1202},{"$f":"LARGE(D$11:D$8746,$I716)","v":1564},{"$f":"LARGE(E$11:E$8746,$I716)","v":1086}]
[null,"S05.T035",1313,1658,1146,null,null,null,707,1202,1564,1086]
[null,"S05.T036",1291,1618,1159,null,null,null,708,1201,1564,1085]
[null,"S05.T037",1307,1610,1143,null,null,null,709,1201,1564,1085]
[null,"S05.T038",1295,1587,1131,null,null,null,710,1201,1563,1085]
[null,"S05.T039",1289,1565,1107,null,null,null,711,1201,1563,1085]
[null,"S05.T040",1277,1543,1116,null,null,null,712,1201,1563,1085]
[null,"S05.T041",1317,1606,1204,null,null,null,713,1201,1563,1085]
[null,"S05.T042",1309,1680,1171,null,null,null,714,1201,1563,1085]
[null,"S05.T043",1274,1642,1140,null,null,null,715,1201,1563,1084]
[null,"S05.T044",1224,1588,1101,null,null,null,716,1201,1563,1084]
[null,"S05.T045",1168,1485,1021,null,null,null,717,1200,1563,1084]
[null,"S05.T046",1078,1327,902,null,null,null,718,1200,1563,1084]
[null,"S05.T047",1002,1195,829,null,null,null,719,1200,1563,1084]
[null,"S05.T048",938,1116,758,null,null,null,720,1200,1563,1084]
[null,"S05.T049",906,1076,726,null,null,null,721,1200,1562,1084]
[null,"S05.T050",890,1055,725,null,null,null,722,1200,1562,1084]
[null,"S05.T051",888,1051,722,null,null,null,723,1199,1562,1084]
[null,"S05.T052",897,1061,747,null,null,null,724,1199,1562,1083]
[null,"S05.T053",938,1129,839,null,null,null,725,1199,1562,1083]
[null,"S05.T054",1066,1338,988,null,null,null,726,1199,1562,1083]
[null,"S05.T055",1226,1537,1100,null,null,null,727,1199,1562,1083]
[null,"S05.T056",1303,1636,1187,null,null,null,728,1198,1562,1083]
[null,"S05.T057",1329,1676,1201,null,null,null,729,1198,1561,1083]
[null,"S05.T058",1314,1662,1179,null,null,null,730,1198,1561,1083]
[null,"S05.T059",1304,1638,1142,null,null,null,731,1198,1561,1083]
[null,"S05.T060",1283,1597,1118,null,null,null,732,1198,1561,1082]
[null,"S05.T061",1293,1593,1134,null,null,null,733,1198,1561,1082]
[null,"S05.T062",1279,1569,1112,null,null,null,734,1197,1561,1082]
[null,"S05.T063",1273,1539,1103,null,null,null,735,1197,1561,1082]
[null,"S05.T064",1264,1515,1111,null,null,null,736,1197,1561,1082]
[null,"S05.T065",1323,1578,1211,null,null,null,737,1197,1560,1082]
[null,"S05.T066",1333,1652,1190,null,null,null,738,1197,1560,1081]
[null,"S05.T067",1308,1618,1144,null,null,null,739,1196,1560,1081]
[null,"S05.T068",1268,1561,1114,null,null,null,740,1196,1560,1081]
[null,"S05.T069",1210,1464,1012,null,null,null,741,1196,1560,1081]
[null,"S05.T070",1123,1306,925,null,null,null,742,1196,1560,1081]
[null,"S05.T071",1033,1174,826,null,null,null,743,1196,1560,1081]
[null,"S05.T072",971,1097,752,null,null,null,744,1195,1559,1081]
[null,"S05.T073",943,1057,735,null,null,null,745,1195,1559,1081]
[null,"S05.T074",927,1038,720,null,null,null,746,1195,1559,1081]
[null,"S05.T075",921,1034,706,null,null,null,747,1195,1559,1080]
[null,"S05.T076",930,1040,737,null,null,null,748,1195,1559,1080]
[null,"S05.T077",970,1103,813,null,null,null,749,1195,1559,1080]
[null,"S05.T078",1094,1320,977,null,null,null,750,1194,1559,1080]
[null,"S05.T079",1253,1519,1087,null,null,null,751,1194,1559,1080]
[null,"S05.T080",1322,1617,1176,null,null,null,752,1194,1559,1080]
[null,"S05.T081",1356,1652,1191,null,null,null,753,1194,1559,1080]
[null,"S05.T082",1339,1644,1183,null,null,null,754,1194,1558,1080]
[null,"S05.T083",1316,1623,1142,null,null,null,755,1194,1558,1080]
[null,"S05.T084",1289,1585,1123,null,null,null,756,1194,1558,1079]
[null,"S05.T085",1291,1588,1124,null,null,null,757,1193,1558,1079]
[null,"S05.T086",1278,1571,1107,null,null,null,758,1193,1558,1079]
[null,"S05.T087",1269,1550,1080,null,null,null,759,1193,1558,1079]
[null,"S05.T088",1266,1512,1102,null,null,null,760,1193,1558,1079]
[null,"S05.T089",1320,1575,1206,null,null,null,761,1193,1558,1079]
[null,"S05.T090",1325,1651,1176,null,null,null,762,1193,1558,1079]
[null,"S05.T091",1297,1611,1130,null,null,null,763,1192,1558,1078]
[null,"S05.T092",1256,1553,1090,null,null,null,764,1192,1558,1078]
[null,"S05.T093",1198,1453,999,null,null,null,765,1192,1558,1078]
[null,"S05.T094",1113,1295,890,null,null,null,766,1192,1558,1078]
[null,"S05.T095",1026,1170,804,null,null,null,767,1192,1557,1078]
[null,"S05.T096",954,1088,741,null,null,null,768,1192,1557,1078]
[null,"S05.T097",918,1046,711,null,null,null,769,1192,1557,1078]
[null,"S05.T098",897,1027,706,null,null,null,770,{"$f":"LARGE(C$11:C$8746,$I780)","v":1192},{"$f":"LARGE(D$11:D$8746,$I780)","v":1557},{"$f":"LARGE(E$11:E$8746,$I780)","v":1078}]
[null,"S05.T099",893,1019,692,null,null,null,771,1192,1557,1078]
[null,"S05.T100",900,1028,742,null,null,null,772,1191,1557,1078]
[null,"S05.T101",926,1090,789,null,null,null,773,1191,1556,1078]
[null,"S05.T102",1053,1297,946,null,null,null,774,1191,1556,1078]
[null,"S05.T103",1193,1484,1063,null,null,null,775,1191,1556,1078]
[null,"S05.T104",1263,1584,1148,null,null,null,776,1191,1556,1077]
[null,"S05.T105",1298,1628,1161,null,null,null,777,1191,1556,1077]
[null,"S05.T106",1294,1625,1153,null,null,null,778,1191,1556,1077]
[null,"S05.T107",1286,1600,1128,null,null,null,779,1190,1555,1076]
[null,"S05.T108",1264,1562,1106,null,null,null,780,1190,1555,1076]
[null,"S05.T109",1272,1556,1113,null,null,null,781,1190,1555,1076]
[null,"S05.T110",1254,1524,1082,null,null,null,782,1190,1555,1076]
[null,"S05.T111",1238,1495,1093,null,null,null,783,1190,1555,1076]
[null,"S05.T112",1225,1470,1088,null,null,null,784,1190,1555,1076]
[null,"S05.T113",1262,1543,1163,null,null,null,785,1189,1554,1076]
[null,"S05.T114",1249,1589,1150,null,null,null,786,1189,1554,1076]
[null,"S05.T115",1209,1540,1084,null,null,null,787,1189,1554,1076]
[null,"S05.T116",1155,1474,1029,null,null,null,788,1189,1553,1076]
[null,"S05.T117",1091,1397,963,null,null,null,789,1189,1553,1076]
[null,"S05.T118",1012,1267,872,null,null,null,790,1189,1553,1075]
[null,"S05.T119",937,1146,793,null,null,null,791,1188,1553,1075]
[null,"S05.T120",879,1066,734,null,null,null,792,1188,1553,1075]
[null,"S05.T121",842,1017,694,null,null,null,793,1188,1553,1075]
[null,"S05.T122",820,990,668,null,null,null,794,1188,1553,1075]
[null,"S05.T123",821,973,671,null,null,null,795,1188,1552,1075]
[null,"S05.T124",823,974,681,null,null,null,796,1188,1552,1075]
[null,"S05.T125",840,998,747,null,null,null,797,1188,1552,1075]
[null,"S05.T126",878,1072,769,null,null,null,798,1187,1552,1075]
[null,"S05.T127",933,1158,827,null,null,null,799,1187,1552,1075]
[null,"S05.T128",979,1242,903,null,null,null,800,1187,1552,1074]
[null,"S05.T129",1043,1338,957,null,null,null,801,1187,1552,1074]
[null,"S05.T130",1072,1389,966,null,null,null,802,1187,1551,1074]
[null,"S05.T131",1082,1401,972,null,null,null,803,1187,1551,1074]
[null,"S05.T132",1079,1391,956,null,null,null,804,1187,1551,1074]
[null,"S05.T133",1074,1373,953,null,null,null,805,1187,1551,1074]
[null,"S05.T134",1067,1337,941,null,null,null,806,1186,1550,1074]
[null,"S05.T135",1059,1313,974,null,null,null,807,1186,1550,1073]
[null,"S05.T136",1059,1312,949,null,null,null,808,1186,1550,1073]
[null,"S05.T137",1122,1392,1044,null,null,null,809,1186,1550,1073]
[null,"S05.T138",1137,1458,1036,null,null,null,810,1186,1550,1073]
[null,"S05.T139",1106,1426,997,null,null,null,811,1186,1550,1073]
[null,"S05.T140",1070,1373,972,null,null,null,812,1185,1550,1072]
[null,"S05.T141",1025,1300,908,null,null,null,813,1185,1550,1072]
[null,"S05.T142",964,1193,828,null,null,null,814,1185,1550,1072]
[null,"S05.T143",906,1099,751,null,null,null,815,1185,1550,1072]
[null,"S05.T144",855,1021,686,null,null,null,816,1185,1550,1072]
[null,"S05.T145",817,974,671,null,null,null,817,1185,1549,1071]
[null,"S05.T146",797,946,656,null,null,null,818,1185,1549,1071]
[null,"S05.T147",790,931,648,null,null,null,819,1185,1549,1071]
[null,"S05.T148",792,930,652,null,null,null,820,1184,1549,1071]
[null,"S05.T149",801,949,676,null,null,null,821,1184,1549,1071]
[null,"S05.T150",830,1008,723,null,null,null,822,1184,1549,1071]
[null,"S05.T151",865,1063,750,null,null,null,823,1184,1549,1071]
[null,"S05.T152",900,1122,832,null,null,null,824,1184,1548,1071]
[null,"S05.T153",966,1218,896,null,null,null,825,1184,1548,1071]
[null,"S05.T154",1004,1283,900,null,null,null,826,1184,1548,1071]
[null,"S05.T155",1005,1315,926,null,null,null,827,1184,1548,1070]
[null,"S05.T156",998,1325,931,null,null,null,828,1184,1548,1070]
[null,"S05.T157",990,1319,918,null,null,null,829,1184,1548,1070]
[null,"S05.T158",994,1307,927,null,null,null,830,1183,1548,1070]
[null,"S05.T159",993,1292,940,null,null,null,831,1182,1548,1070]
[null,"S05.T160",1014,1302,968,null,null,null,832,1182,1548,1070]
[null,"S05.T161",1092,1391,1048,null,null,null,833,1182,1548,1070]
[null,"S05.T162",1123,1464,1031,null,null,null,834,{"$f":"LARGE(C$11:C$8746,$I844)","v":1182},{"$f":"LARGE(D$11:D$8746,$I844)","v":1548},{"$f":"LARGE(E$11:E$8746,$I844)","v":1070}]
[null,"S05.T163",1106,1443,1018,null,null,null,835,1181,1547,1070]
[null,"S05.T164",1073,1397,989,null,null,null,836,1181,1547,1070]
[null,"S05.T165",1022,1322,919,null,null,null,837,1181,1547,1070]
[null,"S05.T166",954,1203,836,null,null,null,838,1181,1547,1070]
[null,"S05.T167",881,1081,755,null,null,null,839,1181,1547,1070]
[null,"S05.T168",826,997,697,null,null,null,840,1180,1547,1069]
[null,"S06.T001",794,956,672,null,null,null,841,1180,1547,1069]
[null,"S06.T002",780,939,666,null,null,null,842,1180,1547,1069]
[null,"S06.T003",777,933,651,null,null,null,843,1180,1547,1069]
[null,"S06.T004",790,942,687,null,null,null,844,1180,1547,1069]
[null,"S06.T005",822,1012,751,null,null,null,845,1180,1547,1069]
[null,"S06.T006",950,1237,911,null,null,null,846,1180,1547,1069]
[null,"S06.T007",1098,1433,1042,null,null,null,847,1180,1547,1069]
[null,"S06.T008",1187,1546,1139,null,null,null,848,1179,1547,1068]
[null,"S06.T009",1222,1599,1162,null,null,null,849,1179,1547,1068]
[null,"S06.T010",1221,1606,1163,null,null,null,850,1179,1547,1068]
[null,"S06.T011",1220,1603,1107,null,null,null,851,1179,1547,1068]
[null,"S06.T012",1206,1584,1118,null,null,null,852,1178,1547,1068]
[null,"S06.T013",1222,1598,1133,null,null,null,853,1178,1547,1068]
[null,"S06.T014",1201,1590,1137,null,null,null,854,1178,1547,1068]
[null,"S06.T015",1203,1566,1111,null,null,null,855,1178,1547,1068]
[null,"S06.T016",1187,1542,1115,null,null,null,856,1177,1546,1068]
[null,"S06.T017",1221,1568,1173,null,null,null,857,1177,1546,1067]
[null,"S06.T018",1220,1631,1153,null,null,null,858,1177,1546,1067]
[null,"S06.T019",1190,1593,1109,null,null,null,859,1177,1546,1067]
[null,"S06.T020",1154,1525,1063,null,null,null,860,1177,1546,1067]
[null,"S06.T021",1099,1427,983,null,null,null,861,1177,1546,1067]
[null,"S06.T022",1011,1268,885,null,null,null,862,1177,1546,1067]
[null,"S06.T023",929,1132,799,null,null,null,863,1177,1546,1066]
[null,"S06.T024",874,1046,723,null,null,null,864,1177,1546,1066]
[null,"S06.T025",842,1002,701,null,null,null,865,1177,1546,1066]
[null,"S06.T026",819,980,691,null,null,null,866,1177,1546,1066]
[null,"S06.T027",808,973,664,null,null,null,867,1176,1545,1066]
[null,"S06.T028",815,983,752,null,null,null,868,1176,1545,1065]
[null,"S06.T029",846,1043,780,null,null,null,869,1176,1545,1065]
[null,"S06.T030",969,1257,941,null,null,null,870,1176,1545,1065]
[null,"S06.T031",1113,1442,1059,null,null,null,871,1176,1545,1065]
[null,"S06.T032",1196,1545,1144,null,null,null,872,1176,1545,1065]
[null,"S06.T033",1231,1588,1164,null,null,null,873,1176,1545,1064]
[null,"S06.T034",1231,1588,1178,null,null,null,874,1176,1545,1064]
[null,"S06.T035",1228,1584,1124,null,null,null,875,1175,1544,1064]
[null,"S06.T036",1214,1559,1134,null,null,null,876,1175,1544,1064]
[null,"S06.T037",1230,1572,1145,null,null,null,877,1175,1544,1064]
[null,"S06.T038",1220,1575,1130,null,null,null,878,1175,1544,1064]
[null,"S06.T039",1211,1567,1121,null,null,null,879,1175,1544,1064]
[null,"S06.T040",1199,1543,1117,null,null,null,880,1175,1544,1063]
[null,"S06.T041",1230,1580,1169,null,null,null,881,1175,1544,1063]
[null,"S06.T042",1235,1619,1171,null,null,null,882,1175,1543,1063]
[null,"S06.T043",1201,1580,1118,null,null,null,883,1175,1543,1063]
[null,"S06.T044",1152,1517,1078,null,null,null,884,1175,1543,1063]
[null,"S06.T045",1100,1416,985,null,null,null,885,1175,1543,1063]
[null,"S06.T046",1026,1262,875,null,null,null,886,1174,1543,1063]
[null,"S06.T047",936,1134,786,null,null,null,887,1174,1543,1063]
[null,"S06.T048",869,1056,733,null,null,null,888,1174,1543,1063]
[null,"S06.T049",840,1009,709,null,null,null,889,1173,1543,1063]
[null,"S06.T050",817,985,699,null,null,null,890,1173,1543,1063]
[null,"S06.T051",809,977,681,null,null,null,891,1173,1543,1063]
[null,"S06.T052",816,987,715,null,null,null,892,1173,1543,1062]
[null,"S06.T053",857,1045,761,null,null,null,893,1172,1543,1062]
[null,"S06.T054",982,1256,943,null,null,null,894,1172,1543,1062]
[null,"S06.T055",1126,1434,1011,null,null,null,895,1172,1543,1062]
[null,"S06.T056",1201,1534,1131,null,null,null,896,1172,1542,1062]
[null,"S06.T057",1223,1573,1160,null,null,null,897,1171,1542,1062]
[null,"S06.T058",1224,1570,1157,null,null,null,898,{"$f":"LARGE(C$11:C$8746,$I908)","v":1171},{"$f":"LARGE(D$11:D$8746,$I908)","v":1542},{"$f":"LARGE(E$11:E$8746,$I908)","v":1062}]
[null,"S06.T059",1215,1551,1108,null,null,null,899,1171,1542,1061]
[null,"S06.T060",1195,1520,1113,null,null,null,900,1171,1542,1061]
[null,"S06.T061",1216,1523,1120,null,null,null,901,1171,1542,1061]
[null,"S06.T062",1210,1503,1095,null,null,null,902,1171,1542,1061]
[null,"S06.T063",1224,1486,1092,null,null,null,903,1171,1541,1061]
[null,"S06.T064",1196,1478,1088,null,null,null,904,1171,1541,1061]
[null,"S06.T065",1228,1521,1188,null,null,null,905,1171,1541,1061]
[null,"S06.T066",1221,1590,1141,null,null,null,906,1171,1541,1061]
[null,"S06.T067",1187,1558,1102,null,null,null,907,1170,1541,1060]
[null,"S06.T068",1146,1503,1045,null,null,null,908,1170,1541,1060]
[null,"S06.T069",1088,1416,981,null,null,null,909,1170,1541,1060]
[null,"S06.T070",998,1274,875,null,null,null,910,1170,1541,1060]
[null,"S06.T071",917,1153,780,null,null,null,911,1170,1541,1060]
[null,"S06.T072",847,1073,726,null,null,null,912,1170,1541,1060]
[null,"S06.T073",819,1019,700,null,null,null,913,1170,1540,1060]
[null,"S06.T074",807,997,692,null,null,null,914,1170,1540,1060]
[null,"S06.T075",807,988,693,null,null,null,915,1169,1540,1060]
[null,"S06.T076",822,987,695,null,null,null,916,1169,1540,1059]
[null,"S06.T077",854,1046,767,null,null,null,917,1169,1540,1059]
[null,"S06.T078",974,1256,909,null,null,null,918,1168,1540,1059]
[null,"S06.T079",1109,1439,1030,null,null,null,919,1168,1540,1059]
[null,"S06.T080",1193,1541,1130,null,null,null,920,1168,1540,1059]
[null,"S06.T081",1225,1590,1148,null,null,null,921,1168,1540,1059]
[null,"S06.T082",1223,1588,1135,null,null,null,922,1168,1539,1059]
[null,"S06.T083",1215,1574,1092,null,null,null,923,1168,1539,1059]
[null,"S06.T084",1200,1548,1101,null,null,null,924,1168,1539,1059]
[null,"S06.T085",1219,1556,1108,null,null,null,925,1167,1539,1059]
[null,"S06.T086",1213,1541,1110,null,null,null,926,1167,1539,1059]
[null,"S06.T087",1208,1528,1123,null,null,null,927,1167,1539,1058]
[null,"S06.T088",1190,1508,1096,null,null,null,928,1167,1539,1058]
[null,"S06.T089",1210,1535,1157,null,null,null,929,1167,1539,1058]
[null,"S06.T090",1222,1600,1135,null,null,null,930,1166,1539,1058]
[null,"S06.T091",1190,1567,1105,null,null,null,931,1166,1539,1058]
[null,"S06.T092",1157,1514,1058,null,null,null,932,1166,1538,1058]
[null,"S06.T093",1102,1420,976,null,null,null,933,1165,1538,1058]
[null,"S06.T094",1006,1268,866,null,null,null,934,1165,1538,1058]
[null,"S06.T095",923,1140,771,null,null,null,935,1165,1538,1058]
[null,"S06.T096",856,1057,713,null,null,null,936,1165,1538,1058]
[null,"S06.T097",825,1011,676,null,null,null,937,1165,1538,1057]
[null,"S06.T098",807,991,664,null,null,null,938,1165,1538,1057]
[null,"S06.T099",806,981,662,null,null,null,939,1165,1537,1057]
[null,"S06.T100",807,989,696,null,null,null,940,1165,1537,1057]
[null,"S06.T101",843,1049,770,null,null,null,941,1164,1537,1057]
[null,"S06.T102",966,1257,925,null,null,null,942,1164,1537,1056]
[null,"S06.T103",1117,1435,1026,null,null,null,943,1164,1537,1056]
[null,"S06.T104",1185,1539,1108,null,null,null,944,1164,1537,1056]
[null,"S06.T105",1215,1592,1134,null,null,null,945,1164,1537,1056]
[null,"S06.T106",1217,1597,1140,null,null,null,946,1164,1536,1055]
[null,"S06.T107",1211,1589,1081,null,null,null,947,1164,1536,1055]
[null,"S06.T108",1201,1563,1096,null,null,null,948,1164,1536,1055]
[null,"S06.T109",1213,1567,1152,null,null,null,949,1163,1535,1055]
[null,"S06.T110",1199,1553,1120,null,null,null,950,1163,1535,1054]
[null,"S06.T111",1191,1522,1130,null,null,null,951,1163,1535,1054]
[null,"S06.T112",1186,1490,1111,null,null,null,952,1163,1535,1054]
[null,"S06.T113",1195,1525,1154,null,null,null,953,1163,1535,1054]
[null,"S06.T114",1216,1566,1112,null,null,null,954,1162,1535,1054]
[null,"S06.T115",1175,1518,1084,null,null,null,955,1162,1535,1054]
[null,"S06.T116",1122,1455,1042,null,null,null,956,1162,1535,1054]
[null,"S06.T117",1069,1369,969,null,null,null,957,1162,1534,1054]
[null,"S06.T118",993,1247,868,null,null,null,958,1162,1534,1054]
[null,"S06.T119",924,1139,828,null,null,null,959,1161,1534,1054]
[null,"S06.T120",860,1057,737,null,null,null,960,1161,1534,1054]
[null,"S06.T121",825,1006,688,null,null,null,961,1161,1534,1053]
[null,"S06.T122",806,979,677,null,null,null,962,{"$f":"LARGE(C$11:C$8746,$I972)","v":1161},{"$f":"LARGE(D$11:D$8746,$I972)","v":1534},{"$f":"LARGE(E$11:E$8746,$I972)","v":1053}]
[null,"S06.T123",793,963,664,null,null,null,963,1161,1534,1053]
[null,"S06.T124",792,962,682,null,null,null,964,1161,1534,1053]
[null,"S06.T125",805,982,715,null,null,null,965,1161,1533,1053]
[null,"S06.T126",840,1052,777,null,null,null,966,1160,1533,1053]
[null,"S06.T127",881,1119,808,null,null,null,967,1160,1532,1053]
[null,"S06.T128",924,1196,898,null,null,null,968,1160,1532,1053]
[null,"S06.T129",985,1292,935,null,null,null,969,1160,1532,1053]
[null,"S06.T130",1013,1347,958,null,null,null,970,1159,1532,1053]
[null,"S06.T131",1002,1361,927,null,null,null,971,1159,1532,1053]
[null,"S06.T132",1003,1355,954,null,null,null,972,1159,1532,1053]
[null,"S06.T133",1008,1340,929,null,null,null,973,1159,1532,1053]
[null,"S06.T134",1011,1315,945,null,null,null,974,1159,1532,1053]
[null,"S06.T135",1009,1295,930,null,null,null,975,1159,1532,1053]
[null,"S06.T136",1012,1280,936,null,null,null,976,1158,1532,1052]
[null,"S06.T137",1067,1342,1028,null,null,null,977,1158,1532,1052]
[null,"S06.T138",1084,1431,1011,null,null,null,978,1158,1531,1052]
[null,"S06.T139",1065,1403,977,null,null,null,979,1158,1531,1052]
[null,"S06.T140",1034,1349,951,null,null,null,980,1158,1531,1052]
[null,"S06.T141",984,1280,897,null,null,null,981,1158,1531,1051]
[null,"S06.T142",919,1176,813,null,null,null,982,1158,1531,1051]
[null,"S06.T143",857,1083,743,null,null,null,983,1158,1531,1051]
[null,"S06.T144",808,1008,686,null,null,null,984,1158,1531,1051]
[null,"S06.T145",793,958,666,null,null,null,985,1158,1530,1051]
[null,"S06.T146",776,931,652,null,null,null,986,1157,1530,1051]
[null,"S06.T147",759,920,651,null,null,null,987,1157,1530,1051]
[null,"S06.T148",774,917,658,null,null,null,988,1157,1530,1051]
[null,"S06.T149",792,930,675,null,null,null,989,1157,1530,1051]
[null,"S06.T150",827,985,722,null,null,null,990,1157,1530,1050]
[null,"S06.T151",863,1028,765,null,null,null,991,1157,1530,1050]
[null,"S06.T152",896,1091,814,null,null,null,992,1156,1530,1050]
[null,"S06.T153",951,1197,878,null,null,null,993,1156,1530,1050]
[null,"S06.T154",991,1265,915,null,null,null,994,1156,1530,1050]
[null,"S06.T155",1007,1292,954,null,null,null,995,1156,1530,1050]
[null,"S06.T156",1007,1301,910,null,null,null,996,1155,1530,1050]
[null,"S06.T157",999,1290,900,null,null,null,997,1155,1529,1050]
[null,"S06.T158",1006,1272,891,null,null,null,998,1155,1529,1050]
[null,"S06.T159",1008,1254,900,null,null,null,999,1155,1529,1050]
[null,"S06.T160",1022,1256,912,null,null,null,1000,1155,1529,1050]
[null,"S06.T161",1077,1322,986,null,null,null,1001,1155,1529,1049]
[null,"S06.T162",1109,1409,1006,null,null,null,1002,1154,1528,1049]
[null,"S06.T163",1097,1404,985,null,null,null,1003,1154,1528,1049]
[null,"S06.T164",1063,1358,964,null,null,null,1004,1154,1528,1049]
[null,"S06.T165",1015,1284,967,null,null,null,1005,1154,1528,1049]
[null,"S06.T166",949,1171,796,null,null,null,1006,1154,1528,1049]
[null,"S06.T167",868,1056,719,null,null,null,1007,1154,1528,1048]
[null,"S06.T168",799,984,661,null,null,null,1008,1153,1527,1048]
[null,"S07.T001",771,937,645,null,null,null,1009,1153,1527,1048]
[null,"S07.T002",757,914,630,null,null,null,1010,1153,1527,1048]
[null,"S07.T003",751,909,629,null,null,null,1011,1153,1527,1048]
[null,"S07.T004",757,919,665,null,null,null,1012,1153,1527,1048]
[null,"S07.T005",796,977,720,null,null,null,1013,1153,1527,1048]
[null,"S07.T006",926,1178,898,null,null,null,1014,1153,1527,1048]
[null,"S07.T007",1062,1344,996,null,null,null,1015,1152,1527,1048]
[null,"S07.T008",1155,1474,1085,null,null,null,1016,1152,1526,1048]
[null,"S07.T009",1197,1549,1119,null,null,null,1017,1152,1526,1048]
[null,"S07.T010",1201,1573,1115,null,null,null,1018,1152,1526,1048]
[null,"S07.T011",1211,1574,1103,null,null,null,1019,1151,1526,1048]
[null,"S07.T012",1192,1547,1063,null,null,null,1020,1151,1526,1048]
[null,"S07.T013",1208,1557,1086,null,null,null,1021,1151,1526,1048]
[null,"S07.T014",1194,1544,1089,null,null,null,1022,1151,1526,1048]
[null,"S07.T015",1191,1530,1078,null,null,null,1023,1150,1526,1047]
[null,"S07.T016",1175,1501,1048,null,null,null,1024,1150,1525,1047]
[null,"S07.T017",1189,1507,1129,null,null,null,1025,1150,1525,1047]
[null,"S07.T018",1215,1580,1116,null,null,null,1026,{"$f":"LARGE(C$11:C$8746,$I1036)","v":1150},{"$f":"LARGE(D$11:D$8746,$I1036)","v":1525},{"$f":"LARGE(E$11:E$8746,$I1036)","v":1047}]
[null,"S07.T019",1179,1547,1070,null,null,null,1027,1150,1525,1047]
[null,"S07.T020",1130,1491,1027,null,null,null,1028,1150,1525,1047]
[null,"S07.T021",1073,1400,952,null,null,null,1029,1150,1525,1047]
[null,"S07.T022",988,1249,852,null,null,null,1030,1150,1525,1047]
[null,"S07.T023",903,1120,753,null,null,null,1031,1150,1525,1047]
[null,"S07.T024",835,1038,684,null,null,null,1032,1150,1525,1047]
[null,"S07.T025",801,999,665,null,null,null,1033,1150,1524,1046]
[null,"S07.T026",784,970,652,null,null,null,1034,1150,1524,1046]
[null,"S07.T027",781,966,651,null,null,null,1035,1150,1524,1046]
[null,"S07.T028",779,972,668,null,null,null,1036,1150,1524,1046]
[null,"S07.T029",810,1024,736,null,null,null,1037,1149,1524,1046]
[null,"S07.T030",932,1207,917,null,null,null,1038,1149,1524,1046]
[null,"S07.T031",1058,1370,999,null,null,null,1039,1149,1524,1046]
[null,"S07.T032",1144,1498,1100,null,null,null,1040,1149,1524,1046]
[null,"S07.T033",1182,1559,1101,null,null,null,1041,1149,1524,1046]
[null,"S07.T034",1180,1562,1086,null,null,null,1042,1148,1523,1046]
[null,"S07.T035",1177,1548,1046,null,null,null,1043,1148,1523,1046]
[null,"S07.T036",1156,1515,1032,null,null,null,1044,1148,1523,1046]
[null,"S07.T037",1158,1518,1044,null,null,null,1045,1148,1522,1046]
[null,"S07.T038",1137,1500,1048,null,null,null,1046,1148,1522,1046]
[null,"S07.T039",1131,1476,1044,null,null,null,1047,1148,1522,1046]
[null,"S07.T040",1113,1437,1037,null,null,null,1048,1148,1522,1045]
[null,"S07.T041",1135,1450,1099,null,null,null,1049,1147,1522,1045]
[null,"S07.T042",1182,1563,1113,null,null,null,1050,1147,1522,1045]
[null,"S07.T043",1159,1549,1058,null,null,null,1051,1147,1522,1045]
[null,"S07.T044",1117,1498,1030,null,null,null,1052,1147,1522,1045]
[null,"S07.T045",1061,1402,947,null,null,null,1053,1147,1522,1045]
[null,"S07.T046",976,1252,901,null,null,null,1054,1147,1522,1045]
[null,"S07.T047",900,1123,756,null,null,null,1055,1147,1521,1045]
[null,"S07.T048",833,1040,685,null,null,null,1056,1147,1521,1045]
[null,"S07.T049",797,997,658,null,null,null,1057,1146,1521,1045]
[null,"S07.T050",780,974,664,null,null,null,1058,1146,1521,1045]
[null,"S07.T051",779,967,659,null,null,null,1059,1146,1521,1045]
[null,"S07.T052",796,974,676,null,null,null,1060,1146,1521,1044]
[null,"S07.T053",840,1039,750,null,null,null,1061,1146,1521,1044]
[null,"S07.T054",959,1242,917,null,null,null,1062,1146,1521,1044]
[null,"S07.T055",1086,1413,1009,null,null,null,1063,1146,1521,1044]
[null,"S07.T056",1179,1530,1093,null,null,null,1064,1145,1521,1044]
[null,"S07.T057",1214,1583,1106,null,null,null,1065,1145,1521,1044]
[null,"S07.T058",1206,1593,1119,null,null,null,1066,1145,1520,1044]
[null,"S07.T059",1201,1585,1076,null,null,null,1067,1145,1520,1044]
[null,"S07.T060",1177,1559,1074,null,null,null,1068,1145,1520,1044]
[null,"S07.T061",1192,1576,1078,null,null,null,1069,1145,1520,1044]
[null,"S07.T062",1177,1563,1081,null,null,null,1070,1145,1520,1044]
[null,"S07.T063",1171,1547,1080,null,null,null,1071,1145,1519,1044]
[null,"S07.T064",1154,1511,1053,null,null,null,1072,1145,1519,1044]
[null,"S07.T065",1175,1534,1111,null,null,null,1073,1145,1519,1044]
[null,"S07.T066",1218,1588,1119,null,null,null,1074,1145,1519,1044]
[null,"S07.T067",1200,1564,1074,null,null,null,1075,1144,1519,1043]
[null,"S07.T068",1166,1520,1031,null,null,null,1076,1144,1519,1043]
[null,"S07.T069",1100,1432,964,null,null,null,1077,1144,1519,1043]
[null,"S07.T070",1012,1274,855,null,null,null,1078,1144,1519,1043]
[null,"S07.T071",920,1139,755,null,null,null,1079,1144,1519,1043]
[null,"S07.T072",844,1052,692,null,null,null,1080,1144,1518,1043]
[null,"S07.T073",796,1003,650,null,null,null,1081,1144,1518,1043]
[null,"S07.T074",802,983,653,null,null,null,1082,1144,1518,1043]
[null,"S07.T075",794,973,650,null,null,null,1083,1144,1518,1043]
[null,"S07.T076",795,986,719,null,null,null,1084,1143,1518,1042]
[null,"S07.T077",828,1038,710,null,null,null,1085,1143,1518,1042]
[null,"S07.T078",957,1242,947,null,null,null,1086,1143,1518,1042]
[null,"S07.T079",1090,1405,994,null,null,null,1087,1143,1518,1042]
[null,"S07.T080",1185,1524,1106,null,null,null,1088,1143,1518,1042]
[null,"S07.T081",1221,1583,1123,null,null,null,1089,1143,1517,1042]
[null,"S07.T082",1223,1597,1098,null,null,null,1090,{"$f":"LARGE(C$11:C$8746,$I1100)","v":1143},{"$f":"LARGE(D$11:D$8746,$I1100)","v":1517},{"$f":"LARGE(E$11:E$8746,$I1100)","v":1042}]
[null,"S07.T083",1217,1595,1067,null,null,null,1091,1143,1517,1041]
[null,"S07.T084",1202,1575,1076,null,null,null,1092,1143,1517,1041]
[null,"S07.T085",1217,1586,1068,null,null,null,1093,1143,1517,1041]
[null,"S07.T086",1214,1568,1085,null,null,null,1094,1143,1517,1041]
[null,"S07.T087",1208,1547,1070,null,null,null,1095,1143,1517,1040]
[null,"S07.T088",1198,1516,1062,null,null,null,1096,1143,1517,1040]
[null,"S07.T089",1211,1515,1114,null,null,null,1097,1142,1516,1040]
[null,"S07.T090",1236,1579,1080,null,null,null,1098,1142,1516,1040]
[null,"S07.T091",1215,1552,1054,null,null,null,1099,1142,1516,1040]
[null,"S07.T092",1174,1495,1016,null,null,null,1100,1142,1516,1040]
[null,"S07.T093",1120,1405,937,null,null,null,1101,1142,1515,1040]
[null,"S07.T094",1035,1257,841,null,null,null,1102,1142,1515,1040]
[null,"S07.T095",951,1131,746,null,null,null,1103,1142,1515,1039]
[null,"S07.T096",883,1047,680,null,null,null,1104,1141,1515,1039]
[null,"S07.T097",840,1003,654,null,null,null,1105,1141,1515,1039]
[null,"S07.T098",828,977,652,null,null,null,1106,1141,1515,1039]
[null,"S07.T099",812,968,648,null,null,null,1107,1141,1515,1039]
[null,"S07.T100",823,977,671,null,null,null,1108,1141,1515,1039]
[null,"S07.T101",859,1035,750,null,null,null,1109,1141,1514,1039]
[null,"S07.T102",974,1228,909,null,null,null,1110,1141,1514,1039]
[null,"S07.T103",1088,1387,987,null,null,null,1111,1141,1514,1039]
[null,"S07.T104",1189,1505,1074,null,null,null,1112,1141,1514,1038]
[null,"S07.T105",1234,1558,1094,null,null,null,1113,1141,1514,1038]
[null,"S07.T106",1230,1561,1126,null,null,null,1114,1141,1514,1038]
[null,"S07.T107",1219,1548,1053,null,null,null,1115,1140,1514,1038]
[null,"S07.T108",1203,1517,1054,null,null,null,1116,1140,1514,1038]
[null,"S07.T109",1210,1514,1079,null,null,null,1117,1140,1513,1038]
[null,"S07.T110",1202,1485,1051,null,null,null,1118,1140,1513,1038]
[null,"S07.T111",1194,1443,1028,null,null,null,1119,1139,1513,1038]
[null,"S07.T112",1171,1408,1015,null,null,null,1120,1139,1513,1037]
[null,"S07.T113",1173,1421,1090,null,null,null,1121,1139,1512,1037]
[null,"S07.T114",1210,1526,1075,null,null,null,1122,1139,1512,1037]
[null,"S07.T115",1175,1505,1028,null,null,null,1123,1139,1512,1037]
[null,"S07.T116",1129,1447,1011,null,null,null,1124,1139,1512,1037]
[null,"S07.T117",1065,1364,931,null,null,null,1125,1138,1512,1037]
[null,"S07.T118",985,1235,838,null,null,null,1126,1138,1512,1037]
[null,"S07.T119",915,1118,744,null,null,null,1127,1138,1512,1037]
[null,"S07.T120",846,1031,674,null,null,null,1128,1138,1511,1036]
[null,"S07.T121",811,982,648,null,null,null,1129,1137,1511,1036]
[null,"S07.T122",785,952,635,null,null,null,1130,1137,1511,1036]
[null,"S07.T123",776,941,629,null,null,null,1131,1137,1511,1036]
[null,"S07.T124",774,937,637,null,null,null,1132,1137,1511,1036]
[null,"S07.T125",784,958,655,null,null,null,1133,1137,1511,1036]
[null,"S07.T126",819,1026,711,null,null,null,1134,1137,1511,1036]
[null,"S07.T127",859,1086,797,null,null,null,1135,1137,1511,1036]
[null,"S07.T128",913,1175,844,null,null,null,1136,1137,1510,1035]
[null,"S07.T129",978,1275,903,null,null,null,1137,1137,1510,1035]
[null,"S07.T130",1016,1326,913,null,null,null,1138,1137,1510,1035]
[null,"S07.T131",1025,1342,922,null,null,null,1139,1137,1510,1035]
[null,"S07.T132",1023,1341,895,null,null,null,1140,1136,1510,1035]
[null,"S07.T133",1023,1334,897,null,null,null,1141,1136,1510,1035]
[null,"S07.T134",1014,1309,882,null,null,null,1142,1136,1510,1034]
[null,"S07.T135",1005,1285,894,null,null,null,1143,1136,1510,1034]
[null,"S07.T136",997,1273,877,null,null,null,1144,1136,1509,1034]
[null,"S07.T137",1020,1298,939,null,null,null,1145,1136,1509,1034]
[null,"S07.T138",1073,1397,984,null,null,null,1146,1136,1509,1034]
[null,"S07.T139",1058,1392,939,null,null,null,1147,1136,1509,1034]
[null,"S07.T140",1021,1343,915,null,null,null,1148,1136,1509,1034]
[null,"S07.T141",971,1274,866,null,null,null,1149,1136,1509,1034]
[null,"S07.T142",913,1174,795,null,null,null,1150,1136,1509,1034]
[null,"S07.T143",853,1077,726,null,null,null,1151,1136,1509,1034]
[null,"S07.T144",803,1001,669,null,null,null,1152,1136,1508,1034]
[null,"S07.T145",763,952,623,null,null,null,1153,1135,1508,1033]
[null,"S07.T146",744,926,623,null,null,null,1154,{"$f":"LARGE(C$11:C$8746,$I1164)","v":1135},{"$f":"LARGE(D$11:D$8746,$I1164)","v":1508},{"$f":"LARGE(E$11:E$8746,$I1164)","v":1033}]
[null,"S07.T147",735,915,611,null,null,null,1155,1135,1508,1033]
[null,"S07.T148",734,919,625,null,null,null,1156,1135,1508,1033]
[null,"S07.T149",744,941,652,null,null,null,1157,1135,1508,1033]
[null,"S07.T150",781,1000,670,null,null,null,1158,1135,1508,1033]
[null,"S07.T151",801,1037,707,null,null,null,1159,1135,1508,1033]
[null,"S07.T152",859,1121,762,null,null,null,1160,1135,1508,1033]
[null,"S07.T153",926,1205,821,null,null,null,1161,1135,1508,1033]
[null,"S07.T154",957,1253,854,null,null,null,1162,1134,1508,1032]
[null,"S07.T155",970,1267,846,null,null,null,1163,1134,1508,1032]
[null,"S07.T156",968,1264,849,null,null,null,1164,1134,1507,1032]
[null,"S07.T157",963,1248,832,null,null,null,1165,1134,1507,1032]
[null,"S07.T158",956,1224,815,null,null,null,1166,1134,1507,1032]
[null,"S07.T159",955,1206,822,null,null,null,1167,1134,1507,1032]
[null,"S07.T160",953,1199,830,null,null,null,1168,1134,1507,1032]
[null,"S07.T161",982,1236,912,null,null,null,1169,1133,1507,1032]
[null,"S07.T162",1045,1388,957,null,null,null,1170,1133,1507,1032]
[null,"S07.T163",1032,1419,951,null,null,null,1171,1133,1506,1032]
[null,"S07.T164",1003,1383,936,null,null,null,1172,1133,1506,1032]
[null,"S07.T165",964,1308,860,null,null,null,1173,1133,1506,1032]
[null,"S07.T166",906,1181,779,null,null,null,1174,1133,1506,1032]
[null,"S07.T167",843,1063,697,null,null,null,1175,1133,1506,1031]
[null,"S07.T168",790,985,637,null,null,null,1176,1133,1506,1031]
[null,"S08.T001",748,942,611,null,null,null,1177,1133,1505,1031]
[null,"S08.T002",729,926,605,null,null,null,1178,1133,1505,1031]
[null,"S08.T003",720,924,610,null,null,null,1179,1133,1505,1031]
[null,"S08.T004",719,938,621,null,null,null,1180,1133,1505,1031]
[null,"S08.T005",742,1001,712,null,null,null,1181,1132,1505,1031]
[null,"S08.T006",780,1230,873,null,null,null,1182,1132,1505,1031]
[null,"S08.T007",798,1377,938,null,null,null,1183,1132,1505,1030]
[null,"S08.T008",866,1505,1033,null,null,null,1184,1132,1505,1030]
[null,"S08.T009",923,1561,1064,null,null,null,1185,1132,1504,1030]
[null,"S08.T010",950,1571,1060,null,null,null,1186,1132,1504,1030]
[null,"S08.T011",954,1561,1027,null,null,null,1187,1132,1504,1030]
[null,"S08.T012",943,1528,1003,null,null,null,1188,1132,1504,1030]
[null,"S08.T013",946,1532,1009,null,null,null,1189,1131,1504,1030]
[null,"S08.T014",932,1519,974,null,null,null,1190,1131,1504,1030]
[null,"S08.T015",932,1497,967,null,null,null,1191,1131,1503,1030]
[null,"S08.T016",938,1455,955,null,null,null,1192,1131,1503,1030]
[null,"S08.T017",966,1438,1025,null,null,null,1193,1131,1503,1030]
[null,"S08.T018",1040,1546,1067,null,null,null,1194,1131,1503,1030]
[null,"S08.T019",1029,1544,1048,null,null,null,1195,1130,1503,1030]
[null,"S08.T020",1000,1491,1000,null,null,null,1196,1130,1503,1029]
[null,"S08.T021",959,1389,921,null,null,null,1197,1130,1503,1029]
[null,"S08.T022",900,1236,816,null,null,null,1198,1130,1502,1029]
[null,"S08.T023",837,1108,735,null,null,null,1199,1130,1502,1029]
[null,"S08.T024",791,1028,678,null,null,null,1200,1130,1502,1029]
[null,"S08.T025",758,994,654,null,null,null,1201,1129,1502,1029]
[null,"S08.T026",742,973,640,null,null,null,1202,1129,1502,1029]
[null,"S08.T027",741,969,631,null,null,null,1203,1129,1502,1028]
[null,"S08.T028",752,979,661,null,null,null,1204,1129,1502,1028]
[null,"S08.T029",791,1043,734,null,null,null,1205,1129,1502,1028]
[null,"S08.T030",919,1248,883,null,null,null,1206,1129,1502,1028]
[null,"S08.T031",1041,1385,985,null,null,null,1207,1129,1502,1028]
[null,"S08.T032",1148,1496,1063,null,null,null,1208,1128,1501,1028]
[null,"S08.T033",1176,1532,1091,null,null,null,1209,1128,1501,1028]
[null,"S08.T034",1170,1526,1071,null,null,null,1210,1128,1501,1028]
[null,"S08.T035",1150,1512,1010,null,null,null,1211,1128,1501,1028]
[null,"S08.T036",1120,1482,1008,null,null,null,1212,1128,1501,1027]
[null,"S08.T037",1130,1486,1014,null,null,null,1213,1128,1501,1027]
[null,"S08.T038",1111,1471,999,null,null,null,1214,1127,1501,1027]
[null,"S08.T039",1107,1450,977,null,null,null,1215,1127,1501,1027]
[null,"S08.T040",1088,1421,972,null,null,null,1216,1127,1500,1027]
[null,"S08.T041",1088,1432,1026,null,null,null,1217,1127,1500,1027]
[null,"S08.T042",1158,1542,1089,null,null,null,1218,{"$f":"LARGE(C$11:C$8746,$I1228)","v":1127},{"$f":"LARGE(D$11:D$8746,$I1228)","v":1500},{"$f":"LARGE(E$11:E$8746,$I1228)","v":1027}]
[null,"S08.T043",1144,1542,1042,null,null,null,1219,1127,1500,1027]
[null,"S08.T044",1111,1487,1004,null,null,null,1220,1127,1500,1026]
[null,"S08.T045",1051,1390,928,null,null,null,1221,1127,1500,1026]
[null,"S08.T046",966,1232,814,null,null,null,1222,1126,1499,1026]
[null,"S08.T047",891,1106,735,null,null,null,1223,1126,1499,1026]
[null,"S08.T048",830,1027,679,null,null,null,1224,1126,1498,1026]
[null,"S08.T049",800,984,651,null,null,null,1225,1126,1498,1026]
[null,"S08.T050",785,961,649,null,null,null,1226,1126,1498,1026]
[null,"S08.T051",779,958,634,null,null,null,1227,1126,1498,1026]
[null,"S08.T052",790,968,664,null,null,null,1228,1126,1498,1026]
[null,"S08.T053",828,1032,733,null,null,null,1229,1126,1498,1026]
[null,"S08.T054",957,1243,897,null,null,null,1230,1126,1498,1026]
[null,"S08.T055",1067,1396,986,null,null,null,1231,1125,1498,1026]
[null,"S08.T056",1173,1523,1085,null,null,null,1232,1125,1497,1026]
[null,"S08.T057",1210,1569,1109,null,null,null,1233,1125,1497,1026]
[null,"S08.T058",1211,1573,1094,null,null,null,1234,1125,1497,1025]
[null,"S08.T059",1211,1567,1108,null,null,null,1235,1125,1497,1025]
[null,"S08.T060",1192,1541,1054,null,null,null,1236,1125,1497,1025]
[null,"S08.T061",1216,1560,1088,null,null,null,1237,1125,1496,1025]
[null,"S08.T062",1207,1543,1058,null,null,null,1238,1124,1496,1025]
[null,"S08.T063",1196,1531,1060,null,null,null,1239,1124,1496,1025]
[null,"S08.T064",1171,1488,1044,null,null,null,1240,1124,1496,1025]
[null,"S08.T065",1168,1468,1076,null,null,null,1241,1124,1496,1024]
[null,"S08.T066",1211,1552,1117,null,null,null,1242,1124,1496,1024]
[null,"S08.T067",1190,1547,1087,null,null,null,1243,1124,1496,1024]
[null,"S08.T068",1139,1490,1032,null,null,null,1244,1124,1496,1024]
[null,"S08.T069",1084,1386,949,null,null,null,1245,1123,1496,1024]
[null,"S08.T070",1001,1230,853,null,null,null,1246,1123,1496,1024]
[null,"S08.T071",908,1104,740,null,null,null,1247,1123,1496,1024]
[null,"S08.T072",836,1026,681,null,null,null,1248,1123,1496,1024]
[null,"S08.T073",805,985,654,null,null,null,1249,1123,1495,1024]
[null,"S08.T074",793,966,643,null,null,null,1250,1123,1495,1024]
[null,"S08.T075",787,961,644,null,null,null,1251,1123,1495,1023]
[null,"S08.T076",797,971,663,null,null,null,1252,1123,1495,1023]
[null,"S08.T077",833,1034,737,null,null,null,1253,1123,1494,1023]
[null,"S08.T078",958,1238,894,null,null,null,1254,1123,1494,1023]
[null,"S08.T079",1069,1393,984,null,null,null,1255,1122,1494,1023]
[null,"S08.T080",1167,1519,1088,null,null,null,1256,1122,1494,1023]
[null,"S08.T081",1200,1571,1115,null,null,null,1257,1122,1494,1023]
[null,"S08.T082",1176,1569,1112,null,null,null,1258,1122,1494,1023]
[null,"S08.T083",1171,1556,1063,null,null,null,1259,1122,1494,1023]
[null,"S08.T084",1164,1525,1056,null,null,null,1260,1122,1493,1022]
[null,"S08.T085",1188,1543,1075,null,null,null,1261,1122,1493,1022]
[null,"S08.T086",1175,1524,1053,null,null,null,1262,1122,1493,1022]
[null,"S08.T087",1172,1506,1054,null,null,null,1263,1122,1492,1022]
[null,"S08.T088",1161,1466,1024,null,null,null,1264,1122,1492,1022]
[null,"S08.T089",1155,1451,1055,null,null,null,1265,1122,1492,1022]
[null,"S08.T090",1193,1537,1100,null,null,null,1266,1121,1492,1022]
[null,"S08.T091",1176,1539,1078,null,null,null,1267,1121,1492,1021]
[null,"S08.T092",1132,1485,1020,null,null,null,1268,1121,1492,1021]
[null,"S08.T093",1069,1385,934,null,null,null,1269,1121,1492,1021]
[null,"S08.T094",982,1235,832,null,null,null,1270,1121,1492,1021]
[null,"S08.T095",903,1107,748,null,null,null,1271,1120,1492,1021]
[null,"S08.T096",837,1029,683,null,null,null,1272,1120,1492,1021]
[null,"S08.T097",800,983,667,null,null,null,1273,1120,1492,1021]
[null,"S08.T098",782,960,654,null,null,null,1274,1120,1491,1021]
[null,"S08.T099",773,957,653,null,null,null,1275,1120,1491,1021]
[null,"S08.T100",786,964,676,null,null,null,1276,1120,1491,1021]
[null,"S08.T101",826,1026,744,null,null,null,1277,1120,1491,1021]
[null,"S08.T102",950,1230,896,null,null,null,1278,1120,1491,1021]
[null,"S08.T103",1067,1373,983,null,null,null,1279,1120,1491,1021]
[null,"S08.T104",1168,1492,1062,null,null,null,1280,1120,1491,1021]
[null,"S08.T105",1207,1534,1087,null,null,null,1281,1120,1491,1021]
[null,"S08.T106",1204,1527,1070,null,null,null,1282,{"$f":"LARGE(C$11:C$8746,$I1292)","v":1120},{"$f":"LARGE(D$11:D$8746,$I1292)","v":1491},{"$f":"LARGE(E$11:E$8746,$I1292)","v":1021}]
[null,"S08.T107",1197,1509,1033,null,null,null,1283,1120,1491,1021]
[null,"S08.T108",1176,1480,1049,null,null,null,1284,1119,1490,1020]
[null,"S08.T109",1185,1491,1040,null,null,null,1285,1119,1490,1020]
[null,"S08.T110",1159,1478,1017,null,null,null,1286,1119,1490,1020]
[null,"S08.T111",1147,1453,1007,null,null,null,1287,1119,1490,1020]
[null,"S08.T112",1119,1422,974,null,null,null,1288,1119,1490,1020]
[null,"S08.T113",1124,1425,1037,null,null,null,1289,1119,1490,1020]
[null,"S08.T114",1165,1496,1068,null,null,null,1290,1119,1490,1020]
[null,"S08.T115",1154,1490,1027,null,null,null,1291,1119,1490,1020]
[null,"S08.T116",1107,1430,993,null,null,null,1292,1119,1490,1020]
[null,"S08.T117",1054,1343,915,null,null,null,1293,1119,1490,1020]
[null,"S08.T118",973,1214,811,null,null,null,1294,1119,1490,1020]
[null,"S08.T119",900,1102,740,null,null,null,1295,1119,1490,1020]
[null,"S08.T120",837,1019,676,null,null,null,1296,1118,1489,1020]
[null,"S08.T121",804,970,648,null,null,null,1297,1118,1489,1019]
[null,"S08.T122",782,944,633,null,null,null,1298,1118,1489,1019]
[null,"S08.T123",775,931,625,null,null,null,1299,1118,1489,1019]
[null,"S08.T124",780,930,645,null,null,null,1300,1118,1489,1019]
[null,"S08.T125",794,953,667,null,null,null,1301,1118,1489,1019]
[null,"S08.T126",831,1028,714,null,null,null,1302,1118,1489,1019]
[null,"S08.T127",855,1083,744,null,null,null,1303,1117,1488,1019]
[null,"S08.T128",929,1190,844,null,null,null,1304,1117,1488,1019]
[null,"S08.T129",993,1287,893,null,null,null,1305,1117,1488,1018]
[null,"S08.T130",1017,1335,917,null,null,null,1306,1117,1488,1018]
[null,"S08.T131",1019,1350,913,null,null,null,1307,1117,1488,1018]
[null,"S08.T132",1011,1350,904,null,null,null,1308,1117,1488,1018]
[null,"S08.T133",1009,1334,898,null,null,null,1309,1116,1488,1018]
[null,"S08.T134",998,1300,890,null,null,null,1310,1116,1488,1018]
[null,"S08.T135",995,1274,885,null,null,null,1311,1116,1488,1018]
[null,"S08.T136",1001,1270,883,null,null,null,1312,1116,1488,1018]
[null,"S08.T137",1034,1301,926,null,null,null,1313,1116,1488,1018]
[null,"S08.T138",1088,1385,981,null,null,null,1314,1116,1487,1018]
[null,"S08.T139",1073,1395,941,null,null,null,1315,1116,1487,1018]
[null,"S08.T140",1035,1338,926,null,null,null,1316,1116,1487,1017]
[null,"S08.T141",982,1261,860,null,null,null,1317,1116,1487,1017]
[null,"S08.T142",917,1156,819,null,null,null,1318,1116,1487,1017]
[null,"S08.T143",863,1067,712,null,null,null,1319,1116,1487,1017]
[null,"S08.T144",806,985,655,null,null,null,1320,1116,1487,1017]
[null,"S08.T145",770,933,630,null,null,null,1321,1116,1487,1017]
[null,"S08.T146",746,905,621,null,null,null,1322,1115,1487,1017]
[null,"S08.T147",737,892,614,null,null,null,1323,1115,1487,1017]
[null,"S08.T148",736,894,618,null,null,null,1324,1115,1486,1017]
[null,"S08.T149",746,912,652,null,null,null,1325,1115,1486,1017]
[null,"S08.T150",778,961,675,null,null,null,1326,1115,1486,1017]
[null,"S08.T151",793,997,702,null,null,null,1327,1115,1486,1017]
[null,"S08.T152",858,1088,791,null,null,null,1328,1115,1486,1017]
[null,"S08.T153",933,1180,854,null,null,null,1329,1115,1486,1017]
[null,"S08.T154",970,1238,872,null,null,null,1330,1115,1486,1016]
[null,"S08.T155",983,1261,866,null,null,null,1331,1115,1486,1016]
[null,"S08.T156",985,1265,860,null,null,null,1332,1115,1486,1016]
[null,"S08.T157",978,1258,865,null,null,null,1333,1114,1486,1016]
[null,"S08.T158",971,1244,849,null,null,null,1334,1114,1486,1016]
[null,"S08.T159",973,1232,853,null,null,null,1335,1114,1486,1016]
[null,"S08.T160",979,1240,869,null,null,null,1336,1114,1486,1016]
[null,"S08.T161",1009,1286,925,null,null,null,1337,1114,1486,1016]
[null,"S08.T162",1071,1391,979,null,null,null,1338,1114,1486,1016]
[null,"S08.T163",1073,1416,963,null,null,null,1339,1114,1486,1016]
[null,"S08.T164",1040,1372,923,null,null,null,1340,1114,1485,1016]
[null,"S08.T165",985,1294,867,null,null,null,1341,1114,1485,1015]
[null,"S08.T166",914,1169,769,null,null,null,1342,1114,1485,1015]
[null,"S08.T167",836,1048,698,null,null,null,1343,1114,1485,1015]
[null,"S08.T168",779,966,643,null,null,null,1344,1114,1485,1015]
[null,"S09.T001",746,924,616,null,null,null,1345,1114,1485,1015]
[null,"S09.T002",720,903,616,null,null,null,1346,{"$f":"LARGE(C$11:C$8746,$I1356)","v":1114},{"$f":"LARGE(D$11:D$8746,$I1356)","v":1485},{"$f":"LARGE(E$11:E$8746,$I1356)","v":1015}]
[null,"S09.T003",713,899,587,null,null,null,1347,1114,1485,1015]
[null,"S09.T004",730,908,630,null,null,null,1348,1113,1485,1015]
[null,"S09.T005",773,979,699,null,null,null,1349,1113,1484,1015]
[null,"S09.T006",898,1199,860,null,null,null,1350,1113,1484,1015]
[null,"S09.T007",1024,1352,966,null,null,null,1351,1113,1484,1015]
[null,"S09.T008",1137,1482,1079,null,null,null,1352,1113,1484,1014]
[null,"S09.T009",1186,1538,1105,null,null,null,1353,1113,1484,1014]
[null,"S09.T010",1192,1544,1104,null,null,null,1354,1113,1484,1014]
[null,"S09.T011",1194,1530,1058,null,null,null,1355,1113,1484,1014]
[null,"S09.T012",1179,1501,1048,null,null,null,1356,1113,1484,1014]
[null,"S09.T013",1203,1503,1046,null,null,null,1357,1113,1484,1014]
[null,"S09.T014",1194,1490,1026,null,null,null,1358,1113,1484,1014]
[null,"S09.T015",1184,1469,1016,null,null,null,1359,1113,1484,1014]
[null,"S09.T016",1159,1432,976,null,null,null,1360,1113,1483,1014]
[null,"S09.T017",1148,1409,1024,null,null,null,1361,1113,1483,1013]
[null,"S09.T018",1180,1496,1061,null,null,null,1362,1113,1483,1013]
[null,"S09.T019",1161,1527,1057,null,null,null,1363,1113,1483,1013]
[null,"S09.T020",1121,1477,997,null,null,null,1364,1113,1483,1013]
[null,"S09.T021",1059,1375,879,null,null,null,1365,1113,1483,1013]
[null,"S09.T022",975,1218,825,null,null,null,1366,1112,1482,1013]
[null,"S09.T023",876,1082,729,null,null,null,1367,1112,1482,1013]
[null,"S09.T024",815,1004,666,null,null,null,1368,1112,1482,1013]
[null,"S09.T025",783,968,645,null,null,null,1369,1112,1482,1013]
[null,"S09.T026",757,951,644,null,null,null,1370,1112,1482,1013]
[null,"S09.T027",760,941,613,null,null,null,1371,1112,1482,1012]
[null,"S09.T028",756,950,632,null,null,null,1372,1112,1482,1012]
[null,"S09.T029",809,1014,720,null,null,null,1373,1112,1481,1012]
[null,"S09.T030",929,1225,844,null,null,null,1374,1112,1481,1012]
[null,"S09.T031",1045,1368,977,null,null,null,1375,1111,1481,1012]
[null,"S09.T032",1150,1496,1061,null,null,null,1376,1111,1481,1012]
[null,"S09.T033",1177,1547,1112,null,null,null,1377,1111,1481,1012]
[null,"S09.T034",1153,1541,1089,null,null,null,1378,1111,1480,1012]
[null,"S09.T035",1144,1530,1042,null,null,null,1379,1111,1480,1012]
[null,"S09.T036",1128,1502,1021,null,null,null,1380,1111,1480,1012]
[null,"S09.T037",1142,1508,1030,null,null,null,1381,1111,1480,1012]
[null,"S09.T038",1130,1486,1002,null,null,null,1382,1111,1479,1012]
[null,"S09.T039",1120,1469,1005,null,null,null,1383,1111,1479,1012]
[null,"S09.T040",1101,1432,955,null,null,null,1384,1111,1479,1012]
[null,"S09.T041",1100,1416,989,null,null,null,1385,1111,1479,1012]
[null,"S09.T042",1153,1485,1088,null,null,null,1386,1111,1479,1011]
[null,"S09.T043",1157,1509,1063,null,null,null,1387,1111,1479,1011]
[null,"S09.T044",1113,1464,1012,null,null,null,1388,1111,1478,1011]
[null,"S09.T045",1051,1368,941,null,null,null,1389,1110,1478,1011]
[null,"S09.T046",964,1213,833,null,null,null,1390,1110,1478,1011]
[null,"S09.T047",876,1084,743,null,null,null,1391,1110,1478,1011]
[null,"S09.T048",819,1007,679,null,null,null,1392,1110,1478,1011]
[null,"S09.T049",788,965,658,null,null,null,1393,1110,1478,1011]
[null,"S09.T050",776,947,646,null,null,null,1394,1110,1478,1011]
[null,"S09.T051",770,941,640,null,null,null,1395,1110,1478,1011]
[null,"S09.T052",773,947,664,null,null,null,1396,1110,1478,1011]
[null,"S09.T053",817,1009,733,null,null,null,1397,1110,1478,1011]
[null,"S09.T054",932,1213,871,null,null,null,1398,1109,1478,1011]
[null,"S09.T055",1039,1358,960,null,null,null,1399,1109,1478,1011]
[null,"S09.T056",1145,1484,1049,null,null,null,1400,1109,1478,1011]
[null,"S09.T057",1163,1532,1052,null,null,null,1401,1109,1478,1011]
[null,"S09.T058",1140,1535,1068,null,null,null,1402,1109,1478,1010]
[null,"S09.T059",1114,1525,1012,null,null,null,1403,1109,1478,1010]
[null,"S09.T060",1081,1502,1017,null,null,null,1404,1109,1477,1010]
[null,"S09.T061",1097,1512,1041,null,null,null,1405,1109,1477,1010]
[null,"S09.T062",1083,1501,1021,null,null,null,1406,1109,1477,1010]
[null,"S09.T063",1079,1488,1021,null,null,null,1407,1109,1477,1010]
[null,"S09.T064",1060,1459,991,null,null,null,1408,1109,1477,1010]
[null,"S09.T065",1052,1438,1028,null,null,null,1409,1108,1477,1010]
[null,"S09.T066",1117,1506,1083,null,null,null,1410,{"$f":"LARGE(C$11:C$8746,$I1420)","v":1108},{"$f":"LARGE(D$11:D$8746,$I1420)","v":1477},{"$f":"LARGE(E$11:E$8746,$I1420)","v":1009}]
[null,"S09.T067",1135,1522,1062,null,null,null,1411,1108,1476,1009]
[null,"S09.T068",1095,1473,1006,null,null,null,1412,1108,1476,1009]
[null,"S09.T069",1039,1373,941,null,null,null,1413,1108,1476,1009]
[null,"S09.T070",956,1215,824,null,null,null,1414,1108,1476,1009]
[null,"S09.T071",867,1081,732,null,null,null,1415,1108,1476,1009]
[null,"S09.T072",807,1005,678,null,null,null,1416,1107,1476,1009]
[null,"S09.T073",778,965,657,null,null,null,1417,1107,1476,1009]
[null,"S09.T074",778,947,631,null,null,null,1418,1107,1476,1008]
[null,"S09.T075",758,943,664,null,null,null,1419,1107,1475,1008]
[null,"S09.T076",778,950,652,null,null,null,1420,1107,1475,1008]
[null,"S09.T077",802,1014,739,null,null,null,1421,1107,1475,1008]
[null,"S09.T078",913,1214,877,null,null,null,1422,1107,1475,1008]
[null,"S09.T079",1028,1360,984,null,null,null,1423,1107,1475,1008]
[null,"S09.T080",1146,1490,1083,null,null,null,1424,1107,1475,1008]
[null,"S09.T081",1185,1539,1101,null,null,null,1425,1107,1474,1008]
[null,"S09.T082",1177,1540,1102,null,null,null,1426,1107,1474,1007]
[null,"S09.T083",1161,1528,1059,null,null,null,1427,1107,1474,1007]
[null,"S09.T084",1130,1496,1054,null,null,null,1428,1107,1474,1007]
[null,"S09.T085",1135,1504,1093,null,null,null,1429,1106,1474,1007]
[null,"S09.T086",1113,1492,1049,null,null,null,1430,1106,1474,1007]
[null,"S09.T087",1110,1471,1054,null,null,null,1431,1106,1474,1007]
[null,"S09.T088",1097,1442,1016,null,null,null,1432,1106,1474,1007]
[null,"S09.T089",1083,1433,1014,null,null,null,1433,1106,1474,1007]
[null,"S09.T090",1136,1502,1101,null,null,null,1434,1106,1474,1007]
[null,"S09.T091",1147,1521,1067,null,null,null,1435,1106,1474,1007]
[null,"S09.T092",1115,1467,1020,null,null,null,1436,1106,1473,1007]
[null,"S09.T093",1059,1372,937,null,null,null,1437,1106,1473,1007]
[null,"S09.T094",973,1218,817,null,null,null,1438,1106,1473,1007]
[null,"S09.T095",894,1095,735,null,null,null,1439,1106,1473,1007]
[null,"S09.T096",828,1016,675,null,null,null,1440,1105,1473,1006]
[null,"S09.T097",798,971,653,null,null,null,1441,1105,1473,1006]
[null,"S09.T098",779,953,651,null,null,null,1442,1105,1473,1006]
[null,"S09.T099",770,949,668,null,null,null,1443,1105,1473,1006]
[null,"S09.T100",776,953,672,null,null,null,1444,1105,1473,1006]
[null,"S09.T101",812,1019,744,null,null,null,1445,1105,1473,1006]
[null,"S09.T102",916,1217,867,null,null,null,1446,1105,1473,1006]
[null,"S09.T103",1027,1352,986,null,null,null,1447,1105,1472,1006]
[null,"S09.T104",1134,1482,1075,null,null,null,1448,1105,1472,1006]
[null,"S09.T105",1166,1524,1097,null,null,null,1449,1105,1472,1006]
[null,"S09.T106",1157,1518,1070,null,null,null,1450,1105,1472,1006]
[null,"S09.T107",1143,1501,1026,null,null,null,1451,1104,1472,1006]
[null,"S09.T108",1112,1469,1012,null,null,null,1452,1104,1472,1006]
[null,"S09.T109",1122,1474,1010,null,null,null,1453,1104,1471,1005]
[null,"S09.T110",1100,1455,985,null,null,null,1454,1104,1471,1005]
[null,"S09.T111",1082,1422,953,null,null,null,1455,1104,1471,1005]
[null,"S09.T112",1056,1386,950,null,null,null,1456,1104,1471,1005]
[null,"S09.T113",1047,1384,970,null,null,null,1457,1104,1470,1005]
[null,"S09.T114",1107,1450,1061,null,null,null,1458,1103,1470,1005]
[null,"S09.T115",1123,1478,1043,null,null,null,1459,1103,1470,1005]
[null,"S09.T116",1079,1422,968,null,null,null,1460,1103,1470,1005]
[null,"S09.T117",1028,1335,904,null,null,null,1461,1103,1470,1005]
[null,"S09.T118",948,1205,802,null,null,null,1462,1103,1470,1005]
[null,"S09.T119",877,1088,741,null,null,null,1463,1103,1470,1005]
[null,"S09.T120",813,1009,653,null,null,null,1464,1103,1470,1004]
[null,"S09.T121",777,957,645,null,null,null,1465,1103,1469,1004]
[null,"S09.T122",759,929,635,null,null,null,1466,1103,1469,1004]
[null,"S09.T123",750,919,629,null,null,null,1467,1103,1469,1004]
[null,"S09.T124",750,916,633,null,null,null,1468,1103,1469,1004]
[null,"S09.T125",764,942,661,null,null,null,1469,1103,1469,1004]
[null,"S09.T126",796,1007,699,null,null,null,1470,1102,1469,1004]
[null,"S09.T127",831,1075,764,null,null,null,1471,1102,1469,1004]
[null,"S09.T128",915,1183,856,null,null,null,1472,1102,1469,1004]
[null,"S09.T129",972,1268,889,null,null,null,1473,1102,1469,1004]
[null,"S09.T130",991,1305,900,null,null,null,1474,{"$f":"LARGE(C$11:C$8746,$I1484)","v":1102},{"$f":"LARGE(D$11:D$8746,$I1484)","v":1469},{"$f":"LARGE(E$11:E$8746,$I1484)","v":1004}]
[null,"S09.T131",987,1311,883,null,null,null,1475,1102,1469,1004]
[null,"S09.T132",976,1298,872,null,null,null,1476,1102,1468,1003]
[null,"S09.T133",957,1277,864,null,null,null,1477,1102,1468,1003]
[null,"S09.T134",938,1238,861,null,null,null,1478,1102,1468,1003]
[null,"S09.T135",925,1206,828,null,null,null,1479,1102,1468,1003]
[null,"S09.T136",919,1192,819,null,null,null,1480,1101,1467,1003]
[null,"S09.T137",928,1193,843,null,null,null,1481,1101,1467,1003]
[null,"S09.T138",995,1272,946,null,null,null,1482,1101,1467,1003]
[null,"S09.T139",1029,1348,988,null,null,null,1483,1101,1467,1003]
[null,"S09.T140",997,1309,902,null,null,null,1484,1101,1467,1003]
[null,"S09.T141",954,1241,857,null,null,null,1485,1101,1467,1003]
[null,"S09.T142",906,1141,782,null,null,null,1486,1101,1467,1003]
[null,"S09.T143",841,1043,722,null,null,null,1487,1101,1467,1003]
[null,"S09.T144",787,973,668,null,null,null,1488,1100,1467,1003]
[null,"S09.T145",764,932,643,null,null,null,1489,1100,1467,1002]
[null,"S09.T146",746,908,626,null,null,null,1490,1100,1467,1002]
[null,"S09.T147",733,898,606,null,null,null,1491,1100,1467,1002]
[null,"S09.T148",728,896,615,null,null,null,1492,1100,1467,1002]
[null,"S09.T149",741,917,646,null,null,null,1493,1100,1466,1002]
[null,"S09.T150",751,961,643,null,null,null,1494,1100,1466,1002]
[null,"S09.T151",760,1003,706,null,null,null,1495,1100,1466,1002]
[null,"S09.T152",829,1100,788,null,null,null,1496,1100,1466,1002]
[null,"S09.T153",893,1179,838,null,null,null,1497,1100,1466,1002]
[null,"S09.T154",913,1213,831,null,null,null,1498,1100,1465,1002]
[null,"S09.T155",910,1218,824,null,null,null,1499,1100,1465,1002]
[null,"S09.T156",903,1207,819,null,null,null,1500,1100,1465,1002]
[null,"S09.T157",894,1197,812,null,null,null,1501,1100,1465,1002]
[null,"S09.T158",885,1177,796,null,null,null,1502,1100,1465,1002]
[null,"S09.T159",879,1160,783,null,null,null,1503,1099,1465,1002]
[null,"S09.T160",879,1158,799,null,null,null,1504,1099,1465,1001]
[null,"S09.T161",899,1175,826,null,null,null,1505,1099,1465,1001]
[null,"S09.T162",963,1269,943,null,null,null,1506,1099,1464,1001]
[null,"S09.T163",1017,1376,964,null,null,null,1507,1099,1464,1001]
[null,"S09.T164",990,1340,929,null,null,null,1508,1099,1464,1001]
[null,"S09.T165",930,1261,852,null,null,null,1509,1099,1464,1001]
[null,"S09.T166",860,1137,764,null,null,null,1510,1099,1464,1001]
[null,"S09.T167",788,1019,675,null,null,null,1511,1098,1464,1001]
[null,"S09.T168",736,938,630,null,null,null,1512,1098,1464,1001]
[null,"S10.T001",707,902,614,null,null,null,1513,1098,1464,1001]
[null,"S10.T002",706,883,610,null,null,null,1514,1098,1464,1001]
[null,"S10.T003",709,880,595,null,null,null,1515,1098,1464,1001]
[null,"S10.T004",714,889,626,null,null,null,1516,1098,1464,1001]
[null,"S10.T005",758,949,712,null,null,null,1517,1098,1464,1001]
[null,"S10.T006",856,1112,809,null,null,null,1518,1098,1464,1001]
[null,"S10.T007",959,1227,931,null,null,null,1519,1098,1463,1001]
[null,"S10.T008",1079,1344,1014,null,null,null,1520,1097,1463,1001]
[null,"S10.T009",1109,1398,1030,null,null,null,1521,1097,1463,1000]
[null,"S10.T010",1105,1399,1000,null,null,null,1522,1097,1463,1000]
[null,"S10.T011",1093,1383,983,null,null,null,1523,1097,1463,1000]
[null,"S10.T012",1072,1353,968,null,null,null,1524,1097,1463,1000]
[null,"S10.T013",1085,1352,989,null,null,null,1525,1097,1463,1000]
[null,"S10.T014",1063,1328,963,null,null,null,1526,1097,1463,1000]
[null,"S10.T015",1054,1291,946,null,null,null,1527,1097,1463,1000]
[null,"S10.T016",1044,1262,929,null,null,null,1528,1097,1462,1000]
[null,"S10.T017",1036,1252,932,null,null,null,1529,1097,1462,1000]
[null,"S10.T018",1090,1317,1031,null,null,null,1530,1097,1462,1000]
[null,"S10.T019",1095,1398,1026,null,null,null,1531,1097,1462,999]
[null,"S10.T020",1076,1346,984,null,null,null,1532,1096,1462,999]
[null,"S10.T021",1009,1254,905,null,null,null,1533,1096,1462,999]
[null,"S10.T022",929,1123,808,null,null,null,1534,1096,1462,999]
[null,"S10.T023",839,1022,709,null,null,null,1535,1096,1462,999]
[null,"S10.T024",778,953,671,null,null,null,1536,1096,1461,999]
[null,"S10.T025",751,907,642,null,null,null,1537,1096,1461,999]
[null,"S10.T026",745,887,629,null,null,null,1538,{"$f":"LARGE(C$11:C$8746,$I1548)","v":1096},{"$f":"LARGE(D$11:D$8746,$I1548)","v":1461},{"$f":"LARGE(E$11:E$8746,$I1548)","v":999}]
[null,"S10.T027",730,877,631,null,null,null,1539,1096,1461,999]
[null,"S10.T028",729,878,652,null,null,null,1540,1095,1461,999]
[null,"S10.T029",769,902,713,null,null,null,1541,1095,1461,999]
[null,"S10.T030",875,945,826,null,null,null,1542,1095,1461,999]
[null,"S10.T031",993,1003,938,null,null,null,1543,1095,1461,999]
[null,"S10.T032",1092,1104,1019,null,null,null,1544,1095,1461,998]
[null,"S10.T033",1110,1183,1050,null,null,null,1545,1095,1461,998]
[null,"S10.T034",1104,1222,1020,null,null,null,1546,1095,1461,998]
[null,"S10.T035",1094,1223,984,null,null,null,1547,1095,1460,998]
[null,"S10.T036",1070,1203,1000,null,null,null,1548,1095,1460,998]
[null,"S10.T037",1086,1187,999,null,null,null,1549,1095,1460,998]
[null,"S10.T038",1068,1164,987,null,null,null,1550,1095,1460,998]
[null,"S10.T039",1060,1144,983,null,null,null,1551,1094,1460,998]
[null,"S10.T040",1037,1137,945,null,null,null,1552,1094,1460,998]
[null,"S10.T041",1029,1147,960,null,null,null,1553,1094,1460,998]
[null,"S10.T042",1081,1225,1070,null,null,null,1554,1094,1460,998]
[null,"S10.T043",1122,1343,1048,null,null,null,1555,1094,1460,997]
[null,"S10.T044",1088,1315,1010,null,null,null,1556,1094,1460,997]
[null,"S10.T045",1031,1232,931,null,null,null,1557,1094,1459,997]
[null,"S10.T046",944,1100,818,null,null,null,1558,1094,1459,997]
[null,"S10.T047",859,994,725,null,null,null,1559,1094,1459,997]
[null,"S10.T048",793,926,666,null,null,null,1560,1093,1459,997]
[null,"S10.T049",769,891,641,null,null,null,1561,1093,1459,997]
[null,"S10.T050",754,876,635,null,null,null,1562,1093,1459,997]
[null,"S10.T051",734,869,625,null,null,null,1563,1093,1459,996]
[null,"S10.T052",739,875,647,null,null,null,1564,1093,1458,996]
[null,"S10.T053",779,943,736,null,null,null,1565,1093,1458,996]
[null,"S10.T054",875,1140,837,null,null,null,1566,1093,1458,996]
[null,"S10.T055",998,1285,941,null,null,null,1567,1093,1458,996]
[null,"S10.T056",1090,1408,1019,null,null,null,1568,1093,1458,995]
[null,"S10.T057",1109,1458,1036,null,null,null,1569,1092,1458,995]
[null,"S10.T058",1100,1451,1044,null,null,null,1570,1092,1458,995]
[null,"S10.T059",1083,1440,991,null,null,null,1571,1092,1458,995]
[null,"S10.T060",1061,1411,989,null,null,null,1572,1092,1458,995]
[null,"S10.T061",1078,1421,1001,null,null,null,1573,1092,1457,995]
[null,"S10.T062",1071,1411,979,null,null,null,1574,1092,1457,995]
[null,"S10.T063",1060,1389,962,null,null,null,1575,1091,1457,995]
[null,"S10.T064",1037,1349,933,null,null,null,1576,1091,1457,995]
[null,"S10.T065",1029,1315,954,null,null,null,1577,1091,1457,995]
[null,"S10.T066",1065,1371,1032,null,null,null,1578,1091,1457,995]
[null,"S10.T067",1106,1467,1022,null,null,null,1579,1091,1457,995]
[null,"S10.T068",1073,1426,979,null,null,null,1580,1091,1457,994]
[null,"S10.T069",1021,1325,903,null,null,null,1581,1091,1457,994]
[null,"S10.T070",936,1172,797,null,null,null,1582,1090,1457,994]
[null,"S10.T071",849,1048,698,null,null,null,1583,1090,1457,994]
[null,"S10.T072",785,972,661,null,null,null,1584,1090,1457,994]
[null,"S10.T073",764,937,637,null,null,null,1585,1090,1456,994]
[null,"S10.T074",754,918,626,null,null,null,1586,1090,1456,993]
[null,"S10.T075",748,913,639,null,null,null,1587,1090,1456,993]
[null,"S10.T076",746,924,644,null,null,null,1588,1090,1456,993]
[null,"S10.T077",774,985,714,null,null,null,1589,1090,1456,993]
[null,"S10.T078",876,1156,819,null,null,null,1590,1090,1456,993]
[null,"S10.T079",992,1289,927,null,null,null,1591,1090,1456,993]
[null,"S10.T080",1087,1403,1031,null,null,null,1592,1089,1456,993]
[null,"S10.T081",1109,1440,1033,null,null,null,1593,1089,1456,993]
[null,"S10.T082",1091,1435,1031,null,null,null,1594,1089,1456,993]
[null,"S10.T083",1083,1423,979,null,null,null,1595,1089,1455,993]
[null,"S10.T084",1064,1391,996,null,null,null,1596,1089,1455,993]
[null,"S10.T085",1066,1405,984,null,null,null,1597,1089,1455,993]
[null,"S10.T086",1060,1393,965,null,null,null,1598,1089,1455,993]
[null,"S10.T087",1045,1367,956,null,null,null,1599,1089,1455,993]
[null,"S10.T088",1017,1325,919,null,null,null,1600,1089,1455,992]
[null,"S10.T089",999,1291,952,null,null,null,1601,1089,1455,992]
[null,"S10.T090",1041,1352,1026,null,null,null,1602,{"$f":"LARGE(C$11:C$8746,$I1612)","v":1088},{"$f":"LARGE(D$11:D$8746,$I1612)","v":1455},{"$f":"LARGE(E$11:E$8746,$I1612)","v":992}]
[null,"S10.T091",1090,1457,1025,null,null,null,1603,1088,1455,992]
[null,"S10.T092",1061,1420,969,null,null,null,1604,1088,1455,992]
[null,"S10.T093",996,1319,889,null,null,null,1605,1088,1455,992]
[null,"S10.T094",912,1165,808,null,null,null,1606,1088,1455,992]
[null,"S10.T095",831,1043,693,null,null,null,1607,1088,1455,992]
[null,"S10.T096",754,968,629,null,null,null,1608,1088,1455,992]
[null,"S10.T097",726,937,607,null,null,null,1609,1088,1454,992]
[null,"S10.T098",711,914,606,null,null,null,1610,1088,1454,991]
[null,"S10.T099",699,909,590,null,null,null,1611,1088,1454,991]
[null,"S10.T100",704,919,617,null,null,null,1612,1087,1454,991]
[null,"S10.T101",740,978,691,null,null,null,1613,1087,1454,991]
[null,"S10.T102",840,1153,811,null,null,null,1614,1087,1454,991]
[null,"S10.T103",954,1290,911,null,null,null,1615,1087,1454,991]
[null,"S10.T104",1055,1416,999,null,null,null,1616,1087,1454,991]
[null,"S10.T105",1074,1454,1015,null,null,null,1617,1087,1454,991]
[null,"S10.T106",1064,1440,1008,null,null,null,1618,1087,1453,991]
[null,"S10.T107",1057,1425,959,null,null,null,1619,1087,1453,991]
[null,"S10.T108",1039,1390,960,null,null,null,1620,1087,1453,991]
[null,"S10.T109",1064,1392,951,null,null,null,1621,1087,1453,990]
[null,"S10.T110",1056,1375,950,null,null,null,1622,1086,1453,990]
[null,"S10.T111",1040,1341,920,null,null,null,1623,1086,1453,990]
[null,"S10.T112",1018,1305,914,null,null,null,1624,1086,1453,990]
[null,"S10.T113",1007,1292,911,null,null,null,1625,1086,1452,990]
[null,"S10.T114",1049,1342,993,null,null,null,1626,1086,1452,990]
[null,"S10.T115",1086,1426,991,null,null,null,1627,1086,1452,990]
[null,"S10.T116",1040,1382,932,null,null,null,1628,1086,1452,990]
[null,"S10.T117",981,1296,852,null,null,null,1629,1086,1452,990]
[null,"S10.T118",906,1165,779,null,null,null,1630,1086,1452,990]
[null,"S10.T119",828,1052,680,null,null,null,1631,1086,1452,990]
[null,"S10.T120",763,979,633,null,null,null,1632,1086,1452,989]
[null,"S10.T121",735,934,608,null,null,null,1633,1086,1452,989]
[null,"S10.T122",720,909,596,null,null,null,1634,1086,1452,989]
[null,"S10.T123",737,900,597,null,null,null,1635,1086,1451,989]
[null,"S10.T124",742,902,614,null,null,null,1636,1085,1451,989]
[null,"S10.T125",762,927,622,null,null,null,1637,1085,1451,989]
[null,"S10.T126",786,989,655,null,null,null,1638,1085,1451,989]
[null,"S10.T127",818,1068,736,null,null,null,1639,1085,1451,989]
[null,"S10.T128",899,1187,820,null,null,null,1640,1085,1451,989]
[null,"S10.T129",946,1272,874,null,null,null,1641,1085,1451,989]
[null,"S10.T130",976,1312,875,null,null,null,1642,1085,1451,989]
[null,"S10.T131",983,1321,875,null,null,null,1643,1084,1451,989]
[null,"S10.T132",983,1318,866,null,null,null,1644,1084,1451,988]
[null,"S10.T133",979,1305,876,null,null,null,1645,1084,1451,988]
[null,"S10.T134",976,1279,856,null,null,null,1646,1084,1451,988]
[null,"S10.T135",976,1252,863,null,null,null,1647,1084,1450,988]
[null,"S10.T136",972,1240,861,null,null,null,1648,1084,1450,988]
[null,"S10.T137",986,1245,896,null,null,null,1649,1084,1450,988]
[null,"S10.T138",1023,1292,943,null,null,null,1650,1084,1450,988]
[null,"S10.T139",1047,1337,929,null,null,null,1651,1084,1450,988]
[null,"S10.T140",1015,1290,897,null,null,null,1652,1084,1450,988]
[null,"S10.T141",965,1216,824,null,null,null,1653,1084,1450,988]
[null,"S10.T142",894,1112,740,null,null,null,1654,1084,1450,988]
[null,"S10.T143",836,1016,678,null,null,null,1655,1084,1450,988]
[null,"S10.T144",790,945,635,null,null,null,1656,1084,1450,988]
[null,"S10.T145",765,903,605,null,null,null,1657,1083,1450,988]
[null,"S10.T146",746,878,594,null,null,null,1658,1083,1449,988]
[null,"S10.T147",737,871,601,null,null,null,1659,1083,1449,988]
[null,"S10.T148",741,870,609,null,null,null,1660,1083,1449,988]
[null,"S10.T149",755,892,635,null,null,null,1661,1083,1449,988]
[null,"S10.T150",758,927,659,null,null,null,1662,1083,1449,987]
[null,"S10.T151",789,990,700,null,null,null,1663,1083,1449,987]
[null,"S10.T152",868,1089,780,null,null,null,1664,1083,1449,987]
[null,"S10.T153",925,1172,829,null,null,null,1665,1083,1449,987]
[null,"S10.T154",950,1220,823,null,null,null,1666,{"$f":"LARGE(C$11:C$8746,$I1676)","v":1083},{"$f":"LARGE(D$11:D$8746,$I1676)","v":1449},{"$f":"LARGE(E$11:E$8746,$I1676)","v":987}]
[null,"S10.T155",950,1241,829,null,null,null,1667,1083,1449,987]
[null,"S10.T156",949,1239,832,null,null,null,1668,1083,1449,987]
[null,"S10.T157",942,1231,825,null,null,null,1669,1083,1449,987]
[null,"S10.T158",938,1214,812,null,null,null,1670,1083,1448,987]
[null,"S10.T159",935,1200,810,null,null,null,1671,1083,1448,987]
[null,"S10.T160",942,1198,814,null,null,null,1672,1083,1448,987]
[null,"S10.T161",958,1213,822,null,null,null,1673,1083,1448,987]
[null,"S10.T162",1001,1265,923,null,null,null,1674,1082,1448,987]
[null,"S10.T163",1051,1382,943,null,null,null,1675,1082,1448,987]
[null,"S10.T164",1024,1351,912,null,null,null,1676,1082,1448,987]
[null,"S10.T165",976,1272,880,null,null,null,1677,1082,1448,986]
[null,"S10.T166",914,1146,762,null,null,null,1678,1082,1448,986]
[null,"S10.T167",846,1021,690,null,null,null,1679,1082,1448,986]
[null,"S10.T168",797,942,625,null,null,null,1680,1082,1448,986]
[null,"S11.T001",773,906,610,null,null,null,1681,1082,1448,986]
[null,"S11.T002",758,888,605,null,null,null,1682,1082,1448,986]
[null,"S11.T003",753,881,607,null,null,null,1683,1082,1447,986]
[null,"S11.T004",767,893,619,null,null,null,1684,1082,1447,986]
[null,"S11.T005",807,961,699,null,null,null,1685,1082,1447,986]
[null,"S11.T006",880,1146,806,null,null,null,1686,1082,1447,986]
[null,"S11.T007",1006,1305,927,null,null,null,1687,1082,1447,986]
[null,"S11.T008",1108,1451,1032,null,null,null,1688,1081,1447,986]
[null,"S11.T009",1150,1526,1076,null,null,null,1689,1081,1447,986]
[null,"S11.T010",1150,1547,1071,null,null,null,1690,1081,1447,986]
[null,"S11.T011",1140,1553,1034,null,null,null,1691,1081,1447,985]
[null,"S11.T012",1115,1526,1029,null,null,null,1692,1081,1447,985]
[null,"S11.T013",1136,1531,1049,null,null,null,1693,1081,1447,985]
[null,"S11.T014",1119,1506,1011,null,null,null,1694,1081,1446,985]
[null,"S11.T015",1108,1479,1012,null,null,null,1695,1081,1446,985]
[null,"S11.T016",1083,1442,965,null,null,null,1696,1081,1446,985]
[null,"S11.T017",1066,1393,971,null,null,null,1697,1081,1446,985]
[null,"S11.T018",1093,1406,1060,null,null,null,1698,1081,1446,984]
[null,"S11.T019",1142,1488,1047,null,null,null,1699,1081,1446,984]
[null,"S11.T020",1113,1452,1000,null,null,null,1700,1080,1446,984]
[null,"S11.T021",1070,1354,911,null,null,null,1701,1080,1446,984]
[null,"S11.T022",992,1199,803,null,null,null,1702,1080,1446,984]
[null,"S11.T023",913,1072,733,null,null,null,1703,1080,1445,984]
[null,"S11.T024",857,998,666,null,null,null,1704,1080,1445,984]
[null,"S11.T025",826,965,653,null,null,null,1705,1080,1445,984]
[null,"S11.T026",809,951,641,null,null,null,1706,1080,1445,984]
[null,"S11.T027",808,937,650,null,null,null,1707,1080,1445,984]
[null,"S11.T028",803,950,680,null,null,null,1708,1080,1445,984]
[null,"S11.T029",828,1004,744,null,null,null,1709,1079,1445,984]
[null,"S11.T030",890,1162,871,null,null,null,1710,1079,1445,984]
[null,"S11.T031",1007,1309,949,null,null,null,1711,1079,1445,984]
[null,"S11.T032",1114,1435,1040,null,null,null,1712,1079,1444,983]
[null,"S11.T033",1141,1486,1061,null,null,null,1713,1079,1444,983]
[null,"S11.T034",1143,1481,1034,null,null,null,1714,1079,1444,983]
[null,"S11.T035",1136,1478,989,null,null,null,1715,1079,1444,983]
[null,"S11.T036",1113,1452,993,null,null,null,1716,1079,1443,983]
[null,"S11.T037",1117,1464,1009,null,null,null,1717,1079,1443,983]
[null,"S11.T038",1104,1453,1006,null,null,null,1718,1079,1443,983]
[null,"S11.T039",1089,1438,996,null,null,null,1719,1079,1443,983]
[null,"S11.T040",1072,1411,968,null,null,null,1720,1079,1443,983]
[null,"S11.T041",1049,1394,974,null,null,null,1721,1079,1443,983]
[null,"S11.T042",1086,1446,1054,null,null,null,1722,1078,1443,983]
[null,"S11.T043",1119,1505,1046,null,null,null,1723,1078,1442,983]
[null,"S11.T044",1086,1458,992,null,null,null,1724,1078,1442,983]
[null,"S11.T045",1033,1358,913,null,null,null,1725,1078,1442,983]
[null,"S11.T046",970,1199,826,null,null,null,1726,1078,1442,983]
[null,"S11.T047",910,1067,726,null,null,null,1727,1078,1442,983]
[null,"S11.T048",872,993,683,null,null,null,1728,1078,1442,983]
[null,"S11.T049",838,954,652,null,null,null,1729,1077,1442,983]
[null,"S11.T050",825,932,642,null,null,null,1730,{"$f":"LARGE(C$11:C$8746,$I1740)","v":1077},{"$f":"LARGE(D$11:D$8746,$I1740)","v":1442},{"$f":"LARGE(E$11:E$8746,$I1740)","v":982}]
[null,"S11.T051",804,924,641,null,null,null,1731,1077,1442,982]
[null,"S11.T052",803,933,680,null,null,null,1732,1077,1442,982]
[null,"S11.T053",836,993,721,null,null,null,1733,1077,1442,982]
[null,"S11.T054",887,1167,824,null,null,null,1734,1077,1441,982]
[null,"S11.T055",1008,1322,940,null,null,null,1735,1077,1441,982]
[null,"S11.T056",1125,1463,1048,null,null,null,1736,1077,1441,982]
[null,"S11.T057",1160,1514,1081,null,null,null,1737,1077,1441,982]
[null,"S11.T058",1164,1511,1079,null,null,null,1738,1076,1440,982]
[null,"S11.T059",1152,1494,1033,null,null,null,1739,1076,1440,982]
[null,"S11.T060",1123,1460,1027,null,null,null,1740,1076,1440,982]
[null,"S11.T061",1147,1467,1042,null,null,null,1741,1075,1440,982]
[null,"S11.T062",1133,1455,1013,null,null,null,1742,1075,1440,982]
[null,"S11.T063",1129,1431,1005,null,null,null,1743,1075,1440,981]
[null,"S11.T064",1107,1395,970,null,null,null,1744,1075,1440,981]
[null,"S11.T065",1084,1387,998,null,null,null,1745,1075,1440,981]
[null,"S11.T066",1115,1432,1068,null,null,null,1746,1075,1440,981]
[null,"S11.T067",1158,1492,1070,null,null,null,1747,1075,1440,981]
[null,"S11.T068",1110,1450,1022,null,null,null,1748,1075,1439,981]
[null,"S11.T069",1068,1361,951,null,null,null,1749,1075,1439,981]
[null,"S11.T070",965,1205,841,null,null,null,1750,1075,1439,981]
[null,"S11.T071",895,1078,732,null,null,null,1751,1074,1439,981]
[null,"S11.T072",838,1009,706,null,null,null,1752,1074,1439,981]
[null,"S11.T073",816,966,663,null,null,null,1753,1074,1439,981]
[null,"S11.T074",805,943,642,null,null,null,1754,1074,1439,980]
[null,"S11.T075",801,936,642,null,null,null,1755,1074,1439,980]
[null,"S11.T076",812,935,662,null,null,null,1756,1074,1438,980]
[null,"S11.T077",840,996,749,null,null,null,1757,1074,1438,980]
[null,"S11.T078",904,1154,833,null,null,null,1758,1074,1438,979]
[null,"S11.T079",1025,1310,940,null,null,null,1759,1074,1438,979]
[null,"S11.T080",1122,1448,1058,null,null,null,1760,1074,1438,979]
[null,"S11.T081",1143,1498,1065,null,null,null,1761,1073,1438,979]
[null,"S11.T082",1136,1486,1037,null,null,null,1762,1073,1438,979]
[null,"S11.T083",1132,1472,1006,null,null,null,1763,1073,1438,979]
[null,"S11.T084",1120,1438,995,null,null,null,1764,1073,1438,979]
[null,"S11.T085",1127,1449,1006,null,null,null,1765,1073,1438,979]
[null,"S11.T086",1114,1435,990,null,null,null,1766,1073,1437,979]
[null,"S11.T087",1103,1417,983,null,null,null,1767,1073,1437,979]
[null,"S11.T088",1082,1386,949,null,null,null,1768,1073,1437,979]
[null,"S11.T089",1087,1365,966,null,null,null,1769,1073,1437,979]
[null,"S11.T090",1121,1402,1019,null,null,null,1770,1073,1437,979]
[null,"S11.T091",1158,1474,1012,null,null,null,1771,1073,1437,979]
[null,"S11.T092",1132,1435,963,null,null,null,1772,1072,1437,978]
[null,"S11.T093",1060,1345,877,null,null,null,1773,1072,1437,978]
[null,"S11.T094",980,1188,780,null,null,null,1774,1072,1437,978]
[null,"S11.T095",885,1063,686,null,null,null,1775,1072,1437,978]
[null,"S11.T096",813,982,649,null,null,null,1776,1072,1436,978]
[null,"S11.T097",790,948,630,null,null,null,1777,1072,1436,978]
[null,"S11.T098",776,927,613,null,null,null,1778,1072,1436,978]
[null,"S11.T099",765,922,610,null,null,null,1779,1072,1436,977]
[null,"S11.T100",773,932,651,null,null,null,1780,1072,1436,977]
[null,"S11.T101",795,994,691,null,null,null,1781,1071,1436,977]
[null,"S11.T102",861,1141,809,null,null,null,1782,1071,1436,977]
[null,"S11.T103",974,1283,898,null,null,null,1783,1071,1436,977]
[null,"S11.T104",1081,1393,997,null,null,null,1784,1071,1436,977]
[null,"S11.T105",1106,1431,1011,null,null,null,1785,1071,1436,977]
[null,"S11.T106",1113,1430,1004,null,null,null,1786,1071,1435,977]
[null,"S11.T107",1109,1413,952,null,null,null,1787,1071,1435,977]
[null,"S11.T108",1100,1384,969,null,null,null,1788,1071,1435,977]
[null,"S11.T109",1115,1390,986,null,null,null,1789,1071,1435,977]
[null,"S11.T110",1097,1371,954,null,null,null,1790,1071,1435,977]
[null,"S11.T111",1077,1340,946,null,null,null,1791,1071,1435,977]
[null,"S11.T112",1043,1302,947,null,null,null,1792,1071,1435,977]
[null,"S11.T113",1023,1283,935,null,null,null,1793,1071,1435,977]
[null,"S11.T114",1028,1294,1002,null,null,null,1794,{"$f":"LARGE(C$11:C$8746,$I1804)","v":1070},{"$f":"LARGE(D$11:D$8746,$I1804)","v":1435},{"$f":"LARGE(E$11:E$8746,$I1804)","v":976}]
[null,"S11.T115",1088,1400,1009,null,null,null,1795,1070,1435,976]
[null,"S11.T116",1053,1366,954,null,null,null,1796,1070,1435,976]
[null,"S11.T117",996,1273,884,null,null,null,1797,1070,1435,976]
[null,"S11.T118",927,1143,794,null,null,null,1798,1070,1435,976]
[null,"S11.T119",846,1033,710,null,null,null,1799,1070,1435,976]
[null,"S11.T120",781,954,666,null,null,null,1800,1070,1435,976]
[null,"S11.T121",750,908,633,null,null,null,1801,1070,1434,976]
[null,"S11.T122",733,883,618,null,null,null,1802,1070,1434,975]
[null,"S11.T123",725,870,607,null,null,null,1803,1070,1434,975]
[null,"S11.T124",733,873,604,null,null,null,1804,1070,1434,975]
[null,"S11.T125",737,894,631,null,null,null,1805,1070,1434,975]
[null,"S11.T126",742,936,641,null,null,null,1806,1070,1434,975]
[null,"S11.T127",798,1032,739,null,null,null,1807,1070,1434,975]
[null,"S11.T128",877,1142,812,null,null,null,1808,1069,1433,975]
[null,"S11.T129",921,1219,850,null,null,null,1809,1069,1433,975]
[null,"S11.T130",940,1245,855,null,null,null,1810,1069,1433,975]
[null,"S11.T131",935,1248,844,null,null,null,1811,1069,1433,975]
[null,"S11.T132",925,1238,819,null,null,null,1812,1069,1433,974]
[null,"S11.T133",917,1220,823,null,null,null,1813,1069,1433,974]
[null,"S11.T134",905,1193,817,null,null,null,1814,1069,1433,974]
[null,"S11.T135",891,1165,800,null,null,null,1815,1069,1433,974]
[null,"S11.T136",889,1156,797,null,null,null,1816,1069,1433,974]
[null,"S11.T137",892,1157,802,null,null,null,1817,1069,1433,974]
[null,"S11.T138",913,1193,870,null,null,null,1818,1069,1433,974]
[null,"S11.T139",982,1298,898,null,null,null,1819,1069,1433,974]
[null,"S11.T140",964,1272,869,null,null,null,1820,1069,1432,974]
[null,"S11.T141",932,1196,816,null,null,null,1821,1069,1432,974]
[null,"S11.T142",873,1087,742,null,null,null,1822,1069,1432,974]
[null,"S11.T143",823,985,668,null,null,null,1823,1069,1432,974]
[null,"S11.T144",762,914,621,null,null,null,1824,1069,1432,974]
[null,"S11.T145",733,872,593,null,null,null,1825,1069,1432,973]
[null,"S11.T146",711,853,586,null,null,null,1826,1069,1432,973]
[null,"S11.T147",703,845,586,null,null,null,1827,1068,1432,973]
[null,"S11.T148",704,847,601,null,null,null,1828,1068,1432,973]
[null,"S11.T149",719,864,615,null,null,null,1829,1068,1432,973]
[null,"S11.T150",709,882,623,null,null,null,1830,1068,1432,973]
[null,"S11.T151",752,954,694,null,null,null,1831,1068,1431,973]
[null,"S11.T152",832,1049,764,null,null,null,1832,1068,1431,973]
[null,"S11.T153",890,1127,808,null,null,null,1833,1068,1431,973]
[null,"S11.T154",912,1165,823,null,null,null,1834,1068,1431,973]
[null,"S11.T155",914,1171,860,null,null,null,1835,1068,1431,973]
[null,"S11.T156",912,1169,830,null,null,null,1836,1068,1431,973]
[null,"S11.T157",913,1163,823,null,null,null,1837,1068,1431,972]
[null,"S11.T158",902,1153,820,null,null,null,1838,1068,1431,972]
[null,"S11.T159",902,1145,808,null,null,null,1839,1068,1431,972]
[null,"S11.T160",908,1148,813,null,null,null,1840,1068,1430,972]
[null,"S11.T161",917,1170,812,null,null,null,1841,1068,1430,972]
[null,"S11.T162",944,1219,892,null,null,null,1842,1067,1430,972]
[null,"S11.T163",1013,1328,950,null,null,null,1843,1067,1430,972]
[null,"S11.T164",993,1308,929,null,null,null,1844,1067,1430,972]
[null,"S11.T165",949,1223,878,null,null,null,1845,1067,1430,972]
[null,"S11.T166",877,1095,752,null,null,null,1846,1067,1430,972]
[null,"S11.T167",809,979,676,null,null,null,1847,1067,1430,972]
[null,"S11.T168",758,903,639,null,null,null,1848,1067,1429,972]
[null,"S12.T001",730,865,611,null,null,null,1849,1067,1429,971]
[null,"S12.T002",713,850,605,null,null,null,1850,1067,1429,971]
[null,"S12.T003",711,847,604,null,null,null,1851,1067,1429,971]
[null,"S12.T004",721,858,614,null,null,null,1852,1067,1429,971]
[null,"S12.T005",757,926,671,null,null,null,1853,1066,1429,971]
[null,"S12.T006",851,1109,805,null,null,null,1854,1066,1429,971]
[null,"S12.T007",982,1276,927,null,null,null,1855,1066,1429,971]
[null,"S12.T008",1101,1421,1034,null,null,null,1856,1066,1429,971]
[null,"S12.T009",1137,1482,1073,null,null,null,1857,1066,1429,971]
[null,"S12.T010",1133,1488,1045,null,null,null,1858,{"$f":"LARGE(C$11:C$8746,$I1868)","v":1066},{"$f":"LARGE(D$11:D$8746,$I1868)","v":1428},{"$f":"LARGE(E$11:E$8746,$I1868)","v":971}]
[null,"S12.T011",1125,1475,1026,null,null,null,1859,1066,1428,971]
[null,"S12.T012",1097,1442,1040,null,null,null,1860,1066,1428,971]
[null,"S12.T013",1108,1452,1036,null,null,null,1861,1066,1428,971]
[null,"S12.T014",1090,1436,1028,null,null,null,1862,1066,1428,971]
[null,"S12.T015",1081,1425,1007,null,null,null,1863,1066,1428,971]
[null,"S12.T016",1055,1390,987,null,null,null,1864,1065,1428,971]
[null,"S12.T017",1036,1363,1002,null,null,null,1865,1065,1428,970]
[null,"S12.T018",1047,1388,1018,null,null,null,1866,1065,1428,970]
[null,"S12.T019",1093,1446,1045,null,null,null,1867,1065,1428,970]
[null,"S12.T020",1065,1406,983,null,null,null,1868,1065,1427,970]
[null,"S12.T021",1000,1306,895,null,null,null,1869,1065,1427,970]
[null,"S12.T022",928,1147,800,null,null,null,1870,1065,1427,970]
[null,"S12.T023",843,1021,709,null,null,null,1871,1065,1427,970]
[null,"S12.T024",781,949,646,null,null,null,1872,1065,1427,970]
[null,"S12.T025",760,916,635,null,null,null,1873,1065,1427,970]
[null,"S12.T026",742,899,640,null,null,null,1874,1065,1427,969]
[null,"S12.T027",741,893,615,null,null,null,1875,1065,1427,969]
[null,"S12.T028",751,902,655,null,null,null,1876,1065,1426,969]
[null,"S12.T029",779,962,708,null,null,null,1877,1065,1426,969]
[null,"S12.T030",870,1125,829,null,null,null,1878,1065,1426,969]
[null,"S12.T031",1002,1281,963,null,null,null,1879,1065,1426,969]
[null,"S12.T032",1111,1415,1059,null,null,null,1880,1065,1426,969]
[null,"S12.T033",1139,1464,1078,null,null,null,1881,1064,1426,969]
[null,"S12.T034",1143,1465,1047,null,null,null,1882,1064,1426,969]
[null,"S12.T035",1141,1462,1020,null,null,null,1883,1064,1426,968]
[null,"S12.T036",1112,1446,1030,null,null,null,1884,1064,1426,968]
[null,"S12.T037",1133,1462,1047,null,null,null,1885,1064,1426,968]
[null,"S12.T038",1125,1447,1023,null,null,null,1886,1064,1425,968]
[null,"S12.T039",1122,1425,1024,null,null,null,1887,1064,1425,968]
[null,"S12.T040",1103,1390,1002,null,null,null,1888,1063,1425,968]
[null,"S12.T041",1084,1352,995,null,null,null,1889,1063,1425,968]
[null,"S12.T042",1091,1371,1045,null,null,null,1890,1063,1425,968]
[null,"S12.T043",1114,1450,1044,null,null,null,1891,1063,1425,968]
[null,"S12.T044",1082,1422,987,null,null,null,1892,1063,1425,968]
[null,"S12.T045",1022,1323,904,null,null,null,1893,1063,1425,968]
[null,"S12.T046",936,1159,794,null,null,null,1894,1063,1425,968]
[null,"S12.T047",856,1031,705,null,null,null,1895,1063,1425,968]
[null,"S12.T048",791,956,657,null,null,null,1896,1062,1425,967]
[null,"S12.T049",764,917,625,null,null,null,1897,1062,1425,967]
[null,"S12.T050",752,899,627,null,null,null,1898,1062,1425,967]
[null,"S12.T051",745,894,627,null,null,null,1899,1062,1425,967]
[null,"S12.T052",749,903,630,null,null,null,1900,1062,1425,967]
[null,"S12.T053",774,969,690,null,null,null,1901,1062,1425,967]
[null,"S12.T054",862,1143,809,null,null,null,1902,1062,1425,967]
[null,"S12.T055",994,1311,929,null,null,null,1903,1062,1424,967]
[null,"S12.T056",1087,1449,1004,null,null,null,1904,1062,1424,967]
[null,"S12.T057",1103,1497,1029,null,null,null,1905,1061,1424,967]
[null,"S12.T058",1098,1495,1012,null,null,null,1906,1061,1424,967]
[null,"S12.T059",1089,1478,987,null,null,null,1907,1061,1424,967]
[null,"S12.T060",1066,1449,988,null,null,null,1908,1061,1424,967]
[null,"S12.T061",1083,1458,994,null,null,null,1909,1061,1424,967]
[null,"S12.T062",1070,1440,983,null,null,null,1910,1061,1424,967]
[null,"S12.T063",1055,1416,977,null,null,null,1911,1061,1424,966]
[null,"S12.T064",1022,1374,947,null,null,null,1912,1061,1424,966]
[null,"S12.T065",1005,1341,960,null,null,null,1913,1061,1424,966]
[null,"S12.T066",1015,1361,976,null,null,null,1914,1061,1423,966]
[null,"S12.T067",1081,1442,1018,null,null,null,1915,1061,1423,966]
[null,"S12.T068",1069,1423,987,null,null,null,1916,1061,1423,966]
[null,"S12.T069",1021,1324,894,null,null,null,1917,1060,1423,966]
[null,"S12.T070",934,1163,779,null,null,null,1918,1060,1423,966]
[null,"S12.T071",851,1029,701,null,null,null,1919,1060,1423,966]
[null,"S12.T072",785,952,641,null,null,null,1920,1060,1423,966]
[null,"S12.T073",750,914,618,null,null,null,1921,1060,1423,966]
[null,"S12.T074",737,897,598,null,null,null,1922,{"$f":"LARGE(C$11:C$8746,$I1932)","v":1060},{"$f":"LARGE(D$11:D$8746,$I1932)","v":1423},{"$f":"LARGE(E$11:E$8746,$I1932)","v":966}]
[null,"S12.T075",740,894,617,null,null,null,1923,1060,1422,966]
[null,"S12.T076",750,898,636,null,null,null,1924,1060,1422,966]
[null,"S12.T077",768,959,665,null,null,null,1925,1060,1422,966]
[null,"S12.T078",864,1113,801,null,null,null,1926,1060,1422,966]
[null,"S12.T079",1008,1272,917,null,null,null,1927,1059,1422,966]
[null,"S12.T080",1092,1386,971,null,null,null,1928,1059,1422,965]
[null,"S12.T081",1114,1426,1022,null,null,null,1929,1059,1422,965]
[null,"S12.T082",1106,1417,1008,null,null,null,1930,1059,1422,965]
[null,"S12.T083",1089,1398,974,null,null,null,1931,1059,1422,965]
[null,"S12.T084",1062,1370,969,null,null,null,1932,1059,1422,965]
[null,"S12.T085",1087,1384,977,null,null,null,1933,1059,1422,965]
[null,"S12.T086",1070,1371,952,null,null,null,1934,1059,1422,965]
[null,"S12.T087",1061,1358,948,null,null,null,1935,1059,1422,965]
[null,"S12.T088",1027,1313,939,null,null,null,1936,1059,1422,965]
[null,"S12.T089",1012,1283,918,null,null,null,1937,1059,1422,965]
[null,"S12.T090",1003,1300,948,null,null,null,1938,1059,1422,965]
[null,"S12.T091",1069,1410,1020,null,null,null,1939,1059,1422,965]
[null,"S12.T092",1067,1411,1023,null,null,null,1940,1059,1422,965]
[null,"S12.T093",1016,1311,894,null,null,null,1941,1058,1422,964]
[null,"S12.T094",925,1153,786,null,null,null,1942,1058,1421,964]
[null,"S12.T095",839,1027,693,null,null,null,1943,1058,1421,964]
[null,"S12.T096",770,946,643,null,null,null,1944,1058,1421,964]
[null,"S12.T097",754,913,621,null,null,null,1945,1058,1421,964]
[null,"S12.T098",736,894,601,null,null,null,1946,1058,1421,964]
[null,"S12.T099",724,888,600,null,null,null,1947,1058,1421,964]
[null,"S12.T100",740,897,615,null,null,null,1948,1057,1421,964]
[null,"S12.T101",762,953,673,null,null,null,1949,1057,1421,964]
[null,"S12.T102",852,1100,793,null,null,null,1950,1057,1421,964]
[null,"S12.T103",985,1252,904,null,null,null,1951,1057,1421,964]
[null,"S12.T104",1071,1362,981,null,null,null,1952,1057,1421,964]
[null,"S12.T105",1083,1398,1015,null,null,null,1953,1057,1421,964]
[null,"S12.T106",1069,1395,997,null,null,null,1954,1057,1421,963]
[null,"S12.T107",1054,1387,778,null,null,null,1955,1057,1421,963]
[null,"S12.T108",1032,1362,959,null,null,null,1956,1057,1421,963]
[null,"S12.T109",1055,1376,959,null,null,null,1957,1057,1421,963]
[null,"S12.T110",1043,1348,941,null,null,null,1958,1057,1420,963]
[null,"S12.T111",1033,1314,919,null,null,null,1959,1056,1420,963]
[null,"S12.T112",1000,1280,891,null,null,null,1960,1056,1420,963]
[null,"S12.T113",990,1260,879,null,null,null,1961,1056,1420,963]
[null,"S12.T114",994,1259,916,null,null,null,1962,1056,1420,963]
[null,"S12.T115",1048,1352,958,null,null,null,1963,1056,1420,963]
[null,"S12.T116",1041,1364,927,null,null,null,1964,1056,1420,963]
[null,"S12.T117",985,1282,861,null,null,null,1965,1056,1420,963]
[null,"S12.T118",904,1147,746,null,null,null,1966,1056,1420,963]
[null,"S12.T119",838,1033,675,null,null,null,1967,1056,1419,963]
[null,"S12.T120",780,956,629,null,null,null,1968,1056,1419,963]
[null,"S12.T121",752,914,602,null,null,null,1969,1055,1419,962]
[null,"S12.T122",734,891,598,null,null,null,1970,1055,1419,962]
[null,"S12.T123",735,881,593,null,null,null,1971,1055,1419,962]
[null,"S12.T124",733,883,607,null,null,null,1972,1055,1419,962]
[null,"S12.T125",734,897,590,null,null,null,1973,1055,1419,962]
[null,"S12.T126",750,939,649,null,null,null,1974,1055,1419,962]
[null,"S12.T127",806,1045,743,null,null,null,1975,1055,1419,962]
[null,"S12.T128",877,1150,831,null,null,null,1976,1055,1419,962]
[null,"S12.T129",924,1215,859,null,null,null,1977,1055,1419,962]
[null,"S12.T130",934,1237,851,null,null,null,1978,1055,1419,962]
[null,"S12.T131",929,1237,838,null,null,null,1979,1055,1418,961]
[null,"S12.T132",912,1222,828,null,null,null,1980,1055,1418,961]
[null,"S12.T133",909,1205,810,null,null,null,1981,1055,1418,961]
[null,"S12.T134",891,1174,790,null,null,null,1982,1055,1418,961]
[null,"S12.T135",882,1148,784,null,null,null,1983,1055,1418,961]
[null,"S12.T136",876,1138,782,null,null,null,1984,1055,1417,961]
[null,"S12.T137",884,1137,773,null,null,null,1985,1054,1417,961]
[null,"S12.T138",896,1150,821,null,null,null,1986,{"$f":"LARGE(C$11:C$8746,$I1996)","v":1054},{"$f":"LARGE(D$11:D$8746,$I1996)","v":1417},{"$f":"LARGE(E$11:E$8746,$I1996)","v":961}]
[null,"S12.T139",959,1260,901,null,null,null,1987,1054,1417,961]
[null,"S12.T140",970,1281,877,null,null,null,1988,1054,1417,961]
[null,"S12.T141",920,1206,814,null,null,null,1989,1054,1417,961]
[null,"S12.T142",852,1098,733,null,null,null,1990,1054,1417,961]
[null,"S12.T143",792,994,664,null,null,null,1991,1054,1417,961]
[null,"S12.T147",708,863,580,null,null,null,1995,1053,1417,961]
[null,"S12.T150",717,903,599,null,null,null,1998,1053,1417,960]
[null,"S12.T154",857,1168,805,null,null,null,2002,1053,1416,960]
[null,"S12.T157",880,1165,781,null,null,null,2005,1052,1416,960]
[null,"S12.T160",859,1105,760,null,null,null,2008,1052,1416,960]
[null,"S12.T161",853,1108,769,null,null,null,2009,1052,1416,960]
[null,"S12.T164",877,1275,916,null,null,null,2012,1052,1416,959]
[null,"S12.T168",792,920,619,null,null,null,2016,1051,1415,959]
[null,"S13.T004",680,856,598,null,null,null,2020,1051,1415,958]
[null,"S13.T007",831,1272,905,null,null,null,2023,1051,1415,958]
[null,"S13.T011",1120,1451,1011,null,null,null,2027,1050,1414,958]
[null,"S13.T014",1110,1425,995,null,null,null,2030,1050,1414,958]
[null,"S13.T017",1049,1334,903,null,null,null,2033,1049,1413,958]
[null,"S13.T018",1021,1326,900,null,null,null,2034,1049,1413,957]
[null,"S13.T021",1046,1360,901,null,null,null,2037,1049,1413,957]
[null,"S13.T025",810,952,616,null,null,null,2041,1049,1413,957]
[null,"S13.T029",798,992,686,null,null,null,2045,1049,1412,956]
[null,"S13.T032",1100,1441,1005,null,null,null,2048,1048,1412,956]
[null,"S13.T036",1102,1436,984,null,null,null,2052,1048,1412,956]
[null,"S13.T039",1112,1398,961,null,null,null,2055,1047,1411,956]
[null,"S13.T040",1079,1358,923,null,null,null,2056,1047,1411,956]
[null,"S13.T043",1034,1309,923,null,null,null,2059,1047,1411,955]
[null,"S13.T046",959,1234,816,null,null,null,2062,1047,1411,955]
[null,"S13.T050",769,945,626,null,null,null,2066,1046,1411,955]
[null,"S13.T054",909,1188,813,null,null,null,2070,1046,1410,955]
[null,"S13.T057",1136,1510,1053,null,null,null,2073,1046,1410,954]
[null,"S13.T061",1126,1483,1010,null,null,null,2077,1045,1410,954]
[null,"S13.T064",1050,1372,910,null,null,null,2080,1045,1409,954]
[null,"S13.T065",1029,1322,922,null,null,null,2081,1045,1409,954]
[null,"S13.T068",1046,1393,980,null,null,null,2084,1044,1409,954]
[null,"S13.T071",857,1093,706,null,null,null,2087,1044,1409,954]
[null,"S13.T075",762,952,611,null,null,null,2091,1044,1409,953]
[null,"S13.T079",1026,1335,916,null,null,null,2095,1043,1408,953]
[null,"S13.T082",1168,1510,1032,null,null,null,2098,1043,1408,953]
[null,"S13.T086",1115,1445,966,null,null,null,2102,1043,1408,953]
[null,"S13.T089",1040,1356,901,null,null,null,2105,1043,1408,953]
[null,"S13.T090",1027,1344,896,null,null,null,2106,1042,1408,953]
[null,"S13.T093",1039,1380,908,null,null,null,2109,1042,1408,952]
[null,"S13.T096",827,1006,642,null,null,null,2112,1041,1407,952]
[null,"S13.T100",760,950,633,null,null,null,2116,1041,1407,952]
[null,"S13.T104",1105,1448,998,null,null,null,2120,1041,1406,951]
[null,"S13.T108",1079,1437,971,null,null,null,2124,1040,1406,951]
[null,"S13.T111",1057,1364,948,null,null,null,2127,1040,1406,951]
[null,"S13.T114",970,1268,891,null,null,null,2130,1040,1406,951]
[null,"S13.T115",958,1268,892,null,null,null,2131,1040,1406,951]
[null,"S13.T118",952,1214,865,null,null,null,2134,1040,1406,951]
[null,"S13.T121",789,956,631,null,null,null,2137,1039,1405,950]
[null,"S13.T125",757,942,663,null,null,null,2141,1039,1405,950]
[null,"S13.T129",938,1251,874,null,null,null,2145,1039,1405,950]
[null,"S13.T133",912,1230,825,null,null,null,2149,1039,1405,950]
[null,"S13.T136",868,1148,784,null,null,null,2152,1038,1404,950]
[null,"S13.T139",875,1144,797,null,null,null,2155,1038,1404,950]
[null,"S13.T140",916,1223,889,null,null,null,2156,1038,1404,949]
[null,"S13.T143",810,1033,731,null,null,null,2159,1037,1404,949]
[null,"S13.T147",696,869,577,null,null,null,2163,1037,1403,949]
[null,"S13.T150",707,911,596,null,null,null,2166,1037,1403,949]
[null,"S13.T154",925,1202,820,null,null,null,2170,1036,1403,949]
[null,"S13.T158",916,1178,780,null,null,null,2174,1036,1402,948]
[null,"S13.T161",923,1150,807,null,null,null,2177,1036,1402,948]
[null,"S13.T164",980,1266,914,null,null,null,2180,1036,1402,948]
[null,"S13.T165",963,1286,839,null,null,null,2181,1036,1402,948]
[null,"S13.T168",764,933,625,null,null,null,2184,1035,1402,948]
[null,"S14.T004",727,885,610,null,null,null,2188,1035,1402,948]
[null,"S14.T007",986,1305,906,null,null,null,2191,1035,1401,947]
[null,"S14.T011",1136,1491,1017,null,null,null,2195,1034,1401,947]
[null,"S14.T015",1104,1433,983,null,null,null,2199,1034,1400,947]
[null,"S14.T018",1018,1356,939,null,null,null,2202,1034,1400,947]
[null,"S14.T021",1025,1374,924,null,null,null,2205,1034,1400,946]
[null,"S14.T022",944,1213,790,null,null,null,2206,1034,1400,946]
[null,"S14.T025",754,941,622,null,null,null,2209,1033,1400,946]
[null,"S14.T029",756,980,704,null,null,null,2213,1033,1399,946]
[null,"S14.T032",1057,1436,1030,null,null,null,2216,1032,1399,946]
[null,"S14.T036",1036,1436,1007,null,null,null,2220,1032,1399,945]
[null,"S14.T040",987,1365,953,null,null,null,2224,1032,1398,945]
[null,"S14.T043",940,1303,883,null,null,null,2227,1032,1398,945]
[null,"S14.T044",973,1385,968,null,null,null,2228,1031,1398,945]
[null,"S14.T047",814,1081,703,null,null,null,2231,1031,1398,944]
[null,"S14.T050",701,927,621,null,null,null,2234,1031,1398,944]
[null,"S14.T054",824,1159,807,null,null,null,2238,1031,1397,944]
[null,"S14.T057",1097,1495,1060,null,null,null,2241,1030,1397,943]
[null,"S14.T061",1061,1452,1032,null,null,null,2245,1030,1397,943]
[null,"S14.T065",994,1335,946,null,null,null,2249,1030,1397,943]
[null,"S14.T068",995,1381,986,null,null,null,2252,1029,1397,942]
[null,"S14.T069",1027,1370,907,null,null,null,2253,1029,1397,942]
[null,"S14.T072",787,987,629,null,null,null,2256,1029,1397,942]
[null,"S14.T075",742,924,577,null,null,null,2259,1029,1396,942]
[null,"S14.T079",996,1323,911,null,null,null,2263,1029,1396,941]
[null,"S14.T082",1095,1522,994,null,null,null,2266,1029,1396,941]
[null,"S14.T086",1065,1489,934,null,null,null,2270,1028,1396,941]
[null,"S14.T090",976,1342,853,null,null,null,2274,1028,1395,941]
[null,"S14.T093",1018,1377,876,null,null,null,2277,1027,1395,941]
[null,"S14.T094",940,1232,770,null,null,null,2278,1027,1395,941]
[null,"S14.T097",756,966,588,null,null,null,2281,1027,1395,941]
[null,"S14.T100",727,948,588,null,null,null,2284,1027,1395,940]
[null,"S14.T104",1069,1433,964,null,null,null,2288,1026,1394,940]
[null,"S14.T107",1085,1451,948,null,null,null,2291,1026,1394,940]
[null,"S14.T112",1036,1323,864,null,null,null,2296,1026,1394,940]
[null,"S14.T115",977,1265,841,null,null,null,2299,1025,1394,940]
[null,"S14.T118",912,1212,762,null,null,null,2302,1025,1394,939]
[null,"S14.T119",832,1084,679,null,null,null,2303,1025,1394,939]
[null,"S14.T122",715,921,580,null,null,null,2306,{"$f":"LARGE(C$11:C$8746,$I2316)","v":1025},{"$f":"LARGE(D$11:D$8746,$I2316)","v":1393},{"$f":"LARGE(E$11:E$8746,$I2316)","v":939}]
[null,"S14.T125",714,931,580,null,null,null,2309,1024,1393,939]
[null,"S14.T129",887,1248,834,null,null,null,2313,1024,1393,939]
[null,"S14.T132",908,1269,830,null,null,null,2316,1024,1393,939]
[null,"S14.T137",843,1178,765,null,null,null,2321,1023,1393,939]
[null,"S14.T140",856,1239,858,null,null,null,2324,1023,1393,939]
[null,"S14.T143",786,1058,642,null,null,null,2327,1023,1392,938]
[null,"S14.T144",731,972,589,null,null,null,2328,1023,1392,938]
[null,"S14.T147",664,875,534,null,null,null,2331,1023,1392,938]
[null,"S14.T151",703,973,618,null,null,null,2335,1022,1392,937]
[null,"S14.T154",868,1200,750,null,null,null,2338,1022,1392,937]
[null,"S14.T157",893,1202,773,null,null,null,2341,1022,1392,937]
[null,"S14.T162",899,1214,780,null,null,null,2346,1022,1392,937]
[null,"S14.T165",930,1285,807,null,null,null,2349,1022,1391,936]
[null,"S14.T168",715,949,583,null,null,null,2352,1021,1391,936]
[null,"S15.T001",677,902,546,null,null,null,2353,1021,1391,936]
[null,"S15.T004",672,886,559,null,null,null,2356,1021,1391,936]
[null,"S15.T008",1044,1422,981,null,null,null,2360,1021,1391,936]
[null,"S15.T011",1071,1497,952,null,null,null,2363,1020,1391,935]
[null,"S15.T014",1052,1458,948,null,null,null,2366,1020,1391,935]
[null,"S15.T019",933,1318,871,null,null,null,2371,1020,1390,935]
[null,"S15.T022",908,1229,771,null,null,null,2374,1019,1390,935]
[null,"S15.T025",725,951,598,null,null,null,2377,1019,1390,934]
[null,"S15.T026",710,926,589,null,null,null,2378,1019,1390,934]
[null,"S15.T029",744,974,658,null,null,null,2381,1018,1390,934]
[null,"S15.T033",1080,1479,1024,null,null,null,2385,1018,1390,934]
[null,"S15.T036",1024,1465,960,null,null,null,2388,1018,1390,934]
[null,"S15.T039",1025,1422,925,null,null,null,2391,1017,1389,934]
[null,"S15.T044",955,1320,918,null,null,null,2396,1017,1389,934]
[null,"S15.T047",807,1081,691,null,null,null,2399,1016,1389,933]
[null,"S15.T048",753,999,634,null,null,null,2400,1016,1389,933]
[null,"S15.T051",703,917,590,null,null,null,2403,1016,1389,933]
[null,"S15.T054",814,1111,754,null,null,null,2406,1016,1389,933]
[null,"S15.T058",1079,1496,986,null,null,null,2410,1016,1389,933]
[null,"S15.T061",1053,1467,965,null,null,null,2413,1015,1388,933]
[null,"S15.T064",986,1373,890,null,null,null,2416,1015,1388,933]
[null,"S15.T069",991,1378,889,null,null,null,2421,1015,1388,933]
[null,"S15.T072",773,1001,628,null,null,null,2424,1014,1388,932]
[null,"S15.T073",739,961,608,null,null,null,2425,1014,1388,932]
[null,"S15.T076",722,939,613,null,null,null,2428,1014,1387,932]
[null,"S15.T079",946,1291,896,null,null,null,2431,1014,1387,932]
[null,"S15.T083",1056,1463,950,null,null,null,2435,1013,1387,932]
[null,"S15.T086",1027,1424,907,null,null,null,2438,1013,1387,932]
[null,"S15.T089",950,1292,853,null,null,null,2441,1013,1387,932]
[null,"S15.T094",869,1243,772,null,null,null,2446,1012,1386,931]
[null,"S15.T097",689,945,586,null,null,null,2449,1012,1386,931]
[null,"S15.T098",666,919,560,null,null,null,2450,1012,1386,931]
[null,"S15.T101",649,959,567,null,null,null,2453,1011,1386,931]
[null,"S15.T104",792,1402,765,null,null,null,2456,1011,1386,931]
[null,"S15.T108",841,1408,788,null,null,null,2460,1011,1386,931]
[null,"S15.T111",801,1342,768,null,null,null,2463,1011,1385,930]
[null,"S15.T114",786,1262,757,null,null,null,2466,1011,1385,930]
[null,"S15.T119",757,1057,664,null,null,null,2471,1010,1385,930]
[null,"S15.T122",647,891,550,null,null,null,2474,1010,1385,930]
[null,"S15.T123",637,880,545,null,null,null,2475,1010,1385,930]
[null,"S15.T126",642,935,586,null,null,null,2478,1010,1385,929]
[null,"S15.T129",826,1256,800,null,null,null,2481,1009,1385,929]
[null,"S15.T133",806,1271,762,null,null,null,2485,1009,1384,929]
[null,"S15.T136",775,1206,730,null,null,null,2488,1009,1384,929]
[null,"S15.T139",770,1163,749,null,null,null,2491,1009,1384,929]
[null,"S15.T144",670,918,616,null,null,null,2496,1008,1384,929]
[null,"S15.T147",616,808,536,null,null,null,2499,1008,1384,929]
[null,"S15.T148",614,800,539,null,null,null,2500,1008,1384,929]
[null,"S15.T151",656,907,621,null,null,null,2503,1007,1383,929]
[null,"S15.T155",791,1042,708,null,null,null,2507,1007,1383,928]
[null,"S15.T158",754,940,658,null,null,null,2510,1007,1383,928]
[null,"S15.T161",746,919,659,null,null,null,2513,1007,1383,928]
[null,"S15.T164",789,971,718,null,null,null,2516,1007,1382,928]
[null,"S16.T001",632,799,534,null,null,null,2521,1006,1382,928]
[null,"S16.T004",620,767,499,null,null,null,2524,1006,1381,928]
[null,"S16.T005",637,771,525,null,null,null,2525,1006,1381,927]
[null,"S16.T008",968,942,693,null,null,null,2528,1006,1381,927]
[null,"S16.T012",966,1073,740,null,null,null,2532,1005,1381,927]
[null,"S16.T015",961,1012,722,null,null,null,2535,1005,1381,927]
[null,"S16.T018",891,1042,730,null,null,null,2538,1005,1380,927]
[null,"S16.T021",904,1170,783,null,null,null,2541,1004,1380,927]
[null,"S16.T026",642,792,478,null,null,null,2546,1004,1380,926]
[null,"S16.T029",657,851,521,null,null,null,2549,1004,1380,926]
[null,"S16.T030",752,1021,663,null,null,null,2550,1004,1380,926]
[null,"S16.T033",1004,1391,898,null,null,null,2553,1003,1379,926]
[null,"S16.T037",992,1376,883,null,null,null,2557,1003,1379,926]
[null,"S16.T040",939,1301,813,null,null,null,2560,1003,1379,926]
[null,"S16.T043",876,1226,767,null,null,null,2563,1003,1379,926]
[null,"S16.T046",853,1171,695,null,null,null,2566,1002,1379,925]
[null,"S16.T051",640,861,541,null,null,null,2571,1002,1378,925]
[null,"S16.T052",645,870,567,null,null,null,2572,1002,1378,925]
[null,"S16.T055",883,1228,812,null,null,null,2575,1001,1378,925]
[null,"S16.T058",986,1387,933,null,null,null,2578,1001,1378,925]
[null,"S16.T062",949,1370,899,null,null,null,2582,1001,1378,924]
[null,"S16.T065",926,1264,837,null,null,null,2585,1001,1377,924]
[null,"S16.T068",872,1238,836,null,null,null,2588,1001,1377,924]
[null,"S16.T071",776,1036,643,null,null,null,2591,1000,1377,924]
[null,"S16.T076",668,882,565,null,null,null,2596,1000,1377,924]
[null,"S16.T077",666,919,589,null,null,null,2597,1000,1377,924]
[null,"S16.T080",979,1374,929,null,null,null,2600,1000,1377,924]
[null,"S16.T083",987,1385,916,null,null,null,2603,1000,1376,923]
[null,"S16.T087",976,1341,889,null,null,null,2607,999,1376,923]
[null,"S16.T090",900,1242,837,null,null,null,2610,999,1376,923]
[null,"S16.T094",878,1188,753,null,null,null,2614,999,1376,923]
[null,"S16.T096",728,937,603,null,null,null,2616,999,1376,923]
[null,"S16.T101",680,914,594,null,null,null,2621,998,1376,922]
[null,"S16.T102",780,1072,734,null,null,null,2622,998,1376,922]
[null,"S16.T105",1013,1388,955,null,null,null,2625,998,1376,922]
[null,"S16.T108",972,1346,912,null,null,null,2628,998,1375,922]
[null,"S16.T112",937,1271,845,null,null,null,2632,998,1375,922]
[null,"S16.T115",918,1202,770,null,null,null,2635,997,1375,922]
[null,"S16.T119",827,1053,655,null,null,null,2639,997,1375,921]
[null,"S16.T121",723,909,552,null,null,null,2641,997,1375,921]
[null,"S16.T126",711,918,566,null,null,null,2646,997,1374,921]
[null,"S16.T127",770,1033,656,null,null,null,2647,997,1374,921]
[null,"S16.T130",894,1241,768,null,null,null,2650,996,1374,921]
[null,"S16.T133",868,1216,753,null,null,null,2653,996,1374,920]
[null,"S16.T137",829,1127,703,null,null,null,2657,996,1374,920]
[null,"S16.T140",826,1119,703,null,null,null,2660,996,1374,920]
[null,"S16.T144",712,912,540,null,null,null,2664,995,1373,920]
[null,"S16.T146",660,831,504,null,null,null,2666,995,1373,920]
[null,"S16.T151",694,920,587,null,null,null,2671,995,1373,919]
[null,"S16.T152",763,1023,674,null,null,null,2672,995,1373,919]
[null,"S16.T155",845,1152,709,null,null,null,2675,995,1373,919]
[null,"S16.T159",814,1112,686,null,null,null,2679,994,1373,919]
[null,"S16.T162",830,1125,698,null,null,null,2682,994,1372,919]
[null,"S16.T165",866,1221,770,null,null,null,2685,994,1372,919]
[null,"S17.T001",669,848,535,null,null,null,2689,993,1372,919]
[null,"S17.T003",648,819,509,null,null,null,2691,993,1372,919]
[null,"S17.T008",987,1353,889,null,null,null,2696,993,1372,918]
[null,"S17.T009",1022,1391,923,null,null,null,2697,993,1372,918]
[null,"S17.T012",971,1364,889,null,null,null,2700,993,1371,918]
[null,"S17.T016",933,1296,825,null,null,null,2704,992,1371,918]
[null,"S17.T019",873,1218,790,null,null,null,2707,992,1371,918]
[null,"S17.T022",851,1179,728,null,null,null,2710,992,1371,918]
[null,"S17.T026",636,872,547,null,null,null,2714,992,1370,918]
[null,"S17.T028",632,877,551,null,null,null,2716,992,1370,918]
[null,"S17.T033",1010,1386,935,null,null,null,2721,991,1370,918]
[null,"S17.T034",1011,1382,927,null,null,null,2722,991,1370,918]
[null,"S17.T037",994,1370,911,null,null,null,2725,991,1370,917]
[null,"S17.T041",915,1255,829,null,null,null,2729,991,1370,917]
[null,"S17.T044",856,1223,803,null,null,null,2732,991,1370,917]
[null,"S17.T047",741,1033,650,null,null,null,2735,991,1370,917]
[null,"S17.T051",647,865,548,null,null,null,2739,991,1369,917]
[null,"S17.T053",645,903,573,null,null,null,2741,990,1369,917]
[null,"S17.T056",975,1340,907,null,null,null,2744,990,1369,917]
[null,"S17.T059",986,1358,892,null,null,null,2747,990,1369,917]
[null,"S17.T062",974,1327,867,null,null,null,2750,990,1368,917]
[null,"S17.T066",860,1206,796,null,null,null,2754,{"$f":"LARGE(C$11:C$8746,$I2764)","v":990},{"$f":"LARGE(D$11:D$8746,$I2764)","v":1368},{"$f":"LARGE(E$11:E$8746,$I2764)","v":916}]
[null,"S17.T069",836,1204,815,null,null,null,2757,990,1368,916]
[null,"S17.T072",706,927,587,null,null,null,2760,989,1368,916]
[null,"S17.T076",631,827,533,null,null,null,2764,989,1367,916]
[null,"S17.T078",637,863,565,null,null,null,2766,988,1367,916]
[null,"S17.T081",829,1136,777,null,null,null,2769,988,1367,916]
[null,"S17.T084",856,1168,773,null,null,null,2772,988,1367,916]
[null,"S17.T087",851,1129,748,null,null,null,2775,988,1367,915]
[null,"S17.T091",833,1105,743,null,null,null,2779,987,1366,915]
[null,"S17.T094",815,1098,680,null,null,null,2782,987,1366,915]
[null,"S17.T098",631,828,522,null,null,null,2786,987,1365,915]
[null,"S17.T101",623,852,523,null,null,null,2789,987,1365,915]
[null,"S17.T104",893,1251,753,null,null,null,2792,987,1365,914]
[null,"S17.T107",929,1303,791,null,null,null,2795,986,1365,914]
[null,"S17.T109",921,1285,784,null,null,null,2797,986,1365,914]
[null,"S17.T112",875,1203,752,null,null,null,2800,986,1364,914]
[null,"S17.T116",823,1142,789,null,null,null,2804,986,1364,914]
[null,"S17.T119",766,1009,629,null,null,null,2807,986,1364,914]
[null,"S17.T123",647,828,537,null,null,null,2811,986,1364,913]
[null,"S17.T126",647,869,570,null,null,null,2814,986,1364,913]
[null,"S17.T129",819,1144,748,null,null,null,2817,985,1364,913]
[null,"S17.T132",826,1150,723,null,null,null,2820,985,1363,913]
[null,"S17.T134",824,1123,695,null,null,null,2822,985,1363,913]
[null,"S17.T137",810,1075,692,null,null,null,2825,985,1363,913]
[null,"S17.T141",809,1137,774,null,null,null,2829,985,1362,913]
[null,"S17.T144",695,896,554,null,null,null,2832,985,1362,913]
[null,"S17.T148",637,812,512,null,null,null,2836,984,1362,912]
[null,"S17.T151",685,890,595,null,null,null,2839,984,1362,912]
[null,"S17.T154",837,1094,732,null,null,null,2842,984,1362,912]
[null,"S17.T157",847,1076,721,null,null,null,2845,984,1362,912]
[null,"S17.T159",832,1056,681,null,null,null,2847,984,1361,912]
[null,"S17.T163",831,1081,701,null,null,null,2851,983,1361,912]
[null,"S17.T166",835,1091,696,null,null,null,2854,983,1361,912]
[null,"S18.T001",660,830,531,null,null,null,2857,983,1361,911]
[null,"S18.T005",651,838,510,null,null,null,2861,983,1360,911]
[null,"S18.T008",1021,1358,731,null,null,null,2864,983,1360,911]
[null,"S18.T011",1074,1404,798,null,null,null,2867,983,1360,911]
[null,"S18.T014",1070,1391,778,null,null,null,2870,983,1360,911]
[null,"S18.T016",1028,1312,755,null,null,null,2872,982,1360,911]
[null,"S18.T020",936,1240,805,null,null,null,2876,982,1360,911]
[null,"S18.T023",838,1032,648,null,null,null,2879,982,1359,911]
[null,"S18.T026",721,891,547,null,null,null,2882,{"$f":"LARGE(C$11:C$8746,$I2892)","v":982},{"$f":"LARGE(D$11:D$8746,$I2892)","v":1359},{"$f":"LARGE(E$11:E$8746,$I2892)","v":910}]
[null,"S18.T030",824,1075,765,null,null,null,2886,982,1359,910]
[null,"S18.T033",1070,1429,973,null,null,null,2889,981,1359,910]
[null,"S18.T034",1067,1420,959,null,null,null,2890,981,1359,910]
[null,"S18.T039",1023,1348,897,null,null,null,2895,981,1358,910]
[null,"S18.T041",964,1258,843,null,null,null,2897,981,1358,909]
[null,"S18.T045",904,1274,860,null,null,null,2901,981,1358,909]
[null,"S18.T048",765,961,616,null,null,null,2904,980,1358,909]
[null,"S18.T051",722,884,577,null,null,null,2907,980,1358,909]
[null,"S18.T055",934,1252,874,null,null,null,2911,980,1357,909]
[null,"S18.T058",1042,1450,983,null,null,null,2914,980,1357,909]
[null,"S18.T059",1036,1448,956,null,null,null,2915,980,1357,909]
[null,"S18.T064",984,1354,941,null,null,null,2920,980,1356,908]
[null,"S18.T066",940,1289,925,null,null,null,2922,980,1356,908]
[null,"S18.T070",884,1190,792,null,null,null,2926,979,1356,908]
[null,"S18.T073",703,913,607,null,null,null,2929,979,1356,908]
[null,"S18.T076",660,883,568,null,null,null,2932,979,1355,908]
[null,"S18.T080",1022,1395,995,null,null,null,2936,979,1355,907]
[null,"S18.T083",1049,1446,945,null,null,null,2939,979,1355,907]
[null,"S18.T084",1031,1417,941,null,null,null,2940,979,1355,907]
[null,"S18.T089",942,1288,863,null,null,null,2945,979,1354,907]
[null,"S18.T091",896,1264,824,null,null,null,2947,978,1354,907]
[null,"S18.T095",807,1069,670,null,null,null,2951,978,1354,907]
[null,"S18.T098",679,897,564,null,null,null,2954,978,1353,907]
[null,"S18.T102",763,1067,739,null,null,null,2958,978,1353,907]
[null,"S18.T105",1014,1416,955,null,null,null,2961,978,1353,906]
[null,"S18.T108",996,1382,918,null,null,null,2964,977,1353,906]
[null,"S18.T109",1015,1390,921,null,null,null,2965,977,1353,906]
[null,"S18.T114",931,1251,869,null,null,null,2970,977,1352,906]
[null,"S18.T116",896,1219,847,null,null,null,2972,977,1352,906]
[null,"S18.T120",711,948,619,null,null,null,2976,976,1352,906]
[null,"S18.T123",645,852,559,null,null,null,2979,976,1352,906]
[null,"S18.T127",699,987,763,null,null,null,2983,976,1352,905]
[null,"S18.T130",850,1207,864,null,null,null,2986,976,1351,905]
[null,"S18.T133",834,1220,835,null,null,null,2989,976,1351,905]
[null,"S18.T134",821,1191,796,null,null,null,2990,976,1351,905]
[null,"S18.T139",791,1127,781,null,null,null,2995,976,1351,905]
[null,"S18.T141",811,1136,776,null,null,null,2997,975,1350,905]
[null,"S18.T145",657,883,528,null,null,null,3001,975,1350,905]
[null,"S18.T148",600,827,478,null,null,null,3004,975,1350,904]
[null,"S18.T152",729,1021,687,null,null,null,3008,975,1350,904]
[null,"S18.T155",801,1139,717,null,null,null,3011,975,1350,904]
[null,"S18.T158",795,1136,715,null,null,null,3014,975,1349,904]
[null,"S18.T159",790,1122,716,null,null,null,3015,975,1349,904]
[null,"S18.T164",805,1148,744,null,null,null,3020,975,1349,904]
[null,"S18.T167",728,1006,629,null,null,null,3023,975,1349,904]
[null,"S19.T002",613,831,520,null,null,null,3026,974,1349,903]
[null,"S19.T005",602,854,587,null,null,null,3029,974,1348,903]
[null,"S19.T009",991,1445,946,null,null,null,3033,974,1348,903]
[null,"S19.T012",961,1397,920,null,null,null,3036,974,1347,903]
[null,"S19.T015",935,1376,914,null,null,null,3039,973,1347,902]
[null,"S19.T016",915,1328,874,null,null,null,3040,973,1347,902]
[null,"S19.T021",848,1259,814,null,null,null,3045,973,1347,902]
[null,"S19.T024",701,932,584,null,null,null,3048,973,1347,902]
[null,"S19.T027",643,861,563,null,null,null,3051,973,1346,902]
[null,"S19.T030",736,1062,741,null,null,null,3054,973,1346,902]
[null,"S19.T034",1028,1428,964,null,null,null,3058,972,1345,901]
[null,"S19.T037",1043,1409,925,null,null,null,3061,972,1345,901]
[null,"S19.T038",1032,1392,910,null,null,null,3062,972,1345,901]
[null,"S19.T041",980,1272,852,null,null,null,3065,972,1345,901]
[null,"S19.T046",862,1179,737,null,null,null,3070,972,1345,901]
[null,"S19.T049",682,895,570,null,null,null,3073,972,1344,900]
[null,"S19.T052",629,861,538,null,null,null,3076,971,1344,900]
[null,"S19.T055",883,1245,844,null,null,null,3079,971,1344,900]
[null,"S19.T059",991,1406,918,null,null,null,3083,971,1344,900]
[null,"S19.T062",976,1384,899,null,null,null,3086,971,1344,900]
[null,"S19.T063",965,1358,880,null,null,null,3087,971,1344,900]
[null,"S19.T066",887,1234,816,null,null,null,3090,971,1343,900]
[null,"S19.T071",772,1033,661,null,null,null,3095,970,1343,899]
[null,"S19.T074",662,870,560,null,null,null,3098,970,1343,899]
[null,"S19.T077",634,879,601,null,null,null,3101,970,1343,899]
[null,"S19.T080",968,1375,930,null,null,null,3104,970,1342,899]
[null,"S19.T084",969,1374,899,null,null,null,3108,970,1342,899]
[null,"S19.T087",957,1347,879,null,null,null,3111,970,1342,899]
[null,"S19.T088",919,1299,829,null,null,null,3112,969,1342,899]
[null,"S19.T091",845,1211,793,null,null,null,3115,969,1342,899]
[null,"S19.T096",709,935,581,null,null,null,3120,969,1341,898]
[null,"S19.T099",655,855,540,null,null,null,3123,969,1341,898]
[null,"S19.T102",754,1048,712,null,null,null,3126,969,1341,898]
[null,"S19.T106",982,1385,915,null,null,null,3130,968,1340,898]
[null,"S19.T109",980,1376,866,null,null,null,3133,968,1340,898]
[null,"S19.T112",937,1292,818,null,null,null,3136,968,1340,897]
[null,"S19.T113",908,1265,802,null,null,null,3137,968,1340,897]
[null,"S19.T116",840,1213,763,null,null,null,3140,968,1339,897]
[null,"S19.T121",666,887,545,null,null,null,3145,968,1338,897]
[null,"S19.T124",598,840,481,null,null,null,3148,967,1338,897]
[null,"S19.T127",680,992,641,null,null,null,3151,967,1338,897]
[null,"S19.T131",812,1214,755,null,null,null,3155,966,1337,897]
[null,"S19.T134",789,1159,734,null,null,null,3158,966,1337,897]
[null,"S19.T137",772,1103,693,null,null,null,3161,966,1336,896]
[null,"S19.T138",765,1099,682,null,null,null,3162,966,1336,896]
[null,"S19.T141",742,1113,690,null,null,null,3165,966,1336,896]
[null,"S19.T146",598,832,508,null,null,null,3170,966,1336,896]
[null,"S19.T149",548,789,465,null,null,null,3173,966,1335,896]
[null,"S19.T152",692,1003,642,null,null,null,3176,966,1335,896]
[null,"S19.T156",767,1169,705,null,null,null,3180,965,1335,896]
[null,"S19.T159",748,1118,697,null,null,null,3183,965,1335,896]
[null,"S19.T162",765,1104,704,null,null,null,3186,965,1335,895]
[null,"S19.T163",774,1119,718,null,null,null,3187,965,1334,895]
[null,"S19.T166",754,1140,709,null,null,null,3190,965,1334,895]
[null,"S20.T003",572,814,526,null,null,null,3195,965,1334,895]
[null,"S20.T006",675,1028,684,null,null,null,3198,965,1333,895]
[null,"S20.T009",971,1397,936,null,null,null,3201,965,1333,895]
[null,"S20.T013",997,1390,942,null,null,null,3205,964,1332,895]
[null,"S20.T016",953,1325,889,null,null,null,3208,964,1332,894]
[null,"S20.T019",858,1239,822,null,null,null,3211,964,1332,894]
[null,"S20.T020",842,1223,804,null,null,null,3212,964,1331,894]
[null,"S20.T023",733,1043,674,null,null,null,3215,964,1331,894]
[null,"S20.T028",575,872,534,null,null,null,3220,964,1331,894]
[null,"S20.T031",826,1231,836,null,null,null,3223,963,1330,894]
[null,"S20.T034",973,1427,962,null,null,null,3226,963,1330,894]
[null,"S20.T038",972,1406,938,null,null,null,3230,963,1329,893]
[null,"S20.T041",899,1319,872,null,null,null,3233,963,1329,893]
[null,"S20.T042",873,1286,862,null,null,null,3234,963,1329,893]
[null,"S20.T045",822,1231,801,null,null,null,3237,962,1329,893]
[null,"S20.T048",662,955,601,null,null,null,3240,962,1329,893]
[null,"S20.T053",589,902,578,null,null,null,3245,962,1328,893]
[null,"S20.T056",936,1384,951,null,null,null,3248,962,1328,892]
[null,"S20.T059",980,1424,939,null,null,null,3251,961,1328,892]
[null,"S20.T063",963,1390,913,null,null,null,3255,961,1327,892]
[null,"S20.T066",885,1266,827,null,null,null,3258,961,1327,892]
[null,"S20.T067",859,1246,814,null,null,null,3259,961,1327,892]
[null,"S20.T070",788,1214,769,null,null,null,3262,961,1327,891]
[null,"S20.T073",639,915,575,null,null,null,3265,961,1326,891]
[null,"S20.T078",708,1057,733,null,null,null,3270,960,1326,891]
[null,"S20.T081",971,1417,953,null,null,null,3273,960,1326,891]
[null,"S20.T084",961,1419,937,null,null,null,3276,960,1326,891]
[null,"S20.T088",923,1350,901,null,null,null,3280,960,1325,891]
[null,"S20.T091",849,1256,836,null,null,null,3283,960,1325,890]
[null,"S20.T092",831,1239,824,null,null,null,3284,959,1325,890]
[null,"S20.T095",744,1084,681,null,null,null,3287,959,1325,890]
[null,"S20.T098",606,894,564,null,null,null,3290,959,1325,890]
[null,"S20.T103",816,1235,834,null,null,null,3295,959,1324,890]
[null,"S20.T106",971,1432,950,null,null,null,3298,959,1324,890]
[null,"S20.T110",963,1409,941,null,null,null,3302,959,1323,890]
[null,"S20.T113",901,1292,861,null,null,null,3305,958,1323,889]
[null,"S20.T116",812,1211,809,null,null,null,3308,958,1323,889]
[null,"S20.T117",787,1189,789,null,null,null,3309,958,1323,889]
[null,"S20.T120",662,976,586,null,null,null,3312,958,1322,889]
[null,"S20.T123",568,869,525,null,null,null,3315,958,1322,889]
[null,"S20.T128",722,1121,724,null,null,null,3320,957,1322,889]
[null,"S20.T131",809,1256,769,null,null,null,3323,957,1322,888]
[null,"S20.T135",775,1173,728,null,null,null,3327,957,1322,888]
[null,"S20.T138",756,1135,712,null,null,null,3330,{"$f":"LARGE(C$11:C$8746,$I3340)","v":956},{"$f":"LARGE(D$11:D$8746,$I3340)","v":1321},{"$f":"LARGE(E$11:E$8746,$I3340)","v":888}]
[null,"S20.T141",709,1113,701,null,null,null,3333,956,1321,888]
[null,"S20.T142",701,1121,692,null,null,null,3334,956,1321,888]
[null,"S20.T145",602,887,549,null,null,null,3337,956,1321,888]
[null,"S20.T149",508,803,512,null,null,null,3341,955,1320,887]
[null,"S20.T153",734,1123,725,null,null,null,3345,955,1320,887]
[null,"S20.T156",763,1174,750,null,null,null,3348,955,1320,887]
[null,"S20.T160",743,1115,748,null,null,null,3352,955,1319,886]
[null,"S20.T163",749,1126,745,null,null,null,3355,955,1319,886]
[null,"S20.T166",735,1127,716,null,null,null,3358,955,1318,886]
[null,"S20.T167",696,1025,636,null,null,null,3359,954,1318,885]
[null,"S21.T002",570,830,527,null,null,null,3362,954,1318,885]
[null,"S21.T006",664,1019,680,null,null,null,3366,954,1317,885]
[null,"S21.T010",934,1409,931,null,null,null,3370,954,1317,885]
[null,"S21.T013",947,1423,931,null,null,null,3373,954,1317,884]
[null,"S21.T017",875,1294,840,null,null,null,3377,953,1317,884]
[null,"S21.T020",802,1207,789,null,null,null,3380,953,1317,884]
[null,"S21.T023",711,1069,642,null,null,null,3383,953,1316,884]
[null,"S21.T024",654,958,564,null,null,null,3384,953,1316,884]
[null,"S21.T027",581,855,527,null,null,null,3387,952,1316,884]
[null,"S21.T031",818,1207,819,null,null,null,3391,952,1315,884]
[null,"S21.T035",969,1399,885,null,null,null,3395,952,1315,883]
[null,"S21.T038",978,1402,886,null,null,null,3398,952,1315,883]
[null,"S21.T042",873,1253,804,null,null,null,3402,951,1314,883]
[null,"S21.T045",827,1186,750,null,null,null,3405,951,1314,883]
[null,"S21.T046",788,1157,714,null,null,null,3406,951,1314,883]
[null,"S21.T049",641,890,519,null,null,null,3409,951,1313,883]
[null,"S21.T052",585,839,489,null,null,null,3412,951,1313,882]
[null,"S21.T056",952,1323,877,null,null,null,3416,951,1312,882]
[null,"S21.T060",980,1347,858,null,null,null,3420,950,1312,882]
[null,"S21.T063",987,1334,855,null,null,null,3423,950,1312,882]
[null,"S21.T067",886,1213,793,null,null,null,3427,950,1311,882]
[null,"S21.T070",817,1136,709,null,null,null,3430,950,1311,881]
[null,"S21.T071",756,1012,628,null,null,null,3431,950,1311,881]
[null,"S21.T074",634,849,533,null,null,null,3434,950,1311,881]
[null,"S21.T077",619,857,562,null,null,null,3437,950,1310,881]
[null,"S21.T081",1011,1370,926,null,null,null,3441,949,1309,881]
[null,"S21.T085",1024,1361,889,null,null,null,3445,949,1309,880]
[null,"S21.T088",968,1288,855,null,null,null,3448,949,1309,880]
[null,"S21.T092",882,1209,799,null,null,null,3452,949,1309,880]
[null,"S21.T095",769,1020,640,null,null,null,3455,949,1309,880]
[null,"S21.T096",702,927,585,null,null,null,3456,949,1308,880]
[null,"S21.T099",628,845,525,null,null,null,3459,949,1308,880]
[null,"S21.T102",730,1025,676,null,null,null,3462,949,1308,880]
[null,"S21.T106",1004,1355,899,null,null,null,3466,948,1307,879]
[null,"S21.T110",975,1317,873,null,null,null,3470,948,1307,879]
[null,"S21.T114",861,1186,775,null,null,null,3474,948,1307,879]
[null,"S21.T117",795,1136,737,null,null,null,3477,947,1306,879]
[null,"S21.T120",660,930,567,null,null,null,3480,947,1306,879]
[null,"S21.T121",633,883,531,null,null,null,3481,947,1306,878]
[null,"S21.T124",553,815,490,null,null,null,3484,947,1306,878]
[null,"S21.T127",638,962,623,null,null,null,3487,947,1306,878]
[null,"S21.T131",795,1174,731,null,null,null,3491,947,1305,878]
[null,"S21.T135",781,1110,695,null,null,null,3495,947,1305,877]
[null,"S21.T139",761,1054,698,null,null,null,3499,946,1305,877]
[null,"S21.T142",712,1045,662,null,null,null,3502,946,1305,877]
[null,"S21.T145",622,840,522,null,null,null,3505,946,1304,877]
[null,"S21.T146",602,811,525,null,null,null,3506,946,1304,877]
[null,"S21.T149",548,761,485,null,null,null,3509,946,1304,877]
[null,"S21.T153",729,1063,697,null,null,null,3513,946,1303,876]
[null,"S21.T156",762,1120,705,null,null,null,3516,946,1303,876]
[null,"S21.T160",729,1074,684,null,null,null,3520,946,1302,876]
[null,"S21.T164",743,1112,697,null,null,null,3524,945,1302,876]
[null,"S21.T167",688,958,602,null,null,null,3527,945,1302,875]
[null,"S22.T002",567,793,501,null,null,null,3530,945,1302,875]
[null,"S22.T003",543,786,475,null,null,null,3531,945,1302,875]
[null,"S22.T006",655,989,643,null,null,null,3534,945,1301,875]
[null,"S22.T010",980,1379,897,null,null,null,3538,945,1301,875]
[null,"S22.T013",998,1388,906,null,null,null,3541,944,1301,875]
[null,"S22.T017",904,1261,832,null,null,null,3545,944,1301,875]
[null,"S22.T021",827,1205,776,null,null,null,3549,944,1300,874]
[null,"S22.T024",665,932,582,null,null,null,3552,943,1300,874]
[null,"S22.T027",578,858,511,null,null,null,3555,943,1300,874]
[null,"S22.T028",562,859,515,null,null,null,3556,943,1300,874]
[null,"S22.T031",843,1201,803,null,null,null,3559,943,1299,874]
[null,"S22.T035",1001,1393,917,null,null,null,3563,943,1299,874]
[null,"S22.T038",979,1380,908,null,null,null,3566,943,1298,873]
[null,"S22.T041",889,1277,851,null,null,null,3569,943,1298,873]
[null,"S22.T046",771,1159,750,null,null,null,3574,943,1297,873]
[null,"S22.T049",640,895,534,null,null,null,3577,942,1297,873]
[null,"S22.T050",613,867,543,null,null,null,3578,942,1297,873]
[null,"S22.T053",598,872,553,null,null,null,3581,942,1297,872]
[null,"S22.T056",939,1319,889,null,null,null,3584,942,1296,872]
[null,"S22.T060",981,1374,918,null,null,null,3588,942,1296,872]
[null,"S22.T063",984,1360,902,null,null,null,3591,941,1296,872]
[null,"S22.T066",892,1260,835,null,null,null,3594,941,1295,872]
[null,"S22.T071",739,1038,658,null,null,null,3599,941,1295,871]
[null,"S22.T074",600,866,528,null,null,null,3602,941,1295,871]
[null,"S22.T075",578,855,520,null,null,null,3603,941,1295,871]
[null,"S22.T078",690,1026,669,null,null,null,3606,941,1294,871]
[null,"S22.T081",969,1380,935,null,null,null,3609,940,1294,870]
[null,"S22.T085",1000,1400,950,null,null,null,3613,940,1294,870]
[null,"S22.T088",950,1333,867,null,null,null,3616,940,1293,870]
[null,"S22.T092",850,1212,813,null,null,null,3620,940,1292,870]
[null,"S22.T096",693,968,606,null,null,null,3624,940,1292,870]
[null,"S22.T099",603,863,525,null,null,null,3627,940,1292,869]
[null,"S22.T100",578,848,518,null,null,null,3628,940,1292,869]
[null,"S22.T103",819,1206,802,null,null,null,3631,939,1291,869]
[null,"S22.T106",987,1410,987,null,null,null,3634,939,1291,869]
[null,"S22.T110",983,1393,922,null,null,null,3638,939,1291,869]
[null,"S22.T113",903,1284,848,null,null,null,3641,939,1290,868]
[null,"S22.T117",795,1158,738,null,null,null,3645,939,1290,868]
[null,"S22.T121",641,900,554,null,null,null,3649,938,1290,868]
[null,"S22.T124",555,827,490,null,null,null,3652,938,1290,868]
[null,"S22.T125",556,820,490,null,null,null,3653,938,1290,867]
[null,"S22.T128",714,1093,702,null,null,null,3656,938,1290,867]
[null,"S22.T131",797,1200,739,null,null,null,3659,938,1289,867]
[null,"S22.T135",770,1135,715,null,null,null,3663,938,1289,867]
[null,"S22.T138",740,1086,698,null,null,null,3666,937,1289,867]
[null,"S22.T142",684,1048,658,null,null,null,3670,937,1288,866]
[null,"S22.T146",557,821,516,null,null,null,3674,937,1288,866]
[null,"S22.T149",509,772,470,null,null,null,3677,937,1287,866]
[null,"S22.T150",539,816,529,null,null,null,3678,937,1287,866]
[null,"S22.T153",711,1071,695,null,null,null,3681,936,1287,866]
[null,"S22.T157",756,1127,696,null,null,null,3685,936,1286,866]
[null,"S22.T160",731,1085,684,null,null,null,3688,936,1286,866]
[null,"S22.T163",737,1082,681,null,null,null,3691,936,1286,865]
[null,"S22.T167",677,999,611,null,null,null,3695,936,1286,865]
[null,"S23.T003",530,798,471,null,null,null,3699,936,1285,865]
[null,"S23.T006",638,991,643,null,null,null,3702,935,1285,864]
[null,"S23.T007",766,1163,769,null,null,null,3703,935,1285,864]
[null,"S23.T010",955,1376,927,null,null,null,3706,935,1285,864]
[null,"S23.T014",946,1378,917,null,null,null,3710,935,1284,864]
[null,"S23.T017",886,1269,865,null,null,null,3713,935,1284,864]
[null,"S23.T020",812,1207,781,null,null,null,3716,935,1284,863]
[null,"S23.T024",661,954,578,null,null,null,3720,934,1283,863]
[null,"S23.T028",548,822,503,null,null,null,3724,934,1283,863]
[null,"S23.T031",787,1196,777,null,null,null,3727,934,1283,863]
[null,"S23.T032",899,1336,884,null,null,null,3728,934,1283,863]
[null,"S23.T035",951,1408,894,null,null,null,3731,934,1282,863]
[null,"S23.T039",937,1374,883,null,null,null,3735,933,1282,862]
[null,"S23.T042",859,1256,817,null,null,null,3738,933,1282,862]
[null,"S23.T045",797,1189,740,null,null,null,3741,933,1282,861]
[null,"S23.T049",623,911,552,null,null,null,3745,933,1281,861]
[null,"S23.T053",558,863,558,null,null,null,3749,933,1280,861]
[null,"S23.T054",658,1026,685,null,null,null,3750,933,1280,861]
[null,"S23.T057",926,1364,929,null,null,null,3753,932,1280,861]
[null,"S23.T060",907,1374,882,null,null,null,3756,932,1280,861]
[null,"S23.T064",881,1327,859,null,null,null,3760,932,1280,860]
[null,"S23.T067",794,1221,790,null,null,null,3763,932,1280,860]
[null,"S23.T070",723,1155,738,null,null,null,3766,932,1279,860]
[null,"S23.T074",561,878,536,null,null,null,3770,931,1279,860]
[null,"S23.T078",648,1028,675,null,null,null,3774,931,1278,860]
[null,"S23.T079",775,1187,807,null,null,null,3775,931,1278,860]
[null,"S23.T082",945,1405,943,null,null,null,3778,{"$f":"LARGE(C$11:C$8746,$I3788)","v":931},{"$f":"LARGE(D$11:D$8746,$I3788)","v":1278},{"$f":"LARGE(E$11:E$8746,$I3788)","v":859}]
[null,"S23.T085",988,1416,934,null,null,null,3781,931,1277,859]
[null,"S23.T089",909,1284,841,null,null,null,3785,931,1277,858]
[null,"S23.T092",848,1205,779,null,null,null,3788,930,1276,858]
[null,"S23.T096",671,984,604,null,null,null,3792,930,1276,858]
[null,"S23.T099",582,870,523,null,null,null,3795,930,1276,858]
[null,"S23.T103",792,1178,795,null,null,null,3799,930,1276,857]
[null,"S23.T104",903,1302,891,null,null,null,3800,930,1276,857]
[null,"S23.T107",960,1399,891,null,null,null,3803,930,1275,857]
[null,"S23.T110",935,1358,869,null,null,null,3806,929,1275,857]
[null,"S23.T114",858,1222,793,null,null,null,3810,929,1274,857]
[null,"S23.T117",773,1154,737,null,null,null,3813,929,1274,856]
[null,"S23.T121",620,900,547,null,null,null,3817,929,1274,856]
[null,"S23.T124",539,821,489,null,null,null,3820,929,1274,856]
[null,"S23.T128",703,1060,691,null,null,null,3824,928,1273,856]
[null,"S23.T129",767,1142,751,null,null,null,3825,928,1273,856]
[null,"S23.T132",783,1200,745,null,null,null,3828,928,1273,855]
[null,"S23.T135",760,1146,726,null,null,null,3831,928,1272,855]
[null,"S23.T139",740,1098,690,null,null,null,3835,928,1272,855]
[null,"S23.T142",685,1059,648,null,null,null,3838,927,1272,855]
[null,"S23.T146",573,832,502,null,null,null,3842,{"$f":"LARGE(C$11:C$8746,$I3852)","v":927},{"$f":"LARGE(D$11:D$8746,$I3852)","v":1272},{"$f":"LARGE(E$11:E$8746,$I3852)","v":854}]
[null,"S23.T149",523,776,465,null,null,null,3845,927,1271,854]
[null,"S23.T153",712,1051,693,null,null,null,3849,926,1271,854]
[null,"S23.T154",741,1113,710,null,null,null,3850,926,1271,854]
[null,"S23.T157",735,1138,688,null,null,null,3853,926,1271,854]
[null,"S23.T161",716,1088,654,null,null,null,3857,926,1270,854]
[null,"S23.T164",722,1093,670,null,null,null,3860,926,1270,853]
[null,"S23.T167",676,1005,602,null,null,null,3863,926,1270,853]
[null,"S24.T003",542,803,477,null,null,null,3867,926,1269,853]
[null,"S24.T006",647,980,622,null,null,null,3870,926,1269,853]
[null,"S24.T010",938,1350,882,null,null,null,3874,925,1268,852]
[null,"S24.T011",941,1353,848,null,null,null,3875,925,1268,852]
[null,"S24.T014",936,1344,860,null,null,null,3878,925,1268,852]
[null,"S24.T018",854,1216,816,null,null,null,3882,925,1268,852]
[null,"S24.T021",781,1197,715,null,null,null,3885,925,1268,852]
[null,"S24.T024",656,936,564,null,null,null,3888,925,1267,852]
[null,"S24.T028",554,822,489,null,null,null,3892,924,1267,851]
[null,"S24.T031",789,1164,783,null,null,null,3895,924,1267,851]
[null,"S24.T035",962,1352,881,null,null,null,3899,924,1266,851]
[null,"S24.T036",949,1341,870,null,null,null,3900,924,1266,851]
[null,"S24.T039",960,1324,843,null,null,null,3903,924,1266,851]
[null,"S24.T043",843,1193,780,null,null,null,3907,923,1265,851]
[null,"S24.T046",766,1115,698,null,null,null,3910,923,1265,850]
[null,"S24.T049",642,891,546,null,null,null,3913,923,1265,850]
[null,"S24.T053",597,855,570,null,null,null,3917,923,1265,850]
[null,"S24.T056",929,1295,869,null,null,null,3920,923,1264,850]
[null,"S24.T060",975,1357,906,null,null,null,3924,922,1264,849]
[null,"S24.T061",997,1373,912,null,null,null,3925,922,1264,849]
[null,"S24.T064",940,1294,838,null,null,null,3928,922,1263,849]
[null,"S24.T068",836,1186,792,null,null,null,3932,922,1263,849]
[null,"S24.T071",735,1059,651,null,null,null,3935,921,1263,848]
[null,"S24.T074",622,877,540,null,null,null,3938,921,1262,848]
[null,"S24.T078",696,1004,661,null,null,null,3942,921,1262,848]
[null,"S24.T081",965,1362,893,null,null,null,3945,921,1261,848]
[null,"S24.T085",975,1389,894,null,null,null,3949,921,1261,847]
[null,"S24.T086",963,1381,875,null,null,null,3950,921,1261,847]
[null,"S24.T089",900,1270,827,null,null,null,3953,920,1261,847]
[null,"S24.T093",847,1199,745,null,null,null,3957,920,1260,847]
[null,"S24.T096",693,966,576,null,null,null,3960,920,1260,846]
[null,"S24.T100",571,835,492,null,null,null,3964,919,1260,846]
[null,"S24.T103",808,1156,791,null,null,null,3967,919,1259,846]
[null,"S24.T106",968,1358,919,null,null,null,3970,{"$f":"LARGE(C$11:C$8746,$I3980)","v":919},{"$f":"LARGE(D$11:D$8746,$I3980)","v":1259},{"$f":"LARGE(E$11:E$8746,$I3980)","v":846}]
[null,"S24.T110",930,1334,873,null,null,null,3974,919,1259,846]
[null,"S24.T111",922,1301,855,null,null,null,3975,919,1259,846]
[null,"S24.T114",834,1202,795,null,null,null,3978,918,1259,845]
[null,"S24.T118",750,1094,695,null,null,null,3982,918,1258,845]
[null,"S24.T121",613,889,565,null,null,null,3985,918,1258,845]
[null,"S24.T125",548,807,514,null,null,null,3989,917,1257,844]
[null,"S24.T128",712,1082,718,null,null,null,3992,917,1257,844]
[null,"S24.T131",787,1190,763,null,null,null,3995,917,1257,844]
[null,"S24.T135",757,1121,721,null,null,null,3999,917,1257,844]
[null,"S24.T136",745,1100,721,null,null,null,4000,917,1257,844]
[null,"S24.T139",730,1072,710,null,null,null,4003,917,1256,844]
[null,"S24.T143",662,988,639,null,null,null,4007,916,1256,843]
[null,"S24.T146",581,817,520,null,null,null,4010,916,1256,843]
[null,"S24.T150",554,813,523,null,null,null,4014,916,1256,843]
[null,"S24.T153",712,1058,708,null,null,null,4017,916,1256,843]
[null,"S24.T156",753,1135,727,null,null,null,4020,916,1255,842]
[null,"S24.T160",745,1088,711,null,null,null,4024,916,1255,842]
[null,"S24.T161",750,1074,705,null,null,null,4025,915,1255,842]
[null,"S24.T165",703,1053,665,null,null,null,4029,915,1254,842]
[null,"S24.T168",623,874,565,null,null,null,4032,915,1254,841]
[null,"S25.T003",531,783,479,null,null,null,4035,915,1254,841]
[null,"S25.T007",580,1039,588,null,null,null,4039,914,1254,841]
[null,"S25.T010",722,1254,711,null,null,null,4042,914,1253,841]
[null,"S25.T013",726,1248,706,null,null,null,4045,914,1253,840]
[null,"S25.T017",693,1141,650,null,null,null,4049,914,1253,840]
[null,"S25.T018",676,1118,626,null,null,null,4050,914,1253,840]
[null,"S25.T022",613,998,579,null,null,null,4054,913,1252,840]
[null,"S25.T025",586,860,528,null,null,null,4057,913,1252,839]
[null,"S25.T028",509,771,453,null,null,null,4060,913,1252,839]
[null,"S25.T032",600,948,549,null,null,null,4064,913,1252,839]
[null,"S25.T035",689,1117,626,null,null,null,4067,913,1251,839]
[null,"S25.T036",691,1117,632,null,null,null,4068,913,1251,839]
[null,"S25.T042",687,1049,633,null,null,null,4074,913,1251,838]
[null,"S25.T043",691,1051,641,null,null,null,4075,912,1251,838]
[null,"S25.T047",648,966,578,null,null,null,4079,912,1250,838]
[null,"S25.T050",547,798,482,null,null,null,4082,912,1250,838]
[null,"S25.T053",542,797,502,null,null,null,4085,912,1250,838]
[null,"S25.T057",919,1332,858,null,null,null,4089,912,1249,837]
[null,"S25.T060",925,1339,860,null,null,null,4092,912,1249,837]
[null,"S25.T061",946,1358,861,null,null,null,4093,912,1249,837]
[null,"S25.T067",808,1195,767,null,null,null,4099,911,1248,837]
[null,"S25.T068",801,1179,748,null,null,null,4100,911,1248,837]
[null,"S25.T072",669,952,571,null,null,null,4104,910,1247,836]
[null,"S25.T075",579,850,502,null,null,null,4107,910,1247,836]
[null,"S25.T078",674,996,648,null,null,null,4110,910,1247,836]
[null,"S25.T082",954,1370,894,null,null,null,4114,910,1247,836]
[null,"S25.T085",964,1384,894,null,null,null,4117,910,1247,836]
[null,"S25.T086",952,1372,873,null,null,null,4118,910,1246,836]
[null,"S25.T092",833,1211,788,null,null,null,4124,909,1246,835]
[null,"S25.T093",814,1191,751,null,null,null,4125,909,1246,835]
[null,"S25.T097",644,916,564,null,null,null,4129,909,1245,835]
[null,"S25.T100",586,849,517,null,null,null,4132,909,1245,835]
[null,"S25.T104",893,1309,878,null,null,null,4136,908,1245,835]
[null,"S25.T107",950,1383,888,null,null,null,4139,908,1245,834]
[null,"S25.T110",945,1357,870,null,null,null,4142,908,1245,834]
[null,"S25.T111",923,1325,861,null,null,null,4143,908,1245,834]
[null,"S25.T117",782,1152,734,null,null,null,4149,908,1244,834]
[null,"S25.T118",741,1120,714,null,null,null,4150,908,1244,834]
[null,"S25.T122",608,870,538,null,null,null,4154,907,1244,833]
[null,"S25.T125",566,826,513,null,null,null,4157,907,1243,833]
[null,"S25.T129",762,1189,767,null,null,null,4161,907,1243,833]
[null,"S25.T132",789,1217,767,null,null,null,4164,907,1242,832]
[null,"S25.T135",752,1143,728,null,null,null,4167,906,1242,832]
[null,"S25.T136",743,1123,711,null,null,null,4168,906,1242,832]
[null,"S25.T142",682,1064,676,null,null,null,4174,906,1242,832]
[null,"S25.T143",666,1003,640,null,null,null,4175,906,1242,832]
[null,"S25.T147",541,813,496,null,null,null,4179,906,1241,832]
[null,"S25.T150",545,817,521,null,null,null,4182,905,1241,831]
[null,"S25.T154",759,1119,724,null,null,null,4186,905,1241,831]
[null,"S25.T157",794,1160,739,null,null,null,4189,905,1240,831]
[null,"S25.T160",795,1127,732,null,null,null,4192,905,1240,830]
[null,"S25.T161",801,1126,740,null,null,null,4193,905,1240,830]
[null,"S25.T167",704,1006,621,null,null,null,4199,904,1240,830]
[null,"S26.T001",610,857,533,null,null,null,4201,904,1240,830]
[null,"S26.T004",543,812,490,null,null,null,4204,904,1239,830]
[null,"S26.T007",760,1157,771,null,null,null,4207,904,1239,829]
[null,"S26.T011",951,1415,928,null,null,null,4211,904,1239,829]
[null,"S26.T014",946,1398,922,null,null,null,4214,904,1238,829]
[null,"S26.T017",879,1292,844,null,null,null,4217,903,1238,829]
[null,"S26.T018",857,1276,813,null,null,null,4218,903,1238,829]
[null,"S26.T024",667,961,613,null,null,null,4224,903,1238,828]
[null,"S26.T026",601,867,556,null,null,null,4226,{"$f":"LARGE(C$11:C$8746,$I4236)","v":903},{"$f":"LARGE(D$11:D$8746,$I4236)","v":1237},{"$f":"LARGE(E$11:E$8746,$I4236)","v":828}]
[null,"S26.T029",577,859,555,null,null,null,4229,903,1237,828]
[null,"S26.T032",883,1306,891,null,null,null,4232,902,1237,828]
[null,"S26.T036",972,1376,914,null,null,null,4236,902,1236,828]
[null,"S26.T039",980,1353,898,null,null,null,4239,902,1236,828]
[null,"S26.T040",958,1306,878,null,null,null,4240,902,1236,828]
[null,"S26.T043",884,1214,797,null,null,null,4243,902,1236,828]
[null,"S26.T049",649,905,547,null,null,null,4249,901,1235,827]
[null,"S26.T051",599,851,516,null,null,null,4251,901,1235,827]
[null,"S26.T054",670,996,636,null,null,null,4254,900,1235,827]
[null,"S26.T057",933,1344,913,null,null,null,4257,900,1235,826]
[null,"S26.T061",946,1360,897,null,null,null,4261,900,1235,826]
[null,"S26.T064",899,1283,846,null,null,null,4264,900,1234,826]
[null,"S26.T065",874,1241,851,null,null,null,4265,900,1234,826]
[null,"S26.T068",807,1180,780,null,null,null,4268,900,1234,826]
[null,"S26.T074",603,871,541,null,null,null,4274,900,1233,825]
[null,"S26.T076",555,835,492,null,null,null,4276,900,1233,825]
[null,"S26.T079",744,1161,768,null,null,null,4279,899,1233,825]
[null,"S26.T082",910,1381,920,null,null,null,4282,899,1233,825]
[null,"S26.T086",901,1364,869,null,null,null,4286,899,1233,824]
[null,"S26.T089",840,1264,806,null,null,null,4289,899,1232,824]
[null,"S26.T090",816,1230,818,null,null,null,4290,{"$f":"LARGE(C$11:C$8746,$I4300)","v":899},{"$f":"LARGE(D$11:D$8746,$I4300)","v":1232},{"$f":"LARGE(E$11:E$8746,$I4300)","v":824}]
[null,"S26.T093",755,1167,757,null,null,null,4293,899,1232,824]
[null,"S26.T099",570,849,506,null,null,null,4299,898,1231,823]
[null,"S26.T101",568,855,539,null,null,null,4301,898,1231,823]
[null,"S26.T104",871,1285,872,null,null,null,4304,898,1231,823]
[null,"S26.T108",924,1348,909,null,null,null,4308,898,1231,823]
[null,"S26.T111",902,1322,880,null,null,null,4311,897,1230,823]
[null,"S26.T114",818,1206,791,null,null,null,4314,897,1230,822]
[null,"S26.T115",792,1181,772,null,null,null,4315,897,1230,822]
[null,"S26.T118",730,1104,714,null,null,null,4318,897,1230,822]
[null,"S26.T124",554,803,483,null,null,null,4324,896,1229,822]
[null,"S26.T126",582,854,554,null,null,null,4326,896,1229,822]
[null,"S26.T129",740,1159,762,null,null,null,4329,896,1229,821]
[null,"S26.T133",760,1179,760,null,null,null,4333,896,1228,821]
[null,"S26.T136",738,1107,731,null,null,null,4336,896,1228,821]
[null,"S26.T139",720,1078,699,null,null,null,4339,895,1228,821]
[null,"S26.T140",704,1062,714,null,null,null,4340,895,1228,820]
[null,"S26.T143",657,1002,648,null,null,null,4343,895,1228,820]
[null,"S26.T147",547,791,509,null,null,null,4347,894,1228,820]
[null,"S26.T149",521,755,494,null,null,null,4349,894,1227,820]
[null,"S26.T154",739,1116,745,null,null,null,4354,{"$f":"LARGE(C$11:C$8746,$I4364)","v":894},{"$f":"LARGE(D$11:D$8746,$I4364)","v":1227},{"$f":"LARGE(E$11:E$8746,$I4364)","v":820}]
[null,"S26.T158",737,1092,725,null,null,null,4358,893,1227,819]
[null,"S26.T161",730,1070,737,null,null,null,4361,893,1226,819]
[null,"S26.T164",713,1072,742,null,null,null,4364,893,1226,819]
[null,"S26.T165",704,1067,728,null,null,null,4365,893,1226,819]
[null,"S26.T168",629,900,564,null,null,null,4368,893,1225,819]
[null,"S27.T004",533,776,487,null,null,null,4372,893,1225,819]
[null,"S27.T006",631,956,648,null,null,null,4374,892,1225,818]
[null,"S27.T011",949,1415,941,null,null,null,4379,892,1224,818]
[null,"S27.T015",931,1393,932,null,null,null,4383,892,1224,818]
[null,"S27.T018",858,1270,814,null,null,null,4386,892,1223,818]
[null,"S27.T021",769,1189,763,null,null,null,4389,892,1223,817]
[null,"S27.T022",739,1166,756,null,null,null,4390,891,1223,817]
[null,"S27.T025",618,918,581,null,null,null,4393,891,1223,817]
[null,"S27.T029",573,870,587,null,null,null,4397,891,1222,817]
[null,"S27.T031",748,1179,811,null,null,null,4399,891,1222,817]
[null,"S27.T036",916,1425,940,null,null,null,4404,890,1221,816]
[null,"S27.T040",892,1363,890,null,null,null,4408,890,1221,816]
[null,"S27.T043",807,1246,837,null,null,null,4411,890,1221,816]
[null,"S27.T044",791,1227,816,null,null,null,4412,890,1221,816]
[null,"S27.T047",703,1117,716,null,null,null,4415,890,1220,816]
[null,"S27.T050",582,888,579,null,null,null,4418,{"$f":"LARGE(C$11:C$8746,$I4428)","v":889},{"$f":"LARGE(D$11:D$8746,$I4428)","v":1220},{"$f":"LARGE(E$11:E$8746,$I4428)","v":816}]
[null,"S27.T054",630,1001,676,null,null,null,4422,889,1220,815]
[null,"S27.T056",840,1317,909,null,null,null,4424,889,1219,815]
[null,"S27.T061",924,1431,950,null,null,null,4429,889,1219,815]
[null,"S27.T065",865,1302,864,null,null,null,4433,889,1218,814]
[null,"S27.T068",786,1213,805,null,null,null,4436,888,1218,814]
[null,"S27.T069",763,1189,752,null,null,null,4437,888,1218,814]
[null,"S27.T072",666,1007,607,null,null,null,4440,888,1218,814]
[null,"S27.T075",565,870,547,null,null,null,4443,888,1218,814]
[null,"S27.T079",733,1168,805,null,null,null,4447,888,1218,814]
[null,"S27.T081",886,1388,947,null,null,null,4449,888,1217,813]
[null,"S27.T086",903,1406,927,null,null,null,4454,887,1217,813]
[null,"S27.T090",823,1256,830,null,null,null,4458,887,1217,813]
[null,"S27.T093",736,1178,757,null,null,null,4461,887,1217,813]
[null,"S27.T094",710,1152,753,null,null,null,4462,887,1217,813]
[null,"S27.T097",599,912,573,null,null,null,4465,886,1217,812]
[null,"S27.T100",531,843,526,null,null,null,4468,886,1216,812]
[null,"S27.T104",828,1266,877,null,null,null,4472,886,1216,812]
[null,"S27.T106",889,1344,915,null,null,null,4474,886,1216,812]
[null,"S27.T112",845,1254,842,null,null,null,4480,885,1215,811]
[null,"S27.T115",762,1175,759,null,null,null,4483,885,1214,811]
[null,"S27.T118",695,1104,706,null,null,null,4486,885,1214,811]
[null,"S27.T119",671,1028,651,null,null,null,4487,885,1214,811]
[null,"S27.T122",570,842,526,null,null,null,4490,885,1214,810]
[null,"S27.T125",526,806,500,null,null,null,4493,885,1214,810]
[null,"S27.T129",709,1112,740,null,null,null,4497,884,1214,809]
[null,"S27.T131",737,1183,711,null,null,null,4499,884,1214,809]
[null,"S27.T137",700,1105,722,null,null,null,4505,883,1213,808]
[null,"S27.T140",679,1067,706,null,null,null,4508,883,1213,808]
[null,"S27.T143",651,1015,652,null,null,null,4511,883,1213,808]
[null,"S27.T144",612,928,576,null,null,null,4512,883,1213,808]
[null,"S27.T147",524,803,516,null,null,null,4515,883,1213,808]
[null,"S27.T151",559,867,587,null,null,null,4519,883,1212,808]
[null,"S27.T154",724,1096,689,null,null,null,4522,882,1212,807]
[null,"S27.T156",723,1128,722,null,null,null,4524,882,1211,807]
[null,"S27.T162",725,1089,719,null,null,null,4530,882,1211,807]
[null,"S27.T165",718,1074,706,null,null,null,4533,882,1210,807]
[null,"S27.T168",630,926,565,null,null,null,4536,881,1210,806]
[null,"S28.T001",590,850,537,null,null,null,4537,881,1210,806]
[null,"S28.T004",528,782,489,null,null,null,4540,881,1209,806]
[null,"S28.T008",825,1245,857,null,null,null,4544,880,1209,805]
[null,"S28.T011",899,1373,897,null,null,null,4547,880,1209,805]
[null,"S28.T013",892,1377,920,null,null,null,4549,880,1208,805]
[null,"S28.T019",792,1213,794,null,null,null,4555,880,1207,805]
[null,"S28.T022",719,1161,745,null,null,null,4558,880,1207,805]
[null,"S28.T025",601,897,570,null,null,null,4561,879,1207,805]
[null,"S28.T026",572,863,536,null,null,null,4562,879,1207,805]
[null,"S28.T029",548,855,551,null,null,null,4565,879,1207,804]
[null,"S28.T033",880,1358,901,null,null,null,4569,879,1206,804]
[null,"S28.T036",903,1384,908,null,null,null,4572,878,1206,804]
[null,"S28.T038",918,1383,915,null,null,null,4574,878,1206,804]
[null,"S28.T044",780,1196,781,null,null,null,4580,878,1205,803]
[null,"S28.T047",702,1079,667,null,null,null,4583,878,1205,803]
[null,"S28.T048",643,966,595,null,null,null,4584,878,1205,803]
[null,"S28.T051",568,856,519,null,null,null,4587,878,1205,803]
[null,"S28.T054",630,988,644,null,null,null,4590,877,1205,803]
[null,"S28.T058",904,1389,904,null,null,null,4594,877,1205,802]
[null,"S28.T061",924,1406,914,null,null,null,4597,877,1204,802]
[null,"S28.T063",906,1370,895,null,null,null,4599,877,1204,802]
[null,"S28.T069",752,1176,757,null,null,null,4605,876,1203,802]
[null,"S28.T072",651,965,589,null,null,null,4608,876,1203,802]
[null,"S28.T073",619,906,578,null,null,null,4609,876,1203,801]
[null,"S28.T076",549,848,516,null,null,null,4612,876,1203,801]
[null,"S28.T079",730,1148,774,null,null,null,4615,876,1202,801]
[null,"S28.T083",907,1393,901,null,null,null,4619,875,1202,801]
[null,"S28.T086",913,1393,912,null,null,null,4622,875,1202,801]
[null,"S28.T088",880,1336,849,null,null,null,4624,875,1201,800]
[null,"S28.T094",720,1167,756,null,null,null,4630,874,1201,800]
[null,"S28.T097",620,915,570,null,null,null,4633,874,1201,800]
[null,"S28.T098",600,881,557,null,null,null,4634,874,1201,800]
[null,"S28.T101",562,862,568,null,null,null,4637,874,1201,799]
[null,"S28.T104",813,1276,880,null,null,null,4640,873,1200,799]
[null,"S28.T108",865,1363,919,null,null,null,4644,873,1200,799]
[null,"S28.T111",856,1328,884,null,null,null,4647,873,1200,798]
[null,"S28.T113",809,1250,833,null,null,null,4649,873,1200,798]
[null,"S28.T119",693,1062,677,null,null,null,4655,873,1199,798]
[null,"S28.T122",583,869,560,null,null,null,4658,872,1199,798]
[null,"S28.T123",566,846,535,null,null,null,4659,872,1199,798]
[null,"S28.T126",555,862,584,null,null,null,4662,872,1199,797]
[null,"S28.T129",729,1164,772,null,null,null,4665,872,1199,797]
[null,"S28.T133",753,1186,757,null,null,null,4669,871,1198,797]
[null,"S28.T136",727,1118,733,null,null,null,4672,871,1198,797]
[null,"S28.T138",720,1098,719,null,null,null,4674,{"$f":"LARGE(C$11:C$8746,$I4684)","v":871},{"$f":"LARGE(D$11:D$8746,$I4684)","v":1198},{"$f":"LARGE(E$11:E$8746,$I4684)","v":796}]
[null,"S28.T144",605,902,579,null,null,null,4680,871,1197,796]
[null,"S28.T147",524,792,520,null,null,null,4683,871,1197,796]
[null,"S28.T148",499,780,478,null,null,null,4684,871,1197,796]
[null,"S28.T151",551,870,582,null,null,null,4687,870,1197,795]
[null,"S28.T155",717,1126,759,null,null,null,4691,870,1197,795]
[null,"S28.T158",719,1111,718,null,null,null,4694,870,1196,795]
[null,"S28.T161",709,1087,718,null,null,null,4697,869,1196,795]
[null,"S28.T163",708,1082,709,null,null,null,4699,869,1196,794]
[null,"S29.T001",556,831,528,null,null,null,4705,869,1196,794]
[null,"S29.T004",505,788,492,null,null,null,4708,868,1195,794]
[null,"S29.T005",518,806,531,null,null,null,4709,868,1195,794]
[null,"S29.T008",808,1227,880,null,null,null,4712,868,1195,794]
[null,"S29.T012",891,1362,914,null,null,null,4716,868,1195,793]
[null,"S29.T015",882,1345,901,null,null,null,4719,868,1195,793]
[null,"S29.T018",809,1236,837,null,null,null,4722,867,1194,793]
[null,"S29.T020",766,1186,794,null,null,null,4724,867,1193,793]
[null,"S29.T026",568,868,543,null,null,null,4730,867,1193,793]
[null,"S29.T029",540,846,537,null,null,null,4733,867,1193,793]
[null,"S29.T030",611,967,656,null,null,null,4734,866,1192,793]
[null,"S29.T033",878,1358,887,null,null,null,4737,866,1192,793]
[null,"S29.T037",892,1397,932,null,null,null,4741,866,1191,792]
[null,"S29.T040",845,1322,881,null,null,null,4744,866,1191,792]
[null,"S29.T043",785,1217,809,null,null,null,4747,866,1191,792]
[null,"S29.T045",755,1176,771,null,null,null,4749,866,1191,792]
[null,"S29.T051",571,855,535,null,null,null,4755,865,1190,791]
[null,"S29.T052",552,850,508,null,null,null,4756,865,1190,791]
[null,"S29.T055",721,1124,777,null,null,null,4759,865,1190,791]
[null,"S29.T058",904,1374,937,null,null,null,4762,865,1190,791]
[null,"S29.T062",913,1375,902,null,null,null,4766,865,1189,790]
[null,"S29.T065",856,1266,852,null,null,null,4769,864,1189,790]
[null,"S29.T068",786,1189,785,null,null,null,4772,864,1189,790]
[null,"S29.T070",749,1164,769,null,null,null,4774,864,1189,790]
[null,"S29.T076",552,848,509,null,null,null,4780,863,1189,789]
[null,"S29.T077",556,851,544,null,null,null,4781,863,1189,789]
[null,"S29.T080",839,1273,887,null,null,null,4784,863,1188,789]
[null,"S29.T083",921,1400,920,null,null,null,4787,863,1188,789]
[null,"S29.T087",907,1375,909,null,null,null,4791,863,1188,788]
[null,"S29.T090",839,1265,838,null,null,null,4794,862,1187,788]
[null,"S29.T094",737,1195,767,null,null,null,4798,862,1187,788]
[null,"S29.T095",691,1101,656,null,null,null,4799,862,1187,788]
[null,"S29.T101",562,872,569,null,null,null,4805,862,1187,788]
[null,"S29.T102",631,991,683,null,null,null,4806,862,1187,788]
[null,"S29.T105",897,1385,943,null,null,null,4809,861,1187,787]
[null,"S29.T108",903,1416,934,null,null,null,4812,861,1186,787]
[null,"S29.T112",866,1330,875,null,null,null,4816,861,1186,787]
[null,"S29.T115",783,1227,798,null,null,null,4819,861,1186,787]
[null,"S29.T119",698,1083,682,null,null,null,4823,860,1186,786]
[null,"S29.T120",645,979,629,null,null,null,4824,860,1185,786]
[null,"S29.T126",557,883,601,null,null,null,4830,860,1184,785]
[null,"S29.T127",604,976,655,null,null,null,4831,860,1184,785]
[null,"S29.T130",767,1236,790,null,null,null,4834,859,1184,785]
[null,"S29.T133",761,1217,769,null,null,null,4837,859,1183,784]
[null,"S29.T137",731,1144,751,null,null,null,4841,859,1183,784]
[null,"S29.T140",707,1103,729,null,null,null,4844,859,1183,784]
[null,"S29.T144",616,930,595,null,null,null,4848,858,1182,784]
[null,"S29.T145",583,878,566,null,null,null,4849,858,1182,784]
[null,"S29.T151",571,910,601,null,null,null,4855,858,1182,783]
[null,"S29.T152",639,1014,680,null,null,null,4856,858,1181,783]
[null,"S29.T155",741,1175,748,null,null,null,4859,857,1181,783]
[null,"S29.T159",723,1134,736,null,null,null,4863,857,1181,783]
[null,"S29.T162",726,1124,731,null,null,null,4866,{"$f":"LARGE(C$11:C$8746,$I4876)","v":857},{"$f":"LARGE(D$11:D$8746,$I4876)","v":1180},{"$f":"LARGE(E$11:E$8746,$I4876)","v":782}]
[null,"S29.T165",705,1126,738,null,null,null,4869,857,1180,782]
[null,"S30.T001",576,879,541,null,null,null,4873,857,1180,782]
[null,"S30.T002",556,852,526,null,null,null,4874,857,1180,782]
[null,"S30.T008",838,1304,916,null,null,null,4880,857,1179,781]
[null,"S30.T009",905,1394,944,null,null,null,4881,857,1179,781]
[null,"S30.T012",931,1440,961,null,null,null,4884,856,1179,781]
[null,"S30.T016",892,1384,895,null,null,null,4888,856,1178,781]
[null,"S30.T019",819,1270,832,null,null,null,4891,856,1178,780]
[null,"S30.T022",781,1216,757,null,null,null,4894,856,1178,780]
[null,"S30.T026",602,898,571,null,null,null,4898,856,1178,780]
[null,"S30.T027",586,884,569,null,null,null,4899,855,1178,780]
[null,"S30.T033",923,1433,957,null,null,null,4905,855,1178,780]
[null,"S30.T034",939,1472,970,null,null,null,4906,855,1178,780]
[null,"S30.T037",954,1487,984,null,null,null,4909,855,1178,780]
[null,"S30.T041",872,1351,905,null,null,null,4913,854,1177,779]
[null,"S30.T044",802,1262,823,null,null,null,4916,854,1177,779]
[null,"S30.T047",724,1092,665,null,null,null,4919,854,1177,779]
[null,"S30.T051",586,893,560,null,null,null,4923,853,1177,779]
[null,"S30.T052",575,896,530,null,null,null,4924,853,1177,779]
[null,"S30.T056",862,1342,916,null,null,null,4928,853,1176,779]
[null,"S30.T059",945,1477,930,null,null,null,4931,852,1176,779]
[null,"S30.T062",953,1455,959,null,null,null,4934,852,1176,778]
[null,"S30.T066",864,1303,872,null,null,null,4938,852,1175,778]
[null,"S30.T069",801,1238,819,null,null,null,4941,852,1175,778]
[null,"S30.T072",667,996,616,null,null,null,4944,851,1175,778]
[null,"S30.T076",578,900,551,null,null,null,4948,851,1175,777]
[null,"S30.T077",574,916,574,null,null,null,4949,851,1175,777]
[null,"S30.T081",900,1408,967,null,null,null,4953,851,1174,777]
[null,"S30.T084",934,1443,947,null,null,null,4956,850,1174,777]
[null,"S30.T087",899,1433,911,null,null,null,4959,850,1174,777]
[null,"S30.T091",828,1273,815,null,null,null,4963,850,1174,776]
[null,"S30.T094",774,1205,749,null,null,null,4966,850,1173,776]
[null,"S30.T098",595,911,543,null,null,null,4970,849,1173,776]
[null,"S30.T101",570,906,598,null,null,null,4973,849,1173,776]
[null,"S30.T102",643,1017,634,null,null,null,4974,849,1173,776]
[null,"S30.T106",930,1422,936,null,null,null,4978,849,1172,775]
[null,"S30.T109",940,1413,933,null,null,null,4981,848,1172,775]
[null,"S30.T112",880,1329,863,null,null,null,4984,848,1172,775]
[null,"S30.T116",775,1203,767,null,null,null,4988,847,1172,775]
[null,"S30.T119",705,1069,668,null,null,null,4991,847,1171,774]
[null,"S30.T123",575,875,534,null,null,null,4995,847,1171,774]
[null,"S30.T126",565,897,577,null,null,null,4998,847,1171,774]
[null,"S30.T127",604,973,628,null,null,null,4999,847,1171,774]
[null,"S30.T131",777,1240,783,null,null,null,5003,846,1170,773]
[null,"S30.T134",771,1209,760,null,null,null,5006,846,1170,773]
[null,"S30.T137",749,1159,762,null,null,null,5009,845,1170,773]
[null,"S30.T141",714,1120,737,null,null,null,5013,845,1170,772]
[null,"S30.T144",605,937,593,null,null,null,5016,845,1169,772]
[null,"S30.T148",532,829,519,null,null,null,5020,844,1169,772]
[null,"S30.T151",581,918,629,null,null,null,5023,844,1169,772]
[null,"S30.T152",643,1026,699,null,null,null,5024,844,1169,772]
[null,"S30.T156",760,1189,783,null,null,null,5028,843,1169,771]
[null,"S30.T159",753,1148,766,null,null,null,5031,843,1168,771]
[null,"S30.T163",758,1137,768,null,null,null,5035,843,1168,771]
[null,"S30.T166",751,1147,740,null,null,null,5038,843,1168,770]
[null,"S31.T001",578,865,567,null,null,null,5041,843,1167,770]
[null,"S31.T005",540,840,562,null,null,null,5045,843,1167,770]
[null,"S31.T008",871,1307,934,null,null,null,5048,843,1167,769]
[null,"S31.T009",945,1411,979,null,null,null,5049,843,1167,769]
[null,"S31.T013",995,1488,1001,null,null,null,5053,842,1166,769]
[null,"S31.T016",949,1407,918,null,null,null,5056,842,1166,769]
[null,"S31.T020",827,1263,837,null,null,null,5060,841,1165,769]
[null,"S31.T023",732,1098,707,null,null,null,5063,841,1165,769]
[null,"S31.T026",598,903,579,null,null,null,5066,841,1165,769]
[null,"S31.T030",657,1028,675,null,null,null,5070,841,1165,769]
[null,"S31.T033",943,1408,975,null,null,null,5073,840,1165,768]
[null,"S31.T034",960,1439,991,null,null,null,5074,840,1165,768]
[null,"S31.T038",971,1449,970,null,null,null,5078,840,1164,768]
[null,"S31.T041",910,1343,895,null,null,null,5081,840,1164,768]
[null,"S31.T045",807,1250,843,null,null,null,5085,840,1164,768]
[null,"S31.T048",656,978,614,null,null,null,5088,840,1164,767]
[null,"S31.T051",587,888,572,null,null,null,5091,840,1164,767]
[null,"S31.T055",773,1178,816,null,null,null,5095,840,1163,767]
[null,"S31.T058",967,1432,976,null,null,null,5098,840,1163,767]
[null,"S31.T059",978,1438,971,null,null,null,5099,840,1163,767]
[null,"S31.T063",971,1419,977,null,null,null,5103,839,1163,767]
[null,"S31.T066",888,1287,872,null,null,null,5106,839,1162,767]
[null,"S31.T070",821,1214,781,null,null,null,5110,839,1162,766]
[null,"S31.T073",634,924,592,null,null,null,5113,838,1161,766]
[null,"S31.T076",591,887,546,null,null,null,5116,838,1161,766]
[null,"S31.T080",883,1332,920,null,null,null,5120,838,1160,765]
[null,"S31.T083",982,1462,964,null,null,null,5123,838,1160,765]
[null,"S31.T084",970,1449,960,null,null,null,5124,838,1160,765]
[null,"S31.T088",936,1408,933,null,null,null,5128,837,1160,765]
[null,"S31.T091",850,1275,853,null,null,null,5131,837,1160,765]
[null,"S31.T095",734,1083,691,null,null,null,5135,837,1159,764]
[null,"S31.T098",577,903,581,null,null,null,5138,836,1159,764]
[null,"S31.T102",657,1018,678,null,null,null,5142,836,1159,764]
[null,"S31.T105",936,1417,958,null,null,null,5145,836,1159,764]
[null,"S31.T108",951,1447,934,null,null,null,5148,836,1159,764]
[null,"S31.T109",966,1460,957,null,null,null,5149,836,1158,763]
[null,"S31.T113",880,1331,873,null,null,null,5153,836,1158,763]
[null,"S31.T116",797,1257,804,null,null,null,5156,835,1158,763]
[null,"S31.T120",655,976,614,null,null,null,5160,835,1158,763]
[null,"S31.T123",591,894,564,null,null,null,5163,835,1157,762]
[null,"S31.T127",629,984,641,null,null,null,5167,835,1157,762]
[null,"S31.T130",783,1229,786,null,null,null,5170,834,1157,762]
[null,"S31.T133",782,1221,774,null,null,null,5173,834,1156,762]
[null,"S31.T134",776,1200,774,null,null,null,5174,834,1156,762]
[null,"S31.T138",739,1136,721,null,null,null,5178,833,1156,762]
[null,"S31.T141",717,1127,745,null,null,null,5181,833,1156,762]
[null,"S31.T145",558,879,553,null,null,null,5185,833,1155,761]
[null,"S31.T148",537,833,498,null,null,null,5188,833,1155,760]
[null,"S31.T152",642,1014,674,null,null,null,5192,833,1155,760]
[null,"S31.T155",744,1182,753,null,null,null,5195,832,1155,760]
[null,"S31.T158",741,1168,744,null,null,null,5198,832,1154,759]
[null,"S31.T159",740,1153,732,null,null,null,5199,832,1154,759]
[null,"S31.T163",718,1145,736,null,null,null,5203,832,1154,759]
[null,"S31.T167",672,1021,639,null,null,null,5207,832,1153,759]
[null,"S32.T002",558,847,538,null,null,null,5210,832,1153,759]
[null,"S32.T005",562,859,556,null,null,null,5213,831,1153,758]
[null,"S32.T009",950,1406,957,null,null,null,5217,831,1153,758]
[null,"S32.T012",986,1461,961,null,null,null,5220,831,1153,758]
[null,"S32.T015",984,1457,949,null,null,null,5223,831,1153,758]
[null,"S32.T016",950,1401,911,null,null,null,5224,831,1153,758]
[null,"S32.T020",853,1302,864,null,null,null,5228,830,1153,757]
[null,"S32.T024",666,976,599,null,null,null,5232,830,1152,757]
[null,"S32.T027",606,891,558,null,null,null,5235,830,1152,757]
[null,"S32.T030",670,1026,676,null,null,null,5238,830,1152,757]
[null,"S32.T034",969,1420,958,null,null,null,5242,830,1151,757]
[null,"S32.T037",977,1422,953,null,null,null,5245,830,1151,757]
[null,"S32.T038",961,1416,939,null,null,null,5246,830,1151,756]
[null,"S32.T041",891,1303,875,null,null,null,5249,829,1151,756]
[null,"S32.T045",810,1261,830,null,null,null,5253,829,1150,756]
[null,"S32.T049",607,911,547,null,null,null,5257,829,1150,756]
[null,"S32.T052",563,877,538,null,null,null,5260,829,1150,756]
[null,"S32.T055",757,1158,773,null,null,null,5263,828,1150,755]
[null,"S32.T059",933,1409,913,null,null,null,5267,828,1149,755]
[null,"S32.T062",938,1417,922,null,null,null,5270,828,1149,755]
[null,"S32.T063",928,1393,897,null,null,null,5271,828,1149,755]
[null,"S32.T066",856,1282,823,null,null,null,5274,828,1149,755]
[null,"S32.T070",790,1203,729,null,null,null,5278,827,1149,754]
[null,"S32.T074",590,884,535,null,null,null,5282,827,1148,754]
[null,"S32.T077",580,925,563,null,null,null,5285,827,1148,754]
[null,"S32.T080",881,1312,899,null,null,null,5288,827,1148,753]
[null,"S32.T084",946,1406,909,null,null,null,5292,827,1148,753]
[null,"S32.T087",947,1347,911,null,null,null,5295,827,1148,753]
[null,"S32.T088",927,1306,882,null,null,null,5296,827,1147,753]
[null,"S32.T091",843,1199,828,null,null,null,5299,827,1147,753]
[null,"S32.T095",703,1017,639,null,null,null,5303,826,1147,752]
[null,"S32.T099",585,829,541,null,null,null,5307,826,1147,752]
[null,"S32.T102",656,842,655,null,null,null,5310,826,1146,752]
[null,"S32.T106",934,1165,928,null,null,null,5314,{"$f":"LARGE(C$11:C$8746,$I5324)","v":826},{"$f":"LARGE(D$11:D$8746,$I5324)","v":1146},{"$f":"LARGE(E$11:E$8746,$I5324)","v":751}]
[null,"S32.T109",946,1153,930,null,null,null,5317,826,1146,751]
[null,"S32.T112",888,1106,842,null,null,null,5320,826,1146,751]
[null,"S32.T113",860,1094,843,null,null,null,5321,825,1146,751]
[null,"S32.T116",793,1065,779,null,null,null,5324,825,1146,751]
[null,"S32.T120",641,888,579,null,null,null,5328,825,1145,751]
[null,"S32.T124",573,804,532,null,null,null,5332,825,1144,751]
[null,"S32.T127",615,903,624,null,null,null,5335,825,1144,751]
[null,"S32.T131",786,1157,770,null,null,null,5339,825,1144,750]
[null,"S32.T134",787,1130,744,null,null,null,5342,824,1144,750]
[null,"S32.T137",759,1092,733,null,null,null,5345,824,1143,750]
[null,"S32.T138",748,1090,724,null,null,null,5346,824,1143,750]
[null,"S32.T141",676,1129,750,null,null,null,5349,824,1143,750]
[null,"S32.T145",716,831,534,null,null,null,5353,824,1143,750]
[null,"S32.T149",676,794,496,null,null,null,5357,824,1142,750]
[null,"S32.T152",813,981,673,null,null,null,5360,823,1142,749]
[null,"S32.T156",745,1126,735,null,null,null,5364,823,1142,749]
[null,"S32.T159",719,1099,705,null,null,null,5367,823,1141,749]
[null,"S32.T162",729,1090,706,null,null,null,5370,823,1141,749]
[null,"S32.T163",733,1093,707,null,null,null,5371,823,1141,749]
[null,"S32.T166",723,1078,653,null,null,null,5374,823,1141,748]
[null,"S33.T002",538,788,504,null,null,null,5378,{"$f":"LARGE(C$11:C$8746,$I5388)","v":822},{"$f":"LARGE(D$11:D$8746,$I5388)","v":1140},{"$f":"LARGE(E$11:E$8746,$I5388)","v":748}]
[null,"S33.T006",626,941,628,null,null,null,5382,822,1140,748]
[null,"S33.T009",921,1330,890,null,null,null,5385,822,1140,747]
[null,"S33.T013",949,1362,923,null,null,null,5389,822,1139,747]
[null,"S33.T016",909,1313,845,null,null,null,5392,821,1139,747]
[null,"S33.T019",845,1245,802,null,null,null,5395,821,1139,747]
[null,"S33.T020",830,1258,836,null,null,null,5396,821,1139,747]
[null,"S33.T023",696,1002,635,null,null,null,5399,821,1139,747]
[null,"S33.T027",567,836,515,null,null,null,5403,821,1139,747]
[null,"S33.T031",739,1138,766,null,null,null,5407,820,1138,747]
[null,"S33.T034",927,1373,928,null,null,null,5410,820,1138,746]
[null,"S33.T038",913,1362,894,null,null,null,5414,820,1138,746]
[null,"S33.T041",832,1266,865,null,null,null,5417,820,1137,746]
[null,"S33.T042",809,1232,830,null,null,null,5418,820,1137,746]
[null,"S33.T045",786,1255,824,null,null,null,5421,819,1137,745]
[null,"S33.T048",612,908,573,null,null,null,5424,819,1137,745]
[null,"S33.T052",541,831,552,null,null,null,5428,819,1136,745]
[null,"S33.T056",719,1284,885,null,null,null,5432,819,1136,745]
[null,"S33.T059",804,1377,911,null,null,null,5435,818,1136,745]
[null,"S33.T063",795,1353,894,null,null,null,5439,818,1136,744]
[null,"S33.T066",766,1240,821,null,null,null,5442,{"$f":"LARGE(C$11:C$8746,$I5452)","v":818},{"$f":"LARGE(D$11:D$8746,$I5452)","v":1136},{"$f":"LARGE(E$11:E$8746,$I5452)","v":744}]
[null,"S33.T067",752,1220,816,null,null,null,5443,818,1135,744]
[null,"S33.T070",741,1151,728,null,null,null,5446,818,1135,744]
[null,"S33.T073",586,869,549,null,null,null,5449,818,1135,744]
[null,"S33.T077",568,867,566,null,null,null,5453,817,1135,744]
[null,"S33.T081",918,1350,909,null,null,null,5457,817,1135,744]
[null,"S33.T084",927,1365,900,null,null,null,5460,816,1135,743]
[null,"S33.T088",901,1326,854,null,null,null,5464,816,1134,743]
[null,"S33.T091",829,1244,819,null,null,null,5467,816,1134,743]
[null,"S33.T092",827,1251,837,null,null,null,5468,816,1134,743]
[null,"S33.T095",705,1015,635,null,null,null,5471,815,1134,743]
[null,"S33.T098",582,844,544,null,null,null,5474,815,1133,743]
[null,"S33.T102",671,985,672,null,null,null,5478,815,1133,742]
[null,"S33.T106",939,1362,909,null,null,null,5482,815,1132,742]
[null,"S33.T110",953,1350,907,null,null,null,5486,814,1132,742]
[null,"S33.T113",867,1241,830,null,null,null,5489,814,1131,741]
[null,"S33.T116",809,1199,835,null,null,null,5492,814,1131,741]
[null,"S33.T117",835,1243,823,null,null,null,5493,814,1131,741]
[null,"S33.T120",643,920,600,null,null,null,5496,814,1130,741]
[null,"S33.T123",578,824,548,null,null,null,5499,814,1130,741]
[null,"S33.T127",631,935,650,null,null,null,5503,813,1130,741]
[null,"S33.T131",783,1192,778,null,null,null,5507,813,1130,740]
[null,"S33.T135",775,1130,741,null,null,null,5511,813,1129,740]
[null,"S33.T138",756,1110,727,null,null,null,5514,813,1129,740]
[null,"S33.T141",780,1151,750,null,null,null,5517,813,1129,740]
[null,"S33.T142",735,1063,685,null,null,null,5518,813,1129,740]
[null,"S33.T145",597,833,539,null,null,null,5521,812,1128,740]
[null,"S33.T149",543,793,490,null,null,null,5525,812,1128,739]
[null,"S33.T152",655,971,683,null,null,null,5528,812,1127,739]
[null,"S33.T156",772,1125,731,null,null,null,5532,812,1127,739]
[null,"S33.T160",755,1122,736,null,null,null,5536,812,1127,739]
[null,"S33.T163",759,1156,768,null,null,null,5539,811,1127,739]
[null,"S33.T166",758,1084,680,null,null,null,5542,811,1126,739]
[null,"S33.T167",694,957,614,null,null,null,5543,811,1126,739]
[null,"S34.T002",564,815,517,null,null,null,5546,810,1126,738]
[null,"S34.T006",661,991,650,null,null,null,5550,810,1126,738]
[null,"S34.T009",964,1375,928,null,null,null,5553,810,1126,738]
[null,"S34.T013",1000,1400,919,null,null,null,5557,810,1125,738]
[null,"S34.T017",940,1273,833,null,null,null,5561,809,1125,738]
[null,"S34.T020",893,1245,851,null,null,null,5564,809,1125,738]
[null,"S34.T023",710,1009,620,null,null,null,5567,809,1124,737]
[null,"S34.T024",648,922,541,null,null,null,5568,809,1124,737]
[null,"S34.T027",568,836,524,null,null,null,5571,809,1124,737]
[null,"S34.T031",795,1159,786,null,null,null,5575,809,1124,737]
[null,"S34.T034",975,1389,912,null,null,null,5578,809,1123,737]
[null,"S34.T038",985,1362,895,null,null,null,5582,808,1123,737]
[null,"S34.T042",900,1247,823,null,null,null,5586,808,1123,736]
[null,"S34.T045",885,1305,829,null,null,null,5589,808,1123,736]
[null,"S34.T046",817,1177,741,null,null,null,5590,808,1123,736]
[null,"S34.T049",620,887,558,null,null,null,5593,808,1122,736]
[null,"S34.T052",596,860,551,null,null,null,5596,807,1122,736]
[null,"S34.T056",916,1302,896,null,null,null,5600,807,1122,736]
[null,"S34.T059",986,1393,937,null,null,null,5603,807,1121,735]
[null,"S34.T063",962,1356,896,null,null,null,5607,807,1121,735]
[null,"S34.T067",853,1254,849,null,null,null,5611,806,1121,735]
[null,"S34.T070",812,1163,744,null,null,null,5614,806,1121,735]
[null,"S34.T071",721,1019,623,null,null,null,5615,806,1120,735]
[null,"S34.T074",593,859,543,null,null,null,5618,806,1120,735]
[null,"S34.T077",600,892,582,null,null,null,5621,806,1120,735]
[null,"S34.T081",970,1394,952,null,null,null,5625,805,1120,734]
[null,"S34.T084",955,1377,926,null,null,null,5628,805,1120,734]
[null,"S34.T088",931,1322,864,null,null,null,5632,805,1119,734]
[null,"S34.T092",843,1272,873,null,null,null,5636,805,1119,734]
[null,"S34.T095",720,1016,644,null,null,null,5639,805,1119,734]
[null,"S34.T096",669,930,585,null,null,null,5640,805,1118,734]
[null,"S34.T099",600,843,540,null,null,null,5643,804,1118,733]
[null,"S34.T102",687,1008,673,null,null,null,5646,804,1118,733]
[null,"S34.T106",971,1370,935,null,null,null,5650,804,1118,733]
[null,"S34.T109",980,1373,918,null,null,null,5653,804,1118,733]
[null,"S34.T114",866,1229,816,null,null,null,5658,803,1117,733]
[null,"S34.T117",872,1281,815,null,null,null,5661,803,1117,733]
[null,"S34.T120",648,937,578,null,null,null,5664,803,1116,732]
[null,"S34.T121",622,883,549,null,null,null,5665,803,1116,732]
[null,"S34.T124",593,844,525,null,null,null,5668,803,1116,732]
[null,"S34.T127",636,961,622,null,null,null,5671,803,1116,732]
[null,"S34.T131",792,1197,753,null,null,null,5675,802,1116,732]
[null,"S34.T134",785,1164,743,null,null,null,5678,802,1115,732]
[null,"S34.T139",754,1142,735,null,null,null,5683,802,1114,731]
[null,"S34.T142",730,1095,703,null,null,null,5686,802,1114,731]
[null,"S34.T145",585,846,532,null,null,null,5689,802,1114,731]
[null,"S34.T146",566,820,526,null,null,null,5690,802,1114,731]
[null,"S34.T149",550,814,503,null,null,null,5693,801,1114,731]
[null,"S34.T153",717,1094,714,null,null,null,5697,801,1113,731]
[null,"S34.T156",747,1145,713,null,null,null,5700,801,1113,731]
[null,"S34.T159",750,1119,711,null,null,null,5703,801,1113,730]
[null,"S34.T164",805,1205,834,null,null,null,5708,801,1112,730]
[null,"S34.T167",669,971,600,null,null,null,5711,801,1112,730]
[null,"S35.T002",549,792,504,null,null,null,5714,801,1112,730]
[null,"S35.T003",547,790,496,null,null,null,5715,801,1112,730]
[null,"S35.T006",649,1000,663,null,null,null,5718,800,1111,729]
[null,"S35.T010",956,1346,882,null,null,null,5722,800,1110,729]
[null,"S35.T013",955,1366,889,null,null,null,5725,799,1110,729]
[null,"S35.T016",900,1309,826,null,null,null,5728,799,1109,729]
[null,"S35.T021",869,1309,812,null,null,null,5733,798,1109,728]
[null,"S35.T024",623,914,558,null,null,null,5736,798,1109,728]
[null,"S35.T027",579,850,524,null,null,null,5739,798,1108,728]
[null,"S35.T028",583,852,530,null,null,null,5740,798,1108,728]
[null,"S35.T031",822,1232,799,null,null,null,5743,797,1108,728]
[null,"S35.T035",974,1398,858,null,null,null,5747,797,1108,728]
[null,"S35.T038",971,1383,897,null,null,null,5750,797,1107,727]
[null,"S35.T041",905,1284,848,null,null,null,5753,797,1107,727]
[null,"S35.T046",812,1155,731,null,null,null,5758,796,1107,727]
[null,"S35.T049",645,877,542,null,null,null,5761,796,1106,727]
[null,"S35.T050",616,857,536,null,null,null,5762,{"$f":"LARGE(C$11:C$8746,$I5772)","v":796},{"$f":"LARGE(D$11:D$8746,$I5772)","v":1106},{"$f":"LARGE(E$11:E$8746,$I5772)","v":727}]
[null,"S35.T053",615,907,621,null,null,null,5765,796,1106,727]
[null,"S35.T056",917,1363,918,null,null,null,5768,796,1105,726]
[null,"S35.T060",930,1376,908,null,null,null,5772,796,1105,726]
[null,"S35.T063",924,1372,899,null,null,null,5775,796,1105,726]
[null,"S35.T066",863,1271,835,null,null,null,5778,795,1105,726]
[null,"S35.T071",707,1019,638,null,null,null,5783,795,1105,726]
[null,"S35.T074",597,868,547,null,null,null,5786,795,1104,726]
[null,"S35.T075",588,856,544,null,null,null,5787,795,1104,726]
[null,"S35.T078",710,1070,749,null,null,null,5790,795,1104,725]
[null,"S35.T081",980,1385,941,null,null,null,5793,795,1104,725]
[null,"S35.T085",974,1390,901,null,null,null,5797,795,1103,725]
[null,"S35.T088",932,1327,882,null,null,null,5800,795,1102,725]
[null,"S35.T091",869,1262,853,null,null,null,5803,795,1102,725]
[null,"S35.T096",652,952,584,null,null,null,5808,794,1101,724]
[null,"S35.T099",596,855,555,null,null,null,5811,794,1101,724]
[null,"S35.T100",601,859,563,null,null,null,5812,794,1101,724]
[null,"S35.T103",831,1215,842,null,null,null,5815,794,1100,723]
[null,"S35.T106",950,1385,958,null,null,null,5818,794,1100,723]
[null,"S35.T110",940,1366,907,null,null,null,5822,793,1100,723]
[null,"S35.T113",883,1270,851,null,null,null,5825,793,1099,723]
[null,"S35.T116",859,1285,908,null,null,null,5828,793,1099,722]
[null,"S35.T121",611,880,567,null,null,null,5833,793,1099,722]
[null,"S35.T124",579,841,552,null,null,null,5836,793,1098,722]
[null,"S35.T125",591,861,581,null,null,null,5837,793,1098,722]
[null,"S35.T128",712,1096,744,null,null,null,5840,792,1098,722]
[null,"S35.T131",792,1214,800,null,null,null,5843,792,1098,722]
[null,"S35.T135",778,1159,757,null,null,null,5847,792,1097,721]
[null,"S35.T138",765,1130,742,null,null,null,5850,792,1097,721]
[null,"S35.T141",815,1204,782,null,null,null,5853,792,1096,721]
[null,"S35.T146",576,813,542,null,null,null,5858,792,1096,721]
[null,"S35.T149",570,819,546,null,null,null,5861,791,1096,721]
[null,"S35.T150",560,840,538,null,null,null,5862,791,1096,720]
[null,"S35.T153",732,1113,749,null,null,null,5865,791,1095,720]
[null,"S35.T157",763,1153,746,null,null,null,5869,791,1095,720]
[null,"S35.T160",752,1139,741,null,null,null,5872,791,1095,720]
[null,"S35.T163",774,1159,778,null,null,null,5875,791,1095,720]
[null,"S35.T166",743,1102,688,null,null,null,5878,791,1095,719]
[null,"S36.T003",536,798,514,null,null,null,5883,790,1094,719]
[null,"S36.T006",666,1050,699,null,null,null,5886,790,1094,719]
[null,"S36.T007",802,1212,804,null,null,null,5887,790,1094,718]
[null,"S36.T010",955,1407,943,null,null,null,5890,{"$f":"LARGE(C$11:C$8746,$I5900)","v":790},{"$f":"LARGE(D$11:D$8746,$I5900)","v":1093},{"$f":"LARGE(E$11:E$8746,$I5900)","v":718}]
[null,"S36.T014",954,1397,917,null,null,null,5894,789,1093,718]
[null,"S36.T017",891,1304,863,null,null,null,5897,789,1093,718]
[null,"S36.T020",898,1372,922,null,null,null,5900,789,1093,718]
[null,"S36.T024",619,927,586,null,null,null,5904,789,1092,718]
[null,"S36.T027",552,860,544,null,null,null,5907,789,1092,717]
[null,"S36.T031",811,1249,838,null,null,null,5911,789,1092,717]
[null,"S36.T032",915,1379,941,null,null,null,5912,789,1092,717]
[null,"S36.T035",957,1411,932,null,null,null,5915,789,1091,717]
[null,"S36.T039",968,1377,899,null,null,null,5919,788,1091,717]
[null,"S36.T042",909,1309,866,null,null,null,5922,788,1090,717]
[null,"S36.T045",888,1326,805,null,null,null,5925,788,1090,716]
[null,"S36.T049",605,886,568,null,null,null,5929,787,1090,716]
[null,"S36.T052",594,857,561,null,null,null,5932,787,1089,716]
[null,"S36.T054",722,1087,714,null,null,null,5934,787,1089,716]
[null,"S36.T057",986,1403,955,null,null,null,5937,787,1088,716]
[null,"S36.T060",966,1373,934,null,null,null,5940,787,1088,715]
[null,"S36.T064",935,1326,879,null,null,null,5944,787,1088,715]
[null,"S36.T067",878,1282,888,null,null,null,5947,786,1087,715]
[null,"S36.T070",803,1155,700,null,null,null,5950,786,1087,715]
[null,"S36.T074",600,863,552,null,null,null,5954,{"$f":"LARGE(C$11:C$8746,$I5964)","v":786},{"$f":"LARGE(D$11:D$8746,$I5964)","v":1087},{"$f":"LARGE(E$11:E$8746,$I5964)","v":714}]
[null,"S36.T077",626,909,625,null,null,null,5957,786,1087,714]
[null,"S36.T079",833,1246,839,null,null,null,5959,786,1087,714]
[null,"S36.T082",975,1406,967,null,null,null,5962,785,1087,714]
[null,"S36.T085",975,1398,911,null,null,null,5965,785,1086,714]
[null,"S36.T089",904,1312,865,null,null,null,5969,785,1086,714]
[null,"S36.T092",930,1396,914,null,null,null,5972,785,1086,714]
[null,"S36.T096",647,962,576,null,null,null,5976,785,1086,713]
[null,"S36.T099",594,864,553,null,null,null,5979,784,1085,713]
[null,"S36.T102",725,1087,756,null,null,null,5982,784,1085,713]
[null,"S36.T104",940,1343,934,null,null,null,5984,784,1085,713]
[null,"S36.T107",975,1403,943,null,null,null,5987,784,1085,713]
[null,"S36.T110",965,1392,928,null,null,null,5990,784,1084,712]
[null,"S36.T114",868,1264,844,null,null,null,5994,784,1084,712]
[null,"S36.T117",870,1294,808,null,null,null,5997,784,1083,712]
[null,"S36.T121",607,891,579,null,null,null,6001,783,1083,711]
[null,"S36.T124",584,839,547,null,null,null,6004,783,1083,711]
[null,"S36.T127",646,972,668,null,null,null,6007,783,1082,711]
[null,"S36.T129",784,1178,776,null,null,null,6009,783,1082,711]
[null,"S36.T132",800,1222,781,null,null,null,6012,783,1082,710]
[null,"S36.T135",789,1178,754,null,null,null,6015,782,1082,710]
[null,"S36.T139",782,1170,788,null,null,null,6019,782,1081,710]
[null,"S36.T142",745,1092,688,null,null,null,6022,782,1081,709]
[null,"S36.T146",577,840,520,null,null,null,6026,781,1081,709]
[null,"S36.T149",565,836,537,null,null,null,6029,781,1080,709]
[null,"S36.T152",673,1016,677,null,null,null,6032,781,1079,709]
[null,"S36.T154",766,1161,746,null,null,null,6034,781,1079,709]
[null,"S36.T157",761,1164,735,null,null,null,6037,781,1079,709]
[null,"S36.T161",756,1124,723,null,null,null,6041,781,1078,708]
[null,"S36.T164",871,1283,841,null,null,null,6044,781,1078,708]
[null,"S36.T167",680,953,572,null,null,null,6047,780,1078,708]
[null,"S37.T003",574,806,514,null,null,null,6051,780,1078,707]
[null,"S37.T006",722,1065,706,null,null,null,6054,780,1077,707]
[null,"S37.T009",987,1378,933,null,null,null,6057,780,1077,707]
[null,"S37.T011",981,1369,896,null,null,null,6059,779,1077,707]
[null,"S37.T014",983,1364,891,null,null,null,6062,779,1076,707]
[null,"S37.T018",902,1250,838,null,null,null,6066,779,1076,706]
[null,"S37.T021",916,1301,851,null,null,null,6069,779,1075,706]
[null,"S37.T024",665,911,590,null,null,null,6072,778,1075,706]
[null,"S37.T028",635,854,561,null,null,null,6076,778,1075,706]
[null,"S37.T031",876,1238,826,null,null,null,6079,778,1074,706]
[null,"S37.T034",985,1393,961,null,null,null,6082,{"$f":"LARGE(C$11:C$8746,$I6092)","v":778},{"$f":"LARGE(D$11:D$8746,$I6092)","v":1074},{"$f":"LARGE(E$11:E$8746,$I6092)","v":706}]
[null,"S37.T036",953,1365,919,null,null,null,6084,778,1074,705]
[null,"S37.T039",967,1355,900,null,null,null,6087,778,1074,705]
[null,"S37.T043",906,1269,899,null,null,null,6091,777,1073,705]
[null,"S37.T046",824,1133,709,null,null,null,6094,777,1073,705]
[null,"S37.T049",638,873,562,null,null,null,6097,777,1072,705]
[null,"S37.T053",664,911,604,null,null,null,6101,777,1072,704]
[null,"S37.T056",965,1353,939,null,null,null,6104,776,1072,704]
[null,"S37.T059",984,1376,918,null,null,null,6107,776,1072,704]
[null,"S37.T061",992,1383,928,null,null,null,6109,776,1072,703]
[null,"S37.T064",947,1320,866,null,null,null,6112,776,1072,703]
[null,"S37.T068",964,1378,913,null,null,null,6116,776,1071,703]
[null,"S37.T071",730,987,629,null,null,null,6119,776,1071,703]
[null,"S37.T074",623,857,551,null,null,null,6122,776,1071,703]
[null,"S37.T078",753,1093,738,null,null,null,6126,775,1070,702]
[null,"S37.T081",1000,1391,940,null,null,null,6129,775,1070,702]
[null,"S37.T084",979,1369,913,null,null,null,6132,775,1070,701]
[null,"S37.T086",980,1381,903,null,null,null,6134,775,1070,701]
[null,"S37.T089",919,1270,863,null,null,null,6137,775,1069,701]
[null,"S37.T093",910,1312,821,null,null,null,6141,775,1069,701]
[null,"S37.T096",647,919,570,null,null,null,6144,774,1069,700]
[null,"S37.T100",617,862,551,null,null,null,6148,774,1068,700]
[null,"S37.T103",863,1245,824,null,null,null,6151,774,1068,700]
[null,"S37.T106",986,1387,920,null,null,null,6154,774,1067,700]
[null,"S37.T109",983,1374,893,null,null,null,6157,774,1067,699]
[null,"S37.T111",949,1321,862,null,null,null,6159,774,1067,699]
[null,"S37.T114",868,1237,813,null,null,null,6162,773,1066,699]
[null,"S37.T118",792,1110,699,null,null,null,6166,773,1066,699]
[null,"S37.T121",620,863,546,null,null,null,6169,773,1065,699]
[null,"S37.T125",614,840,548,null,null,null,6173,773,1065,698]
[null,"S37.T128",742,1078,734,null,null,null,6176,773,1065,698]
[null,"S37.T131",813,1203,764,null,null,null,6179,773,1065,698]
[null,"S37.T134",802,1159,747,null,null,null,6182,772,1064,698]
[null,"S37.T136",783,1114,731,null,null,null,6184,772,1064,698]
[null,"S37.T139",814,1151,806,null,null,null,6187,772,1063,698]
[null,"S37.T143",672,943,597,null,null,null,6191,772,1063,697]
[null,"S37.T146",580,808,518,null,null,null,6194,771,1063,697]
[null,"S37.T150",596,849,529,null,null,null,6198,771,1062,697]
[null,"S37.T153",750,1105,744,null,null,null,6201,771,1062,697]
[null,"S37.T156",767,1153,736,null,null,null,6204,771,1061,697]
[null,"S37.T159",758,1120,703,null,null,null,6207,770,1061,696]
[null,"S37.T161",768,1120,733,null,null,null,6209,770,1061,696]
[null,"S37.T165",822,1225,763,null,null,null,6213,770,1060,696]
[null,"S37.T168",615,867,549,null,null,null,6216,770,1060,696]
[null,"S38.T003",564,810,509,null,null,null,6219,770,1059,695]
[null,"S38.T007",845,1267,842,null,null,null,6223,770,1058,695]
[null,"S38.T010",1009,1470,964,null,null,null,6226,770,1058,695]
[null,"S38.T013",1034,1448,942,null,null,null,6229,769,1057,694]
[null,"S38.T016",996,1379,898,null,null,null,6232,769,1057,694]
[null,"S38.T018",965,1346,896,null,null,null,6234,769,1057,694]
[null,"S38.T022",821,1151,724,null,null,null,6238,769,1057,693]
[null,"S38.T025",634,891,560,null,null,null,6241,769,1057,693]
[null,"S38.T028",621,873,541,null,null,null,6244,769,1057,693]
[null,"S38.T032",1021,1410,955,null,null,null,6248,768,1056,693]
[null,"S38.T035",1031,1448,952,null,null,null,6251,768,1056,692]
[null,"S38.T036",1016,1422,944,null,null,null,6252,768,1056,692]
[null,"S38.T041",983,1296,889,null,null,null,6257,768,1055,692]
[null,"S38.T043",1014,1351,940,null,null,null,6259,768,1055,691]
[null,"S38.T047",756,1012,628,null,null,null,6263,767,1055,691]
[null,"S38.T050",661,877,557,null,null,null,6266,767,1055,691]
[null,"S38.T053",683,931,610,null,null,null,6269,767,1054,691]
[null,"S38.T057",1052,1446,986,null,null,null,6273,767,1054,690]
[null,"S38.T060",1041,1393,929,null,null,null,6276,767,1053,690]
[null,"S38.T061",1061,1404,948,null,null,null,6277,767,1053,690]
[null,"S38.T066",959,1284,891,null,null,null,6282,766,1052,690]
[null,"S38.T068",999,1416,917,null,null,null,6284,766,1052,690]
[null,"S38.T072",699,925,573,null,null,null,6288,766,1052,689]
[null,"S38.T075",639,867,542,null,null,null,6291,766,1051,689]
[null,"S38.T078",773,1135,776,null,null,null,6294,766,1051,689]
[null,"S38.T082",1032,1452,993,null,null,null,6298,766,1050,688]
[null,"S38.T085",1030,1421,978,null,null,null,6301,766,1050,688]
[null,"S38.T086",1022,1411,951,null,null,null,6302,765,1049,688]
[null,"S38.T091",985,1400,969,null,null,null,6307,765,1049,687]
[null,"S38.T093",937,1328,839,null,null,null,6309,765,1049,687]
[null,"S38.T097",682,902,570,null,null,null,6313,765,1048,687]
[null,"S38.T100",647,884,574,null,null,null,6316,765,1048,687]
[null,"S38.T104",1010,1418,977,null,null,null,6320,764,1048,686]
[null,"S38.T107",1027,1460,964,null,null,null,6323,764,1047,686]
[null,"S38.T110",1013,1398,912,null,null,null,6326,764,1047,686]
[null,"S38.T111",994,1355,911,null,null,null,6327,764,1047,686]
[null,"S38.T116",960,1396,893,null,null,null,6332,764,1046,685]
[null,"S38.T118",827,1164,735,null,null,null,6334,763,1046,685]
[null,"S38.T122",636,895,554,null,null,null,6338,{"$f":"LARGE(C$11:C$8746,$I6348)","v":763},{"$f":"LARGE(D$11:D$8746,$I6348)","v":1046},{"$f":"LARGE(E$11:E$8746,$I6348)","v":685}]
[null,"S38.T125",624,892,579,null,null,null,6341,763,1046,685]
[null,"S38.T129",801,1224,789,null,null,null,6345,763,1045,684]
[null,"S38.T132",824,1231,779,null,null,null,6348,763,1045,684]
[null,"S38.T135",802,1164,735,null,null,null,6351,763,1044,684]
[null,"S38.T136",797,1145,746,null,null,null,6352,763,1044,684]
[null,"S38.T141",842,1207,779,null,null,null,6357,762,1043,683]
[null,"S38.T143",706,984,617,null,null,null,6359,762,1043,683]
[null,"S38.T147",586,829,536,null,null,null,6363,762,1043,683]
[null,"S38.T150",620,885,576,null,null,null,6366,762,1042,683]
[null,"S38.T154",788,1184,762,null,null,null,6370,762,1042,682]
[null,"S38.T157",783,1188,756,null,null,null,6373,761,1042,682]
[null,"S38.T160",776,1133,751,null,null,null,6376,761,1041,682]
[null,"S38.T161",796,1136,756,null,null,null,6377,761,1041,682]
[null,"S38.T166",761,1098,683,null,null,null,6382,761,1040,681]
[null,"S39.T001",598,839,531,null,null,null,6385,761,1040,681]
[null,"S39.T004",595,826,546,null,null,null,6388,760,1039,681]
[null,"S39.T007",878,1281,879,null,null,null,6391,760,1039,681]
[null,"S39.T011",1006,1446,939,null,null,null,6395,760,1039,680]
[null,"S39.T014",995,1394,944,null,null,null,6398,760,1039,680]
[null,"S39.T017",929,1299,894,null,null,null,6401,760,1038,680]
[null,"S39.T018",932,1307,907,null,null,null,6402,{"$f":"LARGE(C$11:C$8746,$I6412)","v":760},{"$f":"LARGE(D$11:D$8746,$I6412)","v":1038},{"$f":"LARGE(E$11:E$8746,$I6412)","v":680}]
[null,"S39.T023",736,1011,652,null,null,null,6407,760,1037,679]
[null,"S39.T026",637,887,574,null,null,null,6410,759,1037,679]
[null,"S39.T029",670,940,645,null,null,null,6413,759,1037,679]
[null,"S39.T032",998,1419,957,null,null,null,6416,759,1036,679]
[null,"S39.T036",983,1391,917,null,null,null,6420,759,1035,678]
[null,"S39.T039",975,1364,901,null,null,null,6423,758,1035,678]
[null,"S39.T040",952,1320,871,null,null,null,6424,758,1035,678]
[null,"S39.T043",1003,1387,975,null,null,null,6427,758,1035,678]
[null,"S39.T048",697,945,609,null,null,null,6432,758,1034,678]
[null,"S39.T051",652,896,566,null,null,null,6435,758,1034,678]
[null,"S39.T054",820,1169,815,null,null,null,6438,758,1033,678]
[null,"S39.T057",1029,1474,1003,null,null,null,6441,758,1033,677]
[null,"S39.T061",1001,1429,948,null,null,null,6445,757,1033,677]
[null,"S39.T064",936,1335,877,null,null,null,6448,757,1033,677]
[null,"S39.T065",920,1298,879,null,null,null,6449,757,1033,677]
[null,"S39.T068",1003,1455,955,null,null,null,6452,757,1033,677]
[null,"S39.T073",686,927,593,null,null,null,6457,757,1032,676]
[null,"S39.T076",671,909,600,null,null,null,6460,757,1032,676]
[null,"S39.T079",943,1342,923,null,null,null,6463,757,1032,676]
[null,"S39.T082",1048,1478,1002,null,null,null,6466,{"$f":"LARGE(C$11:C$8746,$I6476)","v":757},{"$f":"LARGE(D$11:D$8746,$I6476)","v":1031},{"$f":"LARGE(E$11:E$8746,$I6476)","v":676}]
[null,"S39.T086",1004,1415,941,null,null,null,6470,756,1031,676]
[null,"S39.T089",954,1307,895,null,null,null,6473,756,1031,675]
[null,"S39.T090",957,1316,936,null,null,null,6474,756,1030,675]
[null,"S39.T093",947,1356,879,null,null,null,6477,756,1030,675]
[null,"S39.T098",675,915,582,null,null,null,6482,756,1029,675]
[null,"S39.T101",702,958,649,null,null,null,6485,756,1029,675]
[null,"S39.T104",1030,1447,992,null,null,null,6488,756,1029,675]
[null,"S39.T108",1025,1425,931,null,null,null,6492,756,1028,674]
[null,"S39.T111",998,1362,897,null,null,null,6495,755,1028,674]
[null,"S39.T114",954,1285,923,null,null,null,6498,755,1028,674]
[null,"S39.T115",997,1390,971,null,null,null,6499,755,1028,674]
[null,"S39.T118",835,1184,751,null,null,null,6502,755,1027,674]
[null,"S39.T123",639,908,555,null,null,null,6507,755,1027,673]
[null,"S39.T126",685,996,644,null,null,null,6510,754,1026,673]
[null,"S39.T129",830,1265,807,null,null,null,6513,754,1026,672]
[null,"S39.T133",837,1234,768,null,null,null,6517,754,1026,672]
[null,"S39.T136",813,1178,744,null,null,null,6520,754,1026,672]
[null,"S39.T139",907,1307,867,null,null,null,6523,754,1025,671]
[null,"S39.T140",888,1318,847,null,null,null,6524,754,1025,671]
[null,"S39.T143",721,1010,643,null,null,null,6527,753,1025,671]
[null,"S39.T148",606,848,546,null,null,null,6532,753,1024,671]
[null,"S39.T151",666,953,590,null,null,null,6535,753,1023,671]
[null,"S39.T154",822,1197,767,null,null,null,6538,753,1022,670]
[null,"S39.T158",801,1162,724,null,null,null,6542,752,1022,670]
[null,"S39.T161",811,1146,748,null,null,null,6545,752,1021,670]
[null,"S39.T164",922,1338,854,null,null,null,6548,752,1021,669]
[null,"S39.T165",876,1249,810,null,null,null,6549,752,1021,669]
[null,"S39.T168",670,895,562,null,null,null,6552,752,1021,669]
[null,"S40.T005",667,910,642,null,null,null,6557,752,1021,668]
[null,"S40.T008",1035,1448,974,null,null,null,6560,751,1020,668]
[null,"S40.T011",1069,1494,976,null,null,null,6563,751,1020,668]
[null,"S40.T015",1059,1467,946,null,null,null,6567,751,1019,668]
[null,"S40.T018",1034,1419,950,null,null,null,6570,751,1019,668]
[null,"S40.T021",966,1347,860,null,null,null,6573,750,1019,668]
[null,"S40.T022",877,1176,761,null,null,null,6574,750,1019,668]
[null,"S40.T025",697,926,578,null,null,null,6577,750,1019,667]
[null,"S40.T030",841,1177,830,null,null,null,6582,750,1018,667]
[null,"S40.T033",1075,1525,1032,null,null,null,6585,750,1018,667]
[null,"S40.T036",1036,1450,961,null,null,null,6588,750,1017,666]
[null,"S40.T040",1003,1359,892,null,null,null,6592,750,1017,666]
[null,"S40.T043",1064,1484,993,null,null,null,6595,749,1016,666]
[null,"S40.T044",1043,1460,955,null,null,null,6596,749,1016,666]
[null,"S40.T047",801,1046,654,null,null,null,6599,749,1016,666]
[null,"S40.T050",696,912,574,null,null,null,6602,749,1016,666]
[null,"S40.T055",979,1375,920,null,null,null,6607,748,1015,665]
[null,"S40.T058",1110,1520,1029,null,null,null,6610,748,1015,665]
[null,"S40.T061",1120,1481,1022,null,null,null,6613,748,1014,665]
[null,"S40.T065",1026,1368,933,null,null,null,6617,748,1014,665]
[null,"S40.T068",1047,1475,982,null,null,null,6620,748,1014,664]
[null,"S40.T069",990,1367,879,null,null,null,6621,748,1014,664]
[null,"S40.T072",746,965,617,null,null,null,6624,747,1013,664]
[null,"S40.T075",690,911,589,null,null,null,6627,747,1013,664]
[null,"S40.T080",1051,1485,1045,null,null,null,6632,747,1012,664]
[null,"S40.T083",1071,1485,1006,null,null,null,6635,747,1012,663]
[null,"S40.T086",1072,1452,999,null,null,null,6638,746,1012,663]
[null,"S40.T090",1052,1397,1021,null,null,null,6642,746,1012,663]
[null,"S40.T093",965,1370,879,null,null,null,6645,746,1011,662]
[null,"S40.T094",885,1203,757,null,null,null,6646,746,1011,662]
[null,"S40.T097",696,941,588,null,null,null,6649,746,1010,662]
[null,"S40.T100",673,920,604,null,null,null,6652,746,1010,662]
[null,"S40.T105",1091,1491,1015,null,null,null,6657,746,1009,662]
[null,"S40.T108",1056,1433,963,null,null,null,6660,746,1009,661]
[null,"S40.T112",1007,1337,880,null,null,null,6664,745,1009,661]
[null,"S40.T115",1034,1451,958,null,null,null,6667,745,1009,661]
[null,"S40.T118",858,1191,724,null,null,null,6670,745,1009,661]
[null,"S40.T119",778,1065,662,null,null,null,6671,745,1009,661]
[null,"S40.T122",656,907,567,null,null,null,6674,745,1008,661]
[null,"S40.T125",659,906,598,null,null,null,6677,744,1008,661]
[null,"S40.T129",844,1245,816,null,null,null,6681,744,1008,660]
[null,"S40.T134",835,1210,781,null,null,null,6686,744,1007,660]
[null,"S40.T137",824,1184,787,null,null,null,6689,744,1007,659]
[null,"S40.T140",908,1291,873,null,null,null,6692,743,1006,659]
[null,"S40.T143",727,1003,651,null,null,null,6695,743,1006,659]
[null,"S40.T144",685,935,578,null,null,null,6696,743,1006,659]
[null,"S40.T147",613,853,535,null,null,null,6699,743,1006,659]
[null,"S40.T151",683,972,663,null,null,null,6703,742,1005,658]
[null,"S40.T154",826,1201,818,null,null,null,6706,742,1005,658]
[null,"S40.T159",803,1180,814,null,null,null,6711,742,1004,658]
[null,"S40.T162",905,1276,913,null,null,null,6714,742,1004,658]
[null,"S40.T165",865,1254,817,null,null,null,6717,741,1004,658]
[null,"S40.T168",680,901,551,null,null,null,6720,741,1003,657]
[null,"S41.T001",645,857,551,null,null,null,6721,741,1003,657]
[null,"S41.T004",628,843,561,null,null,null,6724,741,1003,657]
[null,"S41.T008",1007,1440,971,null,null,null,6728,741,1002,657]
[null,"S41.T011",1020,1472,952,null,null,null,6731,741,1002,657]
[null,"S41.T016",983,1354,879,null,null,null,6736,740,1001,656]
[null,"S41.T019",1030,1484,977,null,null,null,6739,740,1001,656]
[null,"S41.T022",846,1180,746,null,null,null,6742,740,1001,656]
[null,"S41.T025",674,926,587,null,null,null,6745,740,1001,655]
[null,"S41.T026",657,898,575,null,null,null,6746,740,1000,655]
[null,"S41.T029",690,960,682,null,null,null,6749,740,1000,655]
[null,"S41.T033",1057,1500,1050,null,null,null,6753,740,999,655]
[null,"S41.T036",1024,1439,1016,null,null,null,6756,740,999,655]
[null,"S41.T041",968,1363,964,null,null,null,6761,739,999,654]
[null,"S41.T044",1003,1457,962,null,null,null,6764,739,999,654]
[null,"S41.T047",781,1047,681,null,null,null,6767,739,998,654]
[null,"S41.T048",719,968,620,null,null,null,6768,739,998,654]
[null,"S41.T051",666,915,582,null,null,null,6771,739,998,654]
[null,"S41.T054",824,1184,828,null,null,null,6774,738,997,653]
[null,"S41.T058",1075,1525,1036,null,null,null,6778,738,997,653]
[null,"S41.T061",1081,1508,1021,null,null,null,6781,738,997,653]
[null,"S41.T066",1057,1448,1038,null,null,null,6786,{"$f":"LARGE(C$11:C$8746,$I6796)","v":738},{"$f":"LARGE(D$11:D$8746,$I6796)","v":996},{"$f":"LARGE(E$11:E$8746,$I6796)","v":653}]
[null,"S41.T069",970,1352,884,null,null,null,6789,737,996,653]
[null,"S41.T072",741,975,633,null,null,null,6792,737,996,653]
[null,"S41.T073",709,933,604,null,null,null,6793,737,996,653]
[null,"S41.T076",693,910,593,null,null,null,6796,737,995,653]
[null,"S41.T079",991,1386,929,null,null,null,6799,737,994,652]
[null,"S41.T083",1083,1527,1004,null,null,null,6803,737,994,652]
[null,"S41.T086",1068,1484,1020,null,null,null,6806,737,993,652]
[null,"S41.T091",1096,1513,1018,null,null,null,6811,736,993,652]
[null,"S41.T094",912,1203,766,null,null,null,6814,736,992,652]
[null,"S41.T097",727,943,596,null,null,null,6817,736,992,652]
[null,"S41.T098",713,920,581,null,null,null,6818,736,992,652]
[null,"S41.T101",752,971,760,null,null,null,6821,736,992,651]
[null,"S41.T104",1088,1488,1035,null,null,null,6824,735,992,651]
[null,"S41.T108",1069,1502,949,null,null,null,6828,735,991,651]
[null,"S41.T111",1047,1455,956,null,null,null,6831,735,991,651]
[null,"S41.T116",1039,1444,978,null,null,null,6836,734,990,650]
[null,"S41.T119",832,1088,688,null,null,null,6839,734,990,650]
[null,"S41.T122",718,923,585,null,null,null,6842,734,990,650]
[null,"S41.T123",705,914,573,null,null,null,6843,734,989,650]
[null,"S41.T126",756,1013,697,null,null,null,6846,734,989,650]
[null,"S41.T129",911,1284,875,null,null,null,6849,734,989,649]
[null,"S41.T133",921,1264,860,null,null,null,6853,734,988,649]
[null,"S41.T136",905,1186,839,null,null,null,6856,733,988,649]
[null,"S41.T141",922,1271,826,null,null,null,6861,733,988,648]
[null,"S41.T144",757,970,617,null,null,null,6864,733,987,648]
[null,"S41.T147",689,870,558,null,null,null,6867,733,987,648]
[null,"S41.T148",688,864,578,null,null,null,6868,733,987,648]
[null,"S41.T151",761,1014,678,null,null,null,6871,732,987,648]
[null,"S41.T155",933,1282,854,null,null,null,6875,732,986,648]
[null,"S41.T158",946,1286,843,null,null,null,6878,731,986,647]
[null,"S41.T161",948,1287,869,null,null,null,6881,731,985,647]
[null,"S41.T166",841,1165,741,null,null,null,6886,731,985,647]
[null,"S42.T001",685,887,562,null,null,null,6889,731,985,646]
[null,"S42.T004",665,874,574,null,null,null,6892,731,985,646]
[null,"S42.T005",698,936,648,null,null,null,6893,731,985,646]
[null,"S42.T008",1047,1508,1005,null,null,null,6896,730,984,646]
[null,"S42.T012",1101,1510,989,null,null,null,6900,730,984,645]
[null,"S42.T015",1085,1506,965,null,null,null,6903,730,984,645]
[null,"S42.T018",1084,1502,1027,null,null,null,6906,730,984,645]
[null,"S42.T023",808,1065,667,null,null,null,6911,730,983,644]
[null,"S42.T026",704,908,565,null,null,null,6914,{"$f":"LARGE(C$11:C$8746,$I6924)","v":729},{"$f":"LARGE(D$11:D$8746,$I6924)","v":983},{"$f":"LARGE(E$11:E$8746,$I6924)","v":644}]
[null,"S42.T029",734,970,656,null,null,null,6917,729,982,644]
[null,"S42.T030",844,1187,847,null,null,null,6918,729,982,644]
[null,"S42.T033",1135,1553,1043,null,null,null,6921,729,981,644]
[null,"S42.T037",1150,1502,1008,null,null,null,6925,729,981,644]
[null,"S42.T040",1106,1420,902,null,null,null,6928,729,981,643]
[null,"S42.T043",1126,1545,1015,null,null,null,6931,729,980,643]
[null,"S42.T048",796,997,611,null,null,null,6936,728,980,643]
[null,"S42.T051",751,931,580,null,null,null,6939,728,979,643]
[null,"S42.T052",754,936,597,null,null,null,6940,728,979,643]
[null,"S42.T055",1037,1442,966,null,null,null,6943,728,979,643]
[null,"S42.T058",1158,1602,1089,null,null,null,6946,728,979,643]
[null,"S42.T062",1133,1567,1007,null,null,null,6950,727,978,643]
[null,"S42.T065",1098,1466,979,null,null,null,6953,727,978,642]
[null,"S42.T068",1111,1519,982,null,null,null,6956,727,977,642]
[null,"S42.T073",795,1001,634,null,null,null,6961,727,977,642]
[null,"S42.T076",771,984,640,null,null,null,6964,727,977,642]
[null,"S42.T077",804,1047,727,null,null,null,6965,727,977,642]
[null,"S42.T080",1161,1587,1078,null,null,null,6968,726,976,642]
[null,"S42.T083",1202,1602,1039,null,null,null,6971,726,976,641]
[null,"S42.T087",1167,1515,1014,null,null,null,6975,726,976,641]
[null,"S42.T090",1181,1538,1106,null,null,null,6978,{"$f":"LARGE(C$11:C$8746,$I6988)","v":726},{"$f":"LARGE(D$11:D$8746,$I6988)","v":975},{"$f":"LARGE(E$11:E$8746,$I6988)","v":641}]
[null,"S42.T093",1105,1456,928,null,null,null,6981,726,975,641]
[null,"S42.T098",827,999,626,null,null,null,6986,725,974,641]
[null,"S42.T101",856,1056,737,null,null,null,6989,725,974,640]
[null,"S42.T102",978,1271,900,null,null,null,6990,725,974,640]
[null,"S42.T105",1251,1655,1085,null,null,null,6993,724,974,640]
[null,"S42.T108",1210,1567,1034,null,null,null,6996,724,973,640]
[null,"S42.T112",1149,1430,961,null,null,null,7000,724,973,639]
[null,"S42.T115",1185,1563,1044,null,null,null,7003,724,973,639]
[null,"S42.T119",916,1150,743,null,null,null,7007,724,973,639]
[null,"S42.T123",784,984,606,null,null,null,7011,723,972,639]
[null,"S42.T126",833,1078,735,null,null,null,7014,723,972,638]
[null,"S42.T127",888,1172,803,null,null,null,7015,723,972,638]
[null,"S42.T130",1025,1387,905,null,null,null,7018,723,971,638]
[null,"S42.T133",1013,1352,892,null,null,null,7021,723,971,637]
[null,"S42.T137",1009,1288,886,null,null,null,7025,723,971,637]
[null,"S42.T140",1039,1385,922,null,null,null,7028,722,971,637]
[null,"S42.T144",809,1025,642,null,null,null,7032,722,970,637]
[null,"S42.T148",754,936,611,null,null,null,7036,722,969,636]
[null,"S42.T151",879,1098,752,null,null,null,7039,722,969,636]
[null,"S42.T152",929,1199,818,null,null,null,7040,722,969,636]
[null,"S42.T155",968,1308,868,null,null,null,7043,721,969,636]
[null,"S42.T159",1011,1268,863,null,null,null,7047,721,969,636]
[null,"S42.T162",1061,1456,954,null,null,null,7050,721,968,636]
[null,"S42.T165",875,1271,820,null,null,null,7053,720,968,636]
[null,"S43.T001",714,935,570,null,null,null,7057,720,968,635]
[null,"S43.T005",888,991,684,null,null,null,7061,720,968,635]
[null,"S43.T008",1163,1490,1033,null,null,null,7064,720,967,635]
[null,"S43.T009",1164,1570,1059,null,null,null,7065,720,967,635]
[null,"S43.T012",1147,1544,1002,null,null,null,7068,719,967,635]
[null,"S43.T016",1165,1491,1026,null,null,null,7072,719,967,634]
[null,"S43.T019",1046,1550,1007,null,null,null,7075,719,966,634]
[null,"S43.T022",814,1224,759,null,null,null,7078,719,966,634]
[null,"S43.T026",687,979,581,null,null,null,7082,719,966,633]
[null,"S43.T030",990,1243,828,null,null,null,7086,718,965,633]
[null,"S43.T033",1103,1565,1029,null,null,null,7089,718,965,633]
[null,"S43.T034",1098,1561,1012,null,null,null,7090,718,965,633]
[null,"S43.T037",1094,1530,979,null,null,null,7093,717,965,633]
[null,"S43.T041",1122,1552,1074,null,null,null,7097,717,965,632]
[null,"S43.T044",975,1494,956,null,null,null,7100,717,964,631]
[null,"S43.T047",752,1116,662,null,null,null,7103,717,964,631]
[null,"S43.T051",705,985,581,null,null,null,7107,716,963,631]
[null,"S43.T055",1065,1391,918,null,null,null,7111,716,963,631]
[null,"S43.T056",1096,1521,1026,null,null,null,7112,716,963,630]
[null,"S43.T059",1051,1550,945,null,null,null,7115,716,962,630]
[null,"S43.T062",1060,1512,971,null,null,null,7118,716,962,630]
[null,"S43.T066",1075,1608,1044,null,null,null,7122,715,962,630]
[null,"S43.T069",889,1392,864,null,null,null,7125,715,961,630]
[null,"S43.T072",707,1056,629,null,null,null,7128,715,961,629]
[null,"S43.T076",733,999,635,null,null,null,7132,715,961,629]
[null,"S43.T080",1107,1523,1042,null,null,null,7136,714,961,629]
[null,"S43.T081",1096,1575,1082,null,null,null,7137,714,961,629]
[null,"S43.T084",1086,1537,1030,null,null,null,7140,714,960,629]
[null,"S43.T087",1055,1535,1012,null,null,null,7143,714,960,629]
[null,"S43.T091",1035,1563,1007,null,null,null,7147,714,959,629]
[null,"S43.T094",808,1240,783,null,null,null,7150,714,958,628]
[null,"S43.T098",700,992,613,null,null,null,7154,713,958,628]
[null,"S43.T101",883,1044,717,null,null,null,7157,713,958,628]
[null,"S43.T105",1090,1562,1050,null,null,null,7161,713,957,627]
[null,"S43.T106",1075,1558,1021,null,null,null,7162,713,957,627]
[null,"S43.T109",1052,1515,995,null,null,null,7165,712,956,627]
[null,"S43.T112",1119,1439,1001,null,null,null,7168,712,956,627]
[null,"S43.T116",971,1426,943,null,null,null,7172,712,956,626]
[null,"S43.T119",767,1084,707,null,null,null,7175,712,956,626]
[null,"S43.T123",710,927,595,null,null,null,7179,711,955,625]
[null,"S43.T126",769,996,704,null,null,null,7182,711,955,625]
[null,"S43.T130",947,1187,888,null,null,null,7186,711,954,625]
[null,"S43.T131",950,1175,872,null,null,null,7187,711,954,625]
[null,"S43.T134",942,1145,865,null,null,null,7190,711,954,625]
[null,"S43.T137",1057,1296,988,null,null,null,7193,711,954,624]
[null,"S43.T141",929,1197,808,null,null,null,7197,711,954,624]
[null,"S43.T144",766,953,622,null,null,null,7200,710,953,623]
[null,"S43.T148",706,883,576,null,null,null,7204,710,953,623]
[null,"S43.T151",775,1005,679,null,null,null,7207,710,953,623]
[null,"S43.T155",947,1256,836,null,null,null,7211,710,953,622]
[null,"S43.T156",947,1256,822,null,null,null,7212,709,952,622]
[null,"S43.T159",941,1215,802,null,null,null,7215,709,952,622]
[null,"S43.T163",995,1414,913,null,null,null,7219,709,952,622]
[null,"S43.T166",834,1148,738,null,null,null,7222,709,952,622]
[null,"S44.T001",681,915,559,null,null,null,7225,709,951,621]
[null,"S44.T005",726,974,681,null,null,null,7229,708,951,621]
[null,"S44.T008",1102,1502,1026,null,null,null,7232,708,951,621]
[null,"S44.T012",1116,1512,985,null,null,null,7236,708,950,621]
[null,"S44.T013",1142,1521,996,null,null,null,7237,708,950,621]
[null,"S44.T016",1124,1500,1021,null,null,null,7240,708,950,620]
[null,"S44.T020",1037,1472,938,null,null,null,7244,708,949,620]
[null,"S44.T023",801,1083,660,null,null,null,7247,708,949,620]
[null,"S44.T026",688,946,571,null,null,null,7250,707,949,620]
[null,"S44.T030",849,1239,836,null,null,null,7254,707,948,620]
[null,"S44.T033",1095,1525,1104,null,null,null,7257,707,948,619]
[null,"S44.T037",1095,1483,966,null,null,null,7261,707,947,619]
[null,"S44.T038",1073,1476,967,null,null,null,7262,706,947,619]
[null,"S44.T041",1120,1572,1066,null,null,null,7265,706,947,618]
[null,"S44.T045",969,1352,848,null,null,null,7269,706,946,618]
[null,"S44.T048",734,992,604,null,null,null,7272,706,946,618]
[null,"S44.T051",673,928,576,null,null,null,7275,705,946,618]
[null,"S44.T055",983,1387,930,null,null,null,7279,705,945,617]
[null,"S44.T058",1106,1500,1015,null,null,null,7282,705,945,617]
[null,"S44.T062",1096,1460,979,null,null,null,7286,704,945,617]
[null,"S44.T063",1110,1448,1010,null,null,null,7287,704,945,617]
[null,"S44.T066",1136,1568,1045,null,null,null,7290,704,944,616]
[null,"S44.T070",927,1205,764,null,null,null,7294,703,944,616]
[null,"S44.T073",748,971,595,null,null,null,7297,703,943,616]
[null,"S44.T076",731,958,609,null,null,null,7300,703,943,616]
[null,"S44.T080",1118,1470,1040,null,null,null,7304,703,943,615]
[null,"S44.T083",1150,1487,990,null,null,null,7307,703,943,615]
[null,"S44.T087",1135,1457,1040,null,null,null,7311,702,942,615]
[null,"S44.T088",1158,1486,1078,null,null,null,7312,702,942,615]
[null,"S44.T091",1103,1513,1051,null,null,null,7315,702,942,614]
[null,"S44.T095",847,1086,682,null,null,null,7319,702,942,614]
[null,"S44.T098",714,952,609,null,null,null,7322,701,941,614]
[null,"S44.T102",867,1223,850,null,null,null,7326,701,941,614]
[null,"S44.T105",1105,1543,1054,null,null,null,7329,701,941,614]
[null,"S44.T108",1083,1532,1032,null,null,null,7332,701,941,614]
[null,"S44.T112",1134,1530,1086,null,null,null,7336,700,940,613]
[null,"S44.T113",1143,1580,1091,null,null,null,7337,700,940,613]
[null,"S44.T116",1032,1418,956,null,null,null,7340,700,940,613]
[null,"S44.T120",769,1011,645,null,null,null,7344,700,939,612]
[null,"S44.T123",698,914,592,null,null,null,7347,699,939,612]
[null,"S44.T127",795,1087,733,null,null,null,7351,699,939,611]
[null,"S44.T130",938,1306,854,null,null,null,7354,699,938,611]
[null,"S44.T133",946,1306,845,null,null,null,7357,699,938,611]
[null,"S44.T137",1055,1424,954,null,null,null,7361,698,938,611]
[null,"S44.T138",1033,1408,912,null,null,null,7362,{"$f":"LARGE(C$11:C$8746,$I7372)","v":698},{"$f":"LARGE(D$11:D$8746,$I7372)","v":938},{"$f":"LARGE(E$11:E$8746,$I7372)","v":611}]
[null,"S44.T141",912,1236,792,null,null,null,7365,698,937,610]
[null,"S44.T145",740,926,591,null,null,null,7369,697,937,610]
[null,"S44.T148",700,878,558,null,null,null,7372,697,937,610]
[null,"S44.T152",812,1077,727,null,null,null,7376,696,936,610]
[null,"S44.T155",905,1239,794,null,null,null,7379,696,936,610]
[null,"S44.T158",889,1228,780,null,null,null,7382,696,936,609]
[null,"S44.T162",1023,1419,936,null,null,null,7386,695,936,609]
[null,"S44.T163",999,1392,932,null,null,null,7387,695,935,609]
[null,"S44.T167",803,1007,634,null,null,null,7391,695,935,609]
[null,"S45.T002",703,880,572,null,null,null,7394,695,935,609]
[null,"S45.T005",753,954,672,null,null,null,7397,694,935,608]
[null,"S45.T009",1148,1550,1064,null,null,null,7401,694,934,608]
[null,"S45.T012",1132,1522,1032,null,null,null,7404,693,934,607]
[null,"S45.T015",1160,1538,1070,null,null,null,7407,693,933,607]
[null,"S45.T019",1110,1518,1024,null,null,null,7411,693,933,607]
[null,"S45.T020",1072,1457,913,null,null,null,7412,693,933,607]
[null,"S45.T024",782,1005,641,null,null,null,7416,692,933,607]
[null,"S45.T027",717,936,604,null,null,null,7419,692,933,606]
[null,"S45.T030",859,1224,869,null,null,null,7422,691,932,606]
[null,"S45.T034",1114,1539,1074,null,null,null,7426,{"$f":"LARGE(C$11:C$8746,$I7436)","v":691},{"$f":"LARGE(D$11:D$8746,$I7436)","v":932},{"$f":"LARGE(E$11:E$8746,$I7436)","v":606}]
[null,"S45.T037",1119,1521,1036,null,null,null,7429,691,932,605]
[null,"S45.T038",1112,1514,1035,null,null,null,7430,690,932,605]
[null,"S45.T044",1051,1475,961,null,null,null,7436,690,931,605]
[null,"S45.T045",998,1370,881,null,null,null,7437,690,931,604]
[null,"S45.T049",735,971,606,null,null,null,7441,689,931,604]
[null,"S45.T052",717,946,630,null,null,null,7444,689,930,604]
[null,"S45.T055",1021,1412,961,null,null,null,7447,688,930,604]
[null,"S45.T059",1113,1548,1021,null,null,null,7451,688,930,604]
[null,"S45.T062",1119,1528,1040,null,null,null,7454,688,930,603]
[null,"S45.T063",1112,1528,1068,null,null,null,7455,688,930,603]
[null,"S45.T066",1138,1579,1066,null,null,null,7458,687,929,603]
[null,"S45.T069",992,1372,893,null,null,null,7461,687,929,602]
[null,"S45.T074",708,955,599,null,null,null,7466,686,928,602]
[null,"S45.T077",737,1013,702,null,null,null,7469,686,928,601]
[null,"S45.T080",1082,1526,1061,null,null,null,7472,685,927,601]
[null,"S45.T084",1099,1540,1036,null,null,null,7476,685,927,601]
[null,"S45.T087",1133,1547,1078,null,null,null,7479,684,927,601]
[null,"S45.T088",1166,1581,1093,null,null,null,7480,683,927,600]
[null,"S45.T091",1106,1539,1043,null,null,null,7483,683,926,600]
[null,"S45.T094",921,1238,815,null,null,null,7486,683,926,600]
[null,"S45.T099",714,946,609,null,null,null,7491,683,926,600]
[null,"S45.T102",884,1230,870,null,null,null,7494,682,926,599]
[null,"S45.T106",1141,1560,1071,null,null,null,7498,681,925,599]
[null,"S45.T109",1169,1547,1043,null,null,null,7501,681,925,599]
[null,"S45.T112",1184,1537,1100,null,null,null,7504,680,924,599]
[null,"S45.T113",1172,1581,1089,null,null,null,7505,680,924,599]
[null,"S45.T116",1042,1425,956,null,null,null,7508,680,924,598]
[null,"S45.T119",855,1101,709,null,null,null,7511,680,924,598]
[null,"S45.T124",699,928,607,null,null,null,7516,679,923,598]
[null,"S45.T127",815,1103,767,null,null,null,7519,679,923,598]
[null,"S45.T131",960,1337,890,null,null,null,7523,678,923,597]
[null,"S45.T134",962,1313,894,null,null,null,7526,677,923,597]
[null,"S45.T137",1062,1435,977,null,null,null,7529,677,922,597]
[null,"S45.T138",1043,1408,946,null,null,null,7530,677,922,597]
[null,"S45.T141",929,1241,802,null,null,null,7533,676,922,597]
[null,"S45.T144",768,981,635,null,null,null,7536,676,922,596]
[null,"S45.T149",723,905,630,null,null,null,7541,676,921,596]
[null,"S45.T152",818,1077,762,null,null,null,7544,675,920,596]
[null,"S45.T156",922,1269,832,null,null,null,7548,675,920,595]
[null,"S45.T159",944,1276,846,null,null,null,7551,675,920,595]
[null,"S45.T162",1065,1421,906,null,null,null,7554,{"$f":"LARGE(C$11:C$8746,$I7564)","v":674},{"$f":"LARGE(D$11:D$8746,$I7564)","v":919},{"$f":"LARGE(E$11:E$8746,$I7564)","v":595}]
[null,"S45.T163",1044,1395,896,null,null,null,7555,674,919,595]
[null,"S45.T166",895,1138,739,null,null,null,7558,674,919,595]
[null,"S46.T001",745,901,587,null,null,null,7561,673,919,594]
[null,"S46.T006",907,1192,702,null,null,null,7566,673,918,594]
[null,"S46.T009",1184,1551,884,null,null,null,7569,672,918,594]
[null,"S46.T013",1198,1557,909,null,null,null,7573,672,918,593]
[null,"S46.T016",1234,1575,992,null,null,null,7576,672,917,593]
[null,"S46.T019",1165,1524,924,null,null,null,7579,672,917,593]
[null,"S46.T020",1114,1465,882,null,null,null,7580,672,917,593]
[null,"S46.T023",890,1077,684,null,null,null,7583,671,917,593]
[null,"S46.T026",768,942,588,null,null,null,7586,671,917,592]
[null,"S46.T031",1096,1433,717,null,null,null,7591,670,916,592]
[null,"S46.T034",1217,1553,851,null,null,null,7594,670,916,592]
[null,"S46.T038",1195,1539,838,null,null,null,7598,670,916,591]
[null,"S46.T041",1256,1634,973,null,null,null,7601,669,915,591]
[null,"S46.T042",1230,1610,945,null,null,null,7602,669,915,591]
[null,"S46.T045",1094,1390,840,null,null,null,7605,669,915,591]
[null,"S46.T048",868,1033,637,null,null,null,7608,669,915,590]
[null,"S46.T051",820,959,591,null,null,null,7611,668,915,590]
[null,"S46.T056",1222,1557,1065,null,null,null,7616,667,914,589]
[null,"S46.T059",1245,1598,1046,null,null,null,7619,667,914,589]
[null,"S46.T063",1236,1584,1086,null,null,null,7623,667,914,589]
[null,"S46.T066",1277,1618,1071,null,null,null,7626,666,913,588]
[null,"S46.T067",1238,1563,1044,null,null,null,7627,666,913,588]
[null,"S46.T070",1043,1247,822,null,null,null,7630,666,913,588]
[null,"S46.T073",856,997,635,null,null,null,7633,666,912,588]
[null,"S46.T076",851,977,658,null,null,null,7636,666,912,588]
[null,"S46.T081",1280,1613,1117,null,null,null,7641,665,911,587]
[null,"S46.T084",1234,1590,1066,null,null,null,7644,665,911,587]
[null,"S46.T088",1296,1642,1153,null,null,null,7648,664,910,587]
[null,"S46.T091",1222,1574,1069,null,null,null,7651,664,910,587]
[null,"S46.T092",1171,1515,995,null,null,null,7652,664,910,587]
[null,"S46.T095",961,1164,769,null,null,null,7655,664,910,586]
[null,"S46.T098",840,1010,658,null,null,null,7658,664,910,586]
[null,"S46.T101",876,1073,764,null,null,null,7661,663,909,586]
[null,"S46.T106",1270,1639,1135,null,null,null,7666,662,909,585]
[null,"S46.T110",1253,1600,1094,null,null,null,7670,661,909,585]
[null,"S46.T113",1269,1652,1152,null,null,null,7673,661,909,585]
[null,"S46.T116",1138,1502,1028,null,null,null,7676,660,909,584]
[null,"S46.T117",1084,1412,934,null,null,null,7677,660,909,584]
[null,"S46.T120",861,1095,698,null,null,null,7680,660,908,584]
[null,"S46.T123",778,992,645,null,null,null,7683,660,908,584]
[null,"S46.T126",837,1086,890,null,null,null,7686,659,908,584]
[null,"S46.T131",1040,1395,1013,null,null,null,7691,659,907,583]
[null,"S46.T135",1047,1373,1004,null,null,null,7695,658,907,583]
[null,"S46.T138",1091,1475,1023,null,null,null,7698,658,907,582]
[null,"S46.T141",963,1298,854,null,null,null,7701,657,907,582]
[null,"S46.T142",909,1196,806,null,null,null,7702,657,907,582]
[null,"S46.T145",778,978,634,null,null,null,7705,657,906,582]
[null,"S46.T148",743,936,624,null,null,null,7708,657,906,582]
[null,"S46.T151",827,1082,727,null,null,null,7711,657,906,582]
[null,"S46.T156",983,1315,885,null,null,null,7716,656,905,581]
[null,"S46.T160",1081,1412,1048,null,null,null,7720,656,905,581]
[null,"S46.T163",1076,1455,982,null,null,null,7723,656,904,581]
[null,"S46.T166",924,1190,777,null,null,null,7726,656,904,581]
[null,"S46.T167",856,1078,711,null,null,null,7727,656,903,581]
[null,"S47.T002",748,943,598,null,null,null,7730,655,903,581]
[null,"S47.T006",936,1259,900,null,null,null,7734,655,903,580]
[null,"S47.T008",1197,1581,1087,null,null,null,7736,655,903,580]
[null,"S47.T013",1236,1602,1069,null,null,null,7741,653,903,580]
[null,"S47.T017",1248,1684,1133,null,null,null,7745,653,903,579]
[null,"S47.T020",1150,1539,991,null,null,null,7748,652,902,579]
[null,"S47.T023",943,1150,731,null,null,null,7751,652,902,579]
[null,"S47.T024",882,1070,667,null,null,null,7752,652,902,579]
[null,"S47.T027",820,999,624,null,null,null,7755,651,902,579]
[null,"S47.T031",1153,1509,1019,null,null,null,7759,651,902,578]
[null,"S47.T033",1262,1672,1136,null,null,null,7761,651,902,578]
[null,"S47.T038",1243,1660,1134,null,null,null,7766,650,901,578]
[null,"S47.T042",1241,1663,1110,null,null,null,7770,650,901,578]
[null,"S47.T045",1090,1445,931,null,null,null,7773,649,901,577]
[null,"S47.T046",1007,1292,828,null,null,null,7774,649,901,577]
[null,"S47.T049",822,1039,656,null,null,null,7777,649,900,577]
[null,"S47.T052",799,1017,684,null,null,null,7780,649,900,577]
[null,"S47.T056",1211,1629,1130,null,null,null,7784,648,899,577]
[null,"S47.T058",1228,1681,1104,null,null,null,7786,648,899,577]
[null,"S47.T063",1247,1661,1173,null,null,null,7791,648,898,576]
[null,"S47.T067",1197,1619,1086,null,null,null,7795,648,898,576]
[null,"S47.T070",1007,1308,852,null,null,null,7798,648,898,576]
[null,"S47.T071",925,1178,753,null,null,null,7799,647,897,576]
[null,"S47.T074",794,1028,653,null,null,null,7802,647,897,576]
[null,"S47.T077",827,1099,743,null,null,null,7805,647,897,576]
[null,"S47.T081",1232,1702,1134,null,null,null,7809,646,896,575]
[null,"S47.T083",1233,1711,1116,null,null,null,7811,646,896,575]
[null,"S47.T088",1299,1733,1166,null,null,null,7816,645,896,575]
[null,"S47.T092",1175,1573,1044,null,null,null,7820,645,896,574]
[null,"S47.T095",954,1195,763,null,null,null,7823,645,895,574]
[null,"S47.T096",885,1110,700,null,null,null,7824,645,895,574]
[null,"S47.T099",822,1034,680,null,null,null,7827,644,895,574]
[null,"S47.T102",988,1321,941,null,null,null,7830,644,895,574]
[null,"S47.T106",1254,1682,1209,null,null,null,7834,643,895,574]
[null,"S47.T108",1232,1630,1078,null,null,null,7836,643,894,573]
[null,"S47.T114",1243,1674,1122,null,null,null,7842,642,894,573]
[null,"S47.T117",1109,1461,988,null,null,null,7845,642,893,573]
[null,"S47.T120",913,1143,722,null,null,null,7848,642,893,572]
[null,"S47.T121",873,1091,685,null,null,null,7849,642,893,572]
[null,"S47.T124",835,1039,678,null,null,null,7852,641,893,572]
[null,"S47.T127",938,1259,855,null,null,null,7855,641,892,572]
[null,"S47.T131",1113,1482,984,null,null,null,7859,641,892,572]
[null,"S47.T133",1119,1456,990,null,null,null,7861,640,892,571]
[null,"S47.T139",1133,1519,1020,null,null,null,7867,640,891,571]
[null,"S47.T142",981,1305,855,null,null,null,7870,640,891,571]
[null,"S47.T145",840,1082,696,null,null,null,7873,639,891,571]
[null,"S47.T146",824,1056,683,null,null,null,7874,{"$f":"LARGE(C$11:C$8746,$I7884)","v":639},{"$f":"LARGE(D$11:D$8746,$I7884)","v":891},{"$f":"LARGE(E$11:E$8746,$I7884)","v":570}]
[null,"S47.T149",836,1069,725,null,null,null,7877,639,891,570]
[null,"S47.T153",1023,1352,934,null,null,null,7881,638,890,570]
[null,"S47.T156",1073,1456,939,null,null,null,7884,638,890,570]
[null,"S47.T158",1068,1428,946,null,null,null,7886,638,890,570]
[null,"S47.T164",1151,1492,1010,null,null,null,7892,637,889,569]
[null,"S47.T167",975,1165,751,null,null,null,7895,637,889,569]
[null,"S48.T002",865,1030,660,null,null,null,7898,636,889,568]
[null,"S48.T003",865,1021,680,null,null,null,7899,636,889,568]
[null,"S48.T006",1056,1342,953,null,null,null,7902,636,889,568]
[null,"S48.T010",1346,1766,1214,null,null,null,7906,635,888,568]
[null,"S48.T013",1331,1743,1185,null,null,null,7909,635,888,567]
[null,"S48.T015",1343,1728,1212,null,null,null,7911,635,888,567]
[null,"S48.T021",1207,1539,1022,null,null,null,7917,634,888,567]
[null,"S48.T024",978,1175,754,null,null,null,7920,633,887,567]
[null,"S48.T027",917,1102,726,null,null,null,7923,632,887,567]
[null,"S48.T028",930,1114,750,null,null,null,7924,632,887,567]
[null,"S48.T031",1258,1621,1139,null,null,null,7927,632,887,566]
[null,"S48.T035",1365,1726,1148,null,null,null,7931,631,887,566]
[null,"S48.T038",1348,1670,1150,null,null,null,7934,631,886,565]
[null,"S48.T040",1408,1743,1241,null,null,null,7936,631,886,565]
[null,"S48.T046",1117,1366,893,null,null,null,7942,630,886,565]
[null,"S48.T049",912,1118,708,null,null,null,7945,630,885,565]
[null,"S48.T050",886,1094,699,null,null,null,7946,630,885,565]
[null,"S48.T053",914,1170,802,null,null,null,7949,630,885,565]
[null,"S48.T056",1299,1700,1204,null,null,null,7952,629,885,564]
[null,"S48.T060",1276,1681,1145,null,null,null,7956,629,884,564]
[null,"S48.T063",1288,1690,1201,null,null,null,7959,629,884,564]
[null,"S48.T065",1311,1779,1216,null,null,null,7961,629,884,564]
[null,"S48.T071",979,1252,813,null,null,null,7967,628,883,564]
[null,"S48.T074",849,1100,713,null,null,null,7970,628,883,564]
[null,"S48.T075",843,1095,716,null,null,null,7971,627,883,564]
[null,"S48.T078",1011,1386,982,null,null,null,7974,627,883,563]
[null,"S48.T081",1269,1773,1227,null,null,null,7977,627,882,563]
[null,"S48.T085",1259,1746,1162,null,null,null,7981,627,882,563]
[null,"S48.T088",1316,1783,1232,null,null,null,7984,627,882,563]
[null,"S48.T090",1255,1737,1189,null,null,null,7986,627,882,562]
[null,"S48.T096",870,1162,715,null,null,null,7992,626,881,562]
[null,"S48.T099",808,1076,678,null,null,null,7995,626,881,562]
[null,"S48.T100",820,1087,704,null,null,null,7996,625,881,562]
[null,"S48.T103",1142,1577,1071,null,null,null,7999,625,880,562]
[null,"S48.T106",1261,1732,1184,null,null,null,8002,{"$f":"LARGE(C$11:C$8746,$I8012)","v":625},{"$f":"LARGE(D$11:D$8746,$I8012)","v":880},{"$f":"LARGE(E$11:E$8746,$I8012)","v":561}]
[null,"S48.T110",1245,1692,1149,null,null,null,8006,624,880,561]
[null,"S48.T113",1276,1729,1164,null,null,null,8009,624,880,561]
[null,"S48.T115",1192,1627,1104,null,null,null,8011,624,879,561]
[null,"S48.T121",846,1096,707,null,null,null,8017,623,879,560]
[null,"S48.T124",815,1046,698,null,null,null,8020,623,879,560]
[null,"S48.T125",832,1072,720,null,null,null,8021,622,879,560]
[null,"S48.T128",1007,1339,933,null,null,null,8024,622,878,559]
[null,"S48.T131",1118,1512,1008,null,null,null,8027,622,878,559]
[null,"S48.T135",1143,1487,1038,null,null,null,8031,621,878,559]
[null,"S48.T138",1139,1543,1046,null,null,null,8034,621,877,559]
[null,"S48.T140",1067,1434,961,null,null,null,8036,621,877,558]
[null,"S48.T146",784,1004,650,null,null,null,8042,621,877,558]
[null,"S48.T149",776,1009,670,null,null,null,8045,620,876,558]
[null,"S48.T150",804,1072,720,null,null,null,8046,620,876,558]
[null,"S48.T153",946,1279,884,null,null,null,8049,620,876,558]
[null,"S48.T157",1016,1377,897,null,null,null,8053,619,875,557]
[null,"S48.T160",1126,1496,1034,null,null,null,8056,618,875,557]
[null,"S48.T163",1107,1509,1005,null,null,null,8059,618,875,557]
[null,"S48.T165",1015,1368,913,null,null,null,8061,618,875,556]
[null,"S49.T003",763,969,635,null,null,null,8067,617,874,556]
[null,"S49.T006",946,1290,914,null,null,null,8070,617,874,556]
[null,"S49.T007",1114,1511,1046,null,null,null,8071,617,874,556]
[null,"S49.T010",1252,1703,1190,null,null,null,8074,616,874,556]
[null,"S49.T014",1268,1677,1127,null,null,null,8078,616,874,555]
[null,"S49.T017",1285,1721,1156,null,null,null,8081,615,873,555]
[null,"S49.T020",1184,1571,1053,null,null,null,8084,615,873,555]
[null,"S49.T022",1036,1315,853,null,null,null,8086,614,873,554]
[null,"S49.T028",820,1034,668,null,null,null,8092,614,872,554]
[null,"S49.T031",1137,1530,1049,null,null,null,8095,613,872,554]
[null,"S49.T032",1237,1645,1121,null,null,null,8096,613,872,554]
[null,"S49.T035",1231,1656,1112,null,null,null,8099,613,872,554]
[null,"S49.T039",1251,1633,1165,null,null,null,8103,612,872,553]
[null,"S49.T042",1247,1673,1121,null,null,null,8106,612,871,553]
[null,"S49.T045",1109,1468,966,null,null,null,8109,611,870,553]
[null,"S49.T047",934,1185,747,null,null,null,8111,611,870,552]
[null,"S49.T053",821,1101,754,null,null,null,8117,611,870,552]
[null,"S49.T054",947,1320,921,null,null,null,8118,610,870,552]
[null,"S49.T057",1224,1683,1151,null,null,null,8121,610,870,552]
[null,"S49.T060",1229,1619,1103,null,null,null,8124,609,870,552]
[null,"S49.T064",1316,1713,1195,null,null,null,8128,608,869,551]
[null,"S49.T067",1226,1629,1091,null,null,null,8131,608,869,551]
[null,"S49.T070",1037,1321,852,null,null,null,8134,608,869,551]
[null,"S49.T072",898,1107,689,null,null,null,8136,608,869,551]
[null,"S49.T078",989,1320,924,null,null,null,8142,607,868,550]
[null,"S49.T079",1151,1541,1078,null,null,null,8143,607,868,550]
[null,"S49.T082",1262,1718,1147,null,null,null,8146,606,868,550]
[null,"S49.T085",1280,1693,1163,null,null,null,8149,606,868,549]
[null,"S49.T089",1287,1733,1145,null,null,null,8153,605,867,549]
[null,"S49.T092",1180,1579,1043,null,null,null,8156,605,867,549]
[null,"S49.T096",893,1120,693,null,null,null,8160,605,867,549]
[null,"S49.T097",850,1074,660,null,null,null,8161,604,867,549]
[null,"S49.T103",1141,1540,1051,null,null,null,8167,604,867,548]
[null,"S49.T104",1247,1671,1131,null,null,null,8168,604,866,548]
[null,"S49.T107",1253,1673,1092,null,null,null,8171,603,866,548]
[null,"S49.T110",1257,1623,1101,null,null,null,8174,603,866,547]
[null,"S49.T114",1225,1640,1091,null,null,null,8178,603,865,547]
[null,"S49.T117",1084,1466,937,null,null,null,8181,603,865,547]
[null,"S49.T121",840,1061,662,null,null,null,8185,602,865,547]
[null,"S49.T122",827,1031,652,null,null,null,8186,602,865,547]
[null,"S49.T128",990,1295,902,null,null,null,8192,601,864,546]
[null,"S49.T129",1026,1367,932,null,null,null,8193,601,864,546]
[null,"S49.T132",1063,1437,939,null,null,null,8196,600,863,546]
[null,"S49.T135",1084,1427,955,null,null,null,8199,600,863,546]
[null,"S49.T139",1084,1473,954,null,null,null,8203,600,863,546]
[null,"S49.T142",950,1245,790,null,null,null,8206,599,863,546]
[null,"S49.T146",766,983,604,null,null,null,8210,599,862,545]
[null,"S49.T147",746,969,595,null,null,null,8211,599,862,545]
[null,"S49.T153",936,1254,836,null,null,null,8217,598,862,545]
[null,"S49.T154",983,1317,855,null,null,null,8218,598,862,545]
[null,"S49.T157",1002,1347,851,null,null,null,8221,598,862,545]
[null,"S49.T161",1130,1530,992,null,null,null,8225,598,861,544]
[null,"S49.T164",1074,1447,949,null,null,null,8228,598,861,544]
[null,"S49.T167",887,1125,709,null,null,null,8231,597,861,544]
[null,"S50.T003",765,964,629,null,null,null,8235,597,860,544]
[null,"S50.T004",770,973,640,null,null,null,8236,597,860,544]
[null,"S50.T008",1228,1632,1118,null,null,null,8240,596,860,543]
[null,"S50.T009",1244,1673,1146,null,null,null,8241,596,860,543]
[null,"S50.T010",1247,1675,1114,null,null,null,8242,596,860,543]
[null,"S50.T011",1247,1671,1095,null,null,null,8243,596,860,543]
[null,"S50.T012",1227,1646,1072,null,null,null,8244,596,859,543]
[null,"S50.T013",1245,1664,1119,null,null,null,8245,595,859,543]
[null,"S50.T014",1242,1664,1097,null,null,null,8246,595,859,543]
[null,"S50.T015",1271,1662,1156,null,null,null,8247,595,859,543]
[null,"S50.T016",1292,1711,1137,null,null,null,8248,595,859,543]
[null,"S50.T017",1264,1692,1121,null,null,null,8249,595,859,543]
[null,"S50.T018",1232,1652,1095,null,null,null,8250,595,859,543]
[null,"S50.T019",1187,1599,1059,null,null,null,8251,595,859,543]
[null,"S50.T020",1148,1545,1002,null,null,null,8252,594,859,543]
[null,"S50.T021",1089,1457,928,null,null,null,8253,594,859,543]
[null,"S50.T022",1008,1302,823,null,null,null,8254,594,858,543]
[null,"S50.T023",926,1170,713,null,null,null,8255,594,858,543]
[null,"S50.T024",863,1087,669,null,null,null,8256,594,858,543]
[null,"S50.T025",832,1041,631,null,null,null,8257,594,858,542]
[null,"S50.T026",814,1018,627,null,null,null,8258,{"$f":"LARGE(C$11:C$8746,$I8268)","v":594},{"$f":"LARGE(D$11:D$8746,$I8268)","v":858},{"$f":"LARGE(E$11:E$8746,$I8268)","v":542}]
[null,"S50.T027",801,1010,635,null,null,null,8259,593,858,542]
[null,"S50.T028",799,1017,651,null,null,null,8260,593,858,542]
[null,"S50.T029",817,1079,709,null,null,null,8261,593,858,542]
[null,"S50.T030",936,1291,890,null,null,null,8262,593,857,542]
[null,"S50.T031",1086,1506,1048,null,null,null,8263,593,857,542]
[null,"S50.T032",1195,1638,1096,null,null,null,8264,593,857,542]
[null,"S50.T033",1200,1654,1047,null,null,null,8265,593,857,542]
[null,"S50.T034",1199,1648,1101,null,null,null,8266,593,857,542]
[null,"S50.T035",1188,1641,1069,null,null,null,8267,593,857,542]
[null,"S50.T036",1161,1612,1076,null,null,null,8268,593,857,542]
[null,"S50.T037",1193,1631,1081,null,null,null,8269,593,857,541]
[null,"S50.T038",1192,1627,1075,null,null,null,8270,592,857,541]
[null,"S50.T039",1217,1641,1136,null,null,null,8271,592,857,541]
[null,"S50.T040",1251,1696,1156,null,null,null,8272,592,857,541]
[null,"S50.T041",1234,1683,1159,null,null,null,8273,592,857,541]
[null,"S50.T042",1206,1652,1103,null,null,null,8274,592,857,541]
[null,"S50.T043",1170,1605,1070,null,null,null,8275,592,857,541]
[null,"S50.T044",1133,1545,1025,null,null,null,8276,592,857,541]
[null,"S50.T045",1080,1456,957,null,null,null,8277,592,857,541]
[null,"S50.T046",1000,1299,819,null,null,null,8278,592,856,541]
[null,"S50.T047",923,1170,734,null,null,null,8279,591,856,541]
[null,"S50.T048",842,1083,672,null,null,null,8280,591,856,541]
[null,"S50.T049",801,1037,641,null,null,null,8281,591,856,541]
[null,"S50.T050",791,1009,636,null,null,null,8282,591,856,540]
[null,"S50.T051",785,1001,618,null,null,null,8283,591,856,540]
[null,"S50.T052",793,1009,664,null,null,null,8284,591,856,540]
[null,"S50.T053",827,1074,718,null,null,null,8285,591,856,540]
[null,"S50.T054",947,1289,895,null,null,null,8286,591,856,540]
[null,"S50.T055",1103,1508,1036,null,null,null,8287,590,856,540]
[null,"S50.T056",1219,1634,1102,null,null,null,8288,590,856,540]
[null,"S50.T057",1224,1657,1122,null,null,null,8289,590,855,540]
[null,"S50.T058",1209,1657,1127,null,null,null,8290,590,855,540]
[null,"S50.T059",1212,1638,1064,null,null,null,8291,590,855,540]
[null,"S50.T060",1198,1603,1086,null,null,null,8292,590,855,540]
[null,"S50.T061",1213,1627,1095,null,null,null,8293,589,855,539]
[null,"S50.T062",1207,1625,1095,null,null,null,8294,589,855,539]
[null,"S50.T063",1221,1635,1139,null,null,null,8295,589,855,539]
[null,"S50.T064",1259,1689,1151,null,null,null,8296,589,855,539]
[null,"S50.T065",1238,1682,1156,null,null,null,8297,589,855,539]
[null,"S50.T066",1210,1646,1103,null,null,null,8298,589,855,539]
[null,"S50.T067",1178,1600,1075,null,null,null,8299,588,855,539]
[null,"S50.T068",1143,1546,1016,null,null,null,8300,588,854,539]
[null,"S50.T069",1089,1455,929,null,null,null,8301,588,854,539]
[null,"S50.T070",1006,1305,825,null,null,null,8302,588,854,539]
[null,"S50.T071",926,1173,718,null,null,null,8303,588,854,539]
[null,"S50.T072",863,1090,678,null,null,null,8304,588,854,539]
[null,"S50.T073",824,1041,656,null,null,null,8305,588,854,538]
[null,"S50.T074",801,1010,646,null,null,null,8306,588,854,538]
[null,"S50.T075",781,1000,646,null,null,null,8307,588,854,538]
[null,"S50.T076",793,1008,659,null,null,null,8308,588,854,538]
[null,"S50.T077",829,1075,741,null,null,null,8309,588,853,538]
[null,"S50.T078",955,1292,929,null,null,null,8310,587,853,538]
[null,"S50.T079",1097,1504,1038,null,null,null,8311,587,853,538]
[null,"S50.T080",1211,1627,1125,null,null,null,8312,587,853,538]
[null,"S50.T081",1225,1647,1150,null,null,null,8313,587,853,538]
[null,"S50.T082",1224,1646,1187,null,null,null,8314,587,853,538]
[null,"S50.T083",1212,1635,1083,null,null,null,8315,587,853,538]
[null,"S50.T084",1188,1613,1092,null,null,null,8316,587,853,538]
[null,"S50.T085",1213,1626,1095,null,null,null,8317,587,853,538]
[null,"S50.T086",1202,1627,1100,null,null,null,8318,587,852,538]
[null,"S50.T087",1232,1642,1162,null,null,null,8319,586,852,538]
[null,"S50.T088",1262,1691,1138,null,null,null,8320,586,852,538]
[null,"S50.T089",1230,1680,1121,null,null,null,8321,586,852,537]
[null,"S50.T090",1213,1642,1116,null,null,null,8322,{"$f":"LARGE(C$11:C$8746,$I8332)","v":586},{"$f":"LARGE(D$11:D$8746,$I8332)","v":852},{"$f":"LARGE(E$11:E$8746,$I8332)","v":537}]
[null,"S50.T091",1177,1590,1050,null,null,null,8323,586,852,537]
[null,"S50.T092",1143,1537,1010,null,null,null,8324,586,852,537]
[null,"S50.T093",1094,1451,958,null,null,null,8325,586,852,537]
[null,"S50.T094",1010,1305,840,null,null,null,8326,586,852,537]
[null,"S50.T095",932,1183,758,null,null,null,8327,586,852,537]
[null,"S50.T096",857,1098,691,null,null,null,8328,586,852,537]
[null,"S50.T097",821,1068,668,null,null,null,8329,585,852,536]
[null,"S50.T098",800,1049,657,null,null,null,8330,585,852,536]
[null,"S50.T099",791,1042,650,null,null,null,8331,585,852,536]
[null,"S50.T100",796,1042,663,null,null,null,8332,585,852,536]
[null,"S50.T101",829,1090,761,null,null,null,8333,585,851,536]
[null,"S50.T102",946,1286,880,null,null,null,8334,585,851,536]
[null,"S50.T103",1090,1486,1030,null,null,null,8335,584,851,536]
[null,"S50.T104",1205,1602,1093,null,null,null,8336,584,851,536]
[null,"S50.T105",1233,1609,1109,null,null,null,8337,584,851,536]
[null,"S50.T106",1213,1599,1085,null,null,null,8338,584,851,536]
[null,"S50.T107",1212,1587,1038,null,null,null,8339,584,851,536]
[null,"S50.T108",1184,1555,1014,null,null,null,8340,584,851,536]
[null,"S50.T109",1194,1550,1060,null,null,null,8341,583,851,536]
[null,"S50.T110",1184,1522,1044,null,null,null,8342,583,851,536]
[null,"S50.T111",1207,1522,1080,null,null,null,8343,583,851,536]
[null,"S50.T112",1232,1598,1108,null,null,null,8344,583,851,535]
[null,"S50.T113",1197,1623,1084,null,null,null,8345,583,850,535]
[null,"S50.T114",1163,1583,1046,null,null,null,8346,583,850,535]
[null,"S50.T115",1120,1530,1018,null,null,null,8347,583,850,535]
[null,"S50.T116",1072,1475,970,null,null,null,8348,583,850,535]
[null,"S50.T117",1039,1392,906,null,null,null,8349,583,850,535]
[null,"S50.T118",964,1269,827,null,null,null,8350,583,850,535]
[null,"S50.T119",895,1160,745,null,null,null,8351,582,850,535]
[null,"S50.T120",849,1086,670,null,null,null,8352,582,850,535]
[null,"S50.T121",806,1027,637,null,null,null,8353,582,850,535]
[null,"S50.T122",783,983,602,null,null,null,8354,582,850,535]
[null,"S50.T123",768,969,601,null,null,null,8355,582,849,535]
[null,"S50.T124",769,968,618,null,null,null,8356,582,849,535]
[null,"S50.T125",782,995,658,null,null,null,8357,582,849,535]
[null,"S50.T126",816,1074,726,null,null,null,8358,582,849,535]
[null,"S50.T127",873,1174,790,null,null,null,8359,582,849,535]
[null,"S50.T128",939,1256,858,null,null,null,8360,582,849,534]
[null,"S50.T129",982,1332,904,null,null,null,8361,582,849,534]
[null,"S50.T130",1022,1390,922,null,null,null,8362,581,849,534]
[null,"S50.T131",1036,1408,914,null,null,null,8363,581,849,534]
[null,"S50.T132",1037,1407,919,null,null,null,8364,581,848,534]
[null,"S50.T133",1043,1407,904,null,null,null,8365,581,848,534]
[null,"S50.T134",1043,1397,937,null,null,null,8366,581,848,534]
[null,"S50.T135",1079,1408,974,null,null,null,8367,581,848,534]
[null,"S50.T136",1129,1510,1029,null,null,null,8368,581,848,534]
[null,"S50.T137",1124,1547,1005,null,null,null,8369,581,848,534]
[null,"S50.T138",1102,1526,971,null,null,null,8370,581,848,534]
[null,"S50.T139",1071,1488,946,null,null,null,8371,581,848,534]
[null,"S50.T140",1030,1428,917,null,null,null,8372,581,848,534]
[null,"S50.T141",993,1354,869,null,null,null,8373,581,848,534]
[null,"S50.T142",932,1239,796,null,null,null,8374,580,848,534]
[null,"S50.T143",878,1135,739,null,null,null,8375,580,848,534]
[null,"S50.T144",822,1055,677,null,null,null,8376,580,848,534]
[null,"S50.T145",784,994,641,null,null,null,8377,580,848,533]
[null,"S50.T146",762,959,617,null,null,null,8378,580,848,533]
[null,"S50.T147",753,945,604,null,null,null,8379,580,848,533]
[null,"S50.T148",753,943,624,null,null,null,8380,579,848,533]
[null,"S50.T149",764,964,646,null,null,null,8381,579,847,533]
[null,"S50.T150",801,1026,687,null,null,null,8382,579,847,533]
[null,"S50.T151",842,1099,750,null,null,null,8383,579,847,533]
[null,"S50.T152",903,1166,804,null,null,null,8384,579,847,533]
[null,"S50.T153",945,1233,866,null,null,null,8385,579,847,533]
[null,"S50.T154",993,1299,878,null,null,null,8386,{"$f":"LARGE(C$11:C$8746,$I8396)","v":579},{"$f":"LARGE(D$11:D$8746,$I8396)","v":847},{"$f":"LARGE(E$11:E$8746,$I8396)","v":532}]
[null,"S50.T155",1011,1322,897,null,null,null,8387,579,847,532]
[null,"S50.T156",1014,1338,889,null,null,null,8388,579,846,532]
[null,"S50.T157",1016,1342,871,null,null,null,8389,579,846,532]
[null,"S50.T158",1024,1343,893,null,null,null,8390,579,846,532]
[null,"S50.T159",1064,1362,935,null,null,null,8391,578,846,531]
[null,"S50.T160",1126,1459,999,null,null,null,8392,578,846,531]
[null,"S50.T161",1136,1518,1019,null,null,null,8393,578,846,531]
[null,"S50.T162",1120,1502,992,null,null,null,8394,578,846,531]
[null,"S50.T163",1099,1473,983,null,null,null,8395,578,846,531]
[null,"S50.T164",1065,1422,950,null,null,null,8396,578,846,531]
[null,"S50.T165",1021,1352,879,null,null,null,8397,578,846,531]
[null,"S50.T166",959,1235,791,null,null,null,8398,578,845,531]
[null,"S50.T167",888,1119,717,null,null,null,8399,578,845,531]
[null,"S50.T168",831,1031,668,null,null,null,8400,578,845,531]
[null,"S51.T001",802,983,634,null,null,null,8401,578,845,531]
[null,"S51.T002",775,962,630,null,null,null,8402,578,845,531]
[null,"S51.T003",765,962,628,null,null,null,8403,578,845,531]
[null,"S51.T004",771,975,643,null,null,null,8404,578,845,531]
[null,"S51.T005",803,1040,726,null,null,null,8405,578,845,531]
[null,"S51.T006",898,1212,864,null,null,null,8406,578,845,531]
[null,"S51.T007",1020,1402,993,null,null,null,8407,577,845,531]
[null,"S51.T008",1125,1547,1044,null,null,null,8408,577,844,530]
[null,"S51.T009",1163,1591,1112,null,null,null,8409,577,844,530]
[null,"S51.T010",1175,1604,1090,null,null,null,8410,577,844,530]
[null,"S51.T011",1170,1594,1061,null,null,null,8411,577,844,530]
[null,"S51.T012",1155,1572,1050,null,null,null,8412,577,844,530]
[null,"S51.T013",1170,1576,1075,null,null,null,8413,577,844,530]
[null,"S51.T014",1168,1564,1069,null,null,null,8414,577,844,530]
[null,"S51.T015",1212,1582,1103,null,null,null,8415,576,843,530]
[null,"S51.T016",1269,1642,1127,null,null,null,8416,576,843,530]
[null,"S51.T017",1269,1634,1090,null,null,null,8417,576,843,529]
[null,"S51.T018",1240,1595,1038,null,null,null,8418,576,843,529]
[null,"S51.T019",1201,1547,1034,null,null,null,8419,576,843,529]
[null,"S51.T020",1150,1491,984,null,null,null,8420,576,843,529]
[null,"S51.T021",1102,1409,919,null,null,null,8421,576,843,529]
[null,"S51.T022",1038,1271,822,null,null,null,8422,576,843,529]
[null,"S51.T023",972,1146,742,null,null,null,8423,575,843,529]
[null,"S51.T024",897,1053,667,null,null,null,8424,575,843,528]
[null,"S51.T025",852,999,653,null,null,null,8425,575,842,528]
[null,"S51.T026",833,969,607,null,null,null,8426,575,842,528]
[null,"S51.T027",820,955,611,null,null,null,8427,575,842,528]
[null,"S51.T028",821,963,642,null,null,null,8428,575,842,528]
[null,"S51.T029",841,1017,688,null,null,null,8429,575,842,528]
[null,"S51.T030",910,1173,849,null,null,null,8430,575,842,528]
[null,"S51.T031",1005,1350,974,null,null,null,8431,574,842,528]
[null,"S51.T032",1103,1470,1013,null,null,null,8432,574,841,528]
[null,"S51.T033",1141,1501,1051,null,null,null,8433,574,841,528]
[null,"S51.T034",1145,1514,1030,null,null,null,8434,574,840,528]
[null,"S51.T035",1136,1512,1003,null,null,null,8435,574,840,528]
[null,"S51.T036",1113,1487,1002,null,null,null,8436,574,840,527]
[null,"S51.T037",1098,1488,1009,null,null,null,8437,574,840,527]
[null,"S51.T038",1089,1474,990,null,null,null,8438,574,840,527]
[null,"S51.T039",1119,1469,1038,null,null,null,8439,573,840,527]
[null,"S51.T040",1189,1547,1098,null,null,null,8440,573,840,527]
[null,"S51.T041",1188,1590,1090,null,null,null,8441,573,840,527]
[null,"S51.T042",1164,1564,1044,null,null,null,8442,573,839,527]
[null,"S51.T043",1133,1517,1024,null,null,null,8443,573,839,527]
[null,"S51.T044",1089,1461,992,null,null,null,8444,573,839,527]
[null,"S51.T045",1040,1384,916,null,null,null,8445,573,839,526]
[null,"S51.T046",976,1251,831,null,null,null,8446,573,839,526]
[null,"S51.T047",906,1129,757,null,null,null,8447,573,839,526]
[null,"S51.T048",843,1031,672,null,null,null,8448,572,839,526]
[null,"S51.T049",802,962,628,null,null,null,8449,572,839,526]
[null,"S51.T050",779,924,619,null,null,null,8450,{"$f":"LARGE(C$11:C$8746,$I8460)","v":572},{"$f":"LARGE(D$11:D$8746,$I8460)","v":839},{"$f":"LARGE(E$11:E$8746,$I8460)","v":526}]
[null,"S51.T051",770,902,610,null,null,null,8451,572,838,526]
[null,"S51.T052",770,898,623,null,null,null,8452,572,838,526]
[null,"S51.T053",781,921,652,null,null,null,8453,572,838,526]
[null,"S51.T054",817,986,695,null,null,null,8454,572,838,526]
[null,"S51.T055",873,1074,768,null,null,null,8455,572,838,526]
[null,"S51.T056",930,1149,839,null,null,null,8456,571,837,526]
[null,"S51.T057",977,1228,863,null,null,null,8457,571,837,526]
[null,"S51.T058",1020,1293,883,null,null,null,8458,571,837,525]
[null,"S51.T059",1036,1327,887,null,null,null,8459,571,837,525]
[null,"S51.T060",1044,1329,885,null,null,null,8460,571,836,525]
[null,"S51.T061",1048,1326,900,null,null,null,8461,571,836,525]
[null,"S51.T062",1062,1340,926,null,null,null,8462,571,836,525]
[null,"S51.T063",1098,1370,966,null,null,null,8463,571,836,525]
[null,"S51.T064",1157,1457,1012,null,null,null,8464,570,836,525]
[null,"S51.T065",1129,1457,995,null,null,null,8465,570,836,525]
[null,"S51.T066",1075,1357,942,null,null,null,8466,570,836,525]
[null,"S51.T067",1038,1258,911,null,null,null,8467,570,836,525]
[null,"S51.T068",1003,1213,859,null,null,null,8468,570,836,525]
[null,"S51.T069",966,1182,848,null,null,null,8469,570,836,525]
[null,"S51.T070",932,1133,776,null,null,null,8470,570,836,525]
[null,"S51.T071",889,1072,709,null,null,null,8471,570,836,525]
[null,"S51.T072",854,998,725,null,null,null,8472,570,835,525]
[null,"S51.T073",798,920,633,null,null,null,8473,570,835,525]
[null,"S51.T074",773,878,600,null,null,null,8474,569,835,525]
[null,"S51.T075",767,861,591,null,null,null,8475,569,835,525]
[null,"S51.T076",768,858,591,null,null,null,8476,569,835,524]
[null,"S51.T077",784,878,631,null,null,null,8477,569,835,524]
[null,"S51.T078",815,930,674,null,null,null,8478,568,835,524]
[null,"S51.T079",863,980,708,null,null,null,8479,568,835,524]
[null,"S51.T080",901,1021,721,null,null,null,8480,568,834,524]
[null,"S51.T081",927,1097,791,null,null,null,8481,568,834,524]
[null,"S51.T082",966,1153,817,null,null,null,8482,568,834,524]
[null,"S51.T083",985,1177,822,null,null,null,8483,568,834,524]
[null,"S51.T084",991,1177,832,null,null,null,8484,568,834,524]
[null,"S51.T085",990,1146,859,null,null,null,8485,568,834,524]
[null,"S51.T086",988,1116,822,null,null,null,8486,568,834,524]
[null,"S51.T087",1012,1107,880,null,null,null,8487,568,833,523]
[null,"S51.T088",1080,1200,953,null,null,null,8488,568,833,523]
[null,"S51.T089",1081,1265,947,null,null,null,8489,568,833,523]
[null,"S51.T090",1059,1257,947,null,null,null,8490,567,833,523]
[null,"S51.T091",1038,1240,913,null,null,null,8491,567,833,523]
[null,"S51.T092",1020,1210,900,null,null,null,8492,567,833,523]
[null,"S51.T093",994,1178,851,null,null,null,8493,567,832,523]
[null,"S51.T094",948,1118,792,null,null,null,8494,567,832,523]
[null,"S51.T095",907,1055,741,null,null,null,8495,567,832,523]
[null,"S51.T096",850,992,664,null,null,null,8496,567,832,522]
[null,"S51.T097",818,942,654,null,null,null,8497,567,832,522]
[null,"S51.T098",803,916,633,null,null,null,8498,566,831,522]
[null,"S51.T099",785,901,632,null,null,null,8499,566,831,522]
[null,"S51.T100",789,901,636,null,null,null,8500,566,831,522]
[null,"S51.T101",801,922,678,null,null,null,8501,566,831,522]
[null,"S51.T102",825,977,720,null,null,null,8502,566,831,522]
[null,"S51.T103",872,1039,784,null,null,null,8503,565,831,521]
[null,"S51.T104",923,1083,809,null,null,null,8504,565,830,521]
[null,"S51.T105",960,1150,866,null,null,null,8505,565,830,521]
[null,"S51.T106",995,1214,891,null,null,null,8506,565,830,521]
[null,"S51.T107",1006,1232,900,null,null,null,8507,565,830,521]
[null,"S51.T108",998,1229,874,null,null,null,8508,565,830,521]
[null,"S51.T109",1001,1215,868,null,null,null,8509,565,830,521]
[null,"S51.T110",1000,1197,872,null,null,null,8510,564,830,521]
[null,"S51.T111",1032,1198,898,null,null,null,8511,564,829,521]
[null,"S51.T112",1102,1300,1003,null,null,null,8512,564,829,520]
[null,"S51.T113",1107,1380,1014,null,null,null,8513,564,829,520]
[null,"S51.T114",1085,1373,971,null,null,null,8514,{"$f":"LARGE(C$11:C$8746,$I8524)","v":564},{"$f":"LARGE(D$11:D$8746,$I8524)","v":829},{"$f":"LARGE(E$11:E$8746,$I8524)","v":520}]
[null,"S51.T115",1065,1350,973,null,null,null,8515,564,829,520]
[null,"S51.T116",1034,1326,923,null,null,null,8516,564,829,520]
[null,"S51.T117",999,1278,857,null,null,null,8517,563,829,520]
[null,"S51.T118",948,1198,811,null,null,null,8518,563,829,520]
[null,"S51.T119",897,1117,747,null,null,null,8519,563,829,520]
[null,"S51.T120",851,1044,690,null,null,null,8520,563,829,520]
[null,"S51.T121",808,999,643,null,null,null,8521,563,829,520]
[null,"S51.T122",786,967,636,null,null,null,8522,562,829,520]
[null,"S51.T123",779,953,615,null,null,null,8523,562,829,519]
[null,"S51.T124",794,951,639,null,null,null,8524,562,828,519]
[null,"S51.T125",812,974,665,null,null,null,8525,562,828,519]
[null,"S51.T126",840,1042,725,null,null,null,8526,562,828,519]
[null,"S51.T127",885,1128,773,null,null,null,8527,562,828,519]
[null,"S51.T128",941,1195,856,null,null,null,8528,562,827,519]
[null,"S51.T129",976,1274,896,null,null,null,8529,562,827,519]
[null,"S51.T130",1023,1349,931,null,null,null,8530,561,827,519]
[null,"S51.T131",1040,1374,929,null,null,null,8531,561,827,519]
[null,"S51.T132",1038,1359,906,null,null,null,8532,561,827,518]
[null,"S51.T133",1049,1335,907,null,null,null,8533,561,827,518]
[null,"S51.T134",1052,1317,892,null,null,null,8534,561,826,518]
[null,"S51.T135",1085,1318,940,null,null,null,8535,561,826,518]
[null,"S51.T136",1153,1420,1015,null,null,null,8536,561,826,518]
[null,"S51.T137",1150,1492,1039,null,null,null,8537,560,826,518]
[null,"S51.T138",1135,1473,997,null,null,null,8538,560,826,518]
[null,"S51.T139",1115,1445,987,null,null,null,8539,560,826,517]
[null,"S51.T140",1092,1403,965,null,null,null,8540,560,826,517]
[null,"S51.T141",1050,1345,898,null,null,null,8541,560,825,517]
[null,"S51.T142",993,1256,827,null,null,null,8542,560,825,517]
[null,"S51.T143",942,1174,779,null,null,null,8543,560,824,517]
[null,"S51.T144",885,1095,700,null,null,null,8544,560,824,517]
[null,"S51.T145",857,1039,696,null,null,null,8545,559,824,517]
[null,"S51.T146",833,1004,659,null,null,null,8546,559,823,517]
[null,"S51.T147",827,988,650,null,null,null,8547,559,823,517]
[null,"S51.T148",832,984,683,null,null,null,8548,559,823,516]
[null,"S51.T149",843,1005,717,null,null,null,8549,559,823,516]
[null,"S51.T150",873,1066,760,null,null,null,8550,559,823,516]
[null,"S51.T151",911,1135,833,null,null,null,8551,559,822,516]
[null,"S51.T152",961,1189,858,null,null,null,8552,558,822,516]
[null,"S51.T153",1002,1264,933,null,null,null,8553,558,822,516]
[null,"S51.T154",1052,1345,937,null,null,null,8554,558,822,516]
[null,"S51.T155",1066,1378,951,null,null,null,8555,558,822,516]
[null,"S51.T156",1070,1391,940,null,null,null,8556,558,822,516]
[null,"S51.T157",1078,1385,942,null,null,null,8557,557,822,516]
[null,"S51.T158",1081,1377,912,null,null,null,8558,557,821,516]
[null,"S51.T159",1109,1380,967,null,null,null,8559,557,821,516]
[null,"S51.T160",1176,1478,1043,null,null,null,8560,557,821,516]
[null,"S51.T161",1185,1549,1046,null,null,null,8561,557,821,516]
[null,"S51.T162",1171,1535,1035,null,null,null,8562,556,821,516]
[null,"S51.T163",1151,1508,1011,null,null,null,8563,556,821,515]
[null,"S51.T164",1123,1458,1001,null,null,null,8564,556,820,515]
[null,"S51.T165",1080,1393,921,null,null,null,8565,556,820,515]
[null,"S51.T166",1022,1290,850,null,null,null,8566,556,820,515]
[null,"S51.T167",955,1189,732,null,null,null,8567,556,820,515]
[null,"S51.T168",906,1102,725,null,null,null,8568,556,820,515]
[null,"S52.T001",862,1043,681,null,null,null,8569,556,820,514]
[null,"S52.T002",842,1016,662,null,null,null,8570,556,819,514]
[null,"S52.T003",838,1004,679,null,null,null,8571,556,819,514]
[null,"S52.T004",849,1010,678,null,null,null,8572,556,819,514]
[null,"S52.T005",868,1062,739,null,null,null,8573,556,819,513]
[null,"S52.T006",945,1211,846,null,null,null,8574,556,819,513]
[null,"S52.T007",1049,1373,955,null,null,null,8575,556,819,513]
[null,"S52.T008",1146,1500,1060,null,null,null,8576,555,819,513]
[null,"S52.T009",1182,1564,1079,null,null,null,8577,555,817,513]
[null,"S52.T010",1194,1583,1077,null,null,null,8578,{"$f":"LARGE(C$11:C$8746,$I8588)","v":555},{"$f":"LARGE(D$11:D$8746,$I8588)","v":817},{"$f":"LARGE(E$11:E$8746,$I8588)","v":513}]
[null,"S52.T011",1195,1590,1059,null,null,null,8579,555,817,513]
[null,"S52.T012",1186,1565,1048,null,null,null,8580,554,817,512]
[null,"S52.T013",1192,1564,1053,null,null,null,8581,554,817,512]
[null,"S52.T014",1184,1558,1056,null,null,null,8582,554,817,512]
[null,"S52.T015",1206,1563,1089,null,null,null,8583,554,817,512]
[null,"S52.T016",1274,1632,1160,null,null,null,8584,554,817,512]
[null,"S52.T017",1265,1657,1151,null,null,null,8585,554,816,512]
[null,"S52.T018",1247,1628,1103,null,null,null,8586,554,816,512]
[null,"S52.T019",1214,1583,1100,null,null,null,8587,554,815,512]
[null,"S52.T020",1184,1527,1050,null,null,null,8588,554,815,511]
[null,"S52.T021",1141,1455,990,null,null,null,8589,554,815,511]
[null,"S52.T022",1061,1329,905,null,null,null,8590,554,815,511]
[null,"S52.T023",998,1216,790,null,null,null,8591,554,814,510]
[null,"S52.T024",925,1130,743,null,null,null,8592,553,814,510]
[null,"S52.T025",882,1087,706,null,null,null,8593,553,814,510]
[null,"S52.T026",881,1061,691,null,null,null,8594,553,814,510]
[null,"S52.T027",874,1054,687,null,null,null,8595,553,814,510]
[null,"S52.T028",880,1065,713,null,null,null,8596,553,814,509]
[null,"S52.T029",896,1114,757,null,null,null,8597,553,814,509]
[null,"S52.T030",981,1259,875,null,null,null,8598,552,813,509]
[null,"S52.T031",1080,1431,964,null,null,null,8599,552,813,509]
[null,"S52.T032",1176,1560,1063,null,null,null,8600,552,813,509]
[null,"S52.T033",1191,1613,1087,null,null,null,8601,552,813,509]
[null,"S52.T034",1216,1623,1083,null,null,null,8602,552,813,509]
[null,"S52.T035",1222,1621,1063,null,null,null,8603,551,813,509]
[null,"S52.T036",1210,1593,1046,null,null,null,8604,551,813,509]
[null,"S52.T037",1215,1578,1058,null,null,null,8605,551,813,509]
[null,"S52.T038",1211,1558,1048,null,null,null,8606,551,812,509]
[null,"S52.T039",1226,1567,1085,null,null,null,8607,550,812,509]
[null,"S52.T040",1273,1645,1130,null,null,null,8608,550,812,508]
[null,"S52.T041",1277,1683,1123,null,null,null,8609,550,812,508]
[null,"S52.T042",1247,1652,1105,null,null,null,8610,550,812,508]
[null,"S52.T043",1213,1609,1073,null,null,null,8611,550,812,508]
[null,"S52.T044",1171,1560,1032,null,null,null,8612,549,812,508]
[null,"S52.T045",1118,1487,981,null,null,null,8613,549,811,508]
[null,"S52.T046",1048,1357,894,null,null,null,8614,549,811,508]
[null,"S52.T047",971,1251,785,null,null,null,8615,549,811,508]
[null,"S52.T048",902,1152,700,null,null,null,8616,548,811,508]
[null,"S52.T049",866,1086,658,null,null,null,8617,548,811,507]
[null,"S52.T050",836,1047,644,null,null,null,8618,548,810,507]
[null,"S52.T051",817,1030,648,null,null,null,8619,548,810,507]
[null,"S52.T052",807,1030,655,null,null,null,8620,548,810,507]
[null,"S52.T053",823,1076,685,null,null,null,8621,548,810,507]
[null,"S52.T054",880,1198,738,null,null,null,8622,548,810,506]
[null,"S52.T055",945,1333,793,null,null,null,8623,547,809,506]
[null,"S52.T056",1019,1440,809,null,null,null,8624,547,809,506]
[null,"S52.T057",1051,1499,864,null,null,null,8625,547,809,505]
[null,"S52.T058",1082,1540,896,null,null,null,8626,547,808,505]
[null,"S52.T059",1083,1546,915,null,null,null,8627,546,808,505]
[null,"S52.T060",1074,1527,922,null,null,null,8628,546,808,504]
[null,"S52.T061",1065,1508,907,null,null,null,8629,546,808,504]
[null,"S52.T062",1056,1480,926,null,null,null,8630,546,808,504]
[null,"S52.T063",1083,1474,993,null,null,null,8631,545,808,504]
[null,"S52.T064",1175,1569,1079,null,null,null,8632,545,808,504]
[null,"S52.T065",1175,1634,1100,null,null,null,8633,544,807,504]
[null,"S52.T066",1139,1597,1043,null,null,null,8634,544,807,504]
[null,"S52.T067",1072,1511,979,null,null,null,8635,544,806,504]
[null,"S52.T068",1003,1402,922,null,null,null,8636,544,806,504]
[null,"S52.T069",949,1302,858,null,null,null,8637,543,806,503]
[null,"S52.T070",903,1224,802,null,null,null,8638,543,806,503]
[null,"S52.T071",871,1176,747,null,null,null,8639,543,806,503]
[null,"S52.T072",840,1156,733,null,null,null,8640,543,806,503]
[null,"S52.T073",825,1093,714,null,null,null,8641,543,806,503]
[null,"S52.T074",793,1039,678,null,null,null,8642,{"$f":"LARGE(C$11:C$8746,$I8652)","v":543},{"$f":"LARGE(D$11:D$8746,$I8652)","v":806},{"$f":"LARGE(E$11:E$8746,$I8652)","v":502}]
[null,"S52.T075",765,992,645,null,null,null,8643,542,806,502]
[null,"S52.T076",750,963,629,null,null,null,8644,542,806,502]
[null,"S52.T077",746,947,631,null,null,null,8645,542,806,502]
[null,"S52.T078",755,965,644,null,null,null,8646,542,805,501]
[null,"S52.T079",771,981,652,null,null,null,8647,542,805,501]
[null,"S52.T080",788,988,655,null,null,null,8648,541,805,501]
[null,"S52.T081",791,1019,657,null,null,null,8649,541,804,501]
[null,"S52.T082",827,1079,688,null,null,null,8650,541,804,501]
[null,"S52.T083",862,1125,719,null,null,null,8651,541,804,500]
[null,"S52.T084",881,1153,742,null,null,null,8652,541,803,500]
[null,"S52.T085",892,1163,741,null,null,null,8653,540,803,500]
[null,"S52.T086",898,1165,750,null,null,null,8654,540,803,500]
[null,"S52.T087",931,1178,772,null,null,null,8655,540,803,499]
[null,"S52.T088",996,1263,836,null,null,null,8656,540,803,499]
[null,"S52.T089",999,1326,865,null,null,null,8657,539,802,499]
[null,"S52.T090",992,1323,863,null,null,null,8658,539,802,498]
[null,"S52.T091",976,1305,856,null,null,null,8659,539,801,498]
[null,"S52.T092",956,1274,843,null,null,null,8660,539,801,498]
[null,"S52.T093",931,1221,817,null,null,null,8661,539,801,497]
[null,"S52.T094",885,1150,763,null,null,null,8662,539,801,497]
[null,"S52.T095",840,1070,710,null,null,null,8663,539,801,496]
[null,"S52.T096",785,999,653,null,null,null,8664,539,800,496]
[null,"S52.T097",746,944,618,null,null,null,8665,538,799,496]
[null,"S52.T098",717,909,589,null,null,null,8666,538,799,496]
[null,"S52.T099",708,896,577,null,null,null,8667,538,799,495]
[null,"S52.T100",711,900,577,null,null,null,8668,538,799,495]
[null,"S52.T101",736,935,598,null,null,null,8669,537,799,495]
[null,"S52.T102",792,1045,647,null,null,null,8670,536,798,495]
[null,"S52.T103",865,1166,709,null,null,null,8671,536,798,494]
[null,"S52.T104",945,1255,779,null,null,null,8672,536,798,494]
[null,"S52.T105",976,1312,817,null,null,null,8673,536,798,494]
[null,"S52.T106",1010,1375,869,null,null,null,8674,536,798,493]
[null,"S52.T107",1032,1412,900,null,null,null,8675,535,797,493]
[null,"S52.T108",1042,1428,903,null,null,null,8676,535,797,493]
[null,"S52.T109",1049,1428,911,null,null,null,8677,534,797,493]
[null,"S52.T110",1060,1421,914,null,null,null,8678,534,796,492]
[null,"S52.T111",1082,1425,932,null,null,null,8679,534,796,492]
[null,"S52.T112",1111,1482,974,null,null,null,8680,533,796,492]
[null,"S52.T113",1102,1505,983,null,null,null,8681,533,795,492]
[null,"S52.T114",1080,1474,967,null,null,null,8682,533,795,491]
[null,"S52.T115",1055,1429,936,null,null,null,8683,532,794,490]
[null,"S52.T116",1022,1379,912,null,null,null,8684,532,794,490]
[null,"S52.T117",978,1316,869,null,null,null,8685,532,794,490]
[null,"S52.T118",922,1214,804,null,null,null,8686,532,793,490]
[null,"S52.T119",866,1121,736,null,null,null,8687,532,793,490]
[null,"S52.T120",813,1037,675,null,null,null,8688,532,793,490]
[null,"S52.T121",768,976,627,null,null,null,8689,531,793,490]
[null,"S52.T122",728,940,600,null,null,null,8690,531,792,490]
[null,"S52.T123",728,924,588,null,null,null,8691,530,792,490]
[null,"S52.T124",726,924,586,null,null,null,8692,530,792,489]
[null,"S52.T125",741,938,606,null,null,null,8693,530,792,489]
[null,"S52.T126",786,1001,641,null,null,null,8694,529,791,489]
[null,"S52.T127",827,1074,689,null,null,null,8695,528,791,489]
[null,"S52.T128",874,1134,748,null,null,null,8696,528,790,489]
[null,"S52.T129",912,1207,794,null,null,null,8697,528,790,488]
[null,"S52.T130",960,1287,841,null,null,null,8698,528,790,488]
[null,"S52.T131",993,1329,870,null,null,null,8699,528,789,487]
[null,"S52.T132",1012,1347,873,null,null,null,8700,528,788,486]
[null,"S52.T133",1024,1348,873,null,null,null,8701,528,788,485]
[null,"S52.T134",1031,1342,872,null,null,null,8702,526,786,483]
[null,"S52.T135",1060,1347,878,null,null,null,8703,526,786,483]
[null,"S52.T136",1119,1421,942,null,null,null,8704,524,785,483]
[null,"S52.T137",1127,1477,968,null,null,null,8705,524,785,483]
[null,"S52.T138",1113,1453,961,null,null,null,8706,{"$f":"LARGE(C$11:C$8746,$I8716)","v":524},{"$f":"LARGE(D$11:D$8746,$I8716)","v":784},{"$f":"LARGE(E$11:E$8746,$I8716)","v":482}]
[null,"S52.T139",1086,1417,926,null,null,null,8707,523,783,482]
[null,"S52.T140",1054,1364,904,null,null,null,8708,523,783,482]
[null,"S52.T141",1014,1301,866,null,null,null,8709,523,782,481]
[null,"S52.T142",965,1212,806,null,null,null,8710,522,781,479]
[null,"S52.T143",912,1115,735,null,null,null,8711,521,780,478]
[null,"S52.T144",857,1035,664,null,null,null,8712,521,779,478]
[null,"S52.T145",824,973,630,null,null,null,8713,519,779,478]
[null,"S52.T146",798,934,598,null,null,null,8714,518,779,478]
[null,"S52.T147",768,917,593,null,null,null,8715,518,779,477]
[null,"S52.T148",787,913,599,null,null,null,8716,518,777,477]
[null,"S52.T149",786,933,608,null,null,null,8717,517,776,476]
[null,"S52.T150",809,989,643,null,null,null,8718,516,776,475]
[null,"S52.T151",869,1055,691,null,null,null,8719,515,776,474]
[null,"S52.T152",908,1110,742,null,null,null,8720,515,776,473]
[null,"S52.T153",940,1172,796,null,null,null,8721,515,776,473]
[null,"S52.T154",983,1257,857,null,null,null,8722,514,776,473]
[null,"S52.T155",1011,1309,891,null,null,null,8723,514,774,471]
[null,"S52.T156",1023,1335,905,null,null,null,8724,512,772,470]
[null,"S52.T157",1037,1344,913,null,null,null,8725,512,771,470]
[null,"S52.T158",1040,1358,916,null,null,null,8726,510,771,470]
[null,"S52.T159",1068,1378,928,null,null,null,8727,510,771,467]
[null,"S52.T160",1133,1462,988,null,null,null,8728,509,770,467]
[null,"S52.T161",1145,1531,1018,null,null,null,8729,509,769,466]
[null,"S52.T162",1139,1521,1017,null,null,null,8730,508,767,465]
[null,"S52.T163",1126,1488,990,null,null,null,8731,506,764,465]
[null,"S52.T164",1096,1435,963,null,null,null,8732,505,764,464]
[null,"S52.T165",1054,1359,920,null,null,null,8733,499,763,463]
[null,"S52.T166",984,1235,841,null,null,null,8734,498,762,459]
[null,"S52.T167",913,1114,756,null,null,null,8735,496,761,457]
[null,"S52.T168",865,1023,682,null,null,null,8736,492,755,453]
[null,null,null,984,984]
[null,null,null,913,913]
[null,null,null,865,865]

{"sheet":"Heat - Load curve","index":6,"n_rows":8748,"n_cols":42,"rows_kept":2250,"cut":true,"hidden":false,"merged":[[9,1,9,7],[9,23,9,26]],"bounds":{"rows_first":1000,"rows_last":250,"rows_between":1000,"halvings":1}}
[null,"Demand Profiles and Load duration curves"]
[]
[null,"Info:"]
[null,"Data for the hourly load curve is currently based on Estonian heat profiles for 5 different areas for 2007. "]
[null,"For Latvia and Lithuania, the load curves from Estonia are used as well."]
[null,"Input is needed as hourly variation profile"]
[null,"Unit: Relative (will be scaled to match annual demand)"]
[]
[]
[null,"Demand profiles",null,null,null,null,null,null,null,null,null,null,null,null,null,null,null,null,null,null,null,null,null,"Load duration curves"]
[null,null,"Country","Lithuania",null,null,null,null,null,"Latvia",null,"Estonia",null,null,null,null,null,null,null,null,null,null,null,null,"Lithuania",null,null,null,null,null,"Latvia",null,"Estonia"]
[null,"Hour of year","District heating area","LT_R_VilU","LT_R_KauU","LT_R_Panevezys","LT_R_SiaU","LT_R_KlaU","LT_R_Other_DH","LV_R_RigaR","LV_R_Other_DH","EE_R_Narva","EE_R_Tartu","EE_R_Parnu","EE_R_Tallinn","EE_R_Industry","EE_R_Kohtla_Jarve","EE_R_Sillamae","EE_R_Rural","EE_R_Urban","EE_R_Narva_ShaleLim",null,null,null,"LT_R_VilU","LT_R_KauU","LT_R_Panevezys","LT_R_SiaU","LT_R_KlaU","LT_R_Other_DH","LV_R_RigaR","LV_R_Other_DH","EE_R_Narva","EE_R_Tartu","EE_R_Parnu","EE_R_Tallinn","EE_R_Industry","EE_R_Kohtla_Jarve","EE_R_Sillamae","EE_R_Rural","EE_R_Urban","EE_R_Narva_ShaleLim"]
[null,1,null,392.94400000000002,392.94400000000002,392.94400000000002,392.94400000000002,392.94400000000002,8.19,167.82499999999999,8.19,81,75.58,75.58,81,8.19,89.191999999999993,89.191999999999993,89.191999999999993,89.191999999999993,81,null,null,1,{"$f":"LARGE(D$13:D$8748,$X13)","v":1000},{"$f":"LARGE(E$13:E$8748,$X13)","v":1000},1000,1000,1000,38.21,398.92700000000002,38.21,182,198.98,198.98,182,38.21,211.27199999999999,211.27199999999999,211.27199999999999,211.27199999999999,182]
[null,{"$f":"B13+1","v":2},null,392.61399999999998,392.61399999999998,392.61399999999998,392.61399999999998,392.61399999999998,8.19,165.23,8.19,76,71.34,71.34,76,8.19,84.191999999999993,84.191999999999993,84.191999999999993,84.191999999999993,76,null,null,2,{"$f":"LARGE(D$13:D$8748,$X14)","v":990.57299999999998},{"$f":"LARGE(E$13:E$8748,$X14)","v":990.57299999999998},{"$f":"LARGE(F$13:F$8748,$X14)","v":990.57299999999998},{"$f":"LARGE(G$13:G$8748,$X14)","v":990.57299999999998},{"$f":"LARGE(H$13:H$8748,$X14)","v":990.57299999999998},{"$f":"LARGE(I$13:I$8748,$X14)","v":34.56},{"$f":"LARGE(J$13:J$8748,$X14)","v":398.68099999999998},{"$f":"LARGE(K$13:K$8748,$X14)","v":34.56},{"$f":"LARGE(L$13:L$8748,$X14)","v":181},{"$f":"LARGE(M$13:M$8748,$X14)","v":197.42},{"$f":"LARGE(N$13:N$8748,$X14)","v":197.42},{"$f":"LARGE(O$13:O$8748,$X14)","v":181},{"$f":"LARGE(P$13:P$8748,$X14)","v":34.56},{"$f":"LARGE(Q$13:Q$8748,$X14)","v":210.16},{"$f":"LARGE(R$13:R$8748,$X14)","v":210.16},{"$f":"LARGE(S$13:S$8748,$X14)","v":210.16},{"$f":"LARGE(T$13:T$8748,$X14)","v":210.16},{"$f":"LARGE(U$13:U$8748,$X14)","v":181}]
[null,{"$f":"B14+1","v":3},null,398.90300000000002,398.90300000000002,398.90300000000002,398.90300000000002,398.90300000000002,8.19,163.68199999999999,8.19,73,68.8,68.8,73,8.19,81.191999999999993,81.191999999999993,81.191999999999993,81.191999999999993,73,null,null,3,989.68600000000004,989.68600000000004,989.68600000000004,989.68600000000004,989.68600000000004,34.5,395.07,34.5,181,193.14,193.14,181,34.5,209.14400000000001,209.14400000000001,209.14400000000001,209.14400000000001,181]
[null,4,null,401.197,401.197,401.197,401.197,401.197,8.1300000000000008,162.81700000000001,8.1300000000000008,77,72.11,72.11,77,8.1300000000000008,85.128,85.128,85.128,85.128,77,null,null,4,975.34500000000003,975.34500000000003,975.34500000000003,975.34500000000003,975.34500000000003,34.5,393.73399999999998,34.5,181,192.43,192.43,181,34.5,208.65600000000001,208.65600000000001,208.65600000000001,208.65600000000001,181]
[null,5,null,435.01499999999999,435.01499999999999,435.01499999999999,435.01499999999999,435.01499999999999,8.1300000000000008,164.82599999999999,8.1300000000000008,78,72.959999999999994,72.959999999999994,78,8.1300000000000008,86.128,86.128,86.128,86.128,78,null,null,5,968.03,968.03,968.03,968.03,968.03,34.049999999999997,392.28899999999999,34.049999999999997,180,190.29,190.29,180,34.049999999999997,207.72,207.72,207.72,207.72,180]
[null,6,null,444.35899999999998,444.35899999999998,444.35899999999998,444.35899999999998,444.35899999999998,8.06,171.62799999999999,8.06,89,82.27,82.27,89,8.06,97.063999999999993,97.063999999999993,97.063999999999993,97.063999999999993,89,null,null,6,967.69899999999996,967.69899999999996,967.69899999999996,967.69899999999996,967.69899999999996,33.54,391.97800000000001,33.54,180,188.56,188.56,180,33.54,205.59200000000001,205.59200000000001,205.59200000000001,205.59200000000001,180]
[null,7,null,460.48099999999999,460.48099999999999,460.48099999999999,460.48099999999999,460.48099999999999,8.19,176.72800000000001,8.19,85,78.97,78.97,85,8.19,93.191999999999993,93.191999999999993,93.191999999999993,93.191999999999993,85,null,null,7,967.38300000000004,967.38300000000004,967.38300000000004,967.38300000000004,967.38300000000004,33.409999999999997,391.72899999999998,33.409999999999997,179,188.17,188.17,179,33.409999999999997,202.4,202.4,202.4,202.4,179]
[null,8,null,460.23099999999999,460.23099999999999,460.23099999999999,460.23099999999999,460.23099999999999,8.1300000000000008,177.779,8.1300000000000008,83,77.19,77.19,83,8.1300000000000008,91.128,91.128,91.128,91.128,83,null,null,8,965.12800000000004,965.12800000000004,965.12800000000004,965.12800000000004,965.12800000000004,33.28,389.94099999999997,33.28,179,187.11,187.11,179,33.28,201.8,201.8,201.8,201.8,179]
[null,9,null,455.483,455.483,455.483,455.483,455.483,8.1300000000000008,175.12299999999999,8.1300000000000008,82,76.34,76.34,82,8.1300000000000008,90.128,90.128,90.128,90.128,82,null,null,9,959.27700000000004,959.27700000000004,959.27700000000004,959.27700000000004,959.27700000000004,33.22,389.74900000000002,33.22,178,186.02,186.02,178,33.22,201.00800000000001,201.00800000000001,201.00800000000001,201.00800000000001,178]
[null,10,null,462.53100000000001,462.53100000000001,462.53100000000001,462.53100000000001,462.53100000000001,8.06,173.761,8.06,82,76.34,76.34,82,8.06,90.063999999999993,90.063999999999993,90.063999999999993,90.063999999999993,82,null,null,10,958.32600000000002,958.32600000000002,958.32600000000002,958.32600000000002,958.32600000000002,33.15,389.66199999999998,33.15,177,185.25,185.25,177,33.15,200.15199999999999,200.15199999999999,200.15199999999999,200.15199999999999,177]
[null,11,null,455.95699999999999,455.95699999999999,455.95699999999999,455.95699999999999,455.95699999999999,8.1300000000000008,172.864,8.1300000000000008,83,77.19,77.19,83,8.1300000000000008,91.128,91.128,91.128,91.128,83,null,null,11,958.20100000000002,958.20100000000002,958.20100000000002,958.20100000000002,958.20100000000002,33.15,387.91,33.15,177,184.03,184.03,177,33.15,199.464,199.464,199.464,199.464,177]
[null,12,null,455.20400000000001,455.20400000000001,455.20400000000001,455.20400000000001,455.20400000000001,8.06,170.506,8.06,84,78.040000000000006,78.040000000000006,84,8.06,92.063999999999993,92.063999999999993,92.063999999999993,92.063999999999993,84,null,null,12,956.22799999999995,956.22799999999995,956.22799999999995,956.22799999999995,956.22799999999995,33.15,380.72699999999998,33.15,176,181.82,181.82,176,33.15,198.96,198.96,198.96,198.96,176]
[null,13,null,457.18299999999999,457.18299999999999,457.18299999999999,457.18299999999999,457.18299999999999,8,169.49100000000001,8,85,78.8,78.8,85,8,93,93,93,93,85,null,null,13,955.07299999999998,955.07299999999998,955.07299999999998,955.07299999999998,955.07299999999998,32.96,380.339,32.96,175,179.9,179.9,175,32.96,198.78399999999999,198.78399999999999,198.78399999999999,198.78399999999999,175]
[null,14,null,455.64400000000001,455.64400000000001,455.64400000000001,455.64400000000001,455.64400000000001,8,167.857,8,91,83.88,83.88,91,8,99,99,99,99,91,null,null,14,951.59500000000003,951.59500000000003,951.59500000000003,951.59500000000003,951.59500000000003,32.9,379.72399999999999,32.9,175,179.32,179.32,175,32.9,198.43199999999999,198.43199999999999,198.43199999999999,198.43199999999999,175]
[null,15,null,456.99299999999999,456.99299999999999,456.99299999999999,456.99299999999999,456.99299999999999,8,166.49199999999999,8,89,82.19,82.19,89,8,97,97,97,97,89,null,null,15,951.36300000000006,951.36300000000006,951.36300000000006,951.36300000000006,951.36300000000006,32.770000000000003,379.25599999999997,32.770000000000003,174,176.28,176.28,174,32.770000000000003,198.40799999999999,198.40799999999999,198.40799999999999,198.40799999999999,174]
[null,16,null,457.06400000000002,457.06400000000002,457.06400000000002,457.06400000000002,457.06400000000002,8,168.31800000000001,8,94,86.43,86.43,94,8,102,102,102,102,94,null,null,16,947.37800000000004,947.37800000000004,947.37800000000004,947.37800000000004,947.37800000000004,32.700000000000003,378.60899999999998,32.700000000000003,174,176.05,176.05,174,32.700000000000003,197.904,197.904,197.904,197.904,174]
[null,17,null,456.07799999999997,456.07799999999997,456.07799999999997,456.07799999999997,456.07799999999997,8,167.05199999999999,8,95,87.27,87.27,95,8,103,103,103,103,95,null,null,17,945.69500000000005,945.69500000000005,945.69500000000005,945.69500000000005,945.69500000000005,32.58,378.58300000000003,32.58,174,172.63,172.63,174,32.58,197.816,197.816,197.816,197.816,174]
[null,18,null,455.62099999999998,455.62099999999998,455.62099999999998,455.62099999999998,455.62099999999998,8.06,167.15799999999999,8.06,103,94.14,94.14,103,8.06,111.06399999999999,111.06399999999999,111.06399999999999,111.06399999999999,103,null,null,18,945.19399999999996,945.19399999999996,945.19399999999996,945.19399999999996,945.19399999999996,32.450000000000003,378.29500000000002,32.450000000000003,173,172.41,172.41,173,32.450000000000003,197.77600000000001,197.77600000000001,197.77600000000001,197.77600000000001,173]
[null,19,null,470.14400000000001,470.14400000000001,470.14400000000001,470.14400000000001,470.14400000000001,8.06,168.37200000000001,8.06,109,99.22,99.22,109,8.06,117.06399999999999,117.06399999999999,117.06399999999999,117.06399999999999,109,null,null,19,942.69100000000003,942.69100000000003,942.69100000000003,942.69100000000003,942.69100000000003,32.450000000000003,378.10599999999999,32.450000000000003,173,171.14,171.14,173,32.450000000000003,197.76,197.76,197.76,197.76,173]
[null,20,null,452.52800000000002,452.52800000000002,452.52800000000002,452.52800000000002,452.52800000000002,8.06,170.77500000000001,8.06,108,98.37,98.37,108,8.06,116.06399999999999,116.06399999999999,116.06399999999999,116.06399999999999,108,null,null,20,941.32500000000005,941.32500000000005,941.32500000000005,941.32500000000005,941.32500000000005,32.450000000000003,377.661,32.450000000000003,172,168.5,168.5,172,32.450000000000003,196.96799999999999,196.96799999999999,196.96799999999999,196.96799999999999,172]
[null,21,null,483.27199999999999,483.27199999999999,483.27199999999999,483.27199999999999,483.27199999999999,8.06,178.89699999999999,8.06,105,95.83,95.83,105,8.06,113.06399999999999,113.06399999999999,113.06399999999999,113.06399999999999,105,null,null,21,941.21500000000003,941.21500000000003,941.21500000000003,941.21500000000003,941.21500000000003,32.450000000000003,377.452,32.450000000000003,172,168.06,168.06,172,32.450000000000003,196.608,196.608,196.608,196.608,172]
[null,22,null,478.26600000000002,478.26600000000002,478.26600000000002,478.26600000000002,478.26600000000002,8,185.15100000000001,8,96,88.12,88.12,96,8,104,104,104,104,96,null,null,22,940.96900000000005,940.96900000000005,940.96900000000005,940.96900000000005,940.96900000000005,32.380000000000003,377.315,32.380000000000003,171,167.56,167.56,171,32.380000000000003,196.22399999999999,196.22399999999999,196.22399999999999,196.22399999999999,171]
[null,23,null,451.79899999999998,451.79899999999998,451.79899999999998,451.79899999999998,451.79899999999998,8.1300000000000008,187.85499999999999,8.1300000000000008,90,83.12,83.12,90,8.1300000000000008,98.128,98.128,98.128,98.128,90,null,null,23,939.93100000000004,939.93100000000004,939.93100000000004,939.93100000000004,939.93100000000004,32.380000000000003,376.96199999999999,32.380000000000003,171,167.22,167.22,171,32.380000000000003,196.04,196.04,196.04,196.04,171]
[null,24,null,394.02600000000001,394.02600000000001,394.02600000000001,394.02600000000001,394.02600000000001,8,185.94499999999999,8,82,76.260000000000005,76.260000000000005,82,8,90,90,90,90,82,null,null,24,938.37599999999998,938.37599999999998,938.37599999999998,938.37599999999998,938.37599999999998,32.32,376.44600000000003,32.32,170,167.22,167.22,170,32.32,196.01599999999999,196.01599999999999,196.01599999999999,196.01599999999999,170]
[null,25,null,425.423,425.423,425.423,425.423,425.423,8.06,177.81100000000001,8.06,71,77.72,77.72,71,8.06,79.063999999999993,79.063999999999993,79.063999999999993,79.063999999999993,71,null,null,25,932.21600000000001,932.21600000000001,932.21600000000001,932.21600000000001,932.21600000000001,32.130000000000003,376.29899999999998,32.130000000000003,170,167.22,167.22,170,32.130000000000003,195.78399999999999,195.78399999999999,195.78399999999999,195.78399999999999,170]
[null,26,null,433.572,433.572,433.572,433.572,433.572,8.06,172.56,8.06,67,73.790000000000006,73.790000000000006,67,8.06,75.063999999999993,75.063999999999993,75.063999999999993,75.063999999999993,67,null,null,26,932.125,932.125,932.125,932.125,932.125,31.81,374.92099999999999,31.81,170,167.22,167.22,170,31.81,195.71199999999999,195.71199999999999,195.71199999999999,195.71199999999999,170]
[null,27,null,432.18299999999999,432.18299999999999,432.18299999999999,432.18299999999999,432.18299999999999,8.06,169.327,8.06,61,67.900000000000006,67.900000000000006,61,8.06,69.063999999999993,69.063999999999993,69.063999999999993,69.063999999999993,61,null,null,27,930.98099999999999,930.98099999999999,930.98099999999999,930.98099999999999,930.98099999999999,31.81,374.76400000000001,31.81,169,167.2,167.2,169,31.81,195.63200000000001,195.63200000000001,195.63200000000001,195.63200000000001,169]
[null,28,null,430.983,430.983,430.983,430.983,430.983,8.06,167.572,8.06,62,68.88,68.88,62,8.06,70.063999999999993,70.063999999999993,70.063999999999993,70.063999999999993,62,null,null,28,930.40200000000004,930.40200000000004,930.40200000000004,930.40200000000004,930.40200000000004,31.81,374.11099999999999,31.81,169,167.06,167.06,169,31.81,195.624,195.624,195.624,195.624,169]
[null,29,null,448.88,448.88,448.88,448.88,448.88,8.06,168.85,8.06,66,72.81,72.81,66,8.06,74.063999999999993,74.063999999999993,74.063999999999993,74.063999999999993,66,null,null,29,929.95,929.95,929.95,929.95,929.95,31.81,374.04399999999998,31.81,169,166.44,166.44,169,31.81,195.36799999999999,195.36799999999999,195.36799999999999,195.36799999999999,169]
[null,30,null,475.17899999999997,475.17899999999997,475.17899999999997,475.17899999999997,475.17899999999997,8.06,178.93899999999999,8.06,68,74.77,74.77,68,8.06,76.063999999999993,76.063999999999993,76.063999999999993,76.063999999999993,68,null,null,30,929.90200000000004,929.90200000000004,929.90200000000004,929.90200000000004,929.90200000000004,31.74,373.89600000000002,31.74,169,166.06,166.06,169,31.74,194.744,194.744,194.744,194.744,169]
[null,31,null,472.745,472.745,472.745,472.745,472.745,8.1300000000000008,184.113,8.1300000000000008,73,79.680000000000007,79.680000000000007,73,8.1300000000000008,81.128,81.128,81.128,81.128,73,null,null,31,929.51199999999994,929.51199999999994,929.51199999999994,929.51199999999994,929.51199999999994,31.68,373.37400000000002,31.68,169,165.8,165.8,169,31.68,194.54400000000001,194.54400000000001,194.54400000000001,194.54400000000001,169]
[null,32,null,485.72199999999998,485.72199999999998,485.72199999999998,485.72199999999998,485.72199999999998,8.1300000000000008,185.977,8.1300000000000008,73,79.680000000000007,79.680000000000007,73,8.1300000000000008,81.128,81.128,81.128,81.128,73,null,null,32,928.90200000000004,928.90200000000004,928.90200000000004,928.90200000000004,928.90200000000004,31.68,372.35500000000002,31.68,169,165.56,165.56,169,31.68,194.49600000000001,194.49600000000001,194.49600000000001,194.49600000000001,169]
[null,33,null,478.85399999999998,478.85399999999998,478.85399999999998,478.85399999999998,478.85399999999998,8.6999999999999993,185.85900000000001,8.6999999999999993,72,79.290000000000006,79.290000000000006,72,8.6999999999999993,80.703999999999994,80.703999999999994,80.703999999999994,80.703999999999994,72,null,null,33,926.07,926.07,926.07,926.07,926.07,31.68,372.173,31.68,168,165.39,165.39,168,31.68,194.44800000000001,194.44800000000001,194.44800000000001,194.44800000000001,168]
[null,34,null,484.74799999999999,484.74799999999999,484.74799999999999,484.74799999999999,484.74799999999999,8.9600000000000009,184.18299999999999,8.9600000000000009,71,78.599999999999994,78.599999999999994,71,8.9600000000000009,79.959999999999994,79.959999999999994,79.959999999999994,79.959999999999994,71,null,null,34,924.31200000000001,924.31200000000001,924.31200000000001,924.31200000000001,924.31200000000001,31.55,372.07,31.55,168,165.06,165.06,168,31.55,194.28800000000001,194.28800000000001,194.28800000000001,194.28800000000001,168]
[null,35,null,480.81099999999998,480.81099999999998,480.81099999999998,480.81099999999998,480.81099999999998,9.02,182.84700000000001,9.02,71,78.599999999999994,78.599999999999994,71,9.02,80.024000000000001,80.024000000000001,80.024000000000001,80.024000000000001,71,null,null,35,923.71199999999999,923.71199999999999,923.71199999999999,923.71199999999999,923.71199999999999,31.49,371.95499999999998,31.49,168,164.69,164.69,168,31.49,194.21600000000001,194.21600000000001,194.21600000000001,194.21600000000001,168]
[null,36,null,486.99099999999999,486.99099999999999,486.99099999999999,486.99099999999999,486.99099999999999,9.09,179.387,9.09,67,74.77,74.77,67,9.09,76.087999999999994,76.087999999999994,76.087999999999994,76.087999999999994,67,null,null,36,922.93499999999995,922.93499999999995,922.93499999999995,922.93499999999995,922.93499999999995,31.49,371.00599999999997,31.49,168,164.66,164.66,168,31.49,193.99199999999999,193.99199999999999,193.99199999999999,193.99199999999999,168]
[null,37,null,472.69799999999998,472.69799999999998,472.69799999999998,472.69799999999998,472.69799999999998,9.09,177.215,9.09,72,79.680000000000007,79.680000000000007,72,9.09,81.087999999999994,81.087999999999994,81.087999999999994,81.087999999999994,72,null,null,37,922.36,922.36,922.36,922.36,922.36,31.42,370.25,31.42,168,164.57,164.57,168,31.42,193.99199999999999,193.99199999999999,193.99199999999999,193.99199999999999,168]
[null,38,null,460.47500000000002,460.47500000000002,460.47500000000002,460.47500000000002,460.47500000000002,9.09,173.93700000000001,9.09,72,79.680000000000007,79.680000000000007,72,9.09,81.087999999999994,81.087999999999994,81.087999999999994,81.087999999999994,72,null,null,38,922.26700000000005,922.26700000000005,922.26700000000005,922.26700000000005,922.26700000000005,31.42,370.15699999999998,31.42,167,164.12,164.12,167,31.42,193.68,193.68,193.68,193.68,167]
[null,39,null,459.22399999999999,459.22399999999999,459.22399999999999,459.22399999999999,459.22399999999999,9.09,172.08199999999999,9.09,75,82.63,82.63,75,9.09,84.087999999999994,84.087999999999994,84.087999999999994,84.087999999999994,75,null,null,39,921.09400000000005,921.09400000000005,921.09400000000005,921.09400000000005,921.09400000000005,31.42,370.125,31.42,167,163.5,163.5,167,31.42,193.63200000000001,193.63200000000001,193.63200000000001,193.63200000000001,167]
[null,40,null,450.64699999999999,450.64699999999999,450.64699999999999,450.64699999999999,450.64699999999999,9.02,160.626,9.02,81,88.43,88.43,81,9.02,90.024000000000001,90.024000000000001,90.024000000000001,90.024000000000001,81,null,null,40,919.12900000000002,919.12900000000002,919.12900000000002,919.12900000000002,919.12900000000002,31.36,370.08699999999999,31.36,167,161.52000000000001,161.52000000000001,167,31.36,193.136,193.136,193.136,193.136,167]
[null,41,null,447.274,447.274,447.274,447.274,447.274,8.26,153.001,8.26,87,93.64,93.64,87,8.26,95.256,95.256,95.256,95.256,87,null,null,41,918.94200000000001,918.94200000000001,918.94200000000001,918.94200000000001,918.94200000000001,31.3,369.46899999999999,31.3,167,161.52000000000001,161.52000000000001,167,31.3,192.352,192.352,192.352,192.352,167]
[null,42,null,415.08100000000002,415.08100000000002,415.08100000000002,415.08100000000002,415.08100000000002,8.06,147.98699999999999,8.06,86,92.46,92.46,86,8.06,94.063999999999993,94.063999999999993,94.063999999999993,94.063999999999993,86,null,null,42,918.69399999999996,918.69399999999996,918.69399999999996,918.69399999999996,918.69399999999996,31.3,368.62299999999999,31.3,167,161.52000000000001,161.52000000000001,167,31.3,192.10400000000001,192.10400000000001,192.10400000000001,192.10400000000001,167]
[null,43,null,437.62599999999998,437.62599999999998,437.62599999999998,437.62599999999998,437.62599999999998,8,146.36600000000001,8,89,95.31,95.31,89,8,97,97,97,97,89,null,null,43,917.00300000000004,917.00300000000004,917.00300000000004,917.00300000000004,917.00300000000004,31.17,368.495,31.17,166,161.38,161.38,166,31.17,191.59200000000001,191.59200000000001,191.59200000000001,191.59200000000001,166]
[null,44,null,451.22399999999999,451.22399999999999,451.22399999999999,451.22399999999999,451.22399999999999,7.94,147.03800000000001,7.94,88,94.23,94.23,88,7.94,95.936000000000007,95.936000000000007,95.936000000000007,95.936000000000007,88,null,null,44,914.89,914.89,914.89,914.89,914.89,31.17,368.411,31.17,166,160.9,160.9,166,31.17,191.512,191.512,191.512,191.512,166]
[null,45,null,452.80099999999999,452.80099999999999,452.80099999999999,452.80099999999999,452.80099999999999,8.06,145.55500000000001,8.06,82,88.53,88.53,82,8.06,90.063999999999993,90.063999999999993,90.063999999999993,90.063999999999993,82,null,null,45,914.29300000000001,914.29300000000001,914.29300000000001,914.29300000000001,914.29300000000001,31.17,368.35700000000003,31.17,166,160.66,160.66,166,31.17,191.40799999999999,191.40799999999999,191.40799999999999,191.40799999999999,166]
[null,46,null,425.863,425.863,425.863,425.863,425.863,8.06,147.24299999999999,8.06,82,88.53,88.53,82,8.06,90.063999999999993,90.063999999999993,90.063999999999993,90.063999999999993,82,null,null,46,914.29,914.29,914.29,914.29,914.29,31.17,367.995,31.17,166,159.46,159.46,166,31.17,191.38399999999999,191.38399999999999,191.38399999999999,191.38399999999999,166]
[null,47,null,399.50900000000001,399.50900000000001,399.50900000000001,399.50900000000001,399.50900000000001,8.06,142.886,8.06,77,83.62,83.62,77,8.06,85.063999999999993,85.063999999999993,85.063999999999993,85.063999999999993,77,null,null,47,913.94399999999996,913.94399999999996,913.94399999999996,913.94399999999996,913.94399999999996,31.1,367.81900000000002,31.1,166,158.59,158.59,166,31.1,191.24799999999999,191.24799999999999,191.24799999999999,191.24799999999999,166]
[null,48,null,438.387,438.387,438.387,438.387,438.387,8.1300000000000008,138.148,8.1300000000000008,81,87.55,87.55,81,8.1300000000000008,89.128,89.128,89.128,89.128,81,null,null,48,913.822,913.822,913.822,913.822,913.822,31.04,367.65499999999997,31.04,166,157.82,157.82,166,31.04,191.11199999999999,191.11199999999999,191.11199999999999,191.11199999999999,166]
[null,49,null,373.04300000000001,373.04300000000001,373.04300000000001,373.04300000000001,373.04300000000001,8,122.962,8,75,72.349999999999994,72.349999999999994,75,8,83,83,83,83,75,null,null,49,913.58500000000004,913.58500000000004,913.58500000000004,913.58500000000004,913.58500000000004,30.98,367.60399999999998,30.98,166,157.59,157.59,166,30.98,191.048,191.048,191.048,191.048,166]
[null,50,null,374.66399999999999,374.66399999999999,374.66399999999999,374.66399999999999,374.66399999999999,8.06,121.539,8.06,74,71.56,71.56,74,8.06,82.063999999999993,82.063999999999993,82.063999999999993,82.063999999999993,74,null,null,50,913.14599999999996,913.14599999999996,913.14599999999996,913.14599999999996,913.14599999999996,30.85,367.52100000000002,30.85,166,157.47,157.47,166,30.85,190.98400000000001,190.98400000000001,190.98400000000001,190.98400000000001,166]
[null,51,null,359.69600000000003,359.69600000000003,359.69600000000003,359.69600000000003,359.69600000000003,8.06,122.72799999999999,8.06,69,67.2,67.2,69,8.06,77.063999999999993,77.063999999999993,77.063999999999993,77.063999999999993,69,null,null,51,912.82100000000003,912.82100000000003,912.82100000000003,912.82100000000003,912.82100000000003,30.85,367.48899999999998,30.85,166,157.09,157.09,166,30.85,190.904,190.904,190.904,190.904,166]
[null,52,null,396.13400000000001,396.13400000000001,396.13400000000001,396.13400000000001,396.13400000000001,7.81,123.084,7.81,68,66.069999999999993,66.069999999999993,68,7.81,75.808000000000007,75.808000000000007,75.808000000000007,75.808000000000007,68,null,null,52,911.86099999999999,911.86099999999999,911.86099999999999,911.86099999999999,911.86099999999999,30.85,367.29300000000001,30.85,166,157,157,166,30.85,190.88,190.88,190.88,190.88,166]
[null,53,null,405.649,405.649,405.649,405.649,405.649,7.94,126.428,7.94,69,67.03,67.03,69,7.94,76.936000000000007,76.936000000000007,76.936000000000007,76.936000000000007,69,null,null,53,911.6,911.6,911.6,911.6,911.6,30.85,367.05900000000003,30.85,165,156.59,156.59,165,30.85,190.6,190.6,190.6,190.6,165]
[null,54,null,440.51499999999999,440.51499999999999,440.51499999999999,440.51499999999999,440.51499999999999,7.94,136.92400000000001,7.94,72,69.650000000000006,69.650000000000006,72,7.94,79.936000000000007,79.936000000000007,79.936000000000007,79.936000000000007,72,null,null,54,911.40700000000004,911.40700000000004,911.40700000000004,911.40700000000004,911.40700000000004,30.78,367.04300000000001,30.78,165,156.47,156.47,165,30.78,190.57599999999999,190.57599999999999,190.57599999999999,190.57599999999999,165]
[null,55,null,450.84699999999998,450.84699999999998,450.84699999999998,450.84699999999998,450.84699999999998,8,145.613,8,80,76.709999999999994,76.709999999999994,80,8,88,88,88,88,80,null,null,55,911.11199999999997,911.11199999999997,911.11199999999997,911.11199999999997,911.11199999999997,30.78,366.99799999999999,30.78,165,156.41,156.41,165,30.78,190.49600000000001,190.49600000000001,190.49600000000001,190.49600000000001,165]
[null,56,null,454.10500000000002,454.10500000000002,454.10500000000002,454.10500000000002,454.10500000000002,8.1300000000000008,149.28100000000001,8.1300000000000008,81,77.66,77.66,81,8.1300000000000008,89.128,89.128,89.128,89.128,81,null,null,56,910.94600000000003,910.94600000000003,910.94600000000003,910.94600000000003,910.94600000000003,30.78,366.822,30.78,165,155.41999999999999,155.41999999999999,165,30.78,190.29599999999999,190.29599999999999,190.29599999999999,190.29599999999999,165]
[null,57,null,448.32600000000002,448.32600000000002,448.32600000000002,448.32600000000002,448.32600000000002,10.3,147.58000000000001,10.3,81,79.58,79.58,81,10.3,91.304000000000002,91.304000000000002,91.304000000000002,91.304000000000002,81,null,null,57,910.83399999999995,910.83399999999995,910.83399999999995,910.83399999999995,910.83399999999995,30.78,366.774,30.78,165,155.05000000000001,155.05000000000001,165,30.78,190.10400000000001,190.10400000000001,190.10400000000001,190.10400000000001,165]
[null,58,null,447.33699999999999,447.33699999999999,447.33699999999999,447.33699999999999,447.33699999999999,11.58,147.404,11.58,78,78.099999999999994,78.099999999999994,78,11.58,89.584000000000003,89.584000000000003,89.584000000000003,89.584000000000003,78,null,null,58,909.88199999999995,909.88199999999995,909.88199999999995,909.88199999999995,909.88199999999995,30.78,366.55,30.78,165,154.86000000000001,154.86000000000001,165,30.78,190.08799999999999,190.08799999999999,190.08799999999999,190.08799999999999,165]
[null,59,null,443.38499999999999,443.38499999999999,443.38499999999999,443.38499999999999,443.38499999999999,13.76,145.42400000000001,13.76,80,81.760000000000005,81.760000000000005,80,13.76,93.76,93.76,93.76,93.76,80,null,null,59,909.83399999999995,909.83399999999995,909.83399999999995,909.83399999999995,909.83399999999995,30.72,366.322,30.72,165,154.80000000000001,154.80000000000001,165,30.72,190.00800000000001,190.00800000000001,190.00800000000001,190.00800000000001,165]
[null,60,null,444.53899999999999,444.53899999999999,444.53899999999999,444.53899999999999,444.53899999999999,13.89,145.51300000000001,13.89,78,80.099999999999994,80.099999999999994,78,13.89,91.888000000000005,91.888000000000005,91.888000000000005,91.888000000000005,78,null,null,60,909.822,909.822,909.822,909.822,909.822,30.72,366.11399999999998,30.72,165,154.79,154.79,165,30.72,189.68,189.68,189.68,189.68,165]
[null,61,null,438.49,438.49,438.49,438.49,438.49,17.22,145.946,17.22,78,82.98,82.98,78,17.22,95.215999999999994,95.215999999999994,95.215999999999994,95.215999999999994,78,null,null,61,908.88800000000003,908.88800000000003,908.88800000000003,908.88800000000003,908.88800000000003,30.66,365.73599999999999,30.66,165,153.97,153.97,165,30.66,189.608,189.608,189.608,189.608,165]
[null,62,null,425.63900000000001,425.63900000000001,425.63900000000001,425.63900000000001,425.63900000000001,16.77,145.209,16.77,78,82.63,82.63,78,16.77,94.768000000000001,94.768000000000001,94.768000000000001,94.768000000000001,78,null,null,62,908.52499999999998,908.52499999999998,908.52499999999998,908.52499999999998,908.52499999999998,30.59,365.59800000000001,30.59,165,152.47999999999999,152.47999999999999,165,30.59,189.56,189.56,189.56,189.56,165]
[null,63,null,423.90699999999998,423.90699999999998,423.90699999999998,423.90699999999998,423.90699999999998,19.07,142.505,19.07,78,84.64,84.64,78,19.07,97.072000000000003,97.072000000000003,97.072000000000003,97.072000000000003,78,null,null,63,908.37300000000005,908.37300000000005,908.37300000000005,908.37300000000005,908.37300000000005,30.59,365.53399999999999,30.59,165,152.06,152.06,165,30.59,189.512,189.512,189.512,189.512,165]
[null,64,null,429.43099999999998,429.43099999999998,429.43099999999998,429.43099999999998,429.43099999999998,18.940000000000001,142.94999999999999,18.940000000000001,79,85.33,85.33,79,18.940000000000001,97.944000000000003,97.944000000000003,97.944000000000003,97.944000000000003,79,null,null,64,908.14200000000005,908.14200000000005,908.14200000000005,908.14200000000005,908.14200000000005,30.59,365.47300000000001,30.59,165,151.94,151.94,165,30.59,189.48,189.48,189.48,189.48,165]
[null,65,null,446.2,446.2,446.2,446.2,446.2,16,145.48099999999999,16,81,84.55,84.55,81,16,97,97,97,97,81,null,null,65,907.64700000000005,907.64700000000005,907.64700000000005,907.64700000000005,907.64700000000005,30.59,365.01799999999997,30.59,164,151.88,151.88,164,30.59,189.416,189.416,189.416,189.416,164]
[null,66,null,445.315,445.315,445.315,445.315,445.315,18.05,144.34399999999999,18.05,84,88.91,88.91,84,18.05,102.048,102.048,102.048,102.048,84,null,null,66,{"$f":"LARGE(D$13:D$8748,$X78)","v":907.26300000000003},{"$f":"LARGE(E$13:E$8748,$X78)","v":907.26300000000003},{"$f":"LARGE(F$13:F$8748,$X78)","v":907.26300000000003},{"$f":"LARGE(G$13:G$8748,$X78)","v":907.26300000000003},{"$f":"LARGE(H$13:H$8748,$X78)","v":907.26300000000003},{"$f":"LARGE(I$13:I$8748,$X78)","v":30.59},{"$f":"LARGE(J$13:J$8748,$X78)","v":364.52199999999999},{"$f":"LARGE(K$13:K$8748,$X78)","v":30.59},{"$f":"LARGE(L$13:L$8748,$X78)","v":164},{"$f":"LARGE(M$13:M$8748,$X78)","v":151.55000000000001},{"$f":"LARGE(N$13:N$8748,$X78)","v":151.55000000000001},{"$f":"LARGE(O$13:O$8748,$X78)","v":164},{"$f":"LARGE(P$13:P$8748,$X78)","v":30.59},{"$f":"LARGE(Q$13:Q$8748,$X78)","v":189.328},{"$f":"LARGE(R$13:R$8748,$X78)","v":189.328},{"$f":"LARGE(S$13:S$8748,$X78)","v":189.328},{"$f":"LARGE(T$13:T$8748,$X78)","v":189.328},{"$f":"LARGE(U$13:U$8748,$X78)","v":164}]
[null,{"$f":"B78+1","v":67},null,446.863,446.863,446.863,446.863,446.863,16.13,147.10900000000001,16.13,90,92.48,92.48,90,16.13,106.128,106.128,106.128,106.128,90,null,null,67,907.16200000000003,907.16200000000003,907.16200000000003,907.16200000000003,907.16200000000003,30.53,364.24,30.53,164,151.46,151.46,164,30.53,189.26400000000001,189.26400000000001,189.26400000000001,189.26400000000001,164]
[null,68,null,443.22500000000002,443.22500000000002,443.22500000000002,443.22500000000002,443.22500000000002,17.600000000000001,146.875,17.600000000000001,95,98.15,98.15,95,17.600000000000001,112.6,112.6,112.6,112.6,95,null,null,68,906.12099999999998,906.12099999999998,906.12099999999998,906.12099999999998,906.12099999999998,30.53,364.15699999999998,30.53,164,151.34,151.34,164,30.53,189.048,189.048,189.048,189.048,164]
[null,69,null,446.81200000000001,446.81200000000001,446.81200000000001,446.81200000000001,446.81200000000001,18.239999999999998,147.673,18.239999999999998,93,96.93,96.93,93,18.239999999999998,111.24,111.24,111.24,111.24,93,null,null,69,905.58399999999995,905.58399999999995,905.58399999999995,905.58399999999995,905.58399999999995,30.53,363.9,30.53,164,151.24,151.24,164,30.53,188.91200000000001,188.91200000000001,188.91200000000001,188.91200000000001,164]
[null,70,null,429.14600000000002,429.14600000000002,429.14600000000002,429.14600000000002,429.14600000000002,17.54,149.858,17.54,92,95.45,95.45,92,17.54,109.536,109.536,109.536,109.536,92,null,null,70,905.18899999999996,905.18899999999996,905.18899999999996,905.18899999999996,905.18899999999996,30.46,363.9,30.46,164,151.01,151.01,164,30.46,188.904,188.904,188.904,188.904,164]
[null,71,null,400.07499999999999,400.07499999999999,400.07499999999999,400.07499999999999,400.07499999999999,17.09,146.619,17.09,90,93.36,93.36,90,17.09,107.08799999999999,107.08799999999999,107.08799999999999,107.08799999999999,90,null,null,71,904.72500000000002,904.72500000000002,904.72500000000002,904.72500000000002,904.72500000000002,30.46,363.89400000000001,30.46,164,150.78,150.78,164,30.46,188.80799999999999,188.80799999999999,188.80799999999999,188.80799999999999,164]
[null,72,null,375.483,375.483,375.483,375.483,375.483,16.510000000000002,140.672,16.510000000000002,84,87.6,87.6,84,16.510000000000002,100.512,100.512,100.512,100.512,84,null,null,72,904.64499999999998,904.64499999999998,904.64499999999998,904.64499999999998,904.64499999999998,30.46,363.89100000000002,30.46,164,150.69,150.69,164,30.46,188.32,188.32,188.32,188.32,164]
[null,73,null,378.49900000000002,378.49900000000002,378.49900000000002,378.49900000000002,378.49900000000002,14.46,129.00700000000001,14.46,79,74.69,74.69,79,14.46,93.463999999999999,93.463999999999999,93.463999999999999,93.463999999999999,79,null,null,73,904.57799999999997,904.57799999999997,904.57799999999997,904.57799999999997,904.57799999999997,30.46,363.62799999999999,30.46,164,150.22999999999999,150.22999999999999,164,30.46,188.21600000000001,188.21600000000001,188.21600000000001,188.21600000000001,164]
[null,74,null,377.81,377.81,377.81,377.81,377.81,16.899999999999999,125.82599999999999,16.899999999999999,78,75.81,75.81,78,16.899999999999999,94.896000000000001,94.896000000000001,94.896000000000001,94.896000000000001,78,null,null,74,904.25900000000001,904.25900000000001,904.25900000000001,904.25900000000001,904.25900000000001,30.46,363.529,30.46,164,149.99,149.99,164,30.46,188.184,188.184,188.184,188.184,164]
[null,75,null,372.74700000000001,372.74700000000001,372.74700000000001,372.74700000000001,372.74700000000001,17.79,125.211,17.79,73,72.540000000000006,72.540000000000006,73,17.79,90.792000000000002,90.792000000000002,90.792000000000002,90.792000000000002,73,null,null,75,904.21,904.21,904.21,904.21,904.21,30.46,363.31400000000002,30.46,164,149.85,149.85,164,30.46,188.136,188.136,188.136,188.136,164]
[null,76,null,391.255,391.255,391.255,391.255,391.255,17.34,125.49,17.34,77,75.33,75.33,77,17.34,94.343999999999994,94.343999999999994,94.343999999999994,94.343999999999994,77,null,null,76,904.18499999999995,904.18499999999995,904.18499999999995,904.18499999999995,904.18499999999995,30.4,363.24700000000001,30.4,164,148.65,148.65,164,30.4,187.328,187.328,187.328,187.328,164]
[null,77,null,410.64499999999998,410.64499999999998,410.64499999999998,410.64499999999998,410.64499999999998,16.510000000000002,127.899,16.510000000000002,84,80.28,80.28,84,16.510000000000002,100.512,100.512,100.512,100.512,84,null,null,77,904.04700000000003,904.04700000000003,904.04700000000003,904.04700000000003,904.04700000000003,30.4,363.04500000000002,30.4,163,148.62,148.62,163,30.4,187.232,187.232,187.232,187.232,163]
[null,78,null,436.52300000000002,436.52300000000002,436.52300000000002,436.52300000000002,436.52300000000002,13.38,139.06399999999999,13.38,91,83.4,83.4,91,13.38,104.376,104.376,104.376,104.376,91,null,null,78,903.81899999999996,903.81899999999996,903.81899999999996,903.81899999999996,903.81899999999996,30.4,362.94200000000001,30.4,163,148.49,148.49,163,30.4,187.096,187.096,187.096,187.096,163]
[null,79,null,453.47500000000002,453.47500000000002,453.47500000000002,453.47500000000002,453.47500000000002,12.16,148.71100000000001,12.16,100,89.63,89.63,100,12.16,112.16,112.16,112.16,112.16,100,null,null,79,902.75099999999998,902.75099999999998,902.75099999999998,902.75099999999998,902.75099999999998,30.4,362.90699999999998,30.4,163,147.94999999999999,147.94999999999999,163,30.4,187.048,187.048,187.048,187.048,163]
[null,80,null,454.69900000000001,454.69900000000001,454.69900000000001,454.69900000000001,454.69900000000001,12.03,153.27600000000001,12.03,99,88.67,88.67,99,12.03,111.032,111.032,111.032,111.032,99,null,null,80,902.57500000000005,902.57500000000005,902.57500000000005,902.57500000000005,902.57500000000005,30.4,362.84,30.4,163,147.88999999999999,147.88999999999999,163,30.4,186.92,186.92,186.92,186.92,163]
[null,81,null,441.35199999999998,441.35199999999998,441.35199999999998,441.35199999999998,441.35199999999998,23.36,152.36000000000001,23.36,98,96.98,96.98,98,23.36,121.36,121.36,121.36,121.36,98,null,null,81,902.18899999999996,902.18899999999996,902.18899999999996,902.18899999999996,902.18899999999996,30.34,362.71800000000002,30.34,163,147.88,147.88,163,30.34,186.75200000000001,186.75200000000001,186.75200000000001,186.75200000000001,163]
[null,82,null,446.56900000000002,446.56900000000002,446.56900000000002,446.56900000000002,446.56900000000002,24.45,149.04400000000001,24.45,94,94.58,94.58,94,24.45,118.44799999999999,118.44799999999999,118.44799999999999,118.44799999999999,94,null,null,82,901.947,901.947,901.947,901.947,901.947,30.34,362.62200000000001,30.34,163,147.58000000000001,147.58000000000001,163,30.34,186.6,186.6,186.6,186.6,163]
[null,83,null,450.62400000000002,450.62400000000002,450.62400000000002,450.62400000000002,450.62400000000002,22.27,146.72800000000001,22.27,90,89.71,89.71,90,22.27,112.27200000000001,112.27200000000001,112.27200000000001,112.27200000000001,90,null,null,83,901.25099999999998,901.25099999999998,901.25099999999998,901.25099999999998,901.25099999999998,30.34,362.423,30.34,163,147.52000000000001,147.52000000000001,163,30.34,186.52,186.52,186.52,186.52,163]
[null,84,null,451.07900000000001,451.07900000000001,451.07900000000001,451.07900000000001,451.07900000000001,19.52,145.411,19.52,87,85.08,85.08,87,19.52,106.52,106.52,106.52,106.52,87,null,null,84,901.21199999999999,901.21199999999999,901.21199999999999,901.21199999999999,901.21199999999999,30.34,362.15100000000001,30.34,163,147.49,147.49,163,30.34,186.352,186.352,186.352,186.352,163]
[null,85,null,447.37900000000002,447.37900000000002,447.37900000000002,447.37900000000002,447.37900000000002,23.49,145.05199999999999,23.49,86,87.47,87.47,86,23.49,109.488,109.488,109.488,109.488,86,null,null,85,900.75900000000001,900.75900000000001,900.75900000000001,900.75900000000001,900.75900000000001,30.34,362.08699999999999,30.34,162,147.4,147.4,162,30.34,186.328,186.328,186.328,186.328,162]
[null,86,null,439.80599999999998,439.80599999999998,439.80599999999998,439.80599999999998,439.80599999999998,24.58,143.26400000000001,24.58,86,88.35,88.35,86,24.58,110.57599999999999,110.57599999999999,110.57599999999999,110.57599999999999,86,null,null,86,900.72299999999996,900.72299999999996,900.72299999999996,900.72299999999996,900.72299999999996,30.34,361.97199999999998,30.34,162,147.37,147.37,162,30.34,186.27199999999999,186.27199999999999,186.27199999999999,186.27199999999999,162]
[null,87,null,431.46,431.46,431.46,431.46,431.46,24.83,142.32599999999999,24.83,83,86.11,86.11,83,24.83,107.83199999999999,107.83199999999999,107.83199999999999,107.83199999999999,83,null,null,87,900.29399999999998,900.29399999999998,900.29399999999998,900.29399999999998,900.29399999999998,30.27,361.84300000000002,30.27,162,146.88,146.88,162,30.27,186.24799999999999,186.24799999999999,186.24799999999999,186.24799999999999,162]
[null,88,null,434.13900000000001,434.13900000000001,434.13900000000001,434.13900000000001,434.13900000000001,21.06,142.441,21.06,84,83.96,83.96,84,21.06,105.056,105.056,105.056,105.056,84,null,null,88,899.82899999999995,899.82899999999995,899.82899999999995,899.82899999999995,899.82899999999995,30.27,361.77300000000002,30.27,162,146,146,162,30.27,186.21600000000001,186.21600000000001,186.21600000000001,186.21600000000001,162]
[null,89,null,427.33,427.33,427.33,427.33,427.33,18.43,143.886,18.43,88,85,85,88,18.43,106.432,106.432,106.432,106.432,88,null,null,89,899.77599999999995,899.77599999999995,899.77599999999995,899.77599999999995,899.77599999999995,30.21,361.50099999999998,30.21,162,145.86000000000001,145.86000000000001,162,30.21,185.96799999999999,185.96799999999999,185.96799999999999,185.96799999999999,162]
[null,90,null,431.74,431.74,431.74,431.74,431.74,20.48,144.42699999999999,20.48,88,86.67,86.67,88,20.48,108.48,108.48,108.48,108.48,88,null,null,90,899.74699999999996,899.74699999999996,899.74699999999996,899.74699999999996,899.74699999999996,30.21,361.488,30.21,162,145.75,145.75,162,30.21,185.864,185.864,185.864,185.864,162]
[null,91,null,452.83,452.83,452.83,452.83,452.83,19.78,146.22800000000001,19.78,89,86.91,86.91,89,19.78,108.776,108.776,108.776,108.776,89,null,null,91,899.64200000000005,899.64200000000005,899.64200000000005,899.64200000000005,899.64200000000005,30.21,361.14499999999998,30.21,162,145.75,145.75,162,30.21,185.82400000000001,185.82400000000001,185.82400000000001,185.82400000000001,162]
[null,92,null,431.89,431.89,431.89,431.89,431.89,21.18,141.18799999999999,21.18,88,87.23,87.23,88,21.18,109.184,109.184,109.184,109.184,88,null,null,92,899.34100000000001,899.34100000000001,899.34100000000001,899.34100000000001,899.34100000000001,30.21,360.61599999999999,30.21,162,145.66,145.66,162,30.21,185.80799999999999,185.80799999999999,185.80799999999999,185.80799999999999,162]
[null,93,null,425.67599999999999,425.67599999999999,425.67599999999999,425.67599999999999,425.67599999999999,20.86,149.33500000000001,20.86,87,86.19,86.19,87,20.86,107.864,107.864,107.864,107.864,87,null,null,93,898.69399999999996,898.69399999999996,898.69399999999996,898.69399999999996,898.69399999999996,30.21,360.15199999999999,30.21,162,145.05000000000001,145.05000000000001,162,30.21,185.70400000000001,185.70400000000001,185.70400000000001,185.70400000000001,162]
[null,94,null,422.09699999999998,422.09699999999998,422.09699999999998,422.09699999999998,422.09699999999998,21.06,155.179,21.06,84,83.96,83.96,84,21.06,105.056,105.056,105.056,105.056,84,null,null,94,898.44799999999998,898.44799999999998,898.44799999999998,898.44799999999998,898.44799999999998,30.14,360.07799999999997,30.14,161,145.02000000000001,145.02000000000001,161,30.14,185.59200000000001,185.59200000000001,185.59200000000001,185.59200000000001,161]
[null,95,null,396.56599999999997,396.56599999999997,396.56599999999997,396.56599999999997,396.56599999999997,19.07,156.69499999999999,19.07,83,81.56,81.56,83,19.07,102.072,102.072,102.072,102.072,83,null,null,95,898.25099999999998,898.25099999999998,898.25099999999998,898.25099999999998,898.25099999999998,30.14,359.98200000000003,30.14,161,144.96,144.96,161,30.14,185.584,185.584,185.584,185.584,161]
[null,96,null,384.68599999999998,384.68599999999998,384.68599999999998,384.68599999999998,384.68599999999998,19.52,150.86000000000001,19.52,81,80.28,80.28,81,19.52,100.52,100.52,100.52,100.52,81,null,null,96,898.10199999999998,898.10199999999998,898.10199999999998,898.10199999999998,898.10199999999998,30.08,359.66199999999998,30.08,161,144.94,144.94,161,30.08,185.56800000000001,185.56800000000001,185.56800000000001,185.56800000000001,161]
[null,97,null,383.28899999999999,383.28899999999999,383.28899999999999,383.28899999999999,383.28899999999999,15.04,142.57499999999999,15.04,73,72.73,72.73,73,15.04,88.04,88.04,88.04,88.04,73,null,null,97,897.99400000000003,897.99400000000003,897.99400000000003,897.99400000000003,897.99400000000003,30.02,359.22300000000001,30.02,161,144.91,144.91,161,30.02,185.328,185.328,185.328,185.328,161]
[null,98,null,376.90300000000002,376.90300000000002,376.90300000000002,376.90300000000002,376.90300000000002,18.3,140.02500000000001,18.3,73,75.459999999999994,75.459999999999994,73,18.3,91.304000000000002,91.304000000000002,91.304000000000002,91.304000000000002,73,null,null,98,897.60599999999999,897.60599999999999,897.60599999999999,897.60599999999999,897.60599999999999,30.02,359.10399999999998,30.02,161,144.83000000000001,144.83000000000001,161,30.02,185.28,185.28,185.28,185.28,161]
[null,99,null,375.57499999999999,375.57499999999999,375.57499999999999,375.57499999999999,375.57499999999999,16.510000000000002,136.00800000000001,16.510000000000002,66,68.180000000000007,68.180000000000007,66,16.510000000000002,82.512,82.512,82.512,82.512,66,null,null,99,897.54300000000001,897.54300000000001,897.54300000000001,897.54300000000001,897.54300000000001,30.02,359.04700000000003,30.02,161,144.1,144.1,161,30.02,185.16800000000001,185.16800000000001,185.16800000000001,185.16800000000001,161]
[null,100,null,374.01400000000001,374.01400000000001,374.01400000000001,374.01400000000001,374.01400000000001,20.29,134.601,20.29,61,67.19,67.19,61,20.29,81.287999999999997,81.287999999999997,81.287999999999997,81.287999999999997,61,null,null,100,897.26599999999996,897.26599999999996,897.26599999999996,897.26599999999996,897.26599999999996,29.95,358.87400000000002,29.95,161,144.07,144.07,161,29.95,185.16,185.16,185.16,185.16,161]
[null,101,null,381.83800000000002,381.83800000000002,381.83800000000002,381.83800000000002,381.83800000000002,20.8,135.03700000000001,20.8,61,67.61,67.61,61,20.8,81.8,81.8,81.8,81.8,61,null,null,101,896.63199999999995,896.63199999999995,896.63199999999995,896.63199999999995,896.63199999999995,29.95,358.70699999999999,29.95,161,143.87,143.87,161,29.95,185.06399999999999,185.06399999999999,185.06399999999999,185.06399999999999,161]
[null,102,null,425.34399999999999,425.34399999999999,425.34399999999999,425.34399999999999,425.34399999999999,20.100000000000001,139.69200000000001,20.100000000000001,64,69.510000000000005,69.510000000000005,64,20.100000000000001,84.096000000000004,84.096000000000004,84.096000000000004,84.096000000000004,64,null,null,102,896.46299999999997,896.46299999999997,896.46299999999997,896.46299999999997,896.46299999999997,29.89,358.28399999999999,29.89,161,143.83000000000001,143.83000000000001,161,29.89,185.048,185.048,185.048,185.048,161]
[null,103,null,452.16,452.16,452.16,452.16,452.16,19.84,146.029,19.84,77,80,80,77,19.84,96.84,96.84,96.84,96.84,77,null,null,103,896.14499999999998,896.14499999999998,896.14499999999998,896.14499999999998,896.14499999999998,29.89,357.858,29.89,161,143.82,143.82,161,29.89,185.03200000000001,185.03200000000001,185.03200000000001,185.03200000000001,161]
[null,104,null,454.41899999999998,454.41899999999998,454.41899999999998,454.41899999999998,454.41899999999998,16.32,150.83199999999999,16.32,79,78.760000000000005,78.760000000000005,79,16.32,95.32,95.32,95.32,95.32,79,null,null,104,896.01400000000001,896.01400000000001,896.01400000000001,896.01400000000001,896.01400000000001,29.89,357.57,29.89,161,143.81,143.81,161,29.89,184.99199999999999,184.99199999999999,184.99199999999999,184.99199999999999,161]
[null,105,null,464.851,464.851,464.851,464.851,464.851,24.06,155.86199999999999,24.06,83,88.52,88.52,83,24.06,107.06399999999999,107.06399999999999,107.06399999999999,107.06399999999999,83,null,null,105,895.99800000000005,895.99800000000005,895.99800000000005,895.99800000000005,895.99800000000005,29.89,357.44499999999999,29.89,161,143.72,143.72,161,29.89,184.93600000000001,184.93600000000001,184.93600000000001,184.93600000000001,161]
[null,106,null,465.02600000000001,465.02600000000001,465.02600000000001,465.02600000000001,465.02600000000001,26.24,154.46199999999999,26.24,81,88.6,88.6,81,26.24,107.24,107.24,107.24,107.24,81,null,null,106,895.96799999999996,895.96799999999996,895.96799999999996,895.96799999999996,895.96799999999996,29.89,357.339,29.89,161,143.63,143.63,161,29.89,184.80799999999999,184.80799999999999,184.80799999999999,184.80799999999999,161]
[null,107,null,446.30500000000001,446.30500000000001,446.30500000000001,446.30500000000001,446.30500000000001,24.45,157.22,24.45,78,84.63,84.63,78,24.45,102.44799999999999,102.44799999999999,102.44799999999999,102.44799999999999,78,null,null,107,895.93600000000004,895.93600000000004,895.93600000000004,895.93600000000004,895.93600000000004,29.89,356.22699999999998,29.89,161,143.01,143.01,161,29.89,184.75200000000001,184.75200000000001,184.75200000000001,184.75200000000001,161]
[null,108,null,440.22800000000001,440.22800000000001,440.22800000000001,440.22800000000001,440.22800000000001,24.7,157.25800000000001,24.7,78,84.88,84.88,78,24.7,102.70399999999999,102.70399999999999,102.70399999999999,102.70399999999999,78,null,null,108,895.71900000000005,895.71900000000005,895.71900000000005,895.71900000000005,895.71900000000005,29.82,355.76900000000001,29.82,161,142.54,142.54,161,29.82,184.52,184.52,184.52,184.52,161]
[null,109,null,451.16699999999997,451.16699999999997,451.16699999999997,451.16699999999997,451.16699999999997,24.9,159.37899999999999,24.9,74,81.739999999999995,81.739999999999995,74,24.9,98.896000000000001,98.896000000000001,98.896000000000001,98.896000000000001,74,null,null,109,895.23500000000001,895.23500000000001,895.23500000000001,895.23500000000001,895.23500000000001,29.82,355.54199999999997,29.82,161,142.21,142.21,161,29.82,184.45599999999999,184.45599999999999,184.45599999999999,184.45599999999999,161]
[null,110,null,447.87599999999998,447.87599999999998,447.87599999999998,447.87599999999998,447.87599999999998,23.36,160.63200000000001,23.36,68,75.540000000000006,75.540000000000006,68,23.36,91.36,91.36,91.36,91.36,68,null,null,110,894.51700000000005,894.51700000000005,894.51700000000005,894.51700000000005,894.51700000000005,29.82,355.202,29.82,161,141.86000000000001,141.86000000000001,161,29.82,184.42400000000001,184.42400000000001,184.42400000000001,184.42400000000001,161]
[null,111,null,453.65300000000002,453.65300000000002,453.65300000000002,453.65300000000002,453.65300000000002,24.96,158.92099999999999,24.96,71,79.34,79.34,71,24.96,95.96,95.96,95.96,95.96,71,null,null,111,894.45699999999999,894.45699999999999,894.45699999999999,894.45699999999999,894.45699999999999,29.76,355.05799999999999,29.76,160,141.66,141.66,160,29.76,184.28800000000001,184.28800000000001,184.28800000000001,184.28800000000001,160]
[null,112,null,458.387,458.387,458.387,458.387,458.387,22.34,157.928,22.34,69,75.459999999999994,75.459999999999994,69,22.34,91.335999999999999,91.335999999999999,91.335999999999999,91.335999999999999,69,null,null,112,893.23900000000003,893.23900000000003,893.23900000000003,893.23900000000003,893.23900000000003,29.76,354.846,29.76,160,141.6,141.6,160,29.76,184.256,184.256,184.256,184.256,160]
[null,113,null,460.71199999999999,460.71199999999999,460.71199999999999,460.71199999999999,460.71199999999999,17.86,160.34399999999999,17.86,74,75.959999999999994,75.959999999999994,74,17.86,91.855999999999995,91.855999999999995,91.855999999999995,91.855999999999995,74,null,null,113,892.45100000000002,892.45100000000002,892.45100000000002,892.45100000000002,892.45100000000002,29.76,354.80200000000002,29.76,160,141.15,141.15,160,29.76,184.17599999999999,184.17599999999999,184.17599999999999,184.17599999999999,160]
[null,114,null,457.505,457.505,457.505,457.505,457.505,20.22,161.80099999999999,20.22,76,79.510000000000005,79.510000000000005,76,20.22,96.224000000000004,96.224000000000004,96.224000000000004,96.224000000000004,76,null,null,114,891.98800000000006,891.98800000000006,891.98800000000006,891.98800000000006,891.98800000000006,29.76,354.76299999999998,29.76,160,141.15,141.15,160,29.76,184.17599999999999,184.17599999999999,184.17599999999999,184.17599999999999,160]
[null,115,null,457.92700000000002,457.92700000000002,457.92700000000002,457.92700000000002,457.92700000000002,20.420000000000002,165.86699999999999,20.420000000000002,76,79.67,79.67,76,20.420000000000002,96.415999999999997,96.415999999999997,96.415999999999997,96.415999999999997,76,null,null,115,891.89800000000002,891.89800000000002,891.89800000000002,891.89800000000002,891.89800000000002,29.7,354.30500000000001,29.7,160,141.02000000000001,141.02000000000001,160,29.7,183.99199999999999,183.99199999999999,183.99199999999999,183.99199999999999,160]
[null,116,null,468.68,468.68,468.68,468.68,468.68,18.11,173.297,18.11,76,77.77,77.77,76,18.11,94.111999999999995,94.111999999999995,94.111999999999995,94.111999999999995,76,null,null,116,891.84,891.84,891.84,891.84,891.84,29.7,353.99099999999999,29.7,160,141.02000000000001,141.02000000000001,160,29.7,183.96799999999999,183.96799999999999,183.96799999999999,183.96799999999999,160]
[null,117,null,467.39499999999998,467.39499999999998,467.39499999999998,467.39499999999998,467.39499999999998,18.43,180.79400000000001,18.43,75,77.19,77.19,75,18.43,93.432000000000002,93.432000000000002,93.432000000000002,93.432000000000002,75,null,null,117,891.61699999999996,891.61699999999996,891.61699999999996,891.61699999999996,891.61699999999996,29.7,353.80200000000002,29.7,160,141.02000000000001,141.02000000000001,160,29.7,183.768,183.768,183.768,183.768,160]
[null,118,null,458.99599999999998,458.99599999999998,458.99599999999998,458.99599999999998,458.99599999999998,18.690000000000001,183.43,18.690000000000001,78,79.92,79.92,78,18.690000000000001,96.688000000000002,96.688000000000002,96.688000000000002,96.688000000000002,78,null,null,118,891.58699999999999,891.58699999999999,891.58699999999999,891.58699999999999,891.58699999999999,29.7,353.66399999999999,29.7,160,140.91999999999999,140.91999999999999,160,29.7,183.43199999999999,183.43199999999999,183.43199999999999,183.43199999999999,160]
[null,119,null,436.15699999999998,436.15699999999998,436.15699999999998,436.15699999999998,436.15699999999998,19.78,179.61500000000001,19.78,77,80,80,77,19.78,96.775999999999996,96.775999999999996,96.775999999999996,96.775999999999996,77,null,null,119,890.51400000000001,890.51400000000001,890.51400000000001,890.51400000000001,890.51400000000001,29.7,353.41699999999997,29.7,160,140.79,140.79,160,29.7,183.33600000000001,183.33600000000001,183.33600000000001,183.33600000000001,160]
[null,120,null,392.20699999999999,392.20699999999999,392.20699999999999,392.20699999999999,392.20699999999999,19.579999999999998,174.66499999999999,19.579999999999998,76,79.010000000000005,79.010000000000005,76,19.579999999999998,95.584000000000003,95.584000000000003,95.584000000000003,95.584000000000003,76,null,null,120,889.40899999999999,889.40899999999999,889.40899999999999,889.40899999999999,889.40899999999999,29.63,353.01100000000002,29.63,160,140.01,140.01,160,29.63,183.31200000000001,183.31200000000001,183.31200000000001,183.31200000000001,160]
[null,121,null,418.61200000000002,418.61200000000002,418.61200000000002,418.61200000000002,418.61200000000002,15.81,167.155,15.81,74,67.38,67.38,74,15.81,89.808000000000007,89.808000000000007,89.808000000000007,89.808000000000007,74,null,null,121,889.04200000000003,889.04200000000003,889.04200000000003,889.04200000000003,889.04200000000003,29.63,352.745,29.63,159,139.79,139.79,159,29.63,183.28,183.28,183.28,183.28,159]
[null,122,null,417.13900000000001,417.13900000000001,417.13900000000001,417.13900000000001,417.13900000000001,20.100000000000001,163.31,20.100000000000001,75,71.349999999999994,71.349999999999994,75,20.100000000000001,95.096000000000004,95.096000000000004,95.096000000000004,95.096000000000004,75,null,null,122,888.59,888.59,888.59,888.59,888.59,29.63,352.72899999999998,29.63,159,139.65,139.65,159,29.63,183.24,183.24,183.24,183.24,159]
[null,123,null,419.04199999999997,419.04199999999997,419.04199999999997,419.04199999999997,419.04199999999997,21.95,164.30699999999999,21.95,77,74.28,74.28,77,21.95,98.951999999999998,98.951999999999998,98.951999999999998,98.951999999999998,77,null,null,123,888.505,888.505,888.505,888.505,888.505,29.63,352.61700000000002,29.63,159,139.47,139.47,159,29.63,182.94399999999999,182.94399999999999,182.94399999999999,182.94399999999999,159]
[null,124,null,421.94799999999998,421.94799999999998,421.94799999999998,421.94799999999998,421.94799999999998,20.61,165.97900000000001,20.61,81,76.23,76.23,81,20.61,101.608,101.608,101.608,101.608,81,null,null,124,888.39200000000005,888.39200000000005,888.39200000000005,888.39200000000005,888.39200000000005,29.63,352.51100000000002,29.63,159,139.44,139.44,159,29.63,182.864,182.864,182.864,182.864,159]
[null,125,null,458.95299999999997,458.95299999999997,458.95299999999997,458.95299999999997,458.95299999999997,20.67,178.714,20.67,81,76.3,76.3,81,20.67,101.672,101.672,101.672,101.672,81,null,null,125,887.92399999999998,887.92399999999998,887.92399999999998,887.92399999999998,887.92399999999998,29.63,352.41800000000001,29.63,159,139.37,139.37,159,29.63,182.71199999999999,182.71199999999999,182.71199999999999,182.71199999999999,159]
[null,126,null,472.351,472.351,472.351,472.351,472.351,18.940000000000001,191.55199999999999,18.940000000000001,85,77.95,77.95,85,18.940000000000001,103.944,103.944,103.944,103.944,85,null,null,126,887.91499999999996,887.91499999999996,887.91499999999996,887.91499999999996,887.91499999999996,29.63,352.40800000000002,29.63,159,139.37,139.37,159,29.63,182.648,182.648,182.648,182.648,159]
[null,127,null,467.90600000000001,467.90600000000001,467.90600000000001,467.90600000000001,467.90600000000001,20.100000000000001,197.453,20.100000000000001,89,81.849999999999994,81.849999999999994,89,20.100000000000001,109.096,109.096,109.096,109.096,89,null,null,127,886.92899999999997,886.92899999999997,886.92899999999997,886.92899999999997,886.92899999999997,29.57,352.392,29.57,159,139.37,139.37,159,29.57,182.32,182.32,182.32,182.32,159]
[null,128,null,481.39499999999998,481.39499999999998,481.39499999999998,481.39499999999998,481.39499999999998,14.14,195.62700000000001,14.14,87,75.849999999999994,75.849999999999994,87,14.14,101.14400000000001,101.14400000000001,101.14400000000001,101.14400000000001,87,null,null,128,886.69799999999998,886.69799999999998,886.69799999999998,886.69799999999998,886.69799999999998,29.57,352.322,29.57,159,139.09,139.09,159,29.57,182.15199999999999,182.15199999999999,182.15199999999999,182.15199999999999,159]
[null,129,null,493.12,493.12,493.12,493.12,493.12,18.82,193.40100000000001,18.82,84,77.13,77.13,84,18.82,102.816,102.816,102.816,102.816,84,null,null,129,886.471,886.471,886.471,886.471,886.471,29.57,352.178,29.57,158,138.74,138.74,158,29.57,182.136,182.136,182.136,182.136,158]
[null,130,null,496.20699999999999,496.20699999999999,496.20699999999999,496.20699999999999,496.20699999999999,19.329999999999998,195.55,19.329999999999998,84,77.5,77.5,84,19.329999999999998,103.328,103.328,103.328,103.328,84,null,null,130,{"$f":"LARGE(D$13:D$8748,$X142)","v":885.80799999999999},{"$f":"LARGE(E$13:E$8748,$X142)","v":885.80799999999999},{"$f":"LARGE(F$13:F$8748,$X142)","v":885.80799999999999},{"$f":"LARGE(G$13:G$8748,$X142)","v":885.80799999999999},{"$f":"LARGE(H$13:H$8748,$X142)","v":885.80799999999999},{"$f":"LARGE(I$13:I$8748,$X142)","v":29.57},{"$f":"LARGE(J$13:J$8748,$X142)","v":351.81200000000001},{"$f":"LARGE(K$13:K$8748,$X142)","v":29.57},{"$f":"LARGE(L$13:L$8748,$X142)","v":158},{"$f":"LARGE(M$13:M$8748,$X142)","v":138.44},{"$f":"LARGE(N$13:N$8748,$X142)","v":138.44},{"$f":"LARGE(O$13:O$8748,$X142)","v":158},{"$f":"LARGE(P$13:P$8748,$X142)","v":29.57},{"$f":"LARGE(Q$13:Q$8748,$X142)","v":182.096},{"$f":"LARGE(R$13:R$8748,$X142)","v":182.096},{"$f":"LARGE(S$13:S$8748,$X142)","v":182.096},{"$f":"LARGE(T$13:T$8748,$X142)","v":182.096},{"$f":"LARGE(U$13:U$8748,$X142)","v":158}]
[null,{"$f":"B142+1","v":131},null,489.279,489.279,489.279,489.279,489.279,19.260000000000002,196.59800000000001,19.260000000000002,85,78.25,78.25,85,19.260000000000002,104.264,104.264,104.264,104.264,85,null,null,131,885.36500000000001,885.36500000000001,885.36500000000001,885.36500000000001,885.36500000000001,29.57,351.7,29.57,158,138.22,138.22,158,29.57,181.94399999999999,181.94399999999999,181.94399999999999,181.94399999999999,158]
[null,132,null,485.524,485.524,485.524,485.524,485.524,19.649999999999999,198.41800000000001,19.649999999999999,86,79.23,79.23,86,19.649999999999999,105.648,105.648,105.648,105.648,86,null,null,132,884.96299999999997,884.96299999999997,884.96299999999997,884.96299999999997,884.96299999999997,29.57,351.51400000000001,29.57,158,138.08000000000001,138.08000000000001,158,29.57,181.87200000000001,181.87200000000001,181.87200000000001,181.87200000000001,158]
[null,133,null,480.21800000000002,480.21800000000002,480.21800000000002,480.21800000000002,480.21800000000002,19.2,196.91200000000001,19.2,85,78.180000000000007,78.180000000000007,85,19.2,104.2,104.2,104.2,104.2,85,null,null,133,884.91600000000005,884.91600000000005,884.91600000000005,884.91600000000005,884.91600000000005,29.5,351.42200000000003,29.5,158,138.08000000000001,138.08000000000001,158,29.5,181.68,181.68,181.68,181.68,158]
[null,134,null,475.54500000000002,475.54500000000002,475.54500000000002,475.54500000000002,475.54500000000002,18.239999999999998,195.92500000000001,18.239999999999998,93,83.43,83.43,93,18.239999999999998,111.24,111.24,111.24,111.24,93,null,null,134,884.56700000000001,884.56700000000001,884.56700000000001,884.56700000000001,884.56700000000001,29.44,351.26799999999997,29.44,158,137.94999999999999,137.94999999999999,158,29.44,181.64,181.64,181.64,181.64,158]
[null,135,null,482.34500000000003,482.34500000000003,482.34500000000003,482.34500000000003,482.34500000000003,16.829999999999998,194.554,16.829999999999998,91,80.88,80.88,91,16.829999999999998,107.83199999999999,107.83199999999999,107.83199999999999,107.83199999999999,91,null,null,135,884.48299999999995,884.48299999999995,884.48299999999995,884.48299999999995,884.48299999999995,29.44,350.77600000000001,29.44,158,137.94999999999999,137.94999999999999,158,29.44,181.624,181.624,181.624,181.624,158]
[null,136,null,474.57299999999998,474.57299999999998,474.57299999999998,474.57299999999998,474.57299999999998,12.03,194.096,12.03,92,78.03,78.03,92,12.03,104.032,104.032,104.032,104.032,92,null,null,136,884.16,884.16,884.16,884.16,884.16,29.38,350.52100000000002,29.38,158,137.94999999999999,137.94999999999999,158,29.38,181.49600000000001,181.49600000000001,181.49600000000001,181.49600000000001,158]
[null,137,null,475.601,475.601,475.601,475.601,475.601,8.3800000000000008,194.18199999999999,8.3800000000000008,91,74.58,74.58,91,8.3800000000000008,99.384,99.384,99.384,99.384,91,null,null,137,882.91600000000005,882.91600000000005,882.91600000000005,882.91600000000005,882.91600000000005,29.38,350.39600000000002,29.38,158,137.94999999999999,137.94999999999999,158,29.38,181.096,181.096,181.096,181.096,158]
[null,138,null,470.32900000000001,470.32900000000001,470.32900000000001,470.32900000000001,470.32900000000001,8,187.858,8,92,75.03,75.03,92,8,100,100,100,100,92,null,null,138,882.72,882.72,882.72,882.72,882.72,29.38,350.33199999999999,29.38,158,137.41999999999999,137.41999999999999,158,29.38,180.96,180.96,180.96,180.96,158]
[null,139,null,460.779,460.779,460.779,460.779,460.779,8.1300000000000008,183.078,8.1300000000000008,89,72.849999999999994,72.849999999999994,89,8.1300000000000008,97.128,97.128,97.128,97.128,89,null,null,139,882.26,882.26,882.26,882.26,882.26,29.38,350.20100000000002,29.38,158,137.33000000000001,137.33000000000001,158,29.38,180.94399999999999,180.94399999999999,180.94399999999999,180.94399999999999,158]
[null,140,null,461.221,461.221,461.221,461.221,461.221,8.26,176.702,8.26,89,73,73,89,8.26,97.256,97.256,97.256,97.256,89,null,null,140,881.63599999999997,881.63599999999997,881.63599999999997,881.63599999999997,881.63599999999997,29.38,349.97,29.38,158,137.06,137.06,158,29.38,180.904,180.904,180.904,180.904,158]
[null,141,null,447.77,447.77,447.77,447.77,447.77,8.3800000000000008,172.36099999999999,8.3800000000000008,90,73.83,73.83,90,8.3800000000000008,98.384,98.384,98.384,98.384,90,null,null,141,881.26,881.26,881.26,881.26,881.26,29.31,349.608,29.31,158,137.05000000000001,137.05000000000001,158,29.31,180.864,180.864,180.864,180.864,158]
[null,142,null,423.85899999999998,423.85899999999998,423.85899999999998,423.85899999999998,423.85899999999998,8.4499999999999993,170.31100000000001,8.4499999999999993,91,74.58,74.58,91,8.4499999999999993,99.447999999999993,99.447999999999993,99.447999999999993,99.447999999999993,91,null,null,142,880.85900000000004,880.85900000000004,880.85900000000004,880.85900000000004,880.85900000000004,29.31,349.50200000000001,29.31,158,136.86000000000001,136.86000000000001,158,29.31,180.864,180.864,180.864,180.864,158]
[null,143,null,413.863,413.863,413.863,413.863,413.863,8.3800000000000008,164.352,8.3800000000000008,88,72.33,72.33,88,8.3800000000000008,96.384,96.384,96.384,96.384,88,null,null,143,880.68499999999995,880.68499999999995,880.68499999999995,880.68499999999995,880.68499999999995,29.31,348.78800000000001,29.31,158,136.65,136.65,158,29.31,180.84800000000001,180.84800000000001,180.84800000000001,180.84800000000001,158]
[null,144,null,420.12700000000001,420.12700000000001,420.12700000000001,420.12700000000001,420.12700000000001,8.3800000000000008,157.11099999999999,8.3800000000000008,87,71.58,71.58,87,8.3800000000000008,95.384,95.384,95.384,95.384,87,null,null,144,880.46100000000001,880.46100000000001,880.46100000000001,880.46100000000001,880.46100000000001,29.31,348.541,29.31,158,136.6,136.6,158,29.31,180.8,180.8,180.8,180.8,158]
[null,145,null,375.23500000000001,375.23500000000001,375.23500000000001,375.23500000000001,375.23500000000001,8.4499999999999993,148.42599999999999,8.4499999999999993,79,73.62,73.62,79,8.4499999999999993,87.447999999999993,87.447999999999993,87.447999999999993,87.447999999999993,79,null,null,145,880.10900000000004,880.10900000000004,880.10900000000004,880.10900000000004,880.10900000000004,29.31,347.98399999999998,29.31,157,136.6,136.6,157,29.31,180.792,180.792,180.792,180.792,157]
[null,146,null,373.339,373.339,373.339,373.339,373.339,8.3800000000000008,150.066,8.3800000000000008,79,73.62,73.62,79,8.3800000000000008,87.384,87.384,87.384,87.384,79,null,null,146,879.69299999999998,879.69299999999998,879.69299999999998,879.69299999999998,879.69299999999998,29.31,347.673,29.31,157,136.54,136.54,157,29.31,180.61600000000001,180.61600000000001,180.61600000000001,180.61600000000001,157]
[null,147,null,389.72899999999998,389.72899999999998,389.72899999999998,389.72899999999998,389.72899999999998,8.3800000000000008,150.303,8.3800000000000008,73,68.569999999999993,68.569999999999993,73,8.3800000000000008,81.384,81.384,81.384,81.384,73,null,null,147,879.37199999999996,879.37199999999996,879.37199999999996,879.37199999999996,879.37199999999996,29.25,347.06799999999998,29.25,157,136.51,136.51,157,29.25,180.584,180.584,180.584,180.584,157]
[null,148,null,377.34500000000003,377.34500000000003,377.34500000000003,377.34500000000003,377.34500000000003,8.3800000000000008,151.232,8.3800000000000008,75,70.25,70.25,75,8.3800000000000008,83.384,83.384,83.384,83.384,75,null,null,148,879.077,879.077,879.077,879.077,879.077,29.25,346.83,29.25,157,136.33000000000001,136.33000000000001,157,29.25,180.416,180.416,180.416,180.416,157]
[null,149,null,397.80799999999999,397.80799999999999,397.80799999999999,397.80799999999999,397.80799999999999,8.32,155.09,8.32,73,68.48,68.48,73,8.32,81.319999999999993,81.319999999999993,81.319999999999993,81.319999999999993,73,null,null,149,879.02800000000002,879.02800000000002,879.02800000000002,879.02800000000002,879.02800000000002,29.25,346.59,29.25,157,135.94,135.94,157,29.25,180.22399999999999,180.22399999999999,180.22399999999999,180.22399999999999,157]
[null,150,null,423.67700000000002,423.67700000000002,423.67700000000002,423.67700000000002,423.67700000000002,8.51,166.20699999999999,8.51,76,71.180000000000007,71.180000000000007,76,8.51,84.512,84.512,84.512,84.512,76,null,null,150,878.82100000000003,878.82100000000003,878.82100000000003,878.82100000000003,878.82100000000003,29.25,346.49099999999999,29.25,157,135.75,135.75,157,29.25,180.21600000000001,180.21600000000001,180.21600000000001,180.21600000000001,157]
[null,151,null,454.94400000000002,454.94400000000002,454.94400000000002,454.94400000000002,454.94400000000002,8.32,169.625,8.32,87,80.27,80.27,87,8.32,95.32,95.32,95.32,95.32,87,null,null,151,877.34,877.34,877.34,877.34,877.34,29.25,346.36599999999999,29.25,157,135.72999999999999,135.72999999999999,157,29.25,180.2,180.2,180.2,180.2,157]
[null,152,null,469.29399999999998,469.29399999999998,469.29399999999998,469.29399999999998,469.29399999999998,8.3800000000000008,180.40600000000001,8.3800000000000008,84,77.83,77.83,84,8.3800000000000008,92.384,92.384,92.384,92.384,84,null,null,152,875.4,875.4,875.4,875.4,875.4,29.25,346.34699999999998,29.25,157,135.72999999999999,135.72999999999999,157,29.25,180.15199999999999,180.15199999999999,180.15199999999999,180.15199999999999,157]
[null,153,null,478.101,478.101,478.101,478.101,478.101,8.3800000000000008,194.166,8.3800000000000008,83,76.989999999999995,76.989999999999995,83,8.3800000000000008,91.384,91.384,91.384,91.384,83,null,null,153,875.03800000000001,875.03800000000001,875.03800000000001,875.03800000000001,875.03800000000001,29.25,346.09699999999998,29.25,157,135.44999999999999,135.44999999999999,157,29.25,180.06399999999999,180.06399999999999,180.06399999999999,180.06399999999999,157]
[null,154,null,497.67599999999999,497.67599999999999,497.67599999999999,497.67599999999999,497.67599999999999,7.81,211.07599999999999,7.81,82,75.64,75.64,82,7.81,89.808000000000007,89.808000000000007,89.808000000000007,89.808000000000007,82,null,null,154,873.35299999999995,873.35299999999995,873.35299999999995,873.35299999999995,873.35299999999995,29.25,346.01,29.25,157,135.12,135.12,157,29.25,179.78399999999999,179.78399999999999,179.78399999999999,179.78399999999999,157]
[null,155,null,527.16600000000005,527.16600000000005,527.16600000000005,527.16600000000005,527.16600000000005,3.71,216.071,3.71,81,71.34,71.34,81,3.71,84.712000000000003,84.712000000000003,84.712000000000003,84.712000000000003,81,null,null,155,871.22900000000004,871.22900000000004,871.22900000000004,871.22900000000004,871.22900000000004,29.18,346.00700000000001,29.18,157,135.12,135.12,157,29.18,179.768,179.768,179.768,179.768,157]
[null,156,null,579.88900000000001,579.88900000000001,579.88900000000001,579.88900000000001,579.88900000000001,null,215.042,null,79,66.540000000000006,66.540000000000006,79,null,79,79,79,79,79,null,null,156,871.19399999999996,871.19399999999996,871.19399999999996,871.19399999999996,871.19399999999996,29.12,345.88499999999999,29.12,157,134.97999999999999,134.97999999999999,157,29.12,179.56,179.56,179.56,179.56,157]
[null,157,null,575.30799999999999,575.30799999999999,575.30799999999999,575.30799999999999,575.30799999999999,null,215.821,null,82,69.069999999999993,69.069999999999993,82,null,82,82,82,82,82,null,null,157,871.19,871.19,871.19,871.19,871.19,29.12,345.84699999999998,29.12,157,134.97999999999999,134.97999999999999,157,29.12,179.52799999999999,179.52799999999999,179.52799999999999,179.52799999999999,157]
[null,158,null,573.34400000000005,573.34400000000005,573.34400000000005,573.34400000000005,573.34400000000005,null,215.43899999999999,null,82,69.069999999999993,69.069999999999993,82,null,82,82,82,82,82,null,null,158,871.1,871.1,871.1,871.1,871.1,29.12,345.57100000000003,29.12,157,134.93,134.93,157,29.12,179.49600000000001,179.49600000000001,179.49600000000001,179.49600000000001,157]
[null,159,null,571.06799999999998,571.06799999999998,571.06799999999998,571.06799999999998,571.06799999999998,null,214.09399999999999,null,85,71.599999999999994,71.599999999999994,85,null,85,85,85,85,85,null,null,159,870.46199999999999,870.46199999999999,870.46199999999999,870.46199999999999,870.46199999999999,29.06,345.13900000000001,29.06,157,134.79,134.79,157,29.06,179.28,179.28,179.28,179.28,157]
[null,160,null,563.71900000000005,563.71900000000005,563.71900000000005,563.71900000000005,563.71900000000005,0.19,211.93799999999999,0.19,85,71.760000000000005,71.760000000000005,85,0.19,85.191999999999993,85.191999999999993,85.191999999999993,85.191999999999993,85,null,null,160,870.08100000000002,870.08100000000002,870.08100000000002,870.08100000000002,870.08100000000002,29.06,344.69,29.06,156,134.63999999999999,134.63999999999999,156,29.06,179.17599999999999,179.17599999999999,179.17599999999999,179.17599999999999,156]
[null,161,null,557.15899999999999,557.15899999999999,557.15899999999999,557.15899999999999,557.15899999999999,2.37,209.929,2.37,87,75.3,75.3,87,2.37,89.367999999999995,89.367999999999995,89.367999999999995,89.367999999999995,87,null,null,161,869.91300000000001,869.91300000000001,869.91300000000001,869.91300000000001,869.91300000000001,29.06,344.572,29.06,156,134.63999999999999,134.63999999999999,156,29.06,179.12,179.12,179.12,179.12,156]
[null,162,null,554.02499999999998,554.02499999999998,554.02499999999998,554.02499999999998,554.02499999999998,5.7,207.923,5.7,88,78.930000000000007,78.930000000000007,88,5.7,93.695999999999998,93.695999999999998,93.695999999999998,93.695999999999998,88,null,null,162,869.72500000000002,869.72500000000002,869.72500000000002,869.72500000000002,869.72500000000002,29.06,344.06900000000002,29.06,156,134.24,134.24,156,29.06,179.05600000000001,179.05600000000001,179.05600000000001,179.05600000000001,156]
[null,163,null,558.101,558.101,558.101,558.101,558.101,16.260000000000002,207.36600000000001,16.260000000000002,90,89.54,89.54,90,16.260000000000002,106.256,106.256,106.256,106.256,90,null,null,163,869.08100000000002,869.08100000000002,869.08100000000002,869.08100000000002,869.08100000000002,28.99,343.93700000000001,28.99,156,134.01,134.01,156,28.99,179.01599999999999,179.01599999999999,179.01599999999999,179.01599999999999,156]
[null,164,null,541.5,541.5,541.5,541.5,541.5,10.94,208.22800000000001,10.94,87,82.46,82.46,87,10.94,97.944000000000003,97.944000000000003,97.944000000000003,97.944000000000003,87,null,null,164,869.07299999999998,869.07299999999998,869.07299999999998,869.07299999999998,869.07299999999998,28.99,343.26799999999997,28.99,156,133.9,133.9,156,28.99,178.93600000000001,178.93600000000001,178.93600000000001,178.93600000000001,156]
[null,165,null,543.47199999999998,543.47199999999998,543.47199999999998,543.47199999999998,543.47199999999998,10.3,208.41399999999999,10.3,91,85.33,85.33,91,10.3,101.304,101.304,101.304,101.304,91,null,null,165,868.36699999999996,868.36699999999996,868.36699999999996,868.36699999999996,868.36699999999996,28.99,343.012,28.99,156,133.84,133.84,156,28.99,178.864,178.864,178.864,178.864,156]
[null,166,null,515.05600000000004,515.05600000000004,515.05600000000004,515.05600000000004,515.05600000000004,10.3,207.215,10.3,90,84.48,84.48,90,10.3,100.304,100.304,100.304,100.304,90,null,null,166,867.83399999999995,867.83399999999995,867.83399999999995,867.83399999999995,867.83399999999995,28.99,342.983,28.99,156,133.63,133.63,156,28.99,178.648,178.648,178.648,178.648,156]
[null,167,null,482.053,482.053,482.053,482.053,482.053,12.16,202.31,12.16,91,86.93,86.93,91,12.16,103.16,103.16,103.16,103.16,91,null,null,167,867.75699999999995,867.75699999999995,867.75699999999995,867.75699999999995,867.75699999999995,28.99,342.87400000000002,28.99,156,133.5,133.5,156,28.99,178.47200000000001,178.47200000000001,178.47200000000001,178.47200000000001,156]
[null,168,null,379.89,379.89,379.89,379.89,379.89,12.29,195.64599999999999,12.29,86,82.8,82.8,86,12.29,98.287999999999997,98.287999999999997,98.287999999999997,98.287999999999997,86,null,null,168,867.17499999999995,867.17499999999995,867.17499999999995,867.17499999999995,867.17499999999995,28.99,342.8,28.99,156,133.5,133.5,156,28.99,178.464,178.464,178.464,178.464,156]
[null,169,null,459.17500000000001,459.17500000000001,459.17500000000001,459.17500000000001,459.17500000000001,12.22,187.34200000000001,12.22,81,71.97,71.97,81,12.22,93.224000000000004,93.224000000000004,93.224000000000004,93.224000000000004,81,null,null,169,867.154,867.154,867.154,867.154,867.154,28.99,342.64,28.99,156,133.46,133.46,156,28.99,178.44,178.44,178.44,178.44,156]
[null,170,null,456.63200000000001,456.63200000000001,456.63200000000001,456.63200000000001,456.63200000000001,11.2,187.02199999999999,11.2,78,68.88,68.88,78,11.2,89.2,89.2,89.2,89.2,78,null,null,170,867.09100000000001,867.09100000000001,867.09100000000001,867.09100000000001,867.09100000000001,28.93,342.39600000000002,28.93,156,133.38,133.38,156,28.93,178.4,178.4,178.4,178.4,156]
[null,171,null,460.98700000000002,460.98700000000002,460.98700000000002,460.98700000000002,460.98700000000002,10.24,187.64699999999999,10.24,74,65.02,65.02,74,10.24,84.24,84.24,84.24,84.24,74,null,null,171,866.71100000000001,866.71100000000001,866.71100000000001,866.71100000000001,866.71100000000001,28.93,342.25200000000001,28.93,156,133.30000000000001,133.30000000000001,156,28.93,178.328,178.328,178.328,178.328,156]
[null,172,null,470.952,470.952,470.952,470.952,470.952,10.24,206.31800000000001,10.24,73,64.25,64.25,73,10.24,83.24,83.24,83.24,83.24,73,null,null,172,866.66200000000003,866.66200000000003,866.66200000000003,866.66200000000003,866.66200000000003,28.93,341.94099999999997,28.93,156,133.13999999999999,133.13999999999999,156,28.93,178.256,178.256,178.256,178.256,156]
[null,173,null,516.01800000000003,516.01800000000003,516.01800000000003,516.01800000000003,516.01800000000003,10.18,221.68700000000001,10.18,72,63.48,63.48,72,10.18,82.176000000000002,82.176000000000002,82.176000000000002,82.176000000000002,72,null,null,173,866.56100000000004,866.56100000000004,866.56100000000004,866.56100000000004,866.56100000000004,28.93,341.887,28.93,155,133.03,133.03,155,28.93,178.22399999999999,178.22399999999999,178.22399999999999,178.22399999999999,155]
[null,174,null,592.10699999999997,592.10699999999997,592.10699999999997,592.10699999999997,592.10699999999997,11.33,236.245,11.33,76,67.42,67.42,76,11.33,87.328000000000003,87.328000000000003,87.328000000000003,87.328000000000003,76,null,null,174,865.74400000000003,865.74400000000003,865.74400000000003,865.74400000000003,865.74400000000003,28.93,341.51499999999999,28.93,155,133.03,133.03,155,28.93,177.94399999999999,177.94399999999999,177.94399999999999,177.94399999999999,155]
[null,175,null,645.87800000000004,645.87800000000004,645.87800000000004,645.87800000000004,645.87800000000004,11.84,242.07599999999999,11.84,79,70.12,70.12,79,11.84,90.84,90.84,90.84,90.84,79,null,null,175,864.49900000000002,864.49900000000002,864.49900000000002,864.49900000000002,864.49900000000002,28.93,341.28800000000001,28.93,155,132.87,132.87,155,28.93,177.928,177.928,177.928,177.928,155]
[null,176,null,637.47199999999998,637.47199999999998,637.47199999999998,637.47199999999998,637.47199999999998,12.29,243.55600000000001,12.29,75,67.42,67.42,75,12.29,87.287999999999997,87.287999999999997,87.287999999999997,87.287999999999997,75,null,null,176,863.59400000000005,863.59400000000005,863.59400000000005,863.59400000000005,863.59400000000005,28.93,341.24599999999998,28.93,155,132.77000000000001,132.77000000000001,155,28.93,177.61600000000001,177.61600000000001,177.61600000000001,177.61600000000001,155]
[null,177,null,625.20500000000004,625.20500000000004,625.20500000000004,625.20500000000004,625.20500000000004,17.34,246.917,17.34,76,72.05,72.05,76,17.34,93.343999999999994,93.343999999999994,93.343999999999994,93.343999999999994,76,null,null,177,863.43799999999999,863.43799999999999,863.43799999999999,863.43799999999999,863.43799999999999,28.93,341.012,28.93,155,132.63999999999999,132.63999999999999,155,28.93,177.61600000000001,177.61600000000001,177.61600000000001,177.61600000000001,155]
[null,178,null,610.81399999999996,610.81399999999996,610.81399999999996,610.81399999999996,610.81399999999996,24.13,260.42700000000002,24.13,77,78.069999999999993,78.069999999999993,77,24.13,101.128,101.128,101.128,101.128,77,null,null,178,863.41600000000005,863.41600000000005,863.41600000000005,863.41600000000005,863.41600000000005,28.93,340.88099999999997,28.93,155,132.36000000000001,132.36000000000001,155,28.93,177.56800000000001,177.56800000000001,177.56800000000001,177.56800000000001,155]
[null,179,null,607.94799999999998,607.94799999999998,607.94799999999998,607.94799999999998,607.94799999999998,25.47,260.14800000000002,25.47,75,77.61,77.61,75,25.47,100.47199999999999,100.47199999999999,100.47199999999999,100.47199999999999,75,null,null,179,862.73500000000001,862.73500000000001,862.73500000000001,862.73500000000001,862.73500000000001,28.93,340.702,28.93,155,132.22999999999999,132.22999999999999,155,28.93,177.44800000000001,177.44800000000001,177.44800000000001,177.44800000000001,155]
[null,180,null,604.84500000000003,604.84500000000003,604.84500000000003,604.84500000000003,604.84500000000003,23.81,265.85399999999998,23.81,68,70.89,70.89,68,23.81,91.808000000000007,91.808000000000007,91.808000000000007,91.808000000000007,68,null,null,180,862.67200000000003,862.67200000000003,862.67200000000003,862.67200000000003,862.67200000000003,28.93,339.89100000000002,28.93,155,132.15,132.15,155,28.93,177.43199999999999,177.43199999999999,177.43199999999999,177.43199999999999,155]
[null,181,null,587.63800000000003,587.63800000000003,587.63800000000003,587.63800000000003,587.63800000000003,26.11,266.76400000000001,26.11,68,72.67,72.67,68,26.11,94.111999999999995,94.111999999999995,94.111999999999995,94.111999999999995,68,null,null,181,862.34900000000005,862.34900000000005,862.34900000000005,862.34900000000005,862.34900000000005,28.86,339.57100000000003,28.86,155,131.91,131.91,155,28.86,177.33600000000001,177.33600000000001,177.33600000000001,177.33600000000001,155]
[null,182,null,592.64700000000005,592.64700000000005,592.64700000000005,592.64700000000005,592.64700000000005,25.02,260.92700000000002,25.02,71,74.14,74.14,71,25.02,96.024000000000001,96.024000000000001,96.024000000000001,96.024000000000001,71,null,null,182,862.20799999999997,862.20799999999997,862.20799999999997,862.20799999999997,862.20799999999997,28.86,339.53500000000003,28.86,155,131.88,131.88,155,28.86,177.05600000000001,177.05600000000001,177.05600000000001,177.05600000000001,155]
[null,183,null,605.03099999999995,605.03099999999995,605.03099999999995,605.03099999999995,605.03099999999995,26.37,256.01600000000002,26.37,72,75.989999999999995,75.989999999999995,72,26.37,98.367999999999995,98.367999999999995,98.367999999999995,98.367999999999995,72,null,null,183,861.78399999999999,861.78399999999999,861.78399999999999,861.78399999999999,861.78399999999999,28.86,338.94299999999998,28.86,155,131.76,131.76,155,28.86,176.928,176.928,176.928,176.928,155]
[null,184,null,610.00800000000004,610.00800000000004,610.00800000000004,610.00800000000004,610.00800000000004,26.05,249.71700000000001,26.05,73,76.45,76.45,73,26.05,99.048000000000002,99.048000000000002,99.048000000000002,99.048000000000002,73,null,null,184,860.84199999999998,860.84199999999998,860.84199999999998,860.84199999999998,860.84199999999998,28.86,338.65100000000001,28.86,155,131.5,131.5,155,28.86,176.88,176.88,176.88,176.88,155]
[null,185,null,592.625,592.625,592.625,592.625,592.625,21.06,245.85300000000001,21.06,77,75.760000000000005,75.760000000000005,77,21.06,98.055999999999997,98.055999999999997,98.055999999999997,98.055999999999997,77,null,null,185,860.04899999999998,860.04899999999998,860.04899999999998,860.04899999999998,860.04899999999998,28.86,338.642,28.86,155,131.49,131.49,155,28.86,176.87200000000001,176.87200000000001,176.87200000000001,176.87200000000001,155]
[null,186,null,592.697,592.697,592.697,592.697,592.697,24.9,245.292,24.9,73,75.599999999999994,75.599999999999994,73,24.9,97.896000000000001,97.896000000000001,97.896000000000001,97.896000000000001,73,null,null,186,859.52,859.52,859.52,859.52,859.52,28.86,338.50099999999998,28.86,155,130.86000000000001,130.86000000000001,155,28.86,176.648,176.648,176.648,176.648,155]
[null,187,null,621.50400000000002,621.50400000000002,621.50400000000002,621.50400000000002,621.50400000000002,24.32,243.995,24.32,74,75.91,75.91,74,24.32,98.32,98.32,98.32,98.32,74,null,null,187,858.21600000000001,858.21600000000001,858.21600000000001,858.21600000000001,858.21600000000001,28.86,338.11599999999999,28.86,155,130.83000000000001,130.83000000000001,155,28.86,176.42400000000001,176.42400000000001,176.42400000000001,176.42400000000001,155]
[null,188,null,616.649,616.649,616.649,616.649,616.649,27.46,243.393,27.46,75,79.150000000000006,79.150000000000006,75,27.46,102.456,102.456,102.456,102.456,75,null,null,188,857.35900000000004,857.35900000000004,857.35900000000004,857.35900000000004,857.35900000000004,28.86,338.05200000000002,28.86,155,130.33000000000001,130.33000000000001,155,28.86,176.416,176.416,176.416,176.416,155]
[null,189,null,608.39499999999998,608.39499999999998,608.39499999999998,608.39499999999998,608.39499999999998,26.11,245.155,26.11,74,77.3,77.3,74,26.11,100.11199999999999,100.11199999999999,100.11199999999999,100.11199999999999,74,null,null,189,856.851,856.851,856.851,856.851,856.851,28.8,338.05200000000002,28.8,155,129.44,129.44,155,28.8,176.32,176.32,176.32,176.32,155]
[null,190,null,559.96199999999999,559.96199999999999,559.96199999999999,559.96199999999999,559.96199999999999,24.26,247.76900000000001,24.26,75,76.680000000000007,76.680000000000007,75,24.26,99.256,99.256,99.256,99.256,75,null,null,190,854.851,854.851,854.851,854.851,854.851,28.8,338.036,28.8,154,129.16,129.16,154,28.8,176.05600000000001,176.05600000000001,176.05600000000001,176.05600000000001,154]
[null,191,null,524.399,524.399,524.399,524.399,524.399,23.81,242.48599999999999,23.81,77,77.84,77.84,77,23.81,100.80800000000001,100.80800000000001,100.80800000000001,100.80800000000001,77,null,null,191,854.48500000000001,854.48500000000001,854.48500000000001,854.48500000000001,854.48500000000001,28.8,337.99400000000003,28.8,154,128.93,128.93,154,28.8,175.99199999999999,175.99199999999999,175.99199999999999,175.99199999999999,154]
[null,192,null,452.27100000000002,452.27100000000002,452.27100000000002,452.27100000000002,452.27100000000002,22.98,235.995,22.98,74,74.91,74.91,74,22.98,96.975999999999999,96.975999999999999,96.975999999999999,96.975999999999999,74,null,null,192,853.39300000000003,853.39300000000003,853.39300000000003,853.39300000000003,853.39300000000003,28.8,337.99400000000003,28.8,154,128.69999999999999,128.69999999999999,154,28.8,175.89599999999999,175.89599999999999,175.89599999999999,175.89599999999999,154]
[null,193,null,504.709,504.709,504.709,504.709,504.709,17.98,228.703,17.98,71,79.02,79.02,71,17.98,88.983999999999995,88.983999999999995,88.983999999999995,88.983999999999995,71,null,null,193,852.20799999999997,852.20799999999997,852.20799999999997,852.20799999999997,852.20799999999997,28.74,337.98200000000003,28.74,154,128.68,128.68,154,28.74,175.87200000000001,175.87200000000001,175.87200000000001,175.87200000000001,154]
[null,194,null,502.25099999999998,502.25099999999998,502.25099999999998,502.25099999999998,502.25099999999998,20.67,224.13499999999999,20.67,66,76.97,76.97,66,20.67,86.671999999999997,86.671999999999997,86.671999999999997,86.671999999999997,66,null,null,194,{"$f":"LARGE(D$13:D$8748,$X206)","v":851.505},{"$f":"LARGE(E$13:E$8748,$X206)","v":851.505},{"$f":"LARGE(F$13:F$8748,$X206)","v":851.505},{"$f":"LARGE(G$13:G$8748,$X206)","v":851.505},{"$f":"LARGE(H$13:H$8748,$X206)","v":851.505},{"$f":"LARGE(I$13:I$8748,$X206)","v":28.74},{"$f":"LARGE(J$13:J$8748,$X206)","v":337.62900000000002},{"$f":"LARGE(K$13:K$8748,$X206)","v":28.74},{"$f":"LARGE(L$13:L$8748,$X206)","v":154},{"$f":"LARGE(M$13:M$8748,$X206)","v":128.52000000000001},{"$f":"LARGE(N$13:N$8748,$X206)","v":128.52000000000001},{"$f":"LARGE(O$13:O$8748,$X206)","v":154},{"$f":"LARGE(P$13:P$8748,$X206)","v":28.74},{"$f":"LARGE(Q$13:Q$8748,$X206)","v":175.84800000000001},{"$f":"LARGE(R$13:R$8748,$X206)","v":175.84800000000001},{"$f":"LARGE(S$13:S$8748,$X206)","v":175.84800000000001},{"$f":"LARGE(T$13:T$8748,$X206)","v":175.84800000000001},{"$f":"LARGE(U$13:U$8748,$X206)","v":154}]
[null,{"$f":"B206+1","v":195},null,509.10199999999998,509.10199999999998,509.10199999999998,509.10199999999998,509.10199999999998,20.61,223.125,20.61,62,73.33,73.33,62,20.61,82.608000000000004,82.608000000000004,82.608000000000004,82.608000000000004,62,null,null,195,851.16499999999996,851.16499999999996,851.16499999999996,851.16499999999996,851.16499999999996,28.67,337.36599999999999,28.67,154,128.29,128.29,154,28.67,175.80799999999999,175.80799999999999,175.80799999999999,175.80799999999999,154]
[null,196,null,489.815,489.815,489.815,489.815,489.815,20.29,221.67400000000001,20.29,61,72.180000000000007,72.180000000000007,61,20.29,81.287999999999997,81.287999999999997,81.287999999999997,81.287999999999997,61,null,null,196,850.65599999999995,850.65599999999995,850.65599999999995,850.65599999999995,850.65599999999995,28.67,337.32799999999997,28.67,154,128.27000000000001,128.27000000000001,154,28.67,175.648,175.648,175.648,175.648,154]
[null,197,null,518.24199999999996,518.24199999999996,518.24199999999996,518.24199999999996,518.24199999999996,18.62,214.02699999999999,18.62,63,72.44,72.44,63,18.62,81.623999999999995,81.623999999999995,81.623999999999995,81.623999999999995,63,null,null,197,850.48699999999997,850.48699999999997,850.48699999999997,850.48699999999997,850.48699999999997,28.67,336.98200000000003,28.67,154,128.13999999999999,128.13999999999999,154,28.67,175.14400000000001,175.14400000000001,175.14400000000001,175.14400000000001,154]
[null,198,null,562.86300000000006,562.86300000000006,562.86300000000006,562.86300000000006,562.86300000000006,20.93,201.77199999999999,20.93,63,74.489999999999995,74.489999999999995,63,20.93,83.927999999999997,83.927999999999997,83.927999999999997,83.927999999999997,63,null,null,198,849.03,849.03,849.03,849.03,849.03,28.67,336.78300000000002,28.67,153,128.02000000000001,128.02000000000001,153,28.67,175.136,175.136,175.136,175.136,153]
[null,199,null,594.20699999999999,594.20699999999999,594.20699999999999,594.20699999999999,594.20699999999999,20.54,204.61699999999999,20.54,71,81.23,81.23,71,20.54,91.543999999999997,91.543999999999997,91.543999999999997,91.543999999999997,71,null,null,199,848.81700000000001,848.81700000000001,848.81700000000001,848.81700000000001,848.81700000000001,28.67,336.65199999999999,28.67,153,127.99,127.99,153,28.67,175.072,175.072,175.072,175.072,153]
[null,200,null,605.38199999999995,605.38199999999995,605.38199999999995,605.38199999999995,605.38199999999995,16.77,209.577,16.77,71,77.95,77.95,71,16.77,87.768000000000001,87.768000000000001,87.768000000000001,87.768000000000001,71,null,null,200,848.57600000000002,848.57600000000002,848.57600000000002,848.57600000000002,848.57600000000002,28.61,336.197,28.61,153,127.57,127.57,153,28.61,175.00800000000001,175.00800000000001,175.00800000000001,175.00800000000001,153]
[null,201,null,596.66399999999999,596.66399999999999,596.66399999999999,596.66399999999999,596.66399999999999,23.55,214.98500000000001,23.55,71,83.99,83.99,71,23.55,94.552000000000007,94.552000000000007,94.552000000000007,94.552000000000007,71,null,null,201,848.29499999999996,848.29499999999996,848.29499999999996,848.29499999999996,848.29499999999996,28.61,336.08499999999998,28.61,153,127.56,127.56,153,28.61,174.96799999999999,174.96799999999999,174.96799999999999,174.96799999999999,153]
[null,202,null,595.59500000000003,595.59500000000003,595.59500000000003,595.59500000000003,595.59500000000003,26.82,222.619,26.82,71,86.83,86.83,71,26.82,97.816000000000003,97.816000000000003,97.816000000000003,97.816000000000003,71,null,null,202,847.85299999999995,847.85299999999995,847.85299999999995,847.85299999999995,847.85299999999995,28.61,335.822,28.61,153,127.49,127.49,153,28.61,174.84,174.84,174.84,174.84,153]
[null,203,null,588.24699999999996,588.24699999999996,588.24699999999996,588.24699999999996,588.24699999999996,22.85,224.375,22.85,71,83.28,83.28,71,22.85,93.847999999999999,93.847999999999999,93.847999999999999,93.847999999999999,71,null,null,203,847.48800000000006,847.48800000000006,847.48800000000006,847.48800000000006,847.48800000000006,28.61,335.28399999999999,28.61,153,127.32,127.32,153,28.61,174.744,174.744,174.744,174.744,153]
[null,204,null,573.24599999999998,573.24599999999998,573.24599999999998,573.24599999999998,573.24599999999998,23.17,224.96100000000001,23.17,72,84.52,84.52,72,23.17,95.168000000000006,95.168000000000006,95.168000000000006,95.168000000000006,72,null,null,204,847.35699999999997,847.35699999999997,847.35699999999997,847.35699999999997,847.35699999999997,28.54,335.197,28.54,153,127.31,127.31,153,28.54,174.52,174.52,174.52,174.52,153]
[null,205,null,572.42100000000005,572.42100000000005,572.42100000000005,572.42100000000005,572.42100000000005,23.68,223.41399999999999,23.68,71,84.07,84.07,71,23.68,94.68,94.68,94.68,94.68,71,null,null,205,846.14599999999996,846.14599999999996,846.14599999999996,846.14599999999996,846.14599999999996,28.54,335.012,28.54,153,127.25,127.25,153,28.54,174.488,174.488,174.488,174.488,153]
[null,206,null,558.34900000000005,558.34900000000005,558.34900000000005,558.34900000000005,558.34900000000005,22.78,223.35599999999999,22.78,70,82.39,82.39,70,22.78,92.784000000000006,92.784000000000006,92.784000000000006,92.784000000000006,70,null,null,206,845.23800000000006,845.23800000000006,845.23800000000006,845.23800000000006,845.23800000000006,28.54,334.93200000000002,28.54,153,126.92,126.92,153,28.54,174.36799999999999,174.36799999999999,174.36799999999999,174.36799999999999,153]
[null,207,null,570.06600000000003,570.06600000000003,570.06600000000003,570.06600000000003,570.06600000000003,24.26,222.613,24.26,69,82.83,82.83,69,24.26,93.256,93.256,93.256,93.256,69,null,null,207,845.13099999999997,845.13099999999997,845.13099999999997,845.13099999999997,845.13099999999997,28.54,334.916,28.54,153,126.82,126.82,153,28.54,174.256,174.256,174.256,174.256,153]
[null,208,null,546.56299999999999,546.56299999999999,546.56299999999999,546.56299999999999,546.56299999999999,22.59,222.78299999999999,22.59,71,83.1,83.1,71,22.59,93.591999999999999,93.591999999999999,93.591999999999999,93.591999999999999,71,null,null,208,845.07799999999997,845.07799999999997,845.07799999999997,845.07799999999997,845.07799999999997,28.48,334.87700000000001,28.48,153,126.8,126.8,153,28.48,174.19200000000001,174.19200000000001,174.19200000000001,174.19200000000001,153]
[null,209,null,559.83399999999995,559.83399999999995,559.83399999999995,559.83399999999995,559.83399999999995,17.149999999999999,227.23599999999999,17.149999999999999,70,77.42,77.42,70,17.149999999999999,87.152000000000001,87.152000000000001,87.152000000000001,87.152000000000001,70,null,null,209,844.81399999999996,844.81399999999996,844.81399999999996,844.81399999999996,844.81399999999996,28.48,334.81599999999997,28.48,153,126.61,126.61,153,28.48,174.12799999999999,174.12799999999999,174.12799999999999,174.12799999999999,153]
[null,210,null,565.07799999999997,565.07799999999997,565.07799999999997,565.07799999999997,565.07799999999997,23.87,250.29,23.87,73,86.03,86.03,73,23.87,96.872,96.872,96.872,96.872,73,null,null,210,844.428,844.428,844.428,844.428,844.428,28.48,334.26799999999997,28.48,153,126.6,126.6,153,28.48,174.12799999999999,174.12799999999999,174.12799999999999,174.12799999999999,153]
[null,211,null,584.48,584.48,584.48,584.48,584.48,22.72,257.05,22.72,73,84.96,84.96,73,22.72,95.72,95.72,95.72,95.72,73,null,null,211,844.15099999999995,844.15099999999995,844.15099999999995,844.15099999999995,844.15099999999995,28.48,333.96100000000001,28.48,153,126.6,126.6,153,28.48,173.92,173.92,173.92,173.92,153]
[null,212,null,606.16399999999999,606.16399999999999,606.16399999999999,606.16399999999999,606.16399999999999,24.19,257.99900000000002,24.19,72,85.41,85.41,72,24.19,96.191999999999993,96.191999999999993,96.191999999999993,96.191999999999993,72,null,null,212,843.94500000000005,843.94500000000005,843.94500000000005,843.94500000000005,843.94500000000005,28.48,333.93799999999999,28.48,152,126.6,126.6,152,28.48,173.87200000000001,173.87200000000001,173.87200000000001,173.87200000000001,152]
[null,213,null,588.51900000000001,588.51900000000001,588.51900000000001,588.51900000000001,588.51900000000001,26.24,254.56399999999999,26.24,74,88.96,88.96,74,26.24,100.24,100.24,100.24,100.24,74,null,null,213,843.52300000000002,843.52300000000002,843.52300000000002,843.52300000000002,843.52300000000002,28.42,333.90300000000002,28.42,152,126.34,126.34,152,28.42,173.84,173.84,173.84,173.84,152]
[null,214,null,580.76099999999997,580.76099999999997,580.76099999999997,580.76099999999997,580.76099999999997,25.34,252.38200000000001,25.34,71,85.5,85.5,71,25.34,96.343999999999994,96.343999999999994,96.343999999999994,96.343999999999994,71,null,null,214,843.37300000000005,843.37300000000005,843.37300000000005,843.37300000000005,843.37300000000005,28.42,333.89,28.42,152,126.3,126.3,152,28.42,173.84,173.84,173.84,173.84,152]
[null,215,null,574.02599999999995,574.02599999999995,574.02599999999995,574.02599999999995,574.02599999999995,24.9,245.89500000000001,24.9,74,87.8,87.8,74,24.9,98.896000000000001,98.896000000000001,98.896000000000001,98.896000000000001,74,null,null,215,843.11800000000005,843.11800000000005,843.11800000000005,843.11800000000005,843.11800000000005,28.42,333.86799999999999,28.42,152,126.25,126.25,152,28.42,173.82400000000001,173.82400000000001,173.82400000000001,173.82400000000001,152]
[null,216,null,504.62900000000002,504.62900000000002,504.62900000000002,504.62900000000002,504.62900000000002,22.98,238.30199999999999,22.98,74,86.12,86.12,74,22.98,96.975999999999999,96.975999999999999,96.975999999999999,96.975999999999999,74,null,null,216,843.09100000000001,843.09100000000001,843.09100000000001,843.09100000000001,843.09100000000001,28.42,333.60199999999998,28.42,152,126.2,126.2,152,28.42,173.80799999999999,173.80799999999999,173.80799999999999,173.80799999999999,152]
[null,217,null,546.38599999999997,546.38599999999997,546.38599999999997,546.38599999999997,546.38599999999997,17.34,228.59700000000001,17.34,69,78.97,78.97,69,17.34,86.343999999999994,86.343999999999994,86.343999999999994,86.343999999999994,69,null,null,217,843.03,843.03,843.03,843.03,843.03,28.42,333.11799999999999,28.42,152,125.97,125.97,152,28.42,173.78399999999999,173.78399999999999,173.78399999999999,173.78399999999999,152]
[null,218,null,543.90300000000002,543.90300000000002,543.90300000000002,543.90300000000002,543.90300000000002,21.12,226.42500000000001,21.12,64,77.88,77.88,64,21.12,85.12,85.12,85.12,85.12,64,null,null,218,843.00599999999997,843.00599999999997,843.00599999999997,843.00599999999997,843.00599999999997,28.35,332.76900000000001,28.35,152,125.95,125.95,152,28.35,173.75200000000001,173.75200000000001,173.75200000000001,173.75200000000001,152]
[null,219,null,559.90599999999995,559.90599999999995,559.90599999999995,559.90599999999995,559.90599999999995,21.63,226.143,21.63,56,71.010000000000005,71.010000000000005,56,21.63,77.632000000000005,77.632000000000005,77.632000000000005,77.632000000000005,56,null,null,219,842.54600000000005,842.54600000000005,842.54600000000005,842.54600000000005,842.54600000000005,28.35,332.76600000000002,28.35,152,125.92,125.92,152,28.35,173.43199999999999,173.43199999999999,173.43199999999999,173.43199999999999,152]
[null,220,null,573.50199999999995,573.50199999999995,573.50199999999995,573.50199999999995,573.50199999999995,21.44,227.38300000000001,21.44,52,67.17,67.17,52,21.44,73.44,73.44,73.44,73.44,52,null,null,220,842.47699999999998,842.47699999999998,842.47699999999998,842.47699999999998,842.47699999999998,28.35,332.73700000000002,28.35,152,125.85,125.85,152,28.35,173.392,173.392,173.392,173.392,152]
[null,221,null,587.18799999999999,587.18799999999999,587.18799999999999,587.18799999999999,587.18799999999999,21.31,231.94499999999999,21.31,50,65.25,65.25,50,21.31,71.311999999999998,71.311999999999998,71.311999999999998,71.311999999999998,50,null,null,221,842.00300000000004,842.00300000000004,842.00300000000004,842.00300000000004,842.00300000000004,28.35,332.34899999999999,28.35,151,125.79,125.79,151,28.35,173.392,173.392,173.392,173.392,151]
[null,222,null,614.70899999999995,614.70899999999995,614.70899999999995,614.70899999999995,614.70899999999995,21.7,252.54900000000001,21.7,56,71.099999999999994,71.099999999999994,56,21.7,77.695999999999998,77.695999999999998,77.695999999999998,77.695999999999998,56,null,null,222,841.62699999999995,841.62699999999995,841.62699999999995,841.62699999999995,841.62699999999995,28.35,332.029,28.35,151,125.22,125.22,151,28.35,173.28,173.28,173.28,173.28,151]
[null,223,null,626.83799999999997,626.83799999999997,626.83799999999997,626.83799999999997,626.83799999999997,19.07,268.15199999999999,19.07,66,77.88,77.88,66,19.07,85.072000000000003,85.072000000000003,85.072000000000003,85.072000000000003,66,null,null,223,841.44,841.44,841.44,841.44,841.44,28.35,331.96199999999999,28.35,151,125.11,125.11,151,28.35,173.28,173.28,173.28,173.28,151]
[null,224,null,622.89599999999996,622.89599999999996,622.89599999999996,622.89599999999996,622.89599999999996,17.79,276.42700000000002,17.79,67,77.599999999999994,77.599999999999994,67,17.79,84.792000000000002,84.792000000000002,84.792000000000002,84.792000000000002,67,null,null,224,841.43100000000004,841.43100000000004,841.43100000000004,841.43100000000004,841.43100000000004,28.29,331.904,28.29,151,124.98,124.98,151,28.29,173.28,173.28,173.28,173.28,151]
[null,225,null,623.96299999999997,623.96299999999997,623.96299999999997,623.96299999999997,623.96299999999997,19.39,277.60599999999999,19.39,62,74.489999999999995,74.489999999999995,62,19.39,81.391999999999996,81.391999999999996,81.391999999999996,81.391999999999996,62,null,null,225,841.41600000000005,841.41600000000005,841.41600000000005,841.41600000000005,841.41600000000005,28.29,331.81700000000001,28.29,151,124.43,124.43,151,28.29,173.27199999999999,173.27199999999999,173.27199999999999,173.27199999999999,151]
[null,226,null,622.30499999999995,622.30499999999995,622.30499999999995,622.30499999999995,622.30499999999995,24.83,280.19099999999997,24.83,63,80.349999999999994,80.349999999999994,63,24.83,87.831999999999994,87.831999999999994,87.831999999999994,87.831999999999994,63,null,null,226,840.40499999999997,840.40499999999997,840.40499999999997,840.40499999999997,840.40499999999997,28.29,331.577,28.29,151,124.17,124.17,151,28.29,173.16800000000001,173.16800000000001,173.16800000000001,173.16800000000001,151]
[null,227,null,607.84400000000005,607.84400000000005,607.84400000000005,607.84400000000005,607.84400000000005,25.34,280.14,25.34,63,80.8,80.8,63,25.34,88.343999999999994,88.343999999999994,88.343999999999994,88.343999999999994,63,null,null,227,840.40200000000004,840.40200000000004,840.40200000000004,840.40200000000004,840.40200000000004,28.29,331.05200000000002,28.29,151,123.9,123.9,151,28.29,173.048,173.048,173.048,173.048,151]
[null,228,null,600.38499999999999,600.38499999999999,600.38499999999999,600.38499999999999,600.38499999999999,27.58,273.48599999999999,27.58,61,81.08,81.08,61,27.58,88.584000000000003,88.584000000000003,88.584000000000003,88.584000000000003,61,null,null,228,840.35,840.35,840.35,840.35,840.35,28.29,330.77300000000002,28.29,151,123.86,123.86,151,28.29,173.04,173.04,173.04,173.04,151]
[null,229,null,594.65300000000002,594.65300000000002,594.65300000000002,594.65300000000002,594.65300000000002,29.57,261.48099999999999,29.57,62,83.82,83.82,62,29.57,91.567999999999998,91.567999999999998,91.567999999999998,91.567999999999998,62,null,null,229,839.48800000000006,839.48800000000006,839.48800000000006,839.48800000000006,839.48800000000006,28.22,330.58699999999999,28.22,151,123.6,123.6,151,28.22,173.03200000000001,173.03200000000001,173.03200000000001,173.03200000000001,151]
[null,230,null,596.87,596.87,596.87,596.87,596.87,32.450000000000003,249.74299999999999,32.450000000000003,61,85.47,85.47,61,32.450000000000003,93.447999999999993,93.447999999999993,93.447999999999993,93.447999999999993,61,null,null,230,838.87699999999995,838.87699999999995,838.87699999999995,838.87699999999995,838.87699999999995,28.22,330.113,28.22,151,123.53,123.53,151,28.22,173.00800000000001,173.00800000000001,173.00800000000001,173.00800000000001,151]
[null,231,null,600.85,600.85,600.85,600.85,600.85,38.21,242.00200000000001,38.21,61,90.78,90.78,61,38.21,99.207999999999998,99.207999999999998,99.207999999999998,99.207999999999998,61,null,null,231,838.07600000000002,838.07600000000002,838.07600000000002,838.07600000000002,838.07600000000002,28.22,329.86,28.22,150,123.42,123.42,150,28.22,173.00800000000001,173.00800000000001,173.00800000000001,173.00800000000001,150]
[null,232,null,614.61900000000003,614.61900000000003,614.61900000000003,614.61900000000003,614.61900000000003,32.450000000000003,244.87,32.450000000000003,62,86.39,86.39,62,32.450000000000003,94.447999999999993,94.447999999999993,94.447999999999993,94.447999999999993,62,null,null,232,837.09299999999996,837.09299999999996,837.09299999999996,837.09299999999996,837.09299999999996,28.22,329.709,28.22,150,123.4,123.4,150,28.22,172.98400000000001,172.98400000000001,172.98400000000001,172.98400000000001,150]
[null,233,null,620.4,620.4,620.4,620.4,620.4,25.73,249.47,25.73,64,82.08,82.08,64,25.73,89.727999999999994,89.727999999999994,89.727999999999994,89.727999999999994,64,null,null,233,836.87099999999998,836.87099999999998,836.87099999999998,836.87099999999998,836.87099999999998,28.22,329.50099999999998,28.22,150,123.35,123.35,150,28.22,172.96799999999999,172.96799999999999,172.96799999999999,172.96799999999999,150]
[null,234,null,623.16,623.16,623.16,623.16,623.16,26.18,268.98500000000001,26.18,67,85.29,85.29,67,26.18,93.176000000000002,93.176000000000002,93.176000000000002,93.176000000000002,67,null,null,234,836.51499999999999,836.51499999999999,836.51499999999999,836.51499999999999,836.51499999999999,28.22,329.29899999999998,28.22,150,123.3,123.3,150,28.22,172.85599999999999,172.85599999999999,172.85599999999999,172.85599999999999,150]
[null,235,null,628.52099999999996,628.52099999999996,628.52099999999996,628.52099999999996,628.52099999999996,24.26,277.28199999999998,24.26,70,86.29,86.29,70,24.26,94.256,94.256,94.256,94.256,70,null,null,235,836.447,836.447,836.447,836.447,836.447,28.22,329.05900000000003,28.22,150,123.18,123.18,150,28.22,172.75200000000001,172.75200000000001,172.75200000000001,172.75200000000001,150]
[null,236,null,623.24800000000005,623.24800000000005,623.24800000000005,623.24800000000005,623.24800000000005,23.68,277.35000000000002,23.68,74,89.4,89.4,74,23.68,97.68,97.68,97.68,97.68,74,null,null,236,835.93700000000001,835.93700000000001,835.93700000000001,835.93700000000001,835.93700000000001,28.16,328.84800000000001,28.16,150,123.04,123.04,150,28.16,172.744,172.744,172.744,172.744,150]
[null,237,null,617.524,617.524,617.524,617.524,617.524,25.09,278.35199999999998,25.09,75,91.6,91.6,75,25.09,100.08799999999999,100.08799999999999,100.08799999999999,100.08799999999999,75,null,null,237,835.42,835.42,835.42,835.42,835.42,28.16,328.67099999999999,28.16,150,122.87,122.87,150,28.16,172.68,172.68,172.68,172.68,150]
[null,238,null,606.05100000000004,606.05100000000004,606.05100000000004,606.05100000000004,606.05100000000004,24.13,275.56799999999998,24.13,76,91.6,91.6,76,24.13,100.128,100.128,100.128,100.128,76,null,null,238,834.66200000000003,834.66200000000003,834.66200000000003,834.66200000000003,834.66200000000003,28.16,328.63,28.16,150,122.47,122.47,150,28.16,172.672,172.672,172.672,172.672,150]
[null,239,null,603.01800000000003,603.01800000000003,603.01800000000003,603.01800000000003,603.01800000000003,22.98,272.11500000000001,22.98,77,91.51,91.51,77,22.98,99.975999999999999,99.975999999999999,99.975999999999999,99.975999999999999,77,null,null,239,834.399,834.399,834.399,834.399,834.399,28.16,328.59399999999999,28.16,150,122.21,122.21,150,28.16,172.536,172.536,172.536,172.536,150]
[null,240,null,553.66200000000003,553.66200000000003,553.66200000000003,553.66200000000003,553.66200000000003,24.64,270.702,24.64,77,92.98,92.98,77,24.64,101.64,101.64,101.64,101.64,77,null,null,240,834.24900000000002,834.24900000000002,834.24900000000002,834.24900000000002,834.24900000000002,28.16,328.51799999999997,28.16,150,122.16,122.16,150,28.16,172.512,172.512,172.512,172.512,150]
[null,241,null,584.88800000000003,584.88800000000003,584.88800000000003,584.88800000000003,584.88800000000003,18.11,260.01400000000001,18.11,73,83.62,83.62,73,18.11,91.111999999999995,91.111999999999995,91.111999999999995,91.111999999999995,73,null,null,241,834.23099999999999,834.23099999999999,834.23099999999999,834.23099999999999,834.23099999999999,28.16,328.50799999999998,28.16,150,122.15,122.15,150,28.16,172.49600000000001,172.49600000000001,172.49600000000001,172.49600000000001,150]
[null,242,null,587.74900000000002,587.74900000000002,587.74900000000002,587.74900000000002,587.74900000000002,20.100000000000001,255.10900000000001,20.100000000000001,64,77.19,77.19,64,20.100000000000001,84.096000000000004,84.096000000000004,84.096000000000004,84.096000000000004,64,null,null,242,833.91399999999999,833.91399999999999,833.91399999999999,833.91399999999999,833.91399999999999,28.1,328.47300000000001,28.1,150,122.05,122.05,150,28.1,172.464,172.464,172.464,172.464,150]
[null,243,null,587.09900000000005,587.09900000000005,587.09900000000005,587.09900000000005,587.09900000000005,20.350000000000001,263.875,20.350000000000001,60,73.8,73.8,60,20.350000000000001,80.352000000000004,80.352000000000004,80.352000000000004,80.352000000000004,60,null,null,243,833.73599999999999,833.73599999999999,833.73599999999999,833.73599999999999,833.73599999999999,28.1,328.23599999999999,28.1,150,121.77,121.77,150,28.1,172.21600000000001,172.21600000000001,172.21600000000001,172.21600000000001,150]
[null,244,null,586.70899999999995,586.70899999999995,586.70899999999995,586.70899999999995,586.70899999999995,18.239999999999998,283.23500000000001,18.239999999999998,60,71.78,71.78,60,18.239999999999998,78.239999999999995,78.239999999999995,78.239999999999995,78.239999999999995,60,null,null,244,832.851,832.851,832.851,832.851,832.851,28.1,328.11700000000002,28.1,150,121.67,121.67,150,28.1,172.16800000000001,172.16800000000001,172.16800000000001,172.16800000000001,150]
[null,245,null,606.62,606.62,606.62,606.62,606.62,18.75,291.75099999999998,18.75,65,76.92,76.92,65,18.75,83.751999999999995,83.751999999999995,83.751999999999995,83.751999999999995,65,null,null,245,832.79700000000003,832.79700000000003,832.79700000000003,832.79700000000003,832.79700000000003,28.1,328.05900000000003,28.1,150,121.49,121.49,150,28.1,172.12799999999999,172.12799999999999,172.12799999999999,172.12799999999999,150]
[null,246,null,623.37400000000002,623.37400000000002,623.37400000000002,623.37400000000002,623.37400000000002,19.07,296.95400000000001,19.07,71,82.7,82.7,71,19.07,90.072000000000003,90.072000000000003,90.072000000000003,90.072000000000003,71,null,null,246,832.06899999999996,832.06899999999996,832.06899999999996,832.06899999999996,832.06899999999996,28.1,327.726,28.1,149,121.43,121.43,149,28.1,172.048,172.048,172.048,172.048,149]
[null,247,null,661.63900000000001,661.63900000000001,661.63900000000001,661.63900000000001,661.63900000000001,18.43,300.00099999999998,18.43,79,89.4,89.4,79,18.43,97.432000000000002,97.432000000000002,97.432000000000002,97.432000000000002,79,null,null,247,831.38099999999997,831.38099999999997,831.38099999999997,831.38099999999997,831.38099999999997,28.1,327.55,28.1,149,121.41,121.41,149,28.1,172,172,172,172,149]
[null,248,null,673.35299999999995,673.35299999999995,673.35299999999995,673.35299999999995,673.35299999999995,17.22,303.36799999999999,17.22,72,81.88,81.88,72,17.22,89.215999999999994,89.215999999999994,89.215999999999994,89.215999999999994,72,null,null,248,831.04499999999996,831.04499999999996,831.04499999999996,831.04499999999996,831.04499999999996,28.1,327.358,28.1,149,121.37,121.37,149,28.1,171.93600000000001,171.93600000000001,171.93600000000001,171.93600000000001,149]
[null,249,null,668.60299999999995,668.60299999999995,668.60299999999995,668.60299999999995,668.60299999999995,21.18,306.38299999999998,21.18,65,79.12,79.12,65,21.18,86.183999999999997,86.183999999999997,86.183999999999997,86.183999999999997,65,null,null,249,830.89200000000005,830.89200000000005,830.89200000000005,830.89200000000005,830.89200000000005,28.1,326.49,28.1,149,121.35,121.35,149,28.1,171.88,171.88,171.88,171.88,149]
[null,250,null,668.64,668.64,668.64,668.64,668.64,25.22,307.017,25.22,64,81.88,81.88,64,25.22,89.215999999999994,89.215999999999994,89.215999999999994,89.215999999999994,64,null,null,250,830.18700000000001,830.18700000000001,830.18700000000001,830.18700000000001,830.18700000000001,28.1,326.40300000000002,28.1,149,121.32,121.32,149,28.1,171.84800000000001,171.84800000000001,171.84800000000001,171.84800000000001,149]
[null,251,null,677.87400000000002,677.87400000000002,677.87400000000002,677.87400000000002,677.87400000000002,25.15,304.53399999999999,25.15,63,80.959999999999994,80.959999999999994,63,25.15,88.152000000000001,88.152000000000001,88.152000000000001,88.152000000000001,63,null,null,251,830.17399999999998,830.17399999999998,830.17399999999998,830.17399999999998,830.17399999999998,28.1,326.233,28.1,149,121.04,121.04,149,28.1,171.77600000000001,171.77600000000001,171.77600000000001,171.77600000000001,149]
[null,252,null,682.40099999999995,682.40099999999995,682.40099999999995,682.40099999999995,682.40099999999995,27.2,297.38,27.2,63,82.79,82.79,63,27.2,90.2,90.2,90.2,90.2,63,null,null,252,829.74900000000002,829.74900000000002,829.74900000000002,829.74900000000002,829.74900000000002,28.03,326.166,28.03,149,120.99,120.99,149,28.03,171.512,171.512,171.512,171.512,149]
[null,253,null,687.63900000000001,687.63900000000001,687.63900000000001,687.63900000000001,687.63900000000001,28.29,290.45299999999997,28.29,65,85.64,85.64,65,28.29,93.287999999999997,93.287999999999997,93.287999999999997,93.287999999999997,65,null,null,253,827.971,827.971,827.971,827.971,827.971,28.03,325.99599999999998,28.03,149,120.98,120.98,149,28.03,171.43199999999999,171.43199999999999,171.43199999999999,171.43199999999999,149]
[null,254,null,715.00199999999995,715.00199999999995,715.00199999999995,715.00199999999995,715.00199999999995,28.22,282.392,28.22,65,85.55,85.55,65,28.22,93.224000000000004,93.224000000000004,93.224000000000004,93.224000000000004,65,null,null,254,827.92600000000004,827.92600000000004,827.92600000000004,827.92600000000004,827.92600000000004,28.03,325.85199999999998,28.03,149,120.96,120.96,149,28.03,171.416,171.416,171.416,171.416,149]
[null,255,null,693.68299999999999,693.68299999999999,693.68299999999999,693.68299999999999,693.68299999999999,25.22,274.94400000000002,25.22,68,85.55,85.55,68,25.22,93.215999999999994,93.215999999999994,93.215999999999994,93.215999999999994,68,null,null,255,827.81299999999999,827.81299999999999,827.81299999999999,827.81299999999999,827.81299999999999,28.03,325.81700000000001,28.03,148,120.76,120.76,148,28.03,171.38399999999999,171.38399999999999,171.38399999999999,171.38399999999999,148]
[null,256,null,697.51499999999999,697.51499999999999,697.51499999999999,697.51499999999999,697.51499999999999,25.47,274.27699999999999,25.47,85,101.43,101.43,85,25.47,110.47199999999999,110.47199999999999,110.47199999999999,110.47199999999999,85,null,null,256,827.01400000000001,827.01400000000001,827.01400000000001,827.01400000000001,827.01400000000001,28.03,325.57600000000002,28.03,148,120.45,120.45,148,28.03,171.17599999999999,171.17599999999999,171.17599999999999,171.17599999999999,148]
[null,257,null,716.34199999999998,716.34199999999998,716.34199999999998,716.34199999999998,716.34199999999998,20.67,276.01400000000001,20.67,109,119.05,119.05,109,20.67,129.672,129.672,129.672,129.672,109,null,null,257,826.58500000000004,826.58500000000004,826.58500000000004,826.58500000000004,826.58500000000004,28.03,325.53800000000001,28.03,148,120.24,120.24,148,28.03,171.16,171.16,171.16,171.16,148]
[null,258,null,743.26300000000003,743.26300000000003,743.26300000000003,743.26300000000003,743.26300000000003,23.55,278.25299999999999,23.55,116,128.13999999999999,128.13999999999999,116,23.55,139.55199999999999,139.55199999999999,139.55199999999999,139.55199999999999,116,null,null,258,{"$f":"LARGE(D$13:D$8748,$X270)","v":826.56500000000005},{"$f":"LARGE(E$13:E$8748,$X270)","v":826.56500000000005},{"$f":"LARGE(F$13:F$8748,$X270)","v":826.56500000000005},{"$f":"LARGE(G$13:G$8748,$X270)","v":826.56500000000005},{"$f":"LARGE(H$13:H$8748,$X270)","v":826.56500000000005},{"$f":"LARGE(I$13:I$8748,$X270)","v":27.97},{"$f":"LARGE(J$13:J$8748,$X270)","v":325.48700000000002},{"$f":"LARGE(K$13:K$8748,$X270)","v":27.97},{"$f":"LARGE(L$13:L$8748,$X270)","v":148},{"$f":"LARGE(M$13:M$8748,$X270)","v":120.13},{"$f":"LARGE(N$13:N$8748,$X270)","v":120.13},{"$f":"LARGE(O$13:O$8748,$X270)","v":148},{"$f":"LARGE(P$13:P$8748,$X270)","v":27.97},{"$f":"LARGE(Q$13:Q$8748,$X270)","v":171.11199999999999},{"$f":"LARGE(R$13:R$8748,$X270)","v":171.11199999999999},{"$f":"LARGE(S$13:S$8748,$X270)","v":171.11199999999999},{"$f":"LARGE(T$13:T$8748,$X270)","v":171.11199999999999},{"$f":"LARGE(U$13:U$8748,$X270)","v":148}]
[null,{"$f":"B270+1","v":259},null,756.00599999999997,756.00599999999997,756.00599999999997,756.00599999999997,756.00599999999997,21.82,281.23599999999999,21.82,110,120.98,120.98,110,21.82,131.82400000000001,131.82400000000001,131.82400000000001,131.82400000000001,110,null,null,259,826.09799999999996,826.09799999999996,826.09799999999996,826.09799999999996,826.09799999999996,27.97,325.36799999999999,27.97,148,119.84,119.84,148,27.97,171.096,171.096,171.096,171.096,148]
[null,260,null,761.22199999999998,761.22199999999998,761.22199999999998,761.22199999999998,761.22199999999998,23.49,285.221,23.49,94,107.85,107.85,94,23.49,117.488,117.488,117.488,117.488,94,null,null,260,826.02200000000005,826.02200000000005,826.02200000000005,826.02200000000005,826.02200000000005,27.97,325.291,27.97,148,119.62,119.62,148,27.97,171.03200000000001,171.03200000000001,171.03200000000001,171.03200000000001,148]
[null,261,null,780.16899999999998,780.16899999999998,780.16899999999998,780.16899999999998,780.16899999999998,22.27,290.97899999999998,22.27,92,104.91,104.91,92,22.27,114.27200000000001,114.27200000000001,114.27200000000001,114.27200000000001,92,null,null,261,825.995,825.995,825.995,825.995,825.995,27.97,325.17,27.97,148,119.6,119.6,148,27.97,170.816,170.816,170.816,170.816,148]
[null,262,null,784.99199999999996,784.99199999999996,784.99199999999996,784.99199999999996,784.99199999999996,22.66,297.63600000000002,22.66,92,105.28,105.28,92,22.66,114.65600000000001,114.65600000000001,114.65600000000001,114.65600000000001,92,null,null,262,825.12800000000004,825.12800000000004,825.12800000000004,825.12800000000004,825.12800000000004,27.97,324.37799999999999,27.97,148,119.49,119.49,148,27.97,170.66399999999999,170.66399999999999,170.66399999999999,170.66399999999999,148]
[null,263,null,771.47299999999996,771.47299999999996,771.47299999999996,771.47299999999996,771.47299999999996,23.3,298.04300000000001,23.3,92,105.83,105.83,92,23.3,115.29600000000001,115.29600000000001,115.29600000000001,115.29600000000001,92,null,null,263,825.12699999999995,825.12699999999995,825.12699999999995,825.12699999999995,825.12699999999995,27.97,324,27.97,148,119.49,119.49,148,27.97,170.66399999999999,170.66399999999999,170.66399999999999,170.66399999999999,148]
[null,264,null,606.00699999999995,606.00699999999995,606.00699999999995,606.00699999999995,606.00699999999995,22.85,293.94900000000001,22.85,92,105.37,105.37,92,22.85,114.848,114.848,114.848,114.848,92,null,null,264,825.06700000000001,825.06700000000001,825.06700000000001,825.06700000000001,825.06700000000001,27.97,322.863,27.97,148,119.22,119.22,148,27.97,170.6,170.6,170.6,170.6,148]
[null,265,null,772.279,772.279,772.279,772.279,772.279,18.239999999999998,291.93200000000002,18.239999999999998,86,82.13,82.13,86,18.239999999999998,104.24,104.24,104.24,104.24,86,null,null,265,825.05899999999997,825.05899999999997,825.05899999999997,825.05899999999997,825.05899999999997,27.97,322.77300000000002,27.97,148,119.22,119.22,148,27.97,170.6,170.6,170.6,170.6,148]
[null,266,null,769.16200000000003,769.16200000000003,769.16200000000003,769.16200000000003,769.16200000000003,19.649999999999999,288.947,19.649999999999999,79,77.709999999999994,77.709999999999994,79,19.649999999999999,98.647999999999996,98.647999999999996,98.647999999999996,98.647999999999996,79,null,null,266,824.35299999999995,824.35299999999995,824.35299999999995,824.35299999999995,824.35299999999995,27.97,322.74799999999999,27.97,148,119.2,119.2,148,27.97,170.49600000000001,170.49600000000001,170.49600000000001,170.49600000000001,148]
[null,267,null,774.971,774.971,774.971,774.971,774.971,18.88,285.86900000000003,18.88,76,74.8,74.8,76,18.88,94.88,94.88,94.88,94.88,76,null,null,267,823.94399999999996,823.94399999999996,823.94399999999996,823.94399999999996,823.94399999999996,27.97,322.61900000000003,27.97,148,119.05,119.05,148,27.97,170.43199999999999,170.43199999999999,170.43199999999999,170.43199999999999,148]
[null,268,null,763.49300000000005,763.49300000000005,763.49300000000005,763.49300000000005,763.49300000000005,19.52,283.084,19.52,73,72.900000000000006,72.900000000000006,73,19.52,92.52,92.52,92.52,92.52,73,null,null,268,823.56600000000003,823.56600000000003,823.56600000000003,823.56600000000003,823.56600000000003,27.9,322.33100000000002,27.9,148,119.04,119.04,148,27.9,170.42400000000001,170.42400000000001,170.42400000000001,170.42400000000001,148]
[null,269,null,767.82899999999995,767.82899999999995,767.82899999999995,767.82899999999995,767.82899999999995,19.329999999999998,283.81200000000001,19.329999999999998,77,75.900000000000006,75.900000000000006,77,19.329999999999998,96.328000000000003,96.328000000000003,96.328000000000003,96.328000000000003,77,null,null,269,822.23199999999997,822.23199999999997,822.23199999999997,822.23199999999997,822.23199999999997,27.9,322.16800000000001,27.9,148,118.96,118.96,148,27.9,170.42400000000001,170.42400000000001,170.42400000000001,170.42400000000001,148]
[null,270,null,782.52,782.52,782.52,782.52,782.52,20.22,286.38799999999998,20.22,81,79.760000000000005,79.760000000000005,81,20.22,101.224,101.224,101.224,101.224,81,null,null,270,820.88599999999997,820.88599999999997,820.88599999999997,820.88599999999997,820.88599999999997,27.9,322.07799999999997,27.9,147,118.91,118.91,147,27.9,170.34399999999999,170.34399999999999,170.34399999999999,170.34399999999999,147]
[null,271,null,801.68899999999996,801.68899999999996,801.68899999999996,801.68899999999996,801.68899999999996,20.54,284.97199999999998,20.54,92,88.67,88.67,92,20.54,112.544,112.544,112.544,112.544,92,null,null,271,820.3,820.3,820.3,820.3,820.3,27.9,321.726,27.9,147,118.58,118.58,147,27.9,170.28,170.28,170.28,170.28,147]
[null,272,null,814.53499999999997,814.53499999999997,814.53499999999997,814.53499999999997,814.53499999999997,18.690000000000001,287.99599999999998,18.690000000000001,88,84.1,84.1,88,18.690000000000001,106.688,106.688,106.688,106.688,88,null,null,272,819.702,819.702,819.702,819.702,819.702,27.9,321.68700000000001,27.9,147,118.24,118.24,147,27.9,170.24799999999999,170.24799999999999,170.24799999999999,170.24799999999999,147]
[null,273,null,811.18200000000002,811.18200000000002,811.18200000000002,811.18200000000002,811.18200000000002,23.49,293.23700000000002,23.49,91,90.24,90.24,91,23.49,114.488,114.488,114.488,114.488,91,null,null,273,816.04600000000005,816.04600000000005,816.04600000000005,816.04600000000005,816.04600000000005,27.9,321.65199999999999,27.9,147,118.2,118.2,147,27.9,170.24799999999999,170.24799999999999,170.24799999999999,170.24799999999999,147]
[null,274,null,814.005,814.005,814.005,814.005,814.005,26.05,297.96600000000001,26.05,90,91.43,91.43,90,26.05,116.048,116.048,116.048,116.048,90,null,null,274,815.16,815.16,815.16,815.16,815.16,27.84,321.46600000000001,27.84,147,118.01,118.01,147,27.84,170.208,170.208,170.208,170.208,147]
[null,275,null,808.89400000000001,808.89400000000001,808.89400000000001,808.89400000000001,808.89400000000001,26.94,299.40800000000002,26.94,89,91.35,91.35,89,26.94,115.944,115.944,115.944,115.944,89,null,null,275,814.53499999999997,814.53499999999997,814.53499999999997,814.53499999999997,814.53499999999997,27.84,321.10399999999998,27.84,147,117.74,117.74,147,27.84,170.19200000000001,170.19200000000001,170.19200000000001,170.19200000000001,147]
[null,276,null,784.63699999999994,784.63699999999994,784.63699999999994,784.63699999999994,784.63699999999994,27.26,299.27300000000002,27.26,93,94.82,94.82,93,27.26,120.264,120.264,120.264,120.264,93,null,null,276,814.005,814.005,814.005,814.005,814.005,27.84,320.95999999999998,27.84,147,117.72,117.72,147,27.84,169.98400000000001,169.98400000000001,169.98400000000001,169.98400000000001,147]
[null,277,null,748.04399999999998,748.04399999999998,748.04399999999998,748.04399999999998,748.04399999999998,27.46,297.41800000000001,27.46,96,97.34,97.34,96,27.46,123.456,123.456,123.456,123.456,96,null,null,277,813.73099999999999,813.73099999999999,813.73099999999999,813.73099999999999,813.73099999999999,27.84,320.89600000000002,27.84,147,117.48,117.48,147,27.84,169.91200000000001,169.91200000000001,169.91200000000001,169.91200000000001,147]
[null,278,null,731.87800000000004,731.87800000000004,731.87800000000004,731.87800000000004,731.87800000000004,26.82,295.38099999999997,26.82,93,94.42,94.42,93,26.82,119.816,119.816,119.816,119.816,93,null,null,278,813.39800000000002,813.39800000000002,813.39800000000002,813.39800000000002,813.39800000000002,27.84,320.774,27.84,147,117.4,117.4,147,27.84,169.904,169.904,169.904,169.904,147]
[null,279,null,745.44100000000003,745.44100000000003,745.44100000000003,745.44100000000003,745.44100000000003,28.1,292.48099999999999,28.1,93,95.45,95.45,93,28.1,121.096,121.096,121.096,121.096,93,null,null,279,812.976,812.976,812.976,812.976,812.976,27.84,320.27699999999999,27.84,147,117.31,117.31,147,27.84,169.88,169.88,169.88,169.88,147]
[null,280,null,761.08600000000001,761.08600000000001,761.08600000000001,761.08600000000001,761.08600000000001,25.09,282.25099999999998,25.09,94,93.87,93.87,94,25.09,119.08799999999999,119.08799999999999,119.08799999999999,119.08799999999999,94,null,null,280,811.18200000000002,811.18200000000002,811.18200000000002,811.18200000000002,811.18200000000002,27.84,319.803,27.84,147,117.11,117.11,147,27.84,169.76,169.76,169.76,169.76,147]
[null,281,null,757.13699999999994,757.13699999999994,757.13699999999994,757.13699999999994,757.13699999999994,22.08,275.89800000000002,22.08,95,92.29,92.29,95,22.08,117.08,117.08,117.08,117.08,95,null,null,281,810.84799999999996,810.84799999999996,810.84799999999996,810.84799999999996,810.84799999999996,27.84,319.64600000000002,27.84,147,116.88,116.88,147,27.84,169.648,169.648,169.648,169.648,147]
[null,282,null,764.65200000000004,764.65200000000004,764.65200000000004,764.65200000000004,764.65200000000004,24.13,276.34399999999999,24.13,99,97.02,97.02,99,24.13,123.128,123.128,123.128,123.128,99,null,null,282,809.19,809.19,809.19,809.19,809.19,27.78,319.51799999999997,27.78,147,116.63,116.63,147,27.78,169.52799999999999,169.52799999999999,169.52799999999999,169.52799999999999,147]
[null,283,null,771.44200000000001,771.44200000000001,771.44200000000001,771.44200000000001,771.44200000000001,24.64,278.51299999999998,24.64,102,99.78,99.78,102,24.64,126.64,126.64,126.64,126.64,102,null,null,283,808.89400000000001,808.89400000000001,808.89400000000001,808.89400000000001,808.89400000000001,27.78,319.24599999999998,27.78,147,116.6,116.6,147,27.78,169.42400000000001,169.42400000000001,169.42400000000001,169.42400000000001,147]
[null,284,null,731.77599999999995,731.77599999999995,731.77599999999995,731.77599999999995,731.77599999999995,25.6,282.815,25.6,106,103.72,103.72,106,25.6,131.6,131.6,131.6,131.6,106,null,null,284,805.54700000000003,805.54700000000003,805.54700000000003,805.54700000000003,805.54700000000003,27.78,319.24299999999999,27.78,147,116.37,116.37,147,27.78,169.22399999999999,169.22399999999999,169.22399999999999,169.22399999999999,147]
[null,285,null,737.697,737.697,737.697,737.697,737.697,26.43,290.36700000000002,26.43,110,107.51,107.51,110,26.43,136.43199999999999,136.43199999999999,136.43199999999999,136.43199999999999,110,null,null,285,805.34199999999998,805.34199999999998,805.34199999999998,805.34199999999998,805.34199999999998,27.78,319.20400000000001,27.78,146,116.14,116.14,146,27.78,169.21600000000001,169.21600000000001,169.21600000000001,169.21600000000001,146]
[null,286,null,728.55,728.55,728.55,728.55,728.55,25.98,296.053,25.98,116,111.92,111.92,116,25.98,141.98400000000001,141.98400000000001,141.98400000000001,141.98400000000001,116,null,null,286,804.12800000000004,804.12800000000004,804.12800000000004,804.12800000000004,804.12800000000004,27.78,319.10199999999998,27.78,146,116.12,116.12,146,27.78,169.208,169.208,169.208,169.208,146]
[null,287,null,718.53099999999995,718.53099999999995,718.53099999999995,718.53099999999995,718.53099999999995,23.04,300.36900000000003,23.04,121,113.5,113.5,121,23.04,144.04,144.04,144.04,144.04,121,null,null,287,803.851,803.851,803.851,803.851,803.851,27.78,319.09500000000003,27.78,146,116.06,116.06,146,27.78,169.06399999999999,169.06399999999999,169.06399999999999,169.06399999999999,146]
[null,288,null,770.24699999999996,770.24699999999996,770.24699999999996,770.24699999999996,770.24699999999996,17.66,304.56900000000002,17.66,118,106.96,106.96,118,17.66,135.66399999999999,135.66399999999999,135.66399999999999,135.66399999999999,118,null,null,288,802.97,802.97,802.97,802.97,802.97,27.71,319.02499999999998,27.71,146,116.06,116.06,146,27.71,169.03200000000001,169.03200000000001,169.03200000000001,169.03200000000001,146]
[null,289,null,705.85799999999995,705.85799999999995,705.85799999999995,705.85799999999995,705.85799999999995,14.72,307.07799999999997,14.72,108,120.76,120.76,108,14.72,122.72,122.72,122.72,122.72,108,null,null,289,802.85699999999997,802.85699999999997,802.85699999999997,802.85699999999997,802.85699999999997,27.71,318.44200000000001,27.71,146,115.99,115.99,146,27.71,169.024,169.024,169.024,169.024,146]
[null,290,null,702.08900000000006,702.08900000000006,702.08900000000006,702.08900000000006,702.08900000000006,13.82,307.76299999999998,13.82,100,112,112,100,13.82,113.824,113.824,113.824,113.824,100,null,null,290,802.58,802.58,802.58,802.58,802.58,27.71,318.36500000000001,27.71,146,115.96,115.96,146,27.71,168.89599999999999,168.89599999999999,168.89599999999999,168.89599999999999,146]
[null,291,null,702.78599999999994,702.78599999999994,702.78599999999994,702.78599999999994,702.78599999999994,14.4,310.31700000000001,14.4,100,112.59,112.59,100,14.4,114.4,114.4,114.4,114.4,100,null,null,291,801.68899999999996,801.68899999999996,801.68899999999996,801.68899999999996,801.68899999999996,27.71,318.21100000000001,27.71,146,115.92,115.92,146,27.71,168.88,168.88,168.88,168.88,146]
[null,292,null,704.596,704.596,704.596,704.596,704.596,13.76,310.56700000000001,13.76,92,104.13,104.13,92,13.76,105.76,105.76,105.76,105.76,92,null,null,292,800.90899999999999,800.90899999999999,800.90899999999999,800.90899999999999,800.90899999999999,27.71,317.58600000000001,27.71,146,115.71,115.71,146,27.71,168.80799999999999,168.80799999999999,168.80799999999999,168.80799999999999,146]
[null,293,null,713.50800000000004,713.50800000000004,713.50800000000004,713.50800000000004,713.50800000000004,13.06,313.005,13.06,95,106.39,106.39,95,13.06,108.056,108.056,108.056,108.056,95,null,null,293,798.47199999999998,798.47199999999998,798.47199999999998,798.47199999999998,798.47199999999998,27.71,316.69900000000001,27.71,146,115.6,115.6,146,27.71,168.8,168.8,168.8,168.8,146]
[null,294,null,711.48699999999997,711.48699999999997,711.48699999999997,711.48699999999997,711.48699999999997,12.74,331.577,12.74,92,103.05,103.05,92,12.74,104.736,104.736,104.736,104.736,92,null,null,294,797.82399999999996,797.82399999999996,797.82399999999996,797.82399999999996,797.82399999999996,27.71,316.46199999999999,27.71,146,115.55,115.55,146,27.71,168.49600000000001,168.49600000000001,168.49600000000001,168.49600000000001,146]
[null,295,null,738.23699999999997,738.23699999999997,738.23699999999997,738.23699999999997,738.23699999999997,13.57,333.93799999999999,13.57,96,107.87,107.87,96,13.57,109.568,109.568,109.568,109.568,96,null,null,295,796.23699999999997,796.23699999999997,796.23699999999997,796.23699999999997,796.23699999999997,27.71,316.452,27.71,146,115.45,115.45,146,27.71,168.43199999999999,168.43199999999999,168.43199999999999,168.43199999999999,146]
[null,296,null,745.27700000000004,745.27700000000004,745.27700000000004,745.27700000000004,745.27700000000004,11.58,336.197,11.58,88,98.03,98.03,88,11.58,99.584000000000003,99.584000000000003,99.584000000000003,99.584000000000003,88,null,null,296,796.19500000000005,796.19500000000005,796.19500000000005,796.19500000000005,796.19500000000005,27.71,316.36200000000002,27.71,146,115.45,115.45,146,27.71,168.43199999999999,168.43199999999999,168.43199999999999,168.43199999999999,146]
[null,297,null,768.20699999999999,768.20699999999999,768.20699999999999,768.20699999999999,768.20699999999999,10.82,338.50099999999998,10.82,92,101.18,101.18,92,10.82,102.816,102.816,102.816,102.816,92,null,null,297,794.59199999999998,794.59199999999998,794.59199999999998,794.59199999999998,794.59199999999998,27.71,315.50400000000002,27.71,146,115.33,115.33,146,27.71,168.4,168.4,168.4,168.4,146]
[null,298,null,762.23299999999995,762.23299999999995,762.23299999999995,762.23299999999995,762.23299999999995,11.2,337.98200000000003,11.2,84,93.7,93.7,84,11.2,95.2,95.2,95.2,95.2,84,null,null,298,793.52300000000002,793.52300000000002,793.52300000000002,793.52300000000002,793.52300000000002,27.71,315.21899999999999,27.71,145,114.97,114.97,145,27.71,168.36799999999999,168.36799999999999,168.36799999999999,168.36799999999999,145]
[null,299,null,761.93600000000004,761.93600000000004,761.93600000000004,761.93600000000004,761.93600000000004,11.07,337.62900000000002,11.07,80,89.66,89.66,80,11.07,91.072000000000003,91.072000000000003,91.072000000000003,91.072000000000003,80,null,null,299,792.73199999999997,792.73199999999997,792.73199999999997,792.73199999999997,792.73199999999997,27.71,315.19600000000003,27.71,145,114.85,114.85,145,27.71,168.34399999999999,168.34399999999999,168.34399999999999,168.34399999999999,145]
[null,300,null,759.67899999999997,759.67899999999997,759.67899999999997,759.67899999999997,759.67899999999997,11.33,330.58699999999999,11.33,80,89.86,89.86,80,11.33,91.328000000000003,91.328000000000003,91.328000000000003,91.328000000000003,80,null,null,300,791.71699999999998,791.71699999999998,791.71699999999998,791.71699999999998,791.71699999999998,27.65,314.79199999999997,27.65,145,114.85,114.85,145,27.65,168.304,168.304,168.304,168.304,145]
[null,301,null,768.01,768.01,768.01,768.01,768.01,10.82,317.58600000000001,10.82,81,90.35,90.35,81,10.82,91.816000000000003,91.816000000000003,91.816000000000003,91.816000000000003,81,null,null,301,790.29300000000001,790.29300000000001,790.29300000000001,790.29300000000001,790.29300000000001,27.65,314.7,27.65,145,114.84,114.84,145,27.65,168.304,168.304,168.304,168.304,145]
[null,302,null,759.81,759.81,759.81,759.81,759.81,10.5,302.06099999999998,10.5,80,89.07,89.07,80,10.5,90.495999999999995,90.495999999999995,90.495999999999995,90.495999999999995,80,null,null,302,790.226,790.226,790.226,790.226,790.226,27.65,314.65800000000002,27.65,145,114.84,114.84,145,27.65,168.304,168.304,168.304,168.304,145]
[null,303,null,764.44600000000003,764.44600000000003,764.44600000000003,764.44600000000003,764.44600000000003,9.5399999999999991,292.93900000000002,9.5399999999999991,82,90.06,90.06,82,9.5399999999999991,91.536000000000001,91.536000000000001,91.536000000000001,91.536000000000001,82,null,null,303,790.03399999999999,790.03399999999999,790.03399999999999,790.03399999999999,790.03399999999999,27.65,314.142,27.65,145,114.84,114.84,145,27.65,168.15199999999999,168.15199999999999,168.15199999999999,168.15199999999999,145]
[null,304,null,772.33799999999997,772.33799999999997,772.33799999999997,772.33799999999997,772.33799999999997,9.41,291.72800000000001,9.41,85,92.91,92.91,85,9.41,94.408000000000001,94.408000000000001,94.408000000000001,94.408000000000001,85,null,null,304,789.93100000000004,789.93100000000004,789.93100000000004,789.93100000000004,789.93100000000004,27.65,313.99200000000002,27.65,145,114.74,114.74,145,27.65,167.976,167.976,167.976,167.976,145]
[null,305,null,764.88900000000001,764.88900000000001,764.88900000000001,764.88900000000001,764.88900000000001,8.9,293.19600000000003,8.9,87,94.38,94.38,87,8.9,95.896000000000001,95.896000000000001,95.896000000000001,95.896000000000001,87,null,null,305,789.01199999999994,789.01199999999994,789.01199999999994,789.01199999999994,789.01199999999994,27.65,313.17500000000001,27.65,145,114.73,114.73,145,27.65,167.93600000000001,167.93600000000001,167.93600000000001,167.93600000000001,145]
[null,306,null,768.49199999999996,768.49199999999996,768.49199999999996,768.49199999999996,768.49199999999996,8.83,297.27699999999999,8.83,94,101.18,101.18,94,8.83,102.83199999999999,102.83199999999999,102.83199999999999,102.83199999999999,94,null,null,306,788.66800000000001,788.66800000000001,788.66800000000001,788.66800000000001,788.66800000000001,27.65,313.005,27.65,145,114.72,114.72,145,27.65,167.93600000000001,167.93600000000001,167.93600000000001,167.93600000000001,145]
[null,307,null,777.60400000000004,777.60400000000004,777.60400000000004,777.60400000000004,777.60400000000004,8.83,304.17500000000001,8.83,96,103.14,103.14,96,8.83,104.83199999999999,104.83199999999999,104.83199999999999,104.83199999999999,96,null,null,307,788.40700000000004,788.40700000000004,788.40700000000004,788.40700000000004,788.40700000000004,27.58,312.00799999999998,27.58,145,114.69,114.69,145,27.58,167.92,167.92,167.92,167.92,145]
[null,308,null,773.92600000000004,773.92600000000004,773.92600000000004,773.92600000000004,773.92600000000004,8.83,310.82600000000002,8.83,95,102.16,102.16,95,8.83,103.83199999999999,103.83199999999999,103.83199999999999,103.83199999999999,95,null,null,308,788.31299999999999,788.31299999999999,788.31299999999999,788.31299999999999,788.31299999999999,27.58,311.81900000000002,27.58,145,114.69,114.69,145,27.58,167.584,167.584,167.584,167.584,145]
[null,309,null,790.226,790.226,790.226,790.226,790.226,8.83,318.21100000000001,8.83,92,99.21,99.21,92,8.83,100.83199999999999,100.83199999999999,100.83199999999999,100.83199999999999,92,null,null,309,788.07299999999998,788.07299999999998,788.07299999999998,788.07299999999998,788.07299999999998,27.58,311.416,27.58,145,114.62,114.62,145,27.58,167.52799999999999,167.52799999999999,167.52799999999999,167.52799999999999,145]
[null,310,null,786.322,786.322,786.322,786.322,786.322,8.9600000000000009,322.33100000000002,8.9600000000000009,94,101.37,101.37,94,8.9600000000000009,102.96,102.96,102.96,102.96,94,null,null,310,786.322,786.322,786.322,786.322,786.322,27.58,311.387,27.58,145,114.62,114.62,145,27.58,167.512,167.512,167.512,167.512,145]
[null,311,null,785.68700000000001,785.68700000000001,785.68700000000001,785.68700000000001,785.68700000000001,8.9600000000000009,326.40300000000002,8.9600000000000009,95,102.36,102.36,95,8.9600000000000009,103.96,103.96,103.96,103.96,95,null,null,311,786.23099999999999,786.23099999999999,786.23099999999999,786.23099999999999,786.23099999999999,27.58,311.38,27.58,145,114.52,114.52,145,27.58,167.34399999999999,167.34399999999999,167.34399999999999,167.34399999999999,145]
[null,312,null,713.85,713.85,713.85,713.85,713.85,8.9600000000000009,325.291,8.9600000000000009,92,99.41,99.41,92,8.9600000000000009,100.96,100.96,100.96,100.96,92,null,null,312,785.68700000000001,785.68700000000001,785.68700000000001,785.68700000000001,785.68700000000001,27.58,311.00900000000001,27.58,145,114.33,114.33,145,27.58,167.34399999999999,167.34399999999999,167.34399999999999,167.34399999999999,145]
[null,313,null,790.29300000000001,790.29300000000001,790.29300000000001,790.29300000000001,790.29300000000001,9.02,321.65199999999999,9.02,86,82.76,82.76,86,9.02,95.024000000000001,95.024000000000001,95.024000000000001,95.024000000000001,86,null,null,313,785.17899999999997,785.17899999999997,785.17899999999997,785.17899999999997,785.17899999999997,27.52,310.95400000000001,27.52,145,114.23,114.23,145,27.52,167.34399999999999,167.34399999999999,167.34399999999999,167.34399999999999,145]
[null,314,null,786.23099999999999,786.23099999999999,786.23099999999999,786.23099999999999,786.23099999999999,8.77,319.24299999999999,8.77,82,79.099999999999994,79.099999999999994,82,8.77,90.768000000000001,90.768000000000001,90.768000000000001,90.768000000000001,82,null,null,314,784.99199999999996,784.99199999999996,784.99199999999996,784.99199999999996,784.99199999999996,27.52,310.92899999999997,27.52,145,114.2,114.2,145,27.52,167.33600000000001,167.33600000000001,167.33600000000001,167.33600000000001,145]
[null,315,null,788.40700000000004,788.40700000000004,788.40700000000004,788.40700000000004,788.40700000000004,8.6999999999999993,320.27699999999999,8.6999999999999993,76,73.790000000000006,73.790000000000006,76,8.6999999999999993,84.703999999999994,84.703999999999994,84.703999999999994,84.703999999999994,76,null,null,315,784.63699999999994,784.63699999999994,784.63699999999994,784.63699999999994,784.63699999999994,27.52,310.84199999999998,27.52,145,114.19,114.19,145,27.52,167.24799999999999,167.24799999999999,167.24799999999999,167.24799999999999,145]
[null,316,null,805.34199999999998,805.34199999999998,805.34199999999998,805.34199999999998,805.34199999999998,8.77,319.803,8.77,74,72.13,72.13,74,8.77,82.768000000000001,82.768000000000001,82.768000000000001,82.768000000000001,74,null,null,316,784.48900000000003,784.48900000000003,784.48900000000003,784.48900000000003,784.48900000000003,27.52,310.82600000000002,27.52,145,114.02,114.02,145,27.52,167.10400000000001,167.10400000000001,167.10400000000001,167.10400000000001,145]
[null,317,null,798.47199999999998,798.47199999999998,798.47199999999998,798.47199999999998,798.47199999999998,8.9,320.774,8.9,77,74.84,74.84,77,8.9,85.896000000000001,85.896000000000001,85.896000000000001,85.896000000000001,77,null,null,317,784.39599999999996,784.39599999999996,784.39599999999996,784.39599999999996,784.39599999999996,27.52,310.685,27.52,145,113.84,113.84,145,27.52,166.96,166.96,166.96,166.96,145]
[null,318,null,804.12800000000004,804.12800000000004,804.12800000000004,804.12800000000004,804.12800000000004,8.9,324.37799999999999,8.9,77,74.84,74.84,77,8.9,85.896000000000001,85.896000000000001,85.896000000000001,85.896000000000001,77,null,null,318,784.15700000000004,784.15700000000004,784.15700000000004,784.15700000000004,784.15700000000004,27.52,310.56700000000001,27.52,144,113.79,113.79,144,27.52,166.904,166.904,166.904,166.904,144]
[null,319,null,809.19,809.19,809.19,809.19,809.19,8.9,327.726,8.9,83,80.06,80.06,83,8.9,91.896000000000001,91.896000000000001,91.896000000000001,91.896000000000001,83,null,null,319,784.15300000000002,784.15300000000002,784.15300000000002,784.15300000000002,784.15300000000002,27.46,310.50599999999997,27.46,144,113.63,113.63,144,27.46,166.89599999999999,166.89599999999999,166.89599999999999,166.89599999999999,144]
[null,320,null,822.23199999999997,822.23199999999997,822.23199999999997,822.23199999999997,822.23199999999997,8.77,330.113,8.77,83,79.98,79.98,83,8.77,91.768000000000001,91.768000000000001,91.768000000000001,91.768000000000001,83,null,null,320,783.24300000000005,783.24300000000005,783.24300000000005,783.24300000000005,783.24300000000005,27.46,310.31700000000001,27.46,144,113.54,113.54,144,27.46,166.696,166.696,166.696,166.696,144]
[null,321,null,826.09799999999996,826.09799999999996,826.09799999999996,826.09799999999996,826.09799999999996,8.9,332.34899999999999,8.9,85,81.81,81.81,85,8.9,93.896000000000001,93.896000000000001,93.896000000000001,93.896000000000001,85,null,null,321,782.78200000000004,782.78200000000004,782.78200000000004,782.78200000000004,782.78200000000004,27.46,309.57299999999998,27.46,144,113.5,113.5,144,27.46,166.64,166.64,166.64,166.64,144]
[null,322,null,827.92600000000004,827.92600000000004,827.92600000000004,827.92600000000004,827.92600000000004,8.9600000000000009,338.65100000000001,8.9600000000000009,81,78.41,78.41,81,8.9600000000000009,89.96,89.96,89.96,89.96,81,null,null,322,{"$f":"LARGE(D$13:D$8748,$X334)","v":782.63099999999997},{"$f":"LARGE(E$13:E$8748,$X334)","v":782.63099999999997},{"$f":"LARGE(F$13:F$8748,$X334)","v":782.63099999999997},{"$f":"LARGE(G$13:G$8748,$X334)","v":782.63099999999997},{"$f":"LARGE(H$13:H$8748,$X334)","v":782.63099999999997},{"$f":"LARGE(I$13:I$8748,$X334)","v":27.46},{"$f":"LARGE(J$13:J$8748,$X334)","v":309.23700000000002},{"$f":"LARGE(K$13:K$8748,$X334)","v":27.46},{"$f":"LARGE(L$13:L$8748,$X334)","v":144},{"$f":"LARGE(M$13:M$8748,$X334)","v":113.31},{"$f":"LARGE(N$13:N$8748,$X334)","v":113.31},{"$f":"LARGE(O$13:O$8748,$X334)","v":144},{"$f":"LARGE(P$13:P$8748,$X334)","v":27.46},{"$f":"LARGE(Q$13:Q$8748,$X334)","v":166.44800000000001},{"$f":"LARGE(R$13:R$8748,$X334)","v":166.44800000000001},{"$f":"LARGE(S$13:S$8748,$X334)","v":166.44800000000001},{"$f":"LARGE(T$13:T$8748,$X334)","v":166.44800000000001},{"$f":"LARGE(U$13:U$8748,$X334)","v":144}]
[null,{"$f":"B334+1","v":323},null,833.73599999999999,833.73599999999999,833.73599999999999,833.73599999999999,833.73599999999999,9.09,341.887,9.09,82,79.37,79.37,82,9.09,91.087999999999994,91.087999999999994,91.087999999999994,91.087999999999994,82,null,null,323,782.52,782.52,782.52,782.52,782.52,27.46,308.29199999999997,27.46,144,112.94,112.94,144,27.46,166.42400000000001,166.42400000000001,166.42400000000001,166.42400000000001,144]
[null,324,null,826.02200000000005,826.02200000000005,826.02200000000005,826.02200000000005,826.02200000000005,9.2200000000000006,338.642,9.2200000000000006,82,79.45,79.45,82,9.2200000000000006,91.215999999999994,91.215999999999994,91.215999999999994,91.215999999999994,82,null,null,324,782.26400000000001,782.26400000000001,782.26400000000001,782.26400000000001,782.26400000000001,27.46,307.76299999999998,27.46,144,112.9,112.9,144,27.46,166.376,166.376,166.376,166.376,144]
[null,325,null,826.56500000000005,826.56500000000005,826.56500000000005,826.56500000000005,826.56500000000005,9.2799999999999994,331.05200000000002,9.2799999999999994,82,79.540000000000006,79.540000000000006,82,9.2799999999999994,91.28,91.28,91.28,91.28,82,null,null,325,781.09299999999996,781.09299999999996,781.09299999999996,781.09299999999996,781.09299999999996,27.46,307.69600000000003,27.46,144,112.86,112.86,144,27.46,166.28,166.28,166.28,166.28,144]
[null,326,null,827.81299999999999,827.81299999999999,827.81299999999999,827.81299999999999,827.81299999999999,9.2799999999999994,322.16800000000001,9.2799999999999994,84,81.28,81.28,84,9.2799999999999994,93.28,93.28,93.28,93.28,84,null,null,326,780.702,780.702,780.702,780.702,780.702,27.46,307.07799999999997,27.46,144,112.86,112.86,144,27.46,166.26400000000001,166.26400000000001,166.26400000000001,166.26400000000001,144]
[null,327,null,820.88599999999997,820.88599999999997,820.88599999999997,820.88599999999997,820.88599999999997,9.2200000000000006,315.21899999999999,9.2200000000000006,86,82.94,82.94,86,9.2200000000000006,95.215999999999994,95.215999999999994,95.215999999999994,95.215999999999994,86,null,null,327,780.52800000000002,780.52800000000002,780.52800000000002,780.52800000000002,780.52800000000002,27.46,307.017,27.46,144,112.86,112.86,144,27.46,166.21600000000001,166.21600000000001,166.21600000000001,166.21600000000001,144]
[null,328,null,824.35299999999995,824.35299999999995,824.35299999999995,824.35299999999995,824.35299999999995,9.34,311.387,9.34,89,85.64,85.64,89,9.34,98.343999999999994,98.343999999999994,98.343999999999994,98.343999999999994,89,null,null,328,780.16899999999998,780.16899999999998,780.16899999999998,780.16899999999998,780.16899999999998,27.46,306.38299999999998,27.46,144,112.71,112.71,144,27.46,166.10400000000001,166.10400000000001,166.10400000000001,166.10400000000001,144]
[null,329,null,825.12699999999995,825.12699999999995,825.12699999999995,825.12699999999995,825.12699999999995,9.34,313.17500000000001,9.34,90,86.51,86.51,90,9.34,99.343999999999994,99.343999999999994,99.343999999999994,99.343999999999994,90,null,null,329,780.11699999999996,780.11699999999996,780.11699999999996,780.11699999999996,780.11699999999996,27.46,305.35700000000003,27.46,143,112.61,112.61,143,27.46,166.024,166.024,166.024,166.024,143]
[null,330,null,823.56600000000003,823.56600000000003,823.56600000000003,823.56600000000003,823.56600000000003,9.34,328.47300000000001,9.34,93,89.12,89.12,93,9.34,102.34399999999999,102.34399999999999,102.34399999999999,102.34399999999999,93,null,null,330,779.48900000000003,779.48900000000003,779.48900000000003,779.48900000000003,779.48900000000003,27.46,304.56900000000002,27.46,143,112.59,112.59,143,27.46,166.024,166.024,166.024,166.024,143]
[null,331,null,825.995,825.995,825.995,825.995,825.995,9.2799999999999994,338.94299999999998,9.2799999999999994,94,90,90,94,9.2799999999999994,103.28,103.28,103.28,103.28,94,null,null,331,778.45899999999995,778.45899999999995,778.45899999999995,778.45899999999995,778.45899999999995,27.39,304.53399999999999,27.39,143,112.52,112.52,143,27.39,165.99199999999999,165.99199999999999,165.99199999999999,165.99199999999999,143]
[null,332,null,843.52300000000002,843.52300000000002,843.52300000000002,843.52300000000002,843.52300000000002,9.34,344.572,9.34,94,90,90,94,9.34,103.34399999999999,103.34399999999999,103.34399999999999,103.34399999999999,94,null,null,332,777.60400000000004,777.60400000000004,777.60400000000004,777.60400000000004,777.60400000000004,27.39,304.40600000000001,27.39,143,112.47,112.47,143,27.39,165.68,165.68,165.68,165.68,143]
[null,333,null,850.65599999999995,850.65599999999995,850.65599999999995,850.65599999999995,850.65599999999995,9.34,349.50200000000001,9.34,90,86.51,86.51,90,9.34,99.343999999999994,99.343999999999994,99.343999999999994,99.343999999999994,90,null,null,333,777.41099999999994,777.41099999999994,777.41099999999994,777.41099999999994,777.41099999999994,27.39,304.17500000000001,27.39,143,112.45,112.45,143,27.39,165.49600000000001,165.49600000000001,165.49600000000001,165.49600000000001,143]
[null,334,null,845.07799999999997,845.07799999999997,845.07799999999997,845.07799999999997,845.07799999999997,9.73,352.178,9.73,89,85.99,85.99,89,9.73,98.727999999999994,98.727999999999994,98.727999999999994,98.727999999999994,89,null,null,334,776.36599999999999,776.36599999999999,776.36599999999999,776.36599999999999,776.36599999999999,27.39,303.73899999999998,27.39,143,112.31,112.31,143,27.39,165.28,165.28,165.28,165.28,143]
[null,335,null,841.41600000000005,841.41600000000005,841.41600000000005,841.41600000000005,841.41600000000005,11.58,350.52100000000002,11.58,90,88.51,88.51,90,11.58,101.584,101.584,101.584,101.584,90,null,null,335,775.87,775.87,775.87,775.87,775.87,27.39,303.36799999999999,27.39,143,112.23,112.23,143,27.39,165.28,165.28,165.28,165.28,143]
[null,336,null,785.17899999999997,785.17899999999997,785.17899999999997,785.17899999999997,785.17899999999997,11.78,348.541,11.78,78,78.23,78.23,78,11.78,89.775999999999996,89.775999999999996,89.775999999999996,89.775999999999996,78,null,null,336,775.48299999999995,775.48299999999995,775.48299999999995,775.48299999999995,775.48299999999995,27.39,303.07,27.39,143,112.22,112.22,143,27.39,165.28,165.28,165.28,165.28,143]
[null,337,null,846.14599999999996,846.14599999999996,846.14599999999996,846.14599999999996,846.14599999999996,12.42,343.26799999999997,12.42,76,67.900000000000006,67.900000000000006,76,12.42,88.415999999999997,88.415999999999997,88.415999999999997,88.415999999999997,76,null,null,337,775.29499999999996,775.29499999999996,775.29499999999996,775.29499999999996,775.29499999999996,27.33,302.96699999999998,27.33,143,112.2,112.2,143,27.33,164.928,164.928,164.928,164.928,143]
[null,338,null,845.23800000000006,845.23800000000006,845.23800000000006,845.23800000000006,845.23800000000006,13.44,337.36599999999999,13.44,70,64.06,64.06,70,13.44,83.44,83.44,83.44,83.44,70,null,null,338,775.28800000000001,775.28800000000001,775.28800000000001,775.28800000000001,775.28800000000001,27.33,302.56700000000001,27.33,143,112.18,112.18,143,27.33,164.83199999999999,164.83199999999999,164.83199999999999,164.83199999999999,143]
[null,339,null,841.62699999999995,841.62699999999995,841.62699999999995,841.62699999999995,841.62699999999995,13.31,333.60199999999998,13.31,71,64.75,64.75,71,13.31,84.311999999999998,84.311999999999998,84.311999999999998,84.311999999999998,71,null,null,339,775.22900000000004,775.22900000000004,775.22900000000004,775.22900000000004,775.22900000000004,27.33,302.06099999999998,27.33,143,112.05,112.05,143,27.33,164.65600000000001,164.65600000000001,164.65600000000001,164.65600000000001,143]
[null,340,null,847.85299999999995,847.85299999999995,847.85299999999995,847.85299999999995,847.85299999999995,13.57,329.709,13.57,73,66.52,66.52,73,13.57,86.567999999999998,86.567999999999998,86.567999999999998,86.567999999999998,73,null,null,340,774.971,774.971,774.971,774.971,774.971,27.33,302.01900000000001,27.33,143,112.04,112.04,143,27.33,164.624,164.624,164.624,164.624,143]
[null,341,null,851.16499999999996,851.16499999999996,851.16499999999996,851.16499999999996,851.16499999999996,12.61,325.85199999999998,12.61,75,67.290000000000006,67.290000000000006,75,12.61,87.608000000000004,87.608000000000004,87.608000000000004,87.608000000000004,75,null,null,341,774.25900000000001,774.25900000000001,774.25900000000001,774.25900000000001,774.25900000000001,27.33,301.87799999999999,27.33,142,112.04,112.04,142,27.33,164.38399999999999,164.38399999999999,164.38399999999999,164.38399999999999,142]
[null,342,null,869.91300000000001,869.91300000000001,869.91300000000001,869.91300000000001,869.91300000000001,11.46,319.51799999999997,11.46,77,67.98,67.98,77,11.46,88.456000000000003,88.456000000000003,88.456000000000003,88.456000000000003,77,null,null,342,773.92600000000004,773.92600000000004,773.92600000000004,773.92600000000004,773.92600000000004,27.33,301.42899999999997,27.33,142,112,112,142,27.33,164.31200000000001,164.31200000000001,164.31200000000001,164.31200000000001,142]
[null,343,null,909.822,909.822,909.822,909.822,909.822,11.14,322.61900000000003,11.14,89,76.89,76.89,89,11.14,100.136,100.136,100.136,100.136,89,null,null,343,772.62599999999998,772.62599999999998,772.62599999999998,772.62599999999998,772.62599999999998,27.33,301.31700000000001,27.33,142,111.92,111.92,142,27.33,164.28,164.28,164.28,164.28,142]
[null,344,null,914.29,914.29,914.29,914.29,914.29,11.2,328.05900000000003,11.2,88,76.2,76.2,88,11.2,99.2,99.2,99.2,99.2,88,null,null,344,772.33799999999997,772.33799999999997,772.33799999999997,772.33799999999997,772.33799999999997,27.26,301.21199999999999,27.26,142,111.84,111.84,142,27.26,164.28,164.28,164.28,164.28,142]
[null,345,null,929.90200000000004,929.90200000000004,929.90200000000004,929.90200000000004,929.90200000000004,17.66,338.11599999999999,17.66,90,82.72,82.72,90,17.66,107.664,107.664,107.664,107.664,90,null,null,345,772.279,772.279,772.279,772.279,772.279,27.26,300.45499999999998,27.26,142,111.8,111.8,142,27.26,164.15199999999999,164.15199999999999,164.15199999999999,164.15199999999999,142]
[null,346,null,909.83399999999995,909.83399999999995,909.83399999999995,909.83399999999995,909.83399999999995,21.95,348.78800000000001,21.95,88,84.49,84.49,88,21.95,109.952,109.952,109.952,109.952,88,null,null,346,771.47299999999996,771.47299999999996,771.47299999999996,771.47299999999996,771.47299999999996,27.26,300.36900000000003,27.26,142,111.78,111.78,142,27.26,164.00800000000001,164.00800000000001,164.00800000000001,164.00800000000001,142]
[null,347,null,898.69399999999996,898.69399999999996,898.69399999999996,898.69399999999996,898.69399999999996,23.23,349.97,23.23,87,84.64,84.64,87,23.23,110.232,110.232,110.232,110.232,87,null,null,347,771.44200000000001,771.44200000000001,771.44200000000001,771.44200000000001,771.44200000000001,27.26,300.00099999999998,27.26,142,111.78,111.78,142,27.26,163.952,163.952,163.952,163.952,142]
[null,348,null,879.37199999999996,879.37199999999996,879.37199999999996,879.37199999999996,879.37199999999996,23.74,346.34699999999998,23.74,85,83.49,83.49,85,23.74,108.744,108.744,108.744,108.744,85,null,null,348,770.35299999999995,770.35299999999995,770.35299999999995,770.35299999999995,770.35299999999995,27.26,299.86900000000003,27.26,142,111.76,111.76,142,27.26,163.76,163.76,163.76,163.76,142]
[null,349,null,861.78399999999999,861.78399999999999,861.78399999999999,861.78399999999999,861.78399999999999,24.77,331.96199999999999,24.77,86,85.11,85.11,86,24.77,110.768,110.768,110.768,110.768,86,null,null,349,770.24699999999996,770.24699999999996,770.24699999999996,770.24699999999996,770.24699999999996,27.26,299.71499999999997,27.26,142,111.7,111.7,142,27.26,163.68799999999999,163.68799999999999,163.68799999999999,163.68799999999999,142]
[null,350,null,836.51499999999999,836.51499999999999,836.51499999999999,836.51499999999999,836.51499999999999,25.98,319.10199999999998,25.98,86,86.03,86.03,86,25.98,111.98399999999999,111.98399999999999,111.98399999999999,111.98399999999999,86,null,null,350,769.91800000000001,769.91800000000001,769.91800000000001,769.91800000000001,769.91800000000001,27.26,299.50400000000002,27.26,142,111.64,111.64,142,27.26,163.672,163.672,163.672,163.672,142]
[null,351,null,839.48800000000006,839.48800000000006,839.48800000000006,839.48800000000006,839.48800000000006,26.94,311.416,26.94,88,88.26,88.26,88,26.94,114.944,114.944,114.944,114.944,88,null,null,351,769.60199999999998,769.60199999999998,769.60199999999998,769.60199999999998,769.60199999999998,27.26,299.40800000000002,27.26,142,111.62,111.62,142,27.26,163.49600000000001,163.49600000000001,163.49600000000001,163.49600000000001,142]
[null,352,null,832.06899999999996,832.06899999999996,832.06899999999996,832.06899999999996,832.06899999999996,27.71,308.29199999999997,27.71,86,87.33,87.33,86,27.71,113.712,113.712,113.712,113.712,86,null,null,352,769.16200000000003,769.16200000000003,769.16200000000003,769.16200000000003,769.16200000000003,27.26,299.27300000000002,27.26,142,111.52,111.52,142,27.26,163.49600000000001,163.49600000000001,163.49600000000001,163.49600000000001,142]
[null,353,null,847.48800000000006,847.48800000000006,847.48800000000006,847.48800000000006,847.48800000000006,22.34,316.69900000000001,22.34,91,87.03,87.03,91,22.34,113.336,113.336,113.336,113.336,91,null,null,353,769.16099999999994,769.16099999999994,769.16099999999994,769.16099999999994,769.16099999999994,27.2,298.95600000000002,27.2,142,111.42,111.42,142,27.2,163.24799999999999,163.24799999999999,163.24799999999999,163.24799999999999,142]
[null,354,null,852.20799999999997,852.20799999999997,852.20799999999997,852.20799999999997,852.20799999999997,25.6,325.48700000000002,25.6,93,91.1,91.1,93,25.6,118.6,118.6,118.6,118.6,93,null,null,354,768.95399999999995,768.95399999999995,768.95399999999995,768.95399999999995,768.95399999999995,27.2,298.55200000000002,27.2,142,111.38,111.38,142,27.2,163.16,163.16,163.16,163.16,142]
[null,355,null,851.505,851.505,851.505,851.505,851.505,25.73,329.29899999999998,25.73,92,90.41,90.41,92,25.73,117.72799999999999,117.72799999999999,117.72799999999999,117.72799999999999,92,null,null,355,768.49199999999996,768.49199999999996,768.49199999999996,768.49199999999996,768.49199999999996,27.2,298.32799999999997,27.2,142,111.3,111.3,142,27.2,163.10400000000001,163.10400000000001,163.10400000000001,163.10400000000001,142]
[null,356,null,873.35299999999995,873.35299999999995,873.35299999999995,873.35299999999995,873.35299999999995,24.26,339.53500000000003,24.26,95,91.63,91.63,95,24.26,119.256,119.256,119.256,119.256,95,null,null,356,768.20699999999999,768.20699999999999,768.20699999999999,768.20699999999999,768.20699999999999,27.2,298.09100000000001,27.2,142,111.13,111.13,142,27.2,163.08799999999999,163.08799999999999,163.08799999999999,163.08799999999999,142]
[null,357,null,891.98800000000006,891.98800000000006,891.98800000000006,891.98800000000006,891.98800000000006,24.83,346.00700000000001,24.83,97,93.55,93.55,97,24.83,121.83199999999999,121.83199999999999,121.83199999999999,121.83199999999999,97,null,null,357,768.01,768.01,768.01,768.01,768.01,27.2,298.04300000000001,27.2,142,110.66,110.66,142,27.2,162.904,162.904,162.904,162.904,142]
[null,358,null,884.16,884.16,884.16,884.16,884.16,25.22,346.01,25.22,97,93.86,93.86,97,25.22,122.21599999999999,122.21599999999999,122.21599999999999,122.21599999999999,97,null,null,358,767.89599999999996,767.89599999999996,767.89599999999996,767.89599999999996,767.89599999999996,27.2,297.96600000000001,27.2,142,110.58,110.58,142,27.2,162.84,162.84,162.84,162.84,142]
[null,359,null,879.077,879.077,879.077,879.077,879.077,24.7,345.57100000000003,24.7,97,93.48,93.48,97,24.7,121.70399999999999,121.70399999999999,121.70399999999999,121.70399999999999,97,null,null,359,767.82899999999995,767.82899999999995,767.82899999999995,767.82899999999995,767.82899999999995,27.2,297.63600000000002,27.2,142,110.48,110.48,142,27.2,162.84,162.84,162.84,162.84,142]
[null,360,null,843.09100000000001,843.09100000000001,843.09100000000001,843.09100000000001,843.09100000000001,22.14,342.983,22.14,90,86.1,86.1,90,22.14,112.14400000000001,112.14400000000001,112.14400000000001,112.14400000000001,90,null,null,360,767.73199999999997,767.73199999999997,767.73199999999997,767.73199999999997,767.73199999999997,27.14,297.54300000000001,27.14,142,110.36,110.36,142,27.14,162.77600000000001,162.77600000000001,162.77600000000001,162.77600000000001,142]
[null,361,null,863.59400000000005,863.59400000000005,863.59400000000005,863.59400000000005,863.59400000000005,17.54,335.28399999999999,17.54,79,77.56,77.56,79,17.54,96.536000000000001,96.536000000000001,96.536000000000001,96.536000000000001,79,null,null,361,767.59699999999998,767.59699999999998,767.59699999999998,767.59699999999998,767.59699999999998,27.14,297.45699999999999,27.14,142,110.33,110.33,142,27.14,162.71199999999999,162.71199999999999,162.71199999999999,162.71199999999999,142]
[null,362,null,862.67200000000003,862.67200000000003,862.67200000000003,862.67200000000003,862.67200000000003,17.86,333.86799999999999,17.86,77,76.27,76.27,77,17.86,94.855999999999995,94.855999999999995,94.855999999999995,94.855999999999995,77,null,null,362,766.79899999999998,766.79899999999998,766.79899999999998,766.79899999999998,766.79899999999998,27.14,297.41800000000001,27.14,142,110.31,110.31,142,27.14,162.66399999999999,162.66399999999999,162.66399999999999,162.66399999999999,142]
[null,363,null,863.43799999999999,863.43799999999999,863.43799999999999,863.43799999999999,863.43799999999999,18.82,333.11799999999999,18.82,71,72.17,72.17,71,18.82,89.816000000000003,89.816000000000003,89.816000000000003,89.816000000000003,71,null,null,363,766.40099999999995,766.40099999999995,766.40099999999995,766.40099999999995,766.40099999999995,27.14,297.38,27.14,142,110.13,110.13,142,27.14,162.56,162.56,162.56,162.56,142]
[null,364,null,863.41600000000005,863.41600000000005,863.41600000000005,863.41600000000005,863.41600000000005,17.98,332.029,17.98,72,72.33,72.33,72,17.98,89.983999999999995,89.983999999999995,89.983999999999995,89.983999999999995,72,null,null,364,765.11300000000006,765.11300000000006,765.11300000000006,765.11300000000006,765.11300000000006,27.14,297.30900000000003,27.14,142,110.1,110.1,142,27.14,162.28,162.28,162.28,162.28,142]
[null,365,null,871.1,871.1,871.1,871.1,871.1,17.79,331.81700000000001,17.79,70,70.569999999999993,70.569999999999993,70,17.79,87.792000000000002,87.792000000000002,87.792000000000002,87.792000000000002,70,null,null,365,765.04200000000003,765.04200000000003,765.04200000000003,765.04200000000003,765.04200000000003,27.14,297.28100000000001,27.14,141,110.04,110.04,141,27.14,162.208,162.208,162.208,162.208,141]
[null,366,null,875.03800000000001,875.03800000000001,875.03800000000001,875.03800000000001,875.03800000000001,18.43,335.197,18.43,77,76.680000000000007,76.680000000000007,77,18.43,95.432000000000002,95.432000000000002,95.432000000000002,95.432000000000002,77,null,null,366,764.88900000000001,764.88900000000001,764.88900000000001,764.88900000000001,764.88900000000001,27.14,297.27699999999999,27.14,141,110.01,110.01,141,27.14,161.864,161.864,161.864,161.864,141]
[null,367,null,891.89800000000002,891.89800000000002,891.89800000000002,891.89800000000002,891.89800000000002,17.22,334.81599999999997,17.22,82,79.73,79.73,82,17.22,99.215999999999994,99.215999999999994,99.215999999999994,99.215999999999994,82,null,null,367,764.65200000000004,764.65200000000004,764.65200000000004,764.65200000000004,764.65200000000004,27.14,297.25799999999998,27.14,141,109.92,109.92,141,27.14,161.744,161.744,161.744,161.744,141]
[null,368,null,900.72299999999996,900.72299999999996,900.72299999999996,900.72299999999996,900.72299999999996,16.96,337.99400000000003,16.96,81,78.77,78.77,81,16.96,97.96,97.96,97.96,97.96,81,null,null,368,764.44600000000003,764.44600000000003,764.44600000000003,764.44600000000003,764.44600000000003,27.07,296.95400000000001,27.07,141,109.85,109.85,141,27.07,161.43199999999999,161.43199999999999,161.43199999999999,161.43199999999999,141]
[null,369,null,899.34100000000001,899.34100000000001,899.34100000000001,899.34100000000001,899.34100000000001,21.82,342.87400000000002,21.82,80,81.819999999999993,81.819999999999993,80,21.82,101.824,101.824,101.824,101.824,80,null,null,369,764.29200000000003,764.29200000000003,764.29200000000003,764.29200000000003,764.29200000000003,27.07,296.88299999999998,27.07,141,109.83,109.83,141,27.07,161.256,161.256,161.256,161.256,141]
[null,370,null,905.58399999999995,905.58399999999995,905.58399999999995,905.58399999999995,905.58399999999995,25.79,346.09699999999998,25.79,74,80.209999999999994,80.209999999999994,74,25.79,99.792000000000002,99.792000000000002,99.792000000000002,99.792000000000002,74,null,null,370,763.98599999999999,763.98599999999999,763.98599999999999,763.98599999999999,763.98599999999999,27.07,296.84500000000003,27.07,141,109.78,109.78,141,27.07,161.21600000000001,161.21600000000001,161.21600000000001,161.21600000000001,141]
[null,371,null,885.80799999999999,885.80799999999999,885.80799999999999,885.80799999999999,885.80799999999999,27.2,344.06900000000002,27.2,71,78.930000000000007,78.930000000000007,71,27.2,98.2,98.2,98.2,98.2,71,null,null,371,763.85299999999995,763.85299999999995,763.85299999999995,763.85299999999995,763.85299999999995,27.07,296.31900000000002,27.07,141,109.77,109.77,141,27.07,161.21600000000001,161.21600000000001,161.21600000000001,161.21600000000001,141]
[null,372,null,867.17499999999995,867.17499999999995,867.17499999999995,867.17499999999995,867.17499999999995,26.75,338.05200000000002,26.75,67,75.39,75.39,67,26.75,93.751999999999995,93.751999999999995,93.751999999999995,93.751999999999995,67,null,null,372,763.74900000000002,763.74900000000002,763.74900000000002,763.74900000000002,763.74900000000002,27.07,296.22300000000001,27.07,141,109.69,109.69,141,27.07,160.88800000000001,160.88800000000001,160.88800000000001,160.88800000000001,141]
[null,373,null,858.21600000000001,858.21600000000001,858.21600000000001,858.21600000000001,858.21600000000001,27.01,325.36799999999999,27.01,64,73.14,73.14,64,27.01,91.007999999999996,91.007999999999996,91.007999999999996,91.007999999999996,64,null,null,373,763.49300000000005,763.49300000000005,763.49300000000005,763.49300000000005,763.49300000000005,27.07,296.053,27.07,141,109.67,109.67,141,27.07,160.792,160.792,160.792,160.792,141]
[null,374,null,845.13099999999997,845.13099999999997,845.13099999999997,845.13099999999997,845.13099999999997,27.58,310.50599999999997,27.58,68,76.84,76.84,68,27.58,95.584000000000003,95.584000000000003,95.584000000000003,95.584000000000003,68,null,null,374,762.23299999999995,762.23299999999995,762.23299999999995,762.23299999999995,762.23299999999995,27.07,295.99299999999999,27.07,140,109.66,109.66,140,27.07,160.59200000000001,160.59200000000001,160.59200000000001,160.59200000000001,140]
[null,375,null,854.48500000000001,854.48500000000001,854.48500000000001,854.48500000000001,854.48500000000001,28.93,303.07,28.93,67,77.08,77.08,67,28.93,95.927999999999997,95.927999999999997,95.927999999999997,95.927999999999997,67,null,null,375,762.07600000000002,762.07600000000002,762.07600000000002,762.07600000000002,762.07600000000002,27.07,295.89299999999997,27.07,140,109.54,109.54,140,27.07,160.49600000000001,160.49600000000001,160.49600000000001,160.49600000000001,140]
[null,376,null,856.851,856.851,856.851,856.851,856.851,23.81,301.21199999999999,23.81,62,68.959999999999994,68.959999999999994,62,23.81,85.808000000000007,85.808000000000007,85.808000000000007,85.808000000000007,62,null,null,376,761.93600000000004,761.93600000000004,761.93600000000004,761.93600000000004,761.93600000000004,27.07,295.43799999999999,27.07,140,109.47,109.47,140,27.07,160.49600000000001,160.49600000000001,160.49600000000001,160.49600000000001,140]
[null,377,null,859.52,859.52,859.52,859.52,859.52,18.88,303.73899999999998,18.88,66,68.239999999999995,68.239999999999995,66,18.88,84.88,84.88,84.88,84.88,66,null,null,377,761.66099999999994,761.66099999999994,761.66099999999994,761.66099999999994,761.66099999999994,27.01,295.38099999999997,27.01,140,109.39,109.39,140,27.01,160.44800000000001,160.44800000000001,160.44800000000001,160.44800000000001,140]
[null,378,null,871.22900000000004,871.22900000000004,871.22900000000004,871.22900000000004,871.22900000000004,22.34,309.57299999999998,22.34,70,74.180000000000007,74.180000000000007,70,22.34,92.335999999999999,92.335999999999999,92.335999999999999,92.335999999999999,70,null,null,378,761.38699999999994,761.38699999999994,761.38699999999994,761.38699999999994,761.38699999999994,27.01,294.625,27.01,140,109.32,109.32,140,27.01,160.232,160.232,160.232,160.232,140]
[null,379,null,877.34,877.34,877.34,877.34,877.34,20.67,316.46199999999999,20.67,72,74.510000000000005,74.510000000000005,72,20.67,92.671999999999997,92.671999999999997,92.671999999999997,92.671999999999997,72,null,null,379,761.22199999999998,761.22199999999998,761.22199999999998,761.22199999999998,761.22199999999998,27.01,294.34300000000002,27.01,140,109.25,109.25,140,27.01,160.21600000000001,160.21600000000001,160.21600000000001,160.21600000000001,140]
[null,380,null,849.03,849.03,849.03,849.03,849.03,22.66,326.49,22.66,75,78.52,78.52,75,22.66,97.656000000000006,97.656000000000006,97.656000000000006,97.656000000000006,75,null,null,380,761.08600000000001,761.08600000000001,761.08600000000001,761.08600000000001,761.08600000000001,27.01,294.07400000000001,27.01,140,109.22,109.22,140,27.01,160.072,160.072,160.072,160.072,140]
[null,381,null,880.46100000000001,880.46100000000001,880.46100000000001,880.46100000000001,880.46100000000001,22.78,335.012,22.78,75,78.599999999999994,78.599999999999994,75,22.78,97.784000000000006,97.784000000000006,97.784000000000006,97.784000000000006,75,null,null,381,760.34,760.34,760.34,760.34,760.34,27.01,293.94900000000001,27.01,139,109.19,109.19,139,27.01,159.352,159.352,159.352,159.352,139]
[null,382,null,864.49900000000002,864.49900000000002,864.49900000000002,864.49900000000002,864.49900000000002,24.32,341.51499999999999,24.32,83,86.24,86.24,83,24.32,107.32,107.32,107.32,107.32,83,null,null,382,760.06299999999999,760.06299999999999,760.06299999999999,760.06299999999999,760.06299999999999,27.01,293.346,27.01,139,109.19,109.19,139,27.01,159.34399999999999,159.34399999999999,159.34399999999999,159.34399999999999,139]
[null,383,null,880.10900000000004,880.10900000000004,880.10900000000004,880.10900000000004,880.10900000000004,23.42,353.99099999999999,23.42,95,95.16,95.16,95,23.42,118.42400000000001,118.42400000000001,118.42400000000001,118.42400000000001,95,null,null,383,759.81,759.81,759.81,759.81,759.81,27.01,293.34300000000002,27.01,139,109.19,109.19,139,27.01,159.28,159.28,159.28,159.28,139]
[null,384,null,867.83399999999995,867.83399999999995,867.83399999999995,867.83399999999995,867.83399999999995,19.649999999999999,366.99799999999999,19.649999999999999,99,95.32,95.32,99,19.649999999999999,118.648,118.648,118.648,118.648,99,null,null,384,759.73500000000001,759.73500000000001,759.73500000000001,759.73500000000001,759.73500000000001,27.01,293.23700000000002,27.01,139,109.04,109.04,139,27.01,159.24,159.24,159.24,159.24,139]
[null,385,null,843.03,843.03,843.03,843.03,843.03,17.28,365.73599999999999,17.28,98,86.95,86.95,98,17.28,115.28,115.28,115.28,115.28,98,null,null,385,759.67899999999997,759.67899999999997,759.67899999999997,759.67899999999997,759.67899999999997,27.01,293.19600000000003,27.01,139,109.04,109.04,139,27.01,159.21600000000001,159.21600000000001,159.21600000000001,159.21600000000001,139]
[null,386,null,840.35,840.35,840.35,840.35,840.35,18.690000000000001,365.47300000000001,18.690000000000001,91,82.73,82.73,91,18.690000000000001,109.688,109.688,109.688,109.688,91,null,null,386,{"$f":"LARGE(D$13:D$8748,$X398)","v":759.48699999999997},{"$f":"LARGE(E$13:E$8748,$X398)","v":759.48699999999997},{"$f":"LARGE(F$13:F$8748,$X398)","v":759.48699999999997},{"$f":"LARGE(G$13:G$8748,$X398)","v":759.48699999999997},{"$f":"LARGE(H$13:H$8748,$X398)","v":759.48699999999997},{"$f":"LARGE(I$13:I$8748,$X398)","v":27.01},{"$f":"LARGE(J$13:J$8748,$X398)","v":293.02300000000002},{"$f":"LARGE(K$13:K$8748,$X398)","v":27.01},{"$f":"LARGE(L$13:L$8748,$X398)","v":139},{"$f":"LARGE(M$13:M$8748,$X398)","v":108.91},{"$f":"LARGE(N$13:N$8748,$X398)","v":108.91},{"$f":"LARGE(O$13:O$8748,$X398)","v":139},{"$f":"LARGE(P$13:P$8748,$X398)","v":27.01},{"$f":"LARGE(Q$13:Q$8748,$X398)","v":158.71199999999999},{"$f":"LARGE(R$13:R$8748,$X398)","v":158.71199999999999},{"$f":"LARGE(S$13:S$8748,$X398)","v":158.71199999999999},{"$f":"LARGE(T$13:T$8748,$X398)","v":158.71199999999999},{"$f":"LARGE(U$13:U$8748,$X398)","v":139}]
[null,{"$f":"B398+1","v":387},null,840.40499999999997,840.40499999999997,840.40499999999997,840.40499999999997,840.40499999999997,17.66,361.50099999999998,17.66,77,71.42,71.42,77,17.66,94.664000000000001,94.664000000000001,94.664000000000001,94.664000000000001,77,null,null,387,759.30100000000004,759.30100000000004,759.30100000000004,759.30100000000004,759.30100000000004,27.01,292.93900000000002,27.01,139,108.79,108.79,139,27.01,158.49600000000001,158.49600000000001,158.49600000000001,158.49600000000001,139]
[null,388,null,842.00300000000004,842.00300000000004,842.00300000000004,842.00300000000004,842.00300000000004,19.52,364.15699999999998,19.52,72,69,69,72,19.52,91.52,91.52,91.52,91.52,72,null,null,388,758.80700000000002,758.80700000000002,758.80700000000002,758.80700000000002,758.80700000000002,26.94,292.83999999999997,26.94,139,108.72,108.72,139,26.94,158.28,158.28,158.28,158.28,139]
[null,389,null,862.73500000000001,862.73500000000001,862.73500000000001,862.73500000000001,862.73500000000001,18.88,361.14499999999998,18.88,70,67.040000000000006,67.040000000000006,70,18.88,88.88,88.88,88.88,88.88,70,null,null,389,758.64200000000005,758.64200000000005,758.64200000000005,758.64200000000005,758.64200000000005,26.94,292.73399999999998,26.94,139,108.71,108.71,139,26.94,158.28,158.28,158.28,158.28,139]
[null,390,null,894.51700000000005,894.51700000000005,894.51700000000005,894.51700000000005,894.51700000000005,19.14,370.15699999999998,19.14,72,68.7,68.7,72,19.14,91.135999999999996,91.135999999999996,91.135999999999996,91.135999999999996,72,null,null,390,758.37800000000004,758.37800000000004,758.37800000000004,758.37800000000004,758.37800000000004,26.94,292.64100000000002,26.94,138,108.65,108.65,138,26.94,158.256,158.256,158.256,158.256,138]
[null,391,null,926.07,926.07,926.07,926.07,926.07,21.12,374.76400000000001,21.12,86,80.77,80.77,86,21.12,107.12,107.12,107.12,107.12,86,null,null,391,758.26199999999994,758.26199999999994,758.26199999999994,758.26199999999994,758.26199999999994,26.94,292.48099999999999,26.94,138,108.58,108.58,138,26.94,158.21600000000001,158.21600000000001,158.21600000000001,158.21600000000001,138]
[null,392,null,956.22799999999995,956.22799999999995,956.22799999999995,956.22799999999995,956.22799999999995,22.53,378.29500000000002,22.53,77,75.040000000000006,75.040000000000006,77,22.53,99.528000000000006,99.528000000000006,99.528000000000006,99.528000000000006,77,null,null,392,757.53599999999994,757.53599999999994,757.53599999999994,757.53599999999994,757.53599999999994,26.94,292.33999999999997,26.94,138,108.57,108.57,138,26.94,158.17599999999999,158.17599999999999,158.17599999999999,158.17599999999999,138]
[null,393,null,959.27700000000004,959.27700000000004,959.27700000000004,959.27700000000004,959.27700000000004,23.62,379.72399999999999,23.62,79,77.38,77.38,79,23.62,102.616,102.616,102.616,102.616,79,null,null,393,757.51700000000005,757.51700000000005,757.51700000000005,757.51700000000005,757.51700000000005,26.94,292.10000000000002,26.94,138,108.44,108.44,138,26.94,157.928,157.928,157.928,157.928,138]
[null,394,null,932.125,932.125,932.125,932.125,932.125,27.65,377.452,27.65,80,81.150000000000006,81.150000000000006,80,27.65,107.648,107.648,107.648,107.648,80,null,null,394,757.37099999999998,757.37099999999998,757.37099999999998,757.37099999999998,757.37099999999998,26.94,291.93200000000002,26.94,138,108.12,108.12,138,26.94,157.77600000000001,157.77600000000001,157.77600000000001,157.77600000000001,138]
[null,395,null,922.93499999999995,922.93499999999995,922.93499999999995,922.93499999999995,922.93499999999995,26.18,372.35500000000002,26.18,84,83.11,83.11,84,26.18,110.176,110.176,110.176,110.176,84,null,null,395,757.17100000000005,757.17100000000005,757.17100000000005,757.17100000000005,757.17100000000005,26.94,291.75099999999998,26.94,137,108.07,108.07,137,26.94,157.648,157.648,157.648,157.648,137]
[null,396,null,913.58500000000004,913.58500000000004,913.58500000000004,913.58500000000004,913.58500000000004,25.86,357.44499999999999,25.86,85,83.64,83.64,85,25.86,110.85599999999999,110.85599999999999,110.85599999999999,110.85599999999999,85,null,null,396,757.13699999999994,757.13699999999994,757.13699999999994,757.13699999999994,757.13699999999994,26.94,291.72800000000001,26.94,137,108.07,108.07,137,26.94,157.56800000000001,157.56800000000001,157.56800000000001,157.56800000000001,137]
[null,397,null,922.36,922.36,922.36,922.36,922.36,26.3,345.13900000000001,26.3,87,85.44,85.44,87,26.3,113.304,113.304,113.304,113.304,87,null,null,397,756.78599999999994,756.78599999999994,756.78599999999994,756.78599999999994,756.78599999999994,26.94,291.68299999999999,26.94,137,108.07,108.07,137,26.94,157.49600000000001,157.49600000000001,157.49600000000001,157.49600000000001,137]
[null,398,null,887.92399999999998,887.92399999999998,887.92399999999998,887.92399999999998,887.92399999999998,25.15,333.89,25.15,90,86.88,86.88,90,25.15,115.152,115.152,115.152,115.152,90,null,null,398,756.00599999999997,756.00599999999997,756.00599999999997,756.00599999999997,756.00599999999997,26.94,291.41800000000001,26.94,137,108.02,108.02,137,26.94,157.45599999999999,157.45599999999999,157.45599999999999,157.45599999999999,137]
[null,399,null,862.34900000000005,862.34900000000005,862.34900000000005,862.34900000000005,862.34900000000005,26.5,322.74799999999999,26.5,83,82.58,82.58,83,26.5,109.496,109.496,109.496,109.496,83,null,null,399,755.60500000000002,755.60500000000002,755.60500000000002,755.60500000000002,755.60500000000002,26.94,291.13600000000002,26.94,137,107.87,107.87,137,26.94,157.376,157.376,157.376,157.376,137]
[null,400,null,830.89200000000005,830.89200000000005,830.89200000000005,830.89200000000005,830.89200000000005,28.35,319.24599999999998,28.35,81,82.5,82.5,81,28.35,109.352,109.352,109.352,109.352,81,null,null,400,755.20399999999995,755.20399999999995,755.20399999999995,755.20399999999995,755.20399999999995,26.88,291.12299999999999,26.88,137,107.85,107.85,137,26.88,157.29599999999999,157.29599999999999,157.29599999999999,157.29599999999999,137]
[null,401,null,887.91499999999996,887.91499999999996,887.91499999999996,887.91499999999996,887.91499999999996,24.96,321.10399999999998,24.96,87,84.47,84.47,87,24.96,111.96,111.96,111.96,111.96,87,null,null,401,754.29600000000005,754.29600000000005,754.29600000000005,754.29600000000005,754.29600000000005,26.88,291.036,26.88,137,107.84,107.84,137,26.88,157.28,157.28,157.28,157.28,137]
[null,402,null,905.18899999999996,905.18899999999996,905.18899999999996,905.18899999999996,905.18899999999996,25.15,325.17,25.15,88,85.37,85.37,88,25.15,113.152,113.152,113.152,113.152,88,null,null,402,752.43700000000001,752.43700000000001,752.43700000000001,752.43700000000001,752.43700000000001,26.88,290.97899999999998,26.88,137,107.71,107.71,137,26.88,157.21600000000001,157.21600000000001,157.21600000000001,157.21600000000001,137]
[null,403,null,888.505,888.505,888.505,888.505,888.505,25.15,329.05900000000003,25.15,92,88.39,88.39,92,25.15,117.152,117.152,117.152,117.152,92,null,null,403,752.41099999999994,752.41099999999994,752.41099999999994,752.41099999999994,752.41099999999994,26.88,290.69400000000002,26.88,137,107.55,107.55,137,26.88,156.904,156.904,156.904,156.904,137]
[null,404,null,886.69799999999998,886.69799999999998,886.69799999999998,886.69799999999998,886.69799999999998,25.54,333.96100000000001,25.54,90,87.11,87.11,90,25.54,115.536,115.536,115.536,115.536,90,null,null,404,751.15599999999995,751.15599999999995,751.15599999999995,751.15599999999995,751.15599999999995,26.88,290.45299999999997,26.88,137,107.51,107.51,137,26.88,156.80799999999999,156.80799999999999,156.80799999999999,156.80799999999999,137]
[null,405,null,897.99400000000003,897.99400000000003,897.99400000000003,897.99400000000003,897.99400000000003,22.46,336.78300000000002,22.46,93,87.11,87.11,93,22.46,115.464,115.464,115.464,115.464,93,null,null,405,750.07299999999998,750.07299999999998,750.07299999999998,750.07299999999998,750.07299999999998,26.88,290.36700000000002,26.88,137,107.43,107.43,137,26.88,156.648,156.648,156.648,156.648,137]
[null,406,null,899.64200000000005,899.64200000000005,899.64200000000005,899.64200000000005,899.64200000000005,22.91,338.036,22.91,93,87.41,87.41,93,22.91,115.91200000000001,115.91200000000001,115.91200000000001,115.91200000000001,93,null,null,406,748.57500000000005,748.57500000000005,748.57500000000005,748.57500000000005,748.57500000000005,26.88,290.29899999999998,26.88,137,107.4,107.4,137,26.88,156.59200000000001,156.59200000000001,156.59200000000001,156.59200000000001,137]
[null,407,null,911.6,911.6,911.6,911.6,911.6,24.32,341.012,24.32,93,88.46,88.46,93,24.32,117.32,117.32,117.32,117.32,93,null,null,407,748.04399999999998,748.04399999999998,748.04399999999998,748.04399999999998,748.04399999999998,26.88,289.25200000000001,26.88,136,107.32,107.32,136,26.88,156.56,156.56,156.56,156.56,136]
[null,408,null,847.35699999999997,847.35699999999997,847.35699999999997,847.35699999999997,847.35699999999997,23.94,342.25200000000001,23.94,93,88.16,88.16,93,23.94,116.93600000000001,116.93600000000001,116.93600000000001,116.93600000000001,93,null,null,408,747.84100000000001,747.84100000000001,747.84100000000001,747.84100000000001,747.84100000000001,26.88,288.947,26.88,136,107.29,107.29,136,26.88,156.50399999999999,156.50399999999999,156.50399999999999,156.50399999999999,136]
[null,409,null,860.04899999999998,860.04899999999998,860.04899999999998,860.04899999999998,860.04899999999998,17.86,343.93700000000001,17.86,84,83.42,83.42,84,17.86,101.85599999999999,101.85599999999999,101.85599999999999,101.85599999999999,84,null,null,409,747.58299999999997,747.58299999999997,747.58299999999997,747.58299999999997,747.58299999999997,26.88,288.762,26.88,136,107.29,107.29,136,26.88,156.34399999999999,156.34399999999999,156.34399999999999,156.34399999999999,136]
[null,410,null,854.851,854.851,854.851,854.851,854.851,19.07,352.41800000000001,19.07,79,80.31,80.31,79,19.07,98.072000000000003,98.072000000000003,98.072000000000003,98.072000000000003,79,null,null,410,747.24400000000003,747.24400000000003,747.24400000000003,747.24400000000003,747.24400000000003,26.88,288.755,26.88,136,107.22,107.22,136,26.88,156.24,156.24,156.24,156.24,136]
[null,411,null,860.84199999999998,860.84199999999998,860.84199999999998,860.84199999999998,860.84199999999998,22.14,357.57,22.14,73,77.849999999999994,77.849999999999994,73,22.14,95.144000000000005,95.144000000000005,95.144000000000005,95.144000000000005,73,null,null,411,747.22900000000004,747.22900000000004,747.22900000000004,747.22900000000004,747.22900000000004,26.88,288.74900000000002,26.88,136,107.22,107.22,136,26.88,156.24,156.24,156.24,156.24,136]
[null,412,null,867.09100000000001,867.09100000000001,867.09100000000001,867.09100000000001,867.09100000000001,23.49,359.10399999999998,23.49,73,79,79,73,23.49,96.488,96.488,96.488,96.488,73,null,null,412,745.53800000000001,745.53800000000001,745.53800000000001,745.53800000000001,745.53800000000001,26.82,288.36099999999999,26.82,136,107.17,107.17,136,26.82,156.096,156.096,156.096,156.096,136]
[null,413,null,888.39200000000005,888.39200000000005,888.39200000000005,888.39200000000005,888.39200000000005,23.94,362.08699999999999,23.94,73,79.33,79.33,73,23.94,96.936000000000007,96.936000000000007,96.936000000000007,96.936000000000007,73,null,null,413,745.44100000000003,745.44100000000003,745.44100000000003,745.44100000000003,745.44100000000003,26.82,287.99599999999998,26.82,136,107.03,107.03,136,26.82,155.43199999999999,155.43199999999999,155.43199999999999,155.43199999999999,136]
[null,414,null,881.26,881.26,881.26,881.26,881.26,22.72,364.52199999999999,22.72,81,84.89,84.89,81,22.72,103.72,103.72,103.72,103.72,81,null,null,414,745.34199999999998,745.34199999999998,745.34199999999998,745.34199999999998,745.34199999999998,26.82,287.77199999999999,26.82,136,107.02,107.02,136,26.82,155.31200000000001,155.31200000000001,155.31200000000001,155.31200000000001,136]
[null,415,null,928.90200000000004,928.90200000000004,928.90200000000004,928.90200000000004,928.90200000000004,20.16,366.11399999999998,20.16,84,85.3,85.3,84,20.16,104.16,104.16,104.16,104.16,84,null,null,415,745.31299999999999,745.31299999999999,745.31299999999999,745.31299999999999,745.31299999999999,26.82,287.65300000000002,26.82,136,106.96,106.96,136,26.82,155.28,155.28,155.28,155.28,136]
[null,416,null,965.12800000000004,965.12800000000004,965.12800000000004,965.12800000000004,965.12800000000004,19.52,371.00599999999997,19.52,81,82.27,82.27,81,19.52,100.52,100.52,100.52,100.52,81,null,null,416,745.29700000000003,745.29700000000003,745.29700000000003,745.29700000000003,745.29700000000003,26.82,287.62099999999998,26.82,135,106.92,106.92,135,26.82,155.256,155.256,155.256,155.256,135]
[null,417,null,975.34500000000003,975.34500000000003,975.34500000000003,975.34500000000003,975.34500000000003,20.86,373.37400000000002,20.86,66,71.14,71.14,66,20.86,86.864000000000004,86.864000000000004,86.864000000000004,86.864000000000004,66,null,null,417,745.27700000000004,745.27700000000004,745.27700000000004,745.27700000000004,745.27700000000004,26.82,287.346,26.82,135,106.82,106.82,135,26.82,154.88,154.88,154.88,154.88,135]
[null,418,null,967.38300000000004,967.38300000000004,967.38300000000004,967.38300000000004,967.38300000000004,28.22,377.315,28.22,59,71.39,71.39,59,28.22,87.224000000000004,87.224000000000004,87.224000000000004,87.224000000000004,59,null,null,418,745.18,745.18,745.18,745.18,745.18,26.82,286.38799999999998,26.82,135,106.81,106.81,135,26.82,154.71199999999999,154.71199999999999,154.71199999999999,154.71199999999999,135]
[null,419,null,947.37800000000004,947.37800000000004,947.37800000000004,947.37800000000004,947.37800000000004,26.94,374.04399999999998,26.94,56,67.86,67.86,56,26.94,82.944000000000003,82.944000000000003,82.944000000000003,82.944000000000003,56,null,null,419,744.98299999999995,744.98299999999995,744.98299999999995,744.98299999999995,744.98299999999995,26.82,286.173,26.82,135,106.81,106.81,135,26.82,154.66399999999999,154.66399999999999,154.66399999999999,154.66399999999999,135]
[null,420,null,923.71199999999999,923.71199999999999,923.71199999999999,923.71199999999999,923.71199999999999,26.18,366.322,26.18,60,70.569999999999993,70.569999999999993,60,26.18,86.176000000000002,86.176000000000002,86.176000000000002,86.176000000000002,60,null,null,420,744.69899999999996,744.69899999999996,744.69899999999996,744.69899999999996,744.69899999999996,26.82,285.86900000000003,26.82,135,106.77,106.77,135,26.82,154.584,154.584,154.584,154.584,135]
[null,421,null,900.29399999999998,900.29399999999998,900.29399999999998,900.29399999999998,900.29399999999998,26.3,353.41699999999997,26.3,64,73.92,73.92,64,26.3,90.304000000000002,90.304000000000002,90.304000000000002,90.304000000000002,64,null,null,421,743.26300000000003,743.26300000000003,743.26300000000003,743.26300000000003,743.26300000000003,26.82,285.66699999999997,26.82,135,106.76,106.76,135,26.82,154.56800000000001,154.56800000000001,154.56800000000001,154.56800000000001,135]
[null,422,null,885.36500000000001,885.36500000000001,885.36500000000001,885.36500000000001,885.36500000000001,26.3,339.89100000000002,26.3,69,78.02,78.02,69,26.3,95.304000000000002,95.304000000000002,95.304000000000002,95.304000000000002,69,null,null,422,743.25300000000004,743.25300000000004,743.25300000000004,743.25300000000004,743.25300000000004,26.82,285.47800000000001,26.82,135,106.72,106.72,135,26.82,154.464,154.464,154.464,154.464,135]
[null,423,null,897.26599999999996,897.26599999999996,897.26599999999996,897.26599999999996,897.26599999999996,28.67,328.67099999999999,28.67,73,83.26,83.26,73,28.67,101.672,101.672,101.672,101.672,73,null,null,423,742.70600000000002,742.70600000000002,742.70600000000002,742.70600000000002,742.70600000000002,26.75,285.39100000000002,26.75,135,106.71,106.71,135,26.75,154.44,154.44,154.44,154.44,135]
[null,424,null,894.45699999999999,894.45699999999999,894.45699999999999,894.45699999999999,894.45699999999999,26.62,325.53800000000001,26.62,79,86.45,86.45,79,26.62,105.624,105.624,105.624,105.624,79,null,null,424,742.69100000000003,742.69100000000003,742.69100000000003,742.69100000000003,742.69100000000003,26.75,285.22800000000001,26.75,135,106.65,106.65,135,26.75,154.392,154.392,154.392,154.392,135]
[null,425,null,911.11199999999997,911.11199999999997,911.11199999999997,911.11199999999997,911.11199999999997,21.38,328.23599999999999,21.38,89,90.38,90.38,89,21.38,110.376,110.376,110.376,110.376,89,null,null,425,742.51,742.51,742.51,742.51,742.51,26.75,285.221,26.75,135,106.65,106.65,135,26.75,154.328,154.328,154.328,154.328,135]
[null,426,null,911.40700000000004,911.40700000000004,911.40700000000004,911.40700000000004,911.40700000000004,22.21,331.904,22.21,99,99.22,99.22,99,22.21,121.208,121.208,121.208,121.208,99,null,null,426,741.80899999999997,741.80899999999997,741.80899999999997,741.80899999999997,741.80899999999997,26.75,284.97199999999998,26.75,135,106.64,106.64,135,26.75,154.12,154.12,154.12,154.12,135]
[null,427,null,904.57799999999997,904.57799999999997,904.57799999999997,904.57799999999997,904.57799999999997,24,337.32799999999997,24,102,103.15,103.15,102,24,126,126,126,126,102,null,null,427,741.58199999999999,741.58199999999999,741.58199999999999,741.58199999999999,741.58199999999999,26.75,284.60300000000001,26.75,134,106.53,106.53,134,26.75,154.01599999999999,154.01599999999999,154.01599999999999,154.01599999999999,134]
[null,428,null,908.88800000000003,908.88800000000003,908.88800000000003,908.88800000000003,908.88800000000003,23.62,344.69,23.62,102,102.82,102.82,102,23.62,125.616,125.616,125.616,125.616,102,null,null,428,739.78,739.78,739.78,739.78,739.78,26.75,284.23099999999999,26.75,134,106.52,106.52,134,26.75,153.96799999999999,153.96799999999999,153.96799999999999,153.96799999999999,134]
[null,429,null,897.60599999999999,897.60599999999999,897.60599999999999,897.60599999999999,897.60599999999999,25.98,365.01799999999997,25.98,100,103.15,103.15,100,25.98,125.98399999999999,125.98399999999999,125.98399999999999,125.98399999999999,100,null,null,429,739.39800000000002,739.39800000000002,739.39800000000002,739.39800000000002,739.39800000000002,26.75,284.036,26.75,134,106.49,106.49,134,26.75,153.85599999999999,153.85599999999999,153.85599999999999,153.85599999999999,134]
[null,430,null,909.88199999999995,909.88199999999995,909.88199999999995,909.88199999999995,909.88199999999995,25.66,374.92099999999999,25.66,95,98.81,98.81,95,25.66,120.664,120.664,120.664,120.664,95,null,null,430,738.68799999999999,738.68799999999999,738.68799999999999,738.68799999999999,738.68799999999999,26.75,283.81799999999998,26.75,134,106.48,106.48,134,26.75,153.52799999999999,153.52799999999999,153.52799999999999,153.52799999999999,134]
[null,431,null,911.86099999999999,911.86099999999999,911.86099999999999,911.86099999999999,911.86099999999999,25.79,378.10599999999999,25.79,86,91.52,91.52,86,25.79,111.792,111.792,111.792,111.792,86,null,null,431,738.553,738.553,738.553,738.553,738.553,26.69,283.81200000000001,26.69,134,106.41,106.41,134,26.69,153.45599999999999,153.45599999999999,153.45599999999999,153.45599999999999,134]
[null,432,null,895.71900000000005,895.71900000000005,895.71900000000005,895.71900000000005,895.71900000000005,21.5,378.58300000000003,21.5,84,86.37,86.37,84,21.5,105.504,105.504,105.504,105.504,84,null,null,432,738.23699999999997,738.23699999999997,738.23699999999997,738.23699999999997,738.23699999999997,26.69,283.23500000000001,26.69,134,106.41,106.41,134,26.69,153.40799999999999,153.40799999999999,153.40799999999999,153.40799999999999,134]
[null,433,null,891.61699999999996,891.61699999999996,891.61699999999996,891.61699999999996,891.61699999999996,15.68,373.89600000000002,15.68,78,99.53,99.53,78,15.68,93.68,93.68,93.68,93.68,78,null,null,433,737.99699999999996,737.99699999999996,737.99699999999996,737.99699999999996,737.99699999999996,26.69,283.084,26.69,134,106.39,106.39,134,26.69,153.36000000000001,153.36000000000001,153.36000000000001,153.36000000000001,134]
[null,434,null,892.45100000000002,892.45100000000002,892.45100000000002,892.45100000000002,892.45100000000002,20.29,374.11099999999999,20.29,79,105.47,105.47,79,20.29,99.287999999999997,99.287999999999997,99.287999999999997,99.287999999999997,79,null,null,434,737.697,737.697,737.697,737.697,737.697,26.69,283.00799999999998,26.69,134,106.27,106.27,134,26.69,153.28800000000001,153.28800000000001,153.28800000000001,153.28800000000001,134]
[null,435,null,895.96799999999996,895.96799999999996,895.96799999999996,895.96799999999996,895.96799999999996,19.84,370.125,19.84,76,101.76,101.76,76,19.84,95.84,95.84,95.84,95.84,76,null,null,435,737.68100000000004,737.68100000000004,737.68100000000004,737.68100000000004,737.68100000000004,26.69,282.815,26.69,134,106.19,106.19,134,26.69,153.26400000000001,153.26400000000001,153.26400000000001,153.26400000000001,134]
[null,436,null,896.14499999999998,896.14499999999998,896.14499999999998,896.14499999999998,896.14499999999998,18.239999999999998,367.29300000000001,18.239999999999998,76,100.06,100.06,76,18.239999999999998,94.24,94.24,94.24,94.24,76,null,null,436,737.58199999999999,737.58199999999999,737.58199999999999,737.58199999999999,737.58199999999999,26.69,282.392,26.69,133,106.15,106.15,133,26.69,153.05600000000001,153.05600000000001,153.05600000000001,153.05600000000001,133]
[null,437,null,912.82100000000003,912.82100000000003,912.82100000000003,912.82100000000003,912.82100000000003,19.39,363.89400000000001,19.39,81,106.64,106.64,81,19.39,100.392,100.392,100.392,100.392,81,null,null,437,736.99400000000003,736.99400000000003,736.99400000000003,736.99400000000003,736.99400000000003,26.69,282.38600000000002,26.69,133,106.03,106.03,133,26.69,153.00800000000001,153.00800000000001,153.00800000000001,153.00800000000001,133]
[null,438,null,932.21600000000001,932.21600000000001,932.21600000000001,932.21600000000001,932.21600000000001,20.86,363.9,20.86,83,110.36,110.36,83,20.86,103.864,103.864,103.864,103.864,83,null,null,438,736.66,736.66,736.66,736.66,736.66,26.69,282.25099999999998,26.69,133,106.01,106.01,133,26.69,152.49600000000001,152.49600000000001,152.49600000000001,152.49600000000001,133]
[null,439,null,958.32600000000002,958.32600000000002,958.32600000000002,958.32600000000002,958.32600000000002,20.29,362.71800000000002,20.29,96,123.53,123.53,96,20.29,116.288,116.288,116.288,116.288,96,null,null,439,735.84,735.84,735.84,735.84,735.84,26.62,282.03399999999999,26.62,133,105.98,105.98,133,26.62,152.43199999999999,152.43199999999999,152.43199999999999,152.43199999999999,133]
[null,440,null,942.69100000000003,942.69100000000003,942.69100000000003,942.69100000000003,942.69100000000003,20.22,367.995,20.22,93,120.24,120.24,93,20.22,113.224,113.224,113.224,113.224,93,null,null,440,735.38199999999995,735.38199999999995,735.38199999999995,735.38199999999995,735.38199999999995,26.62,281.76100000000002,26.62,133,105.93,105.93,133,26.62,152.43199999999999,152.43199999999999,152.43199999999999,152.43199999999999,133]
[null,441,null,939.93100000000004,939.93100000000004,939.93100000000004,939.93100000000004,939.93100000000004,24.38,368.62299999999999,24.38,95,126.82,126.82,95,24.38,119.384,119.384,119.384,119.384,95,null,null,441,735.02800000000002,735.02800000000002,735.02800000000002,735.02800000000002,735.02800000000002,26.62,281.28100000000001,26.62,133,105.84,105.84,133,26.62,152.43199999999999,152.43199999999999,152.43199999999999,152.43199999999999,133]
[null,442,null,929.95,929.95,929.95,929.95,929.95,28.67,370.08699999999999,28.67,94,130.33000000000001,130.33000000000001,94,28.67,122.672,122.672,122.672,122.672,94,null,null,442,734.94799999999998,734.94799999999998,734.94799999999998,734.94799999999998,734.94799999999998,26.62,281.23599999999999,26.62,133,105.83,105.83,133,26.62,152.36000000000001,152.36000000000001,152.36000000000001,152.36000000000001,133]
[null,443,null,890.51400000000001,890.51400000000001,890.51400000000001,890.51400000000001,890.51400000000001,26.94,367.65499999999997,26.94,90,124.17,124.17,90,26.94,116.944,116.944,116.944,116.944,90,null,null,443,734.89200000000005,734.89200000000005,734.89200000000005,734.89200000000005,734.89200000000005,26.62,281.07600000000002,26.62,133,105.83,105.83,133,26.62,152.15199999999999,152.15199999999999,152.15199999999999,152.15199999999999,133]
[null,444,null,884.48299999999995,884.48299999999995,884.48299999999995,884.48299999999995,884.48299999999995,28.03,351.7,28.03,87,122.15,122.15,87,28.03,115.032,115.032,115.032,115.032,87,null,null,444,734.25699999999995,734.25699999999995,734.25699999999995,734.25699999999995,734.25699999999995,26.62,280.36399999999998,26.62,133,105.74,105.74,133,26.62,152.11199999999999,152.11199999999999,152.11199999999999,152.11199999999999,133]
[null,445,null,867.154,867.154,867.154,867.154,867.154,27.07,333.90300000000002,27.07,84,118.01,118.01,84,27.07,111.072,111.072,111.072,111.072,84,null,null,445,734.12400000000002,734.12400000000002,734.12400000000002,734.12400000000002,734.12400000000002,26.62,280.19099999999997,26.62,133,105.72,105.72,133,26.62,152.00800000000001,152.00800000000001,152.00800000000001,152.00800000000001,133]
[null,446,null,866.66200000000003,866.66200000000003,866.66200000000003,866.66200000000003,866.66200000000003,28.29,320.95999999999998,28.29,86,121.41,121.41,86,28.29,114.288,114.288,114.288,114.288,86,null,null,446,733.76199999999994,733.76199999999994,733.76199999999994,733.76199999999994,733.76199999999994,26.62,280.14,26.62,132,105.7,105.7,132,26.62,151.94399999999999,151.94399999999999,151.94399999999999,151.94399999999999,132]
[null,447,null,891.84,891.84,891.84,891.84,891.84,29.38,311.00900000000001,29.38,84,120.45,120.45,84,29.38,113.376,113.376,113.376,113.376,84,null,null,447,733.36699999999996,733.36699999999996,733.36699999999996,733.36699999999996,733.36699999999996,26.62,279.31700000000001,26.62,132,105.65,105.65,132,26.62,151.85599999999999,151.85599999999999,151.85599999999999,151.85599999999999,132]
[null,448,null,886.471,886.471,886.471,886.471,886.471,28.03,310.92899999999997,28.03,84,118.96,118.96,84,28.03,112.032,112.032,112.032,112.032,84,null,null,448,733.34900000000005,733.34900000000005,733.34900000000005,733.34900000000005,733.34900000000005,26.62,279.16000000000003,26.62,132,105.47,105.47,132,26.62,151.80799999999999,151.80799999999999,151.80799999999999,151.80799999999999,132]
[null,449,null,904.64499999999998,904.64499999999998,904.64499999999998,904.64499999999998,904.64499999999998,22.85,316.452,22.85,87,116.63,116.63,87,22.85,109.848,109.848,109.848,109.848,87,null,null,449,732.88,732.88,732.88,732.88,732.88,26.62,278.82299999999998,26.62,132,105.47,105.47,132,26.62,151.47999999999999,151.47999999999999,151.47999999999999,151.47999999999999,132]
[null,450,null,907.26300000000003,907.26300000000003,907.26300000000003,907.26300000000003,907.26300000000003,25.47,325.57600000000002,25.47,95,127.99,127.99,95,25.47,120.47199999999999,120.47199999999999,120.47199999999999,120.47199999999999,95,null,null,450,{"$f":"LARGE(D$13:D$8748,$X462)","v":732.50400000000002},{"$f":"LARGE(E$13:E$8748,$X462)","v":732.50400000000002},{"$f":"LARGE(F$13:F$8748,$X462)","v":732.50400000000002},{"$f":"LARGE(G$13:G$8748,$X462)","v":732.50400000000002},{"$f":"LARGE(H$13:H$8748,$X462)","v":732.50400000000002},{"$f":"LARGE(I$13:I$8748,$X462)","v":26.62},{"$f":"LARGE(J$13:J$8748,$X462)","v":278.73099999999999},{"$f":"LARGE(K$13:K$8748,$X462)","v":26.62},{"$f":"LARGE(L$13:L$8748,$X462)","v":131},{"$f":"LARGE(M$13:M$8748,$X462)","v":105.46},{"$f":"LARGE(N$13:N$8748,$X462)","v":105.46},{"$f":"LARGE(O$13:O$8748,$X462)","v":131},{"$f":"LARGE(P$13:P$8748,$X462)","v":26.62},{"$f":"LARGE(Q$13:Q$8748,$X462)","v":151.40799999999999},{"$f":"LARGE(R$13:R$8748,$X462)","v":151.40799999999999},{"$f":"LARGE(S$13:S$8748,$X462)","v":151.40799999999999},{"$f":"LARGE(T$13:T$8748,$X462)","v":151.40799999999999},{"$f":"LARGE(U$13:U$8748,$X462)","v":131}]
[null,{"$f":"B462+1","v":451},null,918.94200000000001,918.94200000000001,918.94200000000001,918.94200000000001,918.94200000000001,25.98,332.73700000000002,25.98,95,128.52000000000001,128.52000000000001,95,25.98,120.98399999999999,120.98399999999999,120.98399999999999,120.98399999999999,95,null,null,451,732.49900000000002,732.49900000000002,732.49900000000002,732.49900000000002,732.49900000000002,26.62,278.68200000000002,26.62,131,105.44,105.44,131,26.62,151.36799999999999,151.36799999999999,151.36799999999999,151.36799999999999,131]
[null,452,null,917.00300000000004,917.00300000000004,917.00300000000004,917.00300000000004,917.00300000000004,26.11,341.28800000000001,26.11,94,127.57,127.57,94,26.11,120.11199999999999,120.11199999999999,120.11199999999999,120.11199999999999,94,null,null,452,732.46500000000003,732.46500000000003,732.46500000000003,732.46500000000003,732.46500000000003,26.62,278.61799999999999,26.62,131,105.42,105.42,131,26.62,151.28,151.28,151.28,151.28,131]
[null,453,null,906.12099999999998,906.12099999999998,906.12099999999998,906.12099999999998,906.12099999999998,26.75,347.673,26.75,93,127.25,127.25,93,26.75,119.752,119.752,119.752,119.752,93,null,null,453,732.36900000000003,732.36900000000003,732.36900000000003,732.36900000000003,732.36900000000003,26.56,278.541,26.56,131,105.37,105.37,131,26.56,151.21600000000001,151.21600000000001,151.21600000000001,151.21600000000001,131]
[null,454,null,908.37300000000005,908.37300000000005,908.37300000000005,908.37300000000005,908.37300000000005,26.56,350.33199999999999,26.56,95,129.16,129.16,95,26.56,121.56,121.56,121.56,121.56,95,null,null,454,731.99800000000005,731.99800000000005,731.99800000000005,731.99800000000005,731.99800000000005,26.56,278.51299999999998,26.56,131,105.35,105.35,131,26.56,151.16800000000001,151.16800000000001,151.16800000000001,151.16800000000001,131]
[null,455,null,896.01400000000001,896.01400000000001,896.01400000000001,896.01400000000001,896.01400000000001,24.19,349.608,24.19,92,123.42,123.42,92,24.19,116.19199999999999,116.19199999999999,116.19199999999999,116.19199999999999,92,null,null,455,731.87800000000004,731.87800000000004,731.87800000000004,731.87800000000004,731.87800000000004,26.56,278.46100000000001,26.56,131,105.32,105.32,131,26.56,151.03200000000001,151.03200000000001,151.03200000000001,151.03200000000001,131]
[null,456,null,899.82899999999995,899.82899999999995,899.82899999999995,899.82899999999995,899.82899999999995,20.22,350.39600000000002,20.22,89,115.99,115.99,89,20.22,109.224,109.224,109.224,109.224,89,null,null,456,731.79600000000005,731.79600000000005,731.79600000000005,731.79600000000005,731.79600000000005,26.56,278.45499999999998,26.56,131,105.3,105.3,131,26.56,151.00800000000001,151.00800000000001,151.00800000000001,151.00800000000001,131]
[null,457,null,868.36699999999996,868.36699999999996,868.36699999999996,868.36699999999996,868.36699999999996,15.3,347.98399999999998,15.3,85,127.31,127.31,85,15.3,100.29600000000001,100.29600000000001,100.29600000000001,100.29600000000001,85,null,null,457,731.77599999999995,731.77599999999995,731.77599999999995,731.77599999999995,731.77599999999995,26.56,278.35199999999998,26.56,131,105.28,105.28,131,26.56,151.00800000000001,151.00800000000001,151.00800000000001,151.00800000000001,131]
[null,458,null,834.24900000000002,834.24900000000002,834.24900000000002,834.24900000000002,834.24900000000002,17.22,351.26799999999997,17.22,82,125.92,125.92,82,17.22,99.215999999999994,99.215999999999994,99.215999999999994,99.215999999999994,82,null,null,458,731.61500000000001,731.61500000000001,731.61500000000001,731.61500000000001,731.61500000000001,26.5,278.25299999999999,26.5,131,105.24,105.24,131,26.5,150.976,150.976,150.976,150.976,131]
[null,459,null,827.971,827.971,827.971,827.971,827.971,18.82,354.80200000000002,18.82,78,122.87,122.87,78,18.82,96.816000000000003,96.816000000000003,96.816000000000003,96.816000000000003,78,null,null,459,731.47299999999996,731.47299999999996,731.47299999999996,731.47299999999996,731.47299999999996,26.5,278.173,26.5,131,105.2,105.2,131,26.5,150.76,150.76,150.76,150.76,131]
[null,460,null,834.23099999999999,834.23099999999999,834.23099999999999,834.23099999999999,834.23099999999999,17.34,357.858,17.34,78,120.96,120.96,78,17.34,95.343999999999994,95.343999999999994,95.343999999999994,95.343999999999994,78,null,null,460,731.08699999999999,731.08699999999999,731.08699999999999,731.08699999999999,731.08699999999999,26.5,278.06400000000002,26.5,131,105.15,105.15,131,26.5,150.72,150.72,150.72,150.72,131]
[null,461,null,843.94500000000005,843.94500000000005,843.94500000000005,843.94500000000005,843.94500000000005,18.940000000000001,359.66199999999998,18.940000000000001,81,126.8,126.8,81,18.940000000000001,99.944000000000003,99.944000000000003,99.944000000000003,99.944000000000003,81,null,null,461,731.06700000000001,731.06700000000001,731.06700000000001,731.06700000000001,731.06700000000001,26.5,277.60599999999999,26.5,130,105.15,105.15,130,26.5,150.624,150.624,150.624,150.624,130]
[null,462,null,867.75699999999995,867.75699999999995,867.75699999999995,867.75699999999995,867.75699999999995,19.649999999999999,361.97199999999998,19.649999999999999,85,132.77000000000001,132.77000000000001,85,19.649999999999999,104.648,104.648,104.648,104.648,85,null,null,462,730.90599999999995,730.90599999999995,730.90599999999995,730.90599999999995,730.90599999999995,26.5,277.35000000000002,26.5,130,105.14,105.14,130,26.5,150.49600000000001,150.49600000000001,150.49600000000001,150.49600000000001,130]
[null,463,null,871.19399999999996,871.19399999999996,871.19399999999996,871.19399999999996,871.19399999999996,17.54,362.94200000000001,17.54,99,147.88,147.88,99,17.54,116.536,116.536,116.536,116.536,99,null,null,463,730.71500000000003,730.71500000000003,730.71500000000003,730.71500000000003,730.71500000000003,26.5,277.28199999999998,26.5,130,105.12,105.12,130,26.5,150.21600000000001,150.21600000000001,150.21600000000001,150.21600000000001,130]
[null,464,null,880.68499999999995,880.68499999999995,880.68499999999995,880.68499999999995,880.68499999999995,13.12,366.55,13.12,98,141.02000000000001,141.02000000000001,98,13.12,111.12,111.12,111.12,111.12,98,null,null,464,730.64099999999996,730.64099999999996,730.64099999999996,730.64099999999996,730.64099999999996,26.5,277.21499999999997,26.5,130,104.96,104.96,130,26.5,149.94399999999999,149.94399999999999,149.94399999999999,149.94399999999999,130]
[null,465,null,945.19399999999996,945.19399999999996,945.19399999999996,945.19399999999996,945.19399999999996,12.29,363.89100000000002,12.29,97,138.74,138.74,97,12.29,109.288,109.288,109.288,109.288,97,null,null,465,730.03200000000004,730.03200000000004,730.03200000000004,730.03200000000004,730.03200000000004,26.5,277.036,26.5,130,104.91,104.91,130,26.5,149.56,149.56,149.56,149.56,130]
[null,466,null,919.12900000000002,919.12900000000002,919.12900000000002,919.12900000000002,919.12900000000002,12.61,362.15100000000001,12.61,99,141.66,141.66,99,12.61,111.608,111.608,111.608,111.608,99,null,null,466,730.02200000000005,730.02200000000005,730.02200000000005,730.02200000000005,730.02200000000005,26.5,276.42700000000002,26.5,130,104.85,104.85,130,26.5,149.52799999999999,149.52799999999999,149.52799999999999,149.52799999999999,130]
[null,467,null,918.69399999999996,918.69399999999996,918.69399999999996,918.69399999999996,918.69399999999996,12.29,353.66399999999999,12.29,94,134.93,134.93,94,12.29,106.288,106.288,106.288,106.288,94,null,null,467,730.00800000000004,730.00800000000004,730.00800000000004,730.00800000000004,730.00800000000004,26.5,276.34399999999999,26.5,130,104.8,104.8,130,26.5,149.49600000000001,149.49600000000001,149.49600000000001,149.49600000000001,130]
[null,468,null,922.26700000000005,922.26700000000005,922.26700000000005,922.26700000000005,922.26700000000005,12.1,345.88499999999999,12.1,95,135.94,135.94,95,12.1,107.096,107.096,107.096,107.096,95,null,null,468,729.75199999999995,729.75199999999995,729.75199999999995,729.75199999999995,729.75199999999995,26.43,276.31799999999998,26.43,129,104.74,104.74,129,26.43,149.44,149.44,149.44,149.44,129]
[null,469,null,902.75099999999998,902.75099999999998,902.75099999999998,902.75099999999998,902.75099999999998,11.14,336.65199999999999,11.14,100,141.02000000000001,141.02000000000001,100,11.14,111.136,111.136,111.136,111.136,100,null,null,469,729.62800000000004,729.62800000000004,729.62800000000004,729.62800000000004,729.62800000000004,26.43,276.01400000000001,26.43,129,104.57,104.57,129,26.43,149.28800000000001,149.28800000000001,149.28800000000001,149.28800000000001,129]
[null,470,null,899.74699999999996,899.74699999999996,899.74699999999996,899.74699999999996,899.74699999999996,10.24,330.77300000000002,10.24,104,144.96,144.96,104,10.24,114.24,114.24,114.24,114.24,104,null,null,470,729.28599999999994,729.28599999999994,729.28599999999994,729.28599999999994,729.28599999999994,26.43,275.89800000000002,26.43,129,104.48,104.48,129,26.43,149.24799999999999,149.24799999999999,149.24799999999999,149.24799999999999,129]
[null,471,null,884.91600000000005,884.91600000000005,884.91600000000005,884.91600000000005,884.91600000000005,9.5399999999999991,318.36500000000001,9.5399999999999991,104,144.07,144.07,104,9.5399999999999991,113.536,113.536,113.536,113.536,104,null,null,471,729.15300000000002,729.15300000000002,729.15300000000002,729.15300000000002,729.15300000000002,26.43,275.66399999999999,26.43,129,104.4,104.4,129,26.43,149.19200000000001,149.19200000000001,149.19200000000001,149.19200000000001,129]
[null,472,null,889.40899999999999,889.40899999999999,889.40899999999999,889.40899999999999,889.40899999999999,8.32,326.166,8.32,104,142.54,142.54,104,8.32,112.32,112.32,112.32,112.32,104,null,null,472,729.03399999999999,729.03399999999999,729.03399999999999,729.03399999999999,729.03399999999999,26.43,275.65499999999997,26.43,129,104.36,104.36,129,26.43,149.15199999999999,149.15199999999999,149.15199999999999,149.15199999999999,129]
[null,473,null,907.16200000000003,907.16200000000003,907.16200000000003,907.16200000000003,907.16200000000003,8.1300000000000008,340.702,8.1300000000000008,103,141.02000000000001,141.02000000000001,103,8.1300000000000008,111.128,111.128,111.128,111.128,103,null,null,473,728.85799999999995,728.85799999999995,728.85799999999995,728.85799999999995,728.85799999999995,26.43,275.56799999999998,26.43,129,104.34,104.34,129,26.43,148.84,148.84,148.84,148.84,129]
[null,474,null,896.63199999999995,896.63199999999995,896.63199999999995,896.63199999999995,896.63199999999995,8.19,350.20100000000002,8.19,103,141.15,141.15,103,8.19,111.19199999999999,111.19199999999999,111.19199999999999,111.19199999999999,103,null,null,474,728.55,728.55,728.55,728.55,728.55,26.43,275.55599999999998,26.43,129,104.31,104.31,129,26.43,148.71199999999999,148.71199999999999,148.71199999999999,148.71199999999999,129]
[null,475,null,910.83399999999995,910.83399999999995,910.83399999999995,910.83399999999995,910.83399999999995,8.19,361.488,8.19,103,141.15,141.15,103,8.19,111.19199999999999,111.19199999999999,111.19199999999999,111.19199999999999,103,null,null,475,728.46199999999999,728.46199999999999,728.46199999999999,728.46199999999999,728.46199999999999,26.43,275.02699999999999,26.43,129,104.29,104.29,129,26.43,148.71199999999999,148.71199999999999,148.71199999999999,148.71199999999999,129]
[null,476,null,913.14599999999996,913.14599999999996,913.14599999999996,913.14599999999996,913.14599999999996,8.26,365.53399999999999,8.26,102,140.01,140.01,102,8.26,110.256,110.256,110.256,110.256,102,null,null,476,728.28200000000004,728.28200000000004,728.28200000000004,728.28200000000004,728.28200000000004,26.43,274.94400000000002,26.43,129,104.16,104.16,129,26.43,147.96799999999999,147.96799999999999,147.96799999999999,147.96799999999999,129]
[null,477,null,913.94399999999996,913.94399999999996,913.94399999999996,913.94399999999996,913.94399999999996,8.26,367.81900000000002,8.26,105,143.81,143.81,105,8.26,113.256,113.256,113.256,113.256,105,null,null,477,728.28,728.28,728.28,728.28,728.28,26.43,274.767,26.43,129,104.13,104.13,129,26.43,147.84,147.84,147.84,147.84,129]
[null,478,null,908.52499999999998,908.52499999999998,908.52499999999998,908.52499999999998,908.52499999999998,8.26,362.90699999999998,8.26,113,153.97,153.97,113,8.26,121.256,121.256,121.256,121.256,113,null,null,478,728.23099999999999,728.23099999999999,728.23099999999999,728.23099999999999,728.23099999999999,26.43,274.74799999999999,26.43,129,104.07,104.07,129,26.43,147.73599999999999,147.73599999999999,147.73599999999999,147.73599999999999,129]
[null,479,null,888.59,888.59,888.59,888.59,888.59,8.26,359.22300000000001,8.26,121,164.12,164.12,121,8.26,129.256,129.256,129.256,129.256,121,null,null,479,728.22,728.22,728.22,728.22,728.22,26.37,274.697,26.37,128,104.04,104.04,128,26.37,147.696,147.696,147.696,147.696,128]
[null,480,null,882.72,882.72,882.72,882.72,882.72,8.32,360.61599999999999,8.32,122,165.39,165.39,122,8.32,130.32,130.32,130.32,130.32,122,null,null,480,727.74400000000003,727.74400000000003,727.74400000000003,727.74400000000003,727.74400000000003,26.37,274.61700000000002,26.37,128,104,104,128,26.37,147.6,147.6,147.6,147.6,128]
[null,481,null,870.46199999999999,870.46199999999999,870.46199999999999,870.46199999999999,870.46199999999999,8.32,358.28399999999999,8.32,118,179.9,179.9,118,8.32,126.32,126.32,126.32,126.32,118,null,null,481,727.54,727.54,727.54,727.54,727.54,26.37,274.59800000000001,26.37,128,104,104,128,26.37,147.584,147.584,147.584,147.584,128]
[null,482,null,865.74400000000003,865.74400000000003,865.74400000000003,865.74400000000003,865.74400000000003,8.26,363.31400000000002,8.26,105,161.38,161.38,105,8.26,113.256,113.256,113.256,113.256,105,null,null,482,727.08900000000006,727.08900000000006,727.08900000000006,727.08900000000006,727.08900000000006,26.37,274.476,26.37,128,103.97,103.97,128,26.37,147.52799999999999,147.52799999999999,147.52799999999999,147.52799999999999,128]
[null,483,null,866.71100000000001,866.71100000000001,866.71100000000001,866.71100000000001,866.71100000000001,8.3800000000000008,363.04500000000002,8.3800000000000008,94,145.86000000000001,145.86000000000001,94,8.3800000000000008,102.384,102.384,102.384,102.384,94,null,null,483,726.202,726.202,726.202,726.202,726.202,26.37,274.41500000000002,26.37,128,103.96,103.96,128,26.37,147.49600000000001,147.49600000000001,147.49600000000001,147.49600000000001,128]
[null,484,null,869.07299999999998,869.07299999999998,869.07299999999998,869.07299999999998,869.07299999999998,8.32,362.423,8.32,97,149.99,149.99,97,8.32,105.32,105.32,105.32,105.32,97,null,null,484,725.97900000000004,725.97900000000004,725.97900000000004,725.97900000000004,725.97900000000004,26.37,274.36700000000002,26.37,128,103.92,103.92,128,26.37,147.44800000000001,147.44800000000001,147.44800000000001,147.44800000000001,128]
[null,485,null,869.72500000000002,869.72500000000002,869.72500000000002,869.72500000000002,869.72500000000002,8.3800000000000008,364.24,8.3800000000000008,92,143.01,143.01,92,8.3800000000000008,100.384,100.384,100.384,100.384,92,null,null,485,725.73800000000006,725.73800000000006,725.73800000000006,725.73800000000006,725.73800000000006,26.37,274.27699999999999,26.37,128,103.86,103.86,128,26.37,147.184,147.184,147.184,147.184,128]
[null,486,null,884.96299999999997,884.96299999999997,884.96299999999997,884.96299999999997,884.96299999999997,8.4499999999999993,366.774,8.4499999999999993,98,151.55000000000001,151.55000000000001,98,8.4499999999999993,106.44799999999999,106.44799999999999,106.44799999999999,106.44799999999999,98,null,null,486,725.495,725.495,725.495,725.495,725.495,26.37,274.12299999999999,26.37,128,103.72,103.72,128,26.37,147.072,147.072,147.072,147.072,128]
[null,487,null,898.25099999999998,898.25099999999998,898.25099999999998,898.25099999999998,898.25099999999998,8.3800000000000008,365.59800000000001,8.3800000000000008,109,167.22,167.22,109,8.3800000000000008,117.384,117.384,117.384,117.384,109,null,null,487,725.37300000000005,725.37300000000005,725.37300000000005,725.37300000000005,725.37300000000005,26.37,274.06900000000002,26.37,128,103.69,103.69,128,26.37,147.03200000000001,147.03200000000001,147.03200000000001,147.03200000000001,128]
[null,488,null,898.44799999999998,898.44799999999998,898.44799999999998,898.44799999999998,898.44799999999998,8.4499999999999993,367.05900000000003,8.4499999999999993,109,167.22,167.22,109,8.4499999999999993,117.44799999999999,117.44799999999999,117.44799999999999,117.44799999999999,109,null,null,488,725.29600000000005,725.29600000000005,725.29600000000005,725.29600000000005,725.29600000000005,26.37,274.05900000000003,26.37,128,103.61,103.61,128,26.37,146.816,146.816,146.816,146.816,128]
[null,489,null,895.99800000000005,895.99800000000005,895.99800000000005,895.99800000000005,895.99800000000005,8.26,368.411,8.26,110,168.5,168.5,110,8.26,118.256,118.256,118.256,118.256,110,null,null,489,725.13599999999997,725.13599999999997,725.13599999999997,725.13599999999997,725.13599999999997,26.37,273.505,26.37,127,103.6,103.6,127,26.37,146.816,146.816,146.816,146.816,127]
[null,490,null,903.81899999999996,903.81899999999996,903.81899999999996,903.81899999999996,903.81899999999996,8.19,370.25,8.19,113,172.63,172.63,113,8.19,121.19199999999999,121.19199999999999,121.19199999999999,121.19199999999999,113,null,null,490,724.62800000000004,724.62800000000004,724.62800000000004,724.62800000000004,724.62800000000004,26.3,273.48599999999999,26.3,127,103.6,103.6,127,26.3,146.76,146.76,146.76,146.76,127]
[null,491,null,889.04200000000003,889.04200000000003,889.04200000000003,889.04200000000003,889.04200000000003,8.3800000000000008,366.822,8.3800000000000008,109,167.22,167.22,109,8.3800000000000008,117.384,117.384,117.384,117.384,109,null,null,491,724.49599999999998,724.49599999999998,724.49599999999998,724.49599999999998,724.49599999999998,26.3,273.435,26.3,127,103.58,103.58,127,26.3,146.63200000000001,146.63200000000001,146.63200000000001,146.63200000000001,127]
[null,492,null,869.08100000000002,869.08100000000002,869.08100000000002,869.08100000000002,869.08100000000002,8.4499999999999993,346.49099999999999,8.4499999999999993,108,165.8,165.8,108,8.4499999999999993,116.44799999999999,116.44799999999999,116.44799999999999,116.44799999999999,108,null,null,492,723.99099999999999,723.99099999999999,723.99099999999999,723.99099999999999,723.99099999999999,26.3,273.37099999999998,26.3,127,103.55,103.55,127,26.3,146.608,146.608,146.608,146.608,127]
[null,493,null,881.63599999999997,881.63599999999997,881.63599999999997,881.63599999999997,881.63599999999997,8.3800000000000008,329.86,8.3800000000000008,109,167.22,167.22,109,8.3800000000000008,117.384,117.384,117.384,117.384,109,null,null,493,723.95899999999995,723.95899999999995,723.95899999999995,723.95899999999995,723.95899999999995,26.3,273.233,26.3,127,103.49,103.49,127,26.3,146.47200000000001,146.47200000000001,146.47200000000001,146.47200000000001,127]
[null,494,null,893.23900000000003,893.23900000000003,893.23900000000003,893.23900000000003,893.23900000000003,8.4499999999999993,324,8.4499999999999993,105,161.52000000000001,161.52000000000001,105,8.4499999999999993,113.44799999999999,113.44799999999999,113.44799999999999,113.44799999999999,105,null,null,494,723.34699999999998,723.34699999999998,723.34699999999998,723.34699999999998,723.34699999999998,26.3,272.95400000000001,26.3,127,103.47,103.47,127,26.3,146.34399999999999,146.34399999999999,146.34399999999999,146.34399999999999,127]
[null,495,null,886.92899999999997,886.92899999999997,886.92899999999997,886.92899999999997,886.92899999999997,8.3800000000000008,319.64600000000002,8.3800000000000008,105,161.52000000000001,161.52000000000001,105,8.3800000000000008,113.384,113.384,113.384,113.384,105,null,null,495,723.327,723.327,723.327,723.327,723.327,26.3,272.82600000000002,26.3,127,103.45,103.45,127,26.3,146.32,146.32,146.32,146.32,127]
[null,496,null,904.21,904.21,904.21,904.21,904.21,8.4499999999999993,320.89600000000002,8.4499999999999993,105,161.52000000000001,161.52000000000001,105,8.4499999999999993,113.44799999999999,113.44799999999999,113.44799999999999,113.44799999999999,105,null,null,496,723.28599999999994,723.28599999999994,723.28599999999994,723.28599999999994,723.28599999999994,26.3,272.67200000000003,26.3,127,103.45,103.45,127,26.3,146.28,146.28,146.28,146.28,127]
[null,497,null,910.94600000000003,910.94600000000003,910.94600000000003,910.94600000000003,910.94600000000003,8.64,325.99599999999998,8.64,107,164.66,164.66,107,8.64,115.64,115.64,115.64,115.64,107,null,null,497,723.12199999999996,723.12199999999996,723.12199999999996,723.12199999999996,723.12199999999996,26.3,272.60199999999998,26.3,127,103.44,103.44,127,26.3,146.24799999999999,146.24799999999999,146.24799999999999,146.24799999999999,127]
[null,498,null,907.64700000000005,907.64700000000005,907.64700000000005,907.64700000000005,907.64700000000005,8.64,334.26799999999997,8.64,115,176.05,176.05,115,8.64,123.64,123.64,123.64,123.64,115,null,null,498,722.92899999999997,722.92899999999997,722.92899999999997,722.92899999999997,722.92899999999997,26.3,272.17200000000003,26.3,127,103.37,103.37,127,26.3,145.976,145.976,145.976,145.976,127]
[null,499,null,902.18899999999996,902.18899999999996,902.18899999999996,902.18899999999996,902.18899999999996,8.64,341.24599999999998,8.64,122,186.02,186.02,122,8.64,130.63999999999999,130.63999999999999,130.63999999999999,130.63999999999999,122,null,null,499,722.61699999999996,722.61699999999996,722.61699999999996,722.61699999999996,722.61699999999996,26.24,272.11500000000001,26.24,127,103.36,103.36,127,26.24,145.952,145.952,145.952,145.952,127]
[null,500,null,904.04700000000003,904.04700000000003,904.04700000000003,904.04700000000003,904.04700000000003,8.6999999999999993,346.59,8.6999999999999993,131,198.98,198.98,131,8.6999999999999993,139.70400000000001,139.70400000000001,139.70400000000001,139.70400000000001,131,null,null,500,722.399,722.399,722.399,722.399,722.399,26.24,272.041,26.24,127,103.27,103.27,127,26.24,145.88800000000001,145.88800000000001,145.88800000000001,145.88800000000001,127]
[null,501,null,904.25900000000001,904.25900000000001,904.25900000000001,904.25900000000001,904.25900000000001,8.58,351.42200000000003,8.58,130,197.42,197.42,130,8.58,138.57599999999999,138.57599999999999,138.57599999999999,138.57599999999999,130,null,null,501,721.94899999999996,721.94899999999996,721.94899999999996,721.94899999999996,721.94899999999996,26.24,271.99,26.24,127,103.26,103.26,127,26.24,145.83199999999999,145.83199999999999,145.83199999999999,145.83199999999999,127]
[null,502,null,900.75900000000001,900.75900000000001,900.75900000000001,900.75900000000001,900.75900000000001,8.64,355.05799999999999,8.64,127,193.14,193.14,127,8.64,135.63999999999999,135.63999999999999,135.63999999999999,135.63999999999999,127,null,null,502,721.82500000000005,721.82500000000005,721.82500000000005,721.82500000000005,721.82500000000005,26.24,271.70800000000003,26.24,126,103.16,103.16,126,26.24,145.696,145.696,145.696,145.696,126]
[null,503,null,879.02800000000002,879.02800000000002,879.02800000000002,879.02800000000002,879.02800000000002,9.09,355.202,9.09,126,192.43,192.43,126,9.09,135.08799999999999,135.08799999999999,135.08799999999999,135.08799999999999,126,null,null,503,721.34699999999998,721.34699999999998,721.34699999999998,721.34699999999998,721.34699999999998,26.24,271.70100000000002,26.24,126,103.15,103.15,126,26.24,145.63999999999999,145.63999999999999,145.63999999999999,145.63999999999999,126]
[null,504,null,880.85900000000004,880.85900000000004,880.85900000000004,880.85900000000004,880.85900000000004,9.2200000000000006,357.339,9.2200000000000006,120,184.03,184.03,120,9.2200000000000006,129.21600000000001,129.21600000000001,129.21600000000001,129.21600000000001,120,null,null,504,721.06200000000001,721.06200000000001,721.06200000000001,721.06200000000001,721.06200000000001,26.24,271.48399999999998,26.24,126,103.15,103.15,126,26.24,145.624,145.624,145.624,145.624,126]
[null,505,null,825.05899999999997,825.05899999999997,825.05899999999997,825.05899999999997,825.05899999999997,10.5,354.846,10.5,116,157.59,157.59,116,10.5,126.496,126.496,126.496,126.496,116,null,null,505,720.63900000000001,720.63900000000001,720.63900000000001,720.63900000000001,720.63900000000001,26.24,271.38099999999997,26.24,126,103.14,103.14,126,26.24,145.43199999999999,145.43199999999999,145.43199999999999,145.43199999999999,126]
[null,506,null,825.06700000000001,825.06700000000001,825.06700000000001,825.06700000000001,825.06700000000001,12.42,353.80200000000002,12.42,114,157.47,157.47,114,12.42,126.416,126.416,126.416,126.416,114,null,null,506,719.94299999999998,719.94299999999998,719.94299999999998,719.94299999999998,719.94299999999998,26.24,271.214,26.24,126,103.06,103.06,126,26.24,145.34399999999999,145.34399999999999,145.34399999999999,145.34399999999999,126]
[null,507,null,823.94399999999996,823.94399999999996,823.94399999999996,823.94399999999996,823.94399999999996,11.33,353.01100000000002,11.33,107,147.37,147.37,107,11.33,118.328,118.328,118.328,118.328,107,null,null,507,719.779,719.779,719.779,719.779,719.779,26.24,270.99299999999999,26.24,126,103.05,103.05,126,26.24,145.12799999999999,145.12799999999999,145.12799999999999,145.12799999999999,126]
[null,508,null,826.58500000000004,826.58500000000004,826.58500000000004,826.58500000000004,826.58500000000004,11.33,351.81200000000001,11.33,108,148.62,148.62,108,11.33,119.328,119.328,119.328,119.328,108,null,null,508,719.05100000000004,719.05100000000004,719.05100000000004,719.05100000000004,719.05100000000004,26.24,270.78500000000003,26.24,126,103.01,103.01,126,26.24,144.91200000000001,144.91200000000001,144.91200000000001,144.91200000000001,126]
[null,509,null,830.18700000000001,830.18700000000001,830.18700000000001,830.18700000000001,830.18700000000001,11.2,351.51400000000001,11.2,106,146,146,106,11.2,117.2,117.2,117.2,117.2,106,null,null,509,718.53099999999995,718.53099999999995,718.53099999999995,718.53099999999995,718.53099999999995,26.24,270.75,26.24,126,102.96,102.96,126,26.24,144.88,144.88,144.88,144.88,126]
[null,510,null,835.93700000000001,835.93700000000001,835.93700000000001,835.93700000000001,835.93700000000001,10.94,355.76900000000001,10.94,107,146.88,146.88,107,10.94,117.944,117.944,117.944,117.944,107,null,null,510,718.24900000000002,718.24900000000002,718.24900000000002,718.24900000000002,718.24900000000002,26.24,270.702,26.24,126,102.93,102.93,126,26.24,144.87200000000001,144.87200000000001,144.87200000000001,144.87200000000001,126]
[null,511,null,842.54600000000005,842.54600000000005,842.54600000000005,842.54600000000005,842.54600000000005,11.01,360.15199999999999,11.01,117,159.46,159.46,117,11.01,128.00800000000001,128.00800000000001,128.00800000000001,128.00800000000001,117,null,null,511,717.93700000000001,717.93700000000001,717.93700000000001,717.93700000000001,717.93700000000001,26.24,270.221,26.24,126,102.85,102.85,126,26.24,144.78399999999999,144.78399999999999,144.78399999999999,144.78399999999999,126]
[null,512,null,848.29499999999996,848.29499999999996,848.29499999999996,848.29499999999996,848.29499999999996,11.33,363.24700000000001,11.33,116,158.59,158.59,116,11.33,127.328,127.328,127.328,127.328,116,null,null,512,717.72900000000004,717.72900000000004,717.72900000000004,717.72900000000004,717.72900000000004,26.24,269.94600000000003,26.24,126,102.84,102.84,126,26.24,144.72800000000001,144.72800000000001,144.72800000000001,144.72800000000001,126]
[null,513,null,843.37300000000005,843.37300000000005,843.37300000000005,843.37300000000005,843.37300000000005,15.1,362.62200000000001,15.1,117,164.57,164.57,117,15.1,132.10400000000001,132.10400000000001,132.10400000000001,132.10400000000001,117,null,null,513,717.64300000000003,717.64300000000003,717.64300000000003,717.64300000000003,717.64300000000003,26.18,269.82100000000003,26.18,126,102.82,102.82,126,26.18,144.52000000000001,144.52000000000001,144.52000000000001,144.52000000000001,126]
[null,514,null,838.87699999999995,838.87699999999995,838.87699999999995,838.87699999999995,838.87699999999995,18.43,354.30500000000001,18.43,120,172.41,172.41,120,18.43,138.43199999999999,138.43199999999999,138.43199999999999,138.43199999999999,120,null,null,514,{"$f":"LARGE(D$13:D$8748,$X526)","v":717.56500000000005},{"$f":"LARGE(E$13:E$8748,$X526)","v":717.56500000000005},{"$f":"LARGE(F$13:F$8748,$X526)","v":717.56500000000005},{"$f":"LARGE(G$13:G$8748,$X526)","v":717.56500000000005},{"$f":"LARGE(H$13:H$8748,$X526)","v":717.56500000000005},{"$f":"LARGE(I$13:I$8748,$X526)","v":26.18},{"$f":"LARGE(J$13:J$8748,$X526)","v":269.73700000000002},{"$f":"LARGE(K$13:K$8748,$X526)","v":26.18},{"$f":"LARGE(L$13:L$8748,$X526)","v":125},{"$f":"LARGE(M$13:M$8748,$X526)","v":102.79},{"$f":"LARGE(N$13:N$8748,$X526)","v":102.79},{"$f":"LARGE(O$13:O$8748,$X526)","v":125},{"$f":"LARGE(P$13:P$8748,$X526)","v":26.18},{"$f":"LARGE(Q$13:Q$8748,$X526)","v":144.45599999999999},{"$f":"LARGE(R$13:R$8748,$X526)","v":144.45599999999999},{"$f":"LARGE(S$13:S$8748,$X526)","v":144.45599999999999},{"$f":"LARGE(T$13:T$8748,$X526)","v":144.45599999999999},{"$f":"LARGE(U$13:U$8748,$X526)","v":125}]
[null,{"$f":"B526+1","v":515},null,825.12800000000004,825.12800000000004,825.12800000000004,825.12800000000004,825.12800000000004,19.899999999999999,342.8,19.899999999999999,115,168.06,168.06,115,19.899999999999999,134.904,134.904,134.904,134.904,115,null,null,515,717.51099999999997,717.51099999999997,717.51099999999997,717.51099999999997,717.51099999999997,26.18,269.68900000000002,26.18,125,102.73,102.73,125,26.18,144.416,144.416,144.416,144.416,125]
[null,516,null,827.01400000000001,827.01400000000001,827.01400000000001,827.01400000000001,827.01400000000001,22.34,314.65800000000002,22.34,111,166.06,166.06,111,22.34,133.33600000000001,133.33600000000001,133.33600000000001,133.33600000000001,111,null,null,516,717.43299999999999,717.43299999999999,717.43299999999999,717.43299999999999,717.43299999999999,26.18,269.56400000000002,26.18,125,102.71,102.71,125,26.18,144.28800000000001,144.28800000000001,144.28800000000001,144.28800000000001,125]
[null,517,null,800.90899999999999,800.90899999999999,800.90899999999999,800.90899999999999,800.90899999999999,22.46,304.40600000000001,22.46,110,165.06,165.06,110,22.46,132.464,132.464,132.464,132.464,110,null,null,517,717.226,717.226,717.226,717.226,717.226,26.18,269.54500000000002,26.18,125,102.69,102.69,125,26.18,144.21600000000001,144.21600000000001,144.21600000000001,144.21600000000001,125]
[null,518,null,789.01199999999994,789.01199999999994,789.01199999999994,789.01199999999994,789.01199999999994,23.1,293.346,23.1,103,157.09,157.09,103,23.1,126.104,126.104,126.104,126.104,103,null,null,518,717.00800000000004,717.00800000000004,717.00800000000004,717.00800000000004,717.00800000000004,26.18,269.27,26.18,125,102.55,102.55,125,26.18,144.21600000000001,144.21600000000001,144.21600000000001,144.21600000000001,125]
[null,519,null,788.31299999999999,788.31299999999999,788.31299999999999,788.31299999999999,788.31299999999999,21.38,287.62099999999998,21.38,101,152.47999999999999,152.47999999999999,101,21.38,122.376,122.376,122.376,122.376,101,null,null,519,716.59900000000005,716.59900000000005,716.59900000000005,716.59900000000005,716.59900000000005,26.18,269.19299999999998,26.18,125,102.49,102.49,125,26.18,144.19200000000001,144.19200000000001,144.19200000000001,144.19200000000001,125]
[null,520,null,763.98599999999999,763.98599999999999,763.98599999999999,763.98599999999999,763.98599999999999,20.74,293.34300000000002,20.74,105,156.59,156.59,105,20.74,125.736,125.736,125.736,125.736,105,null,null,520,716.34199999999998,716.34199999999998,716.34199999999998,716.34199999999998,716.34199999999998,26.18,269.161,26.18,125,102.48,102.48,125,26.18,144.08799999999999,144.08799999999999,144.08799999999999,144.08799999999999,125]
[null,521,null,776.36599999999999,776.36599999999999,776.36599999999999,776.36599999999999,776.36599999999999,17.600000000000001,301.42899999999997,17.600000000000001,108,156.47,156.47,108,17.600000000000001,125.6,125.6,125.6,125.6,108,null,null,521,716.02300000000002,716.02300000000002,716.02300000000002,716.02300000000002,716.02300000000002,26.18,269.13200000000001,26.18,124,102.47,102.47,124,26.18,144.04,144.04,144.04,144.04,124]
[null,522,null,784.15700000000004,784.15700000000004,784.15700000000004,784.15700000000004,784.15700000000004,19.14,316.36200000000002,19.14,115,167.06,167.06,115,19.14,134.136,134.136,134.136,134.136,115,null,null,522,715.64099999999996,715.64099999999996,715.64099999999996,715.64099999999996,715.64099999999996,26.18,269.065,26.18,124,102.45,102.45,124,26.18,143.904,143.904,143.904,143.904,124]
[null,523,null,780.52800000000002,780.52800000000002,780.52800000000002,780.52800000000002,780.52800000000002,21.25,327.55,21.25,111,164.69,164.69,111,21.25,132.24799999999999,132.24799999999999,132.24799999999999,132.24799999999999,111,null,null,523,715.00199999999995,715.00199999999995,715.00199999999995,715.00199999999995,715.00199999999995,26.18,269.02,26.18,124,102.44,102.44,124,26.18,143.76,143.76,143.76,143.76,124]
[null,524,null,780.11699999999996,780.11699999999996,780.11699999999996,780.11699999999996,780.11699999999996,19.899999999999999,332.76600000000002,19.899999999999999,113,165.56,165.56,113,19.899999999999999,132.904,132.904,132.904,132.904,113,null,null,524,714.81600000000003,714.81600000000003,714.81600000000003,714.81600000000003,714.81600000000003,26.18,268.98500000000001,26.18,124,102.44,102.44,124,26.18,143.56,143.56,143.56,143.56,124]
[null,525,null,805.54700000000003,805.54700000000003,805.54700000000003,805.54700000000003,805.54700000000003,19.52,332.76900000000001,19.52,115,167.56,167.56,115,19.52,134.52000000000001,134.52000000000001,134.52000000000001,134.52000000000001,115,null,null,525,714.298,714.298,714.298,714.298,714.298,26.18,268.93,26.18,124,102.36,102.36,124,26.18,143.55199999999999,143.55199999999999,143.55199999999999,143.55199999999999,124]
[null,526,null,796.23699999999997,796.23699999999997,796.23699999999997,796.23699999999997,796.23699999999997,17.600000000000001,329.50099999999998,17.600000000000001,116,166.44,166.44,116,17.600000000000001,133.6,133.6,133.6,133.6,116,null,null,526,714.22299999999996,714.22299999999996,714.22299999999996,714.22299999999996,714.22299999999996,26.18,268.92,26.18,124,102.32,102.32,124,26.18,143.34399999999999,143.34399999999999,143.34399999999999,143.34399999999999,124]
[null,527,null,796.19500000000005,796.19500000000005,796.19500000000005,796.19500000000005,796.19500000000005,20.54,328.50799999999998,20.54,121,176.28,176.28,121,20.54,141.54400000000001,141.54400000000001,141.54400000000001,141.54400000000001,121,null,null,527,714.13900000000001,714.13900000000001,714.13900000000001,714.13900000000001,714.13900000000001,26.18,268.88799999999998,26.18,124,102.31,102.31,124,26.18,143.304,143.304,143.304,143.304,124]
[null,528,null,844.428,844.428,844.428,844.428,844.428,19.71,322.07799999999997,19.71,129,185.25,185.25,129,19.71,148.71199999999999,148.71199999999999,148.71199999999999,148.71199999999999,129,null,null,528,713.947,713.947,713.947,713.947,713.947,26.18,268.834,26.18,124,102.24,102.24,124,26.18,143.256,143.256,143.256,143.256,124]
[null,529,null,784.15300000000002,784.15300000000002,784.15300000000002,784.15300000000002,784.15300000000002,17.02,314.7,17.02,125,131.76,131.76,125,17.02,142.024,142.024,142.024,142.024,125,null,null,529,713.94399999999996,713.94399999999996,713.94399999999996,713.94399999999996,713.94399999999996,26.18,268.62299999999999,26.18,124,102.23,102.23,124,26.18,143.24799999999999,143.24799999999999,143.24799999999999,143.24799999999999,124]
[null,530,null,783.24300000000005,783.24300000000005,783.24300000000005,783.24300000000005,783.24300000000005,18.940000000000001,311.81900000000002,18.940000000000001,131,139.09,139.09,131,18.940000000000001,149.94399999999999,149.94399999999999,149.94399999999999,149.94399999999999,131,null,null,530,713.88699999999994,713.88699999999994,713.88699999999994,713.88699999999994,713.88699999999994,26.11,268.54599999999999,26.11,124,102.2,102.2,124,26.11,143.17599999999999,143.17599999999999,143.17599999999999,143.17599999999999,124]
[null,531,null,782.78200000000004,782.78200000000004,782.78200000000004,782.78200000000004,782.78200000000004,18.5,311.38,18.5,129,136.86000000000001,136.86000000000001,129,18.5,147.49600000000001,147.49600000000001,147.49600000000001,147.49600000000001,129,null,null,531,713.85,713.85,713.85,713.85,713.85,26.11,268.52,26.11,124,102.18,102.18,124,26.11,143.05600000000001,143.05600000000001,143.05600000000001,143.05600000000001,124]
[null,532,null,781.09299999999996,781.09299999999996,781.09299999999996,781.09299999999996,781.09299999999996,19.97,310.95400000000001,19.97,128,137.33000000000001,137.33000000000001,128,19.97,147.96799999999999,147.96799999999999,147.96799999999999,147.96799999999999,128,null,null,532,713.78499999999997,713.78499999999997,713.78499999999997,713.78499999999997,713.78499999999997,26.11,268.52,26.11,123,102.16,102.16,123,26.11,143.024,143.024,143.024,143.024,123]
[null,533,null,793.52300000000002,793.52300000000002,793.52300000000002,793.52300000000002,793.52300000000002,20.74,314.142,20.74,127,137.05000000000001,137.05000000000001,127,20.74,147.73599999999999,147.73599999999999,147.73599999999999,147.73599999999999,127,null,null,533,713.50800000000004,713.50800000000004,713.50800000000004,713.50800000000004,713.50800000000004,26.11,268.46899999999999,26.11,123,102.14,102.14,123,26.11,142.928,142.928,142.928,142.928,123]
[null,534,null,815.16,815.16,815.16,815.16,815.16,21.25,321.726,21.25,122,132.87,132.87,122,21.25,143.24799999999999,143.24799999999999,143.24799999999999,143.24799999999999,122,null,null,534,713.423,713.423,713.423,713.423,713.423,26.11,268.37599999999998,26.11,123,102.14,102.14,123,26.11,142.91999999999999,142.91999999999999,142.91999999999999,142.91999999999999,123]
[null,535,null,832.79700000000003,832.79700000000003,832.79700000000003,832.79700000000003,832.79700000000003,20.29,328.51799999999997,20.29,124,133.9,133.9,124,20.29,144.28800000000001,144.28800000000001,144.28800000000001,144.28800000000001,124,null,null,535,713.25599999999997,713.25599999999997,713.25599999999997,713.25599999999997,713.25599999999997,26.11,268.15199999999999,26.11,123,102.11,102.11,123,26.11,142.88,142.88,142.88,142.88,123]
[null,536,null,836.447,836.447,836.447,836.447,836.447,17.34,334.916,17.34,129,135.75,135.75,129,17.34,146.34399999999999,146.34399999999999,146.34399999999999,146.34399999999999,129,null,null,536,712.71100000000001,712.71100000000001,712.71100000000001,712.71100000000001,712.71100000000001,26.11,268.09399999999999,26.11,123,102.1,102.1,123,26.11,142.4,142.4,142.4,142.4,123]
[null,537,null,835.42,835.42,835.42,835.42,835.42,23.1,339.57100000000003,23.1,140,151.34,151.34,140,23.1,163.10400000000001,163.10400000000001,163.10400000000001,163.10400000000001,140,null,null,537,711.48699999999997,711.48699999999997,711.48699999999997,711.48699999999997,711.48699999999997,26.11,268.00400000000002,26.11,123,102.08,102.08,123,26.11,142.28,142.28,142.28,142.28,123]
[null,538,null,834.66200000000003,834.66200000000003,834.66200000000003,834.66200000000003,834.66200000000003,27.39,342.64,27.39,146,160.9,160.9,146,27.39,173.392,173.392,173.392,173.392,146,null,null,538,711.47900000000004,711.47900000000004,711.47900000000004,711.47900000000004,711.47900000000004,26.11,267.99099999999999,26.11,123,102.07,102.07,123,26.11,142.208,142.208,142.208,142.208,123]
[null,539,null,819.702,819.702,819.702,819.702,819.702,28.22,346.36599999999999,28.22,141,157,157,141,28.22,169.22399999999999,169.22399999999999,169.22399999999999,169.22399999999999,141,null,null,539,711.452,711.452,711.452,711.452,711.452,26.11,267.96600000000001,26.11,123,102.04,102.04,123,26.11,142.024,142.024,142.024,142.024,123]
[null,540,null,820.3,820.3,820.3,820.3,820.3,26.24,345.84699999999998,26.24,130,144.94,144.94,130,26.24,156.24,156.24,156.24,156.24,130,null,null,540,711.35,711.35,711.35,711.35,711.35,26.11,267.79300000000001,26.11,123,102.02,102.02,123,26.11,141.98400000000001,141.98400000000001,141.98400000000001,141.98400000000001,123]
[null,541,null,812.976,812.976,812.976,812.976,812.976,26.5,336.08499999999998,26.5,124,139.65,139.65,124,26.5,150.49600000000001,150.49600000000001,150.49600000000001,150.49600000000001,124,null,null,541,711.33199999999999,711.33199999999999,711.33199999999999,711.33199999999999,711.33199999999999,26.11,267.74799999999999,26.11,123,101.98,101.98,123,26.11,141.85599999999999,141.85599999999999,141.85599999999999,141.85599999999999,123]
[null,542,null,810.84799999999996,810.84799999999996,810.84799999999996,810.84799999999996,810.84799999999996,25.41,328.59399999999999,25.41,112,127.49,127.49,112,25.41,137.40799999999999,137.40799999999999,137.40799999999999,137.40799999999999,112,null,null,542,711.27,711.27,711.27,711.27,711.27,26.05,267.21300000000002,26.05,123,101.95,101.95,123,26.05,141.84800000000001,141.84800000000001,141.84800000000001,141.84800000000001,123]
[null,543,null,816.04600000000005,816.04600000000005,816.04600000000005,816.04600000000005,816.04600000000005,27.07,326.233,27.07,107,124.43,124.43,107,27.07,134.072,134.072,134.072,134.072,107,null,null,543,710.73,710.73,710.73,710.73,710.73,26.05,267.053,26.05,122,101.92,101.92,122,26.05,141.768,141.768,141.768,141.768,122]
[null,544,null,834.399,834.399,834.399,834.399,834.399,24.83,325.81700000000001,24.83,106,121.37,121.37,106,24.83,130.83199999999999,130.83199999999999,130.83199999999999,130.83199999999999,106,null,null,544,710.66,710.66,710.66,710.66,710.66,26.05,267.02100000000002,26.05,122,101.91,101.91,122,26.05,141.54400000000001,141.54400000000001,141.54400000000001,141.54400000000001,122]
[null,545,null,832.851,832.851,832.851,832.851,832.851,21.63,338.05200000000002,21.63,111,123.04,123.04,111,21.63,132.63200000000001,132.63200000000001,132.63200000000001,132.63200000000001,111,null,null,545,710.48800000000006,710.48800000000006,710.48800000000006,710.48800000000006,710.48800000000006,26.05,266.93700000000001,26.05,122,101.91,101.91,122,26.05,141.50399999999999,141.50399999999999,141.50399999999999,141.50399999999999,122]
[null,546,null,850.48699999999997,850.48699999999997,850.48699999999997,850.48699999999997,850.48699999999997,23.68,358.70699999999999,23.68,115,128.69999999999999,128.69999999999999,115,23.68,138.68,138.68,138.68,138.68,115,null,null,546,710.17600000000004,710.17600000000004,710.17600000000004,710.17600000000004,710.17600000000004,26.05,266.76400000000001,26.05,122,101.9,101.9,122,26.05,141.488,141.488,141.488,141.488,122]
[null,547,null,842.47699999999998,842.47699999999998,842.47699999999998,842.47699999999998,842.47699999999998,25.15,368.495,25.15,124,138.44,138.44,124,25.15,149.15199999999999,149.15199999999999,149.15199999999999,149.15199999999999,124,null,null,547,709.62599999999998,709.62599999999998,709.62599999999998,709.62599999999998,709.62599999999998,26.05,266.755,26.05,122,101.89,101.89,122,26.05,141.31200000000001,141.31200000000001,141.31200000000001,141.31200000000001,122]
[null,548,null,848.81700000000001,848.81700000000001,848.81700000000001,848.81700000000001,848.81700000000001,24.26,368.35700000000003,24.26,131,144.1,144.1,131,24.26,155.256,155.256,155.256,155.256,131,null,null,548,709.24400000000003,709.24400000000003,709.24400000000003,709.24400000000003,709.24400000000003,26.05,266.68400000000003,26.05,122,101.88,101.88,122,26.05,141.27199999999999,141.27199999999999,141.27199999999999,141.27199999999999,122]
[null,549,null,843.11800000000005,843.11800000000005,843.11800000000005,843.11800000000005,843.11800000000005,24.9,367.52100000000002,24.9,142,154.86000000000001,154.86000000000001,142,24.9,166.89599999999999,166.89599999999999,166.89599999999999,166.89599999999999,142,null,null,549,708.81799999999998,708.81799999999998,708.81799999999998,708.81799999999998,708.81799999999998,26.05,266.67099999999999,26.05,122,101.87,101.87,122,26.05,141.22399999999999,141.22399999999999,141.22399999999999,141.22399999999999,122]
[null,550,null,853.39300000000003,853.39300000000003,853.39300000000003,853.39300000000003,853.39300000000003,23.1,363.9,23.1,144,155.05000000000001,155.05000000000001,144,23.1,167.10400000000001,167.10400000000001,167.10400000000001,167.10400000000001,144,null,null,550,708.12900000000002,708.12900000000002,708.12900000000002,708.12900000000002,708.12900000000002,26.05,266.41500000000002,26.05,122,101.79,101.79,122,26.05,141.21600000000001,141.21600000000001,141.21600000000001,141.21600000000001,122]
[null,551,null,844.15099999999995,844.15099999999995,844.15099999999995,844.15099999999995,844.15099999999995,22.53,371.95499999999998,22.53,145,155.41999999999999,155.41999999999999,145,22.53,167.52799999999999,167.52799999999999,167.52799999999999,167.52799999999999,145,null,null,551,707.26199999999994,707.26199999999994,707.26199999999994,707.26199999999994,707.26199999999994,26.05,266.34800000000001,26.05,122,101.78,101.78,122,26.05,141.072,141.072,141.072,141.072,122]
[null,552,null,779.48900000000003,779.48900000000003,779.48900000000003,779.48900000000003,779.48900000000003,23.23,367.60399999999998,23.23,137,148.65,148.65,137,23.23,160.232,160.232,160.232,160.232,137,null,null,552,707.18100000000004,707.18100000000004,707.18100000000004,707.18100000000004,707.18100000000004,26.05,266.15899999999999,26.05,122,101.78,101.78,122,26.05,140.84800000000001,140.84800000000001,140.84800000000001,140.84800000000001,122]
[null,553,null,838.07600000000002,838.07600000000002,838.07600000000002,838.07600000000002,838.07600000000002,18.5,362.84,18.5,134,100.63,100.63,134,18.5,152.49600000000001,152.49600000000001,152.49600000000001,152.49600000000001,134,null,null,553,707.11599999999999,707.11599999999999,707.11599999999999,707.11599999999999,707.11599999999999,26.05,266.09199999999998,26.05,122,101.76,101.76,122,26.05,140.71199999999999,140.71199999999999,140.71199999999999,140.71199999999999,122]
[null,554,null,841.44,841.44,841.44,841.44,841.44,21.57,358.87400000000002,21.57,136,104,104,136,21.57,157.56800000000001,157.56800000000001,157.56800000000001,157.56800000000001,136,null,null,554,706.77200000000005,706.77200000000005,706.77200000000005,706.77200000000005,706.77200000000005,25.98,265.93799999999999,25.98,122,101.75,101.75,122,25.98,140.6,140.6,140.6,140.6,122]
[null,555,null,843.00599999999997,843.00599999999997,843.00599999999997,843.00599999999997,843.00599999999997,19.579999999999998,354.76299999999998,19.579999999999998,128,97.4,97.4,128,19.579999999999998,147.584,147.584,147.584,147.584,128,null,null,555,706.399,706.399,706.399,706.399,706.399,25.98,265.93099999999998,25.98,122,101.65,101.65,122,25.98,140.49600000000001,140.49600000000001,140.49600000000001,140.49600000000001,122]
[null,556,null,841.43100000000004,841.43100000000004,841.43100000000004,841.43100000000004,841.43100000000004,17.22,352.392,17.22,127,95.15,95.15,127,17.22,144.21600000000001,144.21600000000001,144.21600000000001,144.21600000000001,127,null,null,556,705.85799999999995,705.85799999999995,705.85799999999995,705.85799999999995,705.85799999999995,25.98,265.85399999999998,25.98,121,101.51,101.51,121,25.98,140.40799999999999,140.40799999999999,140.40799999999999,140.40799999999999,121]
[null,557,null,848.57600000000002,848.57600000000002,848.57600000000002,848.57600000000002,848.57600000000002,17.86,352.72899999999998,17.86,124,93.64,93.64,124,17.86,141.85599999999999,141.85599999999999,141.85599999999999,141.85599999999999,124,null,null,557,705.59100000000001,705.59100000000001,705.59100000000001,705.59100000000001,705.59100000000001,25.98,265.80599999999998,25.98,121,101.48,101.48,121,25.98,140.16800000000001,140.16800000000001,140.16800000000001,140.16800000000001,121]
[null,558,null,895.23500000000001,895.23500000000001,895.23500000000001,895.23500000000001,895.23500000000001,19.84,352.61700000000002,19.84,128,97.53,97.53,128,19.84,147.84,147.84,147.84,147.84,128,null,null,558,704.78599999999994,704.78599999999994,704.78599999999994,704.78599999999994,704.78599999999994,25.98,265.65300000000002,25.98,121,101.47,101.47,121,25.98,140.15199999999999,140.15199999999999,140.15199999999999,140.15199999999999,121]
[null,559,null,924.31200000000001,924.31200000000001,924.31200000000001,924.31200000000001,924.31200000000001,18.37,352.322,18.37,133,99.9,99.9,133,18.37,151.36799999999999,151.36799999999999,151.36799999999999,151.36799999999999,133,null,null,559,704.596,704.596,704.596,704.596,704.596,25.98,265.63299999999998,25.98,121,101.43,101.43,121,25.98,140.15199999999999,140.15199999999999,140.15199999999999,140.15199999999999,121]
[null,560,null,958.20100000000002,958.20100000000002,958.20100000000002,958.20100000000002,958.20100000000002,17.41,356.22699999999998,17.41,136,101.22,101.22,136,17.41,153.40799999999999,153.40799999999999,153.40799999999999,153.40799999999999,136,null,null,560,704.45500000000004,704.45500000000004,704.45500000000004,704.45500000000004,704.45500000000004,25.98,265.50799999999998,25.98,121,101.37,101.37,121,25.98,140.12799999999999,140.12799999999999,140.12799999999999,140.12799999999999,121]
[null,561,null,955.07299999999998,955.07299999999998,955.07299999999998,955.07299999999998,955.07299999999998,27.78,359.04700000000003,27.78,135,107.43,107.43,135,27.78,162.77600000000001,162.77600000000001,162.77600000000001,162.77600000000001,135,null,null,561,704.14599999999996,704.14599999999996,704.14599999999996,704.14599999999996,704.14599999999996,25.98,265.43799999999999,25.98,121,101.37,101.37,121,25.98,140.096,140.096,140.096,140.096,121]
[null,562,null,951.36300000000006,951.36300000000006,951.36300000000006,951.36300000000006,951.36300000000006,28.99,361.84300000000002,28.99,137,109.54,109.54,137,28.99,165.99199999999999,165.99199999999999,165.99199999999999,165.99199999999999,137,null,null,562,703.99599999999998,703.99599999999998,703.99599999999998,703.99599999999998,703.99599999999998,25.98,265.39299999999997,25.98,121,101.36,101.36,121,25.98,140.04,140.04,140.04,140.04,121]
[null,563,null,913.822,913.822,913.822,913.822,913.822,29.25,363.62799999999999,29.25,138,110.33,110.33,138,29.25,167.24799999999999,167.24799999999999,167.24799999999999,167.24799999999999,138,null,null,563,703.04100000000005,703.04100000000005,703.04100000000005,703.04100000000005,703.04100000000005,25.98,265.33199999999999,25.98,121,101.36,101.36,121,25.98,139.96,139.96,139.96,139.96,121]
[null,564,null,929.51199999999994,929.51199999999994,929.51199999999994,929.51199999999994,929.51199999999994,28.67,360.07799999999997,28.67,135,108.02,108.02,135,28.67,163.672,163.672,163.672,163.672,135,null,null,564,702.80499999999995,702.80499999999995,702.80499999999995,702.80499999999995,702.80499999999995,25.98,264.97300000000001,25.98,121,101.33,101.33,121,25.98,139.928,139.928,139.928,139.928,121]
[null,565,null,904.72500000000002,904.72500000000002,904.72500000000002,904.72500000000002,904.72500000000002,30.21,352.745,30.21,140,112.31,112.31,140,30.21,170.208,170.208,170.208,170.208,140,null,null,565,702.78599999999994,702.78599999999994,702.78599999999994,702.78599999999994,702.78599999999994,25.98,264.88400000000001,25.98,121,101.27,101.27,121,25.98,139.80799999999999,139.80799999999999,139.80799999999999,139.80799999999999,121]
[null,566,null,901.21199999999999,901.21199999999999,901.21199999999999,901.21199999999999,901.21199999999999,30.78,343.012,30.78,143,114.69,114.69,143,30.78,173.78399999999999,173.78399999999999,173.78399999999999,173.78399999999999,143,null,null,566,702.64300000000003,702.64300000000003,702.64300000000003,702.64300000000003,702.64300000000003,25.98,264.85500000000002,25.98,121,101.27,101.27,121,25.98,139.768,139.768,139.768,139.768,121]
[null,567,null,901.947,901.947,901.947,901.947,901.947,30.4,335.822,30.4,148,117.72,117.72,148,30.4,178.4,178.4,178.4,178.4,148,null,null,567,702.63099999999997,702.63099999999997,702.63099999999997,702.63099999999997,702.63099999999997,25.98,264.24299999999999,25.98,121,101.26,101.26,121,25.98,139.75200000000001,139.75200000000001,139.75200000000001,139.75200000000001,121]
[null,568,null,891.58699999999999,891.58699999999999,891.58699999999999,891.58699999999999,891.58699999999999,29.82,334.93200000000002,29.82,144,114.69,114.69,144,29.82,173.82400000000001,173.82400000000001,173.82400000000001,173.82400000000001,144,null,null,568,702.26,702.26,702.26,702.26,702.26,25.98,264.09199999999998,25.98,121,101.22,101.22,121,25.98,139.75200000000001,139.75200000000001,139.75200000000001,139.75200000000001,121]
[null,569,null,896.46299999999997,896.46299999999997,896.46299999999997,896.46299999999997,896.46299999999997,25.02,336.98200000000003,25.02,144,111.52,111.52,144,25.02,169.024,169.024,169.024,169.024,144,null,null,569,702.08900000000006,702.08900000000006,702.08900000000006,702.08900000000006,702.08900000000006,25.92,263.96699999999998,25.92,121,101.22,101.22,121,25.92,139.70400000000001,139.70400000000001,139.70400000000001,139.70400000000001,121]
[null,570,null,895.93600000000004,895.93600000000004,895.93600000000004,895.93600000000004,895.93600000000004,28.42,341.94099999999997,28.42,152,119.04,119.04,152,28.42,180.416,180.416,180.416,180.416,152,null,null,570,701.59900000000005,701.59900000000005,701.59900000000005,701.59900000000005,701.59900000000005,25.92,263.88099999999997,25.92,121,101.2,101.2,121,25.92,139.55199999999999,139.55199999999999,139.55199999999999,139.55199999999999,121]
[null,571,null,898.10199999999998,898.10199999999998,898.10199999999998,898.10199999999998,898.10199999999998,27.58,346.83,27.58,158,122.47,122.47,158,27.58,185.584,185.584,185.584,185.584,158,null,null,571,701.06799999999998,701.06799999999998,701.06799999999998,701.06799999999998,701.06799999999998,25.92,263.875,25.92,121,101.18,101.18,121,25.92,139.376,139.376,139.376,139.376,121]
[null,572,null,902.57500000000005,902.57500000000005,902.57500000000005,902.57500000000005,902.57500000000005,27.33,350.77600000000001,27.33,160,123.6,123.6,160,27.33,187.328,187.328,187.328,187.328,160,null,null,572,700.91399999999999,700.91399999999999,700.91399999999999,700.91399999999999,700.91399999999999,25.92,263.83,25.92,121,101.18,101.18,121,25.92,139.36799999999999,139.36799999999999,139.36799999999999,139.36799999999999,121]
[null,573,null,908.14200000000005,908.14200000000005,908.14200000000005,908.14200000000005,908.14200000000005,25.41,355.54199999999997,25.41,166,126.3,126.3,166,25.41,191.40799999999999,191.40799999999999,191.40799999999999,191.40799999999999,166,null,null,573,700.79700000000003,700.79700000000003,700.79700000000003,700.79700000000003,700.79700000000003,25.92,263.72699999999998,25.92,121,101.18,101.18,121,25.92,139.33600000000001,139.33600000000001,139.33600000000001,139.33600000000001,121]
[null,574,null,897.54300000000001,897.54300000000001,897.54300000000001,897.54300000000001,897.54300000000001,26.56,359.98200000000003,26.56,163,125.11,125.11,163,26.56,189.56,189.56,189.56,189.56,163,null,null,574,700.17200000000003,700.17200000000003,700.17200000000003,700.17200000000003,700.17200000000003,25.92,263.72399999999999,25.92,120,101.17,101.17,120,25.92,139.304,139.304,139.304,139.304,120]
[null,575,null,884.56700000000001,884.56700000000001,884.56700000000001,884.56700000000001,884.56700000000001,26.88,369.46899999999999,26.88,164,125.97,125.97,164,26.88,190.88,190.88,190.88,190.88,164,null,null,575,699.774,699.774,699.774,699.774,699.774,25.92,263.52499999999998,25.92,120,101.13,101.13,120,25.92,139.24799999999999,139.24799999999999,139.24799999999999,139.24799999999999,120]
[null,576,null,836.87099999999998,836.87099999999998,836.87099999999998,836.87099999999998,836.87099999999998,26.05,378.60899999999998,26.05,161,123.4,123.4,161,26.05,187.048,187.048,187.048,187.048,161,null,null,576,699.23199999999997,699.23199999999997,699.23199999999997,699.23199999999997,699.23199999999997,25.92,263.50299999999999,25.92,120,101.05,101.05,120,25.92,139.06399999999999,139.06399999999999,139.06399999999999,139.06399999999999,120]
[null,577,null,882.91600000000005,882.91600000000005,882.91600000000005,882.91600000000005,882.91600000000005,21.44,380.339,21.44,157,101.51,101.51,157,21.44,178.44,178.44,178.44,178.44,157,null,null,577,699.15200000000004,699.15200000000004,699.15200000000004,699.15200000000004,699.15200000000004,25.86,263.38799999999998,25.86,120,101.04,101.04,120,25.86,139.00800000000001,139.00800000000001,139.00800000000001,139.00800000000001,120]
[null,578,null,878.82100000000003,878.82100000000003,878.82100000000003,878.82100000000003,878.82100000000003,23.94,387.91,23.94,155,101.79,101.79,155,23.94,178.93600000000001,178.93600000000001,178.93600000000001,178.93600000000001,155,null,null,578,{"$f":"LARGE(D$13:D$8748,$X590)","v":699.14400000000001},{"$f":"LARGE(E$13:E$8748,$X590)","v":699.14400000000001},{"$f":"LARGE(F$13:F$8748,$X590)","v":699.14400000000001},{"$f":"LARGE(G$13:G$8748,$X590)","v":699.14400000000001},{"$f":"LARGE(H$13:H$8748,$X590)","v":699.14400000000001},{"$f":"LARGE(I$13:I$8748,$X590)","v":25.86},{"$f":"LARGE(J$13:J$8748,$X590)","v":263.375},{"$f":"LARGE(K$13:K$8748,$X590)","v":25.86},{"$f":"LARGE(L$13:L$8748,$X590)","v":120},{"$f":"LARGE(M$13:M$8748,$X590)","v":101},{"$f":"LARGE(N$13:N$8748,$X590)","v":101},{"$f":"LARGE(O$13:O$8748,$X590)","v":120},{"$f":"LARGE(P$13:P$8748,$X590)","v":25.86},{"$f":"LARGE(Q$13:Q$8748,$X590)","v":138.98400000000001},{"$f":"LARGE(R$13:R$8748,$X590)","v":138.98400000000001},{"$f":"LARGE(S$13:S$8748,$X590)","v":138.98400000000001},{"$f":"LARGE(T$13:T$8748,$X590)","v":138.98400000000001},{"$f":"LARGE(U$13:U$8748,$X590)","v":120}]
[null,{"$f":"B590+1","v":579},null,879.69299999999998,879.69299999999998,879.69299999999998,879.69299999999998,879.69299999999998,23.68,393.73399999999998,23.68,149,98.27,98.27,149,23.68,172.68,172.68,172.68,172.68,149,null,null,579,697.51499999999999,697.51499999999999,697.51499999999999,697.51499999999999,697.51499999999999,25.86,263.279,25.86,120,100.97,100.97,120,25.86,138.83199999999999,138.83199999999999,138.83199999999999,138.83199999999999,120]
[null,580,null,882.26,882.26,882.26,882.26,882.26,24.19,392.28899999999999,24.19,150,99.12,99.12,150,24.19,174.19200000000001,174.19200000000001,174.19200000000001,174.19200000000001,150,null,null,580,697.37199999999996,697.37199999999996,697.37199999999996,697.37199999999996,697.37199999999996,25.86,263.20499999999998,25.86,120,100.96,100.96,120,25.86,138.77600000000001,138.77600000000001,138.77600000000001,138.77600000000001,120]
[null,581,null,899.77599999999995,899.77599999999995,899.77599999999995,899.77599999999995,899.77599999999995,23.49,389.74900000000002,23.49,151,99.29,99.29,151,23.49,174.488,174.488,174.488,174.488,151,null,null,581,697.11,697.11,697.11,697.11,697.11,25.86,263.17599999999999,25.86,120,100.92,100.92,120,25.86,138.72800000000001,138.72800000000001,138.72800000000001,138.72800000000001,120]
[null,582,null,945.69500000000005,945.69500000000005,945.69500000000005,945.69500000000005,945.69500000000005,23.62,389.66199999999998,23.62,154,101.05,101.05,154,23.62,177.61600000000001,177.61600000000001,177.61600000000001,177.61600000000001,154,null,null,582,697.024,697.024,697.024,697.024,697.024,25.86,263.13400000000001,25.86,120,100.89,100.89,120,25.86,138.68,138.68,138.68,138.68,120]
[null,583,null,968.03,968.03,968.03,968.03,968.03,24.06,389.94099999999997,24.06,161,105.32,105.32,161,24.06,185.06399999999999,185.06399999999999,185.06399999999999,185.06399999999999,161,null,null,583,696.40700000000004,696.40700000000004,696.40700000000004,696.40700000000004,696.40700000000004,25.86,263.02499999999998,25.86,120,100.89,100.89,120,25.86,138.672,138.672,138.672,138.672,120]
[null,584,null,1000,1000,1000,1000,1000,19.14,391.97800000000001,19.14,163,103.61,103.61,163,19.14,182.136,182.136,182.136,182.136,163,null,null,584,696.39599999999996,696.39599999999996,696.39599999999996,696.39599999999996,696.39599999999996,25.79,263.00599999999997,25.79,120,100.86,100.86,120,25.79,138.57599999999999,138.57599999999999,138.57599999999999,138.57599999999999,120]
[null,585,null,990.57299999999998,990.57299999999998,990.57299999999998,990.57299999999998,990.57299999999998,27.33,395.07,27.33,162,107.71,107.71,162,27.33,189.328,189.328,189.328,189.328,162,null,null,585,696.298,696.298,696.298,696.298,696.298,25.79,262.79199999999997,25.79,120,100.84,100.84,120,25.79,138.56,138.56,138.56,138.56,120]
[null,586,null,989.68600000000004,989.68600000000004,989.68600000000004,989.68600000000004,989.68600000000004,29.25,398.92700000000002,29.25,162,108.79,108.79,162,29.25,191.24799999999999,191.24799999999999,191.24799999999999,191.24799999999999,162,null,null,586,696.29700000000003,696.29700000000003,696.29700000000003,696.29700000000003,696.29700000000003,25.79,262.76,25.79,120,100.82,100.82,120,25.79,138.55199999999999,138.55199999999999,138.55199999999999,138.55199999999999,120]
[null,587,null,967.69899999999996,967.69899999999996,967.69899999999996,967.69899999999996,967.69899999999996,28.86,398.68099999999998,28.86,154,104.07,104.07,154,28.86,182.864,182.864,182.864,182.864,154,null,null,587,696.096,696.096,696.096,696.096,696.096,25.79,262.65100000000001,25.79,120,100.81,100.81,120,25.79,138.488,138.488,138.488,138.488,120]
[null,588,null,951.59500000000003,951.59500000000003,951.59500000000003,951.59500000000003,951.59500000000003,30.85,391.72899999999998,30.85,145,100.03,100.03,145,30.85,175.84800000000001,175.84800000000001,175.84800000000001,175.84800000000001,145,null,null,588,695.99400000000003,695.99400000000003,695.99400000000003,695.99400000000003,695.99400000000003,25.79,262.625,25.79,120,100.76,100.76,120,25.79,138.43199999999999,138.43199999999999,138.43199999999999,138.43199999999999,120]
[null,589,null,941.21500000000003,941.21500000000003,941.21500000000003,941.21500000000003,941.21500000000003,31.81,380.72699999999998,31.81,144,100.03,100.03,144,31.81,175.80799999999999,175.80799999999999,175.80799999999999,175.80799999999999,144,null,null,589,695.91099999999994,695.91099999999994,695.91099999999994,695.91099999999994,695.91099999999994,25.79,262.55500000000001,25.79,120,100.74,100.74,120,25.79,138.28,138.28,138.28,138.28,120]
[null,590,null,930.40200000000004,930.40200000000004,930.40200000000004,930.40200000000004,930.40200000000004,29.76,363.529,29.76,140,96.61,96.61,140,29.76,169.76,169.76,169.76,169.76,140,null,null,590,695.63699999999994,695.63699999999994,695.63699999999994,695.63699999999994,695.63699999999994,25.79,262.529,25.79,119,100.74,100.74,119,25.79,138.21600000000001,138.21600000000001,138.21600000000001,138.21600000000001,119]
[null,591,null,901.25099999999998,901.25099999999998,901.25099999999998,901.25099999999998,901.25099999999998,30.21,347.06799999999998,30.21,139,96.27,96.27,139,30.21,169.208,169.208,169.208,169.208,139,null,null,591,695.43100000000004,695.43100000000004,695.43100000000004,695.43100000000004,695.43100000000004,25.79,262.23099999999999,25.79,119,100.71,100.71,119,25.79,137.952,137.952,137.952,137.952,119]
[null,592,null,904.18499999999995,904.18499999999995,904.18499999999995,904.18499999999995,904.18499999999995,27.07,337.99400000000003,27.07,133,91.1,91.1,133,27.07,160.072,160.072,160.072,160.072,133,null,null,592,695.279,695.279,695.279,695.279,695.279,25.79,262.202,25.79,119,100.63,100.63,119,25.79,137.91200000000001,137.91200000000001,137.91200000000001,137.91200000000001,119]
[null,593,null,914.89,914.89,914.89,914.89,914.89,23.74,342.39600000000002,23.74,138,92.01,92.01,138,23.74,161.744,161.744,161.744,161.744,138,null,null,593,695.10799999999995,695.10799999999995,695.10799999999995,695.10799999999995,695.10799999999995,25.79,262.10000000000002,25.79,119,100.57,100.57,119,25.79,137.83199999999999,137.83199999999999,137.83199999999999,137.83199999999999,119]
[null,594,null,930.98099999999999,930.98099999999999,930.98099999999999,930.98099999999999,930.98099999999999,28.16,352.51100000000002,28.16,143,97.41,97.41,143,28.16,171.16,171.16,171.16,171.16,143,null,null,594,695.1,695.1,695.1,695.1,695.1,25.79,262.08,25.79,119,100.56,100.56,119,25.79,137.696,137.696,137.696,137.696,119]
[null,595,null,938.37599999999998,938.37599999999998,938.37599999999998,938.37599999999998,938.37599999999998,27.84,361.77300000000002,27.84,146,98.89,98.89,146,27.84,173.84,173.84,173.84,173.84,146,null,null,595,694.84900000000005,694.84900000000005,694.84900000000005,694.84900000000005,694.84900000000005,25.73,261.97800000000001,25.73,119,100.56,100.56,119,25.73,137.63999999999999,137.63999999999999,137.63999999999999,137.63999999999999,119]
[null,596,null,941.32500000000005,941.32500000000005,941.32500000000005,941.32500000000005,941.32500000000005,26.05,367.48899999999998,26.05,147,98.44,98.44,147,26.05,173.048,173.048,173.048,173.048,147,null,null,596,694.52300000000002,694.52300000000002,694.52300000000002,694.52300000000002,694.52300000000002,25.73,261.92,25.73,119,100.48,100.48,119,25.73,137.54400000000001,137.54400000000001,137.54400000000001,137.54400000000001,119]
[null,597,null,940.96900000000005,940.96900000000005,940.96900000000005,940.96900000000005,940.96900000000005,25.92,372.173,25.92,148,98.95,98.95,148,25.92,173.92,173.92,173.92,173.92,148,null,null,597,693.71100000000001,693.71100000000001,693.71100000000001,693.71100000000001,693.71100000000001,25.73,261.88499999999999,25.73,119,100.48,100.48,119,25.73,137.49600000000001,137.49600000000001,137.49600000000001,137.49600000000001,119]
[null,598,null,921.09400000000005,921.09400000000005,921.09400000000005,921.09400000000005,921.09400000000005,28.42,376.29899999999998,28.42,148,100.37,100.37,148,28.42,176.416,176.416,176.416,176.416,148,null,null,598,693.68299999999999,693.68299999999999,693.68299999999999,693.68299999999999,693.68299999999999,25.73,261.85300000000001,25.73,119,100.38,100.38,119,25.73,137.40799999999999,137.40799999999999,137.40799999999999,137.40799999999999,119]
[null,599,null,914.29300000000001,914.29300000000001,914.29300000000001,914.29300000000001,914.29300000000001,28.86,376.96199999999999,28.86,152,102.93,102.93,152,28.86,180.864,180.864,180.864,180.864,152,null,null,599,692.95399999999995,692.95399999999995,692.95399999999995,692.95399999999995,692.95399999999995,25.73,261.81400000000002,25.73,119,100.37,100.37,119,25.73,137.28,137.28,137.28,137.28,119]
[null,600,null,875.4,875.4,875.4,875.4,875.4,28.93,379.25599999999997,28.93,149,101.22,101.22,149,28.93,177.928,177.928,177.928,177.928,149,null,null,600,692.28800000000001,692.28800000000001,692.28800000000001,692.28800000000001,692.28800000000001,25.73,261.75400000000002,25.73,119,100.26,100.26,119,25.73,137.096,137.096,137.096,137.096,119]
[null,601,null,830.17399999999998,830.17399999999998,830.17399999999998,830.17399999999998,830.17399999999998,20.93,377.661,20.93,144,91.55,91.55,144,20.93,164.928,164.928,164.928,164.928,144,null,null,601,691.28200000000004,691.28200000000004,691.28200000000004,691.28200000000004,691.28200000000004,25.73,261.69299999999998,25.73,119,100.24,100.24,119,25.73,137.024,137.024,137.024,137.024,119]
[null,602,null,829.74900000000002,829.74900000000002,829.74900000000002,829.74900000000002,829.74900000000002,25.34,376.44600000000003,25.34,142,92.89,92.89,142,25.34,167.34399999999999,167.34399999999999,167.34399999999999,167.34399999999999,142,null,null,602,690.77499999999998,690.77499999999998,690.77499999999998,690.77499999999998,690.77499999999998,25.73,261.613,25.73,119,100.22,100.22,119,25.73,136.976,136.976,136.976,136.976,119]
[null,603,null,831.38099999999997,831.38099999999997,831.38099999999997,831.38099999999997,831.38099999999997,21.57,372.07,21.57,133,85.84,85.84,133,21.57,154.56800000000001,154.56800000000001,154.56800000000001,154.56800000000001,133,null,null,603,690.74400000000003,690.74400000000003,690.74400000000003,690.74400000000003,690.74400000000003,25.73,261.60899999999998,25.73,119,100.21,100.21,119,25.73,136.93600000000001,136.93600000000001,136.93600000000001,136.93600000000001,119]
[null,604,null,831.04499999999996,831.04499999999996,831.04499999999996,831.04499999999996,831.04499999999996,22.98,367.04300000000001,22.98,128,83.84,83.84,128,22.98,150.976,150.976,150.976,150.976,128,null,null,604,690.63900000000001,690.63900000000001,690.63900000000001,690.63900000000001,690.63900000000001,25.73,261.59300000000002,25.73,118,100.08,100.08,118,25.73,136.816,136.816,136.816,136.816,118]
[null,605,null,833.91399999999999,833.91399999999999,833.91399999999999,833.91399999999999,833.91399999999999,23.36,352.40800000000002,23.36,129,84.61,84.61,129,23.36,152.36000000000001,152.36000000000001,152.36000000000001,152.36000000000001,129,null,null,605,690.05600000000004,690.05600000000004,690.05600000000004,690.05600000000004,690.05600000000004,25.73,261.57100000000003,25.73,118,100.06,100.06,118,25.73,136.608,136.608,136.608,136.608,118]
[null,606,null,840.40200000000004,840.40200000000004,840.40200000000004,840.40200000000004,840.40200000000004,23.3,340.88099999999997,23.3,134,87.33,87.33,134,23.3,157.29599999999999,157.29599999999999,157.29599999999999,157.29599999999999,134,null,null,606,689.72,689.72,689.72,689.72,689.72,25.73,261.54199999999997,25.73,118,100.03,100.03,118,25.73,136.44,136.44,136.44,136.44,118]
[null,607,null,844.81399999999996,844.81399999999996,844.81399999999996,844.81399999999996,844.81399999999996,22.66,334.87700000000001,22.66,142,91.44,91.44,142,22.66,164.65600000000001,164.65600000000001,164.65600000000001,164.65600000000001,142,null,null,607,689.44100000000003,689.44100000000003,689.44100000000003,689.44100000000003,689.44100000000003,25.66,261.52600000000001,25.66,118,100.03,100.03,118,25.66,136.43199999999999,136.43199999999999,136.43199999999999,136.43199999999999,118]
[null,608,null,857.35900000000004,857.35900000000004,857.35900000000004,857.35900000000004,857.35900000000004,20.16,322.77300000000002,20.16,143,90.61,90.61,143,20.16,163.16,163.16,163.16,163.16,143,null,null,608,688.73400000000004,688.73400000000004,688.73400000000004,688.73400000000004,688.73400000000004,25.66,261.48099999999999,25.66,118,99.98,99.98,118,25.66,136.43199999999999,136.43199999999999,136.43199999999999,136.43199999999999,118]
[null,609,null,866.56100000000004,866.56100000000004,866.56100000000004,866.56100000000004,866.56100000000004,28.03,319.09500000000003,28.03,145,96.05,96.05,145,28.03,173.03200000000001,173.03200000000001,173.03200000000001,173.03200000000001,145,null,null,609,688.51499999999999,688.51499999999999,688.51499999999999,688.51499999999999,688.51499999999999,25.66,261.44600000000003,25.66,118,99.9,99.9,118,25.66,136.376,136.376,136.376,136.376,118]
[null,610,null,870.08100000000002,870.08100000000002,870.08100000000002,870.08100000000002,870.08100000000002,29.25,322.863,29.25,141,94.5,94.5,141,29.25,170.24799999999999,170.24799999999999,170.24799999999999,170.24799999999999,141,null,null,610,687.75199999999995,687.75199999999995,687.75199999999995,687.75199999999995,687.75199999999995,25.66,261.286,25.66,118,99.85,99.85,118,25.66,136.328,136.328,136.328,136.328,118]
[null,611,null,871.19,871.19,871.19,871.19,871.19,30.46,327.358,30.46,142,95.77,95.77,142,30.46,172.464,172.464,172.464,172.464,142,null,null,611,687.63900000000001,687.63900000000001,687.63900000000001,687.63900000000001,687.63900000000001,25.66,261.26299999999998,25.66,118,99.81,99.81,118,25.66,136.32,136.32,136.32,136.32,118]
[null,612,null,862.20799999999997,862.20799999999997,862.20799999999997,862.20799999999997,862.20799999999997,30.59,328.11700000000002,30.59,130,89.17,89.17,130,30.59,160.59200000000001,160.59200000000001,160.59200000000001,160.59200000000001,130,null,null,612,687.56700000000001,687.56700000000001,687.56700000000001,687.56700000000001,687.56700000000001,25.66,261.08699999999999,25.66,118,99.78,99.78,118,25.66,136.31200000000001,136.31200000000001,136.31200000000001,136.31200000000001,118]
[null,613,null,837.09299999999996,837.09299999999996,837.09299999999996,837.09299999999996,837.09299999999996,30.53,315.50400000000002,30.53,123,85.22,85.22,123,30.53,153.52799999999999,153.52799999999999,153.52799999999999,153.52799999999999,123,null,null,613,686.71,686.71,686.71,686.71,686.71,25.66,261.08699999999999,25.66,118,99.76,99.76,118,25.66,136.304,136.304,136.304,136.304,118]
[null,614,null,803.851,803.851,803.851,803.851,803.851,29.76,296.31900000000002,29.76,117,81.5,81.5,117,29.76,146.76,146.76,146.76,146.76,117,null,null,614,686.26400000000001,686.26400000000001,686.26400000000001,686.26400000000001,686.26400000000001,25.66,261.08100000000002,25.66,118,99.72,99.72,118,25.66,136.29599999999999,136.29599999999999,136.29599999999999,136.29599999999999,118]
[null,615,null,790.03399999999999,790.03399999999999,790.03399999999999,790.03399999999999,790.03399999999999,29.38,291.41800000000001,29.38,110,77.400000000000006,77.400000000000006,110,29.38,139.376,139.376,139.376,139.376,110,null,null,615,686.13699999999994,686.13699999999994,686.13699999999994,686.13699999999994,686.13699999999994,25.66,261.07400000000001,25.66,118,99.7,99.7,118,25.66,136.28,136.28,136.28,136.28,118]
[null,616,null,791.71699999999998,791.71699999999998,791.71699999999998,791.71699999999998,791.71699999999998,26.37,292.73399999999998,26.37,105,72.959999999999994,72.959999999999994,105,26.37,131.36799999999999,131.36799999999999,131.36799999999999,131.36799999999999,105,null,null,616,685.39800000000002,685.39800000000002,685.39800000000002,685.39800000000002,685.39800000000002,25.66,261.02999999999997,25.66,118,99.66,99.66,118,25.66,136.10400000000001,136.10400000000001,136.10400000000001,136.10400000000001,118]
[null,617,null,792.73199999999997,792.73199999999997,792.73199999999997,792.73199999999997,792.73199999999997,25.54,294.625,25.54,108,74.12,74.12,108,25.54,133.536,133.536,133.536,133.536,108,null,null,617,684.91099999999994,684.91099999999994,684.91099999999994,684.91099999999994,684.91099999999994,25.66,261.00099999999998,25.66,117,99.63,99.63,117,25.66,135.80799999999999,135.80799999999999,135.80799999999999,135.80799999999999,117]
[null,618,null,780.702,780.702,780.702,780.702,780.702,26.75,284.60300000000001,26.75,113,77.62,77.62,113,26.75,139.75200000000001,139.75200000000001,139.75200000000001,139.75200000000001,113,null,null,618,684.85599999999999,684.85599999999999,684.85599999999999,684.85599999999999,684.85599999999999,25.66,260.94900000000001,25.66,117,99.63,99.63,117,25.66,135.80000000000001,135.80000000000001,135.80000000000001,135.80000000000001,117]
[null,619,null,767.59699999999998,767.59699999999998,767.59699999999998,767.59699999999998,767.59699999999998,25.98,267.79300000000001,25.98,113,77.17,77.17,113,25.98,138.98400000000001,138.98400000000001,138.98400000000001,138.98400000000001,113,null,null,619,684.06,684.06,684.06,684.06,684.06,25.66,260.94,25.66,117,99.59,99.59,117,25.66,135.76,135.76,135.76,135.76,117]
[null,620,null,747.58299999999997,747.58299999999997,747.58299999999997,747.58299999999997,747.58299999999997,25.73,271.38099999999997,25.73,119,80.34,80.34,119,25.73,144.72800000000001,144.72800000000001,144.72800000000001,144.72800000000001,119,null,null,620,683.90800000000002,683.90800000000002,683.90800000000002,683.90800000000002,683.90800000000002,25.6,260.92700000000002,25.6,117,99.57,99.57,117,25.6,135.71199999999999,135.71199999999999,135.71199999999999,135.71199999999999,117]
[null,621,null,745.31299999999999,745.31299999999999,745.31299999999999,745.31299999999999,745.31299999999999,25.34,272.041,25.34,120,80.67,80.67,120,25.34,145.34399999999999,145.34399999999999,145.34399999999999,145.34399999999999,120,null,null,621,683.59799999999996,683.59799999999996,683.59799999999996,683.59799999999996,683.59799999999996,25.6,260.82100000000003,25.6,117,99.53,99.53,117,25.6,135.66399999999999,135.66399999999999,135.66399999999999,135.66399999999999,117]
[null,622,null,717.43299999999999,717.43299999999999,717.43299999999999,717.43299999999999,717.43299999999999,24.32,274.697,24.32,122,81.23,81.23,122,24.32,146.32,146.32,146.32,146.32,122,null,null,622,683.55499999999995,683.55499999999995,683.55499999999995,683.55499999999995,683.55499999999995,25.6,260.76,25.6,117,99.52,99.52,117,25.6,135.63999999999999,135.63999999999999,135.63999999999999,135.63999999999999,117]
[null,623,null,699.15200000000004,699.15200000000004,699.15200000000004,699.15200000000004,699.15200000000004,25.22,268.834,25.22,126,83.95,83.95,126,25.22,151.21600000000001,151.21600000000001,151.21600000000001,151.21600000000001,126,null,null,623,683.51800000000003,683.51800000000003,683.51800000000003,683.51800000000003,683.51800000000003,25.6,260.738,25.6,117,99.43,99.43,117,25.6,135.59200000000001,135.59200000000001,135.59200000000001,135.59200000000001,117]
[null,624,null,692.95399999999995,692.95399999999995,692.95399999999995,692.95399999999995,692.95399999999995,19.39,258.774,19.39,115,74.62,74.62,115,19.39,134.392,134.392,134.392,134.392,115,null,null,624,683.44399999999996,683.44399999999996,683.44399999999996,683.44399999999996,683.44399999999996,25.6,260.72800000000001,25.6,117,99.43,99.43,117,25.6,135.536,135.536,135.536,135.536,117]
[null,625,null,730.03200000000004,730.03200000000004,730.03200000000004,730.03200000000004,730.03200000000004,14.59,255.94800000000001,14.59,111,77.67,77.67,111,14.59,125.592,125.592,125.592,125.592,111,null,null,625,682.83100000000002,682.83100000000002,682.83100000000002,682.83100000000002,682.83100000000002,25.6,260.72800000000001,25.6,117,99.43,99.43,117,25.6,135.304,135.304,135.304,135.304,117]
[null,626,null,731.47299999999996,731.47299999999996,731.47299999999996,731.47299999999996,731.47299999999996,13.57,255.54499999999999,13.57,108,75.2,75.2,108,13.57,121.568,121.568,121.568,121.568,108,null,null,626,682.40099999999995,682.40099999999995,682.40099999999995,682.40099999999995,682.40099999999995,25.6,260.71199999999999,25.6,117,99.41,99.41,117,25.6,135.28,135.28,135.28,135.28,117]
[null,627,null,735.38199999999995,735.38199999999995,735.38199999999995,735.38199999999995,735.38199999999995,13.38,254.798,13.38,108,75.069999999999993,75.069999999999993,108,13.38,121.376,121.376,121.376,121.376,108,null,null,627,682.07899999999995,682.07899999999995,682.07899999999995,682.07899999999995,682.07899999999995,25.6,260.70600000000002,25.6,117,99.39,99.39,117,25.6,135.24799999999999,135.24799999999999,135.24799999999999,135.24799999999999,117]
[null,628,null,734.94799999999998,734.94799999999998,734.94799999999998,734.94799999999998,734.94799999999998,13.25,258.84100000000001,13.25,110,76.19,76.19,110,13.25,123.248,123.248,123.248,123.248,110,null,null,628,681.85599999999999,681.85599999999999,681.85599999999999,681.85599999999999,681.85599999999999,25.6,260.68,25.6,117,99.39,99.39,117,25.6,135.208,135.208,135.208,135.208,117]
[null,629,null,747.22900000000004,747.22900000000004,747.22900000000004,747.22900000000004,747.22900000000004,13.38,274.05900000000003,13.38,112,77.55,77.55,112,13.38,125.376,125.376,125.376,125.376,112,null,null,629,681.13800000000003,681.13800000000003,681.13800000000003,681.13800000000003,681.13800000000003,25.6,260.63200000000001,25.6,117,99.34,99.34,117,25.6,135.19200000000001,135.19200000000001,135.19200000000001,135.19200000000001,117]
[null,630,null,758.64200000000005,758.64200000000005,758.64200000000005,758.64200000000005,758.64200000000005,12.93,287.65300000000002,12.93,119,81.569999999999993,81.569999999999993,119,12.93,131.928,131.928,131.928,131.928,119,null,null,630,681.13099999999997,681.13099999999997,681.13099999999997,681.13099999999997,681.13099999999997,25.6,260.584,25.6,117,99.34,99.34,117,25.6,135.08799999999999,135.08799999999999,135.08799999999999,135.08799999999999,117]
[null,631,null,757.51700000000005,757.51700000000005,757.51700000000005,757.51700000000005,757.51700000000005,12.1,294.07400000000001,12.1,128,86.64,86.64,128,12.1,140.096,140.096,140.096,140.096,128,null,null,631,681.08500000000004,681.08500000000004,681.08500000000004,681.08500000000004,681.08500000000004,25.6,260.52300000000002,25.6,117,99.29,99.29,117,25.6,134.904,134.904,134.904,134.904,117]
[null,632,null,775.28800000000001,775.28800000000001,775.28800000000001,775.28800000000001,775.28800000000001,10.37,297.54300000000001,10.37,129,86.21,86.21,129,10.37,139.36799999999999,139.36799999999999,139.36799999999999,139.36799999999999,129,null,null,632,680.75099999999998,680.75099999999998,680.75099999999998,680.75099999999998,680.75099999999998,25.6,260.44299999999998,25.6,117,99.28,99.28,117,25.6,134.80799999999999,134.80799999999999,134.80799999999999,134.80799999999999,117]
[null,633,null,775.87,775.87,775.87,775.87,775.87,7.81,302.56700000000001,7.81,127,83.36,83.36,127,7.81,134.80799999999999,134.80799999999999,134.80799999999999,134.80799999999999,127,null,null,633,680.67399999999998,680.67399999999998,680.67399999999998,680.67399999999998,680.67399999999998,25.6,260.42700000000002,25.6,117,99.28,99.28,117,25.6,134.72,134.72,134.72,134.72,117]
[null,634,null,782.26400000000001,782.26400000000001,782.26400000000001,782.26400000000001,782.26400000000001,7.87,299.86900000000003,7.87,125,82.19,82.19,125,7.87,132.87200000000001,132.87200000000001,132.87200000000001,132.87200000000001,125,null,null,634,679.63599999999997,679.63599999999997,679.63599999999997,679.63599999999997,679.63599999999997,25.54,260.41800000000001,25.54,117,99.28,99.28,117,25.54,134.6,134.6,134.6,134.6,117]
[null,635,null,778.45899999999995,778.45899999999995,778.45899999999995,778.45899999999995,778.45899999999995,8.4499999999999993,301.31700000000001,8.4499999999999993,118,78.17,78.17,118,8.4499999999999993,126.44799999999999,126.44799999999999,126.44799999999999,126.44799999999999,118,null,null,635,679.59900000000005,679.59900000000005,679.59900000000005,679.59900000000005,679.59900000000005,25.54,260.38900000000001,25.54,117,99.26,99.26,117,25.54,134.56800000000001,134.56800000000001,134.56800000000001,134.56800000000001,117]
[null,636,null,775.29499999999996,775.29499999999996,775.29499999999996,775.29499999999996,775.29499999999996,9.09,299.71499999999997,9.09,107,71.8,71.8,107,9.09,116.08799999999999,116.08799999999999,116.08799999999999,116.08799999999999,107,null,null,636,679.572,679.572,679.572,679.572,679.572,25.54,260.30200000000002,25.54,116,99.26,99.26,116,25.54,134.56,134.56,134.56,134.56,116]
[null,637,null,774.25900000000001,774.25900000000001,774.25900000000001,774.25900000000001,774.25900000000001,8.9,298.09100000000001,8.9,114,76,76,114,8.9,122.896,122.896,122.896,122.896,114,null,null,637,679.50599999999997,679.50599999999997,679.50599999999997,679.50599999999997,679.50599999999997,25.54,260.24099999999999,25.54,116,99.24,99.24,116,25.54,134.536,134.536,134.536,134.536,116]
[null,638,null,760.34,760.34,760.34,760.34,760.34,8.83,295.43799999999999,8.83,122,80.89,80.89,122,8.83,130.83199999999999,130.83199999999999,130.83199999999999,130.83199999999999,122,null,null,638,679.48800000000006,679.48800000000006,679.48800000000006,679.48800000000006,679.48800000000006,25.54,260.22500000000002,25.54,116,99.22,99.22,116,25.54,134.52799999999999,134.52799999999999,134.52799999999999,134.52799999999999,116]
[null,639,null,757.53599999999994,757.53599999999994,757.53599999999994,757.53599999999994,757.53599999999994,8.6999999999999993,292.10000000000002,8.6999999999999993,121,80.209999999999994,80.209999999999994,121,8.6999999999999993,129.70400000000001,129.70400000000001,129.70400000000001,129.70400000000001,121,null,null,639,679.471,679.471,679.471,679.471,679.471,25.54,260.15800000000002,25.54,116,99.22,99.22,116,25.54,134.52000000000001,134.52000000000001,134.52000000000001,134.52000000000001,116]
[null,640,null,777.41099999999994,777.41099999999994,777.41099999999994,777.41099999999994,777.41099999999994,8.77,288.762,8.77,121,80.27,80.27,121,8.77,129.768,129.768,129.768,129.768,121,null,null,640,679.21900000000005,679.21900000000005,679.21900000000005,679.21900000000005,679.21900000000005,25.54,260.14800000000002,25.54,116,99.21,99.21,116,25.54,134.47999999999999,134.47999999999999,134.47999999999999,134.47999999999999,116]
[null,641,null,769.60199999999998,769.60199999999998,769.60199999999998,769.60199999999998,769.60199999999998,8.6999999999999993,286.173,8.6999999999999993,122,80.819999999999993,80.819999999999993,122,8.6999999999999993,130.70400000000001,130.70400000000001,130.70400000000001,130.70400000000001,122,null,null,641,678.803,678.803,678.803,678.803,678.803,25.54,260.072,25.54,116,99.21,99.21,116,25.54,134.392,134.392,134.392,134.392,116]
[null,642,null,767.73199999999997,767.73199999999997,767.73199999999997,767.73199999999997,767.73199999999997,8.83,284.036,8.83,123,81.510000000000005,81.510000000000005,123,8.83,131.83199999999999,131.83199999999999,131.83199999999999,131.83199999999999,123,null,null,642,{"$f":"LARGE(D$13:D$8748,$X654)","v":678.78099999999995},{"$f":"LARGE(E$13:E$8748,$X654)","v":678.78099999999995},{"$f":"LARGE(F$13:F$8748,$X654)","v":678.78099999999995},{"$f":"LARGE(G$13:G$8748,$X654)","v":678.78099999999995},{"$f":"LARGE(H$13:H$8748,$X654)","v":678.78099999999995},{"$f":"LARGE(I$13:I$8748,$X654)","v":25.54},{"$f":"LARGE(J$13:J$8748,$X654)","v":260.01400000000001},{"$f":"LARGE(K$13:K$8748,$X654)","v":25.54},{"$f":"LARGE(L$13:L$8748,$X654)","v":116},{"$f":"LARGE(M$13:M$8748,$X654)","v":99.12},{"$f":"LARGE(N$13:N$8748,$X654)","v":99.12},{"$f":"LARGE(O$13:O$8748,$X654)","v":116},{"$f":"LARGE(P$13:P$8748,$X654)","v":25.54},{"$f":"LARGE(Q$13:Q$8748,$X654)","v":134.376},{"$f":"LARGE(R$13:R$8748,$X654)","v":134.376},{"$f":"LARGE(S$13:S$8748,$X654)","v":134.376},{"$f":"LARGE(T$13:T$8748,$X654)","v":134.376},{"$f":"LARGE(U$13:U$8748,$X654)","v":116}]
[null,{"$f":"B654+1","v":643},null,765.11300000000006,765.11300000000006,765.11300000000006,765.11300000000006,765.11300000000006,8.9,281.76100000000002,8.9,109,72.91,72.91,109,8.9,117.896,117.896,117.896,117.896,109,null,null,643,678.70799999999997,678.70799999999997,678.70799999999997,678.70799999999997,678.70799999999997,25.54,259.95600000000002,25.54,116,99.09,99.09,116,25.54,134.31200000000001,134.31200000000001,134.31200000000001,134.31200000000001,116]
[null,644,null,766.40099999999995,766.40099999999995,766.40099999999995,766.40099999999995,766.40099999999995,9.41,283.00799999999998,9.41,104,70.13,70.13,104,9.41,113.408,113.408,113.408,113.408,104,null,null,644,678.13800000000003,678.13800000000003,678.13800000000003,678.13800000000003,678.13800000000003,25.54,259.90800000000002,25.54,116,99.08,99.08,116,25.54,134.136,134.136,134.136,134.136,116]
[null,645,null,764.29200000000003,764.29200000000003,764.29200000000003,764.29200000000003,764.29200000000003,9.4700000000000006,281.28100000000001,9.4700000000000006,105,70.81,70.81,105,9.4700000000000006,114.47199999999999,114.47199999999999,114.47199999999999,114.47199999999999,105,null,null,645,677.87400000000002,677.87400000000002,677.87400000000002,677.87400000000002,677.87400000000002,25.54,259.87599999999998,25.54,116,99.08,99.08,116,25.54,134.072,134.072,134.072,134.072,116]
[null,646,null,757.37099999999998,757.37099999999998,757.37099999999998,757.37099999999998,757.37099999999998,9.41,278.06400000000002,9.41,107,71.98,71.98,107,9.41,116.408,116.408,116.408,116.408,107,null,null,646,677.63,677.63,677.63,677.63,677.63,25.54,259.27699999999999,25.54,116,99.05,99.05,116,25.54,134.01599999999999,134.01599999999999,134.01599999999999,134.01599999999999,116]
[null,647,null,730.71500000000003,730.71500000000003,730.71500000000003,730.71500000000003,730.71500000000003,9.41,272.95400000000001,9.41,113,75.69,75.69,113,9.41,122.408,122.408,122.408,122.408,113,null,null,647,677.53800000000001,677.53800000000001,677.53800000000001,677.53800000000001,677.53800000000001,25.54,259.21899999999999,25.54,116,99.05,99.05,116,25.54,133.89599999999999,133.89599999999999,133.89599999999999,133.89599999999999,116]
[null,648,null,732.50400000000002,732.50400000000002,732.50400000000002,732.50400000000002,732.50400000000002,9.34,269.73700000000002,9.34,111,74.39,74.39,111,9.34,120.34399999999999,120.34399999999999,120.34399999999999,120.34399999999999,111,null,null,648,677.39400000000001,677.39400000000001,677.39400000000001,677.39400000000001,677.39400000000001,25.54,259.05900000000003,25.54,116,99.01,99.01,116,25.54,133.6,133.6,133.6,133.6,116]
[null,649,null,696.29700000000003,696.29700000000003,696.29700000000003,696.29700000000003,696.29700000000003,9.41,260.71199999999999,9.41,109,72.91,72.91,109,9.41,118.408,118.408,118.408,118.408,109,null,null,649,677.14700000000005,677.14700000000005,677.14700000000005,677.14700000000005,677.14700000000005,25.54,259.04300000000001,25.54,116,98.98,98.98,116,25.54,133.536,133.536,133.536,133.536,116]
[null,650,null,697.024,697.024,697.024,697.024,697.024,9.41,257.59500000000003,9.41,110,73.53,73.53,110,9.41,119.408,119.408,119.408,119.408,110,null,null,650,677.14700000000005,677.14700000000005,677.14700000000005,677.14700000000005,677.14700000000005,25.54,258.90499999999997,25.54,116,98.97,98.97,116,25.54,133.36000000000001,133.36000000000001,133.36000000000001,133.36000000000001,116]
[null,651,null,684.91099999999994,684.91099999999994,684.91099999999994,684.91099999999994,684.91099999999994,9.34,256.22699999999998,9.34,112,74.7,74.7,112,9.34,121.34399999999999,121.34399999999999,121.34399999999999,121.34399999999999,112,null,null,651,676.58199999999999,676.58199999999999,676.58199999999999,676.58199999999999,676.58199999999999,25.47,258.84100000000001,25.47,116,98.95,98.95,116,25.47,133.33600000000001,133.33600000000001,133.33600000000001,133.33600000000001,116]
[null,652,null,695.63699999999994,695.63699999999994,695.63699999999994,695.63699999999994,695.63699999999994,9.41,256.87099999999998,9.41,112,74.760000000000005,74.760000000000005,112,9.41,121.408,121.408,121.408,121.408,112,null,null,652,676.53899999999999,676.53899999999999,676.53899999999999,676.53899999999999,676.53899999999999,25.47,258.774,25.47,116,98.93,98.93,116,25.47,132.976,132.976,132.976,132.976,116]
[null,653,null,711.35,711.35,711.35,711.35,711.35,9.2799999999999994,257.35500000000002,9.2799999999999994,112,74.7,74.7,112,9.2799999999999994,121.28,121.28,121.28,121.28,112,null,null,653,676.30499999999995,676.30499999999995,676.30499999999995,676.30499999999995,676.30499999999995,25.47,258.64600000000002,25.47,116,98.92,98.92,116,25.47,132.904,132.904,132.904,132.904,116]
[null,654,null,733.36699999999996,733.36699999999996,733.36699999999996,733.36699999999996,733.36699999999996,9.34,260.94900000000001,9.34,117,77.78,77.78,117,9.34,126.34399999999999,126.34399999999999,126.34399999999999,126.34399999999999,117,null,null,654,676.28700000000003,676.28700000000003,676.28700000000003,676.28700000000003,676.28700000000003,25.47,258.60399999999998,25.47,115,98.9,98.9,115,25.47,132.89599999999999,132.89599999999999,132.89599999999999,132.89599999999999,115]
[null,655,null,745.34199999999998,745.34199999999998,745.34199999999998,745.34199999999998,745.34199999999998,9.2799999999999994,251.642,9.2799999999999994,123,81.48,81.48,123,9.2799999999999994,132.28,132.28,132.28,132.28,123,null,null,655,674.923,674.923,674.923,674.923,674.923,25.47,258.428,25.47,115,98.89,98.89,115,25.47,132.87200000000001,132.87200000000001,132.87200000000001,132.87200000000001,115]
[null,656,null,748.57500000000005,748.57500000000005,748.57500000000005,748.57500000000005,748.57500000000005,9.2200000000000006,242.07900000000001,9.2200000000000006,115,76.489999999999995,76.489999999999995,115,9.2200000000000006,124.21599999999999,124.21599999999999,124.21599999999999,124.21599999999999,115,null,null,656,674.83799999999997,674.83799999999997,674.83799999999997,674.83799999999997,674.83799999999997,25.47,258.255,25.47,115,98.86,98.86,115,25.47,132.84800000000001,132.84800000000001,132.84800000000001,132.84800000000001,115]
[null,657,null,763.85299999999995,763.85299999999995,763.85299999999995,763.85299999999995,763.85299999999995,9.2200000000000006,245.07499999999999,9.2200000000000006,115,76.489999999999995,76.489999999999995,115,9.2200000000000006,124.21599999999999,124.21599999999999,124.21599999999999,124.21599999999999,115,null,null,657,674.69500000000005,674.69500000000005,674.69500000000005,674.69500000000005,674.69500000000005,25.47,258.22300000000001,25.47,115,98.81,98.81,115,25.47,132.80000000000001,132.80000000000001,132.80000000000001,132.80000000000001,115]
[null,658,null,762.07600000000002,762.07600000000002,762.07600000000002,762.07600000000002,762.07600000000002,9.34,251.92099999999999,9.34,110,73.47,73.47,110,9.34,119.34399999999999,119.34399999999999,119.34399999999999,119.34399999999999,110,null,null,658,674.43200000000002,674.43200000000002,674.43200000000002,674.43200000000002,674.43200000000002,25.47,258.00200000000001,25.47,115,98.76,98.76,115,25.47,132.63200000000001,132.63200000000001,132.63200000000001,132.63200000000001,115]
[null,659,null,759.73500000000001,759.73500000000001,759.73500000000001,759.73500000000001,759.73500000000001,9.2799999999999994,260.15800000000002,9.2799999999999994,113,75.319999999999993,75.319999999999993,113,9.2799999999999994,122.28,122.28,122.28,122.28,113,null,null,659,673.76300000000003,673.76300000000003,673.76300000000003,673.76300000000003,673.76300000000003,25.47,257.99900000000002,25.47,115,98.71,98.71,115,25.47,132.63200000000001,132.63200000000001,132.63200000000001,132.63200000000001,115]
[null,660,null,759.30100000000004,759.30100000000004,759.30100000000004,759.30100000000004,759.30100000000004,9.2799999999999994,263.13400000000001,9.2799999999999994,112,74.7,74.7,112,9.2799999999999994,121.28,121.28,121.28,121.28,112,null,null,660,673.62400000000002,673.62400000000002,673.62400000000002,673.62400000000002,673.62400000000002,25.47,257.899,25.47,115,98.64,98.64,115,25.47,132.54400000000001,132.54400000000001,132.54400000000001,132.54400000000001,115]
[null,661,null,752.43700000000001,752.43700000000001,752.43700000000001,752.43700000000001,752.43700000000001,9.2799999999999994,266.755,9.2799999999999994,111,74.09,74.09,111,9.2799999999999994,120.28,120.28,120.28,120.28,111,null,null,661,673.42499999999995,673.42499999999995,673.42499999999995,673.42499999999995,673.42499999999995,25.41,257.84199999999998,25.41,115,98.64,98.64,115,25.41,132.464,132.464,132.464,132.464,115]
[null,662,null,728.28,728.28,728.28,728.28,728.28,9.2799999999999994,268.92,9.2799999999999994,112,74.7,74.7,112,9.2799999999999994,121.28,121.28,121.28,121.28,112,null,null,662,673.35299999999995,673.35299999999995,673.35299999999995,673.35299999999995,673.35299999999995,25.41,257.78699999999998,25.41,115,98.57,98.57,115,25.41,132.34399999999999,132.34399999999999,132.34399999999999,132.34399999999999,115]
[null,663,null,728.28200000000004,728.28200000000004,728.28200000000004,728.28200000000004,728.28200000000004,9.2799999999999994,269.27,9.2799999999999994,105,70.39,70.39,105,9.2799999999999994,114.28,114.28,114.28,114.28,105,null,null,663,673.178,673.178,673.178,673.178,673.178,25.41,257.70699999999999,25.41,115,98.56,98.56,115,25.41,132.32,132.32,132.32,132.32,115]
[null,664,null,702.64300000000003,702.64300000000003,702.64300000000003,702.64300000000003,702.64300000000003,9.2799999999999994,269.54500000000002,9.2799999999999994,110,73.47,73.47,110,9.2799999999999994,119.28,119.28,119.28,119.28,110,null,null,664,672.99199999999996,672.99199999999996,672.99199999999996,672.99199999999996,672.99199999999996,25.41,257.59500000000003,25.41,115,98.54,98.54,115,25.41,132.28,132.28,132.28,132.28,115]
[null,665,null,699.774,699.774,699.774,699.774,699.774,9.34,269.68900000000002,9.34,111,74.09,74.09,111,9.34,120.34399999999999,120.34399999999999,120.34399999999999,120.34399999999999,111,null,null,665,672.92100000000005,672.92100000000005,672.92100000000005,672.92100000000005,672.92100000000005,25.41,257.53699999999998,25.41,115,98.44,98.44,115,25.41,132.24799999999999,132.24799999999999,132.24799999999999,132.24799999999999,115]
[null,666,null,712.71100000000001,712.71100000000001,712.71100000000001,712.71100000000001,712.71100000000001,9.2799999999999994,273.37099999999998,9.2799999999999994,120,79.63,79.63,120,9.2799999999999994,129.28,129.28,129.28,129.28,120,null,null,666,672.221,672.221,672.221,672.221,672.221,25.41,257.35500000000002,25.41,115,98.44,98.44,115,25.41,132.136,132.136,132.136,132.136,115]
[null,667,null,709.62599999999998,709.62599999999998,709.62599999999998,709.62599999999998,709.62599999999998,9.2799999999999994,274.41500000000002,9.2799999999999994,128,84.55,84.55,128,9.2799999999999994,137.28,137.28,137.28,137.28,128,null,null,667,671.47299999999996,671.47299999999996,671.47299999999996,671.47299999999996,671.47299999999996,25.41,257.05399999999997,25.41,115,98.41,98.41,115,25.41,132.12,132.12,132.12,132.12,115]
[null,668,null,707.18100000000004,707.18100000000004,707.18100000000004,707.18100000000004,707.18100000000004,9.2200000000000006,274.767,9.2200000000000006,129,85.11,85.11,129,9.2200000000000006,138.21600000000001,138.21600000000001,138.21600000000001,138.21600000000001,129,null,null,668,671.38699999999994,671.38699999999994,671.38699999999994,671.38699999999994,671.38699999999994,25.41,257.05,25.41,115,98.41,98.41,115,25.41,132.12,132.12,132.12,132.12,115]
[null,669,null,705.59100000000001,705.59100000000001,705.59100000000001,705.59100000000001,705.59100000000001,9.2799999999999994,275.66399999999999,9.2799999999999994,126,83.32,83.32,126,9.2799999999999994,135.28,135.28,135.28,135.28,126,null,null,669,671.07299999999998,671.07299999999998,671.07299999999998,671.07299999999998,671.07299999999998,25.41,256.92200000000003,25.41,115,98.41,98.41,115,25.41,132.10400000000001,132.10400000000001,132.10400000000001,132.10400000000001,115]
[null,670,null,702.80499999999995,702.80499999999995,702.80499999999995,702.80499999999995,702.80499999999995,9.15,275.55599999999998,9.15,131,86.34,86.34,131,9.15,140.15199999999999,140.15199999999999,140.15199999999999,140.15199999999999,131,null,null,670,670.93100000000004,670.93100000000004,670.93100000000004,670.93100000000004,670.93100000000004,25.41,256.87099999999998,25.41,115,98.37,98.37,115,25.41,131.952,131.952,131.952,131.952,115]
[null,671,null,684.06,684.06,684.06,684.06,684.06,10.3,272.60199999999998,10.3,133,88.25,88.25,133,10.3,143.304,143.304,143.304,143.304,133,null,null,671,670.74199999999996,670.74199999999996,670.74199999999996,670.74199999999996,670.74199999999996,25.41,256.61799999999999,25.41,114,98.37,98.37,114,25.41,131.928,131.928,131.928,131.928,114]
[null,672,null,694.52300000000002,694.52300000000002,694.52300000000002,694.52300000000002,694.52300000000002,12.22,266.15899999999999,12.22,129,86.95,86.95,129,12.22,141.22399999999999,141.22399999999999,141.22399999999999,141.22399999999999,129,null,null,672,670.46,670.46,670.46,670.46,670.46,25.41,256.22699999999998,25.41,114,98.33,98.33,114,25.41,131.928,131.928,131.928,131.928,114]
[null,673,null,661.99800000000005,661.99800000000005,661.99800000000005,661.99800000000005,661.99800000000005,13.31,257.05399999999997,13.31,128,77.150000000000006,77.150000000000006,128,13.31,141.31200000000001,141.31200000000001,141.31200000000001,141.31200000000001,128,null,null,673,669.86599999999999,669.86599999999999,669.86599999999999,669.86599999999999,669.86599999999999,25.34,256.01600000000002,25.34,114,98.31,98.31,114,25.34,131.91999999999999,131.91999999999999,131.91999999999999,131.91999999999999,114]
[null,674,null,661.75599999999997,661.75599999999997,661.75599999999997,661.75599999999997,661.75599999999997,14.98,252.55199999999999,14.98,122,74.8,74.8,122,14.98,136.976,136.976,136.976,136.976,122,null,null,674,669.86099999999999,669.86099999999999,669.86099999999999,669.86099999999999,669.86099999999999,25.34,255.94800000000001,25.34,114,98.29,98.29,114,25.34,131.88800000000001,131.88800000000001,131.88800000000001,131.88800000000001,114]
[null,675,null,657.70699999999999,657.70699999999999,657.70699999999999,657.70699999999999,657.70699999999999,16.77,249.49299999999999,16.77,123,76.33,76.33,123,16.77,139.768,139.768,139.768,139.768,123,null,null,675,669.73099999999999,669.73099999999999,669.73099999999999,669.73099999999999,669.73099999999999,25.34,255.90700000000001,25.34,114,98.28,98.28,114,25.34,131.83199999999999,131.83199999999999,131.83199999999999,131.83199999999999,114]
[null,676,null,662.36500000000001,662.36500000000001,662.36500000000001,662.36500000000001,662.36500000000001,16.829999999999998,248.672,16.829999999999998,122,75.78,75.78,122,16.829999999999998,138.83199999999999,138.83199999999999,138.83199999999999,138.83199999999999,122,null,null,676,669.41,669.41,669.41,669.41,669.41,25.34,255.89400000000001,25.34,114,98.27,98.27,114,25.34,131.82400000000001,131.82400000000001,131.82400000000001,131.82400000000001,114]
[null,677,null,667.29899999999998,667.29899999999998,667.29899999999998,667.29899999999998,667.29899999999998,16.190000000000001,248.666,16.190000000000001,119,73.819999999999993,73.819999999999993,119,16.190000000000001,135.19200000000001,135.19200000000001,135.19200000000001,135.19200000000001,119,null,null,677,669.14800000000002,669.14800000000002,669.14800000000002,669.14800000000002,669.14800000000002,25.34,255.54499999999999,25.34,114,98.24,98.24,114,25.34,131.65600000000001,131.65600000000001,131.65600000000001,131.65600000000001,114]
[null,678,null,686.71,686.71,686.71,686.71,686.71,15.94,252.107,15.94,121,74.75,74.75,121,15.94,136.93600000000001,136.93600000000001,136.93600000000001,136.93600000000001,121,null,null,678,668.92700000000002,668.92700000000002,668.92700000000002,668.92700000000002,668.92700000000002,25.34,255.21100000000001,25.34,114,98.15,98.15,114,25.34,131.63200000000001,131.63200000000001,131.63200000000001,131.63200000000001,114]
[null,679,null,717.226,717.226,717.226,717.226,717.226,15.87,250.47,15.87,129,79.11,79.11,129,15.87,144.87200000000001,144.87200000000001,144.87200000000001,144.87200000000001,129,null,null,679,668.64,668.64,668.64,668.64,668.64,25.34,255.13800000000001,25.34,114,98.1,98.1,114,25.34,131.608,131.608,131.608,131.608,114]
[null,680,null,717.64300000000003,717.64300000000003,717.64300000000003,717.64300000000003,717.64300000000003,16.190000000000001,255.01,16.190000000000001,128,78.73,78.73,128,16.190000000000001,144.19200000000001,144.19200000000001,144.19200000000001,144.19200000000001,128,null,null,680,668.60299999999995,668.60299999999995,668.60299999999995,668.60299999999995,668.60299999999995,25.34,255.10900000000001,25.34,114,98.1,98.1,114,25.34,131.6,131.6,131.6,131.6,114]
[null,681,null,750.07299999999998,750.07299999999998,750.07299999999998,750.07299999999998,750.07299999999998,20.61,259.21899999999999,20.61,126,80.040000000000006,80.040000000000006,126,20.61,146.608,146.608,146.608,146.608,126,null,null,681,667.95299999999997,667.95299999999997,667.95299999999997,667.95299999999997,667.95299999999997,25.34,255.01,25.34,114,98.09,98.09,114,25.34,131.55199999999999,131.55199999999999,131.55199999999999,131.55199999999999,114]
[null,682,null,730.90599999999995,730.90599999999995,730.90599999999995,730.90599999999995,730.90599999999995,22.59,262.529,22.59,134,85.5,85.5,134,22.59,156.59200000000001,156.59200000000001,156.59200000000001,156.59200000000001,134,null,null,682,667.29899999999998,667.29899999999998,667.29899999999998,667.29899999999998,667.29899999999998,25.34,254.91300000000001,25.34,113,98.08,98.08,113,25.34,131.55199999999999,131.55199999999999,131.55199999999999,131.55199999999999,113]
[null,683,null,735.02800000000002,735.02800000000002,735.02800000000002,735.02800000000002,735.02800000000002,20.03,263.00599999999997,20.03,151,93.36,93.36,151,20.03,171.03200000000001,171.03200000000001,171.03200000000001,171.03200000000001,151,null,null,683,665.90099999999995,665.90099999999995,665.90099999999995,665.90099999999995,665.90099999999995,25.34,254.798,25.34,113,98.04,98.04,113,25.34,131.55199999999999,131.55199999999999,131.55199999999999,131.55199999999999,113]
[null,684,null,731.99800000000005,731.99800000000005,731.99800000000005,731.99800000000005,731.99800000000005,22.4,261.97800000000001,22.4,120,77.75,77.75,120,22.4,142.4,142.4,142.4,142.4,120,null,null,684,665.49,665.49,665.49,665.49,665.49,25.28,254.56399999999999,25.28,113,98.04,98.04,113,25.28,131.36799999999999,131.36799999999999,131.36799999999999,131.36799999999999,113]
[null,685,null,729.03399999999999,729.03399999999999,729.03399999999999,729.03399999999999,729.03399999999999,25.02,261.54199999999997,25.02,100,68.25,68.25,100,25.02,125.024,125.024,125.024,125.024,100,null,null,685,665.35299999999995,665.35299999999995,665.35299999999995,665.35299999999995,665.35299999999995,25.28,254.49799999999999,25.28,113,98.03,98.03,113,25.28,131.16,131.16,131.16,131.16,113]
[null,686,null,696.39599999999996,696.39599999999996,696.39599999999996,696.39599999999996,696.39599999999996,24.96,261.57100000000003,24.96,95,65.52,65.52,95,24.96,119.96,119.96,119.96,119.96,95,null,null,686,664.48900000000003,664.48900000000003,664.48900000000003,664.48900000000003,664.48900000000003,25.28,254.44900000000001,25.28,113,98.01,98.01,113,25.28,131.14400000000001,131.14400000000001,131.14400000000001,131.14400000000001,113]
[null,687,null,689.44100000000003,689.44100000000003,689.44100000000003,689.44100000000003,689.44100000000003,24,262.10000000000002,24,93,63.88,63.88,93,24,117,117,117,117,93,null,null,687,664.04499999999996,664.04499999999996,664.04499999999996,664.04499999999996,664.04499999999996,25.28,253.76,25.28,113,97.97,97.97,113,25.28,131.136,131.136,131.136,131.136,113]
[null,688,null,695.91099999999994,695.91099999999994,695.91099999999994,695.91099999999994,695.91099999999994,22.85,261.52600000000001,22.85,102,68.14,68.14,102,22.85,124.848,124.848,124.848,124.848,102,null,null,688,663.80100000000004,663.80100000000004,663.80100000000004,663.80100000000004,663.80100000000004,25.28,253.60599999999999,25.28,113,97.93,97.93,113,25.28,130.96,130.96,130.96,130.96,113]
[null,689,null,697.37199999999996,697.37199999999996,697.37199999999996,697.37199999999996,697.37199999999996,20.86,261.26299999999998,20.86,109,70.92,70.92,109,20.86,129.864,129.864,129.864,129.864,109,null,null,689,662.36500000000001,662.36500000000001,662.36500000000001,662.36500000000001,662.36500000000001,25.22,253.57400000000001,25.22,113,97.92,97.92,113,25.22,130.928,130.928,130.928,130.928,113]
[null,690,null,690.63900000000001,690.63900000000001,690.63900000000001,690.63900000000001,690.63900000000001,25.92,260.72800000000001,25.92,117,78.02,78.02,117,25.92,142.91999999999999,142.91999999999999,142.91999999999999,142.91999999999999,117,null,null,690,661.99800000000005,661.99800000000005,661.99800000000005,661.99800000000005,661.99800000000005,25.22,253.565,25.22,113,97.88,97.88,113,25.22,130.83199999999999,130.83199999999999,130.83199999999999,130.83199999999999,113]
[null,691,null,693.71100000000001,693.71100000000001,693.71100000000001,693.71100000000001,693.71100000000001,23.04,260.38900000000001,23.04,117,76.44,76.44,117,23.04,140.04,140.04,140.04,140.04,117,null,null,691,661.98900000000003,661.98900000000003,661.98900000000003,661.98900000000003,661.98900000000003,25.22,253.453,25.22,113,97.88,97.88,113,25.22,130.83199999999999,130.83199999999999,130.83199999999999,130.83199999999999,113]
[null,692,null,689.72,689.72,689.72,689.72,689.72,27.52,260.70600000000002,27.52,117,78.900000000000006,78.900000000000006,117,27.52,144.52000000000001,144.52000000000001,144.52000000000001,144.52000000000001,117,null,null,692,661.75599999999997,661.75599999999997,661.75599999999997,661.75599999999997,661.75599999999997,25.22,253.417,25.22,113,97.87,97.87,113,25.22,130.816,130.816,130.816,130.816,113]
[null,693,null,691.28200000000004,691.28200000000004,691.28200000000004,691.28200000000004,691.28200000000004,27.46,262.202,27.46,117,78.900000000000006,78.900000000000006,117,27.46,144.45599999999999,144.45599999999999,144.45599999999999,144.45599999999999,117,null,null,693,661.63900000000001,661.63900000000001,661.63900000000001,661.63900000000001,661.63900000000001,25.22,253.23099999999999,25.22,113,97.86,97.86,113,25.22,130.77600000000001,130.77600000000001,130.77600000000001,130.77600000000001,113]
[null,694,null,688.73400000000004,688.73400000000004,688.73400000000004,688.73400000000004,688.73400000000004,27.07,261.69299999999998,27.07,114,77.040000000000006,77.040000000000006,114,27.07,141.072,141.072,141.072,141.072,114,null,null,694,661.48900000000003,661.48900000000003,661.48900000000003,661.48900000000003,661.48900000000003,25.22,253.01499999999999,25.22,113,97.84,97.84,113,25.22,130.72800000000001,130.72800000000001,130.72800000000001,130.72800000000001,113]
[null,695,null,671.47299999999996,671.47299999999996,671.47299999999996,671.47299999999996,671.47299999999996,27.01,259.05900000000003,27.01,112,75.89,75.89,112,27.01,139.00800000000001,139.00800000000001,139.00800000000001,139.00800000000001,112,null,null,695,661.34,661.34,661.34,661.34,661.34,25.22,253.00399999999999,25.22,113,97.78,97.78,113,25.22,130.70400000000001,130.70400000000001,130.70400000000001,130.70400000000001,113]
[null,696,null,672.99199999999996,672.99199999999996,672.99199999999996,672.99199999999996,672.99199999999996,24.9,251.87299999999999,24.9,108,72.56,72.56,108,24.9,132.89599999999999,132.89599999999999,132.89599999999999,132.89599999999999,108,null,null,696,661.32600000000002,661.32600000000002,661.32600000000002,661.32600000000002,661.32600000000002,25.22,252.626,25.22,113,97.74,97.74,113,25.22,130.63999999999999,130.63999999999999,130.63999999999999,130.63999999999999,113]
[null,697,null,669.14800000000002,669.14800000000002,669.14800000000002,669.14800000000002,669.14800000000002,16.829999999999998,244.67699999999999,16.829999999999998,111,63.92,63.92,111,16.829999999999998,127.83199999999999,127.83199999999999,127.83199999999999,127.83199999999999,111,null,null,697,661.15499999999997,661.15499999999997,661.15499999999997,661.15499999999997,661.15499999999997,25.22,252.56200000000001,25.22,113,97.73,97.73,113,25.22,130.63999999999999,130.63999999999999,130.63999999999999,130.63999999999999,113]
[null,698,null,669.86099999999999,669.86099999999999,669.86099999999999,669.86099999999999,669.86099999999999,22.59,242.21700000000001,22.59,113,67.819999999999993,67.819999999999993,113,22.59,135.59200000000001,135.59200000000001,135.59200000000001,135.59200000000001,113,null,null,698,660.82,660.82,660.82,660.82,660.82,25.22,252.55199999999999,25.22,113,97.72,97.72,113,25.22,130.61600000000001,130.61600000000001,130.61600000000001,130.61600000000001,113]
[null,699,null,672.92100000000005,672.92100000000005,672.92100000000005,672.92100000000005,672.92100000000005,23.55,240.71100000000001,23.55,108,65.819999999999993,65.819999999999993,108,23.55,131.55199999999999,131.55199999999999,131.55199999999999,131.55199999999999,108,null,null,699,660.37199999999996,660.37199999999996,660.37199999999996,660.37199999999996,660.37199999999996,25.22,252.54900000000001,25.22,113,97.7,97.7,113,25.22,130.52799999999999,130.52799999999999,130.52799999999999,130.52799999999999,113]
[null,700,null,683.59799999999996,683.59799999999996,683.59799999999996,683.59799999999996,683.59799999999996,22.66,239.87200000000001,22.66,109,65.87,65.87,109,22.66,131.65600000000001,131.65600000000001,131.65600000000001,131.65600000000001,109,null,null,700,659.279,659.279,659.279,659.279,659.279,25.22,252.52,25.22,113,97.68,97.68,113,25.22,130.42400000000001,130.42400000000001,130.42400000000001,130.42400000000001,113]
[null,701,null,706.399,706.399,706.399,706.399,706.399,21.57,240.77799999999999,21.57,113,67.319999999999993,67.319999999999993,113,21.57,134.56800000000001,134.56800000000001,134.56800000000001,134.56800000000001,113,null,null,701,659.23900000000003,659.23900000000003,659.23900000000003,659.23900000000003,659.23900000000003,25.22,252.44300000000001,25.22,112,97.65,97.65,112,25.22,130.36799999999999,130.36799999999999,130.36799999999999,130.36799999999999,112]
[null,702,null,729.75199999999995,729.75199999999995,729.75199999999995,729.75199999999995,729.75199999999995,22.78,232.57,22.78,122,72.42,72.42,122,22.78,144.78399999999999,144.78399999999999,144.78399999999999,144.78399999999999,122,null,null,702,659.125,659.125,659.125,659.125,659.125,25.22,252.38200000000001,25.22,112,97.63,97.63,112,25.22,130.32,130.32,130.32,130.32,112]
[null,703,null,767.89599999999996,767.89599999999996,767.89599999999996,767.89599999999996,767.89599999999996,21.31,233.25299999999999,21.31,134,77.67,77.67,134,21.31,155.31200000000001,155.31200000000001,155.31200000000001,155.31200000000001,134,null,null,703,658.92600000000004,658.92600000000004,658.92600000000004,658.92600000000004,658.92600000000004,25.15,252.35,25.15,112,97.63,97.63,112,25.15,130.256,130.256,130.256,130.256,112]
[null,704,null,802.85699999999997,802.85699999999997,802.85699999999997,802.85699999999997,802.85699999999997,17.86,235.96899999999999,17.86,136,76.97,76.97,136,17.86,153.85599999999999,153.85599999999999,153.85599999999999,153.85599999999999,136,null,null,704,657.97799999999995,657.97799999999995,657.97799999999995,657.97799999999995,657.97799999999995,25.15,252.321,25.15,112,97.62,97.62,112,25.15,130.184,130.184,130.184,130.184,112]
[null,705,null,797.82399999999996,797.82399999999996,797.82399999999996,797.82399999999996,797.82399999999996,23.81,240.929,23.81,133,78.42,78.42,133,23.81,156.80799999999999,156.80799999999999,156.80799999999999,156.80799999999999,133,null,null,705,657.93100000000004,657.93100000000004,657.93100000000004,657.93100000000004,657.93100000000004,25.15,252.31800000000001,25.15,112,97.58,97.58,112,25.15,130.16,130.16,130.16,130.16,112]
[null,706,null,770.35299999999995,770.35299999999995,770.35299999999995,770.35299999999995,770.35299999999995,26.56,243.04,26.56,130,78.319999999999993,78.319999999999993,130,26.56,156.56,156.56,156.56,156.56,130,null,null,706,{"$f":"LARGE(D$13:D$8748,$X718)","v":657.70699999999999},{"$f":"LARGE(E$13:E$8748,$X718)","v":657.70699999999999},{"$f":"LARGE(F$13:F$8748,$X718)","v":657.70699999999999},{"$f":"LARGE(G$13:G$8748,$X718)","v":657.70699999999999},{"$f":"LARGE(H$13:H$8748,$X718)","v":657.70699999999999},{"$f":"LARGE(I$13:I$8748,$X718)","v":25.15},{"$f":"LARGE(J$13:J$8748,$X718)","v":252.107},{"$f":"LARGE(K$13:K$8748,$X718)","v":25.15},{"$f":"LARGE(L$13:L$8748,$X718)","v":112},{"$f":"LARGE(M$13:M$8748,$X718)","v":97.57},{"$f":"LARGE(N$13:N$8748,$X718)","v":97.57},{"$f":"LARGE(O$13:O$8748,$X718)","v":112},{"$f":"LARGE(P$13:P$8748,$X718)","v":25.15},{"$f":"LARGE(Q$13:Q$8748,$X718)","v":130.05600000000001},{"$f":"LARGE(R$13:R$8748,$X718)","v":130.05600000000001},{"$f":"LARGE(S$13:S$8748,$X718)","v":130.05600000000001},{"$f":"LARGE(T$13:T$8748,$X718)","v":130.05600000000001},{"$f":"LARGE(U$13:U$8748,$X718)","v":112}]
[null,{"$f":"B718+1","v":707},null,722.92899999999997,722.92899999999997,722.92899999999997,722.92899999999997,722.92899999999997,25.6,244.71600000000001,25.6,122,73.819999999999993,73.819999999999993,122,25.6,147.6,147.6,147.6,147.6,122,null,null,707,657.01900000000001,657.01900000000001,657.01900000000001,657.01900000000001,657.01900000000001,25.15,252.101,25.15,112,97.53,97.53,112,25.15,130.024,130.024,130.024,130.024,112]
[null,708,null,685.39800000000002,685.39800000000002,685.39800000000002,685.39800000000002,685.39800000000002,25.41,244.38300000000001,25.41,115,70.22,70.22,115,25.41,140.40799999999999,140.40799999999999,140.40799999999999,140.40799999999999,115,null,null,708,656.72199999999998,656.72199999999998,656.72199999999998,656.72199999999998,656.72199999999998,25.15,252.08500000000001,25.15,112,97.49,97.49,112,25.15,129.99199999999999,129.99199999999999,129.99199999999999,129.99199999999999,112]
[null,709,null,684.85599999999999,684.85599999999999,684.85599999999999,684.85599999999999,684.85599999999999,25.02,241.19800000000001,25.02,112,68.52,68.52,112,25.02,137.024,137.024,137.024,137.024,112,null,null,709,656.68600000000004,656.68600000000004,656.68600000000004,656.68600000000004,656.68600000000004,25.15,251.92099999999999,25.15,112,97.44,97.44,112,25.15,129.91200000000001,129.91200000000001,129.91200000000001,129.91200000000001,112]
[null,710,null,660.82,660.82,660.82,660.82,660.82,26.56,238.60599999999999,26.56,112,69.319999999999993,69.319999999999993,112,26.56,138.56,138.56,138.56,138.56,112,null,null,710,656.62099999999998,656.62099999999998,656.62099999999998,656.62099999999998,656.62099999999998,25.15,251.87299999999999,25.15,112,97.43,97.43,112,25.15,129.864,129.864,129.864,129.864,112]
[null,711,null,655.24800000000005,655.24800000000005,655.24800000000005,655.24800000000005,655.24800000000005,27.71,234.87700000000001,27.71,113,70.37,70.37,113,27.71,140.71199999999999,140.71199999999999,140.71199999999999,140.71199999999999,113,null,null,711,655.35500000000002,655.35500000000002,655.35500000000002,655.35500000000002,655.35500000000002,25.15,251.642,25.15,112,97.41,97.41,112,25.15,129.85599999999999,129.85599999999999,129.85599999999999,129.85599999999999,112]
[null,712,null,643.15800000000002,643.15800000000002,643.15800000000002,643.15800000000002,643.15800000000002,26.62,234.012,26.62,119,72.819999999999993,72.819999999999993,119,26.62,145.624,145.624,145.624,145.624,119,null,null,712,655.24800000000005,655.24800000000005,655.24800000000005,655.24800000000005,655.24800000000005,25.15,251.25800000000001,25.15,112,97.4,97.4,112,25.15,129.84800000000001,129.84800000000001,129.84800000000001,129.84800000000001,112]
[null,713,null,646.91099999999994,646.91099999999994,646.91099999999994,646.91099999999994,646.91099999999994,23.36,234.65299999999999,23.36,130,76.72,76.72,130,23.36,153.36000000000001,153.36000000000001,153.36000000000001,153.36000000000001,130,null,null,713,654.923,654.923,654.923,654.923,654.923,25.15,251.20699999999999,25.15,112,97.39,97.39,112,25.15,129.83199999999999,129.83199999999999,129.83199999999999,129.83199999999999,112]
[null,714,null,657.01900000000001,657.01900000000001,657.01900000000001,657.01900000000001,657.01900000000001,28.8,238.51,28.8,140,84.42,84.42,140,28.8,168.8,168.8,168.8,168.8,140,null,null,714,654.33100000000002,654.33100000000002,654.33100000000002,654.33100000000002,654.33100000000002,25.15,251.18700000000001,25.15,112,97.39,97.39,112,25.15,129.82400000000001,129.82400000000001,129.82400000000001,129.82400000000001,112]
[null,715,null,665.35299999999995,665.35299999999995,665.35299999999995,665.35299999999995,665.35299999999995,29.06,241.81299999999999,29.06,148,88.57,88.57,148,29.06,177.05600000000001,177.05600000000001,177.05600000000001,177.05600000000001,148,null,null,715,651.98500000000001,651.98500000000001,651.98500000000001,651.98500000000001,651.98500000000001,25.15,251.005,25.15,112,97.37,97.37,112,25.15,129.768,129.768,129.768,129.768,112]
[null,716,null,695.99400000000003,695.99400000000003,695.99400000000003,695.99400000000003,695.99400000000003,30.78,245.03,30.78,149,89.92,89.92,149,30.78,179.78399999999999,179.78399999999999,179.78399999999999,179.78399999999999,149,null,null,716,651.86800000000005,651.86800000000005,651.86800000000005,651.86800000000005,651.86800000000005,25.15,250.995,25.15,112,97.34,97.34,112,25.15,129.75200000000001,129.75200000000001,129.75200000000001,129.75200000000001,112]
[null,717,null,695.10799999999995,695.10799999999995,695.10799999999995,695.10799999999995,695.10799999999995,30.34,248.84200000000001,30.34,153,91.67,91.67,153,30.34,183.33600000000001,183.33600000000001,183.33600000000001,183.33600000000001,153,null,null,717,651.51499999999999,651.51499999999999,651.51499999999999,651.51499999999999,651.51499999999999,25.09,250.941,25.09,112,97.3,97.3,112,25.09,129.72,129.72,129.72,129.72,112]
[null,718,null,696.40700000000004,696.40700000000004,696.40700000000004,696.40700000000004,696.40700000000004,28.93,255.89400000000001,28.93,148,88.47,88.47,148,28.93,176.928,176.928,176.928,176.928,148,null,null,718,651.45299999999997,651.45299999999997,651.45299999999997,651.45299999999997,651.45299999999997,25.09,250.505,25.09,112,97.27,97.27,112,25.09,129.70400000000001,129.70400000000001,129.70400000000001,129.70400000000001,112]
[null,719,null,687.75199999999995,687.75199999999995,687.75199999999995,687.75199999999995,687.75199999999995,29.57,257.53699999999998,29.57,148,88.82,88.82,148,29.57,177.56800000000001,177.56800000000001,177.56800000000001,177.56800000000001,148,null,null,719,650.98800000000006,650.98800000000006,650.98800000000006,650.98800000000006,650.98800000000006,25.09,250.47,25.09,112,97.23,97.23,112,25.09,129.672,129.672,129.672,129.672,112]
[null,720,null,659.23900000000003,659.23900000000003,659.23900000000003,659.23900000000003,659.23900000000003,26.82,263.50299999999999,26.82,120,73.42,73.42,120,26.82,146.816,146.816,146.816,146.816,120,null,null,720,649.28599999999994,649.28599999999994,649.28599999999994,649.28599999999994,649.28599999999994,25.09,250.29,25.09,112,97.23,97.23,112,25.09,129.63200000000001,129.63200000000001,129.63200000000001,129.63200000000001,112]
[null,721,null,678.78099999999995,678.78099999999995,678.78099999999995,678.78099999999995,678.78099999999995,21.63,277.21499999999997,21.63,105,70.12,70.12,105,21.63,126.63200000000001,126.63200000000001,126.63200000000001,126.63200000000001,105,null,null,721,649.19299999999998,649.19299999999998,649.19299999999998,649.19299999999998,649.19299999999998,25.09,250.197,25.09,112,97.21,97.21,112,25.09,129.61600000000001,129.61600000000001,129.61600000000001,129.61600000000001,112]
[null,722,null,679.21900000000005,679.21900000000005,679.21900000000005,679.21900000000005,679.21900000000005,21.63,279.16000000000003,21.63,96,65.13,65.13,96,21.63,117.63200000000001,117.63200000000001,117.63200000000001,117.63200000000001,96,null,null,722,648.94600000000003,648.94600000000003,648.94600000000003,648.94600000000003,648.94600000000003,25.09,249.99199999999999,25.09,112,97.17,97.17,112,25.09,129.488,129.488,129.488,129.488,112]
[null,723,null,677.39400000000001,677.39400000000001,677.39400000000001,677.39400000000001,677.39400000000001,21.06,278.73099999999999,21.06,92,62.64,62.64,92,21.06,113.056,113.056,113.056,113.056,92,null,null,723,648.59500000000003,648.59500000000003,648.59500000000003,648.59500000000003,648.59500000000003,25.02,249.77799999999999,25.02,112,97.16,97.16,112,25.02,129.464,129.464,129.464,129.464,112]
[null,724,null,681.13800000000003,681.13800000000003,681.13800000000003,681.13800000000003,681.13800000000003,20.350000000000001,278.45499999999998,20.350000000000001,89,60.59,60.59,89,20.350000000000001,109.352,109.352,109.352,109.352,89,null,null,724,648.08799999999997,648.08799999999997,648.08799999999997,648.08799999999997,648.08799999999997,25.02,249.74299999999999,25.02,112,97.16,97.16,112,25.02,129.28,129.28,129.28,129.28,112]
[null,725,null,700.79700000000003,700.79700000000003,700.79700000000003,700.79700000000003,700.79700000000003,21.44,285.47800000000001,21.44,94,63.91,63.91,94,21.44,115.44,115.44,115.44,115.44,94,null,null,725,648.07799999999997,648.07799999999997,648.07799999999997,648.07799999999997,648.07799999999997,25.02,249.71700000000001,25.02,112,97.13,97.13,112,25.02,129.256,129.256,129.256,129.256,112]
[null,726,null,738.553,738.553,738.553,738.553,738.553,20.100000000000001,294.34300000000002,20.100000000000001,97,64.86,64.86,97,20.100000000000001,117.096,117.096,117.096,117.096,97,null,null,726,647.96699999999998,647.96699999999998,647.96699999999998,647.96699999999998,647.96699999999998,25.02,249.49299999999999,25.02,111,97.11,97.11,111,25.02,129.24,129.24,129.24,129.24,111]
[null,727,null,747.24400000000003,747.24400000000003,747.24400000000003,747.24400000000003,747.24400000000003,18.940000000000001,301.87799999999999,18.940000000000001,109,70.84,70.84,109,18.940000000000001,127.944,127.944,127.944,127.944,109,null,null,727,647.68499999999995,647.68499999999995,647.68499999999995,647.68499999999995,647.68499999999995,25.02,249.47,25.02,111,97.09,97.09,111,25.02,129.21600000000001,129.21600000000001,129.21600000000001,129.21600000000001,111]
[null,728,null,763.74900000000002,763.74900000000002,763.74900000000002,763.74900000000002,763.74900000000002,16.96,307.69600000000003,16.96,123,77.540000000000006,77.540000000000006,123,16.96,139.96,139.96,139.96,139.96,123,null,null,728,646.91099999999994,646.91099999999994,646.91099999999994,646.91099999999994,646.91099999999994,25.02,249.41900000000001,25.02,111,97.07,97.07,111,25.02,129.21600000000001,129.21600000000001,129.21600000000001,129.21600000000001,111]
[null,729,null,757.17100000000005,757.17100000000005,757.17100000000005,757.17100000000005,757.17100000000005,23.42,314.79199999999997,23.42,147,94.37,94.37,147,23.42,170.42400000000001,170.42400000000001,170.42400000000001,170.42400000000001,147,null,null,729,646.33199999999999,646.33199999999999,646.33199999999999,646.33199999999999,646.33199999999999,25.02,249.09200000000001,25.02,111,97.07,97.07,111,25.02,129.16800000000001,129.16800000000001,129.16800000000001,129.16800000000001,111]
[null,730,null,729.28599999999994,729.28599999999994,729.28599999999994,729.28599999999994,729.28599999999994,28.29,318.44200000000001,28.29,156,102.07,102.07,156,28.29,184.28800000000001,184.28800000000001,184.28800000000001,184.28800000000001,156,null,null,730,646.16499999999996,646.16499999999996,646.16499999999996,646.16499999999996,646.16499999999996,25.02,249.07300000000001,25.02,111,97.05,97.05,111,25.02,129.16800000000001,129.16800000000001,129.16800000000001,129.16800000000001,111]
[null,731,null,697.11,697.11,697.11,697.11,697.11,27.46,310.84199999999998,27.46,157,102.18,102.18,157,27.46,184.45599999999999,184.45599999999999,184.45599999999999,184.45599999999999,157,null,null,731,645.87800000000004,645.87800000000004,645.87800000000004,645.87800000000004,645.87800000000004,25.02,249.01499999999999,25.02,111,97.02,97.02,111,25.02,128.792,128.792,128.792,128.792,111]
[null,732,null,657.97799999999995,657.97799999999995,657.97799999999995,657.97799999999995,657.97799999999995,25.66,291.12299999999999,25.66,145,94.54,94.54,145,25.66,170.66399999999999,170.66399999999999,170.66399999999999,170.66399999999999,145,null,null,732,645.48299999999995,645.48299999999995,645.48299999999995,645.48299999999995,645.48299999999995,25.02,248.84200000000001,25.02,111,96.99,96.99,111,25.02,128.78399999999999,128.78399999999999,128.78399999999999,128.78399999999999,111]
[null,733,null,621.45000000000005,621.45000000000005,621.45000000000005,621.45000000000005,621.45000000000005,29.38,261.88499999999999,29.38,137,92.16,92.16,137,29.38,166.376,166.376,166.376,166.376,137,null,null,733,645.40700000000004,645.40700000000004,645.40700000000004,645.40700000000004,645.40700000000004,25.02,248.71700000000001,25.02,111,96.98,96.98,111,25.02,128.71199999999999,128.71199999999999,128.71199999999999,128.71199999999999,111]
[null,734,null,607.92399999999998,607.92399999999998,607.92399999999998,607.92399999999998,607.92399999999998,29.38,247.01599999999999,29.38,128,87.17,87.17,128,29.38,157.376,157.376,157.376,157.376,128,null,null,734,645.19899999999996,645.19899999999996,645.19899999999996,645.19899999999996,645.19899999999996,25.02,248.69499999999999,25.02,111,96.95,96.95,111,25.02,128.68,128.68,128.68,128.68,111]
[null,735,null,608.86300000000006,608.86300000000006,608.86300000000006,608.86300000000006,608.86300000000006,29.89,233.26499999999999,29.89,116,80.81,80.81,116,29.89,145.88800000000001,145.88800000000001,145.88800000000001,145.88800000000001,116,null,null,735,644.88599999999997,644.88599999999997,644.88599999999997,644.88599999999997,644.88599999999997,25.02,248.672,25.02,111,96.93,96.93,111,25.02,128.47200000000001,128.47200000000001,128.47200000000001,128.47200000000001,111]
[null,736,null,589.40800000000002,589.40800000000002,589.40800000000002,589.40800000000002,589.40800000000002,29.7,230.60900000000001,29.7,108,76.260000000000005,76.260000000000005,108,29.7,137.696,137.696,137.696,137.696,108,null,null,736,644.86500000000001,644.86500000000001,644.86500000000001,644.86500000000001,644.86500000000001,25.02,248.666,25.02,111,96.92,96.92,111,25.02,128.44800000000001,128.44800000000001,128.44800000000001,128.44800000000001,111]
[null,737,null,617.69799999999998,617.69799999999998,617.69799999999998,617.69799999999998,617.69799999999998,25.92,234.214,25.92,106,73.05,73.05,106,25.92,131.91999999999999,131.91999999999999,131.91999999999999,131.91999999999999,106,null,null,737,644.53099999999995,644.53099999999995,644.53099999999995,644.53099999999995,644.53099999999995,25.02,248.54400000000001,25.02,111,96.9,96.9,111,25.02,128.28,128.28,128.28,128.28,111]
[null,738,null,618.12900000000002,618.12900000000002,618.12900000000002,618.12900000000002,618.12900000000002,29.18,243.345,29.18,118,81.53,81.53,118,29.18,147.184,147.184,147.184,147.184,118,null,null,738,643.71900000000005,643.71900000000005,643.71900000000005,643.71900000000005,643.71900000000005,25.02,248.38399999999999,25.02,111,96.9,96.9,111,25.02,128.26400000000001,128.26400000000001,128.26400000000001,128.26400000000001,111]
[null,739,null,620.52300000000002,620.52300000000002,620.52300000000002,620.52300000000002,620.52300000000002,28.93,253.417,28.93,129,87.45,87.45,129,28.93,157.928,157.928,157.928,157.928,129,null,null,739,643.15800000000002,643.15800000000002,643.15800000000002,643.15800000000002,643.15800000000002,24.96,248.32499999999999,24.96,111,96.89,96.89,111,24.96,128.21600000000001,128.21600000000001,128.21600000000001,128.21600000000001,111]
[null,740,null,627.77499999999998,627.77499999999998,627.77499999999998,627.77499999999998,627.77499999999998,29.31,260.30200000000002,29.31,135,91,91,135,29.31,164.31200000000001,164.31200000000001,164.31200000000001,164.31200000000001,135,null,null,740,642.95299999999997,642.95299999999997,642.95299999999997,642.95299999999997,642.95299999999997,24.96,248.291,24.96,111,96.87,96.87,111,24.96,128.16800000000001,128.16800000000001,128.16800000000001,128.16800000000001,111]
[null,741,null,645.48299999999995,645.48299999999995,645.48299999999995,645.48299999999995,645.48299999999995,29.7,263.38799999999998,29.7,137,92.33,92.33,137,29.7,166.696,166.696,166.696,166.696,137,null,null,741,641.91,641.91,641.91,641.91,641.91,24.96,248.25,24.96,111,96.84,96.84,111,24.96,128.08799999999999,128.08799999999999,128.08799999999999,128.08799999999999,111]
[null,742,null,634.94100000000003,634.94100000000003,634.94100000000003,634.94100000000003,634.94100000000003,29.95,264.24299999999999,29.95,134,90.83,90.83,134,29.95,163.952,163.952,163.952,163.952,134,null,null,742,640.24,640.24,640.24,640.24,640.24,24.96,247.84899999999999,24.96,111,96.82,96.82,111,24.96,128.08000000000001,128.08000000000001,128.08000000000001,128.08000000000001,111]
[null,743,null,628.15599999999995,628.15599999999995,628.15599999999995,628.15599999999995,628.15599999999995,29.25,258.255,29.25,134,90.39,90.39,134,29.25,163.24799999999999,163.24799999999999,163.24799999999999,163.24799999999999,134,null,null,743,640.04600000000005,640.04600000000005,640.04600000000005,640.04600000000005,640.04600000000005,24.96,247.82,24.96,111,96.79,96.79,111,24.96,128.00800000000001,128.00800000000001,128.00800000000001,128.00800000000001,111]
[null,744,null,678.803,678.803,678.803,678.803,678.803,25.79,253.57400000000001,25.79,135,89.06,89.06,135,25.79,160.792,160.792,160.792,160.792,135,null,null,744,640.03,640.03,640.03,640.03,640.03,24.96,247.76900000000001,24.96,111,96.79,96.79,111,24.96,127.944,127.944,127.944,127.944,111]
[null,745,null,603.96699999999998,603.96699999999998,603.96699999999998,603.96699999999998,603.96699999999998,20.100000000000001,248.291,20.100000000000001,136,86.68,86.68,136,20.100000000000001,156.096,156.096,156.096,156.096,136,null,null,745,639.61199999999997,639.61199999999997,639.61199999999997,639.61199999999997,639.61199999999997,24.96,247.75,24.96,111,96.79,96.79,111,24.96,127.928,127.928,127.928,127.928,111]
[null,746,null,598.69500000000005,598.69500000000005,598.69500000000005,598.69500000000005,598.69500000000005,23.68,249.09200000000001,23.68,142,92.01,92.01,142,23.68,165.68,165.68,165.68,165.68,142,null,null,746,639.43700000000001,639.43700000000001,639.43700000000001,639.43700000000001,639.43700000000001,24.96,247.744,24.96,111,96.72,96.72,111,24.96,127.84,127.84,127.84,127.84,111]
[null,747,null,599.15499999999997,599.15499999999997,599.15499999999997,599.15499999999997,599.15499999999997,24.51,249.07300000000001,24.51,143,93.01,93.01,143,24.51,167.512,167.512,167.512,167.512,143,null,null,747,638.25900000000001,638.25900000000001,638.25900000000001,638.25900000000001,638.25900000000001,24.96,247.33,24.96,111,96.72,96.72,111,24.96,127.83199999999999,127.83199999999999,127.83199999999999,127.83199999999999,111]
[null,748,null,607.94000000000005,607.94000000000005,607.94000000000005,607.94000000000005,607.94000000000005,24.38,248.71700000000001,24.38,140,91.29,91.29,140,24.38,164.38399999999999,164.38399999999999,164.38399999999999,164.38399999999999,140,null,null,748,638.10400000000004,638.10400000000004,638.10400000000004,638.10400000000004,638.10400000000004,24.96,247.202,24.96,110,96.69,96.69,110,24.96,127.816,127.816,127.816,127.816,110]
[null,749,null,632.62199999999996,632.62199999999996,632.62199999999996,632.62199999999996,632.62199999999996,24.96,249.99199999999999,24.96,142,92.73,92.73,142,24.96,166.96,166.96,166.96,166.96,142,null,null,749,637.47199999999998,637.47199999999998,637.47199999999998,637.47199999999998,637.47199999999998,24.96,247.09,24.96,110,96.65,96.65,110,24.96,127.776,127.776,127.776,127.776,110]
[null,750,null,680.67399999999998,680.67399999999998,680.67399999999998,680.67399999999998,680.67399999999998,26.18,245.12299999999999,26.18,145,95.06,95.06,145,26.18,171.17599999999999,171.17599999999999,171.17599999999999,171.17599999999999,145,null,null,750,637.27200000000005,637.27200000000005,637.27200000000005,637.27200000000005,637.27200000000005,24.96,247.01599999999999,24.96,110,96.65,96.65,110,24.96,127.616,127.616,127.616,127.616,110]
[null,751,null,695.279,695.279,695.279,695.279,695.279,24.64,238.5,24.64,157,100.84,100.84,157,24.64,181.64,181.64,181.64,181.64,157,null,null,751,637.01,637.01,637.01,637.01,637.01,24.96,246.917,24.96,110,96.61,96.61,110,24.96,127.616,127.616,127.616,127.616,110]
[null,752,null,674.83799999999997,674.83799999999997,674.83799999999997,674.83799999999997,674.83799999999997,19.52,242.31299999999999,19.52,165,102.45,102.45,165,19.52,184.52,184.52,184.52,184.52,165,null,null,752,635.9,635.9,635.9,635.9,635.9,24.9,246.75700000000001,24.9,110,96.6,96.6,110,24.9,127.616,127.616,127.616,127.616,110]
[null,753,null,638.25900000000001,638.25900000000001,638.25900000000001,638.25900000000001,638.25900000000001,27.14,248.54400000000001,27.14,166,107.22,107.22,166,27.14,193.136,193.136,193.136,193.136,166,null,null,753,635.37800000000004,635.37800000000004,635.37800000000004,635.37800000000004,635.37800000000004,24.9,246.417,24.9,110,96.5,96.5,110,24.9,127.544,127.544,127.544,127.544,110]
[null,754,null,628.28,628.28,628.28,628.28,628.28,30.78,247.75,30.78,165,108.72,108.72,165,30.78,195.78399999999999,195.78399999999999,195.78399999999999,195.78399999999999,165,null,null,754,634.94100000000003,634.94100000000003,634.94100000000003,634.94100000000003,634.94100000000003,24.9,246.327,24.9,110,96.44,96.44,110,24.9,127.536,127.536,127.536,127.536,110]
[null,755,null,618.28200000000004,618.28200000000004,618.28200000000004,618.28200000000004,618.28200000000004,30.59,235.774,30.59,155,103.06,103.06,155,30.59,185.59200000000001,185.59200000000001,185.59200000000001,185.59200000000001,155,null,null,755,634.09199999999998,634.09199999999998,634.09199999999998,634.09199999999998,634.09199999999998,24.9,245.99700000000001,24.9,110,96.43,96.43,110,24.9,127.44799999999999,127.44799999999999,127.44799999999999,127.44799999999999,110]
[null,756,null,587.32799999999997,587.32799999999997,587.32799999999997,587.32799999999997,587.32799999999997,30.14,225.00899999999999,30.14,145,97.23,97.23,145,30.14,175.14400000000001,175.14400000000001,175.14400000000001,175.14400000000001,145,null,null,756,633.66499999999996,633.66499999999996,633.66499999999996,633.66499999999996,633.66499999999996,24.9,245.92,24.9,110,96.43,96.43,110,24.9,127.44799999999999,127.44799999999999,127.44799999999999,127.44799999999999,110]
[null,757,null,547.42499999999995,547.42499999999995,547.42499999999995,547.42499999999995,547.42499999999995,30.4,212.45400000000001,30.4,138,93.51,93.51,138,30.4,168.4,168.4,168.4,168.4,138,null,null,757,632.96,632.96,632.96,632.96,632.96,24.9,245.89500000000001,24.9,110,96.42,96.42,110,24.9,127.408,127.408,127.408,127.408,110]
[null,758,null,559.99199999999996,559.99199999999996,559.99199999999996,559.99199999999996,559.99199999999996,30.21,207.22800000000001,30.21,132,90.07,90.07,132,30.21,162.208,162.208,162.208,162.208,132,null,null,758,632.62199999999996,632.62199999999996,632.62199999999996,632.62199999999996,632.62199999999996,24.9,245.85300000000001,24.9,110,96.34,96.34,110,24.9,127.328,127.328,127.328,127.328,110]
[null,759,null,555.24900000000002,555.24900000000002,555.24900000000002,555.24900000000002,555.24900000000002,31.17,207.38200000000001,31.17,120,83.96,83.96,120,31.17,151.16800000000001,151.16800000000001,151.16800000000001,151.16800000000001,120,null,null,759,632.47699999999998,632.47699999999998,632.47699999999998,632.47699999999998,632.47699999999998,24.9,245.292,24.9,110,96.32,96.32,110,24.9,127.312,127.312,127.312,127.312,110]
[null,760,null,594.29499999999996,594.29499999999996,594.29499999999996,594.29499999999996,594.29499999999996,29.7,205.328,29.7,116,80.900000000000006,80.900000000000006,116,29.7,145.696,145.696,145.696,145.696,116,null,null,760,632.42100000000005,632.42100000000005,632.42100000000005,632.42100000000005,632.42100000000005,24.9,245.196,24.9,110,96.29,96.29,110,24.9,127.056,127.056,127.056,127.056,110]
[null,761,null,552.04100000000005,552.04100000000005,552.04100000000005,552.04100000000005,552.04100000000005,25.54,218.041,25.54,110,75.239999999999995,75.239999999999995,110,25.54,135.536,135.536,135.536,135.536,110,null,null,761,632.38300000000004,632.38300000000004,632.38300000000004,632.38300000000004,632.38300000000004,24.9,245.155,24.9,110,96.27,96.27,110,24.9,126.96,126.96,126.96,126.96,110]
[null,762,null,548.79999999999995,548.79999999999995,548.79999999999995,548.79999999999995,548.79999999999995,29.7,226.35499999999999,29.7,118,82.02,82.02,118,29.7,147.696,147.696,147.696,147.696,118,null,null,762,632.25599999999997,632.25599999999997,632.25599999999997,632.25599999999997,632.25599999999997,24.9,245.12299999999999,24.9,110,96.25,96.25,110,24.9,126.944,126.944,126.944,126.944,110]
[null,763,null,567.84400000000005,567.84400000000005,567.84400000000005,567.84400000000005,567.84400000000005,28.48,235.774,28.48,123,84.12,84.12,123,28.48,151.47999999999999,151.47999999999999,151.47999999999999,151.47999999999999,123,null,null,763,632.17200000000003,632.17200000000003,632.17200000000003,632.17200000000003,632.17200000000003,24.9,245.1,24.9,110,96.22,96.22,110,24.9,126.91200000000001,126.91200000000001,126.91200000000001,126.91200000000001,110]
[null,764,null,596.375,596.375,596.375,596.375,596.375,29.44,235.83500000000001,29.44,125,85.74,85.74,125,29.44,154.44,154.44,154.44,154.44,125,null,null,764,632.08600000000001,632.08600000000001,632.08600000000001,632.08600000000001,632.08600000000001,24.9,245.07499999999999,24.9,110,96.2,96.2,110,24.9,126.896,126.896,126.896,126.896,110]
[null,765,null,602.99199999999996,602.99199999999996,602.99199999999996,602.99199999999996,602.99199999999996,29.12,228.71,29.12,125,85.57,85.57,125,29.12,154.12,154.12,154.12,154.12,125,null,null,765,631.54700000000003,631.54700000000003,631.54700000000003,631.54700000000003,631.54700000000003,24.9,245.05199999999999,24.9,110,96.2,96.2,110,24.9,126.83199999999999,126.83199999999999,126.83199999999999,126.83199999999999,110]
[null,766,null,590.56899999999996,590.56899999999996,590.56899999999996,590.56899999999996,590.56899999999996,30.02,217.52199999999999,30.02,124,85.51,85.51,124,30.02,154.01599999999999,154.01599999999999,154.01599999999999,154.01599999999999,124,null,null,766,631.12,631.12,631.12,631.12,631.12,24.83,245.03,24.83,110,96.2,96.2,110,24.83,126.76,126.76,126.76,126.76,110]
[null,767,null,556.88599999999997,556.88599999999997,556.88599999999997,556.88599999999997,556.88599999999997,29.5,215.74700000000001,29.5,127,86.9,86.9,127,29.5,156.50399999999999,156.50399999999999,156.50399999999999,156.50399999999999,127,null,null,767,630.78599999999994,630.78599999999994,630.78599999999994,630.78599999999994,630.78599999999994,24.83,244.92400000000001,24.83,110,96.17,96.17,110,24.83,126.736,126.736,126.736,126.736,110]
[null,768,null,609.72199999999998,609.72199999999998,609.72199999999998,609.72199999999998,609.72199999999998,27.01,211.88,27.01,126,84.96,84.96,126,27.01,153.00800000000001,153.00800000000001,153.00800000000001,153.00800000000001,126,null,null,768,629.54700000000003,629.54700000000003,629.54700000000003,629.54700000000003,629.54700000000003,24.83,244.87,24.83,110,96.17,96.17,110,24.83,126.664,126.664,126.664,126.664,110]
[null,769,null,515.61699999999996,515.61699999999996,515.61699999999996,515.61699999999996,515.61699999999996,20.61,205.501,20.61,116,121.49,121.49,116,20.61,136.608,136.608,136.608,136.608,116,null,null,769,628.52099999999996,628.52099999999996,628.52099999999996,628.52099999999996,628.52099999999996,24.83,244.84700000000001,24.83,110,96.14,96.14,110,24.83,126.648,126.648,126.648,126.648,110]
[null,770,null,524.77800000000002,524.77800000000002,524.77800000000002,524.77800000000002,524.77800000000002,23.49,204.83500000000001,23.49,115,123.18,123.18,115,23.49,138.488,138.488,138.488,138.488,115,null,null,770,{"$f":"LARGE(D$13:D$8748,$X782)","v":628.28},{"$f":"LARGE(E$13:E$8748,$X782)","v":628.28},{"$f":"LARGE(F$13:F$8748,$X782)","v":628.28},{"$f":"LARGE(G$13:G$8748,$X782)","v":628.28},{"$f":"LARGE(H$13:H$8748,$X782)","v":628.28},{"$f":"LARGE(I$13:I$8748,$X782)","v":24.83},{"$f":"LARGE(J$13:J$8748,$X782)","v":244.71600000000001},{"$f":"LARGE(K$13:K$8748,$X782)","v":24.83},{"$f":"LARGE(L$13:L$8748,$X782)","v":110},{"$f":"LARGE(M$13:M$8748,$X782)","v":96.14},{"$f":"LARGE(N$13:N$8748,$X782)","v":96.14},{"$f":"LARGE(O$13:O$8748,$X782)","v":110},{"$f":"LARGE(P$13:P$8748,$X782)","v":24.83},{"$f":"LARGE(Q$13:Q$8748,$X782)","v":126.64},{"$f":"LARGE(R$13:R$8748,$X782)","v":126.64},{"$f":"LARGE(S$13:S$8748,$X782)","v":126.64},{"$f":"LARGE(T$13:T$8748,$X782)","v":126.64},{"$f":"LARGE(U$13:U$8748,$X782)","v":110}]
[null,{"$f":"B782+1","v":771},null,522.24300000000005,522.24300000000005,522.24300000000005,522.24300000000005,522.24300000000005,22.53,205.36,22.53,112,119.62,119.62,112,22.53,134.52799999999999,134.52799999999999,134.52799999999999,134.52799999999999,112,null,null,771,628.15599999999995,628.15599999999995,628.15599999999995,628.15599999999995,628.15599999999995,24.83,244.71299999999999,24.83,110,96.06,96.06,110,24.83,126.63200000000001,126.63200000000001,126.63200000000001,126.63200000000001,110]
[null,772,null,525.95799999999997,525.95799999999997,525.95799999999997,525.95799999999997,525.95799999999997,21.95,205.87299999999999,21.95,110,117.4,117.4,110,21.95,131.952,131.952,131.952,131.952,110,null,null,772,627.96900000000005,627.96900000000005,627.96900000000005,627.96900000000005,627.96900000000005,24.83,244.67699999999999,24.83,110,96.05,96.05,110,24.83,126.63200000000001,126.63200000000001,126.63200000000001,126.63200000000001,110]
[null,773,null,535.24300000000005,535.24300000000005,535.24300000000005,535.24300000000005,535.24300000000005,21.89,201.11500000000001,21.89,110,117.31,117.31,110,21.89,131.88800000000001,131.88800000000001,131.88800000000001,131.88800000000001,110,null,null,773,627.77700000000004,627.77700000000004,627.77700000000004,627.77700000000004,627.77700000000004,24.83,244.626,24.83,110,96.05,96.05,110,24.83,126.63200000000001,126.63200000000001,126.63200000000001,126.63200000000001,110]
[null,774,null,565.279,565.279,565.279,565.279,565.279,23.1,199.196,23.1,113,121.04,121.04,113,23.1,136.10400000000001,136.10400000000001,136.10400000000001,136.10400000000001,113,null,null,774,627.77499999999998,627.77499999999998,627.77499999999998,627.77499999999998,627.77499999999998,24.83,244.41499999999999,24.83,110,96.03,96.03,110,24.83,126.616,126.616,126.616,126.616,110]
[null,775,null,606.23900000000003,606.23900000000003,606.23900000000003,606.23900000000003,606.23900000000003,21.5,204.55600000000001,21.5,120,125.85,125.85,120,21.5,141.50399999999999,141.50399999999999,141.50399999999999,141.50399999999999,120,null,null,775,627.64300000000003,627.64300000000003,627.64300000000003,627.64300000000003,627.64300000000003,24.83,244.38300000000001,24.83,109,95.98,95.98,109,24.83,126.57599999999999,126.57599999999999,126.57599999999999,126.57599999999999,109]
[null,776,null,614.38199999999995,614.38199999999995,614.38199999999995,614.38199999999995,614.38199999999995,18.82,210.374,18.82,118,121.67,121.67,118,18.82,136.816,136.816,136.816,136.816,118,null,null,776,626.83799999999997,626.83799999999997,626.83799999999997,626.83799999999997,626.83799999999997,24.83,244.33500000000001,24.83,109,95.94,95.94,109,24.83,126.55200000000001,126.55200000000001,126.55200000000001,126.55200000000001,109]
[null,777,null,594.98699999999997,594.98699999999997,594.98699999999997,594.98699999999997,594.98699999999997,27.07,213.517,27.07,120,130.83000000000001,130.83000000000001,120,27.07,147.072,147.072,147.072,147.072,120,null,null,777,626.65099999999995,626.65099999999995,626.65099999999995,626.65099999999995,626.65099999999995,24.83,244.315,24.83,109,95.91,95.91,109,24.83,126.52800000000001,126.52800000000001,126.52800000000001,126.52800000000001,109]
[null,778,null,575.96400000000006,575.96400000000006,575.96400000000006,575.96400000000006,575.96400000000006,30.85,210.49,30.85,110,125.22,125.22,110,30.85,140.84800000000001,140.84800000000001,140.84800000000001,140.84800000000001,110,null,null,778,626.649,626.649,626.649,626.649,626.649,24.83,244.18700000000001,24.83,109,95.88,95.88,109,24.83,126.496,126.496,126.496,126.496,109]
[null,779,null,542.971,542.971,542.971,542.971,542.971,29.12,197.18100000000001,29.12,103,117.48,117.48,103,29.12,132.12,132.12,132.12,132.12,103,null,null,779,626.19799999999998,626.19799999999998,626.19799999999998,626.19799999999998,626.19799999999998,24.83,244.184,24.83,109,95.87,95.87,109,24.83,126.44799999999999,126.44799999999999,126.44799999999999,126.44799999999999,109]
[null,780,null,531.73800000000006,531.73800000000006,531.73800000000006,531.73800000000006,531.73800000000006,27.58,190.36,27.58,95,109.04,109.04,95,27.58,122.584,122.584,122.584,122.584,95,null,null,780,625.97799999999995,625.97799999999995,625.97799999999995,625.97799999999995,625.97799999999995,24.77,244.155,24.77,109,95.86,95.86,109,24.77,126.416,126.416,126.416,126.416,109]
[null,781,null,546.54700000000003,546.54700000000003,546.54700000000003,546.54700000000003,546.54700000000003,28.99,189.12299999999999,28.99,90,105.84,105.84,90,28.99,118.992,118.992,118.992,118.992,90,null,null,781,625.548,625.548,625.548,625.548,625.548,24.77,243.995,24.77,109,95.83,95.83,109,24.77,126.4,126.4,126.4,126.4,109]
[null,782,null,519.37599999999998,519.37599999999998,519.37599999999998,519.37599999999998,519.37599999999998,28.93,185.33699999999999,28.93,88,103.97,103.97,88,28.93,116.928,116.928,116.928,116.928,88,null,null,782,625.20500000000004,625.20500000000004,625.20500000000004,625.20500000000004,625.20500000000004,24.77,243.816,24.77,109,95.83,95.83,109,24.77,126.376,126.376,126.376,126.376,109]
[null,783,null,512.779,512.779,512.779,512.779,512.779,28.1,184.58,28.1,84,99.7,99.7,84,28.1,112.096,112.096,112.096,112.096,84,null,null,783,624.92399999999998,624.92399999999998,624.92399999999998,624.92399999999998,624.92399999999998,24.77,243.761,24.77,109,95.81,95.81,109,24.77,126.34399999999999,126.34399999999999,126.34399999999999,126.34399999999999,109]
[null,784,null,526.22900000000004,526.22900000000004,526.22900000000004,526.22900000000004,526.22900000000004,27.07,185.35900000000001,27.07,81,96.14,96.14,81,27.07,108.072,108.072,108.072,108.072,81,null,null,784,624.14800000000002,624.14800000000002,624.14800000000002,624.14800000000002,624.14800000000002,24.77,243.55600000000001,24.77,109,95.77,95.77,109,24.77,126.336,126.336,126.336,126.336,109]
[null,785,null,528.08600000000001,528.08600000000001,528.08600000000001,528.08600000000001,528.08600000000001,20.93,191.517,20.93,85,94.18,94.18,85,20.93,105.928,105.928,105.928,105.928,85,null,null,785,624.09699999999998,624.09699999999998,624.09699999999998,624.09699999999998,624.09699999999998,24.77,243.489,24.77,109,95.75,95.75,109,24.77,126.336,126.336,126.336,126.336,109]
[null,786,null,526.13,526.13,526.13,526.13,526.13,22.53,199.75700000000001,22.53,87,97.39,97.39,87,22.53,109.52800000000001,109.52800000000001,109.52800000000001,109.52800000000001,87,null,null,786,624.08000000000004,624.08000000000004,624.08000000000004,624.08000000000004,624.08000000000004,24.77,243.41499999999999,24.77,109,95.73,95.73,109,24.77,126.32,126.32,126.32,126.32,109]
[null,787,null,520.18799999999999,520.18799999999999,520.18799999999999,520.18799999999999,520.18799999999999,20.99,201.81700000000001,20.99,81,90.72,90.72,81,20.99,101.992,101.992,101.992,101.992,81,null,null,787,623.96299999999997,623.96299999999997,623.96299999999997,623.96299999999997,623.96299999999997,24.77,243.393,24.77,109,95.72,95.72,109,24.77,126.248,126.248,126.248,126.248,109]
[null,788,null,508.435,508.435,508.435,508.435,508.435,21.22,201.887,21.22,86,95.34,95.34,86,21.22,107.224,107.224,107.224,107.224,86,null,null,788,623.37400000000002,623.37400000000002,623.37400000000002,623.37400000000002,623.37400000000002,24.77,243.345,24.77,109,95.71,95.71,109,24.77,126.224,126.224,126.224,126.224,109]
[null,789,null,518.23400000000004,518.23400000000004,518.23400000000004,518.23400000000004,518.23400000000004,21.4,202.11799999999999,21.4,86,95.52,95.52,86,21.4,107.4,107.4,107.4,107.4,86,null,null,789,623.24800000000005,623.24800000000005,623.24800000000005,623.24800000000005,623.24800000000005,24.77,243.04,24.77,109,95.64,95.64,109,24.77,126.14400000000001,126.14400000000001,126.14400000000001,126.14400000000001,109]
[null,790,null,519.42499999999995,519.42499999999995,519.42499999999995,519.42499999999995,519.42499999999995,22.14,199.09,22.14,92,101.48,101.48,92,22.14,114.14400000000001,114.14400000000001,114.14400000000001,114.14400000000001,92,null,null,790,623.16,623.16,623.16,623.16,623.16,24.77,243.00200000000001,24.77,109,95.6,95.6,109,24.77,126.104,126.104,126.104,126.104,109]
[null,791,null,478.488,478.488,478.488,478.488,478.488,17.73,196.53399999999999,17.73,94,99.34,99.34,94,17.73,111.72799999999999,111.72799999999999,111.72799999999999,111.72799999999999,94,null,null,791,622.89599999999996,622.89599999999996,622.89599999999996,622.89599999999996,622.89599999999996,24.77,242.85400000000001,24.77,109,95.59,95.59,109,24.77,126,126,126,126,109]
[null,792,null,535.40300000000002,535.40300000000002,535.40300000000002,535.40300000000002,535.40300000000002,13.82,189.72300000000001,13.82,94,95.88,95.88,94,13.82,107.824,107.824,107.824,107.824,94,null,null,792,622.30499999999995,622.30499999999995,622.30499999999995,622.30499999999995,622.30499999999995,24.7,242.547,24.7,109,95.59,95.59,109,24.7,125.98399999999999,125.98399999999999,125.98399999999999,125.98399999999999,109]
[null,793,null,459.06599999999997,459.06599999999997,459.06599999999997,459.06599999999997,459.06599999999997,10.62,181.88900000000001,10.62,83,126.34,126.34,83,10.62,93.623999999999995,93.623999999999995,93.623999999999995,93.623999999999995,83,null,null,793,621.84799999999996,621.84799999999996,621.84799999999996,621.84799999999996,621.84799999999996,24.7,242.489,24.7,109,95.56,95.56,109,24.7,125.98399999999999,125.98399999999999,125.98399999999999,125.98399999999999,109]
[null,794,null,462.34,462.34,462.34,462.34,462.34,10.75,182.08799999999999,10.75,83,126.61,126.61,83,10.75,93.751999999999995,93.751999999999995,93.751999999999995,93.751999999999995,83,null,null,794,621.77099999999996,621.77099999999996,621.77099999999996,621.77099999999996,621.77099999999996,24.7,242.48599999999999,24.7,109,95.53,95.53,109,24.7,125.88,125.88,125.88,125.88,109]
[null,795,null,468.32499999999999,468.32499999999999,468.32499999999999,468.32499999999999,468.32499999999999,10.94,182.97499999999999,10.94,79,121.35,121.35,79,10.94,89.944000000000003,89.944000000000003,89.944000000000003,89.944000000000003,79,null,null,795,621.50400000000002,621.50400000000002,621.50400000000002,621.50400000000002,621.50400000000002,24.7,242.41200000000001,24.7,109,95.52,95.52,109,24.7,125.872,125.872,125.872,125.872,109]
[null,796,null,468.47699999999998,468.47699999999998,468.47699999999998,468.47699999999998,468.47699999999998,11.01,182.40199999999999,11.01,78,120.13,120.13,78,11.01,89.007999999999996,89.007999999999996,89.007999999999996,89.007999999999996,78,null,null,796,621.46900000000005,621.46900000000005,621.46900000000005,621.46900000000005,621.46900000000005,24.7,242.31299999999999,24.7,109,95.5,95.5,109,24.7,125.864,125.864,125.864,125.864,109]
[null,797,null,482.93400000000003,482.93400000000003,482.93400000000003,482.93400000000003,482.93400000000003,11.52,184.1,11.52,79,122.16,122.16,79,11.52,90.52,90.52,90.52,90.52,79,null,null,797,621.45000000000005,621.45000000000005,621.45000000000005,621.45000000000005,621.45000000000005,24.7,242.21700000000001,24.7,109,95.49,95.49,109,24.7,125.864,125.864,125.864,125.864,109]
[null,798,null,502.35899999999998,502.35899999999998,502.35899999999998,502.35899999999998,502.35899999999998,11.52,190.36699999999999,11.52,83,127.56,127.56,83,11.52,94.52,94.52,94.52,94.52,83,null,null,798,621.03300000000002,621.03300000000002,621.03300000000002,621.03300000000002,621.03300000000002,24.64,242.137,24.64,108,95.49,95.49,108,24.64,125.84,125.84,125.84,125.84,108]
[null,799,null,508.03300000000002,508.03300000000002,508.03300000000002,508.03300000000002,508.03300000000002,10.43,192.238,10.43,92,138.22,138.22,92,10.43,102.432,102.432,102.432,102.432,92,null,null,799,620.52300000000002,620.52300000000002,620.52300000000002,620.52300000000002,620.52300000000002,24.64,242.07900000000001,24.64,108,95.45,95.45,108,24.64,125.736,125.736,125.736,125.736,108]
[null,800,null,508.745,508.745,508.745,508.745,508.745,8.9600000000000009,190.84100000000001,8.9600000000000009,91,134.97999999999999,134.97999999999999,91,8.9600000000000009,99.96,99.96,99.96,99.96,91,null,null,800,620.4,620.4,620.4,620.4,620.4,24.64,242.07599999999999,24.64,108,95.45,95.45,108,24.64,125.712,125.712,125.712,125.712,108]
[null,801,null,510.00200000000001,510.00200000000001,510.00200000000001,510.00200000000001,510.00200000000001,7.74,184.41399999999999,7.74,90,131.88,131.88,90,7.74,97.744,97.744,97.744,97.744,90,null,null,801,620.06799999999998,620.06799999999998,620.06799999999998,620.06799999999998,620.06799999999998,24.64,242.00200000000001,24.64,108,95.42,95.42,108,24.64,125.616,125.616,125.616,125.616,108]
[null,802,null,505.89299999999997,505.89299999999997,505.89299999999997,505.89299999999997,505.89299999999997,7.87,179.82900000000001,7.87,91,133.5,133.5,91,7.87,98.872,98.872,98.872,98.872,91,null,null,802,619.92700000000002,619.92700000000002,619.92700000000002,619.92700000000002,619.92700000000002,24.64,241.81299999999999,24.64,108,95.34,95.34,108,24.64,125.608,125.608,125.608,125.608,108]
[null,803,null,503.54599999999999,503.54599999999999,503.54599999999999,503.54599999999999,503.54599999999999,7.87,183.90799999999999,7.87,90,132.15,132.15,90,7.87,97.872,97.872,97.872,97.872,90,null,null,803,619.20600000000002,619.20600000000002,619.20600000000002,619.20600000000002,619.20600000000002,24.64,241.63399999999999,24.64,108,95.32,95.32,108,24.64,125.6,125.6,125.6,125.6,108]
[null,804,null,500.19299999999998,500.19299999999998,500.19299999999998,500.19299999999998,500.19299999999998,7.94,185.82400000000001,7.94,91,133.5,133.5,91,7.94,98.936000000000007,98.936000000000007,98.936000000000007,98.936000000000007,91,null,null,804,619.1,619.1,619.1,619.1,619.1,24.64,241.19800000000001,24.64,108,95.31,95.31,108,24.64,125.592,125.592,125.592,125.592,108]
[null,805,null,498.11900000000003,498.11900000000003,498.11900000000003,498.11900000000003,498.11900000000003,8,187.44499999999999,8,91,133.63,133.63,91,8,99,99,99,99,91,null,null,805,618.82500000000005,618.82500000000005,618.82500000000005,618.82500000000005,618.82500000000005,24.64,241.12100000000001,24.64,108,95.31,95.31,108,24.64,125.55200000000001,125.55200000000001,125.55200000000001,125.55200000000001,108]
[null,806,null,496.57100000000003,496.57100000000003,496.57100000000003,496.57100000000003,496.57100000000003,8,187.41300000000001,8,92,134.97999999999999,134.97999999999999,92,8,100,100,100,100,92,null,null,806,618.58000000000004,618.58000000000004,618.58000000000004,618.58000000000004,618.58000000000004,24.64,240.983,24.64,108,95.27,95.27,108,24.64,125.464,125.464,125.464,125.464,108]
[null,807,null,497.42700000000002,497.42700000000002,497.42700000000002,497.42700000000002,497.42700000000002,8,185.01599999999999,8,93,136.33000000000001,136.33000000000001,93,8,101,101,101,101,93,null,null,807,618.38599999999997,618.38599999999997,618.38599999999997,618.38599999999997,618.38599999999997,24.64,240.929,24.64,108,95.25,95.25,108,24.64,125.4,125.4,125.4,125.4,108]
[null,808,null,502.96899999999999,502.96899999999999,502.96899999999999,502.96899999999999,502.96899999999999,8.1300000000000008,183.43,8.1300000000000008,92,135.12,135.12,92,8.1300000000000008,100.128,100.128,100.128,100.128,92,null,null,808,618.38400000000001,618.38400000000001,618.38400000000001,618.38400000000001,618.38400000000001,24.64,240.887,24.64,108,95.16,95.16,108,24.64,125.392,125.392,125.392,125.392,108]
[null,809,null,505.55,505.55,505.55,505.55,505.55,8.19,183.107,8.19,93,136.6,136.6,93,8.19,101.19199999999999,101.19199999999999,101.19199999999999,101.19199999999999,93,null,null,809,618.28200000000004,618.28200000000004,618.28200000000004,618.28200000000004,618.28200000000004,24.64,240.87799999999999,24.64,108,95.15,95.15,108,24.64,125.376,125.376,125.376,125.376,108]
[null,810,null,484.18299999999999,484.18299999999999,484.18299999999999,484.18299999999999,484.18299999999999,8.1300000000000008,182.559,8.1300000000000008,97,141.86000000000001,141.86000000000001,97,8.1300000000000008,105.128,105.128,105.128,105.128,97,null,null,810,618.12900000000002,618.12900000000002,618.12900000000002,618.12900000000002,618.12900000000002,24.64,240.83,24.64,108,95.11,95.11,108,24.64,125.36,125.36,125.36,125.36,108]
[null,811,null,482.58699999999999,482.58699999999999,482.58699999999999,482.58699999999999,482.58699999999999,7.87,195.02199999999999,7.87,97,141.6,141.6,97,7.87,104.872,104.872,104.872,104.872,97,null,null,811,617.69799999999998,617.69799999999998,617.69799999999998,617.69799999999998,617.69799999999998,24.58,240.77799999999999,24.58,108,95.06,95.06,108,24.58,125.34399999999999,125.34399999999999,125.34399999999999,125.34399999999999,108]
[null,812,null,502.56799999999998,502.56799999999998,502.56799999999998,502.56799999999998,502.56799999999998,7.42,209.18199999999999,7.42,97,140.91999999999999,140.91999999999999,97,7.42,104.42400000000001,104.42400000000001,104.42400000000001,104.42400000000001,97,null,null,812,617.524,617.524,617.524,617.524,617.524,24.58,240.73,24.58,108,95.05,95.05,108,24.58,125.304,125.304,125.304,125.304,108]
[null,813,null,504.113,504.113,504.113,504.113,504.113,7.3,210.39,7.3,96,139.44,139.44,96,7.3,103.29600000000001,103.29600000000001,103.29600000000001,103.29600000000001,96,null,null,813,617.43499999999995,617.43499999999995,617.43499999999995,617.43499999999995,617.43499999999995,24.58,240.71100000000001,24.58,108,95.05,95.05,108,24.58,125.21599999999999,125.21599999999999,125.21599999999999,125.21599999999999,108]
[null,814,null,498.35199999999998,498.35199999999998,498.35199999999998,498.35199999999998,498.35199999999998,7.3,215.93600000000001,7.3,95,138.08000000000001,138.08000000000001,95,7.3,102.29600000000001,102.29600000000001,102.29600000000001,102.29600000000001,95,null,null,814,616.88199999999995,616.88199999999995,616.88199999999995,616.88199999999995,616.88199999999995,24.58,240.541,24.58,108,95.02,95.02,108,24.58,125.14400000000001,125.14400000000001,125.14400000000001,125.14400000000001,108]
[null,815,null,487.96899999999999,487.96899999999999,487.96899999999999,487.96899999999999,487.96899999999999,7.3,207.77,7.3,95,138.08000000000001,138.08000000000001,95,7.3,102.29600000000001,102.29600000000001,102.29600000000001,102.29600000000001,95,null,null,815,616.649,616.649,616.649,616.649,616.649,24.58,240.48699999999999,24.58,108,95.01,95.01,108,24.58,125.024,125.024,125.024,125.024,108]
[null,816,null,464.67,464.67,464.67,464.67,464.67,7.23,196.36099999999999,7.23,94,136.6,136.6,94,7.23,101.232,101.232,101.232,101.232,94,null,null,816,616.58100000000002,616.58100000000002,616.58100000000002,616.58100000000002,616.58100000000002,24.58,240.12799999999999,24.58,108,94.98,94.98,108,24.58,124.992,124.992,124.992,124.992,108]
[null,817,null,468.28300000000002,468.28300000000002,468.28300000000002,468.28300000000002,468.28300000000002,7.23,182.03700000000001,7.23,93,142.21,142.21,93,7.23,100.232,100.232,100.232,100.232,93,null,null,817,615.72199999999998,615.72199999999998,615.72199999999998,615.72199999999998,615.72199999999998,24.58,239.87200000000001,24.58,108,94.95,94.95,108,24.58,124.98399999999999,124.98399999999999,124.98399999999999,124.98399999999999,108]
[null,818,null,457.28699999999998,457.28699999999998,457.28699999999998,457.28699999999998,457.28699999999998,7.23,180.84200000000001,7.23,91,139.37,139.37,91,7.23,98.231999999999999,98.231999999999999,98.231999999999999,98.231999999999999,91,null,null,818,615.40599999999995,615.40599999999995,615.40599999999995,615.40599999999995,615.40599999999995,24.58,239.74700000000001,24.58,108,94.93,94.93,108,24.58,124.968,124.968,124.968,124.968,108]
[null,819,null,459.34300000000002,459.34300000000002,459.34300000000002,459.34300000000002,459.34300000000002,7.23,181.66800000000001,7.23,83,128.02000000000001,128.02000000000001,83,7.23,90.231999999999999,90.231999999999999,90.231999999999999,90.231999999999999,83,null,null,819,615.37,615.37,615.37,615.37,615.37,24.58,239.59,24.58,107,94.89,94.89,107,24.58,124.928,124.928,124.928,124.928,107]
[null,820,null,462.435,462.435,462.435,462.435,462.435,7.23,182.11,7.23,85,130.86000000000001,130.86000000000001,85,7.23,92.231999999999999,92.231999999999999,92.231999999999999,92.231999999999999,85,null,null,820,615.14099999999996,615.14099999999996,615.14099999999996,615.14099999999996,615.14099999999996,24.58,238.667,24.58,107,94.89,94.89,107,24.58,124.88800000000001,124.88800000000001,124.88800000000001,124.88800000000001,107]
[null,821,null,477.75,477.75,477.75,477.75,477.75,7.23,182.59700000000001,7.23,82,126.6,126.6,82,7.23,89.231999999999999,89.231999999999999,89.231999999999999,89.231999999999999,82,null,null,821,614.85400000000004,614.85400000000004,614.85400000000004,614.85400000000004,614.85400000000004,24.51,238.60599999999999,24.51,107,94.87,94.87,107,24.51,124.848,124.848,124.848,124.848,107]
[null,822,null,487.238,487.238,487.238,487.238,487.238,7.23,177.88499999999999,7.23,84,129.44,129.44,84,7.23,91.231999999999999,91.231999999999999,91.231999999999999,91.231999999999999,84,null,null,822,614.70899999999995,614.70899999999995,614.70899999999995,614.70899999999995,614.70899999999995,24.51,238.51,24.51,107,94.86,94.86,107,24.51,124.824,124.824,124.824,124.824,107]
[null,823,null,502.76100000000002,502.76100000000002,502.76100000000002,502.76100000000002,502.76100000000002,7.17,175.126,7.17,95,145.05000000000001,145.05000000000001,95,7.17,102.16800000000001,102.16800000000001,102.16800000000001,102.16800000000001,95,null,null,823,614.70600000000002,614.70600000000002,614.70600000000002,614.70600000000002,614.70600000000002,24.51,238.5,24.51,107,94.82,94.82,107,24.51,124.616,124.616,124.616,124.616,107]
[null,824,null,501.42,501.42,501.42,501.42,501.42,7.23,172.131,7.23,94,143.63,143.63,94,7.23,101.232,101.232,101.232,101.232,94,null,null,824,614.70000000000005,614.70000000000005,614.70000000000005,614.70000000000005,614.70000000000005,24.51,238.30199999999999,24.51,107,94.82,94.82,107,24.51,124.616,124.616,124.616,124.616,107]
[null,825,null,507.98500000000001,507.98500000000001,507.98500000000001,507.98500000000001,507.98500000000001,7.23,170.477,7.23,90,137.94999999999999,137.94999999999999,90,7.23,97.231999999999999,97.231999999999999,97.231999999999999,97.231999999999999,90,null,null,825,614.61900000000003,614.61900000000003,614.61900000000003,614.61900000000003,614.61900000000003,24.51,238.21199999999999,24.51,107,94.82,94.82,107,24.51,124.584,124.584,124.584,124.584,107]
[null,826,null,531.52499999999998,531.52499999999998,531.52499999999998,531.52499999999998,531.52499999999998,7.17,171.922,7.17,91,139.37,139.37,91,7.17,98.168000000000006,98.168000000000006,98.168000000000006,98.168000000000006,91,null,null,826,614.38199999999995,614.38199999999995,614.38199999999995,614.38199999999995,614.38199999999995,24.51,238.14400000000001,24.51,107,94.82,94.82,107,24.51,124.568,124.568,124.568,124.568,107]
[null,827,null,543.673,543.673,543.673,543.673,543.673,7.17,174.053,7.17,89,136.54,136.54,89,7.17,96.168000000000006,96.168000000000006,96.168000000000006,96.168000000000006,89,null,null,827,613.29899999999998,613.29899999999998,613.29899999999998,613.29899999999998,613.29899999999998,24.45,238.084,24.45,107,94.78,94.78,107,24.45,124.544,124.544,124.544,124.544,107]
[null,828,null,543.00900000000001,543.00900000000001,543.00900000000001,543.00900000000001,543.00900000000001,7.17,177.31100000000001,7.17,90,137.94999999999999,137.94999999999999,90,7.17,97.168000000000006,97.168000000000006,97.168000000000006,97.168000000000006,90,null,null,828,612.39700000000005,612.39700000000005,612.39700000000005,612.39700000000005,612.39700000000005,24.45,237.49799999999999,24.45,107,94.75,94.75,107,24.45,124.536,124.536,124.536,124.536,107]
[null,829,null,542.51499999999999,542.51499999999999,542.51499999999999,542.51499999999999,542.51499999999999,7.17,179.04400000000001,7.17,88,135.12,135.12,88,7.17,95.168000000000006,95.168000000000006,95.168000000000006,95.168000000000006,88,null,null,829,612.28200000000004,612.28200000000004,612.28200000000004,612.28200000000004,612.28200000000004,24.45,237.245,24.45,107,94.74,94.74,107,24.45,124.488,124.488,124.488,124.488,107]
[null,830,null,533.66899999999998,533.66899999999998,533.66899999999998,533.66899999999998,533.66899999999998,7.17,180.227,7.17,91,139.37,139.37,91,7.17,98.168000000000006,98.168000000000006,98.168000000000006,98.168000000000006,91,null,null,830,611.68499999999995,611.68499999999995,611.68499999999995,611.68499999999995,611.68499999999995,24.45,237.209,24.45,107,94.71,94.71,107,24.45,124.44799999999999,124.44799999999999,124.44799999999999,124.44799999999999,107]
[null,831,null,525.423,525.423,525.423,525.423,525.423,7.17,183.83099999999999,7.17,90,137.94999999999999,137.94999999999999,90,7.17,97.168000000000006,97.168000000000006,97.168000000000006,97.168000000000006,90,null,null,831,610.90499999999997,610.90499999999997,610.90499999999997,610.90499999999997,610.90499999999997,24.45,236.91800000000001,24.45,107,94.71,94.71,107,24.45,124.34399999999999,124.34399999999999,124.34399999999999,124.34399999999999,107]
[null,832,null,528.88900000000001,528.88900000000001,528.88900000000001,528.88900000000001,528.88900000000001,7.17,186.09899999999999,7.17,90,137.94999999999999,137.94999999999999,90,7.17,97.168000000000006,97.168000000000006,97.168000000000006,97.168000000000006,90,null,null,832,610.81399999999996,610.81399999999996,610.81399999999996,610.81399999999996,610.81399999999996,24.45,236.482,24.45,107,94.66,94.66,107,24.45,124.21599999999999,124.21599999999999,124.21599999999999,124.21599999999999,107]
[null,833,null,527.80999999999995,527.80999999999995,527.80999999999995,527.80999999999995,527.80999999999995,7.17,187.24600000000001,7.17,92,140.79,140.79,92,7.17,99.168000000000006,99.168000000000006,99.168000000000006,99.168000000000006,92,null,null,833,610.56500000000005,610.56500000000005,610.56500000000005,610.56500000000005,610.56500000000005,24.45,236.245,24.45,107,94.65,94.65,107,24.45,124.21599999999999,124.21599999999999,124.21599999999999,124.21599999999999,107]
[null,834,null,540.72,540.72,540.72,540.72,540.72,7.1,189.399,7.1,95,144.91,144.91,95,7.1,102.104,102.104,102.104,102.104,95,null,null,834,{"$f":"LARGE(D$13:D$8748,$X846)","v":610.26499999999999},{"$f":"LARGE(E$13:E$8748,$X846)","v":610.26499999999999},{"$f":"LARGE(F$13:F$8748,$X846)","v":610.26499999999999},{"$f":"LARGE(G$13:G$8748,$X846)","v":610.26499999999999},{"$f":"LARGE(H$13:H$8748,$X846)","v":610.26499999999999},{"$f":"LARGE(I$13:I$8748,$X846)","v":24.45},{"$f":"LARGE(J$13:J$8748,$X846)","v":236.059},{"$f":"LARGE(K$13:K$8748,$X846)","v":24.45},{"$f":"LARGE(L$13:L$8748,$X846)","v":107},{"$f":"LARGE(M$13:M$8748,$X846)","v":94.64},{"$f":"LARGE(N$13:N$8748,$X846)","v":94.64},{"$f":"LARGE(O$13:O$8748,$X846)","v":107},{"$f":"LARGE(P$13:P$8748,$X846)","v":24.45},{"$f":"LARGE(Q$13:Q$8748,$X846)","v":124.208},{"$f":"LARGE(R$13:R$8748,$X846)","v":124.208},{"$f":"LARGE(S$13:S$8748,$X846)","v":124.208},{"$f":"LARGE(T$13:T$8748,$X846)","v":124.208},{"$f":"LARGE(U$13:U$8748,$X846)","v":107}]
[null,{"$f":"B846+1","v":835},null,542.80799999999999,542.80799999999999,542.80799999999999,542.80799999999999,542.80799999999999,7.17,191.36,7.17,97,147.88999999999999,147.88999999999999,97,7.17,104.16800000000001,104.16800000000001,104.16800000000001,104.16800000000001,97,null,null,835,610.05899999999997,610.05899999999997,610.05899999999997,610.05899999999997,610.05899999999997,24.45,235.995,24.45,107,94.58,94.58,107,24.45,124.176,124.176,124.176,124.176,107]
[null,836,null,537.49199999999996,537.49199999999996,537.49199999999996,537.49199999999996,537.49199999999996,7.17,194.00299999999999,7.17,103,156.41,156.41,103,7.17,110.16800000000001,110.16800000000001,110.16800000000001,110.16800000000001,103,null,null,836,610.00800000000004,610.00800000000004,610.00800000000004,610.00800000000004,610.00800000000004,24.45,235.96899999999999,24.45,107,94.58,94.58,107,24.45,124.152,124.152,124.152,124.152,107]
[null,837,null,522.07399999999996,522.07399999999996,522.07399999999996,522.07399999999996,522.07399999999996,7.17,197.66200000000001,7.17,106,160.66,160.66,106,7.17,113.16800000000001,113.16800000000001,113.16800000000001,113.16800000000001,106,null,null,837,609.88900000000001,609.88900000000001,609.88900000000001,609.88900000000001,609.88900000000001,24.45,235.83500000000001,24.45,106,94.57,94.57,106,24.45,124.096,124.096,124.096,124.096,106]
[null,838,null,507.8,507.8,507.8,507.8,507.8,7.23,197.73500000000001,7.23,108,163.5,163.5,108,7.23,115.232,115.232,115.232,115.232,108,null,null,838,609.86500000000001,609.86500000000001,609.86500000000001,609.86500000000001,609.86500000000001,24.45,235.774,24.45,106,94.54,94.54,106,24.45,123.864,123.864,123.864,123.864,106]
[null,839,null,478.09,478.09,478.09,478.09,478.09,7.23,195.11099999999999,7.23,104,157.82,157.82,104,7.23,111.232,111.232,111.232,111.232,104,null,null,839,609.72199999999998,609.72199999999998,609.72199999999998,609.72199999999998,609.72199999999998,24.45,235.774,24.45,106,94.54,94.54,106,24.45,123.824,123.824,123.824,123.824,106]
[null,840,null,472.87900000000002,472.87900000000002,472.87900000000002,472.87900000000002,472.87900000000002,7.36,187.72300000000001,7.36,99,151.01,151.01,99,7.36,106.36,106.36,106.36,106.36,99,null,null,840,609.33199999999999,609.33199999999999,609.33199999999999,609.33199999999999,609.33199999999999,24.45,234.87700000000001,24.45,106,94.54,94.54,106,24.45,123.752,123.752,123.752,123.752,106]
[null,841,null,451.05399999999997,451.05399999999997,451.05399999999997,451.05399999999997,451.05399999999997,8.9600000000000009,175.96199999999999,8.9600000000000009,91,96.2,96.2,91,8.9600000000000009,99.96,99.96,99.96,99.96,91,null,null,841,608.904,608.904,608.904,608.904,608.904,24.45,234.768,24.45,106,94.51,94.51,106,24.45,123.70399999999999,123.70399999999999,123.70399999999999,123.70399999999999,106]
[null,842,null,443.10300000000001,443.10300000000001,443.10300000000001,443.10300000000001,443.10300000000001,9.7899999999999991,170.48699999999999,9.7899999999999991,81,87.35,87.35,81,9.7899999999999991,90.792000000000002,90.792000000000002,90.792000000000002,90.792000000000002,81,null,null,842,608.86300000000006,608.86300000000006,608.86300000000006,608.86300000000006,608.86300000000006,24.38,234.65299999999999,24.38,106,94.5,94.5,106,24.38,123.672,123.672,123.672,123.672,106]
[null,843,null,443.714,443.714,443.714,443.714,443.714,9.73,169.54499999999999,9.73,75,81.48,81.48,75,9.73,84.727999999999994,84.727999999999994,84.727999999999994,84.727999999999994,75,null,null,843,608.428,608.428,608.428,608.428,608.428,24.38,234.59200000000001,24.38,106,94.48,94.48,106,24.38,123.64,123.64,123.64,123.64,106]
[null,844,null,448.30599999999998,448.30599999999998,448.30599999999998,448.30599999999998,448.30599999999998,9.4700000000000006,169.24700000000001,9.4700000000000006,78,84.18,84.18,78,9.4700000000000006,87.471999999999994,87.471999999999994,87.471999999999994,87.471999999999994,78,null,null,844,608.39499999999998,608.39499999999998,608.39499999999998,608.39499999999998,608.39499999999998,24.38,234.59200000000001,24.38,106,94.48,94.48,106,24.38,123.55200000000001,123.55200000000001,123.55200000000001,123.55200000000001,106]
[null,845,null,484.11799999999999,484.11799999999999,484.11799999999999,484.11799999999999,484.11799999999999,9.02,172.70699999999999,9.02,87,92.35,92.35,87,9.02,96.024000000000001,96.024000000000001,96.024000000000001,96.024000000000001,87,null,null,845,608.10599999999999,608.10599999999999,608.10599999999999,608.10599999999999,608.10599999999999,24.38,234.214,24.38,106,94.46,94.46,106,24.38,123.52800000000001,123.52800000000001,123.52800000000001,123.52800000000001,106]
[null,846,null,526.322,526.322,526.322,526.322,526.322,8.64,182.36,8.64,88,92.93,92.93,88,8.64,96.64,96.64,96.64,96.64,88,null,null,846,607.97900000000004,607.97900000000004,607.97900000000004,607.97900000000004,607.97900000000004,24.38,234.10499999999999,24.38,106,94.42,94.42,106,24.38,123.48,123.48,123.48,123.48,106]
[null,847,null,545.10799999999995,545.10799999999995,545.10799999999995,545.10799999999995,545.10799999999995,8.83,188.24199999999999,8.83,97,101.78,101.78,97,8.83,105.83199999999999,105.83199999999999,105.83199999999999,105.83199999999999,97,null,null,847,607.94799999999998,607.94799999999998,607.94799999999998,607.94799999999998,607.94799999999998,24.38,234.012,24.38,106,94.41,94.41,106,24.38,123.48,123.48,123.48,123.48,106]
[null,848,null,543.03300000000002,543.03300000000002,543.03300000000002,543.03300000000002,543.03300000000002,8.64,190.25800000000001,8.64,95,99.66,99.66,95,8.64,103.64,103.64,103.64,103.64,95,null,null,848,607.94000000000005,607.94000000000005,607.94000000000005,607.94000000000005,607.94000000000005,24.38,233.65,24.38,106,94.38,94.38,106,24.38,123.464,123.464,123.464,123.464,106]
[null,849,null,531.25599999999997,531.25599999999997,531.25599999999997,531.25599999999997,531.25599999999997,16.32,191.94,16.32,93,105.15,105.15,93,16.32,109.32,109.32,109.32,109.32,93,null,null,849,607.92399999999998,607.92399999999998,607.92399999999998,607.92399999999998,607.92399999999998,24.38,233.50700000000001,24.38,106,94.38,94.38,106,24.38,123.464,123.464,123.464,123.464,106]
[null,850,null,500.74700000000001,500.74700000000001,500.74700000000001,500.74700000000001,500.74700000000001,23.68,192.13200000000001,23.68,95,114.19,114.19,95,23.68,118.68,118.68,118.68,118.68,95,null,null,850,607.84400000000005,607.84400000000005,607.84400000000005,607.84400000000005,607.84400000000005,24.38,233.49,24.38,106,94.38,94.38,106,24.38,123.456,123.456,123.456,123.456,106]
[null,851,null,499.64499999999998,499.64499999999998,499.64499999999998,499.64499999999998,499.64499999999998,23.49,188.226,23.49,98,116.88,116.88,98,23.49,121.488,121.488,121.488,121.488,98,null,null,851,607.19299999999998,607.19299999999998,607.19299999999998,607.19299999999998,607.19299999999998,24.38,233.26499999999999,24.38,106,94.37,94.37,106,24.38,123.44799999999999,123.44799999999999,123.44799999999999,123.44799999999999,106]
[null,852,null,503.23899999999998,503.23899999999998,503.23899999999998,503.23899999999998,503.23899999999998,24.19,186.852,24.19,97,116.6,116.6,97,24.19,121.19199999999999,121.19199999999999,121.19199999999999,121.19199999999999,97,null,null,852,607.15899999999999,607.15899999999999,607.15899999999999,607.15899999999999,607.15899999999999,24.38,233.25299999999999,24.38,106,94.32,94.32,106,24.38,123.376,123.376,123.376,123.376,106]
[null,853,null,495.87599999999998,495.87599999999998,495.87599999999998,495.87599999999998,495.87599999999998,28.61,188.85400000000001,28.61,103,126.6,126.6,103,28.61,131.608,131.608,131.608,131.608,103,null,null,853,607.13699999999994,607.13699999999994,607.13699999999994,607.13699999999994,607.13699999999994,24.38,233.166,24.38,106,94.24,94.24,106,24.38,123.36,123.36,123.36,123.36,106]
[null,854,null,506.86799999999999,506.86799999999999,506.86799999999999,506.86799999999999,506.86799999999999,30.34,188.95699999999999,30.34,109,134.01,134.01,109,30.34,139.33600000000001,139.33600000000001,139.33600000000001,139.33600000000001,109,null,null,854,606.95899999999995,606.95899999999995,606.95899999999995,606.95899999999995,606.95899999999995,24.38,233.035,24.38,105,94.23,94.23,105,24.38,123.32,123.32,123.32,123.32,105]
[null,855,null,506.12299999999999,506.12299999999999,506.12299999999999,506.12299999999999,506.12299999999999,30.53,187.51499999999999,30.53,119,143.82,143.82,119,30.53,149.52799999999999,149.52799999999999,149.52799999999999,149.52799999999999,119,null,null,855,606.94200000000001,606.94200000000001,606.94200000000001,606.94200000000001,606.94200000000001,24.38,232.958,24.38,105,94.21,94.21,105,24.38,123.248,123.248,123.248,123.248,105]
[null,856,null,494.995,494.995,494.995,494.995,494.995,29.89,186.76900000000001,29.89,131,154.79,154.79,131,29.89,160.88800000000001,160.88800000000001,160.88800000000001,160.88800000000001,131,null,null,856,606.65800000000002,606.65800000000002,606.65800000000002,606.65800000000002,606.65800000000002,24.32,232.78200000000001,24.32,105,94.19,94.19,105,24.32,123.152,123.152,123.152,123.152,105]
[null,857,null,495.911,495.911,495.911,495.911,495.911,23.81,187.666,23.81,150,167.2,167.2,150,23.81,173.80799999999999,173.80799999999999,173.80799999999999,173.80799999999999,150,null,null,857,606.62,606.62,606.62,606.62,606.62,24.32,232.57,24.32,105,94.18,94.18,105,24.32,123.136,123.136,123.136,123.136,105]
[null,858,null,501.411,501.411,501.411,501.411,501.411,26.94,187.999,26.94,151,171.14,171.14,151,26.94,177.94399999999999,177.94399999999999,177.94399999999999,177.94399999999999,151,null,null,858,606.50599999999997,606.50599999999997,606.50599999999997,606.50599999999997,606.50599999999997,24.32,232.43899999999999,24.32,105,94.14,94.14,105,24.32,123.128,123.128,123.128,123.128,105]
[null,859,null,509.90600000000001,509.90600000000001,509.90600000000001,509.90600000000001,509.90600000000001,28.35,191.952,28.35,158,179.32,179.32,158,28.35,186.352,186.352,186.352,186.352,158,null,null,859,606.23900000000003,606.23900000000003,606.23900000000003,606.23900000000003,606.23900000000003,24.32,232.31700000000001,24.32,105,94.13,94.13,105,24.32,123.104,123.104,123.104,123.104,105]
[null,860,null,504.25900000000001,504.25900000000001,504.25900000000001,504.25900000000001,504.25900000000001,26.82,197.405,26.82,171,190.29,190.29,171,26.82,197.816,197.816,197.816,197.816,171,null,null,860,606.19000000000005,606.19000000000005,606.19000000000005,606.19000000000005,606.19000000000005,24.32,231.94499999999999,24.32,105,94.09,94.09,105,24.32,122.976,122.976,122.976,122.976,105]
[null,861,null,516.16099999999994,516.16099999999994,516.16099999999994,516.16099999999994,516.16099999999994,30.02,206.363,30.02,166,188.56,188.56,166,30.02,196.01599999999999,196.01599999999999,196.01599999999999,196.01599999999999,166,null,null,861,606.16399999999999,606.16399999999999,606.16399999999999,606.16399999999999,606.16399999999999,24.32,231.62200000000001,24.32,105,94.09,94.09,105,24.32,122.968,122.968,122.968,122.968,105]
[null,862,null,507.459,507.459,507.459,507.459,507.459,29.63,209.69800000000001,29.63,166,188.17,188.17,166,29.63,195.63200000000001,195.63200000000001,195.63200000000001,195.63200000000001,166,null,null,862,606.1,606.1,606.1,606.1,606.1,24.32,231.535,24.32,105,94.04,94.04,105,24.32,122.91200000000001,122.91200000000001,122.91200000000001,122.91200000000001,105]
[null,863,null,485.55500000000001,485.55500000000001,485.55500000000001,485.55500000000001,485.55500000000001,28.54,211.339,28.54,166,187.11,187.11,166,28.54,194.54400000000001,194.54400000000001,194.54400000000001,194.54400000000001,166,null,null,863,606.05100000000004,606.05100000000004,606.05100000000004,606.05100000000004,606.05100000000004,24.32,231.417,24.32,105,94.04,94.04,105,24.32,122.896,122.896,122.896,122.896,105]
[null,864,null,451.505,451.505,451.505,451.505,451.505,26.05,205.601,26.05,163,181.82,181.82,163,26.05,189.048,189.048,189.048,189.048,163,null,null,864,606.00699999999995,606.00699999999995,606.00699999999995,606.00699999999995,606.00699999999995,24.32,231.34299999999999,24.32,105,94.04,94.04,105,24.32,122.88,122.88,122.88,122.88,105]
[null,865,null,459.34899999999999,459.34899999999999,459.34899999999999,459.34899999999999,459.34899999999999,20.99,196.47900000000001,20.99,155,104.57,104.57,155,20.99,175.99199999999999,175.99199999999999,175.99199999999999,175.99199999999999,155,null,null,865,605.98900000000003,605.98900000000003,605.98900000000003,605.98900000000003,605.98900000000003,24.32,231.08,24.32,105,94.04,94.04,105,24.32,122.83199999999999,122.83199999999999,122.83199999999999,122.83199999999999,105]
[null,866,null,449.90100000000001,449.90100000000001,449.90100000000001,449.90100000000001,449.90100000000001,23.94,195.40299999999999,23.94,148,102.14,102.14,148,23.94,171.93600000000001,171.93600000000001,171.93600000000001,171.93600000000001,148,null,null,866,605.78499999999997,605.78499999999997,605.78499999999997,605.78499999999997,605.78499999999997,24.32,230.60900000000001,24.32,105,94,94,105,24.32,122.72,122.72,122.72,122.72,105]
[null,867,null,449.42899999999997,449.42899999999997,449.42899999999997,449.42899999999997,449.42899999999997,23.94,194.55099999999999,23.94,144,99.76,99.76,144,23.94,167.93600000000001,167.93600000000001,167.93600000000001,167.93600000000001,144,null,null,867,605.38199999999995,605.38199999999995,605.38199999999995,605.38199999999995,605.38199999999995,24.32,230.58500000000001,24.32,105,93.99,93.99,105,24.32,122.72,122.72,122.72,122.72,105]
[null,868,null,459.33300000000003,459.33300000000003,459.33300000000003,459.33300000000003,459.33300000000003,25.6,194.977,25.6,145,101.36,101.36,145,25.6,170.6,170.6,170.6,170.6,145,null,null,868,605.03099999999995,605.03099999999995,605.03099999999995,605.03099999999995,605.03099999999995,24.32,230.35599999999999,24.32,105,93.96,93.96,105,24.32,122.672,122.672,122.672,122.672,105]
[null,869,null,477.69400000000002,477.69400000000002,477.69400000000002,477.69400000000002,477.69400000000002,24.19,193.18899999999999,24.19,146,101.13,101.13,146,24.19,170.19200000000001,170.19200000000001,170.19200000000001,170.19200000000001,146,null,null,869,604.84500000000003,604.84500000000003,604.84500000000003,604.84500000000003,604.84500000000003,24.32,230.24700000000001,24.32,105,93.96,93.96,105,24.32,122.672,122.672,122.672,122.672,105]
[null,870,null,505.49299999999999,505.49299999999999,505.49299999999999,505.49299999999999,505.49299999999999,24.13,199.78899999999999,24.13,150,103.44,103.44,150,24.13,174.12799999999999,174.12799999999999,174.12799999999999,174.12799999999999,150,null,null,870,604.57399999999996,604.57399999999996,604.57399999999996,604.57399999999996,604.57399999999996,24.32,229.65799999999999,24.32,105,93.93,93.93,105,24.32,122.6,122.6,122.6,122.6,105]
[null,871,null,534.08000000000004,534.08000000000004,534.08000000000004,534.08000000000004,534.08000000000004,25.28,205.267,25.28,160,110.1,110.1,160,25.28,185.28,185.28,185.28,185.28,160,null,null,871,604.51700000000005,604.51700000000005,604.51700000000005,604.51700000000005,604.51700000000005,24.32,229.607,24.32,105,93.9,93.9,105,24.32,122.584,122.584,122.584,122.584,105]
[null,872,null,513.75800000000004,513.75800000000004,513.75800000000004,513.75800000000004,513.75800000000004,23.17,208.30799999999999,23.17,162,110.04,110.04,162,23.17,185.16800000000001,185.16800000000001,185.16800000000001,185.16800000000001,162,null,null,872,604.5,604.5,604.5,604.5,604.5,24.32,229.441,24.32,105,93.89,93.89,105,24.32,122.568,122.568,122.568,122.568,105]
[null,873,null,518.01800000000003,518.01800000000003,518.01800000000003,518.01800000000003,518.01800000000003,30.59,211.20400000000001,30.59,161,113.84,113.84,161,30.59,191.59200000000001,191.59200000000001,191.59200000000001,191.59200000000001,161,null,null,873,603.96699999999998,603.96699999999998,603.96699999999998,603.96699999999998,603.96699999999998,24.32,229.238,24.32,105,93.88,93.88,105,24.32,122.456,122.456,122.456,122.456,105]
[null,874,null,519.77,519.77,519.77,519.77,519.77,32.96,211.16900000000001,32.96,166,118.24,118.24,166,32.96,198.96,198.96,198.96,198.96,166,null,null,874,603.89,603.89,603.89,603.89,603.89,24.32,228.96600000000001,24.32,105,93.88,93.88,105,24.32,122.408,122.408,122.408,122.408,105]
[null,875,null,513.28899999999999,513.28899999999999,513.28899999999999,513.28899999999999,513.28899999999999,31.81,206.946,31.81,157,112.18,112.18,157,31.81,188.80799999999999,188.80799999999999,188.80799999999999,188.80799999999999,157,null,null,875,603.45899999999995,603.45899999999995,603.45899999999995,603.45899999999995,603.45899999999995,24.32,228.72900000000001,24.32,105,93.87,93.87,105,24.32,122.4,122.4,122.4,122.4,105]
[null,876,null,508.85899999999998,508.85899999999998,508.85899999999998,508.85899999999998,508.85899999999998,34.56,206.37899999999999,34.56,145,106.71,106.71,145,34.56,179.56,179.56,179.56,179.56,145,null,null,876,603.44200000000001,603.44200000000001,603.44200000000001,603.44200000000001,603.44200000000001,24.32,228.71,24.32,105,93.87,93.87,105,24.32,122.392,122.392,122.392,122.392,105]
[null,877,null,512.16200000000003,512.16200000000003,512.16200000000003,512.16200000000003,512.16200000000003,34.049999999999997,201.52199999999999,34.049999999999997,151,109.92,109.92,151,34.049999999999997,185.048,185.048,185.048,185.048,151,null,null,877,603.33299999999997,603.33299999999997,603.33299999999997,603.33299999999997,603.33299999999997,24.26,228.703,24.26,105,93.87,93.87,105,24.26,122.376,122.376,122.376,122.376,105]
[null,878,null,512.75599999999997,512.75599999999997,512.75599999999997,512.75599999999997,512.75599999999997,34.5,196.50800000000001,34.5,147,107.84,107.84,147,34.5,181.49600000000001,181.49600000000001,181.49600000000001,181.49600000000001,147,null,null,878,603.01800000000003,603.01800000000003,603.01800000000003,603.01800000000003,603.01800000000003,24.26,228.67099999999999,24.26,104,93.86,93.86,104,24.26,122.352,122.352,122.352,122.352,104]
[null,879,null,520.12199999999996,520.12199999999996,520.12199999999996,520.12199999999996,520.12199999999996,33.28,183.911,33.28,146,106.53,106.53,146,33.28,179.28,179.28,179.28,179.28,146,null,null,879,603.01700000000005,603.01700000000005,603.01700000000005,603.01700000000005,603.01700000000005,24.26,228.59700000000001,24.26,104,93.86,93.86,104,24.26,122.32,122.32,122.32,122.32,104]
[null,880,null,501.72899999999998,501.72899999999998,501.72899999999998,501.72899999999998,501.72899999999998,31.04,180.249,31.04,142,102.79,102.79,142,31.04,173.04,173.04,173.04,173.04,142,null,null,880,602.99199999999996,602.99199999999996,602.99199999999996,602.99199999999996,602.99199999999996,24.26,228.52099999999999,24.26,104,93.83,93.83,104,24.26,122.288,122.288,122.288,122.288,104]
[null,881,null,481.40600000000001,481.40600000000001,481.40600000000001,481.40600000000001,481.40600000000001,26.88,184.17400000000001,26.88,145,102.14,102.14,145,26.88,171.88,171.88,171.88,171.88,145,null,null,881,602.86300000000006,602.86300000000006,602.86300000000006,602.86300000000006,602.86300000000006,24.26,228.21299999999999,24.26,104,93.83,93.83,104,24.26,122.28,122.28,122.28,122.28,104]
[null,882,null,509.42700000000002,509.42700000000002,509.42700000000002,509.42700000000002,509.42700000000002,27.65,186.06399999999999,27.65,148,104.34,104.34,148,27.65,175.648,175.648,175.648,175.648,148,null,null,882,602.70100000000002,602.70100000000002,602.70100000000002,602.70100000000002,602.70100000000002,24.26,227.886,24.26,104,93.82,93.82,104,24.26,122.21599999999999,122.21599999999999,122.21599999999999,122.21599999999999,104]
[null,883,null,513.072,513.072,513.072,513.072,513.072,27.84,190.81200000000001,27.84,147,103.86,103.86,147,27.84,174.84,174.84,174.84,174.84,147,null,null,883,602.27099999999996,602.27099999999996,602.27099999999996,602.27099999999996,602.27099999999996,24.26,227.607,24.26,104,93.81,93.81,104,24.26,122.11199999999999,122.11199999999999,122.11199999999999,122.11199999999999,104]
[null,884,null,514.25400000000002,514.25400000000002,514.25400000000002,514.25400000000002,514.25400000000002,27.84,192.99,27.84,146,103.26,103.26,146,27.84,173.84,173.84,173.84,173.84,146,null,null,884,602.15599999999995,602.15599999999995,602.15599999999995,602.15599999999995,602.15599999999995,24.26,227.428,24.26,104,93.78,93.78,104,24.26,122.024,122.024,122.024,122.024,104]
[null,885,null,512.33699999999999,512.33699999999999,512.33699999999999,512.33699999999999,512.33699999999999,27.78,195.30699999999999,27.78,144,102.08,102.08,144,27.78,171.77600000000001,171.77600000000001,171.77600000000001,171.77600000000001,144,null,null,885,602.02099999999996,602.02099999999996,602.02099999999996,602.02099999999996,602.02099999999996,24.26,227.40600000000001,24.26,104,93.78,93.78,104,24.26,121.968,121.968,121.968,121.968,104]
[null,886,null,497.55500000000001,497.55500000000001,497.55500000000001,497.55500000000001,497.55500000000001,26.05,196.40199999999999,26.05,146,102.2,102.2,146,26.05,172.048,172.048,172.048,172.048,146,null,null,886,601.90700000000004,601.90700000000004,601.90700000000004,601.90700000000004,601.90700000000004,24.26,227.38300000000001,24.26,104,93.78,93.78,104,24.26,121.92,121.92,121.92,121.92,104]
[null,887,null,462.91699999999997,462.91699999999997,462.91699999999997,462.91699999999997,462.91699999999997,27.14,196.732,27.14,148,104.04,104.04,148,27.14,175.136,175.136,175.136,175.136,148,null,null,887,601.60599999999999,601.60599999999999,601.60599999999999,601.60599999999999,601.60599999999999,24.26,227.23599999999999,24.26,104,93.77,93.77,104,24.26,121.91200000000001,121.91200000000001,121.91200000000001,121.91200000000001,104]
[null,888,null,467.89299999999997,467.89299999999997,467.89299999999997,467.89299999999997,467.89299999999997,24.51,192.56800000000001,24.51,147,101.9,101.9,147,24.51,171.512,171.512,171.512,171.512,147,null,null,888,601.58699999999999,601.58699999999999,601.58699999999999,601.58699999999999,601.58699999999999,24.26,226.86099999999999,24.26,104,93.74,93.74,104,24.26,121.83199999999999,121.83199999999999,121.83199999999999,121.83199999999999,104]
[null,889,null,426.85300000000001,426.85300000000001,426.85300000000001,426.85300000000001,426.85300000000001,19.84,181.71,19.84,143,95.98,95.98,143,19.84,162.84,162.84,162.84,162.84,143,null,null,889,601.27099999999996,601.27099999999996,601.27099999999996,601.27099999999996,601.27099999999996,24.26,226.749,24.26,104,93.74,93.74,104,24.26,121.70399999999999,121.70399999999999,121.70399999999999,121.70399999999999,104]
[null,890,null,428.625,428.625,428.625,428.625,428.625,26.37,179.477,26.37,142,99.28,99.28,142,26.37,168.36799999999999,168.36799999999999,168.36799999999999,168.36799999999999,142,null,null,890,600.85,600.85,600.85,600.85,600.85,24.26,226.42500000000001,24.26,104,93.73,93.73,104,24.26,121.696,121.696,121.696,121.696,104]
[null,891,null,438.99799999999999,438.99799999999999,438.99799999999999,438.99799999999999,438.99799999999999,24.45,177.55099999999999,24.45,142,98.1,98.1,142,24.45,166.44800000000001,166.44800000000001,166.44800000000001,166.44800000000001,142,null,null,891,600.827,600.827,600.827,600.827,600.827,24.26,226.35499999999999,24.26,104,93.73,93.73,104,24.26,121.584,121.584,121.584,121.584,104]
[null,892,null,444.11900000000003,444.11900000000003,444.11900000000003,444.11900000000003,444.11900000000003,26.43,176.53899999999999,26.43,142,99.28,99.28,142,26.43,168.43199999999999,168.43199999999999,168.43199999999999,168.43199999999999,142,null,null,892,600.58399999999995,600.58399999999995,600.58399999999995,600.58399999999995,600.58399999999995,24.26,226.143,24.26,104,93.7,93.7,104,24.26,121.568,121.568,121.568,121.568,104]
[null,893,null,468.863,468.863,468.863,468.863,468.863,26.5,178.53800000000001,26.5,139,97.57,97.57,139,26.5,165.49600000000001,165.49600000000001,165.49600000000001,165.49600000000001,139,null,null,893,600.41800000000001,600.41800000000001,600.41800000000001,600.41800000000001,600.41800000000001,24.26,226.06299999999999,24.26,104,93.66,93.66,104,24.26,121.568,121.568,121.568,121.568,104]
[null,894,null,499.44,499.44,499.44,499.44,499.44,26.75,187.31299999999999,26.75,146,101.88,101.88,146,26.75,172.75200000000001,172.75200000000001,172.75200000000001,172.75200000000001,146,null,null,894,600.38499999999999,600.38499999999999,600.38499999999999,600.38499999999999,600.38499999999999,24.19,226.03800000000001,24.19,104,93.64,93.64,104,24.19,121.56,121.56,121.56,121.56,104]
[null,895,null,516.06399999999996,516.06399999999996,516.06399999999996,516.06399999999996,516.06399999999996,26.88,190.01400000000001,26.88,150,104.29,104.29,150,26.88,176.88,176.88,176.88,176.88,150,null,null,895,599.15499999999997,599.15499999999997,599.15499999999997,599.15499999999997,599.15499999999997,24.19,225.75200000000001,24.19,104,93.64,93.64,104,24.19,121.55200000000001,121.55200000000001,121.55200000000001,121.55200000000001,104]
[null,896,null,522.43700000000001,522.43700000000001,522.43700000000001,522.43700000000001,522.43700000000001,26.18,194.99299999999999,26.18,153,105.65,105.65,153,26.18,179.17599999999999,179.17599999999999,179.17599999999999,179.17599999999999,153,null,null,896,598.69500000000005,598.69500000000005,598.69500000000005,598.69500000000005,598.69500000000005,24.19,225.55699999999999,24.19,104,93.64,93.64,104,24.19,121.504,121.504,121.504,121.504,104]
[null,897,null,514.39200000000005,514.39200000000005,514.39200000000005,514.39200000000005,514.39200000000005,29.31,199.071,29.31,154,108.07,108.07,154,29.31,183.31200000000001,183.31200000000001,183.31200000000001,183.31200000000001,154,null,null,897,598.69500000000005,598.69500000000005,598.69500000000005,598.69500000000005,598.69500000000005,24.19,225.39400000000001,24.19,104,93.63,93.63,104,24.19,121.488,121.488,121.488,121.488,104]
[null,898,null,499.428,499.428,499.428,499.428,499.428,31.68,195.755,31.68,158,111.84,111.84,158,31.68,189.68,189.68,189.68,189.68,158,null,null,898,{"$f":"LARGE(D$13:D$8748,$X910)","v":598.61400000000003},{"$f":"LARGE(E$13:E$8748,$X910)","v":598.61400000000003},{"$f":"LARGE(F$13:F$8748,$X910)","v":598.61400000000003},{"$f":"LARGE(G$13:G$8748,$X910)","v":598.61400000000003},{"$f":"LARGE(H$13:H$8748,$X910)","v":598.61400000000003},{"$f":"LARGE(I$13:I$8748,$X910)","v":24.19},{"$f":"LARGE(J$13:J$8748,$X910)","v":225.06},{"$f":"LARGE(K$13:K$8748,$X910)","v":24.19},{"$f":"LARGE(L$13:L$8748,$X910)","v":104},{"$f":"LARGE(M$13:M$8748,$X910)","v":93.62},{"$f":"LARGE(N$13:N$8748,$X910)","v":93.62},{"$f":"LARGE(O$13:O$8748,$X910)","v":104},{"$f":"LARGE(P$13:P$8748,$X910)","v":24.19},{"$f":"LARGE(Q$13:Q$8748,$X910)","v":121.44799999999999},{"$f":"LARGE(R$13:R$8748,$X910)","v":121.44799999999999},{"$f":"LARGE(S$13:S$8748,$X910)","v":121.44799999999999},{"$f":"LARGE(T$13:T$8748,$X910)","v":121.44799999999999},{"$f":"LARGE(U$13:U$8748,$X910)","v":104}]
[null,{"$f":"B910+1","v":899},null,495.755,495.755,495.755,495.755,495.755,29.25,199.215,29.25,157,109.78,109.78,157,29.25,186.24799999999999,186.24799999999999,186.24799999999999,186.24799999999999,157,null,null,899,598.15,598.15,598.15,598.15,598.15,24.19,225.00899999999999,24.19,104,93.56,93.56,104,24.19,121.408,121.408,121.408,121.408,104]
[null,900,null,494.541,494.541,494.541,494.541,494.541,30.46,193.923,30.46,148,105.24,105.24,148,30.46,178.464,178.464,178.464,178.464,148,null,null,900,598.01300000000003,598.01300000000003,598.01300000000003,598.01300000000003,598.01300000000003,24.19,224.96100000000001,24.19,104,93.55,93.55,104,24.19,121.408,121.408,121.408,121.408,104]
[null,901,null,482.63799999999998,482.63799999999998,482.63799999999998,482.63799999999998,482.63799999999998,31.17,184.91399999999999,31.17,142,102.11,102.11,142,31.17,173.16800000000001,173.16800000000001,173.16800000000001,173.16800000000001,142,null,null,901,597.505,597.505,597.505,597.505,597.505,24.19,224.625,24.19,103,93.53,93.53,103,24.19,121.376,121.376,121.376,121.376,103]
[null,902,null,461.42399999999998,461.42399999999998,461.42399999999998,461.42399999999998,461.42399999999998,31.81,175.42699999999999,31.81,137,99.52,99.52,137,31.81,168.80799999999999,168.80799999999999,168.80799999999999,168.80799999999999,137,null,null,902,597.44799999999998,597.44799999999998,597.44799999999998,597.44799999999998,597.44799999999998,24.19,224.529,24.19,103,93.52,93.52,103,24.19,121.36,121.36,121.36,121.36,103]
[null,903,null,471.86500000000001,471.86500000000001,471.86500000000001,471.86500000000001,471.86500000000001,31.42,168.55799999999999,31.42,135,98.1,98.1,135,31.42,166.42400000000001,166.42400000000001,166.42400000000001,166.42400000000001,135,null,null,903,597.428,597.428,597.428,597.428,597.428,24.19,224.50899999999999,24.19,103,93.51,93.51,103,24.19,121.34399999999999,121.34399999999999,121.34399999999999,121.34399999999999,103]
[null,904,null,474.80700000000002,474.80700000000002,474.80700000000002,474.80700000000002,474.80700000000002,30.34,169.773,30.34,137,98.64,98.64,137,30.34,167.33600000000001,167.33600000000001,167.33600000000001,167.33600000000001,137,null,null,904,597.22799999999995,597.22799999999995,597.22799999999995,597.22799999999995,597.22799999999995,24.19,224.477,24.19,103,93.49,93.49,103,24.19,121.28,121.28,121.28,121.28,103]
[null,905,null,471.40899999999999,471.40899999999999,471.40899999999999,471.40899999999999,471.40899999999999,25.02,173.83500000000001,25.02,141,97.87,97.87,141,25.02,166.024,166.024,166.024,166.024,141,null,null,905,597.20299999999997,597.20299999999997,597.20299999999997,597.20299999999997,597.20299999999997,24.19,224.375,24.19,103,93.48,93.48,103,24.19,121.28,121.28,121.28,121.28,103]
[null,906,null,472.11099999999999,472.11099999999999,472.11099999999999,472.11099999999999,472.11099999999999,27.39,175.251,27.39,146,102.23,102.23,146,27.39,173.392,173.392,173.392,173.392,146,null,null,906,596.89300000000003,596.89300000000003,596.89300000000003,596.89300000000003,596.89300000000003,24.19,224.13499999999999,24.19,103,93.48,93.48,103,24.19,121.28,121.28,121.28,121.28,103]
[null,907,null,459.90100000000001,459.90100000000001,459.90100000000001,459.90100000000001,459.90100000000001,27.65,182.40199999999999,27.65,151,105.3,105.3,151,27.65,178.648,178.648,178.648,178.648,151,null,null,907,596.87,596.87,596.87,596.87,596.87,24.19,224.09,24.19,103,93.38,93.38,103,24.19,121.256,121.256,121.256,121.256,103]
[null,908,null,479.029,479.029,479.029,479.029,479.029,28.1,184.786,28.1,153,106.77,106.77,153,28.1,181.096,181.096,181.096,181.096,153,null,null,908,596.74400000000003,596.74400000000003,596.74400000000003,596.74400000000003,596.74400000000003,24.19,223.75299999999999,24.19,103,93.36,93.36,103,24.19,121.208,121.208,121.208,121.208,103]
[null,909,null,482.255,482.255,482.255,482.255,482.255,28.16,189.22300000000001,28.16,157,109.19,109.19,157,28.16,185.16,185.16,185.16,185.16,157,null,null,909,596.71799999999996,596.71799999999996,596.71799999999996,596.71799999999996,596.71799999999996,24.13,223.58699999999999,24.13,103,93.36,93.36,103,24.13,121.19199999999999,121.19199999999999,121.19199999999999,121.19199999999999,103]
[null,910,null,469.71100000000001,469.71100000000001,469.71100000000001,469.71100000000001,469.71100000000001,28.1,191.12899999999999,28.1,159,110.31,110.31,159,28.1,187.096,187.096,187.096,187.096,159,null,null,910,596.66399999999999,596.66399999999999,596.66399999999999,596.66399999999999,596.66399999999999,24.13,223.47499999999999,24.13,103,93.34,93.34,103,24.13,121.19199999999999,121.19199999999999,121.19199999999999,121.19199999999999,103]
[null,911,null,449.50200000000001,449.50200000000001,449.50200000000001,449.50200000000001,449.50200000000001,28.61,192.94200000000001,28.61,161,111.78,111.78,161,28.61,189.608,189.608,189.608,189.608,161,null,null,911,596.63599999999997,596.63599999999997,596.63599999999997,596.63599999999997,596.63599999999997,24.13,223.423,24.13,103,93.34,93.34,103,24.13,121.096,121.096,121.096,121.096,103]
[null,912,null,440.05500000000001,440.05500000000001,440.05500000000001,440.05500000000001,440.05500000000001,25.6,188.32599999999999,25.6,161,110.01,110.01,161,25.6,186.6,186.6,186.6,186.6,161,null,null,912,596.375,596.375,596.375,596.375,596.375,24.13,223.41399999999999,24.13,103,93.27,93.27,103,24.13,121.096,121.096,121.096,121.096,103]
[null,913,null,434.31900000000002,434.31900000000002,434.31900000000002,434.31900000000002,434.31900000000002,20.86,181.20400000000001,20.86,165,88.1,88.1,165,20.86,185.864,185.864,185.864,185.864,165,null,null,913,596.23699999999997,596.23699999999997,596.23699999999997,596.23699999999997,596.23699999999997,24.13,223.35900000000001,24.13,103,93.24,93.24,103,24.13,120.98399999999999,120.98399999999999,120.98399999999999,120.98399999999999,103]
[null,914,null,434.93299999999999,434.93299999999999,434.93299999999999,434.93299999999999,434.93299999999999,23.94,177.423,23.94,161,87.62,87.62,161,23.94,184.93600000000001,184.93600000000001,184.93600000000001,184.93600000000001,161,null,null,914,596.096,596.096,596.096,596.096,596.096,24.13,223.35599999999999,24.13,103,93.23,93.23,103,24.13,120.96,120.96,120.96,120.96,103]
[null,915,null,438.36599999999999,438.36599999999999,438.36599999999999,438.36599999999999,438.36599999999999,24.32,176.23099999999999,24.32,158,86.39,86.39,158,24.32,182.32,182.32,182.32,182.32,158,null,null,915,596.02200000000005,596.02200000000005,596.02200000000005,596.02200000000005,596.02200000000005,24.13,223.221,24.13,103,93.15,93.15,103,24.13,120.92,120.92,120.92,120.92,103]
[null,916,null,444.88099999999997,444.88099999999997,444.88099999999997,444.88099999999997,444.88099999999997,24.26,178.02600000000001,24.26,160,87.34,87.34,160,24.26,184.256,184.256,184.256,184.256,160,null,null,916,595.88800000000003,595.88800000000003,595.88800000000003,595.88800000000003,595.88800000000003,24.13,223.21799999999999,24.13,103,93.15,93.15,103,24.13,120.91200000000001,120.91200000000001,120.91200000000001,120.91200000000001,103]
[null,917,null,486.73200000000003,486.73200000000003,486.73200000000003,486.73200000000003,486.73200000000003,23.87,184.62200000000001,23.87,158,86.2,86.2,158,23.87,181.87200000000001,181.87200000000001,181.87200000000001,181.87200000000001,158,null,null,917,595.79200000000003,595.79200000000003,595.79200000000003,595.79200000000003,595.79200000000003,24.13,223.154,24.13,103,93.09,93.09,103,24.13,120.872,120.872,120.872,120.872,103]
[null,918,null,517.18299999999999,517.18299999999999,517.18299999999999,517.18299999999999,517.18299999999999,23.23,199.38499999999999,23.23,164,88.71,88.71,164,23.23,187.232,187.232,187.232,187.232,164,null,null,918,595.59500000000003,595.59500000000003,595.59500000000003,595.59500000000003,595.59500000000003,24.13,223.125,24.13,103,93.06,93.06,103,24.13,120.872,120.872,120.872,120.872,103]
[null,919,null,555.404,555.404,555.404,555.404,555.404,23.04,202.86500000000001,23.04,173,92.88,92.88,173,23.04,196.04,196.04,196.04,196.04,173,null,null,919,595.505,595.505,595.505,595.505,595.505,24.13,223.11600000000001,24.13,103,93.06,93.06,103,24.13,120.85599999999999,120.85599999999999,120.85599999999999,120.85599999999999,103]
[null,920,null,567.42700000000002,567.42700000000002,567.42700000000002,567.42700000000002,567.42700000000002,21.76,195.489,21.76,176,93.74,93.74,176,21.76,197.76,197.76,197.76,197.76,176,null,null,920,595.255,595.255,595.255,595.255,595.255,24.13,222.92699999999999,24.13,103,93.05,93.05,103,24.13,120.776,120.776,120.776,120.776,103]
[null,921,null,571.27499999999998,571.27499999999998,571.27499999999998,571.27499999999998,571.27499999999998,30.14,190.642,30.14,179,99.09,99.09,179,30.14,209.14400000000001,209.14400000000001,209.14400000000001,209.14400000000001,179,null,null,921,595.21600000000001,595.21600000000001,595.21600000000001,595.21600000000001,595.21600000000001,24.13,222.78299999999999,24.13,103,93.01,93.01,103,24.13,120.776,120.776,120.776,120.776,103]
[null,922,null,560.19899999999996,560.19899999999996,560.19899999999996,560.19899999999996,560.19899999999996,30.66,189.55,30.66,178,98.9,98.9,178,30.66,208.65600000000001,208.65600000000001,208.65600000000001,208.65600000000001,178,null,null,922,594.98699999999997,594.98699999999997,594.98699999999997,594.98699999999997,594.98699999999997,24.13,222.73500000000001,24.13,103,93,93,103,24.13,120.752,120.752,120.752,120.752,103]
[null,923,null,538.19399999999996,538.19399999999996,538.19399999999996,538.19399999999996,538.19399999999996,30.59,185.05099999999999,30.59,175,97.43,97.43,175,30.59,205.59200000000001,205.59200000000001,205.59200000000001,205.59200000000001,175,null,null,923,594.65300000000002,594.65300000000002,594.65300000000002,594.65300000000002,594.65300000000002,24.13,222.619,24.13,103,92.98,92.98,103,24.13,120.696,120.696,120.696,120.696,103]
[null,924,null,523.70299999999997,523.70299999999997,523.70299999999997,523.70299999999997,523.70299999999997,30.78,181.809,30.78,168,94.21,94.21,168,30.78,198.78399999999999,198.78399999999999,198.78399999999999,198.78399999999999,168,null,null,924,594.33699999999999,594.33699999999999,594.33699999999999,594.33699999999999,594.33699999999999,24.06,222.613,24.06,103,92.98,92.98,103,24.06,120.664,120.664,120.664,120.664,103]
[null,925,null,513.19299999999998,513.19299999999998,513.19299999999998,513.19299999999998,513.19299999999998,31.74,179.089,31.74,163,92.27,92.27,163,31.74,194.744,194.744,194.744,194.744,163,null,null,925,594.29499999999996,594.29499999999996,594.29499999999996,594.29499999999996,594.29499999999996,24.06,222.54900000000001,24.06,103,92.98,92.98,103,24.06,120.63200000000001,120.63200000000001,120.63200000000001,120.63200000000001,103]
[null,926,null,509.584,509.584,509.584,509.584,509.584,33.22,179.541,33.22,161,92.03,92.03,161,33.22,194.21600000000001,194.21600000000001,194.21600000000001,194.21600000000001,161,null,null,926,594.20699999999999,594.20699999999999,594.20699999999999,594.20699999999999,594.20699999999999,24.06,222.518,24.06,103,92.98,92.98,103,24.06,120.63200000000001,120.63200000000001,120.63200000000001,120.63200000000001,103]
[null,927,null,509.495,509.495,509.495,509.495,509.495,31.68,180.28399999999999,31.68,150,86.11,86.11,150,31.68,181.68,181.68,181.68,181.68,150,null,null,927,594.12400000000002,594.12400000000002,594.12400000000002,594.12400000000002,594.12400000000002,24.06,222.28899999999999,24.06,103,92.97,92.97,103,24.06,120.544,120.544,120.544,120.544,103]
[null,928,null,512.71100000000001,512.71100000000001,512.71100000000001,512.71100000000001,512.71100000000001,29.12,190.934,29.12,150,84.88,84.88,150,29.12,179.12,179.12,179.12,179.12,150,null,null,928,594.101,594.101,594.101,594.101,594.101,24.06,222.03899999999999,24.06,103,92.94,92.94,103,24.06,120.488,120.488,120.488,120.488,103]
[null,929,null,514.91399999999999,514.91399999999999,514.91399999999999,514.91399999999999,514.91399999999999,24.45,206.386,24.45,153,84.07,84.07,153,24.45,177.44800000000001,177.44800000000001,177.44800000000001,177.44800000000001,153,null,null,929,593.76599999999996,593.76599999999996,593.76599999999996,593.76599999999996,593.76599999999996,24.06,221.761,24.06,103,92.94,92.94,103,24.06,120.47199999999999,120.47199999999999,120.47199999999999,120.47199999999999,103]
[null,930,null,512.84699999999998,512.84699999999998,512.84699999999998,512.84699999999998,512.84699999999998,27.52,213.101,27.52,159,88.38,88.38,159,27.52,186.52,186.52,186.52,186.52,159,null,null,930,593.62900000000002,593.62900000000002,593.62900000000002,593.62900000000002,593.62900000000002,24.06,221.68700000000001,24.06,103,92.94,92.94,103,24.06,120.456,120.456,120.456,120.456,103]
[null,931,null,516.33699999999999,516.33699999999999,516.33699999999999,516.33699999999999,516.33699999999999,28.99,213.36,28.99,165,91.94,91.94,165,28.99,193.99199999999999,193.99199999999999,193.99199999999999,193.99199999999999,165,null,null,931,593.59,593.59,593.59,593.59,593.59,24.06,221.67400000000001,24.06,103,92.93,92.93,103,24.06,120.408,120.408,120.408,120.408,103]
[null,932,null,511.00599999999997,511.00599999999997,511.00599999999997,511.00599999999997,511.00599999999997,27.71,212.172,27.71,168,92.74,92.74,168,27.71,195.71199999999999,195.71199999999999,195.71199999999999,195.71199999999999,168,null,null,932,593.28800000000001,593.28800000000001,593.28800000000001,593.28800000000001,593.28800000000001,24.06,221.61600000000001,24.06,103,92.91,92.91,103,24.06,120.384,120.384,120.384,120.384,103]
[null,933,null,492.99099999999999,492.99099999999999,492.99099999999999,492.99099999999999,492.99099999999999,28.22,211.649,28.22,168,92.98,92.98,168,28.22,196.22399999999999,196.22399999999999,196.22399999999999,196.22399999999999,168,null,null,933,593.197,593.197,593.197,593.197,593.197,24.06,221.59700000000001,24.06,102,92.89,92.89,102,24.06,120.36,120.36,120.36,120.36,102]
[null,934,null,495.19900000000001,495.19900000000001,495.19900000000001,495.19900000000001,495.19900000000001,27.78,210.13399999999999,27.78,170,93.74,93.74,170,27.78,197.77600000000001,197.77600000000001,197.77600000000001,197.77600000000001,170,null,null,934,592.697,592.697,592.697,592.697,592.697,24,221.453,24,102,92.88,92.88,102,24,120.34399999999999,120.34399999999999,120.34399999999999,120.34399999999999,102]
[null,935,null,481.29599999999999,481.29599999999999,481.29599999999999,481.29599999999999,481.29599999999999,27.9,202.46100000000001,27.9,170,93.78,93.78,170,27.9,197.904,197.904,197.904,197.904,170,null,null,935,592.67100000000005,592.67100000000005,592.67100000000005,592.67100000000005,592.67100000000005,24,221.29900000000001,24,102,92.86,92.86,102,24,120.34399999999999,120.34399999999999,120.34399999999999,120.34399999999999,102]
[null,936,null,436.721,436.721,436.721,436.721,436.721,27.01,194.714,27.01,174,95.25,95.25,174,27.01,201.00800000000001,201.00800000000001,201.00800000000001,201.00800000000001,174,null,null,936,592.64700000000005,592.64700000000005,592.64700000000005,592.64700000000005,592.64700000000005,24,221.12299999999999,24,102,92.85,92.85,102,24,120.34399999999999,120.34399999999999,120.34399999999999,120.34399999999999,102]
[null,937,null,486.053,486.053,486.053,486.053,486.053,23.68,187.70099999999999,23.68,170,88.85,88.85,170,23.68,193.68,193.68,193.68,193.68,170,null,null,937,592.625,592.625,592.625,592.625,592.625,24,221.06899999999999,24,102,92.84,92.84,102,24,120.28,120.28,120.28,120.28,102]
[null,938,null,482.464,482.464,482.464,482.464,482.464,26.62,185.679,26.62,169,89.72,89.72,169,26.62,195.624,195.624,195.624,195.624,169,null,null,938,592.42999999999995,592.42999999999995,592.42999999999995,592.42999999999995,592.42999999999995,24,220.3,24,102,92.81,92.81,102,24,120.264,120.264,120.264,120.264,102]
[null,939,null,485.31099999999998,485.31099999999998,485.31099999999998,485.31099999999998,485.31099999999998,26.05,184.93899999999999,26.05,165,87.61,87.61,165,26.05,191.048,191.048,191.048,191.048,165,null,null,939,592.10699999999997,592.10699999999997,592.10699999999997,592.10699999999997,592.10699999999997,24,220.28700000000001,24,102,92.8,92.8,102,24,120.128,120.128,120.128,120.128,102]
[null,940,null,489.733,489.733,489.733,489.733,489.733,26.11,184.85599999999999,26.11,165,87.66,87.66,165,26.11,191.11199999999999,191.11199999999999,191.11199999999999,191.11199999999999,165,null,null,940,591.94399999999996,591.94399999999996,591.94399999999996,591.94399999999996,591.94399999999996,24,220.13,24,102,92.78,92.78,102,24,120.11199999999999,120.11199999999999,120.11199999999999,120.11199999999999,102]
[null,941,null,506.19099999999997,506.19099999999997,506.19099999999997,506.19099999999997,506.19099999999997,25.09,187.82,25.09,165,87.19,87.19,165,25.09,190.08799999999999,190.08799999999999,190.08799999999999,190.08799999999999,165,null,null,941,591.39400000000001,591.39400000000001,591.39400000000001,591.39400000000001,591.39400000000001,24,219.95,24,102,92.74,92.74,102,24,120.008,120.008,120.008,120.008,102]
[null,942,null,559.505,559.505,559.505,559.505,559.505,24.51,201.24,24.51,167,87.84,87.84,167,24.51,191.512,191.512,191.512,191.512,167,null,null,942,590.99099999999999,590.99099999999999,590.99099999999999,590.99099999999999,590.99099999999999,24,219.899,24,102,92.73,92.73,102,24,119.96,119.96,119.96,119.96,102]
[null,943,null,554.83699999999999,554.83699999999999,554.83699999999999,554.83699999999999,554.83699999999999,22.4,206.328,22.4,180,92.84,92.84,180,22.4,202.4,202.4,202.4,202.4,180,null,null,943,590.56899999999996,590.56899999999996,590.56899999999996,590.56899999999996,590.56899999999996,24,219.89,24,102,92.68,92.68,102,24,119.88,119.88,119.88,119.88,102]
[null,944,null,565.66200000000003,565.66200000000003,565.66200000000003,565.66200000000003,565.66200000000003,20.8,209.23099999999999,20.8,181,92.56,92.56,181,20.8,201.8,201.8,201.8,201.8,181,null,null,944,590.47799999999995,590.47799999999995,590.47799999999995,590.47799999999995,590.47799999999995,24,219.63300000000001,24,102,92.66,92.66,102,24,119.816,119.816,119.816,119.816,102]
[null,945,null,562.78700000000003,562.78700000000003,562.78700000000003,562.78700000000003,562.78700000000003,28.16,212.393,28.16,182,96.42,96.42,182,28.16,210.16,210.16,210.16,210.16,182,null,null,945,589.77,589.77,589.77,589.77,589.77,23.94,219.41499999999999,23.94,102,92.58,92.58,102,23.94,119.76,119.76,119.76,119.76,102]
[null,946,null,550.04200000000003,550.04200000000003,550.04200000000003,550.04200000000003,550.04200000000003,30.27,213.79300000000001,30.27,181,96.92,96.92,181,30.27,211.27199999999999,211.27199999999999,211.27199999999999,211.27199999999999,181,null,null,946,589.45000000000005,589.45000000000005,589.45000000000005,589.45000000000005,589.45000000000005,23.94,219.40299999999999,23.94,102,92.56,92.56,102,23.94,119.752,119.752,119.752,119.752,102]
[null,947,null,541.58600000000001,541.58600000000001,541.58600000000001,541.58600000000001,541.58600000000001,30.72,215.30199999999999,30.72,177,95.27,95.27,177,30.72,207.72,207.72,207.72,207.72,177,null,null,947,589.41700000000003,589.41700000000003,589.41700000000003,589.41700000000003,589.41700000000003,23.94,219.36699999999999,23.94,102,92.54,92.54,102,23.94,119.752,119.752,119.752,119.752,102]
[null,948,null,541.39099999999996,541.39099999999996,541.39099999999996,541.39099999999996,541.39099999999996,30.46,214.6,30.46,169,91.51,91.51,169,30.46,199.464,199.464,199.464,199.464,169,null,null,948,589.40800000000002,589.40800000000002,589.40800000000002,589.40800000000002,589.40800000000002,23.94,219.07900000000001,23.94,102,92.5,92.5,102,23.94,119.72,119.72,119.72,119.72,102]
[null,949,null,532.53599999999994,532.53599999999994,532.53599999999994,532.53599999999994,532.53599999999994,32.380000000000003,210.88,32.380000000000003,159,87.79,87.79,159,32.380000000000003,191.38399999999999,191.38399999999999,191.38399999999999,191.38399999999999,159,null,null,949,588.80100000000004,588.80100000000004,588.80100000000004,588.80100000000004,588.80100000000004,23.94,218.96,23.94,102,92.48,92.48,102,23.94,119.664,119.664,119.664,119.664,102]
[null,950,null,534.89400000000001,534.89400000000001,534.89400000000001,534.89400000000001,534.89400000000001,32.700000000000003,208.93899999999999,32.700000000000003,153,85.18,85.18,153,32.700000000000003,185.70400000000001,185.70400000000001,185.70400000000001,185.70400000000001,153,null,null,950,588.79700000000003,588.79700000000003,588.79700000000003,588.79700000000003,588.79700000000003,23.94,218.49299999999999,23.94,102,92.48,92.48,102,23.94,119.584,119.584,119.584,119.584,102]
[null,951,null,536.78800000000001,536.78800000000001,536.78800000000001,536.78800000000001,536.78800000000001,33.15,208.15100000000001,33.15,147,82.65,82.65,147,33.15,180.15199999999999,180.15199999999999,180.15199999999999,180.15199999999999,147,null,null,951,588.61300000000006,588.61300000000006,588.61300000000006,588.61300000000006,588.61300000000006,23.94,218.37700000000001,23.94,102,92.48,92.48,102,23.94,119.584,119.584,119.584,119.584,102]
[null,952,null,539.87,539.87,539.87,539.87,539.87,30.53,209.23400000000001,30.53,139,77.75,77.75,139,30.53,169.52799999999999,169.52799999999999,169.52799999999999,169.52799999999999,139,null,null,952,588.51900000000001,588.51900000000001,588.51900000000001,588.51900000000001,588.51900000000001,23.94,218.21700000000001,23.94,102,92.46,92.46,102,23.94,119.408,119.408,119.408,119.408,102]
[null,953,null,533.42999999999995,533.42999999999995,533.42999999999995,533.42999999999995,533.42999999999995,26.43,208.965,26.43,142,77.239999999999995,77.239999999999995,142,26.43,168.43199999999999,168.43199999999999,168.43199999999999,168.43199999999999,142,null,null,953,588.30399999999997,588.30399999999997,588.30399999999997,588.30399999999997,588.30399999999997,23.94,218.11500000000001,23.94,102,92.46,92.46,102,23.94,119.4,119.4,119.4,119.4,102]
[null,954,null,531.69299999999998,531.69299999999998,531.69299999999998,531.69299999999998,531.69299999999998,26.37,206.53899999999999,26.37,148,79.989999999999995,79.989999999999995,148,26.37,174.36799999999999,174.36799999999999,174.36799999999999,174.36799999999999,148,null,null,954,588.28700000000003,588.28700000000003,588.28700000000003,588.28700000000003,588.28700000000003,23.94,218.041,23.94,102,92.45,92.45,102,23.94,119.384,119.384,119.384,119.384,102]
[null,955,null,532.70000000000005,532.70000000000005,532.70000000000005,532.70000000000005,532.70000000000005,28.8,203.733,28.8,152,82.93,82.93,152,28.8,180.8,180.8,180.8,180.8,152,null,null,955,588.24699999999996,588.24699999999996,588.24699999999996,588.24699999999996,588.24699999999996,23.94,217.89,23.94,102,92.44,92.44,102,23.94,119.36799999999999,119.36799999999999,119.36799999999999,119.36799999999999,102]
[null,956,null,523.83299999999997,523.83299999999997,523.83299999999997,523.83299999999997,523.83299999999997,26.62,204.64599999999999,26.62,155,83.3,83.3,155,26.62,181.624,181.624,181.624,181.624,155,null,null,956,588.17399999999998,588.17399999999998,588.17399999999998,588.17399999999998,588.17399999999998,23.94,217.85499999999999,23.94,102,92.44,92.44,102,23.94,119.34399999999999,119.34399999999999,119.34399999999999,119.34399999999999,102]
[null,957,null,517.23900000000003,517.23900000000003,517.23900000000003,517.23900000000003,517.23900000000003,27.14,200.798,27.14,161,86.28,86.28,161,27.14,188.136,188.136,188.136,188.136,161,null,null,957,588.03099999999995,588.03099999999995,588.03099999999995,588.03099999999995,588.03099999999995,23.94,217.64,23.94,102,92.43,92.43,102,23.94,119.336,119.336,119.336,119.336,102]
[null,958,null,498.452,498.452,498.452,498.452,498.452,26.5,197.71600000000001,26.5,164,87.38,87.38,164,26.5,190.49600000000001,190.49600000000001,190.49600000000001,190.49600000000001,164,null,null,958,587.84799999999996,587.84799999999996,587.84799999999996,587.84799999999996,587.84799999999996,23.87,217.52199999999999,23.87,102,92.41,92.41,102,23.87,119.328,119.328,119.328,119.328,102]
[null,959,null,484.02300000000002,484.02300000000002,484.02300000000002,484.02300000000002,484.02300000000002,25.6,191.24100000000001,25.6,165,87.42,87.42,165,25.6,190.6,190.6,190.6,190.6,165,null,null,959,587.74900000000002,587.74900000000002,587.74900000000002,587.74900000000002,587.74900000000002,23.87,217.47399999999999,23.87,102,92.35,92.35,102,23.87,119.29600000000001,119.29600000000001,119.29600000000001,119.29600000000001,102]
[null,960,null,478.32499999999999,478.32499999999999,478.32499999999999,478.32499999999999,478.32499999999999,19.97,186.798,19.97,166,85.32,85.32,166,19.97,185.96799999999999,185.96799999999999,185.96799999999999,185.96799999999999,166,null,null,960,587.63800000000003,587.63800000000003,587.63800000000003,587.63800000000003,587.63800000000003,23.87,217.36500000000001,23.87,102,92.34,92.34,102,23.87,119.28,119.28,119.28,119.28,102]
[null,961,null,452.108,452.108,452.108,452.108,452.108,15.87,178.858,15.87,161,86.77,86.77,161,15.87,176.87200000000001,176.87200000000001,176.87200000000001,176.87200000000001,161,null,null,961,587.36,587.36,587.36,587.36,587.36,23.87,217.12799999999999,23.87,102,92.34,92.34,102,23.87,119.264,119.264,119.264,119.264,102]
[null,962,null,446.16500000000002,446.16500000000002,446.16500000000002,446.16500000000002,446.16500000000002,15.74,178.042,15.74,159,85.69,85.69,159,15.74,174.744,174.744,174.744,174.744,159,null,null,962,{"$f":"LARGE(D$13:D$8748,$X974)","v":587.32799999999997},{"$f":"LARGE(E$13:E$8748,$X974)","v":587.32799999999997},{"$f":"LARGE(F$13:F$8748,$X974)","v":587.32799999999997},{"$f":"LARGE(G$13:G$8748,$X974)","v":587.32799999999997},{"$f":"LARGE(H$13:H$8748,$X974)","v":587.32799999999997},{"$f":"LARGE(I$13:I$8748,$X974)","v":23.87},{"$f":"LARGE(J$13:J$8748,$X974)","v":216.75},{"$f":"LARGE(K$13:K$8748,$X974)","v":23.87},{"$f":"LARGE(L$13:L$8748,$X974)","v":102},{"$f":"LARGE(M$13:M$8748,$X974)","v":92.33},{"$f":"LARGE(N$13:N$8748,$X974)","v":92.33},{"$f":"LARGE(O$13:O$8748,$X974)","v":102},{"$f":"LARGE(P$13:P$8748,$X974)","v":23.87},{"$f":"LARGE(Q$13:Q$8748,$X974)","v":119.256},{"$f":"LARGE(R$13:R$8748,$X974)","v":119.256},{"$f":"LARGE(S$13:S$8748,$X974)","v":119.256},{"$f":"LARGE(T$13:T$8748,$X974)","v":119.256},{"$f":"LARGE(U$13:U$8748,$X974)","v":102}]
[null,{"$f":"B974+1","v":963},null,448.68,448.68,448.68,448.68,448.68,15.87,176.35300000000001,15.87,158,85.3,85.3,158,15.87,173.87200000000001,173.87200000000001,173.87200000000001,173.87200000000001,158,null,null,963,587.26,587.26,587.26,587.26,587.26,23.87,216.61199999999999,23.87,101,92.29,92.29,101,23.87,119.19199999999999,119.19199999999999,119.19199999999999,119.19199999999999,101]
[null,964,null,450.69499999999999,450.69499999999999,450.69499999999999,450.69499999999999,450.69499999999999,16.510000000000002,170.9,16.510000000000002,156,84.61,84.61,156,16.510000000000002,172.512,172.512,172.512,172.512,156,null,null,964,587.18799999999999,587.18799999999999,587.18799999999999,587.18799999999999,587.18799999999999,23.87,216.42599999999999,23.87,101,92.29,92.29,101,23.87,119.16,119.16,119.16,119.16,101]
[null,965,null,467.596,467.596,467.596,467.596,467.596,15.17,166.18100000000001,15.17,157,84.47,84.47,157,15.17,172.16800000000001,172.16800000000001,172.16800000000001,172.16800000000001,157,null,null,965,587.09900000000005,587.09900000000005,587.09900000000005,587.09900000000005,587.09900000000005,23.87,216.39699999999999,23.87,101,92.29,92.29,101,23.87,119.104,119.104,119.104,119.104,101]
[null,966,null,490.18599999999998,490.18599999999998,490.18599999999998,490.18599999999998,490.18599999999998,15.87,175.94,15.87,160,86.28,86.28,160,15.87,175.87200000000001,175.87200000000001,175.87200000000001,175.87200000000001,160,null,null,966,586.98900000000003,586.98900000000003,586.98900000000003,586.98900000000003,586.98900000000003,23.87,216.17,23.87,101,92.27,92.27,101,23.87,119.08799999999999,119.08799999999999,119.08799999999999,119.08799999999999,101]
[null,967,null,507.26600000000002,507.26600000000002,507.26600000000002,507.26600000000002,507.26600000000002,15.81,198.90799999999999,15.81,169,90.65,90.65,169,15.81,184.80799999999999,184.80799999999999,184.80799999999999,184.80799999999999,169,null,null,967,586.822,586.822,586.822,586.822,586.822,23.87,216.15700000000001,23.87,101,92.26,92.26,101,23.87,119.08,119.08,119.08,119.08,101]
[null,968,null,505.61200000000002,505.61200000000002,505.61200000000002,505.61200000000002,505.61200000000002,14.27,207.37200000000001,14.27,172,91.38,91.38,172,14.27,186.27199999999999,186.27199999999999,186.27199999999999,186.27199999999999,172,null,null,968,586.70899999999995,586.70899999999995,586.70899999999995,586.70899999999995,586.70899999999995,23.87,216.071,23.87,101,92.25,92.25,101,23.87,119.04,119.04,119.04,119.04,101]
[null,969,null,493.76799999999997,493.76799999999997,493.76799999999997,493.76799999999997,493.76799999999997,12.03,205.20699999999999,12.03,173,90.75,90.75,173,12.03,185.03200000000001,185.03200000000001,185.03200000000001,185.03200000000001,173,null,null,969,586.54999999999995,586.54999999999995,586.54999999999995,586.54999999999995,586.54999999999995,23.87,216.01599999999999,23.87,101,92.24,92.24,101,23.87,118.992,118.992,118.992,118.992,101]
[null,970,null,489.053,489.053,489.053,489.053,489.053,11.58,205.828,11.58,169,88.59,88.59,169,11.58,180.584,180.584,180.584,180.584,169,null,null,970,586.50099999999998,586.50099999999998,586.50099999999998,586.50099999999998,586.50099999999998,23.81,215.96199999999999,23.81,101,92.16,92.16,101,23.81,118.93600000000001,118.93600000000001,118.93600000000001,118.93600000000001,101]
[null,971,null,486.72800000000001,486.72800000000001,486.72800000000001,486.72800000000001,486.72800000000001,11.65,203.75800000000001,11.65,165,86.63,86.63,165,11.65,176.648,176.648,176.648,176.648,165,null,null,971,585.476,585.476,585.476,585.476,585.476,23.81,215.93600000000001,23.81,101,92.16,92.16,101,23.81,118.848,118.848,118.848,118.848,101]
[null,972,null,486.40499999999997,486.40499999999997,486.40499999999997,486.40499999999997,486.40499999999997,11.58,202.8,11.58,156,82.21,82.21,156,11.58,167.584,167.584,167.584,167.584,156,null,null,972,585.4,585.4,585.4,585.4,585.4,23.81,215.821,23.81,101,92.09,92.09,101,23.81,118.768,118.768,118.768,118.768,101]
[null,973,null,486.01600000000002,486.01600000000002,486.01600000000002,486.01600000000002,486.01600000000002,11.71,199.82400000000001,11.71,151,79.81,79.81,151,11.71,162.71199999999999,162.71199999999999,162.71199999999999,162.71199999999999,151,null,null,973,585.18600000000004,585.18600000000004,585.18600000000004,585.18600000000004,585.18600000000004,23.81,215.74700000000001,23.81,101,92.08,92.08,101,23.81,118.696,118.696,118.696,118.696,101]
[null,974,null,485.52100000000002,485.52100000000002,485.52100000000002,485.52100000000002,485.52100000000002,11.65,199.952,11.65,146,77.31,77.31,146,11.65,157.648,157.648,157.648,157.648,146,null,null,974,585.18299999999999,585.18299999999999,585.18299999999999,585.18299999999999,585.18299999999999,23.81,215.43899999999999,23.81,101,92.03,92.03,101,23.81,118.68,118.68,118.68,118.68,101]
[null,975,null,484.98700000000002,484.98700000000002,484.98700000000002,484.98700000000002,484.98700000000002,11.71,202.12100000000001,11.71,143,75.88,75.88,143,11.71,154.71199999999999,154.71199999999999,154.71199999999999,154.71199999999999,143,null,null,975,585.17999999999995,585.17999999999995,585.17999999999995,585.17999999999995,585.17999999999995,23.81,215.42,23.81,101,92.03,92.03,101,23.81,118.648,118.648,118.648,118.648,101]
[null,976,null,488.36200000000002,488.36200000000002,488.36200000000002,488.36200000000002,488.36200000000002,11.46,201.62100000000001,11.46,142,75.3,75.3,142,11.46,153.45599999999999,153.45599999999999,153.45599999999999,153.45599999999999,142,null,null,976,585.11300000000006,585.11300000000006,585.11300000000006,585.11300000000006,585.11300000000006,23.81,215.30199999999999,23.81,101,92.03,92.03,101,23.81,118.608,118.608,118.608,118.608,101]
[null,977,null,491.54399999999998,491.54399999999998,491.54399999999998,491.54399999999998,491.54399999999998,10.56,202.56,10.56,139,73.38,73.38,139,10.56,149.56,149.56,149.56,149.56,139,null,null,977,584.98099999999999,584.98099999999999,584.98099999999999,584.98099999999999,584.98099999999999,23.81,215.273,23.81,101,92.02,92.02,101,23.81,118.6,118.6,118.6,118.6,101]
[null,978,null,500.57400000000001,500.57400000000001,500.57400000000001,500.57400000000001,500.57400000000001,10.5,203.066,10.5,147,77.260000000000005,77.260000000000005,147,10.5,157.49600000000001,157.49600000000001,157.49600000000001,157.49600000000001,147,null,null,978,584.95899999999995,584.95899999999995,584.95899999999995,584.95899999999995,584.95899999999995,23.81,215.10300000000001,23.81,101,92.01,92.01,101,23.81,118.6,118.6,118.6,118.6,101]
[null,979,null,506.20800000000003,506.20800000000003,506.20800000000003,506.20800000000003,506.20800000000003,10.5,202.02799999999999,10.5,150,78.73,78.73,150,10.5,160.49600000000001,160.49600000000001,160.49600000000001,160.49600000000001,150,null,null,979,584.94200000000001,584.94200000000001,584.94200000000001,584.94200000000001,584.94200000000001,23.81,215.042,23.81,101,92.01,92.01,101,23.81,118.57599999999999,118.57599999999999,118.57599999999999,118.57599999999999,101]
[null,980,null,502.27300000000002,502.27300000000002,502.27300000000002,502.27300000000002,502.27300000000002,10.5,200.148,10.5,158,82.65,82.65,158,10.5,168.49600000000001,168.49600000000001,168.49600000000001,168.49600000000001,158,null,null,980,584.88800000000003,584.88800000000003,584.88800000000003,584.88800000000003,584.88800000000003,23.81,214.98500000000001,23.81,101,91.99,91.99,101,23.81,118.568,118.568,118.568,118.568,101]
[null,981,null,496.82100000000003,496.82100000000003,496.82100000000003,496.82100000000003,496.82100000000003,10.82,199.75,10.82,160,83.78,83.78,160,10.82,170.816,170.816,170.816,170.816,160,null,null,981,584.721,584.721,584.721,584.721,584.721,23.81,214.86,23.81,101,91.94,91.94,101,23.81,118.536,118.536,118.536,118.536,101]
[null,982,null,484.29500000000002,484.29500000000002,484.29500000000002,484.29500000000002,484.29500000000002,11.01,199.065,11.01,162,84.86,84.86,162,11.01,173.00800000000001,173.00800000000001,173.00800000000001,173.00800000000001,162,null,null,982,584.59400000000005,584.59400000000005,584.59400000000005,584.59400000000005,584.59400000000005,23.81,214.6,23.81,101,91.92,91.92,101,23.81,118.504,118.504,118.504,118.504,101]
[null,983,null,417.08800000000002,417.08800000000002,417.08800000000002,417.08800000000002,417.08800000000002,11.07,193.82300000000001,11.07,164,85.89,85.89,164,11.07,175.072,175.072,175.072,175.072,164,null,null,983,584.48,584.48,584.48,584.48,584.48,23.81,214.53,23.81,101,91.92,91.92,101,23.81,118.488,118.488,118.488,118.488,101]
[null,984,null,456.57400000000001,456.57400000000001,456.57400000000001,456.57400000000001,456.57400000000001,11.01,185.11600000000001,11.01,164,85.84,85.84,164,11.01,175.00800000000001,175.00800000000001,175.00800000000001,175.00800000000001,164,null,null,984,584.452,584.452,584.452,584.452,584.452,23.81,214.43,23.81,101,91.92,91.92,101,23.81,118.488,118.488,118.488,118.488,101]
[null,985,null,388.66899999999998,388.66899999999998,388.66899999999998,388.66899999999998,388.66899999999998,11.01,170.49700000000001,11.01,162,88.41,88.41,162,11.01,173.00800000000001,173.00800000000001,173.00800000000001,173.00800000000001,162,null,null,985,584.16099999999994,584.16099999999994,584.16099999999994,584.16099999999994,584.16099999999994,23.81,214.34700000000001,23.81,101,91.9,91.9,101,23.81,118.44799999999999,118.44799999999999,118.44799999999999,118.44799999999999,101]
[null,986,null,385.60399999999998,385.60399999999998,385.60399999999998,385.60399999999998,385.60399999999998,10.88,169.875,10.88,158,86.32,86.32,158,10.88,168.88,168.88,168.88,168.88,158,null,null,986,584.10799999999995,584.10799999999995,584.10799999999995,584.10799999999995,584.10799999999995,23.81,214.09399999999999,23.81,101,91.87,91.87,101,23.81,118.44799999999999,118.44799999999999,118.44799999999999,118.44799999999999,101]
[null,987,null,390.786,390.786,390.786,390.786,390.786,10.56,170.846,10.56,152,83.1,83.1,152,10.56,162.56,162.56,162.56,162.56,152,null,null,987,584.02300000000002,584.02300000000002,584.02300000000002,584.02300000000002,584.02300000000002,23.81,214.02699999999999,23.81,101,91.86,91.86,101,23.81,118.44799999999999,118.44799999999999,118.44799999999999,118.44799999999999,101]
[null,988,null,393.572,393.572,393.572,393.572,393.572,10.62,168.19300000000001,10.62,154,84.12,84.12,154,10.62,164.624,164.624,164.624,164.624,154,null,null,988,583.51300000000003,583.51300000000003,583.51300000000003,583.51300000000003,583.51300000000003,23.81,213.90199999999999,23.81,101,91.78,91.78,101,23.81,118.42400000000001,118.42400000000001,118.42400000000001,118.42400000000001,101]
[null,993,null,487.22500000000002,487.22500000000002,487.22500000000002,487.22500000000002,487.22500000000002,10.43,175.05600000000001,10.43,163,88.62,88.62,163,10.43,173.43199999999999,173.43199999999999,173.43199999999999,173.43199999999999,163,null,null,993,581.50199999999995,581.50199999999995,581.50199999999995,581.50199999999995,581.50199999999995,23.74,213.73500000000001,23.74,100,91.6,91.6,100,23.74,118.27200000000001,118.27200000000001,118.27200000000001,118.27200000000001,100]
[null,998,null,493.56299999999999,493.56299999999999,493.56299999999999,493.56299999999999,493.56299999999999,10.56,171.75200000000001,10.56,133,73.39,73.39,133,10.56,143.56,143.56,143.56,143.56,133,null,null,998,580.06899999999996,580.06899999999996,580.06899999999996,580.06899999999996,580.06899999999996,23.74,213.34100000000001,23.74,100,91.52,91.52,100,23.74,118.104,118.104,118.104,118.104,100]
[null,1006,null,480.61900000000003,480.61900000000003,480.61900000000003,480.61900000000003,480.61900000000003,11.01,189.559,11.01,140,77.17,77.17,140,11.01,151.00800000000001,151.00800000000001,151.00800000000001,151.00800000000001,140,null,null,1006,578.82000000000005,578.82000000000005,578.82000000000005,578.82000000000005,578.82000000000005,23.68,212.45400000000001,23.68,100,91.38,91.38,100,23.68,117.952,117.952,117.952,117.952,100]
[null,1012,null,441.346,441.346,441.346,441.346,441.346,13.44,169.07400000000001,13.44,136,65.62,65.62,136,13.44,149.44,149.44,149.44,149.44,136,null,null,1012,576.87099999999998,576.87099999999998,576.87099999999998,576.87099999999998,576.87099999999998,23.68,212.33799999999999,23.68,100,91.27,91.27,100,23.68,117.72799999999999,117.72799999999999,117.72799999999999,117.72799999999999,100]
[null,1023,null,459.96800000000002,459.96800000000002,459.96800000000002,459.96800000000002,459.96800000000002,28.93,174.386,28.93,114,62.77,62.77,114,28.93,142.928,142.928,142.928,142.928,114,null,null,1023,573.50199999999995,573.50199999999995,573.50199999999995,573.50199999999995,573.50199999999995,23.62,211.649,23.62,100,91.02,91.02,100,23.62,117.384,117.384,117.384,117.384,100]
[null,1029,null,492.86099999999999,492.86099999999999,492.86099999999999,492.86099999999999,492.86099999999999,27.52,180.79,27.52,147,76.650000000000006,76.650000000000006,147,27.52,174.52,174.52,174.52,174.52,147,null,null,1029,572.71299999999997,572.71299999999997,572.71299999999997,572.71299999999997,572.71299999999997,23.62,211.44800000000001,23.62,99,90.78,90.78,99,23.62,117.2,117.2,117.2,117.2,99]
[null,1040,null,508.29,508.29,508.29,508.29,508.29,20.67,185.62799999999999,20.67,152,71.459999999999994,71.459999999999994,152,20.67,172.672,172.672,172.672,172.672,152,null,null,1040,571.27300000000002,571.27300000000002,571.27300000000002,571.27300000000002,571.27300000000002,23.55,210.727,23.55,99,90.62,90.62,99,23.55,116.992,116.992,116.992,116.992,99]
[null,1043,null,496.93400000000003,496.93400000000003,496.93400000000003,496.93400000000003,496.93400000000003,29.06,186.285,29.06,150,74.11,74.11,150,29.06,179.05600000000001,179.05600000000001,179.05600000000001,179.05600000000001,150,null,null,1043,570.94299999999998,570.94299999999998,570.94299999999998,570.94299999999998,570.94299999999998,23.49,210.44800000000001,23.49,99,90.56,90.56,99,23.49,116.928,116.928,116.928,116.928,99]
[null,1049,null,474.87400000000002,474.87400000000002,474.87400000000002,474.87400000000002,474.87400000000002,22.91,164.45699999999999,22.91,104,52.51,52.51,104,22.91,126.91200000000001,126.91200000000001,126.91200000000001,126.91200000000001,104,null,null,1049,569.54700000000003,569.54700000000003,569.54700000000003,569.54700000000003,569.54700000000003,23.49,210.11199999999999,23.49,99,90.39,90.39,99,23.49,116.584,116.584,116.584,116.584,99]
[null,1057,null,435.17399999999998,435.17399999999998,435.17399999999998,435.17399999999998,435.17399999999998,19.71,180.38800000000001,19.71,116,70.319999999999993,70.319999999999993,116,19.71,135.71199999999999,135.71199999999999,135.71199999999999,135.71199999999999,116,null,null,1057,567.37300000000005,567.37300000000005,567.37300000000005,567.37300000000005,567.37300000000005,23.49,209.577,23.49,99,90.28,90.28,99,23.49,116.42400000000001,116.42400000000001,116.42400000000001,116.42400000000001,99]
[null,1066,null,486.80599999999998,486.80599999999998,486.80599999999998,486.80599999999998,486.80599999999998,27.58,175.892,27.58,127,80.11,80.11,127,27.58,154.584,154.584,154.584,154.584,127,null,null,1066,565.27599999999995,565.27599999999995,565.27599999999995,565.27599999999995,565.27599999999995,23.42,209.19800000000001,23.42,98,90.19,90.19,98,23.42,116.28,116.28,116.28,116.28,98]
[null,1071,null,535.83299999999997,535.83299999999997,535.83299999999997,535.83299999999997,535.83299999999997,30.46,167.05199999999999,30.46,99,67.11,67.11,99,30.46,129.464,129.464,129.464,129.464,99,null,null,1071,564.70799999999997,564.70799999999997,564.70799999999997,564.70799999999997,564.70799999999997,23.36,208.93899999999999,23.36,98,90.06,90.06,98,23.36,116.14400000000001,116.14400000000001,116.14400000000001,116.14400000000001,98]
[null,1083,null,444.22899999999998,444.22899999999998,444.22899999999998,444.22899999999998,444.22899999999998,24.32,156.20400000000001,24.32,108,61.24,61.24,108,24.32,132.32,132.32,132.32,132.32,108,null,null,1083,563.096,563.096,563.096,563.096,563.096,23.36,208.15100000000001,23.36,98,89.78,89.78,98,23.36,115.944,115.944,115.944,115.944,98]
[null,1088,null,499.34,499.34,499.34,499.34,499.34,15.62,172.60499999999999,15.62,115,60.45,60.45,115,15.62,130.61600000000001,130.61600000000001,130.61600000000001,130.61600000000001,115,null,null,1088,562.505,562.505,562.505,562.505,562.505,23.3,207.84299999999999,23.3,98,89.72,89.72,98,23.3,115.8,115.8,115.8,115.8,98]
[null,1100,null,488.75400000000002,488.75400000000002,488.75400000000002,488.75400000000002,488.75400000000002,24.26,170.68600000000001,24.26,134,73.27,73.27,134,24.26,158.256,158.256,158.256,158.256,134,null,null,1100,560.19899999999996,560.19899999999996,560.19899999999996,560.19899999999996,560.19899999999996,23.3,207.215,23.3,97,89.53,89.53,97,23.3,115.464,115.464,115.464,115.464,97]
[null,1102,null,459.71499999999997,459.71499999999997,459.71499999999997,459.71499999999997,459.71499999999997,25.66,197.29599999999999,25.66,129,71.599999999999994,71.599999999999994,129,25.66,154.66399999999999,154.66399999999999,154.66399999999999,154.66399999999999,129,null,null,1102,559.96199999999999,559.96199999999999,559.96199999999999,559.96199999999999,559.96199999999999,23.23,207.042,23.23,97,89.46,89.46,97,23.23,115.44,115.44,115.44,115.44,97]
[null,1109,null,444.56700000000001,444.56700000000001,444.56700000000001,444.56700000000001,444.56700000000001,15.62,185.99,15.62,111,63.56,63.56,111,15.62,126.616,126.616,126.616,126.616,111,null,null,1109,558.67899999999997,558.67899999999997,558.67899999999997,558.67899999999997,558.67899999999997,23.23,206.53899999999999,23.23,97,89.4,89.4,97,23.23,115.29600000000001,115.29600000000001,115.29600000000001,115.29600000000001,97]
[null,1116,null,462.22199999999998,462.22199999999998,462.22199999999998,462.22199999999998,462.22199999999998,21.31,180.441,21.31,115,68.430000000000007,68.430000000000007,115,21.31,136.31200000000001,136.31200000000001,136.31200000000001,136.31200000000001,115,null,null,1116,558.101,558.101,558.101,558.101,558.101,23.17,206.31800000000001,23.17,97,89.24,89.24,97,23.17,115.056,115.056,115.056,115.056,97]
[null,1126,null,425.18599999999998,425.18599999999998,425.18599999999998,425.18599999999998,425.18599999999998,17.600000000000001,172.15299999999999,17.600000000000001,123,70.58,70.58,123,17.600000000000001,140.6,140.6,140.6,140.6,123,null,null,1126,556.69200000000001,556.69200000000001,556.69200000000001,556.69200000000001,556.69200000000001,23.1,205.886,23.1,97,89.06,89.06,97,23.1,114.768,114.768,114.768,114.768,97]
[null,1137,null,464.49700000000001,464.49700000000001,464.49700000000001,464.49700000000001,464.49700000000001,11.14,160.89500000000001,11.14,112,82.07,82.07,112,11.14,123.136,123.136,123.136,123.136,112,null,null,1137,554.02499999999998,554.02499999999998,554.02499999999998,554.02499999999998,554.02499999999998,23.1,205.328,23.1,97,88.75,88.75,97,23.1,114.52800000000001,114.52800000000001,114.52800000000001,114.52800000000001,97]
[null,1143,null,408.68400000000003,408.68400000000003,408.68400000000003,408.68400000000003,408.68400000000003,8.9600000000000009,157.82900000000001,8.9600000000000009,91,66.67,66.67,91,8.9600000000000009,99.96,99.96,99.96,99.96,91,null,null,1143,552.95699999999999,552.95699999999999,552.95699999999999,552.95699999999999,552.95699999999999,23.04,205.11699999999999,23.04,97,88.67,88.67,97,23.04,114.47199999999999,114.47199999999999,114.47199999999999,114.47199999999999,97]
[null,1151,null,465.46699999999998,465.46699999999998,465.46699999999998,465.46699999999998,465.46699999999998,8.26,199.084,8.26,99,71.540000000000006,71.540000000000006,99,8.26,107.256,107.256,107.256,107.256,99,null,null,1151,551.00400000000002,551.00400000000002,551.00400000000002,551.00400000000002,551.00400000000002,23.04,204.61699999999999,23.04,97,88.52,88.52,97,23.04,114.28,114.28,114.28,114.28,97]
[null,1160,null,500.71199999999999,500.71199999999999,500.71199999999999,500.71199999999999,500.71199999999999,8.4499999999999993,175.77600000000001,8.4499999999999993,119,86.83,86.83,119,8.4499999999999993,127.44799999999999,127.44799999999999,127.44799999999999,127.44799999999999,119,null,null,1160,549.22900000000004,549.22900000000004,549.22900000000004,549.22900000000004,549.22900000000004,22.98,203.90299999999999,22.98,96,88.39,88.39,96,22.98,114.04,114.04,114.04,114.04,96]
[null,1161,null,497.77699999999999,497.77699999999999,497.77699999999999,497.77699999999999,497.77699999999999,8.4499999999999993,176.446,8.4499999999999993,119,86.83,86.83,119,8.4499999999999993,127.44799999999999,127.44799999999999,127.44799999999999,127.44799999999999,119,null,null,1161,548.79999999999995,548.79999999999995,548.79999999999995,548.79999999999995,548.79999999999995,22.98,203.76499999999999,22.98,96,88.38,88.38,96,22.98,114.008,114.008,114.008,114.008,96]
[null,1169,null,416.11099999999999,416.11099999999999,416.11099999999999,416.11099999999999,416.11099999999999,8.3800000000000008,144.261,8.3800000000000008,105,77.28,77.28,105,8.3800000000000008,113.384,113.384,113.384,113.384,105,null,null,1169,547.61400000000003,547.61400000000003,547.61400000000003,547.61400000000003,547.61400000000003,22.98,203.499,22.98,96,88.28,88.28,96,22.98,113.88800000000001,113.88800000000001,113.88800000000001,113.88800000000001,96]
[null,1182,null,511.14299999999997,511.14299999999997,511.14299999999997,511.14299999999997,511.14299999999997,12.03,181.422,12.03,139,77.39,77.39,139,12.03,151.03200000000001,151.03200000000001,151.03200000000001,151.03200000000001,139,null,null,1182,544.87099999999998,544.87099999999998,544.87099999999998,544.87099999999998,544.87099999999998,22.91,202.81,22.91,96,88.1,88.1,96,22.91,113.44799999999999,113.44799999999999,113.44799999999999,113.44799999999999,96]
[null,1186,null,538.548,538.548,538.548,538.548,538.548,24.32,181.636,24.32,164,96.5,96.5,164,24.32,188.32,188.32,188.32,188.32,164,null,null,1186,543.98199999999997,543.98199999999997,543.98199999999997,543.98199999999997,543.98199999999997,22.85,202.74,22.85,96,88,88,96,22.85,113.4,113.4,113.4,113.4,96]
[null,1196,null,507.601,507.601,507.601,507.601,507.601,26.3,169.83699999999999,26.3,142,86.25,86.25,142,26.3,168.304,168.304,168.304,168.304,142,null,null,1196,543.00900000000001,543.00900000000001,543.00900000000001,543.00900000000001,543.00900000000001,22.85,202.31,22.85,95,87.74,87.74,95,22.85,113.256,113.256,113.256,113.256,95]
[null,1203,null,447.78,447.78,447.78,447.78,447.78,22.98,192.654,22.98,145,74.62,74.62,145,22.98,167.976,167.976,167.976,167.976,145,null,null,1203,542.12199999999996,542.12199999999996,542.12199999999996,542.12199999999996,542.12199999999996,22.85,202.06399999999999,22.85,95,87.61,87.61,95,22.85,113.12,113.12,113.12,113.12,95]
[null,1210,null,498.18599999999998,498.18599999999998,498.18599999999998,498.18599999999998,498.18599999999998,33.15,185.48699999999999,33.15,167,88.92,88.92,167,33.15,200.15199999999999,200.15199999999999,200.15199999999999,200.15199999999999,167,null,null,1210,541.26,541.26,541.26,541.26,541.26,22.78,201.887,22.78,95,87.54,87.54,95,22.78,112.968,112.968,112.968,112.968,95]
[null,1220,null,506.29500000000002,506.29500000000002,506.29500000000002,506.29500000000002,506.29500000000002,31.3,190.22900000000001,31.3,159,84.53,84.53,159,31.3,190.29599999999999,190.29599999999999,190.29599999999999,190.29599999999999,159,null,null,1220,540.09400000000005,540.09400000000005,540.09400000000005,540.09400000000005,540.09400000000005,22.72,201.52199999999999,22.72,95,87.43,87.43,95,22.72,112.68,112.68,112.68,112.68,95]
[null,1227,null,443.48399999999998,443.48399999999998,443.48399999999998,443.48399999999998,443.48399999999998,23.62,197.83099999999999,23.62,157,76.17,76.17,157,23.62,180.61600000000001,180.61600000000001,180.61600000000001,180.61600000000001,157,null,null,1227,539.33500000000004,539.33500000000004,539.33500000000004,539.33500000000004,539.33500000000004,22.72,201.24,22.72,95,87.34,87.34,95,22.72,112.544,112.544,112.544,112.544,95]
[null,1229,null,455.91300000000001,455.91300000000001,455.91300000000001,455.91300000000001,455.91300000000001,23.62,187.66300000000001,23.62,154,74.91,74.91,154,23.62,177.61600000000001,177.61600000000001,177.61600000000001,177.61600000000001,154,null,null,1229,539.28800000000001,539.28800000000001,539.28800000000001,539.28800000000001,539.28800000000001,22.72,201.12200000000001,22.72,95,87.33,87.33,95,22.72,112.488,112.488,112.488,112.488,95]
[null,1241,null,487.96600000000001,487.96600000000001,487.96600000000001,487.96600000000001,487.96600000000001,23.42,175.33099999999999,23.42,146,71.45,71.45,146,23.42,169.42400000000001,169.42400000000001,169.42400000000001,169.42400000000001,146,null,null,1241,537.94200000000001,537.94200000000001,537.94200000000001,537.94200000000001,537.94200000000001,22.66,200.67,22.66,95,87.13,87.13,95,22.66,112.264,112.264,112.264,112.264,95]
[null,1246,null,486.05700000000002,486.05700000000002,486.05700000000002,486.05700000000002,486.05700000000002,26.75,199.32400000000001,26.75,160,78.78,78.78,160,26.75,186.75200000000001,186.75200000000001,186.75200000000001,186.75200000000001,160,null,null,1246,536.99400000000003,536.99400000000003,536.99400000000003,536.99400000000003,536.99400000000003,22.66,200.209,22.66,95,87.08,87.08,95,22.66,112.096,112.096,112.096,112.096,95]
[null,1255,null,512.99300000000005,512.99300000000005,512.99300000000005,512.99300000000005,512.99300000000005,21.57,178.22399999999999,21.57,164,96.22,96.22,164,21.57,185.56800000000001,185.56800000000001,185.56800000000001,185.56800000000001,164,null,null,1255,536.05600000000004,536.05600000000004,536.05600000000004,536.05600000000004,536.05600000000004,22.59,199.827,22.59,95,86.96,86.96,95,22.59,111.792,111.792,111.792,111.792,95]
[null,1263,null,484.71800000000002,484.71800000000002,484.71800000000002,484.71800000000002,484.71800000000002,30.85,172.505,30.85,141,89.06,89.06,141,30.85,171.84800000000001,171.84800000000001,171.84800000000001,171.84800000000001,141,null,null,1263,535.33900000000006,535.33900000000006,535.33900000000006,535.33900000000006,535.33900000000006,22.59,199.74700000000001,22.59,95,86.89,86.89,95,22.59,111.624,111.624,111.624,111.624,95]
[null,1269,null,498.142,498.142,498.142,498.142,498.142,28.48,189.38900000000001,28.48,161,98.24,98.24,161,28.48,189.48,189.48,189.48,189.48,161,null,null,1269,534.52800000000002,534.52800000000002,534.52800000000002,534.52800000000002,534.52800000000002,22.53,199.38800000000001,22.53,94,86.83,86.83,94,22.53,111.512,111.512,111.512,111.512,94]
[null,1280,null,520.14800000000002,520.14800000000002,520.14800000000002,520.14800000000002,520.14800000000002,12.35,178.679,12.35,180,150.69,150.69,180,12.35,192.352,192.352,192.352,192.352,180,null,null,1280,533.26099999999997,533.26099999999997,533.26099999999997,533.26099999999997,533.26099999999997,22.53,199.18700000000001,22.53,94,86.65,86.65,94,22.53,111.32,111.32,111.32,111.32,94]
[null,1286,null,454.97800000000001,454.97800000000001,454.97800000000001,454.97800000000001,454.97800000000001,9.41,171.07599999999999,9.41,142,118.58,118.58,142,9.41,151.40799999999999,151.40799999999999,151.40799999999999,151.40799999999999,142,null,null,1286,532.39,532.39,532.39,532.39,532.39,22.53,199.065,22.53,94,86.56,86.56,94,22.53,111.136,111.136,111.136,111.136,94]
[null,1289,null,480.04199999999997,480.04199999999997,480.04199999999997,480.04199999999997,480.04199999999997,9.09,161.09700000000001,9.09,135,112.86,112.86,135,9.09,144.08799999999999,144.08799999999999,144.08799999999999,144.08799999999999,135,null,null,1289,532.07899999999995,532.07899999999995,532.07899999999995,532.07899999999995,532.07899999999995,22.46,198.97800000000001,22.46,94,86.53,86.53,94,22.46,111.072,111.072,111.072,111.072,94]
[null,1300,null,425.53300000000002,425.53300000000002,425.53300000000002,425.53300000000002,425.53300000000002,9.2799999999999994,175.77,9.2799999999999994,156,133.03,133.03,156,9.2799999999999994,165.28,165.28,165.28,165.28,156,null,null,1300,531.39499999999998,531.39499999999998,531.39499999999998,531.39499999999998,531.39499999999998,22.46,198.45,22.46,94,86.39,86.39,94,22.46,110.872,110.872,110.872,110.872,94]
[null,1306,null,489.58300000000003,489.58300000000003,489.58300000000003,489.58300000000003,489.58300000000003,9.2200000000000006,181.92099999999999,9.2200000000000006,171,145.02000000000001,145.02000000000001,171,9.2200000000000006,180.21600000000001,180.21600000000001,180.21600000000001,180.21600000000001,171,null,null,1306,530.70100000000002,530.70100000000002,530.70100000000002,530.70100000000002,530.70100000000002,22.4,198.11699999999999,22.4,94,86.32,86.32,94,22.4,110.8,110.8,110.8,110.8,94]
[null,1314,null,486.71499999999997,486.71499999999997,486.71499999999997,486.71499999999997,486.71499999999997,9.2799999999999994,172.749,9.2799999999999994,129,111.3,111.3,129,9.2799999999999994,138.28,138.28,138.28,138.28,129,null,null,1314,529.84500000000003,529.84500000000003,529.84500000000003,529.84500000000003,529.84500000000003,22.34,197.876,22.34,94,86.26,86.26,94,22.34,110.6,110.6,110.6,110.6,94]
[null,1323,null,428.31,428.31,428.31,428.31,428.31,9.2200000000000006,159.065,9.2200000000000006,150,145.66,145.66,150,9.2200000000000006,159.21600000000001,159.21600000000001,159.21600000000001,159.21600000000001,150,null,null,1323,527.39599999999996,527.39599999999996,527.39599999999996,527.39599999999996,527.39599999999996,22.34,197.59100000000001,22.34,93,86.16,86.16,93,22.34,110.456,110.456,110.456,110.456,93]
[null,1328,null,484.45400000000001,484.45400000000001,484.45400000000001,484.45400000000001,484.45400000000001,9.2799999999999994,170.63399999999999,9.2799999999999994,156,151.24,151.24,156,9.2799999999999994,165.28,165.28,165.28,165.28,156,null,null,1328,526.43100000000004,526.43100000000004,526.43100000000004,526.43100000000004,526.43100000000004,22.34,197.405,22.34,93,86.1,86.1,93,22.34,110.384,110.384,110.384,110.384,93]
[null,1340,null,507.24200000000002,507.24200000000002,507.24200000000002,507.24200000000002,507.24200000000002,8.19,176.90700000000001,8.19,141,136.51,136.51,141,8.19,149.19200000000001,149.19200000000001,149.19200000000001,149.19200000000001,141,null,null,1340,525.08199999999999,525.08199999999999,525.08199999999999,525.08199999999999,525.08199999999999,22.27,196.91200000000001,22.27,93,85.99,85.99,93,22.27,110.152,110.152,110.152,110.152,93]
[null,1345,null,449.14699999999999,449.14699999999999,449.14699999999999,449.14699999999999,449.14699999999999,9.2799999999999994,162.827,9.2799999999999994,149,127.32,127.32,149,9.2799999999999994,158.28,158.28,158.28,158.28,149,null,null,1345,524.38900000000001,524.38900000000001,524.38900000000001,524.38900000000001,524.38900000000001,22.27,196.732,22.27,93,85.89,85.89,93,22.27,110.04,110.04,110.04,110.04,93]
[null,1349,null,470.48500000000001,470.48500000000001,470.48500000000001,470.48500000000001,470.48500000000001,11.97,165.803,11.97,142,123.86,123.86,142,11.97,153.96799999999999,153.96799999999999,153.96799999999999,153.96799999999999,142,null,null,1349,523.83299999999997,523.83299999999997,523.83299999999997,523.83299999999997,523.83299999999997,22.21,196.62700000000001,22.21,93,85.85,85.85,93,22.21,109.904,109.904,109.904,109.904,93]
[null,1359,null,453.09,453.09,453.09,453.09,453.09,21.76,151.02099999999999,21.76,92,91.53,91.53,92,21.76,113.76,113.76,113.76,113.76,92,null,null,1359,523.30200000000002,523.30200000000002,523.30200000000002,523.30200000000002,523.30200000000002,22.21,196.3,22.21,93,85.65,85.65,93,22.21,109.744,109.744,109.744,109.744,93]
[null,1366,null,464.08499999999998,464.08499999999998,464.08499999999998,464.08499999999998,464.08499999999998,20.93,183.89500000000001,20.93,119,112.52,112.52,119,20.93,139.928,139.928,139.928,139.928,119,null,null,1366,522.54499999999996,522.54499999999996,522.54499999999996,522.54499999999996,522.54499999999996,22.14,196.00200000000001,22.14,93,85.59,85.59,93,22.14,109.624,109.624,109.624,109.624,93]
[null,1373,null,456.13099999999997,456.13099999999997,456.13099999999997,456.13099999999997,456.13099999999997,14.46,146,14.46,109,101.04,101.04,109,14.46,123.464,123.464,123.464,123.464,109,null,null,1373,522.16999999999996,522.16999999999996,522.16999999999996,522.16999999999996,522.16999999999996,22.14,195.78700000000001,22.14,93,85.55,85.55,93,22.14,109.496,109.496,109.496,109.496,93]
[null,1383,null,445.68900000000002,445.68900000000002,445.68900000000002,445.68900000000002,445.68900000000002,21.5,155.32,21.5,97,96.95,96.95,97,21.5,118.504,118.504,118.504,118.504,97,null,null,1383,520.69899999999996,520.69899999999996,520.69899999999996,520.69899999999996,520.69899999999996,22.14,195.602,22.14,92,85.44,85.44,92,22.14,109.264,109.264,109.264,109.264,92]
[null,1387,null,458.46,458.46,458.46,458.46,458.46,17.28,176.87899999999999,17.28,111,104.96,104.96,111,17.28,128.28,128.28,128.28,128.28,111,null,null,1387,520.23699999999997,520.23699999999997,520.23699999999997,520.23699999999997,520.23699999999997,22.14,195.489,22.14,92,85.43,85.43,92,22.14,109.19199999999999,109.19199999999999,109.19199999999999,109.19199999999999,92]
[null,1400,null,525.08199999999999,525.08199999999999,525.08199999999999,525.08199999999999,525.08199999999999,13.06,191.869,13.06,102,113.63,113.63,102,13.06,115.056,115.056,115.056,115.056,102,null,null,1400,519.64300000000003,519.64300000000003,519.64300000000003,519.64300000000003,519.64300000000003,22.08,194.99299999999999,22.08,92,85.3,85.3,92,22.08,108.896,108.896,108.896,108.896,92]
[null,1401,null,522.58100000000002,522.58100000000002,522.58100000000002,522.58100000000002,522.58100000000002,17.54,190.88200000000001,17.54,96,112.05,112.05,96,17.54,113.536,113.536,113.536,113.536,96,null,null,1401,519.63,519.63,519.63,519.63,519.63,22.08,194.977,22.08,92,85.3,85.3,92,22.08,108.88800000000001,108.88800000000001,108.88800000000001,108.88800000000001,92]
[null,1409,null,465.23200000000003,465.23200000000003,465.23200000000003,465.23200000000003,465.23200000000003,12.61,144.18100000000001,12.61,83,94.38,94.38,83,12.61,95.608000000000004,95.608000000000004,95.608000000000004,95.608000000000004,83,null,null,1409,518.91800000000001,518.91800000000001,518.91800000000001,518.91800000000001,518.91800000000001,22.02,194.631,22.02,92,85.11,85.11,92,22.02,108.744,108.744,108.744,108.744,92]
[null,1418,null,416.99400000000003,416.99400000000003,416.99400000000003,416.99400000000003,416.99400000000003,8.4499999999999993,147.48699999999999,8.4499999999999993,95,90.72,90.72,95,8.4499999999999993,103.44799999999999,103.44799999999999,103.44799999999999,103.44799999999999,95,null,null,1418,518.23400000000004,518.23400000000004,518.23400000000004,518.23400000000004,518.23400000000004,22.02,194.51400000000001,22.02,92,85,85,92,22.02,108.616,108.616,108.616,108.616,92]
[null,1426,null,466.86399999999998,466.86399999999998,466.86399999999998,466.86399999999998,466.86399999999998,15.3,185.37799999999999,15.3,101,102.04,102.04,101,15.3,116.29600000000001,116.29600000000001,116.29600000000001,116.29600000000001,101,null,null,1426,517.69899999999996,517.69899999999996,517.69899999999996,517.69899999999996,517.69899999999996,21.95,194.31399999999999,21.95,92,84.88,84.88,92,21.95,108.504,108.504,108.504,108.504,92]
[null,1432,null,452.89100000000002,452.89100000000002,452.89100000000002,452.89100000000002,452.89100000000002,19.329999999999998,163.964,19.329999999999998,87,93.27,93.27,87,19.329999999999998,106.328,106.328,106.328,106.328,87,null,null,1432,517.32100000000003,517.32100000000003,517.32100000000003,517.32100000000003,517.32100000000003,21.95,194.18199999999999,21.95,92,84.8,84.8,92,21.95,108.36799999999999,108.36799999999999,108.36799999999999,108.36799999999999,92]
[null,1443,null,402.97399999999999,402.97399999999999,402.97399999999999,402.97399999999999,402.97399999999999,14.98,159.19999999999999,14.98,78,80.400000000000006,80.400000000000006,78,14.98,92.975999999999999,92.975999999999999,92.975999999999999,92.975999999999999,78,null,null,1443,516.21600000000001,516.21600000000001,516.21600000000001,516.21600000000001,516.21600000000001,21.89,193.92,21.89,92,84.63,84.63,92,21.89,108.072,108.072,108.072,108.072,92]
[null,1446,null,476.93900000000002,476.93900000000002,476.93900000000002,476.93900000000002,476.93900000000002,16.059999999999999,183.64500000000001,16.059999999999999,77,80.489999999999995,80.489999999999995,77,16.059999999999999,93.063999999999993,93.063999999999993,93.063999999999993,93.063999999999993,77,null,null,1446,516.12800000000004,516.12800000000004,516.12800000000004,516.12800000000004,516.12800000000004,21.89,193.839,21.89,92,84.61,84.61,92,21.89,108.056,108.056,108.056,108.056,92]
[null,1460,null,432.57799999999997,432.57799999999997,432.57799999999997,432.57799999999997,432.57799999999997,15.17,173.95699999999999,15.17,88,89.22,89.22,88,15.17,103.16800000000001,103.16800000000001,103.16800000000001,103.16800000000001,88,null,null,1460,514.80700000000002,514.80700000000002,514.80700000000002,514.80700000000002,514.80700000000002,21.82,193.298,21.82,91,84.47,84.47,91,21.82,107.712,107.712,107.712,107.712,91]
[null,1467,null,385.25400000000002,385.25400000000002,385.25400000000002,385.25400000000002,385.25400000000002,7.17,146.35300000000001,7.17,73,73.87,73.87,73,7.17,80.168000000000006,80.168000000000006,80.168000000000006,80.168000000000006,73,null,null,1467,514.07899999999995,514.07899999999995,514.07899999999995,514.07899999999995,514.07899999999995,21.82,193.167,21.82,91,84.39,84.39,91,21.82,107.568,107.568,107.568,107.568,91]
[null,1469,null,397.77,397.77,397.77,397.77,397.77,7.23,151.578,7.23,72,72.95,72.95,72,7.23,79.231999999999999,79.231999999999999,79.231999999999999,79.231999999999999,72,null,null,1469,513.86500000000001,513.86500000000001,513.86500000000001,513.86500000000001,513.86500000000001,21.82,193.08,21.82,91,84.2,84.2,91,21.82,107.568,107.568,107.568,107.568,91]
[null,1477,null,427.88099999999997,427.88099999999997,427.88099999999997,427.88099999999997,427.88099999999997,7.36,146.93299999999999,7.36,72,73.14,73.14,72,7.36,79.36,79.36,79.36,79.36,72,null,null,1477,513.28800000000001,513.28800000000001,513.28800000000001,513.28800000000001,513.28800000000001,21.76,192.91399999999999,21.76,91,84.07,84.07,91,21.76,107.42400000000001,107.42400000000001,107.42400000000001,107.42400000000001,91]
[null,1486,null,457.75900000000001,457.75900000000001,457.75900000000001,457.75900000000001,457.75900000000001,7.36,166.316,7.36,93,92.48,92.48,93,7.36,100.36,100.36,100.36,100.36,93,null,null,1486,512.75599999999997,512.75599999999997,512.75599999999997,512.75599999999997,512.75599999999997,21.76,192.60599999999999,21.76,91,83.89,83.89,91,21.76,107.32,107.32,107.32,107.32,91]
[null,1491,null,429.798,429.798,429.798,429.798,429.798,7.3,171.93199999999999,7.3,77,84.88,84.88,77,7.3,84.296000000000006,84.296000000000006,84.296000000000006,84.296000000000006,77,null,null,1491,512.47400000000005,512.47400000000005,512.47400000000005,512.47400000000005,512.47400000000005,21.76,192.30799999999999,21.76,91,83.85,83.85,91,21.76,107.24,107.24,107.24,107.24,91]
[null,1503,null,379.29199999999997,379.29199999999997,379.29199999999997,379.29199999999997,379.29199999999997,7.42,115.378,7.42,82,90.02,90.02,82,7.42,89.424000000000007,89.424000000000007,89.424000000000007,89.424000000000007,82,null,null,1503,511.81700000000001,511.81700000000001,511.81700000000001,511.81700000000001,511.81700000000001,21.7,191.994,21.7,91,83.72,83.72,91,21.7,107.072,107.072,107.072,107.072,91]
[null,1512,null,431.86099999999999,431.86099999999999,431.86099999999999,431.86099999999999,431.86099999999999,7.42,150.03399999999999,7.42,91,99.08,99.08,91,7.42,98.424000000000007,98.424000000000007,98.424000000000007,98.424000000000007,91,null,null,1512,511.173,511.173,511.173,511.173,511.173,21.7,191.904,21.7,91,83.56,83.56,91,21.7,106.824,106.824,106.824,106.824,91]
[null,1520,null,473.565,473.565,473.565,473.565,473.565,16.510000000000002,180.90899999999999,16.510000000000002,91,87.47,87.47,91,16.510000000000002,107.512,107.512,107.512,107.512,91,null,null,1520,511.05099999999999,511.05099999999999,511.05099999999999,511.05099999999999,511.05099999999999,21.63,191.60300000000001,21.63,91,83.45,83.45,91,21.63,106.616,106.616,106.616,106.616,91]
[null,1526,null,366.33199999999999,366.33199999999999,366.33199999999999,366.33199999999999,366.33199999999999,28.86,94.963999999999999,28.86,97,102.44,102.44,97,28.86,125.864,125.864,125.864,125.864,97,null,null,1526,510.71600000000001,510.71600000000001,510.71600000000001,510.71600000000001,510.71600000000001,21.63,191.517,21.63,90,83.38,83.38,90,21.63,106.55200000000001,106.55200000000001,106.55200000000001,106.55200000000001,90]
[null,1529,null,345.87,345.87,345.87,345.87,345.87,21.76,85.179000000000002,21.76,90,90.96,90.96,90,21.76,111.76,111.76,111.76,111.76,90,null,null,1529,510.23399999999998,510.23399999999998,510.23399999999998,510.23399999999998,510.23399999999998,21.63,191.43,21.63,90,83.36,83.36,90,21.63,106.47199999999999,106.47199999999999,106.47199999999999,106.47199999999999,90]
[null,1536,null,373.21499999999997,373.21499999999997,373.21499999999997,373.21499999999997,373.21499999999997,22.27,123.49,22.27,96,96.25,96.25,96,22.27,118.27200000000001,118.27200000000001,118.27200000000001,118.27200000000001,96,null,null,1536,509.77499999999998,509.77499999999998,509.77499999999998,509.77499999999998,509.77499999999998,21.63,191.33099999999999,21.63,90,83.26,83.26,90,21.63,106.4,106.4,106.4,106.4,90]
[null,1546,null,434.24599999999998,434.24599999999998,434.24599999999998,434.24599999999998,434.24599999999998,27.71,168.49100000000001,27.71,101,87.54,87.54,101,27.71,128.71199999999999,128.71199999999999,128.71199999999999,128.71199999999999,101,null,null,1546,509.452,509.452,509.452,509.452,509.452,21.57,190.99100000000001,21.57,90,83.11,83.11,90,21.57,106.256,106.256,106.256,106.256,90]
[null,1557,null,419.71,419.71,419.71,419.71,419.71,20.16,171.94800000000001,20.16,99,81.08,81.08,99,20.16,119.16,119.16,119.16,119.16,99,null,null,1557,508.774,508.774,508.774,508.774,508.774,21.57,190.84100000000001,21.57,90,82.98,82.98,90,21.57,106.152,106.152,106.152,106.152,90]
[null,1563,null,398.60899999999998,398.60899999999998,398.60899999999998,398.60899999999998,398.60899999999998,17.66,149.345,17.66,76,71.180000000000007,71.180000000000007,76,17.66,93.664000000000001,93.664000000000001,93.664000000000001,93.664000000000001,76,null,null,1563,508.23200000000003,508.23200000000003,508.23200000000003,508.23200000000003,508.23200000000003,21.57,190.77699999999999,21.57,90,82.94,82.94,90,21.57,106.01600000000001,106.01600000000001,106.01600000000001,106.01600000000001,90]
[null,1571,null,410.35399999999998,410.35399999999998,410.35399999999998,410.35399999999998,410.35399999999998,28.35,139.875,28.35,81,83.1,83.1,81,28.35,109.352,109.352,109.352,109.352,81,null,null,1571,507.98500000000001,507.98500000000001,507.98500000000001,507.98500000000001,507.98500000000001,21.5,190.52,21.5,90,82.83,82.83,90,21.5,105.91200000000001,105.91200000000001,105.91200000000001,105.91200000000001,90]
[null,1580,null,396.17899999999997,396.17899999999997,396.17899999999997,396.17899999999997,396.17899999999997,22.91,128.62899999999999,22.91,79,77.41,77.41,79,22.91,101.91200000000001,101.91200000000001,101.91200000000001,101.91200000000001,79,null,null,1580,507.58199999999999,507.58199999999999,507.58199999999999,507.58199999999999,507.58199999999999,21.5,190.34399999999999,21.5,90,82.73,82.73,90,21.5,105.672,105.672,105.672,105.672,90]
[null,1585,null,381.14699999999999,381.14699999999999,381.14699999999999,381.14699999999999,381.14699999999999,16.38,148.84899999999999,16.38,79,82.54,82.54,79,16.38,95.384,95.384,95.384,95.384,79,null,null,1585,507.26600000000002,507.26600000000002,507.26600000000002,507.26600000000002,507.26600000000002,21.44,190.27699999999999,21.44,90,82.68,82.68,90,21.44,105.616,105.616,105.616,105.616,90]
[null,1589,null,431.541,431.541,431.541,431.541,431.541,18.3,159.6,18.3,69,75.540000000000006,75.540000000000006,69,18.3,87.304000000000002,87.304000000000002,87.304000000000002,87.304000000000002,69,null,null,1589,507.02499999999998,507.02499999999998,507.02499999999998,507.02499999999998,507.02499999999998,21.44,190.25800000000001,21.44,90,82.66,82.66,90,21.44,105.57599999999999,105.57599999999999,105.57599999999999,105.57599999999999,90]
[null,1602,null,395.66399999999999,395.66399999999999,395.66399999999999,395.66399999999999,395.66399999999999,22.08,97.603999999999999,22.08,64,74.5,74.5,64,22.08,86.08,86.08,86.08,86.08,64,null,null,1602,{"$f":"LARGE(D$13:D$8748,$X1614)","v":506.20800000000003},{"$f":"LARGE(E$13:E$8748,$X1614)","v":506.20800000000003},{"$f":"LARGE(F$13:F$8748,$X1614)","v":506.20800000000003},{"$f":"LARGE(G$13:G$8748,$X1614)","v":506.20800000000003},{"$f":"LARGE(H$13:H$8748,$X1614)","v":506.20800000000003},{"$f":"LARGE(I$13:I$8748,$X1614)","v":21.38},{"$f":"LARGE(J$13:J$8748,$X1614)","v":189.90199999999999},{"$f":"LARGE(K$13:K$8748,$X1614)","v":21.38},{"$f":"LARGE(L$13:L$8748,$X1614)","v":90},{"$f":"LARGE(M$13:M$8748,$X1614)","v":82.49},{"$f":"LARGE(N$13:N$8748,$X1614)","v":82.49},{"$f":"LARGE(O$13:O$8748,$X1614)","v":90},{"$f":"LARGE(P$13:P$8748,$X1614)","v":21.38},{"$f":"LARGE(Q$13:Q$8748,$X1614)","v":105.336},{"$f":"LARGE(R$13:R$8748,$X1614)","v":105.336},{"$f":"LARGE(S$13:S$8748,$X1614)","v":105.336},{"$f":"LARGE(T$13:T$8748,$X1614)","v":105.336},{"$f":"LARGE(U$13:U$8748,$X1614)","v":90}]
[null,1606,null,407.54300000000001,407.54300000000001,407.54300000000001,407.54300000000001,407.54300000000001,20.48,146.49700000000001,20.48,83,89.55,89.55,83,20.48,103.48,103.48,103.48,103.48,83,null,null,1606,505.74299999999999,505.74299999999999,505.74299999999999,505.74299999999999,505.74299999999999,21.38,189.726,21.38,90,82.46,82.46,90,21.38,105.29600000000001,105.29600000000001,105.29600000000001,105.29600000000001,90]
[null,1616,null,473.327,473.327,473.327,473.327,473.327,14.72,163.06100000000001,14.72,82,73.38,73.38,82,14.72,96.72,96.72,96.72,96.72,82,null,null,1616,505.04500000000002,505.04500000000002,505.04500000000002,505.04500000000002,505.04500000000002,21.38,189.553,21.38,90,82.3,82.3,90,21.38,105.128,105.128,105.128,105.128,90]
[null,1623,null,348.68599999999998,348.68599999999998,348.68599999999998,348.68599999999998,348.68599999999998,22.27,102.57599999999999,22.27,69,69.290000000000006,69.290000000000006,69,22.27,91.272000000000006,91.272000000000006,91.272000000000006,91.272000000000006,69,null,null,1623,504.709,504.709,504.709,504.709,504.709,21.31,189.381,21.31,89,82.2,82.2,89,21.31,105.024,105.024,105.024,105.024,89]
[null,1630,null,390.84899999999999,390.84899999999999,390.84899999999999,390.84899999999999,390.84899999999999,18.43,151.184,18.43,81,75.430000000000007,75.430000000000007,81,18.43,99.432000000000002,99.432000000000002,99.432000000000002,99.432000000000002,81,null,null,1630,504.113,504.113,504.113,504.113,504.113,21.31,189.22300000000001,21.31,89,82.14,82.14,89,21.31,104.91200000000001,104.91200000000001,104.91200000000001,104.91200000000001,89]
[null,1640,null,406.16399999999999,406.16399999999999,406.16399999999999,406.16399999999999,406.16399999999999,8.3800000000000008,158.80000000000001,8.3800000000000008,82,73.41,73.41,82,8.3800000000000008,90.384,90.384,90.384,90.384,82,null,null,1640,503.61599999999999,503.61599999999999,503.61599999999999,503.61599999999999,503.61599999999999,21.25,189.04499999999999,21.25,89,82.02,82.02,89,21.25,104.65600000000001,104.65600000000001,104.65600000000001,104.65600000000001,89]
[null,1644,null,418.65,418.65,418.65,418.65,418.65,8.26,163.45099999999999,8.26,80,71.709999999999994,71.709999999999994,80,8.26,88.256,88.256,88.256,88.256,80,null,null,1644,503.209,503.209,503.209,503.209,503.209,21.25,188.947,21.25,89,82.01,82.01,89,21.25,104.616,104.616,104.616,104.616,89]
[null,1649,null,439.33,439.33,439.33,439.33,439.33,8.19,176.51300000000001,8.19,75,67.56,67.56,75,8.19,83.191999999999993,83.191999999999993,83.191999999999993,83.191999999999993,75,null,null,1649,502.94900000000001,502.94900000000001,502.94900000000001,502.94900000000001,502.94900000000001,21.25,188.822,21.25,89,81.94,81.94,89,21.25,104.544,104.544,104.544,104.544,89]
[null,1661,null,429.68200000000002,429.68200000000002,429.68200000000002,429.68200000000002,429.68200000000002,8.1300000000000008,178.929,8.1300000000000008,66,51.65,51.65,66,8.1300000000000008,74.128,74.128,74.128,74.128,66,null,null,1661,502.47199999999998,502.47199999999998,502.47199999999998,502.47199999999998,502.47199999999998,21.22,188.518,21.22,89,81.78,81.78,89,21.22,104.328,104.328,104.328,104.328,89]
[null,1666,null,468.983,468.983,468.983,468.983,468.983,8.1300000000000008,187.82900000000001,8.1300000000000008,99,74.64,74.64,99,8.1300000000000008,107.128,107.128,107.128,107.128,99,null,null,1666,{"$f":"LARGE(D$13:D$8748,$X1678)","v":502.25099999999998},{"$f":"LARGE(E$13:E$8748,$X1678)","v":502.25099999999998},{"$f":"LARGE(F$13:F$8748,$X1678)","v":502.25099999999998},{"$f":"LARGE(G$13:G$8748,$X1678)","v":502.25099999999998},{"$f":"LARGE(H$13:H$8748,$X1678)","v":502.25099999999998},{"$f":"LARGE(I$13:I$8748,$X1678)","v":21.18},{"$f":"LARGE(J$13:J$8748,$X1678)","v":188.38300000000001},{"$f":"LARGE(K$13:K$8748,$X1678)","v":21.18},{"$f":"LARGE(L$13:L$8748,$X1678)","v":89},{"$f":"LARGE(M$13:M$8748,$X1678)","v":81.739999999999995},{"$f":"LARGE(N$13:N$8748,$X1678)","v":81.739999999999995},{"$f":"LARGE(O$13:O$8748,$X1678)","v":89},{"$f":"LARGE(P$13:P$8748,$X1678)","v":21.18},{"$f":"LARGE(Q$13:Q$8748,$X1678)","v":104.24},{"$f":"LARGE(R$13:R$8748,$X1678)","v":104.24},{"$f":"LARGE(S$13:S$8748,$X1678)","v":104.24},{"$f":"LARGE(T$13:T$8748,$X1678)","v":104.24},{"$f":"LARGE(U$13:U$8748,$X1678)","v":89}]
[null,1675,null,562.55600000000004,562.55600000000004,562.55600000000004,562.55600000000004,562.55600000000004,8.06,194.81,8.06,72,55.83,55.83,72,8.06,80.063999999999993,80.063999999999993,80.063999999999993,80.063999999999993,72,null,null,1675,501.60899999999998,501.60899999999998,501.60899999999998,501.60899999999998,501.60899999999998,21.18,188.18199999999999,21.18,89,81.63,81.63,89,21.18,104.16800000000001,104.16800000000001,104.16800000000001,104.16800000000001,89]
[null,1683,null,475.024,475.024,475.024,475.024,475.024,10.37,192.91399999999999,10.37,79,53.2,53.2,79,10.37,89.367999999999995,89.367999999999995,89.367999999999995,89.367999999999995,79,null,null,1683,500.74700000000001,500.74700000000001,500.74700000000001,500.74700000000001,500.74700000000001,21.12,187.98,21.12,89,81.53,81.53,89,21.12,104.032,104.032,104.032,104.032,89]
[null,1689,null,544.89,544.89,544.89,544.89,544.89,14.66,230.24700000000001,14.66,102,69.45,69.45,102,14.66,116.65600000000001,116.65600000000001,116.65600000000001,116.65600000000001,102,null,null,1689,500.50599999999997,500.50599999999997,500.50599999999997,500.50599999999997,500.50599999999997,21.12,187.85499999999999,21.12,89,81.44,81.44,89,21.12,103.944,103.944,103.944,103.944,89]
[null,1700,null,474.20800000000003,474.20800000000003,474.20800000000003,474.20800000000003,474.20800000000003,22.02,208.71799999999999,22.02,74,57.13,57.13,74,22.02,96.016000000000005,96.016000000000005,96.016000000000005,96.016000000000005,74,null,null,1700,499.55799999999999,499.55799999999999,499.55799999999999,499.55799999999999,499.55799999999999,21.06,187.64699999999999,21.06,89,81.349999999999994,81.349999999999994,89,21.06,103.64,103.64,103.64,103.64,89]
[null,1703,null,466.45800000000003,466.45800000000003,466.45800000000003,466.45800000000003,466.45800000000003,21.5,229.607,21.5,78,59.21,59.21,78,21.5,99.504000000000005,99.504000000000005,99.504000000000005,99.504000000000005,78,null,null,1703,499.428,499.428,499.428,499.428,499.428,21.06,187.51499999999999,21.06,89,81.27,81.27,89,21.06,103.55200000000001,103.55200000000001,103.55200000000001,103.55200000000001,89]
[null,1709,null,482.16500000000002,482.16500000000002,482.16500000000002,482.16500000000002,482.16500000000002,19.46,194.51499999999999,19.46,59,49.51,49.51,59,19.46,78.456000000000003,78.456000000000003,78.456000000000003,78.456000000000003,59,null,null,1709,499.13499999999999,499.13499999999999,499.13499999999999,499.13499999999999,499.13499999999999,21.06,187.435,21.06,88,81.16,81.16,88,21.06,103.44799999999999,103.44799999999999,103.44799999999999,103.44799999999999,88]
[null,1717,null,425.35500000000002,425.35500000000002,425.35500000000002,425.35500000000002,425.35500000000002,24.96,144.33099999999999,24.96,54,49.83,49.83,54,24.96,78.959999999999994,78.959999999999994,78.959999999999994,78.959999999999994,54,null,null,1717,498.54300000000001,498.54300000000001,498.54300000000001,498.54300000000001,498.54300000000001,21.06,187.33600000000001,21.06,88,81.08,81.08,88,21.06,103.328,103.328,103.328,103.328,88]
[null,1726,null,430.762,430.762,430.762,430.762,430.762,23.42,174.149,23.42,72,60.17,60.17,72,23.42,95.424000000000007,95.424000000000007,95.424000000000007,95.424000000000007,72,null,null,1726,498.11900000000003,498.11900000000003,498.11900000000003,498.11900000000003,498.11900000000003,20.99,187.19800000000001,20.99,88,80.89,80.89,88,20.99,103.16800000000001,103.16800000000001,103.16800000000001,103.16800000000001,88]
[null,1734,null,449.642,449.642,449.642,449.642,449.642,20.16,183.523,20.16,74,64.48,64.48,74,20.16,94.16,94.16,94.16,94.16,74,null,null,1734,497.86799999999999,497.86799999999999,497.86799999999999,497.86799999999999,497.86799999999999,20.99,187.02199999999999,20.99,88,80.8,80.8,88,20.99,103.06399999999999,103.06399999999999,103.06399999999999,103.06399999999999,88]
[null,1743,null,414.31299999999999,414.31299999999999,414.31299999999999,414.31299999999999,414.31299999999999,27.9,168.05799999999999,27.9,63,62.22,62.22,63,27.9,90.903999999999996,90.903999999999996,90.903999999999996,90.903999999999996,63,null,null,1743,497.33600000000001,497.33600000000001,497.33600000000001,497.33600000000001,497.33600000000001,20.93,186.76900000000001,20.93,88,80.7,80.7,88,20.93,102.848,102.848,102.848,102.848,88]
[null,1748,null,422.54300000000001,422.54300000000001,422.54300000000001,422.54300000000001,422.54300000000001,22.59,180.88300000000001,22.59,83,72.28,72.28,83,22.59,105.592,105.592,105.592,105.592,83,null,null,1748,497.07100000000003,497.07100000000003,497.07100000000003,497.07100000000003,497.07100000000003,20.93,186.679,20.93,88,80.680000000000007,80.680000000000007,88,20.93,102.816,102.816,102.816,102.816,88]
[null,1760,null,454.09300000000002,454.09300000000002,454.09300000000002,454.09300000000002,454.09300000000002,14.02,188.66499999999999,14.02,92,90.06,90.06,92,14.02,106.01600000000001,106.01600000000001,106.01600000000001,106.01600000000001,92,null,null,1760,496.57100000000003,496.57100000000003,496.57100000000003,496.57100000000003,496.57100000000003,20.93,186.37100000000001,20.93,88,80.489999999999995,80.489999999999995,88,20.93,102.616,102.616,102.616,102.616,88]
[null,1762,null,440.77,440.77,440.77,440.77,440.77,25.22,171.30099999999999,25.22,71,81.73,81.73,71,25.22,96.215999999999994,96.215999999999994,96.215999999999994,96.215999999999994,71,null,null,1762,496.29700000000003,496.29700000000003,496.29700000000003,496.29700000000003,496.29700000000003,20.86,186.33,20.86,88,80.48,80.48,88,20.86,102.592,102.592,102.592,102.592,88]
[null,1769,null,387.47899999999998,387.47899999999998,387.47899999999998,387.47899999999998,387.47899999999998,21.63,141.21700000000001,21.63,54,64.23,64.23,54,21.63,75.632000000000005,75.632000000000005,75.632000000000005,75.632000000000005,54,null,null,1769,495.911,495.911,495.911,495.911,495.911,20.86,186.18899999999999,20.86,88,80.39,80.39,88,20.86,102.44799999999999,102.44799999999999,102.44799999999999,102.44799999999999,88]
[null,1776,null,374.90100000000001,374.90100000000001,374.90100000000001,374.90100000000001,374.90100000000001,22.14,132.31700000000001,22.14,83,89.29,89.29,83,22.14,105.14400000000001,105.14400000000001,105.14400000000001,105.14400000000001,83,null,null,1776,495.46499999999997,495.46499999999997,495.46499999999997,495.46499999999997,495.46499999999997,20.86,185.988,20.86,88,80.349999999999994,80.349999999999994,88,20.86,102.36,102.36,102.36,102.36,88]
[null,1786,null,369.32100000000003,369.32100000000003,369.32100000000003,369.32100000000003,369.32100000000003,25.79,124.69799999999999,25.79,64,66.680000000000007,66.680000000000007,64,25.79,89.792000000000002,89.792000000000002,89.792000000000002,89.792000000000002,64,null,null,1786,494.87700000000001,494.87700000000001,494.87700000000001,494.87700000000001,494.87700000000001,20.86,185.73699999999999,20.86,87,80.27,80.27,87,20.86,102.2,102.2,102.2,102.2,87]
[null,1793,null,312.315,312.315,312.315,312.315,312.315,21.95,78.748999999999995,21.95,73,70.55,70.55,73,21.95,94.951999999999998,94.951999999999998,94.951999999999998,94.951999999999998,73,null,null,1793,494.51499999999999,494.51499999999999,494.51499999999999,494.51499999999999,494.51499999999999,20.8,185.62799999999999,20.8,87,80.12,80.12,87,20.8,102.08,102.08,102.08,102.08,87]
[null,1803,null,273.334,273.334,273.334,273.334,273.334,11.26,102.557,11.26,77,79.22,79.22,77,11.26,88.263999999999996,88.263999999999996,88.263999999999996,88.263999999999996,77,null,null,1803,494.05799999999999,494.05799999999999,494.05799999999999,494.05799999999999,494.05799999999999,20.8,185.39099999999999,20.8,87,80,80,87,20.8,101.992,101.992,101.992,101.992,87]
[null,1807,null,354.64499999999998,354.64499999999998,354.64499999999998,354.64499999999998,354.64499999999998,9.4700000000000006,134.28100000000001,9.4700000000000006,90,89.27,89.27,90,9.4700000000000006,99.471999999999994,99.471999999999994,99.471999999999994,99.471999999999994,90,null,null,1807,493.964,493.964,493.964,493.964,493.964,20.74,185.30099999999999,20.74,87,79.959999999999994,79.959999999999994,87,20.74,101.896,101.896,101.896,101.896,87]
[null,1820,null,346.98599999999999,346.98599999999999,346.98599999999999,346.98599999999999,346.98599999999999,6.4,118.83499999999999,6.4,85,82,82,85,6.4,91.4,91.4,91.4,91.4,85,null,null,1820,493.22,493.22,493.22,493.22,493.22,20.74,185.01599999999999,20.74,87,79.760000000000005,79.760000000000005,87,20.74,101.64,101.64,101.64,101.64,87]
[null,1821,null,341.58100000000002,341.58100000000002,341.58100000000002,341.58100000000002,341.58100000000002,6.34,123.26900000000001,6.34,89,85.5,85.5,89,6.34,95.335999999999999,95.335999999999999,95.335999999999999,95.335999999999999,89,null,null,1821,493.12,493.12,493.12,493.12,493.12,20.74,185.00700000000001,20.74,87,79.760000000000005,79.760000000000005,87,20.74,101.64,101.64,101.64,101.64,87]
[null,1829,null,320.142,320.142,320.142,320.142,320.142,6.27,119.639,6.27,67,80.3,80.3,67,6.27,73.272000000000006,73.272000000000006,73.272000000000006,73.272000000000006,67,null,null,1829,492.67,492.67,492.67,492.67,492.67,20.67,184.83699999999999,20.67,87,79.680000000000007,79.680000000000007,87,20.67,101.55200000000001,101.55200000000001,101.55200000000001,101.55200000000001,87]
[null,1842,null,333.28100000000001,333.28100000000001,333.28100000000001,333.28100000000001,333.28100000000001,6.4,98.667000000000002,6.4,78,92.46,92.46,78,6.4,84.4,84.4,84.4,84.4,78,null,null,1842,491.483,491.483,491.483,491.483,491.483,20.67,184.51,20.67,87,79.55,79.55,87,20.67,101.384,101.384,101.384,101.384,87]
[null,1846,null,342.25400000000002,342.25400000000002,342.25400000000002,342.25400000000002,342.25400000000002,7.74,152.07499999999999,7.74,90,107.03,107.03,90,7.74,97.744,97.744,97.744,97.744,90,null,null,1846,491.22500000000002,491.22500000000002,491.22500000000002,491.22500000000002,491.22500000000002,20.61,184.423,20.61,87,79.510000000000005,79.510000000000005,87,20.61,101.29600000000001,101.29600000000001,101.29600000000001,101.29600000000001,87]
[null,1852,null,324.89100000000002,324.89100000000002,324.89100000000002,324.89100000000002,324.89100000000002,9.2200000000000006,127.373,9.2200000000000006,56,73.17,73.17,56,9.2200000000000006,65.215999999999994,65.215999999999994,65.215999999999994,65.215999999999994,56,null,null,1852,490.90899999999999,490.90899999999999,490.90899999999999,490.90899999999999,490.90899999999999,20.61,184.273,20.61,87,79.45,79.45,87,20.61,101.24,101.24,101.24,101.24,87]
[null,1863,null,333.69299999999998,333.69299999999998,333.69299999999998,333.69299999999998,333.69299999999998,26.62,131.18299999999999,26.62,62,99.43,99.43,62,26.62,88.623999999999995,88.623999999999995,88.623999999999995,88.623999999999995,62,null,null,1863,490.43799999999999,490.43799999999999,490.43799999999999,490.43799999999999,490.43799999999999,20.61,183.90799999999999,20.61,86,79.33,79.33,86,20.61,101.128,101.128,101.128,101.128,86]
[null,1866,null,370.61799999999999,370.61799999999999,370.61799999999999,370.61799999999999,370.61799999999999,24.32,137.35599999999999,24.32,70,105.83,105.83,70,24.32,94.32,94.32,94.32,94.32,70,null,null,1866,490.27,490.27,490.27,490.27,490.27,20.61,183.78899999999999,20.61,86,79.319999999999993,79.319999999999993,86,20.61,101.08,101.08,101.08,101.08,86]
[null,1880,null,389.03300000000002,389.03300000000002,389.03300000000002,389.03300000000002,389.03300000000002,16.510000000000002,167.04599999999999,16.510000000000002,91,119.49,119.49,91,16.510000000000002,107.512,107.512,107.512,107.512,91,null,null,1880,489.49900000000002,489.49900000000002,489.49900000000002,489.49900000000002,489.49900000000002,20.54,183.44499999999999,20.54,86,79.180000000000007,79.180000000000007,86,20.54,100.80800000000001,100.80800000000001,100.80800000000001,100.80800000000001,86]
[null,1887,null,353.89,353.89,353.89,353.89,353.89,24,128.011,24,52,84.48,84.48,52,24,76,76,76,76,52,null,null,1887,489.053,489.053,489.053,489.053,489.053,20.54,183.24799999999999,20.54,86,79.11,79.11,86,20.54,100.68,100.68,100.68,100.68,86]
[null,1889,null,357.19,357.19,357.19,357.19,357.19,16.77,125.009,16.77,56,80.92,80.92,56,16.77,72.768000000000001,72.768000000000001,72.768000000000001,72.768000000000001,56,null,null,1889,488.94499999999999,488.94499999999999,488.94499999999999,488.94499999999999,488.94499999999999,20.54,183.24100000000001,20.54,86,79.099999999999994,79.099999999999994,86,20.54,100.63200000000001,100.63200000000001,100.63200000000001,100.63200000000001,86]
[null,1901,null,355.702,355.702,355.702,355.702,355.702,16.77,113.258,16.77,62,88.94,88.94,62,16.77,78.768000000000001,78.768000000000001,78.768000000000001,78.768000000000001,62,null,null,1901,488.22699999999998,488.22699999999998,488.22699999999998,488.22699999999998,488.22699999999998,20.48,182.97499999999999,20.48,86,78.959999999999994,78.959999999999994,86,20.48,100.464,100.464,100.464,100.464,86]
[null,1906,null,411.4,411.4,411.4,411.4,411.4,22.78,121.59699999999999,22.78,74,109.25,109.25,74,22.78,96.784000000000006,96.784000000000006,96.784000000000006,96.784000000000006,74,null,null,1906,487.65300000000002,487.65300000000002,487.65300000000002,487.65300000000002,487.65300000000002,20.48,182.79300000000001,20.48,86,78.92,78.92,86,20.48,100.392,100.392,100.392,100.392,86]
[null,1911,null,344.971,344.971,344.971,344.971,344.971,26.69,82.248000000000005,26.69,49,85.44,85.44,49,26.69,75.688000000000002,75.688000000000002,75.688000000000002,75.688000000000002,49,null,null,1911,487.238,487.238,487.238,487.238,487.238,20.48,182.64500000000001,20.48,86,78.88,78.88,86,20.48,100.304,100.304,100.304,100.304,86]
[null,{"$f":"B1934+1","v":1923},null,284.05099999999999,284.05099999999999,284.05099999999999,284.05099999999999,284.05099999999999,16.829999999999998,99.766000000000005,16.829999999999998,44,70.22,70.22,44,16.829999999999998,60.832000000000001,60.832000000000001,60.832000000000001,60.832000000000001,44,null,null,1923,486.71499999999997,486.71499999999997,486.71499999999997,486.71499999999997,486.71499999999997,20.420000000000002,182.40199999999999,20.420000000000002,86,78.78,78.78,86,20.420000000000002,100.19199999999999,100.19199999999999,100.19199999999999,100.19199999999999,86]
[null,1932,null,268.22300000000001,268.22300000000001,268.22300000000001,268.22300000000001,268.22300000000001,26.82,94.370999999999995,26.82,51,89.86,89.86,51,26.82,77.816000000000003,77.816000000000003,77.816000000000003,77.816000000000003,51,null,null,1932,486.053,486.053,486.053,486.053,486.053,20.350000000000001,182.11,20.350000000000001,86,78.73,78.73,86,20.350000000000001,100.08799999999999,100.08799999999999,100.08799999999999,100.08799999999999,86]
[null,1940,null,309.14,309.14,309.14,309.14,309.14,22.59,116.19199999999999,22.59,47,80.39,80.39,47,22.59,69.591999999999999,69.591999999999999,69.591999999999999,69.591999999999999,47,null,null,1940,485.47199999999998,485.47199999999998,485.47199999999998,485.47199999999998,485.47199999999998,20.350000000000001,181.89599999999999,20.350000000000001,85,78.680000000000007,78.680000000000007,85,20.350000000000001,99.975999999999999,99.975999999999999,99.975999999999999,99.975999999999999,85]
[null,1946,null,277.44099999999997,277.44099999999997,277.44099999999997,277.44099999999997,277.44099999999997,16.13,111.809,16.13,49,77.75,77.75,49,16.13,65.128,65.128,65.128,65.128,49,null,null,1946,484.98700000000002,484.98700000000002,484.98700000000002,484.98700000000002,484.98700000000002,20.29,181.78,20.29,85,78.63,78.63,85,20.29,99.951999999999998,99.951999999999998,99.951999999999998,99.951999999999998,85]
[null,1949,null,317.584,317.584,317.584,317.584,317.584,16,143.52099999999999,16,49,77.63,77.63,49,16,65,65,65,65,49,null,null,1949,484.74799999999999,484.74799999999999,484.74799999999999,484.74799999999999,484.74799999999999,20.29,181.67500000000001,20.29,85,78.599999999999994,78.599999999999994,85,20.29,99.936000000000007,99.936000000000007,99.936000000000007,99.936000000000007,85]
[null,1960,null,308.18799999999999,308.18799999999999,308.18799999999999,308.18799999999999,308.18799999999999,22.21,91.241,22.21,41,75.48,75.48,41,22.21,63.207999999999998,63.207999999999998,63.207999999999998,63.207999999999998,41,null,null,1960,484.18299999999999,484.18299999999999,484.18299999999999,484.18299999999999,484.18299999999999,20.22,181.434,20.22,85,78.510000000000005,78.510000000000005,85,20.22,99.552000000000007,99.552000000000007,99.552000000000007,99.552000000000007,85]
[null,1966,null,315.61900000000003,315.61900000000003,315.61900000000003,315.61900000000003,315.61900000000003,18.82,135.56200000000001,18.82,57,90.53,90.53,57,18.82,75.816000000000003,75.816000000000003,75.816000000000003,75.816000000000003,57,null,null,1966,483.92899999999997,483.92899999999997,483.92899999999997,483.92899999999997,483.92899999999997,20.22,181.357,20.22,85,78.42,78.42,85,20.22,99.471999999999994,99.471999999999994,99.471999999999994,99.471999999999994,85]
[null,1974,null,387.863,387.863,387.863,387.863,387.863,10.82,178.006,10.82,72,119.84,119.84,72,10.82,82.816000000000003,82.816000000000003,82.816000000000003,82.816000000000003,72,null,null,1974,483.27199999999999,483.27199999999999,483.27199999999999,483.27199999999999,483.27199999999999,20.16,181.05,20.16,85,78.36,78.36,85,20.16,99.384,99.384,99.384,99.384,85]
[null,1983,null,313.39299999999997,313.39299999999997,313.39299999999997,313.39299999999997,313.39299999999997,12.8,113.54900000000001,12.8,39,74.97,74.97,39,12.8,51.8,51.8,51.8,51.8,39,null,null,1983,482.34199999999998,482.34199999999998,482.34199999999998,482.34199999999998,482.34199999999998,20.16,180.84200000000001,20.16,85,78.27,78.27,85,20.16,99.311999999999998,99.311999999999998,99.311999999999998,99.311999999999998,85]
[null,1991,null,327.50700000000001,327.50700000000001,327.50700000000001,327.50700000000001,327.50700000000001,10.56,156.41300000000001,10.56,59,100.74,100.74,59,10.56,69.56,69.56,69.56,69.56,59,null,null,1991,482.053,482.053,482.053,482.053,482.053,20.16,180.697,20.16,85,78.17,78.17,85,20.16,99.231999999999999,99.231999999999999,99.231999999999999,99.231999999999999,85]
[null,2000,null,407.64699999999999,407.64699999999999,407.64699999999999,407.64699999999999,407.64699999999999,12.03,164.56,12.03,83,106.15,106.15,83,12.03,95.031999999999996,95.031999999999996,95.031999999999996,95.031999999999996,83,null,null,2000,481.40600000000001,481.40600000000001,481.40600000000001,481.40600000000001,481.40600000000001,20.100000000000001,180.40899999999999,20.100000000000001,85,78.040000000000006,78.040000000000006,85,20.100000000000001,99.16,99.16,99.16,99.16,85]
[null,2005,null,319.83699999999999,319.83699999999999,319.83699999999999,319.83699999999999,319.83699999999999,18.62,129.46899999999999,18.62,39,64.36,64.36,39,18.62,57.624000000000002,57.624000000000002,57.624000000000002,57.624000000000002,39,null,null,2005,481.29599999999999,481.29599999999999,481.29599999999999,481.29599999999999,481.29599999999999,20.100000000000001,180.297,20.100000000000001,85,78.02,78.02,85,20.100000000000001,99.04,99.04,99.04,99.04,85]
[null,2009,null,300.10599999999999,300.10599999999999,300.10599999999999,300.10599999999999,300.10599999999999,19.010000000000002,93.085999999999999,19.010000000000002,40,65.930000000000007,65.930000000000007,40,19.010000000000002,59.008000000000003,59.008000000000003,59.008000000000003,59.008000000000003,40,null,null,2009,480.971,480.971,480.971,480.971,480.971,20.100000000000001,180.249,20.100000000000001,85,77.95,77.95,85,20.100000000000001,99.016000000000005,99.016000000000005,99.016000000000005,99.016000000000005,85]
[null,2019,null,298.49200000000002,298.49200000000002,298.49200000000002,298.49200000000002,298.49200000000002,12.86,136.06200000000001,12.86,53,66.8,66.8,53,12.86,65.864000000000004,65.864000000000004,65.864000000000004,65.864000000000004,53,null,null,2019,480.21300000000002,480.21300000000002,480.21300000000002,480.21300000000002,480.21300000000002,20.03,179.95400000000001,20.03,85,77.88,77.88,85,20.03,98.896000000000001,98.896000000000001,98.896000000000001,98.896000000000001,85]
[null,2026,null,391.35700000000003,391.35700000000003,391.35700000000003,391.35700000000003,391.35700000000003,21.25,176.71799999999999,21.25,67,89.41,89.41,67,21.25,88.248000000000005,88.248000000000005,88.248000000000005,88.248000000000005,67,null,null,2026,479.76900000000001,479.76900000000001,479.76900000000001,479.76900000000001,479.76900000000001,20.03,179.77799999999999,20.03,85,77.819999999999993,77.819999999999993,85,20.03,98.76,98.76,98.76,98.76,85]
[null,2033,null,329.90300000000002,329.90300000000002,329.90300000000002,329.90300000000002,329.90300000000002,19.649999999999999,150.303,19.649999999999999,53,73.59,73.59,53,19.649999999999999,72.647999999999996,72.647999999999996,72.647999999999996,72.647999999999996,53,null,null,2033,478.97399999999999,478.97399999999999,478.97399999999999,478.97399999999999,478.97399999999999,19.97,179.70400000000001,19.97,85,77.760000000000005,77.760000000000005,85,19.97,98.647999999999996,98.647999999999996,98.647999999999996,98.647999999999996,85]
[null,2043,null,409.41399999999999,409.41399999999999,409.41399999999999,409.41399999999999,409.41399999999999,14.21,189.56200000000001,14.21,70,89.47,89.47,70,14.21,84.207999999999998,84.207999999999998,84.207999999999998,84.207999999999998,70,null,null,2043,478.262,478.262,478.262,478.262,478.262,19.97,179.54400000000001,19.97,84,77.709999999999994,77.709999999999994,84,19.97,98.463999999999999,98.463999999999999,98.463999999999999,98.463999999999999,84]
[null,2050,null,449.733,449.733,449.733,449.733,449.733,14.08,196.297,14.08,54,72.36,72.36,54,14.08,68.08,68.08,68.08,68.08,54,null,null,2050,{"$f":"LARGE(D$13:D$8748,$X2062)","v":477.69400000000002},{"$f":"LARGE(E$13:E$8748,$X2062)","v":477.69400000000002},{"$f":"LARGE(F$13:F$8748,$X2062)","v":477.69400000000002},{"$f":"LARGE(G$13:G$8748,$X2062)","v":477.69400000000002},{"$f":"LARGE(H$13:H$8748,$X2062)","v":477.69400000000002},{"$f":"LARGE(I$13:I$8748,$X2062)","v":19.97},{"$f":"LARGE(J$13:J$8748,$X2062)","v":179.352},{"$f":"LARGE(K$13:K$8748,$X2062)","v":19.97},{"$f":"LARGE(L$13:L$8748,$X2062)","v":84},{"$f":"LARGE(M$13:M$8748,$X2062)","v":77.67},{"$f":"LARGE(N$13:N$8748,$X2062)","v":77.67},{"$f":"LARGE(O$13:O$8748,$X2062)","v":84},{"$f":"LARGE(P$13:P$8748,$X2062)","v":19.97},{"$f":"LARGE(Q$13:Q$8748,$X2062)","v":98.367999999999995},{"$f":"LARGE(R$13:R$8748,$X2062)","v":98.367999999999995},{"$f":"LARGE(S$13:S$8748,$X2062)","v":98.367999999999995},{"$f":"LARGE(T$13:T$8748,$X2062)","v":98.367999999999995},{"$f":"LARGE(U$13:U$8748,$X2062)","v":84}]
[null,2060,null,430.19400000000002,430.19400000000002,430.19400000000002,430.19400000000002,430.19400000000002,12.22,123.212,12.22,50,66.099999999999994,66.099999999999994,50,12.22,62.223999999999997,62.223999999999997,62.223999999999997,62.223999999999997,50,null,null,2060,476.495,476.495,476.495,476.495,476.495,19.899999999999999,179.04400000000001,19.899999999999999,84,77.61,77.61,84,19.899999999999999,98.231999999999999,98.231999999999999,98.231999999999999,98.231999999999999,84]
[null,2064,null,423.79500000000002,423.79500000000002,423.79500000000002,423.79500000000002,423.79500000000002,8.58,166.49799999999999,8.58,79,93.09,93.09,79,8.58,87.575999999999993,87.575999999999993,87.575999999999993,87.575999999999993,79,null,null,2064,475.822,475.822,475.822,475.822,475.822,19.899999999999999,178.96100000000001,19.899999999999999,84,77.599999999999994,77.599999999999994,84,19.899999999999999,98.168000000000006,98.168000000000006,98.168000000000006,98.168000000000006,84]
[null,2069,null,411.13400000000001,411.13400000000001,411.13400000000001,411.13400000000001,411.13400000000001,9.7899999999999991,150.26499999999999,9.7899999999999991,72,94,94,72,9.7899999999999991,81.792000000000002,81.792000000000002,81.792000000000002,81.792000000000002,72,null,null,2069,475.71699999999998,475.71699999999998,475.71699999999998,475.71699999999998,475.71699999999998,19.899999999999999,178.916,19.899999999999999,84,77.569999999999993,77.569999999999993,84,19.899999999999999,98.111999999999995,98.111999999999995,98.111999999999995,98.111999999999995,84]
[null,2078,null,349.60399999999998,349.60399999999998,349.60399999999998,349.60399999999998,349.60399999999998,12.67,162.173,12.67,34,53.67,53.67,34,12.67,46.671999999999997,46.671999999999997,46.671999999999997,46.671999999999997,34,null,null,2078,475.15100000000001,475.15100000000001,475.15100000000001,475.15100000000001,475.15100000000001,19.84,178.756,19.84,84,77.5,77.5,84,19.84,97.992000000000004,97.992000000000004,97.992000000000004,97.992000000000004,84]
[null,2086,null,405.33800000000002,405.33800000000002,405.33800000000002,405.33800000000002,405.33800000000002,6.85,160.661,6.85,56,72.17,72.17,56,6.85,62.847999999999999,62.847999999999999,62.847999999999999,62.847999999999999,56,null,null,2086,474.80700000000002,474.80700000000002,474.80700000000002,474.80700000000002,474.80700000000002,19.84,178.666,19.84,84,77.459999999999994,77.459999999999994,84,19.84,97.896000000000001,97.896000000000001,97.896000000000001,97.896000000000001,84]
[null,2092,null,414.572,414.572,414.572,414.572,414.572,5.7,186.721,5.7,60,85.33,85.33,60,5.7,65.695999999999998,65.695999999999998,65.695999999999998,65.695999999999998,60,null,null,2092,474.20800000000003,474.20800000000003,474.20800000000003,474.20800000000003,474.20800000000003,19.78,178.48699999999999,19.78,84,77.42,77.42,84,19.78,97.816000000000003,97.816000000000003,97.816000000000003,97.816000000000003,84]
[null,2103,null,331.34899999999999,331.34899999999999,331.34899999999999,331.34899999999999,331.34899999999999,6.21,127.008,6.21,29,45.72,45.72,29,6.21,35.207999999999998,35.207999999999998,35.207999999999998,35.207999999999998,29,null,null,2103,473.29700000000003,473.29700000000003,473.29700000000003,473.29700000000003,473.29700000000003,19.78,178.18199999999999,19.78,84,77.349999999999994,77.349999999999994,84,19.78,97.688000000000002,97.688000000000002,97.688000000000002,97.688000000000002,84]
[null,2109,null,362.21699999999998,362.21699999999998,362.21699999999998,362.21699999999998,362.21699999999998,6.34,140.131,6.34,47,69.22,69.22,47,6.34,53.335999999999999,53.335999999999999,53.335999999999999,53.335999999999999,47,null,null,2109,472.81099999999998,472.81099999999998,472.81099999999998,472.81099999999998,472.81099999999998,19.78,178.08,19.78,84,77.27,77.27,84,19.78,97.64,97.64,97.64,97.64,84]
[null,2120,null,495.99,495.99,495.99,495.99,495.99,6.98,182.11,6.98,74,94.04,94.04,74,6.98,80.975999999999999,80.975999999999999,80.975999999999999,80.975999999999999,74,null,null,2120,472.10399999999998,472.10399999999998,472.10399999999998,472.10399999999998,472.10399999999998,19.71,177.86199999999999,19.71,84,77.17,77.17,84,19.71,97.463999999999999,97.463999999999999,97.463999999999999,97.463999999999999,84]
[null,2123,null,413.76299999999998,413.76299999999998,413.76299999999998,413.76299999999998,413.76299999999998,6.46,160.946,6.46,38,51.66,51.66,38,6.46,44.463999999999999,44.463999999999999,44.463999999999999,44.463999999999999,38,null,null,2123,471.80200000000002,471.80200000000002,471.80200000000002,471.80200000000002,471.80200000000002,19.71,177.785,19.71,84,77.150000000000006,77.150000000000006,84,19.71,97.432000000000002,97.432000000000002,97.432000000000002,97.432000000000002,84]
[null,2129,null,348.64499999999998,348.64499999999998,348.64499999999998,348.64499999999998,348.64499999999998,6.14,139.89699999999999,6.14,37,50.04,50.04,37,6.14,43.143999999999998,43.143999999999998,43.143999999999998,43.143999999999998,37,null,null,2129,471.55099999999999,471.55099999999999,471.55099999999999,471.55099999999999,471.55099999999999,19.71,177.56100000000001,19.71,84,77.11,77.11,84,19.71,97.384,97.384,97.384,97.384,84]
[null,2137,null,348.714,348.714,348.714,348.714,348.714,5.82,184.6,5.82,48,48.6,48.6,48,5.82,53.823999999999998,53.823999999999998,53.823999999999998,53.823999999999998,48,null,null,2137,470.798,470.798,470.798,470.798,470.798,19.649999999999999,177.298,19.649999999999999,84,77.040000000000006,77.040000000000006,84,19.649999999999999,97.256,97.256,97.256,97.256,84]
[null,2146,null,433.29199999999997,433.29199999999997,433.29199999999997,433.29199999999997,433.29199999999997,5.89,175.786,5.89,51,51.4,51.4,51,5.89,56.887999999999998,56.887999999999998,56.887999999999998,56.887999999999998,51,null,null,2146,470.19299999999998,470.19299999999998,470.19299999999998,470.19299999999998,470.19299999999998,19.649999999999999,177.18600000000001,19.649999999999999,84,76.97,76.97,84,19.649999999999999,97.128,97.128,97.128,97.128,84]
[null,2151,null,340.99599999999998,340.99599999999998,340.99599999999998,340.99599999999998,340.99599999999998,5.89,112.988,5.89,51,51.4,51.4,51,5.89,56.887999999999998,56.887999999999998,56.887999999999998,56.887999999999998,51,null,null,2151,469.71100000000001,469.71100000000001,469.71100000000001,469.71100000000001,469.71100000000001,19.649999999999999,177.08,19.649999999999999,83,76.92,76.92,83,19.649999999999999,97.016000000000005,97.016000000000005,97.016000000000005,97.016000000000005,83]
[null,2163,null,342.76299999999998,342.76299999999998,342.76299999999998,342.76299999999998,342.76299999999998,5.76,126.803,5.76,63,60.24,60.24,63,5.76,68.760000000000005,68.760000000000005,68.760000000000005,68.760000000000005,63,null,null,2163,468.661,468.661,468.661,468.661,468.661,19.579999999999998,176.72800000000001,19.579999999999998,83,76.84,76.84,83,19.579999999999998,96.944000000000003,96.944000000000003,96.944000000000003,96.944000000000003,83]
[null,2168,null,421.20499999999998,421.20499999999998,421.20499999999998,421.20499999999998,421.20499999999998,5.76,149.24600000000001,5.76,85,79.5,79.5,85,5.76,90.76,90.76,90.76,90.76,85,null,null,2168,468.31,468.31,468.31,468.31,468.31,19.579999999999998,176.702,19.579999999999998,83,76.709999999999994,76.709999999999994,83,19.579999999999998,96.888000000000005,96.888000000000005,96.888000000000005,96.888000000000005,83]
[null,2180,null,315.82900000000001,315.82900000000001,315.82900000000001,315.82900000000001,315.82900000000001,5.7,83.096999999999994,5.7,63,60.15,60.15,63,5.7,68.695999999999998,68.695999999999998,68.695999999999998,68.695999999999998,63,null,null,2180,467.43900000000002,467.43900000000002,467.43900000000002,467.43900000000002,467.43900000000002,19.52,176.51300000000001,19.52,83,76.569999999999993,76.569999999999993,83,19.52,96.76,96.76,96.76,96.76,83]
[null,2182,null,366.274,366.274,366.274,366.274,366.274,5.76,121.22499999999999,5.76,86,80.37,80.37,86,5.76,91.76,91.76,91.76,91.76,86,null,null,2182,467.37299999999999,467.37299999999999,467.37299999999999,467.37299999999999,467.37299999999999,19.52,176.46199999999999,19.52,83,76.55,76.55,83,19.52,96.744,96.744,96.744,96.744,83]
[null,2189,null,319.2,319.2,319.2,319.2,319.2,5.76,107.529,5.76,56,50.98,50.98,56,5.76,61.76,61.76,61.76,61.76,56,null,null,2189,466.89600000000002,466.89600000000002,466.89600000000002,466.89600000000002,466.89600000000002,19.52,176.35300000000001,19.52,83,76.489999999999995,76.489999999999995,83,19.52,96.68,96.68,96.68,96.68,83]
[null,2196,null,326.02999999999997,326.02999999999997,326.02999999999997,326.02999999999997,326.02999999999997,14.72,132.089,14.72,37,42.65,42.65,37,14.72,51.72,51.72,51.72,51.72,37,null,null,2196,466.49900000000002,466.49900000000002,466.49900000000002,466.49900000000002,466.49900000000002,19.52,176.23099999999999,19.52,83,76.45,76.45,83,19.52,96.64,96.64,96.64,96.64,83]
[null,2206,null,327.75799999999998,327.75799999999998,327.75799999999998,327.75799999999998,327.75799999999998,17.920000000000002,116.855,17.920000000000002,52,57.66,57.66,52,17.920000000000002,69.92,69.92,69.92,69.92,52,null,null,2206,465.964,465.964,465.964,465.964,465.964,19.46,175.965,19.46,83,76.400000000000006,76.400000000000006,83,19.46,96.528000000000006,96.528000000000006,96.528000000000006,96.528000000000006,83]
[null,2217,null,328.41699999999997,328.41699999999997,328.41699999999997,328.41699999999997,328.41699999999997,23.04,148.01900000000001,23.04,69,59.91,59.91,69,23.04,92.04,92.04,92.04,92.04,69,null,null,2217,464.851,464.851,464.851,464.851,464.851,19.46,175.88200000000001,19.46,83,76.3,76.3,83,19.46,96.4,96.4,96.4,96.4,83]
[null,2223,null,282.351,282.351,282.351,282.351,282.351,21.18,121.232,21.18,69,58.74,58.74,69,21.18,90.183999999999997,90.183999999999997,90.183999999999997,90.183999999999997,69,null,null,2223,464.161,464.161,464.161,464.161,464.161,19.46,175.77600000000001,19.46,83,76.28,76.28,83,19.46,96.36,96.36,96.36,96.36,83]
[null,2231,null,286.41699999999997,286.41699999999997,286.41699999999997,286.41699999999997,286.41699999999997,20.86,115.974,20.86,82,67.010000000000005,67.010000000000005,82,20.86,102.864,102.864,102.864,102.864,82,null,null,2231,463.57400000000001,463.57400000000001,463.57400000000001,463.57400000000001,463.57400000000001,19.39,175.50399999999999,19.39,83,76.22,76.22,83,19.39,96.263999999999996,96.263999999999996,96.263999999999996,96.263999999999996,83]
[null,2240,null,357.00900000000001,357.00900000000001,357.00900000000001,357.00900000000001,357.00900000000001,21.25,130.80500000000001,21.25,83,44.8,44.8,83,21.25,104.248,104.248,104.248,104.248,83,null,null,2240,462.762,462.762,462.762,462.762,462.762,19.39,175.33099999999999,19.39,83,76.13,76.13,83,19.39,96.2,96.2,96.2,96.2,83]
[null,2241,null,355.03399999999999,355.03399999999999,355.03399999999999,355.03399999999999,355.03399999999999,25.22,139.529,25.22,81,45.66,45.66,81,25.22,106.21599999999999,106.21599999999999,106.21599999999999,106.21599999999999,81,null,null,2241,462.74299999999999,462.74299999999999,462.74299999999999,462.74299999999999,462.74299999999999,19.39,175.28899999999999,19.39,83,76.11,76.11,83,19.39,96.191999999999993,96.191999999999993,96.191999999999993,96.191999999999993,83]
[null,2249,null,297.47000000000003,297.47000000000003,297.47000000000003,297.47000000000003,297.47000000000003,24.06,140.048,24.06,64,37.869999999999997,37.869999999999997,64,24.06,88.063999999999993,88.063999999999993,88.063999999999993,88.063999999999993,64,null,null,2249,462.17599999999999,462.17599999999999,462.17599999999999,462.17599999999999,462.17599999999999,19.329999999999998,175.155,19.329999999999998,82,76.05,76.05,82,19.329999999999998,96.08,96.08,96.08,96.08,82]
[null,2262,null,310.11200000000002,310.11200000000002,310.11200000000002,310.11200000000002,310.11200000000002,16.45,155.86799999999999,16.45,72,42.67,42.67,72,16.45,88.447999999999993,88.447999999999993,88.447999999999993,88.447999999999993,72,null,null,2262,461.20499999999998,461.20499999999998,461.20499999999998,461.20499999999998,461.20499999999998,19.329999999999998,174.96299999999999,19.329999999999998,82,75.989999999999995,75.989999999999995,82,19.329999999999998,95.936000000000007,95.936000000000007,95.936000000000007,95.936000000000007,82]
[null,2266,null,382.709,382.709,382.709,382.709,382.709,27.39,187.98599999999999,27.39,63,43.63,43.63,63,27.39,90.391999999999996,90.391999999999996,90.391999999999996,90.391999999999996,63,null,null,2266,460.89,460.89,460.89,460.89,460.89,19.329999999999998,174.93700000000001,19.329999999999998,82,75.97,75.97,82,19.329999999999998,95.855999999999995,95.855999999999995,95.855999999999995,95.855999999999995,82]
[null,2276,null,364.26299999999998,364.26299999999998,364.26299999999998,364.26299999999998,364.26299999999998,21.31,97.45,21.31,65,41.65,41.65,65,21.31,86.311999999999998,86.311999999999998,86.311999999999998,86.311999999999998,65,null,null,2276,460.125,460.125,460.125,460.125,460.125,19.260000000000002,174.67400000000001,19.260000000000002,82,75.89,75.89,82,19.260000000000002,95.72,95.72,95.72,95.72,82]
[null,2283,null,309.76799999999997,309.76799999999997,309.76799999999997,309.76799999999997,309.76799999999997,6.85,121.664,6.85,81,42.06,42.06,81,6.85,87.847999999999999,87.847999999999999,87.847999999999999,87.847999999999999,81,null,null,2283,459.67099999999999,459.67099999999999,459.67099999999999,459.67099999999999,459.67099999999999,19.260000000000002,174.553,19.260000000000002,82,75.81,75.81,82,19.260000000000002,95.623999999999995,95.623999999999995,95.623999999999995,95.623999999999995,82]
[null,2290,null,375.36399999999998,375.36399999999998,375.36399999999998,375.36399999999998,375.36399999999998,6.72,151.60400000000001,6.72,74,38.659999999999997,38.659999999999997,74,6.72,80.72,80.72,80.72,80.72,74,null,null,2290,459.22500000000002,459.22500000000002,459.22500000000002,459.22500000000002,459.22500000000002,19.2,174.386,19.2,82,75.739999999999995,75.739999999999995,82,19.2,95.536000000000001,95.536000000000001,95.536000000000001,95.536000000000001,82]
[null,2300,null,315.87200000000001,315.87200000000001,315.87200000000001,315.87200000000001,315.87200000000001,5.95,92.980999999999995,5.95,80,41.2,41.2,80,5.95,85.951999999999998,85.951999999999998,85.951999999999998,85.951999999999998,80,null,null,2300,458.654,458.654,458.654,458.654,458.654,19.2,174.04,19.2,82,75.650000000000006,75.650000000000006,82,19.2,95.408000000000001,95.408000000000001,95.408000000000001,95.408000000000001,82]
[null,{"$f":"B2318+1","v":2307},null,286.50099999999998,286.50099999999998,286.50099999999998,286.50099999999998,286.50099999999998,5.89,108.871,5.89,71,40.19,40.19,71,5.89,76.888000000000005,76.888000000000005,76.888000000000005,76.888000000000005,71,null,null,2307,458.31900000000002,458.31900000000002,458.31900000000002,458.31900000000002,458.31900000000002,19.2,173.928,19.2,82,75.569999999999993,75.569999999999993,82,19.2,95.335999999999999,95.335999999999999,95.335999999999999,95.335999999999999,82]
[null,2309,null,298.39999999999998,298.39999999999998,298.39999999999998,298.39999999999998,298.39999999999998,5.89,112.008,5.89,75,42.28,42.28,75,5.89,80.888000000000005,80.888000000000005,80.888000000000005,80.888000000000005,75,null,null,2309,458.26600000000002,458.26600000000002,458.26600000000002,458.26600000000002,458.26600000000002,19.2,173.87700000000001,19.2,82,75.55,75.55,82,19.2,95.328000000000003,95.328000000000003,95.328000000000003,95.328000000000003,82]
[null,2321,null,287.899,287.899,287.899,287.899,287.899,6.08,80.146000000000001,6.08,63,36.11,36.11,63,6.08,69.08,69.08,69.08,69.08,63,null,null,2321,457.58300000000003,457.58300000000003,457.58300000000003,457.58300000000003,457.58300000000003,19.14,173.70699999999999,19.14,82,75.45,75.45,82,19.14,95.215999999999994,95.215999999999994,95.215999999999994,95.215999999999994,82]
[null,2326,null,291.60000000000002,291.60000000000002,291.60000000000002,291.60000000000002,291.60000000000002,6.08,92.003,6.08,82,46.04,46.04,82,6.08,88.08,88.08,88.08,88.08,82,null,null,2326,457.18299999999999,457.18299999999999,457.18299999999999,457.18299999999999,457.18299999999999,19.14,173.47,19.14,82,75.39,75.39,82,19.14,95.168000000000006,95.168000000000006,95.168000000000006,95.168000000000006,82]
[null,2335,null,324.44900000000001,324.44900000000001,324.44900000000001,324.44900000000001,324.44900000000001,5.95,120.41200000000001,5.95,78,30.83,30.83,78,5.95,83.951999999999998,83.951999999999998,83.951999999999998,83.951999999999998,78,null,null,2335,456.49,456.49,456.49,456.49,456.49,19.07,173.32599999999999,19.07,81,75.319999999999993,75.319999999999993,81,19.07,95.055999999999997,95.055999999999997,95.055999999999997,95.055999999999997,81]
[null,2343,null,274.02600000000001,274.02600000000001,274.02600000000001,274.02600000000001,274.02600000000001,6.34,96.007999999999996,6.34,71,28.37,28.37,71,6.34,77.335999999999999,77.335999999999999,77.335999999999999,77.335999999999999,71,null,null,2343,455.827,455.827,455.827,455.827,455.827,19.07,173.191,19.07,81,75.260000000000005,75.260000000000005,81,19.07,94.975999999999999,94.975999999999999,94.975999999999999,94.975999999999999,81]
[null,2349,null,319.85899999999998,319.85899999999998,319.85899999999998,319.85899999999998,319.85899999999998,6.27,107.872,6.27,89,34.979999999999997,34.979999999999997,89,6.27,95.272000000000006,95.272000000000006,95.272000000000006,95.272000000000006,89,null,null,2349,455.52499999999998,455.52499999999998,455.52499999999998,455.52499999999998,455.52499999999998,19.07,173.03700000000001,19.07,81,75.2,75.2,81,19.07,94.855999999999995,94.855999999999995,94.855999999999995,94.855999999999995,81]
[null,2360,null,369.79399999999998,369.79399999999998,369.79399999999998,369.79399999999998,369.79399999999998,13.76,143.49799999999999,13.76,103,55.43,55.43,103,13.76,116.76,116.76,116.76,116.76,103,null,null,2360,454.94400000000002,454.94400000000002,454.94400000000002,454.94400000000002,454.94400000000002,19.010000000000002,172.8,19.010000000000002,81,75.099999999999994,75.099999999999994,81,19.010000000000002,94.72,94.72,94.72,94.72,81]
[null,2366,null,224.60400000000001,224.60400000000001,224.60400000000001,224.60400000000001,224.60400000000001,24.77,103.89,24.77,39,30.28,30.28,39,24.77,63.768000000000001,63.768000000000001,63.768000000000001,63.768000000000001,39,null,null,2366,454.51900000000001,454.51900000000001,454.51900000000001,454.51900000000001,454.51900000000001,19.010000000000002,172.73599999999999,19.010000000000002,81,75.03,75.03,81,19.010000000000002,94.656000000000006,94.656000000000006,94.656000000000006,94.656000000000006,81]
[null,2369,null,215.17500000000001,215.17500000000001,215.17500000000001,215.17500000000001,215.17500000000001,22.34,96.373000000000005,22.34,48,33.36,33.36,48,22.34,70.335999999999999,70.335999999999999,70.335999999999999,70.335999999999999,48,null,null,2369,454.10500000000002,454.10500000000002,454.10500000000002,454.10500000000002,454.10500000000002,19.010000000000002,172.68199999999999,19.010000000000002,81,75,75,81,19.010000000000002,94.6,94.6,94.6,94.6,81]
[null,2380,null,178.56899999999999,178.56899999999999,178.56899999999999,178.56899999999999,178.56899999999999,18.62,131.048,18.62,80,60.12,60.12,80,18.62,98.623999999999995,98.623999999999995,98.623999999999995,98.623999999999995,80,null,null,2380,453.52699999999999,453.52699999999999,453.52699999999999,453.52699999999999,453.52699999999999,19.010000000000002,172.36099999999999,19.010000000000002,81,74.94,74.94,81,19.010000000000002,94.48,94.48,94.48,94.48,81]
[null,2386,null,220.345,220.345,220.345,220.345,220.345,24.58,162.77500000000001,24.58,54,47.93,47.93,54,24.58,78.575999999999993,78.575999999999993,78.575999999999993,78.575999999999993,54,null,null,2386,453.07799999999997,453.07799999999997,453.07799999999997,453.07799999999997,453.07799999999997,18.940000000000001,172.24299999999999,18.940000000000001,81,74.91,74.91,81,18.940000000000001,94.408000000000001,94.408000000000001,94.408000000000001,94.408000000000001,81]
[null,2394,null,183.97800000000001,183.97800000000001,183.97800000000001,183.97800000000001,183.97800000000001,22.78,111.646,22.78,52,45.61,45.61,52,22.78,74.784000000000006,74.784000000000006,74.784000000000006,74.784000000000006,52,null,null,2394,452.69799999999998,452.69799999999998,452.69799999999998,452.69799999999998,452.69799999999998,18.940000000000001,172.15600000000001,18.940000000000001,81,74.81,74.81,81,18.940000000000001,94.343999999999994,94.343999999999994,94.343999999999994,94.343999999999994,81]
[null,2403,null,157.05600000000001,157.05600000000001,157.05600000000001,157.05600000000001,157.05600000000001,19.71,119.889,19.71,70,54.39,54.39,70,19.71,89.712000000000003,89.712000000000003,89.712000000000003,89.712000000000003,70,null,null,2403,452.108,452.108,452.108,452.108,452.108,18.940000000000001,171.93199999999999,18.940000000000001,81,74.760000000000005,74.760000000000005,81,18.940000000000001,94.24,94.24,94.24,94.24,81]
[null,2408,null,221.5,221.5,221.5,221.5,221.5,20.48,145.68600000000001,20.48,74,57.3,57.3,74,20.48,94.48,94.48,94.48,94.48,74,null,null,2408,451.79899999999998,451.79899999999998,451.79899999999998,451.79899999999998,451.79899999999998,18.88,171.86500000000001,18.88,81,74.73,74.73,81,18.88,94.207999999999998,94.207999999999998,94.207999999999998,94.207999999999998,81]
[null,2420,null,185.42599999999999,185.42599999999999,185.42599999999999,185.42599999999999,185.42599999999999,22.08,111.351,22.08,54,46.14,46.14,54,22.08,76.08,76.08,76.08,76.08,54,null,null,2420,451.22399999999999,451.22399999999999,451.22399999999999,451.22399999999999,451.22399999999999,18.88,171.49600000000001,18.88,81,74.62,74.62,81,18.88,94.111999999999995,94.111999999999995,94.111999999999995,94.111999999999995,81]
[null,2425,null,161.39599999999999,161.39599999999999,161.39599999999999,161.39599999999999,161.39599999999999,16.579999999999998,147.05799999999999,16.579999999999998,55,44.06,44.06,55,16.579999999999998,71.575999999999993,71.575999999999993,71.575999999999993,71.575999999999993,55,null,null,2425,450.69499999999999,450.69499999999999,450.69499999999999,450.69499999999999,450.69499999999999,18.88,171.245,18.88,81,74.58,74.58,81,18.88,94.08,94.08,94.08,94.08,81]
[null,2429,null,171.65,171.65,171.65,171.65,171.65,14.27,142.20099999999999,14.27,59,45.11,45.11,59,14.27,73.272000000000006,73.272000000000006,73.272000000000006,73.272000000000006,59,null,null,2429,450.58100000000002,450.58100000000002,450.58100000000002,450.58100000000002,450.58100000000002,18.82,171.07599999999999,18.82,81,74.56,74.56,81,18.82,94.055999999999997,94.055999999999997,94.055999999999997,94.055999999999997,81]
[null,2439,null,180.31800000000001,180.31800000000001,180.31800000000001,180.31800000000001,180.31800000000001,25.66,81.340999999999994,25.66,57,50.89,50.89,57,25.66,82.664000000000001,82.664000000000001,82.664000000000001,82.664000000000001,57,null,null,2439,449.90100000000001,449.90100000000001,449.90100000000001,449.90100000000001,449.90100000000001,18.82,170.73400000000001,18.82,80,74.489999999999995,74.489999999999995,80,18.82,93.792000000000002,93.792000000000002,93.792000000000002,93.792000000000002,80]
[null,2446,null,200.9,200.9,200.9,200.9,200.9,22.59,89.353999999999999,22.59,76,60.68,60.68,76,22.59,98.591999999999999,98.591999999999999,98.591999999999999,98.591999999999999,76,null,null,2446,449.50200000000001,449.50200000000001,449.50200000000001,449.50200000000001,449.50200000000001,18.82,170.65,18.82,80,74.39,74.39,80,18.82,93.72,93.72,93.72,93.72,80]
[null,2453,null,157.01900000000001,157.01900000000001,157.01900000000001,157.01900000000001,157.01900000000001,17.86,103.361,17.86,62,65.989999999999995,65.989999999999995,62,17.86,79.855999999999995,79.855999999999995,79.855999999999995,79.855999999999995,62,null,null,2453,448.93700000000001,448.93700000000001,448.93700000000001,448.93700000000001,448.93700000000001,18.82,170.49700000000001,18.82,80,74.3,74.3,80,18.82,93.656000000000006,93.656000000000006,93.656000000000006,93.656000000000006,80]
[null,2463,null,158.637,158.637,158.637,158.637,158.637,24,69.894000000000005,24,53,63.59,63.59,53,24,77,77,77,77,53,null,null,2463,448.35599999999999,448.35599999999999,448.35599999999999,448.35599999999999,448.35599999999999,18.75,170.23699999999999,18.75,80,74.209999999999994,74.209999999999994,80,18.75,93.456000000000003,93.456000000000003,93.456000000000003,93.456000000000003,80]
[null,2467,null,162.375,162.375,162.375,162.375,162.375,21.89,64.668999999999997,21.89,57,65.16,65.16,57,21.89,78.888000000000005,78.888000000000005,78.888000000000005,78.888000000000005,57,null,null,2467,448.01400000000001,448.01400000000001,448.01400000000001,448.01400000000001,448.01400000000001,18.75,170.09299999999999,18.75,80,74.14,74.14,80,18.75,93.424000000000007,93.424000000000007,93.424000000000007,93.424000000000007,80]
[null,2480,null,160.851,160.851,160.851,160.851,160.851,18.82,84.063999999999993,18.82,59,86.89,86.89,59,18.82,77.816000000000003,77.816000000000003,77.816000000000003,77.816000000000003,59,null,null,2480,447.60899999999998,447.60899999999998,447.60899999999998,447.60899999999998,447.60899999999998,18.690000000000001,169.827,18.690000000000001,80,74.010000000000005,74.010000000000005,80,18.690000000000001,93.28,93.28,93.28,93.28,80]
[null,2481,null,170.50399999999999,170.50399999999999,170.50399999999999,170.50399999999999,170.50399999999999,20.61,84.375,20.61,58,87.78,87.78,58,20.61,78.608000000000004,78.608000000000004,78.608000000000004,78.608000000000004,58,null,null,2481,447.411,447.411,447.411,447.411,447.411,18.690000000000001,169.77600000000001,18.690000000000001,80,74,74,80,18.690000000000001,93.28,93.28,93.28,93.28,80]
[null,2489,null,165.53800000000001,165.53800000000001,165.53800000000001,165.53800000000001,165.53800000000001,6.66,54.24,6.66,44,56.63,56.63,44,6.66,50.655999999999999,50.655999999999999,50.655999999999999,50.655999999999999,44,null,null,2489,447.10599999999999,447.10599999999999,447.10599999999999,447.10599999999999,447.10599999999999,18.690000000000001,169.583,18.690000000000001,80,73.900000000000006,73.900000000000006,80,18.690000000000001,93.224000000000004,93.224000000000004,93.224000000000004,93.224000000000004,80]
[null,2498,null,100.453,100.453,100.453,100.453,100.453,5.89,58.38,5.89,61,90.2,90.2,61,5.89,66.888000000000005,66.888000000000005,66.888000000000005,66.888000000000005,61,null,null,2498,{"$f":"LARGE(D$13:D$8748,$X2510)","v":446.56900000000002},{"$f":"LARGE(E$13:E$8748,$X2510)","v":446.56900000000002},{"$f":"LARGE(F$13:F$8748,$X2510)","v":446.56900000000002},{"$f":"LARGE(G$13:G$8748,$X2510)","v":446.56900000000002},{"$f":"LARGE(H$13:H$8748,$X2510)","v":446.56900000000002},{"$f":"LARGE(I$13:I$8748,$X2510)","v":18.62},{"$f":"LARGE(J$13:J$8748,$X2510)","v":169.417},{"$f":"LARGE(K$13:K$8748,$X2510)","v":18.62},{"$f":"LARGE(L$13:L$8748,$X2510)","v":80},{"$f":"LARGE(M$13:M$8748,$X2510)","v":73.819999999999993},{"$f":"LARGE(N$13:N$8748,$X2510)","v":73.819999999999993},{"$f":"LARGE(O$13:O$8748,$X2510)","v":80},{"$f":"LARGE(P$13:P$8748,$X2510)","v":18.62},{"$f":"LARGE(Q$13:Q$8748,$X2510)","v":93.16},{"$f":"LARGE(R$13:R$8748,$X2510)","v":93.16},{"$f":"LARGE(S$13:S$8748,$X2510)","v":93.16},{"$f":"LARGE(T$13:T$8748,$X2510)","v":93.16},{"$f":"LARGE(U$13:U$8748,$X2510)","v":80}]
[null,2506,null,177.922,177.922,177.922,177.922,177.922,6.21,67.741,6.21,38,59.59,59.59,38,6.21,44.207999999999998,44.207999999999998,44.207999999999998,44.207999999999998,38,null,null,2506,446.08699999999999,446.08699999999999,446.08699999999999,446.08699999999999,446.08699999999999,18.62,169.16399999999999,18.62,80,73.709999999999994,73.709999999999994,80,18.62,93.007999999999996,93.007999999999996,93.007999999999996,93.007999999999996,80]
[null,2512,null,129.37200000000001,129.37200000000001,129.37200000000001,129.37200000000001,129.37200000000001,5.95,50.633000000000003,5.95,32,51.24,51.24,32,5.95,37.951999999999998,37.951999999999998,37.951999999999998,37.951999999999998,32,null,null,2512,445.68900000000002,445.68900000000002,445.68900000000002,445.68900000000002,445.68900000000002,18.62,169.036,18.62,80,73.61,73.61,80,18.62,92.968000000000004,92.968000000000004,92.968000000000004,92.968000000000004,80]
[null,2523,null,95.882000000000005,95.882000000000005,95.882000000000005,95.882000000000005,95.882000000000005,8.1300000000000008,44.76,8.1300000000000008,40,55.49,55.49,40,8.1300000000000008,48.128,48.128,48.128,48.128,40,null,null,2523,444.85300000000001,444.85300000000001,444.85300000000001,444.85300000000001,444.85300000000001,18.559999999999999,168.69,18.559999999999999,80,73.5,73.5,80,18.559999999999999,92.784000000000006,92.784000000000006,92.784000000000006,92.784000000000006,80]
[null,2526,null,124.265,124.265,124.265,124.265,124.265,7.55,47.365000000000002,7.55,54,71.069999999999993,71.069999999999993,54,7.55,61.552,61.552,61.552,61.552,54,null,null,2526,444.49099999999999,444.49099999999999,444.49099999999999,444.49099999999999,444.49099999999999,18.559999999999999,168.67,18.559999999999999,79,73.47,73.47,79,18.559999999999999,92.712000000000003,92.712000000000003,92.712000000000003,92.712000000000003,79]
[null,2540,null,155.815,155.815,155.815,155.815,155.815,18.62,52.317999999999998,18.62,27,52.61,52.61,27,18.62,45.624000000000002,45.624000000000002,45.624000000000002,45.624000000000002,27,null,null,2540,443.714,443.714,443.714,443.714,443.714,18.5,168.33099999999999,18.5,79,73.39,73.39,79,18.5,92.504000000000005,92.504000000000005,92.504000000000005,92.504000000000005,79]
[null,2547,null,111.006,111.006,111.006,111.006,111.006,17.73,44.628999999999998,17.73,31,44.34,44.34,31,17.73,48.728000000000002,48.728000000000002,48.728000000000002,48.728000000000002,31,null,null,2547,443.38499999999999,443.38499999999999,443.38499999999999,443.38499999999999,443.38499999999999,18.5,168.23500000000001,18.5,79,73.3,73.3,79,18.5,92.384,92.384,92.384,92.384,79]
[null,2549,null,114.863,114.863,114.863,114.863,114.863,19.52,45.039000000000001,19.52,36,50.54,50.54,36,19.52,55.52,55.52,55.52,55.52,36,null,null,2549,443.22500000000002,443.22500000000002,443.22500000000002,443.22500000000002,443.22500000000002,18.5,168.19300000000001,18.5,79,73.290000000000006,73.290000000000006,79,18.5,92.343999999999994,92.343999999999994,92.343999999999994,92.343999999999994,79]
[null,2557,null,135.29599999999999,135.29599999999999,135.29599999999999,135.29599999999999,135.29599999999999,24.32,52.026000000000003,24.32,31,50.35,50.35,31,24.32,55.32,55.32,55.32,55.32,31,null,null,2557,442.75900000000001,442.75900000000001,442.75900000000001,442.75900000000001,442.75900000000001,18.43,168.084,18.43,79,73.22,73.22,79,18.43,92.272000000000006,92.272000000000006,92.272000000000006,92.272000000000006,79]
[null,2566,null,147.864,147.864,147.864,147.864,147.864,21.89,54.848999999999997,21.89,44,60.01,60.01,44,21.89,65.888000000000005,65.888000000000005,65.888000000000005,65.888000000000005,44,null,null,2566,441.35199999999998,441.35199999999998,441.35199999999998,441.35199999999998,441.35199999999998,18.43,167.68700000000001,18.43,79,73.150000000000006,73.150000000000006,79,18.43,92.103999999999999,92.103999999999999,92.103999999999999,92.103999999999999,79]
[null,2571,null,108.58199999999999,108.58199999999999,108.58199999999999,108.58199999999999,108.58199999999999,17.920000000000002,47.25,17.920000000000002,37,39.700000000000003,39.700000000000003,37,17.920000000000002,54.92,54.92,54.92,54.92,37,null,null,2571,440.77,440.77,440.77,440.77,440.77,18.43,167.572,18.43,79,73.12,73.12,79,18.43,92.031999999999996,92.031999999999996,92.031999999999996,92.031999999999996,79]
[null,2583,null,126.566,126.566,126.566,126.566,126.566,24.77,48.204000000000001,24.77,50,54.08,54.08,50,24.77,74.768000000000001,74.768000000000001,74.768000000000001,74.768000000000001,50,null,null,2583,439.98899999999998,439.98899999999998,439.98899999999998,439.98899999999998,439.98899999999998,18.399999999999999,167.261,18.399999999999999,79,72.95,72.95,79,18.399999999999999,91.88,91.88,91.88,91.88,79]
[null,2592,null,119.80500000000001,119.80500000000001,119.80500000000001,119.80500000000001,119.80500000000001,13.5,62.49,13.5,55,49.53,49.53,55,13.5,68.504000000000005,68.504000000000005,68.504000000000005,68.504000000000005,55,null,null,2592,439.69600000000003,439.69600000000003,439.69600000000003,439.69600000000003,439.69600000000003,18.37,167.05199999999999,18.37,79,72.87,72.87,79,18.37,91.775999999999996,91.775999999999996,91.775999999999996,91.775999999999996,79]
[null,2600,null,149.61699999999999,149.61699999999999,149.61699999999999,149.61699999999999,149.61699999999999,22.66,96.433999999999997,22.66,86,67.569999999999993,67.569999999999993,86,22.66,108.65600000000001,108.65600000000001,108.65600000000001,108.65600000000001,86,null,null,2600,439.05599999999998,439.05599999999998,439.05599999999998,439.05599999999998,439.05599999999998,18.37,166.899,18.37,79,72.81,72.81,79,18.37,91.736000000000004,91.736000000000004,91.736000000000004,91.736000000000004,79]
[null,2606,null,129.352,129.352,129.352,129.352,129.352,25.02,63.759,25.02,41,41.03,41.03,41,25.02,66.024000000000001,66.024000000000001,66.024000000000001,66.024000000000001,41,null,null,2606,438.83199999999999,438.83199999999999,438.83199999999999,438.83199999999999,438.83199999999999,18.3,166.809,18.3,79,72.760000000000005,72.760000000000005,79,18.3,91.656000000000006,91.656000000000006,91.656000000000006,91.656000000000006,79]
[null,2609,null,125.99,125.99,125.99,125.99,125.99,22.21,52.052,22.21,41,39.29,39.29,41,22.21,63.207999999999998,63.207999999999998,63.207999999999998,63.207999999999998,41,null,null,2609,438.80500000000001,438.80500000000001,438.80500000000001,438.80500000000001,438.80500000000001,18.3,166.64599999999999,18.3,79,72.73,72.73,79,18.3,91.591999999999999,91.591999999999999,91.591999999999999,91.591999999999999,79]
[null,2616,null,124.857,124.857,124.857,124.857,124.857,18.940000000000001,76.379000000000005,18.940000000000001,54,45.31,45.31,54,18.940000000000001,72.944000000000003,72.944000000000003,72.944000000000003,72.944000000000003,54,null,null,2616,438.387,438.387,438.387,438.387,438.387,18.3,166.40199999999999,18.3,79,72.650000000000006,72.650000000000006,79,18.3,91.504000000000005,91.504000000000005,91.504000000000005,91.504000000000005,79]
[null,2626,null,137.803,137.803,137.803,137.803,137.803,17.47,90.087999999999994,17.47,63,53.73,53.73,63,17.47,80.471999999999994,80.471999999999994,80.471999999999994,80.471999999999994,63,null,null,2626,{"$f":"LARGE(D$13:D$8748,$X2638)","v":436.95299999999997},{"$f":"LARGE(E$13:E$8748,$X2638)","v":436.95299999999997},{"$f":"LARGE(F$13:F$8748,$X2638)","v":436.95299999999997},{"$f":"LARGE(G$13:G$8748,$X2638)","v":436.95299999999997},{"$f":"LARGE(H$13:H$8748,$X2638)","v":436.95299999999997},{"$f":"LARGE(I$13:I$8748,$X2638)","v":18.239999999999998},{"$f":"LARGE(J$13:J$8748,$X2638)","v":166.17099999999999},{"$f":"LARGE(K$13:K$8748,$X2638)","v":18.239999999999998},{"$f":"LARGE(L$13:L$8748,$X2638)","v":78},{"$f":"LARGE(M$13:M$8748,$X2638)","v":72.58},{"$f":"LARGE(N$13:N$8748,$X2638)","v":72.58},{"$f":"LARGE(O$13:O$8748,$X2638)","v":78},{"$f":"LARGE(P$13:P$8748,$X2638)","v":18.239999999999998},{"$f":"LARGE(Q$13:Q$8748,$X2638)","v":91.36},{"$f":"LARGE(R$13:R$8748,$X2638)","v":91.36},{"$f":"LARGE(S$13:S$8748,$X2638)","v":91.36},{"$f":"LARGE(T$13:T$8748,$X2638)","v":91.36},{"$f":"LARGE(U$13:U$8748,$X2638)","v":78}]
[null,2637,null,137.09700000000001,137.09700000000001,137.09700000000001,137.09700000000001,137.09700000000001,13.44,52.654000000000003,13.44,60,48.99,48.99,60,13.44,73.44,73.44,73.44,73.44,60,null,null,2637,435.78899999999999,435.78899999999999,435.78899999999999,435.78899999999999,435.78899999999999,18.239999999999998,165.81899999999999,18.239999999999998,78,72.52,72.52,78,18.239999999999998,91.272000000000006,91.272000000000006,91.272000000000006,91.272000000000006,78]
[null,2643,null,107.211,107.211,107.211,107.211,107.211,8.9,64.23,8.9,50,28.96,28.96,50,8.9,58.896000000000001,58.896000000000001,58.896000000000001,58.896000000000001,50,null,null,2643,435.35899999999998,435.35899999999998,435.35899999999998,435.35899999999998,435.35899999999998,18.239999999999998,165.68799999999999,18.239999999999998,78,72.47,72.47,78,18.239999999999998,91.231999999999999,91.231999999999999,91.231999999999999,91.231999999999999,78]
[null,2651,null,144.34100000000001,144.34100000000001,144.34100000000001,144.34100000000001,144.34100000000001,7.49,67.183999999999997,7.49,53,29.75,29.75,53,7.49,60.488,60.488,60.488,60.488,53,null,null,2651,434.61500000000001,434.61500000000001,434.61500000000001,434.61500000000001,434.61500000000001,18.18,165.47,18.18,78,72.44,72.44,78,18.18,91.176000000000002,91.176000000000002,91.176000000000002,91.176000000000002,78]
[null,2660,null,126.009,126.009,126.009,126.009,126.009,6.27,48.868000000000002,6.27,59,32.11,32.11,59,6.27,65.272000000000006,65.272000000000006,65.272000000000006,65.272000000000006,59,null,null,2660,434.036,434.036,434.036,434.036,434.036,18.18,165.23,18.18,78,72.349999999999994,72.349999999999994,78,18.18,91.128,91.128,91.128,91.128,78]
[null,2665,null,104.741,104.741,104.741,104.741,104.741,6.08,53.451999999999998,6.08,54,36.14,36.14,54,6.08,60.08,60.08,60.08,60.08,54,null,null,2665,433.64699999999999,433.64699999999999,433.64699999999999,433.64699999999999,433.64699999999999,18.18,165.14,18.18,78,72.28,72.28,78,18.18,91.087999999999994,91.087999999999994,91.087999999999994,91.087999999999994,78]
[null,2669,null,99.725999999999999,99.725999999999999,99.725999999999999,99.725999999999999,99.725999999999999,6.08,53.75,6.08,50,33.74,33.74,50,6.08,56.08,56.08,56.08,56.08,50,null,null,2669,433.37599999999998,433.37599999999998,433.37599999999998,433.37599999999998,433.37599999999998,18.11,165.10499999999999,18.11,78,72.209999999999994,72.209999999999994,78,18.11,91.072000000000003,91.072000000000003,91.072000000000003,91.072000000000003,78]
[null,2682,null,134.256,134.256,134.256,134.256,134.256,8.26,46.774999999999999,8.26,51,35.659999999999997,35.659999999999997,51,8.26,59.256,59.256,59.256,59.256,51,null,null,2682,432.73899999999998,432.73899999999998,432.73899999999998,432.73899999999998,432.73899999999998,18.11,164.65,18.11,78,72.11,72.11,78,18.11,90.888000000000005,90.888000000000005,90.888000000000005,90.888000000000005,78]
[null,2686,null,157.60400000000001,157.60400000000001,157.60400000000001,157.60400000000001,157.60400000000001,8.83,56.81,8.83,71,47.99,47.99,71,8.83,79.831999999999994,79.831999999999994,79.831999999999994,79.831999999999994,71,null,null,2686,432.57799999999997,432.57799999999997,432.57799999999997,432.57799999999997,432.57799999999997,18.11,164.56,18.11,78,72.05,72.05,78,18.11,90.792000000000002,90.792000000000002,90.792000000000002,90.792000000000002,78]
[null,2696,null,153.61000000000001,153.61000000000001,153.61000000000001,153.61000000000001,153.61000000000001,15.1,45.744,15.1,71,44.54,44.54,71,15.1,86.103999999999999,86.103999999999999,86.103999999999999,86.103999999999999,71,null,null,2696,432.16300000000001,432.16300000000001,432.16300000000001,432.16300000000001,432.16300000000001,18.05,164.45699999999999,18.05,78,71.930000000000007,71.930000000000007,78,18.05,90.656000000000006,90.656000000000006,90.656000000000006,90.656000000000006,78]
[null,2703,null,123.98399999999999,123.98399999999999,123.98399999999999,123.98399999999999,123.98399999999999,19.579999999999998,55.905999999999999,19.579999999999998,38,29.8,29.8,38,19.579999999999998,57.584000000000003,57.584000000000003,57.584000000000003,57.584000000000003,38,null,null,2703,431.858,431.858,431.858,431.858,431.858,18.05,164.07599999999999,18.05,78,71.819999999999993,71.819999999999993,78,18.05,90.623999999999995,90.623999999999995,90.623999999999995,90.623999999999995,78]
[null,2710,null,153.947,153.947,153.947,153.947,153.947,22.4,57.552999999999997,22.4,70,47.8,47.8,70,22.4,92.4,92.4,92.4,92.4,70,null,null,2710,431.46800000000002,431.46800000000002,431.46800000000002,431.46800000000002,431.46800000000002,17.98,163.94200000000001,17.98,78,71.78,71.78,78,17.98,90.543999999999997,90.543999999999997,90.543999999999997,90.543999999999997,78]
[null,2720,null,155.815,155.815,155.815,155.815,155.815,20.100000000000001,65.350999999999999,20.100000000000001,58,32.28,32.28,58,20.100000000000001,78.096000000000004,78.096000000000004,78.096000000000004,78.096000000000004,58,null,null,2720,430.77,430.77,430.77,430.77,430.77,17.98,163.51499999999999,17.98,77,71.7,71.7,77,17.98,90.48,90.48,90.48,90.48,77]
[null,2724,null,176.809,176.809,176.809,176.809,176.809,25.09,50.767000000000003,25.09,50,31.03,31.03,50,25.09,75.087999999999994,75.087999999999994,75.087999999999994,75.087999999999994,50,null,null,2724,430.51799999999997,430.51799999999997,430.51799999999997,430.51799999999997,430.51799999999997,17.98,163.423,17.98,77,71.63,71.63,77,17.98,90.447999999999993,90.447999999999993,90.447999999999993,90.447999999999993,77]
[null,2729,null,114.896,114.896,114.896,114.896,114.896,22.08,42.78,22.08,54,31.45,31.45,54,22.08,76.08,76.08,76.08,76.08,54,null,null,2729,430.17,430.17,430.17,430.17,430.17,17.920000000000002,163.381,17.920000000000002,77,71.58,71.58,77,17.920000000000002,90.424000000000007,90.424000000000007,90.424000000000007,90.424000000000007,77]
[null,2741,null,106.80500000000001,106.80500000000001,106.80500000000001,106.80500000000001,106.80500000000001,16.510000000000002,37.488,16.510000000000002,49,23.99,23.99,49,16.510000000000002,65.512,65.512,65.512,65.512,49,null,null,2741,429.43099999999998,429.43099999999998,429.43099999999998,429.43099999999998,429.43099999999998,17.920000000000002,162.827,17.920000000000002,77,71.510000000000005,71.510000000000005,77,17.920000000000002,90.296000000000006,90.296000000000006,90.296000000000006,90.296000000000006,77]
[null,2746,null,136.37899999999999,136.37899999999999,136.37899999999999,136.37899999999999,136.37899999999999,23.1,53.6,23.1,56,28.98,28.98,56,23.1,79.103999999999999,79.103999999999999,79.103999999999999,79.103999999999999,56,null,null,2746,428.81,428.81,428.81,428.81,428.81,17.920000000000002,162.75,17.920000000000002,77,71.44,71.44,77,17.920000000000002,90.231999999999999,90.231999999999999,90.231999999999999,90.231999999999999,77]
[null,{"$f":"B2766+1","v":2755},null,140.536,140.536,140.536,140.536,140.536,21.12,48.127000000000002,21.12,42,23.11,23.11,42,21.12,63.12,63.12,63.12,63.12,42,null,null,2755,428.06099999999998,428.06099999999998,428.06099999999998,428.06099999999998,428.06099999999998,17.86,162.49,17.86,77,71.38,71.38,77,17.86,90.183999999999997,90.183999999999997,90.183999999999997,90.183999999999997,77]
[null,2763,null,105.556,105.556,105.556,105.556,105.556,17.47,41.563000000000002,17.47,34,22.37,22.37,34,17.47,51.472000000000001,51.472000000000001,51.472000000000001,51.472000000000001,34,null,null,2763,427.47699999999998,427.47699999999998,427.47699999999998,427.47699999999998,427.47699999999998,17.86,162.25899999999999,17.86,77,71.319999999999993,71.319999999999993,77,17.86,90.12,90.12,90.12,90.12,77]
[null,2769,null,142.87799999999999,142.87799999999999,142.87799999999999,142.87799999999999,142.87799999999999,23.49,52.651000000000003,23.49,48,31.06,31.06,48,23.49,71.488,71.488,71.488,71.488,48,null,null,2769,427.04,427.04,427.04,427.04,427.04,17.79,162.06399999999999,17.79,77,71.22,71.22,77,17.79,90.063999999999993,90.063999999999993,90.063999999999993,90.063999999999993,77]
[null,2780,null,146.84700000000001,146.84700000000001,146.84700000000001,146.84700000000001,146.84700000000001,20.67,56.243000000000002,20.67,39,25.93,25.93,39,20.67,59.671999999999997,59.671999999999997,59.671999999999997,59.671999999999997,39,null,null,2780,426.38900000000001,426.38900000000001,426.38900000000001,426.38900000000001,426.38900000000001,17.79,161.80099999999999,17.79,77,71.11,71.11,77,17.79,89.96,89.96,89.96,89.96,77]
[null,2783,null,157.70500000000001,157.70500000000001,157.70500000000001,157.70500000000001,157.70500000000001,18.05,57.305999999999997,18.05,39,24.76,24.76,39,18.05,57.048000000000002,57.048000000000002,57.048000000000002,57.048000000000002,39,null,null,2783,426.24099999999999,426.24099999999999,426.24099999999999,426.24099999999999,426.24099999999999,17.79,161.68299999999999,17.79,77,71.069999999999993,71.069999999999993,77,17.79,89.936000000000007,89.936000000000007,89.936000000000007,89.936000000000007,77]
[null,2789,null,104.544,104.544,104.544,104.544,104.544,13.89,42.167999999999999,13.89,34,38.25,38.25,34,13.89,47.887999999999998,47.887999999999998,47.887999999999998,47.887999999999998,34,null,null,2789,425.863,425.863,425.863,425.863,425.863,17.79,161.55199999999999,17.79,77,71,71,77,17.79,89.864000000000004,89.864000000000004,89.864000000000004,89.864000000000004,77]
[null,2797,null,133.40100000000001,133.40100000000001,133.40100000000001,133.40100000000001,133.40100000000001,7.1,53.951999999999998,7.1,38,36.01,36.01,38,7.1,45.103999999999999,45.103999999999999,45.103999999999999,45.103999999999999,38,null,null,2797,425.51400000000001,425.51400000000001,425.51400000000001,425.51400000000001,425.51400000000001,17.73,161.298,17.73,77,70.88,70.88,77,17.73,89.808000000000007,89.808000000000007,89.808000000000007,89.808000000000007,77]
[null,2806,null,153.58600000000001,153.58600000000001,153.58600000000001,153.58600000000001,153.58600000000001,6.14,52.192999999999998,6.14,47,42.4,42.4,47,6.14,53.143999999999998,53.143999999999998,53.143999999999998,53.143999999999998,47,null,null,2806,425.03500000000003,425.03500000000003,425.03500000000003,425.03500000000003,425.03500000000003,17.73,160.946,17.73,77,70.81,70.81,77,17.73,89.712000000000003,89.712000000000003,89.712000000000003,89.712000000000003,77]
[null,2814,null,117.76600000000001,117.76600000000001,117.76600000000001,117.76600000000001,117.76600000000001,5.82,45.198999999999998,5.82,49,48.03,48.03,49,5.82,54.823999999999998,54.823999999999998,54.823999999999998,54.823999999999998,49,null,null,2814,424.33100000000002,424.33100000000002,424.33100000000002,424.33100000000002,424.33100000000002,17.66,160.76,17.66,76,70.69,70.69,76,17.66,89.656000000000006,89.656000000000006,89.656000000000006,89.656000000000006,76]
[null,2823,null,147.536,147.536,147.536,147.536,147.536,6.59,47.848999999999997,6.59,50,49.61,49.61,50,6.59,56.591999999999999,56.591999999999999,56.591999999999999,56.591999999999999,50,null,null,2823,423.85899999999998,423.85899999999998,423.85899999999998,423.85899999999998,423.85899999999998,17.66,160.37,17.66,76,70.569999999999993,70.569999999999993,76,17.66,89.584000000000003,89.584000000000003,89.584000000000003,89.584000000000003,76]
[null,2828,null,145.61199999999999,145.61199999999999,145.61199999999999,145.61199999999999,145.61199999999999,5.5,48.127000000000002,5.5,50,48.64,48.64,50,5.5,55.503999999999998,55.503999999999998,55.503999999999998,55.503999999999998,50,null,null,2828,423.59500000000003,423.59500000000003,423.59500000000003,423.59500000000003,423.59500000000003,17.66,160.13900000000001,17.66,76,70.55,70.55,76,17.66,89.52,89.52,89.52,89.52,76]
[null,2840,null,139.17599999999999,139.17599999999999,139.17599999999999,139.17599999999999,139.17599999999999,3.46,51.966000000000001,3.46,50,28.6,28.6,50,3.46,53.456000000000003,53.456000000000003,53.456000000000003,53.456000000000003,50,null,null,2840,422.65899999999999,422.65899999999999,422.65899999999999,422.65899999999999,422.65899999999999,17.600000000000001,159.37899999999999,17.600000000000001,76,70.34,70.34,76,17.600000000000001,89.367999999999995,89.367999999999995,89.367999999999995,89.367999999999995,76]
[null,2842,null,154.38,154.38,154.38,154.38,154.38,3.52,52.036000000000001,3.52,47,27,27,47,3.52,50.52,50.52,50.52,50.52,47,null,null,2842,422.14600000000002,422.14600000000002,422.14600000000002,422.14600000000002,422.14600000000002,17.600000000000001,159.322,17.600000000000001,76,70.3,70.3,76,17.600000000000001,89.36,89.36,89.36,89.36,76]
[null,2849,null,145.69300000000001,145.69300000000001,145.69300000000001,145.69300000000001,145.69300000000001,4.22,51.54,4.22,49,28.44,28.44,49,4.22,53.223999999999997,53.223999999999997,53.223999999999997,53.223999999999997,49,null,null,2849,421.76799999999997,421.76799999999997,421.76799999999997,421.76799999999997,421.76799999999997,17.600000000000001,159.065,17.600000000000001,76,70.25,70.25,76,17.600000000000001,89.272000000000006,89.272000000000006,89.272000000000006,89.272000000000006,76]
[null,2856,null,142.72,142.72,142.72,142.72,142.72,3.07,56.665999999999997,3.07,55,31.06,31.06,55,3.07,58.072000000000003,58.072000000000003,58.072000000000003,58.072000000000003,55,null,null,2856,421.20499999999998,421.20499999999998,421.20499999999998,421.20499999999998,421.20499999999998,17.600000000000001,158.71899999999999,17.600000000000001,76,70.180000000000007,70.180000000000007,76,17.600000000000001,89.215999999999994,89.215999999999994,89.215999999999994,89.215999999999994,76]
[null,2864,null,160.792,160.792,160.792,160.792,160.792,3.84,55.73,3.84,76,37.97,37.97,76,3.84,79.84,79.84,79.84,79.84,76,null,null,2864,420.63200000000001,420.63200000000001,420.63200000000001,420.63200000000001,420.63200000000001,17.54,158.43700000000001,17.54,76,70.12,70.12,76,17.54,89.176000000000002,89.176000000000002,89.176000000000002,89.176000000000002,76]
[null,2874,null,144.291,144.291,144.291,144.291,144.291,3.58,55.226999999999997,3.58,76,37.880000000000003,37.880000000000003,76,3.58,79.584000000000003,79.584000000000003,79.584000000000003,79.584000000000003,76,null,null,2874,419.57,419.57,419.57,419.57,419.57,17.54,158.143,17.54,76,69.95,69.95,76,17.54,89.048000000000002,89.048000000000002,89.048000000000002,89.048000000000002,76]
[null,2878,null,160.66999999999999,160.66999999999999,160.66999999999999,160.66999999999999,160.66999999999999,3.71,66.507999999999996,3.71,78,38.880000000000003,38.880000000000003,78,3.71,81.712000000000003,81.712000000000003,81.712000000000003,81.712000000000003,78,null,null,2878,419.29500000000002,419.29500000000002,419.29500000000002,419.29500000000002,419.29500000000002,17.54,157.995,17.54,76,69.900000000000006,69.900000000000006,76,17.54,88.983999999999995,88.983999999999995,88.983999999999995,88.983999999999995,76]
[null,2891,null,146.07499999999999,146.07499999999999,146.07499999999999,146.07499999999999,146.07499999999999,3.71,59.078000000000003,3.71,56,16.940000000000001,16.940000000000001,56,3.71,59.712000000000003,59.712000000000003,59.712000000000003,59.712000000000003,56,null,null,2891,418.48,418.48,418.48,418.48,418.48,17.47,157.57900000000001,17.47,76,69.78,69.78,76,17.47,88.775999999999996,88.775999999999996,88.775999999999996,88.775999999999996,76]
[null,2899,null,142.37,142.37,142.37,142.37,142.37,3.39,51.436999999999998,3.39,48,14.58,14.58,48,3.39,51.392000000000003,51.392000000000003,51.392000000000003,51.392000000000003,48,null,null,2899,417.82299999999998,417.82299999999998,417.82299999999998,417.82299999999998,417.82299999999998,17.41,157.28700000000001,17.41,76,69.66,69.66,76,17.41,88.712000000000003,88.712000000000003,88.712000000000003,88.712000000000003,76]
[null,2900,null,144.01300000000001,144.01300000000001,144.01300000000001,144.01300000000001,144.01300000000001,3.52,53.209000000000003,3.52,57,17.16,17.16,57,3.52,60.52,60.52,60.52,60.52,57,null,null,2900,417.81799999999998,417.81799999999998,417.81799999999998,417.81799999999998,417.81799999999998,17.41,157.25800000000001,17.41,76,69.66,69.66,76,17.41,88.703999999999994,88.703999999999994,88.703999999999994,88.703999999999994,76]
[null,2909,null,109.642,109.642,109.642,109.642,109.642,9.15,45.19,9.15,69,22.13,22.13,69,9.15,78.152000000000001,78.152000000000001,78.152000000000001,78.152000000000001,69,null,null,2909,417.35700000000003,417.35700000000003,417.35700000000003,417.35700000000003,417.35700000000003,17.41,156.97,17.41,75,69.62,69.62,75,17.41,88.64,88.64,88.64,88.64,75]
[null,2917,null,132.45500000000001,132.45500000000001,132.45500000000001,132.45500000000001,132.45500000000001,14.27,52.561999999999998,14.27,65,22.45,22.45,65,14.27,79.272000000000006,79.272000000000006,79.272000000000006,79.272000000000006,65,null,null,2917,417.048,417.048,417.048,417.048,417.048,17.34,156.50899999999999,17.34,75,69.540000000000006,69.540000000000006,75,17.34,88.567999999999998,88.567999999999998,88.567999999999998,88.567999999999998,75]
[null,2923,null,130.05500000000001,130.05500000000001,130.05500000000001,130.05500000000001,130.05500000000001,14.85,54.865000000000002,14.85,78,26.27,26.27,78,14.85,92.847999999999999,92.847999999999999,92.847999999999999,92.847999999999999,78,null,null,2923,416.65,416.65,416.65,416.65,416.65,17.34,156.333,17.34,75,69.48,69.48,75,17.34,88.44,88.44,88.44,88.44,75]
[null,2934,null,109.76900000000001,109.76900000000001,109.76900000000001,109.76900000000001,109.76900000000001,11.2,43.616999999999997,11.2,77,27.67,27.67,77,11.2,88.2,88.2,88.2,88.2,77,null,null,2934,415.36200000000002,415.36200000000002,415.36200000000002,415.36200000000002,415.36200000000002,17.34,156.07900000000001,17.34,75,69.31,69.31,75,17.34,88.287999999999997,88.287999999999997,88.287999999999997,88.287999999999997,75]
[null,2944,null,127.99,127.99,127.99,127.99,127.99,19.97,47.32,19.97,46,20.71,20.71,46,19.97,65.968000000000004,65.968000000000004,65.968000000000004,65.968000000000004,46,null,null,2944,414.58,414.58,414.58,414.58,414.58,17.28,155.86199999999999,17.28,75,69.099999999999994,69.099999999999994,75,17.28,88.2,88.2,88.2,88.2,75]
[null,2951,null,115.376,115.376,115.376,115.376,115.376,16.38,51.338000000000001,16.38,78,29.62,29.62,78,16.38,94.384,94.384,94.384,94.384,78,null,null,2951,414.20499999999998,414.20499999999998,414.20499999999998,414.20499999999998,414.20499999999998,17.28,155.69200000000001,17.28,75,69.040000000000006,69.040000000000006,75,17.28,88.111999999999995,88.111999999999995,88.111999999999995,88.111999999999995,75]
[null,2958,null,104.705,104.705,104.705,104.705,104.705,17.79,39.176000000000002,17.79,76,23.62,23.62,76,17.79,93.792000000000002,93.792000000000002,93.792000000000002,93.792000000000002,76,null,null,2958,413.58699999999999,413.58699999999999,413.58699999999999,413.58699999999999,413.58699999999999,17.28,155.28800000000001,17.28,75,68.98,68.98,75,17.28,88.04,88.04,88.04,88.04,75]
[null,2960,null,135.59100000000001,135.59100000000001,135.59100000000001,135.59100000000001,135.59100000000001,22.91,52.408000000000001,22.91,67,22.64,22.64,67,22.91,89.912000000000006,89.912000000000006,89.912000000000006,89.912000000000006,67,null,null,2960,413.452,413.452,413.452,413.452,413.452,17.28,155.26300000000001,17.28,75,68.959999999999994,68.959999999999994,75,17.28,88.007999999999996,88.007999999999996,88.007999999999996,88.007999999999996,75]
[null,2968,null,128.63,128.63,128.63,128.63,128.63,19.649999999999999,46.506,19.649999999999999,47,16.77,16.77,47,19.649999999999999,66.647999999999996,66.647999999999996,66.647999999999996,66.647999999999996,47,null,null,2968,412.87799999999999,412.87799999999999,412.87799999999999,412.87799999999999,412.87799999999999,17.22,155.054,17.22,75,68.87,68.87,75,17.22,87.927999999999997,87.927999999999997,87.927999999999997,87.927999999999997,75]
[null,2977,null,107.533,107.533,107.533,107.533,107.533,11.01,44.023000000000003,11.01,74,26.67,26.67,74,11.01,85.007999999999996,85.007999999999996,85.007999999999996,85.007999999999996,74,null,null,2977,412.12799999999999,412.12799999999999,412.12799999999999,412.12799999999999,412.12799999999999,17.22,154.41999999999999,17.22,74,68.760000000000005,68.760000000000005,74,17.22,87.784000000000006,87.784000000000006,87.784000000000006,87.784000000000006,74]
[null,2989,null,130.74799999999999,130.74799999999999,130.74799999999999,130.74799999999999,130.74799999999999,8.06,46.731000000000002,8.06,44,16.350000000000001,16.350000000000001,44,8.06,52.064,52.064,52.064,52.064,44,null,null,2989,411.12700000000001,411.12700000000001,411.12700000000001,411.12700000000001,411.12700000000001,17.149999999999999,153.96799999999999,17.149999999999999,74,68.66,68.66,74,17.149999999999999,87.567999999999998,87.567999999999998,87.567999999999998,87.567999999999998,74]
[null,2994,null,134.11500000000001,134.11500000000001,134.11500000000001,134.11500000000001,134.11500000000001,5.95,46.929000000000002,5.95,47,16.63,16.63,47,5.95,52.951999999999998,52.951999999999998,52.951999999999998,52.951999999999998,47,null,null,2994,410.65100000000001,410.65100000000001,410.65100000000001,410.65100000000001,410.65100000000001,17.149999999999999,153.72499999999999,17.149999999999999,74,68.61,68.61,74,17.149999999999999,87.528000000000006,87.528000000000006,87.528000000000006,87.528000000000006,74]
[null,3003,null,108.167,108.167,108.167,108.167,108.167,6.08,37.442999999999998,6.08,47,21.93,21.93,47,6.08,53.08,53.08,53.08,53.08,47,null,null,3003,409.68,409.68,409.68,409.68,409.68,17.149999999999999,153.27600000000001,17.149999999999999,74,68.48,68.48,74,17.149999999999999,87.471999999999994,87.471999999999994,87.471999999999994,87.471999999999994,74]
[null,{"$f":"B3022+1","v":3011},null,145.96899999999999,145.96899999999999,145.96899999999999,145.96899999999999,145.96899999999999,6.14,54.561,6.14,36,17.39,17.39,36,6.14,42.143999999999998,42.143999999999998,42.143999999999998,42.143999999999998,36,null,null,3011,408.911,408.911,408.911,408.911,408.911,17.09,153.071,17.09,74,68.290000000000006,68.290000000000006,74,17.09,87.44,87.44,87.44,87.44,74]
[null,3017,null,135.774,135.774,135.774,135.774,135.774,6.14,53.491,6.14,41,19.46,19.46,41,6.14,47.143999999999998,47.143999999999998,47.143999999999998,47.143999999999998,41,null,null,3017,407.90800000000002,407.90800000000002,407.90800000000002,407.90800000000002,407.90800000000002,17.02,153.001,17.02,74,68.239999999999995,68.239999999999995,74,17.02,87.391999999999996,87.391999999999996,87.391999999999996,87.391999999999996,74]
[null,3020,null,149.023,149.023,149.023,149.023,149.023,6.08,54.112000000000002,6.08,37,17.8,17.8,37,6.08,43.08,43.08,43.08,43.08,37,null,null,3020,407.64699999999999,407.64699999999999,407.64699999999999,407.64699999999999,407.64699999999999,17.02,152.81200000000001,17.02,74,68.180000000000007,68.180000000000007,74,17.02,87.376000000000005,87.376000000000005,87.376000000000005,87.376000000000005,74]
[null,3034,null,148.65299999999999,148.65299999999999,148.65299999999999,148.65299999999999,148.65299999999999,19.2,53.241,19.2,39,27.62,27.62,39,19.2,58.2,58.2,58.2,58.2,39,null,null,3034,406.67,406.67,406.67,406.67,406.67,16.96,152.273,16.96,74,68,68,74,16.96,87.152000000000001,87.152000000000001,87.152000000000001,87.152000000000001,74]
[null,3037,null,141.07599999999999,141.07599999999999,141.07599999999999,141.07599999999999,141.07599999999999,19.14,50.713000000000001,19.14,32,24.25,24.25,32,19.14,51.136000000000003,51.136000000000003,51.136000000000003,51.136000000000003,32,null,null,3037,406.12099999999998,406.12099999999998,406.12099999999998,406.12099999999998,406.12099999999998,16.96,152.17400000000001,16.96,74,67.95,67.95,74,16.96,87.144000000000005,87.144000000000005,87.144000000000005,87.144000000000005,74]
[null,3048,null,132.50800000000001,132.50800000000001,132.50800000000001,132.50800000000001,132.50800000000001,12.61,57.002000000000002,12.61,36,23.06,23.06,36,12.61,48.607999999999997,48.607999999999997,48.607999999999997,48.607999999999997,36,null,null,3048,405.495,405.495,405.495,405.495,405.495,16.96,151.74799999999999,16.96,74,67.819999999999993,67.819999999999993,74,16.96,86.992000000000004,86.992000000000004,86.992000000000004,86.992000000000004,74]
[null,3054,null,114.27800000000001,114.27800000000001,114.27800000000001,114.27800000000001,114.27800000000001,19.329999999999998,40.226999999999997,19.329999999999998,44,25.01,25.01,44,19.329999999999998,63.328000000000003,63.328000000000003,63.328000000000003,63.328000000000003,44,null,null,3054,404.62400000000002,404.62400000000002,404.62400000000002,404.62400000000002,404.62400000000002,16.899999999999999,151.578,16.899999999999999,74,67.73,67.73,74,16.899999999999999,86.847999999999999,86.847999999999999,86.847999999999999,86.847999999999999,74]
[null,3062,null,120.788,120.788,120.788,120.788,120.788,22.66,45.305,22.66,31,21.22,21.22,31,22.66,53.655999999999999,53.655999999999999,53.655999999999999,53.655999999999999,31,null,null,3062,404.18900000000002,404.18900000000002,404.18900000000002,404.18900000000002,404.18900000000002,16.899999999999999,151.267,16.899999999999999,73,67.63,67.63,73,16.899999999999999,86.768000000000001,86.768000000000001,86.768000000000001,86.768000000000001,73]
[null,3071,null,136.642,136.642,136.642,136.642,136.642,19.78,51.02,19.78,42,24.42,24.42,42,19.78,61.776000000000003,61.776000000000003,61.776000000000003,61.776000000000003,42,null,null,3071,403.46800000000002,403.46800000000002,403.46800000000002,403.46800000000002,403.46800000000002,16.829999999999998,151.07499999999999,16.829999999999998,73,67.569999999999993,67.569999999999993,73,16.829999999999998,86.656000000000006,86.656000000000006,86.656000000000006,86.656000000000006,73]
[null,3076,null,97.992000000000004,97.992000000000004,97.992000000000004,97.992000000000004,97.992000000000004,17.41,35.106999999999999,17.41,33,15.05,15.05,33,17.41,50.408000000000001,50.408000000000001,50.408000000000001,50.408000000000001,33,null,null,3076,402.97399999999999,402.97399999999999,402.97399999999999,402.97399999999999,402.97399999999999,16.829999999999998,150.96,16.829999999999998,73,67.56,67.56,73,16.829999999999998,86.528000000000006,86.528000000000006,86.528000000000006,86.528000000000006,73]
[null,3080,null,142.50800000000001,142.50800000000001,142.50800000000001,142.50800000000001,142.50800000000001,18.05,51.411000000000001,18.05,54,21.51,21.51,54,18.05,72.048000000000002,72.048000000000002,72.048000000000002,72.048000000000002,54,null,null,3080,402.29199999999997,402.29199999999997,402.29199999999997,402.29199999999997,402.29199999999997,16.829999999999998,150.86000000000001,16.829999999999998,73,67.47,67.47,73,16.829999999999998,86.44,86.44,86.44,86.44,73]
[null,3093,null,137.31899999999999,137.31899999999999,137.31899999999999,137.31899999999999,137.31899999999999,16.32,47.948,16.32,39,16.52,16.52,39,16.32,55.32,55.32,55.32,55.32,39,null,null,3093,400.92700000000002,400.92700000000002,400.92700000000002,400.92700000000002,400.92700000000002,16.77,150.309,16.77,73,67.349999999999994,67.349999999999994,73,16.77,86.335999999999999,86.335999999999999,86.335999999999999,86.335999999999999,73]
[null,3097,null,115.59699999999999,115.59699999999999,115.59699999999999,115.59699999999999,115.59699999999999,13.5,46.957999999999998,13.5,36,19.899999999999999,19.899999999999999,36,13.5,49.503999999999998,49.503999999999998,49.503999999999998,49.503999999999998,36,null,null,3097,400.66399999999999,400.66399999999999,400.66399999999999,400.66399999999999,400.66399999999999,16.77,150.249,16.77,73,67.319999999999993,67.319999999999993,73,16.77,86.311999999999998,86.311999999999998,86.311999999999998,86.311999999999998,73]
[null,3107,null,134.024,134.024,134.024,134.024,134.024,23.17,48.746000000000002,23.17,39,25,25,39,23.17,62.167999999999999,62.167999999999999,62.167999999999999,62.167999999999999,39,null,null,3107,399.49900000000002,399.49900000000002,399.49900000000002,399.49900000000002,399.49900000000002,16.77,149.983,16.77,73,67.19,67.19,73,16.77,86.183999999999997,86.183999999999997,86.183999999999997,86.183999999999997,73]
[null,3114,null,131.93899999999999,131.93899999999999,131.93899999999999,131.93899999999999,131.93899999999999,18.37,44.116,18.37,30,19.46,19.46,30,18.37,48.368000000000002,48.368000000000002,48.368000000000002,48.368000000000002,30,null,null,3114,398.815,398.815,398.815,398.815,398.815,16.77,149.733,16.77,73,67.08,67.08,73,16.77,86.128,86.128,86.128,86.128,73]
[null,3121,null,118.093,118.093,118.093,118.093,118.093,13.89,43.061999999999998,13.89,33,24.56,24.56,33,13.89,46.887999999999998,46.887999999999998,46.887999999999998,46.887999999999998,33,null,null,3121,398.38,398.38,398.38,398.38,398.38,16.7,149.464,16.7,73,67.010000000000005,67.010000000000005,73,16.7,86.04,86.04,86.04,86.04,73]
[null,3131,null,139.691,139.691,139.691,139.691,139.691,19.010000000000002,48.975999999999999,19.010000000000002,34,27.76,27.76,34,19.010000000000002,53.008000000000003,53.008000000000003,53.008000000000003,53.008000000000003,34,null,null,3131,397.80200000000002,397.80200000000002,397.80200000000002,397.80200000000002,397.80200000000002,16.7,149.28700000000001,16.7,73,66.88,66.88,73,16.7,85.896000000000001,85.896000000000001,85.896000000000001,85.896000000000001,73]
[null,3135,null,143.87100000000001,143.87100000000001,143.87100000000001,143.87100000000001,143.87100000000001,19.71,43.484999999999999,19.71,28,24.98,24.98,28,19.71,47.712000000000003,47.712000000000003,47.712000000000003,47.712000000000003,28,null,null,3135,397.35599999999999,397.35599999999999,397.35599999999999,397.35599999999999,397.35599999999999,16.64,149.166,16.64,73,66.819999999999993,66.819999999999993,73,16.64,85.864000000000004,85.864000000000004,85.864000000000004,85.864000000000004,73]
[null,3140,null,143.40100000000001,143.40100000000001,143.40100000000001,143.40100000000001,143.40100000000001,17.22,46.154000000000003,17.22,35,27.34,27.34,35,17.22,52.216000000000001,52.216000000000001,52.216000000000001,52.216000000000001,35,null,null,3140,396.94799999999998,396.94799999999998,396.94799999999998,396.94799999999998,396.94799999999998,16.64,149.04400000000001,16.64,73,66.8,66.8,73,16.64,85.823999999999998,85.823999999999998,85.823999999999998,85.823999999999998,73]
[null,3149,null,110.90300000000001,110.90300000000001,110.90300000000001,110.90300000000001,110.90300000000001,8.58,34.353999999999999,8.58,32,29.03,29.03,32,8.58,40.576000000000001,40.576000000000001,40.576000000000001,40.576000000000001,32,null,null,3149,396.13400000000001,396.13400000000001,396.13400000000001,396.13400000000001,396.13400000000001,16.579999999999998,148.69200000000001,16.579999999999998,72,66.7,66.7,72,16.579999999999998,85.656000000000006,85.656000000000006,85.656000000000006,85.656000000000006,72]
[null,3157,null,144.655,144.655,144.655,144.655,144.655,6.66,45.439,6.66,29,25.52,25.52,29,6.66,35.655999999999999,35.655999999999999,35.655999999999999,35.655999999999999,29,null,null,3157,395.649,395.649,395.649,395.649,395.649,16.579999999999998,148.249,16.579999999999998,72,66.540000000000006,66.540000000000006,72,16.579999999999998,85.567999999999998,85.567999999999998,85.567999999999998,85.567999999999998,72]
[null,3166,null,133.47900000000001,133.47900000000001,133.47900000000001,133.47900000000001,133.47900000000001,4.4800000000000004,42.05,4.4800000000000004,32,26.1,26.1,32,4.4800000000000004,36.479999999999997,36.479999999999997,36.479999999999997,36.479999999999997,32,null,null,3166,394.88799999999998,394.88799999999998,394.88799999999998,394.88799999999998,394.88799999999998,16.510000000000002,147.98699999999999,16.510000000000002,72,66.36,66.36,72,16.510000000000002,85.391999999999996,85.391999999999996,85.391999999999996,85.391999999999996,72]
[null,3174,null,97.284000000000006,97.284000000000006,97.284000000000006,97.284000000000006,97.284000000000006,4.42,32.24,4.42,38,29.74,29.74,38,4.42,42.415999999999997,42.415999999999997,42.415999999999997,42.415999999999997,38,null,null,3174,394.38299999999998,394.38299999999998,394.38299999999998,394.38299999999998,394.38299999999998,16.510000000000002,147.708,16.510000000000002,72,66.28,66.28,72,16.510000000000002,85.272000000000006,85.272000000000006,85.272000000000006,85.272000000000006,72]
[null,3180,null,140.55000000000001,140.55000000000001,140.55000000000001,140.55000000000001,140.55000000000001,4.4800000000000004,43.075000000000003,4.4800000000000004,29,23.49,23.49,29,4.4800000000000004,33.479999999999997,33.479999999999997,33.479999999999997,33.479999999999997,29,null,null,3180,393.85599999999999,393.85599999999999,393.85599999999999,393.85599999999999,393.85599999999999,16.510000000000002,147.61799999999999,16.510000000000002,72,66.209999999999994,66.209999999999994,72,16.510000000000002,85.207999999999998,85.207999999999998,85.207999999999998,85.207999999999998,72]
[null,3191,null,143.94800000000001,143.94800000000001,143.94800000000001,143.94800000000001,143.94800000000001,8,51.238,8,29,25.95,25.95,29,8,37,37,37,37,29,null,null,3191,392.94200000000001,392.94200000000001,392.94200000000001,392.94200000000001,392.94200000000001,16.45,147.23099999999999,16.45,72,66.08,66.08,72,16.45,85.103999999999999,85.103999999999999,85.103999999999999,85.103999999999999,72]
[null,3194,null,106.03100000000001,106.03100000000001,106.03100000000001,106.03100000000001,106.03100000000001,8.9600000000000009,35.677999999999997,8.9600000000000009,24,19.78,19.78,24,8.9600000000000009,32.96,32.96,32.96,32.96,24,null,null,3194,392.79700000000003,392.79700000000003,392.79700000000003,392.79700000000003,392.79700000000003,16.45,147.077,16.45,72,66.069999999999993,66.069999999999993,72,16.45,85.08,85.08,85.08,85.08,72]
[null,3200,null,143.41900000000001,143.41900000000001,143.41900000000001,143.41900000000001,143.41900000000001,12.61,49.23,12.61,30,25.53,25.53,30,12.61,42.607999999999997,42.607999999999997,42.607999999999997,42.607999999999997,30,null,null,3200,392.39499999999998,392.39499999999998,392.39499999999998,392.39499999999998,392.39499999999998,16.45,147,16.45,72,66,66,72,16.45,85.024000000000001,85.024000000000001,85.024000000000001,85.024000000000001,72]
[null,3208,null,124.10899999999999,124.10899999999999,124.10899999999999,124.10899999999999,124.10899999999999,18.75,44.670999999999999,18.75,21,23.86,23.86,21,18.75,39.752000000000002,39.752000000000002,39.752000000000002,39.752000000000002,21,null,null,3208,391.65800000000002,391.65800000000002,391.65800000000002,391.65800000000002,391.65800000000002,16.38,146.875,16.38,72,65.89,65.89,72,16.38,84.951999999999998,84.951999999999998,84.951999999999998,84.951999999999998,72]
[null,3217,null,108.27,108.27,108.27,108.27,108.27,13.44,42.204000000000001,13.44,18,19.73,19.73,18,13.44,31.44,31.44,31.44,31.44,18,null,null,3217,391.03399999999999,391.03399999999999,391.03399999999999,391.03399999999999,391.03399999999999,16.38,146.49700000000001,16.38,72,65.760000000000005,65.760000000000005,72,16.38,84.808000000000007,84.808000000000007,84.808000000000007,84.808000000000007,72]
[null,3225,null,125.051,125.051,125.051,125.051,125.051,23.42,48.944000000000003,23.42,21,27.9,27.9,21,23.42,44.423999999999999,44.423999999999999,44.423999999999999,44.423999999999999,21,null,null,3225,390.27699999999999,390.27699999999999,390.27699999999999,390.27699999999999,390.27699999999999,16.38,146.244,16.38,71,65.67,65.67,71,16.38,84.736000000000004,84.736000000000004,84.736000000000004,84.736000000000004,71]
[null,3234,null,118.96599999999999,118.96599999999999,118.96599999999999,118.96599999999999,118.96599999999999,17.79,41.14,17.79,22,25.01,25.01,22,17.79,39.792000000000002,39.792000000000002,39.792000000000002,39.792000000000002,22,null,null,3234,389.72899999999998,389.72899999999998,389.72899999999998,389.72899999999998,389.72899999999998,16.32,145.94900000000001,16.32,71,65.599999999999994,65.599999999999994,71,16.32,84.616,84.616,84.616,84.616,71]
[null,3239,null,128.49799999999999,128.49799999999999,128.49799999999999,128.49799999999999,128.49799999999999,19.010000000000002,45.634999999999998,19.010000000000002,22,25.76,25.76,22,19.010000000000002,41.008000000000003,41.008000000000003,41.008000000000003,41.008000000000003,22,null,null,3239,389.279,389.279,389.279,389.279,389.279,16.32,145.815,16.32,71,65.569999999999993,65.569999999999993,71,16.32,84.456000000000003,84.456000000000003,84.456000000000003,84.456000000000003,71]
[null,3251,null,129.18100000000001,129.18100000000001,129.18100000000001,129.18100000000001,129.18100000000001,18.18,46.103000000000002,18.18,22,18.739999999999998,18.739999999999998,22,18.18,40.176000000000002,40.176000000000002,40.176000000000002,40.176000000000002,22,null,null,3251,388.45100000000002,388.45100000000002,388.45100000000002,388.45100000000002,388.45100000000002,16.260000000000002,145.47499999999999,16.260000000000002,71,65.319999999999993,65.319999999999993,71,16.260000000000002,84.296000000000006,84.296000000000006,84.296000000000006,84.296000000000006,71]
[null,3253,null,130.63,130.63,130.63,130.63,130.63,21.12,43.747999999999998,21.12,22,20.09,20.09,22,21.12,43.12,43.12,43.12,43.12,22,null,null,3253,388.346,388.346,388.346,388.346,388.346,16.260000000000002,145.41999999999999,16.260000000000002,71,65.25,65.25,71,16.260000000000002,84.272000000000006,84.272000000000006,84.272000000000006,84.272000000000006,71]
[null,3260,null,127.185,127.185,127.185,127.185,127.185,14.59,43.524000000000001,14.59,21,16.59,16.59,21,14.59,35.591999999999999,35.591999999999999,35.591999999999999,35.591999999999999,21,null,null,3260,387.64,387.64,387.64,387.64,387.64,16.260000000000002,145.251,16.260000000000002,71,65.180000000000007,65.180000000000007,71,16.260000000000002,84.168000000000006,84.168000000000006,84.168000000000006,84.168000000000006,71]
[null,3274,null,128.05500000000001,128.05500000000001,128.05500000000001,128.05500000000001,128.05500000000001,19.649999999999999,48.951000000000001,19.649999999999999,24,20.73,20.73,24,19.649999999999999,43.648000000000003,43.648000000000003,43.648000000000003,43.648000000000003,24,null,null,3274,386.10500000000002,386.10500000000002,386.10500000000002,386.10500000000002,386.10500000000002,16.190000000000001,144.42699999999999,16.190000000000001,71,65,65,71,16.190000000000001,84,84,84,84,71]
[null,3277,null,122.012,122.012,122.012,122.012,122.012,19.260000000000002,42.694000000000003,19.260000000000002,22,19.64,19.64,22,19.260000000000002,41.264000000000003,41.264000000000003,41.264000000000003,41.264000000000003,22,null,null,3277,385.99099999999999,385.99099999999999,385.99099999999999,385.99099999999999,385.99099999999999,16.190000000000001,144.33099999999999,16.190000000000001,71,64.89,64.89,71,16.190000000000001,83.951999999999998,83.951999999999998,83.951999999999998,83.951999999999998,71]
[null,3284,null,130.58699999999999,130.58699999999999,130.58699999999999,130.58699999999999,130.58699999999999,18.11,43.052999999999997,18.11,19,17.64,17.64,19,18.11,37.112000000000002,37.112000000000002,37.112000000000002,37.112000000000002,19,null,null,3284,385.476,385.476,385.476,385.476,385.476,16.13,144.11000000000001,16.13,71,64.75,64.75,71,16.13,83.847999999999999,83.847999999999999,83.847999999999999,83.847999999999999,71]
[null,3294,null,94.8,94.8,94.8,94.8,94.8,12.42,33.655999999999999,12.42,24,20.64,20.64,24,12.42,36.415999999999997,36.415999999999997,36.415999999999997,36.415999999999997,24,null,null,3294,385.024,385.024,385.024,385.024,385.024,16.13,143.84100000000001,16.13,71,64.62,64.62,71,16.13,83.751999999999995,83.751999999999995,83.751999999999995,83.751999999999995,71]
[null,3298,null,126.426,126.426,126.426,126.426,126.426,14.59,47.854999999999997,14.59,20,19.62,19.62,20,14.59,34.591999999999999,34.591999999999999,34.591999999999999,34.591999999999999,20,null,null,3298,384.68599999999998,384.68599999999998,384.68599999999998,384.68599999999998,384.68599999999998,16.13,143.69999999999999,16.13,70,64.56,64.56,70,16.13,83.703999999999994,83.703999999999994,83.703999999999994,83.703999999999994,70]
[null,3311,null,133.26599999999999,133.26599999999999,133.26599999999999,133.26599999999999,133.26599999999999,9.73,39.247,9.73,18,15.71,15.71,18,9.73,27.728000000000002,27.728000000000002,27.728000000000002,27.728000000000002,18,null,null,3311,384.00099999999998,384.00099999999998,384.00099999999998,384.00099999999998,384.00099999999998,16.059999999999999,143.316,16.059999999999999,70,64.430000000000007,64.430000000000007,70,16.059999999999999,83.495999999999995,83.495999999999995,83.495999999999995,83.495999999999995,70]
[null,3319,null,112.098,112.098,112.098,112.098,112.098,6.34,31.381,6.34,18,24.96,24.96,18,6.34,24.335999999999999,24.335999999999999,24.335999999999999,24.335999999999999,18,null,null,3319,383.375,383.375,383.375,383.375,383.375,16,143.08199999999999,16,70,64.36,64.36,70,16,83.408000000000001,83.408000000000001,83.408000000000001,83.408000000000001,70]
[null,3320,null,120.14100000000001,120.14100000000001,120.14100000000001,120.14100000000001,120.14100000000001,6.98,32.746000000000002,6.98,19,26.71,26.71,19,6.98,25.975999999999999,25.975999999999999,25.975999999999999,25.975999999999999,19,null,null,3320,383.28899999999999,383.28899999999999,383.28899999999999,383.28899999999999,383.28899999999999,16,142.94999999999999,16,70,64.33,64.33,70,16,83.384,83.384,83.384,83.384,70]
[null,3333,null,111.548,111.548,111.548,111.548,111.548,4.4800000000000004,34.481999999999999,4.4800000000000004,18,23.11,23.11,18,4.4800000000000004,22.48,22.48,22.48,22.48,18,null,null,3333,382.28100000000001,382.28100000000001,382.28100000000001,382.28100000000001,382.28100000000001,16,142.505,16,70,64.209999999999994,64.209999999999994,70,16,83.24,83.24,83.24,83.24,70]
[null,3337,null,115.76,115.76,115.76,115.76,115.76,4.4800000000000004,33.725999999999999,4.4800000000000004,16,25.16,25.16,16,4.4800000000000004,20.48,20.48,20.48,20.48,16,null,null,3337,382.00400000000002,382.00400000000002,382.00400000000002,382.00400000000002,382.00400000000002,16,142.41200000000001,16,70,64.14,64.14,70,16,83.191999999999993,83.191999999999993,83.191999999999993,83.191999999999993,70]
[null,3343,null,96.254000000000005,96.254000000000005,96.254000000000005,96.254000000000005,96.254000000000005,4.54,31.204999999999998,4.54,18,27.62,27.62,18,4.54,22.544,22.544,22.544,22.544,18,null,null,3343,381.27600000000001,381.27600000000001,381.27600000000001,381.27600000000001,381.27600000000001,16,142.32599999999999,16,70,64.06,64.06,70,16,83.103999999999999,83.103999999999999,83.103999999999999,83.103999999999999,70]
[null,3354,null,105.371,105.371,105.371,105.371,105.371,4.6100000000000003,33.021999999999998,4.6100000000000003,19,28.97,28.97,19,4.6100000000000003,23.608000000000001,23.608000000000001,23.608000000000001,23.608000000000001,19,null,null,3354,380.46600000000001,380.46600000000001,380.46600000000001,380.46600000000001,380.46600000000001,15.94,142.024,15.94,70,63.93,63.93,70,15.94,82.992000000000004,82.992000000000004,82.992000000000004,82.992000000000004,70]
[null,3364,null,88.649000000000001,88.649000000000001,88.649000000000001,88.649000000000001,88.649000000000001,7.49,30.404,7.49,14,18.579999999999998,18.579999999999998,14,7.49,21.488,21.488,21.488,21.488,14,null,null,3364,378.59500000000003,378.59500000000003,378.59500000000003,378.59500000000003,378.59500000000003,15.94,141.63,15.94,69,63.77,63.77,69,15.94,82.823999999999998,82.823999999999998,82.823999999999998,82.823999999999998,69]
[null,3371,null,135.81700000000001,135.81700000000001,135.81700000000001,135.81700000000001,135.81700000000001,17.28,41.435000000000002,17.28,18,30.51,30.51,18,17.28,35.28,35.28,35.28,35.28,18,null,null,3371,377.44400000000002,377.44400000000002,377.44400000000002,377.44400000000002,377.44400000000002,15.94,141.43799999999999,15.94,69,63.71,63.71,69,15.94,82.768000000000001,82.768000000000001,82.768000000000001,82.768000000000001,69]
[null,3378,null,122.065,122.065,122.065,122.065,122.065,18.690000000000001,37.081000000000003,18.690000000000001,17,30.85,30.85,17,18.690000000000001,35.688000000000002,35.688000000000002,35.688000000000002,35.688000000000002,17,null,null,3378,376.21,376.21,376.21,376.21,376.21,15.87,141.18799999999999,15.87,69,63.59,63.59,69,15.87,82.712000000000003,82.712000000000003,82.712000000000003,82.712000000000003,69]
[null,3380,null,127.494,127.494,127.494,127.494,127.494,17.79,38.545000000000002,17.79,16,29.21,29.21,16,17.79,33.792000000000002,33.792000000000002,33.792000000000002,33.792000000000002,16,null,null,3380,376.02,376.02,376.02,376.02,376.02,15.87,141.108,15.87,69,63.56,63.56,69,15.87,82.712000000000003,82.712000000000003,82.712000000000003,82.712000000000003,69]
[null,3392,null,131.149,131.149,131.149,131.149,131.149,17.73,41.796999999999997,17.73,19,29.93,29.93,19,17.73,36.728000000000002,36.728000000000002,36.728000000000002,36.728000000000002,19,null,null,3392,375.05599999999998,375.05599999999998,375.05599999999998,375.05599999999998,375.05599999999998,15.87,140.82,15.87,69,63.41,63.41,69,15.87,82.536000000000001,82.536000000000001,82.536000000000001,82.536000000000001,69]
[null,3397,null,110.911,110.911,110.911,110.911,110.911,20.48,39.371000000000002,20.48,19,32.22,32.22,19,20.48,39.479999999999997,39.479999999999997,39.479999999999997,39.479999999999997,19,null,null,3397,374.63299999999998,374.63299999999998,374.63299999999998,374.63299999999998,374.63299999999998,15.87,140.72,15.87,69,63.34,63.34,69,15.87,82.447999999999993,82.447999999999993,82.447999999999993,82.447999999999993,69]
[null,3409,null,117,117,117,117,117,13.25,40.783999999999999,13.25,15,28.89,28.89,15,13.25,28.248000000000001,28.248000000000001,28.248000000000001,28.248000000000001,15,null,null,3409,373.30900000000003,373.30900000000003,373.30900000000003,373.30900000000003,373.30900000000003,15.81,140.4,15.81,69,63.12,63.12,69,15.81,82.215999999999994,82.215999999999994,82.215999999999994,82.215999999999994,69]
[null,3414,null,80.361999999999995,80.361999999999995,80.361999999999995,80.361999999999995,80.361999999999995,14.53,32.89,14.53,18,33.29,33.29,18,14.53,32.527999999999999,32.527999999999999,32.527999999999999,32.527999999999999,18,null,null,3414,372.95499999999998,372.95499999999998,372.95499999999998,372.95499999999998,372.95499999999998,15.81,140.214,15.81,69,63.09,63.09,69,15.81,82.135999999999996,82.135999999999996,82.135999999999996,82.135999999999996,69]
[null,3423,null,118.803,118.803,118.803,118.803,118.803,17.98,43.536000000000001,17.98,16,34.83,34.83,16,17.98,33.984000000000002,33.984000000000002,33.984000000000002,33.984000000000002,16,null,null,3423,372.07,372.07,372.07,372.07,372.07,15.74,140.048,15.74,68,62.99,62.99,68,15.74,82.04,82.04,82.04,82.04,68]
[null,3431,null,136.02600000000001,136.02600000000001,136.02600000000001,136.02600000000001,136.02600000000001,13.95,47.15,13.95,18,32.78,32.78,18,13.95,31.952000000000002,31.952000000000002,31.952000000000002,31.952000000000002,18,null,null,3431,371.28300000000002,371.28300000000002,371.28300000000002,371.28300000000002,371.28300000000002,15.74,139.846,15.74,68,62.91,62.91,68,15.74,81.968000000000004,81.968000000000004,81.968000000000004,81.968000000000004,68]
[null,3437,null,92.06,92.06,92.06,92.06,92.06,12.8,32.515000000000001,12.8,13,19.37,19.37,13,12.8,25.8,25.8,25.8,25.8,13,null,null,3437,370.75599999999997,370.75599999999997,370.75599999999997,370.75599999999997,370.75599999999997,15.68,139.554,15.68,68,62.86,62.86,68,15.68,81.84,81.84,81.84,81.84,68]
[null,3440,null,128.21100000000001,128.21100000000001,128.21100000000001,128.21100000000001,128.21100000000001,16.32,45.52,16.32,19,26.5,26.5,19,16.32,35.32,35.32,35.32,35.32,19,null,null,3440,370.62099999999998,370.62099999999998,370.62099999999998,370.62099999999998,370.62099999999998,15.68,139.52500000000001,15.68,68,62.84,62.84,68,15.68,81.72,81.72,81.72,81.72,68]
[null,3451,null,128.875,128.875,128.875,128.875,128.875,16.45,42.908000000000001,16.45,16,24.32,24.32,16,16.45,32.448,32.448,32.448,32.448,16,null,null,3451,369.75700000000001,369.75700000000001,369.75700000000001,369.75700000000001,369.75700000000001,15.68,139.18899999999999,15.68,68,62.66,62.66,68,15.68,81.623999999999995,81.623999999999995,81.623999999999995,81.623999999999995,68]
[null,3457,null,107.309,107.309,107.309,107.309,107.309,16.059999999999999,42.87,16.059999999999999,17,27.6,27.6,17,16.059999999999999,33.064,33.064,33.064,33.064,17,null,null,3457,369.13400000000001,369.13400000000001,369.13400000000001,369.13400000000001,369.13400000000001,15.62,138.87799999999999,15.62,68,62.57,62.57,68,15.62,81.488,81.488,81.488,81.488,68]
[null,3465,null,138.113,138.113,138.113,138.113,138.113,13.25,49.765000000000001,13.25,20,27.69,27.69,20,13.25,33.247999999999998,33.247999999999998,33.247999999999998,33.247999999999998,20,null,null,3465,368.22500000000002,368.22500000000002,368.22500000000002,368.22500000000002,368.22500000000002,15.62,138.31800000000001,15.62,68,62.46,62.46,68,15.62,81.432000000000002,81.432000000000002,81.432000000000002,81.432000000000002,68]
[null,3474,null,131.69300000000001,131.69300000000001,131.69300000000001,131.69300000000001,131.69300000000001,11.97,42.174999999999997,11.97,16,23.35,23.35,16,11.97,27.968,27.968,27.968,27.968,16,null,null,3474,367.10700000000003,367.10700000000003,367.10700000000003,367.10700000000003,367.10700000000003,15.62,137.96799999999999,15.62,68,62.29,62.29,68,15.62,81.319999999999993,81.319999999999993,81.319999999999993,81.319999999999993,68]
[null,3482,null,112.962,112.962,112.962,112.962,112.962,8.1300000000000008,31.428999999999998,8.1300000000000008,12,24.84,24.84,12,8.1300000000000008,20.128,20.128,20.128,20.128,12,null,null,3482,366.32900000000001,366.32900000000001,366.32900000000001,366.32900000000001,366.32900000000001,15.55,137.488,15.55,68,62.17,62.17,68,15.55,81.2,81.2,81.2,81.2,68]
[null,3491,null,143.91200000000001,143.91200000000001,143.91200000000001,143.91200000000001,143.91200000000001,5.89,40.012,5.89,16,27.06,27.06,16,5.89,21.888000000000002,21.888000000000002,21.888000000000002,21.888000000000002,16,null,null,3491,365.86799999999999,365.86799999999999,365.86799999999999,365.86799999999999,365.86799999999999,15.55,137.19300000000001,15.55,67,62.08,62.08,67,15.55,81.111999999999995,81.111999999999995,81.111999999999995,81.111999999999995,67]
[null,3496,null,134.22999999999999,134.22999999999999,134.22999999999999,134.22999999999999,134.22999999999999,5.95,37.241,5.95,17,28.42,28.42,17,5.95,22.952000000000002,22.952000000000002,22.952000000000002,22.952000000000002,17,null,null,3496,364.80599999999998,364.80599999999998,364.80599999999998,364.80599999999998,364.80599999999998,15.55,137.06200000000001,15.55,67,62.03,62.03,67,15.55,80.983999999999995,80.983999999999995,80.983999999999995,80.983999999999995,67]
[null,3500,null,121.291,121.291,121.291,121.291,121.291,5.95,37.656999999999996,5.95,17,28.42,28.42,17,5.95,22.952000000000002,22.952000000000002,22.952000000000002,22.952000000000002,17,null,null,3500,364.52600000000001,364.52600000000001,364.52600000000001,364.52600000000001,364.52600000000001,15.49,136.96600000000001,15.49,67,61.99,61.99,67,15.49,80.903999999999996,80.903999999999996,80.903999999999996,80.903999999999996,67]
[null,3510,null,107.739,107.739,107.739,107.739,107.739,5.89,30.789000000000001,5.89,18,25,25,18,5.89,23.888000000000002,23.888000000000002,23.888000000000002,23.888000000000002,18,null,null,3510,363.46,363.46,363.46,363.46,363.46,15.49,136.61600000000001,15.49,67,61.88,61.88,67,15.49,80.808000000000007,80.808000000000007,80.808000000000007,80.808000000000007,67]
[null,3517,null,132.23699999999999,132.23699999999999,132.23699999999999,132.23699999999999,132.23699999999999,5.82,39.468000000000004,5.82,15,21.76,21.76,15,5.82,20.824000000000002,20.824000000000002,20.824000000000002,20.824000000000002,15,null,null,3517,362.58699999999999,362.58699999999999,362.58699999999999,362.58699999999999,362.58699999999999,15.42,136.357,15.42,67,61.76,61.76,67,15.42,80.703999999999994,80.703999999999994,80.703999999999994,80.703999999999994,67]
[null,3524,null,133.607,133.607,133.607,133.607,133.607,5.76,39.593000000000004,5.76,18,24.89,24.89,18,5.76,23.76,23.76,23.76,23.76,18,null,null,3524,361.96100000000001,361.96100000000001,361.96100000000001,361.96100000000001,361.96100000000001,15.36,136.15199999999999,15.36,67,61.7,61.7,67,15.36,80.616,80.616,80.616,80.616,67]
[null,3534,null,110.889,110.889,110.889,110.889,110.889,5.0599999999999996,36.389000000000003,5.0599999999999996,18,21.17,21.17,18,5.0599999999999996,23.056000000000001,23.056000000000001,23.056000000000001,23.056000000000001,18,null,null,3534,361.25900000000001,361.25900000000001,361.25900000000001,361.25900000000001,361.25900000000001,15.36,135.96899999999999,15.36,67,61.52,61.52,67,15.36,80.456000000000003,80.456000000000003,80.456000000000003,80.456000000000003,67]
[null,3541,null,132.268,132.268,132.268,132.268,132.268,16.96,44.142000000000003,16.96,16,30.24,30.24,16,16.96,32.96,32.96,32.96,32.96,16,null,null,3541,360.67399999999998,360.67399999999998,360.67399999999998,360.67399999999998,360.67399999999998,15.3,135.62,15.3,66,61.42,61.42,66,15.3,80.272000000000006,80.272000000000006,80.272000000000006,80.272000000000006,66]
[null,3551,null,140.80799999999999,140.80799999999999,140.80799999999999,140.80799999999999,140.80799999999999,11.26,45.326999999999998,11.26,14,23.18,23.18,14,11.26,25.263999999999999,25.263999999999999,25.263999999999999,25.263999999999999,14,null,null,3551,359.51799999999997,359.51799999999997,359.51799999999997,359.51799999999997,359.51799999999997,15.23,135.149,15.23,66,61.22,61.22,66,15.23,80.103999999999999,80.103999999999999,80.103999999999999,80.103999999999999,66]
[null,3555,null,94.247,94.247,94.247,94.247,94.247,12.16,31.602,12.16,10,14.1,14.1,10,12.16,22.16,22.16,22.16,22.16,10,null,null,3555,358.81400000000002,358.81400000000002,358.81400000000002,358.81400000000002,358.81400000000002,15.23,134.95699999999999,15.23,66,61.14,61.14,66,15.23,80.063999999999993,80.063999999999993,80.063999999999993,80.063999999999993,66]
[null,3560,null,148.876,148.876,148.876,148.876,148.876,18.62,42.244999999999997,18.62,15,21.34,21.34,15,18.62,33.624000000000002,33.624000000000002,33.624000000000002,33.624000000000002,15,null,null,3560,358.41399999999999,358.41399999999999,358.41399999999999,358.41399999999999,358.41399999999999,15.23,134.72900000000001,15.23,66,61.11,61.11,66,15.23,80.016000000000005,80.016000000000005,80.016000000000005,80.016000000000005,66]
[null,3569,null,111.446,111.446,111.446,111.446,111.446,12.22,40.762,12.22,14,16.64,16.64,14,12.22,26.224,26.224,26.224,26.224,14,null,null,3569,357.53699999999998,357.53699999999998,357.53699999999998,357.53699999999998,357.53699999999998,15.17,134.393,15.17,66,60.95,60.95,66,15.17,79.944000000000003,79.944000000000003,79.944000000000003,79.944000000000003,66]
[null,3577,null,121.331,121.331,121.331,121.331,121.331,11.46,40.112000000000002,11.46,13,16.16,16.16,13,11.46,24.456,24.456,24.456,24.456,13,null,null,3577,356.90899999999999,356.90899999999999,356.90899999999999,356.90899999999999,356.90899999999999,15.17,134.16499999999999,15.17,66,60.74,60.74,66,15.17,79.831999999999994,79.831999999999994,79.831999999999994,79.831999999999994,66]
[null,3583,null,113.675,113.675,113.675,113.675,113.675,9.66,39.08,9.66,16,16.95,16.95,16,9.66,25.664000000000001,25.664000000000001,25.664000000000001,25.664000000000001,16,null,null,3583,356.30500000000001,356.30500000000001,356.30500000000001,356.30500000000001,356.30500000000001,15.17,133.95099999999999,15.17,65,60.68,60.68,65,15.17,79.712000000000003,79.712000000000003,79.712000000000003,79.712000000000003,65]
[null,3594,null,122.619,122.619,122.619,122.619,122.619,11.2,43.024000000000001,11.2,14,16.62,16.62,14,11.2,25.2,25.2,25.2,25.2,14,null,null,3594,355.37400000000002,355.37400000000002,355.37400000000002,355.37400000000002,355.37400000000002,15.1,133.63999999999999,15.1,65,60.57,60.57,65,15.1,79.591999999999999,79.591999999999999,79.591999999999999,79.591999999999999,65]
[null,3600,null,128.833,128.833,128.833,128.833,128.833,4.03,45.384999999999998,4.03,14,11.87,11.87,14,4.03,18.032,18.032,18.032,18.032,14,null,null,3600,354.82299999999998,354.82299999999998,354.82299999999998,354.82299999999998,354.82299999999998,15.1,133.31,15.1,65,60.49,60.49,65,15.1,79.463999999999999,79.463999999999999,79.463999999999999,79.463999999999999,65]
[null,3611,null,124.38500000000001,124.38500000000001,124.38500000000001,124.38500000000001,124.38500000000001,7.42,42.011000000000003,7.42,11,16.37,16.37,11,7.42,18.423999999999999,18.423999999999999,18.423999999999999,18.423999999999999,11,null,null,3611,353.60599999999999,353.60599999999999,353.60599999999999,353.60599999999999,353.60599999999999,15.04,132.583,15.04,65,60.32,60.32,65,15.04,79.272000000000006,79.272000000000006,79.272000000000006,79.272000000000006,65]
[null,3614,null,125.29600000000001,125.29600000000001,125.29600000000001,125.29600000000001,125.29600000000001,8.6999999999999993,39.996000000000002,8.6999999999999993,15,21.08,21.08,15,8.6999999999999993,23.704000000000001,23.704000000000001,23.704000000000001,23.704000000000001,15,null,null,3614,353.11599999999999,353.11599999999999,353.11599999999999,353.11599999999999,353.11599999999999,15.04,132.55699999999999,15.04,65,60.28,60.28,65,15.04,79.231999999999999,79.231999999999999,79.231999999999999,79.231999999999999,65]
[null,3620,null,133.50700000000001,133.50700000000001,133.50700000000001,133.50700000000001,133.50700000000001,6.14,45.058,6.14,15,18.77,18.77,15,6.14,21.143999999999998,21.143999999999998,21.143999999999998,21.143999999999998,15,null,null,3620,352.45600000000002,352.45600000000002,352.45600000000002,352.45600000000002,352.45600000000002,15.04,132.43199999999999,15.04,65,60.24,60.24,65,15.04,79.144000000000005,79.144000000000005,79.144000000000005,79.144000000000005,65]
[null,3628,null,99.644999999999996,99.644999999999996,99.644999999999996,99.644999999999996,99.644999999999996,5.89,30.582999999999998,5.89,11,21.41,21.41,11,5.89,16.888000000000002,16.888000000000002,16.888000000000002,16.888000000000002,11,null,null,3628,351.91899999999998,351.91899999999998,351.91899999999998,351.91899999999998,351.91899999999998,14.98,132.18199999999999,14.98,65,60.17,60.17,65,14.98,79,79,79,79,65]
[null,3637,null,124.672,124.672,124.672,124.672,124.672,6.85,45.093000000000004,6.85,17,30.16,30.16,17,6.85,23.847999999999999,23.847999999999999,23.847999999999999,23.847999999999999,17,null,null,3637,350.86599999999999,350.86599999999999,350.86599999999999,350.86599999999999,350.86599999999999,14.98,131.87799999999999,14.98,65,60.01,60.01,65,14.98,78.831999999999994,78.831999999999994,78.831999999999994,78.831999999999994,65]
[null,3649,null,119.999,119.999,119.999,119.999,119.999,3.07,40.012,3.07,14,25.87,25.87,14,3.07,17.071999999999999,17.071999999999999,17.071999999999999,17.071999999999999,14,null,null,3649,349.95,349.95,349.95,349.95,349.95,14.91,131.423,14.91,64,59.82,59.82,64,14.91,78.703999999999994,78.703999999999994,78.703999999999994,78.703999999999994,64]
[null,3654,null,100.60899999999999,100.60899999999999,100.60899999999999,100.60899999999999,100.60899999999999,3.07,33.682000000000002,3.07,18,31.92,31.92,18,3.07,21.071999999999999,21.071999999999999,21.071999999999999,21.071999999999999,18,null,null,3654,349.49,349.49,349.49,349.49,349.49,14.91,131.18299999999999,14.91,64,59.79,59.79,64,14.91,78.656000000000006,78.656000000000006,78.656000000000006,78.656000000000006,64]
[null,3659,null,139.393,139.393,139.393,139.393,139.393,3.07,46.625,3.07,16,28.89,28.89,16,3.07,19.071999999999999,19.071999999999999,19.071999999999999,19.071999999999999,16,null,null,3659,349.065,349.065,349.065,349.065,349.065,14.85,131.08000000000001,14.85,64,59.72,59.72,64,14.85,78.632000000000005,78.632000000000005,78.632000000000005,78.632000000000005,64]
[null,3671,null,122.931,122.931,122.931,122.931,122.931,2.88,35.94,2.88,15,27.08,27.08,15,2.88,17.88,17.88,17.88,17.88,15,null,null,3671,348.25,348.25,348.25,348.25,348.25,14.85,130.619,14.85,64,59.56,59.56,64,14.85,78.495999999999995,78.495999999999995,78.495999999999995,78.495999999999995,64]
[null,3673,null,117.464,117.464,117.464,117.464,117.464,3.07,32.095999999999997,3.07,15,22.58,22.58,15,3.07,18.071999999999999,18.071999999999999,18.071999999999999,18.071999999999999,15,null,null,3673,347.82400000000001,347.82400000000001,347.82400000000001,347.82400000000001,347.82400000000001,14.85,130.465,14.85,64,59.52,59.52,64,14.85,78.463999999999999,78.463999999999999,78.463999999999999,78.463999999999999,64]
[null,3680,null,113.41800000000001,113.41800000000001,113.41800000000001,113.41800000000001,113.41800000000001,2.94,32.756,2.94,15,22.33,22.33,15,2.94,17.943999999999999,17.943999999999999,17.943999999999999,17.943999999999999,15,null,null,3680,346.84100000000001,346.84100000000001,346.84100000000001,346.84100000000001,346.84100000000001,14.78,130.071,14.78,64,59.36,59.36,64,14.78,78.376000000000005,78.376000000000005,78.376000000000005,78.376000000000005,64]
[null,3694,null,128.98099999999999,128.98099999999999,128.98099999999999,128.98099999999999,128.98099999999999,2.88,37.808,2.88,16,23.58,23.58,16,2.88,18.88,18.88,18.88,18.88,16,null,null,3694,344.52300000000002,344.52300000000002,344.52300000000002,344.52300000000002,344.52300000000002,14.72,129.417,14.72,64,59.14,59.14,64,14.72,78.168000000000006,78.168000000000006,78.168000000000006,78.168000000000006,64]
[null,3697,null,110.456,110.456,110.456,110.456,110.456,5.7,40.829000000000001,5.7,14,14.77,14.77,14,5.7,19.696000000000002,19.696000000000002,19.696000000000002,19.696000000000002,14,null,null,3697,344.40199999999999,344.40199999999999,344.40199999999999,344.40199999999999,344.40199999999999,14.72,129.30500000000001,14.72,63,59.06,59.06,63,14.72,78.152000000000001,78.152000000000001,78.152000000000001,78.152000000000001,63]
[null,3708,null,128.65299999999999,128.65299999999999,128.65299999999999,128.65299999999999,128.65299999999999,17.22,41.728999999999999,17.22,16,24.89,24.89,16,17.22,33.216000000000001,33.216000000000001,33.216000000000001,33.216000000000001,16,null,null,3708,343.10300000000001,343.10300000000001,343.10300000000001,343.10300000000001,343.10300000000001,14.66,128.70599999999999,14.66,63,58.96,58.96,63,14.66,78.031999999999996,78.031999999999996,78.031999999999996,78.031999999999996,63]
[null,3714,null,124.535,124.535,124.535,124.535,124.535,14.91,38.737000000000002,14.91,14,21.67,21.67,14,14.91,28.911999999999999,28.911999999999999,28.911999999999999,28.911999999999999,14,null,null,3714,{"$f":"LARGE(D$13:D$8748,$X3726)","v":342.25400000000002},{"$f":"LARGE(E$13:E$8748,$X3726)","v":342.25400000000002},{"$f":"LARGE(F$13:F$8748,$X3726)","v":342.25400000000002},{"$f":"LARGE(G$13:G$8748,$X3726)","v":342.25400000000002},{"$f":"LARGE(H$13:H$8748,$X3726)","v":342.25400000000002},{"$f":"LARGE(I$13:I$8748,$X3726)","v":14.66},{"$f":"LARGE(J$13:J$8748,$X3726)","v":128.559},{"$f":"LARGE(K$13:K$8748,$X3726)","v":14.66},{"$f":"LARGE(L$13:L$8748,$X3726)","v":63},{"$f":"LARGE(M$13:M$8748,$X3726)","v":58.88},{"$f":"LARGE(N$13:N$8748,$X3726)","v":58.88},{"$f":"LARGE(O$13:O$8748,$X3726)","v":63},{"$f":"LARGE(P$13:P$8748,$X3726)","v":14.66},{"$f":"LARGE(Q$13:Q$8748,$X3726)","v":77.936000000000007},{"$f":"LARGE(R$13:R$8748,$X3726)","v":77.936000000000007},{"$f":"LARGE(S$13:S$8748,$X3726)","v":77.936000000000007},{"$f":"LARGE(T$13:T$8748,$X3726)","v":77.936000000000007},{"$f":"LARGE(U$13:U$8748,$X3726)","v":63}]
[null,3722,null,103.349,103.349,103.349,103.349,103.349,11.9,31.445,11.9,9,15.24,15.24,9,11.9,20.904,20.904,20.904,20.904,9,null,null,3722,341.11099999999999,341.11099999999999,341.11099999999999,341.11099999999999,341.11099999999999,14.66,128.03299999999999,14.66,63,58.74,58.74,63,14.66,77.816000000000003,77.816000000000003,77.816000000000003,77.816000000000003,63]
[null,3731,null,107.889,107.889,107.889,107.889,107.889,21.06,41.165999999999997,21.06,15,26.32,26.32,15,21.06,36.055999999999997,36.055999999999997,36.055999999999997,36.055999999999997,15,null,null,3731,340.59100000000001,340.59100000000001,340.59100000000001,340.59100000000001,340.59100000000001,14.66,127.62,14.66,63,58.51,58.51,63,14.66,77.671999999999997,77.671999999999997,77.671999999999997,77.671999999999997,63]
[null,3739,null,111.184,111.184,111.184,111.184,111.184,18.88,39.290999999999997,18.88,14,23.99,23.99,14,18.88,32.880000000000003,32.880000000000003,32.880000000000003,32.880000000000003,14,null,null,3739,339.78500000000003,339.78500000000003,339.78500000000003,339.78500000000003,339.78500000000003,14.59,127.373,14.59,63,58.41,58.41,63,14.59,77.536000000000001,77.536000000000001,77.536000000000001,77.536000000000001,63]
[null,3740,null,117.861,117.861,117.861,117.861,117.861,17.66,40.485999999999997,17.66,14,23.11,23.11,14,17.66,31.664000000000001,31.664000000000001,31.664000000000001,31.664000000000001,14,null,null,3740,339.71300000000002,339.71300000000002,339.71300000000002,339.71300000000002,339.71300000000002,14.59,127.245,14.59,63,58.41,58.41,63,14.59,77.52,77.52,77.52,77.52,63]
[null,3753,null,125.556,125.556,125.556,125.556,125.556,20.93,46.337000000000003,20.93,15,20.74,20.74,15,20.93,35.927999999999997,35.927999999999997,35.927999999999997,35.927999999999997,15,null,null,3753,338.04199999999997,338.04199999999997,338.04199999999997,338.04199999999997,338.04199999999997,14.53,126.592,14.53,63,58.17,58.17,63,14.53,77.28,77.28,77.28,77.28,63]
[null,3757,null,118.44499999999999,118.44499999999999,118.44499999999999,118.44499999999999,118.44499999999999,20.54,39.131,20.54,15,20.51,20.51,15,20.54,35.543999999999997,35.543999999999997,35.543999999999997,35.543999999999997,15,null,null,3757,337.69900000000001,337.69900000000001,337.69900000000001,337.69900000000001,337.69900000000001,14.53,126.53400000000001,14.53,63,58.08,58.08,63,14.53,77.16,77.16,77.16,77.16,63]
[null,3767,null,123.642,123.642,123.642,123.642,123.642,18.239999999999998,42.502000000000002,18.239999999999998,14,18.61,18.61,14,18.239999999999998,32.24,32.24,32.24,32.24,14,null,null,3767,335.80599999999998,335.80599999999998,335.80599999999998,335.80599999999998,335.80599999999998,14.46,126.124,14.46,62,57.85,57.85,62,14.46,77.007999999999996,77.007999999999996,77.007999999999996,77.007999999999996,62]
[null,3774,null,99.650999999999996,99.650999999999996,99.650999999999996,99.650999999999996,99.650999999999996,12.54,31.803999999999998,12.54,18,18.57,18.57,18,12.54,30.544,30.544,30.544,30.544,18,null,null,3774,335.08300000000003,335.08300000000003,335.08300000000003,335.08300000000003,335.08300000000003,14.46,125.78100000000001,14.46,62,57.71,57.71,62,14.46,76.951999999999998,76.951999999999998,76.951999999999998,76.951999999999998,62]
[null,3781,null,117.97,117.97,117.97,117.97,117.97,18.18,39.656999999999996,18.18,14,19.61,19.61,14,18.18,32.176000000000002,32.176000000000002,32.176000000000002,32.176000000000002,14,null,null,3781,333.28100000000001,333.28100000000001,333.28100000000001,333.28100000000001,333.28100000000001,14.46,125.49,14.46,62,57.63,57.63,62,14.46,76.888000000000005,76.888000000000005,76.888000000000005,76.888000000000005,62]
[null,3791,null,126.777,126.777,126.777,126.777,126.777,17.22,43.52,17.22,14,19,19,14,17.22,31.216000000000001,31.216000000000001,31.216000000000001,31.216000000000001,14,null,null,3791,331.85599999999999,331.85599999999999,331.85599999999999,331.85599999999999,331.85599999999999,14.4,125.009,14.4,62,57.34,57.34,62,14.4,76.768000000000001,76.768000000000001,76.768000000000001,76.768000000000001,62]
[null,3798,null,100.035,100.035,100.035,100.035,100.035,12.99,30.071000000000002,12.99,18,17.79,17.79,18,12.99,30.992000000000001,30.992000000000001,30.992000000000001,30.992000000000001,18,null,null,3798,331.27600000000001,331.27600000000001,331.27600000000001,331.27600000000001,331.27600000000001,14.4,124.711,14.4,62,57.22,57.22,62,14.4,76.680000000000007,76.680000000000007,76.680000000000007,76.680000000000007,62]
[null,3800,null,119.85899999999999,119.85899999999999,119.85899999999999,119.85899999999999,119.85899999999999,16.96,41.46,16.96,14,17.79,17.79,14,16.96,30.96,30.96,30.96,30.96,14,null,null,3800,331.15199999999999,331.15199999999999,331.15199999999999,331.15199999999999,331.15199999999999,14.4,124.679,14.4,62,57.18,57.18,62,14.4,76.656000000000006,76.656000000000006,76.656000000000006,76.656000000000006,62]
[null,3812,null,127.624,127.624,127.624,127.624,127.624,16.7,41.405999999999999,16.7,14,17.62,17.62,14,16.7,30.704000000000001,30.704000000000001,30.704000000000001,30.704000000000001,14,null,null,3812,330.11799999999999,330.11799999999999,330.11799999999999,330.11799999999999,330.11799999999999,14.34,124.31100000000001,14.34,62,57,57,62,14.34,76.552000000000007,76.552000000000007,76.552000000000007,76.552000000000007,62]
[null,3817,null,114.176,114.176,114.176,114.176,114.176,4.29,36.042999999999999,4.29,9,16.23,16.23,9,4.29,13.288,13.288,13.288,13.288,9,null,null,3817,329.44499999999999,329.44499999999999,329.44499999999999,329.44499999999999,329.44499999999999,14.34,124.048,14.34,61,56.92,56.92,61,14.34,76.52,76.52,76.52,76.52,61]
[null,3826,null,128.25800000000001,128.25800000000001,128.25800000000001,128.25800000000001,128.25800000000001,6.4,37.945999999999998,6.4,10,20.010000000000002,20.010000000000002,10,6.4,16.399999999999999,16.399999999999999,16.399999999999999,16.399999999999999,10,null,null,3826,327.50700000000001,327.50700000000001,327.50700000000001,327.50700000000001,327.50700000000001,14.27,123.574,14.27,61,56.65,56.65,61,14.27,76.391999999999996,76.391999999999996,76.391999999999996,76.391999999999996,61]
[null,3834,null,124.91200000000001,124.91200000000001,124.91200000000001,124.91200000000001,124.91200000000001,5.5,32.362000000000002,5.5,12,21.35,21.35,12,5.5,17.504000000000001,17.504000000000001,17.504000000000001,17.504000000000001,12,null,null,3834,326.71899999999999,326.71899999999999,326.71899999999999,326.71899999999999,326.71899999999999,14.27,123.26900000000001,14.27,61,56.58,56.58,61,14.27,76.248000000000005,76.248000000000005,76.248000000000005,76.248000000000005,61]
[null,3840,null,126.012,126.012,126.012,126.012,126.012,5.44,37.392000000000003,5.44,12,21.23,21.23,12,5.44,17.440000000000001,17.440000000000001,17.440000000000001,17.440000000000001,12,null,null,3840,326.02999999999997,326.02999999999997,326.02999999999997,326.02999999999997,326.02999999999997,14.21,123.084,14.21,61,56.52,56.52,61,14.21,76.183999999999997,76.183999999999997,76.183999999999997,76.183999999999997,61]
[null,3851,null,131.70099999999999,131.70099999999999,131.70099999999999,131.70099999999999,131.70099999999999,5.57,36.965000000000003,5.57,14,21.4,21.4,14,5.57,19.568000000000001,19.568000000000001,19.568000000000001,19.568000000000001,14,null,null,3851,324.79300000000001,324.79300000000001,324.79300000000001,324.79300000000001,324.79300000000001,14.14,122.834,14.14,61,56.21,56.21,61,14.14,76.016000000000005,76.016000000000005,76.016000000000005,76.016000000000005,61]
[null,3857,null,131.286,131.286,131.286,131.286,131.286,5.44,34.566000000000003,5.44,13,20.09,20.09,13,5.44,18.440000000000001,18.440000000000001,18.440000000000001,18.440000000000001,13,null,null,3857,323.75799999999998,323.75799999999998,323.75799999999998,323.75799999999998,323.75799999999998,14.14,122.622,14.14,61,56.05,56.05,61,14.14,75.88,75.88,75.88,75.88,61]
[null,3860,null,137.92400000000001,137.92400000000001,137.92400000000001,137.92400000000001,137.92400000000001,5.38,36.423999999999999,5.38,15,22.27,22.27,15,5.38,20.376000000000001,20.376000000000001,20.376000000000001,20.376000000000001,15,null,null,3860,322.43900000000002,322.43900000000002,322.43900000000002,322.43900000000002,322.43900000000002,14.14,122.523,14.14,61,56.02,56.02,61,14.14,75.847999999999999,75.847999999999999,75.847999999999999,75.847999999999999,61]
[null,3871,null,125.851,125.851,125.851,125.851,125.851,3.65,34.680999999999997,3.65,16,14.7,14.7,16,3.65,19.648,19.648,19.648,19.648,16,null,null,3871,320.77,320.77,320.77,320.77,320.77,14.08,121.607,14.08,61,55.85,55.85,61,14.08,75.751999999999995,75.751999999999995,75.751999999999995,75.751999999999995,61]
[null,3877,null,127.02200000000001,127.02200000000001,127.02200000000001,127.02200000000001,127.02200000000001,19.14,34.805999999999997,19.14,15,25.58,25.58,15,19.14,34.136000000000003,34.136000000000003,34.136000000000003,34.136000000000003,15,null,null,3877,319.83699999999999,319.83699999999999,319.83699999999999,319.83699999999999,319.83699999999999,14.08,121.363,14.08,60,55.79,55.79,60,14.08,75.688000000000002,75.688000000000002,75.688000000000002,75.688000000000002,60]
[null,3885,null,130.83699999999999,130.83699999999999,130.83699999999999,130.83699999999999,130.83699999999999,17.79,39.996000000000002,17.79,14,23.85,23.85,14,17.79,31.792000000000002,31.792000000000002,31.792000000000002,31.792000000000002,14,null,null,3885,317.74,317.74,317.74,317.74,317.74,14.08,121.104,14.08,60,55.64,55.64,60,14.08,75.536000000000001,75.536000000000001,75.536000000000001,75.536000000000001,60]
[null,3894,null,102.39700000000001,102.39700000000001,102.39700000000001,102.39700000000001,102.39700000000001,13.82,26.373999999999999,13.82,18,24.62,24.62,18,13.82,31.824000000000002,31.824000000000002,31.824000000000002,31.824000000000002,18,null,null,3894,316.94499999999999,316.94499999999999,316.94499999999999,316.94499999999999,316.94499999999999,14.02,120.59699999999999,14.02,60,55.49,55.49,60,14.02,75.376000000000005,75.376000000000005,75.376000000000005,75.376000000000005,60]
[null,3899,null,136.089,136.089,136.089,136.089,136.089,20.86,33.765000000000001,20.86,15,27.79,27.79,15,20.86,35.863999999999997,35.863999999999997,35.863999999999997,35.863999999999997,15,null,null,3899,316.03500000000003,316.03500000000003,316.03500000000003,316.03500000000003,316.03500000000003,14.02,120.271,14.02,60,55.35,55.35,60,14.02,75.328000000000003,75.328000000000003,75.328000000000003,75.328000000000003,60]
[null,3911,null,136.476,136.476,136.476,136.476,136.476,16.829999999999998,68.394999999999996,16.829999999999998,14,23.85,23.85,14,16.829999999999998,30.832000000000001,30.832000000000001,30.832000000000001,30.832000000000001,14,null,null,3911,314.47800000000001,314.47800000000001,314.47800000000001,314.47800000000001,314.47800000000001,13.95,119.726,13.95,60,55.05,55.05,60,13.95,75.08,75.08,75.08,75.08,60]
[null,3916,null,97.540999999999997,97.540999999999997,97.540999999999997,97.540999999999997,97.540999999999997,13.12,29.01,13.12,9,15.06,15.06,9,13.12,22.12,22.12,22.12,22.12,9,null,null,3916,313.52499999999998,313.52499999999998,313.52499999999998,313.52499999999998,313.52499999999998,13.95,119.364,13.95,60,54.96,54.96,60,13.95,75.024000000000001,75.024000000000001,75.024000000000001,75.024000000000001,60]
[null,3920,null,134.08500000000001,134.08500000000001,134.08500000000001,134.08500000000001,134.08500000000001,15.1,42.103999999999999,15.1,14,19.82,19.82,14,15.1,29.103999999999999,29.103999999999999,29.103999999999999,29.103999999999999,14,null,null,3920,313.30099999999999,313.30099999999999,313.30099999999999,313.30099999999999,313.30099999999999,13.89,119.16200000000001,13.89,60,54.9,54.9,60,13.89,74.975999999999999,74.975999999999999,74.975999999999999,74.975999999999999,60]
[null,3930,null,125.345,125.345,125.345,125.345,125.345,18.62,33.158999999999999,18.62,13,21.53,21.53,13,18.62,31.623999999999999,31.623999999999999,31.623999999999999,31.623999999999999,13,null,null,3930,311.12299999999999,311.12299999999999,311.12299999999999,311.12299999999999,311.12299999999999,13.89,118.355,13.89,60,54.76,54.76,60,13.89,74.84,74.84,74.84,74.84,60]
[null,3937,null,117.03100000000001,117.03100000000001,117.03100000000001,117.03100000000001,117.03100000000001,14.21,32.72,14.21,13,18.16,18.16,13,14.21,27.207999999999998,27.207999999999998,27.207999999999998,27.207999999999998,13,null,null,3937,310.48,310.48,310.48,310.48,310.48,13.82,117.804,13.82,59,54.57,54.57,59,13.82,74.703999999999994,74.703999999999994,74.703999999999994,74.703999999999994,59]
[null,3944,null,134.654,134.654,134.654,134.654,134.654,15.94,36.04,15.94,15,20.63,20.63,15,15.94,30.936,30.936,30.936,30.936,15,null,null,3944,309.76799999999997,309.76799999999997,309.76799999999997,309.76799999999997,309.76799999999997,13.82,117.214,13.82,59,54.4,54.4,59,13.82,74.591999999999999,74.591999999999999,74.591999999999999,74.591999999999999,59]
[null,3954,null,128.05799999999999,128.05799999999999,128.05799999999999,128.05799999999999,128.05799999999999,18.559999999999999,33.805999999999997,18.559999999999999,15,22.43,22.43,15,18.559999999999999,33.56,33.56,33.56,33.56,15,null,null,3954,308.339,308.339,308.339,308.339,308.339,13.82,116.9,13.82,59,54.21,54.21,59,13.82,74.367999999999995,74.367999999999995,74.367999999999995,74.367999999999995,59]
[null,3958,null,135.96299999999999,135.96299999999999,135.96299999999999,135.96299999999999,135.96299999999999,17.54,38.637999999999998,17.54,15,21.7,21.7,15,17.54,32.536000000000001,32.536000000000001,32.536000000000001,32.536000000000001,15,null,null,3958,307.58199999999999,307.58199999999999,307.58199999999999,307.58199999999999,307.58199999999999,13.76,116.76600000000001,13.76,59,54.08,54.08,59,13.76,74.28,74.28,74.28,74.28,59]
[null,{"$f":"B3982+1","v":3971},null,128.05000000000001,128.05000000000001,128.05000000000001,128.05000000000001,128.05000000000001,21.25,37.683,21.25,16,21.61,21.61,16,21.25,37.247999999999998,37.247999999999998,37.247999999999998,37.247999999999998,16,null,null,3971,305.96199999999999,305.96199999999999,305.96199999999999,305.96199999999999,305.96199999999999,13.76,116.14700000000001,13.76,59,53.8,53.8,59,13.76,74.08,74.08,74.08,74.08,59]
[null,3979,null,127.86799999999999,127.86799999999999,127.86799999999999,127.86799999999999,127.86799999999999,17.66,37.151000000000003,17.66,16,19.579999999999998,19.579999999999998,16,17.66,33.664000000000001,33.664000000000001,33.664000000000001,33.664000000000001,16,null,null,3979,304.20100000000002,304.20100000000002,304.20100000000002,304.20100000000002,304.20100000000002,13.7,115.56100000000001,13.7,59,53.52,53.52,59,13.7,73.92,73.92,73.92,73.92,59]
[null,3980,null,123.517,123.517,123.517,123.517,123.517,16.7,37.587000000000003,16.7,16,18.989999999999998,18.989999999999998,16,16.7,32.704000000000001,32.704000000000001,32.704000000000001,32.704000000000001,16,null,null,3980,304.01400000000001,304.01400000000001,304.01400000000001,304.01400000000001,304.01400000000001,13.7,115.459,13.7,59,53.45,53.45,59,13.7,73.92,73.92,73.92,73.92,59]
[null,3989,null,97.823999999999998,97.823999999999998,97.823999999999998,97.823999999999998,97.823999999999998,6.66,29.731000000000002,6.66,10,16,16,10,6.66,16.655999999999999,16.655999999999999,16.655999999999999,16.655999999999999,10,null,null,3989,301.52600000000001,301.52600000000001,301.52600000000001,301.52600000000001,301.52600000000001,13.7,114.92,13.7,59,53.24,53.24,59,13.7,73.775999999999996,73.775999999999996,73.775999999999996,73.775999999999996,59]
[null,3997,null,130.738,130.738,130.738,130.738,130.738,3.9,40.915999999999997,3.9,14,17.149999999999999,17.149999999999999,14,3.9,17.904,17.904,17.904,17.904,14,null,null,3997,300.93900000000002,300.93900000000002,300.93900000000002,300.93900000000002,300.93900000000002,13.63,114.42700000000001,13.63,59,53.11,53.11,59,13.63,73.671999999999997,73.671999999999997,73.671999999999997,73.671999999999997,59]
[null,4003,null,126.27800000000001,126.27800000000001,126.27800000000001,126.27800000000001,126.27800000000001,3.01,35.761000000000003,3.01,15,17.239999999999998,17.239999999999998,15,3.01,18.007999999999999,18.007999999999999,18.007999999999999,18.007999999999999,15,null,null,4003,299.74799999999999,299.74799999999999,299.74799999999999,299.74799999999999,299.74799999999999,13.63,114.036,13.63,58,52.93,52.93,58,13.63,73.632000000000005,73.632000000000005,73.632000000000005,73.632000000000005,58]
[null,4014,null,99.650999999999996,99.650999999999996,99.650999999999996,99.650999999999996,99.650999999999996,3.01,29.501000000000001,3.01,17,19.239999999999998,19.239999999999998,17,3.01,20.007999999999999,20.007999999999999,20.007999999999999,20.007999999999999,17,null,null,4014,298.02300000000002,298.02300000000002,298.02300000000002,298.02300000000002,298.02300000000002,13.57,113.29900000000001,13.57,58,52.67,52.67,58,13.57,73.408000000000001,73.408000000000001,73.408000000000001,73.408000000000001,58]
[null,4024,null,125.598,125.598,125.598,125.598,125.598,3.9,35.747999999999998,3.9,14,17.22,17.22,14,3.9,17.904,17.904,17.904,17.904,14,null,null,4024,296.22399999999999,296.22399999999999,296.22399999999999,296.22399999999999,296.22399999999999,13.57,112.54600000000001,13.57,58,52.54,52.54,58,13.57,73.144000000000005,73.144000000000005,73.144000000000005,73.144000000000005,58]
[null,4031,null,131.334,131.334,131.334,131.334,131.334,9.41,36.363,9.41,15,23.47,23.47,15,9.41,24.408000000000001,24.408000000000001,24.408000000000001,24.408000000000001,15,null,null,4031,293.71600000000001,293.71600000000001,293.71600000000001,293.71600000000001,293.71600000000001,13.57,111.91500000000001,13.57,58,52.47,52.47,58,13.57,73.024000000000001,73.024000000000001,73.024000000000001,73.024000000000001,58]
[null,4038,null,101.41200000000001,101.41200000000001,101.41200000000001,101.41200000000001,101.41200000000001,7.23,32.054000000000002,7.23,17,13.24,13.24,17,7.23,24.231999999999999,24.231999999999999,24.231999999999999,24.231999999999999,17,null,null,4038,292.04000000000002,292.04000000000002,292.04000000000002,292.04000000000002,292.04000000000002,13.5,111.646,13.5,58,52.3,52.3,58,13.5,72.951999999999998,72.951999999999998,72.951999999999998,72.951999999999998,58]
[null,4040,null,130.29900000000001,130.29900000000001,130.29900000000001,130.29900000000001,130.29900000000001,11.78,36.677,11.78,16,15.21,15.21,16,11.78,27.776,27.776,27.776,27.776,16,null,null,4040,291.60000000000002,291.60000000000002,291.60000000000002,291.60000000000002,291.60000000000002,13.5,111.608,13.5,58,52.3,52.3,58,13.5,72.903999999999996,72.903999999999996,72.903999999999996,72.903999999999996,58]
[null,4048,null,131.083,131.083,131.083,131.083,131.083,15.23,37.164000000000001,15.23,14,15.97,15.97,14,15.23,29.231999999999999,29.231999999999999,29.231999999999999,29.231999999999999,14,null,null,4048,290.12299999999999,290.12299999999999,290.12299999999999,290.12299999999999,290.12299999999999,13.5,111.16500000000001,13.5,58,52.15,52.15,58,13.5,72.744,72.744,72.744,72.744,58]
[null,4057,null,119.185,119.185,119.185,119.185,119.185,12.35,33.569000000000003,12.35,13,11.52,11.52,13,12.35,25.352,25.352,25.352,25.352,13,null,null,4057,288.80900000000003,288.80900000000003,288.80900000000003,288.80900000000003,288.80900000000003,13.44,110.717,13.44,57,51.97,51.97,57,13.44,72.623999999999995,72.623999999999995,72.623999999999995,72.623999999999995,57]
[null,4069,null,133.60900000000001,133.60900000000001,133.60900000000001,133.60900000000001,133.60900000000001,19.010000000000002,35.831000000000003,19.010000000000002,16,15.87,15.87,16,19.010000000000002,35.008000000000003,35.008000000000003,35.008000000000003,35.008000000000003,16,null,null,4069,286.50099999999998,286.50099999999998,286.50099999999998,286.50099999999998,286.50099999999998,13.44,110.182,13.44,57,51.56,51.56,57,13.44,72.367999999999995,72.367999999999995,72.367999999999995,72.367999999999995,57]
[null,4074,null,132.57900000000001,132.57900000000001,132.57900000000001,132.57900000000001,132.57900000000001,21.7,35.950000000000003,21.7,14,16.190000000000001,16.190000000000001,14,21.7,35.695999999999998,35.695999999999998,35.695999999999998,35.695999999999998,14,null,null,4074,285.04300000000001,285.04300000000001,285.04300000000001,285.04300000000001,285.04300000000001,13.44,109.964,13.44,57,51.48,51.48,57,13.44,72.256,72.256,72.256,72.256,57]
[null,4083,null,109.417,109.417,109.417,109.417,109.417,16.32,31.067,16.32,8,11.96,11.96,8,16.32,24.32,24.32,24.32,24.32,8,null,null,4083,282.351,282.351,282.351,282.351,282.351,13.38,109.608,13.38,57,51.27,51.27,57,13.38,72.128,72.128,72.128,72.128,57]
[null,4091,null,136.53700000000001,136.53700000000001,136.53700000000001,136.53700000000001,136.53700000000001,19.78,39.576999999999998,19.78,14,16.64,16.64,14,19.78,33.776000000000003,33.776000000000003,33.776000000000003,33.776000000000003,14,null,null,4091,279.041,279.041,279.041,279.041,279.041,13.38,108.93600000000001,13.38,57,51.24,51.24,57,13.38,72.007999999999996,72.007999999999996,72.007999999999996,72.007999999999996,57]
[null,4097,null,121.346,121.346,121.346,121.346,121.346,18.239999999999998,35.527000000000001,18.239999999999998,15,16.34,16.34,15,18.239999999999998,33.24,33.24,33.24,33.24,15,null,null,4097,277.07400000000001,277.07400000000001,277.07400000000001,277.07400000000001,277.07400000000001,13.38,108.82299999999999,13.38,57,51.06,51.06,57,13.38,71.936000000000007,71.936000000000007,71.936000000000007,71.936000000000007,57]
[null,4100,null,128.74799999999999,128.74799999999999,128.74799999999999,128.74799999999999,128.74799999999999,17.28,36.664000000000001,17.28,13,14.91,14.91,13,17.28,30.28,30.28,30.28,30.28,13,null,null,4100,276.35599999999999,276.35599999999999,276.35599999999999,276.35599999999999,276.35599999999999,13.31,108.625,13.31,57,50.98,50.98,57,13.31,71.888000000000005,71.888000000000005,71.888000000000005,71.888000000000005,57]
[null,4114,null,135.24600000000001,135.24600000000001,135.24600000000001,135.24600000000001,135.24600000000001,20.100000000000001,38.198999999999998,20.100000000000001,16,20.02,20.02,16,20.100000000000001,36.095999999999997,36.095999999999997,36.095999999999997,36.095999999999997,16,null,null,4114,268.96699999999998,268.96699999999998,268.96699999999998,268.96699999999998,268.96699999999998,13.25,107.926,13.25,57,50.66,50.66,57,13.25,71.695999999999998,71.695999999999998,71.695999999999998,71.695999999999998,57]
[null,4117,null,137.685,137.685,137.685,137.685,137.685,19.579999999999998,35.258000000000003,19.579999999999998,15,19.190000000000001,19.190000000000001,15,19.579999999999998,34.584000000000003,34.584000000000003,34.584000000000003,34.584000000000003,15,null,null,4117,266.47300000000001,266.47300000000001,266.47300000000001,266.47300000000001,266.47300000000001,13.25,107.88500000000001,13.25,56,50.6,50.6,56,13.25,71.647999999999996,71.647999999999996,71.647999999999996,71.647999999999996,56]
[null,4128,null,138.809,138.809,138.809,138.809,138.809,11.97,39.082999999999998,11.97,14,14.42,14.42,14,11.97,25.968,25.968,25.968,25.968,14,null,null,4128,257.09100000000001,257.09100000000001,257.09100000000001,257.09100000000001,257.09100000000001,13.25,107.254,13.25,56,50.2,50.2,56,13.25,71.44,71.44,71.44,71.44,56]
[null,4134,null,104.56399999999999,104.56399999999999,104.56399999999999,104.56399999999999,104.56399999999999,12.93,30.869,12.93,19,21.16,21.16,19,12.93,31.928000000000001,31.928000000000001,31.928000000000001,31.928000000000001,19,null,null,4134,242.816,242.816,242.816,242.816,242.816,13.2,106.84,13.2,56,50.13,50.13,56,13.2,71.36,71.36,71.36,71.36,56]
[null,4142,null,135.41,135.41,135.41,135.41,135.41,14.08,37.113,14.08,14,18.64,18.64,14,14.08,28.08,28.08,28.08,28.08,14,null,null,4142,233.48599999999999,233.48599999999999,233.48599999999999,233.48599999999999,233.48599999999999,13.18,106.337,13.18,56,49.93,49.93,56,13.18,71.16,71.16,71.16,71.16,56]
[null,4151,null,141.92599999999999,141.92599999999999,141.92599999999999,141.92599999999999,141.92599999999999,6.91,36.820999999999998,6.91,14,13.86,13.86,14,6.91,20.911999999999999,20.911999999999999,20.911999999999999,20.911999999999999,14,null,null,4151,221.5,221.5,221.5,221.5,221.5,13.12,105.873,13.12,56,49.74,49.74,56,13.12,70.84,70.84,70.84,70.84,56]
[null,4156,null,108.973,108.973,108.973,108.973,108.973,6.02,29.885000000000002,6.02,10,12.52,12.52,10,6.02,16.015999999999998,16.015999999999998,16.015999999999998,16.015999999999998,10,null,null,4156,218.02600000000001,218.02600000000001,218.02600000000001,218.02600000000001,218.02600000000001,13.12,105.652,13.12,56,49.64,49.64,56,13.12,70.775999999999996,70.775999999999996,70.775999999999996,70.775999999999996,56]
[null,4160,null,122.367,122.367,122.367,122.367,122.367,5.18,35.947000000000003,5.18,13,14.24,14.24,13,5.18,18.184000000000001,18.184000000000001,18.184000000000001,18.184000000000001,13,null,null,4160,215.17500000000001,215.17500000000001,215.17500000000001,215.17500000000001,215.17500000000001,13.12,105.29900000000001,13.12,56,49.59,49.59,56,13.12,70.736000000000004,70.736000000000004,70.736000000000004,70.736000000000004,56]
[null,4173,null,127.333,127.333,127.333,127.333,127.333,4.8600000000000003,36.567999999999998,4.8600000000000003,13,14,14,13,4.8600000000000003,17.864000000000001,17.864000000000001,17.864000000000001,17.864000000000001,13,null,null,4173,204.11799999999999,204.11799999999999,204.11799999999999,204.11799999999999,204.11799999999999,13.06,103.91800000000001,13.06,56,49.19,49.19,56,13.06,70.424000000000007,70.424000000000007,70.424000000000007,70.424000000000007,56]
[null,4177,null,129.19900000000001,129.19900000000001,129.19900000000001,129.19900000000001,129.19900000000001,4.99,35.36,4.99,12,12.91,12.91,12,4.99,16.992000000000001,16.992000000000001,16.992000000000001,16.992000000000001,12,null,null,4177,201.89,201.89,201.89,201.89,201.89,13.06,103.816,13.06,55,49.12,49.12,55,13.06,70.272000000000006,70.272000000000006,70.272000000000006,70.272000000000006,55]
[null,4187,null,136.30500000000001,136.30500000000001,136.30500000000001,136.30500000000001,136.30500000000001,4.8,36.033000000000001,4.8,13,13.52,13.52,13,4.8,17.8,17.8,17.8,17.8,13,null,null,4187,195.518,195.518,195.518,195.518,195.518,12.99,103.361,12.99,55,48.86,48.86,55,12.99,70.016000000000005,70.016000000000005,70.016000000000005,70.016000000000005,55]
[null,4194,null,130.911,130.911,130.911,130.911,130.911,4.8,31.928999999999998,4.8,13,13.52,13.52,13,4.8,17.8,17.8,17.8,17.8,13,null,null,4194,193.142,193.142,193.142,193.142,193.142,12.99,102.752,12.99,55,48.64,48.64,55,12.99,69.808000000000007,69.808000000000007,69.808000000000007,69.808000000000007,55]
[null,4201,null,116.714,116.714,116.714,116.714,116.714,11.39,31.702000000000002,11.39,12,12.06,12.06,12,11.39,23.391999999999999,23.391999999999999,23.391999999999999,23.391999999999999,12,null,null,4201,188.63300000000001,188.63300000000001,188.63300000000001,188.63300000000001,188.63300000000001,12.93,102.49,12.93,55,48.46,48.46,55,12.93,69.656000000000006,69.656000000000006,69.656000000000006,69.656000000000006,55]
[null,4211,null,130.14400000000001,130.14400000000001,130.14400000000001,130.14400000000001,130.14400000000001,16.510000000000002,36.798999999999999,16.510000000000002,15,16.23,16.23,15,16.510000000000002,31.512,31.512,31.512,31.512,15,null,null,4211,183.85400000000001,183.85400000000001,183.85400000000001,183.85400000000001,183.85400000000001,12.86,101.66,12.86,55,48.23,48.23,55,12.86,69.528000000000006,69.528000000000006,69.528000000000006,69.528000000000006,55]
[null,4215,null,121.545,121.545,121.545,121.545,121.545,16,16.66,16,14,15.46,15.46,14,16,30,30,30,30,14,null,null,4215,182.39699999999999,182.39699999999999,182.39699999999999,182.39699999999999,182.39699999999999,12.86,101.458,12.86,55,48.19,48.19,55,12.86,69.36,69.36,69.36,69.36,55]
[null,4220,null,122.94799999999999,122.94799999999999,122.94799999999999,122.94799999999999,122.94799999999999,15.87,14.266999999999999,15.87,14,15.41,15.41,14,15.87,29.872,29.872,29.872,29.872,14,null,null,4220,180.71600000000001,180.71600000000001,180.71600000000001,180.71600000000001,180.71600000000001,12.86,101.11499999999999,12.86,55,48.06,48.06,55,12.86,69.287999999999997,69.287999999999997,69.287999999999997,69.287999999999997,55]
[null,4229,null,91.826999999999998,91.826999999999998,91.826999999999998,91.826999999999998,91.826999999999998,11.71,9.4450000000000003,11.71,10,10.75,10.75,10,11.71,21.712,21.712,21.712,21.712,10,null,null,4229,178.613,178.613,178.613,178.613,178.613,12.8,100.151,12.8,55,47.91,47.91,55,12.8,69.063999999999993,69.063999999999993,69.063999999999993,69.063999999999993,55]
[null,4237,null,122.072,122.072,122.072,122.072,122.072,22.14,10.435,22.14,14,17.88,17.88,14,22.14,36.143999999999998,36.143999999999998,36.143999999999998,36.143999999999998,14,null,null,4237,176.809,176.809,176.809,176.809,176.809,12.8,99.563999999999993,12.8,54,47.79,47.79,54,12.8,68.92,68.92,68.92,68.92,54]
[null,4246,null,130.69300000000001,130.69300000000001,130.69300000000001,130.69300000000001,130.69300000000001,18.940000000000001,75.831000000000003,18.940000000000001,14,16.3,16.3,14,18.940000000000001,32.944000000000003,32.944000000000003,32.944000000000003,32.944000000000003,14,null,null,4246,174.65700000000001,174.65700000000001,174.65700000000001,174.65700000000001,174.65700000000001,12.74,98.667000000000002,12.74,54,47.65,47.65,54,12.74,68.760000000000005,68.760000000000005,68.760000000000005,68.760000000000005,54]
[null,4254,null,101.02,101.02,101.02,101.02,101.02,9.15,55.31,9.15,18,15.3,15.3,18,9.15,27.152000000000001,27.152000000000001,27.152000000000001,27.152000000000001,18,null,null,4254,172.20599999999999,172.20599999999999,172.20599999999999,172.20599999999999,172.20599999999999,12.67,98.164000000000001,12.67,54,47.51,47.51,54,12.67,68.695999999999998,68.695999999999998,68.695999999999998,68.695999999999998,54]
[null,4260,null,122.91800000000001,122.91800000000001,122.91800000000001,122.91800000000001,122.91800000000001,16.02,43.052999999999997,16.02,14,16.88,16.88,14,16.02,30.015999999999998,30.015999999999998,30.015999999999998,30.015999999999998,14,null,null,4260,171.02099999999999,171.02099999999999,171.02099999999999,171.02099999999999,171.02099999999999,12.67,97.885999999999996,12.67,54,47.43,47.43,54,12.67,68.56,68.56,68.56,68.56,54]
[null,4271,null,133.917,133.917,133.917,133.917,133.917,11.52,42.664999999999999,11.52,14,14.35,14.35,14,11.52,25.52,25.52,25.52,25.52,14,null,null,4271,168.43299999999999,168.43299999999999,168.43299999999999,168.43299999999999,168.43299999999999,12.67,97.242000000000004,12.67,54,47.13,47.13,54,12.67,68.335999999999999,68.335999999999999,68.335999999999999,68.335999999999999,54]
[null,4274,null,104.227,104.227,104.227,104.227,104.227,8.06,33.947000000000003,8.06,9,9.99,9.99,9,8.06,17.064,17.064,17.064,17.064,9,null,null,4274,167.41800000000001,167.41800000000001,167.41800000000001,167.41800000000001,167.41800000000001,12.61,96.771000000000001,12.61,54,47.08,47.08,54,12.61,68.296000000000006,68.296000000000006,68.296000000000006,68.296000000000006,54]
[null,4280,null,126.89,126.89,126.89,126.89,126.89,12.54,38.076999999999998,12.54,15,16.07,16.07,15,12.54,27.544,27.544,27.544,27.544,15,null,null,4280,166.71899999999999,166.71899999999999,166.71899999999999,166.71899999999999,166.71899999999999,12.61,96.373000000000005,12.61,54,46.97,46.97,54,12.61,68.191999999999993,68.191999999999993,68.191999999999993,68.191999999999993,54]
[null,4288,null,120.95,120.95,120.95,120.95,120.95,14.08,35.36,14.08,15,17.010000000000002,17.010000000000002,15,14.08,29.08,29.08,29.08,29.08,15,null,null,4288,165.53800000000001,165.53800000000001,165.53800000000001,165.53800000000001,165.53800000000001,12.61,95.39,12.61,54,46.73,46.73,54,12.61,68.087999999999994,68.087999999999994,68.087999999999994,68.087999999999994,54]
[null,4297,null,116.97799999999999,116.97799999999999,116.97799999999999,116.97799999999999,116.97799999999999,8.64,35.366999999999997,8.64,13,12.93,12.93,13,8.64,21.64,21.64,21.64,21.64,13,null,null,4297,163.49,163.49,163.49,163.49,163.49,12.54,94.370999999999995,12.54,54,46.55,46.55,54,12.54,67.872,67.872,67.872,67.872,54]
[null,4305,null,132.24299999999999,132.24299999999999,132.24299999999999,132.24299999999999,132.24299999999999,12.48,39.81,12.48,16,17.059999999999999,17.059999999999999,16,12.48,28.48,28.48,28.48,28.48,16,null,null,4305,162.375,162.375,162.375,162.375,162.375,12.48,93.625,12.48,53,46.44,46.44,53,12.48,67.695999999999998,67.695999999999998,67.695999999999998,67.695999999999998,53]
[null,4314,null,121.649,121.649,121.649,121.649,121.649,9.2799999999999994,35.786000000000001,9.2799999999999994,15,14.54,14.54,15,9.2799999999999994,24.28,24.28,24.28,24.28,15,null,null,4314,160.851,160.851,160.851,160.851,160.851,12.48,92.980999999999995,12.48,53,46.26,46.26,53,12.48,67.567999999999998,67.567999999999998,67.567999999999998,67.567999999999998,53]
[null,4319,null,123.70699999999999,123.70699999999999,123.70699999999999,123.70699999999999,123.70699999999999,6.14,36.834000000000003,6.14,14,12.03,12.03,14,6.14,20.143999999999998,20.143999999999998,20.143999999999998,20.143999999999998,14,null,null,4319,160.66999999999999,160.66999999999999,160.66999999999999,160.66999999999999,160.66999999999999,12.48,92.528999999999996,12.48,53,46.19,46.19,53,12.48,67.504000000000005,67.504000000000005,67.504000000000005,67.504000000000005,53]
[null,4331,null,129.69399999999999,129.69399999999999,129.69399999999999,129.69399999999999,129.69399999999999,6.72,38.18,6.72,14,15.24,15.24,14,6.72,20.72,20.72,20.72,20.72,14,null,null,4331,158.881,158.881,158.881,158.881,158.881,12.42,91.879000000000005,12.42,53,46.04,46.04,53,12.42,67.28,67.28,67.28,67.28,53]
[null,4333,null,128.22900000000001,128.22900000000001,128.22900000000001,128.22900000000001,128.22900000000001,5.38,36.405000000000001,5.38,14,14.28,14.28,14,5.38,19.376000000000001,19.376000000000001,19.376000000000001,19.376000000000001,14,null,null,4333,158.73099999999999,158.73099999999999,158.73099999999999,158.73099999999999,158.73099999999999,12.42,91.488,12.42,53,46,46,53,12.42,67.248000000000005,67.248000000000005,67.248000000000005,67.248000000000005,53]
[null,4340,null,114.67,114.67,114.67,114.67,114.67,4.67,34.305999999999997,4.67,14,13.77,13.77,14,4.67,18.672000000000001,18.672000000000001,18.672000000000001,18.672000000000001,14,null,null,4340,157.80799999999999,157.80799999999999,157.80799999999999,157.80799999999999,157.80799999999999,12.35,90.581000000000003,12.35,53,45.9,45.9,53,12.35,67.144000000000005,67.144000000000005,67.144000000000005,67.144000000000005,53]
[null,4354,null,114.654,114.654,114.654,114.654,114.654,4.54,33.113999999999997,4.54,14,14.85,14.85,14,4.54,18.544,18.544,18.544,18.544,14,null,null,4354,{"$f":"LARGE(D$13:D$8748,$X4366)","v":156.977},{"$f":"LARGE(E$13:E$8748,$X4366)","v":156.977},{"$f":"LARGE(F$13:F$8748,$X4366)","v":156.977},{"$f":"LARGE(G$13:G$8748,$X4366)","v":156.977},{"$f":"LARGE(H$13:H$8748,$X4366)","v":156.977},{"$f":"LARGE(I$13:I$8748,$X4366)","v":12.35},{"$f":"LARGE(J$13:J$8748,$X4366)","v":89.484999999999999},{"$f":"LARGE(K$13:K$8748,$X4366)","v":12.35},{"$f":"LARGE(L$13:L$8748,$X4366)","v":52},{"$f":"LARGE(M$13:M$8748,$X4366)","v":45.61},{"$f":"LARGE(N$13:N$8748,$X4366)","v":45.61},{"$f":"LARGE(O$13:O$8748,$X4366)","v":52},{"$f":"LARGE(P$13:P$8748,$X4366)","v":12.35},{"$f":"LARGE(Q$13:Q$8748,$X4366)","v":66.823999999999998},{"$f":"LARGE(R$13:R$8748,$X4366)","v":66.823999999999998},{"$f":"LARGE(S$13:S$8748,$X4366)","v":66.823999999999998},{"$f":"LARGE(T$13:T$8748,$X4366)","v":66.823999999999998},{"$f":"LARGE(U$13:U$8748,$X4366)","v":52}]
[null,4357,null,120.02500000000001,120.02500000000001,120.02500000000001,120.02500000000001,120.02500000000001,4.6100000000000003,34.027999999999999,4.6100000000000003,13,14.13,14.13,13,4.6100000000000003,17.608000000000001,17.608000000000001,17.608000000000001,17.608000000000001,13,null,null,4357,156.75399999999999,156.75399999999999,156.75399999999999,156.75399999999999,156.75399999999999,12.35,89.405000000000001,12.35,52,45.37,45.37,52,12.35,66.760000000000005,66.760000000000005,66.760000000000005,66.760000000000005,52]
[null,4364,null,117.104,117.104,117.104,117.104,117.104,4.54,34.155999999999999,4.54,15,15.65,15.65,15,4.54,19.544,19.544,19.544,19.544,15,null,null,4364,156.07300000000001,156.07300000000001,156.07300000000001,156.07300000000001,156.07300000000001,12.29,89.117000000000004,12.29,52,45.31,45.31,52,12.29,66.680000000000007,66.680000000000007,66.680000000000007,66.680000000000007,52]
[null,4374,null,93.718000000000004,93.718000000000004,93.718000000000004,93.718000000000004,93.718000000000004,8.26,30.1,8.26,18,18.649999999999999,18.649999999999999,18,8.26,26.256,26.256,26.256,26.256,18,null,null,4374,155.203,155.203,155.203,155.203,155.203,12.22,88.492000000000004,12.22,52,45.16,45.16,52,12.22,66.391999999999996,66.391999999999996,66.391999999999996,66.391999999999996,52]
[null,4378,null,126.562,126.562,126.562,126.562,126.562,10.37,37.408000000000001,10.37,16,18.72,18.72,16,10.37,26.367999999999999,26.367999999999999,26.367999999999999,26.367999999999999,16,null,null,4378,154.80199999999999,154.80199999999999,154.80199999999999,154.80199999999999,154.80199999999999,12.22,88.334999999999994,12.22,52,45.11,45.11,52,12.22,66.335999999999999,66.335999999999999,66.335999999999999,66.335999999999999,52]
[null,4391,null,120.09099999999999,120.09099999999999,120.09099999999999,120.09099999999999,120.09099999999999,7.04,34.555999999999997,7.04,14,14.89,14.89,14,7.04,21.04,21.04,21.04,21.04,14,null,null,4391,153.947,153.947,153.947,153.947,153.947,12.16,85.846000000000004,12.16,52,44.91,44.91,52,12.16,66.08,66.08,66.08,66.08,52]
[null,4399,null,99.049000000000007,99.049000000000007,99.049000000000007,99.049000000000007,99.049000000000007,3.78,30.526,3.78,15,16.95,16.95,15,3.78,18.776,18.776,18.776,18.776,15,null,null,4399,153.63,153.63,153.63,153.63,153.63,12.16,84.75,12.16,52,44.8,44.8,52,12.16,65.872,65.872,65.872,65.872,52]
[null,4400,null,111.23699999999999,111.23699999999999,111.23699999999999,111.23699999999999,111.23699999999999,7.94,32.756,7.94,13,18.84,18.84,13,7.94,20.936,20.936,20.936,20.936,13,null,null,4400,153.61000000000001,153.61000000000001,153.61000000000001,153.61000000000001,153.61000000000001,12.16,84.43,12.16,52,44.8,44.8,52,12.16,65.864000000000004,65.864000000000004,65.864000000000004,65.864000000000004,52]
[null,4413,null,110.81699999999999,110.81699999999999,110.81699999999999,110.81699999999999,110.81699999999999,5.25,31.503,5.25,14,17.309999999999999,17.309999999999999,14,5.25,19.248000000000001,19.248000000000001,19.248000000000001,19.248000000000001,14,null,null,4413,153.05600000000001,153.05600000000001,153.05600000000001,153.05600000000001,153.05600000000001,12.1,83.096999999999994,12.1,52,44.56,44.56,52,12.1,65.760000000000005,65.760000000000005,65.760000000000005,65.760000000000005,52]
[null,4417,null,113.29600000000001,113.29600000000001,113.29600000000001,113.29600000000001,113.29600000000001,1.98,30.599,1.98,11,11.47,11.47,11,1.98,12.984,12.984,12.984,12.984,11,null,null,4417,152.785,152.785,152.785,152.785,152.785,12.1,82.424000000000007,12.1,51,44.51,44.51,51,12.1,65.680000000000007,65.680000000000007,65.680000000000007,65.680000000000007,51]
[null,4423,null,94.694999999999993,94.694999999999993,94.694999999999993,94.694999999999993,94.694999999999993,3.07,29.686,3.07,14,15.08,15.08,14,3.07,17.071999999999999,17.071999999999999,17.071999999999999,17.071999999999999,14,null,null,4423,152.51400000000001,152.51400000000001,152.51400000000001,152.51400000000001,152.51400000000001,12.1,81.340999999999994,12.1,51,44.33,44.33,51,12.1,65.567999999999998,65.567999999999998,65.567999999999998,65.567999999999998,51]
[null,4434,null,100.246,100.246,100.246,100.246,100.246,4.8600000000000003,30.632000000000001,4.8600000000000003,14,16.670000000000002,16.670000000000002,14,4.8600000000000003,18.864000000000001,18.864000000000001,18.864000000000001,18.864000000000001,14,null,null,4434,152.10900000000001,152.10900000000001,152.10900000000001,152.10900000000001,152.10900000000001,12.03,80.168999999999997,12.03,51,44.08,44.08,51,12.03,65.343999999999994,65.343999999999994,65.343999999999994,65.343999999999994,51]
[null,4444,null,86.105999999999995,86.105999999999995,86.105999999999995,86.105999999999995,86.105999999999995,3.2,25.117999999999999,3.2,9,11.12,11.12,9,3.2,12.2,12.2,12.2,12.2,9,null,null,4444,151.67400000000001,151.67400000000001,151.67400000000001,151.67400000000001,151.67400000000001,11.97,79.037999999999997,11.97,51,43.88,43.88,51,11.97,65.207999999999998,65.207999999999998,65.207999999999998,65.207999999999998,51]
[null,4451,null,106.405,106.405,106.405,106.405,106.405,5.5,33.518000000000001,5.5,14,17.78,17.78,14,5.5,19.504000000000001,19.504000000000001,19.504000000000001,19.504000000000001,14,null,null,4451,151.22300000000001,151.22300000000001,151.22300000000001,151.22300000000001,151.22300000000001,11.97,78.605000000000004,11.97,51,43.75,43.75,51,11.97,65.08,65.08,65.08,65.08,51]
[null,4458,null,105.958,105.958,105.958,105.958,105.958,null,31.259,null,13,11.85,11.85,13,null,13,13,13,13,13,null,null,4458,151.08600000000001,151.08600000000001,151.08600000000001,151.08600000000001,151.08600000000001,11.9,78.099000000000004,11.9,50,43.6,43.6,50,11.9,65,65,65,65,50]
[null,4460,null,111.292,111.292,111.292,111.292,111.292,null,31.753,null,12,10.94,10.94,12,null,12,12,12,12,12,null,null,4460,150.98699999999999,150.98699999999999,150.98699999999999,150.98699999999999,150.98699999999999,11.9,78.022000000000006,11.9,50,43.59,43.59,50,11.9,64.888000000000005,64.888000000000005,64.888000000000005,64.888000000000005,50]
[null,4472,null,109.773,109.773,109.773,109.773,109.773,null,32.896999999999998,null,15,18,18,15,null,15,15,15,15,15,null,null,4472,150.21100000000001,150.21100000000001,150.21100000000001,150.21100000000001,150.21100000000001,11.84,76.379000000000005,11.84,50,43.42,43.42,50,11.84,64.664000000000001,64.664000000000001,64.664000000000001,64.664000000000001,50]
[null,4477,null,106.217,106.217,106.217,106.217,106.217,null,32.854999999999997,null,13,15.6,15.6,13,null,13,13,13,13,13,null,null,4477,150.14099999999999,150.14099999999999,150.14099999999999,150.14099999999999,150.14099999999999,11.84,75.343999999999994,11.84,50,43.3,43.3,50,11.84,64.599999999999994,64.599999999999994,64.599999999999994,64.599999999999994,50]
[null,4489,null,102.568,102.568,102.568,102.568,102.568,null,31.343,null,13,14.83,14.83,13,null,13,13,13,13,13,null,null,4489,149.821,149.821,149.821,149.821,149.821,11.78,73.936999999999998,11.78,50,42.97,42.97,50,11.78,64.239999999999995,64.239999999999995,64.239999999999995,64.239999999999995,50]
[null,4494,null,92.01,92.01,92.01,92.01,92.01,null,24.925999999999998,null,17,19.399999999999999,19.399999999999999,17,null,17,17,17,17,17,null,null,4494,149.55000000000001,149.55000000000001,149.55000000000001,149.55000000000001,149.55000000000001,11.78,73.308999999999997,11.78,50,42.81,42.81,50,11.78,63.991999999999997,63.991999999999997,63.991999999999997,63.991999999999997,50]
[null,4503,null,113.91,113.91,113.91,113.91,113.91,null,32.195,null,13,14.83,14.83,13,null,13,13,13,13,13,null,null,4503,149.274,149.274,149.274,149.274,149.274,11.71,72.015000000000001,11.71,50,42.67,42.67,50,11.71,63.768000000000001,63.768000000000001,63.768000000000001,63.768000000000001,50]
[null,4511,null,110.946,110.946,110.946,110.946,110.946,null,32.268999999999998,null,14,15.97,15.97,14,null,14,14,14,14,14,null,null,4511,148.85,148.85,148.85,148.85,148.85,11.71,70.423000000000002,11.71,50,42.56,42.56,50,11.71,63.591999999999999,63.591999999999999,63.591999999999999,63.591999999999999,50]
[null,4517,null,86.706999999999994,86.706999999999994,86.706999999999994,86.706999999999994,86.706999999999994,null,25.963999999999999,null,11,12.94,12.94,11,null,11,11,11,11,11,null,null,4517,148.58699999999999,148.58699999999999,148.58699999999999,148.58699999999999,148.58699999999999,11.65,69.894000000000005,11.65,49,42.46,42.46,49,11.65,63.512,63.512,63.512,63.512,49]
[null,4520,null,93.72,93.72,93.72,93.72,93.72,null,30.59,null,12,14.12,14.12,12,null,12,12,12,12,12,null,null,4520,148.476,148.476,148.476,148.476,148.476,11.65,68.917000000000002,11.65,49,42.42,42.42,49,11.65,63.448,63.448,63.448,63.448,49]
[null,4531,null,114.01900000000001,114.01900000000001,114.01900000000001,114.01900000000001,114.01900000000001,null,31.035,null,16,18.82,18.82,16,null,16,16,16,16,16,null,null,4531,148.00200000000001,148.00200000000001,148.00200000000001,148.00200000000001,148.00200000000001,11.58,68.147999999999996,11.58,49,42.15,42.15,49,11.58,63.192,63.192,63.192,63.192,49]
[null,4537,null,102.56100000000001,102.56100000000001,102.56100000000001,102.56100000000001,102.56100000000001,null,31.477,null,12,14.45,14.45,12,null,12,12,12,12,12,null,null,4537,147.73500000000001,147.73500000000001,147.73500000000001,147.73500000000001,147.73500000000001,11.58,67.94,11.58,49,42.06,42.06,49,11.58,63.055999999999997,63.055999999999997,63.055999999999997,63.055999999999997,49]
[null,4545,null,113.569,113.569,113.569,113.569,113.569,null,35.222999999999999,null,14,16.850000000000001,16.850000000000001,14,null,14,14,14,14,14,null,null,4545,147.41800000000001,147.41800000000001,147.41800000000001,147.41800000000001,147.41800000000001,11.58,67.337000000000003,11.58,49,41.94,41.94,49,11.58,62.847999999999999,62.847999999999999,62.847999999999999,62.847999999999999,49]
[null,4554,null,110.42100000000001,110.42100000000001,110.42100000000001,110.42100000000001,110.42100000000001,null,30.295000000000002,null,13,15.65,15.65,13,null,13,13,13,13,13,null,null,4554,147.20500000000001,147.20500000000001,147.20500000000001,147.20500000000001,147.20500000000001,11.52,66.090999999999994,11.52,49,41.7,41.7,49,11.52,62.68,62.68,62.68,62.68,49]
[null,4562,null,97.64,97.64,97.64,97.64,97.64,null,27.606999999999999,null,9,10.98,10.98,9,null,9,9,9,9,9,null,null,4562,146.87,146.87,146.87,146.87,146.87,11.52,65.834999999999994,11.52,49,41.61,41.61,49,11.52,62.536000000000001,62.536000000000001,62.536000000000001,62.536000000000001,49]
[null,4571,null,106.60899999999999,106.60899999999999,106.60899999999999,106.60899999999999,106.60899999999999,null,32.774999999999999,null,14,17.079999999999998,17.079999999999998,14,null,14,14,14,14,14,null,null,4571,146.733,146.733,146.733,146.733,146.733,11.46,64.899000000000001,11.46,48,41.29,41.29,48,11.46,62.392000000000003,62.392000000000003,62.392000000000003,62.392000000000003,48]
[null,4576,null,104.346,104.346,104.346,104.346,104.346,null,29.972000000000001,null,13,15.86,15.86,13,null,13,13,13,13,13,null,null,4576,146.53399999999999,146.53399999999999,146.53399999999999,146.53399999999999,146.53399999999999,11.46,64.501999999999995,11.46,48,41.2,41.2,48,11.46,62.167999999999999,62.167999999999999,62.167999999999999,62.167999999999999,48]
[null,4580,null,104.625,104.625,104.625,104.625,104.625,null,31.364999999999998,null,13,15.86,15.86,13,null,13,13,13,13,13,null,null,4580,146.38999999999999,146.38999999999999,146.38999999999999,146.38999999999999,146.38999999999999,11.46,64.364000000000004,11.46,48,41.01,41.01,48,11.46,62.12,62.12,62.12,62.12,48]
[null,4590,null,77.912999999999997,77.912999999999997,77.912999999999997,77.912999999999997,77.912999999999997,null,26.87,null,17,20.53,20.53,17,null,17,17,17,17,17,null,null,4590,146.19200000000001,146.19200000000001,146.19200000000001,146.19200000000001,146.19200000000001,11.39,63.759,11.39,48,40.72,40.72,48,11.39,61.975999999999999,61.975999999999999,61.975999999999999,61.975999999999999,48]
[null,4597,null,103.70099999999999,103.70099999999999,103.70099999999999,103.70099999999999,103.70099999999999,null,32.24,null,13,15.7,15.7,13,null,13,13,13,13,13,null,null,4597,146.11500000000001,146.11500000000001,146.11500000000001,146.11500000000001,146.11500000000001,11.39,63.381,11.39,48,40.54,40.54,48,11.39,61.823999999999998,61.823999999999998,61.823999999999998,61.823999999999998,48]
[null,4604,null,102.44799999999999,102.44799999999999,102.44799999999999,102.44799999999999,102.44799999999999,null,30.702000000000002,null,13,15.7,15.7,13,null,13,13,13,13,13,null,null,4604,145.892,145.892,145.892,145.892,145.892,11.33,62.902999999999999,11.33,48,40.29,40.29,48,11.33,61.695999999999998,61.695999999999998,61.695999999999998,61.695999999999998,48]
[null,4614,null,79.688999999999993,79.688999999999993,79.688999999999993,79.688999999999993,79.688999999999993,null,27.373000000000001,null,17,20.67,20.67,17,null,17,17,17,17,17,null,null,4614,145.62200000000001,145.62200000000001,145.62200000000001,145.62200000000001,145.62200000000001,11.33,62.524999999999999,11.33,47,40.07,40.07,47,11.33,61.28,61.28,61.28,61.28,47]
[null,4621,null,99.314999999999998,99.314999999999998,99.314999999999998,99.314999999999998,99.314999999999998,null,31.359000000000002,null,13,15.8,15.8,13,null,13,13,13,13,13,null,null,4621,145.54900000000001,145.54900000000001,145.54900000000001,145.54900000000001,145.54900000000001,11.33,62.034999999999997,11.33,47,39.83,39.83,47,11.33,61.015999999999998,61.015999999999998,61.015999999999998,61.015999999999998,47]
[null,4631,null,103.57,103.57,103.57,103.57,103.57,null,33.46,null,13,15.8,15.8,13,null,13,13,13,13,13,null,null,4631,145.261,145.261,145.261,145.261,145.261,11.26,61.462000000000003,11.26,47,39.619999999999997,39.619999999999997,47,11.26,60.823999999999998,60.823999999999998,60.823999999999998,60.823999999999998,47]
[null,4635,null,84.296000000000006,84.296000000000006,84.296000000000006,84.296000000000006,84.296000000000006,null,25.739000000000001,null,8,9.5399999999999991,9.5399999999999991,8,null,8,8,8,8,8,null,null,4635,145.21299999999999,145.21299999999999,145.21299999999999,145.21299999999999,145.21299999999999,11.26,61.284999999999997,11.26,47,39.51,39.51,47,11.26,60.808,60.808,60.808,60.808,47]
[null,4640,null,106.464,106.464,106.464,106.464,106.464,null,32.134,null,13,15.5,15.5,13,null,13,13,13,13,13,null,null,4640,145.12299999999999,145.12299999999999,145.12299999999999,145.12299999999999,145.12299999999999,11.26,61.087000000000003,11.26,47,39.39,39.39,47,11.26,60.552,60.552,60.552,60.552,47]
[null,4649,null,109.32899999999999,109.32899999999999,109.32899999999999,109.32899999999999,109.32899999999999,null,30.643999999999998,null,15,17.88,17.88,15,null,15,15,15,15,15,null,null,4649,144.88,144.88,144.88,144.88,144.88,11.2,60.436,11.2,47,39.159999999999997,39.159999999999997,47,11.2,60.36,60.36,60.36,60.36,47]
[null,4657,null,105.68600000000001,105.68600000000001,105.68600000000001,105.68600000000001,105.68600000000001,null,30.721,null,12,13.43,13.43,12,null,12,12,12,12,12,null,null,4657,144.672,144.672,144.672,144.672,144.672,11.2,60.006999999999998,11.2,47,38.880000000000003,38.880000000000003,47,11.2,60.08,60.08,60.08,60.08,47]
[null,4663,null,88.915000000000006,88.915000000000006,88.915000000000006,88.915000000000006,88.915000000000006,null,26.995000000000001,null,13,14.55,14.55,13,null,13,13,13,13,13,null,null,4663,144.501,144.501,144.501,144.501,144.501,11.14,59.6,11.14,46,38.78,38.78,46,11.14,59.887999999999998,59.887999999999998,59.887999999999998,59.887999999999998,46]
[null,4674,null,106.304,106.304,106.304,106.304,106.304,null,29.837,null,14,15.67,15.67,14,null,14,14,14,14,14,null,null,4674,{"$f":"LARGE(D$13:D$8748,$X4686)","v":144.33199999999999},{"$f":"LARGE(E$13:E$8748,$X4686)","v":144.33199999999999},{"$f":"LARGE(F$13:F$8748,$X4686)","v":144.33199999999999},{"$f":"LARGE(G$13:G$8748,$X4686)","v":144.33199999999999},{"$f":"LARGE(H$13:H$8748,$X4686)","v":144.33199999999999},{"$f":"LARGE(I$13:I$8748,$X4686)","v":11.14},{"$f":"LARGE(J$13:J$8748,$X4686)","v":58.920999999999999},{"$f":"LARGE(K$13:K$8748,$X4686)","v":11.14},{"$f":"LARGE(L$13:L$8748,$X4686)","v":46},{"$f":"LARGE(M$13:M$8748,$X4686)","v":38.4},{"$f":"LARGE(N$13:N$8748,$X4686)","v":38.4},{"$f":"LARGE(O$13:O$8748,$X4686)","v":46},{"$f":"LARGE(P$13:P$8748,$X4686)","v":11.14},{"$f":"LARGE(Q$13:Q$8748,$X4686)","v":59.631999999999998},{"$f":"LARGE(R$13:R$8748,$X4686)","v":59.631999999999998},{"$f":"LARGE(S$13:S$8748,$X4686)","v":59.631999999999998},{"$f":"LARGE(T$13:T$8748,$X4686)","v":59.631999999999998},{"$f":"LARGE(U$13:U$8748,$X4686)","v":46}]
[null,4680,null,105.265,105.265,105.265,105.265,105.265,null,31.643999999999998,null,13,14.55,14.55,13,null,13,13,13,13,13,null,null,4680,144.256,144.256,144.256,144.256,144.256,11.07,58.63,11.07,46,38.299999999999997,38.299999999999997,46,11.07,59.344000000000001,59.344000000000001,59.344000000000001,59.344000000000001,46]
[null,4691,null,107.227,107.227,107.227,107.227,107.227,null,31.913,null,15,16.149999999999999,16.149999999999999,15,null,15,15,15,15,15,null,null,4691,144.02500000000001,144.02500000000001,144.02500000000001,144.02500000000001,144.02500000000001,11.01,58.29,11.01,46,37.880000000000003,37.880000000000003,46,11.01,58.896000000000001,58.896000000000001,58.896000000000001,58.896000000000001,46]
[null,4694,null,111.255,111.255,111.255,111.255,111.255,null,30.302,null,12,12.92,12.92,12,null,12,12,12,12,12,null,null,4694,143.989,143.989,143.989,143.989,143.989,11.01,58.213000000000001,11.01,46,37.869999999999997,37.869999999999997,46,11.01,58.823999999999998,58.823999999999998,58.823999999999998,58.823999999999998,46]
[null,4700,null,106.93899999999999,106.93899999999999,106.93899999999999,106.93899999999999,106.93899999999999,null,30.241,null,14,15.08,15.08,14,null,14,14,14,14,14,null,null,4700,143.92500000000001,143.92500000000001,143.92500000000001,143.92500000000001,143.92500000000001,11.01,58.055999999999997,11.01,46,37.56,37.56,46,11.01,58.68,58.68,58.68,58.68,46]
[null,4708,null,91.986000000000004,91.986000000000004,91.986000000000004,91.986000000000004,91.986000000000004,null,25.931999999999999,null,10,10.63,10.63,10,null,10,10,10,10,10,null,null,4708,143.828,143.828,143.828,143.828,143.828,10.94,57.704000000000001,10.94,45,37.42,37.42,45,10.94,58.423999999999999,58.423999999999999,58.423999999999999,58.423999999999999,45]
[null,4717,null,111.093,111.093,111.093,111.093,111.093,null,29.276,null,14,14.89,14.89,14,null,14,14,14,14,14,null,null,4717,143.672,143.672,143.672,143.672,143.672,10.94,57.39,10.94,45,36.97,36.97,45,10.94,58.008000000000003,58.008000000000003,58.008000000000003,58.008000000000003,45]
[null,4729,null,111.851,111.851,111.851,111.851,111.851,null,28.946000000000002,null,12,13.13,13.13,12,null,12,12,12,12,12,null,null,4729,143.40899999999999,143.40899999999999,143.40899999999999,143.40899999999999,143.40899999999999,10.88,57.146000000000001,10.88,45,36.520000000000003,36.520000000000003,45,10.88,57.8,57.8,57.8,57.8,45]
[null,4734,null,88.417000000000002,88.417000000000002,88.417000000000002,88.417000000000002,88.417000000000002,null,22.411000000000001,null,17,18.61,18.61,17,null,17,17,17,17,17,null,null,4734,143.30099999999999,143.30099999999999,143.30099999999999,143.30099999999999,143.30099999999999,10.82,56.921999999999997,10.82,45,36.409999999999997,36.409999999999997,45,10.82,57.744,57.744,57.744,57.744,45]
[null,{"$f":"B4750+1","v":4739},null,117.593,117.593,117.593,117.593,117.593,null,36.292999999999999,null,14,15.32,15.32,14,null,14,14,14,14,14,null,null,4739,143.09700000000001,143.09700000000001,143.09700000000001,143.09700000000001,143.09700000000001,10.82,56.777999999999999,10.82,45,36.29,36.29,45,10.82,57.624000000000002,57.624000000000002,57.624000000000002,57.624000000000002,45]
[null,4751,null,114.697,114.697,114.697,114.697,114.697,null,33.188000000000002,null,12,13.13,13.13,12,null,12,12,12,12,12,null,null,4751,142.85900000000001,142.85900000000001,142.85900000000001,142.85900000000001,142.85900000000001,10.75,56.463999999999999,10.75,44,36,36,44,10.75,57.311999999999998,57.311999999999998,57.311999999999998,57.311999999999998,44]
[null,4759,null,98.619,98.619,98.619,98.619,98.619,null,31.224,null,14,15.58,15.58,14,null,14,14,14,14,14,null,null,4759,142.72,142.72,142.72,142.72,142.72,10.69,56.265000000000001,10.69,44,35.61,35.61,44,10.69,57.08,57.08,57.08,57.08,44]
[null,4765,null,105.727,105.727,105.727,105.727,105.727,null,36.106999999999999,null,13,14.46,14.46,13,null,13,13,13,13,13,null,null,4765,142.63499999999999,142.63499999999999,142.63499999999999,142.63499999999999,142.63499999999999,10.62,56.155999999999999,10.62,44,35.340000000000003,35.340000000000003,44,10.62,56.863999999999997,56.863999999999997,56.863999999999997,56.863999999999997,44]
[null,4768,null,104.91800000000001,104.91800000000001,104.91800000000001,104.91800000000001,104.91800000000001,null,33.658999999999999,null,13,14.46,14.46,13,null,13,13,13,13,13,null,null,4768,142.57300000000001,142.57300000000001,142.57300000000001,142.57300000000001,142.57300000000001,10.62,56.05,10.62,44,35.340000000000003,35.340000000000003,44,10.62,56.816000000000003,56.816000000000003,56.816000000000003,56.816000000000003,44]
[null,4775,null,112.566,112.566,112.566,112.566,112.566,null,35.649000000000001,null,14,15.58,15.58,14,null,14,14,14,14,14,null,null,4775,142.458,142.458,142.458,142.458,142.458,10.62,55.99,10.62,44,35.049999999999997,35.049999999999997,44,10.62,56.655999999999999,56.655999999999999,56.655999999999999,56.655999999999999,44]
[null,4785,null,116.312,116.312,116.312,116.312,116.312,null,38.631,null,14,15.22,15.22,14,null,14,14,14,14,14,null,null,4785,142.36699999999999,142.36699999999999,142.36699999999999,142.36699999999999,142.36699999999999,10.56,55.746000000000002,10.56,44,34.799999999999997,34.799999999999997,44,10.56,56.488,56.488,56.488,56.488,44]
[null,4796,null,104.837,104.837,104.837,104.837,104.837,null,33.908999999999999,null,14,15.22,15.22,14,null,14,14,14,14,14,null,null,4796,142.124,142.124,142.124,142.124,142.124,10.5,55.509,10.5,43,34.42,34.42,43,10.5,56.207999999999998,56.207999999999998,56.207999999999998,56.207999999999998,43]
[null,4802,null,90.93,90.93,90.93,90.93,90.93,null,27.152000000000001,null,8,8.5299999999999994,8.5299999999999994,8,null,8,8,8,8,8,null,null,4802,{"$f":"LARGE(D$13:D$8748,$X4814)","v":141.982},{"$f":"LARGE(E$13:E$8748,$X4814)","v":141.982},{"$f":"LARGE(F$13:F$8748,$X4814)","v":141.982},{"$f":"LARGE(G$13:G$8748,$X4814)","v":141.982},{"$f":"LARGE(H$13:H$8748,$X4814)","v":141.982},{"$f":"LARGE(I$13:I$8748,$X4814)","v":10.5},{"$f":"LARGE(J$13:J$8748,$X4814)","v":55.368000000000002},{"$f":"LARGE(K$13:K$8748,$X4814)","v":10.5},{"$f":"LARGE(L$13:L$8748,$X4814)","v":43},{"$f":"LARGE(M$13:M$8748,$X4814)","v":34.21},{"$f":"LARGE(N$13:N$8748,$X4814)","v":34.21},{"$f":"LARGE(O$13:O$8748,$X4814)","v":43},{"$f":"LARGE(P$13:P$8748,$X4814)","v":10.5},{"$f":"LARGE(Q$13:Q$8748,$X4814)","v":56.08},{"$f":"LARGE(R$13:R$8748,$X4814)","v":56.08},{"$f":"LARGE(S$13:S$8748,$X4814)","v":56.08},{"$f":"LARGE(T$13:T$8748,$X4814)","v":56.08},{"$f":"LARGE(U$13:U$8748,$X4814)","v":43}]
[null,4810,null,114.09699999999999,114.09699999999999,114.09699999999999,114.09699999999999,114.09699999999999,null,36.180999999999997,null,15,16,16,15,null,15,15,15,15,15,null,null,4810,141.839,141.839,141.839,141.839,141.839,10.5,55.24,10.5,43,34,34,43,10.5,56.008000000000003,56.008000000000003,56.008000000000003,56.008000000000003,43]
[null,4819,null,108.836,108.836,108.836,108.836,108.836,null,33.826000000000001,null,14,14.93,14.93,14,null,14,14,14,14,14,null,null,4819,141.673,141.673,141.673,141.673,141.673,10.43,54.865000000000002,10.43,43,33.74,33.74,43,10.43,55.76,55.76,55.76,55.76,43]
[null,4824,null,106.754,106.754,106.754,106.754,106.754,null,35.078000000000003,null,13,13.87,13.87,13,null,13,13,13,13,13,null,null,4824,141.53700000000001,141.53700000000001,141.53700000000001,141.53700000000001,141.53700000000001,10.43,54.798000000000002,10.43,42,33.42,33.42,42,10.43,55.52,55.52,55.52,55.52,42]
[null,4828,null,84.299000000000007,84.299000000000007,84.299000000000007,84.299000000000007,84.299000000000007,null,26.044,null,9,9.82,9.82,9,null,9,9,9,9,9,null,null,4828,141.43799999999999,141.43799999999999,141.43799999999999,141.43799999999999,141.43799999999999,10.43,54.75,10.43,42,33.32,33.32,42,10.43,55.5,55.5,55.5,55.5,42]
[null,4841,null,104.145,104.145,104.145,104.145,104.145,null,31.468,null,14,15.27,15.27,14,null,14,14,14,14,14,null,null,4841,141.16999999999999,141.16999999999999,141.16999999999999,141.16999999999999,141.16999999999999,10.37,54.487000000000002,10.37,42,32.82,32.82,42,10.37,55.271999999999998,55.271999999999998,55.271999999999998,55.271999999999998,42]
[null,4845,null,94.757000000000005,94.757000000000005,94.757000000000005,94.757000000000005,94.757000000000005,null,32.128,null,13,14.18,14.18,13,null,13,13,13,13,13,null,null,4845,141.12200000000001,141.12200000000001,141.12200000000001,141.12200000000001,141.12200000000001,10.37,54.417000000000002,10.37,42,32.75,32.75,42,10.37,55.152000000000001,55.152000000000001,55.152000000000001,55.152000000000001,42]
[null,4855,null,78.353999999999999,78.353999999999999,78.353999999999999,78.353999999999999,78.353999999999999,null,29.048999999999999,null,14,15.58,15.58,14,null,14,14,14,14,14,null,null,4855,140.93700000000001,140.93700000000001,140.93700000000001,140.93700000000001,140.93700000000001,10.37,54.179000000000002,10.37,42,32.58,32.58,42,10.37,54.9,54.9,54.9,54.9,42]
[null,4862,null,103.923,103.923,103.923,103.923,103.923,null,29.206,null,13,14.46,14.46,13,null,13,13,13,13,13,null,null,4862,140.869,140.869,140.869,140.869,140.869,10.3,54.112000000000002,10.3,41,32.369999999999997,32.369999999999997,41,10.3,54.655999999999999,54.655999999999999,54.655999999999999,54.655999999999999,41]
[null,4869,null,103.675,103.675,103.675,103.675,103.675,null,28.469000000000001,null,15,16.690000000000001,16.690000000000001,15,null,15,15,15,15,15,null,null,4869,140.672,140.672,140.672,140.672,140.672,10.3,53.954999999999998,10.3,41,32.229999999999997,32.229999999999997,41,10.3,54.552,54.552,54.552,54.552,41]
[null,4879,null,91.828000000000003,91.828000000000003,91.828000000000003,91.828000000000003,91.828000000000003,null,28.085000000000001,null,14,16.100000000000001,16.100000000000001,14,null,14,14,14,14,14,null,null,4879,140.535,140.535,140.535,140.535,140.535,10.24,53.753,10.24,41,32.1,32.1,41,10.24,54.423999999999999,54.423999999999999,54.423999999999999,54.423999999999999,41]
[null,4883,null,105.015,105.015,105.015,105.015,105.015,null,30.571000000000002,null,14,16.100000000000001,16.100000000000001,14,null,14,14,14,14,14,null,null,4883,140.428,140.428,140.428,140.428,140.428,10.24,53.695999999999998,10.24,41,32.049999999999997,32.049999999999997,41,10.24,54.247999999999998,54.247999999999998,54.247999999999998,54.247999999999998,41]
[null,4888,null,98.858000000000004,98.858000000000004,98.858000000000004,98.858000000000004,98.858000000000004,null,27.969000000000001,null,13,14.95,14.95,13,null,13,13,13,13,13,null,null,4888,140.363,140.363,140.363,140.363,140.363,10.18,53.6,10.18,41,31.87,31.87,41,10.18,54.08,54.08,54.08,54.08,41]
[null,4897,null,97.468999999999994,97.468999999999994,97.468999999999994,97.468999999999994,97.468999999999994,null,29.6,null,11,12.86,12.86,11,null,11,11,11,11,11,null,null,4897,140.19,140.19,140.19,140.19,140.19,10.18,53.356000000000002,10.18,40,31.7,31.7,40,10.18,53.911999999999999,53.911999999999999,53.911999999999999,53.911999999999999,40]
[null,4905,null,107.375,107.375,107.375,107.375,107.375,null,32.293999999999997,null,15,17.53,17.53,15,null,15,15,15,15,15,null,null,4905,140.04400000000001,140.04400000000001,140.04400000000001,140.04400000000001,140.04400000000001,10.11,53.198999999999998,10.11,40,31.46,31.46,40,10.11,53.8,53.8,53.8,53.8,40]
[null,4914,null,93.734999999999999,93.734999999999999,93.734999999999999,93.734999999999999,93.734999999999999,null,28.260999999999999,null,14,16.36,16.36,14,null,14,14,14,14,14,null,null,4914,139.965,139.965,139.965,139.965,139.965,10.050000000000001,53.073999999999998,10.050000000000001,39,31.27,31.27,39,10.050000000000001,53.591999999999999,53.591999999999999,53.591999999999999,53.591999999999999,39]
[null,4922,null,87.653000000000006,87.653000000000006,87.653000000000006,87.653000000000006,87.653000000000006,null,25.972999999999999,null,8,8.0299999999999994,8.0299999999999994,8,null,8,8,8,8,8,null,null,4922,139.75399999999999,139.75399999999999,139.75399999999999,139.75399999999999,139.75399999999999,10.050000000000001,52.956000000000003,10.050000000000001,39,31.12,31.12,39,10.050000000000001,53.375999999999998,53.375999999999998,53.375999999999998,53.375999999999998,39]
[null,4928,null,107.01900000000001,107.01900000000001,107.01900000000001,107.01900000000001,107.01900000000001,null,34.664999999999999,null,13,13.05,13.05,13,null,13,13,13,13,13,null,null,4928,139.56200000000001,139.56200000000001,139.56200000000001,139.56200000000001,139.56200000000001,10.050000000000001,52.811,10.050000000000001,39,31.03,31.03,39,10.050000000000001,53.295999999999999,53.295999999999999,53.295999999999999,53.295999999999999,39]
[null,4939,null,93.379000000000005,93.379000000000005,93.379000000000005,93.379000000000005,93.379000000000005,10.18,32.256,10.18,14,24.29,24.29,14,10.18,24.175999999999998,24.175999999999998,24.175999999999998,24.175999999999998,14,null,null,4939,139.42699999999999,139.42699999999999,139.42699999999999,139.42699999999999,139.42699999999999,9.98,52.603000000000002,9.98,39,30.85,30.85,39,9.98,53,53,53,53,39]
[null,4942,null,99.497,99.497,99.497,99.497,99.497,5.89,33.552999999999997,5.89,14,19.97,19.97,14,5.89,19.888000000000002,19.888000000000002,19.888000000000002,19.888000000000002,14,null,null,4942,139.417,139.417,139.417,139.417,139.417,9.98,52.491,9.98,39,30.73,30.73,39,9.98,52.984000000000002,52.984000000000002,52.984000000000002,52.984000000000002,39]
[null,4948,null,77.706000000000003,77.706000000000003,77.706000000000003,77.706000000000003,77.706000000000003,5.89,24.58,5.89,9,11.33,11.33,9,5.89,14.888,14.888,14.888,14.888,9,null,null,4948,139.28200000000001,139.28200000000001,139.28200000000001,139.28200000000001,139.28200000000001,9.92,52.317999999999998,9.92,38,30.6,30.6,38,9.92,52.863999999999997,52.863999999999997,52.863999999999997,52.863999999999997,38]
[null,4956,null,93.78,93.78,93.78,93.78,93.78,4.8600000000000003,32.384,4.8600000000000003,13,13.61,13.61,13,4.8600000000000003,17.864000000000001,17.864000000000001,17.864000000000001,17.864000000000001,13,null,null,4956,139.142,139.142,139.142,139.142,139.142,9.92,52.052,9.92,38,30.42,30.42,38,9.92,52.664000000000001,52.664000000000001,52.664000000000001,52.664000000000001,38]
[null,4965,null,103.229,103.229,103.229,103.229,103.229,7.49,29.773,7.49,14,16.34,16.34,14,7.49,21.488,21.488,21.488,21.488,14,null,null,4965,138.93100000000001,138.93100000000001,138.93100000000001,138.93100000000001,138.93100000000001,9.86,51.959000000000003,9.86,38,30.25,30.25,38,9.86,52.456000000000003,52.456000000000003,52.456000000000003,52.456000000000003,38]
[null,4973,null,74.945999999999998,74.945999999999998,74.945999999999998,74.945999999999998,74.945999999999998,5.57,23.276,5.57,10,11.74,11.74,10,5.57,15.568,15.568,15.568,15.568,10,null,null,4973,138.816,138.816,138.816,138.816,138.816,9.7899999999999991,51.828000000000003,9.7899999999999991,38,30.15,30.15,38,9.7899999999999991,52.344000000000001,52.344000000000001,52.344000000000001,52.344000000000001,38]
[null,4982,null,102.41,102.41,102.41,102.41,102.41,10.69,29.539000000000001,10.69,13,17.84,17.84,13,10.69,23.687999999999999,23.687999999999999,23.687999999999999,23.687999999999999,13,null,null,4982,138.65600000000001,138.65600000000001,138.65600000000001,138.65600000000001,138.65600000000001,9.7899999999999991,51.642000000000003,9.7899999999999991,38,29.93,29.93,38,9.7899999999999991,52.143999999999998,52.143999999999998,52.143999999999998,52.143999999999998,38]
[null,4987,null,107.627,107.627,107.627,107.627,107.627,7.62,29.27,7.62,13,15.5,15.5,13,7.62,20.616,20.616,20.616,20.616,13,null,null,4987,138.63900000000001,138.63900000000001,138.63900000000001,138.63900000000001,138.63900000000001,9.73,51.506999999999998,9.73,37,29.86,29.86,37,9.73,52.055999999999997,52.055999999999997,52.055999999999997,52.055999999999997,37]
[null,4999,null,89.977999999999994,89.977999999999994,89.977999999999994,89.977999999999994,89.977999999999994,6.78,27.277000000000001,6.78,14,16.54,16.54,14,6.78,20.783999999999999,20.783999999999999,20.783999999999999,20.783999999999999,14,null,null,4999,138.416,138.416,138.416,138.416,138.416,9.66,51.314999999999998,9.66,37,29.74,29.74,37,9.66,51.904000000000003,51.904000000000003,51.904000000000003,51.904000000000003,37]
[null,5001,null,108.07599999999999,108.07599999999999,108.07599999999999,108.07599999999999,108.07599999999999,6.78,29.472000000000001,6.78,15,17.329999999999998,17.329999999999998,15,6.78,21.783999999999999,21.783999999999999,21.783999999999999,21.783999999999999,15,null,null,5001,138.38999999999999,138.38999999999999,138.38999999999999,138.38999999999999,138.38999999999999,9.66,51.29,9.66,37,29.7,29.7,37,9.66,51.887999999999998,51.887999999999998,51.887999999999998,51.887999999999998,37]
[null,5008,null,100.73399999999999,100.73399999999999,100.73399999999999,100.73399999999999,100.73399999999999,6.59,28.648,6.59,14,16.38,16.38,14,6.59,20.591999999999999,20.591999999999999,20.591999999999999,20.591999999999999,14,null,null,5008,138.27199999999999,138.27199999999999,138.27199999999999,138.27199999999999,138.27199999999999,9.66,51.139000000000003,9.66,37,29.65,29.65,37,9.66,51.8,51.8,51.8,51.8,37]
[null,5015,null,101.84099999999999,101.84099999999999,101.84099999999999,101.84099999999999,101.84099999999999,6.59,29.481000000000002,6.59,13,15.58,15.58,13,6.59,19.591999999999999,19.591999999999999,19.591999999999999,19.591999999999999,13,null,null,5015,138.19300000000001,138.19300000000001,138.19300000000001,138.19300000000001,138.19300000000001,9.6,51.02,9.6,37,29.49,29.49,37,9.6,51.567999999999998,51.567999999999998,51.567999999999998,51.567999999999998,37]
[null,5025,null,100.696,100.696,100.696,100.696,100.696,6.59,28.286000000000001,6.59,14,15.86,15.86,14,6.59,20.591999999999999,20.591999999999999,20.591999999999999,20.591999999999999,14,null,null,5025,138.048,138.048,138.048,138.048,138.048,9.6,50.825000000000003,9.6,36,29.39,29.39,36,9.6,51.375999999999998,51.375999999999998,51.375999999999998,51.375999999999998,36]
[null,5032,null,97.753,97.753,97.753,97.753,97.753,6.59,28.478999999999999,6.59,13,15.09,15.09,13,6.59,19.591999999999999,19.591999999999999,19.591999999999999,19.591999999999999,13,null,null,5032,137.87799999999999,137.87799999999999,137.87799999999999,137.87799999999999,137.87799999999999,9.6,50.633000000000003,9.6,36,29.3,29.3,36,9.6,51.207999999999998,51.207999999999998,51.207999999999998,51.207999999999998,36]
[null,5042,null,87,87,87,87,87,6.59,24.300999999999998,6.59,9,10.6,10.6,9,6.59,15.592000000000001,15.592000000000001,15.592000000000001,15.592000000000001,9,null,null,5042,137.685,137.685,137.685,137.685,137.685,9.5399999999999991,50.466000000000001,9.5399999999999991,36,29.16,29.16,36,9.5399999999999991,50.991999999999997,50.991999999999997,50.991999999999997,50.991999999999997,36]
[null,5046,null,84.733000000000004,84.733000000000004,84.733000000000004,84.733000000000004,84.733000000000004,10.94,23.695,10.94,17,18.95,18.95,17,10.94,27.943999999999999,27.943999999999999,27.943999999999999,27.943999999999999,17,null,null,5046,137.56,137.56,137.56,137.56,137.56,9.5399999999999991,50.347999999999999,9.5399999999999991,36,29.1,29.1,36,9.5399999999999991,50.887999999999998,50.887999999999998,50.887999999999998,50.887999999999998,36]
[null,{"$f":"B5070+1","v":5059},null,100.989,100.989,100.989,100.989,100.989,10.050000000000001,25.425000000000001,10.050000000000001,14,16.3,16.3,14,10.050000000000001,24.047999999999998,24.047999999999998,24.047999999999998,24.047999999999998,14,null,null,5059,137.4,137.4,137.4,137.4,137.4,9.4700000000000006,50.072000000000003,9.4700000000000006,36,28.98,28.98,36,9.4700000000000006,50.688000000000002,50.688000000000002,50.688000000000002,50.688000000000002,36]
[null,5060,null,102.36499999999999,102.36499999999999,102.36499999999999,102.36499999999999,102.36499999999999,8.58,25.611000000000001,8.58,14,15.35,15.35,14,8.58,22.576000000000001,22.576000000000001,22.576000000000001,22.576000000000001,14,null,null,5060,137.38,137.38,137.38,137.38,137.38,9.4700000000000006,50.063000000000002,9.4700000000000006,36,28.98,28.98,36,9.4700000000000006,50.664000000000001,50.664000000000001,50.664000000000001,50.664000000000001,36]
[null,5068,null,78.147999999999996,78.147999999999996,78.147999999999996,78.147999999999996,78.147999999999996,7.49,23.646999999999998,7.49,12,12.58,12.58,12,7.49,7.4880000000000004,7.4880000000000004,7.4880000000000004,7.4880000000000004,12,null,null,5068,137.28800000000001,137.28800000000001,137.28800000000001,137.28800000000001,137.28800000000001,9.41,50.008000000000003,9.41,36,28.91,28.91,36,9.41,50.576000000000001,50.576000000000001,50.576000000000001,50.576000000000001,36]
[null,5081,null,106.366,106.366,106.366,106.366,106.366,9.02,30.51,9.02,16,16.78,16.78,16,9.02,10.023999999999999,10.023999999999999,10.023999999999999,10.023999999999999,16,null,null,5081,137.036,137.036,137.036,137.036,137.036,9.41,49.805999999999997,9.41,35,28.76,28.76,35,9.41,50.295999999999999,50.295999999999999,50.295999999999999,50.295999999999999,35]
[null,5085,null,108.83199999999999,108.83199999999999,108.83199999999999,108.83199999999999,108.83199999999999,8.83,29.626000000000001,8.83,14,14.77,14.77,14,8.83,8.8320000000000007,8.8320000000000007,8.8320000000000007,8.8320000000000007,14,null,null,5085,136.93700000000001,136.93700000000001,136.93700000000001,136.93700000000001,136.93700000000001,9.41,49.694000000000003,9.41,35,28.73,28.73,35,9.41,50.192,50.192,50.192,50.192,35]
[null,5091,null,80.033000000000001,80.033000000000001,80.033000000000001,80.033000000000001,80.033000000000001,11.01,25.873999999999999,11.01,14,14.48,14.48,14,11.01,11.007999999999999,11.007999999999999,11.007999999999999,11.007999999999999,14,null,null,5091,136.88300000000001,136.88300000000001,136.88300000000001,136.88300000000001,136.88300000000001,9.34,49.64,9.34,35,28.68,28.68,35,9.34,50.024000000000001,50.024000000000001,50.024000000000001,50.024000000000001,35]
[null,5102,null,98.72,98.72,98.72,98.72,98.72,12.16,29.92,12.16,15,16.07,16.07,15,12.16,12.16,12.16,12.16,12.16,15,null,null,5102,136.70400000000001,136.70400000000001,136.70400000000001,136.70400000000001,136.70400000000001,9.34,49.533999999999999,9.34,35,28.49,28.49,35,9.34,49.76,49.76,49.76,49.76,35]
[null,5105,null,87.930999999999997,87.930999999999997,87.930999999999997,87.930999999999997,87.930999999999997,14.02,29.372,14.02,17,18.440000000000001,18.440000000000001,17,14.02,14.016,14.016,14.016,14.016,17,null,null,5105,136.614,136.614,136.614,136.614,136.614,9.34,49.430999999999997,9.34,35,28.47,28.47,35,9.34,49.712000000000003,49.712000000000003,49.712000000000003,49.712000000000003,35]
[null,5119,null,95.338999999999999,95.338999999999999,95.338999999999999,95.338999999999999,95.338999999999999,9.15,31.317,9.15,10,11.24,11.24,10,9.15,9.1519999999999992,9.1519999999999992,9.1519999999999992,9.1519999999999992,10,null,null,5119,136.41,136.41,136.41,136.41,136.41,9.2799999999999994,49.188000000000002,9.2799999999999994,35,28.33,28.33,35,9.2799999999999994,49.287999999999997,49.287999999999997,49.287999999999997,49.287999999999997,35]
[null,5126,null,91.989000000000004,91.989000000000004,91.989000000000004,91.989000000000004,91.989000000000004,16.71,31.710999999999999,16.71,19,20.399999999999999,20.399999999999999,19,16.71,16.707000000000001,16.707000000000001,16.707000000000001,16.707000000000001,19,null,null,5126,136.31700000000001,136.31700000000001,136.31700000000001,136.31700000000001,136.31700000000001,9.2799999999999994,49.06,9.2799999999999994,35,28.28,28.28,35,9.2799999999999994,49.207999999999998,49.207999999999998,49.207999999999998,49.207999999999998,35]
[null,5128,null,92.084000000000003,92.084000000000003,92.084000000000003,92.084000000000003,92.084000000000003,12.29,30.692,12.29,14,15.02,15.02,14,12.29,12.288,12.288,12.288,12.288,14,null,null,5128,136.29900000000001,136.29900000000001,136.29900000000001,136.29900000000001,136.29900000000001,9.2799999999999994,49.024999999999999,9.2799999999999994,35,28.27,28.27,35,9.2799999999999994,49.167999999999999,49.167999999999999,49.167999999999999,49.167999999999999,35]
[null,5140,null,84.344999999999999,84.344999999999999,84.344999999999999,84.344999999999999,84.344999999999999,10.050000000000001,24.66,10.050000000000001,11,11.98,11.98,11,10.050000000000001,10.048,10.048,10.048,10.048,11,null,null,5140,136.10599999999999,136.10599999999999,136.10599999999999,136.10599999999999,136.10599999999999,9.2799999999999994,48.948,9.2799999999999994,34,28.18,28.18,34,9.2799999999999994,48.863999999999997,48.863999999999997,48.863999999999997,48.863999999999997,34]
[null,5145,null,108.964,108.964,108.964,108.964,108.964,12.35,34.277000000000001,12.35,14,14.85,14.85,14,12.35,12.352,12.352,12.352,12.352,14,null,null,5145,136.02600000000001,136.02600000000001,136.02600000000001,136.02600000000001,136.02600000000001,9.2799999999999994,48.89,9.2799999999999994,34,28.13,28.13,34,9.2799999999999994,48.76,48.76,48.76,48.76,34]
[null,5150,null,99.409000000000006,99.409000000000006,99.409000000000006,99.409000000000006,99.409000000000006,16.510000000000002,31.199000000000002,16.510000000000002,18,19.760000000000002,19.760000000000002,18,16.510000000000002,16.512,16.512,16.512,16.512,18,null,null,5150,135.983,135.983,135.983,135.983,135.983,9.2799999999999994,48.813000000000002,9.2799999999999994,34,28.08,28.08,34,9.2799999999999994,48.68,48.68,48.68,48.68,34]
[null,5162,null,84.736000000000004,84.736000000000004,84.736000000000004,84.736000000000004,84.736000000000004,9.02,24.678999999999998,9.02,21,22.58,22.58,21,9.02,9.0239999999999991,9.0239999999999991,9.0239999999999991,9.0239999999999991,21,null,null,5162,135.858,135.858,135.858,135.858,135.858,9.2799999999999994,48.63,9.2799999999999994,34,27.9,27.9,34,9.2799999999999994,48.448,48.448,48.448,48.448,34]
[null,5171,null,107.256,107.256,107.256,107.256,107.256,5.0599999999999996,30.484000000000002,5.0599999999999996,12,12.79,12.79,12,5.0599999999999996,5.056,5.056,5.056,5.056,12,null,null,5171,135.66,135.66,135.66,135.66,135.66,9.2200000000000006,48.509,9.2200000000000006,34,27.84,27.84,34,9.2200000000000006,48.2,48.2,48.2,48.2,34]
[null,5179,null,111.371,111.371,111.371,111.371,111.371,5.25,29.071000000000002,5.25,12,13.04,13.04,12,5.25,5.2480000000000002,5.2480000000000002,5.2480000000000002,5.2480000000000002,12,null,null,5179,135.51900000000001,135.51900000000001,135.51900000000001,135.51900000000001,135.51900000000001,9.2200000000000006,48.405999999999999,9.2200000000000006,33,27.78,27.78,33,9.2200000000000006,48.048000000000002,48.048000000000002,48.048000000000002,48.048000000000002,33]
[null,5185,null,90.846000000000004,90.846000000000004,90.846000000000004,90.846000000000004,90.846000000000004,7.49,28.209,7.49,12,13.32,13.32,12,7.49,7.4880000000000004,7.4880000000000004,7.4880000000000004,7.4880000000000004,12,null,null,5185,135.488,135.488,135.488,135.488,135.488,9.2200000000000006,48.304000000000002,9.2200000000000006,33,27.75,27.75,33,9.2200000000000006,47.936,47.936,47.936,47.936,33]
[null,5188,null,91.376000000000005,91.376000000000005,91.376000000000005,91.376000000000005,91.376000000000005,7.49,23.986999999999998,7.49,12,13.32,13.32,12,7.49,7.4880000000000004,7.4880000000000004,7.4880000000000004,7.4880000000000004,12,null,null,5188,135.386,135.386,135.386,135.386,135.386,9.2200000000000006,48.256,9.2200000000000006,33,27.74,27.74,33,9.2200000000000006,47.863999999999997,47.863999999999997,47.863999999999997,47.863999999999997,33]
[null,5199,null,93.19,93.19,93.19,93.19,93.19,7.42,28.548999999999999,7.42,12,13.14,13.14,12,7.42,7.4240000000000004,7.4240000000000004,7.4240000000000004,7.4240000000000004,12,null,null,5199,135.24600000000001,135.24600000000001,135.24600000000001,135.24600000000001,135.24600000000001,9.2200000000000006,48.14,9.2200000000000006,33,27.62,27.62,33,9.2200000000000006,47.744,47.744,47.744,47.744,33]
[null,5205,null,101.488,101.488,101.488,101.488,101.488,7.42,29.754000000000001,7.42,12,13.14,13.14,12,7.42,7.4240000000000004,7.4240000000000004,7.4240000000000004,7.4240000000000004,12,null,null,5205,135.07400000000001,135.07400000000001,135.07400000000001,135.07400000000001,135.07400000000001,9.15,48.091999999999999,9.15,33,27.59,27.59,33,9.15,47.536000000000001,47.536000000000001,47.536000000000001,47.536000000000001,33]
[null,5213,null,77.977999999999994,77.977999999999994,77.977999999999994,77.977999999999994,77.977999999999994,6.98,23.945,6.98,7,7.77,7.77,7,6.98,7.976,7.976,7.976,7.976,7,null,null,5213,134.97,134.97,134.97,134.97,134.97,9.15,47.921999999999997,9.15,33,27.47,27.47,33,9.15,47.4,47.4,47.4,47.4,33]
[null,5222,null,103.39400000000001,103.39400000000001,103.39400000000001,103.39400000000001,103.39400000000001,19.84,32.576000000000001,19.84,22,23.11,23.11,22,19.84,23.84,23.84,23.84,23.84,22,null,null,5222,134.88900000000001,134.88900000000001,134.88900000000001,134.88900000000001,134.88900000000001,9.15,47.854999999999997,9.15,33,27.38,27.38,33,9.15,47.176000000000002,47.176000000000002,47.176000000000002,47.176000000000002,33]
[null,5230,null,111.429,111.429,111.429,111.429,111.429,15.81,35.061999999999998,15.81,15,16.309999999999999,16.309999999999999,15,15.81,16.808,16.808,16.808,16.808,15,null,null,5230,134.809,134.809,134.809,134.809,134.809,9.09,47.73,9.09,32,27.34,27.34,32,9.09,47.088000000000001,47.088000000000001,47.088000000000001,47.088000000000001,32]
[null,5239,null,95.12,95.12,95.12,95.12,95.12,8.9,31.657,8.9,8,8.58,8.58,8,8.9,19.896000000000001,19.896000000000001,19.896000000000001,19.896000000000001,8,null,null,5239,134.67099999999999,134.67099999999999,134.67099999999999,134.67099999999999,134.67099999999999,9.09,47.588999999999999,9.09,32,27.23,27.23,32,9.09,46.735999999999997,46.735999999999997,46.735999999999997,46.735999999999997,32]
[null,5244,null,104.548,104.548,104.548,104.548,104.548,19.649999999999999,35.363999999999997,19.649999999999999,21,28.7,28.7,21,19.649999999999999,66.647999999999996,66.647999999999996,66.647999999999996,66.647999999999996,21,null,null,5244,134.62700000000001,134.62700000000001,134.62700000000001,134.62700000000001,134.62700000000001,9.02,47.515999999999998,9.02,32,27.19,27.19,32,9.02,46.671999999999997,46.671999999999997,46.671999999999997,46.671999999999997,32]
[null,5248,null,101.209,101.209,101.209,101.209,101.209,16.059999999999999,33.802999999999997,16.059999999999999,26,18.14,18.14,26,16.059999999999999,42.064,42.064,42.064,42.064,26,null,null,5248,134.59200000000001,134.59200000000001,134.59200000000001,134.59200000000001,134.59200000000001,9.02,47.509,9.02,32,27.18,27.18,32,9.02,46.543999999999997,46.543999999999997,46.543999999999997,46.543999999999997,32]
[null,5258,null,92.185000000000002,92.185000000000002,92.185000000000002,92.185000000000002,92.185000000000002,9.6,27.443999999999999,9.6,11,10.51,10.51,11,9.6,20.6,20.6,20.6,20.6,11,null,null,5258,134.45699999999999,134.45699999999999,134.45699999999999,134.45699999999999,134.45699999999999,8.9600000000000009,47.348999999999997,8.9600000000000009,32,27.08,27.08,32,8.9600000000000009,46.375999999999998,46.375999999999998,46.375999999999998,46.375999999999998,32]
[null,5265,null,113.111,113.111,113.111,113.111,113.111,18.75,37.073999999999998,18.75,15,17.25,17.25,15,18.75,33.752000000000002,33.752000000000002,33.752000000000002,33.752000000000002,15,null,null,5265,134.404,134.404,134.404,134.404,134.404,8.9600000000000009,47.274999999999999,8.9600000000000009,32,26.97,26.97,32,8.9600000000000009,46.24,46.24,46.24,46.24,32]
[null,5272,null,106.70699999999999,106.70699999999999,106.70699999999999,106.70699999999999,106.70699999999999,15.49,34.424999999999997,15.49,14,15.05,15.05,14,15.49,29.488,29.488,29.488,29.488,14,null,null,5272,134.31700000000001,134.31700000000001,134.31700000000001,134.31700000000001,134.31700000000001,8.9600000000000009,47.15,8.9600000000000009,32,26.9,26.9,32,8.9600000000000009,46.095999999999997,46.095999999999997,46.095999999999997,46.095999999999997,32]
[null,5282,null,101.813,101.813,101.813,101.813,101.813,9.15,28.594000000000001,9.15,8,8.98,8.98,8,9.15,17.152000000000001,17.152000000000001,17.152000000000001,17.152000000000001,8,null,null,5282,134.18100000000001,134.18100000000001,134.18100000000001,134.18100000000001,134.18100000000001,8.9,46.976999999999997,8.9,31,26.84,26.84,31,8.9,45.92,45.92,45.92,45.92,31]
[null,5289,null,112.533,112.533,112.533,112.533,112.533,17.73,39.598999999999997,17.73,12,15.5,15.5,12,17.73,29.728000000000002,29.728000000000002,29.728000000000002,29.728000000000002,12,null,null,5289,134.09399999999999,134.09399999999999,134.09399999999999,134.09399999999999,134.09399999999999,8.9,46.923000000000002,8.9,31,26.8,26.8,31,8.9,45.768000000000001,45.768000000000001,45.768000000000001,45.768000000000001,31]
[null,5299,null,111.44,111.44,111.44,111.44,111.44,16.7,33.774000000000001,16.7,12,14.98,14.98,12,16.7,28.704000000000001,28.704000000000001,28.704000000000001,28.704000000000001,12,null,null,5299,134.00200000000001,134.00200000000001,134.00200000000001,134.00200000000001,134.00200000000001,8.83,46.784999999999997,8.83,31,26.71,26.71,31,8.83,45.543999999999997,45.543999999999997,45.543999999999997,45.543999999999997,31]
[null,5303,null,114.512,114.512,114.512,114.512,114.512,14.66,33.185000000000002,14.66,13,14.46,14.46,13,14.66,27.655999999999999,27.655999999999999,27.655999999999999,27.655999999999999,13,null,null,5303,133.971,133.971,133.971,133.971,133.971,8.83,46.762999999999998,8.83,31,26.67,26.67,31,8.83,45.48,45.48,45.48,45.48,31]
[null,5308,null,91.757000000000005,91.757000000000005,91.757000000000005,91.757000000000005,91.757000000000005,10.94,24.535,10.94,9,13.37,13.37,9,10.94,19.943999999999999,19.943999999999999,19.943999999999999,19.943999999999999,9,null,null,5308,133.928,133.928,133.928,133.928,133.928,8.83,46.689,8.83,31,26.63,26.63,31,8.83,45.368000000000002,45.368000000000002,45.368000000000002,45.368000000000002,31]
[null,5317,null,111.765,111.765,111.765,111.765,111.765,11.01,34.819000000000003,11.01,12,15.46,15.46,12,11.01,23.007999999999999,23.007999999999999,23.007999999999999,23.007999999999999,12,null,null,5317,133.78299999999999,133.78299999999999,133.78299999999999,133.78299999999999,133.78299999999999,8.83,46.506,8.83,31,26.54,26.54,31,8.83,45.103999999999999,45.103999999999999,45.103999999999999,45.103999999999999,31]
[null,5325,null,111.624,111.624,111.624,111.624,111.624,7.55,31.675999999999998,7.55,13,13.84,13.84,13,7.55,20.552,20.552,20.552,20.552,13,null,null,5325,133.72900000000001,133.72900000000001,133.72900000000001,133.72900000000001,133.72900000000001,8.77,46.426000000000002,8.77,30,26.48,26.48,30,8.77,44.88,44.88,44.88,44.88,30]
[null,5331,null,92.04,92.04,92.04,92.04,92.04,7.55,25.562999999999999,7.55,9,12.97,12.97,9,7.55,16.552,16.552,16.552,16.552,9,null,null,5331,133.69999999999999,133.69999999999999,133.69999999999999,133.69999999999999,133.69999999999999,8.77,46.372,8.77,30,26.41,26.41,30,8.77,44.624000000000002,44.624000000000002,44.624000000000002,44.624000000000002,30]
[null,5342,null,107.196,107.196,107.196,107.196,107.196,7.49,32.540999999999997,7.49,11,14.45,14.45,11,7.49,18.488,18.488,18.488,18.488,11,null,null,5342,133.59299999999999,133.59299999999999,133.59299999999999,133.59299999999999,133.59299999999999,8.6999999999999993,46.253,8.6999999999999993,30,26.34,26.34,30,8.6999999999999993,44.423999999999999,44.423999999999999,44.423999999999999,44.423999999999999,30]
[null,5348,null,109.271,109.271,109.271,109.271,109.271,7.49,32.780999999999999,7.49,12,15.23,15.23,12,7.49,19.488,19.488,19.488,19.488,12,null,null,5348,133.52199999999999,133.52199999999999,133.52199999999999,133.52199999999999,133.52199999999999,8.6999999999999993,46.189,8.6999999999999993,30,26.3,26.3,30,8.6999999999999993,44.2,44.2,44.2,44.2,30]
[null,5359,null,88.924999999999997,88.924999999999997,88.924999999999997,88.924999999999997,88.924999999999997,7.49,27.373000000000001,7.49,13,15.98,15.98,13,7.49,20.488,20.488,20.488,20.488,13,null,null,5359,133.44,133.44,133.44,133.44,133.44,8.64,46.103000000000002,8.64,30,26.2,26.2,30,8.64,43.84,43.84,43.84,43.84,30]
[null,5362,null,111.38800000000001,111.38800000000001,111.38800000000001,111.38800000000001,111.38800000000001,7.55,31.407,7.55,13,16.059999999999999,16.059999999999999,13,7.55,20.552,20.552,20.552,20.552,13,null,null,5362,133.41,133.41,133.41,133.41,133.41,8.64,46.051000000000002,8.64,30,26.19,26.19,30,8.64,43.783999999999999,43.783999999999999,43.783999999999999,43.783999999999999,30]
[null,5368,null,111.73399999999999,111.73399999999999,111.73399999999999,111.73399999999999,111.73399999999999,7.49,32.378,7.49,12,15.2,15.2,12,7.49,19.488,19.488,19.488,19.488,12,null,null,5368,133.33199999999999,133.33199999999999,133.33199999999999,133.33199999999999,133.33199999999999,8.64,45.957999999999998,8.64,30,26.16,26.16,30,8.64,43.567999999999998,43.567999999999998,43.567999999999998,43.567999999999998,30]
[null,5376,null,116.292,116.292,116.292,116.292,116.292,9.09,34.444000000000003,9.09,12,16.45,16.45,12,9.09,21.088000000000001,21.088000000000001,21.088000000000001,21.088000000000001,12,null,null,5376,133.29499999999999,133.29499999999999,133.29499999999999,133.29499999999999,133.29499999999999,8.58,45.781999999999996,8.58,30,26.05,26.05,30,8.58,43.351999999999997,43.351999999999997,43.351999999999997,43.351999999999997,30]
[null,5385,null,116.59699999999999,116.59699999999999,116.59699999999999,116.59699999999999,116.59699999999999,18.82,35.380000000000003,18.82,14,19.22,19.22,14,18.82,32.816000000000003,32.816000000000003,32.816000000000003,32.816000000000003,14,null,null,5385,133.25,133.25,133.25,133.25,133.25,8.51,45.725000000000001,8.51,29,26.01,26.01,29,8.51,42.832000000000001,42.832000000000001,42.832000000000001,42.832000000000001,29]
[null,5390,null,110.649,110.649,110.649,110.649,110.649,18.82,31.727,18.82,13,18.64,18.64,13,18.82,31.815999999999999,31.815999999999999,31.815999999999999,31.815999999999999,13,null,null,5390,133.202,133.202,133.202,133.202,133.202,8.51,45.695999999999998,8.51,29,25.95,25.95,29,8.51,42.76,42.76,42.76,42.76,29]
[null,5402,null,99.894000000000005,99.894000000000005,99.894000000000005,99.894000000000005,99.894000000000005,12.48,28.209,12.48,9,12.31,12.31,9,12.48,21.48,21.48,21.48,21.48,9,null,null,5402,133.083,133.083,133.083,133.083,133.083,8.4499999999999993,45.531999999999996,8.4499999999999993,29,25.87,25.87,29,8.4499999999999993,42.48,42.48,42.48,42.48,29]
[null,5407,null,109.089,109.089,109.089,109.089,109.089,11.46,32.348999999999997,11.46,13,14.03,14.03,13,11.46,24.456,24.456,24.456,24.456,13,null,null,5407,133.06700000000001,133.06700000000001,133.06700000000001,133.06700000000001,133.06700000000001,8.4499999999999993,45.488,8.4499999999999993,29,25.85,25.85,29,8.4499999999999993,42.415999999999997,42.415999999999997,42.415999999999997,42.415999999999997,29]
[null,5419,null,115.38800000000001,115.38800000000001,115.38800000000001,115.38800000000001,115.38800000000001,13.5,32.210999999999999,13.5,12,14.6,14.6,12,13.5,25.504000000000001,25.504000000000001,25.504000000000001,25.504000000000001,12,null,null,5419,132.90199999999999,132.90199999999999,132.90199999999999,132.90199999999999,132.90199999999999,8.4499999999999993,45.427,8.4499999999999993,29,25.77,25.77,29,8.4499999999999993,42.064,42.064,42.064,42.064,29]
[null,5421,null,118.911,118.911,118.911,118.911,118.911,14.34,33.982999999999997,14.34,13,15.63,15.63,13,14.34,27.335999999999999,27.335999999999999,27.335999999999999,27.335999999999999,13,null,null,5421,132.892,132.892,132.892,132.892,132.892,8.4499999999999993,45.417000000000002,8.4499999999999993,29,25.76,25.76,29,8.4499999999999993,42.04,42.04,42.04,42.04,29]
[null,5428,null,94.763000000000005,94.763000000000005,94.763000000000005,94.763000000000005,94.763000000000005,10.37,27.446999999999999,10.37,9,10.34,10.34,9,10.37,19.367999999999999,19.367999999999999,19.367999999999999,19.367999999999999,9,null,null,5428,132.815,132.815,132.815,132.815,132.815,8.3800000000000008,45.343000000000004,8.3800000000000008,29,25.68,25.68,29,8.3800000000000008,41.856000000000002,41.856000000000002,41.856000000000002,41.856000000000002,29]
[null,5435,null,106.92100000000001,106.92100000000001,106.92100000000001,106.92100000000001,106.92100000000001,21.25,35.505000000000003,21.25,12,17.7,17.7,12,21.25,33.247999999999998,33.247999999999998,33.247999999999998,33.247999999999998,12,null,null,5435,132.732,132.732,132.732,132.732,132.732,8.3800000000000008,45.305,8.3800000000000008,29,25.64,25.64,29,8.3800000000000008,41.704000000000001,41.704000000000001,41.704000000000001,41.704000000000001,29]
[null,5445,null,119.426,119.426,119.426,119.426,119.426,13.38,34.124000000000002,13.38,12,13.54,13.54,12,13.38,25.376000000000001,25.376000000000001,25.376000000000001,25.376000000000001,12,null,null,5445,132.60599999999999,132.60599999999999,132.60599999999999,132.60599999999999,132.60599999999999,8.3800000000000008,45.209000000000003,8.3800000000000008,28,25.56,25.56,28,8.3800000000000008,41.567999999999998,41.567999999999998,41.567999999999998,41.567999999999998,28]
[null,5456,null,114.708,114.708,114.708,114.708,114.708,15.94,33.982999999999997,15.94,13,16.059999999999999,16.059999999999999,13,15.94,28.936,28.936,28.936,28.936,13,null,null,5456,132.50200000000001,132.50200000000001,132.50200000000001,132.50200000000001,132.50200000000001,8.3800000000000008,45.087000000000003,8.3800000000000008,28,25.48,25.48,28,8.3800000000000008,41.223999999999997,41.223999999999997,41.223999999999997,41.223999999999997,28]
[null,5462,null,109.253,109.253,109.253,109.253,109.253,19.71,33.947000000000003,19.71,12,17.62,17.62,12,19.71,31.712,31.712,31.712,31.712,12,null,null,5462,132.452,132.452,132.452,132.452,132.452,8.3800000000000008,44.984999999999999,8.3800000000000008,28,25.43,25.43,28,8.3800000000000008,41.008000000000003,41.008000000000003,41.008000000000003,41.008000000000003,28]
[null,5470,null,126.92100000000001,126.92100000000001,126.92100000000001,126.92100000000001,126.92100000000001,9.73,34.856999999999999,9.73,13,12.62,12.62,13,9.73,22.728000000000002,22.728000000000002,22.728000000000002,22.728000000000002,13,null,null,5470,132.398,132.398,132.398,132.398,132.398,8.32,44.847000000000001,8.32,28,25.39,25.39,28,8.32,40.823999999999998,40.823999999999998,40.823999999999998,40.823999999999998,28]
[null,5479,null,104.121,104.121,104.121,104.121,104.121,10.37,32.768000000000001,10.37,13,13.97,13.97,13,10.37,23.367999999999999,23.367999999999999,23.367999999999999,23.367999999999999,13,null,null,5479,132.268,132.268,132.268,132.268,132.268,8.32,44.756999999999998,8.32,28,25.3,25.3,28,8.32,40.655999999999999,40.655999999999999,40.655999999999999,40.655999999999999,28]
[null,5480,null,119.002,119.002,119.002,119.002,119.002,16.579999999999998,34.816000000000003,16.579999999999998,13,17.670000000000002,17.670000000000002,13,16.579999999999998,29.576000000000001,29.576000000000001,29.576000000000001,29.576000000000001,13,null,null,5480,132.26599999999999,132.26599999999999,132.26599999999999,132.26599999999999,132.26599999999999,8.32,44.747,8.32,27,25.29,25.29,27,8.32,40.624000000000002,40.624000000000002,40.624000000000002,40.624000000000002,27]
[null,5488,null,116.44199999999999,116.44199999999999,116.44199999999999,116.44199999999999,116.44199999999999,7.49,33.716999999999999,7.49,13,12.23,12.23,13,7.49,20.488,20.488,20.488,20.488,13,null,null,5488,132.16900000000001,132.16900000000001,132.16900000000001,132.16900000000001,132.16900000000001,8.32,44.628999999999998,8.32,27,25.16,25.16,27,8.32,40.472000000000001,40.472000000000001,40.472000000000001,40.472000000000001,27]
[null,5501,null,94.622,94.622,94.622,94.622,94.622,0.9,28.411000000000001,0.9,9,10.220000000000001,10.220000000000001,9,0.9,9.8960000000000008,9.8960000000000008,9.8960000000000008,9.8960000000000008,9,null,null,5501,131.952,131.952,131.952,131.952,131.952,8.26,44.44,8.26,27,25.05,25.05,27,8.26,40.128,40.128,40.128,40.128,27]
[null,5505,null,117.788,117.788,117.788,117.788,117.788,2.2400000000000002,33.646000000000001,2.2400000000000002,12,14.65,14.65,12,2.2400000000000002,14.24,14.24,14.24,14.24,12,null,null,5505,131.93899999999999,131.93899999999999,131.93899999999999,131.93899999999999,131.93899999999999,8.26,44.384999999999998,8.26,27,25.02,25.02,27,8.26,40.031999999999996,40.031999999999996,40.031999999999996,40.031999999999996,27]
[null,5515,null,122.48699999999999,122.48699999999999,122.48699999999999,122.48699999999999,122.48699999999999,1.6,33.738999999999997,1.6,13,15.07,15.07,13,1.6,14.6,14.6,14.6,14.6,13,null,null,5515,131.78100000000001,131.78100000000001,131.78100000000001,131.78100000000001,131.78100000000001,8.26,44.264000000000003,8.26,27,24.99,24.99,27,8.26,39.840000000000003,39.840000000000003,39.840000000000003,39.840000000000003,27]
[null,5522,null,102.32599999999999,102.32599999999999,102.32599999999999,102.32599999999999,102.32599999999999,1.28,29.437000000000001,1.28,9,11.32,11.32,9,1.28,10.28,10.28,10.28,10.28,9,null,null,5522,131.72900000000001,131.72900000000001,131.72900000000001,131.72900000000001,131.72900000000001,8.26,44.222000000000001,8.26,26,24.93,24.93,26,8.26,39.648000000000003,39.648000000000003,39.648000000000003,39.648000000000003,26]
[null,5529,null,113.86199999999999,113.86199999999999,113.86199999999999,113.86199999999999,113.86199999999999,1.54,31.984000000000002,1.54,14,17.03,17.03,14,1.54,15.536,15.536,15.536,15.536,14,null,null,5529,131.602,131.602,131.602,131.602,131.602,8.19,44.167999999999999,8.19,26,24.91,24.91,26,8.19,39.543999999999997,39.543999999999997,39.543999999999997,39.543999999999997,26]
[null,5539,null,126.46,126.46,126.46,126.46,126.46,1.41,34.107999999999997,1.41,13,15.82,15.82,13,1.41,14.407999999999999,14.407999999999999,14.407999999999999,14.407999999999999,13,null,null,5539,131.50700000000001,131.50700000000001,131.50700000000001,131.50700000000001,131.50700000000001,8.19,44.067999999999998,8.19,26,24.84,24.84,26,8.19,39.4,39.4,39.4,39.4,26]
[null,5546,null,100.333,100.333,100.333,100.333,100.333,5.76,29.084,5.76,8,11.34,11.34,8,5.76,13.76,13.76,13.76,13.76,8,null,null,5546,131.39500000000001,131.39500000000001,131.39500000000001,131.39500000000001,131.39500000000001,8.19,43.95,8.19,26,24.8,24.8,26,8.19,39.247999999999998,39.247999999999998,39.247999999999998,39.247999999999998,26]
[null,5548,null,93.516999999999996,93.516999999999996,93.516999999999996,93.516999999999996,93.516999999999996,5.7,28.52,5.7,9,12.08,12.08,9,5.7,14.696,14.696,14.696,14.696,9,null,null,5548,131.35900000000001,131.35900000000001,131.35900000000001,131.35900000000001,131.35900000000001,8.19,43.911000000000001,8.19,26,24.77,24.77,26,8.19,39.207999999999998,39.207999999999998,39.207999999999998,39.207999999999998,26]
[null,5560,null,119.71299999999999,119.71299999999999,119.71299999999999,119.71299999999999,119.71299999999999,5.82,35.264000000000003,5.82,13,15.45,15.45,13,5.82,18.824000000000002,18.824000000000002,18.824000000000002,18.824000000000002,13,null,null,5560,131.27699999999999,131.27699999999999,131.27699999999999,131.27699999999999,131.27699999999999,8.19,43.764000000000003,8.19,26,24.7,24.7,26,8.19,38.872,38.872,38.872,38.872,26]
[null,5565,null,134.32599999999999,134.32599999999999,134.32599999999999,134.32599999999999,134.32599999999999,5.63,42.107999999999997,5.63,14,16.11,16.11,14,5.63,19.632000000000001,19.632000000000001,19.632000000000001,19.632000000000001,14,null,null,5565,131.20500000000001,131.20500000000001,131.20500000000001,131.20500000000001,131.20500000000001,8.19,43.683999999999997,8.19,26,24.65,24.65,26,8.19,38.752000000000002,38.752000000000002,38.752000000000002,38.752000000000002,26]
[null,5574,null,100.22199999999999,100.22199999999999,100.22199999999999,100.22199999999999,100.22199999999999,6.91,32.512,6.91,17,12.96,12.96,17,6.91,23.911999999999999,23.911999999999999,23.911999999999999,23.911999999999999,17,null,null,5574,131.10499999999999,131.10499999999999,131.10499999999999,131.10499999999999,131.10499999999999,8.1300000000000008,43.584000000000003,8.1300000000000008,25,24.57,24.57,25,8.1300000000000008,38.520000000000003,38.520000000000003,38.520000000000003,38.520000000000003,25]
[null,5582,null,127.01,127.01,127.01,127.01,127.01,16.7,40.067,16.7,13,16.11,16.11,13,16.7,29.704000000000001,29.704000000000001,29.704000000000001,29.704000000000001,13,null,null,5582,131.01900000000001,131.01900000000001,131.01900000000001,131.01900000000001,131.01900000000001,8.1300000000000008,43.536000000000001,8.1300000000000008,25,24.47,24.47,25,8.1300000000000008,38.423999999999999,38.423999999999999,38.423999999999999,38.423999999999999,25]
[null,5588,null,132.34200000000001,132.34200000000001,132.34200000000001,132.34200000000001,132.34200000000001,17.02,39.518999999999998,17.02,13,16.27,16.27,13,17.02,30.024000000000001,30.024000000000001,30.024000000000001,30.024000000000001,13,null,null,5588,130.959,130.959,130.959,130.959,130.959,8.1300000000000008,43.494999999999997,8.1300000000000008,25,24.42,24.42,25,8.1300000000000008,38.247999999999998,38.247999999999998,38.247999999999998,38.247999999999998,25]
[null,5599,null,141.95500000000001,141.95500000000001,141.95500000000001,141.95500000000001,141.95500000000001,7.42,33.918999999999997,7.42,13,10.64,10.64,13,7.42,20.423999999999999,20.423999999999999,20.423999999999999,20.423999999999999,13,null,null,5599,130.797,130.797,130.797,130.797,130.797,8.1300000000000008,43.399000000000001,8.1300000000000008,25,24.32,24.32,25,8.1300000000000008,37.991999999999997,37.991999999999997,37.991999999999997,37.991999999999997,25]
[null,5605,null,178.613,178.613,178.613,178.613,178.613,21.57,35.106999999999999,21.57,14,18.57,18.57,14,21.57,35.567999999999998,35.567999999999998,35.567999999999998,35.567999999999998,14,null,null,5605,130.732,130.732,130.732,130.732,130.732,8.1300000000000008,43.238,8.1300000000000008,25,24.29,24.29,25,8.1300000000000008,37.880000000000003,37.880000000000003,37.880000000000003,37.880000000000003,25]
[null,5608,null,174.65700000000001,174.65700000000001,174.65700000000001,174.65700000000001,174.65700000000001,15.04,34.805999999999997,15.04,14,15.13,15.13,14,15.04,29.04,29.04,29.04,29.04,14,null,null,5608,130.71100000000001,130.71100000000001,130.71100000000001,130.71100000000001,130.71100000000001,8.1300000000000008,43.225999999999999,8.1300000000000008,25,24.24,24.24,25,8.1300000000000008,37.823999999999998,37.823999999999998,37.823999999999998,37.823999999999998,25]
[null,5619,null,107.569,107.569,107.569,107.569,107.569,13.5,30.683,13.5,9,12.65,12.65,9,13.5,22.504000000000001,22.504000000000001,22.504000000000001,22.504000000000001,9,null,null,5619,130.63,130.63,130.63,130.63,130.63,8.06,43.133000000000003,8.06,25,24.13,24.13,25,8.06,37.68,37.68,37.68,37.68,25]
[null,5625,null,138.08699999999999,138.08699999999999,138.08699999999999,138.08699999999999,138.08699999999999,18.239999999999998,37.584000000000003,18.239999999999998,14,18.11,18.11,14,18.239999999999998,32.24,32.24,32.24,32.24,14,null,null,5625,130.577,130.577,130.577,130.577,130.577,8.06,43.116999999999997,8.06,25,24.1,24.1,25,8.06,37.567999999999998,37.567999999999998,37.567999999999998,37.567999999999998,25]
[null,5633,null,108.017,108.017,108.017,108.017,108.017,14.91,34.116999999999997,14.91,13,15.69,15.69,13,14.91,27.911999999999999,27.911999999999999,27.911999999999999,27.911999999999999,13,null,null,5633,130.48500000000001,130.48500000000001,130.48500000000001,130.48500000000001,130.48500000000001,8.06,43.075000000000003,8.06,24,24.04,24.04,24,8.06,37.456000000000003,37.456000000000003,37.456000000000003,37.456000000000003,24]
[null,5642,null,101.164,101.164,101.164,101.164,101.164,12.29,29.975000000000001,12.29,8,11.09,11.09,8,12.29,20.288,20.288,20.288,20.288,8,null,null,5642,130.39500000000001,130.39500000000001,130.39500000000001,130.39500000000001,130.39500000000001,8.06,43.017000000000003,8.06,24,23.95,23.95,24,8.06,37.247999999999998,37.247999999999998,37.247999999999998,37.247999999999998,24]
[null,5647,null,111.242,111.242,111.242,111.242,111.242,10.75,33.124000000000002,10.75,13,13,13,13,10.75,23.751999999999999,23.751999999999999,23.751999999999999,23.751999999999999,13,null,null,5647,130.381,130.381,130.381,130.381,130.381,8,42.96,8,24,23.9,23.9,24,8,37.159999999999997,37.159999999999997,37.159999999999997,37.159999999999997,24]
[null,5659,null,132.71700000000001,132.71700000000001,132.71700000000001,132.71700000000001,132.71700000000001,17.920000000000002,36.064999999999998,17.920000000000002,13,16.88,16.88,13,17.920000000000002,30.92,30.92,30.92,30.92,13,null,null,5659,130.23699999999999,130.23699999999999,130.23699999999999,130.23699999999999,130.23699999999999,8,42.908000000000001,8,24,23.85,23.85,24,8,37,37,37,37,24]
[null,5664,null,126.82599999999999,126.82599999999999,126.82599999999999,126.82599999999999,126.82599999999999,5.31,37.087000000000003,5.31,12,9.4499999999999993,9.4499999999999993,12,5.31,17.312000000000001,17.312000000000001,17.312000000000001,17.312000000000001,12,null,null,5664,130.14400000000001,130.14400000000001,130.14400000000001,130.14400000000001,130.14400000000001,8,42.847999999999999,8,24,23.83,23.83,24,8,36.927999999999997,36.927999999999997,36.927999999999997,36.927999999999997,24]
[null,5668,null,105.063,105.063,105.063,105.063,105.063,4.3499999999999996,29.888000000000002,4.3499999999999996,9,12.03,12.03,9,4.3499999999999996,13.352,13.352,13.352,13.352,9,null,null,5668,130.077,130.077,130.077,130.077,130.077,8,42.822000000000003,8,23,23.8,23.8,23,8,36.847999999999999,36.847999999999999,36.847999999999999,36.847999999999999,23]
[null,5678,null,132.38399999999999,132.38399999999999,132.38399999999999,132.38399999999999,132.38399999999999,4.0999999999999996,36.661000000000001,4.0999999999999996,13,15.36,15.36,13,4.0999999999999996,17.096,17.096,17.096,17.096,13,null,null,5678,130.00299999999999,130.00299999999999,130.00299999999999,130.00299999999999,130.00299999999999,7.94,42.703000000000003,7.94,23,23.73,23.73,23,7.94,36.728000000000002,36.728000000000002,36.728000000000002,36.728000000000002,23]
[null,5685,null,128.93600000000001,128.93600000000001,128.93600000000001,128.93600000000001,128.93600000000001,4.16,35.505000000000003,4.16,14,16.34,16.34,14,4.16,18.16,18.16,18.16,18.16,14,null,null,5685,129.965,129.965,129.965,129.965,129.965,7.94,42.664999999999999,7.94,23,23.69,23.69,23,7.94,36.664000000000001,36.664000000000001,36.664000000000001,36.664000000000001,23]
[null,5692,null,102.586,102.586,102.586,102.586,102.586,4.4800000000000004,29.552,4.4800000000000004,8,10.71,10.71,8,4.4800000000000004,12.48,12.48,12.48,12.48,8,null,null,5692,129.88999999999999,129.88999999999999,129.88999999999999,129.88999999999999,129.88999999999999,7.94,42.600999999999999,7.94,23,23.63,23.63,23,7.94,36.543999999999997,36.543999999999997,36.543999999999997,36.543999999999997,23]
[null,5702,null,133.328,133.328,133.328,133.328,133.328,4.22,36.155000000000001,4.22,12,13.88,13.88,12,4.22,16.224,16.224,16.224,16.224,12,null,null,5702,129.76900000000001,129.76900000000001,129.76900000000001,129.76900000000001,129.76900000000001,7.87,42.447000000000003,7.87,22,23.58,23.58,22,7.87,36.432000000000002,36.432000000000002,36.432000000000002,36.432000000000002,22]
[null,5706,null,134.52099999999999,134.52099999999999,134.52099999999999,134.52099999999999,134.52099999999999,4.29,36.036000000000001,4.29,14,15.68,15.68,14,4.29,18.288,18.288,18.288,18.288,14,null,null,5706,129.73500000000001,129.73500000000001,129.73500000000001,129.73500000000001,129.73500000000001,7.87,42.421999999999997,7.87,22,23.55,23.55,22,7.87,36.415999999999997,36.415999999999997,36.415999999999997,36.415999999999997,22]
[null,5719,null,120.092,120.092,120.092,120.092,120.092,5.57,35.286999999999999,5.57,15,10.49,10.49,15,5.57,20.568000000000001,20.568000000000001,20.568000000000001,20.568000000000001,15,null,null,5719,129.608,129.608,129.608,129.608,129.608,7.81,42.283999999999999,7.81,22,23.46,23.46,22,7.81,36.24,36.24,36.24,36.24,22]
[null,5720,null,139.441,139.441,139.441,139.441,139.441,9.5399999999999991,38.768999999999998,9.5399999999999991,14,11.97,11.97,14,9.5399999999999991,23.536000000000001,23.536000000000001,23.536000000000001,23.536000000000001,14,null,null,5720,129.578,129.578,129.578,129.578,129.578,7.81,42.283999999999999,7.81,22,23.46,23.46,22,7.81,36.231999999999999,36.231999999999999,36.231999999999999,36.231999999999999,22]
[null,5728,null,141.12200000000001,141.12200000000001,141.12200000000001,141.12200000000001,141.12200000000001,14.53,36.895000000000003,14.53,14,14.52,14.52,14,14.53,28.527999999999999,28.527999999999999,28.527999999999999,28.527999999999999,14,null,null,5728,129.51,129.51,129.51,129.51,129.51,7.81,42.22,7.81,22,23.36,23.36,22,7.81,36.176000000000002,36.176000000000002,36.176000000000002,36.176000000000002,22]
[null,5737,null,119.134,119.134,119.134,119.134,119.134,10.88,34.847999999999999,10.88,12,13.46,13.46,12,10.88,22.88,22.88,22.88,22.88,12,null,null,5737,129.46100000000001,129.46100000000001,129.46100000000001,129.46100000000001,129.46100000000001,7.81,42.146000000000001,7.81,22,23.27,23.27,22,7.81,36.095999999999997,36.095999999999997,36.095999999999997,36.095999999999997,22]
[null,5745,null,139.39699999999999,139.39699999999999,139.39699999999999,139.39699999999999,139.39699999999999,21.57,41.697000000000003,21.57,15,21.51,21.51,15,21.57,36.567999999999998,36.567999999999998,36.567999999999998,36.567999999999998,15,null,null,5745,129.37200000000001,129.37200000000001,129.37200000000001,129.37200000000001,129.37200000000001,7.74,42.075000000000003,7.74,22,23.22,23.22,22,7.74,35.96,35.96,35.96,35.96,22]
[null,5751,null,126.96599999999999,126.96599999999999,126.96599999999999,126.96599999999999,126.96599999999999,20.86,35.045999999999999,20.86,15,21.1,21.1,15,20.86,35.863999999999997,35.863999999999997,35.863999999999997,35.863999999999997,15,null,null,5751,129.33600000000001,129.33600000000001,129.33600000000001,129.33600000000001,129.33600000000001,7.74,42.046999999999997,7.74,21,23.17,23.17,21,7.74,35.927999999999997,35.927999999999997,35.927999999999997,35.927999999999997,21]
[null,5762,null,107.503,107.503,107.503,107.503,107.503,9.02,31.026,9.02,10,11.16,11.16,10,9.02,19.024000000000001,19.024000000000001,19.024000000000001,19.024000000000001,10,null,null,5762,{"$f":"LARGE(D$13:D$8748,$X5774)","v":129.26},{"$f":"LARGE(E$13:E$8748,$X5774)","v":129.26},{"$f":"LARGE(F$13:F$8748,$X5774)","v":129.26},{"$f":"LARGE(G$13:G$8748,$X5774)","v":129.26},{"$f":"LARGE(H$13:H$8748,$X5774)","v":129.26},{"$f":"LARGE(I$13:I$8748,$X5774)","v":7.74},{"$f":"LARGE(J$13:J$8748,$X5774)","v":41.999000000000002},{"$f":"LARGE(K$13:K$8748,$X5774)","v":7.74},{"$f":"LARGE(L$13:L$8748,$X5774)","v":21},{"$f":"LARGE(M$13:M$8748,$X5774)","v":23.11},{"$f":"LARGE(N$13:N$8748,$X5774)","v":23.11},{"$f":"LARGE(O$13:O$8748,$X5774)","v":21},{"$f":"LARGE(P$13:P$8748,$X5774)","v":7.74},{"$f":"LARGE(Q$13:Q$8748,$X5774)","v":35.792000000000002},{"$f":"LARGE(R$13:R$8748,$X5774)","v":35.792000000000002},{"$f":"LARGE(S$13:S$8748,$X5774)","v":35.792000000000002},{"$f":"LARGE(T$13:T$8748,$X5774)","v":35.792000000000002},{"$f":"LARGE(U$13:U$8748,$X5774)","v":21}]
[null,5765,null,95.584000000000003,95.584000000000003,95.584000000000003,95.584000000000003,95.584000000000003,9.92,29.747,9.92,11,12.27,12.27,11,9.92,20.92,20.92,20.92,20.92,11,null,null,5765,129.24100000000001,129.24100000000001,129.24100000000001,129.24100000000001,129.24100000000001,7.74,41.97,7.74,21,23.08,23.08,21,7.74,35.735999999999997,35.735999999999997,35.735999999999997,35.735999999999997,21]
[null,5779,null,130.13800000000001,130.13800000000001,130.13800000000001,130.13800000000001,130.13800000000001,18.75,36.436999999999998,18.75,16,20.43,20.43,16,18.75,34.752000000000002,34.752000000000002,34.752000000000002,34.752000000000002,16,null,null,5779,129.07900000000001,129.07900000000001,129.07900000000001,129.07900000000001,129.07900000000001,7.74,41.835000000000001,7.74,21,22.99,22.99,21,7.74,35.607999999999997,35.607999999999997,35.607999999999997,35.607999999999997,21]
[null,5786,null,108.542,108.542,108.542,108.542,108.542,11.39,31.727,11.39,11,14.39,14.39,11,11.39,22.391999999999999,22.391999999999999,22.391999999999999,22.391999999999999,11,null,null,5786,129.05500000000001,129.05500000000001,129.05500000000001,129.05500000000001,129.05500000000001,7.68,41.752000000000002,7.68,21,22.95,22.95,21,7.68,35.543999999999997,35.543999999999997,35.543999999999997,35.543999999999997,21]
[null,5788,null,106.932,106.932,106.932,106.932,106.932,7.74,30.122,7.74,11,12.01,12.01,11,7.74,18.744,18.744,18.744,18.744,11,null,null,5788,129.02799999999999,129.02799999999999,129.02799999999999,129.02799999999999,129.02799999999999,7.68,41.749000000000002,7.68,21,22.95,22.95,21,7.68,35.543999999999997,35.543999999999997,35.543999999999997,35.543999999999997,21]
[null,5796,null,128.846,128.846,128.846,128.846,128.846,19.97,36.959000000000003,19.97,14,21.84,21.84,14,19.97,33.968000000000004,33.968000000000004,33.968000000000004,33.968000000000004,14,null,null,5796,128.98099999999999,128.98099999999999,128.98099999999999,128.98099999999999,128.98099999999999,7.68,41.685000000000002,7.68,21,22.91,22.91,21,7.68,35.423999999999999,35.423999999999999,35.423999999999999,35.423999999999999,21]
[null,5805,null,137.922,137.922,137.922,137.922,137.922,18.75,37.786000000000001,18.75,18,23.64,23.64,18,18.75,36.752000000000002,36.752000000000002,36.752000000000002,36.752000000000002,18,null,null,5805,128.91,128.91,128.91,128.91,128.91,7.68,41.585000000000001,7.68,20,22.83,22.83,20,7.68,35.392000000000003,35.392000000000003,35.392000000000003,35.392000000000003,20]
[null,5810,null,109.24299999999999,109.24299999999999,109.24299999999999,109.24299999999999,109.24299999999999,13.95,30.574000000000002,13.95,11,21.92,21.92,11,13.95,24.952000000000002,24.952000000000002,24.952000000000002,24.952000000000002,11,null,null,5810,128.86799999999999,128.86799999999999,128.86799999999999,128.86799999999999,128.86799999999999,7.68,41.524000000000001,7.68,20,22.8,22.8,20,7.68,35.351999999999997,35.351999999999997,35.351999999999997,35.351999999999997,20]
[null,5822,null,131.04499999999999,131.04499999999999,131.04499999999999,131.04499999999999,131.04499999999999,16.510000000000002,35.588000000000001,16.510000000000002,15,27.62,27.62,15,16.510000000000002,31.512,31.512,31.512,31.512,15,null,null,5822,128.751,128.751,128.751,128.751,128.751,7.62,41.438000000000002,7.62,20,22.75,22.75,20,7.62,35.28,35.28,35.28,35.28,20]
[null,5831,null,132.59299999999999,132.59299999999999,132.59299999999999,132.59299999999999,132.59299999999999,5.31,38.576999999999998,5.31,15,17.8,17.8,15,5.31,20.312000000000001,20.312000000000001,20.312000000000001,20.312000000000001,15,null,null,5831,128.65299999999999,128.65299999999999,128.65299999999999,128.65299999999999,128.65299999999999,7.62,41.399000000000001,7.62,20,22.72,22.72,20,7.62,35.159999999999997,35.159999999999997,35.159999999999997,35.159999999999997,20]
[null,5839,null,108.53,108.53,108.53,108.53,108.53,4.03,34.225999999999999,4.03,15,20.18,20.18,15,4.03,19.032,19.032,19.032,19.032,15,null,null,5839,128.577,128.577,128.577,128.577,128.577,7.62,41.319000000000003,7.62,20,22.69,22.69,20,7.62,35.119999999999997,35.119999999999997,35.119999999999997,35.119999999999997,20]
[null,5845,null,130.95400000000001,130.95400000000001,130.95400000000001,130.95400000000001,130.95400000000001,3.26,37.445999999999998,3.26,15,19.43,19.43,15,3.26,18.263999999999999,18.263999999999999,18.263999999999999,18.263999999999999,15,null,null,5845,128.49600000000001,128.49600000000001,128.49600000000001,128.49600000000001,128.49600000000001,7.62,41.268000000000001,7.62,20,22.66,22.66,20,7.62,35.055999999999997,35.055999999999997,35.055999999999997,35.055999999999997,20]
[null,5848,null,125.619,125.619,125.619,125.619,125.619,3.26,35.508000000000003,3.26,15,19.43,19.43,15,3.26,18.263999999999999,18.263999999999999,18.263999999999999,18.263999999999999,15,null,null,5848,128.483,128.483,128.483,128.483,128.483,7.62,41.213999999999999,7.62,20,22.64,22.64,20,7.62,35.008000000000003,35.008000000000003,35.008000000000003,35.008000000000003,20]
[null,5855,null,133.03700000000001,133.03700000000001,133.03700000000001,133.03700000000001,133.03700000000001,3.52,37.695999999999998,3.52,15,19.649999999999999,19.649999999999999,15,3.52,18.52,18.52,18.52,18.52,15,null,null,5855,128.43799999999999,128.43799999999999,128.43799999999999,128.43799999999999,128.43799999999999,7.62,41.165999999999997,7.62,20,22.6,22.6,20,7.62,34.944000000000003,34.944000000000003,34.944000000000003,34.944000000000003,20]
[null,5865,null,115.67100000000001,115.67100000000001,115.67100000000001,115.67100000000001,115.67100000000001,3.52,34.046999999999997,3.52,15,20.78,20.78,15,3.52,18.52,18.52,18.52,18.52,15,null,null,5865,128.333,128.333,128.333,128.333,128.333,7.55,41.110999999999997,7.55,20,22.57,22.57,20,7.55,34.816000000000003,34.816000000000003,34.816000000000003,34.816000000000003,20]
[null,5876,null,136.988,136.988,136.988,136.988,136.988,3.46,36.462000000000003,3.46,18,24.15,24.15,18,3.46,21.456,21.456,21.456,21.456,18,null,null,5876,128.22900000000001,128.22900000000001,128.22900000000001,128.22900000000001,128.22900000000001,7.55,41.018000000000001,7.55,19,22.45,22.45,19,7.55,34.712000000000003,34.712000000000003,34.712000000000003,34.712000000000003,19]
[null,5882,null,107.001,107.001,107.001,107.001,107.001,7.04,30.74,7.04,11,12.67,12.67,11,7.04,18.04,18.04,18.04,18.04,11,null,null,5882,128.16300000000001,128.16300000000001,128.16300000000001,128.16300000000001,128.16300000000001,7.55,40.948,7.55,19,22.41,22.41,19,7.55,34.648000000000003,34.648000000000003,34.648000000000003,34.648000000000003,19]
[null,5890,null,129.74,129.74,129.74,129.74,129.74,14.53,40.237000000000002,14.53,17,22.18,22.18,17,14.53,31.527999999999999,31.527999999999999,31.527999999999999,31.527999999999999,17,null,null,5890,{"$f":"LARGE(D$13:D$8748,$X5902)","v":128.07599999999999},{"$f":"LARGE(E$13:E$8748,$X5902)","v":128.07599999999999},{"$f":"LARGE(F$13:F$8748,$X5902)","v":128.07599999999999},{"$f":"LARGE(G$13:G$8748,$X5902)","v":128.07599999999999},{"$f":"LARGE(H$13:H$8748,$X5902)","v":128.07599999999999},{"$f":"LARGE(I$13:I$8748,$X5902)","v":7.55},{"$f":"LARGE(J$13:J$8748,$X5902)","v":40.868000000000002},{"$f":"LARGE(K$13:K$8748,$X5902)","v":7.55},{"$f":"LARGE(L$13:L$8748,$X5902)","v":19},{"$f":"LARGE(M$13:M$8748,$X5902)","v":22.38},{"$f":"LARGE(N$13:N$8748,$X5902)","v":22.38},{"$f":"LARGE(O$13:O$8748,$X5902)","v":19},{"$f":"LARGE(P$13:P$8748,$X5902)","v":7.55},{"$f":"LARGE(Q$13:Q$8748,$X5902)","v":34.536000000000001},{"$f":"LARGE(R$13:R$8748,$X5902)","v":34.536000000000001},{"$f":"LARGE(S$13:S$8748,$X5902)","v":34.536000000000001},{"$f":"LARGE(T$13:T$8748,$X5902)","v":34.536000000000001},{"$f":"LARGE(U$13:U$8748,$X5902)","v":19}]
[null,5899,null,123.011,123.011,123.011,123.011,123.011,11.33,35.514000000000003,11.33,16,19.22,19.22,16,11.33,27.327999999999999,27.327999999999999,27.327999999999999,27.327999999999999,16,null,null,5899,127.97799999999999,127.97799999999999,127.97799999999999,127.97799999999999,127.97799999999999,7.55,40.787999999999997,7.55,19,22.3,22.3,19,7.55,34.496000000000002,34.496000000000002,34.496000000000002,34.496000000000002,19]
[null,5904,null,130.78399999999999,130.78399999999999,130.78399999999999,130.78399999999999,130.78399999999999,11.2,36.884999999999998,11.2,15,18.45,18.45,15,11.2,26.2,26.2,26.2,26.2,15,null,null,5904,127.93899999999999,127.93899999999999,127.93899999999999,127.93899999999999,127.93899999999999,7.55,40.762,7.55,19,22.27,22.27,19,7.55,34.472000000000001,34.472000000000001,34.472000000000001,34.472000000000001,19]
[null,5908,null,100.547,100.547,100.547,100.547,100.547,14.14,28.062000000000001,14.14,11,13.79,13.79,11,14.14,25.143999999999998,25.143999999999998,25.143999999999998,25.143999999999998,11,null,null,5908,127.872,127.872,127.872,127.872,127.872,7.55,40.735999999999997,7.55,19,22.22,22.22,19,7.55,34.456000000000003,34.456000000000003,34.456000000000003,34.456000000000003,19]
[null,5921,null,120.003,120.003,120.003,120.003,120.003,15.74,35.423999999999999,15.74,14,16.32,16.32,14,15.74,29.744,29.744,29.744,29.744,14,null,null,5921,127.717,127.717,127.717,127.717,127.717,7.49,40.64,7.49,19,22.18,22.18,19,7.49,34.4,34.4,34.4,34.4,19]
[null,5925,null,134.965,134.965,134.965,134.965,134.965,16.38,37.398000000000003,16.38,15,17.25,17.25,15,16.38,31.384,31.384,31.384,31.384,15,null,null,5925,127.679,127.679,127.679,127.679,127.679,7.49,40.607999999999997,7.49,19,22.15,22.15,19,7.49,34.384,34.384,34.384,34.384,19]
[null,5935,null,118.4,118.4,118.4,118.4,118.4,10.3,33.832000000000001,10.3,16,12.48,12.48,16,10.3,26.303999999999998,26.303999999999998,26.303999999999998,26.303999999999998,16,null,null,5935,127.581,127.581,127.581,127.581,127.581,7.49,40.533999999999999,7.49,19,22.09,22.09,19,7.49,34.264000000000003,34.264000000000003,34.264000000000003,34.264000000000003,19]
[null,5942,null,118.557,118.557,118.557,118.557,118.557,22.08,35.594000000000001,22.08,17,18.559999999999999,18.559999999999999,17,22.08,39.08,39.08,39.08,39.08,17,null,null,5942,127.494,127.494,127.494,127.494,127.494,7.49,40.493000000000002,7.49,19,22.03,22.03,19,7.49,34.223999999999997,34.223999999999997,34.223999999999997,34.223999999999997,19]
[null,5949,null,135.858,135.858,135.858,135.858,135.858,17.02,36.405000000000001,17.02,19,17.09,17.09,19,17.02,36.024000000000001,36.024000000000001,36.024000000000001,36.024000000000001,19,null,null,5949,127.42,127.42,127.42,127.42,127.42,7.49,40.451000000000001,7.49,19,22,22,19,7.49,34.159999999999997,34.159999999999997,34.159999999999997,34.159999999999997,19]
[null,5959,null,115.983,115.983,115.983,115.983,115.983,11.58,34.424999999999997,11.58,16,15.28,15.28,16,11.58,27.584,27.584,27.584,27.584,16,null,null,5959,127.297,127.297,127.297,127.297,127.297,7.49,40.412999999999997,7.49,18,21.95,21.95,18,7.49,34.048000000000002,34.048000000000002,34.048000000000002,34.048000000000002,18]
[null,5963,null,124.363,124.363,124.363,124.363,124.363,20.8,37.17,20.8,16,20.37,20.37,16,20.8,36.799999999999997,36.799999999999997,36.799999999999997,36.799999999999997,16,null,null,5963,127.253,127.253,127.253,127.253,127.253,7.49,40.377000000000002,7.49,18,21.92,21.92,18,7.49,34.024000000000001,34.024000000000001,34.024000000000001,34.024000000000001,18]
[null,5968,null,126.096,126.096,126.096,126.096,126.096,16.13,35.500999999999998,16.13,16,17.77,17.77,16,16.13,32.128,32.128,32.128,32.128,16,null,null,5968,127.202,127.202,127.202,127.202,127.202,7.49,40.351999999999997,7.49,18,21.89,21.89,18,7.49,33.984000000000002,33.984000000000002,33.984000000000002,33.984000000000002,18]
[null,5977,null,112.102,112.102,112.102,112.102,112.102,13.82,33.613999999999997,13.82,15,15.8,15.8,15,13.82,28.824000000000002,28.824000000000002,28.824000000000002,28.824000000000002,15,null,null,5977,127.15,127.15,127.15,127.15,127.15,7.49,40.293999999999997,7.49,18,21.84,21.84,18,7.49,33.92,33.92,33.92,33.92,18]
[null,5985,null,129.839,129.839,129.839,129.839,129.839,20.67,40.485999999999997,20.67,17,20.68,20.68,17,20.67,37.671999999999997,37.671999999999997,37.671999999999997,37.671999999999997,17,null,null,5985,127.065,127.065,127.065,127.065,127.065,7.42,40.226999999999997,7.42,18,21.78,21.78,18,7.42,33.872,33.872,33.872,33.872,18]
[null,5994,null,114.012,114.012,114.012,114.012,114.012,14.98,36.298999999999999,14.98,17,17.55,17.55,17,14.98,31.975999999999999,31.975999999999999,31.975999999999999,31.975999999999999,17,null,null,5994,126.96299999999999,126.96299999999999,126.96299999999999,126.96299999999999,126.96299999999999,7.42,40.162999999999997,7.42,18,21.75,21.75,18,7.42,33.816000000000003,33.816000000000003,33.816000000000003,33.816000000000003,18]
[null,6002,null,102.20399999999999,102.20399999999999,102.20399999999999,102.20399999999999,102.20399999999999,6.34,30.917000000000002,6.34,11,16.21,16.21,11,6.34,17.335999999999999,17.335999999999999,17.335999999999999,17.335999999999999,11,null,null,6002,126.88800000000001,126.88800000000001,126.88800000000001,126.88800000000001,126.88800000000001,7.42,40.067,7.42,18,21.7,21.7,18,7.42,33.752000000000002,33.752000000000002,33.752000000000002,33.752000000000002,18]
[null,6008,null,110.16,110.16,110.16,110.16,110.16,5.18,33.72,5.18,11,15.18,15.18,11,5.18,16.184000000000001,16.184000000000001,16.184000000000001,16.184000000000001,11,null,null,6008,126.815,126.815,126.815,126.815,126.815,7.42,40.040999999999997,7.42,18,21.67,21.67,18,7.42,33.712000000000003,33.712000000000003,33.712000000000003,33.712000000000003,18]
[null,{"$f":"B6030+1","v":6019},null,120.902,120.902,120.902,120.902,120.902,7.74,35.302999999999997,7.74,16,22.2,22.2,16,7.74,23.744,23.744,23.744,23.744,16,null,null,6019,126.699,126.699,126.699,126.699,126.699,7.42,39.976999999999997,7.42,18,21.62,21.62,18,7.42,33.624000000000002,33.624000000000002,33.624000000000002,33.624000000000002,18]
[null,6022,null,125.22199999999999,125.22199999999999,125.22199999999999,125.22199999999999,125.22199999999999,7.74,37.401000000000003,7.74,16,22.2,22.2,16,7.74,23.744,23.744,23.744,23.744,16,null,null,6022,126.666,126.666,126.666,126.666,126.666,7.42,39.966999999999999,7.42,18,21.61,21.61,18,7.42,33.607999999999997,33.607999999999997,33.607999999999997,33.607999999999997,18]
[null,6028,null,93.23,93.23,93.23,93.23,93.23,7.68,29.433,7.68,12,16.75,16.75,12,7.68,19.68,19.68,19.68,19.68,12,null,null,6028,126.595,126.595,126.595,126.595,126.595,7.42,39.935000000000002,7.42,18,21.57,21.57,18,7.42,33.543999999999997,33.543999999999997,33.543999999999997,33.543999999999997,18]
[null,6036,null,123.254,123.254,123.254,123.254,123.254,7.62,38.301000000000002,7.62,16,20.059999999999999,20.059999999999999,16,7.62,23.616,23.616,23.616,23.616,16,null,null,6036,126.523,126.523,126.523,126.523,126.523,7.42,39.83,7.42,18,21.53,21.53,18,7.42,33.496000000000002,33.496000000000002,33.496000000000002,33.496000000000002,18]
[null,6045,null,142.50700000000001,142.50700000000001,142.50700000000001,142.50700000000001,142.50700000000001,7.62,38.042000000000002,7.62,20,23.46,23.46,20,7.62,27.616,27.616,27.616,27.616,20,null,null,6045,126.426,126.426,126.426,126.426,126.426,7.42,39.771999999999998,7.42,18,21.49,21.49,18,7.42,33.415999999999997,33.415999999999997,33.415999999999997,33.415999999999997,18]
[null,6053,null,124.761,124.761,124.761,124.761,124.761,7.3,31.718,7.3,14,14.04,14.04,14,7.3,21.295999999999999,21.295999999999999,21.295999999999999,21.295999999999999,14,null,null,6053,126.327,126.327,126.327,126.327,126.327,7.36,39.743000000000002,7.36,18,21.44,21.44,18,7.36,33.392000000000003,33.392000000000003,33.392000000000003,33.392000000000003,18]
[null,6062,null,126.79600000000001,126.79600000000001,126.79600000000001,126.79600000000001,126.79600000000001,18.18,35.146000000000001,18.18,17,23.21,23.21,17,18.18,35.176000000000002,35.176000000000002,35.176000000000002,35.176000000000002,17,null,null,6062,126.217,126.217,126.217,126.217,126.217,7.36,39.656999999999996,7.36,18,21.4,21.4,18,7.36,33.36,33.36,33.36,33.36,18]
[null,6067,null,128.11699999999999,128.11699999999999,128.11699999999999,128.11699999999999,128.11699999999999,16.96,34.920999999999999,16.96,17,22.41,22.41,17,16.96,33.96,33.96,33.96,33.96,17,null,null,6067,126.119,126.119,126.119,126.119,126.119,7.36,39.618000000000002,7.36,18,21.37,21.37,18,7.36,33.328000000000003,33.328000000000003,33.328000000000003,33.328000000000003,18]
[null,6079,null,116.51900000000001,116.51900000000001,116.51900000000001,116.51900000000001,116.51900000000001,12.86,39.756,12.86,21,23.62,23.62,21,12.86,33.863999999999997,33.863999999999997,33.863999999999997,33.863999999999997,21,null,null,6079,126.009,126.009,126.009,126.009,126.009,7.36,39.554000000000002,7.36,18,21.33,21.33,18,7.36,33.247999999999998,33.247999999999998,33.247999999999998,33.247999999999998,18]
[null,6081,null,132.536,132.536,132.536,132.536,132.536,21.57,49.874000000000002,21.57,22,30.37,30.37,22,21.57,43.567999999999998,43.567999999999998,43.567999999999998,43.567999999999998,22,null,null,6081,125.99,125.99,125.99,125.99,125.99,7.36,39.543999999999997,7.36,18,21.32,21.32,18,7.36,33.24,33.24,33.24,33.24,18]
[null,6088,null,122.042,122.042,122.042,122.042,122.042,14.85,39.966999999999999,14.85,18,22.85,22.85,18,14.85,32.847999999999999,32.847999999999999,32.847999999999999,32.847999999999999,18,null,null,6088,125.955,125.955,125.955,125.955,125.955,7.36,39.479999999999997,7.36,18,21.27,21.27,18,7.36,33.176000000000002,33.176000000000002,33.176000000000002,33.176000000000002,18]
[null,6095,null,142.98400000000001,142.98400000000001,142.98400000000001,142.98400000000001,142.98400000000001,17.149999999999999,45.378999999999998,17.149999999999999,18,24.52,24.52,18,17.149999999999999,35.152000000000001,35.152000000000001,35.152000000000001,35.152000000000001,18,null,null,6095,125.919,125.919,125.919,125.919,125.919,7.36,39.42,7.36,18,21.25,21.25,18,7.36,33.136000000000003,33.136000000000003,33.136000000000003,33.136000000000003,18]
[null,6105,null,137.80799999999999,137.80799999999999,137.80799999999999,137.80799999999999,137.80799999999999,23.3,50.04,23.3,19,28.95,28.95,19,23.3,42.295999999999999,42.295999999999999,42.295999999999999,42.295999999999999,19,null,null,6105,125.821,125.821,125.821,125.821,125.821,7.3,39.359000000000002,7.3,18,21.19,21.19,18,7.3,33.072000000000003,33.072000000000003,33.072000000000003,33.072000000000003,18]
[null,6112,null,120.47499999999999,120.47499999999999,120.47499999999999,120.47499999999999,120.47499999999999,17.149999999999999,40.374000000000002,17.149999999999999,18,24.09,24.09,18,17.149999999999999,35.152000000000001,35.152000000000001,35.152000000000001,35.152000000000001,18,null,null,6112,125.756,125.756,125.756,125.756,125.756,7.3,39.32,7.3,17,21.17,21.17,17,7.3,33.008000000000003,33.008000000000003,33.008000000000003,33.008000000000003,17]
[null,6122,null,105.194,105.194,105.194,105.194,105.194,13.44,33.624000000000002,13.44,13,13.07,13.07,13,13.44,26.44,26.44,26.44,26.44,13,null,null,6122,125.568,125.568,125.568,125.568,125.568,7.3,39.253,7.3,17,21.07,21.07,17,7.3,32.904000000000003,32.904000000000003,32.904000000000003,32.904000000000003,17]
[null,6126,null,103.13,103.13,103.13,103.13,103.13,14.34,30.949000000000002,14.34,20,16.98,16.98,20,14.34,34.335999999999999,34.335999999999999,34.335999999999999,34.335999999999999,20,null,null,6126,125.515,125.515,125.515,125.515,125.515,7.3,39.24,7.3,17,21.04,21.04,17,7.3,32.880000000000003,32.880000000000003,32.880000000000003,32.880000000000003,17]
[null,6139,null,138.71299999999999,138.71299999999999,138.71299999999999,138.71299999999999,138.71299999999999,15.1,35.049999999999997,15.1,19,16.88,16.88,19,15.1,34.103999999999999,34.103999999999999,34.103999999999999,34.103999999999999,19,null,null,6139,125.428,125.428,125.428,125.428,125.428,7.3,39.165999999999997,7.3,17,20.94,20.94,17,7.3,32.776000000000003,32.776000000000003,32.776000000000003,32.776000000000003,17]
[null,6140,null,138.631,138.631,138.631,138.631,138.631,15.87,35.658000000000001,15.87,18,16.78,16.78,18,15.87,33.872,33.872,33.872,33.872,18,null,null,6140,125.42400000000001,125.42400000000001,125.42400000000001,125.42400000000001,125.42400000000001,7.3,39.165999999999997,7.3,17,20.94,20.94,17,7.3,32.76,32.76,32.76,32.76,17]
[null,6148,null,104.645,104.645,104.645,104.645,104.645,15.23,29.324000000000002,15.23,14,15.13,15.13,14,15.23,29.231999999999999,29.231999999999999,29.231999999999999,29.231999999999999,14,null,null,6148,125.31699999999999,125.31699999999999,125.31699999999999,125.31699999999999,125.31699999999999,7.23,39.131,7.23,17,20.88,20.88,17,7.23,32.704000000000001,32.704000000000001,32.704000000000001,32.704000000000001,17]
[null,6161,null,121.955,121.955,121.955,121.955,121.955,14.66,37.173999999999999,14.66,20,17.98,17.98,20,14.66,34.655999999999999,34.655999999999999,34.655999999999999,34.655999999999999,20,null,null,6161,125.19799999999999,125.19799999999999,125.19799999999999,125.19799999999999,125.19799999999999,7.23,39.061,7.23,17,20.81,20.81,17,7.23,32.624000000000002,32.624000000000002,32.624000000000002,32.624000000000002,17]
[null,6165,null,131.428,131.428,131.428,131.428,131.428,16.77,38.234000000000002,16.77,21,19.59,19.59,21,16.77,37.768000000000001,37.768000000000001,37.768000000000001,37.768000000000001,21,null,null,6165,125.166,125.166,125.166,125.166,125.166,7.23,39.034999999999997,7.23,17,20.81,20.81,17,7.23,32.607999999999997,32.607999999999997,32.607999999999997,32.607999999999997,17]
[null,6171,null,106.98399999999999,106.98399999999999,106.98399999999999,106.98399999999999,106.98399999999999,5.89,30.558,5.89,16,15.88,15.88,16,5.89,21.888000000000002,21.888000000000002,21.888000000000002,21.888000000000002,16,null,null,6171,125.124,125.124,125.124,125.124,125.124,7.23,38.957999999999998,7.23,17,20.78,20.78,17,7.23,32.56,32.56,32.56,32.56,17]
[null,6182,null,119.515,119.515,119.515,119.515,119.515,0.9,37.347000000000001,0.9,19,14.43,14.43,19,0.9,19.896000000000001,19.896000000000001,19.896000000000001,19.896000000000001,19,null,null,6182,125.074,125.074,125.074,125.074,125.074,7.17,38.843000000000004,7.17,17,20.74,20.74,17,7.17,32.456000000000003,32.456000000000003,32.456000000000003,32.456000000000003,17]
[null,6185,null,129.27500000000001,129.27500000000001,129.27500000000001,129.27500000000001,129.27500000000001,5.38,35.774000000000001,5.38,20,18.420000000000002,18.420000000000002,20,5.38,25.376000000000001,25.376000000000001,25.376000000000001,25.376000000000001,20,null,null,6185,125.04300000000001,125.04300000000001,125.04300000000001,125.04300000000001,125.04300000000001,7.17,38.832999999999998,7.17,17,20.74,20.74,17,7.17,32.448,32.448,32.448,32.448,17]
[null,6199,null,110.944,110.944,110.944,110.944,110.944,5.38,33.780999999999999,5.38,20,22.99,22.99,20,5.38,25.376000000000001,25.376000000000001,25.376000000000001,25.376000000000001,20,null,null,6199,124.91200000000001,124.91200000000001,124.91200000000001,124.91200000000001,124.91200000000001,7.17,38.75,7.17,17,20.67,20.67,17,7.17,32.304000000000002,32.304000000000002,32.304000000000002,32.304000000000002,17]
[null,6206,null,122.304,122.304,122.304,122.304,122.304,5.38,38.640999999999998,5.38,20,22.99,22.99,20,5.38,25.376000000000001,25.376000000000001,25.376000000000001,25.376000000000001,20,null,null,6206,124.86,124.86,124.86,124.86,124.86,7.17,38.686,7.17,17,20.63,20.63,17,7.17,32.24,32.24,32.24,32.24,17]
[null,6208,null,111.79300000000001,111.79300000000001,111.79300000000001,111.79300000000001,111.79300000000001,5.31,37.786000000000001,5.31,22,24.71,24.71,22,5.31,27.312000000000001,27.312000000000001,27.312000000000001,27.312000000000001,22,null,null,6208,124.83799999999999,124.83799999999999,124.83799999999999,124.83799999999999,124.83799999999999,7.17,38.67,7.17,17,20.62,20.62,17,7.17,32.24,32.24,32.24,32.24,17]
[null,6220,null,101.773,101.773,101.773,101.773,101.773,5.57,30.99,5.57,18,15.13,15.13,18,5.57,23.568000000000001,23.568000000000001,23.568000000000001,23.568000000000001,18,null,null,6220,124.742,124.742,124.742,124.742,124.742,7.1,38.631,7.1,17,20.54,20.54,17,7.1,32.152000000000001,32.152000000000001,32.152000000000001,32.152000000000001,17]
[null,6225,null,109.44,109.44,109.44,109.44,109.44,12.54,43.203000000000003,12.54,23,22.75,22.75,23,12.54,35.543999999999997,35.543999999999997,35.543999999999997,35.543999999999997,23,null,null,6225,124.679,124.679,124.679,124.679,124.679,7.1,38.576999999999998,7.1,17,20.51,20.51,17,7.1,32.088000000000001,32.088000000000001,32.088000000000001,32.088000000000001,17]
[null,6230,null,132.41,132.41,132.41,132.41,132.41,21.06,37.951999999999998,21.06,24,28.91,28.91,24,21.06,45.055999999999997,45.055999999999997,45.055999999999997,45.055999999999997,24,null,null,6230,124.625,124.625,124.625,124.625,124.625,7.1,38.545000000000002,7.1,17,20.49,20.49,17,7.1,32.048000000000002,32.048000000000002,32.048000000000002,32.048000000000002,17]
[null,6242,null,80.481999999999999,80.481999999999999,80.481999999999999,80.481999999999999,80.481999999999999,12.1,32.156999999999996,12.1,21,19.239999999999998,19.239999999999998,21,12.1,33.095999999999997,33.095999999999997,33.095999999999997,33.095999999999997,21,null,null,6242,124.527,124.527,124.527,124.527,124.527,7.1,38.433,7.1,17,20.38,20.38,17,7.1,31.928000000000001,31.928000000000001,31.928000000000001,31.928000000000001,17]
[null,6251,null,105.45,105.45,105.45,105.45,105.45,20.74,39.817,20.74,25,26.56,26.56,25,20.74,45.735999999999997,45.735999999999997,45.735999999999997,45.735999999999997,25,null,null,6251,124.38500000000001,124.38500000000001,124.38500000000001,124.38500000000001,124.38500000000001,7.1,38.372,7.1,17,20.32,20.32,17,7.1,31.824000000000002,31.824000000000002,31.824000000000002,31.824000000000002,17]
[null,6259,null,136.88300000000001,136.88300000000001,136.88300000000001,136.88300000000001,136.88300000000001,19.899999999999999,40.162999999999997,19.899999999999999,24,25.51,25.51,24,19.899999999999999,43.904000000000003,43.904000000000003,43.904000000000003,43.904000000000003,24,null,null,6259,124.27500000000001,124.27500000000001,124.27500000000001,124.27500000000001,124.27500000000001,7.04,38.314,7.04,17,20.27,20.27,17,7.04,31.768000000000001,31.768000000000001,31.768000000000001,31.768000000000001,17]
[null,6265,null,87.831999999999994,87.831999999999994,87.831999999999994,87.831999999999994,87.831999999999994,13.63,39.609000000000002,13.63,21,18.88,18.88,21,13.63,34.631999999999998,34.631999999999998,34.631999999999998,34.631999999999998,21,null,null,6265,124.203,124.203,124.203,124.203,124.203,7.04,38.26,7.04,17,20.25,20.25,17,7.04,31.728000000000002,31.728000000000002,31.728000000000002,31.728000000000002,17]
[null,6268,null,105,105,105,105,105,12.67,33.716999999999999,12.67,18,16.75,16.75,18,12.67,30.672000000000001,30.672000000000001,30.672000000000001,30.672000000000001,18,null,null,6268,124.166,124.166,124.166,124.166,124.166,7.04,38.256999999999998,7.04,17,20.21,20.21,17,7.04,31.712,31.712,31.712,31.712,17]
[null,6279,null,134.25,134.25,134.25,134.25,134.25,20.86,41.110999999999997,20.86,28,26.69,26.69,28,20.86,48.863999999999997,48.863999999999997,48.863999999999997,48.863999999999997,28,null,null,6279,123.973,123.973,123.973,123.973,123.973,7.04,38.183,7.04,17,20.149999999999999,20.149999999999999,17,7.04,31.632000000000001,31.632000000000001,31.632000000000001,31.632000000000001,17]
[null,6285,null,144.726,144.726,144.726,144.726,144.726,20.29,42.933999999999997,20.29,36,30.73,30.73,36,20.29,56.287999999999997,56.287999999999997,56.287999999999997,56.287999999999997,36,null,null,6285,123.89100000000001,123.89100000000001,123.89100000000001,123.89100000000001,123.89100000000001,6.98,38.167000000000002,6.98,17,20.12,20.12,17,6.98,31.6,31.6,31.6,31.6,17]
[null,6293,null,102.82299999999999,102.82299999999999,102.82299999999999,102.82299999999999,102.82299999999999,10.62,33.162999999999997,10.62,30,18.829999999999998,18.829999999999998,30,10.62,40.624000000000002,40.624000000000002,40.624000000000002,40.624000000000002,30,null,null,6293,123.70699999999999,123.70699999999999,123.70699999999999,123.70699999999999,123.70699999999999,6.98,38.119,6.98,17,20.09,20.09,17,6.98,31.512,31.512,31.512,31.512,17]
[null,6302,null,131.57599999999999,131.57599999999999,131.57599999999999,131.57599999999999,131.57599999999999,22.27,41.860999999999997,22.27,38,27.96,27.96,38,22.27,60.271999999999998,60.271999999999998,60.271999999999998,60.271999999999998,38,null,null,6302,123.529,123.529,123.529,123.529,123.529,6.98,38.045000000000002,6.98,16,20.079999999999998,20.079999999999998,16,6.98,31.44,31.44,31.44,31.44,16]
[null,6310,null,150.07599999999999,150.07599999999999,150.07599999999999,150.07599999999999,150.07599999999999,18.559999999999999,43.44,18.559999999999999,36,25.32,25.32,36,18.559999999999999,54.56,54.56,54.56,54.56,36,null,null,6310,123.41800000000001,123.41800000000001,123.41800000000001,123.41800000000001,123.41800000000001,6.91,38.01,6.91,16,20.059999999999999,20.059999999999999,16,6.91,31.376000000000001,31.376000000000001,31.376000000000001,31.376000000000001,16]
[null,6319,null,128.678,128.678,128.678,128.678,128.678,9.92,40.549999999999997,9.92,33,21.06,21.06,33,9.92,42.92,42.92,42.92,42.92,33,null,null,6319,123.218,123.218,123.218,123.218,123.218,6.91,37.954999999999998,6.91,16,20.03,20.03,16,6.91,31.288,31.288,31.288,31.288,16]
[null,6324,null,136.92500000000001,136.92500000000001,136.92500000000001,136.92500000000001,136.92500000000001,21.63,44.12,21.63,36,28.27,28.27,36,21.63,57.631999999999998,57.631999999999998,57.631999999999998,57.631999999999998,36,null,null,6324,123.169,123.169,123.169,123.169,123.169,6.91,37.93,6.91,16,20.02,20.02,16,6.91,31.256,31.256,31.256,31.256,16]
[null,6328,null,134.404,134.404,134.404,134.404,134.404,17.73,42.063000000000002,17.73,35,25.87,25.87,35,17.73,52.728000000000002,52.728000000000002,52.728000000000002,52.728000000000002,35,null,null,6328,123.16,123.16,123.16,123.16,123.16,6.85,37.906999999999996,6.85,16,19.989999999999998,19.989999999999998,16,6.85,31.216000000000001,31.216000000000001,31.216000000000001,31.216000000000001,16]
[null,6338,null,113.452,113.452,113.452,113.452,113.452,7.17,35.978999999999999,7.17,25,20.27,20.27,25,7.17,32.167999999999999,32.167999999999999,32.167999999999999,32.167999999999999,25,null,null,6338,{"$f":"LARGE(D$13:D$8748,$X6350)","v":123.08799999999999},{"$f":"LARGE(E$13:E$8748,$X6350)","v":123.08799999999999},{"$f":"LARGE(F$13:F$8748,$X6350)","v":123.08799999999999},{"$f":"LARGE(G$13:G$8748,$X6350)","v":123.08799999999999},{"$f":"LARGE(H$13:H$8748,$X6350)","v":123.08799999999999},{"$f":"LARGE(I$13:I$8748,$X6350)","v":6.85},{"$f":"LARGE(J$13:J$8748,$X6350)","v":37.862000000000002},{"$f":"LARGE(K$13:K$8748,$X6350)","v":6.85},{"$f":"LARGE(L$13:L$8748,$X6350)","v":16},{"$f":"LARGE(M$13:M$8748,$X6350)","v":19.940000000000001},{"$f":"LARGE(N$13:N$8748,$X6350)","v":19.940000000000001},{"$f":"LARGE(O$13:O$8748,$X6350)","v":16},{"$f":"LARGE(P$13:P$8748,$X6350)","v":6.85},{"$f":"LARGE(Q$13:Q$8748,$X6350)","v":31.128},{"$f":"LARGE(R$13:R$8748,$X6350)","v":31.128},{"$f":"LARGE(S$13:S$8748,$X6350)","v":31.128},{"$f":"LARGE(T$13:T$8748,$X6350)","v":31.128},{"$f":"LARGE(U$13:U$8748,$X6350)","v":16}]
[null,6345,null,131.952,131.952,131.952,131.952,131.952,7.62,40.787999999999997,7.62,34,26.18,26.18,34,7.62,41.616,41.616,41.616,41.616,34,null,null,6345,123.011,123.011,123.011,123.011,123.011,6.85,37.823999999999998,6.85,16,19.899999999999999,19.899999999999999,16,6.85,31,31,31,31,16]
[null,6352,null,132.84399999999999,132.84399999999999,132.84399999999999,132.84399999999999,132.84399999999999,7.74,39.582999999999998,7.74,33,25.62,25.62,33,7.74,40.744,40.744,40.744,40.744,33,null,null,6352,122.94799999999999,122.94799999999999,122.94799999999999,122.94799999999999,122.94799999999999,6.85,37.786000000000001,6.85,16,19.84,19.84,16,6.85,30.936,30.936,30.936,30.936,16]
[null,6362,null,115.458,115.458,115.458,115.458,115.458,7.49,35.655000000000001,7.49,26,35.44,35.44,26,7.49,33.488,33.488,33.488,33.488,26,null,null,6362,122.875,122.875,122.875,122.875,122.875,6.78,37.722000000000001,6.78,16,19.77,19.77,16,6.78,30.832000000000001,30.832000000000001,30.832000000000001,30.832000000000001,16]
[null,6369,null,122.59099999999999,122.59099999999999,122.59099999999999,122.59099999999999,122.59099999999999,7.42,40.409999999999997,7.42,36,45.91,45.91,36,7.42,43.423999999999999,43.423999999999999,43.423999999999999,43.423999999999999,36,null,null,6369,122.81399999999999,122.81399999999999,122.81399999999999,122.81399999999999,122.81399999999999,6.78,37.689,6.78,16,19.760000000000002,19.760000000000002,16,6.78,30.792000000000002,30.792000000000002,30.792000000000002,30.792000000000002,16]
[null,6379,null,142.874,142.874,142.874,142.874,142.874,7.42,41.332000000000001,7.42,31,40.619999999999997,40.619999999999997,31,7.42,38.423999999999999,38.423999999999999,38.423999999999999,38.423999999999999,31,null,null,6379,122.62,122.62,122.62,122.62,122.62,6.78,37.656999999999996,6.78,16,19.71,19.71,16,6.78,30.704000000000001,30.704000000000001,30.704000000000001,30.704000000000001,16]
[null,6383,null,151.12100000000001,151.12100000000001,151.12100000000001,151.12100000000001,151.12100000000001,7.04,47.618000000000002,7.04,37,46.55,46.55,37,7.04,44.04,44.04,44.04,44.04,37,null,null,6383,122.59099999999999,122.59099999999999,122.59099999999999,122.59099999999999,122.59099999999999,6.78,37.640999999999998,6.78,16,19.670000000000002,19.670000000000002,16,6.78,30.672000000000001,30.672000000000001,30.672000000000001,30.672000000000001,16]
[null,6388,null,111.223,111.223,111.223,111.223,111.223,7.68,34.22,7.68,29,31.68,31.68,29,7.68,36.68,36.68,36.68,36.68,29,null,null,6388,122.545,122.545,122.545,122.545,122.545,6.78,37.603000000000002,6.78,16,19.649999999999999,19.649999999999999,16,6.78,30.616,30.616,30.616,30.616,16]
[null,6397,null,132.62100000000001,132.62100000000001,132.62100000000001,132.62100000000001,132.62100000000001,23.87,41.588999999999999,23.87,30,46.52,46.52,30,23.87,53.872,53.872,53.872,53.872,30,null,null,6397,122.48399999999999,122.48399999999999,122.48399999999999,122.48399999999999,122.48399999999999,6.72,37.51,6.72,16,19.62,19.62,16,6.72,30.552,30.552,30.552,30.552,16]
[null,6405,null,124.374,124.374,124.374,124.374,124.374,19.46,42.107999999999997,19.46,33,45.31,45.31,33,19.46,52.456000000000003,52.456000000000003,52.456000000000003,52.456000000000003,33,null,null,6405,122.392,122.392,122.392,122.392,122.392,6.72,37.451999999999998,6.72,16,19.600000000000001,19.600000000000001,16,6.72,30.416,30.416,30.416,30.416,16]
[null,6411,null,99.41,99.41,99.41,99.41,99.41,14.08,34.39,14.08,26,34.880000000000003,34.880000000000003,26,14.08,40.08,40.08,40.08,40.08,26,null,null,6411,122.304,122.304,122.304,122.304,122.304,6.72,37.43,6.72,16,19.579999999999998,19.579999999999998,16,6.72,30.335999999999999,30.335999999999999,30.335999999999999,30.335999999999999,16]
[null,6422,null,131.28399999999999,131.28399999999999,131.28399999999999,131.28399999999999,131.28399999999999,25.6,41.677999999999997,25.6,27,45.75,45.75,27,25.6,52.6,52.6,52.6,52.6,27,null,null,6422,122.136,122.136,122.136,122.136,122.136,6.72,37.392000000000003,6.72,16,19.52,19.52,16,6.72,30.28,30.28,30.28,30.28,16]
[null,6428,null,147.10900000000001,147.10900000000001,147.10900000000001,147.10900000000001,147.10900000000001,19.46,42.96,19.46,26,39.58,39.58,26,19.46,45.456000000000003,45.456000000000003,45.456000000000003,45.456000000000003,26,null,null,6428,122.089,122.089,122.089,122.089,122.089,6.72,37.366,6.72,16,19.46,19.46,16,6.72,30.192,30.192,30.192,30.192,16]
[null,6439,null,115.904,115.904,115.904,115.904,115.904,13.57,41.415999999999997,13.57,34,28.62,28.62,34,13.57,47.567999999999998,47.567999999999998,47.567999999999998,47.567999999999998,34,null,null,6439,121.97,121.97,121.97,121.97,121.97,6.66,37.262999999999998,6.66,16,19.43,19.43,16,6.66,30.105,30.105,30.105,30.105,16]
[null,6442,null,145.54900000000001,145.54900000000001,145.54900000000001,145.54900000000001,145.54900000000001,22.14,48.127000000000002,22.14,30,31.33,31.33,30,22.14,52.143999999999998,52.143999999999998,52.143999999999998,52.143999999999998,30,null,null,6442,121.955,121.955,121.955,121.955,121.955,6.66,37.250999999999998,6.66,16,19.420000000000002,19.420000000000002,16,6.66,30.024000000000001,30.024000000000001,30.024000000000001,30.024000000000001,16]
[null,6448,null,119.916,119.916,119.916,119.916,119.916,19.71,40.921999999999997,19.71,23,25.68,25.68,23,19.71,42.712000000000003,42.712000000000003,42.712000000000003,42.712000000000003,23,null,null,6448,121.88,121.88,121.88,121.88,121.88,6.66,37.234999999999999,6.66,16,19.399999999999999,19.399999999999999,16,6.66,29.975999999999999,29.975999999999999,29.975999999999999,29.975999999999999,16]
[null,6456,null,131.952,131.952,131.952,131.952,131.952,12.48,46.779000000000003,12.48,24,21.95,21.95,24,12.48,36.479999999999997,36.479999999999997,36.479999999999997,36.479999999999997,24,null,null,6456,121.735,121.735,121.735,121.735,121.735,6.66,37.19,6.66,16,19.36,19.36,16,6.66,29.911999999999999,29.911999999999999,29.911999999999999,29.911999999999999,16]
[null,6465,null,108.10299999999999,108.10299999999999,108.10299999999999,108.10299999999999,108.10299999999999,22.72,55.460999999999999,22.72,32,34.380000000000003,34.380000000000003,32,22.72,54.72,54.72,54.72,54.72,32,null,null,6465,121.551,121.551,121.551,121.551,121.551,6.66,37.164000000000001,6.66,16,19.3,19.3,16,6.66,29.84,29.84,29.84,29.84,16]
[null,6470,null,127.94,127.94,127.94,127.94,127.94,23.3,49.941000000000003,23.3,25,30.36,30.36,25,23.3,48.295999999999999,48.295999999999999,48.295999999999999,48.295999999999999,25,null,null,6470,121.523,121.523,121.523,121.523,121.523,6.66,37.142000000000003,6.66,16,19.29,19.29,16,6.66,29.783999999999999,29.783999999999999,29.783999999999999,29.783999999999999,16]
[null,6482,null,114.34399999999999,114.34399999999999,114.34399999999999,114.34399999999999,114.34399999999999,6.02,45.145000000000003,6.02,21,18.62,18.62,21,6.02,27.015999999999998,27.015999999999998,27.015999999999998,27.015999999999998,21,null,null,6482,121.331,121.331,121.331,121.331,121.331,6.66,37.064999999999998,6.66,16,19.260000000000002,19.260000000000002,16,6.66,29.687999999999999,29.687999999999999,29.687999999999999,29.687999999999999,16]
[null,6487,null,118.133,118.133,118.133,118.133,118.133,6.72,53.954999999999998,6.72,34,28.07,28.07,34,6.72,40.72,40.72,40.72,40.72,34,null,null,6487,121.298,121.298,121.298,121.298,121.298,6.66,37.023000000000003,6.66,16,19.239999999999998,19.239999999999998,16,6.66,29.608000000000001,29.608000000000001,29.608000000000001,29.608000000000001,16]
[null,6499,null,136.18700000000001,136.18700000000001,136.18700000000001,136.18700000000001,136.18700000000001,7.94,66.03,7.94,29,25.45,25.45,29,7.94,36.936,36.936,36.936,36.936,29,null,null,6499,121.122,121.122,121.122,121.122,121.122,6.66,36.956000000000003,6.66,16,19.2,19.2,16,6.66,29.448,29.448,29.448,29.448,16]
[null,6501,null,142.65100000000001,142.65100000000001,142.65100000000001,142.65100000000001,142.65100000000001,8.32,70.832999999999998,8.32,31,27.11,27.11,31,8.32,39.32,39.32,39.32,39.32,31,null,null,6501,121.11799999999999,121.11799999999999,121.11799999999999,121.11799999999999,121.11799999999999,6.66,36.953000000000003,6.66,16,19.2,19.2,16,6.66,29.416,29.416,29.416,29.416,16]
[null,6508,null,111.223,111.223,111.223,111.223,111.223,3.52,40.829000000000001,3.52,22,22.3,22.3,22,3.52,25.52,25.52,25.52,25.52,22,null,null,6508,121.03100000000001,121.03100000000001,121.03100000000001,121.03100000000001,121.03100000000001,6.66,36.923999999999999,6.66,16,19.16,19.16,16,6.66,29.367999999999999,29.367999999999999,29.367999999999999,29.367999999999999,16]
[null,6515,null,140.86799999999999,140.86799999999999,140.86799999999999,140.86799999999999,140.86799999999999,6.91,50.183999999999997,6.91,28,30.51,30.51,28,6.91,34.911999999999999,34.911999999999999,34.911999999999999,34.911999999999999,28,null,null,6515,120.97799999999999,120.97799999999999,120.97799999999999,120.97799999999999,120.97799999999999,6.59,36.884999999999998,6.59,16,19.14,19.14,16,6.59,29.271999999999998,29.271999999999998,29.271999999999998,29.271999999999998,16]
[null,6525,null,147.55500000000001,147.55500000000001,147.55500000000001,147.55500000000001,147.55500000000001,6.27,53.192999999999998,6.27,23,25.62,25.62,23,6.27,29.271999999999998,29.271999999999998,29.271999999999998,29.271999999999998,23,null,null,6525,120.898,120.898,120.898,120.898,120.898,6.59,36.844000000000001,6.59,16,19.100000000000001,19.100000000000001,16,6.59,29.143999999999998,29.143999999999998,29.143999999999998,29.143999999999998,16]
[null,6536,null,145.32599999999999,145.32599999999999,145.32599999999999,145.32599999999999,145.32599999999999,null,44.875999999999998,null,30,29.49,29.49,30,null,30,30,30,30,30,null,null,6536,120.80800000000001,120.80800000000001,120.80800000000001,120.80800000000001,120.80800000000001,6.59,36.789000000000001,6.59,16,19.059999999999999,19.059999999999999,16,6.59,29.04,29.04,29.04,29.04,16]
[null,6542,null,140.19900000000001,140.19900000000001,140.19900000000001,140.19900000000001,140.19900000000001,0.38,49.296999999999997,0.38,21,21.04,21.04,21,0.38,21.384,21.384,21.384,21.384,21,null,null,6542,120.733,120.733,120.733,120.733,120.733,6.59,36.747999999999998,6.59,15,19.03,19.03,15,6.59,28.936,28.936,28.936,28.936,15]
[null,6550,null,162.71100000000001,162.71100000000001,162.71100000000001,162.71100000000001,162.71100000000001,4.16,58.106999999999999,4.16,26,29.69,29.69,26,4.16,30.16,30.16,30.16,30.16,26,null,null,6550,120.56399999999999,120.56399999999999,120.56399999999999,120.56399999999999,120.56399999999999,6.59,36.686999999999998,6.59,15,18.989999999999998,18.989999999999998,15,6.59,28.847999999999999,28.847999999999999,28.847999999999999,28.847999999999999,15]
[null,6559,null,129.501,129.501,129.501,129.501,129.501,10.18,54.042000000000002,10.18,27,46.42,46.42,27,10.18,37.176000000000002,37.176000000000002,37.176000000000002,37.176000000000002,27,null,null,6559,120.422,120.422,120.422,120.422,120.422,6.59,36.645000000000003,6.59,15,18.93,18.93,15,6.59,28.704000000000001,28.704000000000001,28.704000000000001,28.704000000000001,15]
[null,6560,null,147.10900000000001,147.10900000000001,147.10900000000001,147.10900000000001,147.10900000000001,13.57,59.064999999999998,13.57,29,53.15,53.15,29,13.57,42.567999999999998,42.567999999999998,42.567999999999998,42.567999999999998,29,null,null,6560,120.38500000000001,120.38500000000001,120.38500000000001,120.38500000000001,120.38500000000001,6.59,36.642000000000003,6.59,15,18.93,18.93,15,6.59,28.696000000000002,28.696000000000002,28.696000000000002,28.696000000000002,15]
[null,6568,null,133.131,133.131,133.131,133.131,133.131,16.77,80.725999999999999,16.77,23,49.66,49.66,23,16.77,39.768000000000001,39.768000000000001,39.768000000000001,39.768000000000001,23,null,null,6568,120.139,120.139,120.139,120.139,120.139,6.59,36.603000000000002,6.59,15,18.88,18.88,15,6.59,28.48,28.48,28.48,28.48,15]
[null,6581,null,109.81399999999999,109.81399999999999,109.81399999999999,109.81399999999999,109.81399999999999,11.26,78.852000000000004,11.26,22,30.24,30.24,22,11.26,33.264000000000003,33.264000000000003,33.264000000000003,33.264000000000003,22,null,null,6581,119.999,119.999,119.999,119.999,119.999,6.59,36.548999999999999,6.59,15,18.829999999999998,18.829999999999998,15,6.59,28.352,28.352,28.352,28.352,15]
[null,6585,null,141.68700000000001,141.68700000000001,141.68700000000001,141.68700000000001,141.68700000000001,17.920000000000002,96.034000000000006,17.920000000000002,32,45.32,45.32,32,17.920000000000002,49.92,49.92,49.92,49.92,32,null,null,6585,119.91800000000001,119.91800000000001,119.91800000000001,119.91800000000001,119.91800000000001,6.59,36.523000000000003,6.59,15,18.809999999999999,18.809999999999999,15,6.59,28.271999999999998,28.271999999999998,28.271999999999998,28.271999999999998,15]
[null,{"$f":"B6606+1","v":6595},null,143.726,143.726,143.726,143.726,143.726,18.43,60.939,18.43,28,42.14,42.14,28,18.43,46.432000000000002,46.432000000000002,46.432000000000002,46.432000000000002,28,null,null,6595,119.80500000000001,119.80500000000001,119.80500000000001,119.80500000000001,119.80500000000001,6.53,36.478000000000002,6.53,15,18.75,18.75,15,6.53,28.224,28.224,28.224,28.224,15]
[null,6602,null,121.78400000000001,121.78400000000001,121.78400000000001,121.78400000000001,121.78400000000001,12.16,63.034999999999997,12.16,23,29.84,29.84,23,12.16,35.159999999999997,35.159999999999997,35.159999999999997,35.159999999999997,23,null,null,6602,119.693,119.693,119.693,119.693,119.693,6.53,36.445999999999998,6.53,15,18.71,18.71,15,6.53,28.08,28.08,28.08,28.08,15]
[null,6609,null,151.37200000000001,151.37200000000001,151.37200000000001,151.37200000000001,151.37200000000001,23.49,89.632999999999996,23.49,33,47.9,47.9,33,23.49,56.488,56.488,56.488,56.488,33,null,null,6609,119.515,119.515,119.515,119.515,119.515,6.53,36.405000000000001,6.53,15,18.670000000000002,18.670000000000002,15,6.53,27.968,27.968,27.968,27.968,15]
[null,6617,null,136.85499999999999,136.85499999999999,136.85499999999999,136.85499999999999,136.85499999999999,19.71,66.037000000000006,19.71,30,42.14,42.14,30,19.71,49.712000000000003,49.712000000000003,49.712000000000003,49.712000000000003,30,null,null,6617,119.44,119.44,119.44,119.44,119.44,6.53,36.375999999999998,6.53,15,18.649999999999999,18.649999999999999,15,6.53,27.824000000000002,27.824000000000002,27.824000000000002,27.824000000000002,15]
[null,6619,null,140.65799999999999,140.65799999999999,140.65799999999999,140.65799999999999,140.65799999999999,19.260000000000002,63.207999999999998,19.260000000000002,28,40.1,40.1,28,19.260000000000002,47.264000000000003,47.264000000000003,47.264000000000003,47.264000000000003,28,null,null,6619,119.426,119.426,119.426,119.426,119.426,6.53,36.363,6.53,15,18.64,18.64,15,6.53,27.8,27.8,27.8,27.8,15]
[null,6631,null,127.253,127.253,127.253,127.253,127.253,9.86,59.567999999999998,9.86,32,36.26,36.26,32,9.86,41.856000000000002,41.856000000000002,41.856000000000002,41.856000000000002,32,null,null,6631,119.232,119.232,119.232,119.232,119.232,6.46,36.317999999999998,6.46,15,18.600000000000001,18.600000000000001,15,6.46,27.655999999999999,27.655999999999999,27.655999999999999,27.655999999999999,15]
[null,6636,null,147.017,147.017,147.017,147.017,147.017,26.24,62.875,26.24,27,46.04,46.04,27,26.24,53.24,53.24,53.24,53.24,27,null,null,6636,119.14100000000001,119.14100000000001,119.14100000000001,119.14100000000001,119.14100000000001,6.46,36.298999999999999,6.46,15,18.579999999999998,18.579999999999998,15,6.46,27.616,27.616,27.616,27.616,15]
[null,6645,null,152.33699999999999,152.33699999999999,152.33699999999999,152.33699999999999,152.33699999999999,19.07,58.850999999999999,19.07,29,41.63,41.63,29,19.07,48.072000000000003,48.072000000000003,48.072000000000003,48.072000000000003,29,null,null,6645,118.996,118.996,118.996,118.996,118.996,6.46,36.277000000000001,6.46,15,18.559999999999999,18.559999999999999,15,6.46,27.544,27.544,27.544,27.544,15]
[null,6653,null,116.535,116.535,116.535,116.535,116.535,17.7,46.784999999999997,17.7,31,42.93,42.93,31,17.7,48.7,48.7,48.7,48.7,31,null,null,6653,118.839,118.839,118.839,118.839,118.839,6.46,36.206000000000003,6.46,15,18.53,18.53,15,6.46,27.463999999999999,27.463999999999999,27.463999999999999,27.463999999999999,15]
[null,6662,null,147.209,147.209,147.209,147.209,147.209,17.399999999999999,53.314,17.399999999999999,35,46.19,46.19,35,17.399999999999999,52.4,52.4,52.4,52.4,35,null,null,6662,118.742,118.742,118.742,118.742,118.742,6.46,36.177,6.46,15,18.489999999999998,18.489999999999998,15,6.46,27.376000000000001,27.376000000000001,27.376000000000001,27.376000000000001,15]
[null,6670,null,145.744,145.744,145.744,145.744,145.744,15.42,52.603000000000002,15.42,37,46.19,46.19,37,15.42,52.423999999999999,52.423999999999999,52.423999999999999,52.423999999999999,37,null,null,6670,118.648,118.648,118.648,118.648,118.648,6.46,36.131999999999998,6.46,15,18.46,18.46,15,6.46,27.312000000000001,27.312000000000001,27.312000000000001,27.312000000000001,15]
[null,6676,null,112.28100000000001,112.28100000000001,112.28100000000001,112.28100000000001,112.28100000000001,4.22,45.765999999999998,4.22,28,42.12,42.12,28,4.22,32.223999999999997,32.223999999999997,32.223999999999997,32.223999999999997,28,null,null,6676,118.557,118.557,118.557,118.557,118.557,6.4,36.103999999999999,6.4,15,18.420000000000002,18.420000000000002,15,6.4,27.248000000000001,27.248000000000001,27.248000000000001,27.248000000000001,15]
[null,6679,null,123.169,123.169,123.169,123.169,123.169,4.42,51.085000000000001,4.42,39,56.78,56.78,39,4.42,43.415999999999997,43.415999999999997,43.415999999999997,43.415999999999997,39,null,null,6679,118.501,118.501,118.501,118.501,118.501,6.4,36.094000000000001,6.4,15,18.420000000000002,18.420000000000002,15,6.4,27.224,27.224,27.224,27.224,15]
[null,6690,null,143.185,143.185,143.185,143.185,143.185,4.54,49.966000000000001,4.54,31,46.44,46.44,31,4.54,35.543999999999997,35.543999999999997,35.543999999999997,35.543999999999997,31,null,null,6690,118.395,118.395,118.395,118.395,118.395,6.4,36.064999999999998,6.4,15,18.36,18.36,15,6.4,27.12,27.12,27.12,27.12,15]
[null,6696,null,136.792,136.792,136.792,136.792,136.792,4.5,54.487000000000002,4.5,37,54.29,54.29,37,4.5,41.5,41.5,41.5,41.5,37,null,null,6696,118.255,118.255,118.255,118.255,118.255,6.4,36.04,6.4,15,18.34,18.34,15,6.4,27.015999999999998,27.015999999999998,27.015999999999998,27.015999999999998,15]
[null,6704,null,121.95399999999999,121.95399999999999,121.95399999999999,121.95399999999999,121.95399999999999,4.54,53.741,4.54,42,60.7,60.7,42,4.54,46.543999999999997,46.543999999999997,46.543999999999997,46.543999999999997,42,null,null,6704,118.13200000000001,118.13200000000001,118.13200000000001,118.13200000000001,118.13200000000001,6.4,35.991,6.4,15,18.3,18.3,15,6.4,26.888000000000002,26.888000000000002,26.888000000000002,26.888000000000002,15]
[null,6713,null,142.68899999999999,142.68899999999999,142.68899999999999,142.68899999999999,142.68899999999999,4.42,56.046999999999997,4.42,30,44.91,44.91,30,4.42,34.415999999999997,34.415999999999997,34.415999999999997,34.415999999999997,30,null,null,6713,117.992,117.992,117.992,117.992,117.992,6.34,35.959000000000003,6.34,15,18.25,18.25,15,6.34,26.783999999999999,26.783999999999999,26.783999999999999,26.783999999999999,15]
[null,6721,null,129.791,129.791,129.791,129.791,129.791,5.82,54.436,5.82,35,16.7,16.7,35,5.82,40.823999999999998,40.823999999999998,40.823999999999998,40.823999999999998,35,null,null,6721,117.869,117.869,117.869,117.869,117.869,6.34,35.94,6.34,15,18.21,18.21,15,6.34,26.696000000000002,26.696000000000002,26.696000000000002,26.696000000000002,15]
[null,6730,null,145.363,145.363,145.363,145.363,145.363,18.37,62.862000000000002,18.37,44,25.55,25.55,44,18.37,62.368000000000002,62.368000000000002,62.368000000000002,62.368000000000002,44,null,null,6730,117.78700000000001,117.78700000000001,117.78700000000001,117.78700000000001,117.78700000000001,6.34,35.920999999999999,6.34,15,18.170000000000002,18.170000000000002,15,6.34,26.552,26.552,26.552,26.552,15]
[null,6735,null,136.202,136.202,136.202,136.202,136.202,21.82,54.9,21.82,36,23.67,23.67,36,21.82,57.823999999999998,57.823999999999998,57.823999999999998,57.823999999999998,36,null,null,6735,117.658,117.658,117.658,117.658,117.658,6.34,35.892000000000003,6.34,15,18.149999999999999,18.149999999999999,15,6.34,26.504000000000001,26.504000000000001,26.504000000000001,26.504000000000001,15]
[null,6739,null,142.81100000000001,142.81100000000001,142.81100000000001,142.81100000000001,142.81100000000001,22.08,53.067999999999998,22.08,41,25.84,25.84,41,22.08,63.08,63.08,63.08,63.08,41,null,null,6739,117.593,117.593,117.593,117.593,117.593,6.34,35.886000000000003,6.34,15,18.13,18.13,15,6.34,26.44,26.44,26.44,26.44,15]
[null,6749,null,109.13800000000001,109.13800000000001,109.13800000000001,109.13800000000001,109.13800000000001,11.78,50.466000000000001,11.78,36,14.67,14.67,36,11.78,47.776000000000003,47.776000000000003,47.776000000000003,47.776000000000003,36,null,null,6749,117.48699999999999,117.48699999999999,117.48699999999999,117.48699999999999,117.48699999999999,6.34,35.831000000000003,6.34,15,18.079999999999998,18.079999999999998,15,6.34,26.376000000000001,26.376000000000001,26.376000000000001,26.376000000000001,15]
[null,6756,null,136.542,136.542,136.542,136.542,136.542,25.41,66.998000000000005,25.41,42,20.69,20.69,42,25.41,67.408000000000001,67.408000000000001,67.408000000000001,67.408000000000001,42,null,null,6756,117.349,117.349,117.349,117.349,117.349,6.34,35.79,6.34,15,18.059999999999999,18.059999999999999,15,6.34,26.352,26.352,26.352,26.352,15]
[null,6763,null,142.417,142.417,142.417,142.417,142.417,20.61,68.17,20.61,45,20.13,20.13,45,20.61,65.608000000000004,65.608000000000004,65.608000000000004,65.608000000000004,45,null,null,6763,117.199,117.199,117.199,117.199,117.199,6.34,35.764000000000003,6.34,15,18.04,18.04,15,6.34,26.312000000000001,26.312000000000001,26.312000000000001,26.312000000000001,15]
[null,6773,null,105.43300000000001,105.43300000000001,105.43300000000001,105.43300000000001,105.43300000000001,14.27,64.091999999999999,14.27,45,19.14,19.14,45,14.27,59.271999999999998,59.271999999999998,59.271999999999998,59.271999999999998,45,null,null,6773,117.01900000000001,117.01900000000001,117.01900000000001,117.01900000000001,117.01900000000001,6.27,35.738,6.27,15,17.96,17.96,15,6.27,26.184000000000001,26.184000000000001,26.184000000000001,26.184000000000001,15]
[null,6780,null,141.16999999999999,141.16999999999999,141.16999999999999,141.16999999999999,141.16999999999999,23.23,88.828999999999994,23.23,50,23.62,23.62,50,23.23,73.231999999999999,73.231999999999999,73.231999999999999,73.231999999999999,50,null,null,6780,116.91500000000001,116.91500000000001,116.91500000000001,116.91500000000001,116.91500000000001,6.27,35.719000000000001,6.27,15,17.91,17.91,15,6.27,26.103999999999999,26.103999999999999,26.103999999999999,26.103999999999999,15]
[null,6790,null,154.709,154.709,154.709,154.709,154.709,21.38,100.151,21.38,57,25.3,25.3,57,21.38,78.376000000000005,78.376000000000005,78.376000000000005,78.376000000000005,57,null,null,6790,116.744,116.744,116.744,116.744,116.744,6.27,35.673999999999999,6.27,15,17.88,17.88,15,6.27,25.975999999999999,25.975999999999999,25.975999999999999,25.975999999999999,15]
[null,6794,null,113.67400000000001,113.67400000000001,113.67400000000001,113.67400000000001,113.67400000000001,12.1,90.465999999999994,12.1,50,20.059999999999999,20.059999999999999,50,12.1,62.095999999999997,62.095999999999997,62.095999999999997,62.095999999999997,50,null,null,6794,116.68600000000001,116.68600000000001,116.68600000000001,116.68600000000001,116.68600000000001,6.27,35.664999999999999,6.27,15,17.850000000000001,17.850000000000001,15,6.27,25.872,25.872,25.872,25.872,15]
[null,6799,null,110.497,110.497,110.497,110.497,110.497,10.18,111.877,10.18,76,27.85,27.85,76,10.18,86.176000000000002,86.176000000000002,86.176000000000002,86.176000000000002,76,null,null,6799,116.667,116.667,116.667,116.667,116.667,6.27,35.649000000000001,6.27,15,17.82,17.82,15,6.27,25.8,25.8,25.8,25.8,15]
[null,6808,null,122.145,122.145,122.145,122.145,122.145,14.78,129.68,14.78,43,18.670000000000002,18.670000000000002,43,14.78,57.783999999999999,57.783999999999999,57.783999999999999,57.783999999999999,43,null,null,6808,116.56699999999999,116.56699999999999,116.56699999999999,116.56699999999999,116.56699999999999,6.21,35.625999999999998,6.21,15,17.79,17.79,15,6.21,25.655999999999999,25.655999999999999,25.655999999999999,25.655999999999999,15]
[null,6816,null,149.273,149.273,149.273,149.273,149.273,11.52,140.47399999999999,11.52,71,26.65,26.65,71,11.52,82.52,82.52,82.52,82.52,71,null,null,6816,116.35,116.35,116.35,116.35,116.35,6.21,35.588000000000001,6.21,15,17.75,17.75,15,6.21,25.576000000000001,25.576000000000001,25.576000000000001,25.576000000000001,15]
[null,6822,null,115.014,115.014,115.014,115.014,115.014,9.34,122.593,9.34,49,18.53,18.53,49,9.34,58.344000000000001,58.344000000000001,58.344000000000001,58.344000000000001,49,null,null,6822,116.292,116.292,116.292,116.292,116.292,6.21,35.578000000000003,6.21,15,17.7,17.7,15,6.21,25.52,25.52,25.52,25.52,15]
[null,6833,null,143.92500000000001,143.92500000000001,143.92500000000001,143.92500000000001,143.92500000000001,19.2,132.50299999999999,19.2,75,29.94,29.94,75,19.2,94.2,94.2,94.2,94.2,75,null,null,6833,116.17400000000001,116.17400000000001,116.17400000000001,116.17400000000001,116.17400000000001,6.21,35.545999999999999,6.21,15,17.649999999999999,17.649999999999999,15,6.21,25.456,25.456,25.456,25.456,15]
[null,6839,null,152.69499999999999,152.69499999999999,152.69499999999999,152.69499999999999,152.69499999999999,13.63,167.511,13.63,65,24.98,24.98,65,13.63,78.632000000000005,78.632000000000005,78.632000000000005,78.632000000000005,65,null,null,6839,116.093,116.093,116.093,116.093,116.093,6.21,35.533000000000001,6.21,15,17.63,17.63,15,6.21,25.416,25.416,25.416,25.416,15]
[null,6850,null,150.65799999999999,150.65799999999999,150.65799999999999,150.65799999999999,150.65799999999999,10.050000000000001,173.77699999999999,10.050000000000001,57,20.99,20.99,57,10.050000000000001,67.048000000000002,67.048000000000002,67.048000000000002,67.048000000000002,57,null,null,6850,{"$f":"LARGE(D$13:D$8748,$X6862)","v":115.947},{"$f":"LARGE(E$13:E$8748,$X6862)","v":115.947},{"$f":"LARGE(F$13:F$8748,$X6862)","v":115.947},{"$f":"LARGE(G$13:G$8748,$X6862)","v":115.947},{"$f":"LARGE(H$13:H$8748,$X6862)","v":115.947},{"$f":"LARGE(I$13:I$8748,$X6862)","v":6.21},{"$f":"LARGE(J$13:J$8748,$X6862)","v":35.505000000000003},{"$f":"LARGE(K$13:K$8748,$X6862)","v":6.21},{"$f":"LARGE(L$13:L$8748,$X6862)","v":15},{"$f":"LARGE(M$13:M$8748,$X6862)","v":17.579999999999998},{"$f":"LARGE(N$13:N$8748,$X6862)","v":17.579999999999998},{"$f":"LARGE(O$13:O$8748,$X6862)","v":15},{"$f":"LARGE(P$13:P$8748,$X6862)","v":6.21},{"$f":"LARGE(Q$13:Q$8748,$X6862)","v":25.376000000000001},{"$f":"LARGE(R$13:R$8748,$X6862)","v":25.376000000000001},{"$f":"LARGE(S$13:S$8748,$X6862)","v":25.376000000000001},{"$f":"LARGE(T$13:T$8748,$X6862)","v":25.376000000000001},{"$f":"LARGE(U$13:U$8748,$X6862)","v":15}]
[null,6853,null,163.524,163.524,163.524,163.524,163.524,7.81,137.35300000000001,7.81,54,19.37,19.37,54,7.81,61.808,61.808,61.808,61.808,54,null,null,6853,115.902,115.902,115.902,115.902,115.902,6.21,35.494999999999997,6.21,15,17.57,17.57,15,6.21,25.352,25.352,25.352,25.352,15]
[null,6859,null,149.328,149.328,149.328,149.328,149.328,7.81,139.91,7.81,66,23.13,23.13,66,7.81,73.808000000000007,73.808000000000007,73.808000000000007,73.808000000000007,66,null,null,6859,115.843,115.843,115.843,115.843,115.843,6.14,35.475999999999999,6.14,15,17.53,17.53,15,6.14,25.28,25.28,25.28,25.28,15]
[null,6867,null,119.965,119.965,119.965,119.965,119.965,7.55,131.077,7.55,51,28.68,28.68,51,7.55,58.552,58.552,58.552,58.552,51,null,null,6867,115.687,115.687,115.687,115.687,115.687,6.14,35.433999999999997,6.14,15,17.510000000000002,17.510000000000002,15,6.14,25.16,25.16,25.16,25.16,15]
[null,6876,null,156.977,156.977,156.977,156.977,156.977,7.68,156.185,7.68,49,27.75,27.75,49,7.68,56.68,56.68,56.68,56.68,49,null,null,6876,115.559,115.559,115.559,115.559,115.559,6.14,35.402000000000001,6.14,15,17.47,17.47,15,6.14,25.08,25.08,25.08,25.08,15]
[null,6888,null,159.44200000000001,159.44200000000001,159.44200000000001,159.44200000000001,159.44200000000001,7.74,98.168000000000006,7.74,65,35.58,35.58,65,7.74,72.744,72.744,72.744,72.744,65,null,null,6888,115.367,115.367,115.367,115.367,115.367,6.14,35.363999999999997,6.14,15,17.41,17.41,15,6.14,24.952000000000002,24.952000000000002,24.952000000000002,24.952000000000002,15]
[null,6893,null,116.242,116.242,116.242,116.242,116.242,7.81,78.415999999999997,7.81,53,33.880000000000003,33.880000000000003,53,7.81,60.808,60.808,60.808,60.808,53,null,null,6893,115.306,115.306,115.306,115.306,115.306,6.08,35.36,6.08,15,17.399999999999999,17.399999999999999,15,6.08,24.936,24.936,24.936,24.936,15]
[null,6898,null,154.80199999999999,154.80199999999999,154.80199999999999,154.80199999999999,154.80199999999999,20.22,93.034999999999997,20.22,55,41.9,41.9,55,20.22,75.224000000000004,75.224000000000004,75.224000000000004,75.224000000000004,55,null,null,6898,115.229,115.229,115.229,115.229,115.229,6.08,35.344000000000001,6.08,15,17.39,17.39,15,6.08,24.88,24.88,24.88,24.88,15]
[null,6910,null,173.00200000000001,173.00200000000001,173.00200000000001,173.00200000000001,173.00200000000001,17.28,92.647000000000006,17.28,57,41.4,41.4,57,17.28,74.28,74.28,74.28,74.28,57,null,null,6910,115.01300000000001,115.01300000000001,115.01300000000001,115.01300000000001,115.01300000000001,6.08,35.286999999999999,6.08,15,17.309999999999999,17.309999999999999,15,6.08,24.712,24.712,24.712,24.712,15]
[null,6912,null,162.27000000000001,162.27000000000001,162.27000000000001,162.27000000000001,162.27000000000001,7.81,92.007000000000005,7.81,49,31.65,31.65,49,7.81,56.808,56.808,56.808,56.808,49,null,null,6912,114.931,114.931,114.931,114.931,114.931,6.08,35.28,6.08,15,17.309999999999999,17.309999999999999,15,6.08,24.687999999999999,24.687999999999999,24.687999999999999,24.687999999999999,15]
[null,6919,null,147.61799999999999,147.61799999999999,147.61799999999999,147.61799999999999,147.61799999999999,9.6,92.433000000000007,9.6,49,45.94,45.94,49,9.6,58.6,58.6,58.6,58.6,49,null,null,6919,114.876,114.876,114.876,114.876,114.876,6.08,35.264000000000003,6.08,15,17.28,17.28,15,6.08,24.623999999999999,24.623999999999999,24.623999999999999,24.623999999999999,15]
[null,6933,null,176.798,176.798,176.798,176.798,176.798,24.58,150.15600000000001,24.58,52,60.06,60.06,52,24.58,76.575999999999993,76.575999999999993,76.575999999999993,76.575999999999993,52,null,null,6933,114.688,114.688,114.688,114.688,114.688,6.08,35.194000000000003,6.08,15,17.239999999999998,17.239999999999998,15,6.08,24.448,24.448,24.448,24.448,15]
[null,6936,null,162.10300000000001,162.10300000000001,162.10300000000001,162.10300000000001,162.10300000000001,11.65,161.452,11.65,46,45.16,45.16,46,11.65,57.648000000000003,57.648000000000003,57.648000000000003,57.648000000000003,46,null,null,6936,114.654,114.654,114.654,114.654,114.654,6.08,35.191000000000003,6.08,15,17.23,17.23,15,6.08,24.431999999999999,24.431999999999999,24.431999999999999,24.431999999999999,15]
[null,6947,null,178.352,178.352,178.352,178.352,178.352,28.16,187.16900000000001,28.16,43,63.84,63.84,43,28.16,71.16,71.16,71.16,71.16,43,null,null,6947,114.55,114.55,114.55,114.55,114.55,6.08,35.113999999999997,6.08,14,17.18,17.18,14,6.08,24.352,24.352,24.352,24.352,14]
[null,6953,null,218.02600000000001,218.02600000000001,218.02600000000001,218.02600000000001,218.02600000000001,18.05,191.02,18.05,44,55.59,55.59,44,18.05,62.048000000000002,62.048000000000002,62.048000000000002,62.048000000000002,44,null,null,6953,114.48,114.48,114.48,114.48,114.48,6.08,35.106999999999999,6.08,14,17.149999999999999,17.149999999999999,14,6.08,24.271999999999998,24.271999999999998,24.271999999999998,24.271999999999998,14]
[null,6961,null,150.298,150.298,150.298,150.298,150.298,14.66,219.07900000000001,14.66,41,34.39,34.39,41,14.66,55.655999999999999,55.655999999999999,55.655999999999999,55.655999999999999,41,null,null,6961,114.386,114.386,114.386,114.386,114.386,6.08,35.094000000000001,6.08,14,17.14,17.14,14,6.08,24.207999999999998,24.207999999999998,24.207999999999998,24.207999999999998,14]
[null,6970,null,253.76499999999999,253.76499999999999,253.76499999999999,253.76499999999999,253.76499999999999,28.35,225.75200000000001,28.35,52,49.64,49.64,52,28.35,80.352000000000004,80.352000000000004,80.352000000000004,80.352000000000004,52,null,null,6970,114.22199999999999,114.22199999999999,114.22199999999999,114.22199999999999,114.22199999999999,6.02,35.078000000000003,6.02,14,17.11,17.11,14,6.02,24.111999999999998,24.111999999999998,24.111999999999998,24.111999999999998,14]
[null,6978,null,403.70100000000002,403.70100000000002,403.70100000000002,403.70100000000002,403.70100000000002,21.95,189.024,21.95,53,46.31,46.31,53,21.95,74.951999999999998,74.951999999999998,74.951999999999998,74.951999999999998,53,null,null,6978,{"$f":"LARGE(D$13:D$8748,$X6990)","v":114.11},{"$f":"LARGE(E$13:E$8748,$X6990)","v":114.11},{"$f":"LARGE(F$13:F$8748,$X6990)","v":114.11},{"$f":"LARGE(G$13:G$8748,$X6990)","v":114.11},{"$f":"LARGE(H$13:H$8748,$X6990)","v":114.11},{"$f":"LARGE(I$13:I$8748,$X6990)","v":6.02},{"$f":"LARGE(J$13:J$8748,$X6990)","v":35.045999999999999},{"$f":"LARGE(K$13:K$8748,$X6990)","v":6.02},{"$f":"LARGE(L$13:L$8748,$X6990)","v":14},{"$f":"LARGE(M$13:M$8748,$X6990)","v":17.079999999999998},{"$f":"LARGE(N$13:N$8748,$X6990)","v":17.079999999999998},{"$f":"LARGE(O$13:O$8748,$X6990)","v":14},{"$f":"LARGE(P$13:P$8748,$X6990)","v":6.02},{"$f":"LARGE(Q$13:Q$8748,$X6990)","v":23.992000000000001},{"$f":"LARGE(R$13:R$8748,$X6990)","v":23.992000000000001},{"$f":"LARGE(S$13:S$8748,$X6990)","v":23.992000000000001},{"$f":"LARGE(T$13:T$8748,$X6990)","v":23.992000000000001},{"$f":"LARGE(U$13:U$8748,$X6990)","v":14}]
[null,{"$f":"B6990+1","v":6979},null,429.577,429.577,429.577,429.577,429.577,21.12,191.88200000000001,21.12,55,46.99,46.99,55,21.12,76.12,76.12,76.12,76.12,55,null,null,6979,114.09699999999999,114.09699999999999,114.09699999999999,114.09699999999999,114.09699999999999,6.02,35.042999999999999,6.02,14,17.079999999999998,17.079999999999998,14,6.02,23.992000000000001,23.992000000000001,23.992000000000001,23.992000000000001,14]
[null,6992,null,500.733,500.733,500.733,500.733,500.733,26.88,240.887,26.88,58,58.94,58.94,58,26.88,84.88,84.88,84.88,84.88,58,null,null,6992,113.91,113.91,113.91,113.91,113.91,6.02,34.991999999999997,6.02,14,17.03,17.03,14,6.02,23.824000000000002,23.824000000000002,23.824000000000002,23.824000000000002,14]
[null,6996,null,596.74400000000003,596.74400000000003,596.74400000000003,596.74400000000003,596.74400000000003,27.2,217.47399999999999,27.2,55,57.06,57.06,55,27.2,82.2,82.2,82.2,82.2,55,null,null,6996,113.86199999999999,113.86199999999999,113.86199999999999,113.86199999999999,113.86199999999999,6.02,34.972999999999999,6.02,14,17.02,17.02,14,6.02,23.776,23.776,23.776,23.776,14]
[null,7006,null,588.61300000000006,588.61300000000006,588.61300000000006,588.61300000000006,588.61300000000006,15.23,198.41800000000001,15.23,70,59.15,59.15,70,15.23,85.231999999999999,85.231999999999999,85.231999999999999,85.231999999999999,70,null,null,7006,113.70399999999999,113.70399999999999,113.70399999999999,113.70399999999999,113.70399999999999,6.02,34.920999999999999,6.02,14,17.010000000000002,17.010000000000002,14,6.02,23.736000000000001,23.736000000000001,23.736000000000001,23.736000000000001,14]
[null,7013,null,532.07899999999995,532.07899999999995,532.07899999999995,532.07899999999995,532.07899999999995,4.8,197.59100000000001,4.8,66,61.12,61.12,66,4.8,70.8,70.8,70.8,70.8,66,null,null,7013,113.633,113.633,113.633,113.633,113.633,6.02,34.877000000000002,6.02,14,16.98,16.98,14,6.02,23.664000000000001,23.664000000000001,23.664000000000001,23.664000000000001,14]
[null,7020,null,586.54999999999995,586.54999999999995,586.54999999999995,586.54999999999995,586.54999999999995,4.99,195.03399999999999,4.99,59,55.25,55.25,59,4.99,63.991999999999997,63.991999999999997,63.991999999999997,63.991999999999997,59,null,null,7020,113.462,113.462,113.462,113.462,113.462,6.02,34.847999999999999,6.02,14,16.96,16.96,14,6.02,23.616,23.616,23.616,23.616,14]
[null,7030,null,557.03300000000002,557.03300000000002,557.03300000000002,557.03300000000002,557.03300000000002,5.44,185.11199999999999,5.44,85,78.040000000000006,78.040000000000006,85,5.44,90.44,90.44,90.44,90.44,85,null,null,7030,113.38500000000001,113.38500000000001,113.38500000000001,113.38500000000001,113.38500000000001,6.02,34.805999999999997,6.02,14,16.91,16.91,14,6.02,23.568000000000001,23.568000000000001,23.568000000000001,23.568000000000001,14]
[null,7037,null,535.67700000000002,535.67700000000002,535.67700000000002,535.67700000000002,535.67700000000002,5.38,163.999,5.38,73,67.56,67.56,73,5.38,78.376000000000005,78.376000000000005,78.376000000000005,78.376000000000005,73,null,null,7037,113.29600000000001,113.29600000000001,113.29600000000001,113.29600000000001,113.29600000000001,5.95,34.79,5.95,14,16.899999999999999,16.899999999999999,14,5.95,23.48,23.48,23.48,23.48,14]
[null,7039,null,545.024,545.024,545.024,545.024,545.024,5.38,168.89099999999999,5.38,78,71.87,71.87,78,5.38,83.376000000000005,83.376000000000005,83.376000000000005,83.376000000000005,78,null,null,7039,113.258,113.258,113.258,113.258,113.258,5.95,34.786999999999999,5.95,14,16.89,16.89,14,5.95,23.463999999999999,23.463999999999999,23.463999999999999,23.463999999999999,14]
[null,7051,null,485.25299999999999,485.25299999999999,485.25299999999999,485.25299999999999,485.25299999999999,5.5,166.899,5.5,76,70.23,70.23,76,5.5,81.504000000000005,81.504000000000005,81.504000000000005,81.504000000000005,76,null,null,7051,113.054,113.054,113.054,113.054,113.054,5.95,34.722999999999999,5.95,14,16.86,16.86,14,5.95,23.367999999999999,23.367999999999999,23.367999999999999,23.367999999999999,14]
[null,7056,null,502.45299999999997,502.45299999999997,502.45299999999997,502.45299999999997,502.45299999999997,5.5,153.017,5.5,86,78.849999999999994,78.849999999999994,86,5.5,91.504000000000005,91.504000000000005,91.504000000000005,91.504000000000005,86,null,null,7056,112.97,112.97,112.97,112.97,112.97,5.95,34.700000000000003,5.95,14,16.850000000000001,16.850000000000001,14,5.95,23.224,23.224,23.224,23.224,14]
[null,7065,null,491.483,491.483,491.483,491.483,491.483,21.25,142.185,21.25,73,76.31,76.31,73,21.25,94.248000000000005,94.248000000000005,94.248000000000005,94.248000000000005,73,null,null,7065,112.854,112.854,112.854,112.854,112.854,5.95,34.661999999999999,5.95,14,16.829999999999998,16.829999999999998,14,5.95,23.08,23.08,23.08,23.08,14]
[null,7073,null,351.983,351.983,351.983,351.983,351.983,15.1,104.3,15.1,77,74.61,74.61,77,15.1,92.103999999999999,92.103999999999999,92.103999999999999,92.103999999999999,77,null,null,7073,112.614,112.614,112.614,112.614,112.614,5.95,34.630000000000003,5.95,14,16.8,16.8,14,5.95,22.968,22.968,22.968,22.968,14]
[null,7079,null,384.52199999999999,384.52199999999999,384.52199999999999,384.52199999999999,384.52199999999999,12.22,104.55,12.22,72,68.209999999999994,68.209999999999994,72,12.22,84.224000000000004,84.224000000000004,84.224000000000004,84.224000000000004,72,null,null,7079,112.533,112.533,112.533,112.533,112.533,5.95,34.613999999999997,5.95,14,16.8,16.8,14,5.95,22.952000000000002,22.952000000000002,22.952000000000002,22.952000000000002,14]
[null,7090,null,442.75900000000001,442.75900000000001,442.75900000000001,442.75900000000001,442.75900000000001,24.32,120.021,24.32,60,74.08,74.08,60,24.32,84.32,84.32,84.32,84.32,60,null,null,7090,112.399,112.399,112.399,112.399,112.399,5.95,34.563000000000002,5.95,14,16.78,16.78,14,5.95,22.896000000000001,22.896000000000001,22.896000000000001,22.896000000000001,14]
[null,7096,null,394.15800000000002,394.15800000000002,394.15800000000002,394.15800000000002,394.15800000000002,21.57,89.117000000000004,21.57,60,71.7,71.7,60,21.57,81.567999999999998,81.567999999999998,81.567999999999998,81.567999999999998,60,null,null,7096,112.339,112.339,112.339,112.339,112.339,5.95,34.536999999999999,5.95,14,16.75,16.75,14,5.95,22.864000000000001,22.864000000000001,22.864000000000001,22.864000000000001,14]
[null,7099,null,442.77600000000001,442.77600000000001,442.77600000000001,442.77600000000001,442.77600000000001,24.26,102.49,24.26,69,81.99,81.99,69,24.26,93.256,93.256,93.256,93.256,69,null,null,7099,112.303,112.303,112.303,112.303,112.303,5.95,34.511000000000003,5.95,14,16.75,16.75,14,5.95,22.808,22.808,22.808,22.808,14]
[null,7110,null,497.86799999999999,497.86799999999999,497.86799999999999,497.86799999999999,497.86799999999999,11.78,146.98699999999999,11.78,59,64.5,64.5,59,11.78,70.775999999999996,70.775999999999996,70.775999999999996,70.775999999999996,59,null,null,7110,112.11499999999999,112.11499999999999,112.11499999999999,112.11499999999999,112.11499999999999,5.89,34.481999999999999,5.89,14,16.71,16.71,14,5.89,22.68,22.68,22.68,22.68,14]
[null,7116,null,352.20600000000002,352.20600000000002,352.20600000000002,352.20600000000002,352.20600000000002,25.15,133.78700000000001,25.15,56,73.97,73.97,56,25.15,81.152000000000001,81.152000000000001,81.152000000000001,81.152000000000001,56,null,null,7116,112.024,112.024,112.024,112.024,112.024,5.89,34.438000000000002,5.89,14,16.690000000000001,16.690000000000001,14,5.89,22.632000000000001,22.632000000000001,22.632000000000001,22.632000000000001,14]
[null,7124,null,423.71300000000002,423.71300000000002,423.71300000000002,423.71300000000002,423.71300000000002,19.2,126.983,19.2,72,83.08,83.08,72,19.2,91.2,91.2,91.2,91.2,72,null,null,7124,111.922,111.922,111.922,111.922,111.922,5.89,34.424999999999997,5.89,14,16.690000000000001,16.690000000000001,14,5.89,22.6,22.6,22.6,22.6,14]
[null,7133,null,432.90600000000001,432.90600000000001,432.90600000000001,432.90600000000001,432.90600000000001,15.81,136.47900000000001,15.81,57,68.05,68.05,57,15.81,72.808000000000007,72.808000000000007,72.808000000000007,72.808000000000007,57,null,null,7133,111.821,111.821,111.821,111.821,111.821,5.89,34.399000000000001,5.89,14,16.68,16.68,14,5.89,22.544,22.544,22.544,22.544,14]
[null,7138,null,448.62299999999999,448.62299999999999,448.62299999999999,448.62299999999999,448.62299999999999,25.28,157.37700000000001,25.28,57,76.930000000000007,76.930000000000007,57,25.28,82.28,82.28,82.28,82.28,57,null,null,7138,111.736,111.736,111.736,111.736,111.736,5.89,34.386000000000003,5.89,14,16.66,16.66,14,5.89,22.48,22.48,22.48,22.48,14]
[null,7150,null,413.48200000000003,413.48200000000003,413.48200000000003,413.48200000000003,413.48200000000003,19.2,151.74799999999999,19.2,59,73.099999999999994,73.099999999999994,59,19.2,78.2,78.2,78.2,78.2,59,null,null,7150,111.59099999999999,111.59099999999999,111.59099999999999,111.59099999999999,111.59099999999999,5.89,34.332000000000001,5.89,14,16.62,16.62,14,5.89,22.36,22.36,22.36,22.36,14]
[null,7155,null,355.07,355.07,355.07,355.07,355.07,16,160.453,16,48,59.85,59.85,48,16,64,64,64,64,48,null,null,7155,111.548,111.548,111.548,111.548,111.548,5.89,34.302999999999997,5.89,14,16.61,16.61,14,5.89,22.335999999999999,22.335999999999999,22.335999999999999,22.335999999999999,14]
[null,7159,null,433.75400000000002,433.75400000000002,433.75400000000002,433.75400000000002,433.75400000000002,12.16,189.697,12.16,66,73.13,73.13,66,12.16,78.16,78.16,78.16,78.16,66,null,null,7159,111.517,111.517,111.517,111.517,111.517,5.89,34.283999999999999,5.89,14,16.55,16.55,14,5.89,22.312000000000001,22.312000000000001,22.312000000000001,22.312000000000001,14]
[null,7169,null,384.875,384.875,384.875,384.875,384.875,16.7,132.18600000000001,16.7,58,69.86,69.86,58,16.7,74.703999999999994,74.703999999999994,74.703999999999994,74.703999999999994,58,null,null,7169,111.43600000000001,111.43600000000001,111.43600000000001,111.43600000000001,111.43600000000001,5.89,34.22,5.89,14,16.52,16.52,14,5.89,22.128,22.128,22.128,22.128,14]
[null,7176,null,361.75599999999997,361.75599999999997,361.75599999999997,361.75599999999997,361.75599999999997,5.44,168.273,5.44,60,61.16,61.16,60,5.44,65.44,65.44,65.44,65.44,60,null,null,7176,111.371,111.371,111.371,111.371,111.371,5.89,34.188000000000002,5.89,14,16.489999999999998,16.489999999999998,14,5.89,22.08,22.08,22.08,22.08,14]
[null,7183,null,446.197,446.197,446.197,446.197,446.197,5.57,194.09899999999999,5.57,60,68.98,68.98,60,5.57,65.567999999999998,65.567999999999998,65.567999999999998,65.567999999999998,60,null,null,7183,111.255,111.255,111.255,111.255,111.255,5.82,34.155999999999999,5.82,14,16.47,16.47,14,5.82,22.007999999999999,22.007999999999999,22.007999999999999,22.007999999999999,14]
[null,7193,null,393.85599999999999,393.85599999999999,393.85599999999999,393.85599999999999,393.85599999999999,5.76,155.26599999999999,5.76,64,73.39,73.39,64,5.76,69.760000000000005,69.760000000000005,69.760000000000005,69.760000000000005,64,null,null,7193,111.215,111.215,111.215,111.215,111.215,5.82,34.116999999999997,5.82,14,16.45,16.45,14,5.82,21.952000000000002,21.952000000000002,21.952000000000002,21.952000000000002,14]
[null,7197,null,380.68099999999998,380.68099999999998,380.68099999999998,380.68099999999998,380.68099999999998,5.76,156.804,5.76,70,79.7,79.7,70,5.76,75.760000000000005,75.760000000000005,75.760000000000005,75.760000000000005,70,null,null,7197,111.15900000000001,111.15900000000001,111.15900000000001,111.15900000000001,111.15900000000001,5.82,34.107999999999997,5.82,14,16.440000000000001,16.440000000000001,14,5.82,21.928000000000001,21.928000000000001,21.928000000000001,21.928000000000001,14]
[null,7210,null,414.88099999999997,414.88099999999997,414.88099999999997,414.88099999999997,414.88099999999997,5.7,149.464,5.7,64,70.63,70.63,64,5.7,69.695999999999998,69.695999999999998,69.695999999999998,69.695999999999998,64,null,null,7210,110.977,110.977,110.977,110.977,110.977,5.82,34.066000000000003,5.82,14,16.38,16.38,14,5.82,21.832000000000001,21.832000000000001,21.832000000000001,21.832000000000001,14]
[null,7218,null,421.98500000000001,421.98500000000001,421.98500000000001,421.98500000000001,421.98500000000001,5.7,140.86799999999999,5.7,63,69.62,69.62,63,5.7,68.695999999999998,68.695999999999998,68.695999999999998,68.695999999999998,63,null,null,7218,110.90300000000001,110.90300000000001,110.90300000000001,110.90300000000001,110.90300000000001,5.82,34.024000000000001,5.82,14,16.37,16.37,14,5.82,21.808,21.808,21.808,21.808,14]
[null,7219,null,431.44,431.44,431.44,431.44,431.44,5.7,144.54300000000001,5.7,62,68.61,68.61,62,5.7,67.695999999999998,67.695999999999998,67.695999999999998,67.695999999999998,62,null,null,7219,110.899,110.899,110.899,110.899,110.899,5.82,34.018000000000001,5.82,14,16.36,16.36,14,5.82,21.8,21.8,21.8,21.8,14]
[null,7228,null,401.88,401.88,401.88,401.88,401.88,6.66,133.80000000000001,6.66,47,49.14,49.14,47,6.66,53.655999999999999,53.655999999999999,53.655999999999999,53.655999999999999,47,null,null,7228,110.81,110.81,110.81,110.81,110.81,5.82,33.972999999999999,5.82,14,16.350000000000001,16.350000000000001,14,5.82,21.744,21.744,21.744,21.744,14]
[null,7236,null,351.84899999999999,351.84899999999999,351.84899999999999,351.84899999999999,351.84899999999999,20.86,145.376,20.86,61,74.94,74.94,61,20.86,81.864000000000004,81.864000000000004,81.864000000000004,81.864000000000004,61,null,null,7236,110.67700000000001,110.67700000000001,110.67700000000001,110.67700000000001,110.67700000000001,5.82,33.957000000000001,5.82,14,16.34,16.34,14,5.82,21.655999999999999,21.655999999999999,21.655999999999999,21.655999999999999,14]
[null,7242,null,392.94200000000001,392.94200000000001,392.94200000000001,392.94200000000001,392.94200000000001,14.53,129.33699999999999,14.53,50,59.02,59.02,50,14.53,64.528000000000006,64.528000000000006,64.528000000000006,64.528000000000006,50,null,null,7242,110.628,110.628,110.628,110.628,110.628,5.82,33.941000000000003,5.82,14,16.32,16.32,14,5.82,21.64,21.64,21.64,21.64,14]
[null,7253,null,371.49599999999998,371.49599999999998,371.49599999999998,371.49599999999998,371.49599999999998,7.04,116.599,7.04,48,56.39,56.39,48,7.04,55.04,55.04,55.04,55.04,48,null,null,7253,110.517,110.517,110.517,110.517,110.517,5.76,33.905999999999999,5.76,14,16.3,16.3,14,5.76,21.591999999999999,21.591999999999999,21.591999999999999,21.591999999999999,14]
[null,7263,null,377.66,377.66,377.66,377.66,377.66,19.84,110.22,19.84,47,68.489999999999995,68.489999999999995,47,19.84,66.84,66.84,66.84,66.84,47,null,null,7263,110.387,110.387,110.387,110.387,110.387,5.76,33.832000000000001,5.76,14,16.27,16.27,14,5.76,21.527999999999999,21.527999999999999,21.527999999999999,21.527999999999999,14]
[null,7270,null,396.94799999999998,396.94799999999998,396.94799999999998,396.94799999999998,396.94799999999998,10.75,128.751,10.75,48,60.28,60.28,48,10.75,58.752000000000002,58.752000000000002,58.752000000000002,58.752000000000002,48,null,null,7270,110.32899999999999,110.32899999999999,110.32899999999999,110.32899999999999,110.32899999999999,5.76,33.816000000000003,5.76,14,16.25,16.25,14,5.76,21.488,21.488,21.488,21.488,14]
[null,7277,null,385.17,385.17,385.17,385.17,385.17,5.5,128.559,5.5,44,45.74,45.74,44,5.5,49.503999999999998,49.503999999999998,49.503999999999998,49.503999999999998,44,null,null,7277,110.256,110.256,110.256,110.256,110.256,5.76,33.799999999999997,5.76,14,16.23,16.23,14,5.76,21.48,21.48,21.48,21.48,14]
[null,7279,null,463.27100000000002,463.27100000000002,463.27100000000002,463.27100000000002,463.27100000000002,5.63,150.33500000000001,5.63,57,57.85,57.85,57,5.63,62.631999999999998,62.631999999999998,62.631999999999998,62.631999999999998,57,null,null,7279,110.255,110.255,110.255,110.255,110.255,5.76,33.793999999999997,5.76,14,16.22,16.22,14,5.76,21.48,21.48,21.48,21.48,14]
[null,7287,null,336.06299999999999,336.06299999999999,336.06299999999999,336.06299999999999,336.06299999999999,8.19,121.024,8.19,57,60.25,60.25,57,8.19,65.191999999999993,65.191999999999993,65.191999999999993,65.191999999999993,57,null,null,7287,110.108,110.108,110.108,110.108,110.108,5.76,33.765000000000001,5.76,14,16.190000000000001,16.190000000000001,14,5.76,21.391999999999999,21.391999999999999,21.391999999999999,21.391999999999999,14]
[null,7296,null,341.56400000000002,341.56400000000002,341.56400000000002,341.56400000000002,341.56400000000002,5.82,122.80500000000001,5.82,61,61.73,61.73,61,5.82,66.823999999999998,66.823999999999998,66.823999999999998,66.823999999999998,61,null,null,7296,109.91,109.91,109.91,109.91,109.91,5.76,33.722999999999999,5.76,14,16.170000000000002,16.170000000000002,14,5.76,21.32,21.32,21.32,21.32,14]
[null,7308,null,348.75799999999998,348.75799999999998,348.75799999999998,348.75799999999998,348.75799999999998,13.63,122.955,13.63,72,78.36,78.36,72,13.63,85.632000000000005,85.632000000000005,85.632000000000005,85.632000000000005,72,null,null,7308,109.789,109.789,109.789,109.789,109.789,5.76,33.674999999999997,5.76,14,16.13,16.13,14,5.76,21.152000000000001,21.152000000000001,21.152000000000001,21.152000000000001,14]
[null,7313,null,338.53399999999999,338.53399999999999,338.53399999999999,338.53399999999999,338.53399999999999,12.1,110.006,12.1,55,61.43,61.43,55,12.1,67.096000000000004,67.096000000000004,67.096000000000004,67.096000000000004,55,null,null,7313,109.71299999999999,109.71299999999999,109.71299999999999,109.71299999999999,109.71299999999999,5.76,33.655999999999999,5.76,14,16.11,16.11,14,5.76,21.071999999999999,21.071999999999999,21.071999999999999,21.071999999999999,14]
[null,7322,null,284.34500000000003,284.34500000000003,284.34500000000003,284.34500000000003,284.34500000000003,10.56,89.802000000000007,10.56,51,57.94,57.94,51,10.56,61.56,61.56,61.56,61.56,51,null,null,7322,109.6,109.6,109.6,109.6,109.6,5.7,33.624000000000002,5.7,14,16.100000000000001,16.100000000000001,14,5.7,21.007999999999999,21.007999999999999,21.007999999999999,21.007999999999999,14]
[null,7330,null,342.589,342.589,342.589,342.589,342.589,14.08,112.767,14.08,63,72.510000000000005,72.510000000000005,63,14.08,77.08,77.08,77.08,77.08,63,null,null,7330,109.49299999999999,109.49299999999999,109.49299999999999,109.49299999999999,109.49299999999999,5.7,33.607999999999997,5.7,14,16.09,16.09,14,5.7,20.952000000000002,20.952000000000002,20.952000000000002,20.952000000000002,14]
[null,7336,null,339.29599999999999,339.29599999999999,339.29599999999999,339.29599999999999,339.29599999999999,14.66,114.52,14.66,66,75.900000000000006,75.900000000000006,66,14.66,80.656000000000006,80.656000000000006,80.656000000000006,80.656000000000006,66,null,null,7336,109.417,109.417,109.417,109.417,109.417,5.7,33.600999999999999,5.7,14,16.07,16.07,14,5.7,20.904,20.904,20.904,20.904,14]
[null,7339,null,348.548,348.548,348.548,348.548,348.548,14.66,121.985,14.66,68,77.78,77.78,68,14.66,82.656000000000006,82.656000000000006,82.656000000000006,82.656000000000006,68,null,null,7339,109.383,109.383,109.383,109.383,109.383,5.7,33.591999999999999,5.7,14,16.07,16.07,14,5.7,20.888000000000002,20.888000000000002,20.888000000000002,20.888000000000002,14]
[null,7353,null,395.55399999999997,395.55399999999997,395.55399999999997,395.55399999999997,395.55399999999997,0.51,134.41900000000001,0.51,74,49.86,49.86,74,0.51,74.512,74.512,74.512,74.512,74,null,null,7353,109.253,109.253,109.253,109.253,109.253,5.7,33.552999999999997,5.7,14,16,16,14,5.7,20.72,20.72,20.72,20.72,14]
[null,7356,null,398.08699999999999,398.08699999999999,398.08699999999999,398.08699999999999,398.08699999999999,null,135.90799999999999,null,75,50.2,50.2,75,null,75,75,75,75,75,null,null,7356,109.236,109.236,109.236,109.236,109.236,5.7,33.521000000000001,5.7,14,16,16,14,5.7,20.68,20.68,20.68,20.68,14]
[null,7367,null,339.99099999999999,339.99099999999999,339.99099999999999,339.99099999999999,339.99099999999999,5.44,128.62299999999999,5.44,89,63.18,63.18,89,5.44,94.44,94.44,94.44,94.44,89,null,null,7367,109.14700000000001,109.14700000000001,109.14700000000001,109.14700000000001,109.14700000000001,5.63,33.485999999999997,5.63,14,15.97,15.97,14,5.63,20.608000000000001,20.608000000000001,20.608000000000001,20.608000000000001,14]
[null,7373,null,335.41300000000001,335.41300000000001,335.41300000000001,335.41300000000001,335.41300000000001,5.57,125.512,5.57,84,52.48,52.48,84,5.57,89.567999999999998,89.567999999999998,89.567999999999998,89.567999999999998,84,null,null,7373,109.092,109.092,109.092,109.092,109.092,5.63,33.454000000000001,5.63,14,15.97,15.97,14,5.63,20.591999999999999,20.591999999999999,20.591999999999999,20.591999999999999,14]
[null,7381,null,361.40800000000002,361.40800000000002,361.40800000000002,361.40800000000002,361.40800000000002,5.44,133.88399999999999,5.44,68,42.99,42.99,68,5.44,73.44,73.44,73.44,73.44,68,null,null,7381,109.04300000000001,109.04300000000001,109.04300000000001,109.04300000000001,109.04300000000001,5.63,33.424999999999997,5.63,14,15.95,15.95,14,5.63,20.552,20.552,20.552,20.552,14]
[null,7390,null,373.69499999999999,373.69499999999999,373.69499999999999,373.69499999999999,373.69499999999999,5.57,165.95400000000001,5.57,102,63.03,63.03,102,5.57,107.568,107.568,107.568,107.568,102,null,null,7390,108.953,108.953,108.953,108.953,108.953,5.63,33.4,5.63,14,15.93,15.93,14,5.63,20.527999999999999,20.527999999999999,20.527999999999999,20.527999999999999,14]
[null,7395,null,315.67500000000001,315.67500000000001,315.67500000000001,315.67500000000001,315.67500000000001,14.85,134.62,14.85,88,52.8,52.8,88,14.85,102.848,102.848,102.848,102.848,88,null,null,7395,108.902,108.902,108.902,108.902,108.902,5.57,33.384,5.57,14,15.91,15.91,14,5.57,20.504000000000001,20.504000000000001,20.504000000000001,20.504000000000001,14]
[null,7399,null,407.16500000000002,407.16500000000002,407.16500000000002,407.16500000000002,407.16500000000002,13.31,144.869,13.31,121,68.989999999999995,68.989999999999995,121,13.31,134.31200000000001,134.31200000000001,134.31200000000001,134.31200000000001,121,null,null,7399,108.848,108.848,108.848,108.848,108.848,5.57,33.360999999999997,5.57,14,15.9,15.9,14,5.57,20.488,20.488,20.488,20.488,14]
[null,7412,null,365.935,365.935,365.935,365.935,365.935,22.85,124.461,22.85,96,61.02,61.02,96,22.85,118.848,118.848,118.848,118.848,96,null,null,7412,108.723,108.723,108.723,108.723,108.723,5.57,33.313000000000002,5.57,14,15.86,15.86,14,5.57,20.423999999999999,20.423999999999999,20.423999999999999,20.423999999999999,14]
[null,7416,null,321.44799999999998,321.44799999999998,321.44799999999998,321.44799999999998,321.44799999999998,20.86,111.511,20.86,91,57.48,57.48,91,20.86,111.864,111.864,111.864,111.864,91,null,null,7416,108.649,108.649,108.649,108.649,108.649,5.57,33.293999999999997,5.57,14,15.86,15.86,14,5.57,20.423999999999999,20.423999999999999,20.423999999999999,20.423999999999999,14]
[null,7426,null,364.55399999999997,364.55399999999997,364.55399999999997,364.55399999999997,364.55399999999997,32.450000000000003,116.099,32.450000000000003,89,64.52,64.52,89,32.450000000000003,121.44799999999999,121.44799999999999,121.44799999999999,121.44799999999999,89,null,null,7426,{"$f":"LARGE(D$13:D$8748,$X7438)","v":108.52200000000001},{"$f":"LARGE(E$13:E$8748,$X7438)","v":108.52200000000001},{"$f":"LARGE(F$13:F$8748,$X7438)","v":108.52200000000001},{"$f":"LARGE(G$13:G$8748,$X7438)","v":108.52200000000001},{"$f":"LARGE(H$13:H$8748,$X7438)","v":108.52200000000001},{"$f":"LARGE(I$13:I$8748,$X7438)","v":5.57},{"$f":"LARGE(J$13:J$8748,$X7438)","v":33.232999999999997},{"$f":"LARGE(K$13:K$8748,$X7438)","v":5.57},{"$f":"LARGE(L$13:L$8748,$X7438)","v":14},{"$f":"LARGE(M$13:M$8748,$X7438)","v":15.84},{"$f":"LARGE(N$13:N$8748,$X7438)","v":15.84},{"$f":"LARGE(O$13:O$8748,$X7438)","v":14},{"$f":"LARGE(P$13:P$8748,$X7438)","v":5.57},{"$f":"LARGE(Q$13:Q$8748,$X7438)","v":20.376000000000001},{"$f":"LARGE(R$13:R$8748,$X7438)","v":20.376000000000001},{"$f":"LARGE(S$13:S$8748,$X7438)","v":20.376000000000001},{"$f":"LARGE(T$13:T$8748,$X7438)","v":20.376000000000001},{"$f":"LARGE(U$13:U$8748,$X7438)","v":14}]
[null,7433,null,358.23899999999998,358.23899999999998,358.23899999999998,358.23899999999998,358.23899999999998,24.58,105.873,24.58,102,67.28,67.28,102,24.58,126.57599999999999,126.57599999999999,126.57599999999999,126.57599999999999,102,null,null,7433,108.40600000000001,108.40600000000001,108.40600000000001,108.40600000000001,108.40600000000001,5.57,33.191000000000003,5.57,14,15.81,15.81,14,5.57,20.327999999999999,20.327999999999999,20.327999999999999,20.327999999999999,14]
[null,7440,null,306.46199999999999,306.46199999999999,306.46199999999999,306.46199999999999,306.46199999999999,21.57,95.021000000000001,21.57,90,59.31,59.31,90,21.57,111.568,111.568,111.568,111.568,90,null,null,7440,108.321,108.321,108.321,108.321,108.321,5.5,33.162999999999997,5.5,14,15.8,15.8,14,5.5,20.207999999999998,20.207999999999998,20.207999999999998,20.207999999999998,14]
[null,7450,null,384.48599999999999,384.48599999999999,384.48599999999999,384.48599999999999,384.48599999999999,27.84,110.137,27.84,98,72.2,72.2,98,27.84,125.84,125.84,125.84,125.84,98,null,null,7450,108.17100000000001,108.17100000000001,108.17100000000001,108.17100000000001,108.17100000000001,5.5,33.130000000000003,5.5,14,15.79,15.79,14,5.5,20.064,20.064,20.064,20.064,14]
[null,7454,null,373.37200000000001,373.37200000000001,373.37200000000001,373.37200000000001,373.37200000000001,28.48,108.423,28.48,95,70.88,70.88,95,28.48,123.48,123.48,123.48,123.48,95,null,null,7454,108.124,108.124,108.124,108.124,108.124,5.5,33.107999999999997,5.5,14,15.77,15.77,14,5.5,20.04,20.04,20.04,20.04,14]
[null,7459,null,407.834,407.834,407.834,407.834,407.834,18.559999999999999,114.036,18.559999999999999,94,64.62,64.62,94,18.559999999999999,112.56,112.56,112.56,112.56,94,null,null,7459,108.017,108.017,108.017,108.017,108.017,5.5,33.066000000000003,5.5,14,15.74,15.74,14,5.5,19.984000000000002,19.984000000000002,19.984000000000002,19.984000000000002,14]
[null,7468,null,357.005,357.005,357.005,357.005,357.005,14.66,107.279,14.66,74,58.99,58.99,74,14.66,88.656000000000006,88.656000000000006,88.656000000000006,88.656000000000006,74,null,null,7468,107.889,107.889,107.889,107.889,107.889,5.5,33.015000000000001,5.5,14,15.71,15.71,14,5.5,19.928000000000001,19.928000000000001,19.928000000000001,19.928000000000001,14]
[null,7476,null,401.48,401.48,401.48,401.48,401.48,25.86,129.417,25.86,84,73.09,73.09,84,25.86,109.85599999999999,109.85599999999999,109.85599999999999,109.85599999999999,84,null,null,7476,107.86799999999999,107.86799999999999,107.86799999999999,107.86799999999999,107.86799999999999,5.44,32.957000000000001,5.44,14,15.7,15.7,14,5.44,19.888000000000002,19.888000000000002,19.888000000000002,19.888000000000002,14]
[null,7485,null,397.95600000000002,397.95600000000002,397.95600000000002,397.95600000000002,397.95600000000002,20.54,143.316,20.54,84,69.5,69.5,84,20.54,104.544,104.544,104.544,104.544,84,null,null,7485,107.78700000000001,107.78700000000001,107.78700000000001,107.78700000000001,107.78700000000001,5.44,32.929000000000002,5.44,14,15.69,15.69,14,5.44,19.760000000000002,19.760000000000002,19.760000000000002,19.760000000000002,14]
[null,7493,null,361.339,361.339,361.339,361.339,361.339,16.059999999999999,124.61199999999999,16.059999999999999,72,65.38,65.38,72,16.059999999999999,88.063999999999993,88.063999999999993,88.063999999999993,88.063999999999993,72,null,null,7493,107.627,107.627,107.627,107.627,107.627,5.44,32.884,5.44,14,15.67,15.67,14,5.44,19.68,19.68,19.68,19.68,14]
[null,7499,null,399.89499999999998,399.89499999999998,399.89499999999998,399.89499999999998,399.89499999999998,28.42,138.31800000000001,28.42,76,77.47,77.47,76,28.42,104.416,104.416,104.416,104.416,76,null,null,7499,107.587,107.587,107.587,107.587,107.587,5.44,32.868000000000002,5.44,14,15.67,15.67,14,5.44,19.632000000000001,19.632000000000001,19.632000000000001,19.632000000000001,14]
[null,7510,null,405.90499999999997,405.90499999999997,405.90499999999997,405.90499999999997,405.90499999999997,23.23,142.02799999999999,23.23,83,78.81,78.81,83,23.23,106.232,106.232,106.232,106.232,83,null,null,7510,107.438,107.438,107.438,107.438,107.438,5.44,32.799999999999997,5.44,14,15.65,15.65,14,5.44,19.591999999999999,19.591999999999999,19.591999999999999,19.591999999999999,14]
[null,7513,null,363,363,363,363,363,6.72,125.038,6.72,82,74.39,74.39,82,6.72,88.72,88.72,88.72,88.72,82,null,null,7513,107.378,107.378,107.378,107.378,107.378,5.44,32.783999999999999,5.44,14,15.64,15.64,14,5.44,19.591999999999999,19.591999999999999,19.591999999999999,19.591999999999999,14]
[null,7519,null,418.553,418.553,418.553,418.553,418.553,6.02,133.63999999999999,6.02,91,81.36,81.36,91,6.02,97.016000000000005,97.016000000000005,97.016000000000005,97.016000000000005,91,null,null,7519,107.291,107.291,107.291,107.291,107.291,5.38,32.768000000000001,5.38,14,15.6,15.6,14,5.38,19.584,19.584,19.584,19.584,14]
[null,7527,null,430.76799999999997,430.76799999999997,430.76799999999997,430.76799999999997,430.76799999999997,6.21,144.18100000000001,6.21,84,75.650000000000006,75.650000000000006,84,6.21,90.207999999999998,90.207999999999998,90.207999999999998,90.207999999999998,84,null,null,7527,107.211,107.211,107.211,107.211,107.211,5.38,32.743000000000002,5.38,13,15.58,15.58,13,5.38,19.552,19.552,19.552,19.552,13]
[null,7536,null,369.21899999999999,369.21899999999999,369.21899999999999,369.21899999999999,369.21899999999999,6.27,150.99799999999999,6.27,78,70.7,70.7,78,6.27,84.272000000000006,84.272000000000006,84.272000000000006,84.272000000000006,78,null,null,7536,107.133,107.133,107.133,107.133,107.133,5.38,32.704000000000001,5.38,13,15.58,15.58,13,5.38,19.527999999999999,19.527999999999999,19.527999999999999,19.527999999999999,13]
[null,7544,null,413.452,413.452,413.452,413.452,413.452,6.21,148.48599999999999,6.21,83,57.21,57.21,83,6.21,89.207999999999998,89.207999999999998,89.207999999999998,89.207999999999998,83,null,null,7544,106.988,106.988,106.988,106.988,106.988,5.38,32.659999999999997,5.38,13,15.56,15.56,13,5.38,19.488,19.488,19.488,19.488,13]
[null,7553,null,427.27800000000002,427.27800000000002,427.27800000000002,427.27800000000002,427.27800000000002,6.08,165.15600000000001,6.08,79,54.58,54.58,79,6.08,85.08,85.08,85.08,85.08,79,null,null,7553,106.919,106.919,106.919,106.919,106.919,5.38,32.624000000000002,5.38,13,15.52,15.52,13,5.38,19.456,19.456,19.456,19.456,13]
[null,7558,null,420.51,420.51,420.51,420.51,420.51,6.21,169.47800000000001,6.21,95,64.91,64.91,95,6.21,101.208,101.208,101.208,101.208,95,null,null,7558,106.83799999999999,106.83799999999999,106.83799999999999,106.83799999999999,106.83799999999999,5.38,32.607999999999997,5.38,13,15.52,15.52,13,5.38,19.423999999999999,19.423999999999999,19.423999999999999,19.423999999999999,13]
[null,7570,null,423.745,423.745,423.745,423.745,423.745,24.58,161.869,24.58,92,66.81,66.81,92,24.58,116.57599999999999,116.57599999999999,116.57599999999999,116.57599999999999,92,null,null,7570,106.765,106.765,106.765,106.765,106.765,5.31,32.563000000000002,5.31,13,15.5,15.5,13,5.31,19.376000000000001,19.376000000000001,19.376000000000001,19.376000000000001,13]
[null,7572,null,425.226,425.226,425.226,425.226,425.226,28.1,163.874,28.1,90,67.67,67.67,90,28.1,118.096,118.096,118.096,118.096,90,null,null,7572,106.754,106.754,106.754,106.754,106.754,5.31,32.551000000000002,5.31,13,15.5,15.5,13,5.31,19.36,19.36,19.36,19.36,13]
[null,7579,null,435.09,435.09,435.09,435.09,435.09,29.82,165.70400000000001,29.82,95,71.510000000000005,71.510000000000005,95,29.82,124.824,124.824,124.824,124.824,95,null,null,7579,106.68,106.68,106.68,106.68,106.68,5.25,32.524999999999999,5.25,13,15.46,15.46,13,5.25,19.327999999999999,19.327999999999999,19.327999999999999,19.327999999999999,13]
[null,7593,null,487.43,487.43,487.43,487.43,487.43,27.71,176.28299999999999,27.71,98,78.92,78.92,98,27.71,125.712,125.712,125.712,125.712,98,null,null,7593,106.527,106.527,106.527,106.527,106.527,5.12,32.470999999999997,5.12,13,15.41,15.41,13,5.12,19.175999999999998,19.175999999999998,19.175999999999998,19.175999999999998,13]
[null,7596,null,479.76900000000001,479.76900000000001,479.76900000000001,479.76900000000001,479.76900000000001,31.36,180.935,31.36,94,78.73,78.73,94,31.36,125.36,125.36,125.36,125.36,94,null,null,7596,106.499,106.499,106.499,106.499,106.499,5.12,32.460999999999999,5.12,13,15.41,15.41,13,5.12,19.135999999999999,19.135999999999999,19.135999999999999,19.135999999999999,13]
[null,7603,null,491.17899999999997,491.17899999999997,491.17899999999997,491.17899999999997,491.17899999999997,30.72,197.876,30.72,99,81.430000000000007,81.430000000000007,99,30.72,129.72,129.72,129.72,129.72,99,null,null,7603,106.405,106.405,106.405,106.405,106.405,5.0599999999999996,32.396999999999998,5.0599999999999996,13,15.37,15.37,13,5.0599999999999996,19.071999999999999,19.071999999999999,19.071999999999999,19.071999999999999,13]
[null,7613,null,489.37200000000001,489.37200000000001,489.37200000000001,489.37200000000001,489.37200000000001,17.600000000000001,208.12799999999999,17.600000000000001,99,72.47,72.47,99,17.600000000000001,116.6,116.6,116.6,116.6,99,null,null,7613,106.304,106.304,106.304,106.304,106.304,5.0599999999999996,32.348999999999997,5.0599999999999996,13,15.34,15.34,13,5.0599999999999996,18.992000000000001,18.992000000000001,18.992000000000001,18.992000000000001,13]
[null,7617,null,532.06399999999996,532.06399999999996,532.06399999999996,532.06399999999996,532.06399999999996,24.58,186.04499999999999,24.58,94,73.709999999999994,73.709999999999994,94,24.58,118.57599999999999,118.57599999999999,118.57599999999999,118.57599999999999,94,null,null,7617,106.232,106.232,106.232,106.232,106.232,4.99,32.33,4.99,13,15.33,15.33,13,4.99,18.928000000000001,18.928000000000001,18.928000000000001,18.928000000000001,13]
[null,7630,null,516.02499999999998,516.02499999999998,516.02499999999998,516.02499999999998,516.02499999999998,23.81,190.29900000000001,23.81,112,84.4,84.4,112,23.81,135.80799999999999,135.80799999999999,135.80799999999999,135.80799999999999,112,null,null,7630,106.08,106.08,106.08,106.08,106.08,4.99,32.256,4.99,13,15.32,15.32,13,4.99,18.864000000000001,18.864000000000001,18.864000000000001,18.864000000000001,13]
[null,7638,null,519.80999999999995,519.80999999999995,519.80999999999995,519.80999999999995,519.80999999999995,19.329999999999998,180.22300000000001,19.329999999999998,91,75.55,75.55,91,19.329999999999998,110.328,110.328,110.328,110.328,91,null,null,7638,105.99,105.99,105.99,105.99,105.99,4.93,32.24,4.93,13,15.29,15.29,13,4.93,18.824000000000002,18.824000000000002,18.824000000000002,18.824000000000002,13]
[null,7639,null,523.10299999999995,523.10299999999995,523.10299999999995,523.10299999999995,523.10299999999995,19.010000000000002,183.06200000000001,19.010000000000002,97,79.459999999999994,79.459999999999994,97,19.010000000000002,116.008,116.008,116.008,116.008,97,null,null,7639,105.98099999999999,105.98099999999999,105.98099999999999,105.98099999999999,105.98099999999999,4.93,32.237000000000002,4.93,13,15.29,15.29,13,4.93,18.824000000000002,18.824000000000002,18.824000000000002,18.824000000000002,13]
[null,7652,null,546.68799999999999,546.68799999999999,546.68799999999999,546.68799999999999,546.68799999999999,24.96,202.81,24.96,106,89.73,89.73,106,24.96,130.96,130.96,130.96,130.96,106,null,null,7652,105.91,105.91,105.91,105.91,105.91,4.93,32.15,4.93,13,15.27,15.27,13,4.93,18.696000000000002,18.696000000000002,18.696000000000002,18.696000000000002,13]
[null,7656,null,453.61099999999999,453.61099999999999,453.61099999999999,453.61099999999999,453.61099999999999,24.64,199.529,24.64,77,69.599999999999994,69.599999999999994,77,24.64,101.64,101.64,101.64,101.64,77,null,null,7656,105.886,105.886,105.886,105.886,105.886,4.8600000000000003,32.128,4.8600000000000003,13,15.27,15.27,13,4.8600000000000003,18.68,18.68,18.68,18.68,13]
[null,7662,null,530.01400000000001,530.01400000000001,530.01400000000001,530.01400000000001,530.01400000000001,20.100000000000001,192.30799999999999,20.100000000000001,81,72.290000000000006,72.290000000000006,81,20.100000000000001,101.096,101.096,101.096,101.096,81,null,null,7662,105.782,105.782,105.782,105.782,105.782,4.8600000000000003,32.095999999999997,4.8600000000000003,13,15.24,15.24,13,4.8600000000000003,18.664000000000001,18.664000000000001,18.664000000000001,18.664000000000001,13]
[null,7673,null,509.488,509.488,509.488,509.488,509.488,21.38,190.04,21.38,90,79.650000000000006,79.650000000000006,90,21.38,111.376,111.376,111.376,111.376,90,null,null,7673,105.637,105.637,105.637,105.637,105.637,4.8600000000000003,32.043999999999997,4.8600000000000003,13,15.22,15.22,13,4.8600000000000003,18.584,18.584,18.584,18.584,13]
[null,{"$f":"B7694+1","v":7683},null,439.75200000000001,439.75200000000001,439.75200000000001,439.75200000000001,439.75200000000001,6.46,161.875,6.46,80,58.48,58.48,80,6.46,86.463999999999999,86.463999999999999,86.463999999999999,86.463999999999999,80,null,null,7683,105.514,105.514,105.514,105.514,105.514,4.8,31.984000000000002,4.8,13,15.21,15.21,13,4.8,18.544,18.544,18.544,18.544,13]
[null,7690,null,519.43899999999996,519.43899999999996,519.43899999999996,519.43899999999996,519.43899999999996,8.51,182.37299999999999,8.51,106,77.42,77.42,106,8.51,114.512,114.512,114.512,114.512,106,null,null,7690,105.41800000000001,105.41800000000001,105.41800000000001,105.41800000000001,105.41800000000001,4.8,31.960999999999999,4.8,13,15.2,15.2,13,4.8,18.488,18.488,18.488,18.488,13]
[null,7697,null,517.69899999999996,517.69899999999996,517.69899999999996,517.69899999999996,517.69899999999996,6.53,197.88300000000001,6.53,105,75.39,75.39,105,6.53,111.52800000000001,111.52800000000001,111.52800000000001,111.52800000000001,105,null,null,7697,105.345,105.345,105.345,105.345,105.345,4.74,31.925999999999998,4.74,13,15.19,15.19,13,4.74,18.448,18.448,18.448,18.448,13]
[null,7699,null,516.21600000000001,516.21600000000001,516.21600000000001,516.21600000000001,516.21600000000001,6.85,201.50299999999999,6.85,123,87.76,87.76,123,6.85,129.84800000000001,129.84800000000001,129.84800000000001,129.84800000000001,123,null,null,7699,105.319,105.319,105.319,105.319,105.319,4.74,31.916,4.74,13,15.19,15.19,13,4.74,18.440000000000001,18.440000000000001,18.440000000000001,18.440000000000001,13]
[null,7711,null,495.67200000000003,495.67200000000003,495.67200000000003,495.67200000000003,495.67200000000003,7.04,168.85300000000001,7.04,96,67.37,67.37,96,7.04,103.04,103.04,103.04,103.04,96,null,null,7711,105.23,105.23,105.23,105.23,105.23,4.67,31.82,4.67,13,15.18,15.18,13,4.67,18.288,18.288,18.288,18.288,13]
[null,7716,null,510.69299999999998,510.69299999999998,510.69299999999998,510.69299999999998,510.69299999999998,6.46,173.34800000000001,6.46,90,63.12,63.12,90,6.46,96.463999999999999,96.463999999999999,96.463999999999999,96.463999999999999,90,null,null,7716,105.18899999999999,105.18899999999999,105.18899999999999,105.18899999999999,105.18899999999999,4.67,31.797999999999998,4.67,13,15.15,15.15,13,4.67,18.263999999999999,18.263999999999999,18.263999999999999,18.263999999999999,13]
[null,7725,null,509.81200000000001,509.81200000000001,509.81200000000001,509.81200000000001,509.81200000000001,6.34,209.173,6.34,99,68.87,68.87,99,6.34,105.336,105.336,105.336,105.336,99,null,null,7725,105.039,105.039,105.039,105.039,105.039,4.67,31.756,4.67,13,15.14,15.14,13,4.67,18.16,18.16,18.16,18.16,13]
[null,7733,null,475.81799999999998,475.81799999999998,475.81799999999998,475.81799999999998,475.81799999999998,8.77,183.286,8.77,78,72.209999999999994,72.209999999999994,78,8.77,86.768000000000001,86.768000000000001,86.768000000000001,86.768000000000001,78,null,null,7733,104.989,104.989,104.989,104.989,104.989,4.6100000000000003,31.718,4.6100000000000003,13,15.13,15.13,13,4.6100000000000003,18.079999999999998,18.079999999999998,18.079999999999998,18.079999999999998,13]
[null,7742,null,544.41899999999998,544.41899999999998,544.41899999999998,544.41899999999998,544.41899999999998,24.32,195.77799999999999,24.32,64,73.459999999999994,73.459999999999994,64,24.32,88.32,88.32,88.32,88.32,64,null,null,7742,104.923,104.923,104.923,104.923,104.923,4.6100000000000003,31.666,4.6100000000000003,13,15.09,15.09,13,4.6100000000000003,18.04,18.04,18.04,18.04,13]
[null,7750,null,557.09799999999996,557.09799999999996,557.09799999999996,557.09799999999996,557.09799999999996,21.31,208.80099999999999,21.31,77,81.78,81.78,77,21.31,98.311999999999998,98.311999999999998,98.311999999999998,98.311999999999998,77,null,null,7750,104.825,104.825,104.825,104.825,104.825,4.6100000000000003,31.640999999999998,4.6100000000000003,13,15.08,15.08,13,4.6100000000000003,18,18,18,18,13]
[null,7756,null,510.54199999999997,510.54199999999997,510.54199999999997,510.54199999999997,510.54199999999997,11.52,188.18199999999999,11.52,65,64.33,64.33,65,11.52,76.52,76.52,76.52,76.52,65,null,null,7756,104.741,104.741,104.741,104.741,104.741,4.54,31.611999999999998,4.54,13,15.08,15.08,13,4.54,17.943999999999999,17.943999999999999,17.943999999999999,17.943999999999999,13]
[null,7759,null,578.89,578.89,578.89,578.89,578.89,12.1,206.821,12.1,112,104.36,104.36,112,12.1,124.096,124.096,124.096,124.096,112,null,null,7759,104.66800000000001,104.66800000000001,104.66800000000001,104.66800000000001,104.66800000000001,4.54,31.596,4.54,13,15.07,15.07,13,4.54,17.943999999999999,17.943999999999999,17.943999999999999,17.943999999999999,13]
[null,7770,null,556.78300000000002,556.78300000000002,556.78300000000002,556.78300000000002,556.78300000000002,28.54,195.602,28.54,104,111.42,111.42,104,28.54,132.54400000000001,132.54400000000001,132.54400000000001,132.54400000000001,104,null,null,7770,104.56399999999999,104.56399999999999,104.56399999999999,104.56399999999999,104.56399999999999,4.54,31.509,4.54,13,15.02,15.02,13,4.54,17.864000000000001,17.864000000000001,17.864000000000001,17.864000000000001,13]
[null,7776,null,522.27200000000005,522.27200000000005,522.27200000000005,522.27200000000005,522.27200000000005,21.12,191.965,21.12,92,95.11,95.11,92,21.12,113.12,113.12,113.12,113.12,92,null,null,7776,104.515,104.515,104.515,104.515,104.515,4.54,31.497,4.54,13,15.01,15.01,13,4.54,17.808,17.808,17.808,17.808,13]
[null,7784,null,588.03099999999995,588.03099999999995,588.03099999999995,588.03099999999995,588.03099999999995,12.8,190.99100000000001,12.8,88,101.98,101.98,88,12.8,100.8,100.8,100.8,100.8,88,null,null,7784,104.42700000000001,104.42700000000001,104.42700000000001,104.42700000000001,104.42700000000001,4.54,31.457999999999998,4.54,13,14.98,14.98,13,4.54,17.8,17.8,17.8,17.8,13]
[null,7793,null,563.47400000000005,563.47400000000005,563.47400000000005,563.47400000000005,563.47400000000005,20.48,197.18700000000001,20.48,76,97.63,97.63,76,20.48,96.48,96.48,96.48,96.48,76,null,null,7793,104.235,104.235,104.235,104.235,104.235,4.4800000000000004,31.428999999999998,4.4800000000000004,13,14.95,14.95,13,4.4800000000000004,17.672000000000001,17.672000000000001,17.672000000000001,17.672000000000001,13]
[null,7801,null,557.755,557.755,557.755,557.755,557.755,15.68,194.51499999999999,15.68,83,100.48,100.48,83,15.68,98.68,98.68,98.68,98.68,83,null,null,7801,104.06100000000001,104.06100000000001,104.06100000000001,104.06100000000001,104.06100000000001,4.4800000000000004,31.404,4.4800000000000004,13,14.93,14.93,13,4.4800000000000004,17.600000000000001,17.600000000000001,17.600000000000001,17.600000000000001,13]
[null,7810,null,631.54700000000003,631.54700000000003,631.54700000000003,631.54700000000003,631.54700000000003,26.11,221.29900000000001,26.11,91,119.22,119.22,91,26.11,117.11199999999999,117.11199999999999,117.11199999999999,117.11199999999999,91,null,null,7810,{"$f":"LARGE(D$13:D$8748,$X7822)","v":103.925},{"$f":"LARGE(E$13:E$8748,$X7822)","v":103.925},{"$f":"LARGE(F$13:F$8748,$X7822)","v":103.925},{"$f":"LARGE(G$13:G$8748,$X7822)","v":103.925},{"$f":"LARGE(H$13:H$8748,$X7822)","v":103.925},{"$f":"LARGE(I$13:I$8748,$X7822)","v":4.4800000000000004},{"$f":"LARGE(J$13:J$8748,$X7822)","v":31.359000000000002},{"$f":"LARGE(K$13:K$8748,$X7822)","v":4.4800000000000004},{"$f":"LARGE(L$13:L$8748,$X7822)","v":13},{"$f":"LARGE(M$13:M$8748,$X7822)","v":14.93},{"$f":"LARGE(N$13:N$8748,$X7822)","v":14.93},{"$f":"LARGE(O$13:O$8748,$X7822)","v":13},{"$f":"LARGE(P$13:P$8748,$X7822)","v":4.4800000000000004},{"$f":"LARGE(Q$13:Q$8748,$X7822)","v":17.504000000000001},{"$f":"LARGE(R$13:R$8748,$X7822)","v":17.504000000000001},{"$f":"LARGE(S$13:S$8748,$X7822)","v":17.504000000000001},{"$f":"LARGE(T$13:T$8748,$X7822)","v":17.504000000000001},{"$f":"LARGE(U$13:U$8748,$X7822)","v":13}]
[null,7815,null,649.19299999999998,649.19299999999998,649.19299999999998,649.19299999999998,649.19299999999998,22.85,245.196,22.85,87,111.78,111.78,87,22.85,109.848,109.848,109.848,109.848,87,null,null,7815,103.889,103.889,103.889,103.889,103.889,4.4800000000000004,31.335999999999999,4.4800000000000004,13,14.91,14.91,13,4.4800000000000004,17.48,17.48,17.48,17.48,13]
[null,7819,null,692.28800000000001,692.28800000000001,692.28800000000001,692.28800000000001,692.28800000000001,25.34,227.886,25.34,86,113.31,113.31,86,25.34,111.34399999999999,111.34399999999999,111.34399999999999,111.34399999999999,86,null,null,7819,103.863,103.863,103.863,103.863,103.863,4.4800000000000004,31.324000000000002,4.4800000000000004,13,14.91,14.91,13,4.4800000000000004,17.423999999999999,17.423999999999999,17.423999999999999,17.423999999999999,13]
[null,7829,null,594.33699999999999,594.33699999999999,594.33699999999999,594.33699999999999,594.33699999999999,15.36,252.626,15.36,75,65.680000000000007,65.680000000000007,75,15.36,90.36,90.36,90.36,90.36,75,null,null,7829,103.678,103.678,103.678,103.678,103.678,4.42,31.265999999999998,4.42,13,14.89,14.89,13,4.42,17.327999999999999,17.327999999999999,17.327999999999999,17.327999999999999,13]
[null,7836,null,625.97799999999995,625.97799999999995,625.97799999999995,625.97799999999995,625.97799999999995,27.26,259.04300000000001,27.26,85,81.59,81.59,85,27.26,112.264,112.264,112.264,112.264,85,null,null,7836,103.643,103.643,103.643,103.643,103.643,4.42,31.236999999999998,4.42,13,14.86,14.86,13,4.42,17.288,17.288,17.288,17.288,13]
[null,7843,null,730.00800000000004,730.00800000000004,730.00800000000004,730.00800000000004,730.00800000000004,22.21,285.39100000000002,22.21,85,77.89,77.89,85,22.21,107.208,107.208,107.208,107.208,85,null,null,7843,103.574,103.574,103.574,103.574,103.574,4.42,31.199000000000002,4.42,13,14.85,14.85,13,4.42,17.152000000000001,17.152000000000001,17.152000000000001,17.152000000000001,13]
[null,7853,null,664.04499999999996,664.04499999999996,664.04499999999996,664.04499999999996,664.04499999999996,6.98,244.33500000000001,6.98,68,64.2,64.2,68,6.98,74.975999999999999,74.975999999999999,74.975999999999999,74.975999999999999,68,null,null,7853,103.42400000000001,103.42400000000001,103.42400000000001,103.42400000000001,103.42400000000001,4.3499999999999996,31.131,4.3499999999999996,13,14.83,14.83,13,4.3499999999999996,17.071999999999999,17.071999999999999,17.071999999999999,17.071999999999999,13]
[null,7860,null,751.15599999999995,751.15599999999995,751.15599999999995,751.15599999999995,751.15599999999995,6.98,267.74799999999999,6.98,90,83.03,83.03,90,6.98,96.975999999999999,96.975999999999999,96.975999999999999,96.975999999999999,90,null,null,7860,103.349,103.349,103.349,103.349,103.349,4.3499999999999996,31.067,4.3499999999999996,13,14.83,14.83,13,4.3499999999999996,17.007999999999999,17.007999999999999,17.007999999999999,17.007999999999999,13]
[null,7870,null,730.64099999999996,730.64099999999996,730.64099999999996,730.64099999999996,730.64099999999996,7.1,295.99299999999999,7.1,112,101.95,101.95,112,7.1,119.104,119.104,119.104,119.104,112,null,null,7870,103.20399999999999,103.20399999999999,103.20399999999999,103.20399999999999,103.20399999999999,4.3499999999999996,31.026,4.3499999999999996,13,14.78,14.78,13,4.3499999999999996,17,17,17,17,13]
[null,7874,null,723.95899999999995,723.95899999999995,723.95899999999995,723.95899999999995,723.95899999999995,7.3,315.19600000000003,7.3,100,86.18,86.18,100,7.3,107.29600000000001,107.29600000000001,107.29600000000001,107.29600000000001,100,null,null,7874,{"$f":"LARGE(D$13:D$8748,$X7886)","v":103.179},{"$f":"LARGE(E$13:E$8748,$X7886)","v":103.179},{"$f":"LARGE(F$13:F$8748,$X7886)","v":103.179},{"$f":"LARGE(G$13:G$8748,$X7886)","v":103.179},{"$f":"LARGE(H$13:H$8748,$X7886)","v":103.179},{"$f":"LARGE(I$13:I$8748,$X7886)","v":4.3499999999999996},{"$f":"LARGE(J$13:J$8748,$X7886)","v":31.006},{"$f":"LARGE(K$13:K$8748,$X7886)","v":4.3499999999999996},{"$f":"LARGE(L$13:L$8748,$X7886)","v":13},{"$f":"LARGE(M$13:M$8748,$X7886)","v":14.78},{"$f":"LARGE(N$13:N$8748,$X7886)","v":14.78},{"$f":"LARGE(O$13:O$8748,$X7886)","v":13},{"$f":"LARGE(P$13:P$8748,$X7886)","v":4.3499999999999996},{"$f":"LARGE(Q$13:Q$8748,$X7886)","v":16.968},{"$f":"LARGE(R$13:R$8748,$X7886)","v":16.968},{"$f":"LARGE(S$13:S$8748,$X7886)","v":16.968},{"$f":"LARGE(T$13:T$8748,$X7886)","v":16.968},{"$f":"LARGE(U$13:U$8748,$X7886)","v":13}]
[null,7879,null,703.04100000000005,703.04100000000005,703.04100000000005,703.04100000000005,703.04100000000005,7.3,298.55200000000002,7.3,103,88.59,88.59,103,7.3,110.29600000000001,110.29600000000001,110.29600000000001,110.29600000000001,103,null,null,7879,103.029,103.029,103.029,103.029,103.029,4.29,30.984000000000002,4.29,13,14.77,14.77,13,4.29,16.943999999999999,16.943999999999999,16.943999999999999,16.943999999999999,13]
[null,7888,null,722.399,722.399,722.399,722.399,722.399,7.23,265.93099999999998,7.23,76,66.819999999999993,66.819999999999993,76,7.23,83.231999999999999,83.231999999999999,83.231999999999999,83.231999999999999,76,null,null,7888,102.851,102.851,102.851,102.851,102.851,4.29,30.917000000000002,4.29,13,14.7,14.7,13,4.29,16.88,16.88,16.88,16.88,13]
[null,7896,null,719.05100000000004,719.05100000000004,719.05100000000004,719.05100000000004,719.05100000000004,7.23,253.565,7.23,87,75.66,75.66,87,7.23,94.231999999999999,94.231999999999999,94.231999999999999,94.231999999999999,87,null,null,7896,102.732,102.732,102.732,102.732,102.732,4.22,30.893999999999998,4.22,13,14.67,14.67,13,4.22,16.815999999999999,16.815999999999999,16.815999999999999,16.815999999999999,13]
[null,7902,null,677.14700000000005,677.14700000000005,677.14700000000005,677.14700000000005,677.14700000000005,9.15,259.95600000000002,9.15,81,67.569999999999993,67.569999999999993,81,9.15,90.152000000000001,90.152000000000001,90.152000000000001,90.152000000000001,81,null,null,7902,102.6,102.6,102.6,102.6,102.6,4.22,30.849,4.22,13,14.65,14.65,13,4.22,16.672000000000001,16.672000000000001,16.672000000000001,16.672000000000001,13]
[null,7913,null,706.77200000000005,706.77200000000005,706.77200000000005,706.77200000000005,706.77200000000005,19.07,261.286,19.07,83,76.48,76.48,83,19.07,102.072,102.072,102.072,102.072,83,null,null,7913,102.47,102.47,102.47,102.47,102.47,4.16,30.811,4.16,13,14.62,14.62,13,4.16,16.591999999999999,16.591999999999999,16.591999999999999,16.591999999999999,13]
[null,7919,null,681.85599999999999,681.85599999999999,681.85599999999999,681.85599999999999,681.85599999999999,22.02,262.625,22.02,82,77.91,77.91,82,22.02,104.01600000000001,104.01600000000001,104.01600000000001,104.01600000000001,82,null,null,7919,102.39700000000001,102.39700000000001,102.39700000000001,102.39700000000001,102.39700000000001,4.0999999999999996,30.782,4.0999999999999996,13,14.61,14.61,13,4.0999999999999996,16.552,16.552,16.552,16.552,13]
[null,7930,null,758.26199999999994,758.26199999999994,758.26199999999994,758.26199999999994,758.26199999999994,32.130000000000003,264.88400000000001,32.130000000000003,88,83.21,83.21,88,32.130000000000003,120.128,120.128,120.128,120.128,88,null,null,7930,102.312,102.312,102.312,102.312,102.312,4.03,30.74,4.03,13,14.57,14.57,13,4.03,16.416,16.416,16.416,16.416,13]
[null,7933,null,713.78499999999997,713.78499999999997,713.78499999999997,713.78499999999997,713.78499999999997,29.89,263.279,29.89,82,77.53,77.53,82,29.89,111.88800000000001,111.88800000000001,111.88800000000001,111.88800000000001,82,null,null,7933,102.27800000000001,102.27800000000001,102.27800000000001,102.27800000000001,102.27800000000001,4.03,30.721,4.03,13,14.55,14.55,13,4.03,16.352,16.352,16.352,16.352,13]
[null,{"$f":"B7950+1","v":7939},null,737.68100000000004,737.68100000000004,737.68100000000004,737.68100000000004,737.68100000000004,24.06,297.30900000000003,24.06,86,76.28,76.28,86,24.06,110.06399999999999,110.06399999999999,110.06399999999999,110.06399999999999,86,null,null,7939,102.20399999999999,102.20399999999999,102.20399999999999,102.20399999999999,102.20399999999999,3.97,30.702000000000002,3.97,13,14.55,14.55,13,3.97,16.288,16.288,16.288,16.288,13]
[null,7947,null,671.07299999999998,671.07299999999998,671.07299999999998,671.07299999999998,671.07299999999998,16.45,269.065,16.45,87,69.09,69.09,87,16.45,103.44799999999999,103.44799999999999,103.44799999999999,103.44799999999999,87,null,null,7947,102.099,102.099,102.099,102.099,102.099,3.84,30.686,3.84,13,14.52,14.52,13,3.84,16.16,16.16,16.16,16.16,13]
[null,7956,null,700.91399999999999,700.91399999999999,700.91399999999999,700.91399999999999,700.91399999999999,28.99,270.78500000000003,28.99,85,76.17,76.17,85,28.99,113.992,113.992,113.992,113.992,85,null,null,7956,101.943,101.943,101.943,101.943,101.943,3.71,30.643999999999998,3.71,13,14.49,14.49,13,3.71,16,16,16,16,13]
[null,7968,null,690.05600000000004,690.05600000000004,690.05600000000004,690.05600000000004,690.05600000000004,22.14,274.61700000000002,22.14,91,75.569999999999993,75.569999999999993,91,22.14,113.14400000000001,113.14400000000001,113.14400000000001,113.14400000000001,91,null,null,7968,101.76,101.76,101.76,101.76,101.76,3.65,30.577000000000002,3.65,13,14.46,14.46,13,3.65,15.824,15.824,15.824,15.824,13]
[null,7973,null,605.78499999999997,605.78499999999997,605.78499999999997,605.78499999999997,605.78499999999997,13.82,231.535,13.82,89,67.17,67.17,89,13.82,102.824,102.824,102.824,102.824,89,null,null,7973,101.70699999999999,101.70699999999999,101.70699999999999,101.70699999999999,101.70699999999999,3.65,30.567,3.65,13,14.46,14.46,13,3.65,15.712,15.712,15.712,15.712,13]
[null,7978,null,651.86800000000005,651.86800000000005,651.86800000000005,651.86800000000005,651.86800000000005,20.8,223.21799999999999,20.8,95,75.66,75.66,95,20.8,115.8,115.8,115.8,115.8,95,null,null,7978,101.596,101.596,101.596,101.596,101.596,3.65,30.561,3.65,13,14.46,14.46,13,3.65,15.608000000000001,15.608000000000001,15.608000000000001,15.608000000000001,13]
[null,7990,null,607.97900000000004,607.97900000000004,607.97900000000004,607.97900000000004,607.97900000000004,12.67,190.92400000000001,12.67,126,90.62,90.62,126,12.67,138.672,138.672,138.672,138.672,126,null,null,7990,101.515,101.515,101.515,101.515,101.515,3.52,30.51,3.52,13,14.45,14.45,13,3.52,15.391999999999999,15.391999999999999,15.391999999999999,15.391999999999999,13]
[null,7992,null,598.15,598.15,598.15,598.15,598.15,11.26,193.86799999999999,11.26,95,69.45,69.45,95,11.26,106.264,106.264,106.264,106.264,95,null,null,7992,101.46,101.46,101.46,101.46,101.46,3.52,30.507000000000001,3.52,13,14.43,14.43,13,3.52,15.352,15.352,15.352,15.352,13]
[null,7999,null,615.14099999999996,615.14099999999996,615.14099999999996,615.14099999999996,615.14099999999996,8.9600000000000009,197.78299999999999,8.9600000000000009,105,88.12,88.12,105,8.9600000000000009,113.96,113.96,113.96,113.96,105,null,null,7999,101.261,101.261,101.261,101.261,101.261,3.52,30.481000000000002,3.52,13,14.42,14.42,13,3.52,15.233000000000001,15.233000000000001,15.233000000000001,15.233000000000001,13]
[null,8013,null,593.76599999999996,593.76599999999996,593.76599999999996,593.76599999999996,593.76599999999996,9.5399999999999991,212.88300000000001,9.5399999999999991,125,103.96,103.96,125,9.5399999999999991,134.536,134.536,134.536,134.536,125,null,null,8013,101.038,101.038,101.038,101.038,101.038,3.46,30.404,3.46,13,14.36,14.36,13,3.46,15,15,15,15,13]
[null,8016,null,608.10599999999999,608.10599999999999,608.10599999999999,608.10599999999999,608.10599999999999,8.77,209.20500000000001,8.77,86,73.27,73.27,86,8.77,94.768000000000001,94.768000000000001,94.768000000000001,94.768000000000001,86,null,null,8016,101.01900000000001,101.01900000000001,101.01900000000001,101.01900000000001,101.01900000000001,3.46,30.390999999999998,3.46,13,14.35,14.35,13,3.46,15,15,15,15,13]
[null,8027,null,601.27099999999996,601.27099999999996,601.27099999999996,601.27099999999996,601.27099999999996,7.49,201.96700000000001,7.49,113,74.91,74.91,113,7.49,120.488,120.488,120.488,120.488,113,null,null,8027,100.74,100.74,100.74,100.74,100.74,3.39,30.321000000000002,3.39,12,14.29,14.29,12,3.39,15,15,15,15,12]
[null,8033,null,573.94799999999998,573.94799999999998,573.94799999999998,573.94799999999998,573.94799999999998,7.55,203.08199999999999,7.55,119,78.7,78.7,119,7.55,126.55200000000001,126.55200000000001,126.55200000000001,126.55200000000001,119,null,null,8033,100.58499999999999,100.58499999999999,100.58499999999999,100.58499999999999,100.58499999999999,3.39,30.302,3.39,12,14.24,14.24,12,3.39,15,15,15,15,12]
[null,8041,null,494.89699999999999,494.89699999999999,494.89699999999999,494.89699999999999,494.89699999999999,7.68,156.74299999999999,7.68,104,63.85,63.85,104,7.68,111.68,111.68,111.68,111.68,104,null,null,8041,100.497,100.497,100.497,100.497,100.497,3.33,30.276,3.33,12,14.23,14.23,12,3.33,15,15,15,15,12]
[null,8050,null,522.5,522.5,522.5,522.5,522.5,7.68,187.13399999999999,7.68,103,63.28,63.28,103,7.68,110.68,110.68,110.68,110.68,103,null,null,8050,100.333,100.333,100.333,100.333,100.333,3.26,30.25,3.26,12,14.18,14.18,12,3.26,14.904,14.904,14.904,14.904,12]
[null,8058,null,554.76499999999999,554.76499999999999,554.76499999999999,554.76499999999999,554.76499999999999,7.62,226.03800000000001,7.62,95,58.65,58.65,95,7.62,102.616,102.616,102.616,102.616,95,null,null,8058,100.24299999999999,100.24299999999999,100.24299999999999,100.24299999999999,100.24299999999999,3.26,30.234000000000002,3.26,12,14.18,14.18,12,3.26,14.768000000000001,14.768000000000001,14.768000000000001,14.768000000000001,12]
[null,8059,null,547.98099999999999,547.98099999999999,547.98099999999999,547.98099999999999,547.98099999999999,7.55,232.958,7.55,92,56.94,56.94,92,7.55,99.552000000000007,99.552000000000007,99.552000000000007,99.552000000000007,92,null,null,8059,100.22199999999999,100.22199999999999,100.22199999999999,100.22199999999999,100.22199999999999,3.26,30.234000000000002,3.26,12,14.18,14.18,12,3.26,14.76,14.76,14.76,14.76,12]
[null,8072,null,552.95699999999999,552.95699999999999,552.95699999999999,552.95699999999999,552.95699999999999,7.94,191.58099999999999,7.94,98,55.57,55.57,98,7.94,105.93600000000001,105.93600000000001,105.93600000000001,105.93600000000001,98,null,null,8072,100.009,100.009,100.009,100.009,100.009,3.2,30.161000000000001,3.2,12,14.12,14.12,12,3.2,14.6,14.6,14.6,14.6,12]
[null,8076,null,543.375,543.375,543.375,543.375,543.375,15.49,190.94,15.49,96,58.51,58.51,96,15.49,111.488,111.488,111.488,111.488,96,null,null,8076,99.936000000000007,99.936000000000007,99.936000000000007,99.936000000000007,99.936000000000007,3.14,30.140999999999998,3.14,12,14.11,14.11,12,3.14,14.504,14.504,14.504,14.504,12]
[null,8086,null,513.75099999999998,513.75099999999998,513.75099999999998,513.75099999999998,513.75099999999998,19.78,196.11099999999999,19.78,101,63.39,63.39,101,19.78,120.776,120.776,120.776,120.776,101,null,null,8086,99.888999999999996,99.888999999999996,99.888999999999996,99.888999999999996,99.888999999999996,3.07,30.109000000000002,3.07,12,14.05,14.05,12,3.07,14.407999999999999,14.407999999999999,14.407999999999999,14.407999999999999,12]
[null,8093,null,498.97699999999998,498.97699999999998,498.97699999999998,498.97699999999998,498.97699999999998,15.23,187.16900000000001,15.23,68,55.98,55.98,68,15.23,83.231999999999999,83.231999999999999,83.231999999999999,83.231999999999999,68,null,null,8093,99.763000000000005,99.763000000000005,99.763000000000005,99.763000000000005,99.763000000000005,3.07,30.071000000000002,3.07,12,14.03,14.03,12,3.07,14.24,14.24,14.24,14.24,12]
[null,8100,null,518.91800000000001,518.91800000000001,518.91800000000001,518.91800000000001,518.91800000000001,26.11,195.63,26.11,70,64.66,64.66,70,26.11,96.111999999999995,96.111999999999995,96.111999999999995,96.111999999999995,70,null,null,8100,99.650999999999996,99.650999999999996,99.650999999999996,99.650999999999996,99.650999999999996,3.07,30.032,3.07,12,14,14,12,3.07,14.071999999999999,14.071999999999999,14.071999999999999,14.071999999999999,12]
[null,8110,null,519.64300000000003,519.64300000000003,519.64300000000003,519.64300000000003,519.64300000000003,22.27,189.29,22.27,82,70.180000000000007,70.180000000000007,82,22.27,104.27200000000001,104.27200000000001,104.27200000000001,104.27200000000001,82,null,null,8110,99.545000000000002,99.545000000000002,99.545000000000002,99.545000000000002,99.545000000000002,3.01,30.007000000000001,3.01,12,13.95,13.95,12,3.01,14,14,14,14,12]
[null,8117,null,556.01499999999999,556.01499999999999,556.01499999999999,556.01499999999999,556.01499999999999,16.510000000000002,172.86099999999999,16.510000000000002,67,48.09,48.09,67,16.510000000000002,83.512,83.512,83.512,83.512,67,null,null,8117,99.459000000000003,99.459000000000003,99.459000000000003,99.459000000000003,99.459000000000003,3.01,29.965,3.01,12,13.92,13.92,12,3.01,14,14,14,14,12]
[null,8119,null,606.94200000000001,606.94200000000001,606.94200000000001,606.94200000000001,606.94200000000001,16,190.85400000000001,16,93,62.78,62.78,93,16,109,109,109,109,93,null,null,8119,99.432000000000002,99.432000000000002,99.432000000000002,99.432000000000002,99.432000000000002,3.01,29.959,3.01,12,13.91,13.91,12,3.01,14,14,14,14,12]
[null,{"$f":"B8142+1","v":8131},null,583.51300000000003,583.51300000000003,583.51300000000003,583.51300000000003,583.51300000000003,24.26,200.16399999999999,24.26,88,64.680000000000007,64.680000000000007,88,24.26,112.256,112.256,112.256,112.256,88,null,null,8131,99.358000000000004,99.358000000000004,99.358000000000004,99.358000000000004,99.358000000000004,2.94,29.917000000000002,2.94,12,13.86,13.86,12,2.94,14,14,14,14,12]
[null,8136,null,511.05099999999999,511.05099999999999,511.05099999999999,511.05099999999999,511.05099999999999,18.239999999999998,203.57599999999999,18.239999999999998,83,58.29,58.29,83,18.239999999999998,101.24,101.24,101.24,101.24,83,null,null,8136,99.296999999999997,99.296999999999997,99.296999999999997,99.296999999999997,99.296999999999997,2.94,29.888000000000002,2.94,12,13.83,13.83,12,2.94,14,14,14,14,12]
[null,8145,null,584.95899999999995,584.95899999999995,584.95899999999995,584.95899999999995,584.95899999999995,18.75,192.042,18.75,80,62.96,62.96,80,18.75,98.751999999999995,98.751999999999995,98.751999999999995,98.751999999999995,80,null,null,8145,99.132999999999996,99.132999999999996,99.132999999999996,99.132999999999996,99.132999999999996,2.88,29.866,2.88,12,13.81,13.81,12,2.88,14,14,14,14,12]
[null,8153,null,553.86300000000006,553.86300000000006,553.86300000000006,553.86300000000006,553.86300000000006,22.14,200.209,22.14,81,65.7,65.7,81,22.14,103.14400000000001,103.14400000000001,103.14400000000001,103.14400000000001,81,null,null,8153,99.072999999999993,99.072999999999993,99.072999999999993,99.072999999999993,99.072999999999993,2.75,29.834,2.75,12,13.79,13.79,12,2.75,14,14,14,14,12]
[null,8159,null,477.95400000000001,477.95400000000001,477.95400000000001,477.95400000000001,477.95400000000001,21.82,200.67599999999999,21.82,80,64.87,64.87,80,21.82,101.824,101.824,101.824,101.824,80,null,null,8159,99.043999999999997,99.043999999999997,99.043999999999997,99.043999999999997,99.043999999999997,2.56,29.802,2.56,12,13.77,13.77,12,2.56,14,14,14,14,12]
[null,8170,null,532.95399999999995,532.95399999999995,532.95399999999995,532.95399999999995,532.95399999999995,20.03,190.31200000000001,20.03,88,74.58,74.58,88,20.03,108.032,108.032,108.032,108.032,88,null,null,8170,98.774000000000001,98.774000000000001,98.774000000000001,98.774000000000001,98.774000000000001,2.1800000000000002,29.712,2.1800000000000002,12,13.71,13.71,12,2.1800000000000002,14,14,14,14,12]
[null,8176,null,518.78200000000004,518.78200000000004,518.78200000000004,518.78200000000004,518.78200000000004,19.07,184.5,19.07,89,74.650000000000006,74.650000000000006,89,19.07,108.072,108.072,108.072,108.072,89,null,null,8176,98.707999999999998,98.707999999999998,98.707999999999998,98.707999999999998,98.707999999999998,2.0499999999999998,29.693000000000001,2.0499999999999998,12,13.7,13.7,12,2.0499999999999998,14,14,14,14,12]
[null,8179,null,523.67899999999997,523.67899999999997,523.67899999999997,523.67899999999997,523.67899999999997,12.99,185.30099999999999,12.99,84,66.98,66.98,84,12.99,96.992000000000004,96.992000000000004,96.992000000000004,96.992000000000004,84,null,null,8179,98.668999999999997,98.668999999999997,98.668999999999997,98.668999999999997,98.668999999999997,1.98,29.683,1.98,12,13.69,13.69,12,1.98,14,14,14,14,12]
[null,8190,null,473.59699999999998,473.59699999999998,473.59699999999998,473.59699999999998,473.59699999999998,6.34,147.82300000000001,6.34,74,76.55,76.55,74,6.34,80.335999999999999,80.335999999999999,80.335999999999999,80.335999999999999,74,null,null,8190,98.474999999999994,98.474999999999994,98.474999999999994,98.474999999999994,98.474999999999994,1.6,29.6,1.6,12,13.65,13.65,12,1.6,14,14,14,14,12]
[null,8196,null,500.839,500.839,500.839,500.839,500.839,6.08,166.636,6.08,68,70.64,70.64,68,6.08,74.08,74.08,74.08,74.08,68,null,null,8196,98.293999999999997,98.293999999999997,98.293999999999997,98.293999999999997,98.293999999999997,1.54,29.552,1.54,12,13.59,13.59,12,1.54,14,14,14,14,12]
[null,8204,null,483.98099999999999,483.98099999999999,483.98099999999999,483.98099999999999,483.98099999999999,5.63,179.73599999999999,5.63,74,75.89,75.89,74,5.63,79.632000000000005,79.632000000000005,79.632000000000005,79.632000000000005,74,null,null,8204,98.15,98.15,98.15,98.15,98.15,1.41,29.539000000000001,1.41,12,13.55,13.55,12,1.41,14,14,14,14,12]
[null,8213,null,447.69900000000001,447.69900000000001,447.69900000000001,447.69900000000001,447.69900000000001,5.63,164.65,5.63,54,56.66,56.66,54,5.63,59.631999999999998,59.631999999999998,59.631999999999998,59.631999999999998,54,null,null,8213,97.864000000000004,97.864000000000004,97.864000000000004,97.864000000000004,97.864000000000004,1.28,29.475000000000001,1.28,12,13.51,13.51,12,1.28,14,14,14,14,12]
[null,8218,null,543.41200000000003,543.41200000000003,543.41200000000003,543.41200000000003,543.41200000000003,null,184.423,null,80,76.05,76.05,80,null,80,80,80,80,80,null,null,8218,97.778000000000006,97.778000000000006,97.778000000000006,97.778000000000006,97.778000000000006,0.9,29.456,0.9,12,13.45,13.45,12,0.9,14,14,14,14,12]
[null,8230,null,522.44000000000005,522.44000000000005,522.44000000000005,522.44000000000005,522.44000000000005,6.72,211.124,6.72,94,95.73,95.73,94,6.72,100.72,100.72,100.72,100.72,94,null,null,8230,97.614000000000004,97.614000000000004,97.614000000000004,97.614000000000004,97.614000000000004,0.19,29.408000000000001,0.19,12,13.42,13.42,12,0.19,14,14,14,14,12]
[null,8235,null,462.50200000000001,462.50200000000001,462.50200000000001,462.50200000000001,462.50200000000001,7.17,172.82300000000001,7.17,61,55.51,55.51,61,7.17,68.168000000000006,68.168000000000006,68.168000000000006,68.168000000000006,61,null,null,8235,97.513999999999996,97.513999999999996,97.513999999999996,97.513999999999996,97.513999999999996,{"$error":"#NUM!"},29.382000000000001,{"$error":"#NUM!"},12,13.37,13.37,12,{"$error":"#NUM!"},14,14,14,14,12]
[null,8239,null,542.12400000000002,542.12400000000002,542.12400000000002,542.12400000000002,542.12400000000002,7.23,191.536,7.23,88,77.489999999999995,77.489999999999995,88,7.23,95.231999999999999,95.231999999999999,95.231999999999999,95.231999999999999,88,null,null,8239,97.474999999999994,97.474999999999994,97.474999999999994,97.474999999999994,97.474999999999994,{"$error":"#NUM!"},29.34,{"$error":"#NUM!"},12,13.35,13.35,12,{"$error":"#NUM!"},14,14,14,14,12]
[null,8249,null,504.82799999999997,504.82799999999997,504.82799999999997,504.82799999999997,504.82799999999997,13.5,185.86199999999999,13.5,79,75.290000000000006,75.290000000000006,79,13.5,92.504000000000005,92.504000000000005,92.504000000000005,92.504000000000005,79,null,null,8249,97.26,97.26,97.26,97.26,97.26,{"$error":"#NUM!"},29.318000000000001,{"$error":"#NUM!"},12,13.3,13.3,12,{"$error":"#NUM!"},14,14,14,14,12]
[null,8256,null,476.69299999999998,476.69299999999998,476.69299999999998,476.69299999999998,476.69299999999998,18.05,157.78700000000001,18.05,70,71.63,71.63,70,18.05,88.048000000000002,88.048000000000002,88.048000000000002,88.048000000000002,70,null,null,8256,97.018000000000001,97.018000000000001,97.018000000000001,97.018000000000001,97.018000000000001,{"$error":"#NUM!"},29.283000000000001,{"$error":"#NUM!"},12,13.2,13.2,12,{"$error":"#NUM!"},14,14,14,14,12]
[null,8263,null,493.78800000000001,493.78800000000001,493.78800000000001,493.78800000000001,493.78800000000001,11.2,169.72800000000001,11.2,70,63,63,70,11.2,81.2,81.2,81.2,81.2,70,null,null,8263,96.831000000000003,96.831000000000003,96.831000000000003,96.831000000000003,96.831000000000003,{"$error":"#NUM!"},29.225000000000001,{"$error":"#NUM!"},12,13.14,13.14,12,{"$error":"#NUM!"},13.824,13.824,13.824,13.824,12]
[null,8273,null,474.57900000000001,474.57900000000001,474.57900000000001,474.57900000000001,474.57900000000001,21.7,173.84800000000001,21.7,72,72.7,72.7,72,21.7,93.695999999999998,93.695999999999998,93.695999999999998,93.695999999999998,72,null,null,8273,96.655000000000001,96.655000000000001,96.655000000000001,96.655000000000001,96.655000000000001,{"$error":"#NUM!"},29.164000000000001,{"$error":"#NUM!"},12,13.14,13.14,12,{"$error":"#NUM!"},13.672000000000001,13.672000000000001,13.672000000000001,13.672000000000001,12]
[null,8277,null,492.29500000000002,492.29500000000002,492.29500000000002,492.29500000000002,492.29500000000002,20.03,178.89400000000001,20.03,71,70.61,70.61,71,20.03,91.031999999999996,91.031999999999996,91.031999999999996,91.031999999999996,71,null,null,8277,96.555999999999997,96.555999999999997,96.555999999999997,96.555999999999997,96.555999999999997,{"$error":"#NUM!"},29.126000000000001,{"$error":"#NUM!"},12,13.14,13.14,12,{"$error":"#NUM!"},13.6,13.6,13.6,13.6,12]
[null,8290,null,494.89600000000002,494.89600000000002,494.89600000000002,494.89600000000002,494.89600000000002,29.44,172.15600000000001,29.44,82,71.510000000000005,71.510000000000005,82,29.44,111.44,111.44,111.44,111.44,82,null,null,8290,96.308000000000007,96.308000000000007,96.308000000000007,96.308000000000007,96.308000000000007,{"$error":"#NUM!"},29.026,{"$error":"#NUM!"},11,13.11,13.11,11,{"$error":"#NUM!"},13.375999999999999,13.375999999999999,13.375999999999999,13.375999999999999,11]
[null,8298,null,512.09500000000003,512.09500000000003,512.09500000000003,512.09500000000003,512.09500000000003,22.98,173.108,22.98,100,78.959999999999994,78.959999999999994,100,22.98,122.976,122.976,122.976,122.976,100,null,null,8298,96.158000000000001,96.158000000000001,96.158000000000001,96.158000000000001,96.158000000000001,{"$error":"#NUM!"},28.994,{"$error":"#NUM!"},11,13.06,13.06,11,{"$error":"#NUM!"},13.288,13.288,13.288,13.288,11]
[null,8299,null,501.00099999999998,501.00099999999998,501.00099999999998,501.00099999999998,501.00099999999998,21.57,172.352,21.57,101,78.7,78.7,101,21.57,122.568,122.568,122.568,122.568,101,null,null,8299,96.156999999999996,96.156999999999996,96.156999999999996,96.156999999999996,96.156999999999996,{"$error":"#NUM!"},28.991,{"$error":"#NUM!"},11,13.05,13.05,11,{"$error":"#NUM!"},13.28,13.28,13.28,13.28,11]
[null,8308,null,440.15699999999998,440.15699999999998,440.15699999999998,440.15699999999998,440.15699999999998,15.49,176.17400000000001,15.49,86,61.58,61.58,86,15.49,101.488,101.488,101.488,101.488,86,null,null,8308,95.844999999999999,95.844999999999999,95.844999999999999,95.844999999999999,95.844999999999999,{"$error":"#NUM!"},28.923999999999999,{"$error":"#NUM!"},11,13.04,13.04,11,{"$error":"#NUM!"},13.007999999999999,13.007999999999999,13.007999999999999,13.007999999999999,11]
[null,8316,null,507.69299999999998,507.69299999999998,507.69299999999998,507.69299999999998,507.69299999999998,23.3,193.59,23.3,89,68.14,68.14,89,23.3,112.29600000000001,112.29600000000001,112.29600000000001,112.29600000000001,89,null,null,8316,95.599000000000004,95.599000000000004,95.599000000000004,95.599000000000004,95.599000000000004,{"$error":"#NUM!"},28.866,{"$error":"#NUM!"},11,13.01,13.01,11,{"$error":"#NUM!"},13,13,13,13,11]
[null,8322,null,511.27800000000002,511.27800000000002,511.27800000000002,511.27800000000002,511.27800000000002,14.4,187.66900000000001,14.4,92,64.56,64.56,92,14.4,106.4,106.4,106.4,106.4,92,null,null,8322,{"$f":"LARGE(D$13:D$8748,$X8334)","v":95.397999999999996},{"$f":"LARGE(E$13:E$8748,$X8334)","v":95.397999999999996},{"$f":"LARGE(F$13:F$8748,$X8334)","v":95.397999999999996},{"$f":"LARGE(G$13:G$8748,$X8334)","v":95.397999999999996},{"$f":"LARGE(H$13:H$8748,$X8334)","v":95.397999999999996},{"$f":"LARGE(I$13:I$8748,$X8334)","v":{"$error":"#NUM!"}},{"$f":"LARGE(J$13:J$8748,$X8334)","v":28.789000000000001},{"$f":"LARGE(K$13:K$8748,$X8334)","v":{"$error":"#NUM!"}},{"$f":"LARGE(L$13:L$8748,$X8334)","v":11},{"$f":"LARGE(M$13:M$8748,$X8334)","v":12.96},{"$f":"LARGE(N$13:N$8748,$X8334)","v":12.96},{"$f":"LARGE(O$13:O$8748,$X8334)","v":11},{"$f":"LARGE(P$13:P$8748,$X8334)","v":{"$error":"#NUM!"}},{"$f":"LARGE(Q$13:Q$8748,$X8334)","v":13},{"$f":"LARGE(R$13:R$8748,$X8334)","v":13},{"$f":"LARGE(S$13:S$8748,$X8334)","v":13},{"$f":"LARGE(T$13:T$8748,$X8334)","v":13},{"$f":"LARGE(U$13:U$8748,$X8334)","v":11}]
[null,8333,null,419.149,419.149,419.149,419.149,419.149,7.49,156.57300000000001,7.49,95,63.41,63.41,95,7.49,102.488,102.488,102.488,102.488,95,null,null,8333,95.150999999999996,95.150999999999996,95.150999999999996,95.150999999999996,95.150999999999996,{"$error":"#NUM!"},28.716000000000001,{"$error":"#NUM!"},11,12.9,12.9,11,{"$error":"#NUM!"},13,13,13,13,11]
[null,8343,null,430.77699999999999,430.77699999999999,430.77699999999999,430.77699999999999,430.77699999999999,17.54,131.86799999999999,17.54,86,64.02,64.02,86,17.54,103.536,103.536,103.536,103.536,86,null,null,8343,94.822999999999993,94.822999999999993,94.822999999999993,94.822999999999993,94.822999999999993,{"$error":"#NUM!"},28.61,{"$error":"#NUM!"},11,12.81,12.81,11,{"$error":"#NUM!"},13,13,13,13,11]
[null,8350,null,414.61700000000002,414.61700000000002,414.61700000000002,414.61700000000002,414.61700000000002,7.36,152.46899999999999,7.36,116,76.33,76.33,116,7.36,123.36,123.36,123.36,123.36,116,null,null,8350,94.703000000000003,94.703000000000003,94.703000000000003,94.703000000000003,94.703000000000003,{"$error":"#NUM!"},28.548999999999999,{"$error":"#NUM!"},11,12.79,12.79,11,{"$error":"#NUM!"},13,13,13,13,11]
[null,8357,null,417.38499999999999,417.38499999999999,417.38499999999999,417.38499999999999,417.38499999999999,6.66,156.989,6.66,91,72.05,72.05,91,6.66,97.656000000000006,97.656000000000006,97.656000000000006,97.656000000000006,91,null,null,8357,94.59,94.59,94.59,94.59,94.59,{"$error":"#NUM!"},28.472000000000001,{"$error":"#NUM!"},11,12.77,12.77,11,{"$error":"#NUM!"},13,13,13,13,11]
[null,8359,null,455.38799999999998,455.38799999999998,455.38799999999998,455.38799999999998,455.38799999999998,6.78,166.64599999999999,6.78,97,76.540000000000006,76.540000000000006,97,6.78,103.78400000000001,103.78400000000001,103.78400000000001,103.78400000000001,97,null,null,8359,94.52,94.52,94.52,94.52,94.52,{"$error":"#NUM!"},28.469000000000001,{"$error":"#NUM!"},11,12.76,12.76,11,{"$error":"#NUM!"},13,13,13,13,11]
[null,8367,null,488.22699999999998,488.22699999999998,488.22699999999998,488.22699999999998,488.22699999999998,6.72,170.935,6.72,75,60.25,60.25,75,6.72,81.72,81.72,81.72,81.72,75,null,null,8367,94.269000000000005,94.269000000000005,94.269000000000005,94.269000000000005,94.269000000000005,{"$error":"#NUM!"},28.347000000000001,{"$error":"#NUM!"},11,12.7,12.7,11,{"$error":"#NUM!"},13,13,13,13,11]
[null,8376,null,385.24700000000001,385.24700000000001,385.24700000000001,385.24700000000001,385.24700000000001,6.66,178.798,6.66,89,70.569999999999993,70.569999999999993,89,6.66,95.656000000000006,95.656000000000006,95.656000000000006,95.656000000000006,89,null,null,8376,94.162999999999997,94.162999999999997,94.162999999999997,94.162999999999997,94.162999999999997,{"$error":"#NUM!"},28.260999999999999,{"$error":"#NUM!"},11,12.62,12.62,11,{"$error":"#NUM!"},13,13,13,13,11]
[null,8388,null,501.60899999999998,501.60899999999998,501.60899999999998,501.60899999999998,501.60899999999998,7.1,190.08500000000001,7.1,75,66.52,66.52,75,7.1,82.103999999999999,82.103999999999999,82.103999999999999,82.103999999999999,75,null,null,8388,93.819000000000003,93.819000000000003,93.819000000000003,93.819000000000003,93.819000000000003,{"$error":"#NUM!"},28.158000000000001,{"$error":"#NUM!"},11,12.55,12.55,11,{"$error":"#NUM!"},13,13,13,13,11]
[null,8393,null,503.24700000000001,503.24700000000001,503.24700000000001,503.24700000000001,503.24700000000001,7.04,191.36600000000001,7.04,86,75.349999999999994,75.349999999999994,86,7.04,93.04,93.04,93.04,93.04,86,null,null,8393,93.774000000000001,93.774000000000001,93.774000000000001,93.774000000000001,93.774000000000001,{"$error":"#NUM!"},28.126000000000001,{"$error":"#NUM!"},11,12.53,12.53,11,{"$error":"#NUM!"},13,13,13,13,11]
[null,8402,null,443.65699999999998,443.65699999999998,443.65699999999998,443.65699999999998,443.65699999999998,7.74,206.036,7.74,68,58.38,58.38,68,7.74,75.744,75.744,75.744,75.744,68,null,null,8402,93.516999999999996,93.516999999999996,93.516999999999996,93.516999999999996,93.516999999999996,{"$error":"#NUM!"},28.062000000000001,{"$error":"#NUM!"},11,12.47,12.47,11,{"$error":"#NUM!"},13,13,13,13,11]
[null,8410,null,514.55700000000002,514.55700000000002,514.55700000000002,514.55700000000002,514.55700000000002,16.899999999999999,179.70400000000001,16.899999999999999,85,78.59,78.59,85,16.899999999999999,101.896,101.896,101.896,101.896,85,null,null,8410,93.23,93.23,93.23,93.23,93.23,{"$error":"#NUM!"},27.956,{"$error":"#NUM!"},10,12.37,12.37,10,{"$error":"#NUM!"},13,13,13,13,10]
[null,8416,null,461.41199999999998,461.41199999999998,461.41199999999998,461.41199999999998,461.41199999999998,20.61,165.17500000000001,20.61,92,86.84,86.84,92,20.61,112.608,112.608,112.608,112.608,92,null,null,8416,93.033000000000001,93.033000000000001,93.033000000000001,93.033000000000001,93.033000000000001,{"$error":"#NUM!"},27.908000000000001,{"$error":"#NUM!"},10,12.34,12.34,10,{"$error":"#NUM!"},13,13,13,13,10]
[null,8419,null,452.91699999999997,452.91699999999997,452.91699999999997,452.91699999999997,452.91699999999997,17.47,168.12299999999999,17.47,89,82.14,82.14,89,17.47,106.47199999999999,106.47199999999999,106.47199999999999,106.47199999999999,89,null,null,8419,92.929000000000002,92.929000000000002,92.929000000000002,92.929000000000002,92.929000000000002,{"$error":"#NUM!"},27.867000000000001,{"$error":"#NUM!"},10,12.31,12.31,10,{"$error":"#NUM!"},13,13,13,13,10]
[null,8433,null,512.38,512.38,512.38,512.38,512.38,22.08,177.71799999999999,22.08,84,92.08,92.08,84,22.08,106.08,106.08,106.08,106.08,84,null,null,8433,92.501000000000005,92.501000000000005,92.501000000000005,92.501000000000005,92.501000000000005,{"$error":"#NUM!"},27.706,{"$error":"#NUM!"},10,12.24,12.24,10,{"$error":"#NUM!"},13,13,13,13,10]
[null,8436,null,476.495,476.495,476.495,476.495,476.495,21.44,184.66399999999999,21.44,78,86.27,86.27,78,21.44,99.44,99.44,99.44,99.44,78,null,null,8436,92.369,92.369,92.369,92.369,92.369,{"$error":"#NUM!"},27.7,{"$error":"#NUM!"},10,12.23,12.23,10,{"$error":"#NUM!"},13,13,13,13,10]
[null,8447,null,444.85300000000001,444.85300000000001,444.85300000000001,444.85300000000001,444.85300000000001,10.69,174.13900000000001,10.69,80,78.72,78.72,80,10.69,90.688000000000002,90.688000000000002,90.688000000000002,90.688000000000002,80,null,null,8447,92.04,92.04,92.04,92.04,92.04,{"$error":"#NUM!"},27.600999999999999,{"$error":"#NUM!"},10,12.09,12.09,10,{"$error":"#NUM!"},13,13,13,13,10]
[null,8453,null,411.01400000000001,411.01400000000001,411.01400000000001,411.01400000000001,411.01400000000001,8.4499999999999993,160.89500000000001,8.4499999999999993,73,68.66,68.66,73,8.4499999999999993,81.447999999999993,81.447999999999993,81.447999999999993,81.447999999999993,73,null,null,8453,91.959000000000003,91.959000000000003,91.959000000000003,91.959000000000003,91.959000000000003,{"$error":"#NUM!"},27.446999999999999,{"$error":"#NUM!"},10,12.04,12.04,10,{"$error":"#NUM!"},13,13,13,13,10]
[null,8461,null,504.79599999999999,504.79599999999999,504.79599999999999,504.79599999999999,504.79599999999999,19.14,181.24199999999999,19.14,81,84.43,84.43,81,19.14,100.136,100.136,100.136,100.136,81,null,null,8461,91.753,91.753,91.753,91.753,91.753,{"$error":"#NUM!"},27.411999999999999,{"$error":"#NUM!"},10,12.01,12.01,10,{"$error":"#NUM!"},13,13,13,13,10]
[null,8470,null,424.476,424.476,424.476,424.476,424.476,8.19,201.083,8.19,82,76.08,76.08,82,8.19,90.191999999999993,90.191999999999993,90.191999999999993,90.191999999999993,82,null,null,8470,91.3,91.3,91.3,91.3,91.3,{"$error":"#NUM!"},27.303000000000001,{"$error":"#NUM!"},10,11.92,11.92,10,{"$error":"#NUM!"},12.864000000000001,12.864000000000001,12.864000000000001,12.864000000000001,10]
[null,8475,null,412.392,412.392,412.392,412.392,412.392,6.98,192.77600000000001,6.98,52,60.3,60.3,52,6.98,58.975999999999999,58.975999999999999,58.975999999999999,58.975999999999999,52,null,null,8475,91.137,91.137,91.137,91.137,91.137,{"$error":"#NUM!"},27.248000000000001,{"$error":"#NUM!"},10,11.88,11.88,10,{"$error":"#NUM!"},12.672000000000001,12.672000000000001,12.672000000000001,12.672000000000001,10]
[null,8479,null,511.173,511.173,511.173,511.173,511.173,7.04,206.47800000000001,7.04,75,83.81,83.81,75,7.04,82.04,82.04,82.04,82.04,75,null,null,8479,90.911000000000001,90.911000000000001,90.911000000000001,90.911000000000001,90.911000000000001,{"$error":"#NUM!"},27.190999999999999,{"$error":"#NUM!"},10,11.86,11.86,10,{"$error":"#NUM!"},12.608000000000001,12.608000000000001,12.608000000000001,12.608000000000001,10]
[null,8487,null,577.12400000000002,577.12400000000002,577.12400000000002,577.12400000000002,577.12400000000002,11.39,240.48699999999999,11.39,76,89.33,89.33,76,11.39,87.391999999999996,87.391999999999996,87.391999999999996,87.391999999999996,76,null,null,8487,90.555000000000007,90.555000000000007,90.555000000000007,90.555000000000007,90.555000000000007,{"$error":"#NUM!"},27.094999999999999,{"$error":"#NUM!"},10,11.8,11.8,10,{"$error":"#NUM!"},12.224,12.224,12.224,12.224,10]
[null,8488,null,579.59500000000003,579.59500000000003,579.59500000000003,579.59500000000003,579.59500000000003,11.39,245.1,11.39,74,87.28,87.28,74,11.39,85.391999999999996,85.391999999999996,85.391999999999996,85.391999999999996,74,null,null,8488,90.552000000000007,90.552000000000007,90.552000000000007,90.552000000000007,90.552000000000007,{"$error":"#NUM!"},27.094999999999999,{"$error":"#NUM!"},10,11.8,11.8,10,{"$error":"#NUM!"},12.2,12.2,12.2,12.2,10]
[null,8489,null,592.42999999999995,592.42999999999995,592.42999999999995,592.42999999999995,592.42999999999995,8.26,244.18700000000001,8.26,77,87.18,87.18,77,8.26,85.256,85.256,85.256,85.256,77,null,null,8489,90.504999999999995,90.504999999999995,90.504999999999995,90.504999999999995,90.504999999999995,{"$error":"#NUM!"},27.094999999999999,{"$error":"#NUM!"},10,11.76,11.76,10,{"$error":"#NUM!"},12.16,12.16,12.16,12.16,10]
[null,8490,null,603.89,603.89,603.89,603.89,603.89,7.3,242.85400000000001,7.3,78,87.18,87.18,78,7.3,85.296000000000006,85.296000000000006,85.296000000000006,85.296000000000006,78,null,null,8490,90.468000000000004,90.468000000000004,90.468000000000004,90.468000000000004,90.468000000000004,{"$error":"#NUM!"},27.091000000000001,{"$error":"#NUM!"},10,11.74,11.74,10,{"$error":"#NUM!"},12.16,12.16,12.16,12.16,10]
[null,8491,null,607.13699999999994,607.13699999999994,607.13699999999994,607.13699999999994,607.13699999999994,7.3,241.12100000000001,7.3,78,87.18,87.18,78,7.3,85.296000000000006,85.296000000000006,85.296000000000006,85.296000000000006,78,null,null,8491,90.43,90.43,90.43,90.43,90.43,{"$error":"#NUM!"},27.091000000000001,{"$error":"#NUM!"},10,11.74,11.74,10,{"$error":"#NUM!"},12.096,12.096,12.096,12.096,10]
[null,8492,null,614.70000000000005,614.70000000000005,614.70000000000005,614.70000000000005,614.70000000000005,7.1,239.59,7.1,78,86.98,86.98,78,7.1,85.103999999999999,85.103999999999999,85.103999999999999,85.103999999999999,78,null,null,8492,90.406999999999996,90.406999999999996,90.406999999999996,90.406999999999996,90.406999999999996,{"$error":"#NUM!"},27.071999999999999,{"$error":"#NUM!"},10,11.72,11.72,10,{"$error":"#NUM!"},12.096,12.096,12.096,12.096,10]
[null,8493,null,522.16999999999996,522.16999999999996,522.16999999999996,522.16999999999996,522.16999999999996,7.17,249.01499999999999,7.17,78,87.08,87.08,78,7.17,85.168000000000006,85.168000000000006,85.168000000000006,85.168000000000006,78,null,null,8493,90.335999999999999,90.335999999999999,90.335999999999999,90.335999999999999,90.335999999999999,{"$error":"#NUM!"},27.065999999999999,{"$error":"#NUM!"},10,11.71,11.71,10,{"$error":"#NUM!"},12.032,12.032,12.032,12.032,10]
[null,8494,null,513.40200000000004,513.40200000000004,513.40200000000004,513.40200000000004,513.40200000000004,7.1,260.94,7.1,79,88,88,79,7.1,86.103999999999999,86.103999999999999,86.103999999999999,86.103999999999999,79,null,null,8494,90.332999999999998,90.332999999999998,90.332999999999998,90.332999999999998,90.332999999999998,{"$error":"#NUM!"},27.042999999999999,{"$error":"#NUM!"},10,11.69,11.69,10,{"$error":"#NUM!"},12,12,12,12,10]
[null,8495,null,491.70100000000002,491.70100000000002,491.70100000000002,491.70100000000002,491.70100000000002,7.04,264.09199999999998,7.04,78,86.87,86.87,78,7.04,85.04,85.04,85.04,85.04,78,null,null,8495,90.328000000000003,90.328000000000003,90.328000000000003,90.328000000000003,90.328000000000003,{"$error":"#NUM!"},27.010999999999999,{"$error":"#NUM!"},10,11.68,11.68,10,{"$error":"#NUM!"},12,12,12,12,10]
[null,8496,null,425.56900000000002,425.56900000000002,425.56900000000002,425.56900000000002,425.56900000000002,7.17,261.08699999999999,7.17,77,86.06,86.06,77,7.17,84.168000000000006,84.168000000000006,84.168000000000006,84.168000000000006,77,null,null,8496,90.317999999999998,90.317999999999998,90.317999999999998,90.317999999999998,90.317999999999998,{"$error":"#NUM!"},26.995000000000001,{"$error":"#NUM!"},10,11.67,11.67,10,{"$error":"#NUM!"},12,12,12,12,10]
[null,8497,null,471.6,471.6,471.6,471.6,471.6,7.1,270.221,7.1,70,87.41,87.41,70,7.1,77.103999999999999,77.103999999999999,77.103999999999999,77.103999999999999,70,null,null,8497,90.298000000000002,90.298000000000002,90.298000000000002,90.298000000000002,90.298000000000002,{"$error":"#NUM!"},26.931000000000001,{"$error":"#NUM!"},10,11.66,11.66,10,{"$error":"#NUM!"},12,12,12,12,10]
[null,8498,null,472.43099999999998,472.43099999999998,472.43099999999998,472.43099999999998,472.43099999999998,6.59,282.38600000000002,6.59,68,84.58,84.58,68,6.59,74.591999999999999,74.591999999999999,74.591999999999999,74.591999999999999,68,null,null,8498,90.102000000000004,90.102000000000004,90.102000000000004,90.102000000000004,90.102000000000004,{"$error":"#NUM!"},26.931000000000001,{"$error":"#NUM!"},10,11.64,11.64,10,{"$error":"#NUM!"},12,12,12,12,10]
[null,8499,null,473.28199999999998,473.28199999999998,473.28199999999998,473.28199999999998,473.28199999999998,6.59,296.84500000000003,6.59,63,78.91,78.91,63,6.59,69.591999999999999,69.591999999999999,69.591999999999999,69.591999999999999,63,null,null,8499,90.087000000000003,90.087000000000003,90.087000000000003,90.087000000000003,90.087000000000003,{"$error":"#NUM!"},26.931000000000001,{"$error":"#NUM!"},10,11.63,11.63,10,{"$error":"#NUM!"},12,12,12,12,10]
[null,8500,null,480.16,480.16,480.16,480.16,480.16,6.66,290.69400000000002,6.66,62,77.89,77.89,62,6.66,68.656000000000006,68.656000000000006,68.656000000000006,68.656000000000006,62,null,null,8500,90.031000000000006,90.031000000000006,90.031000000000006,90.031000000000006,90.031000000000006,{"$error":"#NUM!"},26.914999999999999,{"$error":"#NUM!"},10,11.59,11.59,10,{"$error":"#NUM!"},12,12,12,12,10]
[null,8501,null,506.387,506.387,506.387,506.387,506.387,6.66,278.61799999999999,6.66,63,79.02,79.02,63,6.66,69.656000000000006,69.656000000000006,69.656000000000006,69.656000000000006,63,null,null,8501,90.004999999999995,90.004999999999995,90.004999999999995,90.004999999999995,90.004999999999995,{"$error":"#NUM!"},26.885999999999999,{"$error":"#NUM!"},10,11.59,11.59,10,{"$error":"#NUM!"},12,12,12,12,10]
[null,8502,null,518.60400000000004,518.60400000000004,518.60400000000004,518.60400000000004,518.60400000000004,6.66,262.55500000000001,6.66,70,86.96,86.96,70,6.66,76.656000000000006,76.656000000000006,76.656000000000006,76.656000000000006,70,null,null,8502,89.977999999999994,89.977999999999994,89.977999999999994,89.977999999999994,89.977999999999994,{"$error":"#NUM!"},26.87,{"$error":"#NUM!"},10,11.58,11.58,10,{"$error":"#NUM!"},12,12,12,12,10]
[null,8503,null,520.69899999999996,520.69899999999996,520.69899999999996,520.69899999999996,520.69899999999996,6.72,231.417,6.72,78,96.03,96.03,78,6.72,84.72,84.72,84.72,84.72,78,null,null,8503,89.977000000000004,89.977000000000004,89.977000000000004,89.977000000000004,89.977000000000004,{"$error":"#NUM!"},26.87,{"$error":"#NUM!"},10,11.57,11.57,10,{"$error":"#NUM!"},12,12,12,12,10]
[null,8504,null,647.68499999999995,647.68499999999995,647.68499999999995,647.68499999999995,647.68499999999995,6.72,226.86099999999999,6.72,77,94.89,94.89,77,6.72,83.72,83.72,83.72,83.72,77,null,null,8504,89.938000000000002,89.938000000000002,89.938000000000002,89.938000000000002,89.938000000000002,{"$error":"#NUM!"},26.864000000000001,{"$error":"#NUM!"},10,11.57,11.57,10,{"$error":"#NUM!"},12,12,12,12,10]
[null,8505,null,661.15499999999997,661.15499999999997,661.15499999999997,661.15499999999997,661.15499999999997,9.15,230.35599999999999,9.15,78,98.86,98.86,78,9.15,87.152000000000001,87.152000000000001,87.152000000000001,87.152000000000001,78,null,null,8505,89.933999999999997,89.933999999999997,89.933999999999997,89.933999999999997,89.933999999999997,{"$error":"#NUM!"},26.844999999999999,{"$error":"#NUM!"},10,11.56,11.56,10,{"$error":"#NUM!"},12,12,12,12,10]
[null,8506,null,678.13800000000003,678.13800000000003,678.13800000000003,678.13800000000003,678.13800000000003,8.83,236.059,8.83,77,97.27,97.27,77,8.83,85.831999999999994,85.831999999999994,85.831999999999994,85.831999999999994,77,null,null,8506,89.814999999999998,89.814999999999998,89.814999999999998,89.814999999999998,89.814999999999998,{"$error":"#NUM!"},26.838000000000001,{"$error":"#NUM!"},10,11.53,11.53,10,{"$error":"#NUM!"},12,12,12,12,10]
[null,8507,null,644.53099999999995,644.53099999999995,644.53099999999995,644.53099999999995,644.53099999999995,8.19,242.41200000000001,8.19,78,97.73,97.73,78,8.19,86.191999999999993,86.191999999999993,86.191999999999993,86.191999999999993,78,null,null,8507,89.781000000000006,89.781000000000006,89.781000000000006,89.781000000000006,89.781000000000006,{"$error":"#NUM!"},26.818999999999999,{"$error":"#NUM!"},10,11.53,11.53,10,{"$error":"#NUM!"},12,12,12,12,10]
[null,8508,null,627.64300000000003,627.64300000000003,627.64300000000003,627.64300000000003,627.64300000000003,8.64,242.137,8.64,75,94.78,94.78,75,8.64,83.64,83.64,83.64,83.64,75,null,null,8508,89.774000000000001,89.774000000000001,89.774000000000001,89.774000000000001,89.774000000000001,{"$error":"#NUM!"},26.815999999999999,{"$error":"#NUM!"},10,11.52,11.52,10,{"$error":"#NUM!"},12,12,12,12,10]
[null,8509,null,602.70100000000002,602.70100000000002,602.70100000000002,602.70100000000002,602.70100000000002,8.83,234.768,8.83,78,98.41,98.41,78,8.83,86.831999999999994,86.831999999999994,86.831999999999994,86.831999999999994,78,null,null,8509,89.66,89.66,89.66,89.66,89.66,{"$error":"#NUM!"},26.803000000000001,{"$error":"#NUM!"},10,11.52,11.52,10,{"$error":"#NUM!"},12,12,12,12,10]
[null,8510,null,597.22799999999995,597.22799999999995,597.22799999999995,597.22799999999995,597.22799999999995,7.74,218.21700000000001,7.74,76,94.89,94.89,76,7.74,83.744,83.744,83.744,83.744,76,null,null,8510,89.594999999999999,89.594999999999999,89.594999999999999,89.594999999999999,89.594999999999999,{"$error":"#NUM!"},26.792999999999999,{"$error":"#NUM!"},10,11.51,11.51,10,{"$error":"#NUM!"},12,12,12,12,10]
[null,8511,null,591.39400000000001,591.39400000000001,591.39400000000001,591.39400000000001,591.39400000000001,6.85,215.10300000000001,6.85,76,93.87,93.87,76,6.85,82.847999999999999,82.847999999999999,82.847999999999999,82.847999999999999,76,null,null,8511,89.59,89.59,89.59,89.59,89.59,{"$error":"#NUM!"},26.786999999999999,{"$error":"#NUM!"},10,11.51,11.51,10,{"$error":"#NUM!"},12,12,12,12,10]
[null,8512,null,624.92399999999998,624.92399999999998,624.92399999999998,624.92399999999998,624.92399999999998,6.78,217.85499999999999,6.78,71,88.2,88.2,71,6.78,77.784000000000006,77.784000000000006,77.784000000000006,77.784000000000006,71,null,null,8512,89.546999999999997,89.546999999999997,89.546999999999997,89.546999999999997,89.546999999999997,{"$error":"#NUM!"},26.774000000000001,{"$error":"#NUM!"},10,11.47,11.47,10,{"$error":"#NUM!"},12,12,12,12,10]
[null,8513,null,648.59500000000003,648.59500000000003,648.59500000000003,648.59500000000003,648.59500000000003,6.66,228.96600000000001,6.66,79,97.16,97.16,79,6.66,85.656000000000006,85.656000000000006,85.656000000000006,85.656000000000006,79,null,null,8513,89.507000000000005,89.507000000000005,89.507000000000005,89.507000000000005,89.507000000000005,{"$error":"#NUM!"},26.731999999999999,{"$error":"#NUM!"},10,11.47,11.47,10,{"$error":"#NUM!"},12,12,12,12,10]
[null,8514,null,654.33100000000002,654.33100000000002,654.33100000000002,654.33100000000002,654.33100000000002,6.78,252.31800000000001,6.78,80,98.41,98.41,80,6.78,86.784000000000006,86.784000000000006,86.784000000000006,86.784000000000006,80,null,null,8514,{"$f":"LARGE(D$13:D$8748,$X8526)","v":89.46},{"$f":"LARGE(E$13:E$8748,$X8526)","v":89.46},{"$f":"LARGE(F$13:F$8748,$X8526)","v":89.46},{"$f":"LARGE(G$13:G$8748,$X8526)","v":89.46},{"$f":"LARGE(H$13:H$8748,$X8526)","v":89.46},{"$f":"LARGE(I$13:I$8748,$X8526)","v":{"$error":"#NUM!"}},{"$f":"LARGE(J$13:J$8748,$X8526)","v":26.707000000000001},{"$f":"LARGE(K$13:K$8748,$X8526)","v":{"$error":"#NUM!"}},{"$f":"LARGE(L$13:L$8748,$X8526)","v":10},{"$f":"LARGE(M$13:M$8748,$X8526)","v":11.46},{"$f":"LARGE(N$13:N$8748,$X8526)","v":11.46},{"$f":"LARGE(O$13:O$8748,$X8526)","v":10},{"$f":"LARGE(P$13:P$8748,$X8526)","v":{"$error":"#NUM!"}},{"$f":"LARGE(Q$13:Q$8748,$X8526)","v":12},{"$f":"LARGE(R$13:R$8748,$X8526)","v":12},{"$f":"LARGE(S$13:S$8748,$X8526)","v":12},{"$f":"LARGE(T$13:T$8748,$X8526)","v":12},{"$f":"LARGE(U$13:U$8748,$X8526)","v":10}]
[null,{"$f":"B8526+1","v":8515},null,665.90099999999995,665.90099999999995,665.90099999999995,665.90099999999995,665.90099999999995,6.72,258.22300000000001,6.72,81,99.43,99.43,81,6.72,87.72,87.72,87.72,87.72,81,null,null,8515,89.457999999999998,89.457999999999998,89.457999999999998,89.457999999999998,89.457999999999998,{"$error":"#NUM!"},26.643000000000001,{"$error":"#NUM!"},10,11.46,11.46,10,{"$error":"#NUM!"},12,12,12,12,10]
[null,8516,null,673.42499999999995,673.42499999999995,673.42499999999995,673.42499999999995,673.42499999999995,6.72,261.44600000000003,6.72,82,100.56,100.56,82,6.72,88.72,88.72,88.72,88.72,82,null,null,8516,89.435000000000002,89.435000000000002,89.435000000000002,89.435000000000002,89.435000000000002,{"$error":"#NUM!"},26.64,{"$error":"#NUM!"},10,11.46,11.46,10,{"$error":"#NUM!"},12,12,12,12,10]
[null,8517,null,680.75099999999998,680.75099999999998,680.75099999999998,680.75099999999998,680.75099999999998,6.78,260.738,6.78,80,98.41,98.41,80,6.78,86.784000000000006,86.784000000000006,86.784000000000006,86.784000000000006,80,null,null,8517,89.433999999999997,89.433999999999997,89.433999999999997,89.433999999999997,89.433999999999997,{"$error":"#NUM!"},26.63,{"$error":"#NUM!"},10,11.45,11.45,10,{"$error":"#NUM!"},12,12,12,12,10]
[null,8518,null,665.49,665.49,665.49,665.49,665.49,6.78,258.00200000000001,6.78,77,95.01,95.01,77,6.78,83.784000000000006,83.784000000000006,83.784000000000006,83.784000000000006,77,null,null,8518,89.418999999999997,89.418999999999997,89.418999999999997,89.418999999999997,89.418999999999997,{"$error":"#NUM!"},26.597999999999999,{"$error":"#NUM!"},9,11.43,11.43,9,{"$error":"#NUM!"},12,12,12,12,9]
[null,8519,null,646.16499999999996,646.16499999999996,646.16499999999996,646.16499999999996,646.16499999999996,6.72,254.91300000000001,6.72,79,97.16,97.16,79,6.72,85.72,85.72,85.72,85.72,79,null,null,8519,89.292000000000002,89.292000000000002,89.292000000000002,89.292000000000002,89.292000000000002,{"$error":"#NUM!"},26.597999999999999,{"$error":"#NUM!"},9,11.41,11.41,9,{"$error":"#NUM!"},12,12,12,12,9]
[null,8520,null,468.899,468.899,468.899,468.899,468.899,6.78,252.44300000000001,6.78,78,96.14,96.14,78,6.78,84.784000000000006,84.784000000000006,84.784000000000006,84.784000000000006,78,null,null,8520,89.287000000000006,89.287000000000006,89.287000000000006,89.287000000000006,89.287000000000006,{"$error":"#NUM!"},26.597999999999999,{"$error":"#NUM!"},9,11.4,11.4,9,{"$error":"#NUM!"},12,12,12,12,9]
[null,8521,null,661.34,661.34,661.34,661.34,661.34,6.78,246.417,6.78,76,106.01,106.01,76,6.78,82.784000000000006,82.784000000000006,82.784000000000006,82.784000000000006,76,null,null,8521,89.263999999999996,89.263999999999996,89.263999999999996,89.263999999999996,89.263999999999996,{"$error":"#NUM!"},26.591999999999999,{"$error":"#NUM!"},9,11.39,11.39,9,{"$error":"#NUM!"},12,12,12,12,9]
[null,8522,null,674.43200000000002,674.43200000000002,674.43200000000002,674.43200000000002,674.43200000000002,6.78,245.92,6.78,70,98.33,98.33,70,6.78,76.784000000000006,76.784000000000006,76.784000000000006,76.784000000000006,70,null,null,8522,89.245000000000005,89.245000000000005,89.245000000000005,89.245000000000005,89.245000000000005,{"$error":"#NUM!"},26.588000000000001,{"$error":"#NUM!"},9,11.39,11.39,9,{"$error":"#NUM!"},12,12,12,12,9]
[null,8523,null,670.93100000000004,670.93100000000004,670.93100000000004,670.93100000000004,670.93100000000004,6.78,244.92400000000001,6.78,65,91.92,91.92,65,6.78,71.784000000000006,71.784000000000006,71.784000000000006,71.784000000000006,65,null,null,8523,89.194000000000003,89.194000000000003,89.194000000000003,89.194000000000003,89.194000000000003,{"$error":"#NUM!"},26.562999999999999,{"$error":"#NUM!"},9,11.34,11.34,9,{"$error":"#NUM!"},12,12,12,12,9]
[null,8524,null,669.86599999999999,669.86599999999999,669.86599999999999,669.86599999999999,669.86599999999999,6.78,243.816,6.78,65,91.92,91.92,65,6.78,71.784000000000006,71.784000000000006,71.784000000000006,71.784000000000006,65,null,null,8524,89.194000000000003,89.194000000000003,89.194000000000003,89.194000000000003,89.194000000000003,{"$error":"#NUM!"},26.55,{"$error":"#NUM!"},9,11.34,11.34,9,{"$error":"#NUM!"},12,12,12,12,9]
[null,8525,null,672.221,672.221,672.221,672.221,672.221,6.78,243.489,6.78,65,91.92,91.92,65,6.78,71.784000000000006,71.784000000000006,71.784000000000006,71.784000000000006,65,null,null,8525,89.088999999999999,89.088999999999999,89.088999999999999,89.088999999999999,89.088999999999999,{"$error":"#NUM!"},26.536999999999999,{"$error":"#NUM!"},9,11.34,11.34,9,{"$error":"#NUM!"},12,12,12,12,9]
[null,8526,null,682.83100000000002,682.83100000000002,682.83100000000002,682.83100000000002,682.83100000000002,6.78,244.626,6.78,72,100.89,100.89,72,6.78,78.784000000000006,78.784000000000006,78.784000000000006,78.784000000000006,72,null,null,8526,89.070999999999998,89.070999999999998,89.070999999999998,89.070999999999998,89.070999999999998,{"$error":"#NUM!"},26.524000000000001,{"$error":"#NUM!"},9,11.34,11.34,9,{"$error":"#NUM!"},12,12,12,12,9]
[null,8527,null,683.55499999999995,683.55499999999995,683.55499999999995,683.55499999999995,683.55499999999995,6.85,243.00200000000001,6.85,80,111.13,111.13,80,6.85,86.847999999999999,86.847999999999999,86.847999999999999,86.847999999999999,80,null,null,8527,89.067999999999998,89.067999999999998,89.067999999999998,89.067999999999998,89.067999999999998,{"$error":"#NUM!"},26.507999999999999,{"$error":"#NUM!"},9,11.34,11.34,9,{"$error":"#NUM!"},12,12,12,12,9]
[null,8528,null,695.1,695.1,695.1,695.1,695.1,6.78,238.084,6.78,77,107.29,107.29,77,6.78,83.784000000000006,83.784000000000006,83.784000000000006,83.784000000000006,77,null,null,8528,89.028999999999996,89.028999999999996,89.028999999999996,89.028999999999996,89.028999999999996,{"$error":"#NUM!"},26.498999999999999,{"$error":"#NUM!"},9,11.33,11.33,9,{"$error":"#NUM!"},12,12,12,12,9]
[null,8529,null,707.11599999999999,707.11599999999999,707.11599999999999,707.11599999999999,707.11599999999999,6.78,237.49799999999999,6.78,74,103.45,103.45,74,6.78,80.784000000000006,80.784000000000006,80.784000000000006,80.784000000000006,74,null,null,8529,88.992999999999995,88.992999999999995,88.992999999999995,88.992999999999995,88.992999999999995,{"$error":"#NUM!"},26.498999999999999,{"$error":"#NUM!"},9,11.33,11.33,9,{"$error":"#NUM!"},12,12,12,12,9]
[null,8530,null,755.20399999999995,755.20399999999995,755.20399999999995,755.20399999999995,755.20399999999995,6.78,238.667,6.78,72,100.89,100.89,72,6.78,78.784000000000006,78.784000000000006,78.784000000000006,78.784000000000006,72,null,null,8530,88.99,88.99,88.99,88.99,88.99,{"$error":"#NUM!"},26.483000000000001,{"$error":"#NUM!"},9,11.32,11.32,9,{"$error":"#NUM!"},12,12,12,12,9]
[null,8531,null,745.53800000000001,745.53800000000001,745.53800000000001,745.53800000000001,745.53800000000001,6.85,240.983,6.85,69,97.05,97.05,69,6.85,75.847999999999999,75.847999999999999,75.847999999999999,75.847999999999999,69,null,null,8531,88.947000000000003,88.947000000000003,88.947000000000003,88.947000000000003,88.947000000000003,{"$error":"#NUM!"},26.463000000000001,{"$error":"#NUM!"},9,11.29,11.29,9,{"$error":"#NUM!"},11.968,11.968,11.968,11.968,9]
[null,8532,null,738.68799999999999,738.68799999999999,738.68799999999999,738.68799999999999,738.68799999999999,6.66,244.155,6.66,72,100.76,100.76,72,6.66,78.656000000000006,78.656000000000006,78.656000000000006,78.656000000000006,72,null,null,8532,88.924999999999997,88.924999999999997,88.924999999999997,88.924999999999997,88.924999999999997,{"$error":"#NUM!"},26.446999999999999,{"$error":"#NUM!"},9,11.28,11.28,9,{"$error":"#NUM!"},11.904,11.904,11.904,11.904,9]
[null,8533,null,734.25699999999995,734.25699999999995,734.25699999999995,734.25699999999995,734.25699999999995,6.85,244.84700000000001,6.85,74,103.45,103.45,74,6.85,80.847999999999999,80.847999999999999,80.847999999999999,80.847999999999999,74,null,null,8533,88.915000000000006,88.915000000000006,88.915000000000006,88.915000000000006,88.915000000000006,{"$error":"#NUM!"},26.419,{"$error":"#NUM!"},9,11.25,11.25,9,{"$error":"#NUM!"},11.84,11.84,11.84,11.84,9]
[null,8534,null,725.37300000000005,725.37300000000005,725.37300000000005,725.37300000000005,725.37300000000005,6.85,246.327,6.85,77,107.29,107.29,77,6.85,83.847999999999999,83.847999999999999,83.847999999999999,83.847999999999999,77,null,null,8534,88.846000000000004,88.846000000000004,88.846000000000004,88.846000000000004,88.846000000000004,{"$error":"#NUM!"},26.373999999999999,{"$error":"#NUM!"},9,11.25,11.25,9,{"$error":"#NUM!"},11.84,11.84,11.84,11.84,9]
[null,8535,null,728.46199999999999,728.46199999999999,728.46199999999999,728.46199999999999,728.46199999999999,6.78,247.33,6.78,78,108.57,108.57,78,6.78,84.784000000000006,84.784000000000006,84.784000000000006,84.784000000000006,78,null,null,8535,88.844999999999999,88.844999999999999,88.844999999999999,88.844999999999999,88.844999999999999,{"$error":"#NUM!"},26.37,{"$error":"#NUM!"},9,11.24,11.24,9,{"$error":"#NUM!"},11.52,11.52,11.52,11.52,9]
[null,8536,null,732.36900000000003,732.36900000000003,732.36900000000003,732.36900000000003,732.36900000000003,6.85,249.41900000000001,6.85,79,109.85,109.85,79,6.85,85.847999999999999,85.847999999999999,85.847999999999999,85.847999999999999,79,null,null,8536,88.756,88.756,88.756,88.756,88.756,{"$error":"#NUM!"},26.350999999999999,{"$error":"#NUM!"},9,11.24,11.24,9,{"$error":"#NUM!"},11.456,11.456,11.456,11.456,9]
[null,8537,null,730.02200000000005,730.02200000000005,730.02200000000005,730.02200000000005,730.02200000000005,6.72,251.25800000000001,6.72,78,108.44,108.44,78,6.72,84.72,84.72,84.72,84.72,78,null,null,8537,88.697000000000003,88.697000000000003,88.697000000000003,88.697000000000003,88.697000000000003,{"$error":"#NUM!"},26.344999999999999,{"$error":"#NUM!"},9,11.24,11.24,9,{"$error":"#NUM!"},11.456,11.456,11.456,11.456,9]
[null,8538,null,736.66,736.66,736.66,736.66,736.66,6.66,250.995,6.66,84,116.12,116.12,84,6.66,90.656000000000006,90.656000000000006,90.656000000000006,90.656000000000006,84,null,null,8538,88.649000000000001,88.649000000000001,88.649000000000001,88.649000000000001,88.649000000000001,{"$error":"#NUM!"},26.254999999999999,{"$error":"#NUM!"},9,11.23,11.23,9,{"$error":"#NUM!"},11.327999999999999,11.327999999999999,11.327999999999999,11.327999999999999,9]
[null,8539,null,731.06700000000001,731.06700000000001,731.06700000000001,731.06700000000001,731.06700000000001,6.66,251.18700000000001,6.66,83,114.84,114.84,83,6.66,89.656000000000006,89.656000000000006,89.656000000000006,89.656000000000006,83,null,null,8539,88.566000000000003,88.566000000000003,88.566000000000003,88.566000000000003,88.566000000000003,{"$error":"#NUM!"},26.251999999999999,{"$error":"#NUM!"},9,11.2,11.2,9,{"$error":"#NUM!"},11.263999999999999,11.263999999999999,11.263999999999999,11.263999999999999,9]
[null,8540,null,725.495,725.495,725.495,725.495,725.495,6.59,253.23099999999999,6.59,83,114.72,114.72,83,6.59,89.591999999999999,89.591999999999999,89.591999999999999,89.591999999999999,83,null,null,8540,88.433999999999997,88.433999999999997,88.433999999999997,88.433999999999997,88.433999999999997,{"$error":"#NUM!"},26.23,{"$error":"#NUM!"},9,11.19,11.19,9,{"$error":"#NUM!"},11.135999999999999,11.135999999999999,11.135999999999999,11.135999999999999,9]
[null,8541,null,729.62800000000004,729.62800000000004,729.62800000000004,729.62800000000004,729.62800000000004,6.66,256.61799999999999,6.66,83,114.84,114.84,83,6.66,89.656000000000006,89.656000000000006,89.656000000000006,89.656000000000006,83,null,null,8541,88.417000000000002,88.417000000000002,88.417000000000002,88.417000000000002,88.417000000000002,{"$error":"#NUM!"},26.175000000000001,{"$error":"#NUM!"},9,11.19,11.19,9,{"$error":"#NUM!"},11.112,11.112,11.112,11.112,9]
[null,8542,null,700.17200000000003,700.17200000000003,700.17200000000003,700.17200000000003,700.17200000000003,6.59,271.99,6.59,97,132.63999999999999,132.63999999999999,97,6.59,103.592,103.592,103.592,103.592,97,null,null,8542,88.414000000000001,88.414000000000001,88.414000000000001,88.414000000000001,88.414000000000001,{"$error":"#NUM!"},26.175000000000001,{"$error":"#NUM!"},9,11.19,11.19,9,{"$error":"#NUM!"},11.071999999999999,11.071999999999999,11.071999999999999,11.071999999999999,9]
[null,8543,null,667.95299999999997,667.95299999999997,667.95299999999997,667.95299999999997,667.95299999999997,6.66,277.036,6.66,96,131.49,131.49,96,6.66,102.65600000000001,102.65600000000001,102.65600000000001,102.65600000000001,96,null,null,8543,88.388999999999996,88.388999999999996,88.388999999999996,88.388999999999996,88.388999999999996,{"$error":"#NUM!"},26.172000000000001,{"$error":"#NUM!"},9,11.16,11.16,9,{"$error":"#NUM!"},11.048,11.048,11.048,11.048,9]
[null,8544,null,656.62099999999998,656.62099999999998,656.62099999999998,656.62099999999998,656.62099999999998,6.53,275.65499999999997,6.53,88,120.99,120.99,88,6.53,94.528000000000006,94.528000000000006,94.528000000000006,94.528000000000006,88,null,null,8544,88.372,88.372,88.372,88.372,88.372,{"$error":"#NUM!"},26.155999999999999,{"$error":"#NUM!"},9,11.16,11.16,9,{"$error":"#NUM!"},11.007999999999999,11.007999999999999,11.007999999999999,11.007999999999999,9]
[null,8545,null,637.27200000000005,637.27200000000005,637.27200000000005,637.27200000000005,637.27200000000005,6.59,269.19299999999998,6.59,77,99.39,99.39,77,6.59,83.591999999999999,83.591999999999999,83.591999999999999,83.591999999999999,77,null,null,8545,88.319000000000003,88.319000000000003,88.319000000000003,88.319000000000003,88.319000000000003,{"$error":"#NUM!"},26.152999999999999,{"$error":"#NUM!"},9,11.13,11.13,9,{"$error":"#NUM!"},11.007999999999999,11.007999999999999,11.007999999999999,11.007999999999999,9]
[null,8546,null,648.08799999999997,648.08799999999997,648.08799999999997,648.08799999999997,648.08799999999997,6.59,267.21300000000002,6.59,77,99.39,99.39,77,6.59,83.591999999999999,83.591999999999999,83.591999999999999,83.591999999999999,77,null,null,8546,88.299000000000007,88.299000000000007,88.299000000000007,88.299000000000007,88.299000000000007,{"$error":"#NUM!"},26.137,{"$error":"#NUM!"},9,11.13,11.13,9,{"$error":"#NUM!"},11.007999999999999,11.007999999999999,11.007999999999999,11.007999999999999,9]
[null,8547,null,645.40700000000004,645.40700000000004,645.40700000000004,645.40700000000004,645.40700000000004,6.53,265.80599999999998,6.53,76,98.09,98.09,76,6.53,82.528000000000006,82.528000000000006,82.528000000000006,82.528000000000006,76,null,null,8547,88.275000000000006,88.275000000000006,88.275000000000006,88.275000000000006,88.275000000000006,{"$error":"#NUM!"},26.094999999999999,{"$error":"#NUM!"},9,11.12,11.12,9,{"$error":"#NUM!"},11,11,11,11,9]
[null,8548,null,651.51499999999999,651.51499999999999,651.51499999999999,651.51499999999999,651.51499999999999,6.53,263.72699999999998,6.53,83,106.41,106.41,83,6.53,89.528000000000006,89.528000000000006,89.528000000000006,89.528000000000006,83,null,null,8548,88.195999999999998,88.195999999999998,88.195999999999998,88.195999999999998,88.195999999999998,{"$error":"#NUM!"},26.085000000000001,{"$error":"#NUM!"},9,11.09,11.09,9,{"$error":"#NUM!"},11,11,11,11,9]
[null,8549,null,673.76300000000003,673.76300000000003,673.76300000000003,673.76300000000003,673.76300000000003,6.53,262.23099999999999,6.53,90,114.73,114.73,90,6.53,96.528000000000006,96.528000000000006,96.528000000000006,96.528000000000006,90,null,null,8549,88.17,88.17,88.17,88.17,88.17,{"$error":"#NUM!"},26.044,{"$error":"#NUM!"},9,11.06,11.06,9,{"$error":"#NUM!"},11,11,11,11,9]
[null,8550,null,687.56700000000001,687.56700000000001,687.56700000000001,687.56700000000001,687.56700000000001,6.59,265.39299999999997,6.59,90,114.85,114.85,90,6.59,96.591999999999999,96.591999999999999,96.591999999999999,96.591999999999999,90,null,null,8550,88.132999999999996,88.132999999999996,88.132999999999996,88.132999999999996,88.132999999999996,{"$error":"#NUM!"},26.024000000000001,{"$error":"#NUM!"},9,11.06,11.06,9,{"$error":"#NUM!"},11,11,11,11,9]
[null,8551,null,703.99599999999998,703.99599999999998,703.99599999999998,703.99599999999998,703.99599999999998,6.46,268.93,6.46,94,119.49,119.49,94,6.46,100.464,100.464,100.464,100.464,94,null,null,8551,88.126999999999995,88.126999999999995,88.126999999999995,88.126999999999995,88.126999999999995,{"$error":"#NUM!"},26.015000000000001,{"$error":"#NUM!"},9,11.04,11.04,9,{"$error":"#NUM!"},11,11,11,11,9]
[null,8552,null,713.88699999999994,713.88699999999994,713.88699999999994,713.88699999999994,713.88699999999994,6.66,278.82299999999998,6.66,83,106.65,106.65,83,6.66,89.656000000000006,89.656000000000006,89.656000000000006,89.656000000000006,83,null,null,8552,88.125,88.125,88.125,88.125,88.125,{"$error":"#NUM!"},25.998999999999999,{"$error":"#NUM!"},9,11.04,11.04,9,{"$error":"#NUM!"},11,11,11,11,9]
[null,8553,null,718.24900000000002,718.24900000000002,718.24900000000002,718.24900000000002,718.24900000000002,6.46,287.346,6.46,75,96.9,96.9,75,6.46,81.463999999999999,81.463999999999999,81.463999999999999,81.463999999999999,75,null,null,8553,88.093000000000004,88.093000000000004,88.093000000000004,88.093000000000004,88.093000000000004,{"$error":"#NUM!"},25.975999999999999,{"$error":"#NUM!"},9,11.02,11.02,9,{"$error":"#NUM!"},11,11,11,11,9]
[null,8554,null,711.27,711.27,711.27,711.27,711.27,6.59,299.50400000000002,6.59,73,94.64,94.64,73,6.59,79.591999999999999,79.591999999999999,79.591999999999999,79.591999999999999,73,null,null,8554,88.087000000000003,88.087000000000003,88.087000000000003,88.087000000000003,88.087000000000003,{"$error":"#NUM!"},25.972999999999999,{"$error":"#NUM!"},9,11.02,11.02,9,{"$error":"#NUM!"},11,11,11,11,9]
[null,8555,null,713.947,713.947,713.947,713.947,713.947,6.59,297.25799999999998,6.59,74,95.83,95.83,74,6.59,80.591999999999999,80.591999999999999,80.591999999999999,80.591999999999999,74,null,null,8555,88.043000000000006,88.043000000000006,88.043000000000006,88.043000000000006,88.043000000000006,{"$error":"#NUM!"},25.963999999999999,{"$error":"#NUM!"},9,11.02,11.02,9,{"$error":"#NUM!"},11,11,11,11,9]
[null,8556,null,715.64099999999996,715.64099999999996,715.64099999999996,715.64099999999996,715.64099999999996,6.53,283.81799999999998,6.53,75,96.9,96.9,75,6.53,81.528000000000006,81.528000000000006,81.528000000000006,81.528000000000006,75,null,null,8556,88.043000000000006,88.043000000000006,88.043000000000006,88.043000000000006,88.043000000000006,{"$error":"#NUM!"},25.948,{"$error":"#NUM!"},9,11.02,11.02,9,{"$error":"#NUM!"},11,11,11,11,9]
[null,8557,null,717.56500000000005,717.56500000000005,717.56500000000005,717.56500000000005,717.56500000000005,6.59,273.435,6.59,80,102.96,102.96,80,6.59,86.591999999999999,86.591999999999999,86.591999999999999,86.591999999999999,80,null,null,8557,87.989000000000004,87.989000000000004,87.989000000000004,87.989000000000004,87.989000000000004,{"$error":"#NUM!"},25.940999999999999,{"$error":"#NUM!"},9,11,11,9,{"$error":"#NUM!"},10.984,10.984,10.984,10.984,9]
[null,8558,null,707.26199999999994,707.26199999999994,707.26199999999994,707.26199999999994,707.26199999999994,6.46,265.43799999999999,6.46,80,102.84,102.84,80,6.46,86.463999999999999,86.463999999999999,86.463999999999999,86.463999999999999,80,null,null,8558,87.956000000000003,87.956000000000003,87.956000000000003,87.956000000000003,87.956000000000003,{"$error":"#NUM!"},25.931999999999999,{"$error":"#NUM!"},9,10.99,10.99,9,{"$error":"#NUM!"},10.944000000000001,10.944000000000001,10.944000000000001,10.944000000000001,9]
[null,8559,null,708.81799999999998,708.81799999999998,708.81799999999998,708.81799999999998,708.81799999999998,6.53,261.75400000000002,6.53,79,101.65,101.65,79,6.53,85.528000000000006,85.528000000000006,85.528000000000006,85.528000000000006,79,null,null,8559,87.947000000000003,87.947000000000003,87.947000000000003,87.947000000000003,87.947000000000003,{"$error":"#NUM!"},25.916,{"$error":"#NUM!"},9,10.98,10.98,9,{"$error":"#NUM!"},10.896000000000001,10.896000000000001,10.896000000000001,10.896000000000001,9]
[null,8560,null,710.17600000000004,710.17600000000004,710.17600000000004,710.17600000000004,710.17600000000004,6.66,259.27699999999999,6.66,79,101.89,101.89,79,6.66,85.656000000000006,85.656000000000006,85.656000000000006,85.656000000000006,79,null,null,8560,87.941999999999993,87.941999999999993,87.941999999999993,87.941999999999993,87.941999999999993,{"$error":"#NUM!"},25.902999999999999,{"$error":"#NUM!"},9,10.98,10.98,9,{"$error":"#NUM!"},10.88,10.88,10.88,10.88,9]
[null,8561,null,723.327,723.327,723.327,723.327,723.327,6.46,261.92,6.46,77,99.28,99.28,77,6.46,83.463999999999999,83.463999999999999,83.463999999999999,83.463999999999999,77,null,null,8561,87.930999999999997,87.930999999999997,87.930999999999997,87.930999999999997,87.930999999999997,{"$error":"#NUM!"},25.902999999999999,{"$error":"#NUM!"},9,10.97,10.97,9,{"$error":"#NUM!"},10.72,10.72,10.72,10.72,9]
[null,8562,null,710.48800000000006,710.48800000000006,710.48800000000006,710.48800000000006,710.48800000000006,6.66,261.07400000000001,6.66,82,105.46,105.46,82,6.66,88.656000000000006,88.656000000000006,88.656000000000006,88.656000000000006,82,null,null,8562,87.906999999999996,87.906999999999996,87.906999999999996,87.906999999999996,87.906999999999996,{"$error":"#NUM!"},25.896000000000001,{"$error":"#NUM!"},9,10.96,10.96,9,{"$error":"#NUM!"},10.688000000000001,10.688000000000001,10.688000000000001,10.688000000000001,9]
[null,8563,null,713.423,713.423,713.423,713.423,713.423,6.59,263.20499999999998,6.59,88,112.47,112.47,88,6.59,94.591999999999999,94.591999999999999,94.591999999999999,94.591999999999999,88,null,null,8563,87.861999999999995,87.861999999999995,87.861999999999995,87.861999999999995,87.861999999999995,{"$error":"#NUM!"},25.896000000000001,{"$error":"#NUM!"},9,10.95,10.95,9,{"$error":"#NUM!"},10.64,10.64,10.64,10.64,9]
[null,8564,null,709.24400000000003,709.24400000000003,709.24400000000003,709.24400000000003,709.24400000000003,6.46,262.08,6.46,92,117.11,117.11,92,6.46,98.463999999999999,98.463999999999999,98.463999999999999,98.463999999999999,92,null,null,8564,87.831999999999994,87.831999999999994,87.831999999999994,87.831999999999994,87.831999999999994,{"$error":"#NUM!"},25.893000000000001,{"$error":"#NUM!"},9,10.94,10.94,9,{"$error":"#NUM!"},10.56,10.56,10.56,10.56,9]
[null,8565,null,725.13599999999997,725.13599999999997,725.13599999999997,725.13599999999997,725.13599999999997,6.59,263.83,6.59,90,114.85,114.85,90,6.59,96.591999999999999,96.591999999999999,96.591999999999999,96.591999999999999,90,null,null,8565,87.82,87.82,87.82,87.82,87.82,{"$error":"#NUM!"},25.887,{"$error":"#NUM!"},9,10.94,10.94,9,{"$error":"#NUM!"},10.56,10.56,10.56,10.56,9]
[null,8566,null,710.73,710.73,710.73,710.73,710.73,6.66,267.02100000000002,6.66,90,114.97,114.97,90,6.66,96.656000000000006,96.656000000000006,96.656000000000006,96.656000000000006,90,null,null,8566,87.805999999999997,87.805999999999997,87.805999999999997,87.805999999999997,87.805999999999997,{"$error":"#NUM!"},25.873999999999999,{"$error":"#NUM!"},9,10.94,10.94,9,{"$error":"#NUM!"},10.496,10.496,10.496,10.496,9]
[null,8567,null,686.26400000000001,686.26400000000001,686.26400000000001,686.26400000000001,686.26400000000001,6.53,264.97300000000001,6.53,89,113.54,113.54,89,6.53,95.528000000000006,95.528000000000006,95.528000000000006,95.528000000000006,89,null,null,8567,87.653000000000006,87.653000000000006,87.653000000000006,87.653000000000006,87.653000000000006,{"$error":"#NUM!"},25.826000000000001,{"$error":"#NUM!"},9,10.94,10.94,9,{"$error":"#NUM!"},10.432,10.432,10.432,10.432,9]
[null,8568,null,640.04600000000005,640.04600000000005,640.04600000000005,640.04600000000005,640.04600000000005,6.59,261.02999999999997,6.59,85,108.91,108.91,85,6.59,91.591999999999999,91.591999999999999,91.591999999999999,91.591999999999999,85,null,null,8568,87.623000000000005,87.623000000000005,87.623000000000005,87.623000000000005,87.623000000000005,{"$error":"#NUM!"},25.8,{"$error":"#NUM!"},9,10.92,10.92,9,{"$error":"#NUM!"},10.432,10.432,10.432,10.432,9]
[null,8569,null,644.86500000000001,644.86500000000001,644.86500000000001,644.86500000000001,644.86500000000001,6.59,252.08500000000001,6.59,79,90.22,90.22,79,6.59,85.591999999999999,85.591999999999999,85.591999999999999,85.591999999999999,79,null,null,8569,87.590999999999994,87.590999999999994,87.590999999999994,87.590999999999994,87.590999999999994,{"$error":"#NUM!"},25.783999999999999,{"$error":"#NUM!"},9,10.91,10.91,9,{"$error":"#NUM!"},10.368,10.368,10.368,10.368,9]
[null,8570,null,650.98800000000006,650.98800000000006,650.98800000000006,650.98800000000006,650.98800000000006,6.72,255.90700000000001,6.72,75,86.1,86.1,75,6.72,81.72,81.72,81.72,81.72,75,null,null,8570,87.58,87.58,87.58,87.58,87.58,{"$error":"#NUM!"},25.780999999999999,{"$error":"#NUM!"},9,10.91,10.91,9,{"$error":"#NUM!"},10.28,10.28,10.28,10.28,9]
[null,8571,null,647.96699999999998,647.96699999999998,647.96699999999998,647.96699999999998,647.96699999999998,6.59,259.87599999999998,6.59,74,84.95,84.95,74,6.59,80.591999999999999,80.591999999999999,80.591999999999999,80.591999999999999,74,null,null,8571,87.566000000000003,87.566000000000003,87.566000000000003,87.566000000000003,87.566000000000003,{"$error":"#NUM!"},25.777999999999999,{"$error":"#NUM!"},9,10.91,10.91,9,{"$error":"#NUM!"},10.24,10.24,10.24,10.24,9]
[null,8572,null,641.91,641.91,641.91,641.91,641.91,6.66,261.81400000000002,6.66,72,82.94,82.94,72,6.66,78.656000000000006,78.656000000000006,78.656000000000006,78.656000000000006,72,null,null,8572,87.537999999999997,87.537999999999997,87.537999999999997,87.537999999999997,87.537999999999997,{"$error":"#NUM!"},25.774999999999999,{"$error":"#NUM!"},9,10.9,10.9,9,{"$error":"#NUM!"},10.048,10.048,10.048,10.048,9]
[null,8573,null,677.14700000000005,677.14700000000005,677.14700000000005,677.14700000000005,677.14700000000005,6.53,261.85300000000001,6.53,74,84.84,84.84,74,6.53,80.528000000000006,80.528000000000006,80.528000000000006,80.528000000000006,74,null,null,8573,87.497,87.497,87.497,87.497,87.497,{"$error":"#NUM!"},25.771000000000001,{"$error":"#NUM!"},9,10.9,10.9,9,{"$error":"#NUM!"},10.048,10.048,10.048,10.048,9]
[null,8574,null,701.59900000000005,701.59900000000005,701.59900000000005,701.59900000000005,701.59900000000005,6.78,262.76,6.78,77,88.32,88.32,77,6.78,83.784000000000006,83.784000000000006,83.784000000000006,83.784000000000006,77,null,null,8574,87.364999999999995,87.364999999999995,87.364999999999995,87.364999999999995,87.364999999999995,{"$error":"#NUM!"},25.748999999999999,{"$error":"#NUM!"},9,10.89,10.89,9,{"$error":"#NUM!"},10.023999999999999,10.023999999999999,10.023999999999999,10.023999999999999,9]
[null,8575,null,711.452,711.452,711.452,711.452,711.452,6.46,269.161,6.46,85,96.43,96.43,85,6.46,91.463999999999999,91.463999999999999,91.463999999999999,91.463999999999999,85,null,null,8575,87.334000000000003,87.334000000000003,87.334000000000003,87.334000000000003,87.334000000000003,{"$error":"#NUM!"},25.748999999999999,{"$error":"#NUM!"},9,10.87,10.87,9,{"$error":"#NUM!"},10,10,10,10,9]
[null,8576,null,717.00800000000004,717.00800000000004,717.00800000000004,717.00800000000004,717.00800000000004,6.66,272.17200000000003,6.66,85,96.65,96.65,85,6.66,91.656000000000006,91.656000000000006,91.656000000000006,91.656000000000006,85,null,null,8576,87.265000000000001,87.265000000000001,87.265000000000001,87.265000000000001,87.265000000000001,{"$error":"#NUM!"},25.739000000000001,{"$error":"#NUM!"},9,10.87,10.87,9,{"$error":"#NUM!"},10,10,10,10,9]
[null,8577,null,721.82500000000005,721.82500000000005,721.82500000000005,721.82500000000005,721.82500000000005,6.66,273.233,6.66,84,95.59,95.59,84,6.66,90.656000000000006,90.656000000000006,90.656000000000006,90.656000000000006,84,null,null,8577,87.259,87.259,87.259,87.259,87.259,{"$error":"#NUM!"},25.72,{"$error":"#NUM!"},9,10.87,10.87,9,{"$error":"#NUM!"},10,10,10,10,9]
[null,8578,null,722.61699999999996,722.61699999999996,722.61699999999996,722.61699999999996,722.61699999999996,6.66,271.48399999999998,6.66,84,95.59,95.59,84,6.66,90.656000000000006,90.656000000000006,90.656000000000006,90.656000000000006,84,null,null,8578,{"$f":"LARGE(D$13:D$8748,$X8590)","v":87.222999999999999},{"$f":"LARGE(E$13:E$8748,$X8590)","v":87.222999999999999},{"$f":"LARGE(F$13:F$8748,$X8590)","v":87.222999999999999},{"$f":"LARGE(G$13:G$8748,$X8590)","v":87.222999999999999},{"$f":"LARGE(H$13:H$8748,$X8590)","v":87.222999999999999},{"$f":"LARGE(I$13:I$8748,$X8590)","v":{"$error":"#NUM!"}},{"$f":"LARGE(J$13:J$8748,$X8590)","v":25.666},{"$f":"LARGE(K$13:K$8748,$X8590)","v":{"$error":"#NUM!"}},{"$f":"LARGE(L$13:L$8748,$X8590)","v":9},{"$f":"LARGE(M$13:M$8748,$X8590)","v":10.84},{"$f":"LARGE(N$13:N$8748,$X8590)","v":10.84},{"$f":"LARGE(O$13:O$8748,$X8590)","v":9},{"$f":"LARGE(P$13:P$8748,$X8590)","v":{"$error":"#NUM!"}},{"$f":"LARGE(Q$13:Q$8748,$X8590)","v":10},{"$f":"LARGE(R$13:R$8748,$X8590)","v":10},{"$f":"LARGE(S$13:S$8748,$X8590)","v":10},{"$f":"LARGE(T$13:T$8748,$X8590)","v":10},{"$f":"LARGE(U$13:U$8748,$X8590)","v":9}]
[null,{"$f":"B8590+1","v":8579},null,719.94299999999998,719.94299999999998,719.94299999999998,719.94299999999998,719.94299999999998,6.59,280.36399999999998,6.59,82,93.38,93.38,82,6.59,88.591999999999999,88.591999999999999,88.591999999999999,88.591999999999999,82,null,null,8579,87.206000000000003,87.206000000000003,87.206000000000003,87.206000000000003,87.206000000000003,{"$error":"#NUM!"},25.655999999999999,{"$error":"#NUM!"},9,10.84,10.84,9,{"$error":"#NUM!"},10,10,10,10,9]
[null,8580,null,739.39800000000002,739.39800000000002,739.39800000000002,739.39800000000002,739.39800000000002,6.66,281.07600000000002,6.66,76,87.16,87.16,76,6.66,82.656000000000006,82.656000000000006,82.656000000000006,82.656000000000006,76,null,null,8580,87.15,87.15,87.15,87.15,87.15,{"$error":"#NUM!"},25.652999999999999,{"$error":"#NUM!"},9,10.8,10.8,9,{"$error":"#NUM!"},10,10,10,10,9]
[null,8581,null,734.12400000000002,734.12400000000002,734.12400000000002,734.12400000000002,734.12400000000002,6.66,278.173,6.66,79,90.32,90.32,79,6.66,85.656000000000006,85.656000000000006,85.656000000000006,85.656000000000006,79,null,null,8581,87,87,87,87,87,{"$error":"#NUM!"},25.65,{"$error":"#NUM!"},9,10.77,10.77,9,{"$error":"#NUM!"},10,10,10,10,9]
[null,8582,null,724.49599999999998,724.49599999999998,724.49599999999998,724.49599999999998,724.49599999999998,6.66,274.36700000000002,6.66,79,90.32,90.32,79,6.66,85.656000000000006,85.656000000000006,85.656000000000006,85.656000000000006,79,null,null,8582,86.947000000000003,86.947000000000003,86.947000000000003,86.947000000000003,86.947000000000003,{"$error":"#NUM!"},25.637,{"$error":"#NUM!"},9,10.77,10.77,9,{"$error":"#NUM!"},10,10,10,10,9]
[null,8583,null,733.34900000000005,733.34900000000005,733.34900000000005,733.34900000000005,733.34900000000005,6.66,273.505,6.66,82,93.48,93.48,82,6.66,88.656000000000006,88.656000000000006,88.656000000000006,88.656000000000006,82,null,null,8583,86.869,86.869,86.869,86.869,86.869,{"$error":"#NUM!"},25.634,{"$error":"#NUM!"},9,10.75,10.75,9,{"$error":"#NUM!"},10,10,10,10,9]
[null,8584,null,733.76199999999994,733.76199999999994,733.76199999999994,733.76199999999994,733.76199999999994,6.72,274.12299999999999,6.72,83,94.54,94.54,83,6.72,89.72,89.72,89.72,89.72,83,null,null,8584,86.861999999999995,86.861999999999995,86.861999999999995,86.861999999999995,86.861999999999995,{"$error":"#NUM!"},25.63,{"$error":"#NUM!"},9,10.75,10.75,9,{"$error":"#NUM!"},10,10,10,10,9]
[null,8585,null,747.84100000000001,747.84100000000001,747.84100000000001,747.84100000000001,747.84100000000001,6.59,278.541,6.59,84,95.49,95.49,84,6.59,90.591999999999999,90.591999999999999,90.591999999999999,90.591999999999999,84,null,null,8585,86.783000000000001,86.783000000000001,86.783000000000001,86.783000000000001,86.783000000000001,{"$error":"#NUM!"},25.623999999999999,{"$error":"#NUM!"},9,10.75,10.75,9,{"$error":"#NUM!"},10,10,10,10,9]
[null,8586,null,752.41099999999994,752.41099999999994,752.41099999999994,752.41099999999994,752.41099999999994,6.66,285.22800000000001,6.66,86,97.7,97.7,86,6.66,92.656000000000006,92.656000000000006,92.656000000000006,92.656000000000006,86,null,null,8586,86.706999999999994,86.706999999999994,86.706999999999994,86.706999999999994,86.706999999999994,{"$error":"#NUM!"},25.611000000000001,{"$error":"#NUM!"},9,10.75,10.75,9,{"$error":"#NUM!"},10,10,10,10,9]
[null,8587,null,754.29600000000005,754.29600000000005,754.29600000000005,754.29600000000005,754.29600000000005,6.59,291.036,6.59,84,95.49,95.49,84,6.59,90.591999999999999,90.591999999999999,90.591999999999999,90.591999999999999,84,null,null,8587,86.662999999999997,86.662999999999997,86.662999999999997,86.662999999999997,86.662999999999997,{"$error":"#NUM!"},25.602,{"$error":"#NUM!"},9,10.73,10.73,9,{"$error":"#NUM!"},10,10,10,10,9]
[null,8588,null,760.06299999999999,760.06299999999999,760.06299999999999,760.06299999999999,760.06299999999999,6.66,295.89299999999997,6.66,90,101.91,101.91,90,6.66,96.656000000000006,96.656000000000006,96.656000000000006,96.656000000000006,90,null,null,8588,86.641000000000005,86.641000000000005,86.641000000000005,86.641000000000005,86.641000000000005,{"$error":"#NUM!"},25.585999999999999,{"$error":"#NUM!"},9,10.73,10.73,9,{"$error":"#NUM!"},10,10,10,10,9]
[null,8589,null,765.04200000000003,765.04200000000003,765.04200000000003,765.04200000000003,765.04200000000003,6.66,297.28100000000001,6.66,90,101.91,101.91,90,6.66,96.656000000000006,96.656000000000006,96.656000000000006,96.656000000000006,90,null,null,8589,86.593000000000004,86.593000000000004,86.593000000000004,86.593000000000004,86.593000000000004,{"$error":"#NUM!"},25.562999999999999,{"$error":"#NUM!"},9,10.73,10.73,9,{"$error":"#NUM!"},10,10,10,10,9]
[null,8590,null,742.70600000000002,742.70600000000002,742.70600000000002,742.70600000000002,742.70600000000002,6.66,309.23700000000002,6.66,88,99.81,99.81,88,6.66,94.656000000000006,94.656000000000006,94.656000000000006,94.656000000000006,88,null,null,8590,86.587000000000003,86.587000000000003,86.587000000000003,86.587000000000003,86.587000000000003,{"$error":"#NUM!"},25.553999999999998,{"$error":"#NUM!"},9,10.72,10.72,9,{"$error":"#NUM!"},10,10,10,10,9]
[null,8591,null,714.298,714.298,714.298,714.298,714.298,6.46,321.46600000000001,6.46,86,97.49,97.49,86,6.46,92.463999999999999,92.463999999999999,92.463999999999999,92.463999999999999,86,null,null,8591,86.572999999999993,86.572999999999993,86.572999999999993,86.572999999999993,86.572999999999993,{"$error":"#NUM!"},25.524999999999999,{"$error":"#NUM!"},9,10.71,10.71,9,{"$error":"#NUM!"},10,10,10,10,9]
[null,8592,null,656.68600000000004,656.68600000000004,656.68600000000004,656.68600000000004,656.68600000000004,6.66,328.63,6.66,80,91.38,91.38,80,6.66,86.656000000000006,86.656000000000006,86.656000000000006,86.656000000000006,80,null,null,8592,86.486999999999995,86.486999999999995,86.486999999999995,86.486999999999995,86.486999999999995,{"$error":"#NUM!"},25.504999999999999,{"$error":"#NUM!"},9,10.7,10.7,9,{"$error":"#NUM!"},10,10,10,10,9]
[null,8593,null,701.06799999999998,701.06799999999998,701.06799999999998,701.06799999999998,701.06799999999998,6.66,328.84800000000001,6.66,75,77.81,77.81,75,6.66,81.656000000000006,81.656000000000006,81.656000000000006,81.656000000000006,75,null,null,8593,86.448999999999998,86.448999999999998,86.448999999999998,86.448999999999998,86.448999999999998,{"$error":"#NUM!"},25.504999999999999,{"$error":"#NUM!"},9,10.69,10.69,9,{"$error":"#NUM!"},10,10,10,10,9]
[null,8594,null,704.45500000000004,704.45500000000004,704.45500000000004,704.45500000000004,704.45500000000004,6.59,321.68700000000001,6.59,73,75.81,75.81,73,6.59,79.591999999999999,79.591999999999999,79.591999999999999,79.591999999999999,73,null,null,8594,86.415000000000006,86.415000000000006,86.415000000000006,86.415000000000006,86.415000000000006,{"$error":"#NUM!"},25.486000000000001,{"$error":"#NUM!"},9,10.68,10.68,9,{"$error":"#NUM!"},9.9600000000000009,9.9600000000000009,9.9600000000000009,9.9600000000000009,9]
[null,8595,null,711.47900000000004,711.47900000000004,711.47900000000004,711.47900000000004,711.47900000000004,6.72,312.00799999999998,6.72,69,72.09,72.09,69,6.72,75.72,75.72,75.72,75.72,69,null,null,8595,86.334999999999994,86.334999999999994,86.334999999999994,86.334999999999994,86.334999999999994,{"$error":"#NUM!"},25.47,{"$error":"#NUM!"},9,10.67,10.67,9,{"$error":"#NUM!"},9.9359999999999999,9.9359999999999999,9.9359999999999999,9.9359999999999999,9]
[null,8596,null,723.12199999999996,723.12199999999996,723.12199999999996,723.12199999999996,723.12199999999996,6.66,302.01900000000001,6.66,72,74.95,74.95,72,6.66,78.656000000000006,78.656000000000006,78.656000000000006,78.656000000000006,72,null,null,8596,86.201999999999998,86.201999999999998,86.201999999999998,86.201999999999998,86.201999999999998,{"$error":"#NUM!"},25.457000000000001,{"$error":"#NUM!"},9,10.67,10.67,9,{"$error":"#NUM!"},9.92,9.92,9.92,9.92,9]
[null,8597,null,744.98299999999995,744.98299999999995,744.98299999999995,744.98299999999995,744.98299999999995,6.59,292.64100000000002,6.59,71,73.900000000000006,73.900000000000006,71,6.59,77.591999999999999,77.591999999999999,77.591999999999999,77.591999999999999,71,null,null,8597,86.191999999999993,86.191999999999993,86.191999999999993,86.191999999999993,86.191999999999993,{"$error":"#NUM!"},25.445,{"$error":"#NUM!"},9,10.67,10.67,9,{"$error":"#NUM!"},9.8960000000000008,9.8960000000000008,9.8960000000000008,9.8960000000000008,9]
[null,8598,null,772.62599999999998,772.62599999999998,772.62599999999998,772.62599999999998,772.62599999999998,6.59,291.13600000000002,6.59,75,77.709999999999994,77.709999999999994,75,6.59,81.591999999999999,81.591999999999999,81.591999999999999,81.591999999999999,75,null,null,8598,86.174999999999997,86.174999999999997,86.174999999999997,86.174999999999997,86.174999999999997,{"$error":"#NUM!"},25.425000000000001,{"$error":"#NUM!"},9,10.64,10.64,9,{"$error":"#NUM!"},9.8960000000000008,9.8960000000000008,9.8960000000000008,9.8960000000000008,9]
[null,8599,null,794.59199999999998,794.59199999999998,794.59199999999998,794.59199999999998,794.59199999999998,6.66,288.36099999999999,6.66,87,89.24,89.24,87,6.66,93.656000000000006,93.656000000000006,93.656000000000006,93.656000000000006,87,null,null,8599,86.111000000000004,86.111000000000004,86.111000000000004,86.111000000000004,86.111000000000004,{"$error":"#NUM!"},25.39,{"$error":"#NUM!"},9,10.63,10.63,9,{"$error":"#NUM!"},9.7919999999999998,9.7919999999999998,9.7919999999999998,9.7919999999999998,9]
[null,8600,null,813.73099999999999,813.73099999999999,813.73099999999999,813.73099999999999,813.73099999999999,6.66,287.77199999999999,6.66,83,85.43,85.43,83,6.66,89.656000000000006,89.656000000000006,89.656000000000006,89.656000000000006,83,null,null,8600,86.105999999999995,86.105999999999995,86.105999999999995,86.105999999999995,86.105999999999995,{"$error":"#NUM!"},25.370999999999999,{"$error":"#NUM!"},9,10.63,10.63,9,{"$error":"#NUM!"},9.6639999999999997,9.6639999999999997,9.6639999999999997,9.6639999999999997,9]
[null,8601,null,813.39800000000002,813.39800000000002,813.39800000000002,813.39800000000002,813.39800000000002,6.66,292.83999999999997,6.66,83,85.43,85.43,83,6.66,89.656000000000006,89.656000000000006,89.656000000000006,89.656000000000006,83,null,null,8601,86.102999999999994,86.102999999999994,86.102999999999994,86.102999999999994,86.102999999999994,{"$error":"#NUM!"},25.335999999999999,{"$error":"#NUM!"},9,10.6,10.6,9,{"$error":"#NUM!"},9.4719999999999995,9.4719999999999995,9.4719999999999995,9.4719999999999995,9]
[null,8602,null,802.97,802.97,802.97,802.97,802.97,6.66,297.45699999999999,6.66,83,85.43,85.43,83,6.66,89.656000000000006,89.656000000000006,89.656000000000006,89.656000000000006,83,null,null,8602,86.087999999999994,86.087999999999994,86.087999999999994,86.087999999999994,86.087999999999994,{"$error":"#NUM!"},25.265000000000001,{"$error":"#NUM!"},9,10.59,10.59,9,{"$error":"#NUM!"},9.4719999999999995,9.4719999999999995,9.4719999999999995,9.4719999999999995,9]
[null,8603,null,802.58,802.58,802.58,802.58,802.58,6.59,302.96699999999998,6.59,81,83.43,83.43,81,6.59,87.591999999999999,87.591999999999999,87.591999999999999,87.591999999999999,81,null,null,8603,86.027000000000001,86.027000000000001,86.027000000000001,86.027000000000001,86.027000000000001,{"$error":"#NUM!"},25.181999999999999,{"$error":"#NUM!"},9,10.58,10.58,9,{"$error":"#NUM!"},9.3439999999999994,9.3439999999999994,9.3439999999999994,9.3439999999999994,9]
[null,8604,null,788.66800000000001,788.66800000000001,788.66800000000001,788.66800000000001,788.66800000000001,6.66,298.95600000000002,6.66,81,83.52,83.52,81,6.66,87.656000000000006,87.656000000000006,87.656000000000006,87.656000000000006,81,null,null,8604,86.02,86.02,86.02,86.02,86.02,{"$error":"#NUM!"},25.172000000000001,{"$error":"#NUM!"},9,10.58,10.58,9,{"$error":"#NUM!"},9.3439999999999994,9.3439999999999994,9.3439999999999994,9.3439999999999994,9]
[null,8605,null,768.95399999999995,768.95399999999995,768.95399999999995,768.95399999999995,768.95399999999995,6.66,269.82100000000003,6.66,85,87.33,87.33,85,6.66,91.656000000000006,91.656000000000006,91.656000000000006,91.656000000000006,85,null,null,8605,85.984999999999999,85.984999999999999,85.984999999999999,85.984999999999999,85.984999999999999,{"$error":"#NUM!"},25.15,{"$error":"#NUM!"},9,10.57,10.57,9,{"$error":"#NUM!"},9.2959999999999994,9.2959999999999994,9.2959999999999994,9.2959999999999994,9]
[null,8606,null,782.63099999999997,782.63099999999997,782.63099999999997,782.63099999999997,782.63099999999997,6.66,260.44299999999998,6.66,84,86.38,86.38,84,6.66,90.656000000000006,90.656000000000006,90.656000000000006,90.656000000000006,84,null,null,8606,85.873000000000005,85.873000000000005,85.873000000000005,85.873000000000005,85.873000000000005,{"$error":"#NUM!"},25.14,{"$error":"#NUM!"},9,10.57,10.57,9,{"$error":"#NUM!"},9.2560000000000002,9.2560000000000002,9.2560000000000002,9.2560000000000002,9]
[null,8607,null,788.07299999999998,788.07299999999998,788.07299999999998,788.07299999999998,788.07299999999998,6.72,256.92200000000003,6.72,88,90.19,90.19,88,6.72,94.72,94.72,94.72,94.72,88,null,null,8607,85.843000000000004,85.843000000000004,85.843000000000004,85.843000000000004,85.843000000000004,{"$error":"#NUM!"},25.134,{"$error":"#NUM!"},9,10.57,10.57,9,{"$error":"#NUM!"},9.1519999999999992,9.1519999999999992,9.1519999999999992,9.1519999999999992,9]
[null,8608,null,789.93100000000004,789.93100000000004,789.93100000000004,789.93100000000004,789.93100000000004,6.66,258.428,6.66,88,90.19,90.19,88,6.66,94.656000000000006,94.656000000000006,94.656000000000006,94.656000000000006,88,null,null,8608,85.751999999999995,85.751999999999995,85.751999999999995,85.751999999999995,85.751999999999995,{"$error":"#NUM!"},25.131,{"$error":"#NUM!"},9,10.53,10.53,9,{"$error":"#NUM!"},9.1519999999999992,9.1519999999999992,9.1519999999999992,9.1519999999999992,9]
[null,8609,null,784.39599999999996,784.39599999999996,784.39599999999996,784.39599999999996,784.39599999999996,6.59,260.22500000000002,6.59,89,91.04,91.04,89,6.59,95.591999999999999,95.591999999999999,95.591999999999999,95.591999999999999,89,null,null,8609,85.748999999999995,85.748999999999995,85.748999999999995,85.748999999999995,85.748999999999995,{"$error":"#NUM!"},25.117999999999999,{"$error":"#NUM!"},9,10.52,10.52,9,{"$error":"#NUM!"},9.1519999999999992,9.1519999999999992,9.1519999999999992,9.1519999999999992,9]
[null,8610,null,784.48900000000003,784.48900000000003,784.48900000000003,784.48900000000003,784.48900000000003,6.72,263.72399999999999,6.72,91,93.05,93.05,91,6.72,97.72,97.72,97.72,97.72,91,null,null,8610,85.674999999999997,85.674999999999997,85.674999999999997,85.674999999999997,85.674999999999997,{"$error":"#NUM!"},25.111000000000001,{"$error":"#NUM!"},9,10.52,10.52,9,{"$error":"#NUM!"},9.1519999999999992,9.1519999999999992,9.1519999999999992,9.1519999999999992,9]
[null,8611,null,775.48299999999995,775.48299999999995,775.48299999999995,775.48299999999995,775.48299999999995,6.66,263.375,6.66,90,92.09,92.09,90,6.66,96.656000000000006,96.656000000000006,96.656000000000006,96.656000000000006,90,null,null,8611,85.659000000000006,85.659000000000006,85.659000000000006,85.659000000000006,85.659000000000006,{"$error":"#NUM!"},25.108000000000001,{"$error":"#NUM!"},9,10.52,10.52,9,{"$error":"#NUM!"},9.0879999999999992,9.0879999999999992,9.0879999999999992,9.0879999999999992,9]
[null,8612,null,758.80700000000002,758.80700000000002,758.80700000000002,758.80700000000002,758.80700000000002,6.34,247.202,6.34,91,92.66,92.66,91,6.34,97.335999999999999,97.335999999999999,97.335999999999999,97.335999999999999,91,null,null,8612,85.656999999999996,85.656999999999996,85.656999999999996,85.656999999999996,85.656999999999996,{"$error":"#NUM!"},25.073,{"$error":"#NUM!"},9,10.51,10.51,9,{"$error":"#NUM!"},9.0879999999999992,9.0879999999999992,9.0879999999999992,9.0879999999999992,9]
[null,8613,null,723.34699999999998,723.34699999999998,723.34699999999998,723.34699999999998,723.34699999999998,5.7,239.74700000000001,5.7,87,88.28,88.28,87,5.7,92.695999999999998,92.695999999999998,92.695999999999998,92.695999999999998,87,null,null,8613,85.652000000000001,85.652000000000001,85.652000000000001,85.652000000000001,85.652000000000001,{"$error":"#NUM!"},25.067,{"$error":"#NUM!"},9,10.5,10.5,9,{"$error":"#NUM!"},9.0239999999999991,9.0239999999999991,9.0239999999999991,9.0239999999999991,9]
[null,8614,null,702.63099999999997,702.63099999999997,702.63099999999997,702.63099999999997,702.63099999999997,5.76,222.03899999999999,5.76,89,90.28,90.28,89,5.76,94.76,94.76,94.76,94.76,89,null,null,8614,85.606999999999999,85.606999999999999,85.606999999999999,85.606999999999999,85.606999999999999,{"$error":"#NUM!"},25.044,{"$error":"#NUM!"},9,10.49,10.49,9,{"$error":"#NUM!"},9.0239999999999991,9.0239999999999991,9.0239999999999991,9.0239999999999991,9]
[null,8615,null,678.70799999999997,678.70799999999997,678.70799999999997,678.70799999999997,678.70799999999997,5.7,214.34700000000001,5.7,90,91.14,91.14,90,5.7,95.695999999999998,95.695999999999998,95.695999999999998,95.695999999999998,90,null,null,8615,85.388000000000005,85.388000000000005,85.388000000000005,85.388000000000005,85.388000000000005,{"$error":"#NUM!"},25.044,{"$error":"#NUM!"},9,10.45,10.45,9,{"$error":"#NUM!"},9,9,9,9,9]
[null,8616,null,696.096,696.096,696.096,696.096,696.096,5.76,203.73,5.76,86,87.43,87.43,86,5.76,91.76,91.76,91.76,91.76,86,null,null,8616,85.367999999999995,85.367999999999995,85.367999999999995,85.367999999999995,85.367999999999995,{"$error":"#NUM!"},25.012,{"$error":"#NUM!"},9,10.44,10.44,9,{"$error":"#NUM!"},9,9,9,9,9]
[null,8617,null,626.19799999999998,626.19799999999998,626.19799999999998,626.19799999999998,626.19799999999998,5.82,196.86699999999999,5.82,84,76.88,76.88,84,5.82,89.823999999999998,89.823999999999998,89.823999999999998,89.823999999999998,84,null,null,8617,85.35,85.35,85.35,85.35,85.35,{"$error":"#NUM!"},25.009,{"$error":"#NUM!"},9,10.42,10.42,9,{"$error":"#NUM!"},9,9,9,9,9]
[null,8618,null,632.38300000000004,632.38300000000004,632.38300000000004,632.38300000000004,632.38300000000004,5.89,198.578,5.89,84,76.97,76.97,84,5.89,89.888000000000005,89.888000000000005,89.888000000000005,89.888000000000005,84,null,null,8618,85.239000000000004,85.239000000000004,85.239000000000004,85.239000000000004,85.239000000000004,{"$error":"#NUM!"},25.006,{"$error":"#NUM!"},9,10.4,10.4,9,{"$error":"#NUM!"},9,9,9,9,9]
[null,8619,null,630.78599999999994,630.78599999999994,630.78599999999994,630.78599999999994,630.78599999999994,5.89,194.39099999999999,5.89,80,73.540000000000006,73.540000000000006,80,5.89,85.888000000000005,85.888000000000005,85.888000000000005,85.888000000000005,80,null,null,8619,85.236999999999995,85.236999999999995,85.236999999999995,85.236999999999995,85.236999999999995,{"$error":"#NUM!"},24.951000000000001,{"$error":"#NUM!"},9,10.4,10.4,9,{"$error":"#NUM!"},9,9,9,9,9]
[null,8620,null,638.10400000000004,638.10400000000004,638.10400000000004,638.10400000000004,638.10400000000004,5.82,183.24799999999999,5.82,79,72.599999999999994,72.599999999999994,79,5.82,84.823999999999998,84.823999999999998,84.823999999999998,84.823999999999998,79,null,null,8620,85.209000000000003,85.209000000000003,85.209000000000003,85.209000000000003,85.209000000000003,{"$error":"#NUM!"},24.951000000000001,{"$error":"#NUM!"},9,10.35,10.35,9,{"$error":"#NUM!"},9,9,9,9,9]
[null,8621,null,645.19899999999996,645.19899999999996,645.19899999999996,645.19899999999996,645.19899999999996,5.82,184.19300000000001,5.82,79,72.599999999999994,72.599999999999994,79,5.82,84.823999999999998,84.823999999999998,84.823999999999998,84.823999999999998,79,null,null,8621,85.156999999999996,85.156999999999996,85.156999999999996,85.156999999999996,85.156999999999996,{"$error":"#NUM!"},24.942,{"$error":"#NUM!"},9,10.35,10.35,9,{"$error":"#NUM!"},9,9,9,9,9]
[null,8622,null,674.69500000000005,674.69500000000005,674.69500000000005,674.69500000000005,674.69500000000005,5.82,181.46,5.82,83,76.02,76.02,83,5.82,88.823999999999998,88.823999999999998,88.823999999999998,88.823999999999998,83,null,null,8622,85.128,85.128,85.128,85.128,85.128,{"$error":"#NUM!"},24.925999999999998,{"$error":"#NUM!"},9,10.34,10.34,9,{"$error":"#NUM!"},9,9,9,9,9]
[null,8623,null,677.53800000000001,677.53800000000001,677.53800000000001,677.53800000000001,677.53800000000001,5.89,174.93700000000001,5.89,92,83.82,83.82,92,5.89,97.888000000000005,97.888000000000005,97.888000000000005,97.888000000000005,92,null,null,8623,84.903999999999996,84.903999999999996,84.903999999999996,84.903999999999996,84.903999999999996,{"$error":"#NUM!"},24.925999999999998,{"$error":"#NUM!"},9,10.32,10.32,9,{"$error":"#NUM!"},9,9,9,9,9]
[null,8624,null,670.46,670.46,670.46,670.46,670.46,5.76,175.684,5.76,89,81.16,81.16,89,5.76,94.76,94.76,94.76,94.76,89,null,null,8624,84.903999999999996,84.903999999999996,84.903999999999996,84.903999999999996,84.903999999999996,{"$error":"#NUM!"},24.919,{"$error":"#NUM!"},9,10.31,10.31,9,{"$error":"#NUM!"},9,9,9,9,9]
[null,8625,null,648.07799999999997,648.07799999999997,648.07799999999997,648.07799999999997,648.07799999999997,5.89,179.089,5.89,91,82.96,82.96,91,5.89,96.888000000000005,96.888000000000005,96.888000000000005,96.888000000000005,91,null,null,8625,84.772000000000006,84.772000000000006,84.772000000000006,84.772000000000006,84.772000000000006,{"$error":"#NUM!"},24.919,{"$error":"#NUM!"},9,10.29,10.29,9,{"$error":"#NUM!"},9,9,9,9,9]
[null,8626,null,615.72199999999998,615.72199999999998,615.72199999999998,615.72199999999998,615.72199999999998,5.82,185.29499999999999,5.82,89,81.16,81.16,89,5.82,94.823999999999998,94.823999999999998,94.823999999999998,94.823999999999998,89,null,null,8626,84.736000000000004,84.736000000000004,84.736000000000004,84.736000000000004,84.736000000000004,{"$error":"#NUM!"},24.919,{"$error":"#NUM!"},9,10.29,10.29,9,{"$error":"#NUM!"},9,9,9,9,9]
[null,8627,null,627.96900000000005,627.96900000000005,627.96900000000005,627.96900000000005,627.96900000000005,5.82,187.88399999999999,5.82,90,82.02,82.02,90,5.82,95.823999999999998,95.823999999999998,95.823999999999998,95.823999999999998,90,null,null,8627,84.733000000000004,84.733000000000004,84.733000000000004,84.733000000000004,84.733000000000004,{"$error":"#NUM!"},24.91,{"$error":"#NUM!"},9,10.27,10.27,9,{"$error":"#NUM!"},9,9,9,9,9]
[null,8628,null,621.84799999999996,621.84799999999996,621.84799999999996,621.84799999999996,621.84799999999996,5.82,190.898,5.82,90,82.02,82.02,90,5.82,95.823999999999998,95.823999999999998,95.823999999999998,95.823999999999998,90,null,null,8628,84.700999999999993,84.700999999999993,84.700999999999993,84.700999999999993,84.700999999999993,{"$error":"#NUM!"},24.905999999999999,{"$error":"#NUM!"},9,10.27,10.27,9,{"$error":"#NUM!"},9,9,9,9,9]
[null,8629,null,621.46900000000005,621.46900000000005,621.46900000000005,621.46900000000005,621.46900000000005,5.89,196.55600000000001,5.89,92,83.82,83.82,92,5.89,97.888000000000005,97.888000000000005,97.888000000000005,97.888000000000005,92,null,null,8629,84.653000000000006,84.653000000000006,84.653000000000006,84.653000000000006,84.653000000000006,{"$error":"#NUM!"},24.887,{"$error":"#NUM!"},9,10.220000000000001,10.220000000000001,9,{"$error":"#NUM!"},9,9,9,9,9]
[null,8630,null,610.56500000000005,610.56500000000005,610.56500000000005,610.56500000000005,610.56500000000005,5.89,202.02199999999999,5.89,99,89.81,89.81,99,5.89,104.88800000000001,104.88800000000001,104.88800000000001,104.88800000000001,99,null,null,8630,84.605000000000004,84.605000000000004,84.605000000000004,84.605000000000004,84.605000000000004,{"$error":"#NUM!"},24.826000000000001,{"$error":"#NUM!"},9,10.220000000000001,10.220000000000001,9,{"$error":"#NUM!"},9,9,9,9,9]
[null,8631,null,607.19299999999998,607.19299999999998,607.19299999999998,607.19299999999998,607.19299999999998,5.82,207.09399999999999,5.82,101,91.44,91.44,101,5.82,106.824,106.824,106.824,106.824,101,null,null,8631,84.543999999999997,84.543999999999997,84.543999999999997,84.543999999999997,84.543999999999997,{"$error":"#NUM!"},24.800999999999998,{"$error":"#NUM!"},9,10.220000000000001,10.220000000000001,9,{"$error":"#NUM!"},9,9,9,9,9]
[null,8632,null,604.57399999999996,604.57399999999996,604.57399999999996,604.57399999999996,604.57399999999996,5.89,210.762,5.89,104,94.09,94.09,104,5.89,109.88800000000001,109.88800000000001,109.88800000000001,109.88800000000001,104,null,null,8632,84.540999999999997,84.540999999999997,84.540999999999997,84.540999999999997,84.540999999999997,{"$error":"#NUM!"},24.748999999999999,{"$error":"#NUM!"},9,10.19,10.19,9,{"$error":"#NUM!"},9,9,9,9,9]
[null,8633,null,581.45500000000004,581.45500000000004,581.45500000000004,581.45500000000004,581.45500000000004,5.82,214.53,5.82,102,92.29,92.29,102,5.82,107.824,107.824,107.824,107.824,102,null,null,8633,84.475999999999999,84.475999999999999,84.475999999999999,84.475999999999999,84.475999999999999,{"$error":"#NUM!"},24.742999999999999,{"$error":"#NUM!"},9,10.17,10.17,9,{"$error":"#NUM!"},9,9,9,9,9]
[null,8634,null,578.54700000000003,578.54700000000003,578.54700000000003,578.54700000000003,578.54700000000003,5.82,213.34100000000001,5.82,102,92.29,92.29,102,5.82,107.824,107.824,107.824,107.824,102,null,null,8634,84.465000000000003,84.465000000000003,84.465000000000003,84.465000000000003,84.465000000000003,{"$error":"#NUM!"},24.736999999999998,{"$error":"#NUM!"},9,10.130000000000001,10.130000000000001,9,{"$error":"#NUM!"},9,9,9,9,9]
[null,8635,null,574.97299999999996,574.97299999999996,574.97299999999996,574.97299999999996,574.97299999999996,5.82,219.40299999999999,5.82,101,91.44,91.44,101,5.82,106.824,106.824,106.824,106.824,101,null,null,8635,84.432000000000002,84.432000000000002,84.432000000000002,84.432000000000002,84.432000000000002,{"$error":"#NUM!"},24.716999999999999,{"$error":"#NUM!"},9,10.119999999999999,10.119999999999999,9,{"$error":"#NUM!"},9,9,9,9,9]
[null,8636,null,555.07500000000005,555.07500000000005,555.07500000000005,555.07500000000005,555.07500000000005,5.82,219.899,5.82,105,94.86,94.86,105,5.82,110.824,110.824,110.824,110.824,105,null,null,8636,84.4,84.4,84.4,84.4,84.4,{"$error":"#NUM!"},24.678999999999998,{"$error":"#NUM!"},9,10.11,10.11,9,{"$error":"#NUM!"},9,9,9,9,9]
[null,8637,null,539.24699999999996,539.24699999999996,539.24699999999996,539.24699999999996,539.24699999999996,5.89,215.42,5.89,103,93.23,93.23,103,5.89,108.88800000000001,108.88800000000001,108.88800000000001,108.88800000000001,103,null,null,8637,84.399000000000001,84.399000000000001,84.399000000000001,84.399000000000001,84.399000000000001,{"$error":"#NUM!"},24.66,{"$error":"#NUM!"},9,10.07,10.07,9,{"$error":"#NUM!"},9,9,9,9,9]
[null,8638,null,516.71600000000001,516.71600000000001,516.71600000000001,516.71600000000001,516.71600000000001,5.89,209.285,5.89,105,94.95,94.95,105,5.89,110.88800000000001,110.88800000000001,110.88800000000001,110.88800000000001,105,null,null,8638,84.394999999999996,84.394999999999996,84.394999999999996,84.394999999999996,84.394999999999996,{"$error":"#NUM!"},24.66,{"$error":"#NUM!"},9,10.07,10.07,9,{"$error":"#NUM!"},9,9,9,9,9]
[null,8639,null,508.19799999999998,508.19799999999998,508.19799999999998,508.19799999999998,508.19799999999998,5.89,200.98400000000001,5.89,104,94.09,94.09,104,5.89,109.88800000000001,109.88800000000001,109.88800000000001,109.88800000000001,104,null,null,8639,84.344999999999999,84.344999999999999,84.344999999999999,84.344999999999999,84.344999999999999,{"$error":"#NUM!"},24.64,{"$error":"#NUM!"},8,10.07,10.07,8,{"$error":"#NUM!"},9,9,9,9,8]
[null,8640,null,640.24,640.24,640.24,640.24,640.24,5.95,190.08099999999999,5.95,100,90.75,90.75,100,5.95,105.952,105.952,105.952,105.952,100,null,null,8640,84.307000000000002,84.307000000000002,84.307000000000002,84.307000000000002,84.307000000000002,{"$error":"#NUM!"},24.634,{"$error":"#NUM!"},8,10.07,10.07,8,{"$error":"#NUM!"},9,9,9,9,8]
[null,8641,null,508.00200000000001,508.00200000000001,508.00200000000001,508.00200000000001,508.00200000000001,6.02,188.77,6.02,93,97.68,97.68,93,6.02,99.016000000000005,99.016000000000005,99.016000000000005,99.016000000000005,93,null,null,8641,84.299000000000007,84.299000000000007,84.299000000000007,84.299000000000007,84.299000000000007,{"$error":"#NUM!"},24.608000000000001,{"$error":"#NUM!"},8,10.039999999999999,10.039999999999999,8,{"$error":"#NUM!"},9,9,9,9,8]
[null,8642,null,497.97,497.97,497.97,497.97,497.97,6.02,185.988,6.02,92,96.69,96.69,92,6.02,98.016000000000005,98.016000000000005,98.016000000000005,98.016000000000005,92,null,null,8642,{"$f":"LARGE(D$13:D$8748,$X8654)","v":84.296000000000006},{"$f":"LARGE(E$13:E$8748,$X8654)","v":84.296000000000006},{"$f":"LARGE(F$13:F$8748,$X8654)","v":84.296000000000006},{"$f":"LARGE(G$13:G$8748,$X8654)","v":84.296000000000006},{"$f":"LARGE(H$13:H$8748,$X8654)","v":84.296000000000006},{"$f":"LARGE(I$13:I$8748,$X8654)","v":{"$error":"#NUM!"}},{"$f":"LARGE(J$13:J$8748,$X8654)","v":24.602},{"$f":"LARGE(K$13:K$8748,$X8654)","v":{"$error":"#NUM!"}},{"$f":"LARGE(L$13:L$8748,$X8654)","v":8},{"$f":"LARGE(M$13:M$8748,$X8654)","v":10.039999999999999},{"$f":"LARGE(N$13:N$8748,$X8654)","v":10.039999999999999},{"$f":"LARGE(O$13:O$8748,$X8654)","v":8},{"$f":"LARGE(P$13:P$8748,$X8654)","v":{"$error":"#NUM!"}},{"$f":"LARGE(Q$13:Q$8748,$X8654)","v":9},{"$f":"LARGE(R$13:R$8748,$X8654)","v":9},{"$f":"LARGE(S$13:S$8748,$X8654)","v":9},{"$f":"LARGE(T$13:T$8748,$X8654)","v":9},{"$f":"LARGE(U$13:U$8748,$X8654)","v":8}]
[null,{"$f":"B8654+1","v":8643},null,497.76400000000001,497.76400000000001,497.76400000000001,497.76400000000001,497.76400000000001,6.08,183.19,6.08,88,92.85,92.85,88,6.08,94.08,94.08,94.08,94.08,88,null,null,8643,84.207999999999998,84.207999999999998,84.207999999999998,84.207999999999998,84.207999999999998,{"$error":"#NUM!"},24.588999999999999,{"$error":"#NUM!"},8,10.02,10.02,8,{"$error":"#NUM!"},9,9,9,9,8]
[null,8644,null,494.27499999999998,494.27499999999998,494.27499999999998,494.27499999999998,494.27499999999998,6.02,181.23400000000001,6.02,86,90.78,90.78,86,6.02,92.016000000000005,92.016000000000005,92.016000000000005,92.016000000000005,86,null,null,8644,84.099000000000004,84.099000000000004,84.099000000000004,84.099000000000004,84.099000000000004,{"$error":"#NUM!"},24.58,{"$error":"#NUM!"},8,10.01,10.01,8,{"$error":"#NUM!"},9,9,9,9,8]
[null,8645,null,504.64499999999998,504.64499999999998,504.64499999999998,504.64499999999998,504.64499999999998,6.02,182.57599999999999,6.02,89,93.73,93.73,89,6.02,95.016000000000005,95.016000000000005,95.016000000000005,95.016000000000005,89,null,null,8645,84.051000000000002,84.051000000000002,84.051000000000002,84.051000000000002,84.051000000000002,{"$error":"#NUM!"},24.550999999999998,{"$error":"#NUM!"},8,10.01,10.01,8,{"$error":"#NUM!"},9,9,9,9,8]
[null,8646,null,522.45899999999995,522.45899999999995,522.45899999999995,522.45899999999995,522.45899999999995,6.08,189.66300000000001,6.08,90,94.82,94.82,90,6.08,96.08,96.08,96.08,96.08,90,null,null,8646,84.034999999999997,84.034999999999997,84.034999999999997,84.034999999999997,84.034999999999997,{"$error":"#NUM!"},24.535,{"$error":"#NUM!"},8,10.01,10.01,8,{"$error":"#NUM!"},8.9600000000000009,8.9600000000000009,8.9600000000000009,8.9600000000000009,8]
[null,8647,null,551.51800000000003,551.51800000000003,551.51800000000003,551.51800000000003,551.51800000000003,6.02,192.36699999999999,6.02,99,103.6,103.6,99,6.02,105.01600000000001,105.01600000000001,105.01600000000001,105.01600000000001,99,null,null,8647,83.971000000000004,83.971000000000004,83.971000000000004,83.971000000000004,83.971000000000004,{"$error":"#NUM!"},24.466999999999999,{"$error":"#NUM!"},8,10.01,10.01,8,{"$error":"#NUM!"},8.8960000000000008,8.8960000000000008,8.8960000000000008,8.8960000000000008,8]
[null,8648,null,549.67499999999995,549.67499999999995,549.67499999999995,549.67499999999995,549.67499999999995,6.02,189.16900000000001,6.02,99,103.6,103.6,99,6.02,105.01600000000001,105.01600000000001,105.01600000000001,105.01600000000001,99,null,null,8648,83.953000000000003,83.953000000000003,83.953000000000003,83.953000000000003,83.953000000000003,{"$error":"#NUM!"},24.445,{"$error":"#NUM!"},8,9.99,9.99,8,{"$error":"#NUM!"},8.8960000000000008,8.8960000000000008,8.8960000000000008,8.8960000000000008,8]
[null,8649,null,558.673,558.673,558.673,558.673,558.673,6.08,174.54300000000001,6.08,96,100.74,100.74,96,6.08,102.08,102.08,102.08,102.08,96,null,null,8649,83.929000000000002,83.929000000000002,83.929000000000002,83.929000000000002,83.929000000000002,{"$error":"#NUM!"},24.425999999999998,{"$error":"#NUM!"},8,9.98,9.98,8,{"$error":"#NUM!"},8.8320000000000007,8.8320000000000007,8.8320000000000007,8.8320000000000007,8]
[null,8650,null,564.60500000000002,564.60500000000002,564.60500000000002,564.60500000000002,564.60500000000002,6.46,162.994,6.46,91,96.2,96.2,91,6.46,97.463999999999999,97.463999999999999,97.463999999999999,97.463999999999999,91,null,null,8650,83.888000000000005,83.888000000000005,83.888000000000005,83.888000000000005,83.888000000000005,{"$error":"#NUM!"},24.396999999999998,{"$error":"#NUM!"},8,9.9600000000000009,9.9600000000000009,8,{"$error":"#NUM!"},8.8320000000000007,8.8320000000000007,8.8320000000000007,8.8320000000000007,8]
[null,8651,null,569.54700000000003,569.54700000000003,569.54700000000003,569.54700000000003,569.54700000000003,6.59,163.11799999999999,6.59,90,95.31,95.31,90,6.59,96.591999999999999,96.591999999999999,96.591999999999999,96.591999999999999,90,null,null,8651,83.822000000000003,83.822000000000003,83.822000000000003,83.822000000000003,83.822000000000003,{"$error":"#NUM!"},24.33,{"$error":"#NUM!"},8,9.94,9.94,8,{"$error":"#NUM!"},8.7680000000000007,8.7680000000000007,8.7680000000000007,8.7680000000000007,8]
[null,8652,null,589.45000000000005,589.45000000000005,589.45000000000005,589.45000000000005,589.45000000000005,6.34,167.29900000000001,6.34,90,95.02,95.02,90,6.34,96.335999999999999,96.335999999999999,96.335999999999999,96.335999999999999,90,null,null,8652,83.82,83.82,83.82,83.82,83.82,{"$error":"#NUM!"},24.323,{"$error":"#NUM!"},8,9.94,9.94,8,{"$error":"#NUM!"},8.7040000000000006,8.7040000000000006,8.7040000000000006,8.7040000000000006,8]
[null,8653,null,603.44200000000001,603.44200000000001,603.44200000000001,603.44200000000001,603.44200000000001,6.21,171.41300000000001,6.21,92,96.89,96.89,92,6.21,98.207999999999998,98.207999999999998,98.207999999999998,98.207999999999998,92,null,null,8653,83.703999999999994,83.703999999999994,83.703999999999994,83.703999999999994,83.703999999999994,{"$error":"#NUM!"},24.300999999999998,{"$error":"#NUM!"},8,9.89,9.89,8,{"$error":"#NUM!"},8.7040000000000006,8.7040000000000006,8.7040000000000006,8.7040000000000006,8]
[null,8654,null,611.68499999999995,611.68499999999995,611.68499999999995,611.68499999999995,611.68499999999995,6.02,174.88200000000001,6.02,91,95.71,95.71,91,6.02,97.016000000000005,97.016000000000005,97.016000000000005,97.016000000000005,91,null,null,8654,83.65,83.65,83.65,83.65,83.65,{"$error":"#NUM!"},24.221,{"$error":"#NUM!"},8,9.8699999999999992,9.8699999999999992,8,{"$error":"#NUM!"},8.64,8.64,8.64,8.64,8]
[null,8655,null,608.904,608.904,608.904,608.904,608.904,6.14,178.28800000000001,6.14,90,94.82,94.82,90,6.14,96.144000000000005,96.144000000000005,96.144000000000005,96.144000000000005,90,null,null,8655,83.584000000000003,83.584000000000003,83.584000000000003,83.584000000000003,83.584000000000003,{"$error":"#NUM!"},24.218,{"$error":"#NUM!"},8,9.86,9.86,8,{"$error":"#NUM!"},8.6159999999999997,8.6159999999999997,8.6159999999999997,8.6159999999999997,8]
[null,8656,null,609.33199999999999,609.33199999999999,609.33199999999999,609.33199999999999,609.33199999999999,6.08,183.066,6.08,86,90.87,90.87,86,6.08,92.08,92.08,92.08,92.08,86,null,null,8656,83.513999999999996,83.513999999999996,83.513999999999996,83.513999999999996,83.513999999999996,{"$error":"#NUM!"},24.175999999999998,{"$error":"#NUM!"},8,9.85,9.85,8,{"$error":"#NUM!"},8.1920000000000002,8.1920000000000002,8.1920000000000002,8.1920000000000002,8]
[null,8657,null,610.90499999999997,610.90499999999997,610.90499999999997,610.90499999999997,610.90499999999997,6.21,185.40799999999999,6.21,88,92.94,92.94,88,6.21,94.207999999999998,94.207999999999998,94.207999999999998,94.207999999999998,88,null,null,8657,83.448999999999998,83.448999999999998,83.448999999999998,83.448999999999998,83.448999999999998,{"$error":"#NUM!"},24.16,{"$error":"#NUM!"},8,9.85,9.85,8,{"$error":"#NUM!"},8.1679999999999993,8.1679999999999993,8.1679999999999993,8.1679999999999993,8]
[null,8658,null,532.39,532.39,532.39,532.39,532.39,6.14,186.733,6.14,91,95.81,95.81,91,6.14,97.144000000000005,97.144000000000005,97.144000000000005,97.144000000000005,91,null,null,8658,83.399000000000001,83.399000000000001,83.399000000000001,83.399000000000001,83.399000000000001,{"$error":"#NUM!"},24.128,{"$error":"#NUM!"},8,9.83,9.83,8,{"$error":"#NUM!"},8.1280000000000001,8.1280000000000001,8.1280000000000001,8.1280000000000001,8]
[null,8659,null,602.15599999999995,602.15599999999995,602.15599999999995,602.15599999999995,602.15599999999995,6.21,187.22300000000001,6.21,89,93.93,93.93,89,6.21,95.207999999999998,95.207999999999998,95.207999999999998,95.207999999999998,89,null,null,8659,83.216999999999999,83.216999999999999,83.216999999999999,83.216999999999999,83.216999999999999,{"$error":"#NUM!"},24.114999999999998,{"$error":"#NUM!"},8,9.82,9.82,8,{"$error":"#NUM!"},8,8,8,8,8]
[null,8660,null,590.47799999999995,590.47799999999995,590.47799999999995,590.47799999999995,590.47799999999995,6.14,186.928,6.14,93,97.78,97.78,93,6.14,99.144000000000005,99.144000000000005,99.144000000000005,99.144000000000005,93,null,null,8660,83.188999999999993,83.188999999999993,83.188999999999993,83.188999999999993,83.188999999999993,{"$error":"#NUM!"},24.085999999999999,{"$error":"#NUM!"},8,9.82,9.82,8,{"$error":"#NUM!"},8,8,8,8,8]
[null,8661,null,581.50199999999995,581.50199999999995,581.50199999999995,581.50199999999995,581.50199999999995,6.14,187.20599999999999,6.14,92,96.79,96.79,92,6.14,98.144000000000005,98.144000000000005,98.144000000000005,98.144000000000005,92,null,null,8661,83.100999999999999,83.100999999999999,83.100999999999999,83.100999999999999,83.100999999999999,{"$error":"#NUM!"},24.050999999999998,{"$error":"#NUM!"},8,9.82,9.82,8,{"$error":"#NUM!"},8,8,8,8,8]
[null,8662,null,576.87099999999998,576.87099999999998,576.87099999999998,576.87099999999998,576.87099999999998,6.08,185.78,6.08,92,96.79,96.79,92,6.08,98.08,98.08,98.08,98.08,92,null,null,8662,83.007000000000005,83.007000000000005,83.007000000000005,83.007000000000005,83.007000000000005,{"$error":"#NUM!"},24.027999999999999,{"$error":"#NUM!"},8,9.8000000000000007,9.8000000000000007,8,{"$error":"#NUM!"},8,8,8,8,8]
[null,8663,null,552.49400000000003,552.49400000000003,552.49400000000003,552.49400000000003,552.49400000000003,6.14,180.25700000000001,6.14,92,96.79,96.79,92,6.14,98.144000000000005,98.144000000000005,98.144000000000005,98.144000000000005,92,null,null,8663,82.991,82.991,82.991,82.991,82.991,{"$error":"#NUM!"},23.986999999999998,{"$error":"#NUM!"},8,9.7899999999999991,9.7899999999999991,8,{"$error":"#NUM!"},8,8,8,8,8]
[null,8664,null,530.32000000000005,530.32000000000005,530.32000000000005,530.32000000000005,530.32000000000005,6.14,173.13399999999999,6.14,89,93.83,93.83,89,6.14,95.144000000000005,95.144000000000005,95.144000000000005,95.144000000000005,89,null,null,8664,82.915999999999997,82.915999999999997,82.915999999999997,82.915999999999997,82.915999999999997,{"$error":"#NUM!"},23.945,{"$error":"#NUM!"},8,9.7899999999999991,9.7899999999999991,8,{"$error":"#NUM!"},8,8,8,8,8]
[null,8665,null,501.09699999999998,501.09699999999998,501.09699999999998,501.09699999999998,501.09699999999998,6.08,164.893,6.08,84,86.56,86.56,84,6.08,90.08,90.08,90.08,90.08,84,null,null,8665,82.817999999999998,82.817999999999998,82.817999999999998,82.817999999999998,82.817999999999998,{"$error":"#NUM!"},23.843,{"$error":"#NUM!"},8,9.7899999999999991,9.7899999999999991,8,{"$error":"#NUM!"},8,8,8,8,8]
[null,8666,null,502.709,502.709,502.709,502.709,502.709,6.14,161.48699999999999,6.14,83,85.6,85.6,83,6.14,89.144000000000005,89.144000000000005,89.144000000000005,89.144000000000005,83,null,null,8666,82.765000000000001,82.765000000000001,82.765000000000001,82.765000000000001,82.765000000000001,{"$error":"#NUM!"},23.843,{"$error":"#NUM!"},8,9.76,9.76,8,{"$error":"#NUM!"},8,8,8,8,8]
[null,8667,null,509.452,509.452,509.452,509.452,509.452,6.08,161.857,6.08,79,81.760000000000005,81.760000000000005,79,6.08,85.08,85.08,85.08,85.08,79,null,null,8667,82.62,82.62,82.62,82.62,82.62,{"$error":"#NUM!"},23.763000000000002,{"$error":"#NUM!"},8,9.76,9.76,8,{"$error":"#NUM!"},8,8,8,8,8]
[null,8668,null,514.01099999999997,514.01099999999997,514.01099999999997,514.01099999999997,514.01099999999997,6.14,160.37,6.14,81,83.68,83.68,81,6.14,87.144000000000005,87.144000000000005,87.144000000000005,87.144000000000005,81,null,null,8668,82.582999999999998,82.582999999999998,82.582999999999998,82.582999999999998,82.582999999999998,{"$error":"#NUM!"},23.734000000000002,{"$error":"#NUM!"},8,9.73,9.73,8,{"$error":"#NUM!"},8,8,8,8,8]
[null,8669,null,514.101,514.101,514.101,514.101,514.101,6.08,162.25899999999999,6.08,80,82.72,82.72,80,6.08,86.08,86.08,86.08,86.08,80,null,null,8669,82.481999999999999,82.481999999999999,82.481999999999999,82.481999999999999,82.481999999999999,{"$error":"#NUM!"},23.718,{"$error":"#NUM!"},8,9.73,9.73,8,{"$error":"#NUM!"},8,8,8,8,8]
[null,8670,null,537.21100000000001,537.21100000000001,537.21100000000001,537.21100000000001,537.21100000000001,6.14,171.852,6.14,84,86.56,86.56,84,6.14,90.144000000000005,90.144000000000005,90.144000000000005,90.144000000000005,84,null,null,8670,82.438000000000002,82.438000000000002,82.438000000000002,82.438000000000002,82.438000000000002,{"$error":"#NUM!"},23.710999999999999,{"$error":"#NUM!"},8,9.6999999999999993,9.6999999999999993,8,{"$error":"#NUM!"},8,8,8,8,8]
[null,8671,null,586.98900000000003,586.98900000000003,586.98900000000003,586.98900000000003,586.98900000000003,6.14,178.137,6.14,94,96.17,96.17,94,6.14,100.14400000000001,100.14400000000001,100.14400000000001,100.14400000000001,94,null,null,8671,82.256,82.256,82.256,82.256,82.256,{"$error":"#NUM!"},23.695,{"$error":"#NUM!"},8,9.6999999999999993,9.6999999999999993,8,{"$error":"#NUM!"},8,8,8,8,8]
[null,8672,null,598.61400000000003,598.61400000000003,598.61400000000003,598.61400000000003,598.61400000000003,6.08,177.47900000000001,6.08,94,96.17,96.17,94,6.08,100.08,100.08,100.08,100.08,94,null,null,8672,81.998999999999995,81.998999999999995,81.998999999999995,81.998999999999995,81.998999999999995,{"$error":"#NUM!"},23.692,{"$error":"#NUM!"},8,9.6999999999999993,9.6999999999999993,8,{"$error":"#NUM!"},8,8,8,8,8]
[null,8673,null,606.1,606.1,606.1,606.1,606.1,6.4,180.23699999999999,6.4,93,95.5,95.5,93,6.4,99.4,99.4,99.4,99.4,93,null,null,8673,81.941999999999993,81.941999999999993,81.941999999999993,81.941999999999993,81.941999999999993,{"$error":"#NUM!"},23.646999999999998,{"$error":"#NUM!"},8,9.6999999999999993,9.6999999999999993,8,{"$error":"#NUM!"},8,8,8,8,8]
[null,8674,null,614.85400000000004,614.85400000000004,614.85400000000004,614.85400000000004,614.85400000000004,6.59,183.71700000000001,6.59,94,96.65,96.65,94,6.59,100.592,100.592,100.592,100.592,94,null,null,8674,81.855999999999995,81.855999999999995,81.855999999999995,81.855999999999995,81.855999999999995,{"$error":"#NUM!"},23.628,{"$error":"#NUM!"},8,9.68,9.68,8,{"$error":"#NUM!"},8,8,8,8,8]
[null,8675,null,626.649,626.649,626.649,626.649,626.649,6.59,189.04499999999999,6.59,96,98.57,98.57,96,6.59,102.592,102.592,102.592,102.592,96,null,null,8675,81.850999999999999,81.850999999999999,81.850999999999999,81.850999999999999,81.850999999999999,{"$error":"#NUM!"},23.602,{"$error":"#NUM!"},8,9.66,9.66,8,{"$error":"#NUM!"},8,8,8,8,8]
[null,8676,null,632.96,632.96,632.96,632.96,632.96,6.66,193.202,6.66,101,103.47,103.47,101,6.66,107.65600000000001,107.65600000000001,107.65600000000001,107.65600000000001,101,null,null,8676,81.831000000000003,81.831000000000003,81.831000000000003,81.831000000000003,81.831000000000003,{"$error":"#NUM!"},23.596,{"$error":"#NUM!"},8,9.64,9.64,8,{"$error":"#NUM!"},8,8,8,8,8]
[null,8677,null,632.08600000000001,632.08600000000001,632.08600000000001,632.08600000000001,632.08600000000001,6.46,195.69200000000001,6.46,99,101.36,101.36,99,6.46,105.464,105.464,105.464,105.464,99,null,null,8677,81.814999999999998,81.814999999999998,81.814999999999998,81.814999999999998,81.814999999999998,{"$error":"#NUM!"},23.582999999999998,{"$error":"#NUM!"},8,9.6300000000000008,9.6300000000000008,8,{"$error":"#NUM!"},8,8,8,8,8]
[null,8678,null,635.9,635.9,635.9,635.9,635.9,6.46,194.51400000000001,6.46,100,102.32,102.32,100,6.46,106.464,106.464,106.464,106.464,100,null,null,8678,81.671000000000006,81.671000000000006,81.671000000000006,81.671000000000006,81.671000000000006,{"$error":"#NUM!"},23.582999999999998,{"$error":"#NUM!"},8,9.61,9.61,8,{"$error":"#NUM!"},8,8,8,8,8]
[null,8679,null,616.58100000000002,616.58100000000002,616.58100000000002,616.58100000000002,616.58100000000002,6.4,192.06200000000001,6.4,97,99.34,99.34,97,6.4,103.4,103.4,103.4,103.4,97,null,null,8679,81.337999999999994,81.337999999999994,81.337999999999994,81.337999999999994,81.337999999999994,{"$error":"#NUM!"},23.465,{"$error":"#NUM!"},8,9.6,9.6,8,{"$error":"#NUM!"},8,8,8,8,8]
[null,8680,null,606.19000000000005,606.19000000000005,606.19000000000005,606.19000000000005,606.19000000000005,6.34,184.57599999999999,6.34,96,98.28,98.28,96,6.34,102.336,102.336,102.336,102.336,96,null,null,8680,81.33,81.33,81.33,81.33,81.33,{"$error":"#NUM!"},23.433,{"$error":"#NUM!"},8,9.6,9.6,8,{"$error":"#NUM!"},8,8,8,8,8]
[null,8681,null,589.77,589.77,589.77,589.77,589.77,6.08,176.858,6.08,97,99.05,99.05,97,6.08,103.08,103.08,103.08,103.08,97,null,null,8681,81.234999999999999,81.234999999999999,81.234999999999999,81.234999999999999,81.234999999999999,{"$error":"#NUM!"},23.385000000000002,{"$error":"#NUM!"},8,9.57,9.57,8,{"$error":"#NUM!"},8,8,8,8,8]
[null,8682,null,584.94200000000001,584.94200000000001,584.94200000000001,584.94200000000001,584.94200000000001,6.08,174.50299999999999,6.08,97,99.05,99.05,97,6.08,103.08,103.08,103.08,103.08,97,null,null,8682,81.177000000000007,81.177000000000007,81.177000000000007,81.177000000000007,81.177000000000007,{"$error":"#NUM!"},23.332999999999998,{"$error":"#NUM!"},8,9.57,9.57,8,{"$error":"#NUM!"},8,8,8,8,8]
[null,8683,null,571.34400000000005,571.34400000000005,571.34400000000005,571.34400000000005,571.34400000000005,6.02,170.691,6.02,89,91.27,91.27,89,6.02,95.016000000000005,95.016000000000005,95.016000000000005,95.016000000000005,89,null,null,8683,81.141999999999996,81.141999999999996,81.141999999999996,81.141999999999996,81.141999999999996,{"$error":"#NUM!"},23.300999999999998,{"$error":"#NUM!"},8,9.5399999999999991,9.5399999999999991,8,{"$error":"#NUM!"},8,8,8,8,8]
[null,8684,null,570.34,570.34,570.34,570.34,570.34,6.08,170.01,6.08,87,89.45,89.45,87,6.08,93.08,93.08,93.08,93.08,87,null,null,8684,81.078000000000003,81.078000000000003,81.078000000000003,81.078000000000003,81.078000000000003,{"$error":"#NUM!"},23.295000000000002,{"$error":"#NUM!"},8,9.5399999999999991,9.5399999999999991,8,{"$error":"#NUM!"},7.976,7.976,7.976,7.976,8]
[null,8685,null,571.11900000000003,571.11900000000003,571.11900000000003,571.11900000000003,571.11900000000003,6.02,170.74799999999999,6.02,87,89.35,89.35,87,6.02,93.016000000000005,93.016000000000005,93.016000000000005,93.016000000000005,87,null,null,8685,81.061999999999998,81.061999999999998,81.061999999999998,81.061999999999998,81.061999999999998,{"$error":"#NUM!"},23.279,{"$error":"#NUM!"},8,9.5,9.5,8,{"$error":"#NUM!"},7.8079999999999998,7.8079999999999998,7.8079999999999998,7.8079999999999998,8]
[null,8686,null,581.71799999999996,581.71799999999996,581.71799999999996,581.71799999999996,581.71799999999996,6.08,172.22499999999999,6.08,88,90.41,90.41,88,6.08,94.08,94.08,94.08,94.08,88,null,null,8686,81.003,81.003,81.003,81.003,81.003,{"$error":"#NUM!"},23.276,{"$error":"#NUM!"},8,9.48,9.48,8,{"$error":"#NUM!"},7.5519999999999996,7.5519999999999996,7.5519999999999996,7.5519999999999996,8]
[null,8687,null,556.69200000000001,556.69200000000001,556.69200000000001,556.69200000000001,556.69200000000001,6.02,170.08699999999999,6.02,89,91.27,91.27,89,6.02,95.016000000000005,95.016000000000005,95.016000000000005,95.016000000000005,89,null,null,8687,80.926000000000002,80.926000000000002,80.926000000000002,80.926000000000002,80.926000000000002,{"$error":"#NUM!"},23.125,{"$error":"#NUM!"},8,9.4499999999999993,9.4499999999999993,8,{"$error":"#NUM!"},7.5519999999999996,7.5519999999999996,7.5519999999999996,7.5519999999999996,8]
[null,8688,null,540.73400000000004,540.73400000000004,540.73400000000004,540.73400000000004,540.73400000000004,6.02,166.37299999999999,6.02,85,87.43,87.43,85,6.02,91.016000000000005,91.016000000000005,91.016000000000005,91.016000000000005,85,null,null,8688,80.921999999999997,80.921999999999997,80.921999999999997,80.921999999999997,80.921999999999997,{"$error":"#NUM!"},23.114999999999998,{"$error":"#NUM!"},8,9.41,9.41,8,{"$error":"#NUM!"},7.5519999999999996,7.5519999999999996,7.5519999999999996,7.5519999999999996,8]
[null,8689,null,480.21300000000002,480.21300000000002,480.21300000000002,480.21300000000002,480.21300000000002,5.95,161.95099999999999,5.95,76,87.03,87.03,76,5.95,81.951999999999998,81.951999999999998,81.951999999999998,81.951999999999998,76,null,null,8689,80.641000000000005,80.641000000000005,80.641000000000005,80.641000000000005,80.641000000000005,{"$error":"#NUM!"},23.058,{"$error":"#NUM!"},8,9.41,9.41,8,{"$error":"#NUM!"},7.4880000000000004,7.4880000000000004,7.4880000000000004,7.4880000000000004,8]
[null,8690,null,468.75099999999998,468.75099999999998,468.75099999999998,468.75099999999998,468.75099999999998,6.02,162.50700000000001,6.02,73,83.85,83.85,73,6.02,79.016000000000005,79.016000000000005,79.016000000000005,79.016000000000005,73,null,null,8690,80.506,80.506,80.506,80.506,80.506,{"$error":"#NUM!"},23.039000000000001,{"$error":"#NUM!"},8,9.24,9.24,8,{"$error":"#NUM!"},7.4880000000000004,7.4880000000000004,7.4880000000000004,7.4880000000000004,8]
[null,8691,null,468.01400000000001,468.01400000000001,468.01400000000001,468.01400000000001,468.01400000000001,5.95,164.08099999999999,5.95,72,82.79,82.79,72,5.95,77.951999999999998,77.951999999999998,77.951999999999998,77.951999999999998,72,null,null,8691,80.481999999999999,80.481999999999999,80.481999999999999,80.481999999999999,80.481999999999999,{"$error":"#NUM!"},22.942,{"$error":"#NUM!"},8,9.1999999999999993,9.1999999999999993,8,{"$error":"#NUM!"},7.4880000000000004,7.4880000000000004,7.4880000000000004,7.4880000000000004,8]
[null,8692,null,470.983,470.983,470.983,470.983,470.983,5.95,166.809,5.95,73,83.85,83.85,73,5.95,78.951999999999998,78.951999999999998,78.951999999999998,78.951999999999998,73,null,null,8692,80.427000000000007,80.427000000000007,80.427000000000007,80.427000000000007,80.427000000000007,{"$error":"#NUM!"},22.936,{"$error":"#NUM!"},8,9.17,9.17,8,{"$error":"#NUM!"},7.4880000000000004,7.4880000000000004,7.4880000000000004,7.4880000000000004,8]
[null,8693,null,474.03100000000001,474.03100000000001,474.03100000000001,474.03100000000001,474.03100000000001,6.02,170.03399999999999,6.02,75,85.97,85.97,75,6.02,81.016000000000005,81.016000000000005,81.016000000000005,81.016000000000005,75,null,null,8693,80.361999999999995,80.361999999999995,80.361999999999995,80.361999999999995,80.361999999999995,{"$error":"#NUM!"},22.907,{"$error":"#NUM!"},8,9.1300000000000008,9.1300000000000008,8,{"$error":"#NUM!"},7.4880000000000004,7.4880000000000004,7.4880000000000004,7.4880000000000004,8]
[null,8694,null,506.74900000000002,506.74900000000002,506.74900000000002,506.74900000000002,506.74900000000002,6.02,174.91900000000001,6.02,78,89.16,89.16,78,6.02,84.016000000000005,84.016000000000005,84.016000000000005,84.016000000000005,78,null,null,8694,80.224000000000004,80.224000000000004,80.224000000000004,80.224000000000004,80.224000000000004,{"$error":"#NUM!"},22.888000000000002,{"$error":"#NUM!"},8,9.08,9.08,8,{"$error":"#NUM!"},7.4240000000000004,7.4240000000000004,7.4240000000000004,7.4240000000000004,8]
[null,8695,null,556.10699999999997,556.10699999999997,556.10699999999997,556.10699999999997,556.10699999999997,5.95,175.929,5.95,86,97.65,97.65,86,5.95,91.951999999999998,91.951999999999998,91.951999999999998,91.951999999999998,86,null,null,8695,80.149000000000001,80.149000000000001,80.149000000000001,80.149000000000001,80.149000000000001,{"$error":"#NUM!"},22.75,{"$error":"#NUM!"},8,9.0299999999999994,9.0299999999999994,8,{"$error":"#NUM!"},7.4240000000000004,7.4240000000000004,7.4240000000000004,7.4240000000000004,8]
[null,8696,null,560.58399999999995,560.58399999999995,560.58399999999995,560.58399999999995,560.58399999999995,5.95,174.93899999999999,5.95,79,90.22,90.22,79,5.95,84.951999999999998,84.951999999999998,84.951999999999998,84.951999999999998,79,null,null,8696,80.033000000000001,80.033000000000001,80.033000000000001,80.033000000000001,80.033000000000001,{"$error":"#NUM!"},22.564,{"$error":"#NUM!"},8,9.0299999999999994,9.0299999999999994,8,{"$error":"#NUM!"},7.4240000000000004,7.4240000000000004,7.4240000000000004,7.4240000000000004,8]
[null,8697,null,561.85,561.85,561.85,561.85,561.85,6.02,174.476,6.02,77,88.1,88.1,77,6.02,83.016000000000005,83.016000000000005,83.016000000000005,83.016000000000005,77,null,null,8697,80.03,80.03,80.03,80.03,80.03,{"$error":"#NUM!"},22.411000000000001,{"$error":"#NUM!"},8,8.98,8.98,8,{"$error":"#NUM!"},7.4240000000000004,7.4240000000000004,7.4240000000000004,7.4240000000000004,8]
[null,8698,null,575.00599999999997,575.00599999999997,575.00599999999997,575.00599999999997,575.00599999999997,6.02,175.93600000000001,6.02,77,88.1,88.1,77,6.02,83.016000000000005,83.016000000000005,83.016000000000005,83.016000000000005,77,null,null,8698,80.025999999999996,80.025999999999996,80.025999999999996,80.025999999999996,80.025999999999996,{"$error":"#NUM!"},22.385000000000002,{"$error":"#NUM!"},8,8.9600000000000009,8.9600000000000009,8,{"$error":"#NUM!"},7.4240000000000004,7.4240000000000004,7.4240000000000004,7.4240000000000004,8]
[null,8699,null,610.05899999999997,610.05899999999997,610.05899999999997,610.05899999999997,610.05899999999997,5.95,178.68700000000001,5.95,75,85.97,85.97,75,5.95,80.951999999999998,80.951999999999998,80.951999999999998,80.951999999999998,75,null,null,8699,79.769000000000005,79.769000000000005,79.769000000000005,79.769000000000005,79.769000000000005,{"$error":"#NUM!"},22.327000000000002,{"$error":"#NUM!"},8,8.9499999999999993,8.9499999999999993,8,{"$error":"#NUM!"},7.4240000000000004,7.4240000000000004,7.4240000000000004,7.4240000000000004,8]
[null,8700,null,610.26499999999999,610.26499999999999,610.26499999999999,610.26499999999999,610.26499999999999,6.02,182.7,6.02,73,83.85,83.85,73,6.02,79.016000000000005,79.016000000000005,79.016000000000005,79.016000000000005,73,null,null,8700,79.698999999999998,79.698999999999998,79.698999999999998,79.698999999999998,79.698999999999998,{"$error":"#NUM!"},22.314,{"$error":"#NUM!"},8,8.9,8.9,8,{"$error":"#NUM!"},7.4240000000000004,7.4240000000000004,7.4240000000000004,7.4240000000000004,8]
[null,8701,null,626.65099999999995,626.65099999999995,626.65099999999995,626.65099999999995,626.65099999999995,6.02,186.58600000000001,6.02,72,82.79,82.79,72,6.02,78.016000000000005,78.016000000000005,78.016000000000005,78.016000000000005,72,null,null,8701,79.688999999999993,79.688999999999993,79.688999999999993,79.688999999999993,79.688999999999993,{"$error":"#NUM!"},22.222000000000001,{"$error":"#NUM!"},8,8.9,8.9,8,{"$error":"#NUM!"},7.4240000000000004,7.4240000000000004,7.4240000000000004,7.4240000000000004,8]
[null,8702,null,609.86500000000001,609.86500000000001,609.86500000000001,609.86500000000001,609.86500000000001,6.02,187.364,6.02,77,88.1,88.1,77,6.02,83.016000000000005,83.016000000000005,83.016000000000005,83.016000000000005,77,null,null,8702,79.600999999999999,79.600999999999999,79.600999999999999,79.600999999999999,79.600999999999999,{"$error":"#NUM!"},21.773,{"$error":"#NUM!"},8,8.9,8.9,8,{"$error":"#NUM!"},7.4240000000000004,7.4240000000000004,7.4240000000000004,7.4240000000000004,8]
[null,8703,null,608.428,608.428,608.428,608.428,608.428,5.95,187.21,5.95,78,89.16,89.16,78,5.95,83.951999999999998,83.951999999999998,83.951999999999998,83.951999999999998,78,null,null,8703,79.126999999999995,79.126999999999995,79.126999999999995,79.126999999999995,79.126999999999995,{"$error":"#NUM!"},21.702999999999999,{"$error":"#NUM!"},8,8.82,8.82,8,{"$error":"#NUM!"},7.4240000000000004,7.4240000000000004,7.4240000000000004,7.4240000000000004,8]
[null,8704,null,618.38599999999997,618.38599999999997,618.38599999999997,618.38599999999997,618.38599999999997,6.02,187.90799999999999,6.02,80,91.28,91.28,80,6.02,86.016000000000005,86.016000000000005,86.016000000000005,86.016000000000005,80,null,null,8704,78.994,78.994,78.994,78.994,78.994,{"$error":"#NUM!"},21.594000000000001,{"$error":"#NUM!"},8,8.8000000000000007,8.8000000000000007,8,{"$error":"#NUM!"},7.4240000000000004,7.4240000000000004,7.4240000000000004,7.4240000000000004,8]
[null,8705,null,604.5,604.5,604.5,604.5,604.5,5.95,187.45500000000001,5.95,80,91.28,91.28,80,5.95,85.951999999999998,85.951999999999998,85.951999999999998,85.951999999999998,80,null,null,8705,78.619,78.619,78.619,78.619,78.619,{"$error":"#NUM!"},21.574000000000002,{"$error":"#NUM!"},8,8.76,8.76,8,{"$error":"#NUM!"},7.4240000000000004,7.4240000000000004,7.4240000000000004,7.4240000000000004,8]
[null,8706,null,598.69500000000005,598.69500000000005,598.69500000000005,598.69500000000005,598.69500000000005,5.95,187.488,5.95,81,92.34,92.34,81,5.95,86.951999999999998,86.951999999999998,86.951999999999998,86.951999999999998,81,null,null,8706,{"$f":"LARGE(D$13:D$8748,$X8718)","v":78.525999999999996},{"$f":"LARGE(E$13:E$8748,$X8718)","v":78.525999999999996},{"$f":"LARGE(F$13:F$8748,$X8718)","v":78.525999999999996},{"$f":"LARGE(G$13:G$8748,$X8718)","v":78.525999999999996},{"$f":"LARGE(H$13:H$8748,$X8718)","v":78.525999999999996},{"$f":"LARGE(I$13:I$8748,$X8718)","v":{"$error":"#NUM!"}},{"$f":"LARGE(J$13:J$8748,$X8718)","v":17.538},{"$f":"LARGE(K$13:K$8748,$X8718)","v":{"$error":"#NUM!"}},{"$f":"LARGE(L$13:L$8748,$X8718)","v":8},{"$f":"LARGE(M$13:M$8748,$X8718)","v":8.74},{"$f":"LARGE(N$13:N$8748,$X8718)","v":8.74},{"$f":"LARGE(O$13:O$8748,$X8718)","v":8},{"$f":"LARGE(P$13:P$8748,$X8718)","v":{"$error":"#NUM!"}},{"$f":"LARGE(Q$13:Q$8748,$X8718)","v":7.4240000000000004},{"$f":"LARGE(R$13:R$8748,$X8718)","v":7.4240000000000004},{"$f":"LARGE(S$13:S$8748,$X8718)","v":7.4240000000000004},{"$f":"LARGE(T$13:T$8748,$X8718)","v":7.4240000000000004},{"$f":"LARGE(U$13:U$8748,$X8718)","v":8}]
[null,{"$f":"B8718+1","v":8707},null,600.827,600.827,600.827,600.827,600.827,5.95,188.03200000000001,5.95,83,94.46,94.46,83,5.95,88.951999999999998,88.951999999999998,88.951999999999998,88.951999999999998,83,null,null,8707,78.471999999999994,78.471999999999994,78.471999999999994,78.471999999999994,78.471999999999994,{"$error":"#NUM!"},16.66,{"$error":"#NUM!"},8,8.73,8.73,8,{"$error":"#NUM!"},7.4240000000000004,7.4240000000000004,7.4240000000000004,7.4240000000000004,8]
[null,8708,null,596.63599999999997,596.63599999999997,596.63599999999997,596.63599999999997,596.63599999999997,5.95,188.29,5.95,81,92.34,92.34,81,5.95,86.951999999999998,86.951999999999998,86.951999999999998,86.951999999999998,81,null,null,8708,78.471000000000004,78.471000000000004,78.471000000000004,78.471000000000004,78.471000000000004,{"$error":"#NUM!"},15.132,{"$error":"#NUM!"},8,8.6999999999999993,8.6999999999999993,8,{"$error":"#NUM!"},7.4240000000000004,7.4240000000000004,7.4240000000000004,7.4240000000000004,8]
[null,8709,null,597.44799999999998,597.44799999999998,597.44799999999998,597.44799999999998,597.44799999999998,5.57,189.26300000000001,5.57,82,92.98,92.98,82,5.57,87.567999999999998,87.567999999999998,87.567999999999998,87.567999999999998,82,null,null,8709,78.435000000000002,78.435000000000002,78.435000000000002,78.435000000000002,78.435000000000002,{"$error":"#NUM!"},14.266999999999999,{"$error":"#NUM!"},8,8.6999999999999993,8.6999999999999993,8,{"$error":"#NUM!"},7.36,7.36,7.36,7.36,8]
[null,8710,null,596.71799999999996,596.71799999999996,596.71799999999996,596.71799999999996,596.71799999999996,5.63,189.381,5.63,83,94.04,94.04,83,5.63,88.632000000000005,88.632000000000005,88.632000000000005,88.632000000000005,83,null,null,8710,78.361000000000004,78.361000000000004,78.361000000000004,78.361000000000004,78.361000000000004,{"$error":"#NUM!"},12.946999999999999,{"$error":"#NUM!"},8,8.68,8.68,8,{"$error":"#NUM!"},7.36,7.36,7.36,7.36,8]
[null,8711,null,579.37900000000002,579.37900000000002,579.37900000000002,579.37900000000002,579.37900000000002,5.7,188.21600000000001,5.7,81,92.02,92.02,81,5.7,86.695999999999998,86.695999999999998,86.695999999999998,86.695999999999998,81,null,null,8711,78.353999999999999,78.353999999999999,78.353999999999999,78.353999999999999,78.353999999999999,{"$error":"#NUM!"},12.478999999999999,{"$error":"#NUM!"},8,8.67,8.67,8,{"$error":"#NUM!"},7.36,7.36,7.36,7.36,8]
[null,8712,null,564.4,564.4,564.4,564.4,564.4,5.82,183.44499999999999,5.82,80,91.07,91.07,80,5.82,85.823999999999998,85.823999999999998,85.823999999999998,85.823999999999998,80,null,null,8712,78.248999999999995,78.248999999999995,78.248999999999995,78.248999999999995,78.248999999999995,{"$error":"#NUM!"},11.909000000000001,{"$error":"#NUM!"},8,8.64,8.64,8,{"$error":"#NUM!"},7.36,7.36,7.36,7.36,8]
[null,8713,null,550.87,550.87,550.87,550.87,550.87,6.08,174.17099999999999,6.08,76,85.71,85.71,76,6.08,82.08,82.08,82.08,82.08,76,null,null,8713,78.165999999999997,78.165999999999997,78.165999999999997,78.165999999999997,78.165999999999997,{"$error":"#NUM!"},11.736000000000001,{"$error":"#NUM!"},8,8.64,8.64,8,{"$error":"#NUM!"},7.1040000000000001,7.1040000000000001,7.1040000000000001,7.1040000000000001,8]
[null,8714,null,536.05600000000004,536.05600000000004,536.05600000000004,536.05600000000004,536.05600000000004,6.02,172.08699999999999,6.02,74,83.52,83.52,74,6.02,80.016000000000005,80.016000000000005,80.016000000000005,80.016000000000005,74,null,null,8714,78.158000000000001,78.158000000000001,78.158000000000001,78.158000000000001,78.158000000000001,{"$error":"#NUM!"},11.364000000000001,{"$error":"#NUM!"},8,8.6199999999999992,8.6199999999999992,8,{"$error":"#NUM!"},7.04,7.04,7.04,7.04,8]
[null,8715,null,532.36199999999997,532.36199999999997,532.36199999999997,532.36199999999997,532.36199999999997,6.02,171.245,6.02,70,79.34,79.34,70,6.02,76.016000000000005,76.016000000000005,76.016000000000005,76.016000000000005,70,null,null,8715,78.147999999999996,78.147999999999996,78.147999999999996,78.147999999999996,78.147999999999996,{"$error":"#NUM!"},11.244999999999999,{"$error":"#NUM!"},8,8.6199999999999992,8.6199999999999992,8,{"$error":"#NUM!"},7,7,7,7,8]
[null,8716,null,536.428,536.428,536.428,536.428,536.428,6.02,171.79499999999999,6.02,70,79.34,79.34,70,6.02,76.016000000000005,76.016000000000005,76.016000000000005,76.016000000000005,70,null,null,8716,77.977999999999994,77.977999999999994,77.977999999999994,77.977999999999994,77.977999999999994,{"$error":"#NUM!"},11.207000000000001,{"$error":"#NUM!"},8,8.58,8.58,8,{"$error":"#NUM!"},6.8479999999999999,6.8479999999999999,6.8479999999999999,6.8479999999999999,8]
[null,8717,null,543.36599999999999,543.36599999999999,543.36599999999999,543.36599999999999,543.36599999999999,5.95,172.17400000000001,5.95,71,80.39,80.39,71,5.95,76.951999999999998,76.951999999999998,76.951999999999998,76.951999999999998,71,null,null,8717,77.912999999999997,77.912999999999997,77.912999999999997,77.912999999999997,77.912999999999997,{"$error":"#NUM!"},11.007999999999999,{"$error":"#NUM!"},8,8.57,8.57,8,{"$error":"#NUM!"},6.4640000000000004,6.4640000000000004,6.4640000000000004,6.4640000000000004,8]
[null,8718,null,561.30600000000004,561.30600000000004,561.30600000000004,561.30600000000004,561.30600000000004,6.02,179.59,6.02,78,87.69,87.69,78,6.02,84.016000000000005,84.016000000000005,84.016000000000005,84.016000000000005,78,null,null,8718,77.84,77.84,77.84,77.84,77.84,{"$error":"#NUM!"},11.005000000000001,{"$error":"#NUM!"},8,8.5299999999999994,8.5299999999999994,8,{"$error":"#NUM!"},6.2720000000000002,6.2720000000000002,6.2720000000000002,6.2720000000000002,8]
[null,8719,null,564.91,564.91,564.91,564.91,564.91,5.95,181.596,5.95,91,101.27,101.27,91,5.95,96.951999999999998,96.951999999999998,96.951999999999998,96.951999999999998,91,null,null,8719,77.706000000000003,77.706000000000003,77.706000000000003,77.706000000000003,77.706000000000003,{"$error":"#NUM!"},10.96,{"$error":"#NUM!"},8,8.5299999999999994,8.5299999999999994,8,{"$error":"#NUM!"},6.04,6.04,6.04,6.04,8]
[null,8720,null,587.26,587.26,587.26,587.26,587.26,6.02,179.91900000000001,6.02,92,102.31,102.31,92,6.02,98.016000000000005,98.016000000000005,98.016000000000005,98.016000000000005,92,null,null,8720,77.561999999999998,77.561999999999998,77.561999999999998,77.561999999999998,77.561999999999998,{"$error":"#NUM!"},10.903,{"$error":"#NUM!"},8,8.5299999999999994,8.5299999999999994,8,{"$error":"#NUM!"},5.2480000000000002,5.2480000000000002,5.2480000000000002,5.2480000000000002,8]
[null,8721,null,525.63400000000001,525.63400000000001,525.63400000000001,525.63400000000001,525.63400000000001,5.95,183.364,5.95,91,101.27,101.27,91,5.95,96.951999999999998,96.951999999999998,96.951999999999998,96.951999999999998,91,null,null,8721,77.444000000000003,77.444000000000003,77.444000000000003,77.444000000000003,77.444000000000003,{"$error":"#NUM!"},10.79,{"$error":"#NUM!"},7,8.51,8.51,7,{"$error":"#NUM!"},5.12,5.12,5.12,5.12,7]
[null,8722,null,596.02200000000005,596.02200000000005,596.02200000000005,596.02200000000005,596.02200000000005,5.95,201.75899999999999,5.95,86,96.05,96.05,86,5.95,91.951999999999998,91.951999999999998,91.951999999999998,91.951999999999998,86,null,null,8722,77.153999999999996,77.153999999999996,77.153999999999996,77.153999999999996,77.153999999999996,{"$error":"#NUM!"},10.749000000000001,{"$error":"#NUM!"},7,8.4,8.4,7,{"$error":"#NUM!"},5.12,5.12,5.12,5.12,7]
[null,8723,null,612.39700000000005,612.39700000000005,612.39700000000005,612.39700000000005,612.39700000000005,6.02,230.58500000000001,6.02,84,93.96,93.96,84,6.02,90.016000000000005,90.016000000000005,90.016000000000005,90.016000000000005,84,null,null,8723,76.897999999999996,76.897999999999996,76.897999999999996,76.897999999999996,76.897999999999996,{"$error":"#NUM!"},10.467000000000001,{"$error":"#NUM!"},7,8.1199999999999992,8.1199999999999992,7,{"$error":"#NUM!"},5.12,5.12,5.12,5.12,7]
[null,8724,null,616.88199999999995,616.88199999999995,616.88199999999995,616.88199999999995,616.88199999999995,6.02,247.744,6.02,77,86.65,86.65,77,6.02,83.016000000000005,83.016000000000005,83.016000000000005,83.016000000000005,77,null,null,8724,76.878,76.878,76.878,76.878,76.878,{"$error":"#NUM!"},10.438000000000001,{"$error":"#NUM!"},7,8.08,8.08,7,{"$error":"#NUM!"},5.056,5.056,5.056,5.056,7]
[null,8725,null,618.38400000000001,618.38400000000001,618.38400000000001,618.38400000000001,618.38400000000001,6.02,253.01499999999999,6.02,77,86.65,86.65,77,6.02,83.016000000000005,83.016000000000005,83.016000000000005,83.016000000000005,77,null,null,8725,76.83,76.83,76.83,76.83,76.83,{"$error":"#NUM!"},10.435,{"$error":"#NUM!"},7,8.0299999999999994,8.0299999999999994,7,{"$error":"#NUM!"},5.056,5.056,5.056,5.056,7]
[null,8726,null,618.82500000000005,618.82500000000005,618.82500000000005,618.82500000000005,618.82500000000005,6.02,253.76,6.02,76,85.61,85.61,76,6.02,82.016000000000005,82.016000000000005,82.016000000000005,82.016000000000005,76,null,null,8726,76.468000000000004,76.468000000000004,76.468000000000004,76.468000000000004,76.468000000000004,{"$error":"#NUM!"},10.326000000000001,{"$error":"#NUM!"},7,7.87,7.87,7,{"$error":"#NUM!"},5.056,5.056,5.056,5.056,7]
[null,8727,null,621.03300000000002,621.03300000000002,621.03300000000002,621.03300000000002,621.03300000000002,5.95,254.49799999999999,5.95,78,87.69,87.69,78,5.95,83.951999999999998,83.951999999999998,83.951999999999998,83.951999999999998,78,null,null,8727,76.451999999999998,76.451999999999998,76.451999999999998,76.451999999999998,76.451999999999998,{"$error":"#NUM!"},10.211,{"$error":"#NUM!"},7,7.77,7.77,7,{"$error":"#NUM!"},5.056,5.056,5.056,5.056,7]
[null,8728,null,618.58000000000004,618.58000000000004,618.58000000000004,618.58000000000004,618.58000000000004,6.02,252.321,6.02,82,91.87,91.87,82,6.02,88.016000000000005,88.016000000000005,88.016000000000005,88.016000000000005,82,null,null,8728,76.33,76.33,76.33,76.33,76.33,{"$error":"#NUM!"},10.156000000000001,{"$error":"#NUM!"},7,7.55,7.55,7,{"$error":"#NUM!"},4.992,4.992,4.992,4.992,7]
[null,8729,null,646.33199999999999,646.33199999999999,646.33199999999999,646.33199999999999,646.33199999999999,5.95,248.32499999999999,5.95,80,89.78,89.78,80,5.95,85.951999999999998,85.951999999999998,85.951999999999998,85.951999999999998,80,null,null,8729,76.271000000000001,76.271000000000001,76.271000000000001,76.271000000000001,76.271000000000001,{"$error":"#NUM!"},10.105,{"$error":"#NUM!"},7,7.22,7.22,7,{"$error":"#NUM!"},4.992,4.992,4.992,4.992,7]
[null,8730,null,664.48900000000003,664.48900000000003,664.48900000000003,664.48900000000003,664.48900000000003,5.89,244.184,5.89,83,92.81,92.81,83,5.89,88.888000000000005,88.888000000000005,88.888000000000005,88.888000000000005,83,null,null,8730,76.228999999999999,76.228999999999999,76.228999999999999,76.228999999999999,76.228999999999999,{"$error":"#NUM!"},10.021000000000001,{"$error":"#NUM!"},6,7.19,7.19,6,{"$error":"#NUM!"},4.9279999999999999,4.9279999999999999,4.9279999999999999,4.9279999999999999,6]
[null,8731,null,673.178,673.178,673.178,673.178,673.178,5.95,238.14400000000001,5.95,84,93.96,93.96,84,5.95,89.951999999999998,89.951999999999998,89.951999999999998,89.951999999999998,84,null,null,8731,76.194000000000003,76.194000000000003,76.194000000000003,76.194000000000003,76.194000000000003,{"$error":"#NUM!"},10.009,{"$error":"#NUM!"},6,7.15,7.15,6,{"$error":"#NUM!"},4.9279999999999999,4.9279999999999999,4.9279999999999999,4.9279999999999999,6]
[null,8732,null,676.28700000000003,676.28700000000003,676.28700000000003,676.28700000000003,676.28700000000003,5.95,233.50700000000001,5.95,87,97.09,97.09,87,5.95,92.951999999999998,92.951999999999998,92.951999999999998,92.951999999999998,87,null,null,8732,75.81,75.81,75.81,75.81,75.81,{"$error":"#NUM!"},9.7620000000000005,{"$error":"#NUM!"},6,6.8,6.8,6,{"$error":"#NUM!"},4.9279999999999999,4.9279999999999999,4.9279999999999999,4.9279999999999999,6]
[null,8733,null,673.62400000000002,673.62400000000002,673.62400000000002,673.62400000000002,673.62400000000002,5.95,229.441,5.95,90,100.22,100.22,90,5.95,95.951999999999998,95.951999999999998,95.951999999999998,95.951999999999998,90,null,null,8733,75.638000000000005,75.638000000000005,75.638000000000005,75.638000000000005,75.638000000000005,{"$error":"#NUM!"},9.6880000000000006,{"$error":"#NUM!"},5,6.6,6.6,5,{"$error":"#NUM!"},4.4800000000000004,4.4800000000000004,4.4800000000000004,4.4800000000000004,5]
[null,8734,null,670.74199999999996,670.74199999999996,670.74199999999996,670.74199999999996,670.74199999999996,5.95,228.52099999999999,5.95,94,104.4,104.4,94,5.95,99.951999999999998,99.951999999999998,99.951999999999998,99.951999999999998,94,null,null,8734,74.945999999999998,74.945999999999998,74.945999999999998,74.945999999999998,74.945999999999998,{"$error":"#NUM!"},9.65,{"$error":"#NUM!"},5,6.59,6.59,5,{"$error":"#NUM!"},4.2720000000000002,4.2720000000000002,4.2720000000000002,4.2720000000000002,5]
[null,8735,null,639.61199999999997,639.61199999999997,639.61199999999997,639.61199999999997,639.61199999999997,5.95,222.518,5.95,103,113.79,113.79,103,5.95,108.952,108.952,108.952,108.952,103,null,null,8735,73.549000000000007,73.549000000000007,73.549000000000007,73.549000000000007,73.549000000000007,{"$error":"#NUM!"},9.4770000000000003,{"$error":"#NUM!"},4,5.86,5.86,4,{"$error":"#NUM!"},3.3919999999999999,3.3919999999999999,3.3919999999999999,3.3919999999999999,4]
[null,8736,null,598.01300000000003,598.01300000000003,598.01300000000003,598.01300000000003,598.01300000000003,5.95,213.82499999999999,5.95,100,110.66,110.66,100,5.95,105.952,105.952,105.952,105.952,100,null,null,8736,73.509,73.509,73.509,73.509,73.509,{"$error":"#NUM!"},9.4450000000000003,{"$error":"#NUM!"},3,5.54,5.54,3,{"$error":"#NUM!"},3.3359999999999999,3.3359999999999999,3.3359999999999999,3.3359999999999999,3]

{"sheet":"Technical data","index":7,"n_rows":108,"n_cols":36,"rows_kept":108,"cut":false,"hidden":false,"merged":[]}
["Technical data"]
[null,null,null,null,null,null,null,null,null,null,null,null,null,null,null,null,null,null,"Info:"]
[null,null,null,null,null,null,null,null,null,null,null,null,null,null,null,null,null,null,"Technical data for individual power plants"]
[null,null,null,null,null,null,null,null,null,null,null,null,null,null,null,null,null,null,"The most important data is efficiency and cost data (variable and fixed maintenance cost)"]
[]
[null,null,null,null,null,null,null,null,null,null,null,null,null,null,null,null,null,null,"Questions:"]
[null,null,null,null,null,null,null,null,null,null,null,null,null,null,null,null,null,null,"If you have technical data for individual power plants, which you think differ significantly from the ones shown, please let us know."]
[]
[null,"Template for technical/economic data for power plants",null,null,null,null,null,null,null,null,null,null,null,null,null,null,null,null,null,null,"Unitconversion"]
[null,"Year","2020",null,null,null,null,null,null,null,null,null,null,null,null,null,null,null,null,null,1.6830000000000001]
[null,"ViewName: Technology Details - Exogenous",null,null,null,null,null,null,null,null,null,null,null,null,null,null,null,null,null,null,null,null,null,null,null,"Unit commitment Data"]
[null,"Average of Value","Column Labels",null,null,null,null,null,null,null,null,null,null,null,null,null,null,null,"Questions:",null,null,null,null,null,null,"GDUCUNITSIZE","GDUCGMIN","GDUCUCOST","GDUCF0","GDUCDTMIN","GDUCUTMIN","GDUCRAMPU","GDUCRAMPD"]
[null,"Row Labels","GDCB","GDCV","GDFE","GDOMFCOST0","GDOMVCOST0","GDTYPE","GDUCUNITSIZE","GDUCDTMIN","GDUCF0","GDUCGMIN","GDUCRAMPD","GDUCRAMPU","GDUCUCOST","GDUCUTMIN",null,null,"Power plants","Type","cb-VALUE","cv-value","Efficiency","Fixed maintenance cost (€/MW/year)","Variable maintenance cost (€/MWH)","Standard size of unit type (MW)","Unit commitment: minimum production (share of input capacity)","Unit commitment: startup cost (Money/MW)","Unit commitment: fixed hourly fuel use (share of full load fuel use)","Unit commitment: minimum down time (hours)","Unit commitment: minimum up time (hours)","Unit commitment: ramp-up limit (share of capacity/h)","Unit commitment: ramp-down limit (share of capacity/h)"]
[null,"Estonia",null,null,null,null,null,null,null,null,null,null,null,null,null,null,null,null,null,null,null,null,null,null,null,null,null,"                                     ",null,null,null,null,null,null,"Type ","Name"]
[null,"Auvere-EJ-TG1",null,null,0.39750000000000002,30,1.97,1,82.5,2,0.45,0.38,2.4,2.4,180,4,null,"Estonia",{"$f":"B15","v":"Auvere-EJ-TG1"},{"$f":"VLOOKUP(H15,$AI$15:$AJ$29,2,FALSE)","v":"CONDENSING"},{"$f":"C15","v":0},{"$f":"D15","v":0},{"$f":"E15","v":0.39750000000000002},{"$f":"F15*$U$10*1000","v":50490},{"$f":"G15*$U$10","v":3.3155100000000002},{"$f":"IFERROR(GETPIVOTDATA(\"Value\",$B$12,\"Technology\",$S15,\"Data\",Z$12),NA())","v":82.5},0.38,180,0.45,2,4,2.4,2.4,null,1,"CONDENSING"]
[null,"DH-Old-B-EE",null,1,0.67100000000000004,14,1.07,4,null,null,null,null,null,null,null,null,null,null,{"$f":"B16","v":"DH-Old-B-EE"},"HEATONLY BOILERS",0,1,0.67100000000000004,23562,1.8008100000000002,0,0,0,0,0,0,0,0,null,2,"BACKPRESSURE"]
[null,"DH-Old-G-EE",null,1,0.85,9.5299999999999994,0.73,4,null,null,null,null,null,null,null,null,null,null,"DH-Old-G-EE","HEATONLY BOILERS",0,1,0.85,16038.989999999998,1.2285900000000001,0,0,0,0,0,0,0,0,null,{"$f":"AI16+1","v":3},"EXTRACTION"]
[null,"DH-Old-O-EE",null,1,0.85,10,0.76,4,null,null,null,null,null,null,null,null,null,null,"DH-Old-O-EE","HEATONLY BOILERS",0,1,0.85,16830.000000000004,1.27908,0,0,0,0,0,0,0,0,null,{"$f":"AI17+1","v":4},"HEATONLY BOILERS"]
[null,"DH-Old-O-IRU",null,1,0.92,10,0.76,4,null,null,null,null,null,null,null,null,null,null,"DH-Old-O-IRU","HEATONLY BOILERS",0,1,0.92,16830.000000000004,1.27908,0,0,0,0,0,0,0,0,null,5,"HEAT PUMPS"]
[null,"DH-Old-S-EE",null,1,0.33500000000000002,10,0.76,4,null,null,null,null,null,null,null,null,null,null,"DH-Old-S-EE","HEATONLY BOILERS",0,1,0.33500000000000002,16830.000000000004,1.27908,0,0,0,0,0,0,0,0,null,6,"HEAT STORAGE"]
[null,"Engine-NG-10_19",0.9,-0.01,0.43559999999999999,12.050668,3.0134059999999998,3,5.5,null,null,0.5,4,4,8.9499999999999993,null,null,null,"Engine-NG-10_19","EXTRACTION",0.9,-0.01,0.43559999999999999,20281.274244000004,5.0715622979999999,5.5,0.5,8.9499999999999993,0,0,0,4,4,null,7,"ELECTRICITY STORAGE"]
[null,"HO-B8-FO",null,1,0.85,0.9,0.75,4,null,null,null,null,null,null,null,null,null,null,"HO-B8-FO","HEATONLY BOILERS",0,1,0.85,1514.7,1.2622500000000001,0,0,0,0,0,0,0,0,null,8,"HYDRO WITH RESERVOIR"]
[null,"Hydro-EE",null,null,1,8.9359999999999999,0.246,9,null,null,null,null,null,null,null,null,null,null,"Hydro-EE","HYDRO RUN-OF-RIVER",0,0,1,15039.288,0.414018,0,0,0,0,0,0,0,0,null,9,"HYDRO RUN-OF-RIVER"]
[null,"Narva-EJ-TG1",null,null,0.28999999999999998,33.33,4,1,82.5,2,0.45,0.38,2.4,2.4,180,4,null,null,"Narva-EJ-TG1","CONDENSING",0,0,0.28999999999999998,56094.39,6.7320000000000002,82.5,0.38,180,0.45,2,4,2.4,2.4,null,10,"WIND POWER"]
[null,"Narva-EJ-TG11",0.85,0.2,0.33,33.332999999999998,2,3,82.5,2,0.45,0.38,2.4,2.4,180,4,null,null,"Narva-EJ-TG11","EXTRACTION",0.85,0.2,0.33,56099.438999999998,3.3660000000000001,{"$f":"IFERROR(GETPIVOTDATA(\"Value\",$B$12,\"Technology\",$S25,\"Data\",Z$12),NA())","v":82.5},0.38,180,0.45,2,4,2.4,2.4,null,11,"SOLAR VOLT"]
[null,"Narva-EJ-TG12",null,null,0.28999999999999998,33.332999999999998,4,1,82.5,2,0.45,0.38,2.4,2.4,180,4,null,null,"Narva-EJ-TG12","CONDENSING",0,0,0.28999999999999998,56099.438999999998,6.7320000000000002,82.5,0.38,180,0.45,2,4,2.4,2.4,null,12,"SOLAR HEAT"]
[null,"Narva-EJ-TG2",null,null,0.28999999999999998,33.33,4,1,82.5,2,0.45,0.38,2.4,2.4,180,4,null,null,"Narva-EJ-TG2","CONDENSING",0,0,0.28999999999999998,56094.39,6.7320000000000002,82.5,0.38,180,0.45,2,4,2.4,2.4,null,13,"WAVE POWER"]
[null,"Narva-EJ-TG3",null,null,0.28999999999999998,33.33,4,1,82.5,2,0.45,0.38,2.4,2.4,180,4,null,null,"Narva-EJ-TG3","CONDENSING",0,0,0.28999999999999998,56094.39,6.7320000000000002,82.5,0.38,180,0.45,2,4,2.4,2.4,null,14,"SEASONAL HEAT STORAGE"]
[null,"Narva-EJ-TG4",null,null,0.28999999999999998,33.33,4,1,82.5,2,0.45,0.38,2.4,2.4,180,4,null,null,"Narva-EJ-TG4","CONDENSING",0,0,0.28999999999999998,56094.39,6.7320000000000002,82.5,0.38,180,0.45,2,4,2.4,2.4,null,15,"HEAT TO ELECTRICITY"]
[null,"Narva-EJ-TG5",null,null,0.28999999999999998,33.33,4,1,82.5,2,0.45,0.38,2.4,2.4,180,4,null,null,"Narva-EJ-TG5","CONDENSING",0,0,0.28999999999999998,56094.39,6.7320000000000002,82.5,0.38,180,0.45,2,4,2.4,2.4]
[null,"Narva-EJ-TG6",null,null,0.28999999999999998,33.33,4,1,82.5,2,0.45,0.38,2.4,2.4,180,4,null,null,"Narva-EJ-TG6","CONDENSING",0,0,0.28999999999999998,56094.39,6.7320000000000002,82.5,0.38,180,0.45,2,4,2.4,2.4]
[null,"Narva-EJ-TG7",null,null,0.28999999999999998,33.33,4,1,82.5,2,0.45,0.38,2.4,2.4,180,4,null,null,"Narva-EJ-TG7","CONDENSING",0,0,0.28999999999999998,56094.39,6.7320000000000002,82.5,0.38,180,0.45,2,4,2.4,2.4]
[null,"Narva-EJ-TG8",null,null,0.33,30,1.97,1,82.5,2,0.45,0.38,2.4,2.4,180,4,null,null,"Narva-EJ-TG8","CONDENSING",0,0,0.33,50490,3.3155100000000002,82.5,0.38,180,0.45,2,4,2.4,2.4]
[null,"ST-BP-Iru-2-OG",0.85,null,0.28999999999999998,12.050668,1.333,3,325,2,0.45,0.38,3.6,3.6,68,4,null,null,"ST-BP-Iru-2-OG","EXTRACTION",0.85,0,0.28999999999999998,20281.274244000004,2.243439,325,0.38,68,0.45,2,4,3.6,3.6]
[null,"ST-Ext-K1-O_Enefit",0.3,0.1,0.25,null,4,1,null,null,null,null,null,null,null,null,null,null,"ST-Ext-K1-O_Enefit","CONDENSING",0.3,0.1,0.25,0,6.7320000000000002,{"$f":"IFERROR(GETPIVOTDATA(\"Value\",$B$12,\"Technology\",$S35,\"Data\",Z$12),NA())","v":0},0,0,0,0,0,0,0]
[null,"Engine-RG-10_19-EE",0.9,0.34,0.43559999999999999,12.050668,3.0134059999999998,3,5.5,null,null,0.5,4,4,8.9499999999999993,null,null,null,"Engine-RG-10_19-EE","EXTRACTION",0.9,0.34,0.43559999999999999,20281.274244000004,5.0715622979999999,5.5,0.5,8.9499999999999993,0,0,0,4,4]
[null,"ST-BP-Ebavere_WW",0.38,1,0.92,48.202672999999997,1.7105459999999999,2,55,2,0.45,0.38,2.4,2.4,180,4,null,null,"ST-BP-Ebavere_WW","BACKPRESSURE",0.38,1,0.92,81125.098658999996,2.8788489180000001,55,0.38,180,0.45,2,4,2.4,2.4]
[null,"ST-BP-Imav-WO",0.33333299999999999,1,0.92,48.202672999999997,1.1519999999999999,2,55,2,0.45,0.38,2.4,2.4,180,4,null,null,"ST-BP-Imav-WO","BACKPRESSURE",0.33333299999999999,1,0.92,81125.098658999996,1.9388159999999999,55,0.38,180,0.45,2,4,2.4,2.4]
[null,"ST-BP-Iru-W",0.5,1,0.9,21.332999999999998,1.333,2,55,1.3,0.96,0.7,1.8,1.8,107,null,null,null,"ST-BP-Iru-W","BACKPRESSURE",0.5,1,0.9,35903.438999999998,2.243439,55,0.7,107,0.96,1.3,0,1.8,1.8]
[null,"ST-BP-Must-WO",0.30303000000000002,1,0.92,48.202672999999997,1.1519999999999999,2,55,2,0.45,0.38,2.4,2.4,180,4,null,null,"ST-BP-Must-WO","BACKPRESSURE",0.30303000000000002,1,0.92,81125.098658999996,1.9388159999999999,55,0.38,180,0.45,2,4,2.4,2.4]
[null,"ST-BP-Osul-WO",0.33333299999999999,1,0.92,48.202672999999997,1.1519999999999999,2,55,2,0.45,0.38,2.4,2.4,180,4,null,null,"ST-BP-Osul-WO","BACKPRESSURE",0.33333299999999999,1,0.92,81125.098658999996,1.9388159999999999,55,0.38,180,0.45,2,4,2.4,2.4]
[null,"ST-BP-Parnu-1-WO",0.45833299999999999,1,0.92,48.202672999999997,1.1519999999999999,2,55,2,0.45,0.38,2.4,2.4,180,4,null,null,"ST-BP-Parnu-1-WO","BACKPRESSURE",0.45833299999999999,1,0.92,81125.098658999996,1.9388159999999999,55,0.38,180,0.45,2,4,2.4,2.4]
[null,"ST-BP-Sill-WO",0.11600000000000001,1,0.92,48.202672999999997,1.1519999999999999,2,55,2,0.45,0.38,2.4,2.4,180,4,null,null,"ST-BP-Sill-WO","BACKPRESSURE",0.11600000000000001,1,0.92,81125.098658999996,1.9388159999999999,55,0.38,180,0.45,2,4,2.4,2.4]
[null,"ST-BP-Tartu-1-WO",0.45833299999999999,1,0.92,48.202672999999997,1.1519999999999999,2,55,2,0.45,0.38,2.4,2.4,180,4,null,null,null,null,null,null,null,null,null,{"$error":"#N/A"},{"$error":"#N/A"},{"$error":"#N/A"},{"$error":"#N/A"},{"$error":"#N/A"},{"$error":"#N/A"},{"$error":"#N/A"},{"$error":"#N/A"}]
[null,"ST-BP-Vao-1-WO",0.59523800000000004,1,0.92,48.202672999999997,1.1519999999999999,2,55,2,0.45,0.38,2.4,2.4,180,4,null,"Latvia","ST-BP-Vao-1-WO",{"$f":"VLOOKUP(H45,$AI$15:$AJ$29,2,FALSE)","v":"BACKPRESSURE"},{"$f":"C45","v":0.59523800000000004},1,0.92,{"$f":"F45*$U$10*1000","v":81125.098658999996},{"$f":"G45*$U$10","v":1.9388159999999999},{"$f":"IFERROR(GETPIVOTDATA(\"Value\",$B$12,\"Technology\",$S45,\"Data\",Z$12),NA())","v":55},0.38,180,0.45,2,4,2.4,2.4]
[null,"ST-BP-Vao-2-WO",0.38181799999999999,1,0.92,48.202672999999997,1.1519999999999999,2,55,2,0.45,0.38,2.4,2.4,180,4,null,null,"ST-BP-Vao-2-WO","BACKPRESSURE",0.38181799999999999,1,0.92,{"$f":"F46*$U$10*1000","v":81125.098658999996},{"$f":"G46*$U$10","v":1.9388159999999999},55,0.38,180,0.45,2,4,2.4,2.4]
[null,"SteamTur-Medi-BP-WO-10-EE",1,1,1.06,48.202672999999997,1.7105459999999999,2,30,null,null,0.2,2.4,2.4,35.799999999999997,null,null,null,"SteamTur-Medi-BP-WO-10-EE","BACKPRESSURE",1,1,1.06,{"$f":"F47*$U$10*1000","v":81125.098658999996},{"$f":"G47*$U$10","v":2.8788489180000001},30,0.2,35.799999999999997,0,0,0,2.4,2.4]
[null,"SteamTur-Medi-BP-WW-10-EE",0.13,1,1.06,48.202672999999997,1.7105459999999999,2,30,null,null,0.2,2.4,2.4,35.799999999999997,null,null,null,"SteamTur-Medi-BP-WW-10-EE","BACKPRESSURE",{"$f":"C48","v":0.13},{"$f":"D48","v":1},{"$f":"E48","v":1.06},{"$f":"F48*$U$10*1000","v":81125.098658999996},{"$f":"G48*$U$10","v":2.8788489180000001},30,0.2,35.799999999999997,0,0,0,2.4,2.4]
[null,"ST-Ext-BG",0.5,0.33,0.38419999999999999,11.52,null,3,325,2,0.45,0.38,3.6,3.6,68,4,null,null,"ST-Ext-BG","EXTRACTION",0.5,0.33,0.38419999999999999,19388.16,0,325,0.38,68,0.45,2,4,3.6,3.6]
[null,"Wind-EE-Onshore",null,null,1,16.55,0.98,10,null,null,null,null,null,null,null,null,null,null,"Wind-EE-Onshore","WIND POWER",0,0,1,27853.65,1.64934,0,0,0,0,0,0,0,0]
[null,"Latvia",null,null,null,null,null,null,null,null,null,null,null,null,null,null,null,null,"Latvia",{"$error":"#N/A"},0,0,0,0,0,{"$error":"#N/A"},{"$error":"#N/A"},{"$error":"#N/A"},{"$error":"#N/A"},{"$error":"#N/A"},{"$error":"#N/A"},{"$error":"#N/A"},{"$error":"#N/A"}]
[null,"BIO-GAS-LV",0.51,1,0.9,26.1,null,2,55,2,0.45,0.38,2.4,2.4,180,4,null,null,"BIO-GAS-LV","BACKPRESSURE",0.51,1,0.9,43926.3,0,55,0.38,180,0.45,2,4,2.4,2.4]
[null,"Boiler-WO",null,1,1.08,5.2984400000000003,1.7661469999999999,4,null,null,null,null,null,null,null,null,null,null,"Boiler-WO","HEATONLY BOILERS",0,1,1.08,8917.2745200000008,2.9724254009999997,{"$error":"#N/A"},{"$error":"#N/A"},{"$error":"#N/A"},{"$error":"#N/A"},{"$error":"#N/A"},{"$error":"#N/A"},{"$error":"#N/A"},{"$error":"#N/A"}]
[null,"GE-BP-LV-G",0.51,1,0.84,12.050668,1.9,2,325,2,0.45,0.38,3.6,3.6,68,4,null,null,"GE-BP-LV-G","BACKPRESSURE",0.51,1,0.84,20281.274244000004,3.1976999999999998,325,0.38,68,0.45,2,4,3.6,3.6]
[null,"HO-B8-CO",null,1,0.76,3.6,1.5,4,null,null,null,null,null,null,null,null,null,null,"HO-B8-CO","HEATONLY BOILERS",0,1,0.76,6058.8,2.5245000000000002,{"$f":"IFERROR(GETPIVOTDATA(\"Value\",$B$12,\"Technology\",$S55,\"Data\",Z$12),NA())","v":0},0,0,0,0,0,0,0]
[null,"Keguma-HPP-1",null,null,1,10.16,0.16,8,null,null,null,null,null,null,null,null,null,null,"Keguma-HPP-1","HYDRO WITH RESERVOIR",0,0,1,17099.28,0.26928000000000002,0,0,0,0,0,0,0,0]
[null,"Keguma-HPP-2",null,null,1,10.16,0.16,8,null,null,null,null,null,null,null,null,null,null,"Keguma-HPP-2","HYDRO WITH RESERVOIR",0,0,1,17099.28,0.26928000000000002,0,0,0,0,0,0,0,0]
[null,"Planivas-HPP",null,null,1,10.16,0.16,8,null,null,null,null,null,null,null,null,null,null,"Planivas-HPP","HYDRO WITH RESERVOIR",0,0,1,17099.28,0.26928000000000002,0,0,0,0,0,0,0,0]
[null,"Riga-HPP",null,null,1,10.16,0.16,8,null,null,null,null,null,null,null,null,null,null,"Riga-HPP","HYDRO WITH RESERVOIR",0,0,1,17099.28,0.26928000000000002,0,0,0,0,0,0,0,0]
[null,"Rigas_TEC-2-CC",1.53,0.09,0.56999999999999995,12.050668,1.39,3,250,2,0.42,0.33,3.6,3.6,131,4,null,null,"Rigas_TEC-2-CC","EXTRACTION",1.53,0.09,0.56999999999999995,20281.274244000004,2.3393699999999997,250,0.33,131,0.42,2,4,3.6,3.6]
[null,"ST-B1-Bio-LV",0.51,1,0.9,48.202672999999997,1.1299999999999999,2,55,2,0.45,0.38,2.4,2.4,180,4,null,null,"ST-B1-Bio-LV","BACKPRESSURE",0.51,1,0.9,81125.098658999996,1.9017899999999999,55,0.38,180,0.45,2,4,2.4,2.4]
[null,"ST-BP-IM-G",1,1,0.85,12.050668,1.53,2,325,2,0.45,0.38,3.6,3.6,68,4,null,null,"ST-BP-IM-G","BACKPRESSURE",1,1,0.85,20281.274244000004,2.5749900000000001,325,0.38,68,0.45,2,4,3.6,3.6]
[null,"Boiler-NG",null,1,1.01,1.2101379999999999,0.40555999999999998,4,null,null,null,null,null,null,null,null,null,null,"Boiler-NG","HEATONLY BOILERS",0,1,1.01,2036.6622539999998,0.68255747999999994,{"$error":"#N/A"},{"$error":"#N/A"},{"$error":"#N/A"},{"$error":"#N/A"},{"$error":"#N/A"},{"$error":"#N/A"},{"$error":"#N/A"},{"$error":"#N/A"}]
[null,"HO-B1-FO",null,1,0.95,0.9,0.75,4,null,null,null,null,null,null,null,null,null,null,"HO-B1-FO","HEATONLY BOILERS",0,1,0.95,1514.7,1.2622500000000001,0,0,0,0,0,0,0,0]
[null,"IM-HOB",null,1,1.01,1.2101379999999999,0.40555999999999998,4,null,null,null,null,null,null,null,null,null,null,"IM-HOB","HEATONLY BOILERS",0,1,1.01,2036.6622539999998,0.68255747999999994,0,0,0,0,0,0,0,0]
[null,"Rigas_TEC-1-CC",0.99,1,0.87,12.050668,1.61,2,250,2,0.42,0.33,3.6,3.6,131,4,null,null,"Rigas_TEC-1-CC","BACKPRESSURE",{"$f":"C66","v":0.99},1,0.87,{"$f":"F66*$U$10*1000","v":20281.274244000004},{"$f":"G66*$U$10","v":2.7096300000000002},250,0.33,131,0.42,2,4,3.6,3.6]
[null,"Small_HPP",null,null,1,3.5,0.16,8,null,null,null,null,null,null,null,null,null,null,"Small_HPP","HYDRO WITH RESERVOIR",0,0,1,{"$f":"F67*$U$10*1000","v":5890.5},{"$f":"G67*$U$10","v":0.26928000000000002},0,0,0,0,0,0,0,0]
[null,"TEC-1-HOB",null,1,1.01,1.2101379999999999,0.40555999999999998,4,null,null,null,null,null,null,null,null,null,null,"TEC-1-HOB","HEATONLY BOILERS",0,1,1.01,{"$f":"F68*$U$10*1000","v":2036.6622539999998},{"$f":"G68*$U$10","v":0.68255747999999994},0,0,0,0,0,0,0,0]
[null,"TEC-2-HOB",null,1,1.01,1.2101379999999999,0.40555999999999998,4]
[null,"Wind-LV-Onshore",null,null,1,16.55,0.98,10,null,null,null,null,null,null,null,null,null,"Lithuania","Wind-LV-Onshore","WIND POWER",{"$f":"C70","v":0},{"$f":"D70","v":0},{"$f":"E70","v":1},{"$f":"F70*$U$10*1000","v":27853.65},{"$f":"G70*$U$10","v":1.64934},{"$f":"IFERROR(GETPIVOTDATA(\"Value\",$B$12,\"Technology\",$S70,\"Data\",Z$12),NA())","v":0},0,0,0,0,0,0,0]
[null,"Lithuania",null,null,null,null,null,null,null,null,null,null,null,null,null,null,null,null,"Lithuania",{"$error":"#N/A"},0,0,0,0,0,{"$error":"#N/A"},{"$error":"#N/A"},{"$error":"#N/A"},{"$error":"#N/A"},{"$error":"#N/A"},{"$error":"#N/A"},{"$error":"#N/A"},{"$error":"#N/A"}]
[null,"Boiler-WO",null,1,1.08,5.2984400000000003,1.7661469999999999,4,null,null,null,null,null,null,null,null,null,null,"Boiler-WO","HEATONLY BOILERS",0,1,1.08,8917.2745200000008,2.9724254009999997,{"$error":"#N/A"},{"$error":"#N/A"},{"$error":"#N/A"},{"$error":"#N/A"},{"$error":"#N/A"},{"$error":"#N/A"},{"$error":"#N/A"},{"$error":"#N/A"}]
[null,"CC-BP-G",1,1,0.83,12.050668,2.8,2,250,2,0.42,0.33,3.6,3.6,131,4,null,null,"CC-BP-G","BACKPRESSURE",1,1,0.83,20281.274244000004,4.7123999999999997,250,0.33,131,0.42,2,4,3.6,3.6]
[null,"Hydro-LT-1",null,null,1,8.9359999999999999,0.246,9,null,null,null,null,null,null,null,null,null,null,"Hydro-LT-1","HYDRO RUN-OF-RIVER",0,0,1,15039.288,0.414018,0,0,0,0,0,0,0,0]
[null,"Hydro-LT-2",null,null,1,8.9359999999999999,0.246,9,null,null,null,null,null,null,null,null,null,null,"Hydro-LT-2","HYDRO RUN-OF-RIVER",0,0,1,15039.288,0.414018,0,0,0,0,0,0,0,0]
[null,"Hydro-LT-3",null,null,1,8.9359999999999999,0.246,9,null,null,null,null,null,null,null,null,null,null,"Hydro-LT-3","HYDRO RUN-OF-RIVER",0,0,1,15039.288,0.414018,0,0,0,0,0,0,0,0]
[null,"Hydro-LT-4",null,null,1,8.9359999999999999,0.246,9,null,null,null,null,null,null,null,null,null,null,"Hydro-LT-4","HYDRO RUN-OF-RIVER",0,0,1,15039.288,0.414018,0,0,0,0,0,0,0,0]
[null,"Hydro-Small",null,null,1,36.67,0.24,9,null,null,null,null,null,null,null,null,null,null,"Hydro-Small","HYDRO RUN-OF-RIVER",0,0,1,61715.610000000008,0.40392,0,0,0,0,0,0,0,0]
[null,"Kruonis-1",null,null,0.73,0.14000000000000001,1.0580000000000001,7,null,null,null,null,null,null,null,null,null,null,"Kruonis-1","ELECTRICITY STORAGE",0,0,0.73,235.62000000000003,1.7806140000000001,0,0,0,0,0,0,0,0]
[null,"Kruonis-2",null,null,0.73,0.14000000000000001,1.0580000000000001,7,null,null,null,null,null,null,null,null,null,null,{"$f":"B80","v":"Kruonis-2"},"ELECTRICITY STORAGE",0,0,0.73,235.62000000000003,1.7806140000000001,{"$f":"IFERROR(GETPIVOTDATA(\"Value\",$B$12,\"Technology\",$S80,\"Data\",Z$12),NA())","v":0},0,0,0,0,0,0,0]
[null,"Kruonis-3",null,null,0.73,0.14000000000000001,1.0580000000000001,7,null,null,null,null,null,null,null,null,null,null,"Kruonis-3","ELECTRICITY STORAGE",0,0,0.73,235.62000000000003,1.7806140000000001,0,0,0,0,0,0,0,0]
[null,"Kruonis-4",null,null,0.73,0.14000000000000001,1.0580000000000001,7,null,null,null,null,null,null,null,null,null,null,"Kruonis-4","ELECTRICITY STORAGE",0,0,0.73,235.62000000000003,1.7806140000000001,0,0,0,0,0,0,0,0]
[null,"LT_GAS_CCGT",null,null,0.57999999999999996,9.6405349999999999,1.097,1,250,2,0.42,0.33,3.6,3.6,131,4,null,null,"LT_GAS_CCGT","CONDENSING",0,0,0.57999999999999996,16225.020404999999,1.8462510000000001,250,0.33,131,0.42,2,4,3.6,3.6]
[null,"SOLE1",null,null,1,20.472999999999999,null,11,null,null,null,null,null,null,null,null,null,null,"SOLE1","SOLAR VOLT",0,0,1,34456.058999999994,0,0,0,0,0,0,0,0,0]
[null,"ST-Ext-K1-G",0.24658099999999999,7.5999999999999998E-2,0.24399999999999999,12.050668,3.6869999999999998,3,325,2,0.45,0.38,3.6,3.6,68,4,null,null,"ST-Ext-K1-G","EXTRACTION",0.24658099999999999,7.5999999999999998E-2,0.24399999999999999,20281.274244000004,6.2052209999999999,325,0.38,68,0.45,2,4,3.6,3.6]
[null,"ST-Ext-K2-G",0.44887199999999999,9.2999999999999999E-2,0.31,12.050668,3.6869999999999998,3,325,2,0.45,0.38,3.6,3.6,68,4,null,null,"ST-Ext-K2-G","EXTRACTION",0.44887199999999999,9.2999999999999999E-2,0.31,20281.274244000004,6.2052209999999999,325,0.38,68,0.45,2,4,3.6,3.6]
[null,"ST-Ext-Klaipeda-WO",0.14959800000000001,1,1.03,48.202672999999997,1.1519999999999999,2,55,2,0.45,0.38,2.4,2.4,180,4,null,null,"ST-Ext-Klaipeda-WO","BACKPRESSURE",0.14959800000000001,1,1.03,81125.098658999996,1.9388159999999999,55,0.38,180,0.45,2,4,2.4,2.4]
[null,"ST-Ext-M-O-1",0.28266400000000003,8.5999999999999993E-2,0.22,9.0380009999999995,2.484,3,400,2,0.42,0.32,3.6,3.6,101,4,null,null,"ST-Ext-M-O-1","EXTRACTION",0.28266400000000003,8.5999999999999993E-2,0.22,15210.955683,4.1805719999999997,400,0.32,101,0.42,2,4,3.6,3.6]
[null,"ST-Ext-M-O-2",0.28266400000000003,8.5999999999999993E-2,0.22,9.0380009999999995,2.484,3,400,2,0.42,0.32,3.6,3.6,101,4,null,null,"ST-Ext-M-O-2","EXTRACTION",0.28266400000000003,8.5999999999999993E-2,0.22,15210.955683,4.1805719999999997,400,0.32,101,0.42,2,4,3.6,3.6]
[null,"Achema-CHP1",0.78,0.1,0.38,12.050668,3.6869999999999998,3,325,2,0.45,0.38,3.6,3.6,68,4,null,null,"Achema-CHP1","EXTRACTION",0.78,0.1,0.38,20281.274244000004,6.2052209999999999,{"$f":"IFERROR(GETPIVOTDATA(\"Value\",$B$12,\"Technology\",$S90,\"Data\",Z$12),NA())","v":325},0.38,68,0.45,2,4,3.6,3.6]
[null,"Achema-CHP2",0.42222199999999999,0.1,0.33,12.050668,3.6869999999999998,3,325,2,0.45,0.38,3.6,3.6,68,4,null,null,"Achema-CHP2","EXTRACTION",0.42222199999999999,0.1,0.33,20281.274244000004,6.2052209999999999,325,0.38,68,0.45,2,4,3.6,3.6]
[null,"Boiler-NG",null,1,1.01,1.2101379999999999,0.40555999999999998,4,null,null,null,null,null,null,null,null,null,null,"Boiler-NG","HEATONLY BOILERS",0,1,1.01,2036.6622539999998,0.68255747999999994,{"$error":"#N/A"},{"$error":"#N/A"},{"$error":"#N/A"},{"$error":"#N/A"},{"$error":"#N/A"},{"$error":"#N/A"},{"$error":"#N/A"},{"$error":"#N/A"}]
[null,"Eng-BP-Alytus-NG",0.3,1,0.85,12.050668,0.71499999999999997,2,5.5,null,0.4,0.2,12,12,12,null,null,null,"Eng-BP-Alytus-NG","BACKPRESSURE",0.3,1,0.85,20281.274244000004,1.2033449999999999,5.5,0.2,12,0.4,0,0,12,12]
[null,"Eng-BP-smallCHP",25.9,0.1,0.33,39.700000000000003,null,3,5.5,null,0.4,0.2,12,12,12,null,null,null,"Eng-BP-smallCHP","EXTRACTION",25.9,0.1,0.33,66815.100000000006,0,5.5,0.2,12,0.4,0,0,12,12]
[null,"Eng-Ext-smallCHP-NG",0.7,0.1,0.43,12.050668,3.6869999999999998,3,5.5,null,0.4,0.2,12,12,12,null,null,null,"Eng-Ext-smallCHP-NG","EXTRACTION",0.7,0.1,0.43,20281.274244000004,6.2052209999999999,5.5,0.2,12,0.4,0,0,12,12]
[null,"Industrial-CHP",0.22,1,0.85,12.050668,0.71499999999999997,2,325,2,0.45,0.38,3.6,3.6,68,4,null,null,"Industrial-CHP","BACKPRESSURE",0.22,1,0.85,20281.274244000004,1.2033449999999999,325,0.38,68,0.45,2,4,3.6,3.6]
[null,"Lifosa_chem",0.74,1,1.02,48.202672999999997,3.6869999999999998,2,null,null,null,null,null,null,null,null,null,null,"Lifosa_chem","BACKPRESSURE",0.74,1,1.02,81125.098658999996,6.2052209999999999,0,0,0,0,0,0,0,0]
[null,"ST-BP-Kaunas-MW",0.35293999999999998,1,0.999,21.332999999999998,1.333,2,55,1.3,0.96,0.7,1.8,1.8,107,null,null,null,"ST-BP-Kaunas-MW","BACKPRESSURE",0.35293999999999998,1,0.999,35903.438999999998,2.243439,55,0.7,107,0.96,1.3,0,1.8,1.8]
[null,"ST-BP-Siauliai-WO",0.28999999999999998,1,1.02,48.202672999999997,1.113,2,55,2,0.45,0.38,2.4,2.4,180,4,null,null,"ST-BP-Siauliai-WO","BACKPRESSURE",{"$f":"C99","v":0.28999999999999998},{"$f":"D99","v":1},{"$f":"E99","v":1.02},{"$f":"F99*$U$10*1000","v":81125.098658999996},{"$f":"G99*$U$10","v":1.8731790000000001},55,0.38,180,0.45,2,4,2.4,2.4]
[null,"ST-BP-smallCHP",0.27,1,1.02,48.202672999999997,1.1519999999999999,2,55,2,0.45,0.38,2.4,2.4,180,4,null,null,"ST-BP-smallCHP","BACKPRESSURE",0.27,1,1.02,81125.098658999996,1.9388159999999999,55,0.38,180,0.45,2,4,2.4,2.4]
[null,"ST-BP-Vilnius-MW",0.40528999999999998,1,1.01,21.332999999999998,1.333,2,55,1.3,0.96,0.7,1.8,1.8,107,null,null,null,"ST-BP-Vilnius-MW","BACKPRESSURE",0.40528999999999998,1,1.01,35903.438999999998,2.243439,55,0.7,107,0.96,1.3,0,1.8,1.8]
[null,"ST-BP-Vilnius-WO",0.24,1,0.89,48.202672999999997,1.1519999999999999,2,55,2,0.45,0.38,2.4,2.4,180,4,null,null,"ST-BP-Vilnius-WO","BACKPRESSURE",0.24,1,0.89,81125.098658999996,1.9388159999999999,55,0.38,180,0.45,2,4,2.4,2.4]
[null,"ST-Con-LE-PP7",null,1,0.377,9.6405349999999999,1.633,1,325,2,0.45,0.38,3.6,3.6,68,4]
[null,"ST-Con-LE-PP8",null,1,0.377,9.6405349999999999,1.633,1,325,2,0.45,0.38,3.6,3.6,68,4]
[null,"ST-Ext-RK1-WO",0.05,0.05,0.13600000000000001,48.202672999999997,1.1519999999999999,3,55,2,0.45,0.38,2.4,2.4,180,4]
[null,"ST-Ext-V3-G",0.476026,0.12,0.39,12.050668,0.255,3,325,2,0.45,0.38,3.6,3.6,68,4]
[null,"Wind-LT-Onshore",null,null,1,16.55,0.98,10]
[null,"Grand Total",1.0391426470588236,0.77171590909090926,0.75183109243697477,17.745475584745765,1.5270661607142861,3.73109243697479,140.91935483870967,1.9588235294117646,0.47222222222222193,0.38741935483870948,3.3967741935483864,3.3967741935483864,114.32741935483871,4]

{"sheet":"VRE potentials","index":8,"n_rows":70,"n_cols":13,"rows_kept":70,"cut":false,"hidden":false,"merged":[]}
[null,"Variable Renewable Energy (VRE) potentials"]
[]
[null,"Hydro"]
[]
[null,"Info"]
[null,"Capacity data are also inquired in power&heat template. There at installation level, here aggregated level."]
[null,"If you updated that one, you can skip this."]
[]
[]
[null,null,null,null,null,2015,2020,2025,2030,2035,2040,2045,2050]
[null,"Estonia","Hydro, reservoir",null,"MW",0,0,0,0,0,0,0,0]
[null,null,"Hydro, run-of-river",null,"MW",4,4,4,4,4,4,4,4]
[]
[null,"Latvia","Hydro, reservoir",null,"MW",1585,1585,1585,1585,1585,1585,1585,1585]
[null,null,"Hydro, run-of-river",null,"MW",0,0,0,0,0,0,0,0]
[]
[null,"Lithuania","Hydro, reservoir",null,"MW",0,0,0,0,0,0,0,0]
[null,null,"Hydro, run-of-river",null,"MW",121,121,121,121,121,121,121,121]
[]
[]
[null,"Solar"]
[null,"Info"]
[null,"Maximum realizable solar potential (GW) and planning limits"]
[null,"Currently, no limitations to the maximum amount of solar PV"]
[null,"Currently, no limitations to annual solar buildout"]
[]
[null,"Maximum realizable solar heating potential (GW)"]
[null,"Currently, no limitations to the maximum amount of solar heating"]
[]
[]
[]
[null,"Wind"]
[null,"Info"]
[null,"Maximum realizable wind potential (GW) and planning limits"]
[null,"Standard setup for wind power development: Until 2020, development of wind power is fixed, based on ENTSO-e scenarios (shown in red numbers below, and also mentioned in power capacities sheet)"]
[null,"After 2020 investments in wind power is model optimized, but subject to a maximum potential, which is trying to reflect the maximum realizable wind potential to due availability of land, planning limitations, pace of grid improvements."]
[null,"The numbers below after 2020 show the currently applied maximum potential"]
[null,"Assumptions on maximum realizable onshore potential:"]
[null,"Estimation of maximum onshore wind power is associated with great uncertainty. Here, the assumptions are based on elaborations of the document \"Wind-energy potential in Europe 2020-2030\": http://acm.eionet.europa.eu/docs/ETCACC_TP_2008_6_ren_wind_energy_Europe.pdf"]
[null,"The reference shows very large possible technical potentials, and have therefore been scaled down using Germany as a reference with an annual buildout of 2,5 GW. This number is scaled to other countries with the ratio of the technical potential between the individual countreis and Germany. "]
[null,"Additionally, it is assumed, that other countries would maximum realize 75% of this annual buildout."]
[null,"The maximum onshore capacity is growing linearly by the calculated annual buildout calculated from the 2020 level"]
[null,"Assumptions on maximum realizable offshore potential:"]
[null,"The offshore potential is calculated from the same document, assuming a number of FLH for each country and a rate of realisable projects based on their competitivity and distance to shore"]
[null,"The maximum offshore level is growing linearly from 2020 level (which is zero for all three countries) to the total potential in 2050"]
[]
[]
[null,"Explanation for estimation process:"]
[null,"ONSHORE","Gross potential ","Gross potential ",null,null,"Annual buildout","Total potential 2050",null,null,null,"OFFSHORE","Total potential 2050"]
[null,null,"TWh","GW",null,null,"MW","MW",null,null,null,null,"MW"]
[null,"Estonia",672,332.74,null,null,{"$f":"2500/$D$54*D51*0.75","v":344.78256544589425},{"$f":"J61","v":10843.476963376821},null,null,null,"Estonia",18700]
[null,"Latvia",853,422.46,null,null,{"$f":"2500/$D$54*D52*0.75","v":437.7497223005123},{"$f":"J62","v":13390.491669015364},null,null,null,"Latvia",12800]
[null,"Lithuania",747,386.65,null,null,400.64368254389308,{"$f":"J63","v":12669.310476316785},null,null,null,"Lithuania",2000]
[null,"Germany",4017,1809.51,null,null,2500,124489.7]
[]
[]
[null,"Resulting maximumg installed capacity (MW) currently used in the model"]
[]
[null,"Onshore"]
[null,null,2017,2018,2019,2020,2025,2030,2040,2050]
[null,"Estonia",425,450,475,500,2223.9128272294715,3947.8256544589431,7395.6513089178816,10843.476963376821]
[null,"Latvia",165.75,196.5,227.25,258,2446.7486115025613,4635.4972230051217,9012.9944460102433,13390.491669015364]
[null,"Lithuania",537.5,575,612.5,650,2653.218412719466,4656.4368254389319,8662.873650877862,12669.310476316785]
[]
[]
[null,"Offshore"]
[null,null,2017,2018,2019,2020,2025,2030,2040,2050]
[null,"Estonia",0,0,0,0,3325,6400,12550,18700]
[null,"Latvia",0,0,0,0,2283.3333333333335,4386.6666666666661,8593.3333333333358,12800]
[null,"Lithuania",0,0,0,0,333.33333333333337,666.66666666666663,1333.3333333333335,2000]

{"sheet":"Solar irradiation","index":9,"n_rows":8745,"n_cols":13,"rows_kept":8745,"cut":false,"hidden":false,"merged":[[7,1,7,4]]}
[null,"Soalr irradiation profiles"]
[null,"Info:"]
[null,"Currently, generation from solar power is base on irradiation profiles from reanalysis data. We are evaluating this approach."]
[null,"Source:","CFSR-NCEP reanalysis data"]
[null,"The global diffuse irradiation from one representative location is used to represent solar production"]
[]
[]
[null,"Solar irradiation",null,null,null,null,null,null,"Location for irradiation profiles from CFSR-NCEP reanalysis data"]
[null,null,"Estonia","Lithuania","Latvia",null,null,null,"Solar location chosen",null,null,"Latitude","Longitude"]
[null,"S01.T001",0,0,0,null,null,null,"Estonia",null,null,59.479582000000001,26.249963999999999]
[null,"S01.T002",0,0,0,null,null,null,"Latvia",null,null,56.669525,21.249970000000001]
[null,"S01.T003",0,0,0,null,null,null,"Lithuania",null,null,55.420611000000001,24.062467000000002]
[null,"S01.T004",0,0,0]
[null,"S01.T005",0,0,0]
[null,"S01.T006",0,0,0]
[null,"S01.T007",0,0,0]
[null,"S01.T008",0.75800000000000001,4.1980000000000004,1.147]
[null,"S01.T009",4.5880000000000001,13.782999999999999,5.7140000000000004]
[null,"S01.T010",9.7690000000000001,22.364000000000001,11.756]
[null,"S01.T011",13.885,28.446999999999999,18.533999999999999]
[null,"S01.T012",15.913,31.826000000000001,23.510999999999999]
[null,"S01.T013",14.93,32.584000000000003,47.021999999999998]
[null,"S01.T014",8.0489999999999995,21.934000000000001,33.463999999999999]
[null,"S01.T015",5.3659999999999997,14.622999999999999,22.303000000000001]
[null,"S01.T016",4.0350000000000001,10.977,16.731999999999999]
[null,"S01.T017",3.2149999999999999,8.7859999999999996,13.372999999999999]
[null,"S01.T018",2.6829999999999998,7.3109999999999999,11.162000000000001]
[null,"S01.T019",0,0,0]
[null,"S01.T020",0,0,0]
[null,"S01.T021",0,0,0]
[null,"S01.T022",0,0,0]
[null,"S01.T023",0,0,0]
[null,"S01.T024",0,0,0]
[null,"S01.T025",0,0,0]
[null,"S01.T026",0,0,0]
[null,"S01.T027",0,0,0]
[null,"S01.T028",0,0,0]
[null,"S01.T029",0,0,0]
[null,"S01.T030",0,0,0]
[null,"S01.T031",0,0,0]
[null,"S01.T032",2.0680000000000001,4.4029999999999996,2.99]
[null,"S01.T033",12.329000000000001,14.705,9.032]
[null,"S01.T034",26.481000000000002,27.812000000000001,15.523999999999999]
[null,"S01.T035",38.338999999999999,39.158000000000001,21.196999999999999]
[null,"S01.T036",42.802999999999997,47.616,23.347000000000001]
[null,"S01.T037",28.507999999999999,46.94,21.728999999999999]
[null,"S01.T038",15.093999999999999,31.027000000000001,14.316000000000001]
[null,"S01.T039",10.055999999999999,20.684999999999999,9.5440000000000005]
[null,"S01.T040",7.5570000000000004,15.523999999999999,7.1680000000000001]
[null,"S01.T041",6.0419999999999998,12.411,5.734]
[null,"S01.T042",5.0380000000000003,10.342000000000001,4.7720000000000002]
[null,"S01.T043",0,0,0]
[null,"S01.T044",0,0,0]
[null,"S01.T045",0,0,0]
[null,"S01.T046",0,0,0]
[null,"S01.T047",0,0,0]
[null,"S01.T048",0,0,0]
[null,"S01.T049",0,0,0]
[null,"S01.T050",0,0,0]
[null,"S01.T051",0,0,0]
[null,"S01.T052",0,0,0]
[null,"S01.T053",0,0,0]
[null,"S01.T054",0,0,0]
[null,"S01.T055",0,0,0]
[null,"S01.T056",1.393,1.659,1.2290000000000001]
[null,"S01.T057",8.0489999999999995,5.5709999999999997,6.2460000000000004]
[null,"S01.T058",16.117999999999999,10.629,12.840999999999999]
[null,"S01.T059",23.081,15.544,18.698]
[null,"S01.T060",26.317,18.390999999999998,23.367999999999999]
[null,"S01.T061",19.599,18.513999999999999,32.890999999999998]
[null,"S01.T062",10.445,12.042,22.876000000000001]
[null,"S01.T063",6.9630000000000001,8.0280000000000005,15.257999999999999]
[null,"S01.T064",5.2220000000000004,6.0209999999999999,11.448]
[null,"S01.T065",4.1779999999999999,4.8129999999999997,9.1549999999999994]
[null,"S01.T066",3.4820000000000002,4.0140000000000002,7.6390000000000002]
[null,"S01.T067",0,0,0]
[null,"S01.T068",0,0,0]
[null,"S01.T069",0,0,0]
[null,"S01.T070",0,0,0]
[null,"S01.T071",0,0,0]
[null,"S01.T072",0,0,0]
[null,"S01.T073",0,0,0]
[null,"S01.T074",0,0,0]
[null,"S01.T075",0,0,0]
[null,"S01.T076",0,0,0]
[null,"S01.T077",0,0,0]
[null,"S01.T078",0,0,0]
[null,"S01.T079",0,0,0]
[null,"S01.T080",1.27,3.2970000000000002,1.4950000000000001]
[null,"S01.T081",6.7789999999999999,11.94,6.41]
[null,"S01.T082",12.657,19.414999999999999,12.083]
[null,"S01.T083",16.937000000000001,23.777000000000001,17.161999999999999]
[null,"S01.T084",19.067,25.149000000000001,22.61]
[null,"S01.T085",15.483000000000001,20.07,42.762]
[null,"S01.T086",8.3149999999999995,13.435,29.245000000000001]
[null,"S01.T087",5.55,8.9499999999999993,19.538]
[null,"S01.T088",4.157,6.7169999999999996,14.664]
[null,"S01.T089",3.3180000000000001,5.3659999999999997,11.715]
[null,"S01.T090",2.7650000000000001,4.4850000000000003,9.7690000000000001]
[null,"S01.T091",0,0,0]
[null,"S01.T092",0,0,0]
[null,"S01.T093",0,0,0]
[null,"S01.T094",0,0,0]
[null,"S01.T095",0,0,0]
[null,"S01.T096",0,0,0]
[null,"S01.T097",0,0,0]
[null,"S01.T098",0,0,0]
[null,"S01.T099",0,0,0]
[null,"S01.T100",0,0,0]
[null,"S01.T101",0,0,0]
[null,"S01.T102",0,0,0]
[null,"S01.T103",0,0,0]
[null,"S01.T104",1.454,3.4609999999999999,2.97]
[null,"S01.T105",7.9260000000000002,9.8510000000000009,15.852]
[null,"S01.T106",13.64,18.268000000000001,26.87]
[null,"S01.T107",17.120999999999999,26.276,34.386000000000003]
[null,"S01.T108",18.390999999999998,30.433,38.646000000000001]
[null,"S01.T109",13.722,26.419,31.949000000000002]
[null,"S01.T110",7.4960000000000004,17.940999999999999,21.75]
[null,"S01.T111",4.9969999999999999,11.981,14.582000000000001]
[null,"S01.T112",3.7480000000000002,8.9700000000000006,10.936]
[null,"S01.T113",2.99,7.1879999999999997,8.7449999999999992]
[null,"S01.T114",2.4990000000000001,5.98,7.2910000000000004]
[null,"S01.T115",0,0,0]
[null,"S01.T116",0,0,0]
[null,"S01.T117",0,0,0]
[null,"S01.T118",0,0,0]
[null,"S01.T119",0,0,0]
[null,"S01.T120",0,0,0]
[null,"S01.T121",0,0,0]
[null,"S01.T122",0,0,0]
[null,"S01.T123",0,0,0]
[null,"S01.T124",0,0,0]
[null,"S01.T125",0,0,0]
[null,"S01.T126",0,0,0]
[null,"S01.T127",0,0,0]
[null,"S01.T128",1.3109999999999999,3.9529999999999998,1.72]
[null,"S01.T129",7.7619999999999996,9.7080000000000002,5.4269999999999996]
[null,"S01.T130",14.807,15.831,9.7479999999999993]
[null,"S01.T131",20.091000000000001,18.965,12.964]
[null,"S01.T132",22.262,20.541,14.725]
[null,"S01.T133",14.971,15.483000000000001,15.688000000000001]
[null,"S01.T134",8.2330000000000005,10.792999999999999,10.587999999999999]
[null,"S01.T135",5.4889999999999999,7.2089999999999996,7.1070000000000002]
[null,"S01.T136",4.1159999999999997,5.407,5.3250000000000002]
[null,"S01.T137",3.2970000000000002,4.3209999999999997,4.26]
[null,"S01.T138",2.7440000000000002,3.6040000000000001,3.5430000000000001]
[null,"S01.T139",0,0,0]
[null,"S01.T140",0,0,0]
[null,"S01.T141",0,0,0]
[null,"S01.T142",0,0,0]
[null,"S01.T143",0,0,0]
[null,"S01.T144",0,0,0]
[null,"S01.T145",0,0,0]
[null,"S01.T146",0,0,0]
[null,"S01.T147",0,0,0]
[null,"S01.T148",0,0,0]
[null,"S01.T149",0,0,0]
[null,"S01.T150",0,0,0]
[null,"S01.T151",0,0,0]
[null,"S01.T152",0.49199999999999999,4.4029999999999996,1.167]
[null,"S01.T153",2.9489999999999998,15.749000000000001,6.226]
[null,"S01.T154",5.9189999999999996,28.672000000000001,11.305]
[null,"S01.T155",8.827,37.662999999999997,15.135]
[null,"S01.T156",10.445,40.387,17.489999999999998]
[null,"S01.T157",11.448,27.893999999999998,20.704999999999998]
[null,"S01.T158",6.41,17.777000000000001,14.664]
[null,"S01.T159",4.28,11.878,9.8510000000000009]
[null,"S01.T160",3.1949999999999998,8.9090000000000007,7.3929999999999998]
[null,"S01.T161",2.56,7.1269999999999998,5.9189999999999996]
[null,"S01.T162",2.13,5.9390000000000001,4.9359999999999999]
[null,"S01.T163",0,0,0]
[null,"S01.T164",0,0,0]
[null,"S01.T165",0,0,0]
[null,"S01.T166",0,0,0]
[null,"S01.T167",0,0,0]
[null,"S01.T168",0,0,0]
[null,"S02.T001",0,0,0]
[null,"S02.T002",0,0,0]
[null,"S02.T003",0,0,0]
[null,"S02.T004",0,0,0]
[null,"S02.T005",0,0,0]
[null,"S02.T006",0,0,0]
[null,"S02.T007",0,0,0]
[null,"S02.T008",1.044,5.3449999999999998,1.556]
[null,"S02.T009",5.3449999999999998,13.845000000000001,6.6150000000000002]
[null,"S02.T010",12.145,22.364000000000001,12.022]
[null,"S02.T011",18.390999999999998,29.327000000000002,16.282]
[null,"S02.T012",20.972000000000001,33.853000000000002,18.657]
[null,"S02.T013",24.105,40.795999999999999,21.484000000000002]
[null,"S02.T014",13.087,29,14.787000000000001]
[null,"S02.T015",8.7240000000000002,19.436,9.9329999999999998]
[null,"S02.T016",6.5540000000000003,14.582000000000001,7.4550000000000001]
[null,"S02.T017",5.2430000000000003,11.673999999999999,5.96]
[null,"S02.T018",4.3620000000000001,9.7279999999999998,4.9560000000000004]
[null,"S02.T019",0,0,0]
[null,"S02.T020",0,0,0]
[null,"S02.T021",0,0,0]
[null,"S02.T022",0,0,0]
[null,"S02.T023",0,0,0]
[null,"S02.T024",0,0,0]
[null,"S02.T025",0,0,0]
[null,"S02.T026",0,0,0]
[null,"S02.T027",0,0,0]
[null,"S02.T028",0,0,0]
[null,"S02.T029",0,0,0]
[null,"S02.T030",0,0,0]
[null,"S02.T031",0,0,0]
[null,"S02.T032",2.048,5.3659999999999997,1.413]
[null,"S02.T033",9.9120000000000008,17.059999999999999,6.6760000000000002]
[null,"S02.T034",19.579000000000001,30.577000000000002,12.923]
[null,"S02.T035",27.791,42.66,18.166]
[null,"S02.T036",32.869999999999997,49.173000000000002,21.626999999999999]
[null,"S02.T037",32.665999999999997,56.402000000000001,28.201000000000001]
[null,"S02.T038",18.042999999999999,38.768999999999998,20.356999999999999]
[null,"S02.T039",12.022,26.01,13.722]
[null,"S02.T040",9.0109999999999992,19.497,10.301]
[null,"S02.T041",7.2089999999999996,15.606,8.2330000000000005]
[null,"S02.T042",6.0209999999999999,13.005000000000001,6.8609999999999998]
[null,"S02.T043",0,0,0]
[null,"S02.T044",0,0,0]
[null,"S02.T045",0,0,0]
[null,"S02.T046",0,0,0]
[null,"S02.T047",0,0,0]
[null,"S02.T048",0,0,0]
[null,"S02.T049",0,0,0]
[null,"S02.T050",0,0,0]
[null,"S02.T051",0,0,0]
[null,"S02.T052",0,0,0]
[null,"S02.T053",0,0,0]
[null,"S02.T054",0,0,0]
[null,"S02.T055",0,0,0]
[null,"S02.T056",1.085,4.3419999999999996,2.109]
[null,"S02.T057",4.7720000000000002,12.698,6.3079999999999998]
[null,"S02.T058",10.711,23.88,13.988]
[null,"S02.T059",16.405000000000001,31.375,22.2]
[null,"S02.T060",18.861999999999998,35.860999999999997,28.835999999999999]
[null,"S02.T061",11.878,46.530999999999999,49.029000000000003]
[null,"S02.T062",6.6760000000000002,34.877000000000002,35.286999999999999]
[null,"S02.T063",4.444,23.491,23.818000000000001]
[null,"S02.T064",3.3380000000000001,17.613,17.859000000000002]
[null,"S02.T065",2.6619999999999999,14.09,14.295]
[null,"S02.T066",2.2320000000000002,11.734999999999999,11.898999999999999]
[null,"S02.T067",0,0,0]
[null,"S02.T068",0,0,0]
[null,"S02.T069",0,0,0]
[null,"S02.T070",0,0,0]
[null,"S02.T071",0,0,0]
[null,"S02.T072",0,0,0]
[null,"S02.T073",0,0,0]
[null,"S02.T074",0,0,0]
[null,"S02.T075",0,0,0]
[null,"S02.T076",0,0,0]
[null,"S02.T077",0,0,0]
[null,"S02.T078",0,0,0]
[null,"S02.T079",0,0,0]
[null,"S02.T080",2.6829999999999998,12.901999999999999,4.8949999999999996]
[null,"S02.T081",11.981,32.378999999999998,23.45]
[null,"S02.T082",25.17,49.192999999999998,42.372999999999998]
[null,"S02.T083",39.034999999999997,56.3,52.695]
[null,"S02.T084",47.698,58.531999999999996,51.487000000000002]
[null,"S02.T085",47.472999999999999,57.957999999999998,17.141999999999999]
[null,"S02.T086",26.623999999999999,41.103000000000002,13.476000000000001]
[null,"S02.T087",17.756,27.524999999999999,9.359]
[null,"S02.T088",13.311999999999999,20.643999999999998,7.0250000000000004]
[null,"S02.T089",10.65,16.527000000000001,5.6120000000000001]
[null,"S02.T090",8.8680000000000003,13.763,4.6689999999999996]
[null,"S02.T091",0,0,0]
[null,"S02.T092",0,0,0]
[null,"S02.T093",0,0,0]
[null,"S02.T094",0,0,0]
[null,"S02.T095",0,0,0]
[null,"S02.T096",0,0,0]
[null,"S02.T097",0,0,0]
[null,"S02.T098",0,0,0]
[null,"S02.T099",0,0,0]
[null,"S02.T100",0,0,0]
[null,"S02.T101",0,0,0]
[null,"S02.T102",0,0,0]
[null,"S02.T103",0,0,0]
[null,"S02.T104",2.4369999999999998,7.4960000000000004,6.0209999999999999]
[null,"S02.T105",11.223000000000001,20.725999999999999,28.446999999999999]
[null,"S02.T106",20.46,34.079000000000001,51.363999999999997]
[null,"S02.T107",27.238,44.524000000000001,68.197999999999993]
[null,"S02.T108",30.863,50.421999999999997,76.206000000000003]
[null,"S02.T109",33.750999999999998,53.616999999999997,78.704999999999998]
[null,"S02.T110",20.315999999999999,37.948999999999998,56.3]
[null,"S02.T111",13.537000000000001,25.6,38.174999999999997]
[null,"S02.T112",10.157999999999999,19.21,28.631]
[null,"S02.T113",8.1310000000000002,15.36,22.917000000000002]
[null,"S02.T114",6.7789999999999999,12.8,19.087]
[null,"S02.T115",0,0,0]
[null,"S02.T116",0,0,0]
[null,"S02.T117",0,0,0]
[null,"S02.T118",0,0,0]
[null,"S02.T119",0,0,0]
[null,"S02.T120",0,0,0]
[null,"S02.T121",0,0,0]
[null,"S02.T122",0,0,0]
[null,"S02.T123",0,0,0]
[null,"S02.T124",0,0,0]
[null,"S02.T125",0,0,0]
[null,"S02.T126",0,0,0]
[null,"S02.T127",0,0,0]
[null,"S02.T128",4.7510000000000003,10.895,3.2149999999999999]
[null,"S02.T129",18.574999999999999,34.549999999999997,12.943]
[null,"S02.T130",35.164000000000001,61.686,25.969000000000001]
[null,"S02.T131",47.8,84.397999999999996,39.792999999999999]
[null,"S02.T132",52.817999999999998,98.284000000000006,49.685000000000002]
[null,"S02.T133",43.561,103.506,57.015999999999998]
[null,"S02.T134",25.210999999999999,71.619,38.460999999999999]
[null,"S02.T135",16.794,48.353000000000002,26.03]
[null,"S02.T136",12.595000000000001,36.270000000000003,19.516999999999999]
[null,"S02.T137",10.076000000000001,29.02,15.625999999999999]
[null,"S02.T138",8.3970000000000002,24.187000000000001,13.025]
[null,"S02.T139",0,0,0]
[null,"S02.T140",0,0,0]
[null,"S02.T141",0,0,0]
[null,"S02.T142",0,0,0]
[null,"S02.T143",0,0,0]
[null,"S02.T144",0,0,0]
[null,"S02.T145",0,0,0]
[null,"S02.T146",0,0,0]
[null,"S02.T147",0,0,0]
[null,"S02.T148",0,0,0]
[null,"S02.T149",0,0,0]
[null,"S02.T150",0,0,0]
[null,"S02.T151",0,0,0]
[null,"S02.T152",1.7,5.8369999999999997,2.335]
[null,"S02.T153",6.5739999999999998,13.271000000000001,8.9499999999999993]
[null,"S02.T154",11.715,19.599,15.053000000000001]
[null,"S02.T155",15.462,24.044,18.616]
[null,"S02.T156",17.469000000000001,25.416,20.704999999999998]
[null,"S02.T157",16.690999999999999,23.122,27.524999999999999]
[null,"S02.T158",10.055999999999999,16.773,22.692]
[null,"S02.T159",6.7169999999999996,11.387,15.667]
[null,"S02.T160",5.0380000000000003,8.5399999999999991,11.756]
[null,"S02.T161",4.0350000000000001,6.84,9.4]
[null,"S02.T162",3.359,5.6929999999999996,7.8230000000000004]
[null,"S02.T163",0,0,0]
[null,"S02.T164",0,0,0]
[null,"S02.T165",0,0,0]
[null,"S02.T166",0,0,0]
[null,"S02.T167",0,0,0]
[null,"S02.T168",0,0,0]
[null,"S03.T001",0,0,0]
[null,"S03.T002",0,0,0]
[null,"S03.T003",0,0,0]
[null,"S03.T004",0,0,0]
[null,"S03.T005",0,0,0]
[null,"S03.T006",0,0,0]
[null,"S03.T007",0,0.02,0]
[null,"S03.T008",1.966,4.9560000000000004,7.1269999999999998]
[null,"S03.T009",7.1879999999999997,12.616,30.884]
[null,"S03.T010",12.698,20.193000000000001,50.052999999999997]
[null,"S03.T011",16.937000000000001,25.722999999999999,59.576000000000001]
[null,"S03.T012",19.087,27.791,62.71]
[null,"S03.T013",17.981000000000002,24.146000000000001,54.6]
[null,"S03.T014",10.895,17.183,39.341999999999999]
[null,"S03.T015",7.25,11.694000000000001,26.849]
[null,"S03.T016",5.4480000000000004,8.7650000000000006,20.132000000000001]
[null,"S03.T017",4.3620000000000001,7.0039999999999996,16.097000000000001]
[null,"S03.T018",3.625,5.8369999999999997,13.414]
[null,"S03.T019",0,0,0]
[null,"S03.T020",0,0,0]
[null,"S03.T021",0,0,0]
[null,"S03.T022",0,0,0]
[null,"S03.T023",0,0,0]
[null,"S03.T024",0,0,0]
[null,"S03.T025",0,0,0]
[null,"S03.T026",0,0,0]
[null,"S03.T027",0,0,0]
[null,"S03.T028",0,0,0]
[null,"S03.T029",0,0,0]
[null,"S03.T030",0,0,0]
[null,"S03.T031",0,0.10199999999999999,0]
[null,"S03.T032",4.649,8.3559999999999999,4.3209999999999997]
[null,"S03.T033",21.033000000000001,21.606000000000002,15.954000000000001]
[null,"S03.T034",31.744,34.57,28.611000000000001]
[null,"S03.T035",35.164000000000001,44.954000000000001,39.034999999999997]
[null,"S03.T036",35.716999999999999,50.667999999999999,45.404000000000003]
[null,"S03.T037",23.286000000000001,53.268999999999998,58.981999999999999]
[null,"S03.T038",14.417999999999999,39.301000000000002,44.401000000000003]
[null,"S03.T039",9.6050000000000004,26.849,30.556000000000001]
[null,"S03.T040",7.2089999999999996,20.132000000000001,22.917000000000002]
[null,"S03.T041",5.7750000000000004,16.097000000000001,18.329999999999998]
[null,"S03.T042",4.8129999999999997,13.414,15.278]
[null,"S03.T043",0,0,0]
[null,"S03.T044",0,0,0]
[null,"S03.T045",0,0,0]
[null,"S03.T046",0,0,0]
[null,"S03.T047",0,0,0]
[null,"S03.T048",0,0,0]
[null,"S03.T049",0,0,0]
[null,"S03.T050",0,0,0]
[null,"S03.T051",0,0,0]
[null,"S03.T052",0,0,0]
[null,"S03.T053",0,0,0]
[null,"S03.T054",0,0,0]
[null,"S03.T055",0,0.20499999999999999,0]
[null,"S03.T056",3.42,10.076000000000001,5.6929999999999996]
[null,"S03.T057",12.698,25.783999999999999,20.89]
[null,"S03.T058",23.675000000000001,41.8,37.478000000000002]
[null,"S03.T059",33.075000000000003,54.701999999999998,51.773000000000003]
[null,"S03.T060",36.802999999999997,62.811999999999998,61.133000000000003]
[null,"S03.T061",30.925000000000001,73.38,84.254999999999995]
[null,"S03.T062",18.984999999999999,55.418999999999997,63.304000000000002]
[null,"S03.T063",12.657,37.97,43.662999999999997]
[null,"S03.T064",9.4819999999999993,28.488,32.747999999999998]
[null,"S03.T065",7.5979999999999999,22.794,26.193999999999999]
[null,"S03.T066",6.3280000000000003,18.984999999999999,21.832000000000001]
[null,"S03.T067",0,0,0]
[null,"S03.T068",0,0,0]
[null,"S03.T069",0,0,0]
[null,"S03.T070",0,0,0]
[null,"S03.T071",0,0,0]
[null,"S03.T072",0,0,0]
[null,"S03.T073",0,0,0]
[null,"S03.T074",0,0,0]
[null,"S03.T075",0,0,0]
[null,"S03.T076",0,0,0]
[null,"S03.T077",0,0,0]
[null,"S03.T078",0,0,0]
[null,"S03.T079",0,0.34799999999999998,0]
[null,"S03.T080",5.0179999999999998,13.250999999999999,6.41]
[null,"S03.T081",15.893000000000001,33.362000000000002,22.282]
[null,"S03.T082",26.521999999999998,52.530999999999999,40.264000000000003]
[null,"S03.T083",34.262999999999998,66.396000000000001,55.46]
[null,"S03.T084",37.826999999999998,74.915999999999997,66.272999999999996]
[null,"S03.T085",33.402999999999999,79.36,96.358000000000004]
[null,"S03.T086",20.869,58.838999999999999,72.212999999999994]
[null,"S03.T087",13.906000000000001,40.406999999999996,49.889000000000003]
[null,"S03.T088",10.445,30.31,37.417000000000002]
[null,"S03.T089",8.3559999999999999,24.248000000000001,29.942]
[null,"S03.T090",6.9630000000000001,20.193000000000001,24.945]
[null,"S03.T091",0,0,0]
[null,"S03.T092",0,0,0]
[null,"S03.T093",0,0,0]
[null,"S03.T094",0,0,0]
[null,"S03.T095",0,0,0]
[null,"S03.T096",0,0,0]
[null,"S03.T097",0,0,0]
[null,"S03.T098",0,0,0]
[null,"S03.T099",0,0,0]
[null,"S03.T100",0,0,0]
[null,"S03.T101",0,0,0]
[null,"S03.T102",0,0,0]
[null,"S03.T103",0,0.45100000000000001,0]
[null,"S03.T104",5.2220000000000004,12.083,6.9020000000000001]
[null,"S03.T105",16.364000000000001,28.548999999999999,24.085000000000001]
[null,"S03.T106",27.669,44.237000000000002,43.438000000000002]
[null,"S03.T107",36.311,56.115000000000002,60.375]
[null,"S03.T108",41.185000000000002,62.750999999999998,72.191999999999993]
[null,"S03.T109",41.963999999999999,69.099999999999994,101.70399999999999]
[null,"S03.T110",26.399000000000001,52.265000000000001,77.271000000000001]
[null,"S03.T111",17.591999999999999,36.085999999999999,53.658000000000001]
[null,"S03.T112",13.189,27.074999999999999,40.243000000000002]
[null,"S03.T113",10.568,21.646999999999998,32.195]
[null,"S03.T114",8.8059999999999992,18.042999999999999,26.829000000000001]
[null,"S03.T115",0,0,0]
[null,"S03.T116",0,0,0]
[null,"S03.T117",0,0,0]
[null,"S03.T118",0,0,0]
[null,"S03.T119",0,0,0]
[null,"S03.T120",0,0,0]
[null,"S03.T121",0,0,0]
[null,"S03.T122",0,0,0]
[null,"S03.T123",0,0,0]
[null,"S03.T124",0,0,0]
[null,"S03.T125",0,0,0]
[null,"S03.T126",0,0,0]
[null,"S03.T127",0,0.59399999999999997,0]
[null,"S03.T128",5.55,13.414,7.7]
[null,"S03.T129",16.937000000000001,32.235999999999997,25.436]
[null,"S03.T130",27.053999999999998,50.545000000000002,44.604999999999997]
[null,"S03.T131",33.813000000000002,65.004000000000005,61.01]
[null,"S03.T132",36.311,73.481999999999999,71.864000000000004]
[null,"S03.T133",30.372,76.820999999999998,96.665999999999997]
[null,"S03.T134",19.742999999999999,57.835999999999999,72.069000000000003]
[null,"S03.T135",13.148,40.058999999999997,50.115000000000002]
[null,"S03.T136",9.8710000000000004,30.044,37.581000000000003]
[null,"S03.T137",7.8849999999999998,24.044,30.065000000000001]
[null,"S03.T138",6.5739999999999998,20.029,25.047000000000001]
[null,"S03.T139",0,0,0]
[null,"S03.T140",0,0,0]
[null,"S03.T141",0,0,0]
[null,"S03.T142",0,0,0]
[null,"S03.T143",0,0,0]
[null,"S03.T144",0,0,0]
[null,"S03.T145",0,0,0]
[null,"S03.T146",0,0,0]
[null,"S03.T147",0,0,0]
[null,"S03.T148",0,0,0]
[null,"S03.T149",0,0,0]
[null,"S03.T150",0,0,0]
[null,"S03.T151",0,0.81899999999999995,0]
[null,"S03.T152",9.7279999999999998,15.913,8.1720000000000006]
[null,"S03.T153",31.007000000000001,36.762,27.074999999999999]
[null,"S03.T154",51.896000000000001,56.3,49.091000000000001]
[null,"S03.T155",66.948999999999998,70.349000000000004,67.625]
[null,"S03.T156",73.748999999999995,78.192999999999998,78.664000000000001]
[null,"S03.T157",65.474999999999994,85.709000000000003,99.492000000000004]
[null,"S03.T158",42.209000000000003,64.307000000000002,74.015000000000001]
[null,"S03.T159",28.14,44.707999999999998,51.753]
[null,"S03.T160",21.094000000000001,33.526000000000003,38.81]
[null,"S03.T161",16.876000000000001,26.829000000000001,31.047999999999998]
[null,"S03.T162",14.07,22.344000000000001,25.866]
[null,"S03.T163",0,0,0]
[null,"S03.T164",0,0,0]
[null,"S03.T165",0,0,0]
[null,"S03.T166",0,0,0]
[null,"S03.T167",0,0,0]
[null,"S03.T168",0,0,0]
[null,"S04.T001",0,0,0]
[null,"S04.T002",0,0,0]
[null,"S04.T003",0,0,0]
[null,"S04.T004",0,0,0]
[null,"S04.T005",0,0,0]
[null,"S04.T006",0,0,0]
[null,"S04.T007",0,0.90100000000000002,0]
[null,"S04.T008",7.4960000000000004,15.872,9.4619999999999997]
[null,"S04.T009",22.303000000000001,36.844000000000001,33.198]
[null,"S04.T010",37.662999999999997,57.119,64.635000000000005]
[null,"S04.T011",49.765999999999998,73.031999999999996,91.423000000000002]
[null,"S04.T012",57.835999999999999,82.596000000000004,109.158]
[null,"S04.T013",66.212000000000003,93.655000000000001,154.87]
[null,"S04.T014",42.844000000000001,70.738,118.395]
[null,"S04.T015",28.57,49.192999999999998,82.78]
[null,"S04.T016",21.422000000000001,36.884999999999998,62.075000000000003]
[null,"S04.T017",17.141999999999999,29.512,49.664000000000001]
[null,"S04.T018",14.275,24.597000000000001,41.39]
[null,"S04.T019",0,0,0]
[null,"S04.T020",0,0,0]
[null,"S04.T021",0,0,0]
[null,"S04.T022",0,0,0]
[null,"S04.T023",0,0,0]
[null,"S04.T024",0,0,0]
[null,"S04.T025",0,0,0]
[null,"S04.T026",0,0,0]
[null,"S04.T027",0,0,0]
[null,"S04.T028",0,0,0]
[null,"S04.T029",0,0,0]
[null,"S04.T030",0,0,0]
[null,"S04.T031",0,1.1879999999999999,0]
[null,"S04.T032",9.6869999999999994,18.555,9.9529999999999994]
[null,"S04.T033",26.623999999999999,43.52,31.170999999999999]
[null,"S04.T034",44.38,67.481999999999999,57.835999999999999]
[null,"S04.T035",59.207999999999998,84.725999999999999,83.230999999999995]
[null,"S04.T036",67.625,94.105999999999995,101.437]
[null,"S04.T037",68.055000000000007,101.417,153.23099999999999]
[null,"S04.T038",45.384,78.397000000000006,117.002]
[null,"S04.T039",30.29,55.03,82.144999999999996]
[null,"S04.T040",22.712,41.267000000000003,61.603999999999999]
[null,"S04.T041",18.166,33.014000000000003,49.274999999999999]
[null,"S04.T042",15.135,27.524999999999999,41.061999999999998]
[null,"S04.T043",0,0,0]
[null,"S04.T044",0,0,0]
[null,"S04.T045",0,0,0]
[null,"S04.T046",0,0,0]
[null,"S04.T047",0,0,0]
[null,"S04.T048",0,0,0]
[null,"S04.T049",0,0,0]
[null,"S04.T050",0,0,0]
[null,"S04.T051",0,0,0]
[null,"S04.T052",0,0,0]
[null,"S04.T053",0,0,0]
[null,"S04.T054",0,0,0]
[null,"S04.T055",0,1.413,0]
[null,"S04.T056",8.3350000000000009,18.329999999999998,7.4960000000000004]
[null,"S04.T057",17.018999999999998,41.963999999999999,20.951000000000001]
[null,"S04.T058",25.109000000000002,65.207999999999998,37.683]
[null,"S04.T059",30.577000000000002,84.05,51.384]
[null,"S04.T060",32.481000000000002,94.391999999999996,59.843000000000004]
[null,"S04.T061",27.893999999999998,93.86,83.516999999999996]
[null,"S04.T062",19.456,71.004000000000005,65.7]
[null,"S04.T063",13.025,49.847999999999999,46.817]
[null,"S04.T064",9.7690000000000001,37.396999999999998,35.122999999999998]
[null,"S04.T065",7.8230000000000004,29.901,28.099]
[null,"S04.T066",6.5129999999999999,24.923999999999999,23.408999999999999]
[null,"S04.T067",0,0,0]
[null,"S04.T068",0,0,0]
[null,"S04.T069",0,0,0]
[null,"S04.T070",0,0,0]
[null,"S04.T071",0,0,0]
[null,"S04.T072",0,0,0]
[null,"S04.T073",0,0,0]
[null,"S04.T074",0,0,0]
[null,"S04.T075",0,0,0]
[null,"S04.T076",0,0,0]
[null,"S04.T077",0,0,0]
[null,"S04.T078",0,0,0]
[null,"S04.T079",0.02,0.45100000000000001,0]
[null,"S04.T080",4.8129999999999997,3.7679999999999998,1.905]
[null,"S04.T081",12.554,7.8440000000000003,5.3040000000000003]
[null,"S04.T082",21.626999999999999,12.943,9.1340000000000003]
[null,"S04.T083",29.45,17.899999999999999,13.353]
[null,"S04.T084",32.460999999999999,21.279,17.244]
[null,"S04.T085",26.111999999999998,28.693000000000001,30.638000000000002]
[null,"S04.T086",18.021999999999998,23.818000000000001,23.797999999999998]
[null,"S04.T087",12.083,17.326000000000001,17.202999999999999]
[null,"S04.T088",9.0730000000000004,12.984,12.901999999999999]
[null,"S04.T089",7.25,10.382999999999999,10.321999999999999]
[null,"S04.T090",6.0419999999999998,8.6630000000000003,8.6020000000000003]
[null,"S04.T091",0,0,0]
[null,"S04.T092",0,0,0]
[null,"S04.T093",0,0,0]
[null,"S04.T094",0,0,0]
[null,"S04.T095",0,0,0]
[null,"S04.T096",0,0,0]
[null,"S04.T097",0,0,0]
[null,"S04.T098",0,0,0]
[null,"S04.T099",0,0,0]
[null,"S04.T100",0,0,0]
[null,"S04.T101",0,0,0]
[null,"S04.T102",0,0,0]
[null,"S04.T103",0.10199999999999999,1.0649999999999999,0]
[null,"S04.T104",6.6559999999999997,13.926,5.5910000000000002]
[null,"S04.T105",17.489999999999998,29.45,15.34]
[null,"S04.T106",27.689,44.298000000000002,25.17]
[null,"S04.T107",35.225999999999999,53.207000000000001,33.28]
[null,"S04.T108",39.423999999999999,55.767000000000003,38.564]
[null,"S04.T109",39.095999999999997,45.834000000000003,49.643999999999998]
[null,"S04.T110",27.094999999999999,34.201999999999998,39.445]
[null,"S04.T111",18.207000000000001,24.166,28.283000000000001]
[null,"S04.T112",13.66,18.125,21.216999999999999]
[null,"S04.T113",10.916,14.5,16.978000000000002]
[null,"S04.T114",9.1140000000000008,12.083,14.151999999999999]
[null,"S04.T115",0,0,0]
[null,"S04.T116",0,0,0]
[null,"S04.T117",0,0,0]
[null,"S04.T118",0,0,0]
[null,"S04.T119",0,0,0]
[null,"S04.T120",0,0,0]
[null,"S04.T121",0,0,0]
[null,"S04.T122",0,0,0]
[null,"S04.T123",0,0,0]
[null,"S04.T124",0,0,0]
[null,"S04.T125",0,0,0]
[null,"S04.T126",0,0,0]
[null,"S04.T127",0.123,1.556,0.02]
[null,"S04.T128",5.0179999999999998,13.845000000000001,5.6319999999999997]
[null,"S04.T129",12.288,32.154000000000003,14.09]
[null,"S04.T130",18.698,48.292000000000002,22.692]
[null,"S04.T131",23.491,59.023000000000003,30.065000000000001]
[null,"S04.T132",25.948,64.799000000000007,35.225999999999999]
[null,"S04.T133",26.89,69.366,50.933999999999997]
[null,"S04.T134",18.882999999999999,53.902999999999999,40.713999999999999]
[null,"S04.T135",12.718,38.298000000000002,30.024000000000001]
[null,"S04.T136",9.5440000000000005,28.713000000000001,22.527999999999999]
[null,"S04.T137",7.6390000000000002,22.978999999999999,18.021999999999998]
[null,"S04.T138",6.3689999999999998,19.149000000000001,15.012]
[null,"S04.T139",0,0,0]
[null,"S04.T140",0,0,0]
[null,"S04.T141",0,0,0]
[null,"S04.T142",0,0,0]
[null,"S04.T143",0,0,0]
[null,"S04.T144",0,0,0]
[null,"S04.T145",0,0,0]
[null,"S04.T146",0,0,0]
[null,"S04.T147",0,0,0]
[null,"S04.T148",0,0,0]
[null,"S04.T149",0,0,0]
[null,"S04.T150",0,0,0]
[null,"S04.T151",0.32800000000000001,1.7410000000000001,0.22500000000000001]
[null,"S04.T152",7.9260000000000002,13.537000000000001,14.643000000000001]
[null,"S04.T153",19.395,29.102,38.604999999999997]
[null,"S04.T154",32.399000000000001,41.103000000000002,61.951999999999998]
[null,"S04.T155",43.847999999999999,45.731999999999999,76.349000000000004]
[null,"S04.T156",51.588999999999999,45.036000000000001,83.251000000000005]
[null,"S04.T157",70.061999999999998,24.678000000000001,87.367999999999995]
[null,"S04.T158",50.872,20.254999999999999,66.088999999999999]
[null,"S04.T159",34.447000000000003,14.888999999999999,47.575000000000003]
[null,"S04.T160",25.846,11.162000000000001,35.676000000000002]
[null,"S04.T161",20.664000000000001,8.9290000000000003,28.548999999999999]
[null,"S04.T162",17.224,7.4340000000000002,23.777000000000001]
[null,"S04.T163",0,0,0]
[null,"S04.T164",0,0,0]
[null,"S04.T165",0,0,0]
[null,"S04.T166",0,0,0]
[null,"S04.T167",0,0,0]
[null,"S04.T168",0,0,0]
[null,"S05.T001",0,0,0]
[null,"S05.T002",0,0,0]
[null,"S05.T003",0,0,0]
[null,"S05.T004",0,0,0]
[null,"S05.T005",0,0,0]
[null,"S05.T006",0,0,0]
[null,"S05.T007",0.47099999999999997,1.9870000000000001,0.36899999999999999]
[null,"S05.T008",8.4580000000000002,14.848000000000001,13.516999999999999]
[null,"S05.T009",18.882999999999999,30.843,34.529000000000003]
[null,"S05.T010",28.959,45.567999999999998,59.064]
[null,"S05.T011",37.069000000000003,57.732999999999997,81.941000000000003]
[null,"S05.T012",42.66,66.191000000000003,98.632000000000005]
[null,"S05.T013",49.459000000000003,76.186000000000007,131.89099999999999]
[null,"S05.T014",36.25,63.548999999999999,102.871]
[null,"S05.T015",24.699000000000002,45.936999999999998,74.424000000000007]
[null,"S05.T016",18.513999999999999,34.447000000000003,55.829000000000001]
[null,"S05.T017",14.807,27.565999999999999,44.646000000000001]
[null,"S05.T018",12.349,22.957999999999998,37.212000000000003]
[null,"S05.T019",0,0,0]
[null,"S05.T020",0,0,0]
[null,"S05.T021",0,0,0]
[null,"S05.T022",0,0,0]
[null,"S05.T023",0,0,0]
[null,"S05.T024",0,0,0]
[null,"S05.T025",0,0,0]
[null,"S05.T026",0,0,0]
[null,"S05.T027",0,0,0]
[null,"S05.T028",0,0,0]
[null,"S05.T029",0,0,0]
[null,"S05.T030",0,0,0]
[null,"S05.T031",0.96299999999999997,3.5230000000000001,0.47099999999999997]
[null,"S05.T032",10.65,19.067,10.199]
[null,"S05.T033",22.323,38.686999999999998,22.835000000000001]
[null,"S05.T034",34.405999999999999,59.637999999999998,34.283999999999999]
[null,"S05.T035",44.625999999999998,79.483000000000004,43.029000000000003]
[null,"S05.T036",50.564999999999998,93.102000000000004,48.762999999999998]
[null,"S05.T037",57.795000000000002,104.489,64.450999999999993]
[null,"S05.T038",41.39,76.063000000000002,50.851999999999997]
[null,"S05.T039",28.14,54.128999999999998,37.478000000000002]
[null,"S05.T040",21.094000000000001,40.591000000000001,28.119]
[null,"S05.T041",16.876000000000001,32.481000000000002,22.486999999999998]
[null,"S05.T042",14.07,27.074999999999999,18.739000000000001]
[null,"S05.T043",0,0,0]
[null,"S05.T044",0,0,0]
[null,"S05.T045",0,0,0]
[null,"S05.T046",0,0,0]
[null,"S05.T047",0,0,0]
[null,"S05.T048",0,0,0]
[null,"S05.T049",0,0,0]
[null,"S05.T050",0,0,0]
[null,"S05.T051",0,0,0]
[null,"S05.T052",0,0,0]
[null,"S05.T053",0,0,0]
[null,"S05.T054",0,0,0]
[null,"S05.T055",1.1879999999999999,6.0419999999999998,0.61399999999999999]
[null,"S05.T056",12.718,39.957000000000001,13.537000000000001]
[null,"S05.T057",27.587,78.787000000000006,33.649000000000001]
[null,"S05.T058",41.594999999999999,103.526,51.323]
[null,"S05.T059",52.429000000000002,114.074,64.86]
[null,"S05.T060",58.838999999999999,114.872,74.587999999999994]
[null,"S05.T061",64.204999999999998,88.433000000000007,108.298]
[null,"S05.T062",47.145000000000003,70.266999999999996,88.515000000000001]
[null,"S05.T063",32.235999999999997,51.548000000000002,65.311000000000007]
[null,"S05.T064",24.187000000000001,38.665999999999997,48.988]
[null,"S05.T065",19.353999999999999,30.925000000000001,39.177999999999997]
[null,"S05.T066",16.117999999999999,25.783999999999999,32.645000000000003]
[null,"S05.T067",0,0,0]
[null,"S05.T068",0,0,0]
[null,"S05.T069",0,0,0]
[null,"S05.T070",0,0,0]
[null,"S05.T071",0,0,0]
[null,"S05.T072",0,0,0]
[null,"S05.T073",0,0,0]
[null,"S05.T074",0,0,0]
[null,"S05.T075",0,0,0]
[null,"S05.T076",0,0,0]
[null,"S05.T077",0,0,0]
[null,"S05.T078",0,0,0]
[null,"S05.T079",1.7,5.4889999999999999,0.90100000000000002]
[null,"S05.T080",15.012,28.856000000000002,14.827999999999999]
[null,"S05.T081",31.355,56.709000000000003,34.979999999999997]
[null,"S05.T082",46.366999999999997,82.043000000000006,55.767000000000003]
[null,"S05.T083",57.548999999999999,101.581,73.421000000000006]
[null,"S05.T084",63.262999999999998,113.09099999999999,85.709000000000003]
[null,"S05.T085",65.924999999999997,130.10900000000001,120.812]
[null,"S05.T086",49.274999999999999,104.63200000000001,99.040999999999997]
[null,"S05.T087",33.893999999999998,76.471999999999994,74.034999999999997]
[null,"S05.T088",25.416,57.365000000000002,55.521000000000001]
[null,"S05.T089",20.337,45.896000000000001,44.420999999999999]
[null,"S05.T090",16.937000000000001,38.235999999999997,37.027999999999999]
[null,"S05.T091",0,0,0]
[null,"S05.T092",0,0,0]
[null,"S05.T093",0,0,0]
[null,"S05.T094",0,0,0]
[null,"S05.T095",0,0,0]
[null,"S05.T096",0,0,0]
[null,"S05.T097",0,0,0]
[null,"S05.T098",0,0,0]
[null,"S05.T099",0,0,0]
[null,"S05.T100",0,0,0]
[null,"S05.T101",0,0,0]
[null,"S05.T102",0,0,0]
[null,"S05.T103",2.0680000000000001,5.6520000000000001,1.4950000000000001]
[null,"S05.T104",15.79,24.350999999999999,18.492999999999999]
[null,"S05.T105",32.235999999999997,44.585000000000001,41.37]
[null,"S05.T106",47.533999999999999,63.795000000000002,61.051000000000002]
[null,"S05.T107",59.125999999999998,78.787000000000006,74.567999999999998]
[null,"S05.T108",65.7,88.474000000000004,82.534000000000006]
[null,"S05.T109",72.049000000000007,107.39700000000001,103.404]
[null,"S05.T110",54.332999999999998,90.480999999999995,84.602999999999994]
[null,"S05.T111",37.642000000000003,67.501999999999995,63.753999999999998]
[null,"S05.T112",28.221,50.627000000000002,47.841000000000001]
[null,"S05.T113",22.588999999999999,40.488999999999997,38.277000000000001]
[null,"S05.T114",18.821000000000002,33.750999999999998,31.887]
[null,"S05.T115",0,0,0]
[null,"S05.T116",0,0,0]
[null,"S05.T117",0,0,0]
[null,"S05.T118",0,0,0]
[null,"S05.T119",0,0,0]
[null,"S05.T120",0,0,0]
[null,"S05.T121",0,0,0]
[null,"S05.T122",0,0,0]
[null,"S05.T123",0,0,0]
[null,"S05.T124",0,0,0]
[null,"S05.T125",0,0,0]
[null,"S05.T126",0,0,0]
[null,"S05.T127",2.806,7.0659999999999998,2.028]
[null,"S05.T128",18.943999999999999,31.15,21.975000000000001]
[null,"S05.T129",37.151000000000003,58.613999999999997,49.439]
[null,"S05.T130",53.658000000000001,86.385000000000005,77.435000000000002]
[null,"S05.T131",66.007000000000005,109.13800000000001,99.900999999999996]
[null,"S05.T132",72.929000000000002,123.26900000000001,113.971]
[null,"S05.T133",79.135000000000005,140.411,146.49299999999999]
[null,"S05.T134",59.72,113.009,119.60299999999999]
[null,"S05.T135",41.533000000000001,83.968000000000004,90.051000000000002]
[null,"S05.T136",31.15,62.975999999999999,67.625]
[null,"S05.T137",24.923999999999999,50.381,54.088000000000001]
[null,"S05.T138",20.766999999999999,41.984000000000002,45.076999999999998]
[null,"S05.T139",0,0,0]
[null,"S05.T140",0,0,0]
[null,"S05.T141",0,0,0]
[null,"S05.T142",0,0,0]
[null,"S05.T143",0,0,0]
[null,"S05.T144",0,0,0]
[null,"S05.T145",0,0,0]
[null,"S05.T146",0,0,0]
[null,"S05.T147",0,0,0]
[null,"S05.T148",0,0,0]
[null,"S05.T149",0,0,0]
[null,"S05.T150",0,0,0]
[null,"S05.T151",3.7269999999999999,10.199,2.8260000000000001]
[null,"S05.T152",21.709,42.189,27.341000000000001]
[null,"S05.T153",41.677,79.257999999999996,58.593000000000004]
[null,"S05.T154",59.515000000000001,114.81100000000001,87.757000000000005]
[null,"S05.T155",72.581000000000003,142.39699999999999,109.343]
[null,"S05.T156",80.2,158.679,119.91]
[null,"S05.T157",90.911000000000001,181.35,125.89100000000001]
[null,"S05.T158",70.082999999999998,146.57499999999999,100.434]
[null,"S05.T159",49.009,108.401,75.510000000000005]
[null,"S05.T160",36.762,81.305999999999997,56.73]
[null,"S05.T161",29.408999999999999,65.045000000000002,45.384]
[null,"S05.T162",24.494,54.210999999999999,37.826999999999998]
[null,"S05.T163",0,0,0]
[null,"S05.T164",0,0,0]
[null,"S05.T165",0,0,0]
[null,"S05.T166",0,0,0]
[null,"S05.T167",0,0,0]
[null,"S05.T168",0,0,0]
[null,"S06.T001",0,0,0]
[null,"S06.T002",0,0,0]
[null,"S06.T003",0,0,0]
[null,"S06.T004",0,0,0]
[null,"S06.T005",0,0,0]
[null,"S06.T006",0,0,0]
[null,"S06.T007",5.3449999999999998,12.759,3.6659999999999999]
[null,"S06.T008",25.19,51.076999999999998,34.816000000000003]
[null,"S06.T009",44.462000000000003,94.495000000000005,78.561000000000007]
[null,"S06.T010",62.505000000000003,128.28700000000001,105.861]
[null,"S06.T011",77.454999999999998,147.04599999999999,123.105]
[null,"S06.T012",90.89,156.959,131.97300000000001]
[null,"S06.T013",138.89500000000001,167.547,144.30199999999999]
[null,"S06.T014",108.25700000000001,129.00399999999999,121.774]
[null,"S06.T015",75.734999999999999,95.067999999999998,93.941999999999993]
[null,"S06.T016",56.790999999999997,71.331999999999994,70.677000000000007]
[null,"S06.T017",45.445,57.057000000000002,56.545000000000002]
[null,"S06.T018",37.868000000000002,47.555,47.125]
[null,"S06.T019",0,0,0]
[null,"S06.T020",0,0,0]
[null,"S06.T021",0,0,0]
[null,"S06.T022",0,0,0]
[null,"S06.T023",0,0,0]
[null,"S06.T024",0,0,0]
[null,"S06.T025",0,0,0]
[null,"S06.T026",0,0,0]
[null,"S06.T027",0,0,0]
[null,"S06.T028",0,0,0]
[null,"S06.T029",0,0,0]
[null,"S06.T030",0,0,0]
[null,"S06.T031",6.0419999999999998,4.8129999999999997,1.393]
[null,"S06.T032",27.196999999999999,12.616,9.2360000000000007]
[null,"S06.T033",49.765999999999998,23.327000000000002,17.285]
[null,"S06.T034",60.191000000000003,34.405999999999999,27.094999999999999]
[null,"S06.T035",62.116,41.430999999999997,34.591000000000001]
[null,"S06.T036",60.109000000000002,43.868000000000002,38.953000000000003]
[null,"S06.T037",36.515999999999998,43.868000000000002,50.298999999999999]
[null,"S06.T038",28.548999999999999,38.747999999999998,39.546999999999997]
[null,"S06.T039",20.419,29.204999999999998,30.228999999999999]
[null,"S06.T040",15.298999999999999,21.914000000000001,22.753]
[null,"S06.T041",12.247,17.530999999999999,18.207000000000001]
[null,"S06.T042",10.199,14.622999999999999,15.176]
[null,"S06.T043",0,0,0]
[null,"S06.T044",0,0,0]
[null,"S06.T045",0,0,0]
[null,"S06.T046",0,0,0]
[null,"S06.T047",0,0,0]
[null,"S06.T048",0,0,0]
[null,"S06.T049",0,0,0]
[null,"S06.T050",0,0,0]
[null,"S06.T051",0,0,0]
[null,"S06.T052",0,0,0]
[null,"S06.T053",0,0,0]
[null,"S06.T054",0,0,0]
[null,"S06.T055",1.413,2.4369999999999998,1.0649999999999999]
[null,"S06.T056",6.8810000000000002,6.7789999999999999,6.492]
[null,"S06.T057",14.377000000000001,11.162000000000001,12.349]
[null,"S06.T058",20.643999999999998,14.787000000000001,18.555]
[null,"S06.T059",25.17,17.920000000000002,24.003]
[null,"S06.T060",27.893999999999998,21.484000000000002,27.771000000000001]
[null,"S06.T061",25.989000000000001,37.56,40.201999999999998]
[null,"S06.T062",21.013000000000002,29.614000000000001,33.055]
[null,"S06.T063",15.093999999999999,21.585999999999999,25.661000000000001]
[null,"S06.T064",11.324999999999999,16.22,19.332999999999998]
[null,"S06.T065",9.0519999999999996,12.984,15.462]
[null,"S06.T066",7.5369999999999999,10.813000000000001,12.882]
[null,"S06.T067",0,0,0]
[null,"S06.T068",0,0,0]
[null,"S06.T069",0,0,0]
[null,"S06.T070",0,0,0]
[null,"S06.T071",0,0,0]
[null,"S06.T072",0,0,0]
[null,"S06.T073",0,0,0]
[null,"S06.T074",0,0,0]
[null,"S06.T075",0,0,0]
[null,"S06.T076",0,0,0]
[null,"S06.T077",0,0,0]
[null,"S06.T078",0,0,0]
[null,"S06.T079",2.3959999999999999,2.6619999999999999,1.8640000000000001]
[null,"S06.T080",9.9329999999999998,8.7449999999999992,8.6630000000000003]
[null,"S06.T081",18.411999999999999,16.138000000000002,16.486000000000001]
[null,"S06.T082",25.805,23.306000000000001,25.866]
[null,"S06.T083",29.777999999999999,28.058,31.908000000000001]
[null,"S06.T084",30.802,33.362000000000002,38.542999999999999]
[null,"S06.T085",27.75,69.304000000000002,86.322999999999993]
[null,"S06.T086",21.667999999999999,51.732999999999997,67.584000000000003]
[null,"S06.T087",15.728999999999999,38.030999999999999,50.709000000000003]
[null,"S06.T088",11.797000000000001,28.59,38.174999999999997]
[null,"S06.T089",9.4410000000000007,22.876000000000001,30.536000000000001]
[null,"S06.T090",7.8639999999999999,19.067,25.436]
[null,"S06.T091",0,0,0]
[null,"S06.T092",0,0,0]
[null,"S06.T093",0,0,0]
[null,"S06.T094",0,0,0]
[null,"S06.T095",0,0,0]
[null,"S06.T096",0,0,0]
[null,"S06.T097",0,0,0]
[null,"S06.T098",0,0,0]
[null,"S06.T099",0,0,0]
[null,"S06.T100",0,0,0]
[null,"S06.T101",0,0,0]
[null,"S06.T102",0,0,0]
[null,"S06.T103",2.7850000000000001,6.82,2.1709999999999998]
[null,"S06.T104",9.7279999999999998,18.390999999999998,8.4580000000000002]
[null,"S06.T105",16.507000000000001,28.693000000000001,13.537000000000001]
[null,"S06.T106",20.356999999999999,38.030999999999999,17.285]
[null,"S06.T107",21.975000000000001,44.585000000000001,19.538]
[null,"S06.T108",22.241,48.579000000000001,20.274999999999999]
[null,"S06.T109",22.446000000000002,49.009,21.381]
[null,"S06.T110",21.053000000000001,37.765000000000001,20.684999999999999]
[null,"S06.T111",16.036000000000001,28.446999999999999,18.984999999999999]
[null,"S06.T112",12.022,21.422000000000001,14.746]
[null,"S06.T113",9.6259999999999994,17.141999999999999,11.797000000000001]
[null,"S06.T114",8.0280000000000005,14.275,9.83]
[null,"S06.T115",0,0,0]
[null,"S06.T116",0,0,0]
[null,"S06.T117",0,0,0]
[null,"S06.T118",0,0,0]
[null,"S06.T119",0,0,0]
[null,"S06.T120",0,0,0]
[null,"S06.T121",0,0,0]
[null,"S06.T122",0,0,0]
[null,"S06.T123",0,0,0]
[null,"S06.T124",0,0,0]
[null,"S06.T125",0,0,0]
[null,"S06.T126",0,0,0]
[null,"S06.T127",14.683999999999999,11.223000000000001,9.4819999999999993]
[null,"S06.T128",53.76,52.674999999999997,51.569000000000003]
[null,"S06.T129",82.165999999999997,109.81399999999999,99.266999999999996]
[null,"S06.T130",98.099000000000004,157.63499999999999,142.029]
[null,"S06.T131",108.42100000000001,193.393,175.20599999999999]
[null,"S06.T132",114.13500000000001,215.88,196.66900000000001]
[null,"S06.T133",123.331,274.76,258.80599999999998]
[null,"S06.T134",103.485,228.352,217.989]
[null,"S06.T135",75.53,175.06299999999999,169.964]
[null,"S06.T136",56.648000000000003,131.78899999999999,128.53200000000001]
[null,"S06.T137",45.322000000000003,105.431,102.83]
[null,"S06.T138",37.765000000000001,87.858999999999995,85.688000000000002]
[null,"S06.T139",0,0,0]
[null,"S06.T140",0,0,0]
[null,"S06.T141",0,0,0]
[null,"S06.T142",0,0,0]
[null,"S06.T143",0,0,0]
[null,"S06.T144",0,0,0]
[null,"S06.T145",0,0,0]
[null,"S06.T146",0,0,0]
[null,"S06.T147",0,0,0]
[null,"S06.T148",0,0,0]
[null,"S06.T149",0,0,0]
[null,"S06.T150",0,0,0]
[null,"S06.T151",9.359,27.135999999999999,10.568]
[null,"S06.T152",26.213999999999999,78.766000000000005,44.420999999999999]
[null,"S06.T153",45.466000000000001,128.24600000000001,75.570999999999998]
[null,"S06.T154",68.629000000000005,166.50200000000001,97.320999999999998]
[null,"S06.T155",88.841999999999999,191.61099999999999,111.04300000000001]
[null,"S06.T156",104.714,202.77199999999999,117.985]
[null,"S06.T157",162.18100000000001,192.102,136.56100000000001]
[null,"S06.T158",124.375,151.63399999999999,123.699]
[null,"S06.T159",89.149000000000001,117.06399999999999,95.948999999999998]
[null,"S06.T160",66.867000000000004,88.206999999999994,72.561000000000007]
[null,"S06.T161",53.494,70.573999999999998,58.061]
[null,"S06.T162",44.564999999999998,58.798000000000002,48.374000000000002]
[null,"S06.T163",0,0,0]
[null,"S06.T164",0,0,0]
[null,"S06.T165",0,0,0]
[null,"S06.T166",0,0,0]
[null,"S06.T167",0,0,0]
[null,"S06.T168",0,0,0]
[null,"S07.T001",0,0,0]
[null,"S07.T002",0,0,0]
[null,"S07.T003",0,0,0]
[null,"S07.T004",0,0,0]
[null,"S07.T005",0,0,0]
[null,"S07.T006",0,0,0]
[null,"S07.T007",6.492,3.5840000000000001,0.84]
[null,"S07.T008",14.888999999999999,7.9870000000000001,3.891]
[null,"S07.T009",20.398,12.063000000000001,7.7409999999999997]
[null,"S07.T010",24.474,16.814,10.957000000000001]
[null,"S07.T011",27.013000000000002,21.565000000000001,13.333]
[null,"S07.T012",27.995999999999999,24.33,14.746]
[null,"S07.T013",24.821999999999999,27.606999999999999,19.067]
[null,"S07.T014",19.927,22.056999999999999,19.149000000000001]
[null,"S07.T015",14.705,17.347000000000001,16.957000000000001]
[null,"S07.T016",11.039,13.128,13.005000000000001]
[null,"S07.T017",8.827,10.506,10.404]
[null,"S07.T018",7.3520000000000003,8.7449999999999992,8.6839999999999993]
[null,"S07.T019",0,0,0]
[null,"S07.T020",0,0,0]
[null,"S07.T021",0,0,0]
[null,"S07.T022",0,0,0]
[null,"S07.T023",0,0,0]
[null,"S07.T024",0,0,0]
[null,"S07.T025",0,0,0]
[null,"S07.T026",0,0,0]
[null,"S07.T027",0,0,0]
[null,"S07.T028",0,0,0]
[null,"S07.T029",0,0,0]
[null,"S07.T030",0,0,0]
[null,"S07.T031",8.3350000000000009,5.3449999999999998,3.7069999999999999]
[null,"S07.T032",19.927,14.212999999999999,13.516999999999999]
[null,"S07.T033",30.638000000000002,24.74,24.841999999999999]
[null,"S07.T034",40.325000000000003,33.463999999999999,37.765000000000001]
[null,"S07.T035",48.579000000000001,40.182000000000002,52.204000000000001]
[null,"S07.T036",54.353999999999999,45.158000000000001,60.128999999999998]
[null,"S07.T037",70.450999999999993,65.617999999999995,67.113]
[null,"S07.T038",58.531999999999996,55.009,57.713000000000001]
[null,"S07.T039",43.725000000000001,41.942999999999998,46.018999999999998]
[null,"S07.T040",32.808999999999997,31.702999999999999,35.103000000000002]
[null,"S07.T041",26.234999999999999,25.353999999999999,28.077999999999999]
[null,"S07.T042",21.873000000000001,21.135000000000002,23.408999999999999]
[null,"S07.T043",0,0,0]
[null,"S07.T044",0,0,0]
[null,"S07.T045",0,0,0]
[null,"S07.T046",0,0,0]
[null,"S07.T047",0,0,0]
[null,"S07.T048",0,0,0]
[null,"S07.T049",0,0,0]
[null,"S07.T050",0,0,0]
[null,"S07.T051",0,0,0]
[null,"S07.T052",0,0,0]
[null,"S07.T053",0,0,0]
[null,"S07.T054",0,0,0]
[null,"S07.T055",16.138000000000002,21.381,14.909000000000001]
[null,"S07.T056",42.475999999999999,50.216999999999999,55.706000000000003]
[null,"S07.T057",70.942999999999998,78.888999999999996,101.51900000000001]
[null,"S07.T058",84.89,109.691,141.63999999999999]
[null,"S07.T059",86.18,137.114,172.339]
[null,"S07.T060",83.415000000000006,164.59800000000001,191.40600000000001]
[null,"S07.T061",41.860999999999997,266.64999999999998,167.62899999999999]
[null,"S07.T062",33.731000000000002,199.68,114.34]
[null,"S07.T063",26.378,145.9,83.251000000000005]
[null,"S07.T064",19.783999999999999,110.203,62.997]
[null,"S07.T065",15.831,88.165999999999997,50.401000000000003]
[null,"S07.T066",13.189,73.462000000000003,42.005000000000003]
[null,"S07.T067",0,0,0]
[null,"S07.T068",0,0,0]
[null,"S07.T069",0,0,0]
[null,"S07.T070",0,0,0]
[null,"S07.T071",0,0,0]
[null,"S07.T072",0,0,0]
[null,"S07.T073",0,0,0]
[null,"S07.T074",0,0,0]
[null,"S07.T075",0,0,0]
[null,"S07.T076",0,0,0]
[null,"S07.T077",0,0,0]
[null,"S07.T078",0,0,0]
[null,"S07.T079",8.52,8.8469999999999995,8.2940000000000005]
[null,"S07.T080",19.558,23.428999999999998,26.664999999999999]
[null,"S07.T081",30.577000000000002,37.006999999999998,43.622]
[null,"S07.T082",39.280999999999999,49.48,57.323999999999998]
[null,"S07.T083",44.749000000000002,60.396000000000001,67.584000000000003]
[null,"S07.T084",48.353000000000002,70.245999999999995,80.036000000000001]
[null,"S07.T085",48.107999999999997,108.687,195.809]
[null,"S07.T086",35.779000000000003,94.350999999999999,197.59100000000001]
[null,"S07.T087",26.911000000000001,73.277000000000001,163.94200000000001]
[null,"S07.T088",20.193000000000001,55.542000000000002,125.624]
[null,"S07.T089",16.158999999999999,44.420999999999999,100.495]
[null,"S07.T090",13.455,37.027999999999999,83.742999999999995]
[null,"S07.T091",0,0,0]
[null,"S07.T092",0,0,0]
[null,"S07.T093",0,0,0]
[null,"S07.T094",0,0,0]
[null,"S07.T095",0,0,0]
[null,"S07.T096",0,0,0]
[null,"S07.T097",0,0,0]
[null,"S07.T098",0,0,0]
[null,"S07.T099",0,0,0]
[null,"S07.T100",0,0,0]
[null,"S07.T101",0,0,0]
[null,"S07.T102",0,0,0]
[null,"S07.T103",11.263999999999999,28.713000000000001,20.869]
[null,"S07.T104",24.370999999999999,74.322000000000003,69.856999999999999]
[null,"S07.T105",38.420999999999999,130.191,118.661]
[null,"S07.T106",51.61,179.18,160.97300000000001]
[null,"S07.T107",62.033999999999999,214.85599999999999,191.529]
[null,"S07.T108",68.177999999999997,235.745,208.93700000000001]
[null,"S07.T109",77.23,276.62299999999999,242.11500000000001]
[null,"S07.T110",59.29,225.833,202.44499999999999]
[null,"S07.T111",44.052999999999997,175.00200000000001,159.785]
[null,"S07.T112",33.075000000000003,132.89500000000001,122.532]
[null,"S07.T113",26.46,106.312,98.016999999999996]
[null,"S07.T114",22.056999999999999,88.596999999999994,81.694999999999993]
[null,"S07.T115",0,0,0]
[null,"S07.T116",0,0,0]
[null,"S07.T117",0,0,0]
[null,"S07.T118",0,0,0]
[null,"S07.T119",0,0,0]
[null,"S07.T120",0,0,0]
[null,"S07.T121",0,0,0]
[null,"S07.T122",0,0,0]
[null,"S07.T123",0,0,0]
[null,"S07.T124",0,0,0]
[null,"S07.T125",0,0,0]
[null,"S07.T126",0,0,0]
[null,"S07.T127",17.981000000000002,31.518999999999998,24.658000000000001]
[null,"S07.T128",59.843000000000004,72.867999999999995,76.186000000000007]
[null,"S07.T129",81.06,122.71599999999999,127.119]
[null,"S07.T130",107.889,173.85499999999999,168.30500000000001]
[null,"S07.T131",136.929,213.83199999999999,197.28399999999999]
[null,"S07.T132",147.78399999999999,238.53100000000001,211.86600000000001]
[null,"S07.T133",145.63300000000001,305.11099999999999,220.14]
[null,"S07.T134",116.285,255.91800000000001,178.422]
[null,"S07.T135",87.838999999999999,199.88499999999999,138.977]
[null,"S07.T136",66.048000000000002,151.88,106.33199999999999]
[null,"S07.T137",52.838000000000001,121.48699999999999,85.073999999999998]
[null,"S07.T138",44.031999999999996,101.253,70.881]
[null,"S07.T139",0,0,0]
[null,"S07.T140",0,0,0]
[null,"S07.T141",0,0,0]
[null,"S07.T142",0,0,0]
[null,"S07.T143",0,0,0]
[null,"S07.T144",0,0,0]
[null,"S07.T145",0,0,0]
[null,"S07.T146",0,0,0]
[null,"S07.T147",0,0,0]
[null,"S07.T148",0,0,0]
[null,"S07.T149",0,0,0]
[null,"S07.T150",0,6.0999999999999999E-2,0]
[null,"S07.T151",13.577999999999999,49.029000000000003,16.364000000000001]
[null,"S07.T152",31.416,100.413,73.093000000000004]
[null,"S07.T153",48.804000000000002,156.959,127.386]
[null,"S07.T154",67.358999999999995,198.53299999999999,138.34200000000001]
[null,"S07.T155",79.667000000000002,219.48400000000001,132.874]
[null,"S07.T156",89.887,224.56299999999999,126.976]
[null,"S07.T157",112.292,172.17500000000001,148.29599999999999]
[null,"S07.T158",91.914000000000001,141.16900000000001,137.482]
[null,"S07.T159",69.733999999999995,111.53400000000001,115.057]
[null,"S07.T160",52.448999999999998,85.278999999999996,89.6]
[null,"S07.T161",41.963999999999999,68.218999999999994,71.680000000000007]
[null,"S07.T162",34.959000000000003,56.853000000000002,59.72]
[null,"S07.T163",0,0,0]
[null,"S07.T164",0,0,0]
[null,"S07.T165",0,0,0]
[null,"S07.T166",0,0,0]
[null,"S07.T167",0,0,0]
[null,"S07.T168",0,0,0]
[null,"S08.T001",0,0,0]
[null,"S08.T002",0,0,0]
[null,"S08.T003",0,0,0]
[null,"S08.T004",0,0,0]
[null,"S08.T005",0,0,0]
[null,"S08.T006",0.02,6.0999999999999999E-2,0]
[null,"S08.T007",19.312999999999999,22.835000000000001,28.385000000000002]
[null,"S08.T008",40.612000000000002,42.454999999999998,80.055999999999997]
[null,"S08.T009",63.098999999999997,63.692999999999998,131.482]
[null,"S08.T010",85.093999999999994,83.906999999999996,172.05199999999999]
[null,"S08.T011",103.178,101.212,192.53200000000001]
[null,"S08.T012",116.511,112.90600000000001,186.696]
[null,"S08.T013",146.24799999999999,150.221,101.11]
[null,"S08.T014",121.651,129.82300000000001,84.213999999999999]
[null,"S08.T015",93.081999999999994,105.697,68.341999999999999]
[null,"S08.T016",70.102999999999994,81.448999999999998,53.207000000000001]
[null,"S08.T017",56.073999999999998,65.147000000000006,42.557000000000002]
[null,"S08.T018",46.734999999999999,54.292999999999999,35.470999999999997]
[null,"S08.T019",0,0,0]
[null,"S08.T020",0,0,0]
[null,"S08.T021",0,0,0]
[null,"S08.T022",0,0,0]
[null,"S08.T023",0,0,0]
[null,"S08.T024",0,0,0]
[null,"S08.T025",0,0,0]
[null,"S08.T026",0,0,0]
[null,"S08.T027",0,0,0]
[null,"S08.T028",0,0,0]
[null,"S08.T029",0,0,0]
[null,"S08.T030",0.02,0.123,0]
[null,"S08.T031",9.2769999999999992,18.042999999999999,22.588999999999999]
[null,"S08.T032",18.923999999999999,25.312999999999999,40.673000000000002]
[null,"S08.T033",29.204999999999998,35.308,54.252000000000002]
[null,"S08.T034",36.966000000000001,55.276000000000003,69.938999999999993]
[null,"S08.T035",42.372999999999998,78.376999999999995,80.548000000000002]
[null,"S08.T036",45.997999999999998,91.075000000000003,88.474000000000004]
[null,"S08.T037",52.981999999999999,81.879000000000005,102.871]
[null,"S08.T038",47.411000000000001,67.563999999999993,83.885999999999996]
[null,"S08.T039",37.478000000000002,56.012999999999998,66.212000000000003]
[null,"S08.T040",28.324000000000002,43.314999999999998,51.036000000000001]
[null,"S08.T041",22.651,34.652000000000001,40.837000000000003]
[null,"S08.T042",18.882999999999999,28.876999999999999,34.017000000000003]
[null,"S08.T043",0,0,0]
[null,"S08.T044",0,0,0]
[null,"S08.T045",0,0,0]
[null,"S08.T046",0,0,0]
[null,"S08.T047",0,0,0]
[null,"S08.T048",0,0,0]
[null,"S08.T049",0,0,0]
[null,"S08.T050",0,0,0]
[null,"S08.T051",0,0,0]
[null,"S08.T052",0,0,0]
[null,"S08.T053",0,0,0]
[null,"S08.T054",4.1000000000000002E-2,4.1000000000000002E-2,0]
[null,"S08.T055",8.2739999999999991,9.7080000000000002,20.869]
[null,"S08.T056",15.647,29.265999999999998,62.136000000000003]
[null,"S08.T057",23.265000000000001,57.384999999999998,95.375]
[null,"S08.T058",30.065000000000001,87.798000000000002,113.848]
[null,"S08.T059",35.655999999999999,113.316,123.92400000000001]
[null,"S08.T060",39.363,133.018,126.218]
[null,"S08.T061",43.847999999999999,167.95599999999999,126.71]
[null,"S08.T062",37.622,132.751,105.47199999999999]
[null,"S08.T063",29.573,105.636,96.031000000000006]
[null,"S08.T064",22.385000000000002,81.346999999999994,76.328999999999994]
[null,"S08.T065",17.920000000000002,65.084999999999994,61.070999999999998]
[null,"S08.T066",14.93,54.231000000000002,50.893000000000001]
[null,"S08.T067",0,0,0]
[null,"S08.T068",0,0,0]
[null,"S08.T069",0,0,0]
[null,"S08.T070",0,0,0]
[null,"S08.T071",0,0,0]
[null,"S08.T072",0,0,0]
[null,"S08.T073",0,0,0]
[null,"S08.T074",0,0,0]
[null,"S08.T075",0,0,0]
[null,"S08.T076",0,0,0]
[null,"S08.T077",0,0,0]
[null,"S08.T078",0.123,0.28699999999999998,0]
[null,"S08.T079",26.399000000000001,45.384,21.053000000000001]
[null,"S08.T080",51.118000000000002,84.828000000000003,46.039000000000001]
[null,"S08.T081",73.072999999999993,132.239,73.994]
[null,"S08.T082",93.326999999999998,152.453,93.531999999999996]
[null,"S08.T083",109.691,159.86699999999999,106.53700000000001]
[null,"S08.T084",118.989,165.33500000000001,114.97499999999999]
[null,"S08.T085",126.48399999999999,152.965,144.99799999999999]
[null,"S08.T086",107.643,146.88300000000001,130.94900000000001]
[null,"S08.T087",83.373999999999995,120.955,108.626]
[null,"S08.T088",63.098999999999997,92.959000000000003,84.950999999999993]
[null,"S08.T089",50.463000000000001,74.363,67.972999999999999]
[null,"S08.T090",42.066000000000003,61.972999999999999,56.627000000000002]
[null,"S08.T091",0,0,0]
[null,"S08.T092",0,0,0]
[null,"S08.T093",0,0,0]
[null,"S08.T094",0,0,0]
[null,"S08.T095",0,0,0]
[null,"S08.T096",0,0,0]
[null,"S08.T097",0,0,0]
[null,"S08.T098",0,0,0]
[null,"S08.T099",0,0,0]
[null,"S08.T100",0,0,0]
[null,"S08.T101",0,0,0]
[null,"S08.T102",0.26600000000000001,0.41,0.02]
[null,"S08.T103",36.884999999999998,49.192999999999998,28.099]
[null,"S08.T104",65.557000000000002,90.132999999999996,63.323999999999998]
[null,"S08.T105",93.040999999999997,132.19800000000001,101.827]
[null,"S08.T106",117.20699999999999,170.92599999999999,137.851]
[null,"S08.T107",135.00399999999999,199.7,166.50200000000001]
[null,"S08.T108",144.93700000000001,217.928,186.40899999999999]
[null,"S08.T109",161.89400000000001,267.59199999999998,258.97000000000003]
[null,"S08.T110",132.874,224.44,230.83]
[null,"S08.T111",102.851,178.07400000000001,188.08799999999999]
[null,"S08.T112",77.947000000000003,137.114,146.53399999999999]
[null,"S08.T113",62.362000000000002,109.691,117.22799999999999]
[null,"S08.T114",51.957999999999998,91.402000000000001,97.69]
[null,"S08.T115",0,0,0]
[null,"S08.T116",0,0,0]
[null,"S08.T117",0,0,0]
[null,"S08.T118",0,0,0]
[null,"S08.T119",0,0,0]
[null,"S08.T120",0,0,0]
[null,"S08.T121",0,0,0]
[null,"S08.T122",0,0,0]
[null,"S08.T123",0,0,0]
[null,"S08.T124",0,0,0]
[null,"S08.T125",0,0,0]
[null,"S08.T126",0.36899999999999999,0.57299999999999995,6.0999999999999999E-2]
[null,"S08.T127",38.728000000000002,62.853000000000002,33.219000000000001]
[null,"S08.T128",67.605000000000004,116.736,67.912000000000006]
[null,"S08.T129",95.456999999999994,166.19499999999999,100.413]
[null,"S08.T130",119.869,207.40100000000001,128.81899999999999]
[null,"S08.T131",138.22,237.89599999999999,150.24100000000001]
[null,"S08.T132",148.78700000000001,254.85300000000001,163.697]
[null,"S08.T133",171.02799999999999,300.25700000000001,202.60900000000001]
[null,"S08.T134",142.643,255.57,176.96799999999999]
[null,"S08.T135",111.944,203.73500000000001,144.63]
[null,"S08.T136",85.114999999999995,157.22499999999999,113.09099999999999]
[null,"S08.T137",68.096000000000004,125.768,90.480999999999995]
[null,"S08.T138",56.75,104.81699999999999,75.387]
[null,"S08.T139",0,0,0]
[null,"S08.T140",0,0,0]
[null,"S08.T141",0,0,0]
[null,"S08.T142",0,0,0]
[null,"S08.T143",0,0,0]
[null,"S08.T144",0,0,0]
[null,"S08.T145",0,0,0]
[null,"S08.T146",0,0,0]
[null,"S08.T147",0,0,0]
[null,"S08.T148",0,0,0]
[null,"S08.T149",0,0,0]
[null,"S08.T150",0.53200000000000003,0.81899999999999995,8.2000000000000003E-2]
[null,"S08.T151",46.756,83.866,32.726999999999997]
[null,"S08.T152",81.796999999999997,147.02600000000001,70.225999999999999]
[null,"S08.T153",116.675,204.042,109.056]
[null,"S08.T154",146.20699999999999,238.18199999999999,133.161]
[null,"S08.T155",165.72399999999999,247.173,145.16200000000001]
[null,"S08.T156",175.309,243.69200000000001,152.22800000000001]
[null,"S08.T157",174.16200000000001,194.13,188.273]
[null,"S08.T158",147.92699999999999,170.209,174.36699999999999]
[null,"S08.T159",117.35,144.077,147.94800000000001]
[null,"S08.T160",89.539000000000001,113.377,116.736]
[null,"S08.T161",71.638999999999996,90.706000000000003,93.388999999999996]
[null,"S08.T162",59.698999999999998,75.591999999999999,77.823999999999998]
[null,"S08.T163",0,0,0]
[null,"S08.T164",0,0,0]
[null,"S08.T165",0,0,0]
[null,"S08.T166",0,0,0]
[null,"S08.T167",0,0,0]
[null,"S08.T168",0,0,0]
[null,"S09.T001",0,0,0]
[null,"S09.T002",0,0,0]
[null,"S09.T003",0,0,0]
[null,"S09.T004",0,0,0]
[null,"S09.T005",0,0,0]
[null,"S09.T006",0.81899999999999995,0.65500000000000003,6.0999999999999999E-2]
[null,"S09.T007",58.244999999999997,51.651000000000003,12.452]
[null,"S09.T008",89.129000000000005,87.081000000000003,20.725999999999999]
[null,"S09.T009",116.55200000000001,123.208,27.013000000000002]
[null,"S09.T010",141.22999999999999,157.49100000000001,33.997]
[null,"S09.T011",157,173.99799999999999,40.182000000000002]
[null,"S09.T012",163.28700000000001,181.453,45.466000000000001]
[null,"S09.T013",155.11600000000001,192.102,65.536000000000001]
[null,"S09.T014",130.929,161.95599999999999,61.091999999999999]
[null,"S09.T015",104.94,131.05199999999999,51.61]
[null,"S09.T016",80.322999999999993,102.461,40.878]
[null,"S09.T017",64.245999999999995,81.980999999999995,32.707000000000001]
[null,"S09.T018",53.534999999999997,68.320999999999998,27.259]
[null,"S09.T019",0,0,0]
[null,"S09.T020",0,0,0]
[null,"S09.T021",0,0,0]
[null,"S09.T022",0,0,0]
[null,"S09.T023",0,0,0]
[null,"S09.T024",0,0,0]
[null,"S09.T025",0,0,0]
[null,"S09.T026",0,0,0]
[null,"S09.T027",0,0,0]
[null,"S09.T028",0,0,0]
[null,"S09.T029",0,0,0]
[null,"S09.T030",0.63500000000000001,0.57299999999999995,0.26600000000000001]
[null,"S09.T031",39.526000000000003,37.642000000000003,55.829000000000001]
[null,"S09.T032",62.177,69.141000000000005,102.25700000000001]
[null,"S09.T033",80.302000000000007,106.598,140.595]
[null,"S09.T034",95.662000000000006,140.34899999999999,168.91900000000001]
[null,"S09.T035",106.90600000000001,168.755,188.518]
[null,"S09.T036",113.41800000000001,185.01599999999999,202.44499999999999]
[null,"S09.T037",113.295,213.87299999999999,258.97000000000003]
[null,"S09.T038",94.863,193.92500000000001,229.233]
[null,"S09.T039",74.731999999999999,164.78200000000001,193.905]
[null,"S09.T040",57.241999999999997,129.80199999999999,154.685]
[null,"S09.T041",45.792999999999999,103.854,123.761]
[null,"S09.T042",38.154000000000003,86.549000000000007,103.117]
[null,"S09.T043",0,0,0]
[null,"S09.T044",0,0,0]
[null,"S09.T045",0,0,0]
[null,"S09.T046",0,0,0]
[null,"S09.T047",0,0,0]
[null,"S09.T048",0,0,0]
[null,"S09.T049",0,0,0]
[null,"S09.T050",0,0,0]
[null,"S09.T051",0,0,0]
[null,"S09.T052",0,0,0]
[null,"S09.T053",0,0,0]
[null,"S09.T054",1.085,1.393,0.38900000000000001]
[null,"S09.T055",62.362000000000002,87.715999999999994,56.360999999999997]
[null,"S09.T056",95.313999999999993,154.01,104.1]
[null,"S09.T057",121.426,215.9,151.81800000000001]
[null,"S09.T058",137.851,267.858,184.34]
[null,"S09.T059",145.9,305.971,204.18600000000001]
[null,"S09.T060",147.149,328.86799999999999,212.05]
[null,"S09.T061",110.285,367.04300000000001,181.14599999999999]
[null,"S09.T062",89.866,322.76499999999999,166.76900000000001]
[null,"S09.T063",70.819999999999993,263.39299999999997,138.93600000000001]
[null,"S09.T064",54.537999999999997,205.41399999999999,110.121]
[null,"S09.T065",43.643000000000001,164.33199999999999,88.105000000000004]
[null,"S09.T066",36.351999999999997,136.94999999999999,73.421000000000006]
[null,"S09.T067",0,0,0]
[null,"S09.T068",0,0,0]
[null,"S09.T069",0,0,0]
[null,"S09.T070",0,0,0]
[null,"S09.T071",0,0,0]
[null,"S09.T072",0,0,0]
[null,"S09.T073",0,0,0]
[null,"S09.T074",0,0,0]
[null,"S09.T075",0,0,0]
[null,"S09.T076",0,0,0]
[null,"S09.T077",0,0,0]
[null,"S09.T078",1.024,1.167,0.43]
[null,"S09.T079",48.517000000000003,55.091000000000001,42.372999999999998]
[null,"S09.T080",73.933000000000007,87.736000000000004,69.796000000000006]
[null,"S09.T081",97.096000000000004,118.313,91.156999999999996]
[null,"S09.T082",118.17,143.114,107.069]
[null,"S09.T083",133.202,159.49799999999999,117.71899999999999]
[null,"S09.T084",140.411,167.01400000000001,114.033]
[null,"S09.T085",144.09700000000001,142.15199999999999,88.022999999999996]
[null,"S09.T086",126.157,117.883,85.073999999999998]
[null,"S09.T087",100.577,89.968999999999994,72.028000000000006]
[null,"S09.T088",77.454999999999998,70.001000000000005,58.162999999999997]
[null,"S09.T089",61.972999999999999,55.991999999999997,46.551000000000002]
[null,"S09.T090",51.651000000000003,46.673999999999999,38.789000000000001]
[null,"S09.T091",0,0,0]
[null,"S09.T092",0,0,0]
[null,"S09.T093",0,0,0]
[null,"S09.T094",0,0,0]
[null,"S09.T095",0,0,0]
[null,"S09.T096",0,0,0]
[null,"S09.T097",0,0,0]
[null,"S09.T098",0,0,0]
[null,"S09.T099",0,0,0]
[null,"S09.T100",0,0,0]
[null,"S09.T101",0,0,0]
[null,"S09.T102",0.88100000000000001,0.53200000000000003,0.34799999999999998]
[null,"S09.T103",33.832999999999998,27.341000000000001,34.673000000000002]
[null,"S09.T104",50.36,45.588999999999999,62.71]
[null,"S09.T105",64.102000000000004,74.486000000000004,89.087999999999994]
[null,"S09.T106",74.322000000000003,95.683000000000007,113.521]
[null,"S09.T107",81.591999999999999,106.148,134.53299999999999]
[null,"S09.T108",85.974999999999994,122.532,147.06700000000001]
[null,"S09.T109",93.02,162.77500000000001,180.429]
[null,"S09.T110",82.289000000000001,126.71,164.577]
[null,"S09.T111",67.83,100.782,142.94999999999999]
[null,"S09.T112",52.572000000000003,79.236999999999995,116.38800000000001]
[null,"S09.T113",42.066000000000003,63.386000000000003,93.204999999999998]
[null,"S09.T114",35.040999999999997,52.817999999999998,77.66]
[null,"S09.T115",0,0,0]
[null,"S09.T116",0,0,0]
[null,"S09.T117",0,0,0]
[null,"S09.T118",0,0,0]
[null,"S09.T119",0,0,0]
[null,"S09.T120",0,0,0]
[null,"S09.T121",0,0,0]
[null,"S09.T122",0,0,0]
[null,"S09.T123",0,0,0]
[null,"S09.T124",0,0,0]
[null,"S09.T125",0,0,0]
[null,"S09.T126",1.3720000000000001,1.024,0.55300000000000005]
[null,"S09.T127",54.332999999999998,51.220999999999997,57.795000000000002]
[null,"S09.T128",86.466999999999999,90.132999999999996,120.422]
[null,"S09.T129",115.343,126.095,183.357]
[null,"S09.T130",139.26400000000001,151.40899999999999,227.96299999999999]
[null,"S09.T131",155.77099999999999,170.148,256.08199999999999]
[null,"S09.T132",164.63900000000001,182.76400000000001,268.20600000000002]
[null,"S09.T133",176.78299999999999,203.756,257.33100000000002]
[null,"S09.T134",150.42599999999999,185.672,216.10499999999999]
[null,"S09.T135",122.47,155.77099999999999,182.35400000000001]
[null,"S09.T136",94.924999999999997,123.986,147.251]
[null,"S09.T137",75.94,99.185000000000002,117.965]
[null,"S09.T138",63.283000000000001,82.656999999999996,98.304000000000002]
[null,"S09.T139",0,0,0]
[null,"S09.T140",0,0,0]
[null,"S09.T141",0,0,0]
[null,"S09.T142",0,0,0]
[null,"S09.T143",0,0,0]
[null,"S09.T144",0,0,0]
[null,"S09.T145",0,0,0]
[null,"S09.T146",0,0,0]
[null,"S09.T147",0,0,0]
[null,"S09.T148",0,0,0]
[null,"S09.T149",0,0,0]
[null,"S09.T150",2.355,1.393,1.024]
[null,"S09.T151",76.022000000000006,46.92,87.552000000000007]
[null,"S09.T152",110.264,81.388000000000005,157.06100000000001]
[null,"S09.T153",145.16200000000001,121.999,215.63399999999999]
[null,"S09.T154",171.37700000000001,170.27099999999999,261.44799999999998]
[null,"S09.T155",185.71299999999999,206.172,294.584]
[null,"S09.T156",191.18100000000001,220.447,313.24200000000002]
[null,"S09.T157",177.029,210.821,344.18700000000001]
[null,"S09.T158",148.37799999999999,187.14599999999999,293.41699999999997]
[null,"S09.T159",119.624,158.249,242.46299999999999]
[null,"S09.T160",92.897000000000006,126.03400000000001,194.21199999999999]
[null,"S09.T161",74.322000000000003,100.82299999999999,155.607]
[null,"S09.T162",61.932000000000002,84.028999999999996,129.679]
[null,"S09.T163",0,0,0]
[null,"S09.T164",0,0,0]
[null,"S09.T165",0,0,0]
[null,"S09.T166",0,0,0]
[null,"S09.T167",0,0,0]
[null,"S09.T168",0,0,0]
[null,"S10.T001",0,0,0]
[null,"S10.T002",0,0,0]
[null,"S10.T003",0,0,0]
[null,"S10.T004",0,0,0]
[null,"S10.T005",0,0,0]
[null,"S10.T006",2.4369999999999998,1.8839999999999999,1.556]
[null,"S10.T007",80.917000000000002,72.540000000000006,108.012]
[null,"S10.T008",138.93600000000001,129.72,175.47300000000001]
[null,"S10.T009",202.42400000000001,208.05600000000001,236.79]
[null,"S10.T010",237.62899999999999,268.53399999999999,287.887]
[null,"S10.T011",244.9,312.09500000000003,326.32799999999997]
[null,"S10.T012",234.00399999999999,339.21,350.61799999999999]
[null,"S10.T013",118.108,416.27600000000001,418.50900000000001]
[null,"S10.T014",92.406000000000006,367.49299999999999,371.97800000000001]
[null,"S10.T015",72.745000000000005,308.47000000000003,315.74]
[null,"S10.T016",56.914000000000001,245.20699999999999,254.77099999999999]
[null,"S10.T017",45.527000000000001,196.19800000000001,204.16499999999999]
[null,"S10.T018",37.948999999999998,163.49199999999999,170.12700000000001]
[null,"S10.T019",0,0,0]
[null,"S10.T020",0,0,0]
[null,"S10.T021",0,0,0]
[null,"S10.T022",0,0,0]
[null,"S10.T023",0,0,0]
[null,"S10.T024",0,0,0]
[null,"S10.T025",0,0,0]
[null,"S10.T026",0,0,0]
[null,"S10.T027",0,0,0]
[null,"S10.T028",0,0,0]
[null,"S10.T029",0,0,0]
[null,"S10.T030",3.113,3.645,1.7410000000000001]
[null,"S10.T031",93.88,138.05600000000001,109.711]
[null,"S10.T032",117.699,209.285,175.084]
[null,"S10.T033",124.191,271.524,233.779]
[null,"S10.T034",127.14,313.03699999999998,281.82499999999999]
[null,"S10.T035",123.884,330.71100000000001,316.64100000000002]
[null,"S10.T036",119.48,324.91500000000002,337.08]
[null,"S10.T037",79.543999999999997,234.08600000000001,380.08800000000002]
[null,"S10.T038",62.771000000000001,211.04599999999999,339.988]
[null,"S10.T039",50.831000000000003,183.93100000000001,290.714]
[null,"S10.T040",39.957000000000001,149.11500000000001,234.55699999999999]
[null,"S10.T041",31.969000000000001,119.378,188.08799999999999]
[null,"S10.T042",26.645,99.492000000000004,156.75399999999999]
[null,"S10.T043",0,0,0]
[null,"S10.T044",0,0,0]
[null,"S10.T045",0,0,0]
[null,"S10.T046",0,0,0]
[null,"S10.T047",0,0,0]
[null,"S10.T048",0,0,0]
[null,"S10.T049",0,0,0]
[null,"S10.T050",0,0,0]
[null,"S10.T051",0,0,0]
[null,"S10.T052",0,0,0]
[null,"S10.T053",0,0,0]
[null,"S10.T054",0.84,1.454,0.49199999999999999]
[null,"S10.T055",38.686999999999998,52.859000000000002,32.932000000000002]
[null,"S10.T056",64.061000000000007,85.32,53.719000000000001]
[null,"S10.T057",98.938999999999993,106.35299999999999,89.927999999999997]
[null,"S10.T058",137.17500000000001,123.453,137.09299999999999]
[null,"S10.T059",177.541,133.63200000000001,180.83799999999999]
[null,"S10.T060",217.39500000000001,140.67699999999999,217.08799999999999]
[null,"S10.T061",367.22699999999998,162.898,367.90300000000002]
[null,"S10.T062",319.57,145.32599999999999,339.08699999999999]
[null,"S10.T063",263.68,122.02,291.65600000000001]
[null,"S10.T064",205.78299999999999,98.099000000000004,236.68700000000001]
[null,"S10.T065",164.63900000000001,78.561000000000007,189.97200000000001]
[null,"S10.T066",137.196,65.474999999999994,158.31]
[null,"S10.T067",0,0,0]
[null,"S10.T068",0,0,0]
[null,"S10.T069",0,0,0]
[null,"S10.T070",0,0,0]
[null,"S10.T071",0,0,0]
[null,"S10.T072",0,0,0]
[null,"S10.T073",0,0,0]
[null,"S10.T074",0,0,0]
[null,"S10.T075",0,0,0]
[null,"S10.T076",0,0,0]
[null,"S10.T077",0,0,0]
[null,"S10.T078",4.8540000000000001,4.6689999999999996,2.3140000000000001]
[null,"S10.T079",139.08000000000001,152.678,104.673]
[null,"S10.T080",199.434,222.31,155.01300000000001]
[null,"S10.T081",253.82900000000001,284.09899999999999,198.001]
[null,"S10.T082",296.14100000000002,333.66,243.97800000000001]
[null,"S10.T083",325.32499999999999,368.947,278.42599999999999]
[null,"S10.T084",340.971,388.77199999999999,302.03899999999999]
[null,"S10.T085",355.41,413.10199999999998,233.39]
[null,"S10.T086",306.93400000000003,355.512,209.12100000000001]
[null,"S10.T087",252.334,293.70400000000001,180.01900000000001]
[null,"S10.T088",197.55,233.923,149.524]
[null,"S10.T089",158.024,187.351,120.32]
[null,"S10.T090",131.68600000000001,156.13999999999999,100.27]
[null,"S10.T091",0,0,0]
[null,"S10.T092",0,0,0]
[null,"S10.T093",0,0,0]
[null,"S10.T094",0,0,0]
[null,"S10.T095",0,0,0]
[null,"S10.T096",0,0,0]
[null,"S10.T097",0,0,0]
[null,"S10.T098",0,0,0]
[null,"S10.T099",0,0,0]
[null,"S10.T100",0,0,0]
[null,"S10.T101",0,0,0]
[null,"S10.T102",6.1639999999999997,2.355,1.2490000000000001]
[null,"S10.T103",152.57599999999999,55.009,42.844000000000001]
[null,"S10.T104",207.83099999999999,77.046000000000006,74.034999999999997]
[null,"S10.T105",254.423,98.201999999999998,108.913]
[null,"S10.T106",291.30799999999999,114.60599999999999,138.60900000000001]
[null,"S10.T107",316.39600000000002,124.703,162.345]
[null,"S10.T108",329.07299999999998,128.41,177.398]
[null,"S10.T109",334.13099999999997,102.70699999999999,179.958]
[null,"S10.T110",288.584,85.77,149.48400000000001]
[null,"S10.T111",234.92599999999999,69.385999999999996,121.733]
[null,"S10.T112",184.279,55.418999999999997,97.320999999999998]
[null,"S10.T113",147.43600000000001,44.420999999999999,78.171999999999997]
[null,"S10.T114",122.86,37.006999999999998,65.147000000000006]
[null,"S10.T115",0,0,0]
[null,"S10.T116",0,0,0]
[null,"S10.T117",0,0,0]
[null,"S10.T118",0,0,0]
[null,"S10.T119",0,0,0]
[null,"S10.T120",0,0,0]
[null,"S10.T121",0,0,0]
[null,"S10.T122",0,0,0]
[null,"S10.T123",0,0,0]
[null,"S10.T124",0,0,0]
[null,"S10.T125",0,0,0]
[null,"S10.T126",1.6379999999999999,1.147,0.88100000000000001]
[null,"S10.T127",26.766999999999999,28.548999999999999,34.57]
[null,"S10.T128",39.853999999999999,41.329000000000001,49.93]
[null,"S10.T129",55.03,54.558999999999997,62.505000000000003]
[null,"S10.T130",69.344999999999999,63.509,73.441000000000003]
[null,"S10.T131",81.06,70.144000000000005,81.039000000000001]
[null,"S10.T132",99.144000000000005,75.775999999999996,84.213999999999999]
[null,"S10.T133",121.324,100.27,74.998000000000005]
[null,"S10.T134",93.388999999999996,87.367999999999995,61.173999999999999]
[null,"S10.T135",74.793000000000006,71.393000000000001,49.459000000000003]
[null,"S10.T136",59.228000000000002,56.872999999999998,39.69]
[null,"S10.T137",47.390999999999998,45.588999999999999,31.908000000000001]
[null,"S10.T138",39.484999999999999,37.99,26.603999999999999]
[null,"S10.T139",0,0,0]
[null,"S10.T140",0,0,0]
[null,"S10.T141",0,0,0]
[null,"S10.T142",0,0,0]
[null,"S10.T143",0,0,0]
[null,"S10.T144",0,0,0]
[null,"S10.T145",0,0,0]
[null,"S10.T146",0,0,0]
[null,"S10.T147",0,0,0]
[null,"S10.T148",0,0,0]
[null,"S10.T149",0,0,0]
[null,"S10.T150",2.15,1.925,0.79900000000000004]
[null,"S10.T151",46.591999999999999,33.423000000000002,36.884999999999998]
[null,"S10.T152",66.477999999999994,37.253,63.529000000000003]
[null,"S10.T153",84.438999999999993,40.817,88.269000000000005]
[null,"S10.T154",94.679000000000002,54.353999999999999,116.777]
[null,"S10.T155",101.54,69.018000000000001,136.376]
[null,"S10.T156",104.1,83.558000000000007,142.541]
[null,"S10.T157",102.25700000000001,126.73,126.812]
[null,"S10.T158",80.876000000000005,100.495,98.959000000000003]
[null,"S10.T159",64.450999999999993,79.605999999999995,77.435000000000002]
[null,"S10.T160",50.872,63.201000000000001,61.399000000000001]
[null,"S10.T161",40.713999999999999,50.688000000000002,49.316000000000003]
[null,"S10.T162",33.914999999999999,42.23,41.103000000000002]
[null,"S10.T163",0,0,0]
[null,"S10.T164",0,0,0]
[null,"S10.T165",0,0,0]
[null,"S10.T166",0,0,0]
[null,"S10.T167",0,0,0]
[null,"S10.T168",0,0,0]
[null,"S11.T001",0,0,0]
[null,"S11.T002",0,0,0]
[null,"S11.T003",0,0,0]
[null,"S11.T004",0,0,0]
[null,"S11.T005",0.02,0,0]
[null,"S11.T006",2.621,2.58,0.73699999999999999]
[null,"S11.T007",47.738999999999997,43.377000000000002,19.21]
[null,"S11.T008",50.258000000000003,55.991999999999997,26.952000000000002]
[null,"S11.T009",53.228000000000002,65.617999999999995,35.103000000000002]
[null,"S11.T010",60.6,73.667000000000002,47.206000000000003]
[null,"S11.T011",65.167000000000002,78.316000000000003,56.3]
[null,"S11.T012",66.13,80.731999999999999,72.622]
[null,"S11.T013",63.180999999999997,89.313000000000002,160.625]
[null,"S11.T014",50.012,77.147999999999996,132.34200000000001]
[null,"S11.T015",41.206000000000003,63.877000000000002,101.97]
[null,"S11.T016",33.301000000000002,51.61,79.441999999999993]
[null,"S11.T017",26.664999999999999,41.472000000000001,63.816000000000003]
[null,"S11.T018",22.221,34.549999999999997,53.186999999999998]
[null,"S11.T019",0,0,0]
[null,"S11.T020",0,0,0]
[null,"S11.T021",0,0,0]
[null,"S11.T022",0,0,0]
[null,"S11.T023",0,0,0]
[null,"S11.T024",0,0,0]
[null,"S11.T025",0,0,0]
[null,"S11.T026",0,0,0]
[null,"S11.T027",0,0,0]
[null,"S11.T028",0,0,0]
[null,"S11.T029",4.1000000000000002E-2,0,0]
[null,"S11.T030",2.7029999999999998,0.32800000000000001,2.13]
[null,"S11.T031",52.796999999999997,8.0280000000000005,57.569000000000003]
[null,"S11.T032",81.120999999999995,14.888999999999999,77.128]
[null,"S11.T033",104.038,23.532,95.56]
[null,"S11.T034",113.60299999999999,32.542999999999999,112.087]
[null,"S11.T035",116.83799999999999,41.984000000000002,128.53200000000001]
[null,"S11.T036",117.187,52.960999999999999,155.505]
[null,"S11.T037",109.24,96.768000000000001,300.50299999999999]
[null,"S11.T038",88.370999999999995,73.789000000000001,261.38600000000002]
[null,"S11.T039",73.134,55.317,213.524]
[null,"S11.T040",59.965000000000003,42.619,174.244]
[null,"S11.T041",48.067,34.14,140.67699999999999]
[null,"S11.T042",40.058999999999997,28.446999999999999,117.22799999999999]
[null,"S11.T043",0,0,0]
[null,"S11.T044",0,0,0]
[null,"S11.T045",0,0,0]
[null,"S11.T046",0,0,0]
[null,"S11.T047",0,0,0]
[null,"S11.T048",0,0,0]
[null,"S11.T049",0,0,0]
[null,"S11.T050",0,0,0]
[null,"S11.T051",0,0,0]
[null,"S11.T052",0,0,0]
[null,"S11.T053",0.10199999999999999,6.0999999999999999E-2,0]
[null,"S11.T054",3.4609999999999999,7.6390000000000002,4.649]
[null,"S11.T055",56.771000000000001,134.53299999999999,114.852]
[null,"S11.T056",73.994,159.51900000000001,133.91900000000001]
[null,"S11.T057",92.488,200.04900000000001,140.86099999999999]
[null,"S11.T058",113.562,237.22,150.13900000000001]
[null,"S11.T059",132.85400000000001,251.57599999999999,156.59]
[null,"S11.T060",146.88300000000001,248.422,174.285]
[null,"S11.T061",183.33699999999999,160.072,253.93199999999999]
[null,"S11.T062",148.767,141.70099999999999,187.74]
[null,"S11.T063",118.57899999999999,117.473,146.04300000000001]
[null,"S11.T064",93.347999999999999,94.474000000000004,117.55500000000001]
[null,"S11.T065",74.751999999999995,75.899000000000001,94.924999999999997]
[null,"S11.T066",62.3,63.241999999999997,79.114000000000004]
[null,"S11.T067",0,0,0]
[null,"S11.T068",0,0,0]
[null,"S11.T069",0,0,0]
[null,"S11.T070",0,0,0]
[null,"S11.T071",0,0,0]
[null,"S11.T072",0,0,0]
[null,"S11.T073",0,0,0]
[null,"S11.T074",0,0,0]
[null,"S11.T075",0,0,0]
[null,"S11.T076",0,0,0]
[null,"S11.T077",0.28699999999999998,6.0999999999999999E-2,0]
[null,"S11.T078",7.7210000000000001,3.9319999999999999,2.9489999999999998]
[null,"S11.T079",126.68899999999999,66.028000000000006,65.372]
[null,"S11.T080",171.93,81.613,93.941999999999993]
[null,"S11.T081",198.185,102.05200000000001,134.20500000000001]
[null,"S11.T082",215.982,136.88800000000001,184.73]
[null,"S11.T083",225.36199999999999,167.834,232.03800000000001]
[null,"S11.T084",223.80500000000001,188.17,262.697]
[null,"S11.T085",157.73699999999999,254.792,340.07]
[null,"S11.T086",127.816,251.351,320.512]
[null,"S11.T087",104.858,214.71199999999999,275.005]
[null,"S11.T088",84.89,175.49299999999999,224.85]
[null,"S11.T089",68.055000000000007,141.21,181.57599999999999]
[null,"S11.T090",56.709000000000003,117.678,151.30600000000001]
[null,"S11.T091",0,0,0]
[null,"S11.T092",0,0,0]
[null,"S11.T093",0,0,0]
[null,"S11.T094",0,0,0]
[null,"S11.T095",0,0,0]
[null,"S11.T096",0,0,0]
[null,"S11.T097",0,0,0]
[null,"S11.T098",0,0,0]
[null,"S11.T099",0,0,0]
[null,"S11.T100",0,0,0]
[null,"S11.T101",0.22500000000000001,0.123,0]
[null,"S11.T102",4.1369999999999996,4.8330000000000002,2.7440000000000002]
[null,"S11.T103",61.276000000000003,81.756,65.147000000000006]
[null,"S11.T104",93.695999999999998,117.985,101.151]
[null,"S11.T105",130.13,153.53899999999999,143.38]
[null,"S11.T106",156.61099999999999,170.18899999999999,185.05699999999999]
[null,"S11.T107",174.572,178.21700000000001,224.215]
[null,"S11.T108",185.28299999999999,182.39500000000001,255.078]
[null,"S11.T109",194.94900000000001,186.655,387.54300000000001]
[null,"S11.T110",162.40600000000001,156.46700000000001,352.93200000000002]
[null,"S11.T111",132.608,139.756,310.80399999999997]
[null,"S11.T112",106.455,119.09099999999999,256]
[null,"S11.T113",85.402000000000001,96.277000000000001,207.114]
[null,"S11.T114",71.168000000000006,80.241,172.58500000000001]
[null,"S11.T115",0,0,0]
[null,"S11.T116",0,0,0]
[null,"S11.T117",0,0,0]
[null,"S11.T118",0,0,0]
[null,"S11.T119",0,0,0]
[null,"S11.T120",0,0,0]
[null,"S11.T121",0,0,0]
[null,"S11.T122",0,0,0]
[null,"S11.T123",0,0,0]
[null,"S11.T124",0,0,0]
[null,"S11.T125",0.41,0.123,0]
[null,"S11.T126",6.3490000000000002,3.2770000000000001,3.83]
[null,"S11.T127",92.712999999999994,42.802999999999997,68.506]
[null,"S11.T128",126.73,52.859000000000002,92.343999999999994]
[null,"S11.T129",156.61099999999999,63.427,123.965]
[null,"S11.T130",181.80099999999999,75.039000000000001,158.37200000000001]
[null,"S11.T131",201.50299999999999,85.893000000000001,187.78100000000001]
[null,"S11.T132",212.93100000000001,93.388999999999996,206.29499999999999]
[null,"S11.T133",219.62799999999999,110.572,245.78]
[null,"S11.T134",195.13300000000001,98.55,206.5]
[null,"S11.T135",164.37200000000001,84.501000000000005,172.667]
[null,"S11.T136",133.03800000000001,69.98,142.131]
[null,"S11.T137",106.824,56.545000000000002,115.30200000000001]
[null,"S11.T138",89.027000000000001,47.125,96.091999999999999]
[null,"S11.T139",0,0,0]
[null,"S11.T140",0,0,0]
[null,"S11.T141",0,0,0]
[null,"S11.T142",0,0,0]
[null,"S11.T143",0,0,0]
[null,"S11.T144",0,0,0]
[null,"S11.T145",0,0,0]
[null,"S11.T146",0,0,0]
[null,"S11.T147",0,0,0]
[null,"S11.T148",0,0,0]
[null,"S11.T149",0.65500000000000003,0.307,0.02]
[null,"S11.T150",8.7650000000000006,7.5369999999999999,6.1639999999999997]
[null,"S11.T151",113.828,126.095,126.116]
[null,"S11.T152",151.88,169.39,187.06399999999999]
[null,"S11.T153",188.477,200.19200000000001,218.74700000000001]
[null,"S11.T154",218.13200000000001,227.45099999999999,241.56200000000001]
[null,"S11.T155",239.49299999999999,246.559,254.48400000000001]
[null,"S11.T156",252.10900000000001,257.7,263.39299999999997]
[null,"S11.T157",285.08199999999999,273.40800000000002,291.20499999999998]
[null,"S11.T158",245.71899999999999,238.1,272.81400000000002]
[null,"S11.T159",201.97399999999999,203.73500000000001,248.83199999999999]
[null,"S11.T160",162.24299999999999,168.79599999999999,217.17]
[null,"S11.T161",130.29400000000001,136.458,177.66399999999999]
[null,"S11.T162",108.58499999999999,113.705,148.05000000000001]
[null,"S11.T163",0,0,0]
[null,"S11.T164",0,0,0]
[null,"S11.T165",0,0,0]
[null,"S11.T166",0,0,0]
[null,"S11.T167",0,0,0]
[null,"S11.T168",0,0,0]
[null,"S12.T001",0,0,0]
[null,"S12.T002",0,0,0]
[null,"S12.T003",0,0,0]
[null,"S12.T004",0,0,0]
[null,"S12.T005",0.86,0.63500000000000001,0.10199999999999999]
[null,"S12.T006",9.4,13.988,8.3149999999999995]
[null,"S12.T007",125.66500000000001,228.065,165.274]
[null,"S12.T008",175.124,298.68,216.494]
[null,"S12.T009",221.696,359.73099999999999,253.66499999999999]
[null,"S12.T010",257.96600000000001,408.084,288.666]
[null,"S12.T011",282.23500000000001,441.54899999999998,314.92099999999999]
[null,"S12.T012",294.17500000000001,458.85399999999998,329.97399999999999]
[null,"S12.T013",311.29599999999999,456.827,349.08199999999999]
[null,"S12.T014",271.87200000000001,398.80700000000002,308.12200000000001]
[null,"S12.T015",225.52600000000001,327.721,266.46499999999997]
[null,"S12.T016",182.047,264.745,223.21199999999999]
[null,"S12.T017",146.309,213.48400000000001,182.06700000000001]
[null,"S12.T018",121.917,177.91,151.71600000000001]
[null,"S12.T019",0,0,0]
[null,"S12.T020",0,0,0]
[null,"S12.T021",0,0,0]
[null,"S12.T022",0,0,0]
[null,"S12.T023",0,0,0]
[null,"S12.T024",0,0,0]
[null,"S12.T025",0,0,0]
[null,"S12.T026",0,0,0]
[null,"S12.T027",0,0,0]
[null,"S12.T028",0,0,0]
[null,"S12.T029",1.2490000000000001,0.22500000000000001,0.16400000000000001]
[null,"S12.T030",11.551,2.56,7.6189999999999998]
[null,"S12.T031",145.01900000000001,33.423000000000002,137.708]
[null,"S12.T032",185.01599999999999,45.915999999999997,189.542]
[null,"S12.T033",222.78100000000001,58.368000000000002,235.602]
[null,"S12.T034",257.10599999999999,70.902000000000001,276.43900000000002]
[null,"S12.T035",282.726,81.224000000000004,306.62700000000001]
[null,"S12.T036",304.45600000000002,88.33,325.12]
[null,"S12.T037",401.22399999999999,111.411,347.13600000000002]
[null,"S12.T038",351.089,105.021,312.89299999999997]
[null,"S12.T039",286.863,94.7,269.86500000000001]
[null,"S12.T040",230.4,79.933000000000007,227.57400000000001]
[null,"S12.T041",185.24199999999999,64.881,185.59]
[null,"S12.T042",154.37799999999999,54.067,154.64400000000001]
[null,"S12.T043",0,0,0]
[null,"S12.T044",0,0,0]
[null,"S12.T045",0,0,0]
[null,"S12.T046",0,0,0]
[null,"S12.T047",0,0,0]
[null,"S12.T048",0,0,0]
[null,"S12.T049",0,0,0]
[null,"S12.T050",0,0,0]
[null,"S12.T051",0,0,0]
[null,"S12.T052",0,0,0]
[null,"S12.T053",1.4950000000000001,0.61399999999999999,0.246]
[null,"S12.T054",13.271000000000001,8.7650000000000006,8.4380000000000006]
[null,"S12.T055",197.26300000000001,134.02099999999999,128.45099999999999]
[null,"S12.T056",254.52500000000001,192,161.77199999999999]
[null,"S12.T057",302.36700000000002,267.428,184.44300000000001]
[null,"S12.T058",340.29599999999999,332.16500000000002,220.447]
[null,"S12.T059",368.55799999999999,383.71300000000002,254.976]
[null,"S12.T060",392.315,417.71,293.66300000000001]
[null,"S12.T061",452.03500000000003,522.875,501.637]
[null,"S12.T062",402.76,465.94,459.428]
[null,"S12.T063",345.12900000000002,382.32100000000003,403.29199999999997]
[null,"S12.T064",282.66500000000002,307.589,339.702]
[null,"S12.T065",227.57400000000001,248.07400000000001,276.93099999999998]
[null,"S12.T066",189.64500000000001,206.72499999999999,230.76900000000001]
[null,"S12.T067",0,0,0]
[null,"S12.T068",0,0,0]
[null,"S12.T069",0,0,0]
[null,"S12.T070",0,0,0]
[null,"S12.T071",0,0,0]
[null,"S12.T072",0,0,0]
[null,"S12.T073",0,0,0]
[null,"S12.T074",0,0,0]
[null,"S12.T075",0,0,0]
[null,"S12.T076",0,0,0]
[null,"S12.T077",2.0680000000000001,1.3520000000000001,0.41]
[null,"S12.T078",16.670999999999999,18.370999999999999,12.78]
[null,"S12.T079",199.25,251.65799999999999,212.89]
[null,"S12.T080",263.68,321.94600000000003,271.33999999999997]
[null,"S12.T081",315.00299999999999,382.79199999999997,261.32499999999999]
[null,"S12.T082",344.06400000000002,431.32900000000001,266.79300000000001]
[null,"S12.T083",354.26299999999998,463.68799999999999,267.52999999999997]
[null,"S12.T084",347.709,469.60599999999999,263.762]
[null,"S12.T085",223.785,329.851,203.08]
[null,"S12.T086",188.375,331.87799999999999,190.15700000000001]
[null,"S12.T087",161.07499999999999,294.09300000000002,184.73]
[null,"S12.T088",130.84700000000001,247.173,168.32499999999999]
[null,"S12.T089",105.349,200.62200000000001,139.73500000000001]
[null,"S12.T090",87.798000000000002,167.178,116.449]
[null,"S12.T091",0,0,0]
[null,"S12.T092",0,0,0]
[null,"S12.T093",0,0,0]
[null,"S12.T094",0,0,0]
[null,"S12.T095",0,0,0]
[null,"S12.T096",0,0,0]
[null,"S12.T097",0,0,0]
[null,"S12.T098",0,0,0]
[null,"S12.T099",0,0,0]
[null,"S12.T100",0,0,0]
[null,"S12.T101",1.843,1.7,0.38900000000000001]
[null,"S12.T102",12.493,19.067,6.7990000000000004]
[null,"S12.T103",133.83699999999999,234.78299999999999,99.061999999999998]
[null,"S12.T104",168.12,270.33600000000001,124.29300000000001]
[null,"S12.T105",198.267,310.82499999999999,162.36500000000001]
[null,"S12.T106",223.29300000000001,359.19900000000001,204.554]
[null,"S12.T107",241.48,391.7,245.84200000000001]
[null,"S12.T108",251.72,398.459,283.13600000000002]
[null,"S12.T109",261.95999999999998,366.49,472.53500000000003]
[null,"S12.T110",235.5,349.08199999999999,446.66899999999998]
[null,"S12.T111",199.04499999999999,309.14600000000002,398.88900000000001]
[null,"S12.T112",162.69300000000001,261.87799999999999,339.49700000000001]
[null,"S12.T113",131.37899999999999,213.11500000000001,277.95499999999998]
[null,"S12.T114",109.486,177.58199999999999,231.62899999999999]
[null,"S12.T115",0,0,0]
[null,"S12.T116",0,0,0]
[null,"S12.T117",0,0,0]
[null,"S12.T118",0,0,0]
[null,"S12.T119",0,0,0]
[null,"S12.T120",0,0,0]
[null,"S12.T121",0,0,0]
[null,"S12.T122",0,0,0]
[null,"S12.T123",0,0,0]
[null,"S12.T124",0,0,0]
[null,"S12.T125",2.4990000000000001,2.0070000000000001,0.79900000000000004]
[null,"S12.T126",14.356999999999999,19.538,14.807]
[null,"S12.T127",156.631,214.89699999999999,225.48500000000001]
[null,"S12.T128",202.71100000000001,260.46499999999997,293.76499999999999]
[null,"S12.T129",243.56899999999999,304.76299999999998,355.14400000000001]
[null,"S12.T130",288.99299999999999,348.83600000000001,405.791]
[null,"S12.T131",323.85000000000002,386.66199999999998,443.43299999999999]
[null,"S12.T132",340.46,420.59800000000001,466.92399999999998]
[null,"S12.T133",338.71899999999999,533.58600000000001,531.12800000000004]
[null,"S12.T134",297.185,479.27300000000002,483.59399999999999]
[null,"S12.T135",250.45,411.505,425.697]
[null,"S12.T136",205.16900000000001,343.47,361.02100000000002]
[null,"S12.T137",165.827,279.06,295.67]
[null,"S12.T138",138.19900000000001,232.55,246.374]
[null,"S12.T139",0,0,0]
[null,"S12.T140",0,0,0]
[null,"S12.T141",0,0,0]
[null,"S12.T142",0,0,0]
[null,"S12.T143",0,0,0]
[null,"S12.T144",0,0,0]
[null,"S12.T145",0,0,0]
[null,"S12.T146",0,0,0]
[null,"S12.T147",0,0,0]
[null,"S12.T148",0,0,0]
[null,"S12.T149",3.1739999999999999,2.3959999999999999,1.024]
[null,"S12.T150",17.469000000000001,22.753,16.527000000000001]
[null,"S12.T151",189.85,278.2,237.834]
[null,"S12.T152",227.59399999999999,349.73700000000002,307.2]
[null,"S12.T153",262.75799999999998,411.48399999999998,368.23]
[null,"S12.T154",292.92500000000001,460.69799999999998,417.62799999999999]
[null,"S12.T155",312.77100000000002,495.596,452.649]
[null,"S12.T156",322.37599999999998,515.25599999999997,473.45699999999999]
[null,"S12.T157",321.47500000000002,549.827,531.08699999999999]
[null,"S12.T158",279.42899999999997,493.89600000000002,478.80200000000002]
[null,"S12.T159",234.45500000000001,426.18900000000002,424.1]
[null,"S12.T160",192.63499999999999,354.34500000000003,361.24700000000001]
[null,"S12.T161",156.03700000000001,287.80500000000001,296.673]
[null,"S12.T162",130.02799999999999,239.821,247.23500000000001]
[null,"S12.T163",0,0,0]
[null,"S12.T164",0,0,0]
[null,"S12.T165",0,0,0]
[null,"S12.T166",0,0,0]
[null,"S12.T167",0,0,0]
[null,"S12.T168",0,0,0]
[null,"S13.T001",0,0,0]
[null,"S13.T002",0,0,0]
[null,"S13.T003",0,0,0]
[null,"S13.T004",0,0,0]
[null,"S13.T005",3.133,2.8879999999999999,1.3109999999999999]
[null,"S13.T006",17.265000000000001,23.757000000000001,17.818000000000001]
[null,"S13.T007",190.52500000000001,282.60399999999998,246.39500000000001]
[null,"S13.T008",263.10700000000003,310.47699999999998,317.80900000000003]
[null,"S13.T009",340.29599999999999,336.85500000000002,380.55900000000003]
[null,"S13.T010",397.66,366.20299999999997,431.73899999999998]
[null,"S13.T011",436.12200000000001,388.19799999999998,469.50400000000002]
[null,"S13.T012",457.52300000000002,408.98599999999999,492.87200000000001]
[null,"S13.T013",498.524,409.68200000000002,554.721]
[null,"S13.T014",447.03699999999998,361.267,506.69600000000003]
[null,"S13.T015",387.01100000000002,308.12200000000001,447.98]
[null,"S13.T016",322.25299999999999,256.553,381.87]
[null,"S13.T017",261.28399999999999,209.244,314.286]
[null,"S13.T018",217.72300000000001,174.36699999999999,261.89800000000002]
[null,"S13.T019",0,0,0]
[null,"S13.T020",0,0,0]
[null,"S13.T021",0,0,0]
[null,"S13.T022",0,0,0]
[null,"S13.T023",0,0,0]
[null,"S13.T024",0,0,0]
[null,"S13.T025",0,0,0]
[null,"S13.T026",0,0,0]
[null,"S13.T027",0,0,0]
[null,"S13.T028",0,0,0]
[null,"S13.T029",4.1159999999999997,3.5019999999999998,1.72]
[null,"S13.T030",16.978000000000002,25.969000000000001,19.62]
[null,"S13.T031",127.20099999999999,293.642,255.14]
[null,"S13.T032",132.99700000000001,364.91300000000001,324.649]
[null,"S13.T033",134.226,426.35300000000001,385.67899999999997]
[null,"S13.T034",138.404,475.38200000000001,435.589]
[null,"S13.T035",140.86099999999999,510.23899999999998,472.49400000000003]
[null,"S13.T036",144.52699999999999,529.98099999999999,495.28800000000001]
[null,"S13.T037",170.107,564.87900000000002,553.226]
[null,"S13.T038",168.428,510.38200000000001,505.38499999999999]
[null,"S13.T039",155.279,445.80900000000003,447.03699999999998]
[null,"S13.T040",134.38999999999999,375.13200000000001,381.50099999999998]
[null,"S13.T041",110.264,305.95100000000002,314.51100000000002]
[null,"S13.T042",91.873000000000005,254.95599999999999,262.08300000000003]
[null,"S13.T043",0,0,0]
[null,"S13.T044",0,0,0]
[null,"S13.T045",0,0,0]
[null,"S13.T046",0,0,0]
[null,"S13.T047",0,0,0]
[null,"S13.T048",0,0,0]
[null,"S13.T049",0,0,0]
[null,"S13.T050",0,0,0]
[null,"S13.T051",0,0,0]
[null,"S13.T052",0,0,0]
[null,"S13.T053",2.8879999999999999,3.9729999999999999,2.048]
[null,"S13.T054",13.967000000000001,26.603999999999999,20.398]
[null,"S13.T055",138.89500000000001,290.40600000000001,258.10899999999998]
[null,"S13.T056",160.05099999999999,360.07900000000001,327.291]
[null,"S13.T057",181.637,420.45400000000001,388.178]
[null,"S13.T058",208.589,468.89,438.02600000000001]
[null,"S13.T059",237.773,503.48,474.80799999999999]
[null,"S13.T060",277.91399999999999,523.18200000000002,497.39800000000002]
[null,"S13.T061",483.75799999999998,557.97799999999995,556.54399999999998]
[null,"S13.T062",440.60700000000003,504.60700000000003,508.58]
[null,"S13.T063",382.935,441.24200000000002,450.00700000000001]
[null,"S13.T064",320.92200000000003,371.89600000000002,384.49200000000002]
[null,"S13.T065",260.89499999999998,303.8,317.56299999999999]
[null,"S13.T066",217.416,253.17400000000001,264.64299999999997]
[null,"S13.T067",0,0,0]
[null,"S13.T068",0,0,0]
[null,"S13.T069",0,0,0]
[null,"S13.T070",0,0,0]
[null,"S13.T071",0,0,0]
[null,"S13.T072",0,0,0]
[null,"S13.T073",0,0,0]
[null,"S13.T074",0,0,0]
[null,"S13.T075",0,0,0]
[null,"S13.T076",0,0,0]
[null,"S13.T077",5.468,4.3419999999999996,2.3959999999999999]
[null,"S13.T078",23.940999999999999,28.242000000000001,21.77]
[null,"S13.T079",223.68299999999999,300.13400000000001,265.42099999999999]
[null,"S13.T080",280.94499999999999,370.74900000000002,334.84800000000001]
[null,"S13.T081",335.11399999999998,431.84100000000001,395.96]
[null,"S13.T082",383.07799999999997,480.584,446.15699999999998]
[null,"S13.T083",418.77499999999998,515.27700000000004,483.38900000000001]
[null,"S13.T084",442.04,534.89700000000005,506.45]
[null,"S13.T085",501.86200000000002,567.52099999999996,566.35400000000004]
[null,"S13.T086",452.19799999999998,513.76099999999997,517.79600000000005]
[null,"S13.T087",393.851,449.96600000000001,458.77199999999999]
[null,"S13.T088",330.54700000000003,380.04700000000003,392.76499999999999]
[null,"S13.T089",269.23,311.00900000000001,325.10000000000002]
[null,"S13.T090",224.358,259.17399999999998,270.95]
[null,"S13.T091",0,0,0]
[null,"S13.T092",0,0,0]
[null,"S13.T093",0,0,0]
[null,"S13.T094",0,0,0]
[null,"S13.T095",0,0,0]
[null,"S13.T096",0,0,0]
[null,"S13.T097",0,0,0]
[null,"S13.T098",0,0,0]
[null,"S13.T099",0,0,0]
[null,"S13.T100",0,0,0]
[null,"S13.T101",8.3970000000000002,5.2629999999999999,2.54]
[null,"S13.T102",35.676000000000002,30.72,19.64]
[null,"S13.T103",311.13200000000001,312.58600000000001,246.43600000000001]
[null,"S13.T104",371.95800000000003,382.03399999999999,318.03399999999999]
[null,"S13.T105",424.01799999999997,441.48700000000002,380.90800000000002]
[null,"S13.T106",464.87599999999998,488.899,431.923]
[null,"S13.T107",492.68700000000001,522.50599999999997,468.91]
[null,"S13.T108",506.67500000000001,541.45000000000005,490.08600000000001]
[null,"S13.T109",512.69600000000003,571.39200000000005,438.27199999999999]
[null,"S13.T110",460.84100000000001,518.226,358.46100000000001]
[null,"S13.T111",401.24400000000003,454.65600000000001,299.971]
[null,"S13.T112",336.99799999999999,384.79899999999998,249.999]
[null,"S13.T113",274.88299999999998,315.06400000000002,205.804]
[null,"S13.T114",229.06899999999999,262.55399999999997,171.54]
[null,"S13.T115",0,0,0]
[null,"S13.T116",0,0,0]
[null,"S13.T117",0,0,0]
[null,"S13.T118",0,0,0]
[null,"S13.T119",0,0,0]
[null,"S13.T120",0,0,0]
[null,"S13.T121",0,0,0]
[null,"S13.T122",0,0,0]
[null,"S13.T123",0,0,0]
[null,"S13.T124",0,0,0]
[null,"S13.T125",6.4509999999999996,3.7679999999999998,0.65500000000000003]
[null,"S13.T126",26.295999999999999,21.155999999999999,4.6079999999999997]
[null,"S13.T127",113.521,257.04399999999998,41.430999999999997]
[null,"S13.T128",95.620999999999995,335.83100000000002,58.655000000000001]
[null,"S13.T129",113.459,405.68799999999999,85.483999999999995]
[null,"S13.T130",135.59800000000001,457.17500000000001,98.775000000000006]
[null,"S13.T131",154.78800000000001,492.07299999999998,106.066]
[null,"S13.T132",162.42699999999999,511.11900000000003,109.65]
[null,"S13.T133",198.47200000000001,533.97500000000002,109.834]
[null,"S13.T134",167.649,455.14800000000002,104.59099999999999]
[null,"S13.T135",134.45099999999999,350.577,93.778000000000006]
[null,"S13.T136",108.708,281.887,79.176000000000002]
[null,"S13.T137",88.146000000000001,229.02799999999999,65.248999999999995]
[null,"S13.T138",73.462000000000003,190.85300000000001,54.414999999999999]
[null,"S13.T139",0,0,0]
[null,"S13.T140",0,0,0]
[null,"S13.T141",0,0,0]
[null,"S13.T142",0,0,0]
[null,"S13.T143",0,0,0]
[null,"S13.T144",0,0,0]
[null,"S13.T145",0,0,0]
[null,"S13.T146",0,0,0]
[null,"S13.T147",0,0,0]
[null,"S13.T148",0.02,0,0]
[null,"S13.T149",2.1709999999999998,1.29,2.7440000000000002]
[null,"S13.T150",7.5979999999999999,7.4749999999999996,17.224]
[null,"S13.T151",49.685000000000002,58.45,178.95400000000001]
[null,"S13.T152",56.872999999999998,67.093000000000004,159.90799999999999]
[null,"S13.T153",61.993000000000002,84.48,137.441]
[null,"S13.T154",64.369,106.803,121.446]
[null,"S13.T155",65.084999999999994,123.331,109.998]
[null,"S13.T156",63.898000000000003,132.28,100.577]
[null,"S13.T157",62.545999999999999,180.572,43.95]
[null,"S13.T158",64.388999999999996,179.22,37.642000000000003]
[null,"S13.T159",60.210999999999999,150.15899999999999,33.033999999999999]
[null,"S13.T160",51.466000000000001,124.31399999999999,29.797999999999998]
[null,"S13.T161",42.25,101.827,25.866]
[null,"S13.T162",35.204999999999998,84.869,21.606000000000002]
[null,"S13.T163",0,0,0]
[null,"S13.T164",0,0,0]
[null,"S13.T165",0,0,0]
[null,"S13.T166",0,0,0]
[null,"S13.T167",0,0,0]
[null,"S13.T168",0,0,0]
[null,"S14.T001",0,0,0]
[null,"S14.T002",0,0,0]
[null,"S14.T003",0,0,0]
[null,"S14.T004",0.02,0,0]
[null,"S14.T005",1.72,1.6180000000000001,1.085]
[null,"S14.T006",6.1239999999999997,8.827,6.4509999999999996]
[null,"S14.T007",52.695,92.447000000000003,70.861000000000004]
[null,"S14.T008",62.997,105.206,96.789000000000001]
[null,"S14.T009",74.834000000000003,118.989,122.081]
[null,"S14.T010",88.924000000000007,140.636,140.53399999999999]
[null,"S14.T011",100.557,164.65899999999999,151.16300000000001]
[null,"S14.T012",113.27500000000001,191.078,153.86600000000001]
[null,"S14.T013",183.91,341.95499999999998,136.84700000000001]
[null,"S14.T014",150.34399999999999,325.26299999999998,121.508]
[null,"S14.T015",120.812,286.351,106.23]
[null,"S14.T016",98.856999999999999,247.84899999999999,91.034000000000006]
[null,"S14.T017",80.731999999999999,206.33600000000001,76.082999999999998]
[null,"S14.T018",67.277000000000001,171.95,63.488]
[null,"S14.T019",0,0,0]
[null,"S14.T020",0,0,0]
[null,"S14.T021",0,0,0]
[null,"S14.T022",0,0,0]
[null,"S14.T023",0,0,0]
[null,"S14.T024",0,0,0]
[null,"S14.T025",0,0,0]
[null,"S14.T026",0,0,0]
[null,"S14.T027",0,0,0]
[null,"S14.T028",8.2000000000000003E-2,0,0]
[null,"S14.T029",3.2360000000000002,2.13,1.4339999999999999]
[null,"S14.T030",11.612,8.7859999999999996,8.2330000000000005]
[null,"S14.T031",103.629,89.805000000000007,82.534000000000006]
[null,"S14.T032",125.194,136.06899999999999,108.196]
[null,"S14.T033",141.988,191.77500000000001,123.92400000000001]
[null,"S14.T034",148.767,240.78299999999999,146.084]
[null,"S14.T035",149.09399999999999,294.17500000000001,178.524]
[null,"S14.T036",145.44900000000001,344.00299999999999,233.02099999999999]
[null,"S14.T037",124.17,561.13199999999995,559.82100000000003]
[null,"S14.T038",102.973,511.488,513.84299999999996]
[null,"S14.T039",86.588999999999999,442.327,457.07299999999998]
[null,"S14.T040",72.171999999999997,352.64499999999998,394.30099999999999]
[null,"S14.T041",59.268999999999998,285,329.50299999999999]
[null,"S14.T042",49.398000000000003,237.50700000000001,274.90300000000002]
[null,"S14.T043",0,0,0]
[null,"S14.T044",0,0,0]
[null,"S14.T045",0,0,0]
[null,"S14.T046",0,0,0]
[null,"S14.T047",0,0,0]
[null,"S14.T048",0,0,0]
[null,"S14.T049",0,0,0]
[null,"S14.T050",0,0,0]
[null,"S14.T051",0,0,0]
[null,"S14.T052",6.0999999999999999E-2,0,0]
[null,"S14.T053",2.5190000000000001,2.621,5.2839999999999998]
[null,"S14.T054",6.6559999999999997,8.6020000000000003,29.491]
[null,"S14.T055",53.002000000000002,83.394999999999996,297.08300000000003]
[null,"S14.T056",66.620999999999995,156.18,365.09699999999998]
[null,"S14.T057",87.653999999999996,217.64099999999999,425.28800000000001]
[null,"S14.T058",116.163,283.91399999999999,474.41899999999998]
[null,"S14.T059",142.93,357.97,510.34100000000001]
[null,"S14.T060",168.91900000000001,405.15600000000001,532.173]
[null,"S14.T061",530.18600000000004,575.57000000000005,581.44799999999998]
[null,"S14.T062",478.37200000000001,523.48900000000003,529.572]
[null,"S14.T063",419.02100000000002,461.02499999999998,464.87599999999998]
[null,"S14.T064",351.39600000000002,392.90899999999999,397.66]
[null,"S14.T065",287.86700000000002,324.56700000000001,331.65300000000002]
[null,"S14.T066",239.88200000000001,270.5,276.82799999999997]
[null,"S14.T067",0,0,0]
[null,"S14.T068",0,0,0]
[null,"S14.T069",0,0,0]
[null,"S14.T070",0,0,0]
[null,"S14.T071",0,0,0]
[null,"S14.T072",0,0,0]
[null,"S14.T073",0,0,0]
[null,"S14.T074",0,0,0]
[null,"S14.T075",0,0,0]
[null,"S14.T076",0.61399999999999999,0,0]
[null,"S14.T077",13.558,9.0730000000000004,5.2220000000000004]
[null,"S14.T078",42.167999999999999,28.119,25.047000000000001]
[null,"S14.T079",315.45299999999997,215.22399999999999,109.28100000000001]
[null,"S14.T080",374.49700000000001,300.36,96.932000000000002]
[null,"S14.T081",423.52600000000001,387.09199999999998,120.934]
[null,"S14.T082",439.11200000000002,445.25599999999997,165.47800000000001]
[null,"S14.T083",442.22500000000002,481.52600000000001,243.46600000000001]
[null,"S14.T084",438.62,465.63299999999998,303.84100000000001]
[null,"S14.T085",294.339,219.54599999999999,521.4]
[null,"S14.T086",230.17500000000001,188.989,455.12700000000001]
[null,"S14.T087",170.721,188.928,394.65]
[null,"S14.T088",135.352,178.708,329.95299999999997]
[null,"S14.T089",110.1,152.65799999999999,273.36700000000002]
[null,"S14.T090",91.75,127.26300000000001,228.27]
[null,"S14.T091",0,0,0]
[null,"S14.T092",0,0,0]
[null,"S14.T093",0,0,0]
[null,"S14.T094",0,0,0]
[null,"S14.T095",0,0,0]
[null,"S14.T096",0,0,0]
[null,"S14.T097",0,0,0]
[null,"S14.T098",0,0,0]
[null,"S14.T099",0,0,0]
[null,"S14.T100",0.43,0.02,0]
[null,"S14.T101",5.8570000000000002,4.8739999999999997,6.6360000000000001]
[null,"S14.T102",15.667,17.100999999999999,32.481000000000002]
[null,"S14.T103",108.032,140.268,310.39499999999998]
[null,"S14.T104",140.90199999999999,181.04300000000001,379.06400000000002]
[null,"S14.T105",191.078,234.00399999999999,438.80399999999997]
[null,"S14.T106",284.38499999999999,291.96300000000002,487.42399999999998]
[null,"S14.T107",353.32100000000003,345.334,523.01800000000003]
[null,"S14.T108",395.16199999999998,384.28699999999998,544.56299999999999]
[null,"S14.T109",538.54200000000003,507.14600000000002,594.84199999999998]
[null,"S14.T110",488.55,436.87900000000002,546.83600000000001]
[null,"S14.T111",430.428,367.61599999999999,488.65300000000002]
[null,"S14.T112",367.39100000000002,313.40499999999997,423.58800000000002]
[null,"S14.T113",304.08699999999999,261.18099999999998,356.04500000000002]
[null,"S14.T114",253.46,217.76400000000001,297.43099999999998]
[null,"S14.T115",0,0,0]
[null,"S14.T116",0,0,0]
[null,"S14.T117",0,0,0]
[null,"S14.T118",0,0,0]
[null,"S14.T119",0,0,0]
[null,"S14.T120",0,0,0]
[null,"S14.T121",0,0,0]
[null,"S14.T122",0,0,0]
[null,"S14.T123",0,0,0]
[null,"S14.T124",1.1259999999999999,0.14299999999999999,0]
[null,"S14.T125",17.388000000000002,11.612,1.7609999999999999]
[null,"S14.T126",50.176000000000002,42.802999999999997,6.4720000000000004]
[null,"S14.T127",348.36500000000001,350.26900000000001,50.545000000000002]
[null,"S14.T128",408.084,418.714,63.795000000000002]
[null,"S14.T129",458.322,477.245,80.793999999999997]
[null,"S14.T130",497.21300000000002,523.44799999999998,109.015]
[null,"S14.T131",523.44799999999998,555.76599999999996,138.48599999999999]
[null,"S14.T132",536.26900000000001,573.41899999999998,165.86799999999999]
[null,"S14.T133",521.93299999999999,595.90700000000004,269.16899999999998]
[null,"S14.T134",473.25200000000001,542.577,241.398]
[null,"S14.T135",416.399,479.642,213.852]
[null,"S14.T136",354.73399999999998,410.70600000000002,184.48400000000001]
[null,"S14.T137",293.45800000000003,341.09399999999999,155.54599999999999]
[null,"S14.T138",244.654,284.40600000000001,130.191]
[null,"S14.T139",0,0,0]
[null,"S14.T140",0,0,0]
[null,"S14.T141",0,0,0]
[null,"S14.T142",0,0,0]
[null,"S14.T143",0,0,0]
[null,"S14.T144",0,0,0]
[null,"S14.T145",0,0,0]
[null,"S14.T146",0,0,0]
[null,"S14.T147",0,0,0]
[null,"S14.T148",1.27,0.22500000000000001,0]
[null,"S14.T149",16.036000000000001,12.288,6.2670000000000003]
[null,"S14.T150",45.466000000000001,43.396999999999998,26.849]
[null,"S14.T151",261.14,345.98899999999998,241.48]
[null,"S14.T152",267.22300000000001,412.815,297.86099999999999]
[null,"S14.T153",287.19099999999997,468.70499999999998,352.072]
[null,"S14.T154",351.29300000000001,510.03399999999999,409.334]
[null,"S14.T155",404.173,537.25199999999995,453.40699999999998]
[null,"S14.T156",435.46600000000001,547.90099999999995,477.96199999999999]
[null,"S14.T157",528.58900000000006,516.23900000000003,402.596]
[null,"S14.T158",480.113,472.822,414.37200000000001]
[null,"S14.T159",423.56700000000001,412.54899999999998,369.86900000000003]
[null,"S14.T160",362.291,355.59399999999999,300.83100000000002]
[null,"S14.T161",300.851,296.755,245.20699999999999]
[null,"S14.T162",250.88,247.52099999999999,204.61600000000001]
[null,"S14.T163",0,0,0]
[null,"S14.T164",0,0,0]
[null,"S14.T165",0,0,0]
[null,"S14.T166",0,0,0]
[null,"S14.T167",0,0,0]
[null,"S14.T168",0,0,0]
[null,"S15.T001",0,0,0]
[null,"S15.T002",0,0,0]
[null,"S15.T003",0,0,0]
[null,"S15.T004",1.393,0.26600000000000001,0]
[null,"S15.T005",13.271000000000001,8.09,3.4]
[null,"S15.T006",40.222999999999999,29.143000000000001,10.24]
[null,"S15.T007",262.96300000000002,300.13400000000001,63.304000000000002]
[null,"S15.T008",232.73500000000001,374.6,76.8]
[null,"S15.T009",215.04,414.392,95.477999999999994]
[null,"S15.T010",208.2,405.46300000000002,121.01600000000001]
[null,"S15.T011",199.41399999999999,386.62099999999998,150.34399999999999]
[null,"S15.T012",184.422,351.06799999999998,211.45599999999999]
[null,"S15.T013",53.514000000000003,109.527,569.71299999999997]
[null,"S15.T014",43.643000000000001,102.81,521.54399999999998]
[null,"S15.T015",36.167999999999999,93.266000000000005,450.089]
[null,"S15.T016",30.003,80.793999999999997,385.90499999999997]
[null,"S15.T017",24.74,67.093000000000004,323.93200000000002]
[null,"S15.T018",20.643999999999998,55.951000000000001,271.03199999999998]
[null,"S15.T019",0,0,0]
[null,"S15.T020",0,0,0]
[null,"S15.T021",0,0,0]
[null,"S15.T022",0,0,0]
[null,"S15.T023",0,0,0]
[null,"S15.T024",0,0,0]
[null,"S15.T025",0,0,0]
[null,"S15.T026",0,0,0]
[null,"S15.T027",0,0,0]
[null,"S15.T028",0.57299999999999995,8.2000000000000003E-2,8.2000000000000003E-2]
[null,"S15.T029",4.5880000000000001,2.2730000000000001,7.5369999999999999]
[null,"S15.T030",12.308999999999999,6.2460000000000004,24.33]
[null,"S15.T031",89.947999999999993,39.567,187.126]
[null,"S15.T032",117.453,45.363,230.09299999999999]
[null,"S15.T033",149.012,51.548000000000002,269.49599999999998]
[null,"S15.T034",192.71700000000001,59.167000000000002,306.053]
[null,"S15.T035",250.798,67.543000000000006,333.55799999999999]
[null,"S15.T036",296.26400000000001,72.049000000000007,352.19499999999999]
[null,"S15.T037",431.57499999999999,64.224999999999994,451.89100000000002]
[null,"S15.T038",374.108,55.418999999999997,461.45499999999998]
[null,"S15.T039",317.911,46.326000000000001,431.22699999999998]
[null,"S15.T040",267.51,38.972999999999999,382.935]
[null,"S15.T041",222.22800000000001,32.563000000000002,326.10300000000001]
[null,"S15.T042",185.42599999999999,27.177,273.12099999999998]
[null,"S15.T043",0,0,0]
[null,"S15.T044",0,0,0]
[null,"S15.T045",0,0,0]
[null,"S15.T046",0,0,0]
[null,"S15.T047",0,0,0]
[null,"S15.T048",0,0,0]
[null,"S15.T049",0,0,0]
[null,"S15.T050",0,0,0]
[null,"S15.T051",0,0,0]
[null,"S15.T052",2.3959999999999999,0.184,0.16400000000000001]
[null,"S15.T053",19.045999999999999,3.4820000000000002,9.81]
[null,"S15.T054",50.052999999999997,10.465,26.849]
[null,"S15.T055",346.80799999999999,81.551000000000002,151.75700000000001]
[null,"S15.T056",417.423,97.463999999999999,182.333]
[null,"S15.T057",471.75700000000001,108.25700000000001,224.52199999999999]
[null,"S15.T058",512.49199999999996,118.006,255.119]
[null,"S15.T059",539.46400000000006,123.80200000000001,274.33]
[null,"S15.T060",552.755,126.095,285.512]
[null,"S15.T061",554.02499999999998,130.13,318.95600000000002]
[null,"S15.T062",505.36399999999998,122.73699999999999,264.76499999999999]
[null,"S15.T063",446.36200000000002,109.179,215.96199999999999]
[null,"S15.T064",382.56599999999997,92.323999999999998,177.78700000000001]
[null,"S15.T065",319.017,76.8,147.149]
[null,"S15.T066",266.30099999999999,64.123000000000005,123.08499999999999]
[null,"S15.T067",0,0,0]
[null,"S15.T068",0,0,0]
[null,"S15.T069",0,0,0]
[null,"S15.T070",0,0,0]
[null,"S15.T071",0,0,0]
[null,"S15.T072",0,0,0]
[null,"S15.T073",0,0,0]
[null,"S15.T074",0,0,0]
[null,"S15.T075",0,0,0]
[null,"S15.T076",1.946,0.307,0.14299999999999999]
[null,"S15.T077",10.526999999999999,4.5670000000000002,5.2629999999999999]
[null,"S15.T078",22.63,14.356999999999999,18.268000000000001]
[null,"S15.T079",118.907,101.54,165.00700000000001]
[null,"S15.T080",133.36600000000001,113.336,223.601]
[null,"S15.T081",151.12200000000001,132.096,286.10599999999999]
[null,"S15.T082",170.16800000000001,150.65100000000001,338.678]
[null,"S15.T083",186.26599999999999,166.87100000000001,383.05799999999999]
[null,"S15.T084",195.666,176.72200000000001,417.83300000000003]
[null,"S15.T085",184.893,309.45299999999997,528.58900000000006]
[null,"S15.T086",158.84299999999999,253.46,456.06900000000002]
[null,"S15.T087",136.11000000000001,231.52600000000001,389.79599999999999]
[null,"S15.T088",116.511,212.64400000000001,323.33800000000002]
[null,"S15.T089",98.12,183.685,267.40699999999998]
[null,"S15.T090",82.063000000000002,153.68199999999999,223.642]
[null,"S15.T091",0,0,0]
[null,"S15.T092",0,0,0]
[null,"S15.T093",0,0,0]
[null,"S15.T094",0,0,0]
[null,"S15.T095",0,0,0]
[null,"S15.T096",0,0,0]
[null,"S15.T097",0,0,0]
[null,"S15.T098",0,0,0]
[null,"S15.T099",0,0,0]
[null,"S15.T100",0.90100000000000002,0.75800000000000001,0.34799999999999998]
[null,"S15.T101",6.39,9.7889999999999997,10.957000000000001]
[null,"S15.T102",15.893000000000001,28.754000000000001,37.478000000000002]
[null,"S15.T103",101.212,247.93100000000001,241.52099999999999]
[null,"S15.T104",127.324,323.01100000000002,250.49100000000001]
[null,"S15.T105",154.64400000000001,381.74700000000001,283.238]
[null,"S15.T106",179.28200000000001,398.62299999999999,300.76900000000001]
[null,"S15.T107",199.393,384.041,306.07400000000001]
[null,"S15.T108",211.476,374.6,304.108]
[null,"S15.T109",237.773,313.97899999999998,247.48]
[null,"S15.T110",203.346,270.66399999999999,221.798]
[null,"S15.T111",172.995,259.48200000000003,193.22900000000001]
[null,"S15.T112",145.83799999999999,238.77600000000001,166.78899999999999]
[null,"S15.T113",121.754,206.35599999999999,141.78299999999999]
[null,"S15.T114",101.745,172.667,119.214]
[null,"S15.T115",0,0,0]
[null,"S15.T116",0,0,0]
[null,"S15.T117",0,0,0]
[null,"S15.T118",0,0,0]
[null,"S15.T119",0,0,0]
[null,"S15.T120",0,0,0]
[null,"S15.T121",0,0,0]
[null,"S15.T122",0,0,0]
[null,"S15.T123",0,0,0]
[null,"S15.T124",1.1879999999999999,0.26600000000000001,0.307]
[null,"S15.T125",6.6760000000000002,3.5019999999999998,6.84]
[null,"S15.T126",15.933,10.24,21.606000000000002]
[null,"S15.T127",107.56100000000001,70.513000000000005,173.56800000000001]
[null,"S15.T128",127.099,94.576999999999998,213.197]
[null,"S15.T129",142.316,131.46100000000001,249.89699999999999]
[null,"S15.T130",182.39500000000001,170.92599999999999,284.57]
[null,"S15.T131",216.28899999999999,202.38300000000001,310.12900000000002]
[null,"S15.T132",239.98500000000001,220.34399999999999,323.60399999999998]
[null,"S15.T133",314.63400000000001,231.56700000000001,338.51400000000001]
[null,"S15.T134",238.92,207.38,307.15899999999999]
[null,"S15.T135",177.84800000000001,173.28100000000001,273.51]
[null,"S15.T136",139.715,143.40100000000001,237.11699999999999]
[null,"S15.T137",113.5,118.702,200.33500000000001]
[null,"S15.T138",94.7,99.144000000000005,168.1]
[null,"S15.T139",0,0,0]
[null,"S15.T140",0,0,0]
[null,"S15.T141",0,0,0]
[null,"S15.T142",0,0,0]
[null,"S15.T143",0,0,0]
[null,"S15.T144",0,0,0]
[null,"S15.T145",0,0,0]
[null,"S15.T146",0,0,0]
[null,"S15.T147",0,0,0]
[null,"S15.T148",0.49199999999999999,0.41,0.32800000000000001]
[null,"S15.T149",3.2149999999999999,4.7309999999999999,5.3250000000000002]
[null,"S15.T150",8.2940000000000005,13.865,15.585000000000001]
[null,"S15.T151",56.585999999999999,103.956,118.08799999999999]
[null,"S15.T152",79.012,135.55699999999999,145.49]
[null,"S15.T153",110.06,165.06899999999999,177.78700000000001]
[null,"S15.T154",143.64699999999999,183.66499999999999,209.85900000000001]
[null,"S15.T155",168.26400000000001,194.00700000000001,238.65299999999999]
[null,"S15.T156",184.91399999999999,201.56399999999999,264.29399999999998]
[null,"S15.T157",219.423,241.971,399.66699999999997]
[null,"S15.T158",189.52199999999999,211.76300000000001,375.93099999999998]
[null,"S15.T159",160.60400000000001,193.249,346.399]
[null,"S15.T160",134.185,176.59899999999999,312.54500000000002]
[null,"S15.T161",111.55500000000001,153.86600000000001,271.524]
[null,"S15.T162",93.224999999999994,129.065,228.864]
[null,"S15.T163",0,0,0]
[null,"S15.T164",0,0,0]
[null,"S15.T165",0,0,0]
[null,"S15.T166",0,0,0]
[null,"S15.T167",0,0,0]
[null,"S15.T168",0,0,0]
[null,"S16.T001",0,0,0]
[null,"S16.T002",0,0,0]
[null,"S16.T003",0,0,0]
[null,"S16.T004",5.2430000000000003,1.8640000000000001,0.98299999999999998]
[null,"S16.T005",28.036999999999999,17.859000000000002,16.957000000000001]
[null,"S16.T006",65.167000000000002,52.511000000000003,50.851999999999997]
[null,"S16.T007",387.21499999999997,387.19499999999999,364.40100000000001]
[null,"S16.T008",449.37200000000001,458.22,419.75799999999998]
[null,"S16.T009",502.661,518.67600000000004,470.63]
[null,"S16.T010",534.26199999999994,560.86500000000001,503.33699999999999]
[null,"S16.T011",526.58199999999999,559.37,517.44799999999998]
[null,"S16.T012",503.58300000000003,538.41899999999998,519.04499999999996]
[null,"S16.T013",313.83600000000001,458.50599999999997,488.83699999999999]
[null,"S16.T014",279.798,438.31299999999999,456.21199999999999]
[null,"S16.T015",246.64099999999999,405.62700000000001,411.58699999999999]
[null,"S16.T016",218.952,364.97399999999999,355.86]
[null,"S16.T017",190.40299999999999,311.91000000000003,300.72800000000001]
[null,"S16.T018",159.94900000000001,261.14,252.559]
[null,"S16.T019",0,0,0]
[null,"S16.T020",0,0,0]
[null,"S16.T021",0,0,0]
[null,"S16.T022",0,0,0]
[null,"S16.T023",0,0,0]
[null,"S16.T024",0,0,0]
[null,"S16.T025",0,0,0]
[null,"S16.T026",0,0,0]
[null,"S16.T027",0,0,0]
[null,"S16.T028",4.915,2.109,0.86]
[null,"S16.T029",21.32,17.632999999999999,10.936]
[null,"S16.T030",45.485999999999997,47.514000000000003,32.317]
[null,"S16.T031",269.82400000000001,330.58800000000002,267.01799999999997]
[null,"S16.T032",346.09199999999998,374.21100000000001,336.87599999999998]
[null,"S16.T033",395.48899999999998,404.11099999999999,401.67399999999998]
[null,"S16.T034",426.435,448.06099999999998,409.47699999999998]
[null,"S16.T035",441.83600000000001,491.72500000000002,405.238]
[null,"S16.T036",446.56599999999997,503.64400000000001,407.88]
[null,"S16.T037",530.71900000000005,344.37099999999998,487.99700000000001]
[null,"S16.T038",449.45400000000001,315.00299999999999,486.64600000000002]
[null,"S16.T039",370.83100000000002,278.15899999999999,461.39400000000001]
[null,"S16.T040",303.00200000000001,244.40799999999999,413.43]
[null,"S16.T041",248.95500000000001,208.95699999999999,355.88099999999997]
[null,"S16.T042",207.93299999999999,175.35,299.54000000000002]
[null,"S16.T043",0,0,0]
[null,"S16.T044",0,0,0]
[null,"S16.T045",0,0,0]
[null,"S16.T046",0,0,0]
[null,"S16.T047",0,0,0]
[null,"S16.T048",0,0,0]
[null,"S16.T049",0,0,0]
[null,"S16.T050",0,0,0]
[null,"S16.T051",0,0,0]
[null,"S16.T052",2.335,2.1709999999999998,1.2490000000000001]
[null,"S16.T053",11.837,14.991,13.865]
[null,"S16.T054",33.813000000000002,28.058,35.798999999999999]
[null,"S16.T055",275.53800000000001,118.804,138.60900000000001]
[null,"S16.T056",340.13200000000001,145.715,143.54400000000001]
[null,"S16.T057",413.512,187.65799999999999,179.732]
[null,"S16.T058",468.173,244.53100000000001,229.84700000000001]
[null,"S16.T059",500.32600000000002,254.566,278.262]
[null,"S16.T060",471.59300000000002,257.84300000000002,307.83499999999998]
[null,"S16.T061",176.49700000000001,271.25799999999998,414.16699999999997]
[null,"S16.T062",136.21199999999999,255.28299999999999,365.71100000000001]
[null,"S16.T063",141.92599999999999,245.268,321.14699999999999]
[null,"S16.T064",144.67099999999999,230.666,274.84199999999998]
[null,"S16.T065",128.041,205.45500000000001,230.78899999999999]
[null,"S16.T066",108.093,172.81,193.679]
[null,"S16.T067",0,0,0]
[null,"S16.T068",0,0,0]
[null,"S16.T069",0,0,0]
[null,"S16.T070",0,0,0]
[null,"S16.T071",0,0,0]
[null,"S16.T072",0,0,0]
[null,"S16.T073",0,0,0]
[null,"S16.T074",0,0,0]
[null,"S16.T075",0,0,0]
[null,"S16.T076",6.5129999999999999,1.4750000000000001,1.659]
[null,"S16.T077",28.283000000000001,10.220000000000001,14.787000000000001]
[null,"S16.T078",63.180999999999997,24.576000000000001,37.744999999999997]
[null,"S16.T079",340.95100000000002,164.45400000000001,226.98]
[null,"S16.T080",364.42099999999999,238.858,262.24599999999998]
[null,"S16.T081",380.416,334.84800000000001,333.72199999999998]
[null,"S16.T082",403.86599999999999,401.30599999999998,336.036]
[null,"S16.T083",420.94600000000003,425.185,303.32900000000001]
[null,"S16.T084",420.024,442.71600000000001,278.34399999999999]
[null,"S16.T085",315.12599999999998,535.22400000000005,181.69900000000001]
[null,"S16.T086",253.70599999999999,429.44499999999999,175.71799999999999]
[null,"S16.T087",206.11099999999999,358.46100000000001,157.286]
[null,"S16.T088",171.76599999999999,315.45299999999997,139.98099999999999]
[null,"S16.T089",143.21700000000001,271.79000000000002,120.97499999999999]
[null,"S16.T090",120.01300000000001,228.12700000000001,102.932]
[null,"S16.T091",0,0,0]
[null,"S16.T092",0,0,0]
[null,"S16.T093",0,0,0]
[null,"S16.T094",0,0,0]
[null,"S16.T095",0,0,0]
[null,"S16.T096",0,0,0]
[null,"S16.T097",0,0,0]
[null,"S16.T098",0,0,0]
[null,"S16.T099",0,0,0]
[null,"S16.T100",1.27,1.556,2.2730000000000001]
[null,"S16.T101",5.4269999999999996,9.1959999999999997,22.138999999999999]
[null,"S16.T102",16.917000000000002,20.521000000000001,59.494]
[null,"S16.T103",221.57300000000001,104.55,395.858]
[null,"S16.T104",354.03800000000001,113.562,463.85199999999998]
[null,"S16.T105",418.79599999999999,122.348,522.19899999999996]
[null,"S16.T106",430.81700000000001,134.49199999999999,563.71199999999999]
[null,"S16.T107",417.976,147.702,591.36]
[null,"S16.T108",397.66,158.92500000000001,607.29300000000001]
[null,"S16.T109",192.38900000000001,200.99100000000001,636.29300000000001]
[null,"S16.T110",165.66300000000001,242.708,588.88199999999995]
[null,"S16.T111",143.13499999999999,265.50299999999999,521.99400000000003]
[null,"S16.T112",122.73699999999999,243.89599999999999,449.495]
[null,"S16.T113",103.608,210.739,379.88400000000001]
[null,"S16.T114",87.141999999999996,177.29499999999999,319.87700000000001]
[null,"S16.T115",0,0,0]
[null,"S16.T116",0,0,0]
[null,"S16.T117",0,0,0]
[null,"S16.T118",0,0,0]
[null,"S16.T119",0,0,0]
[null,"S16.T120",0,0,0]
[null,"S16.T121",0,0,0]
[null,"S16.T122",0,0,0]
[null,"S16.T123",0,0,0]
[null,"S16.T124",1.085,0.92200000000000004,0.41]
[null,"S16.T125",3.7679999999999998,6.9219999999999997,5.4269999999999996]
[null,"S16.T126",8.6839999999999993,31.027000000000001,29.061]
[null,"S16.T127",61.112000000000002,344.96499999999997,305.25400000000002]
[null,"S16.T128",88.903999999999996,418.673,361.226]
[null,"S16.T129",119.43899999999999,456.02800000000002,392.80599999999998]
[null,"S16.T130",146.65700000000001,503.00900000000001,407.34699999999998]
[null,"S16.T131",162.40600000000001,537.19000000000005,412.40600000000001]
[null,"S16.T132",168.46799999999999,547.04100000000005,411.60700000000003]
[null,"S16.T133",131.256,468.33699999999999,259.97300000000001]
[null,"S16.T134",98.284000000000006,397.55799999999999,238.26400000000001]
[null,"S16.T135",77.352999999999994,328.21199999999999,213.77]
[null,"S16.T136",63.774999999999999,271.11399999999998,189.31700000000001]
[null,"S16.T137",53.002000000000002,225.137,164.00399999999999]
[null,"S16.T138",44.524000000000001,188.45699999999999,138.71100000000001]
[null,"S16.T139",0,0,0]
[null,"S16.T140",0,0,0]
[null,"S16.T141",0,0,0]
[null,"S16.T142",0,0,0]
[null,"S16.T143",0,0,0]
[null,"S16.T144",0,0,0]
[null,"S16.T145",0,0,0]
[null,"S16.T146",0,0,0]
[null,"S16.T147",0.02,0,0]
[null,"S16.T148",2.6829999999999998,0.73699999999999999,1.0649999999999999]
[null,"S16.T149",9.093,5.3659999999999997,6.5330000000000004]
[null,"S16.T150",17.367000000000001,11.018000000000001,12.923]
[null,"S16.T151",85.093999999999994,63.201000000000001,66.231999999999999]
[null,"S16.T152",104.325,86.978999999999999,99.552999999999997]
[null,"S16.T153",121.48699999999999,100.864,132.58799999999999]
[null,"S16.T154",135.04499999999999,110.51,164.61799999999999]
[null,"S16.T155",145.44900000000001,118.06699999999999,187.08500000000001]
[null,"S16.T156",152.822,119.89,198.86099999999999]
[null,"S16.T157",168.18199999999999,107.19199999999999,211.35400000000001]
[null,"S16.T158",143.17599999999999,94.741,191.345]
[null,"S16.T159",120.66800000000001,81.08,174.98099999999999]
[null,"S16.T160",108.114,69.221999999999994,152.084]
[null,"S16.T161",95.15,58.265999999999998,129.78200000000001]
[null,"S16.T162",80.691000000000003,48.968000000000004,109.773]
[null,"S16.T163",0,0,0]
[null,"S16.T164",0,0,0]
[null,"S16.T165",0,0,0]
[null,"S16.T166",0,0,0]
[null,"S16.T167",0,0,0]
[null,"S16.T168",0,0,0]
[null,"S17.T001",0,0,0]
[null,"S17.T002",0,0,0]
[null,"S17.T003",4.1000000000000002E-2,0,0]
[null,"S17.T004",2.3140000000000001,0.59399999999999997,0.92200000000000004]
[null,"S17.T005",8.6839999999999993,3.1949999999999998,6.2050000000000001]
[null,"S17.T006",17.141999999999999,9.7080000000000002,16.323]
[null,"S17.T007",69.856999999999999,66.989999999999995,119.726]
[null,"S17.T008",85.361000000000004,86.549000000000007,127.91800000000001]
[null,"S17.T009",118.006,113.377,142.19300000000001]
[null,"S17.T010",131.23599999999999,130.29400000000001,156.42599999999999]
[null,"S17.T011",132.608,143.626,165.88800000000001]
[null,"S17.T012",129.065,156.93799999999999,191.61099999999999]
[null,"S17.T013",88.370999999999995,243.077,323.85000000000002]
[null,"S17.T014",79.093999999999994,216.084,261.81599999999997]
[null,"S17.T015",71.27,179.85499999999999,209.46899999999999]
[null,"S17.T016",67.789000000000001,147.23099999999999,176.804]
[null,"S17.T017",59.104999999999997,121.34399999999999,154.64400000000001]
[null,"S17.T018",50.872,101.499,131.297]
[null,"S17.T019",0,0,0]
[null,"S17.T020",0,0,0]
[null,"S17.T021",0,0,0]
[null,"S17.T022",0,0,0]
[null,"S17.T023",0,0,0]
[null,"S17.T024",0,0,0]
[null,"S17.T025",0,0,0]
[null,"S17.T026",0,0,0]
[null,"S17.T027",0.14299999999999999,0,0]
[null,"S17.T028",5.8369999999999997,2.7240000000000002,1.905]
[null,"S17.T029",16.588999999999999,9.5440000000000005,10.609]
[null,"S17.T030",29.532,18.411999999999999,33.545999999999999]
[null,"S17.T031",131.46100000000001,98.078999999999994,296.65300000000002]
[null,"S17.T032",159.048,128.26599999999999,317.99299999999999]
[null,"S17.T033",177.5,183.29599999999999,287.43700000000001]
[null,"S17.T034",206.74600000000001,216.535,276.52100000000002]
[null,"S17.T035",244.9,214.958,270.90899999999999]
[null,"S17.T036",297.65600000000001,203.16200000000001,266.19900000000001]
[null,"S17.T037",573.91099999999994,134.124,209.53100000000001]
[null,"S17.T038",512.04100000000005,132.833,203.73500000000001]
[null,"S17.T039",392.06900000000002,128.28700000000001,189.01]
[null,"S17.T040",312.83199999999999,122.38800000000001,167.58799999999999]
[null,"S17.T041",256.75799999999998,105.247,143.749]
[null,"S17.T042",215.101,89.701999999999998,121.631]
[null,"S17.T043",0,0,0]
[null,"S17.T044",0,0,0]
[null,"S17.T045",0,0,0]
[null,"S17.T046",0,0,0]
[null,"S17.T047",0,0,0]
[null,"S17.T048",0,0,0]
[null,"S17.T049",0,0,0]
[null,"S17.T050",0,0,0]
[null,"S17.T051",0.41,0,0]
[null,"S17.T052",12.861000000000001,1.3720000000000001,0.92200000000000004]
[null,"S17.T053",42.106999999999999,6.5739999999999998,5.7750000000000004]
[null,"S17.T054",81.736000000000004,15.852,16.486000000000001]
[null,"S17.T055",401.30599999999998,117.04300000000001,176.23]
[null,"S17.T056",453.98,165.35599999999999,214.75299999999999]
[null,"S17.T057",502.02600000000001,240.21,235.29499999999999]
[null,"S17.T058",534.548,325.42700000000002,260.93599999999998]
[null,"S17.T059",551.69000000000005,389.57100000000003,283.17700000000002]
[null,"S17.T060",518.02099999999996,426.39400000000001,322.642]
[null,"S17.T061",438.33300000000003,540.01700000000005,557.42499999999995]
[null,"S17.T062",340.52100000000002,487.28100000000001,495.06299999999999]
[null,"S17.T063",271.60599999999999,444.47699999999998,433.971]
[null,"S17.T064",236.012,393.74799999999999,380.47699999999998]
[null,"S17.T065",206.95,336.99799999999999,328.52]
[null,"S17.T066",175.78,283.58699999999999,279.30599999999998]
[null,"S17.T067",0,0,0]
[null,"S17.T068",0,0,0]
[null,"S17.T069",0,0,0]
[null,"S17.T070",0,0,0]
[null,"S17.T071",0,0,0]
[null,"S17.T072",0,0,0]
[null,"S17.T073",0,0,0]
[null,"S17.T074",0,0,0]
[null,"S17.T075",0.16400000000000001,0,0]
[null,"S17.T076",2.7029999999999998,6.84,4.0759999999999996]
[null,"S17.T077",7.7,33.402999999999999,26.582999999999998]
[null,"S17.T078",14.827999999999999,74.834000000000003,63.488]
[null,"S17.T079",59.494,435.28199999999998,312.52499999999998]
[null,"S17.T080",55.418999999999997,503.685,369.17200000000003]
[null,"S17.T081",53.207000000000001,560.25099999999998,453.85700000000003]
[null,"S17.T082",63.386000000000003,604.85599999999999,517.34500000000003]
[null,"S17.T083",76.206000000000003,635.80200000000002,561.29499999999996]
[null,"S17.T084",125.46,651.38699999999994,577.86400000000003]
[null,"S17.T085",441.815,661.21699999999998,411.09500000000003]
[null,"S17.T086",460.61599999999999,604.01700000000005,380.55900000000003]
[null,"S17.T087",432.005,533.44299999999998,351.94900000000001]
[null,"S17.T088",373.98500000000001,462.52,322.37599999999998]
[null,"S17.T089",313.262,394.89499999999998,284.40600000000001]
[null,"S17.T090",263.08600000000001,332.57499999999999,242.36]
[null,"S17.T091",0,0,4.1000000000000002E-2]
[null,"S17.T092",0,0,0.02]
[null,"S17.T093",0,0,0.02]
[null,"S17.T094",0,0,0]
[null,"S17.T095",0,0,0]
[null,"S17.T096",0,0,0]
[null,"S17.T097",0,0,0]
[null,"S17.T098",0,0,0]
[null,"S17.T099",0.59399999999999997,0,0]
[null,"S17.T100",7.8029999999999999,6.7789999999999999,1.331]
[null,"S17.T101",19.866,29.02,7.0250000000000004]
[null,"S17.T102",34.262999999999998,59.350999999999999,17.079999999999998]
[null,"S17.T103",111.288,284.83600000000001,115.794]
[null,"S17.T104",99.552999999999997,282.07100000000003,145.08000000000001]
[null,"S17.T105",89.968999999999994,276.99200000000002,176.108]
[null,"S17.T106",86.938000000000002,263.35199999999998,227.512]
[null,"S17.T107",85.421999999999997,248.381,268.67700000000002]
[null,"S17.T108",94.474000000000004,231.178,293.70400000000001]
[null,"S17.T109",210.37100000000001,120.054,381.358]
[null,"S17.T110",271.15499999999997,111.944,365.46600000000001]
[null,"S17.T111",293.745,98.325000000000003,324.91500000000002]
[null,"S17.T112",279.63400000000001,85.442999999999998,282.60399999999998]
[null,"S17.T113",246.72300000000001,73.114000000000004,242.422]
[null,"S17.T114",208.38399999999999,61.706000000000003,206.19300000000001]
[null,"S17.T115",0,0,0.14299999999999999]
[null,"S17.T116",0,0,8.2000000000000003E-2]
[null,"S17.T117",0,0,4.1000000000000002E-2]
[null,"S17.T118",0,0,4.1000000000000002E-2]
[null,"S17.T119",0,0,0.02]
[null,"S17.T120",0,0,0.02]
[null,"S17.T121",0,0,0]
[null,"S17.T122",0,0,0]
[null,"S17.T123",0.10199999999999999,0,0]
[null,"S17.T124",1.2490000000000001,2.7650000000000001,1.8839999999999999]
[null,"S17.T125",3.113,10.220000000000001,8.11]
[null,"S17.T126",5.4269999999999996,21.852,18.001999999999999]
[null,"S17.T127",28.466999999999999,140.636,116.613]
[null,"S17.T128",32.890999999999998,197.63200000000001,150.32300000000001]
[null,"S17.T129",37.335000000000001,287.56,191.77500000000001]
[null,"S17.T130",45.506999999999998,359.15800000000002,248.62700000000001]
[null,"S17.T131",55.808,407.16300000000001,309.69900000000001]
[null,"S17.T132",67.686000000000007,434.81099999999998,363.47899999999998]
[null,"S17.T133",139.14099999999999,525.02499999999998,616.85799999999995]
[null,"S17.T134",150.221,514.19100000000003,586.69100000000003]
[null,"S17.T135",160.74799999999999,479.72399999999999,542.00300000000004]
[null,"S17.T136",140.88200000000001,430.18200000000002,485.90800000000002]
[null,"S17.T137",119.95099999999999,372.40800000000002,423.28100000000001]
[null,"S17.T138",101.35599999999999,314.75700000000001,360.63200000000001]
[null,"S17.T139",0,0,0.45100000000000001]
[null,"S17.T140",0,0,0.22500000000000001]
[null,"S17.T141",0,0,0.14299999999999999]
[null,"S17.T142",0,0,0.10199999999999999]
[null,"S17.T143",0,0,8.2000000000000003E-2]
[null,"S17.T144",0,0,8.2000000000000003E-2]
[null,"S17.T145",0,0,0]
[null,"S17.T146",0,0,0]
[null,"S17.T147",0.34799999999999998,0,0]
[null,"S17.T148",3.6859999999999999,7.1070000000000002,3.9940000000000002]
[null,"S17.T149",10.138,27.033999999999999,13.414]
[null,"S17.T150",19.927,67.665999999999997,25.027000000000001]
[null,"S17.T151",109.998,422.339,137.4]
[null,"S17.T152",139.14099999999999,413.798,201.114]
[null,"S17.T153",170.947,359.67,253.42]
[null,"S17.T154",220.38499999999999,350.59699999999998,301.44499999999999]
[null,"S17.T155",289.99700000000001,330.34199999999998,355.08199999999999]
[null,"S17.T156",358.09300000000002,343.04,419.10300000000001]
[null,"S17.T157",637.60400000000004,569.91700000000003,694.25199999999995]
[null,"S17.T158",585.17499999999995,572.53899999999999,649.11400000000003]
[null,"S17.T159",514.90800000000002,529.81799999999998,591.42100000000005]
[null,"S17.T160",447.54899999999998,471.73599999999999,526.66399999999999]
[null,"S17.T161",379.02300000000002,407.245,457.78899999999999]
[null,"S17.T162",319.61099999999999,344.00299999999999,390.14400000000001]
[null,"S17.T163",0,0,0.75800000000000001]
[null,"S17.T164",0,0,0.36899999999999999]
[null,"S17.T165",0,0,0.246]
[null,"S17.T166",0,0,0.184]
[null,"S17.T167",0,0,0.14299999999999999]
[null,"S17.T168",0,0,0.123]
[null,"S18.T001",0,0,0]
[null,"S18.T002",0,0,0]
[null,"S18.T003",0.43,0,0]
[null,"S18.T004",7.5979999999999999,10.423999999999999,5.2629999999999999]
[null,"S18.T005",42.536999999999999,42.762,28.099]
[null,"S18.T006",92.507999999999996,89.539000000000001,70.369]
[null,"S18.T007",473.08800000000002,469.34,426.70100000000002]
[null,"S18.T008",524.53399999999999,530.20699999999999,490.291]
[null,"S18.T009",570.85900000000004,580.01400000000001,542.495]
[null,"S18.T010",605.36800000000005,616.50900000000001,582.67600000000004]
[null,"S18.T011",627.34299999999996,637.50099999999998,607.72400000000005]
[null,"S18.T012",625.07000000000005,642.92899999999997,616.899]
[null,"S18.T013",410.23500000000001,570.22500000000002,556.97400000000005]
[null,"S18.T014",398.19299999999998,505.87599999999998,504.15600000000001]
[null,"S18.T015",338.90300000000002,440.56599999999997,454.24599999999998]
[null,"S18.T016",304.53800000000001,379.04399999999998,399.892]
[null,"S18.T017",269.92599999999999,321.92500000000001,344.18700000000001]
[null,"S18.T018",230.892,272.036,293.56]
[null,"S18.T019",0.02,0,0.96299999999999997]
[null,"S18.T020",0,0,0.49199999999999999]
[null,"S18.T021",0,0,0.32800000000000001]
[null,"S18.T022",0,0,0.246]
[null,"S18.T023",0,0,0.184]
[null,"S18.T024",0,0,0.16400000000000001]
[null,"S18.T025",0,0,0]
[null,"S18.T026",0,0,0]
[null,"S18.T027",1.4339999999999999,4.1000000000000002E-2,0]
[null,"S18.T028",8.2119999999999997,11.141,6.5540000000000003]
[null,"S18.T029",15.073,43.171999999999997,28.815000000000001]
[null,"S18.T030",25.210999999999999,89.087999999999994,64.695999999999998]
[null,"S18.T031",245.33,463.81099999999998,369.99200000000002]
[null,"S18.T032",248.381,527.38,417.38200000000001]
[null,"S18.T033",234.08600000000001,580.11599999999999,450.37599999999998]
[null,"S18.T034",243.46600000000001,620.09299999999996,478.51499999999999]
[null,"S18.T035",268.06299999999999,646.63499999999999,486.91199999999998]
[null,"S18.T036",323.625,659.92700000000002,508.6]
[null,"S18.T037",298.476,664.51499999999999,408.49400000000003]
[null,"S18.T038",214.774,616.87800000000004,300.95400000000001]
[null,"S18.T039",185.078,549.06899999999996,236.17500000000001]
[null,"S18.T040",167.69,425.8,195.17400000000001]
[null,"S18.T041",147.23099999999999,343.654,164.22900000000001]
[null,"S18.T042",126.505,286.94499999999999,140.24700000000001]
[null,"S18.T043",0.14299999999999999,0,0.92200000000000004]
[null,"S18.T044",8.2000000000000003E-2,0,0.45100000000000001]
[null,"S18.T045",4.1000000000000002E-2,0,0.307]
[null,"S18.T046",4.1000000000000002E-2,0,0.22500000000000001]
[null,"S18.T047",0.02,0,0.184]
[null,"S18.T048",0.02,0,0.14299999999999999]
[null,"S18.T049",0,0,0]
[null,"S18.T050",0,0,0]
[null,"S18.T051",2.4580000000000002,6.0999999999999999E-2,0]
[null,"S18.T052",11.08,3.2970000000000002,9.1750000000000007]
[null,"S18.T053",19.414999999999999,28.978999999999999,38.871000000000002]
[null,"S18.T054",33.362000000000002,78.52,82.534000000000006]
[null,"S18.T055",154.11199999999999,483.41,435.40499999999997]
[null,"S18.T056",146.821,550.25699999999995,500.20400000000001]
[null,"S18.T057",160.03100000000001,605.06100000000004,561.09100000000001]
[null,"S18.T058",210.452,648.56100000000004,609.29999999999995]
[null,"S18.T059",303.94400000000002,678.21600000000001,643.85]
[null,"S18.T060",373.02300000000002,693.63699999999994,664.02300000000002]
[null,"S18.T061",655.70799999999997,704.43,708.52599999999995]
[null,"S18.T062",607.96900000000005,652.04200000000003,660.255]
[null,"S18.T063",551.13699999999994,589.66,601.51800000000003]
[null,"S18.T064",488.53,520.274,535.51099999999997]
[null,"S18.T065",423.48500000000001,448.26600000000002,466.33]
[null,"S18.T066",360.50900000000001,379.53500000000003,398.82799999999997]
[null,"S18.T067",0.51200000000000001,0,1.782]
[null,"S18.T068",0.246,0,0.88100000000000001]
[null,"S18.T069",0.16400000000000001,0,0.59399999999999997]
[null,"S18.T070",0.123,0,0.45100000000000001]
[null,"S18.T071",0.10199999999999999,0,0.34799999999999998]
[null,"S18.T072",8.2000000000000003E-2,0,0.28699999999999998]
[null,"S18.T073",0,0,0]
[null,"S18.T074",0,0,0]
[null,"S18.T075",2.9489999999999998,0.22500000000000001,0]
[null,"S18.T076",25.027000000000001,13.148,9.8710000000000004]
[null,"S18.T077",63.795000000000002,47.268000000000001,40.427999999999997]
[null,"S18.T078",112.64,95.498000000000005,85.278999999999996]
[null,"S18.T079",487.73099999999999,488.1,455.18799999999999]
[null,"S18.T080",543.51900000000001,553.88199999999995,520.43799999999999]
[null,"S18.T081",590.07000000000005,609.423,576.63499999999999]
[null,"S18.T082",625.72500000000002,652.75900000000001,621.65]
[null,"S18.T083",649.27700000000004,682.55700000000002,653.98800000000006]
[null,"S18.T084",660.19299999999998,698.16300000000001,672.82899999999995]
[null,"S18.T085",648.37599999999998,708.096,710.61500000000001]
[null,"S18.T086",599.572,655.54399999999998,662.774]
[null,"S18.T087",542.76099999999997,593.51,605.18399999999997]
[null,"S18.T088",480.93200000000002,525.02499999999998,540.48800000000006]
[null,"S18.T089",417.11599999999999,453.69299999999998,472.10500000000002]
[null,"S18.T090",355.512,384.79899999999998,404.48]
[null,"S18.T091",0.75800000000000001,0,2.2730000000000001]
[null,"S18.T092",0.36899999999999999,0,1.147]
[null,"S18.T093",0.246,0,0.75800000000000001]
[null,"S18.T094",0.184,0,0.57299999999999995]
[null,"S18.T095",0.14299999999999999,0,0.45100000000000001]
[null,"S18.T096",0.123,0,0.38900000000000001]
[null,"S18.T097",0,0,0]
[null,"S18.T098",0,0,0]
[null,"S18.T099",3.5840000000000001,0.32800000000000001,4.1000000000000002E-2]
[null,"S18.T100",26.911000000000001,14.582000000000001,10.936]
[null,"S18.T101",66.641999999999996,49.970999999999997,42.536999999999999]
[null,"S18.T102",116.06,99.021000000000001,87.921000000000006]
[null,"S18.T103",494.65300000000002,495.49299999999999,458.38299999999998]
[null,"S18.T104",551.28099999999995,561.04999999999995,522.05600000000004]
[null,"S18.T105",598.71199999999999,616.28399999999999,576.79899999999998]
[null,"S18.T106",634.9,659.45600000000002,620.50300000000004]
[null,"S18.T107",658.76,689.09100000000001,651.30499999999995]
[null,"S18.T108",669.86,704.53200000000004,668.303]
[null,"S18.T109",661.279,713.17499999999995,692.83799999999997]
[null,"S18.T110",612.06500000000005,660.15200000000004,646.63499999999999]
[null,"S18.T111",554.70100000000002,597.91399999999999,591.46199999999999]
[null,"S18.T112",491.66300000000001,529.28499999999997,529.03899999999999]
[null,"S18.T113",426.37299999999999,457.78899999999999,462.56099999999998]
[null,"S18.T114",363.56099999999998,388.66899999999998,396.67700000000002]
[null,"S18.T115",1.0649999999999999,0,2.806]
[null,"S18.T116",0.53200000000000003,0,1.413]
[null,"S18.T117",0.34799999999999998,0,0.94199999999999995]
[null,"S18.T118",0.26600000000000001,0,0.69599999999999995]
[null,"S18.T119",0.20499999999999999,0,0.55300000000000005]
[null,"S18.T120",0.184,0,0.47099999999999997]
[null,"S18.T121",0,0,0]
[null,"S18.T122",0,0,0]
[null,"S18.T123",4.0759999999999996,0.41,0.123]
[null,"S18.T124",27.545999999999999,15.667,10.936]
[null,"S18.T125",66.784999999999997,52.100999999999999,41.082999999999998]
[null,"S18.T126",115.446,102.03100000000001,84.644000000000005]
[null,"S18.T127",487.24,500.87900000000002,442.9]
[null,"S18.T128",541.20399999999995,565.74,507.41199999999998]
[null,"S18.T129",585.851,620.31899999999996,562.66700000000003]
[null,"S18.T130",618.67999999999995,662.65099999999995,606.45399999999995]
[null,"S18.T131",639.54899999999998,691.38400000000001,637.35799999999995]
[null,"S18.T132",650.01499999999999,705.88400000000001,655.09400000000005]
[null,"S18.T133",645.26300000000003,707.625,684.70799999999997]
[null,"S18.T134",597.44299999999998,654.70500000000004,641.14700000000005]
[null,"S18.T135",542.024,592.56799999999998,586.52700000000004]
[null,"S18.T136",481.34100000000001,524.32899999999995,524.24699999999996]
[null,"S18.T137",418.36500000000001,453.53,458.22]
[null,"S18.T138",357.41699999999997,385.27,393.13400000000001]
[null,"S18.T139",1.3720000000000001,0.184,3.2559999999999998]
[null,"S18.T140",0.67600000000000005,0.10199999999999999,1.6379999999999999]
[null,"S18.T141",0.45100000000000001,6.0999999999999999E-2,1.085]
[null,"S18.T142",0.34799999999999998,4.1000000000000002E-2,0.81899999999999995]
[null,"S18.T143",0.26600000000000001,4.1000000000000002E-2,0.65500000000000003]
[null,"S18.T144",0.22500000000000001,4.1000000000000002E-2,0.55300000000000005]
[null,"S18.T145",0,0,0]
[null,"S18.T146",0,0,0]
[null,"S18.T147",2.9289999999999998,0.36899999999999999,0.184]
[null,"S18.T148",13.087,8.0280000000000005,8.5809999999999995]
[null,"S18.T149",27.422999999999998,22.835000000000001,27.218]
[null,"S18.T150",47.268000000000001,48.968000000000004,58.02]
[null,"S18.T151",303.12400000000002,378.94099999999997,350.43299999999999]
[null,"S18.T152",413.041,463.50299999999999,437.084]
[null,"S18.T153",415.416,537.25199999999995,507.80200000000002]
[null,"S18.T154",364.298,578.76499999999999,561.029]
[null,"S18.T155",320.041,571.22799999999995,593.55100000000004]
[null,"S18.T156",282.41899999999998,506.04,606.04399999999998]
[null,"S18.T157",66.519000000000005,204.268,629.88300000000004]
[null,"S18.T158",55.173000000000002,250.38800000000001,587.48900000000003]
[null,"S18.T159",49.439,318.60700000000003,542.577]
[null,"S18.T160",49.274999999999999,315.84300000000002,480.072]
[null,"S18.T161",47.268000000000001,286.392,410.46]
[null,"S18.T162",43.438000000000002,246.17,347.36099999999999]
[null,"S18.T163",1.556,0.38900000000000001,1.4950000000000001]
[null,"S18.T164",0.77800000000000002,0.184,0.73699999999999999]
[null,"S18.T165",0.51200000000000001,0.123,0.49199999999999999]
[null,"S18.T166",0.38900000000000001,0.10199999999999999,0.36899999999999999]
[null,"S18.T167",0.307,8.2000000000000003E-2,0.307]
[null,"S18.T168",0.26600000000000001,6.0999999999999999E-2,0.246]
[null,"S19.T001",0,0,0]
[null,"S19.T002",0,0,0]
[null,"S19.T003",5.55,0.61399999999999999,0.10199999999999999]
[null,"S19.T004",32.747999999999998,7.7,5.3860000000000001]
[null,"S19.T005",75.244,15.196,24.350999999999999]
[null,"S19.T006",126.505,20.766999999999999,65.638000000000005]
[null,"S19.T007",513.88400000000001,71.578000000000003,430.65300000000002]
[null,"S19.T008",569.99900000000002,102.70699999999999,453.42700000000002]
[null,"S19.T009",617.30799999999999,172.72800000000001,484.209]
[null,"S19.T010",653.59900000000005,284.83600000000001,538.41899999999998]
[null,"S19.T011",677.51900000000001,384.67599999999999,585.15499999999997]
[null,"S19.T012",688.59900000000005,447.16,614.48199999999997]
[null,"S19.T013",679.79300000000001,691.2,709.32500000000005]
[null,"S19.T014",630.35400000000004,640.38900000000001,665.53899999999999]
[null,"S19.T015",572.80499999999995,580.50599999999997,611.67600000000004]
[null,"S19.T016",509.62400000000002,512.53200000000004,549.99]
[null,"S19.T017",444.12900000000002,443.14600000000002,483.71699999999998]
[null,"S19.T018",380.416,377.40499999999997,416.911]
[null,"S19.T019",2.54,0.61399999999999999,4.915]
[null,"S19.T020",1.27,0.307,2.4580000000000002]
[null,"S19.T021",0.84,0.20499999999999999,1.6379999999999999]
[null,"S19.T022",0.63500000000000001,0.16400000000000001,1.2290000000000001]
[null,"S19.T023",0.51200000000000001,0.123,0.98299999999999998]
[null,"S19.T024",0.43,0.10199999999999999,0.81899999999999995]
[null,"S19.T025",0,0,0]
[null,"S19.T026",0,0,0]
[null,"S19.T027",5.734,0.92200000000000004,0.38900000000000001]
[null,"S19.T028",31.887,18.760000000000002,14.316000000000001]
[null,"S19.T029",73.155000000000001,56.954999999999998,47.963999999999999]
[null,"S19.T030",123.392,107.76600000000001,94.679000000000002]
[null,"S19.T031",505.20100000000002,507.49400000000003,472.10500000000002]
[null,"S19.T032",561.68399999999997,570.75699999999995,536.30999999999995]
[null,"S19.T033",608.74699999999996,624.10699999999997,591.524]
[null,"S19.T034",644.66899999999998,665.78399999999999,635.65800000000002]
[null,"S19.T035",668.447,694.35400000000004,667.25900000000001]
[null,"S19.T036",679.54700000000003,709.12,685.54700000000003]
[null,"S19.T037",669.83900000000006,715.30499999999995,720.2]
[null,"S19.T038",621.11699999999996,663.26499999999999,673.13699999999994]
[null,"S19.T039",564.40800000000002,600.53499999999997,616.48900000000003]
[null,"S19.T040",502.35399999999998,533.23800000000006,552.85799999999995]
[null,"S19.T041",438.108,463.012,485.37599999999998]
[null,"S19.T042",375.66500000000002,394.73200000000003,418.22199999999998]
[null,"S19.T043",3.133,0.86,5.673]
[null,"S19.T044",1.577,0.43,2.847]
[null,"S19.T045",1.044,0.28699999999999998,1.8839999999999999]
[null,"S19.T046",0.77800000000000002,0.22500000000000001,1.413]
[null,"S19.T047",0.63500000000000001,0.16400000000000001,1.1259999999999999]
[null,"S19.T048",0.53200000000000003,0.14299999999999999,0.94199999999999995]
[null,"S19.T049",0,0,0]
[null,"S19.T050",0,0,0]
[null,"S19.T051",6.1440000000000001,1.1060000000000001,0.51200000000000001]
[null,"S19.T052",31.56,18.923999999999999,14.888999999999999]
[null,"S19.T053",72.909000000000006,56.524999999999999,48.517000000000003]
[null,"S19.T054",123.474,106.742,94.924999999999997]
[null,"S19.T055",505.61,504.89299999999997,470.262]
[null,"S19.T056",558.98099999999999,568.48400000000004,533.66800000000001]
[null,"S19.T057",606.04399999999998,622.14099999999996,588.14499999999998]
[null,"S19.T058",642.66200000000003,663.71600000000001,631.70600000000002]
[null,"S19.T059",666.89,691.95799999999997,662.89700000000005]
[null,"S19.T060",678.33900000000006,692.34699999999998,680.87800000000004]
[null,"S19.T061",671.70299999999997,348.63099999999997,712.60199999999998]
[null,"S19.T062",623.22699999999998,387.21499999999997,665.96900000000005]
[null,"S19.T063",566.88599999999997,383.017,610.09900000000005]
[null,"S19.T064",505.32400000000001,346.80799999999999,547.41]
[null,"S19.T065",441.46699999999998,301.22000000000003,480.97300000000001]
[null,"S19.T066",379.14600000000002,255.91800000000001,414.80200000000002]
[null,"S19.T067",3.6040000000000001,0.57299999999999995,6.5540000000000003]
[null,"S19.T068",1.802,0.28699999999999998,3.2770000000000001]
[null,"S19.T069",1.208,0.184,2.1909999999999998]
[null,"S19.T070",0.90100000000000002,0.14299999999999999,1.6379999999999999]
[null,"S19.T071",0.71699999999999997,0.123,1.3109999999999999]
[null,"S19.T072",0.59399999999999997,0.10199999999999999,1.085]
[null,"S19.T073",0,0,0]
[null,"S19.T074",0,0,0]
[null,"S19.T075",6.6970000000000001,1.331,0.69599999999999995]
[null,"S19.T076",32.951999999999998,19.989000000000001,15.933]
[null,"S19.T077",75.489000000000004,58.368000000000002,49.991999999999997]
[null,"S19.T078",127.181,109.158,96.236000000000004]
[null,"S19.T079",515.41999999999996,509.85,460.16500000000002]
[null,"S19.T080",563.99900000000002,573.70600000000002,502.88600000000002]
[null,"S19.T081",594.69799999999998,625.68399999999997,509.399]
[null,"S19.T082",605.73699999999997,652.71799999999996,447.83600000000001]
[null,"S19.T083",607.375,660.33699999999999,398.47899999999998]
[null,"S19.T084",622.79700000000003,663.92100000000005,369.80700000000002]
[null,"S19.T085",677.45799999999997,664.69899999999996,359.01400000000001]
[null,"S19.T086",626.34,614.4,403.59899999999999]
[null,"S19.T087",568.66800000000001,535.61300000000006,420.51600000000002]
[null,"S19.T088",506.73700000000002,457.35899999999998,403.78399999999999]
[null,"S19.T089",443.392,387.48200000000003,366.53100000000001]
[null,"S19.T090",379.88400000000001,330.05599999999998,319.85700000000003]
[null,"S19.T091",3.2149999999999999,1.413,7.66]
[null,"S19.T092",1.6180000000000001,0.71699999999999997,3.83]
[null,"S19.T093",1.0649999999999999,0.47099999999999997,2.56]
[null,"S19.T094",0.79900000000000004,0.34799999999999998,1.905]
[null,"S19.T095",0.63500000000000001,0.28699999999999998,1.536]
[null,"S19.T096",0.53200000000000003,0.246,1.27]
[null,"S19.T097",0,0,0]
[null,"S19.T098",0,0,0]
[null,"S19.T099",7.7409999999999997,1.3720000000000001,0.86]
[null,"S19.T100",37.151000000000003,18.431999999999999,16.753]
[null,"S19.T101",81.120999999999995,57.938000000000002,51.773000000000003]
[null,"S19.T102",133.55000000000001,110.285,99.552999999999997]
[null,"S19.T103",527.89200000000005,521.05200000000002,481.40300000000002]
[null,"S19.T104",584.70399999999995,585.851,545.423]
[null,"S19.T105",631.93100000000004,640.20500000000004,600.39200000000005]
[null,"S19.T106",667.976,681.63599999999997,626.74900000000002]
[null,"S19.T107",691.69200000000001,708.23900000000003,633.221]
[null,"S19.T108",702.28,723.23099999999999,633.69200000000001]
[null,"S19.T109",691.2,674.81600000000003,628.38800000000003]
[null,"S19.T110",643.50199999999995,589.51700000000005,614.78899999999999]
[null,"S19.T111",586.73199999999997,484.08600000000001,579.80899999999997]
[null,"S19.T112",523.85799999999995,416.76799999999997,527.77]
[null,"S19.T113",458.42399999999998,357.233,467.41500000000002]
[null,"S19.T114",394.05599999999998,307.85500000000002,404.82799999999997]
[null,"S19.T115",5.1609999999999996,1.843,8.52]
[null,"S19.T116",2.58,0.92200000000000004,4.26]
[null,"S19.T117",1.72,0.61399999999999999,2.847]
[null,"S19.T118",1.29,0.45100000000000001,2.13]
[null,"S19.T119",1.024,0.36899999999999999,1.7]
[null,"S19.T120",0.86,0.307,1.413]
[null,"S19.T121",0,0,0]
[null,"S19.T122",0,0,0]
[null,"S19.T123",5.2430000000000003,1.802,1.085]
[null,"S19.T124",21.524999999999999,22.568999999999999,17.818000000000001]
[null,"S19.T125",49.110999999999997,63.036999999999999,53.432000000000002]
[null,"S19.T126",93.326999999999998,115.81399999999999,101.68300000000001]
[null,"S19.T127",474.78800000000001,529.14200000000005,488.01799999999997]
[null,"S19.T128",551.875,587.12099999999998,552.05899999999997]
[null,"S19.T129",611.24599999999998,613.72400000000005,607.08900000000006]
[null,"S19.T130",653.78300000000002,607.21100000000001,651.48900000000003]
[null,"S19.T131",681.779,594.55499999999995,683.23299999999995]
[null,"S19.T132",695.726,584.19200000000001,701.54200000000003]
[null,"S19.T133",702.48400000000004,395.22300000000001,738.48800000000006]
[null,"S19.T134",653.37300000000005,315.822,691.01599999999996]
[null,"S19.T135",595.96799999999996,254.89400000000001,633.26199999999994]
[null,"S19.T136",532.89,215.02,568.68899999999996]
[null,"S19.T137",467.16899999999998,184.87299999999999,500.53100000000001]
[null,"S19.T138",402.678,161.137,432.74200000000002]
[null,"S19.T139",6.6360000000000001,2.355,9.1549999999999994]
[null,"S19.T140",3.3180000000000001,1.1879999999999999,4.5670000000000002]
[null,"S19.T141",2.2120000000000002,0.77800000000000002,3.052]
[null,"S19.T142",1.659,0.59399999999999997,2.294]
[null,"S19.T143",1.331,0.47099999999999997,1.823]
[null,"S19.T144",1.1060000000000001,0.38900000000000001,1.516]
[null,"S19.T145",0,0,0]
[null,"S19.T146",0,0,0]
[null,"S19.T147",6.6559999999999997,2.109,0.84]
[null,"S19.T148",30.024000000000001,23.573,14.09]
[null,"S19.T149",63.180999999999997,64.41,49.152000000000001]
[null,"S19.T150",97.71,117.268,98.344999999999999]
[null,"S19.T151",285.71600000000001,529.59199999999998,488.428]
[null,"S19.T152",296.59100000000001,594.08399999999995,551.85400000000004]
[null,"S19.T153",310.55900000000003,648.39700000000005,606.10599999999999]
[null,"S19.T154",328.97,690.524,649.27700000000004]
[null,"S19.T155",341.75,719.19600000000003,679.75199999999995]
[null,"S19.T156",358.339,733.798,687.37]
[null,"S19.T157",351.58,738.05799999999999,538.31700000000001]
[null,"S19.T158",312.46300000000002,685.42499999999995,495.69799999999998]
[null,"S19.T159",302.12099999999998,623.67700000000002,461.57799999999997]
[null,"S19.T160",291.471,553.226,433.15199999999999]
[null,"S19.T161",268.94299999999998,477.57299999999998,392.33499999999998]
[null,"S19.T162",232.87799999999999,403.94799999999998,342.71199999999999]
[null,"S19.T163",3.7480000000000002,1.29,10.506]
[null,"S19.T164",1.8839999999999999,0.65500000000000003,5.2629999999999999]
[null,"S19.T165",1.2490000000000001,0.43,3.5019999999999998]
[null,"S19.T166",0.94199999999999995,0.32800000000000001,2.621]
[null,"S19.T167",0.75800000000000001,0.26600000000000001,2.109]
[null,"S19.T168",0.63500000000000001,0.22500000000000001,1.7609999999999999]
[null,"S20.T001",0,0,0]
[null,"S20.T002",0,0,0]
[null,"S20.T003",4.0759999999999996,2.294,1.29]
[null,"S20.T004",15.994999999999999,19.516999999999999,17.736000000000001]
[null,"S20.T005",35.185000000000002,48.927,50.463000000000001]
[null,"S20.T006",66.97,79.114000000000004,93.367999999999995]
[null,"S20.T007",293.827,353.608,429.38400000000001]
[null,"S20.T008",298.51600000000002,482.38600000000002,497.09100000000001]
[null,"S20.T009",297.16500000000002,560.14800000000002,562.40099999999995]
[null,"S20.T010",282.74700000000001,613.90800000000002,615.95600000000002]
[null,"S20.T011",274.82100000000003,646.18499999999995,654.00800000000004]
[null,"S20.T012",283.87299999999999,656.46600000000001,677.06899999999996]
[null,"S20.T013",453.755,687.24699999999996,738.07899999999995]
[null,"S20.T014",525.33199999999999,656.85500000000002,690.44200000000001]
[null,"S20.T015",510.64800000000002,604.09900000000005,633.32299999999998]
[null,"S20.T016",469.75,541.30700000000002,569.87599999999998]
[null,"S20.T017",417.87400000000002,473.86599999999999,502.76400000000001]
[null,"S20.T018",362.70100000000002,406.79399999999998,435.67099999999999]
[null,"S20.T019",8.4380000000000006,3.4,11.653]
[null,"S20.T020",4.2190000000000003,1.7,5.8159999999999998]
[null,"S20.T021",2.806,1.1259999999999999,3.891]
[null,"S20.T022",2.109,0.86,2.9079999999999999]
[null,"S20.T023",1.679,0.67600000000000005,2.335]
[null,"S20.T024",1.413,0.57299999999999995,1.946]
[null,"S20.T025",0,0,0]
[null,"S20.T026",0.02,0,0]
[null,"S20.T027",11.058999999999999,2.58,1.679]
[null,"S20.T028",42.372999999999998,22.712,20.378]
[null,"S20.T029",87.224000000000004,61.234999999999999,57.365000000000002]
[null,"S20.T030",140.49299999999999,112.968,106.23]
[null,"S20.T031",539.77099999999996,462.33600000000001,492.892]
[null,"S20.T032",597.15599999999995,419.41,556.11400000000003]
[null,"S20.T033",644.89499999999998,393.64600000000002,609.77099999999996]
[null,"S20.T034",681.28800000000001,394.09699999999998,652.75900000000001]
[null,"S20.T035",705.29,409.19,683.56100000000004]
[null,"S20.T036",716.32899999999995,419.41,701.29700000000003]
[null,"S20.T037",706.86699999999996,372.22399999999999,733.61400000000003]
[null,"S20.T038",659.35400000000004,340.56200000000001,686.87900000000002]
[null,"S20.T039",602.64400000000001,302.94,631.13199999999995]
[null,"S20.T040",539.89400000000001,271.23700000000002,568.42200000000003]
[null,"S20.T041",474.23500000000001,243.446,501.51400000000001]
[null,"S20.T042",409.90699999999998,212.255,435.2]
[null,"S20.T043",9.7080000000000002,3.113,13.271000000000001]
[null,"S20.T044",4.8540000000000001,1.556,6.6360000000000001]
[null,"S20.T045",3.2360000000000002,1.044,4.4240000000000004]
[null,"S20.T046",2.4369999999999998,0.77800000000000002,3.3180000000000001]
[null,"S20.T047",1.946,0.61399999999999999,2.6619999999999999]
[null,"S20.T048",1.6180000000000001,0.51200000000000001,2.2120000000000002]
[null,"S20.T049",0,0,0]
[null,"S20.T050",0.10199999999999999,0,0]
[null,"S20.T051",11.878,1.536,1.966]
[null,"S20.T052",27.545999999999999,13.435,20.786999999999999]
[null,"S20.T053",41.759,37.192,56.73]
[null,"S20.T054",56.463000000000001,72.805999999999997,102.35899999999999]
[null,"S20.T055",182.57900000000001,400.916,433.00900000000001]
[null,"S20.T056",200.06899999999999,460.69799999999998,442.92099999999999]
[null,"S20.T057",194.39599999999999,487.26,447.75400000000002]
[null,"S20.T058",196.95599999999999,511.26299999999998,407.06]
[null,"S20.T059",205.74199999999999,526.95000000000005,367.26799999999997]
[null,"S20.T060",219.21799999999999,520.97,323.80900000000003]
[null,"S20.T061",299.43799999999999,515.89099999999996,110.797]
[null,"S20.T062",341.81099999999998,465.46899999999999,157.327]
[null,"S20.T063",341.66800000000001,425.04199999999997,211.62]
[null,"S20.T064",326.267,391.41399999999999,235.172]
[null,"S20.T065",300.11399999999998,351.17099999999999,228.88399999999999]
[null,"S20.T066",264.37599999999998,304.41500000000002,202.404]
[null,"S20.T067",10.67,4.1369999999999996,6.5949999999999998]
[null,"S20.T068",5.3250000000000002,2.0680000000000001,3.2970000000000002]
[null,"S20.T069",3.5640000000000001,1.3720000000000001,2.1909999999999998]
[null,"S20.T070",2.6619999999999999,1.024,1.6379999999999999]
[null,"S20.T071",2.13,0.81899999999999995,1.3109999999999999]
[null,"S20.T072",1.782,0.69599999999999995,1.1060000000000001]
[null,"S20.T073",0,0,0]
[null,"S20.T074",0.02,0,0]
[null,"S20.T075",1.3720000000000001,2.99,1.413]
[null,"S20.T076",7.68,24.187000000000001,10.895]
[null,"S20.T077",21.013000000000002,58.819000000000003,25.969000000000001]
[null,"S20.T078",45.997999999999998,107.438,43.213000000000001]
[null,"S20.T079",201.46199999999999,444.86700000000002,125.11199999999999]
[null,"S20.T080",221.798,484.00400000000002,135.864]
[null,"S20.T081",257.51600000000002,530.51400000000001,268.28800000000001]
[null,"S20.T082",322.84699999999998,542.92499999999995,382.48399999999998]
[null,"S20.T083",355.10300000000001,525.90599999999995,462.76600000000002]
[null,"S20.T084",366.12099999999998,496.23,508.78500000000003]
[null,"S20.T085",407.101,295.30099999999999,628.34699999999998]
[null,"S20.T086",342.32299999999998,248.44300000000001,542.351]
[null,"S20.T087",310.21100000000001,196.649,452.26]
[null,"S20.T088",300.58499999999998,157.102,377.34399999999999]
[null,"S20.T089",271.85199999999998,128.86000000000001,317.60399999999998]
[null,"S20.T090",236.09299999999999,108.36,274.28899999999999]
[null,"S20.T091",8.5809999999999995,0.41,13.455]
[null,"S20.T092",4.3010000000000002,0.20499999999999999,6.7380000000000004]
[null,"S20.T093",2.867,0.14299999999999999,4.4850000000000003]
[null,"S20.T094",2.15,0.10199999999999999,3.359]
[null,"S20.T095",1.72,8.2000000000000003E-2,2.6829999999999998]
[null,"S20.T096",1.4339999999999999,6.0999999999999999E-2,2.2530000000000001]
[null,"S20.T097",0,0,0]
[null,"S20.T098",6.0999999999999999E-2,0,0]
[null,"S20.T099",1.966,1.905,2.355]
[null,"S20.T100",7.1680000000000001,8.8469999999999995,22.61]
[null,"S20.T101",16.507000000000001,17.756,59.392000000000003]
[null,"S20.T102",31.785,33.137,93.02]
[null,"S20.T103",187.208,184.36099999999999,336.34300000000002]
[null,"S20.T104",233.001,246.68199999999999,393.05200000000002]
[null,"S20.T105",285.471,316.74400000000003,437.33]
[null,"S20.T106",387.29700000000003,390.79899999999998,450.21199999999999]
[null,"S20.T107",460.20600000000002,444.6,446.07499999999999]
[null,"S20.T108",493.46600000000001,497.971,428.36]
[null,"S20.T109",536.65800000000002,700.846,237.99799999999999]
[null,"S20.T110",486.851,651.08000000000004,224.99299999999999]
[null,"S20.T111",436.69499999999999,536.18700000000001,205.82400000000001]
[null,"S20.T112",375.00900000000001,437.14600000000002,176.988]
[null,"S20.T113",323.666,353.178,149.197]
[null,"S20.T114",279.16300000000001,294.68700000000001,126.792]
[null,"S20.T115",8.8680000000000003,0.10199999999999999,3.1949999999999998]
[null,"S20.T116",4.444,6.0999999999999999E-2,1.597]
[null,"S20.T117",2.9489999999999998,4.1000000000000002E-2,1.0649999999999999]
[null,"S20.T118",2.2120000000000002,0.02,0.79900000000000004]
[null,"S20.T119",1.782,0.02,0.63500000000000001]
[null,"S20.T120",1.4750000000000001,0.02,0.53200000000000003]
[null,"S20.T121",0,0,0]
[null,"S20.T122",0.16400000000000001,0,0]
[null,"S20.T123",12.984,3.7890000000000001,2.6419999999999999]
[null,"S20.T124",44.973999999999997,19.681000000000001,20.48]
[null,"S20.T125",90.87,32.747999999999998,52.018999999999998]
[null,"S20.T126",145.06,40.427999999999997,92.631]
[null,"S20.T127",505.774,112.538,362.291]
[null,"S20.T128",412.79500000000002,137.953,443.24900000000002]
[null,"S20.T129",330.81299999999999,156.46700000000001,537.928]
[null,"S20.T130",287.27300000000002,171.684,601.55899999999997]
[null,"S20.T131",260.54700000000003,182.6,644.75099999999998]
[null,"S20.T132",252.94800000000001,216.04400000000001,627.34299999999996]
[null,"S20.T133",129.352,601.35400000000004,163]
[null,"S20.T134",126.218,614.52300000000002,137.011]
[null,"S20.T135",139.08000000000001,541.61400000000003,114.46299999999999]
[null,"S20.T136",157.184,450.76499999999999,104.55]
[null,"S20.T137",168.50899999999999,373.41199999999998,92.488]
[null,"S20.T138",153.702,315.63799999999998,82.513999999999996]
[null,"S20.T139",8.0079999999999991,2.15,10.301]
[null,"S20.T140",3.9940000000000002,1.0649999999999999,5.1609999999999996]
[null,"S20.T141",2.6619999999999999,0.71699999999999997,3.4409999999999998]
[null,"S20.T142",2.0070000000000001,0.53200000000000003,2.58]
[null,"S20.T143",1.597,0.43,2.0680000000000001]
[null,"S20.T144",1.331,0.34799999999999998,1.72]
[null,"S20.T145",0,0,0]
[null,"S20.T146",8.2000000000000003E-2,0,0]
[null,"S20.T147",1.413,0.88100000000000001,2.9079999999999999]
[null,"S20.T148",7.66,5.3659999999999997,24.166]
[null,"S20.T149",17.695,13.680999999999999,62.524999999999999]
[null,"S20.T150",30.7,25.334,111.227]
[null,"S20.T151",140.268,125.97199999999999,435.56900000000002]
[null,"S20.T152",224.54300000000001,191.73400000000001,375.43900000000002]
[null,"S20.T153",272.71199999999999,265.851,333.21]
[null,"S20.T154",294.584,343.55200000000002,314.61399999999998]
[null,"S20.T155",300.09300000000002,426.00400000000002,299.99099999999999]
[null,"S20.T156",300.46199999999999,451.52300000000002,299.60199999999998]
[null,"S20.T157",314.245,400.28199999999998,449.63799999999998]
[null,"S20.T158",327.14800000000002,384.36900000000003,535.88]
[null,"S20.T159",319.87700000000001,306.21699999999998,537.72299999999996]
[null,"S20.T160",307.11799999999999,256.79899999999998,503.54199999999997]
[null,"S20.T161",284.017,218.173,453.30399999999997]
[null,"S20.T162",248.58600000000001,188.17,396.16500000000002]
[null,"S20.T163",9.5030000000000001,3.645,17.039000000000001]
[null,"S20.T164",4.7510000000000003,1.823,8.52]
[null,"S20.T165",3.1739999999999999,1.208,5.673]
[null,"S20.T166",2.3759999999999999,0.90100000000000002,4.26]
[null,"S20.T167",1.905,0.73699999999999999,3.4]
[null,"S20.T168",1.577,0.61399999999999999,2.847]
[null,"S21.T001",0,0,0]
[null,"S21.T002",0.69599999999999995,0,0]
[null,"S21.T003",15.298999999999999,0.51200000000000001,2.621]
[null,"S21.T004",36.351999999999997,3.2149999999999999,17.736000000000001]
[null,"S21.T005",52.429000000000002,7.3520000000000003,44.093000000000004]
[null,"S21.T006",61.234999999999999,15.032,76.923000000000002]
[null,"S21.T007",122.491,183.80799999999999,301.46600000000001]
[null,"S21.T008",141.39400000000001,269.31200000000001,449.24900000000002]
[null,"S21.T009",174.715,351.72399999999999,547.14400000000001]
[null,"S21.T010",193.88399999999999,368.78300000000002,614.03099999999995]
[null,"S21.T011",204.083,349.34800000000001,659.64]
[null,"S21.T012",207.626,357.86799999999999,687.04300000000001]
[null,"S21.T013",185.631,357.048,733.88]
[null,"S21.T014",165.90799999999999,457.31799999999998,616.42700000000002]
[null,"S21.T015",152.494,459.755,515.91200000000003]
[null,"S21.T016",132.93600000000001,411.87299999999999,454.45100000000002]
[null,"S21.T017",114.27800000000001,355.06200000000001,403.82499999999999]
[null,"S21.T018",98.201999999999998,305.5,353.23899999999998]
[null,"S21.T019",2.806,7.68,19.885999999999999]
[null,"S21.T020",1.393,3.83,9.9329999999999998]
[null,"S21.T021",0.94199999999999995,2.56,6.6360000000000001]
[null,"S21.T022",0.69599999999999995,1.925,4.9770000000000003]
[null,"S21.T023",0.55300000000000005,1.536,3.9729999999999999]
[null,"S21.T024",0.47099999999999997,1.27,3.3180000000000001]
[null,"S21.T025",0,0,0]
[null,"S21.T026",0.184,0,0]
[null,"S21.T027",3.2149999999999999,1.29,2.15]
[null,"S21.T028",9.8710000000000004,7.2089999999999996,19.579000000000001]
[null,"S21.T029",20.295999999999999,18.452999999999999,58.819000000000003]
[null,"S21.T030",33.874000000000002,34.57,110.65300000000001]
[null,"S21.T031",154.214,165.43700000000001,518.18499999999995]
[null,"S21.T032",193.495,187.57599999999999,582.90200000000004]
[null,"S21.T033",226.673,213.58600000000001,638.56600000000003]
[null,"S21.T034",271.33999999999997,239.53399999999999,683.43799999999999]
[null,"S21.T035",315.392,264.25299999999999,715.87800000000004]
[null,"S21.T036",390.47199999999998,286.88400000000001,735.08900000000006]
[null,"S21.T037",714.21900000000005,375.33699999999999,778.05600000000004]
[null,"S21.T038",674.73400000000004,343.613,731.81200000000001]
[null,"S21.T039",621.34299999999996,312.36099999999999,675.30700000000002]
[null,"S21.T040",560.476,295.01400000000001,611.42999999999995]
[null,"S21.T041",496.108,278.11799999999999,543.25199999999995]
[null,"S21.T042",432.04599999999999,247.583,474.399]
[null,"S21.T043",19.948,9.2159999999999993,24.044]
[null,"S21.T044",9.9740000000000002,4.6079999999999997,12.022]
[null,"S21.T045",6.6559999999999997,3.0720000000000001,8.0079999999999991]
[null,"S21.T046",4.9770000000000003,2.294,6.0010000000000003]
[null,"S21.T047",3.9940000000000002,1.843,4.8129999999999997]
[null,"S21.T048",3.3180000000000001,1.536,4.0140000000000002]
[null,"S21.T049",0,0,0]
[null,"S21.T050",1.085,0,0]
[null,"S21.T051",15.483000000000001,5.407,4.1369999999999996]
[null,"S21.T052",42.23,33.26,27.832000000000001]
[null,"S21.T053",72.805999999999997,78.212999999999994,68.177999999999997]
[null,"S21.T054",96.932000000000002,133.40700000000001,118.907]
[null,"S21.T055",207.667,546.202,511.488]
[null,"S21.T056",227.96299999999999,609.93499999999995,574.64800000000002]
[null,"S21.T057",276.45999999999998,664.69899999999996,629.02300000000002]
[null,"S21.T058",342.34399999999999,706.97,673.23900000000003]
[null,"S21.T059",410.41899999999998,735.72400000000005,704.81899999999996]
[null,"S21.T060",458.01499999999999,750.51,722.96400000000006]
[null,"S21.T061",608.58399999999995,758.64099999999996,753.74599999999998]
[null,"S21.T062",544.99300000000005,707.625,701.64499999999998]
[null,"S21.T063",505.71300000000002,645.59100000000001,643.89099999999996]
[null,"S21.T064",463.50299999999999,577.24900000000002,580.26]
[null,"S21.T065",416.072,506.45,512.28700000000003]
[null,"S21.T066",364.31900000000002,437.43200000000002,444.70299999999997]
[null,"S21.T067",18.555,10.117000000000001,21.34]
[null,"S21.T068",9.2769999999999992,5.0590000000000002,10.67]
[null,"S21.T069",6.1849999999999996,3.379,7.1070000000000002]
[null,"S21.T070",4.6280000000000001,2.54,5.3449999999999998]
[null,"S21.T071",3.7069999999999999,2.028,4.26]
[null,"S21.T072",3.0920000000000001,1.679,3.5640000000000001]
[null,"S21.T073",0,0,0]
[null,"S21.T074",0.41,0,0]
[null,"S21.T075",5.468,5.6120000000000001,4.383]
[null,"S21.T076",10.853999999999999,32.808999999999997,27.934999999999999]
[null,"S21.T077",14.193,76.616,67.891000000000005]
[null,"S21.T078",16.547999999999998,130.72399999999999,118.27200000000001]
[null,"S21.T079",63.734000000000002,545.77099999999996,507.31]
[null,"S21.T080",100.84399999999999,608.29700000000003,568.97500000000002]
[null,"S21.T081",146.35,660.255,622.26400000000001]
[null,"S21.T082",185.733,692.32600000000002,665.47699999999998]
[null,"S21.T083",226.79599999999999,700.82600000000002,695.15300000000002]
[null,"S21.T084",297.55399999999997,717.76300000000003,713.25699999999995]
[null,"S21.T085",723.57899999999995,749.44500000000005,722.39099999999996]
[null,"S21.T086",680.30499999999995,701.31700000000001,589.43499999999995]
[null,"S21.T087",626.50400000000002,642.048,473.702]
[null,"S21.T088",562.54499999999996,576.88099999999997,396.43099999999998]
[null,"S21.T089",497.39800000000002,506.38799999999998,338.78]
[null,"S21.T090",431.65699999999998,435.09800000000001,297.37]
[null,"S21.T091",22.712,5.1609999999999996,26.562999999999999]
[null,"S21.T092",11.346,2.58,13.271000000000001]
[null,"S21.T093",7.5780000000000003,1.72,8.8469999999999995]
[null,"S21.T094",5.673,1.29,6.6360000000000001]
[null,"S21.T095",4.5469999999999997,1.024,5.3040000000000003]
[null,"S21.T096",3.7890000000000001,0.86,4.4240000000000004]
[null,"S21.T097",0,0,0]
[null,"S21.T098",1.393,0,0]
[null,"S21.T099",20.009,6.431,4.6079999999999997]
[null,"S21.T100",57.119,35.758000000000003,29.164000000000001]
[null,"S21.T101",106.148,81.837999999999994,70.369]
[null,"S21.T102",162.05799999999999,137.953,122.286]
[null,"S21.T103",570.61400000000003,565.678,526.80700000000002]
[null,"S21.T104",625.54100000000005,628.59299999999996,591.11400000000003]
[null,"S21.T105",671.08900000000006,584.90899999999999,646.30799999999999]
[null,"S21.T106",686.61199999999997,563.52800000000002,688.90599999999995]
[null,"S21.T107",687.24699999999996,532.95100000000002,714.69100000000003]
[null,"S21.T108",682.74199999999996,515.87099999999998,727.59299999999996]
[null,"S21.T109",582.71699999999998,511.50799999999998,756.101]
[null,"S21.T110",551.54700000000003,469.012,716.8]
[null,"S21.T111",504.81099999999998,450.17099999999999,664.33]
[null,"S21.T112",451.113,418.93900000000002,603.34100000000001]
[null,"S21.T113",395.20299999999997,372.34699999999998,537.45699999999999]
[null,"S21.T114",343.26499999999999,325.01799999999997,470.48700000000002]
[null,"S21.T115",18.411999999999999,12.227,28.303000000000001]
[null,"S21.T116",9.1959999999999997,6.1239999999999997,14.151999999999999]
[null,"S21.T117",6.1440000000000001,4.0759999999999996,9.4410000000000007]
[null,"S21.T118",4.6079999999999997,3.052,7.0659999999999998]
[null,"S21.T119",3.6859999999999999,2.4369999999999998,5.6520000000000001]
[null,"S21.T120",3.0720000000000001,2.048,4.71]
[null,"S21.T121",0,0,0]
[null,"S21.T122",1.2490000000000001,0,0]
[null,"S21.T123",20.562000000000001,6.5540000000000003,4.8330000000000002]
[null,"S21.T124",58.716000000000001,35.552999999999997,29.942]
[null,"S21.T125",108.708,81.448999999999998,71.578000000000003]
[null,"S21.T126",165.19200000000001,137.56399999999999,123.331]
[null,"S21.T127",576.49199999999996,564.20299999999997,519.57799999999997]
[null,"S21.T128",631.93100000000004,627.28200000000004,548.39300000000003]
[null,"S21.T129",678.01099999999997,678.91200000000003,567.46]
[null,"S21.T130",713.44100000000003,673.85299999999995,611.45100000000002]
[null,"S21.T131",736.70699999999999,630.27200000000005,653.96699999999998]
[null,"S21.T132",747.06899999999996,591.25800000000004,682.06600000000003]
[null,"S21.T133",684.33900000000006,349.90100000000001,768.14300000000003]
[null,"S21.T134",572.846,353.01400000000001,720.67100000000005]
[null,"S21.T135",529.36699999999996,351.56,661.17600000000004]
[null,"S21.T136",488.161,347.75,596.54100000000005]
[null,"S21.T137",437.53500000000003,325.714,528.85500000000002]
[null,"S21.T138",382.464,288.52199999999999,461.92599999999999]
[null,"S21.T139",22.364000000000001,13.271000000000001,28.058]
[null,"S21.T140",11.182,6.6360000000000001,14.029]
[null,"S21.T141",7.4550000000000001,4.4240000000000004,9.359]
[null,"S21.T142",5.5910000000000002,3.3180000000000001,7.0039999999999996]
[null,"S21.T143",4.4649999999999999,2.6619999999999999,5.6120000000000001]
[null,"S21.T144",3.7269999999999999,2.2120000000000002,4.6689999999999996]
[null,"S21.T145",0,0,0]
[null,"S21.T146",0.86,0,0]
[null,"S21.T147",14.52,6.5739999999999998,4.5259999999999998]
[null,"S21.T148",38.460999999999999,33.444000000000003,24.617000000000001]
[null,"S21.T149",63.036999999999999,73.933000000000007,60.948999999999998]
[null,"S21.T150",87.162999999999997,121.938,109.81399999999999]
[null,"S21.T151",277.75,473.39499999999998,482.57]
[null,"S21.T152",386.99,522.09699999999998,538.87]
[null,"S21.T153",501.78,566.96799999999996,580.42399999999998]
[null,"S21.T154",571.04399999999998,590.68399999999997,623.22699999999998]
[null,"S21.T155",614.11300000000006,610.73400000000004,653.39400000000001]
[null,"S21.T156",640.06100000000004,603.29999999999995,677.90800000000002]
[null,"S21.T157",707.99400000000003,483.16399999999999,754.21699999999998]
[null,"S21.T158",663.73599999999999,469.709,709.55]
[null,"S21.T159",610.05799999999999,466.80099999999999,655.01199999999994]
[null,"S21.T160",550.48199999999997,436.87900000000002,593.26499999999999]
[null,"S21.T161",487.42399999999998,394.09699999999998,527.42100000000005]
[null,"S21.T162",425.185,343.142,461.27100000000002]
[null,"S21.T163",26.276,13.804,28.652000000000001]
[null,"S21.T164",13.148,6.9020000000000001,14.316000000000001]
[null,"S21.T165",8.7650000000000006,4.6079999999999997,9.5440000000000005]
[null,"S21.T166",6.5739999999999998,3.4409999999999998,7.1680000000000001]
[null,"S21.T167",5.2629999999999999,2.7650000000000001,5.734]
[null,"S21.T168",4.383,2.294,4.7720000000000002]
[null,"S22.T001",0,0,0]
[null,"S22.T002",1.208,0,0]
[null,"S22.T003",5.7549999999999999,2.109,5.3449999999999998]
[null,"S22.T004",17.306000000000001,7.8639999999999999,26.89]
[null,"S22.T005",45.710999999999999,16.241,59.29]
[null,"S22.T006",97.751000000000005,30.085000000000001,97.792000000000002]
[null,"S22.T007",536.74,206.09,408.76]
[null,"S22.T008",575.83600000000001,303.55500000000001,481.36200000000002]
[null,"S22.T009",579.60400000000004,401.63299999999998,555.62199999999996]
[null,"S22.T010",622.65300000000002,477.53199999999998,614.89099999999996]
[null,"S22.T011",655.01199999999994,536.76,655.995]
[null,"S22.T012",677.76499999999999,547.86,678.13400000000001]
[null,"S22.T013",710.02099999999996,521.298,674.05799999999999]
[null,"S22.T014",673.178,538.64400000000001,566.16999999999996]
[null,"S22.T015",623.47299999999996,498.17599999999999,459.51]
[null,"S22.T016",564.75599999999997,429.834,403.25099999999998]
[null,"S22.T017",502.04700000000003,364.09300000000002,356.12700000000001]
[null,"S22.T018",439.23500000000001,311.27600000000001,307.52800000000002]
[null,"S22.T019",29.86,9.298,12.042]
[null,"S22.T020",14.95,4.649,6.0209999999999999]
[null,"S22.T021",9.9740000000000002,3.0920000000000001,4.0140000000000002]
[null,"S22.T022",7.4749999999999996,2.335,3.0110000000000001]
[null,"S22.T023",5.98,1.8640000000000001,2.4169999999999998]
[null,"S22.T024",4.9770000000000003,1.556,2.0070000000000001]
[null,"S22.T025",0,0,0]
[null,"S22.T026",1.659,0,0]
[null,"S22.T027",16.731999999999999,1.946,5.53]
[null,"S22.T028",52.634,8.4169999999999998,30.760999999999999]
[null,"S22.T029",103.58799999999999,13.988,72.478999999999999]
[null,"S22.T030",160.27600000000001,32.338000000000001,124.846]
[null,"S22.T031",569.59,307.40499999999997,531.04600000000005]
[null,"S22.T032",622.22299999999996,454.96300000000002,595.59900000000005]
[null,"S22.T033",648.21199999999999,563.85500000000002,650.01499999999999]
[null,"S22.T034",650.69100000000003,628.572,694.41499999999996]
[null,"S22.T035",626.81100000000004,655.38,725.053]
[null,"S22.T036",605.36800000000005,654.09,735.10900000000004]
[null,"S22.T037",462.33600000000001,730.255,634.98199999999997]
[null,"S22.T038",480.68599999999998,651.32500000000005,542.86300000000006]
[null,"S22.T039",438.55900000000003,537.80499999999995,475.238]
[null,"S22.T040",406.85599999999999,454.51299999999998,420.98700000000002]
[null,"S22.T041",371.85500000000002,388.38299999999998,372.18299999999999]
[null,"S22.T042",330.875,333.84399999999999,326.86099999999999]
[null,"S22.T043",31.027000000000001,12.288,30.268999999999998]
[null,"S22.T044",15.625999999999999,6.1440000000000001,15.196]
[null,"S22.T045",10.404,4.0960000000000001,10.138]
[null,"S22.T046",7.8029999999999999,3.0720000000000001,7.5979999999999999]
[null,"S22.T047",6.2460000000000004,2.4580000000000002,6.0830000000000002]
[null,"S22.T048",5.202,2.048,5.0590000000000002]
[null,"S22.T049",0,0,0]
[null,"S22.T050",1.6180000000000001,0,0]
[null,"S22.T051",11.51,3.9119999999999999,5.7960000000000003]
[null,"S22.T052",31.231999999999999,16.568000000000001,31.109000000000002]
[null,"S22.T053",62.156999999999996,36.823,72.765000000000001]
[null,"S22.T054",107.295,71.126999999999995,124.82599999999999]
[null,"S22.T055",422.113,416.48099999999999,526.09]
[null,"S22.T056",524.73900000000003,490.66,541.90099999999995]
[null,"S22.T057",603.23800000000006,474.48099999999999,553.53300000000002]
[null,"S22.T058",650.875,455.47500000000002,574.13599999999997]
[null,"S22.T059",678.74800000000005,445.358,587.28399999999999]
[null,"S22.T060",694.96799999999996,438.49700000000001,585.76900000000001]
[null,"S22.T061",724.86900000000003,363.64299999999997,521.33900000000006]
[null,"S22.T062",673.69,312.01299999999998,465.34699999999998]
[null,"S22.T063",621.03599999999994,270.74599999999998,433.91]
[null,"S22.T064",563.58900000000006,244.92,393.58499999999998]
[null,"S22.T065",502.149,219.89400000000001,348.303]
[null,"S22.T066",440.44299999999998,193.905,302.92]
[null,"S22.T067",34.180999999999997,11.285,20.234000000000002]
[null,"S22.T068",17.265000000000001,5.6319999999999997,10.220000000000001]
[null,"S22.T069",11.51,3.7679999999999998,6.7990000000000004]
[null,"S22.T070",8.6219999999999999,2.8260000000000001,5.0999999999999996]
[null,"S22.T071",6.9020000000000001,2.2530000000000001,4.0759999999999996]
[null,"S22.T072",5.7549999999999999,1.8839999999999999,3.4]
[null,"S22.T073",0,0,0]
[null,"S22.T074",2.601,0,0]
[null,"S22.T075",17.469000000000001,6.6559999999999997,6.8810000000000002]
[null,"S22.T076",44.994999999999997,25.824999999999999,34.631999999999998]
[null,"S22.T077",83.066999999999993,50.79,77.988]
[null,"S22.T078",126.956,79.441999999999993,131.215]
[null,"S22.T079",460.964,324.21899999999999,542.74]
[null,"S22.T080",516.93600000000004,379.69900000000001,606.33100000000002]
[null,"S22.T081",562.93399999999997,407.142,660.78700000000003]
[null,"S22.T082",600.08399999999995,463.053,704.18399999999997]
[null,"S22.T083",628.14200000000005,514.17100000000005,734.96600000000001]
[null,"S22.T084",645.09900000000005,569.75400000000002,751.63599999999997]
[null,"S22.T085",685.36300000000006,756.61300000000006,778.99800000000005]
[null,"S22.T086",660.86900000000003,648.64300000000003,736.52200000000005]
[null,"S22.T087",611.75800000000004,510.64800000000002,682.61900000000003]
[null,"S22.T088",555.827,416.80900000000003,621.404]
[null,"S22.T089",496.14800000000002,348.05799999999999,555.31500000000005]
[null,"S22.T090",435.61,296.28399999999999,487.97699999999998]
[null,"S22.T091",36.167999999999999,8.827,39.24]
[null,"S22.T092",18.329999999999998,4.4240000000000004,19.824999999999999]
[null,"S22.T093",12.206,2.9489999999999998,13.21]
[null,"S22.T094",9.1549999999999994,2.2120000000000002,9.9120000000000008]
[null,"S22.T095",7.3319999999999999,1.7609999999999999,7.9260000000000002]
[null,"S22.T096",6.1029999999999998,1.4750000000000001,6.6150000000000002]
[null,"S22.T097",0,0,0]
[null,"S22.T098",2.3759999999999999,0,0]
[null,"S22.T099",15.647,3.5019999999999998,5.673]
[null,"S22.T100",36.987000000000002,15.176,26.071000000000002]
[null,"S22.T101",63.119,34.755000000000003,57.119]
[null,"S22.T102",97.772000000000006,63.119,89.989000000000004]
[null,"S22.T103",357.97,370.97500000000002,356.31099999999998]
[null,"S22.T104",354.26299999999998,395.91899999999998,427.66300000000001]
[null,"S22.T105",377.52800000000002,403.35399999999998,485.54]
[null,"S22.T106",409.49799999999999,418.959,550.35900000000004]
[null,"S22.T107",445.399,424.69400000000002,603.13599999999997]
[null,"S22.T108",475.34100000000001,430.81700000000001,634.34799999999996]
[null,"S22.T109",608.48099999999999,439.27600000000001,776.37599999999998]
[null,"S22.T110",588.43100000000004,429.69099999999997,726.34400000000005]
[null,"S22.T111",546.77499999999998,387.09199999999998,674.22199999999998]
[null,"S22.T112",502.17,347.17700000000002,615.69000000000005]
[null,"S22.T113",451.76799999999997,307.73200000000003,551.36300000000006]
[null,"S22.T114",398.541,271.892,485.25299999999999]
[null,"S22.T115",36.536000000000001,16.998000000000001,41.512999999999998]
[null,"S22.T116",18.574999999999999,8.4990000000000006,21.033000000000001]
[null,"S22.T117",12.39,5.673,14.007999999999999]
[null,"S22.T118",9.298,4.2389999999999999,10.506]
[null,"S22.T119",7.4340000000000002,3.4,8.4169999999999998]
[null,"S22.T120",6.1849999999999996,2.8260000000000001,7.0039999999999996]
[null,"S22.T121",0,0,0]
[null,"S22.T122",3.4609999999999999,0,0]
[null,"S22.T123",26.399000000000001,7.8849999999999998,5.3040000000000003]
[null,"S22.T124",65.679000000000002,36.700000000000003,20.378]
[null,"S22.T125",115.30200000000001,82.144999999999996,36.045000000000002]
[null,"S22.T126",170.803,132.44399999999999,45.997999999999998]
[null,"S22.T127",574.58699999999999,492.56400000000002,97.075000000000003]
[null,"S22.T128",629.24800000000005,545.28,129.88399999999999]
[null,"S22.T129",674.71400000000006,579.85,177.459]
[null,"S22.T130",709.73400000000004,591.44200000000001,227.82]
[null,"S22.T131",732.97900000000004,591.66700000000003,273.30599999999998]
[null,"S22.T132",743.99699999999996,630.80399999999997,293.089]
[null,"S22.T133",727.49099999999999,755.63,352.399]
[null,"S22.T134",517.93899999999996,612.22900000000004,381.399]
[null,"S22.T135",411.60700000000003,515.13300000000004,375.97199999999998]
[null,"S22.T136",346.48099999999999,437.80099999999999,326.12400000000002]
[null,"S22.T137",295.99700000000001,371.15899999999999,276.82799999999997]
[null,"S22.T138",256.71699999999998,316.76400000000001,235.95]
[null,"S22.T139",23.428999999999998,9.4619999999999997,8.5609999999999999]
[null,"S22.T140",12.083,4.7309999999999999,4.383]
[null,"S22.T141",8.0690000000000008,3.1539999999999999,2.9289999999999998]
[null,"S22.T142",6.0419999999999998,2.3759999999999999,2.1909999999999998]
[null,"S22.T143",4.8330000000000002,1.8839999999999999,1.7609999999999999]
[null,"S22.T144",4.0350000000000001,1.577,1.454]
[null,"S22.T145",0,0,0]
[null,"S22.T146",3.625,0,0]
[null,"S22.T147",26.172999999999998,7.4749999999999996,2.8879999999999999]
[null,"S22.T148",64.388999999999996,24.678000000000001,11.244]
[null,"S22.T149",112.70099999999999,41.718000000000004,22.651]
[null,"S22.T150",167.404,57.753999999999998,37.314999999999998]
[null,"S22.T151",567.50099999999998,126.833,161.26]
[null,"S22.T152",621.30200000000002,131.60400000000001,211.94800000000001]
[null,"S22.T153",655.70799999999997,140.14500000000001,249.917]
[null,"S22.T154",658.80100000000004,169.02099999999999,282.685]
[null,"S22.T155",652.39,192.22499999999999,309.04300000000001]
[null,"S22.T156",637.09199999999998,198.34899999999999,341.32]
[null,"S22.T157",530.49300000000005,196.93600000000001,410.29599999999999]
[null,"S22.T158",489.30799999999999,205.78299999999999,404.971]
[null,"S22.T159",403.84500000000003,260.26,358.31799999999998]
[null,"S22.T160",333.72199999999998,282.726,307.50700000000001]
[null,"S22.T161",279.16300000000001,273.36700000000002,261.22199999999998]
[null,"S22.T162",236.97399999999999,246.108,224.625]
[null,"S22.T163",7.68,19.516999999999999,18.739000000000001]
[null,"S22.T164",4.0350000000000001,9.7690000000000001,9.5440000000000005]
[null,"S22.T165",2.6829999999999998,6.5129999999999999,6.3689999999999998]
[null,"S22.T166",2.0070000000000001,4.8739999999999997,4.7720000000000002]
[null,"S22.T167",1.6180000000000001,3.9119999999999999,3.8090000000000002]
[null,"S22.T168",1.3520000000000001,3.2559999999999998,3.1739999999999999]
[null,"S23.T001",0,0,0]
[null,"S23.T002",1.6180000000000001,0,0]
[null,"S23.T003",8.0690000000000008,6.84,1.72]
[null,"S23.T004",20.541,25.742999999999999,6.7169999999999996]
[null,"S23.T005",36.700000000000003,54.825000000000003,13.619]
[null,"S23.T006",63.386000000000003,94.228999999999999,22.138999999999999]
[null,"S23.T007",341.93400000000003,443.94499999999999,92.119]
[null,"S23.T008",296.36599999999999,515.37900000000002,97.382000000000005]
[null,"S23.T009",276.70499999999998,571.67899999999997,97.730999999999995]
[null,"S23.T010",282.93099999999998,615.69000000000005,103.014]
[null,"S23.T011",278.077,642.92899999999997,118.252]
[null,"S23.T012",271.44200000000001,652.71799999999996,134.94300000000001]
[null,"S23.T013",278.221,592.30200000000002,328.41699999999997]
[null,"S23.T014",318.89400000000001,517.91899999999998,328.43799999999999]
[null,"S23.T015",331.79599999999999,449.96600000000001,321.20800000000003]
[null,"S23.T016",306.72899999999998,396.71800000000002,316.21100000000001]
[null,"S23.T017",273.18299999999999,346.911,301.24]
[null,"S23.T018",243.50700000000001,300.97399999999999,275.68099999999998]
[null,"S23.T019",27.791,15.77,43.662999999999997]
[null,"S23.T020",14.295,7.8849999999999998,22.282]
[null,"S23.T021",9.5229999999999997,5.2629999999999999,14.869]
[null,"S23.T022",7.1479999999999997,3.9529999999999998,11.141]
[null,"S23.T023",5.7140000000000004,3.1539999999999999,8.9090000000000007]
[null,"S23.T024",4.7720000000000002,2.621,7.4340000000000002]
[null,"S23.T025",0,0,0]
[null,"S23.T026",4.1369999999999996,0,0]
[null,"S23.T027",27.709,8.3559999999999999,7.66]
[null,"S23.T028",67.296999999999997,38.707000000000001,35.921999999999997]
[null,"S23.T029",117.125,85.688000000000002,79.195999999999998]
[null,"S23.T030",173.322,141.92599999999999,132.096]
[null,"S23.T031",581.79600000000005,569.44600000000003,538.60400000000004]
[null,"S23.T032",636.6,633.221,601.47699999999998]
[null,"S23.T033",682.31200000000001,686.73500000000001,655.38]
[null,"S23.T034",717.53700000000003,728.49400000000003,698.59299999999996]
[null,"S23.T035",741.15099999999995,757.28899999999999,729.80499999999995]
[null,"S23.T036",752.68100000000004,768.14300000000003,748.25699999999995]
[null,"S23.T037",749.77300000000002,558.38699999999994,785.69500000000005]
[null,"S23.T038",703.09900000000005,439.726,740.98699999999997]
[null,"S23.T039",647.76199999999994,352.82900000000001,686.63300000000004]
[null,"S23.T040",587.755,292.41300000000001,625.29499999999996]
[null,"S23.T041",524.69799999999998,247.767,559.37]
[null,"S23.T042",461.53699999999998,213.053,492.50299999999999]
[null,"S23.T043",44.564999999999998,10.015000000000001,46.694000000000003]
[null,"S23.T044",22.998999999999999,4.9969999999999999,23.9]
[null,"S23.T045",15.319000000000001,3.3380000000000001,15.933]
[null,"S23.T046",11.489000000000001,2.4990000000000001,11.96]
[null,"S23.T047",9.1959999999999997,2.0070000000000001,9.5640000000000001]
[null,"S23.T048",7.66,1.659,7.9669999999999996]
[null,"S23.T049",0,0,0]
[null,"S23.T050",4.6079999999999997,0,0]
[null,"S23.T051",28.917999999999999,9.9740000000000002,7.68]
[null,"S23.T052",68.936000000000007,41.759,34.386000000000003]
[null,"S23.T053",119.05,88.822000000000003,72.909000000000006]
[null,"S23.T054",174.899,145.142,117.985]
[null,"S23.T055",578.68299999999999,569.67200000000003,460.65699999999998]
[null,"S23.T056",632.32000000000005,631.82799999999997,382.48399999999998]
[null,"S23.T057",677.15099999999995,678.25699999999995,365.24]
[null,"S23.T058",711.59799999999996,686.94,377.28300000000002]
[null,"S23.T059",734.43299999999999,678.83,393.97399999999999]
[null,"S23.T060",745.26700000000005,617.73800000000006,419.226]
[null,"S23.T061",739.04100000000005,225.976,591.27800000000002]
[null,"S23.T062",692.77700000000004,271.85199999999998,566.80399999999997]
[null,"S23.T063",543.43700000000001,292.41300000000001,503.767]
[null,"S23.T064",431.32900000000001,295.99700000000001,441.42599999999999]
[null,"S23.T065",355.90100000000001,286.351,381.399]
[null,"S23.T066",304.72199999999998,259.60399999999998,328.56099999999998]
[null,"S23.T067",28.201000000000001,23.920999999999999,20.029]
[null,"S23.T068",14.787000000000001,11.96,10.382999999999999]
[null,"S23.T069",9.8510000000000009,7.9669999999999996,6.9219999999999997]
[null,"S23.T070",7.3929999999999998,5.98,5.181]
[null,"S23.T071",5.9189999999999996,4.7919999999999998,4.157]
[null,"S23.T072",4.9359999999999999,3.9940000000000002,3.4609999999999999]
[null,"S23.T073",0,0,0]
[null,"S23.T074",0.81899999999999995,0,0]
[null,"S23.T075",3.9529999999999998,9.8710000000000004,2.8260000000000001]
[null,"S23.T076",10.691000000000001,41.000999999999998,13.782999999999999]
[null,"S23.T077",21.873000000000001,87.122,37.97]
[null,"S23.T078",39.649000000000001,140.28800000000001,84.561999999999998]
[null,"S23.T079",210.06299999999999,525.27099999999996,524.02200000000005]
[null,"S23.T080",323.27699999999999,562.524,583.16800000000001]
[null,"S23.T081",468.82799999999997,599.38800000000003,638.60699999999997]
[null,"S23.T082",552.50900000000001,646.697,682.61900000000003]
[null,"S23.T083",604.83600000000001,685.46600000000001,714.28099999999995]
[null,"S23.T084",629.41200000000003,709.50900000000001,732.97900000000004]
[null,"S23.T085",352.113,770.23199999999997,772.05499999999995]
[null,"S23.T086",276.726,721.08,728.00300000000004]
[null,"S23.T087",248.32,657.428,674.529]
[null,"S23.T088",230.50200000000001,592.83500000000004,613.90800000000002]
[null,"S23.T089",207.03200000000001,525.92600000000004,548.96600000000001]
[null,"S23.T090",183.41900000000001,459.14100000000002,483.185]
[null,"S23.T091",25.702000000000002,24.268999999999998,46.366999999999997]
[null,"S23.T092",13.680999999999999,12.124000000000001,23.920999999999999]
[null,"S23.T093",9.1140000000000008,8.09,15.933]
[null,"S23.T094",6.84,6.0620000000000003,11.96]
[null,"S23.T095",5.468,4.8540000000000001,9.5640000000000001]
[null,"S23.T096",4.5670000000000002,4.0350000000000001,7.9669999999999996]
[null,"S23.T097",0,0,0]
[null,"S23.T098",2.97,0,0]
[null,"S23.T099",8.7040000000000006,9.7889999999999997,7.8849999999999998]
[null,"S23.T100",16.712,39.853999999999999,31.334]
[null,"S23.T101",26.01,84.664000000000001,62.648000000000003]
[null,"S23.T102",39.26,138.75200000000001,82.33]
[null,"S23.T103",199.803,548.39300000000003,203.69399999999999]
[null,"S23.T104",303.88200000000001,606.04399999999998,234.92599999999999]
[null,"S23.T105",386.10899999999998,651.428,273.46899999999999]
[null,"S23.T106",450.45800000000003,677.86699999999996,326.00099999999998]
[null,"S23.T107",459.30500000000001,683.11,379.31]
[null,"S23.T108",464.589,643.4,427.41800000000001]
[null,"S23.T109",478.67899999999997,633.34400000000005,534.75300000000004]
[null,"S23.T110",490.291,570.12199999999996,460.43099999999998]
[null,"S23.T111",437.35,463.13499999999999,427.21300000000002]
[null,"S23.T112",391.33199999999999,400.52699999999999,378.45]
[null,"S23.T113",350.78100000000001,356.577,329.27699999999999]
[null,"S23.T114",309.24799999999999,316.17,285.53199999999998]
[null,"S23.T115",36.576999999999998,22.957999999999998,30.268999999999998]
[null,"S23.T116",19.292000000000002,11.489000000000001,15.749000000000001]
[null,"S23.T117",12.861000000000001,7.66,10.506]
[null,"S23.T118",9.6460000000000008,5.734,7.8639999999999999]
[null,"S23.T119",7.7210000000000001,4.5880000000000001,6.3079999999999998]
[null,"S23.T120",6.431,3.83,5.2430000000000003]
[null,"S23.T121",0,0,0]
[null,"S23.T122",4.4240000000000004,0,0]
[null,"S23.T123",19.885999999999999,2.6419999999999999,5.2629999999999999]
[null,"S23.T124",45.997999999999998,8.7040000000000006,20.725999999999999]
[null,"S23.T125",83.373999999999995,18.533999999999999,48.741999999999997]
[null,"S23.T126",126.771,30.802,94.884]
[null,"S23.T127",397.39400000000001,98.099000000000004,503.31599999999997]
[null,"S23.T128",390.41,85.933999999999997,568.68899999999996]
[null,"S23.T129",353.52600000000001,81.591999999999999,601.149]
[null,"S23.T130",329.68700000000001,95.293000000000006,630.98900000000003]
[null,"S23.T131",319.89800000000002,116.306,660.07]
[null,"S23.T132",295.834,151.286,685.11699999999996]
[null,"S23.T133",199.04499999999999,656.09699999999998,762.38800000000003]
[null,"S23.T134",180.63399999999999,665.39499999999998,706.56]
[null,"S23.T135",166.70699999999999,622.14099999999996,643.72699999999998]
[null,"S23.T136",149.58600000000001,568.66800000000001,590.84799999999996]
[null,"S23.T137",129.47499999999999,507.55599999999998,532.255]
[null,"S23.T138",110.899,444.375,470.589]
[null,"S23.T139",6.7789999999999999,26.358000000000001,50.709000000000003]
[null,"S23.T140",3.6859999999999999,13.189,26.295999999999999]
[null,"S23.T141",2.4580000000000002,8.7859999999999996,17.530999999999999]
[null,"S23.T142",1.843,6.5949999999999998,13.148]
[null,"S23.T143",1.4750000000000001,5.2629999999999999,10.526999999999999]
[null,"S23.T144",1.2290000000000001,4.4029999999999996,8.7650000000000006]
[null,"S23.T145",0,0,0]
[null,"S23.T146",5.3449999999999998,0,0]
[null,"S23.T147",30.454000000000001,10.916,8.827]
[null,"S23.T148",70.799000000000007,43.765999999999998,37.908999999999999]
[null,"S23.T149",120.68899999999999,91.628,81.674000000000007]
[null,"S23.T150",176.12799999999999,148.62299999999999,134.79900000000001]
[null,"S23.T151",579.99400000000003,579.35900000000004,541.08199999999999]
[null,"S23.T152",633.97900000000004,642.00699999999995,603.25900000000001]
[null,"S23.T153",678.83,695.62400000000002,656.99800000000005]
[null,"S23.T154",710.82,737.34100000000001,700.58]
[null,"S23.T155",724.64400000000001,765.99300000000005,732.36500000000001]
[null,"S23.T156",711.18799999999999,781.55799999999999,751.49300000000005]
[null,"S23.T157",644.26,795.15599999999995,794.48099999999999]
[null,"S23.T158",458.67,738.91800000000001,750.46900000000005]
[null,"S23.T159",396.88200000000001,651.96,696.70899999999995]
[null,"S23.T160",363.33600000000001,556.72799999999995,635.72]
[null,"S23.T161",340.86900000000003,474.214,569.89700000000005]
[null,"S23.T162",308.67500000000001,407.101,502.68200000000002]
[null,"S23.T163",48.497,22.117999999999999,44.216000000000001]
[null,"S23.T164",25.498000000000001,11.058999999999999,22.937999999999999]
[null,"S23.T165",16.998000000000001,7.3730000000000002,15.298999999999999]
[null,"S23.T166",12.739000000000001,5.53,11.468999999999999]
[null,"S23.T167",10.199,4.4240000000000004,9.1750000000000007]
[null,"S23.T168",8.4990000000000006,3.6859999999999999,7.6390000000000002]
[null,"S24.T001",0,0,0]
[null,"S24.T002",4.6689999999999996,0,0]
[null,"S24.T003",21.75,9.5640000000000001,5.734]
[null,"S24.T004",50.482999999999997,30.986000000000001,21.196999999999999]
[null,"S24.T005",90.254999999999995,69.037999999999997,42.435000000000002]
[null,"S24.T006",135.02500000000001,111.35,64.900999999999996]
[null,"S24.T007",409.02699999999999,411.709,215.59299999999999]
[null,"S24.T008",437.88299999999998,464.97800000000001,177.43899999999999]
[null,"S24.T009",483.71699999999998,554.08600000000001,144.50700000000001]
[null,"S24.T010",474.99299999999999,562.85199999999998,134.61500000000001]
[null,"S24.T011",432.947,531.94799999999998,131.4]
[null,"S24.T012",401.36700000000002,465.654,129.679]
[null,"S24.T013",262.71699999999998,75.570999999999998,97.177999999999997]
[null,"S24.T014",229.089,60.969000000000001,89.805000000000007]
[null,"S24.T015",231.05500000000001,53.268999999999998,81.408000000000001]
[null,"S24.T016",228.31100000000001,49.664000000000001,78.540999999999997]
[null,"S24.T017",211.886,45.445,79.36]
[null,"S24.T018",188.21100000000001,39.588000000000001,77.209999999999994]
[null,"S24.T019",23.675000000000001,2.2120000000000002,33.893999999999998]
[null,"S24.T020",12.472,1.1060000000000001,18.021999999999998]
[null,"S24.T021",8.3149999999999995,0.73699999999999999,12.022]
[null,"S24.T022",6.226,0.55300000000000005,9.0109999999999992]
[null,"S24.T023",4.9770000000000003,0.45100000000000001,7.2089999999999996]
[null,"S24.T024",4.157,0.36899999999999999,6.0010000000000003]
[null,"S24.T025",0,0,0]
[null,"S24.T026",0.96299999999999997,0,0]
[null,"S24.T027",3.9319999999999999,8.7859999999999996,8.7859999999999996]
[null,"S24.T028",7.782,37.826999999999998,31.744]
[null,"S24.T029",12.37,76.635999999999996,68.772000000000006]
[null,"S24.T030",17.347000000000001,132.035,113.58199999999999]
[null,"S24.T031",52.06,565.02300000000002,478.51499999999999]
[null,"S24.T032",56.155999999999999,511.79500000000002,552.03800000000001]
[null,"S24.T033",56.094999999999999,480.27600000000001,617.53300000000002]
[null,"S24.T034",60.17,544.09199999999998,669.26599999999996]
[null,"S24.T035",68.137,581.50900000000001,706.53899999999999]
[null,"S24.T036",83.825000000000003,548.92499999999995,729.17]
[null,"S24.T037",210.14500000000001,369.23399999999998,786.452]
[null,"S24.T038",257.536,425.10300000000001,741.37599999999998]
[null,"S24.T039",275.08699999999999,425.61500000000001,686.73500000000001]
[null,"S24.T040",262.45100000000002,394.50599999999997,625.56200000000001]
[null,"S24.T041",238.77600000000001,348.38499999999999,560.08699999999999]
[null,"S24.T042",211.41499999999999,299.233,493.89600000000002]
[null,"S24.T043",25.763999999999999,17.326000000000001,47.820999999999998]
[null,"S24.T044",13.722,8.6630000000000003,25.088000000000001]
[null,"S24.T045",9.1549999999999994,5.7750000000000004,16.731999999999999]
[null,"S24.T046",6.8609999999999998,4.3419999999999996,12.554]
[null,"S24.T047",5.4889999999999999,3.4609999999999999,10.035]
[null,"S24.T048",4.5670000000000002,2.8879999999999999,8.3559999999999999]
[null,"S24.T049",0,0,0]
[null,"S24.T050",2.109,0,0]
[null,"S24.T051",9.4209999999999994,3.6859999999999999,7.4960000000000004]
[null,"S24.T052",16.835000000000001,11.08,27.606999999999999]
[null,"S24.T053",22.998999999999999,19.968,51.773000000000003]
[null,"S24.T054",29.594000000000001,34.201999999999998,87.962000000000003]
[null,"S24.T055",91.852999999999994,222.024,362.02499999999998]
[null,"S24.T056",93.921000000000006,280.49400000000003,472.53500000000003]
[null,"S24.T057",92.835999999999999,345.43599999999998,566.78399999999999]
[null,"S24.T058",93.531999999999996,405.81099999999998,631.04999999999995]
[null,"S24.T059",94.453999999999994,432.23,675.16399999999999]
[null,"S24.T060",91.075000000000003,438.661,702.46400000000006]
[null,"S24.T061",50.749000000000002,346.05099999999999,785.899]
[null,"S24.T062",44.338999999999999,300.91300000000001,741.62199999999996]
[null,"S24.T063",37.683,273.85899999999998,688.18899999999996]
[null,"S24.T064",32.563000000000002,247.70599999999999,627.67100000000005]
[null,"S24.T065",28.405999999999999,221.22499999999999,562.87199999999996]
[null,"S24.T066",25.027000000000001,196.30099999999999,497.00900000000001]
[null,"S24.T067",3.891,28.937999999999999,55.643999999999998]
[null,"S24.T068",2.109,14.478999999999999,29.143000000000001]
[null,"S24.T069",1.393,9.6460000000000008,19.436]
[null,"S24.T070",1.044,7.2290000000000001,14.561]
[null,"S24.T071",0.84,5.7960000000000003,11.653]
[null,"S24.T072",0.69599999999999995,4.8330000000000002,9.7080000000000002]
[null,"S24.T073",0,0,0]
[null,"S24.T074",0.22500000000000001,0.02,0]
[null,"S24.T075",1.024,11.162000000000001,9.3390000000000004]
[null,"S24.T076",2.294,43.704000000000001,38.686999999999998]
[null,"S24.T077",3.9940000000000002,91.054000000000002,82.391000000000005]
[null,"S24.T078",6.1849999999999996,147.517,135.18799999999999]
[null,"S24.T079",23.859000000000002,573.09199999999998,538.29600000000005]
[null,"S24.T080",27.341000000000001,635.57600000000002,600.43299999999999]
[null,"S24.T081",30.044,688.29200000000003,654.29499999999996]
[null,"S24.T082",32.296999999999997,729.41600000000005,697.95799999999997]
[null,"S24.T083",34.201999999999998,757.76,729.88699999999994]
[null,"S24.T084",35.512,772.93600000000004,749.28099999999995]
[null,"S24.T085",41.103000000000002,787.66099999999994,792.61699999999996]
[null,"S24.T086",42.844000000000001,738.63199999999995,749.22]
[null,"S24.T087",42.189,680.81700000000001,696.09500000000003]
[null,"S24.T088",40.406999999999996,616.42700000000002,635.59699999999998]
[null,"S24.T089",36.167999999999999,548.31100000000004,570.53200000000004]
[null,"S24.T090",32.808999999999997,480.03100000000001,504.13600000000002]
[null,"S24.T091",9.8919999999999995,32.072000000000003,57.384999999999998]
[null,"S24.T092",5.5910000000000002,16.036000000000001,30.044]
[null,"S24.T093",3.7269999999999999,10.691000000000001,20.029]
[null,"S24.T094",2.806,8.0079999999999991,15.032]
[null,"S24.T095",2.2320000000000002,6.41,12.022]
[null,"S24.T096",1.8640000000000001,5.3449999999999998,10.015000000000001]
[null,"S24.T097",0,0,0]
[null,"S24.T098",5.407,0.02,0]
[null,"S24.T099",29.367999999999999,11.571,9.1959999999999997]
[null,"S24.T100",68.566999999999993,44.524000000000001,37.847000000000001]
[null,"S24.T101",117.86199999999999,91.935000000000002,80.486000000000004]
[null,"S24.T102",173.322,148.09100000000001,132.792]
[null,"S24.T103",577.43399999999997,571.24900000000002,533.01199999999994]
[null,"S24.T104",631.66499999999996,632.95500000000004,535.75699999999995]
[null,"S24.T105",677.06899999999996,685.34299999999996,524.34900000000005]
[null,"S24.T106",711.96699999999998,692.28499999999997,567.19399999999996]
[null,"S24.T107",735.39599999999996,676.803,615.54700000000003]
[null,"S24.T108",746.86500000000001,652.00099999999998,652.12400000000002]
[null,"S24.T109",743.60799999999995,735.70299999999997,793.58]
[null,"S24.T110",697.32299999999998,706.64200000000005,750.73500000000001]
[null,"S24.T111",644.48500000000001,649.03200000000004,697.93799999999999]
[null,"S24.T112",585.91200000000003,588.53399999999999,637.70600000000002]
[null,"S24.T113",524.26800000000003,517.96,572.76400000000001]
[null,"S24.T114",462.541,439.54199999999997,505.815]
[null,"S24.T115",54.17,8.7240000000000002,54.476999999999997]
[null,"S24.T116",28.856000000000002,4.3620000000000001,28.754000000000001]
[null,"S24.T117",19.231000000000002,2.9079999999999999,19.169]
[null,"S24.T118",14.417999999999999,2.1909999999999998,14.377000000000001]
[null,"S24.T119",11.53,1.7410000000000001,11.51]
[null,"S24.T120",9.6259999999999994,1.454,9.5850000000000009]
[null,"S24.T121",0,0,0]
[null,"S24.T122",5.9189999999999996,4.1000000000000002E-2,0]
[null,"S24.T123",32.030999999999999,11.366,9.9529999999999994]
[null,"S24.T124",72.662999999999997,43.807000000000002,39.198999999999998]
[null,"S24.T125",122.06100000000001,90.808000000000007,82.125]
[null,"S24.T126",177.09100000000001,146.71899999999999,135.74100000000001]
[null,"S24.T127",575.75400000000002,562.95399999999995,549.06899999999996]
[null,"S24.T128",625.78700000000003,610.85699999999997,601.68200000000002]
[null,"S24.T129",666.07100000000003,639.81600000000003,631.62400000000002]
[null,"S24.T130",703.30399999999997,669.20399999999995,646.63499999999999]
[null,"S24.T131",729.86599999999999,697.01599999999996,655.33900000000006]
[null,"S24.T132",743.11699999999996,712.06899999999996,650.42399999999998]
[null,"S24.T133",746.84400000000005,611.34799999999996,323.37900000000002]
[null,"S24.T134",696.95500000000004,534.85599999999999,218.15299999999999]
[null,"S24.T135",613.76499999999999,477.53199999999998,160.19499999999999]
[null,"S24.T136",529.85900000000004,425.53300000000002,128.12299999999999]
[null,"S24.T137",454.92200000000003,373.96499999999997,106.291]
[null,"S24.T138",394.97699999999998,325.42700000000002,90.87]
[null,"S24.T139",28.937999999999999,23.736000000000001,8.8879999999999999]
[null,"S24.T140",16.282,11.878,4.9770000000000003]
[null,"S24.T141",10.853999999999999,7.9050000000000002,3.3180000000000001]
[null,"S24.T142",8.1310000000000002,5.9390000000000001,2.4990000000000001]
[null,"S24.T143",6.5129999999999999,4.7510000000000003,1.9870000000000001]
[null,"S24.T144",5.4269999999999996,3.9529999999999998,1.659]
[null,"S24.T145",0,0,0]
[null,"S24.T146",4.5060000000000002,0.02,0]
[null,"S24.T147",19.497,3.9119999999999999,7.4550000000000001]
[null,"S24.T148",53.883000000000003,11.571,22.385000000000002]
[null,"S24.T149",94.105999999999995,21.175999999999998,37.704000000000001]
[null,"S24.T150",114.012,34.529000000000003,54.026000000000003]
[null,"S24.T151",123.31,168.22300000000001,178.852]
[null,"S24.T152",111.268,158.26900000000001,195.994]
[null,"S24.T153",101.253,152.55600000000001,218.399]
[null,"S24.T154",100.51600000000001,164.536,252.45699999999999]
[null,"S24.T155",97.873999999999995,178.23699999999999,289.096]
[null,"S24.T156",91.790999999999997,189.952,329.70800000000003]
[null,"S24.T157",37.744999999999997,255.28299999999999,592.93700000000001]
[null,"S24.T158",40.570999999999998,269.35300000000001,562.66700000000003]
[null,"S24.T159",40.509,229.80600000000001,492.58499999999998]
[null,"S24.T160",43.213000000000001,189.583,440.91399999999999]
[null,"S24.T161",43.601999999999997,158.22800000000001,390.92200000000003]
[null,"S24.T162",41.8,134.28700000000001,344.33]
[null,"S24.T163",11.776,3.6859999999999999,40.713999999999999]
[null,"S24.T164",6.758,1.843,21.504000000000001]
[null,"S24.T165",4.5060000000000002,1.2290000000000001,14.336]
[null,"S24.T166",3.379,0.92200000000000004,10.752000000000001]
[null,"S24.T167",2.7029999999999998,0.73699999999999999,8.6020000000000003]
[null,"S24.T168",2.2530000000000001,0.61399999999999999,7.1680000000000001]
[null,"S25.T001",0,0,0]
[null,"S25.T002",2.6619999999999999,0.02,0]
[null,"S25.T003",8.1720000000000006,7.782,3.2149999999999999]
[null,"S25.T004",18.800999999999998,29.777999999999999,8.6219999999999999]
[null,"S25.T005",36.475000000000001,62.116,15.053000000000001]
[null,"S25.T006",58.981999999999999,101.233,17.613]
[null,"S25.T007",218.726,290.81599999999997,28.364999999999998]
[null,"S25.T008",248.238,246.804,35.061999999999998]
[null,"S25.T009",268.452,220.36500000000001,46.08]
[null,"S25.T010",291.63499999999999,243.81399999999999,59.884]
[null,"S25.T011",312.83199999999999,287.86700000000002,73.891999999999996]
[null,"S25.T012",361.63600000000002,368.16899999999998,89.477000000000004]
[null,"S25.T013",595.62,646.41,203.059]
[null,"S25.T014",564.85900000000004,620.89200000000005,229.62200000000001]
[null,"S25.T015",520.31500000000005,579.85,259.83]
[null,"S25.T016",476.05799999999999,475.791,268.69799999999998]
[null,"S25.T017",427.54,391.31099999999998,252.785]
[null,"S25.T018",378.38799999999998,329.25700000000001,229.233]
[null,"S25.T019",41.411000000000001,4.4649999999999999,40.631999999999998]
[null,"S25.T020",22.507999999999999,2.2320000000000002,21.484000000000002]
[null,"S25.T021",14.991,1.4950000000000001,14.316000000000001]
[null,"S25.T022",11.244,1.1259999999999999,10.752000000000001]
[null,"S25.T023",8.9909999999999997,0.90100000000000002,8.6020000000000003]
[null,"S25.T024",7.4960000000000004,0.73699999999999999,7.1680000000000001]
[null,"S25.T025",0,0,0]
[null,"S25.T026",1.782,0,0]
[null,"S25.T027",4.6079999999999997,2.1909999999999998,2.109]
[null,"S25.T028",8.4380000000000006,6.9429999999999996,9.1340000000000003]
[null,"S25.T029",12.901999999999999,13.271000000000001,22.957999999999998]
[null,"S25.T030",16.712,21.381,45.466000000000001]
[null,"S25.T031",38.584000000000003,97.852999999999994,212.27500000000001]
[null,"S25.T032",43.581000000000003,135.68,224.113]
[null,"S25.T033",51.692,195.37899999999999,232.94]
[null,"S25.T034",64.287000000000006,245.023,243.773]
[null,"S25.T035",77.763000000000005,267.899,252.887]
[null,"S25.T036",90.070999999999998,279.75700000000001,254.566]
[null,"S25.T037",216.41200000000001,256.14299999999997,218.89]
[null,"S25.T038",246.53800000000001,210.964,199.98699999999999]
[null,"S25.T039",249.85599999999999,186.53200000000001,186.20400000000001]
[null,"S25.T040",244.55199999999999,167.77199999999999,176.108]
[null,"S25.T041",228.16800000000001,150.815,163.43]
[null,"S25.T042",201.851,135.51599999999999,145.69499999999999]
[null,"S25.T043",19.538,17.428999999999998,14.52]
[null,"S25.T044",10.568,8.7240000000000002,7.66]
[null,"S25.T045",7.0449999999999999,5.8159999999999998,5.12]
[null,"S25.T046",5.2839999999999998,4.3620000000000001,3.83]
[null,"S25.T047",4.2389999999999999,3.5019999999999998,3.0720000000000001]
[null,"S25.T048",3.5230000000000001,2.9079999999999999,2.56]
[null,"S25.T049",0,0,0]
[null,"S25.T050",1.024,0,0]
[null,"S25.T051",4.5670000000000002,1.7609999999999999,1.597]
[null,"S25.T052",10.609,5.96,5.5709999999999997]
[null,"S25.T053",18.678000000000001,12.901999999999999,12.493]
[null,"S25.T054",31.109000000000002,26.172999999999998,22.957999999999998]
[null,"S25.T055",133.65199999999999,194.00700000000001,106.578]
[null,"S25.T056",189.42,262.39,110.633]
[null,"S25.T057",172.09299999999999,255.36500000000001,121.979]
[null,"S25.T058",163.226,263.96699999999998,136.02799999999999]
[null,"S25.T059",157.36799999999999,275.88600000000002,147.31299999999999]
[null,"S25.T060",153.02699999999999,274.04300000000001,158.41300000000001]
[null,"S25.T061",126.669,234.947,238.92]
[null,"S25.T062",118.395,197.46799999999999,240.55799999999999]
[null,"S25.T063",116.69499999999999,191.017,242.893]
[null,"S25.T064",113.72499999999999,191.32400000000001,222.94499999999999]
[null,"S25.T065",107.35599999999999,183.869,198.10300000000001]
[null,"S25.T066",95.355000000000004,170.82400000000001,173.34299999999999]
[null,"S25.T067",7.2290000000000001,30.31,18.411999999999999]
[null,"S25.T068",3.85,15.217000000000001,9.8710000000000004]
[null,"S25.T069",2.58,10.138,6.5739999999999998]
[null,"S25.T070",1.925,7.6189999999999998,4.9359999999999999]
[null,"S25.T071",1.536,6.0830000000000002,3.9529999999999998]
[null,"S25.T072",1.29,5.0789999999999997,3.2970000000000002]
[null,"S25.T073",0,0,0]
[null,"S25.T074",0.71699999999999997,0,0]
[null,"S25.T075",3.4609999999999999,3.1539999999999999,2.7440000000000002]
[null,"S25.T076",7.8230000000000004,12.042,11.039]
[null,"S25.T077",13.763,25.58,23.510999999999999]
[null,"S25.T078",21.402000000000001,68.730999999999995,47.841000000000001]
[null,"S25.T079",79.114000000000004,556.80999999999995,375.05]
[null,"S25.T080",100.84399999999999,619.66300000000001,496.53800000000001]
[null,"S25.T081",117.637,672.11300000000006,578.25300000000004]
[null,"S25.T082",130.62100000000001,712.49900000000002,635.96500000000003]
[null,"S25.T083",131.482,741.06899999999996,675.88099999999997]
[null,"S25.T084",128.34800000000001,747.21299999999997,699.80200000000002]
[null,"S25.T085",96.337999999999994,432.35300000000001,758.86599999999999]
[null,"S25.T086",95.724000000000004,358.81,712.52]
[null,"S25.T087",91.914000000000001,322.13,659.19]
[null,"S25.T088",87.510999999999996,306.60599999999999,602.399]
[null,"S25.T089",82.103999999999999,292.59800000000001,541.20399999999995]
[null,"S25.T090",74.608999999999995,266.46499999999997,478.59699999999998]
[null,"S25.T091",14.316000000000001,33.649000000000001,57.220999999999997]
[null,"S25.T092",7.8849999999999998,16.896000000000001,30.350999999999999]
[null,"S25.T093",5.2629999999999999,11.263999999999999,20.234000000000002]
[null,"S25.T094",3.9529999999999998,8.4380000000000006,15.176]
[null,"S25.T095",3.1539999999999999,6.758,12.145]
[null,"S25.T096",2.621,5.6319999999999997,10.117000000000001]
[null,"S25.T097",0,0,0]
[null,"S25.T098",2.028,0,0]
[null,"S25.T099",10.445,4.1980000000000004,7.4749999999999996]
[null,"S25.T100",30.780999999999999,12.574999999999999,28.036999999999999]
[null,"S25.T101",77.046000000000006,23.408999999999999,51.773000000000003]
[null,"S25.T102",130.744,35.491999999999997,69.733999999999995]
[null,"S25.T103",557.95699999999999,101.765,179.917]
[null,"S25.T104",612.37199999999996,103.997,209.36699999999999]
[null,"S25.T105",657.75599999999997,99.635000000000005,222.33099999999999]
[null,"S25.T106",693.14599999999996,98.12,253.89099999999999]
[null,"S25.T107",716.94299999999998,93.123000000000005,292.209]
[null,"S25.T108",727.51099999999997,89.661000000000001,352.97300000000001]
[null,"S25.T109",716.86099999999999,70.021000000000001,411.25900000000001]
[null,"S25.T110",673.21900000000005,64.347999999999999,254.03399999999999]
[null,"S25.T111",616.71400000000006,61.133000000000003,183.05]
[null,"S25.T112",551.404,59.780999999999999,143.29900000000001]
[null,"S25.T113",486.666,57.548999999999999,117.125]
[null,"S25.T114",425.10300000000001,51.220999999999997,98.488]
[null,"S25.T115",32.277000000000001,5.0999999999999996,1.659]
[null,"S25.T116",17.777000000000001,2.56,0.90100000000000002]
[null,"S25.T117",11.837,1.7,0.59399999999999997]
[null,"S25.T118",8.8879999999999999,1.27,0.45100000000000001]
[null,"S25.T119",7.1070000000000002,1.024,0.34799999999999998]
[null,"S25.T120",5.9189999999999996,0.86,0.307]
[null,"S25.T121",0,0,0]
[null,"S25.T122",1.679,0,0]
[null,"S25.T123",5.9189999999999996,0.65500000000000003,2.3759999999999999]
[null,"S25.T124",12.022,2.355,9.4410000000000007]
[null,"S25.T125",20.172999999999998,5.0380000000000003,22.303000000000001]
[null,"S25.T126",28.446999999999999,11.734999999999999,35.470999999999997]
[null,"S25.T127",100.065,122.77800000000001,143.892]
[null,"S25.T128",139.77600000000001,163.10300000000001,174.12100000000001]
[null,"S25.T129",194.499,157.696,195.93199999999999]
[null,"S25.T130",274.125,161.40299999999999,211.64]
[null,"S25.T131",368.39400000000001,169.411,212.214]
[null,"S25.T132",411.03399999999999,180.87899999999999,222.65899999999999]
[null,"S25.T133",331.57100000000003,294.17500000000001,190.77099999999999]
[null,"S25.T134",230.54300000000001,289.89400000000001,157.73699999999999]
[null,"S25.T135",172.72800000000001,300.07299999999998,147.804]
[null,"S25.T136",142.684,294.68700000000001,135.59800000000001]
[null,"S25.T137",121.999,273.67399999999998,122.798]
[null,"S25.T138",105.636,242.524,108.831]
[null,"S25.T139",9.7889999999999997,19.108000000000001,17.428999999999998]
[null,"S25.T140",5.2839999999999998,9.5850000000000009,9.4209999999999994]
[null,"S25.T141",3.5230000000000001,6.39,6.2670000000000003]
[null,"S25.T142",2.6419999999999999,4.7919999999999998,4.71]
[null,"S25.T143",2.109,3.83,3.7679999999999998]
[null,"S25.T144",1.7609999999999999,3.1949999999999998,3.133]
[null,"S25.T145",0,0,0]
[null,"S25.T146",1.147,0,0]
[null,"S25.T147",6.6360000000000001,1.7,4.4649999999999999]
[null,"S25.T148",25.251999999999999,6.6360000000000001,14.683999999999999]
[null,"S25.T149",51.670999999999999,15.319000000000001,28.835999999999999]
[null,"S25.T150",104.53,30.760999999999999,53.637]
[null,"S25.T151",465.94,216.822,375.80799999999999]
[null,"S25.T152",413.471,300.97399999999999,474.399]
[null,"S25.T153",380.96899999999999,323.64499999999998,509.31700000000001]
[null,"S25.T154",393.11399999999998,401.55099999999999,546.16099999999994]
[null,"S25.T155",427.971,479.94900000000001,577.33100000000002]
[null,"S25.T156",472.57600000000002,495.88200000000001,600.24800000000005]
[null,"S25.T157",718.09,512.18399999999997,728.84199999999998]
[null,"S25.T158",680.14099999999996,413.16399999999999,701.15300000000002]
[null,"S25.T159",630.45600000000002,331.51,653.43499999999995]
[null,"S25.T160",573.60400000000004,274.596,595.12800000000004]
[null,"S25.T161",513.14700000000005,229.39599999999999,531.88599999999997]
[null,"S25.T162",452.52600000000001,193.80199999999999,468.767]
[null,"S25.T163",53.146000000000001,4.4029999999999996,54.374000000000002]
[null,"S25.T164",28.754000000000001,2.2120000000000002,28.959]
[null,"S25.T165",19.169,1.4750000000000001,19.312999999999999]
[null,"S25.T166",14.377000000000001,1.1060000000000001,14.478999999999999]
[null,"S25.T167",11.51,0.88100000000000001,11.592000000000001]
[null,"S25.T168",9.5850000000000009,0.73699999999999999,9.6460000000000008]
[null,"S26.T001",0,0,0]
[null,"S26.T002",5.202,0,0]
[null,"S26.T003",29.736999999999998,8.1920000000000002,8.6430000000000007]
[null,"S26.T004",69.284000000000006,30.248999999999999,36.475000000000001]
[null,"S26.T005",118.78400000000001,61.706000000000003,78.971000000000004]
[null,"S26.T006",174.26400000000001,109.79300000000001,131.05199999999999]
[null,"S26.T007",579.58399999999995,517.89800000000002,530.30899999999997]
[null,"S26.T008",634.18399999999997,566.149,591.72900000000004]
[null,"S26.T009",679.81299999999999,582.08299999999997,644.60799999999995]
[null,"S26.T010",714.93600000000004,615.81299999999999,686.30499999999995]
[null,"S26.T011",738.65200000000004,657.51,715.48900000000003]
[null,"S26.T012",750.44899999999996,684.01099999999997,731.23800000000006]
[null,"S26.T013",748.72799999999995,754.83100000000002,746.82399999999996]
[null,"S26.T014",703.93899999999996,707.625,703.20100000000002]
[null,"S26.T015",651.48900000000003,650.52700000000004,651.63300000000004]
[null,"S26.T016",592.85500000000002,589.35299999999995,595.04600000000005]
[null,"S26.T017",530.90300000000002,524.43100000000004,534.85599999999999]
[null,"S26.T018",468.93099999999998,459.28399999999999,473.72300000000001]
[null,"S26.T019",57.078000000000003,32.932000000000002,59.74]
[null,"S26.T020",30.597000000000001,16.547999999999998,31.620999999999999]
[null,"S26.T021",20.398,11.018000000000001,21.074000000000002]
[null,"S26.T022",15.298999999999999,8.2739999999999991,15.811]
[null,"S26.T023",12.247,6.6150000000000002,12.657]
[null,"S26.T024",10.199,5.5090000000000003,10.547000000000001]
[null,"S26.T025",0,0,0]
[null,"S26.T026",5.202,0,0]
[null,"S26.T027",30.268999999999998,3.2360000000000002,8.3149999999999995]
[null,"S26.T028",70.123999999999995,13.577999999999999,35.697000000000003]
[null,"S26.T029",119.29600000000001,31.498000000000001,77.394000000000005]
[null,"S26.T030",172.749,61.664999999999999,128.28700000000001]
[null,"S26.T031",549.274,354.161,517.01800000000003]
[null,"S26.T032",566.49699999999996,299.84800000000001,549.55999999999995]
[null,"S26.T033",525.74199999999996,261.24299999999999,565.41200000000003]
[null,"S26.T034",481.32100000000003,245.535,586.36300000000006]
[null,"S26.T035",445.74700000000001,230.70699999999999,593.428]
[null,"S26.T036",423.07600000000002,215.49100000000001,584.745]
[null,"S26.T037",369.93,129.864,471.67500000000001]
[null,"S26.T038",487.19900000000001,136.274,478.59699999999998]
[null,"S26.T039",506.63400000000001,149.15600000000001,464.036]
[null,"S26.T040",481.32100000000003,150.85599999999999,452.30099999999999]
[null,"S26.T041",433.60300000000001,139.65299999999999,423.77199999999999]
[null,"S26.T042",373.125,127.119,382.17700000000002]
[null,"S26.T043",18.021999999999998,24.105,60.744]
[null,"S26.T044",9.7889999999999997,12.124000000000001,32.113]
[null,"S26.T045",6.5330000000000004,8.0690000000000008,21.402000000000001]
[null,"S26.T046",4.8949999999999996,6.0620000000000003,16.056000000000001]
[null,"S26.T047",3.9119999999999999,4.8540000000000001,12.840999999999999]
[null,"S26.T048",3.2559999999999998,4.0350000000000001,10.711]
[null,"S26.T049",0,0,0]
[null,"S26.T050",1.802,0,0]
[null,"S26.T051",12.022,9.2769999999999992,8.0489999999999995]
[null,"S26.T052",28.59,35.594000000000001,34.774999999999999]
[null,"S26.T053",53.595999999999997,70.614999999999995,74.465000000000003]
[null,"S26.T054",106.127,111.309,118.78400000000001]
[null,"S26.T055",558.14099999999996,494.24400000000003,452.48500000000001]
[null,"S26.T056",616.202,579.072,541.94200000000001]
[null,"S26.T057",574.89400000000001,635.14599999999996,611.61500000000001]
[null,"S26.T058",603.83199999999999,683.88900000000001,663.22400000000005]
[null,"S26.T059",626.91300000000001,717.49599999999998,699.94500000000005]
[null,"S26.T060",640.69600000000003,736.13300000000004,715.36599999999999]
[null,"S26.T061",713.78899999999999,770.84699999999998,689.78700000000003]
[null,"S26.T062",686.16200000000003,725.09400000000005,663.81799999999998]
[null,"S26.T063",639.89800000000002,669.57299999999998,592.34299999999996]
[null,"S26.T064",584.70399999999995,606.80200000000002,543.70299999999997]
[null,"S26.T065",525.005,540.36500000000001,496.517]
[null,"S26.T066",464.363,473.68200000000002,442.47]
[null,"S26.T067",57.938000000000002,34.610999999999997,60.539000000000001]
[null,"S26.T068",31.109000000000002,17.367000000000001,31.99]
[null,"S26.T069",20.745999999999999,11.592000000000001,21.34]
[null,"S26.T070",15.544,8.6839999999999993,15.994999999999999]
[null,"S26.T071",12.452,6.9429999999999996,12.8]
[null,"S26.T072",10.363,5.7960000000000003,10.67]
[null,"S26.T073",0,0,0]
[null,"S26.T074",5.0789999999999997,0,0]
[null,"S26.T075",29.164000000000001,9.7279999999999998,8.1509999999999998]
[null,"S26.T076",68.197999999999993,40.387,36.064999999999998]
[null,"S26.T077",116.982,85.873000000000005,78.52]
[null,"S26.T078",171.54,140.595,130.35499999999999]
[null,"S26.T079",568.279,556.50300000000004,527.89200000000005]
[null,"S26.T080",622.346,618.98699999999997,590.11099999999999]
[null,"S26.T081",667.87300000000005,672.23500000000001,643.95299999999997]
[null,"S26.T082",703.30399999999997,714.36300000000006,687.43200000000002]
[null,"S26.T083",727.47,743.99699999999996,719.11400000000003]
[null,"S26.T084",739.779,760.50400000000002,738.34500000000003]
[null,"S26.T085",740.84400000000005,784.65,784.73199999999997]
[null,"S26.T086",695.86900000000003,737.096,741.84699999999998]
[null,"S26.T087",641.78200000000004,680.26400000000001,689.54100000000005]
[null,"S26.T088",578.66200000000003,616.65300000000002,629.65800000000002]
[null,"S26.T089",513.39300000000003,549.11,565.35]
[null,"S26.T090",452.28,481.28,499.99900000000002]
[null,"S26.T091",55.685000000000002,34.917999999999999,59.843000000000004]
[null,"S26.T092",29.88,17.510000000000002,31.702999999999999]
[null,"S26.T093",19.927,11.673999999999999,21.135000000000002]
[null,"S26.T094",14.95,8.7650000000000006,15.852]
[null,"S26.T095",11.96,7.0039999999999996,12.677]
[null,"S26.T096",9.9529999999999994,5.8369999999999997,10.568]
[null,"S26.T097",0,0,0]
[null,"S26.T098",4.8949999999999996,0,0]
[null,"S26.T099",28.774000000000001,9.6259999999999994,7.8849999999999998]
[null,"S26.T100",67.83,40.325000000000003,33.075000000000003]
[null,"S26.T101",116.797,85.933999999999997,70.39]
[null,"S26.T102",171.5,140.75899999999999,115.46599999999999]
[null,"S26.T103",567.173,558.22299999999996,459.73500000000001]
[null,"S26.T104",620.46199999999999,620.58500000000004,505.50799999999998]
[null,"S26.T105",664.94500000000005,673.46400000000006,542.47400000000005]
[null,"S26.T106",699.22799999999995,715.20299999999997,579.23599999999999]
[null,"S26.T107",722.24800000000005,744.53,609.48500000000001]
[null,"S26.T108",733.63499999999999,760.66800000000001,634.9]
[null,"S26.T109",733.51199999999994,781.68100000000004,742.83]
[null,"S26.T110",689.95100000000002,734.16700000000003,710.08299999999997]
[null,"S26.T111",638.23900000000003,676.31100000000004,661.72900000000004]
[null,"S26.T112",580.13699999999994,591.44200000000001,604.11900000000003]
[null,"S26.T113",518.32799999999997,506.20400000000001,540.71299999999997]
[null,"S26.T114",456.35599999999999,431.20600000000002,475.52499999999998]
[null,"S26.T115",52.429000000000002,10.117000000000001,47.308999999999997]
[null,"S26.T116",28.242000000000001,5.0789999999999997,24.945]
[null,"S26.T117",18.821000000000002,3.379,16.63]
[null,"S26.T118",14.111000000000001,2.54,12.472]
[null,"S26.T119",11.305,2.028,9.9740000000000002]
[null,"S26.T120",9.4209999999999994,1.7,8.3149999999999995]
[null,"S26.T121",0,0,0]
[null,"S26.T122",4.383,0,0]
[null,"S26.T123",24.904,8.8059999999999992,2.8879999999999999]
[null,"S26.T124",49.110999999999997,37.765000000000001,12.840999999999999]
[null,"S26.T125",71.986999999999995,81.613,30.433]
[null,"S26.T126",98.263000000000005,134.49199999999999,59.125999999999998]
[null,"S26.T127",370.68799999999999,533.38099999999997,329.298]
[null,"S26.T128",510.21800000000002,597.197,381.05099999999999]
[null,"S26.T129",589.31200000000001,651.73500000000001,464.38400000000001]
[null,"S26.T130",641.76099999999997,692.32600000000002,544.91099999999994]
[null,"S26.T131",676.12699999999995,718.90899999999999,603.40200000000004]
[null,"S26.T132",695.33699999999999,667.11500000000001,640.71699999999998]
[null,"S26.T133",735.51900000000001,330.85399999999998,778.01499999999999]
[null,"S26.T134",691.38400000000001,452.56700000000001,735.76400000000001]
[null,"S26.T135",639.34500000000003,447.46699999999998,684.11400000000003]
[null,"S26.T136",581.61199999999997,419.267,625.21299999999997]
[null,"S26.T137",520.745,371.05700000000002,561.68399999999997]
[null,"S26.T138",459.67399999999998,331.73500000000001,496.84500000000003]
[null,"S26.T139",54.866,32.951999999999998,59.576000000000001]
[null,"S26.T140",29.327000000000002,16.507000000000001,31.437000000000001]
[null,"S26.T141",19.558,10.997999999999999,20.972000000000001]
[null,"S26.T142",14.664,8.2530000000000001,15.728999999999999]
[null,"S26.T143",11.734999999999999,6.5949999999999998,12.574999999999999]
[null,"S26.T144",9.7690000000000001,5.5090000000000003,10.486000000000001]
[null,"S26.T145",0,0,0]
[null,"S26.T146",4.3209999999999997,0,0]
[null,"S26.T147",26.849,8.6430000000000007,7.4550000000000001]
[null,"S26.T148",64.533000000000001,36.127000000000002,34.509]
[null,"S26.T149",112.251,78.212999999999994,75.837000000000003]
[null,"S26.T150",166.03100000000001,119.071,126.607]
[null,"S26.T151",557.83399999999995,219.21799999999999,465.81799999999998]
[null,"S26.T152",611.04100000000005,197.79599999999999,419.471]
[null,"S26.T153",655.29899999999998,213.15600000000001,460.49299999999999]
[null,"S26.T154",689.33600000000001,278.48700000000002,516.38300000000004]
[null,"S26.T155",711.803,377.18,564.53099999999995]
[null,"S26.T156",711.29100000000005,411.32,597.48400000000004]
[null,"S26.T157",335.27800000000002,452.34199999999998,765.72699999999998]
[null,"S26.T158",252.53899999999999,392.15100000000001,625.37699999999995]
[null,"S26.T159",202.62899999999999,370.42200000000003,454.63499999999999]
[null,"S26.T160",191.50800000000001,318.23899999999998,370.95400000000001]
[null,"S26.T161",198.636,268.98399999999998,318.83300000000003]
[null,"S26.T162",190.71,229.745,281.78399999999999]
[null,"S26.T163",53.023000000000003,11.53,53.104999999999997]
[null,"S26.T164",28.283000000000001,5.7750000000000004,28.036999999999999]
[null,"S26.T165",18.861999999999998,3.85,18.698]
[null,"S26.T166",14.131,2.8879999999999999,14.029]
[null,"S26.T167",11.305,2.3140000000000001,11.223000000000001]
[null,"S26.T168",9.4209999999999994,1.925,9.3390000000000004]
[null,"S27.T001",0,0,0]
[null,"S27.T002",0.90100000000000002,0,0]
[null,"S27.T003",12.411,1.3520000000000001,5.6120000000000001]
[null,"S27.T004",42.884999999999998,3.9319999999999999,18.698]
[null,"S27.T005",91.278999999999996,6.9219999999999997,38.625]
[null,"S27.T006",135.63900000000001,12.124000000000001,69.816000000000003]
[null,"S27.T007",339.64,98.528999999999996,341.07400000000001]
[null,"S27.T008",229.417,123.986,383.98]
[null,"S27.T009",171.90899999999999,117.22799999999999,429.15800000000002]
[null,"S27.T010",181.86199999999999,133.24299999999999,463.97399999999999]
[null,"S27.T011",285.43,151.429,485.43700000000001]
[null,"S27.T012",367.18599999999998,161.73099999999999,496.16899999999998]
[null,"S27.T013",726.32299999999998,239.02199999999999,487.75200000000001]
[null,"S27.T014",683.31500000000005,173.46600000000001,455.53699999999998]
[null,"S27.T015",631.78700000000003,152.00299999999999,418.30399999999997]
[null,"S27.T016",574.46400000000006,137.626,383.91800000000001]
[null,"S27.T017",514.19100000000003,125.235,347.68900000000002]
[null,"S27.T018",453.73399999999998,110.46899999999999,313.13900000000001]
[null,"S27.T019",52.183,11.182,56.771000000000001]
[null,"S27.T020",27.689,5.5910000000000002,29.88]
[null,"S27.T021",18.452999999999999,3.7269999999999999,19.927]
[null,"S27.T022",13.845000000000001,2.7850000000000001,14.93]
[null,"S27.T023",11.08,2.2320000000000002,11.96]
[null,"S27.T024",9.2360000000000007,1.8640000000000001,9.9529999999999994]
[null,"S27.T025",0,0,0]
[null,"S27.T026",3.7890000000000001,0,0]
[null,"S27.T027",25.887,1.966,6.8609999999999998]
[null,"S27.T028",63.734000000000002,10.199,33.545999999999999]
[null,"S27.T029",111.964,28.959,75.08]
[null,"S27.T030",166.76900000000001,74.650000000000006,126.17700000000001]
[null,"S27.T031",566.84500000000003,502.64100000000002,522.28099999999995]
[null,"S27.T032",621.44500000000005,572.58000000000004,584.80600000000004]
[null,"S27.T033",667.38199999999995,630.21100000000001,638.89400000000001]
[null,"S27.T034",703.05799999999999,676.04499999999996,682.59799999999996]
[null,"S27.T035",727.245,708.73099999999999,714.56799999999998]
[null,"S27.T036",739.38900000000001,727.98199999999997,733.96199999999999]
[null,"S27.T037",743.83399999999995,768.69600000000003,783.87199999999996]
[null,"S27.T038",698.04,722.43200000000002,741.048]
[null,"S27.T039",644.48500000000001,666.99300000000005,688.76300000000003]
[null,"S27.T040",585.48199999999997,604.774,629.39099999999996]
[null,"S27.T041",523.59199999999998,538.58299999999997,565.45299999999997]
[null,"S27.T042",461.70100000000002,471.88,500.08100000000002]
[null,"S27.T043",52.347000000000001,32.338000000000001,58.655000000000001]
[null,"S27.T044",27.75,16.158999999999999,30.760999999999999]
[null,"S27.T045",18.492999999999999,10.773,20.521000000000001]
[null,"S27.T046",13.885,8.09,15.381]
[null,"S27.T047",11.1,6.4720000000000004,12.308999999999999]
[null,"S27.T048",9.2569999999999997,5.3860000000000001,10.260999999999999]
[null,"S27.T049",0,0,0]
[null,"S27.T050",3.5019999999999998,0,0]
[null,"S27.T051",23.593,8.1509999999999998,6.7380000000000004]
[null,"S27.T052",59.453000000000003,37.683,33.014000000000003]
[null,"S27.T053",105.84099999999999,82.472999999999999,74.117000000000004]
[null,"S27.T054",158.351,136.80600000000001,124.785]
[null,"S27.T055",545.46400000000006,556.46199999999999,516.36199999999997]
[null,"S27.T056",598.99900000000002,619.02800000000002,578.27300000000002]
[null,"S27.T057",644.05499999999995,673.28,631.84900000000005]
[null,"S27.T058",678.97299999999996,715.428,675.12300000000005]
[null,"S27.T059",702.79200000000003,744.57100000000003,706.72400000000005]
[null,"S27.T060",714.93600000000004,760.17700000000002,725.87300000000005]
[null,"S27.T061",719.95399999999995,777.42100000000005,771.25599999999997]
[null,"S27.T062",676.577,728.98599999999999,728.98599999999999]
[null,"S27.T063",625.43899999999996,671.43700000000001,677.25300000000004]
[null,"S27.T064",568.66800000000001,607.41600000000005,618.37300000000005]
[null,"S27.T065",508.82600000000002,539.87300000000005,555.06899999999996]
[null,"S27.T066",448.79899999999998,472.24799999999999,490.49599999999998]
[null,"S27.T067",50.728999999999999,30.31,55.378]
[null,"S27.T068",26.808,15.154999999999999,29.041]
[null,"S27.T069",17.879000000000001,10.097,19.373999999999999]
[null,"S27.T070",13.394,7.5780000000000003,14.52]
[null,"S27.T071",10.731999999999999,6.0620000000000003,11.612]
[null,"S27.T072",8.9290000000000003,5.0590000000000002,9.6869999999999994]
[null,"S27.T073",0,0,0]
[null,"S27.T074",3.2559999999999998,0,0]
[null,"S27.T075",23.675000000000001,7.27,6.2460000000000004]
[null,"S27.T076",59.473999999999997,34.509,31.683]
[null,"S27.T077",105.738,76.759,71.885000000000005]
[null,"S27.T078",158.33099999999999,128.59399999999999,121.651]
[null,"S27.T079",544.11300000000006,528.09699999999998,508.74400000000003]
[null,"S27.T080",598.26199999999994,589.70100000000002,569.85599999999999]
[null,"S27.T081",643.97299999999996,642.23199999999997,622.81700000000001]
[null,"S27.T082",679.52599999999995,683.80700000000002,665.68200000000002]
[null,"S27.T083",703.91800000000001,713.07299999999998,696.95500000000004]
[null,"S27.T084",716.57500000000005,722.30899999999997,715.73500000000001]
[null,"S27.T085",723.04600000000005,595.39499999999998,756.61300000000006]
[null,"S27.T086",679.50599999999997,514.29399999999998,711.803]
[null,"S27.T087",628.08100000000002,449.55599999999998,612.67999999999995]
[null,"S27.T088",571.06399999999996,399.58499999999998,543.15]
[null,"S27.T089",510.95600000000002,361.08300000000003,485.745]
[null,"S27.T090",450.642,320.28699999999998,430.92]
[null,"S27.T091",51.261000000000003,27.628,52.326000000000001]
[null,"S27.T092",26.972000000000001,13.824,27.422999999999998]
[null,"S27.T093",17.981000000000002,9.2159999999999993,18.268000000000001]
[null,"S27.T094",13.476000000000001,6.9020000000000001,13.701000000000001]
[null,"S27.T095",10.792999999999999,5.53,10.957000000000001]
[null,"S27.T096",8.9909999999999997,4.6079999999999997,9.1340000000000003]
[null,"S27.T097",0,0,0]
[null,"S27.T098",2.99,0,0]
[null,"S27.T099",23.777000000000001,6.9630000000000001,6.0010000000000003]
[null,"S27.T100",60.128999999999998,33.975999999999999,30.433]
[null,"S27.T101",106.762,76.206000000000003,69.611999999999995]
[null,"S27.T102",159.45699999999999,127.73399999999999,118.64100000000001]
[null,"S27.T103",545.73099999999999,523.53,501.53500000000003]
[null,"S27.T104",599.12199999999996,584.92899999999997,562.95399999999995]
[null,"S27.T105",643.99400000000003,636.82600000000002,616.57100000000003]
[null,"S27.T106",677.23299999999995,678.44100000000003,660.173]
[null,"S27.T107",698.71600000000001,707.21500000000003,692.26499999999999]
[null,"S27.T108",662.01599999999996,721.59199999999998,712.04899999999998]
[null,"S27.T109",405.85199999999998,733.20399999999995,760.66800000000001]
[null,"S27.T110",445.64499999999998,688.88599999999997,714.24]
[null,"S27.T111",451.13299999999998,633.32299999999998,647.08600000000001]
[null,"S27.T112",432.72199999999998,573.64499999999998,585.05200000000002]
[null,"S27.T113",397.33199999999999,509.82900000000001,522.77200000000005]
[null,"S27.T114",354.714,445.80900000000003,460.964]
[null,"S27.T115",47.616,27.812000000000001,50.728999999999999]
[null,"S27.T116",25.068000000000001,13.906000000000001,26.46]
[null,"S27.T117",16.712,9.2769999999999992,17.632999999999999]
[null,"S27.T118",12.534000000000001,6.9429999999999996,13.23]
[null,"S27.T119",10.035,5.5709999999999997,10.587999999999999]
[null,"S27.T120",8.3559999999999999,4.6280000000000001,8.827]
[null,"S27.T121",0,0,0]
[null,"S27.T122",2.806,0,0]
[null,"S27.T123",22.364000000000001,4.9969999999999999,5.6120000000000001]
[null,"S27.T124",57.569000000000003,17.654,29.491]
[null,"S27.T125",103.24,32.072000000000003,68.751000000000005]
[null,"S27.T126",155.279,47.37,118.047]
[null,"S27.T127",539.23800000000006,183.11199999999999,499.97800000000001]
[null,"S27.T128",593.572,250.45,561.82799999999997]
[null,"S27.T129",639.65200000000004,299.86799999999999,607.82600000000002]
[null,"S27.T130",675.84,387.54300000000001,614.851]
[null,"S27.T131",701.01,471.94099999999997,614.38]
[null,"S27.T132",714.48599999999999,526.56100000000004,612.803]
[null,"S27.T133",726.34400000000005,745.8,567.04999999999995]
[null,"S27.T134",683.17200000000003,690.995,538.255]
[null,"S27.T135",631.64400000000001,586.79300000000001,500.75599999999997]
[null,"S27.T136",574.34100000000001,507.31,474.58300000000003]
[null,"S27.T137",513.80200000000002,443.33100000000002,437.22800000000001]
[null,"S27.T138",453.01799999999997,387.29700000000003,391.10700000000003]
[null,"S27.T139",49.685000000000002,26.152999999999999,51.363999999999997]
[null,"S27.T140",26.050999999999998,13.087,26.766999999999999]
[null,"S27.T141",17.367000000000001,8.7240000000000002,17.838000000000001]
[null,"S27.T142",13.025,6.5330000000000004,13.372999999999999]
[null,"S27.T143",10.423999999999999,5.2220000000000004,10.711]
[null,"S27.T144",8.6839999999999993,4.3620000000000001,8.9290000000000003]
[null,"S27.T145",0,0,0]
[null,"S27.T146",2.621,0,0]
[null,"S27.T147",22.158999999999999,4.7720000000000002,5.4269999999999996]
[null,"S27.T148",57.426000000000002,25.661000000000001,29.286000000000001]
[null,"S27.T149",103.096,59.515000000000001,68.156999999999996]
[null,"S27.T150",155.01300000000001,106.53700000000001,117.084]
[null,"S27.T151",536.96500000000003,516.01400000000001,494.53100000000001]
[null,"S27.T152",590.35599999999999,580.096,555.76599999999996]
[null,"S27.T153",635.49400000000003,633.56899999999996,609.01400000000001]
[null,"S27.T154",670.78099999999995,650.79300000000001,652.08299999999997]
[null,"S27.T155",695.09100000000001,629.65800000000002,683.72500000000002]
[null,"S27.T156",707.87099999999998,585.70799999999997,684.60500000000002]
[null,"S27.T157",718.80700000000002,522.48599999999999,499.548]
[null,"S27.T158",675.41,590.82799999999997,446.23899999999998]
[null,"S27.T159",623.86199999999997,572.94799999999998,369.80700000000002]
[null,"S27.T160",566.45600000000002,529.51,311.86900000000003]
[null,"S27.T161",505.815,474.15300000000002,268.10399999999998]
[null,"S27.T162",445.37900000000002,408.24799999999999,239.67699999999999]
[null,"S27.T163",46.326000000000001,12.329000000000001,47.514000000000003]
[null,"S27.T164",24.228000000000002,6.1639999999999997,24.719000000000001]
[null,"S27.T165",16.158999999999999,4.1159999999999997,16.486000000000001]
[null,"S27.T166",12.124000000000001,3.0920000000000001,12.37]
[null,"S27.T167",9.6869999999999994,2.4580000000000002,9.8919999999999995]
[null,"S27.T168",8.0690000000000008,2.048,8.2330000000000005]
[null,"S28.T001",0,0,0]
[null,"S28.T002",2.3759999999999999,0,0]
[null,"S28.T003",21.484000000000002,1.085,5.0380000000000003]
[null,"S28.T004",56.667999999999999,5.4480000000000004,28.446999999999999]
[null,"S28.T005",102.56399999999999,8.8680000000000003,66.888000000000005]
[null,"S28.T006",154.952,11.981,115.18]
[null,"S28.T007",542.86300000000006,86.445999999999998,483.267]
[null,"S28.T008",597.62699999999995,224.01,546.38599999999997]
[null,"S28.T009",644.19799999999998,253.01,593.83799999999997]
[null,"S28.T010",680.50900000000001,292.25,609.649]
[null,"S28.T011",705.55600000000004,346.54199999999997,611.98299999999995]
[null,"S28.T012",718.82799999999997,403.96800000000002,604.447]
[null,"S28.T013",727.51099999999997,714.05600000000004,511.67200000000003]
[null,"S28.T014",683.39700000000005,681.697,465.16199999999998]
[null,"S28.T015",631.07100000000003,627.75300000000004,438.84500000000003]
[null,"S28.T016",572.94799999999998,569.59,408.678]
[null,"S28.T017",511.73399999999998,506.85899999999998,370.07400000000001]
[null,"S28.T018",450.35500000000002,443.08499999999998,331.32499999999999]
[null,"S28.T019",44.954000000000001,25.292999999999999,45.978000000000002]
[null,"S28.T020",23.47,12.657,23.838999999999999]
[null,"S28.T021",15.647,8.4380000000000006,15.893000000000001]
[null,"S28.T022",11.734999999999999,6.3280000000000003,11.919]
[null,"S28.T023",9.4,5.0590000000000002,9.5440000000000005]
[null,"S28.T024",7.8230000000000004,4.2190000000000003,7.9459999999999997]
[null,"S28.T025",0,0,0]
[null,"S28.T026",2.109,0,0]
[null,"S28.T027",16.568000000000001,3.133,2.9289999999999998]
[null,"S28.T028",33.649000000000001,10.342000000000001,16.178999999999998]
[null,"S28.T029",52.47,16.015000000000001,36.945999999999998]
[null,"S28.T030",74.936000000000007,22.18,63.816000000000003]
[null,"S28.T031",284.54899999999998,78.766000000000005,273.36700000000002]
[null,"S28.T032",324.99700000000001,92.549000000000007,270.66399999999999]
[null,"S28.T033",425.185,115.18,275.33300000000003]
[null,"S28.T034",501.30900000000003,135.864,298.25]
[null,"S28.T035",549.84699999999998,137.42099999999999,316.47699999999998]
[null,"S28.T036",582.92200000000003,129.65899999999999,320.75799999999998]
[null,"S28.T037",701.05100000000004,91.688999999999993,322.43700000000001]
[null,"S28.T038",658.10400000000004,80.813999999999993,357.233]
[null,"S28.T039",607.15,71.352000000000004,369.68400000000003]
[null,"S28.T040",550.66600000000005,63.671999999999997,362.39400000000001]
[null,"S28.T041",491.233,56.136000000000003,341.07400000000001]
[null,"S28.T042",431.94400000000002,49.07,308.51100000000002]
[null,"S28.T043",42.290999999999997,3.0720000000000001,43.908999999999999]
[null,"S28.T044",21.954999999999998,1.536,22.692]
[null,"S28.T045",14.643000000000001,1.024,15.135]
[null,"S28.T046",10.977,0.77800000000000002,11.346]
[null,"S28.T047",8.7859999999999996,0.61399999999999999,9.0730000000000004]
[null,"S28.T048",7.3109999999999999,0.51200000000000001,7.5570000000000004]
[null,"S28.T049",0,0,0]
[null,"S28.T050",1.29,0,0]
[null,"S28.T051",7.3319999999999999,3.5640000000000001,4.28]
[null,"S28.T052",14.561,10.199,26.193999999999999]
[null,"S28.T053",23.100999999999999,17.571999999999999,63.57]
[null,"S28.T054",32.726999999999997,27.812000000000001,111.49299999999999]
[null,"S28.T055",103.895,171.21299999999999,491.04899999999998]
[null,"S28.T056",118.149,353.21899999999999,554.476]
[null,"S28.T057",135.55699999999999,482.34500000000003,609.60799999999995]
[null,"S28.T058",158.92500000000001,564.61300000000006,652.63599999999997]
[null,"S28.T059",190.73,618.86500000000001,682.43499999999995]
[null,"S28.T060",227.06200000000001,651.83699999999999,699.88300000000004]
[null,"S28.T061",446.66899999999998,744.73500000000001,745.86099999999999]
[null,"S28.T062",523.22299999999996,444.846,698.06100000000004]
[null,"S28.T063",515.97299999999996,427.66300000000001,601.04700000000003]
[null,"S28.T064",482.07900000000001,395.03899999999999,508.12900000000002]
[null,"S28.T065",436.32600000000002,349.18400000000003,423.404]
[null,"S28.T066",386.25299999999999,297.59500000000003,356.68]
[null,"S28.T067",41.655999999999999,5.14,15.852]
[null,"S28.T068",21.565000000000001,2.56,8.4169999999999998]
[null,"S28.T069",14.377000000000001,1.72,5.6120000000000001]
[null,"S28.T070",10.773,1.29,4.2190000000000003]
[null,"S28.T071",8.6219999999999999,1.024,3.359]
[null,"S28.T072",7.1879999999999997,0.86,2.806]
[null,"S28.T073",0,0,0]
[null,"S28.T074",1.4950000000000001,0,0]
[null,"S28.T075",11.592000000000001,3.9119999999999999,4.3620000000000001]
[null,"S28.T076",24.33,23.367999999999999,27.259]
[null,"S28.T077",35.573999999999998,56.012999999999998,65.965999999999994]
[null,"S28.T078",45.527000000000001,96.706999999999994,115.139]
[null,"S28.T079",270.37700000000001,475.34100000000001,499.81400000000002]
[null,"S28.T080",450.048,480.97300000000001,561.82799999999997]
[null,"S28.T081",541.69600000000003,450.33499999999998,615.95600000000002]
[null,"S28.T082",600.28899999999999,437.76,660.56200000000001]
[null,"S28.T083",638.68899999999996,437.084,693.41200000000003]
[null,"S28.T084",661.279,421.41699999999997,713.03200000000004]
[null,"S28.T085",266.07600000000002,234.947,741.13]
[null,"S28.T086",188.047,216.41200000000001,697.93799999999999]
[null,"S28.T087",169.267,193.41300000000001,652.16499999999996]
[null,"S28.T088",172.64599999999999,170.619,597.03300000000002]
[null,"S28.T089",181.18700000000001,150.303,535.75699999999995]
[null,"S28.T090",170.12700000000001,132.239,472.41199999999998]
[null,"S28.T091",30.843,6.8609999999999998,45.957000000000001]
[null,"S28.T092",15.913,3.4409999999999998,23.552]
[null,"S28.T093",10.609,2.294,15.708]
[null,"S28.T094",7.9669999999999996,1.72,11.776]
[null,"S28.T095",6.3689999999999998,1.3720000000000001,9.4209999999999994]
[null,"S28.T096",5.3040000000000003,1.147,7.8440000000000003]
[null,"S28.T097",0,0,0]
[null,"S28.T098",1.393,0,0]
[null,"S28.T099",18.719000000000001,5.202,3.9940000000000002]
[null,"S28.T100",53.125,31.027000000000001,26.358000000000001]
[null,"S28.T101",98.856999999999999,72.786000000000001,64.84]
[null,"S28.T102",151.59299999999999,125.583,114.033]
[null,"S28.T103",542.26900000000001,533.279,500.63400000000001]
[null,"S28.T104",596.84900000000005,596.89,562.29899999999998]
[null,"S28.T105",642.66200000000003,650.60900000000004,616.54999999999995]
[null,"S28.T106",676.68,693.69899999999996,608.50199999999995]
[null,"S28.T107",700.41600000000005,723.96799999999996,571.43299999999999]
[null,"S28.T108",631.23500000000001,735.10900000000004,543.928]
[null,"S28.T109",140.411,432.70100000000002,146.78]
[null,"S28.T110",128.24600000000001,443.863,110.367]
[null,"S28.T111",143.81100000000001,437.596,99.287000000000006]
[null,"S28.T112",175.94399999999999,389.22199999999998,115.61]
[null,"S28.T113",192,339.25099999999998,133.018]
[null,"S28.T114",182.90700000000001,287.25200000000001,135.803]
[null,"S28.T115",40.140999999999998,2.9489999999999998,44.338999999999999]
[null,"S28.T116",20.501000000000001,1.4750000000000001,22.692]
[null,"S28.T117",13.680999999999999,0.98299999999999998,15.135]
[null,"S28.T118",10.260999999999999,0.73699999999999999,11.346]
[null,"S28.T119",8.2119999999999997,0.59399999999999997,9.0730000000000004]
[null,"S28.T120",6.84,0.49199999999999999,7.5570000000000004]
[null,"S28.T121",0,0,0]
[null,"S28.T122",0.94199999999999995,0,0]
[null,"S28.T123",8.3149999999999995,0.81899999999999995,3.0720000000000001]
[null,"S28.T124",31.007000000000001,5.673,22.61]
[null,"S28.T125",79.34,16.670999999999999,59.555999999999997]
[null,"S28.T126",133.83699999999999,63.774999999999999,104.44799999999999]
[null,"S28.T127",536.16600000000005,510.11599999999999,421.35500000000002]
[null,"S28.T128",592.01499999999999,569.81500000000005,442.53199999999998]
[null,"S28.T129",639.09900000000005,617.82000000000005,441.67200000000003]
[null,"S28.T130",639.91800000000001,631.13199999999995,437.04300000000001]
[null,"S28.T131",580.178,603.62800000000004,427.233]
[null,"S28.T132",511.36500000000001,618.67999999999995,442.73700000000002]
[null,"S28.T133",163.226,737.178,676.53599999999994]
[null,"S28.T134",157.798,654.78700000000003,653.41399999999999]
[null,"S28.T135",154.173,601.94799999999998,612.06500000000005]
[null,"S28.T136",171.602,481.81200000000001,545.62800000000004]
[null,"S28.T137",188.047,392.72399999999999,476.16]
[null,"S28.T138",170.41399999999999,328.99099999999999,405.46300000000002]
[null,"S28.T139",11.489000000000001,2.56,16.425000000000001]
[null,"S28.T140",5.8369999999999997,1.29,8.4380000000000006]
[null,"S28.T141",3.891,0.86,5.6319999999999997]
[null,"S28.T142",2.9289999999999998,0.63500000000000001,4.2190000000000003]
[null,"S28.T143",2.335,0.51200000000000001,3.379]
[null,"S28.T144",1.946,0.43,2.806]
[null,"S28.T145",0,0,0]
[null,"S28.T146",0.77800000000000002,0,0]
[null,"S28.T147",9.81,4.5469999999999997,2.2120000000000002]
[null,"S28.T148",36.454000000000001,27.914000000000001,10.813000000000001]
[null,"S28.T149",82.144999999999996,67.317999999999998,25.477]
[null,"S28.T150",132.93600000000001,116.756,39.813000000000002]
[null,"S28.T151",518.88099999999997,499.65100000000001,151.613]
[null,"S28.T152",562.11500000000001,563.67100000000005,193.024]
[null,"S28.T153",537.08799999999997,617.18499999999995,244.67500000000001]
[null,"S28.T154",444.334,659.37400000000002,322.33499999999998]
[null,"S28.T155",368.41500000000002,689.21299999999997,415.78500000000003]
[null,"S28.T156",318.09500000000003,705.90499999999997,476.774]
[null,"S28.T157",383.05799999999999,688.23,732.71299999999997]
[null,"S28.T158",491.39699999999999,638.11599999999999,689.56200000000001]
[null,"S28.T159",490.84399999999999,552.42700000000002,633.17999999999995]
[null,"S28.T160",461.29199999999997,457.62599999999998,542.14700000000005]
[null,"S28.T161",418.12,387.99400000000003,455.92599999999999]
[null,"S28.T162",369.68400000000003,337.142,384.94200000000001]
[null,"S28.T163",35.286999999999999,4.5060000000000002,6.758]
[null,"S28.T164",17.981000000000002,2.2530000000000001,3.5019999999999998]
[null,"S28.T165",11.981,1.4950000000000001,2.335]
[null,"S28.T166",8.9909999999999997,1.1259999999999999,1.7410000000000001]
[null,"S28.T167",7.1879999999999997,0.90100000000000002,1.393]
[null,"S28.T168",6.0010000000000003,0.75800000000000001,1.167]
[null,"S29.T001",0,0,0]
[null,"S29.T002",0.94199999999999995,0,0]
[null,"S29.T003",12.103999999999999,2.7029999999999998,0.43]
[null,"S29.T004",18.760000000000002,16.63,7.1070000000000002]
[null,"S29.T005",25.559000000000001,32.603999999999999,24.370999999999999]
[null,"S29.T006",42.311999999999998,49.009,69.733999999999995]
[null,"S29.T007",467.19,171.35599999999999,464.63]
[null,"S29.T008",411.44299999999998,247.46,524.00099999999998]
[null,"S29.T009",342.34399999999999,373.14600000000002,563.13900000000001]
[null,"S29.T010",326.02100000000002,468.726,602.21400000000006]
[null,"S29.T011",318.25900000000001,537.49800000000005,631.255]
[null,"S29.T012",359.58800000000002,553.14400000000001,638.29999999999995]
[null,"S29.T013",692.06,370.29899999999998,568.23800000000006]
[null,"S29.T014",648.23299999999995,361.185,592.404]
[null,"S29.T015",594.90300000000002,373.26799999999997,572.35500000000002]
[null,"S29.T016",536.61699999999996,349.86,529.654]
[null,"S29.T017",476.32400000000001,318.40300000000002,477.245]
[null,"S29.T018",415.99,283.54599999999999,421.11]
[null,"S29.T019",31.314,19.395,38.216000000000001]
[null,"S29.T020",15.913,9.7080000000000002,19.373999999999999]
[null,"S29.T021",10.609,6.4720000000000004,12.901999999999999]
[null,"S29.T022",7.9459999999999997,4.8540000000000001,9.6869999999999994]
[null,"S29.T023",6.3689999999999998,3.871,7.7409999999999997]
[null,"S29.T024",5.3040000000000003,3.2360000000000002,6.4509999999999996]
[null,"S29.T025",0,0,0]
[null,"S29.T026",0.10199999999999999,0,0]
[null,"S29.T027",1.1060000000000001,0.49199999999999999,2.8879999999999999]
[null,"S29.T028",4.0549999999999997,3.891,22.364000000000001]
[null,"S29.T029",11.263999999999999,13.537000000000001,55.500999999999998]
[null,"S29.T030",58.225000000000001,72.191999999999993,79.012]
[null,"S29.T031",521.97400000000005,508.29300000000001,367.67700000000002]
[null,"S29.T032",574.23900000000003,567.07100000000003,379.06400000000002]
[null,"S29.T033",618.57799999999997,621.50699999999995,464.52699999999999]
[null,"S29.T034",653.12800000000004,664.26900000000001,533.56500000000005]
[null,"S29.T035",677.13,694.33299999999997,583.43399999999997]
[null,"S29.T036",676.37199999999996,711.49599999999998,615.73099999999999]
[null,"S29.T037",422.01100000000002,736.74699999999996,730.23500000000001]
[null,"S29.T038",423.79300000000001,691.38400000000001,686.49]
[null,"S29.T039",329.339,632.68899999999996,634.77800000000002]
[null,"S29.T040",275.31299999999999,531.86599999999999,563.38400000000001]
[null,"S29.T041",239.821,452.32100000000003,482.14]
[null,"S29.T042",219.99600000000001,387.97300000000001,417.52600000000001]
[null,"S29.T043",32.481000000000002,16.63,23.654]
[null,"S29.T044",16.425000000000001,8.3149999999999995,12.022]
[null,"S29.T045",10.936,5.55,8.0079999999999991]
[null,"S29.T046",8.2119999999999997,4.157,6.0010000000000003]
[null,"S29.T047",6.5739999999999998,3.3180000000000001,4.8129999999999997]
[null,"S29.T048",5.468,2.7650000000000001,4.0140000000000002]
[null,"S29.T049",0,0,0]
[null,"S29.T050",0.10199999999999999,0,0]
[null,"S29.T051",4.4850000000000003,1.843,0.84]
[null,"S29.T052",25.498000000000001,10.138,10.220000000000001]
[null,"S29.T053",54.62,24.452999999999999,40.899000000000001]
[null,"S29.T054",67.052000000000007,44.256999999999998,78.540999999999997]
[null,"S29.T055",121.446,198.20500000000001,387.584]
[null,"S29.T056",145.756,205.96700000000001,407.839]
[null,"S29.T057",191.03700000000001,205.66,440.279]
[null,"S29.T058",285.041,205.53700000000001,502.108]
[null,"S29.T059",384.63499999999999,209.06,556.40099999999995]
[null,"S29.T060",447.26299999999998,227.45099999999999,592.34299999999996]
[null,"S29.T061",699.822,217.23099999999999,722.14499999999998]
[null,"S29.T062",655.70799999999997,150.999,682.43499999999995]
[null,"S29.T063",598.11800000000005,124.6,633.03700000000003]
[null,"S29.T064",490.51600000000002,105.206,567.50099999999998]
[null,"S29.T065",404.726,89.046999999999997,504.64800000000002]
[null,"S29.T066",342.733,76.144999999999996,437.90300000000002]
[null,"S29.T067",15.749000000000001,2.99,22.774000000000001]
[null,"S29.T068",7.9870000000000001,1.4950000000000001,11.468999999999999]
[null,"S29.T069",5.3250000000000002,1.004,7.6390000000000002]
[null,"S29.T070",3.9940000000000002,0.75800000000000001,5.734]
[null,"S29.T071",3.1949999999999998,0.59399999999999997,4.5880000000000001]
[null,"S29.T072",2.6619999999999999,0.49199999999999999,3.83]
[null,"S29.T073",0,0,0]
[null,"S29.T074",0.34799999999999998,0,0]
[null,"S29.T075",3.6659999999999999,3.113,2.109]
[null,"S29.T076",10.423999999999999,23.940999999999999,11.448]
[null,"S29.T077",31.13,61.44,22.015999999999998]
[null,"S29.T078",90.03,110.428,28.693000000000001]
[null,"S29.T079",479.72399999999999,448.34800000000001,85.933999999999997]
[null,"S29.T080",533.995,372.51100000000002,121.61]
[null,"S29.T081",581.96,303.06299999999999,177.72499999999999]
[null,"S29.T082",621.58799999999997,289.15699999999998,224.78800000000001]
[null,"S29.T083",648.745,286.065,265.13400000000001]
[null,"S29.T084",590.39700000000005,297.738,321.536]
[null,"S29.T085",171.25399999999999,486.44099999999997,664.88300000000004]
[null,"S29.T086",321.82299999999998,568.32000000000005,663.73599999999999]
[null,"S29.T087",377.32400000000001,556.17499999999995,625.78700000000003]
[null,"S29.T088",373.78,514.97,573.44000000000005]
[null,"S29.T089",346.29599999999999,461.14800000000002,513.78200000000004]
[null,"S29.T090",307.28199999999998,402.88299999999998,451.68599999999998]
[null,"S29.T091",29.123000000000001,16.670999999999999,35.040999999999997]
[null,"S29.T092",14.602,8.3350000000000009,17.613]
[null,"S29.T093",9.7279999999999998,5.55,11.734999999999999]
[null,"S29.T094",7.3109999999999999,4.1779999999999999,8.8059999999999992]
[null,"S29.T095",5.8369999999999997,3.3380000000000001,7.0449999999999999]
[null,"S29.T096",4.8739999999999997,2.7850000000000001,5.8780000000000001]
[null,"S29.T097",0,0,0]
[null,"S29.T098",0.34799999999999998,0,0]
[null,"S29.T099",13.23,2.3959999999999999,1.7609999999999999]
[null,"S29.T100",44.338999999999999,18.678000000000001,12.493]
[null,"S29.T101",87.634,52.223999999999997,28.507999999999999]
[null,"S29.T102",138.22,93.635000000000005,47.902999999999999]
[null,"S29.T103",516.66899999999998,466.43200000000002,223.02699999999999]
[null,"S29.T104",570.245,541.65499999999997,276.74599999999998]
[null,"S29.T105",615.85400000000004,598.67100000000005,320.512]
[null,"S29.T106",651.51,614.93200000000002,307.97800000000001]
[null,"S29.T107",675.98299999999995,624.476,281.68200000000002]
[null,"S29.T108",688.476,644.56700000000001,252.62100000000001]
[null,"S29.T109",677.88800000000003,736.48099999999999,79.852000000000004]
[null,"S29.T110",642.68299999999999,686.38699999999994,63.959000000000003]
[null,"S29.T111",591.77,627.05700000000002,53.104999999999997]
[null,"S29.T112",535.45000000000005,564.63400000000001,47.432000000000002]
[null,"S29.T113",475.87299999999999,498.91300000000001,43.09]
[null,"S29.T114",416.21499999999997,433.17200000000003,42.66]
[null,"S29.T115",27.279,15.196,19.579000000000001]
[null,"S29.T116",13.64,7.5979999999999999,9.81]
[null,"S29.T117",9.093,5.0590000000000002,6.5540000000000003]
[null,"S29.T118",6.82,3.8090000000000002,4.915]
[null,"S29.T119",5.4480000000000004,3.0310000000000001,3.9319999999999999]
[null,"S29.T120",4.5469999999999997,2.54,3.2770000000000001]
[null,"S29.T121",0,0,0]
[null,"S29.T122",0.26600000000000001,0,0]
[null,"S29.T123",11.571,2.7650000000000001,0.49199999999999999]
[null,"S29.T124",40.837000000000003,22.446000000000002,5.5709999999999997]
[null,"S29.T125",82.227000000000004,59.003,21.422000000000001]
[null,"S29.T126",131.83000000000001,106.824,57.59]
[null,"S29.T127",501.39100000000002,481.03399999999999,371.01600000000002]
[null,"S29.T128",555.19200000000001,541.49099999999999,471.22399999999999]
[null,"S29.T129",600.88300000000004,592.63,501.78]
[null,"S29.T130",637.399,636.06799999999998,505.46699999999998]
[null,"S29.T131",662.63,667.03399999999999,536.63699999999994]
[null,"S29.T132",674.14,685.67,573.80899999999997]
[null,"S29.T133",539.17700000000002,660.31600000000003,716.923]
[null,"S29.T134",543.846,522.91600000000005,673.52599999999995]
[null,"S29.T135",492.81,496.27100000000002,619.70399999999995]
[null,"S29.T136",422.4,462.43799999999999,556.19600000000003]
[null,"S29.T137",360.50900000000001,415.68299999999999,488.202]
[null,"S29.T138",315.16699999999997,363.11,421.315]
[null,"S29.T139",24.617000000000001,13.865,18.616]
[null,"S29.T140",12.308999999999999,6.9429999999999996,9.298]
[null,"S29.T141",8.2119999999999997,4.6280000000000001,6.2050000000000001]
[null,"S29.T142",6.1639999999999997,3.4609999999999999,4.649]
[null,"S29.T143",4.915,2.7650000000000001,3.7269999999999999]
[null,"S29.T144",4.0960000000000001,2.3140000000000001,3.0920000000000001]
[null,"S29.T145",0,0,0]
[null,"S29.T146",0.16400000000000001,0,0]
[null,"S29.T147",8.7040000000000006,0.41,0.55300000000000005]
[null,"S29.T148",32.154000000000003,3.7269999999999999,5.8570000000000002]
[null,"S29.T149",68.915000000000006,11.448,17.654]
[null,"S29.T150",116.92,37.908999999999999,38.113]
[null,"S29.T151",491.64299999999997,463.93299999999999,236.298]
[null,"S29.T152",549.76499999999999,532.80799999999999,283.238]
[null,"S29.T153",598.34400000000005,591.72900000000004,328.33499999999998]
[null,"S29.T154",635.92399999999998,637.76800000000003,378.69600000000003]
[null,"S29.T155",661.85199999999998,670.20799999999997,427.35599999999999]
[null,"S29.T156",675.63499999999999,686.59199999999998,481.03399999999999]
[null,"S29.T157",696.36099999999999,717.35299999999995,744.1]
[null,"S29.T158",653.55799999999999,652.61599999999999,702.05399999999997]
[null,"S29.T159",601.98900000000003,571.04399999999998,650.13800000000003]
[null,"S29.T160",544.44000000000005,501.76,590.70500000000004]
[null,"S29.T161",483.65600000000001,441.42599999999999,526.66399999999999]
[null,"S29.T162",422.851,384.041,461.49599999999998]
[null,"S29.T163",25.068000000000001,13.435,30.146999999999998]
[null,"S29.T164",12.534000000000001,6.7169999999999996,15.073]
[null,"S29.T165",8.3559999999999999,4.4850000000000003,10.055999999999999]
[null,"S29.T166",6.2670000000000003,3.359,7.5369999999999999]
[null,"S29.T167",5.0179999999999998,2.6829999999999998,6.0209999999999999]
[null,"S29.T168",4.1779999999999999,2.2320000000000002,5.0179999999999998]
[null,"S30.T001",0,0,0]
[null,"S30.T002",8.2000000000000003E-2,0,0]
[null,"S30.T003",10.792999999999999,1.024,1.577]
[null,"S30.T004",40.283999999999999,5.407,18.923999999999999]
[null,"S30.T005",82.534000000000006,10.875,53.677999999999997]
[null,"S30.T006",132.48500000000001,18.370999999999999,100.229]
[null,"S30.T007",506.69600000000003,117.78,471.59300000000002]
[null,"S30.T008",562.46299999999997,218.09200000000001,534.774]
[null,"S30.T009",609.58699999999999,373.41199999999998,589.88499999999999]
[null,"S30.T010",646.51300000000003,470.65100000000001,634.9]
[null,"S30.T011",672.072,534.48699999999997,668.09900000000005]
[null,"S30.T012",685.60900000000004,572.47699999999998,688.57899999999995]
[null,"S30.T013",693.49400000000003,661.11500000000001,741.64200000000005]
[null,"S30.T014",586.11699999999996,566.33299999999997,697.73299999999995]
[null,"S30.T015",458.81299999999999,517.202,643.46100000000001]
[null,"S30.T016",388.38299999999998,474.93099999999998,582.12400000000002]
[null,"S30.T017",339.25099999999998,425.32900000000001,516.60799999999995]
[null,"S30.T018",301.322,370.77,451.01100000000002]
[null,"S30.T019",22.344000000000001,12.268000000000001,26.562999999999999]
[null,"S30.T020",11.182,6.1239999999999997,13.292]
[null,"S30.T021",7.4550000000000001,4.0960000000000001,8.8469999999999995]
[null,"S30.T022",5.5910000000000002,3.0720000000000001,6.6360000000000001]
[null,"S30.T023",4.4649999999999999,2.4580000000000002,5.3040000000000003]
[null,"S30.T024",3.7269999999999999,2.048,4.4240000000000004]
[null,"S30.T025",0,0,0]
[null,"S30.T026",0,0,0]
[null,"S30.T027",6.984,1.7410000000000001,1.3720000000000001]
[null,"S30.T028",29.553000000000001,10.711,17.654]
[null,"S30.T029",66.396000000000001,22.466999999999999,51.18]
[null,"S30.T030",114.95399999999999,32.951999999999998,96.256]
[null,"S30.T031",489.37,67.031000000000006,458.15800000000002]
[null,"S30.T032",548.76199999999994,62.628,511.529]
[null,"S30.T033",597.42200000000003,56.667999999999999,548.14700000000005]
[null,"S30.T034",634.798,59.268999999999998,567.173]
[null,"S30.T035",659.96799999999996,60.088000000000001,561.76599999999996]
[null,"S30.T036",673.56700000000001,83.784000000000006,544.03099999999995]
[null,"S30.T037",691.26099999999997,195.19499999999999,381.87]
[null,"S30.T038",647.33199999999999,165.13,379.63799999999998]
[null,"S30.T039",595.23099999999999,167.19900000000001,362.947]
[null,"S30.T040",537.43600000000004,190.792,334.41800000000001]
[null,"S30.T041",476.50799999999998,190.054,300.07299999999998]
[null,"S30.T042",415.68299999999999,170.74199999999999,264.45800000000003]
[null,"S30.T043",20.91,10.587999999999999,22.446000000000002]
[null,"S30.T044",10.445,5.3040000000000003,11.223000000000001]
[null,"S30.T045",6.9630000000000001,3.5230000000000001,7.4749999999999996]
[null,"S30.T046",5.2220000000000004,2.6419999999999999,5.6120000000000001]
[null,"S30.T047",4.1779999999999999,2.109,4.4850000000000003]
[null,"S30.T048",3.4820000000000002,1.7609999999999999,3.7480000000000002]
[null,"S30.T049",0,0,0]
[null,"S30.T050",0,0,0]
[null,"S30.T051",8.7859999999999996,1.802,1.167]
[null,"S30.T052",34.058,12.984,15.032]
[null,"S30.T053",70.921999999999997,27.053999999999998,43.643000000000001]
[null,"S30.T054",106.947,45.896000000000001,82.924000000000007]
[null,"S30.T055",360.63200000000001,347.91399999999999,386.70299999999997]
[null,"S30.T056",473.31299999999999,464.85500000000002,455.721]
[null,"S30.T057",541.75699999999995,544.31700000000001,518.94299999999998]
[null,"S30.T058",588.18600000000004,599.85900000000004,563.15899999999999]
[null,"S30.T059",617.65599999999995,637.70600000000002,592.46600000000001]
[null,"S30.T060",632.75,659.59900000000005,606.98599999999999]
[null,"S30.T061",622.16200000000003,705.51599999999996,639.529]
[null,"S30.T062",567.37800000000004,660.54100000000005,593.63300000000004]
[null,"S30.T063",507.26900000000001,596.60299999999995,542.10599999999999]
[null,"S30.T064",454.24599999999998,518.75800000000004,486.64600000000002]
[null,"S30.T065",402.30900000000003,440.66800000000001,429.56799999999998]
[null,"S30.T066",351.86700000000002,372.87900000000002,374.19]
[null,"S30.T067",19.332999999999998,3.133,21.155999999999999]
[null,"S30.T068",9.6669999999999998,1.577,10.568]
[null,"S30.T069",6.4509999999999996,1.044,7.0449999999999999]
[null,"S30.T070",4.8330000000000002,0.77800000000000002,5.2839999999999998]
[null,"S30.T071",3.871,0.63500000000000001,4.2389999999999999]
[null,"S30.T072",3.2149999999999999,0.53200000000000003,3.5230000000000001]
[null,"S30.T073",0,0,0]
[null,"S30.T074",0,0,0]
[null,"S30.T075",7.782,1.167,1.024]
[null,"S30.T076",33.526000000000003,16.282,14.111000000000001]
[null,"S30.T077",72.95,50.831000000000003,38.953000000000003]
[null,"S30.T078",120.812,97.772000000000006,60.764000000000003]
[null,"S30.T079",485.99,472.41199999999998,210.33]
[null,"S30.T080",541.28599999999994,528.93700000000001,254.833]
[null,"S30.T081",587.73500000000001,549.29399999999998,314.245]
[null,"S30.T082",624.06700000000001,560.37400000000002,394.50599999999997]
[null,"S30.T083",649.11400000000003,566.53800000000001,452.66899999999998]
[null,"S30.T084",662.26199999999994,577.76099999999997,498.70800000000003]
[null,"S30.T085",672.46100000000001,590.23400000000004,675.53300000000002]
[null,"S30.T086",627.13900000000001,573.23500000000001,636.70299999999997]
[null,"S30.T087",574.07500000000005,535.88,589.88499999999999]
[null,"S30.T088",515.4,482.07900000000001,535.798]
[null,"S30.T089",454.185,421.66300000000001,477.08199999999999]
[null,"S30.T090",394.07600000000002,362.68,416.89100000000002]
[null,"S30.T091",16.794,8.3759999999999994,21.77]
[null,"S30.T092",8.3970000000000002,4.1779999999999999,10.875]
[null,"S30.T093",5.5910000000000002,2.7850000000000001,7.25]
[null,"S30.T094",4.1980000000000004,2.089,5.4480000000000004]
[null,"S30.T095",3.359,1.679,4.3620000000000001]
[null,"S30.T096",2.806,1.393,3.625]
[null,"S30.T097",0,0,0]
[null,"S30.T098",0,0,0]
[null,"S30.T099",7.4340000000000002,0.79900000000000004,0.84]
[null,"S30.T100",33.853000000000002,7.25,15.217000000000001]
[null,"S30.T101",73.727999999999994,16.814,47.145000000000003]
[null,"S30.T102",121.815,27.32,91.135999999999996]
[null,"S30.T103",485.35500000000002,111.84099999999999,451.625]
[null,"S30.T104",540.28300000000002,123.986,514.29399999999998]
[null,"S30.T105",586.15800000000002,131.91200000000001,569.73299999999995]
[null,"S30.T106",622.26400000000001,177.62299999999999,615.19899999999996]
[null,"S30.T107",647.25,297.61500000000001,649.05200000000002]
[null,"S30.T108",660.52099999999996,375.11200000000002,670.33100000000002]
[null,"S30.T109",671.78499999999997,692.98199999999997,728.28899999999999]
[null,"S30.T110",629.18700000000001,638.38199999999995,685.89599999999996]
[null,"S30.T111",578.048,576.32799999999997,633.79499999999996]
[null,"S30.T112",521.01099999999997,509.64499999999998,574.32100000000003]
[null,"S30.T113",460.86099999999999,443.88400000000001,510.38200000000001]
[null,"S30.T114",400.93700000000001,382.54599999999999,445.52199999999999]
[null,"S30.T115",16.2,7.5979999999999999,21.75]
[null,"S30.T116",8.09,3.7890000000000001,10.875]
[null,"S30.T117",5.407,2.54,7.25]
[null,"S30.T118",4.0549999999999997,1.905,5.4480000000000004]
[null,"S30.T119",3.2360000000000002,1.516,4.3419999999999996]
[null,"S30.T120",2.7029999999999998,1.27,3.625]
[null,"S30.T121",0,0,0]
[null,"S30.T122",0,0,0]
[null,"S30.T123",7.1680000000000001,0.38900000000000001,0.71699999999999997]
[null,"S30.T124",34.058,3.85,14.909000000000001]
[null,"S30.T125",74.834000000000003,9.9740000000000002,46.981000000000002]
[null,"S30.T126",124.375,19.948,91.197000000000003]
[null,"S30.T127",501.04300000000001,140.57499999999999,450.82600000000002]
[null,"S30.T128",557.54700000000003,231.89500000000001,513.82299999999998]
[null,"S30.T129",605.45000000000005,379.06400000000002,569.01599999999996]
[null,"S30.T130",643.05200000000002,474.952,614.298]
[null,"S30.T131",669.08199999999999,538.54200000000003,647.88499999999999]
[null,"S30.T132",682.88499999999999,578.13,668.81500000000005]
[null,"S30.T133",694.39499999999998,721.01900000000001,721.654]
[null,"S30.T134",648.66300000000001,675,679.95600000000002]
[null,"S30.T135",594.88300000000004,618.82399999999996,628.32600000000002]
[null,"S30.T136",535.45000000000005,555.64300000000003,569.26199999999994]
[null,"S30.T137",473.06799999999998,488.69400000000002,505.59]
[null,"S30.T138",411.09500000000003,422.03100000000001,440.99599999999998]
[null,"S30.T139",14.95,8.0280000000000005,19.824999999999999]
[null,"S30.T140",7.4749999999999996,4.0140000000000002,9.9120000000000008]
[null,"S30.T141",4.9770000000000003,2.6829999999999998,6.6150000000000002]
[null,"S30.T142",3.7269999999999999,2.0070000000000001,4.9560000000000004]
[null,"S30.T143",2.99,1.597,3.9729999999999999]
[null,"S30.T144",2.4990000000000001,1.331,3.2970000000000002]
[null,"S30.T145",0,0,0]
[null,"S30.T146",0,0,0]
[null,"S30.T147",6.7990000000000004,1.085,0.55300000000000005]
[null,"S30.T148",32.603999999999999,17.879000000000001,14.007999999999999]
[null,"S30.T149",72.478999999999999,53.595999999999997,45.506999999999998]
[null,"S30.T150",120.934,101.70399999999999,89.375]
[null,"S30.T151",488.32499999999999,487.15800000000002,446.3]
[null,"S30.T152",543.72400000000005,551.48500000000001,508.90800000000002]
[null,"S30.T153",590.78700000000003,606.88400000000001,563.65099999999995]
[null,"S30.T154",627.85500000000002,651.1,608.41999999999996]
[null,"S30.T155",653.476,682.68,641.59699999999998]
[null,"S30.T156",667.21799999999996,700.76400000000001,662.24099999999999]
[null,"S30.T157",680.16099999999994,731.05399999999997,713.54399999999998]
[null,"S30.T158",635.67899999999997,682.90599999999995,673.15700000000004]
[null,"S30.T159",582.82000000000005,625.13199999999995,622.14099999999996]
[null,"S30.T160",523.899,560.51700000000005,563.48699999999997]
[null,"S30.T161",462.15199999999999,492.339,500.22399999999999]
[null,"S30.T162",401.01900000000001,424.69400000000002,435.97800000000001]
[null,"S30.T163",12.78,7.1269999999999998,18.103999999999999]
[null,"S30.T164",6.39,3.5640000000000001,9.0519999999999996]
[null,"S30.T165",4.26,2.3759999999999999,6.0419999999999998]
[null,"S30.T166",3.1949999999999998,1.782,4.5259999999999998]
[null,"S30.T167",2.56,1.4339999999999999,3.625]
[null,"S30.T168",2.13,1.1879999999999999,3.0110000000000001]
[null,"S31.T001",0,0,0]
[null,"S31.T002",0,0,0]
[null,"S31.T003",6.1849999999999996,0.90100000000000002,0.43]
[null,"S31.T004",31.396000000000001,16.855,13.128]
[null,"S31.T005",70.738,51.732999999999997,43.95]
[null,"S31.T006",118.64100000000001,98.959000000000003,87.367999999999995]
[null,"S31.T007",481.34100000000001,477.53199999999998,445.01]
[null,"S31.T008",536.61699999999996,540.14,505.774]
[null,"S31.T009",583.06600000000003,593.81799999999998,559.71799999999996]
[null,"S31.T010",596.173,635.92399999999998,603.60699999999997]
[null,"S31.T011",611.10299999999995,665.35400000000004,634.73699999999997]
[null,"S31.T012",600.76,627.91700000000003,653.96699999999998]
[null,"S31.T013",554.20899999999995,180.429,670.39200000000005]
[null,"S31.T014",565.06399999999996,177.459,612.495]
[null,"S31.T015",513.00300000000004,247.64400000000001,446.58699999999999]
[null,"S31.T016",397.66,264.827,380.25200000000001]
[null,"S31.T017",322.642,250.286,343.654]
[null,"S31.T018",272.89600000000002,220.32400000000001,304.435]
[null,"S31.T019",3.052,6.0209999999999999,15.933]
[null,"S31.T020",1.536,3.0110000000000001,7.9669999999999996]
[null,"S31.T021",1.024,2.0070000000000001,5.3040000000000003]
[null,"S31.T022",0.75800000000000001,1.4950000000000001,3.9729999999999999]
[null,"S31.T023",0.61399999999999999,1.208,3.1949999999999998]
[null,"S31.T024",0.51200000000000001,1.004,2.6619999999999999]
[null,"S31.T025",0,0,0]
[null,"S31.T026",0,0,0]
[null,"S31.T027",5.0179999999999998,0.71699999999999997,0.307]
[null,"S31.T028",10.076000000000001,14.09,9.2360000000000007]
[null,"S31.T029",18.309000000000001,40.018000000000001,26.091999999999999]
[null,"S31.T030",31.805,67.010999999999996,55.991999999999997]
[null,"S31.T031",185.42599999999999,177.66399999999999,350.863]
[null,"S31.T032",255.32400000000001,150.09800000000001,447.959]
[null,"S31.T033",387.4,146.57499999999999,522.26]
[null,"S31.T034",470.75299999999999,158.10599999999999,577.18799999999999]
[null,"S31.T035",524.20600000000002,172.524,616.77599999999995]
[null,"S31.T036",548.61800000000005,166.19499999999999,641.59699999999998]
[null,"S31.T037",660.39800000000002,177.09100000000001,717.29200000000003]
[null,"S31.T038",623.71799999999996,197.93899999999999,669.30700000000002]
[null,"S31.T039",556.01199999999994,190.21799999999999,574.25900000000001]
[null,"S31.T040",496.31200000000001,173.46600000000001,497.33600000000001]
[null,"S31.T041",439.78800000000001,163.53299999999999,434.68799999999999]
[null,"S31.T042",381.82900000000001,142.643,376.77100000000002]
[null,"S31.T043",10.936,4.1369999999999996,15.053000000000001]
[null,"S31.T044",5.468,2.0680000000000001,7.516]
[null,"S31.T045",3.645,1.3720000000000001,5.0179999999999998]
[null,"S31.T046",2.7440000000000002,1.024,3.7679999999999998]
[null,"S31.T047",2.1909999999999998,0.81899999999999995,3.0110000000000001]
[null,"S31.T048",1.823,0.69599999999999995,2.4990000000000001]
[null,"S31.T049",0,0,0]
[null,"S31.T050",0,0,0]
[null,"S31.T051",5.0380000000000003,0.53200000000000003,0.123]
[null,"S31.T052",29.573,14.848000000000001,3.4]
[null,"S31.T053",69.099999999999994,48.087000000000003,11.018000000000001]
[null,"S31.T054",117.20699999999999,95.272999999999996,28.856000000000002]
[null,"S31.T055",491.37700000000001,477.041,190.976]
[null,"S31.T056",518.00099999999998,541.49099999999999,286.74]
[null,"S31.T057",556.76900000000001,596.60299999999995,414.51499999999999]
[null,"S31.T058",595.88599999999997,639.95899999999995,496.53800000000001]
[null,"S31.T059",618.18899999999996,670.37199999999996,552.14099999999996]
[null,"S31.T060",629.30899999999997,687.20600000000002,587.36599999999999]
[null,"S31.T061",604.54899999999998,701.62400000000002,720.46600000000001]
[null,"S31.T062",570.81899999999996,660.255,674.73400000000004]
[null,"S31.T063",494.16199999999998,604.774,622.53099999999995]
[null,"S31.T064",440.66800000000001,541.63499999999999,562.60599999999999]
[null,"S31.T065",390.98399999999998,474.48099999999999,497.78699999999998]
[null,"S31.T066",340.33699999999999,407.96199999999999,432.49700000000001]
[null,"S31.T067",9.3390000000000004,4.3419999999999996,14.397]
[null,"S31.T068",4.6689999999999996,2.1709999999999998,7.1879999999999997]
[null,"S31.T069",3.113,1.454,4.7919999999999998]
[null,"S31.T070",2.335,1.085,3.6040000000000001]
[null,"S31.T071",1.8640000000000001,0.86,2.8879999999999999]
[null,"S31.T072",1.556,0.71699999999999997,2.3959999999999999]
[null,"S31.T073",0,0,0]
[null,"S31.T074",0,0,0]
[null,"S31.T075",3.379,0.43,0.184]
[null,"S31.T076",16.323,13.353,11.285]
[null,"S31.T077",32.542999999999999,38.216000000000001,41.512999999999998]
[null,"S31.T078",54.701999999999998,74.117000000000004,84.992000000000004]
[null,"S31.T079",438.702,163.08199999999999,443.55599999999998]
[null,"S31.T080",512.63499999999999,134.24600000000001,508.17]
[null,"S31.T081",572.00599999999997,150.28200000000001,564.12199999999996]
[null,"S31.T082",615.91600000000005,150.876,610.22199999999998]
[null,"S31.T083",646.00099999999998,147.12799999999999,643.74800000000005]
[null,"S31.T084",662.40499999999997,141.066,663.59299999999996]
[null,"S31.T085",684.46199999999999,96.85,715.81700000000001]
[null,"S31.T086",638.976,217.17,674.30399999999997]
[null,"S31.T087",585.03200000000004,257.59699999999998,621.69100000000003]
[null,"S31.T088",524.96400000000006,266.363,561.48]
[null,"S31.T089",461.66,245.821,496.41500000000002]
[null,"S31.T090",399.09399999999999,210.10400000000001,430.83800000000002]
[null,"S31.T091",8.2330000000000005,1.4339999999999999,12.759]
[null,"S31.T092",4.1159999999999997,0.71699999999999997,6.3689999999999998]
[null,"S31.T093",2.7440000000000002,0.47099999999999997,4.26]
[null,"S31.T094",2.0680000000000001,0.34799999999999998,3.1949999999999998]
[null,"S31.T095",1.6379999999999999,0.28699999999999998,2.56]
[null,"S31.T096",1.3720000000000001,0.246,2.13]
[null,"S31.T097",0,0,0]
[null,"S31.T098",0,0,0]
[null,"S31.T099",4.444,0.36899999999999999,0.123]
[null,"S31.T100",28.364999999999998,13.845000000000001,10.609]
[null,"S31.T101",67.932000000000002,47.125,40.119999999999997]
[null,"S31.T102",116.941,92.302999999999997,83.046000000000006]
[null,"S31.T103",491.09,440.93400000000003,436.32600000000002]
[null,"S31.T104",547.84,513.14700000000005,492.36]
[null,"S31.T105",596.09100000000001,574.976,543.33399999999995]
[null,"S31.T106",633.85599999999999,622.87900000000002,584.88800000000003]
[null,"S31.T107",659.68100000000004,656.22,610.87699999999995]
[null,"S31.T108",672.99300000000005,674.16099999999994,612.35199999999998]
[null,"S31.T109",682.68,671.27300000000002,484.68]
[null,"S31.T110",636.39599999999996,578.64200000000005,450.15]
[null,"S31.T111",581.81600000000003,491.95,403.476]
[null,"S31.T112",521.27700000000004,417.62799999999999,356.63900000000001]
[null,"S31.T113",457.81,353.77199999999999,311.82799999999997]
[null,"S31.T114",395.16199999999998,300.25700000000001,273.30599999999998]
[null,"S31.T115",7.4340000000000002,1.8839999999999999,10.691000000000001]
[null,"S31.T116",3.7069999999999999,0.94199999999999995,5.3449999999999998]
[null,"S31.T117",2.4780000000000002,0.63500000000000001,3.5640000000000001]
[null,"S31.T118",1.8640000000000001,0.47099999999999997,2.6619999999999999]
[null,"S31.T119",1.4950000000000001,0.36899999999999999,2.13]
[null,"S31.T120",1.2290000000000001,0.307,1.782]
[null,"S31.T121",0,0,0]
[null,"S31.T122",0,0,0]
[null,"S31.T123",3.7069999999999999,0.20499999999999999,0]
[null,"S31.T124",25.846,5.98,0.65500000000000003]
[null,"S31.T125",63.835999999999999,17.756,2.0680000000000001]
[null,"S31.T126",111.473,41.841000000000001,6.9219999999999997]
[null,"S31.T127",472.92399999999998,300.91300000000001,88.718999999999994]
[null,"S31.T128",524.452,377.69200000000001,80.076999999999998]
[null,"S31.T129",568.56600000000003,431.22699999999998,93.572999999999993]
[null,"S31.T130",577.29,443.04399999999998,135.82300000000001]
[null,"S31.T131",550.27700000000004,420.61799999999999,190.91499999999999]
[null,"S31.T132",481.99700000000001,374.39499999999998,256.34800000000001]
[null,"S31.T133",50.994999999999997,56.648000000000003,595.49699999999996]
[null,"S31.T134",35.533000000000001,57.220999999999997,470.38499999999999]
[null,"S31.T135",27.975999999999999,97.361999999999995,378.88]
[null,"S31.T136",25.353999999999999,99.716999999999999,325.14]
[null,"S31.T137",23.141999999999999,92.058000000000007,281.86599999999999]
[null,"S31.T138",21.053000000000001,83.825000000000003,243.46600000000001]
[null,"S31.T139",1.044,2.4169999999999998,5.6520000000000001]
[null,"S31.T140",0.51200000000000001,1.208,2.8260000000000001]
[null,"S31.T141",0.34799999999999998,0.79900000000000004,1.8839999999999999]
[null,"S31.T142",0.26600000000000001,0.59399999999999997,1.413]
[null,"S31.T143",0.20499999999999999,0.49199999999999999,1.1259999999999999]
[null,"S31.T144",0.16400000000000001,0.41,0.94199999999999995]
[null,"S31.T145",0,0,0]
[null,"S31.T146",0,0,0]
[null,"S31.T147",2.56,8.2000000000000003E-2,0.02]
[null,"S31.T148",10.773,8.1720000000000006,8.8680000000000003]
[null,"S31.T149",18.800999999999998,30.167000000000002,36.433999999999997]
[null,"S31.T150",25.292999999999999,73.727999999999994,77.680999999999997]
[null,"S31.T151",76.8,447.18099999999998,422.09300000000002]
[null,"S31.T152",112.90600000000001,514.29399999999998,484.68]
[null,"S31.T153",198.41,571.822,538.78800000000001]
[null,"S31.T154",295.42399999999998,616.91899999999998,559.12400000000002]
[null,"S31.T155",382.935,648.29399999999998,555.06899999999996]
[null,"S31.T156",436.26499999999999,665.23099999999999,526.31500000000005]
[null,"S31.T157",572.80499999999995,640.84,243.2]
[null,"S31.T158",336.11799999999999,427.70400000000001,209.428]
[null,"S31.T159",243.30199999999999,305.48,170.27099999999999]
[null,"S31.T160",193.024,234.66,144.261]
[null,"S31.T161",160.297,189.17400000000001,124.64100000000001]
[null,"S31.T162",136.25299999999999,158.065,109.44499999999999]
[null,"S31.T163",1.577,0.123,7.2910000000000004]
[null,"S31.T164",0.77800000000000002,6.0999999999999999E-2,3.645]
[null,"S31.T165",0.53200000000000003,4.1000000000000002E-2,2.4369999999999998]
[null,"S31.T166",0.38900000000000001,4.1000000000000002E-2,1.823]
[null,"S31.T167",0.307,0.02,1.454]
[null,"S31.T168",0.26600000000000001,0.02,1.208]
[null,"S32.T001",0,0,0]
[null,"S32.T002",0,0,0]
[null,"S32.T003",0.53200000000000003,0.123,0]
[null,"S32.T004",10.875,7.9669999999999996,7.27]
[null,"S32.T005",33.71,23.100999999999999,27.116]
[null,"S32.T006",76.983999999999995,47.738999999999997,57.323999999999998]
[null,"S32.T007",448.26600000000002,263.37299999999999,350.22800000000001]
[null,"S32.T008",501.53500000000003,271.23700000000002,407.245]
[null,"S32.T009",542.37199999999996,348.774,443.16699999999997]
[null,"S32.T010",574.89400000000001,439.64400000000001,485.642]
[null,"S32.T011",596.13199999999995,499.26100000000002,521.21600000000001]
[null,"S32.T012",570.88,541.53200000000004,558.03899999999999]
[null,"S32.T013",287.62099999999998,697.59,694.78399999999999]
[null,"S32.T014",341.97500000000002,649.87099999999998,653.68100000000004]
[null,"S32.T015",372.22399999999999,591.72900000000004,601.31299999999999]
[null,"S32.T016",355.88099999999997,527.66700000000003,541.18399999999997]
[null,"S32.T017",320.63499999999999,459.79599999999999,476.59]
[null,"S32.T018",277.91399999999999,393.17500000000001,411.68900000000002]
[null,"S32.T019",3.83,1.536,7.5979999999999999]
[null,"S32.T020",1.905,0.77800000000000002,3.8090000000000002]
[null,"S32.T021",1.27,0.51200000000000001,2.54]
[null,"S32.T022",0.96299999999999997,0.38900000000000001,1.905]
[null,"S32.T023",0.75800000000000001,0.307,1.516]
[null,"S32.T024",0.63500000000000001,0.26600000000000001,1.27]
[null,"S32.T025",0,0,0]
[null,"S32.T026",0,0,0]
[null,"S32.T027",2.4169999999999998,6.0999999999999999E-2,0]
[null,"S32.T028",21.626999999999999,10.382999999999999,7.1479999999999997]
[null,"S32.T029",57.139000000000003,40.079000000000001,31.109000000000002]
[null,"S32.T030",103.096,83.373999999999995,62.524999999999999]
[null,"S32.T031",462.56099999999998,441.89699999999999,147.59899999999999]
[null,"S32.T032",518.697,507.41199999999998,136.233]
[null,"S32.T033",565.82100000000003,564.53099999999995,140.75899999999999]
[null,"S32.T034",602.41899999999998,609.93499999999995,148.255]
[null,"S32.T035",627.22,641.495,152.41200000000001]
[null,"S32.T036",627.75300000000004,660.05,184.75]
[null,"S32.T037",365.42500000000001,692.75599999999997,528.42499999999995]
[null,"S32.T038",461.06599999999997,527.31899999999996,561.13199999999995]
[null,"S32.T039",453.161,411.935,518.88099999999997]
[null,"S32.T040",404.255,345.43599999999998,455.06599999999997]
[null,"S32.T041",349.471,289.976,397.84399999999999]
[null,"S32.T042",297.697,244.55199999999999,344.18700000000001]
[null,"S32.T043",2.7029999999999998,0.45100000000000001,6.0209999999999999]
[null,"S32.T044",1.3520000000000001,0.22500000000000001,3.0110000000000001]
[null,"S32.T045",0.90100000000000002,0.14299999999999999,2.0070000000000001]
[null,"S32.T046",0.67600000000000005,0.123,1.516]
[null,"S32.T047",0.53200000000000003,8.2000000000000003E-2,1.208]
[null,"S32.T048",0.45100000000000001,8.2000000000000003E-2,1.004]
[null,"S32.T049",0,0,0]
[null,"S32.T050",0,0,0]
[null,"S32.T051",1.1879999999999999,0,0]
[null,"S32.T052",12.513,1.4339999999999999,6.9020000000000001]
[null,"S32.T053",27.177,4.6280000000000001,32.625]
[null,"S32.T054",53.453000000000003,8.4990000000000006,72.581000000000003]
[null,"S32.T055",326.98399999999998,41.124000000000002,414.577]
[null,"S32.T056",348.017,52.777000000000001,478.69900000000001]
[null,"S32.T057",358.99400000000003,74.67,535.61300000000006]
[null,"S32.T058",398.27499999999998,119.48,581.61199999999997]
[null,"S32.T059",426.92599999999999,212.58199999999999,614.44100000000003]
[null,"S32.T060",400.52699999999999,297.697,631.84900000000005]
[null,"S32.T061",221.839,643.37900000000002,628.101]
[null,"S32.T062",200.00800000000001,549.29399999999998,560.59900000000005]
[null,"S32.T063",194.25299999999999,446.38200000000001,486.68700000000001]
[null,"S32.T064",180.26499999999999,382.95600000000002,411.238]
[null,"S32.T065",157.553,327.78199999999998,347.89400000000001]
[null,"S32.T066",137.892,278.97899999999998,296.26400000000001]
[null,"S32.T067",2.6829999999999998,0.75800000000000001,1.966]
[null,"S32.T068",1.3520000000000001,0.38900000000000001,0.98299999999999998]
[null,"S32.T069",0.90100000000000002,0.246,0.65500000000000003]
[null,"S32.T070",0.67600000000000005,0.184,0.49199999999999999]
[null,"S32.T071",0.53200000000000003,0.14299999999999999,0.38900000000000001]
[null,"S32.T072",0.45100000000000001,0.123,0.32800000000000001]
[null,"S32.T073",0,0,0]
[null,"S32.T074",0,0,0]
[null,"S32.T075",1.7410000000000001,0,0]
[null,"S32.T076",14.377000000000001,3.6659999999999999,6.3280000000000003]
[null,"S32.T077",28.201000000000001,10.506,28.262]
[null,"S32.T078",32.215000000000003,17.244,62.28]
[null,"S32.T079",122.57299999999999,155.38200000000001,381.62400000000002]
[null,"S32.T080",243.83500000000001,228.12700000000001,451.60399999999998]
[null,"S32.T081",265.50299999999999,194.232,511.959]
[null,"S32.T082",329.31799999999998,182.76400000000001,560.16899999999998]
[null,"S32.T083",403.149,178.196,596.62300000000005]
[null,"S32.T084",446.17700000000002,224.23599999999999,620.23699999999997]
[null,"S32.T085",524.28800000000001,665.51800000000003,687.65700000000004]
[null,"S32.T086",444.55900000000003,623.82100000000003,644.21900000000005]
[null,"S32.T087",346.726,565.86199999999997,590.029]
[null,"S32.T088",319.03699999999998,495.90300000000002,529.01900000000001]
[null,"S32.T089",287.96899999999999,430.01900000000001,463.81099999999998]
[null,"S32.T090",249.32400000000001,366.346,398.95]
[null,"S32.T091",1.966,0.61399999999999999,4.1980000000000004]
[null,"S32.T092",0.98299999999999998,0.307,2.109]
[null,"S32.T093",0.65500000000000003,0.20499999999999999,1.393]
[null,"S32.T094",0.49199999999999999,0.14299999999999999,1.044]
[null,"S32.T095",0.38900000000000001,0.123,0.84]
[null,"S32.T096",0.32800000000000001,0.10199999999999999,0.69599999999999995]
[null,"S32.T097",0,0,0]
[null,"S32.T098",0,0,0]
[null,"S32.T099",1.29,0,0]
[null,"S32.T100",17.202999999999999,3.0720000000000001,6.0010000000000003]
[null,"S32.T101",51.097999999999999,21.257999999999999,30.207999999999998]
[null,"S32.T102",95.498000000000005,46.264000000000003,60.273000000000003]
[null,"S32.T103",446.56599999999997,270.80700000000002,246.149]
[null,"S32.T104",503.09100000000001,248.852,259.85000000000002]
[null,"S32.T105",551.24,242.77,282.726]
[null,"S32.T106",580.99699999999996,240.988,311.91000000000003]
[null,"S32.T107",592.077,229.68299999999999,336.09699999999998]
[null,"S32.T108",588.55399999999997,215.34700000000001,358.13400000000001]
[null,"S32.T109",474.214,89.149000000000001,447.87700000000001]
[null,"S32.T110",426.61900000000003,67.83,397.29199999999997]
[null,"S32.T111",397.29199999999997,58.162999999999997,347.64800000000002]
[null,"S32.T112",353.95600000000002,48.886000000000003,310.661]
[null,"S32.T113",304.45600000000002,41.37,274.35000000000002]
[null,"S32.T114",258.82600000000002,35.164000000000001,236.81]
[null,"S32.T115",0.90100000000000002,6.0999999999999999E-2,2.6829999999999998]
[null,"S32.T116",0.45100000000000001,0.02,1.331]
[null,"S32.T117",0.307,0.02,0.90100000000000002]
[null,"S32.T118",0.22500000000000001,0.02,0.67600000000000005]
[null,"S32.T119",0.184,0.02,0.53200000000000003]
[null,"S32.T120",0.14299999999999999,0,0.45100000000000001]
[null,"S32.T121",0,0,0]
[null,"S32.T122",0,0,0]
[null,"S32.T123",0.36899999999999999,0,0]
[null,"S32.T124",5.4889999999999999,2.4169999999999998,5.3860000000000001]
[null,"S32.T125",18.021999999999998,8.3759999999999994,25.928000000000001]
[null,"S32.T126",40.570999999999998,18.657,60.128999999999998]
[null,"S32.T127",217.661,150.446,239.10400000000001]
[null,"S32.T128",261.03800000000001,177.07,383.85700000000003]
[null,"S32.T129",382.52499999999998,188.29300000000001,466.76]
[null,"S32.T130",456.60199999999998,202.404,526.90899999999999]
[null,"S32.T131",505.56900000000002,215.73599999999999,570.06100000000004]
[null,"S32.T132",533.34,233.001,597.68799999999999]
[null,"S32.T133",603.01300000000003,425.14400000000001,683.70399999999995]
[null,"S32.T134",427.66300000000001,456.76499999999999,635.904]
[null,"S32.T135",322.92899999999997,440.197,581.65200000000004]
[null,"S32.T136",269.96699999999998,399.03199999999998,520.86800000000005]
[null,"S32.T137",234.107,349.43,455.68]
[null,"S32.T138",202.71100000000001,297.88200000000001,388.32100000000003]
[null,"S32.T139",0.96299999999999997,0.123,0.84]
[null,"S32.T140",0.49199999999999999,6.0999999999999999E-2,0.43]
[null,"S32.T141",0.32800000000000001,4.1000000000000002E-2,0.28699999999999998]
[null,"S32.T142",0.246,0.02,0.20499999999999999]
[null,"S32.T143",0.184,0.02,0.16400000000000001]
[null,"S32.T144",0.16400000000000001,0.02,0.14299999999999999]
[null,"S32.T145",0,0,0]
[null,"S32.T146",0,0,0]
[null,"S32.T147",1.024,0,0]
[null,"S32.T148",16.445,7.1269999999999998,4.383]
[null,"S32.T149",47.555,34.652000000000001,26.337]
[null,"S32.T150",86.917000000000002,76.8,65.536000000000001]
[null,"S32.T151",425.51299999999998,432.947,406.01600000000002]
[null,"S32.T152",485.13,498.483,471.75700000000001]
[null,"S32.T153",509.03,554.53700000000003,528.79399999999998]
[null,"S32.T154",514.97,565.06399999999996,574.75099999999998]
[null,"S32.T155",477.61399999999998,541.40899999999999,607.96900000000005]
[null,"S32.T156",423.096,538.50099999999998,627.75300000000004]
[null,"S32.T157",98.632000000000005,500.26499999999999,638.62800000000004]
[null,"S32.T158",73.114000000000004,456.17200000000003,584.17200000000003]
[null,"S32.T159",60.6,453.85700000000003,533.42200000000003]
[null,"S32.T160",60.887,412.79500000000002,447.05799999999999]
[null,"S32.T161",73.933000000000007,360.755,373.04300000000001]
[null,"S32.T162",68.894999999999996,307.24099999999999,312.05399999999997]
[null,"S32.T163",0.63500000000000001,0,0.34799999999999998]
[null,"S32.T164",0.307,0,0.184]
[null,"S32.T165",0.20499999999999999,0,0.123]
[null,"S32.T166",0.16400000000000001,0,8.2000000000000003E-2]
[null,"S32.T167",0.123,0,6.0999999999999999E-2]
[null,"S32.T168",0.10199999999999999,0,6.0999999999999999E-2]
[null,"S33.T001",0,0,0]
[null,"S33.T002",0,0,0]
[null,"S33.T003",0.14299999999999999,0,0]
[null,"S33.T004",2.4169999999999998,1.7609999999999999,0.69599999999999995]
[null,"S33.T005",7.5369999999999999,5.5910000000000002,4.7919999999999998]
[null,"S33.T006",16.445,10.097,13.558]
[null,"S33.T007",118.661,60.887,88.74]
[null,"S33.T008",120.996,116.777,122.36799999999999]
[null,"S33.T009",126.587,139.203,119.97199999999999]
[null,"S33.T010",136.376,150.589,127.57]
[null,"S33.T011",147.27199999999999,159.21199999999999,121.283]
[null,"S33.T012",153.477,162.345,111.78]
[null,"S33.T013",183.29599999999999,145.03899999999999,58.798000000000002]
[null,"S33.T014",216.76,108.483,57.978999999999999]
[null,"S33.T015",219.62799999999999,86.507999999999996,59.985999999999997]
[null,"S33.T016",201.09299999999999,75.099999999999994,56.709000000000003]
[null,"S33.T017",177.11099999999999,65.352000000000004,50.381]
[null,"S33.T018",152.125,55.521000000000001,43.459000000000003]
[null,"S33.T019",0.34799999999999998,0,0.47099999999999997]
[null,"S33.T020",0.184,0,0.246]
[null,"S33.T021",0.123,0,0.16400000000000001]
[null,"S33.T022",8.2000000000000003E-2,0,0.123]
[null,"S33.T023",6.0999999999999999E-2,0,0.10199999999999999]
[null,"S33.T024",6.0999999999999999E-2,0,8.2000000000000003E-2]
[null,"S33.T025",0,0,0]
[null,"S33.T026",0,0,0]
[null,"S33.T027",0.28699999999999998,0,0]
[null,"S33.T028",4.3419999999999996,1.597,3.9940000000000002]
[null,"S33.T029",11.202999999999999,8.3970000000000002,24.882999999999999]
[null,"S33.T030",20.315999999999999,31.641999999999999,49.828000000000003]
[null,"S33.T031",104.202,323.95299999999997,204.94300000000001]
[null,"S33.T032",149.012,365.46600000000001,177.00899999999999]
[null,"S33.T033",236.155,362.90600000000001,146.452]
[null,"S33.T034",336.548,391.14800000000002,131.27699999999999]
[null,"S33.T035",407.94099999999997,381.13299999999998,122.327]
[null,"S33.T036",405.565,351.43700000000001,123.515]
[null,"S33.T037",229.17099999999999,89.313000000000002,214.67099999999999]
[null,"S33.T038",317.89100000000002,61.256,323.93200000000002]
[null,"S33.T039",342.774,56.155999999999999,343.613]
[null,"S33.T040",322.35500000000002,58.02,291.59399999999999]
[null,"S33.T041",286.45400000000001,53.514000000000003,243.46600000000001]
[null,"S33.T042",242.64699999999999,46.222999999999999,204.47200000000001]
[null,"S33.T043",4.1000000000000002E-2,0,0.28699999999999998]
[null,"S33.T044",0.02,0,0.14299999999999999]
[null,"S33.T045",0.02,0,0.10199999999999999]
[null,"S33.T046",0,0,6.0999999999999999E-2]
[null,"S33.T047",0,0,6.0999999999999999E-2]
[null,"S33.T048",0,0,4.1000000000000002E-2]
[null,"S33.T049",0,0,0]
[null,"S33.T050",0,0,0]
[null,"S33.T051",0.43,0,0]
[null,"S33.T052",11.366,2.5190000000000001,0.79900000000000004]
[null,"S33.T053",28.488,11.162000000000001,3.9729999999999999]
[null,"S33.T054",46.284999999999997,26.152999999999999,9.4619999999999997]
[null,"S33.T055",211.78399999999999,160.09200000000001,65.760999999999996]
[null,"S33.T056",371.26100000000002,163.86,85.197000000000003]
[null,"S33.T057",454.36900000000003,172.27799999999999,101.806]
[null,"S33.T058",509.48099999999999,168.12,114.934]
[null,"S33.T059",545.62800000000004,160.399,125.379]
[null,"S33.T060",565.92399999999998,153.23099999999999,130.97]
[null,"S33.T061",609.13699999999994,101.233,152.166]
[null,"S33.T062",563.548,91.504999999999995,159.02699999999999]
[null,"S33.T063",509.82900000000001,80.486000000000004,172.95400000000001]
[null,"S33.T064",450.601,69.878,184.17699999999999]
[null,"S33.T065",389.01799999999997,59.74,181.18700000000001]
[null,"S33.T066",329.95299999999997,50.545000000000002,159.31399999999999]
[null,"S33.T067",0,0,0.86]
[null,"S33.T068",0,0,0.43]
[null,"S33.T069",0,0,0.28699999999999998]
[null,"S33.T070",0,0,0.22500000000000001]
[null,"S33.T071",0,0,0.16400000000000001]
[null,"S33.T072",0,0,0.14299999999999999]
[null,"S33.T073",0,0,0]
[null,"S33.T074",0,0,0]
[null,"S33.T075",0.123,0,0]
[null,"S33.T076",3.4,5.2839999999999998,3.6659999999999999]
[null,"S33.T077",10.813000000000001,29.901,24.841999999999999]
[null,"S33.T078",26.501000000000001,69.733999999999995,61.112000000000002]
[null,"S33.T079",231.93600000000001,412.815,377.11900000000003]
[null,"S33.T080",210.88300000000001,477.22500000000002,438.74299999999999]
[null,"S33.T081",205.64,532.19299999999998,492.42099999999999]
[null,"S33.T082",233.98400000000001,575.63099999999997,536.351]
[null,"S33.T083",256.75799999999998,606.12599999999998,568.77099999999996]
[null,"S33.T084",295.875,622.94000000000005,588.79999999999995]
[null,"S33.T085",581.44799999999998,644.58799999999997,640.90099999999995]
[null,"S33.T086",543.31399999999996,595.82500000000005,598.36400000000003]
[null,"S33.T087",492.19600000000003,537.88699999999994,546.01700000000005]
[null,"S33.T088",434.483,473.55900000000003,486.44099999999997]
[null,"S33.T089",374.00599999999997,406.61,423.03500000000003]
[null,"S33.T090",316.43599999999998,343.36799999999999,360.55]
[null,"S33.T091",0,0,0.57299999999999995]
[null,"S33.T092",0,0,0.28699999999999998]
[null,"S33.T093",0,0,0.184]
[null,"S33.T094",0,0,0.14299999999999999]
[null,"S33.T095",0,0,0.123]
[null,"S33.T096",0,0,0.10199999999999999]
[null,"S33.T097",0,0,0]
[null,"S33.T098",0,0,0]
[null,"S33.T099",0.22500000000000001,0,0]
[null,"S33.T100",11.632999999999999,5.0380000000000003,3.2360000000000002]
[null,"S33.T101",40.878,30.024000000000001,23.634]
[null,"S33.T102",81.941000000000003,70.513000000000005,59.268999999999998]
[null,"S33.T103",414.577,417.91500000000002,375.03]
[null,"S33.T104",470.221,482.30399999999997,437.35]
[null,"S33.T105",517.07899999999995,537.45699999999999,491.827]
[null,"S33.T106",553.34900000000005,581.28399999999999,536.351]
[null,"S33.T107",577.86400000000003,612.20899999999995,569.17999999999995]
[null,"S33.T108",590.04899999999998,629.39099999999996,589.25099999999998]
[null,"S33.T109",587.48900000000003,651.91899999999998,636.928]
[null,"S33.T110",538.70600000000002,602.21400000000006,593.08000000000004]
[null,"S33.T111",484.41300000000001,543.17100000000005,539.62800000000004]
[null,"S33.T112",426.88499999999999,477.73700000000002,479.43700000000001]
[null,"S33.T113",367.26799999999997,409.82499999999999,415.82600000000002]
[null,"S33.T114",310.47699999999998,345.702,353.66899999999998]
[null,"S33.T115",0,0,0.28699999999999998]
[null,"S33.T116",0,0,0.14299999999999999]
[null,"S33.T117",0,0,0.10199999999999999]
[null,"S33.T118",0,0,8.2000000000000003E-2]
[null,"S33.T119",0,0,6.0999999999999999E-2]
[null,"S33.T120",0,0,4.1000000000000002E-2]
[null,"S33.T121",0,0,0]
[null,"S33.T122",0,0,0]
[null,"S33.T123",0.14299999999999999,0,0]
[null,"S33.T124",11.346,1.024,2.6419999999999999]
[null,"S33.T125",41.430999999999997,5.181,21.687999999999999]
[null,"S33.T126",83.599000000000004,11.592000000000001,56.402000000000001]
[null,"S33.T127",421.827,71.085999999999999,379.92399999999998]
[null,"S33.T128",479.66199999999998,88.433000000000007,445.21499999999997]
[null,"S33.T129",529.12099999999998,109.46599999999999,502.29199999999997]
[null,"S33.T130",567.43899999999996,139.96,548.76199999999994]
[null,"S33.T131",593.40800000000002,177.70500000000001,583.00400000000002]
[null,"S33.T132",606.86300000000006,242.40100000000001,604.01700000000005]
[null,"S33.T133",615.66999999999996,620.64599999999996,658.04300000000001]
[null,"S33.T134",569.17999999999995,575.89800000000002,613.15099999999995]
[null,"S33.T135",514.13,518.75800000000004,558.32600000000002]
[null,"S33.T136",453.28399999999999,454.55399999999997,496.16899999999998]
[null,"S33.T137",390.02100000000002,388.23899999999998,430.26400000000001]
[null,"S33.T138",329.38,327.04500000000002,365.65]
[null,"S33.T139",0,0,6.0999999999999999E-2]
[null,"S33.T140",0,0,4.1000000000000002E-2]
[null,"S33.T141",0,0,0.02]
[null,"S33.T142",0,0,0.02]
[null,"S33.T143",0,0,0.02]
[null,"S33.T144",0,0,0.02]
[null,"S33.T145",0,0,0]
[null,"S33.T146",0,0,0]
[null,"S33.T147",6.0999999999999999E-2,0,0]
[null,"S33.T148",10.691000000000001,4.1159999999999997,2.335]
[null,"S33.T149",40.264000000000003,26.358000000000001,18.248000000000001]
[null,"S33.T150",82.391000000000005,64.347999999999999,49.91]
[null,"S33.T151",423.03500000000003,395.53,360.79599999999999]
[null,"S33.T152",480.31700000000001,460.37,428.25700000000001]
[null,"S33.T153",528.69100000000003,513.78200000000004,485.86700000000002]
[null,"S33.T154",566.47699999999998,558.05999999999995,532.255]
[null,"S33.T155",592.34299999999996,589.18899999999996,566.00599999999997]
[null,"S33.T156",605.67499999999995,604.303,586.46500000000003]
[null,"S33.T157",612.31100000000004,490.27100000000002,636.88699999999994]
[null,"S33.T158",565.30899999999997,394.24,592.24099999999999]
[null,"S33.T159",509.97199999999998,326.49200000000002,538.15300000000002]
[null,"S33.T160",448.86,278.85599999999999,477.245]
[null,"S33.T161",385.45400000000001,237.89599999999999,412.91800000000001]
[null,"S33.T162",325.30399999999997,201.35900000000001,350.26900000000001]
[null,"S33.T163",0,0,0]
[null,"S33.T164",0,0,0]
[null,"S33.T165",0,0,0]
[null,"S33.T166",0,0,0]
[null,"S33.T167",0,0,0]
[null,"S33.T168",0,0,0]
[null,"S34.T001",0,0,0]
[null,"S34.T002",0,0,0]
[null,"S34.T003",0,0,0]
[null,"S34.T004",9.8919999999999995,0.53200000000000003,2.109]
[null,"S34.T005",38.994,3.1539999999999999,18.739000000000001]
[null,"S34.T006",80.753,10.015000000000001,48.762999999999998]
[null,"S34.T007",419.185,164.37200000000001,310.43599999999998]
[null,"S34.T008",476.32400000000001,343.77699999999999,395.40699999999998]
[null,"S34.T009",524.53399999999999,439.33699999999999,458.50599999999997]
[null,"S34.T010",561.56200000000001,503.19400000000002,507.20800000000003]
[null,"S34.T011",586.24,545.29999999999995,542.33100000000002]
[null,"S34.T012",597.32000000000005,570.57299999999998,563.93700000000001]
[null,"S34.T013",571.88300000000004,634.49099999999999,621.66999999999996]
[null,"S34.T014",492.15499999999997,373.82100000000003,577.76099999999997]
[null,"S34.T015",391.51600000000002,263.78199999999998,524.57500000000005]
[null,"S34.T016",306.77,205.476,464.548]
[null,"S34.T017",247.95099999999999,167.608,401.16199999999998]
[null,"S34.T018",206.86799999999999,140.28800000000001,339.74299999999999]
[null,"S34.T019",0,0,0]
[null,"S34.T020",0,0,0]
[null,"S34.T021",0,0,0]
[null,"S34.T022",0,0,0]
[null,"S34.T023",0,0,0]
[null,"S34.T024",0,0,0]
[null,"S34.T025",0,0,0]
[null,"S34.T026",0,0,0]
[null,"S34.T027",0,0,0]
[null,"S34.T028",7.1479999999999997,0.55300000000000005,0.81899999999999995]
[null,"S34.T029",26.562999999999999,3.9729999999999999,7.0250000000000004]
[null,"S34.T030",54.046999999999997,12.083,21.135000000000002]
[null,"S34.T031",317.31700000000001,116.511,179.958]
[null,"S34.T032",395.98099999999999,166.09299999999999,254.38200000000001]
[null,"S34.T033",452.05500000000001,184.709,362.96699999999998]
[null,"S34.T034",492.46199999999999,184.83199999999999,434.89299999999997]
[null,"S34.T035",517.96,183.214,483.06200000000001]
[null,"S34.T036",527.995,186.655,509.62400000000002]
[null,"S34.T037",279.245,285.38900000000001,564.38800000000003]
[null,"S34.T038",195.60400000000001,296.46800000000002,501.33]
[null,"S34.T039",154.15299999999999,323.21499999999997,453.673]
[null,"S34.T040",140.124,290.83600000000001,406.13900000000001]
[null,"S34.T041",130.417,243.75299999999999,351.82600000000002]
[null,"S34.T042",111.432,203.756,297.88200000000001]
[null,"S34.T043",0,0,0]
[null,"S34.T044",0,0,0]
[null,"S34.T045",0,0,0]
[null,"S34.T046",0,0,0]
[null,"S34.T047",0,0,0]
[null,"S34.T048",0,0,0]
[null,"S34.T049",0,0,0]
[null,"S34.T050",0,0,0]
[null,"S34.T051",0,0,0]
[null,"S34.T052",0.94199999999999995,2.867,1.7]
[null,"S34.T053",3.5640000000000001,19.497,17.059999999999999]
[null,"S34.T054",7.7619999999999996,52.284999999999997,49.029000000000003]
[null,"S34.T055",52.530999999999999,366.49,356.04500000000002]
[null,"S34.T056",70.061999999999998,424.65300000000002,421.15100000000001]
[null,"S34.T057",72.786000000000001,476.24200000000002,477.94200000000001]
[null,"S34.T058",79.524000000000001,523.83699999999999,524.34900000000005]
[null,"S34.T059",84.664000000000001,559.67700000000002,558.49]
[null,"S34.T060",88.33,580.56700000000001,579.46100000000001]
[null,"S34.T061",102.25700000000001,624.68100000000004,632.36099999999999]
[null,"S34.T062",103.21899999999999,576.08199999999999,587.755]
[null,"S34.T063",102.892,518.00099999999998,533.38099999999997]
[null,"S34.T064",91.894000000000005,453.30399999999997,471.71600000000001]
[null,"S34.T065",78.581999999999994,386.02699999999999,406.48700000000002]
[null,"S34.T066",66.191000000000003,324.11599999999999,343.51100000000002]
[null,"S34.T067",0,0,0]
[null,"S34.T068",0,0,0]
[null,"S34.T069",0,0,0]
[null,"S34.T070",0,0,0]
[null,"S34.T071",0,0,0]
[null,"S34.T072",0,0,0]
[null,"S34.T073",0,0,0]
[null,"S34.T074",0,0,0]
[null,"S34.T075",0,0,0]
[null,"S34.T076",5.6520000000000001,1.72,1.413]
[null,"S34.T077",21.565000000000001,9.6460000000000008,14.725]
[null,"S34.T078",46.694000000000003,18.248000000000001,40.018000000000001]
[null,"S34.T079",326.57400000000001,82.739000000000004,241.541]
[null,"S34.T080",411.36099999999999,93.512,236.87200000000001]
[null,"S34.T081",470.13900000000001,106.291,239.47300000000001]
[null,"S34.T082",511.14,120.75,252.72300000000001]
[null,"S34.T083",538.84900000000005,133.673,266.89499999999998]
[null,"S34.T084",554.31200000000001,138.85400000000001,277.709]
[null,"S34.T085",571.822,126.751,277.81099999999998]
[null,"S34.T086",519.35199999999998,102.994,221.102]
[null,"S34.T087",464.2,85.442999999999998,181.92400000000001]
[null,"S34.T088",407.12200000000001,71.986999999999995,152.51499999999999]
[null,"S34.T089",347.197,60.396000000000001,128.16399999999999]
[null,"S34.T090",291.63499999999999,50.627000000000002,107.90900000000001]
[null,"S34.T091",0,0,0]
[null,"S34.T092",0,0,0]
[null,"S34.T093",0,0,0]
[null,"S34.T094",0,0,0]
[null,"S34.T095",0,0,0]
[null,"S34.T096",0,0,0]
[null,"S34.T097",0,0,0]
[null,"S34.T098",0,0,0]
[null,"S34.T099",0,0,0]
[null,"S34.T100",5.9189999999999996,1.331,0.28699999999999998]
[null,"S34.T101",27.259,11.039,3.7269999999999999]
[null,"S34.T102",60.314,31.047999999999998,13.271000000000001]
[null,"S34.T103",350.92500000000001,296.202,127.345]
[null,"S34.T104",405.40199999999999,396.28800000000001,183.15299999999999]
[null,"S34.T105",437.43200000000002,471.34699999999998,234.619]
[null,"S34.T106",450.56,525.35299999999995,258.56]
[null,"S34.T107",454.75799999999998,561.86900000000003,267.899]
[null,"S34.T108",452.38299999999998,582.71699999999998,267.69400000000002]
[null,"S34.T109",395.98099999999999,622.53099999999995,215.286]
[null,"S34.T110",380.928,570.20399999999995,189.33799999999999]
[null,"S34.T111",336.52699999999999,484.51600000000002,166.21600000000001]
[null,"S34.T112",284.36500000000001,405.46300000000002,140.65700000000001]
[null,"S34.T113",236.708,338.20699999999999,118.804]
[null,"S34.T114",198.226,283.11599999999999,100.495]
[null,"S34.T115",0,0,0]
[null,"S34.T116",0,0,0]
[null,"S34.T117",0,0,0]
[null,"S34.T118",0,0,0]
[null,"S34.T119",0,0,0]
[null,"S34.T120",0,0,0]
[null,"S34.T121",0,0,0]
[null,"S34.T122",0,0,0]
[null,"S34.T123",0,0,0]
[null,"S34.T124",3.133,0.65500000000000003,0.59399999999999997]
[null,"S34.T125",17.120999999999999,5.3860000000000001,7.6390000000000002]
[null,"S34.T126",51.097999999999999,13.64,31.314]
[null,"S34.T127",380.846,86.221000000000004,338.84199999999998]
[null,"S34.T128",439.54199999999997,116.367,404.64400000000001]
[null,"S34.T129",488.53,144.67099999999999,461.16899999999998]
[null,"S34.T130",526.39700000000005,167.363,503.685]
[null,"S34.T131",551.34199999999998,183.624,516.58799999999997]
[null,"S34.T132",564.61300000000006,211.82499999999999,515.66600000000005]
[null,"S34.T133",569.13900000000001,404.84899999999999,486.46100000000001]
[null,"S34.T134",521.74800000000005,282.767,471.18299999999999]
[null,"S34.T135",466.28899999999999,216.57599999999999,432.29199999999997]
[null,"S34.T136",405.709,178.66800000000001,384.84]
[null,"S34.T137",343.75700000000001,153.887,332.24700000000001]
[null,"S34.T138",287.96899999999999,129.69999999999999,280.084]
[null,"S34.T139",0,0,0]
[null,"S34.T140",0,0,0]
[null,"S34.T141",0,0,0]
[null,"S34.T142",0,0,0]
[null,"S34.T143",0,0,0]
[null,"S34.T144",0,0,0]
[null,"S34.T145",0,0,0]
[null,"S34.T146",0,0,0]
[null,"S34.T147",0,0,0]
[null,"S34.T148",0.69599999999999995,1.925,0.94199999999999995]
[null,"S34.T149",2.8879999999999999,20.562000000000001,15.565]
[null,"S34.T150",6.6150000000000002,56.279000000000003,47.042999999999999]
[null,"S34.T151",47.738999999999997,380.08800000000002,343.45]
[null,"S34.T152",74.341999999999999,444.96899999999999,406.815]
[null,"S34.T153",205.251,500.18299999999999,461.90600000000001]
[null,"S34.T154",298.12700000000001,543.846,506.65499999999997]
[null,"S34.T155",366.61200000000002,574.44299999999998,539.32000000000005]
[null,"S34.T156",405.87299999999999,591.17600000000004,559.06299999999999]
[null,"S34.T157",542.86300000000006,610.85699999999997,605.51199999999994]
[null,"S34.T158",502.23099999999999,560.02599999999995,560.43499999999995]
[null,"S34.T159",450.35500000000002,499.97800000000001,505.815]
[null,"S34.T160",392.11,433.971,444.29300000000001]
[null,"S34.T161",331.83699999999999,366.36700000000002,379.78100000000001]
[null,"S34.T162",277.89299999999997,306.58600000000001,319.447]
[null,"S34.T163",0,0,0]
[null,"S34.T164",0,0,0]
[null,"S34.T165",0,0,0]
[null,"S34.T166",0,0,0]
[null,"S34.T167",0,0,0]
[null,"S34.T168",0,0,0]
[null,"S35.T001",0,0,0]
[null,"S35.T002",0,0,0]
[null,"S35.T003",0,0,0]
[null,"S35.T004",4.1159999999999997,1.7,0.75800000000000001]
[null,"S35.T005",21.728999999999999,19.989000000000001,13.946999999999999]
[null,"S35.T006",48.844999999999999,55.542000000000002,41.759]
[null,"S35.T007",298.435,377.262,254.792]
[null,"S35.T008",374.76400000000001,439.78800000000001,349.36799999999999]
[null,"S35.T009",431.86200000000002,493.73200000000003,371.42500000000001]
[null,"S35.T010",477.02,536.26900000000001,335.85199999999998]
[null,"S35.T011",507.26900000000001,565.37099999999998,301.42500000000001]
[null,"S35.T012",521.03200000000004,579.87099999999998,278.221]
[null,"S35.T013",468.19299999999998,584.827,167.19900000000001]
[null,"S35.T014",334.99099999999999,524.14499999999998,162.24299999999999]
[null,"S35.T015",236.93299999999999,437.88299999999998,150.42599999999999]
[null,"S35.T016",192.184,366.83800000000002,126.85299999999999]
[null,"S35.T017",160.05099999999999,303.964,104.1]
[null,"S35.T018",133.73400000000001,254.01300000000001,86.855999999999995]
[null,"S35.T019",0,0,0]
[null,"S35.T020",0,0,0]
[null,"S35.T021",0,0,0]
[null,"S35.T022",0,0,0]
[null,"S35.T023",0,0,0]
[null,"S35.T024",0,0,0]
[null,"S35.T025",0,0,0]
[null,"S35.T026",0,0,0]
[null,"S35.T027",0,0,0]
[null,"S35.T028",0.69599999999999995,1.393,0.61399999999999999]
[null,"S35.T029",2.601,18.760000000000002,13.763]
[null,"S35.T030",4.7309999999999999,53.820999999999998,41.082999999999998]
[null,"S35.T031",20.808,371.61,224.13300000000001]
[null,"S35.T032",28.119,401.81799999999998,275.19]
[null,"S35.T033",33.587000000000003,401.96100000000001,276.66399999999999]
[null,"S35.T034",36.515999999999998,401.572,295.916]
[null,"S35.T035",38.542999999999999,388.096,314.839]
[null,"S35.T036",40.182000000000002,365.34300000000002,331.98099999999999]
[null,"S35.T037",48.271000000000001,210.268,403.23099999999999]
[null,"S35.T038",40.734999999999999,208.548,377.11900000000003]
[null,"S35.T039",35.676000000000002,185.50800000000001,350.065]
[null,"S35.T040",32.972999999999999,167.38300000000001,315.47399999999999]
[null,"S35.T041",30.821999999999999,144.28200000000001,269.04599999999999]
[null,"S35.T042",26.254999999999999,120.996,226.32400000000001]
[null,"S35.T043",0,0,0]
[null,"S35.T044",0,0,0]
[null,"S35.T045",0,0,0]
[null,"S35.T046",0,0,0]
[null,"S35.T047",0,0,0]
[null,"S35.T048",0,0,0]
[null,"S35.T049",0,0,0]
[null,"S35.T050",0,0,0]
[null,"S35.T051",0,0,0]
[null,"S35.T052",4.1779999999999999,0.84,0.47099999999999997]
[null,"S35.T053",26.603999999999999,10.035,11.981]
[null,"S35.T054",63.427,22.835000000000001,29.716999999999999]
[null,"S35.T055",376.11500000000001,44.482999999999997,108.05200000000001]
[null,"S35.T056",432.84500000000003,39.710999999999999,108.872]
[null,"S35.T057",480.68599999999998,50.482999999999997,130.458]
[null,"S35.T058",517.05899999999997,71.126999999999995,196.34200000000001]
[null,"S35.T059",537.00599999999997,90.644999999999996,285.75700000000001]
[null,"S35.T060",544.60400000000004,125.092,347.07499999999999]
[null,"S35.T061",529.91999999999996,131.37899999999999,600.00300000000004]
[null,"S35.T062",492.17500000000001,105.492,554.57799999999997]
[null,"S35.T063",439.39800000000002,91.094999999999999,498.91300000000001]
[null,"S35.T064",378.65499999999997,81.613,436.63400000000001]
[null,"S35.T065",317.05099999999999,70.225999999999999,371.36399999999998]
[null,"S35.T066",264.88799999999998,58.798000000000002,311.43900000000002]
[null,"S35.T067",0,0,0]
[null,"S35.T068",0,0,0]
[null,"S35.T069",0,0,0]
[null,"S35.T070",0,0,0]
[null,"S35.T071",0,0,0]
[null,"S35.T072",0,0,0]
[null,"S35.T073",0,0,0]
[null,"S35.T074",0,0,0]
[null,"S35.T075",0,0,0]
[null,"S35.T076",3.4609999999999999,1.085,0.34799999999999998]
[null,"S35.T077",21.626999999999999,17.367000000000001,12.901999999999999]
[null,"S35.T078",39.219000000000001,51.424999999999997,43.335999999999999]
[null,"S35.T079",133.55000000000001,366.30500000000001,337.30599999999998]
[null,"S35.T080",136.827,432.435,402.04300000000001]
[null,"S35.T081",166.25700000000001,489.04199999999997,458.24]
[null,"S35.T082",205.72200000000001,533.46299999999997,503.64400000000001]
[null,"S35.T083",245.125,564.34699999999998,536.51499999999999]
[null,"S35.T084",289.91500000000002,581.07899999999995,555.92999999999995]
[null,"S35.T085",538.21400000000006,599.327,595.96799999999996]
[null,"S35.T086",495.14499999999998,547.45100000000002,549.06899999999996]
[null,"S35.T087",440.93400000000003,486.44099999999997,492.42099999999999]
[null,"S35.T088",380.76400000000001,419.49200000000002,429.01499999999999]
[null,"S35.T089",319.16000000000003,351.31400000000002,363.52]
[null,"S35.T090",266.50599999999997,293.33499999999998,304.57900000000001]
[null,"S35.T091",0,0,0]
[null,"S35.T092",0,0,0]
[null,"S35.T093",0,0,0]
[null,"S35.T094",0,0,0]
[null,"S35.T095",0,0,0]
[null,"S35.T096",0,0,0]
[null,"S35.T097",0,0,0]
[null,"S35.T098",0,0,0]
[null,"S35.T099",0,0,0]
[null,"S35.T100",3.0920000000000001,0.90100000000000002,0.26600000000000001]
[null,"S35.T101",23.510999999999999,16.609000000000002,11.858000000000001]
[null,"S35.T102",58.655000000000001,50.381,41.061999999999998]
[null,"S35.T103",358.298,364.07299999999998,325.55]
[null,"S35.T104",401.26499999999999,429.834,388.03500000000003]
[null,"S35.T105",414.08499999999998,485.88799999999998,438.702]
[null,"S35.T106",418.50900000000001,529.98099999999999,477.10199999999998]
[null,"S35.T107",417.05500000000001,560.82399999999996,494.46899999999999]
[null,"S35.T108",400.75299999999999,577.72,465.85899999999998]
[null,"S35.T109",203.428,597.25800000000004,286.495]
[null,"S35.T110",207.012,545.83299999999997,274.49299999999999]
[null,"S35.T111",216.61699999999999,484.74099999999999,268.84100000000001]
[null,"S35.T112",206.21299999999999,417.44400000000002,254.91499999999999]
[null,"S35.T113",177.828,348.91800000000001,223.29300000000001]
[null,"S35.T114",148.541,291.185,187.47399999999999]
[null,"S35.T115",0,0,0]
[null,"S35.T116",0,0,0]
[null,"S35.T117",0,0,0]
[null,"S35.T118",0,0,0]
[null,"S35.T119",0,0,0]
[null,"S35.T120",0,0,0]
[null,"S35.T121",0,0,0]
[null,"S35.T122",0,0,0]
[null,"S35.T123",0,0,0]
[null,"S35.T124",2.58,0.73699999999999999,0.20499999999999999]
[null,"S35.T125",21.687999999999999,15.728999999999999,11.346]
[null,"S35.T126",54.682000000000002,49.356999999999999,39.465000000000003]
[null,"S35.T127",344.822,366.01900000000001,304.72199999999998]
[null,"S35.T128",402.26799999999997,432.31200000000001,361.24700000000001]
[null,"S35.T129",452.28,488.59100000000001,412.24200000000002]
[null,"S35.T130",491.11,532.52099999999996,458.56799999999998]
[null,"S35.T131",517.24300000000005,562.70799999999997,492.87200000000001]
[null,"S35.T132",530.39099999999996,578.02800000000002,513.43399999999997]
[null,"S35.T133",531.92700000000002,583.57799999999997,554.63900000000001]
[null,"S35.T134",483.10300000000001,531.08699999999999,509.54199999999997]
[null,"S35.T135",426.47500000000002,470.89699999999999,453.93900000000002]
[null,"S35.T136",365.46600000000001,405.17599999999999,390.12400000000002]
[null,"S35.T137",304.33300000000003,337.92,326.55399999999997]
[null,"S35.T138",253.82900000000001,281.887,273.12099999999998]
[null,"S35.T139",0,0,0]
[null,"S35.T140",0,0,0]
[null,"S35.T141",0,0,0]
[null,"S35.T142",0,0,0]
[null,"S35.T143",0,0,0]
[null,"S35.T144",0,0,0]
[null,"S35.T145",0,0,0]
[null,"S35.T146",0,0,0]
[null,"S35.T147",0,0,0]
[null,"S35.T148",2.355,0.22500000000000001,6.0999999999999999E-2]
[null,"S35.T149",19.968,3.9940000000000002,3.4609999999999999]
[null,"S35.T150",50.912999999999997,8.8059999999999992,11.407]
[null,"S35.T151",300.81,38.542999999999999,108.401]
[null,"S35.T152",339.31299999999999,47.78,158.904]
[null,"S35.T153",374.51799999999997,54.252000000000002,205.148]
[null,"S35.T154",401.24400000000003,64.450999999999993,237.261]
[null,"S35.T155",417.83300000000003,71.966999999999999,261.40699999999998]
[null,"S35.T156",422.072,76.37,283.976]
[null,"S35.T157",366.12099999999998,87.593000000000004,390.75799999999998]
[null,"S35.T158",322.21199999999999,78.909000000000006,365.22]
[null,"S35.T159",269.88499999999999,69.325000000000003,338.125]
[null,"S35.T160",225.58699999999999,61.173999999999999,293.58100000000002]
[null,"S35.T161",187.023,52.305999999999997,245.965]
[null,"S35.T162",155.99600000000001,43.683999999999997,205.66]
[null,"S35.T163",0,0,0]
[null,"S35.T164",0,0,0]
[null,"S35.T165",0,0,0]
[null,"S35.T166",0,0,0]
[null,"S35.T167",0,0,0]
[null,"S35.T168",0,0,0]
[null,"S36.T001",0,0,0]
[null,"S36.T002",0,0,0]
[null,"S36.T003",0,0,0]
[null,"S36.T004",1.1060000000000001,0.36899999999999999,0.02]
[null,"S36.T005",12.206,7.4139999999999997,2.355]
[null,"S36.T006",38.4,18.125,6.0419999999999998]
[null,"S36.T007",236.012,114.27800000000001,30.126000000000001]
[null,"S36.T008",289.649,170.39400000000001,34.652000000000001]
[null,"S36.T009",365.875,190.66900000000001,42.209000000000003]
[null,"S36.T010",418.93900000000002,200.376,47.432000000000002]
[null,"S36.T011",448.38900000000001,209.53100000000001,51.424999999999997]
[null,"S36.T012",430.18200000000002,238.59200000000001,55.356999999999999]
[null,"S36.T013",195.54300000000001,423.69,90.194000000000003]
[null,"S36.T014",236.05199999999999,389.38600000000002,111.55500000000001]
[null,"S36.T015",241.43899999999999,347.73,125.17400000000001]
[null,"S36.T016",214.917,299.66300000000001,118.211]
[null,"S36.T017",179.65100000000001,249.65100000000001,100.086]
[null,"S36.T018",149.791,208.179,83.62]
[null,"S36.T019",0,0,0]
[null,"S36.T020",0,0,0]
[null,"S36.T021",0,0,0]
[null,"S36.T022",0,0,0]
[null,"S36.T023",0,0,0]
[null,"S36.T024",0,0,0]
[null,"S36.T025",0,0,0]
[null,"S36.T026",0,0,0]
[null,"S36.T027",0,0,0]
[null,"S36.T028",0.43,0.307,0.02]
[null,"S36.T029",3.4609999999999999,7.1479999999999997,6.84]
[null,"S36.T030",10.015000000000001,23.552,25.027000000000001]
[null,"S36.T031",91.709000000000003,297.86099999999999,61.215000000000003]
[null,"S36.T032",104.899,354.755,47.841000000000001]
[null,"S36.T033",106.66,354.202,45.752000000000002]
[null,"S36.T034",122.36799999999999,349.96199999999999,53.719000000000001]
[null,"S36.T035",135.803,336.09699999999998,66.620999999999995]
[null,"S36.T036",134.47200000000001,324.48500000000001,82.76]
[null,"S36.T037",232.55,239.821,162.898]
[null,"S36.T038",248.852,187.00299999999999,169.226]
[null,"S36.T039",224.01,146.28899999999999,166.482]
[null,"S36.T040",184.99600000000001,119.747,146.06299999999999]
[null,"S36.T041",150.71199999999999,98.652000000000001,122.92100000000001]
[null,"S36.T042",125.604,82.248000000000005,102.851]
[null,"S36.T043",0,0,0]
[null,"S36.T044",0,0,0]
[null,"S36.T045",0,0,0]
[null,"S36.T046",0,0,0]
[null,"S36.T047",0,0,0]
[null,"S36.T048",0,0,0]
[null,"S36.T049",0,0,0]
[null,"S36.T050",0,0,0]
[null,"S36.T051",0,0,0]
[null,"S36.T052",0.43,6.0999999999999999E-2,0]
[null,"S36.T053",5.7960000000000003,2.3140000000000001,7.5979999999999999]
[null,"S36.T054",17.695,7.8639999999999999,32.256]
[null,"S36.T055",72.540000000000006,64.41,263.63900000000001]
[null,"S36.T056",78.049000000000007,79.176000000000002,321.37200000000001]
[null,"S36.T057",87.183000000000007,93.778000000000006,353.178]
[null,"S36.T058",97.034000000000006,108.134,403.27199999999999]
[null,"S36.T059",104.038,117.125,446.09500000000003]
[null,"S36.T060",108.81,134.185,470.48700000000002]
[null,"S36.T061",109.179,445.58300000000003,546.91800000000001]
[null,"S36.T062",95.620999999999995,440.03300000000002,500.63400000000001]
[null,"S36.T063",80.712000000000003,395.79599999999999,443.45299999999997]
[null,"S36.T064",68.997,339.55799999999999,380.64100000000002]
[null,"S36.T065",57.856000000000002,280.863,317.44]
[null,"S36.T066",48.21,234.08600000000001,264.97000000000003]
[null,"S36.T067",0,0,0]
[null,"S36.T068",0,0,0]
[null,"S36.T069",0,0,0]
[null,"S36.T070",0,0,0]
[null,"S36.T071",0,0,0]
[null,"S36.T072",0,0,0]
[null,"S36.T073",0,0,0]
[null,"S36.T074",0,0,0]
[null,"S36.T075",0,0,0]
[null,"S36.T076",0.184,6.0999999999999999E-2,0]
[null,"S36.T077",2.13,2.0680000000000001,6.5949999999999998]
[null,"S36.T078",5.6929999999999996,5.468,28.57]
[null,"S36.T079",40.201999999999998,37.99,280.33]
[null,"S36.T080",56.033000000000001,50.237000000000002,352.952]
[null,"S36.T081",79.912999999999997,70.513000000000005,411.91399999999999]
[null,"S36.T082",113.541,93.778000000000006,459.22300000000001]
[null,"S36.T083",146.71899999999999,114.60599999999999,493.15800000000002]
[null,"S36.T084",165.56,143.44200000000001,513.08500000000004]
[null,"S36.T085",140.37,297.30799999999999,553.55399999999997]
[null,"S36.T086",138.916,255.20099999999999,505.774]
[null,"S36.T087",173.85499999999999,226.79599999999999,447.11900000000003]
[null,"S36.T088",166.21600000000001,195.953,384.34800000000001]
[null,"S36.T089",140.24700000000001,162.91800000000001,320.67599999999999]
[null,"S36.T090",116.879,135.762,267.51]
[null,"S36.T091",0,0,0]
[null,"S36.T092",0,0,0]
[null,"S36.T093",0,0,0]
[null,"S36.T094",0,0,0]
[null,"S36.T095",0,0,0]
[null,"S36.T096",0,0,0]
[null,"S36.T097",0,0,0]
[null,"S36.T098",0,0,0]
[null,"S36.T099",0,0,0]
[null,"S36.T100",0.98299999999999998,4.1000000000000002E-2,0]
[null,"S36.T101",15.852,3.2559999999999998,6.6559999999999997]
[null,"S36.T102",46.49,10.916,30.7]
[null,"S36.T103",324.81299999999999,79.176000000000002,285.65499999999997]
[null,"S36.T104",380.78500000000003,82.656999999999996,350.31]
[null,"S36.T105",427.459,84.275000000000006,403.74299999999999]
[null,"S36.T106",433.25400000000002,84.501000000000005,428.66699999999997]
[null,"S36.T107",411.95499999999998,83.989000000000004,430.30500000000001]
[null,"S36.T108",382.09500000000003,83.64,417.83300000000003]
[null,"S36.T109",293.786,76.820999999999998,276.78699999999998]
[null,"S36.T110",339.57900000000001,65.495000000000005,266.13799999999998]
[null,"S36.T111",315.47399999999999,54.927,245.494]
[null,"S36.T112",271.81099999999998,45.363,218.70599999999999]
[null,"S36.T113",223.39599999999999,37.130000000000003,184.17699999999999]
[null,"S36.T114",186.16300000000001,30.945,153.661]
[null,"S36.T115",0,0,0]
[null,"S36.T116",0,0,0]
[null,"S36.T117",0,0,0]
[null,"S36.T118",0,0,0]
[null,"S36.T119",0,0,0]
[null,"S36.T120",0,0,0]
[null,"S36.T121",0,0,0]
[null,"S36.T122",0,0,0]
[null,"S36.T123",0,0,0]
[null,"S36.T124",0.28699999999999998,0.02,0]
[null,"S36.T125",4.4240000000000004,3.3180000000000001,5.9189999999999996]
[null,"S36.T126",13.599,13.558,28.876999999999999]
[null,"S36.T127",94.29,116.71599999999999,269.57799999999997]
[null,"S36.T128",113.828,137.196,341.012]
[null,"S36.T129",152.94499999999999,156.93799999999999,399.524]
[null,"S36.T130",201.4,188.76400000000001,445.29700000000003]
[null,"S36.T131",228.495,224.19499999999999,472.96499999999997]
[null,"S36.T132",217.661,232.387,469.03300000000002]
[null,"S36.T133",108.319,150.79400000000001,282.07100000000003]
[null,"S36.T134",103.895,126.157,197.93899999999999]
[null,"S36.T135",99.123000000000005,127.304,178.40100000000001]
[null,"S36.T136",84.05,122.839,158.80199999999999]
[null,"S36.T137",68.566999999999993,104.489,133.63200000000001]
[null,"S36.T138",57.139000000000003,87.061000000000007,111.473]
[null,"S36.T139",0,0,0]
[null,"S36.T140",0,0,0]
[null,"S36.T141",0,0,0]
[null,"S36.T142",0,0,0]
[null,"S36.T143",0,0,0]
[null,"S36.T144",0,0,0]
[null,"S36.T145",0,0,0]
[null,"S36.T146",0,0,0]
[null,"S36.T147",0,0,0]
[null,"S36.T148",6.0999999999999999E-2,0,0]
[null,"S36.T149",1.3720000000000001,3.0720000000000001,0.49199999999999999]
[null,"S36.T150",10.547000000000001,12.513,2.5190000000000001]
[null,"S36.T151",142.459,67.563999999999993,25.416]
[null,"S36.T152",181.125,68.301000000000002,33.055]
[null,"S36.T153",215.245,74.403999999999996,40.448]
[null,"S36.T154",204.49299999999999,83.168999999999997,47.206000000000003]
[null,"S36.T155",182.82499999999999,90.46,53.268999999999998]
[null,"S36.T156",164.803,93.676000000000002,59.473999999999997]
[null,"S36.T157",64.757999999999996,83.927000000000007,90.01]
[null,"S36.T158",73.481999999999999,83.477000000000004,88.125]
[null,"S36.T159",66.620999999999995,76.739000000000004,81.92]
[null,"S36.T160",57.119,64.778000000000006,73.462000000000003]
[null,"S36.T161",46.94,53.165999999999997,62.689]
[null,"S36.T162",39.116999999999997,44.298000000000002,52.284999999999997]
[null,"S36.T163",0,0,0]
[null,"S36.T164",0,0,0]
[null,"S36.T165",0,0,0]
[null,"S36.T166",0,0,0]
[null,"S36.T167",0,0,0]
[null,"S36.T168",0,0,0]
[null,"S37.T001",0,0,0]
[null,"S37.T002",0,0,0]
[null,"S37.T003",0,0,0]
[null,"S37.T004",4.1000000000000002E-2,0,0]
[null,"S37.T005",1.3109999999999999,8.2119999999999997,0.55300000000000005]
[null,"S37.T006",17.326000000000001,27.32,2.4580000000000002]
[null,"S37.T007",234.25,106.414,29.838999999999999]
[null,"S37.T008",267.55099999999999,91.135999999999996,44.420999999999999]
[null,"S37.T009",272.2,82.513999999999996,53.534999999999997]
[null,"S37.T010",274.37099999999998,78.869,66.088999999999999]
[null,"S37.T011",274.637,74.341999999999999,78.828000000000003]
[null,"S37.T012",266.42399999999998,70.001000000000005,89.620999999999995]
[null,"S37.T013",182.39500000000001,40.058999999999997,109.30200000000001]
[null,"S37.T014",195.994,34.816000000000003,93.635000000000005]
[null,"S37.T015",200.684,30.72,78.192999999999998]
[null,"S37.T016",181.39099999999999,26.808,65.474999999999994]
[null,"S37.T017",149.58600000000001,22.303000000000001,54.19]
[null,"S37.T018",124.66200000000001,18.596,45.158000000000001]
[null,"S37.T019",0,0,0]
[null,"S37.T020",0,0,0]
[null,"S37.T021",0,0,0]
[null,"S37.T022",0,0,0]
[null,"S37.T023",0,0,0]
[null,"S37.T024",0,0,0]
[null,"S37.T025",0,0,0]
[null,"S37.T026",0,0,0]
[null,"S37.T027",0,0,0]
[null,"S37.T028",0.307,0,0]
[null,"S37.T029",11.223000000000001,1.843,1.946]
[null,"S37.T030",37.478000000000002,8.7859999999999996,7.782]
[null,"S37.T031",276.43900000000002,69.897999999999996,61.890999999999998]
[null,"S37.T032",304.68099999999998,89.334000000000003,70.042000000000002]
[null,"S37.T033",292.16800000000001,80.527000000000001,68.915000000000006]
[null,"S37.T034",268.28800000000001,78.418000000000006,72.929000000000002]
[null,"S37.T035",248.17699999999999,76.78,77.435000000000002]
[null,"S37.T036",242.58600000000001,85.77,93.224999999999994]
[null,"S37.T037",194.94900000000001,202.89500000000001,342.93799999999999]
[null,"S37.T038",174.55099999999999,192.90100000000001,366.71499999999997]
[null,"S37.T039",149.95500000000001,157.20400000000001,336.99799999999999]
[null,"S37.T040",124.989,126.628,272.71199999999999]
[null,"S37.T041",101.663,102.54300000000001,221.43]
[null,"S37.T042",84.704999999999998,85.442999999999998,184.52500000000001]
[null,"S37.T043",0,0,0]
[null,"S37.T044",0,0,0]
[null,"S37.T045",0,0,0]
[null,"S37.T046",0,0,0]
[null,"S37.T047",0,0,0]
[null,"S37.T048",0,0,0]
[null,"S37.T049",0,0,0]
[null,"S37.T050",0,0,0]
[null,"S37.T051",0,0,0]
[null,"S37.T052",0.22500000000000001,0,0]
[null,"S37.T053",10.609,1.085,1.72]
[null,"S37.T054",35.982999999999997,3.5019999999999998,8.5809999999999995]
[null,"S37.T055",233.8,10.875,78.869]
[null,"S37.T056",249.999,13.148,92.488]
[null,"S37.T057",297.14400000000001,18.186,99.573999999999998]
[null,"S37.T058",350.37200000000001,23.265000000000001,91.054000000000002]
[null,"S37.T059",387.87099999999998,28.364999999999998,79.893000000000001]
[null,"S37.T060",391.00400000000002,37.293999999999997,79.299000000000007]
[null,"S37.T061",308.79700000000003,143.21700000000001,60.273000000000003]
[null,"S37.T062",314.47000000000003,117.41200000000001,59.534999999999997]
[null,"S37.T063",251.31,95.927999999999997,56.545000000000002]
[null,"S37.T064",202.916,78.828000000000003,46.715000000000003]
[null,"S37.T065",164.905,63.917999999999999,38.235999999999997]
[null,"S37.T066",137.42099999999999,53.268999999999998,31.867000000000001]
[null,"S37.T067",0,0,0]
[null,"S37.T068",0,0,0]
[null,"S37.T069",0,0,0]
[null,"S37.T070",0,0,0]
[null,"S37.T071",0,0,0]
[null,"S37.T072",0,0,0]
[null,"S37.T073",0,0,0]
[null,"S37.T074",0,0,0]
[null,"S37.T075",0,0,0]
[null,"S37.T076",6.0999999999999999E-2,0,0]
[null,"S37.T077",2.355,1.085,0.22500000000000001]
[null,"S37.T078",6.5540000000000003,6.6760000000000002,1.7609999999999999]
[null,"S37.T079",32.869999999999997,58.307000000000002,45.731999999999999]
[null,"S37.T080",41.082999999999998,65.084999999999994,78.438000000000002]
[null,"S37.T081",51.999000000000002,73.686999999999998,175.28800000000001]
[null,"S37.T082",61.500999999999998,80.076999999999998,242.34]
[null,"S37.T083",67.481999999999999,85.093999999999994,298.57799999999997]
[null,"S37.T084",74.444999999999993,88.370999999999995,328.64299999999997]
[null,"S37.T085",84.418999999999997,99.881,428.93299999999999]
[null,"S37.T086",69.754999999999995,114.033,330.93599999999998]
[null,"S37.T087",54.414999999999999,118.661,292.55700000000002]
[null,"S37.T088",44.482999999999997,111.821,254.423]
[null,"S37.T089",36.064999999999998,92.692999999999998,209.96100000000001]
[null,"S37.T090",30.065000000000001,77.251000000000005,174.98099999999999]
[null,"S37.T091",0,0,0]
[null,"S37.T092",0,0,0]
[null,"S37.T093",0,0,0]
[null,"S37.T094",0,0,0]
[null,"S37.T095",0,0,0]
[null,"S37.T096",0,0,0]
[null,"S37.T097",0,0,0]
[null,"S37.T098",0,0,0]
[null,"S37.T099",0,0,0]
[null,"S37.T100",4.1000000000000002E-2,0,0]
[null,"S37.T101",5.9390000000000001,0.49199999999999999,0.81899999999999995]
[null,"S37.T102",22.712,2.2730000000000001,12.145]
[null,"S37.T103",175.227,25.312999999999999,203.715]
[null,"S37.T104",261.95999999999998,30.536000000000001,277.29899999999998]
[null,"S37.T105",321.35199999999998,38.768999999999998,338.452]
[null,"S37.T106",335.62599999999998,58.183999999999997,389.48899999999998]
[null,"S37.T107",311.82799999999997,84.725999999999999,426.762]
[null,"S37.T108",273.36700000000002,105.779,447.09899999999999]
[null,"S37.T109",77.025000000000006,143.83099999999999,446.48399999999998]
[null,"S37.T110",67.83,119.97199999999999,390.47199999999998]
[null,"S37.T111",62.259,101.908,316.47699999999998]
[null,"S37.T112",53.289000000000001,85.135000000000005,260.77199999999999]
[null,"S37.T113",43.213000000000001,69.221999999999994,213.17599999999999]
[null,"S37.T114",36.003999999999998,57.671999999999997,177.64400000000001]
[null,"S37.T115",0,0,0]
[null,"S37.T116",0,0,0]
[null,"S37.T117",0,0,0]
[null,"S37.T118",0,0,0]
[null,"S37.T119",0,0,0]
[null,"S37.T120",0,0,0]
[null,"S37.T121",0,0,0]
[null,"S37.T122",0,0,0]
[null,"S37.T123",0,0,0]
[null,"S37.T124",0,0,0]
[null,"S37.T125",2.0680000000000001,2.4990000000000001,1.3520000000000001]
[null,"S37.T126",7.8029999999999999,6.1029999999999998,14.397]
[null,"S37.T127",66.744,24.248000000000001,217.39500000000001]
[null,"S37.T128",87.9,23.859000000000002,286.67899999999997]
[null,"S37.T129",110.01900000000001,28.876999999999999,346.99299999999999]
[null,"S37.T130",127.877,44.79,393.81]
[null,"S37.T131",131.64500000000001,69.611999999999995,424.96]
[null,"S37.T132",116.20399999999999,102.748,444.02699999999999]
[null,"S37.T133",29.777999999999999,217.58,484.10599999999999]
[null,"S37.T134",32.747999999999998,192.16399999999999,438.08800000000002]
[null,"S37.T135",39.158000000000001,174.44900000000001,382.77100000000002]
[null,"S37.T136",41.841000000000001,150.548,321.90499999999997]
[null,"S37.T137",35.082000000000001,123.023,262.71699999999998]
[null,"S37.T138",29.225000000000001,102.523,218.93100000000001]
[null,"S37.T139",0,0,0]
[null,"S37.T140",0,0,0]
[null,"S37.T141",0,0,0]
[null,"S37.T142",0,0,0]
[null,"S37.T143",0,0,0]
[null,"S37.T144",0,0,0]
[null,"S37.T145",0,0,0]
[null,"S37.T146",0,0,0]
[null,"S37.T147",0,0,0]
[null,"S37.T148",0,0,0]
[null,"S37.T149",1.843,1.3520000000000001,2.8879999999999999]
[null,"S37.T150",7.7619999999999996,5.468,19.373999999999999]
[null,"S37.T151",70.185000000000002,80.138000000000005,199.619]
[null,"S37.T152",87.265000000000001,165.97,239.84100000000001]
[null,"S37.T153",104.755,230.011,254.34100000000001]
[null,"S37.T154",119.501,279.71600000000001,237.67]
[null,"S37.T155",128.26599999999999,306.29899999999998,221.286]
[null,"S37.T156",129.167,335.42099999999999,212.56200000000001]
[null,"S37.T157",87.081000000000003,392.33499999999998,147.59899999999999]
[null,"S37.T158",71.290999999999997,337.92,121.364]
[null,"S37.T159",60.109000000000002,278.91699999999997,101.601]
[null,"S37.T160",51.773000000000003,226.87700000000001,89.722999999999999]
[null,"S37.T161",42.414000000000001,183.41900000000001,74.956999999999994]
[null,"S37.T162",35.348999999999997,152.84200000000001,62.463999999999999]
[null,"S37.T163",0,0,0]
[null,"S37.T164",0,0,0]
[null,"S37.T165",0,0,0]
[null,"S37.T166",0,0,0]
[null,"S37.T167",0,0,0]
[null,"S37.T168",0,0,0]
[null,"S38.T001",0,0,0]
[null,"S38.T002",0,0,0]
[null,"S38.T003",0,0,0]
[null,"S38.T004",0,0,0]
[null,"S38.T005",6.0209999999999999,4.28,0.75800000000000001]
[null,"S38.T006",26.378,18.001999999999999,8.5609999999999999]
[null,"S38.T007",253.19399999999999,149.934,157.06100000000001]
[null,"S38.T008",313.52800000000002,188.6,223.96899999999999]
[null,"S38.T009",362.14800000000002,231.465,235.06899999999999]
[null,"S38.T010",398.13099999999997,277.58600000000001,248.46299999999999]
[null,"S38.T011",421.13,322.27300000000002,261.77499999999998]
[null,"S38.T012",430.73500000000001,313.44600000000003,279.04000000000002]
[null,"S38.T013",411.197,350.65899999999999,379.45299999999997]
[null,"S38.T014",362.16800000000001,354.09899999999999,355.96300000000002]
[null,"S38.T015",307.77300000000002,315.45299999999997,315.351]
[null,"S38.T016",251.351,259.68599999999998,266.916]
[null,"S38.T017",202.28100000000001,209.40799999999999,217.31299999999999]
[null,"S38.T018",168.571,174.51,181.084]
[null,"S38.T019",0,0,0]
[null,"S38.T020",0,0,0]
[null,"S38.T021",0,0,0]
[null,"S38.T022",0,0,0]
[null,"S38.T023",0,0,0]
[null,"S38.T024",0,0,0]
[null,"S38.T025",0,0,0]
[null,"S38.T026",0,0,0]
[null,"S38.T027",0,0,0]
[null,"S38.T028",0,0,0]
[null,"S38.T029",5.5090000000000003,3.0720000000000001,0.75800000000000001]
[null,"S38.T030",17.591999999999999,8.6219999999999999,3.8090000000000002]
[null,"S38.T031",121.59,41.512999999999998,66.212000000000003]
[null,"S38.T032",206.99100000000001,66.313999999999993,198.267]
[null,"S38.T033",287.17099999999999,112.251,281.45699999999999]
[null,"S38.T034",331.75599999999997,180.06,325.61200000000002]
[null,"S38.T035",348.42599999999999,248.381,350.20800000000003]
[null,"S38.T036",320.81900000000002,295.54700000000003,351.43700000000001]
[null,"S38.T037",238.203,461.64,278.63]
[null,"S38.T038",274.28899999999999,404.11099999999999,283.3]
[null,"S38.T039",248.136,339.41500000000002,259.666]
[null,"S38.T040",204.32900000000001,276.64400000000001,218.11199999999999]
[null,"S38.T041",164.33199999999999,223.089,177.541]
[null,"S38.T042",136.94999999999999,185.917,147.94800000000001]
[null,"S38.T043",0,0,0]
[null,"S38.T044",0,0,0]
[null,"S38.T045",0,0,0]
[null,"S38.T046",0,0,0]
[null,"S38.T047",0,0,0]
[null,"S38.T048",0,0,0]
[null,"S38.T049",0,0,0]
[null,"S38.T050",0,0,0]
[null,"S38.T051",0,0,0]
[null,"S38.T052",0,0,0]
[null,"S38.T053",5.7960000000000003,3.4609999999999999,1.8640000000000001]
[null,"S38.T054",27.914000000000001,12.103999999999999,14.582000000000001]
[null,"S38.T055",248.50399999999999,90.644999999999996,177.62299999999999]
[null,"S38.T056",301.34300000000002,120.504,214.15899999999999]
[null,"S38.T057",345.04700000000003,213.36099999999999,196.178]
[null,"S38.T058",380.12900000000002,216.18700000000001,174.12100000000001]
[null,"S38.T059",403.21,197.816,153.94800000000001]
[null,"S38.T060",414.20800000000003,176.53800000000001,136.15100000000001]
[null,"S38.T061",402.964,81.489999999999995,41.472000000000001]
[null,"S38.T062",354.50900000000001,69.263000000000005,37.826999999999998]
[null,"S38.T063",299.56099999999998,57.651000000000003,36.351999999999997]
[null,"S38.T064",242.50399999999999,46.960999999999999,36.966000000000001]
[null,"S38.T065",194.72399999999999,37.868000000000002,31.375]
[null,"S38.T066",162.28399999999999,31.56,26.152999999999999]
[null,"S38.T067",0,0,0]
[null,"S38.T068",0,0,0]
[null,"S38.T069",0,0,0]
[null,"S38.T070",0,0,0]
[null,"S38.T071",0,0,0]
[null,"S38.T072",0,0,0]
[null,"S38.T073",0,0,0]
[null,"S38.T074",0,0,0]
[null,"S38.T075",0,0,0]
[null,"S38.T076",0,0,0]
[null,"S38.T077",5.0999999999999996,1.4950000000000001,0.20499999999999999]
[null,"S38.T078",24.800999999999998,8.4789999999999992,1.8640000000000001]
[null,"S38.T079",236.50299999999999,43.029000000000003,33.893999999999998]
[null,"S38.T080",290.24299999999999,45.691000000000003,58.122]
[null,"S38.T081",341.053,55.418999999999997,81.92]
[null,"S38.T082",382.07499999999999,72.846999999999994,85.504000000000005]
[null,"S38.T083",409.47699999999998,86.712000000000003,85.525000000000006]
[null,"S38.T084",422.54300000000001,112.108,83.456000000000003]
[null,"S38.T085",418.61099999999999,188.02699999999999,82.924000000000007]
[null,"S38.T086",367.8,169.30799999999999,119.931]
[null,"S38.T087",310.02600000000001,134.554,127.693]
[null,"S38.T088",250.143,105.943,111.944]
[null,"S38.T089",200.643,85.033000000000001,91.463999999999999]
[null,"S38.T090",167.21899999999999,70.861000000000004,76.206000000000003]
[null,"S38.T091",0,0,0]
[null,"S38.T092",0,0,0]
[null,"S38.T093",0,0,0]
[null,"S38.T094",0,0,0]
[null,"S38.T095",0,0,0]
[null,"S38.T096",0,0,0]
[null,"S38.T097",0,0,0]
[null,"S38.T098",0,0,0]
[null,"S38.T099",0,0,0]
[null,"S38.T100",0,0,0]
[null,"S38.T101",4.6079999999999997,0.94199999999999995,1.413]
[null,"S38.T102",24.228000000000002,6.0419999999999998,12.472]
[null,"S38.T103",238.94,67.605000000000004,166.19499999999999]
[null,"S38.T104",287.74400000000003,89.436000000000007,206.80699999999999]
[null,"S38.T105",328.17200000000003,107.151,241.70500000000001]
[null,"S38.T106",356.35199999999998,123.965,287.70299999999997]
[null,"S38.T107",372.81799999999998,134.57400000000001,325.79599999999999]
[null,"S38.T108",376.44299999999998,142.21299999999999,354.30399999999997]
[null,"S38.T109",319.69299999999998,193.393,443.74]
[null,"S38.T110",276.05,253.071,391.803]
[null,"S38.T111",233.57400000000001,237.58799999999999,330.54700000000003]
[null,"S38.T112",188.66200000000001,197.345,271.21699999999998]
[null,"S38.T113",151.22399999999999,158.822,219.03399999999999]
[null,"S38.T114",126.03400000000001,132.34200000000001,182.53800000000001]
[null,"S38.T115",0,0,0]
[null,"S38.T116",0,0,0]
[null,"S38.T117",0,0,0]
[null,"S38.T118",0,0,0]
[null,"S38.T119",0,0,0]
[null,"S38.T120",0,0,0]
[null,"S38.T121",0,0,0]
[null,"S38.T122",0,0,0]
[null,"S38.T123",0,0,0]
[null,"S38.T124",0,0,0]
[null,"S38.T125",4.444,2.8879999999999999,1.3109999999999999]
[null,"S38.T126",24.986000000000001,20.664000000000001,12.186]
[null,"S38.T127",249.999,217.86600000000001,120.3]
[null,"S38.T128",304.66000000000003,247.78800000000001,135.352]
[null,"S38.T129",350.536,261.30399999999997,151.38800000000001]
[null,"S38.T130",385.55599999999998,260.096,149.58600000000001]
[null,"S38.T131",408.41199999999998,251.94499999999999,140.001]
[null,"S38.T132",418.447,241.95099999999999,131.809]
[null,"S38.T133",398.68400000000003,226.77500000000001,113.91]
[null,"S38.T134",349.20400000000001,232.28399999999999,114.381]
[null,"S38.T135",292.98700000000002,200.643,93.204999999999998]
[null,"S38.T136",234.721,163.697,75.632999999999996]
[null,"S38.T137",188.006,131.666,61.112000000000002]
[null,"S38.T138",156.672,109.732,50.933999999999997]
[null,"S38.T139",0,0,0]
[null,"S38.T140",0,0,0]
[null,"S38.T141",0,0,0]
[null,"S38.T142",0,0,0]
[null,"S38.T143",0,0,0]
[null,"S38.T144",0,0,0]
[null,"S38.T145",0,0,0]
[null,"S38.T146",0,0,0]
[null,"S38.T147",0,0,0]
[null,"S38.T148",0,0,0]
[null,"S38.T149",4.0140000000000002,2.355,0.28699999999999998]
[null,"S38.T150",24.207000000000001,16.077000000000002,3.3380000000000001]
[null,"S38.T151",245.39099999999999,123.74,46.92]
[null,"S38.T152",299.15100000000001,132.321,70.471999999999994]
[null,"S38.T153",344.51499999999999,143.93299999999999,100.291]
[null,"S38.T154",379.14600000000002,162.12,135.066]
[null,"S38.T155",401.46899999999999,171.95,168.018]
[null,"S38.T156",410.767,188.6,208.71199999999999]
[null,"S38.T157",382.44400000000002,295.03500000000003,399.38]
[null,"S38.T158",325.42700000000002,281.49799999999999,293.25299999999999]
[null,"S38.T159",272.26100000000002,240.82400000000001,223.703]
[null,"S38.T160",217.23099999999999,195.113,178.03299999999999]
[null,"S38.T161",173.916,156.631,143.17599999999999]
[null,"S38.T162",144.93700000000001,130.51900000000001,119.29600000000001]
[null,"S38.T163",0,0,0]
[null,"S38.T164",0,0,0]
[null,"S38.T165",0,0,0]
[null,"S38.T166",0,0,0]
[null,"S38.T167",0,0,0]
[null,"S38.T168",0,0,0]
[null,"S39.T001",0,0,0]
[null,"S39.T002",0,0,0]
[null,"S39.T003",0,0,0]
[null,"S39.T004",0,0,0]
[null,"S39.T005",0.41,2.2530000000000001,0.75800000000000001]
[null,"S39.T006",2.7029999999999998,20.009,13.106999999999999]
[null,"S39.T007",34.079000000000001,245.268,127.078]
[null,"S39.T008",46.694000000000003,308.30599999999998,115.63]
[null,"S39.T009",57.097999999999999,361.964,117.33]
[null,"S39.T010",62.259,403.517,135.803]
[null,"S39.T011",63.898000000000003,430.14100000000002,161.95599999999999]
[null,"S39.T012",63.774999999999999,432.02600000000001,216.98599999999999]
[null,"S39.T013",49.93,278.01600000000002,449.82299999999998]
[null,"S39.T014",44.79,219.11600000000001,399.72899999999998]
[null,"S39.T015",38.154000000000003,179.32300000000001,338.47300000000001]
[null,"S39.T016",30.7,147.68100000000001,270.35599999999999]
[null,"S39.T017",24.556000000000001,118.538,217.047]
[null,"S39.T018",20.48,98.775000000000006,180.85900000000001]
[null,"S39.T019",0,0,0]
[null,"S39.T020",0,0,0]
[null,"S39.T021",0,0,0]
[null,"S39.T022",0,0,0]
[null,"S39.T023",0,0,0]
[null,"S39.T024",0,0,0]
[null,"S39.T025",0,0,0]
[null,"S39.T026",0,0,0]
[null,"S39.T027",0,0,0]
[null,"S39.T028",0,0,0]
[null,"S39.T029",0.90100000000000002,1.4339999999999999,0.75800000000000001]
[null,"S39.T030",5.468,13.946999999999999,10.445]
[null,"S39.T031",56.381,227.84,136.54]
[null,"S39.T032",64.983000000000004,297.34899999999999,182.702]
[null,"S39.T033",77.475999999999999,360.32499999999999,240.108]
[null,"S39.T034",96.215000000000003,407.20400000000001,295.11700000000002]
[null,"S39.T035",115.446,438.43599999999998,335.17599999999999]
[null,"S39.T036",151.96199999999999,454.08300000000003,364.05200000000002]
[null,"S39.T037",378.96199999999999,457.17500000000001,447.36500000000001]
[null,"S39.T038",333.988,401.34699999999998,397.72199999999998]
[null,"S39.T039",278.221,337.38799999999998,339.31299999999999]
[null,"S39.T040",220.14,270.64299999999997,276.726]
[null,"S39.T041",176.108,216.80099999999999,222.392]
[null,"S39.T042",146.76,180.67500000000001,185.32400000000001]
[null,"S39.T043",0,0,0]
[null,"S39.T044",0,0,0]
[null,"S39.T045",0,0,0]
[null,"S39.T046",0,0,0]
[null,"S39.T047",0,0,0]
[null,"S39.T048",0,0,0]
[null,"S39.T049",0,0,0]
[null,"S39.T050",0,0,0]
[null,"S39.T051",0,0,0]
[null,"S39.T052",0,0,0]
[null,"S39.T053",2.0680000000000001,2.028,0.26600000000000001]
[null,"S39.T054",12.677,20.029,3.2559999999999998]
[null,"S39.T055",131.4,249.672,38.481999999999999]
[null,"S39.T056",145.26499999999999,313.71300000000002,53.042999999999999]
[null,"S39.T057",153.86600000000001,367.65699999999998,67.215000000000003]
[null,"S39.T058",154.399,409.76400000000001,81.325999999999993]
[null,"S39.T059",151.08099999999999,438.02600000000001,93.86]
[null,"S39.T060",144.63,451.64499999999998,101.786]
[null,"S39.T061",88.146000000000001,445.33800000000002,125.583]
[null,"S39.T062",81.408000000000001,390.92200000000003,110.428]
[null,"S39.T063",69.611999999999995,327.68,98.652000000000001]
[null,"S39.T064",55.418999999999997,261.87799999999999,83.885999999999996]
[null,"S39.T065",44.319000000000003,209.69499999999999,67.686000000000007]
[null,"S39.T066",36.945999999999998,174.756,56.402000000000001]
[null,"S39.T067",0,0,0]
[null,"S39.T068",0,0,0]
[null,"S39.T069",0,0,0]
[null,"S39.T070",0,0,0]
[null,"S39.T071",0,0,0]
[null,"S39.T072",0,0,0]
[null,"S39.T073",0,0,0]
[null,"S39.T074",0,0,0]
[null,"S39.T075",0,0,0]
[null,"S39.T076",0,0,0]
[null,"S39.T077",1.9870000000000001,1.72,0.32800000000000001]
[null,"S39.T078",17.100999999999999,18.841999999999999,5.8780000000000001]
[null,"S39.T079",181.78,244.20400000000001,93.040999999999997]
[null,"S39.T080",209.22399999999999,308.20400000000001,135.92599999999999]
[null,"S39.T081",211.08699999999999,362.209,171.172]
[null,"S39.T082",200.90899999999999,403.661,176.27099999999999]
[null,"S39.T083",186.16300000000001,431.06299999999999,165.97]
[null,"S39.T084",168.98,443.80200000000002,154.583]
[null,"S39.T085",51.487000000000002,429.95699999999999,95.683000000000007]
[null,"S39.T086",39.915999999999997,374.39499999999998,127.959]
[null,"S39.T087",32.665999999999997,308.55200000000002,132.465]
[null,"S39.T088",26.050999999999998,244.71600000000001,115.077]
[null,"S39.T089",20.827999999999999,195.87100000000001,92.611000000000004]
[null,"S39.T090",17.367000000000001,163.226,77.168999999999997]
[null,"S39.T091",0,0,0]
[null,"S39.T092",0,0,0]
[null,"S39.T093",0,0,0]
[null,"S39.T094",0,0,0]
[null,"S39.T095",0,0,0]
[null,"S39.T096",0,0,0]
[null,"S39.T097",0,0,0]
[null,"S39.T098",0,0,0]
[null,"S39.T099",0,0,0]
[null,"S39.T100",0,0,0]
[null,"S39.T101",0.71699999999999997,1.208,0.307]
[null,"S39.T102",3.5019999999999998,14.643000000000001,9.1959999999999997]
[null,"S39.T103",25.271999999999998,176.148,162.09899999999999]
[null,"S39.T104",33.628,220.61099999999999,220.91800000000001]
[null,"S39.T105",42.517000000000003,256.92200000000003,260.48500000000001]
[null,"S39.T106",46.572000000000003,292.33199999999999,284.75400000000002]
[null,"S39.T107",47.042999999999999,319.54899999999998,294.625]
[null,"S39.T108",44.052999999999997,335.81099999999998,299.58100000000002]
[null,"S39.T109",21.175999999999998,347.07499999999999,226.447]
[null,"S39.T110",19.763000000000002,283.279,182.53800000000001]
[null,"S39.T111",21.646999999999998,218.84899999999999,137.97399999999999]
[null,"S39.T112",19.067,170.92599999999999,106.86499999999999]
[null,"S39.T113",15.257999999999999,136.76499999999999,85.585999999999999]
[null,"S39.T114",12.698,113.971,71.311000000000007]
[null,"S39.T115",0,0,0]
[null,"S39.T116",0,0,0]
[null,"S39.T117",0,0,0]
[null,"S39.T118",0,0,0]
[null,"S39.T119",0,0,0]
[null,"S39.T120",0,0,0]
[null,"S39.T121",0,0,0]
[null,"S39.T122",0,0,0]
[null,"S39.T123",0,0,0]
[null,"S39.T124",0,0,0]
[null,"S39.T125",1.659,0.246,0.28699999999999998]
[null,"S39.T126",17.632999999999999,4.4649999999999999,11.202999999999999]
[null,"S39.T127",221.839,152.20699999999999,194.417]
[null,"S39.T128",277.46300000000002,247.19399999999999,257.31099999999998]
[null,"S39.T129",323.39999999999998,313.16000000000003,311.60300000000001]
[null,"S39.T130",357.827,362.10700000000003,354.79599999999999]
[null,"S39.T131",379.53500000000003,394.24,385.18799999999999]
[null,"S39.T132",388.28,410.56299999999999,401.85899999999998]
[null,"S39.T133",360.63200000000001,421.33499999999998,421.25299999999999]
[null,"S39.T134",309.22800000000001,366.65300000000002,371.36399999999998]
[null,"S39.T135",252.06800000000001,304.31200000000001,313.03699999999998]
[null,"S39.T136",195.89099999999999,240.292,251.41200000000001]
[null,"S39.T137",156.71299999999999,192.24600000000001,201.4]
[null,"S39.T138",130.601,160.19499999999999,167.834]
[null,"S39.T139",0,0,0]
[null,"S39.T140",0,0,0]
[null,"S39.T141",0,0,0]
[null,"S39.T142",0,0,0]
[null,"S39.T143",0,0,0]
[null,"S39.T144",0,0,0]
[null,"S39.T145",0,0,0]
[null,"S39.T146",0,0,0]
[null,"S39.T147",0,0,0]
[null,"S39.T148",0,0,0]
[null,"S39.T149",1.597,1.1060000000000001,0.22500000000000001]
[null,"S39.T150",17.059999999999999,16.63,10.957000000000001]
[null,"S39.T151",213.381,234.16800000000001,195.625]
[null,"S39.T152",266.56799999999998,298.33199999999999,258.37599999999998]
[null,"S39.T153",310.74299999999999,352.72699999999998,312.64800000000002]
[null,"S39.T154",296.57100000000003,394.97699999999998,355.697]
[null,"S39.T155",267.46899999999999,423.30099999999999,385.78199999999998]
[null,"S39.T156",245.33,436.85899999999998,401.9]
[null,"S39.T157",124.232,428.851,415.31400000000002]
[null,"S39.T158",121.69199999999999,372.59300000000002,362.63900000000001]
[null,"S39.T159",114.13500000000001,308.36700000000002,297.28800000000001]
[null,"S39.T160",90.911000000000001,241.91,235.827]
[null,"S39.T161",72.724999999999994,193.51599999999999,188.846]
[null,"S39.T162",60.621000000000002,161.26,157.36799999999999]
[null,"S39.T163",0,0,0]
[null,"S39.T164",0,0,0]
[null,"S39.T165",0,0,0]
[null,"S39.T166",0,0,0]
[null,"S39.T167",0,0,0]
[null,"S39.T168",0,0,0]
[null,"S40.T001",0,0,0]
[null,"S40.T002",0,0,0]
[null,"S40.T003",0,0,0]
[null,"S40.T004",0,0,0]
[null,"S40.T005",1.27,0.32800000000000001,0.10199999999999999]
[null,"S40.T006",13.619,3.891,5.7140000000000004]
[null,"S40.T007",173.19900000000001,43.908999999999999,116.38800000000001]
[null,"S40.T008",203.98099999999999,62.362000000000002,163.922]
[null,"S40.T009",220.672,53.308999999999997,188.703]
[null,"S40.T010",238.77600000000001,53.555,186.184]
[null,"S40.T011",253.85,58.265999999999998,171.06899999999999]
[null,"S40.T012",271.74900000000002,64.164000000000001,155.68899999999999]
[null,"S40.T013",335.892,65.617999999999995,52.941000000000003]
[null,"S40.T014",285.92099999999999,49.622999999999998,41.677]
[null,"S40.T015",228.27,37.929000000000002,33.731000000000002]
[null,"S40.T016",175.411,29.512,26.829000000000001]
[null,"S40.T017",140.32900000000001,23.613,21.484000000000002]
[null,"S40.T018",116.941,19.661000000000001,17.899999999999999]
[null,"S40.T019",0,0,0]
[null,"S40.T020",0,0,0]
[null,"S40.T021",0,0,0]
[null,"S40.T022",0,0,0]
[null,"S40.T023",0,0,0]
[null,"S40.T024",0,0,0]
[null,"S40.T025",0,0,0]
[null,"S40.T026",0,0,0]
[null,"S40.T027",0,0,0]
[null,"S40.T028",0,0,0]
[null,"S40.T029",0.16400000000000001,0.26600000000000001,0.10199999999999999]
[null,"S40.T030",2.13,3.9529999999999998,7.8849999999999998]
[null,"S40.T031",31.416,52.716000000000001,160.666]
[null,"S40.T032",37.805999999999997,64,221.45]
[null,"S40.T033",41.247,69.611999999999995,273.71499999999997]
[null,"S40.T034",43.048999999999999,72.745000000000005,315.55599999999998]
[null,"S40.T035",43.826999999999998,74.424000000000007,344.84199999999998]
[null,"S40.T036",44.256999999999998,73.134,360.59100000000001]
[null,"S40.T037",36.515999999999998,53.186999999999998,373.678]
[null,"S40.T038",31.928000000000001,47.287999999999997,309.92399999999998]
[null,"S40.T039",26.521999999999998,40.591000000000001,245.20699999999999]
[null,"S40.T040",20.582000000000001,32.113,192.881]
[null,"S40.T041",16.466000000000001,25.702000000000002,154.31700000000001]
[null,"S40.T042",13.722,21.422000000000001,128.614]
[null,"S40.T043",0,0,0]
[null,"S40.T044",0,0,0]
[null,"S40.T045",0,0,0]
[null,"S40.T046",0,0,0]
[null,"S40.T047",0,0,0]
[null,"S40.T048",0,0,0]
[null,"S40.T049",0,0,0]
[null,"S40.T050",0,0,0]
[null,"S40.T051",0,0,0]
[null,"S40.T052",0,0,0]
[null,"S40.T053",0.22500000000000001,8.2000000000000003E-2,0.02]
[null,"S40.T054",2.2320000000000002,2.8260000000000001,6.6150000000000002]
[null,"S40.T055",21.135000000000002,38.113,149.95500000000001]
[null,"S40.T056",28.733000000000001,42.865000000000002,209.32599999999999]
[null,"S40.T057",37.151000000000003,51.015999999999998,233.82]
[null,"S40.T058",44.749000000000002,62.402999999999999,260.81299999999999]
[null,"S40.T059",49.889000000000003,74.608999999999995,266.64999999999998]
[null,"S40.T060",53.308999999999997,81.960999999999999,251.26900000000001]
[null,"S40.T061",76.39,93.183999999999997,117.04300000000001]
[null,"S40.T062",75.162000000000006,67.256,103.56699999999999]
[null,"S40.T063",56.360999999999997,51.323,85.033000000000001]
[null,"S40.T064",43.069000000000003,40.345999999999997,69.037999999999997]
[null,"S40.T065",34.468000000000004,32.277000000000001,55.234999999999999]
[null,"S40.T066",28.713000000000001,26.89,46.039000000000001]
[null,"S40.T067",0,0,0]
[null,"S40.T068",0,0,0]
[null,"S40.T069",0,0,0]
[null,"S40.T070",0,0,0]
[null,"S40.T071",0,0,0]
[null,"S40.T072",0,0,0]
[null,"S40.T073",0,0,0]
[null,"S40.T074",0,0,0]
[null,"S40.T075",0,0,0]
[null,"S40.T076",0,0,0]
[null,"S40.T077",0.10199999999999999,0.123,0]
[null,"S40.T078",1.393,3.6659999999999999,4.3419999999999996]
[null,"S40.T079",17.183,60.027000000000001,83.230999999999995]
[null,"S40.T080",20.643999999999998,70.635999999999996,95.007000000000005]
[null,"S40.T081",23.654,94.043999999999997,98.918000000000006]
[null,"S40.T082",27.669,121.467,102.482]
[null,"S40.T083",31.375,138.07599999999999,102.83]
[null,"S40.T084",35.963000000000001,142.09,101.929]
[null,"S40.T085",55.500999999999998,139.12100000000001,105.16500000000001]
[null,"S40.T086",51.384,130.51900000000001,156.65199999999999]
[null,"S40.T087",47.514000000000003,106.35299999999999,150.05699999999999]
[null,"S40.T088",36.618000000000002,82.227000000000004,121.34399999999999]
[null,"S40.T089",29.306999999999999,65.781999999999996,97.075000000000003]
[null,"S40.T090",24.411999999999999,54.825000000000003,80.896000000000001]
[null,"S40.T091",0,0,0]
[null,"S40.T092",0,0,0]
[null,"S40.T093",0,0,0]
[null,"S40.T094",0,0,0]
[null,"S40.T095",0,0,0]
[null,"S40.T096",0,0,0]
[null,"S40.T097",0,0,0]
[null,"S40.T098",0,0,0]
[null,"S40.T099",0,0,0]
[null,"S40.T100",0,0,0]
[null,"S40.T101",0.26600000000000001,0.16400000000000001,0]
[null,"S40.T102",4.9969999999999999,3.7069999999999999,1.2290000000000001]
[null,"S40.T103",62.750999999999998,39.997,25.027000000000001]
[null,"S40.T104",76.430999999999997,45.628999999999998,34.344999999999999]
[null,"S40.T105",92.488,51.999000000000002,44.093000000000004]
[null,"S40.T106",117.187,57.201000000000001,54.968000000000004]
[null,"S40.T107",142.90899999999999,60.805,64.471000000000004]
[null,"S40.T108",170.45500000000001,62.606999999999999,71.762]
[null,"S40.T109",275.68099999999998,63.017000000000003,87.613]
[null,"S40.T110",235.5,51.692,67.236000000000004]
[null,"S40.T111",183.70599999999999,41.451999999999998,52.756999999999998]
[null,"S40.T112",138.85400000000001,32.317,41.308]
[null,"S40.T113",111.084,25.846,33.033999999999999]
[null,"S40.T114",92.57,21.545000000000002,27.545999999999999]
[null,"S40.T115",0,0,0]
[null,"S40.T116",0,0,0]
[null,"S40.T117",0,0,0]
[null,"S40.T118",0,0,0]
[null,"S40.T119",0,0,0]
[null,"S40.T120",0,0,0]
[null,"S40.T121",0,0,0]
[null,"S40.T122",0,0,0]
[null,"S40.T123",0,0,0]
[null,"S40.T124",0,0,0]
[null,"S40.T125",0.10199999999999999,4.1000000000000002E-2,0]
[null,"S40.T126",3.0720000000000001,1.843,1.72]
[null,"S40.T127",50.421999999999997,36.597999999999999,42.701000000000001]
[null,"S40.T128",73.134,52.530999999999999,65.207999999999998]
[null,"S40.T129",102.502,67.194999999999993,95.867000000000004]
[null,"S40.T130",148.95099999999999,74.853999999999999,140.636]
[null,"S40.T131",192.86,77.578000000000003,186.20400000000001]
[null,"S40.T132",209.49,77.066000000000003,224.952]
[null,"S40.T133",206.15199999999999,59.945,358.81]
[null,"S40.T134",170.23,50.728999999999999,310.149]
[null,"S40.T135",135.00399999999999,41.206000000000003,254.15700000000001]
[null,"S40.T136",102.83,32.091999999999999,198.001]
[null,"S40.T137",82.268000000000001,25.681999999999999,158.392]
[null,"S40.T138",68.546999999999997,21.402000000000001,131.994]
[null,"S40.T139",0,0,0]
[null,"S40.T140",0,0,0]
[null,"S40.T141",0,0,0]
[null,"S40.T142",0,0,0]
[null,"S40.T143",0,0,0]
[null,"S40.T144",0,0,0]
[null,"S40.T145",0,0,0]
[null,"S40.T146",0,0,0]
[null,"S40.T147",0,0,0]
[null,"S40.T148",0,0,0]
[null,"S40.T149",8.2000000000000003E-2,4.1000000000000002E-2,0]
[null,"S40.T150",2.0680000000000001,2.4780000000000002,5.4269999999999996]
[null,"S40.T151",36.536000000000001,61.215000000000003,141.12799999999999]
[null,"S40.T152",51.302,108.524,198.96299999999999]
[null,"S40.T153",68.444000000000003,157.143,249.119]
[null,"S40.T154",76.513000000000005,191.447,286.495]
[null,"S40.T155",86.302999999999997,202.24,309.084]
[null,"S40.T156",97.525999999999996,198.47200000000001,300.74900000000002]
[null,"S40.T157",109.486,110.53100000000001,150.97900000000001]
[null,"S40.T158",80.567999999999998,82.453000000000003,126.218]
[null,"S40.T159",59.534999999999997,62.341000000000001,111.309]
[null,"S40.T160",45.097000000000001,47.759,89.230999999999995]
[null,"S40.T161",36.064999999999998,38.216000000000001,71.393000000000001]
[null,"S40.T162",30.065000000000001,31.846,59.494]
[null,"S40.T163",0,0,0]
[null,"S40.T164",0,0,0]
[null,"S40.T165",0,0,0]
[null,"S40.T166",0,0,0]
[null,"S40.T167",0,0,0]
[null,"S40.T168",0,0,0]
[null,"S41.T001",0,0,0]
[null,"S41.T002",0,0,0]
[null,"S41.T003",0,0,0]
[null,"S41.T004",0,0,0]
[null,"S41.T005",4.1000000000000002E-2,6.0999999999999999E-2,0]
[null,"S41.T006",1.9870000000000001,2.109,2.7240000000000002]
[null,"S41.T007",29.02,29.225000000000001,54.353999999999999]
[null,"S41.T008",33.935000000000002,46.121000000000002,66.048000000000002]
[null,"S41.T009",41.103000000000002,70.492000000000004,76.308999999999997]
[null,"S41.T010",48.149000000000001,86.855999999999995,84.501000000000005]
[null,"S41.T011",53.064,94.802000000000007,89.456999999999994]
[null,"S41.T012",54.866,97.852999999999994,90.603999999999999]
[null,"S41.T013",42.66,202.035,72.662999999999997]
[null,"S41.T014",33.381999999999998,202.30099999999999,58.962000000000003]
[null,"S41.T015",26.01,166.97300000000001,46.878999999999998]
[null,"S41.T016",19.722000000000001,128.184,36.290999999999997]
[null,"S41.T017",15.77,102.54300000000001,29.041]
[null,"S41.T018",13.148,85.462999999999994,24.207000000000001]
[null,"S41.T019",0,0,0]
[null,"S41.T020",0,0,0]
[null,"S41.T021",0,0,0]
[null,"S41.T022",0,0,0]
[null,"S41.T023",0,0,0]
[null,"S41.T024",0,0,0]
[null,"S41.T025",0,0,0]
[null,"S41.T026",0,0,0]
[null,"S41.T027",0,0,0]
[null,"S41.T028",0,0,0]
[null,"S41.T029",0.02,4.1000000000000002E-2,0]
[null,"S41.T030",1.577,2.97,1.679]
[null,"S41.T031",28.507999999999999,42.496000000000002,40.673000000000002]
[null,"S41.T032",32.789000000000001,53.76,55.131999999999998]
[null,"S41.T033",41.348999999999997,62.628,68.997]
[null,"S41.T034",49.439,70.614999999999995,97.546000000000006]
[null,"S41.T035",52.593000000000004,75.816999999999993,137.13399999999999]
[null,"S41.T036",56.872999999999998,77.311999999999998,177.11099999999999]
[null,"S41.T037",94.147000000000006,75.510000000000005,328.80599999999998]
[null,"S41.T038",99.512,66.600999999999999,283.15600000000001]
[null,"S41.T039",87.224000000000004,50.564999999999998,229.745]
[null,"S41.T040",66.334999999999994,38.972999999999999,177.357]
[null,"S41.T041",53.064,31.170999999999999,141.88499999999999]
[null,"S41.T042",44.237000000000002,25.969000000000001,118.23099999999999]
[null,"S41.T043",0,0,0]
[null,"S41.T044",0,0,0]
[null,"S41.T045",0,0,0]
[null,"S41.T046",0,0,0]
[null,"S41.T047",0,0,0]
[null,"S41.T048",0,0,0]
[null,"S41.T049",0,0,0]
[null,"S41.T050",0,0,0]
[null,"S41.T051",0,0,0]
[null,"S41.T052",0,0,0]
[null,"S41.T053",0.02,0,0]
[null,"S41.T054",1.6180000000000001,2.294,3.4820000000000002]
[null,"S41.T055",28.507999999999999,55.500999999999998,63.795000000000002]
[null,"S41.T056",44.155000000000001,92.14,66.908000000000001]
[null,"S41.T057",77.025000000000006,135.08600000000001,71.966999999999999]
[null,"S41.T058",98.180999999999997,171.88900000000001,74.465000000000003]
[null,"S41.T059",107.41800000000001,210.06299999999999,73.257000000000005]
[null,"S41.T060",105.88200000000001,197.42699999999999,81.489999999999995]
[null,"S41.T061",67.42,62.463999999999999,185.38499999999999]
[null,"S41.T062",52.06,57.220999999999997,177.37700000000001]
[null,"S41.T063",38.460999999999999,48.517000000000003,151.9]
[null,"S41.T064",28.959,37.704000000000001,117.76]
[null,"S41.T065",23.163,30.146999999999998,94.207999999999998]
[null,"S41.T066",19.312999999999999,25.129000000000001,78.5]
[null,"S41.T067",0,0,0]
[null,"S41.T068",0,0,0]
[null,"S41.T069",0,0,0]
[null,"S41.T070",0,0,0]
[null,"S41.T071",0,0,0]
[null,"S41.T072",0,0,0]
[null,"S41.T073",0,0,0]
[null,"S41.T074",0,0,0]
[null,"S41.T075",0,0,0]
[null,"S41.T076",0,0,0]
[null,"S41.T077",0,0,0]
[null,"S41.T078",1.1879999999999999,0.51200000000000001,1.9870000000000001]
[null,"S41.T079",14.438000000000001,21.914000000000001,43.622]
[null,"S41.T080",17.018999999999998,91.32,58.634]
[null,"S41.T081",25.969000000000001,99.225999999999999,60.436999999999998]
[null,"S41.T082",44.667000000000002,96.215000000000003,59.74]
[null,"S41.T083",77.495999999999995,92.959000000000003,57.036999999999999]
[null,"S41.T084",96.603999999999999,88.863,54.456000000000003]
[null,"S41.T085",73.769000000000005,42.353000000000002,29.245000000000001]
[null,"S41.T086",54.579000000000001,35.246000000000002,21.995999999999999]
[null,"S41.T087",42.741999999999997,27.157,17.202999999999999]
[null,"S41.T088",32.215000000000003,20.704999999999998,13.271000000000001]
[null,"S41.T089",25.783999999999999,16.568000000000001,10.609]
[null,"S41.T090",21.484000000000002,13.804,8.8469999999999995]
[null,"S41.T091",0,0,0]
[null,"S41.T092",0,0,0]
[null,"S41.T093",0,0,0]
[null,"S41.T094",0,0,0]
[null,"S41.T095",0,0,0]
[null,"S41.T096",0,0,0]
[null,"S41.T097",0,0,0]
[null,"S41.T098",0,0,0]
[null,"S41.T099",0,0,0]
[null,"S41.T100",0,0,0]
[null,"S41.T101",0,0,0]
[null,"S41.T102",4.5469999999999997,6.431,3.1739999999999999]
[null,"S41.T103",85.402000000000001,153.86600000000001,79.564999999999998]
[null,"S41.T104",97.504999999999995,211.661,89.272000000000006]
[null,"S41.T105",119.09099999999999,262.24599999999998,84.090999999999994]
[null,"S41.T106",148.029,300.95400000000001,85.893000000000001]
[null,"S41.T107",169.37,324.178,95.765000000000001]
[null,"S41.T108",188.416,314.77800000000002,90.911000000000001]
[null,"S41.T109",196.91499999999999,142.33600000000001,40.694000000000003]
[null,"S41.T110",130.06800000000001,101.663,38.728000000000002]
[null,"S41.T111",91.054000000000002,72.049000000000007,34.877000000000002]
[null,"S41.T112",68.361999999999995,54.292999999999999,27.053999999999998]
[null,"S41.T113",54.682000000000002,43.417999999999999,21.646999999999998]
[null,"S41.T114",45.567999999999998,36.188000000000002,18.042999999999999]
[null,"S41.T115",0,0,0]
[null,"S41.T116",0,0,0]
[null,"S41.T117",0,0,0]
[null,"S41.T118",0,0,0]
[null,"S41.T119",0,0,0]
[null,"S41.T120",0,0,0]
[null,"S41.T121",0,0,0]
[null,"S41.T122",0,0,0]
[null,"S41.T123",0,0,0]
[null,"S41.T124",0,0,0]
[null,"S41.T125",0,0,0]
[null,"S41.T126",3.113,0.94199999999999995,0.71699999999999997]
[null,"S41.T127",104.44799999999999,18.533999999999999,31.190999999999999]
[null,"S41.T128",113.23399999999999,23.573,63.262999999999998]
[null,"S41.T129",100.557,30.126000000000001,82.268000000000001]
[null,"S41.T130",92.447000000000003,36.25,86.037000000000006]
[null,"S41.T131",85.176000000000002,41.718000000000004,84.971999999999994]
[null,"S41.T132",78.111000000000004,43.889000000000003,82.513999999999996]
[null,"S41.T133",27.094999999999999,39.423999999999999,61.85]
[null,"S41.T134",21.175999999999998,32.399000000000001,54.62]
[null,"S41.T135",16.056000000000001,25.375,43.192]
[null,"S41.T136",12.083,19.251000000000001,33.055]
[null,"S41.T137",9.6669999999999998,15.401,26.44]
[null,"S41.T138",8.0489999999999995,12.840999999999999,22.036999999999999]
[null,"S41.T139",0,0,0]
[null,"S41.T140",0,0,0]
[null,"S41.T141",0,0,0]
[null,"S41.T142",0,0,0]
[null,"S41.T143",0,0,0]
[null,"S41.T144",0,0,0]
[null,"S41.T145",0,0,0]
[null,"S41.T146",0,0,0]
[null,"S41.T147",0,0,0]
[null,"S41.T148",0,0,0]
[null,"S41.T149",0,0,0]
[null,"S41.T150",1.597,1.0649999999999999,1.782]
[null,"S41.T151",56.32,22.692,64.757999999999996]
[null,"S41.T152",106.18899999999999,31.027000000000001,90.153000000000006]
[null,"S41.T153",122.593,39.280999999999999,98.57]
[null,"S41.T154",124.703,47.555,98.652000000000001]
[null,"S41.T155",120.218,54.210999999999999,96.132999999999996]
[null,"S41.T156",114.60599999999999,56.853000000000002,93.43]
[null,"S41.T157",82.289000000000001,53.289000000000001,74.403999999999996]
[null,"S41.T158",64.881,40.079000000000001,63.222000000000001]
[null,"S41.T159",50.893000000000001,30.207999999999998,49.439]
[null,"S41.T160",38.256999999999998,22.835000000000001,37.704000000000001]
[null,"S41.T161",30.597000000000001,18.268000000000001,30.146999999999998]
[null,"S41.T162",25.498000000000001,15.217000000000001,25.129000000000001]
[null,"S41.T163",0,0,0]
[null,"S41.T164",0,0,0]
[null,"S41.T165",0,0,0]
[null,"S41.T166",0,0,0]
[null,"S41.T167",0,0,0]
[null,"S41.T168",0,0,0]
[null,"S42.T001",0,0,0]
[null,"S42.T002",0,0,0]
[null,"S42.T003",0,0,0]
[null,"S42.T004",0,0,0]
[null,"S42.T005",0,0,0]
[null,"S42.T006",0.98299999999999998,1.004,1.044]
[null,"S42.T007",26.193999999999999,21.074000000000002,37.56]
[null,"S42.T008",40.817,32.133000000000003,58.081000000000003]
[null,"S42.T009",56.790999999999997,43.213000000000001,82.697999999999993]
[null,"S42.T010",73.503,57.241999999999997,116.306]
[null,"S42.T011",87.47,73.891999999999996,150.815]
[null,"S42.T012",97.751000000000005,100.127,179.732]
[null,"S42.T013",128.38900000000001,268.12400000000002,274.55500000000001]
[null,"S42.T014",105.67700000000001,226.857,224.584]
[null,"S42.T015",78.275000000000006,175.61600000000001,172.626]
[null,"S42.T016",58.716000000000001,132.71,130.97]
[null,"S42.T017",46.981000000000002,106.16800000000001,104.776]
[null,"S42.T018",39.137,88.474000000000004,87.305999999999997]
[null,"S42.T019",0,0,0]
[null,"S42.T020",0,0,0]
[null,"S42.T021",0,0,0]
[null,"S42.T022",0,0,0]
[null,"S42.T023",0,0,0]
[null,"S42.T024",0,0,0]
[null,"S42.T025",0,0,0]
[null,"S42.T026",0,0,0]
[null,"S42.T027",0,0,0]
[null,"S42.T028",0,0,0]
[null,"S42.T029",0,0,0]
[null,"S42.T030",1.2290000000000001,2.9489999999999998,0.51200000000000001]
[null,"S42.T031",22.158999999999999,119.521,28.036999999999999]
[null,"S42.T032",28.283000000000001,184.87299999999999,60.539000000000001]
[null,"S42.T033",34.734000000000002,238.44900000000001,103.117]
[null,"S42.T034",41.061999999999998,278.65100000000001,127.529]
[null,"S42.T035",45.936999999999998,304.02600000000001,144.404]
[null,"S42.T036",48.579000000000001,316.04700000000003,151.982]
[null,"S42.T037",45.710999999999999,301.95699999999999,130.62100000000001]
[null,"S42.T038",35.267000000000003,248.381,100.536]
[null,"S42.T039",26.03,190.321,74.936000000000007]
[null,"S42.T040",19.516999999999999,143.58500000000001,56.75]
[null,"S42.T041",15.625999999999999,114.872,45.404000000000003]
[null,"S42.T042",13.025,95.724000000000004,37.847000000000001]
[null,"S42.T043",0,0,0]
[null,"S42.T044",0,0,0]
[null,"S42.T045",0,0,0]
[null,"S42.T046",0,0,0]
[null,"S42.T047",0,0,0]
[null,"S42.T048",0,0,0]
[null,"S42.T049",0,0,0]
[null,"S42.T050",0,0,0]
[null,"S42.T051",0,0,0]
[null,"S42.T052",0,0,0]
[null,"S42.T053",0,0,0]
[null,"S42.T054",0.307,0.67600000000000005,0.67600000000000005]
[null,"S42.T055",10.423999999999999,26.931000000000001,30.515000000000001]
[null,"S42.T056",16.445,45.978000000000002,36.045000000000002]
[null,"S42.T057",23.675000000000001,70.983999999999995,39.875]
[null,"S42.T058",29.573,81.837999999999994,45.896000000000001]
[null,"S42.T059",32.85,82.820999999999998,50.872]
[null,"S42.T060",33.649000000000001,79.257999999999996,58.225000000000001]
[null,"S42.T061",28.795000000000002,50.482999999999997,123.556]
[null,"S42.T062",22.588999999999999,44.912999999999997,130.00700000000001]
[null,"S42.T063",16.63,34.591000000000001,112.251]
[null,"S42.T064",12.472,26.071000000000002,85.483999999999995]
[null,"S42.T065",9.9740000000000002,20.849,68.403000000000006]
[null,"S42.T066",8.3149999999999995,17.367000000000001,56.996000000000002]
[null,"S42.T067",0,0,0]
[null,"S42.T068",0,0,0]
[null,"S42.T069",0,0,0]
[null,"S42.T070",0,0,0]
[null,"S42.T071",0,0,0]
[null,"S42.T072",0,0,0]
[null,"S42.T073",0,0,0]
[null,"S42.T074",0,0,0]
[null,"S42.T075",0,0,0]
[null,"S42.T076",0,0,0]
[null,"S42.T077",0,0,0]
[null,"S42.T078",0.51200000000000001,0.47099999999999997,0.28699999999999998]
[null,"S42.T079",18.472999999999999,16.384,12.882]
[null,"S42.T080",25.559000000000001,26.684999999999999,20.172999999999998]
[null,"S42.T081",32.481000000000002,36.25,26.992999999999999]
[null,"S42.T082",40.981000000000002,39.957000000000001,33.116]
[null,"S42.T083",47.820999999999998,41.37,38.093000000000004]
[null,"S42.T084",49.91,41.573999999999998,42.332000000000001]
[null,"S42.T085",36.884999999999998,37.887999999999998,60.784999999999997]
[null,"S42.T086",27.853000000000002,31.334,51.588999999999999]
[null,"S42.T087",20.234000000000002,24.044,40.652999999999999]
[null,"S42.T088",15.176,18.125,30.821999999999999]
[null,"S42.T089",12.145,14.5,24.658000000000001]
[null,"S42.T090",10.117000000000001,12.083,20.541]
[null,"S42.T091",0,0,0]
[null,"S42.T092",0,0,0]
[null,"S42.T093",0,0,0]
[null,"S42.T094",0,0,0]
[null,"S42.T095",0,0,0]
[null,"S42.T096",0,0,0]
[null,"S42.T097",0,0,0]
[null,"S42.T098",0,0,0]
[null,"S42.T099",0,0,0]
[null,"S42.T100",0,0,0]
[null,"S42.T101",0,0,0]
[null,"S42.T102",0.51200000000000001,0.65500000000000003,0.86]
[null,"S42.T103",17.100999999999999,33.055,26.521999999999998]
[null,"S42.T104",29.286000000000001,64.614000000000004,31.253]
[null,"S42.T105",53.289000000000001,94.617999999999995,34.692999999999998]
[null,"S42.T106",64.941999999999993,112.70099999999999,40.652999999999999]
[null,"S42.T107",74.075999999999993,122.47,47.616]
[null,"S42.T108",69.733999999999995,121.958,58.204000000000001]
[null,"S42.T109",25.928000000000001,97.075000000000003,83.477000000000004]
[null,"S42.T110",20.704999999999998,63.344999999999999,60.067999999999998]
[null,"S42.T111",14.725,44.503,44.195999999999998]
[null,"S42.T112",11.039,33.423000000000002,33.362000000000002]
[null,"S42.T113",8.827,26.747,26.684999999999999]
[null,"S42.T114",7.3730000000000002,22.282,22.241]
[null,"S42.T115",0,0,0]
[null,"S42.T116",0,0,0]
[null,"S42.T117",0,0,0]
[null,"S42.T118",0,0,0]
[null,"S42.T119",0,0,0]
[null,"S42.T120",0,0,0]
[null,"S42.T121",0,0,0]
[null,"S42.T122",0,0,0]
[null,"S42.T123",0,0,0]
[null,"S42.T124",0,0,0]
[null,"S42.T125",0,0,0]
[null,"S42.T126",0.73699999999999999,0.307,0.26600000000000001]
[null,"S42.T127",25.251999999999999,8.4169999999999998,14.827999999999999]
[null,"S42.T128",44.113999999999997,13.311999999999999,27.341000000000001]
[null,"S42.T129",55.439,21.667999999999999,46.694000000000003]
[null,"S42.T130",63.017000000000003,35.348999999999997,75.263999999999996]
[null,"S42.T131",66.498999999999995,53.883000000000003,112.292]
[null,"S42.T132",67.010999999999996,74.936000000000007,147.59899999999999]
[null,"S42.T133",46.018999999999998,145.96100000000001,255.09899999999999]
[null,"S42.T134",35.470999999999997,125.071,201.50299999999999]
[null,"S42.T135",25.292999999999999,97.71,149.21700000000001]
[null,"S42.T136",18.965,73.481999999999999,112.333]
[null,"S42.T137",15.176,58.798000000000002,89.866]
[null,"S42.T138",12.635999999999999,48.988,74.894999999999996]
[null,"S42.T139",0,0,0]
[null,"S42.T140",0,0,0]
[null,"S42.T141",0,0,0]
[null,"S42.T142",0,0,0]
[null,"S42.T143",0,0,0]
[null,"S42.T144",0,0,0]
[null,"S42.T145",0,0,0]
[null,"S42.T146",0,0,0]
[null,"S42.T147",0,0,0]
[null,"S42.T148",0,0,0]
[null,"S42.T149",0,0,0]
[null,"S42.T150",0.90100000000000002,2.3140000000000001,0.45100000000000001]
[null,"S42.T151",33.587000000000003,76.554000000000002,33.301000000000002]
[null,"S42.T152",47.390999999999998,124.682,55.356999999999999]
[null,"S42.T153",63.304000000000002,175.084,87.305999999999997]
[null,"S42.T154",80.444999999999993,221.53200000000001,120.97499999999999]
[null,"S42.T155",95.600999999999999,252.047,154.911]
[null,"S42.T156",107.95,265.42099999999999,178.44200000000001]
[null,"S42.T157",139.67400000000001,244.67500000000001,239.923]
[null,"S42.T158",102.70699999999999,193.14699999999999,197.22200000000001]
[null,"S42.T159",71.762,143.749,150.32300000000001]
[null,"S42.T160",53.820999999999998,107.93,113.172]
[null,"S42.T161",43.048999999999999,86.343999999999994,90.542000000000002]
[null,"S42.T162",35.881,71.966999999999999,75.447999999999993]
[null,"S42.T163",0,0,0]
[null,"S42.T164",0,0,0]
[null,"S42.T165",0,0,0]
[null,"S42.T166",0,0,0]
[null,"S42.T167",0,0,0]
[null,"S42.T168",0,0,0]
[null,"S43.T001",0,0,0]
[null,"S43.T002",0,0,0]
[null,"S43.T003",0,0,0]
[null,"S43.T004",0,0,0]
[null,"S43.T005",0,0,0]
[null,"S43.T006",0.20499999999999999,2.335,0.61399999999999999]
[null,"S43.T007",7.8849999999999998,97.587000000000003,47.677]
[null,"S43.T008",9.8510000000000009,150.34399999999999,87.203999999999994]
[null,"S43.T009",12.329000000000001,195.83,137.07300000000001]
[null,"S43.T010",18.533999999999999,228.55699999999999,182.53800000000001]
[null,"S43.T011",30.228999999999999,246.72300000000001,214.548]
[null,"S43.T012",47.698,246.149,231.75200000000001]
[null,"S43.T013",199.96700000000001,185.119,207.34]
[null,"S43.T014",154.82900000000001,162.50899999999999,129.577]
[null,"S43.T015",109.09699999999999,123.617,90.563000000000002]
[null,"S43.T016",81.837999999999994,92.754000000000005,68.034999999999997]
[null,"S43.T017",65.453999999999994,74.22,54.436]
[null,"S43.T018",54.558999999999997,61.85,45.363]
[null,"S43.T019",0,0,0]
[null,"S43.T020",0,0,0]
[null,"S43.T021",0,0,0]
[null,"S43.T022",0,0,0]
[null,"S43.T023",0,0,0]
[null,"S43.T024",0,0,0]
[null,"S43.T025",0,0,0]
[null,"S43.T026",0,0,0]
[null,"S43.T027",0,0,0]
[null,"S43.T028",0,0,0]
[null,"S43.T029",0,0,0]
[null,"S43.T030",1.556,2.2730000000000001,0.73699999999999999]
[null,"S43.T031",90.418999999999997,110.797,76.759]
[null,"S43.T032",139.30500000000001,168.03800000000001,132.07599999999999]
[null,"S43.T033",180.87899999999999,217.25200000000001,181.39099999999999]
[null,"S43.T034",211.94800000000001,255.42699999999999,220.672]
[null,"S43.T035",231.07599999999999,280.37099999999998,247.70599999999999]
[null,"S43.T036",237.71100000000001,291.267,261.48899999999998]
[null,"S43.T037",199.68,269.80399999999997,265.07299999999998]
[null,"S43.T038",151.941,216.351,216.26900000000001]
[null,"S43.T039",106.598,159.49799999999999,162.97999999999999]
[null,"S43.T040",79.953999999999994,119.624,122.47]
[null,"S43.T041",63.959000000000003,95.703000000000003,97.975999999999999]
[null,"S43.T042",53.289000000000001,79.748999999999995,81.632999999999996]
[null,"S43.T043",0,0,0]
[null,"S43.T044",0,0,0]
[null,"S43.T045",0,0,0]
[null,"S43.T046",0,0,0]
[null,"S43.T047",0,0,0]
[null,"S43.T048",0,0,0]
[null,"S43.T049",0,0,0]
[null,"S43.T050",0,0,0]
[null,"S43.T051",0,0,0]
[null,"S43.T052",0,0,0]
[null,"S43.T053",0,0,0]
[null,"S43.T054",1.454,1.802,0.53200000000000003]
[null,"S43.T055",84.356999999999999,102.35899999999999,51.548000000000002]
[null,"S43.T056",131.666,159.21199999999999,77.558000000000007]
[null,"S43.T057",172.114,208.261,101.069]
[null,"S43.T058",202.363,246.02600000000001,125.11199999999999]
[null,"S43.T059",220.815,270.62299999999999,147.72200000000001]
[null,"S43.T060",226.529,281.31299999999999,159.02699999999999]
[null,"S43.T061",177.05,259.13299999999998,156.46700000000001]
[null,"S43.T062",131.70699999999999,206.459,120.46299999999999]
[null,"S43.T063",92.037000000000006,151.06,90.501000000000005]
[null,"S43.T064",69.018000000000001,113.295,67.972999999999999]
[null,"S43.T065",55.213999999999999,90.644999999999996,54.374000000000002]
[null,"S43.T066",46.018999999999998,75.53,45.322000000000003]
[null,"S43.T067",0,0,0]
[null,"S43.T068",0,0,0]
[null,"S43.T069",0,0,0]
[null,"S43.T070",0,0,0]
[null,"S43.T071",0,0,0]
[null,"S43.T072",0,0,0]
[null,"S43.T073",0,0,0]
[null,"S43.T074",0,0,0]
[null,"S43.T075",0,0,0]
[null,"S43.T076",0,0,0]
[null,"S43.T077",0,0,0]
[null,"S43.T078",0.36899999999999999,1.782,0.45100000000000001]
[null,"S43.T079",25.129000000000001,101.00700000000001,67.052000000000007]
[null,"S43.T080",53.595999999999997,157.512,121.03700000000001]
[null,"S43.T081",84.337000000000003,206.316,169.90199999999999]
[null,"S43.T082",116.244,244.04,209.18299999999999]
[null,"S43.T083",136.315,268.69799999999998,236.44200000000001]
[null,"S43.T084",144.876,279.42899999999997,250.59299999999999]
[null,"S43.T085",150.65100000000001,257.90499999999997,255.816]
[null,"S43.T086",100.557,204.94300000000001,207.07300000000001]
[null,"S43.T087",69.018000000000001,149.11500000000001,154.11199999999999]
[null,"S43.T088",51.773000000000003,111.84099999999999,115.651]
[null,"S43.T089",41.411000000000001,89.456999999999994,92.528999999999996]
[null,"S43.T090",34.509,74.546999999999997,77.106999999999999]
[null,"S43.T091",0,0,0]
[null,"S43.T092",0,0,0]
[null,"S43.T093",0,0,0]
[null,"S43.T094",0,0,0]
[null,"S43.T095",0,0,0]
[null,"S43.T096",0,0,0]
[null,"S43.T097",0,0,0]
[null,"S43.T098",0,0,0]
[null,"S43.T099",0,0,0]
[null,"S43.T100",0,0,0]
[null,"S43.T101",0,0,0]
[null,"S43.T102",0.28699999999999998,0.32800000000000001,6.0999999999999999E-2]
[null,"S43.T103",16.22,11.305,13.087]
[null,"S43.T104",23.510999999999999,17.960999999999999,24.821999999999999]
[null,"S43.T105",30.331,25.088000000000001,39.526000000000003]
[null,"S43.T106",36.945999999999998,35.470999999999997,57.466999999999999]
[null,"S43.T107",41.247,45.67,75.775999999999996]
[null,"S43.T108",43.377000000000002,53.595999999999997,86.364000000000004]
[null,"S43.T109",35.552999999999997,67.501999999999995,79.584999999999994]
[null,"S43.T110",22.815000000000001,48.968000000000004,55.009]
[null,"S43.T111",15.544,35.021000000000001,39.506]
[null,"S43.T112",11.653,26.254999999999999,29.635000000000002]
[null,"S43.T113",9.3179999999999996,21.013000000000002,23.695]
[null,"S43.T114",7.7619999999999996,17.510000000000002,19.742999999999999]
[null,"S43.T115",0,0,0]
[null,"S43.T116",0,0,0]
[null,"S43.T117",0,0,0]
[null,"S43.T118",0,0,0]
[null,"S43.T119",0,0,0]
[null,"S43.T120",0,0,0]
[null,"S43.T121",0,0,0]
[null,"S43.T122",0,0,0]
[null,"S43.T123",0,0,0]
[null,"S43.T124",0,0,0]
[null,"S43.T125",0,0,0]
[null,"S43.T126",0.10199999999999999,0.45100000000000001,6.0999999999999999E-2]
[null,"S43.T127",7.1070000000000002,19.907,9.5640000000000001]
[null,"S43.T128",12.164999999999999,30.638000000000002,18.513999999999999]
[null,"S43.T129",18.965,45.261000000000003,28.507999999999999]
[null,"S43.T130",24.023,72.561000000000007,36.332000000000001]
[null,"S43.T131",26.603999999999999,110.81699999999999,42.148000000000003]
[null,"S43.T132",27.218,143.07300000000001,45.384]
[null,"S43.T133",25.353999999999999,232.346,48.311999999999998]
[null,"S43.T134",20.091000000000001,181.98500000000001,43.253999999999998]
[null,"S43.T135",13.906000000000001,130.97,33.484999999999999]
[null,"S43.T136",10.423999999999999,98.221999999999994,25.109000000000002]
[null,"S43.T137",8.3350000000000009,78.581999999999994,20.091000000000001]
[null,"S43.T138",6.9429999999999996,65.495000000000005,16.731999999999999]
[null,"S43.T139",0,0,0]
[null,"S43.T140",0,0,0]
[null,"S43.T141",0,0,0]
[null,"S43.T142",0,0,0]
[null,"S43.T143",0,0,0]
[null,"S43.T144",0,0,0]
[null,"S43.T145",0,0,0]
[null,"S43.T146",0,0,0]
[null,"S43.T147",0,0,0]
[null,"S43.T148",0,0,0]
[null,"S43.T149",0,0,0]
[null,"S43.T150",8.2000000000000003E-2,0.20499999999999999,0.14299999999999999]
[null,"S43.T151",6.2670000000000003,16.178999999999998,43.5]
[null,"S43.T152",10.076000000000001,32.789000000000001,62.362000000000002]
[null,"S43.T153",15.647,44.277999999999999,60.436999999999998]
[null,"S43.T154",20.46,49.029000000000003,60.027000000000001]
[null,"S43.T155",23.757000000000001,50.646999999999998,58.88]
[null,"S43.T156",24.719000000000001,49.152000000000001,65.802000000000007]
[null,"S43.T157",20.501000000000001,29.983000000000001,144.97800000000001]
[null,"S43.T158",15.708,25.661000000000001,115.01600000000001]
[null,"S43.T159",10.792999999999999,18.719000000000001,83.394999999999996]
[null,"S43.T160",8.09,14.048999999999999,62.545999999999999]
[null,"S43.T161",6.4720000000000004,11.244,50.033000000000001]
[null,"S43.T162",5.407,9.359,41.697000000000003]
[null,"S43.T163",0,0,0]
[null,"S43.T164",0,0,0]
[null,"S43.T165",0,0,0]
[null,"S43.T166",0,0,0]
[null,"S43.T167",0,0,0]
[null,"S43.T168",0,0,0]
[null,"S44.T001",0,0,0]
[null,"S44.T002",0,0,0]
[null,"S44.T003",0,0,0]
[null,"S44.T004",0,0,0]
[null,"S44.T005",0,0,0]
[null,"S44.T006",0.22500000000000001,0.184,0.10199999999999999]
[null,"S44.T007",37.11,15.708,33.935000000000002]
[null,"S44.T008",80.567999999999998,25.17,64.266000000000005]
[null,"S44.T009",117.084,34.222000000000001,87.491]
[null,"S44.T010",134.34899999999999,42.720999999999997,107.86799999999999]
[null,"S44.T011",137.155,48.844999999999999,122.02]
[null,"S44.T012",128.24600000000001,54.886000000000003,129.905]
[null,"S44.T013",30.597000000000001,104.407,148.685]
[null,"S44.T014",25.498000000000001,83.516999999999996,127.099]
[null,"S44.T015",17.960999999999999,58.634,93.716999999999999]
[null,"S44.T016",13.455,43.970999999999997,70.287000000000006]
[null,"S44.T017",10.773,35.185000000000002,56.238]
[null,"S44.T018",8.9700000000000006,29.306999999999999,46.857999999999997]
[null,"S44.T019",0,0,0]
[null,"S44.T020",0,0,0]
[null,"S44.T021",0,0,0]
[null,"S44.T022",0,0,0]
[null,"S44.T023",0,0,0]
[null,"S44.T024",0,0,0]
[null,"S44.T025",0,0,0]
[null,"S44.T026",0,0,0]
[null,"S44.T027",0,0,0]
[null,"S44.T028",0,0,0]
[null,"S44.T029",0,0,0]
[null,"S44.T030",6.0999999999999999E-2,8.2000000000000003E-2,0]
[null,"S44.T031",6.1849999999999996,7.3319999999999999,4.6900000000000004]
[null,"S44.T032",8.5609999999999999,10.097,9.4619999999999997]
[null,"S44.T033",10.587999999999999,10.609,15.154999999999999]
[null,"S44.T034",13.599,11.858000000000001,21.687999999999999]
[null,"S44.T035",16.077000000000002,13.066000000000001,31.846]
[null,"S44.T036",16.670999999999999,14.438000000000001,50.975000000000001]
[null,"S44.T037",9.0730000000000004,22.917000000000002,155.77099999999999]
[null,"S44.T038",6.4509999999999996,20.582000000000001,131.68600000000001]
[null,"S44.T039",4.4029999999999996,15.073,95.477999999999994]
[null,"S44.T040",3.2970000000000002,11.305,71.597999999999999]
[null,"S44.T041",2.6419999999999999,9.032,57.283000000000001]
[null,"S44.T042",2.2120000000000002,7.5369999999999999,47.738999999999997]
[null,"S44.T043",0,0,0]
[null,"S44.T044",0,0,0]
[null,"S44.T045",0,0,0]
[null,"S44.T046",0,0,0]
[null,"S44.T047",0,0,0]
[null,"S44.T048",0,0,0]
[null,"S44.T049",0,0,0]
[null,"S44.T050",0,0,0]
[null,"S44.T051",0,0,0]
[null,"S44.T052",0,0,0]
[null,"S44.T053",0,0,0]
[null,"S44.T054",0.123,0.02,0]
[null,"S44.T055",34.673000000000002,3.3380000000000001,5.3659999999999997]
[null,"S44.T056",60.17,7.3520000000000003,12.288]
[null,"S44.T057",76.451999999999998,12.677,25.17]
[null,"S44.T058",77.271000000000001,16.814,55.767000000000003]
[null,"S44.T059",74.793000000000006,21.114999999999998,90.46]
[null,"S44.T060",68.853999999999999,22.507999999999999,94.884]
[null,"S44.T061",18.370999999999999,17.100999999999999,37.069000000000003]
[null,"S44.T062",13.005000000000001,12.329000000000001,26.071000000000002]
[null,"S44.T063",8.827,8.7650000000000006,18.329999999999998]
[null,"S44.T064",6.6360000000000001,6.5739999999999998,13.742000000000001]
[null,"S44.T065",5.3040000000000003,5.2629999999999999,10.997999999999999]
[null,"S44.T066",4.4240000000000004,4.383,9.1750000000000007]
[null,"S44.T067",0,0,0]
[null,"S44.T068",0,0,0]
[null,"S44.T069",0,0,0]
[null,"S44.T070",0,0,0]
[null,"S44.T071",0,0,0]
[null,"S44.T072",0,0,0]
[null,"S44.T073",0,0,0]
[null,"S44.T074",0,0,0]
[null,"S44.T075",0,0,0]
[null,"S44.T076",0,0,0]
[null,"S44.T077",0,0,0]
[null,"S44.T078",0.02,0.14299999999999999,0]
[null,"S44.T079",17.306000000000001,14.95,8.7240000000000002]
[null,"S44.T080",53.76,21.422000000000001,18.042999999999999]
[null,"S44.T081",63.241999999999997,27.975999999999999,27.422999999999998]
[null,"S44.T082",60.006,36.454000000000001,36.024000000000001]
[null,"S44.T083",53.165999999999997,43.274000000000001,41.902000000000001]
[null,"S44.T084",47.472999999999999,45.997999999999998,44.973999999999997]
[null,"S44.T085",9.5640000000000001,41.677,40.325000000000003]
[null,"S44.T086",6.7990000000000004,34.405999999999999,32.768000000000001]
[null,"S44.T087",4.6079999999999997,25.271999999999998,23.88]
[null,"S44.T088",3.4609999999999999,18.943999999999999,17.920000000000002]
[null,"S44.T089",2.7650000000000001,15.154999999999999,14.336]
[null,"S44.T090",2.3140000000000001,12.635999999999999,11.94]
[null,"S44.T091",0,0,0]
[null,"S44.T092",0,0,0]
[null,"S44.T093",0,0,0]
[null,"S44.T094",0,0,0]
[null,"S44.T095",0,0,0]
[null,"S44.T096",0,0,0]
[null,"S44.T097",0,0,0]
[null,"S44.T098",0,0,0]
[null,"S44.T099",0,0,0]
[null,"S44.T100",0,0,0]
[null,"S44.T101",0,0,0]
[null,"S44.T102",6.0999999999999999E-2,0.16400000000000001,0]
[null,"S44.T103",19.783999999999999,25.681999999999999,13.394]
[null,"S44.T104",38.011000000000003,50.073999999999998,37.314999999999998]
[null,"S44.T105",62.075000000000003,75.694000000000003,76.287999999999997]
[null,"S44.T106",85.114999999999995,92.058000000000007,108.134]
[null,"S44.T107",99.41,99.225999999999999,139.40700000000001]
[null,"S44.T108",112.57899999999999,106.455,160.09200000000001]
[null,"S44.T109",139.94,119.43899999999999,200.84700000000001]
[null,"S44.T110",97.055000000000007,96.727000000000004,154.952]
[null,"S44.T111",65.207999999999998,69.53,109.65]
[null,"S44.T112",48.905999999999999,52.142000000000003,82.227000000000004]
[null,"S44.T113",39.116999999999997,41.718000000000004,65.781999999999996]
[null,"S44.T114",32.603999999999999,34.774999999999999,54.825000000000003]
[null,"S44.T115",0,0,0]
[null,"S44.T116",0,0,0]
[null,"S44.T117",0,0,0]
[null,"S44.T118",0,0,0]
[null,"S44.T119",0,0,0]
[null,"S44.T120",0,0,0]
[null,"S44.T121",0,0,0]
[null,"S44.T122",0,0,0]
[null,"S44.T123",0,0,0]
[null,"S44.T124",0,0,0]
[null,"S44.T125",0,0,0]
[null,"S44.T126",0,4.1000000000000002E-2,0]
[null,"S44.T127",2.5190000000000001,6.84,3.4609999999999999]
[null,"S44.T128",4.4850000000000003,9.6669999999999998,8.5399999999999991]
[null,"S44.T129",6.9630000000000001,11.346,15.994999999999999]
[null,"S44.T130",9.032,12.759,22.466999999999999]
[null,"S44.T131",10.076000000000001,13.66,27.196999999999999]
[null,"S44.T132",10.179,13.926,28.835999999999999]
[null,"S44.T133",6.7990000000000004,12.718,26.931000000000001]
[null,"S44.T134",5.1609999999999996,10.281000000000001,19.803999999999998]
[null,"S44.T135",3.645,7.3520000000000003,13.906000000000001]
[null,"S44.T136",2.7440000000000002,5.5090000000000003,10.423999999999999]
[null,"S44.T137",2.1909999999999998,4.4029999999999996,8.3350000000000009]
[null,"S44.T138",1.823,3.6659999999999999,6.9429999999999996]
[null,"S44.T139",0,0,0]
[null,"S44.T140",0,0,0]
[null,"S44.T141",0,0,0]
[null,"S44.T142",0,0,0]
[null,"S44.T143",0,0,0]
[null,"S44.T144",0,0,0]
[null,"S44.T145",0,0,0]
[null,"S44.T146",0,0,0]
[null,"S44.T147",0,0,0]
[null,"S44.T148",0,0,0]
[null,"S44.T149",0,0,0]
[null,"S44.T150",0,0.16400000000000001,0]
[null,"S44.T151",4.383,28.324000000000002,3.891]
[null,"S44.T152",8.8680000000000003,40.283999999999999,9.0730000000000004]
[null,"S44.T153",12.78,54.456000000000003,14.254]
[null,"S44.T154",15.565,64.635000000000005,18.309000000000001]
[null,"S44.T155",16.876000000000001,70.573999999999998,20.951000000000001]
[null,"S44.T156",16.731999999999999,73.072999999999993,22.18]
[null,"S44.T157",10.301,56.155999999999999,21.934000000000001]
[null,"S44.T158",7.0860000000000003,39.649000000000001,17.367000000000001]
[null,"S44.T159",4.7510000000000003,27.361000000000001,12.349]
[null,"S44.T160",3.5640000000000001,20.521000000000001,9.2569999999999997]
[null,"S44.T161",2.847,16.425000000000001,7.4139999999999997]
[null,"S44.T162",2.3759999999999999,13.680999999999999,6.1639999999999997]
[null,"S44.T163",0,0,0]
[null,"S44.T164",0,0,0]
[null,"S44.T165",0,0,0]
[null,"S44.T166",0,0,0]
[null,"S44.T167",0,0,0]
[null,"S44.T168",0,0,0]
[null,"S45.T001",0,0,0]
[null,"S45.T002",0,0,0]
[null,"S45.T003",0,0,0]
[null,"S45.T004",0,0,0]
[null,"S45.T005",0,0,0]
[null,"S45.T006",0,4.1000000000000002E-2,0]
[null,"S45.T007",5.5090000000000003,8.11,15.442]
[null,"S45.T008",14.151999999999999,10.24,33.771999999999998]
[null,"S45.T009",23.757000000000001,13.66,51.076999999999998]
[null,"S45.T010",35.286999999999999,21.524999999999999,63.468000000000004]
[null,"S45.T011",44.503,31.928000000000001,69.98]
[null,"S45.T012",51.281999999999996,41.82,69.692999999999998]
[null,"S45.T013",33.505000000000003,82.882999999999996,61.521999999999998]
[null,"S45.T014",20.48,57.978999999999999,53.616999999999997]
[null,"S45.T015",13.701000000000001,39.853999999999999,39.710999999999999]
[null,"S45.T016",10.260999999999999,29.901,29.777999999999999]
[null,"S45.T017",8.2119999999999997,23.920999999999999,23.818000000000001]
[null,"S45.T018",6.84,19.927,19.844999999999999]
[null,"S45.T019",0,0,0]
[null,"S45.T020",0,0,0]
[null,"S45.T021",0,0,0]
[null,"S45.T022",0,0,0]
[null,"S45.T023",0,0,0]
[null,"S45.T024",0,0,0]
[null,"S45.T025",0,0,0]
[null,"S45.T026",0,0,0]
[null,"S45.T027",0,0,0]
[null,"S45.T028",0,0,0]
[null,"S45.T029",0,0,0]
[null,"S45.T030",0,8.2000000000000003E-2,0]
[null,"S45.T031",28.548999999999999,33.301000000000002,18.596]
[null,"S45.T032",69.058999999999997,38.83,49.828000000000003]
[null,"S45.T033",104.30500000000001,42.66,77.147999999999996]
[null,"S45.T034",131.46100000000001,47.514000000000003,85.605999999999995]
[null,"S45.T035",147.76300000000001,51.487000000000002,84.808000000000007]
[null,"S45.T036",151.613,53.595999999999997,80.179000000000002]
[null,"S45.T037",100.7,50.421999999999997,49.05]
[null,"S45.T038",65.72,39.936,35.225999999999999]
[null,"S45.T039",43.868000000000002,27.484000000000002,24.370999999999999]
[null,"S45.T040",32.890999999999998,20.603000000000002,18.289000000000001]
[null,"S45.T041",26.317,16.486000000000001,14.622999999999999]
[null,"S45.T042",21.934000000000001,13.742000000000001,12.186]
[null,"S45.T043",0,0,0]
[null,"S45.T044",0,0,0]
[null,"S45.T045",0,0,0]
[null,"S45.T046",0,0,0]
[null,"S45.T047",0,0,0]
[null,"S45.T048",0,0,0]
[null,"S45.T049",0,0,0]
[null,"S45.T050",0,0,0]
[null,"S45.T051",0,0,0]
[null,"S45.T052",0,0,0]
[null,"S45.T053",0,0,0]
[null,"S45.T054",0,0,0]
[null,"S45.T055",9.2569999999999997,7.3109999999999999,10.486000000000001]
[null,"S45.T056",14.622999999999999,11.1,27.033999999999999]
[null,"S45.T057",18.698,12.739000000000001,38.174999999999997]
[null,"S45.T058",22.61,16.649999999999999,55.234999999999999]
[null,"S45.T059",25.6,20.972000000000001,69.263000000000005]
[null,"S45.T060",26.645,24.064,79.790000000000006]
[null,"S45.T061",22.917000000000002,33.26,111.759]
[null,"S45.T062",15.77,24.965,88.206999999999994]
[null,"S45.T063",10.506,17.367000000000001,61.951999999999998]
[null,"S45.T064",7.8849999999999998,13.025,46.448999999999998]
[null,"S45.T065",6.3079999999999998,10.423999999999999,37.170999999999999]
[null,"S45.T066",5.2629999999999999,8.6839999999999993,30.966000000000001]
[null,"S45.T067",0,0,0]
[null,"S45.T068",0,0,0]
[null,"S45.T069",0,0,0]
[null,"S45.T070",0,0,0]
[null,"S45.T071",0,0,0]
[null,"S45.T072",0,0,0]
[null,"S45.T073",0,0,0]
[null,"S45.T074",0,0,0]
[null,"S45.T075",0,0,0]
[null,"S45.T076",0,0,0]
[null,"S45.T077",0,0,0]
[null,"S45.T078",0,0,0]
[null,"S45.T079",8.4169999999999998,37.006999999999998,14.95]
[null,"S45.T080",20.704999999999998,67.277000000000001,40.734999999999999]
[null,"S45.T081",32.01,69.775000000000006,62.975999999999999]
[null,"S45.T082",41.225999999999999,84.418999999999997,66.929000000000002]
[null,"S45.T083",47.514000000000003,106.045,64.040999999999997]
[null,"S45.T084",50.277999999999999,124.027,59.186999999999998]
[null,"S45.T085",46.734999999999999,170.86500000000001,22.158999999999999]
[null,"S45.T086",31.683,124.682,15.073]
[null,"S45.T087",21.114999999999998,85.216999999999999,10.526999999999999]
[null,"S45.T088",15.831,63.917999999999999,7.9050000000000002]
[null,"S45.T089",12.677,51.118000000000002,6.3280000000000003]
[null,"S45.T090",10.568,42.597999999999999,5.2629999999999999]
[null,"S45.T091",0,0,0]
[null,"S45.T092",0,0,0]
[null,"S45.T093",0,0,0]
[null,"S45.T094",0,0,0]
[null,"S45.T095",0,0,0]
[null,"S45.T096",0,0,0]
[null,"S45.T097",0,0,0]
[null,"S45.T098",0,0,0]
[null,"S45.T099",0,0,0]
[null,"S45.T100",0,0,0]
[null,"S45.T101",0,0,0]
[null,"S45.T102",0,0,0]
[null,"S45.T103",7.1879999999999997,4.8129999999999997,11.407]
[null,"S45.T104",18.001999999999999,12.288,31.661999999999999]
[null,"S45.T105",28.754000000000001,19.004999999999999,52.204000000000001]
[null,"S45.T106",35.716999999999999,24.617000000000001,70.102999999999994]
[null,"S45.T107",37.868000000000002,29.041,79.400999999999996]
[null,"S45.T108",36.720999999999997,31.969000000000001,81.224000000000004]
[null,"S45.T109",16.077000000000002,33.014000000000003,62.505000000000003]
[null,"S45.T110",10.015000000000001,21.954999999999998,41.655999999999999]
[null,"S45.T111",6.6760000000000002,14.909000000000001,28.405999999999999]
[null,"S45.T112",5.0179999999999998,11.182,21.298999999999999]
[null,"S45.T113",4.0140000000000002,8.9499999999999993,17.039000000000001]
[null,"S45.T114",3.3380000000000001,7.4550000000000001,14.193]
[null,"S45.T115",0,0,0]
[null,"S45.T116",0,0,0]
[null,"S45.T117",0,0,0]
[null,"S45.T118",0,0,0]
[null,"S45.T119",0,0,0]
[null,"S45.T120",0,0,0]
[null,"S45.T121",0,0,0]
[null,"S45.T122",0,0,0]
[null,"S45.T123",0,0,0]
[null,"S45.T124",0,0,0]
[null,"S45.T125",0,0,0]
[null,"S45.T126",0,0,0]
[null,"S45.T127",18.821000000000002,33.893999999999998,9.8710000000000004]
[null,"S45.T128",56.954999999999998,82.084000000000003,36.700000000000003]
[null,"S45.T129",92.385000000000005,125.788,77.414000000000001]
[null,"S45.T130",116.572,159.642,114.319]
[null,"S45.T131",125.071,181.39099999999999,140.34899999999999]
[null,"S45.T132",117.453,190.15700000000001,153.518]
[null,"S45.T133",40.201999999999998,162.26300000000001,158.351]
[null,"S45.T134",25.783999999999999,113.705,115.651]
[null,"S45.T135",17.202999999999999,77.23,79.381]
[null,"S45.T136",12.901999999999999,57.917000000000002,59.534999999999997]
[null,"S45.T137",10.321999999999999,46.326000000000001,47.637]
[null,"S45.T138",8.6020000000000003,38.604999999999997,39.69]
[null,"S45.T139",0,0,0]
[null,"S45.T140",0,0,0]
[null,"S45.T141",0,0,0]
[null,"S45.T142",0,0,0]
[null,"S45.T143",0,0,0]
[null,"S45.T144",0,0,0]
[null,"S45.T145",0,0,0]
[null,"S45.T146",0,0,0]
[null,"S45.T147",0,0,0]
[null,"S45.T148",0,0,0]
[null,"S45.T149",0,0,0]
[null,"S45.T150",0,0,0]
[null,"S45.T151",0.75800000000000001,4.7309999999999999,1.167]
[null,"S45.T152",2.847,10.445,4.0140000000000002]
[null,"S45.T153",6.39,15.625999999999999,6.0419999999999998]
[null,"S45.T154",18.678000000000001,20.193000000000001,7.782]
[null,"S45.T155",51.936999999999998,21.995999999999999,8.6630000000000003]
[null,"S45.T156",68.566999999999993,22.241,9.5440000000000005]
[null,"S45.T157",92.262,16.036000000000001,13.21]
[null,"S45.T158",55.439,11.94,10.773]
[null,"S45.T159",36.966000000000001,8.11,7.516]
[null,"S45.T160",27.709,6.0830000000000002,5.6319999999999997]
[null,"S45.T161",22.18,4.8739999999999997,4.5060000000000002]
[null,"S45.T162",18.472999999999999,4.0549999999999997,3.7480000000000002]
[null,"S45.T163",0,0,0]
[null,"S45.T164",0,0,0]
[null,"S45.T165",0,0,0]
[null,"S45.T166",0,0,0]
[null,"S45.T167",0,0,0]
[null,"S45.T168",0,0,0]
[null,"S46.T001",0,0,0]
[null,"S46.T002",0,0,0]
[null,"S46.T003",0,0,0]
[null,"S46.T004",0,0,0]
[null,"S46.T005",0,0,0]
[null,"S46.T006",0,0,0]
[null,"S46.T007",9.7080000000000002,4.3620000000000001,5.4480000000000004]
[null,"S46.T008",41.247,11.162000000000001,20.725999999999999]
[null,"S46.T009",66.477999999999994,18.289000000000001,39.588000000000001]
[null,"S46.T010",93.819000000000003,25.58,52.06]
[null,"S46.T011",112.538,31.600999999999999,59.043999999999997]
[null,"S46.T012",119.624,37.088999999999999,62.238999999999997]
[null,"S46.T013",92.262,47.841000000000001,66.825999999999993]
[null,"S46.T014",56.115000000000002,34.610999999999997,59.884]
[null,"S46.T015",37.417000000000002,23.532,41.512999999999998]
[null,"S46.T016",28.058,17.632999999999999,31.15]
[null,"S46.T017",22.446000000000002,14.111000000000001,24.904]
[null,"S46.T018",18.698,11.756,20.766999999999999]
[null,"S46.T019",0,0,0]
[null,"S46.T020",0,0,0]
[null,"S46.T021",0,0,0]
[null,"S46.T022",0,0,0]
[null,"S46.T023",0,0,0]
[null,"S46.T024",0,0,0]
[null,"S46.T025",0,0,0]
[null,"S46.T026",0,0,0]
[null,"S46.T027",0,0,0]
[null,"S46.T028",0,0,0]
[null,"S46.T029",0,0,0]
[null,"S46.T030",0,0,0]
[null,"S46.T031",11.324999999999999,24.597000000000001,9.4209999999999994]
[null,"S46.T032",41.143999999999998,68.608000000000004,31.744]
[null,"S46.T033",69.692999999999998,110.572,48.045999999999999]
[null,"S46.T034",88.084999999999994,144.077,59.29]
[null,"S46.T035",96.153999999999996,165.70400000000001,63.405999999999999]
[null,"S46.T036",95.456999999999994,174.40799999999999,66.825999999999993]
[null,"S46.T037",58.162999999999997,148.541,90.316999999999993]
[null,"S46.T038",36.188000000000002,101.54,60.744]
[null,"S46.T039",24.125,68.382999999999996,41.164999999999999]
[null,"S46.T040",18.084,51.281999999999996,30.884]
[null,"S46.T041",14.478999999999999,41.042000000000002,24.699000000000002]
[null,"S46.T042",12.063000000000001,34.201999999999998,20.582000000000001]
[null,"S46.T043",0,0,0]
[null,"S46.T044",0,0,0]
[null,"S46.T045",0,0,0]
[null,"S46.T046",0,0,0]
[null,"S46.T047",0,0,0]
[null,"S46.T048",0,0,0]
[null,"S46.T049",0,0,0]
[null,"S46.T050",0,0,0]
[null,"S46.T051",0,0,0]
[null,"S46.T052",0,0,0]
[null,"S46.T053",0,0,0]
[null,"S46.T054",0,0,0]
[null,"S46.T055",6.5949999999999998,11.571,8.52]
[null,"S46.T056",24.31,32.42,43.213000000000001]
[null,"S46.T057",43.048999999999999,59.72,81.325999999999993]
[null,"S46.T058",55.89,94.350999999999999,113.623]
[null,"S46.T059",64.164000000000001,123.92400000000001,136.19200000000001]
[null,"S46.T060",69.570999999999998,138.58799999999999,147.35400000000001]
[null,"S46.T061",73.114000000000004,145.654,144.11799999999999]
[null,"S46.T062",44.420999999999999,101.54,102.932]
[null,"S46.T063",29.614000000000001,68.403000000000006,69.816000000000003]
[null,"S46.T064",22.221,51.302,52.366999999999997]
[null,"S46.T065",17.777000000000001,41.042000000000002,41.881999999999998]
[null,"S46.T066",14.807,34.201999999999998,34.917999999999999]
[null,"S46.T067",0,0,0]
[null,"S46.T068",0,0,0]
[null,"S46.T069",0,0,0]
[null,"S46.T070",0,0,0]
[null,"S46.T071",0,0,0]
[null,"S46.T072",0,0,0]
[null,"S46.T073",0,0,0]
[null,"S46.T074",0,0,0]
[null,"S46.T075",0,0,0]
[null,"S46.T076",0,0,0]
[null,"S46.T077",0,0,0]
[null,"S46.T078",0,0,0]
[null,"S46.T079",3.2970000000000002,19.681000000000001,5.734]
[null,"S46.T080",7.1070000000000002,57.015999999999998,23.593]
[null,"S46.T081",9.4619999999999997,89.006,23.818000000000001]
[null,"S46.T082",10.813000000000001,103.178,21.75]
[null,"S46.T083",11.448,99.593999999999994,19.538]
[null,"S46.T084",11.202999999999999,92.323999999999998,17.981000000000002]
[null,"S46.T085",5.0590000000000002,32.665999999999997,8.4580000000000002]
[null,"S46.T086",5.6319999999999997,22.405000000000001,6.7789999999999999]
[null,"S46.T087",3.7480000000000002,15.032,4.649]
[null,"S46.T088",2.806,11.285,3.4820000000000002]
[null,"S46.T089",2.2530000000000001,9.0109999999999992,2.7850000000000001]
[null,"S46.T090",1.8839999999999999,7.516,2.3140000000000001]
[null,"S46.T091",0,0,0]
[null,"S46.T092",0,0,0]
[null,"S46.T093",0,0,0]
[null,"S46.T094",0,0,0]
[null,"S46.T095",0,0,0]
[null,"S46.T096",0,0,0]
[null,"S46.T097",0,0,0]
[null,"S46.T098",0,0,0]
[null,"S46.T099",0,0,0]
[null,"S46.T100",0,0,0]
[null,"S46.T101",0,0,0]
[null,"S46.T102",0,0,0]
[null,"S46.T103",4.4240000000000004,11.878,4.5880000000000001]
[null,"S46.T104",20.254999999999999,34.447000000000003,17.367000000000001]
[null,"S46.T105",37.826999999999998,63.529000000000003,27.587]
[null,"S46.T106",54.743000000000002,77.599000000000004,37.274000000000001]
[null,"S46.T107",67.748000000000005,84.009,47.042999999999999]
[null,"S46.T108",75.715000000000003,85.176000000000002,52.448999999999998]
[null,"S46.T109",72.274000000000001,64.061000000000007,50.564999999999998]
[null,"S46.T110",42.66,45.814,38.850999999999999]
[null,"S46.T111",28.446999999999999,30.821999999999999,26.44]
[null,"S46.T112",21.34,23.122,19.824999999999999]
[null,"S46.T113",17.059999999999999,18.492999999999999,15.872]
[null,"S46.T114",14.212999999999999,15.420999999999999,13.21]
[null,"S46.T115",0,0,0]
[null,"S46.T116",0,0,0]
[null,"S46.T117",0,0,0]
[null,"S46.T118",0,0,0]
[null,"S46.T119",0,0,0]
[null,"S46.T120",0,0,0]
[null,"S46.T121",0,0,0]
[null,"S46.T122",0,0,0]
[null,"S46.T123",0,0,0]
[null,"S46.T124",0,0,0]
[null,"S46.T125",0,0,0]
[null,"S46.T126",0,0,0]
[null,"S46.T127",1.823,15.688000000000001,5.202]
[null,"S46.T128",5.7960000000000003,54.271999999999998,29.635000000000002]
[null,"S46.T129",7.4749999999999996,90.153000000000006,49.521000000000001]
[null,"S46.T130",8.6020000000000003,108.503,61.706000000000003]
[null,"S46.T131",9.4,114.66800000000001,61.890999999999998]
[null,"S46.T132",9.7479999999999993,107.35599999999999,57.036999999999999]
[null,"S46.T133",10.526999999999999,24.658000000000001,16.445]
[null,"S46.T134",6.5949999999999998,15.749000000000001,11.346]
[null,"S46.T135",4.4029999999999996,10.547000000000001,7.7]
[null,"S46.T136",3.2970000000000002,7.9050000000000002,5.7750000000000004]
[null,"S46.T137",2.6419999999999999,6.3280000000000003,4.6079999999999997]
[null,"S46.T138",2.1909999999999998,5.2629999999999999,3.85]
[null,"S46.T139",0,0,0]
[null,"S46.T140",0,0,0]
[null,"S46.T141",0,0,0]
[null,"S46.T142",0,0,0]
[null,"S46.T143",0,0,0]
[null,"S46.T144",0,0,0]
[null,"S46.T145",0,0,0]
[null,"S46.T146",0,0,0]
[null,"S46.T147",0,0,0]
[null,"S46.T148",0,0,0]
[null,"S46.T149",0,0,0]
[null,"S46.T150",0,0,0]
[null,"S46.T151",1.3109999999999999,11.878,4.26]
[null,"S46.T152",7.25,41.185000000000002,33.014000000000003]
[null,"S46.T153",13.865,69.468000000000004,67.808999999999997]
[null,"S46.T154",20.111000000000001,100.065,97.832999999999998]
[null,"S46.T155",24.556000000000001,121.262,118.845]
[null,"S46.T156",26.46,132.874,129.08500000000001]
[null,"S46.T157",19.927,127.447,124.08799999999999]
[null,"S46.T158",11.53,85.462999999999994,85.75]
[null,"S46.T159",7.68,57.241999999999997,57.631]
[null,"S46.T160",5.7750000000000004,42.926000000000002,43.232999999999997]
[null,"S46.T161",4.6079999999999997,34.344999999999999,34.591000000000001]
[null,"S46.T162",3.85,28.611000000000001,28.815000000000001]
[null,"S46.T163",0,0,0]
[null,"S46.T164",0,0,0]
[null,"S46.T165",0,0,0]
[null,"S46.T166",0,0,0]
[null,"S46.T167",0,0,0]
[null,"S46.T168",0,0,0]
[null,"S47.T001",0,0,0]
[null,"S47.T002",0,0,0]
[null,"S47.T003",0,0,0]
[null,"S47.T004",0,0,0]
[null,"S47.T005",0,0,0]
[null,"S47.T006",0,0,0]
[null,"S47.T007",2.1909999999999998,3.359,3.2360000000000002]
[null,"S47.T008",13.250999999999999,15.811,21.257999999999999]
[null,"S47.T009",24.31,27.975999999999999,45.036000000000001]
[null,"S47.T010",32.747999999999998,39.095999999999997,75.570999999999998]
[null,"S47.T011",38.011000000000003,43.274000000000001,101.35599999999999]
[null,"S47.T012",39.976999999999997,44.052999999999997,115.098]
[null,"S47.T013",28.896999999999998,33.628,126.52500000000001]
[null,"S47.T014",16.957000000000001,23.552,86.957999999999998]
[null,"S47.T015",11.305,15.79,58.368000000000002]
[null,"S47.T016",8.4789999999999992,11.837,43.765999999999998]
[null,"S47.T017",6.7789999999999999,9.4819999999999993,35.021000000000001]
[null,"S47.T018",5.6520000000000001,7.8849999999999998,29.184000000000001]
[null,"S47.T019",0,0,0]
[null,"S47.T020",0,0,0]
[null,"S47.T021",0,0,0]
[null,"S47.T022",0,0,0]
[null,"S47.T023",0,0,0]
[null,"S47.T024",0,0,0]
[null,"S47.T025",0,0,0]
[null,"S47.T026",0,0,0]
[null,"S47.T027",0,0,0]
[null,"S47.T028",0,0,0]
[null,"S47.T029",0,0,0]
[null,"S47.T030",0,0,0]
[null,"S47.T031",3.4409999999999998,12.39,1.536]
[null,"S47.T032",27.73,50.482999999999997,11.612]
[null,"S47.T033",56.606999999999999,89.498000000000005,23.286000000000001]
[null,"S47.T034",80.384,121.262,35.921999999999997]
[null,"S47.T035",95.313999999999993,142.23400000000001,46.51]
[null,"S47.T036",100.024,150.999,52.530999999999999]
[null,"S47.T037",64.900999999999996,128.328,55.213999999999999]
[null,"S47.T038",36.045000000000002,85.299000000000007,38.768999999999998]
[null,"S47.T039",24.023,57.015999999999998,26.050999999999998]
[null,"S47.T040",18.021999999999998,42.762,19.538]
[null,"S47.T041",14.417999999999999,34.201999999999998,15.625999999999999]
[null,"S47.T042",12.022,28.507999999999999,13.025]
[null,"S47.T043",0,0,0]
[null,"S47.T044",0,0,0]
[null,"S47.T045",0,0,0]
[null,"S47.T046",0,0,0]
[null,"S47.T047",0,0,0]
[null,"S47.T048",0,0,0]
[null,"S47.T049",0,0,0]
[null,"S47.T050",0,0,0]
[null,"S47.T051",0,0,0]
[null,"S47.T052",0,0,0]
[null,"S47.T053",0,0,0]
[null,"S47.T054",0,0,0]
[null,"S47.T055",2.4780000000000002,8.9290000000000003,0.75800000000000001]
[null,"S47.T056",15.933,20.725999999999999,9.9120000000000008]
[null,"S47.T057",25.559000000000001,27.218,27.545999999999999]
[null,"S47.T058",30.863,33.731000000000002,41.411000000000001]
[null,"S47.T059",33.526000000000003,38.420999999999999,45.997999999999998]
[null,"S47.T060",33.463999999999999,42.66,44.768999999999998]
[null,"S47.T061",22.2,49.847999999999999,24.187000000000001]
[null,"S47.T062",12.698,32.215000000000003,19.558]
[null,"S47.T063",8.4580000000000002,21.484000000000002,13.169]
[null,"S47.T064",6.3490000000000002,16.117999999999999,9.8710000000000004]
[null,"S47.T065",5.0789999999999997,12.901999999999999,7.9050000000000002]
[null,"S47.T066",4.2389999999999999,10.752000000000001,6.5949999999999998]
[null,"S47.T067",0,0,0]
[null,"S47.T068",0,0,0]
[null,"S47.T069",0,0,0]
[null,"S47.T070",0,0,0]
[null,"S47.T071",0,0,0]
[null,"S47.T072",0,0,0]
[null,"S47.T073",0,0,0]
[null,"S47.T074",0,0,0]
[null,"S47.T075",0,0,0]
[null,"S47.T076",0,0,0]
[null,"S47.T077",0,0,0]
[null,"S47.T078",0,0,0]
[null,"S47.T079",1.782,1.4339999999999999,0.184]
[null,"S47.T080",13.619,5.9189999999999996,2.867]
[null,"S47.T081",24.187000000000001,9.093,15.073]
[null,"S47.T082",32.85,12.554,42.271000000000001]
[null,"S47.T083",36.045000000000002,16.2,69.897999999999996]
[null,"S47.T084",35.451000000000001,20.398,86.117999999999995]
[null,"S47.T085",12.574999999999999,53.637,113.357]
[null,"S47.T086",7.0250000000000004,41.942999999999998,75.837000000000003]
[null,"S47.T087",4.6900000000000004,27.995999999999999,50.749000000000002]
[null,"S47.T088",3.5230000000000001,20.992000000000001,38.052]
[null,"S47.T089",2.806,16.794,30.454000000000001]
[null,"S47.T090",2.335,13.988,25.375]
[null,"S47.T091",0,0,0]
[null,"S47.T092",0,0,0]
[null,"S47.T093",0,0,0]
[null,"S47.T094",0,0,0]
[null,"S47.T095",0,0,0]
[null,"S47.T096",0,0,0]
[null,"S47.T097",0,0,0]
[null,"S47.T098",0,0,0]
[null,"S47.T099",0,0,0]
[null,"S47.T100",0,0,0]
[null,"S47.T101",0,0,0]
[null,"S47.T102",0,0,0]
[null,"S47.T103",0.49199999999999999,4.7919999999999998,0.94199999999999995]
[null,"S47.T104",6.226,20.521000000000001,13.66]
[null,"S47.T105",14.602,33.26,29.512]
[null,"S47.T106",20.808,41.267000000000003,42.988]
[null,"S47.T107",24.31,44.850999999999999,51.506999999999998]
[null,"S47.T108",24.882999999999999,45.137999999999998,54.313000000000002]
[null,"S47.T109",14.111000000000001,37.069000000000003,38.359000000000002]
[null,"S47.T110",7.9050000000000002,24.391999999999999,24.965]
[null,"S47.T111",5.2629999999999999,16.260999999999999,16.690999999999999]
[null,"S47.T112",3.9529999999999998,12.186,12.513]
[null,"S47.T113",3.1539999999999999,9.7479999999999993,10.015000000000001]
[null,"S47.T114",2.6419999999999999,8.1310000000000002,8.3559999999999999]
[null,"S47.T115",0,0,0]
[null,"S47.T116",0,0,0]
[null,"S47.T117",0,0,0]
[null,"S47.T118",0,0,0]
[null,"S47.T119",0,0,0]
[null,"S47.T120",0,0,0]
[null,"S47.T121",0,0,0]
[null,"S47.T122",0,0,0]
[null,"S47.T123",0,0,0]
[null,"S47.T124",0,0,0]
[null,"S47.T125",0,0,0]
[null,"S47.T126",0,0,0]
[null,"S47.T127",0.51200000000000001,2.048,0.57299999999999995]
[null,"S47.T128",8.6430000000000007,8.6020000000000003,10.568]
[null,"S47.T129",19.456,15.625999999999999,25.006]
[null,"S47.T130",28.672000000000001,22.712,40.448]
[null,"S47.T131",34.344999999999999,28.774000000000001,53.841999999999999]
[null,"S47.T132",36.045000000000002,31.58,61.194000000000003]
[null,"S47.T133",22.794,31.702999999999999,61.932000000000002]
[null,"S47.T134",12.493,21.524999999999999,41.655999999999999]
[null,"S47.T135",8.3350000000000009,14.336,27.832000000000001]
[null,"S47.T136",6.2460000000000004,10.752000000000001,20.869]
[null,"S47.T137",4.9969999999999999,8.6020000000000003,16.690999999999999]
[null,"S47.T138",4.157,7.1680000000000001,13.906000000000001]
[null,"S47.T139",0,0,0]
[null,"S47.T140",0,0,0]
[null,"S47.T141",0,0,0]
[null,"S47.T142",0,0,0]
[null,"S47.T143",0,0,0]
[null,"S47.T144",0,0,0]
[null,"S47.T145",0,0,0]
[null,"S47.T146",0,0,0]
[null,"S47.T147",0,0,0]
[null,"S47.T148",0,0,0]
[null,"S47.T149",0,0,0]
[null,"S47.T150",0,0,0]
[null,"S47.T151",0.59399999999999997,3.83,0.61399999999999999]
[null,"S47.T152",11.285,21.361000000000001,14.397]
[null,"S47.T153",25.783999999999999,45.280999999999999,36.433999999999997]
[null,"S47.T154",37.642000000000003,72.478999999999999,57.344000000000001]
[null,"S47.T155",45.22,93.491,72.561000000000007]
[null,"S47.T156",47.390999999999998,104.1,79.852000000000004]
[null,"S47.T157",28.693000000000001,100.762,71.557000000000002]
[null,"S47.T158",15.585000000000001,63.631,47.37]
[null,"S47.T159",10.382999999999999,42.435000000000002,31.600999999999999]
[null,"S47.T160",7.782,31.826000000000001,23.695]
[null,"S47.T161",6.226,25.457000000000001,18.965]
[null,"S47.T162",5.202,21.216999999999999,15.79]
[null,"S47.T163",0,0,0]
[null,"S47.T164",0,0,0]
[null,"S47.T165",0,0,0]
[null,"S47.T166",0,0,0]
[null,"S47.T167",0,0,0]
[null,"S47.T168",0,0,0]
[null,"S48.T001",0,0,0]
[null,"S48.T002",0,0,0]
[null,"S48.T003",0,0,0]
[null,"S48.T004",0,0,0]
[null,"S48.T005",0,0,0]
[null,"S48.T006",0,0,0]
[null,"S48.T007",0.26600000000000001,2.1709999999999998,0.53200000000000003]
[null,"S48.T008",10.015000000000001,11.632999999999999,15.217000000000001]
[null,"S48.T009",25.416,23.141999999999999,36.209000000000003]
[null,"S48.T010",38.584000000000003,33.198,58.88]
[null,"S48.T011",46.469000000000001,43.5,77.742000000000004]
[null,"S48.T012",48.374000000000002,51.753,85.75]
[null,"S48.T013",29.041,44.462000000000003,72.540000000000006]
[null,"S48.T014",15.625999999999999,27.177,46.427999999999997]
[null,"S48.T015",10.404,18.125,30.966000000000001]
[null,"S48.T016",7.8029999999999999,13.599,23.224]
[null,"S48.T017",6.2460000000000004,10.875,18.574999999999999]
[null,"S48.T018",5.202,9.0519999999999996,15.483000000000001]
[null,"S48.T019",0,0,0]
[null,"S48.T020",0,0,0]
[null,"S48.T021",0,0,0]
[null,"S48.T022",0,0,0]
[null,"S48.T023",0,0,0]
[null,"S48.T024",0,0,0]
[null,"S48.T025",0,0,0]
[null,"S48.T026",0,0,0]
[null,"S48.T027",0,0,0]
[null,"S48.T028",0,0,0]
[null,"S48.T029",0,0,0]
[null,"S48.T030",0,0,0]
[null,"S48.T031",0.14299999999999999,2.7650000000000001,0.16400000000000001]
[null,"S48.T032",5.4480000000000004,17.079999999999998,8.0690000000000008]
[null,"S48.T033",11.653,36.351999999999997,20.541]
[null,"S48.T034",17.079999999999998,51.999000000000002,35.512]
[null,"S48.T035",20.972000000000001,61.481000000000002,51.384]
[null,"S48.T036",22.486999999999998,64.593999999999994,58.143000000000001]
[null,"S48.T037",16.097000000000001,45.567999999999998,49.807000000000002]
[null,"S48.T038",8.6430000000000007,27.853000000000002,31.396000000000001]
[null,"S48.T039",5.7549999999999999,18.574999999999999,20.931000000000001]
[null,"S48.T040",4.3209999999999997,13.926,15.688000000000001]
[null,"S48.T041",3.4609999999999999,11.141,12.554]
[null,"S48.T042",2.8879999999999999,9.2769999999999992,10.465]
[null,"S48.T043",0,0,0]
[null,"S48.T044",0,0,0]
[null,"S48.T045",0,0,0]
[null,"S48.T046",0,0,0]
[null,"S48.T047",0,0,0]
[null,"S48.T048",0,0,0]
[null,"S48.T049",0,0,0]
[null,"S48.T050",0,0,0]
[null,"S48.T051",0,0,0]
[null,"S48.T052",0,0,0]
[null,"S48.T053",0,0,0]
[null,"S48.T054",0,0,0]
[null,"S48.T055",8.2000000000000003E-2,2.1909999999999998,0.10199999999999999]
[null,"S48.T056",6.9219999999999997,15.811,9.1959999999999997]
[null,"S48.T057",16.2,32.133000000000003,24.268999999999998]
[null,"S48.T058",24.452999999999999,47.247,41.451999999999998]
[null,"S48.T059",29.88,57.569000000000003,57.671999999999997]
[null,"S48.T060",31.785,61.276000000000003,71.393000000000001]
[null,"S48.T061",20.152000000000001,48.741999999999997,93.081999999999994]
[null,"S48.T062",10.752000000000001,30.678999999999998,59.146000000000001]
[null,"S48.T063",7.1680000000000001,20.46,39.423999999999999]
[null,"S48.T064",5.3860000000000001,15.34,29.573]
[null,"S48.T065",4.3010000000000002,12.268000000000001,23.654]
[null,"S48.T066",3.5840000000000001,10.220000000000001,19.722000000000001]
[null,"S48.T067",0,0,0]
[null,"S48.T068",0,0,0]
[null,"S48.T069",0,0,0]
[null,"S48.T070",0,0,0]
[null,"S48.T071",0,0,0]
[null,"S48.T072",0,0,0]
[null,"S48.T073",0,0,0]
[null,"S48.T074",0,0,0]
[null,"S48.T075",0,0,0]
[null,"S48.T076",0,0,0]
[null,"S48.T077",0,0,0]
[null,"S48.T078",0,0,0]
[null,"S48.T079",0,3.1739999999999999,0.02]
[null,"S48.T080",6.4720000000000004,24.207000000000001,8.6430000000000007]
[null,"S48.T081",17.224,51.527999999999999,22.856000000000002]
[null,"S48.T082",28.446999999999999,74.875,37.887999999999998]
[null,"S48.T083",37.375999999999998,89.067999999999998,49.828000000000003]
[null,"S48.T084",41.164999999999999,92.200999999999993,58.756999999999998]
[null,"S48.T085",26.725999999999999,62.750999999999998,65.864000000000004]
[null,"S48.T086",13.988,40.1,42.290999999999997]
[null,"S48.T087",9.3179999999999996,26.747,28.181000000000001]
[null,"S48.T088",6.984,20.05,21.135000000000002]
[null,"S48.T089",5.5910000000000002,16.036000000000001,16.917000000000002]
[null,"S48.T090",4.6689999999999996,13.372999999999999,14.09]
[null,"S48.T091",0,0,0]
[null,"S48.T092",0,0,0]
[null,"S48.T093",0,0,0]
[null,"S48.T094",0,0,0]
[null,"S48.T095",0,0,0]
[null,"S48.T096",0,0,0]
[null,"S48.T097",0,0,0]
[null,"S48.T098",0,0,0]
[null,"S48.T099",0,0,0]
[null,"S48.T100",0,0,0]
[null,"S48.T101",0,0,0]
[null,"S48.T102",0,0,0]
[null,"S48.T103",0,2.294,0]
[null,"S48.T104",6.758,19.579000000000001,12.739000000000001]
[null,"S48.T105",18.021999999999998,38.564,35.758000000000003]
[null,"S48.T106",27.893999999999998,53.146000000000001,56.218000000000004]
[null,"S48.T107",34.549999999999997,62.033999999999999,68.341999999999999]
[null,"S48.T108",36.781999999999996,65.864000000000004,72.478999999999999]
[null,"S48.T109",21.832000000000001,53.002000000000002,56.648000000000003]
[null,"S48.T110",11.468999999999999,33.095999999999997,36.393000000000001]
[null,"S48.T111",7.66,22.056999999999999,24.268999999999998]
[null,"S48.T112",5.734,16.547999999999998,18.186]
[null,"S48.T113",4.5880000000000001,13.23,14.561]
[null,"S48.T114",3.83,11.039,12.124000000000001]
[null,"S48.T115",0,0,0]
[null,"S48.T116",0,0,0]
[null,"S48.T117",0,0,0]
[null,"S48.T118",0,0,0]
[null,"S48.T119",0,0,0]
[null,"S48.T120",0,0,0]
[null,"S48.T121",0,0,0]
[null,"S48.T122",0,0,0]
[null,"S48.T123",0,0,0]
[null,"S48.T124",0,0,0]
[null,"S48.T125",0,0,0]
[null,"S48.T126",0,0,0]
[null,"S48.T127",0,1.7,0]
[null,"S48.T128",8.4580000000000002,15.872,12.635999999999999]
[null,"S48.T129",24.637,33.975999999999999,39.363]
[null,"S48.T130",41.042000000000002,53.902999999999999,65.617999999999995]
[null,"S48.T131",51.692,73.563999999999993,85.073999999999998]
[null,"S48.T132",54.149000000000001,87.715999999999994,95.067999999999998]
[null,"S48.T133",27.791,93.02,92.119]
[null,"S48.T134",14.5,56.238,57.896999999999998]
[null,"S48.T135",9.6669999999999998,37.499000000000002,38.584000000000003]
[null,"S48.T136",7.25,28.119,28.937999999999999]
[null,"S48.T137",5.7960000000000003,22.486999999999998,23.163]
[null,"S48.T138",4.8330000000000002,18.739000000000001,19.292000000000002]
[null,"S48.T139",0,0,0]
[null,"S48.T140",0,0,0]
[null,"S48.T141",0,0,0]
[null,"S48.T142",0,0,0]
[null,"S48.T143",0,0,0]
[null,"S48.T144",0,0,0]
[null,"S48.T145",0,0,0]
[null,"S48.T146",0,0,0]
[null,"S48.T147",0,0,0]
[null,"S48.T148",0,0,0]
[null,"S48.T149",0,0,0]
[null,"S48.T150",0,0,0]
[null,"S48.T151",0,1.208,0]
[null,"S48.T152",7.9260000000000002,13.906000000000001,5.0789999999999997]
[null,"S48.T153",23.388000000000002,28.181000000000001,14.643000000000001]
[null,"S48.T154",38.523000000000003,38.850999999999999,24.945]
[null,"S48.T155",47.718000000000004,45.280999999999999,33.463999999999999]
[null,"S48.T156",49.828000000000003,47.308999999999997,38.460999999999999]
[null,"S48.T157",25.312999999999999,35.860999999999997,42.884999999999998]
[null,"S48.T158",13.128,22.692,27.893999999999998]
[null,"S48.T159",8.7449999999999992,15.135,18.596]
[null,"S48.T160",6.5540000000000003,11.346,13.946999999999999]
[null,"S48.T161",5.2430000000000003,9.0730000000000004,11.162000000000001]
[null,"S48.T162",4.383,7.5570000000000004,9.298]
[null,"S48.T163",0,0,0]
[null,"S48.T164",0,0,0]
[null,"S48.T165",0,0,0]
[null,"S48.T166",0,0,0]
[null,"S48.T167",0,0,0]
[null,"S48.T168",0,0,0]
[null,"S49.T001",0,0,0]
[null,"S49.T002",0,0,0]
[null,"S49.T003",0,0,0]
[null,"S49.T004",0,0,0]
[null,"S49.T005",0,0,0]
[null,"S49.T006",0,0,0]
[null,"S49.T007",0,1.085,0]
[null,"S49.T008",8.0690000000000008,13.066000000000001,5.5709999999999997]
[null,"S49.T009",27.094999999999999,28.774000000000001,18.103999999999999]
[null,"S49.T010",45.24,43.377000000000002,32.625]
[null,"S49.T011",56.402000000000001,53.841999999999999,45.466000000000001]
[null,"S49.T012",57.999000000000002,59.637999999999998,56.033000000000001]
[null,"S49.T013",23.695,56.996000000000002,72.069000000000003]
[null,"S49.T014",12.164999999999999,35.921999999999997,45.466000000000001]
[null,"S49.T015",8.11,23.940999999999999,30.31]
[null,"S49.T016",6.0830000000000002,17.960999999999999,22.733000000000001]
[null,"S49.T017",4.8739999999999997,14.356999999999999,18.186]
[null,"S49.T018",4.0549999999999997,11.981,15.154999999999999]
[null,"S49.T019",0,0,0]
[null,"S49.T020",0,0,0]
[null,"S49.T021",0,0,0]
[null,"S49.T022",0,0,0]
[null,"S49.T023",0,0,0]
[null,"S49.T024",0,0,0]
[null,"S49.T025",0,0,0]
[null,"S49.T026",0,0,0]
[null,"S49.T027",0,0,0]
[null,"S49.T028",0,0,0]
[null,"S49.T029",0,0,0]
[null,"S49.T030",0,0,0]
[null,"S49.T031",0,1.147,0]
[null,"S49.T032",7.7619999999999996,20.951000000000001,10.587999999999999]
[null,"S49.T033",27.013000000000002,52.796999999999997,36.720999999999997]
[null,"S49.T034",46.734999999999999,82.268000000000001,63.078000000000003]
[null,"S49.T035",60.067999999999998,102.70699999999999,82.697999999999993]
[null,"S49.T036",64.471000000000004,111.84099999999999,92.754000000000005]
[null,"S49.T037",34.488,96.399000000000001,91.094999999999999]
[null,"S49.T038",17.673999999999999,58.941000000000003,56.3]
[null,"S49.T039",11.776,39.301000000000002,37.54]
[null,"S49.T040",8.827,29.471,28.16]
[null,"S49.T041",7.0659999999999998,23.573,22.527999999999999]
[null,"S49.T042",5.8979999999999997,19.64,18.760000000000002]
[null,"S49.T043",0,0,0]
[null,"S49.T044",0,0,0]
[null,"S49.T045",0,0,0]
[null,"S49.T046",0,0,0]
[null,"S49.T047",0,0,0]
[null,"S49.T048",0,0,0]
[null,"S49.T049",0,0,0]
[null,"S49.T050",0,0,0]
[null,"S49.T051",0,0,0]
[null,"S49.T052",0,0,0]
[null,"S49.T053",0,0,0]
[null,"S49.T054",0,0,0]
[null,"S49.T055",0,1.024,0]
[null,"S49.T056",7.6189999999999998,22.507999999999999,6.3689999999999998]
[null,"S49.T057",26.747,54.271999999999998,20.419]
[null,"S49.T058",45.055999999999997,82.76,34.468000000000004]
[null,"S49.T059",57.119,102.298,45.036000000000001]
[null,"S49.T060",60.887,110.879,49.828000000000003]
[null,"S49.T061",31.273,92.918000000000006,44.38]
[null,"S49.T062",16.015000000000001,56.279000000000003,28.099]
[null,"S49.T063",10.67,37.518999999999998,18.739000000000001]
[null,"S49.T064",8.0079999999999991,28.14,14.048999999999999]
[null,"S49.T065",6.41,22.507999999999999,11.244]
[null,"S49.T066",5.3449999999999998,18.760000000000002,9.359]
[null,"S49.T067",0,0,0]
[null,"S49.T068",0,0,0]
[null,"S49.T069",0,0,0]
[null,"S49.T070",0,0,0]
[null,"S49.T071",0,0,0]
[null,"S49.T072",0,0,0]
[null,"S49.T073",0,0,0]
[null,"S49.T074",0,0,0]
[null,"S49.T075",0,0,0]
[null,"S49.T076",0,0,0]
[null,"S49.T077",0,0,0]
[null,"S49.T078",0,0,0]
[null,"S49.T079",0,0.75800000000000001,0]
[null,"S49.T080",5.9189999999999996,16.241,3.9729999999999999]
[null,"S49.T081",19.948,39.588000000000001,11.837]
[null,"S49.T082",32.603999999999999,63.713000000000001,18.841999999999999]
[null,"S49.T083",40.406999999999996,81.900000000000006,23.736000000000001]
[null,"S49.T084",42.557000000000002,92.180999999999997,26.172999999999998]
[null,"S49.T085",22.588999999999999,89.58,25.539000000000001]
[null,"S49.T086",11.571,54.128999999999998,16.773]
[null,"S49.T087",7.7210000000000001,36.085999999999999,11.182]
[null,"S49.T088",5.7960000000000003,27.074999999999999,8.3970000000000002]
[null,"S49.T089",4.6280000000000001,21.646999999999998,6.7169999999999996]
[null,"S49.T090",3.85,18.042999999999999,5.5910000000000002]
[null,"S49.T091",0,0,0]
[null,"S49.T092",0,0,0]
[null,"S49.T093",0,0,0]
[null,"S49.T094",0,0,0]
[null,"S49.T095",0,0,0]
[null,"S49.T096",0,0,0]
[null,"S49.T097",0,0,0]
[null,"S49.T098",0,0,0]
[null,"S49.T099",0,0,0]
[null,"S49.T100",0,0,0]
[null,"S49.T101",0,0,0]
[null,"S49.T102",0,0,0]
[null,"S49.T103",0,0.61399999999999999,0]
[null,"S49.T104",5.1609999999999996,15.257999999999999,8.2530000000000001]
[null,"S49.T105",17.673999999999999,37.805999999999997,31.068000000000001]
[null,"S49.T106",29.818999999999999,63.795000000000002,54.640999999999998]
[null,"S49.T107",38.256999999999998,84.111000000000004,72.293999999999997]
[null,"S49.T108",41.37,93.86,80.548000000000002]
[null,"S49.T109",24.474,84.07,72.397000000000006]
[null,"S49.T110",12.513,51.057000000000002,44.973999999999997]
[null,"S49.T111",8.3350000000000009,34.037999999999997,29.983000000000001]
[null,"S49.T112",6.2460000000000004,25.518000000000001,22.486999999999998]
[null,"S49.T113",4.9969999999999999,20.419,18.001999999999999]
[null,"S49.T114",4.1779999999999999,17.018999999999998,14.991]
[null,"S49.T115",0,0,0]
[null,"S49.T116",0,0,0]
[null,"S49.T117",0,0,0]
[null,"S49.T118",0,0,0]
[null,"S49.T119",0,0,0]
[null,"S49.T120",0,0,0]
[null,"S49.T121",0,0,0]
[null,"S49.T122",0,0,0]
[null,"S49.T123",0,0,0]
[null,"S49.T124",0,0,0]
[null,"S49.T125",0,0,0]
[null,"S49.T126",0,0,0]
[null,"S49.T127",0,0.51200000000000001,0]
[null,"S49.T128",4.5880000000000001,17.449000000000002,4.1779999999999999]
[null,"S49.T129",17.059999999999999,46.08,15.708]
[null,"S49.T130",29.757000000000001,73.400000000000006,29.327000000000002]
[null,"S49.T131",38.481999999999999,92.447000000000003,38.871000000000002]
[null,"S49.T132",40.469000000000001,100.98699999999999,43.847999999999999]
[null,"S49.T133",17.550999999999998,86.016000000000005,40.899000000000001]
[null,"S49.T134",8.9499999999999993,51.957999999999998,25.824999999999999]
[null,"S49.T135",5.96,34.652000000000001,17.224]
[null,"S49.T136",4.4649999999999999,25.989000000000001,12.923]
[null,"S49.T137",3.5840000000000001,20.786999999999999,10.342000000000001]
[null,"S49.T138",2.99,17.326000000000001,8.6020000000000003]
[null,"S49.T139",0,0,0]
[null,"S49.T140",0,0,0]
[null,"S49.T141",0,0,0]
[null,"S49.T142",0,0,0]
[null,"S49.T143",0,0,0]
[null,"S49.T144",0,0,0]
[null,"S49.T145",0,0,0]
[null,"S49.T146",0,0,0]
[null,"S49.T147",0,0,0]
[null,"S49.T148",0,0,0]
[null,"S49.T149",0,0,0]
[null,"S49.T150",0,0,0]
[null,"S49.T151",0,0.32800000000000001,0]
[null,"S49.T152",1.6379999999999999,13.292,1.044]
[null,"S49.T153",5.8979999999999997,31.088999999999999,3.3380000000000001]
[null,"S49.T154",11.244,45.752000000000002,5.5090000000000003]
[null,"S49.T155",15.77,53.820999999999998,7.0659999999999998]
[null,"S49.T156",17.632999999999999,55.582999999999998,7.9050000000000002]
[null,"S49.T157",8.5399999999999991,37.027999999999999,8.0489999999999995]
[null,"S49.T158",4.3209999999999997,22.957999999999998,5.2220000000000004]
[null,"S49.T159",2.8879999999999999,15.319000000000001,3.4820000000000002]
[null,"S49.T160",2.1709999999999998,11.489000000000001,2.621]
[null,"S49.T161",1.7410000000000001,9.1959999999999997,2.089]
[null,"S49.T162",1.4339999999999999,7.66,1.7410000000000001]
[null,"S49.T163",0,0,0]
[null,"S49.T164",0,0,0]
[null,"S49.T165",0,0,0]
[null,"S49.T166",0,0,0]
[null,"S49.T167",0,0,0]
[null,"S49.T168",0,0,0]
[null,"S50.T001",0,0,0]
[null,"S50.T002",0,0,0]
[null,"S50.T003",0,0,0]
[null,"S50.T004",0,0,0]
[null,"S50.T005",0,0,0]
[null,"S50.T006",0,0,0]
[null,"S50.T007",0,8.2000000000000003E-2,0]
[null,"S50.T008",1.905,5.3040000000000003,3.625]
[null,"S50.T009",7.4550000000000001,14.048999999999999,14.622999999999999]
[null,"S50.T010",13.045999999999999,23.940999999999999,25.640999999999998]
[null,"S50.T011",16.507000000000001,32.256,33.628]
[null,"S50.T012",17.449000000000002,37.027999999999999,37.683]
[null,"S50.T013",9.4209999999999994,37.396999999999998,37.274000000000001]
[null,"S50.T014",4.7919999999999998,22.876000000000001,23.593]
[null,"S50.T015",3.1949999999999998,15.257999999999999,15.728999999999999]
[null,"S50.T016",2.3959999999999999,11.448,11.797000000000001]
[null,"S50.T017",1.925,9.1549999999999994,9.4410000000000007]
[null,"S50.T018",1.597,7.6189999999999998,7.8639999999999999]
[null,"S50.T019",0,0,0]
[null,"S50.T020",0,0,0]
[null,"S50.T021",0,0,0]
[null,"S50.T022",0,0,0]
[null,"S50.T023",0,0,0]
[null,"S50.T024",0,0,0]
[null,"S50.T025",0,0,0]
[null,"S50.T026",0,0,0]
[null,"S50.T027",0,0,0]
[null,"S50.T028",0,0,0]
[null,"S50.T029",0,0,0]
[null,"S50.T030",0,0,0]
[null,"S50.T031",0,6.0999999999999999E-2,0]
[null,"S50.T032",1.823,7.4749999999999996,1.905]
[null,"S50.T033",7.516,19.169,7.5369999999999999]
[null,"S50.T034",13.21,29.88,14.111000000000001]
[null,"S50.T035",16.917000000000002,37.457999999999998,19.087]
[null,"S50.T036",17.879000000000001,40.694000000000003,22.917000000000002]
[null,"S50.T037",9.0109999999999992,34.325000000000003,35.122999999999998]
[null,"S50.T038",4.5670000000000002,21.135000000000002,22.425999999999998]
[null,"S50.T039",3.052,14.09,14.95]
[null,"S50.T040",2.2730000000000001,10.568,11.202999999999999]
[null,"S50.T041",1.823,8.4580000000000002,8.9700000000000006]
[null,"S50.T042",1.516,7.0449999999999999,7.4749999999999996]
[null,"S50.T043",0,0,0]
[null,"S50.T044",0,0,0]
[null,"S50.T045",0,0,0]
[null,"S50.T046",0,0,0]
[null,"S50.T047",0,0,0]
[null,"S50.T048",0,0,0]
[null,"S50.T049",0,0,0]
[null,"S50.T050",0,0,0]
[null,"S50.T051",0,0,0]
[null,"S50.T052",0,0,0]
[null,"S50.T053",0,0,0]
[null,"S50.T054",0,0,0]
[null,"S50.T055",0,0,0]
[null,"S50.T056",4.1369999999999996,9.5229999999999997,3.6040000000000001]
[null,"S50.T057",18.370999999999999,25.6,14.622999999999999]
[null,"S50.T058",29.532,41.143999999999998,28.016999999999999]
[null,"S50.T059",35.021000000000001,52.49,41.39]
[null,"S50.T060",36.106000000000002,58.326999999999998,51.323]
[null,"S50.T061",17.367000000000001,56.585999999999999,65.352000000000004]
[null,"S50.T062",8.8059999999999992,34.959000000000003,40.488999999999997]
[null,"S50.T063",5.8780000000000001,23.306000000000001,26.992999999999999]
[null,"S50.T064",4.4029999999999996,17.469000000000001,20.234000000000002]
[null,"S50.T065",3.5230000000000001,13.988,16.2]
[null,"S50.T066",2.9289999999999998,11.653,13.496]
[null,"S50.T067",0,0,0]
[null,"S50.T068",0,0,0]
[null,"S50.T069",0,0,0]
[null,"S50.T070",0,0,0]
[null,"S50.T071",0,0,0]
[null,"S50.T072",0,0,0]
[null,"S50.T073",0,0,0]
[null,"S50.T074",0,0,0]
[null,"S50.T075",0,0,0]
[null,"S50.T076",0,0,0]
[null,"S50.T077",0,0,0]
[null,"S50.T078",0,0,0]
[null,"S50.T079",0,0,0]
[null,"S50.T080",3.7890000000000001,12.78,5.9189999999999996]
[null,"S50.T081",18.021999999999998,37.151000000000003,24.187000000000001]
[null,"S50.T082",32.091999999999999,62.566000000000003,42.557000000000002]
[null,"S50.T083",40.243000000000002,81.756,55.930999999999997]
[null,"S50.T084",41.451999999999998,91.340999999999994,62.628]
[null,"S50.T085",15.523999999999999,83.19,60.866999999999997]
[null,"S50.T086",7.8440000000000003,49.869,38.420999999999999]
[null,"S50.T087",5.2220000000000004,33.238999999999997,25.620999999999999]
[null,"S50.T088",3.9119999999999999,24.945,19.21]
[null,"S50.T089",3.133,19.948,15.381]
[null,"S50.T090",2.621,16.63,12.8]
[null,"S50.T091",0,0,0]
[null,"S50.T092",0,0,0]
[null,"S50.T093",0,0,0]
[null,"S50.T094",0,0,0]
[null,"S50.T095",0,0,0]
[null,"S50.T096",0,0,0]
[null,"S50.T097",0,0,0]
[null,"S50.T098",0,0,0]
[null,"S50.T099",0,0,0]
[null,"S50.T100",0,0,0]
[null,"S50.T101",0,0,0]
[null,"S50.T102",0,0,0]
[null,"S50.T103",0,0,0]
[null,"S50.T104",0.90100000000000002,3.4820000000000002,1.085]
[null,"S50.T105",5.3449999999999998,8.8469999999999995,5.0590000000000002]
[null,"S50.T106",9.6869999999999994,12.759,9.3800000000000008]
[null,"S50.T107",13.025,15.032,12.677]
[null,"S50.T108",14.5,16.015000000000001,14.295]
[null,"S50.T109",9.3800000000000008,13.455,18.411999999999999]
[null,"S50.T110",4.7510000000000003,8.4789999999999992,13.005000000000001]
[null,"S50.T111",3.1539999999999999,5.6520000000000001,8.6630000000000003]
[null,"S50.T112",2.3759999999999999,4.2389999999999999,6.5129999999999999]
[null,"S50.T113",1.905,3.4,5.202]
[null,"S50.T114",1.577,2.8260000000000001,4.3419999999999996]
[null,"S50.T115",0,0,0]
[null,"S50.T116",0,0,0]
[null,"S50.T117",0,0,0]
[null,"S50.T118",0,0,0]
[null,"S50.T119",0,0,0]
[null,"S50.T120",0,0,0]
[null,"S50.T121",0,0,0]
[null,"S50.T122",0,0,0]
[null,"S50.T123",0,0,0]
[null,"S50.T124",0,0,0]
[null,"S50.T125",0,0,0]
[null,"S50.T126",0,0,0]
[null,"S50.T127",0,0,0]
[null,"S50.T128",1.516,7.6390000000000002,2.6619999999999999]
[null,"S50.T129",7.4550000000000001,21.094000000000001,11.632999999999999]
[null,"S50.T130",13.926,33.975999999999999,21.893000000000001]
[null,"S50.T131",18.145,43.253999999999998,29.655000000000001]
[null,"S50.T132",19.742999999999999,47.35,34.610999999999997]
[null,"S50.T133",10.895,40.776000000000003,38.584000000000003]
[null,"S50.T134",5.5090000000000003,24.821999999999999,24.166]
[null,"S50.T135",3.6659999999999999,16.547999999999998,16.117999999999999]
[null,"S50.T136",2.7650000000000001,12.411,12.083]
[null,"S50.T137",2.2120000000000002,9.9329999999999998,9.6669999999999998]
[null,"S50.T138",1.843,8.2739999999999991,8.0489999999999995]
[null,"S50.T139",0,0,0]
[null,"S50.T140",0,0,0]
[null,"S50.T141",0,0,0]
[null,"S50.T142",0,0,0]
[null,"S50.T143",0,0,0]
[null,"S50.T144",0,0,0]
[null,"S50.T145",0,0,0]
[null,"S50.T146",0,0,0]
[null,"S50.T147",0,0,0]
[null,"S50.T148",0,0,0]
[null,"S50.T149",0,0,0]
[null,"S50.T150",0,0,0]
[null,"S50.T151",0,0,0]
[null,"S50.T152",0.88100000000000001,9.4,2.6829999999999998]
[null,"S50.T153",3.9729999999999999,26.44,11.653]
[null,"S50.T154",7.4340000000000002,43.5,20.766999999999999]
[null,"S50.T155",10.035,56.463000000000001,26.952000000000002]
[null,"S50.T156",11.263999999999999,62.832999999999998,30.248999999999999]
[null,"S50.T157",6.5739999999999998,57.036999999999999,29.184000000000001]
[null,"S50.T158",3.3180000000000001,35.225999999999999,18.574999999999999]
[null,"S50.T159",2.2120000000000002,23.491,12.39]
[null,"S50.T160",1.659,17.613,9.298]
[null,"S50.T161",1.331,14.09,7.4340000000000002]
[null,"S50.T162",1.1060000000000001,11.734999999999999,6.1849999999999996]
[null,"S50.T163",0,0,0]
[null,"S50.T164",0,0,0]
[null,"S50.T165",0,0,0]
[null,"S50.T166",0,0,0]
[null,"S50.T167",0,0,0]
[null,"S50.T168",0,0,0]
[null,"S51.T001",0,0,0]
[null,"S51.T002",0,0,0]
[null,"S51.T003",0,0,0]
[null,"S51.T004",0,0,0]
[null,"S51.T005",0,0,0]
[null,"S51.T006",0,0,0]
[null,"S51.T007",0,0,0]
[null,"S51.T008",0.79900000000000004,4.3419999999999996,0.90100000000000002]
[null,"S51.T009",4.0960000000000001,11.468999999999999,3.9940000000000002]
[null,"S51.T010",9.7479999999999993,16.937000000000001,7.7210000000000001]
[null,"S51.T011",17.326000000000001,19.989000000000001,10.997999999999999]
[null,"S51.T012",24.452999999999999,20.664000000000001,12.964]
[null,"S51.T013",23.04,14.336,14.316000000000001]
[null,"S51.T014",11.632999999999999,9.032,9.093]
[null,"S51.T015",7.7619999999999996,6.0209999999999999,6.0620000000000003]
[null,"S51.T016",5.8159999999999998,4.5060000000000002,4.5469999999999997]
[null,"S51.T017",4.649,3.6040000000000001,3.645]
[null,"S51.T018",3.871,3.0110000000000001,3.0310000000000001]
[null,"S51.T019",0,0,0]
[null,"S51.T020",0,0,0]
[null,"S51.T021",0,0,0]
[null,"S51.T022",0,0,0]
[null,"S51.T023",0,0,0]
[null,"S51.T024",0,0,0]
[null,"S51.T025",0,0,0]
[null,"S51.T026",0,0,0]
[null,"S51.T027",0,0,0]
[null,"S51.T028",0,0,0]
[null,"S51.T029",0,0,0]
[null,"S51.T030",0,0,0]
[null,"S51.T031",0,0,0]
[null,"S51.T032",2.99,2.4990000000000001,2.2530000000000001]
[null,"S51.T033",18.309000000000001,6.7990000000000004,11.653]
[null,"S51.T034",35.512,12.698,23.061]
[null,"S51.T035",47.616,20.684999999999999,31.826000000000001]
[null,"S51.T036",51.875999999999998,27.177,41.984000000000002]
[null,"S51.T037",26.399000000000001,41.655999999999999,65.248999999999995]
[null,"S51.T038",13.333,25.907,40.079000000000001]
[null,"S51.T039",8.8879999999999999,17.285,26.725999999999999]
[null,"S51.T040",6.6559999999999997,12.964,20.05]
[null,"S51.T041",5.3250000000000002,10.363,16.036000000000001]
[null,"S51.T042",4.444,8.6430000000000007,13.353]
[null,"S51.T043",0,0,0]
[null,"S51.T044",0,0,0]
[null,"S51.T045",0,0,0]
[null,"S51.T046",0,0,0]
[null,"S51.T047",0,0,0]
[null,"S51.T048",0,0,0]
[null,"S51.T049",0,0,0]
[null,"S51.T050",0,0,0]
[null,"S51.T051",0,0,0]
[null,"S51.T052",0,0,0]
[null,"S51.T053",0,0,0]
[null,"S51.T054",0,0,0]
[null,"S51.T055",0,0,0]
[null,"S51.T056",0.94199999999999995,3.3180000000000001,1.3109999999999999]
[null,"S51.T057",5.407,10.382999999999999,5.6520000000000001]
[null,"S51.T058",9.7279999999999998,17.428999999999998,9.83]
[null,"S51.T059",12.943,22.221,12.943]
[null,"S51.T060",14.111000000000001,24.023,13.824]
[null,"S51.T061",7.1269999999999998,18.739000000000001,8.6430000000000007]
[null,"S51.T062",3.6040000000000001,11.428000000000001,5.3860000000000001]
[null,"S51.T063",2.3959999999999999,7.6189999999999998,3.5840000000000001]
[null,"S51.T064",1.802,5.7140000000000004,2.6829999999999998]
[null,"S51.T065",1.4339999999999999,4.5670000000000002,2.15]
[null,"S51.T066",1.208,3.8090000000000002,1.802]
[null,"S51.T067",0,0,0]
[null,"S51.T068",0,0,0]
[null,"S51.T069",0,0,0]
[null,"S51.T070",0,0,0]
[null,"S51.T071",0,0,0]
[null,"S51.T072",0,0,0]
[null,"S51.T073",0,0,0]
[null,"S51.T074",0,0,0]
[null,"S51.T075",0,0,0]
[null,"S51.T076",0,0,0]
[null,"S51.T077",0,0,0]
[null,"S51.T078",0,0,0]
[null,"S51.T079",0,0,0]
[null,"S51.T080",1.331,8.0280000000000005,2.4169999999999998]
[null,"S51.T081",7.0449999999999999,24.780999999999999,12.164999999999999]
[null,"S51.T082",13.619,40.345999999999997,23.265000000000001]
[null,"S51.T083",18.227,50.912999999999997,32.195]
[null,"S51.T084",20.931000000000001,55.582999999999998,36.905000000000001]
[null,"S51.T085",17.161999999999999,53.042999999999999,36.127000000000002]
[null,"S51.T086",8.7240000000000002,33.587000000000003,22.670999999999999]
[null,"S51.T087",5.8159999999999998,22.405000000000001,15.114000000000001]
[null,"S51.T088",4.3620000000000001,16.794,11.324999999999999]
[null,"S51.T089",3.4820000000000002,13.435,9.0730000000000004]
[null,"S51.T090",2.9079999999999999,11.202999999999999,7.5570000000000004]
[null,"S51.T091",0,0,0]
[null,"S51.T092",0,0,0]
[null,"S51.T093",0,0,0]
[null,"S51.T094",0,0,0]
[null,"S51.T095",0,0,0]
[null,"S51.T096",0,0,0]
[null,"S51.T097",0,0,0]
[null,"S51.T098",0,0,0]
[null,"S51.T099",0,0,0]
[null,"S51.T100",0,0,0]
[null,"S51.T101",0,0,0]
[null,"S51.T102",0,0,0]
[null,"S51.T103",0,0,0]
[null,"S51.T104",1.331,4.4649999999999999,0.61399999999999999]
[null,"S51.T105",7.27,9.6460000000000008,2.8260000000000001]
[null,"S51.T106",14.561,14.07,5.734]
[null,"S51.T107",20.07,17.449000000000002,8.4990000000000006]
[null,"S51.T108",22.056999999999999,19.477,12.718]
[null,"S51.T109",13.66,19.190000000000001,30.474]
[null,"S51.T110",6.9429999999999996,12.554,20.643999999999998]
[null,"S51.T111",4.6280000000000001,8.3759999999999994,13.763]
[null,"S51.T112",3.4609999999999999,6.2869999999999999,10.321999999999999]
[null,"S51.T113",2.7850000000000001,5.0179999999999998,8.2530000000000001]
[null,"S51.T114",2.3140000000000001,4.1779999999999999,6.8810000000000002]
[null,"S51.T115",0,0,0]
[null,"S51.T116",0,0,0]
[null,"S51.T117",0,0,0]
[null,"S51.T118",0,0,0]
[null,"S51.T119",0,0,0]
[null,"S51.T120",0,0,0]
[null,"S51.T121",0,0,0]
[null,"S51.T122",0,0,0]
[null,"S51.T123",0,0,0]
[null,"S51.T124",0,0,0]
[null,"S51.T125",0,0,0]
[null,"S51.T126",0,0,0]
[null,"S51.T127",0,0,0]
[null,"S51.T128",1.27,6.4720000000000004,2.3759999999999999]
[null,"S51.T129",7.3319999999999999,23.061,13.537000000000001]
[null,"S51.T130",14.07,41.860999999999997,26.295999999999999]
[null,"S51.T131",18.902999999999999,58.347999999999999,35.758000000000003]
[null,"S51.T132",21.053000000000001,68.792000000000002,41.185000000000002]
[null,"S51.T133",14.336,77.885000000000005,45.055999999999997]
[null,"S51.T134",7.3109999999999999,47.411000000000001,28.917999999999999]
[null,"S51.T135",4.8739999999999997,31.620999999999999,19.271999999999998]
[null,"S51.T136",3.645,23.716000000000001,14.459]
[null,"S51.T137",2.9289999999999998,18.965,11.571]
[null,"S51.T138",2.4369999999999998,15.811,9.6460000000000008]
[null,"S51.T139",0,0,0]
[null,"S51.T140",0,0,0]
[null,"S51.T141",0,0,0]
[null,"S51.T142",0,0,0]
[null,"S51.T143",0,0,0]
[null,"S51.T144",0,0,0]
[null,"S51.T145",0,0,0]
[null,"S51.T146",0,0,0]
[null,"S51.T147",0,0,0]
[null,"S51.T148",0,0,0]
[null,"S51.T149",0,0,0]
[null,"S51.T150",0,0,0]
[null,"S51.T151",0,0,0]
[null,"S51.T152",2.3759999999999999,9.7279999999999998,3.5230000000000001]
[null,"S51.T153",16.486000000000001,29.942,19.844999999999999]
[null,"S51.T154",32.747999999999998,47.677,40.182000000000002]
[null,"S51.T155",44.052999999999997,59.125999999999998,57.426000000000002]
[null,"S51.T156",48.005000000000003,63.509,67.563999999999993]
[null,"S51.T157",24.863,48.783000000000001,76.492999999999995]
[null,"S51.T158",12.635999999999999,30.228999999999999,47.432000000000002]
[null,"S51.T159",8.4169999999999998,20.152000000000001,31.620999999999999]
[null,"S51.T160",6.3280000000000003,15.114000000000001,23.716000000000001]
[null,"S51.T161",5.0590000000000002,12.103999999999999,18.965]
[null,"S51.T162",4.2190000000000003,10.076000000000001,15.811]
[null,"S51.T163",0,0,0]
[null,"S51.T164",0,0,0]
[null,"S51.T165",0,0,0]
[null,"S51.T166",0,0,0]
[null,"S51.T167",0,0,0]
[null,"S51.T168",0,0,0]
[null,"S52.T001",0,0,0]
[null,"S52.T002",0,0,0]
[null,"S52.T003",0,0,0]
[null,"S52.T004",0,0,0]
[null,"S52.T005",0,0,0]
[null,"S52.T006",0,0,0]
[null,"S52.T007",0,0,0]
[null,"S52.T008",2.4369999999999998,9.1959999999999997,3.2770000000000001]
[null,"S52.T009",17.591999999999999,29.573,18.452999999999999]
[null,"S52.T010",35.470999999999997,49.991999999999997,37.170999999999999]
[null,"S52.T011",48.456000000000003,64.86,52.49]
[null,"S52.T012",53.453000000000003,71.228999999999999,60.046999999999997]
[null,"S52.T013",30.372,62.587000000000003,63.774999999999999]
[null,"S52.T014",15.442,39.137,40.366]
[null,"S52.T015",10.281000000000001,26.091999999999999,26.911000000000001]
[null,"S52.T016",7.7210000000000001,19.558,20.193000000000001]
[null,"S52.T017",6.1639999999999997,15.647,16.138000000000002]
[null,"S52.T018",5.14,13.045999999999999,13.455]
[null,"S52.T019",0,0,0]
[null,"S52.T020",0,0,0]
[null,"S52.T021",0,0,0]
[null,"S52.T022",0,0,0]
[null,"S52.T023",0,0,0]
[null,"S52.T024",0,0,0]
[null,"S52.T025",0,0,0]
[null,"S52.T026",0,0,0]
[null,"S52.T027",0,0,0]
[null,"S52.T028",0,0,0]
[null,"S52.T029",0,0,0]
[null,"S52.T030",0,0,0]
[null,"S52.T031",0,0,0]
[null,"S52.T032",1.966,5.0179999999999998,1.085]
[null,"S52.T033",11.182,13.742000000000001,4.3010000000000002]
[null,"S52.T034",20.992000000000001,19.026,7.8230000000000004]
[null,"S52.T035",27.934999999999999,21.238,10.342000000000001]
[null,"S52.T036",30.556000000000001,22.056999999999999,11.039]
[null,"S52.T037",18.350000000000001,20.541,8.09]
[null,"S52.T038",9.359,13.005000000000001,5.468]
[null,"S52.T039",6.226,8.6630000000000003,3.645]
[null,"S52.T040",4.6689999999999996,6.492,2.7440000000000002]
[null,"S52.T041",3.7480000000000002,5.202,2.1909999999999998]
[null,"S52.T042",3.113,4.3419999999999996,1.823]
[null,"S52.T043",0,0,0]
[null,"S52.T044",0,0,0]
[null,"S52.T045",0,0,0]
[null,"S52.T046",0,0,0]
[null,"S52.T047",0,0,0]
[null,"S52.T048",0,0,0]
[null,"S52.T049",0,0,0]
[null,"S52.T050",0,0,0]
[null,"S52.T051",0,0,0]
[null,"S52.T052",0,0,0]
[null,"S52.T053",0,0,0]
[null,"S52.T054",0,0,0]
[null,"S52.T055",0,0,0]
[null,"S52.T056",0.49199999999999999,3.4609999999999999,1.823]
[null,"S52.T057",3.42,10.423999999999999,10.997999999999999]
[null,"S52.T058",6.8609999999999998,17.591999999999999,22.18]
[null,"S52.T059",9.5229999999999997,23.408999999999999,31.355]
[null,"S52.T060",10.587999999999999,27.196999999999999,37.027999999999999]
[null,"S52.T061",7.6189999999999998,28.856000000000002,41.061999999999998]
[null,"S52.T062",3.9119999999999999,18.637,25.948]
[null,"S52.T063",2.601,12.411,17.285]
[null,"S52.T064",1.966,9.3179999999999996,12.964]
[null,"S52.T065",1.556,7.4550000000000001,10.382999999999999]
[null,"S52.T066",1.3109999999999999,6.2050000000000001,8.6430000000000007]
[null,"S52.T067",0,0,0]
[null,"S52.T068",0,0,0]
[null,"S52.T069",0,0,0]
[null,"S52.T070",0,0,0]
[null,"S52.T071",0,0,0]
[null,"S52.T072",0,0,0]
[null,"S52.T073",0,0,0]
[null,"S52.T074",0,0,0]
[null,"S52.T075",0,0,0]
[null,"S52.T076",0,0,0]
[null,"S52.T077",0,0,0]
[null,"S52.T078",0,0,0]
[null,"S52.T079",0,0,0]
[null,"S52.T080",1.925,8.2739999999999991,1.1060000000000001]
[null,"S52.T081",12.554,22.651,5.3659999999999997]
[null,"S52.T082",27.853000000000002,38.235999999999997,11.223000000000001]
[null,"S52.T083",40.857999999999997,48.865000000000002,17.940999999999999]
[null,"S52.T084",46.652999999999999,54.271999999999998,26.213999999999999]
[null,"S52.T085",30.597000000000001,57.835999999999999,59.104999999999997]
[null,"S52.T086",15.667,36.127000000000002,38.359000000000002]
[null,"S52.T087",10.445,24.085000000000001,25.559000000000001]
[null,"S52.T088",7.8440000000000003,18.062999999999999,19.169]
[null,"S52.T089",6.2670000000000003,14.459,15.34]
[null,"S52.T090",5.2220000000000004,12.042,12.78]
[null,"S52.T091",0,0,0]
[null,"S52.T092",0,0,0]
[null,"S52.T093",0,0,0]
[null,"S52.T094",0,0,0]
[null,"S52.T095",0,0,0]
[null,"S52.T096",0,0,0]
[null,"S52.T097",0,0,0]
[null,"S52.T098",0,0,0]
[null,"S52.T099",0,0,0]
[null,"S52.T100",0,0,0]
[null,"S52.T101",0,0,0]
[null,"S52.T102",0,0,0]
[null,"S52.T103",0,0,0]
[null,"S52.T104",1.6379999999999999,6.0419999999999998,1.147]
[null,"S52.T105",10.076000000000001,18.125,5.0789999999999997]
[null,"S52.T106",19.579000000000001,28.507999999999999,9.5030000000000001]
[null,"S52.T107",26.747,34.673000000000002,13.271000000000001]
[null,"S52.T108",29.491,35.676000000000002,16.015000000000001]
[null,"S52.T109",19.149000000000001,26.276,20.951000000000001]
[null,"S52.T110",9.8710000000000004,17.449000000000002,13.455]
[null,"S52.T111",6.5739999999999998,11.632999999999999,8.9700000000000006]
[null,"S52.T112",4.9359999999999999,8.7240000000000002,6.7380000000000004]
[null,"S52.T113",3.9529999999999998,6.984,5.3860000000000001]
[null,"S52.T114",3.2970000000000002,5.8159999999999998,4.4850000000000003]
[null,"S52.T115",0,0,0]
[null,"S52.T116",0,0,0]
[null,"S52.T117",0,0,0]
[null,"S52.T118",0,0,0]
[null,"S52.T119",0,0,0]
[null,"S52.T120",0,0,0]
[null,"S52.T121",0,0,0]
[null,"S52.T122",0,0,0]
[null,"S52.T123",0,0,0]
[null,"S52.T124",0,0,0]
[null,"S52.T125",0,0,0]
[null,"S52.T126",0,0,0]
[null,"S52.T127",0,0,0]
[null,"S52.T128",1.331,3.2770000000000001,1.4339999999999999]
[null,"S52.T129",8.2739999999999991,10.179,7.1879999999999997]
[null,"S52.T130",15.994999999999999,17.673999999999999,12.595000000000001]
[null,"S52.T131",21.381,24.228000000000002,16.547999999999998]
[null,"S52.T132",23.428999999999998,27.135999999999999,18.678000000000001]
[null,"S52.T133",13.885,25.109000000000002,20.643999999999998]
[null,"S52.T134",7.1879999999999997,16.138000000000002,13.763]
[null,"S52.T135",4.7919999999999998,10.773,9.1750000000000007]
[null,"S52.T136",3.5840000000000001,8.0690000000000008,6.8810000000000002]
[null,"S52.T137",2.867,6.4509999999999996,5.5090000000000003]
[null,"S52.T138",2.3959999999999999,5.3860000000000001,4.5880000000000001]
[null,"S52.T139",0,0,0]
[null,"S52.T140",0,0,0]
[null,"S52.T141",0,0,0]
[null,"S52.T142",0,0,0]
[null,"S52.T143",0,0,0]
[null,"S52.T144",0,0,0]
[null,"S52.T145",0,0,0]
[null,"S52.T146",0,0,0]
[null,"S52.T147",0,0,0]
[null,"S52.T148",0,0,0]
[null,"S52.T149",0,0,0]
[null,"S52.T150",0,0,0]
[null,"S52.T151",0,0,0]
[null,"S52.T152",1.3720000000000001,3.1739999999999999,2.048]
[null,"S52.T153",8.1720000000000006,10.035,12.923]
[null,"S52.T154",15.852,17.388000000000002,25.989000000000001]
[null,"S52.T155",21.893000000000001,23.838999999999999,36.597999999999999]
[null,"S52.T156",24.904,28.548999999999999,42.106999999999999]
[null,"S52.T157",18.637,38.113,46.92]
[null,"S52.T158",9.7080000000000002,24.800999999999998,30.024000000000001]
[null,"S52.T159",6.4720000000000004,16.547999999999998,20.009]
[null,"S52.T160",4.8540000000000001,12.411,15.012]
[null,"S52.T161",3.891,9.9329999999999998,12.000999999999999]
[null,"S52.T162",3.2360000000000002,8.2739999999999991,10.015000000000001]
[null,"S52.T163",0,0,0]
[null,"S52.T164",0,0,0]
[null,"S52.T165",0,0,0]
[null,"S52.T166",0,0,0]
[null,"S52.T167",0,0,0]
[null,"S52.T168",0,0,0]

{"sheet":"Wind Power","index":10,"n_rows":35,"n_cols":14,"rows_kept":35,"cut":false,"hidden":false,"merged":[]}
[null,"Wind power FLH"]
[]
[null,"Info:"]
[null,"We are in the process of updating data for wind speeds and resulting full load hours for the Baltic countries."]
[null,"FLH in the model are the result of the wind speed and a power curve applied (wind power technology)"]
[null,"The current FLH resulting in the model are shown below"]
[]
[]
[null,null,null,null,"Estonia","Latvia","Lithuania"]
[null,"Onshore"]
[null,null,"Wind-Onshore-10_19",null,1934,1686,2094,null,"*Technology for the period 2010-2019"]
[]
[null,"Offshore"]
[null,null,"Wind-Offshore-10_19",null,3661.22998046875,3660.63330078125,3596.01806640625,null,"*Technology for the period 2010-2019"]
[]
[]
[]
[]
[]
[null,"New wind speed locations"]
[]
[null,"Info:"]
[null,"We are in the process of updating the wind speeds in the model based on the EMHIRES database."]
[null,"The database uses wind speeds from MERRA2 reanalysis dataset and correct them using the Weibull parameters for the specific location from the DTU Global Wind Atlas (GWA)"]
[]
[null,"One wind speed timeseries representative for each modelled region/country is used. "]
[null,"For onshore, it is the location with an average wind speed corresponding to the 3rd quartile (75%) in the region boundary. For offshore, it is the location of the largest farm or most relevant development area (based on 4Coffshore.com)."]
[null,"The coordinates of the locations chosen for offshore and onshore are the following:"]
[]
[]
[]
[null,"Onshore location",null,"Average wind speed (m/s)","Latitude","Longitude",null,null,null,"Offshore location",null,"Reference offshore area","Latitude","Longitude"]
[null,"Estonia",null,7,59.347000000000001,26.318999999999999,null,null,null,"Estonia",null,"Baltic Blue A",58.802999999999997,22.134]
[null,"Latvia",null,6.67,56.436,26.498999999999999,null,null,null,"Latvia",null,"Development area5",57.689,21.376000000000001]
[null,"Lithuania",null,6.84,54.402000000000001,22.747,null,null,null,"Lithuania",null,"AVEC2",55.776000000000003,20.489000000000001]

{"sheet":"Hydro power","index":11,"n_rows":26227,"n_cols":13,"rows_kept":4500,"cut":true,"hidden":false,"merged":[[6,1,6,4],[6,8,6,11]],"bounds":{"rows_first":2000,"rows_last":500,"rows_between":2000,"halvings":0}}
[null,"Hydro power profiles and FLH"]
[]
[null,"Info"]
[null,"We are currently using generation profiles for run-of-river hydro power based on previous projects. "]
[]
[]
[null,"Run of river profiles",null,null,null,null,null,null,"Full Load Hours"]
[null,"Hour of year","Estonia","Lithuania","Latvia",null,null,null,null,"Estonia","Lithuania","Latvia"]
[null,1,"3.59","6.91","3.59",null,null,null,"Run-of-river",7500,4800,"?","Full load hours are used together with installed capacity (see power capacities) to define annual generation."]
[null,{"$f":"B9+1","v":2},"3.59","6.91","3.59",null,null,null,"Reservoir","?","?",1975,"(only if applicable for future projects)"]
[null,{"$f":"B10+1","v":3},"3.59","6.91","3.59"]
[null,4,"3.59","6.91","3.59"]
[null,5,"3.59","6.91","3.59"]
[null,6,"4.11","7.92","4.11"]
[null,7,"4.11","7.92","4.11"]
[null,8,"4.83","9.3","4.83"]
[null,9,"4.83","9.3","4.83"]
[null,10,"4.83","9.3","4.83"]
[null,11,"4.72","9.09","4.72"]
[null,12,"4.72","9.09","4.72"]
[null,13,"4.72","9.09","4.72"]
[null,14,"4.72","9.09","4.72"]
[null,15,"4.72","9.09","4.72"]
[null,16,"4.72","9.09","4.72"]
[null,17,"4.96","9.56","4.96"]
[null,18,"4.96","9.56","4.96"]
[null,19,"4.87","9.38","4.87"]
[null,20,"4.87","9.38","4.87"]
[null,21,"4.48","8.64","4.48"]
[null,22,"4.48","8.64","4.48"]
[null,23,"3.89","7.5","3.89"]
[null,24,"3.89","7.5","3.89"]
[null,25,"3.59","6.91","3.59"]
[null,26,"3.59","6.91","3.59"]
[null,27,"3.59","6.91","3.59"]
[null,28,"3.59","6.91","3.59"]
[null,29,"3.59","6.91","3.59"]
[null,30,"4.11","7.92","4.11"]
[null,31,"4.11","7.92","4.11"]
[null,32,"4.83","9.3","4.83"]
[null,33,"4.83","9.3","4.83"]
[null,34,"4.83","9.3","4.83"]
[null,35,"4.72","9.09","4.72"]
[null,36,"4.72","9.09","4.72"]
[null,37,"4.72","9.09","4.72"]
[null,38,"4.72","9.09","4.72"]
[null,39,"4.72","9.09","4.72"]
[null,40,"4.72","9.09","4.72"]
[null,41,"4.96","9.56","4.96"]
[null,42,"4.96","9.56","4.96"]
[null,43,"4.87","9.38","4.87"]
[null,44,"4.87","9.38","4.87"]
[null,45,"4.48","8.64","4.48"]
[null,46,"4.48","8.64","4.48"]
[null,47,"3.89","7.5","3.89"]
[null,48,"3.89","7.5","3.89"]
[null,49,"3.59","6.91","3.59"]
[null,50,"3.59","6.91","3.59"]
[null,51,"3.59","6.91","3.59"]
[null,52,"3.59","6.91","3.59"]
[null,53,"3.59","6.91","3.59"]
[null,54,"4.11","7.92","4.11"]
[null,55,"4.11","7.92","4.11"]
[null,56,"4.83","9.3","4.83"]
[null,57,"4.83","9.3","4.83"]
[null,58,"4.83","9.3","4.83"]
[null,59,"4.72","9.09","4.72"]
[null,60,"4.72","9.09","4.72"]
[null,61,"4.72","9.09","4.72"]
[null,62,"4.72","9.09","4.72"]
[null,63,"4.72","9.09","4.72"]
[null,64,"4.72","9.09","4.72"]
[null,65,"4.96","9.56","4.96"]
[null,66,"4.96","9.56","4.96"]
[null,{"$f":"B74+1","v":67},"4.87","9.38","4.87"]
[null,68,"4.87","9.38","4.87"]
[null,69,"4.48","8.64","4.48"]
[null,70,"4.48","8.64","4.48"]
[null,71,"3.89","7.5","3.89"]
[null,72,"3.89","7.5","3.89"]
[null,73,"3.59","6.91","3.59"]
[null,74,"3.59","6.91","3.59"]
[null,75,"3.59","6.91","3.59"]
[null,76,"3.59","6.91","3.59"]
[null,77,"3.59","6.91","3.59"]
[null,78,"4.11","7.92","4.11"]
[null,79,"4.11","7.92","4.11"]
[null,80,"4.83","9.3","4.83"]
[null,81,"4.83","9.3","4.83"]
[null,82,"4.83","9.3","4.83"]
[null,83,"4.72","9.09","4.72"]
[null,84,"4.72","9.09","4.72"]
[null,85,"4.72","9.09","4.72"]
[null,86,"4.72","9.09","4.72"]
[null,87,"4.72","9.09","4.72"]
[null,88,"4.72","9.09","4.72"]
[null,89,"4.96","9.56","4.96"]
[null,90,"4.96","9.56","4.96"]
[null,91,"4.87","9.38","4.87"]
[null,92,"4.87","9.38","4.87"]
[null,93,"4.48","8.64","4.48"]
[null,94,"4.48","8.64","4.48"]
[null,95,"3.89","7.5","3.89"]
[null,96,"3.89","7.5","3.89"]
[null,97,"3.59","6.91","3.59"]
[null,98,"3.59","6.91","3.59"]
[null,99,"3.59","6.91","3.59"]
[null,100,"3.59","6.91","3.59"]
[null,101,"3.59","6.91","3.59"]
[null,102,"4.11","7.92","4.11"]
[null,103,"4.11","7.92","4.11"]
[null,104,"4.83","9.3","4.83"]
[null,105,"4.83","9.3","4.83"]
[null,106,"4.83","9.3","4.83"]
[null,107,"4.72","9.09","4.72"]
[null,108,"4.72","9.09","4.72"]
[null,109,"4.72","9.09","4.72"]
[null,110,"4.72","9.09","4.72"]
[null,111,"4.72","9.09","4.72"]
[null,112,"4.72","9.09","4.72"]
[null,113,"4.96","9.56","4.96"]
[null,114,"4.96","9.56","4.96"]
[null,115,"4.87","9.38","4.87"]
[null,116,"4.87","9.38","4.87"]
[null,117,"4.48","8.64","4.48"]
[null,118,"4.48","8.64","4.48"]
[null,119,"3.89","7.5","3.89"]
[null,120,"3.89","7.5","3.89"]
[null,121,"3.47","6.69","3.47"]
[null,122,"3.47","6.69","3.47"]
[null,123,"3.47","6.69","3.47"]
[null,124,"3.47","6.69","3.47"]
[null,125,"3.47","6.69","3.47"]
[null,126,"3.47","6.69","3.47"]
[null,127,"3.47","6.69","3.47"]
[null,128,"3.47","6.69","3.47"]
[null,129,"3.47","6.69","3.47"]
[null,130,"3.88","7.48","3.88"]
[null,{"$f":"B138+1","v":131},"3.88","7.48","3.88"]
[null,132,"3.88","7.48","3.88"]
[null,133,"3.88","7.48","3.88"]
[null,134,"3.88","7.48","3.88"]
[null,135,"3.88","7.48","3.88"]
[null,136,"3.88","7.48","3.88"]
[null,137,"4.48","8.64","4.48"]
[null,138,"4.48","8.64","4.48"]
[null,139,"4.48","8.64","4.48"]
[null,140,"4.48","8.64","4.48"]
[null,141,"4.04","7.79","4.04"]
[null,142,"4.04","7.79","4.04"]
[null,143,"4.04","7.79","4.04"]
[null,144,"4.04","7.79","4.04"]
[null,145,"3.47","6.69","3.47"]
[null,146,"3.47","6.69","3.47"]
[null,147,"3.47","6.69","3.47"]
[null,148,"3.47","6.69","3.47"]
[null,149,"3.47","6.69","3.47"]
[null,150,"3.47","6.69","3.47"]
[null,151,"3.47","6.69","3.47"]
[null,152,"3.47","6.69","3.47"]
[null,153,"3.47","6.69","3.47"]
[null,154,"3.88","7.48","3.88"]
[null,155,"3.88","7.48","3.88"]
[null,156,"3.88","7.48","3.88"]
[null,157,"3.88","7.48","3.88"]
[null,158,"3.88","7.48","3.88"]
[null,159,"3.88","7.48","3.88"]
[null,160,"3.88","7.48","3.88"]
[null,161,"4.48","8.64","4.48"]
[null,162,"4.48","8.64","4.48"]
[null,163,"4.48","8.64","4.48"]
[null,164,"4.48","8.64","4.48"]
[null,165,"4.04","7.79","4.04"]
[null,166,"4.04","7.79","4.04"]
[null,167,"4.04","7.79","4.04"]
[null,168,"4.04","7.79","4.04"]
[null,169,"3.59","6.91","3.59"]
[null,170,"3.59","6.91","3.59"]
[null,171,"3.59","6.91","3.59"]
[null,172,"3.59","6.91","3.59"]
[null,173,"3.59","6.91","3.59"]
[null,174,"4.11","7.92","4.11"]
[null,175,"4.11","7.92","4.11"]
[null,176,"4.83","9.3","4.83"]
[null,177,"4.83","9.3","4.83"]
[null,178,"4.83","9.3","4.83"]
[null,179,"4.72","9.09","4.72"]
[null,180,"4.72","9.09","4.72"]
[null,181,"4.72","9.09","4.72"]
[null,182,"4.72","9.09","4.72"]
[null,183,"4.72","9.09","4.72"]
[null,184,"4.72","9.09","4.72"]
[null,185,"4.96","9.56","4.96"]
[null,186,"4.96","9.56","4.96"]
[null,187,"4.87","9.38","4.87"]
[null,188,"4.87","9.38","4.87"]
[null,189,"4.48","8.64","4.48"]
[null,190,"4.48","8.64","4.48"]
[null,191,"3.89","7.5","3.89"]
[null,192,"3.89","7.5","3.89"]
[null,193,"3.59","6.91","3.59"]
[null,194,"3.59","6.91","3.59"]
[null,{"$f":"B202+1","v":195},"3.59","6.91","3.59"]
[null,196,"3.59","6.91","3.59"]
[null,197,"3.59","6.91","3.59"]
[null,198,"4.11","7.92","4.11"]
[null,199,"4.11","7.92","4.11"]
[null,200,"4.83","9.3","4.83"]
[null,201,"4.83","9.3","4.83"]
[null,202,"4.83","9.3","4.83"]
[null,203,"4.72","9.09","4.72"]
[null,204,"4.72","9.09","4.72"]
[null,205,"4.72","9.09","4.72"]
[null,206,"4.72","9.09","4.72"]
[null,207,"4.72","9.09","4.72"]
[null,208,"4.72","9.09","4.72"]
[null,209,"4.96","9.56","4.96"]
[null,210,"4.96","9.56","4.96"]
[null,211,"4.87","9.38","4.87"]
[null,212,"4.87","9.38","4.87"]
[null,213,"4.48","8.64","4.48"]
[null,214,"4.48","8.64","4.48"]
[null,215,"3.89","7.5","3.89"]
[null,216,"3.89","7.5","3.89"]
[null,217,"3.59","6.91","3.59"]
[null,218,"3.59","6.91","3.59"]
[null,219,"3.59","6.91","3.59"]
[null,220,"3.59","6.91","3.59"]
[null,221,"3.59","6.91","3.59"]
[null,222,"4.11","7.92","4.11"]
[null,223,"4.11","7.92","4.11"]
[null,224,"4.83","9.3","4.83"]
[null,225,"4.83","9.3","4.83"]
[null,226,"4.83","9.3","4.83"]
[null,227,"4.72","9.09","4.72"]
[null,228,"4.72","9.09","4.72"]
[null,229,"4.72","9.09","4.72"]
[null,230,"4.72","9.09","4.72"]
[null,231,"4.72","9.09","4.72"]
[null,232,"4.72","9.09","4.72"]
[null,233,"4.96","9.56","4.96"]
[null,234,"4.96","9.56","4.96"]
[null,235,"4.87","9.38","4.87"]
[null,236,"4.87","9.38","4.87"]
[null,237,"4.48","8.64","4.48"]
[null,238,"4.48","8.64","4.48"]
[null,239,"3.89","7.5","3.89"]
[null,240,"3.89","7.5","3.89"]
[null,241,"3.59","6.91","3.59"]
[null,242,"3.59","6.91","3.59"]
[null,243,"3.59","6.91","3.59"]
[null,244,"3.59","6.91","3.59"]
[null,245,"3.59","6.91","3.59"]
[null,246,"4.11","7.92","4.11"]
[null,247,"4.11","7.92","4.11"]
[null,248,"4.83","9.3","4.83"]
[null,249,"4.83","9.3","4.83"]
[null,250,"4.83","9.3","4.83"]
[null,251,"4.72","9.09","4.72"]
[null,252,"4.72","9.09","4.72"]
[null,253,"4.72","9.09","4.72"]
[null,254,"4.72","9.09","4.72"]
[null,255,"4.72","9.09","4.72"]
[null,256,"4.72","9.09","4.72"]
[null,257,"4.96","9.56","4.96"]
[null,258,"4.96","9.56","4.96"]
[null,{"$f":"B266+1","v":259},"4.87","9.38","4.87"]
[null,260,"4.87","9.38","4.87"]
[null,261,"4.48","8.64","4.48"]
[null,262,"4.48","8.64","4.48"]
[null,263,"3.89","7.5","3.89"]
[null,264,"3.89","7.5","3.89"]
[null,265,"3.59","6.91","3.59"]
[null,266,"3.59","6.91","3.59"]
[null,267,"3.59","6.91","3.59"]
[null,268,"3.59","6.91","3.59"]
[null,269,"3.59","6.91","3.59"]
[null,270,"4.11","7.92","4.11"]
[null,271,"4.11","7.92","4.11"]
[null,272,"4.83","9.3","4.83"]
[null,273,"4.83","9.3","4.83"]
[null,274,"4.83","9.3","4.83"]
[null,275,"4.72","9.09","4.72"]
[null,276,"4.72","9.09","4.72"]
[null,277,"4.72","9.09","4.72"]
[null,278,"4.72","9.09","4.72"]
[null,279,"4.72","9.09","4.72"]
[null,280,"4.72","9.09","4.72"]
[null,281,"4.96","9.56","4.96"]
[null,282,"4.96","9.56","4.96"]
[null,283,"4.87","9.38","4.87"]
[null,284,"4.87","9.38","4.87"]
[null,285,"4.48","8.64","4.48"]
[null,286,"4.48","8.64","4.48"]
[null,287,"3.89","7.5","3.89"]
[null,288,"3.89","7.5","3.89"]
[null,289,"3.47","6.69","3.47"]
[null,290,"3.47","6.69","3.47"]
[null,291,"3.47","6.69","3.47"]
[null,292,"3.47","6.69","3.47"]
[null,293,"3.47","6.69","3.47"]
[null,294,"3.47","6.69","3.47"]
[null,295,"3.47","6.69","3.47"]
[null,296,"3.47","6.69","3.47"]
[null,297,"3.47","6.69","3.47"]
[null,298,"3.88","7.48","3.88"]
[null,299,"3.88","7.48","3.88"]
[null,300,"3.88","7.48","3.88"]
[null,301,"3.88","7.48","3.88"]
[null,302,"3.88","7.48","3.88"]
[null,303,"3.88","7.48","3.88"]
[null,304,"3.88","7.48","3.88"]
[null,305,"4.48","8.64","4.48"]
[null,306,"4.48","8.64","4.48"]
[null,307,"4.48","8.64","4.48"]
[null,308,"4.48","8.64","4.48"]
[null,309,"4.04","7.79","4.04"]
[null,310,"4.04","7.79","4.04"]
[null,311,"4.04","7.79","4.04"]
[null,312,"4.04","7.79","4.04"]
[null,313,"3.47","6.69","3.47"]
[null,314,"3.47","6.69","3.47"]
[null,315,"3.47","6.69","3.47"]
[null,316,"3.47","6.69","3.47"]
[null,317,"3.47","6.69","3.47"]
[null,318,"3.47","6.69","3.47"]
[null,319,"3.47","6.69","3.47"]
[null,320,"3.47","6.69","3.47"]
[null,321,"3.47","6.69","3.47"]
[null,322,"3.88","7.48","3.88"]
[null,{"$f":"B330+1","v":323},"3.88","7.48","3.88"]
[null,324,"3.88","7.48","3.88"]
[null,325,"3.88","7.48","3.88"]
[null,326,"3.88","7.48","3.88"]
[null,327,"3.88","7.48","3.88"]
[null,328,"3.88","7.48","3.88"]
[null,329,"4.48","8.64","4.48"]
[null,330,"4.48","8.64","4.48"]
[null,331,"4.48","8.64","4.48"]
[null,332,"4.48","8.64","4.48"]
[null,333,"4.04","7.79","4.04"]
[null,334,"4.04","7.79","4.04"]
[null,335,"4.04","7.79","4.04"]
[null,336,"4.04","7.79","4.04"]
[null,337,"3.59","6.91","3.59"]
[null,338,"3.59","6.91","3.59"]
[null,339,"3.59","6.91","3.59"]
[null,340,"3.59","6.91","3.59"]
[null,341,"3.59","6.91","3.59"]
[null,342,"4.11","7.92","4.11"]
[null,343,"4.11","7.92","4.11"]
[null,344,"4.83","9.3","4.83"]
[null,345,"4.83","9.3","4.83"]
[null,346,"4.83","9.3","4.83"]
[null,347,"4.72","9.09","4.72"]
[null,348,"4.72","9.09","4.72"]
[null,349,"4.72","9.09","4.72"]
[null,350,"4.72","9.09","4.72"]
[null,351,"4.72","9.09","4.72"]
[null,352,"4.72","9.09","4.72"]
[null,353,"4.96","9.56","4.96"]
[null,354,"4.96","9.56","4.96"]
[null,355,"4.87","9.38","4.87"]
[null,356,"4.87","9.38","4.87"]
[null,357,"4.48","8.64","4.48"]
[null,358,"4.48","8.64","4.48"]
[null,359,"3.89","7.5","3.89"]
[null,360,"3.89","7.5","3.89"]
[null,361,"3.59","6.91","3.59"]
[null,362,"3.59","6.91","3.59"]
[null,363,"3.59","6.91","3.59"]
[null,364,"3.59","6.91","3.59"]
[null,365,"3.59","6.91","3.59"]
[null,366,"4.11","7.92","4.11"]
[null,367,"4.11","7.92","4.11"]
[null,368,"4.83","9.3","4.83"]
[null,369,"4.83","9.3","4.83"]
[null,370,"4.83","9.3","4.83"]
[null,371,"4.72","9.09","4.72"]
[null,372,"4.72","9.09","4.72"]
[null,373,"4.72","9.09","4.72"]
[null,374,"4.72","9.09","4.72"]
[null,375,"4.72","9.09","4.72"]
[null,376,"4.72","9.09","4.72"]
[null,377,"4.96","9.56","4.96"]
[null,378,"4.96","9.56","4.96"]
[null,379,"4.87","9.38","4.87"]
[null,380,"4.87","9.38","4.87"]
[null,381,"4.48","8.64","4.48"]
[null,382,"4.48","8.64","4.48"]
[null,383,"3.89","7.5","3.89"]
[null,384,"3.89","7.5","3.89"]
[null,385,"3.59","6.91","3.59"]
[null,386,"3.59","6.91","3.59"]
[null,{"$f":"B394+1","v":387},"3.59","6.91","3.59"]
[null,388,"3.59","6.91","3.59"]
[null,389,"3.59","6.91","3.59"]
[null,390,"4.11","7.92","4.11"]
[null,391,"4.11","7.92","4.11"]
[null,392,"4.83","9.3","4.83"]
[null,393,"4.83","9.3","4.83"]
[null,394,"4.83","9.3","4.83"]
[null,395,"4.72","9.09","4.72"]
[null,396,"4.72","9.09","4.72"]
[null,397,"4.72","9.09","4.72"]
[null,398,"4.72","9.09","4.72"]
[null,399,"4.72","9.09","4.72"]
[null,400,"4.72","9.09","4.72"]
[null,401,"4.96","9.56","4.96"]
[null,402,"4.96","9.56","4.96"]
[null,403,"4.87","9.38","4.87"]
[null,404,"4.87","9.38","4.87"]
[null,405,"4.48","8.64","4.48"]
[null,406,"4.48","8.64","4.48"]
[null,407,"3.89","7.5","3.89"]
[null,408,"3.89","7.5","3.89"]
[null,409,"3.59","6.91","3.59"]
[null,410,"3.59","6.91","3.59"]
[null,411,"3.59","6.91","3.59"]
[null,412,"3.59","6.91","3.59"]
[null,413,"3.59","6.91","3.59"]
[null,414,"4.11","7.92","4.11"]
[null,415,"4.11","7.92","4.11"]
[null,416,"4.83","9.3","4.83"]
[null,417,"4.83","9.3","4.83"]
[null,418,"4.83","9.3","4.83"]
[null,419,"4.72","9.09","4.72"]
[null,420,"4.72","9.09","4.72"]
[null,421,"4.72","9.09","4.72"]
[null,422,"4.72","9.09","4.72"]
[null,423,"4.72","9.09","4.72"]
[null,424,"4.72","9.09","4.72"]
[null,425,"4.96","9.56","4.96"]
[null,426,"4.96","9.56","4.96"]
[null,427,"4.87","9.38","4.87"]
[null,428,"4.87","9.38","4.87"]
[null,429,"4.48","8.64","4.48"]
[null,430,"4.48","8.64","4.48"]
[null,431,"3.89","7.5","3.89"]
[null,432,"3.89","7.5","3.89"]
[null,433,"3.59","6.91","3.59"]
[null,434,"3.59","6.91","3.59"]
[null,435,"3.59","6.91","3.59"]
[null,436,"3.59","6.91","3.59"]
[null,437,"3.59","6.91","3.59"]
[null,438,"4.11","7.92","4.11"]
[null,439,"4.11","7.92","4.11"]
[null,440,"4.83","9.3","4.83"]
[null,441,"4.83","9.3","4.83"]
[null,442,"4.83","9.3","4.83"]
[null,443,"4.72","9.09","4.72"]
[null,444,"4.72","9.09","4.72"]
[null,445,"4.72","9.09","4.72"]
[null,446,"4.72","9.09","4.72"]
[null,447,"4.72","9.09","4.72"]
[null,448,"4.72","9.09","4.72"]
[null,449,"4.96","9.56","4.96"]
[null,450,"4.96","9.56","4.96"]
[null,{"$f":"B458+1","v":451},"4.87","9.38","4.87"]
[null,452,"4.87","9.38","4.87"]
[null,453,"4.48","8.64","4.48"]
[null,454,"4.48","8.64","4.48"]
[null,455,"3.89","7.5","3.89"]
[null,456,"3.89","7.5","3.89"]
[null,457,"3.47","6.69","3.47"]
[null,458,"3.47","6.69","3.47"]
[null,459,"3.47","6.69","3.47"]
[null,460,"3.47","6.69","3.47"]
[null,461,"3.47","6.69","3.47"]
[null,462,"3.47","6.69","3.47"]
[null,463,"3.47","6.69","3.47"]
[null,464,"3.47","6.69","3.47"]
[null,465,"3.47","6.69","3.47"]
[null,466,"3.88","7.48","3.88"]
[null,467,"3.88","7.48","3.88"]
[null,468,"3.88","7.48","3.88"]
[null,469,"3.88","7.48","3.88"]
[null,470,"3.88","7.48","3.88"]
[null,471,"3.88","7.48","3.88"]
[null,472,"3.88","7.48","3.88"]
[null,473,"4.48","8.64","4.48"]
[null,474,"4.48","8.64","4.48"]
[null,475,"4.48","8.64","4.48"]
[null,476,"4.48","8.64","4.48"]
[null,477,"4.04","7.79","4.04"]
[null,478,"4.04","7.79","4.04"]
[null,479,"4.04","7.79","4.04"]
[null,480,"4.04","7.79","4.04"]
[null,481,"3.47","6.69","3.47"]
[null,482,"3.47","6.69","3.47"]
[null,483,"3.47","6.69","3.47"]
[null,484,"3.47","6.69","3.47"]
[null,485,"3.47","6.69","3.47"]
[null,486,"3.47","6.69","3.47"]
[null,487,"3.47","6.69","3.47"]
[null,488,"3.47","6.69","3.47"]
[null,489,"3.47","6.69","3.47"]
[null,490,"3.88","7.48","3.88"]
[null,491,"3.88","7.48","3.88"]
[null,492,"3.88","7.48","3.88"]
[null,493,"3.88","7.48","3.88"]
[null,494,"3.88","7.48","3.88"]
[null,495,"3.88","7.48","3.88"]
[null,496,"3.88","7.48","3.88"]
[null,497,"4.48","8.64","4.48"]
[null,498,"4.48","8.64","4.48"]
[null,499,"4.48","8.64","4.48"]
[null,500,"4.48","8.64","4.48"]
[null,501,"4.04","7.79","4.04"]
[null,502,"4.04","7.79","4.04"]
[null,503,"4.04","7.79","4.04"]
[null,504,"4.04","7.79","4.04"]
[null,505,"3.59","6.91","3.59"]
[null,506,"3.59","6.91","3.59"]
[null,507,"3.59","6.91","3.59"]
[null,508,"3.59","6.91","3.59"]
[null,509,"3.59","6.91","3.59"]
[null,510,"4.11","7.92","4.11"]
[null,511,"4.11","7.92","4.11"]
[null,512,"4.83","9.3","4.83"]
[null,513,"4.83","9.3","4.83"]
[null,514,"4.83","9.3","4.83"]
[null,{"$f":"B522+1","v":515},"4.72","9.09","4.72"]
[null,516,"4.72","9.09","4.72"]
[null,517,"4.72","9.09","4.72"]
[null,518,"4.72","9.09","4.72"]
[null,519,"4.72","9.09","4.72"]
[null,520,"4.72","9.09","4.72"]
[null,521,"4.96","9.56","4.96"]
[null,522,"4.96","9.56","4.96"]
[null,523,"4.87","9.38","4.87"]
[null,524,"4.87","9.38","4.87"]
[null,525,"4.48","8.64","4.48"]
[null,526,"4.48","8.64","4.48"]
[null,527,"3.89","7.5","3.89"]
[null,528,"3.89","7.5","3.89"]
[null,529,"3.59","6.91","3.59"]
[null,530,"3.59","6.91","3.59"]
[null,531,"3.59","6.91","3.59"]
[null,532,"3.59","6.91","3.59"]
[null,533,"3.59","6.91","3.59"]
[null,534,"4.11","7.92","4.11"]
[null,535,"4.11","7.92","4.11"]
[null,536,"4.83","9.3","4.83"]
[null,537,"4.83","9.3","4.83"]
[null,538,"4.83","9.3","4.83"]
[null,539,"4.72","9.09","4.72"]
[null,540,"4.72","9.09","4.72"]
[null,541,"4.72","9.09","4.72"]
[null,542,"4.72","9.09","4.72"]
[null,543,"4.72","9.09","4.72"]
[null,544,"4.72","9.09","4.72"]
[null,545,"4.96","9.56","4.96"]
[null,546,"4.96","9.56","4.96"]
[null,547,"4.87","9.38","4.87"]
[null,548,"4.87","9.38","4.87"]
[null,549,"4.48","8.64","4.48"]
[null,550,"4.48","8.64","4.48"]
[null,551,"3.89","7.5","3.89"]
[null,552,"3.89","7.5","3.89"]
[null,553,"3.59","6.91","3.59"]
[null,554,"3.59","6.91","3.59"]
[null,555,"3.59","6.91","3.59"]
[null,556,"3.59","6.91","3.59"]
[null,557,"3.59","6.91","3.59"]
[null,558,"4.11","7.92","4.11"]
[null,559,"4.11","7.92","4.11"]
[null,560,"4.83","9.3","4.83"]
[null,561,"4.83","9.3","4.83"]
[null,562,"4.83","9.3","4.83"]
[null,563,"4.72","9.09","4.72"]
[null,564,"4.72","9.09","4.72"]
[null,565,"4.72","9.09","4.72"]
[null,566,"4.72","9.09","4.72"]
[null,567,"4.72","9.09","4.72"]
[null,568,"4.72","9.09","4.72"]
[null,569,"4.96","9.56","4.96"]
[null,570,"4.96","9.56","4.96"]
[null,571,"4.87","9.38","4.87"]
[null,572,"4.87","9.38","4.87"]
[null,573,"4.48","8.64","4.48"]
[null,574,"4.48","8.64","4.48"]
[null,575,"3.89","7.5","3.89"]
[null,576,"3.89","7.5","3.89"]
[null,577,"3.59","6.91","3.59"]
[null,578,"3.59","6.91","3.59"]
[null,{"$f":"B586+1","v":579},"3.59","6.91","3.59"]
[null,580,"3.59","6.91","3.59"]
[null,581,"3.59","6.91","3.59"]
[null,582,"4.11","7.92","4.11"]
[null,583,"4.11","7.92","4.11"]
[null,584,"4.83","9.3","4.83"]
[null,585,"4.83","9.3","4.83"]
[null,586,"4.83","9.3","4.83"]
[null,587,"4.72","9.09","4.72"]
[null,588,"4.72","9.09","4.72"]
[null,589,"4.72","9.09","4.72"]
[null,590,"4.72","9.09","4.72"]
[null,591,"4.72","9.09","4.72"]
[null,592,"4.72","9.09","4.72"]
[null,593,"4.96","9.56","4.96"]
[null,594,"4.96","9.56","4.96"]
[null,595,"4.87","9.38","4.87"]
[null,596,"4.87","9.38","4.87"]
[null,597,"4.48","8.64","4.48"]
[null,598,"4.48","8.64","4.48"]
[null,599,"3.89","7.5","3.89"]
[null,600,"3.89","7.5","3.89"]
[null,601,"3.59","6.91","3.59"]
[null,602,"3.59","6.91","3.59"]
[null,603,"3.59","6.91","3.59"]
[null,604,"3.59","6.91","3.59"]
[null,605,"3.59","6.91","3.59"]
[null,606,"4.11","7.92","4.11"]
[null,607,"4.11","7.92","4.11"]
[null,608,"4.83","9.3","4.83"]
[null,609,"4.83","9.3","4.83"]
[null,610,"4.83","9.3","4.83"]
[null,611,"4.72","9.09","4.72"]
[null,612,"4.72","9.09","4.72"]
[null,613,"4.72","9.09","4.72"]
[null,614,"4.72","9.09","4.72"]
[null,615,"4.72","9.09","4.72"]
[null,616,"4.72","9.09","4.72"]
[null,617,"4.96","9.56","4.96"]
[null,618,"4.96","9.56","4.96"]
[null,619,"4.87","9.38","4.87"]
[null,620,"4.87","9.38","4.87"]
[null,621,"4.48","8.64","4.48"]
[null,622,"4.48","8.64","4.48"]
[null,623,"3.89","7.5","3.89"]
[null,624,"3.89","7.5","3.89"]
[null,625,"3.47","6.69","3.47"]
[null,626,"3.47","6.69","3.47"]
[null,627,"3.47","6.69","3.47"]
[null,628,"3.47","6.69","3.47"]
[null,629,"3.47","6.69","3.47"]
[null,630,"3.47","6.69","3.47"]
[null,631,"3.47","6.69","3.47"]
[null,632,"3.47","6.69","3.47"]
[null,633,"3.47","6.69","3.47"]
[null,634,"3.88","7.48","3.88"]
[null,635,"3.88","7.48","3.88"]
[null,636,"3.88","7.48","3.88"]
[null,637,"3.88","7.48","3.88"]
[null,638,"3.88","7.48","3.88"]
[null,639,"3.88","7.48","3.88"]
[null,640,"3.88","7.48","3.88"]
[null,641,"4.48","8.64","4.48"]
[null,642,"4.48","8.64","4.48"]
[null,{"$f":"B650+1","v":643},"4.48","8.64","4.48"]
[null,644,"4.48","8.64","4.48"]
[null,645,"4.04","7.79","4.04"]
[null,646,"4.04","7.79","4.04"]
[null,647,"4.04","7.79","4.04"]
[null,648,"4.04","7.79","4.04"]
[null,649,"3.47","6.69","3.47"]
[null,650,"3.47","6.69","3.47"]
[null,651,"3.47","6.69","3.47"]
[null,652,"3.47","6.69","3.47"]
[null,653,"3.47","6.69","3.47"]
[null,654,"3.47","6.69","3.47"]
[null,655,"3.47","6.69","3.47"]
[null,656,"3.47","6.69","3.47"]
[null,657,"3.47","6.69","3.47"]
[null,658,"3.88","7.48","3.88"]
[null,659,"3.88","7.48","3.88"]
[null,660,"3.88","7.48","3.88"]
[null,661,"3.88","7.48","3.88"]
[null,662,"3.88","7.48","3.88"]
[null,663,"3.88","7.48","3.88"]
[null,664,"3.88","7.48","3.88"]
[null,665,"4.48","8.64","4.48"]
[null,666,"4.48","8.64","4.48"]
[null,667,"4.48","8.64","4.48"]
[null,668,"4.48","8.64","4.48"]
[null,669,"4.04","7.79","4.04"]
[null,670,"4.04","7.79","4.04"]
[null,671,"4.04","7.79","4.04"]
[null,672,"4.04","7.79","4.04"]
[null,673,"3.59","6.91","3.59"]
[null,674,"3.59","6.91","3.59"]
[null,675,"3.59","6.91","3.59"]
[null,676,"3.59","6.91","3.59"]
[null,677,"3.59","6.91","3.59"]
[null,678,"4.11","7.92","4.11"]
[null,679,"4.11","7.92","4.11"]
[null,680,"4.83","9.3","4.83"]
[null,681,"4.83","9.3","4.83"]
[null,682,"4.83","9.3","4.83"]
[null,683,"4.72","9.09","4.72"]
[null,684,"4.72","9.09","4.72"]
[null,685,"4.72","9.09","4.72"]
[null,686,"4.72","9.09","4.72"]
[null,687,"4.72","9.09","4.72"]
[null,688,"4.72","9.09","4.72"]
[null,689,"4.96","9.56","4.96"]
[null,690,"4.96","9.56","4.96"]
[null,691,"4.87","9.38","4.87"]
[null,692,"4.87","9.38","4.87"]
[null,693,"4.48","8.64","4.48"]
[null,694,"4.48","8.64","4.48"]
[null,695,"3.89","7.5","3.89"]
[null,696,"3.89","7.5","3.89"]
[null,697,"3.59","6.91","3.59"]
[null,698,"3.59","6.91","3.59"]
[null,699,"3.59","6.91","3.59"]
[null,700,"3.59","6.91","3.59"]
[null,701,"3.59","6.91","3.59"]
[null,702,"4.11","7.92","4.11"]
[null,703,"4.11","7.92","4.11"]
[null,704,"4.83","9.3","4.83"]
[null,705,"4.83","9.3","4.83"]
[null,706,"4.83","9.3","4.83"]
[null,{"$f":"B714+1","v":707},"4.72","9.09","4.72"]
[null,708,"4.72","9.09","4.72"]
[null,709,"4.72","9.09","4.72"]
[null,710,"4.72","9.09","4.72"]
[null,711,"4.72","9.09","4.72"]
[null,712,"4.72","9.09","4.72"]
[null,713,"4.96","9.56","4.96"]
[null,714,"4.96","9.56","4.96"]
[null,715,"4.87","9.38","4.87"]
[null,716,"4.87","9.38","4.87"]
[null,717,"4.48","8.64","4.48"]
[null,718,"4.48","8.64","4.48"]
[null,719,"3.89","7.5","3.89"]
[null,720,"3.89","7.5","3.89"]
[null,721,"3.59","6.91","3.59"]
[null,722,"3.59","6.91","3.59"]
[null,723,"3.59","6.91","3.59"]
[null,724,"3.59","6.91","3.59"]
[null,725,"3.59","6.91","3.59"]
[null,726,"4.11","7.92","4.11"]
[null,727,"4.11","7.92","4.11"]
[null,728,"4.83","9.3","4.83"]
[null,729,"4.83","9.3","4.83"]
[null,730,"4.83","9.3","4.83"]
[null,731,"4.72","9.09","4.72"]
[null,732,"4.72","9.09","4.72"]
[null,733,"4.72","9.09","4.72"]
[null,734,"4.72","9.09","4.72"]
[null,735,"4.72","9.09","4.72"]
[null,736,"4.72","9.09","4.72"]
[null,737,"4.96","9.56","4.96"]
[null,738,"4.96","9.56","4.96"]
[null,739,"4.87","9.38","4.87"]
[null,740,"4.87","9.38","4.87"]
[null,741,"4.48","8.64","4.48"]
[null,742,"4.48","8.64","4.48"]
[null,743,"3.89","7.5","3.89"]
[null,744,"3.89","7.5","3.89"]
[null,745,"3.13","5.79","3.13"]
[null,746,"3.13","5.79","3.13"]
[null,747,"3.13","5.79","3.13"]
[null,748,"3.13","5.79","3.13"]
[null,749,"3.13","5.79","3.13"]
[null,750,"3.57","6.61","3.57"]
[null,751,"3.57","6.61","3.57"]
[null,752,"4.14","7.66","4.14"]
[null,753,"4.14","7.66","4.14"]
[null,754,"4.14","7.66","4.14"]
[null,755,"3.98","7.37","3.98"]
[null,756,"3.98","7.37","3.98"]
[null,757,"3.98","7.37","3.98"]
[null,758,"3.98","7.37","3.98"]
[null,759,"3.98","7.37","3.98"]
[null,760,"3.98","7.37","3.98"]
[null,761,"4.06","7.51","4.06"]
[null,762,"4.06","7.51","4.06"]
[null,763,"4.18","7.74","4.18"]
[null,764,"4.18","7.74","4.18"]
[null,765,"3.85","7.12","3.85"]
[null,766,"3.85","7.12","3.85"]
[null,767,"3.35","6.21","3.35"]
[null,768,"3.35","6.21","3.35"]
[null,769,"3.13","5.79","3.13"]
[null,770,"3.13","5.79","3.13"]
[null,{"$f":"B778+1","v":771},"3.13","5.79","3.13"]
[null,772,"3.13","5.79","3.13"]
[null,773,"3.13","5.79","3.13"]
[null,774,"3.57","6.61","3.57"]
[null,775,"3.57","6.61","3.57"]
[null,776,"4.14","7.66","4.14"]
[null,777,"4.14","7.66","4.14"]
[null,778,"4.14","7.66","4.14"]
[null,779,"3.98","7.37","3.98"]
[null,780,"3.98","7.37","3.98"]
[null,781,"3.98","7.37","3.98"]
[null,782,"3.98","7.37","3.98"]
[null,783,"3.98","7.37","3.98"]
[null,784,"3.98","7.37","3.98"]
[null,785,"4.06","7.51","4.06"]
[null,786,"4.06","7.51","4.06"]
[null,787,"4.18","7.74","4.18"]
[null,788,"4.18","7.74","4.18"]
[null,789,"3.85","7.12","3.85"]
[null,790,"3.85","7.12","3.85"]
[null,791,"3.35","6.21","3.35"]
[null,792,"3.35","6.21","3.35"]
[null,793,3,"5.55",3]
[null,794,3,"5.55",3]
[null,795,3,"5.55",3]
[null,796,3,"5.55",3]
[null,797,3,"5.55",3]
[null,798,3,"5.55",3]
[null,799,3,"5.55",3]
[null,800,3,"5.55",3]
[null,801,3,"5.55",3]
[null,802,"3.25","6.01","3.25"]
[null,803,"3.25","6.01","3.25"]
[null,804,"3.25","6.01","3.25"]
[null,805,"3.25","6.01","3.25"]
[null,806,"3.25","6.01","3.25"]
[null,807,"3.25","6.01","3.25"]
[null,808,"3.25","6.01","3.25"]
[null,809,"3.81","7.06","3.81"]
[null,810,"3.81","7.06","3.81"]
[null,811,"3.81","7.06","3.81"]
[null,812,"3.81","7.06","3.81"]
[null,813,"3.39","6.27","3.39"]
[null,814,"3.39","6.27","3.39"]
[null,815,"3.39","6.27","3.39"]
[null,816,"3.39","6.27","3.39"]
[null,817,3,"5.55",3]
[null,818,3,"5.55",3]
[null,819,3,"5.55",3]
[null,820,3,"5.55",3]
[null,821,3,"5.55",3]
[null,822,3,"5.55",3]
[null,823,3,"5.55",3]
[null,824,3,"5.55",3]
[null,825,3,"5.55",3]
[null,826,"3.25","6.01","3.25"]
[null,827,"3.25","6.01","3.25"]
[null,828,"3.25","6.01","3.25"]
[null,829,"3.25","6.01","3.25"]
[null,830,"3.25","6.01","3.25"]
[null,831,"3.25","6.01","3.25"]
[null,832,"3.25","6.01","3.25"]
[null,833,"3.81","7.06","3.81"]
[null,834,"3.81","7.06","3.81"]
[null,{"$f":"B842+1","v":835},"3.81","7.06","3.81"]
[null,836,"3.81","7.06","3.81"]
[null,837,"3.39","6.27","3.39"]
[null,838,"3.39","6.27","3.39"]
[null,839,"3.39","6.27","3.39"]
[null,840,"3.39","6.27","3.39"]
[null,841,"3.13","5.79","3.13"]
[null,842,"3.13","5.79","3.13"]
[null,843,"3.13","5.79","3.13"]
[null,844,"3.13","5.79","3.13"]
[null,845,"3.13","5.79","3.13"]
[null,846,"3.57","6.61","3.57"]
[null,847,"3.57","6.61","3.57"]
[null,848,"4.14","7.66","4.14"]
[null,849,"4.14","7.66","4.14"]
[null,850,"4.14","7.66","4.14"]
[null,851,"3.98","7.37","3.98"]
[null,852,"3.98","7.37","3.98"]
[null,853,"3.98","7.37","3.98"]
[null,854,"3.98","7.37","3.98"]
[null,855,"3.98","7.37","3.98"]
[null,856,"3.98","7.37","3.98"]
[null,857,"4.06","7.51","4.06"]
[null,858,"4.06","7.51","4.06"]
[null,859,"4.18","7.74","4.18"]
[null,860,"4.18","7.74","4.18"]
[null,861,"3.85","7.12","3.85"]
[null,862,"3.85","7.12","3.85"]
[null,863,"3.35","6.21","3.35"]
[null,864,"3.35","6.21","3.35"]
[null,865,"3.13","5.79","3.13"]
[null,866,"3.13","5.79","3.13"]
[null,867,"3.13","5.79","3.13"]
[null,868,"3.13","5.79","3.13"]
[null,869,"3.13","5.79","3.13"]
[null,870,"3.57","6.61","3.57"]
[null,871,"3.57","6.61","3.57"]
[null,872,"4.14","7.66","4.14"]
[null,873,"4.14","7.66","4.14"]
[null,874,"4.14","7.66","4.14"]
[null,875,"3.98","7.37","3.98"]
[null,876,"3.98","7.37","3.98"]
[null,877,"3.98","7.37","3.98"]
[null,878,"3.98","7.37","3.98"]
[null,879,"3.98","7.37","3.98"]
[null,880,"3.98","7.37","3.98"]
[null,881,"4.06","7.51","4.06"]
[null,882,"4.06","7.51","4.06"]
[null,883,"4.18","7.74","4.18"]
[null,884,"4.18","7.74","4.18"]
[null,885,"3.85","7.12","3.85"]
[null,886,"3.85","7.12","3.85"]
[null,887,"3.35","6.21","3.35"]
[null,888,"3.35","6.21","3.35"]
[null,889,"3.13","5.79","3.13"]
[null,890,"3.13","5.79","3.13"]
[null,891,"3.13","5.79","3.13"]
[null,892,"3.13","5.79","3.13"]
[null,893,"3.13","5.79","3.13"]
[null,894,"3.57","6.61","3.57"]
[null,895,"3.57","6.61","3.57"]
[null,896,"4.14","7.66","4.14"]
[null,897,"4.14","7.66","4.14"]
[null,898,"4.14","7.66","4.14"]
[null,{"$f":"B906+1","v":899},"3.98","7.37","3.98"]
[null,900,"3.98","7.37","3.98"]
[null,901,"3.98","7.37","3.98"]
[null,902,"3.98","7.37","3.98"]
[null,903,"3.98","7.37","3.98"]
[null,904,"3.98","7.37","3.98"]
[null,905,"4.06","7.51","4.06"]
[null,906,"4.06","7.51","4.06"]
[null,907,"4.18","7.74","4.18"]
[null,908,"4.18","7.74","4.18"]
[null,909,"3.85","7.12","3.85"]
[null,910,"3.85","7.12","3.85"]
[null,911,"3.35","6.21","3.35"]
[null,912,"3.35","6.21","3.35"]
[null,913,"3.13","5.79","3.13"]
[null,914,"3.13","5.79","3.13"]
[null,915,"3.13","5.79","3.13"]
[null,916,"3.13","5.79","3.13"]
[null,917,"3.13","5.79","3.13"]
[null,918,"3.57","6.61","3.57"]
[null,919,"3.57","6.61","3.57"]
[null,920,"4.14","7.66","4.14"]
[null,921,"4.14","7.66","4.14"]
[null,922,"4.14","7.66","4.14"]
[null,923,"3.98","7.37","3.98"]
[null,924,"3.98","7.37","3.98"]
[null,925,"3.98","7.37","3.98"]
[null,926,"3.98","7.37","3.98"]
[null,927,"3.98","7.37","3.98"]
[null,928,"3.98","7.37","3.98"]
[null,929,"4.06","7.51","4.06"]
[null,930,"4.06","7.51","4.06"]
[null,931,"4.18","7.74","4.18"]
[null,932,"4.18","7.74","4.18"]
[null,933,"3.85","7.12","3.85"]
[null,934,"3.85","7.12","3.85"]
[null,935,"3.35","6.21","3.35"]
[null,936,"3.35","6.21","3.35"]
[null,937,"3.13","5.79","3.13"]
[null,938,"3.13","5.79","3.13"]
[null,939,"3.13","5.79","3.13"]
[null,940,"3.13","5.79","3.13"]
[null,941,"3.13","5.79","3.13"]
[null,942,"3.57","6.61","3.57"]
[null,943,"3.57","6.61","3.57"]
[null,944,"4.14","7.66","4.14"]
[null,945,"4.14","7.66","4.14"]
[null,946,"4.14","7.66","4.14"]
[null,947,"3.98","7.37","3.98"]
[null,948,"3.98","7.37","3.98"]
[null,949,"3.98","7.37","3.98"]
[null,950,"3.98","7.37","3.98"]
[null,951,"3.98","7.37","3.98"]
[null,952,"3.98","7.37","3.98"]
[null,953,"4.06","7.51","4.06"]
[null,954,"4.06","7.51","4.06"]
[null,955,"4.18","7.74","4.18"]
[null,956,"4.18","7.74","4.18"]
[null,957,"3.85","7.12","3.85"]
[null,958,"3.85","7.12","3.85"]
[null,959,"3.35","6.21","3.35"]
[null,960,"3.35","6.21","3.35"]
[null,961,3,"5.55",3]
[null,962,3,"5.55",3]
[null,{"$f":"B970+1","v":963},3,"5.55",3]
[null,964,3,"5.55",3]
[null,965,3,"5.55",3]
[null,966,3,"5.55",3]
[null,967,3,"5.55",3]
[null,968,3,"5.55",3]
[null,969,3,"5.55",3]
[null,970,"3.25","6.01","3.25"]
[null,971,"3.25","6.01","3.25"]
[null,972,"3.25","6.01","3.25"]
[null,973,"3.25","6.01","3.25"]
[null,974,"3.25","6.01","3.25"]
[null,975,"3.25","6.01","3.25"]
[null,976,"3.25","6.01","3.25"]
[null,977,"3.81","7.06","3.81"]
[null,978,"3.81","7.06","3.81"]
[null,979,"3.81","7.06","3.81"]
[null,980,"3.81","7.06","3.81"]
[null,981,"3.39","6.27","3.39"]
[null,982,"3.39","6.27","3.39"]
[null,983,"3.39","6.27","3.39"]
[null,984,"3.39","6.27","3.39"]
[null,985,3,"5.55",3]
[null,986,3,"5.55",3]
[null,987,3,"5.55",3]
[null,988,3,"5.55",3]
[null,989,3,"5.55",3]
[null,990,3,"5.55",3]
[null,991,3,"5.55",3]
[null,992,3,"5.55",3]
[null,993,3,"5.55",3]
[null,994,"3.25","6.01","3.25"]
[null,995,"3.25","6.01","3.25"]
[null,996,"3.25","6.01","3.25"]
[null,997,"3.25","6.01","3.25"]
[null,998,"3.25","6.01","3.25"]
[null,999,"3.25","6.01","3.25"]
[null,1000,"3.25","6.01","3.25"]
[null,1001,"3.81","7.06","3.81"]
[null,1002,"3.81","7.06","3.81"]
[null,1003,"3.81","7.06","3.81"]
[null,1004,"3.81","7.06","3.81"]
[null,1005,"3.39","6.27","3.39"]
[null,1006,"3.39","6.27","3.39"]
[null,1007,"3.39","6.27","3.39"]
[null,1008,"3.39","6.27","3.39"]
[null,1009,"3.13","5.79","3.13"]
[null,1010,"3.13","5.79","3.13"]
[null,1011,"3.13","5.79","3.13"]
[null,1012,"3.13","5.79","3.13"]
[null,1013,"3.13","5.79","3.13"]
[null,1014,"3.57","6.61","3.57"]
[null,1015,"3.57","6.61","3.57"]
[null,1016,"4.14","7.66","4.14"]
[null,1017,"4.14","7.66","4.14"]
[null,1018,"4.14","7.66","4.14"]
[null,1019,"3.98","7.37","3.98"]
[null,1020,"3.98","7.37","3.98"]
[null,1021,"3.98","7.37","3.98"]
[null,1022,"3.98","7.37","3.98"]
[null,1023,"3.98","7.37","3.98"]
[null,1024,"3.98","7.37","3.98"]
[null,1025,"4.06","7.51","4.06"]
[null,1026,"4.06","7.51","4.06"]
[null,{"$f":"B1034+1","v":1027},"4.18","7.74","4.18"]
[null,1028,"4.18","7.74","4.18"]
[null,1029,"3.85","7.12","3.85"]
[null,1030,"3.85","7.12","3.85"]
[null,1031,"3.35","6.21","3.35"]
[null,1032,"3.35","6.21","3.35"]
[null,1033,"3.13","5.79","3.13"]
[null,1034,"3.13","5.79","3.13"]
[null,1035,"3.13","5.79","3.13"]
[null,1036,"3.13","5.79","3.13"]
[null,1037,"3.13","5.79","3.13"]
[null,1038,"3.57","6.61","3.57"]
[null,1039,"3.57","6.61","3.57"]
[null,1040,"4.14","7.66","4.14"]
[null,1041,"4.14","7.66","4.14"]
[null,1042,"4.14","7.66","4.14"]
[null,1043,"3.98","7.37","3.98"]
[null,1044,"3.98","7.37","3.98"]
[null,1045,"3.98","7.37","3.98"]
[null,1046,"3.98","7.37","3.98"]
[null,1047,"3.98","7.37","3.98"]
[null,1048,"3.98","7.37","3.98"]
[null,1049,"4.06","7.51","4.06"]
[null,1050,"4.06","7.51","4.06"]
[null,1051,"4.18","7.74","4.18"]
[null,1052,"4.18","7.74","4.18"]
[null,1053,"3.85","7.12","3.85"]
[null,1054,"3.85","7.12","3.85"]
[null,1055,"3.35","6.21","3.35"]
[null,1056,"3.35","6.21","3.35"]
[null,1057,"3.13","5.79","3.13"]
[null,1058,"3.13","5.79","3.13"]
[null,1059,"3.13","5.79","3.13"]
[null,1060,"3.13","5.79","3.13"]
[null,1061,"3.13","5.79","3.13"]
[null,1062,"3.57","6.61","3.57"]
[null,1063,"3.57","6.61","3.57"]
[null,1064,"4.14","7.66","4.14"]
[null,1065,"4.14","7.66","4.14"]
[null,1066,"4.14","7.66","4.14"]
[null,1067,"3.98","7.37","3.98"]
[null,1068,"3.98","7.37","3.98"]
[null,1069,"3.98","7.37","3.98"]
[null,1070,"3.98","7.37","3.98"]
[null,1071,"3.98","7.37","3.98"]
[null,1072,"3.98","7.37","3.98"]
[null,1073,"4.06","7.51","4.06"]
[null,1074,"4.06","7.51","4.06"]
[null,1075,"4.18","7.74","4.18"]
[null,1076,"4.18","7.74","4.18"]
[null,1077,"3.85","7.12","3.85"]
[null,1078,"3.85","7.12","3.85"]
[null,1079,"3.35","6.21","3.35"]
[null,1080,"3.35","6.21","3.35"]
[null,1081,"3.13","5.79","3.13"]
[null,1082,"3.13","5.79","3.13"]
[null,1083,"3.13","5.79","3.13"]
[null,1084,"3.13","5.79","3.13"]
[null,1085,"3.13","5.79","3.13"]
[null,1086,"3.57","6.61","3.57"]
[null,1087,"3.57","6.61","3.57"]
[null,1088,"4.14","7.66","4.14"]
[null,1089,"4.14","7.66","4.14"]
[null,1090,"4.14","7.66","4.14"]
[null,{"$f":"B1098+1","v":1091},"3.98","7.37","3.98"]
[null,1092,"3.98","7.37","3.98"]
[null,1093,"3.98","7.37","3.98"]
[null,1094,"3.98","7.37","3.98"]
[null,1095,"3.98","7.37","3.98"]
[null,1096,"3.98","7.37","3.98"]
[null,1097,"4.06","7.51","4.06"]
[null,1098,"4.06","7.51","4.06"]
[null,1099,"4.18","7.74","4.18"]
[null,1100,"4.18","7.74","4.18"]
[null,1101,"3.85","7.12","3.85"]
[null,1102,"3.85","7.12","3.85"]
[null,1103,"3.35","6.21","3.35"]
[null,1104,"3.35","6.21","3.35"]
[null,1105,"3.13","5.79","3.13"]
[null,1106,"3.13","5.79","3.13"]
[null,1107,"3.13","5.79","3.13"]
[null,1108,"3.13","5.79","3.13"]
[null,1109,"3.13","5.79","3.13"]
[null,1110,"3.57","6.61","3.57"]
[null,1111,"3.57","6.61","3.57"]
[null,1112,"4.14","7.66","4.14"]
[null,1113,"4.14","7.66","4.14"]
[null,1114,"4.14","7.66","4.14"]
[null,1115,"3.98","7.37","3.98"]
[null,1116,"3.98","7.37","3.98"]
[null,1117,"3.98","7.37","3.98"]
[null,1118,"3.98","7.37","3.98"]
[null,1119,"3.98","7.37","3.98"]
[null,1120,"3.98","7.37","3.98"]
[null,1121,"4.06","7.51","4.06"]
[null,1122,"4.06","7.51","4.06"]
[null,1123,"4.18","7.74","4.18"]
[null,1124,"4.18","7.74","4.18"]
[null,1125,"3.85","7.12","3.85"]
[null,1126,"3.85","7.12","3.85"]
[null,1127,"3.35","6.21","3.35"]
[null,1128,"3.35","6.21","3.35"]
[null,1129,3,"5.55",3]
[null,1130,3,"5.55",3]
[null,1131,3,"5.55",3]
[null,1132,3,"5.55",3]
[null,1133,3,"5.55",3]
[null,1134,3,"5.55",3]
[null,1135,3,"5.55",3]
[null,1136,3,"5.55",3]
[null,1137,3,"5.55",3]
[null,1138,"3.25","6.01","3.25"]
[null,1139,"3.25","6.01","3.25"]
[null,1140,"3.25","6.01","3.25"]
[null,1141,"3.25","6.01","3.25"]
[null,1142,"3.25","6.01","3.25"]
[null,1143,"3.25","6.01","3.25"]
[null,1144,"3.25","6.01","3.25"]
[null,1145,"3.81","7.06","3.81"]
[null,1146,"3.81","7.06","3.81"]
[null,1147,"3.81","7.06","3.81"]
[null,1148,"3.81","7.06","3.81"]
[null,1149,"3.39","6.27","3.39"]
[null,1150,"3.39","6.27","3.39"]
[null,1151,"3.39","6.27","3.39"]
[null,1152,"3.39","6.27","3.39"]
[null,1153,3,"5.55",3]
[null,1154,3,"5.55",3]
[null,{"$f":"B1162+1","v":1155},3,"5.55",3]
[null,1156,3,"5.55",3]
[null,1157,3,"5.55",3]
[null,1158,3,"5.55",3]
[null,1159,3,"5.55",3]
[null,1160,3,"5.55",3]
[null,1161,3,"5.55",3]
[null,1162,"3.25","6.01","3.25"]
[null,1163,"3.25","6.01","3.25"]
[null,1164,"3.25","6.01","3.25"]
[null,1165,"3.25","6.01","3.25"]
[null,1166,"3.25","6.01","3.25"]
[null,1167,"3.25","6.01","3.25"]
[null,1168,"3.25","6.01","3.25"]
[null,1169,"3.81","7.06","3.81"]
[null,1170,"3.81","7.06","3.81"]
[null,1171,"3.81","7.06","3.81"]
[null,1172,"3.81","7.06","3.81"]
[null,1173,"3.39","6.27","3.39"]
[null,1174,"3.39","6.27","3.39"]
[null,1175,"3.39","6.27","3.39"]
[null,1176,"3.39","6.27","3.39"]
[null,1177,"3.13","5.79","3.13"]
[null,1178,"3.13","5.79","3.13"]
[null,1179,"3.13","5.79","3.13"]
[null,1180,"3.13","5.79","3.13"]
[null,1181,"3.13","5.79","3.13"]
[null,1182,"3.57","6.61","3.57"]
[null,1183,"3.57","6.61","3.57"]
[null,1184,"4.14","7.66","4.14"]
[null,1185,"4.14","7.66","4.14"]
[null,1186,"4.14","7.66","4.14"]
[null,1187,"3.98","7.37","3.98"]
[null,1188,"3.98","7.37","3.98"]
[null,1189,"3.98","7.37","3.98"]
[null,1190,"3.98","7.37","3.98"]
[null,1191,"3.98","7.37","3.98"]
[null,1192,"3.98","7.37","3.98"]
[null,1193,"4.06","7.51","4.06"]
[null,1194,"4.06","7.51","4.06"]
[null,1195,"4.18","7.74","4.18"]
[null,1196,"4.18","7.74","4.18"]
[null,1197,"3.85","7.12","3.85"]
[null,1198,"3.85","7.12","3.85"]
[null,1199,"3.35","6.21","3.35"]
[null,1200,"3.35","6.21","3.35"]
[null,1201,"3.13","5.79","3.13"]
[null,1202,"3.13","5.79","3.13"]
[null,1203,"3.13","5.79","3.13"]
[null,1204,"3.13","5.79","3.13"]
[null,1205,"3.13","5.79","3.13"]
[null,1206,"3.57","6.61","3.57"]
[null,1207,"3.57","6.61","3.57"]
[null,1208,"4.14","7.66","4.14"]
[null,1209,"4.14","7.66","4.14"]
[null,1210,"4.14","7.66","4.14"]
[null,1211,"3.98","7.37","3.98"]
[null,1212,"3.98","7.37","3.98"]
[null,1213,"3.98","7.37","3.98"]
[null,1214,"3.98","7.37","3.98"]
[null,1215,"3.98","7.37","3.98"]
[null,1216,"3.98","7.37","3.98"]
[null,1217,"4.06","7.51","4.06"]
[null,1218,"4.06","7.51","4.06"]
[null,{"$f":"B1226+1","v":1219},"4.18","7.74","4.18"]
[null,1220,"4.18","7.74","4.18"]
[null,1221,"3.85","7.12","3.85"]
[null,1222,"3.85","7.12","3.85"]
[null,1223,"3.35","6.21","3.35"]
[null,1224,"3.35","6.21","3.35"]
[null,1225,"3.13","5.79","3.13"]
[null,1226,"3.13","5.79","3.13"]
[null,1227,"3.13","5.79","3.13"]
[null,1228,"3.13","5.79","3.13"]
[null,1229,"3.13","5.79","3.13"]
[null,1230,"3.57","6.61","3.57"]
[null,1231,"3.57","6.61","3.57"]
[null,1232,"4.14","7.66","4.14"]
[null,1233,"4.14","7.66","4.14"]
[null,1234,"4.14","7.66","4.14"]
[null,1235,"3.98","7.37","3.98"]
[null,1236,"3.98","7.37","3.98"]
[null,1237,"3.98","7.37","3.98"]
[null,1238,"3.98","7.37","3.98"]
[null,1239,"3.98","7.37","3.98"]
[null,1240,"3.98","7.37","3.98"]
[null,1241,"4.06","7.51","4.06"]
[null,1242,"4.06","7.51","4.06"]
[null,1243,"4.18","7.74","4.18"]
[null,1244,"4.18","7.74","4.18"]
[null,1245,"3.85","7.12","3.85"]
[null,1246,"3.85","7.12","3.85"]
[null,1247,"3.35","6.21","3.35"]
[null,1248,"3.35","6.21","3.35"]
[null,1249,"3.13","5.79","3.13"]
[null,1250,"3.13","5.79","3.13"]
[null,1251,"3.13","5.79","3.13"]
[null,1252,"3.13","5.79","3.13"]
[null,1253,"3.13","5.79","3.13"]
[null,1254,"3.57","6.61","3.57"]
[null,1255,"3.57","6.61","3.57"]
[null,1256,"4.14","7.66","4.14"]
[null,1257,"4.14","7.66","4.14"]
[null,1258,"4.14","7.66","4.14"]
[null,1259,"3.98","7.37","3.98"]
[null,1260,"3.98","7.37","3.98"]
[null,1261,"3.98","7.37","3.98"]
[null,1262,"3.98","7.37","3.98"]
[null,1263,"3.98","7.37","3.98"]
[null,1264,"3.98","7.37","3.98"]
[null,1265,"4.06","7.51","4.06"]
[null,1266,"4.06","7.51","4.06"]
[null,1267,"4.18","7.74","4.18"]
[null,1268,"4.18","7.74","4.18"]
[null,1269,"3.85","7.12","3.85"]
[null,1270,"3.85","7.12","3.85"]
[null,1271,"3.35","6.21","3.35"]
[null,1272,"3.35","6.21","3.35"]
[null,1273,"3.13","5.79","3.13"]
[null,1274,"3.13","5.79","3.13"]
[null,1275,"3.13","5.79","3.13"]
[null,1276,"3.13","5.79","3.13"]
[null,1277,"3.13","5.79","3.13"]
[null,1278,"3.57","6.61","3.57"]
[null,1279,"3.57","6.61","3.57"]
[null,1280,"4.14","7.66","4.14"]
[null,1281,"4.14","7.66","4.14"]
[null,1282,"4.14","7.66","4.14"]
[null,{"$f":"B1290+1","v":1283},"3.98","7.37","3.98"]
[null,1284,"3.98","7.37","3.98"]
[null,1285,"3.98","7.37","3.98"]
[null,1286,"3.98","7.37","3.98"]
[null,1287,"3.98","7.37","3.98"]
[null,1288,"3.98","7.37","3.98"]
[null,1289,"4.06","7.51","4.06"]
[null,1290,"4.06","7.51","4.06"]
[null,1291,"4.18","7.74","4.18"]
[null,1292,"4.18","7.74","4.18"]
[null,1293,"3.85","7.12","3.85"]
[null,1294,"3.85","7.12","3.85"]
[null,1295,"3.35","6.21","3.35"]
[null,1296,"3.35","6.21","3.35"]
[null,1297,3,"5.55",3]
[null,1298,3,"5.55",3]
[null,1299,3,"5.55",3]
[null,1300,3,"5.55",3]
[null,1301,3,"5.55",3]
[null,1302,3,"5.55",3]
[null,1303,3,"5.55",3]
[null,1304,3,"5.55",3]
[null,1305,3,"5.55",3]
[null,1306,"3.25","6.01","3.25"]
[null,1307,"3.25","6.01","3.25"]
[null,1308,"3.25","6.01","3.25"]
[null,1309,"3.25","6.01","3.25"]
[null,1310,"3.25","6.01","3.25"]
[null,1311,"3.25","6.01","3.25"]
[null,1312,"3.25","6.01","3.25"]
[null,1313,"3.81","7.06","3.81"]
[null,1314,"3.81","7.06","3.81"]
[null,1315,"3.81","7.06","3.81"]
[null,1316,"3.81","7.06","3.81"]
[null,1317,"3.39","6.27","3.39"]
[null,1318,"3.39","6.27","3.39"]
[null,1319,"3.39","6.27","3.39"]
[null,1320,"3.39","6.27","3.39"]
[null,1321,3,"5.55",3]
[null,1322,3,"5.55",3]
[null,1323,3,"5.55",3]
[null,1324,3,"5.55",3]
[null,1325,3,"5.55",3]
[null,1326,3,"5.55",3]
[null,1327,3,"5.55",3]
[null,1328,3,"5.55",3]
[null,1329,3,"5.55",3]
[null,1330,"3.25","6.01","3.25"]
[null,1331,"3.25","6.01","3.25"]
[null,1332,"3.25","6.01","3.25"]
[null,1333,"3.25","6.01","3.25"]
[null,1334,"3.25","6.01","3.25"]
[null,1335,"3.25","6.01","3.25"]
[null,1336,"3.25","6.01","3.25"]
[null,1337,"3.81","7.06","3.81"]
[null,1338,"3.81","7.06","3.81"]
[null,1339,"3.81","7.06","3.81"]
[null,1340,"3.81","7.06","3.81"]
[null,1341,"3.39","6.27","3.39"]
[null,1342,"3.39","6.27","3.39"]
[null,1343,"3.39","6.27","3.39"]
[null,1344,"3.39","6.27","3.39"]
[null,1345,"3.13","5.79","3.13"]
[null,1346,"3.13","5.79","3.13"]
[null,{"$f":"B1354+1","v":1347},"3.13","5.79","3.13"]
[null,1348,"3.13","5.79","3.13"]
[null,1349,"3.13","5.79","3.13"]
[null,1350,"3.57","6.61","3.57"]
[null,1351,"3.57","6.61","3.57"]
[null,1352,"4.14","7.66","4.14"]
[null,1353,"4.14","7.66","4.14"]
[null,1354,"4.14","7.66","4.14"]
[null,1355,"3.98","7.37","3.98"]
[null,1356,"3.98","7.37","3.98"]
[null,1357,"3.98","7.37","3.98"]
[null,1358,"3.98","7.37","3.98"]
[null,1359,"3.98","7.37","3.98"]
[null,1360,"3.98","7.37","3.98"]
[null,1361,"4.06","7.51","4.06"]
[null,1362,"4.06","7.51","4.06"]
[null,1363,"4.18","7.74","4.18"]
[null,1364,"4.18","7.74","4.18"]
[null,1365,"3.85","7.12","3.85"]
[null,1366,"3.85","7.12","3.85"]
[null,1367,"3.35","6.21","3.35"]
[null,1368,"3.35","6.21","3.35"]
[null,1369,"3.13","5.79","3.13"]
[null,1370,"3.13","5.79","3.13"]
[null,1371,"3.13","5.79","3.13"]
[null,1372,"3.13","5.79","3.13"]
[null,1373,"3.13","5.79","3.13"]
[null,1374,"3.57","6.61","3.57"]
[null,1375,"3.57","6.61","3.57"]
[null,1376,"4.14","7.66","4.14"]
[null,1377,"4.14","7.66","4.14"]
[null,1378,"4.14","7.66","4.14"]
[null,1379,"3.98","7.37","3.98"]
[null,1380,"3.98","7.37","3.98"]
[null,1381,"3.98","7.37","3.98"]
[null,1382,"3.98","7.37","3.98"]
[null,1383,"3.98","7.37","3.98"]
[null,1384,"3.98","7.37","3.98"]
[null,1385,"4.06","7.51","4.06"]
[null,1386,"4.06","7.51","4.06"]
[null,1387,"4.18","7.74","4.18"]
[null,1388,"4.18","7.74","4.18"]
[null,1389,"3.85","7.12","3.85"]
[null,1390,"3.85","7.12","3.85"]
[null,1391,"3.35","6.21","3.35"]
[null,1392,"3.35","6.21","3.35"]
[null,1393,"3.13","5.79","3.13"]
[null,1394,"3.13","5.79","3.13"]
[null,1395,"3.13","5.79","3.13"]
[null,1396,"3.13","5.79","3.13"]
[null,1397,"3.13","5.79","3.13"]
[null,1398,"3.57","6.61","3.57"]
[null,1399,"3.57","6.61","3.57"]
[null,1400,"4.14","7.66","4.14"]
[null,1401,"4.14","7.66","4.14"]
[null,1402,"4.14","7.66","4.14"]
[null,1403,"3.98","7.37","3.98"]
[null,1404,"3.98","7.37","3.98"]
[null,1405,"3.98","7.37","3.98"]
[null,1406,"3.98","7.37","3.98"]
[null,1407,"3.98","7.37","3.98"]
[null,1408,"3.98","7.37","3.98"]
[null,1409,"4.06","7.51","4.06"]
[null,1410,"4.06","7.51","4.06"]
[null,{"$f":"B1418+1","v":1411},"4.18","7.74","4.18"]
[null,1412,"4.18","7.74","4.18"]
[null,1413,"3.85","7.12","3.85"]
[null,1414,"3.85","7.12","3.85"]
[null,1415,"3.35","6.21","3.35"]
[null,1416,"3.35","6.21","3.35"]
[null,1417,"6.73","8.61","6.73"]
[null,1418,"6.73","8.61","6.73"]
[null,1419,"6.73","8.61","6.73"]
[null,1420,"6.73","8.61","6.73"]
[null,1421,"6.73","8.61","6.73"]
[null,1422,"7.5","9.6","7.5"]
[null,1423,"7.5","9.6","7.5"]
[null,1424,"8.85","11.32","8.85"]
[null,1425,"8.85","11.32","8.85"]
[null,1426,"8.85","11.32","8.85"]
[null,1427,"8.51","10.89","8.51"]
[null,1428,"8.51","10.89","8.51"]
[null,1429,"8.51","10.89","8.51"]
[null,1430,"8.51","10.89","8.51"]
[null,1431,"8.51","10.89","8.51"]
[null,1432,"8.51","10.89","8.51"]
[null,1433,"8.13","10.4","8.13"]
[null,1434,"8.13","10.4","8.13"]
[null,1435,"8.9","11.38","8.9"]
[null,1436,"8.9","11.38","8.9"]
[null,1437,"8.37","10.7","8.37"]
[null,1438,"8.37","10.7","8.37"]
[null,1439,"7.2","9.21","7.2"]
[null,1440,"7.2","9.21","7.2"]
[null,1441,"6.73","8.61","6.73"]
[null,1442,"6.73","8.61","6.73"]
[null,1443,"6.73","8.61","6.73"]
[null,1444,"6.73","8.61","6.73"]
[null,1445,"6.73","8.61","6.73"]
[null,1446,"7.5","9.6","7.5"]
[null,1447,"7.5","9.6","7.5"]
[null,1448,"8.85","11.32","8.85"]
[null,1449,"8.85","11.32","8.85"]
[null,1450,"8.85","11.32","8.85"]
[null,1451,"8.51","10.89","8.51"]
[null,1452,"8.51","10.89","8.51"]
[null,1453,"8.51","10.89","8.51"]
[null,1454,"8.51","10.89","8.51"]
[null,1455,"8.51","10.89","8.51"]
[null,1456,"8.51","10.89","8.51"]
[null,1457,"8.13","10.4","8.13"]
[null,1458,"8.13","10.4","8.13"]
[null,1459,"8.9","11.38","8.9"]
[null,1460,"8.9","11.38","8.9"]
[null,1461,"8.37","10.7","8.37"]
[null,1462,"8.37","10.7","8.37"]
[null,1463,"7.2","9.21","7.2"]
[null,1464,"7.2","9.21","7.2"]
[null,1465,"6.35","8.12","6.35"]
[null,1466,"6.35","8.12","6.35"]
[null,1467,"6.35","8.12","6.35"]
[null,1468,"6.35","8.12","6.35"]
[null,1469,"6.35","8.12","6.35"]
[null,1470,"6.35","8.12","6.35"]
[null,1471,"6.35","8.12","6.35"]
[null,1472,"6.35","8.12","6.35"]
[null,1473,"6.35","8.12","6.35"]
[null,1474,"6.99","8.94","6.99"]
[null,{"$f":"B1482+1","v":1475},"6.99","8.94","6.99"]
[null,1476,"6.99","8.94","6.99"]
[null,1477,"6.99","8.94","6.99"]
[null,1478,"6.99","8.94","6.99"]
[null,1479,"6.99","8.94","6.99"]
[null,1480,"6.99","8.94","6.99"]
[null,1481,"8.27","10.58","8.27"]
[null,1482,"8.27","10.58","8.27"]
[null,1483,"8.27","10.58","8.27"]
[null,1484,"8.27","10.58","8.27"]
[null,1485,"7.4","9.46","7.4"]
[null,1486,"7.4","9.46","7.4"]
[null,1487,"7.4","9.46","7.4"]
[null,1488,"7.4","9.46","7.4"]
[null,1489,"6.35","8.12","6.35"]
[null,1490,"6.35","8.12","6.35"]
[null,1491,"6.35","8.12","6.35"]
[null,1492,"6.35","8.12","6.35"]
[null,1493,"6.35","8.12","6.35"]
[null,1494,"6.35","8.12","6.35"]
[null,1495,"6.35","8.12","6.35"]
[null,1496,"6.35","8.12","6.35"]
[null,1497,"6.35","8.12","6.35"]
[null,1498,"6.99","8.94","6.99"]
[null,1499,"6.99","8.94","6.99"]
[null,1500,"6.99","8.94","6.99"]
[null,1501,"6.99","8.94","6.99"]
[null,1502,"6.99","8.94","6.99"]
[null,1503,"6.99","8.94","6.99"]
[null,1504,"6.99","8.94","6.99"]
[null,1505,"8.27","10.58","8.27"]
[null,1506,"8.27","10.58","8.27"]
[null,1507,"8.27","10.58","8.27"]
[null,1508,"8.27","10.58","8.27"]
[null,1509,"7.4","9.46","7.4"]
[null,1510,"7.4","9.46","7.4"]
[null,1511,"7.4","9.46","7.4"]
[null,1512,"7.4","9.46","7.4"]
[null,1513,"6.73","8.61","6.73"]
[null,1514,"6.73","8.61","6.73"]
[null,1515,"6.73","8.61","6.73"]
[null,1516,"6.73","8.61","6.73"]
[null,1517,"6.73","8.61","6.73"]
[null,1518,"7.5","9.6","7.5"]
[null,1519,"7.5","9.6","7.5"]
[null,1520,"8.85","11.32","8.85"]
[null,1521,"8.85","11.32","8.85"]
[null,1522,"8.85","11.32","8.85"]
[null,1523,"8.51","10.89","8.51"]
[null,1524,"8.51","10.89","8.51"]
[null,1525,"8.51","10.89","8.51"]
[null,1526,"8.51","10.89","8.51"]
[null,1527,"8.51","10.89","8.51"]
[null,1528,"8.51","10.89","8.51"]
[null,1529,"8.13","10.4","8.13"]
[null,1530,"8.13","10.4","8.13"]
[null,1531,"8.9","11.38","8.9"]
[null,1532,"8.9","11.38","8.9"]
[null,1533,"8.37","10.7","8.37"]
[null,1534,"8.37","10.7","8.37"]
[null,1535,"7.2","9.21","7.2"]
[null,1536,"7.2","9.21","7.2"]
[null,1537,"6.73","8.61","6.73"]
[null,1538,"6.73","8.61","6.73"]
[null,{"$f":"B1546+1","v":1539},"6.73","8.61","6.73"]
[null,1540,"6.73","8.61","6.73"]
[null,1541,"6.73","8.61","6.73"]
[null,1542,"7.5","9.6","7.5"]
[null,1543,"7.5","9.6","7.5"]
[null,1544,"8.85","11.32","8.85"]
[null,1545,"8.85","11.32","8.85"]
[null,1546,"8.85","11.32","8.85"]
[null,1547,"8.51","10.89","8.51"]
[null,1548,"8.51","10.89","8.51"]
[null,1549,"8.51","10.89","8.51"]
[null,1550,"8.51","10.89","8.51"]
[null,1551,"8.51","10.89","8.51"]
[null,1552,"8.51","10.89","8.51"]
[null,1553,"8.13","10.4","8.13"]
[null,1554,"8.13","10.4","8.13"]
[null,1555,"8.9","11.38","8.9"]
[null,1556,"8.9","11.38","8.9"]
[null,1557,"8.37","10.7","8.37"]
[null,1558,"8.37","10.7","8.37"]
[null,1559,"7.2","9.21","7.2"]
[null,1560,"7.2","9.21","7.2"]
[null,1561,"6.73","8.61","6.73"]
[null,1562,"6.73","8.61","6.73"]
[null,1563,"6.73","8.61","6.73"]
[null,1564,"6.73","8.61","6.73"]
[null,1565,"6.73","8.61","6.73"]
[null,1566,"7.5","9.6","7.5"]
[null,1567,"7.5","9.6","7.5"]
[null,1568,"8.85","11.32","8.85"]
[null,1569,"8.85","11.32","8.85"]
[null,1570,"8.85","11.32","8.85"]
[null,1571,"8.51","10.89","8.51"]
[null,1572,"8.51","10.89","8.51"]
[null,1573,"8.51","10.89","8.51"]
[null,1574,"8.51","10.89","8.51"]
[null,1575,"8.51","10.89","8.51"]
[null,1576,"8.51","10.89","8.51"]
[null,1577,"8.13","10.4","8.13"]
[null,1578,"8.13","10.4","8.13"]
[null,1579,"8.9","11.38","8.9"]
[null,1580,"8.9","11.38","8.9"]
[null,1581,"8.37","10.7","8.37"]
[null,1582,"8.37","10.7","8.37"]
[null,1583,"7.2","9.21","7.2"]
[null,1584,"7.2","9.21","7.2"]
[null,1585,"6.73","8.61","6.73"]
[null,1586,"6.73","8.61","6.73"]
[null,1587,"6.73","8.61","6.73"]
[null,1588,"6.73","8.61","6.73"]
[null,1589,"6.73","8.61","6.73"]
[null,1590,"7.5","9.6","7.5"]
[null,1591,"7.5","9.6","7.5"]
[null,1592,"8.85","11.32","8.85"]
[null,1593,"8.85","11.32","8.85"]
[null,1594,"8.85","11.32","8.85"]
[null,1595,"8.51","10.89","8.51"]
[null,1596,"8.51","10.89","8.51"]
[null,1597,"8.51","10.89","8.51"]
[null,1598,"8.51","10.89","8.51"]
[null,1599,"8.51","10.89","8.51"]
[null,1600,"8.51","10.89","8.51"]
[null,1601,"8.13","10.4","8.13"]
[null,1602,"8.13","10.4","8.13"]
[null,{"$f":"B1610+1","v":1603},"8.9","11.38","8.9"]
[null,1604,"8.9","11.38","8.9"]
[null,1605,"8.37","10.7","8.37"]
[null,1606,"8.37","10.7","8.37"]
[null,1607,"7.2","9.21","7.2"]
[null,1608,"7.2","9.21","7.2"]
[null,1609,"6.73","8.61","6.73"]
[null,1610,"6.73","8.61","6.73"]
[null,1611,"6.73","8.61","6.73"]
[null,1612,"6.73","8.61","6.73"]
[null,1613,"6.73","8.61","6.73"]
[null,1614,"7.5","9.6","7.5"]
[null,1615,"7.5","9.6","7.5"]
[null,1616,"8.85","11.32","8.85"]
[null,1617,"8.85","11.32","8.85"]
[null,1618,"8.85","11.32","8.85"]
[null,1619,"8.51","10.89","8.51"]
[null,1620,"8.51","10.89","8.51"]
[null,1621,"8.51","10.89","8.51"]
[null,1622,"8.51","10.89","8.51"]
[null,1623,"8.51","10.89","8.51"]
[null,1624,"8.51","10.89","8.51"]
[null,1625,"8.13","10.4","8.13"]
[null,1626,"8.13","10.4","8.13"]
[null,1627,"8.9","11.38","8.9"]
[null,1628,"8.9","11.38","8.9"]
[null,1629,"8.37","10.7","8.37"]
[null,1630,"8.37","10.7","8.37"]
[null,1631,"7.2","9.21","7.2"]
[null,1632,"7.2","9.21","7.2"]
[null,1633,"6.35","8.12","6.35"]
[null,1634,"6.35","8.12","6.35"]
[null,1635,"6.35","8.12","6.35"]
[null,1636,"6.35","8.12","6.35"]
[null,1637,"6.35","8.12","6.35"]
[null,1638,"6.35","8.12","6.35"]
[null,1639,"6.35","8.12","6.35"]
[null,1640,"6.35","8.12","6.35"]
[null,1641,"6.35","8.12","6.35"]
[null,1642,"6.99","8.94","6.99"]
[null,1643,"6.99","8.94","6.99"]
[null,1644,"6.99","8.94","6.99"]
[null,1645,"6.99","8.94","6.99"]
[null,1646,"6.99","8.94","6.99"]
[null,1647,"6.99","8.94","6.99"]
[null,1648,"6.99","8.94","6.99"]
[null,1649,"8.27","10.58","8.27"]
[null,1650,"8.27","10.58","8.27"]
[null,1651,"8.27","10.58","8.27"]
[null,1652,"8.27","10.58","8.27"]
[null,1653,"7.4","9.46","7.4"]
[null,1654,"7.4","9.46","7.4"]
[null,1655,"7.4","9.46","7.4"]
[null,1656,"7.4","9.46","7.4"]
[null,1657,"6.35","8.12","6.35"]
[null,1658,"6.35","8.12","6.35"]
[null,1659,"6.35","8.12","6.35"]
[null,1660,"6.35","8.12","6.35"]
[null,1661,"6.35","8.12","6.35"]
[null,1662,"6.35","8.12","6.35"]
[null,1663,"6.35","8.12","6.35"]
[null,1664,"6.35","8.12","6.35"]
[null,1665,"6.35","8.12","6.35"]
[null,1666,"6.99","8.94","6.99"]
[null,{"$f":"B1674+1","v":1667},"6.99","8.94","6.99"]
[null,1668,"6.99","8.94","6.99"]
[null,1669,"6.99","8.94","6.99"]
[null,1670,"6.99","8.94","6.99"]
[null,1671,"6.99","8.94","6.99"]
[null,1672,"6.99","8.94","6.99"]
[null,1673,"8.27","10.58","8.27"]
[null,1674,"8.27","10.58","8.27"]
[null,1675,"8.27","10.58","8.27"]
[null,1676,"8.27","10.58","8.27"]
[null,1677,"7.4","9.46","7.4"]
[null,1678,"7.4","9.46","7.4"]
[null,1679,"7.4","9.46","7.4"]
[null,1680,"7.4","9.46","7.4"]
[null,1681,"6.73","8.61","6.73"]
[null,1682,"6.73","8.61","6.73"]
[null,1683,"6.73","8.61","6.73"]
[null,1684,"6.73","8.61","6.73"]
[null,1685,"6.73","8.61","6.73"]
[null,1686,"7.5","9.6","7.5"]
[null,1687,"7.5","9.6","7.5"]
[null,1688,"8.85","11.32","8.85"]
[null,1689,"8.85","11.32","8.85"]
[null,1690,"8.85","11.32","8.85"]
[null,1691,"8.51","10.89","8.51"]
[null,1692,"8.51","10.89","8.51"]
[null,1693,"8.51","10.89","8.51"]
[null,1694,"8.51","10.89","8.51"]
[null,1695,"8.51","10.89","8.51"]
[null,1696,"8.51","10.89","8.51"]
[null,1697,"8.13","10.4","8.13"]
[null,1698,"8.13","10.4","8.13"]
[null,1699,"8.9","11.38","8.9"]
[null,1700,"8.9","11.38","8.9"]
[null,1701,"8.37","10.7","8.37"]
[null,1702,"8.37","10.7","8.37"]
[null,1703,"7.2","9.21","7.2"]
[null,1704,"7.2","9.21","7.2"]
[null,1705,"6.73","8.61","6.73"]
[null,1706,"6.73","8.61","6.73"]
[null,1707,"6.73","8.61","6.73"]
[null,1708,"6.73","8.61","6.73"]
[null,1709,"6.73","8.61","6.73"]
[null,1710,"7.5","9.6","7.5"]
[null,1711,"7.5","9.6","7.5"]
[null,1712,"8.85","11.32","8.85"]
[null,1713,"8.85","11.32","8.85"]
[null,1714,"8.85","11.32","8.85"]
[null,1715,"8.51","10.89","8.51"]
[null,1716,"8.51","10.89","8.51"]
[null,1717,"8.51","10.89","8.51"]
[null,1718,"8.51","10.89","8.51"]
[null,1719,"8.51","10.89","8.51"]
[null,1720,"8.51","10.89","8.51"]
[null,1721,"8.13","10.4","8.13"]
[null,1722,"8.13","10.4","8.13"]
[null,1723,"8.9","11.38","8.9"]
[null,1724,"8.9","11.38","8.9"]
[null,1725,"8.37","10.7","8.37"]
[null,1726,"8.37","10.7","8.37"]
[null,1727,"7.2","9.21","7.2"]
[null,1728,"7.2","9.21","7.2"]
[null,1729,"6.73","8.61","6.73"]
[null,1730,"6.73","8.61","6.73"]
[null,{"$f":"B1738+1","v":1731},"6.73","8.61","6.73"]
[null,1732,"6.73","8.61","6.73"]
[null,1733,"6.73","8.61","6.73"]
[null,1734,"7.5","9.6","7.5"]
[null,1735,"7.5","9.6","7.5"]
[null,1736,"8.85","11.32","8.85"]
[null,1737,"8.85","11.32","8.85"]
[null,1738,"8.85","11.32","8.85"]
[null,1739,"8.51","10.89","8.51"]
[null,1740,"8.51","10.89","8.51"]
[null,1741,"8.51","10.89","8.51"]
[null,1742,"8.51","10.89","8.51"]
[null,1743,"8.51","10.89","8.51"]
[null,1744,"8.51","10.89","8.51"]
[null,1745,"8.13","10.4","8.13"]
[null,1746,"8.13","10.4","8.13"]
[null,1747,"8.9","11.38","8.9"]
[null,1748,"8.9","11.38","8.9"]
[null,1749,"8.37","10.7","8.37"]
[null,1750,"8.37","10.7","8.37"]
[null,1751,"7.2","9.21","7.2"]
[null,1752,"7.2","9.21","7.2"]
[null,1753,"6.73","8.61","6.73"]
[null,1754,"6.73","8.61","6.73"]
[null,1755,"6.73","8.61","6.73"]
[null,1756,"6.73","8.61","6.73"]
[null,1757,"6.73","8.61","6.73"]
[null,1758,"7.5","9.6","7.5"]
[null,1759,"7.5","9.6","7.5"]
[null,1760,"8.85","11.32","8.85"]
[null,1761,"8.85","11.32","8.85"]
[null,1762,"8.85","11.32","8.85"]
[null,1763,"8.51","10.89","8.51"]
[null,1764,"8.51","10.89","8.51"]
[null,1765,"8.51","10.89","8.51"]
[null,1766,"8.51","10.89","8.51"]
[null,1767,"8.51","10.89","8.51"]
[null,1768,"8.51","10.89","8.51"]
[null,1769,"8.13","10.4","8.13"]
[null,1770,"8.13","10.4","8.13"]
[null,1771,"8.9","11.38","8.9"]
[null,1772,"8.9","11.38","8.9"]
[null,1773,"8.37","10.7","8.37"]
[null,1774,"8.37","10.7","8.37"]
[null,1775,"7.2","9.21","7.2"]
[null,1776,"7.2","9.21","7.2"]
[null,1777,"6.73","8.61","6.73"]
[null,1778,"6.73","8.61","6.73"]
[null,1779,"6.73","8.61","6.73"]
[null,1780,"6.73","8.61","6.73"]
[null,1781,"6.73","8.61","6.73"]
[null,1782,"7.5","9.6","7.5"]
[null,1783,"7.5","9.6","7.5"]
[null,1784,"8.85","11.32","8.85"]
[null,1785,"8.85","11.32","8.85"]
[null,1786,"8.85","11.32","8.85"]
[null,1787,"8.51","10.89","8.51"]
[null,1788,"8.51","10.89","8.51"]
[null,1789,"8.51","10.89","8.51"]
[null,1790,"8.51","10.89","8.51"]
[null,1791,"8.51","10.89","8.51"]
[null,1792,"8.51","10.89","8.51"]
[null,1793,"8.13","10.4","8.13"]
[null,1794,"8.13","10.4","8.13"]
[null,{"$f":"B1802+1","v":1795},"8.9","11.38","8.9"]
[null,1796,"8.9","11.38","8.9"]
[null,1797,"8.37","10.7","8.37"]
[null,1798,"8.37","10.7","8.37"]
[null,1799,"7.2","9.21","7.2"]
[null,1800,"7.2","9.21","7.2"]
[null,1801,"6.35","8.12","6.35"]
[null,1802,"6.35","8.12","6.35"]
[null,1803,"6.35","8.12","6.35"]
[null,1804,"6.35","8.12","6.35"]
[null,1805,"6.35","8.12","6.35"]
[null,1806,"6.35","8.12","6.35"]
[null,1807,"6.35","8.12","6.35"]
[null,1808,"6.35","8.12","6.35"]
[null,1809,"6.35","8.12","6.35"]
[null,1810,"6.99","8.94","6.99"]
[null,1811,"6.99","8.94","6.99"]
[null,1812,"6.99","8.94","6.99"]
[null,1813,"6.99","8.94","6.99"]
[null,1814,"6.99","8.94","6.99"]
[null,1815,"6.99","8.94","6.99"]
[null,1816,"6.99","8.94","6.99"]
[null,1817,"8.27","10.58","8.27"]
[null,1818,"8.27","10.58","8.27"]
[null,1819,"8.27","10.58","8.27"]
[null,1820,"8.27","10.58","8.27"]
[null,1821,"7.4","9.46","7.4"]
[null,1822,"7.4","9.46","7.4"]
[null,1823,"7.4","9.46","7.4"]
[null,1824,"7.4","9.46","7.4"]
[null,1825,"6.35","8.12","6.35"]
[null,1826,"6.35","8.12","6.35"]
[null,1827,"6.35","8.12","6.35"]
[null,1828,"6.35","8.12","6.35"]
[null,1829,"6.35","8.12","6.35"]
[null,1830,"6.35","8.12","6.35"]
[null,1831,"6.35","8.12","6.35"]
[null,1832,"6.35","8.12","6.35"]
[null,1833,"6.35","8.12","6.35"]
[null,1834,"6.99","8.94","6.99"]
[null,1835,"6.99","8.94","6.99"]
[null,1836,"6.99","8.94","6.99"]
[null,1837,"6.99","8.94","6.99"]
[null,1838,"6.99","8.94","6.99"]
[null,1839,"6.99","8.94","6.99"]
[null,1840,"6.99","8.94","6.99"]
[null,1841,"8.27","10.58","8.27"]
[null,1842,"8.27","10.58","8.27"]
[null,1843,"8.27","10.58","8.27"]
[null,1844,"8.27","10.58","8.27"]
[null,1845,"7.4","9.46","7.4"]
[null,1846,"7.4","9.46","7.4"]
[null,1847,"7.4","9.46","7.4"]
[null,1848,"7.4","9.46","7.4"]
[null,1849,"6.73","8.61","6.73"]
[null,1850,"6.73","8.61","6.73"]
[null,1851,"6.73","8.61","6.73"]
[null,1852,"6.73","8.61","6.73"]
[null,1853,"6.73","8.61","6.73"]
[null,1854,"7.5","9.6","7.5"]
[null,1855,"7.5","9.6","7.5"]
[null,1856,"8.85","11.32","8.85"]
[null,1857,"8.85","11.32","8.85"]
[null,1858,"8.85","11.32","8.85"]
[null,{"$f":"B1866+1","v":1859},"8.51","10.89","8.51"]
[null,1860,"8.51","10.89","8.51"]
[null,1861,"8.51","10.89","8.51"]
[null,1862,"8.51","10.89","8.51"]
[null,1863,"8.51","10.89","8.51"]
[null,1864,"8.51","10.89","8.51"]
[null,1865,"8.13","10.4","8.13"]
[null,1866,"8.13","10.4","8.13"]
[null,1867,"8.9","11.38","8.9"]
[null,1868,"8.9","11.38","8.9"]
[null,1869,"8.37","10.7","8.37"]
[null,1870,"8.37","10.7","8.37"]
[null,1871,"7.2","9.21","7.2"]
[null,1872,"7.2","9.21","7.2"]
[null,1873,"6.73","8.61","6.73"]
[null,1874,"6.73","8.61","6.73"]
[null,1875,"6.73","8.61","6.73"]
[null,1876,"6.73","8.61","6.73"]
[null,1877,"6.73","8.61","6.73"]
[null,1878,"7.5","9.6","7.5"]
[null,1879,"7.5","9.6","7.5"]
[null,1880,"8.85","11.32","8.85"]
[null,1881,"8.85","11.32","8.85"]
[null,1882,"8.85","11.32","8.85"]
[null,1883,"8.51","10.89","8.51"]
[null,1884,"8.51","10.89","8.51"]
[null,1885,"8.51","10.89","8.51"]
[null,1886,"8.51","10.89","8.51"]
[null,1887,"8.51","10.89","8.51"]
[null,1888,"8.51","10.89","8.51"]
[null,1889,"8.13","10.4","8.13"]
[null,1890,"8.13","10.4","8.13"]
[null,1891,"8.9","11.38","8.9"]
[null,1892,"8.9","11.38","8.9"]
[null,1893,"8.37","10.7","8.37"]
[null,1894,"8.37","10.7","8.37"]
[null,1895,"7.2","9.21","7.2"]
[null,1896,"7.2","9.21","7.2"]
[null,1897,"6.73","8.61","6.73"]
[null,1898,"6.73","8.61","6.73"]
[null,1899,"6.73","8.61","6.73"]
[null,1900,"6.73","8.61","6.73"]
[null,1901,"6.73","8.61","6.73"]
[null,1902,"7.5","9.6","7.5"]
[null,1903,"7.5","9.6","7.5"]
[null,1904,"8.85","11.32","8.85"]
[null,1905,"8.85","11.32","8.85"]
[null,1906,"8.85","11.32","8.85"]
[null,1907,"8.51","10.89","8.51"]
[null,1908,"8.51","10.89","8.51"]
[null,1909,"8.51","10.89","8.51"]
[null,1910,"8.51","10.89","8.51"]
[null,1911,"8.51","10.89","8.51"]
[null,1912,"8.51","10.89","8.51"]
[null,1913,"8.13","10.4","8.13"]
[null,1914,"8.13","10.4","8.13"]
[null,1915,"8.9","11.38","8.9"]
[null,1916,"8.9","11.38","8.9"]
[null,1917,"8.37","10.7","8.37"]
[null,1918,"8.37","10.7","8.37"]
[null,1919,"7.2","9.21","7.2"]
[null,1920,"7.2","9.21","7.2"]
[null,1921,"6.73","8.61","6.73"]
[null,1922,"6.73","8.61","6.73"]
[null,{"$f":"B1930+1","v":1923},"6.73","8.61","6.73"]
[null,1924,"6.73","8.61","6.73"]
[null,1925,"6.73","8.61","6.73"]
[null,1926,"7.5","9.6","7.5"]
[null,1927,"7.5","9.6","7.5"]
[null,1928,"8.85","11.32","8.85"]
[null,1929,"8.85","11.32","8.85"]
[null,1930,"8.85","11.32","8.85"]
[null,1931,"8.51","10.89","8.51"]
[null,1932,"8.51","10.89","8.51"]
[null,1933,"8.51","10.89","8.51"]
[null,1934,"8.51","10.89","8.51"]
[null,1935,"8.51","10.89","8.51"]
[null,1936,"8.51","10.89","8.51"]
[null,1937,"8.13","10.4","8.13"]
[null,1938,"8.13","10.4","8.13"]
[null,1939,"8.9","11.38","8.9"]
[null,1940,"8.9","11.38","8.9"]
[null,1941,"8.37","10.7","8.37"]
[null,1942,"8.37","10.7","8.37"]
[null,1943,"7.2","9.21","7.2"]
[null,1944,"7.2","9.21","7.2"]
[null,1945,"6.73","8.61","6.73"]
[null,1946,"6.73","8.61","6.73"]
[null,1947,"6.73","8.61","6.73"]
[null,1948,"6.73","8.61","6.73"]
[null,1949,"6.73","8.61","6.73"]
[null,1950,"7.5","9.6","7.5"]
[null,1951,"7.5","9.6","7.5"]
[null,1952,"8.85","11.32","8.85"]
[null,1953,"8.85","11.32","8.85"]
[null,1954,"8.85","11.32","8.85"]
[null,1955,"8.51","10.89","8.51"]
[null,1956,"8.51","10.89","8.51"]
[null,1957,"8.51","10.89","8.51"]
[null,1958,"8.51","10.89","8.51"]
[null,1959,"8.51","10.89","8.51"]
[null,1960,"8.51","10.89","8.51"]
[null,1961,"8.13","10.4","8.13"]
[null,1962,"8.13","10.4","8.13"]
[null,1963,"8.9","11.38","8.9"]
[null,1964,"8.9","11.38","8.9"]
[null,1965,"8.37","10.7","8.37"]
[null,1966,"8.37","10.7","8.37"]
[null,1967,"7.2","9.21","7.2"]
[null,1968,"7.2","9.21","7.2"]
[null,1969,"6.35","8.12","6.35"]
[null,1970,"6.35","8.12","6.35"]
[null,1971,"6.35","8.12","6.35"]
[null,1972,"6.35","8.12","6.35"]
[null,1973,"6.35","8.12","6.35"]
[null,1974,"6.35","8.12","6.35"]
[null,1975,"6.35","8.12","6.35"]
[null,1976,"6.35","8.12","6.35"]
[null,1977,"6.35","8.12","6.35"]
[null,1978,"6.99","8.94","6.99"]
[null,1979,"6.99","8.94","6.99"]
[null,1980,"6.99","8.94","6.99"]
[null,1981,"6.99","8.94","6.99"]
[null,1982,"6.99","8.94","6.99"]
[null,1983,"6.99","8.94","6.99"]
[null,1984,"6.99","8.94","6.99"]
[null,1985,"8.27","10.58","8.27"]
[null,1986,"8.27","10.58","8.27"]
[null,{"$f":"B1994+1","v":1987},"8.27","10.58","8.27"]
[null,1988,"8.27","10.58","8.27"]
[null,1989,"7.4","9.46","7.4"]
[null,1990,"7.4","9.46","7.4"]
[null,1991,"7.4","9.46","7.4"]
[null,1992,"7.4","9.46","7.4"]
[null,1996,"6.35","8.12","6.35"]
[null,2014,"7.4","9.46","7.4"]
[null,2023,"7.5","9.6","7.5"]
[null,2036,"8.9","11.38","8.9"]
[null,2045,"6.73","8.61","6.73"]
[null,2054,"8.51","10.89","8.51"]
[null,2067,"6.73","8.61","6.73"]
[null,2078,"8.51","10.89","8.51"]
[null,2088,"7.2","9.21","7.2"]
[null,2109,"8.37","10.7","8.37"]
[null,2118,"7.5","9.6","7.5"]
[null,2131,"8.9","11.38","8.9"]
[null,2140,"6.35","8.12","6.35"]
[null,2149,"6.99","8.94","6.99"]
[null,2160,"7.4","9.46","7.4"]
[null,2170,"20.47","11.84","20.47"]
[null,2183,"22.15","12.81","22.15"]
[null,2204,"24.36","14.09","24.36"]
[null,2213,"19.23","11.13","19.23"]
[null,2226,"23.11","13.37","23.11"]
[null,2235,"19.23","11.13","19.23"]
[null,2242,"26.42","15.28","26.42"]
[null,2256,"20.93","12.11","20.93"]
[null,2265,"26.42","15.28","26.42"]
[null,2278,"26.61","15.39","26.61"]
[null,2299,"24.36","14.09","24.36"]
[null,2308,"17.77","10.28","17.77"]
[null,2321,"23.48","13.58","23.48"]
[null,2330,"17.77","10.28","17.77"]
[null,2342,"20.47","11.84","20.47"]
[null,2351,"22.15","12.81","22.15"]
[null,2360,"26.42","15.28","26.42"]
[null,2373,"26.61","15.39","26.61"]
[null,2394,"23.11","13.37","23.11"]
[null,2403,"19.23","11.13","19.23"]
[null,2416,"25.26","14.61","25.26"]
[null,2420,"24.36","14.09","24.36"]
[null,2437,"25.26","14.61","25.26"]
[null,2446,"26.61","15.39","26.61"]
[null,2455,"21.64","12.52","21.64"]
[null,2468,"24.36","14.09","24.36"]
[null,2489,"23.48","13.58","23.48"]
[null,2502,"17.77","10.28","17.77"]
[null,2513,"23.48","13.58","23.48"]
[null,2519,"22.15","12.81","22.15"]
[null,2532,"25.26","14.61","25.26"]
[null,2541,"26.61","15.39","26.61"]
[null,2550,"21.64","12.52","21.64"]
[null,{"$f":"B2570+1","v":2563},"24.36","14.09","24.36"]
[null,2584,"25.26","14.61","25.26"]
[null,2597,"19.23","11.13","19.23"]
[null,2602,"26.42","15.28","26.42"]
[null,2614,"26.61","15.39","26.61"]
[null,{"$f":"B2634+1","v":2627},"25.26","14.61","25.26"]
[null,2636,"24.36","14.09","24.36"]
[null,2649,"17.77","10.28","17.77"]
[null,2658,"23.48","13.58","23.48"]
[null,2679,"20.47","11.84","20.47"]
[null,2684,"23.48","13.58","23.48"]
[null,2700,"25.26","14.61","25.26"]
[null,2709,"26.61","15.39","26.61"]
[null,2722,"26.42","15.28","26.42"]
[null,2731,"24.36","14.09","24.36"]
[null,2744,"26.42","15.28","26.42"]
[null,2753,"23.11","13.37","23.11"]
[null,2773,"25.26","14.61","25.26"]
[null,2786,"19.23","11.13","19.23"]
[null,2795,"25.26","14.61","25.26"]
[null,2804,"24.36","14.09","24.36"]
[null,2817,"17.77","10.28","17.77"]
[null,2826,"23.48","13.58","23.48"]
[null,2839,"17.77","10.28","17.77"]
[null,2848,"20.47","11.84","20.47"]
[null,2862,"21.64","12.52","21.64"]
[null,2881,"10.79","6.15","10.79"]
[null,2890,"16.19","9.23","16.19"]
[null,2903,"12.4","7.07","12.4"]
[null,2912,"16.19","9.23","16.19"]
[null,2921,"14.34","8.17","14.34"]
[null,2934,"13.14","7.49","13.14"]
[null,2944,"15.74","8.97","15.74"]
[null,2963,"15.74","8.97","15.74"]
[null,2976,"12.4","7.07","12.4"]
[null,2985,"10.08","5.74","10.08"]
[null,2998,"14.06","8.01","14.06"]
[null,3007,"10.08","5.74","10.08"]
[null,3016,"12.63","7.2","12.63"]
[null,3026,"10.79","6.15","10.79"]
[null,3037,"15.74","8.97","15.74"]
[null,3058,"16.19","9.23","16.19"]
[null,3071,"12.4","7.07","12.4"]
[null,3080,"16.19","9.23","16.19"]
[null,3093,"15.6","8.89","15.6"]
[null,3102,"13.14","7.49","13.14"]
[null,3111,"15.74","8.97","15.74"]
[null,3126,"13.14","7.49","13.14"]
[null,3132,"15.74","8.97","15.74"]
[null,3145,"10.08","5.74","10.08"]
[null,3166,"14.06","8.01","14.06"]
[null,3175,"10.08","5.74","10.08"]
[null,3188,"12.65","7.21","12.65"]
[null,3197,"10.79","6.15","10.79"]
[null,3204,"15.74","8.97","15.74"]
[null,3218,"10.79","6.15","10.79"]
[null,3227,"15.74","8.97","15.74"]
[null,3240,"12.4","7.07","12.4"]
[null,3261,"15.6","8.89","15.6"]
[null,3270,"13.14","7.49","13.14"]
[null,3283,"14.17","8.08","14.17"]
[null,3286,"15.6","8.89","15.6"]
[null,3304,"15.74","8.97","15.74"]
[null,3313,"10.08","5.74","10.08"]
[null,3322,"12.63","7.2","12.63"]
[null,3335,"14.06","8.01","14.06"]
[null,3356,"12.65","7.21","12.65"]
[null,3365,"10.79","6.15","10.79"]
[null,3378,"14.34","8.17","14.34"]
[null,3386,"10.79","6.15","10.79"]
[null,3399,"15.74","8.97","15.74"]
[null,3408,"12.4","7.07","12.4"]
[null,3417,"16.19","9.23","16.19"]
[null,3430,"15.6","8.89","15.6"]
[null,3451,"14.17","8.08","14.17"]
[null,3460,"10.79","6.15","10.79"]
[null,3468,"15.74","8.97","15.74"]
[null,3481,"10.08","5.74","10.08"]
[null,3494,"12.63","7.2","12.63"]
[null,3503,"14.06","8.01","14.06"]
[null,3512,"10.08","5.74","10.08"]
[null,3525,"14.06","8.01","14.06"]
[null,3546,"14.34","8.17","14.34"]
[null,3550,"15.6","8.89","15.6"]
[null,3567,"15.74","8.97","15.74"]
[null,3576,"12.4","7.07","12.4"]
[null,3589,"15.74","8.97","15.74"]
[null,3598,"15.6","8.89","15.6"]
[null,3607,"13.14","7.49","13.14"]
[null,3620,"14.17","8.08","14.17"]
[null,3641,"5.37","6.35","5.37"]
[null,3650,"3.69","4.36","3.69"]
[null,3662,"4.67","5.52","4.67"]
[null,3671,"5.05","5.97","5.05"]
[null,3684,"4.67","5.52","4.67"]
[null,3693,"5.05","5.97","5.05"]
[null,3706,6,"7.09",6]
[null,{"$f":"B3722+1","v":3715},"5.16","6.09","5.16"]
[null,3728,6,"7.09",6]
[null,3736,"5.85","6.91","5.85"]
[null,3757,"5.85","6.91","5.85"]
[null,3766,"5.5","6.5","5.5"]
[null,{"$f":"B3786+1","v":3779},"5.85","6.91","5.85"]
[null,3788,"5.16","6.09","5.16"]
[null,3801,6,"7.09",6]
[null,3810,"5.37","6.35","5.37"]
[null,3830,"4.67","5.52","4.67"]
[null,3831,"4.67","5.52","4.67"]
[null,3852,"4.67","5.52","4.67"]
[null,3861,"5.05","5.97","5.05"]
[null,3874,6,"7.09",6]
[null,3883,"5.16","6.09","5.16"]
[null,3896,6,"7.09",6]
[null,3910,"5.5","6.5","5.5"]
[null,3925,"5.85","6.91","5.85"]
[null,3926,"5.85","6.91","5.85"]
[null,3947,"5.85","6.91","5.85"]
[null,3960,"4.68","5.53","4.68"]
[null,3969,6,"7.09",6]
[null,3978,"5.37","6.35","5.37"]
[null,3992,"3.69","4.36","3.69"]
[null,3999,"4.67","5.52","4.67"]
[null,4020,"4.67","5.52","4.67"]
[null,4021,"4.67","5.52","4.67"]
[null,4042,6,"7.09",6]
[null,4055,"4.68","5.53","4.68"]
[null,4064,6,"7.09",6]
[null,4070,"5.85","6.91","5.85"]
[null,4085,"3.92","4.64","3.92"]
[null,4094,"5.85","6.91","5.85"]
[null,4115,"5.85","6.91","5.85"]
[null,4116,"5.85","6.91","5.85"]
[null,4137,6,"7.09",6]
[null,4150,"5.5","6.5","5.5"]
[null,4159,"3.69","4.36","3.69"]
[null,4170,"4.74","5.6","4.74"]
[null,4180,"3.69","4.36","3.69"]
[null,4189,"4.67","5.52","4.67"]
[null,4202,"3.92","4.64","3.92"]
[null,4211,"5.85","6.91","5.85"]
[null,4232,6,"7.09",6]
[null,4245,"5.5","6.5","5.5"]
[null,4252,"3.92","4.64","3.92"]
[null,4262,"5.85","6.91","5.85"]
[null,4275,"3.92","4.64","3.92"]
[null,4284,"5.85","6.91","5.85"]
[null,4297,"3.92","4.64","3.92"]
[null,4306,6,"7.09",6]
[null,4327,"3.69","4.36","3.69"]
[null,4334,"4.67","5.52","4.67"]
[null,4348,"2.99","4.25","2.99"]
[null,4361,"3.35","4.76","3.35"]
[null,4370,"2.94","4.17","2.94"]
[null,4379,"4.32","6.13","4.32"]
[null,4392,"3.51","4.99","3.51"]
[null,4401,"4.39","6.23","4.39"]
[null,4422,"3.48","4.94","3.48"]
[null,4434,4,"5.68",4]
[null,4443,"2.94","4.17","2.94"]
[null,4456,"4.32","6.13","4.32"]
[null,4465,"2.94","4.17","2.94"]
[null,4474,"4.39","6.23","4.39"]
[null,4487,"3.51","4.99","3.51"]
[null,4496,"2.99","4.25","2.99"]
[null,4512,"3.88","5.51","3.88"]
[null,4529,"3.35","4.76","3.35"]
[null,4538,"2.94","4.17","2.94"]
[null,4551,"4.32","6.13","4.32"]
[null,4560,"3.51","4.99","3.51"]
[null,4569,"4.39","6.23","4.39"]
[null,4582,"4.18","5.93","4.18"]
[null,4594,"4.39","6.23","4.39"]
[null,4603,"3.83","5.44","3.83"]
[null,4624,"4.32","6.13","4.32"]
[null,4633,"2.94","4.17","2.94"]
[null,4646,"4.32","6.13","4.32"]
[null,4655,"3.51","4.99","3.51"]
[null,4664,"2.99","4.25","2.99"]
[null,4677,"3.88","5.51","3.88"]
[null,4694,"3.44","4.88","3.44"]
[null,4698,"3.35","4.76","3.35"]
[null,4719,"4.32","6.13","4.32"]
[null,4728,"3.51","4.99","3.51"]
[null,4741,"4.32","6.13","4.32"]
[null,4750,"4.18","5.93","4.18"]
[null,4759,"3.48","4.94","3.48"]
[null,4776,"3.51","4.99","3.51"]
[null,4780,"2.94","4.17","2.94"]
[null,4793,4,"5.68",4]
[null,4814,"4.32","6.13","4.32"]
[null,4823,"3.51","4.99","3.51"]
[null,4836,"3.44","4.88","3.44"]
[null,4845,"3.88","5.51","3.88"]
[null,4858,"3.44","4.88","3.44"]
[null,4866,"3.35","4.76","3.35"]
[null,4875,"2.94","4.17","2.94"]
[null,4888,"4.32","6.13","4.32"]
[null,4909,"4.32","6.13","4.32"]
[null,4918,"4.18","5.93","4.18"]
[null,{"$f":"B4938+1","v":4931},"4.32","6.13","4.32"]
[null,4940,"3.83","5.44","3.83"]
[null,4947,"2.94","4.17","2.94"]
[null,4961,4,"5.68",4]
[null,4970,"2.94","4.17","2.94"]
[null,4983,"4.32","6.13","4.32"]
[null,5004,"3.44","4.88","3.44"]
[null,5017,"2.99","4.25","2.99"]
[null,5026,"3.44","4.88","3.44"]
[null,5036,"3.35","4.76","3.35"]
[null,5047,"3.48","4.94","3.48"]
[null,5056,"4.32","6.13","4.32"]
[null,5065,"2.94","4.17","2.94"]
[null,5078,"4.32","6.13","4.32"]
[null,5099,"4.28","5.11","4.28"]
[null,5112,"3.4","4.05","3.4"]
[null,5118,"3.36","4.01","3.36"]
[null,5129,"3.95","4.72","3.95"]
[null,5142,"3.36","4.01","3.36"]
[null,5151,"4.28","5.11","4.28"]
[null,5160,"3.4","4.05","3.4"]
[null,5173,"3.38","4.03","3.38"]
[null,5194,"3.38","4.03","3.38"]
[null,5207,"4.01","4.78","4.01"]
[null,5218,"4.35","5.2","4.35"]
[null,5224,"4.28","5.11","4.28"]
[null,5237,"2.95","3.52","2.95"]
[null,5246,"4.28","5.11","4.28"]
[null,5259,"2.95","3.52","2.95"]
[null,5268,"4.28","5.11","4.28"]
[null,5289,"4.35","5.2","4.35"]
[null,5300,"4.09","4.88","4.09"]
[null,5310,"3.36","4.01","3.36"]
[null,5319,"4.28","5.11","4.28"]
[null,5332,"2.91","3.48","2.91"]
[null,5341,"3.38","4.03","3.38"]
[null,5354,"2.91","3.48","2.91"]
[null,5363,"3.38","4.03","3.38"]
[null,5378,"2.95","3.52","2.95"]
[null,5396,"4.09","4.88","4.09"]
[null,5405,"2.95","3.52","2.95"]
[null,5418,"3.95","4.72","3.95"]
[null,5427,"2.95","3.52","2.95"]
[null,5436,"4.28","5.11","4.28"]
[null,5449,"2.95","3.52","2.95"]
[null,5458,"4.35","5.2","4.35"]
[null,5478,"3.36","4.01","3.36"]
[null,5491,"4.09","4.88","4.09"]
[null,5500,"2.91","3.48","2.91"]
[null,5513,"3.36","4.01","3.36"]
[null,5522,"2.91","3.48","2.91"]
[null,5531,"3.38","4.03","3.38"]
[null,5544,"4.01","4.78","4.01"]
[null,5560,"4.28","5.11","4.28"]
[null,5573,"2.95","3.52","2.95"]
[null,5586,"3.95","4.72","3.95"]
[null,5595,"2.95","3.52","2.95"]
[null,5608,"4.28","5.11","4.28"]
[null,5617,"2.95","3.52","2.95"]
[null,5626,"4.35","5.2","4.35"]
[null,5642,"2.95","3.52","2.95"]
[null,5647,"3.36","4.01","3.36"]
[null,5660,"4.09","4.88","4.09"]
[null,5681,"3.36","4.01","3.36"]
[null,5690,"2.91","3.48","2.91"]
[null,5703,"3.38","4.03","3.38"]
[null,5712,"4.01","4.78","4.01"]
[null,5721,"4.35","5.2","4.35"]
[null,5731,"4.09","4.88","4.09"]
[null,5742,"3.36","4.01","3.36"]
[null,5755,"4.09","4.88","4.09"]
[null,5776,"4.28","5.11","4.28"]
[null,5785,"2.95","3.52","2.95"]
[null,5798,"4.28","5.11","4.28"]
[null,5807,"3.4","4.05","3.4"]
[null,5820,"4.28","5.11","4.28"]
[null,5828,"4.09","4.88","4.09"]
[null,5837,"2.88","3.69","2.88"]
[null,5850,"4.15","5.33","4.15"]
[null,5871,"3.34","4.28","3.34"]
[null,5880,"3.45","4.43","3.45"]
[null,5893,"4.28","5.49","4.28"]
[null,5902,"4.23","5.43","4.23"]
[null,5914,"4.41","5.66","4.41"]
[null,5923,"4.6","5.91","4.6"]
[null,5932,"2.99","3.84","2.99"]
[null,5945,"3.97","5.1","3.97"]
[null,5966,"4.28","5.49","4.28"]
[null,5975,"3.32","4.26","3.32"]
[null,5984,"4.41","5.66","4.41"]
[null,5996,"4.6","5.91","4.6"]
[null,6009,"2.88","3.69","2.88"]
[null,6018,"4.15","5.33","4.15"]
[null,6027,"2.88","3.69","2.88"]
[null,6040,"3.34","4.28","3.34"]
[null,6061,"4.28","5.49","4.28"]
[null,6062,"4.28","5.49","4.28"]
[null,6084,"4.28","5.49","4.28"]
[null,6091,"4.6","5.91","4.6"]
[null,6104,"4.41","5.66","4.41"]
[null,6113,"3.97","5.1","3.97"]
[null,6122,"2.99","3.84","2.99"]
[null,6135,"4.28","5.49","4.28"]
[null,6156,"4.28","5.49","4.28"]
[null,6166,"4.23","5.43","4.23"]
[null,6177,"2.88","3.69","2.88"]
[null,6186,"4.15","5.33","4.15"]
[null,6199,"2.88","3.69","2.88"]
[null,6208,"3.34","4.28","3.34"]
[null,6217,"2.99","3.84","2.99"]
[null,6230,"4.28","5.49","4.28"]
[null,6244,"2.99","3.84","2.99"]
[null,6251,"4.28","5.49","4.28"]
[null,6272,"4.41","5.66","4.41"]
[null,6281,"3.97","5.1","3.97"]
[null,6294,"3.58","4.59","3.58"]
[null,6303,"4.28","5.49","4.28"]
[null,6316,"2.99","3.84","2.99"]
[null,6325,"4.28","5.49","4.28"]
[null,6344,"2.88","3.69","2.88"]
[null,6346,"3.34","4.28","3.34"]
[null,6367,"2.88","3.69","2.88"]
[null,6376,"3.34","4.28","3.34"]
[null,6389,"2.99","3.84","2.99"]
[null,6398,"4.28","5.49","4.28"]
[null,6411,"2.99","3.84","2.99"]
[null,6426,"3.97","5.1","3.97"]
[null,6440,"4.41","5.66","4.41"]
[null,6441,"4.41","5.66","4.41"]
[null,6462,"3.58","4.59","3.58"]
[null,6475,"4.6","5.91","4.6"]
[null,6484,"2.99","3.84","2.99"]
[null,6493,"4.28","5.49","4.28"]
[null,6508,"2.88","3.69","2.88"]
[null,6514,"3.34","4.28","3.34"]
[null,6535,"2.88","3.69","2.88"]
[null,6536,"2.88","3.69","2.88"]
[null,6557,"3.94","4.39","3.94"]
[null,6570,"5.48","6.11","5.48"]
[null,6579,"3.94","4.39","3.94"]
[null,6588,"5.47","6.09","5.47"]
[null,6597,"5.27","5.87","5.27"]
[null,6609,"5.67","6.32","5.67"]
[null,6630,"4.77","5.32","4.77"]
[null,6631,"4.77","5.32","4.77"]
[null,6652,"3.94","4.39","3.94"]
[null,6665,"5.48","6.11","5.48"]
[null,6674,"3.75","4.17","3.75"]
[null,6686,"4.38","4.88","4.38"]
[null,6695,"4.49",5,"4.49"]
[null,6704,"3.75","4.17","3.75"]
[null,6717,"4.49",5,"4.49"]
[null,6726,"4.77","5.32","4.77"]
[null,6747,"3.94","4.39","3.94"]
[null,6760,"5.47","6.09","5.47"]
[null,6768,"4.28","4.77","4.28"]
[null,6777,"5.67","6.32","5.67"]
[null,6790,"5.27","5.87","5.27"]
[null,6799,"4.77","5.32","4.77"]
[null,6812,"5.89","6.56","5.89"]
[null,6821,"3.94","4.39","3.94"]
[null,6842,"3.75","4.17","3.75"]
[null,6855,"4.38","4.88","4.38"]
[null,6857,"5.32","5.93","5.32"]
[null,6872,"3.75","4.17","3.75"]
[null,6885,"4.49",5,"4.49"]
[null,6894,"4.77","5.32","4.77"]
[null,6907,"5.89","6.56","5.89"]
[null,6916,"3.94","4.39","3.94"]
[null,6937,"3.94","4.39","3.94"]
[null,6950,"5.47","6.09","5.47"]
[null,6958,"5.27","5.87","5.27"]
[null,6971,"5.47","6.09","5.47"]
[null,6980,"5.89","6.56","5.89"]
[null,6989,"3.94","4.39","3.94"]
[null,7002,"5.48","6.11","5.48"]
[null,7011,"3.75","4.17","3.75"]
[null,7028,"5.32","5.93","5.32"]
[null,7044,"4.38","4.88","4.38"]
[null,7053,"4.49",5,"4.49"]
[null,7066,"5.67","6.32","5.67"]
[null,7075,"5.89","6.56","5.89"]
[null,7084,"3.94","4.39","3.94"]
[null,7097,"5.48","6.11","5.48"]
[null,7106,"3.94","4.39","3.94"]
[null,7121,"5.48","6.11","5.48"]
[null,7139,"5.47","6.09","5.47"]
[null,7148,"5.89","6.56","5.89"]
[null,7161,"5.67","6.32","5.67"]
[null,7170,"5.48","6.11","5.48"]
[null,7179,"3.75","4.17","3.75"]
[null,7192,"4.38","4.88","4.38"]
[null,7210,"4.38","4.88","4.38"]
[null,7213,"4.38","4.88","4.38"]
[null,7234,"5.67","6.32","5.67"]
[null,7243,"5.89","6.56","5.89"]
[null,7256,"5.67","6.32","5.67"]
[null,7265,"5.48","6.11","5.48"]
[null,7274,"3.94","4.39","3.94"]
[null,7292,"5.89","6.56","5.89"]
[null,7295,"4.28","4.77","4.28"]
[null,7308,"6.49","6.36","6.49"]
[null,7329,"6.62","6.48","6.62"]
[null,7338,"6.93","6.79","6.93"]
[null,7351,"4.5","4.41","4.5"]
[null,7360,"5.31","5.2","5.31"]
[null,7373,"4.5","4.41","4.5"]
[null,7381,"5.31","5.2","5.31"]
[null,7390,"5.33","5.23","5.33"]
[null,7403,"6.49","6.36","6.49"]
[null,7424,"6.62","6.48","6.62"]
[null,7433,"6.93","6.79","6.93"]
[null,7446,"5.72","5.6","5.72"]
[null,7455,"6.49","6.36","6.49"]
[null,7463,"5.13","5.03","5.13"]
[null,7476,"6.49","6.36","6.49"]
[null,7485,"6.07","5.95","6.07"]
[null,7498,"6.62","6.48","6.62"]
[null,7519,"4.5","4.41","4.5"]
[null,7528,"5.31","5.2","5.31"]
[null,7541,"4.5","4.41","4.5"]
[null,7552,"5.31","5.2","5.31"]
[null,7562,"4.74","4.64","4.74"]
[null,7571,"6.49","6.36","6.49"]
[null,7580,"6.73","6.59","6.73"]
[null,7593,"6.62","6.48","6.62"]
[null,7614,"5.72","5.6","5.72"]
[null,7627,"6.73","6.59","6.73"]
[null,7636,"4.74","4.64","4.74"]
[null,7641,"6.62","6.48","6.62"]
[null,7657,"4.74","4.64","4.74"]
[null,7666,"6.62","6.48","6.62"]
[null,7675,"6.73","6.59","6.73"]
[null,7688,"4.5","4.41","4.5"]
[null,7709,"4.5","4.41","4.5"]
[null,7722,"6.15","6.03","6.15"]
[null,7723,"6.15","6.03","6.15"]
[null,7739,"6.49","6.36","6.49"]
[null,7752,"5.13","5.03","5.13"]
[null,7761,"6.62","6.48","6.62"]
[null,7774,"6.07","5.95","6.07"]
[null,7783,"5.72","5.6","5.72"]
[null,7804,"4.74","4.64","4.74"]
[null,7816,"6.49","6.36","6.49"]
[null,7825,"4.74","4.64","4.74"]
[null,7834,"6.62","6.48","6.62"]
[null,7847,"5.13","5.03","5.13"]
[null,7856,"4.5","4.41","4.5"]
[null,7869,"5.33","5.23","5.33"]
[null,7878,"4.5","4.41","4.5"]
[null,7899,"4.74","4.64","4.74"]
[null,7905,"6.62","6.48","6.62"]
[null,7920,"5.13","5.03","5.13"]
[null,7929,"6.62","6.48","6.62"]
[null,7942,"6.07","5.95","6.07"]
[null,7951,"5.72","5.6","5.72"]
[null,7964,"6.73","6.59","6.73"]
[null,7973,"4.74","4.64","4.74"]
[null,7994,"4.74","4.64","4.74"]
[null,8006,"6.49","6.36","6.49"]
[null,8015,"5.13","5.03","5.13"]
[null,8028,"4.41","5.74","4.41"]
[null,8037,"4.42","5.75","4.42"]
[null,8046,"3.76","4.88","3.76"]
[null,8059,"4.97","6.46","4.97"]
[null,8076,"5.24","6.81","5.24"]
[null,8088,"4.25","5.52","4.25"]
[null,8101,"5.24","6.81","5.24"]
[null,8110,"4.92","6.4","4.92"]
[null,8123,"5.24","6.81","5.24"]
[null,8132,"5.38",7,"5.38"]
[null,8141,"3.95","5.14","3.95"]
[null,8154,"5.59","7.28","5.59"]
[null,8165,"3.95","5.14","3.95"]
[null,8175,"5.24","6.81","5.24"]
[null,8196,"4.41","5.74","4.41"]
[null,8205,"4.42","5.75","4.42"]
[null,8218,"4.41","5.74","4.41"]
[null,8227,"4.97","6.46","4.97"]
[null,8236,"3.95","5.14","3.95"]
[null,8247,"5.24","6.81","5.24"]
[null,8257,"3.95","5.14","3.95"]
[null,8270,"5.24","6.81","5.24"]
[null,8291,"5.24","6.81","5.24"]
[null,8300,"5.38",7,"5.38"]
[null,8313,"5.36","6.97","5.36"]
[null,8322,"5.59","7.28","5.59"]
[null,8336,"5.36","6.97","5.36"]
[null,8343,"5.24","6.81","5.24"]
[null,8352,"4.25","5.52","4.25"]
[null,8365,"4.41","5.74","4.41"]
[null,8386,"4.41","5.74","4.41"]
[null,8395,"4.97","6.46","4.97"]
[null,8408,"5.36","6.97","5.36"]
[null,8417,"5.59","7.28","5.59"]
[null,8429,"3.95","5.14","3.95"]
[null,8438,"5.24","6.81","5.24"]
[null,8447,"4.25","5.52","4.25"]
[null,8460,"5.24","6.81","5.24"]
[null,8481,"5.36","6.97","5.36"]
[null,8490,"5.59","7.28","5.59"]
[null,8503,"4.66","6.06","4.66"]
[null,8507,"5.24","6.81","5.24"]
[null,8524,"3.76","4.88","3.76"]
[null,8533,"4.41","5.74","4.41"]
[null,8542,"4.42","5.75","4.42"]
[null,8555,"4.41","5.74","4.41"]
[null,8576,"5.36","6.97","5.36"]
[null,8585,"5.59","7.28","5.59"]
[null,8589,"4.92","6.4","4.92"]
[null,8606,"5.24","6.81","5.24"]
[null,8619,"3.95","5.14","3.95"]
[null,8628,"5.24","6.81","5.24"]
[null,8637,"4.92","6.4","4.92"]
[null,8650,"5.36","6.97","5.36"]
[null,8671,"4.66","6.06","4.66"]
[null,8672,"5.36","6.97","5.36"]
[null,8689,"3.76","4.88","3.76"]
[null,8701,"4.41","5.74","4.41"]
[null,8714,"3.76","4.88","3.76"]
[null,8723,"4.41","5.74","4.41"]
[null,8732,"4.97","6.46","4.97"]
[]
[]
[]
[]
[]
[]
[]
[]
[]
[]
[]
[]
[]
[]
[]
[]
[]
[]
[]
[]
[]
[]
[]
[]
[]
[]
[]
[]
[]
[]
[]
[]
[]
[]
[]
[]
[]
[]
[]
[]
[]
[]
[]
[]
[]
[]
[]
[]
[]
[]
[]
[]
[]
[]
[]
[]
[]
[]
[]
[]
[]
[]
[]
[]
[]
[]
[]
[]
[]
[]
[]
[]
[]
[]
[]
[]
[]
[]
[]
[]
[]
[]
[]
[]
[]
[]
[]
[]
[]
[]
[]
[]
[]
[]
[]
[]
[]
[]
[]
[]
[]
[]
[]
[]
[]
[]
[]
[]
[]
[]
[]
[]
[]
[]
[]
[]
[]
[]
[]
[]
[]
[]
[]
[]
[]
[]
[]
[]
[]
[]
[]
[]
[]
[]
[]
[]
[]
[]
[]
[]
[]
[]
[]
[]
[]
[]
[]
[]
[]
[]
[]
[]
[]
[]
[]
[]
[]
[]
[]
[]
[]
[]
[]
[]
[]
[]
[]
[]
[]
[]
[]
[]
[]
[]
[]
[]
[]
[]
[]
[]
[]
[]
[]
[]
[]
[]
[]
[]
[]
[]
[]
[]
[]
[]
[]
[]
[]
[]
[]
[]
[]
[]
[]
[]
[]
[]
[]
[]
[]
[]
[]
[]
[]
[]
[]
[]
[]
[]
[]
[]
[]
[]
[]
[]
[]
[]
[]
[]
[]
[]
[]
[]
[]
[]
[]
[]
[]
[]
[]
[]
[]
[]
[]
[]
[]
[]
[]
[]
[]
[]
[]
[]
[]
[]
[]
[]
[]
[]
[]
[]
[]
[]
[]
[]
[]
[]
[]
[]
[]
[]
[]
[]
[]
[]
[]
[]
[]
[]
[]
[]
[]
[]
[]
[]
[]
[]
[]
[]
[]
[]
[]
[]
[]
[]
[]
[]
[]
[]
[]
[]
[]
[]
[]
[]
[]
[]
[]
[]
[]
[]
[]
[]
[]
[]
[]
[]
[]
[]
[]
[]
[]
[]
[]
[]
[]
[]
[]
[]
[]
[]
[]
[]
[]
[]
[]
[]
[]
[]
[]
[]
[]
[]
[]
[]
[]
[]
[]
[]
[]
[]
[]
[]
[]
[]
[]
[]
[]
[]
[]
[]
[]
[]
[]
[]
[]
[]
[]
[]
[]
[]
[]
[]
[]
[]
[]
[]
[]
[]
[]
[]
[]
[]
[]
[]
[]
[]
[]
[]
[]
[]
[]
[]
[]
[]
[]
[]
[]
[]
[]
[]
[]
[]
[]
[]
[]
[]
[]
[]
[]
[]
[]
[]
[]
[]
[]
[]
[]
[]
[]
[]
[]
[]
[]
[]
[]
[]
[]
[]
[]
[]
[]
[]
[]
[]
[]
[]
[]
[]
[]
[]
[]
[]
[]
[]
[]
[]
[]
[]
[]
[]
[]
[]
[]
[]
[]
[]
[]
[]
[]
[]
[]
[]
[]
[]
[]
[]
[]
[]
[]
[]
[]
[]
[]
[]
[]
[]
[]
[]
[]
[]
[]
[]
[]
[]
[]
[]
[]
[]
[]
[]
[]
[]
[]
[]
[]
[]
[]
[]
[]
[]
[]
[]
[]
[]
[]
[]
[]
[]
[]
[]
[]
[]
[]
[]
[]
[]
[]
[]
[]
[]
[]
[]
[]
[]
[]
[]
[]
[]
[]
[]
[]
[]
[]
[]
[]
[]
[]
[]
[]
[]
[]
[]
[]
[]
[]
[]
[]
[]
[]
[]
[]
[]
[]
[]
[]
[]
[]
[]
[]
[]
[]
[]
[]
[]
[]
[]
[]
[]
[]
[]
[]
[]
[]
[]
[]
[]
[]
[]
[]
[]
[]
[]
[]
[]
[]
[]
[]
[]
[]
[]
[]
[]
[]
[]
[]
[]
[]
[]
[]
[]
[]
[]
[]
[]
[]
[]
[]
[]
[]
[]
[]
[]
[]
[]
[]
[]
[]
[]
[]
[]
[]
[]
[]
[]
[]
[]
[]
[]
[]
[]
[]
[]
[]
[]
[]
[]
[]
[]
[]
[]
[]
[]
[]
[]
[]
[]
[]
[]
[]
[]
[]
[]
[]
[]
[]
[]
[]
[]
[]
[]
[]
[]
[]
[]
[]
[]
[]
[]
[]
[]
[]
[]
[]
[]
[]
[]
[]
[]
[]
[]
[]
[]
[]
[]
[]
[]
[]
[]
[]
[]
[]
[]
[]
[]
[]
[]
[]
[]
[]
[]
[]
[]
[]
[]
[]
[]
[]
[]
[]
[]
[]
[]
[]
[]
[]
[]
[]
[]
[]
[]
[]
[]
[]
[]
[]
[]
[]
[]
[]
[]
[]
[]
[]
[]
[]
[]
[null,null,null,null,null,null,null,null,"EE_R_Rural.S01",".","T002","3.59"]
[null,null,null,null,null,null,null,null,"EE_R_Rural.S01",".","T011","4.72"]
[null,null,null,null,null,null,null,null,"EE_R_Rural.S01",".","T024","3.89"]
[null,null,null,null,null,null,null,null,"EE_R_Rural.S01",".","T033","4.83"]
[null,null,null,null,null,null,null,null,"EE_R_Rural.S01",".","T042","4.96"]
[null,null,null,null,null,null,null,null,"EE_R_Rural.S01",".","T055","4.11"]
[null,null,null,null,null,null,null,null,"EE_R_Rural.S01",".","T070","4.48"]
[null,null,null,null,null,null,null,null,"EE_R_Rural.S01",".","T076","3.59"]
[null,null,null,null,null,null,null,null,"EE_R_Rural.S01",".","T097","3.59"]
[null,null,null,null,null,null,null,null,"EE_R_Rural.S01",".","T106","4.83"]
[null,null,null,null,null,null,null,null,"EE_R_Rural.S01",".","T119","3.89"]
[null,null,null,null,null,null,null,null,"EE_R_Rural.S01",".","T128","3.47"]
[null,null,null,null,null,null,null,null,"EE_R_Rural.S01",".","T141","4.04"]
[null,null,null,null,null,null,null,null,"EE_R_Rural.S01",".","T152","3.47"]
[null,null,null,null,null,null,null,null,"EE_R_Rural.S01",".","T158","3.88"]
[null,null,null,null,null,null,null,null,"EE_R_Rural.S02",".","T003","3.59"]
[null,null,null,null,null,null,null,null,"EE_R_Rural.S02",".","T024","3.89"]
[null,null,null,null,null,null,null,null,"EE_R_Rural.S02",".","T033","4.83"]
[null,null,null,null,null,null,null,null,"EE_R_Rural.S02",".","T046","4.48"]
[null,null,null,null,null,null,null,null,"EE_R_Rural.S02",".","T055","4.11"]
[null,null,null,null,null,null,null,null,"EE_R_Rural.S02",".","T068","4.87"]
[null,null,null,null,null,null,null,null,"EE_R_Rural.S02",".","T084","4.72"]
[null,null,null,null,null,null,null,null,"EE_R_Rural.S02",".","T085","4.72"]
[null,null,null,null,null,null,null,null,"EE_R_Rural.S02",".","T098","3.59"]
[null,null,null,null,null,null,null,null,"EE_R_Rural.S02",".","T119","3.89"]
[null,null,null,null,null,null,null,null,"EE_R_Rural.S02",".","T132","3.88"]
[null,null,null,null,null,null,null,null,"EE_R_Rural.S02",".","T141","4.04"]
[null,null,null,null,null,null,null,null,"EE_R_Rural.S02",".","T150","3.47"]
[null,null,null,null,null,null,null,null,"EE_R_Rural.S02",".","T166","4.04"]
[null,null,null,null,null,null,null,null,"EE_R_Rural.S03",".","T003","3.59"]
[null,null,null,null,null,null,null,null,"EE_R_Rural.S03",".","T012","4.72"]
[null,null,null,null,null,null,null,null,"EE_R_Rural.S03",".","T025","3.59"]
[null,null,null,null,null,null,null,null,"EE_R_Rural.S03",".","T046","4.48"]
[null,null,null,null,null,null,null,null,"EE_R_Rural.S03",".","T059","4.72"]
[null,null,null,null,null,null,null,null,"EE_R_Rural.S03",".","T068","4.87"]
[null,null,null,null,null,null,null,null,"EE_R_Rural.S03",".","T076","3.59"]
[null,null,null,null,null,null,null,null,"EE_R_Rural.S03",".","T089","4.96"]
[null,null,null,null,null,null,null,null,"EE_R_Rural.S03",".","T098","3.59"]
[null,null,null,null,null,null,null,null,"EE_R_Rural.S03",".","T107","4.72"]
[null,null,null,null,null,null,null,null,"EE_R_Rural.S03",".","T120","3.89"]
[null,null,null,null,null,null,null,null,"EE_R_Rural.S03",".","T141","4.04"]
[null,null,null,null,null,null,null,null,"EE_R_Rural.S03",".","T154","3.88"]
[null,null,null,null,null,null,null,null,"EE_R_Rural.S03",".","T158","3.88"]
[null,null,null,null,null,null,null,null,"EE_R_Rural.S04",".","T003","3.59"]
[null,null,null,null,null,null,null,null,"EE_R_Rural.S04",".","T016","4.72"]
[null,null,null,null,null,null,null,null,"EE_R_Rural.S04",".","T025","3.59"]
[null,null,null,null,null,null,null,null,"EE_R_Rural.S04",".","T038","4.72"]
[null,null,null,null,null,null,null,null,"EE_R_Rural.S04",".","T047","3.89"]
[null,null,null,null,null,null,null,null,"EE_R_Rural.S04",".","T068","4.87"]
[null,null,null,null,null,null,null,null,"EE_R_Rural.S04",".","T081","4.83"]
[null,null,null,null,null,null,null,null,"EE_R_Rural.S04",".","T090","4.96"]
[null,null,null,null,null,null,null,null,"EE_R_Rural.S04",".","T098","3.59"]
[null,null,null,null,null,null,null,null,"EE_R_Rural.S04",".","T111","4.72"]
[null,null,null,null,null,null,null,null,"EE_R_Rural.S04",".","T120","3.89"]
[null,null,null,null,null,null,null,null,"EE_R_Rural.S04",".","T133","3.88"]
[null,null,null,null,null,null,null,null,"EE_R_Rural.S04",".","T142","4.04"]
[null,null,null,null,null,null,null,null,"EE_R_Rural.S04",".","T163","4.48"]
[null,null,null,null,null,null,null,null,"EE_R_Rural.S05",".","T004","3.59"]
[null,null,null,null,null,null,null,null,"EE_R_Rural.S05",".","T016","4.72"]
[null,null,null,null,null,null,null,null,"EE_R_Rural.S05",".","T029","3.59"]
[null,null,null,null,null,null,null,null,"EE_R_Rural.S05",".","T038","4.72"]
[null,null,null,null,null,null,null,null,"EE_R_Rural.S05",".","T047","3.89"]
[null,null,null,null,null,null,null,null,"EE_R_Rural.S05",".","T060","4.72"]
[null,null,null,null,null,null,null,null,"EE_R_Rural.S05",".","T069","4.48"]
[null,null,null,null,null,null,null,null,"EE_R_Rural.S05",".","T082","4.14"]
[null,null,null,null,null,null,null,null,"EE_R_Rural.S05",".","T102","3.57"]
[null,null,null,null,null,null,null,null,"EE_R_Rural.S05",".","T111","3.98"]
[null,null,null,null,null,null,null,null,"EE_R_Rural.S05",".","T124",3]
[null,null,null,null,null,null,null,null,"EE_R_Rural.S05",".","T133","3.25"]
[null,null,null,null,null,null,null,null,"EE_R_Rural.S05",".","T142","3.39"]
[null,null,null,null,null,null,null,null,"EE_R_Rural.S05",".","T155","3.25"]
[null,null,null,null,null,null,null,null,"EE_R_Rural.S05",".","T164","3.81"]
[null,null,null,null,null,null,null,null,"EE_R_Rural.S06",".","T014","3.98"]
[null,null,null,null,null,null,null,null,"EE_R_Rural.S06",".","T029","3.13"]
[null,null,null,null,null,null,null,null,"EE_R_Rural.S06",".","T038","3.98"]
[null,null,null,null,null,null,null,null,"EE_R_Rural.S06",".","T051","3.13"]
[null,null,null,null,null,null,null,null,"EE_R_Rural.S06",".","T060","3.98"]
[null,null,null,null,null,null,null,null,"EE_R_Rural.S06",".","T069","3.85"]
[null,null,null,null,null,null,null,null,"EE_R_Rural.S06",".","T082","4.14"]
[null,null,null,null,null,null,null,null,"EE_R_Rural.S06",".","T096","3.35"]
[null,null,null,null,null,null,null,null,"EE_R_Rural.S06",".","T103","3.57"]
[null,null,null,null,null,null,null,null,"EE_R_Rural.S06",".","T124",3]
[null,null,null,null,null,null,null,null,"EE_R_Rural.S06",".","T133","3.25"]
[null,null,null,null,null,null,null,null,"EE_R_Rural.S06",".","T146",3]
[null,null,null,null,null,null,null,null,"EE_R_Rural.S06",".","T155","3.25"]
[null,null,null,null,null,null,null,null,"EE_R_Rural.S06",".","T164","3.81"]
[null,null,null,null,null,null,null,null,"EE_R_Rural.S07",".","T010","4.14"]
[null,null,null,null,null,null,null,null,"EE_R_Rural.S07",".","T017","4.06"]
[null,null,null,null,null,null,null,null,"EE_R_Rural.S07",".","T030","3.57"]
[null,null,null,null,null,null,null,null,"EE_R_Rural.S07",".","T051","3.13"]
[null,null,null,null,null,null,null,null,"EE_R_Rural.S07",".","T060","3.98"]
[null,null,null,null,null,null,null,null,"EE_R_Rural.S07",".","T073","3.13"]
[null,null,null,null,null,null,null,null,"EE_R_Rural.S07",".","T082","4.14"]
[null,null,null,null,null,null,null,null,"EE_R_Rural.S07",".","T091","4.18"]
[null,null,null,null,null,null,null,null,"EE_R_Rural.S07",".","T110","3.98"]
[null,null,null,null,null,null,null,null,"EE_R_Rural.S07",".","T112","3.98"]
[null,null,null,null,null,null,null,null,"EE_R_Rural.S07",".","T125",3]
[null,null,null,null,null,null,null,null,"EE_R_Rural.S07",".","T146",3]
[null,null,null,null,null,null,null,null,"EE_R_Rural.S07",".","T155","3.25"]
[null,null,null,null,null,null,null,null,"EE_R_Rural.S07",".","T168","3.39"]
[null,null,null,null,null,null,null,null,"EE_R_Rural.S08",".","T009","4.14"]
[null,null,null,null,null,null,null,null,"EE_R_Rural.S08",".","T024","3.35"]
[null,null,null,null,null,null,null,null,"EE_R_Rural.S08",".","T030","3.57"]
[null,null,null,null,null,null,null,null,"EE_R_Rural.S08",".","T039","3.98"]
[null,null,null,null,null,null,null,null,"EE_R_Rural.S08",".","T052","3.13"]
[null,null,null,null,null,null,null,null,"EE_R_Rural.S08",".","T073","3.13"]
[null,null,null,null,null,null,null,null,"EE_R_Rural.S08",".","T082","4.14"]
[null,null,null,null,null,null,null,null,"EE_R_Rural.S08",".","T095","3.35"]
[null,null,null,null,null,null,null,null,"EE_R_Rural.S08",".","T102","3.57"]
[null,null,null,null,null,null,null,null,"EE_R_Rural.S08",".","T116","4.18"]
[null,null,null,null,null,null,null,null,"EE_R_Rural.S08",".","T125",3]
[null,null,null,null,null,null,null,null,"EE_R_Rural.S08",".","T134","3.25"]
[null,null,null,null,null,null,null,null,"EE_R_Rural.S08",".","T147",3]
[null,null,null,null,null,null,null,null,"EE_R_Rural.S08",".","T168","3.39"]
[null,null,null,null,null,null,null,null,"EE_R_Rural.S09",".","T001","3.13"]
[null,null,null,null,null,null,null,null,"EE_R_Rural.S09",".","T022","3.85"]
[null,null,null,null,null,null,null,null,"EE_R_Rural.S09",".","T034","4.14"]
[null,null,null,null,null,null,null,null,"EE_R_Rural.S09",".","T043","4.18"]
[null,null,null,null,null,null,null,null,"EE_R_Rural.S09",".","T052","3.13"]
[null,null,null,null,null,null,null,null,"EE_R_Rural.S09",".","T061","3.98"]
[null,null,null,null,null,null,null,null,"EE_R_Rural.S09",".","T074","6.73"]
[null,null,null,null,null,null,null,null,"EE_R_Rural.S09",".","T095","7.2"]
[null,null,null,null,null,null,null,null,"EE_R_Rural.S09",".","T096","7.2"]
[null,null,null,null,null,null,null,null,"EE_R_Rural.S09",".","T116","8.9"]
[null,null,null,null,null,null,null,null,"EE_R_Rural.S09",".","T125","6.35"]
[null,null,null,null,null,null,null,null,"EE_R_Rural.S09",".","T138","8.27"]
[null,null,null,null,null,null,null,null,"EE_R_Rural.S09",".","T147","6.35"]
[null,null,null,null,null,null,null,null,"EE_R_Rural.S09",".","T156","6.99"]
[null,null,null,null,null,null,null,null,"EE_R_Rural.S10",".","T001","6.73"]
[null,null,null,null,null,null,null,null,"EE_R_Rural.S10",".","T022","8.37"]
[null,null,null,null,null,null,null,null,"EE_R_Rural.S10",".","T030","7.5"]
[null,null,null,null,null,null,null,null,"EE_R_Rural.S10",".","T043","8.9"]
[null,null,null,null,null,null,null,null,"EE_R_Rural.S10",".","T052","6.73"]
[null,null,null,null,null,null,null,null,"EE_R_Rural.S10",".","T065","8.13"]
[null,null,null,null,null,null,null,null,"EE_R_Rural.S10",".","T074","6.73"]
[null,null,null,null,null,null,null,null,"EE_R_Rural.S10",".","T087","8.51"]
[null,null,null,null,null,null,null,null,"EE_R_Rural.S10",".","T096","7.2"]
[null,null,null,null,null,null,null,null,"EE_R_Rural.S10",".","T117","8.37"]
[null,null,null,null,null,null,null,null,"EE_R_Rural.S10",".","T119","7.2"]
[null,null,null,null,null,null,null,null,"EE_R_Rural.S10",".","T138","8.27"]
[null,null,null,null,null,null,null,null,"EE_R_Rural.S10",".","T147","6.35"]
[null,null,null,null,null,null,null,null,"EE_R_Rural.S10",".","T160","6.99"]
[null,null,null,null,null,null,null,null,"EE_R_Rural.S11",".","T001","6.73"]
[null,null,null,null,null,null,null,null,"EE_R_Rural.S11",".","T014","8.51"]
[null,null,null,null,null,null,null,null,"EE_R_Rural.S11",".","T023","7.2"]
[null,null,null,null,null,null,null,null,"EE_R_Rural.S11",".","T040","8.51"]
[null,null,null,null,null,null,null,null,"EE_R_Rural.S11",".","T044","8.9"]
[null,null,null,null,null,null,null,null,"EE_R_Rural.S11",".","T065","8.13"]
[null,null,null,null,null,null,null,null,"EE_R_Rural.S11",".","T074","6.73"]
[null,null,null,null,null,null,null,null,"EE_R_Rural.S11",".","T087","8.51"]
[null,null,null,null,null,null,null,null,"EE_R_Rural.S11",".","T096","7.2"]
[null,null,null,null,null,null,null,null,"EE_R_Rural.S11",".","T109","8.51"]
[null,null,null,null,null,null,null,null,"EE_R_Rural.S11",".","T122","6.35"]
[null,null,null,null,null,null,null,null,"EE_R_Rural.S11",".","T138","8.27"]
[null,null,null,null,null,null,null,null,"EE_R_Rural.S11",".","T139","8.27"]
[null,null,null,null,null,null,null,null,"EE_R_Rural.S11",".","T160","6.99"]
[null,null,null,null,null,null,null,null,"EE_R_Rural.S12",".","T005","6.73"]
[null,null,null,null,null,null,null,null,"EE_R_Rural.S12",".","T014","8.51"]
[null,null,null,null,null,null,null,null,"EE_R_Rural.S12",".","T023","7.2"]
[null,null,null,null,null,null,null,null,"EE_R_Rural.S12",".","T036","8.51"]
[null,null,null,null,null,null,null,null,"EE_R_Rural.S12",".","T043","8.9"]
[null,null,null,null,null,null,null,null,"EE_R_Rural.S12",".","T065","8.13"]
[null,null,null,null,null,null,null,null,"EE_R_Rural.S12",".","T066","8.13"]
[null,null,null,null,null,null,null,null,"EE_R_Rural.S12",".","T087","8.51"]
[null,null,null,null,null,null,null,null,"EE_R_Rural.S12",".","T100","6.73"]
[null,null,null,null,null,null,null,null,"EE_R_Rural.S12",".","T109","8.51"]
[null,null,null,null,null,null,null,null,"EE_R_Rural.S12",".","T118","8.37"]
[null,null,null,null,null,null,null,null,"EE_R_Rural.S12",".","T136","6.99"]
[null,null,null,null,null,null,null,null,"EE_R_Rural.S12",".","T139","8.27"]
[null,null,null,null,null,null,null,null,"EE_R_Rural.S12",".","T152","6.35"]
[null,null,null,null,null,null,null,null,"EE_R_Rural.S12",".","T161","8.27"]
[null,null,null,null,null,null,null,null,"EE_R_Rural.S13",".","T014","8.51"]
[null,null,null,null,null,null,null,null,"EE_R_Rural.S13",".","T027","6.73"]
[null,null,null,null,null,null,null,null,"EE_R_Rural.S13",".","T036","8.51"]
[null,null,null,null,null,null,null,null,"EE_R_Rural.S13",".","T046","8.37"]
[null,null,null,null,null,null,null,null,"EE_R_Rural.S13",".","T057","8.85"]
[null,null,null,null,null,null,null,null,"EE_R_Rural.S13",".","T066","8.13"]
[null,null,null,null,null,null,null,null,"EE_R_Rural.S13",".","T079","7.5"]
[null,null,null,null,null,null,null,null,"EE_R_Rural.S13",".","T088","8.51"]
[null,null,null,null,null,null,null,null,"EE_R_Rural.S13",".","T109","8.51"]
[null,null,null,null,null,null,null,null,"EE_R_Rural.S13",".","T122","6.35"]
[null,null,null,null,null,null,null,null,"EE_R_Rural.S13",".","T131","6.99"]
[null,null,null,null,null,null,null,null,"EE_R_Rural.S13",".","T146","17.77"]
[null,null,null,null,null,null,null,null,"EE_R_Rural.S13",".","T152","17.77"]
[null,null,null,null,null,null,null,null,"EE_R_Rural.S13",".","T161","23.48"]
[null,null,null,null,null,null,null,null,"EE_R_Rural.S14",".","T006","21.64"]
[null,null,null,null,null,null,null,null,"EE_R_Rural.S14",".","T015","25.26"]
[null,null,null,null,null,null,null,null,"EE_R_Rural.S14",".","T036","25.26"]
[null,null,null,null,null,null,null,null,"EE_R_Rural.S14",".","T049","19.23"]
[null,null,null,null,null,null,null,null,"EE_R_Rural.S14",".","T060","25.26"]
[null,null,null,null,null,null,null,null,"EE_R_Rural.S14",".","T070","26.61"]
[null,null,null,null,null,null,null,null,"EE_R_Rural.S14",".","T079","21.64"]
[null,null,null,null,null,null,null,null,"EE_R_Rural.S14",".","T088","25.26"]
[null,null,null,null,null,null,null,null,"EE_R_Rural.S14",".","T101","19.23"]
[null,null,null,null,null,null,null,null,"EE_R_Rural.S14",".","T110","25.26"]
[null,null,null,null,null,null,null,null,"EE_R_Rural.S14",".","T131","20.47"]
[null,null,null,null,null,null,null,null,"EE_R_Rural.S14",".","T142","22.15"]
[null,null,null,null,null,null,null,null,"EE_R_Rural.S14",".","T152","17.77"]
[null,null,null,null,null,null,null,null,"EE_R_Rural.S14",".","T165","22.15"]
[null,null,null,null,null,null,null,null,"EE_R_Rural.S15",".","T006","21.64"]
[null,null,null,null,null,null,null,null,"EE_R_Rural.S15",".","T015","25.26"]
[null,null,null,null,null,null,null,null,"EE_R_Rural.S15",".","T028","19.23"]
[null,null,null,null,null,null,null,null,"EE_R_Rural.S15",".","T037","25.26"]
[null,null,null,null,null,null,null,null,"EE_R_Rural.S15",".","T050","19.23"]
[null,null,null,null,null,null,null,null,"EE_R_Rural.S15",".","T063","25.26"]
[null,null,null,null,null,null,null,null,"EE_R_Rural.S15",".","T079","21.64"]
[null,null,null,null,null,null,null,null,"EE_R_Rural.S15",".","T092","24.36"]
[null,null,null,null,null,null,null,null,"EE_R_Rural.S15",".","T101","19.23"]
[null,null,null,null,null,null,null,null,"EE_R_Rural.S15",".","T110","25.26"]
[null,null,null,null,null,null,null,null,"EE_R_Rural.S15",".","T123","17.77"]
[null,null,null,null,null,null,null,null,"EE_R_Rural.S15",".","T132","20.47"]
[null,null,null,null,null,null,null,null,"EE_R_Rural.S15",".","T145","17.77"]
[null,null,null,null,null,null,null,null,"EE_R_Rural.S15",".","T165","22.15"]
[null,null,null,null,null,null,null,null,"EE_R_Rural.S16",".","T006","21.64"]
[null,null,null,null,null,null,null,null,"EE_R_Rural.S16",".","T019","24.36"]
[null,null,null,null,null,null,null,null,"EE_R_Rural.S16",".","T028","19.23"]
[null,null,null,null,null,null,null,null,"EE_R_Rural.S16",".","T037","25.26"]
[null,null,null,null,null,null,null,null,"EE_R_Rural.S16",".","T050","19.23"]
[null,null,null,null,null,null,null,null,"EE_R_Rural.S16",".","T066","23.11"]
[null,null,null,null,null,null,null,null,"EE_R_Rural.S16",".","T071","20.93"]
[null,null,null,null,null,null,null,null,"EE_R_Rural.S16",".","T092","24.36"]
[null,null,null,null,null,null,null,null,"EE_R_Rural.S16",".","T101","19.23"]
[null,null,null,null,null,null,null,null,"EE_R_Rural.S16",".","T114","23.11"]
[null,null,null,null,null,null,null,null,"EE_R_Rural.S16",".","T123","17.77"]
[null,null,null,null,null,null,null,null,"EE_R_Rural.S16",".","T136","20.47"]
[null,null,null,null,null,null,null,null,"EE_R_Rural.S16",".","T145","17.77"]
[null,null,null,null,null,null,null,null,"EE_R_Rural.S16",".","T155","20.47"]
[null,null,null,null,null,null,null,null,"EE_R_Rural.S16",".","T166","22.15"]
[null,null,null,null,null,null,null,null,"EE_R_Rural.S17",".","T019","24.36"]
[null,null,null,null,null,null,null,null,"EE_R_Rural.S17",".","T028","19.23"]
[null,null,null,null,null,null,null,null,"EE_R_Rural.S17",".","T041","23.11"]
[null,null,null,null,null,null,null,null,"EE_R_Rural.S17",".","T050","19.23"]
[null,null,null,null,null,null,null,null,"EE_R_Rural.S17",".","T063","25.26"]
[null,null,null,null,null,null,null,null,"EE_R_Rural.S17",".","T069","26.61"]
[null,null,null,null,null,null,null,null,"EE_R_Rural.S17",".","T080","26.42"]
[null,null,null,null,null,null,null,null,"EE_R_Rural.S17",".","T093","26.61"]
[null,null,null,null,null,null,null,null,"EE_R_Rural.S17",".","T114","23.11"]
[null,null,null,null,null,null,null,null,"EE_R_Rural.S17",".","T123","17.77"]
[null,null,null,null,null,null,null,null,"EE_R_Rural.S17",".","T136","20.47"]
[null,null,null,null,null,null,null,null,"EE_R_Rural.S17",".","T145","17.77"]
[null,null,null,null,null,null,null,null,"EE_R_Rural.S17",".","T162","23.48"]
[null,null,null,null,null,null,null,null,"EE_R_Rural.S17",".","T166","22.15"]
[null,null,null,null,null,null,null,null,"EE_R_Rural.S18",".","T007","21.64"]
[null,null,null,null,null,null,null,null,"EE_R_Rural.S18",".","T020","24.36"]
[null,null,null,null,null,null,null,null,"EE_R_Rural.S18",".","T041","14.34"]
[null,null,null,null,null,null,null,null,"EE_R_Rural.S18",".","T054","13.14"]
[null,null,null,null,null,null,null,null,"EE_R_Rural.S18",".","T063","15.74"]
[null,null,null,null,null,null,null,null,"EE_R_Rural.S18",".","T072","12.4"]
[null,null,null,null,null,null,null,null,"EE_R_Rural.S18",".","T083","15.74"]
[null,null,null,null,null,null,null,null,"EE_R_Rural.S18",".","T093","15.6"]
[null,null,null,null,null,null,null,null,"EE_R_Rural.S18",".","T102","13.14"]
[null,null,null,null,null,null,null,null,"EE_R_Rural.S18",".","T115","14.17"]
[null,null,null,null,null,null,null,null,"EE_R_Rural.S18",".","T136","12.63"]
[null,null,null,null,null,null,null,null,"EE_R_Rural.S18",".","T149","10.08"]
[null,null,null,null,null,null,null,null,"EE_R_Rural.S18",".","T158","12.63"]
[null,null,null,null,null,null,null,null,"EE_R_Rural.S19",".","T004","10.79"]
[null,null,null,null,null,null,null,null,"EE_R_Rural.S19",".","T011","15.74"]
[null,null,null,null,null,null,null,null,"EE_R_Rural.S19",".","T020","14.17"]
[null,null,null,null,null,null,null,null,"EE_R_Rural.S19",".","T033","16.19"]
[null,null,null,null,null,null,null,null,"EE_R_Rural.S19",".","T042","14.34"]
[null,null,null,null,null,null,null,null,"EE_R_Rural.S19",".","T063","15.74"]
[null,null,null,null,null,null,null,null,"EE_R_Rural.S19",".","T076","10.79"]
[null,null,null,null,null,null,null,null,"EE_R_Rural.S19",".","T086","15.74"]
[null,null,null,null,null,null,null,null,"EE_R_Rural.S19",".","T093","15.6"]
[null,null,null,null,null,null,null,null,"EE_R_Rural.S19",".","T106","16.19"]
[null,null,null,null,null,null,null,null,"EE_R_Rural.S19",".","T115","14.17"]
[null,null,null,null,null,null,null,null,"EE_R_Rural.S19",".","T128","10.08"]
[null,null,null,null,null,null,null,null,"EE_R_Rural.S19",".","T137","12.65"]
[null,null,null,null,null,null,null,null,"EE_R_Rural.S19",".","T158","12.63"]
[null,null,null,null,null,null,null,null,"EE_R_Rural.S20",".","T003","10.79"]
[null,null,null,null,null,null,null,null,"EE_R_Rural.S20",".","T007","13.14"]
[null,null,null,null,null,null,null,null,"EE_R_Rural.S20",".","T020","14.17"]
[null,null,null,null,null,null,null,null,"EE_R_Rural.S20",".","T033","16.19"]
[null,null,null,null,null,null,null,null,"EE_R_Rural.S20",".","T042","14.34"]
[null,null,null,null,null,null,null,null,"EE_R_Rural.S20",".","T055","13.14"]
[null,null,null,null,null,null,null,null,"EE_R_Rural.S20",".","T064","15.74"]
[null,null,null,null,null,null,null,null,"EE_R_Rural.S20",".","T085","15.74"]
[null,null,null,null,null,null,null,null,"EE_R_Rural.S20",".","T089","14.34"]
[null,null,null,null,null,null,null,null,"EE_R_Rural.S20",".","T106","16.19"]
[null,null,null,null,null,null,null,null,"EE_R_Rural.S20",".","T119","12.4"]
[null,null,null,null,null,null,null,null,"EE_R_Rural.S20",".","T128","10.08"]
[null,null,null,null,null,null,null,null,"EE_R_Rural.S20",".","T137","12.65"]
[null,null,null,null,null,null,null,null,"EE_R_Rural.S20",".","T150","10.08"]
[null,null,null,null,null,null,null,null,"EE_R_Rural.S20",".","T159","12.63"]
[null,null,null,null,null,null,null,null,"EE_R_Rural.S21",".","T010","16.19"]
[null,null,null,null,null,null,null,null,"EE_R_Rural.S21",".","T024","12.4"]
[null,null,null,null,null,null,null,null,"EE_R_Rural.S21",".","T033","16.19"]
[null,null,null,null,null,null,null,null,"EE_R_Rural.S21",".","T046","15.6"]
[null,null,null,null,null,null,null,null,"EE_R_Rural.S21",".","T055","13.14"]
[null,null,null,null,null,null,null,null,"EE_R_Rural.S21",".","T064","15.74"]
[null,null,null,null,null,null,null,null,"EE_R_Rural.S21",".","T077","10.79"]
[null,null,null,null,null,null,null,null,"EE_R_Rural.S21",".","T086","15.74"]
[null,null,null,null,null,null,null,null,"EE_R_Rural.S21",".","T099","10.79"]
[null,null,null,null,null,null,null,null,"EE_R_Rural.S21",".","T119","12.4"]
[null,null,null,null,null,null,null,null,"EE_R_Rural.S21",".","T128","10.08"]
[null,null,null,null,null,null,null,null,"EE_R_Rural.S21",".","T141","14.06"]
[null,null,null,null,null,null,null,null,"EE_R_Rural.S21",".","T150","10.08"]
[null,null,null,null,null,null,null,null,"EE_R_Rural.S21",".","T159","12.63"]
[null,null,null,null,null,null,null,null,"EE_R_Rural.S22",".","T004","10.79"]
[null,null,null,null,null,null,null,null,"EE_R_Rural.S22",".","T013","15.74"]
[null,null,null,null,null,null,null,null,"EE_R_Rural.S22",".","T025","10.79"]
[null,null,null,null,null,null,null,null,"EE_R_Rural.S22",".","T046","15.6"]
[null,null,null,null,null,null,null,null,"EE_R_Rural.S22",".","T055","13.14"]
[null,null,null,null,null,null,null,null,"EE_R_Rural.S22",".","T068","14.17"]
[null,null,null,null,null,null,null,null,"EE_R_Rural.S22",".","T077","10.79"]
[null,null,null,null,null,null,null,null,"EE_R_Rural.S22",".","T086","15.74"]
[null,null,null,null,null,null,null,null,"EE_R_Rural.S22",".","T095","12.4"]
[null,null,null,null,null,null,null,null,"EE_R_Rural.S22",".","T107","5.85"]
[null,null,null,null,null,null,null,null,"EE_R_Rural.S22",".","T120","4.68"]
[null,null,null,null,null,null,null,null,"EE_R_Rural.S22",".","T141","5.05"]
[null,null,null,null,null,null,null,null,"EE_R_Rural.S22",".","T150","3.69"]
[null,null,null,null,null,null,null,null,"EE_R_Rural.S22",".","T163","4.74"]
[null,null,null,null,null,null,null,null,"EE_R_Rural.S23",".","T004","3.92"]
[null,null,null,null,null,null,null,null,"EE_R_Rural.S23",".","T017","5.37"]
[null,null,null,null,null,null,null,null,"EE_R_Rural.S23",".","T027","3.92"]
[null,null,null,null,null,null,null,null,"EE_R_Rural.S23",".","T034",6]
[null,null,null,null,null,null,null,null,"EE_R_Rural.S23",".","T047","4.68"]
[null,null,null,null,null,null,null,null,"EE_R_Rural.S23",".","T068","5.16"]
[null,null,null,null,null,null,null,null,"EE_R_Rural.S23",".","T077","3.92"]
[null,null,null,null,null,null,null,null,"EE_R_Rural.S23",".","T090","5.37"]
[null,null,null,null,null,null,null,null,"EE_R_Rural.S23",".","T099","3.92"]
[null,null,null,null,null,null,null,null,"EE_R_Rural.S23",".","T109","5.85"]
[null,null,null,null,null,null,null,null,"EE_R_Rural.S23",".","T120","4.68"]
[null,null,null,null,null,null,null,null,"EE_R_Rural.S23",".","T129","3.69"]
[null,null,null,null,null,null,null,null,"EE_R_Rural.S23",".","T142","5.05"]
[null,null,null,null,null,null,null,null,"EE_R_Rural.S23",".","T163","4.74"]
[null,null,null,null,null,null,null,null,"EE_R_Rural.S24",".","T004","3.92"]
[null,null,null,null,null,null,null,null,"EE_R_Rural.S24",".","T017","5.37"]
[null,null,null,null,null,null,null,null,"EE_R_Rural.S24",".","T030","4.77"]
[null,null,null,null,null,null,null,null,"EE_R_Rural.S24",".","T038","5.85"]
[null,null,null,null,null,null,null,null,"EE_R_Rural.S24",".","T047","4.68"]
[null,null,null,null,null,null,null,null,"EE_R_Rural.S24",".","T056",6]
[null,null,null,null,null,null,null,null,"EE_R_Rural.S24",".","T069","5.5"]
[null,null,null,null,null,null,null,null,"EE_R_Rural.S24",".","T090","5.37"]
[null,null,null,null,null,null,null,null,"EE_R_Rural.S24",".","T091","5.16"]
[null,null,null,null,null,null,null,null,"EE_R_Rural.S24",".","T112","5.85"]
[null,null,null,null,null,null,null,null,"EE_R_Rural.S24",".","T119","4.68"]
[null,null,null,null,null,null,null,null,"EE_R_Rural.S24",".","T133","4.67"]
[null,null,null,null,null,null,null,null,"EE_R_Rural.S24",".","T142","5.05"]
[null,null,null,null,null,null,null,null,"EE_R_Rural.S24",".","T151","3.69"]
[null,null,null,null,null,null,null,null,"EE_R_Rural.S24",".","T164","4.74"]
[null,null,null,null,null,null,null,null,"EE_R_Rural.S25",".","T017","5.37"]
[null,null,null,null,null,null,null,null,"EE_R_Rural.S25",".","T018","5.37"]
[null,null,null,null,null,null,null,null,"EE_R_Rural.S25",".","T033",6]
[null,null,null,null,null,null,null,null,"EE_R_Rural.S25",".","T047","4.68"]
[null,null,null,null,null,null,null,null,"EE_R_Rural.S25",".","T060","5.85"]
[null,null,null,null,null,null,null,null,"EE_R_Rural.S25",".","T069","5.5"]
[null,null,null,null,null,null,null,null,"EE_R_Rural.S25",".","T082",6]
[null,null,null,null,null,null,null,null,"EE_R_Rural.S25",".","T091","5.16"]
[null,null,null,null,null,null,null,null,"EE_R_Rural.S25",".","T112","5.85"]
[null,null,null,null,null,null,null,null,"EE_R_Rural.S25",".","T115","5.16"]
[null,null,null,null,null,null,null,null,"EE_R_Rural.S25",".","T133","4.67"]
[null,null,null,null,null,null,null,null,"EE_R_Rural.S25",".","T142","5.05"]
[null,null,null,null,null,null,null,null,"EE_R_Rural.S25",".","T155","4.67"]
[null,null,null,null,null,null,null,null,"EE_R_Rural.S25",".","T164","4.74"]
[null,null,null,null,null,null,null,null,"EE_R_Rural.S26",".","T009",6]
[null,null,null,null,null,null,null,null,"EE_R_Rural.S26",".","T018","5.37"]
[null,null,null,null,null,null,null,null,"EE_R_Rural.S26",".","T039","5.85"]
[null,null,null,null,null,null,null,null,"EE_R_Rural.S26",".","T047","4.68"]
[null,null,null,null,null,null,null,null,"EE_R_Rural.S26",".","T060","5.85"]
[null,null,null,null,null,null,null,null,"EE_R_Rural.S26",".","T069","5.5"]
[null,null,null,null,null,null,null,null,"EE_R_Rural.S26",".","T082",6]
[null,null,null,null,null,null,null,null,"EE_R_Rural.S26",".","T091","5.16"]
[null,null,null,null,null,null,null,null,"EE_R_Rural.S26",".","T104",6]
[null,null,null,null,null,null,null,null,"EE_R_Rural.S26",".","T113","5.37"]
[null,null,null,null,null,null,null,null,"EE_R_Rural.S26",".","T125","3.69"]
[null,null,null,null,null,null,null,null,"EE_R_Rural.S26",".","T134","4.67"]
[null,null,null,null,null,null,null,null,"EE_R_Rural.S26",".","T155","3.44"]
[null,null,null,null,null,null,null,null,"EE_R_Rural.S26",".","T168","3.88"]
[null,null,null,null,null,null,null,null,"EE_R_Rural.S27",".","T009","4.39"]
[null,null,null,null,null,null,null,null,"EE_R_Rural.S27",".","T018",4]
[null,null,null,null,null,null,null,null,"EE_R_Rural.S27",".","T031","3.48"]
[null,null,null,null,null,null,null,null,"EE_R_Rural.S27",".","T039","4.32"]
[null,null,null,null,null,null,null,null,"EE_R_Rural.S27",".","T060","4.32"]
[null,null,null,null,null,null,null,null,"EE_R_Rural.S27",".","T061","4.32"]
[null,null,null,null,null,null,null,null,"EE_R_Rural.S27",".","T082","4.39"]
[null,null,null,null,null,null,null,null,"EE_R_Rural.S27",".","T095","3.51"]
[null,null,null,null,null,null,null,null,"EE_R_Rural.S27",".","T104","4.39"]
[null,null,null,null,null,null,null,null,"EE_R_Rural.S27",".","T113",4]
[null,null,null,null,null,null,null,null,"EE_R_Rural.S27",".","T121","2.99"]
[null,null,null,null,null,null,null,null,"EE_R_Rural.S27",".","T134","3.44"]
[null,null,null,null,null,null,null,null,"EE_R_Rural.S27",".","T155","3.44"]
[null,null,null,null,null,null,null,null,"EE_R_Rural.S27",".","T156","3.44"]
[null,null,null,null,null,null,null,null,"EE_R_Rural.S28",".","T009","4.39"]
[null,null,null,null,null,null,null,null,"EE_R_Rural.S28",".","T022","4.18"]
[null,null,null,null,null,null,null,null,"EE_R_Rural.S28",".","T031","3.48"]
[null,null,null,null,null,null,null,null,"EE_R_Rural.S28",".","T040","4.32"]
[null,null,null,null,null,null,null,null,"EE_R_Rural.S28",".","T053","2.94"]
[null,null,null,null,null,null,null,null,"EE_R_Rural.S28",".","T061","4.32"]
[null,null,null,null,null,null,null,null,"EE_R_Rural.S28",".","T074","2.94"]
[null,null,null,null,null,null,null,null,"EE_R_Rural.S28",".","T083","4.32"]
[null,null,null,null,null,null,null,null,"EE_R_Rural.S28",".","T104","4.39"]
[null,null,null,null,null,null,null,null,"EE_R_Rural.S28",".","T117","4.18"]
[null,null,null,null,null,null,null,null,"EE_R_Rural.S28",".","T126","2.99"]
[null,null,null,null,null,null,null,null,"EE_R_Rural.S28",".","T131","3.44"]
[null,null,null,null,null,null,null,null,"EE_R_Rural.S28",".","T147","2.99"]
[null,null,null,null,null,null,null,null,"EE_R_Rural.S28",".","T156","3.44"]
[null,null,null,null,null,null,null,null,"EE_R_Rural.S29",".","T001","2.94"]
[null,null,null,null,null,null,null,null,"EE_R_Rural.S29",".","T010","4.39"]
[null,null,null,null,null,null,null,null,"EE_R_Rural.S29",".","T031","3.48"]
[null,null,null,null,null,null,null,null,"EE_R_Rural.S29",".","T044","3.83"]
[null,null,null,null,null,null,null,null,"EE_R_Rural.S29",".","T056","4.39"]
[null,null,null,null,null,null,null,null,"EE_R_Rural.S29",".","T065",4]
[null,null,null,null,null,null,null,null,"EE_R_Rural.S29",".","T074","2.94"]
[null,null,null,null,null,null,null,null,"EE_R_Rural.S29",".","T083","4.32"]
[null,null,null,null,null,null,null,null,"EE_R_Rural.S29",".","T096","3.51"]
[null,null,null,null,null,null,null,null,"EE_R_Rural.S29",".","T105","4.39"]
[null,null,null,null,null,null,null,null,"EE_R_Rural.S29",".","T126","2.99"]
[null,null,null,null,null,null,null,null,"EE_R_Rural.S29",".","T139","3.35"]
[null,null,null,null,null,null,null,null,"EE_R_Rural.S29",".","T145","2.99"]
[null,null,null,null,null,null,null,null,"EE_R_Rural.S29",".","T160","3.44"]
[null,null,null,null,null,null,null,null,"EE_R_Rural.S30",".","T001","2.94"]
[null,null,null,null,null,null,null,null,"EE_R_Rural.S30",".","T010","4.39"]
[null,null,null,null,null,null,null,null,"EE_R_Rural.S30",".","T023","3.51"]
[null,null,null,null,null,null,null,null,"EE_R_Rural.S30",".","T032","4.39"]
[null,null,null,null,null,null,null,null,"EE_R_Rural.S30",".","T053","2.94"]
[null,null,null,null,null,null,null,null,"EE_R_Rural.S30",".","T059","4.32"]
[null,null,null,null,null,null,null,null,"EE_R_Rural.S30",".","T074","2.94"]
[null,null,null,null,null,null,null,null,"EE_R_Rural.S30",".","T087","4.32"]
[null,null,null,null,null,null,null,null,"EE_R_Rural.S30",".","T096","3.51"]
[null,null,null,null,null,null,null,null,"EE_R_Rural.S30",".","T105","4.39"]
[null,null,null,null,null,null,null,null,"EE_R_Rural.S30",".","T118","4.18"]
[null,null,null,null,null,null,null,null,"EE_R_Rural.S30",".","T127","2.99"]
[null,null,null,null,null,null,null,null,"EE_R_Rural.S30",".","T141","3.88"]
[null,null,null,null,null,null,null,null,"EE_R_Rural.S30",".","T160","3.44"]
[null,null,null,null,null,null,null,null,"EE_R_Rural.S31",".","T001","2.94"]
[null,null,null,null,null,null,null,null,"EE_R_Rural.S31",".","T014","4.32"]
[null,null,null,null,null,null,null,null,"EE_R_Rural.S31",".","T023","3.51"]
[null,null,null,null,null,null,null,null,"EE_R_Rural.S31",".","T032","4.39"]
[null,null,null,null,null,null,null,null,"EE_R_Rural.S31",".","T045","4.18"]
[null,null,null,null,null,null,null,null,"EE_R_Rural.S31",".","T054","3.36"]
[null,null,null,null,null,null,null,null,"EE_R_Rural.S31",".","T073","2.95"]
[null,null,null,null,null,null,null,null,"EE_R_Rural.S31",".","T087","4.28"]
[null,null,null,null,null,null,null,null,"EE_R_Rural.S31",".","T096","3.4"]
[null,null,null,null,null,null,null,null,"EE_R_Rural.S31",".","T109","4.28"]
[null,null,null,null,null,null,null,null,"EE_R_Rural.S31",".","T118","4.29"]
[null,null,null,null,null,null,null,null,"EE_R_Rural.S31",".","T131","3.38"]
[null,null,null,null,null,null,null,null,"EE_R_Rural.S31",".","T140","3.36"]
[null,null,null,null,null,null,null,null,"EE_R_Rural.S31",".","T151","2.91"]
[null,null,null,null,null,null,null,null,"EE_R_Rural.S31",".","T161","3.36"]
[null,null,null,null,null,null,null,null,"EE_R_Rural.S32",".","T014","4.28"]
[null,null,null,null,null,null,null,null,"EE_R_Rural.S32",".","T023","3.4"]
[null,null,null,null,null,null,null,null,"EE_R_Rural.S32",".","T036","4.28"]
[null,null,null,null,null,null,null,null,"EE_R_Rural.S32",".","T045","4.29"]
[null,null,null,null,null,null,null,null,"EE_R_Rural.S32",".","T058","4.35"]
[null,null,null,null,null,null,null,null,"EE_R_Rural.S32",".","T065","3.95"]
[null,null,null,null,null,null,null,null,"EE_R_Rural.S32",".","T075","2.95"]
[null,null,null,null,null,null,null,null,"EE_R_Rural.S32",".","T088","4.28"]
[null,null,null,null,null,null,null,null,"EE_R_Rural.S32",".","T109","4.28"]
[null,null,null,null,null,null,null,null,"EE_R_Rural.S32",".","T118","4.29"]
[null,null,null,null,null,null,null,null,"EE_R_Rural.S32",".","T131","3.38"]
[null,null,null,null,null,null,null,null,"EE_R_Rural.S32",".","T140","3.36"]
[null,null,null,null,null,null,null,null,"EE_R_Rural.S32",".","T153","2.91"]
[null,null,null,null,null,null,null,null,"EE_R_Rural.S32",".","T165","4.01"]
[null,null,null,null,null,null,null,null,"EE_R_Rural.S33",".","T002","2.95"]
[null,null,null,null,null,null,null,null,"EE_R_Rural.S33",".","T015","4.28"]
[null,null,null,null,null,null,null,null,"EE_R_Rural.S33",".","T036","4.28"]
[null,null,null,null,null,null,null,null,"EE_R_Rural.S33",".","T049","2.95"]
[null,null,null,null,null,null,null,null,"EE_R_Rural.S33",".","T058","4.35"]
[null,null,null,null,null,null,null,null,"EE_R_Rural.S33",".","T067","4.09"]
[null,null,null,null,null,null,null,null,"EE_R_Rural.S33",".","T079","3.36"]
[null,null,null,null,null,null,null,null,"EE_R_Rural.S33",".","T088","4.28"]
[null,null,null,null,null,null,null,null,"EE_R_Rural.S33",".","T097","2.95"]
[null,null,null,null,null,null,null,null,"EE_R_Rural.S33",".","T110","4.28"]
[null,null,null,null,null,null,null,null,"EE_R_Rural.S33",".","T131","3.38"]
[null,null,null,null,null,null,null,null,"EE_R_Rural.S33",".","T144","4.01"]
[null,null,null,null,null,null,null,null,"EE_R_Rural.S33",".","T153","2.91"]
[null,null,null,null,null,null,null,null,"EE_R_Rural.S33",".","T157","3.38"]
[null,null,null,null,null,null,null,null,"EE_R_Rural.S34",".","T006","3.36"]
[null,null,null,null,null,null,null,null,"EE_R_Rural.S34",".","T015","4.28"]
[null,null,null,null,null,null,null,null,"EE_R_Rural.S34",".","T024","3.4"]
[null,null,null,null,null,null,null,null,"EE_R_Rural.S34",".","T037","4.28"]
[null,null,null,null,null,null,null,null,"EE_R_Rural.S34",".","T058","4.35"]
[null,null,null,null,null,null,null,null,"EE_R_Rural.S34",".","T071","3.4"]
[null,null,null,null,null,null,null,null,"EE_R_Rural.S34",".","T080","4.35"]
[null,null,null,null,null,null,null,null,"EE_R_Rural.S34",".","T089","3.95"]
[null,null,null,null,null,null,null,null,"EE_R_Rural.S34",".","T101","2.95"]
[null,null,null,null,null,null,null,null,"EE_R_Rural.S34",".","T110","4.28"]
[null,null,null,null,null,null,null,null,"EE_R_Rural.S34",".","T123","2.91"]
[null,null,null,null,null,null,null,null,"EE_R_Rural.S34",".","T132","3.38"]
[null,null,null,null,null,null,null,null,"EE_R_Rural.S34",".","T153","2.91"]
[null,null,null,null,null,null,null,null,"EE_R_Rural.S34",".","T166","4.01"]
[null,null,null,null,null,null,null,null,"EE_R_Rural.S35",".","T003","2.95"]
[null,null,null,null,null,null,null,null,"EE_R_Rural.S35",".","T015","4.28"]
[null,null,null,null,null,null,null,null,"EE_R_Rural.S35",".","T028","2.95"]
[null,null,null,null,null,null,null,null,"EE_R_Rural.S35",".","T037","4.28"]
[null,null,null,null,null,null,null,null,"EE_R_Rural.S35",".","T050","2.95"]
[null,null,null,null,null,null,null,null,"EE_R_Rural.S35",".","T059","4.28"]
[null,null,null,null,null,null,null,null,"EE_R_Rural.S35",".","T080","4.35"]
[null,null,null,null,null,null,null,null,"EE_R_Rural.S35",".","T085","4.28"]
[null,null,null,null,null,null,null,null,"EE_R_Rural.S35",".","T101","2.95"]
[null,null,null,null,null,null,null,null,"EE_R_Rural.S35",".","T114","3.95"]
[null,null,null,null,null,null,null,null,"EE_R_Rural.S35",".","T123","2.88"]
[null,null,null,null,null,null,null,null,"EE_R_Rural.S35",".","T132","3.34"]
[null,null,null,null,null,null,null,null,"EE_R_Rural.S35",".","T145","2.88"]
[null,null,null,null,null,null,null,null,"EE_R_Rural.S35",".","T154","3.34"]
[null,null,null,null,null,null,null,null,"EE_R_Rural.S36",".","T007","3.58"]
[null,null,null,null,null,null,null,null,"EE_R_Rural.S36",".","T017","3.97"]
[null,null,null,null,null,null,null,null,"EE_R_Rural.S36",".","T028","2.99"]
[null,null,null,null,null,null,null,null,"EE_R_Rural.S36",".","T041","3.97"]
[null,null,null,null,null,null,null,null,"EE_R_Rural.S36",".","T050","2.99"]
[null,null,null,null,null,null,null,null,"EE_R_Rural.S36",".","T059","4.28"]
[null,null,null,null,null,null,null,null,"EE_R_Rural.S36",".","T072","3.32"]
[null,null,null,null,null,null,null,null,"EE_R_Rural.S36",".","T081","4.41"]
[null,null,null,null,null,null,null,null,"EE_R_Rural.S36",".","T095","3.32"]
[null,null,null,null,null,null,null,null,"EE_R_Rural.S36",".","T114","3.97"]
[null,null,null,null,null,null,null,null,"EE_R_Rural.S36",".","T123","2.88"]
[null,null,null,null,null,null,null,null,"EE_R_Rural.S36",".","T136","3.34"]
[null,null,null,null,null,null,null,null,"EE_R_Rural.S36",".","T145","2.88"]
[null,null,null,null,null,null,null,null,"EE_R_Rural.S36",".","T154","3.34"]
[null,null,null,null,null,null,null,null,"EE_R_Rural.S36",".","T167","3.45"]
[null,null,null,null,null,null,null,null,"EE_R_Rural.S37",".","T009","4.41"]
[null,null,null,null,null,null,null,null,"EE_R_Rural.S37",".","T020","4.6"]
[null,null,null,null,null,null,null,null,"EE_R_Rural.S37",".","T041","3.97"]
[null,null,null,null,null,null,null,null,"EE_R_Rural.S37",".","T050","2.99"]
[null,null,null,null,null,null,null,null,"EE_R_Rural.S37",".","T063","4.28"]
[null,null,null,null,null,null,null,null,"EE_R_Rural.S37",".","T072","3.32"]
[null,null,null,null,null,null,null,null,"EE_R_Rural.S37",".","T081","4.41"]
[null,null,null,null,null,null,null,null,"EE_R_Rural.S37",".","T094","4.23"]
[null,null,null,null,null,null,null,null,"EE_R_Rural.S37",".","T109","4.28"]
[null,null,null,null,null,null,null,null,"EE_R_Rural.S37",".","T115","4.6"]
[null,null,null,null,null,null,null,null,"EE_R_Rural.S37",".","T136","3.34"]
[null,null,null,null,null,null,null,null,"EE_R_Rural.S37",".","T145","2.88"]
[null,null,null,null,null,null,null,null,"EE_R_Rural.S37",".","T158","3.34"]
[null,null,null,null,null,null,null,null,"EE_R_Rural.S37",".","T167","3.45"]
[null,null,null,null,null,null,null,null,"EE_R_Rural.S38",".","T008","4.41"]
[null,null,null,null,null,null,null,null,"EE_R_Rural.S38",".","T023","3.32"]
[null,null,null,null,null,null,null,null,"EE_R_Rural.S38",".","T029","2.99"]
[null,null,null,null,null,null,null,null,"EE_R_Rural.S38",".","T042","3.97"]
[null,null,null,null,null,null,null,null,"EE_R_Rural.S38",".","T063","4.28"]
[null,null,null,null,null,null,null,null,"EE_R_Rural.S38",".","T072","3.32"]
[null,null,null,null,null,null,null,null,"EE_R_Rural.S38",".","T085","4.28"]
[null,null,null,null,null,null,null,null,"EE_R_Rural.S38",".","T094","4.23"]
[null,null,null,null,null,null,null,null,"EE_R_Rural.S38",".","T105","4.41"]
[null,null,null,null,null,null,null,null,"EE_R_Rural.S38",".","T115","4.6"]
[null,null,null,null,null,null,null,null,"EE_R_Rural.S38",".","T124","2.88"]
[null,null,null,null,null,null,null,null,"EE_R_Rural.S38",".","T137","4.15"]
[null,null,null,null,null,null,null,null,"EE_R_Rural.S38",".","T158","3.34"]
[null,null,null,null,null,null,null,null,"EE_R_Rural.S38",".","T167","3.45"]
[null,null,null,null,null,null,null,null,"EE_R_Rural.S39",".","T012","4.28"]
[null,null,null,null,null,null,null,null,"EE_R_Rural.S39",".","T021","4.23"]
[null,null,null,null,null,null,null,null,"EE_R_Rural.S39",".","T037","4.28"]
[null,null,null,null,null,null,null,null,"EE_R_Rural.S39",".","T042","3.97"]
[null,null,null,null,null,null,null,null,"EE_R_Rural.S39",".","T051","2.99"]
[null,null,null,null,null,null,null,null,"EE_R_Rural.S39",".","T064","4.28"]
[null,null,null,null,null,null,null,null,"EE_R_Rural.S39",".","T085","4.28"]
[null,null,null,null,null,null,null,null,"EE_R_Rural.S39",".","T086","4.28"]
[null,null,null,null,null,null,null,null,"EE_R_Rural.S39",".","T107","4.28"]
[null,null,null,null,null,null,null,null,"EE_R_Rural.S39",".","T115","4.6"]
[null,null,null,null,null,null,null,null,"EE_R_Rural.S39",".","T128","2.88"]
[null,null,null,null,null,null,null,null,"EE_R_Rural.S39",".","T137","4.15"]
[null,null,null,null,null,null,null,null,"EE_R_Rural.S39",".","T146","2.88"]
[null,null,null,null,null,null,null,null,"EE_R_Rural.S39",".","T159","3.34"]
[null,null,null,null,null,null,null,null,"EE_R_Rural.S40",".","T012","5.47"]
[null,null,null,null,null,null,null,null,"EE_R_Rural.S40",".","T013","5.47"]
[null,null,null,null,null,null,null,null,"EE_R_Rural.S40",".","T029","3.94"]
[null,null,null,null,null,null,null,null,"EE_R_Rural.S40",".","T042","5.48"]
[null,null,null,null,null,null,null,null,"EE_R_Rural.S40",".","T055","4.77"]
[null,null,null,null,null,null,null,null,"EE_R_Rural.S40",".","T064","5.47"]
[null,null,null,null,null,null,null,null,"EE_R_Rural.S40",".","T073","3.94"]
[null,null,null,null,null,null,null,null,"EE_R_Rural.S40",".","T086","5.47"]
[null,null,null,null,null,null,null,null,"EE_R_Rural.S40",".","T107","5.47"]
[null,null,null,null,null,null,null,null,"EE_R_Rural.S40",".","T108","5.47"]
[null,null,null,null,null,null,null,null,"EE_R_Rural.S40",".","T129","3.75"]
[null,null,null,null,null,null,null,null,"EE_R_Rural.S40",".","T137","5.32"]
[null,null,null,null,null,null,null,null,"EE_R_Rural.S40",".","T150","3.75"]
[null,null,null,null,null,null,null,null,"EE_R_Rural.S40",".","T159","4.38"]
[null,null,null,null,null,null,null,null,"EE_R_Rural.S41",".","T004","3.94"]
[null,null,null,null,null,null,null,null,"EE_R_Rural.S41",".","T013","5.47"]
[null,null,null,null,null,null,null,null,"EE_R_Rural.S41",".","T034","5.67"]
[null,null,null,null,null,null,null,null,"EE_R_Rural.S41",".","T043","5.89"]
[null,null,null,null,null,null,null,null,"EE_R_Rural.S41",".","T055","4.77"]
[null,null,null,null,null,null,null,null,"EE_R_Rural.S41",".","T064","5.47"]
[null,null,null,null,null,null,null,null,"EE_R_Rural.S41",".","T077","3.94"]
[null,null,null,null,null,null,null,null,"EE_R_Rural.S41",".","T086","5.47"]
[null,null,null,null,null,null,null,null,"EE_R_Rural.S41",".","T099","3.94"]
[null,null,null,null,null,null,null,null,"EE_R_Rural.S41",".","T108","5.47"]
[null,null,null,null,null,null,null,null,"EE_R_Rural.S41",".","T121","3.75"]
[null,null,null,null,null,null,null,null,"EE_R_Rural.S41",".","T129","3.75"]
[null,null,null,null,null,null,null,null,"EE_R_Rural.S41",".","T150","3.75"]
[null,null,null,null,null,null,null,null,"EE_R_Rural.S41",".","T163","5.32"]
[null,null,null,null,null,null,null,null,"EE_R_Rural.S42",".","T004","3.94"]
[null,null,null,null,null,null,null,null,"EE_R_Rural.S42",".","T013","5.47"]
[null,null,null,null,null,null,null,null,"EE_R_Rural.S42",".","T026","3.94"]
[null,null,null,null,null,null,null,null,"EE_R_Rural.S42",".","T035","5.47"]
[null,null,null,null,null,null,null,null,"EE_R_Rural.S42",".","T053","3.94"]
[null,null,null,null,null,null,null,null,"EE_R_Rural.S42",".","T056","5.67"]
[null,null,null,null,null,null,null,null,"EE_R_Rural.S42",".","T077","3.94"]
[null,null,null,null,null,null,null,null,"EE_R_Rural.S42",".","T090","5.48"]
[null,null,null,null,null,null,null,null,"EE_R_Rural.S42",".","T099","3.94"]
[null,null,null,null,null,null,null,null,"EE_R_Rural.S42",".","T108","5.47"]
[null,null,null,null,null,null,null,null,"EE_R_Rural.S42",".","T121","3.75"]
[null,null,null,null,null,null,null,null,"EE_R_Rural.S42",".","T135","4.38"]
[null,null,null,null,null,null,null,null,"EE_R_Rural.S42",".","T150","3.75"]
[null,null,null,null,null,null,null,null,"EE_R_Rural.S42",".","T151","3.75"]
[null,null,null,null,null,null,null,null,"EE_R_Rural.S43",".","T004","3.94"]
[null,null,null,null,null,null,null,null,"EE_R_Rural.S43",".","T017","5.48"]
[null,null,null,null,null,null,null,null,"EE_R_Rural.S43",".","T026","3.94"]
[null,null,null,null,null,null,null,null,"EE_R_Rural.S43",".","T035","5.47"]
[null,null,null,null,null,null,null,null,"EE_R_Rural.S43",".","T049","3.94"]
[null,null,null,null,null,null,null,null,"EE_R_Rural.S43",".","T056","5.67"]
[null,null,null,null,null,null,null,null,"EE_R_Rural.S43",".","T069","5.27"]
[null,null,null,null,null,null,null,null,"EE_R_Rural.S43",".","T078","4.77"]
[null,null,null,null,null,null,null,null,"EE_R_Rural.S43",".","T099","3.94"]
[null,null,null,null,null,null,null,null,"EE_R_Rural.S43",".","T112","5.47"]
[null,null,null,null,null,null,null,null,"EE_R_Rural.S43",".","T121","3.75"]
[null,null,null,null,null,null,null,null,"EE_R_Rural.S43",".","T130","4.38"]
[null,null,null,null,null,null,null,null,"EE_R_Rural.S43",".","T138","5.32"]
[null,null,null,null,null,null,null,null,"EE_R_Rural.S43",".","T151","3.75"]
[null,null,null,null,null,null,null,null,"EE_R_Rural.S43",".","T164","5.32"]
[null,null,null,null,null,null,null,null,"EE_R_Rural.S44",".","T005","3.94"]
[null,null,null,null,null,null,null,null,"EE_R_Rural.S44",".","T026","3.94"]
[null,null,null,null,null,null,null,null,"EE_R_Rural.S44",".","T039","5.47"]
[null,null,null,null,null,null,null,null,"EE_R_Rural.S44",".","T048","4.28"]
[null,null,null,null,null,null,null,null,"EE_R_Rural.S44",".","T059","5.47"]
[null,null,null,null,null,null,null,null,"EE_R_Rural.S44",".","T069","5.27"]
[null,null,null,null,null,null,null,null,"EE_R_Rural.S44",".","T078","5.72"]
[null,null,null,null,null,null,null,null,"EE_R_Rural.S44",".","T091","6.73"]
[null,null,null,null,null,null,null,null,"EE_R_Rural.S44",".","T100","4.74"]
[null,null,null,null,null,null,null,null,"EE_R_Rural.S44",".","T121","4.5"]
[null,null,null,null,null,null,null,null,"EE_R_Rural.S44",".","T134","5.31"]
[null,null,null,null,null,null,null,null,"EE_R_Rural.S44",".","T141","5.33"]
[null,null,null,null,null,null,null,null,"EE_R_Rural.S44",".","T155","5.31"]
[null,null,null,null,null,null,null,null,"EE_R_Rural.S44",".","T164","6.15"]
[null,null,null,null,null,null,null,null,"EE_R_Rural.S45",".","T005","4.74"]
[null,null,null,null,null,null,null,null,"EE_R_Rural.S45",".","T018","6.93"]
[null,null,null,null,null,null,null,null,"EE_R_Rural.S45",".","T027","4.74"]
[null,null,null,null,null,null,null,null,"EE_R_Rural.S45",".","T048","5.13"]
[null,null,null,null,null,null,null,null,"EE_R_Rural.S45",".","T061","6.49"]
[null,null,null,null,null,null,null,null,"EE_R_Rural.S45",".","T073","4.74"]
[null,null,null,null,null,null,null,null,"EE_R_Rural.S45",".","T082","6.62"]
[null,null,null,null,null,null,null,null,"EE_R_Rural.S45",".","T091","6.73"]
[null,null,null,null,null,null,null,null,"EE_R_Rural.S45",".","T100","4.74"]
[null,null,null,null,null,null,null,null,"EE_R_Rural.S45",".","T113","6.93"]
[null,null,null,null,null,null,null,null,"EE_R_Rural.S45",".","T122","4.5"]
[null,null,null,null,null,null,null,null,"EE_R_Rural.S45",".","T135","5.31"]
[null,null,null,null,null,null,null,null,"EE_R_Rural.S45",".","T155","5.31"]
[null,null,null,null,null,null,null,null,"EE_R_Rural.S45",".","T164","6.15"]
[null,null,null,null,null,null,null,null,"EE_R_Rural.S46",".","T009","6.62"]
[null,null,null,null,null,null,null,null,"EE_R_Rural.S46",".","T018","6.93"]
[null,null,null,null,null,null,null,null,"EE_R_Rural.S46",".","T027","4.74"]
[null,null,null,null,null,null,null,null,"EE_R_Rural.S46",".","T040","6.49"]
[null,null,null,null,null,null,null,null,"EE_R_Rural.S46",".","T049","4.74"]
[null,null,null,null,null,null,null,null,"EE_R_Rural.S46",".","T069","6.07"]
[null,null,null,null,null,null,null,null,"EE_R_Rural.S46",".","T082","6.62"]
[null,null,null,null,null,null,null,null,"EE_R_Rural.S46",".","T091","6.73"]
[null,null,null,null,null,null,null,null,"EE_R_Rural.S46",".","T104","6.62"]
[null,null,null,null,null,null,null,null,"EE_R_Rural.S46",".","T113","6.93"]
[null,null,null,null,null,null,null,null,"EE_R_Rural.S46",".","T122","4.5"]
[null,null,null,null,null,null,null,null,"EE_R_Rural.S46",".","T135","5.31"]
[null,null,null,null,null,null,null,null,"EE_R_Rural.S46",".","T144","5.33"]
[null,null,null,null,null,null,null,null,"EE_R_Rural.S46",".","T158","5.31"]
[null,null,null,null,null,null,null,null,"EE_R_Rural.S47",".","T009","6.62"]
[null,null,null,null,null,null,null,null,"EE_R_Rural.S47",".","T018","6.93"]
[null,null,null,null,null,null,null,null,"EE_R_Rural.S47",".","T031","5.72"]
[null,null,null,null,null,null,null,null,"EE_R_Rural.S47",".","T040","6.49"]
[null,null,null,null,null,null,null,null,"EE_R_Rural.S47",".","T053","4.74"]
[null,null,null,null,null,null,null,null,"EE_R_Rural.S47",".","T062","6.49"]
[null,null,null,null,null,null,null,null,"EE_R_Rural.S47",".","T079","5.72"]
[null,null,null,null,null,null,null,null,"EE_R_Rural.S47",".","T083","6.49"]
[null,null,null,null,null,null,null,null,"EE_R_Rural.S47",".","T104","6.62"]
[null,null,null,null,null,null,null,null,"EE_R_Rural.S47",".","T113","6.93"]
[null,null,null,null,null,null,null,null,"EE_R_Rural.S47",".","T126","4.5"]
[null,null,null,null,null,null,null,null,"EE_R_Rural.S47",".","T135","5.31"]
[null,null,null,null,null,null,null,null,"EE_R_Rural.S47",".","T148","4.5"]
[null,null,null,null,null,null,null,null,"EE_R_Rural.S47",".","T161","6.15"]
[null,null,null,null,null,null,null,null,"EE_R_Rural.S47",".","T165","5.33"]
[null,null,null,null,null,null,null,null,"EE_R_Rural.S48",".","T010","6.62"]
[null,null,null,null,null,null,null,null,"EE_R_Rural.S48",".","T031","5.72"]
[null,null,null,null,null,null,null,null,"EE_R_Rural.S48",".","T044","6.73"]
[null,null,null,null,null,null,null,null,"EE_R_Rural.S48",".","T053","4.74"]
[null,null,null,null,null,null,null,null,"EE_R_Rural.S48",".","T062","6.49"]
[null,null,null,null,null,null,null,null,"EE_R_Rural.S48",".","T075","4.74"]
[null,null,null,null,null,null,null,null,"EE_R_Rural.S48",".","T082","6.62"]
[null,null,null,null,null,null,null,null,"EE_R_Rural.S48",".","T092","6.73"]
[null,null,null,null,null,null,null,null,"EE_R_Rural.S48",".","T105","6.62"]
[null,null,null,null,null,null,null,null,"EE_R_Rural.S48",".","T126","3.76"]
[null,null,null,null,null,null,null,null,"EE_R_Rural.S48",".","T139","4.97"]
[null,null,null,null,null,null,null,null,"EE_R_Rural.S48",".","T148","3.76"]
[null,null,null,null,null,null,null,null,"EE_R_Rural.S48",".","T157","4.41"]
[null,null,null,null,null,null,null,null,"EE_R_Rural.S48",".","T164","4.97"]
[null,null,null,null,null,null,null,null,"EE_R_Rural.S49",".","T010","5.36"]
[null,null,null,null,null,null,null,null,"EE_R_Rural.S49",".","T019","5.38"]
[null,null,null,null,null,null,null,null,"EE_R_Rural.S49",".","T032","5.36"]
[null,null,null,null,null,null,null,null,"EE_R_Rural.S49",".","T053","3.95"]
[null,null,null,null,null,null,null,null,"EE_R_Rural.S49",".","T066","5.59"]
[null,null,null,null,null,null,null,null,"EE_R_Rural.S49",".","T075","3.95"]
[null,null,null,null,null,null,null,null,"EE_R_Rural.S49",".","T085","5.24"]
[null,null,null,null,null,null,null,null,"EE_R_Rural.S49",".","T096","4.25"]
[null,null,null,null,null,null,null,null,"EE_R_Rural.S49",".","T105","5.36"]
[null,null,null,null,null,null,null,null,"EE_R_Rural.S49",".","T118","4.92"]
[null,null,null,null,null,null,null,null,"EE_R_Rural.S49",".","T127","3.76"]
[null,null,null,null,null,null,null,null,"EE_R_Rural.S49",".","T148","3.76"]
[null,null,null,null,null,null,null,null,"EE_R_Rural.S49",".","T161","4.97"]
[null,null,null,null,null,null,null,null,"EE_R_Rural.S50",".","T002","3.95"]
[null,null,null,null,null,null,null,null,"EE_R_Rural.S50",".","T006","4.66"]
[null,null,null,null,null,null,null,null,"EE_R_Rural.S50",".","T007","4.66"]
[null,null,null,null,null,null,null,null,"EE_R_Rural.S50",".","T008","5.36"]
[null,null,null,null,null,null,null,null,"EE_R_Rural.S50",".","T009","5.36"]
[null,null,null,null,null,null,null,null,"EE_R_Rural.S50",".","T010","5.36"]
[null,null,null,null,null,null,null,null,"EE_R_Rural.S50",".","T011","5.24"]
[null,null,null,null,null,null,null,null,"EE_R_Rural.S50",".","T012","5.24"]
[null,null,null,null,null,null,null,null,"EE_R_Rural.S50",".","T013","5.24"]
[null,null,null,null,null,null,null,null,"EE_R_Rural.S50",".","T014","5.24"]
[null,null,null,null,null,null,null,null,"EE_R_Rural.S50",".","T015","5.24"]
[null,null,null,null,null,null,null,null,"EE_R_Rural.S50",".","T016","5.24"]
[null,null,null,null,null,null,null,null,"EE_R_Rural.S50",".","T017","5.59"]
[null,null,null,null,null,null,null,null,"EE_R_Rural.S50",".","T018","5.59"]
[null,null,null,null,null,null,null,null,"EE_R_Rural.S50",".","T019","5.38"]
[null,null,null,null,null,null,null,null,"EE_R_Rural.S50",".","T020","5.38"]
[null,null,null,null,null,null,null,null,"EE_R_Rural.S50",".","T021","4.92"]
[null,null,null,null,null,null,null,null,"EE_R_Rural.S50",".","T022","4.92"]
[null,null,null,null,null,null,null,null,"EE_R_Rural.S50",".","T023","4.25"]
[null,null,null,null,null,null,null,null,"EE_R_Rural.S50",".","T024","4.25"]
[null,null,null,null,null,null,null,null,"EE_R_Rural.S50",".","T025","3.95"]
[null,null,null,null,null,null,null,null,"EE_R_Rural.S50",".","T026","3.95"]
[null,null,null,null,null,null,null,null,"EE_R_Rural.S50",".","T027","3.95"]
[null,null,null,null,null,null,null,null,"EE_R_Rural.S50",".","T028","3.95"]
[null,null,null,null,null,null,null,null,"EE_R_Rural.S50",".","T029","3.95"]
[null,null,null,null,null,null,null,null,"EE_R_Rural.S50",".","T030","4.66"]
[null,null,null,null,null,null,null,null,"EE_R_Rural.S50",".","T031","4.66"]
[null,null,null,null,null,null,null,null,"EE_R_Rural.S50",".","T032","5.36"]
[null,null,null,null,null,null,null,null,"EE_R_Rural.S50",".","T033","5.36"]
[null,null,null,null,null,null,null,null,"EE_R_Rural.S50",".","T034","5.36"]
[null,null,null,null,null,null,null,null,"EE_R_Rural.S50",".","T035","5.24"]
[null,null,null,null,null,null,null,null,"EE_R_Rural.S50",".","T036","5.24"]
[null,null,null,null,null,null,null,null,"EE_R_Rural.S50",".","T037","5.24"]
[null,null,null,null,null,null,null,null,"EE_R_Rural.S50",".","T038","5.24"]
[null,null,null,null,null,null,null,null,"EE_R_Rural.S50",".","T039","5.24"]
[null,null,null,null,null,null,null,null,"EE_R_Rural.S50",".","T040","5.24"]
[null,null,null,null,null,null,null,null,"EE_R_Rural.S50",".","T041","5.59"]
[null,null,null,null,null,null,null,null,"EE_R_Rural.S50",".","T042","5.59"]
[null,null,null,null,null,null,null,null,"EE_R_Rural.S50",".","T043","5.38"]
[null,null,null,null,null,null,null,null,"EE_R_Rural.S50",".","T044","5.38"]
[null,null,null,null,null,null,null,null,"EE_R_Rural.S50",".","T045","4.92"]
[null,null,null,null,null,null,null,null,"EE_R_Rural.S50",".","T046","4.92"]
[null,null,null,null,null,null,null,null,"EE_R_Rural.S50",".","T047","4.25"]
[null,null,null,null,null,null,null,null,"EE_R_Rural.S50",".","T048","4.25"]
[null,null,null,null,null,null,null,null,"EE_R_Rural.S50",".","T049","3.95"]
[null,null,null,null,null,null,null,null,"EE_R_Rural.S50",".","T050","3.95"]
[null,null,null,null,null,null,null,null,"EE_R_Rural.S50",".","T051","3.95"]
[null,null,null,null,null,null,null,null,"EE_R_Rural.S50",".","T052","3.95"]
[null,null,null,null,null,null,null,null,"EE_R_Rural.S50",".","T053","3.95"]
[null,null,null,null,null,null,null,null,"EE_R_Rural.S50",".","T054","4.66"]
[null,null,null,null,null,null,null,null,"EE_R_Rural.S50",".","T055","4.66"]
[null,null,null,null,null,null,null,null,"EE_R_Rural.S50",".","T056","5.36"]
[null,null,null,null,null,null,null,null,"EE_R_Rural.S50",".","T057","5.36"]
[null,null,null,null,null,null,null,null,"EE_R_Rural.S50",".","T058","5.36"]
[null,null,null,null,null,null,null,null,"EE_R_Rural.S50",".","T059","5.24"]
[null,null,null,null,null,null,null,null,"EE_R_Rural.S50",".","T060","5.24"]
[null,null,null,null,null,null,null,null,"EE_R_Rural.S50",".","T061","5.24"]
[null,null,null,null,null,null,null,null,"EE_R_Rural.S50",".","T062","5.24"]
[null,null,null,null,null,null,null,null,"EE_R_Rural.S50",".","T063","5.24"]
[null,null,null,null,null,null,null,null,"EE_R_Rural.S50",".","T064","5.24"]
[null,null,null,null,null,null,null,null,"EE_R_Rural.S50",".","T065","5.59"]
[null,null,null,null,null,null,null,null,"EE_R_Rural.S50",".","T066","5.59"]
[null,null,null,null,null,null,null,null,"EE_R_Rural.S50",".","T067","5.38"]
[null,null,null,null,null,null,null,null,"EE_R_Rural.S50",".","T068","5.38"]
[null,null,null,null,null,null,null,null,"EE_R_Rural.S50",".","T069","4.92"]
[null,null,null,null,null,null,null,null,"EE_R_Rural.S50",".","T070","4.92"]
[null,null,null,null,null,null,null,null,"EE_R_Rural.S50",".","T071","4.25"]
[null,null,null,null,null,null,null,null,"EE_R_Rural.S50",".","T072","4.25"]
[null,null,null,null,null,null,null,null,"EE_R_Rural.S50",".","T073","3.95"]
[null,null,null,null,null,null,null,null,"EE_R_Rural.S50",".","T074","3.95"]
[null,null,null,null,null,null,null,null,"EE_R_Rural.S50",".","T075","3.95"]
[null,null,null,null,null,null,null,null,"EE_R_Rural.S50",".","T076","3.95"]
[null,null,null,null,null,null,null,null,"EE_R_Rural.S50",".","T077","3.95"]
[null,null,null,null,null,null,null,null,"EE_R_Rural.S50",".","T078","4.66"]
[null,null,null,null,null,null,null,null,"EE_R_Rural.S50",".","T079","4.66"]
[null,null,null,null,null,null,null,null,"EE_R_Rural.S50",".","T080","5.36"]
[null,null,null,null,null,null,null,null,"EE_R_Rural.S50",".","T081","5.36"]
[null,null,null,null,null,null,null,null,"EE_R_Rural.S50",".","T082","5.36"]
[null,null,null,null,null,null,null,null,"EE_R_Rural.S50",".","T083","5.24"]
[null,null,null,null,null,null,null,null,"EE_R_Rural.S50",".","T084","5.24"]
[null,null,null,null,null,null,null,null,"EE_R_Rural.S50",".","T085","5.24"]
[null,null,null,null,null,null,null,null,"EE_R_Rural.S50",".","T086","5.24"]
[null,null,null,null,null,null,null,null,"EE_R_Rural.S50",".","T087","5.24"]
[null,null,null,null,null,null,null,null,"EE_R_Rural.S50",".","T088","5.24"]
[null,null,null,null,null,null,null,null,"EE_R_Rural.S50",".","T089","5.59"]
[null,null,null,null,null,null,null,null,"EE_R_Rural.S50",".","T090","5.59"]
[null,null,null,null,null,null,null,null,"EE_R_Rural.S50",".","T091","5.38"]
[null,null,null,null,null,null,null,null,"EE_R_Rural.S50",".","T092","5.38"]
[null,null,null,null,null,null,null,null,"EE_R_Rural.S50",".","T093","4.92"]
[null,null,null,null,null,null,null,null,"EE_R_Rural.S50",".","T094","4.92"]
[null,null,null,null,null,null,null,null,"EE_R_Rural.S50",".","T095","4.25"]
[null,null,null,null,null,null,null,null,"EE_R_Rural.S50",".","T096","4.25"]
[null,null,null,null,null,null,null,null,"EE_R_Rural.S50",".","T097","3.95"]
[null,null,null,null,null,null,null,null,"EE_R_Rural.S50",".","T098","3.95"]
[null,null,null,null,null,null,null,null,"EE_R_Rural.S50",".","T099","3.95"]
[null,null,null,null,null,null,null,null,"EE_R_Rural.S50",".","T100","3.95"]
[null,null,null,null,null,null,null,null,"EE_R_Rural.S50",".","T101","3.95"]
[null,null,null,null,null,null,null,null,"EE_R_Rural.S50",".","T102","4.66"]
[null,null,null,null,null,null,null,null,"EE_R_Rural.S50",".","T103","4.66"]
[null,null,null,null,null,null,null,null,"EE_R_Rural.S50",".","T104","5.36"]
[null,null,null,null,null,null,null,null,"EE_R_Rural.S50",".","T105","5.36"]
[null,null,null,null,null,null,null,null,"EE_R_Rural.S50",".","T106","5.36"]
[null,null,null,null,null,null,null,null,"EE_R_Rural.S50",".","T107","5.24"]
[null,null,null,null,null,null,null,null,"EE_R_Rural.S50",".","T108","5.24"]
[null,null,null,null,null,null,null,null,"EE_R_Rural.S50",".","T109","5.24"]
[null,null,null,null,null,null,null,null,"EE_R_Rural.S50",".","T110","5.24"]
[null,null,null,null,null,null,null,null,"EE_R_Rural.S50",".","T111","5.24"]
[null,null,null,null,null,null,null,null,"EE_R_Rural.S50",".","T112","5.24"]
[null,null,null,null,null,null,null,null,"EE_R_Rural.S50",".","T113","5.59"]
[null,null,null,null,null,null,null,null,"EE_R_Rural.S50",".","T114","5.59"]
[null,null,null,null,null,null,null,null,"EE_R_Rural.S50",".","T115","5.38"]
[null,null,null,null,null,null,null,null,"EE_R_Rural.S50",".","T116","5.38"]
[null,null,null,null,null,null,null,null,"EE_R_Rural.S50",".","T117","4.92"]
[null,null,null,null,null,null,null,null,"EE_R_Rural.S50",".","T118","4.92"]
[null,null,null,null,null,null,null,null,"EE_R_Rural.S50",".","T119","4.25"]
[null,null,null,null,null,null,null,null,"EE_R_Rural.S50",".","T120","4.25"]
[null,null,null,null,null,null,null,null,"EE_R_Rural.S50",".","T121","3.76"]
[null,null,null,null,null,null,null,null,"EE_R_Rural.S50",".","T122","3.76"]
[null,null,null,null,null,null,null,null,"EE_R_Rural.S50",".","T123","3.76"]
[null,null,null,null,null,null,null,null,"EE_R_Rural.S50",".","T124","3.76"]
[null,null,null,null,null,null,null,null,"EE_R_Rural.S50",".","T125","3.76"]
[null,null,null,null,null,null,null,null,"EE_R_Rural.S50",".","T126","3.76"]
[null,null,null,null,null,null,null,null,"EE_R_Rural.S50",".","T127","3.76"]
[null,null,null,null,null,null,null,null,"EE_R_Rural.S50",".","T128","3.76"]
[null,null,null,null,null,null,null,null,"EE_R_Rural.S50",".","T129","3.76"]
[null,null,null,null,null,null,null,null,"EE_R_Rural.S50",".","T130","4.41"]
[null,null,null,null,null,null,null,null,"EE_R_Rural.S50",".","T131","4.41"]
[null,null,null,null,null,null,null,null,"EE_R_Rural.S50",".","T132","4.41"]
[null,null,null,null,null,null,null,null,"EE_R_Rural.S50",".","T133","4.41"]
[null,null,null,null,null,null,null,null,"EE_R_Rural.S50",".","T134","4.41"]
[null,null,null,null,null,null,null,null,"EE_R_Rural.S50",".","T135","4.41"]
[null,null,null,null,null,null,null,null,"EE_R_Rural.S50",".","T136","4.41"]
[null,null,null,null,null,null,null,null,"EE_R_Rural.S50",".","T137","4.97"]
[null,null,null,null,null,null,null,null,"EE_R_Rural.S50",".","T138","4.97"]
[null,null,null,null,null,null,null,null,"EE_R_Rural.S50",".","T139","4.97"]
[null,null,null,null,null,null,null,null,"EE_R_Rural.S50",".","T140","4.97"]
[null,null,null,null,null,null,null,null,"EE_R_Rural.S50",".","T141","4.42"]
[null,null,null,null,null,null,null,null,"EE_R_Rural.S50",".","T142","4.42"]
[null,null,null,null,null,null,null,null,"EE_R_Rural.S50",".","T143","4.42"]
[null,null,null,null,null,null,null,null,"EE_R_Rural.S50",".","T144","4.42"]
[null,null,null,null,null,null,null,null,"EE_R_Rural.S50",".","T145","3.76"]
[null,null,null,null,null,null,null,null,"EE_R_Rural.S50",".","T146","3.76"]
[null,null,null,null,null,null,null,null,"EE_R_Rural.S50",".","T147","3.76"]
[null,null,null,null,null,null,null,null,"EE_R_Rural.S50",".","T148","3.76"]
[null,null,null,null,null,null,null,null,"EE_R_Rural.S50",".","T149","3.76"]
[null,null,null,null,null,null,null,null,"EE_R_Rural.S50",".","T150","3.76"]
[null,null,null,null,null,null,null,null,"EE_R_Rural.S50",".","T151","3.76"]
[null,null,null,null,null,null,null,null,"EE_R_Rural.S50",".","T152","3.76"]
[null,null,null,null,null,null,null,null,"EE_R_Rural.S50",".","T153","3.76"]
[null,null,null,null,null,null,null,null,"EE_R_Rural.S50",".","T154","4.41"]
[null,null,null,null,null,null,null,null,"EE_R_Rural.S50",".","T155","4.41"]
[null,null,null,null,null,null,null,null,"EE_R_Rural.S50",".","T156","4.41"]
[null,null,null,null,null,null,null,null,"EE_R_Rural.S50",".","T157","4.41"]
[null,null,null,null,null,null,null,null,"EE_R_Rural.S50",".","T158","4.41"]
[null,null,null,null,null,null,null,null,"EE_R_Rural.S50",".","T159","4.41"]
[null,null,null,null,null,null,null,null,"EE_R_Rural.S50",".","T160","4.41"]
[null,null,null,null,null,null,null,null,"EE_R_Rural.S50",".","T161","4.97"]
[null,null,null,null,null,null,null,null,"EE_R_Rural.S50",".","T162","4.97"]
[null,null,null,null,null,null,null,null,"EE_R_Rural.S50",".","T163","4.97"]
[null,null,null,null,null,null,null,null,"EE_R_Rural.S50",".","T164","4.97"]
[null,null,null,null,null,null,null,null,"EE_R_Rural.S50",".","T165","4.42"]
[null,null,null,null,null,null,null,null,"EE_R_Rural.S50",".","T166","4.42"]
[null,null,null,null,null,null,null,null,"EE_R_Rural.S50",".","T167","4.42"]
[null,null,null,null,null,null,null,null,"EE_R_Rural.S50",".","T168","4.42"]
[null,null,null,null,null,null,null,null,"EE_R_Rural.S51",".","T001","3.95"]
[null,null,null,null,null,null,null,null,"EE_R_Rural.S51",".","T002","3.95"]
[null,null,null,null,null,null,null,null,"EE_R_Rural.S51",".","T003","3.95"]
[null,null,null,null,null,null,null,null,"EE_R_Rural.S51",".","T004","3.95"]
[null,null,null,null,null,null,null,null,"EE_R_Rural.S51",".","T005","3.95"]
[null,null,null,null,null,null,null,null,"EE_R_Rural.S51",".","T006","4.66"]
[null,null,null,null,null,null,null,null,"EE_R_Rural.S51",".","T007","4.66"]
[null,null,null,null,null,null,null,null,"EE_R_Rural.S51",".","T008","5.36"]
[null,null,null,null,null,null,null,null,"EE_R_Rural.S51",".","T009","5.36"]
[null,null,null,null,null,null,null,null,"EE_R_Rural.S51",".","T010","5.36"]
[null,null,null,null,null,null,null,null,"EE_R_Rural.S51",".","T011","5.24"]
[null,null,null,null,null,null,null,null,"EE_R_Rural.S51",".","T012","5.24"]
[null,null,null,null,null,null,null,null,"EE_R_Rural.S51",".","T013","5.24"]
[null,null,null,null,null,null,null,null,"EE_R_Rural.S51",".","T014","5.24"]
[null,null,null,null,null,null,null,null,"EE_R_Rural.S51",".","T015","5.24"]
[null,null,null,null,null,null,null,null,"EE_R_Rural.S51",".","T016","5.24"]
[null,null,null,null,null,null,null,null,"EE_R_Rural.S51",".","T017","5.59"]
[null,null,null,null,null,null,null,null,"EE_R_Rural.S51",".","T018","5.59"]
[null,null,null,null,null,null,null,null,"EE_R_Rural.S51",".","T019","5.38"]
[null,null,null,null,null,null,null,null,"EE_R_Rural.S51",".","T020","5.38"]
[null,null,null,null,null,null,null,null,"EE_R_Rural.S51",".","T021","4.92"]
[null,null,null,null,null,null,null,null,"EE_R_Rural.S51",".","T022","4.92"]
[null,null,null,null,null,null,null,null,"EE_R_Rural.S51",".","T023","4.25"]
[null,null,null,null,null,null,null,null,"EE_R_Rural.S51",".","T024","4.25"]
[null,null,null,null,null,null,null,null,"EE_R_Rural.S51",".","T025","3.95"]
[null,null,null,null,null,null,null,null,"EE_R_Rural.S51",".","T026","3.95"]
[null,null,null,null,null,null,null,null,"EE_R_Rural.S51",".","T027","3.95"]
[null,null,null,null,null,null,null,null,"EE_R_Rural.S51",".","T028","3.95"]
[null,null,null,null,null,null,null,null,"EE_R_Rural.S51",".","T029","3.95"]
[null,null,null,null,null,null,null,null,"EE_R_Rural.S51",".","T030","4.66"]
[null,null,null,null,null,null,null,null,"EE_R_Rural.S51",".","T031","4.66"]
[null,null,null,null,null,null,null,null,"EE_R_Rural.S51",".","T032","5.36"]
[null,null,null,null,null,null,null,null,"EE_R_Rural.S51",".","T033","5.36"]
[null,null,null,null,null,null,null,null,"EE_R_Rural.S51",".","T034","5.36"]
[null,null,null,null,null,null,null,null,"EE_R_Rural.S51",".","T035","5.24"]
[null,null,null,null,null,null,null,null,"EE_R_Rural.S51",".","T036","5.24"]
[null,null,null,null,null,null,null,null,"EE_R_Rural.S51",".","T037","5.24"]
[null,null,null,null,null,null,null,null,"EE_R_Rural.S51",".","T038","5.24"]
[null,null,null,null,null,null,null,null,"EE_R_Rural.S51",".","T039","5.24"]
[null,null,null,null,null,null,null,null,"EE_R_Rural.S51",".","T040","5.24"]
[null,null,null,null,null,null,null,null,"EE_R_Rural.S51",".","T041","5.59"]
[null,null,null,null,null,null,null,null,"EE_R_Rural.S51",".","T042","5.59"]
[null,null,null,null,null,null,null,null,"EE_R_Rural.S51",".","T043","5.38"]
[null,null,null,null,null,null,null,null,"EE_R_Rural.S51",".","T044","5.38"]
[null,null,null,null,null,null,null,null,"EE_R_Rural.S51",".","T045","4.92"]
[null,null,null,null,null,null,null,null,"EE_R_Rural.S51",".","T046","4.92"]
[null,null,null,null,null,null,null,null,"EE_R_Rural.S51",".","T047","4.25"]
[null,null,null,null,null,null,null,null,"EE_R_Rural.S51",".","T048","4.25"]
[null,null,null,null,null,null,null,null,"EE_R_Rural.S51",".","T049","3.95"]
[null,null,null,null,null,null,null,null,"EE_R_Rural.S51",".","T050","3.95"]
[null,null,null,null,null,null,null,null,"EE_R_Rural.S51",".","T051","3.95"]
[null,null,null,null,null,null,null,null,"EE_R_Rural.S51",".","T052","3.95"]
[null,null,null,null,null,null,null,null,"EE_R_Rural.S51",".","T053","3.95"]
[null,null,null,null,null,null,null,null,"EE_R_Rural.S51",".","T054","4.66"]
[null,null,null,null,null,null,null,null,"EE_R_Rural.S51",".","T055","4.66"]
[null,null,null,null,null,null,null,null,"EE_R_Rural.S51",".","T056","5.36"]
[null,null,null,null,null,null,null,null,"EE_R_Rural.S51",".","T057","5.36"]
[null,null,null,null,null,null,null,null,"EE_R_Rural.S51",".","T058","5.36"]
[null,null,null,null,null,null,null,null,"EE_R_Rural.S51",".","T059","5.24"]
[null,null,null,null,null,null,null,null,"EE_R_Rural.S51",".","T060","5.24"]
[null,null,null,null,null,null,null,null,"EE_R_Rural.S51",".","T061","5.24"]
[null,null,null,null,null,null,null,null,"EE_R_Rural.S51",".","T062","5.24"]
[null,null,null,null,null,null,null,null,"EE_R_Rural.S51",".","T063","5.24"]
[null,null,null,null,null,null,null,null,"EE_R_Rural.S51",".","T064","5.24"]
[null,null,null,null,null,null,null,null,"EE_R_Rural.S51",".","T065","5.59"]
[null,null,null,null,null,null,null,null,"EE_R_Rural.S51",".","T066","5.59"]
[null,null,null,null,null,null,null,null,"EE_R_Rural.S51",".","T067","5.38"]
[null,null,null,null,null,null,null,null,"EE_R_Rural.S51",".","T068","5.38"]
[null,null,null,null,null,null,null,null,"EE_R_Rural.S51",".","T069","4.92"]
[null,null,null,null,null,null,null,null,"EE_R_Rural.S51",".","T070","4.92"]
[null,null,null,null,null,null,null,null,"EE_R_Rural.S51",".","T071","4.25"]
[null,null,null,null,null,null,null,null,"EE_R_Rural.S51",".","T072","4.25"]
[null,null,null,null,null,null,null,null,"EE_R_Rural.S51",".","T073","3.95"]
[null,null,null,null,null,null,null,null,"EE_R_Rural.S51",".","T074","3.95"]
[null,null,null,null,null,null,null,null,"EE_R_Rural.S51",".","T075","3.95"]
[null,null,null,null,null,null,null,null,"EE_R_Rural.S51",".","T076","3.95"]
[null,null,null,null,null,null,null,null,"EE_R_Rural.S51",".","T077","3.95"]
[null,null,null,null,null,null,null,null,"EE_R_Rural.S51",".","T078","4.66"]
[null,null,null,null,null,null,null,null,"EE_R_Rural.S51",".","T079","4.66"]
[null,null,null,null,null,null,null,null,"EE_R_Rural.S51",".","T080","5.36"]
[null,null,null,null,null,null,null,null,"EE_R_Rural.S51",".","T081","5.36"]
[null,null,null,null,null,null,null,null,"EE_R_Rural.S51",".","T082","5.36"]
[null,null,null,null,null,null,null,null,"EE_R_Rural.S51",".","T083","5.24"]
[null,null,null,null,null,null,null,null,"EE_R_Rural.S51",".","T084","5.24"]
[null,null,null,null,null,null,null,null,"EE_R_Rural.S51",".","T085","5.24"]
[null,null,null,null,null,null,null,null,"EE_R_Rural.S51",".","T086","5.24"]
[null,null,null,null,null,null,null,null,"EE_R_Rural.S51",".","T087","5.24"]
[null,null,null,null,null,null,null,null,"EE_R_Rural.S51",".","T088","5.24"]
[null,null,null,null,null,null,null,null,"EE_R_Rural.S51",".","T089","5.59"]
[null,null,null,null,null,null,null,null,"EE_R_Rural.S51",".","T090","5.59"]
[null,null,null,null,null,null,null,null,"EE_R_Rural.S51",".","T091","5.38"]
[null,null,null,null,null,null,null,null,"EE_R_Rural.S51",".","T092","5.38"]
[null,null,null,null,null,null,null,null,"EE_R_Rural.S51",".","T093","4.92"]
[null,null,null,null,null,null,null,null,"EE_R_Rural.S51",".","T094","4.92"]
[null,null,null,null,null,null,null,null,"EE_R_Rural.S51",".","T095","4.25"]
[null,null,null,null,null,null,null,null,"EE_R_Rural.S51",".","T096","4.25"]
[null,null,null,null,null,null,null,null,"EE_R_Rural.S51",".","T097","3.95"]
[null,null,null,null,null,null,null,null,"EE_R_Rural.S51",".","T098","3.95"]
[null,null,null,null,null,null,null,null,"EE_R_Rural.S51",".","T099","3.95"]
[null,null,null,null,null,null,null,null,"EE_R_Rural.S51",".","T100","3.95"]
[null,null,null,null,null,null,null,null,"EE_R_Rural.S51",".","T101","3.95"]
[null,null,null,null,null,null,null,null,"EE_R_Rural.S51",".","T102","4.66"]
[null,null,null,null,null,null,null,null,"EE_R_Rural.S51",".","T103","4.66"]
[null,null,null,null,null,null,null,null,"EE_R_Rural.S51",".","T104","5.36"]
[null,null,null,null,null,null,null,null,"EE_R_Rural.S51",".","T105","5.36"]
[null,null,null,null,null,null,null,null,"EE_R_Rural.S51",".","T106","5.36"]
[null,null,null,null,null,null,null,null,"EE_R_Rural.S51",".","T107","5.24"]
[null,null,null,null,null,null,null,null,"EE_R_Rural.S51",".","T108","5.24"]
[null,null,null,null,null,null,null,null,"EE_R_Rural.S51",".","T109","5.24"]
[null,null,null,null,null,null,null,null,"EE_R_Rural.S51",".","T110","5.24"]
[null,null,null,null,null,null,null,null,"EE_R_Rural.S51",".","T111","5.24"]
[null,null,null,null,null,null,null,null,"EE_R_Rural.S51",".","T112","5.24"]
[null,null,null,null,null,null,null,null,"EE_R_Rural.S51",".","T113","5.59"]
[null,null,null,null,null,null,null,null,"EE_R_Rural.S51",".","T114","5.59"]
[null,null,null,null,null,null,null,null,"EE_R_Rural.S51",".","T115","5.38"]
[null,null,null,null,null,null,null,null,"EE_R_Rural.S51",".","T116","5.38"]
[null,null,null,null,null,null,null,null,"EE_R_Rural.S51",".","T117","4.92"]
[null,null,null,null,null,null,null,null,"EE_R_Rural.S51",".","T118","4.92"]
[null,null,null,null,null,null,null,null,"EE_R_Rural.S51",".","T119","4.25"]
[null,null,null,null,null,null,null,null,"EE_R_Rural.S51",".","T120","4.25"]
[null,null,null,null,null,null,null,null,"EE_R_Rural.S51",".","T121","3.76"]
[null,null,null,null,null,null,null,null,"EE_R_Rural.S51",".","T122","3.76"]
[null,null,null,null,null,null,null,null,"EE_R_Rural.S51",".","T123","3.76"]
[null,null,null,null,null,null,null,null,"EE_R_Rural.S51",".","T124","3.76"]
[null,null,null,null,null,null,null,null,"EE_R_Rural.S51",".","T125","3.76"]
[null,null,null,null,null,null,null,null,"EE_R_Rural.S51",".","T126","3.76"]
[null,null,null,null,null,null,null,null,"EE_R_Rural.S51",".","T127","3.76"]
[null,null,null,null,null,null,null,null,"EE_R_Rural.S51",".","T128","3.76"]
[null,null,null,null,null,null,null,null,"EE_R_Rural.S51",".","T129","3.76"]
[null,null,null,null,null,null,null,null,"EE_R_Rural.S51",".","T130","4.41"]
[null,null,null,null,null,null,null,null,"EE_R_Rural.S51",".","T131","4.41"]
[null,null,null,null,null,null,null,null,"EE_R_Rural.S51",".","T132","4.41"]
[null,null,null,null,null,null,null,null,"EE_R_Rural.S51",".","T133","4.41"]
[null,null,null,null,null,null,null,null,"EE_R_Rural.S51",".","T134","4.41"]
[null,null,null,null,null,null,null,null,"EE_R_Rural.S51",".","T135","4.41"]
[null,null,null,null,null,null,null,null,"EE_R_Rural.S51",".","T136","4.41"]
[null,null,null,null,null,null,null,null,"EE_R_Rural.S51",".","T137","4.97"]
[null,null,null,null,null,null,null,null,"EE_R_Rural.S51",".","T138","4.97"]
[null,null,null,null,null,null,null,null,"EE_R_Rural.S51",".","T139","4.97"]
[null,null,null,null,null,null,null,null,"EE_R_Rural.S51",".","T140","4.97"]
[null,null,null,null,null,null,null,null,"EE_R_Rural.S51",".","T141","4.42"]
[null,null,null,null,null,null,null,null,"EE_R_Rural.S51",".","T142","4.42"]
[null,null,null,null,null,null,null,null,"EE_R_Rural.S51",".","T143","4.42"]
[null,null,null,null,null,null,null,null,"EE_R_Rural.S51",".","T144","4.42"]
[null,null,null,null,null,null,null,null,"EE_R_Rural.S51",".","T145","3.76"]
[null,null,null,null,null,null,null,null,"EE_R_Rural.S51",".","T146","3.76"]
[null,null,null,null,null,null,null,null,"EE_R_Rural.S51",".","T147","3.76"]
[null,null,null,null,null,null,null,null,"EE_R_Rural.S51",".","T148","3.76"]
[null,null,null,null,null,null,null,null,"EE_R_Rural.S51",".","T149","3.76"]
[null,null,null,null,null,null,null,null,"EE_R_Rural.S51",".","T150","3.76"]
[null,null,null,null,null,null,null,null,"EE_R_Rural.S51",".","T151","3.76"]
[null,null,null,null,null,null,null,null,"EE_R_Rural.S51",".","T152","3.76"]
[null,null,null,null,null,null,null,null,"EE_R_Rural.S51",".","T153","3.76"]
[null,null,null,null,null,null,null,null,"EE_R_Rural.S51",".","T154","4.41"]
[null,null,null,null,null,null,null,null,"EE_R_Rural.S51",".","T155","4.41"]
[null,null,null,null,null,null,null,null,"EE_R_Rural.S51",".","T156","4.41"]
[null,null,null,null,null,null,null,null,"EE_R_Rural.S51",".","T157","4.41"]
[null,null,null,null,null,null,null,null,"EE_R_Rural.S51",".","T158","4.41"]
[null,null,null,null,null,null,null,null,"EE_R_Rural.S51",".","T159","4.41"]
[null,null,null,null,null,null,null,null,"EE_R_Rural.S51",".","T160","4.41"]
[null,null,null,null,null,null,null,null,"EE_R_Rural.S51",".","T161","4.97"]
[null,null,null,null,null,null,null,null,"EE_R_Rural.S51",".","T162","4.97"]
[null,null,null,null,null,null,null,null,"EE_R_Rural.S51",".","T163","4.97"]
[null,null,null,null,null,null,null,null,"EE_R_Rural.S51",".","T164","4.97"]
[null,null,null,null,null,null,null,null,"EE_R_Rural.S51",".","T165","4.42"]
[null,null,null,null,null,null,null,null,"EE_R_Rural.S51",".","T166","4.42"]
[null,null,null,null,null,null,null,null,"EE_R_Rural.S51",".","T167","4.42"]
[null,null,null,null,null,null,null,null,"EE_R_Rural.S51",".","T168","4.42"]
[null,null,null,null,null,null,null,null,"EE_R_Rural.S52",".","T001","3.95"]
[null,null,null,null,null,null,null,null,"EE_R_Rural.S52",".","T002","3.95"]
[null,null,null,null,null,null,null,null,"EE_R_Rural.S52",".","T003","3.95"]
[null,null,null,null,null,null,null,null,"EE_R_Rural.S52",".","T004","3.95"]
[null,null,null,null,null,null,null,null,"EE_R_Rural.S52",".","T005","3.95"]
[null,null,null,null,null,null,null,null,"EE_R_Rural.S52",".","T006","4.66"]
[null,null,null,null,null,null,null,null,"EE_R_Rural.S52",".","T007","4.66"]
[null,null,null,null,null,null,null,null,"EE_R_Rural.S52",".","T008","5.36"]
[null,null,null,null,null,null,null,null,"EE_R_Rural.S52",".","T009","5.36"]
[null,null,null,null,null,null,null,null,"EE_R_Rural.S52",".","T010","5.36"]
[null,null,null,null,null,null,null,null,"EE_R_Rural.S52",".","T011","5.24"]
[null,null,null,null,null,null,null,null,"EE_R_Rural.S52",".","T012","5.24"]
[null,null,null,null,null,null,null,null,"EE_R_Rural.S52",".","T013","5.24"]
[null,null,null,null,null,null,null,null,"EE_R_Rural.S52",".","T014","5.24"]
[null,null,null,null,null,null,null,null,"EE_R_Rural.S52",".","T015","5.24"]
[null,null,null,null,null,null,null,null,"EE_R_Rural.S52",".","T016","5.24"]
[null,null,null,null,null,null,null,null,"EE_R_Rural.S52",".","T017","5.59"]
[null,null,null,null,null,null,null,null,"EE_R_Rural.S52",".","T018","5.59"]
[null,null,null,null,null,null,null,null,"EE_R_Rural.S52",".","T019","5.38"]
[null,null,null,null,null,null,null,null,"EE_R_Rural.S52",".","T020","5.38"]
[null,null,null,null,null,null,null,null,"EE_R_Rural.S52",".","T021","4.92"]
[null,null,null,null,null,null,null,null,"EE_R_Rural.S52",".","T022","4.92"]
[null,null,null,null,null,null,null,null,"EE_R_Rural.S52",".","T023","4.25"]
[null,null,null,null,null,null,null,null,"EE_R_Rural.S52",".","T024","4.25"]
[null,null,null,null,null,null,null,null,"EE_R_Rural.S52",".","T025","3.95"]
[null,null,null,null,null,null,null,null,"EE_R_Rural.S52",".","T026","3.95"]
[null,null,null,null,null,null,null,null,"EE_R_Rural.S52",".","T027","3.95"]
[null,null,null,null,null,null,null,null,"EE_R_Rural.S52",".","T028","3.95"]
[null,null,null,null,null,null,null,null,"EE_R_Rural.S52",".","T029","3.95"]
[null,null,null,null,null,null,null,null,"EE_R_Rural.S52",".","T030","4.66"]
[null,null,null,null,null,null,null,null,"EE_R_Rural.S52",".","T031","4.66"]
[null,null,null,null,null,null,null,null,"EE_R_Rural.S52",".","T032","5.36"]
[null,null,null,null,null,null,null,null,"EE_R_Rural.S52",".","T033","5.36"]
[null,null,null,null,null,null,null,null,"EE_R_Rural.S52",".","T034","5.36"]
[null,null,null,null,null,null,null,null,"EE_R_Rural.S52",".","T035","5.24"]
[null,null,null,null,null,null,null,null,"EE_R_Rural.S52",".","T036","5.24"]
[null,null,null,null,null,null,null,null,"EE_R_Rural.S52",".","T037","5.24"]
[null,null,null,null,null,null,null,null,"EE_R_Rural.S52",".","T038","5.24"]
[null,null,null,null,null,null,null,null,"EE_R_Rural.S52",".","T039","5.24"]
[null,null,null,null,null,null,null,null,"EE_R_Rural.S52",".","T040","5.24"]
[null,null,null,null,null,null,null,null,"EE_R_Rural.S52",".","T041","5.59"]
[null,null,null,null,null,null,null,null,"EE_R_Rural.S52",".","T042","5.59"]
[null,null,null,null,null,null,null,null,"EE_R_Rural.S52",".","T043","5.38"]
[null,null,null,null,null,null,null,null,"EE_R_Rural.S52",".","T044","5.38"]
[null,null,null,null,null,null,null,null,"EE_R_Rural.S52",".","T045","4.92"]
[null,null,null,null,null,null,null,null,"EE_R_Rural.S52",".","T046","4.92"]
[null,null,null,null,null,null,null,null,"EE_R_Rural.S52",".","T047","4.25"]
[null,null,null,null,null,null,null,null,"EE_R_Rural.S52",".","T048","4.25"]
[null,null,null,null,null,null,null,null,"EE_R_Rural.S52",".","T049","3.95"]
[null,null,null,null,null,null,null,null,"EE_R_Rural.S52",".","T050","3.95"]
[null,null,null,null,null,null,null,null,"EE_R_Rural.S52",".","T051","3.95"]
[null,null,null,null,null,null,null,null,"EE_R_Rural.S52",".","T052","3.95"]
[null,null,null,null,null,null,null,null,"EE_R_Rural.S52",".","T053","3.95"]
[null,null,null,null,null,null,null,null,"EE_R_Rural.S52",".","T054","4.66"]
[null,null,null,null,null,null,null,null,"EE_R_Rural.S52",".","T055","4.66"]
[null,null,null,null,null,null,null,null,"EE_R_Rural.S52",".","T056","5.36"]
[null,null,null,null,null,null,null,null,"EE_R_Rural.S52",".","T057","5.36"]
[null,null,null,null,null,null,null,null,"EE_R_Rural.S52",".","T058","5.36"]
[null,null,null,null,null,null,null,null,"EE_R_Rural.S52",".","T059","5.24"]
[null,null,null,null,null,null,null,null,"EE_R_Rural.S52",".","T060","5.24"]
[null,null,null,null,null,null,null,null,"EE_R_Rural.S52",".","T061","5.24"]
[null,null,null,null,null,null,null,null,"EE_R_Rural.S52",".","T062","5.24"]
[null,null,null,null,null,null,null,null,"EE_R_Rural.S52",".","T063","5.24"]
[null,null,null,null,null,null,null,null,"EE_R_Rural.S52",".","T064","5.24"]
[null,null,null,null,null,null,null,null,"EE_R_Rural.S52",".","T065","5.59"]
[null,null,null,null,null,null,null,null,"EE_R_Rural.S52",".","T066","5.59"]
[null,null,null,null,null,null,null,null,"EE_R_Rural.S52",".","T067","5.38"]
[null,null,null,null,null,null,null,null,"EE_R_Rural.S52",".","T068","5.38"]
[null,null,null,null,null,null,null,null,"EE_R_Rural.S52",".","T069","4.92"]
[null,null,null,null,null,null,null,null,"EE_R_Rural.S52",".","T070","4.92"]
[null,null,null,null,null,null,null,null,"EE_R_Rural.S52",".","T071","4.25"]
[null,null,null,null,null,null,null,null,"EE_R_Rural.S52",".","T072","4.25"]
[null,null,null,null,null,null,null,null,"EE_R_Rural.S52",".","T073","3.95"]
[null,null,null,null,null,null,null,null,"EE_R_Rural.S52",".","T074","3.95"]
[null,null,null,null,null,null,null,null,"EE_R_Rural.S52",".","T075","3.95"]
[null,null,null,null,null,null,null,null,"EE_R_Rural.S52",".","T076","3.95"]
[null,null,null,null,null,null,null,null,"EE_R_Rural.S52",".","T077","3.95"]
[null,null,null,null,null,null,null,null,"EE_R_Rural.S52",".","T078","4.66"]
[null,null,null,null,null,null,null,null,"EE_R_Rural.S52",".","T079","4.66"]
[null,null,null,null,null,null,null,null,"EE_R_Rural.S52",".","T080","5.36"]
[null,null,null,null,null,null,null,null,"EE_R_Rural.S52",".","T081","5.36"]
[null,null,null,null,null,null,null,null,"EE_R_Rural.S52",".","T082","5.36"]
[null,null,null,null,null,null,null,null,"EE_R_Rural.S52",".","T083","5.24"]
[null,null,null,null,null,null,null,null,"EE_R_Rural.S52",".","T084","5.24"]
[null,null,null,null,null,null,null,null,"EE_R_Rural.S52",".","T085","5.24"]
[null,null,null,null,null,null,null,null,"EE_R_Rural.S52",".","T086","5.24"]
[null,null,null,null,null,null,null,null,"EE_R_Rural.S52",".","T087","5.24"]
[null,null,null,null,null,null,null,null,"EE_R_Rural.S52",".","T088","5.24"]
[null,null,null,null,null,null,null,null,"EE_R_Rural.S52",".","T089","5.59"]
[null,null,null,null,null,null,null,null,"EE_R_Rural.S52",".","T090","5.59"]
[null,null,null,null,null,null,null,null,"EE_R_Rural.S52",".","T091","5.38"]
[null,null,null,null,null,null,null,null,"EE_R_Rural.S52",".","T092","5.38"]
[null,null,null,null,null,null,null,null,"EE_R_Rural.S52",".","T093","4.92"]
[null,null,null,null,null,null,null,null,"EE_R_Rural.S52",".","T094","4.92"]
[null,null,null,null,null,null,null,null,"EE_R_Rural.S52",".","T095","4.25"]
[null,null,null,null,null,null,null,null,"EE_R_Rural.S52",".","T096","4.25"]
[null,null,null,null,null,null,null,null,"EE_R_Rural.S52",".","T097","3.95"]
[null,null,null,null,null,null,null,null,"EE_R_Rural.S52",".","T098","3.95"]
[null,null,null,null,null,null,null,null,"EE_R_Rural.S52",".","T099","3.95"]
[null,null,null,null,null,null,null,null,"EE_R_Rural.S52",".","T100","3.95"]
[null,null,null,null,null,null,null,null,"EE_R_Rural.S52",".","T101","3.95"]
[null,null,null,null,null,null,null,null,"EE_R_Rural.S52",".","T102","4.66"]
[null,null,null,null,null,null,null,null,"EE_R_Rural.S52",".","T103","4.66"]
[null,null,null,null,null,null,null,null,"EE_R_Rural.S52",".","T104","5.36"]
[null,null,null,null,null,null,null,null,"EE_R_Rural.S52",".","T105","5.36"]
[null,null,null,null,null,null,null,null,"EE_R_Rural.S52",".","T106","5.36"]
[null,null,null,null,null,null,null,null,"EE_R_Rural.S52",".","T107","5.24"]
[null,null,null,null,null,null,null,null,"EE_R_Rural.S52",".","T108","5.24"]
[null,null,null,null,null,null,null,null,"EE_R_Rural.S52",".","T109","5.24"]
[null,null,null,null,null,null,null,null,"EE_R_Rural.S52",".","T110","5.24"]
[null,null,null,null,null,null,null,null,"EE_R_Rural.S52",".","T111","5.24"]
[null,null,null,null,null,null,null,null,"EE_R_Rural.S52",".","T112","5.24"]
[null,null,null,null,null,null,null,null,"EE_R_Rural.S52",".","T113","5.59"]
[null,null,null,null,null,null,null,null,"EE_R_Rural.S52",".","T114","5.59"]
[null,null,null,null,null,null,null,null,"EE_R_Rural.S52",".","T115","5.38"]
[null,null,null,null,null,null,null,null,"EE_R_Rural.S52",".","T116","5.38"]
[null,null,null,null,null,null,null,null,"EE_R_Rural.S52",".","T117","4.92"]
[null,null,null,null,null,null,null,null,"EE_R_Rural.S52",".","T118","4.92"]
[null,null,null,null,null,null,null,null,"EE_R_Rural.S52",".","T119","4.25"]
[null,null,null,null,null,null,null,null,"EE_R_Rural.S52",".","T120","4.25"]
[null,null,null,null,null,null,null,null,"EE_R_Rural.S52",".","T121","3.76"]
[null,null,null,null,null,null,null,null,"EE_R_Rural.S52",".","T122","3.76"]
[null,null,null,null,null,null,null,null,"EE_R_Rural.S52",".","T123","3.76"]
[null,null,null,null,null,null,null,null,"EE_R_Rural.S52",".","T124","3.76"]
[null,null,null,null,null,null,null,null,"EE_R_Rural.S52",".","T125","3.76"]
[null,null,null,null,null,null,null,null,"EE_R_Rural.S52",".","T126","3.76"]
[null,null,null,null,null,null,null,null,"EE_R_Rural.S52",".","T127","3.76"]
[null,null,null,null,null,null,null,null,"EE_R_Rural.S52",".","T128","3.76"]
[null,null,null,null,null,null,null,null,"EE_R_Rural.S52",".","T129","3.76"]
[null,null,null,null,null,null,null,null,"EE_R_Rural.S52",".","T130","4.41"]
[null,null,null,null,null,null,null,null,"EE_R_Rural.S52",".","T131","4.41"]
[null,null,null,null,null,null,null,null,"EE_R_Rural.S52",".","T132","4.41"]
[null,null,null,null,null,null,null,null,"EE_R_Rural.S52",".","T133","4.41"]
[null,null,null,null,null,null,null,null,"EE_R_Rural.S52",".","T134","4.41"]
[null,null,null,null,null,null,null,null,"EE_R_Rural.S52",".","T135","4.41"]
[null,null,null,null,null,null,null,null,"EE_R_Rural.S52",".","T136","4.41"]
[null,null,null,null,null,null,null,null,"EE_R_Rural.S52",".","T137","4.97"]
[null,null,null,null,null,null,null,null,"EE_R_Rural.S52",".","T138","4.97"]
[null,null,null,null,null,null,null,null,"EE_R_Rural.S52",".","T139","4.97"]
[null,null,null,null,null,null,null,null,"EE_R_Rural.S52",".","T140","4.97"]
[null,null,null,null,null,null,null,null,"EE_R_Rural.S52",".","T141","4.42"]
[null,null,null,null,null,null,null,null,"EE_R_Rural.S52",".","T142","4.42"]
[null,null,null,null,null,null,null,null,"EE_R_Rural.S52",".","T143","4.42"]
[null,null,null,null,null,null,null,null,"EE_R_Rural.S52",".","T144","4.42"]
[null,null,null,null,null,null,null,null,"EE_R_Rural.S52",".","T145","3.76"]
[null,null,null,null,null,null,null,null,"EE_R_Rural.S52",".","T146","3.76"]
[null,null,null,null,null,null,null,null,"EE_R_Rural.S52",".","T147","3.76"]
[null,null,null,null,null,null,null,null,"EE_R_Rural.S52",".","T148","3.76"]
[null,null,null,null,null,null,null,null,"EE_R_Rural.S52",".","T149","3.76"]
[null,null,null,null,null,null,null,null,"EE_R_Rural.S52",".","T150","3.76"]
[null,null,null,null,null,null,null,null,"EE_R_Rural.S52",".","T151","3.76"]
[null,null,null,null,null,null,null,null,"EE_R_Rural.S52",".","T152","3.76"]
[null,null,null,null,null,null,null,null,"EE_R_Rural.S52",".","T153","3.76"]
[null,null,null,null,null,null,null,null,"EE_R_Rural.S52",".","T154","4.41"]
[null,null,null,null,null,null,null,null,"EE_R_Rural.S52",".","T155","4.41"]
[null,null,null,null,null,null,null,null,"EE_R_Rural.S52",".","T156","4.41"]
[null,null,null,null,null,null,null,null,"EE_R_Rural.S52",".","T157","4.41"]
[null,null,null,null,null,null,null,null,"EE_R_Rural.S52",".","T158","4.41"]
[null,null,null,null,null,null,null,null,"EE_R_Rural.S52",".","T159","4.41"]
[null,null,null,null,null,null,null,null,"EE_R_Rural.S52",".","T160","4.41"]
[null,null,null,null,null,null,null,null,"EE_R_Rural.S52",".","T161","4.97"]
[null,null,null,null,null,null,null,null,"EE_R_Rural.S52",".","T162","4.97"]
[null,null,null,null,null,null,null,null,"EE_R_Rural.S52",".","T163","4.97"]
[null,null,null,null,null,null,null,null,"EE_R_Rural.S52",".","T164","4.97"]
[null,null,null,null,null,null,null,null,"EE_R_Rural.S52",".","T165","4.42"]
[null,null,null,null,null,null,null,null,"EE_R_Rural.S52",".","T166","4.42"]
[null,null,null,null,null,null,null,null,"EE_R_Rural.S52",".","T167","4.42"]
[null,null,null,null,null,null,null,null,"EE_R_Rural.S52",".","T168","4.42"]
[null,null,null,null,null,null,null,null,"/;"]