## Overview
Supplementary data of the report "Heat pump potential in the Baltic states", Reference number: 40018 - A1H
Dataset of Lithuanian low-temperature heat sources, high-temperature heat sources, district heating areas and large-scale heat pumps
Sheet | References | Explanation
Overview |  | This sheets provides an overview of this file and explanations about the different data presented.
A list of references is given in the end of this sheet.
Measurements | [1] | If data for some hours was empty, no data existed in the database. A suitable value was assumed to create a full dataset.
Cells in yellow or red were assumed values.
Hourly seawater temperature data is based on daily measurements
For Nida: 2 x per day from March till October, 1 x per day from November till February
For Klaipėda sea port: 1 x per day; January, February and March data is from Danė_Klaipėda river, because no other data was avaiable
High-temp. heat sources | [2], [3] | List of high-temperature heat sources and collected information
Information about industries and heat production plants (boilers, CHP plants, power plants)
Total energy consumption was calculated based on fuel input and type
Categorization and summary of the high-temperature heat sources at the very right in that sheet
District heating areas | [4], [5] | List of identified district heating areas and collected information
Annual consumption shown in red is an estimated value
Access to heat sources (0 km or 1 km distance)
Smaller district heating areas (<100GWh/a) were categorized according to their access to heat sources
Technical |  | In this sheet the following information were provided and calculated:
| [1], [6], [7] | Heating degree days for different regions
| [1], [4], [5], [8], [9] | Heat demand according to heating degree days for different regions (example)
District heating supply and return temperatures for two different designs
| [10] | Heat pump coefficient of performance (COP) for different heat sources
| [11], [12] | Heat pump investments for different heat sources
Creator of this file |  | TalTech
|  | Anna Volkova | anna.volkova@taltech.ee
|  | Henrik Pieper | henrik.pieper@taltech.ee
|  | Hardi Koduvere | hardi.koduvere@taltech.ee
|  | Kertu Lepiksaar | kertu.lepiksaar@taltech.ee
|  | Andres Siirde | andres.siirde@taltech.ee
|  | Date | 2021-02-01
List of references | Reference in report | Name
[1] | [103] | Lithuanian Hydrometeorological Service. Hydrological information 2020. http://www.meteo.lt/en/hidroinformation
[2] | [71] | The Environmental Protection Agency (EPA) for A and B air pollution permits, annual GHG emission reports, SEG permits
[3] | [114] | Bühler F. Energy efficiency in the industry: A study of the methods, potentials and interactions with the energy system. Technical University of Denmark, 2018
[4] | [54] | Lithuanian National Energy Regulatory Council
[5] | [55] | Lithuanian District Heating Association (LSTA). Lithuanian district heating sector overview in 2018 (Lithuanian), Lietuvos centralizuoto šilumos tiekimo sektoriaus 2018 metų apžvalga
[6] | [51] | Volkova A, Latõšov E, Lepiksaar K, Siirde A. Planning of district heating regions in Estonia. Int J Sustain Energy Plan Manag 2020;27:5–16. http://doi.org/10.5278/ijsepm.3490
[7] | [6] | Eurostat. Energy statistics - cooling and heating degree days. https://ec.europa.eu/eurostat/cache/metadata/en/nrg_chdd_esms.htm
[8] | [249] | Danish Standards Foundation. Heating systems in buildings – Method for calculation of system energy requirements and system efficiencies – Part 3-1: Domestic hot water systems, characterisation of needs (tapping requirements). 2007
[9] | [250] | Frederiksen S, Werner S. District heating and cooling. Studentlitteratur AB; 2013
[10] | [151] | Pieper H, Ommen T, Elmegaard B, Volkova A, Brix Markussen W. Optimal Design and Dispatch of Electrically Driven Heat Pumps and Chillers for a New Development Area. Environ Clim Technol 2020;24:470–82. http://doi.org/https://doi.org/10.2478/rtuect-2020-0117
[11] | [146] | Pieper H, Ommen T, Buhler F, Lava Paaske B, Elmegaard B, Brix Markussen W. Allocation of investment costs for large-scale heat pumps supplying district heating. Energy Procedia 2018;147:358–67. http://doi.org/10.1016/j.egypro.2018.07.104
[12] | [149] | Danish Energy Agency, Energinet. Technology Data - Generation of Electricity and District heating 2020:414
Creating this dataset was funded from various sources:
Heat pump potential in the Baltic states", Reference number: 40018 - A1H, funded by Nordic Energy Research (NER), who acted as the contracting partner on behalf of the Baltic-Nordic Energy Research Programme.
Further funding was received from the Mobilitas Pluss Postdoctoral Researcher Grant. Project title: “Optimal dimensioning and annual operation of district cooling systems in cold climates with existing district heating”. Project number: MOBJD472.
Finally, funding was also received from the project "4th generation district heating promotion in Estonian energy sector (1.01.2018 - 31.12.2020)", Anna Volkova, Tallinn University of Technology, School of Engineering, Department of Energy Technology.

## Measurements
Date and time and index |  |  |  |  | Hourly average air temperature (℃) | [5 empty] | Hourly seawater temperature measured at the surface |  | River water temperature | [7 empty] | Hourly river water volume flow rate (m3/s)
[5 empty] | Alytus | Kaunas | Klaipėda | Mažeikiai | Šiauliai | Vilnius | Nida | Klaipėda sea port | Danė_Klaipėda river | Šventoji river in Šventoji (Palanga) | Neris river in Vilnius | Nemunas river in Nemajūnai | Nemunas river in Lampėdžiai | Neris river in Kleboniškis | Nevėžis river in Panevėžys | Venta river in Leckava | Neris river in Vilnius | Nemunas river in Nemajūnai | Neris river in Kleboniškis | Nevėžis river in Panevėžys | Venta river in Leckava
Year | Month | Day | UTC | #
2019 | 1 | 1 | 0:00 | 1 | -0.3 | 0 | 4.5 | 1.4 | 0.8 | -1.6 | 3.6 | 3.1 | 3.1 | 3.5 | 0.1 | 1.5 | 0.6 | 1.3 | 2.9 | 0.4 | 81.76 | 297.73 | 159.15 | 2.32 | 21.59
2019 | 1 | 1 | 1:00 | 2 | -0.1 | 0.1 | 4.4 | 1.5 | 1 | -1.7 | 3.6 | 3.1 | 3.1 | 3.5 | 0.1 | 1.5 | 0.6 | 1.3 | 2.9 | 0.4 | 81.76 | 297.73 | 159.15 | 2.32 | 21.59
2019 | 1 | 1 | 2:00 | 3 | 0.2 | 0.4 | 4.7 | 1.8 | 1 | -1.3 | 3.6 | 3.1 | 3.1 | 3.5 | 0.1 | 1.5 | 0.6 | 1.3 | 2.9 | 0.4 | 81.76 | 297.73 | 159.15 | 2.32 | 21.59
2019 | 1 | 1 | 3:00 | 4 | 0.4 | 0.4 | 5.4 | 2.2 | 1.4 | -0.7 | 3.6 | 3.1 | 3.1 | 3.5 | 0.1 | 1.5 | 0.6 | 1.3 | 2.9 | 0.4 | 81.76 | 297.73 | 159.15 | 2.32 | 21.59
2019 | 1 | 1 | 4:00 | 5 | 0.3 | 0.4 | 5.7 | 4.6 | 1.7 | -0.5 | 3.6 | 3.1 | 3.1 | 3.5 | 0.1 | 1.5 | 0.6 | 1.3 | 2.9 | 0.4 | 81.76 | 297.73 | 159.15 | 2.32 | 21.59
2019 | 1 | 1 | 5:00 | 6 | 0.6 | 0.8 | 5.7 | 5.4 | 2.2 | -0.3 | 3.6 | 3.1 | 3.1 | 3.5 | 0.1 | 1.5 | 0.6 | 1.3 | 2.9 | 0.4 | 81.76 | 297.73 | 159.15 | 2.32 | 21.59
2019 | 1 | 1 | 6:00 | 7 | 0.9 | 1.1 | 5.7 | 5.4 | 2.7 | -0.1 | 3.6 | 3.1 | 3.1 | 3.5 | 0.1 | 1.5 | 0.6 | 1.3 | 2.9 | 0.4 | 81.76 | 297.73 | 159.15 | 2.32 | 21.59
2019 | 1 | 1 | 7:00 | 8 | 0.8 | 1.3 | 5.7 | 5.5 | 3.4 | 0 | 3.6 | 3.1 | 3.1 | 3.5 | 0.1 | 1.5 | 0.6 | 1.3 | 2.9 | 0.4 | 81.76 | 297.73 | 159.15 | 2.32 | 21.59
2019 | 1 | 1 | 8:00 | 9 | 1.1 | 1.4 | 5.8 | 5.7 | 3.4 | 0.1 | 3.6 | 3.1 | 3.1 | 3.5 | 0.1 | 1.5 | 0.6 | 1.3 | 2.9 | 0.4 | 81.76 | 297.73 | 159.15 | 2.32 | 21.59
2019 | 1 | 1 | 9:00 | 10 | 1 | 1.7 | 5.7 | 6 | 3.8 | 0.3 | 3.6 | 3.1 | 3.1 | 3.5 | 0.1 | 1.5 | 0.6 | 1.3 | 2.9 | 0.4 | 81.76 | 297.73 | 159.15 | 2.32 | 21.59
2019 | 1 | 1 | 10:00 | 11 | 1.6 | 2.1 | 6 | 5.8 | 4.2 | 0.2 | 3.6 | 3.1 | 3.1 | 3.5 | 0.1 | 1.5 | 0.6 | 1.3 | 2.9 | 0.4 | 81.76 | 297.73 | 159.15 | 2.32 | 21.59
2019 | 1 | 1 | 11:00 | 12 | 2.2 | 2.8 | 5.9 | 5.3 | 5.1 | 0.1 | 3.6 | 3.1 | 3.1 | 3.5 | 0.1 | 1.5 | 0.6 | 1.3 | 2.9 | 0.4 | 81.76 | 297.73 | 159.15 | 2.32 | 21.59
2019 | 1 | 1 | 12:00 | 13 | 2.9 | 3.5 | 5.7 | 5.1 | 5.1 | 0.4 | 3.6 | 3.1 | 3.1 | 3.5 | 0.1 | 1.5 | 0.6 | 1.3 | 2.9 | 0.4 | 81.76 | 297.73 | 159.15 | 2.32 | 21.59
2019 | 1 | 1 | 13:00 | 14 | 3.7 | 4.4 | 5.4 | 4.3 | 4.4 | 0.4 | 3.6 | 3.1 | 3.1 | 3.5 | 0.1 | 1.5 | 0.6 | 1.3 | 2.9 | 0.4 | 81.76 | 297.73 | 159.15 | 2.32 | 21.59
2019 | 1 | 1 | 14:00 | 15 | 4.5 | 4 | 5.3 | 4.1 | 3.9 | 0.7 | 3.6 | 3.1 | 3.1 | 3.5 | 0.1 | 1.5 | 0.6 | 1.3 | 2.9 | 0.4 | 81.76 | 297.73 | 159.15 | 2.32 | 21.59
2019 | 1 | 1 | 15:00 | 16 | 3.9 | 3.9 | 5.5 | 4.1 | 3.6 | 1.4 | 3.6 | 3.1 | 3.1 | 3.5 | 0.1 | 1.5 | 0.6 | 1.3 | 2.9 | 0.4 | 81.76 | 297.73 | 159.15 | 2.32 | 21.59
2019 | 1 | 1 | 16:00 | 17 | 3.9 | 3.6 | 5.5 | 4 | 3.6 | 1.5 | 3.6 | 3.1 | 3.1 | 3.5 | 0.1 | 1.5 | 0.6 | 1.3 | 2.9 | 0.4 | 81.76 | 297.73 | 159.15 | 2.32 | 21.59
2019 | 1 | 1 | 17:00 | 18 | 3.7 | 3.3 | 5.5 | 3.2 | 3.5 | 1.9 | 3.6 | 3.1 | 3.1 | 3.5 | 0.1 | 1.5 | 0.6 | 1.3 | 2.9 | 0.4 | 81.76 | 297.73 | 159.15 | 2.32 | 21.59
2019 | 1 | 1 | 18:00 | 19 | 3.6 | 3.1 | 5.6 | 2.8 | 3.5 | 2 | 3.6 | 3.1 | 3.1 | 3.5 | 0.1 | 1.5 | 0.6 | 1.3 | 2.9 | 0.4 | 81.76 | 297.73 | 159.15 | 2.32 | 21.59
2019 | 1 | 1 | 19:00 | 20 | 3.5 | 3.3 | 5.4 | 2.4 | 3.3 | 2.1 | 3.6 | 3.1 | 3.1 | 3.5 | 0.1 | 1.5 | 0.6 | 1.3 | 2.9 | 0.4 | 81.76 | 297.73 | 159.15 | 2.32 | 21.59
2019 | 1 | 1 | 20:00 | 21 | 3.2 | 3.3 | 5 | 1.9 | 2.9 | 2 | 3.6 | 3.1 | 3.1 | 3.5 | 0.1 | 1.5 | 0.6 | 1.3 | 2.9 | 0.4 | 81.76 | 297.73 | 159.15 | 2.32 | 21.59
2019 | 1 | 1 | 21:00 | 22 | 3.3 | 3.2 | 4.8 | 2.3 | 2.5 | 2 | 3.6 | 3.1 | 3.1 | 3.5 | 0.1 | 1.5 | 0.6 | 1.3 | 2.9 | 0.4 | 81.76 | 297.73 | 159.15 | 2.32 | 21.59
2019 | 1 | 1 | 22:00 | 23 | 3.1 | 3.1 | 4.6 | 2.7 | 2.4 | 1.5 | 3.6 | 3.1 | 3.1 | 3.5 | 0.1 | 1.5 | 0.6 | 1.3 | 2.9 | 0.4 | 81.76 | 297.73 | 159.15 | 2.32 | 21.59
2019 | 1 | 1 | 23:00 | 24 | 3 | 2.9 | 4.5 | 2.9 | 2.4 | 1.7 | 3.6 | 3.1 | 3.1 | 3.5 | 0.1 | 1.5 | 0.6 | 1.3 | 2.9 | 0.4 | 81.76 | 297.73 | 159.15 | 2.32 | 21.59
2019 | 1 | 2 | 0:00 | 25 | 2.9 | 2.6 | 3.3 | 2.8 | 2.1 | 1.6 | 3.2 | 3 | 3 | 3.8 | 0.1 | 1.7 | 0.7 | 1.4 | 2.3 | 0.7 | 82.68 | 345.93 | 170.81 | 2.94 | 29.47
2019 | 1 | 2 | 1:00 | 26 | 2.3 | 2.6 | 2.7 | 1.8 | 2.3 | 1.6 | 3.2 | 3 | 3 | 3.8 | 0.1 | 1.7 | 0.7 | 1.4 | 2.3 | 0.7 | 82.68 | 345.93 | 170.81 | 2.94 | 29.47
2019 | 1 | 2 | 2:00 | 27 | 2.3 | 2.7 | 2.5 | 0.7 | 1.7 | 1.4 | 3.2 | 3 | 3 | 3.8 | 0.1 | 1.7 | 0.7 | 1.4 | 2.3 | 0.7 | 82.68 | 345.93 | 170.81 | 2.94 | 29.47
2019 | 1 | 2 | 3:00 | 28 | 2.1 | 2.6 | 2.5 | 0.4 | 0.9 | 1.5 | 3.2 | 3 | 3 | 3.8 | 0.1 | 1.7 | 0.7 | 1.4 | 2.3 | 0.7 | 82.68 | 345.93 | 170.81 | 2.94 | 29.47
2019 | 1 | 2 | 4:00 | 29 | 1.8 | 2.2 | 2.9 | 0.1 | 0.3 | 1.3 | 3.2 | 3 | 3 | 3.8 | 0.1 | 1.7 | 0.7 | 1.4 | 2.3 | 0.7 | 82.68 | 345.93 | 170.81 | 2.94 | 29.47
2019 | 1 | 2 | 5:00 | 30 | 1.8 | 1.4 | 2.1 | 0.2 | 0.3 | 1.1 | 3.2 | 3 | 3 | 3.8 | 0.1 | 1.7 | 0.7 | 1.4 | 2.3 | 0.7 | 82.68 | 345.93 | 170.81 | 2.94 | 29.47
2019 | 1 | 2 | 6:00 | 31 | 1.5 | 0.3 | 1.8 | 0.4 | 0.1 | 1.2 | 3.2 | 3 | 3 | 3.8 | 0.1 | 1.7 | 0.7 | 1.4 | 2.3 | 0.7 | 82.68 | 345.93 | 170.81 | 2.94 | 29.47
2019 | 1 | 2 | 7:00 | 32 | 0.7 | -0.1 | 0.9 | 0 | 0.5 | 0.9 | 3.2 | 3 | 3 | 3.8 | 0.1 | 1.7 | 0.7 | 1.4 | 2.3 | 0.7 | 82.68 | 345.93 | 170.81 | 2.94 | 29.47
2019 | 1 | 2 | 8:00 | 33 | 0.2 | 0.1 | 1.1 | 0 | 0.3 | 0.1 | 3.2 | 3 | 3 | 3.8 | 0.1 | 1.7 | 0.7 | 1.4 | 2.3 | 0.7 | 82.68 | 345.93 | 170.81 | 2.94 | 29.47
2019 | 1 | 2 | 9:00 | 34 | 0.4 | 0 | 1 | -0.3 | 0 | 0.3 | 3.2 | 3 | 3 | 3.8 | 0.1 | 1.7 | 0.7 | 1.4 | 2.3 | 0.7 | 82.68 | 345.93 | 170.81 | 2.94 | 29.47
2019 | 1 | 2 | 10:00 | 35 | 0.3 | 0.6 | 1 | -0.6 | 0 | 0 | 3.2 | 3 | 3 | 3.8 | 0.1 | 1.7 | 0.7 | 1.4 | 2.3 | 0.7 | 82.68 | 345.93 | 170.81 | 2.94 | 29.47
2019 | 1 | 2 | 11:00 | 36 | 0.6 | 0.4 | 1 | -0.8 | -0.2 | 0 | 3.2 | 3 | 3 | 3.8 | 0.1 | 1.7 | 0.7 | 1.4 | 2.3 | 0.7 | 82.68 | 345.93 | 170.81 | 2.94 | 29.47
2019 | 1 | 2 | 12:00 | 37 | 0.5 | 0.2 | 0.8 | -0.9 | -0.3 | 0.1 | 3.2 | 3 | 3 | 3.8 | 0.1 | 1.7 | 0.7 | 1.4 | 2.3 | 0.7 | 82.68 | 345.93 | 170.81 | 2.94 | 29.47
2019 | 1 | 2 | 13:00 | 38 | 0 | 0.2 | -0.1 | -1.4 | -0.7 | -0.3 | 3.2 | 3 | 3 | 3.8 | 0.1 | 1.7 | 0.7 | 1.4 | 2.3 | 0.7 | 82.68 | 345.93 | 170.81 | 2.94 | 29.47
2019 | 1 | 2 | 14:00 | 39 | 0 | 0 | 0 | -1.6 | -0.9 | -0.6 | 3.2 | 3 | 3 | 3.8 | 0.1 | 1.7 | 0.7 | 1.4 | 2.3 | 0.7 | 82.68 | 345.93 | 170.81 | 2.94 | 29.47
2019 | 1 | 2 | 15:00 | 40 | -0.2 | -0.3 | 0.4 | -2 | -1.1 | -1 | 3.2 | 3 | 3 | 3.8 | 0.1 | 1.7 | 0.7 | 1.4 | 2.3 | 0.7 | 82.68 | 345.93 | 170.81 | 2.94 | 29.47
2019 | 1 | 2 | 16:00 | 41 | -0.9 | -0.6 | 0 | -1.8 | -1.4 | -1.1 | 3.2 | 3 | 3 | 3.8 | 0.1 | 1.7 | 0.7 | 1.4 | 2.3 | 0.7 | 82.68 | 345.93 | 170.81 | 2.94 | 29.47
2019 | 1 | 2 | 17:00 | 42 | -1.3 | -1.1 | -0.1 | -1.8 | -1.8 | -1.4 | 3.2 | 3 | 3 | 3.8 | 0.1 | 1.7 | 0.7 | 1.4 | 2.3 | 0.7 | 82.68 | 345.93 | 170.81 | 2.94 | 29.47
2019 | 1 | 2 | 18:00 | 43 | -1.5 | -1.1 | 0.1 | -2.1 | -2 | -1.7 | 3.2 | 3 | 3 | 3.8 | 0.1 | 1.7 | 0.7 | 1.4 | 2.3 | 0.7 | 82.68 | 345.93 | 170.81 | 2.94 | 29.47
2019 | 1 | 2 | 19:00 | 44 | -1.5 | -1.1 | 0 | -2.3 | -2.3 | -1.9 | 3.2 | 3 | 3 | 3.8 | 0.1 | 1.7 | 0.7 | 1.4 | 2.3 | 0.7 | 82.68 | 345.93 | 170.81 | 2.94 | 29.47
2019 | 1 | 2 | 20:00 | 45 | -1.6 | -1.4 | -0.3 | -2.7 | -2.4 | -2.3 | 3.2 | 3 | 3 | 3.8 | 0.1 | 1.7 | 0.7 | 1.4 | 2.3 | 0.7 | 82.68 | 345.93 | 170.81 | 2.94 | 29.47
2019 | 1 | 2 | 21:00 | 46 | -2 | -1.6 | -0.5 | -3.1 | -2.8 | -2.5 | 3.2 | 3 | 3 | 3.8 | 0.1 | 1.7 | 0.7 | 1.4 | 2.3 | 0.7 | 82.68 | 345.93 | 170.81 | 2.94 | 29.47
2019 | 1 | 2 | 22:00 | 47 | -2.1 | -2.2 | -0.7 | -3.5 | -3.3 | -3 | 3.2 | 3 | 3 | 3.8 | 0.1 | 1.7 | 0.7 | 1.4 | 2.3 | 0.7 | 82.68 | 345.93 | 170.81 | 2.94 | 29.47
2019 | 1 | 2 | 23:00 | 48 | -2.4 | -2.7 | -1.1 | -3.8 | -3.6 | -3.1 | 3.2 | 3 | 3 | 3.8 | 0.1 | 1.7 | 0.7 | 1.4 | 2.3 | 0.7 | 82.68 | 345.93 | 170.81 | 2.94 | 29.47
2019 | 1 | 3 | 0:00 | 49 | -2.9 | -3.3 | -0.9 | -3.8 | -3.8 | -3.2 | 3 | 1.5 | 1.5 | 2.7 | 0.1 | 1.5 | 0.4 | 0.7 | 1.4 | 0.1 | 84.55 | 359.12 | 184.36 | 4.6 | 35.14
2019 | 1 | 3 | 1:00 | 50 | -3.2 | -3.8 | -1.1 | -4 | -3.1 | -3.8 | 3 | 1.5 | 1.5 | 2.7 | 0.1 | 1.5 | 0.4 | 0.7 | 1.4 | 0.1 | 84.55 | 359.12 | 184.36 | 4.6 | 35.14
2019 | 1 | 3 | 2:00 | 51 | -3.6 | -4.1 | -1.4 | -4.1 | -3.4 | -4.2 | 3 | 1.5 | 1.5 | 2.7 | 0.1 | 1.5 | 0.4 | 0.7 | 1.4 | 0.1 | 84.55 | 359.12 | 184.36 | 4.6 | 35.14
2019 | 1 | 3 | 3:00 | 52 | -4 | -4.5 | -1.5 | -4.3 | -3.5 | -4.5 | 3 | 1.5 | 1.5 | 2.7 | 0.1 | 1.5 | 0.4 | 0.7 | 1.4 | 0.1 | 84.55 | 359.12 | 184.36 | 4.6 | 35.14
2019 | 1 | 3 | 4:00 | 53 | -4.1 | -4.3 | -2 | -4.3 | -3.4 | -4.9 | 3 | 1.5 | 1.5 | 2.7 | 0.1 | 1.5 | 0.4 | 0.7 | 1.4 | 0.1 | 84.55 | 359.12 | 184.36 | 4.6 | 35.14
2019 | 1 | 3 | 5:00 | 54 | -4.1 | -4.1 | -2.2 | -4.3 | -3.5 | -5 | 3 | 1.5 | 1.5 | 2.7 | 0.1 | 1.5 | 0.4 | 0.7 | 1.4 | 0.1 | 84.55 | 359.12 | 184.36 | 4.6 | 35.14
2019 | 1 | 3 | 6:00 | 55 | -4.3 | -4.3 | -2.2 | -4.4 | -2.9 | -5.1 | 3 | 1.5 | 1.5 | 2.7 | 0.1 | 1.5 | 0.4 | 0.7 | 1.4 | 0.1 | 84.55 | 359.12 | 184.36 | 4.6 | 35.14
2019 | 1 | 3 | 7:00 | 56 | -4.5 | -4.2 | -2.5 | -4.4 | -2.9 | -5.1 | 3 | 1.5 | 1.5 | 2.7 | 0.1 | 1.5 | 0.4 | 0.7 | 1.4 | 0.1 | 84.55 | 359.12 | 184.36 | 4.6 | 35.14
2019 | 1 | 3 | 8:00 | 57 | -4.5 | -4.2 | -2.3 | -4.1 | -3.2 | -5 | 3 | 1.5 | 1.5 | 2.7 | 0.1 | 1.5 | 0.4 | 0.7 | 1.4 | 0.1 | 84.55 | 359.12 | 184.36 | 4.6 | 35.14
2019 | 1 | 3 | 9:00 | 58 | -4.3 | -4 | -1.9 | -3.9 | -3.2 | -4.9 | 3 | 1.5 | 1.5 | 2.7 | 0.1 | 1.5 | 0.4 | 0.7 | 1.4 | 0.1 | 84.55 | 359.12 | 184.36 | 4.6 | 35.14
2019 | 1 | 3 | 10:00 | 59 | -4.1 | -3.8 | -1.3 | -3.2 | -2.9 | -4.5 | 3 | 1.5 | 1.5 | 2.7 | 0.1 | 1.5 | 0.4 | 0.7 | 1.4 | 0.1 | 84.55 | 359.12 | 184.36 | 4.6 | 35.14
2019 | 1 | 3 | 11:00 | 60 | -3.8 | -3.8 | -1 | -2.6 | -3 | -4.3 | 3 | 1.5 | 1.5 | 2.7 | 0.1 | 1.5 | 0.4 | 0.7 | 1.4 | 0.1 | 84.55 | 359.12 | 184.36 | 4.6 | 35.14
2019 | 1 | 3 | 12:00 | 61 | -3.7 | -4 | -1 | -2.7 | -2.9 | -4 | 3 | 1.5 | 1.5 | 2.7 | 0.1 | 1.5 | 0.4 | 0.7 | 1.4 | 0.1 | 84.55 | 359.12 | 184.36 | 4.6 | 35.14
2019 | 1 | 3 | 13:00 | 62 | -3.8 | -3.9 | -1.5 | -2.5 | -3.2 | -4 | 3 | 1.5 | 1.5 | 2.7 | 0.1 | 1.5 | 0.4 | 0.7 | 1.4 | 0.1 | 84.55 | 359.12 | 184.36 | 4.6 | 35.14
2019 | 1 | 3 | 14:00 | 63 | -3.8 | -3.9 | -2 | -2.5 | -3.3 | -4 | 3 | 1.5 | 1.5 | 2.7 | 0.1 | 1.5 | 0.4 | 0.7 | 1.4 | 0.1 | 84.55 | 359.12 | 184.36 | 4.6 | 35.14
2019 | 1 | 3 | 15:00 | 64 | -3.8 | -3.8 | -2.7 | -2.4 | -3.5 | -4.2 | 3 | 1.5 | 1.5 | 2.7 | 0.1 | 1.5 | 0.4 | 0.7 | 1.4 | 0.1 | 84.55 | 359.12 | 184.36 | 4.6 | 35.14
2019 | 1 | 3 | 16:00 | 65 | -3.9 | -3.8 | -2.6 | -2.6 | -3.4 | -4.4 | 3 | 1.5 | 1.5 | 2.7 | 0.1 | 1.5 | 0.4 | 0.7 | 1.4 | 0.1 | 84.55 | 359.12 | 184.36 | 4.6 | 35.14
2019 | 1 | 3 | 17:00 | 66 | -3.9 | -3.8 | -3 | -2.8 | -3.4 | -4.4 | 3 | 1.5 | 1.5 | 2.7 | 0.1 | 1.5 | 0.4 | 0.7 | 1.4 | 0.1 | 84.55 | 359.12 | 184.36 | 4.6 | 35.14
2019 | 1 | 3 | 18:00 | 67 | -3.8 | -3.8 | -3.6 | -3.4 | -3.3 | -4.3 | 3 | 1.5 | 1.5 | 2.7 | 0.1 | 1.5 | 0.4 | 0.7 | 1.4 | 0.1 | 84.55 | 359.12 | 184.36 | 4.6 | 35.14
2019 | 1 | 3 | 19:00 | 68 | -3.9 | -3.8 | -3.9 | -4.7 | -3.2 | -4.2 | 3 | 1.5 | 1.5 | 2.7 | 0.1 | 1.5 | 0.4 | 0.7 | 1.4 | 0.1 | 84.55 | 359.12 | 184.36 | 4.6 | 35.14
2019 | 1 | 3 | 20:00 | 69 | -3.9 | -3.9 | -4.3 | -5.6 | -3.5 | -4.3 | 3 | 1.5 | 1.5 | 2.7 | 0.1 | 1.5 | 0.4 | 0.7 | 1.4 | 0.1 | 84.55 | 359.12 | 184.36 | 4.6 | 35.14
2019 | 1 | 3 | 21:00 | 70 | -3.9 | -3.8 | -4.4 | -5.9 | -4 | -4.4 | 3 | 1.5 | 1.5 | 2.7 | 0.1 | 1.5 | 0.4 | 0.7 | 1.4 | 0.1 | 84.55 | 359.12 | 184.36 | 4.6 | 35.14
2019 | 1 | 3 | 22:00 | 71 | -4 | -3.9 | -4.9 | -6.2 | -4.7 | -4.5 | 3 | 1.5 | 1.5 | 2.7 | 0.1 | 1.5 | 0.4 | 0.7 | 1.4 | 0.1 | 84.55 | 359.12 | 184.36 | 4.6 | 35.14
2019 | 1 | 3 | 23:00 | 72 | -4 | -3.9 | -4.9 | -6.8 | -5.4 | -4.6 | 3 | 1.5 | 1.5 | 2.7 | 0.1 | 1.5 | 0.4 | 0.7 | 1.4 | 0.1 | 84.55 | 359.12 | 184.36 | 4.6 | 35.14
2019 | 1 | 4 | 0:00 | 73 | -4 | -4.3 | -5.1 | -7.9 | -6.2 | -4.8 | 2.4 | 0.9 | 0.9 | 1.8 | 0.1 | 1.2 | 0.4 | 0.2 | 1.3 | 0 | 87.41 | 290.93 | 185.91 | 4.93 | 30.94
2019 | 1 | 4 | 1:00 | 74 | -4.2 | -4.6 | -4.7 | -6.9 | -7.8 | -4.9 | 2.4 | 0.9 | 0.9 | 1.8 | 0.1 | 1.2 | 0.4 | 0.2 | 1.3 | 0 | 87.41 | 290.93 | 185.91 | 4.93 | 30.94
2019 | 1 | 4 | 2:00 | 75 | -4.4 | -4.6 | -4.6 | -6.4 | -7.5 | -5.1 | 2.4 | 0.9 | 0.9 | 1.8 | 0.1 | 1.2 | 0.4 | 0.2 | 1.3 | 0 | 87.41 | 290.93 | 185.91 | 4.93 | 30.94
2019 | 1 | 4 | 3:00 | 76 | -4.8 | -4.9 | -4.1 | -5.6 | -7.2 | -5.4 | 2.4 | 0.9 | 0.9 | 1.8 | 0.1 | 1.2 | 0.4 | 0.2 | 1.3 | 0 | 87.41 | 290.93 | 185.91 | 4.93 | 30.94
2019 | 1 | 4 | 4:00 | 77 | -4.9 | -5.6 | -2.7 | -5 | -6.7 | -5.6 | 2.4 | 0.9 | 0.9 | 1.8 | 0.1 | 1.2 | 0.4 | 0.2 | 1.3 | 0 | 87.41 | 290.93 | 185.91 | 4.93 | 30.94
2019 | 1 | 4 | 5:00 | 78 | -5 | -6.5 | -0.3 | -4.4 | -6.2 | -5.7 | 2.4 | 0.9 | 0.9 | 1.8 | 0.1 | 1.2 | 0.4 | 0.2 | 1.3 | 0 | 87.41 | 290.93 | 185.91 | 4.93 | 30.94
2019 | 1 | 4 | 6:00 | 79 | -6.3 | -7.5 | -0.4 | -3.9 | -5.4 | -5.6 | 2.4 | 0.9 | 0.9 | 1.8 | 0.1 | 1.2 | 0.4 | 0.2 | 1.3 | 0 | 87.41 | 290.93 | 185.91 | 4.93 | 30.94
2019 | 1 | 4 | 7:00 | 80 | -7.4 | -7.7 | 0.6 | -3.6 | -4.9 | -5.8 | 2.4 | 0.9 | 0.9 | 1.8 | 0.1 | 1.2 | 0.4 | 0.2 | 1.3 | 0 | 87.41 | 290.93 | 185.91 | 4.93 | 30.94
2019 | 1 | 4 | 8:00 | 81 | -7.6 | -7 | 1 | -3.5 | -4.7 | -6.5 | 2.4 | 0.9 | 0.9 | 1.8 | 0.1 | 1.2 | 0.4 | 0.2 | 1.3 | 0 | 87.41 | 290.93 | 185.91 | 4.93 | 30.94
2019 | 1 | 4 | 9:00 | 82 | -6.3 | -5.4 | 3 | -3.5 | -4.6 | -5.7 | 2.4 | 0.9 | 0.9 | 1.8 | 0.1 | 1.2 | 0.4 | 0.2 | 1.3 | 0 | 87.41 | 290.93 | 185.91 | 4.93 | 30.94
2019 | 1 | 4 | 10:00 | 83 | -5.3 | -4.5 | 3.6 | -3 | -4.2 | -5.6 | 2.4 | 0.9 | 0.9 | 1.8 | 0.1 | 1.2 | 0.4 | 0.2 | 1.3 | 0 | 87.41 | 290.93 | 185.91 | 4.93 | 30.94
2019 | 1 | 4 | 11:00 | 84 | -4.2 | -4.9 | 3.6 | -2.1 | -3.9 | -5.3 | 2.4 | 0.9 | 0.9 | 1.8 | 0.1 | 1.2 | 0.4 | 0.2 | 1.3 | 0 | 87.41 | 290.93 | 185.91 | 4.93 | 30.94
2019 | 1 | 4 | 12:00 | 85 | -4.4 | -4.8 | 3.4 | -1.4 | -3.8 | -5.2 | 2.4 | 0.9 | 0.9 | 1.8 | 0.1 | 1.2 | 0.4 | 0.2 | 1.3 | 0 | 87.41 | 290.93 | 185.91 | 4.93 | 30.94
2019 | 1 | 4 | 13:00 | 86 | -4.2 | -4.4 | 3.4 | 0.1 | -3.3 | -5.1 | 2.4 | 0.9 | 0.9 | 1.8 | 0.1 | 1.2 | 0.4 | 0.2 | 1.3 | 0 | 87.41 | 290.93 | 185.91 | 4.93 | 30.94
2019 | 1 | 4 | 14:00 | 87 | -4 | -3.8 | 3.5 | 0.7 | -3 | -5.3 | 2.4 | 0.9 | 0.9 | 1.8 | 0.1 | 1.2 | 0.4 | 0.2 | 1.3 | 0 | 87.41 | 290.93 | 185.91 | 4.93 | 30.94
2019 | 1 | 4 | 15:00 | 88 | -3.8 | -3.4 | 3.4 | 1 | -2.3 | -5.3 | 2.4 | 0.9 | 0.9 | 1.8 | 0.1 | 1.2 | 0.4 | 0.2 | 1.3 | 0 | 87.41 | 290.93 | 185.91 | 4.93 | 30.94
2019 | 1 | 4 | 16:00 | 89 | -3.4 | -2.8 | 3.6 | 1.1 | -1.5 | -5 | 2.4 | 0.9 | 0.9 | 1.8 | 0.1 | 1.2 | 0.4 | 0.2 | 1.3 | 0 | 87.41 | 290.93 | 185.91 | 4.93 | 30.94
2019 | 1 | 4 | 17:00 | 90 | -2.8 | -2.3 | 3.7 | 1.3 | -0.2 | -4.7 | 2.4 | 0.9 | 0.9 | 1.8 | 0.1 | 1.2 | 0.4 | 0.2 | 1.3 | 0 | 87.41 | 290.93 | 185.91 | 4.93 | 30.94
2019 | 1 | 4 | 18:00 | 91 | -2.5 | -1.1 | 3.4 | 1.4 | 0.1 | -4.3 | 2.4 | 0.9 | 0.9 | 1.8 | 0.1 | 1.2 | 0.4 | 0.2 | 1.3 | 0 | 87.41 | 290.93 | 185.91 | 4.93 | 30.94
2019 | 1 | 4 | 19:00 | 92 | -2 | -0.5 | 3.5 | 1.4 | 0.7 | -4 | 2.4 | 0.9 | 0.9 | 1.8 | 0.1 | 1.2 | 0.4 | 0.2 | 1.3 | 0 | 87.41 | 290.93 | 185.91 | 4.93 | 30.94
2019 | 1 | 4 | 20:00 | 93 | -1.4 | -0.2 | 3.7 | 1.4 | 0.8 | -3.6 | 2.4 | 0.9 | 0.9 | 1.8 | 0.1 | 1.2 | 0.4 | 0.2 | 1.3 | 0 | 87.41 | 290.93 | 185.91 | 4.93 | 30.94
2019 | 1 | 4 | 21:00 | 94 | -1.1 | 0 | 3.7 | 1.3 | 0.9 | -3.2 | 2.4 | 0.9 | 0.9 | 1.8 | 0.1 | 1.2 | 0.4 | 0.2 | 1.3 | 0 | 87.41 | 290.93 | 185.91 | 4.93 | 30.94
2019 | 1 | 4 | 22:00 | 95 | -1 | 0 | 3.7 | 1.6 | 0.9 | -2.8 | 2.4 | 0.9 | 0.9 | 1.8 | 0.1 | 1.2 | 0.4 | 0.2 | 1.3 | 0 | 87.41 | 290.93 | 185.91 | 4.93 | 30.94
2019 | 1 | 4 | 23:00 | 96 | -0.7 | 0 | 3.5 | 2.2 | 1 | -2.5 | 2.4 | 0.9 | 0.9 | 1.8 | 0.1 | 1.2 | 0.4 | 0.2 | 1.3 | 0 | 87.41 | 290.93 | 185.91 | 4.93 | 30.94
2019 | 1 | 5 | 0:00 | 97 | -0.6 | 0 | 3.6 | 2.3 | 1.2 | -2.1 | 3 | 1.5 | 1.5 | 1.8 | 0.1 | 0.8 | 0.4 | 0 | 1.1 | 0 | 90.38 | 260.86 | 181.7 | 3.65 | 26.57
2019 | 1 | 5 | 1:00 | 98 | -0.5 | 0 | 3.5 | 2.3 | 1.3 | -1.9 | 3 | 1.5 | 1.5 | 1.8 | 0.1 | 0.8 | 0.4 | 0 | 1.1 | 0 | 90.38 | 260.86 | 181.7 | 3.65 | 26.57
2019 | 1 | 5 | 2:00 | 99 | -0.5 | 0.2 | 3.6 | 1.5 | 1.5 | -1.7 | 3 | 1.5 | 1.5 | 1.8 | 0.1 | 0.8 | 0.4 | 0 | 1.1 | 0 | 90.38 | 260.86 | 181.7 | 3.65 | 26.57
2019 | 1 | 5 | 3:00 | 100 | -0.3 | 0.2 | 3.3 | 0.6 | 0.9 | -1.5 | 3 | 1.5 | 1.5 | 1.8 | 0.1 | 0.8 | 0.4 | 0 | 1.1 | 0 | 90.38 | 260.86 | 181.7 | 3.65 | 26.57
2019 | 1 | 5 | 4:00 | 101 | 0.1 | 0.2 | 2.1 | 0.3 | 0.3 | -1.3 | 3 | 1.5 | 1.5 | 1.8 | 0.1 | 0.8 | 0.4 | 0 | 1.1 | 0 | 90.38 | 260.86 | 181.7 | 3.65 | 26.57
2019 | 1 | 5 | 5:00 | 102 | 0.2 | 0.6 | 1.2 | 0 | 0 | -0.8 | 3 | 1.5 | 1.5 | 1.8 | 0.1 | 0.8 | 0.4 | 0 | 1.1 | 0 | 90.38 | 260.86 | 181.7 | 3.65 | 26.57
2019 | 1 | 5 | 6:00 | 103 | 0.4 | 0.2 | 0.9 | -0.2 | -0.4 | -0.2 | 3 | 1.5 | 1.5 | 1.8 | 0.1 | 0.8 | 0.4 | 0 | 1.1 | 0 | 90.38 | 260.86 | 181.7 | 3.65 | 26.57
2019 | 1 | 5 | 7:00 | 104 | 0.3 | 0 | 0.5 | -0.3 | -0.4 | -0.1 | 3 | 1.5 | 1.5 | 1.8 | 0.1 | 0.8 | 0.4 | 0 | 1.1 | 0 | 90.38 | 260.86 | 181.7 | 3.65 | 26.57
2019 | 1 | 5 | 8:00 | 105 | 0.3 | 0 | 0.4 | -0.4 | -0.5 | -0.4 | 3 | 1.5 | 1.5 | 1.8 | 0.1 | 0.8 | 0.4 | 0 | 1.1 | 0 | 90.38 | 260.86 | 181.7 | 3.65 | 26.57
2019 | 1 | 5 | 9:00 | 106 | 0.2 | 0 | 0.5 | -1 | -0.9 | -1 | 3 | 1.5 | 1.5 | 1.8 | 0.1 | 0.8 | 0.4 | 0 | 1.1 | 0 | 90.38 | 260.86 | 181.7 | 3.65 | 26.57
2019 | 1 | 5 | 10:00 | 107 | 0.2 | 0 | 0.4 | -1.3 | -1.8 | -1.2 | 3 | 1.5 | 1.5 | 1.8 | 0.1 | 0.8 | 0.4 | 0 | 1.1 | 0 | 90.38 | 260.86 | 181.7 | 3.65 | 26.57
2019 | 1 | 5 | 11:00 | 108 | -0.1 | -0.8 | 0.3 | -1.3 | -2 | -1.8 | 3 | 1.5 | 1.5 | 1.8 | 0.1 | 0.8 | 0.4 | 0 | 1.1 | 0 | 90.38 | 260.86 | 181.7 | 3.65 | 26.57
2019 | 1 | 5 | 12:00 | 109 | -1 | -1.8 | 0 | -1.3 | -2.3 | -3 | 3 | 1.5 | 1.5 | 1.8 | 0.1 | 0.8 | 0.4 | 0 | 1.1 | 0 | 90.38 | 260.86 | 181.7 | 3.65 | 26.57
2019 | 1 | 5 | 13:00 | 110 | -2.1 | -2.2 | -0.1 | -1.5 | -2.9 | -4 | 3 | 1.5 | 1.5 | 1.8 | 0.1 | 0.8 | 0.4 | 0 | 1.1 | 0 | 90.38 | 260.86 | 181.7 | 3.65 | 26.57
2019 | 1 | 5 | 14:00 | 111 | -2.9 | -3.4 | -0.5 | -1.6 | -3.8 | -5.4 | 3 | 1.5 | 1.5 | 1.8 | 0.1 | 0.8 | 0.4 | 0 | 1.1 | 0 | 90.38 | 260.86 | 181.7 | 3.65 | 26.57
2019 | 1 | 5 | 15:00 | 112 | -3.6 | -4 | -0.9 | -1.9 | -4.3 | -5.6 | 3 | 1.5 | 1.5 | 1.8 | 0.1 | 0.8 | 0.4 | 0 | 1.1 | 0 | 90.38 | 260.86 | 181.7 | 3.65 | 26.57
2019 | 1 | 5 | 16:00 | 113 | -4.9 | -4.5 | -0.9 | -2.5 | -4.7 | -5.6 | 3 | 1.5 | 1.5 | 1.8 | 0.1 | 0.8 | 0.4 | 0 | 1.1 | 0 | 90.38 | 260.86 | 181.7 | 3.65 | 26.57
2019 | 1 | 5 | 17:00 | 114 | -5 | -4.6 | -1 | -2.7 | -4.8 | -5.8 | 3 | 1.5 | 1.5 | 1.8 | 0.1 | 0.8 | 0.4 | 0 | 1.1 | 0 | 90.38 | 260.86 | 181.7 | 3.65 | 26.57
2019 | 1 | 5 | 18:00 | 115 | -5.1 | -4.8 | -0.9 | -2.9 | -5.3 | -5.9 | 3 | 1.5 | 1.5 | 1.8 | 0.1 | 0.8 | 0.4 | 0 | 1.1 | 0 | 90.38 | 260.86 | 181.7 | 3.65 | 26.57
2019 | 1 | 5 | 19:00 | 116 | -5.3 | -5.1 | -1.2 | -3 | -5.4 | -5.8 | 3 | 1.5 | 1.5 | 1.8 | 0.1 | 0.8 | 0.4 | 0 | 1.1 | 0 | 90.38 | 260.86 | 181.7 | 3.65 | 26.57
2019 | 1 | 5 | 20:00 | 117 | -5.6 | -5.2 | -1.5 | -3.1 | -5.4 | -5.7 | 3 | 1.5 | 1.5 | 1.8 | 0.1 | 0.8 | 0.4 | 0 | 1.1 | 0 | 90.38 | 260.86 | 181.7 | 3.65 | 26.57
2019 | 1 | 5 | 21:00 | 118 | -5.4 | -5.4 | -1.3 | -3.5 | -5.6 | -5.7 | 3 | 1.5 | 1.5 | 1.8 | 0.1 | 0.8 | 0.4 | 0 | 1.1 | 0 | 90.38 | 260.86 | 181.7 | 3.65 | 26.57
2019 | 1 | 5 | 22:00 | 119 | -5.3 | -5.5 | -1.7 | -4.1 | -5.9 | -5.5 | 3 | 1.5 | 1.5 | 1.8 | 0.1 | 0.8 | 0.4 | 0 | 1.1 | 0 | 90.38 | 260.86 | 181.7 | 3.65 | 26.57
2019 | 1 | 5 | 23:00 | 120 | -5.4 | -5.5 | -2.8 | -4.3 | -6.2 | -5.5 | 3 | 1.5 | 1.5 | 1.8 | 0.1 | 0.8 | 0.4 | 0 | 1.1 | 0 | 90.38 | 260.86 | 181.7 | 3.65 | 26.57
2019 | 1 | 6 | 0:00 | 121 | -5.4 | -5.6 | -2.7 | -4.6 | -6.7 | -5.5 | 2 | 1.1 | 1.1 | 0.9 | 0.1 | 0.6 | 0 | 0 | 0.7 | 0 | 92.93 | 246.21 | 173.03 | 3.65 | 23.66
2019 | 1 | 6 | 1:00 | 122 | -5.4 | -5.7 | -2.9 | -4.9 | -7.1 | -5.8 | 2 | 1.1 | 1.1 | 0.9 | 0.1 | 0.6 | 0 | 0 | 0.7 | 0 | 92.93 | 246.21 | 173.03 | 3.65 | 23.66
2019 | 1 | 6 | 2:00 | 123 | -5.6 | -5.8 | -3 | -6 | -7.3 | -5.9 | 2 | 1.1 | 1.1 | 0.9 | 0.1 | 0.6 | 0 | 0 | 0.7 | 0 | 92.93 | 246.21 | 173.03 | 3.65 | 23.66
2019 | 1 | 6 | 3:00 | 124 | -5.7 | -6.3 | -3.2 | -6.2 | -7.8 | -6 | 2 | 1.1 | 1.1 | 0.9 | 0.1 | 0.6 | 0 | 0 | 0.7 | 0 | 92.93 | 246.21 | 173.03 | 3.65 | 23.66
2019 | 1 | 6 | 4:00 | 125 | -5.8 | -6.2 | -3.5 | -7.1 | -8.8 | -5.9 | 2 | 1.1 | 1.1 | 0.9 | 0.1 | 0.6 | 0 | 0 | 0.7 | 0 | 92.93 | 246.21 | 173.03 | 3.65 | 23.66
2019 | 1 | 6 | 5:00 | 126 | -6.1 | -6.3 | -4.5 | -7.5 | -9.1 | -6 | 2 | 1.1 | 1.1 | 0.9 | 0.1 | 0.6 | 0 | 0 | 0.7 | 0 | 92.93 | 246.21 | 173.03 | 3.65 | 23.66
2019 | 1 | 6 | 6:00 | 127 | -6.1 | -6.6 | -5.3 | -7.7 | -9.5 | -6.1 | 2 | 1.1 | 1.1 | 0.9 | 0.1 | 0.6 | 0 | 0 | 0.7 | 0 | 92.93 | 246.21 | 173.03 | 3.65 | 23.66
2019 | 1 | 6 | 7:00 | 128 | -6 | -7.2 | -5.7 | -6.7 | -9 | -6 | 2 | 1.1 | 1.1 | 0.9 | 0.1 | 0.6 | 0 | 0 | 0.7 | 0 | 92.93 | 246.21 | 173.03 | 3.65 | 23.66
2019 | 1 | 6 | 8:00 | 129 | -6 | -7.3 | -5.5 | -6.4 | -9 | -5.9 | 2 | 1.1 | 1.1 | 0.9 | 0.1 | 0.6 | 0 | 0 | 0.7 | 0 | 92.93 | 246.21 | 173.03 | 3.65 | 23.66
2019 | 1 | 6 | 9:00 | 130 | -6 | -7.1 | -3.7 | -5.8 | -7.4 | -5.6 | 2 | 1.1 | 1.1 | 0.9 | 0.1 | 0.6 | 0 | 0 | 0.7 | 0 | 92.93 | 246.21 | 173.03 | 3.65 | 23.66
2019 | 1 | 6 | 10:00 | 131 | -5.9 | -6.5 | -2.6 | -4.6 | -6.1 | -5.2 | 2 | 1.1 | 1.1 | 0.9 | 0.1 | 0.6 | 0 | 0 | 0.7 | 0 | 92.93 | 246.21 | 173.03 | 3.65 | 23.66
2019 | 1 | 6 | 11:00 | 132 | -5.6 | -6.3 | -1.9 | -4.2 | -5.7 | -4.9 | 2 | 1.1 | 1.1 | 0.9 | 0.1 | 0.6 | 0 | 0 | 0.7 | 0 | 92.93 | 246.21 | 173.03 | 3.65 | 23.66
2019 | 1 | 6 | 12:00 | 133 | -5.4 | -5.8 | -2.1 | -3.5 | -5.4 | -4.7 | 2 | 1.1 | 1.1 | 0.9 | 0.1 | 0.6 | 0 | 0 | 0.7 | 0 | 92.93 | 246.21 | 173.03 | 3.65 | 23.66
2019 | 1 | 6 | 13:00 | 134 | -5.3 | -6.3 | -1.7 | -3.3 | -5.7 | -4.7 | 2 | 1.1 | 1.1 | 0.9 | 0.1 | 0.6 | 0 | 0 | 0.7 | 0 | 92.93 | 246.21 | 173.03 | 3.65 | 23.66
2019 | 1 | 6 | 14:00 | 135 | -5.5 | -6.9 | -2.4 | -4.4 | -6.7 | -4.9 | 2 | 1.1 | 1.1 | 0.9 | 0.1 | 0.6 | 0 | 0 | 0.7 | 0 | 92.93 | 246.21 | 173.03 | 3.65 | 23.66
2019 | 1 | 6 | 15:00 | 136 | -5.7 | -7 | -2.5 | -5.6 | -8.4 | -5.4 | 2 | 1.1 | 1.1 | 0.9 | 0.1 | 0.6 | 0 | 0 | 0.7 | 0 | 92.93 | 246.21 | 173.03 | 3.65 | 23.66
2019 | 1 | 6 | 16:00 | 137 | -5.7 | -7.6 | -2.6 | -6.3 | -9.3 | -5.9 | 2 | 1.1 | 1.1 | 0.9 | 0.1 | 0.6 | 0 | 0 | 0.7 | 0 | 92.93 | 246.21 | 173.03 | 3.65 | 23.66
2019 | 1 | 6 | 17:00 | 138 | -5.8 | -7.6 | -2.6 | -6.2 | -9.6 | -6.1 | 2 | 1.1 | 1.1 | 0.9 | 0.1 | 0.6 | 0 | 0 | 0.7 | 0 | 92.93 | 246.21 | 173.03 | 3.65 | 23.66
2019 | 1 | 6 | 18:00 | 139 | -6.1 | -7.9 | -2.4 | -6.2 | -10.4 | -6.4 | 2 | 1.1 | 1.1 | 0.9 | 0.1 | 0.6 | 0 | 0 | 0.7 | 0 | 92.93 | 246.21 | 173.03 | 3.65 | 23.66
2019 | 1 | 6 | 19:00 | 140 | -6.4 | -7.6 | -2.5 | -7.1 | -11.6 | -6.6 | 2 | 1.1 | 1.1 | 0.9 | 0.1 | 0.6 | 0 | 0 | 0.7 | 0 | 92.93 | 246.21 | 173.03 | 3.65 | 23.66
2019 | 1 | 6 | 20:00 | 141 | -6.6 | -7.6 | -2.5 | -7.4 | -11.2 | -6.9 | 2 | 1.1 | 1.1 | 0.9 | 0.1 | 0.6 | 0 | 0 | 0.7 | 0 | 92.93 | 246.21 | 173.03 | 3.65 | 23.66
2019 | 1 | 6 | 21:00 | 142 | -6.5 | -7.4 | -2.8 | -8.6 | -12.2 | -7.1 | 2 | 1.1 | 1.1 | 0.9 | 0.1 | 0.6 | 0 | 0 | 0.7 | 0 | 92.93 | 246.21 | 173.03 | 3.65 | 23.66
2019 | 1 | 6 | 22:00 | 143 | -6.5 | -7.3 | -2.9 | -7.4 | -12.4 | -7.2 | 2 | 1.1 | 1.1 | 0.9 | 0.1 | 0.6 | 0 | 0 | 0.7 | 0 | 92.93 | 246.21 | 173.03 | 3.65 | 23.66
2019 | 1 | 6 | 23:00 | 144 | -6.7 | -7.5 | -2.8 | -6.6 | -11.6 | -7.6 | 2 | 1.1 | 1.1 | 0.9 | 0.1 | 0.6 | 0 | 0 | 0.7 | 0 | 92.93 | 246.21 | 173.03 | 3.65 | 23.66
2019 | 1 | 7 | 0:00 | 145 | -6.6 | -7.3 | -2.4 | -6 | -11.1 | -7.7 | 1.8 | 0.9 | 0.9 | 0.6 | 0.1 | 0.6 | 0 | 0 | 0.4 | 0 | 96.31 | 219.76 | 179.39 | 3.61 | 19.96
2019 | 1 | 7 | 1:00 | 146 | -6.7 | -7.7 | -2 | -5.6 | -10.9 | -8.3 | 1.8 | 0.9 | 0.9 | 0.6 | 0.1 | 0.6 | 0 | 0 | 0.4 | 0 | 96.31 | 219.76 | 179.39 | 3.61 | 19.96
2019 | 1 | 7 | 2:00 | 147 | -6.8 | -8 | -1.9 | -5.1 | -11 | -10.5 | 1.8 | 0.9 | 0.9 | 0.6 | 0.1 | 0.6 | 0 | 0 | 0.4 | 0 | 96.31 | 219.76 | 179.39 | 3.61 | 19.96
2019 | 1 | 7 | 3:00 | 148 | -7.2 | -8.4 | -1.5 | -4.8 | -10.8 | -10.6 | 1.8 | 0.9 | 0.9 | 0.6 | 0.1 | 0.6 | 0 | 0 | 0.4 | 0 | 96.31 | 219.76 | 179.39 | 3.61 | 19.96
2019 | 1 | 7 | 4:00 | 149 | -7.5 | -8.4 | -1.3 | -4.6 | -9.7 | -10.1 | 1.8 | 0.9 | 0.9 | 0.6 | 0.1 | 0.6 | 0 | 0 | 0.4 | 0 | 96.31 | 219.76 | 179.39 | 3.61 | 19.96
2019 | 1 | 7 | 5:00 | 150 | -7.6 | -8.5 | 0.2 | -4.4 | -8.7 | -9 | 1.8 | 0.9 | 0.9 | 0.6 | 0.1 | 0.6 | 0 | 0 | 0.4 | 0 | 96.31 | 219.76 | 179.39 | 3.61 | 19.96
2019 | 1 | 7 | 6:00 | 151 | -7.8 | -8.2 | 0.1 | -4.2 | -8.3 | -8.4 | 1.8 | 0.9 | 0.9 | 0.6 | 0.1 | 0.6 | 0 | 0 | 0.4 | 0 | 96.31 | 219.76 | 179.39 | 3.61 | 19.96
2019 | 1 | 7 | 7:00 | 152 | -7.6 | -8.3 | 0.1 | -3.8 | -8.1 | -8.1 | 1.8 | 0.9 | 0.9 | 0.6 | 0.1 | 0.6 | 0 | 0 | 0.4 | 0 | 96.31 | 219.76 | 179.39 | 3.61 | 19.96
2019 | 1 | 7 | 8:00 | 153 | -7.5 | -8.3 | 0 | -3.6 | -7.3 | -7.9 | 1.8 | 0.9 | 0.9 | 0.6 | 0.1 | 0.6 | 0 | 0 | 0.4 | 0 | 96.31 | 219.76 | 179.39 | 3.61 | 19.96
2019 | 1 | 7 | 9:00 | 154 | -7.2 | -8.1 | 0 | -3.2 | -6.2 | -7.6 | 1.8 | 0.9 | 0.9 | 0.6 | 0.1 | 0.6 | 0 | 0 | 0.4 | 0 | 96.31 | 219.76 | 179.39 | 3.61 | 19.96
2019 | 1 | 7 | 10:00 | 155 | -6.6 | -7.7 | -0.2 | -2 | -5.6 | -7.1 | 1.8 | 0.9 | 0.9 | 0.6 | 0.1 | 0.6 | 0 | 0 | 0.4 | 0 | 96.31 | 219.76 | 179.39 | 3.61 | 19.96
2019 | 1 | 7 | 11:00 | 156 | -6.3 | -7.3 | -0.8 | -1.7 | -5.1 | -6.6 | 1.8 | 0.9 | 0.9 | 0.6 | 0.1 | 0.6 | 0 | 0 | 0.4 | 0 | 96.31 | 219.76 | 179.39 | 3.61 | 19.96
2019 | 1 | 7 | 12:00 | 157 | -5.9 | -6.7 | -1.3 | -1.9 | -4.5 | -5.9 | 1.8 | 0.9 | 0.9 | 0.6 | 0.1 | 0.6 | 0 | 0 | 0.4 | 0 | 96.31 | 219.76 | 179.39 | 3.61 | 19.96
2019 | 1 | 7 | 13:00 | 158 | -5.6 | -6.3 | -1.2 | -2.1 | -4.2 | -5.8 | 1.8 | 0.9 | 0.9 | 0.6 | 0.1 | 0.6 | 0 | 0 | 0.4 | 0 | 96.31 | 219.76 | 179.39 | 3.61 | 19.96
2019 | 1 | 7 | 14:00 | 159 | -5.7 | -6 | -0.9 | -2 | -4.5 | -5.8 | 1.8 | 0.9 | 0.9 | 0.6 | 0.1 | 0.6 | 0 | 0 | 0.4 | 0 | 96.31 | 219.76 | 179.39 | 3.61 | 19.96
2019 | 1 | 7 | 15:00 | 160 | -5.6 | -6.1 | -0.4 | -2 | -4.6 | -5.9 | 1.8 | 0.9 | 0.9 | 0.6 | 0.1 | 0.6 | 0 | 0 | 0.4 | 0 | 96.31 | 219.76 | 179.39 | 3.61 | 19.96
2019 | 1 | 7 | 16:00 | 161 | -5.6 | -6 | 0.5 | -2.2 | -4.5 | -6 | 1.8 | 0.9 | 0.9 | 0.6 | 0.1 | 0.6 | 0 | 0 | 0.4 | 0 | 96.31 | 219.76 | 179.39 | 3.61 | 19.96
2019 | 1 | 7 | 17:00 | 162 | -5.6 | -5.6 | 2.4 | -2.2 | -4.2 | -5.8 | 1.8 | 0.9 | 0.9 | 0.6 | 0.1 | 0.6 | 0 | 0 | 0.4 | 0 | 96.31 | 219.76 | 179.39 | 3.61 | 19.96
2019 | 1 | 7 | 18:00 | 163 | -5.5 | -5.4 | 3.1 | -2 | -3.8 | -5.9 | 1.8 | 0.9 | 0.9 | 0.6 | 0.1 | 0.6 | 0 | 0 | 0.4 | 0 | 96.31 | 219.76 | 179.39 | 3.61 | 19.96
2019 | 1 | 7 | 19:00 | 164 | -5.3 | -5.1 | 3.1 | -1.8 | -3.7 | -5.9 | 1.8 | 0.9 | 0.9 | 0.6 | 0.1 | 0.6 | 0 | 0 | 0.4 | 0 | 96.31 | 219.76 | 179.39 | 3.61 | 19.96
2019 | 1 | 7 | 20:00 | 165 | -5.2 | -4.7 | 2.8 | -1.3 | -3.3 | -6 | 1.8 | 0.9 | 0.9 | 0.6 | 0.1 | 0.6 | 0 | 0 | 0.4 | 0 | 96.31 | 219.76 | 179.39 | 3.61 | 19.96
2019 | 1 | 7 | 21:00 | 166 | -5 | -4.4 | 2.9 | -0.7 | -2.7 | -6.1 | 1.8 | 0.9 | 0.9 | 0.6 | 0.1 | 0.6 | 0 | 0 | 0.4 | 0 | 96.31 | 219.76 | 179.39 | 3.61 | 19.96
2019 | 1 | 7 | 22:00 | 167 | -5 | -4.1 | 2.4 | 0.1 | -2.1 | -6.1 | 1.8 | 0.9 | 0.9 | 0.6 | 0.1 | 0.6 | 0 | 0 | 0.4 | 0 | 96.31 | 219.76 | 179.39 | 3.61 | 19.96
2019 | 1 | 7 | 23:00 | 168 | -4.8 | -3.8 | 2.2 | 0.4 | -1.6 | -6 | 1.8 | 0.9 | 0.9 | 0.6 | 0.1 | 0.6 | 0 | 0 | 0.4 | 0 | 96.31 | 219.76 | 179.39 | 3.61 | 19.96
2019 | 1 | 8 | 0:00 | 169 | -4.5 | -3.4 | 2 | 0.4 | -1.3 | -6 | 1.8 | 0.9 | 0.9 | 0.9 | 0.2 | 0.6 | 0 | 0 | 0.4 | 0 | 99.34 | 204.58 | 180.55 | 3.56 | 17.71
2019 | 1 | 8 | 1:00 | 170 | -4.1 | -3.4 | 1.2 | 0 | -1.1 | -5.9 | 1.8 | 0.9 | 0.9 | 0.9 | 0.2 | 0.6 | 0 | 0 | 0.4 | 0 | 99.34 | 204.58 | 180.55 | 3.56 | 17.71
2019 | 1 | 8 | 2:00 | 171 | -3.8 | -3.6 | 0 | -0.3 | -1.2 | -5.5 | 1.8 | 0.9 | 0.9 | 0.9 | 0.2 | 0.6 | 0 | 0 | 0.4 | 0 | 99.34 | 204.58 | 180.55 | 3.56 | 17.71
2019 | 1 | 8 | 3:00 | 172 | -3.7 | -3.4 | -0.2 | -0.5 | -1.5 | -5.3 | 1.8 | 0.9 | 0.9 | 0.9 | 0.2 | 0.6 | 0 | 0 | 0.4 | 0 | 99.34 | 204.58 | 180.55 | 3.56 | 17.71
2019 | 1 | 8 | 4:00 | 173 | -3.8 | -3.8 | -0.3 | -0.6 | -1.8 | -5.1 | 1.8 | 0.9 | 0.9 | 0.9 | 0.2 | 0.6 | 0 | 0 | 0.4 | 0 | 99.34 | 204.58 | 180.55 | 3.56 | 17.71
2019 | 1 | 8 | 5:00 | 174 | -3.8 | -3.5 | -0.6 | -0.9 | -2.2 | -5 | 1.8 | 0.9 | 0.9 | 0.9 | 0.2 | 0.6 | 0 | 0 | 0.4 | 0 | 99.34 | 204.58 | 180.55 | 3.56 | 17.71
2019 | 1 | 8 | 6:00 | 175 | -4.3 | -3.4 | -0.8 | -1 | -2.2 | -4.7 | 1.8 | 0.9 | 0.9 | 0.9 | 0.2 | 0.6 | 0 | 0 | 0.4 | 0 | 99.34 | 204.58 | 180.55 | 3.56 | 17.71
2019 | 1 | 8 | 7:00 | 176 | -4.9 | -4.2 | -0.9 | -1.2 | -2.3 | -5.1 | 1.8 | 0.9 | 0.9 | 0.9 | 0.2 | 0.6 | 0 | 0 | 0.4 | 0 | 99.34 | 204.58 | 180.55 | 3.56 | 17.71
2019 | 1 | 8 | 8:00 | 177 | -4.7 | -4.7 | -1.1 | -1 | -2.4 | -5.6 | 1.8 | 0.9 | 0.9 | 0.9 | 0.2 | 0.6 | 0 | 0 | 0.4 | 0 | 99.34 | 204.58 | 180.55 | 3.56 | 17.71
2019 | 1 | 8 | 9:00 | 178 | -5 | -4.6 | -1.1 | -1 | -2.6 | -5 | 1.8 | 0.9 | 0.9 | 0.9 | 0.2 | 0.6 | 0 | 0 | 0.4 | 0 | 99.34 | 204.58 | 180.55 | 3.56 | 17.71
2019 | 1 | 8 | 10:00 | 179 | -5 | -4.5 | -1.3 | -1.1 | -2.7 | -5.2 | 1.8 | 0.9 | 0.9 | 0.9 | 0.2 | 0.6 | 0 | 0 | 0.4 | 0 | 99.34 | 204.58 | 180.55 | 3.56 | 17.71
2019 | 1 | 8 | 11:00 | 180 | -4.6 | -4.4 | -1.2 | -1.5 | -2.9 | -5 | 1.8 | 0.9 | 0.9 | 0.9 | 0.2 | 0.6 | 0 | 0 | 0.4 | 0 | 99.34 | 204.58 | 180.55 | 3.56 | 17.71
2019 | 1 | 8 | 12:00 | 181 | -4.2 | -4.1 | -1.4 | -2.1 | -3 | -4.9 | 1.8 | 0.9 | 0.9 | 0.9 | 0.2 | 0.6 | 0 | 0 | 0.4 | 0 | 99.34 | 204.58 | 180.55 | 3.56 | 17.71
2019 | 1 | 8 | 13:00 | 182 | -4.3 | -4 | -1.6 | -2.3 | -3.3 | -5.6 | 1.8 | 0.9 | 0.9 | 0.9 | 0.2 | 0.6 | 0 | 0 | 0.4 | 0 | 99.34 | 204.58 | 180.55 | 3.56 | 17.71
2019 | 1 | 8 | 14:00 | 183 | -4.6 | -4 | -1.7 | -2.5 | -3.8 | -5.4 | 1.8 | 0.9 | 0.9 | 0.9 | 0.2 | 0.6 | 0 | 0 | 0.4 | 0 | 99.34 | 204.58 | 180.55 | 3.56 | 17.71
2019 | 1 | 8 | 15:00 | 184 | -4.8 | -4.3 | -1.8 | -2.8 | -4.1 | -5.6 | 1.8 | 0.9 | 0.9 | 0.9 | 0.2 | 0.6 | 0 | 0 | 0.4 | 0 | 99.34 | 204.58 | 180.55 | 3.56 | 17.71
2019 | 1 | 8 | 16:00 | 185 | -5.1 | -4.7 | -1.8 | -3.1 | -4.1 | -5.6 | 1.8 | 0.9 | 0.9 | 0.9 | 0.2 | 0.6 | 0 | 0 | 0.4 | 0 | 99.34 | 204.58 | 180.55 | 3.56 | 17.71
2019 | 1 | 8 | 17:00 | 186 | -5.3 | -4.8 | -2 | -3.3 | -4.1 | -5.7 | 1.8 | 0.9 | 0.9 | 0.9 | 0.2 | 0.6 | 0 | 0 | 0.4 | 0 | 99.34 | 204.58 | 180.55 | 3.56 | 17.71
2019 | 1 | 8 | 18:00 | 187 | -5.1 | -5.1 | -2.1 | -3.7 | -4.3 | -5.9 | 1.8 | 0.9 | 0.9 | 0.9 | 0.2 | 0.6 | 0 | 0 | 0.4 | 0 | 99.34 | 204.58 | 180.55 | 3.56 | 17.71
2019 | 1 | 8 | 19:00 | 188 | -5 | -5.1 | -2.3 | -3.6 | -4.3 | -5.8 | 1.8 | 0.9 | 0.9 | 0.9 | 0.2 | 0.6 | 0 | 0 | 0.4 | 0 | 99.34 | 204.58 | 180.55 | 3.56 | 17.71
2019 | 1 | 8 | 20:00 | 189 | -4.8 | -4.8 | -2.3 | -3.9 | -4.4 | -5.8 | 1.8 | 0.9 | 0.9 | 0.9 | 0.2 | 0.6 | 0 | 0 | 0.4 | 0 | 99.34 | 204.58 | 180.55 | 3.56 | 17.71
2019 | 1 | 8 | 21:00 | 190 | -4.8 | -4.7 | -2.3 | -3.7 | -4.6 | -5.8 | 1.8 | 0.9 | 0.9 | 0.9 | 0.2 | 0.6 | 0 | 0 | 0.4 | 0 | 99.34 | 204.58 | 180.55 | 3.56 | 17.71
2019 | 1 | 8 | 22:00 | 191 | -4.7 | -4.6 | -2.2 | -3.7 | -4.7 | -5.9 | 1.8 | 0.9 | 0.9 | 0.9 | 0.2 | 0.6 | 0 | 0 | 0.4 | 0 | 99.34 | 204.58 | 180.55 | 3.56 | 17.71
2019 | 1 | 8 | 23:00 | 192 | -4.8 | -4.5 | -2.2 | -3.8 | -4.7 | -6.1 | 1.8 | 0.9 | 0.9 | 0.9 | 0.2 | 0.6 | 0 | 0 | 0.4 | 0 | 99.34 | 204.58 | 180.55 | 3.56 | 17.71
2019 | 1 | 9 | 0:00 | 193 | -4.7 | -4.7 | -2.3 | -4 | -4.5 | -6.4 | 1.8 | 1 | 1 | 0.7 | 0.1 | 0.6 | 0 | 0 | 0.3 | 0 | 102.29 | 191.45 | 176.41 | 3.62 | 15.78
2019 | 1 | 9 | 1:00 | 194 | -4.9 | -4.7 | -2.2 | -4.1 | -4.5 | -6.4 | 1.8 | 1 | 1 | 0.7 | 0.1 | 0.6 | 0 | 0 | 0.3 | 0 | 102.29 | 191.45 | 176.41 | 3.62 | 15.78
2019 | 1 | 9 | 2:00 | 195 | -5.1 | -4.8 | -2.3 | -4 | -4.5 | -6.6 | 1.8 | 1 | 1 | 0.7 | 0.1 | 0.6 | 0 | 0 | 0.3 | 0 | 102.29 | 191.45 | 176.41 | 3.62 | 15.78
2019 | 1 | 9 | 3:00 | 196 | -5.2 | -5 | -2.6 | -4 | -4.5 | -6.8 | 1.8 | 1 | 1 | 0.7 | 0.1 | 0.6 | 0 | 0 | 0.3 | 0 | 102.29 | 191.45 | 176.41 | 3.62 | 15.78
2019 | 1 | 9 | 4:00 | 197 | -5.4 | -5.1 | -2.7 | -4.1 | -4.5 | -7 | 1.8 | 1 | 1 | 0.7 | 0.1 | 0.6 | 0 | 0 | 0.3 | 0 | 102.29 | 191.45 | 176.41 | 3.62 | 15.78
2019 | 1 | 9 | 5:00 | 198 | -5.5 | -5.2 | -2.8 | -4.2 | -4.5 | -7.3 | 1.8 | 1 | 1 | 0.7 | 0.1 | 0.6 | 0 | 0 | 0.3 | 0 | 102.29 | 191.45 | 176.41 | 3.62 | 15.78
2019 | 1 | 9 | 6:00 | 199 | -5.6 | -5.4 | -2.8 | -4.3 | -4.5 | -8 | 1.8 | 1 | 1 | 0.7 | 0.1 | 0.6 | 0 | 0 | 0.3 | 0 | 102.29 | 191.45 | 176.41 | 3.62 | 15.78
2019 | 1 | 9 | 7:00 | 200 | -5.8 | -5.3 | -2.8 | -4.4 | -4.7 | -8.4 | 1.8 | 1 | 1 | 0.7 | 0.1 | 0.6 | 0 | 0 | 0.3 | 0 | 102.29 | 191.45 | 176.41 | 3.62 | 15.78
2019 | 1 | 9 | 8:00 | 201 | -6.2 | -5.5 | -2.8 | -4.3 | -4.8 | -8.4 | 1.8 | 1 | 1 | 0.7 | 0.1 | 0.6 | 0 | 0 | 0.3 | 0 | 102.29 | 191.45 | 176.41 | 3.62 | 15.78
2019 | 1 | 9 | 9:00 | 202 | -6.2 | -6.1 | -2.9 | -4.1 | -4.7 | -8.3 | 1.8 | 1 | 1 | 0.7 | 0.1 | 0.6 | 0 | 0 | 0.3 | 0 | 102.29 | 191.45 | 176.41 | 3.62 | 15.78
2019 | 1 | 9 | 10:00 | 203 | -5.9 | -6.4 | -2.7 | -3.8 | -4.6 | -7.8 | 1.8 | 1 | 1 | 0.7 | 0.1 | 0.6 | 0 | 0 | 0.3 | 0 | 102.29 | 191.45 | 176.41 | 3.62 | 15.78
2019 | 1 | 9 | 11:00 | 204 | -5.8 | -6.2 | -2.6 | -3.7 | -4.6 | -7.8 | 1.8 | 1 | 1 | 0.7 | 0.1 | 0.6 | 0 | 0 | 0.3 | 0 | 102.29 | 191.45 | 176.41 | 3.62 | 15.78
2019 | 1 | 9 | 12:00 | 205 | -6 | -6.1 | -2.5 | -3.9 | -4.9 | -7.7 | 1.8 | 1 | 1 | 0.7 | 0.1 | 0.6 | 0 | 0 | 0.3 | 0 | 102.29 | 191.45 | 176.41 | 3.62 | 15.78
2019 | 1 | 9 | 13:00 | 206 | -6.4 | -6.4 | -2.5 | -4 | -4.9 | -7.6 | 1.8 | 1 | 1 | 0.7 | 0.1 | 0.6 | 0 | 0 | 0.3 | 0 | 102.29 | 191.45 | 176.41 | 3.62 | 15.78
2019 | 1 | 9 | 14:00 | 207 | -6.8 | -6.5 | -2.6 | -4.2 | -5.1 | -7.9 | 1.8 | 1 | 1 | 0.7 | 0.1 | 0.6 | 0 | 0 | 0.3 | 0 | 102.29 | 191.45 | 176.41 | 3.62 | 15.78
2019 | 1 | 9 | 15:00 | 208 | -6.9 | -6.7 | -3 | -4.3 | -5.3 | -8.8 | 1.8 | 1 | 1 | 0.7 | 0.1 | 0.6 | 0 | 0 | 0.3 | 0 | 102.29 | 191.45 | 176.41 | 3.62 | 15.78
2019 | 1 | 9 | 16:00 | 209 | -6.9 | -6.7 | -3.1 | -4.5 | -5.4 | -10 | 1.8 | 1 | 1 | 0.7 | 0.1 | 0.6 | 0 | 0 | 0.3 | 0 | 102.29 | 191.45 | 176.41 | 3.62 | 15.78
2019 | 1 | 9 | 17:00 | 210 | -7.5 | -6.9 | -3.3 | -4.8 | -5.5 | -11.3 | 1.8 | 1 | 1 | 0.7 | 0.1 | 0.6 | 0 | 0 | 0.3 | 0 | 102.29 | 191.45 | 176.41 | 3.62 | 15.78
2019 | 1 | 9 | 18:00 | 211 | -7.9 | -7.3 | -3.4 | -4.9 | -5.7 | -12 | 1.8 | 1 | 1 | 0.7 | 0.1 | 0.6 | 0 | 0 | 0.3 | 0 | 102.29 | 191.45 | 176.41 | 3.62 | 15.78
2019 | 1 | 9 | 19:00 | 212 | -8.6 | -7.8 | -3.5 | -4.8 | -5.7 | -12.5 | 1.8 | 1 | 1 | 0.7 | 0.1 | 0.6 | 0 | 0 | 0.3 | 0 | 102.29 | 191.45 | 176.41 | 3.62 | 15.78
2019 | 1 | 9 | 20:00 | 213 | -9.1 | -8.8 | -3.6 | -4.9 | -5.9 | -11.7 | 1.8 | 1 | 1 | 0.7 | 0.1 | 0.6 | 0 | 0 | 0.3 | 0 | 102.29 | 191.45 | 176.41 | 3.62 | 15.78
2019 | 1 | 9 | 21:00 | 214 | -9.4 | -9.5 | -3.6 | -5 | -6.5 | -11.2 | 1.8 | 1 | 1 | 0.7 | 0.1 | 0.6 | 0 | 0 | 0.3 | 0 | 102.29 | 191.45 | 176.41 | 3.62 | 15.78
2019 | 1 | 9 | 22:00 | 215 | -10.5 | -10.9 | -4.2 | -5.1 | -7.2 | -10.8 | 1.8 | 1 | 1 | 0.7 | 0.1 | 0.6 | 0 | 0 | 0.3 | 0 | 102.29 | 191.45 | 176.41 | 3.62 | 15.78
2019 | 1 | 9 | 23:00 | 216 | -11.8 | -11.6 | -4.4 | -5.1 | -9.4 | -10.6 | 1.8 | 1 | 1 | 0.7 | 0.1 | 0.6 | 0 | 0 | 0.3 | 0 | 102.29 | 191.45 | 176.41 | 3.62 | 15.78
2019 | 1 | 10 | 0:00 | 217 | -12.3 | -12.4 | -4.6 | -5.1 | -10.9 | -10.6 | 1.2 | 0.7 | 0.7 | 0.5 | 0.1 | 0.4 | 0 | 0 | 0.4 | 0 | 95.02 | 173.59 | 170.3 | 6.9 | 14.38
2019 | 1 | 10 | 1:00 | 218 | -12.2 | -13.2 | -4.8 | -5.2 | -11.9 | -10.6 | 1.2 | 0.7 | 0.7 | 0.5 | 0.1 | 0.4 | 0 | 0 | 0.4 | 0 | 95.02 | 173.59 | 170.3 | 6.9 | 14.38
2019 | 1 | 10 | 2:00 | 219 | -11.5 | -14.1 | -4.8 | -5.6 | -13 | -10.7 | 1.2 | 0.7 | 0.7 | 0.5 | 0.1 | 0.4 | 0 | 0 | 0.4 | 0 | 95.02 | 173.59 | 170.3 | 6.9 | 14.38
2019 | 1 | 10 | 3:00 | 220 | -11.7 | -14.4 | -4.8 | -5.6 | -13.6 | -10.9 | 1.2 | 0.7 | 0.7 | 0.5 | 0.1 | 0.4 | 0 | 0 | 0.4 | 0 | 95.02 | 173.59 | 170.3 | 6.9 | 14.38
2019 | 1 | 10 | 4:00 | 221 | -11.8 | -15.2 | -4.9 | -5.7 | -14 | -11 | 1.2 | 0.7 | 0.7 | 0.5 | 0.1 | 0.4 | 0 | 0 | 0.4 | 0 | 95.02 | 173.59 | 170.3 | 6.9 | 14.38
2019 | 1 | 10 | 5:00 | 222 | -12 | -15.5 | -5.2 | -5.9 | -15.1 | -10.9 | 1.2 | 0.7 | 0.7 | 0.5 | 0.1 | 0.4 | 0 | 0 | 0.4 | 0 | 95.02 | 173.59 | 170.3 | 6.9 | 14.38
2019 | 1 | 10 | 6:00 | 223 | -11.7 | -15.5 | -5.4 | -6.2 | -14 | -10.7 | 1.2 | 0.7 | 0.7 | 0.5 | 0.1 | 0.4 | 0 | 0 | 0.4 | 0 | 95.02 | 173.59 | 170.3 | 6.9 | 14.38
2019 | 1 | 10 | 7:00 | 224 | -11.1 | -14 | -6.3 | -8.4 | -13.2 | -10.7 | 1.2 | 0.7 | 0.7 | 0.5 | 0.1 | 0.4 | 0 | 0 | 0.4 | 0 | 95.02 | 173.59 | 170.3 | 6.9 | 14.38
2019 | 1 | 10 | 8:00 | 225 | -10.7 | -12.6 | -5.3 | -9.6 | -12.4 | -10.4 | 1.2 | 0.7 | 0.7 | 0.5 | 0.1 | 0.4 | 0 | 0 | 0.4 | 0 | 95.02 | 173.59 | 170.3 | 6.9 | 14.38
2019 | 1 | 10 | 9:00 | 226 | -10.4 | -11.9 | -4.8 | -8.9 | -11.1 | -10.1 | 1.2 | 0.7 | 0.7 | 0.5 | 0.1 | 0.4 | 0 | 0 | 0.4 | 0 | 95.02 | 173.59 | 170.3 | 6.9 | 14.38
2019 | 1 | 10 | 10:00 | 227 | -10.1 | -11.4 | -4.7 | -7.2 | -10.8 | -9.3 | 1.2 | 0.7 | 0.7 | 0.5 | 0.1 | 0.4 | 0 | 0 | 0.4 | 0 | 95.02 | 173.59 | 170.3 | 6.9 | 14.38
2019 | 1 | 10 | 11:00 | 228 | -9.2 | -10.7 | -4.5 | -6.7 | -10.8 | -8.8 | 1.2 | 0.7 | 0.7 | 0.5 | 0.1 | 0.4 | 0 | 0 | 0.4 | 0 | 95.02 | 173.59 | 170.3 | 6.9 | 14.38
2019 | 1 | 10 | 12:00 | 229 | -9 | -11 | -3.7 | -6.8 | -8.5 | -8.2 | 1.2 | 0.7 | 0.7 | 0.5 | 0.1 | 0.4 | 0 | 0 | 0.4 | 0 | 95.02 | 173.59 | 170.3 | 6.9 | 14.38
2019 | 1 | 10 | 13:00 | 230 | -9.3 | -11 | -4.2 | -6.6 | -8.8 | -8.2 | 1.2 | 0.7 | 0.7 | 0.5 | 0.1 | 0.4 | 0 | 0 | 0.4 | 0 | 95.02 | 173.59 | 170.3 | 6.9 | 14.38
2019 | 1 | 10 | 14:00 | 231 | -9.8 | -11.4 | -4.6 | -6.4 | -10 | -8.3 | 1.2 | 0.7 | 0.7 | 0.5 | 0.1 | 0.4 | 0 | 0 | 0.4 | 0 | 95.02 | 173.59 | 170.3 | 6.9 | 14.38
2019 | 1 | 10 | 15:00 | 232 | -11.8 | -12.8 | -5.4 | -6.3 | -11.5 | -8.4 | 1.2 | 0.7 | 0.7 | 0.5 | 0.1 | 0.4 | 0 | 0 | 0.4 | 0 | 95.02 | 173.59 | 170.3 | 6.9 | 14.38
2019 | 1 | 10 | 16:00 | 233 | -12.9 | -13.5 | -5.5 | -6 | -12 | -8.7 | 1.2 | 0.7 | 0.7 | 0.5 | 0.1 | 0.4 | 0 | 0 | 0.4 | 0 | 95.02 | 173.59 | 170.3 | 6.9 | 14.38
2019 | 1 | 10 | 17:00 | 234 | -13.3 | -13.6 | -5.8 | -5.9 | -12.4 | -9 | 1.2 | 0.7 | 0.7 | 0.5 | 0.1 | 0.4 | 0 | 0 | 0.4 | 0 | 95.02 | 173.59 | 170.3 | 6.9 | 14.38
2019 | 1 | 10 | 18:00 | 235 | -14.1 | -13.9 | -6.2 | -5.9 | -12.7 | -9.4 | 1.2 | 0.7 | 0.7 | 0.5 | 0.1 | 0.4 | 0 | 0 | 0.4 | 0 | 95.02 | 173.59 | 170.3 | 6.9 | 14.38
2019 | 1 | 10 | 19:00 | 236 | -13 | -14.2 | -6.4 | -5.8 | -13.1 | -9.6 | 1.2 | 0.7 | 0.7 | 0.5 | 0.1 | 0.4 | 0 | 0 | 0.4 | 0 | 95.02 | 173.59 | 170.3 | 6.9 | 14.38
2019 | 1 | 10 | 20:00 | 237 | -14 | -15.2 | -7.1 | -5.5 | -13 | -9.8 | 1.2 | 0.7 | 0.7 | 0.5 | 0.1 | 0.4 | 0 | 0 | 0.4 | 0 | 95.02 | 173.59 | 170.3 | 6.9 | 14.38
2019 | 1 | 10 | 21:00 | 238 | -14.5 | -16.7 | -7.2 | -5.5 | -12.2 | -9.6 | 1.2 | 0.7 | 0.7 | 0.5 | 0.1 | 0.4 | 0 | 0 | 0.4 | 0 | 95.02 | 173.59 | 170.3 | 6.9 | 14.38
2019 | 1 | 10 | 22:00 | 239 | -13.5 | -17 | -7.9 | -5.6 | -10.3 | -9.4 | 1.2 | 0.7 | 0.7 | 0.5 | 0.1 | 0.4 | 0 | 0 | 0.4 | 0 | 95.02 | 173.59 | 170.3 | 6.9 | 14.38
2019 | 1 | 10 | 23:00 | 240 | -13.7 | -16.7 | -8.2 | -5.6 | -9.8 | -9.3 | 1.2 | 0.7 | 0.7 | 0.5 | 0.1 | 0.4 | 0 | 0 | 0.4 | 0 | 95.02 | 173.59 | 170.3 | 6.9 | 14.38
2019 | 1 | 11 | 0:00 | 241 | -14.5 | -16.4 | -7.8 | -6 | -10 | -9.2 | 0.8 | 0.5 | 0.5 | 0.5 | 0.2 | 0.3 | 0 | 0 | 0.5 | 0.1 | 97.6 | 164.85 | 154.33 | 8.51 | 12.75
2019 | 1 | 11 | 1:00 | 242 | -14.8 | -16.8 | -6.3 | -6.7 | -10.8 | -9.3 | 0.8 | 0.5 | 0.5 | 0.5 | 0.2 | 0.3 | 0 | 0 | 0.5 | 0.1 | 97.6 | 164.85 | 154.33 | 8.51 | 12.75
2019 | 1 | 11 | 2:00 | 243 | -15.6 | -17.1 | -5.4 | -6.9 | -11.3 | -9.9 | 0.8 | 0.5 | 0.5 | 0.5 | 0.2 | 0.3 | 0 | 0 | 0.5 | 0.1 | 97.6 | 164.85 | 154.33 | 8.51 | 12.75
2019 | 1 | 11 | 3:00 | 244 | -16.1 | -17.4 | -5.5 | -6.8 | -10.5 | -11.2 | 0.8 | 0.5 | 0.5 | 0.5 | 0.2 | 0.3 | 0 | 0 | 0.5 | 0.1 | 97.6 | 164.85 | 154.33 | 8.51 | 12.75
2019 | 1 | 11 | 4:00 | 245 | -16 | -16.9 | -4.9 | -7.6 | -9.9 | -12.8 | 0.8 | 0.5 | 0.5 | 0.5 | 0.2 | 0.3 | 0 | 0 | 0.5 | 0.1 | 97.6 | 164.85 | 154.33 | 8.51 | 12.75
2019 | 1 | 11 | 5:00 | 246 | -16 | -17.3 | -3.7 | -6.4 | -8.9 | -13.2 | 0.8 | 0.5 | 0.5 | 0.5 | 0.2 | 0.3 | 0 | 0 | 0.5 | 0.1 | 97.6 | 164.85 | 154.33 | 8.51 | 12.75
2019 | 1 | 11 | 6:00 | 247 | -15.6 | -16.4 | 1.2 | -4.9 | -8.7 | -14.2 | 0.8 | 0.5 | 0.5 | 0.5 | 0.2 | 0.3 | 0 | 0 | 0.5 | 0.1 | 97.6 | 164.85 | 154.33 | 8.51 | 12.75
2019 | 1 | 11 | 7:00 | 248 | -15.4 | -15.6 | 1.9 | -3.6 | -8.9 | -15.2 | 0.8 | 0.5 | 0.5 | 0.5 | 0.2 | 0.3 | 0 | 0 | 0.5 | 0.1 | 97.6 | 164.85 | 154.33 | 8.51 | 12.75
2019 | 1 | 11 | 8:00 | 249 | -15.1 | -14.2 | 2 | -3.2 | -8.4 | -15.3 | 0.8 | 0.5 | 0.5 | 0.5 | 0.2 | 0.3 | 0 | 0 | 0.5 | 0.1 | 97.6 | 164.85 | 154.33 | 8.51 | 12.75
2019 | 1 | 11 | 9:00 | 250 | -13.8 | -13.4 | 1.7 | -2.6 | -7.9 | -14.7 | 0.8 | 0.5 | 0.5 | 0.5 | 0.2 | 0.3 | 0 | 0 | 0.5 | 0.1 | 97.6 | 164.85 | 154.33 | 8.51 | 12.75
2019 | 1 | 11 | 10:00 | 251 | -12.8 | -12.4 | 1.2 | -2.1 | -6.7 | -13 | 0.8 | 0.5 | 0.5 | 0.5 | 0.2 | 0.3 | 0 | 0 | 0.5 | 0.1 | 97.6 | 164.85 | 154.33 | 8.51 | 12.75
2019 | 1 | 11 | 11:00 | 252 | -11.5 | -11.4 | 1.4 | -1.2 | -5.8 | -11.4 | 0.8 | 0.5 | 0.5 | 0.5 | 0.2 | 0.3 | 0 | 0 | 0.5 | 0.1 | 97.6 | 164.85 | 154.33 | 8.51 | 12.75
2019 | 1 | 11 | 12:00 | 253 | -10.4 | -10.3 | 1.5 | -0.8 | -5.6 | -10.4 | 0.8 | 0.5 | 0.5 | 0.5 | 0.2 | 0.3 | 0 | 0 | 0.5 | 0.1 | 97.6 | 164.85 | 154.33 | 8.51 | 12.75
2019 | 1 | 11 | 13:00 | 254 | -9.6 | -9.2 | 1.7 | -0.7 | -5.3 | -10 | 0.8 | 0.5 | 0.5 | 0.5 | 0.2 | 0.3 | 0 | 0 | 0.5 | 0.1 | 97.6 | 164.85 | 154.33 | 8.51 | 12.75
2019 | 1 | 11 | 14:00 | 255 | -9.8 | -8.9 | 2 | -0.2 | -4.8 | -10.1 | 0.8 | 0.5 | 0.5 | 0.5 | 0.2 | 0.3 | 0 | 0 | 0.5 | 0.1 | 97.6 | 164.85 | 154.33 | 8.51 | 12.75
2019 | 1 | 11 | 15:00 | 256 | -9.8 | -8.6 | 2.5 | 0 | -4.1 | -10.1 | 0.8 | 0.5 | 0.5 | 0.5 | 0.2 | 0.3 | 0 | 0 | 0.5 | 0.1 | 97.6 | 164.85 | 154.33 | 8.51 | 12.75
2019 | 1 | 11 | 16:00 | 257 | -9.9 | -8.2 | 2.9 | 0.2 | -2.9 | -10.4 | 0.8 | 0.5 | 0.5 | 0.5 | 0.2 | 0.3 | 0 | 0 | 0.5 | 0.1 | 97.6 | 164.85 | 154.33 | 8.51 | 12.75
2019 | 1 | 11 | 17:00 | 258 | -9.6 | -7.8 | 2.7 | 0.3 | -2.7 | -10.3 | 0.8 | 0.5 | 0.5 | 0.5 | 0.2 | 0.3 | 0 | 0 | 0.5 | 0.1 | 97.6 | 164.85 | 154.33 | 8.51 | 12.75
2019 | 1 | 11 | 18:00 | 259 | -8.9 | -7.6 | 2.3 | 0.5 | -2.5 | -9.9 | 0.8 | 0.5 | 0.5 | 0.5 | 0.2 | 0.3 | 0 | 0 | 0.5 | 0.1 | 97.6 | 164.85 | 154.33 | 8.51 | 12.75
2019 | 1 | 11 | 19:00 | 260 | -8 | -7.1 | 2.2 | -0.4 | -2.2 | -9.6 | 0.8 | 0.5 | 0.5 | 0.5 | 0.2 | 0.3 | 0 | 0 | 0.5 | 0.1 | 97.6 | 164.85 | 154.33 | 8.51 | 12.75
2019 | 1 | 11 | 20:00 | 261 | -7.9 | -6.6 | 1.6 | -1.1 | -1.5 | -9.4 | 0.8 | 0.5 | 0.5 | 0.5 | 0.2 | 0.3 | 0 | 0 | 0.5 | 0.1 | 97.6 | 164.85 | 154.33 | 8.51 | 12.75
2019 | 1 | 11 | 21:00 | 262 | -7.1 | -6 | 2.3 | -1 | -1 | -9.1 | 0.8 | 0.5 | 0.5 | 0.5 | 0.2 | 0.3 | 0 | 0 | 0.5 | 0.1 | 97.6 | 164.85 | 154.33 | 8.51 | 12.75
2019 | 1 | 11 | 22:00 | 263 | -6.8 | -5.2 | 2.6 | -0.6 | -1 | -9 | 0.8 | 0.5 | 0.5 | 0.5 | 0.2 | 0.3 | 0 | 0 | 0.5 | 0.1 | 97.6 | 164.85 | 154.33 | 8.51 | 12.75
2019 | 1 | 11 | 23:00 | 264 | -6 | -4.8 | 2.6 | -0.3 | -1.7 | -8.5 | 0.8 | 0.5 | 0.5 | 0.5 | 0.2 | 0.3 | 0 | 0 | 0.5 | 0.1 | 97.6 | 164.85 | 154.33 | 8.51 | 12.75
2019 | 1 | 12 | 0:00 | 265 | -5.5 | -3.3 | 2.7 | -0.4 | -2.2 | -8.3 | 1.4 | 0.8 | 0.8 | 0.6 | 0.2 | 0.6 | 0 | 0 | 0.4 | 0.1 | 92.41 | 170.77 | 144.58 | 7.74 | 12.55
2019 | 1 | 12 | 1:00 | 266 | -5 | -2.5 | 2.6 | -1.3 | -3 | -8 | 1.4 | 0.8 | 0.8 | 0.6 | 0.2 | 0.6 | 0 | 0 | 0.4 | 0.1 | 92.41 | 170.77 | 144.58 | 7.74 | 12.55
2019 | 1 | 12 | 2:00 | 267 | -2 | -2 | 2.5 | -1.7 | -3.1 | -7.5 | 1.4 | 0.8 | 0.8 | 0.6 | 0.2 | 0.6 | 0 | 0 | 0.4 | 0.1 | 92.41 | 170.77 | 144.58 | 7.74 | 12.55
2019 | 1 | 12 | 3:00 | 268 | -1.6 | -1.6 | 2.7 | -2.4 | -3 | -6.8 | 1.4 | 0.8 | 0.8 | 0.6 | 0.2 | 0.6 | 0 | 0 | 0.4 | 0.1 | 92.41 | 170.77 | 144.58 | 7.74 | 12.55
2019 | 1 | 12 | 4:00 | 269 | -1.3 | -1.7 | 2.6 | -2.1 | -3 | -6 | 1.4 | 0.8 | 0.8 | 0.6 | 0.2 | 0.6 | 0 | 0 | 0.4 | 0.1 | 92.41 | 170.77 | 144.58 | 7.74 | 12.55
2019 | 1 | 12 | 5:00 | 270 | -1.3 | -2.8 | 2.6 | -2.5 | -3.3 | -2.6 | 1.4 | 0.8 | 0.8 | 0.6 | 0.2 | 0.6 | 0 | 0 | 0.4 | 0.1 | 92.41 | 170.77 | 144.58 | 7.74 | 12.55
2019 | 1 | 12 | 6:00 | 271 | -1.4 | -3.1 | 2.5 | -2.5 | -3.3 | -1.9 | 1.4 | 0.8 | 0.8 | 0.6 | 0.2 | 0.6 | 0 | 0 | 0.4 | 0.1 | 92.41 | 170.77 | 144.58 | 7.74 | 12.55
2019 | 1 | 12 | 7:00 | 272 | -2 | -3.4 | 2.8 | -2.2 | -3.4 | -1.8 | 1.4 | 0.8 | 0.8 | 0.6 | 0.2 | 0.6 | 0 | 0 | 0.4 | 0.1 | 92.41 | 170.77 | 144.58 | 7.74 | 12.55
2019 | 1 | 12 | 8:00 | 273 | -3.3 | -3.1 | 3 | -1.4 | -2.3 | -1.9 | 1.4 | 0.8 | 0.8 | 0.6 | 0.2 | 0.6 | 0 | 0 | 0.4 | 0.1 | 92.41 | 170.77 | 144.58 | 7.74 | 12.55
2019 | 1 | 12 | 9:00 | 274 | -2.9 | -1.9 | 3.1 | -0.4 | -1.2 | -1.7 | 1.4 | 0.8 | 0.8 | 0.6 | 0.2 | 0.6 | 0 | 0 | 0.4 | 0.1 | 92.41 | 170.77 | 144.58 | 7.74 | 12.55
2019 | 1 | 12 | 10:00 | 275 | -1.3 | -0.9 | 3.1 | 0.3 | -0.2 | -1.6 | 1.4 | 0.8 | 0.8 | 0.6 | 0.2 | 0.6 | 0 | 0 | 0.4 | 0.1 | 92.41 | 170.77 | 144.58 | 7.74 | 12.55
2019 | 1 | 12 | 11:00 | 276 | 0 | -1 | 3.2 | 0.6 | 0.4 | -1.2 | 1.4 | 0.8 | 0.8 | 0.6 | 0.2 | 0.6 | 0 | 0 | 0.4 | 0.1 | 92.41 | 170.77 | 144.58 | 7.74 | 12.55
2019 | 1 | 12 | 12:00 | 277 | 0.9 | -1.3 | 3.3 | 0.8 | 0.9 | -0.5 | 1.4 | 0.8 | 0.8 | 0.6 | 0.2 | 0.6 | 0 | 0 | 0.4 | 0.1 | 92.41 | 170.77 | 144.58 | 7.74 | 12.55
2019 | 1 | 12 | 13:00 | 278 | 1 | -1.5 | 2.9 | 0.9 | 0.9 | -0.5 | 1.4 | 0.8 | 0.8 | 0.6 | 0.2 | 0.6 | 0 | 0 | 0.4 | 0.1 | 92.41 | 170.77 | 144.58 | 7.74 | 12.55
2019 | 1 | 12 | 14:00 | 279 | 0.8 | -1.7 | 2.7 | 0.2 | 0.7 | -0.9 | 1.4 | 0.8 | 0.8 | 0.6 | 0.2 | 0.6 | 0 | 0 | 0.4 | 0.1 | 92.41 | 170.77 | 144.58 | 7.74 | 12.55
2019 | 1 | 12 | 15:00 | 280 | 0.8 | -1.2 | 2.6 | -0.9 | -0.2 | -0.7 | 1.4 | 0.8 | 0.8 | 0.6 | 0.2 | 0.6 | 0 | 0 | 0.4 | 0.1 | 92.41 | 170.77 | 144.58 | 7.74 | 12.55
2019 | 1 | 12 | 16:00 | 281 | 0.8 | -1.3 | 2.5 | -1.6 | -0.4 | -0.4 | 1.4 | 0.8 | 0.8 | 0.6 | 0.2 | 0.6 | 0 | 0 | 0.4 | 0.1 | 92.41 | 170.77 | 144.58 | 7.74 | 12.55
2019 | 1 | 12 | 17:00 | 282 | 0.6 | -1.3 | 2.1 | -2.1 | -1.1 | -0.3 | 1.4 | 0.8 | 0.8 | 0.6 | 0.2 | 0.6 | 0 | 0 | 0.4 | 0.1 | 92.41 | 170.77 | 144.58 | 7.74 | 12.55
2019 | 1 | 12 | 18:00 | 283 | 0.4 | -0.9 | 0.6 | -3.2 | -1.5 | -0.3 | 1.4 | 0.8 | 0.8 | 0.6 | 0.2 | 0.6 | 0 | 0 | 0.4 | 0.1 | 92.41 | 170.77 | 144.58 | 7.74 | 12.55
2019 | 1 | 12 | 19:00 | 284 | 0.2 | -0.8 | -0.2 | -3.4 | -1.8 | -0.3 | 1.4 | 0.8 | 0.8 | 0.6 | 0.2 | 0.6 | 0 | 0 | 0.4 | 0.1 | 92.41 | 170.77 | 144.58 | 7.74 | 12.55
2019 | 1 | 12 | 20:00 | 285 | 0.1 | -0.6 | 1.9 | -4.2 | -2 | -0.2 | 1.4 | 0.8 | 0.8 | 0.6 | 0.2 | 0.6 | 0 | 0 | 0.4 | 0.1 | 92.41 | 170.77 | 144.58 | 7.74 | 12.55
2019 | 1 | 12 | 21:00 | 286 | 0 | -0.6 | 2.2 | -7.3 | -2.3 | -0.3 | 1.4 | 0.8 | 0.8 | 0.6 | 0.2 | 0.6 | 0 | 0 | 0.4 | 0.1 | 92.41 | 170.77 | 144.58 | 7.74 | 12.55
2019 | 1 | 12 | 22:00 | 287 | -0.7 | -1 | 2.7 | -9 | -4.9 | -0.3 | 1.4 | 0.8 | 0.8 | 0.6 | 0.2 | 0.6 | 0 | 0 | 0.4 | 0.1 | 92.41 | 170.77 | 144.58 | 7.74 | 12.55
2019 | 1 | 12 | 23:00 | 288 | -1 | -1.1 | 2.5 | -7.4 | -3.3 | -0.4 | 1.4 | 0.8 | 0.8 | 0.6 | 0.2 | 0.6 | 0 | 0 | 0.4 | 0.1 | 92.41 | 170.77 | 144.58 | 7.74 | 12.55
2019 | 1 | 13 | 0:00 | 289 | -1.1 | -1.4 | 1.2 | -4.7 | -2.2 | -0.7 | 2 | 1.3 | 1.3 | 1 | 0.1 | 0.6 | 0 | 0.1 | 0.4 | 0.1 | 91.73 | 194.47 | 147.42 | 5.78 | 12.59
2019 | 1 | 13 | 1:00 | 290 | -1.1 | -1.5 | 0.6 | -3.4 | -1.3 | -1 | 2 | 1.3 | 1.3 | 1 | 0.1 | 0.6 | 0 | 0.1 | 0.4 | 0.1 | 91.73 | 194.47 | 147.42 | 5.78 | 12.59
2019 | 1 | 13 | 2:00 | 291 | -1.1 | -1.5 | 0.5 | -2 | -0.9 | -1.4 | 2 | 1.3 | 1.3 | 1 | 0.1 | 0.6 | 0 | 0.1 | 0.4 | 0.1 | 91.73 | 194.47 | 147.42 | 5.78 | 12.59
2019 | 1 | 13 | 3:00 | 292 | -1 | -1.4 | 3.1 | -1.9 | -0.9 | -1.9 | 2 | 1.3 | 1.3 | 1 | 0.1 | 0.6 | 0 | 0.1 | 0.4 | 0.1 | 91.73 | 194.47 | 147.42 | 5.78 | 12.59
2019 | 1 | 13 | 4:00 | 293 | -0.8 | -1.1 | 3.3 | -1.2 | -1 | -2.1 | 2 | 1.3 | 1.3 | 1 | 0.1 | 0.6 | 0 | 0.1 | 0.4 | 0.1 | 91.73 | 194.47 | 147.42 | 5.78 | 12.59
2019 | 1 | 13 | 5:00 | 294 | -0.5 | -0.8 | 3.3 | -1 | -0.9 | -1.9 | 2 | 1.3 | 1.3 | 1 | 0.1 | 0.6 | 0 | 0.1 | 0.4 | 0.1 | 91.73 | 194.47 | 147.42 | 5.78 | 12.59
2019 | 1 | 13 | 6:00 | 295 | -0.2 | -0.3 | 1.5 | -0.7 | -0.7 | -2 | 2 | 1.3 | 1.3 | 1 | 0.1 | 0.6 | 0 | 0.1 | 0.4 | 0.1 | 91.73 | 194.47 | 147.42 | 5.78 | 12.59
2019 | 1 | 13 | 7:00 | 296 | 0 | 0 | 0.9 | -0.5 | -0.2 | -1.8 | 2 | 1.3 | 1.3 | 1 | 0.1 | 0.6 | 0 | 0.1 | 0.4 | 0.1 | 91.73 | 194.47 | 147.42 | 5.78 | 12.59
2019 | 1 | 13 | 8:00 | 297 | 0.2 | 0.2 | 3 | 0 | 0 | -1.3 | 2 | 1.3 | 1.3 | 1 | 0.1 | 0.6 | 0 | 0.1 | 0.4 | 0.1 | 91.73 | 194.47 | 147.42 | 5.78 | 12.59
2019 | 1 | 13 | 9:00 | 298 | 0.4 | 0.5 | 3.4 | 0.4 | 0.3 | -0.6 | 2 | 1.3 | 1.3 | 1 | 0.1 | 0.6 | 0 | 0.1 | 0.4 | 0.1 | 91.73 | 194.47 | 147.42 | 5.78 | 12.59
2019 | 1 | 13 | 10:00 | 299 | 0.9 | 0.9 | 3.3 | 0.7 | 0.5 | 0 | 2 | 1.3 | 1.3 | 1 | 0.1 | 0.6 | 0 | 0.1 | 0.4 | 0.1 | 91.73 | 194.47 | 147.42 | 5.78 | 12.59
2019 | 1 | 13 | 11:00 | 300 | 1.1 | 1.2 | 2.9 | 1 | 0.9 | 0.2 | 2 | 1.3 | 1.3 | 1 | 0.1 | 0.6 | 0 | 0.1 | 0.4 | 0.1 | 91.73 | 194.47 | 147.42 | 5.78 | 12.59
2019 | 1 | 13 | 12:00 | 301 | 1.5 | 1.3 | 3.1 | 1.2 | 1.2 | 0.4 | 2 | 1.3 | 1.3 | 1 | 0.1 | 0.6 | 0 | 0.1 | 0.4 | 0.1 | 91.73 | 194.47 | 147.42 | 5.78 | 12.59
2019 | 1 | 13 | 13:00 | 302 | 1.5 | 1.3 | 3.3 | 1.4 | 1.2 | 0.4 | 2 | 1.3 | 1.3 | 1 | 0.1 | 0.6 | 0 | 0.1 | 0.4 | 0.1 | 91.73 | 194.47 | 147.42 | 5.78 | 12.59
2019 | 1 | 13 | 14:00 | 303 | 1.4 | 1.1 | 2.9 | 1.3 | 1.3 | 0.5 | 2 | 1.3 | 1.3 | 1 | 0.1 | 0.6 | 0 | 0.1 | 0.4 | 0.1 | 91.73 | 194.47 | 147.42 | 5.78 | 12.59
2019 | 1 | 13 | 15:00 | 304 | 1.4 | 1.1 | 3.6 | 1.1 | 1.3 | 0.6 | 2 | 1.3 | 1.3 | 1 | 0.1 | 0.6 | 0 | 0.1 | 0.4 | 0.1 | 91.73 | 194.47 | 147.42 | 5.78 | 12.59
2019 | 1 | 13 | 16:00 | 305 | 1.4 | 1.1 | 3.6 | 1.2 | 1.2 | 0.6 | 2 | 1.3 | 1.3 | 1 | 0.1 | 0.6 | 0 | 0.1 | 0.4 | 0.1 | 91.73 | 194.47 | 147.42 | 5.78 | 12.59
2019 | 1 | 13 | 17:00 | 306 | 1.3 | 1.1 | 3.8 | 1.1 | 1.3 | 0.3 | 2 | 1.3 | 1.3 | 1 | 0.1 | 0.6 | 0 | 0.1 | 0.4 | 0.1 | 91.73 | 194.47 | 147.42 | 5.78 | 12.59
2019 | 1 | 13 | 18:00 | 307 | 1.4 | 1.1 | 3.6 | 1.2 | 1.1 | 0.4 | 2 | 1.3 | 1.3 | 1 | 0.1 | 0.6 | 0 | 0.1 | 0.4 | 0.1 | 91.73 | 194.47 | 147.42 | 5.78 | 12.59
2019 | 1 | 13 | 19:00 | 308 | 1.6 | 1.1 | 3.2 | 1.2 | 0.9 | 0.7 | 2 | 1.3 | 1.3 | 1 | 0.1 | 0.6 | 0 | 0.1 | 0.4 | 0.1 | 91.73 | 194.47 | 147.42 | 5.78 | 12.59
2019 | 1 | 13 | 20:00 | 309 | 1.4 | 1.1 | 2.4 | 1.3 | 0.9 | 0.8 | 2 | 1.3 | 1.3 | 1 | 0.1 | 0.6 | 0 | 0.1 | 0.4 | 0.1 | 91.73 | 194.47 | 147.42 | 5.78 | 12.59
2019 | 1 | 13 | 21:00 | 310 | 1.4 | 1 | 1.5 | 1.3 | 1 | 0.7 | 2 | 1.3 | 1.3 | 1 | 0.1 | 0.6 | 0 | 0.1 | 0.4 | 0.1 | 91.73 | 194.47 | 147.42 | 5.78 | 12.59
2019 | 1 | 13 | 22:00 | 311 | 1.1 | 0.8 | 4 | 1.3 | 1.1 | 0.6 | 2 | 1.3 | 1.3 | 1 | 0.1 | 0.6 | 0 | 0.1 | 0.4 | 0.1 | 91.73 | 194.47 | 147.42 | 5.78 | 12.59
2019 | 1 | 13 | 23:00 | 312 | 1 | 0.6 | 4.1 | 0.9 | 0.7 | 0.4 | 2 | 1.3 | 1.3 | 1 | 0.1 | 0.6 | 0 | 0.1 | 0.4 | 0.1 | 91.73 | 194.47 | 147.42 | 5.78 | 12.59
2019 | 1 | 14 | 0:00 | 313 | 0.9 | 0.8 | 3.9 | 0.6 | 0.8 | 0.2 | 1.6 | 1.4 | 1.4 | 1.3 | 0.1 | 0.6 | 0 | 0.3 | 0.3 | 0 | 92.99 | 178.01 | 151.32 | 3.03 | 14.04
2019 | 1 | 14 | 1:00 | 314 | 1.2 | 0.8 | 3.6 | 0.7 | 0.9 | 0.5 | 1.6 | 1.4 | 1.4 | 1.3 | 0.1 | 0.6 | 0 | 0.3 | 0.3 | 0 | 92.99 | 178.01 | 151.32 | 3.03 | 14.04
2019 | 1 | 14 | 2:00 | 315 | 1.2 | 1 | 3.4 | 0.7 | 1.1 | 0.3 | 1.6 | 1.4 | 1.4 | 1.3 | 0.1 | 0.6 | 0 | 0.3 | 0.3 | 0 | 92.99 | 178.01 | 151.32 | 3.03 | 14.04
2019 | 1 | 14 | 3:00 | 316 | 1 | 1.1 | 2.6 | 0.9 | 1.4 | 0.4 | 1.6 | 1.4 | 1.4 | 1.3 | 0.1 | 0.6 | 0 | 0.3 | 0.3 | 0 | 92.99 | 178.01 | 151.32 | 3.03 | 14.04
2019 | 1 | 14 | 4:00 | 317 | 0.5 | 0.8 | 2.5 | 0.8 | 1.5 | 0.3 | 1.6 | 1.4 | 1.4 | 1.3 | 0.1 | 0.6 | 0 | 0.3 | 0.3 | 0 | 92.99 | 178.01 | 151.32 | 3.03 | 14.04
2019 | 1 | 14 | 5:00 | 318 | 0.7 | 1.1 | 1.9 | 0.7 | 1.6 | 0.2 | 1.6 | 1.4 | 1.4 | 1.3 | 0.1 | 0.6 | 0 | 0.3 | 0.3 | 0 | 92.99 | 178.01 | 151.32 | 3.03 | 14.04
2019 | 1 | 14 | 6:00 | 319 | 1 | 1.1 | 1.2 | 0.5 | 0.9 | 0.2 | 1.6 | 1.4 | 1.4 | 1.3 | 0.1 | 0.6 | 0 | 0.3 | 0.3 | 0 | 92.99 | 178.01 | 151.32 | 3.03 | 14.04
2019 | 1 | 14 | 7:00 | 320 | 1.1 | 1.2 | 0.8 | 0.4 | 0.5 | 0.3 | 1.6 | 1.4 | 1.4 | 1.3 | 0.1 | 0.6 | 0 | 0.3 | 0.3 | 0 | 92.99 | 178.01 | 151.32 | 3.03 | 14.04
2019 | 1 | 14 | 8:00 | 321 | 1.7 | 1.6 | 0.5 | 0.1 | 0.5 | 0.3 | 1.6 | 1.4 | 1.4 | 1.3 | 0.1 | 0.6 | 0 | 0.3 | 0.3 | 0 | 92.99 | 178.01 | 151.32 | 3.03 | 14.04
2019 | 1 | 14 | 9:00 | 322 | 1.6 | 1.1 | 0 | 0 | 0.4 | 0.6 | 1.6 | 1.4 | 1.4 | 1.3 | 0.1 | 0.6 | 0 | 0.3 | 0.3 | 0 | 92.99 | 178.01 | 151.32 | 3.03 | 14.04
2019 | 1 | 14 | 10:00 | 323 | 0.7 | 0.6 | 0.2 | -0.6 | 0.2 | 0.9 | 1.6 | 1.4 | 1.4 | 1.3 | 0.1 | 0.6 | 0 | 0.3 | 0.3 | 0 | 92.99 | 178.01 | 151.32 | 3.03 | 14.04
2019 | 1 | 14 | 11:00 | 324 | 0.4 | 0.3 | 0.6 | -0.7 | 0 | 0.8 | 1.6 | 1.4 | 1.4 | 1.3 | 0.1 | 0.6 | 0 | 0.3 | 0.3 | 0 | 92.99 | 178.01 | 151.32 | 3.03 | 14.04
2019 | 1 | 14 | 12:00 | 325 | 0 | 0.2 | 0.7 | -0.7 | -0.5 | 0.4 | 1.6 | 1.4 | 1.4 | 1.3 | 0.1 | 0.6 | 0 | 0.3 | 0.3 | 0 | 92.99 | 178.01 | 151.32 | 3.03 | 14.04
2019 | 1 | 14 | 13:00 | 326 | -0.8 | -0.3 | 0.8 | -0.9 | -0.4 | 0.1 | 1.6 | 1.4 | 1.4 | 1.3 | 0.1 | 0.6 | 0 | 0.3 | 0.3 | 0 | 92.99 | 178.01 | 151.32 | 3.03 | 14.04
2019 | 1 | 14 | 14:00 | 327 | -1.5 | -1 | 0.6 | -1 | -1.1 | -0.1 | 1.6 | 1.4 | 1.4 | 1.3 | 0.1 | 0.6 | 0 | 0.3 | 0.3 | 0 | 92.99 | 178.01 | 151.32 | 3.03 | 14.04
2019 | 1 | 14 | 15:00 | 328 | -1.7 | -1.2 | 0.9 | -1.7 | -1.5 | -0.9 | 1.6 | 1.4 | 1.4 | 1.3 | 0.1 | 0.6 | 0 | 0.3 | 0.3 | 0 | 92.99 | 178.01 | 151.32 | 3.03 | 14.04
2019 | 1 | 14 | 16:00 | 329 | -1.2 | -1.4 | 1.1 | -2.1 | -2 | -1.6 | 1.6 | 1.4 | 1.4 | 1.3 | 0.1 | 0.6 | 0 | 0.3 | 0.3 | 0 | 92.99 | 178.01 | 151.32 | 3.03 | 14.04
2019 | 1 | 14 | 17:00 | 330 | -1.5 | -2.1 | 1.1 | -2.2 | -2.5 | -1.6 | 1.6 | 1.4 | 1.4 | 1.3 | 0.1 | 0.6 | 0 | 0.3 | 0.3 | 0 | 92.99 | 178.01 | 151.32 | 3.03 | 14.04
2019 | 1 | 14 | 18:00 | 331 | -2.3 | -2.4 | -0.9 | -2.8 | -2.8 | -2.1 | 1.6 | 1.4 | 1.4 | 1.3 | 0.1 | 0.6 | 0 | 0.3 | 0.3 | 0 | 92.99 | 178.01 | 151.32 | 3.03 | 14.04
2019 | 1 | 14 | 19:00 | 332 | -2.5 | -2.9 | -0.5 | -3.8 | -3.2 | -3.2 | 1.6 | 1.4 | 1.4 | 1.3 | 0.1 | 0.6 | 0 | 0.3 | 0.3 | 0 | 92.99 | 178.01 | 151.32 | 3.03 | 14.04
2019 | 1 | 14 | 20:00 | 333 | -3.1 | -3.6 | 0.9 | -3.4 | -3.8 | -3.4 | 1.6 | 1.4 | 1.4 | 1.3 | 0.1 | 0.6 | 0 | 0.3 | 0.3 | 0 | 92.99 | 178.01 | 151.32 | 3.03 | 14.04
2019 | 1 | 14 | 21:00 | 334 | -2.8 | -4.3 | 0.9 | -3.2 | -4.7 | -3.4 | 1.6 | 1.4 | 1.4 | 1.3 | 0.1 | 0.6 | 0 | 0.3 | 0.3 | 0 | 92.99 | 178.01 | 151.32 | 3.03 | 14.04
2019 | 1 | 14 | 22:00 | 335 | -3.3 | -3.3 | 1.1 | -2.8 | -4.8 | -4.4 | 1.6 | 1.4 | 1.4 | 1.3 | 0.1 | 0.6 | 0 | 0.3 | 0.3 | 0 | 92.99 | 178.01 | 151.32 | 3.03 | 14.04
2019 | 1 | 14 | 23:00 | 336 | -3 | -3.1 | 1.1 | -2.8 | -4 | -4.1 | 1.6 | 1.4 | 1.4 | 1.3 | 0.1 | 0.6 | 0 | 0.3 | 0.3 | 0 | 92.99 | 178.01 | 151.32 | 3.03 | 14.04
2019 | 1 | 15 | 0:00 | 337 | -2.6 | -2.8 | 0.8 | -4.7 | -3.4 | -3.5 | 1.2 | 0.9 | 0.9 | 0.7 | 0.1 | 0.6 | 0 | 0.2 | 0 | 0 | 95.77 | 160.36 | 161.81 | 0.65 | 13.5
2019 | 1 | 15 | 1:00 | 338 | -2.4 | -2.9 | -0.9 | -4.4 | -4.3 | -3.1 | 1.2 | 0.9 | 0.9 | 0.7 | 0.1 | 0.6 | 0 | 0.2 | 0 | 0 | 95.77 | 160.36 | 161.81 | 0.65 | 13.5
2019 | 1 | 15 | 2:00 | 339 | -3.5 | -4.2 | -0.2 | -5.4 | -4.9 | -3.1 | 1.2 | 0.9 | 0.9 | 0.7 | 0.1 | 0.6 | 0 | 0.2 | 0 | 0 | 95.77 | 160.36 | 161.81 | 0.65 | 13.5
2019 | 1 | 15 | 3:00 | 340 | -4.3 | -5.1 | 0 | -4.4 | -5.3 | -3.4 | 1.2 | 0.9 | 0.9 | 0.7 | 0.1 | 0.6 | 0 | 0.2 | 0 | 0 | 95.77 | 160.36 | 161.81 | 0.65 | 13.5
2019 | 1 | 15 | 4:00 | 341 | -3.9 | -4.6 | 0.5 | -4.3 | -5.1 | -4 | 1.2 | 0.9 | 0.9 | 0.7 | 0.1 | 0.6 | 0 | 0.2 | 0 | 0 | 95.77 | 160.36 | 161.81 | 0.65 | 13.5
2019 | 1 | 15 | 5:00 | 342 | -3.2 | -4.2 | -0.6 | -3.7 | -4.1 | -4.7 | 1.2 | 0.9 | 0.9 | 0.7 | 0.1 | 0.6 | 0 | 0.2 | 0 | 0 | 95.77 | 160.36 | 161.81 | 0.65 | 13.5
2019 | 1 | 15 | 6:00 | 343 | -3.1 | -3.6 | -1 | -3.4 | -4.4 | -4.8 | 1.2 | 0.9 | 0.9 | 0.7 | 0.1 | 0.6 | 0 | 0.2 | 0 | 0 | 95.77 | 160.36 | 161.81 | 0.65 | 13.5
2019 | 1 | 15 | 7:00 | 344 | -2.9 | -3.5 | 0 | -4.3 | -4.9 | -4.4 | 1.2 | 0.9 | 0.9 | 0.7 | 0.1 | 0.6 | 0 | 0.2 | 0 | 0 | 95.77 | 160.36 | 161.81 | 0.65 | 13.5
2019 | 1 | 15 | 8:00 | 345 | -2.4 | -2.8 | 0.3 | -2.9 | -3.9 | -3.9 | 1.2 | 0.9 | 0.9 | 0.7 | 0.1 | 0.6 | 0 | 0.2 | 0 | 0 | 95.77 | 160.36 | 161.81 | 0.65 | 13.5
2019 | 1 | 15 | 9:00 | 346 | -2.5 | -2.8 | 1.4 | -2 | -2.7 | -3.2 | 1.2 | 0.9 | 0.9 | 0.7 | 0.1 | 0.6 | 0 | 0.2 | 0 | 0 | 95.77 | 160.36 | 161.81 | 0.65 | 13.5
2019 | 1 | 15 | 10:00 | 347 | -2.5 | -2.2 | 1.5 | -1.1 | -2.6 | -3 | 1.2 | 0.9 | 0.9 | 0.7 | 0.1 | 0.6 | 0 | 0.2 | 0 | 0 | 95.77 | 160.36 | 161.81 | 0.65 | 13.5
2019 | 1 | 15 | 11:00 | 348 | -2.6 | -2.2 | 1.6 | -0.9 | -1.8 | -2.9 | 1.2 | 0.9 | 0.9 | 0.7 | 0.1 | 0.6 | 0 | 0.2 | 0 | 0 | 95.77 | 160.36 | 161.81 | 0.65 | 13.5
2019 | 1 | 15 | 12:00 | 349 | -1.9 | -2.2 | 1.6 | -0.9 | -1.6 | -2 | 1.2 | 0.9 | 0.9 | 0.7 | 0.1 | 0.6 | 0 | 0.2 | 0 | 0 | 95.77 | 160.36 | 161.81 | 0.65 | 13.5
2019 | 1 | 15 | 13:00 | 350 | -2 | -1.8 | 1.6 | -0.8 | -1.7 | -3.1 | 1.2 | 0.9 | 0.9 | 0.7 | 0.1 | 0.6 | 0 | 0.2 | 0 | 0 | 95.77 | 160.36 | 161.81 | 0.65 | 13.5
2019 | 1 | 15 | 14:00 | 351 | -1.2 | -1.6 | 1.5 | -0.9 | -1.8 | -2.8 | 1.2 | 0.9 | 0.9 | 0.7 | 0.1 | 0.6 | 0 | 0.2 | 0 | 0 | 95.77 | 160.36 | 161.81 | 0.65 | 13.5
2019 | 1 | 15 | 15:00 | 352 | -2.1 | -1.9 | 1.4 | -0.6 | -1.6 | -2.6 | 1.2 | 0.9 | 0.9 | 0.7 | 0.1 | 0.6 | 0 | 0.2 | 0 | 0 | 95.77 | 160.36 | 161.81 | 0.65 | 13.5
2019 | 1 | 15 | 16:00 | 353 | -2 | -2 | 1.2 | -1.1 | -1.4 | -2.5 | 1.2 | 0.9 | 0.9 | 0.7 | 0.1 | 0.6 | 0 | 0.2 | 0 | 0 | 95.77 | 160.36 | 161.81 | 0.65 | 13.5
2019 | 1 | 15 | 17:00 | 354 | -1.9 | -1.8 | 1.3 | -0.9 | -1 | -3 | 1.2 | 0.9 | 0.9 | 0.7 | 0.1 | 0.6 | 0 | 0.2 | 0 | 0 | 95.77 | 160.36 | 161.81 | 0.65 | 13.5
2019 | 1 | 15 | 18:00 | 355 | -1.8 | -1.6 | 1.4 | -1.1 | -1.4 | -3 | 1.2 | 0.9 | 0.9 | 0.7 | 0.1 | 0.6 | 0 | 0.2 | 0 | 0 | 95.77 | 160.36 | 161.81 | 0.65 | 13.5
2019 | 1 | 15 | 19:00 | 356 | -1.3 | -1.4 | 1.6 | -1.8 | -1.5 | -2.8 | 1.2 | 0.9 | 0.9 | 0.7 | 0.1 | 0.6 | 0 | 0.2 | 0 | 0 | 95.77 | 160.36 | 161.81 | 0.65 | 13.5
2019 | 1 | 15 | 20:00 | 357 | -1.4 | -1.7 | 1.6 | -2 | -1.5 | -2.8 | 1.2 | 0.9 | 0.9 | 0.7 | 0.1 | 0.6 | 0 | 0.2 | 0 | 0 | 95.77 | 160.36 | 161.81 | 0.65 | 13.5
2019 | 1 | 15 | 21:00 | 358 | -1.3 | -1.8 | 1.6 | -2.5 | -1.8 | -2.4 | 1.2 | 0.9 | 0.9 | 0.7 | 0.1 | 0.6 | 0 | 0.2 | 0 | 0 | 95.77 | 160.36 | 161.81 | 0.65 | 13.5
2019 | 1 | 15 | 22:00 | 359 | -1.7 | -2.8 | 1.1 | -2.9 | -2.4 | -2.4 | 1.2 | 0.9 | 0.9 | 0.7 | 0.1 | 0.6 | 0 | 0.2 | 0 | 0 | 95.77 | 160.36 | 161.81 | 0.65 | 13.5
2019 | 1 | 15 | 23:00 | 360 | -1.8 | -3 | -0.2 | -3.7 | -3.2 | -2.5 | 1.2 | 0.9 | 0.9 | 0.7 | 0.1 | 0.6 | 0 | 0.2 | 0 | 0 | 95.77 | 160.36 | 161.81 | 0.65 | 13.5
2019 | 1 | 16 | 0:00 | 361 | -2 | -3.2 | -0.1 | -4.2 | -3.5 | -2.6 | 1.4 | 1.1 | 1.1 | 0.8 | 0.1 | 0.6 | 0 | 0.2 | 0 | 0 | 93.71 | 167.78 | 161.45 | 0.41 | 13.22
2019 | 1 | 16 | 1:00 | 362 | -2.1 | -3.2 | -0.7 | -6.1 | -3.5 | -2.9 | 1.4 | 1.1 | 1.1 | 0.8 | 0.1 | 0.6 | 0 | 0.2 | 0 | 0 | 93.71 | 167.78 | 161.45 | 0.41 | 13.22
2019 | 1 | 16 | 2:00 | 363 | -2 | -3.1 | 0 | -5.7 | -4.2 | -3.2 | 1.4 | 1.1 | 1.1 | 0.8 | 0.1 | 0.6 | 0 | 0.2 | 0 | 0 | 93.71 | 167.78 | 161.45 | 0.41 | 13.22
2019 | 1 | 16 | 3:00 | 364 | -2.5 | -2.8 | 0.2 | -3.9 | -4.7 | -4.6 | 1.4 | 1.1 | 1.1 | 0.8 | 0.1 | 0.6 | 0 | 0.2 | 0 | 0 | 93.71 | 167.78 | 161.45 | 0.41 | 13.22
2019 | 1 | 16 | 4:00 | 365 | -2.2 | -2.5 | 0.9 | -4.5 | -5.2 | -5.3 | 1.4 | 1.1 | 1.1 | 0.8 | 0.1 | 0.6 | 0 | 0.2 | 0 | 0 | 93.71 | 167.78 | 161.45 | 0.41 | 13.22
2019 | 1 | 16 | 5:00 | 366 | -2.1 | -2.4 | -0.1 | -6 | -5.8 | -5.7 | 1.4 | 1.1 | 1.1 | 0.8 | 0.1 | 0.6 | 0 | 0.2 | 0 | 0 | 93.71 | 167.78 | 161.45 | 0.41 | 13.22
2019 | 1 | 16 | 6:00 | 367 | -2.1 | -2.4 | -0.6 | -6.8 | -5.5 | -6 | 1.4 | 1.1 | 1.1 | 0.8 | 0.1 | 0.6 | 0 | 0.2 | 0 | 0 | 93.71 | 167.78 | 161.45 | 0.41 | 13.22
2019 | 1 | 16 | 7:00 | 368 | -2.3 | -2.4 | -0.8 | -8.5 | -5.9 | -5.4 | 1.4 | 1.1 | 1.1 | 0.8 | 0.1 | 0.6 | 0 | 0.2 | 0 | 0 | 93.71 | 167.78 | 161.45 | 0.41 | 13.22
2019 | 1 | 16 | 8:00 | 369 | -2.1 | -2.2 | -0.6 | -6.9 | -4.6 | -3.8 | 1.4 | 1.1 | 1.1 | 0.8 | 0.1 | 0.6 | 0 | 0.2 | 0 | 0 | 93.71 | 167.78 | 161.45 | 0.41 | 13.22
2019 | 1 | 16 | 9:00 | 370 | -1.5 | -1.6 | 0 | -4.5 | -3.5 | -2.8 | 1.4 | 1.1 | 1.1 | 0.8 | 0.1 | 0.6 | 0 | 0.2 | 0 | 0 | 93.71 | 167.78 | 161.45 | 0.41 | 13.22
2019 | 1 | 16 | 10:00 | 371 | -1 | -1.2 | 0.5 | -2.7 | -2.3 | -2.1 | 1.4 | 1.1 | 1.1 | 0.8 | 0.1 | 0.6 | 0 | 0.2 | 0 | 0 | 93.71 | 167.78 | 161.45 | 0.41 | 13.22
2019 | 1 | 16 | 11:00 | 372 | -0.6 | -0.7 | 1 | -1.6 | -1.4 | -1.4 | 1.4 | 1.1 | 1.1 | 0.8 | 0.1 | 0.6 | 0 | 0.2 | 0 | 0 | 93.71 | 167.78 | 161.45 | 0.41 | 13.22
2019 | 1 | 16 | 12:00 | 373 | -0.5 | -0.7 | 1.5 | -1.2 | -0.7 | -1.4 | 1.4 | 1.1 | 1.1 | 0.8 | 0.1 | 0.6 | 0 | 0.2 | 0 | 0 | 93.71 | 167.78 | 161.45 | 0.41 | 13.22
2019 | 1 | 16 | 13:00 | 374 | -0.2 | -0.7 | 1.5 | -1.4 | -1.1 | -1.4 | 1.4 | 1.1 | 1.1 | 0.8 | 0.1 | 0.6 | 0 | 0.2 | 0 | 0 | 93.71 | 167.78 | 161.45 | 0.41 | 13.22
2019 | 1 | 16 | 14:00 | 375 | -1.2 | -0.9 | 0.9 | -1.2 | -1.4 | -1.9 | 1.4 | 1.1 | 1.1 | 0.8 | 0.1 | 0.6 | 0 | 0.2 | 0 | 0 | 93.71 | 167.78 | 161.45 | 0.41 | 13.22
2019 | 1 | 16 | 15:00 | 376 | -2 | -1.7 | 1.4 | -1.3 | -1.6 | -1.9 | 1.4 | 1.1 | 1.1 | 0.8 | 0.1 | 0.6 | 0 | 0.2 | 0 | 0 | 93.71 | 167.78 | 161.45 | 0.41 | 13.22
2019 | 1 | 16 | 16:00 | 377 | -1.7 | -2.4 | 0.7 | -1.1 | -1.4 | -2.1 | 1.4 | 1.1 | 1.1 | 0.8 | 0.1 | 0.6 | 0 | 0.2 | 0 | 0 | 93.71 | 167.78 | 161.45 | 0.41 | 13.22
2019 | 1 | 16 | 17:00 | 378 | -1.2 | -1.8 | 1.6 | -1.1 | -1.1 | -3 | 1.4 | 1.1 | 1.1 | 0.8 | 0.1 | 0.6 | 0 | 0.2 | 0 | 0 | 93.71 | 167.78 | 161.45 | 0.41 | 13.22
2019 | 1 | 16 | 18:00 | 379 | -0.7 | -1 | 2.8 | -0.7 | -1 | -2.7 | 1.4 | 1.1 | 1.1 | 0.8 | 0.1 | 0.6 | 0 | 0.2 | 0 | 0 | 93.71 | 167.78 | 161.45 | 0.41 | 13.22
2019 | 1 | 16 | 19:00 | 380 | -0.4 | -0.4 | 4 | 0.1 | -0.5 | -2.4 | 1.4 | 1.1 | 1.1 | 0.8 | 0.1 | 0.6 | 0 | 0.2 | 0 | 0 | 93.71 | 167.78 | 161.45 | 0.41 | 13.22
2019 | 1 | 16 | 20:00 | 381 | 0 | 0.3 | 4.2 | 1.1 | 0.2 | -2.2 | 1.4 | 1.1 | 1.1 | 0.8 | 0.1 | 0.6 | 0 | 0.2 | 0 | 0 | 93.71 | 167.78 | 161.45 | 0.41 | 13.22
2019 | 1 | 16 | 21:00 | 382 | 0.7 | 0.9 | 4.2 | 1.7 | 0.9 | -1.6 | 1.4 | 1.1 | 1.1 | 0.8 | 0.1 | 0.6 | 0 | 0.2 | 0 | 0 | 93.71 | 167.78 | 161.45 | 0.41 | 13.22
2019 | 1 | 16 | 22:00 | 383 | 1.4 | 1.5 | 4.3 | 2.5 | 1.5 | -0.7 | 1.4 | 1.1 | 1.1 | 0.8 | 0.1 | 0.6 | 0 | 0.2 | 0 | 0 | 93.71 | 167.78 | 161.45 | 0.41 | 13.22
2019 | 1 | 16 | 23:00 | 384 | 2 | 1.9 | 4.3 | 2.6 | 2 | 0 | 1.4 | 1.1 | 1.1 | 0.8 | 0.1 | 0.6 | 0 | 0.2 | 0 | 0 | 93.71 | 167.78 | 161.45 | 0.41 | 13.22
2019 | 1 | 17 | 0:00 | 385 | 2.3 | 2.1 | 4.5 | 3.3 | 2.6 | 0.4 | 2 | 1.8 | 1.8 | 1.5 | 0.1 | 0.8 | 0 | 0.1 | 0.6 | 0 | 94.77 | 161.92 | 170.38 | 0.91 | 15.3
2019 | 1 | 17 | 1:00 | 386 | 2.6 | 2.4 | 4.5 | 3.7 | 3.2 | 0.8 | 2 | 1.8 | 1.8 | 1.5 | 0.1 | 0.8 | 0 | 0.1 | 0.6 | 0 | 94.77 | 161.92 | 170.38 | 0.91 | 15.3
2019 | 1 | 17 | 2:00 | 387 | 2.6 | 2.5 | 4.5 | 3.8 | 3.4 | 1.1 | 2 | 1.8 | 1.8 | 1.5 | 0.1 | 0.8 | 0 | 0.1 | 0.6 | 0 | 94.77 | 161.92 | 170.38 | 0.91 | 15.3
2019 | 1 | 17 | 3:00 | 388 | 2.8 | 2.4 | 4.5 | 3.7 | 3.4 | 1.4 | 2 | 1.8 | 1.8 | 1.5 | 0.1 | 0.8 | 0 | 0.1 | 0.6 | 0 | 94.77 | 161.92 | 170.38 | 0.91 | 15.3
2019 | 1 | 17 | 4:00 | 389 | 2.8 | 2.3 | 4.3 | 3.6 | 3.4 | 1.6 | 2 | 1.8 | 1.8 | 1.5 | 0.1 | 0.8 | 0 | 0.1 | 0.6 | 0 | 94.77 | 161.92 | 170.38 | 0.91 | 15.3
2019 | 1 | 17 | 5:00 | 390 | 2.8 | 2.3 | 4.3 | 3.5 | 3.2 | 1.7 | 2 | 1.8 | 1.8 | 1.5 | 0.1 | 0.8 | 0 | 0.1 | 0.6 | 0 | 94.77 | 161.92 | 170.38 | 0.91 | 15.3
2019 | 1 | 17 | 6:00 | 391 | 2.9 | 2.2 | 4.1 | 3.4 | 2.7 | 1.9 | 2 | 1.8 | 1.8 | 1.5 | 0.1 | 0.8 | 0 | 0.1 | 0.6 | 0 | 94.77 | 161.92 | 170.38 | 0.91 | 15.3
2019 | 1 | 17 | 7:00 | 392 | 2.8 | 2.1 | 4 | 2.9 | 2.7 | 2 | 2 | 1.8 | 1.8 | 1.5 | 0.1 | 0.8 | 0 | 0.1 | 0.6 | 0 | 94.77 | 161.92 | 170.38 | 0.91 | 15.3
2019 | 1 | 17 | 8:00 | 393 | 2.7 | 2 | 3.8 | 2.6 | 2.6 | 2 | 2 | 1.8 | 1.8 | 1.5 | 0.1 | 0.8 | 0 | 0.1 | 0.6 | 0 | 94.77 | 161.92 | 170.38 | 0.91 | 15.3
2019 | 1 | 17 | 9:00 | 394 | 2.4 | 1.7 | 3.5 | 2.4 | 2.3 | 1.9 | 2 | 1.8 | 1.8 | 1.5 | 0.1 | 0.8 | 0 | 0.1 | 0.6 | 0 | 94.77 | 161.92 | 170.38 | 0.91 | 15.3
2019 | 1 | 17 | 10:00 | 395 | 2.3 | 1.3 | 3.7 | 1.7 | 2 | 1.8 | 2 | 1.8 | 1.8 | 1.5 | 0.1 | 0.8 | 0 | 0.1 | 0.6 | 0 | 94.77 | 161.92 | 170.38 | 0.91 | 15.3
2019 | 1 | 17 | 11:00 | 396 | 2.2 | 1.1 | 4.3 | 2.4 | 2 | 1.7 | 2 | 1.8 | 1.8 | 1.5 | 0.1 | 0.8 | 0 | 0.1 | 0.6 | 0 | 94.77 | 161.92 | 170.38 | 0.91 | 15.3
2019 | 1 | 17 | 12:00 | 397 | 1.8 | 1.4 | 4.8 | 3 | 2 | 1.1 | 2 | 1.8 | 1.8 | 1.5 | 0.1 | 0.8 | 0 | 0.1 | 0.6 | 0 | 94.77 | 161.92 | 170.38 | 0.91 | 15.3
2019 | 1 | 17 | 13:00 | 398 | 2.1 | 1.8 | 4.3 | 2.8 | 2.2 | 0.8 | 2 | 1.8 | 1.8 | 1.5 | 0.1 | 0.8 | 0 | 0.1 | 0.6 | 0 | 94.77 | 161.92 | 170.38 | 0.91 | 15.3
2019 | 1 | 17 | 14:00 | 399 | 2.1 | 1.9 | 4.2 | 2.5 | 2.4 | 1.1 | 2 | 1.8 | 1.8 | 1.5 | 0.1 | 0.8 | 0 | 0.1 | 0.6 | 0 | 94.77 | 161.92 | 170.38 | 0.91 | 15.3
2019 | 1 | 17 | 15:00 | 400 | 2.2 | 2 | 2.9 | 1.9 | 1.8 | 1.6 | 2 | 1.8 | 1.8 | 1.5 | 0.1 | 0.8 | 0 | 0.1 | 0.6 | 0 | 94.77 | 161.92 | 170.38 | 0.91 | 15.3
2019 | 1 | 17 | 16:00 | 401 | 2.2 | 2 | 2.6 | 1.3 | 2.1 | 1.6 | 2 | 1.8 | 1.8 | 1.5 | 0.1 | 0.8 | 0 | 0.1 | 0.6 | 0 | 94.77 | 161.92 | 170.38 | 0.91 | 15.3
2019 | 1 | 17 | 17:00 | 402 | 2.3 | 2.3 | 2.4 | 0.1 | 1.7 | 1.6 | 2 | 1.8 | 1.8 | 1.5 | 0.1 | 0.8 | 0 | 0.1 | 0.6 | 0 | 94.77 | 161.92 | 170.38 | 0.91 | 15.3
2019 | 1 | 17 | 18:00 | 403 | 2.2 | 2.1 | 1 | -0.2 | 1.2 | 1.5 | 2 | 1.8 | 1.8 | 1.5 | 0.1 | 0.8 | 0 | 0.1 | 0.6 | 0 | 94.77 | 161.92 | 170.38 | 0.91 | 15.3
2019 | 1 | 17 | 19:00 | 404 | 2.5 | 2.2 | 0.6 | -0.5 | 1.2 | 1.5 | 2 | 1.8 | 1.8 | 1.5 | 0.1 | 0.8 | 0 | 0.1 | 0.6 | 0 | 94.77 | 161.92 | 170.38 | 0.91 | 15.3
2019 | 1 | 17 | 20:00 | 405 | 2.6 | 2.2 | 0.2 | -0.8 | 0.2 | 1.6 | 2 | 1.8 | 1.8 | 1.5 | 0.1 | 0.8 | 0 | 0.1 | 0.6 | 0 | 94.77 | 161.92 | 170.38 | 0.91 | 15.3
2019 | 1 | 17 | 21:00 | 406 | 2.2 | 2.2 | 0.1 | -0.8 | -0.1 | 1.7 | 2 | 1.8 | 1.8 | 1.5 | 0.1 | 0.8 | 0 | 0.1 | 0.6 | 0 | 94.77 | 161.92 | 170.38 | 0.91 | 15.3
2019 | 1 | 17 | 22:00 | 407 | 2.5 | 1.8 | 0 | -0.8 | -0.6 | 1.7 | 2 | 1.8 | 1.8 | 1.5 | 0.1 | 0.8 | 0 | 0.1 | 0.6 | 0 | 94.77 | 161.92 | 170.38 | 0.91 | 15.3
2019 | 1 | 17 | 23:00 | 408 | 2.4 | 1.8 | -0.2 | -1 | -1 | 1.6 | 2 | 1.8 | 1.8 | 1.5 | 0.1 | 0.8 | 0 | 0.1 | 0.6 | 0 | 94.77 | 161.92 | 170.38 | 0.91 | 15.3
2019 | 1 | 18 | 0:00 | 409 | 2.5 | 1.7 | -0.6 | -1.1 | -1.4 | 1.5 | 2 | 1.1 | 1.1 | 1.2 | 0.1 | 0.8 | 0 | 0 | 0.4 | 0 | 96.11 | 151.58 | 169.22 | 1.01 | 23.86
2019 | 1 | 18 | 1:00 | 410 | 1.9 | 1.6 | -0.8 | -1.1 | -1.7 | 1.6 | 2 | 1.1 | 1.1 | 1.2 | 0.1 | 0.8 | 0 | 0 | 0.4 | 0 | 96.11 | 151.58 | 169.22 | 1.01 | 23.86
2019 | 1 | 18 | 2:00 | 411 | 2.1 | 1.7 | -1.1 | -1.2 | -2 | 1.5 | 2 | 1.1 | 1.1 | 1.2 | 0.1 | 0.8 | 0 | 0 | 0.4 | 0 | 96.11 | 151.58 | 169.22 | 1.01 | 23.86
2019 | 1 | 18 | 3:00 | 412 | 1.6 | 1.7 | -1.2 | -1.4 | -2.3 | 1.6 | 2 | 1.1 | 1.1 | 1.2 | 0.1 | 0.8 | 0 | 0 | 0.4 | 0 | 96.11 | 151.58 | 169.22 | 1.01 | 23.86
2019 | 1 | 18 | 4:00 | 413 | 1.7 | 1.2 | -1.7 | -1.6 | -2.5 | 1.3 | 2 | 1.1 | 1.1 | 1.2 | 0.1 | 0.8 | 0 | 0 | 0.4 | 0 | 96.11 | 151.58 | 169.22 | 1.01 | 23.86
2019 | 1 | 18 | 5:00 | 414 | 1.8 | 1 | -1.9 | -2 | -2.6 | 1.3 | 2 | 1.1 | 1.1 | 1.2 | 0.1 | 0.8 | 0 | 0 | 0.4 | 0 | 96.11 | 151.58 | 169.22 | 1.01 | 23.86
2019 | 1 | 18 | 6:00 | 415 | 0.2 | -0.5 | -1.9 | -2.9 | -2.5 | 1 | 2 | 1.1 | 1.1 | 1.2 | 0.1 | 0.8 | 0 | 0 | 0.4 | 0 | 96.11 | 151.58 | 169.22 | 1.01 | 23.86
2019 | 1 | 18 | 7:00 | 416 | 0.5 | -2 | -2.8 | -3.3 | -2.6 | 0.1 | 2 | 1.1 | 1.1 | 1.2 | 0.1 | 0.8 | 0 | 0 | 0.4 | 0 | 96.11 | 151.58 | 169.22 | 1.01 | 23.86
2019 | 1 | 18 | 8:00 | 417 | 0.3 | -2.3 | -1.9 | -3.3 | -3.5 | 0.2 | 2 | 1.1 | 1.1 | 1.2 | 0.1 | 0.8 | 0 | 0 | 0.4 | 0 | 96.11 | 151.58 | 169.22 | 1.01 | 23.86
2019 | 1 | 18 | 9:00 | 418 | -1.5 | -2.2 | -0.3 | -1.9 | -4 | -1.4 | 2 | 1.1 | 1.1 | 1.2 | 0.1 | 0.8 | 0 | 0 | 0.4 | 0 | 96.11 | 151.58 | 169.22 | 1.01 | 23.86
2019 | 1 | 18 | 10:00 | 419 | -1.7 | -2.2 | 0.1 | -1.3 | -3 | -2.7 | 2 | 1.1 | 1.1 | 1.2 | 0.1 | 0.8 | 0 | 0 | 0.4 | 0 | 96.11 | 151.58 | 169.22 | 1.01 | 23.86
2019 | 1 | 18 | 11:00 | 420 | -1.7 | -1.9 | 0.3 | -1 | -2.5 | -2.7 | 2 | 1.1 | 1.1 | 1.2 | 0.1 | 0.8 | 0 | 0 | 0.4 | 0 | 96.11 | 151.58 | 169.22 | 1.01 | 23.86
2019 | 1 | 18 | 12:00 | 421 | -1.8 | -1.7 | 0.6 | -0.7 | -2.2 | -2.5 | 2 | 1.1 | 1.1 | 1.2 | 0.1 | 0.8 | 0 | 0 | 0.4 | 0 | 96.11 | 151.58 | 169.22 | 1.01 | 23.86
2019 | 1 | 18 | 13:00 | 422 | -1.7 | -1.7 | 0.9 | -0.6 | -2.1 | -2.6 | 2 | 1.1 | 1.1 | 1.2 | 0.1 | 0.8 | 0 | 0 | 0.4 | 0 | 96.11 | 151.58 | 169.22 | 1.01 | 23.86
2019 | 1 | 18 | 14:00 | 423 | -1.9 | -1.8 | 0 | -1.3 | -2.3 | -2.9 | 2 | 1.1 | 1.1 | 1.2 | 0.1 | 0.8 | 0 | 0 | 0.4 | 0 | 96.11 | 151.58 | 169.22 | 1.01 | 23.86
2019 | 1 | 18 | 15:00 | 424 | -2 | -2.1 | 0.8 | -2.3 | -1.9 | -3 | 2 | 1.1 | 1.1 | 1.2 | 0.1 | 0.8 | 0 | 0 | 0.4 | 0 | 96.11 | 151.58 | 169.22 | 1.01 | 23.86
2019 | 1 | 18 | 16:00 | 425 | -2.1 | -2 | 0.9 | -2.1 | -2.4 | -3.1 | 2 | 1.1 | 1.1 | 1.2 | 0.1 | 0.8 | 0 | 0 | 0.4 | 0 | 96.11 | 151.58 | 169.22 | 1.01 | 23.86
2019 | 1 | 18 | 17:00 | 426 | -1.9 | -2 | 1.1 | -2.4 | -3.4 | -3.2 | 2 | 1.1 | 1.1 | 1.2 | 0.1 | 0.8 | 0 | 0 | 0.4 | 0 | 96.11 | 151.58 | 169.22 | 1.01 | 23.86
2019 | 1 | 18 | 18:00 | 427 | -1.5 | -2.2 | 1.3 | -2.3 | -3.8 | -2.9 | 2 | 1.1 | 1.1 | 1.2 | 0.1 | 0.8 | 0 | 0 | 0.4 | 0 | 96.11 | 151.58 | 169.22 | 1.01 | 23.86
2019 | 1 | 18 | 19:00 | 428 | -1.8 | -1.8 | 1.6 | -2.3 | -4.1 | -2.6 | 2 | 1.1 | 1.1 | 1.2 | 0.1 | 0.8 | 0 | 0 | 0.4 | 0 | 96.11 | 151.58 | 169.22 | 1.01 | 23.86
2019 | 1 | 18 | 20:00 | 429 | -2.1 | -2.8 | 1.7 | -2 | -4.5 | -2.2 | 2 | 1.1 | 1.1 | 1.2 | 0.1 | 0.8 | 0 | 0 | 0.4 | 0 | 96.11 | 151.58 | 169.22 | 1.01 | 23.86
2019 | 1 | 18 | 21:00 | 430 | -2.4 | -3.3 | 1.9 | -2.3 | -4.5 | -2.3 | 2 | 1.1 | 1.1 | 1.2 | 0.1 | 0.8 | 0 | 0 | 0.4 | 0 | 96.11 | 151.58 | 169.22 | 1.01 | 23.86
2019 | 1 | 18 | 22:00 | 431 | -3.1 | -3.6 | 1.8 | -2.4 | -3.4 | -2.5 | 2 | 1.1 | 1.1 | 1.2 | 0.1 | 0.8 | 0 | 0 | 0.4 | 0 | 96.11 | 151.58 | 169.22 | 1.01 | 23.86
2019 | 1 | 18 | 23:00 | 432 | -4 | -3.6 | 1.7 | -2.2 | -3.4 | -3.3 | 2 | 1.1 | 1.1 | 1.2 | 0.1 | 0.8 | 0 | 0 | 0.4 | 0 | 96.11 | 151.58 | 169.22 | 1.01 | 23.86
2019 | 1 | 19 | 0:00 | 433 | -3.6 | -4.1 | 1.6 | -2.2 | -3.6 | -3.9 | 1.6 | 0.7 | 0.7 | 0.7 | 0.1 | 0.7 | 0 | 0 | 0 | 0 | 95.78 | 155.03 | 171.7 | 1.17 | 30.38
2019 | 1 | 19 | 1:00 | 434 | -4.3 | -3.5 | 1.6 | -2.6 | -3.7 | -4.1 | 1.6 | 0.7 | 0.7 | 0.7 | 0.1 | 0.7 | 0 | 0 | 0 | 0 | 95.78 | 155.03 | 171.7 | 1.17 | 30.38
2019 | 1 | 19 | 2:00 | 435 | -3.7 | -3.8 | 1.5 | -3.2 | -4.2 | -4.9 | 1.6 | 0.7 | 0.7 | 0.7 | 0.1 | 0.7 | 0 | 0 | 0 | 0 | 95.78 | 155.03 | 171.7 | 1.17 | 30.38
2019 | 1 | 19 | 3:00 | 436 | -3.1 | -3.4 | 1.7 | -3.7 | -4.8 | -4.3 | 1.6 | 0.7 | 0.7 | 0.7 | 0.1 | 0.7 | 0 | 0 | 0 | 0 | 95.78 | 155.03 | 171.7 | 1.17 | 30.38
2019 | 1 | 19 | 4:00 | 437 | -2.9 | -2.3 | 1.5 | -5.4 | -5.1 | -3.5 | 1.6 | 0.7 | 0.7 | 0.7 | 0.1 | 0.7 | 0 | 0 | 0 | 0 | 95.78 | 155.03 | 171.7 | 1.17 | 30.38
2019 | 1 | 19 | 5:00 | 438 | -3.2 | -2.3 | 1.2 | -5.2 | -5.5 | -3.1 | 1.6 | 0.7 | 0.7 | 0.7 | 0.1 | 0.7 | 0 | 0 | 0 | 0 | 95.78 | 155.03 | 171.7 | 1.17 | 30.38
2019 | 1 | 19 | 6:00 | 439 | -3.3 | -2.2 | 1.2 | -5.1 | -5.3 | -2.8 | 1.6 | 0.7 | 0.7 | 0.7 | 0.1 | 0.7 | 0 | 0 | 0 | 0 | 95.78 | 155.03 | 171.7 | 1.17 | 30.38
2019 | 1 | 19 | 7:00 | 440 | -4.4 | -2.3 | 1.2 | -3.6 | -5.3 | -2.6 | 1.6 | 0.7 | 0.7 | 0.7 | 0.1 | 0.7 | 0 | 0 | 0 | 0 | 95.78 | 155.03 | 171.7 | 1.17 | 30.38
2019 | 1 | 19 | 8:00 | 441 | -3.7 | -2.4 | 1.6 | -2.7 | -4.3 | -2.5 | 1.6 | 0.7 | 0.7 | 0.7 | 0.1 | 0.7 | 0 | 0 | 0 | 0 | 95.78 | 155.03 | 171.7 | 1.17 | 30.38
2019 | 1 | 19 | 9:00 | 442 | -3.1 | -2.2 | 1.8 | -1.5 | -3.2 | -2.2 | 1.6 | 0.7 | 0.7 | 0.7 | 0.1 | 0.7 | 0 | 0 | 0 | 0 | 95.78 | 155.03 | 171.7 | 1.17 | 30.38
2019 | 1 | 19 | 10:00 | 443 | -2.4 | -2.4 | 2.1 | -0.3 | -2 | -2.4 | 1.6 | 0.7 | 0.7 | 0.7 | 0.1 | 0.7 | 0 | 0 | 0 | 0 | 95.78 | 155.03 | 171.7 | 1.17 | 30.38
2019 | 1 | 19 | 11:00 | 444 | -1.9 | -2.1 | 2.3 | 0.2 | -1.1 | -2.5 | 1.6 | 0.7 | 0.7 | 0.7 | 0.1 | 0.7 | 0 | 0 | 0 | 0 | 95.78 | 155.03 | 171.7 | 1.17 | 30.38
2019 | 1 | 19 | 12:00 | 445 | -1.5 | -1.6 | 2.5 | 0.9 | -0.9 | -2.6 | 1.6 | 0.7 | 0.7 | 0.7 | 0.1 | 0.7 | 0 | 0 | 0 | 0 | 95.78 | 155.03 | 171.7 | 1.17 | 30.38
2019 | 1 | 19 | 13:00 | 446 | -1.2 | -1.7 | 2.4 | 0.9 | -1.1 | -2.5 | 1.6 | 0.7 | 0.7 | 0.7 | 0.1 | 0.7 | 0 | 0 | 0 | 0 | 95.78 | 155.03 | 171.7 | 1.17 | 30.38
2019 | 1 | 19 | 14:00 | 447 | -1 | -1.7 | 1.9 | 0.4 | -1.4 | -2.4 | 1.6 | 0.7 | 0.7 | 0.7 | 0.1 | 0.7 | 0 | 0 | 0 | 0 | 95.78 | 155.03 | 171.7 | 1.17 | 30.38
2019 | 1 | 19 | 15:00 | 448 | -1.1 | -1.5 | 2.1 | -0.9 | -2.3 | -2.4 | 1.6 | 0.7 | 0.7 | 0.7 | 0.1 | 0.7 | 0 | 0 | 0 | 0 | 95.78 | 155.03 | 171.7 | 1.17 | 30.38
2019 | 1 | 19 | 16:00 | 449 | -1.3 | -1.2 | 2.3 | -1.1 | -2.9 | -2.7 | 1.6 | 0.7 | 0.7 | 0.7 | 0.1 | 0.7 | 0 | 0 | 0 | 0 | 95.78 | 155.03 | 171.7 | 1.17 | 30.38
2019 | 1 | 19 | 17:00 | 450 | -1.7 | -1.1 | 2.6 | -0.7 | -2.8 | -2.6 | 1.6 | 0.7 | 0.7 | 0.7 | 0.1 | 0.7 | 0 | 0 | 0 | 0 | 95.78 | 155.03 | 171.7 | 1.17 | 30.38
2019 | 1 | 19 | 18:00 | 451 | -2.2 | -1.5 | 2.6 | 0.2 | -2.4 | -2.8 | 1.6 | 0.7 | 0.7 | 0.7 | 0.1 | 0.7 | 0 | 0 | 0 | 0 | 95.78 | 155.03 | 171.7 | 1.17 | 30.38
2019 | 1 | 19 | 19:00 | 452 | -2.2 | -1.7 | 2.7 | 0.6 | -1.5 | -2.8 | 1.6 | 0.7 | 0.7 | 0.7 | 0.1 | 0.7 | 0 | 0 | 0 | 0 | 95.78 | 155.03 | 171.7 | 1.17 | 30.38
2019 | 1 | 19 | 20:00 | 453 | -2 | -1.8 | 2.8 | 1.2 | -0.5 | -2.6 | 1.6 | 0.7 | 0.7 | 0.7 | 0.1 | 0.7 | 0 | 0 | 0 | 0 | 95.78 | 155.03 | 171.7 | 1.17 | 30.38
2019 | 1 | 19 | 21:00 | 454 | -2.6 | -2.3 | 2.7 | 1.6 | -0.2 | -2.6 | 1.6 | 0.7 | 0.7 | 0.7 | 0.1 | 0.7 | 0 | 0 | 0 | 0 | 95.78 | 155.03 | 171.7 | 1.17 | 30.38
2019 | 1 | 19 | 22:00 | 455 | -2.6 | -2.2 | 2.8 | 1.4 | 0 | -2.7 | 1.6 | 0.7 | 0.7 | 0.7 | 0.1 | 0.7 | 0 | 0 | 0 | 0 | 95.78 | 155.03 | 171.7 | 1.17 | 30.38
2019 | 1 | 19 | 23:00 | 456 | -2.4 | -2 | 2.8 | 1.3 | 0 | -3 | 1.6 | 0.7 | 0.7 | 0.7 | 0.1 | 0.7 | 0 | 0 | 0 | 0 | 95.78 | 155.03 | 171.7 | 1.17 | 30.38
2019 | 1 | 20 | 0:00 | 457 | -2 | -1.7 | 1.2 | 1.7 | 0.4 | -2.9 | 2.2 | 0.7 | 0.7 | 0.6 | 0.1 | 0.6 | 0 | 0 | 0.2 | 0 | 92.79 | 151.74 | 179.57 | 4.09 | 27.05
2019 | 1 | 20 | 1:00 | 458 | -1.8 | -1.3 | 2.3 | 1.6 | 0.5 | -2.8 | 2.2 | 0.7 | 0.7 | 0.6 | 0.1 | 0.6 | 0 | 0 | 0.2 | 0 | 92.79 | 151.74 | 179.57 | 4.09 | 27.05
2019 | 1 | 20 | 2:00 | 459 | -1.7 | -1.4 | 2.6 | 0.1 | 0.2 | -2.9 | 2.2 | 0.7 | 0.7 | 0.6 | 0.1 | 0.6 | 0 | 0 | 0.2 | 0 | 92.79 | 151.74 | 179.57 | 4.09 | 27.05
2019 | 1 | 20 | 3:00 | 460 | -1.8 | -1.3 | 1.7 | 0 | 0.5 | -2.9 | 2.2 | 0.7 | 0.7 | 0.6 | 0.1 | 0.6 | 0 | 0 | 0.2 | 0 | 92.79 | 151.74 | 179.57 | 4.09 | 27.05
2019 | 1 | 20 | 4:00 | 461 | -1.8 | -1.7 | 2 | -0.1 | 0.1 | -2.8 | 2.2 | 0.7 | 0.7 | 0.6 | 0.1 | 0.6 | 0 | 0 | 0.2 | 0 | 92.79 | 151.74 | 179.57 | 4.09 | 27.05
2019 | 1 | 20 | 5:00 | 462 | -1.8 | -1.4 | 2.5 | -0.5 | -0.3 | -2.8 | 2.2 | 0.7 | 0.7 | 0.6 | 0.1 | 0.6 | 0 | 0 | 0.2 | 0 | 92.79 | 151.74 | 179.57 | 4.09 | 27.05
2019 | 1 | 20 | 6:00 | 463 | -1.8 | -1 | 1 | -0.5 | -1 | -3.1 | 2.2 | 0.7 | 0.7 | 0.6 | 0.1 | 0.6 | 0 | 0 | 0.2 | 0 | 92.79 | 151.74 | 179.57 | 4.09 | 27.05
2019 | 1 | 20 | 7:00 | 464 | -2 | -0.9 | -0.2 | -0.7 | -1.2 | -2.9 | 2.2 | 0.7 | 0.7 | 0.6 | 0.1 | 0.6 | 0 | 0 | 0.2 | 0 | 92.79 | 151.74 | 179.57 | 4.09 | 27.05
2019 | 1 | 20 | 8:00 | 465 | -1.5 | -0.6 | -0.1 | -0.8 | -0.7 | -2.4 | 2.2 | 0.7 | 0.7 | 0.6 | 0.1 | 0.6 | 0 | 0 | 0.2 | 0 | 92.79 | 151.74 | 179.57 | 4.09 | 27.05
2019 | 1 | 20 | 9:00 | 466 | -1.2 | -0.8 | 0 | -0.7 | -0.5 | -2.1 | 2.2 | 0.7 | 0.7 | 0.6 | 0.1 | 0.6 | 0 | 0 | 0.2 | 0 | 92.79 | 151.74 | 179.57 | 4.09 | 27.05
2019 | 1 | 20 | 10:00 | 467 | -0.8 | -0.3 | -0.2 | -0.7 | -0.4 | -1.9 | 2.2 | 0.7 | 0.7 | 0.6 | 0.1 | 0.6 | 0 | 0 | 0.2 | 0 | 92.79 | 151.74 | 179.57 | 4.09 | 27.05
2019 | 1 | 20 | 11:00 | 468 | -0.8 | -0.6 | -0.2 | -0.9 | -0.5 | -1.8 | 2.2 | 0.7 | 0.7 | 0.6 | 0.1 | 0.6 | 0 | 0 | 0.2 | 0 | 92.79 | 151.74 | 179.57 | 4.09 | 27.05
2019 | 1 | 20 | 12:00 | 469 | -0.6 | -0.8 | -0.1 | -0.6 | -0.7 | -1.7 | 2.2 | 0.7 | 0.7 | 0.6 | 0.1 | 0.6 | 0 | 0 | 0.2 | 0 | 92.79 | 151.74 | 179.57 | 4.09 | 27.05
2019 | 1 | 20 | 13:00 | 470 | -0.7 | -1.3 | -0.1 | -0.8 | -1.5 | -1.5 | 2.2 | 0.7 | 0.7 | 0.6 | 0.1 | 0.6 | 0 | 0 | 0.2 | 0 | 92.79 | 151.74 | 179.57 | 4.09 | 27.05
2019 | 1 | 20 | 14:00 | 471 | -0.7 | -1.9 | 0 | -1.8 | -2.3 | -1.7 | 2.2 | 0.7 | 0.7 | 0.6 | 0.1 | 0.6 | 0 | 0 | 0.2 | 0 | 92.79 | 151.74 | 179.57 | 4.09 | 27.05
2019 | 1 | 20 | 15:00 | 472 | -1.4 | -2.2 | 0 | -3.3 | -3.9 | -2.1 | 2.2 | 0.7 | 0.7 | 0.6 | 0.1 | 0.6 | 0 | 0 | 0.2 | 0 | 92.79 | 151.74 | 179.57 | 4.09 | 27.05
2019 | 1 | 20 | 16:00 | 473 | -1.6 | -2.2 | 0.1 | -3.8 | -5 | -2.5 | 2.2 | 0.7 | 0.7 | 0.6 | 0.1 | 0.6 | 0 | 0 | 0.2 | 0 | 92.79 | 151.74 | 179.57 | 4.09 | 27.05
2019 | 1 | 20 | 17:00 | 474 | -2.1 | -3.1 | 0.4 | -4.4 | -5.9 | -2.8 | 2.2 | 0.7 | 0.7 | 0.6 | 0.1 | 0.6 | 0 | 0 | 0.2 | 0 | 92.79 | 151.74 | 179.57 | 4.09 | 27.05
2019 | 1 | 20 | 18:00 | 475 | -2.5 | -4.6 | 0.5 | -4.8 | -6.7 | -3.4 | 2.2 | 0.7 | 0.7 | 0.6 | 0.1 | 0.6 | 0 | 0 | 0.2 | 0 | 92.79 | 151.74 | 179.57 | 4.09 | 27.05
2019 | 1 | 20 | 19:00 | 476 | -2.1 | -5.5 | 0.7 | -4.1 | -6.8 | -3.8 | 2.2 | 0.7 | 0.7 | 0.6 | 0.1 | 0.6 | 0 | 0 | 0.2 | 0 | 92.79 | 151.74 | 179.57 | 4.09 | 27.05
2019 | 1 | 20 | 20:00 | 477 | -5.5 | -6 | 0.8 | -4.1 | -7 | -3.5 | 2.2 | 0.7 | 0.7 | 0.6 | 0.1 | 0.6 | 0 | 0 | 0.2 | 0 | 92.79 | 151.74 | 179.57 | 4.09 | 27.05
2019 | 1 | 20 | 21:00 | 478 | -3.8 | -7.7 | 0.8 | -4.1 | -6.6 | -4 | 2.2 | 0.7 | 0.7 | 0.6 | 0.1 | 0.6 | 0 | 0 | 0.2 | 0 | 92.79 | 151.74 | 179.57 | 4.09 | 27.05
2019 | 1 | 20 | 22:00 | 479 | -4.4 | -7.7 | 0.6 | -4 | -5.7 | -5.7 | 2.2 | 0.7 | 0.7 | 0.6 | 0.1 | 0.6 | 0 | 0 | 0.2 | 0 | 92.79 | 151.74 | 179.57 | 4.09 | 27.05
2019 | 1 | 20 | 23:00 | 480 | -5.3 | -6.7 | 0.3 | -2.3 | -5.3 | -6.6 | 2.2 | 0.7 | 0.7 | 0.6 | 0.1 | 0.6 | 0 | 0 | 0.2 | 0 | 92.79 | 151.74 | 179.57 | 4.09 | 27.05
2019 | 1 | 21 | 0:00 | 481 | -5.2 | -7.1 | 0.4 | -4 | -4.9 | -6.8 | 1.8 | 0.5 | 0.5 | 0.5 | 0.1 | 0.6 | 0 | 0 | 0 | 0 | 92.87 | 169.04 | 169.96 | 5.72 | 25.62
2019 | 1 | 21 | 1:00 | 482 | -6.2 | -7.1 | 0.7 | -4.1 | -5.3 | -5.7 | 1.8 | 0.5 | 0.5 | 0.5 | 0.1 | 0.6 | 0 | 0 | 0 | 0 | 92.87 | 169.04 | 169.96 | 5.72 | 25.62
2019 | 1 | 21 | 2:00 | 483 | -6.2 | -7.3 | 0.8 | -3.7 | -5.8 | -5.6 | 1.8 | 0.5 | 0.5 | 0.5 | 0.1 | 0.6 | 0 | 0 | 0 | 0 | 92.87 | 169.04 | 169.96 | 5.72 | 25.62
2019 | 1 | 21 | 3:00 | 484 | -7.3 | -8.6 | 1 | -3.2 | -5.2 | -5.5 | 1.8 | 0.5 | 0.5 | 0.5 | 0.1 | 0.6 | 0 | 0 | 0 | 0 | 92.87 | 169.04 | 169.96 | 5.72 | 25.62
2019 | 1 | 21 | 4:00 | 485 | -6.2 | -7.6 | 0.7 | -2.5 | -4.9 | -5.5 | 1.8 | 0.5 | 0.5 | 0.5 | 0.1 | 0.6 | 0 | 0 | 0 | 0 | 92.87 | 169.04 | 169.96 | 5.72 | 25.62
2019 | 1 | 21 | 5:00 | 486 | -5.4 | -8.1 | 1 | -2.4 | -4.7 | -5.7 | 1.8 | 0.5 | 0.5 | 0.5 | 0.1 | 0.6 | 0 | 0 | 0 | 0 | 92.87 | 169.04 | 169.96 | 5.72 | 25.62
2019 | 1 | 21 | 6:00 | 487 | -5.5 | -7 | 0.9 | -2.5 | -4.4 | -6 | 1.8 | 0.5 | 0.5 | 0.5 | 0.1 | 0.6 | 0 | 0 | 0 | 0 | 92.87 | 169.04 | 169.96 | 5.72 | 25.62
2019 | 1 | 21 | 7:00 | 488 | -4.8 | -6.3 | 0.7 | -3 | -4.3 | -5.9 | 1.8 | 0.5 | 0.5 | 0.5 | 0.1 | 0.6 | 0 | 0 | 0 | 0 | 92.87 | 169.04 | 169.96 | 5.72 | 25.62
2019 | 1 | 21 | 8:00 | 489 | -4.7 | -5.7 | 1 | -3.2 | -3.8 | -5.2 | 1.8 | 0.5 | 0.5 | 0.5 | 0.1 | 0.6 | 0 | 0 | 0 | 0 | 92.87 | 169.04 | 169.96 | 5.72 | 25.62
2019 | 1 | 21 | 9:00 | 490 | -4.1 | -5.1 | 1.3 | -2.5 | -2.8 | -4.7 | 1.8 | 0.5 | 0.5 | 0.5 | 0.1 | 0.6 | 0 | 0 | 0 | 0 | 92.87 | 169.04 | 169.96 | 5.72 | 25.62
2019 | 1 | 21 | 10:00 | 491 | -3.7 | -4.4 | 1.6 | -1.6 | -2.6 | -4.2 | 1.8 | 0.5 | 0.5 | 0.5 | 0.1 | 0.6 | 0 | 0 | 0 | 0 | 92.87 | 169.04 | 169.96 | 5.72 | 25.62
2019 | 1 | 21 | 11:00 | 492 | -4 | -2.9 | 1.5 | -0.7 | -2.4 | -3.9 | 1.8 | 0.5 | 0.5 | 0.5 | 0.1 | 0.6 | 0 | 0 | 0 | 0 | 92.87 | 169.04 | 169.96 | 5.72 | 25.62
2019 | 1 | 21 | 12:00 | 493 | -3.5 | -3.8 | 1.4 | -0.7 | -1.9 | -3.8 | 1.8 | 0.5 | 0.5 | 0.5 | 0.1 | 0.6 | 0 | 0 | 0 | 0 | 92.87 | 169.04 | 169.96 | 5.72 | 25.62
2019 | 1 | 21 | 13:00 | 494 | -3 | -3.3 | 0.5 | -0.5 | -2.3 | -3.6 | 1.8 | 0.5 | 0.5 | 0.5 | 0.1 | 0.6 | 0 | 0 | 0 | 0 | 92.87 | 169.04 | 169.96 | 5.72 | 25.62
2019 | 1 | 21 | 14:00 | 495 | -2.9 | -3.2 | -0.5 | -0.5 | -2.4 | -4.3 | 1.8 | 0.5 | 0.5 | 0.5 | 0.1 | 0.6 | 0 | 0 | 0 | 0 | 92.87 | 169.04 | 169.96 | 5.72 | 25.62
2019 | 1 | 21 | 15:00 | 496 | -2.8 | -3 | -1 | -1.1 | -2.8 | -4.3 | 1.8 | 0.5 | 0.5 | 0.5 | 0.1 | 0.6 | 0 | 0 | 0 | 0 | 92.87 | 169.04 | 169.96 | 5.72 | 25.62
2019 | 1 | 21 | 16:00 | 497 | -2.8 | -2.9 | -1.1 | -1.6 | -2.9 | -4.2 | 1.8 | 0.5 | 0.5 | 0.5 | 0.1 | 0.6 | 0 | 0 | 0 | 0 | 92.87 | 169.04 | 169.96 | 5.72 | 25.62
2019 | 1 | 21 | 17:00 | 498 | -3 | -3 | -1.3 | -2.3 | -3.1 | -3.9 | 1.8 | 0.5 | 0.5 | 0.5 | 0.1 | 0.6 | 0 | 0 | 0 | 0 | 92.87 | 169.04 | 169.96 | 5.72 | 25.62
2019 | 1 | 21 | 18:00 | 499 | -3.1 | -3 | -1.3 | -2.4 | -3.1 | -3.8 | 1.8 | 0.5 | 0.5 | 0.5 | 0.1 | 0.6 | 0 | 0 | 0 | 0 | 92.87 | 169.04 | 169.96 | 5.72 | 25.62
2019 | 1 | 21 | 19:00 | 500 | -3.1 | -2.9 | -1.4 | -2.3 | -3.4 | -3.9 | 1.8 | 0.5 | 0.5 | 0.5 | 0.1 | 0.6 | 0 | 0 | 0 | 0 | 92.87 | 169.04 | 169.96 | 5.72 | 25.62
2019 | 1 | 21 | 20:00 | 501 | -3.2 | -3 | -1.8 | -2.6 | -3.4 | -4.6 | 1.8 | 0.5 | 0.5 | 0.5 | 0.1 | 0.6 | 0 | 0 | 0 | 0 | 92.87 | 169.04 | 169.96 | 5.72 | 25.62
2019 | 1 | 21 | 21:00 | 502 | -3.7 | -3.5 | -2.7 | -2.6 | -3.3 | -4.4 | 1.8 | 0.5 | 0.5 | 0.5 | 0.1 | 0.6 | 0 | 0 | 0 | 0 | 92.87 | 169.04 | 169.96 | 5.72 | 25.62
2019 | 1 | 21 | 22:00 | 503 | -3.7 | -3.5 | -2.1 | -2.7 | -3.4 | -4.4 | 1.8 | 0.5 | 0.5 | 0.5 | 0.1 | 0.6 | 0 | 0 | 0 | 0 | 92.87 | 169.04 | 169.96 | 5.72 | 25.62
2019 | 1 | 21 | 23:00 | 504 | -3.6 | -3.5 | -1.6 | -3.2 | -4 | -4.7 | 1.8 | 0.5 | 0.5 | 0.5 | 0.1 | 0.6 | 0 | 0 | 0 | 0 | 92.87 | 169.04 | 169.96 | 5.72 | 25.62
2019 | 1 | 22 | 0:00 | 505 | -3.6 | -3.5 | -1.6 | -3.7 | -4.6 | -4.6 | 1 | 0.8 | 0.8 | 0.5 | 0.1 | 0.4 | 0 | 0 | 0 | 0 | 91.05 | 170.11 | 176.22 | 4.44 | 24.31
2019 | 1 | 22 | 1:00 | 506 | -3.5 | -3.4 | -1.6 | -3.6 | -5.3 | -4.7 | 1 | 0.8 | 0.8 | 0.5 | 0.1 | 0.4 | 0 | 0 | 0 | 0 | 91.05 | 170.11 | 176.22 | 4.44 | 24.31
2019 | 1 | 22 | 2:00 | 507 | -3.4 | -3.3 | -1.9 | -3.2 | -5.7 | -4.7 | 1 | 0.8 | 0.8 | 0.5 | 0.1 | 0.4 | 0 | 0 | 0 | 0 | 91.05 | 170.11 | 176.22 | 4.44 | 24.31
2019 | 1 | 22 | 3:00 | 508 | -3.2 | -3.2 | 0.3 | -3.2 | -5.4 | -4.9 | 1 | 0.8 | 0.8 | 0.5 | 0.1 | 0.4 | 0 | 0 | 0 | 0 | 91.05 | 170.11 | 176.22 | 4.44 | 24.31
2019 | 1 | 22 | 4:00 | 509 | -2.9 | -3 | -0.3 | -3.1 | -5.1 | -4.8 | 1 | 0.8 | 0.8 | 0.5 | 0.1 | 0.4 | 0 | 0 | 0 | 0 | 91.05 | 170.11 | 176.22 | 4.44 | 24.31
2019 | 1 | 22 | 5:00 | 510 | -2.9 | -3.3 | -2 | -3 | -4.6 | -4.8 | 1 | 0.8 | 0.8 | 0.5 | 0.1 | 0.4 | 0 | 0 | 0 | 0 | 91.05 | 170.11 | 176.22 | 4.44 | 24.31
2019 | 1 | 22 | 6:00 | 511 | -3.2 | -3.5 | -2.8 | -3.1 | -5 | -4.7 | 1 | 0.8 | 0.8 | 0.5 | 0.1 | 0.4 | 0 | 0 | 0 | 0 | 91.05 | 170.11 | 176.22 | 4.44 | 24.31
2019 | 1 | 22 | 7:00 | 512 | -3.8 | -3.9 | -3.1 | -3.1 | -4.7 | -4.6 | 1 | 0.8 | 0.8 | 0.5 | 0.1 | 0.4 | 0 | 0 | 0 | 0 | 91.05 | 170.11 | 176.22 | 4.44 | 24.31
2019 | 1 | 22 | 8:00 | 513 | -3.8 | -3.9 | -3.2 | -2.8 | -4.5 | -4.3 | 1 | 0.8 | 0.8 | 0.5 | 0.1 | 0.4 | 0 | 0 | 0 | 0 | 91.05 | 170.11 | 176.22 | 4.44 | 24.31
2019 | 1 | 22 | 9:00 | 514 | -3.6 | -3.8 | -3 | -2.7 | -3.7 | -4 | 1 | 0.8 | 0.8 | 0.5 | 0.1 | 0.4 | 0 | 0 | 0 | 0 | 91.05 | 170.11 | 176.22 | 4.44 | 24.31
2019 | 1 | 22 | 10:00 | 515 | -3.4 | -3.7 | -2.7 | -2.6 | -2.9 | -3.7 | 1 | 0.8 | 0.8 | 0.5 | 0.1 | 0.4 | 0 | 0 | 0 | 0 | 91.05 | 170.11 | 176.22 | 4.44 | 24.31
2019 | 1 | 22 | 11:00 | 516 | -3.4 | -3.5 | -2.7 | -2.5 | -3.3 | -3.4 | 1 | 0.8 | 0.8 | 0.5 | 0.1 | 0.4 | 0 | 0 | 0 | 0 | 91.05 | 170.11 | 176.22 | 4.44 | 24.31
2019 | 1 | 22 | 12:00 | 517 | -3.8 | -3.4 | -2.7 | -2.4 | -3.5 | -3.1 | 1 | 0.8 | 0.8 | 0.5 | 0.1 | 0.4 | 0 | 0 | 0 | 0 | 91.05 | 170.11 | 176.22 | 4.44 | 24.31
2019 | 1 | 22 | 13:00 | 518 | -3.6 | -3.5 | -2.7 | -3.1 | -3.8 | -2.8 | 1 | 0.8 | 0.8 | 0.5 | 0.1 | 0.4 | 0 | 0 | 0 | 0 | 91.05 | 170.11 | 176.22 | 4.44 | 24.31
2019 | 1 | 22 | 14:00 | 519 | -3.5 | -3.7 | -2.8 | -3.5 | -4.3 | -3 | 1 | 0.8 | 0.8 | 0.5 | 0.1 | 0.4 | 0 | 0 | 0 | 0 | 91.05 | 170.11 | 176.22 | 4.44 | 24.31
2019 | 1 | 22 | 15:00 | 520 | -3.9 | -4 | -3.1 | -3.9 | -4.6 | -3.1 | 1 | 0.8 | 0.8 | 0.5 | 0.1 | 0.4 | 0 | 0 | 0 | 0 | 91.05 | 170.11 | 176.22 | 4.44 | 24.31
2019 | 1 | 22 | 16:00 | 521 | -3.8 | -4.2 | -3.4 | -4.1 | -4.4 | -3.6 | 1 | 0.8 | 0.8 | 0.5 | 0.1 | 0.4 | 0 | 0 | 0 | 0 | 91.05 | 170.11 | 176.22 | 4.44 | 24.31
2019 | 1 | 22 | 17:00 | 522 | -4 | -4.3 | -3.5 | -4.1 | -4.4 | -3.8 | 1 | 0.8 | 0.8 | 0.5 | 0.1 | 0.4 | 0 | 0 | 0 | 0 | 91.05 | 170.11 | 176.22 | 4.44 | 24.31
2019 | 1 | 22 | 18:00 | 523 | -4.1 | -4.5 | -4.7 | -4 | -4.2 | -4.3 | 1 | 0.8 | 0.8 | 0.5 | 0.1 | 0.4 | 0 | 0 | 0 | 0 | 91.05 | 170.11 | 176.22 | 4.44 | 24.31
2019 | 1 | 22 | 19:00 | 524 | -4.9 | -4.3 | -5.5 | -4 | -4.4 | -4.7 | 1 | 0.8 | 0.8 | 0.5 | 0.1 | 0.4 | 0 | 0 | 0 | 0 | 91.05 | 170.11 | 176.22 | 4.44 | 24.31
2019 | 1 | 22 | 20:00 | 525 | -5.8 | -4 | -5.8 | -4.3 | -5.2 | -4.8 | 1 | 0.8 | 0.8 | 0.5 | 0.1 | 0.4 | 0 | 0 | 0 | 0 | 91.05 | 170.11 | 176.22 | 4.44 | 24.31
2019 | 1 | 22 | 21:00 | 526 | -6 | -4.2 | -6.2 | -4.3 | -5.5 | -4.7 | 1 | 0.8 | 0.8 | 0.5 | 0.1 | 0.4 | 0 | 0 | 0 | 0 | 91.05 | 170.11 | 176.22 | 4.44 | 24.31
2019 | 1 | 22 | 22:00 | 527 | -6 | -5.9 | -6.1 | -5 | -5.6 | -4.8 | 1 | 0.8 | 0.8 | 0.5 | 0.1 | 0.4 | 0 | 0 | 0 | 0 | 91.05 | 170.11 | 176.22 | 4.44 | 24.31
2019 | 1 | 22 | 23:00 | 528 | -6.5 | -9.9 | -6.1 | -5.9 | -5.8 | -4.7 | 1 | 0.8 | 0.8 | 0.5 | 0.1 | 0.4 | 0 | 0 | 0 | 0 | 91.05 | 170.11 | 176.22 | 4.44 | 24.31
2019 | 1 | 23 | 0:00 | 529 | -7.4 | -11 | -6.1 | -6.5 | -5.8 | -4.9 | 0.8 | 0.3 | 0.3 | 0.5 | 0.1 | 0.4 | 0 | 0 | 0 | 0 | 91.85 | 182.62 | 175.09 | 4.34 | 23.35
2019 | 1 | 23 | 1:00 | 530 | -8.1 | -12.2 | -6 | -6.4 | -5.9 | -5 | 0.8 | 0.3 | 0.3 | 0.5 | 0.1 | 0.4 | 0 | 0 | 0 | 0 | 91.85 | 182.62 | 175.09 | 4.34 | 23.35
2019 | 1 | 23 | 2:00 | 531 | -8.4 | -11.4 | -6.2 | -6.5 | -5.8 | -5.2 | 0.8 | 0.3 | 0.3 | 0.5 | 0.1 | 0.4 | 0 | 0 | 0 | 0 | 91.85 | 182.62 | 175.09 | 4.34 | 23.35
2019 | 1 | 23 | 3:00 | 532 | -9.7 | -10.4 | -6.6 | -6.2 | -5.5 | -5.2 | 0.8 | 0.3 | 0.3 | 0.5 | 0.1 | 0.4 | 0 | 0 | 0 | 0 | 91.85 | 182.62 | 175.09 | 4.34 | 23.35
2019 | 1 | 23 | 4:00 | 533 | -8.8 | -9.8 | -7.2 | -5.9 | -5.5 | -5.3 | 0.8 | 0.3 | 0.3 | 0.5 | 0.1 | 0.4 | 0 | 0 | 0 | 0 | 91.85 | 182.62 | 175.09 | 4.34 | 23.35
2019 | 1 | 23 | 5:00 | 534 | -7.2 | -12.3 | -8 | -5.7 | -5.7 | -5.2 | 0.8 | 0.3 | 0.3 | 0.5 | 0.1 | 0.4 | 0 | 0 | 0 | 0 | 91.85 | 182.62 | 175.09 | 4.34 | 23.35
2019 | 1 | 23 | 6:00 | 535 | -6.4 | -10.9 | -8.5 | -5.8 | -6.6 | -5 | 0.8 | 0.3 | 0.3 | 0.5 | 0.1 | 0.4 | 0 | 0 | 0 | 0 | 91.85 | 182.62 | 175.09 | 4.34 | 23.35
2019 | 1 | 23 | 7:00 | 536 | -7.7 | -8.5 | -9.9 | -6 | -7.1 | -5.4 | 0.8 | 0.3 | 0.3 | 0.5 | 0.1 | 0.4 | 0 | 0 | 0 | 0 | 91.85 | 182.62 | 175.09 | 4.34 | 23.35
2019 | 1 | 23 | 8:00 | 537 | -7.3 | -5.9 | -9.1 | -6.5 | -7.3 | -4.9 | 0.8 | 0.3 | 0.3 | 0.5 | 0.1 | 0.4 | 0 | 0 | 0 | 0 | 91.85 | 182.62 | 175.09 | 4.34 | 23.35
2019 | 1 | 23 | 9:00 | 538 | -4.6 | -4.3 | -7 | -6.9 | -7.4 | -4.2 | 0.8 | 0.3 | 0.3 | 0.5 | 0.1 | 0.4 | 0 | 0 | 0 | 0 | 91.85 | 182.62 | 175.09 | 4.34 | 23.35
2019 | 1 | 23 | 10:00 | 539 | -4.4 | -4.4 | -5.5 | -6.6 | -6 | -4.1 | 0.8 | 0.3 | 0.3 | 0.5 | 0.1 | 0.4 | 0 | 0 | 0 | 0 | 91.85 | 182.62 | 175.09 | 4.34 | 23.35
2019 | 1 | 23 | 11:00 | 540 | -4.3 | -3.9 | -3.9 | -5.5 | -5.2 | -3.9 | 0.8 | 0.3 | 0.3 | 0.5 | 0.1 | 0.4 | 0 | 0 | 0 | 0 | 91.85 | 182.62 | 175.09 | 4.34 | 23.35
2019 | 1 | 23 | 12:00 | 541 | -3.8 | -4.6 | -3.4 | -4.9 | -4.6 | -3.7 | 0.8 | 0.3 | 0.3 | 0.5 | 0.1 | 0.4 | 0 | 0 | 0 | 0 | 91.85 | 182.62 | 175.09 | 4.34 | 23.35
2019 | 1 | 23 | 13:00 | 542 | -4.4 | -5.1 | -3.4 | -3.4 | -4.7 | -3.9 | 0.8 | 0.3 | 0.3 | 0.5 | 0.1 | 0.4 | 0 | 0 | 0 | 0 | 91.85 | 182.62 | 175.09 | 4.34 | 23.35
2019 | 1 | 23 | 14:00 | 543 | -5.3 | -7.1 | -4.1 | -4.7 | -5.2 | -4.5 | 0.8 | 0.3 | 0.3 | 0.5 | 0.1 | 0.4 | 0 | 0 | 0 | 0 | 91.85 | 182.62 | 175.09 | 4.34 | 23.35
2019 | 1 | 23 | 15:00 | 544 | -7.4 | -7.8 | -5.6 | -7.1 | -8.1 | -6.3 | 0.8 | 0.3 | 0.3 | 0.5 | 0.1 | 0.4 | 0 | 0 | 0 | 0 | 91.85 | 182.62 | 175.09 | 4.34 | 23.35
2019 | 1 | 23 | 16:00 | 545 | -9.8 | -8 | -6.6 | -8.7 | -10 | -7.6 | 0.8 | 0.3 | 0.3 | 0.5 | 0.1 | 0.4 | 0 | 0 | 0 | 0 | 91.85 | 182.62 | 175.09 | 4.34 | 23.35
2019 | 1 | 23 | 17:00 | 546 | -10.9 | -7.5 | -7.1 | -8.8 | -11.8 | -8.3 | 0.8 | 0.3 | 0.3 | 0.5 | 0.1 | 0.4 | 0 | 0 | 0 | 0 | 91.85 | 182.62 | 175.09 | 4.34 | 23.35
2019 | 1 | 23 | 18:00 | 547 | -11.9 | -10.1 | -7.4 | -8.8 | -13 | -8.9 | 0.8 | 0.3 | 0.3 | 0.5 | 0.1 | 0.4 | 0 | 0 | 0 | 0 | 91.85 | 182.62 | 175.09 | 4.34 | 23.35
2019 | 1 | 23 | 19:00 | 548 | -12.8 | -11.6 | -8.2 | -8.9 | -13.6 | -9.4 | 0.8 | 0.3 | 0.3 | 0.5 | 0.1 | 0.4 | 0 | 0 | 0 | 0 | 91.85 | 182.62 | 175.09 | 4.34 | 23.35
2019 | 1 | 23 | 20:00 | 549 | -13.3 | -12 | -8.7 | -8.6 | -13.5 | -9.9 | 0.8 | 0.3 | 0.3 | 0.5 | 0.1 | 0.4 | 0 | 0 | 0 | 0 | 91.85 | 182.62 | 175.09 | 4.34 | 23.35
2019 | 1 | 23 | 21:00 | 550 | -14.1 | -15 | -8.5 | -10.2 | -13.9 | -10.7 | 0.8 | 0.3 | 0.3 | 0.5 | 0.1 | 0.4 | 0 | 0 | 0 | 0 | 91.85 | 182.62 | 175.09 | 4.34 | 23.35
2019 | 1 | 23 | 22:00 | 551 | -14.7 | -15.1 | -9.2 | -8.7 | -13 | -11.8 | 0.8 | 0.3 | 0.3 | 0.5 | 0.1 | 0.4 | 0 | 0 | 0 | 0 | 91.85 | 182.62 | 175.09 | 4.34 | 23.35
2019 | 1 | 23 | 23:00 | 552 | -15.6 | -12.3 | -9.3 | -7.9 | -14.4 | -11.8 | 0.8 | 0.3 | 0.3 | 0.5 | 0.1 | 0.4 | 0 | 0 | 0 | 0 | 91.85 | 182.62 | 175.09 | 4.34 | 23.35
2019 | 1 | 24 | 0:00 | 553 | -15.5 | -14 | -10.2 | -7.4 | -15.1 | -12.4 | 0.4 | 0.1 | 0.1 | 0.4 | 0.1 | 0.2 | 0 | 0 | 0 | 0 | 94.72 | 191.07 | 171.29 | 6.9 | 22.66
2019 | 1 | 24 | 1:00 | 554 | -16.3 | -14.7 | -10.2 | -7.1 | -15.7 | -13.6 | 0.4 | 0.1 | 0.1 | 0.4 | 0.1 | 0.2 | 0 | 0 | 0 | 0 | 94.72 | 191.07 | 171.29 | 6.9 | 22.66
2019 | 1 | 24 | 2:00 | 555 | -16.3 | -15.7 | -10.4 | -7.1 | -15.5 | -14.1 | 0.4 | 0.1 | 0.1 | 0.4 | 0.1 | 0.2 | 0 | 0 | 0 | 0 | 94.72 | 191.07 | 171.29 | 6.9 | 22.66
2019 | 1 | 24 | 3:00 | 556 | -16 | -16.3 | -10.3 | -7.1 | -15.2 | -14.8 | 0.4 | 0.1 | 0.1 | 0.4 | 0.1 | 0.2 | 0 | 0 | 0 | 0 | 94.72 | 191.07 | 171.29 | 6.9 | 22.66
2019 | 1 | 24 | 4:00 | 557 | -16.7 | -16.7 | -10.3 | -6.9 | -12.2 | -14.8 | 0.4 | 0.1 | 0.1 | 0.4 | 0.1 | 0.2 | 0 | 0 | 0 | 0 | 94.72 | 191.07 | 171.29 | 6.9 | 22.66
2019 | 1 | 24 | 5:00 | 558 | -17.1 | -17.8 | -11.4 | -6.7 | -9.2 | -14.8 | 0.4 | 0.1 | 0.1 | 0.4 | 0.1 | 0.2 | 0 | 0 | 0 | 0 | 94.72 | 191.07 | 171.29 | 6.9 | 22.66
2019 | 1 | 24 | 6:00 | 559 | -16.9 | -16.3 | -11.5 | -7.2 | -8.1 | -15.1 | 0.4 | 0.1 | 0.1 | 0.4 | 0.1 | 0.2 | 0 | 0 | 0 | 0 | 94.72 | 191.07 | 171.29 | 6.9 | 22.66
2019 | 1 | 24 | 7:00 | 560 | -17.1 | -16.2 | -9 | -9 | -7.5 | -14.8 | 0.4 | 0.1 | 0.1 | 0.4 | 0.1 | 0.2 | 0 | 0 | 0 | 0 | 94.72 | 191.07 | 171.29 | 6.9 | 22.66
2019 | 1 | 24 | 8:00 | 561 | -14.7 | -13.6 | -8.3 | -6.8 | -6.8 | -13.6 | 0.4 | 0.1 | 0.1 | 0.4 | 0.1 | 0.2 | 0 | 0 | 0 | 0 | 94.72 | 191.07 | 171.29 | 6.9 | 22.66
2019 | 1 | 24 | 9:00 | 562 | -10.6 | -10.7 | -7.3 | -6 | -5.7 | -11 | 0.4 | 0.1 | 0.1 | 0.4 | 0.1 | 0.2 | 0 | 0 | 0 | 0 | 94.72 | 191.07 | 171.29 | 6.9 | 22.66
2019 | 1 | 24 | 10:00 | 563 | -8.2 | -10.2 | -6.2 | -4.7 | -5 | -6.9 | 0.4 | 0.1 | 0.1 | 0.4 | 0.1 | 0.2 | 0 | 0 | 0 | 0 | 94.72 | 191.07 | 171.29 | 6.9 | 22.66
2019 | 1 | 24 | 11:00 | 564 | -8.3 | -9.1 | -6 | -4.1 | -4.4 | -7.1 | 0.4 | 0.1 | 0.1 | 0.4 | 0.1 | 0.2 | 0 | 0 | 0 | 0 | 94.72 | 191.07 | 171.29 | 6.9 | 22.66
2019 | 1 | 24 | 12:00 | 565 | -6.8 | -6.3 | -4.5 | -3.7 | -4.2 | -6.5 | 0.4 | 0.1 | 0.1 | 0.4 | 0.1 | 0.2 | 0 | 0 | 0 | 0 | 94.72 | 191.07 | 171.29 | 6.9 | 22.66
2019 | 1 | 24 | 13:00 | 566 | -6.5 | -5.2 | -4.4 | -3.6 | -4.1 | -6.3 | 0.4 | 0.1 | 0.1 | 0.4 | 0.1 | 0.2 | 0 | 0 | 0 | 0 | 94.72 | 191.07 | 171.29 | 6.9 | 22.66
2019 | 1 | 24 | 14:00 | 567 | -7.3 | -6.3 | -4.9 | -3.7 | -4.2 | -6.5 | 0.4 | 0.1 | 0.1 | 0.4 | 0.1 | 0.2 | 0 | 0 | 0 | 0 | 94.72 | 191.07 | 171.29 | 6.9 | 22.66
2019 | 1 | 24 | 15:00 | 568 | -9.5 | -9.2 | -4.9 | -3.8 | -4.4 | -7.6 | 0.4 | 0.1 | 0.1 | 0.4 | 0.1 | 0.2 | 0 | 0 | 0 | 0 | 94.72 | 191.07 | 171.29 | 6.9 | 22.66
2019 | 1 | 24 | 16:00 | 569 | -11.2 | -10.6 | -5 | -3.9 | -4.4 | -8.9 | 0.4 | 0.1 | 0.1 | 0.4 | 0.1 | 0.2 | 0 | 0 | 0 | 0 | 94.72 | 191.07 | 171.29 | 6.9 | 22.66
2019 | 1 | 24 | 17:00 | 570 | -12.6 | -12.1 | -5.1 | -4.7 | -4.8 | -10.1 | 0.4 | 0.1 | 0.1 | 0.4 | 0.1 | 0.2 | 0 | 0 | 0 | 0 | 94.72 | 191.07 | 171.29 | 6.9 | 22.66
2019 | 1 | 24 | 18:00 | 571 | -13.4 | -12.8 | -4.9 | -4.6 | -7.4 | -11.1 | 0.4 | 0.1 | 0.1 | 0.4 | 0.1 | 0.2 | 0 | 0 | 0 | 0 | 94.72 | 191.07 | 171.29 | 6.9 | 22.66
2019 | 1 | 24 | 19:00 | 572 | -14.6 | -13.3 | -4.5 | -4.7 | -8.2 | -12.6 | 0.4 | 0.1 | 0.1 | 0.4 | 0.1 | 0.2 | 0 | 0 | 0 | 0 | 94.72 | 191.07 | 171.29 | 6.9 | 22.66
2019 | 1 | 24 | 20:00 | 573 | -14.3 | -13.6 | -4.5 | -4.8 | -7.6 | -13.5 | 0.4 | 0.1 | 0.1 | 0.4 | 0.1 | 0.2 | 0 | 0 | 0 | 0 | 94.72 | 191.07 | 171.29 | 6.9 | 22.66
2019 | 1 | 24 | 21:00 | 574 | -15.1 | -14.2 | -4.4 | -5 | -5.9 | -13.8 | 0.4 | 0.1 | 0.1 | 0.4 | 0.1 | 0.2 | 0 | 0 | 0 | 0 | 94.72 | 191.07 | 171.29 | 6.9 | 22.66
2019 | 1 | 24 | 22:00 | 575 | -15.2 | -14 | -5.5 | -4.9 | -5.8 | -13.1 | 0.4 | 0.1 | 0.1 | 0.4 | 0.1 | 0.2 | 0 | 0 | 0 | 0 | 94.72 | 191.07 | 171.29 | 6.9 | 22.66
2019 | 1 | 24 | 23:00 | 576 | -14.2 | -14.1 | -6.4 | -4.7 | -5.7 | -12.2 | 0.4 | 0.1 | 0.1 | 0.4 | 0.1 | 0.2 | 0 | 0 | 0 | 0 | 94.72 | 191.07 | 171.29 | 6.9 | 22.66
2019 | 1 | 25 | 0:00 | 577 | -14 | -14.7 | -7.5 | -5.3 | -5.9 | -13 | 0.2 | 0.2 | 0.2 | 0.4 | 0.2 | 0.2 | 0 | 0 | 0 | 0 | 95.67 | 205.31 | 155.16 | 4.71 | 18.39
2019 | 1 | 25 | 1:00 | 578 | -15 | -14.6 | -8 | -5 | -5.9 | -12.2 | 0.2 | 0.2 | 0.2 | 0.4 | 0.2 | 0.2 | 0 | 0 | 0 | 0 | 95.67 | 205.31 | 155.16 | 4.71 | 18.39
2019 | 1 | 25 | 2:00 | 579 | -13.1 | -15 | -8.7 | -5.2 | -5.9 | -9.4 | 0.2 | 0.2 | 0.2 | 0.4 | 0.2 | 0.2 | 0 | 0 | 0 | 0 | 95.67 | 205.31 | 155.16 | 4.71 | 18.39
2019 | 1 | 25 | 3:00 | 580 | -9.3 | -13.3 | -8.7 | -5.5 | -5.6 | -7.7 | 0.2 | 0.2 | 0.2 | 0.4 | 0.2 | 0.2 | 0 | 0 | 0 | 0 | 95.67 | 205.31 | 155.16 | 4.71 | 18.39
2019 | 1 | 25 | 4:00 | 581 | -9.2 | -11.6 | -9.3 | -5.5 | -5.5 | -7.5 | 0.2 | 0.2 | 0.2 | 0.4 | 0.2 | 0.2 | 0 | 0 | 0 | 0 | 95.67 | 205.31 | 155.16 | 4.71 | 18.39
2019 | 1 | 25 | 5:00 | 582 | -9.3 | -10.1 | -8.4 | -5.7 | -5.8 | -7.2 | 0.2 | 0.2 | 0.2 | 0.4 | 0.2 | 0.2 | 0 | 0 | 0 | 0 | 95.67 | 205.31 | 155.16 | 4.71 | 18.39
2019 | 1 | 25 | 6:00 | 583 | -8.5 | -9.2 | -7.9 | -6 | -5.8 | -7.1 | 0.2 | 0.2 | 0.2 | 0.4 | 0.2 | 0.2 | 0 | 0 | 0 | 0 | 95.67 | 205.31 | 155.16 | 4.71 | 18.39
2019 | 1 | 25 | 7:00 | 584 | -7.2 | -8.4 | -7.8 | -6.1 | -5.8 | -6.7 | 0.2 | 0.2 | 0.2 | 0.4 | 0.2 | 0.2 | 0 | 0 | 0 | 0 | 95.67 | 205.31 | 155.16 | 4.71 | 18.39
2019 | 1 | 25 | 8:00 | 585 | -6.7 | -7.4 | -6.9 | -5.4 | -5.8 | -6.6 | 0.2 | 0.2 | 0.2 | 0.4 | 0.2 | 0.2 | 0 | 0 | 0 | 0 | 95.67 | 205.31 | 155.16 | 4.71 | 18.39
2019 | 1 | 25 | 9:00 | 586 | -6.1 | -6.4 | -6.5 | -5 | -5.8 | -6.3 | 0.2 | 0.2 | 0.2 | 0.4 | 0.2 | 0.2 | 0 | 0 | 0 | 0 | 95.67 | 205.31 | 155.16 | 4.71 | 18.39
2019 | 1 | 25 | 10:00 | 587 | -5.8 | -6 | -5.6 | -5 | -5.9 | -6.2 | 0.2 | 0.2 | 0.2 | 0.4 | 0.2 | 0.2 | 0 | 0 | 0 | 0 | 95.67 | 205.31 | 155.16 | 4.71 | 18.39
2019 | 1 | 25 | 11:00 | 588 | -5.6 | -5.7 | -4.3 | -4.9 | -6 | -6 | 0.2 | 0.2 | 0.2 | 0.4 | 0.2 | 0.2 | 0 | 0 | 0 | 0 | 95.67 | 205.31 | 155.16 | 4.71 | 18.39
2019 | 1 | 25 | 12:00 | 589 | -5.4 | -5.7 | -4.6 | -5.1 | -6 | -6.3 | 0.2 | 0.2 | 0.2 | 0.4 | 0.2 | 0.2 | 0 | 0 | 0 | 0 | 95.67 | 205.31 | 155.16 | 4.71 | 18.39
2019 | 1 | 25 | 13:00 | 590 | -5.7 | -5.7 | -4.8 | -5.4 | -5.8 | -6.4 | 0.2 | 0.2 | 0.2 | 0.4 | 0.2 | 0.2 | 0 | 0 | 0 | 0 | 95.67 | 205.31 | 155.16 | 4.71 | 18.39
2019 | 1 | 25 | 14:00 | 591 | -6.1 | -5.8 | -4.8 | -5.6 | -5.8 | -6.6 | 0.2 | 0.2 | 0.2 | 0.4 | 0.2 | 0.2 | 0 | 0 | 0 | 0 | 95.67 | 205.31 | 155.16 | 4.71 | 18.39
2019 | 1 | 25 | 15:00 | 592 | -6.3 | -6 | -4.9 | -5.8 | -6.2 | -7 | 0.2 | 0.2 | 0.2 | 0.4 | 0.2 | 0.2 | 0 | 0 | 0 | 0 | 95.67 | 205.31 | 155.16 | 4.71 | 18.39
2019 | 1 | 25 | 16:00 | 593 | -6.4 | -6.2 | -5.1 | -5.9 | -6.3 | -7.2 | 0.2 | 0.2 | 0.2 | 0.4 | 0.2 | 0.2 | 0 | 0 | 0 | 0 | 95.67 | 205.31 | 155.16 | 4.71 | 18.39
2019 | 1 | 25 | 17:00 | 594 | -6.5 | -6.4 | -5.2 | -5.9 | -6.3 | -7 | 0.2 | 0.2 | 0.2 | 0.4 | 0.2 | 0.2 | 0 | 0 | 0 | 0 | 95.67 | 205.31 | 155.16 | 4.71 | 18.39
2019 | 1 | 25 | 18:00 | 595 | -6.8 | -6.6 | -5.2 | -6.1 | -6.4 | -7.1 | 0.2 | 0.2 | 0.2 | 0.4 | 0.2 | 0.2 | 0 | 0 | 0 | 0 | 95.67 | 205.31 | 155.16 | 4.71 | 18.39
2019 | 1 | 25 | 19:00 | 596 | -6.8 | -6.9 | -5.3 | -6.2 | -6.7 | -7.1 | 0.2 | 0.2 | 0.2 | 0.4 | 0.2 | 0.2 | 0 | 0 | 0 | 0 | 95.67 | 205.31 | 155.16 | 4.71 | 18.39
2019 | 1 | 25 | 20:00 | 597 | -6.9 | -7.1 | -5.4 | -6.4 | -6.8 | -7.4 | 0.2 | 0.2 | 0.2 | 0.4 | 0.2 | 0.2 | 0 | 0 | 0 | 0 | 95.67 | 205.31 | 155.16 | 4.71 | 18.39
2019 | 1 | 25 | 21:00 | 598 | -7 | -7.4 | -5.8 | -6.5 | -6.9 | -7.6 | 0.2 | 0.2 | 0.2 | 0.4 | 0.2 | 0.2 | 0 | 0 | 0 | 0 | 95.67 | 205.31 | 155.16 | 4.71 | 18.39
2019 | 1 | 25 | 22:00 | 599 | -7.1 | -7.4 | -5.8 | -6.8 | -7.1 | -7.7 | 0.2 | 0.2 | 0.2 | 0.4 | 0.2 | 0.2 | 0 | 0 | 0 | 0 | 95.67 | 205.31 | 155.16 | 4.71 | 18.39
2019 | 1 | 25 | 23:00 | 600 | -7.4 | -7.4 | -5.9 | -7.2 | -7.2 | -7.8 | 0.2 | 0.2 | 0.2 | 0.4 | 0.2 | 0.2 | 0 | 0 | 0 | 0 | 95.67 | 205.31 | 155.16 | 4.71 | 18.39
2019 | 1 | 26 | 0:00 | 601 | -7.9 | -7.7 | -6.2 | -7.3 | -7.4 | -7.9 | 0.3 | 0.3 | 0.3 | 0.4 | 0.3 | 0.2 | 0 | 0 | 0 | 0 | 99.69 | 226.09 | 156.13 | 5.17 | 16.63
2019 | 1 | 26 | 1:00 | 602 | -7.8 | -8.7 | -6.3 | -8.7 | -7.8 | -8 | 0.3 | 0.3 | 0.3 | 0.4 | 0.3 | 0.2 | 0 | 0 | 0 | 0 | 99.69 | 226.09 | 156.13 | 5.17 | 16.63
2019 | 1 | 26 | 2:00 | 603 | -8.5 | -10.9 | -6.2 | -9 | -9.3 | -8.4 | 0.3 | 0.3 | 0.3 | 0.4 | 0.3 | 0.2 | 0 | 0 | 0 | 0 | 99.69 | 226.09 | 156.13 | 5.17 | 16.63
2019 | 1 | 26 | 3:00 | 604 | -10 | -8.6 | -6.3 | -8.8 | -10.5 | -8.6 | 0.3 | 0.3 | 0.3 | 0.4 | 0.3 | 0.2 | 0 | 0 | 0 | 0 | 99.69 | 226.09 | 156.13 | 5.17 | 16.63
2019 | 1 | 26 | 4:00 | 605 | -9 | -8.4 | -6.3 | -9 | -8.5 | -9.7 | 0.3 | 0.3 | 0.3 | 0.4 | 0.3 | 0.2 | 0 | 0 | 0 | 0 | 99.69 | 226.09 | 156.13 | 5.17 | 16.63
2019 | 1 | 26 | 5:00 | 606 | -8.8 | -8.7 | -6.1 | -10.7 | -9.5 | -8.8 | 0.3 | 0.3 | 0.3 | 0.4 | 0.3 | 0.2 | 0 | 0 | 0 | 0 | 99.69 | 226.09 | 156.13 | 5.17 | 16.63
2019 | 1 | 26 | 6:00 | 607 | -8.6 | -8.8 | -5.8 | -12 | -11 | -9 | 0.3 | 0.3 | 0.3 | 0.4 | 0.3 | 0.2 | 0 | 0 | 0 | 0 | 99.69 | 226.09 | 156.13 | 5.17 | 16.63
2019 | 1 | 26 | 7:00 | 608 | -8.5 | -8.5 | -6 | -9.1 | -10.4 | -8.9 | 0.3 | 0.3 | 0.3 | 0.4 | 0.3 | 0.2 | 0 | 0 | 0 | 0 | 99.69 | 226.09 | 156.13 | 5.17 | 16.63
2019 | 1 | 26 | 8:00 | 609 | -8.2 | -8.2 | -5.7 | -8.5 | -9.6 | -8.6 | 0.3 | 0.3 | 0.3 | 0.4 | 0.3 | 0.2 | 0 | 0 | 0 | 0 | 99.69 | 226.09 | 156.13 | 5.17 | 16.63
2019 | 1 | 26 | 9:00 | 610 | -7.8 | -7.6 | -5.3 | -7.9 | -9.1 | -8.3 | 0.3 | 0.3 | 0.3 | 0.4 | 0.3 | 0.2 | 0 | 0 | 0 | 0 | 99.69 | 226.09 | 156.13 | 5.17 | 16.63
2019 | 1 | 26 | 10:00 | 611 | -7.4 | -7.1 | -4.8 | -7.2 | -8.5 | -8.1 | 0.3 | 0.3 | 0.3 | 0.4 | 0.3 | 0.2 | 0 | 0 | 0 | 0 | 99.69 | 226.09 | 156.13 | 5.17 | 16.63
2019 | 1 | 26 | 11:00 | 612 | -6.8 | -6.8 | -4.3 | -7.1 | -7.8 | -7.9 | 0.3 | 0.3 | 0.3 | 0.4 | 0.3 | 0.2 | 0 | 0 | 0 | 0 | 99.69 | 226.09 | 156.13 | 5.17 | 16.63
2019 | 1 | 26 | 12:00 | 613 | -6.5 | -6.5 | -3.5 | -7.1 | -7.2 | -7.6 | 0.3 | 0.3 | 0.3 | 0.4 | 0.3 | 0.2 | 0 | 0 | 0 | 0 | 99.69 | 226.09 | 156.13 | 5.17 | 16.63
2019 | 1 | 26 | 13:00 | 614 | -6.2 | -6.4 | -0.5 | -7 | -7.2 | -7.3 | 0.3 | 0.3 | 0.3 | 0.4 | 0.3 | 0.2 | 0 | 0 | 0 | 0 | 99.69 | 226.09 | 156.13 | 5.17 | 16.63
2019 | 1 | 26 | 14:00 | 615 | -6.1 | -6.4 | -0.7 | -7.3 | -7.1 | -7.2 | 0.3 | 0.3 | 0.3 | 0.4 | 0.3 | 0.2 | 0 | 0 | 0 | 0 | 99.69 | 226.09 | 156.13 | 5.17 | 16.63
2019 | 1 | 26 | 15:00 | 616 | -6.1 | -6.4 | -0.9 | -7.2 | -6.9 | -7.2 | 0.3 | 0.3 | 0.3 | 0.4 | 0.3 | 0.2 | 0 | 0 | 0 | 0 | 99.69 | 226.09 | 156.13 | 5.17 | 16.63
2019 | 1 | 26 | 16:00 | 617 | -6.2 | -6.5 | -0.8 | -6.9 | -6.7 | -7.2 | 0.3 | 0.3 | 0.3 | 0.4 | 0.3 | 0.2 | 0 | 0 | 0 | 0 | 99.69 | 226.09 | 156.13 | 5.17 | 16.63
2019 | 1 | 26 | 17:00 | 618 | -6.1 | -6.4 | -2.7 | -6.6 | -6.7 | -7.3 | 0.3 | 0.3 | 0.3 | 0.4 | 0.3 | 0.2 | 0 | 0 | 0 | 0 | 99.69 | 226.09 | 156.13 | 5.17 | 16.63
2019 | 1 | 26 | 18:00 | 619 | -6.3 | -6.2 | -2.8 | -6.3 | -6.7 | -7.1 | 0.3 | 0.3 | 0.3 | 0.4 | 0.3 | 0.2 | 0 | 0 | 0 | 0 | 99.69 | 226.09 | 156.13 | 5.17 | 16.63
2019 | 1 | 26 | 19:00 | 620 | -6.2 | -6 | -2.4 | -6.3 | -6.4 | -7.1 | 0.3 | 0.3 | 0.3 | 0.4 | 0.3 | 0.2 | 0 | 0 | 0 | 0 | 99.69 | 226.09 | 156.13 | 5.17 | 16.63
2019 | 1 | 26 | 20:00 | 621 | -6.4 | -6 | -3.7 | -6.8 | -5.9 | -7.1 | 0.3 | 0.3 | 0.3 | 0.4 | 0.3 | 0.2 | 0 | 0 | 0 | 0 | 99.69 | 226.09 | 156.13 | 5.17 | 16.63
2019 | 1 | 26 | 21:00 | 622 | -6.7 | -6.3 | -4.6 | -6.5 | -5.7 | -7.2 | 0.3 | 0.3 | 0.3 | 0.4 | 0.3 | 0.2 | 0 | 0 | 0 | 0 | 99.69 | 226.09 | 156.13 | 5.17 | 16.63
2019 | 1 | 26 | 22:00 | 623 | -8.2 | -6.9 | -5.1 | -6.1 | -5.7 | -7.3 | 0.3 | 0.3 | 0.3 | 0.4 | 0.3 | 0.2 | 0 | 0 | 0 | 0 | 99.69 | 226.09 | 156.13 | 5.17 | 16.63
2019 | 1 | 26 | 23:00 | 624 | -10 | -8.9 | -6.2 | -6 | -5.7 | -7.3 | 0.3 | 0.3 | 0.3 | 0.4 | 0.3 | 0.2 | 0 | 0 | 0 | 0 | 99.69 | 226.09 | 156.13 | 5.17 | 16.63
2019 | 1 | 27 | 0:00 | 625 | -11.9 | -12 | -6.6 | -5.5 | -5.6 | -7.4 | 0 | 0.2 | 0.2 | 0.4 | 0.5 | 0.2 | 0 | 0 | 0 | 0 | 98.01 | 231.47 | 166.13 | 4.05 | 16.21
2019 | 1 | 27 | 1:00 | 626 | -12.5 | -10.2 | -7 | -5.3 | -5.6 | -7.3 | 0 | 0.2 | 0.2 | 0.4 | 0.5 | 0.2 | 0 | 0 | 0 | 0 | 98.01 | 231.47 | 166.13 | 4.05 | 16.21
2019 | 1 | 27 | 2:00 | 627 | -11 | -10.6 | -7.6 | -5.2 | -5.6 | -7.3 | 0 | 0.2 | 0.2 | 0.4 | 0.5 | 0.2 | 0 | 0 | 0 | 0 | 98.01 | 231.47 | 166.13 | 4.05 | 16.21
2019 | 1 | 27 | 3:00 | 628 | -11.7 | -10.7 | -8.8 | -5 | -5.8 | -7.3 | 0 | 0.2 | 0.2 | 0.4 | 0.5 | 0.2 | 0 | 0 | 0 | 0 | 98.01 | 231.47 | 166.13 | 4.05 | 16.21
2019 | 1 | 27 | 4:00 | 629 | -12 | -14.4 | -9.2 | -5 | -6.3 | -7.4 | 0 | 0.2 | 0.2 | 0.4 | 0.5 | 0.2 | 0 | 0 | 0 | 0 | 98.01 | 231.47 | 166.13 | 4.05 | 16.21
2019 | 1 | 27 | 5:00 | 630 | -12 | -12.2 | -9.5 | -5.3 | -6.6 | -7.8 | 0 | 0.2 | 0.2 | 0.4 | 0.5 | 0.2 | 0 | 0 | 0 | 0 | 98.01 | 231.47 | 166.13 | 4.05 | 16.21
2019 | 1 | 27 | 6:00 | 631 | -12.1 | -10.7 | -9.9 | -5.8 | -6.9 | -8 | 0 | 0.2 | 0.2 | 0.4 | 0.5 | 0.2 | 0 | 0 | 0 | 0 | 98.01 | 231.47 | 166.13 | 4.05 | 16.21
2019 | 1 | 27 | 7:00 | 632 | -11.3 | -10.4 | -9.3 | -6.1 | -7.3 | -8.5 | 0 | 0.2 | 0.2 | 0.4 | 0.5 | 0.2 | 0 | 0 | 0 | 0 | 98.01 | 231.47 | 166.13 | 4.05 | 16.21
2019 | 1 | 27 | 8:00 | 633 | -10.2 | -10.3 | -6.8 | -6.5 | -7.5 | -8.6 | 0 | 0.2 | 0.2 | 0.4 | 0.5 | 0.2 | 0 | 0 | 0 | 0 | 98.01 | 231.47 | 166.13 | 4.05 | 16.21
2019 | 1 | 27 | 9:00 | 634 | -9.1 | -10.5 | -6.1 | -6.5 | -8.8 | -8.3 | 0 | 0.2 | 0.2 | 0.4 | 0.5 | 0.2 | 0 | 0 | 0 | 0 | 98.01 | 231.47 | 166.13 | 4.05 | 16.21
2019 | 1 | 27 | 10:00 | 635 | -9.2 | -10.1 | -5.4 | -6.3 | -8.3 | -7.9 | 0 | 0.2 | 0.2 | 0.4 | 0.5 | 0.2 | 0 | 0 | 0 | 0 | 98.01 | 231.47 | 166.13 | 4.05 | 16.21
2019 | 1 | 27 | 11:00 | 636 | -8.5 | -9.9 | -4.9 | -6.4 | -7.6 | -6.9 | 0 | 0.2 | 0.2 | 0.4 | 0.5 | 0.2 | 0 | 0 | 0 | 0 | 98.01 | 231.47 | 166.13 | 4.05 | 16.21
2019 | 1 | 27 | 12:00 | 637 | -7.9 | -9.6 | -4.8 | -6.2 | -7.5 | -6 | 0 | 0.2 | 0.2 | 0.4 | 0.5 | 0.2 | 0 | 0 | 0 | 0 | 98.01 | 231.47 | 166.13 | 4.05 | 16.21
2019 | 1 | 27 | 13:00 | 638 | -7.7 | -9 | -4.7 | -6 | -8 | -5.7 | 0 | 0.2 | 0.2 | 0.4 | 0.5 | 0.2 | 0 | 0 | 0 | 0 | 98.01 | 231.47 | 166.13 | 4.05 | 16.21
2019 | 1 | 27 | 14:00 | 639 | -8.2 | -8.8 | -5 | -6.6 | -8.6 | -6.9 | 0 | 0.2 | 0.2 | 0.4 | 0.5 | 0.2 | 0 | 0 | 0 | 0 | 98.01 | 231.47 | 166.13 | 4.05 | 16.21
2019 | 1 | 27 | 15:00 | 640 | -8.4 | -8.4 | -5.3 | -7.7 | -8.6 | -7.6 | 0 | 0.2 | 0.2 | 0.4 | 0.5 | 0.2 | 0 | 0 | 0 | 0 | 98.01 | 231.47 | 166.13 | 4.05 | 16.21
2019 | 1 | 27 | 16:00 | 641 | -8.2 | -8.2 | -5.8 | -7.6 | -8.3 | -7.5 | 0 | 0.2 | 0.2 | 0.4 | 0.5 | 0.2 | 0 | 0 | 0 | 0 | 98.01 | 231.47 | 166.13 | 4.05 | 16.21
2019 | 1 | 27 | 17:00 | 642 | -8 | -7.8 | -6 | -7.2 | -7.2 | -7.5 | 0 | 0.2 | 0.2 | 0.4 | 0.5 | 0.2 | 0 | 0 | 0 | 0 | 98.01 | 231.47 | 166.13 | 4.05 | 16.21
2019 | 1 | 27 | 18:00 | 643 | -8.1 | -7.4 | -6 | -6.6 | -6.7 | -7.4 | 0 | 0.2 | 0.2 | 0.4 | 0.5 | 0.2 | 0 | 0 | 0 | 0 | 98.01 | 231.47 | 166.13 | 4.05 | 16.21
2019 | 1 | 27 | 19:00 | 644 | -8.2 | -7.5 | -5.9 | -6.3 | -6.5 | -7.4 | 0 | 0.2 | 0.2 | 0.4 | 0.5 | 0.2 | 0 | 0 | 0 | 0 | 98.01 | 231.47 | 166.13 | 4.05 | 16.21
2019 | 1 | 27 | 20:00 | 645 | -7.7 | -7.3 | -6 | -6.2 | -6.5 | -7.5 | 0 | 0.2 | 0.2 | 0.4 | 0.5 | 0.2 | 0 | 0 | 0 | 0 | 98.01 | 231.47 | 166.13 | 4.05 | 16.21
2019 | 1 | 27 | 21:00 | 646 | -7.2 | -7.2 | -5.4 | -6.2 | -6.5 | -7.5 | 0 | 0.2 | 0.2 | 0.4 | 0.5 | 0.2 | 0 | 0 | 0 | 0 | 98.01 | 231.47 | 166.13 | 4.05 | 16.21
2019 | 1 | 27 | 22:00 | 647 | -6.8 | -6.9 | -5.1 | -6.1 | -6.7 | -7.5 | 0 | 0.2 | 0.2 | 0.4 | 0.5 | 0.2 | 0 | 0 | 0 | 0 | 98.01 | 231.47 | 166.13 | 4.05 | 16.21
2019 | 1 | 27 | 23:00 | 648 | -6.8 | -6.6 | -5.2 | -6.3 | -6.8 | -7.4 | 0 | 0.2 | 0.2 | 0.4 | 0.5 | 0.2 | 0 | 0 | 0 | 0 | 98.01 | 231.47 | 166.13 | 4.05 | 16.21
2019 | 1 | 28 | 0:00 | 649 | -6.7 | -6.5 | -4.8 | -6.3 | -6.8 | -7.4 | 0.2 | 0.1 | 0.1 | 0.4 | 1 | 0 | 0 | 0 | 0 | 0 | 103.02 | 226.55 | 162.54 | 3.87 | 15.7
2019 | 1 | 28 | 1:00 | 650 | -6.5 | -6.2 | -4.6 | -6.3 | -6.8 | -7.4 | 0.2 | 0.1 | 0.1 | 0.4 | 1 | 0 | 0 | 0 | 0 | 0 | 103.02 | 226.55 | 162.54 | 3.87 | 15.7
2019 | 1 | 28 | 2:00 | 651 | -6.5 | -6.1 | -4.3 | -6.1 | -6.6 | -7.5 | 0.2 | 0.1 | 0.1 | 0.4 | 1 | 0 | 0 | 0 | 0 | 0 | 103.02 | 226.55 | 162.54 | 3.87 | 15.7
2019 | 1 | 28 | 3:00 | 652 | -6.5 | -6 | -4.2 | -5.9 | -6.4 | -7.5 | 0.2 | 0.1 | 0.1 | 0.4 | 1 | 0 | 0 | 0 | 0 | 0 | 103.02 | 226.55 | 162.54 | 3.87 | 15.7
2019 | 1 | 28 | 4:00 | 653 | -6.5 | -5.9 | -4 | -5.8 | -6.2 | -7.5 | 0.2 | 0.1 | 0.1 | 0.4 | 1 | 0 | 0 | 0 | 0 | 0 | 103.02 | 226.55 | 162.54 | 3.87 | 15.7
2019 | 1 | 28 | 5:00 | 654 | -6.4 | -6 | -3.9 | -5.4 | -5.9 | -7.2 | 0.2 | 0.1 | 0.1 | 0.4 | 1 | 0 | 0 | 0 | 0 | 0 | 103.02 | 226.55 | 162.54 | 3.87 | 15.7
2019 | 1 | 28 | 6:00 | 655 | -6.3 | -6 | -3.6 | -4.9 | -5.7 | -7.3 | 0.2 | 0.1 | 0.1 | 0.4 | 1 | 0 | 0 | 0 | 0 | 0 | 103.02 | 226.55 | 162.54 | 3.87 | 15.7
2019 | 1 | 28 | 7:00 | 656 | -6.2 | -5.9 | -3.3 | -4.8 | -5.7 | -7.4 | 0.2 | 0.1 | 0.1 | 0.4 | 1 | 0 | 0 | 0 | 0 | 0 | 103.02 | 226.55 | 162.54 | 3.87 | 15.7
2019 | 1 | 28 | 8:00 | 657 | -6.1 | -5.9 | -3.1 | -4.8 | -5.5 | -7.5 | 0.2 | 0.1 | 0.1 | 0.4 | 1 | 0 | 0 | 0 | 0 | 0 | 103.02 | 226.55 | 162.54 | 3.87 | 15.7
2019 | 1 | 28 | 9:00 | 658 | -5.8 | -5.6 | -2.9 | -4.4 | -5.3 | -7.2 | 0.2 | 0.1 | 0.1 | 0.4 | 1 | 0 | 0 | 0 | 0 | 0 | 103.02 | 226.55 | 162.54 | 3.87 | 15.7
2019 | 1 | 28 | 10:00 | 659 | -5.5 | -5.4 | -2.7 | -4.2 | -5.1 | -6.8 | 0.2 | 0.1 | 0.1 | 0.4 | 1 | 0 | 0 | 0 | 0 | 0 | 103.02 | 226.55 | 162.54 | 3.87 | 15.7
2019 | 1 | 28 | 11:00 | 660 | -5.1 | -5.1 | -2.5 | -4 | -5 | -6.5 | 0.2 | 0.1 | 0.1 | 0.4 | 1 | 0 | 0 | 0 | 0 | 0 | 103.02 | 226.55 | 162.54 | 3.87 | 15.7
2019 | 1 | 28 | 12:00 | 661 | -4.9 | -4.9 | -2.3 | -3.9 | -4.8 | -6.3 | 0.2 | 0.1 | 0.1 | 0.4 | 1 | 0 | 0 | 0 | 0 | 0 | 103.02 | 226.55 | 162.54 | 3.87 | 15.7
2019 | 1 | 28 | 13:00 | 662 | -4.9 | -4.7 | -2.1 | -3.8 | -4.8 | -6.3 | 0.2 | 0.1 | 0.1 | 0.4 | 1 | 0 | 0 | 0 | 0 | 0 | 103.02 | 226.55 | 162.54 | 3.87 | 15.7
2019 | 1 | 28 | 14:00 | 663 | -5.1 | -5 | -2.1 | -3.9 | -4.9 | -6.4 | 0.2 | 0.1 | 0.1 | 0.4 | 1 | 0 | 0 | 0 | 0 | 0 | 103.02 | 226.55 | 162.54 | 3.87 | 15.7
2019 | 1 | 28 | 15:00 | 664 | -5.2 | -5 | -2.2 | -4.1 | -4.9 | -7 | 0.2 | 0.1 | 0.1 | 0.4 | 1 | 0 | 0 | 0 | 0 | 0 | 103.02 | 226.55 | 162.54 | 3.87 | 15.7
2019 | 1 | 28 | 16:00 | 665 | -5.4 | -5.2 | -2.2 | -4.1 | -5 | -7.1 | 0.2 | 0.1 | 0.1 | 0.4 | 1 | 0 | 0 | 0 | 0 | 0 | 103.02 | 226.55 | 162.54 | 3.87 | 15.7
2019 | 1 | 28 | 17:00 | 666 | -6.3 | -5.4 | -2.4 | -4 | -5 | -7.8 | 0.2 | 0.1 | 0.1 | 0.4 | 1 | 0 | 0 | 0 | 0 | 0 | 103.02 | 226.55 | 162.54 | 3.87 | 15.7
2019 | 1 | 28 | 18:00 | 667 | -6.3 | -5.6 | -2.7 | -4 | -5 | -7.2 | 0.2 | 0.1 | 0.1 | 0.4 | 1 | 0 | 0 | 0 | 0 | 0 | 103.02 | 226.55 | 162.54 | 3.87 | 15.7
2019 | 1 | 28 | 19:00 | 668 | -6.1 | -6 | -2.7 | -4 | -5.1 | -7.3 | 0.2 | 0.1 | 0.1 | 0.4 | 1 | 0 | 0 | 0 | 0 | 0 | 103.02 | 226.55 | 162.54 | 3.87 | 15.7
2019 | 1 | 28 | 20:00 | 669 | -6 | -5.8 | -2.6 | -4 | -5.3 | -7.3 | 0.2 | 0.1 | 0.1 | 0.4 | 1 | 0 | 0 | 0 | 0 | 0 | 103.02 | 226.55 | 162.54 | 3.87 | 15.7
2019 | 1 | 28 | 21:00 | 670 | -6 | -5.7 | -2.8 | -4.1 | -5.5 | -7 | 0.2 | 0.1 | 0.1 | 0.4 | 1 | 0 | 0 | 0 | 0 | 0 | 103.02 | 226.55 | 162.54 | 3.87 | 15.7
2019 | 1 | 28 | 22:00 | 671 | -5.9 | -5.7 | -2.8 | -4.2 | -5.7 | -6.6 | 0.2 | 0.1 | 0.1 | 0.4 | 1 | 0 | 0 | 0 | 0 | 0 | 103.02 | 226.55 | 162.54 | 3.87 | 15.7
2019 | 1 | 28 | 23:00 | 672 | -5.9 | -5.8 | -2.8 | -4.3 | -6 | -6.4 | 0.2 | 0.1 | 0.1 | 0.4 | 1 | 0 | 0 | 0 | 0 | 0 | 103.02 | 226.55 | 162.54 | 3.87 | 15.7
2019 | 1 | 29 | 0:00 | 673 | -5.7 | -5.7 | -2.9 | -4.3 | -6.1 | -6.3 | 0.1 | 0.4 | 0.4 | 0.4 | 1.3 | 0 | 0 | 0 | 0 | 0 | 103.62 | 224.36 | 162.2 | 3.18 | 14.05
2019 | 1 | 29 | 1:00 | 674 | -5.4 | -5.8 | -3.3 | -4.5 | -6 | -6.3 | 0.1 | 0.4 | 0.4 | 0.4 | 1.3 | 0 | 0 | 0 | 0 | 0 | 103.62 | 224.36 | 162.2 | 3.18 | 14.05
2019 | 1 | 29 | 2:00 | 675 | -5.2 | -5.5 | -3.5 | -4.6 | -5.8 | -6.1 | 0.1 | 0.4 | 0.4 | 0.4 | 1.3 | 0 | 0 | 0 | 0 | 0 | 103.62 | 224.36 | 162.2 | 3.18 | 14.05
2019 | 1 | 29 | 3:00 | 676 | -5 | -5.3 | -3.4 | -4.8 | -5.7 | -6.1 | 0.1 | 0.4 | 0.4 | 0.4 | 1.3 | 0 | 0 | 0 | 0 | 0 | 103.62 | 224.36 | 162.2 | 3.18 | 14.05
2019 | 1 | 29 | 4:00 | 677 | -5 | -5.2 | -3.4 | -5 | -5.5 | -6 | 0.1 | 0.4 | 0.4 | 0.4 | 1.3 | 0 | 0 | 0 | 0 | 0 | 103.62 | 224.36 | 162.2 | 3.18 | 14.05
2019 | 1 | 29 | 5:00 | 678 | -5 | -5 | -3.3 | -5.2 | -5.3 | -5.8 | 0.1 | 0.4 | 0.4 | 0.4 | 1.3 | 0 | 0 | 0 | 0 | 0 | 103.62 | 224.36 | 162.2 | 3.18 | 14.05
2019 | 1 | 29 | 6:00 | 679 | -4.7 | -5 | -3.4 | -5.3 | -5.2 | -5.4 | 0.1 | 0.4 | 0.4 | 0.4 | 1.3 | 0 | 0 | 0 | 0 | 0 | 103.62 | 224.36 | 162.2 | 3.18 | 14.05
2019 | 1 | 29 | 7:00 | 680 | -4.4 | -4.8 | -3.3 | -5.2 | -5 | -4.9 | 0.1 | 0.4 | 0.4 | 0.4 | 1.3 | 0 | 0 | 0 | 0 | 0 | 103.62 | 224.36 | 162.2 | 3.18 | 14.05
2019 | 1 | 29 | 8:00 | 681 | -3.9 | -4.3 | -3.2 | -4.9 | -4.8 | -4.4 | 0.1 | 0.4 | 0.4 | 0.4 | 1.3 | 0 | 0 | 0 | 0 | 0 | 103.62 | 224.36 | 162.2 | 3.18 | 14.05
2019 | 1 | 29 | 9:00 | 682 | -3.2 | -3.6 | -2.2 | -4.7 | -4.2 | -3.8 | 0.1 | 0.4 | 0.4 | 0.4 | 1.3 | 0 | 0 | 0 | 0 | 0 | 103.62 | 224.36 | 162.2 | 3.18 | 14.05
2019 | 1 | 29 | 10:00 | 683 | -2.4 | -3.1 | 1.6 | -3.9 | -3.2 | -3.3 | 0.1 | 0.4 | 0.4 | 0.4 | 1.3 | 0 | 0 | 0 | 0 | 0 | 103.62 | 224.36 | 162.2 | 3.18 | 14.05
2019 | 1 | 29 | 11:00 | 684 | -1.4 | -2.2 | 1.8 | -3.4 | -2.5 | -2.8 | 0.1 | 0.4 | 0.4 | 0.4 | 1.3 | 0 | 0 | 0 | 0 | 0 | 103.62 | 224.36 | 162.2 | 3.18 | 14.05
2019 | 1 | 29 | 12:00 | 685 | -0.7 | -0.9 | 2 | -2.6 | -1.9 | -2.1 | 0.1 | 0.4 | 0.4 | 0.4 | 1.3 | 0 | 0 | 0 | 0 | 0 | 103.62 | 224.36 | 162.2 | 3.18 | 14.05
2019 | 1 | 29 | 13:00 | 686 | -0.3 | -0.9 | 1.9 | -1.8 | -1.4 | -1.3 | 0.1 | 0.4 | 0.4 | 0.4 | 1.3 | 0 | 0 | 0 | 0 | 0 | 103.62 | 224.36 | 162.2 | 3.18 | 14.05
2019 | 1 | 29 | 14:00 | 687 | 0.1 | -0.2 | 1.8 | -1.1 | -1.1 | -1.2 | 0.1 | 0.4 | 0.4 | 0.4 | 1.3 | 0 | 0 | 0 | 0 | 0 | 103.62 | 224.36 | 162.2 | 3.18 | 14.05
2019 | 1 | 29 | 15:00 | 688 | 0.3 | 0.1 | 1.4 | 0.1 | -0.5 | -1.1 | 0.1 | 0.4 | 0.4 | 0.4 | 1.3 | 0 | 0 | 0 | 0 | 0 | 103.62 | 224.36 | 162.2 | 3.18 | 14.05
2019 | 1 | 29 | 16:00 | 689 | 0.4 | 0.1 | 1.7 | 0.4 | 0 | -0.8 | 0.1 | 0.4 | 0.4 | 0.4 | 1.3 | 0 | 0 | 0 | 0 | 0 | 103.62 | 224.36 | 162.2 | 3.18 | 14.05
2019 | 1 | 29 | 17:00 | 690 | 0.5 | 0.3 | 0.6 | 0.3 | 0 | -0.7 | 0.1 | 0.4 | 0.4 | 0.4 | 1.3 | 0 | 0 | 0 | 0 | 0 | 103.62 | 224.36 | 162.2 | 3.18 | 14.05
2019 | 1 | 29 | 18:00 | 691 | 0.6 | 0.6 | 1.1 | 0.2 | 0 | -0.6 | 0.1 | 0.4 | 0.4 | 0.4 | 1.3 | 0 | 0 | 0 | 0 | 0 | 103.62 | 224.36 | 162.2 | 3.18 | 14.05
2019 | 1 | 29 | 19:00 | 692 | 0.7 | 0.7 | 1.3 | 0.5 | 0.2 | -0.3 | 0.1 | 0.4 | 0.4 | 0.4 | 1.3 | 0 | 0 | 0 | 0 | 0 | 103.62 | 224.36 | 162.2 | 3.18 | 14.05
2019 | 1 | 29 | 20:00 | 693 | 0.5 | 0.7 | 1.5 | 0.5 | 0.2 | -0.1 | 0.1 | 0.4 | 0.4 | 0.4 | 1.3 | 0 | 0 | 0 | 0 | 0 | 103.62 | 224.36 | 162.2 | 3.18 | 14.05
2019 | 1 | 29 | 21:00 | 694 | 0.9 | 0.8 | 1.6 | 0.1 | 0.3 | 0 | 0.1 | 0.4 | 0.4 | 0.4 | 1.3 | 0 | 0 | 0 | 0 | 0 | 103.62 | 224.36 | 162.2 | 3.18 | 14.05
2019 | 1 | 29 | 22:00 | 695 | 1 | 0.7 | 1.6 | -0.2 | 0.4 | 0.2 | 0.1 | 0.4 | 0.4 | 0.4 | 1.3 | 0 | 0 | 0 | 0 | 0 | 103.62 | 224.36 | 162.2 | 3.18 | 14.05
2019 | 1 | 29 | 23:00 | 696 | 0.7 | 0.8 | 1.6 | -0.4 | 0.4 | 0.3 | 0.1 | 0.4 | 0.4 | 0.4 | 1.3 | 0 | 0 | 0 | 0 | 0 | 103.62 | 224.36 | 162.2 | 3.18 | 14.05
2019 | 1 | 30 | 0:00 | 697 | 0.6 | 0.7 | 1.5 | -0.1 | 0.4 | 0.3 | 0 | 0.6 | 0.6 | 0.5 | 0.9 | 0 | 0 | 0 | 0 | 0 | 106.07 | 243.68 | 163.56 | 2.61 | 14.46
2019 | 1 | 30 | 1:00 | 698 | 0.6 | 0.5 | 1.4 | 0 | 0.3 | 0.3 | 0 | 0.6 | 0.6 | 0.5 | 0.9 | 0 | 0 | 0 | 0 | 0 | 106.07 | 243.68 | 163.56 | 2.61 | 14.46
2019 | 1 | 30 | 2:00 | 699 | 0.6 | 0.4 | 1 | -0.1 | 0.1 | 0.3 | 0 | 0.6 | 0.6 | 0.5 | 0.9 | 0 | 0 | 0 | 0 | 0 | 106.07 | 243.68 | 163.56 | 2.61 | 14.46
2019 | 1 | 30 | 3:00 | 700 | 0.4 | 0 | 0.7 | -0.4 | -0.5 | 0.2 | 0 | 0.6 | 0.6 | 0.5 | 0.9 | 0 | 0 | 0 | 0 | 0 | 106.07 | 243.68 | 163.56 | 2.61 | 14.46
2019 | 1 | 30 | 4:00 | 701 | -0.6 | -0.5 | 0.8 | -1 | -1.3 | 0 | 0 | 0.6 | 0.6 | 0.5 | 0.9 | 0 | 0 | 0 | 0 | 0 | 106.07 | 243.68 | 163.56 | 2.61 | 14.46
2019 | 1 | 30 | 5:00 | 702 | -0.3 | -1.4 | 0.5 | -1.2 | -1.7 | -0.1 | 0 | 0.6 | 0.6 | 0.5 | 0.9 | 0 | 0 | 0 | 0 | 0 | 106.07 | 243.68 | 163.56 | 2.61 | 14.46
2019 | 1 | 30 | 6:00 | 703 | -0.8 | -1.7 | 0.6 | -2.6 | -1.7 | -0.2 | 0 | 0.6 | 0.6 | 0.5 | 0.9 | 0 | 0 | 0 | 0 | 0 | 106.07 | 243.68 | 163.56 | 2.61 | 14.46
2019 | 1 | 30 | 7:00 | 704 | -0.7 | -1.8 | 1.3 | -2.9 | -1.7 | -0.3 | 0 | 0.6 | 0.6 | 0.5 | 0.9 | 0 | 0 | 0 | 0 | 0 | 106.07 | 243.68 | 163.56 | 2.61 | 14.46
2019 | 1 | 30 | 8:00 | 705 | -0.4 | -2.2 | -1.9 | -3 | -2.1 | -0.1 | 0 | 0.6 | 0.6 | 0.5 | 0.9 | 0 | 0 | 0 | 0 | 0 | 106.07 | 243.68 | 163.56 | 2.61 | 14.46
2019 | 1 | 30 | 9:00 | 706 | 0.3 | -1.9 | -2.8 | -1.8 | -1.6 | 0.2 | 0 | 0.6 | 0.6 | 0.5 | 0.9 | 0 | 0 | 0 | 0 | 0 | 106.07 | 243.68 | 163.56 | 2.61 | 14.46
2019 | 1 | 30 | 10:00 | 707 | 0.3 | -0.3 | -3.9 | -1.2 | -2.2 | 0.2 | 0 | 0.6 | 0.6 | 0.5 | 0.9 | 0 | 0 | 0 | 0 | 0 | 106.07 | 243.68 | 163.56 | 2.61 | 14.46
2019 | 1 | 30 | 11:00 | 708 | 1.1 | 0.1 | -2.2 | -0.3 | -2.1 | 1.3 | 0 | 0.6 | 0.6 | 0.5 | 0.9 | 0 | 0 | 0 | 0 | 0 | 106.07 | 243.68 | 163.56 | 2.61 | 14.46
2019 | 1 | 30 | 12:00 | 709 | 0.5 | 0 | -2.2 | -0.5 | -1.6 | 0.3 | 0 | 0.6 | 0.6 | 0.5 | 0.9 | 0 | 0 | 0 | 0 | 0 | 106.07 | 243.68 | 163.56 | 2.61 | 14.46
2019 | 1 | 30 | 13:00 | 710 | 1.3 | 0.6 | -2.5 | -0.4 | -2.5 | 0.1 | 0 | 0.6 | 0.6 | 0.5 | 0.9 | 0 | 0 | 0 | 0 | 0 | 106.07 | 243.68 | 163.56 | 2.61 | 14.46
2019 | 1 | 30 | 14:00 | 711 | 0 | 0 | -3 | -0.8 | -3.5 | 0.1 | 0 | 0.6 | 0.6 | 0.5 | 0.9 | 0 | 0 | 0 | 0 | 0 | 106.07 | 243.68 | 163.56 | 2.61 | 14.46
2019 | 1 | 30 | 15:00 | 712 | -0.2 | -1.7 | -3.5 | -1.3 | -3.8 | -0.5 | 0 | 0.6 | 0.6 | 0.5 | 0.9 | 0 | 0 | 0 | 0 | 0 | 106.07 | 243.68 | 163.56 | 2.61 | 14.46
2019 | 1 | 30 | 16:00 | 713 | -0.3 | -3.9 | -4.3 | -3.9 | -4.4 | -1.2 | 0 | 0.6 | 0.6 | 0.5 | 0.9 | 0 | 0 | 0 | 0 | 0 | 106.07 | 243.68 | 163.56 | 2.61 | 14.46
2019 | 1 | 30 | 17:00 | 714 | -0.2 | -3.9 | -4.4 | -3.9 | -5 | -1.9 | 0 | 0.6 | 0.6 | 0.5 | 0.9 | 0 | 0 | 0 | 0 | 0 | 106.07 | 243.68 | 163.56 | 2.61 | 14.46
2019 | 1 | 30 | 18:00 | 715 | -0.6 | -5.9 | -4.4 | -3.9 | -4.7 | -2.7 | 0 | 0.6 | 0.6 | 0.5 | 0.9 | 0 | 0 | 0 | 0 | 0 | 106.07 | 243.68 | 163.56 | 2.61 | 14.46
2019 | 1 | 30 | 19:00 | 716 | -1.3 | -7.4 | -4.3 | -5.7 | -5.2 | -2.9 | 0 | 0.6 | 0.6 | 0.5 | 0.9 | 0 | 0 | 0 | 0 | 0 | 106.07 | 243.68 | 163.56 | 2.61 | 14.46
2019 | 1 | 30 | 20:00 | 717 | -1.4 | -6 | -5.1 | -6.6 | -7.2 | -2.5 | 0 | 0.6 | 0.6 | 0.5 | 0.9 | 0 | 0 | 0 | 0 | 0 | 106.07 | 243.68 | 163.56 | 2.61 | 14.46
2019 | 1 | 30 | 21:00 | 718 | -1.5 | -9.3 | -5.8 | -9.6 | -8.2 | -2.3 | 0 | 0.6 | 0.6 | 0.5 | 0.9 | 0 | 0 | 0 | 0 | 0 | 106.07 | 243.68 | 163.56 | 2.61 | 14.46
2019 | 1 | 30 | 22:00 | 719 | -1.4 | -8.2 | -6.5 | -12.2 | -10.2 | -1.9 | 0 | 0.6 | 0.6 | 0.5 | 0.9 | 0 | 0 | 0 | 0 | 0 | 106.07 | 243.68 | 163.56 | 2.61 | 14.46
2019 | 1 | 30 | 23:00 | 720 | -1.4 | -4.6 | -7.2 | -14.3 | -11.1 | -1.8 | 0 | 0.6 | 0.6 | 0.5 | 0.9 | 0 | 0 | 0 | 0 | 0 | 106.07 | 243.68 | 163.56 | 2.61 | 14.46
2019 | 1 | 31 | 0:00 | 721 | -1.4 | -3.9 | -7.3 | -14 | -11.9 | -1.7 | 0.3 | 0.3 | 0.3 | 0.4 | 1 | 0 | 0 | 0 | 0 | 0 | 102.38 | 251.38 | 169.42 | 2.84 | 17.84
2019 | 1 | 31 | 1:00 | 722 | -1.5 | -3.7 | -6.7 | -13.4 | -12.2 | -1.7 | 0.3 | 0.3 | 0.3 | 0.4 | 1 | 0 | 0 | 0 | 0 | 0 | 102.38 | 251.38 | 169.42 | 2.84 | 17.84
2019 | 1 | 31 | 2:00 | 723 | -1.7 | -3.6 | -6.9 | -13.1 | -11.2 | -2 | 0.3 | 0.3 | 0.3 | 0.4 | 1 | 0 | 0 | 0 | 0 | 0 | 102.38 | 251.38 | 169.42 | 2.84 | 17.84
2019 | 1 | 31 | 3:00 | 724 | -1.9 | -3.4 | -7.1 | -12.9 | -9.5 | -2.1 | 0.3 | 0.3 | 0.3 | 0.4 | 1 | 0 | 0 | 0 | 0 | 0 | 102.38 | 251.38 | 169.42 | 2.84 | 17.84
2019 | 1 | 31 | 4:00 | 725 | -2.1 | -3 | -7.3 | -13.5 | -8.2 | -2.4 | 0.3 | 0.3 | 0.3 | 0.4 | 1 | 0 | 0 | 0 | 0 | 0 | 102.38 | 251.38 | 169.42 | 2.84 | 17.84
2019 | 1 | 31 | 5:00 | 726 | -2 | -2.7 | -7.4 | -14.3 | -8.2 | -2.6 | 0.3 | 0.3 | 0.3 | 0.4 | 1 | 0 | 0 | 0 | 0 | 0 | 102.38 | 251.38 | 169.42 | 2.84 | 17.84
2019 | 1 | 31 | 6:00 | 727 | -2.2 | -2.4 | -7.7 | -13.9 | -8.5 | -2.7 | 0.3 | 0.3 | 0.3 | 0.4 | 1 | 0 | 0 | 0 | 0 | 0 | 102.38 | 251.38 | 169.42 | 2.84 | 17.84
2019 | 1 | 31 | 7:00 | 728 | -2.3 | -2.4 | -7.4 | -13 | -8.4 | -2.7 | 0.3 | 0.3 | 0.3 | 0.4 | 1 | 0 | 0 | 0 | 0 | 0 | 102.38 | 251.38 | 169.42 | 2.84 | 17.84
2019 | 1 | 31 | 8:00 | 729 | -2.2 | -2.3 | -6 | -11.8 | -7.4 | -2.6 | 0.3 | 0.3 | 0.3 | 0.4 | 1 | 0 | 0 | 0 | 0 | 0 | 102.38 | 251.38 | 169.42 | 2.84 | 17.84
2019 | 1 | 31 | 9:00 | 730 | -2.1 | -2.3 | -5 | -9.5 | -8 | -2 | 0.3 | 0.3 | 0.3 | 0.4 | 1 | 0 | 0 | 0 | 0 | 0 | 102.38 | 251.38 | 169.42 | 2.84 | 17.84
2019 | 1 | 31 | 10:00 | 731 | -1.5 | -2.5 | -4 | -8.6 | -7.2 | -1.2 | 0.3 | 0.3 | 0.3 | 0.4 | 1 | 0 | 0 | 0 | 0 | 0 | 102.38 | 251.38 | 169.42 | 2.84 | 17.84
2019 | 1 | 31 | 11:00 | 732 | -0.9 | -2.3 | -2.4 | -7.3 | -5.9 | -0.4 | 0.3 | 0.3 | 0.3 | 0.4 | 1 | 0 | 0 | 0 | 0 | 0 | 102.38 | 251.38 | 169.42 | 2.84 | 17.84
2019 | 1 | 31 | 12:00 | 733 | -0.3 | -1.7 | -1.7 | -6.6 | -4.7 | -0.2 | 0.3 | 0.3 | 0.3 | 0.4 | 1 | 0 | 0 | 0 | 0 | 0 | 102.38 | 251.38 | 169.42 | 2.84 | 17.84
2019 | 1 | 31 | 13:00 | 734 | 0.2 | -1.5 | -1.4 | -6.9 | -5.5 | -0.1 | 0.3 | 0.3 | 0.3 | 0.4 | 1 | 0 | 0 | 0 | 0 | 0 | 102.38 | 251.38 | 169.42 | 2.84 | 17.84
2019 | 1 | 31 | 14:00 | 735 | 0.4 | -1.3 | -1.8 | -6.6 | -5.8 | 0 | 0.3 | 0.3 | 0.3 | 0.4 | 1 | 0 | 0 | 0 | 0 | 0 | 102.38 | 251.38 | 169.42 | 2.84 | 17.84
2019 | 1 | 31 | 15:00 | 736 | 0.3 | -1.3 | -2.3 | -6.1 | -5.6 | -0.1 | 0.3 | 0.3 | 0.3 | 0.4 | 1 | 0 | 0 | 0 | 0 | 0 | 102.38 | 251.38 | 169.42 | 2.84 | 17.84
2019 | 1 | 31 | 16:00 | 737 | 0.4 | -1.3 | -2.5 | -5.5 | -5.5 | -0.1 | 0.3 | 0.3 | 0.3 | 0.4 | 1 | 0 | 0 | 0 | 0 | 0 | 102.38 | 251.38 | 169.42 | 2.84 | 17.84
2019 | 1 | 31 | 17:00 | 738 | 0.4 | -1 | -2.4 | -4.8 | -4.5 | -0.2 | 0.3 | 0.3 | 0.3 | 0.4 | 1 | 0 | 0 | 0 | 0 | 0 | 102.38 | 251.38 | 169.42 | 2.84 | 17.84
2019 | 1 | 31 | 18:00 | 739 | 0.3 | -0.5 | -2.3 | -4 | -3.3 | -0.1 | 0.3 | 0.3 | 0.3 | 0.4 | 1 | 0 | 0 | 0 | 0 | 0 | 102.38 | 251.38 | 169.42 | 2.84 | 17.84
2019 | 1 | 31 | 19:00 | 740 | 0.4 | -0.3 | -1.5 | -3.5 | -2.2 | 0 | 0.3 | 0.3 | 0.3 | 0.4 | 1 | 0 | 0 | 0 | 0 | 0 | 102.38 | 251.38 | 169.42 | 2.84 | 17.84
2019 | 1 | 31 | 20:00 | 741 | 0.5 | 0 | -1.4 | -3.2 | -2 | 0.1 | 0.3 | 0.3 | 0.3 | 0.4 | 1 | 0 | 0 | 0 | 0 | 0 | 102.38 | 251.38 | 169.42 | 2.84 | 17.84
2019 | 1 | 31 | 21:00 | 742 | 0.6 | 0 | -1.4 | -3 | -1.9 | 0.2 | 0.3 | 0.3 | 0.3 | 0.4 | 1 | 0 | 0 | 0 | 0 | 0 | 102.38 | 251.38 | 169.42 | 2.84 | 17.84
2019 | 1 | 31 | 22:00 | 743 | 0.7 | 0 | -1.1 | -2.6 | -1.9 | 0.4 | 0.3 | 0.3 | 0.3 | 0.4 | 1 | 0 | 0 | 0 | 0 | 0 | 102.38 | 251.38 | 169.42 | 2.84 | 17.84
2019 | 1 | 31 | 23:00 | 744 | 0.8 | 0.1 | -1 | -2.4 | -1.8 | 0.4 | 0.3 | 0.3 | 0.3 | 0.4 | 1 | 0 | 0 | 0 | 0 | 0 | 102.38 | 251.38 | 169.42 | 2.84 | 17.84
2019 | 2 | 1 | 0:00 | 745 | 0.8 | 0.1 | -1.1 | -2.2 | -1.5 | 0.1 | 0.4 | 0.7 | 0.7 | 0.5 | 1 | 0 | 0 | 0 | 0 | 0 | 109.58 | 251 | 175.83 | 2.41 | 13.97
2019 | 2 | 1 | 1:00 | 746 | 1 | 0.2 | -1.2 | -1.9 | -1.3 | 0.2 | 0.4 | 0.7 | 0.7 | 0.5 | 1 | 0 | 0 | 0 | 0 | 0 | 109.58 | 251 | 175.83 | 2.41 | 13.97
2019 | 2 | 1 | 2:00 | 747 | 1 | 0.4 | -1 | -1.8 | -1 | 0.3 | 0.4 | 0.7 | 0.7 | 0.5 | 1 | 0 | 0 | 0 | 0 | 0 | 109.58 | 251 | 175.83 | 2.41 | 13.97
2019 | 2 | 1 | 3:00 | 748 | 0.9 | 0.4 | -0.9 | -1.7 | -0.7 | 0.4 | 0.4 | 0.7 | 0.7 | 0.5 | 1 | 0 | 0 | 0 | 0 | 0 | 109.58 | 251 | 175.83 | 2.41 | 13.97
2019 | 2 | 1 | 4:00 | 749 | 0.9 | 0.7 | -0.7 | -1.4 | -0.3 | 0.5 | 0.4 | 0.7 | 0.7 | 0.5 | 1 | 0 | 0 | 0 | 0 | 0 | 109.58 | 251 | 175.83 | 2.41 | 13.97
2019 | 2 | 1 | 5:00 | 750 | 0.8 | 0.5 | -0.5 | -1.2 | 0 | 0.3 | 0.4 | 0.7 | 0.7 | 0.5 | 1 | 0 | 0 | 0 | 0 | 0 | 109.58 | 251 | 175.83 | 2.41 | 13.97
2019 | 2 | 1 | 6:00 | 751 | 0.7 | 0.5 | -0.1 | -0.8 | 0.3 | 0.3 | 0.4 | 0.7 | 0.7 | 0.5 | 1 | 0 | 0 | 0 | 0 | 0 | 109.58 | 251 | 175.83 | 2.41 | 13.97
2019 | 2 | 1 | 7:00 | 752 | 0.8 | 0.5 | 0.1 | -0.4 | 0.5 | 0.2 | 0.4 | 0.7 | 0.7 | 0.5 | 1 | 0 | 0 | 0 | 0 | 0 | 109.58 | 251 | 175.83 | 2.41 | 13.97
2019 | 2 | 1 | 8:00 | 753 | 1 | 0.3 | 0.6 | 0.1 | 0.6 | 0.4 | 0.4 | 0.7 | 0.7 | 0.5 | 1 | 0 | 0 | 0 | 0 | 0 | 109.58 | 251 | 175.83 | 2.41 | 13.97
2019 | 2 | 1 | 9:00 | 754 | 1.1 | 0.6 | 0.7 | 0.4 | 0.8 | 0.5 | 0.4 | 0.7 | 0.7 | 0.5 | 1 | 0 | 0 | 0 | 0 | 0 | 109.58 | 251 | 175.83 | 2.41 | 13.97
2019 | 2 | 1 | 10:00 | 755 | 1.3 | 0.8 | 1.1 | 0.6 | 0.9 | 0.6 | 0.4 | 0.7 | 0.7 | 0.5 | 1 | 0 | 0 | 0 | 0 | 0 | 109.58 | 251 | 175.83 | 2.41 | 13.97
2019 | 2 | 1 | 11:00 | 756 | 1.2 | 1 | 1.2 | 0.6 | 1 | 0.8 | 0.4 | 0.7 | 0.7 | 0.5 | 1 | 0 | 0 | 0 | 0 | 0 | 109.58 | 251 | 175.83 | 2.41 | 13.97
2019 | 2 | 1 | 12:00 | 757 | 1.3 | 1 | 1.4 | 0.9 | 1.1 | 0.9 | 0.4 | 0.7 | 0.7 | 0.5 | 1 | 0 | 0 | 0 | 0 | 0 | 109.58 | 251 | 175.83 | 2.41 | 13.97
2019 | 2 | 1 | 13:00 | 758 | 1.3 | 1 | 1.4 | 0.8 | 1.1 | 0.9 | 0.4 | 0.7 | 0.7 | 0.5 | 1 | 0 | 0 | 0 | 0 | 0 | 109.58 | 251 | 175.83 | 2.41 | 13.97
2019 | 2 | 1 | 14:00 | 759 | 1.3 | 0.8 | 1.4 | 0.8 | 0.9 | 0.8 | 0.4 | 0.7 | 0.7 | 0.5 | 1 | 0 | 0 | 0 | 0 | 0 | 109.58 | 251 | 175.83 | 2.41 | 13.97
2019 | 2 | 1 | 15:00 | 760 | 1.1 | 0.8 | 1 | 0.8 | 0.9 | 0.7 | 0.4 | 0.7 | 0.7 | 0.5 | 1 | 0 | 0 | 0 | 0 | 0 | 109.58 | 251 | 175.83 | 2.41 | 13.97
2019 | 2 | 1 | 16:00 | 761 | 1 | 0.7 | 0.9 | 0.7 | 0.8 | 0.6 | 0.4 | 0.7 | 0.7 | 0.5 | 1 | 0 | 0 | 0 | 0 | 0 | 109.58 | 251 | 175.83 | 2.41 | 13.97
2019 | 2 | 1 | 17:00 | 762 | 0.7 | 0.7 | 0.8 | 0.7 | 0.8 | 0.5 | 0.4 | 0.7 | 0.7 | 0.5 | 1 | 0 | 0 | 0 | 0 | 0 | 109.58 | 251 | 175.83 | 2.41 | 13.97
2019 | 2 | 1 | 18:00 | 763 | 0.6 | 0.7 | 1 | 0.7 | 0.8 | 0.4 | 0.4 | 0.7 | 0.7 | 0.5 | 1 | 0 | 0 | 0 | 0 | 0 | 109.58 | 251 | 175.83 | 2.41 | 13.97
2019 | 2 | 1 | 19:00 | 764 | 0.6 | 0.6 | 1.1 | 0.6 | 0.9 | 0.5 | 0.4 | 0.7 | 0.7 | 0.5 | 1 | 0 | 0 | 0 | 0 | 0 | 109.58 | 251 | 175.83 | 2.41 | 13.97
2019 | 2 | 1 | 20:00 | 765 | 0.5 | 0.5 | 1 | 0.7 | 0.8 | 0.3 | 0.4 | 0.7 | 0.7 | 0.5 | 1 | 0 | 0 | 0 | 0 | 0 | 109.58 | 251 | 175.83 | 2.41 | 13.97
2019 | 2 | 1 | 21:00 | 766 | 0.4 | 0.6 | 0.7 | 0.4 | 0.8 | 0.2 | 0.4 | 0.7 | 0.7 | 0.5 | 1 | 0 | 0 | 0 | 0 | 0 | 109.58 | 251 | 175.83 | 2.41 | 13.97
2019 | 2 | 1 | 22:00 | 767 | 0.6 | 0.4 | 0.7 | 0.6 | 0.6 | 0.1 | 0.4 | 0.7 | 0.7 | 0.5 | 1 | 0 | 0 | 0 | 0 | 0 | 109.58 | 251 | 175.83 | 2.41 | 13.97
2019 | 2 | 1 | 23:00 | 768 | 0.5 | 0.4 | 0.8 | 0.3 | 0.5 | 0 | 0.4 | 0.7 | 0.7 | 0.5 | 1 | 0 | 0 | 0 | 0 | 0 | 109.58 | 251 | 175.83 | 2.41 | 13.97
2019 | 2 | 2 | 0:00 | 769 | 0.5 | 0.4 | 0.8 | 0.2 | 0.4 | 0 | 0.8 | 1.2 | 1.2 | 0.7 | 1 | 0 | 0.4 | 0 | 0 | 0 | 100.21 | 243.02 | 176.68 | 2.74 | 14.22
2019 | 2 | 2 | 1:00 | 770 | 0.6 | 0.4 | 0.8 | 0.3 | 0.3 | 0 | 0.8 | 1.2 | 1.2 | 0.7 | 1 | 0 | 0.4 | 0 | 0 | 0 | 100.21 | 243.02 | 176.68 | 2.74 | 14.22
2019 | 2 | 2 | 2:00 | 771 | 0.5 | 0.5 | 0.9 | 0.3 | 0.3 | 0 | 0.8 | 1.2 | 1.2 | 0.7 | 1 | 0 | 0.4 | 0 | 0 | 0 | 100.21 | 243.02 | 176.68 | 2.74 | 14.22
2019 | 2 | 2 | 3:00 | 772 | 0.5 | 0.6 | 1 | 0.3 | 0.3 | 0 | 0.8 | 1.2 | 1.2 | 0.7 | 1 | 0 | 0.4 | 0 | 0 | 0 | 100.21 | 243.02 | 176.68 | 2.74 | 14.22
2019 | 2 | 2 | 4:00 | 773 | 0.7 | 0.6 | 1.1 | 0.2 | 0.4 | 0.1 | 0.8 | 1.2 | 1.2 | 0.7 | 1 | 0 | 0.4 | 0 | 0 | 0 | 100.21 | 243.02 | 176.68 | 2.74 | 14.22
2019 | 2 | 2 | 5:00 | 774 | 0.7 | 0.6 | 1.1 | 0.4 | 0.5 | 0.2 | 0.8 | 1.2 | 1.2 | 0.7 | 1 | 0 | 0.4 | 0 | 0 | 0 | 100.21 | 243.02 | 176.68 | 2.74 | 14.22
2019 | 2 | 2 | 6:00 | 775 | 0.8 | 0.8 | 1 | 0.5 | 0.5 | 0.1 | 0.8 | 1.2 | 1.2 | 0.7 | 1 | 0 | 0.4 | 0 | 0 | 0 | 100.21 | 243.02 | 176.68 | 2.74 | 14.22
2019 | 2 | 2 | 7:00 | 776 | 1 | 0.8 | 1.2 | 0.7 | 0.7 | 0.3 | 0.8 | 1.2 | 1.2 | 0.7 | 1 | 0 | 0.4 | 0 | 0 | 0 | 100.21 | 243.02 | 176.68 | 2.74 | 14.22
2019 | 2 | 2 | 8:00 | 777 | 1.3 | 1 | 1.2 | 0.9 | 0.6 | 0.7 | 0.8 | 1.2 | 1.2 | 0.7 | 1 | 0 | 0.4 | 0 | 0 | 0 | 100.21 | 243.02 | 176.68 | 2.74 | 14.22
2019 | 2 | 2 | 9:00 | 778 | 1.9 | 1.3 | 1.4 | 0.8 | 0.6 | 1.1 | 0.8 | 1.2 | 1.2 | 0.7 | 1 | 0 | 0.4 | 0 | 0 | 0 | 100.21 | 243.02 | 176.68 | 2.74 | 14.22
2019 | 2 | 2 | 10:00 | 779 | 2.3 | 1.6 | 1.5 | 1 | 0.7 | 1.4 | 0.8 | 1.2 | 1.2 | 0.7 | 1 | 0 | 0.4 | 0 | 0 | 0 | 100.21 | 243.02 | 176.68 | 2.74 | 14.22
2019 | 2 | 2 | 11:00 | 780 | 2.7 | 1.8 | 1.6 | 0.7 | 0.7 | 1.9 | 0.8 | 1.2 | 1.2 | 0.7 | 1 | 0 | 0.4 | 0 | 0 | 0 | 100.21 | 243.02 | 176.68 | 2.74 | 14.22
2019 | 2 | 2 | 12:00 | 781 | 2.9 | 2 | 1.6 | 0.7 | 0.8 | 2.1 | 0.8 | 1.2 | 1.2 | 0.7 | 1 | 0 | 0.4 | 0 | 0 | 0 | 100.21 | 243.02 | 176.68 | 2.74 | 14.22
2019 | 2 | 2 | 13:00 | 782 | 3.2 | 2.1 | 1.6 | 0.9 | 1.5 | 2 | 0.8 | 1.2 | 1.2 | 0.7 | 1 | 0 | 0.4 | 0 | 0 | 0 | 100.21 | 243.02 | 176.68 | 2.74 | 14.22
2019 | 2 | 2 | 14:00 | 783 | 3.2 | 2.3 | 1.7 | 1.1 | 1.7 | 2.1 | 0.8 | 1.2 | 1.2 | 0.7 | 1 | 0 | 0.4 | 0 | 0 | 0 | 100.21 | 243.02 | 176.68 | 2.74 | 14.22
2019 | 2 | 2 | 15:00 | 784 | 3 | 2.2 | 1.8 | 1.2 | 1.7 | 2.1 | 0.8 | 1.2 | 1.2 | 0.7 | 1 | 0 | 0.4 | 0 | 0 | 0 | 100.21 | 243.02 | 176.68 | 2.74 | 14.22
2019 | 2 | 2 | 16:00 | 785 | 2.9 | 2.2 | 2 | 1.3 | 1.7 | 1.8 | 0.8 | 1.2 | 1.2 | 0.7 | 1 | 0 | 0.4 | 0 | 0 | 0 | 100.21 | 243.02 | 176.68 | 2.74 | 14.22
2019 | 2 | 2 | 17:00 | 786 | 2.9 | 2.3 | 2.3 | 1.6 | 1.9 | 1.8 | 0.8 | 1.2 | 1.2 | 0.7 | 1 | 0 | 0.4 | 0 | 0 | 0 | 100.21 | 243.02 | 176.68 | 2.74 | 14.22
2019 | 2 | 2 | 18:00 | 787 | 2.9 | 2.3 | 2.8 | 1.7 | 1.8 | 1.9 | 0.8 | 1.2 | 1.2 | 0.7 | 1 | 0 | 0.4 | 0 | 0 | 0 | 100.21 | 243.02 | 176.68 | 2.74 | 14.22
2019 | 2 | 2 | 19:00 | 788 | 2.9 | 2.2 | 3.1 | 1.7 | 1.9 | 1.8 | 0.8 | 1.2 | 1.2 | 0.7 | 1 | 0 | 0.4 | 0 | 0 | 0 | 100.21 | 243.02 | 176.68 | 2.74 | 14.22
2019 | 2 | 2 | 20:00 | 789 | 2.8 | 2.2 | 3.4 | 1.8 | 2.2 | 1.8 | 0.8 | 1.2 | 1.2 | 0.7 | 1 | 0 | 0.4 | 0 | 0 | 0 | 100.21 | 243.02 | 176.68 | 2.74 | 14.22
2019 | 2 | 2 | 21:00 | 790 | 3.1 | 2.2 | 3.6 | 2 | 2.4 | 1.9 | 0.8 | 1.2 | 1.2 | 0.7 | 1 | 0 | 0.4 | 0 | 0 | 0 | 100.21 | 243.02 | 176.68 | 2.74 | 14.22
2019 | 2 | 2 | 22:00 | 791 | 3.1 | 2.3 | 4 | 2.2 | 2.5 | 1.8 | 0.8 | 1.2 | 1.2 | 0.7 | 1 | 0 | 0.4 | 0 | 0 | 0 | 100.21 | 243.02 | 176.68 | 2.74 | 14.22
2019 | 2 | 2 | 23:00 | 792 | 3 | 2.5 | 4.1 | 2.3 | 2.4 | 1.9 | 0.8 | 1.2 | 1.2 | 0.7 | 1 | 0 | 0.4 | 0 | 0 | 0 | 100.21 | 243.02 | 176.68 | 2.74 | 14.22
2019 | 2 | 3 | 0:00 | 793 | 2.9 | 2.5 | 3.9 | 2.3 | 2.6 | 2 | 1.4 | 1.5 | 1.5 | 0.9 | 1.6 | 0 | 0.7 | 0 | 0.1 | 0 | 94.97 | 255 | 172.28 | 3.31 | 14.6
2019 | 2 | 3 | 1:00 | 794 | 2.9 | 2.3 | 3.7 | 2.5 | 2.7 | 1.8 | 1.4 | 1.5 | 1.5 | 0.9 | 1.6 | 0 | 0.7 | 0 | 0.1 | 0 | 94.97 | 255 | 172.28 | 3.31 | 14.6
2019 | 2 | 3 | 2:00 | 795 | 2.7 | 2.1 | 4.1 | 3 | 2.5 | 1.7 | 1.4 | 1.5 | 1.5 | 0.9 | 1.6 | 0 | 0.7 | 0 | 0.1 | 0 | 94.97 | 255 | 172.28 | 3.31 | 14.6
2019 | 2 | 3 | 3:00 | 796 | 2.7 | 2 | 3.6 | 3.1 | 2.5 | 1.8 | 1.4 | 1.5 | 1.5 | 0.9 | 1.6 | 0 | 0.7 | 0 | 0.1 | 0 | 94.97 | 255 | 172.28 | 3.31 | 14.6
2019 | 2 | 3 | 4:00 | 797 | 2.6 | 1.9 | 3.3 | 2.9 | 2.4 | 1.9 | 1.4 | 1.5 | 1.5 | 0.9 | 1.6 | 0 | 0.7 | 0 | 0.1 | 0 | 94.97 | 255 | 172.28 | 3.31 | 14.6
2019 | 2 | 3 | 5:00 | 798 | 2.3 | 1.6 | 2.9 | 3.3 | 2.6 | 1.8 | 1.4 | 1.5 | 1.5 | 0.9 | 1.6 | 0 | 0.7 | 0 | 0.1 | 0 | 94.97 | 255 | 172.28 | 3.31 | 14.6
2019 | 2 | 3 | 6:00 | 799 | 2.1 | 1.3 | 2.8 | 2.8 | 2.7 | 1.7 | 1.4 | 1.5 | 1.5 | 0.9 | 1.6 | 0 | 0.7 | 0 | 0.1 | 0 | 94.97 | 255 | 172.28 | 3.31 | 14.6
2019 | 2 | 3 | 7:00 | 800 | 1.8 | 0.8 | 2.5 | 2.5 | 2.8 | 1.8 | 1.4 | 1.5 | 1.5 | 0.9 | 1.6 | 0 | 0.7 | 0 | 0.1 | 0 | 94.97 | 255 | 172.28 | 3.31 | 14.6
2019 | 2 | 3 | 8:00 | 801 | 2.4 | 1.5 | 2.6 | 2.4 | 2.5 | 2 | 1.4 | 1.5 | 1.5 | 0.9 | 1.6 | 0 | 0.7 | 0 | 0.1 | 0 | 94.97 | 255 | 172.28 | 3.31 | 14.6
2019 | 2 | 3 | 9:00 | 802 | 3.1 | 1.4 | 3 | 1.9 | 2.5 | 2.4 | 1.4 | 1.5 | 1.5 | 0.9 | 1.6 | 0 | 0.7 | 0 | 0.1 | 0 | 94.97 | 255 | 172.28 | 3.31 | 14.6
2019 | 2 | 3 | 10:00 | 803 | 3.5 | 1.9 | 3.1 | 2 | 2.5 | 2.7 | 1.4 | 1.5 | 1.5 | 0.9 | 1.6 | 0 | 0.7 | 0 | 0.1 | 0 | 94.97 | 255 | 172.28 | 3.31 | 14.6
2019 | 2 | 3 | 11:00 | 804 | 3.6 | 2.3 | 3 | 2.3 | 2.1 | 3.1 | 1.4 | 1.5 | 1.5 | 0.9 | 1.6 | 0 | 0.7 | 0 | 0.1 | 0 | 94.97 | 255 | 172.28 | 3.31 | 14.6
2019 | 2 | 3 | 12:00 | 805 | 3.7 | 2.1 | 3 | 2.4 | 1.9 | 3 | 1.4 | 1.5 | 1.5 | 0.9 | 1.6 | 0 | 0.7 | 0 | 0.1 | 0 | 94.97 | 255 | 172.28 | 3.31 | 14.6
2019 | 2 | 3 | 13:00 | 806 | 3.5 | 1.5 | 2.7 | 2.1 | 2.1 | 2.6 | 1.4 | 1.5 | 1.5 | 0.9 | 1.6 | 0 | 0.7 | 0 | 0.1 | 0 | 94.97 | 255 | 172.28 | 3.31 | 14.6
2019 | 2 | 3 | 14:00 | 807 | 3.5 | 2 | 2.6 | 2.1 | 2 | 2.5 | 1.4 | 1.5 | 1.5 | 0.9 | 1.6 | 0 | 0.7 | 0 | 0.1 | 0 | 94.97 | 255 | 172.28 | 3.31 | 14.6
2019 | 2 | 3 | 15:00 | 808 | 2.4 | 2 | 2.4 | 1.1 | 1.8 | 2.4 | 1.4 | 1.5 | 1.5 | 0.9 | 1.6 | 0 | 0.7 | 0 | 0.1 | 0 | 94.97 | 255 | 172.28 | 3.31 | 14.6
2019 | 2 | 3 | 16:00 | 809 | 1.8 | 1.7 | 2 | 0.5 | 1.9 | 2.2 | 1.4 | 1.5 | 1.5 | 0.9 | 1.6 | 0 | 0.7 | 0 | 0.1 | 0 | 94.97 | 255 | 172.28 | 3.31 | 14.6
2019 | 2 | 3 | 17:00 | 810 | 1.7 | 1.2 | 2 | -0.4 | 1.7 | 1.6 | 1.4 | 1.5 | 1.5 | 0.9 | 1.6 | 0 | 0.7 | 0 | 0.1 | 0 | 94.97 | 255 | 172.28 | 3.31 | 14.6
2019 | 2 | 3 | 18:00 | 811 | 1 | 1.5 | 1.7 | -0.8 | 1.6 | 1.4 | 1.4 | 1.5 | 1.5 | 0.9 | 1.6 | 0 | 0.7 | 0 | 0.1 | 0 | 94.97 | 255 | 172.28 | 3.31 | 14.6
2019 | 2 | 3 | 19:00 | 812 | 0.2 | 1.5 | 1.3 | 0 | 1.4 | 1.2 | 1.4 | 1.5 | 1.5 | 0.9 | 1.6 | 0 | 0.7 | 0 | 0.1 | 0 | 94.97 | 255 | 172.28 | 3.31 | 14.6
2019 | 2 | 3 | 20:00 | 813 | -0.5 | 1.4 | 1.1 | -0.2 | 1.3 | 1 | 1.4 | 1.5 | 1.5 | 0.9 | 1.6 | 0 | 0.7 | 0 | 0.1 | 0 | 94.97 | 255 | 172.28 | 3.31 | 14.6
2019 | 2 | 3 | 21:00 | 814 | 1.4 | 1.2 | 1 | -0.3 | 1.2 | 1 | 1.4 | 1.5 | 1.5 | 0.9 | 1.6 | 0 | 0.7 | 0 | 0.1 | 0 | 94.97 | 255 | 172.28 | 3.31 | 14.6
2019 | 2 | 3 | 22:00 | 815 | 1.5 | 1.2 | 0.4 | -0.2 | 0.7 | 1 | 1.4 | 1.5 | 1.5 | 0.9 | 1.6 | 0 | 0.7 | 0 | 0.1 | 0 | 94.97 | 255 | 172.28 | 3.31 | 14.6
2019 | 2 | 3 | 23:00 | 816 | 1.3 | 1.1 | 0.1 | -0.2 | 0.3 | 0.9 | 1.4 | 1.5 | 1.5 | 0.9 | 1.6 | 0 | 0.7 | 0 | 0.1 | 0 | 94.97 | 255 | 172.28 | 3.31 | 14.6
2019 | 2 | 4 | 0:00 | 817 | 1.2 | 1.1 | 0 | -0.4 | 0.2 | 0.9 | 1 | 1.2 | 1.2 | 0.8 | 2.2 | 0.1 | 0.8 | 0.1 | 0 | 0 | 93.73 | 268.18 | 175.37 | 4.49 | 14.9
2019 | 2 | 4 | 1:00 | 818 | 1.2 | 0.9 | -0.1 | -0.6 | 0.1 | 0.8 | 1 | 1.2 | 1.2 | 0.8 | 2.2 | 0.1 | 0.8 | 0.1 | 0 | 0 | 93.73 | 268.18 | 175.37 | 4.49 | 14.9
2019 | 2 | 4 | 2:00 | 819 | 1.1 | 0.8 | -0.4 | -0.9 | -0.2 | 0.7 | 1 | 1.2 | 1.2 | 0.8 | 2.2 | 0.1 | 0.8 | 0.1 | 0 | 0 | 93.73 | 268.18 | 175.37 | 4.49 | 14.9
2019 | 2 | 4 | 3:00 | 820 | 1.1 | 0.9 | -0.6 | -1.1 | -0.2 | 0.6 | 1 | 1.2 | 1.2 | 0.8 | 2.2 | 0.1 | 0.8 | 0.1 | 0 | 0 | 93.73 | 268.18 | 175.37 | 4.49 | 14.9
2019 | 2 | 4 | 4:00 | 821 | 0.9 | 0.6 | -0.8 | -1.3 | -0.3 | 0.6 | 1 | 1.2 | 1.2 | 0.8 | 2.2 | 0.1 | 0.8 | 0.1 | 0 | 0 | 93.73 | 268.18 | 175.37 | 4.49 | 14.9
2019 | 2 | 4 | 5:00 | 822 | 0.9 | 0.2 | -0.8 | -1.4 | -0.7 | 0.6 | 1 | 1.2 | 1.2 | 0.8 | 2.2 | 0.1 | 0.8 | 0.1 | 0 | 0 | 93.73 | 268.18 | 175.37 | 4.49 | 14.9
2019 | 2 | 4 | 6:00 | 823 | 0.5 | 0 | -0.9 | -1.7 | -1.3 | 0.5 | 1 | 1.2 | 1.2 | 0.8 | 2.2 | 0.1 | 0.8 | 0.1 | 0 | 0 | 93.73 | 268.18 | 175.37 | 4.49 | 14.9
2019 | 2 | 4 | 7:00 | 824 | 0.2 | 0 | -1.2 | -1.8 | -1.4 | 0.5 | 1 | 1.2 | 1.2 | 0.8 | 2.2 | 0.1 | 0.8 | 0.1 | 0 | 0 | 93.73 | 268.18 | 175.37 | 4.49 | 14.9
2019 | 2 | 4 | 8:00 | 825 | 0.1 | -0.1 | -0.9 | -1.9 | -1.5 | 0.5 | 1 | 1.2 | 1.2 | 0.8 | 2.2 | 0.1 | 0.8 | 0.1 | 0 | 0 | 93.73 | 268.18 | 175.37 | 4.49 | 14.9
2019 | 2 | 4 | 9:00 | 826 | -0.1 | -0.2 | -0.3 | -1.9 | -1.7 | 0.4 | 1 | 1.2 | 1.2 | 0.8 | 2.2 | 0.1 | 0.8 | 0.1 | 0 | 0 | 93.73 | 268.18 | 175.37 | 4.49 | 14.9
2019 | 2 | 4 | 10:00 | 827 | 0 | -0.9 | -0.4 | -1.9 | -1.9 | 0.1 | 1 | 1.2 | 1.2 | 0.8 | 2.2 | 0.1 | 0.8 | 0.1 | 0 | 0 | 93.73 | 268.18 | 175.37 | 4.49 | 14.9
2019 | 2 | 4 | 11:00 | 828 | -0.1 | -0.6 | -0.3 | -1.6 | -1.8 | -0.1 | 1 | 1.2 | 1.2 | 0.8 | 2.2 | 0.1 | 0.8 | 0.1 | 0 | 0 | 93.73 | 268.18 | 175.37 | 4.49 | 14.9
2019 | 2 | 4 | 12:00 | 829 | -0.3 | -0.7 | 0.2 | -1.7 | -1.6 | -0.7 | 1 | 1.2 | 1.2 | 0.8 | 2.2 | 0.1 | 0.8 | 0.1 | 0 | 0 | 93.73 | 268.18 | 175.37 | 4.49 | 14.9
2019 | 2 | 4 | 13:00 | 830 | -0.7 | -1 | 0.4 | -1.7 | -1.6 | -0.9 | 1 | 1.2 | 1.2 | 0.8 | 2.2 | 0.1 | 0.8 | 0.1 | 0 | 0 | 93.73 | 268.18 | 175.37 | 4.49 | 14.9
2019 | 2 | 4 | 14:00 | 831 | -1.2 | -1.2 | 0.2 | -1.5 | -1.8 | -1.2 | 1 | 1.2 | 1.2 | 0.8 | 2.2 | 0.1 | 0.8 | 0.1 | 0 | 0 | 93.73 | 268.18 | 175.37 | 4.49 | 14.9
2019 | 2 | 4 | 15:00 | 832 | -1.4 | -1.7 | 0.6 | -1.3 | -1.9 | -1.5 | 1 | 1.2 | 1.2 | 0.8 | 2.2 | 0.1 | 0.8 | 0.1 | 0 | 0 | 93.73 | 268.18 | 175.37 | 4.49 | 14.9
2019 | 2 | 4 | 16:00 | 833 | -1.7 | -1.8 | 0.9 | -1.2 | -1.8 | -1.9 | 1 | 1.2 | 1.2 | 0.8 | 2.2 | 0.1 | 0.8 | 0.1 | 0 | 0 | 93.73 | 268.18 | 175.37 | 4.49 | 14.9
2019 | 2 | 4 | 17:00 | 834 | -1.7 | -1.9 | 0.9 | -1.1 | -1.7 | -2 | 1 | 1.2 | 1.2 | 0.8 | 2.2 | 0.1 | 0.8 | 0.1 | 0 | 0 | 93.73 | 268.18 | 175.37 | 4.49 | 14.9
2019 | 2 | 4 | 18:00 | 835 | -1.7 | -1.9 | 1.3 | -1.5 | -1.6 | -2.3 | 1 | 1.2 | 1.2 | 0.8 | 2.2 | 0.1 | 0.8 | 0.1 | 0 | 0 | 93.73 | 268.18 | 175.37 | 4.49 | 14.9
2019 | 2 | 4 | 19:00 | 836 | -1.7 | -1.9 | 1.5 | -1.5 | -1.5 | -2.3 | 1 | 1.2 | 1.2 | 0.8 | 2.2 | 0.1 | 0.8 | 0.1 | 0 | 0 | 93.73 | 268.18 | 175.37 | 4.49 | 14.9
2019 | 2 | 4 | 20:00 | 837 | -1.2 | -1.7 | 1.9 | -2.1 | -1.4 | -2.3 | 1 | 1.2 | 1.2 | 0.8 | 2.2 | 0.1 | 0.8 | 0.1 | 0 | 0 | 93.73 | 268.18 | 175.37 | 4.49 | 14.9
2019 | 2 | 4 | 21:00 | 838 | -1.1 | -1.6 | 1.9 | -2.3 | -1.5 | -2.2 | 1 | 1.2 | 1.2 | 0.8 | 2.2 | 0.1 | 0.8 | 0.1 | 0 | 0 | 93.73 | 268.18 | 175.37 | 4.49 | 14.9
2019 | 2 | 4 | 22:00 | 839 | -1.1 | -1.4 | 1.2 | -2.1 | -2.2 | -2.2 | 1 | 1.2 | 1.2 | 0.8 | 2.2 | 0.1 | 0.8 | 0.1 | 0 | 0 | 93.73 | 268.18 | 175.37 | 4.49 | 14.9
2019 | 2 | 4 | 23:00 | 840 | -1.4 | -1.4 | 0.7 | -2 | -1.9 | -2.1 | 1 | 1.2 | 1.2 | 0.8 | 2.2 | 0.1 | 0.8 | 0.1 | 0 | 0 | 93.73 | 268.18 | 175.37 | 4.49 | 14.9
2019 | 2 | 5 | 0:00 | 841 | -1.2 | -0.9 | 0.3 | -2.1 | -1.6 | -1.9 | 0.8 | 1 | 1 | 0.7 | 2.5 | 0.2 | 1.1 | 0 | 0.1 | 0 | 96.32 | 275.31 | 184.43 | 6.26 | 20.28
2019 | 2 | 5 | 1:00 | 842 | -1.2 | -1.1 | 0.1 | -2.3 | -2.3 | -1.9 | 0.8 | 1 | 1 | 0.7 | 2.5 | 0.2 | 1.1 | 0 | 0.1 | 0 | 96.32 | 275.31 | 184.43 | 6.26 | 20.28
2019 | 2 | 5 | 2:00 | 843 | -1.2 | -1.4 | -0.2 | -2.3 | -2.1 | -1.7 | 0.8 | 1 | 1 | 0.7 | 2.5 | 0.2 | 1.1 | 0 | 0.1 | 0 | 96.32 | 275.31 | 184.43 | 6.26 | 20.28
2019 | 2 | 5 | 3:00 | 844 | -1.6 | -1.7 | -0.3 | -2.3 | -1.9 | -1.7 | 0.8 | 1 | 1 | 0.7 | 2.5 | 0.2 | 1.1 | 0 | 0.1 | 0 | 96.32 | 275.31 | 184.43 | 6.26 | 20.28
2019 | 2 | 5 | 4:00 | 845 | -1.8 | -1.9 | -0.1 | -2.3 | -2 | -2 | 0.8 | 1 | 1 | 0.7 | 2.5 | 0.2 | 1.1 | 0 | 0.1 | 0 | 96.32 | 275.31 | 184.43 | 6.26 | 20.28
2019 | 2 | 5 | 5:00 | 846 | -1.9 | -2.1 | -0.4 | -2.4 | -2.3 | -2.2 | 0.8 | 1 | 1 | 0.7 | 2.5 | 0.2 | 1.1 | 0 | 0.1 | 0 | 96.32 | 275.31 | 184.43 | 6.26 | 20.28
2019 | 2 | 5 | 6:00 | 847 | -2 | -2.1 | -1.4 | -2.6 | -2.7 | -2.4 | 0.8 | 1 | 1 | 0.7 | 2.5 | 0.2 | 1.1 | 0 | 0.1 | 0 | 96.32 | 275.31 | 184.43 | 6.26 | 20.28
2019 | 2 | 5 | 7:00 | 848 | -1.9 | -2 | -1.3 | -2.4 | -2.8 | -2.4 | 0.8 | 1 | 1 | 0.7 | 2.5 | 0.2 | 1.1 | 0 | 0.1 | 0 | 96.32 | 275.31 | 184.43 | 6.26 | 20.28
2019 | 2 | 5 | 8:00 | 849 | -1.7 | -2.1 | -1 | -2.2 | -2.6 | -2.4 | 0.8 | 1 | 1 | 0.7 | 2.5 | 0.2 | 1.1 | 0 | 0.1 | 0 | 96.32 | 275.31 | 184.43 | 6.26 | 20.28
2019 | 2 | 5 | 9:00 | 850 | -1.6 | -2 | -0.3 | -1.7 | -2.4 | -2.5 | 0.8 | 1 | 1 | 0.7 | 2.5 | 0.2 | 1.1 | 0 | 0.1 | 0 | 96.32 | 275.31 | 184.43 | 6.26 | 20.28
2019 | 2 | 5 | 10:00 | 851 | -1.4 | -1.8 | -0.2 | -1.1 | -2.1 | -2.4 | 0.8 | 1 | 1 | 0.7 | 2.5 | 0.2 | 1.1 | 0 | 0.1 | 0 | 96.32 | 275.31 | 184.43 | 6.26 | 20.28
2019 | 2 | 5 | 11:00 | 852 | -1.2 | -1.9 | 0.1 | -0.3 | -1.8 | -2.2 | 0.8 | 1 | 1 | 0.7 | 2.5 | 0.2 | 1.1 | 0 | 0.1 | 0 | 96.32 | 275.31 | 184.43 | 6.26 | 20.28
2019 | 2 | 5 | 12:00 | 853 | -1.2 | -1.7 | -0.4 | -0.5 | -1.9 | -2.1 | 0.8 | 1 | 1 | 0.7 | 2.5 | 0.2 | 1.1 | 0 | 0.1 | 0 | 96.32 | 275.31 | 184.43 | 6.26 | 20.28
2019 | 2 | 5 | 13:00 | 854 | -1.1 | -1.5 | -0.5 | -0.2 | -1.9 | -1.8 | 0.8 | 1 | 1 | 0.7 | 2.5 | 0.2 | 1.1 | 0 | 0.1 | 0 | 96.32 | 275.31 | 184.43 | 6.26 | 20.28
2019 | 2 | 5 | 14:00 | 855 | -1.1 | -1.5 | -0.3 | -1 | -2.1 | -1.7 | 0.8 | 1 | 1 | 0.7 | 2.5 | 0.2 | 1.1 | 0 | 0.1 | 0 | 96.32 | 275.31 | 184.43 | 6.26 | 20.28
2019 | 2 | 5 | 15:00 | 856 | -1.1 | -1.4 | 0.2 | -1.4 | -2.1 | -1.6 | 0.8 | 1 | 1 | 0.7 | 2.5 | 0.2 | 1.1 | 0 | 0.1 | 0 | 96.32 | 275.31 | 184.43 | 6.26 | 20.28
2019 | 2 | 5 | 16:00 | 857 | -1.1 | -1.6 | 0.4 | -1.4 | -2.1 | -1.6 | 0.8 | 1 | 1 | 0.7 | 2.5 | 0.2 | 1.1 | 0 | 0.1 | 0 | 96.32 | 275.31 | 184.43 | 6.26 | 20.28
2019 | 2 | 5 | 17:00 | 858 | -1.1 | -1.9 | 0.5 | -1.4 | -2.1 | -1.6 | 0.8 | 1 | 1 | 0.7 | 2.5 | 0.2 | 1.1 | 0 | 0.1 | 0 | 96.32 | 275.31 | 184.43 | 6.26 | 20.28
2019 | 2 | 5 | 18:00 | 859 | -0.8 | -2.4 | 0.7 | -1.3 | -1.9 | -1.6 | 0.8 | 1 | 1 | 0.7 | 2.5 | 0.2 | 1.1 | 0 | 0.1 | 0 | 96.32 | 275.31 | 184.43 | 6.26 | 20.28
2019 | 2 | 5 | 19:00 | 860 | -0.8 | -1.3 | 0.9 | -1.1 | -1.9 | -1.4 | 0.8 | 1 | 1 | 0.7 | 2.5 | 0.2 | 1.1 | 0 | 0.1 | 0 | 96.32 | 275.31 | 184.43 | 6.26 | 20.28
2019 | 2 | 5 | 20:00 | 861 | -0.6 | -1.4 | 1.2 | -0.8 | -1.9 | -1.2 | 0.8 | 1 | 1 | 0.7 | 2.5 | 0.2 | 1.1 | 0 | 0.1 | 0 | 96.32 | 275.31 | 184.43 | 6.26 | 20.28
2019 | 2 | 5 | 21:00 | 862 | -0.7 | -1.4 | 2.1 | -0.4 | -1.6 | -1.2 | 0.8 | 1 | 1 | 0.7 | 2.5 | 0.2 | 1.1 | 0 | 0.1 | 0 | 96.32 | 275.31 | 184.43 | 6.26 | 20.28
2019 | 2 | 5 | 22:00 | 863 | -0.8 | -1.1 | 2.5 | -0.2 | -1.3 | -1.1 | 0.8 | 1 | 1 | 0.7 | 2.5 | 0.2 | 1.1 | 0 | 0.1 | 0 | 96.32 | 275.31 | 184.43 | 6.26 | 20.28
2019 | 2 | 5 | 23:00 | 864 | -0.8 | -1.1 | 2.6 | 0.4 | -1 | -1.3 | 0.8 | 1 | 1 | 0.7 | 2.5 | 0.2 | 1.1 | 0 | 0.1 | 0 | 96.32 | 275.31 | 184.43 | 6.26 | 20.28
2019 | 2 | 6 | 0:00 | 865 | -0.7 | -1 | 2.6 | 0.9 | -0.6 | -1.4 | 1.2 | 1.3 | 1.3 | 0.7 | 2.5 | 0.2 | 0.7 | 0.1 | 0.2 | 0 | 98.02 | 284.87 | 190.86 | 8.44 | 19.96
2019 | 2 | 6 | 1:00 | 866 | -0.7 | -0.9 | 2.8 | 1.3 | 0 | -1.4 | 1.2 | 1.3 | 1.3 | 0.7 | 2.5 | 0.2 | 0.7 | 0.1 | 0.2 | 0 | 98.02 | 284.87 | 190.86 | 8.44 | 19.96
2019 | 2 | 6 | 2:00 | 867 | -0.5 | -0.5 | 2.5 | 1.1 | 0.6 | -1.3 | 1.2 | 1.3 | 1.3 | 0.7 | 2.5 | 0.2 | 0.7 | 0.1 | 0.2 | 0 | 98.02 | 284.87 | 190.86 | 8.44 | 19.96
2019 | 2 | 6 | 3:00 | 868 | -0.5 | -0.3 | 2.1 | 1.3 | 1 | -1.2 | 1.2 | 1.3 | 1.3 | 0.7 | 2.5 | 0.2 | 0.7 | 0.1 | 0.2 | 0 | 98.02 | 284.87 | 190.86 | 8.44 | 19.96
2019 | 2 | 6 | 4:00 | 869 | -0.1 | 0.1 | 2.3 | 1.3 | 1 | -1.1 | 1.2 | 1.3 | 1.3 | 0.7 | 2.5 | 0.2 | 0.7 | 0.1 | 0.2 | 0 | 98.02 | 284.87 | 190.86 | 8.44 | 19.96
2019 | 2 | 6 | 5:00 | 870 | 0.2 | 0.3 | 2.1 | 1.3 | 1.2 | -1 | 1.2 | 1.3 | 1.3 | 0.7 | 2.5 | 0.2 | 0.7 | 0.1 | 0.2 | 0 | 98.02 | 284.87 | 190.86 | 8.44 | 19.96
2019 | 2 | 6 | 6:00 | 871 | 0.4 | 0.8 | 1.9 | 1.2 | 1.1 | -0.7 | 1.2 | 1.3 | 1.3 | 0.7 | 2.5 | 0.2 | 0.7 | 0.1 | 0.2 | 0 | 98.02 | 284.87 | 190.86 | 8.44 | 19.96
2019 | 2 | 6 | 7:00 | 872 | 0.7 | 0.9 | 1.7 | 0.6 | 1.1 | -0.4 | 1.2 | 1.3 | 1.3 | 0.7 | 2.5 | 0.2 | 0.7 | 0.1 | 0.2 | 0 | 98.02 | 284.87 | 190.86 | 8.44 | 19.96
2019 | 2 | 6 | 8:00 | 873 | 1.2 | 0.9 | 1.5 | 0.4 | 1.3 | 0 | 1.2 | 1.3 | 1.3 | 0.7 | 2.5 | 0.2 | 0.7 | 0.1 | 0.2 | 0 | 98.02 | 284.87 | 190.86 | 8.44 | 19.96
2019 | 2 | 6 | 9:00 | 874 | 1.5 | 1.1 | 1.6 | 0 | 1.3 | 0.6 | 1.2 | 1.3 | 1.3 | 0.7 | 2.5 | 0.2 | 0.7 | 0.1 | 0.2 | 0 | 98.02 | 284.87 | 190.86 | 8.44 | 19.96
2019 | 2 | 6 | 10:00 | 875 | 1.5 | 1.1 | 1.9 | -0.1 | 1.2 | 0.9 | 1.2 | 1.3 | 1.3 | 0.7 | 2.5 | 0.2 | 0.7 | 0.1 | 0.2 | 0 | 98.02 | 284.87 | 190.86 | 8.44 | 19.96
2019 | 2 | 6 | 11:00 | 876 | 1.6 | 1.2 | 1.9 | -0.3 | 0.9 | 0.9 | 1.2 | 1.3 | 1.3 | 0.7 | 2.5 | 0.2 | 0.7 | 0.1 | 0.2 | 0 | 98.02 | 284.87 | 190.86 | 8.44 | 19.96
2019 | 2 | 6 | 12:00 | 877 | 1.5 | 1.4 | 1.3 | -0.3 | 0.5 | 1 | 1.2 | 1.3 | 1.3 | 0.7 | 2.5 | 0.2 | 0.7 | 0.1 | 0.2 | 0 | 98.02 | 284.87 | 190.86 | 8.44 | 19.96
2019 | 2 | 6 | 13:00 | 878 | 1.1 | 1.5 | 1.3 | -0.6 | 0 | 1 | 1.2 | 1.3 | 1.3 | 0.7 | 2.5 | 0.2 | 0.7 | 0.1 | 0.2 | 0 | 98.02 | 284.87 | 190.86 | 8.44 | 19.96
2019 | 2 | 6 | 14:00 | 879 | 1 | 1.3 | 1.3 | -1 | -0.2 | 0.8 | 1.2 | 1.3 | 1.3 | 0.7 | 2.5 | 0.2 | 0.7 | 0.1 | 0.2 | 0 | 98.02 | 284.87 | 190.86 | 8.44 | 19.96
2019 | 2 | 6 | 15:00 | 880 | 0.9 | 0.6 | 1.3 | -1.5 | -0.7 | 0.8 | 1.2 | 1.3 | 1.3 | 0.7 | 2.5 | 0.2 | 0.7 | 0.1 | 0.2 | 0 | 98.02 | 284.87 | 190.86 | 8.44 | 19.96
2019 | 2 | 6 | 16:00 | 881 | 0.7 | 0.7 | 0.2 | -3.7 | -1.4 | 0.8 | 1.2 | 1.3 | 1.3 | 0.7 | 2.5 | 0.2 | 0.7 | 0.1 | 0.2 | 0 | 98.02 | 284.87 | 190.86 | 8.44 | 19.96
2019 | 2 | 6 | 17:00 | 882 | 0.6 | 0.4 | 0 | -5.4 | -2.7 | 0.5 | 1.2 | 1.3 | 1.3 | 0.7 | 2.5 | 0.2 | 0.7 | 0.1 | 0.2 | 0 | 98.02 | 284.87 | 190.86 | 8.44 | 19.96
2019 | 2 | 6 | 18:00 | 883 | 0.4 | 0.2 | 0.7 | -6.1 | -4 | 0.1 | 1.2 | 1.3 | 1.3 | 0.7 | 2.5 | 0.2 | 0.7 | 0.1 | 0.2 | 0 | 98.02 | 284.87 | 190.86 | 8.44 | 19.96
2019 | 2 | 6 | 19:00 | 884 | 0.4 | 0 | 0.8 | -6.3 | -4.8 | -0.2 | 1.2 | 1.3 | 1.3 | 0.7 | 2.5 | 0.2 | 0.7 | 0.1 | 0.2 | 0 | 98.02 | 284.87 | 190.86 | 8.44 | 19.96
2019 | 2 | 6 | 20:00 | 885 | 0.5 | 0.1 | 0.6 | -6.8 | -5 | -0.4 | 1.2 | 1.3 | 1.3 | 0.7 | 2.5 | 0.2 | 0.7 | 0.1 | 0.2 | 0 | 98.02 | 284.87 | 190.86 | 8.44 | 19.96
2019 | 2 | 6 | 21:00 | 886 | 0.4 | 0 | 1.1 | -4.8 | -5 | -0.6 | 1.2 | 1.3 | 1.3 | 0.7 | 2.5 | 0.2 | 0.7 | 0.1 | 0.2 | 0 | 98.02 | 284.87 | 190.86 | 8.44 | 19.96
2019 | 2 | 6 | 22:00 | 887 | 0.2 | -0.1 | 1.1 | -2.7 | -4.4 | -0.7 | 1.2 | 1.3 | 1.3 | 0.7 | 2.5 | 0.2 | 0.7 | 0.1 | 0.2 | 0 | 98.02 | 284.87 | 190.86 | 8.44 | 19.96
2019 | 2 | 6 | 23:00 | 888 | -0.4 | -0.3 | 1.4 | -1.9 | -3.2 | -0.5 | 1.2 | 1.3 | 1.3 | 0.7 | 2.5 | 0.2 | 0.7 | 0.1 | 0.2 | 0 | 98.02 | 284.87 | 190.86 | 8.44 | 19.96
2019 | 2 | 7 | 0:00 | 889 | -0.5 | -0.2 | 1.3 | -1.5 | -1.6 | -0.3 | 1 | 1.6 | 1.6 | 0.7 | 1.9 | 0.2 | 0.5 | 0.2 | 0.2 | 0 | 98.94 | 297.89 | 193.42 | 10.07 | 20.17
2019 | 2 | 7 | 1:00 | 890 | -0.2 | 0 | 0.8 | -1.1 | -0.8 | -1.6 | 1 | 1.6 | 1.6 | 0.7 | 1.9 | 0.2 | 0.5 | 0.2 | 0.2 | 0 | 98.94 | 297.89 | 193.42 | 10.07 | 20.17
2019 | 2 | 7 | 2:00 | 891 | -0.1 | -0.4 | 0.6 | -0.3 | -0.3 | -1.9 | 1 | 1.6 | 1.6 | 0.7 | 1.9 | 0.2 | 0.5 | 0.2 | 0.2 | 0 | 98.94 | 297.89 | 193.42 | 10.07 | 20.17
2019 | 2 | 7 | 3:00 | 892 | 0 | 0.1 | 0.8 | 0.3 | 0.3 | -1.5 | 1 | 1.6 | 1.6 | 0.7 | 1.9 | 0.2 | 0.5 | 0.2 | 0.2 | 0 | 98.94 | 297.89 | 193.42 | 10.07 | 20.17
2019 | 2 | 7 | 4:00 | 893 | 0.1 | 0.2 | 1.2 | 0.2 | 0.7 | -1.6 | 1 | 1.6 | 1.6 | 0.7 | 1.9 | 0.2 | 0.5 | 0.2 | 0.2 | 0 | 98.94 | 297.89 | 193.42 | 10.07 | 20.17
2019 | 2 | 7 | 5:00 | 894 | 0.3 | 0.4 | 1 | 0.2 | 0.6 | -1.4 | 1 | 1.6 | 1.6 | 0.7 | 1.9 | 0.2 | 0.5 | 0.2 | 0.2 | 0 | 98.94 | 297.89 | 193.42 | 10.07 | 20.17
2019 | 2 | 7 | 6:00 | 895 | 0.1 | 0 | 1.1 | 0.3 | 0.2 | -0.9 | 1 | 1.6 | 1.6 | 0.7 | 1.9 | 0.2 | 0.5 | 0.2 | 0.2 | 0 | 98.94 | 297.89 | 193.42 | 10.07 | 20.17
2019 | 2 | 7 | 7:00 | 896 | 0.2 | 0.6 | 1.1 | 0.3 | 0.4 | -0.4 | 1 | 1.6 | 1.6 | 0.7 | 1.9 | 0.2 | 0.5 | 0.2 | 0.2 | 0 | 98.94 | 297.89 | 193.42 | 10.07 | 20.17
2019 | 2 | 7 | 8:00 | 897 | 1 | 1.1 | 1.2 | 0.3 | 0.4 | 0.4 | 1 | 1.6 | 1.6 | 0.7 | 1.9 | 0.2 | 0.5 | 0.2 | 0.2 | 0 | 98.94 | 297.89 | 193.42 | 10.07 | 20.17
2019 | 2 | 7 | 9:00 | 898 | 1.6 | 1.3 | 1.3 | 0.5 | 0.8 | 1 | 1 | 1.6 | 1.6 | 0.7 | 1.9 | 0.2 | 0.5 | 0.2 | 0.2 | 0 | 98.94 | 297.89 | 193.42 | 10.07 | 20.17
2019 | 2 | 7 | 10:00 | 899 | 2.1 | 1.4 | 1.1 | 0.6 | 1.4 | 1.4 | 1 | 1.6 | 1.6 | 0.7 | 1.9 | 0.2 | 0.5 | 0.2 | 0.2 | 0 | 98.94 | 297.89 | 193.42 | 10.07 | 20.17
2019 | 2 | 7 | 11:00 | 900 | 2.6 | 1.7 | 1.2 | 0.7 | 1.3 | 1.6 | 1 | 1.6 | 1.6 | 0.7 | 1.9 | 0.2 | 0.5 | 0.2 | 0.2 | 0 | 98.94 | 297.89 | 193.42 | 10.07 | 20.17
2019 | 2 | 7 | 12:00 | 901 | 3.3 | 1.7 | 0.9 | 0.5 | 1.3 | 2 | 1 | 1.6 | 1.6 | 0.7 | 1.9 | 0.2 | 0.5 | 0.2 | 0.2 | 0 | 98.94 | 297.89 | 193.42 | 10.07 | 20.17
2019 | 2 | 7 | 13:00 | 902 | 4.4 | 1.9 | 0.7 | 0.6 | 1.4 | 2.2 | 1 | 1.6 | 1.6 | 0.7 | 1.9 | 0.2 | 0.5 | 0.2 | 0.2 | 0 | 98.94 | 297.89 | 193.42 | 10.07 | 20.17
2019 | 2 | 7 | 14:00 | 903 | 3.9 | 2.2 | 1.4 | 0.8 | 1.6 | 3 | 1 | 1.6 | 1.6 | 0.7 | 1.9 | 0.2 | 0.5 | 0.2 | 0.2 | 0 | 98.94 | 297.89 | 193.42 | 10.07 | 20.17
2019 | 2 | 7 | 15:00 | 904 | 3.4 | 1.9 | 1.8 | 0.8 | 1.4 | 2 | 1 | 1.6 | 1.6 | 0.7 | 1.9 | 0.2 | 0.5 | 0.2 | 0.2 | 0 | 98.94 | 297.89 | 193.42 | 10.07 | 20.17
2019 | 2 | 7 | 16:00 | 905 | 2.4 | 0.9 | 1.8 | 0.7 | 1.4 | 0.8 | 1 | 1.6 | 1.6 | 0.7 | 1.9 | 0.2 | 0.5 | 0.2 | 0.2 | 0 | 98.94 | 297.89 | 193.42 | 10.07 | 20.17
2019 | 2 | 7 | 17:00 | 906 | 1.9 | 0.4 | 2.1 | 0.9 | 1.4 | 0.5 | 1 | 1.6 | 1.6 | 0.7 | 1.9 | 0.2 | 0.5 | 0.2 | 0.2 | 0 | 98.94 | 297.89 | 193.42 | 10.07 | 20.17
2019 | 2 | 7 | 18:00 | 907 | 1.6 | -0.1 | 2.5 | 1.1 | 1.4 | 0.6 | 1 | 1.6 | 1.6 | 0.7 | 1.9 | 0.2 | 0.5 | 0.2 | 0.2 | 0 | 98.94 | 297.89 | 193.42 | 10.07 | 20.17
2019 | 2 | 7 | 19:00 | 908 | 1.1 | -0.1 | 2.3 | 1.5 | 1.3 | 0.1 | 1 | 1.6 | 1.6 | 0.7 | 1.9 | 0.2 | 0.5 | 0.2 | 0.2 | 0 | 98.94 | 297.89 | 193.42 | 10.07 | 20.17
2019 | 2 | 7 | 20:00 | 909 | 1 | -1 | 2.4 | 1.1 | 1.3 | 0.3 | 1 | 1.6 | 1.6 | 0.7 | 1.9 | 0.2 | 0.5 | 0.2 | 0.2 | 0 | 98.94 | 297.89 | 193.42 | 10.07 | 20.17
2019 | 2 | 7 | 21:00 | 910 | 1.2 | 0.5 | 2.3 | 0.5 | 1.3 | 0.4 | 1 | 1.6 | 1.6 | 0.7 | 1.9 | 0.2 | 0.5 | 0.2 | 0.2 | 0 | 98.94 | 297.89 | 193.42 | 10.07 | 20.17
2019 | 2 | 7 | 22:00 | 911 | 1.1 | -0.2 | 2.7 | 1.3 | 1.4 | -0.1 | 1 | 1.6 | 1.6 | 0.7 | 1.9 | 0.2 | 0.5 | 0.2 | 0.2 | 0 | 98.94 | 297.89 | 193.42 | 10.07 | 20.17
2019 | 2 | 7 | 23:00 | 912 | 0.7 | -1.1 | 2.4 | 1.4 | 1 | -0.7 | 1 | 1.6 | 1.6 | 0.7 | 1.9 | 0.2 | 0.5 | 0.2 | 0.2 | 0 | 98.94 | 297.89 | 193.42 | 10.07 | 20.17
2019 | 2 | 8 | 0:00 | 913 | 0.5 | -0.9 | 2 | 1.3 | 1.1 | -0.6 | 1 | 1.7 | 1.7 | 0.9 | 2 | 0.2 | 1.2 | 0.3 | 0.2 | 0 | 97.11 | 305.01 | 193.57 | 10.69 | 19.83
2019 | 2 | 8 | 1:00 | 914 | 0.4 | -0.5 | 1.6 | 1 | 0.8 | -1.2 | 1 | 1.7 | 1.7 | 0.9 | 2 | 0.2 | 1.2 | 0.3 | 0.2 | 0 | 97.11 | 305.01 | 193.57 | 10.69 | 19.83
2019 | 2 | 8 | 2:00 | 915 | 0 | -0.6 | 1.7 | 0.9 | 0.3 | -1.4 | 1 | 1.7 | 1.7 | 0.9 | 2 | 0.2 | 1.2 | 0.3 | 0.2 | 0 | 97.11 | 305.01 | 193.57 | 10.69 | 19.83
2019 | 2 | 8 | 3:00 | 916 | -0.6 | -0.7 | 2.2 | 0.4 | -0.2 | -2 | 1 | 1.7 | 1.7 | 0.9 | 2 | 0.2 | 1.2 | 0.3 | 0.2 | 0 | 97.11 | 305.01 | 193.57 | 10.69 | 19.83
2019 | 2 | 8 | 4:00 | 917 | -0.7 | -1 | 1.9 | 0 | -0.2 | -2.2 | 1 | 1.7 | 1.7 | 0.9 | 2 | 0.2 | 1.2 | 0.3 | 0.2 | 0 | 97.11 | 305.01 | 193.57 | 10.69 | 19.83
2019 | 2 | 8 | 5:00 | 918 | -0.7 | -0.7 | 2.2 | 0.2 | -0.2 | -2.2 | 1 | 1.7 | 1.7 | 0.9 | 2 | 0.2 | 1.2 | 0.3 | 0.2 | 0 | 97.11 | 305.01 | 193.57 | 10.69 | 19.83
2019 | 2 | 8 | 6:00 | 919 | -0.3 | -1 | 1.9 | 0.5 | -0.1 | -2 | 1 | 1.7 | 1.7 | 0.9 | 2 | 0.2 | 1.2 | 0.3 | 0.2 | 0 | 97.11 | 305.01 | 193.57 | 10.69 | 19.83
2019 | 2 | 8 | 7:00 | 920 | 0.1 | -0.3 | 2.4 | 0.5 | 0 | -1.6 | 1 | 1.7 | 1.7 | 0.9 | 2 | 0.2 | 1.2 | 0.3 | 0.2 | 0 | 97.11 | 305.01 | 193.57 | 10.69 | 19.83
2019 | 2 | 8 | 8:00 | 921 | 0.5 | 0.4 | 2.7 | 1.1 | 0.4 | -0.8 | 1 | 1.7 | 1.7 | 0.9 | 2 | 0.2 | 1.2 | 0.3 | 0.2 | 0 | 97.11 | 305.01 | 193.57 | 10.69 | 19.83
2019 | 2 | 8 | 9:00 | 922 | 1.3 | 1.1 | 3.2 | 2.4 | 1 | 0 | 1 | 1.7 | 1.7 | 0.9 | 2 | 0.2 | 1.2 | 0.3 | 0.2 | 0 | 97.11 | 305.01 | 193.57 | 10.69 | 19.83
2019 | 2 | 8 | 10:00 | 923 | 2.1 | 1.5 | 3.1 | 2.8 | 1.8 | 0.5 | 1 | 1.7 | 1.7 | 0.9 | 2 | 0.2 | 1.2 | 0.3 | 0.2 | 0 | 97.11 | 305.01 | 193.57 | 10.69 | 19.83
2019 | 2 | 8 | 11:00 | 924 | 2.7 | 2.2 | 3 | 2.8 | 2.2 | 1.1 | 1 | 1.7 | 1.7 | 0.9 | 2 | 0.2 | 1.2 | 0.3 | 0.2 | 0 | 97.11 | 305.01 | 193.57 | 10.69 | 19.83
2019 | 2 | 8 | 12:00 | 925 | 3.5 | 1.9 | 3 | 2.8 | 2.3 | 2.1 | 1 | 1.7 | 1.7 | 0.9 | 2 | 0.2 | 1.2 | 0.3 | 0.2 | 0 | 97.11 | 305.01 | 193.57 | 10.69 | 19.83
2019 | 2 | 8 | 13:00 | 926 | 3.4 | 1.7 | 2.9 | 2.4 | 2.4 | 2.5 | 1 | 1.7 | 1.7 | 0.9 | 2 | 0.2 | 1.2 | 0.3 | 0.2 | 0 | 97.11 | 305.01 | 193.57 | 10.69 | 19.83
2019 | 2 | 8 | 14:00 | 927 | 3.2 | 1.4 | 2.7 | 2.3 | 2.4 | 2.4 | 1 | 1.7 | 1.7 | 0.9 | 2 | 0.2 | 1.2 | 0.3 | 0.2 | 0 | 97.11 | 305.01 | 193.57 | 10.69 | 19.83
2019 | 2 | 8 | 15:00 | 928 | 2.5 | 1.3 | 2.7 | 2.7 | 2.2 | 1.6 | 1 | 1.7 | 1.7 | 0.9 | 2 | 0.2 | 1.2 | 0.3 | 0.2 | 0 | 97.11 | 305.01 | 193.57 | 10.69 | 19.83
2019 | 2 | 8 | 16:00 | 929 | 2 | 1.3 | 2.5 | 2.7 | 1.9 | 1.3 | 1 | 1.7 | 1.7 | 0.9 | 2 | 0.2 | 1.2 | 0.3 | 0.2 | 0 | 97.11 | 305.01 | 193.57 | 10.69 | 19.83
2019 | 2 | 8 | 17:00 | 930 | 1.9 | 1.3 | 2.5 | 2.6 | 2 | 1.1 | 1 | 1.7 | 1.7 | 0.9 | 2 | 0.2 | 1.2 | 0.3 | 0.2 | 0 | 97.11 | 305.01 | 193.57 | 10.69 | 19.83
2019 | 2 | 8 | 18:00 | 931 | 1.6 | 1.2 | 2.6 | 2.6 | 1.9 | 1.3 | 1 | 1.7 | 1.7 | 0.9 | 2 | 0.2 | 1.2 | 0.3 | 0.2 | 0 | 97.11 | 305.01 | 193.57 | 10.69 | 19.83
2019 | 2 | 8 | 19:00 | 932 | 1.5 | 1.3 | 2.4 | 2.7 | 1.8 | 1.2 | 1 | 1.7 | 1.7 | 0.9 | 2 | 0.2 | 1.2 | 0.3 | 0.2 | 0 | 97.11 | 305.01 | 193.57 | 10.69 | 19.83
2019 | 2 | 8 | 20:00 | 933 | 0.7 | 1.3 | 2.4 | 2.4 | 2 | 1.1 | 1 | 1.7 | 1.7 | 0.9 | 2 | 0.2 | 1.2 | 0.3 | 0.2 | 0 | 97.11 | 305.01 | 193.57 | 10.69 | 19.83
2019 | 2 | 8 | 21:00 | 934 | 0.5 | 0.7 | 1.8 | 2.3 | 1.8 | 1.1 | 1 | 1.7 | 1.7 | 0.9 | 2 | 0.2 | 1.2 | 0.3 | 0.2 | 0 | 97.11 | 305.01 | 193.57 | 10.69 | 19.83
2019 | 2 | 8 | 22:00 | 935 | 0 | 0 | 2 | 2.2 | 1.7 | 1 | 1 | 1.7 | 1.7 | 0.9 | 2 | 0.2 | 1.2 | 0.3 | 0.2 | 0 | 97.11 | 305.01 | 193.57 | 10.69 | 19.83
2019 | 2 | 8 | 23:00 | 936 | -0.2 | -0.4 | 1.6 | 1.4 | 1.5 | 0.2 | 1 | 1.7 | 1.7 | 0.9 | 2 | 0.2 | 1.2 | 0.3 | 0.2 | 0 | 97.11 | 305.01 | 193.57 | 10.69 | 19.83
2019 | 2 | 9 | 0:00 | 937 | -0.1 | -0.8 | 2.2 | 1.1 | 1.3 | -0.2 | 1.2 | 1.8 | 1.8 | 1 | 2.4 | 0.3 | 1.5 | 0.4 | 0.2 | 0 | 94.92 | 305.25 | 190.56 | 9.7 | 20.75
2019 | 2 | 9 | 1:00 | 938 | -0.8 | -0.8 | 1.9 | 0.8 | 1 | -0.7 | 1.2 | 1.8 | 1.8 | 1 | 2.4 | 0.3 | 1.5 | 0.4 | 0.2 | 0 | 94.92 | 305.25 | 190.56 | 9.7 | 20.75
2019 | 2 | 9 | 2:00 | 939 | -0.8 | -0.7 | 0.7 | 0.7 | 0.8 | -0.9 | 1.2 | 1.8 | 1.8 | 1 | 2.4 | 0.3 | 1.5 | 0.4 | 0.2 | 0 | 94.92 | 305.25 | 190.56 | 9.7 | 20.75
2019 | 2 | 9 | 3:00 | 940 | -0.7 | -0.5 | 1.3 | 0.8 | 0.6 | -1 | 1.2 | 1.8 | 1.8 | 1 | 2.4 | 0.3 | 1.5 | 0.4 | 0.2 | 0 | 94.92 | 305.25 | 190.56 | 9.7 | 20.75
2019 | 2 | 9 | 4:00 | 941 | -0.7 | -0.3 | 1.8 | 0.9 | 0.6 | -1 | 1.2 | 1.8 | 1.8 | 1 | 2.4 | 0.3 | 1.5 | 0.4 | 0.2 | 0 | 94.92 | 305.25 | 190.56 | 9.7 | 20.75
2019 | 2 | 9 | 5:00 | 942 | -0.4 | 0.1 | 2 | 1.2 | 0.9 | -1 | 1.2 | 1.8 | 1.8 | 1 | 2.4 | 0.3 | 1.5 | 0.4 | 0.2 | 0 | 94.92 | 305.25 | 190.56 | 9.7 | 20.75
2019 | 2 | 9 | 6:00 | 943 | -0.1 | 0.4 | 2.3 | 1.5 | 1 | -1.1 | 1.2 | 1.8 | 1.8 | 1 | 2.4 | 0.3 | 1.5 | 0.4 | 0.2 | 0 | 94.92 | 305.25 | 190.56 | 9.7 | 20.75
2019 | 2 | 9 | 7:00 | 944 | 0.3 | 0.6 | 2.4 | 1.7 | 1.1 | -0.9 | 1.2 | 1.8 | 1.8 | 1 | 2.4 | 0.3 | 1.5 | 0.4 | 0.2 | 0 | 94.92 | 305.25 | 190.56 | 9.7 | 20.75
2019 | 2 | 9 | 8:00 | 945 | 0.7 | 0.8 | 2.8 | 2.2 | 1.7 | 0 | 1.2 | 1.8 | 1.8 | 1 | 2.4 | 0.3 | 1.5 | 0.4 | 0.2 | 0 | 94.92 | 305.25 | 190.56 | 9.7 | 20.75
2019 | 2 | 9 | 9:00 | 946 | 1.8 | 1.2 | 3 | 2.4 | 2.5 | 0.7 | 1.2 | 1.8 | 1.8 | 1 | 2.4 | 0.3 | 1.5 | 0.4 | 0.2 | 0 | 94.92 | 305.25 | 190.56 | 9.7 | 20.75
2019 | 2 | 9 | 10:00 | 947 | 2.6 | 2.5 | 3.6 | 3.1 | 3.2 | 1.8 | 1.2 | 1.8 | 1.8 | 1 | 2.4 | 0.3 | 1.5 | 0.4 | 0.2 | 0 | 94.92 | 305.25 | 190.56 | 9.7 | 20.75
2019 | 2 | 9 | 11:00 | 948 | 3.7 | 3 | 4.3 | 3.8 | 3.4 | 2.7 | 1.2 | 1.8 | 1.8 | 1 | 2.4 | 0.3 | 1.5 | 0.4 | 0.2 | 0 | 94.92 | 305.25 | 190.56 | 9.7 | 20.75
2019 | 2 | 9 | 12:00 | 949 | 4.5 | 2.7 | 4.5 | 4.3 | 4 | 3 | 1.2 | 1.8 | 1.8 | 1 | 2.4 | 0.3 | 1.5 | 0.4 | 0.2 | 0 | 94.92 | 305.25 | 190.56 | 9.7 | 20.75
2019 | 2 | 9 | 13:00 | 950 | 4.4 | 3.1 | 3.9 | 4.7 | 4.1 | 3.2 | 1.2 | 1.8 | 1.8 | 1 | 2.4 | 0.3 | 1.5 | 0.4 | 0.2 | 0 | 94.92 | 305.25 | 190.56 | 9.7 | 20.75
2019 | 2 | 9 | 14:00 | 951 | 4.4 | 3 | 3.5 | 3.8 | 3.9 | 3.2 | 1.2 | 1.8 | 1.8 | 1 | 2.4 | 0.3 | 1.5 | 0.4 | 0.2 | 0 | 94.92 | 305.25 | 190.56 | 9.7 | 20.75
2019 | 2 | 9 | 15:00 | 952 | 4 | 3 | 2.3 | 3.5 | 3.5 | 2.9 | 1.2 | 1.8 | 1.8 | 1 | 2.4 | 0.3 | 1.5 | 0.4 | 0.2 | 0 | 94.92 | 305.25 | 190.56 | 9.7 | 20.75
2019 | 2 | 9 | 16:00 | 953 | 3.5 | 3.1 | 0.6 | 3.1 | 3.1 | 2.8 | 1.2 | 1.8 | 1.8 | 1 | 2.4 | 0.3 | 1.5 | 0.4 | 0.2 | 0 | 94.92 | 305.25 | 190.56 | 9.7 | 20.75
2019 | 2 | 9 | 17:00 | 954 | 3.3 | 2.7 | 1.8 | 1.6 | 2.8 | 2.7 | 1.2 | 1.8 | 1.8 | 1 | 2.4 | 0.3 | 1.5 | 0.4 | 0.2 | 0 | 94.92 | 305.25 | 190.56 | 9.7 | 20.75
2019 | 2 | 9 | 18:00 | 955 | 2.8 | 1.3 | 2.1 | 1.2 | 1.4 | 2.4 | 1.2 | 1.8 | 1.8 | 1 | 2.4 | 0.3 | 1.5 | 0.4 | 0.2 | 0 | 94.92 | 305.25 | 190.56 | 9.7 | 20.75
2019 | 2 | 9 | 19:00 | 956 | 2.4 | 1.8 | 2.5 | 1.4 | 1.4 | 1.9 | 1.2 | 1.8 | 1.8 | 1 | 2.4 | 0.3 | 1.5 | 0.4 | 0.2 | 0 | 94.92 | 305.25 | 190.56 | 9.7 | 20.75
2019 | 2 | 9 | 20:00 | 957 | 2.5 | 1.7 | 2.6 | 1.6 | 1.4 | 1.6 | 1.2 | 1.8 | 1.8 | 1 | 2.4 | 0.3 | 1.5 | 0.4 | 0.2 | 0 | 94.92 | 305.25 | 190.56 | 9.7 | 20.75
2019 | 2 | 9 | 21:00 | 958 | 2.6 | 2 | 2.5 | 2 | 1.8 | 1.7 | 1.2 | 1.8 | 1.8 | 1 | 2.4 | 0.3 | 1.5 | 0.4 | 0.2 | 0 | 94.92 | 305.25 | 190.56 | 9.7 | 20.75
2019 | 2 | 9 | 22:00 | 959 | 2.4 | 1.8 | 2.6 | 2.8 | 2.1 | 1.8 | 1.2 | 1.8 | 1.8 | 1 | 2.4 | 0.3 | 1.5 | 0.4 | 0.2 | 0 | 94.92 | 305.25 | 190.56 | 9.7 | 20.75
2019 | 2 | 9 | 23:00 | 960 | 2 | 1.8 | 3.1 | 2.8 | 2.2 | 1.7 | 1.2 | 1.8 | 1.8 | 1 | 2.4 | 0.3 | 1.5 | 0.4 | 0.2 | 0 | 94.92 | 305.25 | 190.56 | 9.7 | 20.75
2019 | 2 | 10 | 0:00 | 961 | 2.4 | 1.8 | 3.1 | 2.8 | 1.8 | 1.5 | 1.4 | 1.8 | 1.8 | 1.2 | 3.1 | 0.5 | 2.2 | 0.6 | 0.2 | 0 | 94.72 | 319.17 | 188.19 | 9.75 | 25.42
2019 | 2 | 10 | 1:00 | 962 | 2.2 | 1.7 | 3.2 | 3 | 2.1 | 1.4 | 1.4 | 1.8 | 1.8 | 1.2 | 3.1 | 0.5 | 2.2 | 0.6 | 0.2 | 0 | 94.72 | 319.17 | 188.19 | 9.75 | 25.42
2019 | 2 | 10 | 2:00 | 963 | 2.3 | 1.9 | 3.6 | 2.9 | 2.3 | 0.9 | 1.4 | 1.8 | 1.8 | 1.2 | 3.1 | 0.5 | 2.2 | 0.6 | 0.2 | 0 | 94.72 | 319.17 | 188.19 | 9.75 | 25.42
2019 | 2 | 10 | 3:00 | 964 | 2.5 | 1.9 | 3.5 | 3.5 | 2 | 0.7 | 1.4 | 1.8 | 1.8 | 1.2 | 3.1 | 0.5 | 2.2 | 0.6 | 0.2 | 0 | 94.72 | 319.17 | 188.19 | 9.75 | 25.42
2019 | 2 | 10 | 4:00 | 965 | 2.5 | 1.8 | 3.4 | 2.8 | 2.1 | 0.3 | 1.4 | 1.8 | 1.8 | 1.2 | 3.1 | 0.5 | 2.2 | 0.6 | 0.2 | 0 | 94.72 | 319.17 | 188.19 | 9.75 | 25.42
2019 | 2 | 10 | 5:00 | 966 | 2.3 | 1.9 | 3.4 | 2.7 | 2.7 | 0.8 | 1.4 | 1.8 | 1.8 | 1.2 | 3.1 | 0.5 | 2.2 | 0.6 | 0.2 | 0 | 94.72 | 319.17 | 188.19 | 9.75 | 25.42
2019 | 2 | 10 | 6:00 | 967 | 2.5 | 2.3 | 3.8 | 3.4 | 2.5 | 0.3 | 1.4 | 1.8 | 1.8 | 1.2 | 3.1 | 0.5 | 2.2 | 0.6 | 0.2 | 0 | 94.72 | 319.17 | 188.19 | 9.75 | 25.42
2019 | 2 | 10 | 7:00 | 968 | 2.7 | 2.2 | 4 | 3.6 | 2 | 1 | 1.4 | 1.8 | 1.8 | 1.2 | 3.1 | 0.5 | 2.2 | 0.6 | 0.2 | 0 | 94.72 | 319.17 | 188.19 | 9.75 | 25.42
2019 | 2 | 10 | 8:00 | 969 | 2.7 | 2.3 | 3.9 | 3.7 | 2.3 | 1.4 | 1.4 | 1.8 | 1.8 | 1.2 | 3.1 | 0.5 | 2.2 | 0.6 | 0.2 | 0 | 94.72 | 319.17 | 188.19 | 9.75 | 25.42
2019 | 2 | 10 | 9:00 | 970 | 3.5 | 2.7 | 4.1 | 4 | 3.2 | 2.3 | 1.4 | 1.8 | 1.8 | 1.2 | 3.1 | 0.5 | 2.2 | 0.6 | 0.2 | 0 | 94.72 | 319.17 | 188.19 | 9.75 | 25.42
2019 | 2 | 10 | 10:00 | 971 | 4.1 | 3 | 3.4 | 4.5 | 4.1 | 2.6 | 1.4 | 1.8 | 1.8 | 1.2 | 3.1 | 0.5 | 2.2 | 0.6 | 0.2 | 0 | 94.72 | 319.17 | 188.19 | 9.75 | 25.42
2019 | 2 | 10 | 11:00 | 972 | 5.1 | 3.5 | 3.7 | 5.1 | 4.3 | 3.4 | 1.4 | 1.8 | 1.8 | 1.2 | 3.1 | 0.5 | 2.2 | 0.6 | 0.2 | 0 | 94.72 | 319.17 | 188.19 | 9.75 | 25.42
2019 | 2 | 10 | 12:00 | 973 | 6.1 | 4.2 | 4 | 4.9 | 4.9 | 4.1 | 1.4 | 1.8 | 1.8 | 1.2 | 3.1 | 0.5 | 2.2 | 0.6 | 0.2 | 0 | 94.72 | 319.17 | 188.19 | 9.75 | 25.42
2019 | 2 | 10 | 13:00 | 974 | 6.6 | 4.1 | 4 | 5.2 | 5 | 4.4 | 1.4 | 1.8 | 1.8 | 1.2 | 3.1 | 0.5 | 2.2 | 0.6 | 0.2 | 0 | 94.72 | 319.17 | 188.19 | 9.75 | 25.42
2019 | 2 | 10 | 14:00 | 975 | 6.4 | 3.9 | 4.7 | 4.7 | 4.4 | 4.7 | 1.4 | 1.8 | 1.8 | 1.2 | 3.1 | 0.5 | 2.2 | 0.6 | 0.2 | 0 | 94.72 | 319.17 | 188.19 | 9.75 | 25.42
2019 | 2 | 10 | 15:00 | 976 | 5.3 | 3.7 | 4.6 | 4.1 | 3.6 | 3.5 | 1.4 | 1.8 | 1.8 | 1.2 | 3.1 | 0.5 | 2.2 | 0.6 | 0.2 | 0 | 94.72 | 319.17 | 188.19 | 9.75 | 25.42
2019 | 2 | 10 | 16:00 | 977 | 4.6 | 3 | 3.6 | 3.6 | 3.4 | 2.8 | 1.4 | 1.8 | 1.8 | 1.2 | 3.1 | 0.5 | 2.2 | 0.6 | 0.2 | 0 | 94.72 | 319.17 | 188.19 | 9.75 | 25.42
2019 | 2 | 10 | 17:00 | 978 | 4.2 | 2.5 | 4.7 | 3.6 | 2.6 | 2.8 | 1.4 | 1.8 | 1.8 | 1.2 | 3.1 | 0.5 | 2.2 | 0.6 | 0.2 | 0 | 94.72 | 319.17 | 188.19 | 9.75 | 25.42
2019 | 2 | 10 | 18:00 | 979 | 4.4 | 2.9 | 4.2 | 3.3 | 2.8 | 2.9 | 1.4 | 1.8 | 1.8 | 1.2 | 3.1 | 0.5 | 2.2 | 0.6 | 0.2 | 0 | 94.72 | 319.17 | 188.19 | 9.75 | 25.42
2019 | 2 | 10 | 19:00 | 980 | 4.2 | 2.8 | 3.6 | 3.4 | 3 | 2.6 | 1.4 | 1.8 | 1.8 | 1.2 | 3.1 | 0.5 | 2.2 | 0.6 | 0.2 | 0 | 94.72 | 319.17 | 188.19 | 9.75 | 25.42
2019 | 2 | 10 | 20:00 | 981 | 4 | 3.4 | 3.3 | 3.2 | 3.1 | 2.8 | 1.4 | 1.8 | 1.8 | 1.2 | 3.1 | 0.5 | 2.2 | 0.6 | 0.2 | 0 | 94.72 | 319.17 | 188.19 | 9.75 | 25.42
2019 | 2 | 10 | 21:00 | 982 | 3.8 | 3.1 | 3.5 | 2.8 | 3.3 | 2.7 | 1.4 | 1.8 | 1.8 | 1.2 | 3.1 | 0.5 | 2.2 | 0.6 | 0.2 | 0 | 94.72 | 319.17 | 188.19 | 9.75 | 25.42
2019 | 2 | 10 | 22:00 | 983 | 3.6 | 2.8 | 3.6 | 2.6 | 2.9 | 2.6 | 1.4 | 1.8 | 1.8 | 1.2 | 3.1 | 0.5 | 2.2 | 0.6 | 0.2 | 0 | 94.72 | 319.17 | 188.19 | 9.75 | 25.42
2019 | 2 | 10 | 23:00 | 984 | 3.9 | 2.9 | 3.5 | 2.4 | 2.6 | 2.5 | 1.4 | 1.8 | 1.8 | 1.2 | 3.1 | 0.5 | 2.2 | 0.6 | 0.2 | 0 | 94.72 | 319.17 | 188.19 | 9.75 | 25.42
2019 | 2 | 11 | 0:00 | 985 | 3.8 | 2.4 | 3.9 | 1.8 | 1.8 | 2.7 | 1.4 | 1.8 | 1.8 | 1.2 | 3 | 0.9 | 2.5 | 0.9 | 0.3 | 0 | 91.96 | 316.37 | 202.44 | 11.74 | 49.82
2019 | 2 | 11 | 1:00 | 986 | 3.6 | 2.2 | 3.8 | 1.4 | 2 | 2.7 | 1.4 | 1.8 | 1.8 | 1.2 | 3 | 0.9 | 2.5 | 0.9 | 0.3 | 0 | 91.96 | 316.37 | 202.44 | 11.74 | 49.82
2019 | 2 | 11 | 2:00 | 987 | 3.6 | 2.4 | 3.7 | 2 | 2.1 | 2.5 | 1.4 | 1.8 | 1.8 | 1.2 | 3 | 0.9 | 2.5 | 0.9 | 0.3 | 0 | 91.96 | 316.37 | 202.44 | 11.74 | 49.82
2019 | 2 | 11 | 3:00 | 988 | 3.5 | 2.6 | 3.4 | 2.4 | 2.1 | 2.6 | 1.4 | 1.8 | 1.8 | 1.2 | 3 | 0.9 | 2.5 | 0.9 | 0.3 | 0 | 91.96 | 316.37 | 202.44 | 11.74 | 49.82
2019 | 2 | 11 | 4:00 | 989 | 3.3 | 2.6 | 3.2 | 2.4 | 1.9 | 2.6 | 1.4 | 1.8 | 1.8 | 1.2 | 3 | 0.9 | 2.5 | 0.9 | 0.3 | 0 | 91.96 | 316.37 | 202.44 | 11.74 | 49.82
2019 | 2 | 11 | 5:00 | 990 | 3.2 | 2.6 | 2.4 | 2.3 | 1.8 | 2.6 | 1.4 | 1.8 | 1.8 | 1.2 | 3 | 0.9 | 2.5 | 0.9 | 0.3 | 0 | 91.96 | 316.37 | 202.44 | 11.74 | 49.82
2019 | 2 | 11 | 6:00 | 991 | 3.1 | 2.5 | 2.5 | 2.2 | 1.7 | 2.2 | 1.4 | 1.8 | 1.8 | 1.2 | 3 | 0.9 | 2.5 | 0.9 | 0.3 | 0 | 91.96 | 316.37 | 202.44 | 11.74 | 49.82
2019 | 2 | 11 | 7:00 | 992 | 2.7 | 2 | 3.4 | 2.2 | 1.8 | 2.2 | 1.4 | 1.8 | 1.8 | 1.2 | 3 | 0.9 | 2.5 | 0.9 | 0.3 | 0 | 91.96 | 316.37 | 202.44 | 11.74 | 49.82
2019 | 2 | 11 | 8:00 | 993 | 2.1 | 1.6 | 3.5 | 2.3 | 1.7 | 2.2 | 1.4 | 1.8 | 1.8 | 1.2 | 3 | 0.9 | 2.5 | 0.9 | 0.3 | 0 | 91.96 | 316.37 | 202.44 | 11.74 | 49.82
2019 | 2 | 11 | 9:00 | 994 | 2.1 | 1.7 | 3 | 2.4 | 1.8 | 1.6 | 1.4 | 1.8 | 1.8 | 1.2 | 3 | 0.9 | 2.5 | 0.9 | 0.3 | 0 | 91.96 | 316.37 | 202.44 | 11.74 | 49.82
2019 | 2 | 11 | 10:00 | 995 | 2.1 | 1.8 | 3.9 | 2.5 | 1.7 | 1.1 | 1.4 | 1.8 | 1.8 | 1.2 | 3 | 0.9 | 2.5 | 0.9 | 0.3 | 0 | 91.96 | 316.37 | 202.44 | 11.74 | 49.82
2019 | 2 | 11 | 11:00 | 996 | 2.3 | 1.8 | 3.2 | 2.7 | 1.8 | 0.8 | 1.4 | 1.8 | 1.8 | 1.2 | 3 | 0.9 | 2.5 | 0.9 | 0.3 | 0 | 91.96 | 316.37 | 202.44 | 11.74 | 49.82
2019 | 2 | 11 | 12:00 | 997 | 2.7 | 2.1 | 3.1 | 2.9 | 2 | 0.6 | 1.4 | 1.8 | 1.8 | 1.2 | 3 | 0.9 | 2.5 | 0.9 | 0.3 | 0 | 91.96 | 316.37 | 202.44 | 11.74 | 49.82
2019 | 2 | 11 | 13:00 | 998 | 3.1 | 2.3 | 3.6 | 3.1 | 2.1 | 0.7 | 1.4 | 1.8 | 1.8 | 1.2 | 3 | 0.9 | 2.5 | 0.9 | 0.3 | 0 | 91.96 | 316.37 | 202.44 | 11.74 | 49.82
2019 | 2 | 11 | 14:00 | 999 | 3.6 | 2.7 | 3.2 | 2.8 | 2 | 1 | 1.4 | 1.8 | 1.8 | 1.2 | 3 | 0.9 | 2.5 | 0.9 | 0.3 | 0 | 91.96 | 316.37 | 202.44 | 11.74 | 49.82
2019 | 2 | 11 | 15:00 | 1000 | 3.8 | 3 | 3 | 2.5 | 2.1 | 1.8 | 1.4 | 1.8 | 1.8 | 1.2 | 3 | 0.9 | 2.5 | 0.9 | 0.3 | 0 | 91.96 | 316.37 | 202.44 | 11.74 | 49.82
2019 | 2 | 11 | 16:00 | 1001 | 3.8 | 3 | 2.9 | 2.5 | 2.1 | 2.2 | 1.4 | 1.8 | 1.8 | 1.2 | 3 | 0.9 | 2.5 | 0.9 | 0.3 | 0 | 91.96 | 316.37 | 202.44 | 11.74 | 49.82
2019 | 2 | 11 | 17:00 | 1002 | 3.8 | 3.4 | 1.8 | 2.7 | 2.5 | 2.5 | 1.4 | 1.8 | 1.8 | 1.2 | 3 | 0.9 | 2.5 | 0.9 | 0.3 | 0 | 91.96 | 316.37 | 202.44 | 11.74 | 49.82
2019 | 2 | 11 | 18:00 | 1003 | 3.8 | 2.8 | 1.4 | 2.4 | 2.2 | 2.7 | 1.4 | 1.8 | 1.8 | 1.2 | 3 | 0.9 | 2.5 | 0.9 | 0.3 | 0 | 91.96 | 316.37 | 202.44 | 11.74 | 49.82
2019 | 2 | 11 | 19:00 | 1004 | 2.9 | 2.3 | 1.7 | 2.1 | 1.7 | 2.9 | 1.4 | 1.8 | 1.8 | 1.2 | 3 | 0.9 | 2.5 | 0.9 | 0.3 | 0 | 91.96 | 316.37 | 202.44 | 11.74 | 49.82
2019 | 2 | 11 | 20:00 | 1005 | 2.9 | 2.3 | 1.4 | 0.6 | 1.6 | 2.7 | 1.4 | 1.8 | 1.8 | 1.2 | 3 | 0.9 | 2.5 | 0.9 | 0.3 | 0 | 91.96 | 316.37 | 202.44 | 11.74 | 49.82
2019 | 2 | 11 | 21:00 | 1006 | 2.7 | 1.7 | 1.7 | 0 | 1 | 2 | 1.4 | 1.8 | 1.8 | 1.2 | 3 | 0.9 | 2.5 | 0.9 | 0.3 | 0 | 91.96 | 316.37 | 202.44 | 11.74 | 49.82
2019 | 2 | 11 | 22:00 | 1007 | 2.3 | 1.1 | 2.2 | 0.1 | 0.8 | 1.8 | 1.4 | 1.8 | 1.8 | 1.2 | 3 | 0.9 | 2.5 | 0.9 | 0.3 | 0 | 91.96 | 316.37 | 202.44 | 11.74 | 49.82
2019 | 2 | 11 | 23:00 | 1008 | 1.8 | 1.1 | 2.3 | 0.1 | 0.3 | 1.5 | 1.4 | 1.8 | 1.8 | 1.2 | 3 | 0.9 | 2.5 | 0.9 | 0.3 | 0 | 91.96 | 316.37 | 202.44 | 11.74 | 49.82
2019 | 2 | 12 | 0:00 | 1009 | 1.6 | 1 | 2.1 | 0.1 | 0.2 | 0.7 | 1.4 | 1.2 | 1.2 | 0.7 | 2.6 | 1.2 | 2.8 | 0.8 | 0.2 | 0 | 97.18 | 332.21 | 236.65 | 19.28 | 81.8
2019 | 2 | 12 | 1:00 | 1010 | 1.3 | 0.7 | 2 | 0 | 0.1 | 0.5 | 1.4 | 1.2 | 1.2 | 0.7 | 2.6 | 1.2 | 2.8 | 0.8 | 0.2 | 0 | 97.18 | 332.21 | 236.65 | 19.28 | 81.8
2019 | 2 | 12 | 2:00 | 1011 | 1.2 | 0.9 | 2 | 0 | 0.1 | 0.3 | 1.4 | 1.2 | 1.2 | 0.7 | 2.6 | 1.2 | 2.8 | 0.8 | 0.2 | 0 | 97.18 | 332.21 | 236.65 | 19.28 | 81.8
2019 | 2 | 12 | 3:00 | 1012 | 0.7 | 0.6 | 2 | 0 | 0 | 0.3 | 1.4 | 1.2 | 1.2 | 0.7 | 2.6 | 1.2 | 2.8 | 0.8 | 0.2 | 0 | 97.18 | 332.21 | 236.65 | 19.28 | 81.8
2019 | 2 | 12 | 4:00 | 1013 | 0.3 | 0.3 | 1.6 | 0 | 0 | 0.1 | 1.4 | 1.2 | 1.2 | 0.7 | 2.6 | 1.2 | 2.8 | 0.8 | 0.2 | 0 | 97.18 | 332.21 | 236.65 | 19.28 | 81.8
2019 | 2 | 12 | 5:00 | 1014 | 0.3 | 0 | 1.4 | 0 | 0 | -0.1 | 1.4 | 1.2 | 1.2 | 0.7 | 2.6 | 1.2 | 2.8 | 0.8 | 0.2 | 0 | 97.18 | 332.21 | 236.65 | 19.28 | 81.8
2019 | 2 | 12 | 6:00 | 1015 | 0.2 | 0 | 1.1 | -0.2 | 0 | -0.1 | 1.4 | 1.2 | 1.2 | 0.7 | 2.6 | 1.2 | 2.8 | 0.8 | 0.2 | 0 | 97.18 | 332.21 | 236.65 | 19.28 | 81.8
2019 | 2 | 12 | 7:00 | 1016 | 0.4 | 0.2 | 1.1 | -0.1 | -0.1 | -0.2 | 1.4 | 1.2 | 1.2 | 0.7 | 2.6 | 1.2 | 2.8 | 0.8 | 0.2 | 0 | 97.18 | 332.21 | 236.65 | 19.28 | 81.8
2019 | 2 | 12 | 8:00 | 1017 | 0.7 | 0.4 | 1.7 | 0.4 | 0 | -0.2 | 1.4 | 1.2 | 1.2 | 0.7 | 2.6 | 1.2 | 2.8 | 0.8 | 0.2 | 0 | 97.18 | 332.21 | 236.65 | 19.28 | 81.8
2019 | 2 | 12 | 9:00 | 1018 | 1.1 | 0.6 | 2.7 | 1 | 0.2 | 0 | 1.4 | 1.2 | 1.2 | 0.7 | 2.6 | 1.2 | 2.8 | 0.8 | 0.2 | 0 | 97.18 | 332.21 | 236.65 | 19.28 | 81.8
2019 | 2 | 12 | 10:00 | 1019 | 1.2 | 1 | 2.9 | 2.4 | 0.8 | 0 | 1.4 | 1.2 | 1.2 | 0.7 | 2.6 | 1.2 | 2.8 | 0.8 | 0.2 | 0 | 97.18 | 332.21 | 236.65 | 19.28 | 81.8
2019 | 2 | 12 | 11:00 | 1020 | 1.2 | 1.3 | 2.9 | 2.5 | 1 | 0 | 1.4 | 1.2 | 1.2 | 0.7 | 2.6 | 1.2 | 2.8 | 0.8 | 0.2 | 0 | 97.18 | 332.21 | 236.65 | 19.28 | 81.8
2019 | 2 | 12 | 12:00 | 1021 | 1.4 | 2 | 2.7 | 1.7 | 1.2 | 0.2 | 1.4 | 1.2 | 1.2 | 0.7 | 2.6 | 1.2 | 2.8 | 0.8 | 0.2 | 0 | 97.18 | 332.21 | 236.65 | 19.28 | 81.8
2019 | 2 | 12 | 13:00 | 1022 | 2.3 | 2 | 2.5 | 1.2 | 1.1 | 0.2 | 1.4 | 1.2 | 1.2 | 0.7 | 2.6 | 1.2 | 2.8 | 0.8 | 0.2 | 0 | 97.18 | 332.21 | 236.65 | 19.28 | 81.8
2019 | 2 | 12 | 14:00 | 1023 | 2.1 | 1.6 | 2.6 | 1 | 1.1 | 0.5 | 1.4 | 1.2 | 1.2 | 0.7 | 2.6 | 1.2 | 2.8 | 0.8 | 0.2 | 0 | 97.18 | 332.21 | 236.65 | 19.28 | 81.8
2019 | 2 | 12 | 15:00 | 1024 | 1.5 | 1.2 | 2 | 0.7 | 0.6 | 0.2 | 1.4 | 1.2 | 1.2 | 0.7 | 2.6 | 1.2 | 2.8 | 0.8 | 0.2 | 0 | 97.18 | 332.21 | 236.65 | 19.28 | 81.8
2019 | 2 | 12 | 16:00 | 1025 | 0.7 | 1 | 1.9 | 0.2 | 0.3 | -0.5 | 1.4 | 1.2 | 1.2 | 0.7 | 2.6 | 1.2 | 2.8 | 0.8 | 0.2 | 0 | 97.18 | 332.21 | 236.65 | 19.28 | 81.8
2019 | 2 | 12 | 17:00 | 1026 | 0.8 | 0.8 | 1.9 | 0.2 | -0.3 | -0.4 | 1.4 | 1.2 | 1.2 | 0.7 | 2.6 | 1.2 | 2.8 | 0.8 | 0.2 | 0 | 97.18 | 332.21 | 236.65 | 19.28 | 81.8
2019 | 2 | 12 | 18:00 | 1027 | 0.6 | 0.4 | 1.9 | -0.1 | -0.4 | -0.3 | 1.4 | 1.2 | 1.2 | 0.7 | 2.6 | 1.2 | 2.8 | 0.8 | 0.2 | 0 | 97.18 | 332.21 | 236.65 | 19.28 | 81.8
2019 | 2 | 12 | 19:00 | 1028 | 0.2 | 0.1 | 1.8 | -0.3 | -0.3 | -0.3 | 1.4 | 1.2 | 1.2 | 0.7 | 2.6 | 1.2 | 2.8 | 0.8 | 0.2 | 0 | 97.18 | 332.21 | 236.65 | 19.28 | 81.8
2019 | 2 | 12 | 20:00 | 1029 | 0.2 | -0.3 | 1.8 | -0.8 | -0.2 | -0.5 | 1.4 | 1.2 | 1.2 | 0.7 | 2.6 | 1.2 | 2.8 | 0.8 | 0.2 | 0 | 97.18 | 332.21 | 236.65 | 19.28 | 81.8
2019 | 2 | 12 | 21:00 | 1030 | -0.1 | -0.2 | 1.8 | -1.7 | -0.4 | -0.6 | 1.4 | 1.2 | 1.2 | 0.7 | 2.6 | 1.2 | 2.8 | 0.8 | 0.2 | 0 | 97.18 | 332.21 | 236.65 | 19.28 | 81.8
2019 | 2 | 12 | 22:00 | 1031 | -0.1 | 0 | 1.8 | -2.3 | -1.2 | -0.6 | 1.4 | 1.2 | 1.2 | 0.7 | 2.6 | 1.2 | 2.8 | 0.8 | 0.2 | 0 | 97.18 | 332.21 | 236.65 | 19.28 | 81.8
2019 | 2 | 12 | 23:00 | 1032 | -0.5 | 0 | 1.9 | -2.6 | -2.1 | -0.8 | 1.4 | 1.2 | 1.2 | 0.7 | 2.6 | 1.2 | 2.8 | 0.8 | 0.2 | 0 | 97.18 | 332.21 | 236.65 | 19.28 | 81.8
2019 | 2 | 13 | 0:00 | 1033 | -0.1 | 0 | 2.1 | -3.2 | -2 | -0.9 | 1.5 | 1.2 | 1.2 | 0.4 | 2.1 | 1.1 | 2 | 0.5 | 0.1 | 0 | 101.89 | 324.42 | 259 | 23.97 | 92.01
2019 | 2 | 13 | 1:00 | 1034 | -0.4 | -0.5 | 2.3 | -3.1 | -2.4 | -1.1 | 1.5 | 1.2 | 1.2 | 0.4 | 2.1 | 1.1 | 2 | 0.5 | 0.1 | 0 | 101.89 | 324.42 | 259 | 23.97 | 92.01
2019 | 2 | 13 | 2:00 | 1035 | -0.5 | -1.6 | 2.3 | -2 | -2.9 | -1.6 | 1.5 | 1.2 | 1.2 | 0.4 | 2.1 | 1.1 | 2 | 0.5 | 0.1 | 0 | 101.89 | 324.42 | 259 | 23.97 | 92.01
2019 | 2 | 13 | 3:00 | 1036 | -1 | -2.3 | 2.4 | -1.2 | -2.2 | -1.8 | 1.5 | 1.2 | 1.2 | 0.4 | 2.1 | 1.1 | 2 | 0.5 | 0.1 | 0 | 101.89 | 324.42 | 259 | 23.97 | 92.01
2019 | 2 | 13 | 4:00 | 1037 | -1.6 | -2.2 | 1.9 | -0.4 | -1.8 | -1.9 | 1.5 | 1.2 | 1.2 | 0.4 | 2.1 | 1.1 | 2 | 0.5 | 0.1 | 0 | 101.89 | 324.42 | 259 | 23.97 | 92.01
2019 | 2 | 13 | 5:00 | 1038 | -1.4 | -1.7 | 1.9 | 0.3 | -1 | -1.8 | 1.5 | 1.2 | 1.2 | 0.4 | 2.1 | 1.1 | 2 | 0.5 | 0.1 | 0 | 101.89 | 324.42 | 259 | 23.97 | 92.01
2019 | 2 | 13 | 6:00 | 1039 | -1 | -1.5 | 1.9 | 0.2 | -0.1 | -2 | 1.5 | 1.2 | 1.2 | 0.4 | 2.1 | 1.1 | 2 | 0.5 | 0.1 | 0 | 101.89 | 324.42 | 259 | 23.97 | 92.01
2019 | 2 | 13 | 7:00 | 1040 | -0.3 | -0.6 | 2.6 | 0 | -0.8 | -1.5 | 1.5 | 1.2 | 1.2 | 0.4 | 2.1 | 1.1 | 2 | 0.5 | 0.1 | 0 | 101.89 | 324.42 | 259 | 23.97 | 92.01
2019 | 2 | 13 | 8:00 | 1041 | -0.2 | -0.3 | 3.7 | 0.7 | -0.7 | -1 | 1.5 | 1.2 | 1.2 | 0.4 | 2.1 | 1.1 | 2 | 0.5 | 0.1 | 0 | 101.89 | 324.42 | 259 | 23.97 | 92.01
2019 | 2 | 13 | 9:00 | 1042 | -0.7 | -0.8 | 4 | 2 | 0.3 | -0.5 | 1.5 | 1.2 | 1.2 | 0.4 | 2.1 | 1.1 | 2 | 0.5 | 0.1 | 0 | 101.89 | 324.42 | 259 | 23.97 | 92.01
2019 | 2 | 13 | 10:00 | 1043 | -0.8 | -0.8 | 4.3 | 2.8 | 0.8 | -1.1 | 1.5 | 1.2 | 1.2 | 0.4 | 2.1 | 1.1 | 2 | 0.5 | 0.1 | 0 | 101.89 | 324.42 | 259 | 23.97 | 92.01
2019 | 2 | 13 | 11:00 | 1044 | -0.4 | 0 | 4.8 | 3.8 | 1.7 | -1 | 1.5 | 1.2 | 1.2 | 0.4 | 2.1 | 1.1 | 2 | 0.5 | 0.1 | 0 | 101.89 | 324.42 | 259 | 23.97 | 92.01
2019 | 2 | 13 | 12:00 | 1045 | 0.6 | 1 | 4.6 | 3.9 | 2.8 | -1 | 1.5 | 1.2 | 1.2 | 0.4 | 2.1 | 1.1 | 2 | 0.5 | 0.1 | 0 | 101.89 | 324.42 | 259 | 23.97 | 92.01
2019 | 2 | 13 | 13:00 | 1046 | 1.1 | 2.2 | 4.6 | 4 | 3.3 | -0.9 | 1.5 | 1.2 | 1.2 | 0.4 | 2.1 | 1.1 | 2 | 0.5 | 0.1 | 0 | 101.89 | 324.42 | 259 | 23.97 | 92.01
2019 | 2 | 13 | 14:00 | 1047 | 2.6 | 3 | 4.5 | 3.8 | 3.4 | -0.3 | 1.5 | 1.2 | 1.2 | 0.4 | 2.1 | 1.1 | 2 | 0.5 | 0.1 | 0 | 101.89 | 324.42 | 259 | 23.97 | 92.01
2019 | 2 | 13 | 15:00 | 1048 | 3.2 | 3.3 | 3.7 | 3.5 | 3.4 | 0.2 | 1.5 | 1.2 | 1.2 | 0.4 | 2.1 | 1.1 | 2 | 0.5 | 0.1 | 0 | 101.89 | 324.42 | 259 | 23.97 | 92.01
2019 | 2 | 13 | 16:00 | 1049 | 3.5 | 3.4 | 3.5 | 2.8 | 3 | 0.6 | 1.5 | 1.2 | 1.2 | 0.4 | 2.1 | 1.1 | 2 | 0.5 | 0.1 | 0 | 101.89 | 324.42 | 259 | 23.97 | 92.01
2019 | 2 | 13 | 17:00 | 1050 | 3.5 | 3.4 | 3.5 | 2.3 | 2.9 | 1.2 | 1.5 | 1.2 | 1.2 | 0.4 | 2.1 | 1.1 | 2 | 0.5 | 0.1 | 0 | 101.89 | 324.42 | 259 | 23.97 | 92.01
2019 | 2 | 13 | 18:00 | 1051 | 3.4 | 3.4 | 3.4 | 2 | 2.5 | 1.7 | 1.5 | 1.2 | 1.2 | 0.4 | 2.1 | 1.1 | 2 | 0.5 | 0.1 | 0 | 101.89 | 324.42 | 259 | 23.97 | 92.01
2019 | 2 | 13 | 19:00 | 1052 | 3.2 | 3.2 | 3.5 | 0.9 | 1.9 | 1.6 | 1.5 | 1.2 | 1.2 | 0.4 | 2.1 | 1.1 | 2 | 0.5 | 0.1 | 0 | 101.89 | 324.42 | 259 | 23.97 | 92.01
2019 | 2 | 13 | 20:00 | 1053 | 3 | 2.8 | 3.3 | 0.5 | 1.4 | 1.5 | 1.5 | 1.2 | 1.2 | 0.4 | 2.1 | 1.1 | 2 | 0.5 | 0.1 | 0 | 101.89 | 324.42 | 259 | 23.97 | 92.01
2019 | 2 | 13 | 21:00 | 1054 | 2.8 | 1.9 | 2.9 | 0.5 | 1 | 1.6 | 1.5 | 1.2 | 1.2 | 0.4 | 2.1 | 1.1 | 2 | 0.5 | 0.1 | 0 | 101.89 | 324.42 | 259 | 23.97 | 92.01
2019 | 2 | 13 | 22:00 | 1055 | 1.3 | 1.6 | 2.8 | 0.6 | 0.9 | 1.5 | 1.5 | 1.2 | 1.2 | 0.4 | 2.1 | 1.1 | 2 | 0.5 | 0.1 | 0 | 101.89 | 324.42 | 259 | 23.97 | 92.01
2019 | 2 | 13 | 23:00 | 1056 | 0.3 | 1 | 3.2 | 0.5 | 0.3 | 1.4 | 1.5 | 1.2 | 1.2 | 0.4 | 2.1 | 1.1 | 2 | 0.5 | 0.1 | 0 | 101.89 | 324.42 | 259 | 23.97 | 92.01
2019 | 2 | 14 | 0:00 | 1057 | -0.1 | 0.5 | 3.1 | 0.5 | 0.6 | 1.4 | 2 | 1.4 | 1.4 | 0.8 | 2.6 | 1.4 | 2.2 | 0.6 | 0.1 | 0 | 99.96 | 314.85 | 267.53 | 24.17 | 89.07
2019 | 2 | 14 | 1:00 | 1058 | 0 | 0.2 | 2.5 | 0.3 | 0.7 | 1.1 | 2 | 1.4 | 1.4 | 0.8 | 2.6 | 1.4 | 2.2 | 0.6 | 0.1 | 0 | 99.96 | 314.85 | 267.53 | 24.17 | 89.07
2019 | 2 | 14 | 2:00 | 1059 | 0.4 | 0.7 | 2.9 | 0.2 | 0.2 | 0.1 | 2 | 1.4 | 1.4 | 0.8 | 2.6 | 1.4 | 2.2 | 0.6 | 0.1 | 0 | 99.96 | 314.85 | 267.53 | 24.17 | 89.07
2019 | 2 | 14 | 3:00 | 1060 | 1.1 | 0.9 | 2.4 | 1.2 | 0 | -0.1 | 2 | 1.4 | 1.4 | 0.8 | 2.6 | 1.4 | 2.2 | 0.6 | 0.1 | 0 | 99.96 | 314.85 | 267.53 | 24.17 | 89.07
2019 | 2 | 14 | 4:00 | 1061 | 1.1 | 0.8 | 2.1 | 0.9 | 0.2 | 0.1 | 2 | 1.4 | 1.4 | 0.8 | 2.6 | 1.4 | 2.2 | 0.6 | 0.1 | 0 | 99.96 | 314.85 | 267.53 | 24.17 | 89.07
2019 | 2 | 14 | 5:00 | 1062 | 1.3 | 0.4 | 2.1 | 0.6 | -0.1 | 0.2 | 2 | 1.4 | 1.4 | 0.8 | 2.6 | 1.4 | 2.2 | 0.6 | 0.1 | 0 | 99.96 | 314.85 | 267.53 | 24.17 | 89.07
2019 | 2 | 14 | 6:00 | 1063 | 1.2 | -0.1 | 2.2 | -1.1 | -0.1 | 0.3 | 2 | 1.4 | 1.4 | 0.8 | 2.6 | 1.4 | 2.2 | 0.6 | 0.1 | 0 | 99.96 | 314.85 | 267.53 | 24.17 | 89.07
2019 | 2 | 14 | 7:00 | 1064 | 1.4 | 0 | 3 | 0.2 | 0.2 | 0.4 | 2 | 1.4 | 1.4 | 0.8 | 2.6 | 1.4 | 2.2 | 0.6 | 0.1 | 0 | 99.96 | 314.85 | 267.53 | 24.17 | 89.07
2019 | 2 | 14 | 8:00 | 1065 | 1.3 | 0.9 | 3.7 | 1.6 | 1.6 | 0.6 | 2 | 1.4 | 1.4 | 0.8 | 2.6 | 1.4 | 2.2 | 0.6 | 0.1 | 0 | 99.96 | 314.85 | 267.53 | 24.17 | 89.07
2019 | 2 | 14 | 9:00 | 1066 | 2.2 | 2.3 | 4.2 | 3.4 | 3 | 0.9 | 2 | 1.4 | 1.4 | 0.8 | 2.6 | 1.4 | 2.2 | 0.6 | 0.1 | 0 | 99.96 | 314.85 | 267.53 | 24.17 | 89.07
2019 | 2 | 14 | 10:00 | 1067 | 2.9 | 4.1 | 4.4 | 4.3 | 4.2 | 1.1 | 2 | 1.4 | 1.4 | 0.8 | 2.6 | 1.4 | 2.2 | 0.6 | 0.1 | 0 | 99.96 | 314.85 | 267.53 | 24.17 | 89.07
2019 | 2 | 14 | 11:00 | 1068 | 3.6 | 5.4 | 3.3 | 6.1 | 4.9 | 1.6 | 2 | 1.4 | 1.4 | 0.8 | 2.6 | 1.4 | 2.2 | 0.6 | 0.1 | 0 | 99.96 | 314.85 | 267.53 | 24.17 | 89.07
2019 | 2 | 14 | 12:00 | 1069 | 4.3 | 6.2 | 2.6 | 4.9 | 5.7 | 3.4 | 2 | 1.4 | 1.4 | 0.8 | 2.6 | 1.4 | 2.2 | 0.6 | 0.1 | 0 | 99.96 | 314.85 | 267.53 | 24.17 | 89.07
2019 | 2 | 14 | 13:00 | 1070 | 4.5 | 6.3 | 2.9 | 5.1 | 5.6 | 4.4 | 2 | 1.4 | 1.4 | 0.8 | 2.6 | 1.4 | 2.2 | 0.6 | 0.1 | 0 | 99.96 | 314.85 | 267.53 | 24.17 | 89.07
2019 | 2 | 14 | 14:00 | 1071 | 4.2 | 5.2 | 3 | 4.1 | 4.6 | 4.6 | 2 | 1.4 | 1.4 | 0.8 | 2.6 | 1.4 | 2.2 | 0.6 | 0.1 | 0 | 99.96 | 314.85 | 267.53 | 24.17 | 89.07
2019 | 2 | 14 | 15:00 | 1072 | 3.3 | 3.6 | 3.2 | 2.5 | 3.8 | 3.8 | 2 | 1.4 | 1.4 | 0.8 | 2.6 | 1.4 | 2.2 | 0.6 | 0.1 | 0 | 99.96 | 314.85 | 267.53 | 24.17 | 89.07
2019 | 2 | 14 | 16:00 | 1073 | 3.3 | 2.3 | 3.1 | 1.9 | 3.1 | 2.3 | 2 | 1.4 | 1.4 | 0.8 | 2.6 | 1.4 | 2.2 | 0.6 | 0.1 | 0 | 99.96 | 314.85 | 267.53 | 24.17 | 89.07
2019 | 2 | 14 | 17:00 | 1074 | 3.1 | 2.3 | 3.1 | 2.4 | 2 | 1.7 | 2 | 1.4 | 1.4 | 0.8 | 2.6 | 1.4 | 2.2 | 0.6 | 0.1 | 0 | 99.96 | 314.85 | 267.53 | 24.17 | 89.07
2019 | 2 | 14 | 18:00 | 1075 | 3.1 | 2.1 | 3.4 | 2.8 | 1.8 | 1.7 | 2 | 1.4 | 1.4 | 0.8 | 2.6 | 1.4 | 2.2 | 0.6 | 0.1 | 0 | 99.96 | 314.85 | 267.53 | 24.17 | 89.07
2019 | 2 | 14 | 19:00 | 1076 | 3 | 2.5 | 3.2 | 3.2 | 2.2 | 1.6 | 2 | 1.4 | 1.4 | 0.8 | 2.6 | 1.4 | 2.2 | 0.6 | 0.1 | 0 | 99.96 | 314.85 | 267.53 | 24.17 | 89.07
2019 | 2 | 14 | 20:00 | 1077 | 3.3 | 2.7 | 3.3 | 3.2 | 2.5 | 1.5 | 2 | 1.4 | 1.4 | 0.8 | 2.6 | 1.4 | 2.2 | 0.6 | 0.1 | 0 | 99.96 | 314.85 | 267.53 | 24.17 | 89.07
2019 | 2 | 14 | 21:00 | 1078 | 3.6 | 2.8 | 3.3 | 3.4 | 2.8 | 1.5 | 2 | 1.4 | 1.4 | 0.8 | 2.6 | 1.4 | 2.2 | 0.6 | 0.1 | 0 | 99.96 | 314.85 | 267.53 | 24.17 | 89.07
2019 | 2 | 14 | 22:00 | 1079 | 3.6 | 2.9 | 3.3 | 3.6 | 2.9 | 1.6 | 2 | 1.4 | 1.4 | 0.8 | 2.6 | 1.4 | 2.2 | 0.6 | 0.1 | 0 | 99.96 | 314.85 | 267.53 | 24.17 | 89.07
2019 | 2 | 14 | 23:00 | 1080 | 3.5 | 3.2 | 3.2 | 3.9 | 2.9 | 1.7 | 2 | 1.4 | 1.4 | 0.8 | 2.6 | 1.4 | 2.2 | 0.6 | 0.1 | 0 | 99.96 | 314.85 | 267.53 | 24.17 | 89.07
2019 | 2 | 15 | 0:00 | 1081 | 3.6 | 3.3 | 3.3 | 3.9 | 3.2 | 1.9 | 2.2 | 2 | 2 | 0.5 | 2.2 | 1.6 | 2.3 | 0.9 | 0.2 | 0 | 104.24 | 315.59 | 266.53 | 24.36 | 92.05
2019 | 2 | 15 | 1:00 | 1082 | 3.7 | 3.7 | 3 | 3.9 | 3.6 | 1.8 | 2.2 | 2 | 2 | 0.5 | 2.2 | 1.6 | 2.3 | 0.9 | 0.2 | 0 | 104.24 | 315.59 | 266.53 | 24.36 | 92.05
2019 | 2 | 15 | 2:00 | 1083 | 4.1 | 3.9 | 3.1 | 3.6 | 3.6 | 2.2 | 2.2 | 2 | 2 | 0.5 | 2.2 | 1.6 | 2.3 | 0.9 | 0.2 | 0 | 104.24 | 315.59 | 266.53 | 24.36 | 92.05
2019 | 2 | 15 | 3:00 | 1084 | 4.2 | 3.8 | 3 | 3.4 | 3.4 | 2.4 | 2.2 | 2 | 2 | 0.5 | 2.2 | 1.6 | 2.3 | 0.9 | 0.2 | 0 | 104.24 | 315.59 | 266.53 | 24.36 | 92.05
2019 | 2 | 15 | 4:00 | 1085 | 3.9 | 3.6 | 3.1 | 3.5 | 3 | 2.8 | 2.2 | 2 | 2 | 0.5 | 2.2 | 1.6 | 2.3 | 0.9 | 0.2 | 0 | 104.24 | 315.59 | 266.53 | 24.36 | 92.05
2019 | 2 | 15 | 5:00 | 1086 | 4.1 | 3 | 3.1 | 3.5 | 3 | 2.9 | 2.2 | 2 | 2 | 0.5 | 2.2 | 1.6 | 2.3 | 0.9 | 0.2 | 0 | 104.24 | 315.59 | 266.53 | 24.36 | 92.05
2019 | 2 | 15 | 6:00 | 1087 | 3.4 | 2.8 | 3.1 | 3.3 | 2.8 | 2.9 | 2.2 | 2 | 2 | 0.5 | 2.2 | 1.6 | 2.3 | 0.9 | 0.2 | 0 | 104.24 | 315.59 | 266.53 | 24.36 | 92.05
2019 | 2 | 15 | 7:00 | 1088 | 3 | 2.6 | 3.2 | 3.3 | 2.7 | 2.5 | 2.2 | 2 | 2 | 0.5 | 2.2 | 1.6 | 2.3 | 0.9 | 0.2 | 0 | 104.24 | 315.59 | 266.53 | 24.36 | 92.05
2019 | 2 | 15 | 8:00 | 1089 | 3.1 | 2.7 | 3.6 | 3.3 | 2.7 | 2.4 | 2.2 | 2 | 2 | 0.5 | 2.2 | 1.6 | 2.3 | 0.9 | 0.2 | 0 | 104.24 | 315.59 | 266.53 | 24.36 | 92.05
2019 | 2 | 15 | 9:00 | 1090 | 3.2 | 2.9 | 4.1 | 3.6 | 3 | 2.3 | 2.2 | 2 | 2 | 0.5 | 2.2 | 1.6 | 2.3 | 0.9 | 0.2 | 0 | 104.24 | 315.59 | 266.53 | 24.36 | 92.05
2019 | 2 | 15 | 10:00 | 1091 | 3.3 | 3 | 4.2 | 3.9 | 3.2 | 2.4 | 2.2 | 2 | 2 | 0.5 | 2.2 | 1.6 | 2.3 | 0.9 | 0.2 | 0 | 104.24 | 315.59 | 266.53 | 24.36 | 92.05
2019 | 2 | 15 | 11:00 | 1092 | 3.6 | 3.3 | 4.4 | 4.5 | 3.4 | 2.4 | 2.2 | 2 | 2 | 0.5 | 2.2 | 1.6 | 2.3 | 0.9 | 0.2 | 0 | 104.24 | 315.59 | 266.53 | 24.36 | 92.05
2019 | 2 | 15 | 12:00 | 1093 | 3.9 | 3.4 | 4.1 | 5.1 | 3.6 | 2.4 | 2.2 | 2 | 2 | 0.5 | 2.2 | 1.6 | 2.3 | 0.9 | 0.2 | 0 | 104.24 | 315.59 | 266.53 | 24.36 | 92.05
2019 | 2 | 15 | 13:00 | 1094 | 3.9 | 3.7 | 3.4 | 5.2 | 3.6 | 2.4 | 2.2 | 2 | 2 | 0.5 | 2.2 | 1.6 | 2.3 | 0.9 | 0.2 | 0 | 104.24 | 315.59 | 266.53 | 24.36 | 92.05
2019 | 2 | 15 | 14:00 | 1095 | 4 | 3.7 | 3.3 | 5.2 | 3.5 | 2.3 | 2.2 | 2 | 2 | 0.5 | 2.2 | 1.6 | 2.3 | 0.9 | 0.2 | 0 | 104.24 | 315.59 | 266.53 | 24.36 | 92.05
2019 | 2 | 15 | 15:00 | 1096 | 3.9 | 3.6 | 3.3 | 4.7 | 3.4 | 2.3 | 2.2 | 2 | 2 | 0.5 | 2.2 | 1.6 | 2.3 | 0.9 | 0.2 | 0 | 104.24 | 315.59 | 266.53 | 24.36 | 92.05
2019 | 2 | 15 | 16:00 | 1097 | 3.7 | 3.5 | 3.3 | 4.1 | 3.4 | 2.3 | 2.2 | 2 | 2 | 0.5 | 2.2 | 1.6 | 2.3 | 0.9 | 0.2 | 0 | 104.24 | 315.59 | 266.53 | 24.36 | 92.05
2019 | 2 | 15 | 17:00 | 1098 | 3.7 | 3.4 | 3.5 | 3.7 | 3.2 | 2.4 | 2.2 | 2 | 2 | 0.5 | 2.2 | 1.6 | 2.3 | 0.9 | 0.2 | 0 | 104.24 | 315.59 | 266.53 | 24.36 | 92.05
2019 | 2 | 15 | 18:00 | 1099 | 3.7 | 3.3 | 3.1 | 2.9 | 3.2 | 2.5 | 2.2 | 2 | 2 | 0.5 | 2.2 | 1.6 | 2.3 | 0.9 | 0.2 | 0 | 104.24 | 315.59 | 266.53 | 24.36 | 92.05
2019 | 2 | 15 | 19:00 | 1100 | 3.6 | 3.3 | 2.9 | 2.8 | 3 | 2.5 | 2.2 | 2 | 2 | 0.5 | 2.2 | 1.6 | 2.3 | 0.9 | 0.2 | 0 | 104.24 | 315.59 | 266.53 | 24.36 | 92.05
2019 | 2 | 15 | 20:00 | 1101 | 3.6 | 3.1 | 2.6 | 2.7 | 2.7 | 2.5 | 2.2 | 2 | 2 | 0.5 | 2.2 | 1.6 | 2.3 | 0.9 | 0.2 | 0 | 104.24 | 315.59 | 266.53 | 24.36 | 92.05
2019 | 2 | 15 | 21:00 | 1102 | 3.5 | 2.9 | 2.5 | 2.4 | 2.5 | 2.3 | 2.2 | 2 | 2 | 0.5 | 2.2 | 1.6 | 2.3 | 0.9 | 0.2 | 0 | 104.24 | 315.59 | 266.53 | 24.36 | 92.05
2019 | 2 | 15 | 22:00 | 1103 | 3.2 | 2.4 | 2.3 | 2.2 | 2.3 | 2.2 | 2.2 | 2 | 2 | 0.5 | 2.2 | 1.6 | 2.3 | 0.9 | 0.2 | 0 | 104.24 | 315.59 | 266.53 | 24.36 | 92.05
2019 | 2 | 15 | 23:00 | 1104 | 3 | 2.1 | 2.2 | 1.9 | 2.1 | 2 | 2.2 | 2 | 2 | 0.5 | 2.2 | 1.6 | 2.3 | 0.9 | 0.2 | 0 | 104.24 | 315.59 | 266.53 | 24.36 | 92.05
2019 | 2 | 16 | 0:00 | 1105 | 2.8 | 2.2 | 2.3 | 1.8 | 1.9 | 1.9 | 2.8 | 2.2 | 2.2 | 0.6 | 0.8 | 2.1 | 3 | 1.2 | 0.2 | 0 | 108.21 | 318.31 | 272.15 | 26.56 | 108.98
2019 | 2 | 16 | 1:00 | 1106 | 2.5 | 2.2 | 2.5 | 1.6 | 1.6 | 1.8 | 2.8 | 2.2 | 2.2 | 0.6 | 0.8 | 2.1 | 3 | 1.2 | 0.2 | 0 | 108.21 | 318.31 | 272.15 | 26.56 | 108.98
2019 | 2 | 16 | 2:00 | 1107 | 2.4 | 2.3 | 2.5 | 1.5 | 1.4 | 1.8 | 2.8 | 2.2 | 2.2 | 0.6 | 0.8 | 2.1 | 3 | 1.2 | 0.2 | 0 | 108.21 | 318.31 | 272.15 | 26.56 | 108.98
2019 | 2 | 16 | 3:00 | 1108 | 2.4 | 2.4 | 2.3 | 1.8 | 1.2 | 1.5 | 2.8 | 2.2 | 2.2 | 0.6 | 0.8 | 2.1 | 3 | 1.2 | 0.2 | 0 | 108.21 | 318.31 | 272.15 | 26.56 | 108.98
2019 | 2 | 16 | 4:00 | 1109 | 2.3 | 2.4 | 2.5 | 1.8 | 1.1 | 1.6 | 2.8 | 2.2 | 2.2 | 0.6 | 0.8 | 2.1 | 3 | 1.2 | 0.2 | 0 | 108.21 | 318.31 | 272.15 | 26.56 | 108.98
2019 | 2 | 16 | 5:00 | 1110 | 2.1 | 2.4 | 2.6 | 1.8 | 1 | 1.6 | 2.8 | 2.2 | 2.2 | 0.6 | 0.8 | 2.1 | 3 | 1.2 | 0.2 | 0 | 108.21 | 318.31 | 272.15 | 26.56 | 108.98
2019 | 2 | 16 | 6:00 | 1111 | 2.1 | 2.2 | 2.5 | 1.4 | 1 | 1.6 | 2.8 | 2.2 | 2.2 | 0.6 | 0.8 | 2.1 | 3 | 1.2 | 0.2 | 0 | 108.21 | 318.31 | 272.15 | 26.56 | 108.98
2019 | 2 | 16 | 7:00 | 1112 | 2.2 | 2.2 | 3 | 1.7 | 1.4 | 1.6 | 2.8 | 2.2 | 2.2 | 0.6 | 0.8 | 2.1 | 3 | 1.2 | 0.2 | 0 | 108.21 | 318.31 | 272.15 | 26.56 | 108.98
2019 | 2 | 16 | 8:00 | 1113 | 2.2 | 2.7 | 3.5 | 3.9 | 3.2 | 1.7 | 2.8 | 2.2 | 2.2 | 0.6 | 0.8 | 2.1 | 3 | 1.2 | 0.2 | 0 | 108.21 | 318.31 | 272.15 | 26.56 | 108.98
2019 | 2 | 16 | 9:00 | 1114 | 3.3 | 4.4 | 4.2 | 6.1 | 4.8 | 1.9 | 2.8 | 2.2 | 2.2 | 0.6 | 0.8 | 2.1 | 3 | 1.2 | 0.2 | 0 | 108.21 | 318.31 | 272.15 | 26.56 | 108.98
2019 | 2 | 16 | 10:00 | 1115 | 5 | 5.9 | 4.7 | 7.9 | 6 | 2.2 | 2.8 | 2.2 | 2.2 | 0.6 | 0.8 | 2.1 | 3 | 1.2 | 0.2 | 0 | 108.21 | 318.31 | 272.15 | 26.56 | 108.98
2019 | 2 | 16 | 11:00 | 1116 | 5.8 | 7.2 | 4.9 | 8.6 | 7.2 | 3.4 | 2.8 | 2.2 | 2.2 | 0.6 | 0.8 | 2.1 | 3 | 1.2 | 0.2 | 0 | 108.21 | 318.31 | 272.15 | 26.56 | 108.98
2019 | 2 | 16 | 12:00 | 1117 | 7 | 8.2 | 4.5 | 8.5 | 7.9 | 5.1 | 2.8 | 2.2 | 2.2 | 0.6 | 0.8 | 2.1 | 3 | 1.2 | 0.2 | 0 | 108.21 | 318.31 | 272.15 | 26.56 | 108.98
2019 | 2 | 16 | 13:00 | 1118 | 7.7 | 8.5 | 4.8 | 8.6 | 8.3 | 5.8 | 2.8 | 2.2 | 2.2 | 0.6 | 0.8 | 2.1 | 3 | 1.2 | 0.2 | 0 | 108.21 | 318.31 | 272.15 | 26.56 | 108.98
2019 | 2 | 16 | 14:00 | 1119 | 7.7 | 7.7 | 4.7 | 8.5 | 7.9 | 5.8 | 2.8 | 2.2 | 2.2 | 0.6 | 0.8 | 2.1 | 3 | 1.2 | 0.2 | 0 | 108.21 | 318.31 | 272.15 | 26.56 | 108.98
2019 | 2 | 16 | 15:00 | 1120 | 6.9 | 6.6 | 4.3 | 7.2 | 7.2 | 5 | 2.8 | 2.2 | 2.2 | 0.6 | 0.8 | 2.1 | 3 | 1.2 | 0.2 | 0 | 108.21 | 318.31 | 272.15 | 26.56 | 108.98
2019 | 2 | 16 | 16:00 | 1121 | 4.9 | 5 | 3.8 | 5.8 | 6.1 | 3.9 | 2.8 | 2.2 | 2.2 | 0.6 | 0.8 | 2.1 | 3 | 1.2 | 0.2 | 0 | 108.21 | 318.31 | 272.15 | 26.56 | 108.98
2019 | 2 | 16 | 17:00 | 1122 | 3.8 | 4 | 4 | 5.3 | 5.4 | 3.2 | 2.8 | 2.2 | 2.2 | 0.6 | 0.8 | 2.1 | 3 | 1.2 | 0.2 | 0 | 108.21 | 318.31 | 272.15 | 26.56 | 108.98
2019 | 2 | 16 | 18:00 | 1123 | 2.9 | 3.9 | 4.1 | 5.1 | 6 | 2.4 | 2.8 | 2.2 | 2.2 | 0.6 | 0.8 | 2.1 | 3 | 1.2 | 0.2 | 0 | 108.21 | 318.31 | 272.15 | 26.56 | 108.98
2019 | 2 | 16 | 19:00 | 1124 | 2.4 | 3.7 | 4.1 | 4.8 | 5.3 | 1.8 | 2.8 | 2.2 | 2.2 | 0.6 | 0.8 | 2.1 | 3 | 1.2 | 0.2 | 0 | 108.21 | 318.31 | 272.15 | 26.56 | 108.98
2019 | 2 | 16 | 20:00 | 1125 | 2.9 | 3 | 4 | 4.9 | 5.1 | 1.4 | 2.8 | 2.2 | 2.2 | 0.6 | 0.8 | 2.1 | 3 | 1.2 | 0.2 | 0 | 108.21 | 318.31 | 272.15 | 26.56 | 108.98
2019 | 2 | 16 | 21:00 | 1126 | 3.1 | 3.2 | 4.6 | 4.2 | 5 | 0.9 | 2.8 | 2.2 | 2.2 | 0.6 | 0.8 | 2.1 | 3 | 1.2 | 0.2 | 0 | 108.21 | 318.31 | 272.15 | 26.56 | 108.98
2019 | 2 | 16 | 22:00 | 1127 | 3.1 | 4.4 | 4.3 | 3.7 | 4.6 | 0.3 | 2.8 | 2.2 | 2.2 | 0.6 | 0.8 | 2.1 | 3 | 1.2 | 0.2 | 0 | 108.21 | 318.31 | 272.15 | 26.56 | 108.98
2019 | 2 | 16 | 23:00 | 1128 | 2.8 | 4.7 | 3.9 | 3.3 | 3.9 | 0 | 2.8 | 2.2 | 2.2 | 0.6 | 0.8 | 2.1 | 3 | 1.2 | 0.2 | 0 | 108.21 | 318.31 | 272.15 | 26.56 | 108.98
2019 | 2 | 17 | 0:00 | 1129 | 2.2 | 4.6 | 4 | 3.5 | 3.5 | 0 | 3 | 2.5 | 2.5 | 1 | 0.1 | 2.3 | 4 | 1.3 | 0.3 | 0.3 | 114.86 | 328.17 | 292.69 | 29.58 | 116.72
2019 | 2 | 17 | 1:00 | 1130 | 2.9 | 4.1 | 4 | 3.3 | 3.6 | 0.1 | 3 | 2.5 | 2.5 | 1 | 0.1 | 2.3 | 4 | 1.3 | 0.3 | 0.3 | 114.86 | 328.17 | 292.69 | 29.58 | 116.72
2019 | 2 | 17 | 2:00 | 1131 | 1.3 | 3.7 | 3.9 | 3.7 | 3.6 | 0.2 | 3 | 2.5 | 2.5 | 1 | 0.1 | 2.3 | 4 | 1.3 | 0.3 | 0.3 | 114.86 | 328.17 | 292.69 | 29.58 | 116.72
2019 | 2 | 17 | 3:00 | 1132 | 3.2 | 3.3 | 3.7 | 4.2 | 3.8 | 1.5 | 3 | 2.5 | 2.5 | 1 | 0.1 | 2.3 | 4 | 1.3 | 0.3 | 0.3 | 114.86 | 328.17 | 292.69 | 29.58 | 116.72
2019 | 2 | 17 | 4:00 | 1133 | 3.9 | 3.1 | 3.4 | 4.4 | 3.9 | 2.4 | 3 | 2.5 | 2.5 | 1 | 0.1 | 2.3 | 4 | 1.3 | 0.3 | 0.3 | 114.86 | 328.17 | 292.69 | 29.58 | 116.72
2019 | 2 | 17 | 5:00 | 1134 | 3 | 3.2 | 3.4 | 4.4 | 3.9 | 2.8 | 3 | 2.5 | 2.5 | 1 | 0.1 | 2.3 | 4 | 1.3 | 0.3 | 0.3 | 114.86 | 328.17 | 292.69 | 29.58 | 116.72
2019 | 2 | 17 | 6:00 | 1135 | 3.5 | 3.5 | 3.4 | 4.3 | 4 | 2.9 | 3 | 2.5 | 2.5 | 1 | 0.1 | 2.3 | 4 | 1.3 | 0.3 | 0.3 | 114.86 | 328.17 | 292.69 | 29.58 | 116.72
2019 | 2 | 17 | 7:00 | 1136 | 4.3 | 4.1 | 3.7 | 4.3 | 4 | 3.1 | 3 | 2.5 | 2.5 | 1 | 0.1 | 2.3 | 4 | 1.3 | 0.3 | 0.3 | 114.86 | 328.17 | 292.69 | 29.58 | 116.72
2019 | 2 | 17 | 8:00 | 1137 | 4.7 | 4.3 | 3.9 | 4.7 | 4.5 | 3.2 | 3 | 2.5 | 2.5 | 1 | 0.1 | 2.3 | 4 | 1.3 | 0.3 | 0.3 | 114.86 | 328.17 | 292.69 | 29.58 | 116.72
2019 | 2 | 17 | 9:00 | 1138 | 4.8 | 4.7 | 3.6 | 5.8 | 4.9 | 3.3 | 3 | 2.5 | 2.5 | 1 | 0.1 | 2.3 | 4 | 1.3 | 0.3 | 0.3 | 114.86 | 328.17 | 292.69 | 29.58 | 116.72
2019 | 2 | 17 | 10:00 | 1139 | 5.1 | 5.1 | 3.6 | 5.6 | 5.4 | 3.6 | 3 | 2.5 | 2.5 | 1 | 0.1 | 2.3 | 4 | 1.3 | 0.3 | 0.3 | 114.86 | 328.17 | 292.69 | 29.58 | 116.72
2019 | 2 | 17 | 11:00 | 1140 | 5.5 | 5.6 | 3.9 | 6.5 | 6.2 | 4 | 3 | 2.5 | 2.5 | 1 | 0.1 | 2.3 | 4 | 1.3 | 0.3 | 0.3 | 114.86 | 328.17 | 292.69 | 29.58 | 116.72
2019 | 2 | 17 | 12:00 | 1141 | 5.5 | 6 | 3.8 | 7.1 | 6 | 4.5 | 3 | 2.5 | 2.5 | 1 | 0.1 | 2.3 | 4 | 1.3 | 0.3 | 0.3 | 114.86 | 328.17 | 292.69 | 29.58 | 116.72
2019 | 2 | 17 | 13:00 | 1142 | 5.5 | 6.5 | 3.8 | 7.2 | 6.6 | 4.4 | 3 | 2.5 | 2.5 | 1 | 0.1 | 2.3 | 4 | 1.3 | 0.3 | 0.3 | 114.86 | 328.17 | 292.69 | 29.58 | 116.72
2019 | 2 | 17 | 14:00 | 1143 | 5.4 | 6.1 | 3.8 | 6.9 | 6.8 | 4.6 | 3 | 2.5 | 2.5 | 1 | 0.1 | 2.3 | 4 | 1.3 | 0.3 | 0.3 | 114.86 | 328.17 | 292.69 | 29.58 | 116.72
2019 | 2 | 17 | 15:00 | 1144 | 5.1 | 5.8 | 3.8 | 6.1 | 5.9 | 4.5 | 3 | 2.5 | 2.5 | 1 | 0.1 | 2.3 | 4 | 1.3 | 0.3 | 0.3 | 114.86 | 328.17 | 292.69 | 29.58 | 116.72
2019 | 2 | 17 | 16:00 | 1145 | 4.9 | 5.4 | 3.4 | 2.7 | 4.1 | 3.4 | 3 | 2.5 | 2.5 | 1 | 0.1 | 2.3 | 4 | 1.3 | 0.3 | 0.3 | 114.86 | 328.17 | 292.69 | 29.58 | 116.72
2019 | 2 | 17 | 17:00 | 1146 | 4.1 | 4.6 | 3.6 | 2.2 | 2.7 | 2.6 | 3 | 2.5 | 2.5 | 1 | 0.1 | 2.3 | 4 | 1.3 | 0.3 | 0.3 | 114.86 | 328.17 | 292.69 | 29.58 | 116.72
2019 | 2 | 17 | 18:00 | 1147 | 4.2 | 3.3 | 3.1 | 0.8 | 1.1 | 1.7 | 3 | 2.5 | 2.5 | 1 | 0.1 | 2.3 | 4 | 1.3 | 0.3 | 0.3 | 114.86 | 328.17 | 292.69 | 29.58 | 116.72
2019 | 2 | 17 | 19:00 | 1148 | 4.2 | 3.8 | 3 | -0.2 | 0.2 | 1.6 | 3 | 2.5 | 2.5 | 1 | 0.1 | 2.3 | 4 | 1.3 | 0.3 | 0.3 | 114.86 | 328.17 | 292.69 | 29.58 | 116.72
2019 | 2 | 17 | 20:00 | 1149 | 3.4 | 3.4 | 3.1 | -0.3 | 0.4 | 0.8 | 3 | 2.5 | 2.5 | 1 | 0.1 | 2.3 | 4 | 1.3 | 0.3 | 0.3 | 114.86 | 328.17 | 292.69 | 29.58 | 116.72
2019 | 2 | 17 | 21:00 | 1150 | 3.5 | 3 | 3.2 | -0.6 | -0.5 | 0.1 | 3 | 2.5 | 2.5 | 1 | 0.1 | 2.3 | 4 | 1.3 | 0.3 | 0.3 | 114.86 | 328.17 | 292.69 | 29.58 | 116.72
2019 | 2 | 17 | 22:00 | 1151 | 3.7 | 3.1 | 2.9 | -0.4 | -1.1 | -2 | 3 | 2.5 | 2.5 | 1 | 0.1 | 2.3 | 4 | 1.3 | 0.3 | 0.3 | 114.86 | 328.17 | 292.69 | 29.58 | 116.72
2019 | 2 | 17 | 23:00 | 1152 | 2.8 | 3 | 2.9 | -1 | -1.7 | -1.5 | 3 | 2.5 | 2.5 | 1 | 0.1 | 2.3 | 4 | 1.3 | 0.3 | 0.3 | 114.86 | 328.17 | 292.69 | 29.58 | 116.72
2019 | 2 | 18 | 0:00 | 1153 | 2.9 | 1 | 2.9 | -0.9 | -2 | -1.1 | 3 | 2.8 | 2.8 | 1.4 | 0.2 | 2.5 | 3.7 | 1.3 | 0.4 | 0.6 | 117.96 | 340.21 | 311.58 | 29.75 | 106.11
2019 | 2 | 18 | 1:00 | 1154 | 2.7 | 0 | 2.5 | -1.2 | -2.4 | -0.9 | 3 | 2.8 | 2.8 | 1.4 | 0.2 | 2.5 | 3.7 | 1.3 | 0.4 | 0.6 | 117.96 | 340.21 | 311.58 | 29.75 | 106.11
2019 | 2 | 18 | 2:00 | 1155 | 2.5 | -1.5 | 2.9 | -1.3 | -2.6 | -1.5 | 3 | 2.8 | 2.8 | 1.4 | 0.2 | 2.5 | 3.7 | 1.3 | 0.4 | 0.6 | 117.96 | 340.21 | 311.58 | 29.75 | 106.11
2019 | 2 | 18 | 3:00 | 1156 | 2.1 | -0.6 | 3 | -1.2 | -3.2 | -1.6 | 3 | 2.8 | 2.8 | 1.4 | 0.2 | 2.5 | 3.7 | 1.3 | 0.4 | 0.6 | 117.96 | 340.21 | 311.58 | 29.75 | 106.11
2019 | 2 | 18 | 4:00 | 1157 | 2.3 | 0 | 3 | -1.9 | -3.1 | -2 | 3 | 2.8 | 2.8 | 1.4 | 0.2 | 2.5 | 3.7 | 1.3 | 0.4 | 0.6 | 117.96 | 340.21 | 311.58 | 29.75 | 106.11
2019 | 2 | 18 | 5:00 | 1158 | 2.1 | 0.4 | 3.1 | -2.3 | -3.7 | -2.2 | 3 | 2.8 | 2.8 | 1.4 | 0.2 | 2.5 | 3.7 | 1.3 | 0.4 | 0.6 | 117.96 | 340.21 | 311.58 | 29.75 | 106.11
2019 | 2 | 18 | 6:00 | 1159 | 1.6 | 0.6 | 2.6 | -2.6 | -4 | -2.4 | 3 | 2.8 | 2.8 | 1.4 | 0.2 | 2.5 | 3.7 | 1.3 | 0.4 | 0.6 | 117.96 | 340.21 | 311.58 | 29.75 | 106.11
2019 | 2 | 18 | 7:00 | 1160 | 1.7 | 1.1 | 3 | -0.8 | -1.5 | -2.4 | 3 | 2.8 | 2.8 | 1.4 | 0.2 | 2.5 | 3.7 | 1.3 | 0.4 | 0.6 | 117.96 | 340.21 | 311.58 | 29.75 | 106.11
2019 | 2 | 18 | 8:00 | 1161 | 2.1 | 1.8 | 2.7 | 1.2 | 0.8 | -2.3 | 3 | 2.8 | 2.8 | 1.4 | 0.2 | 2.5 | 3.7 | 1.3 | 0.4 | 0.6 | 117.96 | 340.21 | 311.58 | 29.75 | 106.11
2019 | 2 | 18 | 9:00 | 1162 | 2.4 | 2.6 | 2.6 | 2.5 | 2.6 | -1.9 | 3 | 2.8 | 2.8 | 1.4 | 0.2 | 2.5 | 3.7 | 1.3 | 0.4 | 0.6 | 117.96 | 340.21 | 311.58 | 29.75 | 106.11
2019 | 2 | 18 | 10:00 | 1163 | 2.6 | 3.2 | 2.4 | 3.6 | 3.5 | -1.6 | 3 | 2.8 | 2.8 | 1.4 | 0.2 | 2.5 | 3.7 | 1.3 | 0.4 | 0.6 | 117.96 | 340.21 | 311.58 | 29.75 | 106.11
2019 | 2 | 18 | 11:00 | 1164 | 2.9 | 4.2 | 2.1 | 5.1 | 4.7 | -1.1 | 3 | 2.8 | 2.8 | 1.4 | 0.2 | 2.5 | 3.7 | 1.3 | 0.4 | 0.6 | 117.96 | 340.21 | 311.58 | 29.75 | 106.11
2019 | 2 | 18 | 12:00 | 1165 | 3.9 | 4.2 | 2.6 | 5.2 | 3 | -1 | 3 | 2.8 | 2.8 | 1.4 | 0.2 | 2.5 | 3.7 | 1.3 | 0.4 | 0.6 | 117.96 | 340.21 | 311.58 | 29.75 | 106.11
2019 | 2 | 18 | 13:00 | 1166 | 4.1 | 3.9 | 2.9 | 4.2 | 3.3 | 0.6 | 3 | 2.8 | 2.8 | 1.4 | 0.2 | 2.5 | 3.7 | 1.3 | 0.4 | 0.6 | 117.96 | 340.21 | 311.58 | 29.75 | 106.11
2019 | 2 | 18 | 14:00 | 1167 | 4 | 3.6 | 2.5 | 4.1 | 3.7 | 2.1 | 3 | 2.8 | 2.8 | 1.4 | 0.2 | 2.5 | 3.7 | 1.3 | 0.4 | 0.6 | 117.96 | 340.21 | 311.58 | 29.75 | 106.11
2019 | 2 | 18 | 15:00 | 1168 | 3.5 | 3.3 | 2.3 | 3.5 | 3 | 1.9 | 3 | 2.8 | 2.8 | 1.4 | 0.2 | 2.5 | 3.7 | 1.3 | 0.4 | 0.6 | 117.96 | 340.21 | 311.58 | 29.75 | 106.11
2019 | 2 | 18 | 16:00 | 1169 | 3.1 | 3.7 | 2.3 | 3.1 | 3 | 0 | 3 | 2.8 | 2.8 | 1.4 | 0.2 | 2.5 | 3.7 | 1.3 | 0.4 | 0.6 | 117.96 | 340.21 | 311.58 | 29.75 | 106.11
2019 | 2 | 18 | 17:00 | 1170 | 2.1 | 3.3 | 2.5 | 2.9 | 3.1 | -1 | 3 | 2.8 | 2.8 | 1.4 | 0.2 | 2.5 | 3.7 | 1.3 | 0.4 | 0.6 | 117.96 | 340.21 | 311.58 | 29.75 | 106.11
2019 | 2 | 18 | 18:00 | 1171 | 1.7 | 2.7 | 2.7 | 2.9 | 3.3 | -0.9 | 3 | 2.8 | 2.8 | 1.4 | 0.2 | 2.5 | 3.7 | 1.3 | 0.4 | 0.6 | 117.96 | 340.21 | 311.58 | 29.75 | 106.11
2019 | 2 | 18 | 19:00 | 1172 | 1.5 | 2.1 | 3.1 | 2.6 | 2.8 | -1.3 | 3 | 2.8 | 2.8 | 1.4 | 0.2 | 2.5 | 3.7 | 1.3 | 0.4 | 0.6 | 117.96 | 340.21 | 311.58 | 29.75 | 106.11
2019 | 2 | 18 | 20:00 | 1173 | 1.1 | 2 | 3.3 | 2.8 | 3.2 | -1.2 | 3 | 2.8 | 2.8 | 1.4 | 0.2 | 2.5 | 3.7 | 1.3 | 0.4 | 0.6 | 117.96 | 340.21 | 311.58 | 29.75 | 106.11
2019 | 2 | 18 | 21:00 | 1174 | 0.5 | 1.9 | 3.2 | 2.4 | 2.8 | -1.5 | 3 | 2.8 | 2.8 | 1.4 | 0.2 | 2.5 | 3.7 | 1.3 | 0.4 | 0.6 | 117.96 | 340.21 | 311.58 | 29.75 | 106.11
2019 | 2 | 18 | 22:00 | 1175 | 0.2 | 1.4 | 2.6 | 2.5 | 2.8 | -2.2 | 3 | 2.8 | 2.8 | 1.4 | 0.2 | 2.5 | 3.7 | 1.3 | 0.4 | 0.6 | 117.96 | 340.21 | 311.58 | 29.75 | 106.11
2019 | 2 | 18 | 23:00 | 1176 | 0 | 0 | 2.2 | 2.5 | 3 | -2.6 | 3 | 2.8 | 2.8 | 1.4 | 0.2 | 2.5 | 3.7 | 1.3 | 0.4 | 0.6 | 117.96 | 340.21 | 311.58 | 29.75 | 106.11
2019 | 2 | 19 | 0:00 | 1177 | 0.3 | -0.1 | 1.9 | 2.4 | 2.8 | -2.5 | 2.6 | 2.7 | 2.7 | 1 | 0.9 | 2.1 | 3 | 1.3 | 0.5 | 1.1 | 115.2 | 347.47 | 310.87 | 27.53 | 94.86
2019 | 2 | 19 | 1:00 | 1178 | 0.3 | 0.3 | 1.8 | 2.4 | 2.7 | -2.2 | 2.6 | 2.7 | 2.7 | 1 | 0.9 | 2.1 | 3 | 1.3 | 0.5 | 1.1 | 115.2 | 347.47 | 310.87 | 27.53 | 94.86
2019 | 2 | 19 | 2:00 | 1179 | 0.5 | 0.4 | 1.4 | 2.9 | 2.8 | -2.1 | 2.6 | 2.7 | 2.7 | 1 | 0.9 | 2.1 | 3 | 1.3 | 0.5 | 1.1 | 115.2 | 347.47 | 310.87 | 27.53 | 94.86
2019 | 2 | 19 | 3:00 | 1180 | 0.3 | 0.7 | 1.3 | 3.1 | 2.7 | -2.1 | 2.6 | 2.7 | 2.7 | 1 | 0.9 | 2.1 | 3 | 1.3 | 0.5 | 1.1 | 115.2 | 347.47 | 310.87 | 27.53 | 94.86
2019 | 2 | 19 | 4:00 | 1181 | 0.5 | 1 | 1.2 | 3 | 2.5 | -2.1 | 2.6 | 2.7 | 2.7 | 1 | 0.9 | 2.1 | 3 | 1.3 | 0.5 | 1.1 | 115.2 | 347.47 | 310.87 | 27.53 | 94.86
2019 | 2 | 19 | 5:00 | 1182 | 0.5 | 0.9 | 0.9 | 2.7 | 2.5 | -2 | 2.6 | 2.7 | 2.7 | 1 | 0.9 | 2.1 | 3 | 1.3 | 0.5 | 1.1 | 115.2 | 347.47 | 310.87 | 27.53 | 94.86
2019 | 2 | 19 | 6:00 | 1183 | 0.7 | 0.4 | 0.9 | 2.6 | 2.3 | -1.5 | 2.6 | 2.7 | 2.7 | 1 | 0.9 | 2.1 | 3 | 1.3 | 0.5 | 1.1 | 115.2 | 347.47 | 310.87 | 27.53 | 94.86
2019 | 2 | 19 | 7:00 | 1184 | 1.2 | 1.5 | 1.2 | 2.6 | 2.2 | -0.3 | 2.6 | 2.7 | 2.7 | 1 | 0.9 | 2.1 | 3 | 1.3 | 0.5 | 1.1 | 115.2 | 347.47 | 310.87 | 27.53 | 94.86
2019 | 2 | 19 | 8:00 | 1185 | 1.9 | 1.8 | 1.9 | 3 | 2.4 | 1 | 2.6 | 2.7 | 2.7 | 1 | 0.9 | 2.1 | 3 | 1.3 | 0.5 | 1.1 | 115.2 | 347.47 | 310.87 | 27.53 | 94.86
2019 | 2 | 19 | 9:00 | 1186 | 2.5 | 2.3 | 3.2 | 3.5 | 2.7 | 1.7 | 2.6 | 2.7 | 2.7 | 1 | 0.9 | 2.1 | 3 | 1.3 | 0.5 | 1.1 | 115.2 | 347.47 | 310.87 | 27.53 | 94.86
2019 | 2 | 19 | 10:00 | 1187 | 3.5 | 4 | 3.8 | 5 | 3.9 | 3.3 | 2.6 | 2.7 | 2.7 | 1 | 0.9 | 2.1 | 3 | 1.3 | 0.5 | 1.1 | 115.2 | 347.47 | 310.87 | 27.53 | 94.86
2019 | 2 | 19 | 11:00 | 1188 | 4.6 | 5 | 5 | 6.4 | 6.1 | 4.7 | 2.6 | 2.7 | 2.7 | 1 | 0.9 | 2.1 | 3 | 1.3 | 0.5 | 1.1 | 115.2 | 347.47 | 310.87 | 27.53 | 94.86
2019 | 2 | 19 | 12:00 | 1189 | 6.6 | 6.1 | 4.3 | 7.9 | 7.5 | 5.6 | 2.6 | 2.7 | 2.7 | 1 | 0.9 | 2.1 | 3 | 1.3 | 0.5 | 1.1 | 115.2 | 347.47 | 310.87 | 27.53 | 94.86
2019 | 2 | 19 | 13:00 | 1190 | 7.4 | 7.3 | 4.6 | 7.5 | 7.3 | 6.2 | 2.6 | 2.7 | 2.7 | 1 | 0.9 | 2.1 | 3 | 1.3 | 0.5 | 1.1 | 115.2 | 347.47 | 310.87 | 27.53 | 94.86
2019 | 2 | 19 | 14:00 | 1191 | 7.7 | 7.6 | 4.3 | 6.5 | 7.5 | 6.5 | 2.6 | 2.7 | 2.7 | 1 | 0.9 | 2.1 | 3 | 1.3 | 0.5 | 1.1 | 115.2 | 347.47 | 310.87 | 27.53 | 94.86
2019 | 2 | 19 | 15:00 | 1192 | 7.1 | 7.6 | 3.7 | 5.5 | 6.8 | 6.1 | 2.6 | 2.7 | 2.7 | 1 | 0.9 | 2.1 | 3 | 1.3 | 0.5 | 1.1 | 115.2 | 347.47 | 310.87 | 27.53 | 94.86
2019 | 2 | 19 | 16:00 | 1193 | 6.7 | 6.8 | 3.7 | 4.3 | 5.8 | 5 | 2.6 | 2.7 | 2.7 | 1 | 0.9 | 2.1 | 3 | 1.3 | 0.5 | 1.1 | 115.2 | 347.47 | 310.87 | 27.53 | 94.86
2019 | 2 | 19 | 17:00 | 1194 | 6.9 | 6.3 | 4 | 4.2 | 4.8 | 4.4 | 2.6 | 2.7 | 2.7 | 1 | 0.9 | 2.1 | 3 | 1.3 | 0.5 | 1.1 | 115.2 | 347.47 | 310.87 | 27.53 | 94.86
2019 | 2 | 19 | 18:00 | 1195 | 7.4 | 7 | 4.1 | 4 | 4.2 | 4.2 | 2.6 | 2.7 | 2.7 | 1 | 0.9 | 2.1 | 3 | 1.3 | 0.5 | 1.1 | 115.2 | 347.47 | 310.87 | 27.53 | 94.86
2019 | 2 | 19 | 19:00 | 1196 | 7 | 4.8 | 4.1 | 3.9 | 4.2 | 4.2 | 2.6 | 2.7 | 2.7 | 1 | 0.9 | 2.1 | 3 | 1.3 | 0.5 | 1.1 | 115.2 | 347.47 | 310.87 | 27.53 | 94.86
2019 | 2 | 19 | 20:00 | 1197 | 4.8 | 4.8 | 4 | 4.2 | 4.1 | 5.2 | 2.6 | 2.7 | 2.7 | 1 | 0.9 | 2.1 | 3 | 1.3 | 0.5 | 1.1 | 115.2 | 347.47 | 310.87 | 27.53 | 94.86
2019 | 2 | 19 | 21:00 | 1198 | 4.3 | 4.8 | 4 | 4.3 | 4.1 | 4 | 2.6 | 2.7 | 2.7 | 1 | 0.9 | 2.1 | 3 | 1.3 | 0.5 | 1.1 | 115.2 | 347.47 | 310.87 | 27.53 | 94.86
2019 | 2 | 19 | 22:00 | 1199 | 3.8 | 5 | 4 | 4.3 | 4.2 | 3.6 | 2.6 | 2.7 | 2.7 | 1 | 0.9 | 2.1 | 3 | 1.3 | 0.5 | 1.1 | 115.2 | 347.47 | 310.87 | 27.53 | 94.86
2019 | 2 | 19 | 23:00 | 1200 | 3.9 | 4.7 | 3.9 | 4.2 | 4.3 | 3.6 | 2.6 | 2.7 | 2.7 | 1 | 0.9 | 2.1 | 3 | 1.3 | 0.5 | 1.1 | 115.2 | 347.47 | 310.87 | 27.53 | 94.86
2019 | 2 | 20 | 0:00 | 1201 | 4.3 | 4.8 | 3.9 | 4.1 | 4.2 | 3.4 | 3.2 | 3.1 | 3.1 | 1.5 | 2 | 2 | 4 | 1.6 | 0.7 | 1.7 | 119.94 | 358.8 | 289.24 | 23.12 | 88.69
2019 | 2 | 20 | 1:00 | 1202 | 4.2 | 4.8 | 3.9 | 3.9 | 4.4 | 3.3 | 3.2 | 3.1 | 3.1 | 1.5 | 2 | 2 | 4 | 1.6 | 0.7 | 1.7 | 119.94 | 358.8 | 289.24 | 23.12 | 88.69
2019 | 2 | 20 | 2:00 | 1203 | 4.3 | 4.7 | 4 | 3.8 | 4 | 3.4 | 3.2 | 3.1 | 3.1 | 1.5 | 2 | 2 | 4 | 1.6 | 0.7 | 1.7 | 119.94 | 358.8 | 289.24 | 23.12 | 88.69
2019 | 2 | 20 | 3:00 | 1204 | 4.1 | 4.4 | 3.9 | 3.7 | 3.7 | 3.3 | 3.2 | 3.1 | 3.1 | 1.5 | 2 | 2 | 4 | 1.6 | 0.7 | 1.7 | 119.94 | 358.8 | 289.24 | 23.12 | 88.69
2019 | 2 | 20 | 4:00 | 1205 | 4.1 | 4 | 3.9 | 3.7 | 3.6 | 3.3 | 3.2 | 3.1 | 3.1 | 1.5 | 2 | 2 | 4 | 1.6 | 0.7 | 1.7 | 119.94 | 358.8 | 289.24 | 23.12 | 88.69
2019 | 2 | 20 | 5:00 | 1206 | 4.1 | 3.8 | 3.8 | 3.8 | 3.6 | 3.1 | 3.2 | 3.1 | 3.1 | 1.5 | 2 | 2 | 4 | 1.6 | 0.7 | 1.7 | 119.94 | 358.8 | 289.24 | 23.12 | 88.69
2019 | 2 | 20 | 6:00 | 1207 | 3.4 | 3.6 | 3.4 | 3.7 | 3.5 | 2.8 | 3.2 | 3.1 | 3.1 | 1.5 | 2 | 2 | 4 | 1.6 | 0.7 | 1.7 | 119.94 | 358.8 | 289.24 | 23.12 | 88.69
2019 | 2 | 20 | 7:00 | 1208 | 3.8 | 3.6 | 3.5 | 3.6 | 3.7 | 2.8 | 3.2 | 3.1 | 3.1 | 1.5 | 2 | 2 | 4 | 1.6 | 0.7 | 1.7 | 119.94 | 358.8 | 289.24 | 23.12 | 88.69
2019 | 2 | 20 | 8:00 | 1209 | 3.8 | 3.4 | 3.6 | 3.7 | 3.8 | 2.9 | 3.2 | 3.1 | 3.1 | 1.5 | 2 | 2 | 4 | 1.6 | 0.7 | 1.7 | 119.94 | 358.8 | 289.24 | 23.12 | 88.69
2019 | 2 | 20 | 9:00 | 1210 | 4.7 | 4 | 3.9 | 3.7 | 4.1 | 3.2 | 3.2 | 3.1 | 3.1 | 1.5 | 2 | 2 | 4 | 1.6 | 0.7 | 1.7 | 119.94 | 358.8 | 289.24 | 23.12 | 88.69
2019 | 2 | 20 | 10:00 | 1211 | 5.4 | 3.8 | 3.8 | 4 | 4.1 | 3.7 | 3.2 | 3.1 | 3.1 | 1.5 | 2 | 2 | 4 | 1.6 | 0.7 | 1.7 | 119.94 | 358.8 | 289.24 | 23.12 | 88.69
2019 | 2 | 20 | 11:00 | 1212 | 5.6 | 4 | 3.9 | 3.8 | 4 | 4 | 3.2 | 3.1 | 3.1 | 1.5 | 2 | 2 | 4 | 1.6 | 0.7 | 1.7 | 119.94 | 358.8 | 289.24 | 23.12 | 88.69
2019 | 2 | 20 | 12:00 | 1213 | 4.9 | 4.4 | 3.8 | 2.9 | 3.5 | 4.5 | 3.2 | 3.1 | 3.1 | 1.5 | 2 | 2 | 4 | 1.6 | 0.7 | 1.7 | 119.94 | 358.8 | 289.24 | 23.12 | 88.69
2019 | 2 | 20 | 13:00 | 1214 | 4.6 | 4.4 | 3.6 | 2.3 | 2.4 | 3.8 | 3.2 | 3.1 | 3.1 | 1.5 | 2 | 2 | 4 | 1.6 | 0.7 | 1.7 | 119.94 | 358.8 | 289.24 | 23.12 | 88.69
2019 | 2 | 20 | 14:00 | 1215 | 4.4 | 4.3 | 3.2 | 2.3 | 2.1 | 3.6 | 3.2 | 3.1 | 3.1 | 1.5 | 2 | 2 | 4 | 1.6 | 0.7 | 1.7 | 119.94 | 358.8 | 289.24 | 23.12 | 88.69
2019 | 2 | 20 | 15:00 | 1216 | 3.8 | 4.1 | 2.5 | 1.3 | 1.6 | 3.1 | 3.2 | 3.1 | 3.1 | 1.5 | 2 | 2 | 4 | 1.6 | 0.7 | 1.7 | 119.94 | 358.8 | 289.24 | 23.12 | 88.69
2019 | 2 | 20 | 16:00 | 1217 | 3 | 3.2 | 1.9 | 0.6 | 0.5 | 2.2 | 3.2 | 3.1 | 3.1 | 1.5 | 2 | 2 | 4 | 1.6 | 0.7 | 1.7 | 119.94 | 358.8 | 289.24 | 23.12 | 88.69
2019 | 2 | 20 | 17:00 | 1218 | 1.7 | 1.8 | 2.2 | 0.2 | 0.4 | 1.5 | 3.2 | 3.1 | 3.1 | 1.5 | 2 | 2 | 4 | 1.6 | 0.7 | 1.7 | 119.94 | 358.8 | 289.24 | 23.12 | 88.69
2019 | 2 | 20 | 18:00 | 1219 | 1 | 0.9 | 2 | -0.6 | -0.3 | 0.5 | 3.2 | 3.1 | 3.1 | 1.5 | 2 | 2 | 4 | 1.6 | 0.7 | 1.7 | 119.94 | 358.8 | 289.24 | 23.12 | 88.69
2019 | 2 | 20 | 19:00 | 1220 | 0.2 | 0.5 | 1.7 | -0.9 | -0.7 | -0.3 | 3.2 | 3.1 | 3.1 | 1.5 | 2 | 2 | 4 | 1.6 | 0.7 | 1.7 | 119.94 | 358.8 | 289.24 | 23.12 | 88.69
2019 | 2 | 20 | 20:00 | 1221 | -0.4 | 0 | 1.7 | -1.1 | -1.3 | -0.3 | 3.2 | 3.1 | 3.1 | 1.5 | 2 | 2 | 4 | 1.6 | 0.7 | 1.7 | 119.94 | 358.8 | 289.24 | 23.12 | 88.69
2019 | 2 | 20 | 21:00 | 1222 | -1.1 | -0.1 | 1.3 | -1.3 | -1.6 | -0.9 | 3.2 | 3.1 | 3.1 | 1.5 | 2 | 2 | 4 | 1.6 | 0.7 | 1.7 | 119.94 | 358.8 | 289.24 | 23.12 | 88.69
2019 | 2 | 20 | 22:00 | 1223 | -1.6 | -0.6 | 0.2 | -1.5 | -1.7 | -1.6 | 3.2 | 3.1 | 3.1 | 1.5 | 2 | 2 | 4 | 1.6 | 0.7 | 1.7 | 119.94 | 358.8 | 289.24 | 23.12 | 88.69
2019 | 2 | 20 | 23:00 | 1224 | -1.7 | -1.1 | -2.3 | -1.8 | -2.1 | -2 | 3.2 | 3.1 | 3.1 | 1.5 | 2 | 2 | 4 | 1.6 | 0.7 | 1.7 | 119.94 | 358.8 | 289.24 | 23.12 | 88.69
2019 | 2 | 21 | 0:00 | 1225 | -1.7 | -1.4 | -1.2 | -2.2 | -2.3 | -2.5 | 3 | 2.5 | 2.5 | 1.2 | 2.8 | 1.4 | 2.6 | 1.4 | 0.8 | 1.2 | 123.15 | 388.47 | 292.51 | 22.6 | 82.65
2019 | 2 | 21 | 1:00 | 1226 | -2 | -1.9 | -1.1 | -2.4 | -2.8 | -2.8 | 3 | 2.5 | 2.5 | 1.2 | 2.8 | 1.4 | 2.6 | 1.4 | 0.8 | 1.2 | 123.15 | 388.47 | 292.51 | 22.6 | 82.65
2019 | 2 | 21 | 2:00 | 1227 | -2.2 | -2 | -0.7 | -2.7 | -3 | -2.8 | 3 | 2.5 | 2.5 | 1.2 | 2.8 | 1.4 | 2.6 | 1.4 | 0.8 | 1.2 | 123.15 | 388.47 | 292.51 | 22.6 | 82.65
2019 | 2 | 21 | 3:00 | 1228 | -2.8 | -2.4 | -1.7 | -2.6 | -3 | -3.3 | 3 | 2.5 | 2.5 | 1.2 | 2.8 | 1.4 | 2.6 | 1.4 | 0.8 | 1.2 | 123.15 | 388.47 | 292.51 | 22.6 | 82.65
2019 | 2 | 21 | 4:00 | 1229 | -2.7 | -2.5 | -0.9 | -2.8 | -2.9 | -3.2 | 3 | 2.5 | 2.5 | 1.2 | 2.8 | 1.4 | 2.6 | 1.4 | 0.8 | 1.2 | 123.15 | 388.47 | 292.51 | 22.6 | 82.65
2019 | 2 | 21 | 5:00 | 1230 | -3.5 | -2.6 | -1.4 | -2.9 | -3.1 | -3.6 | 3 | 2.5 | 2.5 | 1.2 | 2.8 | 1.4 | 2.6 | 1.4 | 0.8 | 1.2 | 123.15 | 388.47 | 292.51 | 22.6 | 82.65
2019 | 2 | 21 | 6:00 | 1231 | -3 | -2.5 | -0.9 | -3 | -3 | -3.3 | 3 | 2.5 | 2.5 | 1.2 | 2.8 | 1.4 | 2.6 | 1.4 | 0.8 | 1.2 | 123.15 | 388.47 | 292.51 | 22.6 | 82.65
2019 | 2 | 21 | 7:00 | 1232 | -2.2 | -2.2 | -0.7 | -2.9 | -3 | -3.1 | 3 | 2.5 | 2.5 | 1.2 | 2.8 | 1.4 | 2.6 | 1.4 | 0.8 | 1.2 | 123.15 | 388.47 | 292.51 | 22.6 | 82.65
2019 | 2 | 21 | 8:00 | 1233 | -1.6 | -1.9 | -0.4 | -2.4 | -2.6 | -2.6 | 3 | 2.5 | 2.5 | 1.2 | 2.8 | 1.4 | 2.6 | 1.4 | 0.8 | 1.2 | 123.15 | 388.47 | 292.51 | 22.6 | 82.65
2019 | 2 | 21 | 9:00 | 1234 | -0.7 | -1.1 | 0.3 | -1.5 | -1.9 | -2.1 | 3 | 2.5 | 2.5 | 1.2 | 2.8 | 1.4 | 2.6 | 1.4 | 0.8 | 1.2 | 123.15 | 388.47 | 292.51 | 22.6 | 82.65
2019 | 2 | 21 | 10:00 | 1235 | -0.4 | -1.2 | 0.1 | -0.7 | -1.2 | -1.5 | 3 | 2.5 | 2.5 | 1.2 | 2.8 | 1.4 | 2.6 | 1.4 | 0.8 | 1.2 | 123.15 | 388.47 | 292.51 | 22.6 | 82.65
2019 | 2 | 21 | 11:00 | 1236 | 0.3 | -0.9 | 0.6 | -0.6 | -0.9 | -0.9 | 3 | 2.5 | 2.5 | 1.2 | 2.8 | 1.4 | 2.6 | 1.4 | 0.8 | 1.2 | 123.15 | 388.47 | 292.51 | 22.6 | 82.65
2019 | 2 | 21 | 12:00 | 1237 | 0.5 | 0 | 0.9 | -0.2 | -0.9 | -0.4 | 3 | 2.5 | 2.5 | 1.2 | 2.8 | 1.4 | 2.6 | 1.4 | 0.8 | 1.2 | 123.15 | 388.47 | 292.51 | 22.6 | 82.65
2019 | 2 | 21 | 13:00 | 1238 | 0.8 | 0.1 | 0.8 | -0.1 | -0.4 | -0.6 | 3 | 2.5 | 2.5 | 1.2 | 2.8 | 1.4 | 2.6 | 1.4 | 0.8 | 1.2 | 123.15 | 388.47 | 292.51 | 22.6 | 82.65
2019 | 2 | 21 | 14:00 | 1239 | 0.3 | -0.4 | 0.9 | -0.5 | -1 | -1.2 | 3 | 2.5 | 2.5 | 1.2 | 2.8 | 1.4 | 2.6 | 1.4 | 0.8 | 1.2 | 123.15 | 388.47 | 292.51 | 22.6 | 82.65
2019 | 2 | 21 | 15:00 | 1240 | -0.1 | -1.1 | 0.7 | -1.3 | -2.4 | -2 | 3 | 2.5 | 2.5 | 1.2 | 2.8 | 1.4 | 2.6 | 1.4 | 0.8 | 1.2 | 123.15 | 388.47 | 292.51 | 22.6 | 82.65
2019 | 2 | 21 | 16:00 | 1241 | -1.1 | -1.7 | 0 | -1.8 | -2.3 | -2.8 | 3 | 2.5 | 2.5 | 1.2 | 2.8 | 1.4 | 2.6 | 1.4 | 0.8 | 1.2 | 123.15 | 388.47 | 292.51 | 22.6 | 82.65
2019 | 2 | 21 | 17:00 | 1242 | -1.5 | -1.8 | -0.1 | -1.9 | -2.7 | -3.3 | 3 | 2.5 | 2.5 | 1.2 | 2.8 | 1.4 | 2.6 | 1.4 | 0.8 | 1.2 | 123.15 | 388.47 | 292.51 | 22.6 | 82.65
2019 | 2 | 21 | 18:00 | 1243 | -1.8 | -2.2 | -0.3 | -2.5 | -3.2 | -3.3 | 3 | 2.5 | 2.5 | 1.2 | 2.8 | 1.4 | 2.6 | 1.4 | 0.8 | 1.2 | 123.15 | 388.47 | 292.51 | 22.6 | 82.65
2019 | 2 | 21 | 19:00 | 1244 | -2.1 | -2.3 | -0.6 | -3.4 | -4 | -3.7 | 3 | 2.5 | 2.5 | 1.2 | 2.8 | 1.4 | 2.6 | 1.4 | 0.8 | 1.2 | 123.15 | 388.47 | 292.51 | 22.6 | 82.65
2019 | 2 | 21 | 20:00 | 1245 | -2.4 | -2.5 | -0.8 | -4 | -4.3 | -4 | 3 | 2.5 | 2.5 | 1.2 | 2.8 | 1.4 | 2.6 | 1.4 | 0.8 | 1.2 | 123.15 | 388.47 | 292.51 | 22.6 | 82.65
2019 | 2 | 21 | 21:00 | 1246 | -2.7 | -2.8 | -1.3 | -4.4 | -4.9 | -4.2 | 3 | 2.5 | 2.5 | 1.2 | 2.8 | 1.4 | 2.6 | 1.4 | 0.8 | 1.2 | 123.15 | 388.47 | 292.51 | 22.6 | 82.65
2019 | 2 | 21 | 22:00 | 1247 | -3 | -3.4 | -2.4 | -5.2 | -5.6 | -4.8 | 3 | 2.5 | 2.5 | 1.2 | 2.8 | 1.4 | 2.6 | 1.4 | 0.8 | 1.2 | 123.15 | 388.47 | 292.51 | 22.6 | 82.65
2019 | 2 | 21 | 23:00 | 1248 | -3.8 | -4.2 | -3.1 | -5.7 | -6.3 | -5.6 | 3 | 2.5 | 2.5 | 1.2 | 2.8 | 1.4 | 2.6 | 1.4 | 0.8 | 1.2 | 123.15 | 388.47 | 292.51 | 22.6 | 82.65
2019 | 2 | 22 | 0:00 | 1249 | -4.7 | -5 | -3.6 | -6.1 | -6.9 | -6.5 | 2.4 | 1.8 | 1.8 | 1 | 3.3 | 0.7 | 1.4 | 1 | 0.6 | 0.3 | 120.24 | 371.87 | 284.02 | 20.15 | 71.77
2019 | 2 | 22 | 1:00 | 1250 | -5.6 | -5.7 | -4.3 | -6.5 | -7.4 | -7.2 | 2.4 | 1.8 | 1.8 | 1 | 3.3 | 0.7 | 1.4 | 1 | 0.6 | 0.3 | 120.24 | 371.87 | 284.02 | 20.15 | 71.77
2019 | 2 | 22 | 2:00 | 1251 | -6.3 | -6.3 | -4.9 | -7.3 | -7.3 | -7.8 | 2.4 | 1.8 | 1.8 | 1 | 3.3 | 0.7 | 1.4 | 1 | 0.6 | 0.3 | 120.24 | 371.87 | 284.02 | 20.15 | 71.77
2019 | 2 | 22 | 3:00 | 1252 | -6.9 | -6.8 | -5.5 | -7.2 | -7.6 | -8.3 | 2.4 | 1.8 | 1.8 | 1 | 3.3 | 0.7 | 1.4 | 1 | 0.6 | 0.3 | 120.24 | 371.87 | 284.02 | 20.15 | 71.77
2019 | 2 | 22 | 4:00 | 1253 | -7.3 | -7.3 | -6 | -7.1 | -7.7 | -8.6 | 2.4 | 1.8 | 1.8 | 1 | 3.3 | 0.7 | 1.4 | 1 | 0.6 | 0.3 | 120.24 | 371.87 | 284.02 | 20.15 | 71.77
2019 | 2 | 22 | 5:00 | 1254 | -7.8 | -7.6 | -6.2 | -7.4 | -8 | -9 | 2.4 | 1.8 | 1.8 | 1 | 3.3 | 0.7 | 1.4 | 1 | 0.6 | 0.3 | 120.24 | 371.87 | 284.02 | 20.15 | 71.77
2019 | 2 | 22 | 6:00 | 1255 | -8.3 | -7.7 | -6.5 | -7.5 | -7.9 | -8.9 | 2.4 | 1.8 | 1.8 | 1 | 3.3 | 0.7 | 1.4 | 1 | 0.6 | 0.3 | 120.24 | 371.87 | 284.02 | 20.15 | 71.77
2019 | 2 | 22 | 7:00 | 1256 | -6.9 | -6.7 | -5.6 | -6.5 | -6.6 | -7.6 | 2.4 | 1.8 | 1.8 | 1 | 3.3 | 0.7 | 1.4 | 1 | 0.6 | 0.3 | 120.24 | 371.87 | 284.02 | 20.15 | 71.77
2019 | 2 | 22 | 8:00 | 1257 | -5.5 | -5.4 | -3.8 | -4.2 | -5 | -6.2 | 2.4 | 1.8 | 1.8 | 1 | 3.3 | 0.7 | 1.4 | 1 | 0.6 | 0.3 | 120.24 | 371.87 | 284.02 | 20.15 | 71.77
2019 | 2 | 22 | 9:00 | 1258 | -3.9 | -4 | -2.8 | -3.1 | -3.6 | -4.8 | 2.4 | 1.8 | 1.8 | 1 | 3.3 | 0.7 | 1.4 | 1 | 0.6 | 0.3 | 120.24 | 371.87 | 284.02 | 20.15 | 71.77
2019 | 2 | 22 | 10:00 | 1259 | -2.9 | -3 | -1.6 | -1.8 | -2.6 | -4 | 2.4 | 1.8 | 1.8 | 1 | 3.3 | 0.7 | 1.4 | 1 | 0.6 | 0.3 | 120.24 | 371.87 | 284.02 | 20.15 | 71.77
2019 | 2 | 22 | 11:00 | 1260 | -1.9 | -2.1 | -0.9 | -1.1 | -1.5 | -3.2 | 2.4 | 1.8 | 1.8 | 1 | 3.3 | 0.7 | 1.4 | 1 | 0.6 | 0.3 | 120.24 | 371.87 | 284.02 | 20.15 | 71.77
2019 | 2 | 22 | 12:00 | 1261 | -1.6 | -1.7 | -0.2 | -0.7 | -1.1 | -2.4 | 2.4 | 1.8 | 1.8 | 1 | 3.3 | 0.7 | 1.4 | 1 | 0.6 | 0.3 | 120.24 | 371.87 | 284.02 | 20.15 | 71.77
2019 | 2 | 22 | 13:00 | 1262 | -1.5 | -1.5 | -0.1 | -0.5 | -0.9 | -2.4 | 2.4 | 1.8 | 1.8 | 1 | 3.3 | 0.7 | 1.4 | 1 | 0.6 | 0.3 | 120.24 | 371.87 | 284.02 | 20.15 | 71.77
2019 | 2 | 22 | 14:00 | 1263 | -1.5 | -1.2 | 0.2 | -0.7 | -1.1 | -2.2 | 2.4 | 1.8 | 1.8 | 1 | 3.3 | 0.7 | 1.4 | 1 | 0.6 | 0.3 | 120.24 | 371.87 | 284.02 | 20.15 | 71.77
2019 | 2 | 22 | 15:00 | 1264 | -1.7 | -1.5 | -0.3 | -1 | -1.9 | -2.6 | 2.4 | 1.8 | 1.8 | 1 | 3.3 | 0.7 | 1.4 | 1 | 0.6 | 0.3 | 120.24 | 371.87 | 284.02 | 20.15 | 71.77
2019 | 2 | 22 | 16:00 | 1265 | -2.3 | -2.2 | -1.2 | -2.2 | -2.8 | -3.1 | 2.4 | 1.8 | 1.8 | 1 | 3.3 | 0.7 | 1.4 | 1 | 0.6 | 0.3 | 120.24 | 371.87 | 284.02 | 20.15 | 71.77
2019 | 2 | 22 | 17:00 | 1266 | -2.8 | -2.8 | -3 | -3.3 | -3.6 | -3.6 | 2.4 | 1.8 | 1.8 | 1 | 3.3 | 0.7 | 1.4 | 1 | 0.6 | 0.3 | 120.24 | 371.87 | 284.02 | 20.15 | 71.77
2019 | 2 | 22 | 18:00 | 1267 | -3.1 | -3.3 | -4.1 | -4 | -4.4 | -4.1 | 2.4 | 1.8 | 1.8 | 1 | 3.3 | 0.7 | 1.4 | 1 | 0.6 | 0.3 | 120.24 | 371.87 | 284.02 | 20.15 | 71.77
2019 | 2 | 22 | 19:00 | 1268 | -3.5 | -3.9 | -3.8 | -6.7 | -5 | -4.4 | 2.4 | 1.8 | 1.8 | 1 | 3.3 | 0.7 | 1.4 | 1 | 0.6 | 0.3 | 120.24 | 371.87 | 284.02 | 20.15 | 71.77
2019 | 2 | 22 | 20:00 | 1269 | -3.9 | -4.3 | -3.7 | -7.6 | -5.7 | -4.9 | 2.4 | 1.8 | 1.8 | 1 | 3.3 | 0.7 | 1.4 | 1 | 0.6 | 0.3 | 120.24 | 371.87 | 284.02 | 20.15 | 71.77
2019 | 2 | 22 | 21:00 | 1270 | -5 | -5 | -3.7 | -7 | -6.9 | -5.4 | 2.4 | 1.8 | 1.8 | 1 | 3.3 | 0.7 | 1.4 | 1 | 0.6 | 0.3 | 120.24 | 371.87 | 284.02 | 20.15 | 71.77
2019 | 2 | 22 | 22:00 | 1271 | -5.4 | -5.7 | -3.6 | -6 | -7.6 | -6.1 | 2.4 | 1.8 | 1.8 | 1 | 3.3 | 0.7 | 1.4 | 1 | 0.6 | 0.3 | 120.24 | 371.87 | 284.02 | 20.15 | 71.77
2019 | 2 | 22 | 23:00 | 1272 | -6 | -6.1 | -5.4 | -6.2 | -8.2 | -7 | 2.4 | 1.8 | 1.8 | 1 | 3.3 | 0.7 | 1.4 | 1 | 0.6 | 0.3 | 120.24 | 371.87 | 284.02 | 20.15 | 71.77
2019 | 2 | 23 | 0:00 | 1273 | -8.6 | -6.5 | -6.3 | -6.4 | -8.2 | -7.7 | 1 | 1.7 | 1.7 | 1.2 | 3 | 0.2 | 0.3 | 0.9 | 0.3 | 0 | 112.82 | 341.08 | 262.94 | 18.07 | 56.55
2019 | 2 | 23 | 1:00 | 1274 | -8.5 | -7 | -5.2 | -5.4 | -6.4 | -8.1 | 1 | 1.7 | 1.7 | 1.2 | 3 | 0.2 | 0.3 | 0.9 | 0.3 | 0 | 112.82 | 341.08 | 262.94 | 18.07 | 56.55
2019 | 2 | 23 | 2:00 | 1275 | -8.7 | -7.3 | -3.2 | -4.5 | -6.3 | -8.5 | 1 | 1.7 | 1.7 | 1.2 | 3 | 0.2 | 0.3 | 0.9 | 0.3 | 0 | 112.82 | 341.08 | 262.94 | 18.07 | 56.55
2019 | 2 | 23 | 3:00 | 1276 | -8.5 | -6.5 | -1 | -4 | -5 | -8.6 | 1 | 1.7 | 1.7 | 1.2 | 3 | 0.2 | 0.3 | 0.9 | 0.3 | 0 | 112.82 | 341.08 | 262.94 | 18.07 | 56.55
2019 | 2 | 23 | 4:00 | 1277 | -8.1 | -6.3 | -0.5 | -3.7 | -4.7 | -8.1 | 1 | 1.7 | 1.7 | 1.2 | 3 | 0.2 | 0.3 | 0.9 | 0.3 | 0 | 112.82 | 341.08 | 262.94 | 18.07 | 56.55
2019 | 2 | 23 | 5:00 | 1278 | -7.7 | -6.1 | 0.1 | -2.7 | -4.3 | -8.2 | 1 | 1.7 | 1.7 | 1.2 | 3 | 0.2 | 0.3 | 0.9 | 0.3 | 0 | 112.82 | 341.08 | 262.94 | 18.07 | 56.55
2019 | 2 | 23 | 6:00 | 1279 | -7.2 | -5.9 | 0.3 | -2.2 | -3.7 | -7.5 | 1 | 1.7 | 1.7 | 1.2 | 3 | 0.2 | 0.3 | 0.9 | 0.3 | 0 | 112.82 | 341.08 | 262.94 | 18.07 | 56.55
2019 | 2 | 23 | 7:00 | 1280 | -5.7 | -4.9 | 0.6 | -1.6 | -3.1 | -6.1 | 1 | 1.7 | 1.7 | 1.2 | 3 | 0.2 | 0.3 | 0.9 | 0.3 | 0 | 112.82 | 341.08 | 262.94 | 18.07 | 56.55
2019 | 2 | 23 | 8:00 | 1281 | -4.4 | -3.7 | 1 | -1 | -3 | -5 | 1 | 1.7 | 1.7 | 1.2 | 3 | 0.2 | 0.3 | 0.9 | 0.3 | 0 | 112.82 | 341.08 | 262.94 | 18.07 | 56.55
2019 | 2 | 23 | 9:00 | 1282 | -2.6 | -2.7 | 0.9 | -0.6 | -2.9 | -3.7 | 1 | 1.7 | 1.7 | 1.2 | 3 | 0.2 | 0.3 | 0.9 | 0.3 | 0 | 112.82 | 341.08 | 262.94 | 18.07 | 56.55
2019 | 2 | 23 | 10:00 | 1283 | -1.4 | -2 | 1.1 | -0.1 | -2 | -2.7 | 1 | 1.7 | 1.7 | 1.2 | 3 | 0.2 | 0.3 | 0.9 | 0.3 | 0 | 112.82 | 341.08 | 262.94 | 18.07 | 56.55
2019 | 2 | 23 | 11:00 | 1284 | -0.4 | -1 | 1.2 | 0.6 | -1.1 | -1.7 | 1 | 1.7 | 1.7 | 1.2 | 3 | 0.2 | 0.3 | 0.9 | 0.3 | 0 | 112.82 | 341.08 | 262.94 | 18.07 | 56.55
2019 | 2 | 23 | 12:00 | 1285 | -0.5 | -0.9 | 1.4 | 0.7 | -0.5 | -1.3 | 1 | 1.7 | 1.7 | 1.2 | 3 | 0.2 | 0.3 | 0.9 | 0.3 | 0 | 112.82 | 341.08 | 262.94 | 18.07 | 56.55
2019 | 2 | 23 | 13:00 | 1286 | -0.1 | -0.6 | 1.5 | 1.4 | 0.5 | -1.2 | 1 | 1.7 | 1.7 | 1.2 | 3 | 0.2 | 0.3 | 0.9 | 0.3 | 0 | 112.82 | 341.08 | 262.94 | 18.07 | 56.55
2019 | 2 | 23 | 14:00 | 1287 | 0 | -0.5 | 1.6 | 1.8 | 0.7 | -1.1 | 1 | 1.7 | 1.7 | 1.2 | 3 | 0.2 | 0.3 | 0.9 | 0.3 | 0 | 112.82 | 341.08 | 262.94 | 18.07 | 56.55
2019 | 2 | 23 | 15:00 | 1288 | -0.1 | -0.6 | 1.4 | 1.7 | 0.3 | -1.1 | 1 | 1.7 | 1.7 | 1.2 | 3 | 0.2 | 0.3 | 0.9 | 0.3 | 0 | 112.82 | 341.08 | 262.94 | 18.07 | 56.55
2019 | 2 | 23 | 16:00 | 1289 | -0.4 | -0.8 | 1.4 | 1.7 | 0.6 | -1.3 | 1 | 1.7 | 1.7 | 1.2 | 3 | 0.2 | 0.3 | 0.9 | 0.3 | 0 | 112.82 | 341.08 | 262.94 | 18.07 | 56.55
2019 | 2 | 23 | 17:00 | 1290 | -0.5 | -0.7 | 1.7 | 1.6 | 0.8 | -1.3 | 1 | 1.7 | 1.7 | 1.2 | 3 | 0.2 | 0.3 | 0.9 | 0.3 | 0 | 112.82 | 341.08 | 262.94 | 18.07 | 56.55
2019 | 2 | 23 | 18:00 | 1291 | -0.4 | -0.7 | 1.9 | 1.6 | 0.9 | -1.2 | 1 | 1.7 | 1.7 | 1.2 | 3 | 0.2 | 0.3 | 0.9 | 0.3 | 0 | 112.82 | 341.08 | 262.94 | 18.07 | 56.55
2019 | 2 | 23 | 19:00 | 1292 | -0.5 | -1.3 | 2.1 | 1.6 | 1.1 | -1.2 | 1 | 1.7 | 1.7 | 1.2 | 3 | 0.2 | 0.3 | 0.9 | 0.3 | 0 | 112.82 | 341.08 | 262.94 | 18.07 | 56.55
2019 | 2 | 23 | 20:00 | 1293 | -0.9 | -1.4 | 2.1 | 1.2 | 1.2 | -1.4 | 1 | 1.7 | 1.7 | 1.2 | 3 | 0.2 | 0.3 | 0.9 | 0.3 | 0 | 112.82 | 341.08 | 262.94 | 18.07 | 56.55
2019 | 2 | 23 | 21:00 | 1294 | -1 | -1.5 | 2.1 | 0.8 | 1 | -1.6 | 1 | 1.7 | 1.7 | 1.2 | 3 | 0.2 | 0.3 | 0.9 | 0.3 | 0 | 112.82 | 341.08 | 262.94 | 18.07 | 56.55
2019 | 2 | 23 | 22:00 | 1295 | -0.9 | -1.5 | 2.2 | 0.7 | 1 | -1.6 | 1 | 1.7 | 1.7 | 1.2 | 3 | 0.2 | 0.3 | 0.9 | 0.3 | 0 | 112.82 | 341.08 | 262.94 | 18.07 | 56.55
2019 | 2 | 23 | 23:00 | 1296 | -0.8 | -1.4 | 2.1 | 0.7 | 1 | -1.6 | 1 | 1.7 | 1.7 | 1.2 | 3 | 0.2 | 0.3 | 0.9 | 0.3 | 0 | 112.82 | 341.08 | 262.94 | 18.07 | 56.55
2019 | 2 | 24 | 0:00 | 1297 | -0.8 | -1.2 | 2.2 | 0.5 | 1 | -1.6 | 2.2 | 2.5 | 2.5 | 2.1 | 1.9 | 0.4 | 1 | 0.9 | 0.4 | 0.1 | 116.42 | 346.02 | 248.04 | 14.1 | 50.84
2019 | 2 | 24 | 1:00 | 1298 | -0.8 | -1.1 | 2.1 | 0.5 | 1 | -1.6 | 2.2 | 2.5 | 2.5 | 2.1 | 1.9 | 0.4 | 1 | 0.9 | 0.4 | 0.1 | 116.42 | 346.02 | 248.04 | 14.1 | 50.84
2019 | 2 | 24 | 2:00 | 1299 | -0.7 | -1 | 1.4 | 0.7 | 1.1 | -1.6 | 2.2 | 2.5 | 2.5 | 2.1 | 1.9 | 0.4 | 1 | 0.9 | 0.4 | 0.1 | 116.42 | 346.02 | 248.04 | 14.1 | 50.84
2019 | 2 | 24 | 3:00 | 1300 | -0.5 | -0.9 | 1.5 | 1 | 1.2 | -1.6 | 2.2 | 2.5 | 2.5 | 2.1 | 1.9 | 0.4 | 1 | 0.9 | 0.4 | 0.1 | 116.42 | 346.02 | 248.04 | 14.1 | 50.84
2019 | 2 | 24 | 4:00 | 1301 | -0.2 | -0.7 | 1.6 | 1.1 | 1.3 | -1.5 | 2.2 | 2.5 | 2.5 | 2.1 | 1.9 | 0.4 | 1 | 0.9 | 0.4 | 0.1 | 116.42 | 346.02 | 248.04 | 14.1 | 50.84
2019 | 2 | 24 | 5:00 | 1302 | -0.1 | -0.6 | 1.1 | 1.2 | 1.1 | -1.5 | 2.2 | 2.5 | 2.5 | 2.1 | 1.9 | 0.4 | 1 | 0.9 | 0.4 | 0.1 | 116.42 | 346.02 | 248.04 | 14.1 | 50.84
2019 | 2 | 24 | 6:00 | 1303 | 0 | -0.6 | 0.6 | 1.3 | 1.1 | -1.4 | 2.2 | 2.5 | 2.5 | 2.1 | 1.9 | 0.4 | 1 | 0.9 | 0.4 | 0.1 | 116.42 | 346.02 | 248.04 | 14.1 | 50.84
2019 | 2 | 24 | 7:00 | 1304 | 0.4 | 0 | 2.2 | 1.4 | 1.2 | -1.1 | 2.2 | 2.5 | 2.5 | 2.1 | 1.9 | 0.4 | 1 | 0.9 | 0.4 | 0.1 | 116.42 | 346.02 | 248.04 | 14.1 | 50.84
2019 | 2 | 24 | 8:00 | 1305 | 1.2 | 0.5 | 3 | 2.1 | 1.3 | -0.5 | 2.2 | 2.5 | 2.5 | 2.1 | 1.9 | 0.4 | 1 | 0.9 | 0.4 | 0.1 | 116.42 | 346.02 | 248.04 | 14.1 | 50.84
2019 | 2 | 24 | 9:00 | 1306 | 1.6 | 1.1 | 4.1 | 3.3 | 2.4 | 0.2 | 2.2 | 2.5 | 2.5 | 2.1 | 1.9 | 0.4 | 1 | 0.9 | 0.4 | 0.1 | 116.42 | 346.02 | 248.04 | 14.1 | 50.84
2019 | 2 | 24 | 10:00 | 1307 | 2 | 3.2 | 5 | 4 | 3.5 | 1.3 | 2.2 | 2.5 | 2.5 | 2.1 | 1.9 | 0.4 | 1 | 0.9 | 0.4 | 0.1 | 116.42 | 346.02 | 248.04 | 14.1 | 50.84
2019 | 2 | 24 | 11:00 | 1308 | 2.5 | 3.5 | 5.2 | 6.2 | 4.9 | 2.7 | 2.2 | 2.5 | 2.5 | 2.1 | 1.9 | 0.4 | 1 | 0.9 | 0.4 | 0.1 | 116.42 | 346.02 | 248.04 | 14.1 | 50.84
2019 | 2 | 24 | 12:00 | 1309 | 3.4 | 4.6 | 5.1 | 7.8 | 6.7 | 4 | 2.2 | 2.5 | 2.5 | 2.1 | 1.9 | 0.4 | 1 | 0.9 | 0.4 | 0.1 | 116.42 | 346.02 | 248.04 | 14.1 | 50.84
2019 | 2 | 24 | 13:00 | 1310 | 4.7 | 4.3 | 5.8 | 8.1 | 7.8 | 2.4 | 2.2 | 2.5 | 2.5 | 2.1 | 1.9 | 0.4 | 1 | 0.9 | 0.4 | 0.1 | 116.42 | 346.02 | 248.04 | 14.1 | 50.84
2019 | 2 | 24 | 14:00 | 1311 | 5.1 | 4.2 | 5.7 | 8 | 8.7 | 2.5 | 2.2 | 2.5 | 2.5 | 2.1 | 1.9 | 0.4 | 1 | 0.9 | 0.4 | 0.1 | 116.42 | 346.02 | 248.04 | 14.1 | 50.84
2019 | 2 | 24 | 15:00 | 1312 | 4.5 | 4.7 | 3.5 | 7.1 | 7.8 | 2.3 | 2.2 | 2.5 | 2.5 | 2.1 | 1.9 | 0.4 | 1 | 0.9 | 0.4 | 0.1 | 116.42 | 346.02 | 248.04 | 14.1 | 50.84
2019 | 2 | 24 | 16:00 | 1313 | 3.5 | 3.8 | 2.8 | 5.1 | 6.2 | 1.9 | 2.2 | 2.5 | 2.5 | 2.1 | 1.9 | 0.4 | 1 | 0.9 | 0.4 | 0.1 | 116.42 | 346.02 | 248.04 | 14.1 | 50.84
2019 | 2 | 24 | 17:00 | 1314 | 2.8 | 3.5 | 2.3 | 3.8 | 4.7 | 2.1 | 2.2 | 2.5 | 2.5 | 2.1 | 1.9 | 0.4 | 1 | 0.9 | 0.4 | 0.1 | 116.42 | 346.02 | 248.04 | 14.1 | 50.84
2019 | 2 | 24 | 18:00 | 1315 | 2.4 | 3.5 | 1.5 | 2.5 | 3.6 | 1.9 | 2.2 | 2.5 | 2.5 | 2.1 | 1.9 | 0.4 | 1 | 0.9 | 0.4 | 0.1 | 116.42 | 346.02 | 248.04 | 14.1 | 50.84
2019 | 2 | 24 | 19:00 | 1316 | 1.6 | 2.6 | 3 | 1.5 | 3.2 | 1.6 | 2.2 | 2.5 | 2.5 | 2.1 | 1.9 | 0.4 | 1 | 0.9 | 0.4 | 0.1 | 116.42 | 346.02 | 248.04 | 14.1 | 50.84
2019 | 2 | 24 | 20:00 | 1317 | 0.8 | 2.1 | 2.6 | 1.2 | 2.5 | 1.8 | 2.2 | 2.5 | 2.5 | 2.1 | 1.9 | 0.4 | 1 | 0.9 | 0.4 | 0.1 | 116.42 | 346.02 | 248.04 | 14.1 | 50.84
2019 | 2 | 24 | 21:00 | 1318 | 1.3 | 1.3 | 1.4 | 1.9 | 2.1 | 1.9 | 2.2 | 2.5 | 2.5 | 2.1 | 1.9 | 0.4 | 1 | 0.9 | 0.4 | 0.1 | 116.42 | 346.02 | 248.04 | 14.1 | 50.84
2019 | 2 | 24 | 22:00 | 1319 | 0.2 | 0.9 | 1.4 | 0.9 | 1.7 | 1.2 | 2.2 | 2.5 | 2.5 | 2.1 | 1.9 | 0.4 | 1 | 0.9 | 0.4 | 0.1 | 116.42 | 346.02 | 248.04 | 14.1 | 50.84
2019 | 2 | 24 | 23:00 | 1320 | -0.1 | 0.8 | 1.1 | -0.2 | 1.3 | 1.3 | 2.2 | 2.5 | 2.5 | 2.1 | 1.9 | 0.4 | 1 | 0.9 | 0.4 | 0.1 | 116.42 | 346.02 | 248.04 | 14.1 | 50.84
2019 | 2 | 25 | 0:00 | 1321 | -0.7 | 0.1 | 0.9 | -0.8 | 1 | 0.7 | 2.8 | 3 | 3 | 2.6 | 1.3 | 0.9 | 1.6 | 1 | 0.7 | 0.5 | 115.59 | 327.25 | 248.67 | 7 | 43.85
2019 | 2 | 25 | 1:00 | 1322 | -1.2 | -0.3 | 1.2 | -0.4 | 0.6 | 0 | 2.8 | 3 | 3 | 2.6 | 1.3 | 0.9 | 1.6 | 1 | 0.7 | 0.5 | 115.59 | 327.25 | 248.67 | 7 | 43.85
2019 | 2 | 25 | 2:00 | 1323 | -1.1 | -0.8 | 1.4 | 0.1 | 0.4 | -0.3 | 2.8 | 3 | 3 | 2.6 | 1.3 | 0.9 | 1.6 | 1 | 0.7 | 0.5 | 115.59 | 327.25 | 248.67 | 7 | 43.85
2019 | 2 | 25 | 3:00 | 1324 | -0.1 | -0.8 | 1.1 | 0.9 | 0.4 | -0.9 | 2.8 | 3 | 3 | 2.6 | 1.3 | 0.9 | 1.6 | 1 | 0.7 | 0.5 | 115.59 | 327.25 | 248.67 | 7 | 43.85
2019 | 2 | 25 | 4:00 | 1325 | 0 | -0.4 | 1.5 | 0.5 | 1.4 | -0.9 | 2.8 | 3 | 3 | 2.6 | 1.3 | 0.9 | 1.6 | 1 | 0.7 | 0.5 | 115.59 | 327.25 | 248.67 | 7 | 43.85
2019 | 2 | 25 | 5:00 | 1326 | 0 | -0.2 | 1.2 | 0.2 | 1.7 | -0.4 | 2.8 | 3 | 3 | 2.6 | 1.3 | 0.9 | 1.6 | 1 | 0.7 | 0.5 | 115.59 | 327.25 | 248.67 | 7 | 43.85
2019 | 2 | 25 | 6:00 | 1327 | 0.4 | 0.1 | 1.9 | 0.4 | 1.8 | -0.6 | 2.8 | 3 | 3 | 2.6 | 1.3 | 0.9 | 1.6 | 1 | 0.7 | 0.5 | 115.59 | 327.25 | 248.67 | 7 | 43.85
2019 | 2 | 25 | 7:00 | 1328 | 0.9 | 0.3 | 2.1 | 1.7 | 2.2 | -0.1 | 2.8 | 3 | 3 | 2.6 | 1.3 | 0.9 | 1.6 | 1 | 0.7 | 0.5 | 115.59 | 327.25 | 248.67 | 7 | 43.85
2019 | 2 | 25 | 8:00 | 1329 | 1.6 | 1.2 | 3.3 | 2.6 | 3.7 | 0.8 | 2.8 | 3 | 3 | 2.6 | 1.3 | 0.9 | 1.6 | 1 | 0.7 | 0.5 | 115.59 | 327.25 | 248.67 | 7 | 43.85
2019 | 2 | 25 | 9:00 | 1330 | 1.9 | 2.2 | 3.6 | 5.1 | 4.9 | 0.7 | 2.8 | 3 | 3 | 2.6 | 1.3 | 0.9 | 1.6 | 1 | 0.7 | 0.5 | 115.59 | 327.25 | 248.67 | 7 | 43.85
2019 | 2 | 25 | 10:00 | 1331 | 2.5 | 3.2 | 4.5 | 6.2 | 5.8 | 1.3 | 2.8 | 3 | 3 | 2.6 | 1.3 | 0.9 | 1.6 | 1 | 0.7 | 0.5 | 115.59 | 327.25 | 248.67 | 7 | 43.85
2019 | 2 | 25 | 11:00 | 1332 | 3.2 | 4.7 | 4.5 | 7 | 7 | 3.1 | 2.8 | 3 | 3 | 2.6 | 1.3 | 0.9 | 1.6 | 1 | 0.7 | 0.5 | 115.59 | 327.25 | 248.67 | 7 | 43.85
2019 | 2 | 25 | 12:00 | 1333 | 4.1 | 6 | 4.7 | 7.7 | 7.4 | 4.1 | 2.8 | 3 | 3 | 2.6 | 1.3 | 0.9 | 1.6 | 1 | 0.7 | 0.5 | 115.59 | 327.25 | 248.67 | 7 | 43.85
2019 | 2 | 25 | 13:00 | 1334 | 4.5 | 6.8 | 4.7 | 7.7 | 7.6 | 5.2 | 2.8 | 3 | 3 | 2.6 | 1.3 | 0.9 | 1.6 | 1 | 0.7 | 0.5 | 115.59 | 327.25 | 248.67 | 7 | 43.85
2019 | 2 | 25 | 14:00 | 1335 | 5.1 | 7.1 | 4.2 | 6.9 | 7.6 | 5.6 | 2.8 | 3 | 3 | 2.6 | 1.3 | 0.9 | 1.6 | 1 | 0.7 | 0.5 | 115.59 | 327.25 | 248.67 | 7 | 43.85
2019 | 2 | 25 | 15:00 | 1336 | 3.9 | 6.3 | 3.7 | 5.4 | 6.3 | 5 | 2.8 | 3 | 3 | 2.6 | 1.3 | 0.9 | 1.6 | 1 | 0.7 | 0.5 | 115.59 | 327.25 | 248.67 | 7 | 43.85
2019 | 2 | 25 | 16:00 | 1337 | 2.4 | 3.5 | 2.7 | 4.2 | 5 | 4.3 | 2.8 | 3 | 3 | 2.6 | 1.3 | 0.9 | 1.6 | 1 | 0.7 | 0.5 | 115.59 | 327.25 | 248.67 | 7 | 43.85
2019 | 2 | 25 | 17:00 | 1338 | 2.2 | 2.5 | 1.6 | 3.6 | 3.6 | 4 | 2.8 | 3 | 3 | 2.6 | 1.3 | 0.9 | 1.6 | 1 | 0.7 | 0.5 | 115.59 | 327.25 | 248.67 | 7 | 43.85
2019 | 2 | 25 | 18:00 | 1339 | 2 | 1.7 | 1.7 | 3 | 2.6 | 2.8 | 2.8 | 3 | 3 | 2.6 | 1.3 | 0.9 | 1.6 | 1 | 0.7 | 0.5 | 115.59 | 327.25 | 248.67 | 7 | 43.85
2019 | 2 | 25 | 19:00 | 1340 | 1.8 | 1.2 | 2.3 | 2.9 | 1.8 | 2.1 | 2.8 | 3 | 3 | 2.6 | 1.3 | 0.9 | 1.6 | 1 | 0.7 | 0.5 | 115.59 | 327.25 | 248.67 | 7 | 43.85
2019 | 2 | 25 | 20:00 | 1341 | 1.6 | 0.9 | 2.6 | 1.7 | 1.4 | 1.7 | 2.8 | 3 | 3 | 2.6 | 1.3 | 0.9 | 1.6 | 1 | 0.7 | 0.5 | 115.59 | 327.25 | 248.67 | 7 | 43.85
2019 | 2 | 25 | 21:00 | 1342 | 1.4 | 0.6 | 2.7 | 2.6 | 1.3 | 1.1 | 2.8 | 3 | 3 | 2.6 | 1.3 | 0.9 | 1.6 | 1 | 0.7 | 0.5 | 115.59 | 327.25 | 248.67 | 7 | 43.85
2019 | 2 | 25 | 22:00 | 1343 | 1.4 | 0.9 | 2.6 | 2.7 | 1.8 | 1.1 | 2.8 | 3 | 3 | 2.6 | 1.3 | 0.9 | 1.6 | 1 | 0.7 | 0.5 | 115.59 | 327.25 | 248.67 | 7 | 43.85
2019 | 2 | 25 | 23:00 | 1344 | 1.5 | 1.2 | 2.3 | 2.4 | 1.9 | 1 | 2.8 | 3 | 3 | 2.6 | 1.3 | 0.9 | 1.6 | 1 | 0.7 | 0.5 | 115.59 | 327.25 | 248.67 | 7 | 43.85
2019 | 2 | 26 | 0:00 | 1345 | 1.4 | 1.5 | 2.4 | 2.3 | 2 | 1 | 3 | 3.3 | 3.3 | 3.2 | 2 | 1.7 | 1.8 | 1.2 | 0.9 | 1.1 | 108.77 | 322.76 | 238.63 | 8.04 | 40.12
2019 | 2 | 26 | 1:00 | 1346 | 1.5 | 1.5 | 2.5 | 2.1 | 2.2 | 1.3 | 3 | 3.3 | 3.3 | 3.2 | 2 | 1.7 | 1.8 | 1.2 | 0.9 | 1.1 | 108.77 | 322.76 | 238.63 | 8.04 | 40.12
2019 | 2 | 26 | 2:00 | 1347 | 1.6 | 1.6 | 2.2 | 1.3 | 2.2 | 1.3 | 3 | 3.3 | 3.3 | 3.2 | 2 | 1.7 | 1.8 | 1.2 | 0.9 | 1.1 | 108.77 | 322.76 | 238.63 | 8.04 | 40.12
2019 | 2 | 26 | 3:00 | 1348 | 1.6 | 1.7 | 2.8 | 2.2 | 1.9 | 1.3 | 3 | 3.3 | 3.3 | 3.2 | 2 | 1.7 | 1.8 | 1.2 | 0.9 | 1.1 | 108.77 | 322.76 | 238.63 | 8.04 | 40.12
2019 | 2 | 26 | 4:00 | 1349 | 1.8 | 1.7 | 3.2 | 2.3 | 2 | 1.3 | 3 | 3.3 | 3.3 | 3.2 | 2 | 1.7 | 1.8 | 1.2 | 0.9 | 1.1 | 108.77 | 322.76 | 238.63 | 8.04 | 40.12
2019 | 2 | 26 | 5:00 | 1350 | 1.6 | 1.4 | 3.4 | 3.1 | 2 | 1.3 | 3 | 3.3 | 3.3 | 3.2 | 2 | 1.7 | 1.8 | 1.2 | 0.9 | 1.1 | 108.77 | 322.76 | 238.63 | 8.04 | 40.12
2019 | 2 | 26 | 6:00 | 1351 | 1.5 | 1.2 | 3.2 | 3.1 | 2.4 | 1 | 3 | 3.3 | 3.3 | 3.2 | 2 | 1.7 | 1.8 | 1.2 | 0.9 | 1.1 | 108.77 | 322.76 | 238.63 | 8.04 | 40.12
2019 | 2 | 26 | 7:00 | 1352 | 2 | 1.8 | 3.6 | 4.3 | 3.2 | 1.7 | 3 | 3.3 | 3.3 | 3.2 | 2 | 1.7 | 1.8 | 1.2 | 0.9 | 1.1 | 108.77 | 322.76 | 238.63 | 8.04 | 40.12
2019 | 2 | 26 | 8:00 | 1353 | 3.6 | 2.9 | 4 | 5.4 | 4.2 | 2.8 | 3 | 3.3 | 3.3 | 3.2 | 2 | 1.7 | 1.8 | 1.2 | 0.9 | 1.1 | 108.77 | 322.76 | 238.63 | 8.04 | 40.12
2019 | 2 | 26 | 9:00 | 1354 | 4.8 | 5 | 4.8 | 6.4 | 5.4 | 3.5 | 3 | 3.3 | 3.3 | 3.2 | 2 | 1.7 | 1.8 | 1.2 | 0.9 | 1.1 | 108.77 | 322.76 | 238.63 | 8.04 | 40.12
2019 | 2 | 26 | 10:00 | 1355 | 6 | 6.2 | 5.3 | 7.8 | 6.2 | 3.8 | 3 | 3.3 | 3.3 | 3.2 | 2 | 1.7 | 1.8 | 1.2 | 0.9 | 1.1 | 108.77 | 322.76 | 238.63 | 8.04 | 40.12
2019 | 2 | 26 | 11:00 | 1356 | 6.4 | 6.1 | 5.6 | 8.4 | 6.7 | 3.1 | 3 | 3.3 | 3.3 | 3.2 | 2 | 1.7 | 1.8 | 1.2 | 0.9 | 1.1 | 108.77 | 322.76 | 238.63 | 8.04 | 40.12
2019 | 2 | 26 | 12:00 | 1357 | 6 | 6.2 | 5.6 | 8.8 | 7.4 | 3.2 | 3 | 3.3 | 3.3 | 3.2 | 2 | 1.7 | 1.8 | 1.2 | 0.9 | 1.1 | 108.77 | 322.76 | 238.63 | 8.04 | 40.12
2019 | 2 | 26 | 13:00 | 1358 | 6 | 6.3 | 5.3 | 8.7 | 7.1 | 3.5 | 3 | 3.3 | 3.3 | 3.2 | 2 | 1.7 | 1.8 | 1.2 | 0.9 | 1.1 | 108.77 | 322.76 | 238.63 | 8.04 | 40.12
2019 | 2 | 26 | 14:00 | 1359 | 5.7 | 5.9 | 4.7 | 8.5 | 7 | 3.5 | 3 | 3.3 | 3.3 | 3.2 | 2 | 1.7 | 1.8 | 1.2 | 0.9 | 1.1 | 108.77 | 322.76 | 238.63 | 8.04 | 40.12
2019 | 2 | 26 | 15:00 | 1360 | 5.2 | 5.3 | 4 | 7.5 | 5.4 | 3.5 | 3 | 3.3 | 3.3 | 3.2 | 2 | 1.7 | 1.8 | 1.2 | 0.9 | 1.1 | 108.77 | 322.76 | 238.63 | 8.04 | 40.12
2019 | 2 | 26 | 16:00 | 1361 | 4.2 | 4.3 | 3.3 | 5.7 | 3.8 | 3.1 | 3 | 3.3 | 3.3 | 3.2 | 2 | 1.7 | 1.8 | 1.2 | 0.9 | 1.1 | 108.77 | 322.76 | 238.63 | 8.04 | 40.12
2019 | 2 | 26 | 17:00 | 1362 | 3.7 | 3.7 | 3 | 4.5 | 3.7 | 2.8 | 3 | 3.3 | 3.3 | 3.2 | 2 | 1.7 | 1.8 | 1.2 | 0.9 | 1.1 | 108.77 | 322.76 | 238.63 | 8.04 | 40.12
2019 | 2 | 26 | 18:00 | 1363 | 3.3 | 3.5 | 2.7 | 2.9 | 2.8 | 2.4 | 3 | 3.3 | 3.3 | 3.2 | 2 | 1.7 | 1.8 | 1.2 | 0.9 | 1.1 | 108.77 | 322.76 | 238.63 | 8.04 | 40.12
2019 | 2 | 26 | 19:00 | 1364 | 3.1 | 3.4 | 2.4 | 2 | 2.9 | 2.1 | 3 | 3.3 | 3.3 | 3.2 | 2 | 1.7 | 1.8 | 1.2 | 0.9 | 1.1 | 108.77 | 322.76 | 238.63 | 8.04 | 40.12
2019 | 2 | 26 | 20:00 | 1365 | 2.5 | 3.2 | 2.2 | 1.2 | 3.1 | 1.8 | 3 | 3.3 | 3.3 | 3.2 | 2 | 1.7 | 1.8 | 1.2 | 0.9 | 1.1 | 108.77 | 322.76 | 238.63 | 8.04 | 40.12
2019 | 2 | 26 | 21:00 | 1366 | 2.7 | 3.3 | 2.1 | 1.5 | 2.9 | 1.6 | 3 | 3.3 | 3.3 | 3.2 | 2 | 1.7 | 1.8 | 1.2 | 0.9 | 1.1 | 108.77 | 322.76 | 238.63 | 8.04 | 40.12
2019 | 2 | 26 | 22:00 | 1367 | 2.9 | 3.1 | 1.7 | 1.6 | 2.9 | 1.5 | 3 | 3.3 | 3.3 | 3.2 | 2 | 1.7 | 1.8 | 1.2 | 0.9 | 1.1 | 108.77 | 322.76 | 238.63 | 8.04 | 40.12
2019 | 2 | 26 | 23:00 | 1368 | 2.9 | 2.8 | 1.5 | 1.4 | 2.6 | 1.4 | 3 | 3.3 | 3.3 | 3.2 | 2 | 1.7 | 1.8 | 1.2 | 0.9 | 1.1 | 108.77 | 322.76 | 238.63 | 8.04 | 40.12
2019 | 2 | 27 | 0:00 | 1369 | 2.6 | 2.4 | 1.3 | 1.3 | 2.3 | 1.4 | 2.8 | 3.3 | 3.3 | 3.2 | 3.2 | 2.1 | 3.4 | 1.5 | 1 | 1.5 | 107.7 | 326.02 | 226.68 | 11.09 | 37.62
2019 | 2 | 27 | 1:00 | 1370 | 2.1 | 2.1 | 0.3 | 0.9 | 2.2 | 1.3 | 2.8 | 3.3 | 3.3 | 3.2 | 3.2 | 2.1 | 3.4 | 1.5 | 1 | 1.5 | 107.7 | 326.02 | 226.68 | 11.09 | 37.62
2019 | 2 | 27 | 2:00 | 1371 | 1.9 | 1.8 | -0.1 | 0.6 | 2 | 0.4 | 2.8 | 3.3 | 3.3 | 3.2 | 3.2 | 2.1 | 3.4 | 1.5 | 1 | 1.5 | 107.7 | 326.02 | 226.68 | 11.09 | 37.62
2019 | 2 | 27 | 3:00 | 1372 | 1.7 | 1.7 | -0.5 | 0.6 | 1.7 | 0.4 | 2.8 | 3.3 | 3.3 | 3.2 | 3.2 | 2.1 | 3.4 | 1.5 | 1 | 1.5 | 107.7 | 326.02 | 226.68 | 11.09 | 37.62
2019 | 2 | 27 | 4:00 | 1373 | 1.7 | 1.4 | -0.4 | 0 | 1.5 | 0.6 | 2.8 | 3.3 | 3.3 | 3.2 | 3.2 | 2.1 | 3.4 | 1.5 | 1 | 1.5 | 107.7 | 326.02 | 226.68 | 11.09 | 37.62
2019 | 2 | 27 | 5:00 | 1374 | 1.4 | 1.3 | 0.7 | 0.3 | 1.3 | 0.6 | 2.8 | 3.3 | 3.3 | 3.2 | 3.2 | 2.1 | 3.4 | 1.5 | 1 | 1.5 | 107.7 | 326.02 | 226.68 | 11.09 | 37.62
2019 | 2 | 27 | 6:00 | 1375 | 1.5 | 1.4 | 1.4 | 0.4 | 1.2 | 0.5 | 2.8 | 3.3 | 3.3 | 3.2 | 3.2 | 2.1 | 3.4 | 1.5 | 1 | 1.5 | 107.7 | 326.02 | 226.68 | 11.09 | 37.62
2019 | 2 | 27 | 7:00 | 1376 | 1.6 | 1.7 | 3.1 | 1 | 1.3 | 0.5 | 2.8 | 3.3 | 3.3 | 3.2 | 3.2 | 2.1 | 3.4 | 1.5 | 1 | 1.5 | 107.7 | 326.02 | 226.68 | 11.09 | 37.62
2019 | 2 | 27 | 8:00 | 1377 | 1.9 | 1.8 | 3.4 | 3.6 | 2 | 0.6 | 2.8 | 3.3 | 3.3 | 3.2 | 3.2 | 2.1 | 3.4 | 1.5 | 1 | 1.5 | 107.7 | 326.02 | 226.68 | 11.09 | 37.62
2019 | 2 | 27 | 9:00 | 1378 | 2 | 2.1 | 3.1 | 4.6 | 4.8 | 0.8 | 2.8 | 3.3 | 3.3 | 3.2 | 3.2 | 2.1 | 3.4 | 1.5 | 1 | 1.5 | 107.7 | 326.02 | 226.68 | 11.09 | 37.62
2019 | 2 | 27 | 10:00 | 1379 | 2.4 | 3.9 | 3.2 | 4.6 | 5.6 | 1.4 | 2.8 | 3.3 | 3.3 | 3.2 | 3.2 | 2.1 | 3.4 | 1.5 | 1 | 1.5 | 107.7 | 326.02 | 226.68 | 11.09 | 37.62
2019 | 2 | 27 | 11:00 | 1380 | 5.5 | 5.3 | 3.4 | 5.2 | 6.4 | 2.6 | 2.8 | 3.3 | 3.3 | 3.2 | 3.2 | 2.1 | 3.4 | 1.5 | 1 | 1.5 | 107.7 | 326.02 | 226.68 | 11.09 | 37.62
2019 | 2 | 27 | 12:00 | 1381 | 6.5 | 6.1 | 3 | 4.8 | 7 | 4.7 | 2.8 | 3.3 | 3.3 | 3.2 | 3.2 | 2.1 | 3.4 | 1.5 | 1 | 1.5 | 107.7 | 326.02 | 226.68 | 11.09 | 37.62
2019 | 2 | 27 | 13:00 | 1382 | 7.4 | 8.7 | 3.1 | 4.8 | 7.5 | 5.4 | 2.8 | 3.3 | 3.3 | 3.2 | 3.2 | 2.1 | 3.4 | 1.5 | 1 | 1.5 | 107.7 | 326.02 | 226.68 | 11.09 | 37.62
2019 | 2 | 27 | 14:00 | 1383 | 8 | 9.2 | 3.9 | 4.7 | 6.8 | 5.9 | 2.8 | 3.3 | 3.3 | 3.2 | 3.2 | 2.1 | 3.4 | 1.5 | 1 | 1.5 | 107.7 | 326.02 | 226.68 | 11.09 | 37.62
2019 | 2 | 27 | 15:00 | 1384 | 8.6 | 9.4 | 3.4 | 4.2 | 5.1 | 5.6 | 2.8 | 3.3 | 3.3 | 3.2 | 3.2 | 2.1 | 3.4 | 1.5 | 1 | 1.5 | 107.7 | 326.02 | 226.68 | 11.09 | 37.62
2019 | 2 | 27 | 16:00 | 1385 | 7.6 | 8.1 | 2.8 | 3.5 | 3.6 | 5.1 | 2.8 | 3.3 | 3.3 | 3.2 | 3.2 | 2.1 | 3.4 | 1.5 | 1 | 1.5 | 107.7 | 326.02 | 226.68 | 11.09 | 37.62
2019 | 2 | 27 | 17:00 | 1386 | 5.7 | 6.1 | 2.6 | 3.1 | 2.2 | 3.9 | 2.8 | 3.3 | 3.3 | 3.2 | 3.2 | 2.1 | 3.4 | 1.5 | 1 | 1.5 | 107.7 | 326.02 | 226.68 | 11.09 | 37.62
2019 | 2 | 27 | 18:00 | 1387 | 5.4 | 3.5 | 2.9 | 2.5 | 2.1 | 3.1 | 2.8 | 3.3 | 3.3 | 3.2 | 3.2 | 2.1 | 3.4 | 1.5 | 1 | 1.5 | 107.7 | 326.02 | 226.68 | 11.09 | 37.62
2019 | 2 | 27 | 19:00 | 1388 | 3.8 | 2.8 | 3.4 | 1.7 | 2.3 | 2.8 | 2.8 | 3.3 | 3.3 | 3.2 | 3.2 | 2.1 | 3.4 | 1.5 | 1 | 1.5 | 107.7 | 326.02 | 226.68 | 11.09 | 37.62
2019 | 2 | 27 | 20:00 | 1389 | 2.8 | 2.5 | 2 | 1.6 | 1.8 | 3.4 | 2.8 | 3.3 | 3.3 | 3.2 | 3.2 | 2.1 | 3.4 | 1.5 | 1 | 1.5 | 107.7 | 326.02 | 226.68 | 11.09 | 37.62
2019 | 2 | 27 | 21:00 | 1390 | 1 | 2.3 | 2 | 1.4 | 1.4 | 2.5 | 2.8 | 3.3 | 3.3 | 3.2 | 3.2 | 2.1 | 3.4 | 1.5 | 1 | 1.5 | 107.7 | 326.02 | 226.68 | 11.09 | 37.62
2019 | 2 | 27 | 22:00 | 1391 | 1.8 | 2.1 | 3.1 | 1.9 | 1.4 | 1.9 | 2.8 | 3.3 | 3.3 | 3.2 | 3.2 | 2.1 | 3.4 | 1.5 | 1 | 1.5 | 107.7 | 326.02 | 226.68 | 11.09 | 37.62
2019 | 2 | 27 | 23:00 | 1392 | 0.9 | 2.2 | 3.3 | 2.4 | 1.7 | 1.7 | 2.8 | 3.3 | 3.3 | 3.2 | 3.2 | 2.1 | 3.4 | 1.5 | 1 | 1.5 | 107.7 | 326.02 | 226.68 | 11.09 | 37.62
2019 | 2 | 28 | 0:00 | 1393 | 1.5 | 2.6 | 3.3 | 2.4 | 1.8 | 1.5 | 3 | 3.3 | 3.3 | 3.2 | 3.4 | 2.2 | 3.9 | 1.9 | 1.2 | 1.8 | 112.17 | 334.73 | 220.33 | 8.34 | 38.23
2019 | 2 | 28 | 1:00 | 1394 | 1.9 | 2.7 | 3.7 | 2.5 | 1.9 | 1.5 | 3 | 3.3 | 3.3 | 3.2 | 3.4 | 2.2 | 3.9 | 1.9 | 1.2 | 1.8 | 112.17 | 334.73 | 220.33 | 8.34 | 38.23
2019 | 2 | 28 | 2:00 | 1395 | 1.6 | 2.7 | 3.6 | 1.8 | 2 | 1.3 | 3 | 3.3 | 3.3 | 3.2 | 3.4 | 2.2 | 3.9 | 1.9 | 1.2 | 1.8 | 112.17 | 334.73 | 220.33 | 8.34 | 38.23
2019 | 2 | 28 | 3:00 | 1396 | 3.2 | 2.8 | 3.2 | 1.2 | 1.6 | 1.8 | 3 | 3.3 | 3.3 | 3.2 | 3.4 | 2.2 | 3.9 | 1.9 | 1.2 | 1.8 | 112.17 | 334.73 | 220.33 | 8.34 | 38.23
2019 | 2 | 28 | 4:00 | 1397 | 4 | 3 | 2.8 | 1.4 | 2 | 2.4 | 3 | 3.3 | 3.3 | 3.2 | 3.4 | 2.2 | 3.9 | 1.9 | 1.2 | 1.8 | 112.17 | 334.73 | 220.33 | 8.34 | 38.23
2019 | 2 | 28 | 5:00 | 1398 | 4.1 | 3.3 | 3 | 1.4 | 2.2 | 2.5 | 3 | 3.3 | 3.3 | 3.2 | 3.4 | 2.2 | 3.9 | 1.9 | 1.2 | 1.8 | 112.17 | 334.73 | 220.33 | 8.34 | 38.23
2019 | 2 | 28 | 6:00 | 1399 | 4.1 | 3.3 | 2.9 | 1.9 | 2.4 | 2.6 | 3 | 3.3 | 3.3 | 3.2 | 3.4 | 2.2 | 3.9 | 1.9 | 1.2 | 1.8 | 112.17 | 334.73 | 220.33 | 8.34 | 38.23
2019 | 2 | 28 | 7:00 | 1400 | 4.2 | 3.4 | 3 | 3.2 | 2.9 | 2.6 | 3 | 3.3 | 3.3 | 3.2 | 3.4 | 2.2 | 3.9 | 1.9 | 1.2 | 1.8 | 112.17 | 334.73 | 220.33 | 8.34 | 38.23
2019 | 2 | 28 | 8:00 | 1401 | 3.9 | 3.1 | 3.5 | 5.4 | 3.9 | 2.4 | 3 | 3.3 | 3.3 | 3.2 | 3.4 | 2.2 | 3.9 | 1.9 | 1.2 | 1.8 | 112.17 | 334.73 | 220.33 | 8.34 | 38.23
2019 | 2 | 28 | 9:00 | 1402 | 3.9 | 4.3 | 4.4 | 6.5 | 6 | 2.7 | 3 | 3.3 | 3.3 | 3.2 | 3.4 | 2.2 | 3.9 | 1.9 | 1.2 | 1.8 | 112.17 | 334.73 | 220.33 | 8.34 | 38.23
2019 | 2 | 28 | 10:00 | 1403 | 4.8 | 4.9 | 4.6 | 6.9 | 7.1 | 3.8 | 3 | 3.3 | 3.3 | 3.2 | 3.4 | 2.2 | 3.9 | 1.9 | 1.2 | 1.8 | 112.17 | 334.73 | 220.33 | 8.34 | 38.23
2019 | 2 | 28 | 11:00 | 1404 | 6.8 | 7.1 | 5 | 6.6 | 7.3 | 6.2 | 3 | 3.3 | 3.3 | 3.2 | 3.4 | 2.2 | 3.9 | 1.9 | 1.2 | 1.8 | 112.17 | 334.73 | 220.33 | 8.34 | 38.23
2019 | 2 | 28 | 12:00 | 1405 | 8.3 | 8 | 4.9 | 6.1 | 7.5 | 7 | 3 | 3.3 | 3.3 | 3.2 | 3.4 | 2.2 | 3.9 | 1.9 | 1.2 | 1.8 | 112.17 | 334.73 | 220.33 | 8.34 | 38.23
2019 | 2 | 28 | 13:00 | 1406 | 8.1 | 8.2 | 4.9 | 5.4 | 6.1 | 6.9 | 3 | 3.3 | 3.3 | 3.2 | 3.4 | 2.2 | 3.9 | 1.9 | 1.2 | 1.8 | 112.17 | 334.73 | 220.33 | 8.34 | 38.23
2019 | 2 | 28 | 14:00 | 1407 | 8.1 | 7.3 | 4.3 | 4.2 | 5.5 | 6.2 | 3 | 3.3 | 3.3 | 3.2 | 3.4 | 2.2 | 3.9 | 1.9 | 1.2 | 1.8 | 112.17 | 334.73 | 220.33 | 8.34 | 38.23
2019 | 2 | 28 | 15:00 | 1408 | 7 | 6.2 | 3.9 | 4.2 | 5.2 | 5.8 | 3 | 3.3 | 3.3 | 3.2 | 3.4 | 2.2 | 3.9 | 1.9 | 1.2 | 1.8 | 112.17 | 334.73 | 220.33 | 8.34 | 38.23
2019 | 2 | 28 | 16:00 | 1409 | 6.2 | 5.4 | 4.1 | 3.3 | 3.9 | 5.1 | 3 | 3.3 | 3.3 | 3.2 | 3.4 | 2.2 | 3.9 | 1.9 | 1.2 | 1.8 | 112.17 | 334.73 | 220.33 | 8.34 | 38.23
2019 | 2 | 28 | 17:00 | 1410 | 5.2 | 3.8 | 3.6 | 2 | 2.6 | 4.4 | 3 | 3.3 | 3.3 | 3.2 | 3.4 | 2.2 | 3.9 | 1.9 | 1.2 | 1.8 | 112.17 | 334.73 | 220.33 | 8.34 | 38.23
2019 | 2 | 28 | 18:00 | 1411 | 4 | 3.3 | 3.4 | 1 | 1.6 | 3.6 | 3 | 3.3 | 3.3 | 3.2 | 3.4 | 2.2 | 3.9 | 1.9 | 1.2 | 1.8 | 112.17 | 334.73 | 220.33 | 8.34 | 38.23
2019 | 2 | 28 | 19:00 | 1412 | 2.8 | 2.5 | 3 | 0.3 | 1.2 | 2.6 | 3 | 3.3 | 3.3 | 3.2 | 3.4 | 2.2 | 3.9 | 1.9 | 1.2 | 1.8 | 112.17 | 334.73 | 220.33 | 8.34 | 38.23
2019 | 2 | 28 | 20:00 | 1413 | 2.2 | 2.4 | 2.5 | 0 | 0.9 | 2 | 3 | 3.3 | 3.3 | 3.2 | 3.4 | 2.2 | 3.9 | 1.9 | 1.2 | 1.8 | 112.17 | 334.73 | 220.33 | 8.34 | 38.23
2019 | 2 | 28 | 21:00 | 1414 | 2 | 1.8 | 1.7 | -0.2 | 0.3 | 1.2 | 3 | 3.3 | 3.3 | 3.2 | 3.4 | 2.2 | 3.9 | 1.9 | 1.2 | 1.8 | 112.17 | 334.73 | 220.33 | 8.34 | 38.23
2019 | 2 | 28 | 22:00 | 1415 | 1.7 | 0.5 | 1.3 | -0.2 | 0.2 | 0.4 | 3 | 3.3 | 3.3 | 3.2 | 3.4 | 2.2 | 3.9 | 1.9 | 1.2 | 1.8 | 112.17 | 334.73 | 220.33 | 8.34 | 38.23
2019 | 2 | 28 | 23:00 | 1416 | 1.3 | 0.8 | 1.2 | -1.2 | 0 | 0 | 3 | 3.3 | 3.3 | 3.2 | 3.4 | 2.2 | 3.9 | 1.9 | 1.2 | 1.8 | 112.17 | 334.73 | 220.33 | 8.34 | 38.23
2019 | 3 | 1 | 0:00 | 1417 | 1.2 | 0.6 | 1 | -0.6 | -0.2 | -0.1 | 2.4 | 3 | 3 | 2.7 | 3.2 | 1.9 | 3.9 | 2.1 | 1.4 | 1.8 | 116.02 | 327.65 | 219.17 | 8.45 | 38.98
2019 | 3 | 1 | 1:00 | 1418 | 0.8 | 0.4 | 0.7 | -0.5 | -0.4 | -0.2 | 2.4 | 3 | 3 | 2.7 | 3.2 | 1.9 | 3.9 | 2.1 | 1.4 | 1.8 | 116.02 | 327.65 | 219.17 | 8.45 | 38.98
2019 | 3 | 1 | 2:00 | 1419 | 0.5 | 0 | 0.9 | -0.7 | -0.7 | -0.2 | 2.4 | 3 | 3 | 2.7 | 3.2 | 1.9 | 3.9 | 2.1 | 1.4 | 1.8 | 116.02 | 327.65 | 219.17 | 8.45 | 38.98
2019 | 3 | 1 | 3:00 | 1420 | -0.1 | -0.2 | 0.7 | -1.1 | -0.8 | -0.4 | 2.4 | 3 | 3 | 2.7 | 3.2 | 1.9 | 3.9 | 2.1 | 1.4 | 1.8 | 116.02 | 327.65 | 219.17 | 8.45 | 38.98
2019 | 3 | 1 | 4:00 | 1421 | -0.1 | -0.5 | 0.3 | -1.8 | -1 | -0.6 | 2.4 | 3 | 3 | 2.7 | 3.2 | 1.9 | 3.9 | 2.1 | 1.4 | 1.8 | 116.02 | 327.65 | 219.17 | 8.45 | 38.98
2019 | 3 | 1 | 5:00 | 1422 | -0.5 | -0.4 | 0.1 | -2 | -1.1 | -1.2 | 2.4 | 3 | 3 | 2.7 | 3.2 | 1.9 | 3.9 | 2.1 | 1.4 | 1.8 | 116.02 | 327.65 | 219.17 | 8.45 | 38.98
2019 | 3 | 1 | 6:00 | 1423 | -0.4 | -0.4 | 0 | -2.7 | -1.4 | -1.7 | 2.4 | 3 | 3 | 2.7 | 3.2 | 1.9 | 3.9 | 2.1 | 1.4 | 1.8 | 116.02 | 327.65 | 219.17 | 8.45 | 38.98
2019 | 3 | 1 | 7:00 | 1424 | -0.2 | -0.3 | -0.1 | -2.3 | -2.2 | -1.6 | 2.4 | 3 | 3 | 2.7 | 3.2 | 1.9 | 3.9 | 2.1 | 1.4 | 1.8 | 116.02 | 327.65 | 219.17 | 8.45 | 38.98
2019 | 3 | 1 | 8:00 | 1425 | -0.5 | -0.6 | -0.2 | -1.9 | -2.3 | -1.8 | 2.4 | 3 | 3 | 2.7 | 3.2 | 1.9 | 3.9 | 2.1 | 1.4 | 1.8 | 116.02 | 327.65 | 219.17 | 8.45 | 38.98
2019 | 3 | 1 | 9:00 | 1426 | -0.5 | -0.8 | 0 | -2.4 | -2.1 | -1 | 2.4 | 3 | 3 | 2.7 | 3.2 | 1.9 | 3.9 | 2.1 | 1.4 | 1.8 | 116.02 | 327.65 | 219.17 | 8.45 | 38.98
2019 | 3 | 1 | 10:00 | 1427 | 0 | -0.5 | -0.1 | -2.3 | -2 | -1.2 | 2.4 | 3 | 3 | 2.7 | 3.2 | 1.9 | 3.9 | 2.1 | 1.4 | 1.8 | 116.02 | 327.65 | 219.17 | 8.45 | 38.98
2019 | 3 | 1 | 11:00 | 1428 | 0 | -1.7 | 0 | -2.2 | -2.1 | -1.8 | 2.4 | 3 | 3 | 2.7 | 3.2 | 1.9 | 3.9 | 2.1 | 1.4 | 1.8 | 116.02 | 327.65 | 219.17 | 8.45 | 38.98
2019 | 3 | 1 | 12:00 | 1429 | -1.6 | -1.9 | 0.1 | -2.5 | -2.5 | -2.3 | 2.2 | 3 | 3 | 2.7 | 3.2 | 1.9 | 3.9 | 2.1 | 1.4 | 1.8 | 116.02 | 327.65 | 219.17 | 8.45 | 38.98
2019 | 3 | 1 | 13:00 | 1430 | -1.8 | -1.6 | -0.4 | -2.7 | -2.4 | -2.4 | 2.2 | 3 | 3 | 2.7 | 3.2 | 1.9 | 3.9 | 2.1 | 1.4 | 1.8 | 116.02 | 327.65 | 219.17 | 8.45 | 38.98
2019 | 3 | 1 | 14:00 | 1431 | -1.9 | -1.8 | -1 | -2.1 | -2.9 | -3.5 | 2.2 | 3 | 3 | 2.7 | 3.2 | 1.9 | 3.9 | 2.1 | 1.4 | 1.8 | 116.02 | 327.65 | 219.17 | 8.45 | 38.98
2019 | 3 | 1 | 15:00 | 1432 | -1.9 | -2.4 | -1.8 | -3.1 | -3.4 | -3.6 | 2.2 | 3 | 3 | 2.7 | 3.2 | 1.9 | 3.9 | 2.1 | 1.4 | 1.8 | 116.02 | 327.65 | 219.17 | 8.45 | 38.98
2019 | 3 | 1 | 16:00 | 1433 | -2.5 | -3 | -2.2 | -4 | -3.8 | -4.6 | 2.2 | 3 | 3 | 2.7 | 3.2 | 1.9 | 3.9 | 2.1 | 1.4 | 1.8 | 116.02 | 327.65 | 219.17 | 8.45 | 38.98
2019 | 3 | 1 | 17:00 | 1434 | -3.1 | -3.3 | -2.8 | -4.7 | -4.2 | -4.8 | 2.2 | 3 | 3 | 2.7 | 3.2 | 1.9 | 3.9 | 2.1 | 1.4 | 1.8 | 116.02 | 327.65 | 219.17 | 8.45 | 38.98
2019 | 3 | 1 | 18:00 | 1435 | -3.6 | -3.6 | -3.3 | -4 | -4.3 | -4.5 | 2.2 | 3 | 3 | 2.7 | 3.2 | 1.9 | 3.9 | 2.1 | 1.4 | 1.8 | 116.02 | 327.65 | 219.17 | 8.45 | 38.98
2019 | 3 | 1 | 19:00 | 1436 | -3.6 | -4.3 | -3.7 | -5.4 | -4.3 | -4.4 | 2.2 | 3 | 3 | 2.7 | 3.2 | 1.9 | 3.9 | 2.1 | 1.4 | 1.8 | 116.02 | 327.65 | 219.17 | 8.45 | 38.98
2019 | 3 | 1 | 20:00 | 1437 | -3.8 | -4.7 | -4 | -7.1 | -4.3 | -4.6 | 2.2 | 3 | 3 | 2.7 | 3.2 | 1.9 | 3.9 | 2.1 | 1.4 | 1.8 | 116.02 | 327.65 | 219.17 | 8.45 | 38.98
2019 | 3 | 1 | 21:00 | 1438 | -4 | -4.7 | -4.3 | -8.2 | -4.5 | -4.7 | 2.2 | 3 | 3 | 2.7 | 3.2 | 1.9 | 3.9 | 2.1 | 1.4 | 1.8 | 116.02 | 327.65 | 219.17 | 8.45 | 38.98
2019 | 3 | 1 | 22:00 | 1439 | -4.3 | -4.6 | -5.3 | -7.9 | -4.3 | -4.8 | 2.2 | 3 | 3 | 2.7 | 3.2 | 1.9 | 3.9 | 2.1 | 1.4 | 1.8 | 116.02 | 327.65 | 219.17 | 8.45 | 38.98
2019 | 3 | 1 | 23:00 | 1440 | -4.4 | -4.5 | -6.1 | -8.7 | -4.5 | -4.9 | 2.2 | 3 | 3 | 2.7 | 3.2 | 1.9 | 3.9 | 2.1 | 1.4 | 1.8 | 116.02 | 327.65 | 219.17 | 8.45 | 38.98
2019 | 3 | 2 | 0:00 | 1441 | -4.4 | -4.5 | -5.6 | -8.8 | -4.6 | -5.1 | 1 | 1.9 | 1.9 | 1.7 | 4.2 | 1.1 | 2.6 | 2 | 1.4 | 1.1 | 114.73 | 315.73 | 215.87 | 8.75 | 36.65
2019 | 3 | 2 | 1:00 | 1442 | -4.7 | -4.7 | -5.3 | -8 | -5.9 | -5.1 | 1 | 1.9 | 1.9 | 1.7 | 4.2 | 1.1 | 2.6 | 2 | 1.4 | 1.1 | 114.73 | 315.73 | 215.87 | 8.75 | 36.65
2019 | 3 | 2 | 2:00 | 1443 | -4.7 | -4.6 | -5.4 | -6.7 | -7 | -5.2 | 1 | 1.9 | 1.9 | 1.7 | 4.2 | 1.1 | 2.6 | 2 | 1.4 | 1.1 | 114.73 | 315.73 | 215.87 | 8.75 | 36.65
2019 | 3 | 2 | 3:00 | 1444 | -4.6 | -4.4 | -3.8 | -5.6 | -7.1 | -5.4 | 1 | 1.9 | 1.9 | 1.7 | 4.2 | 1.1 | 2.6 | 2 | 1.4 | 1.1 | 114.73 | 315.73 | 215.87 | 8.75 | 36.65
2019 | 3 | 2 | 4:00 | 1445 | -4.8 | -4.5 | -2.8 | -6 | -6.9 | -5.5 | 1 | 1.9 | 1.9 | 1.7 | 4.2 | 1.1 | 2.6 | 2 | 1.4 | 1.1 | 114.73 | 315.73 | 215.87 | 8.75 | 36.65
2019 | 3 | 2 | 5:00 | 1446 | -5.2 | -4.8 | -2.4 | -6.2 | -6 | -5.7 | 1 | 1.9 | 1.9 | 1.7 | 4.2 | 1.1 | 2.6 | 2 | 1.4 | 1.1 | 114.73 | 315.73 | 215.87 | 8.75 | 36.65
2019 | 3 | 2 | 6:00 | 1447 | -5 | -4.7 | -1.4 | -5.6 | -5.5 | -5.3 | 1 | 1.9 | 1.9 | 1.7 | 4.2 | 1.1 | 2.6 | 2 | 1.4 | 1.1 | 114.73 | 315.73 | 215.87 | 8.75 | 36.65
2019 | 3 | 2 | 7:00 | 1448 | -4.3 | -4.2 | -0.3 | -3.5 | -4.8 | -5.1 | 1 | 1.9 | 1.9 | 1.7 | 4.2 | 1.1 | 2.6 | 2 | 1.4 | 1.1 | 114.73 | 315.73 | 215.87 | 8.75 | 36.65
2019 | 3 | 2 | 8:00 | 1449 | -3.8 | -3.2 | 0.5 | -1.3 | -3 | -4.6 | 1 | 1.9 | 1.9 | 1.7 | 4.2 | 1.1 | 2.6 | 2 | 1.4 | 1.1 | 114.73 | 315.73 | 215.87 | 8.75 | 36.65
2019 | 3 | 2 | 9:00 | 1450 | -3 | -2.5 | 1.1 | 0.4 | -1.1 | -4.3 | 1 | 1.9 | 1.9 | 1.7 | 4.2 | 1.1 | 2.6 | 2 | 1.4 | 1.1 | 114.73 | 315.73 | 215.87 | 8.75 | 36.65
2019 | 3 | 2 | 10:00 | 1451 | -2.6 | -1.3 | 1.4 | 0.6 | 0.1 | -2.8 | 1 | 1.9 | 1.9 | 1.7 | 4.2 | 1.1 | 2.6 | 2 | 1.4 | 1.1 | 114.73 | 315.73 | 215.87 | 8.75 | 36.65
2019 | 3 | 2 | 11:00 | 1452 | -1.4 | -0.1 | 1.8 | 0.4 | 0.6 | -2 | 1 | 1.9 | 1.9 | 1.7 | 4.2 | 1.1 | 2.6 | 2 | 1.4 | 1.1 | 114.73 | 315.73 | 215.87 | 8.75 | 36.65
2019 | 3 | 2 | 12:00 | 1453 | -1 | 0.6 | 1.9 | 0.2 | 0.2 | -1.6 | 1.6 | 1.9 | 1.9 | 1.7 | 4.2 | 1.1 | 2.6 | 2 | 1.4 | 1.1 | 114.73 | 315.73 | 215.87 | 8.75 | 36.65
2019 | 3 | 2 | 13:00 | 1454 | -0.4 | 0.9 | 1.9 | 0 | 0.4 | -0.6 | 1.6 | 1.9 | 1.9 | 1.7 | 4.2 | 1.1 | 2.6 | 2 | 1.4 | 1.1 | 114.73 | 315.73 | 215.87 | 8.75 | 36.65
2019 | 3 | 2 | 14:00 | 1455 | -0.2 | 0.5 | 2.6 | 0 | 0.1 | -0.6 | 1.6 | 1.9 | 1.9 | 1.7 | 4.2 | 1.1 | 2.6 | 2 | 1.4 | 1.1 | 114.73 | 315.73 | 215.87 | 8.75 | 36.65
2019 | 3 | 2 | 15:00 | 1456 | -0.6 | 0.1 | 2.2 | 0.5 | 0.4 | -1 | 1.6 | 1.9 | 1.9 | 1.7 | 4.2 | 1.1 | 2.6 | 2 | 1.4 | 1.1 | 114.73 | 315.73 | 215.87 | 8.75 | 36.65
2019 | 3 | 2 | 16:00 | 1457 | -2.1 | -0.8 | 1.9 | 0.7 | 0.5 | -2.2 | 1.6 | 1.9 | 1.9 | 1.7 | 4.2 | 1.1 | 2.6 | 2 | 1.4 | 1.1 | 114.73 | 315.73 | 215.87 | 8.75 | 36.65
2019 | 3 | 2 | 17:00 | 1458 | -2.6 | -1 | 1.8 | 0.7 | 0.5 | -3.1 | 1.6 | 1.9 | 1.9 | 1.7 | 4.2 | 1.1 | 2.6 | 2 | 1.4 | 1.1 | 114.73 | 315.73 | 215.87 | 8.75 | 36.65
2019 | 3 | 2 | 18:00 | 1459 | -2.3 | -0.9 | 1.9 | 0.1 | -0.1 | -3.9 | 1.6 | 1.9 | 1.9 | 1.7 | 4.2 | 1.1 | 2.6 | 2 | 1.4 | 1.1 | 114.73 | 315.73 | 215.87 | 8.75 | 36.65
2019 | 3 | 2 | 19:00 | 1460 | -2.6 | -1 | 2.2 | 0.4 | -0.3 | -4.4 | 1.6 | 1.9 | 1.9 | 1.7 | 4.2 | 1.1 | 2.6 | 2 | 1.4 | 1.1 | 114.73 | 315.73 | 215.87 | 8.75 | 36.65
2019 | 3 | 2 | 20:00 | 1461 | -2.7 | -1.5 | 2 | 0.9 | -0.2 | -3.4 | 1.6 | 1.9 | 1.9 | 1.7 | 4.2 | 1.1 | 2.6 | 2 | 1.4 | 1.1 | 114.73 | 315.73 | 215.87 | 8.75 | 36.65
2019 | 3 | 2 | 21:00 | 1462 | -3.1 | -2.1 | 2.6 | 1.6 | 0 | -3 | 1.6 | 1.9 | 1.9 | 1.7 | 4.2 | 1.1 | 2.6 | 2 | 1.4 | 1.1 | 114.73 | 315.73 | 215.87 | 8.75 | 36.65
2019 | 3 | 2 | 22:00 | 1463 | -2.1 | -2 | 2.1 | 1.6 | 0 | -3.5 | 1.6 | 1.9 | 1.9 | 1.7 | 4.2 | 1.1 | 2.6 | 2 | 1.4 | 1.1 | 114.73 | 315.73 | 215.87 | 8.75 | 36.65
2019 | 3 | 2 | 23:00 | 1464 | -2.3 | -1.9 | 2.3 | 1.7 | 0.2 | -3.9 | 1.6 | 1.9 | 1.9 | 1.7 | 4.2 | 1.1 | 2.6 | 2 | 1.4 | 1.1 | 114.73 | 315.73 | 215.87 | 8.75 | 36.65
2019 | 3 | 3 | 0:00 | 1465 | -2.2 | -1.5 | 2.5 | 1.6 | 0.8 | -4.5 | 2.4 | 2.2 | 2.2 | 2.2 | 5 | 1.1 | 2.6 | 1.9 | 1.8 | 0.9 | 113.12 | 313.28 | 210.98 | 8.65 | 34.87
2019 | 3 | 3 | 1:00 | 1466 | -2 | -0.5 | 2.6 | 1.9 | 1 | -4.5 | 2.4 | 2.2 | 2.2 | 2.2 | 5 | 1.1 | 2.6 | 1.9 | 1.8 | 0.9 | 113.12 | 313.28 | 210.98 | 8.65 | 34.87
2019 | 3 | 3 | 2:00 | 1467 | -2.3 | -0.5 | 2.7 | 1.9 | 1.3 | -4.4 | 2.4 | 2.2 | 2.2 | 2.2 | 5 | 1.1 | 2.6 | 1.9 | 1.8 | 0.9 | 113.12 | 313.28 | 210.98 | 8.65 | 34.87
2019 | 3 | 3 | 3:00 | 1468 | -2.1 | -0.3 | 2.8 | 1.7 | 1.5 | -4.2 | 2.4 | 2.2 | 2.2 | 2.2 | 5 | 1.1 | 2.6 | 1.9 | 1.8 | 0.9 | 113.12 | 313.28 | 210.98 | 8.65 | 34.87
2019 | 3 | 3 | 4:00 | 1469 | -1.4 | -0.5 | 2.7 | 1.9 | 1.1 | -3.7 | 2.4 | 2.2 | 2.2 | 2.2 | 5 | 1.1 | 2.6 | 1.9 | 1.8 | 0.9 | 113.12 | 313.28 | 210.98 | 8.65 | 34.87
2019 | 3 | 3 | 5:00 | 1470 | -1.6 | -0.2 | 2.7 | 2.1 | 1.2 | -3.2 | 2.4 | 2.2 | 2.2 | 2.2 | 5 | 1.1 | 2.6 | 1.9 | 1.8 | 0.9 | 113.12 | 313.28 | 210.98 | 8.65 | 34.87
2019 | 3 | 3 | 6:00 | 1471 | -1.5 | 0 | 2.6 | 2.4 | 1.2 | -2.7 | 2.4 | 2.2 | 2.2 | 2.2 | 5 | 1.1 | 2.6 | 1.9 | 1.8 | 0.9 | 113.12 | 313.28 | 210.98 | 8.65 | 34.87
2019 | 3 | 3 | 7:00 | 1472 | -0.9 | 0.1 | 3 | 2.7 | 1.4 | -1.9 | 2.4 | 2.2 | 2.2 | 2.2 | 5 | 1.1 | 2.6 | 1.9 | 1.8 | 0.9 | 113.12 | 313.28 | 210.98 | 8.65 | 34.87
2019 | 3 | 3 | 8:00 | 1473 | -0.2 | 0.7 | 3 | 2.6 | 1.9 | -1.1 | 2.4 | 2.2 | 2.2 | 2.2 | 5 | 1.1 | 2.6 | 1.9 | 1.8 | 0.9 | 113.12 | 313.28 | 210.98 | 8.65 | 34.87
2019 | 3 | 3 | 9:00 | 1474 | 0.7 | 1.5 | 2.9 | 2.9 | 2.8 | -0.2 | 2.4 | 2.2 | 2.2 | 2.2 | 5 | 1.1 | 2.6 | 1.9 | 1.8 | 0.9 | 113.12 | 313.28 | 210.98 | 8.65 | 34.87
2019 | 3 | 3 | 10:00 | 1475 | 1.4 | 2.3 | 3 | 3.1 | 3 | 0.6 | 2.4 | 2.2 | 2.2 | 2.2 | 5 | 1.1 | 2.6 | 1.9 | 1.8 | 0.9 | 113.12 | 313.28 | 210.98 | 8.65 | 34.87
2019 | 3 | 3 | 11:00 | 1476 | 3 | 3.7 | 3.4 | 3.2 | 3.3 | 1.1 | 2.4 | 2.2 | 2.2 | 2.2 | 5 | 1.1 | 2.6 | 1.9 | 1.8 | 0.9 | 113.12 | 313.28 | 210.98 | 8.65 | 34.87
2019 | 3 | 3 | 12:00 | 1477 | 4.1 | 3.7 | 3.6 | 3.7 | 3 | 1.8 | 2.8 | 2.2 | 2.2 | 2.2 | 5 | 1.1 | 2.6 | 1.9 | 1.8 | 0.9 | 113.12 | 313.28 | 210.98 | 8.65 | 34.87
2019 | 3 | 3 | 13:00 | 1478 | 4.7 | 4.2 | 3.2 | 4 | 3.9 | 2.6 | 2.8 | 2.2 | 2.2 | 2.2 | 5 | 1.1 | 2.6 | 1.9 | 1.8 | 0.9 | 113.12 | 313.28 | 210.98 | 8.65 | 34.87
2019 | 3 | 3 | 14:00 | 1479 | 4.5 | 4.1 | 3.4 | 3.5 | 3.4 | 2.8 | 2.8 | 2.2 | 2.2 | 2.2 | 5 | 1.1 | 2.6 | 1.9 | 1.8 | 0.9 | 113.12 | 313.28 | 210.98 | 8.65 | 34.87
2019 | 3 | 3 | 15:00 | 1480 | 3.2 | 3.2 | 3.9 | 2.8 | 2.8 | 2.7 | 2.8 | 2.2 | 2.2 | 2.2 | 5 | 1.1 | 2.6 | 1.9 | 1.8 | 0.9 | 113.12 | 313.28 | 210.98 | 8.65 | 34.87
2019 | 3 | 3 | 16:00 | 1481 | 2.8 | 2.4 | 4.2 | 3.7 | 2.5 | 2.2 | 2.8 | 2.2 | 2.2 | 2.2 | 5 | 1.1 | 2.6 | 1.9 | 1.8 | 0.9 | 113.12 | 313.28 | 210.98 | 8.65 | 34.87
2019 | 3 | 3 | 17:00 | 1482 | 3.1 | 3.1 | 4 | 4.3 | 3.3 | 1.1 | 2.8 | 2.2 | 2.2 | 2.2 | 5 | 1.1 | 2.6 | 1.9 | 1.8 | 0.9 | 113.12 | 313.28 | 210.98 | 8.65 | 34.87
2019 | 3 | 3 | 18:00 | 1483 | 4.3 | 3.5 | 3.6 | 4.2 | 3.8 | 0.9 | 2.8 | 2.2 | 2.2 | 2.2 | 5 | 1.1 | 2.6 | 1.9 | 1.8 | 0.9 | 113.12 | 313.28 | 210.98 | 8.65 | 34.87
2019 | 3 | 3 | 19:00 | 1484 | 4.7 | 5.3 | 3.2 | 4.1 | 4.5 | 2.2 | 2.8 | 2.2 | 2.2 | 2.2 | 5 | 1.1 | 2.6 | 1.9 | 1.8 | 0.9 | 113.12 | 313.28 | 210.98 | 8.65 | 34.87
2019 | 3 | 3 | 20:00 | 1485 | 4.5 | 5.2 | 3.2 | 3.7 | 4.4 | 3.6 | 2.8 | 2.2 | 2.2 | 2.2 | 5 | 1.1 | 2.6 | 1.9 | 1.8 | 0.9 | 113.12 | 313.28 | 210.98 | 8.65 | 34.87
2019 | 3 | 3 | 21:00 | 1486 | 4.3 | 4.9 | 3.4 | 3.7 | 3.5 | 4.1 | 2.8 | 2.2 | 2.2 | 2.2 | 5 | 1.1 | 2.6 | 1.9 | 1.8 | 0.9 | 113.12 | 313.28 | 210.98 | 8.65 | 34.87
2019 | 3 | 3 | 22:00 | 1487 | 3.9 | 4.6 | 3.4 | 3.8 | 3.3 | 4.1 | 2.8 | 2.2 | 2.2 | 2.2 | 5 | 1.1 | 2.6 | 1.9 | 1.8 | 0.9 | 113.12 | 313.28 | 210.98 | 8.65 | 34.87
2019 | 3 | 3 | 23:00 | 1488 | 3.8 | 4.5 | 3.3 | 3.7 | 2.8 | 3.9 | 2.8 | 2.2 | 2.2 | 2.2 | 5 | 1.1 | 2.6 | 1.9 | 1.8 | 0.9 | 113.12 | 313.28 | 210.98 | 8.65 | 34.87
2019 | 3 | 4 | 0:00 | 1489 | 4.1 | 3.7 | 2.9 | 2.8 | 3 | 3.7 | 3 | 3 | 3 | 3 | 5.3 | 1.8 | 3 | 2 | 1.9 | 1 | 113.46 | 314.7 | 209.4 | 8.52 | 33.22
2019 | 3 | 4 | 1:00 | 1490 | 3 | 2.7 | 2.6 | 1.9 | 3.1 | 3.4 | 3 | 3 | 3 | 3 | 5.3 | 1.8 | 3 | 2 | 1.9 | 1 | 113.46 | 314.7 | 209.4 | 8.52 | 33.22
2019 | 3 | 4 | 2:00 | 1491 | 3.5 | 2.5 | 2.6 | 1.7 | 3.1 | 2.5 | 3 | 3 | 3 | 3 | 5.3 | 1.8 | 3 | 2 | 1.9 | 1 | 113.46 | 314.7 | 209.4 | 8.52 | 33.22
2019 | 3 | 4 | 3:00 | 1492 | 4.4 | 2.6 | 2.8 | 1.9 | 2.6 | 1.8 | 3 | 3 | 3 | 3 | 5.3 | 1.8 | 3 | 2 | 1.9 | 1 | 113.46 | 314.7 | 209.4 | 8.52 | 33.22
2019 | 3 | 4 | 4:00 | 1493 | 4.4 | 2.7 | 3.2 | 1.6 | 2.4 | 1.5 | 3 | 3 | 3 | 3 | 5.3 | 1.8 | 3 | 2 | 1.9 | 1 | 113.46 | 314.7 | 209.4 | 8.52 | 33.22
2019 | 3 | 4 | 5:00 | 1494 | 4.1 | 3.2 | 3.2 | 1.8 | 2.1 | 1.9 | 3 | 3 | 3 | 3 | 5.3 | 1.8 | 3 | 2 | 1.9 | 1 | 113.46 | 314.7 | 209.4 | 8.52 | 33.22
2019 | 3 | 4 | 6:00 | 1495 | 3.6 | 3.7 | 3.2 | 2 | 2.2 | 2.8 | 3 | 3 | 3 | 3 | 5.3 | 1.8 | 3 | 2 | 1.9 | 1 | 113.46 | 314.7 | 209.4 | 8.52 | 33.22
2019 | 3 | 4 | 7:00 | 1496 | 4.2 | 3.9 | 3.5 | 2.5 | 2.7 | 3.3 | 3 | 3 | 3 | 3 | 5.3 | 1.8 | 3 | 2 | 1.9 | 1 | 113.46 | 314.7 | 209.4 | 8.52 | 33.22
2019 | 3 | 4 | 8:00 | 1497 | 4.8 | 4.2 | 3.7 | 3.2 | 3.1 | 3.5 | 3 | 3 | 3 | 3 | 5.3 | 1.8 | 3 | 2 | 1.9 | 1 | 113.46 | 314.7 | 209.4 | 8.52 | 33.22
2019 | 3 | 4 | 9:00 | 1498 | 6.1 | 4.7 | 3.7 | 3.9 | 4 | 3.8 | 3 | 3 | 3 | 3 | 5.3 | 1.8 | 3 | 2 | 1.9 | 1 | 113.46 | 314.7 | 209.4 | 8.52 | 33.22
2019 | 3 | 4 | 10:00 | 1499 | 8.5 | 5.8 | 4 | 4 | 4.5 | 4.5 | 3 | 3 | 3 | 3 | 5.3 | 1.8 | 3 | 2 | 1.9 | 1 | 113.46 | 314.7 | 209.4 | 8.52 | 33.22
2019 | 3 | 4 | 11:00 | 1500 | 9.4 | 6.7 | 4.9 | 4.4 | 4.2 | 5.1 | 3 | 3 | 3 | 3 | 5.3 | 1.8 | 3 | 2 | 1.9 | 1 | 113.46 | 314.7 | 209.4 | 8.52 | 33.22
2019 | 3 | 4 | 12:00 | 1501 | 9 | 7.6 | 5.2 | 4.5 | 4.3 | 6.5 | 4 | 3 | 3 | 3 | 5.3 | 1.8 | 3 | 2 | 1.9 | 1 | 113.46 | 314.7 | 209.4 | 8.52 | 33.22
2019 | 3 | 4 | 13:00 | 1502 | 9.3 | 8.3 | 4.5 | 5.1 | 4.7 | 7.6 | 4 | 3 | 3 | 3 | 5.3 | 1.8 | 3 | 2 | 1.9 | 1 | 113.46 | 314.7 | 209.4 | 8.52 | 33.22
2019 | 3 | 4 | 14:00 | 1503 | 9.2 | 8.3 | 4.7 | 5.9 | 5.5 | 7.5 | 4 | 3 | 3 | 3 | 5.3 | 1.8 | 3 | 2 | 1.9 | 1 | 113.46 | 314.7 | 209.4 | 8.52 | 33.22
2019 | 3 | 4 | 15:00 | 1504 | 9 | 8.3 | 7.8 | 6.1 | 6.3 | 7.3 | 4 | 3 | 3 | 3 | 5.3 | 1.8 | 3 | 2 | 1.9 | 1 | 113.46 | 314.7 | 209.4 | 8.52 | 33.22
2019 | 3 | 4 | 16:00 | 1505 | 8.6 | 7.8 | 6.3 | 6.4 | 6.7 | 6.8 | 4 | 3 | 3 | 3 | 5.3 | 1.8 | 3 | 2 | 1.9 | 1 | 113.46 | 314.7 | 209.4 | 8.52 | 33.22
2019 | 3 | 4 | 17:00 | 1506 | 8.3 | 8 | 7.6 | 6.7 | 7.4 | 6.8 | 4 | 3 | 3 | 3 | 5.3 | 1.8 | 3 | 2 | 1.9 | 1 | 113.46 | 314.7 | 209.4 | 8.52 | 33.22
2019 | 3 | 4 | 18:00 | 1507 | 8.5 | 8.1 | 4.7 | 8.2 | 8 | 6.7 | 4 | 3 | 3 | 3 | 5.3 | 1.8 | 3 | 2 | 1.9 | 1 | 113.46 | 314.7 | 209.4 | 8.52 | 33.22
2019 | 3 | 4 | 19:00 | 1508 | 8.6 | 8.1 | 4.2 | 6.6 | 7.8 | 7 | 4 | 3 | 3 | 3 | 5.3 | 1.8 | 3 | 2 | 1.9 | 1 | 113.46 | 314.7 | 209.4 | 8.52 | 33.22
2019 | 3 | 4 | 20:00 | 1509 | 8.3 | 8.4 | 4.4 | 5.9 | 6.1 | 6.7 | 4 | 3 | 3 | 3 | 5.3 | 1.8 | 3 | 2 | 1.9 | 1 | 113.46 | 314.7 | 209.4 | 8.52 | 33.22
2019 | 3 | 4 | 21:00 | 1510 | 8.1 | 7.4 | 5 | 5.4 | 5.4 | 7.3 | 4 | 3 | 3 | 3 | 5.3 | 1.8 | 3 | 2 | 1.9 | 1 | 113.46 | 314.7 | 209.4 | 8.52 | 33.22
2019 | 3 | 4 | 22:00 | 1511 | 8.1 | 6.4 | 4.5 | 5.6 | 5.4 | 6.4 | 4 | 3 | 3 | 3 | 5.3 | 1.8 | 3 | 2 | 1.9 | 1 | 113.46 | 314.7 | 209.4 | 8.52 | 33.22
2019 | 3 | 4 | 23:00 | 1512 | 6.7 | 4.9 | 4.1 | 5 | 4.9 | 5.5 | 4 | 3 | 3 | 3 | 5.3 | 1.8 | 3 | 2 | 1.9 | 1 | 113.46 | 314.7 | 209.4 | 8.52 | 33.22
2019 | 3 | 5 | 0:00 | 1513 | 6.7 | 7 | 4.4 | 5 | 5.4 | 5.3 | 3.8 | 3.7 | 3.7 | 3.7 | 4.9 | 2.8 | 3.7 | 2.3 | 1.8 | 1.5 | 115.82 | 307.72 | 212.96 | 8.57 | 33.52
2019 | 3 | 5 | 1:00 | 1514 | 6.5 | 6.4 | 4.9 | 5 | 5.3 | 5.6 | 3.8 | 3.7 | 3.7 | 3.7 | 4.9 | 2.8 | 3.7 | 2.3 | 1.8 | 1.5 | 115.82 | 307.72 | 212.96 | 8.57 | 33.52
2019 | 3 | 5 | 2:00 | 1515 | 6.2 | 6.1 | 4.1 | 4.6 | 5.1 | 5.6 | 3.8 | 3.7 | 3.7 | 3.7 | 4.9 | 2.8 | 3.7 | 2.3 | 1.8 | 1.5 | 115.82 | 307.72 | 212.96 | 8.57 | 33.52
2019 | 3 | 5 | 3:00 | 1516 | 6.5 | 6 | 3.9 | 4 | 4.9 | 6.2 | 3.8 | 3.7 | 3.7 | 3.7 | 4.9 | 2.8 | 3.7 | 2.3 | 1.8 | 1.5 | 115.82 | 307.72 | 212.96 | 8.57 | 33.52
2019 | 3 | 5 | 4:00 | 1517 | 6 | 6 | 3.9 | 3.6 | 4.7 | 5.3 | 3.8 | 3.7 | 3.7 | 3.7 | 4.9 | 2.8 | 3.7 | 2.3 | 1.8 | 1.5 | 115.82 | 307.72 | 212.96 | 8.57 | 33.52
2019 | 3 | 5 | 5:00 | 1518 | 5.5 | 6.1 | 3.9 | 3.9 | 4.5 | 4.7 | 3.8 | 3.7 | 3.7 | 3.7 | 4.9 | 2.8 | 3.7 | 2.3 | 1.8 | 1.5 | 115.82 | 307.72 | 212.96 | 8.57 | 33.52
2019 | 3 | 5 | 6:00 | 1519 | 5.7 | 5.6 | 3.8 | 3.9 | 4 | 4.8 | 3.8 | 3.7 | 3.7 | 3.7 | 4.9 | 2.8 | 3.7 | 2.3 | 1.8 | 1.5 | 115.82 | 307.72 | 212.96 | 8.57 | 33.52
2019 | 3 | 5 | 7:00 | 1520 | 6.4 | 5.8 | 3.7 | 4 | 4.1 | 5.3 | 3.8 | 3.7 | 3.7 | 3.7 | 4.9 | 2.8 | 3.7 | 2.3 | 1.8 | 1.5 | 115.82 | 307.72 | 212.96 | 8.57 | 33.52
2019 | 3 | 5 | 8:00 | 1521 | 7.1 | 6.4 | 3.7 | 4 | 4.2 | 5.6 | 3.8 | 3.7 | 3.7 | 3.7 | 4.9 | 2.8 | 3.7 | 2.3 | 1.8 | 1.5 | 115.82 | 307.72 | 212.96 | 8.57 | 33.52
2019 | 3 | 5 | 9:00 | 1522 | 7.3 | 6.4 | 3.1 | 2.3 | 4.1 | 6.1 | 3.8 | 3.7 | 3.7 | 3.7 | 4.9 | 2.8 | 3.7 | 2.3 | 1.8 | 1.5 | 115.82 | 307.72 | 212.96 | 8.57 | 33.52
2019 | 3 | 5 | 10:00 | 1523 | 7 | 6.2 | 2.5 | 1.5 | 4.4 | 6.3 | 3.8 | 3.7 | 3.7 | 3.7 | 4.9 | 2.8 | 3.7 | 2.3 | 1.8 | 1.5 | 115.82 | 307.72 | 212.96 | 8.57 | 33.52
2019 | 3 | 5 | 11:00 | 1524 | 6.9 | 6.3 | 1.9 | 1.5 | 3.7 | 6.4 | 3.8 | 3.7 | 3.7 | 3.7 | 4.9 | 2.8 | 3.7 | 2.3 | 1.8 | 1.5 | 115.82 | 307.72 | 212.96 | 8.57 | 33.52
2019 | 3 | 5 | 12:00 | 1525 | 6.4 | 5 | 1.9 | 1.1 | 2.5 | 6 | 3.8 | 3.7 | 3.7 | 3.7 | 4.9 | 2.8 | 3.7 | 2.3 | 1.8 | 1.5 | 115.82 | 307.72 | 212.96 | 8.57 | 33.52
2019 | 3 | 5 | 13:00 | 1526 | 5.4 | 4.9 | 2.2 | 0.6 | 2.1 | 5.1 | 3.8 | 3.7 | 3.7 | 3.7 | 4.9 | 2.8 | 3.7 | 2.3 | 1.8 | 1.5 | 115.82 | 307.72 | 212.96 | 8.57 | 33.52
2019 | 3 | 5 | 14:00 | 1527 | 6.2 | 4.5 | 2 | 0.6 | 1.4 | 4.5 | 3.8 | 3.7 | 3.7 | 3.7 | 4.9 | 2.8 | 3.7 | 2.3 | 1.8 | 1.5 | 115.82 | 307.72 | 212.96 | 8.57 | 33.52
2019 | 3 | 5 | 15:00 | 1528 | 5.6 | 3.9 | 1.8 | 0.3 | 0.8 | 4.5 | 3.8 | 3.7 | 3.7 | 3.7 | 4.9 | 2.8 | 3.7 | 2.3 | 1.8 | 1.5 | 115.82 | 307.72 | 212.96 | 8.57 | 33.52
2019 | 3 | 5 | 16:00 | 1529 | 3.7 | 2.9 | 1.3 | -0.1 | 0.4 | 3.6 | 3.8 | 3.7 | 3.7 | 3.7 | 4.9 | 2.8 | 3.7 | 2.3 | 1.8 | 1.5 | 115.82 | 307.72 | 212.96 | 8.57 | 33.52
2019 | 3 | 5 | 17:00 | 1530 | 2.9 | 2.2 | 1.1 | -0.4 | 0.3 | 2.7 | 3.8 | 3.7 | 3.7 | 3.7 | 4.9 | 2.8 | 3.7 | 2.3 | 1.8 | 1.5 | 115.82 | 307.72 | 212.96 | 8.57 | 33.52
2019 | 3 | 5 | 18:00 | 1531 | 2.4 | 1.8 | 0.8 | -0.8 | -0.2 | 2.1 | 3.8 | 3.7 | 3.7 | 3.7 | 4.9 | 2.8 | 3.7 | 2.3 | 1.8 | 1.5 | 115.82 | 307.72 | 212.96 | 8.57 | 33.52
2019 | 3 | 5 | 19:00 | 1532 | 1.7 | 1.3 | 0.4 | -0.9 | -0.5 | 1.4 | 3.8 | 3.7 | 3.7 | 3.7 | 4.9 | 2.8 | 3.7 | 2.3 | 1.8 | 1.5 | 115.82 | 307.72 | 212.96 | 8.57 | 33.52
2019 | 3 | 5 | 20:00 | 1533 | 1.5 | 0.9 | 0.1 | -1.2 | -0.8 | 0.5 | 3.8 | 3.7 | 3.7 | 3.7 | 4.9 | 2.8 | 3.7 | 2.3 | 1.8 | 1.5 | 115.82 | 307.72 | 212.96 | 8.57 | 33.52
2019 | 3 | 5 | 21:00 | 1534 | 1.4 | 0.7 | 0 | -1.3 | -0.8 | 0.1 | 3.8 | 3.7 | 3.7 | 3.7 | 4.9 | 2.8 | 3.7 | 2.3 | 1.8 | 1.5 | 115.82 | 307.72 | 212.96 | 8.57 | 33.52
2019 | 3 | 5 | 22:00 | 1535 | 1 | 0.5 | -0.6 | -1.5 | -0.9 | -0.1 | 3.8 | 3.7 | 3.7 | 3.7 | 4.9 | 2.8 | 3.7 | 2.3 | 1.8 | 1.5 | 115.82 | 307.72 | 212.96 | 8.57 | 33.52
2019 | 3 | 5 | 23:00 | 1536 | 0.6 | -0.2 | -0.8 | -2.7 | -1.2 | -1.1 | 3.8 | 3.7 | 3.7 | 3.7 | 4.9 | 2.8 | 3.7 | 2.3 | 1.8 | 1.5 | 115.82 | 307.72 | 212.96 | 8.57 | 33.52
2019 | 3 | 6 | 0:00 | 1537 | 0.4 | -0.3 | -1.4 | -2.8 | -1.8 | -1.2 | 3 | 3.1 | 3.1 | 3 | 3.8 | 2.9 | 3.8 | 2.5 | 1.4 | 1.5 | 119.52 | 311.46 | 217.96 | 9.51 | 34.95
2019 | 3 | 6 | 1:00 | 1538 | -0.1 | -0.3 | -2 | -2.6 | -1.9 | -1.2 | 3 | 3.1 | 3.1 | 3 | 3.8 | 2.9 | 3.8 | 2.5 | 1.4 | 1.5 | 119.52 | 311.46 | 217.96 | 9.51 | 34.95
2019 | 3 | 6 | 2:00 | 1539 | -0.4 | -0.5 | -2.7 | -2.9 | -2.5 | -1.5 | 3 | 3.1 | 3.1 | 3 | 3.8 | 2.9 | 3.8 | 2.5 | 1.4 | 1.5 | 119.52 | 311.46 | 217.96 | 9.51 | 34.95
2019 | 3 | 6 | 3:00 | 1540 | -0.4 | -0.8 | -2.3 | -3.6 | -3.2 | -1.6 | 3 | 3.1 | 3.1 | 3 | 3.8 | 2.9 | 3.8 | 2.5 | 1.4 | 1.5 | 119.52 | 311.46 | 217.96 | 9.51 | 34.95
2019 | 3 | 6 | 4:00 | 1541 | -0.5 | -1.8 | -3.6 | -4.5 | -3.1 | -1.9 | 3 | 3.1 | 3.1 | 3 | 3.8 | 2.9 | 3.8 | 2.5 | 1.4 | 1.5 | 119.52 | 311.46 | 217.96 | 9.51 | 34.95
2019 | 3 | 6 | 5:00 | 1542 | -0.9 | -2 | -3.9 | -6.1 | -4 | -2.8 | 3 | 3.1 | 3.1 | 3 | 3.8 | 2.9 | 3.8 | 2.5 | 1.4 | 1.5 | 119.52 | 311.46 | 217.96 | 9.51 | 34.95
2019 | 3 | 6 | 6:00 | 1543 | -1.5 | -1.8 | -4.3 | -6.2 | -4.4 | -3.1 | 3 | 3.1 | 3.1 | 3 | 3.8 | 2.9 | 3.8 | 2.5 | 1.4 | 1.5 | 119.52 | 311.46 | 217.96 | 9.51 | 34.95
2019 | 3 | 6 | 7:00 | 1544 | -1.7 | -1.8 | -1.6 | -2.7 | -3.8 | -3 | 3 | 3.1 | 3.1 | 3 | 3.8 | 2.9 | 3.8 | 2.5 | 1.4 | 1.5 | 119.52 | 311.46 | 217.96 | 9.51 | 34.95
2019 | 3 | 6 | 8:00 | 1545 | -0.9 | 0 | -0.7 | -2.6 | -2 | -2.3 | 3 | 3.1 | 3.1 | 3 | 3.8 | 2.9 | 3.8 | 2.5 | 1.4 | 1.5 | 119.52 | 311.46 | 217.96 | 9.51 | 34.95
2019 | 3 | 6 | 9:00 | 1546 | 0 | -0.5 | 0.8 | -2.1 | -1.8 | -1.6 | 3 | 3.1 | 3.1 | 3 | 3.8 | 2.9 | 3.8 | 2.5 | 1.4 | 1.5 | 119.52 | 311.46 | 217.96 | 9.51 | 34.95
2019 | 3 | 6 | 10:00 | 1547 | 0.6 | 1.3 | 1.4 | -0.5 | -0.2 | -0.4 | 3 | 3.1 | 3.1 | 3 | 3.8 | 2.9 | 3.8 | 2.5 | 1.4 | 1.5 | 119.52 | 311.46 | 217.96 | 9.51 | 34.95
2019 | 3 | 6 | 11:00 | 1548 | 1.5 | 1.8 | 1.8 | -0.6 | -0.3 | 0.2 | 3 | 3.1 | 3.1 | 3 | 3.8 | 2.9 | 3.8 | 2.5 | 1.4 | 1.5 | 119.52 | 311.46 | 217.96 | 9.51 | 34.95
2019 | 3 | 6 | 12:00 | 1549 | 2.2 | 2.5 | 1.8 | 0.8 | 1.2 | 0.9 | 3.8 | 3.1 | 3.1 | 3 | 3.8 | 2.9 | 3.8 | 2.5 | 1.4 | 1.5 | 119.52 | 311.46 | 217.96 | 9.51 | 34.95
2019 | 3 | 6 | 13:00 | 1550 | 3 | 3.6 | 2.1 | 1.5 | 0.6 | 1.4 | 3.8 | 3.1 | 3.1 | 3 | 3.8 | 2.9 | 3.8 | 2.5 | 1.4 | 1.5 | 119.52 | 311.46 | 217.96 | 9.51 | 34.95
2019 | 3 | 6 | 14:00 | 1551 | 3.4 | 3.1 | 2.4 | 1.8 | 2 | 2.2 | 3.8 | 3.1 | 3.1 | 3 | 3.8 | 2.9 | 3.8 | 2.5 | 1.4 | 1.5 | 119.52 | 311.46 | 217.96 | 9.51 | 34.95
2019 | 3 | 6 | 15:00 | 1552 | 3.4 | 2.5 | 1.7 | 1.9 | 1.8 | 2.4 | 3.8 | 3.1 | 3.1 | 3 | 3.8 | 2.9 | 3.8 | 2.5 | 1.4 | 1.5 | 119.52 | 311.46 | 217.96 | 9.51 | 34.95
2019 | 3 | 6 | 16:00 | 1553 | 2.3 | 0.8 | 1.5 | 0.6 | 0.5 | 0.6 | 3.8 | 3.1 | 3.1 | 3 | 3.8 | 2.9 | 3.8 | 2.5 | 1.4 | 1.5 | 119.52 | 311.46 | 217.96 | 9.51 | 34.95
2019 | 3 | 6 | 17:00 | 1554 | -0.9 | -1.3 | 1.8 | -1.4 | -1.4 | -0.6 | 3.8 | 3.1 | 3.1 | 3 | 3.8 | 2.9 | 3.8 | 2.5 | 1.4 | 1.5 | 119.52 | 311.46 | 217.96 | 9.51 | 34.95
2019 | 3 | 6 | 18:00 | 1555 | -1.8 | -2 | 1.8 | -1.6 | -1.6 | -1.4 | 3.8 | 3.1 | 3.1 | 3 | 3.8 | 2.9 | 3.8 | 2.5 | 1.4 | 1.5 | 119.52 | 311.46 | 217.96 | 9.51 | 34.95
2019 | 3 | 6 | 19:00 | 1556 | -2.5 | -1.9 | 1.7 | -0.8 | -1.6 | -1.8 | 3.8 | 3.1 | 3.1 | 3 | 3.8 | 2.9 | 3.8 | 2.5 | 1.4 | 1.5 | 119.52 | 311.46 | 217.96 | 9.51 | 34.95
2019 | 3 | 6 | 20:00 | 1557 | 0.8 | -0.5 | 2.1 | -0.9 | -1.4 | -1.9 | 3.8 | 3.1 | 3.1 | 3 | 3.8 | 2.9 | 3.8 | 2.5 | 1.4 | 1.5 | 119.52 | 311.46 | 217.96 | 9.51 | 34.95
2019 | 3 | 6 | 21:00 | 1558 | 1.4 | 0 | 2.3 | -1 | -1.3 | -1.3 | 3.8 | 3.1 | 3.1 | 3 | 3.8 | 2.9 | 3.8 | 2.5 | 1.4 | 1.5 | 119.52 | 311.46 | 217.96 | 9.51 | 34.95
2019 | 3 | 6 | 22:00 | 1559 | 1.1 | 0.4 | 2.3 | -1 | -0.6 | -1.3 | 3.8 | 3.1 | 3.1 | 3 | 3.8 | 2.9 | 3.8 | 2.5 | 1.4 | 1.5 | 119.52 | 311.46 | 217.96 | 9.51 | 34.95
2019 | 3 | 6 | 23:00 | 1560 | 0.8 | 0.2 | 2.5 | -0.7 | -0.2 | -0.9 | 3.8 | 3.1 | 3.1 | 3 | 3.8 | 2.9 | 3.8 | 2.5 | 1.4 | 1.5 | 119.52 | 311.46 | 217.96 | 9.51 | 34.95
2019 | 3 | 7 | 0:00 | 1561 | 0.4 | 0.3 | 2.5 | -0.5 | -0.1 | -0.8 | 3.8 | 2.9 | 2.9 | 3.1 | 3.1 | 3.2 | 3.9 | 2.5 | 1.7 | 1.5 | 123.16 | 309.6 | 225.47 | 10.52 | 36.52
2019 | 3 | 7 | 1:00 | 1562 | 0.5 | 0.4 | 3.1 | 0.1 | 0.4 | -1 | 3.8 | 2.9 | 2.9 | 3.1 | 3.1 | 3.2 | 3.9 | 2.5 | 1.7 | 1.5 | 123.16 | 309.6 | 225.47 | 10.52 | 36.52
2019 | 3 | 7 | 2:00 | 1563 | 0.7 | 1 | 3.5 | 0.6 | 1 | -0.9 | 3.8 | 2.9 | 2.9 | 3.1 | 3.1 | 3.2 | 3.9 | 2.5 | 1.7 | 1.5 | 123.16 | 309.6 | 225.47 | 10.52 | 36.52
2019 | 3 | 7 | 3:00 | 1564 | 1.4 | 1.1 | 4.1 | 1.3 | 1.5 | -0.8 | 3.8 | 2.9 | 2.9 | 3.1 | 3.1 | 3.2 | 3.9 | 2.5 | 1.7 | 1.5 | 123.16 | 309.6 | 225.47 | 10.52 | 36.52
2019 | 3 | 7 | 4:00 | 1565 | 1.4 | 1 | 4.1 | 1.5 | 1.5 | -0.3 | 3.8 | 2.9 | 2.9 | 3.1 | 3.1 | 3.2 | 3.9 | 2.5 | 1.7 | 1.5 | 123.16 | 309.6 | 225.47 | 10.52 | 36.52
2019 | 3 | 7 | 5:00 | 1566 | 1.6 | 1.4 | 3.9 | 1.9 | 1.6 | 0.1 | 3.8 | 2.9 | 2.9 | 3.1 | 3.1 | 3.2 | 3.9 | 2.5 | 1.7 | 1.5 | 123.16 | 309.6 | 225.47 | 10.52 | 36.52
2019 | 3 | 7 | 6:00 | 1567 | 2.4 | 1.5 | 3.9 | 2.3 | 1.9 | 0.7 | 3.8 | 2.9 | 2.9 | 3.1 | 3.1 | 3.2 | 3.9 | 2.5 | 1.7 | 1.5 | 123.16 | 309.6 | 225.47 | 10.52 | 36.52
2019 | 3 | 7 | 7:00 | 1568 | 3.5 | 2.7 | 4.4 | 2.8 | 2.2 | 1.7 | 3.8 | 2.9 | 2.9 | 3.1 | 3.1 | 3.2 | 3.9 | 2.5 | 1.7 | 1.5 | 123.16 | 309.6 | 225.47 | 10.52 | 36.52
2019 | 3 | 7 | 8:00 | 1569 | 4.9 | 4.1 | 5.4 | 3.7 | 2.8 | 3.5 | 3.8 | 2.9 | 2.9 | 3.1 | 3.1 | 3.2 | 3.9 | 2.5 | 1.7 | 1.5 | 123.16 | 309.6 | 225.47 | 10.52 | 36.52
2019 | 3 | 7 | 9:00 | 1570 | 5.8 | 5.3 | 5.8 | 4.4 | 3.8 | 4.5 | 3.8 | 2.9 | 2.9 | 3.1 | 3.1 | 3.2 | 3.9 | 2.5 | 1.7 | 1.5 | 123.16 | 309.6 | 225.47 | 10.52 | 36.52
2019 | 3 | 7 | 10:00 | 1571 | 6.9 | 6.1 | 4.3 | 5.7 | 6 | 6.4 | 3.8 | 2.9 | 2.9 | 3.1 | 3.1 | 3.2 | 3.9 | 2.5 | 1.7 | 1.5 | 123.16 | 309.6 | 225.47 | 10.52 | 36.52
2019 | 3 | 7 | 11:00 | 1572 | 7.8 | 7.1 | 4.5 | 6.5 | 6.6 | 6.4 | 3.8 | 2.9 | 2.9 | 3.1 | 3.1 | 3.2 | 3.9 | 2.5 | 1.7 | 1.5 | 123.16 | 309.6 | 225.47 | 10.52 | 36.52
2019 | 3 | 7 | 12:00 | 1573 | 8.5 | 7.4 | 5 | 5.5 | 6.4 | 7.5 | 4 | 2.9 | 2.9 | 3.1 | 3.1 | 3.2 | 3.9 | 2.5 | 1.7 | 1.5 | 123.16 | 309.6 | 225.47 | 10.52 | 36.52
2019 | 3 | 7 | 13:00 | 1574 | 8.9 | 7.8 | 6.2 | 5.1 | 6.4 | 8.1 | 4 | 2.9 | 2.9 | 3.1 | 3.1 | 3.2 | 3.9 | 2.5 | 1.7 | 1.5 | 123.16 | 309.6 | 225.47 | 10.52 | 36.52
2019 | 3 | 7 | 14:00 | 1575 | 8.9 | 8.2 | 6.1 | 5.3 | 6.3 | 7.8 | 4 | 2.9 | 2.9 | 3.1 | 3.1 | 3.2 | 3.9 | 2.5 | 1.7 | 1.5 | 123.16 | 309.6 | 225.47 | 10.52 | 36.52
2019 | 3 | 7 | 15:00 | 1576 | 8.5 | 8 | 6.9 | 5.8 | 6.3 | 7.6 | 4 | 2.9 | 2.9 | 3.1 | 3.1 | 3.2 | 3.9 | 2.5 | 1.7 | 1.5 | 123.16 | 309.6 | 225.47 | 10.52 | 36.52
2019 | 3 | 7 | 16:00 | 1577 | 8.7 | 8 | 7.5 | 6 | 6.8 | 7.5 | 4 | 2.9 | 2.9 | 3.1 | 3.1 | 3.2 | 3.9 | 2.5 | 1.7 | 1.5 | 123.16 | 309.6 | 225.47 | 10.52 | 36.52
2019 | 3 | 7 | 17:00 | 1578 | 8.8 | 7.8 | 7.7 | 5.8 | 6.9 | 7.3 | 4 | 2.9 | 2.9 | 3.1 | 3.1 | 3.2 | 3.9 | 2.5 | 1.7 | 1.5 | 123.16 | 309.6 | 225.47 | 10.52 | 36.52
2019 | 3 | 7 | 18:00 | 1579 | 9 | 8 | 7.7 | 6.3 | 7 | 7.3 | 4 | 2.9 | 2.9 | 3.1 | 3.1 | 3.2 | 3.9 | 2.5 | 1.7 | 1.5 | 123.16 | 309.6 | 225.47 | 10.52 | 36.52
2019 | 3 | 7 | 19:00 | 1580 | 8.9 | 7.9 | 6.8 | 6 | 6.8 | 7.3 | 4 | 2.9 | 2.9 | 3.1 | 3.1 | 3.2 | 3.9 | 2.5 | 1.7 | 1.5 | 123.16 | 309.6 | 225.47 | 10.52 | 36.52
2019 | 3 | 7 | 20:00 | 1581 | 9.1 | 7.8 | 5.5 | 6.5 | 6.7 | 7.1 | 4 | 2.9 | 2.9 | 3.1 | 3.1 | 3.2 | 3.9 | 2.5 | 1.7 | 1.5 | 123.16 | 309.6 | 225.47 | 10.52 | 36.52
2019 | 3 | 7 | 21:00 | 1582 | 9 | 8 | 5.3 | 6.9 | 6.6 | 7.1 | 4 | 2.9 | 2.9 | 3.1 | 3.1 | 3.2 | 3.9 | 2.5 | 1.7 | 1.5 | 123.16 | 309.6 | 225.47 | 10.52 | 36.52
2019 | 3 | 7 | 22:00 | 1583 | 8.8 | 7.3 | 5.1 | 6.8 | 6.4 | 6.9 | 4 | 2.9 | 2.9 | 3.1 | 3.1 | 3.2 | 3.9 | 2.5 | 1.7 | 1.5 | 123.16 | 309.6 | 225.47 | 10.52 | 36.52
2019 | 3 | 7 | 23:00 | 1584 | 8.6 | 7.1 | 4.6 | 6.5 | 6.4 | 6.9 | 4 | 2.9 | 2.9 | 3.1 | 3.1 | 3.2 | 3.9 | 2.5 | 1.7 | 1.5 | 123.16 | 309.6 | 225.47 | 10.52 | 36.52
2019 | 3 | 8 | 0:00 | 1585 | 8.8 | 7.5 | 4.3 | 6.6 | 6.4 | 5.9 | 4 | 3.5 | 3.5 | 3.9 | 3.9 | 3.7 | 4.5 | 2.8 | 2.7 | 1.8 | 127.3 | 323.56 | 228.88 | 11.22 | 39.47
2019 | 3 | 8 | 1:00 | 1586 | 8.3 | 6.7 | 3.9 | 5.9 | 6.8 | 5.7 | 4 | 3.5 | 3.5 | 3.9 | 3.9 | 3.7 | 4.5 | 2.8 | 2.7 | 1.8 | 127.3 | 323.56 | 228.88 | 11.22 | 39.47
2019 | 3 | 8 | 2:00 | 1587 | 7.2 | 6.7 | 3.7 | 4.6 | 6.5 | 5.6 | 4 | 3.5 | 3.5 | 3.9 | 3.9 | 3.7 | 4.5 | 2.8 | 2.7 | 1.8 | 127.3 | 323.56 | 228.88 | 11.22 | 39.47
2019 | 3 | 8 | 3:00 | 1588 | 6.3 | 5.3 | 4.1 | 3.8 | 5.2 | 5.4 | 4 | 3.5 | 3.5 | 3.9 | 3.9 | 3.7 | 4.5 | 2.8 | 2.7 | 1.8 | 127.3 | 323.56 | 228.88 | 11.22 | 39.47
2019 | 3 | 8 | 4:00 | 1589 | 6.9 | 5.8 | 4.4 | 3.8 | 5.1 | 4.5 | 4 | 3.5 | 3.5 | 3.9 | 3.9 | 3.7 | 4.5 | 2.8 | 2.7 | 1.8 | 127.3 | 323.56 | 228.88 | 11.22 | 39.47
2019 | 3 | 8 | 5:00 | 1590 | 6.9 | 5.4 | 4.8 | 4 | 4.5 | 5.1 | 4 | 3.5 | 3.5 | 3.9 | 3.9 | 3.7 | 4.5 | 2.8 | 2.7 | 1.8 | 127.3 | 323.56 | 228.88 | 11.22 | 39.47
2019 | 3 | 8 | 6:00 | 1591 | 6.5 | 5.3 | 4.9 | 5 | 4.8 | 5.5 | 4 | 3.5 | 3.5 | 3.9 | 3.9 | 3.7 | 4.5 | 2.8 | 2.7 | 1.8 | 127.3 | 323.56 | 228.88 | 11.22 | 39.47
2019 | 3 | 8 | 7:00 | 1592 | 7.7 | 7 | 4.7 | 5.8 | 6.7 | 6.9 | 4 | 3.5 | 3.5 | 3.9 | 3.9 | 3.7 | 4.5 | 2.8 | 2.7 | 1.8 | 127.3 | 323.56 | 228.88 | 11.22 | 39.47
2019 | 3 | 8 | 8:00 | 1593 | 8.7 | 9.5 | 5.2 | 6.9 | 8.2 | 8.7 | 4 | 3.5 | 3.5 | 3.9 | 3.9 | 3.7 | 4.5 | 2.8 | 2.7 | 1.8 | 127.3 | 323.56 | 228.88 | 11.22 | 39.47
2019 | 3 | 8 | 9:00 | 1594 | 10.7 | 9.6 | 6.2 | 8.2 | 8.8 | 10.1 | 4 | 3.5 | 3.5 | 3.9 | 3.9 | 3.7 | 4.5 | 2.8 | 2.7 | 1.8 | 127.3 | 323.56 | 228.88 | 11.22 | 39.47
2019 | 3 | 8 | 10:00 | 1595 | 11.7 | 10.3 | 5.6 | 8.6 | 9.6 | 11.4 | 4 | 3.5 | 3.5 | 3.9 | 3.9 | 3.7 | 4.5 | 2.8 | 2.7 | 1.8 | 127.3 | 323.56 | 228.88 | 11.22 | 39.47
2019 | 3 | 8 | 11:00 | 1596 | 11.5 | 11 | 5 | 8.5 | 10 | 11.9 | 4 | 3.5 | 3.5 | 3.9 | 3.9 | 3.7 | 4.5 | 2.8 | 2.7 | 1.8 | 127.3 | 323.56 | 228.88 | 11.22 | 39.47
2019 | 3 | 8 | 12:00 | 1597 | 12.7 | 11.1 | 4.9 | 5.4 | 9.9 | 11.8 | 4.8 | 3.5 | 3.5 | 3.9 | 3.9 | 3.7 | 4.5 | 2.8 | 2.7 | 1.8 | 127.3 | 323.56 | 228.88 | 11.22 | 39.47
2019 | 3 | 8 | 13:00 | 1598 | 11.4 | 10.4 | 4.9 | 4.7 | 7 | 11.5 | 4.8 | 3.5 | 3.5 | 3.9 | 3.9 | 3.7 | 4.5 | 2.8 | 2.7 | 1.8 | 127.3 | 323.56 | 228.88 | 11.22 | 39.47
2019 | 3 | 8 | 14:00 | 1599 | 11.1 | 9.2 | 5.1 | 5.4 | 6.3 | 10.8 | 4.8 | 3.5 | 3.5 | 3.9 | 3.9 | 3.7 | 4.5 | 2.8 | 2.7 | 1.8 | 127.3 | 323.56 | 228.88 | 11.22 | 39.47
2019 | 3 | 8 | 15:00 | 1600 | 9.9 | 8 | 4.1 | 5.1 | 6.5 | 10.4 | 4.8 | 3.5 | 3.5 | 3.9 | 3.9 | 3.7 | 4.5 | 2.8 | 2.7 | 1.8 | 127.3 | 323.56 | 228.88 | 11.22 | 39.47
2019 | 3 | 8 | 16:00 | 1601 | 7.7 | 7.2 | 4.3 | 3.9 | 6.2 | 8.6 | 4.8 | 3.5 | 3.5 | 3.9 | 3.9 | 3.7 | 4.5 | 2.8 | 2.7 | 1.8 | 127.3 | 323.56 | 228.88 | 11.22 | 39.47
2019 | 3 | 8 | 17:00 | 1602 | 8 | 7.2 | 4.7 | 3.2 | 4 | 6.7 | 4.8 | 3.5 | 3.5 | 3.9 | 3.9 | 3.7 | 4.5 | 2.8 | 2.7 | 1.8 | 127.3 | 323.56 | 228.88 | 11.22 | 39.47
2019 | 3 | 8 | 18:00 | 1603 | 6 | 5.2 | 4.6 | 3.6 | 4 | 6.7 | 4.8 | 3.5 | 3.5 | 3.9 | 3.9 | 3.7 | 4.5 | 2.8 | 2.7 | 1.8 | 127.3 | 323.56 | 228.88 | 11.22 | 39.47
2019 | 3 | 8 | 19:00 | 1604 | 5.1 | 5 | 4.4 | 3.8 | 3.9 | 3.4 | 4.8 | 3.5 | 3.5 | 3.9 | 3.9 | 3.7 | 4.5 | 2.8 | 2.7 | 1.8 | 127.3 | 323.56 | 228.88 | 11.22 | 39.47
2019 | 3 | 8 | 20:00 | 1605 | 4.9 | 5.2 | 4.2 | 3.5 | 4.1 | 4 | 4.8 | 3.5 | 3.5 | 3.9 | 3.9 | 3.7 | 4.5 | 2.8 | 2.7 | 1.8 | 127.3 | 323.56 | 228.88 | 11.22 | 39.47
2019 | 3 | 8 | 21:00 | 1606 | 5.1 | 4.9 | 4.2 | 3.2 | 3.7 | 4.4 | 4.8 | 3.5 | 3.5 | 3.9 | 3.9 | 3.7 | 4.5 | 2.8 | 2.7 | 1.8 | 127.3 | 323.56 | 228.88 | 11.22 | 39.47
2019 | 3 | 8 | 22:00 | 1607 | 4.6 | 4.2 | 4.2 | 3.2 | 3.4 | 4.5 | 4.8 | 3.5 | 3.5 | 3.9 | 3.9 | 3.7 | 4.5 | 2.8 | 2.7 | 1.8 | 127.3 | 323.56 | 228.88 | 11.22 | 39.47
2019 | 3 | 8 | 23:00 | 1608 | 4 | 3.4 | 3.5 | 2.5 | 2.6 | 3.8 | 4.8 | 3.5 | 3.5 | 3.9 | 3.9 | 3.7 | 4.5 | 2.8 | 2.7 | 1.8 | 127.3 | 323.56 | 228.88 | 11.22 | 39.47
2019 | 3 | 9 | 0:00 | 1609 | 3.7 | 3.7 | 3.3 | 1.9 | 3.1 | 3.5 | 3 | 3.4 | 3.4 | 3.8 | 4.9 | 4 | 5.2 | 3.2 | 2.5 | 2.2 | 129.92 | 315.47 | 230.95 | 12.61 | 41.94
2019 | 3 | 9 | 1:00 | 1610 | 3.8 | 3.5 | 3.2 | 1.5 | 2.2 | 3.4 | 3 | 3.4 | 3.4 | 3.8 | 4.9 | 4 | 5.2 | 3.2 | 2.5 | 2.2 | 129.92 | 315.47 | 230.95 | 12.61 | 41.94
2019 | 3 | 9 | 2:00 | 1611 | 2.5 | 2.8 | 3.3 | 1.6 | 1.7 | 2.8 | 3 | 3.4 | 3.4 | 3.8 | 4.9 | 4 | 5.2 | 3.2 | 2.5 | 2.2 | 129.92 | 315.47 | 230.95 | 12.61 | 41.94
2019 | 3 | 9 | 3:00 | 1612 | 2.3 | 2.3 | 3.6 | 2.1 | 1.5 | 2.5 | 3 | 3.4 | 3.4 | 3.8 | 4.9 | 4 | 5.2 | 3.2 | 2.5 | 2.2 | 129.92 | 315.47 | 230.95 | 12.61 | 41.94
2019 | 3 | 9 | 4:00 | 1613 | 2.1 | 2.6 | 3.3 | 2 | 2 | 1.9 | 3 | 3.4 | 3.4 | 3.8 | 4.9 | 4 | 5.2 | 3.2 | 2.5 | 2.2 | 129.92 | 315.47 | 230.95 | 12.61 | 41.94
2019 | 3 | 9 | 5:00 | 1614 | 1.9 | 2.3 | 3.2 | 2.1 | 2 | 1.2 | 3 | 3.4 | 3.4 | 3.8 | 4.9 | 4 | 5.2 | 3.2 | 2.5 | 2.2 | 129.92 | 315.47 | 230.95 | 12.61 | 41.94
2019 | 3 | 9 | 6:00 | 1615 | 1.6 | 2.8 | 3.4 | 2.4 | 2.6 | 1.2 | 3 | 3.4 | 3.4 | 3.8 | 4.9 | 4 | 5.2 | 3.2 | 2.5 | 2.2 | 129.92 | 315.47 | 230.95 | 12.61 | 41.94
2019 | 3 | 9 | 7:00 | 1616 | 3 | 3.3 | 3.8 | 3.2 | 3.1 | 2.7 | 3 | 3.4 | 3.4 | 3.8 | 4.9 | 4 | 5.2 | 3.2 | 2.5 | 2.2 | 129.92 | 315.47 | 230.95 | 12.61 | 41.94
2019 | 3 | 9 | 8:00 | 1617 | 4.4 | 4.5 | 4.4 | 4.1 | 3.9 | 4.7 | 3 | 3.4 | 3.4 | 3.8 | 4.9 | 4 | 5.2 | 3.2 | 2.5 | 2.2 | 129.92 | 315.47 | 230.95 | 12.61 | 41.94
2019 | 3 | 9 | 9:00 | 1618 | 6.3 | 6.1 | 3.7 | 4.5 | 4.9 | 5 | 3 | 3.4 | 3.4 | 3.8 | 4.9 | 4 | 5.2 | 3.2 | 2.5 | 2.2 | 129.92 | 315.47 | 230.95 | 12.61 | 41.94
2019 | 3 | 9 | 10:00 | 1619 | 7.1 | 6.7 | 4.4 | 5.4 | 6.2 | 6.3 | 3 | 3.4 | 3.4 | 3.8 | 4.9 | 4 | 5.2 | 3.2 | 2.5 | 2.2 | 129.92 | 315.47 | 230.95 | 12.61 | 41.94
2019 | 3 | 9 | 11:00 | 1620 | 7.2 | 7 | 4.5 | 5.3 | 6.4 | 7 | 3 | 3.4 | 3.4 | 3.8 | 4.9 | 4 | 5.2 | 3.2 | 2.5 | 2.2 | 129.92 | 315.47 | 230.95 | 12.61 | 41.94
2019 | 3 | 9 | 12:00 | 1621 | 7.7 | 7.1 | 4.4 | 5.8 | 6.2 | 6.8 | 4.4 | 3.4 | 3.4 | 3.8 | 4.9 | 4 | 5.2 | 3.2 | 2.5 | 2.2 | 129.92 | 315.47 | 230.95 | 12.61 | 41.94
2019 | 3 | 9 | 13:00 | 1622 | 7.6 | 6.7 | 4.5 | 4.5 | 6.3 | 7.3 | 4.4 | 3.4 | 3.4 | 3.8 | 4.9 | 4 | 5.2 | 3.2 | 2.5 | 2.2 | 129.92 | 315.47 | 230.95 | 12.61 | 41.94
2019 | 3 | 9 | 14:00 | 1623 | 7.5 | 6.9 | 4 | 3.9 | 4.2 | 6.1 | 4.4 | 3.4 | 3.4 | 3.8 | 4.9 | 4 | 5.2 | 3.2 | 2.5 | 2.2 | 129.92 | 315.47 | 230.95 | 12.61 | 41.94
2019 | 3 | 9 | 15:00 | 1624 | 8 | 6.2 | 3.9 | 3.8 | 4.5 | 6.2 | 4.4 | 3.4 | 3.4 | 3.8 | 4.9 | 4 | 5.2 | 3.2 | 2.5 | 2.2 | 129.92 | 315.47 | 230.95 | 12.61 | 41.94
2019 | 3 | 9 | 16:00 | 1625 | 6.5 | 5.5 | 3.9 | 3.4 | 4.5 | 6.5 | 4.4 | 3.4 | 3.4 | 3.8 | 4.9 | 4 | 5.2 | 3.2 | 2.5 | 2.2 | 129.92 | 315.47 | 230.95 | 12.61 | 41.94
2019 | 3 | 9 | 17:00 | 1626 | 4.7 | 4.4 | 3.3 | 3.5 | 3.7 | 4.8 | 4.4 | 3.4 | 3.4 | 3.8 | 4.9 | 4 | 5.2 | 3.2 | 2.5 | 2.2 | 129.92 | 315.47 | 230.95 | 12.61 | 41.94
2019 | 3 | 9 | 18:00 | 1627 | 4.7 | 4.4 | 4.1 | 2.8 | 3.4 | 4 | 4.4 | 3.4 | 3.4 | 3.8 | 4.9 | 4 | 5.2 | 3.2 | 2.5 | 2.2 | 129.92 | 315.47 | 230.95 | 12.61 | 41.94
2019 | 3 | 9 | 19:00 | 1628 | 4.7 | 4.3 | 4 | 2.9 | 3.5 | 3.9 | 4.4 | 3.4 | 3.4 | 3.8 | 4.9 | 4 | 5.2 | 3.2 | 2.5 | 2.2 | 129.92 | 315.47 | 230.95 | 12.61 | 41.94
2019 | 3 | 9 | 20:00 | 1629 | 4.4 | 4.5 | 3.7 | 1.7 | 1.7 | 3.8 | 4.4 | 3.4 | 3.4 | 3.8 | 4.9 | 4 | 5.2 | 3.2 | 2.5 | 2.2 | 129.92 | 315.47 | 230.95 | 12.61 | 41.94
2019 | 3 | 9 | 21:00 | 1630 | 3.7 | 4.5 | 3.7 | 3.4 | 2.4 | 3.4 | 4.4 | 3.4 | 3.4 | 3.8 | 4.9 | 4 | 5.2 | 3.2 | 2.5 | 2.2 | 129.92 | 315.47 | 230.95 | 12.61 | 41.94
2019 | 3 | 9 | 22:00 | 1631 | 3.5 | 4.5 | 3.6 | 3.3 | 3.4 | 3.4 | 4.4 | 3.4 | 3.4 | 3.8 | 4.9 | 4 | 5.2 | 3.2 | 2.5 | 2.2 | 129.92 | 315.47 | 230.95 | 12.61 | 41.94
2019 | 3 | 9 | 23:00 | 1632 | 3 | 4.1 | 3.6 | 3.2 | 3.5 | 3.1 | 4.4 | 3.4 | 3.4 | 3.8 | 4.9 | 4 | 5.2 | 3.2 | 2.5 | 2.2 | 129.92 | 315.47 | 230.95 | 12.61 | 41.94
2019 | 3 | 10 | 0:00 | 1633 | 3 | 3.1 | 3.7 | 3.1 | 3.6 | 2.5 | 4 | 3.4 | 3.4 | 3.9 | 5.6 | 4.1 | 4.8 | 3.4 | 2.9 | 2.6 | 130.31 | 314.47 | 235.01 | 12.37 | 46.76
2019 | 3 | 10 | 1:00 | 1634 | 2.8 | 1.7 | 3.6 | 3.2 | 3.2 | 1.8 | 4 | 3.4 | 3.4 | 3.9 | 5.6 | 4.1 | 4.8 | 3.4 | 2.9 | 2.6 | 130.31 | 314.47 | 235.01 | 12.37 | 46.76
2019 | 3 | 10 | 2:00 | 1635 | 2.6 | 1.7 | 3.4 | 3.2 | 3.1 | 2 | 4 | 3.4 | 3.4 | 3.9 | 5.6 | 4.1 | 4.8 | 3.4 | 2.9 | 2.6 | 130.31 | 314.47 | 235.01 | 12.37 | 46.76
2019 | 3 | 10 | 3:00 | 1636 | 2.7 | 1.5 | 3.5 | 3.2 | 3.3 | 1.7 | 4 | 3.4 | 3.4 | 3.9 | 5.6 | 4.1 | 4.8 | 3.4 | 2.9 | 2.6 | 130.31 | 314.47 | 235.01 | 12.37 | 46.76
2019 | 3 | 10 | 4:00 | 1637 | 2.7 | 2 | 3.7 | 3.2 | 2.9 | 1.7 | 4 | 3.4 | 3.4 | 3.9 | 5.6 | 4.1 | 4.8 | 3.4 | 2.9 | 2.6 | 130.31 | 314.47 | 235.01 | 12.37 | 46.76
2019 | 3 | 10 | 5:00 | 1638 | 2.7 | 2.5 | 3.7 | 2.8 | 3 | 1.7 | 4 | 3.4 | 3.4 | 3.9 | 5.6 | 4.1 | 4.8 | 3.4 | 2.9 | 2.6 | 130.31 | 314.47 | 235.01 | 12.37 | 46.76
2019 | 3 | 10 | 6:00 | 1639 | 2.6 | 2.5 | 3.6 | 2.4 | 2.7 | 2 | 4 | 3.4 | 3.4 | 3.9 | 5.6 | 4.1 | 4.8 | 3.4 | 2.9 | 2.6 | 130.31 | 314.47 | 235.01 | 12.37 | 46.76
2019 | 3 | 10 | 7:00 | 1640 | 2.6 | 2.9 | 3.6 | 2.5 | 3.2 | 2.3 | 4 | 3.4 | 3.4 | 3.9 | 5.6 | 4.1 | 4.8 | 3.4 | 2.9 | 2.6 | 130.31 | 314.47 | 235.01 | 12.37 | 46.76
2019 | 3 | 10 | 8:00 | 1641 | 3.1 | 2.9 | 3.3 | 2.8 | 3.7 | 2.7 | 4 | 3.4 | 3.4 | 3.9 | 5.6 | 4.1 | 4.8 | 3.4 | 2.9 | 2.6 | 130.31 | 314.47 | 235.01 | 12.37 | 46.76
2019 | 3 | 10 | 9:00 | 1642 | 3.9 | 3.6 | 4.3 | 2.8 | 3.9 | 2.8 | 4 | 3.4 | 3.4 | 3.9 | 5.6 | 4.1 | 4.8 | 3.4 | 2.9 | 2.6 | 130.31 | 314.47 | 235.01 | 12.37 | 46.76
2019 | 3 | 10 | 10:00 | 1643 | 4.1 | 3.9 | 3.8 | 3.3 | 3 | 3.1 | 4 | 3.4 | 3.4 | 3.9 | 5.6 | 4.1 | 4.8 | 3.4 | 2.9 | 2.6 | 130.31 | 314.47 | 235.01 | 12.37 | 46.76
2019 | 3 | 10 | 11:00 | 1644 | 4.2 | 4 | 4.4 | 3.1 | 3.4 | 3 | 4 | 3.4 | 3.4 | 3.9 | 5.6 | 4.1 | 4.8 | 3.4 | 2.9 | 2.6 | 130.31 | 314.47 | 235.01 | 12.37 | 46.76
2019 | 3 | 10 | 12:00 | 1645 | 4.3 | 4.3 | 3.9 | 2.7 | 4.2 | 3.3 | 4.4 | 3.4 | 3.4 | 3.9 | 5.6 | 4.1 | 4.8 | 3.4 | 2.9 | 2.6 | 130.31 | 314.47 | 235.01 | 12.37 | 46.76
2019 | 3 | 10 | 13:00 | 1646 | 4.5 | 4.3 | 4 | 2.7 | 5.2 | 3.8 | 4.4 | 3.4 | 3.4 | 3.9 | 5.6 | 4.1 | 4.8 | 3.4 | 2.9 | 2.6 | 130.31 | 314.47 | 235.01 | 12.37 | 46.76
2019 | 3 | 10 | 14:00 | 1647 | 4.6 | 5.1 | 3.7 | 3.2 | 4.3 | 3.3 | 4.4 | 3.4 | 3.4 | 3.9 | 5.6 | 4.1 | 4.8 | 3.4 | 2.9 | 2.6 | 130.31 | 314.47 | 235.01 | 12.37 | 46.76
2019 | 3 | 10 | 15:00 | 1648 | 4.4 | 4.3 | 3.5 | 2.3 | 3.7 | 3.5 | 4.4 | 3.4 | 3.4 | 3.9 | 5.6 | 4.1 | 4.8 | 3.4 | 2.9 | 2.6 | 130.31 | 314.47 | 235.01 | 12.37 | 46.76
2019 | 3 | 10 | 16:00 | 1649 | 3 | 4 | 1.9 | 1.4 | 2.6 | 3.1 | 4.4 | 3.4 | 3.4 | 3.9 | 5.6 | 4.1 | 4.8 | 3.4 | 2.9 | 2.6 | 130.31 | 314.47 | 235.01 | 12.37 | 46.76
2019 | 3 | 10 | 17:00 | 1650 | 2.9 | 3.1 | 2.3 | 0.5 | 2.8 | 2.4 | 4.4 | 3.4 | 3.4 | 3.9 | 5.6 | 4.1 | 4.8 | 3.4 | 2.9 | 2.6 | 130.31 | 314.47 | 235.01 | 12.37 | 46.76
2019 | 3 | 10 | 18:00 | 1651 | 2.5 | 1.6 | 2.4 | 0.5 | 2 | 2.3 | 4.4 | 3.4 | 3.4 | 3.9 | 5.6 | 4.1 | 4.8 | 3.4 | 2.9 | 2.6 | 130.31 | 314.47 | 235.01 | 12.37 | 46.76
2019 | 3 | 10 | 19:00 | 1652 | 1.6 | 1.2 | 1.4 | 0 | 1.2 | 1.3 | 4.4 | 3.4 | 3.4 | 3.9 | 5.6 | 4.1 | 4.8 | 3.4 | 2.9 | 2.6 | 130.31 | 314.47 | 235.01 | 12.37 | 46.76
2019 | 3 | 10 | 20:00 | 1653 | 1.1 | 1 | 1.3 | -0.4 | 0.7 | 0.6 | 4.4 | 3.4 | 3.4 | 3.9 | 5.6 | 4.1 | 4.8 | 3.4 | 2.9 | 2.6 | 130.31 | 314.47 | 235.01 | 12.37 | 46.76
2019 | 3 | 10 | 21:00 | 1654 | 1.2 | 0.3 | 1.2 | -1 | 0 | 0.1 | 4.4 | 3.4 | 3.4 | 3.9 | 5.6 | 4.1 | 4.8 | 3.4 | 2.9 | 2.6 | 130.31 | 314.47 | 235.01 | 12.37 | 46.76
2019 | 3 | 10 | 22:00 | 1655 | -0.3 | 0.2 | 1.1 | -0.8 | -0.2 | 0.2 | 4.4 | 3.4 | 3.4 | 3.9 | 5.6 | 4.1 | 4.8 | 3.4 | 2.9 | 2.6 | 130.31 | 314.47 | 235.01 | 12.37 | 46.76
2019 | 3 | 10 | 23:00 | 1656 | -0.9 | 0.3 | 1.1 | -0.6 | -0.2 | 0 | 4.4 | 3.4 | 3.4 | 3.9 | 5.6 | 4.1 | 4.8 | 3.4 | 2.9 | 2.6 | 130.31 | 314.47 | 235.01 | 12.37 | 46.76
2019 | 3 | 11 | 0:00 | 1657 | -0.2 | 0.3 | 1.4 | -0.6 | -0.4 | -0.4 | 3 | 3.1 | 3.1 | 3.4 | 5.8 | 3.7 | 4.9 | 3.5 | 3.2 | 2.5 | 131.58 | 323.38 | 239.96 | 10.41 | 55.56
2019 | 3 | 11 | 1:00 | 1658 | -0.1 | 0 | 1 | -0.9 | -0.4 | -0.3 | 3 | 3.1 | 3.1 | 3.4 | 5.8 | 3.7 | 4.9 | 3.5 | 3.2 | 2.5 | 131.58 | 323.38 | 239.96 | 10.41 | 55.56
2019 | 3 | 11 | 2:00 | 1659 | -0.3 | 0.5 | 1.1 | -1.8 | -0.5 | -0.3 | 3 | 3.1 | 3.1 | 3.4 | 5.8 | 3.7 | 4.9 | 3.5 | 3.2 | 2.5 | 131.58 | 323.38 | 239.96 | 10.41 | 55.56
2019 | 3 | 11 | 3:00 | 1660 | 0 | 0.5 | 1.1 | -2.2 | -0.6 | -0.6 | 3 | 3.1 | 3.1 | 3.4 | 5.8 | 3.7 | 4.9 | 3.5 | 3.2 | 2.5 | 131.58 | 323.38 | 239.96 | 10.41 | 55.56
2019 | 3 | 11 | 4:00 | 1661 | 0.4 | 0.3 | 1.1 | -3 | -1.6 | -0.6 | 3 | 3.1 | 3.1 | 3.4 | 5.8 | 3.7 | 4.9 | 3.5 | 3.2 | 2.5 | 131.58 | 323.38 | 239.96 | 10.41 | 55.56
2019 | 3 | 11 | 5:00 | 1662 | 0.5 | -0.3 | 1.2 | -2.6 | -2.1 | -0.1 | 3 | 3.1 | 3.1 | 3.4 | 5.8 | 3.7 | 4.9 | 3.5 | 3.2 | 2.5 | 131.58 | 323.38 | 239.96 | 10.41 | 55.56
2019 | 3 | 11 | 6:00 | 1663 | 0.2 | -0.4 | 1.7 | -2.6 | -1.8 | 0.2 | 3 | 3.1 | 3.1 | 3.4 | 5.8 | 3.7 | 4.9 | 3.5 | 3.2 | 2.5 | 131.58 | 323.38 | 239.96 | 10.41 | 55.56
2019 | 3 | 11 | 7:00 | 1664 | 0 | -0.1 | 1.1 | -2 | -1.2 | -1.1 | 3 | 3.1 | 3.1 | 3.4 | 5.8 | 3.7 | 4.9 | 3.5 | 3.2 | 2.5 | 131.58 | 323.38 | 239.96 | 10.41 | 55.56
2019 | 3 | 11 | 8:00 | 1665 | 0.7 | 0.7 | -0.3 | -1 | -1.3 | -0.7 | 3 | 3.1 | 3.1 | 3.4 | 5.8 | 3.7 | 4.9 | 3.5 | 3.2 | 2.5 | 131.58 | 323.38 | 239.96 | 10.41 | 55.56
2019 | 3 | 11 | 9:00 | 1666 | 1.3 | 1.2 | 0.2 | -0.7 | -0.9 | 0.4 | 3 | 3.1 | 3.1 | 3.4 | 5.8 | 3.7 | 4.9 | 3.5 | 3.2 | 2.5 | 131.58 | 323.38 | 239.96 | 10.41 | 55.56
2019 | 3 | 11 | 10:00 | 1667 | 1.8 | 0.7 | -0.2 | -2.5 | 0 | 1.4 | 3 | 3.1 | 3.1 | 3.4 | 5.8 | 3.7 | 4.9 | 3.5 | 3.2 | 2.5 | 131.58 | 323.38 | 239.96 | 10.41 | 55.56
2019 | 3 | 11 | 11:00 | 1668 | 1.9 | 1.1 | 0.4 | 0.4 | -0.4 | 0.8 | 3 | 3.1 | 3.1 | 3.4 | 5.8 | 3.7 | 4.9 | 3.5 | 3.2 | 2.5 | 131.58 | 323.38 | 239.96 | 10.41 | 55.56
2019 | 3 | 11 | 12:00 | 1669 | 0.9 | -0.1 | 0.1 | 0.3 | -0.8 | 0.5 | 3 | 3.1 | 3.1 | 3.4 | 5.8 | 3.7 | 4.9 | 3.5 | 3.2 | 2.5 | 131.58 | 323.38 | 239.96 | 10.41 | 55.56
2019 | 3 | 11 | 13:00 | 1670 | 1.1 | 0.4 | 0.8 | -0.7 | -1 | 0.4 | 3 | 3.1 | 3.1 | 3.4 | 5.8 | 3.7 | 4.9 | 3.5 | 3.2 | 2.5 | 131.58 | 323.38 | 239.96 | 10.41 | 55.56
2019 | 3 | 11 | 14:00 | 1671 | 0.1 | 0.6 | 0.8 | -0.2 | 0 | 1.3 | 3 | 3.1 | 3.1 | 3.4 | 5.8 | 3.7 | 4.9 | 3.5 | 3.2 | 2.5 | 131.58 | 323.38 | 239.96 | 10.41 | 55.56
2019 | 3 | 11 | 15:00 | 1672 | 0.4 | 0.1 | 0.8 | -0.4 | -0.8 | 0 | 3 | 3.1 | 3.1 | 3.4 | 5.8 | 3.7 | 4.9 | 3.5 | 3.2 | 2.5 | 131.58 | 323.38 | 239.96 | 10.41 | 55.56
2019 | 3 | 11 | 16:00 | 1673 | -0.1 | 0.1 | 0.2 | -1.6 | -1.3 | -0.1 | 3 | 3.1 | 3.1 | 3.4 | 5.8 | 3.7 | 4.9 | 3.5 | 3.2 | 2.5 | 131.58 | 323.38 | 239.96 | 10.41 | 55.56
2019 | 3 | 11 | 17:00 | 1674 | -0.4 | -0.6 | 0.1 | -2.1 | -1.8 | -0.7 | 3 | 3.1 | 3.1 | 3.4 | 5.8 | 3.7 | 4.9 | 3.5 | 3.2 | 2.5 | 131.58 | 323.38 | 239.96 | 10.41 | 55.56
2019 | 3 | 11 | 18:00 | 1675 | -0.7 | -1.2 | 0 | -2.7 | -2.3 | -1.1 | 3 | 3.1 | 3.1 | 3.4 | 5.8 | 3.7 | 4.9 | 3.5 | 3.2 | 2.5 | 131.58 | 323.38 | 239.96 | 10.41 | 55.56
2019 | 3 | 11 | 19:00 | 1676 | -1.9 | -1.7 | 0.4 | -3 | -3 | -1.1 | 3 | 3.1 | 3.1 | 3.4 | 5.8 | 3.7 | 4.9 | 3.5 | 3.2 | 2.5 | 131.58 | 323.38 | 239.96 | 10.41 | 55.56
2019 | 3 | 11 | 20:00 | 1677 | -2.9 | -2 | 0.3 | -3.6 | -3.1 | -1.3 | 3 | 3.1 | 3.1 | 3.4 | 5.8 | 3.7 | 4.9 | 3.5 | 3.2 | 2.5 | 131.58 | 323.38 | 239.96 | 10.41 | 55.56
2019 | 3 | 11 | 21:00 | 1678 | -2.2 | -2.9 | 0.3 | -3.5 | -3.5 | -2.1 | 3 | 3.1 | 3.1 | 3.4 | 5.8 | 3.7 | 4.9 | 3.5 | 3.2 | 2.5 | 131.58 | 323.38 | 239.96 | 10.41 | 55.56
2019 | 3 | 11 | 22:00 | 1679 | -2.7 | -3 | 0.4 | -3.8 | -3.9 | -2.7 | 3 | 3.1 | 3.1 | 3.4 | 5.8 | 3.7 | 4.9 | 3.5 | 3.2 | 2.5 | 131.58 | 323.38 | 239.96 | 10.41 | 55.56
2019 | 3 | 11 | 23:00 | 1680 | -3.4 | -3.1 | -0.4 | -4.3 | -4.1 | -3.1 | 3 | 3.1 | 3.1 | 3.4 | 5.8 | 3.7 | 4.9 | 3.5 | 3.2 | 2.5 | 131.58 | 323.38 | 239.96 | 10.41 | 55.56
2019 | 3 | 12 | 0:00 | 1681 | -2.4 | -3.5 | 0 | -4.5 | -4.4 | -3.5 | 2.8 | 2.8 | 2.8 | 2.7 | 6.2 | 3.7 | 4.2 | 3.3 | 2.9 | 1.9 | 132.77 | 318.8 | 241.21 | 8.3 | 57.59
2019 | 3 | 12 | 1:00 | 1682 | -3 | -3.8 | -0.5 | -4.3 | -4.4 | -3.7 | 2.8 | 2.8 | 2.8 | 2.7 | 6.2 | 3.7 | 4.2 | 3.3 | 2.9 | 1.9 | 132.77 | 318.8 | 241.21 | 8.3 | 57.59
2019 | 3 | 12 | 2:00 | 1683 | -2.6 | -3.6 | -0.5 | -4.4 | -4.6 | -4 | 2.8 | 2.8 | 2.8 | 2.7 | 6.2 | 3.7 | 4.2 | 3.3 | 2.9 | 1.9 | 132.77 | 318.8 | 241.21 | 8.3 | 57.59
2019 | 3 | 12 | 3:00 | 1684 | -2.8 | -3.7 | 0.3 | -4.3 | -4.7 | -4.4 | 2.8 | 2.8 | 2.8 | 2.7 | 6.2 | 3.7 | 4.2 | 3.3 | 2.9 | 1.9 | 132.77 | 318.8 | 241.21 | 8.3 | 57.59
2019 | 3 | 12 | 4:00 | 1685 | -2.8 | -4 | 0.5 | -4.4 | -4.6 | -4.3 | 2.8 | 2.8 | 2.8 | 2.7 | 6.2 | 3.7 | 4.2 | 3.3 | 2.9 | 1.9 | 132.77 | 318.8 | 241.21 | 8.3 | 57.59
2019 | 3 | 12 | 5:00 | 1686 | -3.1 | -4 | 0.3 | -4.7 | -4.4 | -4.3 | 2.8 | 2.8 | 2.8 | 2.7 | 6.2 | 3.7 | 4.2 | 3.3 | 2.9 | 1.9 | 132.77 | 318.8 | 241.21 | 8.3 | 57.59
2019 | 3 | 12 | 6:00 | 1687 | -2.5 | -3 | 0.1 | -3.7 | -3.8 | -3.2 | 2.8 | 2.8 | 2.8 | 2.7 | 6.2 | 3.7 | 4.2 | 3.3 | 2.9 | 1.9 | 132.77 | 318.8 | 241.21 | 8.3 | 57.59
2019 | 3 | 12 | 7:00 | 1688 | -1.5 | -1.7 | 0.6 | -2.3 | -2.1 | -1.9 | 2.8 | 2.8 | 2.8 | 2.7 | 6.2 | 3.7 | 4.2 | 3.3 | 2.9 | 1.9 | 132.77 | 318.8 | 241.21 | 8.3 | 57.59
2019 | 3 | 12 | 8:00 | 1689 | -0.4 | -0.5 | 0.8 | -0.7 | -0.9 | -1.3 | 2.8 | 2.8 | 2.8 | 2.7 | 6.2 | 3.7 | 4.2 | 3.3 | 2.9 | 1.9 | 132.77 | 318.8 | 241.21 | 8.3 | 57.59
2019 | 3 | 12 | 9:00 | 1690 | 0.1 | 0.2 | 1.1 | -0.6 | 0 | -0.8 | 2.8 | 2.8 | 2.8 | 2.7 | 6.2 | 3.7 | 4.2 | 3.3 | 2.9 | 1.9 | 132.77 | 318.8 | 241.21 | 8.3 | 57.59
2019 | 3 | 12 | 10:00 | 1691 | 0.4 | 0.4 | 1.6 | -0.3 | 0.3 | -0.7 | 2.8 | 2.8 | 2.8 | 2.7 | 6.2 | 3.7 | 4.2 | 3.3 | 2.9 | 1.9 | 132.77 | 318.8 | 241.21 | 8.3 | 57.59
2019 | 3 | 12 | 11:00 | 1692 | 0.7 | 1.4 | 2 | -0.3 | 1.2 | 0.1 | 2.8 | 2.8 | 2.8 | 2.7 | 6.2 | 3.7 | 4.2 | 3.3 | 2.9 | 1.9 | 132.77 | 318.8 | 241.21 | 8.3 | 57.59
2019 | 3 | 12 | 12:00 | 1693 | 0.3 | 0.8 | 2.2 | 0.1 | 1.1 | 0.1 | 3.6 | 2.8 | 2.8 | 2.7 | 6.2 | 3.7 | 4.2 | 3.3 | 2.9 | 1.9 | 132.77 | 318.8 | 241.21 | 8.3 | 57.59
2019 | 3 | 12 | 13:00 | 1694 | -1 | 0.3 | 2.3 | 0.7 | 0.7 | 0.8 | 3.6 | 2.8 | 2.8 | 2.7 | 6.2 | 3.7 | 4.2 | 3.3 | 2.9 | 1.9 | 132.77 | 318.8 | 241.21 | 8.3 | 57.59
2019 | 3 | 12 | 14:00 | 1695 | 0.8 | 0.7 | 2.3 | 0.2 | 0 | 0.2 | 3.6 | 2.8 | 2.8 | 2.7 | 6.2 | 3.7 | 4.2 | 3.3 | 2.9 | 1.9 | 132.77 | 318.8 | 241.21 | 8.3 | 57.59
2019 | 3 | 12 | 15:00 | 1696 | 0.9 | 1.1 | 1.4 | -0.5 | 0.1 | 0.2 | 3.6 | 2.8 | 2.8 | 2.7 | 6.2 | 3.7 | 4.2 | 3.3 | 2.9 | 1.9 | 132.77 | 318.8 | 241.21 | 8.3 | 57.59
2019 | 3 | 12 | 16:00 | 1697 | 0.3 | 0.7 | 0.7 | -0.8 | -0.4 | -0.1 | 3.6 | 2.8 | 2.8 | 2.7 | 6.2 | 3.7 | 4.2 | 3.3 | 2.9 | 1.9 | 132.77 | 318.8 | 241.21 | 8.3 | 57.59
2019 | 3 | 12 | 17:00 | 1698 | -0.5 | -0.8 | 0 | -2.3 | -1.6 | -1.4 | 3.6 | 2.8 | 2.8 | 2.7 | 6.2 | 3.7 | 4.2 | 3.3 | 2.9 | 1.9 | 132.77 | 318.8 | 241.21 | 8.3 | 57.59
2019 | 3 | 12 | 18:00 | 1699 | -1.6 | -1.6 | -0.5 | -4.2 | -2.4 | -2.4 | 3.6 | 2.8 | 2.8 | 2.7 | 6.2 | 3.7 | 4.2 | 3.3 | 2.9 | 1.9 | 132.77 | 318.8 | 241.21 | 8.3 | 57.59
2019 | 3 | 12 | 19:00 | 1700 | -1.6 | -1.9 | -2.5 | -5 | -2.9 | -2.8 | 3.6 | 2.8 | 2.8 | 2.7 | 6.2 | 3.7 | 4.2 | 3.3 | 2.9 | 1.9 | 132.77 | 318.8 | 241.21 | 8.3 | 57.59
2019 | 3 | 12 | 20:00 | 1701 | -1.8 | -1.9 | -0.7 | -5.6 | -3.5 | -3.2 | 3.6 | 2.8 | 2.8 | 2.7 | 6.2 | 3.7 | 4.2 | 3.3 | 2.9 | 1.9 | 132.77 | 318.8 | 241.21 | 8.3 | 57.59
2019 | 3 | 12 | 21:00 | 1702 | -2.4 | -2.8 | -0.3 | -6.8 | -4.4 | -3.5 | 3.6 | 2.8 | 2.8 | 2.7 | 6.2 | 3.7 | 4.2 | 3.3 | 2.9 | 1.9 | 132.77 | 318.8 | 241.21 | 8.3 | 57.59
2019 | 3 | 12 | 22:00 | 1703 | -2.2 | -3.5 | 0.3 | -6.6 | -5.3 | -3.8 | 3.6 | 2.8 | 2.8 | 2.7 | 6.2 | 3.7 | 4.2 | 3.3 | 2.9 | 1.9 | 132.77 | 318.8 | 241.21 | 8.3 | 57.59
2019 | 3 | 12 | 23:00 | 1704 | -2 | -2.9 | 1.8 | -5.2 | -5.1 | -3.6 | 3.6 | 2.8 | 2.8 | 2.7 | 6.2 | 3.7 | 4.2 | 3.3 | 2.9 | 1.9 | 132.77 | 318.8 | 241.21 | 8.3 | 57.59
2019 | 3 | 13 | 0:00 | 1705 | -1.4 | -2.5 | 0.6 | -4.4 | -4 | -3.9 | 3.2 | 2.7 | 2.7 | 2.5 | 6.2 | 3.7 | 3.8 | 3.1 | 2.8 | 1.3 | 131.37 | 321.62 | 240.35 | 8.35 | 50.71
2019 | 3 | 13 | 1:00 | 1706 | -1.5 | -1.6 | 0 | -3.3 | -3.5 | -3.9 | 3.2 | 2.7 | 2.7 | 2.5 | 6.2 | 3.7 | 3.8 | 3.1 | 2.8 | 1.3 | 131.37 | 321.62 | 240.35 | 8.35 | 50.71
2019 | 3 | 13 | 2:00 | 1707 | -1.3 | -1.4 | -0.4 | -3.2 | -2.3 | -3.6 | 3.2 | 2.7 | 2.7 | 2.5 | 6.2 | 3.7 | 3.8 | 3.1 | 2.8 | 1.3 | 131.37 | 321.62 | 240.35 | 8.35 | 50.71
2019 | 3 | 13 | 3:00 | 1708 | -2.2 | -3 | -0.2 | -3.1 | -2.5 | -3.1 | 3.2 | 2.7 | 2.7 | 2.5 | 6.2 | 3.7 | 3.8 | 3.1 | 2.8 | 1.3 | 131.37 | 321.62 | 240.35 | 8.35 | 50.71
2019 | 3 | 13 | 4:00 | 1709 | -2.9 | -3.5 | 0 | -3 | -2.9 | -3.6 | 3.2 | 2.7 | 2.7 | 2.5 | 6.2 | 3.7 | 3.8 | 3.1 | 2.8 | 1.3 | 131.37 | 321.62 | 240.35 | 8.35 | 50.71
2019 | 3 | 13 | 5:00 | 1710 | -3.1 | -3.1 | 0.4 | -2.8 | -2.6 | -4 | 3.2 | 2.7 | 2.7 | 2.5 | 6.2 | 3.7 | 3.8 | 3.1 | 2.8 | 1.3 | 131.37 | 321.62 | 240.35 | 8.35 | 50.71
2019 | 3 | 13 | 6:00 | 1711 | -1.7 | -1.5 | 1.1 | -1.6 | -1.4 | -2.6 | 3.2 | 2.7 | 2.7 | 2.5 | 6.2 | 3.7 | 3.8 | 3.1 | 2.8 | 1.3 | 131.37 | 321.62 | 240.35 | 8.35 | 50.71
2019 | 3 | 13 | 7:00 | 1712 | 0.2 | 0.4 | 2.3 | -0.6 | 0.4 | -0.6 | 3.2 | 2.7 | 2.7 | 2.5 | 6.2 | 3.7 | 3.8 | 3.1 | 2.8 | 1.3 | 131.37 | 321.62 | 240.35 | 8.35 | 50.71
2019 | 3 | 13 | 8:00 | 1713 | 2.8 | 2.2 | 3.1 | 0.8 | 1.6 | 1.8 | 3.2 | 2.7 | 2.7 | 2.5 | 6.2 | 3.7 | 3.8 | 3.1 | 2.8 | 1.3 | 131.37 | 321.62 | 240.35 | 8.35 | 50.71
2019 | 3 | 13 | 9:00 | 1714 | 4.1 | 3.4 | 3.4 | 2.8 | 3 | 3.6 | 3.2 | 2.7 | 2.7 | 2.5 | 6.2 | 3.7 | 3.8 | 3.1 | 2.8 | 1.3 | 131.37 | 321.62 | 240.35 | 8.35 | 50.71
2019 | 3 | 13 | 10:00 | 1715 | 5 | 5 | 3.7 | 3.2 | 4.4 | 4.6 | 3.2 | 2.7 | 2.7 | 2.5 | 6.2 | 3.7 | 3.8 | 3.1 | 2.8 | 1.3 | 131.37 | 321.62 | 240.35 | 8.35 | 50.71
2019 | 3 | 13 | 11:00 | 1716 | 5.5 | 5.1 | 2.4 | 3.7 | 4.1 | 5.5 | 3.2 | 2.7 | 2.7 | 2.5 | 6.2 | 3.7 | 3.8 | 3.1 | 2.8 | 1.3 | 131.37 | 321.62 | 240.35 | 8.35 | 50.71
2019 | 3 | 13 | 12:00 | 1717 | 5.5 | 5.3 | 1.5 | 3.6 | 4.6 | 5.6 | 3.4 | 2.7 | 2.7 | 2.5 | 6.2 | 3.7 | 3.8 | 3.1 | 2.8 | 1.3 | 131.37 | 321.62 | 240.35 | 8.35 | 50.71
2019 | 3 | 13 | 13:00 | 1718 | 5.3 | 5.4 | 1.7 | 2.2 | 4.1 | 5.1 | 3.4 | 2.7 | 2.7 | 2.5 | 6.2 | 3.7 | 3.8 | 3.1 | 2.8 | 1.3 | 131.37 | 321.62 | 240.35 | 8.35 | 50.71
2019 | 3 | 13 | 14:00 | 1719 | 4.8 | 3.2 | 2.1 | 1.5 | 2.4 | 5.2 | 3.4 | 2.7 | 2.7 | 2.5 | 6.2 | 3.7 | 3.8 | 3.1 | 2.8 | 1.3 | 131.37 | 321.62 | 240.35 | 8.35 | 50.71
2019 | 3 | 13 | 15:00 | 1720 | 3.1 | 2 | 2.9 | 1.5 | 1.6 | 4.2 | 3.4 | 2.7 | 2.7 | 2.5 | 6.2 | 3.7 | 3.8 | 3.1 | 2.8 | 1.3 | 131.37 | 321.62 | 240.35 | 8.35 | 50.71
2019 | 3 | 13 | 16:00 | 1721 | 2.1 | 1.3 | 3.1 | 1.6 | 1.4 | 1.7 | 3.4 | 2.7 | 2.7 | 2.5 | 6.2 | 3.7 | 3.8 | 3.1 | 2.8 | 1.3 | 131.37 | 321.62 | 240.35 | 8.35 | 50.71
2019 | 3 | 13 | 17:00 | 1722 | 2 | 1.9 | 2.9 | 1.4 | 1.1 | 1 | 3.4 | 2.7 | 2.7 | 2.5 | 6.2 | 3.7 | 3.8 | 3.1 | 2.8 | 1.3 | 131.37 | 321.62 | 240.35 | 8.35 | 50.71
2019 | 3 | 13 | 18:00 | 1723 | 2.1 | 1.9 | 2.6 | 1.1 | 1.2 | 1 | 3.4 | 2.7 | 2.7 | 2.5 | 6.2 | 3.7 | 3.8 | 3.1 | 2.8 | 1.3 | 131.37 | 321.62 | 240.35 | 8.35 | 50.71
2019 | 3 | 13 | 19:00 | 1724 | 2.1 | 2.1 | 3.2 | 1.2 | 1.3 | 0.9 | 3.4 | 2.7 | 2.7 | 2.5 | 6.2 | 3.7 | 3.8 | 3.1 | 2.8 | 1.3 | 131.37 | 321.62 | 240.35 | 8.35 | 50.71
2019 | 3 | 13 | 20:00 | 1725 | 2.2 | 1.8 | 3.3 | 1.2 | 1.4 | 1.3 | 3.4 | 2.7 | 2.7 | 2.5 | 6.2 | 3.7 | 3.8 | 3.1 | 2.8 | 1.3 | 131.37 | 321.62 | 240.35 | 8.35 | 50.71
2019 | 3 | 13 | 21:00 | 1726 | 2.3 | 1.4 | 3.4 | 1.1 | 1 | 1.5 | 3.4 | 2.7 | 2.7 | 2.5 | 6.2 | 3.7 | 3.8 | 3.1 | 2.8 | 1.3 | 131.37 | 321.62 | 240.35 | 8.35 | 50.71
2019 | 3 | 13 | 22:00 | 1727 | 2.1 | 1.5 | 3.8 | 1.5 | 1.3 | 1.5 | 3.4 | 2.7 | 2.7 | 2.5 | 6.2 | 3.7 | 3.8 | 3.1 | 2.8 | 1.3 | 131.37 | 321.62 | 240.35 | 8.35 | 50.71
2019 | 3 | 13 | 23:00 | 1728 | 2.3 | 1.9 | 3.9 | 1.6 | 1.8 | 0.9 | 3.4 | 2.7 | 2.7 | 2.5 | 6.2 | 3.7 | 3.8 | 3.1 | 2.8 | 1.3 | 131.37 | 321.62 | 240.35 | 8.35 | 50.71
2019 | 3 | 14 | 0:00 | 1729 | 2.3 | 1.2 | 3.7 | 2.1 | 2 | 0.7 | 3 | 3 | 3 | 2.7 | 6.1 | 4 | 4.3 | 3.1 | 3.1 | 1.5 | 129.44 | 322.78 | 235.61 | 8.37 | 47.63
2019 | 3 | 14 | 1:00 | 1730 | 2.3 | 1.3 | 3.9 | 2.2 | 2 | 0.8 | 3 | 3 | 3 | 2.7 | 6.1 | 4 | 4.3 | 3.1 | 3.1 | 1.5 | 129.44 | 322.78 | 235.61 | 8.37 | 47.63
2019 | 3 | 14 | 2:00 | 1731 | 2.1 | 1.7 | 4.2 | 2.2 | 2.2 | 0.7 | 3 | 3 | 3 | 2.7 | 6.1 | 4 | 4.3 | 3.1 | 3.1 | 1.5 | 129.44 | 322.78 | 235.61 | 8.37 | 47.63
2019 | 3 | 14 | 3:00 | 1732 | 2.1 | 1.5 | 4.1 | 2.2 | 2.1 | 0.8 | 3 | 3 | 3 | 2.7 | 6.1 | 4 | 4.3 | 3.1 | 3.1 | 1.5 | 129.44 | 322.78 | 235.61 | 8.37 | 47.63
2019 | 3 | 14 | 4:00 | 1733 | 1.8 | 1.9 | 3.9 | 2.2 | 2.1 | 0.9 | 3 | 3 | 3 | 2.7 | 6.1 | 4 | 4.3 | 3.1 | 3.1 | 1.5 | 129.44 | 322.78 | 235.61 | 8.37 | 47.63
2019 | 3 | 14 | 5:00 | 1734 | 1.4 | 1.6 | 3.9 | 2.2 | 2.1 | 1.2 | 3 | 3 | 3 | 2.7 | 6.1 | 4 | 4.3 | 3.1 | 3.1 | 1.5 | 129.44 | 322.78 | 235.61 | 8.37 | 47.63
2019 | 3 | 14 | 6:00 | 1735 | 1.4 | 1.9 | 3.8 | 2.3 | 2.2 | 0.9 | 3 | 3 | 3 | 2.7 | 6.1 | 4 | 4.3 | 3.1 | 3.1 | 1.5 | 129.44 | 322.78 | 235.61 | 8.37 | 47.63
2019 | 3 | 14 | 7:00 | 1736 | 2.9 | 3.4 | 3.9 | 2.8 | 2.6 | 1.5 | 3 | 3 | 3 | 2.7 | 6.1 | 4 | 4.3 | 3.1 | 3.1 | 1.5 | 129.44 | 322.78 | 235.61 | 8.37 | 47.63
2019 | 3 | 14 | 8:00 | 1737 | 4.8 | 4.8 | 4.7 | 3.4 | 3.2 | 3.9 | 3 | 3 | 3 | 2.7 | 6.1 | 4 | 4.3 | 3.1 | 3.1 | 1.5 | 129.44 | 322.78 | 235.61 | 8.37 | 47.63
2019 | 3 | 14 | 9:00 | 1738 | 4.7 | 5.5 | 4.1 | 4.2 | 4.2 | 5.8 | 3 | 3 | 3 | 2.7 | 6.1 | 4 | 4.3 | 3.1 | 3.1 | 1.5 | 129.44 | 322.78 | 235.61 | 8.37 | 47.63
2019 | 3 | 14 | 10:00 | 1739 | 5.4 | 5.5 | 3.6 | 4.8 | 4.8 | 6.4 | 3 | 3 | 3 | 2.7 | 6.1 | 4 | 4.3 | 3.1 | 3.1 | 1.5 | 129.44 | 322.78 | 235.61 | 8.37 | 47.63
2019 | 3 | 14 | 11:00 | 1740 | 7.2 | 6.8 | 3.5 | 5.4 | 6 | 7.2 | 3 | 3 | 3 | 2.7 | 6.1 | 4 | 4.3 | 3.1 | 3.1 | 1.5 | 129.44 | 322.78 | 235.61 | 8.37 | 47.63
2019 | 3 | 14 | 12:00 | 1741 | 8.3 | 6.9 | 3.7 | 4.7 | 6.9 | 8.5 | 3.2 | 3 | 3 | 2.7 | 6.1 | 4 | 4.3 | 3.1 | 3.1 | 1.5 | 129.44 | 322.78 | 235.61 | 8.37 | 47.63
2019 | 3 | 14 | 13:00 | 1742 | 7 | 5.5 | 4.1 | 4 | 5.5 | 7.4 | 3.2 | 3 | 3 | 2.7 | 6.1 | 4 | 4.3 | 3.1 | 3.1 | 1.5 | 129.44 | 322.78 | 235.61 | 8.37 | 47.63
2019 | 3 | 14 | 14:00 | 1743 | 5 | 4.9 | 3.6 | 3.9 | 4.6 | 6.9 | 3.2 | 3 | 3 | 2.7 | 6.1 | 4 | 4.3 | 3.1 | 3.1 | 1.5 | 129.44 | 322.78 | 235.61 | 8.37 | 47.63
2019 | 3 | 14 | 15:00 | 1744 | 4.8 | 5 | 3.7 | 4 | 4.1 | 5.4 | 3.2 | 3 | 3 | 2.7 | 6.1 | 4 | 4.3 | 3.1 | 3.1 | 1.5 | 129.44 | 322.78 | 235.61 | 8.37 | 47.63
2019 | 3 | 14 | 16:00 | 1745 | 4.8 | 4.7 | 3.9 | 2.8 | 4 | 4.3 | 3.2 | 3 | 3 | 2.7 | 6.1 | 4 | 4.3 | 3.1 | 3.1 | 1.5 | 129.44 | 322.78 | 235.61 | 8.37 | 47.63
2019 | 3 | 14 | 17:00 | 1746 | 4.9 | 2.3 | 4 | 2.4 | 3.1 | 3.7 | 3.2 | 3 | 3 | 2.7 | 6.1 | 4 | 4.3 | 3.1 | 3.1 | 1.5 | 129.44 | 322.78 | 235.61 | 8.37 | 47.63
2019 | 3 | 14 | 18:00 | 1747 | 4.4 | 2.3 | 3.7 | 2.5 | 2.5 | 3 | 3.2 | 3 | 3 | 2.7 | 6.1 | 4 | 4.3 | 3.1 | 3.1 | 1.5 | 129.44 | 322.78 | 235.61 | 8.37 | 47.63
2019 | 3 | 14 | 19:00 | 1748 | 3.9 | 1.2 | 4 | 2.7 | 1.9 | 3.4 | 3.2 | 3 | 3 | 2.7 | 6.1 | 4 | 4.3 | 3.1 | 3.1 | 1.5 | 129.44 | 322.78 | 235.61 | 8.37 | 47.63
2019 | 3 | 14 | 20:00 | 1749 | 3.2 | 0.3 | 3.5 | 2.8 | 1.6 | 3 | 3.2 | 3 | 3 | 2.7 | 6.1 | 4 | 4.3 | 3.1 | 3.1 | 1.5 | 129.44 | 322.78 | 235.61 | 8.37 | 47.63
2019 | 3 | 14 | 21:00 | 1750 | 2.5 | 0.3 | 3.8 | 2.4 | 2 | 2.3 | 3.2 | 3 | 3 | 2.7 | 6.1 | 4 | 4.3 | 3.1 | 3.1 | 1.5 | 129.44 | 322.78 | 235.61 | 8.37 | 47.63
2019 | 3 | 14 | 22:00 | 1751 | 1.8 | 0.9 | 3.2 | 2.3 | 2.1 | 2.7 | 3.2 | 3 | 3 | 2.7 | 6.1 | 4 | 4.3 | 3.1 | 3.1 | 1.5 | 129.44 | 322.78 | 235.61 | 8.37 | 47.63
2019 | 3 | 14 | 23:00 | 1752 | 2.1 | 1.4 | 3.2 | 2 | 1.6 | 2.6 | 3.2 | 3 | 3 | 2.7 | 6.1 | 4 | 4.3 | 3.1 | 3.1 | 1.5 | 129.44 | 322.78 | 235.61 | 8.37 | 47.63
2019 | 3 | 15 | 0:00 | 1753 | 2.2 | 1.7 | 3.6 | 2.2 | 1 | 1.8 | 3 | 3.3 | 3.3 | 3.2 | 6.5 | 4.1 | 4.9 | 3.3 | 2.9 | 2 | 122.27 | 324.27 | 232.84 | 8.43 | 43.99
2019 | 3 | 15 | 1:00 | 1754 | 1.6 | 1.9 | 3.6 | 2.1 | 1 | 1.7 | 3 | 3.3 | 3.3 | 3.2 | 6.5 | 4.1 | 4.9 | 3.3 | 2.9 | 2 | 122.27 | 324.27 | 232.84 | 8.43 | 43.99
2019 | 3 | 15 | 2:00 | 1755 | 1.4 | 1.9 | 3.8 | 1.9 | 1.5 | 1.7 | 3 | 3.3 | 3.3 | 3.2 | 6.5 | 4.1 | 4.9 | 3.3 | 2.9 | 2 | 122.27 | 324.27 | 232.84 | 8.43 | 43.99
2019 | 3 | 15 | 3:00 | 1756 | 1.7 | 1.5 | 3.6 | 1.6 | 1.8 | 1.8 | 3 | 3.3 | 3.3 | 3.2 | 6.5 | 4.1 | 4.9 | 3.3 | 2.9 | 2 | 122.27 | 324.27 | 232.84 | 8.43 | 43.99
2019 | 3 | 15 | 4:00 | 1757 | 1.9 | 1.4 | 3.7 | 1.6 | 2 | 1.8 | 3 | 3.3 | 3.3 | 3.2 | 6.5 | 4.1 | 4.9 | 3.3 | 2.9 | 2 | 122.27 | 324.27 | 232.84 | 8.43 | 43.99
2019 | 3 | 15 | 5:00 | 1758 | 1.6 | 1.3 | 3.5 | 1.7 | 1.9 | 2.3 | 3 | 3.3 | 3.3 | 3.2 | 6.5 | 4.1 | 4.9 | 3.3 | 2.9 | 2 | 122.27 | 324.27 | 232.84 | 8.43 | 43.99
2019 | 3 | 15 | 6:00 | 1759 | 1.9 | 2 | 3.4 | 2.1 | 2.1 | 2.4 | 3 | 3.3 | 3.3 | 3.2 | 6.5 | 4.1 | 4.9 | 3.3 | 2.9 | 2 | 122.27 | 324.27 | 232.84 | 8.43 | 43.99
2019 | 3 | 15 | 7:00 | 1760 | 2.6 | 2.5 | 3.7 | 2.7 | 2.4 | 2.6 | 3 | 3.3 | 3.3 | 3.2 | 6.5 | 4.1 | 4.9 | 3.3 | 2.9 | 2 | 122.27 | 324.27 | 232.84 | 8.43 | 43.99
2019 | 3 | 15 | 8:00 | 1761 | 3.3 | 4.1 | 4.1 | 3.8 | 2.9 | 3.2 | 3 | 3.3 | 3.3 | 3.2 | 6.5 | 4.1 | 4.9 | 3.3 | 2.9 | 2 | 122.27 | 324.27 | 232.84 | 8.43 | 43.99
2019 | 3 | 15 | 9:00 | 1762 | 4.4 | 4.2 | 4.7 | 3.8 | 3.2 | 5.1 | 3 | 3.3 | 3.3 | 3.2 | 6.5 | 4.1 | 4.9 | 3.3 | 2.9 | 2 | 122.27 | 324.27 | 232.84 | 8.43 | 43.99
2019 | 3 | 15 | 10:00 | 1763 | 5.8 | 4.9 | 4.6 | 3.9 | 3.9 | 6.8 | 3 | 3.3 | 3.3 | 3.2 | 6.5 | 4.1 | 4.9 | 3.3 | 2.9 | 2 | 122.27 | 324.27 | 232.84 | 8.43 | 43.99
2019 | 3 | 15 | 11:00 | 1764 | 6.1 | 5.6 | 4.5 | 3.9 | 4.5 | 7.6 | 3 | 3.3 | 3.3 | 3.2 | 6.5 | 4.1 | 4.9 | 3.3 | 2.9 | 2 | 122.27 | 324.27 | 232.84 | 8.43 | 43.99
2019 | 3 | 15 | 12:00 | 1765 | 6.5 | 5.6 | 4.8 | 4.5 | 4.7 | 7.7 | 3.6 | 3.3 | 3.3 | 3.2 | 6.5 | 4.1 | 4.9 | 3.3 | 2.9 | 2 | 122.27 | 324.27 | 232.84 | 8.43 | 43.99
2019 | 3 | 15 | 13:00 | 1766 | 5.5 | 4.9 | 4.8 | 4.2 | 5.3 | 7.5 | 3.6 | 3.3 | 3.3 | 3.2 | 6.5 | 4.1 | 4.9 | 3.3 | 2.9 | 2 | 122.27 | 324.27 | 232.84 | 8.43 | 43.99
2019 | 3 | 15 | 14:00 | 1767 | 4.1 | 4.3 | 4.9 | 4.5 | 4.9 | 6.4 | 3.6 | 3.3 | 3.3 | 3.2 | 6.5 | 4.1 | 4.9 | 3.3 | 2.9 | 2 | 122.27 | 324.27 | 232.84 | 8.43 | 43.99
2019 | 3 | 15 | 15:00 | 1768 | 4 | 4.2 | 4.7 | 4.3 | 4.7 | 5.7 | 3.6 | 3.3 | 3.3 | 3.2 | 6.5 | 4.1 | 4.9 | 3.3 | 2.9 | 2 | 122.27 | 324.27 | 232.84 | 8.43 | 43.99
2019 | 3 | 15 | 16:00 | 1769 | 4 | 4.2 | 4.4 | 4.4 | 4.6 | 4.1 | 3.6 | 3.3 | 3.3 | 3.2 | 6.5 | 4.1 | 4.9 | 3.3 | 2.9 | 2 | 122.27 | 324.27 | 232.84 | 8.43 | 43.99
2019 | 3 | 15 | 17:00 | 1770 | 4 | 4 | 4 | 4.3 | 4.4 | 3.8 | 3.6 | 3.3 | 3.3 | 3.2 | 6.5 | 4.1 | 4.9 | 3.3 | 2.9 | 2 | 122.27 | 324.27 | 232.84 | 8.43 | 43.99
2019 | 3 | 15 | 18:00 | 1771 | 4 | 3.9 | 3.7 | 4 | 4.2 | 3.6 | 3.6 | 3.3 | 3.3 | 3.2 | 6.5 | 4.1 | 4.9 | 3.3 | 2.9 | 2 | 122.27 | 324.27 | 232.84 | 8.43 | 43.99
2019 | 3 | 15 | 19:00 | 1772 | 4.2 | 4 | 3.5 | 4 | 4.2 | 3.7 | 3.6 | 3.3 | 3.3 | 3.2 | 6.5 | 4.1 | 4.9 | 3.3 | 2.9 | 2 | 122.27 | 324.27 | 232.84 | 8.43 | 43.99
2019 | 3 | 15 | 20:00 | 1773 | 4.4 | 4 | 3.6 | 3.9 | 4 | 3.7 | 3.6 | 3.3 | 3.3 | 3.2 | 6.5 | 4.1 | 4.9 | 3.3 | 2.9 | 2 | 122.27 | 324.27 | 232.84 | 8.43 | 43.99
2019 | 3 | 15 | 21:00 | 1774 | 4.6 | 4.2 | 3.5 | 3.6 | 3.8 | 3.8 | 3.6 | 3.3 | 3.3 | 3.2 | 6.5 | 4.1 | 4.9 | 3.3 | 2.9 | 2 | 122.27 | 324.27 | 232.84 | 8.43 | 43.99
2019 | 3 | 15 | 22:00 | 1775 | 4.5 | 4.1 | 3.8 | 3.4 | 3.9 | 3.9 | 3.6 | 3.3 | 3.3 | 3.2 | 6.5 | 4.1 | 4.9 | 3.3 | 2.9 | 2 | 122.27 | 324.27 | 232.84 | 8.43 | 43.99
2019 | 3 | 15 | 23:00 | 1776 | 4.5 | 4.2 | 3.5 | 2.8 | 3.6 | 3.9 | 3.6 | 3.3 | 3.3 | 3.2 | 6.5 | 4.1 | 4.9 | 3.3 | 2.9 | 2 | 122.27 | 324.27 | 232.84 | 8.43 | 43.99
2019 | 3 | 16 | 0:00 | 1777 | 4.3 | 4.1 | 3.1 | 2.3 | 3.8 | 3.9 | 3.4 | 3.5 | 3.5 | 3.9 | 7.5 | 4.3 | 5.2 | 3.6 | 3.2 | 2.4 | 125.03 | 320.34 | 233.85 | 8.91 | 44.36
2019 | 3 | 16 | 1:00 | 1778 | 3.9 | 3.7 | 3.2 | 2.4 | 3.8 | 3.7 | 3.4 | 3.5 | 3.5 | 3.9 | 7.5 | 4.3 | 5.2 | 3.6 | 3.2 | 2.4 | 125.03 | 320.34 | 233.85 | 8.91 | 44.36
2019 | 3 | 16 | 2:00 | 1779 | 3.6 | 3.4 | 3.6 | 2.5 | 3.6 | 3.3 | 3.4 | 3.5 | 3.5 | 3.9 | 7.5 | 4.3 | 5.2 | 3.6 | 3.2 | 2.4 | 125.03 | 320.34 | 233.85 | 8.91 | 44.36
2019 | 3 | 16 | 3:00 | 1780 | 3.1 | 3.1 | 3.6 | 2.8 | 3.3 | 3 | 3.4 | 3.5 | 3.5 | 3.9 | 7.5 | 4.3 | 5.2 | 3.6 | 3.2 | 2.4 | 125.03 | 320.34 | 233.85 | 8.91 | 44.36
2019 | 3 | 16 | 4:00 | 1781 | 3 | 2.8 | 3.5 | 2.8 | 3 | 2.4 | 3.4 | 3.5 | 3.5 | 3.9 | 7.5 | 4.3 | 5.2 | 3.6 | 3.2 | 2.4 | 125.03 | 320.34 | 233.85 | 8.91 | 44.36
2019 | 3 | 16 | 5:00 | 1782 | 2.8 | 3 | 3.2 | 2.7 | 2.9 | 2.4 | 3.4 | 3.5 | 3.5 | 3.9 | 7.5 | 4.3 | 5.2 | 3.6 | 3.2 | 2.4 | 125.03 | 320.34 | 233.85 | 8.91 | 44.36
2019 | 3 | 16 | 6:00 | 1783 | 3.1 | 3.2 | 3 | 2.8 | 3.1 | 2.4 | 3.4 | 3.5 | 3.5 | 3.9 | 7.5 | 4.3 | 5.2 | 3.6 | 3.2 | 2.4 | 125.03 | 320.34 | 233.85 | 8.91 | 44.36
2019 | 3 | 16 | 7:00 | 1784 | 3.9 | 3.4 | 2.9 | 3.4 | 3.4 | 2.6 | 3.4 | 3.5 | 3.5 | 3.9 | 7.5 | 4.3 | 5.2 | 3.6 | 3.2 | 2.4 | 125.03 | 320.34 | 233.85 | 8.91 | 44.36
2019 | 3 | 16 | 8:00 | 1785 | 5.1 | 3.9 | 3.3 | 3.2 | 4 | 2.7 | 3.4 | 3.5 | 3.5 | 3.9 | 7.5 | 4.3 | 5.2 | 3.6 | 3.2 | 2.4 | 125.03 | 320.34 | 233.85 | 8.91 | 44.36
2019 | 3 | 16 | 9:00 | 1786 | 4.8 | 4.2 | 3.4 | 3.5 | 4.2 | 3.3 | 3.4 | 3.5 | 3.5 | 3.9 | 7.5 | 4.3 | 5.2 | 3.6 | 3.2 | 2.4 | 125.03 | 320.34 | 233.85 | 8.91 | 44.36
2019 | 3 | 16 | 10:00 | 1787 | 4.6 | 4.3 | 3.2 | 3.8 | 4.6 | 4.3 | 3.4 | 3.5 | 3.5 | 3.9 | 7.5 | 4.3 | 5.2 | 3.6 | 3.2 | 2.4 | 125.03 | 320.34 | 233.85 | 8.91 | 44.36
2019 | 3 | 16 | 11:00 | 1788 | 4.4 | 4.2 | 3.2 | 4.8 | 4.7 | 4 | 3.4 | 3.5 | 3.5 | 3.9 | 7.5 | 4.3 | 5.2 | 3.6 | 3.2 | 2.4 | 125.03 | 320.34 | 233.85 | 8.91 | 44.36
2019 | 3 | 16 | 12:00 | 1789 | 4.4 | 4.2 | 3 | 4.1 | 4.7 | 3.2 | 3.6 | 3.5 | 3.5 | 3.9 | 7.5 | 4.3 | 5.2 | 3.6 | 3.2 | 2.4 | 125.03 | 320.34 | 233.85 | 8.91 | 44.36
2019 | 3 | 16 | 13:00 | 1790 | 4.2 | 4.4 | 3.8 | 3.1 | 5.2 | 3.3 | 3.6 | 3.5 | 3.5 | 3.9 | 7.5 | 4.3 | 5.2 | 3.6 | 3.2 | 2.4 | 125.03 | 320.34 | 233.85 | 8.91 | 44.36
2019 | 3 | 16 | 14:00 | 1791 | 4 | 5 | 3.8 | 2.1 | 4.7 | 3.6 | 3.6 | 3.5 | 3.5 | 3.9 | 7.5 | 4.3 | 5.2 | 3.6 | 3.2 | 2.4 | 125.03 | 320.34 | 233.85 | 8.91 | 44.36
2019 | 3 | 16 | 15:00 | 1792 | 3.7 | 3.9 | 3.7 | 2.5 | 3.3 | 3.5 | 3.6 | 3.5 | 3.5 | 3.9 | 7.5 | 4.3 | 5.2 | 3.6 | 3.2 | 2.4 | 125.03 | 320.34 | 233.85 | 8.91 | 44.36
2019 | 3 | 16 | 16:00 | 1793 | 3.3 | 3.1 | 3.8 | 2.5 | 2.5 | 3.7 | 3.6 | 3.5 | 3.5 | 3.9 | 7.5 | 4.3 | 5.2 | 3.6 | 3.2 | 2.4 | 125.03 | 320.34 | 233.85 | 8.91 | 44.36
2019 | 3 | 16 | 17:00 | 1794 | 2.6 | 2.8 | 3.3 | 1.7 | 2.4 | 3 | 3.6 | 3.5 | 3.5 | 3.9 | 7.5 | 4.3 | 5.2 | 3.6 | 3.2 | 2.4 | 125.03 | 320.34 | 233.85 | 8.91 | 44.36
2019 | 3 | 16 | 18:00 | 1795 | 2.4 | 2.6 | 3 | 1.6 | 2 | 2.6 | 3.6 | 3.5 | 3.5 | 3.9 | 7.5 | 4.3 | 5.2 | 3.6 | 3.2 | 2.4 | 125.03 | 320.34 | 233.85 | 8.91 | 44.36
2019 | 3 | 16 | 19:00 | 1796 | 2.3 | 2.6 | 3.2 | 1.6 | 1.5 | 2.2 | 3.6 | 3.5 | 3.5 | 3.9 | 7.5 | 4.3 | 5.2 | 3.6 | 3.2 | 2.4 | 125.03 | 320.34 | 233.85 | 8.91 | 44.36
2019 | 3 | 16 | 20:00 | 1797 | 2.4 | 2.4 | 3.5 | 0.9 | 1.4 | 1.5 | 3.6 | 3.5 | 3.5 | 3.9 | 7.5 | 4.3 | 5.2 | 3.6 | 3.2 | 2.4 | 125.03 | 320.34 | 233.85 | 8.91 | 44.36
2019 | 3 | 16 | 21:00 | 1798 | 2.3 | 2.3 | 3.2 | 0.9 | 1.3 | 1.3 | 3.6 | 3.5 | 3.5 | 3.9 | 7.5 | 4.3 | 5.2 | 3.6 | 3.2 | 2.4 | 125.03 | 320.34 | 233.85 | 8.91 | 44.36
2019 | 3 | 16 | 22:00 | 1799 | 2.4 | 2 | 3.4 | 1.1 | 1.4 | 1.1 | 3.6 | 3.5 | 3.5 | 3.9 | 7.5 | 4.3 | 5.2 | 3.6 | 3.2 | 2.4 | 125.03 | 320.34 | 233.85 | 8.91 | 44.36
2019 | 3 | 16 | 23:00 | 1800 | 2.7 | 1.7 | 3.4 | 1.7 | 1.3 | 1 | 3.6 | 3.5 | 3.5 | 3.9 | 7.5 | 4.3 | 5.2 | 3.6 | 3.2 | 2.4 | 125.03 | 320.34 | 233.85 | 8.91 | 44.36
2019 | 3 | 17 | 0:00 | 1801 | 2.5 | 1.9 | 3.5 | 2.1 | 1.5 | 0.9 | 3.6 | 3.5 | 3.5 | 4.3 | 7.4 | 4.3 | 5.7 | 3.9 | 3.3 | 2.7 | 129.89 | 326.11 | 248.33 | 10.54 | 49.28
2019 | 3 | 17 | 1:00 | 1802 | 2.5 | 2 | 3.3 | 2.4 | 1.8 | 1 | 3.6 | 3.5 | 3.5 | 4.3 | 7.4 | 4.3 | 5.7 | 3.9 | 3.3 | 2.7 | 129.89 | 326.11 | 248.33 | 10.54 | 49.28
2019 | 3 | 17 | 2:00 | 1803 | 2.1 | 2 | 3.2 | 2.7 | 1.5 | 0.8 | 3.6 | 3.5 | 3.5 | 4.3 | 7.4 | 4.3 | 5.7 | 3.9 | 3.3 | 2.7 | 129.89 | 326.11 | 248.33 | 10.54 | 49.28
2019 | 3 | 17 | 3:00 | 1804 | 1.8 | 1.9 | 2.9 | 2.8 | 1.6 | 0.7 | 3.6 | 3.5 | 3.5 | 4.3 | 7.4 | 4.3 | 5.7 | 3.9 | 3.3 | 2.7 | 129.89 | 326.11 | 248.33 | 10.54 | 49.28
2019 | 3 | 17 | 4:00 | 1805 | 1.3 | 0.4 | 2.8 | 2.6 | 1.6 | 1.1 | 3.6 | 3.5 | 3.5 | 4.3 | 7.4 | 4.3 | 5.7 | 3.9 | 3.3 | 2.7 | 129.89 | 326.11 | 248.33 | 10.54 | 49.28
2019 | 3 | 17 | 5:00 | 1806 | 1.1 | 1 | 2.8 | 2.5 | 1.9 | 1 | 3.6 | 3.5 | 3.5 | 4.3 | 7.4 | 4.3 | 5.7 | 3.9 | 3.3 | 2.7 | 129.89 | 326.11 | 248.33 | 10.54 | 49.28
2019 | 3 | 17 | 6:00 | 1807 | 1.5 | 1.3 | 3.2 | 2.8 | 2.2 | 1.7 | 3.6 | 3.5 | 3.5 | 4.3 | 7.4 | 4.3 | 5.7 | 3.9 | 3.3 | 2.7 | 129.89 | 326.11 | 248.33 | 10.54 | 49.28
2019 | 3 | 17 | 7:00 | 1808 | 3.1 | 2.5 | 3.4 | 3.3 | 3.1 | 2.1 | 3.6 | 3.5 | 3.5 | 4.3 | 7.4 | 4.3 | 5.7 | 3.9 | 3.3 | 2.7 | 129.89 | 326.11 | 248.33 | 10.54 | 49.28
2019 | 3 | 17 | 8:00 | 1809 | 4.8 | 4.2 | 3.8 | 3.6 | 4.1 | 4.1 | 3.6 | 3.5 | 3.5 | 4.3 | 7.4 | 4.3 | 5.7 | 3.9 | 3.3 | 2.7 | 129.89 | 326.11 | 248.33 | 10.54 | 49.28
2019 | 3 | 17 | 9:00 | 1810 | 5.1 | 4.7 | 4.3 | 4 | 4.6 | 5.4 | 3.6 | 3.5 | 3.5 | 4.3 | 7.4 | 4.3 | 5.7 | 3.9 | 3.3 | 2.7 | 129.89 | 326.11 | 248.33 | 10.54 | 49.28
2019 | 3 | 17 | 10:00 | 1811 | 5.4 | 5 | 5.1 | 4.6 | 4.7 | 5.9 | 3.6 | 3.5 | 3.5 | 4.3 | 7.4 | 4.3 | 5.7 | 3.9 | 3.3 | 2.7 | 129.89 | 326.11 | 248.33 | 10.54 | 49.28
2019 | 3 | 17 | 11:00 | 1812 | 5.7 | 5.5 | 5.7 | 4.8 | 4.8 | 5.5 | 3.6 | 3.5 | 3.5 | 4.3 | 7.4 | 4.3 | 5.7 | 3.9 | 3.3 | 2.7 | 129.89 | 326.11 | 248.33 | 10.54 | 49.28
2019 | 3 | 17 | 12:00 | 1813 | 6.2 | 5.7 | 5.8 | 5 | 5 | 5 | 4.8 | 3.5 | 3.5 | 4.3 | 7.4 | 4.3 | 5.7 | 3.9 | 3.3 | 2.7 | 129.89 | 326.11 | 248.33 | 10.54 | 49.28
2019 | 3 | 17 | 13:00 | 1814 | 6.6 | 6.1 | 6.9 | 5.5 | 5.5 | 5.5 | 4.8 | 3.5 | 3.5 | 4.3 | 7.4 | 4.3 | 5.7 | 3.9 | 3.3 | 2.7 | 129.89 | 326.11 | 248.33 | 10.54 | 49.28
2019 | 3 | 17 | 14:00 | 1815 | 6.8 | 6.4 | 7.6 | 6.2 | 6 | 5.8 | 4.8 | 3.5 | 3.5 | 4.3 | 7.4 | 4.3 | 5.7 | 3.9 | 3.3 | 2.7 | 129.89 | 326.11 | 248.33 | 10.54 | 49.28
2019 | 3 | 17 | 15:00 | 1816 | 6.7 | 6.6 | 8.3 | 6.9 | 6.4 | 5.9 | 4.8 | 3.5 | 3.5 | 4.3 | 7.4 | 4.3 | 5.7 | 3.9 | 3.3 | 2.7 | 129.89 | 326.11 | 248.33 | 10.54 | 49.28
2019 | 3 | 17 | 16:00 | 1817 | 6.7 | 6.5 | 7.7 | 7.3 | 6.5 | 5.4 | 4.8 | 3.5 | 3.5 | 4.3 | 7.4 | 4.3 | 5.7 | 3.9 | 3.3 | 2.7 | 129.89 | 326.11 | 248.33 | 10.54 | 49.28
2019 | 3 | 17 | 17:00 | 1818 | 6.8 | 6.4 | 6.9 | 7.4 | 6.7 | 5.7 | 4.8 | 3.5 | 3.5 | 4.3 | 7.4 | 4.3 | 5.7 | 3.9 | 3.3 | 2.7 | 129.89 | 326.11 | 248.33 | 10.54 | 49.28
2019 | 3 | 17 | 18:00 | 1819 | 7 | 6.7 | 5.9 | 7.5 | 6.8 | 5.9 | 4.8 | 3.5 | 3.5 | 4.3 | 7.4 | 4.3 | 5.7 | 3.9 | 3.3 | 2.7 | 129.89 | 326.11 | 248.33 | 10.54 | 49.28
2019 | 3 | 17 | 19:00 | 1820 | 7.4 | 7.2 | 4.7 | 8.1 | 6.8 | 6.1 | 4.8 | 3.5 | 3.5 | 4.3 | 7.4 | 4.3 | 5.7 | 3.9 | 3.3 | 2.7 | 129.89 | 326.11 | 248.33 | 10.54 | 49.28
2019 | 3 | 17 | 20:00 | 1821 | 8 | 7.7 | 4.4 | 7.5 | 6.7 | 6.8 | 4.8 | 3.5 | 3.5 | 4.3 | 7.4 | 4.3 | 5.7 | 3.9 | 3.3 | 2.7 | 129.89 | 326.11 | 248.33 | 10.54 | 49.28
2019 | 3 | 17 | 21:00 | 1822 | 8.3 | 7.7 | 3.9 | 5.3 | 6.9 | 7.1 | 4.8 | 3.5 | 3.5 | 4.3 | 7.4 | 4.3 | 5.7 | 3.9 | 3.3 | 2.7 | 129.89 | 326.11 | 248.33 | 10.54 | 49.28
2019 | 3 | 17 | 22:00 | 1823 | 7.8 | 7.2 | 4 | 4.5 | 7.3 | 7.5 | 4.8 | 3.5 | 3.5 | 4.3 | 7.4 | 4.3 | 5.7 | 3.9 | 3.3 | 2.7 | 129.89 | 326.11 | 248.33 | 10.54 | 49.28
2019 | 3 | 17 | 23:00 | 1824 | 7.1 | 5 | 3.9 | 4.2 | 5.5 | 7 | 4.8 | 3.5 | 3.5 | 4.3 | 7.4 | 4.3 | 5.7 | 3.9 | 3.3 | 2.7 | 129.89 | 326.11 | 248.33 | 10.54 | 49.28
2019 | 3 | 18 | 0:00 | 1825 | 6.5 | 6.1 | 4 | 3.9 | 4.9 | 6.1 | 4.4 | 3.9 | 3.9 | 4.9 | 7.8 | 4.6 | 6.7 | 4.2 | 4 | 3.1 | 134.4 | 324 | 257.46 | 13.86 | 50.48
2019 | 3 | 18 | 1:00 | 1826 | 6 | 5.6 | 4 | 3.9 | 4 | 5.4 | 4.4 | 3.9 | 3.9 | 4.9 | 7.8 | 4.6 | 6.7 | 4.2 | 4 | 3.1 | 134.4 | 324 | 257.46 | 13.86 | 50.48
2019 | 3 | 18 | 2:00 | 1827 | 5.4 | 4.9 | 4.1 | 3.9 | 3.7 | 5.3 | 4.4 | 3.9 | 3.9 | 4.9 | 7.8 | 4.6 | 6.7 | 4.2 | 4 | 3.1 | 134.4 | 324 | 257.46 | 13.86 | 50.48
2019 | 3 | 18 | 3:00 | 1828 | 4.3 | 4.2 | 4 | 4.2 | 3.4 | 5.4 | 4.4 | 3.9 | 3.9 | 4.9 | 7.8 | 4.6 | 6.7 | 4.2 | 4 | 3.1 | 134.4 | 324 | 257.46 | 13.86 | 50.48
2019 | 3 | 18 | 4:00 | 1829 | 3.9 | 3.9 | 4 | 4.2 | 3.4 | 5.5 | 4.4 | 3.9 | 3.9 | 4.9 | 7.8 | 4.6 | 6.7 | 4.2 | 4 | 3.1 | 134.4 | 324 | 257.46 | 13.86 | 50.48
2019 | 3 | 18 | 5:00 | 1830 | 4 | 3.6 | 4.2 | 4.2 | 3.5 | 4.7 | 4.4 | 3.9 | 3.9 | 4.9 | 7.8 | 4.6 | 6.7 | 4.2 | 4 | 3.1 | 134.4 | 324 | 257.46 | 13.86 | 50.48
2019 | 3 | 18 | 6:00 | 1831 | 4.1 | 3.7 | 4.3 | 4.4 | 3.9 | 5.1 | 4.4 | 3.9 | 3.9 | 4.9 | 7.8 | 4.6 | 6.7 | 4.2 | 4 | 3.1 | 134.4 | 324 | 257.46 | 13.86 | 50.48
2019 | 3 | 18 | 7:00 | 1832 | 3.8 | 4 | 4.4 | 4.7 | 4.4 | 4.9 | 4.4 | 3.9 | 3.9 | 4.9 | 7.8 | 4.6 | 6.7 | 4.2 | 4 | 3.1 | 134.4 | 324 | 257.46 | 13.86 | 50.48
2019 | 3 | 18 | 8:00 | 1833 | 3.9 | 4.5 | 4.5 | 4.9 | 5.7 | 4.1 | 4.4 | 3.9 | 3.9 | 4.9 | 7.8 | 4.6 | 6.7 | 4.2 | 4 | 3.1 | 134.4 | 324 | 257.46 | 13.86 | 50.48
2019 | 3 | 18 | 9:00 | 1834 | 5.2 | 6.6 | 4.4 | 5.3 | 6.6 | 3.8 | 4.4 | 3.9 | 3.9 | 4.9 | 7.8 | 4.6 | 6.7 | 4.2 | 4 | 3.1 | 134.4 | 324 | 257.46 | 13.86 | 50.48
2019 | 3 | 18 | 10:00 | 1835 | 6.7 | 8 | 4.6 | 5.3 | 7.2 | 3.7 | 4.4 | 3.9 | 3.9 | 4.9 | 7.8 | 4.6 | 6.7 | 4.2 | 4 | 3.1 | 134.4 | 324 | 257.46 | 13.86 | 50.48
2019 | 3 | 18 | 11:00 | 1836 | 7.5 | 8.6 | 4.8 | 5.1 | 6.9 | 5.1 | 4.4 | 3.9 | 3.9 | 4.9 | 7.8 | 4.6 | 6.7 | 4.2 | 4 | 3.1 | 134.4 | 324 | 257.46 | 13.86 | 50.48
2019 | 3 | 18 | 12:00 | 1837 | 8.9 | 8.9 | 4.8 | 5.5 | 8.3 | 6.2 | 4.8 | 3.9 | 3.9 | 4.9 | 7.8 | 4.6 | 6.7 | 4.2 | 4 | 3.1 | 134.4 | 324 | 257.46 | 13.86 | 50.48
2019 | 3 | 18 | 13:00 | 1838 | 9.6 | 8.8 | 4.7 | 5.4 | 6.8 | 6.5 | 4.8 | 3.9 | 3.9 | 4.9 | 7.8 | 4.6 | 6.7 | 4.2 | 4 | 3.1 | 134.4 | 324 | 257.46 | 13.86 | 50.48
2019 | 3 | 18 | 14:00 | 1839 | 9.5 | 8.3 | 5.1 | 5.4 | 6.4 | 7.3 | 4.8 | 3.9 | 3.9 | 4.9 | 7.8 | 4.6 | 6.7 | 4.2 | 4 | 3.1 | 134.4 | 324 | 257.46 | 13.86 | 50.48
2019 | 3 | 18 | 15:00 | 1840 | 8.9 | 8 | 5.1 | 5.4 | 6.6 | 7.4 | 4.8 | 3.9 | 3.9 | 4.9 | 7.8 | 4.6 | 6.7 | 4.2 | 4 | 3.1 | 134.4 | 324 | 257.46 | 13.86 | 50.48
2019 | 3 | 18 | 16:00 | 1841 | 8.1 | 7.4 | 5.1 | 4.8 | 6 | 6.9 | 4.8 | 3.9 | 3.9 | 4.9 | 7.8 | 4.6 | 6.7 | 4.2 | 4 | 3.1 | 134.4 | 324 | 257.46 | 13.86 | 50.48
2019 | 3 | 18 | 17:00 | 1842 | 7 | 7 | 5.1 | 3.9 | 5.3 | 6 | 4.8 | 3.9 | 3.9 | 4.9 | 7.8 | 4.6 | 6.7 | 4.2 | 4 | 3.1 | 134.4 | 324 | 257.46 | 13.86 | 50.48
2019 | 3 | 18 | 18:00 | 1843 | 6.4 | 5.7 | 4.5 | 4.2 | 5.6 | 4.9 | 4.8 | 3.9 | 3.9 | 4.9 | 7.8 | 4.6 | 6.7 | 4.2 | 4 | 3.1 | 134.4 | 324 | 257.46 | 13.86 | 50.48
2019 | 3 | 18 | 19:00 | 1844 | 5.5 | 5.6 | 3.9 | 3.3 | 5.2 | 4.8 | 4.8 | 3.9 | 3.9 | 4.9 | 7.8 | 4.6 | 6.7 | 4.2 | 4 | 3.1 | 134.4 | 324 | 257.46 | 13.86 | 50.48
2019 | 3 | 18 | 20:00 | 1845 | 4.2 | 4.5 | 3.7 | 3.5 | 5.5 | 4.6 | 4.8 | 3.9 | 3.9 | 4.9 | 7.8 | 4.6 | 6.7 | 4.2 | 4 | 3.1 | 134.4 | 324 | 257.46 | 13.86 | 50.48
2019 | 3 | 18 | 21:00 | 1846 | 3.5 | 4.5 | 3.9 | 3.5 | 5.3 | 4.5 | 4.8 | 3.9 | 3.9 | 4.9 | 7.8 | 4.6 | 6.7 | 4.2 | 4 | 3.1 | 134.4 | 324 | 257.46 | 13.86 | 50.48
2019 | 3 | 18 | 22:00 | 1847 | 3.4 | 3.5 | 3.6 | 3.6 | 5 | 3.7 | 4.8 | 3.9 | 3.9 | 4.9 | 7.8 | 4.6 | 6.7 | 4.2 | 4 | 3.1 | 134.4 | 324 | 257.46 | 13.86 | 50.48
2019 | 3 | 18 | 23:00 | 1848 | 3.7 | 2.8 | 3.8 | 3.2 | 4.4 | 3.2 | 4.8 | 3.9 | 3.9 | 4.9 | 7.8 | 4.6 | 6.7 | 4.2 | 4 | 3.1 | 134.4 | 324 | 257.46 | 13.86 | 50.48
2019 | 3 | 19 | 0:00 | 1849 | 3.6 | 2.9 | 3 | 3.1 | 4 | 3.1 | 4.2 | 3.9 | 3.9 | 4.9 | 7.8 | 4.8 | 6.2 | 4.5 | 4.4 | 3.4 | 138.65 | 331.38 | 269.98 | 14.1 | 49.49
2019 | 3 | 19 | 1:00 | 1850 | 2.7 | 3.2 | 3.3 | 2.8 | 3.8 | 1.8 | 4.2 | 3.9 | 3.9 | 4.9 | 7.8 | 4.8 | 6.2 | 4.5 | 4.4 | 3.4 | 138.65 | 331.38 | 269.98 | 14.1 | 49.49
2019 | 3 | 19 | 2:00 | 1851 | 2.8 | 3.3 | 3.4 | 2.8 | 2.8 | 1.1 | 4.2 | 3.9 | 3.9 | 4.9 | 7.8 | 4.8 | 6.2 | 4.5 | 4.4 | 3.4 | 138.65 | 331.38 | 269.98 | 14.1 | 49.49
2019 | 3 | 19 | 3:00 | 1852 | 3.2 | 2.9 | 2.7 | 2.6 | 3.2 | 1 | 4.2 | 3.9 | 3.9 | 4.9 | 7.8 | 4.8 | 6.2 | 4.5 | 4.4 | 3.4 | 138.65 | 331.38 | 269.98 | 14.1 | 49.49
2019 | 3 | 19 | 4:00 | 1853 | 3.4 | 3.1 | 1.8 | 2.3 | 3 | 1.4 | 4.2 | 3.9 | 3.9 | 4.9 | 7.8 | 4.8 | 6.2 | 4.5 | 4.4 | 3.4 | 138.65 | 331.38 | 269.98 | 14.1 | 49.49
2019 | 3 | 19 | 5:00 | 1854 | 3.8 | 2.9 | 2.7 | 2.1 | 2.2 | 1.9 | 4.2 | 3.9 | 3.9 | 4.9 | 7.8 | 4.8 | 6.2 | 4.5 | 4.4 | 3.4 | 138.65 | 331.38 | 269.98 | 14.1 | 49.49
2019 | 3 | 19 | 6:00 | 1855 | 4 | 3.3 | 2.5 | 1.5 | 1.2 | 2.5 | 4.2 | 3.9 | 3.9 | 4.9 | 7.8 | 4.8 | 6.2 | 4.5 | 4.4 | 3.4 | 138.65 | 331.38 | 269.98 | 14.1 | 49.49
2019 | 3 | 19 | 7:00 | 1856 | 3.5 | 3.7 | 2.6 | 1.7 | 2 | 3.7 | 4.2 | 3.9 | 3.9 | 4.9 | 7.8 | 4.8 | 6.2 | 4.5 | 4.4 | 3.4 | 138.65 | 331.38 | 269.98 | 14.1 | 49.49
2019 | 3 | 19 | 8:00 | 1857 | 5.1 | 4.5 | 2.9 | 1.5 | 2.5 | 4.3 | 4.2 | 3.9 | 3.9 | 4.9 | 7.8 | 4.8 | 6.2 | 4.5 | 4.4 | 3.4 | 138.65 | 331.38 | 269.98 | 14.1 | 49.49
2019 | 3 | 19 | 9:00 | 1858 | 4.8 | 4.2 | 2.5 | 1.9 | 2.5 | 4.4 | 4.2 | 3.9 | 3.9 | 4.9 | 7.8 | 4.8 | 6.2 | 4.5 | 4.4 | 3.4 | 138.65 | 331.38 | 269.98 | 14.1 | 49.49
2019 | 3 | 19 | 10:00 | 1859 | 5.2 | 4.6 | 3.2 | 2.5 | 3.6 | 4.3 | 4.2 | 3.9 | 3.9 | 4.9 | 7.8 | 4.8 | 6.2 | 4.5 | 4.4 | 3.4 | 138.65 | 331.38 | 269.98 | 14.1 | 49.49
2019 | 3 | 19 | 11:00 | 1860 | 6.6 | 4.6 | 3.5 | 3.1 | 4.1 | 3.3 | 4.2 | 3.9 | 3.9 | 4.9 | 7.8 | 4.8 | 6.2 | 4.5 | 4.4 | 3.4 | 138.65 | 331.38 | 269.98 | 14.1 | 49.49
2019 | 3 | 19 | 12:00 | 1861 | 3.3 | 5 | 3.2 | 3.9 | 3.8 | 4.8 | 4.8 | 3.9 | 3.9 | 4.9 | 7.8 | 4.8 | 6.2 | 4.5 | 4.4 | 3.4 | 138.65 | 331.38 | 269.98 | 14.1 | 49.49
2019 | 3 | 19 | 13:00 | 1862 | 5.1 | 6.1 | 3.6 | 3.5 | 3.5 | 5.5 | 4.8 | 3.9 | 3.9 | 4.9 | 7.8 | 4.8 | 6.2 | 4.5 | 4.4 | 3.4 | 138.65 | 331.38 | 269.98 | 14.1 | 49.49
2019 | 3 | 19 | 14:00 | 1863 | 4.9 | 5.5 | 3.6 | 3 | 4.2 | 5 | 4.8 | 3.9 | 3.9 | 4.9 | 7.8 | 4.8 | 6.2 | 4.5 | 4.4 | 3.4 | 138.65 | 331.38 | 269.98 | 14.1 | 49.49
2019 | 3 | 19 | 15:00 | 1864 | 4.5 | 4.8 | 4.1 | 2.2 | 3.8 | 5.1 | 4.8 | 3.9 | 3.9 | 4.9 | 7.8 | 4.8 | 6.2 | 4.5 | 4.4 | 3.4 | 138.65 | 331.38 | 269.98 | 14.1 | 49.49
2019 | 3 | 19 | 16:00 | 1865 | 4.1 | 4.5 | 3.4 | 2.1 | 3.2 | 3.4 | 4.8 | 3.9 | 3.9 | 4.9 | 7.8 | 4.8 | 6.2 | 4.5 | 4.4 | 3.4 | 138.65 | 331.38 | 269.98 | 14.1 | 49.49
2019 | 3 | 19 | 17:00 | 1866 | 3.6 | 3.8 | 2.9 | 1.8 | 2.5 | 2.5 | 4.8 | 3.9 | 3.9 | 4.9 | 7.8 | 4.8 | 6.2 | 4.5 | 4.4 | 3.4 | 138.65 | 331.38 | 269.98 | 14.1 | 49.49
2019 | 3 | 19 | 18:00 | 1867 | 3.1 | 3.1 | 2.7 | 1.4 | 2.2 | 2.4 | 4.8 | 3.9 | 3.9 | 4.9 | 7.8 | 4.8 | 6.2 | 4.5 | 4.4 | 3.4 | 138.65 | 331.38 | 269.98 | 14.1 | 49.49
2019 | 3 | 19 | 19:00 | 1868 | 3 | 2.1 | 2.7 | 1 | 2.1 | 2.7 | 4.8 | 3.9 | 3.9 | 4.9 | 7.8 | 4.8 | 6.2 | 4.5 | 4.4 | 3.4 | 138.65 | 331.38 | 269.98 | 14.1 | 49.49
2019 | 3 | 19 | 20:00 | 1869 | 0.9 | 1.7 | 2.8 | 0.7 | 1.9 | 2.7 | 4.8 | 3.9 | 3.9 | 4.9 | 7.8 | 4.8 | 6.2 | 4.5 | 4.4 | 3.4 | 138.65 | 331.38 | 269.98 | 14.1 | 49.49
2019 | 3 | 19 | 21:00 | 1870 | 0.2 | 1.8 | 3 | 0.6 | 1.7 | 2.3 | 4.8 | 3.9 | 3.9 | 4.9 | 7.8 | 4.8 | 6.2 | 4.5 | 4.4 | 3.4 | 138.65 | 331.38 | 269.98 | 14.1 | 49.49
2019 | 3 | 19 | 22:00 | 1871 | 1.7 | 1.6 | 2.7 | 0.5 | 0.7 | 1.8 | 4.8 | 3.9 | 3.9 | 4.9 | 7.8 | 4.8 | 6.2 | 4.5 | 4.4 | 3.4 | 138.65 | 331.38 | 269.98 | 14.1 | 49.49
2019 | 3 | 19 | 23:00 | 1872 | 1.1 | 1.4 | 2.4 | 0.5 | 0.5 | 0.7 | 4.8 | 3.9 | 3.9 | 4.9 | 7.8 | 4.8 | 6.2 | 4.5 | 4.4 | 3.4 | 138.65 | 331.38 | 269.98 | 14.1 | 49.49
2019 | 3 | 20 | 0:00 | 1873 | 1.4 | 0.9 | 2.7 | -0.4 | 0.5 | 1 | 4.4 | 3.9 | 3.9 | 4.4 | 7.3 | 5 | 6.3 | 4.7 | 4.7 | 3.4 | 139.93 | 328.55 | 271.48 | 14.51 | 46.55
2019 | 3 | 20 | 1:00 | 1874 | 1.3 | 0.9 | 2.7 | -0.9 | 0.4 | 1 | 4.4 | 3.9 | 3.9 | 4.4 | 7.3 | 5 | 6.3 | 4.7 | 4.7 | 3.4 | 139.93 | 328.55 | 271.48 | 14.51 | 46.55
2019 | 3 | 20 | 2:00 | 1875 | 0.7 | 0.8 | 2.7 | -1.6 | -0.1 | 0.7 | 4.4 | 3.9 | 3.9 | 4.4 | 7.3 | 5 | 6.3 | 4.7 | 4.7 | 3.4 | 139.93 | 328.55 | 271.48 | 14.51 | 46.55
2019 | 3 | 20 | 3:00 | 1876 | 0.4 | 0.6 | 2.6 | -1.4 | -0.4 | 0.5 | 4.4 | 3.9 | 3.9 | 4.4 | 7.3 | 5 | 6.3 | 4.7 | 4.7 | 3.4 | 139.93 | 328.55 | 271.48 | 14.51 | 46.55
2019 | 3 | 20 | 4:00 | 1877 | 0 | 0 | 2.6 | -0.7 | -0.6 | 0.4 | 4.4 | 3.9 | 3.9 | 4.4 | 7.3 | 5 | 6.3 | 4.7 | 4.7 | 3.4 | 139.93 | 328.55 | 271.48 | 14.51 | 46.55
2019 | 3 | 20 | 5:00 | 1878 | 0 | -0.5 | 3 | -0.3 | -0.7 | 0.2 | 4.4 | 3.9 | 3.9 | 4.4 | 7.3 | 5 | 6.3 | 4.7 | 4.7 | 3.4 | 139.93 | 328.55 | 271.48 | 14.51 | 46.55
2019 | 3 | 20 | 6:00 | 1879 | 1.6 | 0.2 | 3.5 | 0 | 0.1 | 0.9 | 4.4 | 3.9 | 3.9 | 4.4 | 7.3 | 5 | 6.3 | 4.7 | 4.7 | 3.4 | 139.93 | 328.55 | 271.48 | 14.51 | 46.55
2019 | 3 | 20 | 7:00 | 1880 | 2.7 | 1.2 | 4.1 | 1 | 1.7 | 1.4 | 4.4 | 3.9 | 3.9 | 4.4 | 7.3 | 5 | 6.3 | 4.7 | 4.7 | 3.4 | 139.93 | 328.55 | 271.48 | 14.51 | 46.55
2019 | 3 | 20 | 8:00 | 1881 | 4.4 | 2.8 | 4.8 | 2.3 | 2.4 | 2.3 | 4.4 | 3.9 | 3.9 | 4.4 | 7.3 | 5 | 6.3 | 4.7 | 4.7 | 3.4 | 139.93 | 328.55 | 271.48 | 14.51 | 46.55
2019 | 3 | 20 | 9:00 | 1882 | 5.8 | 5.3 | 6 | 4.3 | 4.5 | 4.3 | 4.4 | 3.9 | 3.9 | 4.4 | 7.3 | 5 | 6.3 | 4.7 | 4.7 | 3.4 | 139.93 | 328.55 | 271.48 | 14.51 | 46.55
2019 | 3 | 20 | 10:00 | 1883 | 6.3 | 5.7 | 5.7 | 6 | 5.4 | 5.1 | 4.4 | 3.9 | 3.9 | 4.4 | 7.3 | 5 | 6.3 | 4.7 | 4.7 | 3.4 | 139.93 | 328.55 | 271.48 | 14.51 | 46.55
2019 | 3 | 20 | 11:00 | 1884 | 5.8 | 6.3 | 6.5 | 6.9 | 6.6 | 5.2 | 4.4 | 3.9 | 3.9 | 4.4 | 7.3 | 5 | 6.3 | 4.7 | 4.7 | 3.4 | 139.93 | 328.55 | 271.48 | 14.51 | 46.55
2019 | 3 | 20 | 12:00 | 1885 | 6.8 | 6.6 | 5.6 | 6.3 | 7.7 | 5.7 | 5.2 | 3.9 | 3.9 | 4.4 | 7.3 | 5 | 6.3 | 4.7 | 4.7 | 3.4 | 139.93 | 328.55 | 271.48 | 14.51 | 46.55
2019 | 3 | 20 | 13:00 | 1886 | 7.2 | 6.6 | 5.2 | 6.7 | 7.3 | 7.1 | 5.2 | 3.9 | 3.9 | 4.4 | 7.3 | 5 | 6.3 | 4.7 | 4.7 | 3.4 | 139.93 | 328.55 | 271.48 | 14.51 | 46.55
2019 | 3 | 20 | 14:00 | 1887 | 7.7 | 6.6 | 4.9 | 5.8 | 6.6 | 6 | 5.2 | 3.9 | 3.9 | 4.4 | 7.3 | 5 | 6.3 | 4.7 | 4.7 | 3.4 | 139.93 | 328.55 | 271.48 | 14.51 | 46.55
2019 | 3 | 20 | 15:00 | 1888 | 7.3 | 6.6 | 4.7 | 5.3 | 6.3 | 5.9 | 5.2 | 3.9 | 3.9 | 4.4 | 7.3 | 5 | 6.3 | 4.7 | 4.7 | 3.4 | 139.93 | 328.55 | 271.48 | 14.51 | 46.55
2019 | 3 | 20 | 16:00 | 1889 | 6.6 | 6 | 4.3 | 3.1 | 6 | 5.6 | 5.2 | 3.9 | 3.9 | 4.4 | 7.3 | 5 | 6.3 | 4.7 | 4.7 | 3.4 | 139.93 | 328.55 | 271.48 | 14.51 | 46.55
2019 | 3 | 20 | 17:00 | 1890 | 6 | 5.3 | 4.6 | 3.3 | 5.4 | 5 | 5.2 | 3.9 | 3.9 | 4.4 | 7.3 | 5 | 6.3 | 4.7 | 4.7 | 3.4 | 139.93 | 328.55 | 271.48 | 14.51 | 46.55
2019 | 3 | 20 | 18:00 | 1891 | 5.5 | 5.3 | 4.4 | 3.7 | 4.2 | 4.8 | 5.2 | 3.9 | 3.9 | 4.4 | 7.3 | 5 | 6.3 | 4.7 | 4.7 | 3.4 | 139.93 | 328.55 | 271.48 | 14.51 | 46.55
2019 | 3 | 20 | 19:00 | 1892 | 5.4 | 5.4 | 4.4 | 3.9 | 3.6 | 4.7 | 5.2 | 3.9 | 3.9 | 4.4 | 7.3 | 5 | 6.3 | 4.7 | 4.7 | 3.4 | 139.93 | 328.55 | 271.48 | 14.51 | 46.55
2019 | 3 | 20 | 20:00 | 1893 | 6 | 5.6 | 4.3 | 4.2 | 3.7 | 4.8 | 5.2 | 3.9 | 3.9 | 4.4 | 7.3 | 5 | 6.3 | 4.7 | 4.7 | 3.4 | 139.93 | 328.55 | 271.48 | 14.51 | 46.55
2019 | 3 | 20 | 21:00 | 1894 | 5.8 | 5.4 | 4.1 | 4.5 | 4.3 | 4.8 | 5.2 | 3.9 | 3.9 | 4.4 | 7.3 | 5 | 6.3 | 4.7 | 4.7 | 3.4 | 139.93 | 328.55 | 271.48 | 14.51 | 46.55
2019 | 3 | 20 | 22:00 | 1895 | 5.9 | 4.3 | 3.9 | 4.6 | 4.6 | 5 | 5.2 | 3.9 | 3.9 | 4.4 | 7.3 | 5 | 6.3 | 4.7 | 4.7 | 3.4 | 139.93 | 328.55 | 271.48 | 14.51 | 46.55
2019 | 3 | 20 | 23:00 | 1896 | 5.8 | 4.3 | 3.4 | 4.4 | 4.7 | 5 | 5.2 | 3.9 | 3.9 | 4.4 | 7.3 | 5 | 6.3 | 4.7 | 4.7 | 3.4 | 139.93 | 328.55 | 271.48 | 14.51 | 46.55
2019 | 3 | 21 | 0:00 | 1897 | 5.1 | 4.9 | 3.4 | 4.1 | 4.6 | 3.8 | 4.6 | 4.5 | 4.5 | 5 | 6.8 | 5.1 | 6.7 | 4.9 | 5.1 | 3.9 | 138.77 | 336.69 | 265.72 | 14.01 | 43.9
2019 | 3 | 21 | 1:00 | 1898 | 4.9 | 5.1 | 3.2 | 4 | 4.6 | 4.1 | 4.6 | 4.5 | 4.5 | 5 | 6.8 | 5.1 | 6.7 | 4.9 | 5.1 | 3.9 | 138.77 | 336.69 | 265.72 | 14.01 | 43.9
2019 | 3 | 21 | 2:00 | 1899 | 5.1 | 4.8 | 3.2 | 3.9 | 4.4 | 4.3 | 4.6 | 4.5 | 4.5 | 5 | 6.8 | 5.1 | 6.7 | 4.9 | 5.1 | 3.9 | 138.77 | 336.69 | 265.72 | 14.01 | 43.9
2019 | 3 | 21 | 3:00 | 1900 | 5 | 4.8 | 3.6 | 3.7 | 4.2 | 4.4 | 4.6 | 4.5 | 4.5 | 5 | 6.8 | 5.1 | 6.7 | 4.9 | 5.1 | 3.9 | 138.77 | 336.69 | 265.72 | 14.01 | 43.9
2019 | 3 | 21 | 4:00 | 1901 | 4.9 | 4.7 | 3.2 | 3.6 | 4 | 4.3 | 4.6 | 4.5 | 4.5 | 5 | 6.8 | 5.1 | 6.7 | 4.9 | 5.1 | 3.9 | 138.77 | 336.69 | 265.72 | 14.01 | 43.9
2019 | 3 | 21 | 5:00 | 1902 | 4.7 | 4.4 | 2.5 | 3.6 | 3.6 | 4.3 | 4.6 | 4.5 | 4.5 | 5 | 6.8 | 5.1 | 6.7 | 4.9 | 5.1 | 3.9 | 138.77 | 336.69 | 265.72 | 14.01 | 43.9
2019 | 3 | 21 | 6:00 | 1903 | 4.7 | 4.3 | 3.8 | 3.5 | 3.7 | 4.6 | 4.6 | 4.5 | 4.5 | 5 | 6.8 | 5.1 | 6.7 | 4.9 | 5.1 | 3.9 | 138.77 | 336.69 | 265.72 | 14.01 | 43.9
2019 | 3 | 21 | 7:00 | 1904 | 5.1 | 4.5 | 4.3 | 3.7 | 4.2 | 5.1 | 4.6 | 4.5 | 4.5 | 5 | 6.8 | 5.1 | 6.7 | 4.9 | 5.1 | 3.9 | 138.77 | 336.69 | 265.72 | 14.01 | 43.9
2019 | 3 | 21 | 8:00 | 1905 | 5.4 | 4.3 | 3.9 | 4.2 | 5.1 | 5.4 | 4.6 | 4.5 | 4.5 | 5 | 6.8 | 5.1 | 6.7 | 4.9 | 5.1 | 3.9 | 138.77 | 336.69 | 265.72 | 14.01 | 43.9
2019 | 3 | 21 | 9:00 | 1906 | 5.7 | 4.6 | 4.6 | 5.2 | 5.7 | 5.9 | 4.6 | 4.5 | 4.5 | 5 | 6.8 | 5.1 | 6.7 | 4.9 | 5.1 | 3.9 | 138.77 | 336.69 | 265.72 | 14.01 | 43.9
2019 | 3 | 21 | 10:00 | 1907 | 6.6 | 5.9 | 4.7 | 5.8 | 7.3 | 5.8 | 4.6 | 4.5 | 4.5 | 5 | 6.8 | 5.1 | 6.7 | 4.9 | 5.1 | 3.9 | 138.77 | 336.69 | 265.72 | 14.01 | 43.9
2019 | 3 | 21 | 11:00 | 1908 | 7.4 | 7.1 | 5 | 6.4 | 7.4 | 6 | 4.6 | 4.5 | 4.5 | 5 | 6.8 | 5.1 | 6.7 | 4.9 | 5.1 | 3.9 | 138.77 | 336.69 | 265.72 | 14.01 | 43.9
2019 | 3 | 21 | 12:00 | 1909 | 8.7 | 8.4 | 4.6 | 7.1 | 7.3 | 6.6 | 4.8 | 4.5 | 4.5 | 5 | 6.8 | 5.1 | 6.7 | 4.9 | 5.1 | 3.9 | 138.77 | 336.69 | 265.72 | 14.01 | 43.9
2019 | 3 | 21 | 13:00 | 1910 | 9 | 8.5 | 5.1 | 7.5 | 7.3 | 7.2 | 4.8 | 4.5 | 4.5 | 5 | 6.8 | 5.1 | 6.7 | 4.9 | 5.1 | 3.9 | 138.77 | 336.69 | 265.72 | 14.01 | 43.9
2019 | 3 | 21 | 14:00 | 1911 | 9 | 8.6 | 5 | 6.2 | 7.6 | 7.8 | 4.8 | 4.5 | 4.5 | 5 | 6.8 | 5.1 | 6.7 | 4.9 | 5.1 | 3.9 | 138.77 | 336.69 | 265.72 | 14.01 | 43.9
2019 | 3 | 21 | 15:00 | 1912 | 9 | 8.2 | 5.1 | 5.9 | 6.4 | 7.8 | 4.8 | 4.5 | 4.5 | 5 | 6.8 | 5.1 | 6.7 | 4.9 | 5.1 | 3.9 | 138.77 | 336.69 | 265.72 | 14.01 | 43.9
2019 | 3 | 21 | 16:00 | 1913 | 9.1 | 8.1 | 5.1 | 5.5 | 6.5 | 7.8 | 4.8 | 4.5 | 4.5 | 5 | 6.8 | 5.1 | 6.7 | 4.9 | 5.1 | 3.9 | 138.77 | 336.69 | 265.72 | 14.01 | 43.9
2019 | 3 | 21 | 17:00 | 1914 | 8.7 | 7.7 | 5 | 5.4 | 6.3 | 7.5 | 4.8 | 4.5 | 4.5 | 5 | 6.8 | 5.1 | 6.7 | 4.9 | 5.1 | 3.9 | 138.77 | 336.69 | 265.72 | 14.01 | 43.9
2019 | 3 | 21 | 18:00 | 1915 | 7.8 | 7.8 | 4.7 | 5.2 | 6.3 | 6.9 | 4.8 | 4.5 | 4.5 | 5 | 6.8 | 5.1 | 6.7 | 4.9 | 5.1 | 3.9 | 138.77 | 336.69 | 265.72 | 14.01 | 43.9
2019 | 3 | 21 | 19:00 | 1916 | 7.9 | 8 | 4.8 | 5.4 | 6.3 | 6.5 | 4.8 | 4.5 | 4.5 | 5 | 6.8 | 5.1 | 6.7 | 4.9 | 5.1 | 3.9 | 138.77 | 336.69 | 265.72 | 14.01 | 43.9
2019 | 3 | 21 | 20:00 | 1917 | 8.1 | 8.1 | 4.9 | 6 | 6.4 | 7 | 4.8 | 4.5 | 4.5 | 5 | 6.8 | 5.1 | 6.7 | 4.9 | 5.1 | 3.9 | 138.77 | 336.69 | 265.72 | 14.01 | 43.9
2019 | 3 | 21 | 21:00 | 1918 | 8.4 | 7.8 | 4.9 | 6.4 | 6.5 | 7.8 | 4.8 | 4.5 | 4.5 | 5 | 6.8 | 5.1 | 6.7 | 4.9 | 5.1 | 3.9 | 138.77 | 336.69 | 265.72 | 14.01 | 43.9
2019 | 3 | 21 | 22:00 | 1919 | 8.6 | 6.6 | 5 | 6.7 | 7.2 | 7.9 | 4.8 | 4.5 | 4.5 | 5 | 6.8 | 5.1 | 6.7 | 4.9 | 5.1 | 3.9 | 138.77 | 336.69 | 265.72 | 14.01 | 43.9
2019 | 3 | 21 | 23:00 | 1920 | 7.7 | 6.5 | 5 | 7 | 7.3 | 7.3 | 4.8 | 4.5 | 4.5 | 5 | 6.8 | 5.1 | 6.7 | 4.9 | 5.1 | 3.9 | 138.77 | 336.69 | 265.72 | 14.01 | 43.9
2019 | 3 | 22 | 0:00 | 1921 | 7.5 | 6.6 | 4.9 | 7 | 7.3 | 6.7 | 4.4 | 5 | 5 | 5.5 | 7 | 5.7 | 7.9 | 5.2 | 5.5 | 4.4 | 136 | 342.05 | 261.7 | 13.17 | 43.11
2019 | 3 | 22 | 1:00 | 1922 | 7.5 | 6.5 | 5 | 7.1 | 7.4 | 6.6 | 4.4 | 5 | 5 | 5.5 | 7 | 5.7 | 7.9 | 5.2 | 5.5 | 4.4 | 136 | 342.05 | 261.7 | 13.17 | 43.11
2019 | 3 | 22 | 2:00 | 1923 | 7.3 | 6.6 | 5.2 | 5.7 | 7.2 | 6.4 | 4.4 | 5 | 5 | 5.5 | 7 | 5.7 | 7.9 | 5.2 | 5.5 | 4.4 | 136 | 342.05 | 261.7 | 13.17 | 43.11
2019 | 3 | 22 | 3:00 | 1924 | 6.8 | 6.6 | 4.9 | 4.8 | 5.9 | 6.2 | 4.4 | 5 | 5 | 5.5 | 7 | 5.7 | 7.9 | 5.2 | 5.5 | 4.4 | 136 | 342.05 | 261.7 | 13.17 | 43.11
2019 | 3 | 22 | 4:00 | 1925 | 6.8 | 6.9 | 4.5 | 3.6 | 5 | 6.4 | 4.4 | 5 | 5 | 5.5 | 7 | 5.7 | 7.9 | 5.2 | 5.5 | 4.4 | 136 | 342.05 | 261.7 | 13.17 | 43.11
2019 | 3 | 22 | 5:00 | 1926 | 6.9 | 6.7 | 3.3 | 2.8 | 4.3 | 6.4 | 4.4 | 5 | 5 | 5.5 | 7 | 5.7 | 7.9 | 5.2 | 5.5 | 4.4 | 136 | 342.05 | 261.7 | 13.17 | 43.11
2019 | 3 | 22 | 6:00 | 1927 | 7 | 6.3 | 4.4 | 3.4 | 4.2 | 6.3 | 4.4 | 5 | 5 | 5.5 | 7 | 5.7 | 7.9 | 5.2 | 5.5 | 4.4 | 136 | 342.05 | 261.7 | 13.17 | 43.11
2019 | 3 | 22 | 7:00 | 1928 | 7.1 | 6.1 | 5.3 | 4.4 | 4.6 | 5.8 | 4.4 | 5 | 5 | 5.5 | 7 | 5.7 | 7.9 | 5.2 | 5.5 | 4.4 | 136 | 342.05 | 261.7 | 13.17 | 43.11
2019 | 3 | 22 | 8:00 | 1929 | 6.7 | 6.8 | 6.1 | 5.6 | 5.4 | 6.1 | 4.4 | 5 | 5 | 5.5 | 7 | 5.7 | 7.9 | 5.2 | 5.5 | 4.4 | 136 | 342.05 | 261.7 | 13.17 | 43.11
2019 | 3 | 22 | 9:00 | 1930 | 8.3 | 6.9 | 6 | 6.7 | 6.8 | 6.6 | 4.4 | 5 | 5 | 5.5 | 7 | 5.7 | 7.9 | 5.2 | 5.5 | 4.4 | 136 | 342.05 | 261.7 | 13.17 | 43.11
2019 | 3 | 22 | 10:00 | 1931 | 8.8 | 7.6 | 5.5 | 7.1 | 7.4 | 7.1 | 4.4 | 5 | 5 | 5.5 | 7 | 5.7 | 7.9 | 5.2 | 5.5 | 4.4 | 136 | 342.05 | 261.7 | 13.17 | 43.11
2019 | 3 | 22 | 11:00 | 1932 | 8.9 | 8.2 | 5.6 | 8.1 | 8 | 7.3 | 4.4 | 5 | 5 | 5.5 | 7 | 5.7 | 7.9 | 5.2 | 5.5 | 4.4 | 136 | 342.05 | 261.7 | 13.17 | 43.11
2019 | 3 | 22 | 12:00 | 1933 | 9 | 8.7 | 5.7 | 8.3 | 8.3 | 8.4 | 5.2 | 5 | 5 | 5.5 | 7 | 5.7 | 7.9 | 5.2 | 5.5 | 4.4 | 136 | 342.05 | 261.7 | 13.17 | 43.11
2019 | 3 | 22 | 13:00 | 1934 | 9.6 | 8.9 | 5.8 | 8.6 | 8.6 | 7.8 | 5.2 | 5 | 5 | 5.5 | 7 | 5.7 | 7.9 | 5.2 | 5.5 | 4.4 | 136 | 342.05 | 261.7 | 13.17 | 43.11
2019 | 3 | 22 | 14:00 | 1935 | 9.3 | 9.1 | 5.5 | 8.8 | 8.7 | 7.8 | 5.2 | 5 | 5 | 5.5 | 7 | 5.7 | 7.9 | 5.2 | 5.5 | 4.4 | 136 | 342.05 | 261.7 | 13.17 | 43.11
2019 | 3 | 22 | 15:00 | 1936 | 9.2 | 8.9 | 4.7 | 8.3 | 8.2 | 7.7 | 5.2 | 5 | 5 | 5.5 | 7 | 5.7 | 7.9 | 5.2 | 5.5 | 4.4 | 136 | 342.05 | 261.7 | 13.17 | 43.11
2019 | 3 | 22 | 16:00 | 1937 | 7.7 | 8 | 4.1 | 7.1 | 7.5 | 7 | 5.2 | 5 | 5 | 5.5 | 7 | 5.7 | 7.9 | 5.2 | 5.5 | 4.4 | 136 | 342.05 | 261.7 | 13.17 | 43.11
2019 | 3 | 22 | 17:00 | 1938 | 4.7 | 6.3 | 3 | 3.6 | 6 | 5.5 | 5.2 | 5 | 5 | 5.5 | 7 | 5.7 | 7.9 | 5.2 | 5.5 | 4.4 | 136 | 342.05 | 261.7 | 13.17 | 43.11
2019 | 3 | 22 | 18:00 | 1939 | 3.4 | 5 | 2.4 | 0.3 | 4.3 | 4.7 | 5.2 | 5 | 5 | 5.5 | 7 | 5.7 | 7.9 | 5.2 | 5.5 | 4.4 | 136 | 342.05 | 261.7 | 13.17 | 43.11
2019 | 3 | 22 | 19:00 | 1940 | 3.2 | 3.9 | 0 | -0.9 | 3.2 | 3.9 | 5.2 | 5 | 5 | 5.5 | 7 | 5.7 | 7.9 | 5.2 | 5.5 | 4.4 | 136 | 342.05 | 261.7 | 13.17 | 43.11
2019 | 3 | 22 | 20:00 | 1941 | 2.4 | 2.8 | -1.2 | -1.1 | 1.4 | 3 | 5.2 | 5 | 5 | 5.5 | 7 | 5.7 | 7.9 | 5.2 | 5.5 | 4.4 | 136 | 342.05 | 261.7 | 13.17 | 43.11
2019 | 3 | 22 | 21:00 | 1942 | 1.6 | 2.1 | -1.9 | -2.5 | 0.9 | 1.8 | 5.2 | 5 | 5 | 5.5 | 7 | 5.7 | 7.9 | 5.2 | 5.5 | 4.4 | 136 | 342.05 | 261.7 | 13.17 | 43.11
2019 | 3 | 22 | 22:00 | 1943 | 0.4 | 2 | -2 | -2.5 | 0 | 0.9 | 5.2 | 5 | 5 | 5.5 | 7 | 5.7 | 7.9 | 5.2 | 5.5 | 4.4 | 136 | 342.05 | 261.7 | 13.17 | 43.11
2019 | 3 | 22 | 23:00 | 1944 | -1.1 | 1.1 | -1.5 | -2.6 | -0.2 | 0.5 | 5.2 | 5 | 5 | 5.5 | 7 | 5.7 | 7.9 | 5.2 | 5.5 | 4.4 | 136 | 342.05 | 261.7 | 13.17 | 43.11
2019 | 3 | 23 | 0:00 | 1945 | -4.2 | -1.4 | -0.2 | -1.9 | -0.9 | -0.1 | 4.6 | 4.7 | 4.7 | 5.5 | 7 | 5.9 | 7.9 | 5.3 | 5.5 | 4.5 | 131.75 | 334.88 | 253.71 | 12.71 | 39.56
2019 | 3 | 23 | 1:00 | 1946 | -3.5 | -1.6 | -0.1 | -2.8 | -1.2 | -0.6 | 4.6 | 4.7 | 4.7 | 5.5 | 7 | 5.9 | 7.9 | 5.3 | 5.5 | 4.5 | 131.75 | 334.88 | 253.71 | 12.71 | 39.56
2019 | 3 | 23 | 2:00 | 1947 | -3.9 | -2 | 1.1 | -1.2 | -1 | -1.5 | 4.6 | 4.7 | 4.7 | 5.5 | 7 | 5.9 | 7.9 | 5.3 | 5.5 | 4.5 | 131.75 | 334.88 | 253.71 | 12.71 | 39.56
2019 | 3 | 23 | 3:00 | 1948 | -4.1 | -2.5 | 1.3 | -2.7 | -0.5 | -2.3 | 4.6 | 4.7 | 4.7 | 5.5 | 7 | 5.9 | 7.9 | 5.3 | 5.5 | 4.5 | 131.75 | 334.88 | 253.71 | 12.71 | 39.56
2019 | 3 | 23 | 4:00 | 1949 | -3.7 | -3 | 1.2 | -2.7 | -0.2 | -2.9 | 4.6 | 4.7 | 4.7 | 5.5 | 7 | 5.9 | 7.9 | 5.3 | 5.5 | 4.5 | 131.75 | 334.88 | 253.71 | 12.71 | 39.56
2019 | 3 | 23 | 5:00 | 1950 | -3.2 | -3 | 1.8 | -0.1 | 0.3 | -2.8 | 4.6 | 4.7 | 4.7 | 5.5 | 7 | 5.9 | 7.9 | 5.3 | 5.5 | 4.5 | 131.75 | 334.88 | 253.71 | 12.71 | 39.56
2019 | 3 | 23 | 6:00 | 1951 | 0.1 | 0.5 | 3.3 | 2.3 | 1.8 | -0.1 | 4.6 | 4.7 | 4.7 | 5.5 | 7 | 5.9 | 7.9 | 5.3 | 5.5 | 4.5 | 131.75 | 334.88 | 253.71 | 12.71 | 39.56
2019 | 3 | 23 | 7:00 | 1952 | 3.4 | 3.2 | 4.7 | 5 | 3.9 | 2.9 | 4.6 | 4.7 | 4.7 | 5.5 | 7 | 5.9 | 7.9 | 5.3 | 5.5 | 4.5 | 131.75 | 334.88 | 253.71 | 12.71 | 39.56
2019 | 3 | 23 | 8:00 | 1953 | 6.3 | 5.8 | 4.9 | 5.8 | 6.6 | 5.2 | 4.6 | 4.7 | 4.7 | 5.5 | 7 | 5.9 | 7.9 | 5.3 | 5.5 | 4.5 | 131.75 | 334.88 | 253.71 | 12.71 | 39.56
2019 | 3 | 23 | 9:00 | 1954 | 9.1 | 8.3 | 4.9 | 7 | 8.4 | 7.8 | 4.6 | 4.7 | 4.7 | 5.5 | 7 | 5.9 | 7.9 | 5.3 | 5.5 | 4.5 | 131.75 | 334.88 | 253.71 | 12.71 | 39.56
2019 | 3 | 23 | 10:00 | 1955 | 11 | 10 | 5.8 | 7.8 | 9.9 | 9.7 | 4.6 | 4.7 | 4.7 | 5.5 | 7 | 5.9 | 7.9 | 5.3 | 5.5 | 4.5 | 131.75 | 334.88 | 253.71 | 12.71 | 39.56
2019 | 3 | 23 | 11:00 | 1956 | 11.9 | 11.2 | 6.1 | 8 | 10.7 | 11.2 | 4.6 | 4.7 | 4.7 | 5.5 | 7 | 5.9 | 7.9 | 5.3 | 5.5 | 4.5 | 131.75 | 334.88 | 253.71 | 12.71 | 39.56
2019 | 3 | 23 | 12:00 | 1957 | 12.8 | 11.8 | 6.1 | 7.1 | 11.6 | 12.3 | 5.8 | 4.7 | 4.7 | 5.5 | 7 | 5.9 | 7.9 | 5.3 | 5.5 | 4.5 | 131.75 | 334.88 | 253.71 | 12.71 | 39.56
2019 | 3 | 23 | 13:00 | 1958 | 13.3 | 12.2 | 5.7 | 6.5 | 12.1 | 12.6 | 5.8 | 4.7 | 4.7 | 5.5 | 7 | 5.9 | 7.9 | 5.3 | 5.5 | 4.5 | 131.75 | 334.88 | 253.71 | 12.71 | 39.56
2019 | 3 | 23 | 14:00 | 1959 | 13.2 | 12.4 | 6.1 | 6.7 | 10.8 | 12.8 | 5.8 | 4.7 | 4.7 | 5.5 | 7 | 5.9 | 7.9 | 5.3 | 5.5 | 4.5 | 131.75 | 334.88 | 253.71 | 12.71 | 39.56
2019 | 3 | 23 | 15:00 | 1960 | 12.9 | 12.3 | 5.9 | 6.8 | 10.2 | 12.4 | 5.8 | 4.7 | 4.7 | 5.5 | 7 | 5.9 | 7.9 | 5.3 | 5.5 | 4.5 | 131.75 | 334.88 | 253.71 | 12.71 | 39.56
2019 | 3 | 23 | 16:00 | 1961 | 11.6 | 11.3 | 5.4 | 6.8 | 10.4 | 11.2 | 5.8 | 4.7 | 4.7 | 5.5 | 7 | 5.9 | 7.9 | 5.3 | 5.5 | 4.5 | 131.75 | 334.88 | 253.71 | 12.71 | 39.56
2019 | 3 | 23 | 17:00 | 1962 | 10.7 | 9.4 | 4.6 | 6 | 9.8 | 9.7 | 5.8 | 4.7 | 4.7 | 5.5 | 7 | 5.9 | 7.9 | 5.3 | 5.5 | 4.5 | 131.75 | 334.88 | 253.71 | 12.71 | 39.56
2019 | 3 | 23 | 18:00 | 1963 | 10.1 | 9.1 | 4.6 | 5.5 | 9.3 | 9.2 | 5.8 | 4.7 | 4.7 | 5.5 | 7 | 5.9 | 7.9 | 5.3 | 5.5 | 4.5 | 131.75 | 334.88 | 253.71 | 12.71 | 39.56
2019 | 3 | 23 | 19:00 | 1964 | 9.6 | 9.5 | 4.5 | 5.3 | 7.8 | 8.6 | 5.8 | 4.7 | 4.7 | 5.5 | 7 | 5.9 | 7.9 | 5.3 | 5.5 | 4.5 | 131.75 | 334.88 | 253.71 | 12.71 | 39.56
2019 | 3 | 23 | 20:00 | 1965 | 9.5 | 10.1 | 4.5 | 4.6 | 7 | 7.9 | 5.8 | 4.7 | 4.7 | 5.5 | 7 | 5.9 | 7.9 | 5.3 | 5.5 | 4.5 | 131.75 | 334.88 | 253.71 | 12.71 | 39.56
2019 | 3 | 23 | 21:00 | 1966 | 9.3 | 8.2 | 4.7 | 3.5 | 6.2 | 8.8 | 5.8 | 4.7 | 4.7 | 5.5 | 7 | 5.9 | 7.9 | 5.3 | 5.5 | 4.5 | 131.75 | 334.88 | 253.71 | 12.71 | 39.56
2019 | 3 | 23 | 22:00 | 1967 | 7 | 7.3 | 4.5 | 3.1 | 4.9 | 9 | 5.8 | 4.7 | 4.7 | 5.5 | 7 | 5.9 | 7.9 | 5.3 | 5.5 | 4.5 | 131.75 | 334.88 | 253.71 | 12.71 | 39.56
2019 | 3 | 23 | 23:00 | 1968 | 6.4 | 5.6 | 4.7 | 2 | 3.9 | 8 | 5.8 | 4.7 | 4.7 | 5.5 | 7 | 5.9 | 7.9 | 5.3 | 5.5 | 4.5 | 131.75 | 334.88 | 253.71 | 12.71 | 39.56
2019 | 3 | 24 | 0:00 | 1969 | 5.4 | 5 | 4.5 | 1.8 | 3.1 | 6.2 | 4.4 | 4.7 | 4.7 | 5 | 8.3 | 6.4 | 8.2 | 5.5 | 5.9 | 4.7 | 127.28 | 333.7 | 239.51 | 12.31 | 35.92
2019 | 3 | 24 | 1:00 | 1970 | 4.1 | 3.9 | 4.2 | 1.6 | 2.5 | 5.1 | 4.4 | 4.7 | 4.7 | 5 | 8.3 | 6.4 | 8.2 | 5.5 | 5.9 | 4.7 | 127.28 | 333.7 | 239.51 | 12.31 | 35.92
2019 | 3 | 24 | 2:00 | 1971 | 2.7 | 2.9 | 3.9 | 1.4 | 1.7 | 4.1 | 4.4 | 4.7 | 4.7 | 5 | 8.3 | 6.4 | 8.2 | 5.5 | 5.9 | 4.7 | 127.28 | 333.7 | 239.51 | 12.31 | 35.92
2019 | 3 | 24 | 3:00 | 1972 | 1.8 | 2.1 | 3.9 | 1.1 | 1.1 | 3 | 4.4 | 4.7 | 4.7 | 5 | 8.3 | 6.4 | 8.2 | 5.5 | 5.9 | 4.7 | 127.28 | 333.7 | 239.51 | 12.31 | 35.92
2019 | 3 | 24 | 4:00 | 1973 | 0.7 | 1.2 | 3.7 | 1 | 1 | 1.9 | 4.4 | 4.7 | 4.7 | 5 | 8.3 | 6.4 | 8.2 | 5.5 | 5.9 | 4.7 | 127.28 | 333.7 | 239.51 | 12.31 | 35.92
2019 | 3 | 24 | 5:00 | 1974 | 1.1 | 1 | 3.8 | 0.9 | 1.2 | 1.7 | 4.4 | 4.7 | 4.7 | 5 | 8.3 | 6.4 | 8.2 | 5.5 | 5.9 | 4.7 | 127.28 | 333.7 | 239.51 | 12.31 | 35.92
2019 | 3 | 24 | 6:00 | 1975 | 2.5 | 2.3 | 4.2 | 2.2 | 2.5 | 2.6 | 4.4 | 4.7 | 4.7 | 5 | 8.3 | 6.4 | 8.2 | 5.5 | 5.9 | 4.7 | 127.28 | 333.7 | 239.51 | 12.31 | 35.92
2019 | 3 | 24 | 7:00 | 1976 | 4.5 | 4.1 | 4.7 | 4.2 | 4.2 | 3.7 | 4.4 | 4.7 | 4.7 | 5 | 8.3 | 6.4 | 8.2 | 5.5 | 5.9 | 4.7 | 127.28 | 333.7 | 239.51 | 12.31 | 35.92
2019 | 3 | 24 | 8:00 | 1977 | 5.4 | 5.2 | 5 | 5.5 | 5.2 | 4.9 | 4.4 | 4.7 | 4.7 | 5 | 8.3 | 6.4 | 8.2 | 5.5 | 5.9 | 4.7 | 127.28 | 333.7 | 239.51 | 12.31 | 35.92
2019 | 3 | 24 | 9:00 | 1978 | 6.3 | 6.5 | 5.1 | 6.4 | 6.1 | 6.1 | 4.4 | 4.7 | 4.7 | 5 | 8.3 | 6.4 | 8.2 | 5.5 | 5.9 | 4.7 | 127.28 | 333.7 | 239.51 | 12.31 | 35.92
2019 | 3 | 24 | 10:00 | 1979 | 6.8 | 7.4 | 5.3 | 7.9 | 7.5 | 6.8 | 4.4 | 4.7 | 4.7 | 5 | 8.3 | 6.4 | 8.2 | 5.5 | 5.9 | 4.7 | 127.28 | 333.7 | 239.51 | 12.31 | 35.92
2019 | 3 | 24 | 11:00 | 1980 | 8.4 | 8 | 5.4 | 8.2 | 8.5 | 8 | 4.4 | 4.7 | 4.7 | 5 | 8.3 | 6.4 | 8.2 | 5.5 | 5.9 | 4.7 | 127.28 | 333.7 | 239.51 | 12.31 | 35.92
2019 | 3 | 24 | 12:00 | 1981 | 8.5 | 8.2 | 5 | 8.1 | 8.7 | 8.6 | 5.4 | 4.7 | 4.7 | 5 | 8.3 | 6.4 | 8.2 | 5.5 | 5.9 | 4.7 | 127.28 | 333.7 | 239.51 | 12.31 | 35.92
2019 | 3 | 24 | 13:00 | 1982 | 8.5 | 8.2 | 4.7 | 8.1 | 8.8 | 8.1 | 5.4 | 4.7 | 4.7 | 5 | 8.3 | 6.4 | 8.2 | 5.5 | 5.9 | 4.7 | 127.28 | 333.7 | 239.51 | 12.31 | 35.92
2019 | 3 | 24 | 14:00 | 1983 | 8.1 | 8.1 | 4.6 | 7.5 | 8.6 | 7.9 | 5.4 | 4.7 | 4.7 | 5 | 8.3 | 6.4 | 8.2 | 5.5 | 5.9 | 4.7 | 127.28 | 333.7 | 239.51 | 12.31 | 35.92
2019 | 3 | 24 | 15:00 | 1984 | 7.4 | 7.4 | 4.9 | 7.4 | 7.8 | 7.3 | 5.4 | 4.7 | 4.7 | 5 | 8.3 | 6.4 | 8.2 | 5.5 | 5.9 | 4.7 | 127.28 | 333.7 | 239.51 | 12.31 | 35.92
2019 | 3 | 24 | 16:00 | 1985 | 6.3 | 6.4 | 4.2 | 5.8 | 7.1 | 6.6 | 5.4 | 4.7 | 4.7 | 5 | 8.3 | 6.4 | 8.2 | 5.5 | 5.9 | 4.7 | 127.28 | 333.7 | 239.51 | 12.31 | 35.92
2019 | 3 | 24 | 17:00 | 1986 | 5.2 | 5.1 | 3.3 | 4 | 5.5 | 5.6 | 5.4 | 4.7 | 4.7 | 5 | 8.3 | 6.4 | 8.2 | 5.5 | 5.9 | 4.7 | 127.28 | 333.7 | 239.51 | 12.31 | 35.92
2019 | 3 | 24 | 18:00 | 1987 | 2.8 | 3.8 | 3.2 | 2.4 | 4.1 | 4.6 | 5.4 | 4.7 | 4.7 | 5 | 8.3 | 6.4 | 8.2 | 5.5 | 5.9 | 4.7 | 127.28 | 333.7 | 239.51 | 12.31 | 35.92
2019 | 3 | 24 | 19:00 | 1988 | 1.3 | 2 | 3.5 | 1.4 | 3.1 | 3.5 | 5.4 | 4.7 | 4.7 | 5 | 8.3 | 6.4 | 8.2 | 5.5 | 5.9 | 4.7 | 127.28 | 333.7 | 239.51 | 12.31 | 35.92
2019 | 3 | 24 | 20:00 | 1989 | 1.2 | 2 | 3.8 | 1.3 | 2.2 | 2.1 | 5.4 | 4.7 | 4.7 | 5 | 8.3 | 6.4 | 8.2 | 5.5 | 5.9 | 4.7 | 127.28 | 333.7 | 239.51 | 12.31 | 35.92
2019 | 3 | 24 | 21:00 | 1990 | -0.1 | 1.2 | 3.9 | 1.5 | 1.3 | 1.1 | 5.4 | 4.7 | 4.7 | 5 | 8.3 | 6.4 | 8.2 | 5.5 | 5.9 | 4.7 | 127.28 | 333.7 | 239.51 | 12.31 | 35.92
2019 | 3 | 24 | 22:00 | 1991 | 0.6 | 1.3 | 3.9 | 1.7 | 1.2 | 0.2 | 5.4 | 4.7 | 4.7 | 5 | 8.3 | 6.4 | 8.2 | 5.5 | 5.9 | 4.7 | 127.28 | 333.7 | 239.51 | 12.31 | 35.92
2019 | 3 | 24 | 23:00 | 1992 | -0.3 | 1.5 | 3.9 | 2.2 | 1.4 | -0.9 | 5.4 | 4.7 | 4.7 | 5 | 8.3 | 6.4 | 8.2 | 5.5 | 5.9 | 4.7 | 127.28 | 333.7 | 239.51 | 12.31 | 35.92
2019 | 3 | 25 | 0:00 | 1993 | 1.3 | 1.7 | 3.8 | 2.7 | 1.4 | -1.4 | 4.8 | 5.2 | 5.2 | 5.7 | 9.2 | 6.5 | 8.1 | 5.7 | 5.9 | 4.7 | 124.11 | 324.78 | 231.36 | 8.74 | 33.92
2019 | 3 | 25 | 1:00 | 1994 | 1 | 1.8 | 3.9 | 2.8 | 2 | -1.1 | 4.8 | 5.2 | 5.2 | 5.7 | 9.2 | 6.5 | 8.1 | 5.7 | 5.9 | 4.7 | 124.11 | 324.78 | 231.36 | 8.74 | 33.92
2019 | 3 | 25 | 2:00 | 1995 | 0.7 | 2 | 3.7 | 2.1 | 2.5 | -0.1 | 4.8 | 5.2 | 5.2 | 5.7 | 9.2 | 6.5 | 8.1 | 5.7 | 5.9 | 4.7 | 124.11 | 324.78 | 231.36 | 8.74 | 33.92
2019 | 3 | 25 | 3:00 | 1996 | 0.8 | 2 | 3.6 | 1.8 | 2.5 | 0 | 4.8 | 5.2 | 5.2 | 5.7 | 9.2 | 6.5 | 8.1 | 5.7 | 5.9 | 4.7 | 124.11 | 324.78 | 231.36 | 8.74 | 33.92
2019 | 3 | 25 | 4:00 | 1997 | 1 | 2.1 | 3.6 | 0.9 | 2.4 | 0.1 | 4.8 | 5.2 | 5.2 | 5.7 | 9.2 | 6.5 | 8.1 | 5.7 | 5.9 | 4.7 | 124.11 | 324.78 | 231.36 | 8.74 | 33.92
2019 | 3 | 25 | 5:00 | 1998 | 1 | 2.2 | 3.4 | 0.2 | 2 | 0.3 | 4.8 | 5.2 | 5.2 | 5.7 | 9.2 | 6.5 | 8.1 | 5.7 | 5.9 | 4.7 | 124.11 | 324.78 | 231.36 | 8.74 | 33.92
2019 | 3 | 25 | 6:00 | 1999 | 2.1 | 2.6 | 3.8 | 1.8 | 3.2 | 1.1 | 4.8 | 5.2 | 5.2 | 5.7 | 9.2 | 6.5 | 8.1 | 5.7 | 5.9 | 4.7 | 124.11 | 324.78 | 231.36 | 8.74 | 33.92
2019 | 3 | 25 | 7:00 | 2000 | 3.1 | 3.1 | 3.4 | 3.3 | 3.6 | 1.8 | 4.8 | 5.2 | 5.2 | 5.7 | 9.2 | 6.5 | 8.1 | 5.7 | 5.9 | 4.7 | 124.11 | 324.78 | 231.36 | 8.74 | 33.92
2019 | 3 | 25 | 8:00 | 2001 | 4.8 | 4.3 | 4.2 | 3.9 | 5.7 | 2.6 | 4.8 | 5.2 | 5.2 | 5.7 | 9.2 | 6.5 | 8.1 | 5.7 | 5.9 | 4.7 | 124.11 | 324.78 | 231.36 | 8.74 | 33.92
2019 | 3 | 25 | 9:00 | 2002 | 5.6 | 5.6 | 4.5 | 4.9 | 6.6 | 4.3 | 4.8 | 5.2 | 5.2 | 5.7 | 9.2 | 6.5 | 8.1 | 5.7 | 5.9 | 4.7 | 124.11 | 324.78 | 231.36 | 8.74 | 33.92
2019 | 3 | 25 | 10:00 | 2003 | 7.4 | 7 | 4.7 | 5.9 | 6.5 | 5.8 | 4.8 | 5.2 | 5.2 | 5.7 | 9.2 | 6.5 | 8.1 | 5.7 | 5.9 | 4.7 | 124.11 | 324.78 | 231.36 | 8.74 | 33.92
2019 | 3 | 25 | 11:00 | 2004 | 8.9 | 7.8 | 4.9 | 3.2 | 6.5 | 6.8 | 4.8 | 5.2 | 5.2 | 5.7 | 9.2 | 6.5 | 8.1 | 5.7 | 5.9 | 4.7 | 124.11 | 324.78 | 231.36 | 8.74 | 33.92
2019 | 3 | 25 | 12:00 | 2005 | 8.2 | 8.2 | 5.8 | 2.2 | 6.6 | 6.9 | 5 | 5.2 | 5.2 | 5.7 | 9.2 | 6.5 | 8.1 | 5.7 | 5.9 | 4.7 | 124.11 | 324.78 | 231.36 | 8.74 | 33.92
2019 | 3 | 25 | 13:00 | 2006 | 9.1 | 7 | 5.1 | 4.2 | 3.7 | 6.7 | 5 | 5.2 | 5.2 | 5.7 | 9.2 | 6.5 | 8.1 | 5.7 | 5.9 | 4.7 | 124.11 | 324.78 | 231.36 | 8.74 | 33.92
2019 | 3 | 25 | 14:00 | 2007 | 8.2 | 5.3 | 5 | 5.3 | 4.1 | 7.1 | 5 | 5.2 | 5.2 | 5.7 | 9.2 | 6.5 | 8.1 | 5.7 | 5.9 | 4.7 | 124.11 | 324.78 | 231.36 | 8.74 | 33.92
2019 | 3 | 25 | 15:00 | 2008 | 7 | 4.4 | 4.2 | 5.1 | 3.2 | 7 | 5 | 5.2 | 5.2 | 5.7 | 9.2 | 6.5 | 8.1 | 5.7 | 5.9 | 4.7 | 124.11 | 324.78 | 231.36 | 8.74 | 33.92
2019 | 3 | 25 | 16:00 | 2009 | 3.9 | 3.7 | 4.2 | 4.8 | 3.4 | 5.3 | 5 | 5.2 | 5.2 | 5.7 | 9.2 | 6.5 | 8.1 | 5.7 | 5.9 | 4.7 | 124.11 | 324.78 | 231.36 | 8.74 | 33.92
2019 | 3 | 25 | 17:00 | 2010 | 2.2 | 3.2 | 3.8 | 3.4 | 2.3 | 3.7 | 5 | 5.2 | 5.2 | 5.7 | 9.2 | 6.5 | 8.1 | 5.7 | 5.9 | 4.7 | 124.11 | 324.78 | 231.36 | 8.74 | 33.92
2019 | 3 | 25 | 18:00 | 2011 | 2.1 | 1.9 | 3.2 | 2.6 | 2 | 2.3 | 5 | 5.2 | 5.2 | 5.7 | 9.2 | 6.5 | 8.1 | 5.7 | 5.9 | 4.7 | 124.11 | 324.78 | 231.36 | 8.74 | 33.92
2019 | 3 | 25 | 19:00 | 2012 | 1.7 | 1.8 | 2.9 | 1.4 | 2 | 2.2 | 5 | 5.2 | 5.2 | 5.7 | 9.2 | 6.5 | 8.1 | 5.7 | 5.9 | 4.7 | 124.11 | 324.78 | 231.36 | 8.74 | 33.92
2019 | 3 | 25 | 20:00 | 2013 | 1.9 | 1.8 | 1.6 | 0.1 | 1.8 | 2.4 | 5 | 5.2 | 5.2 | 5.7 | 9.2 | 6.5 | 8.1 | 5.7 | 5.9 | 4.7 | 124.11 | 324.78 | 231.36 | 8.74 | 33.92
2019 | 3 | 25 | 21:00 | 2014 | 1.8 | 1.8 | 0.9 | -0.6 | 0.3 | 2.2 | 5 | 5.2 | 5.2 | 5.7 | 9.2 | 6.5 | 8.1 | 5.7 | 5.9 | 4.7 | 124.11 | 324.78 | 231.36 | 8.74 | 33.92
2019 | 3 | 25 | 22:00 | 2015 | 2.1 | 1.9 | 1.2 | -0.9 | -0.3 | 1.8 | 5 | 5.2 | 5.2 | 5.7 | 9.2 | 6.5 | 8.1 | 5.7 | 5.9 | 4.7 | 124.11 | 324.78 | 231.36 | 8.74 | 33.92
2019 | 3 | 25 | 23:00 | 2016 | 2.3 | 1.9 | 2.5 | -1 | -0.9 | 1.9 | 5 | 5.2 | 5.2 | 5.7 | 9.2 | 6.5 | 8.1 | 5.7 | 5.9 | 4.7 | 124.11 | 324.78 | 231.36 | 8.74 | 33.92
2019 | 3 | 26 | 0:00 | 2017 | 2 | 0.5 | 2.4 | -1.8 | -1.4 | 0.5 | 4.6 | 4.9 | 4.9 | 5 | 9.2 | 6 | 7.5 | 5.6 | 5.6 | 4.3 | 120.87 | 318.64 | 224.97 | 6.51 | 32.12
2019 | 3 | 26 | 1:00 | 2018 | 1.6 | -0.7 | 2.4 | -1.5 | -1.4 | 0.3 | 4.6 | 4.9 | 4.9 | 5 | 9.2 | 6 | 7.5 | 5.6 | 5.6 | 4.3 | 120.87 | 318.64 | 224.97 | 6.51 | 32.12
2019 | 3 | 26 | 2:00 | 2019 | -0.9 | -1.4 | 2.6 | -1.2 | -1.3 | -0.7 | 4.6 | 4.9 | 4.9 | 5 | 9.2 | 6 | 7.5 | 5.6 | 5.6 | 4.3 | 120.87 | 318.64 | 224.97 | 6.51 | 32.12
2019 | 3 | 26 | 3:00 | 2020 | -2.5 | -1.4 | 2.6 | -0.6 | -1.7 | -1 | 4.6 | 4.9 | 4.9 | 5 | 9.2 | 6 | 7.5 | 5.6 | 5.6 | 4.3 | 120.87 | 318.64 | 224.97 | 6.51 | 32.12
2019 | 3 | 26 | 4:00 | 2021 | -2.4 | -1.7 | 2.9 | -0.9 | -1 | -1.1 | 4.6 | 4.9 | 4.9 | 5 | 9.2 | 6 | 7.5 | 5.6 | 5.6 | 4.3 | 120.87 | 318.64 | 224.97 | 6.51 | 32.12
2019 | 3 | 26 | 5:00 | 2022 | -2.1 | -1.6 | 3 | -0.2 | -0.6 | -1.3 | 4.6 | 4.9 | 4.9 | 5 | 9.2 | 6 | 7.5 | 5.6 | 5.6 | 4.3 | 120.87 | 318.64 | 224.97 | 6.51 | 32.12
2019 | 3 | 26 | 6:00 | 2023 | -1.1 | -0.6 | 3.4 | 0.9 | 0.2 | -1 | 4.6 | 4.9 | 4.9 | 5 | 9.2 | 6 | 7.5 | 5.6 | 5.6 | 4.3 | 120.87 | 318.64 | 224.97 | 6.51 | 32.12
2019 | 3 | 26 | 7:00 | 2024 | 0.2 | 0.1 | 3.7 | 1.7 | 1 | 0.1 | 4.6 | 4.9 | 4.9 | 5 | 9.2 | 6 | 7.5 | 5.6 | 5.6 | 4.3 | 120.87 | 318.64 | 224.97 | 6.51 | 32.12
2019 | 3 | 26 | 8:00 | 2025 | 1.6 | 1.3 | 1.5 | 0.4 | 1.8 | 1.3 | 4.6 | 4.9 | 4.9 | 5 | 9.2 | 6 | 7.5 | 5.6 | 5.6 | 4.3 | 120.87 | 318.64 | 224.97 | 6.51 | 32.12
2019 | 3 | 26 | 9:00 | 2026 | 2.7 | 2.2 | 2.3 | 0.3 | 1.9 | 1.8 | 4.6 | 4.9 | 4.9 | 5 | 9.2 | 6 | 7.5 | 5.6 | 5.6 | 4.3 | 120.87 | 318.64 | 224.97 | 6.51 | 32.12
2019 | 3 | 26 | 10:00 | 2027 | 3.6 | 3.3 | 3 | 1 | 1 | 2.8 | 4.6 | 4.9 | 4.9 | 5 | 9.2 | 6 | 7.5 | 5.6 | 5.6 | 4.3 | 120.87 | 318.64 | 224.97 | 6.51 | 32.12
2019 | 3 | 26 | 11:00 | 2028 | 4.7 | 3.8 | 2.3 | 1.2 | 0 | 3.2 | 4.6 | 4.9 | 4.9 | 5 | 9.2 | 6 | 7.5 | 5.6 | 5.6 | 4.3 | 120.87 | 318.64 | 224.97 | 6.51 | 32.12
2019 | 3 | 26 | 12:00 | 2029 | 3.6 | 0.1 | 2.4 | 1.9 | 0.4 | 3.9 | 4.8 | 4.9 | 4.9 | 5 | 9.2 | 6 | 7.5 | 5.6 | 5.6 | 4.3 | 120.87 | 318.64 | 224.97 | 6.51 | 32.12
2019 | 3 | 26 | 13:00 | 2030 | 0.7 | 0.1 | 2.4 | 1.4 | 0.9 | 3.8 | 4.8 | 4.9 | 4.9 | 5 | 9.2 | 6 | 7.5 | 5.6 | 5.6 | 4.3 | 120.87 | 318.64 | 224.97 | 6.51 | 32.12
2019 | 3 | 26 | 14:00 | 2031 | 0.3 | 1 | 3.5 | 2.2 | 0.8 | 1.5 | 4.8 | 4.9 | 4.9 | 5 | 9.2 | 6 | 7.5 | 5.6 | 5.6 | 4.3 | 120.87 | 318.64 | 224.97 | 6.51 | 32.12
2019 | 3 | 26 | 15:00 | 2032 | 0.6 | 1 | 3 | 2.8 | 0.3 | 0.1 | 4.8 | 4.9 | 4.9 | 5 | 9.2 | 6 | 7.5 | 5.6 | 5.6 | 4.3 | 120.87 | 318.64 | 224.97 | 6.51 | 32.12
2019 | 3 | 26 | 16:00 | 2033 | 0.6 | 0.9 | 3 | 2.6 | 0.2 | 0.1 | 4.8 | 4.9 | 4.9 | 5 | 9.2 | 6 | 7.5 | 5.6 | 5.6 | 4.3 | 120.87 | 318.64 | 224.97 | 6.51 | 32.12
2019 | 3 | 26 | 17:00 | 2034 | 0.5 | 0.7 | 3 | 1.5 | 0.1 | 0.1 | 4.8 | 4.9 | 4.9 | 5 | 9.2 | 6 | 7.5 | 5.6 | 5.6 | 4.3 | 120.87 | 318.64 | 224.97 | 6.51 | 32.12
2019 | 3 | 26 | 18:00 | 2035 | 0.4 | 0.4 | 2.9 | 0.7 | -0.1 | 0.1 | 4.8 | 4.9 | 4.9 | 5 | 9.2 | 6 | 7.5 | 5.6 | 5.6 | 4.3 | 120.87 | 318.64 | 224.97 | 6.51 | 32.12
2019 | 3 | 26 | 19:00 | 2036 | 0.4 | 0.1 | 2.4 | -0.5 | -0.2 | 0.1 | 4.8 | 4.9 | 4.9 | 5 | 9.2 | 6 | 7.5 | 5.6 | 5.6 | 4.3 | 120.87 | 318.64 | 224.97 | 6.51 | 32.12
2019 | 3 | 26 | 20:00 | 2037 | 0.3 | 0 | 2 | -0.4 | -0.7 | 0 | 4.8 | 4.9 | 4.9 | 5 | 9.2 | 6 | 7.5 | 5.6 | 5.6 | 4.3 | 120.87 | 318.64 | 224.97 | 6.51 | 32.12
2019 | 3 | 26 | 21:00 | 2038 | 0.3 | 0 | 1.2 | -1.1 | -1.2 | -0.2 | 4.8 | 4.9 | 4.9 | 5 | 9.2 | 6 | 7.5 | 5.6 | 5.6 | 4.3 | 120.87 | 318.64 | 224.97 | 6.51 | 32.12
2019 | 3 | 26 | 22:00 | 2039 | 0.1 | -0.7 | 1.1 | -1.8 | -1.7 | -0.7 | 4.8 | 4.9 | 4.9 | 5 | 9.2 | 6 | 7.5 | 5.6 | 5.6 | 4.3 | 120.87 | 318.64 | 224.97 | 6.51 | 32.12
2019 | 3 | 26 | 23:00 | 2040 | -0.1 | -1.2 | 0.7 | -2.3 | -2.1 | -1 | 4.8 | 4.9 | 4.9 | 5 | 9.2 | 6 | 7.5 | 5.6 | 5.6 | 4.3 | 120.87 | 318.64 | 224.97 | 6.51 | 32.12
2019 | 3 | 27 | 0:00 | 2041 | -1.5 | -1.8 | 0.7 | -3.1 | -2.9 | -1.3 | 4.4 | 4.4 | 4.4 | 4.3 | 8.7 | 5.8 | 6.8 | 5.4 | 5.2 | 4 | 116.68 | 315.73 | 219.07 | 7.29 | 31.09
2019 | 3 | 27 | 1:00 | 2042 | -1.9 | -2.1 | 0.7 | -4.1 | -3 | -1.6 | 4.4 | 4.4 | 4.4 | 4.3 | 8.7 | 5.8 | 6.8 | 5.4 | 5.2 | 4 | 116.68 | 315.73 | 219.07 | 7.29 | 31.09
2019 | 3 | 27 | 2:00 | 2043 | -3.1 | -2.5 | -0.4 | -3.3 | -3.4 | -1.9 | 4.4 | 4.4 | 4.4 | 4.3 | 8.7 | 5.8 | 6.8 | 5.4 | 5.2 | 4 | 116.68 | 315.73 | 219.07 | 7.29 | 31.09
2019 | 3 | 27 | 3:00 | 2044 | -3.7 | -2.9 | 2 | -3.4 | -3.4 | -2.3 | 4.4 | 4.4 | 4.4 | 4.3 | 8.7 | 5.8 | 6.8 | 5.4 | 5.2 | 4 | 116.68 | 315.73 | 219.07 | 7.29 | 31.09
2019 | 3 | 27 | 4:00 | 2045 | -3.3 | -3.8 | 2.2 | -2.2 | -3.5 | -3.4 | 4.4 | 4.4 | 4.4 | 4.3 | 8.7 | 5.8 | 6.8 | 5.4 | 5.2 | 4 | 116.68 | 315.73 | 219.07 | 7.29 | 31.09
2019 | 3 | 27 | 5:00 | 2046 | -3.4 | -3.3 | 2.4 | -1.6 | -2.5 | -4 | 4.4 | 4.4 | 4.4 | 4.3 | 8.7 | 5.8 | 6.8 | 5.4 | 5.2 | 4 | 116.68 | 315.73 | 219.07 | 7.29 | 31.09
2019 | 3 | 27 | 6:00 | 2047 | -1.7 | -2 | 3 | -0.5 | -1 | -3.1 | 4.4 | 4.4 | 4.4 | 4.3 | 8.7 | 5.8 | 6.8 | 5.4 | 5.2 | 4 | 116.68 | 315.73 | 219.07 | 7.29 | 31.09
2019 | 3 | 27 | 7:00 | 2048 | -1.1 | -0.4 | 3.6 | 0.9 | -0.1 | -1.2 | 4.4 | 4.4 | 4.4 | 4.3 | 8.7 | 5.8 | 6.8 | 5.4 | 5.2 | 4 | 116.68 | 315.73 | 219.07 | 7.29 | 31.09
2019 | 3 | 27 | 8:00 | 2049 | 0.3 | 1 | 4.6 | 2.2 | 0.8 | -0.5 | 4.4 | 4.4 | 4.4 | 4.3 | 8.7 | 5.8 | 6.8 | 5.4 | 5.2 | 4 | 116.68 | 315.73 | 219.07 | 7.29 | 31.09
2019 | 3 | 27 | 9:00 | 2050 | 1.8 | 2.6 | 5.2 | 3.5 | 2 | 0.8 | 4.4 | 4.4 | 4.4 | 4.3 | 8.7 | 5.8 | 6.8 | 5.4 | 5.2 | 4 | 116.68 | 315.73 | 219.07 | 7.29 | 31.09
2019 | 3 | 27 | 10:00 | 2051 | 3.2 | 3.4 | 5.3 | 4.1 | 3.4 | 2.2 | 4.4 | 4.4 | 4.4 | 4.3 | 8.7 | 5.8 | 6.8 | 5.4 | 5.2 | 4 | 116.68 | 315.73 | 219.07 | 7.29 | 31.09
2019 | 3 | 27 | 11:00 | 2052 | 3.7 | 4.2 | 5.3 | 4.8 | 4.1 | 2.5 | 4.4 | 4.4 | 4.4 | 4.3 | 8.7 | 5.8 | 6.8 | 5.4 | 5.2 | 4 | 116.68 | 315.73 | 219.07 | 7.29 | 31.09
2019 | 3 | 27 | 12:00 | 2053 | 4.7 | 4.6 | 5.3 | 5.1 | 4.3 | 2.1 | 4.6 | 4.4 | 4.4 | 4.3 | 8.7 | 5.8 | 6.8 | 5.4 | 5.2 | 4 | 116.68 | 315.73 | 219.07 | 7.29 | 31.09
2019 | 3 | 27 | 13:00 | 2054 | 4.4 | 4 | 4.3 | 5.2 | 4.9 | 3.4 | 4.6 | 4.4 | 4.4 | 4.3 | 8.7 | 5.8 | 6.8 | 5.4 | 5.2 | 4 | 116.68 | 315.73 | 219.07 | 7.29 | 31.09
2019 | 3 | 27 | 14:00 | 2055 | 4.7 | 5 | 3.9 | 5.5 | 5.1 | 3 | 4.6 | 4.4 | 4.4 | 4.3 | 8.7 | 5.8 | 6.8 | 5.4 | 5.2 | 4 | 116.68 | 315.73 | 219.07 | 7.29 | 31.09
2019 | 3 | 27 | 15:00 | 2056 | 3.6 | 4.2 | 4.1 | 5.2 | 4.7 | 0.8 | 4.6 | 4.4 | 4.4 | 4.3 | 8.7 | 5.8 | 6.8 | 5.4 | 5.2 | 4 | 116.68 | 315.73 | 219.07 | 7.29 | 31.09
2019 | 3 | 27 | 16:00 | 2057 | 3.6 | 4.2 | 4.1 | 4.4 | 4.7 | 1 | 4.6 | 4.4 | 4.4 | 4.3 | 8.7 | 5.8 | 6.8 | 5.4 | 5.2 | 4 | 116.68 | 315.73 | 219.07 | 7.29 | 31.09
2019 | 3 | 27 | 17:00 | 2058 | 2.8 | 3.5 | 4.1 | 3.6 | 3.9 | 0.8 | 4.6 | 4.4 | 4.4 | 4.3 | 8.7 | 5.8 | 6.8 | 5.4 | 5.2 | 4 | 116.68 | 315.73 | 219.07 | 7.29 | 31.09
2019 | 3 | 27 | 18:00 | 2059 | 2.4 | 2 | 3.9 | 3.3 | 3.4 | 0.6 | 4.6 | 4.4 | 4.4 | 4.3 | 8.7 | 5.8 | 6.8 | 5.4 | 5.2 | 4 | 116.68 | 315.73 | 219.07 | 7.29 | 31.09
2019 | 3 | 27 | 19:00 | 2060 | 1.7 | 1.3 | 3.9 | 3.1 | 3.2 | 0.6 | 4.6 | 4.4 | 4.4 | 4.3 | 8.7 | 5.8 | 6.8 | 5.4 | 5.2 | 4 | 116.68 | 315.73 | 219.07 | 7.29 | 31.09
2019 | 3 | 27 | 20:00 | 2061 | 1.7 | 0.6 | 3.8 | 3 | 2.6 | 0.6 | 4.6 | 4.4 | 4.4 | 4.3 | 8.7 | 5.8 | 6.8 | 5.4 | 5.2 | 4 | 116.68 | 315.73 | 219.07 | 7.29 | 31.09
2019 | 3 | 27 | 21:00 | 2062 | 1.5 | 0.9 | 3.7 | 2.7 | 2.2 | 0.5 | 4.6 | 4.4 | 4.4 | 4.3 | 8.7 | 5.8 | 6.8 | 5.4 | 5.2 | 4 | 116.68 | 315.73 | 219.07 | 7.29 | 31.09
2019 | 3 | 27 | 22:00 | 2063 | 1 | 0.8 | 3.6 | 2.9 | 2.2 | 0.6 | 4.6 | 4.4 | 4.4 | 4.3 | 8.7 | 5.8 | 6.8 | 5.4 | 5.2 | 4 | 116.68 | 315.73 | 219.07 | 7.29 | 31.09
2019 | 3 | 27 | 23:00 | 2064 | 0.9 | 0.8 | 3.3 | 3 | 2 | 0.6 | 4.6 | 4.4 | 4.4 | 4.3 | 8.7 | 5.8 | 6.8 | 5.4 | 5.2 | 4 | 116.68 | 315.73 | 219.07 | 7.29 | 31.09
2019 | 3 | 28 | 0:00 | 2065 | 1.1 | 0.9 | 3.6 | 2.9 | 1.4 | 0.5 | 4.2 | 5.2 | 5.2 | 5.2 | 8.7 | 6.3 | 6.9 | 5.4 | 5.4 | 4.2 | 116.3 | 307.15 | 211.81 | 9.72 | 30.3
2019 | 3 | 28 | 1:00 | 2066 | 1.2 | 1 | 2.5 | 2.5 | 0.4 | 0.5 | 4.2 | 5.2 | 5.2 | 5.2 | 8.7 | 6.3 | 6.9 | 5.4 | 5.4 | 4.2 | 116.3 | 307.15 | 211.81 | 9.72 | 30.3
2019 | 3 | 28 | 2:00 | 2067 | 1.2 | 1.2 | 1.5 | 2.2 | 0.8 | 0.6 | 4.2 | 5.2 | 5.2 | 5.2 | 8.7 | 6.3 | 6.9 | 5.4 | 5.4 | 4.2 | 116.3 | 307.15 | 211.81 | 9.72 | 30.3
2019 | 3 | 28 | 3:00 | 2068 | 1.2 | 1.2 | 1.3 | 2.1 | 0.3 | 0.6 | 4.2 | 5.2 | 5.2 | 5.2 | 8.7 | 6.3 | 6.9 | 5.4 | 5.4 | 4.2 | 116.3 | 307.15 | 211.81 | 9.72 | 30.3
2019 | 3 | 28 | 4:00 | 2069 | 1.4 | 1.3 | 0.6 | 1.9 | -0.2 | 0.5 | 4.2 | 5.2 | 5.2 | 5.2 | 8.7 | 6.3 | 6.9 | 5.4 | 5.4 | 4.2 | 116.3 | 307.15 | 211.81 | 9.72 | 30.3
2019 | 3 | 28 | 5:00 | 2070 | 1.4 | 1.5 | 0.6 | 1.7 | 0.4 | 0.6 | 4.2 | 5.2 | 5.2 | 5.2 | 8.7 | 6.3 | 6.9 | 5.4 | 5.4 | 4.2 | 116.3 | 307.15 | 211.81 | 9.72 | 30.3
2019 | 3 | 28 | 6:00 | 2071 | 1.8 | 1.9 | 1.4 | 1.6 | 1.4 | 0.9 | 4.2 | 5.2 | 5.2 | 5.2 | 8.7 | 6.3 | 6.9 | 5.4 | 5.4 | 4.2 | 116.3 | 307.15 | 211.81 | 9.72 | 30.3
2019 | 3 | 28 | 7:00 | 2072 | 2.7 | 2.5 | 1.9 | 2 | 2.1 | 1.4 | 4.2 | 5.2 | 5.2 | 5.2 | 8.7 | 6.3 | 6.9 | 5.4 | 5.4 | 4.2 | 116.3 | 307.15 | 211.81 | 9.72 | 30.3
2019 | 3 | 28 | 8:00 | 2073 | 4.3 | 2.9 | 3.1 | 2.8 | 2.4 | 2.2 | 4.2 | 5.2 | 5.2 | 5.2 | 8.7 | 6.3 | 6.9 | 5.4 | 5.4 | 4.2 | 116.3 | 307.15 | 211.81 | 9.72 | 30.3
2019 | 3 | 28 | 9:00 | 2074 | 4.6 | 3.2 | 4 | 5.3 | 4.1 | 3.4 | 4.2 | 5.2 | 5.2 | 5.2 | 8.7 | 6.3 | 6.9 | 5.4 | 5.4 | 4.2 | 116.3 | 307.15 | 211.81 | 9.72 | 30.3
2019 | 3 | 28 | 10:00 | 2075 | 4.8 | 3.6 | 4.3 | 7.2 | 5.9 | 4.6 | 4.2 | 5.2 | 5.2 | 5.2 | 8.7 | 6.3 | 6.9 | 5.4 | 5.4 | 4.2 | 116.3 | 307.15 | 211.81 | 9.72 | 30.3
2019 | 3 | 28 | 11:00 | 2076 | 5.5 | 4.2 | 4.1 | 9 | 8.1 | 4.6 | 4.2 | 5.2 | 5.2 | 5.2 | 8.7 | 6.3 | 6.9 | 5.4 | 5.4 | 4.2 | 116.3 | 307.15 | 211.81 | 9.72 | 30.3
2019 | 3 | 28 | 12:00 | 2077 | 5.6 | 4.9 | 2.7 | 10.3 | 9.7 | 6.4 | 5.2 | 5.2 | 5.2 | 5.2 | 8.7 | 6.3 | 6.9 | 5.4 | 5.4 | 4.2 | 116.3 | 307.15 | 211.81 | 9.72 | 30.3
2019 | 3 | 28 | 13:00 | 2078 | 5.6 | 5.9 | 2.6 | 10.8 | 10.8 | 6.4 | 5.2 | 5.2 | 5.2 | 5.2 | 8.7 | 6.3 | 6.9 | 5.4 | 5.4 | 4.2 | 116.3 | 307.15 | 211.81 | 9.72 | 30.3
2019 | 3 | 28 | 14:00 | 2079 | 6.1 | 5.9 | 2.3 | 10.8 | 10.8 | 7.6 | 5.2 | 5.2 | 5.2 | 5.2 | 8.7 | 6.3 | 6.9 | 5.4 | 5.4 | 4.2 | 116.3 | 307.15 | 211.81 | 9.72 | 30.3
2019 | 3 | 28 | 15:00 | 2080 | 6.4 | 6.5 | 2.3 | 10.1 | 11.2 | 7.3 | 5.2 | 5.2 | 5.2 | 5.2 | 8.7 | 6.3 | 6.9 | 5.4 | 5.4 | 4.2 | 116.3 | 307.15 | 211.81 | 9.72 | 30.3
2019 | 3 | 28 | 16:00 | 2081 | 4.9 | 5.9 | 1.9 | 9 | 10.2 | 6.2 | 5.2 | 5.2 | 5.2 | 5.2 | 8.7 | 6.3 | 6.9 | 5.4 | 5.4 | 4.2 | 116.3 | 307.15 | 211.81 | 9.72 | 30.3
2019 | 3 | 28 | 17:00 | 2082 | 3.1 | 4 | 1.8 | 6.5 | 8.5 | 4.3 | 5.2 | 5.2 | 5.2 | 5.2 | 8.7 | 6.3 | 6.9 | 5.4 | 5.4 | 4.2 | 116.3 | 307.15 | 211.81 | 9.72 | 30.3
2019 | 3 | 28 | 18:00 | 2083 | 1.7 | 1.7 | 2.2 | 5.3 | 7.2 | 3.1 | 5.2 | 5.2 | 5.2 | 5.2 | 8.7 | 6.3 | 6.9 | 5.4 | 5.4 | 4.2 | 116.3 | 307.15 | 211.81 | 9.72 | 30.3
2019 | 3 | 28 | 19:00 | 2084 | 1.4 | 3.4 | 2.9 | 4 | 6.1 | 1.8 | 5.2 | 5.2 | 5.2 | 5.2 | 8.7 | 6.3 | 6.9 | 5.4 | 5.4 | 4.2 | 116.3 | 307.15 | 211.81 | 9.72 | 30.3
2019 | 3 | 28 | 20:00 | 2085 | 0.5 | 2.3 | 3.1 | 3.5 | 4.9 | 1.1 | 5.2 | 5.2 | 5.2 | 5.2 | 8.7 | 6.3 | 6.9 | 5.4 | 5.4 | 4.2 | 116.3 | 307.15 | 211.81 | 9.72 | 30.3
2019 | 3 | 28 | 21:00 | 2086 | -0.1 | 1.8 | 3.3 | 3.4 | 4.5 | 0.4 | 5.2 | 5.2 | 5.2 | 5.2 | 8.7 | 6.3 | 6.9 | 5.4 | 5.4 | 4.2 | 116.3 | 307.15 | 211.81 | 9.72 | 30.3
2019 | 3 | 28 | 22:00 | 2087 | -0.6 | 1.4 | 3.7 | 3.6 | 3.9 | -0.3 | 5.2 | 5.2 | 5.2 | 5.2 | 8.7 | 6.3 | 6.9 | 5.4 | 5.4 | 4.2 | 116.3 | 307.15 | 211.81 | 9.72 | 30.3
2019 | 3 | 28 | 23:00 | 2088 | -1.4 | 1.5 | 4.2 | 3.4 | 3.4 | -0.2 | 5.2 | 5.2 | 5.2 | 5.2 | 8.7 | 6.3 | 6.9 | 5.4 | 5.4 | 4.2 | 116.3 | 307.15 | 211.81 | 9.72 | 30.3
2019 | 3 | 29 | 0:00 | 2089 | 0 | 1.6 | 4.6 | 3.8 | 3.6 | -0.2 | 5 | 6.2 | 6.2 | 6.3 | 8.7 | 6.6 | 7.9 | 5.6 | 5.5 | 4.9 | 114.27 | 310.49 | 206.24 | 7.86 | 29.77
2019 | 3 | 29 | 1:00 | 2090 | 0.1 | 2 | 4.5 | 4.3 | 3.7 | 0.1 | 5 | 6.2 | 6.2 | 6.3 | 8.7 | 6.6 | 7.9 | 5.6 | 5.5 | 4.9 | 114.27 | 310.49 | 206.24 | 7.86 | 29.77
2019 | 3 | 29 | 2:00 | 2091 | 0.1 | 2.7 | 4.6 | 4.6 | 4.2 | 0.3 | 5 | 6.2 | 6.2 | 6.3 | 8.7 | 6.6 | 7.9 | 5.6 | 5.5 | 4.9 | 114.27 | 310.49 | 206.24 | 7.86 | 29.77
2019 | 3 | 29 | 3:00 | 2092 | 1.7 | 3.2 | 4.5 | 4.6 | 4.4 | 1.2 | 5 | 6.2 | 6.2 | 6.3 | 8.7 | 6.6 | 7.9 | 5.6 | 5.5 | 4.9 | 114.27 | 310.49 | 206.24 | 7.86 | 29.77
2019 | 3 | 29 | 4:00 | 2093 | 2.9 | 3.5 | 4.5 | 4.7 | 4.7 | 2.3 | 5 | 6.2 | 6.2 | 6.3 | 8.7 | 6.6 | 7.9 | 5.6 | 5.5 | 4.9 | 114.27 | 310.49 | 206.24 | 7.86 | 29.77
2019 | 3 | 29 | 5:00 | 2094 | 2.9 | 4.1 | 4.9 | 4.9 | 4.8 | 2.8 | 5 | 6.2 | 6.2 | 6.3 | 8.7 | 6.6 | 7.9 | 5.6 | 5.5 | 4.9 | 114.27 | 310.49 | 206.24 | 7.86 | 29.77
2019 | 3 | 29 | 6:00 | 2095 | 3.3 | 4.5 | 5.4 | 5.7 | 5.2 | 3.4 | 5 | 6.2 | 6.2 | 6.3 | 8.7 | 6.6 | 7.9 | 5.6 | 5.5 | 4.9 | 114.27 | 310.49 | 206.24 | 7.86 | 29.77
2019 | 3 | 29 | 7:00 | 2096 | 4 | 5.1 | 6.1 | 6.4 | 6.1 | 4.3 | 5 | 6.2 | 6.2 | 6.3 | 8.7 | 6.6 | 7.9 | 5.6 | 5.5 | 4.9 | 114.27 | 310.49 | 206.24 | 7.86 | 29.77
2019 | 3 | 29 | 8:00 | 2097 | 5.2 | 5.9 | 6.3 | 8.5 | 7.8 | 5 | 5 | 6.2 | 6.2 | 6.3 | 8.7 | 6.6 | 7.9 | 5.6 | 5.5 | 4.9 | 114.27 | 310.49 | 206.24 | 7.86 | 29.77
2019 | 3 | 29 | 9:00 | 2098 | 8.7 | 8.2 | 7 | 9.8 | 8.7 | 5.5 | 5 | 6.2 | 6.2 | 6.3 | 8.7 | 6.6 | 7.9 | 5.6 | 5.5 | 4.9 | 114.27 | 310.49 | 206.24 | 7.86 | 29.77
2019 | 3 | 29 | 10:00 | 2099 | 11.5 | 9.8 | 6.9 | 9.9 | 10.2 | 6.3 | 5 | 6.2 | 6.2 | 6.3 | 8.7 | 6.6 | 7.9 | 5.6 | 5.5 | 4.9 | 114.27 | 310.49 | 206.24 | 7.86 | 29.77
2019 | 3 | 29 | 11:00 | 2100 | 12.9 | 11.6 | 6.9 | 10.7 | 11.5 | 8.5 | 5 | 6.2 | 6.2 | 6.3 | 8.7 | 6.6 | 7.9 | 5.6 | 5.5 | 4.9 | 114.27 | 310.49 | 206.24 | 7.86 | 29.77
2019 | 3 | 29 | 12:00 | 2101 | 13.2 | 12.6 | 7.3 | 10.4 | 12 | 12 | 6.2 | 6.2 | 6.2 | 6.3 | 8.7 | 6.6 | 7.9 | 5.6 | 5.5 | 4.9 | 114.27 | 310.49 | 206.24 | 7.86 | 29.77
2019 | 3 | 29 | 13:00 | 2102 | 13.7 | 12.1 | 7.1 | 9.9 | 10.9 | 13.2 | 6.2 | 6.2 | 6.2 | 6.3 | 8.7 | 6.6 | 7.9 | 5.6 | 5.5 | 4.9 | 114.27 | 310.49 | 206.24 | 7.86 | 29.77
2019 | 3 | 29 | 14:00 | 2103 | 12 | 10.9 | 7.2 | 10 | 9.8 | 13.7 | 6.2 | 6.2 | 6.2 | 6.3 | 8.7 | 6.6 | 7.9 | 5.6 | 5.5 | 4.9 | 114.27 | 310.49 | 206.24 | 7.86 | 29.77
2019 | 3 | 29 | 15:00 | 2104 | 11.4 | 10.1 | 6.6 | 9.4 | 9.1 | 11.7 | 6.2 | 6.2 | 6.2 | 6.3 | 8.7 | 6.6 | 7.9 | 5.6 | 5.5 | 4.9 | 114.27 | 310.49 | 206.24 | 7.86 | 29.77
2019 | 3 | 29 | 16:00 | 2105 | 10.5 | 9.6 | 6.6 | 8.4 | 8.8 | 9.6 | 6.2 | 6.2 | 6.2 | 6.3 | 8.7 | 6.6 | 7.9 | 5.6 | 5.5 | 4.9 | 114.27 | 310.49 | 206.24 | 7.86 | 29.77
2019 | 3 | 29 | 17:00 | 2106 | 9.6 | 8.7 | 5.5 | 7.1 | 8 | 8.6 | 6.2 | 6.2 | 6.2 | 6.3 | 8.7 | 6.6 | 7.9 | 5.6 | 5.5 | 4.9 | 114.27 | 310.49 | 206.24 | 7.86 | 29.77
2019 | 3 | 29 | 18:00 | 2107 | 8.6 | 8.2 | 5.6 | 6.1 | 6.9 | 7.7 | 6.2 | 6.2 | 6.2 | 6.3 | 8.7 | 6.6 | 7.9 | 5.6 | 5.5 | 4.9 | 114.27 | 310.49 | 206.24 | 7.86 | 29.77
2019 | 3 | 29 | 19:00 | 2108 | 8.6 | 7.7 | 5.4 | 5.4 | 6.2 | 7.6 | 6.2 | 6.2 | 6.2 | 6.3 | 8.7 | 6.6 | 7.9 | 5.6 | 5.5 | 4.9 | 114.27 | 310.49 | 206.24 | 7.86 | 29.77
2019 | 3 | 29 | 20:00 | 2109 | 8.2 | 7.3 | 5.2 | 4.9 | 5.8 | 7.5 | 6.2 | 6.2 | 6.2 | 6.3 | 8.7 | 6.6 | 7.9 | 5.6 | 5.5 | 4.9 | 114.27 | 310.49 | 206.24 | 7.86 | 29.77
2019 | 3 | 29 | 21:00 | 2110 | 8 | 6.7 | 5.3 | 4.5 | 5.6 | 7.2 | 6.2 | 6.2 | 6.2 | 6.3 | 8.7 | 6.6 | 7.9 | 5.6 | 5.5 | 4.9 | 114.27 | 310.49 | 206.24 | 7.86 | 29.77
2019 | 3 | 29 | 22:00 | 2111 | 7.8 | 6.7 | 4.8 | 4.2 | 5 | 6.9 | 6.2 | 6.2 | 6.2 | 6.3 | 8.7 | 6.6 | 7.9 | 5.6 | 5.5 | 4.9 | 114.27 | 310.49 | 206.24 | 7.86 | 29.77
2019 | 3 | 29 | 23:00 | 2112 | 6.8 | 6.9 | 4.9 | 4.1 | 4.8 | 6.7 | 6.2 | 6.2 | 6.2 | 6.3 | 8.7 | 6.6 | 7.9 | 5.6 | 5.5 | 4.9 | 114.27 | 310.49 | 206.24 | 7.86 | 29.77
2019 | 3 | 30 | 0:00 | 2113 | 6.1 | 6.6 | 5.1 | 4.1 | 4.7 | 6.5 | 5 | 6.5 | 6.5 | 6.7 | 7.9 | 7.2 | 8.6 | 6 | 5.7 | 5.6 | 112.05 | 300.64 | 201.78 | 6.66 | 29.47
2019 | 3 | 30 | 1:00 | 2114 | 6.2 | 6 | 4.4 | 4.3 | 4.6 | 6.1 | 5 | 6.5 | 6.5 | 6.7 | 7.9 | 7.2 | 8.6 | 6 | 5.7 | 5.6 | 112.05 | 300.64 | 201.78 | 6.66 | 29.47
2019 | 3 | 30 | 2:00 | 2115 | 6.6 | 6 | 4.6 | 4.1 | 4.5 | 5.7 | 5 | 6.5 | 6.5 | 6.7 | 7.9 | 7.2 | 8.6 | 6 | 5.7 | 5.6 | 112.05 | 300.64 | 201.78 | 6.66 | 29.47
2019 | 3 | 30 | 3:00 | 2116 | 6.2 | 5.9 | 4.8 | 3.9 | 4.6 | 5.4 | 5 | 6.5 | 6.5 | 6.7 | 7.9 | 7.2 | 8.6 | 6 | 5.7 | 5.6 | 112.05 | 300.64 | 201.78 | 6.66 | 29.47
2019 | 3 | 30 | 4:00 | 2117 | 6.5 | 5.7 | 4.6 | 3.8 | 4.1 | 5.3 | 5 | 6.5 | 6.5 | 6.7 | 7.9 | 7.2 | 8.6 | 6 | 5.7 | 5.6 | 112.05 | 300.64 | 201.78 | 6.66 | 29.47
2019 | 3 | 30 | 5:00 | 2118 | 4.8 | 5.6 | 4.4 | 3.6 | 4.3 | 5.9 | 5 | 6.5 | 6.5 | 6.7 | 7.9 | 7.2 | 8.6 | 6 | 5.7 | 5.6 | 112.05 | 300.64 | 201.78 | 6.66 | 29.47
2019 | 3 | 30 | 6:00 | 2119 | 7 | 5.9 | 5.2 | 4.5 | 5.6 | 6.4 | 5 | 6.5 | 6.5 | 6.7 | 7.9 | 7.2 | 8.6 | 6 | 5.7 | 5.6 | 112.05 | 300.64 | 201.78 | 6.66 | 29.47
2019 | 3 | 30 | 7:00 | 2120 | 8 | 6.6 | 6 | 5.6 | 6.8 | 7 | 5 | 6.5 | 6.5 | 6.7 | 7.9 | 7.2 | 8.6 | 6 | 5.7 | 5.6 | 112.05 | 300.64 | 201.78 | 6.66 | 29.47
2019 | 3 | 30 | 8:00 | 2121 | 10.1 | 7.7 | 7.1 | 6.7 | 7.9 | 8.6 | 5 | 6.5 | 6.5 | 6.7 | 7.9 | 7.2 | 8.6 | 6 | 5.7 | 5.6 | 112.05 | 300.64 | 201.78 | 6.66 | 29.47
2019 | 3 | 30 | 9:00 | 2122 | 12.1 | 10.8 | 7.4 | 7.6 | 8 | 10.8 | 5 | 6.5 | 6.5 | 6.7 | 7.9 | 7.2 | 8.6 | 6 | 5.7 | 5.6 | 112.05 | 300.64 | 201.78 | 6.66 | 29.47
2019 | 3 | 30 | 10:00 | 2123 | 13.1 | 12.2 | 7.5 | 9.2 | 10 | 13 | 5 | 6.5 | 6.5 | 6.7 | 7.9 | 7.2 | 8.6 | 6 | 5.7 | 5.6 | 112.05 | 300.64 | 201.78 | 6.66 | 29.47
2019 | 3 | 30 | 11:00 | 2124 | 14.5 | 13.6 | 7 | 9.9 | 11.5 | 14.6 | 5 | 6.5 | 6.5 | 6.7 | 7.9 | 7.2 | 8.6 | 6 | 5.7 | 5.6 | 112.05 | 300.64 | 201.78 | 6.66 | 29.47
2019 | 3 | 30 | 12:00 | 2125 | 15.2 | 14.4 | 8 | 10.5 | 13.6 | 15.5 | 7 | 6.5 | 6.5 | 6.7 | 7.9 | 7.2 | 8.6 | 6 | 5.7 | 5.6 | 112.05 | 300.64 | 201.78 | 6.66 | 29.47
2019 | 3 | 30 | 13:00 | 2126 | 15.5 | 14.6 | 7.7 | 10.4 | 13.6 | 15.4 | 7 | 6.5 | 6.5 | 6.7 | 7.9 | 7.2 | 8.6 | 6 | 5.7 | 5.6 | 112.05 | 300.64 | 201.78 | 6.66 | 29.47
2019 | 3 | 30 | 14:00 | 2127 | 15.3 | 14.4 | 7.3 | 10.1 | 12.3 | 15.3 | 7 | 6.5 | 6.5 | 6.7 | 7.9 | 7.2 | 8.6 | 6 | 5.7 | 5.6 | 112.05 | 300.64 | 201.78 | 6.66 | 29.47
2019 | 3 | 30 | 15:00 | 2128 | 14.7 | 13.7 | 8 | 9.5 | 11.6 | 14.7 | 7 | 6.5 | 6.5 | 6.7 | 7.9 | 7.2 | 8.6 | 6 | 5.7 | 5.6 | 112.05 | 300.64 | 201.78 | 6.66 | 29.47
2019 | 3 | 30 | 16:00 | 2129 | 13.7 | 13.2 | 6.8 | 8.7 | 10.4 | 13.6 | 7 | 6.5 | 6.5 | 6.7 | 7.9 | 7.2 | 8.6 | 6 | 5.7 | 5.6 | 112.05 | 300.64 | 201.78 | 6.66 | 29.47
2019 | 3 | 30 | 17:00 | 2130 | 10.6 | 10.8 | 5.7 | 7 | 9.1 | 11.5 | 7 | 6.5 | 6.5 | 6.7 | 7.9 | 7.2 | 8.6 | 6 | 5.7 | 5.6 | 112.05 | 300.64 | 201.78 | 6.66 | 29.47
2019 | 3 | 30 | 18:00 | 2131 | 10.4 | 9.4 | 5.4 | 6.3 | 8.5 | 9.6 | 7 | 6.5 | 6.5 | 6.7 | 7.9 | 7.2 | 8.6 | 6 | 5.7 | 5.6 | 112.05 | 300.64 | 201.78 | 6.66 | 29.47
2019 | 3 | 30 | 19:00 | 2132 | 9.4 | 7.7 | 5.4 | 5.8 | 7.9 | 7.9 | 7 | 6.5 | 6.5 | 6.7 | 7.9 | 7.2 | 8.6 | 6 | 5.7 | 5.6 | 112.05 | 300.64 | 201.78 | 6.66 | 29.47
2019 | 3 | 30 | 20:00 | 2133 | 8.5 | 5.2 | 6 | 5.4 | 7.6 | 7 | 7 | 6.5 | 6.5 | 6.7 | 7.9 | 7.2 | 8.6 | 6 | 5.7 | 5.6 | 112.05 | 300.64 | 201.78 | 6.66 | 29.47
2019 | 3 | 30 | 21:00 | 2134 | 7.8 | 4.5 | 5.8 | 4.9 | 7.3 | 6.8 | 7 | 6.5 | 6.5 | 6.7 | 7.9 | 7.2 | 8.6 | 6 | 5.7 | 5.6 | 112.05 | 300.64 | 201.78 | 6.66 | 29.47
2019 | 3 | 30 | 22:00 | 2135 | 6.7 | 6.6 | 5.8 | 5.3 | 7.2 | 5.9 | 7 | 6.5 | 6.5 | 6.7 | 7.9 | 7.2 | 8.6 | 6 | 5.7 | 5.6 | 112.05 | 300.64 | 201.78 | 6.66 | 29.47
2019 | 3 | 30 | 23:00 | 2136 | 6.6 | 7.1 | 5.6 | 5.5 | 6.7 | 5.8 | 7 | 6.5 | 6.5 | 6.7 | 7.9 | 7.2 | 8.6 | 6 | 5.7 | 5.6 | 112.05 | 300.64 | 201.78 | 6.66 | 29.47
2019 | 3 | 31 | 0:00 | 2137 | 6.6 | 6.4 | 6 | 6.4 | 6.5 | 5.3 | 6 | 6.8 | 6.8 | 7.1 | 8.2 | 7.4 | 9.2 | 6.4 | 6 | 6.2 | 110.14 | 294.73 | 196.38 | 6.69 | 28.09
2019 | 3 | 31 | 1:00 | 2138 | 6.2 | 6.9 | 6.3 | 6.7 | 6.3 | 5.2 | 6 | 6.8 | 6.8 | 7.1 | 8.2 | 7.4 | 9.2 | 6.4 | 6 | 6.2 | 110.14 | 294.73 | 196.38 | 6.69 | 28.09
2019 | 3 | 31 | 2:00 | 2139 | 5.2 | 6.2 | 6.3 | 6.1 | 6.4 | 5 | 6 | 6.8 | 6.8 | 7.1 | 8.2 | 7.4 | 9.2 | 6.4 | 6 | 6.2 | 110.14 | 294.73 | 196.38 | 6.69 | 28.09
2019 | 3 | 31 | 3:00 | 2140 | 5.2 | 6.2 | 6.3 | 6.1 | 6.4 | 5 | 6 | 6.8 | 6.8 | 7.1 | 8.2 | 7.4 | 9.2 | 6.4 | 6 | 6.2 | 110.14 | 294.73 | 196.38 | 6.69 | 28.09
2019 | 3 | 31 | 4:00 | 2141 | 4.8 | 6.5 | 5.9 | 6.2 | 6.4 | 4.9 | 6 | 6.8 | 6.8 | 7.1 | 8.2 | 7.4 | 9.2 | 6.4 | 6 | 6.2 | 110.14 | 294.73 | 196.38 | 6.69 | 28.09
2019 | 3 | 31 | 5:00 | 2142 | 5.6 | 5.9 | 5.2 | 5.4 | 7.1 | 5.3 | 6 | 6.8 | 6.8 | 7.1 | 8.2 | 7.4 | 9.2 | 6.4 | 6 | 6.2 | 110.14 | 294.73 | 196.38 | 6.69 | 28.09
2019 | 3 | 31 | 6:00 | 2143 | 7.6 | 7.7 | 5.5 | 5.7 | 7.2 | 6.5 | 6 | 6.8 | 6.8 | 7.1 | 8.2 | 7.4 | 9.2 | 6.4 | 6 | 6.2 | 110.14 | 294.73 | 196.38 | 6.69 | 28.09
2019 | 3 | 31 | 7:00 | 2144 | 9.8 | 9.6 | 5.6 | 6.6 | 7.9 | 9 | 6 | 6.8 | 6.8 | 7.1 | 8.2 | 7.4 | 9.2 | 6.4 | 6 | 6.2 | 110.14 | 294.73 | 196.38 | 6.69 | 28.09
2019 | 3 | 31 | 8:00 | 2145 | 11.9 | 9.9 | 6 | 7.3 | 8 | 11.1 | 6 | 6.8 | 6.8 | 7.1 | 8.2 | 7.4 | 9.2 | 6.4 | 6 | 6.2 | 110.14 | 294.73 | 196.38 | 6.69 | 28.09
2019 | 3 | 31 | 9:00 | 2146 | 11 | 9.6 | 6.4 | 7.6 | 8.7 | 11.9 | 6 | 6.8 | 6.8 | 7.1 | 8.2 | 7.4 | 9.2 | 6.4 | 6 | 6.2 | 110.14 | 294.73 | 196.38 | 6.69 | 28.09
2019 | 3 | 31 | 10:00 | 2147 | 11.7 | 9.2 | 6 | 8.2 | 9.2 | 11 | 6 | 6.8 | 6.8 | 7.1 | 8.2 | 7.4 | 9.2 | 6.4 | 6 | 6.2 | 110.14 | 294.73 | 196.38 | 6.69 | 28.09
2019 | 3 | 31 | 11:00 | 2148 | 11.3 | 9.5 | 6.3 | 7.4 | 9 | 11.1 | 6 | 6.8 | 6.8 | 7.1 | 8.2 | 7.4 | 9.2 | 6.4 | 6 | 6.2 | 110.14 | 294.73 | 196.38 | 6.69 | 28.09
2019 | 3 | 31 | 12:00 | 2149 | 11.9 | 9.4 | 6.2 | 6.4 | 8.9 | 10.6 | 7 | 6.8 | 6.8 | 7.1 | 8.2 | 7.4 | 9.2 | 6.4 | 6 | 6.2 | 110.14 | 294.73 | 196.38 | 6.69 | 28.09
2019 | 3 | 31 | 13:00 | 2150 | 11 | 9.8 | 6.3 | 6.9 | 8.6 | 11.3 | 7 | 6.8 | 6.8 | 7.1 | 8.2 | 7.4 | 9.2 | 6.4 | 6 | 6.2 | 110.14 | 294.73 | 196.38 | 6.69 | 28.09
2019 | 3 | 31 | 14:00 | 2151 | 9.9 | 8.5 | 6.2 | 6.2 | 8.2 | 10.3 | 7 | 6.8 | 6.8 | 7.1 | 8.2 | 7.4 | 9.2 | 6.4 | 6 | 6.2 | 110.14 | 294.73 | 196.38 | 6.69 | 28.09
2019 | 3 | 31 | 15:00 | 2152 | 8.7 | 7.6 | 6.1 | 5.5 | 8.1 | 8.6 | 7 | 6.8 | 6.8 | 7.1 | 8.2 | 7.4 | 9.2 | 6.4 | 6 | 6.2 | 110.14 | 294.73 | 196.38 | 6.69 | 28.09
2019 | 3 | 31 | 16:00 | 2153 | 6.5 | 6.6 | 5.4 | 5.4 | 6.1 | 7 | 7 | 6.8 | 6.8 | 7.1 | 8.2 | 7.4 | 9.2 | 6.4 | 6 | 6.2 | 110.14 | 294.73 | 196.38 | 6.69 | 28.09
2019 | 3 | 31 | 17:00 | 2154 | 5.1 | 5.4 | 4 | 3.5 | 4 | 5.5 | 7 | 6.8 | 6.8 | 7.1 | 8.2 | 7.4 | 9.2 | 6.4 | 6 | 6.2 | 110.14 | 294.73 | 196.38 | 6.69 | 28.09
2019 | 3 | 31 | 18:00 | 2155 | 3.9 | 4.3 | 3.4 | 2.8 | 3.8 | 4.4 | 7 | 6.8 | 6.8 | 7.1 | 8.2 | 7.4 | 9.2 | 6.4 | 6 | 6.2 | 110.14 | 294.73 | 196.38 | 6.69 | 28.09
2019 | 3 | 31 | 19:00 | 2156 | 2.6 | 3.5 | 2.6 | 2.1 | 3.1 | 3.6 | 7 | 6.8 | 6.8 | 7.1 | 8.2 | 7.4 | 9.2 | 6.4 | 6 | 6.2 | 110.14 | 294.73 | 196.38 | 6.69 | 28.09
2019 | 3 | 31 | 20:00 | 2157 | 2.2 | 2.6 | 2.2 | 0.7 | 2.5 | 3 | 7 | 6.8 | 6.8 | 7.1 | 8.2 | 7.4 | 9.2 | 6.4 | 6 | 6.2 | 110.14 | 294.73 | 196.38 | 6.69 | 28.09
2019 | 3 | 31 | 21:00 | 2158 | 1.4 | 2.9 | -0.8 | -0.7 | 1.2 | 3.3 | 7 | 6.8 | 6.8 | 7.1 | 8.2 | 7.4 | 9.2 | 6.4 | 6 | 6.2 | 110.14 | 294.73 | 196.38 | 6.69 | 28.09
2019 | 3 | 31 | 22:00 | 2159 | 0.8 | 2.8 | 0.4 | -0.3 | 0.1 | 3.3 | 7 | 6.8 | 6.8 | 7.1 | 8.2 | 7.4 | 9.2 | 6.4 | 6 | 6.2 | 110.14 | 294.73 | 196.38 | 6.69 | 28.09
2019 | 3 | 31 | 23:00 | 2160 | 0 | 2 | 2.9 | -1.9 | -0.6 | 1.6 | 7 | 6.8 | 6.8 | 7.1 | 8.2 | 7.4 | 9.2 | 6.4 | 6 | 6.2 | 110.14 | 294.73 | 196.38 | 6.69 | 28.09
2019 | 4 | 1 | 0:00 | 2161 | -0.5 | 0.8 | 3.2 | -2 | -0.7 | 0.6 | 6.4 | 5.8 | 6.7 | 6.8 | 9.1 | 7.2 | 9.2 | 6.6 | 6 | 6.2 | 106.24 | 289.1 | 194.96 | 6.64 | 26.88
2019 | 4 | 1 | 1:00 | 2162 | -0.7 | -0.1 | 3.4 | -2 | -0.9 | -0.2 | 6.4 | 5.8 | 6.7 | 6.8 | 9.1 | 7.2 | 9.2 | 6.6 | 6 | 6.2 | 106.24 | 289.1 | 194.96 | 6.64 | 26.88
2019 | 4 | 1 | 2:00 | 2163 | -1.5 | -0.9 | 3.4 | -1.4 | -1 | -1.4 | 6.4 | 5.8 | 6.7 | 6.8 | 9.1 | 7.2 | 9.2 | 6.6 | 6 | 6.2 | 106.24 | 289.1 | 194.96 | 6.64 | 26.88
2019 | 4 | 1 | 3:00 | 2164 | -1.5 | -1.4 | 3.4 | -1.4 | -1 | -1.7 | 6.4 | 5.8 | 6.7 | 6.8 | 9.1 | 7.2 | 9.2 | 6.6 | 6 | 6.2 | 106.24 | 289.1 | 194.96 | 6.64 | 26.88
2019 | 4 | 1 | 4:00 | 2165 | -2.8 | -1.7 | 3.5 | -1.6 | -1.1 | -1.7 | 6.4 | 5.8 | 6.7 | 6.8 | 9.1 | 7.2 | 9.2 | 6.6 | 6 | 6.2 | 106.24 | 289.1 | 194.96 | 6.64 | 26.88
2019 | 4 | 1 | 5:00 | 2166 | -1.8 | -0.7 | 3.2 | -1.2 | -0.4 | -0.6 | 6.4 | 5.8 | 6.7 | 6.8 | 9.1 | 7.2 | 9.2 | 6.6 | 6 | 6.2 | 106.24 | 289.1 | 194.96 | 6.64 | 26.88
2019 | 4 | 1 | 6:00 | 2167 | 0.3 | 1.4 | 4.2 | 1.2 | 1.2 | 1 | 6.4 | 5.8 | 6.7 | 6.8 | 9.1 | 7.2 | 9.2 | 6.6 | 6 | 6.2 | 106.24 | 289.1 | 194.96 | 6.64 | 26.88
2019 | 4 | 1 | 7:00 | 2168 | 2.8 | 3.7 | 5.1 | 3.7 | 3 | 2.7 | 6.4 | 5.8 | 6.7 | 6.8 | 9.1 | 7.2 | 9.2 | 6.6 | 6 | 6.2 | 106.24 | 289.1 | 194.96 | 6.64 | 26.88
2019 | 4 | 1 | 8:00 | 2169 | 5.3 | 5.5 | 5.1 | 5.7 | 5.4 | 4.9 | 6.4 | 5.8 | 6.7 | 6.8 | 9.1 | 7.2 | 9.2 | 6.6 | 6 | 6.2 | 106.24 | 289.1 | 194.96 | 6.64 | 26.88
2019 | 4 | 1 | 9:00 | 2170 | 7.3 | 7 | 5.3 | 6.8 | 6.7 | 6.3 | 6.4 | 5.8 | 6.7 | 6.8 | 9.1 | 7.2 | 9.2 | 6.6 | 6 | 6.2 | 106.24 | 289.1 | 194.96 | 6.64 | 26.88
2019 | 4 | 1 | 10:00 | 2171 | 7.2 | 7.7 | 5.7 | 7.4 | 7.5 | 7.2 | 6.4 | 5.8 | 6.7 | 6.8 | 9.1 | 7.2 | 9.2 | 6.6 | 6 | 6.2 | 106.24 | 289.1 | 194.96 | 6.64 | 26.88
2019 | 4 | 1 | 11:00 | 2172 | 8.8 | 8.2 | 5.8 | 8 | 7.7 | 8 | 6.4 | 5.8 | 6.7 | 6.8 | 9.1 | 7.2 | 9.2 | 6.6 | 6 | 6.2 | 106.24 | 289.1 | 194.96 | 6.64 | 26.88
2019 | 4 | 1 | 12:00 | 2173 | 8.9 | 8.7 | 5.9 | 8.5 | 8.5 | 8 | 7.2 | 5.8 | 6.7 | 6.8 | 9.1 | 7.2 | 9.2 | 6.6 | 6 | 6.2 | 106.24 | 289.1 | 194.96 | 6.64 | 26.88
2019 | 4 | 1 | 13:00 | 2174 | 9.3 | 9.1 | 5.8 | 8.8 | 9.1 | 8.3 | 7.2 | 5.8 | 6.7 | 6.8 | 9.1 | 7.2 | 9.2 | 6.6 | 6 | 6.2 | 106.24 | 289.1 | 194.96 | 6.64 | 26.88
2019 | 4 | 1 | 14:00 | 2175 | 9.2 | 9 | 5.6 | 9 | 9.4 | 8.4 | 7.2 | 5.8 | 6.7 | 6.8 | 9.1 | 7.2 | 9.2 | 6.6 | 6 | 6.2 | 106.24 | 289.1 | 194.96 | 6.64 | 26.88
2019 | 4 | 1 | 15:00 | 2176 | 9.2 | 8.9 | 5.3 | 8.3 | 9.2 | 8.1 | 7.2 | 5.8 | 6.7 | 6.8 | 9.1 | 7.2 | 9.2 | 6.6 | 6 | 6.2 | 106.24 | 289.1 | 194.96 | 6.64 | 26.88
2019 | 4 | 1 | 16:00 | 2177 | 8.1 | 8.4 | 4.9 | 7.1 | 8.3 | 7.7 | 7.2 | 5.8 | 6.7 | 6.8 | 9.1 | 7.2 | 9.2 | 6.6 | 6 | 6.2 | 106.24 | 289.1 | 194.96 | 6.64 | 26.88
2019 | 4 | 1 | 17:00 | 2178 | 6.6 | 6.4 | 3.7 | 4.8 | 6.8 | 5.9 | 7.2 | 5.8 | 6.7 | 6.8 | 9.1 | 7.2 | 9.2 | 6.6 | 6 | 6.2 | 106.24 | 289.1 | 194.96 | 6.64 | 26.88
2019 | 4 | 1 | 18:00 | 2179 | 2.6 | 4.1 | 0.2 | 0.5 | 4.4 | 4.1 | 7.2 | 5.8 | 6.7 | 6.8 | 9.1 | 7.2 | 9.2 | 6.6 | 6 | 6.2 | 106.24 | 289.1 | 194.96 | 6.64 | 26.88
2019 | 4 | 1 | 19:00 | 2180 | 1.1 | 1.5 | -1.1 | -1.4 | 3.5 | 2.2 | 7.2 | 5.8 | 6.7 | 6.8 | 9.1 | 7.2 | 9.2 | 6.6 | 6 | 6.2 | 106.24 | 289.1 | 194.96 | 6.64 | 26.88
2019 | 4 | 1 | 20:00 | 2181 | -1.4 | 0.2 | -1 | -2 | 2.2 | 1.2 | 7.2 | 5.8 | 6.7 | 6.8 | 9.1 | 7.2 | 9.2 | 6.6 | 6 | 6.2 | 106.24 | 289.1 | 194.96 | 6.64 | 26.88
2019 | 4 | 1 | 21:00 | 2182 | -2.3 | -0.7 | -1.6 | -2.7 | 0.3 | -0.6 | 7.2 | 5.8 | 6.7 | 6.8 | 9.1 | 7.2 | 9.2 | 6.6 | 6 | 6.2 | 106.24 | 289.1 | 194.96 | 6.64 | 26.88
2019 | 4 | 1 | 22:00 | 2183 | -3.9 | -1.4 | -2.6 | -3.3 | -0.7 | -2.1 | 7.2 | 5.8 | 6.7 | 6.8 | 9.1 | 7.2 | 9.2 | 6.6 | 6 | 6.2 | 106.24 | 289.1 | 194.96 | 6.64 | 26.88
2019 | 4 | 1 | 23:00 | 2184 | -4.1 | -2.2 | -1.5 | -4.1 | -1.4 | -2.6 | 7.2 | 5.8 | 6.7 | 6.8 | 9.1 | 7.2 | 9.2 | 6.6 | 6 | 6.2 | 106.24 | 289.1 | 194.96 | 6.64 | 26.88
2019 | 4 | 2 | 0:00 | 2185 | -4.4 | -3.6 | -1.4 | -4.8 | -2 | -3.2 | 6.2 | 6.3 | 6.2 | 6.2 | 10 | 6.9 | 9.2 | 6.6 | 6.3 | 6.1 | 106.68 | 278.97 | 186.32 | 6.56 | 24.71
2019 | 4 | 2 | 1:00 | 2186 | -5.1 | -4 | -0.9 | -5.3 | -2.6 | -3.5 | 6.2 | 6.3 | 6.2 | 6.2 | 10 | 6.9 | 9.2 | 6.6 | 6.3 | 6.1 | 106.68 | 278.97 | 186.32 | 6.56 | 24.71
2019 | 4 | 2 | 2:00 | 2187 | -4.1 | -4 | -1.3 | -5.5 | -3.6 | -4.1 | 6.2 | 6.3 | 6.2 | 6.2 | 10 | 6.9 | 9.2 | 6.6 | 6.3 | 6.1 | 106.68 | 278.97 | 186.32 | 6.56 | 24.71
2019 | 4 | 2 | 3:00 | 2188 | -6.3 | -3.9 | -0.4 | -5.9 | -0.7 | -4.6 | 6.2 | 6.3 | 6.2 | 6.2 | 10 | 6.9 | 9.2 | 6.6 | 6.3 | 6.1 | 106.68 | 278.97 | 186.32 | 6.56 | 24.71
2019 | 4 | 2 | 4:00 | 2189 | -6.2 | -4.5 | -0.3 | -6 | -1.2 | -4.8 | 6.2 | 6.3 | 6.2 | 6.2 | 10 | 6.9 | 9.2 | 6.6 | 6.3 | 6.1 | 106.68 | 278.97 | 186.32 | 6.56 | 24.71
2019 | 4 | 2 | 5:00 | 2190 | -4.8 | -3 | 0.1 | -3.6 | 0.2 | -3.5 | 6.2 | 6.3 | 6.2 | 6.2 | 10 | 6.9 | 9.2 | 6.6 | 6.3 | 6.1 | 106.68 | 278.97 | 186.32 | 6.56 | 24.71
2019 | 4 | 2 | 6:00 | 2191 | 1.4 | 1 | 2.6 | 1.7 | 3.1 | 1.3 | 6.2 | 6.3 | 6.2 | 6.2 | 10 | 6.9 | 9.2 | 6.6 | 6.3 | 6.1 | 106.68 | 278.97 | 186.32 | 6.56 | 24.71
2019 | 4 | 2 | 7:00 | 2192 | 5.6 | 4.2 | 5.1 | 4.4 | 6.3 | 4.4 | 6.2 | 6.3 | 6.2 | 6.2 | 10 | 6.9 | 9.2 | 6.6 | 6.3 | 6.1 | 106.68 | 278.97 | 186.32 | 6.56 | 24.71
2019 | 4 | 2 | 8:00 | 2193 | 7.3 | 7.1 | 7.8 | 7.5 | 7.8 | 6.9 | 6.2 | 6.3 | 6.2 | 6.2 | 10 | 6.9 | 9.2 | 6.6 | 6.3 | 6.1 | 106.68 | 278.97 | 186.32 | 6.56 | 24.71
2019 | 4 | 2 | 9:00 | 2194 | 8.5 | 8.3 | 9.5 | 8.7 | 8.9 | 8.4 | 6.2 | 6.3 | 6.2 | 6.2 | 10 | 6.9 | 9.2 | 6.6 | 6.3 | 6.1 | 106.68 | 278.97 | 186.32 | 6.56 | 24.71
2019 | 4 | 2 | 10:00 | 2195 | 9.4 | 9 | 10.3 | 9.6 | 9.7 | 9.6 | 6.2 | 6.3 | 6.2 | 6.2 | 10 | 6.9 | 9.2 | 6.6 | 6.3 | 6.1 | 106.68 | 278.97 | 186.32 | 6.56 | 24.71
2019 | 4 | 2 | 11:00 | 2196 | 10.5 | 10.1 | 10.8 | 9.9 | 10.2 | 10.5 | 6.2 | 6.3 | 6.2 | 6.2 | 10 | 6.9 | 9.2 | 6.6 | 6.3 | 6.1 | 106.68 | 278.97 | 186.32 | 6.56 | 24.71
2019 | 4 | 2 | 12:00 | 2197 | 10.9 | 10.7 | 11.3 | 10.3 | 10.5 | 10.9 | 8.2 | 6.3 | 6.2 | 6.2 | 10 | 6.9 | 9.2 | 6.6 | 6.3 | 6.1 | 106.68 | 278.97 | 186.32 | 6.56 | 24.71
2019 | 4 | 2 | 13:00 | 2198 | 11.2 | 11 | 11.8 | 11 | 10.5 | 10.9 | 8.2 | 6.3 | 6.2 | 6.2 | 10 | 6.9 | 9.2 | 6.6 | 6.3 | 6.1 | 106.68 | 278.97 | 186.32 | 6.56 | 24.71
2019 | 4 | 2 | 14:00 | 2199 | 11.5 | 11.1 | 11.8 | 10.5 | 10.4 | 10.8 | 8.2 | 6.3 | 6.2 | 6.2 | 10 | 6.9 | 9.2 | 6.6 | 6.3 | 6.1 | 106.68 | 278.97 | 186.32 | 6.56 | 24.71
2019 | 4 | 2 | 15:00 | 2200 | 11.5 | 10.8 | 11.4 | 10.2 | 10.1 | 10.4 | 8.2 | 6.3 | 6.2 | 6.2 | 10 | 6.9 | 9.2 | 6.6 | 6.3 | 6.1 | 106.68 | 278.97 | 186.32 | 6.56 | 24.71
2019 | 4 | 2 | 16:00 | 2201 | 10.8 | 9.8 | 10.9 | 9.5 | 9.4 | 9.7 | 8.2 | 6.3 | 6.2 | 6.2 | 10 | 6.9 | 9.2 | 6.6 | 6.3 | 6.1 | 106.68 | 278.97 | 186.32 | 6.56 | 24.71
2019 | 4 | 2 | 17:00 | 2202 | 9 | 7.7 | 9.8 | 8 | 8.1 | 8.1 | 8.2 | 6.3 | 6.2 | 6.2 | 10 | 6.9 | 9.2 | 6.6 | 6.3 | 6.1 | 106.68 | 278.97 | 186.32 | 6.56 | 24.71
2019 | 4 | 2 | 18:00 | 2203 | 6.8 | 5.9 | 8.3 | 6.3 | 5.9 | 5.9 | 8.2 | 6.3 | 6.2 | 6.2 | 10 | 6.9 | 9.2 | 6.6 | 6.3 | 6.1 | 106.68 | 278.97 | 186.32 | 6.56 | 24.71
2019 | 4 | 2 | 19:00 | 2204 | 6.3 | 4.6 | 7.6 | 3.3 | 5.7 | 5 | 8.2 | 6.3 | 6.2 | 6.2 | 10 | 6.9 | 9.2 | 6.6 | 6.3 | 6.1 | 106.68 | 278.97 | 186.32 | 6.56 | 24.71
2019 | 4 | 2 | 20:00 | 2205 | 6.3 | 2.9 | 7.2 | 3.2 | 4.9 | 4.1 | 8.2 | 6.3 | 6.2 | 6.2 | 10 | 6.9 | 9.2 | 6.6 | 6.3 | 6.1 | 106.68 | 278.97 | 186.32 | 6.56 | 24.71
2019 | 4 | 2 | 21:00 | 2206 | 5.6 | 1.9 | 7.1 | 3.7 | 4.2 | 2.8 | 8.2 | 6.3 | 6.2 | 6.2 | 10 | 6.9 | 9.2 | 6.6 | 6.3 | 6.1 | 106.68 | 278.97 | 186.32 | 6.56 | 24.71
2019 | 4 | 2 | 22:00 | 2207 | 4.7 | 1.1 | 6.4 | 3.4 | 4 | 2.6 | 8.2 | 6.3 | 6.2 | 6.2 | 10 | 6.9 | 9.2 | 6.6 | 6.3 | 6.1 | 106.68 | 278.97 | 186.32 | 6.56 | 24.71
2019 | 4 | 2 | 23:00 | 2208 | 4.1 | 1.3 | 6.2 | 2.7 | 3.4 | 2.1 | 8.2 | 6.3 | 6.2 | 6.2 | 10 | 6.9 | 9.2 | 6.6 | 6.3 | 6.1 | 106.68 | 278.97 | 186.32 | 6.56 | 24.71
2019 | 4 | 3 | 0:00 | 2209 | 3.6 | 1.1 | 5.9 | 1.9 | 3 | 1.7 | 3.8 | 6.7 | 6.4 | 6.5 | 9.8 | 7.1 | 9.1 | 6.5 | 6.7 | 6.1 | 105.04 | 275.44 | 181.2 | 6.46 | 22.42
2019 | 4 | 3 | 1:00 | 2210 | 3.4 | 1 | 5.4 | -1.6 | 2.9 | 1.6 | 3.8 | 6.7 | 6.4 | 6.5 | 9.8 | 7.1 | 9.1 | 6.5 | 6.7 | 6.1 | 105.04 | 275.44 | 181.2 | 6.46 | 22.42
2019 | 4 | 3 | 2:00 | 2211 | 3.3 | 0.1 | 5.3 | -0.7 | 2.5 | 1.6 | 3.8 | 6.7 | 6.4 | 6.5 | 9.8 | 7.1 | 9.1 | 6.5 | 6.7 | 6.1 | 105.04 | 275.44 | 181.2 | 6.46 | 22.42
2019 | 4 | 3 | 3:00 | 2212 | 3.1 | 0.5 | 5.2 | -0.7 | 1.9 | 0.9 | 3.8 | 6.7 | 6.4 | 6.5 | 9.8 | 7.1 | 9.1 | 6.5 | 6.7 | 6.1 | 105.04 | 275.44 | 181.2 | 6.46 | 22.42
2019 | 4 | 3 | 4:00 | 2213 | 2.9 | -0.4 | 5 | -0.7 | 1.3 | 0.3 | 3.8 | 6.7 | 6.4 | 6.5 | 9.8 | 7.1 | 9.1 | 6.5 | 6.7 | 6.1 | 105.04 | 275.44 | 181.2 | 6.46 | 22.42
2019 | 4 | 3 | 5:00 | 2214 | 3.2 | 1.5 | 5.3 | 1.2 | 1.7 | 1.2 | 3.8 | 6.7 | 6.4 | 6.5 | 9.8 | 7.1 | 9.1 | 6.5 | 6.7 | 6.1 | 105.04 | 275.44 | 181.2 | 6.46 | 22.42
2019 | 4 | 3 | 6:00 | 2215 | 5.3 | 4 | 6.7 | 4.5 | 4.1 | 3.8 | 3.8 | 6.7 | 6.4 | 6.5 | 9.8 | 7.1 | 9.1 | 6.5 | 6.7 | 6.1 | 105.04 | 275.44 | 181.2 | 6.46 | 22.42
2019 | 4 | 3 | 7:00 | 2216 | 7.2 | 6.3 | 7.9 | 7.3 | 7.2 | 6.4 | 3.8 | 6.7 | 6.4 | 6.5 | 9.8 | 7.1 | 9.1 | 6.5 | 6.7 | 6.1 | 105.04 | 275.44 | 181.2 | 6.46 | 22.42
2019 | 4 | 3 | 8:00 | 2217 | 9 | 8.6 | 9.5 | 8.6 | 8.8 | 8.8 | 3.8 | 6.7 | 6.4 | 6.5 | 9.8 | 7.1 | 9.1 | 6.5 | 6.7 | 6.1 | 105.04 | 275.44 | 181.2 | 6.46 | 22.42
2019 | 4 | 3 | 9:00 | 2218 | 10.2 | 10.6 | 10.7 | 9.9 | 9.9 | 9.7 | 3.8 | 6.7 | 6.4 | 6.5 | 9.8 | 7.1 | 9.1 | 6.5 | 6.7 | 6.1 | 105.04 | 275.44 | 181.2 | 6.46 | 22.42
2019 | 4 | 3 | 10:00 | 2219 | 11.1 | 11 | 12.2 | 10.9 | 10.8 | 10.5 | 3.8 | 6.7 | 6.4 | 6.5 | 9.8 | 7.1 | 9.1 | 6.5 | 6.7 | 6.1 | 105.04 | 275.44 | 181.2 | 6.46 | 22.42
2019 | 4 | 3 | 11:00 | 2220 | 11.9 | 11.9 | 12.8 | 11.7 | 11.9 | 11.4 | 3.8 | 6.7 | 6.4 | 6.5 | 9.8 | 7.1 | 9.1 | 6.5 | 6.7 | 6.1 | 105.04 | 275.44 | 181.2 | 6.46 | 22.42
2019 | 4 | 3 | 12:00 | 2221 | 12.5 | 12.6 | 13.7 | 12.7 | 12.5 | 12.4 | 8.6 | 6.7 | 6.4 | 6.5 | 9.8 | 7.1 | 9.1 | 6.5 | 6.7 | 6.1 | 105.04 | 275.44 | 181.2 | 6.46 | 22.42
2019 | 4 | 3 | 13:00 | 2222 | 13 | 12.9 | 14 | 13.1 | 12.7 | 12.3 | 8.6 | 6.7 | 6.4 | 6.5 | 9.8 | 7.1 | 9.1 | 6.5 | 6.7 | 6.1 | 105.04 | 275.44 | 181.2 | 6.46 | 22.42
2019 | 4 | 3 | 14:00 | 2223 | 12.9 | 12.7 | 14 | 13.2 | 12.8 | 12.3 | 8.6 | 6.7 | 6.4 | 6.5 | 9.8 | 7.1 | 9.1 | 6.5 | 6.7 | 6.1 | 105.04 | 275.44 | 181.2 | 6.46 | 22.42
2019 | 4 | 3 | 15:00 | 2224 | 12.5 | 12.2 | 13.8 | 13 | 12.5 | 11.7 | 8.6 | 6.7 | 6.4 | 6.5 | 9.8 | 7.1 | 9.1 | 6.5 | 6.7 | 6.1 | 105.04 | 275.44 | 181.2 | 6.46 | 22.42
2019 | 4 | 3 | 16:00 | 2225 | 11.8 | 11.1 | 13.1 | 12.2 | 11.7 | 10.8 | 8.6 | 6.7 | 6.4 | 6.5 | 9.8 | 7.1 | 9.1 | 6.5 | 6.7 | 6.1 | 105.04 | 275.44 | 181.2 | 6.46 | 22.42
2019 | 4 | 3 | 17:00 | 2226 | 10.2 | 9.2 | 11.8 | 10.5 | 10.1 | 8.6 | 8.6 | 6.7 | 6.4 | 6.5 | 9.8 | 7.1 | 9.1 | 6.5 | 6.7 | 6.1 | 105.04 | 275.44 | 181.2 | 6.46 | 22.42
2019 | 4 | 3 | 18:00 | 2227 | 8.5 | 8 | 10.8 | 8.4 | 8.3 | 7.1 | 8.6 | 6.7 | 6.4 | 6.5 | 9.8 | 7.1 | 9.1 | 6.5 | 6.7 | 6.1 | 105.04 | 275.44 | 181.2 | 6.46 | 22.42
2019 | 4 | 3 | 19:00 | 2228 | 8 | 7.3 | 10 | 7.5 | 6.9 | 6.1 | 8.6 | 6.7 | 6.4 | 6.5 | 9.8 | 7.1 | 9.1 | 6.5 | 6.7 | 6.1 | 105.04 | 275.44 | 181.2 | 6.46 | 22.42
2019 | 4 | 3 | 20:00 | 2229 | 7.2 | 5.8 | 8.7 | 7.1 | 6.2 | 5.4 | 8.6 | 6.7 | 6.4 | 6.5 | 9.8 | 7.1 | 9.1 | 6.5 | 6.7 | 6.1 | 105.04 | 275.44 | 181.2 | 6.46 | 22.42
2019 | 4 | 3 | 21:00 | 2230 | 6.3 | 4.2 | 7.4 | 6.4 | 5 | 4.5 | 8.6 | 6.7 | 6.4 | 6.5 | 9.8 | 7.1 | 9.1 | 6.5 | 6.7 | 6.1 | 105.04 | 275.44 | 181.2 | 6.46 | 22.42
2019 | 4 | 3 | 22:00 | 2231 | 5.5 | 3.7 | 7.3 | 4.9 | 4.6 | 4.1 | 8.6 | 6.7 | 6.4 | 6.5 | 9.8 | 7.1 | 9.1 | 6.5 | 6.7 | 6.1 | 105.04 | 275.44 | 181.2 | 6.46 | 22.42
2019 | 4 | 3 | 23:00 | 2232 | 5.1 | 2.6 | 6.8 | 3.3 | 4.1 | 3.6 | 8.6 | 6.7 | 6.4 | 6.5 | 9.8 | 7.1 | 9.1 | 6.5 | 6.7 | 6.1 | 105.04 | 275.44 | 181.2 | 6.46 | 22.42
2019 | 4 | 4 | 0:00 | 2233 | 4.8 | 1.5 | 6.8 | 1.9 | 3.6 | 3.1 | 4 | 6.9 | 6.8 | 6.9 | 7.4 | 7.6 | 9.1 | 6.7 | 7.1 | 6.3 | 102.03 | 268.36 | 176.95 | 5.04 | 21.25
2019 | 4 | 4 | 1:00 | 2234 | 4.3 | 1.7 | 5.8 | 2.8 | 3.2 | 2.4 | 4 | 6.9 | 6.8 | 6.9 | 7.4 | 7.6 | 9.1 | 6.7 | 7.1 | 6.3 | 102.03 | 268.36 | 176.95 | 5.04 | 21.25
2019 | 4 | 4 | 2:00 | 2235 | 3.3 | 1.2 | 5.6 | 2.4 | 2.6 | 1.7 | 4 | 6.9 | 6.8 | 6.9 | 7.4 | 7.6 | 9.1 | 6.7 | 7.1 | 6.3 | 102.03 | 268.36 | 176.95 | 5.04 | 21.25
2019 | 4 | 4 | 3:00 | 2236 | 2.6 | 1.2 | 5.5 | 2.2 | 2.4 | 1.4 | 4 | 6.9 | 6.8 | 6.9 | 7.4 | 7.6 | 9.1 | 6.7 | 7.1 | 6.3 | 102.03 | 268.36 | 176.95 | 5.04 | 21.25
2019 | 4 | 4 | 4:00 | 2237 | 2 | 0.1 | 5 | 1.7 | 1.8 | 1.1 | 4 | 6.9 | 6.8 | 6.9 | 7.4 | 7.6 | 9.1 | 6.7 | 7.1 | 6.3 | 102.03 | 268.36 | 176.95 | 5.04 | 21.25
2019 | 4 | 4 | 5:00 | 2238 | 2.7 | 2.3 | 4.9 | 2.3 | 2.4 | 2.2 | 4 | 6.9 | 6.8 | 6.9 | 7.4 | 7.6 | 9.1 | 6.7 | 7.1 | 6.3 | 102.03 | 268.36 | 176.95 | 5.04 | 21.25
2019 | 4 | 4 | 6:00 | 2239 | 4.6 | 5.1 | 7.4 | 4.2 | 4.7 | 5 | 4 | 6.9 | 6.8 | 6.9 | 7.4 | 7.6 | 9.1 | 6.7 | 7.1 | 6.3 | 102.03 | 268.36 | 176.95 | 5.04 | 21.25
2019 | 4 | 4 | 7:00 | 2240 | 7.4 | 7.5 | 9.3 | 6.7 | 7.1 | 7.4 | 4 | 6.9 | 6.8 | 6.9 | 7.4 | 7.6 | 9.1 | 6.7 | 7.1 | 6.3 | 102.03 | 268.36 | 176.95 | 5.04 | 21.25
2019 | 4 | 4 | 8:00 | 2241 | 10.3 | 9.6 | 10.7 | 9.2 | 9.5 | 9.8 | 4 | 6.9 | 6.8 | 6.9 | 7.4 | 7.6 | 9.1 | 6.7 | 7.1 | 6.3 | 102.03 | 268.36 | 176.95 | 5.04 | 21.25
2019 | 4 | 4 | 9:00 | 2242 | 11.1 | 11.1 | 12.3 | 11.4 | 11.1 | 10.8 | 4 | 6.9 | 6.8 | 6.9 | 7.4 | 7.6 | 9.1 | 6.7 | 7.1 | 6.3 | 102.03 | 268.36 | 176.95 | 5.04 | 21.25
2019 | 4 | 4 | 10:00 | 2243 | 12 | 11.9 | 13.1 | 12.3 | 11.8 | 11.6 | 4 | 6.9 | 6.8 | 6.9 | 7.4 | 7.6 | 9.1 | 6.7 | 7.1 | 6.3 | 102.03 | 268.36 | 176.95 | 5.04 | 21.25
2019 | 4 | 4 | 11:00 | 2244 | 13.1 | 12.8 | 13.9 | 12.9 | 12.4 | 12.2 | 4 | 6.9 | 6.8 | 6.9 | 7.4 | 7.6 | 9.1 | 6.7 | 7.1 | 6.3 | 102.03 | 268.36 | 176.95 | 5.04 | 21.25
2019 | 4 | 4 | 12:00 | 2245 | 13.8 | 13.4 | 14.6 | 13.5 | 13.2 | 12.9 | 9.2 | 6.9 | 6.8 | 6.9 | 7.4 | 7.6 | 9.1 | 6.7 | 7.1 | 6.3 | 102.03 | 268.36 | 176.95 | 5.04 | 21.25
2019 | 4 | 4 | 13:00 | 2246 | 13.8 | 13.6 | 15.2 | 13.5 | 13.7 | 13 | 9.2 | 6.9 | 6.8 | 6.9 | 7.4 | 7.6 | 9.1 | 6.7 | 7.1 | 6.3 | 102.03 | 268.36 | 176.95 | 5.04 | 21.25
2019 | 4 | 4 | 14:00 | 2247 | 13.9 | 13.4 | 15.4 | 13.5 | 13.6 | 12.9 | 9.2 | 6.9 | 6.8 | 6.9 | 7.4 | 7.6 | 9.1 | 6.7 | 7.1 | 6.3 | 102.03 | 268.36 | 176.95 | 5.04 | 21.25
2019 | 4 | 4 | 15:00 | 2248 | 13.6 | 12.9 | 14.9 | 13.3 | 12.9 | 12.4 | 9.2 | 6.9 | 6.8 | 6.9 | 7.4 | 7.6 | 9.1 | 6.7 | 7.1 | 6.3 | 102.03 | 268.36 | 176.95 | 5.04 | 21.25
2019 | 4 | 4 | 16:00 | 2249 | 12.7 | 12 | 14.2 | 12.6 | 12.2 | 11.2 | 9.2 | 6.9 | 6.8 | 6.9 | 7.4 | 7.6 | 9.1 | 6.7 | 7.1 | 6.3 | 102.03 | 268.36 | 176.95 | 5.04 | 21.25
2019 | 4 | 4 | 17:00 | 2250 | 11.1 | 9.7 | 12.7 | 11 | 10.7 | 9.3 | 9.2 | 6.9 | 6.8 | 6.9 | 7.4 | 7.6 | 9.1 | 6.7 | 7.1 | 6.3 | 102.03 | 268.36 | 176.95 | 5.04 | 21.25
2019 | 4 | 4 | 18:00 | 2251 | 9.4 | 8.1 | 11.2 | 9.1 | 8.4 | 7.8 | 9.2 | 6.9 | 6.8 | 6.9 | 7.4 | 7.6 | 9.1 | 6.7 | 7.1 | 6.3 | 102.03 | 268.36 | 176.95 | 5.04 | 21.25
2019 | 4 | 4 | 19:00 | 2252 | 8.5 | 7.8 | 10.2 | 4.3 | 7 | 6.4 | 9.2 | 6.9 | 6.8 | 6.9 | 7.4 | 7.6 | 9.1 | 6.7 | 7.1 | 6.3 | 102.03 | 268.36 | 176.95 | 5.04 | 21.25
2019 | 4 | 4 | 20:00 | 2253 | 7.7 | 6.8 | 9 | 4 | 6.4 | 5.7 | 9.2 | 6.9 | 6.8 | 6.9 | 7.4 | 7.6 | 9.1 | 6.7 | 7.1 | 6.3 | 102.03 | 268.36 | 176.95 | 5.04 | 21.25
2019 | 4 | 4 | 21:00 | 2254 | 7 | 5.9 | 8.3 | 3.5 | 5.3 | 5.1 | 9.2 | 6.9 | 6.8 | 6.9 | 7.4 | 7.6 | 9.1 | 6.7 | 7.1 | 6.3 | 102.03 | 268.36 | 176.95 | 5.04 | 21.25
2019 | 4 | 4 | 22:00 | 2255 | 6.3 | 3.8 | 7.7 | 5 | 3.8 | 4.8 | 9.2 | 6.9 | 6.8 | 6.9 | 7.4 | 7.6 | 9.1 | 6.7 | 7.1 | 6.3 | 102.03 | 268.36 | 176.95 | 5.04 | 21.25
2019 | 4 | 4 | 23:00 | 2256 | 5.9 | 3.1 | 7 | 2.1 | 4.1 | 4.3 | 9.2 | 6.9 | 6.8 | 6.9 | 7.4 | 7.6 | 9.1 | 6.7 | 7.1 | 6.3 | 102.03 | 268.36 | 176.95 | 5.04 | 21.25
2019 | 4 | 5 | 0:00 | 2257 | 5.4 | 2.9 | 6.5 | 0.4 | 3.4 | 3.7 | 4.4 | 6.9 | 7.4 | 7.3 | 6.9 | 8.1 | 9.7 | 6.8 | 7.4 | 6.5 | 93.17 | 257.9 | 171.93 | 3.88 | 19.27
2019 | 4 | 5 | 1:00 | 2258 | 4.9 | 2.3 | 6 | 0.3 | 2.7 | 3.2 | 4.4 | 6.9 | 7.4 | 7.3 | 6.9 | 8.1 | 9.7 | 6.8 | 7.4 | 6.5 | 93.17 | 257.9 | 171.93 | 3.88 | 19.27
2019 | 4 | 5 | 2:00 | 2259 | 4.2 | 1.8 | 5.7 | 0 | 1.9 | 2.7 | 4.4 | 6.9 | 7.4 | 7.3 | 6.9 | 8.1 | 9.7 | 6.8 | 7.4 | 6.5 | 93.17 | 257.9 | 171.93 | 3.88 | 19.27
2019 | 4 | 5 | 3:00 | 2260 | 3.8 | 1.8 | 5 | -0.9 | 0.6 | 2.4 | 4.4 | 6.9 | 7.4 | 7.3 | 6.9 | 8.1 | 9.7 | 6.8 | 7.4 | 6.5 | 93.17 | 257.9 | 171.93 | 3.88 | 19.27
2019 | 4 | 5 | 4:00 | 2261 | 3.3 | 1.5 | 4.2 | -0.9 | 0 | 2.3 | 4.4 | 6.9 | 7.4 | 7.3 | 6.9 | 8.1 | 9.7 | 6.8 | 7.4 | 6.5 | 93.17 | 257.9 | 171.93 | 3.88 | 19.27
2019 | 4 | 5 | 5:00 | 2262 | 3.9 | 2.8 | 4.7 | 0.6 | 0.9 | 3.1 | 4.4 | 6.9 | 7.4 | 7.3 | 6.9 | 8.1 | 9.7 | 6.8 | 7.4 | 6.5 | 93.17 | 257.9 | 171.93 | 3.88 | 19.27
2019 | 4 | 5 | 6:00 | 2263 | 6.1 | 5.6 | 6.8 | 3.1 | 3.5 | 5.4 | 4.4 | 6.9 | 7.4 | 7.3 | 6.9 | 8.1 | 9.7 | 6.8 | 7.4 | 6.5 | 93.17 | 257.9 | 171.93 | 3.88 | 19.27
2019 | 4 | 5 | 7:00 | 2264 | 8.5 | 8.4 | 9.1 | 6.4 | 6.4 | 8.2 | 4.4 | 6.9 | 7.4 | 7.3 | 6.9 | 8.1 | 9.7 | 6.8 | 7.4 | 6.5 | 93.17 | 257.9 | 171.93 | 3.88 | 19.27
2019 | 4 | 5 | 8:00 | 2265 | 11.4 | 11.2 | 11.7 | 9.3 | 9.2 | 10.8 | 4.4 | 6.9 | 7.4 | 7.3 | 6.9 | 8.1 | 9.7 | 6.8 | 7.4 | 6.5 | 93.17 | 257.9 | 171.93 | 3.88 | 19.27
2019 | 4 | 5 | 9:00 | 2266 | 12.8 | 13.3 | 14.1 | 12.1 | 11.9 | 12.4 | 4.4 | 6.9 | 7.4 | 7.3 | 6.9 | 8.1 | 9.7 | 6.8 | 7.4 | 6.5 | 93.17 | 257.9 | 171.93 | 3.88 | 19.27
2019 | 4 | 5 | 10:00 | 2267 | 14.2 | 13.8 | 15.7 | 13.6 | 13.6 | 12.8 | 4.4 | 6.9 | 7.4 | 7.3 | 6.9 | 8.1 | 9.7 | 6.8 | 7.4 | 6.5 | 93.17 | 257.9 | 171.93 | 3.88 | 19.27
2019 | 4 | 5 | 11:00 | 2268 | 14.2 | 14.1 | 16.2 | 14.2 | 13.9 | 13.3 | 4.4 | 6.9 | 7.4 | 7.3 | 6.9 | 8.1 | 9.7 | 6.8 | 7.4 | 6.5 | 93.17 | 257.9 | 171.93 | 3.88 | 19.27
2019 | 4 | 5 | 12:00 | 2269 | 15.1 | 14.7 | 16.6 | 14.3 | 14.4 | 13.5 | 9 | 6.9 | 7.4 | 7.3 | 6.9 | 8.1 | 9.7 | 6.8 | 7.4 | 6.5 | 93.17 | 257.9 | 171.93 | 3.88 | 19.27
2019 | 4 | 5 | 13:00 | 2270 | 15.3 | 14.6 | 16.9 | 14.4 | 14.3 | 13.7 | 9 | 6.9 | 7.4 | 7.3 | 6.9 | 8.1 | 9.7 | 6.8 | 7.4 | 6.5 | 93.17 | 257.9 | 171.93 | 3.88 | 19.27
2019 | 4 | 5 | 14:00 | 2271 | 14.7 | 14.5 | 16.7 | 14.5 | 14.1 | 13.3 | 9 | 6.9 | 7.4 | 7.3 | 6.9 | 8.1 | 9.7 | 6.8 | 7.4 | 6.5 | 93.17 | 257.9 | 171.93 | 3.88 | 19.27
2019 | 4 | 5 | 15:00 | 2272 | 14.3 | 13.9 | 16.3 | 13.8 | 13.6 | 12.8 | 9 | 6.9 | 7.4 | 7.3 | 6.9 | 8.1 | 9.7 | 6.8 | 7.4 | 6.5 | 93.17 | 257.9 | 171.93 | 3.88 | 19.27
2019 | 4 | 5 | 16:00 | 2273 | 13.4 | 12.8 | 15.4 | 13.1 | 12.6 | 12 | 9 | 6.9 | 7.4 | 7.3 | 6.9 | 8.1 | 9.7 | 6.8 | 7.4 | 6.5 | 93.17 | 257.9 | 171.93 | 3.88 | 19.27
2019 | 4 | 5 | 17:00 | 2274 | 11.6 | 10.3 | 13.6 | 11.4 | 10.4 | 10.4 | 9 | 6.9 | 7.4 | 7.3 | 6.9 | 8.1 | 9.7 | 6.8 | 7.4 | 6.5 | 93.17 | 257.9 | 171.93 | 3.88 | 19.27
2019 | 4 | 5 | 18:00 | 2275 | 10 | 8.8 | 11.4 | 9.4 | 7.9 | 8.7 | 9 | 6.9 | 7.4 | 7.3 | 6.9 | 8.1 | 9.7 | 6.8 | 7.4 | 6.5 | 93.17 | 257.9 | 171.93 | 3.88 | 19.27
2019 | 4 | 5 | 19:00 | 2276 | 9.1 | 7.7 | 10.2 | 5.7 | 5.9 | 7.9 | 9 | 6.9 | 7.4 | 7.3 | 6.9 | 8.1 | 9.7 | 6.8 | 7.4 | 6.5 | 93.17 | 257.9 | 171.93 | 3.88 | 19.27
2019 | 4 | 5 | 20:00 | 2277 | 8.6 | 6.9 | 9 | 4.5 | 5.4 | 7.3 | 9 | 6.9 | 7.4 | 7.3 | 6.9 | 8.1 | 9.7 | 6.8 | 7.4 | 6.5 | 93.17 | 257.9 | 171.93 | 3.88 | 19.27
2019 | 4 | 5 | 21:00 | 2278 | 8.3 | 5.8 | 8.4 | 4.6 | 4.6 | 6.9 | 9 | 6.9 | 7.4 | 7.3 | 6.9 | 8.1 | 9.7 | 6.8 | 7.4 | 6.5 | 93.17 | 257.9 | 171.93 | 3.88 | 19.27
2019 | 4 | 5 | 22:00 | 2279 | 7.6 | 5.3 | 8.1 | 3.8 | 4.7 | 6.1 | 9 | 6.9 | 7.4 | 7.3 | 6.9 | 8.1 | 9.7 | 6.8 | 7.4 | 6.5 | 93.17 | 257.9 | 171.93 | 3.88 | 19.27
2019 | 4 | 5 | 23:00 | 2280 | 7.2 | 4.9 | 7.5 | 3.2 | 3.6 | 5 | 9 | 6.9 | 7.4 | 7.3 | 6.9 | 8.1 | 9.7 | 6.8 | 7.4 | 6.5 | 93.17 | 257.9 | 171.93 | 3.88 | 19.27
2019 | 4 | 6 | 0:00 | 2281 | 7.1 | 4.1 | 6.6 | 2.2 | 1.6 | 4.1 | 4.4 | 6.9 | 7.9 | 7.8 | 6.5 | 8.6 | 10.3 | 7 | 7.6 | 6.9 | 92.07 | 249.38 | 167.83 | 3.87 | 18.19
2019 | 4 | 6 | 1:00 | 2282 | 6.7 | 4.2 | 6.2 | 0.6 | 1.2 | 3.5 | 4.4 | 6.9 | 7.9 | 7.8 | 6.5 | 8.6 | 10.3 | 7 | 7.6 | 6.9 | 92.07 | 249.38 | 167.83 | 3.87 | 18.19
2019 | 4 | 6 | 2:00 | 2283 | 6.2 | 3.7 | 5.6 | 0.4 | 1.2 | 3.3 | 4.4 | 6.9 | 7.9 | 7.8 | 6.5 | 8.6 | 10.3 | 7 | 7.6 | 6.9 | 92.07 | 249.38 | 167.83 | 3.87 | 18.19
2019 | 4 | 6 | 3:00 | 2284 | 5.7 | 3.7 | 5.3 | 0 | 0.9 | 2.5 | 4.4 | 6.9 | 7.9 | 7.8 | 6.5 | 8.6 | 10.3 | 7 | 7.6 | 6.9 | 92.07 | 249.38 | 167.83 | 3.87 | 18.19
2019 | 4 | 6 | 4:00 | 2285 | 4.9 | 3.2 | 5 | -0.4 | 0.5 | 2.6 | 4.4 | 6.9 | 7.9 | 7.8 | 6.5 | 8.6 | 10.3 | 7 | 7.6 | 6.9 | 92.07 | 249.38 | 167.83 | 3.87 | 18.19
2019 | 4 | 6 | 5:00 | 2286 | 5.4 | 4.2 | 5.4 | 1.7 | 1.6 | 3.1 | 4.4 | 6.9 | 7.9 | 7.8 | 6.5 | 8.6 | 10.3 | 7 | 7.6 | 6.9 | 92.07 | 249.38 | 167.83 | 3.87 | 18.19
2019 | 4 | 6 | 6:00 | 2287 | 6.7 | 6.1 | 7.3 | 4.5 | 4.1 | 5.7 | 4.4 | 6.9 | 7.9 | 7.8 | 6.5 | 8.6 | 10.3 | 7 | 7.6 | 6.9 | 92.07 | 249.38 | 167.83 | 3.87 | 18.19
2019 | 4 | 6 | 7:00 | 2288 | 8.7 | 8.1 | 10 | 7.1 | 7.4 | 9 | 4.4 | 6.9 | 7.9 | 7.8 | 6.5 | 8.6 | 10.3 | 7 | 7.6 | 6.9 | 92.07 | 249.38 | 167.83 | 3.87 | 18.19
2019 | 4 | 6 | 8:00 | 2289 | 11.2 | 10.8 | 11.9 | 9.9 | 10.8 | 12.2 | 4.4 | 6.9 | 7.9 | 7.8 | 6.5 | 8.6 | 10.3 | 7 | 7.6 | 6.9 | 92.07 | 249.38 | 167.83 | 3.87 | 18.19
2019 | 4 | 6 | 9:00 | 2290 | 13.8 | 12.8 | 13.5 | 12.1 | 12.9 | 13 | 4.4 | 6.9 | 7.9 | 7.8 | 6.5 | 8.6 | 10.3 | 7 | 7.6 | 6.9 | 92.07 | 249.38 | 167.83 | 3.87 | 18.19
2019 | 4 | 6 | 10:00 | 2291 | 14.7 | 14.7 | 14.7 | 13.6 | 13.6 | 13.8 | 4.4 | 6.9 | 7.9 | 7.8 | 6.5 | 8.6 | 10.3 | 7 | 7.6 | 6.9 | 92.07 | 249.38 | 167.83 | 3.87 | 18.19
2019 | 4 | 6 | 11:00 | 2292 | 15 | 15.3 | 15.9 | 14.2 | 14.4 | 14.5 | 4.4 | 6.9 | 7.9 | 7.8 | 6.5 | 8.6 | 10.3 | 7 | 7.6 | 6.9 | 92.07 | 249.38 | 167.83 | 3.87 | 18.19
2019 | 4 | 6 | 12:00 | 2293 | 15.7 | 15.4 | 16.3 | 14.6 | 14.8 | 14.8 | 9.4 | 6.9 | 7.9 | 7.8 | 6.5 | 8.6 | 10.3 | 7 | 7.6 | 6.9 | 92.07 | 249.38 | 167.83 | 3.87 | 18.19
2019 | 4 | 6 | 13:00 | 2294 | 15.5 | 15.4 | 16.4 | 14.7 | 14.9 | 14.6 | 9.4 | 6.9 | 7.9 | 7.8 | 6.5 | 8.6 | 10.3 | 7 | 7.6 | 6.9 | 92.07 | 249.38 | 167.83 | 3.87 | 18.19
2019 | 4 | 6 | 14:00 | 2295 | 15.5 | 15.5 | 16.2 | 14.9 | 14.1 | 14.5 | 9.4 | 6.9 | 7.9 | 7.8 | 6.5 | 8.6 | 10.3 | 7 | 7.6 | 6.9 | 92.07 | 249.38 | 167.83 | 3.87 | 18.19
2019 | 4 | 6 | 15:00 | 2296 | 15.2 | 14.8 | 16.2 | 14.4 | 14.2 | 13.8 | 9.4 | 6.9 | 7.9 | 7.8 | 6.5 | 8.6 | 10.3 | 7 | 7.6 | 6.9 | 92.07 | 249.38 | 167.83 | 3.87 | 18.19
2019 | 4 | 6 | 16:00 | 2297 | 14.4 | 13.4 | 15.6 | 13 | 13.2 | 13 | 9.4 | 6.9 | 7.9 | 7.8 | 6.5 | 8.6 | 10.3 | 7 | 7.6 | 6.9 | 92.07 | 249.38 | 167.83 | 3.87 | 18.19
2019 | 4 | 6 | 17:00 | 2298 | 12.8 | 11.7 | 14.3 | 10.3 | 10.8 | 11.5 | 9.4 | 6.9 | 7.9 | 7.8 | 6.5 | 8.6 | 10.3 | 7 | 7.6 | 6.9 | 92.07 | 249.38 | 167.83 | 3.87 | 18.19
2019 | 4 | 6 | 18:00 | 2299 | 11.4 | 10.5 | 12.2 | 8.2 | 7.6 | 9.9 | 9.4 | 6.9 | 7.9 | 7.8 | 6.5 | 8.6 | 10.3 | 7 | 7.6 | 6.9 | 92.07 | 249.38 | 167.83 | 3.87 | 18.19
2019 | 4 | 6 | 19:00 | 2300 | 10.7 | 10.3 | 11 | 7.6 | 5.5 | 9.1 | 9.4 | 6.9 | 7.9 | 7.8 | 6.5 | 8.6 | 10.3 | 7 | 7.6 | 6.9 | 92.07 | 249.38 | 167.83 | 3.87 | 18.19
2019 | 4 | 6 | 20:00 | 2301 | 10 | 9.5 | 10.9 | 7.2 | 6 | 8.9 | 9.4 | 6.9 | 7.9 | 7.8 | 6.5 | 8.6 | 10.3 | 7 | 7.6 | 6.9 | 92.07 | 249.38 | 167.83 | 3.87 | 18.19
2019 | 4 | 6 | 21:00 | 2302 | 9.6 | 8.6 | 10.4 | 6.8 | 6.3 | 8.7 | 9.4 | 6.9 | 7.9 | 7.8 | 6.5 | 8.6 | 10.3 | 7 | 7.6 | 6.9 | 92.07 | 249.38 | 167.83 | 3.87 | 18.19
2019 | 4 | 6 | 22:00 | 2303 | 9.6 | 7.8 | 9.8 | 6.4 | 6.2 | 8.5 | 9.4 | 6.9 | 7.9 | 7.8 | 6.5 | 8.6 | 10.3 | 7 | 7.6 | 6.9 | 92.07 | 249.38 | 167.83 | 3.87 | 18.19
2019 | 4 | 6 | 23:00 | 2304 | 8.3 | 7 | 9.1 | 5.6 | 5.8 | 8 | 9.4 | 6.9 | 7.9 | 7.8 | 6.5 | 8.6 | 10.3 | 7 | 7.6 | 6.9 | 92.07 | 249.38 | 167.83 | 3.87 | 18.19
2019 | 4 | 7 | 0:00 | 2305 | 7.5 | 6.7 | 8.4 | 5.6 | 6.1 | 7.5 | 6.6 | 7.5 | 8.5 | 8.6 | 6.7 | 8.5 | 10.6 | 7.3 | 8 | 7.4 | 90.49 | 241.95 | 164.52 | 3.88 | 17.09
2019 | 4 | 7 | 1:00 | 2306 | 7.6 | 6.4 | 8.2 | 5.3 | 6 | 6.3 | 6.6 | 7.5 | 8.5 | 8.6 | 6.7 | 8.5 | 10.6 | 7.3 | 8 | 7.4 | 90.49 | 241.95 | 164.52 | 3.88 | 17.09
2019 | 4 | 7 | 2:00 | 2307 | 7.2 | 7 | 7 | 4.6 | 5.4 | 7 | 6.6 | 7.5 | 8.5 | 8.6 | 6.7 | 8.5 | 10.6 | 7.3 | 8 | 7.4 | 90.49 | 241.95 | 164.52 | 3.88 | 17.09
2019 | 4 | 7 | 3:00 | 2308 | 6.2 | 5.8 | 6.8 | 4.1 | 4.6 | 6.4 | 6.6 | 7.5 | 8.5 | 8.6 | 6.7 | 8.5 | 10.6 | 7.3 | 8 | 7.4 | 90.49 | 241.95 | 164.52 | 3.88 | 17.09
2019 | 4 | 7 | 4:00 | 2309 | 5.8 | 4.8 | 6.3 | 3 | 4.3 | 5.7 | 6.6 | 7.5 | 8.5 | 8.6 | 6.7 | 8.5 | 10.6 | 7.3 | 8 | 7.4 | 90.49 | 241.95 | 164.52 | 3.88 | 17.09
2019 | 4 | 7 | 5:00 | 2310 | 6.1 | 6 | 6.5 | 3.4 | 4.8 | 5.8 | 6.6 | 7.5 | 8.5 | 8.6 | 6.7 | 8.5 | 10.6 | 7.3 | 8 | 7.4 | 90.49 | 241.95 | 164.52 | 3.88 | 17.09
2019 | 4 | 7 | 6:00 | 2311 | 7.6 | 8.1 | 8.1 | 4.9 | 5.9 | 7.2 | 6.6 | 7.5 | 8.5 | 8.6 | 6.7 | 8.5 | 10.6 | 7.3 | 8 | 7.4 | 90.49 | 241.95 | 164.52 | 3.88 | 17.09
2019 | 4 | 7 | 7:00 | 2312 | 9.4 | 9.2 | 9.6 | 6.3 | 7.4 | 9.4 | 6.6 | 7.5 | 8.5 | 8.6 | 6.7 | 8.5 | 10.6 | 7.3 | 8 | 7.4 | 90.49 | 241.95 | 164.52 | 3.88 | 17.09
2019 | 4 | 7 | 8:00 | 2313 | 11.7 | 10.3 | 11.5 | 8.8 | 9.4 | 11.1 | 6.6 | 7.5 | 8.5 | 8.6 | 6.7 | 8.5 | 10.6 | 7.3 | 8 | 7.4 | 90.49 | 241.95 | 164.52 | 3.88 | 17.09
2019 | 4 | 7 | 9:00 | 2314 | 13.6 | 13 | 13.4 | 10.6 | 10.2 | 12.8 | 6.6 | 7.5 | 8.5 | 8.6 | 6.7 | 8.5 | 10.6 | 7.3 | 8 | 7.4 | 90.49 | 241.95 | 164.52 | 3.88 | 17.09
2019 | 4 | 7 | 10:00 | 2315 | 14.4 | 14.5 | 9.7 | 12.2 | 12.5 | 14.2 | 6.6 | 7.5 | 8.5 | 8.6 | 6.7 | 8.5 | 10.6 | 7.3 | 8 | 7.4 | 90.49 | 241.95 | 164.52 | 3.88 | 17.09
2019 | 4 | 7 | 11:00 | 2316 | 15.4 | 15.3 | 10.1 | 13.1 | 13.6 | 14.8 | 6.6 | 7.5 | 8.5 | 8.6 | 6.7 | 8.5 | 10.6 | 7.3 | 8 | 7.4 | 90.49 | 241.95 | 164.52 | 3.88 | 17.09
2019 | 4 | 7 | 12:00 | 2317 | 15.4 | 16 | 10.9 | 15 | 15.3 | 14.8 | 8.6 | 7.5 | 8.5 | 8.6 | 6.7 | 8.5 | 10.6 | 7.3 | 8 | 7.4 | 90.49 | 241.95 | 164.52 | 3.88 | 17.09
2019 | 4 | 7 | 13:00 | 2318 | 15.5 | 15.7 | 10.7 | 15.4 | 16 | 14.9 | 8.6 | 7.5 | 8.5 | 8.6 | 6.7 | 8.5 | 10.6 | 7.3 | 8 | 7.4 | 90.49 | 241.95 | 164.52 | 3.88 | 17.09
2019 | 4 | 7 | 14:00 | 2319 | 15.6 | 15.2 | 10.2 | 15.3 | 15.6 | 13.8 | 8.6 | 7.5 | 8.5 | 8.6 | 6.7 | 8.5 | 10.6 | 7.3 | 8 | 7.4 | 90.49 | 241.95 | 164.52 | 3.88 | 17.09
2019 | 4 | 7 | 15:00 | 2320 | 14.7 | 15.3 | 10.2 | 15.7 | 15.7 | 13.1 | 8.6 | 7.5 | 8.5 | 8.6 | 6.7 | 8.5 | 10.6 | 7.3 | 8 | 7.4 | 90.49 | 241.95 | 164.52 | 3.88 | 17.09
2019 | 4 | 7 | 16:00 | 2321 | 13.2 | 13.9 | 9.1 | 14.4 | 15.5 | 11.8 | 8.6 | 7.5 | 8.5 | 8.6 | 6.7 | 8.5 | 10.6 | 7.3 | 8 | 7.4 | 90.49 | 241.95 | 164.52 | 3.88 | 17.09
2019 | 4 | 7 | 17:00 | 2322 | 10.9 | 12 | 7.3 | 10.7 | 14.3 | 10.8 | 8.6 | 7.5 | 8.5 | 8.6 | 6.7 | 8.5 | 10.6 | 7.3 | 8 | 7.4 | 90.49 | 241.95 | 164.52 | 3.88 | 17.09
2019 | 4 | 7 | 18:00 | 2323 | 9.3 | 10 | 6 | 7.6 | 11.6 | 9 | 8.6 | 7.5 | 8.5 | 8.6 | 6.7 | 8.5 | 10.6 | 7.3 | 8 | 7.4 | 90.49 | 241.95 | 164.52 | 3.88 | 17.09
2019 | 4 | 7 | 19:00 | 2324 | 7.7 | 7.3 | 5.7 | 5.9 | 8.8 | 8.5 | 8.6 | 7.5 | 8.5 | 8.6 | 6.7 | 8.5 | 10.6 | 7.3 | 8 | 7.4 | 90.49 | 241.95 | 164.52 | 3.88 | 17.09
2019 | 4 | 7 | 20:00 | 2325 | 6.3 | 5.2 | 4.8 | 8.5 | 7.4 | 7.4 | 8.6 | 7.5 | 8.5 | 8.6 | 6.7 | 8.5 | 10.6 | 7.3 | 8 | 7.4 | 90.49 | 241.95 | 164.52 | 3.88 | 17.09
2019 | 4 | 7 | 21:00 | 2326 | 4.3 | 3.3 | 5.4 | 6.2 | 9.7 | 6.4 | 8.6 | 7.5 | 8.5 | 8.6 | 6.7 | 8.5 | 10.6 | 7.3 | 8 | 7.4 | 90.49 | 241.95 | 164.52 | 3.88 | 17.09
2019 | 4 | 7 | 22:00 | 2327 | 1.7 | 3.5 | 3 | 5.5 | 8.8 | 4.9 | 8.6 | 7.5 | 8.5 | 8.6 | 6.7 | 8.5 | 10.6 | 7.3 | 8 | 7.4 | 90.49 | 241.95 | 164.52 | 3.88 | 17.09
2019 | 4 | 7 | 23:00 | 2328 | 0.2 | 2.5 | 1.6 | 4.4 | 7.7 | 4 | 8.6 | 7.5 | 8.5 | 8.6 | 6.7 | 8.5 | 10.6 | 7.3 | 8 | 7.4 | 90.49 | 241.95 | 164.52 | 3.88 | 17.09
2019 | 4 | 8 | 0:00 | 2329 | 0.3 | 1.8 | 3.1 | 3.9 | 6.6 | 3 | 6.4 | 7.8 | 8.5 | 8.4 | 7 | 9 | 11.6 | 7.7 | 8.1 | 7.6 | 90.71 | 234.91 | 160.66 | 3.9 | 16.42
2019 | 4 | 8 | 1:00 | 2330 | 0.5 | 1.3 | 2.7 | 3.7 | 5.1 | 2 | 6.4 | 7.8 | 8.5 | 8.4 | 7 | 9 | 11.6 | 7.7 | 8.1 | 7.6 | 90.71 | 234.91 | 160.66 | 3.9 | 16.42
2019 | 4 | 8 | 2:00 | 2331 | -0.2 | 1.5 | 3.7 | 3.4 | 4.5 | 1.4 | 6.4 | 7.8 | 8.5 | 8.4 | 7 | 9 | 11.6 | 7.7 | 8.1 | 7.6 | 90.71 | 234.91 | 160.66 | 3.9 | 16.42
2019 | 4 | 8 | 3:00 | 2332 | -0.9 | 1.8 | 3.6 | 3.3 | 3 | 0.6 | 6.4 | 7.8 | 8.5 | 8.4 | 7 | 9 | 11.6 | 7.7 | 8.1 | 7.6 | 90.71 | 234.91 | 160.66 | 3.9 | 16.42
2019 | 4 | 8 | 4:00 | 2333 | -0.7 | 0.2 | 4.4 | 3.2 | 1.8 | 0.2 | 6.4 | 7.8 | 8.5 | 8.4 | 7 | 9 | 11.6 | 7.7 | 8.1 | 7.6 | 90.71 | 234.91 | 160.66 | 3.9 | 16.42
2019 | 4 | 8 | 5:00 | 2334 | 1.6 | 1 | 4 | 3 | 2.1 | 1.7 | 6.4 | 7.8 | 8.5 | 8.4 | 7 | 9 | 11.6 | 7.7 | 8.1 | 7.6 | 90.71 | 234.91 | 160.66 | 3.9 | 16.42
2019 | 4 | 8 | 6:00 | 2335 | 5.4 | 5.5 | 3.5 | 3.3 | 4.5 | 5.5 | 6.4 | 7.8 | 8.5 | 8.4 | 7 | 9 | 11.6 | 7.7 | 8.1 | 7.6 | 90.71 | 234.91 | 160.66 | 3.9 | 16.42
2019 | 4 | 8 | 7:00 | 2336 | 8.5 | 8 | 3.7 | 5.2 | 4.5 | 8.6 | 6.4 | 7.8 | 8.5 | 8.4 | 7 | 9 | 11.6 | 7.7 | 8.1 | 7.6 | 90.71 | 234.91 | 160.66 | 3.9 | 16.42
2019 | 4 | 8 | 8:00 | 2337 | 11.4 | 9.4 | 5 | 5.8 | 3.7 | 10.6 | 6.4 | 7.8 | 8.5 | 8.4 | 7 | 9 | 11.6 | 7.7 | 8.1 | 7.6 | 90.71 | 234.91 | 160.66 | 3.9 | 16.42
2019 | 4 | 8 | 9:00 | 2338 | 14 | 10.5 | 5.4 | 7.2 | 2.9 | 13.1 | 6.4 | 7.8 | 8.5 | 8.4 | 7 | 9 | 11.6 | 7.7 | 8.1 | 7.6 | 90.71 | 234.91 | 160.66 | 3.9 | 16.42
2019 | 4 | 8 | 10:00 | 2339 | 14.5 | 11.4 | 6.2 | 7.3 | 3.9 | 14.4 | 6.4 | 7.8 | 8.5 | 8.4 | 7 | 9 | 11.6 | 7.7 | 8.1 | 7.6 | 90.71 | 234.91 | 160.66 | 3.9 | 16.42
2019 | 4 | 8 | 11:00 | 2340 | 15.7 | 12.5 | 6.3 | 7.7 | 5.9 | 15.5 | 6.4 | 7.8 | 8.5 | 8.4 | 7 | 9 | 11.6 | 7.7 | 8.1 | 7.6 | 90.71 | 234.91 | 160.66 | 3.9 | 16.42
2019 | 4 | 8 | 12:00 | 2341 | 16.2 | 13.3 | 6 | 6.7 | 8 | 15.6 | 6.8 | 7.8 | 8.5 | 8.4 | 7 | 9 | 11.6 | 7.7 | 8.1 | 7.6 | 90.71 | 234.91 | 160.66 | 3.9 | 16.42
2019 | 4 | 8 | 13:00 | 2342 | 15.1 | 13.2 | 5.5 | 4.5 | 9.4 | 15.8 | 6.8 | 7.8 | 8.5 | 8.4 | 7 | 9 | 11.6 | 7.7 | 8.1 | 7.6 | 90.71 | 234.91 | 160.66 | 3.9 | 16.42
2019 | 4 | 8 | 14:00 | 2343 | 14.8 | 12.2 | 4.6 | 3.7 | 8.8 | 14.6 | 6.8 | 7.8 | 8.5 | 8.4 | 7 | 9 | 11.6 | 7.7 | 8.1 | 7.6 | 90.71 | 234.91 | 160.66 | 3.9 | 16.42
2019 | 4 | 8 | 15:00 | 2344 | 14 | 9.4 | 4.4 | 2.4 | 7.2 | 13.8 | 6.8 | 7.8 | 8.5 | 8.4 | 7 | 9 | 11.6 | 7.7 | 8.1 | 7.6 | 90.71 | 234.91 | 160.66 | 3.9 | 16.42
2019 | 4 | 8 | 16:00 | 2345 | 11.6 | 7.7 | 3.8 | 2.5 | 5.2 | 12.3 | 6.8 | 7.8 | 8.5 | 8.4 | 7 | 9 | 11.6 | 7.7 | 8.1 | 7.6 | 90.71 | 234.91 | 160.66 | 3.9 | 16.42
2019 | 4 | 8 | 17:00 | 2346 | 8.9 | 6.3 | 3.5 | 1.9 | 3.5 | 10.2 | 6.8 | 7.8 | 8.5 | 8.4 | 7 | 9 | 11.6 | 7.7 | 8.1 | 7.6 | 90.71 | 234.91 | 160.66 | 3.9 | 16.42
2019 | 4 | 8 | 18:00 | 2347 | 8 | 6.1 | 3.2 | 1.5 | 2.9 | 7.1 | 6.8 | 7.8 | 8.5 | 8.4 | 7 | 9 | 11.6 | 7.7 | 8.1 | 7.6 | 90.71 | 234.91 | 160.66 | 3.9 | 16.42
2019 | 4 | 8 | 19:00 | 2348 | 6.8 | 5.1 | 2.5 | 1.2 | 2.4 | 6.3 | 6.8 | 7.8 | 8.5 | 8.4 | 7 | 9 | 11.6 | 7.7 | 8.1 | 7.6 | 90.71 | 234.91 | 160.66 | 3.9 | 16.42
2019 | 4 | 8 | 20:00 | 2349 | 5.5 | 3.4 | 1.9 | 1 | 2 | 5.9 | 6.8 | 7.8 | 8.5 | 8.4 | 7 | 9 | 11.6 | 7.7 | 8.1 | 7.6 | 90.71 | 234.91 | 160.66 | 3.9 | 16.42
2019 | 4 | 8 | 21:00 | 2350 | 5.3 | 2.5 | 1.2 | 0.3 | 1.7 | 5.3 | 6.8 | 7.8 | 8.5 | 8.4 | 7 | 9 | 11.6 | 7.7 | 8.1 | 7.6 | 90.71 | 234.91 | 160.66 | 3.9 | 16.42
2019 | 4 | 8 | 22:00 | 2351 | 3.1 | 1.5 | 1 | 0.7 | 1.5 | 3.5 | 6.8 | 7.8 | 8.5 | 8.4 | 7 | 9 | 11.6 | 7.7 | 8.1 | 7.6 | 90.71 | 234.91 | 160.66 | 3.9 | 16.42
2019 | 4 | 8 | 23:00 | 2352 | 1.7 | 0.8 | 0.9 | 0.7 | 1.2 | 2.1 | 6.8 | 7.8 | 8.5 | 8.4 | 7 | 9 | 11.6 | 7.7 | 8.1 | 7.6 | 90.71 | 234.91 | 160.66 | 3.9 | 16.42
2019 | 4 | 9 | 0:00 | 2353 | 0.4 | -0.3 | 1.9 | 0.7 | 1 | 1.2 | 5.4 | 5.1 | 7.8 | 7.4 | 7.1 | 8.8 | 11.1 | 7.7 | 7.5 | 7.3 | 91.87 | 229.93 | 160.21 | 3.85 | 15.42
2019 | 4 | 9 | 1:00 | 2354 | -0.5 | 0.2 | 2 | 0.7 | 1.1 | 0.1 | 5.4 | 5.1 | 7.8 | 7.4 | 7.1 | 8.8 | 11.1 | 7.7 | 7.5 | 7.3 | 91.87 | 229.93 | 160.21 | 3.85 | 15.42
2019 | 4 | 9 | 2:00 | 2355 | -0.7 | 0.8 | 2.2 | 0.7 | 0.9 | -0.8 | 5.4 | 5.1 | 7.8 | 7.4 | 7.1 | 8.8 | 11.1 | 7.7 | 7.5 | 7.3 | 91.87 | 229.93 | 160.21 | 3.85 | 15.42
2019 | 4 | 9 | 3:00 | 2356 | -0.3 | 0.8 | 2.2 | 0.7 | 0.8 | -1.4 | 5.4 | 5.1 | 7.8 | 7.4 | 7.1 | 8.8 | 11.1 | 7.7 | 7.5 | 7.3 | 91.87 | 229.93 | 160.21 | 3.85 | 15.42
2019 | 4 | 9 | 4:00 | 2357 | 0.1 | 0.8 | 2 | 0.6 | 0.8 | -0.5 | 5.4 | 5.1 | 7.8 | 7.4 | 7.1 | 8.8 | 11.1 | 7.7 | 7.5 | 7.3 | 91.87 | 229.93 | 160.21 | 3.85 | 15.42
2019 | 4 | 9 | 5:00 | 2358 | 0.4 | 0.8 | 2.3 | 0.9 | 0.9 | 0 | 5.4 | 5.1 | 7.8 | 7.4 | 7.1 | 8.8 | 11.1 | 7.7 | 7.5 | 7.3 | 91.87 | 229.93 | 160.21 | 3.85 | 15.42
2019 | 4 | 9 | 6:00 | 2359 | 0.6 | 1 | 2.7 | 1.4 | 1.1 | 0.2 | 5.4 | 5.1 | 7.8 | 7.4 | 7.1 | 8.8 | 11.1 | 7.7 | 7.5 | 7.3 | 91.87 | 229.93 | 160.21 | 3.85 | 15.42
2019 | 4 | 9 | 7:00 | 2360 | 1 | 1.1 | 2.5 | 1.5 | 1.8 | 0.4 | 5.4 | 5.1 | 7.8 | 7.4 | 7.1 | 8.8 | 11.1 | 7.7 | 7.5 | 7.3 | 91.87 | 229.93 | 160.21 | 3.85 | 15.42
2019 | 4 | 9 | 8:00 | 2361 | 1.5 | 1.4 | 2.4 | 2.5 | 2.6 | 0.8 | 5.4 | 5.1 | 7.8 | 7.4 | 7.1 | 8.8 | 11.1 | 7.7 | 7.5 | 7.3 | 91.87 | 229.93 | 160.21 | 3.85 | 15.42
2019 | 4 | 9 | 9:00 | 2362 | 1.7 | 1.7 | 2.3 | 3.2 | 3 | 1.4 | 5.4 | 5.1 | 7.8 | 7.4 | 7.1 | 8.8 | 11.1 | 7.7 | 7.5 | 7.3 | 91.87 | 229.93 | 160.21 | 3.85 | 15.42
2019 | 4 | 9 | 10:00 | 2363 | 2.3 | 3.1 | 2.8 | 2.7 | 3.2 | 2 | 5.4 | 5.1 | 7.8 | 7.4 | 7.1 | 8.8 | 11.1 | 7.7 | 7.5 | 7.3 | 91.87 | 229.93 | 160.21 | 3.85 | 15.42
2019 | 4 | 9 | 11:00 | 2364 | 2.9 | 5 | 3.3 | 3.2 | 3.9 | 1.8 | 5.4 | 5.1 | 7.8 | 7.4 | 7.1 | 8.8 | 11.1 | 7.7 | 7.5 | 7.3 | 91.87 | 229.93 | 160.21 | 3.85 | 15.42
2019 | 4 | 9 | 12:00 | 2365 | 5.4 | 5.3 | 3.8 | 1.7 | 4 | 2.2 | 5.4 | 5.1 | 7.8 | 7.4 | 7.1 | 8.8 | 11.1 | 7.7 | 7.5 | 7.3 | 91.87 | 229.93 | 160.21 | 3.85 | 15.42
2019 | 4 | 9 | 13:00 | 2366 | 7.2 | 5.6 | 2.7 | 2.6 | 4.7 | 4.3 | 5.4 | 5.1 | 7.8 | 7.4 | 7.1 | 8.8 | 11.1 | 7.7 | 7.5 | 7.3 | 91.87 | 229.93 | 160.21 | 3.85 | 15.42
2019 | 4 | 9 | 14:00 | 2367 | 7.1 | 5.8 | 2.8 | 2.1 | 3.7 | 4.8 | 5.4 | 5.1 | 7.8 | 7.4 | 7.1 | 8.8 | 11.1 | 7.7 | 7.5 | 7.3 | 91.87 | 229.93 | 160.21 | 3.85 | 15.42
2019 | 4 | 9 | 15:00 | 2368 | 6.8 | 5 | 2.6 | 1.4 | 3.1 | 4.5 | 5.4 | 5.1 | 7.8 | 7.4 | 7.1 | 8.8 | 11.1 | 7.7 | 7.5 | 7.3 | 91.87 | 229.93 | 160.21 | 3.85 | 15.42
2019 | 4 | 9 | 16:00 | 2369 | 5.1 | 4.2 | 2.5 | 1.1 | 2.2 | 4.4 | 5.4 | 5.1 | 7.8 | 7.4 | 7.1 | 8.8 | 11.1 | 7.7 | 7.5 | 7.3 | 91.87 | 229.93 | 160.21 | 3.85 | 15.42
2019 | 4 | 9 | 17:00 | 2370 | 3.4 | 3.7 | 2.5 | 0.2 | 1.8 | 3.4 | 5.4 | 5.1 | 7.8 | 7.4 | 7.1 | 8.8 | 11.1 | 7.7 | 7.5 | 7.3 | 91.87 | 229.93 | 160.21 | 3.85 | 15.42
2019 | 4 | 9 | 18:00 | 2371 | 1.1 | 3.3 | 2.4 | 0.3 | 1.3 | 1.5 | 5.4 | 5.1 | 7.8 | 7.4 | 7.1 | 8.8 | 11.1 | 7.7 | 7.5 | 7.3 | 91.87 | 229.93 | 160.21 | 3.85 | 15.42
2019 | 4 | 9 | 19:00 | 2372 | 0.6 | 2.8 | 1.6 | 0.2 | 0.5 | 1.9 | 5.4 | 5.1 | 7.8 | 7.4 | 7.1 | 8.8 | 11.1 | 7.7 | 7.5 | 7.3 | 91.87 | 229.93 | 160.21 | 3.85 | 15.42
2019 | 4 | 9 | 20:00 | 2373 | 1.8 | 2.4 | 1.7 | 0.2 | 0.4 | 2.3 | 5.4 | 5.1 | 7.8 | 7.4 | 7.1 | 8.8 | 11.1 | 7.7 | 7.5 | 7.3 | 91.87 | 229.93 | 160.21 | 3.85 | 15.42
2019 | 4 | 9 | 21:00 | 2374 | 2.5 | 2 | 2 | 0.3 | 0.2 | 2.4 | 5.4 | 5.1 | 7.8 | 7.4 | 7.1 | 8.8 | 11.1 | 7.7 | 7.5 | 7.3 | 91.87 | 229.93 | 160.21 | 3.85 | 15.42
2019 | 4 | 9 | 22:00 | 2375 | 2.2 | 1.6 | 2.1 | 0.6 | 0.3 | 2 | 5.4 | 5.1 | 7.8 | 7.4 | 7.1 | 8.8 | 11.1 | 7.7 | 7.5 | 7.3 | 91.87 | 229.93 | 160.21 | 3.85 | 15.42
2019 | 4 | 9 | 23:00 | 2376 | 1.8 | 1.4 | 2.2 | 0.7 | 0.4 | 1.5 | 5.4 | 5.1 | 7.8 | 7.4 | 7.1 | 8.8 | 11.1 | 7.7 | 7.5 | 7.3 | 91.87 | 229.93 | 160.21 | 3.85 | 15.42
2019 | 4 | 10 | 0:00 | 2377 | 1.3 | 0.4 | 2.2 | 0.8 | 0.6 | 1 | 4.8 | 5 | 6.8 | 6.6 | 7.6 | 7.8 | 9.9 | 7.3 | 6.9 | 6.8 | 93.64 | 225.99 | 157.37 | 3.83 | 14.85
2019 | 4 | 10 | 1:00 | 2378 | 1.1 | -0.4 | 2 | 0.9 | 0.7 | 0.8 | 4.8 | 5 | 6.8 | 6.6 | 7.6 | 7.8 | 9.9 | 7.3 | 6.9 | 6.8 | 93.64 | 225.99 | 157.37 | 3.83 | 14.85
2019 | 4 | 10 | 2:00 | 2379 | 0.9 | -1.5 | 1.9 | 1 | 0.8 | 0.1 | 4.8 | 5 | 6.8 | 6.6 | 7.6 | 7.8 | 9.9 | 7.3 | 6.9 | 6.8 | 93.64 | 225.99 | 157.37 | 3.83 | 14.85
2019 | 4 | 10 | 3:00 | 2380 | -0.4 | -1.9 | 2.3 | 0.9 | 0.9 | -1.1 | 4.8 | 5 | 6.8 | 6.6 | 7.6 | 7.8 | 9.9 | 7.3 | 6.9 | 6.8 | 93.64 | 225.99 | 157.37 | 3.83 | 14.85
2019 | 4 | 10 | 4:00 | 2381 | -0.9 | -1.4 | 1.3 | 1 | 1 | -1.7 | 4.8 | 5 | 6.8 | 6.6 | 7.6 | 7.8 | 9.9 | 7.3 | 6.9 | 6.8 | 93.64 | 225.99 | 157.37 | 3.83 | 14.85
2019 | 4 | 10 | 5:00 | 2382 | 0.8 | -0.6 | 2.1 | 1.2 | 1.2 | -0.6 | 4.8 | 5 | 6.8 | 6.6 | 7.6 | 7.8 | 9.9 | 7.3 | 6.9 | 6.8 | 93.64 | 225.99 | 157.37 | 3.83 | 14.85
2019 | 4 | 10 | 6:00 | 2383 | 2 | 1.1 | 2.3 | 1.6 | 1.6 | 0.4 | 4.8 | 5 | 6.8 | 6.6 | 7.6 | 7.8 | 9.9 | 7.3 | 6.9 | 6.8 | 93.64 | 225.99 | 157.37 | 3.83 | 14.85
2019 | 4 | 10 | 7:00 | 2384 | 3.3 | 2.2 | 2.5 | 0.9 | 2.3 | 1.3 | 4.8 | 5 | 6.8 | 6.6 | 7.6 | 7.8 | 9.9 | 7.3 | 6.9 | 6.8 | 93.64 | 225.99 | 157.37 | 3.83 | 14.85
2019 | 4 | 10 | 8:00 | 2385 | 3.6 | 2.8 | 1.9 | 1.9 | 2.7 | 2.7 | 4.8 | 5 | 6.8 | 6.6 | 7.6 | 7.8 | 9.9 | 7.3 | 6.9 | 6.8 | 93.64 | 225.99 | 157.37 | 3.83 | 14.85
2019 | 4 | 10 | 9:00 | 2386 | 4 | 3.4 | 2.1 | 2.7 | 3.2 | 3.8 | 4.8 | 5 | 6.8 | 6.6 | 7.6 | 7.8 | 9.9 | 7.3 | 6.9 | 6.8 | 93.64 | 225.99 | 157.37 | 3.83 | 14.85
2019 | 4 | 10 | 10:00 | 2387 | 4.1 | 4.1 | 3.5 | 3.1 | 3.8 | 4.3 | 4.8 | 5 | 6.8 | 6.6 | 7.6 | 7.8 | 9.9 | 7.3 | 6.9 | 6.8 | 93.64 | 225.99 | 157.37 | 3.83 | 14.85
2019 | 4 | 10 | 11:00 | 2388 | 4.7 | 4.4 | 3.9 | 4 | 4.1 | 4.2 | 4.8 | 5 | 6.8 | 6.6 | 7.6 | 7.8 | 9.9 | 7.3 | 6.9 | 6.8 | 93.64 | 225.99 | 157.37 | 3.83 | 14.85
2019 | 4 | 10 | 12:00 | 2389 | 4.8 | 4.6 | 3.9 | 3.4 | 4.1 | 4.1 | 5.2 | 5 | 6.8 | 6.6 | 7.6 | 7.8 | 9.9 | 7.3 | 6.9 | 6.8 | 93.64 | 225.99 | 157.37 | 3.83 | 14.85
2019 | 4 | 10 | 13:00 | 2390 | 4.9 | 4.5 | 3.4 | 3.4 | 4.4 | 4 | 5.2 | 5 | 6.8 | 6.6 | 7.6 | 7.8 | 9.9 | 7.3 | 6.9 | 6.8 | 93.64 | 225.99 | 157.37 | 3.83 | 14.85
2019 | 4 | 10 | 14:00 | 2391 | 5.1 | 4.5 | 3.4 | 3.1 | 4 | 4 | 5.2 | 5 | 6.8 | 6.6 | 7.6 | 7.8 | 9.9 | 7.3 | 6.9 | 6.8 | 93.64 | 225.99 | 157.37 | 3.83 | 14.85
2019 | 4 | 10 | 15:00 | 2392 | 4.9 | 4.5 | 3.1 | 3.1 | 3.8 | 3.6 | 5.2 | 5 | 6.8 | 6.6 | 7.6 | 7.8 | 9.9 | 7.3 | 6.9 | 6.8 | 93.64 | 225.99 | 157.37 | 3.83 | 14.85
2019 | 4 | 10 | 16:00 | 2393 | 4.4 | 4.2 | 3 | 2.7 | 3.6 | 3.5 | 5.2 | 5 | 6.8 | 6.6 | 7.6 | 7.8 | 9.9 | 7.3 | 6.9 | 6.8 | 93.64 | 225.99 | 157.37 | 3.83 | 14.85
2019 | 4 | 10 | 17:00 | 2394 | 3.9 | 3.9 | 2.5 | 2.4 | 2.8 | 3.2 | 5.2 | 5 | 6.8 | 6.6 | 7.6 | 7.8 | 9.9 | 7.3 | 6.9 | 6.8 | 93.64 | 225.99 | 157.37 | 3.83 | 14.85
2019 | 4 | 10 | 18:00 | 2395 | 3.3 | 3.5 | 2.3 | 2 | 2.5 | 2.8 | 5.2 | 5 | 6.8 | 6.6 | 7.6 | 7.8 | 9.9 | 7.3 | 6.9 | 6.8 | 93.64 | 225.99 | 157.37 | 3.83 | 14.85
2019 | 4 | 10 | 19:00 | 2396 | 2.8 | 3.1 | 2 | 1.7 | 2.2 | 2.6 | 5.2 | 5 | 6.8 | 6.6 | 7.6 | 7.8 | 9.9 | 7.3 | 6.9 | 6.8 | 93.64 | 225.99 | 157.37 | 3.83 | 14.85
2019 | 4 | 10 | 20:00 | 2397 | 2.6 | 3.1 | 1.7 | 1.3 | 2 | 2.3 | 5.2 | 5 | 6.8 | 6.6 | 7.6 | 7.8 | 9.9 | 7.3 | 6.9 | 6.8 | 93.64 | 225.99 | 157.37 | 3.83 | 14.85
2019 | 4 | 10 | 21:00 | 2398 | 1.7 | 2.5 | 1.4 | 0.9 | 1.4 | 2.2 | 5.2 | 5 | 6.8 | 6.6 | 7.6 | 7.8 | 9.9 | 7.3 | 6.9 | 6.8 | 93.64 | 225.99 | 157.37 | 3.83 | 14.85
2019 | 4 | 10 | 22:00 | 2399 | 1.5 | 2.2 | 1.2 | 0.7 | 1 | 2.1 | 5.2 | 5 | 6.8 | 6.6 | 7.6 | 7.8 | 9.9 | 7.3 | 6.9 | 6.8 | 93.64 | 225.99 | 157.37 | 3.83 | 14.85
2019 | 4 | 10 | 23:00 | 2400 | 1.2 | 2.2 | 1.1 | 0.3 | 0.8 | 2 | 5.2 | 5 | 6.8 | 6.6 | 7.6 | 7.8 | 9.9 | 7.3 | 6.9 | 6.8 | 93.64 | 225.99 | 157.37 | 3.83 | 14.85
2019 | 4 | 11 | 0:00 | 2401 | 1.5 | 2.2 | 0.9 | 0.2 | 0.7 | 1.8 | 4.6 | 5.2 | 6.3 | 6 | 8.7 | 7.6 | 8.4 | 7 | 6.9 | 6 | 91.41 | 227.62 | 154.34 | 3.79 | 13.88
2019 | 4 | 11 | 1:00 | 2402 | 0.9 | 2.1 | 0.7 | 0 | 0.5 | 1.7 | 4.6 | 5.2 | 6.3 | 6 | 8.7 | 7.6 | 8.4 | 7 | 6.9 | 6 | 91.41 | 227.62 | 154.34 | 3.79 | 13.88
2019 | 4 | 11 | 2:00 | 2403 | 0.2 | 1.9 | 0.6 | 0 | 0.4 | 1.3 | 4.6 | 5.2 | 6.3 | 6 | 8.7 | 7.6 | 8.4 | 7 | 6.9 | 6 | 91.41 | 227.62 | 154.34 | 3.79 | 13.88
2019 | 4 | 11 | 3:00 | 2404 | 0.2 | 1.7 | 0.5 | -0.2 | 0.1 | 1 | 4.6 | 5.2 | 6.3 | 6 | 8.7 | 7.6 | 8.4 | 7 | 6.9 | 6 | 91.41 | 227.62 | 154.34 | 3.79 | 13.88
2019 | 4 | 11 | 4:00 | 2405 | 0.3 | 1.4 | 0.3 | -0.2 | 0 | 0.8 | 4.6 | 5.2 | 6.3 | 6 | 8.7 | 7.6 | 8.4 | 7 | 6.9 | 6 | 91.41 | 227.62 | 154.34 | 3.79 | 13.88
2019 | 4 | 11 | 5:00 | 2406 | 1.6 | 1.3 | 0.3 | -0.1 | 0.1 | 1.4 | 4.6 | 5.2 | 6.3 | 6 | 8.7 | 7.6 | 8.4 | 7 | 6.9 | 6 | 91.41 | 227.62 | 154.34 | 3.79 | 13.88
2019 | 4 | 11 | 6:00 | 2407 | 2.3 | 1.5 | 0.6 | 0.2 | 0.6 | 2.2 | 4.6 | 5.2 | 6.3 | 6 | 8.7 | 7.6 | 8.4 | 7 | 6.9 | 6 | 91.41 | 227.62 | 154.34 | 3.79 | 13.88
2019 | 4 | 11 | 7:00 | 2408 | 3.5 | 1.4 | 1.5 | 0.8 | 1.3 | 3 | 4.6 | 5.2 | 6.3 | 6 | 8.7 | 7.6 | 8.4 | 7 | 6.9 | 6 | 91.41 | 227.62 | 154.34 | 3.79 | 13.88
2019 | 4 | 11 | 8:00 | 2409 | 4.5 | 1.8 | 2.4 | 1.3 | 1.3 | 3.9 | 4.6 | 5.2 | 6.3 | 6 | 8.7 | 7.6 | 8.4 | 7 | 6.9 | 6 | 91.41 | 227.62 | 154.34 | 3.79 | 13.88
2019 | 4 | 11 | 9:00 | 2410 | 5 | 2.3 | 2.7 | 1 | 1.7 | 4.4 | 4.6 | 5.2 | 6.3 | 6 | 8.7 | 7.6 | 8.4 | 7 | 6.9 | 6 | 91.41 | 227.62 | 154.34 | 3.79 | 13.88
2019 | 4 | 11 | 10:00 | 2411 | 4.4 | 3.3 | 3.6 | 1.1 | 1.9 | 4.5 | 4.6 | 5.2 | 6.3 | 6 | 8.7 | 7.6 | 8.4 | 7 | 6.9 | 6 | 91.41 | 227.62 | 154.34 | 3.79 | 13.88
2019 | 4 | 11 | 11:00 | 2412 | 3.5 | 3.7 | 3.6 | 1.2 | 2.2 | 4.6 | 4.6 | 5.2 | 6.3 | 6 | 8.7 | 7.6 | 8.4 | 7 | 6.9 | 6 | 91.41 | 227.62 | 154.34 | 3.79 | 13.88
2019 | 4 | 11 | 12:00 | 2413 | 4.2 | 4.9 | 3.4 | 1.2 | 1.6 | 5.1 | 4.6 | 5.2 | 6.3 | 6 | 8.7 | 7.6 | 8.4 | 7 | 6.9 | 6 | 91.41 | 227.62 | 154.34 | 3.79 | 13.88
2019 | 4 | 11 | 13:00 | 2414 | 5.2 | 5.4 | 4 | 1.6 | 1.3 | 5.6 | 4.6 | 5.2 | 6.3 | 6 | 8.7 | 7.6 | 8.4 | 7 | 6.9 | 6 | 91.41 | 227.62 | 154.34 | 3.79 | 13.88
2019 | 4 | 11 | 14:00 | 2415 | 5.4 | 4.7 | 3.5 | 1.9 | 1.4 | 4.6 | 4.6 | 5.2 | 6.3 | 6 | 8.7 | 7.6 | 8.4 | 7 | 6.9 | 6 | 91.41 | 227.62 | 154.34 | 3.79 | 13.88
2019 | 4 | 11 | 15:00 | 2416 | 5 | 4.1 | 3.7 | 2.4 | 1.9 | 3.9 | 4.6 | 5.2 | 6.3 | 6 | 8.7 | 7.6 | 8.4 | 7 | 6.9 | 6 | 91.41 | 227.62 | 154.34 | 3.79 | 13.88
2019 | 4 | 11 | 16:00 | 2417 | 4.4 | 3 | 3 | 2.4 | 2.9 | 3.7 | 4.6 | 5.2 | 6.3 | 6 | 8.7 | 7.6 | 8.4 | 7 | 6.9 | 6 | 91.41 | 227.62 | 154.34 | 3.79 | 13.88
2019 | 4 | 11 | 17:00 | 2418 | 3.5 | 1.6 | 1.9 | 2.2 | 1.1 | 2.3 | 4.6 | 5.2 | 6.3 | 6 | 8.7 | 7.6 | 8.4 | 7 | 6.9 | 6 | 91.41 | 227.62 | 154.34 | 3.79 | 13.88
2019 | 4 | 11 | 18:00 | 2419 | 2 | 0.4 | 0.7 | 1.6 | -0.8 | 1 | 4.6 | 5.2 | 6.3 | 6 | 8.7 | 7.6 | 8.4 | 7 | 6.9 | 6 | 91.41 | 227.62 | 154.34 | 3.79 | 13.88
2019 | 4 | 11 | 19:00 | 2420 | 0.5 | 0.2 | 0.8 | 0.7 | -1.7 | -0.2 | 4.6 | 5.2 | 6.3 | 6 | 8.7 | 7.6 | 8.4 | 7 | 6.9 | 6 | 91.41 | 227.62 | 154.34 | 3.79 | 13.88
2019 | 4 | 11 | 20:00 | 2421 | -0.8 | 1.1 | 0.7 | -1.5 | -1.6 | -1 | 4.6 | 5.2 | 6.3 | 6 | 8.7 | 7.6 | 8.4 | 7 | 6.9 | 6 | 91.41 | 227.62 | 154.34 | 3.79 | 13.88
2019 | 4 | 11 | 21:00 | 2422 | -2.8 | 0.9 | 0.2 | -1 | -1.4 | -1.7 | 4.6 | 5.2 | 6.3 | 6 | 8.7 | 7.6 | 8.4 | 7 | 6.9 | 6 | 91.41 | 227.62 | 154.34 | 3.79 | 13.88
2019 | 4 | 11 | 22:00 | 2423 | -3.5 | 0.6 | -0.1 | -2 | -1.7 | -2.4 | 4.6 | 5.2 | 6.3 | 6 | 8.7 | 7.6 | 8.4 | 7 | 6.9 | 6 | 91.41 | 227.62 | 154.34 | 3.79 | 13.88
2019 | 4 | 11 | 23:00 | 2424 | -5 | 0.4 | -0.6 | -3 | -1.4 | -2.4 | 4.6 | 5.2 | 6.3 | 6 | 8.7 | 7.6 | 8.4 | 7 | 6.9 | 6 | 91.41 | 227.62 | 154.34 | 3.79 | 13.88
2019 | 4 | 12 | 0:00 | 2425 | -3.3 | -1.2 | -1.5 | -3.5 | -1.3 | -2.8 | 3.8 | 5.2 | 6.1 | 5.7 | 9.7 | 7.3 | 8.7 | 6.8 | 6.7 | 5.5 | 90.01 | 227.28 | 150.92 | 3.35 | 13.1
2019 | 4 | 12 | 1:00 | 2426 | -3 | -1.7 | -1.7 | -3.3 | -2.6 | -3.4 | 3.8 | 5.2 | 6.1 | 5.7 | 9.7 | 7.3 | 8.7 | 6.8 | 6.7 | 5.5 | 90.01 | 227.28 | 150.92 | 3.35 | 13.1
2019 | 4 | 12 | 2:00 | 2427 | -3.4 | -2 | -2 | -4.2 | -2.4 | -4.1 | 3.8 | 5.2 | 6.1 | 5.7 | 9.7 | 7.3 | 8.7 | 6.8 | 6.7 | 5.5 | 90.01 | 227.28 | 150.92 | 3.35 | 13.1
2019 | 4 | 12 | 3:00 | 2428 | -4 | -2.4 | -2.1 | -4.4 | -1.9 | -4.2 | 3.8 | 5.2 | 6.1 | 5.7 | 9.7 | 7.3 | 8.7 | 6.8 | 6.7 | 5.5 | 90.01 | 227.28 | 150.92 | 3.35 | 13.1
2019 | 4 | 12 | 4:00 | 2429 | -5 | -3.1 | -2.2 | -4.9 | -2.8 | -4.3 | 3.8 | 5.2 | 6.1 | 5.7 | 9.7 | 7.3 | 8.7 | 6.8 | 6.7 | 5.5 | 90.01 | 227.28 | 150.92 | 3.35 | 13.1
2019 | 4 | 12 | 5:00 | 2430 | -2.9 | -1.5 | -1.3 | -2.3 | -1.7 | -2.5 | 3.8 | 5.2 | 6.1 | 5.7 | 9.7 | 7.3 | 8.7 | 6.8 | 6.7 | 5.5 | 90.01 | 227.28 | 150.92 | 3.35 | 13.1
2019 | 4 | 12 | 6:00 | 2431 | -1.4 | 0.2 | 0.2 | 0 | 0.3 | -1.4 | 3.8 | 5.2 | 6.1 | 5.7 | 9.7 | 7.3 | 8.7 | 6.8 | 6.7 | 5.5 | 90.01 | 227.28 | 150.92 | 3.35 | 13.1
2019 | 4 | 12 | 7:00 | 2432 | 0.1 | 1.2 | 2.5 | 2.1 | 1.3 | -0.9 | 3.8 | 5.2 | 6.1 | 5.7 | 9.7 | 7.3 | 8.7 | 6.8 | 6.7 | 5.5 | 90.01 | 227.28 | 150.92 | 3.35 | 13.1
2019 | 4 | 12 | 8:00 | 2433 | 1.2 | 1.9 | 3.8 | 3 | 2.8 | 0 | 3.8 | 5.2 | 6.1 | 5.7 | 9.7 | 7.3 | 8.7 | 6.8 | 6.7 | 5.5 | 90.01 | 227.28 | 150.92 | 3.35 | 13.1
2019 | 4 | 12 | 9:00 | 2434 | 2 | 2.8 | 4.7 | 4.6 | 3.3 | 0.8 | 3.8 | 5.2 | 6.1 | 5.7 | 9.7 | 7.3 | 8.7 | 6.8 | 6.7 | 5.5 | 90.01 | 227.28 | 150.92 | 3.35 | 13.1
2019 | 4 | 12 | 10:00 | 2435 | 3.5 | 3.6 | 6.4 | 4.1 | 3.7 | 2.1 | 3.8 | 5.2 | 6.1 | 5.7 | 9.7 | 7.3 | 8.7 | 6.8 | 6.7 | 5.5 | 90.01 | 227.28 | 150.92 | 3.35 | 13.1
2019 | 4 | 12 | 11:00 | 2436 | 4.4 | 4.2 | 6.3 | 5.7 | 3.7 | 3.3 | 3.8 | 5.2 | 6.1 | 5.7 | 9.7 | 7.3 | 8.7 | 6.8 | 6.7 | 5.5 | 90.01 | 227.28 | 150.92 | 3.35 | 13.1
2019 | 4 | 12 | 12:00 | 2437 | 5.2 | 4.9 | 6.9 | 5.6 | 3.9 | 4.2 | 5.2 | 5.2 | 6.1 | 5.7 | 9.7 | 7.3 | 8.7 | 6.8 | 6.7 | 5.5 | 90.01 | 227.28 | 150.92 | 3.35 | 13.1
2019 | 4 | 12 | 13:00 | 2438 | 5.3 | 5 | 7.2 | 5.9 | 3.9 | 4.8 | 5.2 | 5.2 | 6.1 | 5.7 | 9.7 | 7.3 | 8.7 | 6.8 | 6.7 | 5.5 | 90.01 | 227.28 | 150.92 | 3.35 | 13.1
2019 | 4 | 12 | 14:00 | 2439 | 5.9 | 5 | 7.4 | 5.2 | 2.9 | 5.2 | 5.2 | 5.2 | 6.1 | 5.7 | 9.7 | 7.3 | 8.7 | 6.8 | 6.7 | 5.5 | 90.01 | 227.28 | 150.92 | 3.35 | 13.1
2019 | 4 | 12 | 15:00 | 2440 | 5.6 | 4.2 | 6.9 | 3.7 | 2.6 | 5.6 | 5.2 | 5.2 | 6.1 | 5.7 | 9.7 | 7.3 | 8.7 | 6.8 | 6.7 | 5.5 | 90.01 | 227.28 | 150.92 | 3.35 | 13.1
2019 | 4 | 12 | 16:00 | 2441 | 4.8 | 3.4 | 6.8 | 1.7 | 2.2 | 5.1 | 5.2 | 5.2 | 6.1 | 5.7 | 9.7 | 7.3 | 8.7 | 6.8 | 6.7 | 5.5 | 90.01 | 227.28 | 150.92 | 3.35 | 13.1
2019 | 4 | 12 | 17:00 | 2442 | 3.6 | 2 | 5.5 | 0.8 | 0.9 | 4 | 5.2 | 5.2 | 6.1 | 5.7 | 9.7 | 7.3 | 8.7 | 6.8 | 6.7 | 5.5 | 90.01 | 227.28 | 150.92 | 3.35 | 13.1
2019 | 4 | 12 | 18:00 | 2443 | 2.1 | 1 | 3.5 | 0.6 | 0.5 | 3 | 5.2 | 5.2 | 6.1 | 5.7 | 9.7 | 7.3 | 8.7 | 6.8 | 6.7 | 5.5 | 90.01 | 227.28 | 150.92 | 3.35 | 13.1
2019 | 4 | 12 | 19:00 | 2444 | 1.2 | 0.3 | 1.2 | 0.5 | 0.3 | 1.7 | 5.2 | 5.2 | 6.1 | 5.7 | 9.7 | 7.3 | 8.7 | 6.8 | 6.7 | 5.5 | 90.01 | 227.28 | 150.92 | 3.35 | 13.1
2019 | 4 | 12 | 20:00 | 2445 | 0.3 | -0.2 | 0 | 0.4 | 0.1 | 0.6 | 5.2 | 5.2 | 6.1 | 5.7 | 9.7 | 7.3 | 8.7 | 6.8 | 6.7 | 5.5 | 90.01 | 227.28 | 150.92 | 3.35 | 13.1
2019 | 4 | 12 | 21:00 | 2446 | -0.6 | -0.9 | -0.9 | 0 | -0.1 | -0.1 | 5.2 | 5.2 | 6.1 | 5.7 | 9.7 | 7.3 | 8.7 | 6.8 | 6.7 | 5.5 | 90.01 | 227.28 | 150.92 | 3.35 | 13.1
2019 | 4 | 12 | 22:00 | 2447 | -1.4 | -1.4 | -1.2 | -2.1 | -0.1 | -1 | 5.2 | 5.2 | 6.1 | 5.7 | 9.7 | 7.3 | 8.7 | 6.8 | 6.7 | 5.5 | 90.01 | 227.28 | 150.92 | 3.35 | 13.1
2019 | 4 | 12 | 23:00 | 2448 | -2.2 | -2 | -1.9 | -2.2 | -1.8 | -1.6 | 5.2 | 5.2 | 6.1 | 5.7 | 9.7 | 7.3 | 8.7 | 6.8 | 6.7 | 5.5 | 90.01 | 227.28 | 150.92 | 3.35 | 13.1
2019 | 4 | 13 | 0:00 | 2449 | -2.1 | -2.4 | -0.7 | -2.9 | -2.8 | -2.2 | 3.8 | 5.1 | 6.6 | 5.9 | 10.4 | 7.2 | 8.7 | 6.7 | 6.9 | 5.5 | 88.68 | 216.97 | 149.61 | 1.76 | 12.65
2019 | 4 | 13 | 1:00 | 2450 | -2.6 | -2.6 | -1.5 | -2.8 | -3.9 | -2.5 | 3.8 | 5.1 | 6.6 | 5.9 | 10.4 | 7.2 | 8.7 | 6.7 | 6.9 | 5.5 | 88.68 | 216.97 | 149.61 | 1.76 | 12.65
2019 | 4 | 13 | 2:00 | 2451 | -4.3 | -3.2 | -1.5 | -3.2 | -4.6 | -2.7 | 3.8 | 5.1 | 6.6 | 5.9 | 10.4 | 7.2 | 8.7 | 6.7 | 6.9 | 5.5 | 88.68 | 216.97 | 149.61 | 1.76 | 12.65
2019 | 4 | 13 | 3:00 | 2452 | -4 | -3.4 | -2 | -4.1 | -4.5 | -3.6 | 3.8 | 5.1 | 6.6 | 5.9 | 10.4 | 7.2 | 8.7 | 6.7 | 6.9 | 5.5 | 88.68 | 216.97 | 149.61 | 1.76 | 12.65
2019 | 4 | 13 | 4:00 | 2453 | -3.9 | -3.5 | -2.4 | -4.7 | -4.3 | -3.8 | 3.8 | 5.1 | 6.6 | 5.9 | 10.4 | 7.2 | 8.7 | 6.7 | 6.9 | 5.5 | 88.68 | 216.97 | 149.61 | 1.76 | 12.65
2019 | 4 | 13 | 5:00 | 2454 | -2.7 | -2.2 | -1.3 | -1 | -2.1 | -2.2 | 3.8 | 5.1 | 6.6 | 5.9 | 10.4 | 7.2 | 8.7 | 6.7 | 6.9 | 5.5 | 88.68 | 216.97 | 149.61 | 1.76 | 12.65
2019 | 4 | 13 | 6:00 | 2455 | -0.3 | -0.3 | 0.1 | 1.2 | 0.5 | -0.4 | 3.8 | 5.1 | 6.6 | 5.9 | 10.4 | 7.2 | 8.7 | 6.7 | 6.9 | 5.5 | 88.68 | 216.97 | 149.61 | 1.76 | 12.65
2019 | 4 | 13 | 7:00 | 2456 | 2 | 1.9 | 2.6 | 3.8 | 2.1 | 1.5 | 3.8 | 5.1 | 6.6 | 5.9 | 10.4 | 7.2 | 8.7 | 6.7 | 6.9 | 5.5 | 88.68 | 216.97 | 149.61 | 1.76 | 12.65
2019 | 4 | 13 | 8:00 | 2457 | 3.6 | 3.4 | 4.7 | 5 | 4.5 | 3.1 | 3.8 | 5.1 | 6.6 | 5.9 | 10.4 | 7.2 | 8.7 | 6.7 | 6.9 | 5.5 | 88.68 | 216.97 | 149.61 | 1.76 | 12.65
2019 | 4 | 13 | 9:00 | 2458 | 4.9 | 4.9 | 6.2 | 6.4 | 5.9 | 4.7 | 3.8 | 5.1 | 6.6 | 5.9 | 10.4 | 7.2 | 8.7 | 6.7 | 6.9 | 5.5 | 88.68 | 216.97 | 149.61 | 1.76 | 12.65
2019 | 4 | 13 | 10:00 | 2459 | 6.3 | 6.1 | 8.1 | 6.9 | 7.1 | 6.5 | 3.8 | 5.1 | 6.6 | 5.9 | 10.4 | 7.2 | 8.7 | 6.7 | 6.9 | 5.5 | 88.68 | 216.97 | 149.61 | 1.76 | 12.65
2019 | 4 | 13 | 11:00 | 2460 | 7.8 | 7.7 | 9.1 | 7.7 | 7.5 | 7.5 | 3.8 | 5.1 | 6.6 | 5.9 | 10.4 | 7.2 | 8.7 | 6.7 | 6.9 | 5.5 | 88.68 | 216.97 | 149.61 | 1.76 | 12.65
2019 | 4 | 13 | 12:00 | 2461 | 8.5 | 8.5 | 9.4 | 8.6 | 7.9 | 8.4 | 6.6 | 5.1 | 6.6 | 5.9 | 10.4 | 7.2 | 8.7 | 6.7 | 6.9 | 5.5 | 88.68 | 216.97 | 149.61 | 1.76 | 12.65
2019 | 4 | 13 | 13:00 | 2462 | 9.8 | 9.4 | 10.1 | 8.8 | 8.5 | 9.3 | 6.6 | 5.1 | 6.6 | 5.9 | 10.4 | 7.2 | 8.7 | 6.7 | 6.9 | 5.5 | 88.68 | 216.97 | 149.61 | 1.76 | 12.65
2019 | 4 | 13 | 14:00 | 2463 | 10.2 | 9.5 | 10.1 | 8.7 | 8.9 | 9.3 | 6.6 | 5.1 | 6.6 | 5.9 | 10.4 | 7.2 | 8.7 | 6.7 | 6.9 | 5.5 | 88.68 | 216.97 | 149.61 | 1.76 | 12.65
2019 | 4 | 13 | 15:00 | 2464 | 10.3 | 9.4 | 10 | 8.1 | 8.7 | 9.2 | 6.6 | 5.1 | 6.6 | 5.9 | 10.4 | 7.2 | 8.7 | 6.7 | 6.9 | 5.5 | 88.68 | 216.97 | 149.61 | 1.76 | 12.65
2019 | 4 | 13 | 16:00 | 2465 | 9.6 | 8.8 | 9.5 | 6.9 | 8.2 | 8.8 | 6.6 | 5.1 | 6.6 | 5.9 | 10.4 | 7.2 | 8.7 | 6.7 | 6.9 | 5.5 | 88.68 | 216.97 | 149.61 | 1.76 | 12.65
2019 | 4 | 13 | 17:00 | 2466 | 8.4 | 7.8 | 8.5 | 5.4 | 5.8 | 7.6 | 6.6 | 5.1 | 6.6 | 5.9 | 10.4 | 7.2 | 8.7 | 6.7 | 6.9 | 5.5 | 88.68 | 216.97 | 149.61 | 1.76 | 12.65
2019 | 4 | 13 | 18:00 | 2467 | 6.3 | 6.3 | 6.6 | 3.2 | 3.8 | 6.4 | 6.6 | 5.1 | 6.6 | 5.9 | 10.4 | 7.2 | 8.7 | 6.7 | 6.9 | 5.5 | 88.68 | 216.97 | 149.61 | 1.76 | 12.65
2019 | 4 | 13 | 19:00 | 2468 | 5.1 | 5.4 | 5 | 2.1 | 2.3 | 5 | 6.6 | 5.1 | 6.6 | 5.9 | 10.4 | 7.2 | 8.7 | 6.7 | 6.9 | 5.5 | 88.68 | 216.97 | 149.61 | 1.76 | 12.65
2019 | 4 | 13 | 20:00 | 2469 | 3.2 | 4.6 | 3.9 | 1.6 | 1.2 | 4.4 | 6.6 | 5.1 | 6.6 | 5.9 | 10.4 | 7.2 | 8.7 | 6.7 | 6.9 | 5.5 | 88.68 | 216.97 | 149.61 | 1.76 | 12.65
2019 | 4 | 13 | 21:00 | 2470 | 0.8 | 3.9 | 3 | 1.1 | 0.7 | 3.4 | 6.6 | 5.1 | 6.6 | 5.9 | 10.4 | 7.2 | 8.7 | 6.7 | 6.9 | 5.5 | 88.68 | 216.97 | 149.61 | 1.76 | 12.65
2019 | 4 | 13 | 22:00 | 2471 | 0.6 | 3.2 | 1.9 | 1.1 | -0.2 | 2.2 | 6.6 | 5.1 | 6.6 | 5.9 | 10.4 | 7.2 | 8.7 | 6.7 | 6.9 | 5.5 | 88.68 | 216.97 | 149.61 | 1.76 | 12.65
2019 | 4 | 13 | 23:00 | 2472 | -0.6 | 3 | 1.3 | 0 | -0.8 | 1.1 | 6.6 | 5.1 | 6.6 | 5.9 | 10.4 | 7.2 | 8.7 | 6.7 | 6.9 | 5.5 | 88.68 | 216.97 | 149.61 | 1.76 | 12.65
2019 | 4 | 14 | 0:00 | 2473 | 0.3 | 2.1 | 1 | -0.2 | -1.6 | 0 | 4.2 | 5.4 | 7.3 | 6.4 | 10.8 | 8 | 9.6 | 7 | 7.4 | 5.7 | 87.75 | 222.05 | 145.84 | 1.74 | 12.17
2019 | 4 | 14 | 1:00 | 2474 | -0.4 | 1.6 | 0.7 | -0.9 | -2 | -0.7 | 4.2 | 5.4 | 7.3 | 6.4 | 10.8 | 8 | 9.6 | 7 | 7.4 | 5.7 | 87.75 | 222.05 | 145.84 | 1.74 | 12.17
2019 | 4 | 14 | 2:00 | 2475 | -4.4 | 0 | 0.3 | -2.6 | -2.6 | -0.8 | 4.2 | 5.4 | 7.3 | 6.4 | 10.8 | 8 | 9.6 | 7 | 7.4 | 5.7 | 87.75 | 222.05 | 145.84 | 1.74 | 12.17
2019 | 4 | 14 | 3:00 | 2476 | -4.6 | -1.6 | 0.1 | -2.8 | -2.9 | -1.1 | 4.2 | 5.4 | 7.3 | 6.4 | 10.8 | 8 | 9.6 | 7 | 7.4 | 5.7 | 87.75 | 222.05 | 145.84 | 1.74 | 12.17
2019 | 4 | 14 | 4:00 | 2477 | -5.2 | -1.7 | 0 | -3.6 | -3.3 | -1 | 4.2 | 5.4 | 7.3 | 6.4 | 10.8 | 8 | 9.6 | 7 | 7.4 | 5.7 | 87.75 | 222.05 | 145.84 | 1.74 | 12.17
2019 | 4 | 14 | 5:00 | 2478 | 0.7 | 0.2 | 1.1 | 0.2 | -1.3 | 0.4 | 4.2 | 5.4 | 7.3 | 6.4 | 10.8 | 8 | 9.6 | 7 | 7.4 | 5.7 | 87.75 | 222.05 | 145.84 | 1.74 | 12.17
2019 | 4 | 14 | 6:00 | 2479 | 2.9 | 2.8 | 3.4 | 2.4 | 1.5 | 1.9 | 4.2 | 5.4 | 7.3 | 6.4 | 10.8 | 8 | 9.6 | 7 | 7.4 | 5.7 | 87.75 | 222.05 | 145.84 | 1.74 | 12.17
2019 | 4 | 14 | 7:00 | 2480 | 5.1 | 5.7 | 6.1 | 4.8 | 4.2 | 4.1 | 4.2 | 5.4 | 7.3 | 6.4 | 10.8 | 8 | 9.6 | 7 | 7.4 | 5.7 | 87.75 | 222.05 | 145.84 | 1.74 | 12.17
2019 | 4 | 14 | 8:00 | 2481 | 6.4 | 6.7 | 8.6 | 7 | 6.4 | 5.7 | 4.2 | 5.4 | 7.3 | 6.4 | 10.8 | 8 | 9.6 | 7 | 7.4 | 5.7 | 87.75 | 222.05 | 145.84 | 1.74 | 12.17
2019 | 4 | 14 | 9:00 | 2482 | 7.6 | 7.3 | 8.9 | 7.5 | 6.4 | 6.4 | 4.2 | 5.4 | 7.3 | 6.4 | 10.8 | 8 | 9.6 | 7 | 7.4 | 5.7 | 87.75 | 222.05 | 145.84 | 1.74 | 12.17
2019 | 4 | 14 | 10:00 | 2483 | 8.4 | 8 | 9 | 7.2 | 6.5 | 7.2 | 4.2 | 5.4 | 7.3 | 6.4 | 10.8 | 8 | 9.6 | 7 | 7.4 | 5.7 | 87.75 | 222.05 | 145.84 | 1.74 | 12.17
2019 | 4 | 14 | 11:00 | 2484 | 9.4 | 8.6 | 9.5 | 8.7 | 7.9 | 7.9 | 4.2 | 5.4 | 7.3 | 6.4 | 10.8 | 8 | 9.6 | 7 | 7.4 | 5.7 | 87.75 | 222.05 | 145.84 | 1.74 | 12.17
2019 | 4 | 14 | 12:00 | 2485 | 9.5 | 8.9 | 10 | 8.3 | 8.6 | 8.2 | 7 | 5.4 | 7.3 | 6.4 | 10.8 | 8 | 9.6 | 7 | 7.4 | 5.7 | 87.75 | 222.05 | 145.84 | 1.74 | 12.17
2019 | 4 | 14 | 13:00 | 2486 | 10.1 | 9.1 | 9.9 | 8.9 | 9 | 9 | 7 | 5.4 | 7.3 | 6.4 | 10.8 | 8 | 9.6 | 7 | 7.4 | 5.7 | 87.75 | 222.05 | 145.84 | 1.74 | 12.17
2019 | 4 | 14 | 14:00 | 2487 | 10.1 | 9.2 | 10.3 | 9.1 | 9.4 | 9 | 7 | 5.4 | 7.3 | 6.4 | 10.8 | 8 | 9.6 | 7 | 7.4 | 5.7 | 87.75 | 222.05 | 145.84 | 1.74 | 12.17
2019 | 4 | 14 | 15:00 | 2488 | 9.8 | 9.4 | 10 | 8.5 | 9.5 | 8.5 | 7 | 5.4 | 7.3 | 6.4 | 10.8 | 8 | 9.6 | 7 | 7.4 | 5.7 | 87.75 | 222.05 | 145.84 | 1.74 | 12.17
2019 | 4 | 14 | 16:00 | 2489 | 9.3 | 8.9 | 9.6 | 7.6 | 7.9 | 7.9 | 7 | 5.4 | 7.3 | 6.4 | 10.8 | 8 | 9.6 | 7 | 7.4 | 5.7 | 87.75 | 222.05 | 145.84 | 1.74 | 12.17
2019 | 4 | 14 | 17:00 | 2490 | 8.2 | 8.3 | 8.7 | 6.5 | 6.4 | 7.3 | 7 | 5.4 | 7.3 | 6.4 | 10.8 | 8 | 9.6 | 7 | 7.4 | 5.7 | 87.75 | 222.05 | 145.84 | 1.74 | 12.17
2019 | 4 | 14 | 18:00 | 2491 | 6.2 | 6.2 | 6.6 | 4.9 | 4.9 | 5.8 | 7 | 5.4 | 7.3 | 6.4 | 10.8 | 8 | 9.6 | 7 | 7.4 | 5.7 | 87.75 | 222.05 | 145.84 | 1.74 | 12.17
2019 | 4 | 14 | 19:00 | 2492 | 3.1 | 3.7 | 5.4 | 3.6 | 3.6 | 4.4 | 7 | 5.4 | 7.3 | 6.4 | 10.8 | 8 | 9.6 | 7 | 7.4 | 5.7 | 87.75 | 222.05 | 145.84 | 1.74 | 12.17
2019 | 4 | 14 | 20:00 | 2493 | -0.1 | 4.3 | 4 | 2.7 | 2.6 | 3.2 | 7 | 5.4 | 7.3 | 6.4 | 10.8 | 8 | 9.6 | 7 | 7.4 | 5.7 | 87.75 | 222.05 | 145.84 | 1.74 | 12.17
2019 | 4 | 14 | 21:00 | 2494 | -1.9 | 3 | 3.2 | 2.3 | 1.8 | 2.7 | 7 | 5.4 | 7.3 | 6.4 | 10.8 | 8 | 9.6 | 7 | 7.4 | 5.7 | 87.75 | 222.05 | 145.84 | 1.74 | 12.17
2019 | 4 | 14 | 22:00 | 2495 | -2.7 | 1.8 | 2.6 | 1.8 | 0.8 | 2.8 | 7 | 5.4 | 7.3 | 6.4 | 10.8 | 8 | 9.6 | 7 | 7.4 | 5.7 | 87.75 | 222.05 | 145.84 | 1.74 | 12.17
2019 | 4 | 14 | 23:00 | 2496 | -2.4 | 1.1 | 2.2 | 1 | 0.1 | 2.4 | 7 | 5.4 | 7.3 | 6.4 | 10.8 | 8 | 9.6 | 7 | 7.4 | 5.7 | 87.75 | 222.05 | 145.84 | 1.74 | 12.17
2019 | 4 | 15 | 0:00 | 2497 | -4.1 | 0.6 | 1.7 | 0.4 | -0.2 | 1.4 | 4.8 | 6.1 | 7.7 | 7 | 10.6 | 7.8 | 9.8 | 7.2 | 7.5 | 6.2 | 84.15 | 209.26 | 144.03 | 1.87 | 12.17
2019 | 4 | 15 | 1:00 | 2498 | -3.4 | -0.2 | 1.3 | -0.9 | -0.4 | -0.2 | 4.8 | 6.1 | 7.7 | 7 | 10.6 | 7.8 | 9.8 | 7.2 | 7.5 | 6.2 | 84.15 | 209.26 | 144.03 | 1.87 | 12.17
2019 | 4 | 15 | 2:00 | 2499 | -3.6 | -0.8 | 1 | -2.3 | -1.2 | -1.5 | 4.8 | 6.1 | 7.7 | 7 | 10.6 | 7.8 | 9.8 | 7.2 | 7.5 | 6.2 | 84.15 | 209.26 | 144.03 | 1.87 | 12.17
2019 | 4 | 15 | 3:00 | 2500 | -4.3 | -1.7 | 0.5 | -1.6 | -1.6 | -1.8 | 4.8 | 6.1 | 7.7 | 7 | 10.6 | 7.8 | 9.8 | 7.2 | 7.5 | 6.2 | 84.15 | 209.26 | 144.03 | 1.87 | 12.17
2019 | 4 | 15 | 4:00 | 2501 | -4.3 | -1.5 | 0.2 | -1.3 | -1.9 | -1.9 | 4.8 | 6.1 | 7.7 | 7 | 10.6 | 7.8 | 9.8 | 7.2 | 7.5 | 6.2 | 84.15 | 209.26 | 144.03 | 1.87 | 12.17
2019 | 4 | 15 | 5:00 | 2502 | -0.6 | 0.1 | 1.4 | 0.6 | 0 | -0.1 | 4.8 | 6.1 | 7.7 | 7 | 10.6 | 7.8 | 9.8 | 7.2 | 7.5 | 6.2 | 84.15 | 209.26 | 144.03 | 1.87 | 12.17
2019 | 4 | 15 | 6:00 | 2503 | 3.4 | 1.8 | 3.7 | 2.8 | 2 | 2.3 | 4.8 | 6.1 | 7.7 | 7 | 10.6 | 7.8 | 9.8 | 7.2 | 7.5 | 6.2 | 84.15 | 209.26 | 144.03 | 1.87 | 12.17
2019 | 4 | 15 | 7:00 | 2504 | 5.8 | 4.7 | 6 | 4.9 | 4 | 5.4 | 4.8 | 6.1 | 7.7 | 7 | 10.6 | 7.8 | 9.8 | 7.2 | 7.5 | 6.2 | 84.15 | 209.26 | 144.03 | 1.87 | 12.17
2019 | 4 | 15 | 8:00 | 2505 | 7.6 | 7.1 | 7.6 | 7.4 | 6.3 | 6.5 | 4.8 | 6.1 | 7.7 | 7 | 10.6 | 7.8 | 9.8 | 7.2 | 7.5 | 6.2 | 84.15 | 209.26 | 144.03 | 1.87 | 12.17
2019 | 4 | 15 | 9:00 | 2506 | 8.4 | 8 | 9.2 | 8.3 | 7.8 | 6.7 | 4.8 | 6.1 | 7.7 | 7 | 10.6 | 7.8 | 9.8 | 7.2 | 7.5 | 6.2 | 84.15 | 209.26 | 144.03 | 1.87 | 12.17
2019 | 4 | 15 | 10:00 | 2507 | 8.4 | 8.5 | 9.9 | 9 | 8.9 | 7.3 | 4.8 | 6.1 | 7.7 | 7 | 10.6 | 7.8 | 9.8 | 7.2 | 7.5 | 6.2 | 84.15 | 209.26 | 144.03 | 1.87 | 12.17
2019 | 4 | 15 | 11:00 | 2508 | 9.6 | 9.1 | 10.6 | 9.7 | 9.5 | 7.5 | 4.8 | 6.1 | 7.7 | 7 | 10.6 | 7.8 | 9.8 | 7.2 | 7.5 | 6.2 | 84.15 | 209.26 | 144.03 | 1.87 | 12.17
2019 | 4 | 15 | 12:00 | 2509 | 9.5 | 8.7 | 11.4 | 9.9 | 9.4 | 7.5 | 7.8 | 6.1 | 7.7 | 7 | 10.6 | 7.8 | 9.8 | 7.2 | 7.5 | 6.2 | 84.15 | 209.26 | 144.03 | 1.87 | 12.17
2019 | 4 | 15 | 13:00 | 2510 | 9.9 | 9 | 11 | 9.7 | 9.8 | 7.1 | 7.8 | 6.1 | 7.7 | 7 | 10.6 | 7.8 | 9.8 | 7.2 | 7.5 | 6.2 | 84.15 | 209.26 | 144.03 | 1.87 | 12.17
2019 | 4 | 15 | 14:00 | 2511 | 8.5 | 8.7 | 8.5 | 9.2 | 9.4 | 6.6 | 7.8 | 6.1 | 7.7 | 7 | 10.6 | 7.8 | 9.8 | 7.2 | 7.5 | 6.2 | 84.15 | 209.26 | 144.03 | 1.87 | 12.17
2019 | 4 | 15 | 15:00 | 2512 | 7.7 | 7.2 | 11 | 8.9 | 8.3 | 6.4 | 7.8 | 6.1 | 7.7 | 7 | 10.6 | 7.8 | 9.8 | 7.2 | 7.5 | 6.2 | 84.15 | 209.26 | 144.03 | 1.87 | 12.17
2019 | 4 | 15 | 16:00 | 2513 | 7.2 | 7.3 | 10.1 | 8.4 | 7.5 | 5.9 | 7.8 | 6.1 | 7.7 | 7 | 10.6 | 7.8 | 9.8 | 7.2 | 7.5 | 6.2 | 84.15 | 209.26 | 144.03 | 1.87 | 12.17
2019 | 4 | 15 | 17:00 | 2514 | 6.2 | 6.5 | 9.2 | 7.5 | 6.5 | 5.4 | 7.8 | 6.1 | 7.7 | 7 | 10.6 | 7.8 | 9.8 | 7.2 | 7.5 | 6.2 | 84.15 | 209.26 | 144.03 | 1.87 | 12.17
2019 | 4 | 15 | 18:00 | 2515 | 4.8 | 5.6 | 7.9 | 6.3 | 4.4 | 4.4 | 7.8 | 6.1 | 7.7 | 7 | 10.6 | 7.8 | 9.8 | 7.2 | 7.5 | 6.2 | 84.15 | 209.26 | 144.03 | 1.87 | 12.17
2019 | 4 | 15 | 19:00 | 2516 | 1.7 | 4.1 | 7.1 | 6.1 | 2.4 | 3.1 | 7.8 | 6.1 | 7.7 | 7 | 10.6 | 7.8 | 9.8 | 7.2 | 7.5 | 6.2 | 84.15 | 209.26 | 144.03 | 1.87 | 12.17
2019 | 4 | 15 | 20:00 | 2517 | -0.9 | 2 | 7 | 3.6 | 1.2 | 2.2 | 7.8 | 6.1 | 7.7 | 7 | 10.6 | 7.8 | 9.8 | 7.2 | 7.5 | 6.2 | 84.15 | 209.26 | 144.03 | 1.87 | 12.17
2019 | 4 | 15 | 21:00 | 2518 | -2 | 0 | 6.5 | 2.4 | 0 | 1.1 | 7.8 | 6.1 | 7.7 | 7 | 10.6 | 7.8 | 9.8 | 7.2 | 7.5 | 6.2 | 84.15 | 209.26 | 144.03 | 1.87 | 12.17
2019 | 4 | 15 | 22:00 | 2519 | -3.3 | -0.4 | 5.7 | 2.2 | 0.2 | 0.1 | 7.8 | 6.1 | 7.7 | 7 | 10.6 | 7.8 | 9.8 | 7.2 | 7.5 | 6.2 | 84.15 | 209.26 | 144.03 | 1.87 | 12.17
2019 | 4 | 15 | 23:00 | 2520 | -3.9 | -1.1 | 4.4 | 2.1 | -1.1 | -0.1 | 7.8 | 6.1 | 7.7 | 7 | 10.6 | 7.8 | 9.8 | 7.2 | 7.5 | 6.2 | 84.15 | 209.26 | 144.03 | 1.87 | 12.17
2019 | 4 | 16 | 0:00 | 2521 | -4.3 | -1.4 | 4 | 0.3 | -2.1 | 0.4 | 5.2 | 6.4 | 8.1 | 7.3 | 10.6 | 8.4 | 9.8 | 7.3 | 8.3 | 6.8 | 82.5 | 212.97 | 141.6 | 2.21 | 11.01
2019 | 4 | 16 | 1:00 | 2522 | -4.1 | -1.4 | 3.8 | -0.7 | -0.7 | 1 | 5.2 | 6.4 | 8.1 | 7.3 | 10.6 | 8.4 | 9.8 | 7.3 | 8.3 | 6.8 | 82.5 | 212.97 | 141.6 | 2.21 | 11.01
2019 | 4 | 16 | 2:00 | 2523 | -3.8 | -0.9 | 2.2 | 0 | 0.3 | 1.2 | 5.2 | 6.4 | 8.1 | 7.3 | 10.6 | 8.4 | 9.8 | 7.3 | 8.3 | 6.8 | 82.5 | 212.97 | 141.6 | 2.21 | 11.01
2019 | 4 | 16 | 3:00 | 2524 | -2.9 | 0.7 | 1.6 | 0.8 | 2.6 | 1.2 | 5.2 | 6.4 | 8.1 | 7.3 | 10.6 | 8.4 | 9.8 | 7.3 | 8.3 | 6.8 | 82.5 | 212.97 | 141.6 | 2.21 | 11.01
2019 | 4 | 16 | 4:00 | 2525 | -0.5 | 1.6 | 0.9 | 0.7 | 3.4 | 1.6 | 5.2 | 6.4 | 8.1 | 7.3 | 10.6 | 8.4 | 9.8 | 7.3 | 8.3 | 6.8 | 82.5 | 212.97 | 141.6 | 2.21 | 11.01
2019 | 4 | 16 | 5:00 | 2526 | 0.8 | 1.7 | 2.4 | 3 | 3.5 | 2.4 | 5.2 | 6.4 | 8.1 | 7.3 | 10.6 | 8.4 | 9.8 | 7.3 | 8.3 | 6.8 | 82.5 | 212.97 | 141.6 | 2.21 | 11.01
2019 | 4 | 16 | 6:00 | 2527 | 1.4 | 2.7 | 4.6 | 4.9 | 4.2 | 3.5 | 5.2 | 6.4 | 8.1 | 7.3 | 10.6 | 8.4 | 9.8 | 7.3 | 8.3 | 6.8 | 82.5 | 212.97 | 141.6 | 2.21 | 11.01
2019 | 4 | 16 | 7:00 | 2528 | 2.6 | 3.9 | 7.7 | 5.8 | 6.8 | 6.9 | 5.2 | 6.4 | 8.1 | 7.3 | 10.6 | 8.4 | 9.8 | 7.3 | 8.3 | 6.8 | 82.5 | 212.97 | 141.6 | 2.21 | 11.01
2019 | 4 | 16 | 8:00 | 2529 | 5.6 | 6.6 | 8.8 | 7.3 | 9 | 7.9 | 5.2 | 6.4 | 8.1 | 7.3 | 10.6 | 8.4 | 9.8 | 7.3 | 8.3 | 6.8 | 82.5 | 212.97 | 141.6 | 2.21 | 11.01
2019 | 4 | 16 | 9:00 | 2530 | 8.5 | 8.9 | 8.6 | 10.1 | 10.4 | 10.7 | 5.2 | 6.4 | 8.1 | 7.3 | 10.6 | 8.4 | 9.8 | 7.3 | 8.3 | 6.8 | 82.5 | 212.97 | 141.6 | 2.21 | 11.01
2019 | 4 | 16 | 10:00 | 2531 | 10.5 | 10.3 | 8 | 11.6 | 12.8 | 13 | 5.2 | 6.4 | 8.1 | 7.3 | 10.6 | 8.4 | 9.8 | 7.3 | 8.3 | 6.8 | 82.5 | 212.97 | 141.6 | 2.21 | 11.01
2019 | 4 | 16 | 11:00 | 2532 | 12.8 | 13.2 | 8 | 13.3 | 14.3 | 14.9 | 5.2 | 6.4 | 8.1 | 7.3 | 10.6 | 8.4 | 9.8 | 7.3 | 8.3 | 6.8 | 82.5 | 212.97 | 141.6 | 2.21 | 11.01
2019 | 4 | 16 | 12:00 | 2533 | 14.1 | 14.8 | 10.9 | 15 | 15.1 | 15.3 | 8.2 | 6.4 | 8.1 | 7.3 | 10.6 | 8.4 | 9.8 | 7.3 | 8.3 | 6.8 | 82.5 | 212.97 | 141.6 | 2.21 | 11.01
2019 | 4 | 16 | 13:00 | 2534 | 16.1 | 16 | 8 | 15.6 | 15.7 | 16 | 8.2 | 6.4 | 8.1 | 7.3 | 10.6 | 8.4 | 9.8 | 7.3 | 8.3 | 6.8 | 82.5 | 212.97 | 141.6 | 2.21 | 11.01
2019 | 4 | 16 | 14:00 | 2535 | 16.8 | 16.2 | 6.9 | 15.4 | 16.3 | 16.2 | 8.2 | 6.4 | 8.1 | 7.3 | 10.6 | 8.4 | 9.8 | 7.3 | 8.3 | 6.8 | 82.5 | 212.97 | 141.6 | 2.21 | 11.01
2019 | 4 | 16 | 15:00 | 2536 | 16.9 | 16.2 | 8.1 | 14.9 | 16.2 | 16 | 8.2 | 6.4 | 8.1 | 7.3 | 10.6 | 8.4 | 9.8 | 7.3 | 8.3 | 6.8 | 82.5 | 212.97 | 141.6 | 2.21 | 11.01
2019 | 4 | 16 | 16:00 | 2537 | 16.4 | 15.6 | 6.6 | 14.3 | 14.3 | 15.4 | 8.2 | 6.4 | 8.1 | 7.3 | 10.6 | 8.4 | 9.8 | 7.3 | 8.3 | 6.8 | 82.5 | 212.97 | 141.6 | 2.21 | 11.01
2019 | 4 | 16 | 17:00 | 2538 | 15 | 14.6 | 6.5 | 12.6 | 12.1 | 14.5 | 8.2 | 6.4 | 8.1 | 7.3 | 10.6 | 8.4 | 9.8 | 7.3 | 8.3 | 6.8 | 82.5 | 212.97 | 141.6 | 2.21 | 11.01
2019 | 4 | 16 | 18:00 | 2539 | 12.3 | 12.7 | 7.8 | 9.9 | 10 | 12.5 | 8.2 | 6.4 | 8.1 | 7.3 | 10.6 | 8.4 | 9.8 | 7.3 | 8.3 | 6.8 | 82.5 | 212.97 | 141.6 | 2.21 | 11.01
2019 | 4 | 16 | 19:00 | 2540 | 8.5 | 10.1 | 8.3 | 8.9 | 8.1 | 10.7 | 8.2 | 6.4 | 8.1 | 7.3 | 10.6 | 8.4 | 9.8 | 7.3 | 8.3 | 6.8 | 82.5 | 212.97 | 141.6 | 2.21 | 11.01
2019 | 4 | 16 | 20:00 | 2541 | 5.7 | 9.4 | 8.5 | 7.9 | 6.6 | 10.2 | 8.2 | 6.4 | 8.1 | 7.3 | 10.6 | 8.4 | 9.8 | 7.3 | 8.3 | 6.8 | 82.5 | 212.97 | 141.6 | 2.21 | 11.01
2019 | 4 | 16 | 21:00 | 2542 | 4.8 | 8.9 | 7.9 | 6.6 | 5.3 | 10 | 8.2 | 6.4 | 8.1 | 7.3 | 10.6 | 8.4 | 9.8 | 7.3 | 8.3 | 6.8 | 82.5 | 212.97 | 141.6 | 2.21 | 11.01
2019 | 4 | 16 | 22:00 | 2543 | 5.9 | 8.6 | 7.5 | 3.3 | 4.4 | 9.1 | 8.2 | 6.4 | 8.1 | 7.3 | 10.6 | 8.4 | 9.8 | 7.3 | 8.3 | 6.8 | 82.5 | 212.97 | 141.6 | 2.21 | 11.01
2019 | 4 | 16 | 23:00 | 2544 | 7.9 | 6.9 | 6.7 | 1.9 | 3.3 | 7.5 | 8.2 | 6.4 | 8.1 | 7.3 | 10.6 | 8.4 | 9.8 | 7.3 | 8.3 | 6.8 | 82.5 | 212.97 | 141.6 | 2.21 | 11.01
2019 | 4 | 17 | 0:00 | 2545 | 1.2 | 4.8 | 6.5 | 1 | 2 | 6.4 | 6.4 | 7.2 | 8.6 | 8.2 | 11.1 | 8.9 | 11 | 7.8 | 8.8 | 7.4 | 83.44 | 208.57 | 137.38 | 2.41 | 10.74
2019 | 4 | 17 | 1:00 | 2546 | 0.9 | 3.6 | 6.2 | 0.1 | 1 | 5 | 6.4 | 7.2 | 8.6 | 8.2 | 11.1 | 8.9 | 11 | 7.8 | 8.8 | 7.4 | 83.44 | 208.57 | 137.38 | 2.41 | 10.74
2019 | 4 | 17 | 2:00 | 2547 | 0.5 | 3.1 | 5.8 | 0 | 0 | 4.5 | 6.4 | 7.2 | 8.6 | 8.2 | 11.1 | 8.9 | 11 | 7.8 | 8.8 | 7.4 | 83.44 | 208.57 | 137.38 | 2.41 | 10.74
2019 | 4 | 17 | 3:00 | 2548 | 0.4 | 2.3 | 5.7 | -0.2 | -0.3 | 4.1 | 6.4 | 7.2 | 8.6 | 8.2 | 11.1 | 8.9 | 11 | 7.8 | 8.8 | 7.4 | 83.44 | 208.57 | 137.38 | 2.41 | 10.74
2019 | 4 | 17 | 4:00 | 2549 | 0 | 2.8 | 5.8 | -0.8 | -0.2 | 4.3 | 6.4 | 7.2 | 8.6 | 8.2 | 11.1 | 8.9 | 11 | 7.8 | 8.8 | 7.4 | 83.44 | 208.57 | 137.38 | 2.41 | 10.74
2019 | 4 | 17 | 5:00 | 2550 | 4.7 | 5.9 | 6.9 | 2.4 | 3.3 | 6 | 6.4 | 7.2 | 8.6 | 8.2 | 11.1 | 8.9 | 11 | 7.8 | 8.8 | 7.4 | 83.44 | 208.57 | 137.38 | 2.41 | 10.74
2019 | 4 | 17 | 6:00 | 2551 | 10.3 | 8.9 | 9 | 8 | 7.4 | 8.1 | 6.4 | 7.2 | 8.6 | 8.2 | 11.1 | 8.9 | 11 | 7.8 | 8.8 | 7.4 | 83.44 | 208.57 | 137.38 | 2.41 | 10.74
2019 | 4 | 17 | 7:00 | 2552 | 13.2 | 11.2 | 11.9 | 10.7 | 9.8 | 10.7 | 6.4 | 7.2 | 8.6 | 8.2 | 11.1 | 8.9 | 11 | 7.8 | 8.8 | 7.4 | 83.44 | 208.57 | 137.38 | 2.41 | 10.74
2019 | 4 | 17 | 8:00 | 2553 | 14.9 | 13.5 | 15 | 13.7 | 12.4 | 13.2 | 6.4 | 7.2 | 8.6 | 8.2 | 11.1 | 8.9 | 11 | 7.8 | 8.8 | 7.4 | 83.44 | 208.57 | 137.38 | 2.41 | 10.74
2019 | 4 | 17 | 9:00 | 2554 | 15.9 | 15.3 | 16.6 | 15.1 | 14.6 | 14.7 | 6.4 | 7.2 | 8.6 | 8.2 | 11.1 | 8.9 | 11 | 7.8 | 8.8 | 7.4 | 83.44 | 208.57 | 137.38 | 2.41 | 10.74
2019 | 4 | 17 | 10:00 | 2555 | 17 | 16.3 | 17.2 | 15.6 | 15.7 | 15.4 | 6.4 | 7.2 | 8.6 | 8.2 | 11.1 | 8.9 | 11 | 7.8 | 8.8 | 7.4 | 83.44 | 208.57 | 137.38 | 2.41 | 10.74
2019 | 4 | 17 | 11:00 | 2556 | 17.8 | 17.1 | 17.9 | 16.4 | 16.5 | 16.2 | 6.4 | 7.2 | 8.6 | 8.2 | 11.1 | 8.9 | 11 | 7.8 | 8.8 | 7.4 | 83.44 | 208.57 | 137.38 | 2.41 | 10.74
2019 | 4 | 17 | 12:00 | 2557 | 18.2 | 17.7 | 18.3 | 16.8 | 16.9 | 16.7 | 9.2 | 7.2 | 8.6 | 8.2 | 11.1 | 8.9 | 11 | 7.8 | 8.8 | 7.4 | 83.44 | 208.57 | 137.38 | 2.41 | 10.74
2019 | 4 | 17 | 13:00 | 2558 | 18.5 | 18.1 | 18.9 | 17.2 | 17.4 | 16.9 | 9.2 | 7.2 | 8.6 | 8.2 | 11.1 | 8.9 | 11 | 7.8 | 8.8 | 7.4 | 83.44 | 208.57 | 137.38 | 2.41 | 10.74
2019 | 4 | 17 | 14:00 | 2559 | 18.5 | 18.1 | 14.1 | 17.7 | 17.4 | 17 | 9.2 | 7.2 | 8.6 | 8.2 | 11.1 | 8.9 | 11 | 7.8 | 8.8 | 7.4 | 83.44 | 208.57 | 137.38 | 2.41 | 10.74
2019 | 4 | 17 | 15:00 | 2560 | 18.5 | 17.9 | 13.2 | 17.5 | 17.1 | 17 | 9.2 | 7.2 | 8.6 | 8.2 | 11.1 | 8.9 | 11 | 7.8 | 8.8 | 7.4 | 83.44 | 208.57 | 137.38 | 2.41 | 10.74
2019 | 4 | 17 | 16:00 | 2561 | 18 | 17.3 | 13.9 | 17.1 | 16.4 | 16.5 | 9.2 | 7.2 | 8.6 | 8.2 | 11.1 | 8.9 | 11 | 7.8 | 8.8 | 7.4 | 83.44 | 208.57 | 137.38 | 2.41 | 10.74
2019 | 4 | 17 | 17:00 | 2562 | 16.6 | 16 | 17.6 | 14.9 | 14.9 | 15.3 | 9.2 | 7.2 | 8.6 | 8.2 | 11.1 | 8.9 | 11 | 7.8 | 8.8 | 7.4 | 83.44 | 208.57 | 137.38 | 2.41 | 10.74
2019 | 4 | 17 | 18:00 | 2563 | 12.2 | 13.5 | 14.7 | 11.6 | 11.2 | 13.6 | 9.2 | 7.2 | 8.6 | 8.2 | 11.1 | 8.9 | 11 | 7.8 | 8.8 | 7.4 | 83.44 | 208.57 | 137.38 | 2.41 | 10.74
2019 | 4 | 17 | 19:00 | 2564 | 7.8 | 11.4 | 13.1 | 7.8 | 9.4 | 11.6 | 9.2 | 7.2 | 8.6 | 8.2 | 11.1 | 8.9 | 11 | 7.8 | 8.8 | 7.4 | 83.44 | 208.57 | 137.38 | 2.41 | 10.74
2019 | 4 | 17 | 20:00 | 2565 | 6 | 11.8 | 11.8 | 5.1 | 8.1 | 11.2 | 9.2 | 7.2 | 8.6 | 8.2 | 11.1 | 8.9 | 11 | 7.8 | 8.8 | 7.4 | 83.44 | 208.57 | 137.38 | 2.41 | 10.74
2019 | 4 | 17 | 21:00 | 2566 | 4.4 | 10.6 | 10.9 | 4.1 | 5.8 | 9.5 | 9.2 | 7.2 | 8.6 | 8.2 | 11.1 | 8.9 | 11 | 7.8 | 8.8 | 7.4 | 83.44 | 208.57 | 137.38 | 2.41 | 10.74
2019 | 4 | 17 | 22:00 | 2567 | 3.7 | 8.1 | 10.1 | 2.9 | 4.4 | 7.3 | 9.2 | 7.2 | 8.6 | 8.2 | 11.1 | 8.9 | 11 | 7.8 | 8.8 | 7.4 | 83.44 | 208.57 | 137.38 | 2.41 | 10.74
2019 | 4 | 17 | 23:00 | 2568 | 2.8 | 5.5 | 9 | 1.8 | 3.2 | 6 | 9.2 | 7.2 | 8.6 | 8.2 | 11.1 | 8.9 | 11 | 7.8 | 8.8 | 7.4 | 83.44 | 208.57 | 137.38 | 2.41 | 10.74
2019 | 4 | 18 | 0:00 | 2569 | 1.4 | 4.1 | 8.4 | 1 | 2.4 | 4.9 | 5.2 | 8.1 | 9.7 | 9.4 | 11.8 | 9.7 | 12.1 | 8.5 | 9.4 | 8.2 | 79.79 | 202.05 | 137.1 | 2.61 | 9.67
2019 | 4 | 18 | 1:00 | 2570 | 0.2 | 3.3 | 7.8 | 0.3 | 1.4 | 3.8 | 5.2 | 8.1 | 9.7 | 9.4 | 11.8 | 9.7 | 12.1 | 8.5 | 9.4 | 8.2 | 79.79 | 202.05 | 137.1 | 2.61 | 9.67
2019 | 4 | 18 | 2:00 | 2571 | 0 | 2.8 | 6.7 | -0.4 | 0.8 | 3.8 | 5.2 | 8.1 | 9.7 | 9.4 | 11.8 | 9.7 | 12.1 | 8.5 | 9.4 | 8.2 | 79.79 | 202.05 | 137.1 | 2.61 | 9.67
2019 | 4 | 18 | 3:00 | 2572 | -1.1 | 2.3 | 6.2 | -0.8 | 0.6 | 2.7 | 5.2 | 8.1 | 9.7 | 9.4 | 11.8 | 9.7 | 12.1 | 8.5 | 9.4 | 8.2 | 79.79 | 202.05 | 137.1 | 2.61 | 9.67
2019 | 4 | 18 | 4:00 | 2573 | -1.6 | 2 | 6.2 | -1 | 0.5 | 2.1 | 5.2 | 8.1 | 9.7 | 9.4 | 11.8 | 9.7 | 12.1 | 8.5 | 9.4 | 8.2 | 79.79 | 202.05 | 137.1 | 2.61 | 9.67
2019 | 4 | 18 | 5:00 | 2574 | 2 | 5.6 | 8.3 | 2.9 | 3.8 | 4.2 | 5.2 | 8.1 | 9.7 | 9.4 | 11.8 | 9.7 | 12.1 | 8.5 | 9.4 | 8.2 | 79.79 | 202.05 | 137.1 | 2.61 | 9.67
2019 | 4 | 18 | 6:00 | 2575 | 7.9 | 8.4 | 11.7 | 8.4 | 6.8 | 8.4 | 5.2 | 8.1 | 9.7 | 9.4 | 11.8 | 9.7 | 12.1 | 8.5 | 9.4 | 8.2 | 79.79 | 202.05 | 137.1 | 2.61 | 9.67
2019 | 4 | 18 | 7:00 | 2576 | 12.8 | 11.9 | 9.8 | 11.9 | 10.8 | 12 | 5.2 | 8.1 | 9.7 | 9.4 | 11.8 | 9.7 | 12.1 | 8.5 | 9.4 | 8.2 | 79.79 | 202.05 | 137.1 | 2.61 | 9.67
2019 | 4 | 18 | 8:00 | 2577 | 15.2 | 14.7 | 9.8 | 14.7 | 14.6 | 14.9 | 5.2 | 8.1 | 9.7 | 9.4 | 11.8 | 9.7 | 12.1 | 8.5 | 9.4 | 8.2 | 79.79 | 202.05 | 137.1 | 2.61 | 9.67
2019 | 4 | 18 | 9:00 | 2578 | 16.6 | 16.4 | 10.7 | 17.2 | 16.4 | 15.8 | 5.2 | 8.1 | 9.7 | 9.4 | 11.8 | 9.7 | 12.1 | 8.5 | 9.4 | 8.2 | 79.79 | 202.05 | 137.1 | 2.61 | 9.67
2019 | 4 | 18 | 10:00 | 2579 | 17.6 | 17.1 | 10.3 | 18.2 | 17 | 16.7 | 5.2 | 8.1 | 9.7 | 9.4 | 11.8 | 9.7 | 12.1 | 8.5 | 9.4 | 8.2 | 79.79 | 202.05 | 137.1 | 2.61 | 9.67
2019 | 4 | 18 | 11:00 | 2580 | 18.6 | 17.7 | 10.2 | 19.1 | 17.4 | 17.2 | 5.2 | 8.1 | 9.7 | 9.4 | 11.8 | 9.7 | 12.1 | 8.5 | 9.4 | 8.2 | 79.79 | 202.05 | 137.1 | 2.61 | 9.67
2019 | 4 | 18 | 12:00 | 2581 | 18.7 | 18.5 | 9.6 | 19 | 18.4 | 18.1 | 9.4 | 8.1 | 9.7 | 9.4 | 11.8 | 9.7 | 12.1 | 8.5 | 9.4 | 8.2 | 79.79 | 202.05 | 137.1 | 2.61 | 9.67
2019 | 4 | 18 | 13:00 | 2582 | 19.3 | 19.1 | 9.8 | 19.4 | 18.9 | 18.1 | 9.4 | 8.1 | 9.7 | 9.4 | 11.8 | 9.7 | 12.1 | 8.5 | 9.4 | 8.2 | 79.79 | 202.05 | 137.1 | 2.61 | 9.67
2019 | 4 | 18 | 14:00 | 2583 | 19.3 | 19.4 | 10.6 | 19.3 | 18.3 | 18.6 | 9.4 | 8.1 | 9.7 | 9.4 | 11.8 | 9.7 | 12.1 | 8.5 | 9.4 | 8.2 | 79.79 | 202.05 | 137.1 | 2.61 | 9.67
2019 | 4 | 18 | 15:00 | 2584 | 19 | 18.8 | 11.4 | 18.9 | 17.5 | 18.2 | 9.4 | 8.1 | 9.7 | 9.4 | 11.8 | 9.7 | 12.1 | 8.5 | 9.4 | 8.2 | 79.79 | 202.05 | 137.1 | 2.61 | 9.67
2019 | 4 | 18 | 16:00 | 2585 | 18.5 | 18.1 | 10.9 | 17.8 | 16.1 | 17.6 | 9.4 | 8.1 | 9.7 | 9.4 | 11.8 | 9.7 | 12.1 | 8.5 | 9.4 | 8.2 | 79.79 | 202.05 | 137.1 | 2.61 | 9.67
2019 | 4 | 18 | 17:00 | 2586 | 17.3 | 16.6 | 9.8 | 16 | 14.4 | 16.4 | 9.4 | 8.1 | 9.7 | 9.4 | 11.8 | 9.7 | 12.1 | 8.5 | 9.4 | 8.2 | 79.79 | 202.05 | 137.1 | 2.61 | 9.67
2019 | 4 | 18 | 18:00 | 2587 | 14.9 | 14.5 | 8.7 | 10.4 | 11.7 | 14.4 | 9.4 | 8.1 | 9.7 | 9.4 | 11.8 | 9.7 | 12.1 | 8.5 | 9.4 | 8.2 | 79.79 | 202.05 | 137.1 | 2.61 | 9.67
2019 | 4 | 18 | 19:00 | 2588 | 11.4 | 12.6 | 7 | 7.8 | 9.5 | 11.9 | 9.4 | 8.1 | 9.7 | 9.4 | 11.8 | 9.7 | 12.1 | 8.5 | 9.4 | 8.2 | 79.79 | 202.05 | 137.1 | 2.61 | 9.67
2019 | 4 | 18 | 20:00 | 2589 | 11.1 | 11.4 | 11.6 | 5.9 | 7.4 | 10.7 | 9.4 | 8.1 | 9.7 | 9.4 | 11.8 | 9.7 | 12.1 | 8.5 | 9.4 | 8.2 | 79.79 | 202.05 | 137.1 | 2.61 | 9.67
2019 | 4 | 18 | 21:00 | 2590 | 9.1 | 9.9 | 10.5 | 6.1 | 7.6 | 9.5 | 9.4 | 8.1 | 9.7 | 9.4 | 11.8 | 9.7 | 12.1 | 8.5 | 9.4 | 8.2 | 79.79 | 202.05 | 137.1 | 2.61 | 9.67
2019 | 4 | 18 | 22:00 | 2591 | 8.9 | 8.6 | 9.6 | 4.7 | 6.2 | 8.3 | 9.4 | 8.1 | 9.7 | 9.4 | 11.8 | 9.7 | 12.1 | 8.5 | 9.4 | 8.2 | 79.79 | 202.05 | 137.1 | 2.61 | 9.67
2019 | 4 | 18 | 23:00 | 2592 | 8.3 | 7.9 | 8.6 | 3.3 | 6 | 6.9 | 9.4 | 8.1 | 9.7 | 9.4 | 11.8 | 9.7 | 12.1 | 8.5 | 9.4 | 8.2 | 79.79 | 202.05 | 137.1 | 2.61 | 9.67
2019 | 4 | 19 | 0:00 | 2593 | 7 | 6.9 | 7.6 | 2.5 | 4.9 | 6.7 | 5.4 | 8.9 | 10.4 | 10 | 12.6 | 10.5 | 13.3 | 9 | 9.8 | 8.9 | 76.74 | 203.37 | 134.26 | 2.96 | 9.58
2019 | 4 | 19 | 1:00 | 2594 | 2.9 | 5.8 | 4.1 | 1.6 | 3.5 | 5.6 | 5.4 | 8.9 | 10.4 | 10 | 12.6 | 10.5 | 13.3 | 9 | 9.8 | 8.9 | 76.74 | 203.37 | 134.26 | 2.96 | 9.58
2019 | 4 | 19 | 2:00 | 2595 | 1.1 | 4.4 | 2.3 | 0.1 | 2.8 | 3.3 | 5.4 | 8.9 | 10.4 | 10 | 12.6 | 10.5 | 13.3 | 9 | 9.8 | 8.9 | 76.74 | 203.37 | 134.26 | 2.96 | 9.58
2019 | 4 | 19 | 3:00 | 2596 | 0.8 | 3.7 | 2.5 | -0.3 | 1.5 | 2.6 | 5.4 | 8.9 | 10.4 | 10 | 12.6 | 10.5 | 13.3 | 9 | 9.8 | 8.9 | 76.74 | 203.37 | 134.26 | 2.96 | 9.58
2019 | 4 | 19 | 4:00 | 2597 | 1 | 3.6 | 1.4 | 0.5 | 2 | 2.9 | 5.4 | 8.9 | 10.4 | 10 | 12.6 | 10.5 | 13.3 | 9 | 9.8 | 8.9 | 76.74 | 203.37 | 134.26 | 2.96 | 9.58
2019 | 4 | 19 | 5:00 | 2598 | 4.3 | 5.7 | 6.8 | 3.6 | 5.1 | 5.6 | 5.4 | 8.9 | 10.4 | 10 | 12.6 | 10.5 | 13.3 | 9 | 9.8 | 8.9 | 76.74 | 203.37 | 134.26 | 2.96 | 9.58
2019 | 4 | 19 | 6:00 | 2599 | 8.5 | 8.1 | 7.4 | 6.4 | 7.8 | 9.1 | 5.4 | 8.9 | 10.4 | 10 | 12.6 | 10.5 | 13.3 | 9 | 9.8 | 8.9 | 76.74 | 203.37 | 134.26 | 2.96 | 9.58
2019 | 4 | 19 | 7:00 | 2600 | 12.6 | 11.3 | 8.5 | 9.8 | 10.9 | 12 | 5.4 | 8.9 | 10.4 | 10 | 12.6 | 10.5 | 13.3 | 9 | 9.8 | 8.9 | 76.74 | 203.37 | 134.26 | 2.96 | 9.58
2019 | 4 | 19 | 8:00 | 2601 | 15 | 14.5 | 8.6 | 12.6 | 13.7 | 14.6 | 5.4 | 8.9 | 10.4 | 10 | 12.6 | 10.5 | 13.3 | 9 | 9.8 | 8.9 | 76.74 | 203.37 | 134.26 | 2.96 | 9.58
2019 | 4 | 19 | 9:00 | 2602 | 16.4 | 16 | 8.9 | 16.3 | 16.4 | 15.7 | 5.4 | 8.9 | 10.4 | 10 | 12.6 | 10.5 | 13.3 | 9 | 9.8 | 8.9 | 76.74 | 203.37 | 134.26 | 2.96 | 9.58
2019 | 4 | 19 | 10:00 | 2603 | 17.5 | 17.4 | 9 | 17.9 | 17 | 16.3 | 5.4 | 8.9 | 10.4 | 10 | 12.6 | 10.5 | 13.3 | 9 | 9.8 | 8.9 | 76.74 | 203.37 | 134.26 | 2.96 | 9.58
2019 | 4 | 19 | 11:00 | 2604 | 17.8 | 18 | 8.4 | 18.5 | 17.7 | 17 | 5.4 | 8.9 | 10.4 | 10 | 12.6 | 10.5 | 13.3 | 9 | 9.8 | 8.9 | 76.74 | 203.37 | 134.26 | 2.96 | 9.58
2019 | 4 | 19 | 12:00 | 2605 | 18.6 | 18.4 | 8.5 | 18.7 | 18.3 | 17.5 | 9.6 | 8.9 | 10.4 | 10 | 12.6 | 10.5 | 13.3 | 9 | 9.8 | 8.9 | 76.74 | 203.37 | 134.26 | 2.96 | 9.58
2019 | 4 | 19 | 13:00 | 2606 | 18.7 | 18.9 | 9.2 | 19.3 | 18.4 | 17.9 | 9.6 | 8.9 | 10.4 | 10 | 12.6 | 10.5 | 13.3 | 9 | 9.8 | 8.9 | 76.74 | 203.37 | 134.26 | 2.96 | 9.58
2019 | 4 | 19 | 14:00 | 2607 | 18.8 | 19 | 10 | 19.3 | 18.6 | 18.4 | 9.6 | 8.9 | 10.4 | 10 | 12.6 | 10.5 | 13.3 | 9 | 9.8 | 8.9 | 76.74 | 203.37 | 134.26 | 2.96 | 9.58
2019 | 4 | 19 | 15:00 | 2608 | 18.9 | 18.8 | 9.1 | 19 | 18 | 18 | 9.6 | 8.9 | 10.4 | 10 | 12.6 | 10.5 | 13.3 | 9 | 9.8 | 8.9 | 76.74 | 203.37 | 134.26 | 2.96 | 9.58
2019 | 4 | 19 | 16:00 | 2609 | 18.2 | 18.1 | 8.6 | 18.6 | 17.1 | 17.6 | 9.6 | 8.9 | 10.4 | 10 | 12.6 | 10.5 | 13.3 | 9 | 9.8 | 8.9 | 76.74 | 203.37 | 134.26 | 2.96 | 9.58
2019 | 4 | 19 | 17:00 | 2610 | 17 | 16.7 | 8.7 | 16.1 | 15 | 16.7 | 9.6 | 8.9 | 10.4 | 10 | 12.6 | 10.5 | 13.3 | 9 | 9.8 | 8.9 | 76.74 | 203.37 | 134.26 | 2.96 | 9.58
2019 | 4 | 19 | 18:00 | 2611 | 12.8 | 14.4 | 7.1 | 12.3 | 12.6 | 14.3 | 9.6 | 8.9 | 10.4 | 10 | 12.6 | 10.5 | 13.3 | 9 | 9.8 | 8.9 | 76.74 | 203.37 | 134.26 | 2.96 | 9.58
2019 | 4 | 19 | 19:00 | 2612 | 8.4 | 12.7 | 6.7 | 8.2 | 10.6 | 12.4 | 9.6 | 8.9 | 10.4 | 10 | 12.6 | 10.5 | 13.3 | 9 | 9.8 | 8.9 | 76.74 | 203.37 | 134.26 | 2.96 | 9.58
2019 | 4 | 19 | 20:00 | 2613 | 6.7 | 11.4 | 7.2 | 7.8 | 9.3 | 11.3 | 9.6 | 8.9 | 10.4 | 10 | 12.6 | 10.5 | 13.3 | 9 | 9.8 | 8.9 | 76.74 | 203.37 | 134.26 | 2.96 | 9.58
2019 | 4 | 19 | 21:00 | 2614 | 5.4 | 10.7 | 9.8 | 8.2 | 7 | 9.8 | 9.6 | 8.9 | 10.4 | 10 | 12.6 | 10.5 | 13.3 | 9 | 9.8 | 8.9 | 76.74 | 203.37 | 134.26 | 2.96 | 9.58
2019 | 4 | 19 | 22:00 | 2615 | 3.4 | 9.5 | 9.3 | 9 | 6.3 | 8.3 | 9.6 | 8.9 | 10.4 | 10 | 12.6 | 10.5 | 13.3 | 9 | 9.8 | 8.9 | 76.74 | 203.37 | 134.26 | 2.96 | 9.58
2019 | 4 | 19 | 23:00 | 2616 | 1.4 | 8.3 | 6.1 | 7.6 | 8.1 | 7.7 | 9.6 | 8.9 | 10.4 | 10 | 12.6 | 10.5 | 13.3 | 9 | 9.8 | 8.9 | 76.74 | 203.37 | 134.26 | 2.96 | 9.58
2019 | 4 | 20 | 0:00 | 2617 | 1.3 | 7.4 | 6.2 | 6.7 | 7.6 | 7 | 5.8 | 9.2 | 10.9 | 10.3 | 13.9 | 11.1 | 13.7 | 9.4 | 10.1 | 9.4 | 75.31 | 195.81 | 128.55 | 2.81 | 8.83
2019 | 4 | 20 | 1:00 | 2618 | 3.3 | 6.9 | 6.5 | 5.9 | 6.7 | 6 | 5.8 | 9.2 | 10.9 | 10.3 | 13.9 | 11.1 | 13.7 | 9.4 | 10.1 | 9.4 | 75.31 | 195.81 | 128.55 | 2.81 | 8.83
2019 | 4 | 20 | 2:00 | 2619 | 3.4 | 6.7 | 5.3 | 5.4 | 5.3 | 5.1 | 5.8 | 9.2 | 10.9 | 10.3 | 13.9 | 11.1 | 13.7 | 9.4 | 10.1 | 9.4 | 75.31 | 195.81 | 128.55 | 2.81 | 8.83
2019 | 4 | 20 | 3:00 | 2620 | 3.1 | 6 | 3.4 | 4.6 | 4.3 | 5.1 | 5.8 | 9.2 | 10.9 | 10.3 | 13.9 | 11.1 | 13.7 | 9.4 | 10.1 | 9.4 | 75.31 | 195.81 | 128.55 | 2.81 | 8.83
2019 | 4 | 20 | 4:00 | 2621 | 1.7 | 6.2 | 2.6 | 4.3 | 4.3 | 4.9 | 5.8 | 9.2 | 10.9 | 10.3 | 13.9 | 11.1 | 13.7 | 9.4 | 10.1 | 9.4 | 75.31 | 195.81 | 128.55 | 2.81 | 8.83
2019 | 4 | 20 | 5:00 | 2622 | 5.8 | 7.3 | 5 | 5.8 | 5.9 | 5.6 | 5.8 | 9.2 | 10.9 | 10.3 | 13.9 | 11.1 | 13.7 | 9.4 | 10.1 | 9.4 | 75.31 | 195.81 | 128.55 | 2.81 | 8.83
2019 | 4 | 20 | 6:00 | 2623 | 8.5 | 8.9 | 7.8 | 7.1 | 8.4 | 7.2 | 5.8 | 9.2 | 10.9 | 10.3 | 13.9 | 11.1 | 13.7 | 9.4 | 10.1 | 9.4 | 75.31 | 195.81 | 128.55 | 2.81 | 8.83
2019 | 4 | 20 | 7:00 | 2624 | 11 | 10.3 | 7.5 | 9.7 | 10.2 | 9.7 | 5.8 | 9.2 | 10.9 | 10.3 | 13.9 | 11.1 | 13.7 | 9.4 | 10.1 | 9.4 | 75.31 | 195.81 | 128.55 | 2.81 | 8.83
2019 | 4 | 20 | 8:00 | 2625 | 13.2 | 12.3 | 7.8 | 11.4 | 11.8 | 11.4 | 5.8 | 9.2 | 10.9 | 10.3 | 13.9 | 11.1 | 13.7 | 9.4 | 10.1 | 9.4 | 75.31 | 195.81 | 128.55 | 2.81 | 8.83
2019 | 4 | 20 | 9:00 | 2626 | 13.9 | 14.6 | 8.2 | 13.3 | 13 | 12.4 | 5.8 | 9.2 | 10.9 | 10.3 | 13.9 | 11.1 | 13.7 | 9.4 | 10.1 | 9.4 | 75.31 | 195.81 | 128.55 | 2.81 | 8.83
2019 | 4 | 20 | 10:00 | 2627 | 14.8 | 15.8 | 8.5 | 13.9 | 13.2 | 14.3 | 5.8 | 9.2 | 10.9 | 10.3 | 13.9 | 11.1 | 13.7 | 9.4 | 10.1 | 9.4 | 75.31 | 195.81 | 128.55 | 2.81 | 8.83
2019 | 4 | 20 | 11:00 | 2628 | 16.2 | 16.3 | 8.6 | 14.2 | 14.8 | 15.7 | 5.8 | 9.2 | 10.9 | 10.3 | 13.9 | 11.1 | 13.7 | 9.4 | 10.1 | 9.4 | 75.31 | 195.81 | 128.55 | 2.81 | 8.83
2019 | 4 | 20 | 12:00 | 2629 | 16.9 | 16.8 | 8.6 | 15.1 | 15 | 16 | 9.6 | 9.2 | 10.9 | 10.3 | 13.9 | 11.1 | 13.7 | 9.4 | 10.1 | 9.4 | 75.31 | 195.81 | 128.55 | 2.81 | 8.83
2019 | 4 | 20 | 13:00 | 2630 | 17.3 | 16.2 | 8.5 | 13.9 | 13.9 | 16.7 | 9.6 | 9.2 | 10.9 | 10.3 | 13.9 | 11.1 | 13.7 | 9.4 | 10.1 | 9.4 | 75.31 | 195.81 | 128.55 | 2.81 | 8.83
2019 | 4 | 20 | 14:00 | 2631 | 17.3 | 15.6 | 8.7 | 14.5 | 13.4 | 15.9 | 9.6 | 9.2 | 10.9 | 10.3 | 13.9 | 11.1 | 13.7 | 9.4 | 10.1 | 9.4 | 75.31 | 195.81 | 128.55 | 2.81 | 8.83
2019 | 4 | 20 | 15:00 | 2632 | 16.2 | 15.5 | 8.2 | 13.7 | 12.4 | 15.3 | 9.6 | 9.2 | 10.9 | 10.3 | 13.9 | 11.1 | 13.7 | 9.4 | 10.1 | 9.4 | 75.31 | 195.81 | 128.55 | 2.81 | 8.83
2019 | 4 | 20 | 16:00 | 2633 | 15.5 | 14.3 | 7.9 | 12.9 | 12.1 | 14.9 | 9.6 | 9.2 | 10.9 | 10.3 | 13.9 | 11.1 | 13.7 | 9.4 | 10.1 | 9.4 | 75.31 | 195.81 | 128.55 | 2.81 | 8.83
2019 | 4 | 20 | 17:00 | 2634 | 14.4 | 13.2 | 6.8 | 12.2 | 11.5 | 14.2 | 9.6 | 9.2 | 10.9 | 10.3 | 13.9 | 11.1 | 13.7 | 9.4 | 10.1 | 9.4 | 75.31 | 195.81 | 128.55 | 2.81 | 8.83
2019 | 4 | 20 | 18:00 | 2635 | 13.1 | 12.1 | 6.4 | 10.7 | 9.6 | 13 | 9.6 | 9.2 | 10.9 | 10.3 | 13.9 | 11.1 | 13.7 | 9.4 | 10.1 | 9.4 | 75.31 | 195.81 | 128.55 | 2.81 | 8.83
2019 | 4 | 20 | 19:00 | 2636 | 11.5 | 11.5 | 6.2 | 9.6 | 7.8 | 11.8 | 9.6 | 9.2 | 10.9 | 10.3 | 13.9 | 11.1 | 13.7 | 9.4 | 10.1 | 9.4 | 75.31 | 195.81 | 128.55 | 2.81 | 8.83
2019 | 4 | 20 | 20:00 | 2637 | 10.4 | 10.6 | 6.4 | 9.5 | 8.2 | 11.1 | 9.6 | 9.2 | 10.9 | 10.3 | 13.9 | 11.1 | 13.7 | 9.4 | 10.1 | 9.4 | 75.31 | 195.81 | 128.55 | 2.81 | 8.83
2019 | 4 | 20 | 21:00 | 2638 | 9.8 | 9.9 | 6.5 | 8.8 | 8.3 | 10 | 9.6 | 9.2 | 10.9 | 10.3 | 13.9 | 11.1 | 13.7 | 9.4 | 10.1 | 9.4 | 75.31 | 195.81 | 128.55 | 2.81 | 8.83
2019 | 4 | 20 | 22:00 | 2639 | 9.6 | 9 | 5.5 | 8.4 | 8.4 | 9.3 | 9.6 | 9.2 | 10.9 | 10.3 | 13.9 | 11.1 | 13.7 | 9.4 | 10.1 | 9.4 | 75.31 | 195.81 | 128.55 | 2.81 | 8.83
2019 | 4 | 20 | 23:00 | 2640 | 8.3 | 8.5 | 5.5 | 7.5 | 8.2 | 8.7 | 9.6 | 9.2 | 10.9 | 10.3 | 13.9 | 11.1 | 13.7 | 9.4 | 10.1 | 9.4 | 75.31 | 195.81 | 128.55 | 2.81 | 8.83
2019 | 4 | 21 | 0:00 | 2641 | 7.4 | 7.9 | 5.7 | 7.2 | 7.9 | 7.7 | 6 | 9.1 | 11.1 | 10.7 | 14.8 | 11.3 | 13.9 | 9.7 | 10 | 9.9 | 77.15 | 200.98 | 126.63 | 2.79 | 9.11
2019 | 4 | 21 | 1:00 | 2642 | 7 | 7.5 | 6.7 | 6.8 | 7.7 | 7.2 | 6 | 9.1 | 11.1 | 10.7 | 14.8 | 11.3 | 13.9 | 9.7 | 10 | 9.9 | 77.15 | 200.98 | 126.63 | 2.79 | 9.11
2019 | 4 | 21 | 2:00 | 2643 | 6.6 | 7.2 | 6.6 | 6.5 | 7 | 6.8 | 6 | 9.1 | 11.1 | 10.7 | 14.8 | 11.3 | 13.9 | 9.7 | 10 | 9.9 | 77.15 | 200.98 | 126.63 | 2.79 | 9.11
2019 | 4 | 21 | 3:00 | 2644 | 6.5 | 7.2 | 5.4 | 6.1 | 6.8 | 5.9 | 6 | 9.1 | 11.1 | 10.7 | 14.8 | 11.3 | 13.9 | 9.7 | 10 | 9.9 | 77.15 | 200.98 | 126.63 | 2.79 | 9.11
2019 | 4 | 21 | 4:00 | 2645 | 6.6 | 6.4 | 5.6 | 6.2 | 6.7 | 5.6 | 6 | 9.1 | 11.1 | 10.7 | 14.8 | 11.3 | 13.9 | 9.7 | 10 | 9.9 | 77.15 | 200.98 | 126.63 | 2.79 | 9.11
2019 | 4 | 21 | 5:00 | 2646 | 8.1 | 7.2 | 5.9 | 7.1 | 7.4 | 5.1 | 6 | 9.1 | 11.1 | 10.7 | 14.8 | 11.3 | 13.9 | 9.7 | 10 | 9.9 | 77.15 | 200.98 | 126.63 | 2.79 | 9.11
2019 | 4 | 21 | 6:00 | 2647 | 8.7 | 8 | 7.9 | 8.3 | 8.2 | 5.4 | 6 | 9.1 | 11.1 | 10.7 | 14.8 | 11.3 | 13.9 | 9.7 | 10 | 9.9 | 77.15 | 200.98 | 126.63 | 2.79 | 9.11
2019 | 4 | 21 | 7:00 | 2648 | 9.5 | 9.2 | 8.2 | 10.1 | 9.8 | 6.9 | 6 | 9.1 | 11.1 | 10.7 | 14.8 | 11.3 | 13.9 | 9.7 | 10 | 9.9 | 77.15 | 200.98 | 126.63 | 2.79 | 9.11
2019 | 4 | 21 | 8:00 | 2649 | 9.9 | 9.4 | 8.9 | 11.6 | 10.5 | 6.9 | 6 | 9.1 | 11.1 | 10.7 | 14.8 | 11.3 | 13.9 | 9.7 | 10 | 9.9 | 77.15 | 200.98 | 126.63 | 2.79 | 9.11
2019 | 4 | 21 | 9:00 | 2650 | 9.8 | 10.7 | 11.4 | 12 | 11.3 | 6.7 | 6 | 9.1 | 11.1 | 10.7 | 14.8 | 11.3 | 13.9 | 9.7 | 10 | 9.9 | 77.15 | 200.98 | 126.63 | 2.79 | 9.11
2019 | 4 | 21 | 10:00 | 2651 | 10.8 | 10.1 | 12.1 | 12.4 | 11.4 | 6.9 | 6 | 9.1 | 11.1 | 10.7 | 14.8 | 11.3 | 13.9 | 9.7 | 10 | 9.9 | 77.15 | 200.98 | 126.63 | 2.79 | 9.11
2019 | 4 | 21 | 11:00 | 2652 | 11.3 | 10.2 | 13.4 | 11.9 | 10.6 | 6.9 | 6 | 9.1 | 11.1 | 10.7 | 14.8 | 11.3 | 13.9 | 9.7 | 10 | 9.9 | 77.15 | 200.98 | 126.63 | 2.79 | 9.11
2019 | 4 | 21 | 12:00 | 2653 | 11.2 | 9.7 | 14 | 12.9 | 9.5 | 7.3 | 10.4 | 9.1 | 11.1 | 10.7 | 14.8 | 11.3 | 13.9 | 9.7 | 10 | 9.9 | 77.15 | 200.98 | 126.63 | 2.79 | 9.11
2019 | 4 | 21 | 13:00 | 2654 | 10.9 | 9.7 | 14.4 | 11.6 | 9.7 | 7.3 | 10.4 | 9.1 | 11.1 | 10.7 | 14.8 | 11.3 | 13.9 | 9.7 | 10 | 9.9 | 77.15 | 200.98 | 126.63 | 2.79 | 9.11
2019 | 4 | 21 | 14:00 | 2655 | 10.9 | 9.8 | 15.3 | 12 | 9.8 | 8.4 | 10.4 | 9.1 | 11.1 | 10.7 | 14.8 | 11.3 | 13.9 | 9.7 | 10 | 9.9 | 77.15 | 200.98 | 126.63 | 2.79 | 9.11
2019 | 4 | 21 | 15:00 | 2656 | 11.3 | 10 | 14.9 | 11.5 | 10.7 | 9.8 | 10.4 | 9.1 | 11.1 | 10.7 | 14.8 | 11.3 | 13.9 | 9.7 | 10 | 9.9 | 77.15 | 200.98 | 126.63 | 2.79 | 9.11
2019 | 4 | 21 | 16:00 | 2657 | 10.7 | 10.1 | 13.7 | 11.4 | 10.6 | 10.3 | 10.4 | 9.1 | 11.1 | 10.7 | 14.8 | 11.3 | 13.9 | 9.7 | 10 | 9.9 | 77.15 | 200.98 | 126.63 | 2.79 | 9.11
2019 | 4 | 21 | 17:00 | 2658 | 10.3 | 9.7 | 12.2 | 11 | 10.2 | 9.9 | 10.4 | 9.1 | 11.1 | 10.7 | 14.8 | 11.3 | 13.9 | 9.7 | 10 | 9.9 | 77.15 | 200.98 | 126.63 | 2.79 | 9.11
2019 | 4 | 21 | 18:00 | 2659 | 9.3 | 9 | 10.2 | 7.7 | 9 | 8.9 | 10.4 | 9.1 | 11.1 | 10.7 | 14.8 | 11.3 | 13.9 | 9.7 | 10 | 9.9 | 77.15 | 200.98 | 126.63 | 2.79 | 9.11
2019 | 4 | 21 | 19:00 | 2660 | 8.8 | 8 | 8.7 | 5.4 | 6.7 | 7.7 | 10.4 | 9.1 | 11.1 | 10.7 | 14.8 | 11.3 | 13.9 | 9.7 | 10 | 9.9 | 77.15 | 200.98 | 126.63 | 2.79 | 9.11
2019 | 4 | 21 | 20:00 | 2661 | 7.4 | 6.7 | 7.9 | 4 | 5.1 | 7.2 | 10.4 | 9.1 | 11.1 | 10.7 | 14.8 | 11.3 | 13.9 | 9.7 | 10 | 9.9 | 77.15 | 200.98 | 126.63 | 2.79 | 9.11
2019 | 4 | 21 | 21:00 | 2662 | 7.1 | 6.5 | 7.7 | 2.9 | 4.2 | 5.9 | 10.4 | 9.1 | 11.1 | 10.7 | 14.8 | 11.3 | 13.9 | 9.7 | 10 | 9.9 | 77.15 | 200.98 | 126.63 | 2.79 | 9.11
2019 | 4 | 21 | 22:00 | 2663 | 3.9 | 6.2 | 6.5 | 2.1 | 3.6 | 6.1 | 10.4 | 9.1 | 11.1 | 10.7 | 14.8 | 11.3 | 13.9 | 9.7 | 10 | 9.9 | 77.15 | 200.98 | 126.63 | 2.79 | 9.11
2019 | 4 | 21 | 23:00 | 2664 | 3.7 | 5.4 | 6.3 | 1.7 | 2.5 | 6.1 | 10.4 | 9.1 | 11.1 | 10.7 | 14.8 | 11.3 | 13.9 | 9.7 | 10 | 9.9 | 77.15 | 200.98 | 126.63 | 2.79 | 9.11
2019 | 4 | 22 | 0:00 | 2665 | 4.8 | 4.6 | 5.9 | 1.1 | 2.3 | 5.8 | 6.4 | 10 | 11.5 | 11 | 15.8 | 11.2 | 14.2 | 9.8 | 10.4 | 10.6 | 77.45 | 194.83 | 126.21 | 2.72 | 9.17
2019 | 4 | 22 | 1:00 | 2666 | 6.9 | 5.2 | 5.8 | 0.9 | 1.8 | 5.1 | 6.4 | 10 | 11.5 | 11 | 15.8 | 11.2 | 14.2 | 9.8 | 10.4 | 10.6 | 77.45 | 194.83 | 126.21 | 2.72 | 9.17
2019 | 4 | 22 | 2:00 | 2667 | 6.5 | 5 | 5.1 | 0.4 | 2.3 | 4.5 | 6.4 | 10 | 11.5 | 11 | 15.8 | 11.2 | 14.2 | 9.8 | 10.4 | 10.6 | 77.45 | 194.83 | 126.21 | 2.72 | 9.17
2019 | 4 | 22 | 3:00 | 2668 | 6.4 | 4.4 | 5.2 | -0.1 | 1.9 | 3.3 | 6.4 | 10 | 11.5 | 11 | 15.8 | 11.2 | 14.2 | 9.8 | 10.4 | 10.6 | 77.45 | 194.83 | 126.21 | 2.72 | 9.17
2019 | 4 | 22 | 4:00 | 2669 | 6.5 | 5.2 | 5.4 | 1 | 2.3 | 3.7 | 6.4 | 10 | 11.5 | 11 | 15.8 | 11.2 | 14.2 | 9.8 | 10.4 | 10.6 | 77.45 | 194.83 | 126.21 | 2.72 | 9.17
2019 | 4 | 22 | 5:00 | 2670 | 8.1 | 7.5 | 7.3 | 5.5 | 5.9 | 5.8 | 6.4 | 10 | 11.5 | 11 | 15.8 | 11.2 | 14.2 | 9.8 | 10.4 | 10.6 | 77.45 | 194.83 | 126.21 | 2.72 | 9.17
2019 | 4 | 22 | 6:00 | 2671 | 10.3 | 9.9 | 10.1 | 9.3 | 9.5 | 9.9 | 6.4 | 10 | 11.5 | 11 | 15.8 | 11.2 | 14.2 | 9.8 | 10.4 | 10.6 | 77.45 | 194.83 | 126.21 | 2.72 | 9.17
2019 | 4 | 22 | 7:00 | 2672 | 12.4 | 12.4 | 13.3 | 12.1 | 13.2 | 13.5 | 6.4 | 10 | 11.5 | 11 | 15.8 | 11.2 | 14.2 | 9.8 | 10.4 | 10.6 | 77.45 | 194.83 | 126.21 | 2.72 | 9.17
2019 | 4 | 22 | 8:00 | 2673 | 14.3 | 14.9 | 15.1 | 14.7 | 15.2 | 15 | 6.4 | 10 | 11.5 | 11 | 15.8 | 11.2 | 14.2 | 9.8 | 10.4 | 10.6 | 77.45 | 194.83 | 126.21 | 2.72 | 9.17
2019 | 4 | 22 | 9:00 | 2674 | 16.5 | 16.7 | 16.4 | 16.7 | 17 | 16.7 | 6.4 | 10 | 11.5 | 11 | 15.8 | 11.2 | 14.2 | 9.8 | 10.4 | 10.6 | 77.45 | 194.83 | 126.21 | 2.72 | 9.17
2019 | 4 | 22 | 10:00 | 2675 | 17.4 | 17.4 | 17.5 | 17.8 | 17.3 | 16.9 | 6.4 | 10 | 11.5 | 11 | 15.8 | 11.2 | 14.2 | 9.8 | 10.4 | 10.6 | 77.45 | 194.83 | 126.21 | 2.72 | 9.17
2019 | 4 | 22 | 11:00 | 2676 | 17 | 18.2 | 18.3 | 18.2 | 17.2 | 17.2 | 6.4 | 10 | 11.5 | 11 | 15.8 | 11.2 | 14.2 | 9.8 | 10.4 | 10.6 | 77.45 | 194.83 | 126.21 | 2.72 | 9.17
2019 | 4 | 22 | 12:00 | 2677 | 17.9 | 18.3 | 16.9 | 18.3 | 18.2 | 17.6 | 11.2 | 10 | 11.5 | 11 | 15.8 | 11.2 | 14.2 | 9.8 | 10.4 | 10.6 | 77.45 | 194.83 | 126.21 | 2.72 | 9.17
2019 | 4 | 22 | 13:00 | 2678 | 18.3 | 18.6 | 17.1 | 19.1 | 18.4 | 17.9 | 11.2 | 10 | 11.5 | 11 | 15.8 | 11.2 | 14.2 | 9.8 | 10.4 | 10.6 | 77.45 | 194.83 | 126.21 | 2.72 | 9.17
2019 | 4 | 22 | 14:00 | 2679 | 18.5 | 18.3 | 19.6 | 19.2 | 17.7 | 17.7 | 11.2 | 10 | 11.5 | 11 | 15.8 | 11.2 | 14.2 | 9.8 | 10.4 | 10.6 | 77.45 | 194.83 | 126.21 | 2.72 | 9.17
2019 | 4 | 22 | 15:00 | 2680 | 17.9 | 17.9 | 19.7 | 18.7 | 18.6 | 17.4 | 11.2 | 10 | 11.5 | 11 | 15.8 | 11.2 | 14.2 | 9.8 | 10.4 | 10.6 | 77.45 | 194.83 | 126.21 | 2.72 | 9.17
2019 | 4 | 22 | 16:00 | 2681 | 17.6 | 17 | 17.7 | 17.2 | 17.9 | 16.7 | 11.2 | 10 | 11.5 | 11 | 15.8 | 11.2 | 14.2 | 9.8 | 10.4 | 10.6 | 77.45 | 194.83 | 126.21 | 2.72 | 9.17
2019 | 4 | 22 | 17:00 | 2682 | 16.6 | 14.8 | 17.8 | 16.4 | 16.6 | 15.5 | 11.2 | 10 | 11.5 | 11 | 15.8 | 11.2 | 14.2 | 9.8 | 10.4 | 10.6 | 77.45 | 194.83 | 126.21 | 2.72 | 9.17
2019 | 4 | 22 | 18:00 | 2683 | 12.6 | 11.3 | 16.4 | 13.1 | 13.2 | 13 | 11.2 | 10 | 11.5 | 11 | 15.8 | 11.2 | 14.2 | 9.8 | 10.4 | 10.6 | 77.45 | 194.83 | 126.21 | 2.72 | 9.17
2019 | 4 | 22 | 19:00 | 2684 | 11.5 | 9.6 | 13.2 | 10.2 | 9.6 | 10.6 | 11.2 | 10 | 11.5 | 11 | 15.8 | 11.2 | 14.2 | 9.8 | 10.4 | 10.6 | 77.45 | 194.83 | 126.21 | 2.72 | 9.17
2019 | 4 | 22 | 20:00 | 2685 | 6.9 | 8.5 | 11.6 | 7.6 | 7.6 | 8.8 | 11.2 | 10 | 11.5 | 11 | 15.8 | 11.2 | 14.2 | 9.8 | 10.4 | 10.6 | 77.45 | 194.83 | 126.21 | 2.72 | 9.17
2019 | 4 | 22 | 21:00 | 2686 | 7.1 | 7.4 | 9.5 | 5.8 | 6.6 | 7.3 | 11.2 | 10 | 11.5 | 11 | 15.8 | 11.2 | 14.2 | 9.8 | 10.4 | 10.6 | 77.45 | 194.83 | 126.21 | 2.72 | 9.17
2019 | 4 | 22 | 22:00 | 2687 | 3.9 | 6.4 | 9.6 | 5.3 | 5.6 | 6.1 | 11.2 | 10 | 11.5 | 11 | 15.8 | 11.2 | 14.2 | 9.8 | 10.4 | 10.6 | 77.45 | 194.83 | 126.21 | 2.72 | 9.17
2019 | 4 | 22 | 23:00 | 2688 | 2.8 | 5.4 | 8.8 | 3.5 | 4.8 | 5.3 | 11.2 | 10 | 11.5 | 11 | 15.8 | 11.2 | 14.2 | 9.8 | 10.4 | 10.6 | 77.45 | 194.83 | 126.21 | 2.72 | 9.17
2019 | 4 | 23 | 0:00 | 2689 | 1.8 | 4 | 8.7 | 2.4 | 4 | 4.3 | 6.6 | 11 | 12 | 11.8 | 15.7 | 11.7 | 14.6 | 10.1 | 11.4 | 11 | 77.7 | 199.06 | 126.97 | 2.59 | 8.51
2019 | 4 | 23 | 1:00 | 2690 | 1.6 | 3.3 | 7.6 | 1.9 | 3.8 | 4 | 6.6 | 11 | 12 | 11.8 | 15.7 | 11.7 | 14.6 | 10.1 | 11.4 | 11 | 77.7 | 199.06 | 126.97 | 2.59 | 8.51
2019 | 4 | 23 | 2:00 | 2691 | 1.5 | 2.7 | 7.6 | 1 | 3.2 | 3.8 | 6.6 | 11 | 12 | 11.8 | 15.7 | 11.7 | 14.6 | 10.1 | 11.4 | 11 | 77.7 | 199.06 | 126.97 | 2.59 | 8.51
2019 | 4 | 23 | 3:00 | 2692 | 0.5 | 2.6 | 7.6 | 0.5 | 2.6 | 2.6 | 6.6 | 11 | 12 | 11.8 | 15.7 | 11.7 | 14.6 | 10.1 | 11.4 | 11 | 77.7 | 199.06 | 126.97 | 2.59 | 8.51
2019 | 4 | 23 | 4:00 | 2693 | 1 | 3.6 | 7.5 | 1 | 3.1 | 2.9 | 6.6 | 11 | 12 | 11.8 | 15.7 | 11.7 | 14.6 | 10.1 | 11.4 | 11 | 77.7 | 199.06 | 126.97 | 2.59 | 8.51
2019 | 4 | 23 | 5:00 | 2694 | 6.4 | 7.1 | 9.4 | 5.9 | 6.9 | 6 | 6.6 | 11 | 12 | 11.8 | 15.7 | 11.7 | 14.6 | 10.1 | 11.4 | 11 | 77.7 | 199.06 | 126.97 | 2.59 | 8.51
2019 | 4 | 23 | 6:00 | 2695 | 12.7 | 11.1 | 12.1 | 10.9 | 13.4 | 11.2 | 6.6 | 11 | 12 | 11.8 | 15.7 | 11.7 | 14.6 | 10.1 | 11.4 | 11 | 77.7 | 199.06 | 126.97 | 2.59 | 8.51
2019 | 4 | 23 | 7:00 | 2696 | 16.2 | 14.4 | 15.5 | 15.1 | 15.9 | 14.9 | 6.6 | 11 | 12 | 11.8 | 15.7 | 11.7 | 14.6 | 10.1 | 11.4 | 11 | 77.7 | 199.06 | 126.97 | 2.59 | 8.51
2019 | 4 | 23 | 8:00 | 2697 | 17.6 | 17.1 | 18.4 | 17.6 | 18 | 17.5 | 6.6 | 11 | 12 | 11.8 | 15.7 | 11.7 | 14.6 | 10.1 | 11.4 | 11 | 77.7 | 199.06 | 126.97 | 2.59 | 8.51
2019 | 4 | 23 | 9:00 | 2698 | 18.3 | 18.6 | 19.6 | 18.8 | 19.1 | 18.7 | 6.6 | 11 | 12 | 11.8 | 15.7 | 11.7 | 14.6 | 10.1 | 11.4 | 11 | 77.7 | 199.06 | 126.97 | 2.59 | 8.51
2019 | 4 | 23 | 10:00 | 2699 | 19.3 | 19.2 | 20.2 | 19.7 | 19.4 | 18.8 | 6.6 | 11 | 12 | 11.8 | 15.7 | 11.7 | 14.6 | 10.1 | 11.4 | 11 | 77.7 | 199.06 | 126.97 | 2.59 | 8.51
2019 | 4 | 23 | 11:00 | 2700 | 19.5 | 19.7 | 20.1 | 19.9 | 20.1 | 19.6 | 6.6 | 11 | 12 | 11.8 | 15.7 | 11.7 | 14.6 | 10.1 | 11.4 | 11 | 77.7 | 199.06 | 126.97 | 2.59 | 8.51
2019 | 4 | 23 | 12:00 | 2701 | 20 | 19.8 | 20.5 | 20 | 20.1 | 19.6 | 10.2 | 11 | 12 | 11.8 | 15.7 | 11.7 | 14.6 | 10.1 | 11.4 | 11 | 77.7 | 199.06 | 126.97 | 2.59 | 8.51
2019 | 4 | 23 | 13:00 | 2702 | 20 | 20.1 | 21 | 20.4 | 20.4 | 19.9 | 10.2 | 11 | 12 | 11.8 | 15.7 | 11.7 | 14.6 | 10.1 | 11.4 | 11 | 77.7 | 199.06 | 126.97 | 2.59 | 8.51
2019 | 4 | 23 | 14:00 | 2703 | 20 | 19.8 | 20.9 | 20.1 | 19.9 | 19.6 | 10.2 | 11 | 12 | 11.8 | 15.7 | 11.7 | 14.6 | 10.1 | 11.4 | 11 | 77.7 | 199.06 | 126.97 | 2.59 | 8.51
2019 | 4 | 23 | 15:00 | 2704 | 20 | 19.4 | 20.8 | 20 | 19.7 | 19.1 | 10.2 | 11 | 12 | 11.8 | 15.7 | 11.7 | 14.6 | 10.1 | 11.4 | 11 | 77.7 | 199.06 | 126.97 | 2.59 | 8.51
2019 | 4 | 23 | 16:00 | 2705 | 19.3 | 18.5 | 20.3 | 19.4 | 19.2 | 18.5 | 10.2 | 11 | 12 | 11.8 | 15.7 | 11.7 | 14.6 | 10.1 | 11.4 | 11 | 77.7 | 199.06 | 126.97 | 2.59 | 8.51
2019 | 4 | 23 | 17:00 | 2706 | 18.1 | 16.7 | 19.2 | 18.3 | 17.7 | 17.4 | 10.2 | 11 | 12 | 11.8 | 15.7 | 11.7 | 14.6 | 10.1 | 11.4 | 11 | 77.7 | 199.06 | 126.97 | 2.59 | 8.51
2019 | 4 | 23 | 18:00 | 2707 | 15.9 | 14.4 | 17.8 | 14.3 | 14.9 | 15.4 | 10.2 | 11 | 12 | 11.8 | 15.7 | 11.7 | 14.6 | 10.1 | 11.4 | 11 | 77.7 | 199.06 | 126.97 | 2.59 | 8.51
2019 | 4 | 23 | 19:00 | 2708 | 15.3 | 13.3 | 15.1 | 10.9 | 12.5 | 14.1 | 10.2 | 11 | 12 | 11.8 | 15.7 | 11.7 | 14.6 | 10.1 | 11.4 | 11 | 77.7 | 199.06 | 126.97 | 2.59 | 8.51
2019 | 4 | 23 | 20:00 | 2709 | 14.7 | 12.4 | 13.9 | 8.9 | 11.8 | 13.3 | 10.2 | 11 | 12 | 11.8 | 15.7 | 11.7 | 14.6 | 10.1 | 11.4 | 11 | 77.7 | 199.06 | 126.97 | 2.59 | 8.51
2019 | 4 | 23 | 21:00 | 2710 | 13.5 | 11.7 | 12.9 | 8.1 | 10.5 | 11 | 10.2 | 11 | 12 | 11.8 | 15.7 | 11.7 | 14.6 | 10.1 | 11.4 | 11 | 77.7 | 199.06 | 126.97 | 2.59 | 8.51
2019 | 4 | 23 | 22:00 | 2711 | 12.9 | 9 | 12.4 | 6.6 | 9.2 | 10.8 | 10.2 | 11 | 12 | 11.8 | 15.7 | 11.7 | 14.6 | 10.1 | 11.4 | 11 | 77.7 | 199.06 | 126.97 | 2.59 | 8.51
2019 | 4 | 23 | 23:00 | 2712 | 11.9 | 7.3 | 11.9 | 6.8 | 8.2 | 10.5 | 10.2 | 11 | 12 | 11.8 | 15.7 | 11.7 | 14.6 | 10.1 | 11.4 | 11 | 77.7 | 199.06 | 126.97 | 2.59 | 8.51
2019 | 4 | 24 | 0:00 | 2713 | 11.4 | 6.3 | 11.5 | 6.5 | 8 | 9.7 | 7.6 | 11.5 | 12.4 | 12.4 | 15.1 | 12.4 | 15.4 | 10.5 | 12.2 | 11.6 | 77.08 | 194.46 | 127 | 2.4 | 9.47
2019 | 4 | 24 | 1:00 | 2714 | 10.8 | 5.9 | 11.6 | 6.7 | 8.3 | 9.1 | 7.6 | 11.5 | 12.4 | 12.4 | 15.1 | 12.4 | 15.4 | 10.5 | 12.2 | 11.6 | 77.08 | 194.46 | 127 | 2.4 | 9.47
2019 | 4 | 24 | 2:00 | 2715 | 10.5 | 5.3 | 10.1 | 5.6 | 6.7 | 8.7 | 7.6 | 11.5 | 12.4 | 12.4 | 15.1 | 12.4 | 15.4 | 10.5 | 12.2 | 11.6 | 77.08 | 194.46 | 127 | 2.4 | 9.47
2019 | 4 | 24 | 3:00 | 2716 | 10.2 | 5.6 | 9.6 | 5.2 | 5.2 | 8.7 | 7.6 | 11.5 | 12.4 | 12.4 | 15.1 | 12.4 | 15.4 | 10.5 | 12.2 | 11.6 | 77.08 | 194.46 | 127 | 2.4 | 9.47
2019 | 4 | 24 | 4:00 | 2717 | 10.2 | 6.1 | 9.8 | 5.8 | 5.8 | 8.6 | 7.6 | 11.5 | 12.4 | 12.4 | 15.1 | 12.4 | 15.4 | 10.5 | 12.2 | 11.6 | 77.08 | 194.46 | 127 | 2.4 | 9.47
2019 | 4 | 24 | 5:00 | 2718 | 11.7 | 10.2 | 12.3 | 8.5 | 10.1 | 10.6 | 7.6 | 11.5 | 12.4 | 12.4 | 15.1 | 12.4 | 15.4 | 10.5 | 12.2 | 11.6 | 77.08 | 194.46 | 127 | 2.4 | 9.47
2019 | 4 | 24 | 6:00 | 2719 | 14.2 | 13.8 | 14.5 | 13.3 | 12.6 | 12.9 | 7.6 | 11.5 | 12.4 | 12.4 | 15.1 | 12.4 | 15.4 | 10.5 | 12.2 | 11.6 | 77.08 | 194.46 | 127 | 2.4 | 9.47
2019 | 4 | 24 | 7:00 | 2720 | 16.8 | 16.8 | 17.4 | 15.9 | 16.4 | 15.9 | 7.6 | 11.5 | 12.4 | 12.4 | 15.1 | 12.4 | 15.4 | 10.5 | 12.2 | 11.6 | 77.08 | 194.46 | 127 | 2.4 | 9.47
2019 | 4 | 24 | 8:00 | 2721 | 17.9 | 18.5 | 18.7 | 18.4 | 18.3 | 18.1 | 7.6 | 11.5 | 12.4 | 12.4 | 15.1 | 12.4 | 15.4 | 10.5 | 12.2 | 11.6 | 77.08 | 194.46 | 127 | 2.4 | 9.47
2019 | 4 | 24 | 9:00 | 2722 | 18.9 | 19 | 19.5 | 19.5 | 19.4 | 18.8 | 7.6 | 11.5 | 12.4 | 12.4 | 15.1 | 12.4 | 15.4 | 10.5 | 12.2 | 11.6 | 77.08 | 194.46 | 127 | 2.4 | 9.47
2019 | 4 | 24 | 10:00 | 2723 | 20 | 19.6 | 20.4 | 20 | 19.9 | 19.8 | 7.6 | 11.5 | 12.4 | 12.4 | 15.1 | 12.4 | 15.4 | 10.5 | 12.2 | 11.6 | 77.08 | 194.46 | 127 | 2.4 | 9.47
2019 | 4 | 24 | 11:00 | 2724 | 20.3 | 20.5 | 21.1 | 20.4 | 20.5 | 20.4 | 7.6 | 11.5 | 12.4 | 12.4 | 15.1 | 12.4 | 15.4 | 10.5 | 12.2 | 11.6 | 77.08 | 194.46 | 127 | 2.4 | 9.47
2019 | 4 | 24 | 12:00 | 2725 | 20.9 | 21 | 21.6 | 20.9 | 21.1 | 20.8 | 13 | 11.5 | 12.4 | 12.4 | 15.1 | 12.4 | 15.4 | 10.5 | 12.2 | 11.6 | 77.08 | 194.46 | 127 | 2.4 | 9.47
2019 | 4 | 24 | 13:00 | 2726 | 21.4 | 21.2 | 21.8 | 21.6 | 21.5 | 21 | 13 | 11.5 | 12.4 | 12.4 | 15.1 | 12.4 | 15.4 | 10.5 | 12.2 | 11.6 | 77.08 | 194.46 | 127 | 2.4 | 9.47
2019 | 4 | 24 | 14:00 | 2727 | 21.3 | 21.1 | 21.2 | 21.5 | 21.4 | 20.9 | 13 | 11.5 | 12.4 | 12.4 | 15.1 | 12.4 | 15.4 | 10.5 | 12.2 | 11.6 | 77.08 | 194.46 | 127 | 2.4 | 9.47
2019 | 4 | 24 | 15:00 | 2728 | 20.5 | 20.3 | 21.4 | 21.2 | 21.1 | 20.6 | 13 | 11.5 | 12.4 | 12.4 | 15.1 | 12.4 | 15.4 | 10.5 | 12.2 | 11.6 | 77.08 | 194.46 | 127 | 2.4 | 9.47
2019 | 4 | 24 | 16:00 | 2729 | 20.2 | 19.7 | 20.3 | 20.2 | 20.5 | 19.8 | 13 | 11.5 | 12.4 | 12.4 | 15.1 | 12.4 | 15.4 | 10.5 | 12.2 | 11.6 | 77.08 | 194.46 | 127 | 2.4 | 9.47
2019 | 4 | 24 | 17:00 | 2730 | 19.6 | 18.7 | 19.6 | 19.6 | 19.1 | 19 | 13 | 11.5 | 12.4 | 12.4 | 15.1 | 12.4 | 15.4 | 10.5 | 12.2 | 11.6 | 77.08 | 194.46 | 127 | 2.4 | 9.47
2019 | 4 | 24 | 18:00 | 2731 | 18.5 | 17.7 | 19.1 | 18.8 | 18.3 | 17.3 | 13 | 11.5 | 12.4 | 12.4 | 15.1 | 12.4 | 15.4 | 10.5 | 12.2 | 11.6 | 77.08 | 194.46 | 127 | 2.4 | 9.47
2019 | 4 | 24 | 19:00 | 2732 | 17.1 | 16.3 | 18 | 17.9 | 17.9 | 15.9 | 13 | 11.5 | 12.4 | 12.4 | 15.1 | 12.4 | 15.4 | 10.5 | 12.2 | 11.6 | 77.08 | 194.46 | 127 | 2.4 | 9.47
2019 | 4 | 24 | 20:00 | 2733 | 16.4 | 14.4 | 17.1 | 17.3 | 16.5 | 14.9 | 13 | 11.5 | 12.4 | 12.4 | 15.1 | 12.4 | 15.4 | 10.5 | 12.2 | 11.6 | 77.08 | 194.46 | 127 | 2.4 | 9.47
2019 | 4 | 24 | 21:00 | 2734 | 15.2 | 10 | 16.3 | 16.8 | 16.3 | 14 | 13 | 11.5 | 12.4 | 12.4 | 15.1 | 12.4 | 15.4 | 10.5 | 12.2 | 11.6 | 77.08 | 194.46 | 127 | 2.4 | 9.47
2019 | 4 | 24 | 22:00 | 2735 | 14.3 | 9.9 | 15.2 | 16.4 | 15.4 | 12.4 | 13 | 11.5 | 12.4 | 12.4 | 15.1 | 12.4 | 15.4 | 10.5 | 12.2 | 11.6 | 77.08 | 194.46 | 127 | 2.4 | 9.47
2019 | 4 | 24 | 23:00 | 2736 | 13.5 | 9.7 | 14.7 | 15.4 | 14.6 | 12 | 13 | 11.5 | 12.4 | 12.4 | 15.1 | 12.4 | 15.4 | 10.5 | 12.2 | 11.6 | 77.08 | 194.46 | 127 | 2.4 | 9.47
2019 | 4 | 25 | 0:00 | 2737 | 12.8 | 10.9 | 14.2 | 14.6 | 11.8 | 11.1 | 7.4 | 12 | 13.3 | 13.4 | 14.6 | 13.2 | 16.2 | 10.9 | 13.5 | 12.5 | 77.14 | 196.5 | 126.18 | 1.85 | 9.52
2019 | 4 | 25 | 1:00 | 2738 | 12.1 | 10.1 | 14.5 | 13.2 | 11.9 | 10.6 | 7.4 | 12 | 13.3 | 13.4 | 14.6 | 13.2 | 16.2 | 10.9 | 13.5 | 12.5 | 77.14 | 196.5 | 126.18 | 1.85 | 9.52
2019 | 4 | 25 | 2:00 | 2739 | 12 | 9.1 | 14 | 13.6 | 11.4 | 9.8 | 7.4 | 12 | 13.3 | 13.4 | 14.6 | 13.2 | 16.2 | 10.9 | 13.5 | 12.5 | 77.14 | 196.5 | 126.18 | 1.85 | 9.52
2019 | 4 | 25 | 3:00 | 2740 | 11.4 | 8.5 | 13 | 13 | 9.8 | 9.3 | 7.4 | 12 | 13.3 | 13.4 | 14.6 | 13.2 | 16.2 | 10.9 | 13.5 | 12.5 | 77.14 | 196.5 | 126.18 | 1.85 | 9.52
2019 | 4 | 25 | 4:00 | 2741 | 11.3 | 10.4 | 12.2 | 12.3 | 10.8 | 9.8 | 7.4 | 12 | 13.3 | 13.4 | 14.6 | 13.2 | 16.2 | 10.9 | 13.5 | 12.5 | 77.14 | 196.5 | 126.18 | 1.85 | 9.52
2019 | 4 | 25 | 5:00 | 2742 | 11.6 | 11.7 | 13.4 | 12.8 | 11.7 | 11.5 | 7.4 | 12 | 13.3 | 13.4 | 14.6 | 13.2 | 16.2 | 10.9 | 13.5 | 12.5 | 77.14 | 196.5 | 126.18 | 1.85 | 9.52
2019 | 4 | 25 | 6:00 | 2743 | 13.6 | 13.3 | 15.1 | 14.3 | 13.6 | 13.1 | 7.4 | 12 | 13.3 | 13.4 | 14.6 | 13.2 | 16.2 | 10.9 | 13.5 | 12.5 | 77.14 | 196.5 | 126.18 | 1.85 | 9.52
2019 | 4 | 25 | 7:00 | 2744 | 15.2 | 15.1 | 16.3 | 15.7 | 15.3 | 15.1 | 7.4 | 12 | 13.3 | 13.4 | 14.6 | 13.2 | 16.2 | 10.9 | 13.5 | 12.5 | 77.14 | 196.5 | 126.18 | 1.85 | 9.52
2019 | 4 | 25 | 8:00 | 2745 | 16.9 | 16 | 18.9 | 17.8 | 17.3 | 16.6 | 7.4 | 12 | 13.3 | 13.4 | 14.6 | 13.2 | 16.2 | 10.9 | 13.5 | 12.5 | 77.14 | 196.5 | 126.18 | 1.85 | 9.52
2019 | 4 | 25 | 9:00 | 2746 | 18.3 | 18.4 | 20.2 | 18.9 | 18.7 | 17.8 | 7.4 | 12 | 13.3 | 13.4 | 14.6 | 13.2 | 16.2 | 10.9 | 13.5 | 12.5 | 77.14 | 196.5 | 126.18 | 1.85 | 9.52
2019 | 4 | 25 | 10:00 | 2747 | 20 | 19.5 | 21.1 | 20.4 | 19.9 | 19 | 7.4 | 12 | 13.3 | 13.4 | 14.6 | 13.2 | 16.2 | 10.9 | 13.5 | 12.5 | 77.14 | 196.5 | 126.18 | 1.85 | 9.52
2019 | 4 | 25 | 11:00 | 2748 | 21.7 | 21 | 22.4 | 21.7 | 21.6 | 20.2 | 7.4 | 12 | 13.3 | 13.4 | 14.6 | 13.2 | 16.2 | 10.9 | 13.5 | 12.5 | 77.14 | 196.5 | 126.18 | 1.85 | 9.52
2019 | 4 | 25 | 12:00 | 2749 | 22.6 | 21.5 | 23.1 | 20.8 | 21.2 | 21.1 | 10.2 | 12 | 13.3 | 13.4 | 14.6 | 13.2 | 16.2 | 10.9 | 13.5 | 12.5 | 77.14 | 196.5 | 126.18 | 1.85 | 9.52
2019 | 4 | 25 | 13:00 | 2750 | 22.9 | 21.2 | 23.8 | 21.1 | 21.6 | 21.8 | 10.2 | 12 | 13.3 | 13.4 | 14.6 | 13.2 | 16.2 | 10.9 | 13.5 | 12.5 | 77.14 | 196.5 | 126.18 | 1.85 | 9.52
2019 | 4 | 25 | 14:00 | 2751 | 22.7 | 22.1 | 24.4 | 20.4 | 21.5 | 22.2 | 10.2 | 12 | 13.3 | 13.4 | 14.6 | 13.2 | 16.2 | 10.9 | 13.5 | 12.5 | 77.14 | 196.5 | 126.18 | 1.85 | 9.52
2019 | 4 | 25 | 15:00 | 2752 | 23.2 | 21.9 | 24.2 | 20.1 | 21.2 | 21.4 | 10.2 | 12 | 13.3 | 13.4 | 14.6 | 13.2 | 16.2 | 10.9 | 13.5 | 12.5 | 77.14 | 196.5 | 126.18 | 1.85 | 9.52
2019 | 4 | 25 | 16:00 | 2753 | 22.4 | 21.3 | 23.4 | 19.6 | 20.8 | 21 | 10.2 | 12 | 13.3 | 13.4 | 14.6 | 13.2 | 16.2 | 10.9 | 13.5 | 12.5 | 77.14 | 196.5 | 126.18 | 1.85 | 9.52
2019 | 4 | 25 | 17:00 | 2754 | 21.8 | 20.4 | 22.5 | 18.6 | 19.1 | 19.4 | 10.2 | 12 | 13.3 | 13.4 | 14.6 | 13.2 | 16.2 | 10.9 | 13.5 | 12.5 | 77.14 | 196.5 | 126.18 | 1.85 | 9.52
2019 | 4 | 25 | 18:00 | 2755 | 20.1 | 18.5 | 20.7 | 17.7 | 16.9 | 17.8 | 10.2 | 12 | 13.3 | 13.4 | 14.6 | 13.2 | 16.2 | 10.9 | 13.5 | 12.5 | 77.14 | 196.5 | 126.18 | 1.85 | 9.52
2019 | 4 | 25 | 19:00 | 2756 | 18.9 | 17.5 | 18.8 | 14.4 | 16.7 | 16.5 | 10.2 | 12 | 13.3 | 13.4 | 14.6 | 13.2 | 16.2 | 10.9 | 13.5 | 12.5 | 77.14 | 196.5 | 126.18 | 1.85 | 9.52
2019 | 4 | 25 | 20:00 | 2757 | 18.5 | 14.1 | 17.3 | 15.3 | 16.3 | 15.5 | 10.2 | 12 | 13.3 | 13.4 | 14.6 | 13.2 | 16.2 | 10.9 | 13.5 | 12.5 | 77.14 | 196.5 | 126.18 | 1.85 | 9.52
2019 | 4 | 25 | 21:00 | 2758 | 17.4 | 13.7 | 17.4 | 14.6 | 14.3 | 15.2 | 10.2 | 12 | 13.3 | 13.4 | 14.6 | 13.2 | 16.2 | 10.9 | 13.5 | 12.5 | 77.14 | 196.5 | 126.18 | 1.85 | 9.52
2019 | 4 | 25 | 22:00 | 2759 | 16.2 | 11.1 | 17 | 13.1 | 12.7 | 14.4 | 10.2 | 12 | 13.3 | 13.4 | 14.6 | 13.2 | 16.2 | 10.9 | 13.5 | 12.5 | 77.14 | 196.5 | 126.18 | 1.85 | 9.52
2019 | 4 | 25 | 23:00 | 2760 | 14.2 | 11.6 | 16.1 | 12.6 | 12.4 | 13.3 | 10.2 | 12 | 13.3 | 13.4 | 14.6 | 13.2 | 16.2 | 10.9 | 13.5 | 12.5 | 77.14 | 196.5 | 126.18 | 1.85 | 9.52
2019 | 4 | 26 | 0:00 | 2761 | 13.2 | 11.7 | 15.2 | 12 | 12.7 | 13.1 | 7.8 | 13.5 | 14.6 | 14.7 | 13.5 | 14.4 | 17.7 | 11.7 | 14.7 | 13.4 | 75.24 | 194 | 124.86 | 1.84 | 8.62
2019 | 4 | 26 | 1:00 | 2762 | 13.2 | 10.9 | 14.8 | 10.6 | 10.6 | 12.3 | 7.8 | 13.5 | 14.6 | 14.7 | 13.5 | 14.4 | 17.7 | 11.7 | 14.7 | 13.4 | 75.24 | 194 | 124.86 | 1.84 | 8.62
2019 | 4 | 26 | 2:00 | 2763 | 12.5 | 11.4 | 14.6 | 9.9 | 9.6 | 12.1 | 7.8 | 13.5 | 14.6 | 14.7 | 13.5 | 14.4 | 17.7 | 11.7 | 14.7 | 13.4 | 75.24 | 194 | 124.86 | 1.84 | 8.62
2019 | 4 | 26 | 3:00 | 2764 | 11.4 | 10.9 | 13.8 | 9.2 | 9.8 | 11.5 | 7.8 | 13.5 | 14.6 | 14.7 | 13.5 | 14.4 | 17.7 | 11.7 | 14.7 | 13.4 | 75.24 | 194 | 124.86 | 1.84 | 8.62
2019 | 4 | 26 | 4:00 | 2765 | 12.1 | 11.8 | 13.8 | 9.7 | 10.2 | 11.9 | 7.8 | 13.5 | 14.6 | 14.7 | 13.5 | 14.4 | 17.7 | 11.7 | 14.7 | 13.4 | 75.24 | 194 | 124.86 | 1.84 | 8.62
2019 | 4 | 26 | 5:00 | 2766 | 14.5 | 13.7 | 15.1 | 12.5 | 13.6 | 13 | 7.8 | 13.5 | 14.6 | 14.7 | 13.5 | 14.4 | 17.7 | 11.7 | 14.7 | 13.4 | 75.24 | 194 | 124.86 | 1.84 | 8.62
2019 | 4 | 26 | 6:00 | 2767 | 16.2 | 15.9 | 17.4 | 15.1 | 16.5 | 16 | 7.8 | 13.5 | 14.6 | 14.7 | 13.5 | 14.4 | 17.7 | 11.7 | 14.7 | 13.4 | 75.24 | 194 | 124.86 | 1.84 | 8.62
2019 | 4 | 26 | 7:00 | 2768 | 18.6 | 18.4 | 20.1 | 17.8 | 19.3 | 18.3 | 7.8 | 13.5 | 14.6 | 14.7 | 13.5 | 14.4 | 17.7 | 11.7 | 14.7 | 13.4 | 75.24 | 194 | 124.86 | 1.84 | 8.62
2019 | 4 | 26 | 8:00 | 2769 | 21.3 | 21 | 22.6 | 20.7 | 21.5 | 20.9 | 7.8 | 13.5 | 14.6 | 14.7 | 13.5 | 14.4 | 17.7 | 11.7 | 14.7 | 13.4 | 75.24 | 194 | 124.86 | 1.84 | 8.62
2019 | 4 | 26 | 9:00 | 2770 | 22.8 | 22.4 | 24.6 | 22.8 | 23.3 | 22.5 | 7.8 | 13.5 | 14.6 | 14.7 | 13.5 | 14.4 | 17.7 | 11.7 | 14.7 | 13.4 | 75.24 | 194 | 124.86 | 1.84 | 8.62
2019 | 4 | 26 | 10:00 | 2771 | 23.7 | 23.7 | 25.7 | 24.5 | 24.1 | 23.3 | 7.8 | 13.5 | 14.6 | 14.7 | 13.5 | 14.4 | 17.7 | 11.7 | 14.7 | 13.4 | 75.24 | 194 | 124.86 | 1.84 | 8.62
2019 | 4 | 26 | 11:00 | 2772 | 25 | 24.4 | 26.1 | 25.4 | 24.7 | 23.7 | 7.8 | 13.5 | 14.6 | 14.7 | 13.5 | 14.4 | 17.7 | 11.7 | 14.7 | 13.4 | 75.24 | 194 | 124.86 | 1.84 | 8.62
2019 | 4 | 26 | 12:00 | 2773 | 25.6 | 24.8 | 23 | 25.5 | 25.5 | 24 | 14.2 | 13.5 | 14.6 | 14.7 | 13.5 | 14.4 | 17.7 | 11.7 | 14.7 | 13.4 | 75.24 | 194 | 124.86 | 1.84 | 8.62
2019 | 4 | 26 | 13:00 | 2774 | 25.2 | 25.3 | 23.3 | 26.3 | 25.6 | 24.4 | 14.2 | 13.5 | 14.6 | 14.7 | 13.5 | 14.4 | 17.7 | 11.7 | 14.7 | 13.4 | 75.24 | 194 | 124.86 | 1.84 | 8.62
2019 | 4 | 26 | 14:00 | 2775 | 25.5 | 25.2 | 24.5 | 26.1 | 25.1 | 24.1 | 14.2 | 13.5 | 14.6 | 14.7 | 13.5 | 14.4 | 17.7 | 11.7 | 14.7 | 13.4 | 75.24 | 194 | 124.86 | 1.84 | 8.62
2019 | 4 | 26 | 15:00 | 2776 | 25.2 | 22.9 | 24.4 | 25.2 | 24.8 | 23.7 | 14.2 | 13.5 | 14.6 | 14.7 | 13.5 | 14.4 | 17.7 | 11.7 | 14.7 | 13.4 | 75.24 | 194 | 124.86 | 1.84 | 8.62
2019 | 4 | 26 | 16:00 | 2777 | 24.4 | 23.6 | 25.4 | 24.7 | 24.2 | 23.1 | 14.2 | 13.5 | 14.6 | 14.7 | 13.5 | 14.4 | 17.7 | 11.7 | 14.7 | 13.4 | 75.24 | 194 | 124.86 | 1.84 | 8.62
2019 | 4 | 26 | 17:00 | 2778 | 23 | 21.6 | 24.6 | 23.5 | 22.5 | 21.7 | 14.2 | 13.5 | 14.6 | 14.7 | 13.5 | 14.4 | 17.7 | 11.7 | 14.7 | 13.4 | 75.24 | 194 | 124.86 | 1.84 | 8.62
2019 | 4 | 26 | 18:00 | 2779 | 21.2 | 19.6 | 22.2 | 19 | 19.9 | 19.9 | 14.2 | 13.5 | 14.6 | 14.7 | 13.5 | 14.4 | 17.7 | 11.7 | 14.7 | 13.4 | 75.24 | 194 | 124.86 | 1.84 | 8.62
2019 | 4 | 26 | 19:00 | 2780 | 19.9 | 18.1 | 20.1 | 15.9 | 16.1 | 18.7 | 14.2 | 13.5 | 14.6 | 14.7 | 13.5 | 14.4 | 17.7 | 11.7 | 14.7 | 13.4 | 75.24 | 194 | 124.86 | 1.84 | 8.62
2019 | 4 | 26 | 20:00 | 2781 | 19.3 | 14.8 | 19.3 | 14.4 | 14.4 | 17.3 | 14.2 | 13.5 | 14.6 | 14.7 | 13.5 | 14.4 | 17.7 | 11.7 | 14.7 | 13.4 | 75.24 | 194 | 124.86 | 1.84 | 8.62
2019 | 4 | 26 | 21:00 | 2782 | 18.5 | 14.6 | 18.3 | 13 | 14 | 15.9 | 14.2 | 13.5 | 14.6 | 14.7 | 13.5 | 14.4 | 17.7 | 11.7 | 14.7 | 13.4 | 75.24 | 194 | 124.86 | 1.84 | 8.62
2019 | 4 | 26 | 22:00 | 2783 | 17.6 | 13.6 | 17.4 | 13.3 | 12.7 | 14.9 | 14.2 | 13.5 | 14.6 | 14.7 | 13.5 | 14.4 | 17.7 | 11.7 | 14.7 | 13.4 | 75.24 | 194 | 124.86 | 1.84 | 8.62
2019 | 4 | 26 | 23:00 | 2784 | 16.9 | 14.4 | 17.1 | 12.2 | 11.7 | 15.5 | 14.2 | 13.5 | 14.6 | 14.7 | 13.5 | 14.4 | 17.7 | 11.7 | 14.7 | 13.4 | 75.24 | 194 | 124.86 | 1.84 | 8.62
2019 | 4 | 27 | 0:00 | 2785 | 14.9 | 14.3 | 16.7 | 10.3 | 10.9 | 13.6 | 8.6 | 12.6 | 15.6 | 16 | 12.3 | 15.4 | 18.9 | 12.3 | 15.6 | 14.1 | 75.11 | 193.69 | 123.23 | 1.81 | 8.08
2019 | 4 | 27 | 1:00 | 2786 | 14.5 | 13.5 | 15.9 | 9.6 | 10.4 | 12.2 | 8.6 | 12.6 | 15.6 | 16 | 12.3 | 15.4 | 18.9 | 12.3 | 15.6 | 14.1 | 75.11 | 193.69 | 123.23 | 1.81 | 8.08
2019 | 4 | 27 | 2:00 | 2787 | 12.6 | 12.7 | 15.6 | 8.5 | 9.4 | 11.1 | 8.6 | 12.6 | 15.6 | 16 | 12.3 | 15.4 | 18.9 | 12.3 | 15.6 | 14.1 | 75.11 | 193.69 | 123.23 | 1.81 | 8.08
2019 | 4 | 27 | 3:00 | 2788 | 9.9 | 12.3 | 15.1 | 8.6 | 9 | 11.2 | 8.6 | 12.6 | 15.6 | 16 | 12.3 | 15.4 | 18.9 | 12.3 | 15.6 | 14.1 | 75.11 | 193.69 | 123.23 | 1.81 | 8.08
2019 | 4 | 27 | 4:00 | 2789 | 10 | 12.3 | 14.8 | 9.2 | 9.6 | 11.5 | 8.6 | 12.6 | 15.6 | 16 | 12.3 | 15.4 | 18.9 | 12.3 | 15.6 | 14.1 | 75.11 | 193.69 | 123.23 | 1.81 | 8.08
2019 | 4 | 27 | 5:00 | 2790 | 15 | 14.7 | 15.9 | 12.7 | 12.8 | 14.7 | 8.6 | 12.6 | 15.6 | 16 | 12.3 | 15.4 | 18.9 | 12.3 | 15.6 | 14.1 | 75.11 | 193.69 | 123.23 | 1.81 | 8.08
2019 | 4 | 27 | 6:00 | 2791 | 17.2 | 17.2 | 18.6 | 16.5 | 16.8 | 16.9 | 8.6 | 12.6 | 15.6 | 16 | 12.3 | 15.4 | 18.9 | 12.3 | 15.6 | 14.1 | 75.11 | 193.69 | 123.23 | 1.81 | 8.08
2019 | 4 | 27 | 7:00 | 2792 | 18.7 | 19.1 | 21.8 | 19.7 | 19.7 | 19.3 | 8.6 | 12.6 | 15.6 | 16 | 12.3 | 15.4 | 18.9 | 12.3 | 15.6 | 14.1 | 75.11 | 193.69 | 123.23 | 1.81 | 8.08
2019 | 4 | 27 | 8:00 | 2793 | 21.7 | 20.9 | 24.3 | 22.5 | 22.3 | 21.6 | 8.6 | 12.6 | 15.6 | 16 | 12.3 | 15.4 | 18.9 | 12.3 | 15.6 | 14.1 | 75.11 | 193.69 | 123.23 | 1.81 | 8.08
2019 | 4 | 27 | 9:00 | 2794 | 23.4 | 23 | 25.7 | 23.8 | 23.8 | 23 | 8.6 | 12.6 | 15.6 | 16 | 12.3 | 15.4 | 18.9 | 12.3 | 15.6 | 14.1 | 75.11 | 193.69 | 123.23 | 1.81 | 8.08
2019 | 4 | 27 | 10:00 | 2795 | 24.8 | 24.3 | 26.7 | 24.8 | 24.7 | 24.3 | 8.6 | 12.6 | 15.6 | 16 | 12.3 | 15.4 | 18.9 | 12.3 | 15.6 | 14.1 | 75.11 | 193.69 | 123.23 | 1.81 | 8.08
2019 | 4 | 27 | 11:00 | 2796 | 26.1 | 25.2 | 27.9 | 25.2 | 25.2 | 25.5 | 8.6 | 12.6 | 15.6 | 16 | 12.3 | 15.4 | 18.9 | 12.3 | 15.6 | 14.1 | 75.11 | 193.69 | 123.23 | 1.81 | 8.08
2019 | 4 | 27 | 12:00 | 2797 | 26.9 | 26 | 27.9 | 25.6 | 25.9 | 25.2 | 9.8 | 12.6 | 15.6 | 16 | 12.3 | 15.4 | 18.9 | 12.3 | 15.6 | 14.1 | 75.11 | 193.69 | 123.23 | 1.81 | 8.08
2019 | 4 | 27 | 13:00 | 2798 | 27.3 | 26.3 | 23.9 | 25.7 | 26 | 26 | 9.8 | 12.6 | 15.6 | 16 | 12.3 | 15.4 | 18.9 | 12.3 | 15.6 | 14.1 | 75.11 | 193.69 | 123.23 | 1.81 | 8.08
2019 | 4 | 27 | 14:00 | 2799 | 27.3 | 26.1 | 23.6 | 25.4 | 26 | 26.4 | 9.8 | 12.6 | 15.6 | 16 | 12.3 | 15.4 | 18.9 | 12.3 | 15.6 | 14.1 | 75.11 | 193.69 | 123.23 | 1.81 | 8.08
2019 | 4 | 27 | 15:00 | 2800 | 26 | 26.3 | 24.5 | 24.8 | 25 | 23.6 | 9.8 | 12.6 | 15.6 | 16 | 12.3 | 15.4 | 18.9 | 12.3 | 15.6 | 14.1 | 75.11 | 193.69 | 123.23 | 1.81 | 8.08
2019 | 4 | 27 | 16:00 | 2801 | 26.5 | 25.9 | 22.7 | 23.6 | 24.6 | 23.8 | 9.8 | 12.6 | 15.6 | 16 | 12.3 | 15.4 | 18.9 | 12.3 | 15.6 | 14.1 | 75.11 | 193.69 | 123.23 | 1.81 | 8.08
2019 | 4 | 27 | 17:00 | 2802 | 23.5 | 23.8 | 21.1 | 21.6 | 22.6 | 23.4 | 9.8 | 12.6 | 15.6 | 16 | 12.3 | 15.4 | 18.9 | 12.3 | 15.6 | 14.1 | 75.11 | 193.69 | 123.23 | 1.81 | 8.08
2019 | 4 | 27 | 18:00 | 2803 | 21.6 | 21.8 | 15.1 | 19.4 | 19.3 | 21.3 | 9.8 | 12.6 | 15.6 | 16 | 12.3 | 15.4 | 18.9 | 12.3 | 15.6 | 14.1 | 75.11 | 193.69 | 123.23 | 1.81 | 8.08
2019 | 4 | 27 | 19:00 | 2804 | 20.2 | 21.1 | 11.2 | 17.7 | 17.6 | 19.9 | 9.8 | 12.6 | 15.6 | 16 | 12.3 | 15.4 | 18.9 | 12.3 | 15.6 | 14.1 | 75.11 | 193.69 | 123.23 | 1.81 | 8.08
2019 | 4 | 27 | 20:00 | 2805 | 19.6 | 20.2 | 9.2 | 16.7 | 16.5 | 17.5 | 9.8 | 12.6 | 15.6 | 16 | 12.3 | 15.4 | 18.9 | 12.3 | 15.6 | 14.1 | 75.11 | 193.69 | 123.23 | 1.81 | 8.08
2019 | 4 | 27 | 21:00 | 2806 | 17.9 | 18.2 | 9 | 15.9 | 15.5 | 16.1 | 9.8 | 12.6 | 15.6 | 16 | 12.3 | 15.4 | 18.9 | 12.3 | 15.6 | 14.1 | 75.11 | 193.69 | 123.23 | 1.81 | 8.08
2019 | 4 | 27 | 22:00 | 2807 | 16.6 | 14.3 | 9.1 | 13.8 | 14 | 15.1 | 9.8 | 12.6 | 15.6 | 16 | 12.3 | 15.4 | 18.9 | 12.3 | 15.6 | 14.1 | 75.11 | 193.69 | 123.23 | 1.81 | 8.08
2019 | 4 | 27 | 23:00 | 2808 | 14.7 | 15.5 | 9.1 | 14.4 | 13 | 13.6 | 9.8 | 12.6 | 15.6 | 16 | 12.3 | 15.4 | 18.9 | 12.3 | 15.6 | 14.1 | 75.11 | 193.69 | 123.23 | 1.81 | 8.08
2019 | 4 | 28 | 0:00 | 2809 | 12.8 | 13.6 | 8.1 | 13.6 | 12.4 | 12.8 | 7.2 | 12 | 15.9 | 16.1 | 11.4 | 16.1 | 19.1 | 13.1 | 15.9 | 14.7 | 73.69 | 188.59 | 121.14 | 1.78 | 8.6
2019 | 4 | 28 | 1:00 | 2810 | 11.9 | 11.3 | 8.8 | 12.6 | 12.2 | 11.5 | 7.2 | 12 | 15.9 | 16.1 | 11.4 | 16.1 | 19.1 | 13.1 | 15.9 | 14.7 | 73.69 | 188.59 | 121.14 | 1.78 | 8.6
2019 | 4 | 28 | 2:00 | 2811 | 11.3 | 10.2 | 7.9 | 12.3 | 10.9 | 13 | 7.2 | 12 | 15.9 | 16.1 | 11.4 | 16.1 | 19.1 | 13.1 | 15.9 | 14.7 | 73.69 | 188.59 | 121.14 | 1.78 | 8.6
2019 | 4 | 28 | 3:00 | 2812 | 11.1 | 9.3 | 8 | 11.6 | 10.3 | 12.9 | 7.2 | 12 | 15.9 | 16.1 | 11.4 | 16.1 | 19.1 | 13.1 | 15.9 | 14.7 | 73.69 | 188.59 | 121.14 | 1.78 | 8.6
2019 | 4 | 28 | 4:00 | 2813 | 10.3 | 8.7 | 7.9 | 12.7 | 10.9 | 12.8 | 7.2 | 12 | 15.9 | 16.1 | 11.4 | 16.1 | 19.1 | 13.1 | 15.9 | 14.7 | 73.69 | 188.59 | 121.14 | 1.78 | 8.6
2019 | 4 | 28 | 5:00 | 2814 | 10.2 | 10.4 | 8.2 | 14.1 | 13.4 | 14.8 | 7.2 | 12 | 15.9 | 16.1 | 11.4 | 16.1 | 19.1 | 13.1 | 15.9 | 14.7 | 73.69 | 188.59 | 121.14 | 1.78 | 8.6
2019 | 4 | 28 | 6:00 | 2815 | 10.2 | 12.7 | 8.6 | 15.7 | 14.9 | 16.8 | 7.2 | 12 | 15.9 | 16.1 | 11.4 | 16.1 | 19.1 | 13.1 | 15.9 | 14.7 | 73.69 | 188.59 | 121.14 | 1.78 | 8.6
2019 | 4 | 28 | 7:00 | 2816 | 11.8 | 15.4 | 11.6 | 16.9 | 16.7 | 19.4 | 7.2 | 12 | 15.9 | 16.1 | 11.4 | 16.1 | 19.1 | 13.1 | 15.9 | 14.7 | 73.69 | 188.59 | 121.14 | 1.78 | 8.6
2019 | 4 | 28 | 8:00 | 2817 | 15.3 | 18.7 | 15.5 | 18.2 | 18.3 | 21.2 | 7.2 | 12 | 15.9 | 16.1 | 11.4 | 16.1 | 19.1 | 13.1 | 15.9 | 14.7 | 73.69 | 188.59 | 121.14 | 1.78 | 8.6
2019 | 4 | 28 | 9:00 | 2818 | 19.6 | 22.1 | 12.3 | 19.3 | 19.6 | 21.8 | 7.2 | 12 | 15.9 | 16.1 | 11.4 | 16.1 | 19.1 | 13.1 | 15.9 | 14.7 | 73.69 | 188.59 | 121.14 | 1.78 | 8.6
2019 | 4 | 28 | 10:00 | 2819 | 21.9 | 23.4 | 12.1 | 20.4 | 20.8 | 22.4 | 7.2 | 12 | 15.9 | 16.1 | 11.4 | 16.1 | 19.1 | 13.1 | 15.9 | 14.7 | 73.69 | 188.59 | 121.14 | 1.78 | 8.6
2019 | 4 | 28 | 11:00 | 2820 | 24.5 | 23.9 | 11.3 | 21.1 | 21.2 | 23 | 7.2 | 12 | 15.9 | 16.1 | 11.4 | 16.1 | 19.1 | 13.1 | 15.9 | 14.7 | 73.69 | 188.59 | 121.14 | 1.78 | 8.6
2019 | 4 | 28 | 12:00 | 2821 | 25.1 | 24.1 | 10.4 | 21.4 | 20.9 | 23.1 | 8.4 | 12 | 15.9 | 16.1 | 11.4 | 16.1 | 19.1 | 13.1 | 15.9 | 14.7 | 73.69 | 188.59 | 121.14 | 1.78 | 8.6
2019 | 4 | 28 | 13:00 | 2822 | 25.4 | 24 | 9.8 | 21.6 | 21 | 23.2 | 8.4 | 12 | 15.9 | 16.1 | 11.4 | 16.1 | 19.1 | 13.1 | 15.9 | 14.7 | 73.69 | 188.59 | 121.14 | 1.78 | 8.6
2019 | 4 | 28 | 14:00 | 2823 | 25.1 | 23.5 | 10 | 21.5 | 20.7 | 22.5 | 8.4 | 12 | 15.9 | 16.1 | 11.4 | 16.1 | 19.1 | 13.1 | 15.9 | 14.7 | 73.69 | 188.59 | 121.14 | 1.78 | 8.6
2019 | 4 | 28 | 15:00 | 2824 | 24.5 | 22.3 | 10.3 | 20.4 | 20.2 | 22.1 | 8.4 | 12 | 15.9 | 16.1 | 11.4 | 16.1 | 19.1 | 13.1 | 15.9 | 14.7 | 73.69 | 188.59 | 121.14 | 1.78 | 8.6
2019 | 4 | 28 | 16:00 | 2825 | 23.3 | 21.4 | 10.7 | 18.7 | 19.1 | 21.2 | 8.4 | 12 | 15.9 | 16.1 | 11.4 | 16.1 | 19.1 | 13.1 | 15.9 | 14.7 | 73.69 | 188.59 | 121.14 | 1.78 | 8.6
2019 | 4 | 28 | 17:00 | 2826 | 21.7 | 19.9 | 11.5 | 16.9 | 17.2 | 19.9 | 8.4 | 12 | 15.9 | 16.1 | 11.4 | 16.1 | 19.1 | 13.1 | 15.9 | 14.7 | 73.69 | 188.59 | 121.14 | 1.78 | 8.6
2019 | 4 | 28 | 18:00 | 2827 | 19.3 | 18 | 10.9 | 14.5 | 15 | 18.2 | 8.4 | 12 | 15.9 | 16.1 | 11.4 | 16.1 | 19.1 | 13.1 | 15.9 | 14.7 | 73.69 | 188.59 | 121.14 | 1.78 | 8.6
2019 | 4 | 28 | 19:00 | 2828 | 17.7 | 16.4 | 15.9 | 12.6 | 13.5 | 16.9 | 8.4 | 12 | 15.9 | 16.1 | 11.4 | 16.1 | 19.1 | 13.1 | 15.9 | 14.7 | 73.69 | 188.59 | 121.14 | 1.78 | 8.6
2019 | 4 | 28 | 20:00 | 2829 | 16 | 15 | 14.8 | 11.3 | 12.2 | 15.6 | 8.4 | 12 | 15.9 | 16.1 | 11.4 | 16.1 | 19.1 | 13.1 | 15.9 | 14.7 | 73.69 | 188.59 | 121.14 | 1.78 | 8.6
2019 | 4 | 28 | 21:00 | 2830 | 14.9 | 13.2 | 13.5 | 9.2 | 11 | 14.5 | 8.4 | 12 | 15.9 | 16.1 | 11.4 | 16.1 | 19.1 | 13.1 | 15.9 | 14.7 | 73.69 | 188.59 | 121.14 | 1.78 | 8.6
2019 | 4 | 28 | 22:00 | 2831 | 13.8 | 12.7 | 12.5 | 7.9 | 9.7 | 13.3 | 8.4 | 12 | 15.9 | 16.1 | 11.4 | 16.1 | 19.1 | 13.1 | 15.9 | 14.7 | 73.69 | 188.59 | 121.14 | 1.78 | 8.6
2019 | 4 | 28 | 23:00 | 2832 | 12.8 | 11.8 | 11.6 | 7.5 | 7.6 | 12.2 | 8.4 | 12 | 15.9 | 16.1 | 11.4 | 16.1 | 19.1 | 13.1 | 15.9 | 14.7 | 73.69 | 188.59 | 121.14 | 1.78 | 8.6
2019 | 4 | 29 | 0:00 | 2833 | 12.5 | 10.2 | 10.4 | 6.1 | 5.4 | 11 | 7.2 | 11 | 15.7 | 14.8 | 11.4 | 16.2 | 19.2 | 13.2 | 15 | 14.8 | 71.93 | 187.25 | 120.6 | 1.6 | 8.1
2019 | 4 | 29 | 1:00 | 2834 | 11.4 | 8.5 | 9.4 | 5 | 4 | 10 | 7.2 | 11 | 15.7 | 14.8 | 11.4 | 16.2 | 19.2 | 13.2 | 15 | 14.8 | 71.93 | 187.25 | 120.6 | 1.6 | 8.1
2019 | 4 | 29 | 2:00 | 2835 | 10.8 | 8.1 | 8.4 | 4.9 | 3.5 | 9.1 | 7.2 | 11 | 15.7 | 14.8 | 11.4 | 16.2 | 19.2 | 13.2 | 15 | 14.8 | 71.93 | 187.25 | 120.6 | 1.6 | 8.1
2019 | 4 | 29 | 3:00 | 2836 | 10 | 7.5 | 7.5 | 3.9 | 2.7 | 8 | 7.2 | 11 | 15.7 | 14.8 | 11.4 | 16.2 | 19.2 | 13.2 | 15 | 14.8 | 71.93 | 187.25 | 120.6 | 1.6 | 8.1
2019 | 4 | 29 | 4:00 | 2837 | 10.4 | 7.9 | 7 | 5.1 | 3.3 | 8.4 | 7.2 | 11 | 15.7 | 14.8 | 11.4 | 16.2 | 19.2 | 13.2 | 15 | 14.8 | 71.93 | 187.25 | 120.6 | 1.6 | 8.1
2019 | 4 | 29 | 5:00 | 2838 | 11.5 | 9.7 | 8.2 | 6.7 | 5.8 | 9.3 | 7.2 | 11 | 15.7 | 14.8 | 11.4 | 16.2 | 19.2 | 13.2 | 15 | 14.8 | 71.93 | 187.25 | 120.6 | 1.6 | 8.1
2019 | 4 | 29 | 6:00 | 2839 | 12.4 | 11.5 | 9.9 | 8.5 | 8.2 | 11 | 7.2 | 11 | 15.7 | 14.8 | 11.4 | 16.2 | 19.2 | 13.2 | 15 | 14.8 | 71.93 | 187.25 | 120.6 | 1.6 | 8.1
2019 | 4 | 29 | 7:00 | 2840 | 14.9 | 13.6 | 12.2 | 10.3 | 10.6 | 12.3 | 7.2 | 11 | 15.7 | 14.8 | 11.4 | 16.2 | 19.2 | 13.2 | 15 | 14.8 | 71.93 | 187.25 | 120.6 | 1.6 | 8.1
2019 | 4 | 29 | 8:00 | 2841 | 16.9 | 15 | 14.7 | 12.4 | 12.1 | 13.9 | 7.2 | 11 | 15.7 | 14.8 | 11.4 | 16.2 | 19.2 | 13.2 | 15 | 14.8 | 71.93 | 187.25 | 120.6 | 1.6 | 8.1
2019 | 4 | 29 | 9:00 | 2842 | 17.8 | 16.5 | 16.3 | 14.8 | 14.6 | 15.2 | 7.2 | 11 | 15.7 | 14.8 | 11.4 | 16.2 | 19.2 | 13.2 | 15 | 14.8 | 71.93 | 187.25 | 120.6 | 1.6 | 8.1
2019 | 4 | 29 | 10:00 | 2843 | 18.3 | 17.3 | 18 | 15.8 | 16.1 | 15.9 | 7.2 | 11 | 15.7 | 14.8 | 11.4 | 16.2 | 19.2 | 13.2 | 15 | 14.8 | 71.93 | 187.25 | 120.6 | 1.6 | 8.1
2019 | 4 | 29 | 11:00 | 2844 | 18.8 | 17.8 | 18.5 | 16.1 | 16.5 | 16.4 | 7.2 | 11 | 15.7 | 14.8 | 11.4 | 16.2 | 19.2 | 13.2 | 15 | 14.8 | 71.93 | 187.25 | 120.6 | 1.6 | 8.1
2019 | 4 | 29 | 12:00 | 2845 | 18.9 | 18.1 | 19 | 16.9 | 16.8 | 17.2 | 11.2 | 11 | 15.7 | 14.8 | 11.4 | 16.2 | 19.2 | 13.2 | 15 | 14.8 | 71.93 | 187.25 | 120.6 | 1.6 | 8.1
2019 | 4 | 29 | 13:00 | 2846 | 19.4 | 18.5 | 19.2 | 17.6 | 17.1 | 17.3 | 11.2 | 11 | 15.7 | 14.8 | 11.4 | 16.2 | 19.2 | 13.2 | 15 | 14.8 | 71.93 | 187.25 | 120.6 | 1.6 | 8.1
2019 | 4 | 29 | 14:00 | 2847 | 19.4 | 18.4 | 19.3 | 17.6 | 17.1 | 17.1 | 11.2 | 11 | 15.7 | 14.8 | 11.4 | 16.2 | 19.2 | 13.2 | 15 | 14.8 | 71.93 | 187.25 | 120.6 | 1.6 | 8.1
2019 | 4 | 29 | 15:00 | 2848 | 19 | 17.9 | 19.2 | 17.1 | 16.8 | 17 | 11.2 | 11 | 15.7 | 14.8 | 11.4 | 16.2 | 19.2 | 13.2 | 15 | 14.8 | 71.93 | 187.25 | 120.6 | 1.6 | 8.1
2019 | 4 | 29 | 16:00 | 2849 | 18.2 | 17.4 | 18.5 | 15.9 | 16.3 | 16.2 | 11.2 | 11 | 15.7 | 14.8 | 11.4 | 16.2 | 19.2 | 13.2 | 15 | 14.8 | 71.93 | 187.25 | 120.6 | 1.6 | 8.1
2019 | 4 | 29 | 17:00 | 2850 | 16.8 | 16.4 | 17.5 | 14.1 | 14.9 | 15.4 | 11.2 | 11 | 15.7 | 14.8 | 11.4 | 16.2 | 19.2 | 13.2 | 15 | 14.8 | 71.93 | 187.25 | 120.6 | 1.6 | 8.1
2019 | 4 | 29 | 18:00 | 2851 | 14.5 | 15 | 14.9 | 11.4 | 12 | 13.9 | 11.2 | 11 | 15.7 | 14.8 | 11.4 | 16.2 | 19.2 | 13.2 | 15 | 14.8 | 71.93 | 187.25 | 120.6 | 1.6 | 8.1
2019 | 4 | 29 | 19:00 | 2852 | 12.9 | 12.8 | 12.8 | 9.4 | 9.8 | 12.5 | 11.2 | 11 | 15.7 | 14.8 | 11.4 | 16.2 | 19.2 | 13.2 | 15 | 14.8 | 71.93 | 187.25 | 120.6 | 1.6 | 8.1
2019 | 4 | 29 | 20:00 | 2853 | 12.5 | 11.3 | 12.5 | 8.2 | 8 | 11.1 | 11.2 | 11 | 15.7 | 14.8 | 11.4 | 16.2 | 19.2 | 13.2 | 15 | 14.8 | 71.93 | 187.25 | 120.6 | 1.6 | 8.1
2019 | 4 | 29 | 21:00 | 2854 | 11.4 | 10.7 | 10.4 | 6.5 | 6.6 | 10.2 | 11.2 | 11 | 15.7 | 14.8 | 11.4 | 16.2 | 19.2 | 13.2 | 15 | 14.8 | 71.93 | 187.25 | 120.6 | 1.6 | 8.1
2019 | 4 | 29 | 22:00 | 2855 | 10.9 | 10.2 | 9.4 | 4.1 | 5.1 | 8.4 | 11.2 | 11 | 15.7 | 14.8 | 11.4 | 16.2 | 19.2 | 13.2 | 15 | 14.8 | 71.93 | 187.25 | 120.6 | 1.6 | 8.1
2019 | 4 | 29 | 23:00 | 2856 | 10.3 | 9.4 | 8.5 | 2.5 | 3.6 | 8.2 | 11.2 | 11 | 15.7 | 14.8 | 11.4 | 16.2 | 19.2 | 13.2 | 15 | 14.8 | 71.93 | 187.25 | 120.6 | 1.6 | 8.1
2019 | 4 | 30 | 0:00 | 2857 | 6.9 | 7.2 | 7.5 | 1.5 | 3 | 7.5 | 7.8 | 10.7 | 15 | 13.8 | 11.3 | 15.8 | 19.1 | 13.1 | 14.8 | 14.8 | 70.84 | 183.58 | 116.46 | 0.92 | 8.63
2019 | 4 | 30 | 1:00 | 2858 | 4.4 | 5.3 | 6.6 | 0.6 | 2 | 6.3 | 7.8 | 10.7 | 15 | 13.8 | 11.3 | 15.8 | 19.1 | 13.1 | 14.8 | 14.8 | 70.84 | 183.58 | 116.46 | 0.92 | 8.63
2019 | 4 | 30 | 2:00 | 2859 | 4.2 | 4.3 | 5.8 | -0.2 | 1.7 | 5.2 | 7.8 | 10.7 | 15 | 13.8 | 11.3 | 15.8 | 19.1 | 13.1 | 14.8 | 14.8 | 70.84 | 183.58 | 116.46 | 0.92 | 8.63
2019 | 4 | 30 | 3:00 | 2860 | 2.2 | 3.8 | 5.5 | -0.7 | 1.1 | 4.3 | 7.8 | 10.7 | 15 | 13.8 | 11.3 | 15.8 | 19.1 | 13.1 | 14.8 | 14.8 | 70.84 | 183.58 | 116.46 | 0.92 | 8.63
2019 | 4 | 30 | 4:00 | 2861 | 3.4 | 5.6 | 5.9 | 0.3 | 2.5 | 5.2 | 7.8 | 10.7 | 15 | 13.8 | 11.3 | 15.8 | 19.1 | 13.1 | 14.8 | 14.8 | 70.84 | 183.58 | 116.46 | 0.92 | 8.63
2019 | 4 | 30 | 5:00 | 2862 | 8.2 | 8.5 | 8.2 | 6.3 | 6 | 7.3 | 7.8 | 10.7 | 15 | 13.8 | 11.3 | 15.8 | 19.1 | 13.1 | 14.8 | 14.8 | 70.84 | 183.58 | 116.46 | 0.92 | 8.63
2019 | 4 | 30 | 6:00 | 2863 | 12.6 | 11 | 11.4 | 9.3 | 8.6 | 10 | 7.8 | 10.7 | 15 | 13.8 | 11.3 | 15.8 | 19.1 | 13.1 | 14.8 | 14.8 | 70.84 | 183.58 | 116.46 | 0.92 | 8.63
2019 | 4 | 30 | 7:00 | 2864 | 14.7 | 13.7 | 14.7 | 12.1 | 11.5 | 13.3 | 7.8 | 10.7 | 15 | 13.8 | 11.3 | 15.8 | 19.1 | 13.1 | 14.8 | 14.8 | 70.84 | 183.58 | 116.46 | 0.92 | 8.63
2019 | 4 | 30 | 8:00 | 2865 | 15.7 | 15.9 | 16.6 | 14.7 | 13.7 | 15.1 | 7.8 | 10.7 | 15 | 13.8 | 11.3 | 15.8 | 19.1 | 13.1 | 14.8 | 14.8 | 70.84 | 183.58 | 116.46 | 0.92 | 8.63
2019 | 4 | 30 | 9:00 | 2866 | 16.7 | 16.2 | 17.9 | 15.5 | 15.5 | 15.5 | 7.8 | 10.7 | 15 | 13.8 | 11.3 | 15.8 | 19.1 | 13.1 | 14.8 | 14.8 | 70.84 | 183.58 | 116.46 | 0.92 | 8.63
2019 | 4 | 30 | 10:00 | 2867 | 17.4 | 16.6 | 18.2 | 16.3 | 16.4 | 16.3 | 7.8 | 10.7 | 15 | 13.8 | 11.3 | 15.8 | 19.1 | 13.1 | 14.8 | 14.8 | 70.84 | 183.58 | 116.46 | 0.92 | 8.63
2019 | 4 | 30 | 11:00 | 2868 | 17.8 | 17.5 | 13.4 | 16.1 | 16.4 | 16.9 | 7.8 | 10.7 | 15 | 13.8 | 11.3 | 15.8 | 19.1 | 13.1 | 14.8 | 14.8 | 70.84 | 183.58 | 116.46 | 0.92 | 8.63
2019 | 4 | 30 | 12:00 | 2869 | 18.6 | 18 | 12.7 | 17 | 16.9 | 17.1 | 10.4 | 10.7 | 15 | 13.8 | 11.3 | 15.8 | 19.1 | 13.1 | 14.8 | 14.8 | 70.84 | 183.58 | 116.46 | 0.92 | 8.63
2019 | 4 | 30 | 13:00 | 2870 | 18.7 | 18.3 | 12.9 | 16.8 | 16.9 | 17.8 | 10.4 | 10.7 | 15 | 13.8 | 11.3 | 15.8 | 19.1 | 13.1 | 14.8 | 14.8 | 70.84 | 183.58 | 116.46 | 0.92 | 8.63
2019 | 4 | 30 | 14:00 | 2871 | 19 | 18.3 | 13.3 | 16.4 | 16.6 | 17.3 | 10.4 | 10.7 | 15 | 13.8 | 11.3 | 15.8 | 19.1 | 13.1 | 14.8 | 14.8 | 70.84 | 183.58 | 116.46 | 0.92 | 8.63
2019 | 4 | 30 | 15:00 | 2872 | 19 | 18.2 | 12.9 | 16.6 | 16.5 | 17.7 | 10.4 | 10.7 | 15 | 13.8 | 11.3 | 15.8 | 19.1 | 13.1 | 14.8 | 14.8 | 70.84 | 183.58 | 116.46 | 0.92 | 8.63
2019 | 4 | 30 | 16:00 | 2873 | 18.5 | 17.4 | 13.3 | 16.1 | 16.4 | 17.1 | 10.4 | 10.7 | 15 | 13.8 | 11.3 | 15.8 | 19.1 | 13.1 | 14.8 | 14.8 | 70.84 | 183.58 | 116.46 | 0.92 | 8.63
2019 | 4 | 30 | 17:00 | 2874 | 16.9 | 16.1 | 12.7 | 15.3 | 14.6 | 15.7 | 10.4 | 10.7 | 15 | 13.8 | 11.3 | 15.8 | 19.1 | 13.1 | 14.8 | 14.8 | 70.84 | 183.58 | 116.46 | 0.92 | 8.63
2019 | 4 | 30 | 18:00 | 2875 | 13.7 | 14.3 | 13.2 | 11 | 12.7 | 13.6 | 10.4 | 10.7 | 15 | 13.8 | 11.3 | 15.8 | 19.1 | 13.1 | 14.8 | 14.8 | 70.84 | 183.58 | 116.46 | 0.92 | 8.63
2019 | 4 | 30 | 19:00 | 2876 | 9.1 | 11.4 | 11.8 | 9.7 | 10.7 | 11.7 | 10.4 | 10.7 | 15 | 13.8 | 11.3 | 15.8 | 19.1 | 13.1 | 14.8 | 14.8 | 70.84 | 183.58 | 116.46 | 0.92 | 8.63
2019 | 4 | 30 | 20:00 | 2877 | 8.1 | 10 | 10.8 | 6.9 | 8.4 | 10.2 | 10.4 | 10.7 | 15 | 13.8 | 11.3 | 15.8 | 19.1 | 13.1 | 14.8 | 14.8 | 70.84 | 183.58 | 116.46 | 0.92 | 8.63
2019 | 4 | 30 | 21:00 | 2878 | 6 | 8.7 | 10.6 | 5.1 | 6.6 | 9 | 10.4 | 10.7 | 15 | 13.8 | 11.3 | 15.8 | 19.1 | 13.1 | 14.8 | 14.8 | 70.84 | 183.58 | 116.46 | 0.92 | 8.63
2019 | 4 | 30 | 22:00 | 2879 | 5 | 8 | 9.6 | 3.8 | 5.4 | 7.2 | 10.4 | 10.7 | 15 | 13.8 | 11.3 | 15.8 | 19.1 | 13.1 | 14.8 | 14.8 | 70.84 | 183.58 | 116.46 | 0.92 | 8.63
2019 | 4 | 30 | 23:00 | 2880 | 4.6 | 6.4 | 8.7 | 2.5 | 4.3 | 6.4 | 10.4 | 10.7 | 15 | 13.8 | 11.3 | 15.8 | 19.1 | 13.1 | 14.8 | 14.8 | 70.84 | 183.58 | 116.46 | 0.92 | 8.63
2019 | 5 | 1 | 0:00 | 2881 | 4 | 5.7 | 7.7 | 1.6 | 4.2 | 6 | 7.4 | 10.5 | 14.5 | 13.2 | 11.6 | 16 | 18.5 | 13.1 | 15.3 | 14.9 | 71.11 | 184.56 | 114.45 | 0.84 | 7.76
2019 | 5 | 1 | 1:00 | 2882 | 3.5 | 5.6 | 6.8 | 0.8 | 3.3 | 5.5 | 7.4 | 10.5 | 14.5 | 13.2 | 11.6 | 16 | 18.5 | 13.1 | 15.3 | 14.9 | 71.11 | 184.56 | 114.45 | 0.84 | 7.76
2019 | 5 | 1 | 2:00 | 2883 | 3.4 | 5.8 | 5.8 | 0 | 2.6 | 5.8 | 7.4 | 10.5 | 14.5 | 13.2 | 11.6 | 16 | 18.5 | 13.1 | 15.3 | 14.9 | 71.11 | 184.56 | 114.45 | 0.84 | 7.76
2019 | 5 | 1 | 3:00 | 2884 | 4.1 | 5.4 | 4.5 | -0.5 | 1.8 | 4.9 | 7.4 | 10.5 | 14.5 | 13.2 | 11.6 | 16 | 18.5 | 13.1 | 15.3 | 14.9 | 71.11 | 184.56 | 114.45 | 0.84 | 7.76
2019 | 5 | 1 | 4:00 | 2885 | 5 | 6.8 | 5.2 | 0.8 | 3.3 | 6 | 7.4 | 10.5 | 14.5 | 13.2 | 11.6 | 16 | 18.5 | 13.1 | 15.3 | 14.9 | 71.11 | 184.56 | 114.45 | 0.84 | 7.76
2019 | 5 | 1 | 5:00 | 2886 | 9 | 8.1 | 9.6 | 5.7 | 6.8 | 7.6 | 7.4 | 10.5 | 14.5 | 13.2 | 11.6 | 16 | 18.5 | 13.1 | 15.3 | 14.9 | 71.11 | 184.56 | 114.45 | 0.84 | 7.76
2019 | 5 | 1 | 6:00 | 2887 | 11 | 10.8 | 12.5 | 9.1 | 10.6 | 9.8 | 7.4 | 10.5 | 14.5 | 13.2 | 11.6 | 16 | 18.5 | 13.1 | 15.3 | 14.9 | 71.11 | 184.56 | 114.45 | 0.84 | 7.76
2019 | 5 | 1 | 7:00 | 2888 | 13.7 | 13 | 14 | 13.3 | 13.7 | 13.6 | 7.4 | 10.5 | 14.5 | 13.2 | 11.6 | 16 | 18.5 | 13.1 | 15.3 | 14.9 | 71.11 | 184.56 | 114.45 | 0.84 | 7.76
2019 | 5 | 1 | 8:00 | 2889 | 16.2 | 16.4 | 11 | 15.3 | 15.8 | 16.1 | 7.4 | 10.5 | 14.5 | 13.2 | 11.6 | 16 | 18.5 | 13.1 | 15.3 | 14.9 | 71.11 | 184.56 | 114.45 | 0.84 | 7.76
2019 | 5 | 1 | 9:00 | 2890 | 17.4 | 17.6 | 10.9 | 16.6 | 17.6 | 16.5 | 7.4 | 10.5 | 14.5 | 13.2 | 11.6 | 16 | 18.5 | 13.1 | 15.3 | 14.9 | 71.11 | 184.56 | 114.45 | 0.84 | 7.76
2019 | 5 | 1 | 10:00 | 2891 | 18.3 | 17.2 | 10.8 | 17.4 | 17.7 | 17.2 | 7.4 | 10.5 | 14.5 | 13.2 | 11.6 | 16 | 18.5 | 13.1 | 15.3 | 14.9 | 71.11 | 184.56 | 114.45 | 0.84 | 7.76
2019 | 5 | 1 | 11:00 | 2892 | 17.9 | 18.1 | 10.3 | 17.7 | 18.4 | 16.5 | 7.4 | 10.5 | 14.5 | 13.2 | 11.6 | 16 | 18.5 | 13.1 | 15.3 | 14.9 | 71.11 | 184.56 | 114.45 | 0.84 | 7.76
2019 | 5 | 1 | 12:00 | 2893 | 17.9 | 17.3 | 11 | 18.1 | 17.7 | 18.1 | 10.4 | 10.5 | 14.5 | 13.2 | 11.6 | 16 | 18.5 | 13.1 | 15.3 | 14.9 | 71.11 | 184.56 | 114.45 | 0.84 | 7.76
2019 | 5 | 1 | 13:00 | 2894 | 18.8 | 17.3 | 11.2 | 17.9 | 19.6 | 17.1 | 10.4 | 10.5 | 14.5 | 13.2 | 11.6 | 16 | 18.5 | 13.1 | 15.3 | 14.9 | 71.11 | 184.56 | 114.45 | 0.84 | 7.76
2019 | 5 | 1 | 14:00 | 2895 | 19.2 | 17.7 | 11.1 | 17.7 | 19.2 | 17.2 | 10.4 | 10.5 | 14.5 | 13.2 | 11.6 | 16 | 18.5 | 13.1 | 15.3 | 14.9 | 71.11 | 184.56 | 114.45 | 0.84 | 7.76
2019 | 5 | 1 | 15:00 | 2896 | 17 | 18.4 | 10.3 | 16.8 | 19.2 | 17 | 10.4 | 10.5 | 14.5 | 13.2 | 11.6 | 16 | 18.5 | 13.1 | 15.3 | 14.9 | 71.11 | 184.56 | 114.45 | 0.84 | 7.76
2019 | 5 | 1 | 16:00 | 2897 | 17.9 | 17.6 | 9.9 | 14.6 | 17.6 | 17.6 | 10.4 | 10.5 | 14.5 | 13.2 | 11.6 | 16 | 18.5 | 13.1 | 15.3 | 14.9 | 71.11 | 184.56 | 114.45 | 0.84 | 7.76
2019 | 5 | 1 | 17:00 | 2898 | 16.5 | 16.6 | 9.6 | 13.1 | 15.8 | 15.2 | 10.4 | 10.5 | 14.5 | 13.2 | 11.6 | 16 | 18.5 | 13.1 | 15.3 | 14.9 | 71.11 | 184.56 | 114.45 | 0.84 | 7.76
2019 | 5 | 1 | 18:00 | 2899 | 13.4 | 15.1 | 9.1 | 11.4 | 13.3 | 13.7 | 10.4 | 10.5 | 14.5 | 13.2 | 11.6 | 16 | 18.5 | 13.1 | 15.3 | 14.9 | 71.11 | 184.56 | 114.45 | 0.84 | 7.76
2019 | 5 | 1 | 19:00 | 2900 | 8.8 | 12.7 | 9 | 9 | 11.4 | 12.1 | 10.4 | 10.5 | 14.5 | 13.2 | 11.6 | 16 | 18.5 | 13.1 | 15.3 | 14.9 | 71.11 | 184.56 | 114.45 | 0.84 | 7.76
2019 | 5 | 1 | 20:00 | 2901 | 9 | 10.9 | 8.5 | 7.6 | 10.2 | 10.5 | 10.4 | 10.5 | 14.5 | 13.2 | 11.6 | 16 | 18.5 | 13.1 | 15.3 | 14.9 | 71.11 | 184.56 | 114.45 | 0.84 | 7.76
2019 | 5 | 1 | 21:00 | 2902 | 8.4 | 9 | 8.3 | 7.8 | 8.5 | 10.1 | 10.4 | 10.5 | 14.5 | 13.2 | 11.6 | 16 | 18.5 | 13.1 | 15.3 | 14.9 | 71.11 | 184.56 | 114.45 | 0.84 | 7.76
2019 | 5 | 1 | 22:00 | 2903 | 7.4 | 7.2 | 8.3 | 8.7 | 7.8 | 8.4 | 10.4 | 10.5 | 14.5 | 13.2 | 11.6 | 16 | 18.5 | 13.1 | 15.3 | 14.9 | 71.11 | 184.56 | 114.45 | 0.84 | 7.76
2019 | 5 | 1 | 23:00 | 2904 | 6.4 | 5.8 | 8.3 | 8.7 | 8 | 7.7 | 10.4 | 10.5 | 14.5 | 13.2 | 11.6 | 16 | 18.5 | 13.1 | 15.3 | 14.9 | 71.11 | 184.56 | 114.45 | 0.84 | 7.76
2019 | 5 | 2 | 0:00 | 2905 | 5.4 | 5.5 | 8.4 | 8.2 | 9.4 | 6.5 | 7 | 10.3 | 13.5 | 12.3 | 11.5 | 14.5 | 16.5 | 12.5 | 13.8 | 13.7 | 69.58 | 182.39 | 113.85 | 0.88 | 7.74
2019 | 5 | 2 | 1:00 | 2906 | 6.3 | 6.8 | 8.3 | 8.1 | 9.4 | 5.4 | 7 | 10.3 | 13.5 | 12.3 | 11.5 | 14.5 | 16.5 | 12.5 | 13.8 | 13.7 | 69.58 | 182.39 | 113.85 | 0.88 | 7.74
2019 | 5 | 2 | 2:00 | 2907 | 6.2 | 7.2 | 8.1 | 8.2 | 9.2 | 4.4 | 7 | 10.3 | 13.5 | 12.3 | 11.5 | 14.5 | 16.5 | 12.5 | 13.8 | 13.7 | 69.58 | 182.39 | 113.85 | 0.88 | 7.74
2019 | 5 | 2 | 3:00 | 2908 | 6.7 | 7.4 | 7.9 | 8.1 | 9.1 | 5.4 | 7 | 10.3 | 13.5 | 12.3 | 11.5 | 14.5 | 16.5 | 12.5 | 13.8 | 13.7 | 69.58 | 182.39 | 113.85 | 0.88 | 7.74
2019 | 5 | 2 | 4:00 | 2909 | 6.6 | 7.9 | 7.9 | 8 | 9 | 6.1 | 7 | 10.3 | 13.5 | 12.3 | 11.5 | 14.5 | 16.5 | 12.5 | 13.8 | 13.7 | 69.58 | 182.39 | 113.85 | 0.88 | 7.74
2019 | 5 | 2 | 5:00 | 2910 | 7.4 | 9.1 | 7.9 | 8.1 | 9 | 5.1 | 7 | 10.3 | 13.5 | 12.3 | 11.5 | 14.5 | 16.5 | 12.5 | 13.8 | 13.7 | 69.58 | 182.39 | 113.85 | 0.88 | 7.74
2019 | 5 | 2 | 6:00 | 2911 | 9.5 | 9 | 7.9 | 7.8 | 9 | 6.1 | 7 | 10.3 | 13.5 | 12.3 | 11.5 | 14.5 | 16.5 | 12.5 | 13.8 | 13.7 | 69.58 | 182.39 | 113.85 | 0.88 | 7.74
2019 | 5 | 2 | 7:00 | 2912 | 10.4 | 10 | 7.7 | 7.9 | 8.8 | 7.3 | 7 | 10.3 | 13.5 | 12.3 | 11.5 | 14.5 | 16.5 | 12.5 | 13.8 | 13.7 | 69.58 | 182.39 | 113.85 | 0.88 | 7.74
2019 | 5 | 2 | 8:00 | 2913 | 10.2 | 9.4 | 7.7 | 7.7 | 9.9 | 9.2 | 7 | 10.3 | 13.5 | 12.3 | 11.5 | 14.5 | 16.5 | 12.5 | 13.8 | 13.7 | 69.58 | 182.39 | 113.85 | 0.88 | 7.74
2019 | 5 | 2 | 9:00 | 2914 | 10.7 | 9.7 | 7.7 | 7.6 | 10.4 | 10.1 | 7 | 10.3 | 13.5 | 12.3 | 11.5 | 14.5 | 16.5 | 12.5 | 13.8 | 13.7 | 69.58 | 182.39 | 113.85 | 0.88 | 7.74
2019 | 5 | 2 | 10:00 | 2915 | 10.3 | 9.6 | 8.1 | 7.8 | 9.8 | 10.9 | 7 | 10.3 | 13.5 | 12.3 | 11.5 | 14.5 | 16.5 | 12.5 | 13.8 | 13.7 | 69.58 | 182.39 | 113.85 | 0.88 | 7.74
2019 | 5 | 2 | 11:00 | 2916 | 8.8 | 10.5 | 8.1 | 7.7 | 9.5 | 10 | 7 | 10.3 | 13.5 | 12.3 | 11.5 | 14.5 | 16.5 | 12.5 | 13.8 | 13.7 | 69.58 | 182.39 | 113.85 | 0.88 | 7.74
2019 | 5 | 2 | 12:00 | 2917 | 9.7 | 8.4 | 8.8 | 7.6 | 8.3 | 8.8 | 8 | 10.3 | 13.5 | 12.3 | 11.5 | 14.5 | 16.5 | 12.5 | 13.8 | 13.7 | 69.58 | 182.39 | 113.85 | 0.88 | 7.74
2019 | 5 | 2 | 13:00 | 2918 | 8.9 | 9 | 9.5 | 8.2 | 8.1 | 9.1 | 8 | 10.3 | 13.5 | 12.3 | 11.5 | 14.5 | 16.5 | 12.5 | 13.8 | 13.7 | 69.58 | 182.39 | 113.85 | 0.88 | 7.74
2019 | 5 | 2 | 14:00 | 2919 | 9.8 | 9.1 | 9.1 | 7.6 | 8.2 | 8.8 | 8 | 10.3 | 13.5 | 12.3 | 11.5 | 14.5 | 16.5 | 12.5 | 13.8 | 13.7 | 69.58 | 182.39 | 113.85 | 0.88 | 7.74
2019 | 5 | 2 | 15:00 | 2920 | 9.9 | 9.2 | 8 | 7.5 | 8.2 | 8.3 | 8 | 10.3 | 13.5 | 12.3 | 11.5 | 14.5 | 16.5 | 12.5 | 13.8 | 13.7 | 69.58 | 182.39 | 113.85 | 0.88 | 7.74
2019 | 5 | 2 | 16:00 | 2921 | 8.9 | 8.6 | 8.2 | 6.4 | 7.4 | 8.5 | 8 | 10.3 | 13.5 | 12.3 | 11.5 | 14.5 | 16.5 | 12.5 | 13.8 | 13.7 | 69.58 | 182.39 | 113.85 | 0.88 | 7.74
2019 | 5 | 2 | 17:00 | 2922 | 7.7 | 9 | 7.8 | 6.1 | 7.3 | 7.9 | 8 | 10.3 | 13.5 | 12.3 | 11.5 | 14.5 | 16.5 | 12.5 | 13.8 | 13.7 | 69.58 | 182.39 | 113.85 | 0.88 | 7.74
2019 | 5 | 2 | 18:00 | 2923 | 8 | 8.8 | 7.5 | 5.1 | 7.2 | 7.3 | 8 | 10.3 | 13.5 | 12.3 | 11.5 | 14.5 | 16.5 | 12.5 | 13.8 | 13.7 | 69.58 | 182.39 | 113.85 | 0.88 | 7.74
2019 | 5 | 2 | 19:00 | 2924 | 8 | 8.8 | 6.2 | 3.5 | 6.7 | 7.1 | 8 | 10.3 | 13.5 | 12.3 | 11.5 | 14.5 | 16.5 | 12.5 | 13.8 | 13.7 | 69.58 | 182.39 | 113.85 | 0.88 | 7.74
2019 | 5 | 2 | 20:00 | 2925 | 7.9 | 8.6 | 6.7 | 2.7 | 4.7 | 7.3 | 8 | 10.3 | 13.5 | 12.3 | 11.5 | 14.5 | 16.5 | 12.5 | 13.8 | 13.7 | 69.58 | 182.39 | 113.85 | 0.88 | 7.74
2019 | 5 | 2 | 21:00 | 2926 | 7.7 | 6.7 | 6.5 | 2.7 | 3.5 | 7.3 | 8 | 10.3 | 13.5 | 12.3 | 11.5 | 14.5 | 16.5 | 12.5 | 13.8 | 13.7 | 69.58 | 182.39 | 113.85 | 0.88 | 7.74
2019 | 5 | 2 | 22:00 | 2927 | 8.1 | 6.8 | 6.4 | 2.4 | 3.1 | 6.9 | 8 | 10.3 | 13.5 | 12.3 | 11.5 | 14.5 | 16.5 | 12.5 | 13.8 | 13.7 | 69.58 | 182.39 | 113.85 | 0.88 | 7.74
2019 | 5 | 2 | 23:00 | 2928 | 8.1 | 6.5 | 6.3 | 2.4 | 3.4 | 7 | 8 | 10.3 | 13.5 | 12.3 | 11.5 | 14.5 | 16.5 | 12.5 | 13.8 | 13.7 | 69.58 | 182.39 | 113.85 | 0.88 | 7.74
2019 | 5 | 3 | 0:00 | 2929 | 8 | 6.1 | 6.3 | 2.2 | 3.1 | 6.3 | 6.6 | 10.2 | 12.5 | 11.3 | 11.9 | 13.7 | 14.8 | 11.6 | 13.1 | 13.2 | 68.99 | 180.61 | 115.11 | 0.83 | 7.65
2019 | 5 | 3 | 1:00 | 2930 | 7.5 | 5.9 | 6.5 | 1.3 | 3.2 | 6.1 | 6.6 | 10.2 | 12.5 | 11.3 | 11.9 | 13.7 | 14.8 | 11.6 | 13.1 | 13.2 | 68.99 | 180.61 | 115.11 | 0.83 | 7.65
2019 | 5 | 3 | 2:00 | 2931 | 5.7 | 5.7 | 6.3 | 0.9 | 3.6 | 5.9 | 6.6 | 10.2 | 12.5 | 11.3 | 11.9 | 13.7 | 14.8 | 11.6 | 13.1 | 13.2 | 68.99 | 180.61 | 115.11 | 0.83 | 7.65
2019 | 5 | 3 | 3:00 | 2932 | 7.1 | 6 | 5.3 | 1.7 | 3.5 | 5.6 | 6.6 | 10.2 | 12.5 | 11.3 | 11.9 | 13.7 | 14.8 | 11.6 | 13.1 | 13.2 | 68.99 | 180.61 | 115.11 | 0.83 | 7.65
2019 | 5 | 3 | 4:00 | 2933 | 6.3 | 6.1 | 4.9 | 2.1 | 4.1 | 5.2 | 6.6 | 10.2 | 12.5 | 11.3 | 11.9 | 13.7 | 14.8 | 11.6 | 13.1 | 13.2 | 68.99 | 180.61 | 115.11 | 0.83 | 7.65
2019 | 5 | 3 | 5:00 | 2934 | 5.7 | 6.8 | 5.3 | 3.2 | 3.8 | 4.8 | 6.6 | 10.2 | 12.5 | 11.3 | 11.9 | 13.7 | 14.8 | 11.6 | 13.1 | 13.2 | 68.99 | 180.61 | 115.11 | 0.83 | 7.65
2019 | 5 | 3 | 6:00 | 2935 | 6.1 | 7 | 4.4 | 3.7 | 4.8 | 5.5 | 6.6 | 10.2 | 12.5 | 11.3 | 11.9 | 13.7 | 14.8 | 11.6 | 13.1 | 13.2 | 68.99 | 180.61 | 115.11 | 0.83 | 7.65
2019 | 5 | 3 | 7:00 | 2936 | 8.2 | 8.3 | 5.8 | 4.1 | 5.2 | 7.1 | 6.6 | 10.2 | 12.5 | 11.3 | 11.9 | 13.7 | 14.8 | 11.6 | 13.1 | 13.2 | 68.99 | 180.61 | 115.11 | 0.83 | 7.65
2019 | 5 | 3 | 8:00 | 2937 | 7.3 | 7.2 | 6.5 | 3.9 | 5.1 | 6.4 | 6.6 | 10.2 | 12.5 | 11.3 | 11.9 | 13.7 | 14.8 | 11.6 | 13.1 | 13.2 | 68.99 | 180.61 | 115.11 | 0.83 | 7.65
2019 | 5 | 3 | 9:00 | 2938 | 7.2 | 10.4 | 6.6 | 3.7 | 6.4 | 6.4 | 6.6 | 10.2 | 12.5 | 11.3 | 11.9 | 13.7 | 14.8 | 11.6 | 13.1 | 13.2 | 68.99 | 180.61 | 115.11 | 0.83 | 7.65
2019 | 5 | 3 | 10:00 | 2939 | 7.5 | 9.6 | 6.8 | 5.1 | 7.7 | 6.1 | 6.6 | 10.2 | 12.5 | 11.3 | 11.9 | 13.7 | 14.8 | 11.6 | 13.1 | 13.2 | 68.99 | 180.61 | 115.11 | 0.83 | 7.65
2019 | 5 | 3 | 11:00 | 2940 | 9.5 | 9.4 | 7 | 5.1 | 5.9 | 8.7 | 6.6 | 10.2 | 12.5 | 11.3 | 11.9 | 13.7 | 14.8 | 11.6 | 13.1 | 13.2 | 68.99 | 180.61 | 115.11 | 0.83 | 7.65
2019 | 5 | 3 | 12:00 | 2941 | 8.2 | 11.1 | 7.1 | 5.8 | 7.8 | 6.7 | 9.2 | 10.2 | 12.5 | 11.3 | 11.9 | 13.7 | 14.8 | 11.6 | 13.1 | 13.2 | 68.99 | 180.61 | 115.11 | 0.83 | 7.65
2019 | 5 | 3 | 13:00 | 2942 | 10.3 | 11.1 | 6.9 | 6.5 | 8.2 | 8 | 9.2 | 10.2 | 12.5 | 11.3 | 11.9 | 13.7 | 14.8 | 11.6 | 13.1 | 13.2 | 68.99 | 180.61 | 115.11 | 0.83 | 7.65
2019 | 5 | 3 | 14:00 | 2943 | 10.1 | 10.7 | 7.1 | 7.5 | 8.4 | 9.4 | 9.2 | 10.2 | 12.5 | 11.3 | 11.9 | 13.7 | 14.8 | 11.6 | 13.1 | 13.2 | 68.99 | 180.61 | 115.11 | 0.83 | 7.65
2019 | 5 | 3 | 15:00 | 2944 | 10.5 | 9.8 | 7 | 6.4 | 7.8 | 9.3 | 9.2 | 10.2 | 12.5 | 11.3 | 11.9 | 13.7 | 14.8 | 11.6 | 13.1 | 13.2 | 68.99 | 180.61 | 115.11 | 0.83 | 7.65
2019 | 5 | 3 | 16:00 | 2945 | 9.8 | 9.6 | 7.2 | 5.9 | 7.4 | 9.4 | 9.2 | 10.2 | 12.5 | 11.3 | 11.9 | 13.7 | 14.8 | 11.6 | 13.1 | 13.2 | 68.99 | 180.61 | 115.11 | 0.83 | 7.65
2019 | 5 | 3 | 17:00 | 2946 | 8.6 | 8.6 | 6.7 | 5.8 | 6.8 | 8.7 | 9.2 | 10.2 | 12.5 | 11.3 | 11.9 | 13.7 | 14.8 | 11.6 | 13.1 | 13.2 | 68.99 | 180.61 | 115.11 | 0.83 | 7.65
2019 | 5 | 3 | 18:00 | 2947 | 5.8 | 6.6 | 4.9 | 4 | 5.5 | 6.6 | 9.2 | 10.2 | 12.5 | 11.3 | 11.9 | 13.7 | 14.8 | 11.6 | 13.1 | 13.2 | 68.99 | 180.61 | 115.11 | 0.83 | 7.65
2019 | 5 | 3 | 19:00 | 2948 | 4.4 | 4.5 | 4.9 | 1.3 | 3.7 | 4.9 | 9.2 | 10.2 | 12.5 | 11.3 | 11.9 | 13.7 | 14.8 | 11.6 | 13.1 | 13.2 | 68.99 | 180.61 | 115.11 | 0.83 | 7.65
2019 | 5 | 3 | 20:00 | 2949 | 2.1 | 3.2 | 5 | 0 | 3.2 | 3.5 | 9.2 | 10.2 | 12.5 | 11.3 | 11.9 | 13.7 | 14.8 | 11.6 | 13.1 | 13.2 | 68.99 | 180.61 | 115.11 | 0.83 | 7.65
2019 | 5 | 3 | 21:00 | 2950 | 1 | 0.7 | 5.2 | -0.5 | 1.9 | 2.3 | 9.2 | 10.2 | 12.5 | 11.3 | 11.9 | 13.7 | 14.8 | 11.6 | 13.1 | 13.2 | 68.99 | 180.61 | 115.11 | 0.83 | 7.65
2019 | 5 | 3 | 22:00 | 2951 | -0.2 | -0.6 | 4.9 | -0.4 | 1.2 | 0.7 | 9.2 | 10.2 | 12.5 | 11.3 | 11.9 | 13.7 | 14.8 | 11.6 | 13.1 | 13.2 | 68.99 | 180.61 | 115.11 | 0.83 | 7.65
2019 | 5 | 3 | 23:00 | 2952 | -0.5 | -0.3 | 5.6 | -0.7 | 1.2 | -0.4 | 9.2 | 10.2 | 12.5 | 11.3 | 11.9 | 13.7 | 14.8 | 11.6 | 13.1 | 13.2 | 68.99 | 180.61 | 115.11 | 0.83 | 7.65
2019 | 5 | 4 | 0:00 | 2953 | -0.6 | 0.1 | 4.7 | 0 | 0.9 | -1.1 | 8 | 10.1 | 12 | 10.7 | 12.6 | 12.7 | 14.5 | 11.1 | 12.4 | 12.5 | 68.55 | 171.46 | 112.93 | 0.93 | 8.28
2019 | 5 | 4 | 1:00 | 2954 | -1.2 | 0.2 | 4.4 | -1.1 | 1.1 | -0.9 | 8 | 10.1 | 12 | 10.7 | 12.6 | 12.7 | 14.5 | 11.1 | 12.4 | 12.5 | 68.55 | 171.46 | 112.93 | 0.93 | 8.28
2019 | 5 | 4 | 2:00 | 2955 | 0.5 | 1.6 | 4.2 | -0.6 | 1.4 | -1.3 | 8 | 10.1 | 12 | 10.7 | 12.6 | 12.7 | 14.5 | 11.1 | 12.4 | 12.5 | 68.55 | 171.46 | 112.93 | 0.93 | 8.28
2019 | 5 | 4 | 3:00 | 2956 | 2.8 | 2.6 | 4.2 | 1.1 | 1.8 | -0.4 | 8 | 10.1 | 12 | 10.7 | 12.6 | 12.7 | 14.5 | 11.1 | 12.4 | 12.5 | 68.55 | 171.46 | 112.93 | 0.93 | 8.28
2019 | 5 | 4 | 4:00 | 2957 | 3.4 | 3.4 | 6.4 | 1.4 | 1.6 | 0.4 | 8 | 10.1 | 12 | 10.7 | 12.6 | 12.7 | 14.5 | 11.1 | 12.4 | 12.5 | 68.55 | 171.46 | 112.93 | 0.93 | 8.28
2019 | 5 | 4 | 5:00 | 2958 | 4.3 | 4.9 | 6.7 | 3.5 | 3.6 | 2.5 | 8 | 10.1 | 12 | 10.7 | 12.6 | 12.7 | 14.5 | 11.1 | 12.4 | 12.5 | 68.55 | 171.46 | 112.93 | 0.93 | 8.28
2019 | 5 | 4 | 6:00 | 2959 | 5.6 | 6.4 | 4.5 | 5.9 | 5.5 | 5.6 | 8 | 10.1 | 12 | 10.7 | 12.6 | 12.7 | 14.5 | 11.1 | 12.4 | 12.5 | 68.55 | 171.46 | 112.93 | 0.93 | 8.28
2019 | 5 | 4 | 7:00 | 2960 | 8.6 | 8 | 6 | 7.3 | 7.6 | 7.5 | 8 | 10.1 | 12 | 10.7 | 12.6 | 12.7 | 14.5 | 11.1 | 12.4 | 12.5 | 68.55 | 171.46 | 112.93 | 0.93 | 8.28
2019 | 5 | 4 | 8:00 | 2961 | 10 | 9.9 | 6.9 | 2.9 | 8.2 | 8.6 | 8 | 10.1 | 12 | 10.7 | 12.6 | 12.7 | 14.5 | 11.1 | 12.4 | 12.5 | 68.55 | 171.46 | 112.93 | 0.93 | 8.28
2019 | 5 | 4 | 9:00 | 2962 | 11 | 10.2 | 7.5 | 5.9 | 7 | 10.2 | 8 | 10.1 | 12 | 10.7 | 12.6 | 12.7 | 14.5 | 11.1 | 12.4 | 12.5 | 68.55 | 171.46 | 112.93 | 0.93 | 8.28
2019 | 5 | 4 | 10:00 | 2963 | 10.3 | 8.5 | 8.9 | 6.4 | 8.5 | 10.6 | 8 | 10.1 | 12 | 10.7 | 12.6 | 12.7 | 14.5 | 11.1 | 12.4 | 12.5 | 68.55 | 171.46 | 112.93 | 0.93 | 8.28
2019 | 5 | 4 | 11:00 | 2964 | 11.7 | 10.5 | 9.3 | 8.4 | 3.5 | 11.2 | 8 | 10.1 | 12 | 10.7 | 12.6 | 12.7 | 14.5 | 11.1 | 12.4 | 12.5 | 68.55 | 171.46 | 112.93 | 0.93 | 8.28
2019 | 5 | 4 | 12:00 | 2965 | 11.1 | 11.4 | 8.7 | 8.8 | 7.3 | 11.9 | 10 | 10.1 | 12 | 10.7 | 12.6 | 12.7 | 14.5 | 11.1 | 12.4 | 12.5 | 68.55 | 171.46 | 112.93 | 0.93 | 8.28
2019 | 5 | 4 | 13:00 | 2966 | 12.4 | 11.8 | 9.1 | 8.9 | 6.6 | 12 | 10 | 10.1 | 12 | 10.7 | 12.6 | 12.7 | 14.5 | 11.1 | 12.4 | 12.5 | 68.55 | 171.46 | 112.93 | 0.93 | 8.28
2019 | 5 | 4 | 14:00 | 2967 | 12.7 | 11.2 | 8.8 | 8.7 | 7.4 | 12.2 | 10 | 10.1 | 12 | 10.7 | 12.6 | 12.7 | 14.5 | 11.1 | 12.4 | 12.5 | 68.55 | 171.46 | 112.93 | 0.93 | 8.28
2019 | 5 | 4 | 15:00 | 2968 | 12.1 | 11.2 | 8.4 | 8.7 | 8.4 | 11.4 | 10 | 10.1 | 12 | 10.7 | 12.6 | 12.7 | 14.5 | 11.1 | 12.4 | 12.5 | 68.55 | 171.46 | 112.93 | 0.93 | 8.28
2019 | 5 | 4 | 16:00 | 2969 | 11.8 | 11.2 | 7.3 | 8.3 | 8.6 | 11.2 | 10 | 10.1 | 12 | 10.7 | 12.6 | 12.7 | 14.5 | 11.1 | 12.4 | 12.5 | 68.55 | 171.46 | 112.93 | 0.93 | 8.28
2019 | 5 | 4 | 17:00 | 2970 | 11.4 | 10.5 | 6.7 | 6.8 | 8.2 | 10.5 | 10 | 10.1 | 12 | 10.7 | 12.6 | 12.7 | 14.5 | 11.1 | 12.4 | 12.5 | 68.55 | 171.46 | 112.93 | 0.93 | 8.28
2019 | 5 | 4 | 18:00 | 2971 | 9.6 | 9.4 | 6.2 | 5.8 | 7.8 | 9.8 | 10 | 10.1 | 12 | 10.7 | 12.6 | 12.7 | 14.5 | 11.1 | 12.4 | 12.5 | 68.55 | 171.46 | 112.93 | 0.93 | 8.28
2019 | 5 | 4 | 19:00 | 2972 | 7.4 | 8 | 5.9 | 4.6 | 7.4 | 7.7 | 10 | 10.1 | 12 | 10.7 | 12.6 | 12.7 | 14.5 | 11.1 | 12.4 | 12.5 | 68.55 | 171.46 | 112.93 | 0.93 | 8.28
2019 | 5 | 4 | 20:00 | 2973 | 5.3 | 7.8 | 5.9 | 3.6 | 6.5 | 6.3 | 10 | 10.1 | 12 | 10.7 | 12.6 | 12.7 | 14.5 | 11.1 | 12.4 | 12.5 | 68.55 | 171.46 | 112.93 | 0.93 | 8.28
2019 | 5 | 4 | 21:00 | 2974 | 3.1 | 6.9 | 5.8 | 2 | 6 | 5.1 | 10 | 10.1 | 12 | 10.7 | 12.6 | 12.7 | 14.5 | 11.1 | 12.4 | 12.5 | 68.55 | 171.46 | 112.93 | 0.93 | 8.28
2019 | 5 | 4 | 22:00 | 2975 | 2 | 6.2 | 5.8 | 1.5 | 5.6 | 4.6 | 10 | 10.1 | 12 | 10.7 | 12.6 | 12.7 | 14.5 | 11.1 | 12.4 | 12.5 | 68.55 | 171.46 | 112.93 | 0.93 | 8.28
2019 | 5 | 4 | 23:00 | 2976 | 1 | 5.9 | 5.6 | 1.5 | 5.3 | 4.3 | 10 | 10.1 | 12 | 10.7 | 12.6 | 12.7 | 14.5 | 11.1 | 12.4 | 12.5 | 68.55 | 171.46 | 112.93 | 0.93 | 8.28
2019 | 5 | 5 | 0:00 | 2977 | 0.7 | 5.9 | 5.5 | 2 | 5.3 | 4.1 | 8 | 10.5 | 11.9 | 11.1 | 12.9 | 12.3 | 13.3 | 10.6 | 11.9 | 12.2 | 69.18 | 176.12 | 111.55 | 0.98 | 8.28
2019 | 5 | 5 | 1:00 | 2978 | 0.9 | 5.2 | 5.3 | 1.8 | 3.8 | 3.8 | 8 | 10.5 | 11.9 | 11.1 | 12.9 | 12.3 | 13.3 | 10.6 | 11.9 | 12.2 | 69.18 | 176.12 | 111.55 | 0.98 | 8.28
2019 | 5 | 5 | 2:00 | 2979 | 2.3 | 5.4 | 5.4 | 1.6 | 3.3 | 3.7 | 8 | 10.5 | 11.9 | 11.1 | 12.9 | 12.3 | 13.3 | 10.6 | 11.9 | 12.2 | 69.18 | 176.12 | 111.55 | 0.98 | 8.28
2019 | 5 | 5 | 3:00 | 2980 | 1.2 | 5 | 5.2 | 1.7 | 3.2 | 2.9 | 8 | 10.5 | 11.9 | 11.1 | 12.9 | 12.3 | 13.3 | 10.6 | 11.9 | 12.2 | 69.18 | 176.12 | 111.55 | 0.98 | 8.28
2019 | 5 | 5 | 4:00 | 2981 | 1.4 | 4.3 | 5.4 | 2.4 | 2.9 | 3.8 | 8 | 10.5 | 11.9 | 11.1 | 12.9 | 12.3 | 13.3 | 10.6 | 11.9 | 12.2 | 69.18 | 176.12 | 111.55 | 0.98 | 8.28
2019 | 5 | 5 | 5:00 | 2982 | 4.4 | 4.3 | 5.4 | 3.4 | 2.3 | 6 | 8 | 10.5 | 11.9 | 11.1 | 12.9 | 12.3 | 13.3 | 10.6 | 11.9 | 12.2 | 69.18 | 176.12 | 111.55 | 0.98 | 8.28
2019 | 5 | 5 | 6:00 | 2983 | 6.6 | 4.1 | 5.8 | 4.4 | 2.7 | 8.2 | 8 | 10.5 | 11.9 | 11.1 | 12.9 | 12.3 | 13.3 | 10.6 | 11.9 | 12.2 | 69.18 | 176.12 | 111.55 | 0.98 | 8.28
2019 | 5 | 5 | 7:00 | 2984 | 7 | 3.1 | 6.9 | 4.8 | 3.6 | 9.2 | 8 | 10.5 | 11.9 | 11.1 | 12.9 | 12.3 | 13.3 | 10.6 | 11.9 | 12.2 | 69.18 | 176.12 | 111.55 | 0.98 | 8.28
2019 | 5 | 5 | 8:00 | 2985 | 6.1 | 2.5 | 7.4 | 5.3 | 4.4 | 11.5 | 8 | 10.5 | 11.9 | 11.1 | 12.9 | 12.3 | 13.3 | 10.6 | 11.9 | 12.2 | 69.18 | 176.12 | 111.55 | 0.98 | 8.28
2019 | 5 | 5 | 9:00 | 2986 | 5.4 | 2.8 | 7.1 | 7.2 | 5.4 | 11.5 | 8 | 10.5 | 11.9 | 11.1 | 12.9 | 12.3 | 13.3 | 10.6 | 11.9 | 12.2 | 69.18 | 176.12 | 111.55 | 0.98 | 8.28
2019 | 5 | 5 | 10:00 | 2987 | 6.1 | 4.2 | 7.5 | 8.1 | 6.4 | 10.6 | 8 | 10.5 | 11.9 | 11.1 | 12.9 | 12.3 | 13.3 | 10.6 | 11.9 | 12.2 | 69.18 | 176.12 | 111.55 | 0.98 | 8.28
2019 | 5 | 5 | 11:00 | 2988 | 6.5 | 4.9 | 7.8 | 9.6 | 7 | 9.6 | 8 | 10.5 | 11.9 | 11.1 | 12.9 | 12.3 | 13.3 | 10.6 | 11.9 | 12.2 | 69.18 | 176.12 | 111.55 | 0.98 | 8.28
2019 | 5 | 5 | 12:00 | 2989 | 6.3 | 5.9 | 8.4 | 9.8 | 8.9 | 9.6 | 10.6 | 10.5 | 11.9 | 11.1 | 12.9 | 12.3 | 13.3 | 10.6 | 11.9 | 12.2 | 69.18 | 176.12 | 111.55 | 0.98 | 8.28
2019 | 5 | 5 | 13:00 | 2990 | 6.8 | 7.2 | 8.2 | 10.7 | 9.4 | 7.9 | 10.6 | 10.5 | 11.9 | 11.1 | 12.9 | 12.3 | 13.3 | 10.6 | 11.9 | 12.2 | 69.18 | 176.12 | 111.55 | 0.98 | 8.28
2019 | 5 | 5 | 14:00 | 2991 | 7.5 | 8 | 8.4 | 10.3 | 10.2 | 6.7 | 10.6 | 10.5 | 11.9 | 11.1 | 12.9 | 12.3 | 13.3 | 10.6 | 11.9 | 12.2 | 69.18 | 176.12 | 111.55 | 0.98 | 8.28
2019 | 5 | 5 | 15:00 | 2992 | 8.7 | 9.6 | 8.9 | 9.4 | 11.3 | 6.6 | 10.6 | 10.5 | 11.9 | 11.1 | 12.9 | 12.3 | 13.3 | 10.6 | 11.9 | 12.2 | 69.18 | 176.12 | 111.55 | 0.98 | 8.28
2019 | 5 | 5 | 16:00 | 2993 | 9.3 | 9.9 | 8.2 | 8.6 | 10.3 | 6.8 | 10.6 | 10.5 | 11.9 | 11.1 | 12.9 | 12.3 | 13.3 | 10.6 | 11.9 | 12.2 | 69.18 | 176.12 | 111.55 | 0.98 | 8.28
2019 | 5 | 5 | 17:00 | 2994 | 9 | 9.4 | 7.7 | 8 | 9.4 | 7 | 10.6 | 10.5 | 11.9 | 11.1 | 12.9 | 12.3 | 13.3 | 10.6 | 11.9 | 12.2 | 69.18 | 176.12 | 111.55 | 0.98 | 8.28
2019 | 5 | 5 | 18:00 | 2995 | 7.4 | 7.8 | 6.3 | 6.1 | 7.8 | 6.4 | 10.6 | 10.5 | 11.9 | 11.1 | 12.9 | 12.3 | 13.3 | 10.6 | 11.9 | 12.2 | 69.18 | 176.12 | 111.55 | 0.98 | 8.28
2019 | 5 | 5 | 19:00 | 2996 | 3.7 | 4.1 | 5.7 | 3.7 | 5.8 | 5.2 | 10.6 | 10.5 | 11.9 | 11.1 | 12.9 | 12.3 | 13.3 | 10.6 | 11.9 | 12.2 | 69.18 | 176.12 | 111.55 | 0.98 | 8.28
2019 | 5 | 5 | 20:00 | 2997 | 2.2 | 3.9 | 5.8 | 3.1 | 4.2 | 4.5 | 10.6 | 10.5 | 11.9 | 11.1 | 12.9 | 12.3 | 13.3 | 10.6 | 11.9 | 12.2 | 69.18 | 176.12 | 111.55 | 0.98 | 8.28
2019 | 5 | 5 | 21:00 | 2998 | 2.7 | 3.9 | 5.4 | 1.4 | 2.8 | 4.1 | 10.6 | 10.5 | 11.9 | 11.1 | 12.9 | 12.3 | 13.3 | 10.6 | 11.9 | 12.2 | 69.18 | 176.12 | 111.55 | 0.98 | 8.28
2019 | 5 | 5 | 22:00 | 2999 | 1.9 | 3.2 | 5.5 | -0.4 | 2.3 | 3.9 | 10.6 | 10.5 | 11.9 | 11.1 | 12.9 | 12.3 | 13.3 | 10.6 | 11.9 | 12.2 | 69.18 | 176.12 | 111.55 | 0.98 | 8.28
2019 | 5 | 5 | 23:00 | 3000 | -0.1 | 2.9 | 4.9 | -1.2 | 0.7 | 2.8 | 10.6 | 10.5 | 11.9 | 11.1 | 12.9 | 12.3 | 13.3 | 10.6 | 11.9 | 12.2 | 69.18 | 176.12 | 111.55 | 0.98 | 8.28
2019 | 5 | 6 | 0:00 | 3001 | -0.7 | 3 | 1.9 | -1.9 | -0.1 | 1.8 | 8 | 10.3 | 11.9 | 10.7 | 13.3 | 12.3 | 12.9 | 10.3 | 12.4 | 11.8 | 66.42 | 172.13 | 112.38 | 0.82 | 7.29
2019 | 5 | 6 | 1:00 | 3002 | -1.3 | 2 | 1 | -2 | -0.7 | 1.4 | 8 | 10.3 | 11.9 | 10.7 | 13.3 | 12.3 | 12.9 | 10.3 | 12.4 | 11.8 | 66.42 | 172.13 | 112.38 | 0.82 | 7.29
2019 | 5 | 6 | 2:00 | 3003 | -2.2 | 0.9 | 0.9 | -1.3 | -1.4 | 1 | 8 | 10.3 | 11.9 | 10.7 | 13.3 | 12.3 | 12.9 | 10.3 | 12.4 | 11.8 | 66.42 | 172.13 | 112.38 | 0.82 | 7.29
2019 | 5 | 6 | 3:00 | 3004 | -3.1 | 0.5 | 0.9 | -1.9 | -1.3 | 0.7 | 8 | 10.3 | 11.9 | 10.7 | 13.3 | 12.3 | 12.9 | 10.3 | 12.4 | 11.8 | 66.42 | 172.13 | 112.38 | 0.82 | 7.29
2019 | 5 | 6 | 4:00 | 3005 | -1.4 | 2.5 | 2.3 | 0.2 | 1.2 | 1.1 | 8 | 10.3 | 11.9 | 10.7 | 13.3 | 12.3 | 12.9 | 10.3 | 12.4 | 11.8 | 66.42 | 172.13 | 112.38 | 0.82 | 7.29
2019 | 5 | 6 | 5:00 | 3006 | 0.9 | 3.9 | 6.6 | 1.2 | 4.5 | 3 | 8 | 10.3 | 11.9 | 10.7 | 13.3 | 12.3 | 12.9 | 10.3 | 12.4 | 11.8 | 66.42 | 172.13 | 112.38 | 0.82 | 7.29
2019 | 5 | 6 | 6:00 | 3007 | 4.2 | 5.7 | 8.3 | 3.8 | 7.1 | 5.8 | 8 | 10.3 | 11.9 | 10.7 | 13.3 | 12.3 | 12.9 | 10.3 | 12.4 | 11.8 | 66.42 | 172.13 | 112.38 | 0.82 | 7.29
2019 | 5 | 6 | 7:00 | 3008 | 7.2 | 8.3 | 9.1 | 8.5 | 8.8 | 6.7 | 8 | 10.3 | 11.9 | 10.7 | 13.3 | 12.3 | 12.9 | 10.3 | 12.4 | 11.8 | 66.42 | 172.13 | 112.38 | 0.82 | 7.29
2019 | 5 | 6 | 8:00 | 3009 | 9 | 9.8 | 9.4 | 10.1 | 9.6 | 7.5 | 8 | 10.3 | 11.9 | 10.7 | 13.3 | 12.3 | 12.9 | 10.3 | 12.4 | 11.8 | 66.42 | 172.13 | 112.38 | 0.82 | 7.29
2019 | 5 | 6 | 9:00 | 3010 | 10.7 | 10.3 | 10.5 | 12 | 10.8 | 8.6 | 8 | 10.3 | 11.9 | 10.7 | 13.3 | 12.3 | 12.9 | 10.3 | 12.4 | 11.8 | 66.42 | 172.13 | 112.38 | 0.82 | 7.29
2019 | 5 | 6 | 10:00 | 3011 | 11 | 11.3 | 10.5 | 11.1 | 11.8 | 9.3 | 8 | 10.3 | 11.9 | 10.7 | 13.3 | 12.3 | 12.9 | 10.3 | 12.4 | 11.8 | 66.42 | 172.13 | 112.38 | 0.82 | 7.29
2019 | 5 | 6 | 11:00 | 3012 | 12.7 | 12.7 | 10 | 11.8 | 12.5 | 10.5 | 8 | 10.3 | 11.9 | 10.7 | 13.3 | 12.3 | 12.9 | 10.3 | 12.4 | 11.8 | 66.42 | 172.13 | 112.38 | 0.82 | 7.29
2019 | 5 | 6 | 12:00 | 3013 | 13.3 | 13 | 10.8 | 12.3 | 13.3 | 10.9 | 11.4 | 10.3 | 11.9 | 10.7 | 13.3 | 12.3 | 12.9 | 10.3 | 12.4 | 11.8 | 66.42 | 172.13 | 112.38 | 0.82 | 7.29
2019 | 5 | 6 | 13:00 | 3014 | 13.8 | 13.2 | 9.3 | 12.1 | 13.7 | 11.3 | 11.4 | 10.3 | 11.9 | 10.7 | 13.3 | 12.3 | 12.9 | 10.3 | 12.4 | 11.8 | 66.42 | 172.13 | 112.38 | 0.82 | 7.29
2019 | 5 | 6 | 14:00 | 3015 | 13.1 | 12.9 | 9.9 | 12.1 | 13.8 | 11.2 | 11.4 | 10.3 | 11.9 | 10.7 | 13.3 | 12.3 | 12.9 | 10.3 | 12.4 | 11.8 | 66.42 | 172.13 | 112.38 | 0.82 | 7.29
2019 | 5 | 6 | 15:00 | 3016 | 12.6 | 13.1 | 9.3 | 13.1 | 13.6 | 10.7 | 11.4 | 10.3 | 11.9 | 10.7 | 13.3 | 12.3 | 12.9 | 10.3 | 12.4 | 11.8 | 66.42 | 172.13 | 112.38 | 0.82 | 7.29
2019 | 5 | 6 | 16:00 | 3017 | 12.3 | 12.7 | 9 | 11.4 | 12.1 | 10.3 | 11.4 | 10.3 | 11.9 | 10.7 | 13.3 | 12.3 | 12.9 | 10.3 | 12.4 | 11.8 | 66.42 | 172.13 | 112.38 | 0.82 | 7.29
2019 | 5 | 6 | 17:00 | 3018 | 11.6 | 11.8 | 7.8 | 10.8 | 11.6 | 10 | 11.4 | 10.3 | 11.9 | 10.7 | 13.3 | 12.3 | 12.9 | 10.3 | 12.4 | 11.8 | 66.42 | 172.13 | 112.38 | 0.82 | 7.29
2019 | 5 | 6 | 18:00 | 3019 | 11 | 11 | 7.2 | 9 | 10.5 | 9.6 | 11.4 | 10.3 | 11.9 | 10.7 | 13.3 | 12.3 | 12.9 | 10.3 | 12.4 | 11.8 | 66.42 | 172.13 | 112.38 | 0.82 | 7.29
2019 | 5 | 6 | 19:00 | 3020 | 10.3 | 10.3 | 5.7 | 5.9 | 9.7 | 9.6 | 11.4 | 10.3 | 11.9 | 10.7 | 13.3 | 12.3 | 12.9 | 10.3 | 12.4 | 11.8 | 66.42 | 172.13 | 112.38 | 0.82 | 7.29
2019 | 5 | 6 | 20:00 | 3021 | 10 | 9.6 | 3.3 | 5.4 | 8.2 | 9.3 | 11.4 | 10.3 | 11.9 | 10.7 | 13.3 | 12.3 | 12.9 | 10.3 | 12.4 | 11.8 | 66.42 | 172.13 | 112.38 | 0.82 | 7.29
2019 | 5 | 6 | 21:00 | 3022 | 9 | 9.3 | 6.2 | 2.3 | 7.4 | 7.8 | 11.4 | 10.3 | 11.9 | 10.7 | 13.3 | 12.3 | 12.9 | 10.3 | 12.4 | 11.8 | 66.42 | 172.13 | 112.38 | 0.82 | 7.29
2019 | 5 | 6 | 22:00 | 3023 | 9 | 8.7 | 6.3 | 0.6 | 6.8 | 7.3 | 11.4 | 10.3 | 11.9 | 10.7 | 13.3 | 12.3 | 12.9 | 10.3 | 12.4 | 11.8 | 66.42 | 172.13 | 112.38 | 0.82 | 7.29
2019 | 5 | 6 | 23:00 | 3024 | 8.7 | 8.1 | 6.6 | -0.6 | 5.7 | 7.1 | 11.4 | 10.3 | 11.9 | 10.7 | 13.3 | 12.3 | 12.9 | 10.3 | 12.4 | 11.8 | 66.42 | 172.13 | 112.38 | 0.82 | 7.29
2019 | 5 | 7 | 0:00 | 3025 | 8.2 | 7.6 | 6.7 | -0.4 | 4.7 | 7.1 | 8.4 | 10 | 12 | 10.8 | 14.2 | 12.4 | 14.4 | 11 | 12.9 | 11.6 | 69.77 | 163.74 | 108.72 | 0.82 | 7.23
2019 | 5 | 7 | 1:00 | 3026 | 7.8 | 7 | 6.7 | -0.8 | 4.2 | 7.2 | 8.4 | 10 | 12 | 10.8 | 14.2 | 12.4 | 14.4 | 11 | 12.9 | 11.6 | 69.77 | 163.74 | 108.72 | 0.82 | 7.23
2019 | 5 | 7 | 2:00 | 3027 | 6.9 | 6 | 6.7 | -0.6 | 4.1 | 7 | 8.4 | 10 | 12 | 10.8 | 14.2 | 12.4 | 14.4 | 11 | 12.9 | 11.6 | 69.77 | 163.74 | 108.72 | 0.82 | 7.23
2019 | 5 | 7 | 3:00 | 3028 | 6 | 5.3 | 6.7 | -1.2 | 3.7 | 7 | 8.4 | 10 | 12 | 10.8 | 14.2 | 12.4 | 14.4 | 11 | 12.9 | 11.6 | 69.77 | 163.74 | 108.72 | 0.82 | 7.23
2019 | 5 | 7 | 4:00 | 3029 | 6.1 | 5.7 | 7 | -0.2 | 3.9 | 6.8 | 8.4 | 10 | 12 | 10.8 | 14.2 | 12.4 | 14.4 | 11 | 12.9 | 11.6 | 69.77 | 163.74 | 108.72 | 0.82 | 7.23
2019 | 5 | 7 | 5:00 | 3030 | 6.7 | 6.1 | 7.5 | 4.1 | 5.5 | 6.7 | 8.4 | 10 | 12 | 10.8 | 14.2 | 12.4 | 14.4 | 11 | 12.9 | 11.6 | 69.77 | 163.74 | 108.72 | 0.82 | 7.23
2019 | 5 | 7 | 6:00 | 3031 | 8.4 | 7.4 | 7.8 | 6.8 | 7.1 | 7.2 | 8.4 | 10 | 12 | 10.8 | 14.2 | 12.4 | 14.4 | 11 | 12.9 | 11.6 | 69.77 | 163.74 | 108.72 | 0.82 | 7.23
2019 | 5 | 7 | 7:00 | 3032 | 8.7 | 9.5 | 8.4 | 8.7 | 8.3 | 8.8 | 8.4 | 10 | 12 | 10.8 | 14.2 | 12.4 | 14.4 | 11 | 12.9 | 11.6 | 69.77 | 163.74 | 108.72 | 0.82 | 7.23
2019 | 5 | 7 | 8:00 | 3033 | 10.5 | 10.1 | 8.6 | 8.7 | 9.7 | 8.9 | 8.4 | 10 | 12 | 10.8 | 14.2 | 12.4 | 14.4 | 11 | 12.9 | 11.6 | 69.77 | 163.74 | 108.72 | 0.82 | 7.23
2019 | 5 | 7 | 9:00 | 3034 | 11.5 | 10.7 | 8.6 | 10 | 10.9 | 9.7 | 8.4 | 10 | 12 | 10.8 | 14.2 | 12.4 | 14.4 | 11 | 12.9 | 11.6 | 69.77 | 163.74 | 108.72 | 0.82 | 7.23
2019 | 5 | 7 | 10:00 | 3035 | 12.4 | 12 | 9.5 | 10.9 | 11.5 | 10.9 | 8.4 | 10 | 12 | 10.8 | 14.2 | 12.4 | 14.4 | 11 | 12.9 | 11.6 | 69.77 | 163.74 | 108.72 | 0.82 | 7.23
2019 | 5 | 7 | 11:00 | 3036 | 13.2 | 12.6 | 9.5 | 10.7 | 11.7 | 11.6 | 8.4 | 10 | 12 | 10.8 | 14.2 | 12.4 | 14.4 | 11 | 12.9 | 11.6 | 69.77 | 163.74 | 108.72 | 0.82 | 7.23
2019 | 5 | 7 | 12:00 | 3037 | 13.2 | 12 | 9.6 | 10.4 | 12.1 | 12.4 | 11.2 | 10 | 12 | 10.8 | 14.2 | 12.4 | 14.4 | 11 | 12.9 | 11.6 | 69.77 | 163.74 | 108.72 | 0.82 | 7.23
2019 | 5 | 7 | 13:00 | 3038 | 13.2 | 11.5 | 9.7 | 10 | 12.3 | 12.6 | 11.2 | 10 | 12 | 10.8 | 14.2 | 12.4 | 14.4 | 11 | 12.9 | 11.6 | 69.77 | 163.74 | 108.72 | 0.82 | 7.23
2019 | 5 | 7 | 14:00 | 3039 | 13.1 | 12 | 9.3 | 9.7 | 11.8 | 12 | 11.2 | 10 | 12 | 10.8 | 14.2 | 12.4 | 14.4 | 11 | 12.9 | 11.6 | 69.77 | 163.74 | 108.72 | 0.82 | 7.23
2019 | 5 | 7 | 15:00 | 3040 | 12.4 | 11.3 | 9.3 | 9 | 10.8 | 12.3 | 11.2 | 10 | 12 | 10.8 | 14.2 | 12.4 | 14.4 | 11 | 12.9 | 11.6 | 69.77 | 163.74 | 108.72 | 0.82 | 7.23
2019 | 5 | 7 | 16:00 | 3041 | 11.4 | 11 | 8.7 | 8.4 | 10.5 | 11.4 | 11.2 | 10 | 12 | 10.8 | 14.2 | 12.4 | 14.4 | 11 | 12.9 | 11.6 | 69.77 | 163.74 | 108.72 | 0.82 | 7.23
2019 | 5 | 7 | 17:00 | 3042 | 10.1 | 10 | 8 | 7.1 | 8.7 | 10.5 | 11.2 | 10 | 12 | 10.8 | 14.2 | 12.4 | 14.4 | 11 | 12.9 | 11.6 | 69.77 | 163.74 | 108.72 | 0.82 | 7.23
2019 | 5 | 7 | 18:00 | 3043 | 7.8 | 8.1 | 6.9 | 6 | 7.3 | 8.6 | 11.2 | 10 | 12 | 10.8 | 14.2 | 12.4 | 14.4 | 11 | 12.9 | 11.6 | 69.77 | 163.74 | 108.72 | 0.82 | 7.23
2019 | 5 | 7 | 19:00 | 3044 | 5.2 | 5.7 | 6.6 | 4.5 | 5.5 | 7.1 | 11.2 | 10 | 12 | 10.8 | 14.2 | 12.4 | 14.4 | 11 | 12.9 | 11.6 | 69.77 | 163.74 | 108.72 | 0.82 | 7.23
2019 | 5 | 7 | 20:00 | 3045 | 5.1 | 4.7 | 6.7 | 3.6 | 4.3 | 6 | 11.2 | 10 | 12 | 10.8 | 14.2 | 12.4 | 14.4 | 11 | 12.9 | 11.6 | 69.77 | 163.74 | 108.72 | 0.82 | 7.23
2019 | 5 | 7 | 21:00 | 3046 | 4 | 3 | 6.6 | 3.1 | 3.7 | 5 | 11.2 | 10 | 12 | 10.8 | 14.2 | 12.4 | 14.4 | 11 | 12.9 | 11.6 | 69.77 | 163.74 | 108.72 | 0.82 | 7.23
2019 | 5 | 7 | 22:00 | 3047 | 1.9 | 2 | 6.6 | 2.5 | 3.2 | 3.6 | 11.2 | 10 | 12 | 10.8 | 14.2 | 12.4 | 14.4 | 11 | 12.9 | 11.6 | 69.77 | 163.74 | 108.72 | 0.82 | 7.23
2019 | 5 | 7 | 23:00 | 3048 | 0.1 | 1 | 6.3 | 2.3 | 3 | 2.5 | 11.2 | 10 | 12 | 10.8 | 14.2 | 12.4 | 14.4 | 11 | 12.9 | 11.6 | 69.77 | 163.74 | 108.72 | 0.82 | 7.23
2019 | 5 | 8 | 0:00 | 3049 | -2.1 | -1.8 | 6.4 | 2.1 | 3.3 | 1.7 | 8.8 | 11 | 12.2 | 11.3 | 13.7 | 13 | 14.4 | 10.8 | 12.4 | 11.8 | 70.59 | 163.08 | 109.46 | 0.97 | 7.61
2019 | 5 | 8 | 1:00 | 3050 | -2.9 | -2.5 | 6.4 | 1.8 | 2.3 | 0.1 | 8.8 | 11 | 12.2 | 11.3 | 13.7 | 13 | 14.4 | 10.8 | 12.4 | 11.8 | 70.59 | 163.08 | 109.46 | 0.97 | 7.61
2019 | 5 | 8 | 2:00 | 3051 | -2.6 | -2.9 | 6.3 | 1.5 | 2 | -0.3 | 8.8 | 11 | 12.2 | 11.3 | 13.7 | 13 | 14.4 | 10.8 | 12.4 | 11.8 | 70.59 | 163.08 | 109.46 | 0.97 | 7.61
2019 | 5 | 8 | 3:00 | 3052 | -3.3 | -0.8 | 6.3 | 1 | 1.9 | -2 | 8.8 | 11 | 12.2 | 11.3 | 13.7 | 13 | 14.4 | 10.8 | 12.4 | 11.8 | 70.59 | 163.08 | 109.46 | 0.97 | 7.61
2019 | 5 | 8 | 4:00 | 3053 | -1.9 | 0.7 | 7.2 | 3 | 2.8 | -1.5 | 8.8 | 11 | 12.2 | 11.3 | 13.7 | 13 | 14.4 | 10.8 | 12.4 | 11.8 | 70.59 | 163.08 | 109.46 | 0.97 | 7.61
2019 | 5 | 8 | 5:00 | 3054 | 3.7 | 3.9 | 8.1 | 5.4 | 5.4 | 2.9 | 8.8 | 11 | 12.2 | 11.3 | 13.7 | 13 | 14.4 | 10.8 | 12.4 | 11.8 | 70.59 | 163.08 | 109.46 | 0.97 | 7.61
2019 | 5 | 8 | 6:00 | 3055 | 6.7 | 7 | 8.9 | 6.9 | 7.3 | 5.8 | 8.8 | 11 | 12.2 | 11.3 | 13.7 | 13 | 14.4 | 10.8 | 12.4 | 11.8 | 70.59 | 163.08 | 109.46 | 0.97 | 7.61
2019 | 5 | 8 | 7:00 | 3056 | 8.6 | 9 | 9.3 | 8.2 | 9 | 8 | 8.8 | 11 | 12.2 | 11.3 | 13.7 | 13 | 14.4 | 10.8 | 12.4 | 11.8 | 70.59 | 163.08 | 109.46 | 0.97 | 7.61
2019 | 5 | 8 | 8:00 | 3057 | 10.2 | 10.5 | 9.8 | 9.6 | 10.3 | 9.2 | 8.8 | 11 | 12.2 | 11.3 | 13.7 | 13 | 14.4 | 10.8 | 12.4 | 11.8 | 70.59 | 163.08 | 109.46 | 0.97 | 7.61
2019 | 5 | 8 | 9:00 | 3058 | 11 | 11.5 | 10 | 9.8 | 11.6 | 10.2 | 8.8 | 11 | 12.2 | 11.3 | 13.7 | 13 | 14.4 | 10.8 | 12.4 | 11.8 | 70.59 | 163.08 | 109.46 | 0.97 | 7.61
2019 | 5 | 8 | 10:00 | 3059 | 11.7 | 12.1 | 10.7 | 11.5 | 13 | 11.3 | 8.8 | 11 | 12.2 | 11.3 | 13.7 | 13 | 14.4 | 10.8 | 12.4 | 11.8 | 70.59 | 163.08 | 109.46 | 0.97 | 7.61
2019 | 5 | 8 | 11:00 | 3060 | 13 | 12.8 | 11.5 | 12.3 | 13.2 | 12.1 | 8.8 | 11 | 12.2 | 11.3 | 13.7 | 13 | 14.4 | 10.8 | 12.4 | 11.8 | 70.59 | 163.08 | 109.46 | 0.97 | 7.61
2019 | 5 | 8 | 12:00 | 3061 | 13.6 | 13 | 11.5 | 13.4 | 13.6 | 13.2 | 11.6 | 11 | 12.2 | 11.3 | 13.7 | 13 | 14.4 | 10.8 | 12.4 | 11.8 | 70.59 | 163.08 | 109.46 | 0.97 | 7.61
2019 | 5 | 8 | 13:00 | 3062 | 13.1 | 13.8 | 12.5 | 12.9 | 12.3 | 13.3 | 11.6 | 11 | 12.2 | 11.3 | 13.7 | 13 | 14.4 | 10.8 | 12.4 | 11.8 | 70.59 | 163.08 | 109.46 | 0.97 | 7.61
2019 | 5 | 8 | 14:00 | 3063 | 14.1 | 13.8 | 13.3 | 11.9 | 13.8 | 14.1 | 11.6 | 11 | 12.2 | 11.3 | 13.7 | 13 | 14.4 | 10.8 | 12.4 | 11.8 | 70.59 | 163.08 | 109.46 | 0.97 | 7.61
2019 | 5 | 8 | 15:00 | 3064 | 14.6 | 14.1 | 13.5 | 13.6 | 12.3 | 13.9 | 11.6 | 11 | 12.2 | 11.3 | 13.7 | 13 | 14.4 | 10.8 | 12.4 | 11.8 | 70.59 | 163.08 | 109.46 | 0.97 | 7.61
2019 | 5 | 8 | 16:00 | 3065 | 13 | 13.6 | 12.9 | 12.2 | 13.1 | 14.1 | 11.6 | 11 | 12.2 | 11.3 | 13.7 | 13 | 14.4 | 10.8 | 12.4 | 11.8 | 70.59 | 163.08 | 109.46 | 0.97 | 7.61
2019 | 5 | 8 | 17:00 | 3066 | 13.6 | 12.6 | 12.9 | 12.9 | 12.2 | 13.3 | 11.6 | 11 | 12.2 | 11.3 | 13.7 | 13 | 14.4 | 10.8 | 12.4 | 11.8 | 70.59 | 163.08 | 109.46 | 0.97 | 7.61
2019 | 5 | 8 | 18:00 | 3067 | 11 | 9.2 | 11.3 | 9.6 | 10 | 11.9 | 11.6 | 11 | 12.2 | 11.3 | 13.7 | 13 | 14.4 | 10.8 | 12.4 | 11.8 | 70.59 | 163.08 | 109.46 | 0.97 | 7.61
2019 | 5 | 8 | 19:00 | 3068 | 4.8 | 7 | 8.8 | 5.3 | 7.1 | 9 | 11.6 | 11 | 12.2 | 11.3 | 13.7 | 13 | 14.4 | 10.8 | 12.4 | 11.8 | 70.59 | 163.08 | 109.46 | 0.97 | 7.61
2019 | 5 | 8 | 20:00 | 3069 | 5.5 | 6.1 | 7.8 | 3.5 | 5.1 | 7.3 | 11.6 | 11 | 12.2 | 11.3 | 13.7 | 13 | 14.4 | 10.8 | 12.4 | 11.8 | 70.59 | 163.08 | 109.46 | 0.97 | 7.61
2019 | 5 | 8 | 21:00 | 3070 | 3.2 | 3.7 | 6.9 | 2.2 | 4.3 | 5.7 | 11.6 | 11 | 12.2 | 11.3 | 13.7 | 13 | 14.4 | 10.8 | 12.4 | 11.8 | 70.59 | 163.08 | 109.46 | 0.97 | 7.61
2019 | 5 | 8 | 22:00 | 3071 | 2.3 | 5.2 | 6 | 1.2 | 3.8 | 5 | 11.6 | 11 | 12.2 | 11.3 | 13.7 | 13 | 14.4 | 10.8 | 12.4 | 11.8 | 70.59 | 163.08 | 109.46 | 0.97 | 7.61
2019 | 5 | 8 | 23:00 | 3072 | 0.1 | 3.3 | 4.7 | 1.1 | 4.4 | 4.8 | 11.6 | 11 | 12.2 | 11.3 | 13.7 | 13 | 14.4 | 10.8 | 12.4 | 11.8 | 70.59 | 163.08 | 109.46 | 0.97 | 7.61
2019 | 5 | 9 | 0:00 | 3073 | -0.2 | 2.3 | 5.4 | 0.5 | 4.2 | 4.4 | 8.6 | 11.3 | 12.5 | 11.6 | 13.9 | 13.3 | 15.2 | 11.3 | 13.7 | 12.1 | 68.23 | 159.75 | 110.54 | 1.05 | 6.13
2019 | 5 | 9 | 1:00 | 3074 | -0.2 | 1.4 | 5.6 | -0.3 | 3.6 | 4 | 8.6 | 11.3 | 12.5 | 11.6 | 13.9 | 13.3 | 15.2 | 11.3 | 13.7 | 12.1 | 68.23 | 159.75 | 110.54 | 1.05 | 6.13
2019 | 5 | 9 | 2:00 | 3075 | -1.7 | 0.6 | 5 | -0.6 | 3.6 | 3.5 | 8.6 | 11.3 | 12.5 | 11.6 | 13.9 | 13.3 | 15.2 | 11.3 | 13.7 | 12.1 | 68.23 | 159.75 | 110.54 | 1.05 | 6.13
2019 | 5 | 9 | 3:00 | 3076 | -1.5 | 1.2 | 5.6 | 1 | 3.7 | 2.9 | 8.6 | 11.3 | 12.5 | 11.6 | 13.9 | 13.3 | 15.2 | 11.3 | 13.7 | 12.1 | 68.23 | 159.75 | 110.54 | 1.05 | 6.13
2019 | 5 | 9 | 4:00 | 3077 | 0.7 | 3.5 | 6.6 | 5.7 | 5.4 | 5 | 8.6 | 11.3 | 12.5 | 11.6 | 13.9 | 13.3 | 15.2 | 11.3 | 13.7 | 12.1 | 68.23 | 159.75 | 110.54 | 1.05 | 6.13
2019 | 5 | 9 | 5:00 | 3078 | 7.1 | 7.3 | 8.6 | 8 | 7.3 | 7.9 | 8.6 | 11.3 | 12.5 | 11.6 | 13.9 | 13.3 | 15.2 | 11.3 | 13.7 | 12.1 | 68.23 | 159.75 | 110.54 | 1.05 | 6.13
2019 | 5 | 9 | 6:00 | 3079 | 10.1 | 10.7 | 10.8 | 11.4 | 10.1 | 10.5 | 8.6 | 11.3 | 12.5 | 11.6 | 13.9 | 13.3 | 15.2 | 11.3 | 13.7 | 12.1 | 68.23 | 159.75 | 110.54 | 1.05 | 6.13
2019 | 5 | 9 | 7:00 | 3080 | 12.1 | 13.4 | 13.9 | 13.2 | 12.7 | 12 | 8.6 | 11.3 | 12.5 | 11.6 | 13.9 | 13.3 | 15.2 | 11.3 | 13.7 | 12.1 | 68.23 | 159.75 | 110.54 | 1.05 | 6.13
2019 | 5 | 9 | 8:00 | 3081 | 13.2 | 13.8 | 14.9 | 14 | 13.8 | 12.9 | 8.6 | 11.3 | 12.5 | 11.6 | 13.9 | 13.3 | 15.2 | 11.3 | 13.7 | 12.1 | 68.23 | 159.75 | 110.54 | 1.05 | 6.13
2019 | 5 | 9 | 9:00 | 3082 | 14.5 | 14.6 | 15.5 | 14.8 | 14.7 | 13.1 | 8.6 | 11.3 | 12.5 | 11.6 | 13.9 | 13.3 | 15.2 | 11.3 | 13.7 | 12.1 | 68.23 | 159.75 | 110.54 | 1.05 | 6.13
2019 | 5 | 9 | 10:00 | 3083 | 15.4 | 15.3 | 16.4 | 16.2 | 15.3 | 13.7 | 8.6 | 11.3 | 12.5 | 11.6 | 13.9 | 13.3 | 15.2 | 11.3 | 13.7 | 12.1 | 68.23 | 159.75 | 110.54 | 1.05 | 6.13
2019 | 5 | 9 | 11:00 | 3084 | 15.8 | 16.6 | 17.2 | 16.3 | 15.7 | 15.2 | 8.6 | 11.3 | 12.5 | 11.6 | 13.9 | 13.3 | 15.2 | 11.3 | 13.7 | 12.1 | 68.23 | 159.75 | 110.54 | 1.05 | 6.13
2019 | 5 | 9 | 12:00 | 3085 | 16.6 | 17 | 18.2 | 16.9 | 16.9 | 15.8 | 12.2 | 11.3 | 12.5 | 11.6 | 13.9 | 13.3 | 15.2 | 11.3 | 13.7 | 12.1 | 68.23 | 159.75 | 110.54 | 1.05 | 6.13
2019 | 5 | 9 | 13:00 | 3086 | 16.5 | 17.1 | 18.4 | 17.4 | 16.5 | 15.3 | 12.2 | 11.3 | 12.5 | 11.6 | 13.9 | 13.3 | 15.2 | 11.3 | 13.7 | 12.1 | 68.23 | 159.75 | 110.54 | 1.05 | 6.13
2019 | 5 | 9 | 14:00 | 3087 | 16.9 | 16.9 | 18.7 | 17.1 | 16.7 | 14.9 | 12.2 | 11.3 | 12.5 | 11.6 | 13.9 | 13.3 | 15.2 | 11.3 | 13.7 | 12.1 | 68.23 | 159.75 | 110.54 | 1.05 | 6.13
2019 | 5 | 9 | 15:00 | 3088 | 17 | 17.1 | 17.7 | 16.6 | 16.2 | 14.6 | 12.2 | 11.3 | 12.5 | 11.6 | 13.9 | 13.3 | 15.2 | 11.3 | 13.7 | 12.1 | 68.23 | 159.75 | 110.54 | 1.05 | 6.13
2019 | 5 | 9 | 16:00 | 3089 | 15 | 16 | 17.8 | 16.8 | 15.6 | 14.2 | 12.2 | 11.3 | 12.5 | 11.6 | 13.9 | 13.3 | 15.2 | 11.3 | 13.7 | 12.1 | 68.23 | 159.75 | 110.54 | 1.05 | 6.13
2019 | 5 | 9 | 17:00 | 3090 | 15 | 15 | 16.6 | 16.3 | 15.6 | 13.7 | 12.2 | 11.3 | 12.5 | 11.6 | 13.9 | 13.3 | 15.2 | 11.3 | 13.7 | 12.1 | 68.23 | 159.75 | 110.54 | 1.05 | 6.13
2019 | 5 | 9 | 18:00 | 3091 | 13 | 13.4 | 15.9 | 14.9 | 14.8 | 12.9 | 12.2 | 11.3 | 12.5 | 11.6 | 13.9 | 13.3 | 15.2 | 11.3 | 13.7 | 12.1 | 68.23 | 159.75 | 110.54 | 1.05 | 6.13
2019 | 5 | 9 | 19:00 | 3092 | 11.4 | 10 | 12.8 | 11.3 | 13.1 | 11.9 | 12.2 | 11.3 | 12.5 | 11.6 | 13.9 | 13.3 | 15.2 | 11.3 | 13.7 | 12.1 | 68.23 | 159.75 | 110.54 | 1.05 | 6.13
2019 | 5 | 9 | 20:00 | 3093 | 10 | 7.2 | 12 | 8.2 | 11.8 | 11.1 | 12.2 | 11.3 | 12.5 | 11.6 | 13.9 | 13.3 | 15.2 | 11.3 | 13.7 | 12.1 | 68.23 | 159.75 | 110.54 | 1.05 | 6.13
2019 | 5 | 9 | 21:00 | 3094 | 9.3 | 8.1 | 11 | 8 | 11.9 | 10.6 | 12.2 | 11.3 | 12.5 | 11.6 | 13.9 | 13.3 | 15.2 | 11.3 | 13.7 | 12.1 | 68.23 | 159.75 | 110.54 | 1.05 | 6.13
2019 | 5 | 9 | 22:00 | 3095 | 8.3 | 7 | 10.6 | 7.4 | 12.1 | 9.1 | 12.2 | 11.3 | 12.5 | 11.6 | 13.9 | 13.3 | 15.2 | 11.3 | 13.7 | 12.1 | 68.23 | 159.75 | 110.54 | 1.05 | 6.13
2019 | 5 | 9 | 23:00 | 3096 | 7.1 | 5.1 | 10.8 | 7.2 | 11.9 | 7.6 | 12.2 | 11.3 | 12.5 | 11.6 | 13.9 | 13.3 | 15.2 | 11.3 | 13.7 | 12.1 | 68.23 | 159.75 | 110.54 | 1.05 | 6.13
2019 | 5 | 10 | 0:00 | 3097 | 6.1 | 5.6 | 10.7 | 7.3 | 9.5 | 6.9 | 9.6 | 11.4 | 12.8 | 12.3 | 14.1 | 14.1 | 15.3 | 11.7 | 14.8 | 12.6 | 70.66 | 167.96 | 109.49 | 1.06 | 6.3
2019 | 5 | 10 | 1:00 | 3098 | 5.3 | 5.3 | 9.4 | 7.5 | 9.5 | 5.6 | 9.6 | 11.4 | 12.8 | 12.3 | 14.1 | 14.1 | 15.3 | 11.7 | 14.8 | 12.6 | 70.66 | 167.96 | 109.49 | 1.06 | 6.3
2019 | 5 | 10 | 2:00 | 3099 | 3.9 | 5.9 | 8.3 | 8.5 | 9.9 | 4.8 | 9.6 | 11.4 | 12.8 | 12.3 | 14.1 | 14.1 | 15.3 | 11.7 | 14.8 | 12.6 | 70.66 | 167.96 | 109.49 | 1.06 | 6.3
2019 | 5 | 10 | 3:00 | 3100 | 4.5 | 4.6 | 7.8 | 8.1 | 9.5 | 5.1 | 9.6 | 11.4 | 12.8 | 12.3 | 14.1 | 14.1 | 15.3 | 11.7 | 14.8 | 12.6 | 70.66 | 167.96 | 109.49 | 1.06 | 6.3
2019 | 5 | 10 | 4:00 | 3101 | 5.3 | 6.5 | 9.3 | 9.3 | 9.9 | 6.1 | 9.6 | 11.4 | 12.8 | 12.3 | 14.1 | 14.1 | 15.3 | 11.7 | 14.8 | 12.6 | 70.66 | 167.96 | 109.49 | 1.06 | 6.3
2019 | 5 | 10 | 5:00 | 3102 | 7.9 | 9.3 | 10.9 | 10.8 | 10.9 | 7.7 | 9.6 | 11.4 | 12.8 | 12.3 | 14.1 | 14.1 | 15.3 | 11.7 | 14.8 | 12.6 | 70.66 | 167.96 | 109.49 | 1.06 | 6.3
2019 | 5 | 10 | 6:00 | 3103 | 9.9 | 9.8 | 12.1 | 12.4 | 11.7 | 9.2 | 9.6 | 11.4 | 12.8 | 12.3 | 14.1 | 14.1 | 15.3 | 11.7 | 14.8 | 12.6 | 70.66 | 167.96 | 109.49 | 1.06 | 6.3
2019 | 5 | 10 | 7:00 | 3104 | 12.4 | 10.7 | 13.1 | 14.6 | 12.3 | 11.7 | 9.6 | 11.4 | 12.8 | 12.3 | 14.1 | 14.1 | 15.3 | 11.7 | 14.8 | 12.6 | 70.66 | 167.96 | 109.49 | 1.06 | 6.3
2019 | 5 | 10 | 8:00 | 3105 | 15.2 | 12.3 | 12.5 | 16.2 | 12.6 | 13 | 9.6 | 11.4 | 12.8 | 12.3 | 14.1 | 14.1 | 15.3 | 11.7 | 14.8 | 12.6 | 70.66 | 167.96 | 109.49 | 1.06 | 6.3
2019 | 5 | 10 | 9:00 | 3106 | 16.9 | 14.9 | 11.2 | 17.1 | 13.6 | 13.9 | 9.6 | 11.4 | 12.8 | 12.3 | 14.1 | 14.1 | 15.3 | 11.7 | 14.8 | 12.6 | 70.66 | 167.96 | 109.49 | 1.06 | 6.3
2019 | 5 | 10 | 10:00 | 3107 | 17.8 | 16.9 | 12.4 | 16.7 | 15.2 | 14.7 | 9.6 | 11.4 | 12.8 | 12.3 | 14.1 | 14.1 | 15.3 | 11.7 | 14.8 | 12.6 | 70.66 | 167.96 | 109.49 | 1.06 | 6.3
2019 | 5 | 10 | 11:00 | 3108 | 17.4 | 17.9 | 12.1 | 16.5 | 16 | 17 | 9.6 | 11.4 | 12.8 | 12.3 | 14.1 | 14.1 | 15.3 | 11.7 | 14.8 | 12.6 | 70.66 | 167.96 | 109.49 | 1.06 | 6.3
2019 | 5 | 10 | 12:00 | 3109 | 18.3 | 18 | 12.5 | 17.1 | 17.4 | 17.4 | 12.2 | 11.4 | 12.8 | 12.3 | 14.1 | 14.1 | 15.3 | 11.7 | 14.8 | 12.6 | 70.66 | 167.96 | 109.49 | 1.06 | 6.3
2019 | 5 | 10 | 13:00 | 3110 | 17.9 | 17.9 | 12.2 | 17.5 | 17.8 | 17.4 | 12.2 | 11.4 | 12.8 | 12.3 | 14.1 | 14.1 | 15.3 | 11.7 | 14.8 | 12.6 | 70.66 | 167.96 | 109.49 | 1.06 | 6.3
2019 | 5 | 10 | 14:00 | 3111 | 17.8 | 19.1 | 11.8 | 17.8 | 18.1 | 17.5 | 12.2 | 11.4 | 12.8 | 12.3 | 14.1 | 14.1 | 15.3 | 11.7 | 14.8 | 12.6 | 70.66 | 167.96 | 109.49 | 1.06 | 6.3
2019 | 5 | 10 | 15:00 | 3112 | 17 | 16.3 | 12.9 | 16.2 | 18.6 | 17 | 12.2 | 11.4 | 12.8 | 12.3 | 14.1 | 14.1 | 15.3 | 11.7 | 14.8 | 12.6 | 70.66 | 167.96 | 109.49 | 1.06 | 6.3
2019 | 5 | 10 | 16:00 | 3113 | 16.2 | 15.6 | 13.8 | 16 | 17 | 16.5 | 12.2 | 11.4 | 12.8 | 12.3 | 14.1 | 14.1 | 15.3 | 11.7 | 14.8 | 12.6 | 70.66 | 167.96 | 109.49 | 1.06 | 6.3
2019 | 5 | 10 | 17:00 | 3114 | 15 | 15.1 | 13 | 14.7 | 16.4 | 16.2 | 12.2 | 11.4 | 12.8 | 12.3 | 14.1 | 14.1 | 15.3 | 11.7 | 14.8 | 12.6 | 70.66 | 167.96 | 109.49 | 1.06 | 6.3
2019 | 5 | 10 | 18:00 | 3115 | 14.2 | 13.7 | 13.1 | 13.3 | 15.8 | 14.9 | 12.2 | 11.4 | 12.8 | 12.3 | 14.1 | 14.1 | 15.3 | 11.7 | 14.8 | 12.6 | 70.66 | 167.96 | 109.49 | 1.06 | 6.3
2019 | 5 | 10 | 19:00 | 3116 | 12 | 12.7 | 12.8 | 11.8 | 14.9 | 13 | 12.2 | 11.4 | 12.8 | 12.3 | 14.1 | 14.1 | 15.3 | 11.7 | 14.8 | 12.6 | 70.66 | 167.96 | 109.49 | 1.06 | 6.3
2019 | 5 | 10 | 20:00 | 3117 | 11.2 | 11.8 | 11.8 | 11.1 | 13.3 | 12 | 12.2 | 11.4 | 12.8 | 12.3 | 14.1 | 14.1 | 15.3 | 11.7 | 14.8 | 12.6 | 70.66 | 167.96 | 109.49 | 1.06 | 6.3
2019 | 5 | 10 | 21:00 | 3118 | 9.3 | 11 | 11.8 | 10.2 | 12.9 | 11.3 | 12.2 | 11.4 | 12.8 | 12.3 | 14.1 | 14.1 | 15.3 | 11.7 | 14.8 | 12.6 | 70.66 | 167.96 | 109.49 | 1.06 | 6.3
2019 | 5 | 10 | 22:00 | 3119 | 9.6 | 10.8 | 11.6 | 10.1 | 12.3 | 10.3 | 12.2 | 11.4 | 12.8 | 12.3 | 14.1 | 14.1 | 15.3 | 11.7 | 14.8 | 12.6 | 70.66 | 167.96 | 109.49 | 1.06 | 6.3
2019 | 5 | 10 | 23:00 | 3120 | 10.3 | 10.7 | 11 | 10.5 | 11.9 | 9.7 | 12.2 | 11.4 | 12.8 | 12.3 | 14.1 | 14.1 | 15.3 | 11.7 | 14.8 | 12.6 | 70.66 | 167.96 | 109.49 | 1.06 | 6.3
2019 | 5 | 11 | 0:00 | 3121 | 10 | 10.7 | 9.6 | 10 | 11.6 | 9.1 | 9.6 | 11.5 | 13.4 | 12.9 | 14.5 | 14.2 | 15.4 | 11.9 | 14.6 | 12.6 | 69.6 | 165.34 | 111.09 | 1.07 | 5.52
2019 | 5 | 11 | 1:00 | 3122 | 9.4 | 10.8 | 9.8 | 9.7 | 11.5 | 9.3 | 9.6 | 11.5 | 13.4 | 12.9 | 14.5 | 14.2 | 15.4 | 11.9 | 14.6 | 12.6 | 69.6 | 165.34 | 111.09 | 1.07 | 5.52
2019 | 5 | 11 | 2:00 | 3123 | 10.5 | 10.9 | 9.7 | 9.4 | 11.4 | 8.1 | 9.6 | 11.5 | 13.4 | 12.9 | 14.5 | 14.2 | 15.4 | 11.9 | 14.6 | 12.6 | 69.6 | 165.34 | 111.09 | 1.07 | 5.52
2019 | 5 | 11 | 3:00 | 3124 | 10.4 | 10.6 | 8.1 | 9.5 | 11.7 | 7.8 | 9.6 | 11.5 | 13.4 | 12.9 | 14.5 | 14.2 | 15.4 | 11.9 | 14.6 | 12.6 | 69.6 | 165.34 | 111.09 | 1.07 | 5.52
2019 | 5 | 11 | 4:00 | 3125 | 10.6 | 10.8 | 8.8 | 9.8 | 11.6 | 9.6 | 9.6 | 11.5 | 13.4 | 12.9 | 14.5 | 14.2 | 15.4 | 11.9 | 14.6 | 12.6 | 69.6 | 165.34 | 111.09 | 1.07 | 5.52
2019 | 5 | 11 | 5:00 | 3126 | 11 | 11.1 | 12.1 | 10.9 | 11.5 | 10.3 | 9.6 | 11.5 | 13.4 | 12.9 | 14.5 | 14.2 | 15.4 | 11.9 | 14.6 | 12.6 | 69.6 | 165.34 | 111.09 | 1.07 | 5.52
2019 | 5 | 11 | 6:00 | 3127 | 11.3 | 11.5 | 12.5 | 12 | 12.1 | 12.4 | 9.6 | 11.5 | 13.4 | 12.9 | 14.5 | 14.2 | 15.4 | 11.9 | 14.6 | 12.6 | 69.6 | 165.34 | 111.09 | 1.07 | 5.52
2019 | 5 | 11 | 7:00 | 3128 | 11.5 | 11.8 | 10.7 | 12.6 | 12.4 | 13.7 | 9.6 | 11.5 | 13.4 | 12.9 | 14.5 | 14.2 | 15.4 | 11.9 | 14.6 | 12.6 | 69.6 | 165.34 | 111.09 | 1.07 | 5.52
2019 | 5 | 11 | 8:00 | 3129 | 12.2 | 12.2 | 10.1 | 12.8 | 12 | 14.6 | 9.6 | 11.5 | 13.4 | 12.9 | 14.5 | 14.2 | 15.4 | 11.9 | 14.6 | 12.6 | 69.6 | 165.34 | 111.09 | 1.07 | 5.52
2019 | 5 | 11 | 9:00 | 3130 | 12.9 | 12.3 | 10.5 | 13 | 12.2 | 14.8 | 9.6 | 11.5 | 13.4 | 12.9 | 14.5 | 14.2 | 15.4 | 11.9 | 14.6 | 12.6 | 69.6 | 165.34 | 111.09 | 1.07 | 5.52
2019 | 5 | 11 | 10:00 | 3131 | 13.3 | 12.2 | 11.6 | 13 | 12.4 | 13.9 | 9.6 | 11.5 | 13.4 | 12.9 | 14.5 | 14.2 | 15.4 | 11.9 | 14.6 | 12.6 | 69.6 | 165.34 | 111.09 | 1.07 | 5.52
2019 | 5 | 11 | 11:00 | 3132 | 15 | 13.5 | 10.6 | 13 | 12.8 | 12.4 | 9.6 | 11.5 | 13.4 | 12.9 | 14.5 | 14.2 | 15.4 | 11.9 | 14.6 | 12.6 | 69.6 | 165.34 | 111.09 | 1.07 | 5.52
2019 | 5 | 11 | 12:00 | 3133 | 16.4 | 14.7 | 9.8 | 13.4 | 13.7 | 13.2 | 10.8 | 11.5 | 13.4 | 12.9 | 14.5 | 14.2 | 15.4 | 11.9 | 14.6 | 12.6 | 69.6 | 165.34 | 111.09 | 1.07 | 5.52
2019 | 5 | 11 | 13:00 | 3134 | 17.9 | 16.7 | 9 | 14.2 | 15 | 14.5 | 10.8 | 11.5 | 13.4 | 12.9 | 14.5 | 14.2 | 15.4 | 11.9 | 14.6 | 12.6 | 69.6 | 165.34 | 111.09 | 1.07 | 5.52
2019 | 5 | 11 | 14:00 | 3135 | 17.6 | 17.8 | 8.8 | 14.8 | 16.1 | 15.1 | 10.8 | 11.5 | 13.4 | 12.9 | 14.5 | 14.2 | 15.4 | 11.9 | 14.6 | 12.6 | 69.6 | 165.34 | 111.09 | 1.07 | 5.52
2019 | 5 | 11 | 15:00 | 3136 | 12.1 | 15 | 8.6 | 15.8 | 16.3 | 14.7 | 10.8 | 11.5 | 13.4 | 12.9 | 14.5 | 14.2 | 15.4 | 11.9 | 14.6 | 12.6 | 69.6 | 165.34 | 111.09 | 1.07 | 5.52
2019 | 5 | 11 | 16:00 | 3137 | 13.8 | 12.7 | 8.5 | 15.7 | 15.9 | 15.2 | 10.8 | 11.5 | 13.4 | 12.9 | 14.5 | 14.2 | 15.4 | 11.9 | 14.6 | 12.6 | 69.6 | 165.34 | 111.09 | 1.07 | 5.52
2019 | 5 | 11 | 17:00 | 3138 | 14.1 | 13.6 | 8.1 | 14.9 | 14.7 | 14.6 | 10.8 | 11.5 | 13.4 | 12.9 | 14.5 | 14.2 | 15.4 | 11.9 | 14.6 | 12.6 | 69.6 | 165.34 | 111.09 | 1.07 | 5.52
2019 | 5 | 11 | 18:00 | 3139 | 13 | 13 | 7.7 | 13.4 | 13.5 | 13.4 | 10.8 | 11.5 | 13.4 | 12.9 | 14.5 | 14.2 | 15.4 | 11.9 | 14.6 | 12.6 | 69.6 | 165.34 | 111.09 | 1.07 | 5.52
2019 | 5 | 11 | 19:00 | 3140 | 11.6 | 11.6 | 7.7 | 10.3 | 11.3 | 12.4 | 10.8 | 11.5 | 13.4 | 12.9 | 14.5 | 14.2 | 15.4 | 11.9 | 14.6 | 12.6 | 69.6 | 165.34 | 111.09 | 1.07 | 5.52
2019 | 5 | 11 | 20:00 | 3141 | 10.5 | 10.2 | 7.6 | 8.1 | 10.3 | 11.9 | 10.8 | 11.5 | 13.4 | 12.9 | 14.5 | 14.2 | 15.4 | 11.9 | 14.6 | 12.6 | 69.6 | 165.34 | 111.09 | 1.07 | 5.52
2019 | 5 | 11 | 21:00 | 3142 | 9.4 | 8.8 | 7.2 | 7.5 | 10.2 | 10.9 | 10.8 | 11.5 | 13.4 | 12.9 | 14.5 | 14.2 | 15.4 | 11.9 | 14.6 | 12.6 | 69.6 | 165.34 | 111.09 | 1.07 | 5.52
2019 | 5 | 11 | 22:00 | 3143 | 8 | 7.7 | 6.2 | 7.5 | 9.1 | 10.2 | 10.8 | 11.5 | 13.4 | 12.9 | 14.5 | 14.2 | 15.4 | 11.9 | 14.6 | 12.6 | 69.6 | 165.34 | 111.09 | 1.07 | 5.52
2019 | 5 | 11 | 23:00 | 3144 | 7.6 | 7.7 | 6.2 | 7.5 | 8.5 | 9.2 | 10.8 | 11.5 | 13.4 | 12.9 | 14.5 | 14.2 | 15.4 | 11.9 | 14.6 | 12.6 | 69.6 | 165.34 | 111.09 | 1.07 | 5.52
2019 | 5 | 12 | 0:00 | 3145 | 6.9 | 7.4 | 6.5 | 7.5 | 8.2 | 8.1 | 9.2 | 11 | 13.5 | 12.5 | 15.7 | 14.3 | 15.8 | 11.9 | 14.6 | 13.5 | 68.01 | 165.08 | 112.1 | 1.11 | 6.04
2019 | 5 | 12 | 1:00 | 3146 | 7.2 | 7.5 | 6.5 | 6.9 | 7.7 | 7 | 9.2 | 11 | 13.5 | 12.5 | 15.7 | 14.3 | 15.8 | 11.9 | 14.6 | 13.5 | 68.01 | 165.08 | 112.1 | 1.11 | 6.04
2019 | 5 | 12 | 2:00 | 3147 | 7.4 | 7.5 | 7.5 | 5.4 | 7.5 | 6.6 | 9.2 | 11 | 13.5 | 12.5 | 15.7 | 14.3 | 15.8 | 11.9 | 14.6 | 13.5 | 68.01 | 165.08 | 112.1 | 1.11 | 6.04
2019 | 5 | 12 | 3:00 | 3148 | 7.7 | 7.6 | 7.2 | 5.6 | 7.6 | 6.7 | 9.2 | 11 | 13.5 | 12.5 | 15.7 | 14.3 | 15.8 | 11.9 | 14.6 | 13.5 | 68.01 | 165.08 | 112.1 | 1.11 | 6.04
2019 | 5 | 12 | 4:00 | 3149 | 7.5 | 7.4 | 8.3 | 6.3 | 7.7 | 6.9 | 9.2 | 11 | 13.5 | 12.5 | 15.7 | 14.3 | 15.8 | 11.9 | 14.6 | 13.5 | 68.01 | 165.08 | 112.1 | 1.11 | 6.04
2019 | 5 | 12 | 5:00 | 3150 | 7.8 | 7.7 | 9.1 | 7.3 | 8.7 | 7.1 | 9.2 | 11 | 13.5 | 12.5 | 15.7 | 14.3 | 15.8 | 11.9 | 14.6 | 13.5 | 68.01 | 165.08 | 112.1 | 1.11 | 6.04
2019 | 5 | 12 | 6:00 | 3151 | 8.3 | 8.1 | 9.7 | 9.1 | 10.4 | 7.3 | 9.2 | 11 | 13.5 | 12.5 | 15.7 | 14.3 | 15.8 | 11.9 | 14.6 | 13.5 | 68.01 | 165.08 | 112.1 | 1.11 | 6.04
2019 | 5 | 12 | 7:00 | 3152 | 9.1 | 9.1 | 10.1 | 11.1 | 12.2 | 7.9 | 9.2 | 11 | 13.5 | 12.5 | 15.7 | 14.3 | 15.8 | 11.9 | 14.6 | 13.5 | 68.01 | 165.08 | 112.1 | 1.11 | 6.04
2019 | 5 | 12 | 8:00 | 3153 | 10.6 | 9.5 | 10.9 | 13.4 | 13.7 | 8.5 | 9.2 | 11 | 13.5 | 12.5 | 15.7 | 14.3 | 15.8 | 11.9 | 14.6 | 13.5 | 68.01 | 165.08 | 112.1 | 1.11 | 6.04
2019 | 5 | 12 | 9:00 | 3154 | 13.2 | 11.6 | 11.8 | 15 | 15.4 | 10.3 | 9.2 | 11 | 13.5 | 12.5 | 15.7 | 14.3 | 15.8 | 11.9 | 14.6 | 13.5 | 68.01 | 165.08 | 112.1 | 1.11 | 6.04
2019 | 5 | 12 | 10:00 | 3155 | 15.4 | 12.8 | 11.2 | 16.8 | 16.1 | 14 | 9.2 | 11 | 13.5 | 12.5 | 15.7 | 14.3 | 15.8 | 11.9 | 14.6 | 13.5 | 68.01 | 165.08 | 112.1 | 1.11 | 6.04
2019 | 5 | 12 | 11:00 | 3156 | 17.3 | 13.6 | 10.5 | 17.6 | 17 | 15.8 | 9.2 | 11 | 13.5 | 12.5 | 15.7 | 14.3 | 15.8 | 11.9 | 14.6 | 13.5 | 68.01 | 165.08 | 112.1 | 1.11 | 6.04
2019 | 5 | 12 | 12:00 | 3157 | 17.8 | 15.8 | 10.5 | 18.6 | 18.5 | 17.1 | 11 | 11 | 13.5 | 12.5 | 15.7 | 14.3 | 15.8 | 11.9 | 14.6 | 13.5 | 68.01 | 165.08 | 112.1 | 1.11 | 6.04
2019 | 5 | 12 | 13:00 | 3158 | 18.7 | 16.9 | 10.5 | 17.5 | 19.2 | 18.4 | 11 | 11 | 13.5 | 12.5 | 15.7 | 14.3 | 15.8 | 11.9 | 14.6 | 13.5 | 68.01 | 165.08 | 112.1 | 1.11 | 6.04
2019 | 5 | 12 | 14:00 | 3159 | 18.9 | 17.1 | 9.8 | 17.3 | 17.9 | 19.2 | 11 | 11 | 13.5 | 12.5 | 15.7 | 14.3 | 15.8 | 11.9 | 14.6 | 13.5 | 68.01 | 165.08 | 112.1 | 1.11 | 6.04
2019 | 5 | 12 | 15:00 | 3160 | 19 | 17.3 | 9.2 | 17.3 | 19.4 | 18.4 | 11 | 11 | 13.5 | 12.5 | 15.7 | 14.3 | 15.8 | 11.9 | 14.6 | 13.5 | 68.01 | 165.08 | 112.1 | 1.11 | 6.04
2019 | 5 | 12 | 16:00 | 3161 | 18.2 | 17.6 | 9 | 16.1 | 18 | 17.5 | 11 | 11 | 13.5 | 12.5 | 15.7 | 14.3 | 15.8 | 11.9 | 14.6 | 13.5 | 68.01 | 165.08 | 112.1 | 1.11 | 6.04
2019 | 5 | 12 | 17:00 | 3162 | 17.4 | 16.4 | 9.5 | 15.1 | 16.2 | 16.2 | 11 | 11 | 13.5 | 12.5 | 15.7 | 14.3 | 15.8 | 11.9 | 14.6 | 13.5 | 68.01 | 165.08 | 112.1 | 1.11 | 6.04
2019 | 5 | 12 | 18:00 | 3163 | 15.3 | 14.6 | 8.7 | 13.6 | 14.5 | 15 | 11 | 11 | 13.5 | 12.5 | 15.7 | 14.3 | 15.8 | 11.9 | 14.6 | 13.5 | 68.01 | 165.08 | 112.1 | 1.11 | 6.04
2019 | 5 | 12 | 19:00 | 3164 | 10.6 | 12.3 | 8.5 | 12.2 | 13.4 | 13 | 11 | 11 | 13.5 | 12.5 | 15.7 | 14.3 | 15.8 | 11.9 | 14.6 | 13.5 | 68.01 | 165.08 | 112.1 | 1.11 | 6.04
2019 | 5 | 12 | 20:00 | 3165 | 9.2 | 10.3 | 8.3 | 10.8 | 13.9 | 11.6 | 11 | 11 | 13.5 | 12.5 | 15.7 | 14.3 | 15.8 | 11.9 | 14.6 | 13.5 | 68.01 | 165.08 | 112.1 | 1.11 | 6.04
2019 | 5 | 12 | 21:00 | 3166 | 8.6 | 8.8 | 8.2 | 10.3 | 12.4 | 10.7 | 11 | 11 | 13.5 | 12.5 | 15.7 | 14.3 | 15.8 | 11.9 | 14.6 | 13.5 | 68.01 | 165.08 | 112.1 | 1.11 | 6.04
2019 | 5 | 12 | 22:00 | 3167 | 7.4 | 8.2 | 8.4 | 9.7 | 11.2 | 9.6 | 11 | 11 | 13.5 | 12.5 | 15.7 | 14.3 | 15.8 | 11.9 | 14.6 | 13.5 | 68.01 | 165.08 | 112.1 | 1.11 | 6.04
2019 | 5 | 12 | 23:00 | 3168 | 8 | 8.1 | 8.2 | 9.5 | 10.6 | 9.4 | 11 | 11 | 13.5 | 12.5 | 15.7 | 14.3 | 15.8 | 11.9 | 14.6 | 13.5 | 68.01 | 165.08 | 112.1 | 1.11 | 6.04
2019 | 5 | 13 | 0:00 | 3169 | 8.3 | 8.6 | 7.7 | 7.4 | 9.7 | 8.3 | 9.4 | 11.5 | 13.1 | 12.2 | 17.3 | 14.3 | 14.8 | 11.8 | 13.8 | 13 | 69.99 | 171.03 | 109.3 | 1.13 | 5.67
2019 | 5 | 13 | 1:00 | 3170 | 7.9 | 8.8 | 7.4 | 7.4 | 9.1 | 8.5 | 9.4 | 11.5 | 13.1 | 12.2 | 17.3 | 14.3 | 14.8 | 11.8 | 13.8 | 13 | 69.99 | 171.03 | 109.3 | 1.13 | 5.67
2019 | 5 | 13 | 2:00 | 3171 | 7.7 | 8.7 | 7.2 | 6.7 | 9.3 | 7.7 | 9.4 | 11.5 | 13.1 | 12.2 | 17.3 | 14.3 | 14.8 | 11.8 | 13.8 | 13 | 69.99 | 171.03 | 109.3 | 1.13 | 5.67
2019 | 5 | 13 | 3:00 | 3172 | 8.5 | 8.7 | 7 | 6.5 | 9.1 | 7.5 | 9.4 | 11.5 | 13.1 | 12.2 | 17.3 | 14.3 | 14.8 | 11.8 | 13.8 | 13 | 69.99 | 171.03 | 109.3 | 1.13 | 5.67
2019 | 5 | 13 | 4:00 | 3173 | 9.1 | 9.2 | 7.3 | 6.7 | 8.9 | 8.8 | 9.4 | 11.5 | 13.1 | 12.2 | 17.3 | 14.3 | 14.8 | 11.8 | 13.8 | 13 | 69.99 | 171.03 | 109.3 | 1.13 | 5.67
2019 | 5 | 13 | 5:00 | 3174 | 9.4 | 9.3 | 7.4 | 6.9 | 8.1 | 10.4 | 9.4 | 11.5 | 13.1 | 12.2 | 17.3 | 14.3 | 14.8 | 11.8 | 13.8 | 13 | 69.99 | 171.03 | 109.3 | 1.13 | 5.67
2019 | 5 | 13 | 6:00 | 3175 | 8.9 | 9.4 | 8 | 7.1 | 7.8 | 13.4 | 9.4 | 11.5 | 13.1 | 12.2 | 17.3 | 14.3 | 14.8 | 11.8 | 13.8 | 13 | 69.99 | 171.03 | 109.3 | 1.13 | 5.67
2019 | 5 | 13 | 7:00 | 3176 | 8.7 | 9.3 | 9.1 | 7.4 | 7.8 | 15.7 | 9.4 | 11.5 | 13.1 | 12.2 | 17.3 | 14.3 | 14.8 | 11.8 | 13.8 | 13 | 69.99 | 171.03 | 109.3 | 1.13 | 5.67
2019 | 5 | 13 | 8:00 | 3177 | 8.4 | 9 | 9.8 | 7.6 | 7.9 | 16.4 | 9.4 | 11.5 | 13.1 | 12.2 | 17.3 | 14.3 | 14.8 | 11.8 | 13.8 | 13 | 69.99 | 171.03 | 109.3 | 1.13 | 5.67
2019 | 5 | 13 | 9:00 | 3178 | 8.6 | 8.9 | 9.9 | 7.9 | 8.1 | 17.1 | 9.4 | 11.5 | 13.1 | 12.2 | 17.3 | 14.3 | 14.8 | 11.8 | 13.8 | 13 | 69.99 | 171.03 | 109.3 | 1.13 | 5.67
2019 | 5 | 13 | 10:00 | 3179 | 9.3 | 8.9 | 9.7 | 8.1 | 8.1 | 18.8 | 9.4 | 11.5 | 13.1 | 12.2 | 17.3 | 14.3 | 14.8 | 11.8 | 13.8 | 13 | 69.99 | 171.03 | 109.3 | 1.13 | 5.67
2019 | 5 | 13 | 11:00 | 3180 | 9.4 | 9.4 | 9.5 | 8.2 | 8.2 | 17.4 | 9.4 | 11.5 | 13.1 | 12.2 | 17.3 | 14.3 | 14.8 | 11.8 | 13.8 | 13 | 69.99 | 171.03 | 109.3 | 1.13 | 5.67
2019 | 5 | 13 | 12:00 | 3181 | 9.8 | 9.1 | 8.9 | 8.7 | 8 | 16.2 | 10.8 | 11.5 | 13.1 | 12.2 | 17.3 | 14.3 | 14.8 | 11.8 | 13.8 | 13 | 69.99 | 171.03 | 109.3 | 1.13 | 5.67
2019 | 5 | 13 | 13:00 | 3182 | 9.7 | 9.3 | 9.4 | 8.3 | 8.3 | 14.5 | 10.8 | 11.5 | 13.1 | 12.2 | 17.3 | 14.3 | 14.8 | 11.8 | 13.8 | 13 | 69.99 | 171.03 | 109.3 | 1.13 | 5.67
2019 | 5 | 13 | 14:00 | 3183 | 9.7 | 9 | 9.4 | 8.1 | 8.2 | 12.8 | 10.8 | 11.5 | 13.1 | 12.2 | 17.3 | 14.3 | 14.8 | 11.8 | 13.8 | 13 | 69.99 | 171.03 | 109.3 | 1.13 | 5.67
2019 | 5 | 13 | 15:00 | 3184 | 9.1 | 9 | 9 | 7.4 | 7.9 | 11.1 | 10.8 | 11.5 | 13.1 | 12.2 | 17.3 | 14.3 | 14.8 | 11.8 | 13.8 | 13 | 69.99 | 171.03 | 109.3 | 1.13 | 5.67
2019 | 5 | 13 | 16:00 | 3185 | 8.8 | 9 | 8.1 | 7.2 | 7.5 | 9.7 | 10.8 | 11.5 | 13.1 | 12.2 | 17.3 | 14.3 | 14.8 | 11.8 | 13.8 | 13 | 69.99 | 171.03 | 109.3 | 1.13 | 5.67
2019 | 5 | 13 | 17:00 | 3186 | 8.7 | 8.3 | 8.2 | 7.2 | 7.3 | 8.9 | 10.8 | 11.5 | 13.1 | 12.2 | 17.3 | 14.3 | 14.8 | 11.8 | 13.8 | 13 | 69.99 | 171.03 | 109.3 | 1.13 | 5.67
2019 | 5 | 13 | 18:00 | 3187 | 8.4 | 7.8 | 7.6 | 6.8 | 6.7 | 8.1 | 10.8 | 11.5 | 13.1 | 12.2 | 17.3 | 14.3 | 14.8 | 11.8 | 13.8 | 13 | 69.99 | 171.03 | 109.3 | 1.13 | 5.67
2019 | 5 | 13 | 19:00 | 3188 | 8.2 | 7.5 | 7.6 | 6.4 | 6.5 | 7.8 | 10.8 | 11.5 | 13.1 | 12.2 | 17.3 | 14.3 | 14.8 | 11.8 | 13.8 | 13 | 69.99 | 171.03 | 109.3 | 1.13 | 5.67
2019 | 5 | 13 | 20:00 | 3189 | 7.7 | 7.3 | 7.3 | 6 | 6.4 | 7.5 | 10.8 | 11.5 | 13.1 | 12.2 | 17.3 | 14.3 | 14.8 | 11.8 | 13.8 | 13 | 69.99 | 171.03 | 109.3 | 1.13 | 5.67
2019 | 5 | 13 | 21:00 | 3190 | 7.4 | 6.9 | 7.2 | 5.2 | 6.1 | 7.2 | 10.8 | 11.5 | 13.1 | 12.2 | 17.3 | 14.3 | 14.8 | 11.8 | 13.8 | 13 | 69.99 | 171.03 | 109.3 | 1.13 | 5.67
2019 | 5 | 13 | 22:00 | 3191 | 7.2 | 6.8 | 6.9 | 5 | 5.6 | 6.9 | 10.8 | 11.5 | 13.1 | 12.2 | 17.3 | 14.3 | 14.8 | 11.8 | 13.8 | 13 | 69.99 | 171.03 | 109.3 | 1.13 | 5.67
2019 | 5 | 13 | 23:00 | 3192 | 6.9 | 6.8 | 6.1 | 4.9 | 5.6 | 6.7 | 10.8 | 11.5 | 13.1 | 12.2 | 17.3 | 14.3 | 14.8 | 11.8 | 13.8 | 13 | 69.99 | 171.03 | 109.3 | 1.13 | 5.67
2019 | 5 | 14 | 0:00 | 3193 | 6.8 | 6.6 | 5.3 | 4.3 | 5.4 | 6.6 | 8.8 | 12 | 12.7 | 11.8 | 18.5 | 13.2 | 13.4 | 11.1 | 13 | 13.1 | 69.54 | 169.15 | 107.63 | 1.09 | 5.87
2019 | 5 | 14 | 1:00 | 3194 | 6.7 | 6.4 | 4.5 | 3.9 | 5.4 | 6.6 | 8.8 | 12 | 12.7 | 11.8 | 18.5 | 13.2 | 13.4 | 11.1 | 13 | 13.1 | 69.54 | 169.15 | 107.63 | 1.09 | 5.87
2019 | 5 | 14 | 2:00 | 3195 | 6.4 | 6.1 | 4.3 | 3.9 | 5 | 6.6 | 8.8 | 12 | 12.7 | 11.8 | 18.5 | 13.2 | 13.4 | 11.1 | 13 | 13.1 | 69.54 | 169.15 | 107.63 | 1.09 | 5.87
2019 | 5 | 14 | 3:00 | 3196 | 6.2 | 5.8 | 4.1 | 4 | 4.7 | 6.4 | 8.8 | 12 | 12.7 | 11.8 | 18.5 | 13.2 | 13.4 | 11.1 | 13 | 13.1 | 69.54 | 169.15 | 107.63 | 1.09 | 5.87
2019 | 5 | 14 | 4:00 | 3197 | 6.2 | 5.7 | 4.5 | 4.7 | 4.7 | 6.4 | 8.8 | 12 | 12.7 | 11.8 | 18.5 | 13.2 | 13.4 | 11.1 | 13 | 13.1 | 69.54 | 169.15 | 107.63 | 1.09 | 5.87
2019 | 5 | 14 | 5:00 | 3198 | 6.3 | 5.8 | 5 | 5.2 | 5.4 | 6.3 | 8.8 | 12 | 12.7 | 11.8 | 18.5 | 13.2 | 13.4 | 11.1 | 13 | 13.1 | 69.54 | 169.15 | 107.63 | 1.09 | 5.87
2019 | 5 | 14 | 6:00 | 3199 | 6.5 | 6.1 | 6.6 | 6 | 6.1 | 6.7 | 8.8 | 12 | 12.7 | 11.8 | 18.5 | 13.2 | 13.4 | 11.1 | 13 | 13.1 | 69.54 | 169.15 | 107.63 | 1.09 | 5.87
2019 | 5 | 14 | 7:00 | 3200 | 6.4 | 6.7 | 7.7 | 7.2 | 6.7 | 6.8 | 8.8 | 12 | 12.7 | 11.8 | 18.5 | 13.2 | 13.4 | 11.1 | 13 | 13.1 | 69.54 | 169.15 | 107.63 | 1.09 | 5.87
2019 | 5 | 14 | 8:00 | 3201 | 6.8 | 7.3 | 8.8 | 8.2 | 7.7 | 7.3 | 8.8 | 12 | 12.7 | 11.8 | 18.5 | 13.2 | 13.4 | 11.1 | 13 | 13.1 | 69.54 | 169.15 | 107.63 | 1.09 | 5.87
2019 | 5 | 14 | 9:00 | 3202 | 7.7 | 7.8 | 10.3 | 9.6 | 8.7 | 8 | 8.8 | 12 | 12.7 | 11.8 | 18.5 | 13.2 | 13.4 | 11.1 | 13 | 13.1 | 69.54 | 169.15 | 107.63 | 1.09 | 5.87
2019 | 5 | 14 | 10:00 | 3203 | 8.2 | 8.7 | 9.8 | 10.8 | 9.7 | 8.3 | 8.8 | 12 | 12.7 | 11.8 | 18.5 | 13.2 | 13.4 | 11.1 | 13 | 13.1 | 69.54 | 169.15 | 107.63 | 1.09 | 5.87
2019 | 5 | 14 | 11:00 | 3204 | 8.6 | 9.2 | 9.5 | 10.3 | 10.3 | 9.5 | 8.8 | 12 | 12.7 | 11.8 | 18.5 | 13.2 | 13.4 | 11.1 | 13 | 13.1 | 69.54 | 169.15 | 107.63 | 1.09 | 5.87
2019 | 5 | 14 | 12:00 | 3205 | 9.5 | 10.3 | 10.4 | 10.8 | 10.6 | 10.1 | 10.6 | 12 | 12.7 | 11.8 | 18.5 | 13.2 | 13.4 | 11.1 | 13 | 13.1 | 69.54 | 169.15 | 107.63 | 1.09 | 5.87
2019 | 5 | 14 | 13:00 | 3206 | 9.8 | 10.2 | 10.2 | 11 | 10.5 | 10.5 | 10.6 | 12 | 12.7 | 11.8 | 18.5 | 13.2 | 13.4 | 11.1 | 13 | 13.1 | 69.54 | 169.15 | 107.63 | 1.09 | 5.87
2019 | 5 | 14 | 14:00 | 3207 | 10.2 | 10.2 | 10.1 | 12 | 10.2 | 10.8 | 10.6 | 12 | 12.7 | 11.8 | 18.5 | 13.2 | 13.4 | 11.1 | 13 | 13.1 | 69.54 | 169.15 | 107.63 | 1.09 | 5.87
2019 | 5 | 14 | 15:00 | 3208 | 9.9 | 9.9 | 9.7 | 12 | 10.2 | 10.7 | 10.6 | 12 | 12.7 | 11.8 | 18.5 | 13.2 | 13.4 | 11.1 | 13 | 13.1 | 69.54 | 169.15 | 107.63 | 1.09 | 5.87
2019 | 5 | 14 | 16:00 | 3209 | 10.1 | 9.7 | 9.8 | 11.6 | 9.8 | 10.5 | 10.6 | 12 | 12.7 | 11.8 | 18.5 | 13.2 | 13.4 | 11.1 | 13 | 13.1 | 69.54 | 169.15 | 107.63 | 1.09 | 5.87
2019 | 5 | 14 | 17:00 | 3210 | 9.9 | 9.8 | 10.1 | 10.8 | 9 | 10.4 | 10.6 | 12 | 12.7 | 11.8 | 18.5 | 13.2 | 13.4 | 11.1 | 13 | 13.1 | 69.54 | 169.15 | 107.63 | 1.09 | 5.87
2019 | 5 | 14 | 18:00 | 3211 | 9.8 | 9.6 | 9.6 | 9.5 | 8.7 | 10.2 | 10.6 | 12 | 12.7 | 11.8 | 18.5 | 13.2 | 13.4 | 11.1 | 13 | 13.1 | 69.54 | 169.15 | 107.63 | 1.09 | 5.87
2019 | 5 | 14 | 19:00 | 3212 | 9.5 | 9.1 | 9.1 | 7.8 | 8.4 | 10.1 | 10.6 | 12 | 12.7 | 11.8 | 18.5 | 13.2 | 13.4 | 11.1 | 13 | 13.1 | 69.54 | 169.15 | 107.63 | 1.09 | 5.87
2019 | 5 | 14 | 20:00 | 3213 | 9.5 | 9 | 8.7 | 7.8 | 8 | 10 | 10.6 | 12 | 12.7 | 11.8 | 18.5 | 13.2 | 13.4 | 11.1 | 13 | 13.1 | 69.54 | 169.15 | 107.63 | 1.09 | 5.87
2019 | 5 | 14 | 21:00 | 3214 | 9.4 | 8.8 | 8.4 | 7.4 | 7.9 | 10 | 10.6 | 12 | 12.7 | 11.8 | 18.5 | 13.2 | 13.4 | 11.1 | 13 | 13.1 | 69.54 | 169.15 | 107.63 | 1.09 | 5.87
2019 | 5 | 14 | 22:00 | 3215 | 9.3 | 8.6 | 7.9 | 7.2 | 7.7 | 9.7 | 10.6 | 12 | 12.7 | 11.8 | 18.5 | 13.2 | 13.4 | 11.1 | 13 | 13.1 | 69.54 | 169.15 | 107.63 | 1.09 | 5.87
2019 | 5 | 14 | 23:00 | 3216 | 9.1 | 8.5 | 7.7 | 7 | 7.5 | 9.7 | 10.6 | 12 | 12.7 | 11.8 | 18.5 | 13.2 | 13.4 | 11.1 | 13 | 13.1 | 69.54 | 169.15 | 107.63 | 1.09 | 5.87
2019 | 5 | 15 | 0:00 | 3217 | 8.9 | 8.4 | 7.6 | 6.7 | 7.3 | 9.5 | 9 | 12.4 | 13.1 | 12.4 | 19.3 | 13.2 | 14.6 | 11.6 | 14.2 | 13.3 | 67.54 | 164.31 | 110.71 | 1.05 | 5.38
2019 | 5 | 15 | 1:00 | 3218 | 8.8 | 8.4 | 7.4 | 5.4 | 7 | 8.7 | 9 | 12.4 | 13.1 | 12.4 | 19.3 | 13.2 | 14.6 | 11.6 | 14.2 | 13.3 | 67.54 | 164.31 | 110.71 | 1.05 | 5.38
2019 | 5 | 15 | 2:00 | 3219 | 8.7 | 7.8 | 7.2 | 4.8 | 5.7 | 7.8 | 9 | 12.4 | 13.1 | 12.4 | 19.3 | 13.2 | 14.6 | 11.6 | 14.2 | 13.3 | 67.54 | 164.31 | 110.71 | 1.05 | 5.38
2019 | 5 | 15 | 3:00 | 3220 | 7.7 | 7.2 | 7.3 | 4.9 | 5.3 | 7.5 | 9 | 12.4 | 13.1 | 12.4 | 19.3 | 13.2 | 14.6 | 11.6 | 14.2 | 13.3 | 67.54 | 164.31 | 110.71 | 1.05 | 5.38
2019 | 5 | 15 | 4:00 | 3221 | 8 | 7.4 | 7.4 | 6.1 | 6.2 | 8 | 9 | 12.4 | 13.1 | 12.4 | 19.3 | 13.2 | 14.6 | 11.6 | 14.2 | 13.3 | 67.54 | 164.31 | 110.71 | 1.05 | 5.38
2019 | 5 | 15 | 5:00 | 3222 | 9 | 8 | 8.7 | 8.2 | 7.9 | 9 | 9 | 12.4 | 13.1 | 12.4 | 19.3 | 13.2 | 14.6 | 11.6 | 14.2 | 13.3 | 67.54 | 164.31 | 110.71 | 1.05 | 5.38
2019 | 5 | 15 | 6:00 | 3223 | 10.3 | 9 | 9.6 | 10 | 9.3 | 10.6 | 9 | 12.4 | 13.1 | 12.4 | 19.3 | 13.2 | 14.6 | 11.6 | 14.2 | 13.3 | 67.54 | 164.31 | 110.71 | 1.05 | 5.38
2019 | 5 | 15 | 7:00 | 3224 | 11.8 | 11.9 | 11.7 | 11.7 | 11 | 12.6 | 9 | 12.4 | 13.1 | 12.4 | 19.3 | 13.2 | 14.6 | 11.6 | 14.2 | 13.3 | 67.54 | 164.31 | 110.71 | 1.05 | 5.38
2019 | 5 | 15 | 8:00 | 3225 | 14.5 | 14.3 | 12.8 | 12.2 | 11.9 | 13.8 | 9 | 12.4 | 13.1 | 12.4 | 19.3 | 13.2 | 14.6 | 11.6 | 14.2 | 13.3 | 67.54 | 164.31 | 110.71 | 1.05 | 5.38
2019 | 5 | 15 | 9:00 | 3226 | 16.3 | 15.9 | 13.6 | 13.4 | 13.3 | 14.9 | 9 | 12.4 | 13.1 | 12.4 | 19.3 | 13.2 | 14.6 | 11.6 | 14.2 | 13.3 | 67.54 | 164.31 | 110.71 | 1.05 | 5.38
2019 | 5 | 15 | 10:00 | 3227 | 18.7 | 16.9 | 15.1 | 14.5 | 14.7 | 16.4 | 9 | 12.4 | 13.1 | 12.4 | 19.3 | 13.2 | 14.6 | 11.6 | 14.2 | 13.3 | 67.54 | 164.31 | 110.71 | 1.05 | 5.38
2019 | 5 | 15 | 11:00 | 3228 | 16.3 | 17.6 | 16.3 | 15 | 15.6 | 16.8 | 9 | 12.4 | 13.1 | 12.4 | 19.3 | 13.2 | 14.6 | 11.6 | 14.2 | 13.3 | 67.54 | 164.31 | 110.71 | 1.05 | 5.38
2019 | 5 | 15 | 12:00 | 3229 | 14.4 | 17.7 | 16.4 | 15.9 | 16.4 | 17.5 | 11.6 | 12.4 | 13.1 | 12.4 | 19.3 | 13.2 | 14.6 | 11.6 | 14.2 | 13.3 | 67.54 | 164.31 | 110.71 | 1.05 | 5.38
2019 | 5 | 15 | 13:00 | 3230 | 14.9 | 19.2 | 17.2 | 16.1 | 17.2 | 18.2 | 11.6 | 12.4 | 13.1 | 12.4 | 19.3 | 13.2 | 14.6 | 11.6 | 14.2 | 13.3 | 67.54 | 164.31 | 110.71 | 1.05 | 5.38
2019 | 5 | 15 | 14:00 | 3231 | 17.3 | 18.4 | 18.2 | 16.2 | 17.6 | 18.7 | 11.6 | 12.4 | 13.1 | 12.4 | 19.3 | 13.2 | 14.6 | 11.6 | 14.2 | 13.3 | 67.54 | 164.31 | 110.71 | 1.05 | 5.38
2019 | 5 | 15 | 15:00 | 3232 | 17.4 | 17 | 18 | 15.9 | 17.4 | 19.4 | 11.6 | 12.4 | 13.1 | 12.4 | 19.3 | 13.2 | 14.6 | 11.6 | 14.2 | 13.3 | 67.54 | 164.31 | 110.71 | 1.05 | 5.38
2019 | 5 | 15 | 16:00 | 3233 | 17.8 | 16.8 | 17.6 | 15.5 | 16.1 | 19.6 | 11.6 | 12.4 | 13.1 | 12.4 | 19.3 | 13.2 | 14.6 | 11.6 | 14.2 | 13.3 | 67.54 | 164.31 | 110.71 | 1.05 | 5.38
2019 | 5 | 15 | 17:00 | 3234 | 17.2 | 17.1 | 16.9 | 14.9 | 15.1 | 18.9 | 11.6 | 12.4 | 13.1 | 12.4 | 19.3 | 13.2 | 14.6 | 11.6 | 14.2 | 13.3 | 67.54 | 164.31 | 110.71 | 1.05 | 5.38
2019 | 5 | 15 | 18:00 | 3235 | 16.3 | 16.7 | 15.3 | 13.7 | 13.5 | 17.7 | 11.6 | 12.4 | 13.1 | 12.4 | 19.3 | 13.2 | 14.6 | 11.6 | 14.2 | 13.3 | 67.54 | 164.31 | 110.71 | 1.05 | 5.38
2019 | 5 | 15 | 19:00 | 3236 | 15.4 | 16.1 | 14.1 | 12.1 | 11.9 | 16.7 | 11.6 | 12.4 | 13.1 | 12.4 | 19.3 | 13.2 | 14.6 | 11.6 | 14.2 | 13.3 | 67.54 | 164.31 | 110.71 | 1.05 | 5.38
2019 | 5 | 15 | 20:00 | 3237 | 14.9 | 15.4 | 13.6 | 10.6 | 10.4 | 15.8 | 11.6 | 12.4 | 13.1 | 12.4 | 19.3 | 13.2 | 14.6 | 11.6 | 14.2 | 13.3 | 67.54 | 164.31 | 110.71 | 1.05 | 5.38
2019 | 5 | 15 | 21:00 | 3238 | 15.2 | 14.6 | 12.7 | 9.4 | 9.5 | 15.1 | 11.6 | 12.4 | 13.1 | 12.4 | 19.3 | 13.2 | 14.6 | 11.6 | 14.2 | 13.3 | 67.54 | 164.31 | 110.71 | 1.05 | 5.38
2019 | 5 | 15 | 22:00 | 3239 | 15.4 | 13.8 | 11.8 | 9.1 | 8.9 | 14.2 | 11.6 | 12.4 | 13.1 | 12.4 | 19.3 | 13.2 | 14.6 | 11.6 | 14.2 | 13.3 | 67.54 | 164.31 | 110.71 | 1.05 | 5.38
2019 | 5 | 15 | 23:00 | 3240 | 15.3 | 13.8 | 11 | 8.7 | 8.6 | 13.2 | 11.6 | 12.4 | 13.1 | 12.4 | 19.3 | 13.2 | 14.6 | 11.6 | 14.2 | 13.3 | 67.54 | 164.31 | 110.71 | 1.05 | 5.38
2019 | 5 | 16 | 0:00 | 3241 | 14.7 | 12.9 | 10.5 | 8.2 | 8 | 12.6 | 9.8 | 12.6 | 13.7 | 13.2 | 20 | 13.7 | 15.3 | 13.2 | 14.4 | 13.7 | 69.65 | 170.59 | 107.76 | 0.99 | 5.48
2019 | 5 | 16 | 1:00 | 3242 | 14.2 | 12 | 10.2 | 7.4 | 7.8 | 12.5 | 9.8 | 12.6 | 13.7 | 13.2 | 20 | 13.7 | 15.3 | 13.2 | 14.4 | 13.7 | 69.65 | 170.59 | 107.76 | 0.99 | 5.48
2019 | 5 | 16 | 2:00 | 3243 | 13.9 | 12.5 | 9.8 | 7.3 | 6.5 | 12.3 | 9.8 | 12.6 | 13.7 | 13.2 | 20 | 13.7 | 15.3 | 13.2 | 14.4 | 13.7 | 69.65 | 170.59 | 107.76 | 0.99 | 5.48
2019 | 5 | 16 | 3:00 | 3244 | 13.5 | 12.3 | 9.7 | 7.2 | 6.6 | 11.4 | 9.8 | 12.6 | 13.7 | 13.2 | 20 | 13.7 | 15.3 | 13.2 | 14.4 | 13.7 | 69.65 | 170.59 | 107.76 | 0.99 | 5.48
2019 | 5 | 16 | 4:00 | 3245 | 13.1 | 11.8 | 11 | 9.4 | 8.8 | 11.3 | 9.8 | 12.6 | 13.7 | 13.2 | 20 | 13.7 | 15.3 | 13.2 | 14.4 | 13.7 | 69.65 | 170.59 | 107.76 | 0.99 | 5.48
2019 | 5 | 16 | 5:00 | 3246 | 13.1 | 11.9 | 12.5 | 11.2 | 10.5 | 11.4 | 9.8 | 12.6 | 13.7 | 13.2 | 20 | 13.7 | 15.3 | 13.2 | 14.4 | 13.7 | 69.65 | 170.59 | 107.76 | 0.99 | 5.48
2019 | 5 | 16 | 6:00 | 3247 | 13.5 | 12.6 | 14 | 12.2 | 11.2 | 12.1 | 9.8 | 12.6 | 13.7 | 13.2 | 20 | 13.7 | 15.3 | 13.2 | 14.4 | 13.7 | 69.65 | 170.59 | 107.76 | 0.99 | 5.48
2019 | 5 | 16 | 7:00 | 3248 | 13.4 | 14.3 | 14.9 | 14.4 | 12.7 | 11.7 | 9.8 | 12.6 | 13.7 | 13.2 | 20 | 13.7 | 15.3 | 13.2 | 14.4 | 13.7 | 69.65 | 170.59 | 107.76 | 0.99 | 5.48
2019 | 5 | 16 | 8:00 | 3249 | 14.1 | 15.7 | 15.7 | 15.5 | 13.9 | 11.5 | 9.8 | 12.6 | 13.7 | 13.2 | 20 | 13.7 | 15.3 | 13.2 | 14.4 | 13.7 | 69.65 | 170.59 | 107.76 | 0.99 | 5.48
2019 | 5 | 16 | 9:00 | 3250 | 14.2 | 15.9 | 17.2 | 16.1 | 14.1 | 12.7 | 9.8 | 12.6 | 13.7 | 13.2 | 20 | 13.7 | 15.3 | 13.2 | 14.4 | 13.7 | 69.65 | 170.59 | 107.76 | 0.99 | 5.48
2019 | 5 | 16 | 10:00 | 3251 | 14.4 | 14.8 | 18.7 | 16.7 | 16.5 | 13.3 | 9.8 | 12.6 | 13.7 | 13.2 | 20 | 13.7 | 15.3 | 13.2 | 14.4 | 13.7 | 69.65 | 170.59 | 107.76 | 0.99 | 5.48
2019 | 5 | 16 | 11:00 | 3252 | 14.6 | 15.4 | 19 | 17.3 | 17.8 | 13.4 | 9.8 | 12.6 | 13.7 | 13.2 | 20 | 13.7 | 15.3 | 13.2 | 14.4 | 13.7 | 69.65 | 170.59 | 107.76 | 0.99 | 5.48
2019 | 5 | 16 | 12:00 | 3253 | 14.7 | 15.6 | 20.6 | 18.4 | 19.3 | 13.8 | 12.4 | 12.6 | 13.7 | 13.2 | 20 | 13.7 | 15.3 | 13.2 | 14.4 | 13.7 | 69.65 | 170.59 | 107.76 | 0.99 | 5.48
2019 | 5 | 16 | 13:00 | 3254 | 15 | 15 | 20.6 | 19.4 | 19.4 | 14.5 | 12.4 | 12.6 | 13.7 | 13.2 | 20 | 13.7 | 15.3 | 13.2 | 14.4 | 13.7 | 69.65 | 170.59 | 107.76 | 0.99 | 5.48
2019 | 5 | 16 | 14:00 | 3255 | 15.5 | 14 | 20.3 | 19.5 | 18.7 | 15 | 12.4 | 12.6 | 13.7 | 13.2 | 20 | 13.7 | 15.3 | 13.2 | 14.4 | 13.7 | 69.65 | 170.59 | 107.76 | 0.99 | 5.48
2019 | 5 | 16 | 15:00 | 3256 | 15.9 | 15.3 | 20.1 | 19.2 | 18.7 | 15.3 | 12.4 | 12.6 | 13.7 | 13.2 | 20 | 13.7 | 15.3 | 13.2 | 14.4 | 13.7 | 69.65 | 170.59 | 107.76 | 0.99 | 5.48
2019 | 5 | 16 | 16:00 | 3257 | 15.7 | 15.9 | 19.4 | 19.1 | 18.3 | 15.1 | 12.4 | 12.6 | 13.7 | 13.2 | 20 | 13.7 | 15.3 | 13.2 | 14.4 | 13.7 | 69.65 | 170.59 | 107.76 | 0.99 | 5.48
2019 | 5 | 16 | 17:00 | 3258 | 15.1 | 15.9 | 18.8 | 18.1 | 17.8 | 14.7 | 12.4 | 12.6 | 13.7 | 13.2 | 20 | 13.7 | 15.3 | 13.2 | 14.4 | 13.7 | 69.65 | 170.59 | 107.76 | 0.99 | 5.48
2019 | 5 | 16 | 18:00 | 3259 | 15.1 | 15.7 | 18.2 | 17.3 | 16.9 | 14.5 | 12.4 | 12.6 | 13.7 | 13.2 | 20 | 13.7 | 15.3 | 13.2 | 14.4 | 13.7 | 69.65 | 170.59 | 107.76 | 0.99 | 5.48
2019 | 5 | 16 | 19:00 | 3260 | 14.7 | 15.3 | 17.6 | 16.4 | 16.1 | 14.1 | 12.4 | 12.6 | 13.7 | 13.2 | 20 | 13.7 | 15.3 | 13.2 | 14.4 | 13.7 | 69.65 | 170.59 | 107.76 | 0.99 | 5.48
2019 | 5 | 16 | 20:00 | 3261 | 14.3 | 15.1 | 17.2 | 14.7 | 15.7 | 14.1 | 12.4 | 12.6 | 13.7 | 13.2 | 20 | 13.7 | 15.3 | 13.2 | 14.4 | 13.7 | 69.65 | 170.59 | 107.76 | 0.99 | 5.48
2019 | 5 | 16 | 21:00 | 3262 | 14.5 | 14.9 | 17.1 | 13.7 | 14.6 | 14.2 | 12.4 | 12.6 | 13.7 | 13.2 | 20 | 13.7 | 15.3 | 13.2 | 14.4 | 13.7 | 69.65 | 170.59 | 107.76 | 0.99 | 5.48
2019 | 5 | 16 | 22:00 | 3263 | 14.4 | 15 | 16.6 | 13.2 | 13.9 | 14.3 | 12.4 | 12.6 | 13.7 | 13.2 | 20 | 13.7 | 15.3 | 13.2 | 14.4 | 13.7 | 69.65 | 170.59 | 107.76 | 0.99 | 5.48
2019 | 5 | 16 | 23:00 | 3264 | 14.5 | 15 | 15.9 | 12.9 | 13.7 | 14.4 | 12.4 | 12.6 | 13.7 | 13.2 | 20 | 13.7 | 15.3 | 13.2 | 14.4 | 13.7 | 69.65 | 170.59 | 107.76 | 0.99 | 5.48
2019 | 5 | 17 | 0:00 | 3265 | 14.3 | 14.8 | 15.8 | 12.5 | 12.8 | 14.1 | 10.2 | 13.5 | 14.2 | 13.2 | 20.3 | 14.2 | 15.8 | 14.5 | 14.4 | 14.1 | 69.8 | 175.58 | 108.49 | 0.96 | 5.14
2019 | 5 | 17 | 1:00 | 3266 | 14.4 | 14.7 | 15.1 | 12.4 | 12.1 | 13.8 | 10.2 | 13.5 | 14.2 | 13.2 | 20.3 | 14.2 | 15.8 | 14.5 | 14.4 | 14.1 | 69.8 | 175.58 | 108.49 | 0.96 | 5.14
2019 | 5 | 17 | 2:00 | 3267 | 14.4 | 14.7 | 14.9 | 11.1 | 11.6 | 13.8 | 10.2 | 13.5 | 14.2 | 13.2 | 20.3 | 14.2 | 15.8 | 14.5 | 14.4 | 14.1 | 69.8 | 175.58 | 108.49 | 0.96 | 5.14
2019 | 5 | 17 | 3:00 | 3268 | 12.1 | 13.6 | 14.7 | 10.9 | 11.3 | 13.6 | 10.2 | 13.5 | 14.2 | 13.2 | 20.3 | 14.2 | 15.8 | 14.5 | 14.4 | 14.1 | 69.8 | 175.58 | 108.49 | 0.96 | 5.14
2019 | 5 | 17 | 4:00 | 3269 | 12 | 12.5 | 14.6 | 12.1 | 11.3 | 13.4 | 10.2 | 13.5 | 14.2 | 13.2 | 20.3 | 14.2 | 15.8 | 14.5 | 14.4 | 14.1 | 69.8 | 175.58 | 108.49 | 0.96 | 5.14
2019 | 5 | 17 | 5:00 | 3270 | 12.6 | 12.8 | 13.9 | 12.6 | 11.8 | 13.4 | 10.2 | 13.5 | 14.2 | 13.2 | 20.3 | 14.2 | 15.8 | 14.5 | 14.4 | 14.1 | 69.8 | 175.58 | 108.49 | 0.96 | 5.14
2019 | 5 | 17 | 6:00 | 3271 | 13.4 | 12 | 12.2 | 14.6 | 12.5 | 13 | 10.2 | 13.5 | 14.2 | 13.2 | 20.3 | 14.2 | 15.8 | 14.5 | 14.4 | 14.1 | 69.8 | 175.58 | 108.49 | 0.96 | 5.14
2019 | 5 | 17 | 7:00 | 3272 | 14.5 | 12.8 | 11.5 | 15.7 | 13.4 | 14.2 | 10.2 | 13.5 | 14.2 | 13.2 | 20.3 | 14.2 | 15.8 | 14.5 | 14.4 | 14.1 | 69.8 | 175.58 | 108.49 | 0.96 | 5.14
2019 | 5 | 17 | 8:00 | 3273 | 14.6 | 15.1 | 12.1 | 15.4 | 14.1 | 15.3 | 10.2 | 13.5 | 14.2 | 13.2 | 20.3 | 14.2 | 15.8 | 14.5 | 14.4 | 14.1 | 69.8 | 175.58 | 108.49 | 0.96 | 5.14
2019 | 5 | 17 | 9:00 | 3274 | 15.9 | 15.5 | 13.4 | 15.2 | 15.1 | 16.5 | 10.2 | 13.5 | 14.2 | 13.2 | 20.3 | 14.2 | 15.8 | 14.5 | 14.4 | 14.1 | 69.8 | 175.58 | 108.49 | 0.96 | 5.14
2019 | 5 | 17 | 10:00 | 3275 | 18.3 | 17.5 | 14.1 | 16.7 | 14.8 | 17.4 | 10.2 | 13.5 | 14.2 | 13.2 | 20.3 | 14.2 | 15.8 | 14.5 | 14.4 | 14.1 | 69.8 | 175.58 | 108.49 | 0.96 | 5.14
2019 | 5 | 17 | 11:00 | 3276 | 18.1 | 18.6 | 17.5 | 17.2 | 16.2 | 18.4 | 10.2 | 13.5 | 14.2 | 13.2 | 20.3 | 14.2 | 15.8 | 14.5 | 14.4 | 14.1 | 69.8 | 175.58 | 108.49 | 0.96 | 5.14
2019 | 5 | 17 | 12:00 | 3277 | 18.8 | 19.2 | 16.9 | 19.1 | 17.7 | 20.2 | 9 | 13.5 | 14.2 | 13.2 | 20.3 | 14.2 | 15.8 | 14.5 | 14.4 | 14.1 | 69.8 | 175.58 | 108.49 | 0.96 | 5.14
2019 | 5 | 17 | 13:00 | 3278 | 20.4 | 20 | 17.3 | 19 | 18.6 | 18 | 9 | 13.5 | 14.2 | 13.2 | 20.3 | 14.2 | 15.8 | 14.5 | 14.4 | 14.1 | 69.8 | 175.58 | 108.49 | 0.96 | 5.14
2019 | 5 | 17 | 14:00 | 3279 | 19.6 | 21.2 | 19.1 | 19.6 | 19.6 | 16.4 | 9 | 13.5 | 14.2 | 13.2 | 20.3 | 14.2 | 15.8 | 14.5 | 14.4 | 14.1 | 69.8 | 175.58 | 108.49 | 0.96 | 5.14
2019 | 5 | 17 | 15:00 | 3280 | 18.5 | 20.2 | 20.4 | 20 | 19.9 | 15.5 | 9 | 13.5 | 14.2 | 13.2 | 20.3 | 14.2 | 15.8 | 14.5 | 14.4 | 14.1 | 69.8 | 175.58 | 108.49 | 0.96 | 5.14
2019 | 5 | 17 | 16:00 | 3281 | 16.8 | 18.9 | 20.6 | 19.4 | 19.7 | 16.3 | 9 | 13.5 | 14.2 | 13.2 | 20.3 | 14.2 | 15.8 | 14.5 | 14.4 | 14.1 | 69.8 | 175.58 | 108.49 | 0.96 | 5.14
2019 | 5 | 17 | 17:00 | 3282 | 17.1 | 16.9 | 20.6 | 19.3 | 19 | 17.2 | 9 | 13.5 | 14.2 | 13.2 | 20.3 | 14.2 | 15.8 | 14.5 | 14.4 | 14.1 | 69.8 | 175.58 | 108.49 | 0.96 | 5.14
2019 | 5 | 17 | 18:00 | 3283 | 16.6 | 16.6 | 19.7 | 17.7 | 17.5 | 17.2 | 9 | 13.5 | 14.2 | 13.2 | 20.3 | 14.2 | 15.8 | 14.5 | 14.4 | 14.1 | 69.8 | 175.58 | 108.49 | 0.96 | 5.14
2019 | 5 | 17 | 19:00 | 3284 | 16.3 | 16.1 | 18.3 | 16.4 | 15.4 | 17.2 | 9 | 13.5 | 14.2 | 13.2 | 20.3 | 14.2 | 15.8 | 14.5 | 14.4 | 14.1 | 69.8 | 175.58 | 108.49 | 0.96 | 5.14
2019 | 5 | 17 | 20:00 | 3285 | 17.7 | 15.9 | 17.2 | 14.2 | 14.7 | 16.6 | 9 | 13.5 | 14.2 | 13.2 | 20.3 | 14.2 | 15.8 | 14.5 | 14.4 | 14.1 | 69.8 | 175.58 | 108.49 | 0.96 | 5.14
2019 | 5 | 17 | 21:00 | 3286 | 17.6 | 14.9 | 16.3 | 15.4 | 13.8 | 16.6 | 9 | 13.5 | 14.2 | 13.2 | 20.3 | 14.2 | 15.8 | 14.5 | 14.4 | 14.1 | 69.8 | 175.58 | 108.49 | 0.96 | 5.14
2019 | 5 | 17 | 22:00 | 3287 | 17.7 | 14.9 | 15.5 | 14 | 13.7 | 16.6 | 9 | 13.5 | 14.2 | 13.2 | 20.3 | 14.2 | 15.8 | 14.5 | 14.4 | 14.1 | 69.8 | 175.58 | 108.49 | 0.96 | 5.14
2019 | 5 | 17 | 23:00 | 3288 | 17.7 | 15.1 | 15.2 | 13.9 | 13.4 | 16.1 | 9 | 13.5 | 14.2 | 13.2 | 20.3 | 14.2 | 15.8 | 14.5 | 14.4 | 14.1 | 69.8 | 175.58 | 108.49 | 0.96 | 5.14
2019 | 5 | 18 | 0:00 | 3289 | 17.3 | 15.2 | 14.6 | 12.8 | 13.3 | 15.4 | 8.8 | 14 | 14.7 | 13.7 | 20.1 | 15.4 | 16.4 | 15.3 | 16.5 | 14.8 | 69.25 | 183.21 | 108.43 | 0.95 | 5.67
2019 | 5 | 18 | 1:00 | 3290 | 16.8 | 14.8 | 14.5 | 12.1 | 12.9 | 14.5 | 8.8 | 14 | 14.7 | 13.7 | 20.1 | 15.4 | 16.4 | 15.3 | 16.5 | 14.8 | 69.25 | 183.21 | 108.43 | 0.95 | 5.67
2019 | 5 | 18 | 2:00 | 3291 | 16.6 | 14.7 | 14.7 | 11.6 | 12.9 | 14.2 | 8.8 | 14 | 14.7 | 13.7 | 20.1 | 15.4 | 16.4 | 15.3 | 16.5 | 14.8 | 69.25 | 183.21 | 108.43 | 0.95 | 5.67
2019 | 5 | 18 | 3:00 | 3292 | 16 | 15.2 | 14.9 | 11 | 12.9 | 13.9 | 8.8 | 14 | 14.7 | 13.7 | 20.1 | 15.4 | 16.4 | 15.3 | 16.5 | 14.8 | 69.25 | 183.21 | 108.43 | 0.95 | 5.67
2019 | 5 | 18 | 4:00 | 3293 | 16.2 | 15.8 | 14.7 | 13 | 13.2 | 14.4 | 8.8 | 14 | 14.7 | 13.7 | 20.1 | 15.4 | 16.4 | 15.3 | 16.5 | 14.8 | 69.25 | 183.21 | 108.43 | 0.95 | 5.67
2019 | 5 | 18 | 5:00 | 3294 | 17.1 | 16.7 | 16.3 | 14.8 | 14.8 | 15.6 | 8.8 | 14 | 14.7 | 13.7 | 20.1 | 15.4 | 16.4 | 15.3 | 16.5 | 14.8 | 69.25 | 183.21 | 108.43 | 0.95 | 5.67
2019 | 5 | 18 | 6:00 | 3295 | 18.7 | 16.8 | 18.1 | 17 | 17.4 | 19.2 | 8.8 | 14 | 14.7 | 13.7 | 20.1 | 15.4 | 16.4 | 15.3 | 16.5 | 14.8 | 69.25 | 183.21 | 108.43 | 0.95 | 5.67
2019 | 5 | 18 | 7:00 | 3296 | 19.4 | 18.5 | 19.4 | 18.1 | 18.1 | 20.2 | 8.8 | 14 | 14.7 | 13.7 | 20.1 | 15.4 | 16.4 | 15.3 | 16.5 | 14.8 | 69.25 | 183.21 | 108.43 | 0.95 | 5.67
2019 | 5 | 18 | 8:00 | 3297 | 21.6 | 18.4 | 21 | 19.7 | 17.7 | 21.5 | 8.8 | 14 | 14.7 | 13.7 | 20.1 | 15.4 | 16.4 | 15.3 | 16.5 | 14.8 | 69.25 | 183.21 | 108.43 | 0.95 | 5.67
2019 | 5 | 18 | 9:00 | 3298 | 23.2 | 21.1 | 21.7 | 21.5 | 20.6 | 21.9 | 8.8 | 14 | 14.7 | 13.7 | 20.1 | 15.4 | 16.4 | 15.3 | 16.5 | 14.8 | 69.25 | 183.21 | 108.43 | 0.95 | 5.67
2019 | 5 | 18 | 10:00 | 3299 | 23.5 | 21.8 | 19.8 | 22.7 | 21.2 | 23.8 | 8.8 | 14 | 14.7 | 13.7 | 20.1 | 15.4 | 16.4 | 15.3 | 16.5 | 14.8 | 69.25 | 183.21 | 108.43 | 0.95 | 5.67
2019 | 5 | 18 | 11:00 | 3300 | 24.7 | 23.6 | 22 | 23.2 | 24 | 23.7 | 8.8 | 14 | 14.7 | 13.7 | 20.1 | 15.4 | 16.4 | 15.3 | 16.5 | 14.8 | 69.25 | 183.21 | 108.43 | 0.95 | 5.67
2019 | 5 | 18 | 12:00 | 3301 | 25 | 25.2 | 22.6 | 24.6 | 23.9 | 24.7 | 9.6 | 14 | 14.7 | 13.7 | 20.1 | 15.4 | 16.4 | 15.3 | 16.5 | 14.8 | 69.25 | 183.21 | 108.43 | 0.95 | 5.67
2019 | 5 | 18 | 13:00 | 3302 | 25 | 24.9 | 16.3 | 24.2 | 25.6 | 25.3 | 9.6 | 14 | 14.7 | 13.7 | 20.1 | 15.4 | 16.4 | 15.3 | 16.5 | 14.8 | 69.25 | 183.21 | 108.43 | 0.95 | 5.67
2019 | 5 | 18 | 14:00 | 3303 | 24.5 | 24.7 | 15.2 | 24.6 | 25.6 | 24.6 | 9.6 | 14 | 14.7 | 13.7 | 20.1 | 15.4 | 16.4 | 15.3 | 16.5 | 14.8 | 69.25 | 183.21 | 108.43 | 0.95 | 5.67
2019 | 5 | 18 | 15:00 | 3304 | 24.7 | 23.6 | 15.6 | 23.9 | 24.6 | 24 | 9.6 | 14 | 14.7 | 13.7 | 20.1 | 15.4 | 16.4 | 15.3 | 16.5 | 14.8 | 69.25 | 183.21 | 108.43 | 0.95 | 5.67
2019 | 5 | 18 | 16:00 | 3305 | 24.7 | 24.3 | 17 | 23.3 | 24.5 | 23.3 | 9.6 | 14 | 14.7 | 13.7 | 20.1 | 15.4 | 16.4 | 15.3 | 16.5 | 14.8 | 69.25 | 183.21 | 108.43 | 0.95 | 5.67
2019 | 5 | 18 | 17:00 | 3306 | 24.1 | 23.6 | 17.5 | 19.1 | 23.5 | 23 | 9.6 | 14 | 14.7 | 13.7 | 20.1 | 15.4 | 16.4 | 15.3 | 16.5 | 14.8 | 69.25 | 183.21 | 108.43 | 0.95 | 5.67
2019 | 5 | 18 | 18:00 | 3307 | 22 | 22 | 16.4 | 18 | 21.9 | 21.5 | 9.6 | 14 | 14.7 | 13.7 | 20.1 | 15.4 | 16.4 | 15.3 | 16.5 | 14.8 | 69.25 | 183.21 | 108.43 | 0.95 | 5.67
2019 | 5 | 18 | 19:00 | 3308 | 20.9 | 20.5 | 16 | 16.3 | 20 | 19.6 | 9.6 | 14 | 14.7 | 13.7 | 20.1 | 15.4 | 16.4 | 15.3 | 16.5 | 14.8 | 69.25 | 183.21 | 108.43 | 0.95 | 5.67
2019 | 5 | 18 | 20:00 | 3309 | 20 | 19.3 | 15.8 | 14.6 | 18.3 | 18.8 | 9.6 | 14 | 14.7 | 13.7 | 20.1 | 15.4 | 16.4 | 15.3 | 16.5 | 14.8 | 69.25 | 183.21 | 108.43 | 0.95 | 5.67
2019 | 5 | 18 | 21:00 | 3310 | 19 | 19 | 16 | 16.6 | 17.4 | 17.7 | 9.6 | 14 | 14.7 | 13.7 | 20.1 | 15.4 | 16.4 | 15.3 | 16.5 | 14.8 | 69.25 | 183.21 | 108.43 | 0.95 | 5.67
2019 | 5 | 18 | 22:00 | 3311 | 18.7 | 14.8 | 16.8 | 16.5 | 16.8 | 16.7 | 9.6 | 14 | 14.7 | 13.7 | 20.1 | 15.4 | 16.4 | 15.3 | 16.5 | 14.8 | 69.25 | 183.21 | 108.43 | 0.95 | 5.67
2019 | 5 | 18 | 23:00 | 3312 | 17.6 | 15.2 | 16.3 | 15.1 | 15.3 | 15.7 | 9.6 | 14 | 14.7 | 13.7 | 20.1 | 15.4 | 16.4 | 15.3 | 16.5 | 14.8 | 69.25 | 183.21 | 108.43 | 0.95 | 5.67
2019 | 5 | 19 | 0:00 | 3313 | 16.1 | 14.5 | 16.4 | 13.5 | 14.3 | 15.1 | 8.8 | 14.8 | 15.8 | 14.8 | 19.7 | 16.5 | 18.5 | 16.5 | 18.1 | 16.4 | 65.9 | 187.28 | 108.21 | 0.93 | 5.22
2019 | 5 | 19 | 1:00 | 3314 | 16 | 14.2 | 16.1 | 12.2 | 14.5 | 13.6 | 8.8 | 14.8 | 15.8 | 14.8 | 19.7 | 16.5 | 18.5 | 16.5 | 18.1 | 16.4 | 65.9 | 187.28 | 108.21 | 0.93 | 5.22
2019 | 5 | 19 | 2:00 | 3315 | 16.1 | 14.1 | 15.9 | 10.7 | 13.6 | 13.8 | 8.8 | 14.8 | 15.8 | 14.8 | 19.7 | 16.5 | 18.5 | 16.5 | 18.1 | 16.4 | 65.9 | 187.28 | 108.21 | 0.93 | 5.22
2019 | 5 | 19 | 3:00 | 3316 | 15.3 | 13.4 | 15.3 | 12.2 | 13.6 | 14.1 | 8.8 | 14.8 | 15.8 | 14.8 | 19.7 | 16.5 | 18.5 | 16.5 | 18.1 | 16.4 | 65.9 | 187.28 | 108.21 | 0.93 | 5.22
2019 | 5 | 19 | 4:00 | 3317 | 15.9 | 15 | 15.2 | 14.8 | 15.1 | 15.4 | 8.8 | 14.8 | 15.8 | 14.8 | 19.7 | 16.5 | 18.5 | 16.5 | 18.1 | 16.4 | 65.9 | 187.28 | 108.21 | 0.93 | 5.22
2019 | 5 | 19 | 5:00 | 3318 | 17.4 | 17.2 | 14.6 | 17.4 | 16.9 | 17 | 8.8 | 14.8 | 15.8 | 14.8 | 19.7 | 16.5 | 18.5 | 16.5 | 18.1 | 16.4 | 65.9 | 187.28 | 108.21 | 0.93 | 5.22
2019 | 5 | 19 | 6:00 | 3319 | 19.3 | 19.5 | 14.5 | 18.8 | 19 | 19.1 | 8.8 | 14.8 | 15.8 | 14.8 | 19.7 | 16.5 | 18.5 | 16.5 | 18.1 | 16.4 | 65.9 | 187.28 | 108.21 | 0.93 | 5.22
2019 | 5 | 19 | 7:00 | 3320 | 21.6 | 20.9 | 15.9 | 20.6 | 20.6 | 20.9 | 8.8 | 14.8 | 15.8 | 14.8 | 19.7 | 16.5 | 18.5 | 16.5 | 18.1 | 16.4 | 65.9 | 187.28 | 108.21 | 0.93 | 5.22
2019 | 5 | 19 | 8:00 | 3321 | 23.4 | 22.7 | 19.6 | 22.4 | 22.1 | 22.4 | 8.8 | 14.8 | 15.8 | 14.8 | 19.7 | 16.5 | 18.5 | 16.5 | 18.1 | 16.4 | 65.9 | 187.28 | 108.21 | 0.93 | 5.22
2019 | 5 | 19 | 9:00 | 3322 | 24.6 | 24.1 | 22.4 | 24.4 | 23.8 | 23.2 | 8.8 | 14.8 | 15.8 | 14.8 | 19.7 | 16.5 | 18.5 | 16.5 | 18.1 | 16.4 | 65.9 | 187.28 | 108.21 | 0.93 | 5.22
2019 | 5 | 19 | 10:00 | 3323 | 25.3 | 25.2 | 23.6 | 25.4 | 25 | 23.8 | 8.8 | 14.8 | 15.8 | 14.8 | 19.7 | 16.5 | 18.5 | 16.5 | 18.1 | 16.4 | 65.9 | 187.28 | 108.21 | 0.93 | 5.22
2019 | 5 | 19 | 11:00 | 3324 | 25.8 | 26.1 | 25.6 | 26.1 | 26 | 24.8 | 8.8 | 14.8 | 15.8 | 14.8 | 19.7 | 16.5 | 18.5 | 16.5 | 18.1 | 16.4 | 65.9 | 187.28 | 108.21 | 0.93 | 5.22
2019 | 5 | 19 | 12:00 | 3325 | 26.6 | 26.5 | 26.3 | 26.2 | 26 | 25.1 | 11.8 | 14.8 | 15.8 | 14.8 | 19.7 | 16.5 | 18.5 | 16.5 | 18.1 | 16.4 | 65.9 | 187.28 | 108.21 | 0.93 | 5.22
2019 | 5 | 19 | 13:00 | 3326 | 26.1 | 26.8 | 26.7 | 26.6 | 26.5 | 25.8 | 11.8 | 14.8 | 15.8 | 14.8 | 19.7 | 16.5 | 18.5 | 16.5 | 18.1 | 16.4 | 65.9 | 187.28 | 108.21 | 0.93 | 5.22
2019 | 5 | 19 | 14:00 | 3327 | 25.4 | 25.9 | 26.7 | 26.5 | 26.3 | 25.3 | 11.8 | 14.8 | 15.8 | 14.8 | 19.7 | 16.5 | 18.5 | 16.5 | 18.1 | 16.4 | 65.9 | 187.28 | 108.21 | 0.93 | 5.22
2019 | 5 | 19 | 15:00 | 3328 | 24.1 | 24.7 | 26 | 26.2 | 26.2 | 24.6 | 11.8 | 14.8 | 15.8 | 14.8 | 19.7 | 16.5 | 18.5 | 16.5 | 18.1 | 16.4 | 65.9 | 187.28 | 108.21 | 0.93 | 5.22
2019 | 5 | 19 | 16:00 | 3329 | 23.4 | 23.3 | 25.6 | 26 | 25.5 | 23.5 | 11.8 | 14.8 | 15.8 | 14.8 | 19.7 | 16.5 | 18.5 | 16.5 | 18.1 | 16.4 | 65.9 | 187.28 | 108.21 | 0.93 | 5.22
2019 | 5 | 19 | 17:00 | 3330 | 23.2 | 22.1 | 24 | 25.3 | 24.5 | 22.9 | 11.8 | 14.8 | 15.8 | 14.8 | 19.7 | 16.5 | 18.5 | 16.5 | 18.1 | 16.4 | 65.9 | 187.28 | 108.21 | 0.93 | 5.22
2019 | 5 | 19 | 18:00 | 3331 | 22.3 | 21.4 | 22.3 | 23.7 | 21.9 | 21.9 | 11.8 | 14.8 | 15.8 | 14.8 | 19.7 | 16.5 | 18.5 | 16.5 | 18.1 | 16.4 | 65.9 | 187.28 | 108.21 | 0.93 | 5.22
2019 | 5 | 19 | 19:00 | 3332 | 21.7 | 20.8 | 21 | 20 | 21 | 21.1 | 11.8 | 14.8 | 15.8 | 14.8 | 19.7 | 16.5 | 18.5 | 16.5 | 18.1 | 16.4 | 65.9 | 187.28 | 108.21 | 0.93 | 5.22
2019 | 5 | 19 | 20:00 | 3333 | 21.3 | 20.6 | 19.4 | 20.7 | 19.4 | 18.9 | 11.8 | 14.8 | 15.8 | 14.8 | 19.7 | 16.5 | 18.5 | 16.5 | 18.1 | 16.4 | 65.9 | 187.28 | 108.21 | 0.93 | 5.22
2019 | 5 | 19 | 21:00 | 3334 | 20.4 | 19.5 | 17.9 | 20.3 | 16.8 | 19.1 | 11.8 | 14.8 | 15.8 | 14.8 | 19.7 | 16.5 | 18.5 | 16.5 | 18.1 | 16.4 | 65.9 | 187.28 | 108.21 | 0.93 | 5.22
2019 | 5 | 19 | 22:00 | 3335 | 19.8 | 18.6 | 17.9 | 17.2 | 15.3 | 19.4 | 11.8 | 14.8 | 15.8 | 14.8 | 19.7 | 16.5 | 18.5 | 16.5 | 18.1 | 16.4 | 65.9 | 187.28 | 108.21 | 0.93 | 5.22
2019 | 5 | 19 | 23:00 | 3336 | 15.8 | 17.2 | 17.2 | 17 | 18.5 | 19.3 | 11.8 | 14.8 | 15.8 | 14.8 | 19.7 | 16.5 | 18.5 | 16.5 | 18.1 | 16.4 | 65.9 | 187.28 | 108.21 | 0.93 | 5.22
2019 | 5 | 20 | 0:00 | 3337 | 16.5 | 16.4 | 17 | 17.2 | 16.9 | 18.6 | 9.4 | 16.2 | 17.6 | 15.9 | 18.4 | 17.8 | 19.6 | 17.4 | 19 | 17.4 | 68.25 | 193.12 | 104.94 | 0.94 | 5.19
2019 | 5 | 20 | 1:00 | 3338 | 16.6 | 15.6 | 16.8 | 18.6 | 15.8 | 17.5 | 9.4 | 16.2 | 17.6 | 15.9 | 18.4 | 17.8 | 19.6 | 17.4 | 19 | 17.4 | 68.25 | 193.12 | 104.94 | 0.94 | 5.19
2019 | 5 | 20 | 2:00 | 3339 | 15.2 | 15.5 | 16.4 | 17.8 | 14.9 | 17.5 | 9.4 | 16.2 | 17.6 | 15.9 | 18.4 | 17.8 | 19.6 | 17.4 | 19 | 17.4 | 68.25 | 193.12 | 104.94 | 0.94 | 5.19
2019 | 5 | 20 | 3:00 | 3340 | 16.2 | 15.3 | 16.9 | 17.4 | 15.1 | 17.8 | 9.4 | 16.2 | 17.6 | 15.9 | 18.4 | 17.8 | 19.6 | 17.4 | 19 | 17.4 | 68.25 | 193.12 | 104.94 | 0.94 | 5.19
2019 | 5 | 20 | 4:00 | 3341 | 17.3 | 15.9 | 17 | 17.3 | 15.5 | 17.5 | 9.4 | 16.2 | 17.6 | 15.9 | 18.4 | 17.8 | 19.6 | 17.4 | 19 | 17.4 | 68.25 | 193.12 | 104.94 | 0.94 | 5.19
2019 | 5 | 20 | 5:00 | 3342 | 18.7 | 16.9 | 17.1 | 16.1 | 15.1 | 18.1 | 9.4 | 16.2 | 17.6 | 15.9 | 18.4 | 17.8 | 19.6 | 17.4 | 19 | 17.4 | 68.25 | 193.12 | 104.94 | 0.94 | 5.19
2019 | 5 | 20 | 6:00 | 3343 | 20.1 | 19.2 | 20.3 | 17.6 | 15.9 | 20.1 | 9.4 | 16.2 | 17.6 | 15.9 | 18.4 | 17.8 | 19.6 | 17.4 | 19 | 17.4 | 68.25 | 193.12 | 104.94 | 0.94 | 5.19
2019 | 5 | 20 | 7:00 | 3344 | 20.2 | 21.4 | 22.6 | 18.8 | 18 | 22.6 | 9.4 | 16.2 | 17.6 | 15.9 | 18.4 | 17.8 | 19.6 | 17.4 | 19 | 17.4 | 68.25 | 193.12 | 104.94 | 0.94 | 5.19
2019 | 5 | 20 | 8:00 | 3345 | 24.4 | 22.8 | 24 | 19.7 | 21.4 | 24 | 9.4 | 16.2 | 17.6 | 15.9 | 18.4 | 17.8 | 19.6 | 17.4 | 19 | 17.4 | 68.25 | 193.12 | 104.94 | 0.94 | 5.19
2019 | 5 | 20 | 9:00 | 3346 | 25 | 23.8 | 25.3 | 22 | 23 | 25 | 9.4 | 16.2 | 17.6 | 15.9 | 18.4 | 17.8 | 19.6 | 17.4 | 19 | 17.4 | 68.25 | 193.12 | 104.94 | 0.94 | 5.19
2019 | 5 | 20 | 10:00 | 3347 | 25.1 | 24.9 | 26.5 | 24.7 | 24.9 | 26.4 | 9.4 | 16.2 | 17.6 | 15.9 | 18.4 | 17.8 | 19.6 | 17.4 | 19 | 17.4 | 68.25 | 193.12 | 104.94 | 0.94 | 5.19
2019 | 5 | 20 | 11:00 | 3348 | 23.5 | 26.1 | 27 | 25.7 | 26.3 | 25.7 | 9.4 | 16.2 | 17.6 | 15.9 | 18.4 | 17.8 | 19.6 | 17.4 | 19 | 17.4 | 68.25 | 193.12 | 104.94 | 0.94 | 5.19
2019 | 5 | 20 | 12:00 | 3349 | 23.8 | 25.6 | 27.9 | 26.7 | 25.7 | 22.6 | 11 | 16.2 | 17.6 | 15.9 | 18.4 | 17.8 | 19.6 | 17.4 | 19 | 17.4 | 68.25 | 193.12 | 104.94 | 0.94 | 5.19
2019 | 5 | 20 | 13:00 | 3350 | 23.3 | 24.6 | 27.9 | 26.9 | 26.9 | 18 | 11 | 16.2 | 17.6 | 15.9 | 18.4 | 17.8 | 19.6 | 17.4 | 19 | 17.4 | 68.25 | 193.12 | 104.94 | 0.94 | 5.19
2019 | 5 | 20 | 14:00 | 3351 | 24.1 | 23.1 | 28.3 | 26.9 | 24.3 | 18.6 | 11 | 16.2 | 17.6 | 15.9 | 18.4 | 17.8 | 19.6 | 17.4 | 19 | 17.4 | 68.25 | 193.12 | 104.94 | 0.94 | 5.19
2019 | 5 | 20 | 15:00 | 3352 | 24.8 | 23.3 | 28.2 | 26.7 | 25.7 | 22.7 | 11 | 16.2 | 17.6 | 15.9 | 18.4 | 17.8 | 19.6 | 17.4 | 19 | 17.4 | 68.25 | 193.12 | 104.94 | 0.94 | 5.19
2019 | 5 | 20 | 16:00 | 3353 | 24.9 | 23 | 27.4 | 26.4 | 24.2 | 22.7 | 11 | 16.2 | 17.6 | 15.9 | 18.4 | 17.8 | 19.6 | 17.4 | 19 | 17.4 | 68.25 | 193.12 | 104.94 | 0.94 | 5.19
2019 | 5 | 20 | 17:00 | 3354 | 23 | 22.3 | 26 | 25.1 | 23 | 22.5 | 11 | 16.2 | 17.6 | 15.9 | 18.4 | 17.8 | 19.6 | 17.4 | 19 | 17.4 | 68.25 | 193.12 | 104.94 | 0.94 | 5.19
2019 | 5 | 20 | 18:00 | 3355 | 21.9 | 22.2 | 24.1 | 23.9 | 21 | 21.5 | 11 | 16.2 | 17.6 | 15.9 | 18.4 | 17.8 | 19.6 | 17.4 | 19 | 17.4 | 68.25 | 193.12 | 104.94 | 0.94 | 5.19
2019 | 5 | 20 | 19:00 | 3356 | 22.1 | 20.9 | 22.6 | 22.3 | 20.3 | 20.3 | 11 | 16.2 | 17.6 | 15.9 | 18.4 | 17.8 | 19.6 | 17.4 | 19 | 17.4 | 68.25 | 193.12 | 104.94 | 0.94 | 5.19
2019 | 5 | 20 | 20:00 | 3357 | 21.7 | 19.7 | 21.6 | 20.6 | 18.6 | 19.7 | 11 | 16.2 | 17.6 | 15.9 | 18.4 | 17.8 | 19.6 | 17.4 | 19 | 17.4 | 68.25 | 193.12 | 104.94 | 0.94 | 5.19
2019 | 5 | 20 | 21:00 | 3358 | 21 | 19.2 | 19.3 | 18.2 | 17.1 | 19.9 | 11 | 16.2 | 17.6 | 15.9 | 18.4 | 17.8 | 19.6 | 17.4 | 19 | 17.4 | 68.25 | 193.12 | 104.94 | 0.94 | 5.19
2019 | 5 | 20 | 22:00 | 3359 | 20.5 | 18.7 | 19.3 | 18.3 | 16.6 | 19.6 | 11 | 16.2 | 17.6 | 15.9 | 18.4 | 17.8 | 19.6 | 17.4 | 19 | 17.4 | 68.25 | 193.12 | 104.94 | 0.94 | 5.19
2019 | 5 | 20 | 23:00 | 3360 | 20 | 18.8 | 18.7 | 17.3 | 16.8 | 19.1 | 11 | 16.2 | 17.6 | 15.9 | 18.4 | 17.8 | 19.6 | 17.4 | 19 | 17.4 | 68.25 | 193.12 | 104.94 | 0.94 | 5.19
2019 | 5 | 21 | 0:00 | 3361 | 19.5 | 18.3 | 17.9 | 17 | 16.2 | 18.4 | 10 | 17.7 | 19.1 | 16.7 | 17.6 | 18.7 | 20.8 | 18 | 20 | 18.6 | 68.23 | 193.25 | 104.63 | 0.86 | 5.1
2019 | 5 | 21 | 1:00 | 3362 | 18.9 | 16.5 | 18.1 | 16.6 | 15.9 | 17.6 | 10 | 17.7 | 19.1 | 16.7 | 17.6 | 18.7 | 20.8 | 18 | 20 | 18.6 | 68.23 | 193.25 | 104.63 | 0.86 | 5.1
2019 | 5 | 21 | 2:00 | 3363 | 18.6 | 16.2 | 17.3 | 15.3 | 14.8 | 16.9 | 10 | 17.7 | 19.1 | 16.7 | 17.6 | 18.7 | 20.8 | 18 | 20 | 18.6 | 68.23 | 193.25 | 104.63 | 0.86 | 5.1
2019 | 5 | 21 | 3:00 | 3364 | 17.9 | 16.1 | 17 | 15.6 | 15.3 | 16.9 | 10 | 17.7 | 19.1 | 16.7 | 17.6 | 18.7 | 20.8 | 18 | 20 | 18.6 | 68.23 | 193.25 | 104.63 | 0.86 | 5.1
2019 | 5 | 21 | 4:00 | 3365 | 18.1 | 17.3 | 17.9 | 16.3 | 16.5 | 17.5 | 10 | 17.7 | 19.1 | 16.7 | 17.6 | 18.7 | 20.8 | 18 | 20 | 18.6 | 68.23 | 193.25 | 104.63 | 0.86 | 5.1
2019 | 5 | 21 | 5:00 | 3366 | 18.9 | 19.6 | 19.2 | 17.7 | 18 | 19 | 10 | 17.7 | 19.1 | 16.7 | 17.6 | 18.7 | 20.8 | 18 | 20 | 18.6 | 68.23 | 193.25 | 104.63 | 0.86 | 5.1
2019 | 5 | 21 | 6:00 | 3367 | 20.6 | 20.8 | 21.1 | 19.8 | 19.1 | 20.1 | 10 | 17.7 | 19.1 | 16.7 | 17.6 | 18.7 | 20.8 | 18 | 20 | 18.6 | 68.23 | 193.25 | 104.63 | 0.86 | 5.1
2019 | 5 | 21 | 7:00 | 3368 | 22.3 | 22.2 | 22 | 21.6 | 21.7 | 22 | 10 | 17.7 | 19.1 | 16.7 | 17.6 | 18.7 | 20.8 | 18 | 20 | 18.6 | 68.23 | 193.25 | 104.63 | 0.86 | 5.1
2019 | 5 | 21 | 8:00 | 3369 | 23.6 | 23.6 | 23.7 | 23 | 23.7 | 23.1 | 10 | 17.7 | 19.1 | 16.7 | 17.6 | 18.7 | 20.8 | 18 | 20 | 18.6 | 68.23 | 193.25 | 104.63 | 0.86 | 5.1
2019 | 5 | 21 | 9:00 | 3370 | 23.8 | 25.3 | 24.9 | 24.2 | 24.9 | 24.9 | 10 | 17.7 | 19.1 | 16.7 | 17.6 | 18.7 | 20.8 | 18 | 20 | 18.6 | 68.23 | 193.25 | 104.63 | 0.86 | 5.1
2019 | 5 | 21 | 10:00 | 3371 | 26 | 26.1 | 26.2 | 25.6 | 25.5 | 25.4 | 10 | 17.7 | 19.1 | 16.7 | 17.6 | 18.7 | 20.8 | 18 | 20 | 18.6 | 68.23 | 193.25 | 104.63 | 0.86 | 5.1
2019 | 5 | 21 | 11:00 | 3372 | 26.3 | 26.8 | 26 | 26.6 | 26.4 | 26.3 | 10 | 17.7 | 19.1 | 16.7 | 17.6 | 18.7 | 20.8 | 18 | 20 | 18.6 | 68.23 | 193.25 | 104.63 | 0.86 | 5.1
2019 | 5 | 21 | 12:00 | 3373 | 27.1 | 27.7 | 27.6 | 27.4 | 27.4 | 27 | 11.6 | 17.7 | 19.1 | 16.7 | 17.6 | 18.7 | 20.8 | 18 | 20 | 18.6 | 68.23 | 193.25 | 104.63 | 0.86 | 5.1
2019 | 5 | 21 | 13:00 | 3374 | 26 | 26.2 | 27.1 | 27.9 | 27.6 | 25.7 | 11.6 | 17.7 | 19.1 | 16.7 | 17.6 | 18.7 | 20.8 | 18 | 20 | 18.6 | 68.23 | 193.25 | 104.63 | 0.86 | 5.1
2019 | 5 | 21 | 14:00 | 3375 | 25.1 | 26.6 | 27 | 27.2 | 27.4 | 25.9 | 11.6 | 17.7 | 19.1 | 16.7 | 17.6 | 18.7 | 20.8 | 18 | 20 | 18.6 | 68.23 | 193.25 | 104.63 | 0.86 | 5.1
2019 | 5 | 21 | 15:00 | 3376 | 24.9 | 26 | 24.2 | 27.5 | 27.1 | 25.2 | 11.6 | 17.7 | 19.1 | 16.7 | 17.6 | 18.7 | 20.8 | 18 | 20 | 18.6 | 68.23 | 193.25 | 104.63 | 0.86 | 5.1
2019 | 5 | 21 | 16:00 | 3377 | 24.7 | 24.5 | 24.2 | 26.3 | 26.7 | 24.7 | 11.6 | 17.7 | 19.1 | 16.7 | 17.6 | 18.7 | 20.8 | 18 | 20 | 18.6 | 68.23 | 193.25 | 104.63 | 0.86 | 5.1
2019 | 5 | 21 | 17:00 | 3378 | 23.6 | 23.2 | 22.7 | 25.8 | 25.9 | 23.7 | 11.6 | 17.7 | 19.1 | 16.7 | 17.6 | 18.7 | 20.8 | 18 | 20 | 18.6 | 68.23 | 193.25 | 104.63 | 0.86 | 5.1
2019 | 5 | 21 | 18:00 | 3379 | 19.2 | 21.9 | 21.6 | 22.8 | 23.3 | 22.4 | 11.6 | 17.7 | 19.1 | 16.7 | 17.6 | 18.7 | 20.8 | 18 | 20 | 18.6 | 68.23 | 193.25 | 104.63 | 0.86 | 5.1
2019 | 5 | 21 | 19:00 | 3380 | 18.8 | 18.8 | 20.8 | 18.8 | 19.9 | 21.1 | 11.6 | 17.7 | 19.1 | 16.7 | 17.6 | 18.7 | 20.8 | 18 | 20 | 18.6 | 68.23 | 193.25 | 104.63 | 0.86 | 5.1
2019 | 5 | 21 | 20:00 | 3381 | 18.4 | 18.5 | 19.2 | 17.8 | 18.3 | 19.4 | 11.6 | 17.7 | 19.1 | 16.7 | 17.6 | 18.7 | 20.8 | 18 | 20 | 18.6 | 68.23 | 193.25 | 104.63 | 0.86 | 5.1
2019 | 5 | 21 | 21:00 | 3382 | 17.8 | 16.9 | 18.6 | 16.8 | 16.4 | 18 | 11.6 | 17.7 | 19.1 | 16.7 | 17.6 | 18.7 | 20.8 | 18 | 20 | 18.6 | 68.23 | 193.25 | 104.63 | 0.86 | 5.1
2019 | 5 | 21 | 22:00 | 3383 | 17.4 | 15.9 | 17.7 | 16.1 | 15.8 | 17.1 | 11.6 | 17.7 | 19.1 | 16.7 | 17.6 | 18.7 | 20.8 | 18 | 20 | 18.6 | 68.23 | 193.25 | 104.63 | 0.86 | 5.1
2019 | 5 | 21 | 23:00 | 3384 | 16.6 | 15.3 | 16.7 | 14.9 | 16.1 | 16.5 | 11.6 | 17.7 | 19.1 | 16.7 | 17.6 | 18.7 | 20.8 | 18 | 20 | 18.6 | 68.23 | 193.25 | 104.63 | 0.86 | 5.1
2019 | 5 | 22 | 0:00 | 3385 | 16 | 14.6 | 16.1 | 13.9 | 14.5 | 15.1 | 9.2 | 17.9 | 19.9 | 17.3 | 17.6 | 18.9 | 21.8 | 18.4 | 20.8 | 19.4 | 63.81 | 195.39 | 103.26 | 0.84 | 5.39
2019 | 5 | 22 | 1:00 | 3386 | 15.1 | 14.6 | 16.3 | 13.3 | 13 | 13.9 | 9.2 | 17.9 | 19.9 | 17.3 | 17.6 | 18.9 | 21.8 | 18.4 | 20.8 | 19.4 | 63.81 | 195.39 | 103.26 | 0.84 | 5.39
2019 | 5 | 22 | 2:00 | 3387 | 13.8 | 13.9 | 15.8 | 12.9 | 12.3 | 13.4 | 9.2 | 17.9 | 19.9 | 17.3 | 17.6 | 18.9 | 21.8 | 18.4 | 20.8 | 19.4 | 63.81 | 195.39 | 103.26 | 0.84 | 5.39
2019 | 5 | 22 | 3:00 | 3388 | 13.4 | 14.4 | 15.3 | 12.4 | 13.1 | 13.6 | 9.2 | 17.9 | 19.9 | 17.3 | 17.6 | 18.9 | 21.8 | 18.4 | 20.8 | 19.4 | 63.81 | 195.39 | 103.26 | 0.84 | 5.39
2019 | 5 | 22 | 4:00 | 3389 | 14.6 | 15.7 | 16.9 | 14.8 | 15.4 | 15 | 9.2 | 17.9 | 19.9 | 17.3 | 17.6 | 18.9 | 21.8 | 18.4 | 20.8 | 19.4 | 63.81 | 195.39 | 103.26 | 0.84 | 5.39
2019 | 5 | 22 | 5:00 | 3390 | 15.4 | 16.5 | 19 | 18.6 | 18 | 15.9 | 9.2 | 17.9 | 19.9 | 17.3 | 17.6 | 18.9 | 21.8 | 18.4 | 20.8 | 19.4 | 63.81 | 195.39 | 103.26 | 0.84 | 5.39
2019 | 5 | 22 | 6:00 | 3391 | 17 | 17.9 | 20.4 | 21.1 | 19.5 | 17.2 | 9.2 | 17.9 | 19.9 | 17.3 | 17.6 | 18.9 | 21.8 | 18.4 | 20.8 | 19.4 | 63.81 | 195.39 | 103.26 | 0.84 | 5.39
2019 | 5 | 22 | 7:00 | 3392 | 18.4 | 19.4 | 22 | 22.4 | 20.9 | 19.1 | 9.2 | 17.9 | 19.9 | 17.3 | 17.6 | 18.9 | 21.8 | 18.4 | 20.8 | 19.4 | 63.81 | 195.39 | 103.26 | 0.84 | 5.39
2019 | 5 | 22 | 8:00 | 3393 | 19.7 | 20.6 | 18.4 | 23.7 | 22.2 | 20.7 | 9.2 | 17.9 | 19.9 | 17.3 | 17.6 | 18.9 | 21.8 | 18.4 | 20.8 | 19.4 | 63.81 | 195.39 | 103.26 | 0.84 | 5.39
2019 | 5 | 22 | 9:00 | 3394 | 21.1 | 21.4 | 18.4 | 24.3 | 23.3 | 21.7 | 9.2 | 17.9 | 19.9 | 17.3 | 17.6 | 18.9 | 21.8 | 18.4 | 20.8 | 19.4 | 63.81 | 195.39 | 103.26 | 0.84 | 5.39
2019 | 5 | 22 | 10:00 | 3395 | 21.8 | 22.7 | 18.4 | 24.9 | 24 | 22.3 | 9.2 | 17.9 | 19.9 | 17.3 | 17.6 | 18.9 | 21.8 | 18.4 | 20.8 | 19.4 | 63.81 | 195.39 | 103.26 | 0.84 | 5.39
2019 | 5 | 22 | 11:00 | 3396 | 22.8 | 23.8 | 18.9 | 24.9 | 24.7 | 22.7 | 9.2 | 17.9 | 19.9 | 17.3 | 17.6 | 18.9 | 21.8 | 18.4 | 20.8 | 19.4 | 63.81 | 195.39 | 103.26 | 0.84 | 5.39
2019 | 5 | 22 | 12:00 | 3397 | 23.5 | 24 | 19.1 | 25.3 | 25.1 | 23.8 | 15 | 17.9 | 19.9 | 17.3 | 17.6 | 18.9 | 21.8 | 18.4 | 20.8 | 19.4 | 63.81 | 195.39 | 103.26 | 0.84 | 5.39
2019 | 5 | 22 | 13:00 | 3398 | 24.6 | 23.8 | 18.4 | 26.1 | 25.7 | 24.1 | 15 | 17.9 | 19.9 | 17.3 | 17.6 | 18.9 | 21.8 | 18.4 | 20.8 | 19.4 | 63.81 | 195.39 | 103.26 | 0.84 | 5.39
2019 | 5 | 22 | 14:00 | 3399 | 24.2 | 23.8 | 17.9 | 26.3 | 25.6 | 23.3 | 15 | 17.9 | 19.9 | 17.3 | 17.6 | 18.9 | 21.8 | 18.4 | 20.8 | 19.4 | 63.81 | 195.39 | 103.26 | 0.84 | 5.39
2019 | 5 | 22 | 15:00 | 3400 | 23.6 | 24.4 | 18.6 | 26.9 | 25.4 | 23.1 | 15 | 17.9 | 19.9 | 17.3 | 17.6 | 18.9 | 21.8 | 18.4 | 20.8 | 19.4 | 63.81 | 195.39 | 103.26 | 0.84 | 5.39
2019 | 5 | 22 | 16:00 | 3401 | 23.4 | 24.1 | 17.1 | 23.4 | 25.3 | 22.4 | 15 | 17.9 | 19.9 | 17.3 | 17.6 | 18.9 | 21.8 | 18.4 | 20.8 | 19.4 | 63.81 | 195.39 | 103.26 | 0.84 | 5.39
2019 | 5 | 22 | 17:00 | 3402 | 22.3 | 22.9 | 16.5 | 23.1 | 23.2 | 22.3 | 15 | 17.9 | 19.9 | 17.3 | 17.6 | 18.9 | 21.8 | 18.4 | 20.8 | 19.4 | 63.81 | 195.39 | 103.26 | 0.84 | 5.39
2019 | 5 | 22 | 18:00 | 3403 | 21.6 | 20.1 | 16.9 | 22.1 | 21.1 | 20.5 | 15 | 17.9 | 19.9 | 17.3 | 17.6 | 18.9 | 21.8 | 18.4 | 20.8 | 19.4 | 63.81 | 195.39 | 103.26 | 0.84 | 5.39
2019 | 5 | 22 | 19:00 | 3404 | 18.5 | 17.6 | 15.3 | 19.8 | 19.9 | 17.8 | 15 | 17.9 | 19.9 | 17.3 | 17.6 | 18.9 | 21.8 | 18.4 | 20.8 | 19.4 | 63.81 | 195.39 | 103.26 | 0.84 | 5.39
2019 | 5 | 22 | 20:00 | 3405 | 16.2 | 18 | 14.6 | 18.4 | 18 | 17 | 15 | 17.9 | 19.9 | 17.3 | 17.6 | 18.9 | 21.8 | 18.4 | 20.8 | 19.4 | 63.81 | 195.39 | 103.26 | 0.84 | 5.39
2019 | 5 | 22 | 21:00 | 3406 | 12.9 | 15.5 | 14.8 | 17.1 | 17.6 | 15.7 | 15 | 17.9 | 19.9 | 17.3 | 17.6 | 18.9 | 21.8 | 18.4 | 20.8 | 19.4 | 63.81 | 195.39 | 103.26 | 0.84 | 5.39
2019 | 5 | 22 | 22:00 | 3407 | 12.6 | 13.2 | 14.5 | 16.1 | 16.8 | 14.1 | 15 | 17.9 | 19.9 | 17.3 | 17.6 | 18.9 | 21.8 | 18.4 | 20.8 | 19.4 | 63.81 | 195.39 | 103.26 | 0.84 | 5.39
2019 | 5 | 22 | 23:00 | 3408 | 11.2 | 13.2 | 14.2 | 15.7 | 15.9 | 13.1 | 15 | 17.9 | 19.9 | 17.3 | 17.6 | 18.9 | 21.8 | 18.4 | 20.8 | 19.4 | 63.81 | 195.39 | 103.26 | 0.84 | 5.39
2019 | 5 | 23 | 0:00 | 3409 | 10.6 | 14.2 | 13.8 | 15 | 16.6 | 11.9 | 9.8 | 16.2 | 19.7 | 16.7 | 17.2 | 19.3 | 21.7 | 18.7 | 20.3 | 20.6 | 66.37 | 194.5 | 99.41 | 0.82 | 4.61
2019 | 5 | 23 | 1:00 | 3410 | 10.6 | 13.4 | 14.1 | 13.8 | 16.4 | 10.7 | 9.8 | 16.2 | 19.7 | 16.7 | 17.2 | 19.3 | 21.7 | 18.7 | 20.3 | 20.6 | 66.37 | 194.5 | 99.41 | 0.82 | 4.61
2019 | 5 | 23 | 2:00 | 3411 | 9.4 | 13.2 | 13.4 | 13.4 | 15.7 | 9.7 | 9.8 | 16.2 | 19.7 | 16.7 | 17.2 | 19.3 | 21.7 | 18.7 | 20.3 | 20.6 | 66.37 | 194.5 | 99.41 | 0.82 | 4.61
2019 | 5 | 23 | 3:00 | 3412 | 10.5 | 13.1 | 13.4 | 12.6 | 15.6 | 10.1 | 9.8 | 16.2 | 19.7 | 16.7 | 17.2 | 19.3 | 21.7 | 18.7 | 20.3 | 20.6 | 66.37 | 194.5 | 99.41 | 0.82 | 4.61
2019 | 5 | 23 | 4:00 | 3413 | 13.5 | 14.6 | 14.2 | 14.2 | 16.5 | 12.1 | 9.8 | 16.2 | 19.7 | 16.7 | 17.2 | 19.3 | 21.7 | 18.7 | 20.3 | 20.6 | 66.37 | 194.5 | 99.41 | 0.82 | 4.61
2019 | 5 | 23 | 5:00 | 3414 | 17.1 | 16.6 | 14.7 | 16.2 | 17.5 | 15 | 9.8 | 16.2 | 19.7 | 16.7 | 17.2 | 19.3 | 21.7 | 18.7 | 20.3 | 20.6 | 66.37 | 194.5 | 99.41 | 0.82 | 4.61
2019 | 5 | 23 | 6:00 | 3415 | 19.7 | 19.5 | 13 | 18 | 19.6 | 19.1 | 9.8 | 16.2 | 19.7 | 16.7 | 17.2 | 19.3 | 21.7 | 18.7 | 20.3 | 20.6 | 66.37 | 194.5 | 99.41 | 0.82 | 4.61
2019 | 5 | 23 | 7:00 | 3416 | 21.9 | 21.8 | 13.2 | 20.3 | 21.8 | 22.2 | 9.8 | 16.2 | 19.7 | 16.7 | 17.2 | 19.3 | 21.7 | 18.7 | 20.3 | 20.6 | 66.37 | 194.5 | 99.41 | 0.82 | 4.61
2019 | 5 | 23 | 8:00 | 3417 | 23.3 | 23.6 | 14 | 22.7 | 23.5 | 23.5 | 9.8 | 16.2 | 19.7 | 16.7 | 17.2 | 19.3 | 21.7 | 18.7 | 20.3 | 20.6 | 66.37 | 194.5 | 99.41 | 0.82 | 4.61
2019 | 5 | 23 | 9:00 | 3418 | 24 | 24.5 | 13.6 | 23.8 | 24.5 | 24.8 | 9.8 | 16.2 | 19.7 | 16.7 | 17.2 | 19.3 | 21.7 | 18.7 | 20.3 | 20.6 | 66.37 | 194.5 | 99.41 | 0.82 | 4.61
2019 | 5 | 23 | 10:00 | 3419 | 24.6 | 24.6 | 13.4 | 24.5 | 23.4 | 25.6 | 9.8 | 16.2 | 19.7 | 16.7 | 17.2 | 19.3 | 21.7 | 18.7 | 20.3 | 20.6 | 66.37 | 194.5 | 99.41 | 0.82 | 4.61
2019 | 5 | 23 | 11:00 | 3420 | 22.6 | 23.4 | 13 | 24.4 | 22.9 | 26.3 | 9.8 | 16.2 | 19.7 | 16.7 | 17.2 | 19.3 | 21.7 | 18.7 | 20.3 | 20.6 | 66.37 | 194.5 | 99.41 | 0.82 | 4.61
2019 | 5 | 23 | 12:00 | 3421 | 20.1 | 24.8 | 12.9 | 24.8 | 23.1 | 25.4 | 12.4 | 16.2 | 19.7 | 16.7 | 17.2 | 19.3 | 21.7 | 18.7 | 20.3 | 20.6 | 66.37 | 194.5 | 99.41 | 0.82 | 4.61
2019 | 5 | 23 | 13:00 | 3422 | 23.7 | 23.8 | 14.7 | 22.5 | 22.7 | 25.5 | 12.4 | 16.2 | 19.7 | 16.7 | 17.2 | 19.3 | 21.7 | 18.7 | 20.3 | 20.6 | 66.37 | 194.5 | 99.41 | 0.82 | 4.61
2019 | 5 | 23 | 14:00 | 3423 | 22.1 | 21.4 | 13.7 | 20.5 | 20 | 21 | 12.4 | 16.2 | 19.7 | 16.7 | 17.2 | 19.3 | 21.7 | 18.7 | 20.3 | 20.6 | 66.37 | 194.5 | 99.41 | 0.82 | 4.61
2019 | 5 | 23 | 15:00 | 3424 | 23.8 | 20.7 | 13.9 | 21.7 | 20 | 20.7 | 12.4 | 16.2 | 19.7 | 16.7 | 17.2 | 19.3 | 21.7 | 18.7 | 20.3 | 20.6 | 66.37 | 194.5 | 99.41 | 0.82 | 4.61
2019 | 5 | 23 | 16:00 | 3425 | 22.2 | 22.3 | 14.2 | 20.6 | 20.2 | 19.8 | 12.4 | 16.2 | 19.7 | 16.7 | 17.2 | 19.3 | 21.7 | 18.7 | 20.3 | 20.6 | 66.37 | 194.5 | 99.41 | 0.82 | 4.61
2019 | 5 | 23 | 17:00 | 3426 | 21 | 21.9 | 13.2 | 20.4 | 19.6 | 19 | 12.4 | 16.2 | 19.7 | 16.7 | 17.2 | 19.3 | 21.7 | 18.7 | 20.3 | 20.6 | 66.37 | 194.5 | 99.41 | 0.82 | 4.61
2019 | 5 | 23 | 18:00 | 3427 | 19.2 | 20.5 | 12.5 | 19.4 | 19 | 17.9 | 12.4 | 16.2 | 19.7 | 16.7 | 17.2 | 19.3 | 21.7 | 18.7 | 20.3 | 20.6 | 66.37 | 194.5 | 99.41 | 0.82 | 4.61
2019 | 5 | 23 | 19:00 | 3428 | 17.3 | 18.1 | 12.3 | 17.9 | 17.7 | 17.1 | 12.4 | 16.2 | 19.7 | 16.7 | 17.2 | 19.3 | 21.7 | 18.7 | 20.3 | 20.6 | 66.37 | 194.5 | 99.41 | 0.82 | 4.61
2019 | 5 | 23 | 20:00 | 3429 | 15.3 | 16.3 | 12 | 15.9 | 17.3 | 16.8 | 12.4 | 16.2 | 19.7 | 16.7 | 17.2 | 19.3 | 21.7 | 18.7 | 20.3 | 20.6 | 66.37 | 194.5 | 99.41 | 0.82 | 4.61
2019 | 5 | 23 | 21:00 | 3430 | 14.3 | 14.4 | 12 | 12 | 16.3 | 17 | 12.4 | 16.2 | 19.7 | 16.7 | 17.2 | 19.3 | 21.7 | 18.7 | 20.3 | 20.6 | 66.37 | 194.5 | 99.41 | 0.82 | 4.61
2019 | 5 | 23 | 22:00 | 3431 | 13 | 13.6 | 11.8 | 11.4 | 15.3 | 16.4 | 12.4 | 16.2 | 19.7 | 16.7 | 17.2 | 19.3 | 21.7 | 18.7 | 20.3 | 20.6 | 66.37 | 194.5 | 99.41 | 0.82 | 4.61
2019 | 5 | 23 | 23:00 | 3432 | 12.5 | 13.2 | 11.7 | 11.7 | 14.1 | 16.3 | 12.4 | 16.2 | 19.7 | 16.7 | 17.2 | 19.3 | 21.7 | 18.7 | 20.3 | 20.6 | 66.37 | 194.5 | 99.41 | 0.82 | 4.61
2019 | 5 | 24 | 0:00 | 3433 | 12 | 12.8 | 11.5 | 12.1 | 13.2 | 14.9 | 9.6 | 13.8 | 19.4 | 16.7 | 17.3 | 19.3 | 20.7 | 18.4 | 18.5 | 20.2 | 65.4 | 190.89 | 100.7 | 0.77 | 4.6
2019 | 5 | 24 | 1:00 | 3434 | 11.9 | 12.8 | 11.3 | 12.3 | 12.3 | 14.1 | 9.6 | 13.8 | 19.4 | 16.7 | 17.3 | 19.3 | 20.7 | 18.4 | 18.5 | 20.2 | 65.4 | 190.89 | 100.7 | 0.77 | 4.6
2019 | 5 | 24 | 2:00 | 3435 | 12.2 | 12.6 | 11.3 | 12.3 | 11.8 | 13.8 | 9.6 | 13.8 | 19.4 | 16.7 | 17.3 | 19.3 | 20.7 | 18.4 | 18.5 | 20.2 | 65.4 | 190.89 | 100.7 | 0.77 | 4.6
2019 | 5 | 24 | 3:00 | 3436 | 12.3 | 12.5 | 11.4 | 12.1 | 12.1 | 13.5 | 9.6 | 13.8 | 19.4 | 16.7 | 17.3 | 19.3 | 20.7 | 18.4 | 18.5 | 20.2 | 65.4 | 190.89 | 100.7 | 0.77 | 4.6
2019 | 5 | 24 | 4:00 | 3437 | 12.3 | 12.3 | 11.4 | 12.2 | 12.4 | 13.2 | 9.6 | 13.8 | 19.4 | 16.7 | 17.3 | 19.3 | 20.7 | 18.4 | 18.5 | 20.2 | 65.4 | 190.89 | 100.7 | 0.77 | 4.6
2019 | 5 | 24 | 5:00 | 3438 | 12.7 | 12.9 | 11.7 | 12.1 | 13.3 | 13.4 | 9.6 | 13.8 | 19.4 | 16.7 | 17.3 | 19.3 | 20.7 | 18.4 | 18.5 | 20.2 | 65.4 | 190.89 | 100.7 | 0.77 | 4.6
2019 | 5 | 24 | 6:00 | 3439 | 13.3 | 13.6 | 13 | 12.9 | 13.6 | 13.6 | 9.6 | 13.8 | 19.4 | 16.7 | 17.3 | 19.3 | 20.7 | 18.4 | 18.5 | 20.2 | 65.4 | 190.89 | 100.7 | 0.77 | 4.6
2019 | 5 | 24 | 7:00 | 3440 | 14.3 | 14.4 | 13.6 | 13.7 | 14.3 | 13.7 | 9.6 | 13.8 | 19.4 | 16.7 | 17.3 | 19.3 | 20.7 | 18.4 | 18.5 | 20.2 | 65.4 | 190.89 | 100.7 | 0.77 | 4.6
2019 | 5 | 24 | 8:00 | 3441 | 15.3 | 16 | 13.9 | 15.3 | 15 | 14.2 | 9.6 | 13.8 | 19.4 | 16.7 | 17.3 | 19.3 | 20.7 | 18.4 | 18.5 | 20.2 | 65.4 | 190.89 | 100.7 | 0.77 | 4.6
2019 | 5 | 24 | 9:00 | 3442 | 16.1 | 16.4 | 15.2 | 16.5 | 14.7 | 16.7 | 9.6 | 13.8 | 19.4 | 16.7 | 17.3 | 19.3 | 20.7 | 18.4 | 18.5 | 20.2 | 65.4 | 190.89 | 100.7 | 0.77 | 4.6
2019 | 5 | 24 | 10:00 | 3443 | 16.6 | 16.3 | 15.4 | 18.2 | 14.7 | 19.1 | 9.6 | 13.8 | 19.4 | 16.7 | 17.3 | 19.3 | 20.7 | 18.4 | 18.5 | 20.2 | 65.4 | 190.89 | 100.7 | 0.77 | 4.6
2019 | 5 | 24 | 11:00 | 3444 | 16.4 | 16.6 | 14.8 | 19.7 | 16.9 | 20.8 | 9.6 | 13.8 | 19.4 | 16.7 | 17.3 | 19.3 | 20.7 | 18.4 | 18.5 | 20.2 | 65.4 | 190.89 | 100.7 | 0.77 | 4.6
2019 | 5 | 24 | 12:00 | 3445 | 16.2 | 17.2 | 15.8 | 20.4 | 19.1 | 21.3 | 13 | 13.8 | 19.4 | 16.7 | 17.3 | 19.3 | 20.7 | 18.4 | 18.5 | 20.2 | 65.4 | 190.89 | 100.7 | 0.77 | 4.6
2019 | 5 | 24 | 13:00 | 3446 | 16.7 | 17.5 | 14.8 | 21.5 | 18.5 | 21.4 | 13 | 13.8 | 19.4 | 16.7 | 17.3 | 19.3 | 20.7 | 18.4 | 18.5 | 20.2 | 65.4 | 190.89 | 100.7 | 0.77 | 4.6
2019 | 5 | 24 | 14:00 | 3447 | 16.6 | 17.3 | 14.5 | 20.4 | 18.9 | 21.2 | 13 | 13.8 | 19.4 | 16.7 | 17.3 | 19.3 | 20.7 | 18.4 | 18.5 | 20.2 | 65.4 | 190.89 | 100.7 | 0.77 | 4.6
2019 | 5 | 24 | 15:00 | 3448 | 16.3 | 17.3 | 14.7 | 19.6 | 18.6 | 20.6 | 13 | 13.8 | 19.4 | 16.7 | 17.3 | 19.3 | 20.7 | 18.4 | 18.5 | 20.2 | 65.4 | 190.89 | 100.7 | 0.77 | 4.6
2019 | 5 | 24 | 16:00 | 3449 | 16.7 | 18.1 | 15.9 | 18.7 | 19.1 | 18.4 | 13 | 13.8 | 19.4 | 16.7 | 17.3 | 19.3 | 20.7 | 18.4 | 18.5 | 20.2 | 65.4 | 190.89 | 100.7 | 0.77 | 4.6
2019 | 5 | 24 | 17:00 | 3450 | 16.8 | 17.6 | 14.1 | 18.2 | 18.9 | 17.5 | 13 | 13.8 | 19.4 | 16.7 | 17.3 | 19.3 | 20.7 | 18.4 | 18.5 | 20.2 | 65.4 | 190.89 | 100.7 | 0.77 | 4.6
2019 | 5 | 24 | 18:00 | 3451 | 16.3 | 17 | 13.8 | 16.5 | 18.1 | 17 | 13 | 13.8 | 19.4 | 16.7 | 17.3 | 19.3 | 20.7 | 18.4 | 18.5 | 20.2 | 65.4 | 190.89 | 100.7 | 0.77 | 4.6
2019 | 5 | 24 | 19:00 | 3452 | 14.2 | 16.4 | 13 | 13.9 | 16.6 | 16.1 | 13 | 13.8 | 19.4 | 16.7 | 17.3 | 19.3 | 20.7 | 18.4 | 18.5 | 20.2 | 65.4 | 190.89 | 100.7 | 0.77 | 4.6
2019 | 5 | 24 | 20:00 | 3453 | 12.6 | 15.2 | 11.7 | 10.7 | 15.1 | 14.6 | 13 | 13.8 | 19.4 | 16.7 | 17.3 | 19.3 | 20.7 | 18.4 | 18.5 | 20.2 | 65.4 | 190.89 | 100.7 | 0.77 | 4.6
2019 | 5 | 24 | 21:00 | 3454 | 12.8 | 13.9 | 11.9 | 9.9 | 13.6 | 12.9 | 13 | 13.8 | 19.4 | 16.7 | 17.3 | 19.3 | 20.7 | 18.4 | 18.5 | 20.2 | 65.4 | 190.89 | 100.7 | 0.77 | 4.6
2019 | 5 | 24 | 22:00 | 3455 | 11.5 | 13.7 | 12.1 | 9.3 | 11.8 | 14.1 | 13 | 13.8 | 19.4 | 16.7 | 17.3 | 19.3 | 20.7 | 18.4 | 18.5 | 20.2 | 65.4 | 190.89 | 100.7 | 0.77 | 4.6
2019 | 5 | 24 | 23:00 | 3456 | 10.9 | 12.5 | 12.7 | 8.8 | 10.9 | 14.4 | 13 | 13.8 | 19.4 | 16.7 | 17.3 | 19.3 | 20.7 | 18.4 | 18.5 | 20.2 | 65.4 | 190.89 | 100.7 | 0.77 | 4.6
2019 | 5 | 25 | 0:00 | 3457 | 10.1 | 9.9 | 13.6 | 7.9 | 10 | 13.5 | 10 | 17.1 | 18.9 | 16.3 | 17.9 | 18.7 | 20 | 18.1 | 17.9 | 19.5 | 60.43 | 185.42 | 100.65 | 0.76 | 4.74
2019 | 5 | 25 | 1:00 | 3458 | 9.2 | 9.2 | 14.1 | 8.9 | 9.5 | 12.6 | 10 | 17.1 | 18.9 | 16.3 | 17.9 | 18.7 | 20 | 18.1 | 17.9 | 19.5 | 60.43 | 185.42 | 100.65 | 0.76 | 4.74
2019 | 5 | 25 | 2:00 | 3459 | 9.1 | 8.2 | 14 | 10.6 | 10 | 11.2 | 10 | 17.1 | 18.9 | 16.3 | 17.9 | 18.7 | 20 | 18.1 | 17.9 | 19.5 | 60.43 | 185.42 | 100.65 | 0.76 | 4.74
2019 | 5 | 25 | 3:00 | 3460 | 8.4 | 8.6 | 13.4 | 10.3 | 10.2 | 11.2 | 10 | 17.1 | 18.9 | 16.3 | 17.9 | 18.7 | 20 | 18.1 | 17.9 | 19.5 | 60.43 | 185.42 | 100.65 | 0.76 | 4.74
2019 | 5 | 25 | 4:00 | 3461 | 9.9 | 10.1 | 12.7 | 10 | 12.5 | 12.8 | 10 | 17.1 | 18.9 | 16.3 | 17.9 | 18.7 | 20 | 18.1 | 17.9 | 19.5 | 60.43 | 185.42 | 100.65 | 0.76 | 4.74
2019 | 5 | 25 | 5:00 | 3462 | 12.6 | 12.3 | 12.7 | 11.2 | 13 | 14.2 | 10 | 17.1 | 18.9 | 16.3 | 17.9 | 18.7 | 20 | 18.1 | 17.9 | 19.5 | 60.43 | 185.42 | 100.65 | 0.76 | 4.74
2019 | 5 | 25 | 6:00 | 3463 | 15.5 | 15.2 | 12.6 | 13.5 | 13.2 | 16.2 | 10 | 17.1 | 18.9 | 16.3 | 17.9 | 18.7 | 20 | 18.1 | 17.9 | 19.5 | 60.43 | 185.42 | 100.65 | 0.76 | 4.74
2019 | 5 | 25 | 7:00 | 3464 | 18.2 | 16.6 | 13.2 | 13.7 | 13.3 | 17.8 | 10 | 17.1 | 18.9 | 16.3 | 17.9 | 18.7 | 20 | 18.1 | 17.9 | 19.5 | 60.43 | 185.42 | 100.65 | 0.76 | 4.74
2019 | 5 | 25 | 8:00 | 3465 | 20 | 19.5 | 13.4 | 15 | 15.1 | 18.8 | 10 | 17.1 | 18.9 | 16.3 | 17.9 | 18.7 | 20 | 18.1 | 17.9 | 19.5 | 60.43 | 185.42 | 100.65 | 0.76 | 4.74
2019 | 5 | 25 | 9:00 | 3466 | 21.2 | 20.4 | 14 | 14.8 | 17.1 | 20.5 | 10 | 17.1 | 18.9 | 16.3 | 17.9 | 18.7 | 20 | 18.1 | 17.9 | 19.5 | 60.43 | 185.42 | 100.65 | 0.76 | 4.74
2019 | 5 | 25 | 10:00 | 3467 | 22 | 18.7 | 14.5 | 16 | 16.9 | 21.2 | 10 | 17.1 | 18.9 | 16.3 | 17.9 | 18.7 | 20 | 18.1 | 17.9 | 19.5 | 60.43 | 185.42 | 100.65 | 0.76 | 4.74
2019 | 5 | 25 | 11:00 | 3468 | 20.1 | 20.3 | 13.8 | 15.4 | 18.3 | 20.9 | 10 | 17.1 | 18.9 | 16.3 | 17.9 | 18.7 | 20 | 18.1 | 17.9 | 19.5 | 60.43 | 185.42 | 100.65 | 0.76 | 4.74
2019 | 5 | 25 | 12:00 | 3469 | 19.9 | 18.5 | 12.9 | 15.1 | 18 | 20.2 | 14 | 17.1 | 18.9 | 16.3 | 17.9 | 18.7 | 20 | 18.1 | 17.9 | 19.5 | 60.43 | 185.42 | 100.65 | 0.76 | 4.74
2019 | 5 | 25 | 13:00 | 3470 | 20.5 | 18.7 | 12.3 | 14.4 | 18 | 19.8 | 14 | 17.1 | 18.9 | 16.3 | 17.9 | 18.7 | 20 | 18.1 | 17.9 | 19.5 | 60.43 | 185.42 | 100.65 | 0.76 | 4.74
2019 | 5 | 25 | 14:00 | 3471 | 20.1 | 17.6 | 12.5 | 13.7 | 16.5 | 21.2 | 14 | 17.1 | 18.9 | 16.3 | 17.9 | 18.7 | 20 | 18.1 | 17.9 | 19.5 | 60.43 | 185.42 | 100.65 | 0.76 | 4.74
2019 | 5 | 25 | 15:00 | 3472 | 17.5 | 16.4 | 12.2 | 13.1 | 14.9 | 20.3 | 14 | 17.1 | 18.9 | 16.3 | 17.9 | 18.7 | 20 | 18.1 | 17.9 | 19.5 | 60.43 | 185.42 | 100.65 | 0.76 | 4.74
2019 | 5 | 25 | 16:00 | 3473 | 16.1 | 15.1 | 12.3 | 12.9 | 14.1 | 17.9 | 14 | 17.1 | 18.9 | 16.3 | 17.9 | 18.7 | 20 | 18.1 | 17.9 | 19.5 | 60.43 | 185.42 | 100.65 | 0.76 | 4.74
2019 | 5 | 25 | 17:00 | 3474 | 14.8 | 13.6 | 12.1 | 12.5 | 13.2 | 16.6 | 14 | 17.1 | 18.9 | 16.3 | 17.9 | 18.7 | 20 | 18.1 | 17.9 | 19.5 | 60.43 | 185.42 | 100.65 | 0.76 | 4.74
2019 | 5 | 25 | 18:00 | 3475 | 12.9 | 12.9 | 11.6 | 11.9 | 12.5 | 14.2 | 14 | 17.1 | 18.9 | 16.3 | 17.9 | 18.7 | 20 | 18.1 | 17.9 | 19.5 | 60.43 | 185.42 | 100.65 | 0.76 | 4.74
2019 | 5 | 25 | 19:00 | 3476 | 10.5 | 12.3 | 11.3 | 11 | 12 | 12.5 | 14 | 17.1 | 18.9 | 16.3 | 17.9 | 18.7 | 20 | 18.1 | 17.9 | 19.5 | 60.43 | 185.42 | 100.65 | 0.76 | 4.74
2019 | 5 | 25 | 20:00 | 3477 | 8.9 | 11.8 | 11.2 | 10.4 | 11.7 | 11.2 | 14 | 17.1 | 18.9 | 16.3 | 17.9 | 18.7 | 20 | 18.1 | 17.9 | 19.5 | 60.43 | 185.42 | 100.65 | 0.76 | 4.74
2019 | 5 | 25 | 21:00 | 3478 | 10.7 | 11.4 | 11 | 10.5 | 11.3 | 11 | 14 | 17.1 | 18.9 | 16.3 | 17.9 | 18.7 | 20 | 18.1 | 17.9 | 19.5 | 60.43 | 185.42 | 100.65 | 0.76 | 4.74
2019 | 5 | 25 | 22:00 | 3479 | 10.8 | 11.1 | 11 | 10.4 | 10.8 | 11.4 | 14 | 17.1 | 18.9 | 16.3 | 17.9 | 18.7 | 20 | 18.1 | 17.9 | 19.5 | 60.43 | 185.42 | 100.65 | 0.76 | 4.74
2019 | 5 | 25 | 23:00 | 3480 | 10.7 | 10.8 | 11.3 | 10.1 | 10.5 | 11.3 | 14 | 17.1 | 18.9 | 16.3 | 17.9 | 18.7 | 20 | 18.1 | 17.9 | 19.5 | 60.43 | 185.42 | 100.65 | 0.76 | 4.74
2019 | 5 | 26 | 0:00 | 3481 | 10.6 | 10.5 | 11.3 | 10.5 | 10.3 | 10.8 | 11.2 | 17 | 17.4 | 15.3 | 19 | 17.8 | 18 | 17.5 | 16.5 | 18.1 | 62.16 | 182.69 | 95.79 | 0.77 | 4.19
2019 | 5 | 26 | 1:00 | 3482 | 10.5 | 9.4 | 11.2 | 10.7 | 10.4 | 10.5 | 11.2 | 17 | 17.4 | 15.3 | 19 | 17.8 | 18 | 17.5 | 16.5 | 18.1 | 62.16 | 182.69 | 95.79 | 0.77 | 4.19
2019 | 5 | 26 | 2:00 | 3483 | 10.4 | 8 | 11.2 | 10.8 | 10.5 | 10.2 | 11.2 | 17 | 17.4 | 15.3 | 19 | 17.8 | 18 | 17.5 | 16.5 | 18.1 | 62.16 | 182.69 | 95.79 | 0.77 | 4.19
2019 | 5 | 26 | 3:00 | 3484 | 10.6 | 8.1 | 11.3 | 11 | 10.6 | 10.2 | 11.2 | 17 | 17.4 | 15.3 | 19 | 17.8 | 18 | 17.5 | 16.5 | 18.1 | 62.16 | 182.69 | 95.79 | 0.77 | 4.19
2019 | 5 | 26 | 4:00 | 3485 | 10.9 | 10.1 | 11.4 | 11.2 | 10.9 | 10.5 | 11.2 | 17 | 17.4 | 15.3 | 19 | 17.8 | 18 | 17.5 | 16.5 | 18.1 | 62.16 | 182.69 | 95.79 | 0.77 | 4.19
2019 | 5 | 26 | 5:00 | 3486 | 11.1 | 11.7 | 11.2 | 11.8 | 11.5 | 11 | 11.2 | 17 | 17.4 | 15.3 | 19 | 17.8 | 18 | 17.5 | 16.5 | 18.1 | 62.16 | 182.69 | 95.79 | 0.77 | 4.19
2019 | 5 | 26 | 6:00 | 3487 | 11.6 | 12.7 | 12.2 | 12.4 | 12.3 | 11.8 | 11.2 | 17 | 17.4 | 15.3 | 19 | 17.8 | 18 | 17.5 | 16.5 | 18.1 | 62.16 | 182.69 | 95.79 | 0.77 | 4.19
2019 | 5 | 26 | 7:00 | 3488 | 13.2 | 12.2 | 11.8 | 12 | 12.5 | 11.9 | 11.2 | 17 | 17.4 | 15.3 | 19 | 17.8 | 18 | 17.5 | 16.5 | 18.1 | 62.16 | 182.69 | 95.79 | 0.77 | 4.19
2019 | 5 | 26 | 8:00 | 3489 | 13.5 | 13 | 12 | 12.6 | 13.3 | 12.3 | 11.2 | 17 | 17.4 | 15.3 | 19 | 17.8 | 18 | 17.5 | 16.5 | 18.1 | 62.16 | 182.69 | 95.79 | 0.77 | 4.19
2019 | 5 | 26 | 9:00 | 3490 | 14.4 | 14.3 | 11.9 | 11.9 | 12.8 | 13.3 | 11.2 | 17 | 17.4 | 15.3 | 19 | 17.8 | 18 | 17.5 | 16.5 | 18.1 | 62.16 | 182.69 | 95.79 | 0.77 | 4.19
2019 | 5 | 26 | 10:00 | 3491 | 15 | 14.8 | 11.9 | 11.5 | 12.3 | 13.9 | 11.2 | 17 | 17.4 | 15.3 | 19 | 17.8 | 18 | 17.5 | 16.5 | 18.1 | 62.16 | 182.69 | 95.79 | 0.77 | 4.19
2019 | 5 | 26 | 11:00 | 3492 | 15.2 | 14.3 | 11.9 | 12 | 12.4 | 15 | 11.2 | 17 | 17.4 | 15.3 | 19 | 17.8 | 18 | 17.5 | 16.5 | 18.1 | 62.16 | 182.69 | 95.79 | 0.77 | 4.19
2019 | 5 | 26 | 12:00 | 3493 | 15.7 | 14.7 | 12.1 | 10.7 | 12.8 | 15.1 | 11.6 | 17 | 17.4 | 15.3 | 19 | 17.8 | 18 | 17.5 | 16.5 | 18.1 | 62.16 | 182.69 | 95.79 | 0.77 | 4.19
2019 | 5 | 26 | 13:00 | 3494 | 16.1 | 15 | 12.1 | 10.8 | 12.9 | 15.2 | 11.6 | 17 | 17.4 | 15.3 | 19 | 17.8 | 18 | 17.5 | 16.5 | 18.1 | 62.16 | 182.69 | 95.79 | 0.77 | 4.19
2019 | 5 | 26 | 14:00 | 3495 | 16.8 | 14.7 | 11.5 | 9.8 | 12.8 | 15.1 | 11.6 | 17 | 17.4 | 15.3 | 19 | 17.8 | 18 | 17.5 | 16.5 | 18.1 | 62.16 | 182.69 | 95.79 | 0.77 | 4.19
2019 | 5 | 26 | 15:00 | 3496 | 16 | 14 | 11.3 | 9.7 | 13.2 | 15.7 | 11.6 | 17 | 17.4 | 15.3 | 19 | 17.8 | 18 | 17.5 | 16.5 | 18.1 | 62.16 | 182.69 | 95.79 | 0.77 | 4.19
2019 | 5 | 26 | 16:00 | 3497 | 16.4 | 13.6 | 10.7 | 9.3 | 12 | 15.1 | 11.6 | 17 | 17.4 | 15.3 | 19 | 17.8 | 18 | 17.5 | 16.5 | 18.1 | 62.16 | 182.69 | 95.79 | 0.77 | 4.19
2019 | 5 | 26 | 17:00 | 3498 | 16.1 | 14 | 10.6 | 9.6 | 11.8 | 15.1 | 11.6 | 17 | 17.4 | 15.3 | 19 | 17.8 | 18 | 17.5 | 16.5 | 18.1 | 62.16 | 182.69 | 95.79 | 0.77 | 4.19
2019 | 5 | 26 | 18:00 | 3499 | 14.2 | 13.5 | 11.2 | 9.8 | 11.7 | 15 | 11.6 | 17 | 17.4 | 15.3 | 19 | 17.8 | 18 | 17.5 | 16.5 | 18.1 | 62.16 | 182.69 | 95.79 | 0.77 | 4.19
2019 | 5 | 26 | 19:00 | 3500 | 13.7 | 12.9 | 11.5 | 10.4 | 10.5 | 13.2 | 11.6 | 17 | 17.4 | 15.3 | 19 | 17.8 | 18 | 17.5 | 16.5 | 18.1 | 62.16 | 182.69 | 95.79 | 0.77 | 4.19
2019 | 5 | 26 | 20:00 | 3501 | 13.9 | 13.5 | 11.5 | 10.2 | 10.7 | 12.7 | 11.6 | 17 | 17.4 | 15.3 | 19 | 17.8 | 18 | 17.5 | 16.5 | 18.1 | 62.16 | 182.69 | 95.79 | 0.77 | 4.19
2019 | 5 | 26 | 21:00 | 3502 | 14.3 | 14.1 | 11.4 | 10.2 | 11 | 12.8 | 11.6 | 17 | 17.4 | 15.3 | 19 | 17.8 | 18 | 17.5 | 16.5 | 18.1 | 62.16 | 182.69 | 95.79 | 0.77 | 4.19
2019 | 5 | 26 | 22:00 | 3503 | 14.5 | 14.5 | 11.1 | 10 | 11.2 | 12.9 | 11.6 | 17 | 17.4 | 15.3 | 19 | 17.8 | 18 | 17.5 | 16.5 | 18.1 | 62.16 | 182.69 | 95.79 | 0.77 | 4.19
2019 | 5 | 26 | 23:00 | 3504 | 15.2 | 13.6 | 10.9 | 9.6 | 10.8 | 13.9 | 11.6 | 17 | 17.4 | 15.3 | 19 | 17.8 | 18 | 17.5 | 16.5 | 18.1 | 62.16 | 182.69 | 95.79 | 0.77 | 4.19
2019 | 5 | 27 | 0:00 | 3505 | 15.1 | 11.9 | 10.8 | 9.4 | 10 | 14.4 | 11 | 15.6 | 15.7 | 14.4 | 19.6 | 17.8 | 17.3 | 17 | 16 | 17.3 | 58.63 | 179.07 | 95.02 | 0.96 | 5.81
2019 | 5 | 27 | 1:00 | 3506 | 15.4 | 11.9 | 10.7 | 9.3 | 10.1 | 14.3 | 11 | 15.6 | 15.7 | 14.4 | 19.6 | 17.8 | 17.3 | 17 | 16 | 17.3 | 58.63 | 179.07 | 95.02 | 0.96 | 5.81
2019 | 5 | 27 | 2:00 | 3507 | 15.2 | 12 | 10.7 | 9 | 9.8 | 14 | 11 | 15.6 | 15.7 | 14.4 | 19.6 | 17.8 | 17.3 | 17 | 16 | 17.3 | 58.63 | 179.07 | 95.02 | 0.96 | 5.81
2019 | 5 | 27 | 3:00 | 3508 | 15.2 | 12.8 | 11 | 9.3 | 10.3 | 14.4 | 11 | 15.6 | 15.7 | 14.4 | 19.6 | 17.8 | 17.3 | 17 | 16 | 17.3 | 58.63 | 179.07 | 95.02 | 0.96 | 5.81
2019 | 5 | 27 | 4:00 | 3509 | 15.2 | 13.3 | 11.5 | 9.8 | 11.1 | 14.6 | 11 | 15.6 | 15.7 | 14.4 | 19.6 | 17.8 | 17.3 | 17 | 16 | 17.3 | 58.63 | 179.07 | 95.02 | 0.96 | 5.81
2019 | 5 | 27 | 5:00 | 3510 | 14.8 | 14.3 | 11.7 | 10.9 | 11.9 | 14.8 | 11 | 15.6 | 15.7 | 14.4 | 19.6 | 17.8 | 17.3 | 17 | 16 | 17.3 | 58.63 | 179.07 | 95.02 | 0.96 | 5.81
2019 | 5 | 27 | 6:00 | 3511 | 15.3 | 14.9 | 12.8 | 11.1 | 12.3 | 14.9 | 11 | 15.6 | 15.7 | 14.4 | 19.6 | 17.8 | 17.3 | 17 | 16 | 17.3 | 58.63 | 179.07 | 95.02 | 0.96 | 5.81
2019 | 5 | 27 | 7:00 | 3512 | 17.6 | 16.1 | 12.5 | 11.5 | 13.1 | 15.5 | 11 | 15.6 | 15.7 | 14.4 | 19.6 | 17.8 | 17.3 | 17 | 16 | 17.3 | 58.63 | 179.07 | 95.02 | 0.96 | 5.81
2019 | 5 | 27 | 8:00 | 3513 | 19.5 | 18.7 | 12.3 | 12.1 | 13.6 | 18.7 | 11 | 15.6 | 15.7 | 14.4 | 19.6 | 17.8 | 17.3 | 17 | 16 | 17.3 | 58.63 | 179.07 | 95.02 | 0.96 | 5.81
2019 | 5 | 27 | 9:00 | 3514 | 21 | 20.7 | 12.4 | 13.5 | 14.2 | 20.1 | 11 | 15.6 | 15.7 | 14.4 | 19.6 | 17.8 | 17.3 | 17 | 16 | 17.3 | 58.63 | 179.07 | 95.02 | 0.96 | 5.81
2019 | 5 | 27 | 10:00 | 3515 | 21.7 | 21 | 12.9 | 14.3 | 14.5 | 21.1 | 11 | 15.6 | 15.7 | 14.4 | 19.6 | 17.8 | 17.3 | 17 | 16 | 17.3 | 58.63 | 179.07 | 95.02 | 0.96 | 5.81
2019 | 5 | 27 | 11:00 | 3516 | 23.1 | 21.5 | 12.7 | 13.7 | 14.7 | 21.3 | 11 | 15.6 | 15.7 | 14.4 | 19.6 | 17.8 | 17.3 | 17 | 16 | 17.3 | 58.63 | 179.07 | 95.02 | 0.96 | 5.81
2019 | 5 | 27 | 12:00 | 3517 | 23.1 | 21.1 | 12.8 | 14.4 | 15.2 | 22.5 | 13 | 15.6 | 15.7 | 14.4 | 19.6 | 17.8 | 17.3 | 17 | 16 | 17.3 | 58.63 | 179.07 | 95.02 | 0.96 | 5.81
2019 | 5 | 27 | 13:00 | 3518 | 23.7 | 21 | 12.5 | 13.9 | 15.4 | 23.3 | 13 | 15.6 | 15.7 | 14.4 | 19.6 | 17.8 | 17.3 | 17 | 16 | 17.3 | 58.63 | 179.07 | 95.02 | 0.96 | 5.81
2019 | 5 | 27 | 14:00 | 3519 | 24.9 | 20.9 | 12.8 | 14.6 | 15.6 | 23.8 | 13 | 15.6 | 15.7 | 14.4 | 19.6 | 17.8 | 17.3 | 17 | 16 | 17.3 | 58.63 | 179.07 | 95.02 | 0.96 | 5.81
2019 | 5 | 27 | 15:00 | 3520 | 25 | 20.2 | 13.3 | 14.3 | 15.6 | 23.9 | 13 | 15.6 | 15.7 | 14.4 | 19.6 | 17.8 | 17.3 | 17 | 16 | 17.3 | 58.63 | 179.07 | 95.02 | 0.96 | 5.81
2019 | 5 | 27 | 16:00 | 3521 | 23.7 | 18.8 | 13.5 | 13.4 | 14.6 | 23 | 13 | 15.6 | 15.7 | 14.4 | 19.6 | 17.8 | 17.3 | 17 | 16 | 17.3 | 58.63 | 179.07 | 95.02 | 0.96 | 5.81
2019 | 5 | 27 | 17:00 | 3522 | 22.6 | 16.5 | 12.7 | 12.8 | 15.2 | 22.7 | 13 | 15.6 | 15.7 | 14.4 | 19.6 | 17.8 | 17.3 | 17 | 16 | 17.3 | 58.63 | 179.07 | 95.02 | 0.96 | 5.81
2019 | 5 | 27 | 18:00 | 3523 | 18.2 | 15.6 | 11.8 | 12.2 | 13.5 | 21.7 | 13 | 15.6 | 15.7 | 14.4 | 19.6 | 17.8 | 17.3 | 17 | 16 | 17.3 | 58.63 | 179.07 | 95.02 | 0.96 | 5.81
2019 | 5 | 27 | 19:00 | 3524 | 15 | 15.1 | 11.8 | 11 | 12.3 | 18.1 | 13 | 15.6 | 15.7 | 14.4 | 19.6 | 17.8 | 17.3 | 17 | 16 | 17.3 | 58.63 | 179.07 | 95.02 | 0.96 | 5.81
2019 | 5 | 27 | 20:00 | 3525 | 14.5 | 14.1 | 11.6 | 9.8 | 10.6 | 15.9 | 13 | 15.6 | 15.7 | 14.4 | 19.6 | 17.8 | 17.3 | 17 | 16 | 17.3 | 58.63 | 179.07 | 95.02 | 0.96 | 5.81
2019 | 5 | 27 | 21:00 | 3526 | 13.6 | 12.7 | 11.5 | 9.3 | 10.3 | 15 | 13 | 15.6 | 15.7 | 14.4 | 19.6 | 17.8 | 17.3 | 17 | 16 | 17.3 | 58.63 | 179.07 | 95.02 | 0.96 | 5.81
2019 | 5 | 27 | 22:00 | 3527 | 12.6 | 12.5 | 11.7 | 8.5 | 10.4 | 14 | 13 | 15.6 | 15.7 | 14.4 | 19.6 | 17.8 | 17.3 | 17 | 16 | 17.3 | 58.63 | 179.07 | 95.02 | 0.96 | 5.81
2019 | 5 | 27 | 23:00 | 3528 | 10.5 | 12.4 | 11.8 | 8.2 | 9.7 | 12.8 | 13 | 15.6 | 15.7 | 14.4 | 19.6 | 17.8 | 17.3 | 17 | 16 | 17.3 | 58.63 | 179.07 | 95.02 | 0.96 | 5.81
2019 | 5 | 28 | 0:00 | 3529 | 8.5 | 11.9 | 11.8 | 7.6 | 9.5 | 11.2 | 11.8 | 15 | 14.5 | 13.8 | 19.9 | 18.5 | 17.2 | 16.7 | 15.5 | 16.6 | 63.45 | 177.4 | 94.79 | 1.6 | 5.06
2019 | 5 | 28 | 1:00 | 3530 | 10.2 | 10.4 | 11.5 | 8 | 10.3 | 10.5 | 11.8 | 15 | 14.5 | 13.8 | 19.9 | 18.5 | 17.2 | 16.7 | 15.5 | 16.6 | 63.45 | 177.4 | 94.79 | 1.6 | 5.06
2019 | 5 | 28 | 2:00 | 3531 | 9.7 | 11.2 | 11 | 8.6 | 11.1 | 12 | 11.8 | 15 | 14.5 | 13.8 | 19.9 | 18.5 | 17.2 | 16.7 | 15.5 | 16.6 | 63.45 | 177.4 | 94.79 | 1.6 | 5.06
2019 | 5 | 28 | 3:00 | 3532 | 14.5 | 12.8 | 11.2 | 9.2 | 11.4 | 13 | 11.8 | 15 | 14.5 | 13.8 | 19.9 | 18.5 | 17.2 | 16.7 | 15.5 | 16.6 | 63.45 | 177.4 | 94.79 | 1.6 | 5.06
2019 | 5 | 28 | 4:00 | 3533 | 15.3 | 13.8 | 11 | 10.2 | 12.1 | 14.6 | 11.8 | 15 | 14.5 | 13.8 | 19.9 | 18.5 | 17.2 | 16.7 | 15.5 | 16.6 | 63.45 | 177.4 | 94.79 | 1.6 | 5.06
2019 | 5 | 28 | 5:00 | 3534 | 16 | 13.6 | 11.2 | 10.2 | 12.8 | 15.3 | 11.8 | 15 | 14.5 | 13.8 | 19.9 | 18.5 | 17.2 | 16.7 | 15.5 | 16.6 | 63.45 | 177.4 | 94.79 | 1.6 | 5.06
2019 | 5 | 28 | 6:00 | 3535 | 15.6 | 13.8 | 12.5 | 10.6 | 13.6 | 14.8 | 11.8 | 15 | 14.5 | 13.8 | 19.9 | 18.5 | 17.2 | 16.7 | 15.5 | 16.6 | 63.45 | 177.4 | 94.79 | 1.6 | 5.06
2019 | 5 | 28 | 7:00 | 3536 | 16 | 14.3 | 12.9 | 11.1 | 13.8 | 15.3 | 11.8 | 15 | 14.5 | 13.8 | 19.9 | 18.5 | 17.2 | 16.7 | 15.5 | 16.6 | 63.45 | 177.4 | 94.79 | 1.6 | 5.06
2019 | 5 | 28 | 8:00 | 3537 | 16.2 | 16 | 13 | 11.8 | 13.4 | 15.5 | 11.8 | 15 | 14.5 | 13.8 | 19.9 | 18.5 | 17.2 | 16.7 | 15.5 | 16.6 | 63.45 | 177.4 | 94.79 | 1.6 | 5.06
2019 | 5 | 28 | 9:00 | 3538 | 16.8 | 16.3 | 12.7 | 12.3 | 12.5 | 16.2 | 11.8 | 15 | 14.5 | 13.8 | 19.9 | 18.5 | 17.2 | 16.7 | 15.5 | 16.6 | 63.45 | 177.4 | 94.79 | 1.6 | 5.06
2019 | 5 | 28 | 10:00 | 3539 | 18.4 | 17.7 | 13.1 | 12.8 | 12.4 | 17.1 | 11.8 | 15 | 14.5 | 13.8 | 19.9 | 18.5 | 17.2 | 16.7 | 15.5 | 16.6 | 63.45 | 177.4 | 94.79 | 1.6 | 5.06
2019 | 5 | 28 | 11:00 | 3540 | 19.7 | 18.8 | 13 | 13.1 | 12.6 | 17.4 | 11.8 | 15 | 14.5 | 13.8 | 19.9 | 18.5 | 17.2 | 16.7 | 15.5 | 16.6 | 63.45 | 177.4 | 94.79 | 1.6 | 5.06
2019 | 5 | 28 | 12:00 | 3541 | 19.9 | 20.1 | 13 | 13.1 | 13.7 | 18.1 | 13 | 15 | 14.5 | 13.8 | 19.9 | 18.5 | 17.2 | 16.7 | 15.5 | 16.6 | 63.45 | 177.4 | 94.79 | 1.6 | 5.06
2019 | 5 | 28 | 13:00 | 3542 | 22.3 | 20.3 | 13.1 | 12.7 | 15.1 | 21 | 13 | 15 | 14.5 | 13.8 | 19.9 | 18.5 | 17.2 | 16.7 | 15.5 | 16.6 | 63.45 | 177.4 | 94.79 | 1.6 | 5.06
2019 | 5 | 28 | 14:00 | 3543 | 22.7 | 21.6 | 13 | 12.3 | 17.4 | 21.7 | 13 | 15 | 14.5 | 13.8 | 19.9 | 18.5 | 17.2 | 16.7 | 15.5 | 16.6 | 63.45 | 177.4 | 94.79 | 1.6 | 5.06
2019 | 5 | 28 | 15:00 | 3544 | 23.7 | 22.3 | 13.2 | 12.1 | 18 | 21.9 | 13 | 15 | 14.5 | 13.8 | 19.9 | 18.5 | 17.2 | 16.7 | 15.5 | 16.6 | 63.45 | 177.4 | 94.79 | 1.6 | 5.06
2019 | 5 | 28 | 16:00 | 3545 | 23.4 | 21.5 | 13.4 | 12.1 | 19.1 | 22.8 | 13 | 15 | 14.5 | 13.8 | 19.9 | 18.5 | 17.2 | 16.7 | 15.5 | 16.6 | 63.45 | 177.4 | 94.79 | 1.6 | 5.06
2019 | 5 | 28 | 17:00 | 3546 | 22.1 | 20.5 | 13.4 | 12.1 | 19.5 | 20.8 | 13 | 15 | 14.5 | 13.8 | 19.9 | 18.5 | 17.2 | 16.7 | 15.5 | 16.6 | 63.45 | 177.4 | 94.79 | 1.6 | 5.06
2019 | 5 | 28 | 18:00 | 3547 | 17.7 | 19.1 | 12.3 | 11.8 | 18.6 | 20.1 | 13 | 15 | 14.5 | 13.8 | 19.9 | 18.5 | 17.2 | 16.7 | 15.5 | 16.6 | 63.45 | 177.4 | 94.79 | 1.6 | 5.06
2019 | 5 | 28 | 19:00 | 3548 | 16.5 | 16.9 | 11.7 | 11.5 | 15.2 | 19.6 | 13 | 15 | 14.5 | 13.8 | 19.9 | 18.5 | 17.2 | 16.7 | 15.5 | 16.6 | 63.45 | 177.4 | 94.79 | 1.6 | 5.06
2019 | 5 | 28 | 20:00 | 3549 | 16.6 | 16.7 | 11.6 | 11.1 | 15.4 | 16.7 | 13 | 15 | 14.5 | 13.8 | 19.9 | 18.5 | 17.2 | 16.7 | 15.5 | 16.6 | 63.45 | 177.4 | 94.79 | 1.6 | 5.06
2019 | 5 | 28 | 21:00 | 3550 | 16.9 | 16.6 | 11.2 | 10.7 | 15.5 | 17 | 13 | 15 | 14.5 | 13.8 | 19.9 | 18.5 | 17.2 | 16.7 | 15.5 | 16.6 | 63.45 | 177.4 | 94.79 | 1.6 | 5.06
2019 | 5 | 28 | 22:00 | 3551 | 17.6 | 16.2 | 10.9 | 10.2 | 15.5 | 17.7 | 13 | 15 | 14.5 | 13.8 | 19.9 | 18.5 | 17.2 | 16.7 | 15.5 | 16.6 | 63.45 | 177.4 | 94.79 | 1.6 | 5.06
2019 | 5 | 28 | 23:00 | 3552 | 16.8 | 15.1 | 10.7 | 9.9 | 14 | 17 | 13 | 15 | 14.5 | 13.8 | 19.9 | 18.5 | 17.2 | 16.7 | 15.5 | 16.6 | 63.45 | 177.4 | 94.79 | 1.6 | 5.06
2019 | 5 | 29 | 0:00 | 3553 | 16 | 15.5 | 10.5 | 9.9 | 12.3 | 16 | 11.2 | 14.2 | 14.5 | 14.3 | 20.5 | 18.7 | 17.2 | 16.7 | 15.8 | 16.9 | 63.07 | 176.72 | 98.92 | 1.47 | 5.07
2019 | 5 | 29 | 1:00 | 3554 | 15.8 | 15.8 | 10.5 | 10 | 11.5 | 15.4 | 11.2 | 14.2 | 14.5 | 14.3 | 20.5 | 18.7 | 17.2 | 16.7 | 15.8 | 16.9 | 63.07 | 176.72 | 98.92 | 1.47 | 5.07
2019 | 5 | 29 | 2:00 | 3555 | 14.8 | 15.1 | 10.4 | 9.8 | 10.8 | 15.3 | 11.2 | 14.2 | 14.5 | 14.3 | 20.5 | 18.7 | 17.2 | 16.7 | 15.8 | 16.9 | 63.07 | 176.72 | 98.92 | 1.47 | 5.07
2019 | 5 | 29 | 3:00 | 3556 | 14.1 | 14.5 | 10.5 | 9.8 | 10.5 | 15.2 | 11.2 | 14.2 | 14.5 | 14.3 | 20.5 | 18.7 | 17.2 | 16.7 | 15.8 | 16.9 | 63.07 | 176.72 | 98.92 | 1.47 | 5.07
2019 | 5 | 29 | 4:00 | 3557 | 13.7 | 13.4 | 10.5 | 10.1 | 10.8 | 15.3 | 11.2 | 14.2 | 14.5 | 14.3 | 20.5 | 18.7 | 17.2 | 16.7 | 15.8 | 16.9 | 63.07 | 176.72 | 98.92 | 1.47 | 5.07
2019 | 5 | 29 | 5:00 | 3558 | 13.4 | 12.7 | 10.5 | 10.8 | 11.2 | 15.6 | 11.2 | 14.2 | 14.5 | 14.3 | 20.5 | 18.7 | 17.2 | 16.7 | 15.8 | 16.9 | 63.07 | 176.72 | 98.92 | 1.47 | 5.07
2019 | 5 | 29 | 6:00 | 3559 | 13 | 12.4 | 11 | 11.2 | 12.2 | 15.9 | 11.2 | 14.2 | 14.5 | 14.3 | 20.5 | 18.7 | 17.2 | 16.7 | 15.8 | 16.9 | 63.07 | 176.72 | 98.92 | 1.47 | 5.07
2019 | 5 | 29 | 7:00 | 3560 | 12.9 | 12.2 | 10.8 | 12.1 | 12.9 | 15.5 | 11.2 | 14.2 | 14.5 | 14.3 | 20.5 | 18.7 | 17.2 | 16.7 | 15.8 | 16.9 | 63.07 | 176.72 | 98.92 | 1.47 | 5.07
2019 | 5 | 29 | 8:00 | 3561 | 13 | 13.6 | 10.4 | 14 | 13.6 | 14.3 | 11.2 | 14.2 | 14.5 | 14.3 | 20.5 | 18.7 | 17.2 | 16.7 | 15.8 | 16.9 | 63.07 | 176.72 | 98.92 | 1.47 | 5.07
2019 | 5 | 29 | 9:00 | 3562 | 12.8 | 13.2 | 10.7 | 15.4 | 14.2 | 13.6 | 11.2 | 14.2 | 14.5 | 14.3 | 20.5 | 18.7 | 17.2 | 16.7 | 15.8 | 16.9 | 63.07 | 176.72 | 98.92 | 1.47 | 5.07
2019 | 5 | 29 | 10:00 | 3563 | 12.7 | 13.3 | 11.7 | 15.8 | 14.5 | 13.2 | 11.2 | 14.2 | 14.5 | 14.3 | 20.5 | 18.7 | 17.2 | 16.7 | 15.8 | 16.9 | 63.07 | 176.72 | 98.92 | 1.47 | 5.07
2019 | 5 | 29 | 11:00 | 3564 | 12.8 | 13.1 | 11.3 | 15.4 | 15.9 | 13.4 | 11.2 | 14.2 | 14.5 | 14.3 | 20.5 | 18.7 | 17.2 | 16.7 | 15.8 | 16.9 | 63.07 | 176.72 | 98.92 | 1.47 | 5.07
2019 | 5 | 29 | 12:00 | 3565 | 11.4 | 14.1 | 11.3 | 15.1 | 15.6 | 13.4 | 13.2 | 14.2 | 14.5 | 14.3 | 20.5 | 18.7 | 17.2 | 16.7 | 15.8 | 16.9 | 63.07 | 176.72 | 98.92 | 1.47 | 5.07
2019 | 5 | 29 | 13:00 | 3566 | 12.7 | 15.4 | 11.4 | 15.7 | 15.4 | 13.2 | 13.2 | 14.2 | 14.5 | 14.3 | 20.5 | 18.7 | 17.2 | 16.7 | 15.8 | 16.9 | 63.07 | 176.72 | 98.92 | 1.47 | 5.07
2019 | 5 | 29 | 14:00 | 3567 | 14.7 | 15.1 | 11.6 | 15.4 | 16 | 14 | 13.2 | 14.2 | 14.5 | 14.3 | 20.5 | 18.7 | 17.2 | 16.7 | 15.8 | 16.9 | 63.07 | 176.72 | 98.92 | 1.47 | 5.07
2019 | 5 | 29 | 15:00 | 3568 | 14.1 | 15.2 | 11 | 15.1 | 16.5 | 13.3 | 13.2 | 14.2 | 14.5 | 14.3 | 20.5 | 18.7 | 17.2 | 16.7 | 15.8 | 16.9 | 63.07 | 176.72 | 98.92 | 1.47 | 5.07
2019 | 5 | 29 | 16:00 | 3569 | 14 | 15.5 | 11.2 | 14.4 | 16.1 | 13.4 | 13.2 | 14.2 | 14.5 | 14.3 | 20.5 | 18.7 | 17.2 | 16.7 | 15.8 | 16.9 | 63.07 | 176.72 | 98.92 | 1.47 | 5.07
2019 | 5 | 29 | 17:00 | 3570 | 14.7 | 15.8 | 11 | 13.2 | 15.3 | 13.8 | 13.2 | 14.2 | 14.5 | 14.3 | 20.5 | 18.7 | 17.2 | 16.7 | 15.8 | 16.9 | 63.07 | 176.72 | 98.92 | 1.47 | 5.07
2019 | 5 | 29 | 18:00 | 3571 | 13.4 | 14.9 | 10.2 | 11.9 | 13.2 | 13.9 | 13.2 | 14.2 | 14.5 | 14.3 | 20.5 | 18.7 | 17.2 | 16.7 | 15.8 | 16.9 | 63.07 | 176.72 | 98.92 | 1.47 | 5.07
2019 | 5 | 29 | 19:00 | 3572 | 11.7 | 12.7 | 9.6 | 9.5 | 11.1 | 13.7 | 13.2 | 14.2 | 14.5 | 14.3 | 20.5 | 18.7 | 17.2 | 16.7 | 15.8 | 16.9 | 63.07 | 176.72 | 98.92 | 1.47 | 5.07
2019 | 5 | 29 | 20:00 | 3573 | 9.3 | 11 | 9.2 | 6.2 | 9.4 | 13.3 | 13.2 | 14.2 | 14.5 | 14.3 | 20.5 | 18.7 | 17.2 | 16.7 | 15.8 | 16.9 | 63.07 | 176.72 | 98.92 | 1.47 | 5.07
2019 | 5 | 29 | 21:00 | 3574 | 8 | 9.6 | 7.6 | 4 | 8.1 | 12.9 | 13.2 | 14.2 | 14.5 | 14.3 | 20.5 | 18.7 | 17.2 | 16.7 | 15.8 | 16.9 | 63.07 | 176.72 | 98.92 | 1.47 | 5.07
2019 | 5 | 29 | 22:00 | 3575 | 7.1 | 8.9 | 8.8 | 3.2 | 5.8 | 12.2 | 13.2 | 14.2 | 14.5 | 14.3 | 20.5 | 18.7 | 17.2 | 16.7 | 15.8 | 16.9 | 63.07 | 176.72 | 98.92 | 1.47 | 5.07
2019 | 5 | 29 | 23:00 | 3576 | 5.5 | 8 | 5.5 | 2.5 | 4.4 | 11.2 | 13.2 | 14.2 | 14.5 | 14.3 | 20.5 | 18.7 | 17.2 | 16.7 | 15.8 | 16.9 | 63.07 | 176.72 | 98.92 | 1.47 | 5.07
2019 | 5 | 30 | 0:00 | 3577 | 5.7 | 7.3 | 4.4 | 2.1 | 3.7 | 9.1 | 11.2 | 14.8 | 14.8 | 13.9 | 21.4 | 18.1 | 17.5 | 16.6 | 16.2 | 16.9 | 66.27 | 172.79 | 101.52 | 1.11 | 4.86
2019 | 5 | 30 | 1:00 | 3578 | 5.4 | 6.3 | 3.7 | 1 | 4.4 | 7.4 | 11.2 | 14.8 | 14.8 | 13.9 | 21.4 | 18.1 | 17.5 | 16.6 | 16.2 | 16.9 | 66.27 | 172.79 | 101.52 | 1.11 | 4.86
2019 | 5 | 30 | 2:00 | 3579 | 4.3 | 4.1 | 3.3 | 0.7 | 3 | 6.3 | 11.2 | 14.8 | 14.8 | 13.9 | 21.4 | 18.1 | 17.5 | 16.6 | 16.2 | 16.9 | 66.27 | 172.79 | 101.52 | 1.11 | 4.86
2019 | 5 | 30 | 3:00 | 3580 | 4.6 | 4.9 | 3.6 | 1.6 | 4 | 6.1 | 11.2 | 14.8 | 14.8 | 13.9 | 21.4 | 18.1 | 17.5 | 16.6 | 16.2 | 16.9 | 66.27 | 172.79 | 101.52 | 1.11 | 4.86
2019 | 5 | 30 | 4:00 | 3581 | 6.7 | 7.5 | 6.6 | 6.2 | 6.8 | 7.4 | 11.2 | 14.8 | 14.8 | 13.9 | 21.4 | 18.1 | 17.5 | 16.6 | 16.2 | 16.9 | 66.27 | 172.79 | 101.52 | 1.11 | 4.86
2019 | 5 | 30 | 5:00 | 3582 | 9.1 | 9.4 | 10.1 | 9.3 | 9.6 | 9.2 | 11.2 | 14.8 | 14.8 | 13.9 | 21.4 | 18.1 | 17.5 | 16.6 | 16.2 | 16.9 | 66.27 | 172.79 | 101.52 | 1.11 | 4.86
2019 | 5 | 30 | 6:00 | 3583 | 10.6 | 10.9 | 11.2 | 12.6 | 11.6 | 11.1 | 11.2 | 14.8 | 14.8 | 13.9 | 21.4 | 18.1 | 17.5 | 16.6 | 16.2 | 16.9 | 66.27 | 172.79 | 101.52 | 1.11 | 4.86
2019 | 5 | 30 | 7:00 | 3584 | 12.6 | 12.6 | 12.4 | 14 | 13.4 | 12.2 | 11.2 | 14.8 | 14.8 | 13.9 | 21.4 | 18.1 | 17.5 | 16.6 | 16.2 | 16.9 | 66.27 | 172.79 | 101.52 | 1.11 | 4.86
2019 | 5 | 30 | 8:00 | 3585 | 13.9 | 13.7 | 13.3 | 14.8 | 13.9 | 13.6 | 11.2 | 14.8 | 14.8 | 13.9 | 21.4 | 18.1 | 17.5 | 16.6 | 16.2 | 16.9 | 66.27 | 172.79 | 101.52 | 1.11 | 4.86
2019 | 5 | 30 | 9:00 | 3586 | 15 | 14.7 | 13.9 | 15.8 | 14.9 | 14.8 | 11.2 | 14.8 | 14.8 | 13.9 | 21.4 | 18.1 | 17.5 | 16.6 | 16.2 | 16.9 | 66.27 | 172.79 | 101.52 | 1.11 | 4.86
2019 | 5 | 30 | 10:00 | 3587 | 16.1 | 15.5 | 14.4 | 16.5 | 15.3 | 15.9 | 11.2 | 14.8 | 14.8 | 13.9 | 21.4 | 18.1 | 17.5 | 16.6 | 16.2 | 16.9 | 66.27 | 172.79 | 101.52 | 1.11 | 4.86
2019 | 5 | 30 | 11:00 | 3588 | 17 | 16.3 | 14.7 | 16.9 | 16.2 | 16.8 | 11.2 | 14.8 | 14.8 | 13.9 | 21.4 | 18.1 | 17.5 | 16.6 | 16.2 | 16.9 | 66.27 | 172.79 | 101.52 | 1.11 | 4.86
2019 | 5 | 30 | 12:00 | 3589 | 17.7 | 17 | 14.1 | 17.9 | 17.3 | 17.6 | 13.8 | 14.8 | 14.8 | 13.9 | 21.4 | 18.1 | 17.5 | 16.6 | 16.2 | 16.9 | 66.27 | 172.79 | 101.52 | 1.11 | 4.86
2019 | 5 | 30 | 13:00 | 3590 | 18.2 | 17.6 | 14 | 18 | 17.5 | 17.7 | 13.8 | 14.8 | 14.8 | 13.9 | 21.4 | 18.1 | 17.5 | 16.6 | 16.2 | 16.9 | 66.27 | 172.79 | 101.52 | 1.11 | 4.86
2019 | 5 | 30 | 14:00 | 3591 | 18.8 | 17.7 | 13.4 | 18.5 | 18.3 | 18.6 | 13.8 | 14.8 | 14.8 | 13.9 | 21.4 | 18.1 | 17.5 | 16.6 | 16.2 | 16.9 | 66.27 | 172.79 | 101.52 | 1.11 | 4.86
2019 | 5 | 30 | 15:00 | 3592 | 18.6 | 18 | 13.3 | 18 | 18.3 | 18.5 | 13.8 | 14.8 | 14.8 | 13.9 | 21.4 | 18.1 | 17.5 | 16.6 | 16.2 | 16.9 | 66.27 | 172.79 | 101.52 | 1.11 | 4.86
2019 | 5 | 30 | 16:00 | 3593 | 18.6 | 18.2 | 13.3 | 16.7 | 17.9 | 18.4 | 13.8 | 14.8 | 14.8 | 13.9 | 21.4 | 18.1 | 17.5 | 16.6 | 16.2 | 16.9 | 66.27 | 172.79 | 101.52 | 1.11 | 4.86
2019 | 5 | 30 | 17:00 | 3594 | 18.1 | 17.5 | 12.8 | 15.3 | 17.3 | 17.7 | 13.8 | 14.8 | 14.8 | 13.9 | 21.4 | 18.1 | 17.5 | 16.6 | 16.2 | 16.9 | 66.27 | 172.79 | 101.52 | 1.11 | 4.86
2019 | 5 | 30 | 18:00 | 3595 | 16.1 | 16.8 | 10.6 | 13.2 | 16.1 | 16.8 | 13.8 | 14.8 | 14.8 | 13.9 | 21.4 | 18.1 | 17.5 | 16.6 | 16.2 | 16.9 | 66.27 | 172.79 | 101.52 | 1.11 | 4.86
2019 | 5 | 30 | 19:00 | 3596 | 12.7 | 12.7 | 8.3 | 9.3 | 14.1 | 14.2 | 13.8 | 14.8 | 14.8 | 13.9 | 21.4 | 18.1 | 17.5 | 16.6 | 16.2 | 16.9 | 66.27 | 172.79 | 101.52 | 1.11 | 4.86
2019 | 5 | 30 | 20:00 | 3597 | 10.1 | 9.7 | 6.9 | 7.7 | 12.2 | 12.1 | 13.8 | 14.8 | 14.8 | 13.9 | 21.4 | 18.1 | 17.5 | 16.6 | 16.2 | 16.9 | 66.27 | 172.79 | 101.52 | 1.11 | 4.86
2019 | 5 | 30 | 21:00 | 3598 | 7.2 | 9 | 7.8 | 6.5 | 10.1 | 10.3 | 13.8 | 14.8 | 14.8 | 13.9 | 21.4 | 18.1 | 17.5 | 16.6 | 16.2 | 16.9 | 66.27 | 172.79 | 101.52 | 1.11 | 4.86
2019 | 5 | 30 | 22:00 | 3599 | 6.2 | 6.7 | 9.9 | 6.3 | 8.9 | 9 | 13.8 | 14.8 | 14.8 | 13.9 | 21.4 | 18.1 | 17.5 | 16.6 | 16.2 | 16.9 | 66.27 | 172.79 | 101.52 | 1.11 | 4.86
2019 | 5 | 30 | 23:00 | 3600 | 6.3 | 5.8 | 10.9 | 8.2 | 8.3 | 8 | 13.8 | 14.8 | 14.8 | 13.9 | 21.4 | 18.1 | 17.5 | 16.6 | 16.2 | 16.9 | 66.27 | 172.79 | 101.52 | 1.11 | 4.86
2019 | 5 | 31 | 0:00 | 3601 | 5.4 | 4.8 | 13 | 8 | 8.7 | 6.5 | 13 | 14.4 | 14.6 | 13.8 | 22.2 | 18.5 | 18.4 | 16.9 | 16.3 | 15.8 | 63.02 | 158.17 | 101.2 | 1.16 | 5.14
2019 | 5 | 31 | 1:00 | 3602 | 4.4 | 4.2 | 13.3 | 9.4 | 9.1 | 6.2 | 13 | 14.4 | 14.6 | 13.8 | 22.2 | 18.5 | 18.4 | 16.9 | 16.3 | 15.8 | 63.02 | 158.17 | 101.2 | 1.16 | 5.14
2019 | 5 | 31 | 2:00 | 3603 | 4.3 | 3.5 | 13.3 | 11 | 9.5 | 4.9 | 13 | 14.4 | 14.6 | 13.8 | 22.2 | 18.5 | 18.4 | 16.9 | 16.3 | 15.8 | 63.02 | 158.17 | 101.2 | 1.16 | 5.14
2019 | 5 | 31 | 3:00 | 3604 | 4.9 | 4.4 | 13 | 11.8 | 10.4 | 5.4 | 13 | 14.4 | 14.6 | 13.8 | 22.2 | 18.5 | 18.4 | 16.9 | 16.3 | 15.8 | 63.02 | 158.17 | 101.2 | 1.16 | 5.14
2019 | 5 | 31 | 4:00 | 3605 | 9.4 | 8.6 | 12.6 | 12.1 | 11.6 | 8.7 | 13 | 14.4 | 14.6 | 13.8 | 22.2 | 18.5 | 18.4 | 16.9 | 16.3 | 15.8 | 63.02 | 158.17 | 101.2 | 1.16 | 5.14
2019 | 5 | 31 | 5:00 | 3606 | 11.8 | 12.7 | 12.1 | 11.8 | 12.9 | 12 | 13 | 14.4 | 14.6 | 13.8 | 22.2 | 18.5 | 18.4 | 16.9 | 16.3 | 15.8 | 63.02 | 158.17 | 101.2 | 1.16 | 5.14
2019 | 5 | 31 | 6:00 | 3607 | 15.7 | 14.6 | 12.5 | 11.5 | 14.3 | 15.2 | 13 | 14.4 | 14.6 | 13.8 | 22.2 | 18.5 | 18.4 | 16.9 | 16.3 | 15.8 | 63.02 | 158.17 | 101.2 | 1.16 | 5.14
2019 | 5 | 31 | 7:00 | 3608 | 17.6 | 16.9 | 12.9 | 12.7 | 15.7 | 17.1 | 13 | 14.4 | 14.6 | 13.8 | 22.2 | 18.5 | 18.4 | 16.9 | 16.3 | 15.8 | 63.02 | 158.17 | 101.2 | 1.16 | 5.14
2019 | 5 | 31 | 8:00 | 3609 | 18.7 | 18.3 | 13.5 | 13.1 | 15.3 | 18.3 | 13 | 14.4 | 14.6 | 13.8 | 22.2 | 18.5 | 18.4 | 16.9 | 16.3 | 15.8 | 63.02 | 158.17 | 101.2 | 1.16 | 5.14
2019 | 5 | 31 | 9:00 | 3610 | 19.4 | 19.2 | 13.5 | 13.2 | 15.9 | 19.5 | 13 | 14.4 | 14.6 | 13.8 | 22.2 | 18.5 | 18.4 | 16.9 | 16.3 | 15.8 | 63.02 | 158.17 | 101.2 | 1.16 | 5.14
2019 | 5 | 31 | 10:00 | 3611 | 20.4 | 20.1 | 13.6 | 13.8 | 15.7 | 20.6 | 13 | 14.4 | 14.6 | 13.8 | 22.2 | 18.5 | 18.4 | 16.9 | 16.3 | 15.8 | 63.02 | 158.17 | 101.2 | 1.16 | 5.14
2019 | 5 | 31 | 11:00 | 3612 | 21.2 | 20.5 | 13 | 14.6 | 16 | 21.2 | 13 | 14.4 | 14.6 | 13.8 | 22.2 | 18.5 | 18.4 | 16.9 | 16.3 | 15.8 | 63.02 | 158.17 | 101.2 | 1.16 | 5.14
2019 | 5 | 31 | 12:00 | 3613 | 22 | 19.8 | 12.7 | 14.6 | 16.4 | 21.3 | 14.4 | 14.4 | 14.6 | 13.8 | 22.2 | 18.5 | 18.4 | 16.9 | 16.3 | 15.8 | 63.02 | 158.17 | 101.2 | 1.16 | 5.14
2019 | 5 | 31 | 13:00 | 3614 | 21.5 | 20.5 | 12.3 | 14.2 | 16.3 | 21.1 | 14.4 | 14.4 | 14.6 | 13.8 | 22.2 | 18.5 | 18.4 | 16.9 | 16.3 | 15.8 | 63.02 | 158.17 | 101.2 | 1.16 | 5.14
2019 | 5 | 31 | 14:00 | 3615 | 22.5 | 20.6 | 12.7 | 14 | 15.5 | 21.3 | 14.4 | 14.4 | 14.6 | 13.8 | 22.2 | 18.5 | 18.4 | 16.9 | 16.3 | 15.8 | 63.02 | 158.17 | 101.2 | 1.16 | 5.14
2019 | 5 | 31 | 15:00 | 3616 | 21.9 | 19.6 | 13.3 | 14 | 15.2 | 21.6 | 14.4 | 14.4 | 14.6 | 13.8 | 22.2 | 18.5 | 18.4 | 16.9 | 16.3 | 15.8 | 63.02 | 158.17 | 101.2 | 1.16 | 5.14
2019 | 5 | 31 | 16:00 | 3617 | 20.9 | 18.9 | 12.4 | 14 | 15 | 21.5 | 14.4 | 14.4 | 14.6 | 13.8 | 22.2 | 18.5 | 18.4 | 16.9 | 16.3 | 15.8 | 63.02 | 158.17 | 101.2 | 1.16 | 5.14
2019 | 5 | 31 | 17:00 | 3618 | 20.3 | 17.9 | 11.7 | 13.4 | 14.9 | 20 | 14.4 | 14.4 | 14.6 | 13.8 | 22.2 | 18.5 | 18.4 | 16.9 | 16.3 | 15.8 | 63.02 | 158.17 | 101.2 | 1.16 | 5.14
2019 | 5 | 31 | 18:00 | 3619 | 17.8 | 16.9 | 10.9 | 13.1 | 14.8 | 19.2 | 14.4 | 14.4 | 14.6 | 13.8 | 22.2 | 18.5 | 18.4 | 16.9 | 16.3 | 15.8 | 63.02 | 158.17 | 101.2 | 1.16 | 5.14
2019 | 5 | 31 | 19:00 | 3620 | 16.4 | 15.5 | 10.9 | 12.8 | 14.9 | 17.3 | 14.4 | 14.4 | 14.6 | 13.8 | 22.2 | 18.5 | 18.4 | 16.9 | 16.3 | 15.8 | 63.02 | 158.17 | 101.2 | 1.16 | 5.14
2019 | 5 | 31 | 20:00 | 3621 | 15.2 | 15.9 | 10.9 | 12.6 | 14.1 | 15.8 | 14.4 | 14.4 | 14.6 | 13.8 | 22.2 | 18.5 | 18.4 | 16.9 | 16.3 | 15.8 | 63.02 | 158.17 | 101.2 | 1.16 | 5.14
2019 | 5 | 31 | 21:00 | 3622 | 14.9 | 15.6 | 11.1 | 11.8 | 13.3 | 15 | 14.4 | 14.4 | 14.6 | 13.8 | 22.2 | 18.5 | 18.4 | 16.9 | 16.3 | 15.8 | 63.02 | 158.17 | 101.2 | 1.16 | 5.14
2019 | 5 | 31 | 22:00 | 3623 | 15.1 | 14.9 | 10.7 | 10.9 | 13.1 | 15 | 14.4 | 14.4 | 14.6 | 13.8 | 22.2 | 18.5 | 18.4 | 16.9 | 16.3 | 15.8 | 63.02 | 158.17 | 101.2 | 1.16 | 5.14
2019 | 5 | 31 | 23:00 | 3624 | 14.8 | 14.4 | 10.4 | 8.5 | 12.7 | 15.4 | 14.4 | 14.4 | 14.6 | 13.8 | 22.2 | 18.5 | 18.4 | 16.9 | 16.3 | 15.8 | 63.02 | 158.17 | 101.2 | 1.16 | 5.14
2019 | 6 | 1 | 0:00 | 3625 | 14.2 | 13.7 | 10.3 | 7.1 | 12.5 | 14.7 | 13 | 14.5 | 14.9 | 14.4 | 22.6 | 19.8 | 19.4 | 17.4 | 17.7 | 16.5 | 65.51 | 166.22 | 100.66 | 1.16 | 5.1
2019 | 6 | 1 | 1:00 | 3626 | 13.3 | 13.4 | 10 | 5.9 | 11.3 | 14.3 | 13 | 14.5 | 14.9 | 14.4 | 22.6 | 19.8 | 19.4 | 17.4 | 17.7 | 16.5 | 65.51 | 166.22 | 100.66 | 1.16 | 5.1
2019 | 6 | 1 | 2:00 | 3627 | 13.3 | 13.1 | 9.8 | 5.6 | 11.1 | 14.1 | 13 | 14.5 | 14.9 | 14.4 | 22.6 | 19.8 | 19.4 | 17.4 | 17.7 | 16.5 | 65.51 | 166.22 | 100.66 | 1.16 | 5.1
2019 | 6 | 1 | 3:00 | 3628 | 13 | 12.7 | 9.9 | 7.8 | 10.9 | 14 | 13 | 14.5 | 14.9 | 14.4 | 22.6 | 19.8 | 19.4 | 17.4 | 17.7 | 16.5 | 65.51 | 166.22 | 100.66 | 1.16 | 5.1
2019 | 6 | 1 | 4:00 | 3629 | 12.5 | 12.7 | 10.1 | 7.8 | 11.2 | 13.2 | 13 | 14.5 | 14.9 | 14.4 | 22.6 | 19.8 | 19.4 | 17.4 | 17.7 | 16.5 | 65.51 | 166.22 | 100.66 | 1.16 | 5.1
2019 | 6 | 1 | 5:00 | 3630 | 13.7 | 13.1 | 10.6 | 8.6 | 11.7 | 13.7 | 13 | 14.5 | 14.9 | 14.4 | 22.6 | 19.8 | 19.4 | 17.4 | 17.7 | 16.5 | 65.51 | 166.22 | 100.66 | 1.16 | 5.1
2019 | 6 | 1 | 6:00 | 3631 | 14.5 | 14.1 | 11.1 | 9.2 | 13 | 15.7 | 13 | 14.5 | 14.9 | 14.4 | 22.6 | 19.8 | 19.4 | 17.4 | 17.7 | 16.5 | 65.51 | 166.22 | 100.66 | 1.16 | 5.1
2019 | 6 | 1 | 7:00 | 3632 | 15.9 | 15.3 | 10.9 | 12 | 13.8 | 16.3 | 13 | 14.5 | 14.9 | 14.4 | 22.6 | 19.8 | 19.4 | 17.4 | 17.7 | 16.5 | 65.51 | 166.22 | 100.66 | 1.16 | 5.1
2019 | 6 | 1 | 8:00 | 3633 | 16.4 | 15.6 | 12.3 | 14.7 | 15.3 | 17.6 | 13 | 14.5 | 14.9 | 14.4 | 22.6 | 19.8 | 19.4 | 17.4 | 17.7 | 16.5 | 65.51 | 166.22 | 100.66 | 1.16 | 5.1
2019 | 6 | 1 | 9:00 | 3634 | 17.7 | 17.3 | 13.5 | 15.9 | 16.8 | 18.3 | 13 | 14.5 | 14.9 | 14.4 | 22.6 | 19.8 | 19.4 | 17.4 | 17.7 | 16.5 | 65.51 | 166.22 | 100.66 | 1.16 | 5.1
2019 | 6 | 1 | 10:00 | 3635 | 18.6 | 18.2 | 14.2 | 17.4 | 18 | 19.6 | 13 | 14.5 | 14.9 | 14.4 | 22.6 | 19.8 | 19.4 | 17.4 | 17.7 | 16.5 | 65.51 | 166.22 | 100.66 | 1.16 | 5.1
2019 | 6 | 1 | 11:00 | 3636 | 19.3 | 18.9 | 13.6 | 18.6 | 18.9 | 19.9 | 13 | 14.5 | 14.9 | 14.4 | 22.6 | 19.8 | 19.4 | 17.4 | 17.7 | 16.5 | 65.51 | 166.22 | 100.66 | 1.16 | 5.1
2019 | 6 | 1 | 12:00 | 3637 | 20 | 19.7 | 13.5 | 19.1 | 19.7 | 20.4 | 16 | 14.5 | 14.9 | 14.4 | 22.6 | 19.8 | 19.4 | 17.4 | 17.7 | 16.5 | 65.51 | 166.22 | 100.66 | 1.16 | 5.1
2019 | 6 | 1 | 13:00 | 3638 | 20.4 | 20.6 | 14.4 | 19.2 | 19.9 | 21.5 | 16 | 14.5 | 14.9 | 14.4 | 22.6 | 19.8 | 19.4 | 17.4 | 17.7 | 16.5 | 65.51 | 166.22 | 100.66 | 1.16 | 5.1
2019 | 6 | 1 | 14:00 | 3639 | 21.1 | 20.7 | 13.6 | 18.7 | 19.7 | 21.7 | 16 | 14.5 | 14.9 | 14.4 | 22.6 | 19.8 | 19.4 | 17.4 | 17.7 | 16.5 | 65.51 | 166.22 | 100.66 | 1.16 | 5.1
2019 | 6 | 1 | 15:00 | 3640 | 21.1 | 20.7 | 14.2 | 18.2 | 20.4 | 21.5 | 16 | 14.5 | 14.9 | 14.4 | 22.6 | 19.8 | 19.4 | 17.4 | 17.7 | 16.5 | 65.51 | 166.22 | 100.66 | 1.16 | 5.1
2019 | 6 | 1 | 16:00 | 3641 | 20.2 | 19.5 | 14.5 | 17.1 | 19.4 | 21.4 | 16 | 14.5 | 14.9 | 14.4 | 22.6 | 19.8 | 19.4 | 17.4 | 17.7 | 16.5 | 65.51 | 166.22 | 100.66 | 1.16 | 5.1
2019 | 6 | 1 | 17:00 | 3642 | 20.3 | 18.8 | 14.1 | 16.1 | 18.3 | 20.4 | 16 | 14.5 | 14.9 | 14.4 | 22.6 | 19.8 | 19.4 | 17.4 | 17.7 | 16.5 | 65.51 | 166.22 | 100.66 | 1.16 | 5.1
2019 | 6 | 1 | 18:00 | 3643 | 18.5 | 18.4 | 14.3 | 16 | 17.2 | 18.1 | 16 | 14.5 | 14.9 | 14.4 | 22.6 | 19.8 | 19.4 | 17.4 | 17.7 | 16.5 | 65.51 | 166.22 | 100.66 | 1.16 | 5.1
2019 | 6 | 1 | 19:00 | 3644 | 16.6 | 15.7 | 13.8 | 15.6 | 16.6 | 17 | 16 | 14.5 | 14.9 | 14.4 | 22.6 | 19.8 | 19.4 | 17.4 | 17.7 | 16.5 | 65.51 | 166.22 | 100.66 | 1.16 | 5.1
2019 | 6 | 1 | 20:00 | 3645 | 14.1 | 13.2 | 13.8 | 15.2 | 16.4 | 14.8 | 16 | 14.5 | 14.9 | 14.4 | 22.6 | 19.8 | 19.4 | 17.4 | 17.7 | 16.5 | 65.51 | 166.22 | 100.66 | 1.16 | 5.1
2019 | 6 | 1 | 21:00 | 3646 | 12.5 | 13.4 | 13.4 | 15.1 | 16.2 | 13.4 | 16 | 14.5 | 14.9 | 14.4 | 22.6 | 19.8 | 19.4 | 17.4 | 17.7 | 16.5 | 65.51 | 166.22 | 100.66 | 1.16 | 5.1
2019 | 6 | 1 | 22:00 | 3647 | 13.8 | 13 | 13.3 | 13.8 | 15.9 | 12.7 | 16 | 14.5 | 14.9 | 14.4 | 22.6 | 19.8 | 19.4 | 17.4 | 17.7 | 16.5 | 65.51 | 166.22 | 100.66 | 1.16 | 5.1
2019 | 6 | 1 | 23:00 | 3648 | 14.1 | 14.6 | 13.3 | 13.1 | 15.1 | 11.9 | 16 | 14.5 | 14.9 | 14.4 | 22.6 | 19.8 | 19.4 | 17.4 | 17.7 | 16.5 | 65.51 | 166.22 | 100.66 | 1.16 | 5.1
2019 | 6 | 2 | 0:00 | 3649 | 14.6 | 15 | 13 | 12.9 | 14.7 | 12.5 | 14 | 15 | 15.7 | 15.4 | 22.7 | 20.8 | 20.4 | 18.1 | 18.4 | 16.8 | 67.28 | 162.04 | 98.6 | 1 | 4.94
2019 | 6 | 2 | 1:00 | 3650 | 14.3 | 15.1 | 12.6 | 12.7 | 13.7 | 12.7 | 14 | 15 | 15.7 | 15.4 | 22.7 | 20.8 | 20.4 | 18.1 | 18.4 | 16.8 | 67.28 | 162.04 | 98.6 | 1 | 4.94
2019 | 6 | 2 | 2:00 | 3651 | 13.7 | 13.8 | 12.4 | 12.4 | 13.3 | 12.9 | 14 | 15 | 15.7 | 15.4 | 22.7 | 20.8 | 20.4 | 18.1 | 18.4 | 16.8 | 67.28 | 162.04 | 98.6 | 1 | 4.94
2019 | 6 | 2 | 3:00 | 3652 | 13.4 | 13.9 | 12.1 | 12.2 | 13.5 | 13.1 | 14 | 15 | 15.7 | 15.4 | 22.7 | 20.8 | 20.4 | 18.1 | 18.4 | 16.8 | 67.28 | 162.04 | 98.6 | 1 | 4.94
2019 | 6 | 2 | 4:00 | 3653 | 15.8 | 14.9 | 12.2 | 12.6 | 13.6 | 14.4 | 14 | 15 | 15.7 | 15.4 | 22.7 | 20.8 | 20.4 | 18.1 | 18.4 | 16.8 | 67.28 | 162.04 | 98.6 | 1 | 4.94
2019 | 6 | 2 | 5:00 | 3654 | 18.1 | 16.6 | 12.5 | 13 | 13.7 | 16.9 | 14 | 15 | 15.7 | 15.4 | 22.7 | 20.8 | 20.4 | 18.1 | 18.4 | 16.8 | 67.28 | 162.04 | 98.6 | 1 | 4.94
2019 | 6 | 2 | 6:00 | 3655 | 19.5 | 17.6 | 12.7 | 13.6 | 15.4 | 18.7 | 14 | 15 | 15.7 | 15.4 | 22.7 | 20.8 | 20.4 | 18.1 | 18.4 | 16.8 | 67.28 | 162.04 | 98.6 | 1 | 4.94
2019 | 6 | 2 | 7:00 | 3656 | 20.6 | 18.2 | 13.2 | 14.7 | 16.1 | 19.9 | 14 | 15 | 15.7 | 15.4 | 22.7 | 20.8 | 20.4 | 18.1 | 18.4 | 16.8 | 67.28 | 162.04 | 98.6 | 1 | 4.94
2019 | 6 | 2 | 8:00 | 3657 | 21.2 | 19.1 | 13.6 | 14.9 | 16.6 | 20.8 | 14 | 15 | 15.7 | 15.4 | 22.7 | 20.8 | 20.4 | 18.1 | 18.4 | 16.8 | 67.28 | 162.04 | 98.6 | 1 | 4.94
2019 | 6 | 2 | 9:00 | 3658 | 21.7 | 19.5 | 13.9 | 14.8 | 17.1 | 22.1 | 14 | 15 | 15.7 | 15.4 | 22.7 | 20.8 | 20.4 | 18.1 | 18.4 | 16.8 | 67.28 | 162.04 | 98.6 | 1 | 4.94
2019 | 6 | 2 | 10:00 | 3659 | 22.3 | 19.8 | 13.5 | 16 | 17.5 | 22.6 | 14 | 15 | 15.7 | 15.4 | 22.7 | 20.8 | 20.4 | 18.1 | 18.4 | 16.8 | 67.28 | 162.04 | 98.6 | 1 | 4.94
2019 | 6 | 2 | 11:00 | 3660 | 22 | 20.3 | 13.6 | 16.1 | 17.6 | 22 | 14 | 15 | 15.7 | 15.4 | 22.7 | 20.8 | 20.4 | 18.1 | 18.4 | 16.8 | 67.28 | 162.04 | 98.6 | 1 | 4.94
2019 | 6 | 2 | 12:00 | 3661 | 22.2 | 20 | 13.7 | 17.2 | 17.8 | 22.1 | 15.2 | 15 | 15.7 | 15.4 | 22.7 | 20.8 | 20.4 | 18.1 | 18.4 | 16.8 | 67.28 | 162.04 | 98.6 | 1 | 4.94
2019 | 6 | 2 | 13:00 | 3662 | 21.3 | 20.2 | 14.2 | 17.3 | 18.1 | 22 | 15.2 | 15 | 15.7 | 15.4 | 22.7 | 20.8 | 20.4 | 18.1 | 18.4 | 16.8 | 67.28 | 162.04 | 98.6 | 1 | 4.94
2019 | 6 | 2 | 14:00 | 3663 | 20.8 | 20.5 | 13.8 | 17 | 18.3 | 21.5 | 15.2 | 15 | 15.7 | 15.4 | 22.7 | 20.8 | 20.4 | 18.1 | 18.4 | 16.8 | 67.28 | 162.04 | 98.6 | 1 | 4.94
2019 | 6 | 2 | 15:00 | 3664 | 20.4 | 20.1 | 14.1 | 16.9 | 18.2 | 21.2 | 15.2 | 15 | 15.7 | 15.4 | 22.7 | 20.8 | 20.4 | 18.1 | 18.4 | 16.8 | 67.28 | 162.04 | 98.6 | 1 | 4.94
2019 | 6 | 2 | 16:00 | 3665 | 20 | 19.5 | 13.1 | 16.7 | 18.5 | 20.6 | 15.2 | 15 | 15.7 | 15.4 | 22.7 | 20.8 | 20.4 | 18.1 | 18.4 | 16.8 | 67.28 | 162.04 | 98.6 | 1 | 4.94
2019 | 6 | 2 | 17:00 | 3666 | 19.1 | 18.7 | 12.5 | 15.7 | 17.9 | 19.5 | 15.2 | 15 | 15.7 | 15.4 | 22.7 | 20.8 | 20.4 | 18.1 | 18.4 | 16.8 | 67.28 | 162.04 | 98.6 | 1 | 4.94
2019 | 6 | 2 | 18:00 | 3667 | 17.3 | 17.4 | 11.8 | 14.9 | 16.6 | 18.5 | 15.2 | 15 | 15.7 | 15.4 | 22.7 | 20.8 | 20.4 | 18.1 | 18.4 | 16.8 | 67.28 | 162.04 | 98.6 | 1 | 4.94
2019 | 6 | 2 | 19:00 | 3668 | 14.4 | 15.2 | 11.1 | 13.5 | 15 | 16 | 15.2 | 15 | 15.7 | 15.4 | 22.7 | 20.8 | 20.4 | 18.1 | 18.4 | 16.8 | 67.28 | 162.04 | 98.6 | 1 | 4.94
2019 | 6 | 2 | 20:00 | 3669 | 13.4 | 13.2 | 9.2 | 10.4 | 13.4 | 14.3 | 15.2 | 15 | 15.7 | 15.4 | 22.7 | 20.8 | 20.4 | 18.1 | 18.4 | 16.8 | 67.28 | 162.04 | 98.6 | 1 | 4.94
2019 | 6 | 2 | 21:00 | 3670 | 12 | 11.8 | 8.3 | 9.3 | 12.6 | 13.1 | 15.2 | 15 | 15.7 | 15.4 | 22.7 | 20.8 | 20.4 | 18.1 | 18.4 | 16.8 | 67.28 | 162.04 | 98.6 | 1 | 4.94
2019 | 6 | 2 | 22:00 | 3671 | 9.4 | 10.6 | 8.4 | 8.1 | 11.7 | 12.6 | 15.2 | 15 | 15.7 | 15.4 | 22.7 | 20.8 | 20.4 | 18.1 | 18.4 | 16.8 | 67.28 | 162.04 | 98.6 | 1 | 4.94
2019 | 6 | 2 | 23:00 | 3672 | 7.2 | 10.1 | 8.1 | 7.4 | 9.9 | 11.9 | 15.2 | 15 | 15.7 | 15.4 | 22.7 | 20.8 | 20.4 | 18.1 | 18.4 | 16.8 | 67.28 | 162.04 | 98.6 | 1 | 4.94
2019 | 6 | 3 | 0:00 | 3673 | 8 | 9.4 | 7.4 | 6.2 | 8.9 | 11.3 | 13.6 | 15 | 16.7 | 15.8 | 22.7 | 20.9 | 20.9 | 18.2 | 19.1 | 17.5 | 63.74 | 157.04 | 100.26 | 0.94 | 5
2019 | 6 | 3 | 1:00 | 3674 | 8 | 7.6 | 6.9 | 5.4 | 8.6 | 10.5 | 13.6 | 15 | 16.7 | 15.8 | 22.7 | 20.9 | 20.9 | 18.2 | 19.1 | 17.5 | 63.74 | 157.04 | 100.26 | 0.94 | 5
2019 | 6 | 3 | 2:00 | 3675 | 7 | 6.6 | 7.8 | 4.9 | 8.2 | 9.2 | 13.6 | 15 | 16.7 | 15.8 | 22.7 | 20.9 | 20.9 | 18.2 | 19.1 | 17.5 | 63.74 | 157.04 | 100.26 | 0.94 | 5
2019 | 6 | 3 | 3:00 | 3676 | 7 | 7.2 | 8.6 | 5.3 | 8.5 | 9.4 | 13.6 | 15 | 16.7 | 15.8 | 22.7 | 20.9 | 20.9 | 18.2 | 19.1 | 17.5 | 63.74 | 157.04 | 100.26 | 0.94 | 5
2019 | 6 | 3 | 4:00 | 3677 | 11.4 | 11.1 | 10 | 8.7 | 11.1 | 12.6 | 13.6 | 15 | 16.7 | 15.8 | 22.7 | 20.9 | 20.9 | 18.2 | 19.1 | 17.5 | 63.74 | 157.04 | 100.26 | 0.94 | 5
2019 | 6 | 3 | 5:00 | 3678 | 13.4 | 13.9 | 13 | 12.3 | 13.1 | 14.8 | 13.6 | 15 | 16.7 | 15.8 | 22.7 | 20.9 | 20.9 | 18.2 | 19.1 | 17.5 | 63.74 | 157.04 | 100.26 | 0.94 | 5
2019 | 6 | 3 | 6:00 | 3679 | 16.3 | 16.1 | 15.3 | 14.2 | 14.6 | 16.7 | 13.6 | 15 | 16.7 | 15.8 | 22.7 | 20.9 | 20.9 | 18.2 | 19.1 | 17.5 | 63.74 | 157.04 | 100.26 | 0.94 | 5
2019 | 6 | 3 | 7:00 | 3680 | 18.3 | 17.4 | 17.1 | 15.9 | 16.2 | 18 | 13.6 | 15 | 16.7 | 15.8 | 22.7 | 20.9 | 20.9 | 18.2 | 19.1 | 17.5 | 63.74 | 157.04 | 100.26 | 0.94 | 5
2019 | 6 | 3 | 8:00 | 3681 | 19.7 | 18.8 | 18.7 | 17.6 | 17.4 | 19 | 13.6 | 15 | 16.7 | 15.8 | 22.7 | 20.9 | 20.9 | 18.2 | 19.1 | 17.5 | 63.74 | 157.04 | 100.26 | 0.94 | 5
2019 | 6 | 3 | 9:00 | 3682 | 21.1 | 20 | 20.6 | 19.1 | 19 | 19.5 | 13.6 | 15 | 16.7 | 15.8 | 22.7 | 20.9 | 20.9 | 18.2 | 19.1 | 17.5 | 63.74 | 157.04 | 100.26 | 0.94 | 5
2019 | 6 | 3 | 10:00 | 3683 | 22.1 | 21 | 21.9 | 20.2 | 20.2 | 21.4 | 13.6 | 15 | 16.7 | 15.8 | 22.7 | 20.9 | 20.9 | 18.2 | 19.1 | 17.5 | 63.74 | 157.04 | 100.26 | 0.94 | 5
2019 | 6 | 3 | 11:00 | 3684 | 22.8 | 22 | 22.6 | 21.5 | 21 | 22.6 | 13.6 | 15 | 16.7 | 15.8 | 22.7 | 20.9 | 20.9 | 18.2 | 19.1 | 17.5 | 63.74 | 157.04 | 100.26 | 0.94 | 5
2019 | 6 | 3 | 12:00 | 3685 | 23.7 | 22.8 | 24.4 | 22.7 | 22 | 23.6 | 17 | 15 | 16.7 | 15.8 | 22.7 | 20.9 | 20.9 | 18.2 | 19.1 | 17.5 | 63.74 | 157.04 | 100.26 | 0.94 | 5
2019 | 6 | 3 | 13:00 | 3686 | 24.6 | 23.7 | 25 | 24 | 22.6 | 24.3 | 17 | 15 | 16.7 | 15.8 | 22.7 | 20.9 | 20.9 | 18.2 | 19.1 | 17.5 | 63.74 | 157.04 | 100.26 | 0.94 | 5
2019 | 6 | 3 | 14:00 | 3687 | 25.1 | 24 | 25.7 | 24.3 | 23 | 24.7 | 17 | 15 | 16.7 | 15.8 | 22.7 | 20.9 | 20.9 | 18.2 | 19.1 | 17.5 | 63.74 | 157.04 | 100.26 | 0.94 | 5
2019 | 6 | 3 | 15:00 | 3688 | 25.5 | 24.5 | 25.3 | 24.4 | 23.1 | 25.1 | 17 | 15 | 16.7 | 15.8 | 22.7 | 20.9 | 20.9 | 18.2 | 19.1 | 17.5 | 63.74 | 157.04 | 100.26 | 0.94 | 5
2019 | 6 | 3 | 16:00 | 3689 | 25.6 | 23.9 | 25.4 | 24.2 | 23.2 | 24.3 | 17 | 15 | 16.7 | 15.8 | 22.7 | 20.9 | 20.9 | 18.2 | 19.1 | 17.5 | 63.74 | 157.04 | 100.26 | 0.94 | 5
2019 | 6 | 3 | 17:00 | 3690 | 25.1 | 23.5 | 25 | 23.9 | 22.5 | 23.5 | 17 | 15 | 16.7 | 15.8 | 22.7 | 20.9 | 20.9 | 18.2 | 19.1 | 17.5 | 63.74 | 157.04 | 100.26 | 0.94 | 5
2019 | 6 | 3 | 18:00 | 3691 | 23.4 | 22.4 | 23.2 | 22.3 | 21.1 | 22.4 | 17 | 15 | 16.7 | 15.8 | 22.7 | 20.9 | 20.9 | 18.2 | 19.1 | 17.5 | 63.74 | 157.04 | 100.26 | 0.94 | 5
2019 | 6 | 3 | 19:00 | 3692 | 18.1 | 18.5 | 22.3 | 19.6 | 18.3 | 20.1 | 17 | 15 | 16.7 | 15.8 | 22.7 | 20.9 | 20.9 | 18.2 | 19.1 | 17.5 | 63.74 | 157.04 | 100.26 | 0.94 | 5
2019 | 6 | 3 | 20:00 | 3693 | 15.7 | 15.7 | 21.1 | 18.1 | 16.6 | 18.2 | 17 | 15 | 16.7 | 15.8 | 22.7 | 20.9 | 20.9 | 18.2 | 19.1 | 17.5 | 63.74 | 157.04 | 100.26 | 0.94 | 5
2019 | 6 | 3 | 21:00 | 3694 | 13.3 | 14.7 | 20.1 | 17 | 15.5 | 17 | 17 | 15 | 16.7 | 15.8 | 22.7 | 20.9 | 20.9 | 18.2 | 19.1 | 17.5 | 63.74 | 157.04 | 100.26 | 0.94 | 5
2019 | 6 | 3 | 22:00 | 3695 | 12.5 | 12.7 | 19.5 | 15.5 | 16.1 | 15.9 | 17 | 15 | 16.7 | 15.8 | 22.7 | 20.9 | 20.9 | 18.2 | 19.1 | 17.5 | 63.74 | 157.04 | 100.26 | 0.94 | 5
2019 | 6 | 3 | 23:00 | 3696 | 12.3 | 12.8 | 18.6 | 14.9 | 14.9 | 15 | 17 | 15 | 16.7 | 15.8 | 22.7 | 20.9 | 20.9 | 18.2 | 19.1 | 17.5 | 63.74 | 157.04 | 100.26 | 0.94 | 5
2019 | 6 | 4 | 0:00 | 3697 | 11.8 | 10.7 | 18.2 | 14.6 | 15.4 | 14.3 | 14.4 | 16.7 | 18.1 | 17.9 | 22.2 | 21.7 | 21.9 | 18.8 | 20.8 | 18.9 | 64.42 | 153.98 | 98.65 | 0.86 | 5.42
2019 | 6 | 4 | 1:00 | 3698 | 10.8 | 10.6 | 17.2 | 14.3 | 14.8 | 14 | 14.4 | 16.7 | 18.1 | 17.9 | 22.2 | 21.7 | 21.9 | 18.8 | 20.8 | 18.9 | 64.42 | 153.98 | 98.65 | 0.86 | 5.42
2019 | 6 | 4 | 2:00 | 3699 | 10.4 | 10.8 | 16.8 | 13.7 | 15 | 12.8 | 14.4 | 16.7 | 18.1 | 17.9 | 22.2 | 21.7 | 21.9 | 18.8 | 20.8 | 18.9 | 64.42 | 153.98 | 98.65 | 0.86 | 5.42
2019 | 6 | 4 | 3:00 | 3700 | 11.3 | 12.7 | 16 | 13.8 | 15.5 | 13.6 | 14.4 | 16.7 | 18.1 | 17.9 | 22.2 | 21.7 | 21.9 | 18.8 | 20.8 | 18.9 | 64.42 | 153.98 | 98.65 | 0.86 | 5.42
2019 | 6 | 4 | 4:00 | 3701 | 16.2 | 15.1 | 17.7 | 16.4 | 17.1 | 15.6 | 14.4 | 16.7 | 18.1 | 17.9 | 22.2 | 21.7 | 21.9 | 18.8 | 20.8 | 18.9 | 64.42 | 153.98 | 98.65 | 0.86 | 5.42
2019 | 6 | 4 | 5:00 | 3702 | 17.9 | 17.3 | 19.1 | 18.9 | 18.6 | 17.4 | 14.4 | 16.7 | 18.1 | 17.9 | 22.2 | 21.7 | 21.9 | 18.8 | 20.8 | 18.9 | 64.42 | 153.98 | 98.65 | 0.86 | 5.42
2019 | 6 | 4 | 6:00 | 3703 | 20.4 | 19.6 | 20.7 | 21.7 | 20.5 | 19.7 | 14.4 | 16.7 | 18.1 | 17.9 | 22.2 | 21.7 | 21.9 | 18.8 | 20.8 | 18.9 | 64.42 | 153.98 | 98.65 | 0.86 | 5.42
2019 | 6 | 4 | 7:00 | 3704 | 22.3 | 21.7 | 22.9 | 23.8 | 22.4 | 21.7 | 14.4 | 16.7 | 18.1 | 17.9 | 22.2 | 21.7 | 21.9 | 18.8 | 20.8 | 18.9 | 64.42 | 153.98 | 98.65 | 0.86 | 5.42
2019 | 6 | 4 | 8:00 | 3705 | 23.9 | 23.4 | 24.8 | 24.9 | 23.8 | 23.6 | 14.4 | 16.7 | 18.1 | 17.9 | 22.2 | 21.7 | 21.9 | 18.8 | 20.8 | 18.9 | 64.42 | 153.98 | 98.65 | 0.86 | 5.42
2019 | 6 | 4 | 9:00 | 3706 | 25.3 | 24.4 | 21.8 | 26.1 | 24.9 | 24.5 | 14.4 | 16.7 | 18.1 | 17.9 | 22.2 | 21.7 | 21.9 | 18.8 | 20.8 | 18.9 | 64.42 | 153.98 | 98.65 | 0.86 | 5.42
2019 | 6 | 4 | 10:00 | 3707 | 26.6 | 25.2 | 23.9 | 26.8 | 25.6 | 25.3 | 14.4 | 16.7 | 18.1 | 17.9 | 22.2 | 21.7 | 21.9 | 18.8 | 20.8 | 18.9 | 64.42 | 153.98 | 98.65 | 0.86 | 5.42
2019 | 6 | 4 | 11:00 | 3708 | 27 | 26.1 | 23.9 | 27.3 | 25.4 | 26 | 14.4 | 16.7 | 18.1 | 17.9 | 22.2 | 21.7 | 21.9 | 18.8 | 20.8 | 18.9 | 64.42 | 153.98 | 98.65 | 0.86 | 5.42
2019 | 6 | 4 | 12:00 | 3709 | 28 | 26.7 | 24.9 | 27.7 | 25.9 | 27 | 18 | 16.7 | 18.1 | 17.9 | 22.2 | 21.7 | 21.9 | 18.8 | 20.8 | 18.9 | 64.42 | 153.98 | 98.65 | 0.86 | 5.42
2019 | 6 | 4 | 13:00 | 3710 | 28.3 | 27.2 | 25.5 | 27.6 | 26.3 | 26.7 | 18 | 16.7 | 18.1 | 17.9 | 22.2 | 21.7 | 21.9 | 18.8 | 20.8 | 18.9 | 64.42 | 153.98 | 98.65 | 0.86 | 5.42
2019 | 6 | 4 | 14:00 | 3711 | 28.8 | 27.3 | 25.6 | 27.6 | 26.5 | 27 | 18 | 16.7 | 18.1 | 17.9 | 22.2 | 21.7 | 21.9 | 18.8 | 20.8 | 18.9 | 64.42 | 153.98 | 98.65 | 0.86 | 5.42
2019 | 6 | 4 | 15:00 | 3712 | 28.7 | 27.3 | 26.8 | 27.6 | 26 | 26.9 | 18 | 16.7 | 18.1 | 17.9 | 22.2 | 21.7 | 21.9 | 18.8 | 20.8 | 18.9 | 64.42 | 153.98 | 98.65 | 0.86 | 5.42
2019 | 6 | 4 | 16:00 | 3713 | 28.4 | 27 | 26.5 | 27.4 | 26 | 26.3 | 18 | 16.7 | 18.1 | 17.9 | 22.2 | 21.7 | 21.9 | 18.8 | 20.8 | 18.9 | 64.42 | 153.98 | 98.65 | 0.86 | 5.42
2019 | 6 | 4 | 17:00 | 3714 | 28 | 26 | 26.3 | 26.4 | 25.5 | 25.6 | 18 | 16.7 | 18.1 | 17.9 | 22.2 | 21.7 | 21.9 | 18.8 | 20.8 | 18.9 | 64.42 | 153.98 | 98.65 | 0.86 | 5.42
2019 | 6 | 4 | 18:00 | 3715 | 26.1 | 24.4 | 25.4 | 24.5 | 24 | 24 | 18 | 16.7 | 18.1 | 17.9 | 22.2 | 21.7 | 21.9 | 18.8 | 20.8 | 18.9 | 64.42 | 153.98 | 98.65 | 0.86 | 5.42
2019 | 6 | 4 | 19:00 | 3716 | 23.6 | 21.1 | 22.4 | 20.3 | 20.3 | 22.2 | 18 | 16.7 | 18.1 | 17.9 | 22.2 | 21.7 | 21.9 | 18.8 | 20.8 | 18.9 | 64.42 | 153.98 | 98.65 | 0.86 | 5.42
2019 | 6 | 4 | 20:00 | 3717 | 21.9 | 18.5 | 20.6 | 17.1 | 18 | 20.4 | 18 | 16.7 | 18.1 | 17.9 | 22.2 | 21.7 | 21.9 | 18.8 | 20.8 | 18.9 | 64.42 | 153.98 | 98.65 | 0.86 | 5.42
2019 | 6 | 4 | 21:00 | 3718 | 20.4 | 15.7 | 20.8 | 15.7 | 16.5 | 19.1 | 18 | 16.7 | 18.1 | 17.9 | 22.2 | 21.7 | 21.9 | 18.8 | 20.8 | 18.9 | 64.42 | 153.98 | 98.65 | 0.86 | 5.42
2019 | 6 | 4 | 22:00 | 3719 | 16.4 | 14.9 | 20.2 | 14.6 | 15.7 | 18.7 | 18 | 16.7 | 18.1 | 17.9 | 22.2 | 21.7 | 21.9 | 18.8 | 20.8 | 18.9 | 64.42 | 153.98 | 98.65 | 0.86 | 5.42
2019 | 6 | 4 | 23:00 | 3720 | 15.4 | 14.8 | 19.3 | 13.8 | 15.7 | 17.3 | 18 | 16.7 | 18.1 | 17.9 | 22.2 | 21.7 | 21.9 | 18.8 | 20.8 | 18.9 | 64.42 | 153.98 | 98.65 | 0.86 | 5.42
2019 | 6 | 5 | 0:00 | 3721 | 15.4 | 13.9 | 18.9 | 12.9 | 17.4 | 15.9 | 16.2 | 18.4 | 19.6 | 19.7 | 22.9 | 22.4 | 23.3 | 19.4 | 22.1 | 20.4 | 59.17 | 161.42 | 96.31 | 0.8 | 4.55
2019 | 6 | 5 | 1:00 | 3722 | 13.7 | 13.4 | 17.9 | 12.5 | 17.2 | 14.6 | 16.2 | 18.4 | 19.6 | 19.7 | 22.9 | 22.4 | 23.3 | 19.4 | 22.1 | 20.4 | 59.17 | 161.42 | 96.31 | 0.8 | 4.55
2019 | 6 | 5 | 2:00 | 3723 | 12.7 | 13.5 | 17.3 | 12.2 | 17.1 | 13.6 | 16.2 | 18.4 | 19.6 | 19.7 | 22.9 | 22.4 | 23.3 | 19.4 | 22.1 | 20.4 | 59.17 | 161.42 | 96.31 | 0.8 | 4.55
2019 | 6 | 5 | 3:00 | 3724 | 15 | 13.1 | 18.4 | 14 | 17 | 14 | 16.2 | 18.4 | 19.6 | 19.7 | 22.9 | 22.4 | 23.3 | 19.4 | 22.1 | 20.4 | 59.17 | 161.42 | 96.31 | 0.8 | 4.55
2019 | 6 | 5 | 4:00 | 3725 | 17.8 | 17.8 | 20 | 17.2 | 18.8 | 17.9 | 16.2 | 18.4 | 19.6 | 19.7 | 22.9 | 22.4 | 23.3 | 19.4 | 22.1 | 20.4 | 59.17 | 161.42 | 96.31 | 0.8 | 4.55
2019 | 6 | 5 | 5:00 | 3726 | 21 | 20.5 | 21.3 | 20.6 | 21.2 | 19.9 | 16.2 | 18.4 | 19.6 | 19.7 | 22.9 | 22.4 | 23.3 | 19.4 | 22.1 | 20.4 | 59.17 | 161.42 | 96.31 | 0.8 | 4.55
2019 | 6 | 5 | 6:00 | 3727 | 24.3 | 22.5 | 23.2 | 23.8 | 23 | 23 | 16.2 | 18.4 | 19.6 | 19.7 | 22.9 | 22.4 | 23.3 | 19.4 | 22.1 | 20.4 | 59.17 | 161.42 | 96.31 | 0.8 | 4.55
2019 | 6 | 5 | 7:00 | 3728 | 26 | 24.9 | 25.2 | 25.3 | 25.1 | 25.4 | 16.2 | 18.4 | 19.6 | 19.7 | 22.9 | 22.4 | 23.3 | 19.4 | 22.1 | 20.4 | 59.17 | 161.42 | 96.31 | 0.8 | 4.55
2019 | 6 | 5 | 8:00 | 3729 | 27.2 | 26.8 | 26.5 | 27.8 | 27.1 | 26.9 | 16.2 | 18.4 | 19.6 | 19.7 | 22.9 | 22.4 | 23.3 | 19.4 | 22.1 | 20.4 | 59.17 | 161.42 | 96.31 | 0.8 | 4.55
2019 | 6 | 5 | 9:00 | 3730 | 28.2 | 27.2 | 27.4 | 28.9 | 27.9 | 28 | 16.2 | 18.4 | 19.6 | 19.7 | 22.9 | 22.4 | 23.3 | 19.4 | 22.1 | 20.4 | 59.17 | 161.42 | 96.31 | 0.8 | 4.55
2019 | 6 | 5 | 10:00 | 3731 | 29.4 | 27.7 | 26.1 | 29.6 | 27.9 | 28.6 | 16.2 | 18.4 | 19.6 | 19.7 | 22.9 | 22.4 | 23.3 | 19.4 | 22.1 | 20.4 | 59.17 | 161.42 | 96.31 | 0.8 | 4.55
2019 | 6 | 5 | 11:00 | 3732 | 29.6 | 28.6 | 28.3 | 29.8 | 28.7 | 27.9 | 16.2 | 18.4 | 19.6 | 19.7 | 22.9 | 22.4 | 23.3 | 19.4 | 22.1 | 20.4 | 59.17 | 161.42 | 96.31 | 0.8 | 4.55
2019 | 6 | 5 | 12:00 | 3733 | 30.7 | 29.3 | 27.8 | 30.3 | 28.5 | 28.6 | 18.2 | 18.4 | 19.6 | 19.7 | 22.9 | 22.4 | 23.3 | 19.4 | 22.1 | 20.4 | 59.17 | 161.42 | 96.31 | 0.8 | 4.55
2019 | 6 | 5 | 13:00 | 3734 | 29.4 | 29.7 | 28.6 | 30.3 | 28.7 | 29 | 18.2 | 18.4 | 19.6 | 19.7 | 22.9 | 22.4 | 23.3 | 19.4 | 22.1 | 20.4 | 59.17 | 161.42 | 96.31 | 0.8 | 4.55
2019 | 6 | 5 | 14:00 | 3735 | 30.1 | 29.6 | 27.5 | 30.2 | 28.5 | 29.2 | 18.2 | 18.4 | 19.6 | 19.7 | 22.9 | 22.4 | 23.3 | 19.4 | 22.1 | 20.4 | 59.17 | 161.42 | 96.31 | 0.8 | 4.55
2019 | 6 | 5 | 15:00 | 3736 | 26.4 | 29.8 | 26.8 | 29.5 | 28.1 | 27.6 | 18.2 | 18.4 | 19.6 | 19.7 | 22.9 | 22.4 | 23.3 | 19.4 | 22.1 | 20.4 | 59.17 | 161.42 | 96.31 | 0.8 | 4.55
2019 | 6 | 5 | 16:00 | 3737 | 25 | 29.2 | 26.9 | 28.8 | 28.2 | 25.9 | 18.2 | 18.4 | 19.6 | 19.7 | 22.9 | 22.4 | 23.3 | 19.4 | 22.1 | 20.4 | 59.17 | 161.42 | 96.31 | 0.8 | 4.55
2019 | 6 | 5 | 17:00 | 3738 | 23 | 26 | 29 | 27.9 | 27.6 | 25.1 | 18.2 | 18.4 | 19.6 | 19.7 | 22.9 | 22.4 | 23.3 | 19.4 | 22.1 | 20.4 | 59.17 | 161.42 | 96.31 | 0.8 | 4.55
2019 | 6 | 5 | 18:00 | 3739 | 24.6 | 24.2 | 27.3 | 26.1 | 25.8 | 24.3 | 18.2 | 18.4 | 19.6 | 19.7 | 22.9 | 22.4 | 23.3 | 19.4 | 22.1 | 20.4 | 59.17 | 161.42 | 96.31 | 0.8 | 4.55
2019 | 6 | 5 | 19:00 | 3740 | 23.5 | 22.5 | 24.7 | 23.5 | 23.1 | 22.9 | 18.2 | 18.4 | 19.6 | 19.7 | 22.9 | 22.4 | 23.3 | 19.4 | 22.1 | 20.4 | 59.17 | 161.42 | 96.31 | 0.8 | 4.55
2019 | 6 | 5 | 20:00 | 3741 | 23 | 21.5 | 23.2 | 18.3 | 21 | 22 | 18.2 | 18.4 | 19.6 | 19.7 | 22.9 | 22.4 | 23.3 | 19.4 | 22.1 | 20.4 | 59.17 | 161.42 | 96.31 | 0.8 | 4.55
2019 | 6 | 5 | 21:00 | 3742 | 22.1 | 19.9 | 22.6 | 17 | 19.1 | 20.8 | 18.2 | 18.4 | 19.6 | 19.7 | 22.9 | 22.4 | 23.3 | 19.4 | 22.1 | 20.4 | 59.17 | 161.42 | 96.31 | 0.8 | 4.55
2019 | 6 | 5 | 22:00 | 3743 | 21.4 | 19.9 | 21.7 | 15.6 | 18.7 | 20 | 18.2 | 18.4 | 19.6 | 19.7 | 22.9 | 22.4 | 23.3 | 19.4 | 22.1 | 20.4 | 59.17 | 161.42 | 96.31 | 0.8 | 4.55
2019 | 6 | 5 | 23:00 | 3744 | 20.6 | 17.9 | 21.9 | 15.7 | 19.7 | 19.4 | 18.2 | 18.4 | 19.6 | 19.7 | 22.9 | 22.4 | 23.3 | 19.4 | 22.1 | 20.4 | 59.17 | 161.42 | 96.31 | 0.8 | 4.55
2019 | 6 | 6 | 0:00 | 3745 | 20.5 | 17 | 20.4 | 15.1 | 20.1 | 18.9 | 15.8 | 19.2 | 20.8 | 20.5 | 23.9 | 22.8 | 24.5 | 20.2 | 23.5 | 21.9 | 60.96 | 157.76 | 93.75 | 0.75 | 3.89
2019 | 6 | 6 | 1:00 | 3746 | 19.8 | 17.7 | 20.1 | 14.9 | 17.2 | 18.5 | 15.8 | 19.2 | 20.8 | 20.5 | 23.9 | 22.8 | 24.5 | 20.2 | 23.5 | 21.9 | 60.96 | 157.76 | 93.75 | 0.75 | 3.89
2019 | 6 | 6 | 2:00 | 3747 | 19.3 | 18.3 | 19.8 | 13.9 | 17.1 | 17.9 | 15.8 | 19.2 | 20.8 | 20.5 | 23.9 | 22.8 | 24.5 | 20.2 | 23.5 | 21.9 | 60.96 | 157.76 | 93.75 | 0.75 | 3.89
2019 | 6 | 6 | 3:00 | 3748 | 19.4 | 17.9 | 19.8 | 15.8 | 18.9 | 18 | 15.8 | 19.2 | 20.8 | 20.5 | 23.9 | 22.8 | 24.5 | 20.2 | 23.5 | 21.9 | 60.96 | 157.76 | 93.75 | 0.75 | 3.89
2019 | 6 | 6 | 4:00 | 3749 | 20.6 | 20.3 | 20.8 | 18.7 | 20 | 19.8 | 15.8 | 19.2 | 20.8 | 20.5 | 23.9 | 22.8 | 24.5 | 20.2 | 23.5 | 21.9 | 60.96 | 157.76 | 93.75 | 0.75 | 3.89
2019 | 6 | 6 | 5:00 | 3750 | 21.4 | 21.9 | 21.9 | 21.7 | 21.6 | 21.9 | 15.8 | 19.2 | 20.8 | 20.5 | 23.9 | 22.8 | 24.5 | 20.2 | 23.5 | 21.9 | 60.96 | 157.76 | 93.75 | 0.75 | 3.89
2019 | 6 | 6 | 6:00 | 3751 | 23.1 | 23.2 | 24 | 23.6 | 23.6 | 23.5 | 15.8 | 19.2 | 20.8 | 20.5 | 23.9 | 22.8 | 24.5 | 20.2 | 23.5 | 21.9 | 60.96 | 157.76 | 93.75 | 0.75 | 3.89
2019 | 6 | 6 | 7:00 | 3752 | 24.6 | 24.9 | 25.6 | 25.3 | 24.9 | 24.8 | 15.8 | 19.2 | 20.8 | 20.5 | 23.9 | 22.8 | 24.5 | 20.2 | 23.5 | 21.9 | 60.96 | 157.76 | 93.75 | 0.75 | 3.89
2019 | 6 | 6 | 8:00 | 3753 | 26.1 | 26.3 | 26.7 | 26.5 | 25.8 | 26.3 | 15.8 | 19.2 | 20.8 | 20.5 | 23.9 | 22.8 | 24.5 | 20.2 | 23.5 | 21.9 | 60.96 | 157.76 | 93.75 | 0.75 | 3.89
2019 | 6 | 6 | 9:00 | 3754 | 27.1 | 26.9 | 27.3 | 27.9 | 26.9 | 26.4 | 15.8 | 19.2 | 20.8 | 20.5 | 23.9 | 22.8 | 24.5 | 20.2 | 23.5 | 21.9 | 60.96 | 157.76 | 93.75 | 0.75 | 3.89
2019 | 6 | 6 | 10:00 | 3755 | 28.1 | 27.4 | 28.2 | 28.3 | 27.3 | 27.6 | 15.8 | 19.2 | 20.8 | 20.5 | 23.9 | 22.8 | 24.5 | 20.2 | 23.5 | 21.9 | 60.96 | 157.76 | 93.75 | 0.75 | 3.89
2019 | 6 | 6 | 11:00 | 3756 | 28.6 | 28.7 | 29 | 28.8 | 28.1 | 27.4 | 15.8 | 19.2 | 20.8 | 20.5 | 23.9 | 22.8 | 24.5 | 20.2 | 23.5 | 21.9 | 60.96 | 157.76 | 93.75 | 0.75 | 3.89
2019 | 6 | 6 | 12:00 | 3757 | 28.6 | 28.4 | 29.4 | 29.2 | 28.2 | 28.4 | 15.4 | 19.2 | 20.8 | 20.5 | 23.9 | 22.8 | 24.5 | 20.2 | 23.5 | 21.9 | 60.96 | 157.76 | 93.75 | 0.75 | 3.89
2019 | 6 | 6 | 13:00 | 3758 | 19.4 | 28.3 | 29.7 | 29.2 | 28.6 | 27.2 | 15.4 | 19.2 | 20.8 | 20.5 | 23.9 | 22.8 | 24.5 | 20.2 | 23.5 | 21.9 | 60.96 | 157.76 | 93.75 | 0.75 | 3.89
2019 | 6 | 6 | 14:00 | 3759 | 20.5 | 22.5 | 29.2 | 29.3 | 27.5 | 25.5 | 15.4 | 19.2 | 20.8 | 20.5 | 23.9 | 22.8 | 24.5 | 20.2 | 23.5 | 21.9 | 60.96 | 157.76 | 93.75 | 0.75 | 3.89
2019 | 6 | 6 | 15:00 | 3760 | 22.5 | 22.6 | 29 | 29 | 28.1 | 21.8 | 15.4 | 19.2 | 20.8 | 20.5 | 23.9 | 22.8 | 24.5 | 20.2 | 23.5 | 21.9 | 60.96 | 157.76 | 93.75 | 0.75 | 3.89
2019 | 6 | 6 | 16:00 | 3761 | 23.3 | 23.6 | 20 | 28.7 | 27.8 | 22.9 | 15.4 | 19.2 | 20.8 | 20.5 | 23.9 | 22.8 | 24.5 | 20.2 | 23.5 | 21.9 | 60.96 | 157.76 | 93.75 | 0.75 | 3.89
2019 | 6 | 6 | 17:00 | 3762 | 24.8 | 24.1 | 21.8 | 26.8 | 27 | 23.9 | 15.4 | 19.2 | 20.8 | 20.5 | 23.9 | 22.8 | 24.5 | 20.2 | 23.5 | 21.9 | 60.96 | 157.76 | 93.75 | 0.75 | 3.89
2019 | 6 | 6 | 18:00 | 3763 | 24.1 | 22.9 | 22.6 | 23.5 | 25.2 | 23 | 15.4 | 19.2 | 20.8 | 20.5 | 23.9 | 22.8 | 24.5 | 20.2 | 23.5 | 21.9 | 60.96 | 157.76 | 93.75 | 0.75 | 3.89
2019 | 6 | 6 | 19:00 | 3764 | 22.4 | 21.6 | 22.3 | 19.8 | 22.8 | 21.7 | 15.4 | 19.2 | 20.8 | 20.5 | 23.9 | 22.8 | 24.5 | 20.2 | 23.5 | 21.9 | 60.96 | 157.76 | 93.75 | 0.75 | 3.89
2019 | 6 | 6 | 20:00 | 3765 | 21.4 | 20.3 | 21.7 | 18.4 | 20.7 | 20.9 | 15.4 | 19.2 | 20.8 | 20.5 | 23.9 | 22.8 | 24.5 | 20.2 | 23.5 | 21.9 | 60.96 | 157.76 | 93.75 | 0.75 | 3.89
2019 | 6 | 6 | 21:00 | 3766 | 20.8 | 17.6 | 21.4 | 18 | 19.2 | 20.1 | 15.4 | 19.2 | 20.8 | 20.5 | 23.9 | 22.8 | 24.5 | 20.2 | 23.5 | 21.9 | 60.96 | 157.76 | 93.75 | 0.75 | 3.89
2019 | 6 | 6 | 22:00 | 3767 | 20.5 | 18.5 | 20.5 | 17 | 20.1 | 19.4 | 15.4 | 19.2 | 20.8 | 20.5 | 23.9 | 22.8 | 24.5 | 20.2 | 23.5 | 21.9 | 60.96 | 157.76 | 93.75 | 0.75 | 3.89
2019 | 6 | 6 | 23:00 | 3768 | 19.4 | 17.4 | 19.8 | 16.8 | 19.4 | 18.9 | 15.4 | 19.2 | 20.8 | 20.5 | 23.9 | 22.8 | 24.5 | 20.2 | 23.5 | 21.9 | 60.96 | 157.76 | 93.75 | 0.75 | 3.89
2019 | 6 | 7 | 0:00 | 3769 | 18.8 | 16.6 | 19.7 | 16.8 | 18.9 | 18.5 | 16 | 20.3 | 21.8 | 21.2 | 24.7 | 23 | 24.1 | 20.3 | 23.6 | 22 | 57.09 | 156.99 | 90.72 | 0.95 | 3.93
2019 | 6 | 7 | 1:00 | 3770 | 18.4 | 16.5 | 19.4 | 16 | 18.6 | 17.2 | 16 | 20.3 | 21.8 | 21.2 | 24.7 | 23 | 24.1 | 20.3 | 23.6 | 22 | 57.09 | 156.99 | 90.72 | 0.95 | 3.93
2019 | 6 | 7 | 2:00 | 3771 | 18.4 | 16 | 19.1 | 15.3 | 17.4 | 17.8 | 16 | 20.3 | 21.8 | 21.2 | 24.7 | 23 | 24.1 | 20.3 | 23.6 | 22 | 57.09 | 156.99 | 90.72 | 0.95 | 3.93
2019 | 6 | 7 | 3:00 | 3772 | 18.5 | 17.7 | 19.2 | 16.1 | 18.4 | 17.9 | 16 | 20.3 | 21.8 | 21.2 | 24.7 | 23 | 24.1 | 20.3 | 23.6 | 22 | 57.09 | 156.99 | 90.72 | 0.95 | 3.93
2019 | 6 | 7 | 4:00 | 3773 | 18.8 | 18.5 | 20 | 19.1 | 19.6 | 19.1 | 16 | 20.3 | 21.8 | 21.2 | 24.7 | 23 | 24.1 | 20.3 | 23.6 | 22 | 57.09 | 156.99 | 90.72 | 0.95 | 3.93
2019 | 6 | 7 | 5:00 | 3774 | 20.3 | 20.9 | 20.7 | 21.8 | 21.1 | 21 | 16 | 20.3 | 21.8 | 21.2 | 24.7 | 23 | 24.1 | 20.3 | 23.6 | 22 | 57.09 | 156.99 | 90.72 | 0.95 | 3.93
2019 | 6 | 7 | 6:00 | 3775 | 22.3 | 22.3 | 22.6 | 22.8 | 21.4 | 23.1 | 16 | 20.3 | 21.8 | 21.2 | 24.7 | 23 | 24.1 | 20.3 | 23.6 | 22 | 57.09 | 156.99 | 90.72 | 0.95 | 3.93
2019 | 6 | 7 | 7:00 | 3776 | 24.5 | 24 | 23.7 | 24.5 | 22.6 | 24.7 | 16 | 20.3 | 21.8 | 21.2 | 24.7 | 23 | 24.1 | 20.3 | 23.6 | 22 | 57.09 | 156.99 | 90.72 | 0.95 | 3.93
2019 | 6 | 7 | 8:00 | 3777 | 26.6 | 25.6 | 23.9 | 25.6 | 24.2 | 26.2 | 16 | 20.3 | 21.8 | 21.2 | 24.7 | 23 | 24.1 | 20.3 | 23.6 | 22 | 57.09 | 156.99 | 90.72 | 0.95 | 3.93
2019 | 6 | 7 | 9:00 | 3778 | 27.8 | 26.5 | 25.8 | 26.7 | 25.7 | 26 | 16 | 20.3 | 21.8 | 21.2 | 24.7 | 23 | 24.1 | 20.3 | 23.6 | 22 | 57.09 | 156.99 | 90.72 | 0.95 | 3.93
2019 | 6 | 7 | 10:00 | 3779 | 27.1 | 27.5 | 26.3 | 27.5 | 26.5 | 27 | 16 | 20.3 | 21.8 | 21.2 | 24.7 | 23 | 24.1 | 20.3 | 23.6 | 22 | 57.09 | 156.99 | 90.72 | 0.95 | 3.93
2019 | 6 | 7 | 11:00 | 3780 | 27.2 | 26.7 | 25.8 | 28 | 27.4 | 27.9 | 16 | 20.3 | 21.8 | 21.2 | 24.7 | 23 | 24.1 | 20.3 | 23.6 | 22 | 57.09 | 156.99 | 90.72 | 0.95 | 3.93
2019 | 6 | 7 | 12:00 | 3781 | 29 | 22 | 25.5 | 28.4 | 28.3 | 28.3 | 18 | 20.3 | 21.8 | 21.2 | 24.7 | 23 | 24.1 | 20.3 | 23.6 | 22 | 57.09 | 156.99 | 90.72 | 0.95 | 3.93
2019 | 6 | 7 | 13:00 | 3782 | 28.8 | 24.2 | 23.9 | 29.1 | 28.6 | 29.6 | 18 | 20.3 | 21.8 | 21.2 | 24.7 | 23 | 24.1 | 20.3 | 23.6 | 22 | 57.09 | 156.99 | 90.72 | 0.95 | 3.93
2019 | 6 | 7 | 14:00 | 3783 | 29.3 | 27.4 | 26.2 | 28.2 | 27.7 | 25.3 | 18 | 20.3 | 21.8 | 21.2 | 24.7 | 23 | 24.1 | 20.3 | 23.6 | 22 | 57.09 | 156.99 | 90.72 | 0.95 | 3.93
2019 | 6 | 7 | 15:00 | 3784 | 19.7 | 26.1 | 26.8 | 28.2 | 25.9 | 24.7 | 18 | 20.3 | 21.8 | 21.2 | 24.7 | 23 | 24.1 | 20.3 | 23.6 | 22 | 57.09 | 156.99 | 90.72 | 0.95 | 3.93
2019 | 6 | 7 | 16:00 | 3785 | 20.5 | 19.7 | 27.2 | 26.1 | 26 | 24.4 | 18 | 20.3 | 21.8 | 21.2 | 24.7 | 23 | 24.1 | 20.3 | 23.6 | 22 | 57.09 | 156.99 | 90.72 | 0.95 | 3.93
2019 | 6 | 7 | 17:00 | 3786 | 22.8 | 19.2 | 26.6 | 25.5 | 26.1 | 24.4 | 18 | 20.3 | 21.8 | 21.2 | 24.7 | 23 | 24.1 | 20.3 | 23.6 | 22 | 57.09 | 156.99 | 90.72 | 0.95 | 3.93
2019 | 6 | 7 | 18:00 | 3787 | 21.7 | 20 | 25.1 | 24.6 | 23.7 | 22.9 | 18 | 20.3 | 21.8 | 21.2 | 24.7 | 23 | 24.1 | 20.3 | 23.6 | 22 | 57.09 | 156.99 | 90.72 | 0.95 | 3.93
2019 | 6 | 7 | 19:00 | 3788 | 21.1 | 19.2 | 24 | 21.8 | 21.6 | 21.5 | 18 | 20.3 | 21.8 | 21.2 | 24.7 | 23 | 24.1 | 20.3 | 23.6 | 22 | 57.09 | 156.99 | 90.72 | 0.95 | 3.93
2019 | 6 | 7 | 20:00 | 3789 | 20.4 | 18.3 | 22.7 | 19.3 | 19.8 | 20.5 | 18 | 20.3 | 21.8 | 21.2 | 24.7 | 23 | 24.1 | 20.3 | 23.6 | 22 | 57.09 | 156.99 | 90.72 | 0.95 | 3.93
2019 | 6 | 7 | 21:00 | 3790 | 19.2 | 17.7 | 22.6 | 18.4 | 18.9 | 19.6 | 18 | 20.3 | 21.8 | 21.2 | 24.7 | 23 | 24.1 | 20.3 | 23.6 | 22 | 57.09 | 156.99 | 90.72 | 0.95 | 3.93
2019 | 6 | 7 | 22:00 | 3791 | 18.8 | 17.3 | 20.7 | 17.6 | 18 | 18.6 | 18 | 20.3 | 21.8 | 21.2 | 24.7 | 23 | 24.1 | 20.3 | 23.6 | 22 | 57.09 | 156.99 | 90.72 | 0.95 | 3.93
2019 | 6 | 7 | 23:00 | 3792 | 18.1 | 16.5 | 20.8 | 17.2 | 17.8 | 18.3 | 18 | 20.3 | 21.8 | 21.2 | 24.7 | 23 | 24.1 | 20.3 | 23.6 | 22 | 57.09 | 156.99 | 90.72 | 0.95 | 3.93
2019 | 6 | 8 | 0:00 | 3793 | 17.8 | 16.2 | 19.4 | 16.6 | 18.3 | 17.5 | 16.2 | 21.2 | 22.7 | 21.6 | 24.7 | 23.6 | 24.2 | 20.5 | 22.7 | 22.3 | 58.61 | 158.83 | 89.94 | 0.82 | 4.28
2019 | 6 | 8 | 1:00 | 3794 | 17.2 | 15.3 | 19.2 | 15.8 | 18 | 16.9 | 16.2 | 21.2 | 22.7 | 21.6 | 24.7 | 23.6 | 24.2 | 20.5 | 22.7 | 22.3 | 58.61 | 158.83 | 89.94 | 0.82 | 4.28
2019 | 6 | 8 | 2:00 | 3795 | 17 | 15.7 | 18.3 | 15.1 | 17.5 | 16.4 | 16.2 | 21.2 | 22.7 | 21.6 | 24.7 | 23.6 | 24.2 | 20.5 | 22.7 | 22.3 | 58.61 | 158.83 | 89.94 | 0.82 | 4.28
2019 | 6 | 8 | 3:00 | 3796 | 17.1 | 16.3 | 18.1 | 15.9 | 17.6 | 16.5 | 16.2 | 21.2 | 22.7 | 21.6 | 24.7 | 23.6 | 24.2 | 20.5 | 22.7 | 22.3 | 58.61 | 158.83 | 89.94 | 0.82 | 4.28
2019 | 6 | 8 | 4:00 | 3797 | 18.1 | 17.5 | 20.2 | 18.6 | 19 | 17.3 | 16.2 | 21.2 | 22.7 | 21.6 | 24.7 | 23.6 | 24.2 | 20.5 | 22.7 | 22.3 | 58.61 | 158.83 | 89.94 | 0.82 | 4.28
2019 | 6 | 8 | 5:00 | 3798 | 19.1 | 18.9 | 21 | 20.6 | 20.4 | 18.8 | 16.2 | 21.2 | 22.7 | 21.6 | 24.7 | 23.6 | 24.2 | 20.5 | 22.7 | 22.3 | 58.61 | 158.83 | 89.94 | 0.82 | 4.28
2019 | 6 | 8 | 6:00 | 3799 | 20.9 | 20.3 | 22 | 22.1 | 22.2 | 20.6 | 16.2 | 21.2 | 22.7 | 21.6 | 24.7 | 23.6 | 24.2 | 20.5 | 22.7 | 22.3 | 58.61 | 158.83 | 89.94 | 0.82 | 4.28
2019 | 6 | 8 | 7:00 | 3800 | 22.7 | 22 | 23.8 | 23.9 | 23.4 | 23 | 16.2 | 21.2 | 22.7 | 21.6 | 24.7 | 23.6 | 24.2 | 20.5 | 22.7 | 22.3 | 58.61 | 158.83 | 89.94 | 0.82 | 4.28
2019 | 6 | 8 | 8:00 | 3801 | 24 | 23.4 | 23.4 | 25.7 | 24.7 | 24.6 | 16.2 | 21.2 | 22.7 | 21.6 | 24.7 | 23.6 | 24.2 | 20.5 | 22.7 | 22.3 | 58.61 | 158.83 | 89.94 | 0.82 | 4.28
2019 | 6 | 8 | 9:00 | 3802 | 25.3 | 24.3 | 21.9 | 26.7 | 25.7 | 25.8 | 16.2 | 21.2 | 22.7 | 21.6 | 24.7 | 23.6 | 24.2 | 20.5 | 22.7 | 22.3 | 58.61 | 158.83 | 89.94 | 0.82 | 4.28
2019 | 6 | 8 | 10:00 | 3803 | 27 | 25.4 | 21.3 | 27.3 | 26.2 | 26.5 | 16.2 | 21.2 | 22.7 | 21.6 | 24.7 | 23.6 | 24.2 | 20.5 | 22.7 | 22.3 | 58.61 | 158.83 | 89.94 | 0.82 | 4.28
2019 | 6 | 8 | 11:00 | 3804 | 26.6 | 26.3 | 21 | 28.2 | 26.7 | 27 | 16.2 | 21.2 | 22.7 | 21.6 | 24.7 | 23.6 | 24.2 | 20.5 | 22.7 | 22.3 | 58.61 | 158.83 | 89.94 | 0.82 | 4.28
2019 | 6 | 8 | 12:00 | 3805 | 28 | 26 | 22.2 | 25.8 | 26.1 | 27.8 | 21.4 | 21.2 | 22.7 | 21.6 | 24.7 | 23.6 | 24.2 | 20.5 | 22.7 | 22.3 | 58.61 | 158.83 | 89.94 | 0.82 | 4.28
2019 | 6 | 8 | 13:00 | 3806 | 28.1 | 26 | 20.8 | 23.9 | 28 | 27.7 | 21.4 | 21.2 | 22.7 | 21.6 | 24.7 | 23.6 | 24.2 | 20.5 | 22.7 | 22.3 | 58.61 | 158.83 | 89.94 | 0.82 | 4.28
2019 | 6 | 8 | 14:00 | 3807 | 26.9 | 27.5 | 20.3 | 18.1 | 27 | 26.6 | 21.4 | 21.2 | 22.7 | 21.6 | 24.7 | 23.6 | 24.2 | 20.5 | 22.7 | 22.3 | 58.61 | 158.83 | 89.94 | 0.82 | 4.28
2019 | 6 | 8 | 15:00 | 3808 | 28.6 | 27.1 | 18.8 | 20 | 25.9 | 25.6 | 21.4 | 21.2 | 22.7 | 21.6 | 24.7 | 23.6 | 24.2 | 20.5 | 22.7 | 22.3 | 58.61 | 158.83 | 89.94 | 0.82 | 4.28
2019 | 6 | 8 | 16:00 | 3809 | 28.5 | 26.7 | 19.4 | 21.6 | 25.8 | 25.8 | 21.4 | 21.2 | 22.7 | 21.6 | 24.7 | 23.6 | 24.2 | 20.5 | 22.7 | 22.3 | 58.61 | 158.83 | 89.94 | 0.82 | 4.28
2019 | 6 | 8 | 17:00 | 3810 | 27.7 | 26.2 | 16.7 | 19.3 | 23.4 | 25.5 | 21.4 | 21.2 | 22.7 | 21.6 | 24.7 | 23.6 | 24.2 | 20.5 | 22.7 | 22.3 | 58.61 | 158.83 | 89.94 | 0.82 | 4.28
2019 | 6 | 8 | 18:00 | 3811 | 25.9 | 23.9 | 16.7 | 18.9 | 22.8 | 25.2 | 21.4 | 21.2 | 22.7 | 21.6 | 24.7 | 23.6 | 24.2 | 20.5 | 22.7 | 22.3 | 58.61 | 158.83 | 89.94 | 0.82 | 4.28
2019 | 6 | 8 | 19:00 | 3812 | 23.8 | 21.4 | 16.2 | 18.6 | 20.9 | 23.5 | 21.4 | 21.2 | 22.7 | 21.6 | 24.7 | 23.6 | 24.2 | 20.5 | 22.7 | 22.3 | 58.61 | 158.83 | 89.94 | 0.82 | 4.28
2019 | 6 | 8 | 20:00 | 3813 | 21.4 | 22.3 | 16.2 | 17.1 | 21 | 22 | 21.4 | 21.2 | 22.7 | 21.6 | 24.7 | 23.6 | 24.2 | 20.5 | 22.7 | 22.3 | 58.61 | 158.83 | 89.94 | 0.82 | 4.28
2019 | 6 | 8 | 21:00 | 3814 | 20.7 | 19.8 | 16.3 | 16.4 | 17.9 | 20.7 | 21.4 | 21.2 | 22.7 | 21.6 | 24.7 | 23.6 | 24.2 | 20.5 | 22.7 | 22.3 | 58.61 | 158.83 | 89.94 | 0.82 | 4.28
2019 | 6 | 8 | 22:00 | 3815 | 19.6 | 18.7 | 16.3 | 14.9 | 17.7 | 19.8 | 21.4 | 21.2 | 22.7 | 21.6 | 24.7 | 23.6 | 24.2 | 20.5 | 22.7 | 22.3 | 58.61 | 158.83 | 89.94 | 0.82 | 4.28
2019 | 6 | 8 | 23:00 | 3816 | 18.6 | 18.3 | 16.4 | 14.3 | 17 | 20 | 21.4 | 21.2 | 22.7 | 21.6 | 24.7 | 23.6 | 24.2 | 20.5 | 22.7 | 22.3 | 58.61 | 158.83 | 89.94 | 0.82 | 4.28
2019 | 6 | 9 | 0:00 | 3817 | 17.6 | 17.3 | 15.6 | 13.6 | 15.2 | 19.3 | 17.6 | 20 | 22.6 | 20.7 | 24.5 | 24.4 | 23.5 | 20.7 | 23 | 21.8 | 55.64 | 158.96 | 85.83 | 0.7 | 3.85
2019 | 6 | 9 | 1:00 | 3818 | 16.5 | 16.5 | 15.5 | 12.8 | 14.7 | 19.1 | 17.6 | 20 | 22.6 | 20.7 | 24.5 | 24.4 | 23.5 | 20.7 | 23 | 21.8 | 55.64 | 158.96 | 85.83 | 0.7 | 3.85
2019 | 6 | 9 | 2:00 | 3819 | 15.7 | 16.1 | 15.7 | 12.2 | 14.5 | 18.3 | 17.6 | 20 | 22.6 | 20.7 | 24.5 | 24.4 | 23.5 | 20.7 | 23 | 21.8 | 55.64 | 158.96 | 85.83 | 0.7 | 3.85
2019 | 6 | 9 | 3:00 | 3820 | 15.6 | 15.7 | 15.6 | 12.3 | 14.4 | 17.9 | 17.6 | 20 | 22.6 | 20.7 | 24.5 | 24.4 | 23.5 | 20.7 | 23 | 21.8 | 55.64 | 158.96 | 85.83 | 0.7 | 3.85
2019 | 6 | 9 | 4:00 | 3821 | 15.2 | 15.7 | 16.3 | 13.1 | 14.5 | 15.7 | 17.6 | 20 | 22.6 | 20.7 | 24.5 | 24.4 | 23.5 | 20.7 | 23 | 21.8 | 55.64 | 158.96 | 85.83 | 0.7 | 3.85
2019 | 6 | 9 | 5:00 | 3822 | 16.1 | 16.6 | 17 | 14.7 | 15.7 | 16.5 | 17.6 | 20 | 22.6 | 20.7 | 24.5 | 24.4 | 23.5 | 20.7 | 23 | 21.8 | 55.64 | 158.96 | 85.83 | 0.7 | 3.85
2019 | 6 | 9 | 6:00 | 3823 | 18.1 | 17.7 | 17.9 | 16.7 | 16.8 | 16.9 | 17.6 | 20 | 22.6 | 20.7 | 24.5 | 24.4 | 23.5 | 20.7 | 23 | 21.8 | 55.64 | 158.96 | 85.83 | 0.7 | 3.85
2019 | 6 | 9 | 7:00 | 3824 | 19.7 | 18.8 | 18.4 | 18.3 | 18.1 | 18.5 | 17.6 | 20 | 22.6 | 20.7 | 24.5 | 24.4 | 23.5 | 20.7 | 23 | 21.8 | 55.64 | 158.96 | 85.83 | 0.7 | 3.85
2019 | 6 | 9 | 8:00 | 3825 | 21 | 19.9 | 18.9 | 19.3 | 19.2 | 20 | 17.6 | 20 | 22.6 | 20.7 | 24.5 | 24.4 | 23.5 | 20.7 | 23 | 21.8 | 55.64 | 158.96 | 85.83 | 0.7 | 3.85
2019 | 6 | 9 | 9:00 | 3826 | 21.9 | 20.8 | 19.2 | 20 | 20.5 | 21.5 | 17.6 | 20 | 22.6 | 20.7 | 24.5 | 24.4 | 23.5 | 20.7 | 23 | 21.8 | 55.64 | 158.96 | 85.83 | 0.7 | 3.85
2019 | 6 | 9 | 10:00 | 3827 | 22.5 | 21.6 | 20.1 | 20.6 | 21.2 | 22.4 | 17.6 | 20 | 22.6 | 20.7 | 24.5 | 24.4 | 23.5 | 20.7 | 23 | 21.8 | 55.64 | 158.96 | 85.83 | 0.7 | 3.85
2019 | 6 | 9 | 11:00 | 3828 | 23.7 | 22.1 | 19.7 | 20.1 | 21.5 | 23.6 | 17.6 | 20 | 22.6 | 20.7 | 24.5 | 24.4 | 23.5 | 20.7 | 23 | 21.8 | 55.64 | 158.96 | 85.83 | 0.7 | 3.85
2019 | 6 | 9 | 12:00 | 3829 | 23.7 | 22.6 | 19.1 | 21.8 | 21.9 | 23.9 | 20.6 | 20 | 22.6 | 20.7 | 24.5 | 24.4 | 23.5 | 20.7 | 23 | 21.8 | 55.64 | 158.96 | 85.83 | 0.7 | 3.85
2019 | 6 | 9 | 13:00 | 3830 | 24.2 | 22.8 | 18.7 | 22 | 22.8 | 24.4 | 20.6 | 20 | 22.6 | 20.7 | 24.5 | 24.4 | 23.5 | 20.7 | 23 | 21.8 | 55.64 | 158.96 | 85.83 | 0.7 | 3.85
2019 | 6 | 9 | 14:00 | 3831 | 24 | 23.1 | 18.6 | 21.5 | 22.2 | 24.5 | 20.6 | 20 | 22.6 | 20.7 | 24.5 | 24.4 | 23.5 | 20.7 | 23 | 21.8 | 55.64 | 158.96 | 85.83 | 0.7 | 3.85
2019 | 6 | 9 | 15:00 | 3832 | 23.7 | 22.9 | 18.7 | 21.7 | 21.6 | 24 | 20.6 | 20 | 22.6 | 20.7 | 24.5 | 24.4 | 23.5 | 20.7 | 23 | 21.8 | 55.64 | 158.96 | 85.83 | 0.7 | 3.85
2019 | 6 | 9 | 16:00 | 3833 | 23.4 | 22.7 | 18.6 | 20.6 | 22 | 23.5 | 20.6 | 20 | 22.6 | 20.7 | 24.5 | 24.4 | 23.5 | 20.7 | 23 | 21.8 | 55.64 | 158.96 | 85.83 | 0.7 | 3.85
2019 | 6 | 9 | 17:00 | 3834 | 22.3 | 22.3 | 18.5 | 19.6 | 21.8 | 22.4 | 20.6 | 20 | 22.6 | 20.7 | 24.5 | 24.4 | 23.5 | 20.7 | 23 | 21.8 | 55.64 | 158.96 | 85.83 | 0.7 | 3.85
2019 | 6 | 9 | 18:00 | 3835 | 21.4 | 21.1 | 17.2 | 18.4 | 20.5 | 21.3 | 20.6 | 20 | 22.6 | 20.7 | 24.5 | 24.4 | 23.5 | 20.7 | 23 | 21.8 | 55.64 | 158.96 | 85.83 | 0.7 | 3.85
2019 | 6 | 9 | 19:00 | 3836 | 17.8 | 18 | 15.8 | 14.2 | 18.5 | 19.4 | 20.6 | 20 | 22.6 | 20.7 | 24.5 | 24.4 | 23.5 | 20.7 | 23 | 21.8 | 55.64 | 158.96 | 85.83 | 0.7 | 3.85
2019 | 6 | 9 | 20:00 | 3837 | 15.4 | 14.9 | 12.9 | 12.1 | 15.6 | 17.9 | 20.6 | 20 | 22.6 | 20.7 | 24.5 | 24.4 | 23.5 | 20.7 | 23 | 21.8 | 55.64 | 158.96 | 85.83 | 0.7 | 3.85
2019 | 6 | 9 | 21:00 | 3838 | 13.9 | 14.3 | 13.1 | 10.8 | 13.6 | 15.9 | 20.6 | 20 | 22.6 | 20.7 | 24.5 | 24.4 | 23.5 | 20.7 | 23 | 21.8 | 55.64 | 158.96 | 85.83 | 0.7 | 3.85
2019 | 6 | 9 | 22:00 | 3839 | 11.1 | 12.9 | 11.5 | 9.4 | 12.5 | 14.3 | 20.6 | 20 | 22.6 | 20.7 | 24.5 | 24.4 | 23.5 | 20.7 | 23 | 21.8 | 55.64 | 158.96 | 85.83 | 0.7 | 3.85
2019 | 6 | 9 | 23:00 | 3840 | 10.2 | 11 | 10.5 | 8.8 | 11.5 | 13 | 20.6 | 20 | 22.6 | 20.7 | 24.5 | 24.4 | 23.5 | 20.7 | 23 | 21.8 | 55.64 | 158.96 | 85.83 | 0.7 | 3.85
2019 | 6 | 10 | 0:00 | 3841 | 9.3 | 10.6 | 9.7 | 8.3 | 10.9 | 12 | 18 | 20.8 | 21.8 | 18.9 | 22.6 | 23.5 | 22.9 | 20.4 | 22 | 20.9 | 54.62 | 147.35 | 85.07 | 0.68 | 4.58
2019 | 6 | 10 | 1:00 | 3842 | 9.1 | 9.7 | 11.6 | 8.2 | 10.6 | 11.3 | 18 | 20.8 | 21.8 | 18.9 | 22.6 | 23.5 | 22.9 | 20.4 | 22 | 20.9 | 54.62 | 147.35 | 85.07 | 0.68 | 4.58
2019 | 6 | 10 | 2:00 | 3843 | 7.5 | 10.4 | 12.5 | 7.9 | 10.5 | 10.6 | 18 | 20.8 | 21.8 | 18.9 | 22.6 | 23.5 | 22.9 | 20.4 | 22 | 20.9 | 54.62 | 147.35 | 85.07 | 0.68 | 4.58
2019 | 6 | 10 | 3:00 | 3844 | 9.4 | 10.6 | 13.2 | 9 | 11.4 | 11.4 | 18 | 20.8 | 21.8 | 18.9 | 22.6 | 23.5 | 22.9 | 20.4 | 22 | 20.9 | 54.62 | 147.35 | 85.07 | 0.68 | 4.58
2019 | 6 | 10 | 4:00 | 3845 | 13.1 | 15.8 | 13.7 | 11.7 | 14.7 | 15.1 | 18 | 20.8 | 21.8 | 18.9 | 22.6 | 23.5 | 22.9 | 20.4 | 22 | 20.9 | 54.62 | 147.35 | 85.07 | 0.68 | 4.58
2019 | 6 | 10 | 5:00 | 3846 | 17.8 | 18.5 | 15.5 | 16 | 17 | 18.1 | 18 | 20.8 | 21.8 | 18.9 | 22.6 | 23.5 | 22.9 | 20.4 | 22 | 20.9 | 54.62 | 147.35 | 85.07 | 0.68 | 4.58
2019 | 6 | 10 | 6:00 | 3847 | 21.1 | 20.8 | 18.1 | 17.8 | 18 | 20.4 | 18 | 20.8 | 21.8 | 18.9 | 22.6 | 23.5 | 22.9 | 20.4 | 22 | 20.9 | 54.62 | 147.35 | 85.07 | 0.68 | 4.58
2019 | 6 | 10 | 7:00 | 3848 | 21.8 | 21.5 | 19.4 | 19.8 | 19.2 | 21.4 | 18 | 20.8 | 21.8 | 18.9 | 22.6 | 23.5 | 22.9 | 20.4 | 22 | 20.9 | 54.62 | 147.35 | 85.07 | 0.68 | 4.58
2019 | 6 | 10 | 8:00 | 3849 | 22.2 | 22.5 | 22.6 | 21.1 | 20.7 | 22 | 18 | 20.8 | 21.8 | 18.9 | 22.6 | 23.5 | 22.9 | 20.4 | 22 | 20.9 | 54.62 | 147.35 | 85.07 | 0.68 | 4.58
2019 | 6 | 10 | 9:00 | 3850 | 23.7 | 22.6 | 22.6 | 21.9 | 22.3 | 23.5 | 18 | 20.8 | 21.8 | 18.9 | 22.6 | 23.5 | 22.9 | 20.4 | 22 | 20.9 | 54.62 | 147.35 | 85.07 | 0.68 | 4.58
2019 | 6 | 10 | 10:00 | 3851 | 24.9 | 23.4 | 24.9 | 23.5 | 23.1 | 24.1 | 18 | 20.8 | 21.8 | 18.9 | 22.6 | 23.5 | 22.9 | 20.4 | 22 | 20.9 | 54.62 | 147.35 | 85.07 | 0.68 | 4.58
2019 | 6 | 10 | 11:00 | 3852 | 25.7 | 24.2 | 24.1 | 24.2 | 23.7 | 25 | 18 | 20.8 | 21.8 | 18.9 | 22.6 | 23.5 | 22.9 | 20.4 | 22 | 20.9 | 54.62 | 147.35 | 85.07 | 0.68 | 4.58
2019 | 6 | 10 | 12:00 | 3853 | 26.6 | 24.9 | 23.8 | 24.2 | 24.1 | 25.7 | 19.8 | 20.8 | 21.8 | 18.9 | 22.6 | 23.5 | 22.9 | 20.4 | 22 | 20.9 | 54.62 | 147.35 | 85.07 | 0.68 | 4.58
2019 | 6 | 10 | 13:00 | 3854 | 27.3 | 25.7 | 22.7 | 24.1 | 24.4 | 26.5 | 19.8 | 20.8 | 21.8 | 18.9 | 22.6 | 23.5 | 22.9 | 20.4 | 22 | 20.9 | 54.62 | 147.35 | 85.07 | 0.68 | 4.58
2019 | 6 | 10 | 14:00 | 3855 | 27.1 | 25.8 | 21.7 | 23.5 | 23.5 | 26.5 | 19.8 | 20.8 | 21.8 | 18.9 | 22.6 | 23.5 | 22.9 | 20.4 | 22 | 20.9 | 54.62 | 147.35 | 85.07 | 0.68 | 4.58
2019 | 6 | 10 | 15:00 | 3856 | 27.6 | 26.8 | 22.3 | 22.1 | 22.2 | 26.6 | 19.8 | 20.8 | 21.8 | 18.9 | 22.6 | 23.5 | 22.9 | 20.4 | 22 | 20.9 | 54.62 | 147.35 | 85.07 | 0.68 | 4.58
2019 | 6 | 10 | 16:00 | 3857 | 28.3 | 25.6 | 22.1 | 20.7 | 21.7 | 26 | 19.8 | 20.8 | 21.8 | 18.9 | 22.6 | 23.5 | 22.9 | 20.4 | 22 | 20.9 | 54.62 | 147.35 | 85.07 | 0.68 | 4.58
2019 | 6 | 10 | 17:00 | 3858 | 27.4 | 24.2 | 21.3 | 19.9 | 21.4 | 25.4 | 19.8 | 20.8 | 21.8 | 18.9 | 22.6 | 23.5 | 22.9 | 20.4 | 22 | 20.9 | 54.62 | 147.35 | 85.07 | 0.68 | 4.58
2019 | 6 | 10 | 18:00 | 3859 | 25.4 | 23.7 | 20.7 | 18.9 | 20.7 | 23.6 | 19.8 | 20.8 | 21.8 | 18.9 | 22.6 | 23.5 | 22.9 | 20.4 | 22 | 20.9 | 54.62 | 147.35 | 85.07 | 0.68 | 4.58
2019 | 6 | 10 | 19:00 | 3860 | 23.2 | 21.9 | 19.3 | 16.4 | 19.5 | 21.8 | 19.8 | 20.8 | 21.8 | 18.9 | 22.6 | 23.5 | 22.9 | 20.4 | 22 | 20.9 | 54.62 | 147.35 | 85.07 | 0.68 | 4.58
2019 | 6 | 10 | 20:00 | 3861 | 22.3 | 20.3 | 19 | 15.2 | 17.8 | 20.8 | 19.8 | 20.8 | 21.8 | 18.9 | 22.6 | 23.5 | 22.9 | 20.4 | 22 | 20.9 | 54.62 | 147.35 | 85.07 | 0.68 | 4.58
2019 | 6 | 10 | 21:00 | 3862 | 22.1 | 18.3 | 19.2 | 14.8 | 16.5 | 20.1 | 19.8 | 20.8 | 21.8 | 18.9 | 22.6 | 23.5 | 22.9 | 20.4 | 22 | 20.9 | 54.62 | 147.35 | 85.07 | 0.68 | 4.58
2019 | 6 | 10 | 22:00 | 3863 | 21.3 | 15.1 | 19.9 | 15.7 | 16.3 | 18.6 | 19.8 | 20.8 | 21.8 | 18.9 | 22.6 | 23.5 | 22.9 | 20.4 | 22 | 20.9 | 54.62 | 147.35 | 85.07 | 0.68 | 4.58
2019 | 6 | 10 | 23:00 | 3864 | 20.2 | 15.7 | 19.8 | 16.3 | 16.4 | 17.9 | 19.8 | 20.8 | 21.8 | 18.9 | 22.6 | 23.5 | 22.9 | 20.4 | 22 | 20.9 | 54.62 | 147.35 | 85.07 | 0.68 | 4.58
2019 | 6 | 11 | 0:00 | 3865 | 18.8 | 15.9 | 17.9 | 16 | 16 | 17.6 | 17.8 | 21.6 | 21.9 | 19.9 | 21.3 | 24.3 | 23.9 | 20.6 | 23.4 | 22.2 | 54.21 | 141.5 | 81.34 | 0.66 | 4.4
2019 | 6 | 11 | 1:00 | 3866 | 16.7 | 16.5 | 17.8 | 16 | 16 | 17.8 | 17.8 | 21.6 | 21.9 | 19.9 | 21.3 | 24.3 | 23.9 | 20.6 | 23.4 | 22.2 | 54.21 | 141.5 | 81.34 | 0.66 | 4.4
2019 | 6 | 11 | 2:00 | 3867 | 17.6 | 15.7 | 16.4 | 15.7 | 16.3 | 17.8 | 17.8 | 21.6 | 21.9 | 19.9 | 21.3 | 24.3 | 23.9 | 20.6 | 23.4 | 22.2 | 54.21 | 141.5 | 81.34 | 0.66 | 4.4
2019 | 6 | 11 | 3:00 | 3868 | 17.9 | 16.8 | 16 | 16.1 | 16.8 | 18.1 | 17.8 | 21.6 | 21.9 | 19.9 | 21.3 | 24.3 | 23.9 | 20.6 | 23.4 | 22.2 | 54.21 | 141.5 | 81.34 | 0.66 | 4.4
2019 | 6 | 11 | 4:00 | 3869 | 20 | 19.4 | 16.9 | 16.3 | 17.9 | 19.6 | 17.8 | 21.6 | 21.9 | 19.9 | 21.3 | 24.3 | 23.9 | 20.6 | 23.4 | 22.2 | 54.21 | 141.5 | 81.34 | 0.66 | 4.4
2019 | 6 | 11 | 5:00 | 3870 | 21.9 | 21.3 | 18.6 | 16.2 | 18.9 | 21.7 | 17.8 | 21.6 | 21.9 | 19.9 | 21.3 | 24.3 | 23.9 | 20.6 | 23.4 | 22.2 | 54.21 | 141.5 | 81.34 | 0.66 | 4.4
2019 | 6 | 11 | 6:00 | 3871 | 23.6 | 23 | 21.7 | 17.5 | 21.7 | 24.6 | 17.8 | 21.6 | 21.9 | 19.9 | 21.3 | 24.3 | 23.9 | 20.6 | 23.4 | 22.2 | 54.21 | 141.5 | 81.34 | 0.66 | 4.4
2019 | 6 | 11 | 7:00 | 3872 | 26.6 | 25.4 | 23.5 | 19.3 | 23.4 | 26.9 | 17.8 | 21.6 | 21.9 | 19.9 | 21.3 | 24.3 | 23.9 | 20.6 | 23.4 | 22.2 | 54.21 | 141.5 | 81.34 | 0.66 | 4.4
2019 | 6 | 11 | 8:00 | 3873 | 28.8 | 27.5 | 25.8 | 22.1 | 25.7 | 28.7 | 17.8 | 21.6 | 21.9 | 19.9 | 21.3 | 24.3 | 23.9 | 20.6 | 23.4 | 22.2 | 54.21 | 141.5 | 81.34 | 0.66 | 4.4
2019 | 6 | 11 | 9:00 | 3874 | 30.7 | 29.1 | 26.6 | 24.3 | 26.4 | 30 | 17.8 | 21.6 | 21.9 | 19.9 | 21.3 | 24.3 | 23.9 | 20.6 | 23.4 | 22.2 | 54.21 | 141.5 | 81.34 | 0.66 | 4.4
2019 | 6 | 11 | 10:00 | 3875 | 31.6 | 29.5 | 29.2 | 26.1 | 28.1 | 31.3 | 17.8 | 21.6 | 21.9 | 19.9 | 21.3 | 24.3 | 23.9 | 20.6 | 23.4 | 22.2 | 54.21 | 141.5 | 81.34 | 0.66 | 4.4
2019 | 6 | 11 | 11:00 | 3876 | 32.3 | 30.2 | 29.4 | 27.3 | 29 | 31.8 | 17.8 | 21.6 | 21.9 | 19.9 | 21.3 | 24.3 | 23.9 | 20.6 | 23.4 | 22.2 | 54.21 | 141.5 | 81.34 | 0.66 | 4.4
2019 | 6 | 11 | 12:00 | 3877 | 32.7 | 31.2 | 30.9 | 29.6 | 29.7 | 31.5 | 20.4 | 21.6 | 21.9 | 19.9 | 21.3 | 24.3 | 23.9 | 20.6 | 23.4 | 22.2 | 54.21 | 141.5 | 81.34 | 0.66 | 4.4
2019 | 6 | 11 | 13:00 | 3878 | 32.7 | 31.2 | 30.1 | 29.8 | 30 | 32.1 | 20.4 | 21.6 | 21.9 | 19.9 | 21.3 | 24.3 | 23.9 | 20.6 | 23.4 | 22.2 | 54.21 | 141.5 | 81.34 | 0.66 | 4.4
2019 | 6 | 11 | 14:00 | 3879 | 31.1 | 30.7 | 31.5 | 30.5 | 30.5 | 32 | 20.4 | 21.6 | 21.9 | 19.9 | 21.3 | 24.3 | 23.9 | 20.6 | 23.4 | 22.2 | 54.21 | 141.5 | 81.34 | 0.66 | 4.4
2019 | 6 | 11 | 15:00 | 3880 | 32.3 | 31.7 | 31.5 | 30.6 | 30.5 | 31.5 | 20.4 | 21.6 | 21.9 | 19.9 | 21.3 | 24.3 | 23.9 | 20.6 | 23.4 | 22.2 | 54.21 | 141.5 | 81.34 | 0.66 | 4.4
2019 | 6 | 11 | 16:00 | 3881 | 32.5 | 30.5 | 30.6 | 30.2 | 30.4 | 31.1 | 20.4 | 21.6 | 21.9 | 19.9 | 21.3 | 24.3 | 23.9 | 20.6 | 23.4 | 22.2 | 54.21 | 141.5 | 81.34 | 0.66 | 4.4
2019 | 6 | 11 | 17:00 | 3882 | 31.5 | 29 | 29.4 | 30.1 | 30 | 30.3 | 20.4 | 21.6 | 21.9 | 19.9 | 21.3 | 24.3 | 23.9 | 20.6 | 23.4 | 22.2 | 54.21 | 141.5 | 81.34 | 0.66 | 4.4
2019 | 6 | 11 | 18:00 | 3883 | 30.1 | 26.6 | 28.9 | 27.9 | 28 | 28.8 | 20.4 | 21.6 | 21.9 | 19.9 | 21.3 | 24.3 | 23.9 | 20.6 | 23.4 | 22.2 | 54.21 | 141.5 | 81.34 | 0.66 | 4.4
2019 | 6 | 11 | 19:00 | 3884 | 27.5 | 24 | 27.7 | 22.2 | 24.3 | 26.6 | 20.4 | 21.6 | 21.9 | 19.9 | 21.3 | 24.3 | 23.9 | 20.6 | 23.4 | 22.2 | 54.21 | 141.5 | 81.34 | 0.66 | 4.4
2019 | 6 | 11 | 20:00 | 3885 | 23.2 | 22.1 | 23.3 | 20.1 | 22.5 | 25.3 | 20.4 | 21.6 | 21.9 | 19.9 | 21.3 | 24.3 | 23.9 | 20.6 | 23.4 | 22.2 | 54.21 | 141.5 | 81.34 | 0.66 | 4.4
2019 | 6 | 11 | 21:00 | 3886 | 21.7 | 20.1 | 21.6 | 19.2 | 21.8 | 23.5 | 20.4 | 21.6 | 21.9 | 19.9 | 21.3 | 24.3 | 23.9 | 20.6 | 23.4 | 22.2 | 54.21 | 141.5 | 81.34 | 0.66 | 4.4
2019 | 6 | 11 | 22:00 | 3887 | 20.1 | 19.3 | 22.4 | 18.4 | 21.1 | 22.1 | 20.4 | 21.6 | 21.9 | 19.9 | 21.3 | 24.3 | 23.9 | 20.6 | 23.4 | 22.2 | 54.21 | 141.5 | 81.34 | 0.66 | 4.4
2019 | 6 | 11 | 23:00 | 3888 | 20.5 | 19.5 | 21.6 | 17.4 | 19.5 | 21.3 | 20.4 | 21.6 | 21.9 | 19.9 | 21.3 | 24.3 | 23.9 | 20.6 | 23.4 | 22.2 | 54.21 | 141.5 | 81.34 | 0.66 | 4.4
2019 | 6 | 12 | 0:00 | 3889 | 18.8 | 20 | 21 | 16.4 | 18.5 | 20.7 | 19.6 | 21.4 | 22.6 | 21.8 | 21.1 | 25.2 | 25 | 21.1 | 24.6 | 22.5 | 52.4 | 149.44 | 81.25 | 0.68 | 4.12
2019 | 6 | 12 | 1:00 | 3890 | 17.4 | 18.4 | 20.6 | 16.2 | 17.6 | 20.1 | 19.6 | 21.4 | 22.6 | 21.8 | 21.1 | 25.2 | 25 | 21.1 | 24.6 | 22.5 | 52.4 | 149.44 | 81.25 | 0.68 | 4.12
2019 | 6 | 12 | 2:00 | 3891 | 17.9 | 17 | 20 | 15.7 | 17.4 | 19.3 | 19.6 | 21.4 | 22.6 | 21.8 | 21.1 | 25.2 | 25 | 21.1 | 24.6 | 22.5 | 52.4 | 149.44 | 81.25 | 0.68 | 4.12
2019 | 6 | 12 | 3:00 | 3892 | 17.8 | 17.7 | 20.3 | 15.9 | 18.1 | 20 | 19.6 | 21.4 | 22.6 | 21.8 | 21.1 | 25.2 | 25 | 21.1 | 24.6 | 22.5 | 52.4 | 149.44 | 81.25 | 0.68 | 4.12
2019 | 6 | 12 | 4:00 | 3893 | 22.3 | 20.8 | 21.7 | 17.5 | 20.2 | 21.5 | 19.6 | 21.4 | 22.6 | 21.8 | 21.1 | 25.2 | 25 | 21.1 | 24.6 | 22.5 | 52.4 | 149.44 | 81.25 | 0.68 | 4.12
2019 | 6 | 12 | 5:00 | 3894 | 24.1 | 24 | 23.7 | 19.1 | 22.9 | 23.9 | 19.6 | 21.4 | 22.6 | 21.8 | 21.1 | 25.2 | 25 | 21.1 | 24.6 | 22.5 | 52.4 | 149.44 | 81.25 | 0.68 | 4.12
2019 | 6 | 12 | 6:00 | 3895 | 27.5 | 26.1 | 26.1 | 20.8 | 24.4 | 26.8 | 19.6 | 21.4 | 22.6 | 21.8 | 21.1 | 25.2 | 25 | 21.1 | 24.6 | 22.5 | 52.4 | 149.44 | 81.25 | 0.68 | 4.12
2019 | 6 | 12 | 7:00 | 3896 | 29.7 | 28.1 | 28.4 | 22.4 | 25.9 | 29.4 | 19.6 | 21.4 | 22.6 | 21.8 | 21.1 | 25.2 | 25 | 21.1 | 24.6 | 22.5 | 52.4 | 149.44 | 81.25 | 0.68 | 4.12
2019 | 6 | 12 | 8:00 | 3897 | 30.9 | 29.6 | 29.3 | 23.7 | 27.9 | 31.1 | 19.6 | 21.4 | 22.6 | 21.8 | 21.1 | 25.2 | 25 | 21.1 | 24.6 | 22.5 | 52.4 | 149.44 | 81.25 | 0.68 | 4.12
2019 | 6 | 12 | 9:00 | 3898 | 32.1 | 30.3 | 30.5 | 25 | 29.6 | 31.3 | 19.6 | 21.4 | 22.6 | 21.8 | 21.1 | 25.2 | 25 | 21.1 | 24.6 | 22.5 | 52.4 | 149.44 | 81.25 | 0.68 | 4.12
2019 | 6 | 12 | 10:00 | 3899 | 32.5 | 31.2 | 31.5 | 26 | 30.9 | 32.2 | 19.6 | 21.4 | 22.6 | 21.8 | 21.1 | 25.2 | 25 | 21.1 | 24.6 | 22.5 | 52.4 | 149.44 | 81.25 | 0.68 | 4.12
2019 | 6 | 12 | 11:00 | 3900 | 33.7 | 31.9 | 30.5 | 27.2 | 31.2 | 32.9 | 19.6 | 21.4 | 22.6 | 21.8 | 21.1 | 25.2 | 25 | 21.1 | 24.6 | 22.5 | 52.4 | 149.44 | 81.25 | 0.68 | 4.12
2019 | 6 | 12 | 12:00 | 3901 | 34.2 | 32.5 | 31.1 | 28.9 | 32.4 | 33.5 | 21 | 21.4 | 22.6 | 21.8 | 21.1 | 25.2 | 25 | 21.1 | 24.6 | 22.5 | 52.4 | 149.44 | 81.25 | 0.68 | 4.12
2019 | 6 | 12 | 13:00 | 3902 | 33.5 | 32.6 | 31.1 | 30.2 | 31.7 | 33.5 | 21 | 21.4 | 22.6 | 21.8 | 21.1 | 25.2 | 25 | 21.1 | 24.6 | 22.5 | 52.4 | 149.44 | 81.25 | 0.68 | 4.12
2019 | 6 | 12 | 14:00 | 3903 | 33.8 | 32.6 | 32.3 | 29.2 | 32.1 | 32.9 | 21 | 21.4 | 22.6 | 21.8 | 21.1 | 25.2 | 25 | 21.1 | 24.6 | 22.5 | 52.4 | 149.44 | 81.25 | 0.68 | 4.12
2019 | 6 | 12 | 15:00 | 3904 | 34 | 32.1 | 32.7 | 28.3 | 31.5 | 33.5 | 21 | 21.4 | 22.6 | 21.8 | 21.1 | 25.2 | 25 | 21.1 | 24.6 | 22.5 | 52.4 | 149.44 | 81.25 | 0.68 | 4.12
2019 | 6 | 12 | 16:00 | 3905 | 32.9 | 31.3 | 32.6 | 27 | 30 | 32.9 | 21 | 21.4 | 22.6 | 21.8 | 21.1 | 25.2 | 25 | 21.1 | 24.6 | 22.5 | 52.4 | 149.44 | 81.25 | 0.68 | 4.12
2019 | 6 | 12 | 17:00 | 3906 | 32.6 | 30.2 | 31.9 | 26 | 30.5 | 31.7 | 21 | 21.4 | 22.6 | 21.8 | 21.1 | 25.2 | 25 | 21.1 | 24.6 | 22.5 | 52.4 | 149.44 | 81.25 | 0.68 | 4.12
2019 | 6 | 12 | 18:00 | 3907 | 31.3 | 28.6 | 30.2 | 25.6 | 26.3 | 30.2 | 21 | 21.4 | 22.6 | 21.8 | 21.1 | 25.2 | 25 | 21.1 | 24.6 | 22.5 | 52.4 | 149.44 | 81.25 | 0.68 | 4.12
2019 | 6 | 12 | 19:00 | 3908 | 27.7 | 25.4 | 28.2 | 24 | 24 | 27.9 | 21 | 21.4 | 22.6 | 21.8 | 21.1 | 25.2 | 25 | 21.1 | 24.6 | 22.5 | 52.4 | 149.44 | 81.25 | 0.68 | 4.12
2019 | 6 | 12 | 20:00 | 3909 | 22.4 | 22.9 | 26.4 | 22.1 | 22.7 | 25.9 | 21 | 21.4 | 22.6 | 21.8 | 21.1 | 25.2 | 25 | 21.1 | 24.6 | 22.5 | 52.4 | 149.44 | 81.25 | 0.68 | 4.12
2019 | 6 | 12 | 21:00 | 3910 | 20.5 | 21.6 | 25.9 | 20.9 | 21.7 | 24.4 | 21 | 21.4 | 22.6 | 21.8 | 21.1 | 25.2 | 25 | 21.1 | 24.6 | 22.5 | 52.4 | 149.44 | 81.25 | 0.68 | 4.12
2019 | 6 | 12 | 22:00 | 3911 | 23 | 19.9 | 24.8 | 20.1 | 21 | 23.1 | 21 | 21.4 | 22.6 | 21.8 | 21.1 | 25.2 | 25 | 21.1 | 24.6 | 22.5 | 52.4 | 149.44 | 81.25 | 0.68 | 4.12
2019 | 6 | 12 | 23:00 | 3912 | 20.2 | 18.7 | 24.3 | 19.4 | 20.4 | 22.4 | 21 | 21.4 | 22.6 | 21.8 | 21.1 | 25.2 | 25 | 21.1 | 24.6 | 22.5 | 52.4 | 149.44 | 81.25 | 0.68 | 4.12
2019 | 6 | 13 | 0:00 | 3913 | 21 | 18.1 | 24 | 18.9 | 20 | 22 | 20 | 21.8 | 22.9 | 22.4 | 21.8 | 25.5 | 25.6 | 21.6 | 24.9 | 23.5 | 54.45 | 143.63 | 79.93 | 0.68 | 4.45
2019 | 6 | 13 | 1:00 | 3914 | 19.1 | 18.2 | 23.1 | 18.3 | 20.1 | 22.2 | 20 | 21.8 | 22.9 | 22.4 | 21.8 | 25.5 | 25.6 | 21.6 | 24.9 | 23.5 | 54.45 | 143.63 | 79.93 | 0.68 | 4.45
2019 | 6 | 13 | 2:00 | 3915 | 20.4 | 18.4 | 23.8 | 18.2 | 20.5 | 21.3 | 20 | 21.8 | 22.9 | 22.4 | 21.8 | 25.5 | 25.6 | 21.6 | 24.9 | 23.5 | 54.45 | 143.63 | 79.93 | 0.68 | 4.45
2019 | 6 | 13 | 3:00 | 3916 | 21.6 | 18.7 | 24.4 | 18.2 | 20.8 | 21.4 | 20 | 21.8 | 22.9 | 22.4 | 21.8 | 25.5 | 25.6 | 21.6 | 24.9 | 23.5 | 54.45 | 143.63 | 79.93 | 0.68 | 4.45
2019 | 6 | 13 | 4:00 | 3917 | 22.7 | 21.5 | 24.6 | 20.1 | 22.1 | 22.4 | 20 | 21.8 | 22.9 | 22.4 | 21.8 | 25.5 | 25.6 | 21.6 | 24.9 | 23.5 | 54.45 | 143.63 | 79.93 | 0.68 | 4.45
2019 | 6 | 13 | 5:00 | 3918 | 24.9 | 23.9 | 25.5 | 23.1 | 23.9 | 24.5 | 20 | 21.8 | 22.9 | 22.4 | 21.8 | 25.5 | 25.6 | 21.6 | 24.9 | 23.5 | 54.45 | 143.63 | 79.93 | 0.68 | 4.45
2019 | 6 | 13 | 6:00 | 3919 | 27.2 | 26.5 | 26.7 | 25.9 | 25.8 | 26.4 | 20 | 21.8 | 22.9 | 22.4 | 21.8 | 25.5 | 25.6 | 21.6 | 24.9 | 23.5 | 54.45 | 143.63 | 79.93 | 0.68 | 4.45
2019 | 6 | 13 | 7:00 | 3920 | 29.3 | 28.4 | 28.1 | 28 | 27.6 | 28.9 | 20 | 21.8 | 22.9 | 22.4 | 21.8 | 25.5 | 25.6 | 21.6 | 24.9 | 23.5 | 54.45 | 143.63 | 79.93 | 0.68 | 4.45
2019 | 6 | 13 | 8:00 | 3921 | 31 | 30.1 | 24.8 | 30.1 | 29.5 | 30.8 | 20 | 21.8 | 22.9 | 22.4 | 21.8 | 25.5 | 25.6 | 21.6 | 24.9 | 23.5 | 54.45 | 143.63 | 79.93 | 0.68 | 4.45
2019 | 6 | 13 | 9:00 | 3922 | 32.4 | 31.3 | 24.7 | 31 | 30.4 | 31.6 | 20 | 21.8 | 22.9 | 22.4 | 21.8 | 25.5 | 25.6 | 21.6 | 24.9 | 23.5 | 54.45 | 143.63 | 79.93 | 0.68 | 4.45
2019 | 6 | 13 | 10:00 | 3923 | 33 | 32 | 21.1 | 31.7 | 31.6 | 32.4 | 20 | 21.8 | 22.9 | 22.4 | 21.8 | 25.5 | 25.6 | 21.6 | 24.9 | 23.5 | 54.45 | 143.63 | 79.93 | 0.68 | 4.45
2019 | 6 | 13 | 11:00 | 3924 | 33.6 | 32.5 | 24.4 | 30.7 | 32 | 32.7 | 20 | 21.8 | 22.9 | 22.4 | 21.8 | 25.5 | 25.6 | 21.6 | 24.9 | 23.5 | 54.45 | 143.63 | 79.93 | 0.68 | 4.45
2019 | 6 | 13 | 12:00 | 3925 | 33.6 | 32.5 | 26.2 | 26.4 | 32.4 | 33.3 | 21 | 21.8 | 22.9 | 22.4 | 21.8 | 25.5 | 25.6 | 21.6 | 24.9 | 23.5 | 54.45 | 143.63 | 79.93 | 0.68 | 4.45
2019 | 6 | 13 | 13:00 | 3926 | 34 | 32.7 | 21.7 | 27.6 | 32.7 | 33.7 | 21 | 21.8 | 22.9 | 22.4 | 21.8 | 25.5 | 25.6 | 21.6 | 24.9 | 23.5 | 54.45 | 143.63 | 79.93 | 0.68 | 4.45
2019 | 6 | 13 | 14:00 | 3927 | 33.9 | 32.7 | 19 | 29.1 | 32 | 32.5 | 21 | 21.8 | 22.9 | 22.4 | 21.8 | 25.5 | 25.6 | 21.6 | 24.9 | 23.5 | 54.45 | 143.63 | 79.93 | 0.68 | 4.45
2019 | 6 | 13 | 15:00 | 3928 | 33.6 | 31.7 | 17.3 | 17.2 | 32 | 33.2 | 21 | 21.8 | 22.9 | 22.4 | 21.8 | 25.5 | 25.6 | 21.6 | 24.9 | 23.5 | 54.45 | 143.63 | 79.93 | 0.68 | 4.45
2019 | 6 | 13 | 16:00 | 3929 | 32.4 | 29.7 | 17.8 | 17.6 | 22.7 | 32 | 21 | 21.8 | 22.9 | 22.4 | 21.8 | 25.5 | 25.6 | 21.6 | 24.9 | 23.5 | 54.45 | 143.63 | 79.93 | 0.68 | 4.45
2019 | 6 | 13 | 17:00 | 3930 | 31.3 | 23.9 | 18 | 17.6 | 20.5 | 29.4 | 21 | 21.8 | 22.9 | 22.4 | 21.8 | 25.5 | 25.6 | 21.6 | 24.9 | 23.5 | 54.45 | 143.63 | 79.93 | 0.68 | 4.45
2019 | 6 | 13 | 18:00 | 3931 | 21.6 | 20.4 | 18.2 | 17.7 | 20.7 | 27.1 | 21 | 21.8 | 22.9 | 22.4 | 21.8 | 25.5 | 25.6 | 21.6 | 24.9 | 23.5 | 54.45 | 143.63 | 79.93 | 0.68 | 4.45
2019 | 6 | 13 | 19:00 | 3932 | 21.6 | 20.3 | 17.9 | 17.5 | 19.8 | 22.2 | 21 | 21.8 | 22.9 | 22.4 | 21.8 | 25.5 | 25.6 | 21.6 | 24.9 | 23.5 | 54.45 | 143.63 | 79.93 | 0.68 | 4.45
2019 | 6 | 13 | 20:00 | 3933 | 21.4 | 21 | 17.6 | 17.2 | 19.1 | 21.2 | 21 | 21.8 | 22.9 | 22.4 | 21.8 | 25.5 | 25.6 | 21.6 | 24.9 | 23.5 | 54.45 | 143.63 | 79.93 | 0.68 | 4.45
2019 | 6 | 13 | 21:00 | 3934 | 19.3 | 19.2 | 17.1 | 16.4 | 19 | 21 | 21 | 21.8 | 22.9 | 22.4 | 21.8 | 25.5 | 25.6 | 21.6 | 24.9 | 23.5 | 54.45 | 143.63 | 79.93 | 0.68 | 4.45
2019 | 6 | 13 | 22:00 | 3935 | 18.5 | 18.6 | 16.5 | 16.3 | 18.4 | 20.8 | 21 | 21.8 | 22.9 | 22.4 | 21.8 | 25.5 | 25.6 | 21.6 | 24.9 | 23.5 | 54.45 | 143.63 | 79.93 | 0.68 | 4.45
2019 | 6 | 13 | 23:00 | 3936 | 17.8 | 18.4 | 16.5 | 15.5 | 18.3 | 19.5 | 21 | 21.8 | 22.9 | 22.4 | 21.8 | 25.5 | 25.6 | 21.6 | 24.9 | 23.5 | 54.45 | 143.63 | 79.93 | 0.68 | 4.45
2019 | 6 | 14 | 0:00 | 3937 | 18.4 | 18.5 | 16.6 | 15.3 | 17.1 | 19.4 | 19.8 | 22 | 22.9 | 21.4 | 22.5 | 25.4 | 25.5 | 21.6 | 23.7 | 21.1 | 52.81 | 135.49 | 77.82 | 0.65 | 5.14
2019 | 6 | 14 | 1:00 | 3938 | 18.6 | 18.1 | 16.8 | 16.3 | 18.3 | 19.6 | 19.8 | 22 | 22.9 | 21.4 | 22.5 | 25.4 | 25.5 | 21.6 | 23.7 | 21.1 | 52.81 | 135.49 | 77.82 | 0.65 | 5.14
2019 | 6 | 14 | 2:00 | 3939 | 19.4 | 18.2 | 16.7 | 16.3 | 19.2 | 19 | 19.8 | 22 | 22.9 | 21.4 | 22.5 | 25.4 | 25.5 | 21.6 | 23.7 | 21.1 | 52.81 | 135.49 | 77.82 | 0.65 | 5.14
2019 | 6 | 14 | 3:00 | 3940 | 19.1 | 18 | 16.9 | 16.6 | 18.9 | 18.5 | 19.8 | 22 | 22.9 | 21.4 | 22.5 | 25.4 | 25.5 | 21.6 | 23.7 | 21.1 | 52.81 | 135.49 | 77.82 | 0.65 | 5.14
2019 | 6 | 14 | 4:00 | 3941 | 19.3 | 19.2 | 17.3 | 17.2 | 19.3 | 20.2 | 19.8 | 22 | 22.9 | 21.4 | 22.5 | 25.4 | 25.5 | 21.6 | 23.7 | 21.1 | 52.81 | 135.49 | 77.82 | 0.65 | 5.14
2019 | 6 | 14 | 5:00 | 3942 | 20.4 | 20.4 | 17.5 | 17.5 | 18.9 | 21.8 | 19.8 | 22 | 22.9 | 21.4 | 22.5 | 25.4 | 25.5 | 21.6 | 23.7 | 21.1 | 52.81 | 135.49 | 77.82 | 0.65 | 5.14
2019 | 6 | 14 | 6:00 | 3943 | 21.2 | 21.4 | 17.3 | 17.6 | 18.7 | 23.5 | 19.8 | 22 | 22.9 | 21.4 | 22.5 | 25.4 | 25.5 | 21.6 | 23.7 | 21.1 | 52.81 | 135.49 | 77.82 | 0.65 | 5.14
2019 | 6 | 14 | 7:00 | 3944 | 22.2 | 22.7 | 17.1 | 18.1 | 19.2 | 23.6 | 19.8 | 22 | 22.9 | 21.4 | 22.5 | 25.4 | 25.5 | 21.6 | 23.7 | 21.1 | 52.81 | 135.49 | 77.82 | 0.65 | 5.14
2019 | 6 | 14 | 8:00 | 3945 | 24.3 | 23.8 | 18.2 | 19 | 21.4 | 25.8 | 19.8 | 22 | 22.9 | 21.4 | 22.5 | 25.4 | 25.5 | 21.6 | 23.7 | 21.1 | 52.81 | 135.49 | 77.82 | 0.65 | 5.14
2019 | 6 | 14 | 9:00 | 3946 | 25.8 | 24.9 | 18.8 | 19.1 | 23.1 | 25.8 | 19.8 | 22 | 22.9 | 21.4 | 22.5 | 25.4 | 25.5 | 21.6 | 23.7 | 21.1 | 52.81 | 135.49 | 77.82 | 0.65 | 5.14
2019 | 6 | 14 | 10:00 | 3947 | 26 | 24.8 | 19.4 | 20 | 23.4 | 26.9 | 19.8 | 22 | 22.9 | 21.4 | 22.5 | 25.4 | 25.5 | 21.6 | 23.7 | 21.1 | 52.81 | 135.49 | 77.82 | 0.65 | 5.14
2019 | 6 | 14 | 11:00 | 3948 | 27.1 | 26.4 | 19.8 | 20.2 | 23.5 | 27.8 | 19.8 | 22 | 22.9 | 21.4 | 22.5 | 25.4 | 25.5 | 21.6 | 23.7 | 21.1 | 52.81 | 135.49 | 77.82 | 0.65 | 5.14
2019 | 6 | 14 | 12:00 | 3949 | 27 | 26.1 | 19.9 | 20.9 | 22.7 | 27.6 | 22.4 | 22 | 22.9 | 21.4 | 22.5 | 25.4 | 25.5 | 21.6 | 23.7 | 21.1 | 52.81 | 135.49 | 77.82 | 0.65 | 5.14
2019 | 6 | 14 | 13:00 | 3950 | 27 | 26.2 | 19.4 | 21.5 | 22.8 | 27.7 | 22.4 | 22 | 22.9 | 21.4 | 22.5 | 25.4 | 25.5 | 21.6 | 23.7 | 21.1 | 52.81 | 135.49 | 77.82 | 0.65 | 5.14
2019 | 6 | 14 | 14:00 | 3951 | 26.8 | 25.4 | 19.7 | 22.9 | 23.3 | 28.2 | 22.4 | 22 | 22.9 | 21.4 | 22.5 | 25.4 | 25.5 | 21.6 | 23.7 | 21.1 | 52.81 | 135.49 | 77.82 | 0.65 | 5.14
2019 | 6 | 14 | 15:00 | 3952 | 26.2 | 25.3 | 20 | 22.4 | 22.8 | 28.1 | 22.4 | 22 | 22.9 | 21.4 | 22.5 | 25.4 | 25.5 | 21.6 | 23.7 | 21.1 | 52.81 | 135.49 | 77.82 | 0.65 | 5.14
2019 | 6 | 14 | 16:00 | 3953 | 26.7 | 25.4 | 20 | 24 | 22.4 | 26.5 | 22.4 | 22 | 22.9 | 21.4 | 22.5 | 25.4 | 25.5 | 21.6 | 23.7 | 21.1 | 52.81 | 135.49 | 77.82 | 0.65 | 5.14
2019 | 6 | 14 | 17:00 | 3954 | 25.4 | 25.1 | 19.5 | 23.9 | 21.8 | 26.3 | 22.4 | 22 | 22.9 | 21.4 | 22.5 | 25.4 | 25.5 | 21.6 | 23.7 | 21.1 | 52.81 | 135.49 | 77.82 | 0.65 | 5.14
2019 | 6 | 14 | 18:00 | 3955 | 23.8 | 23.7 | 18.5 | 21.6 | 22.4 | 25 | 22.4 | 22 | 22.9 | 21.4 | 22.5 | 25.4 | 25.5 | 21.6 | 23.7 | 21.1 | 52.81 | 135.49 | 77.82 | 0.65 | 5.14
2019 | 6 | 14 | 19:00 | 3956 | 20.4 | 21.8 | 17.8 | 18.2 | 20.4 | 23.5 | 22.4 | 22 | 22.9 | 21.4 | 22.5 | 25.4 | 25.5 | 21.6 | 23.7 | 21.1 | 52.81 | 135.49 | 77.82 | 0.65 | 5.14
2019 | 6 | 14 | 20:00 | 3957 | 19.8 | 20.5 | 16.7 | 17 | 18.5 | 21.7 | 22.4 | 22 | 22.9 | 21.4 | 22.5 | 25.4 | 25.5 | 21.6 | 23.7 | 21.1 | 52.81 | 135.49 | 77.82 | 0.65 | 5.14
2019 | 6 | 14 | 21:00 | 3958 | 17.8 | 19.6 | 15.4 | 15.8 | 17.4 | 20.6 | 22.4 | 22 | 22.9 | 21.4 | 22.5 | 25.4 | 25.5 | 21.6 | 23.7 | 21.1 | 52.81 | 135.49 | 77.82 | 0.65 | 5.14
2019 | 6 | 14 | 22:00 | 3959 | 18.7 | 19.7 | 15.2 | 14.2 | 16.5 | 19.4 | 22.4 | 22 | 22.9 | 21.4 | 22.5 | 25.4 | 25.5 | 21.6 | 23.7 | 21.1 | 52.81 | 135.49 | 77.82 | 0.65 | 5.14
2019 | 6 | 14 | 23:00 | 3960 | 17.5 | 18.3 | 15.7 | 13.1 | 15.8 | 18.3 | 22.4 | 22 | 22.9 | 21.4 | 22.5 | 25.4 | 25.5 | 21.6 | 23.7 | 21.1 | 52.81 | 135.49 | 77.82 | 0.65 | 5.14
2019 | 6 | 15 | 0:00 | 3961 | 16.3 | 17.4 | 15.6 | 12.2 | 14.5 | 17.6 | 20.2 | 22.6 | 23 | 21.1 | 22.9 | 24.9 | 25.1 | 21.5 | 22.6 | 20.9 | 51.22 | 134.36 | 78.16 | 0.3 | 4.67
2019 | 6 | 15 | 1:00 | 3962 | 15.7 | 16.2 | 15.2 | 11.7 | 13.4 | 16.4 | 20.2 | 22.6 | 23 | 21.1 | 22.9 | 24.9 | 25.1 | 21.5 | 22.6 | 20.9 | 51.22 | 134.36 | 78.16 | 0.3 | 4.67
2019 | 6 | 15 | 2:00 | 3963 | 15 | 15.3 | 14.2 | 11.4 | 12.7 | 15.9 | 20.2 | 22.6 | 23 | 21.1 | 22.9 | 24.9 | 25.1 | 21.5 | 22.6 | 20.9 | 51.22 | 134.36 | 78.16 | 0.3 | 4.67
2019 | 6 | 15 | 3:00 | 3964 | 14.1 | 14.3 | 14.4 | 12.6 | 13.4 | 16.1 | 20.2 | 22.6 | 23 | 21.1 | 22.9 | 24.9 | 25.1 | 21.5 | 22.6 | 20.9 | 51.22 | 134.36 | 78.16 | 0.3 | 4.67
2019 | 6 | 15 | 4:00 | 3965 | 16.6 | 18.8 | 15.2 | 15.6 | 15.3 | 18.3 | 20.2 | 22.6 | 23 | 21.1 | 22.9 | 24.9 | 25.1 | 21.5 | 22.6 | 20.9 | 51.22 | 134.36 | 78.16 | 0.3 | 4.67
2019 | 6 | 15 | 5:00 | 3966 | 19.6 | 20.6 | 18.1 | 17 | 17.1 | 19.1 | 20.2 | 22.6 | 23 | 21.1 | 22.9 | 24.9 | 25.1 | 21.5 | 22.6 | 20.9 | 51.22 | 134.36 | 78.16 | 0.3 | 4.67
2019 | 6 | 15 | 6:00 | 3967 | 22.2 | 21.6 | 20.2 | 20 | 19.1 | 20.8 | 20.2 | 22.6 | 23 | 21.1 | 22.9 | 24.9 | 25.1 | 21.5 | 22.6 | 20.9 | 51.22 | 134.36 | 78.16 | 0.3 | 4.67
2019 | 6 | 15 | 7:00 | 3968 | 23.3 | 23 | 21.9 | 20.6 | 20.6 | 21.8 | 20.2 | 22.6 | 23 | 21.1 | 22.9 | 24.9 | 25.1 | 21.5 | 22.6 | 20.9 | 51.22 | 134.36 | 78.16 | 0.3 | 4.67
2019 | 6 | 15 | 8:00 | 3969 | 23.8 | 23.3 | 23.7 | 21 | 21 | 23 | 20.2 | 22.6 | 23 | 21.1 | 22.9 | 24.9 | 25.1 | 21.5 | 22.6 | 20.9 | 51.22 | 134.36 | 78.16 | 0.3 | 4.67
2019 | 6 | 15 | 9:00 | 3970 | 24.8 | 24.1 | 23 | 22.9 | 22.2 | 24.3 | 20.2 | 22.6 | 23 | 21.1 | 22.9 | 24.9 | 25.1 | 21.5 | 22.6 | 20.9 | 51.22 | 134.36 | 78.16 | 0.3 | 4.67
2019 | 6 | 15 | 10:00 | 3971 | 25.6 | 24.5 | 24.7 | 23.7 | 23.4 | 25.7 | 20.2 | 22.6 | 23 | 21.1 | 22.9 | 24.9 | 25.1 | 21.5 | 22.6 | 20.9 | 51.22 | 134.36 | 78.16 | 0.3 | 4.67
2019 | 6 | 15 | 11:00 | 3972 | 26.5 | 25.8 | 25.7 | 24.2 | 23.8 | 25.5 | 20.2 | 22.6 | 23 | 21.1 | 22.9 | 24.9 | 25.1 | 21.5 | 22.6 | 20.9 | 51.22 | 134.36 | 78.16 | 0.3 | 4.67
2019 | 6 | 15 | 12:00 | 3973 | 27 | 25.6 | 26.1 | 24.8 | 24.5 | 26.1 | 22.2 | 22.6 | 23 | 21.1 | 22.9 | 24.9 | 25.1 | 21.5 | 22.6 | 20.9 | 51.22 | 134.36 | 78.16 | 0.3 | 4.67
2019 | 6 | 15 | 13:00 | 3974 | 27.4 | 25.8 | 26.2 | 24.7 | 24.8 | 26.8 | 22.2 | 22.6 | 23 | 21.1 | 22.9 | 24.9 | 25.1 | 21.5 | 22.6 | 20.9 | 51.22 | 134.36 | 78.16 | 0.3 | 4.67
2019 | 6 | 15 | 14:00 | 3975 | 27.9 | 26.2 | 26.8 | 25.2 | 25.1 | 26.3 | 22.2 | 22.6 | 23 | 21.1 | 22.9 | 24.9 | 25.1 | 21.5 | 22.6 | 20.9 | 51.22 | 134.36 | 78.16 | 0.3 | 4.67
2019 | 6 | 15 | 15:00 | 3976 | 27.5 | 26.2 | 26.5 | 24.8 | 25 | 26 | 22.2 | 22.6 | 23 | 21.1 | 22.9 | 24.9 | 25.1 | 21.5 | 22.6 | 20.9 | 51.22 | 134.36 | 78.16 | 0.3 | 4.67
2019 | 6 | 15 | 16:00 | 3977 | 26.8 | 25.3 | 25.9 | 24.5 | 24.9 | 25.7 | 22.2 | 22.6 | 23 | 21.1 | 22.9 | 24.9 | 25.1 | 21.5 | 22.6 | 20.9 | 51.22 | 134.36 | 78.16 | 0.3 | 4.67
2019 | 6 | 15 | 17:00 | 3978 | 25.5 | 24.5 | 25.4 | 23.6 | 24.4 | 24.8 | 22.2 | 22.6 | 23 | 21.1 | 22.9 | 24.9 | 25.1 | 21.5 | 22.6 | 20.9 | 51.22 | 134.36 | 78.16 | 0.3 | 4.67
2019 | 6 | 15 | 18:00 | 3979 | 24.2 | 23.6 | 24.1 | 21.8 | 22.7 | 23.5 | 22.2 | 22.6 | 23 | 21.1 | 22.9 | 24.9 | 25.1 | 21.5 | 22.6 | 20.9 | 51.22 | 134.36 | 78.16 | 0.3 | 4.67
2019 | 6 | 15 | 19:00 | 3980 | 22.3 | 22.4 | 22 | 19.4 | 20.1 | 21.9 | 22.2 | 22.6 | 23 | 21.1 | 22.9 | 24.9 | 25.1 | 21.5 | 22.6 | 20.9 | 51.22 | 134.36 | 78.16 | 0.3 | 4.67
2019 | 6 | 15 | 20:00 | 3981 | 21.1 | 21.4 | 20.2 | 17.6 | 18.7 | 20.5 | 22.2 | 22.6 | 23 | 21.1 | 22.9 | 24.9 | 25.1 | 21.5 | 22.6 | 20.9 | 51.22 | 134.36 | 78.16 | 0.3 | 4.67
2019 | 6 | 15 | 21:00 | 3982 | 20.6 | 20.6 | 19.2 | 16.7 | 17.5 | 20 | 22.2 | 22.6 | 23 | 21.1 | 22.9 | 24.9 | 25.1 | 21.5 | 22.6 | 20.9 | 51.22 | 134.36 | 78.16 | 0.3 | 4.67
2019 | 6 | 15 | 22:00 | 3983 | 20 | 19.6 | 18.7 | 15.9 | 16.7 | 19.2 | 22.2 | 22.6 | 23 | 21.1 | 22.9 | 24.9 | 25.1 | 21.5 | 22.6 | 20.9 | 51.22 | 134.36 | 78.16 | 0.3 | 4.67
2019 | 6 | 15 | 23:00 | 3984 | 19.9 | 18.9 | 19.4 | 15.4 | 16.3 | 18.3 | 22.2 | 22.6 | 23 | 21.1 | 22.9 | 24.9 | 25.1 | 21.5 | 22.6 | 20.9 | 51.22 | 134.36 | 78.16 | 0.3 | 4.67
2019 | 6 | 16 | 0:00 | 3985 | 19.8 | 17.8 | 19.3 | 15.3 | 15.9 | 18.1 | 12 | 23.1 | 21.9 | 20.1 | 23.1 | 24.7 | 22.7 | 20.8 | 21.2 | 20.1 | 55.68 | 133.58 | 76.15 | 0.26 | 4.78
2019 | 6 | 16 | 1:00 | 3986 | 19.3 | 18.1 | 18.3 | 15.2 | 15.8 | 16.8 | 12 | 23.1 | 21.9 | 20.1 | 23.1 | 24.7 | 22.7 | 20.8 | 21.2 | 20.1 | 55.68 | 133.58 | 76.15 | 0.26 | 4.78
2019 | 6 | 16 | 2:00 | 3987 | 19.1 | 17.6 | 16.1 | 14.7 | 15.8 | 16.6 | 12 | 23.1 | 21.9 | 20.1 | 23.1 | 24.7 | 22.7 | 20.8 | 21.2 | 20.1 | 55.68 | 133.58 | 76.15 | 0.26 | 4.78
2019 | 6 | 16 | 3:00 | 3988 | 19 | 17.4 | 16.7 | 15.1 | 15.6 | 17.3 | 12 | 23.1 | 21.9 | 20.1 | 23.1 | 24.7 | 22.7 | 20.8 | 21.2 | 20.1 | 55.68 | 133.58 | 76.15 | 0.26 | 4.78
2019 | 6 | 16 | 4:00 | 3989 | 17.2 | 15.6 | 17.2 | 15.8 | 16.2 | 18.1 | 12 | 23.1 | 21.9 | 20.1 | 23.1 | 24.7 | 22.7 | 20.8 | 21.2 | 20.1 | 55.68 | 133.58 | 76.15 | 0.26 | 4.78
2019 | 6 | 16 | 5:00 | 3990 | 15.8 | 15.8 | 18.2 | 15.6 | 16 | 17.2 | 12 | 23.1 | 21.9 | 20.1 | 23.1 | 24.7 | 22.7 | 20.8 | 21.2 | 20.1 | 55.68 | 133.58 | 76.15 | 0.26 | 4.78
2019 | 6 | 16 | 6:00 | 3991 | 15 | 16.1 | 18.5 | 15.8 | 16.9 | 15.5 | 12 | 23.1 | 21.9 | 20.1 | 23.1 | 24.7 | 22.7 | 20.8 | 21.2 | 20.1 | 55.68 | 133.58 | 76.15 | 0.26 | 4.78
2019 | 6 | 16 | 7:00 | 3992 | 16.7 | 17.3 | 18.1 | 17.1 | 17.4 | 15.6 | 12 | 23.1 | 21.9 | 20.1 | 23.1 | 24.7 | 22.7 | 20.8 | 21.2 | 20.1 | 55.68 | 133.58 | 76.15 | 0.26 | 4.78
2019 | 6 | 16 | 8:00 | 3993 | 17.4 | 17.6 | 17.5 | 17 | 19 | 16.8 | 12 | 23.1 | 21.9 | 20.1 | 23.1 | 24.7 | 22.7 | 20.8 | 21.2 | 20.1 | 55.68 | 133.58 | 76.15 | 0.26 | 4.78
2019 | 6 | 16 | 9:00 | 3994 | 17.4 | 17.8 | 19.3 | 17.2 | 19.4 | 18.2 | 12 | 23.1 | 21.9 | 20.1 | 23.1 | 24.7 | 22.7 | 20.8 | 21.2 | 20.1 | 55.68 | 133.58 | 76.15 | 0.26 | 4.78
2019 | 6 | 16 | 10:00 | 3995 | 19.7 | 19.6 | 20.5 | 16.8 | 19 | 17.9 | 12 | 23.1 | 21.9 | 20.1 | 23.1 | 24.7 | 22.7 | 20.8 | 21.2 | 20.1 | 55.68 | 133.58 | 76.15 | 0.26 | 4.78
2019 | 6 | 16 | 11:00 | 3996 | 22.1 | 22.1 | 19.6 | 17.4 | 20.4 | 17.2 | 12 | 23.1 | 21.9 | 20.1 | 23.1 | 24.7 | 22.7 | 20.8 | 21.2 | 20.1 | 55.68 | 133.58 | 76.15 | 0.26 | 4.78
2019 | 6 | 16 | 12:00 | 3997 | 23.3 | 23.1 | 18.7 | 17.9 | 20.6 | 17.7 | 16.4 | 23.1 | 21.9 | 20.1 | 23.1 | 24.7 | 22.7 | 20.8 | 21.2 | 20.1 | 55.68 | 133.58 | 76.15 | 0.26 | 4.78
2019 | 6 | 16 | 13:00 | 3998 | 23.7 | 23.2 | 17.8 | 18.3 | 21.5 | 19.2 | 16.4 | 23.1 | 21.9 | 20.1 | 23.1 | 24.7 | 22.7 | 20.8 | 21.2 | 20.1 | 55.68 | 133.58 | 76.15 | 0.26 | 4.78
2019 | 6 | 16 | 14:00 | 3999 | 24.8 | 23.7 | 17.6 | 18.2 | 21.7 | 20.5 | 16.4 | 23.1 | 21.9 | 20.1 | 23.1 | 24.7 | 22.7 | 20.8 | 21.2 | 20.1 | 55.68 | 133.58 | 76.15 | 0.26 | 4.78
2019 | 6 | 16 | 15:00 | 4000 | 24.2 | 24 | 16.9 | 18.1 | 20.8 | 21.6 | 16.4 | 23.1 | 21.9 | 20.1 | 23.1 | 24.7 | 22.7 | 20.8 | 21.2 | 20.1 | 55.68 | 133.58 | 76.15 | 0.26 | 4.78
2019 | 6 | 16 | 16:00 | 4001 | 25.2 | 24.2 | 16.7 | 18.3 | 21 | 21.9 | 16.4 | 23.1 | 21.9 | 20.1 | 23.1 | 24.7 | 22.7 | 20.8 | 21.2 | 20.1 | 55.68 | 133.58 | 76.15 | 0.26 | 4.78
2019 | 6 | 16 | 17:00 | 4002 | 24.7 | 23.5 | 16.6 | 18 | 20.2 | 21.5 | 16.4 | 23.1 | 21.9 | 20.1 | 23.1 | 24.7 | 22.7 | 20.8 | 21.2 | 20.1 | 55.68 | 133.58 | 76.15 | 0.26 | 4.78
2019 | 6 | 16 | 18:00 | 4003 | 23.4 | 21.3 | 16.5 | 17.7 | 18.9 | 20.6 | 16.4 | 23.1 | 21.9 | 20.1 | 23.1 | 24.7 | 22.7 | 20.8 | 21.2 | 20.1 | 55.68 | 133.58 | 76.15 | 0.26 | 4.78
2019 | 6 | 16 | 19:00 | 4004 | 20.5 | 20 | 16.8 | 17.6 | 18.6 | 19.2 | 16.4 | 23.1 | 21.9 | 20.1 | 23.1 | 24.7 | 22.7 | 20.8 | 21.2 | 20.1 | 55.68 | 133.58 | 76.15 | 0.26 | 4.78
2019 | 6 | 16 | 20:00 | 4005 | 19.6 | 18.8 | 16.7 | 16.9 | 17.5 | 18.1 | 16.4 | 23.1 | 21.9 | 20.1 | 23.1 | 24.7 | 22.7 | 20.8 | 21.2 | 20.1 | 55.68 | 133.58 | 76.15 | 0.26 | 4.78
2019 | 6 | 16 | 21:00 | 4006 | 18.3 | 18.1 | 16.4 | 16.6 | 17 | 18 | 16.4 | 23.1 | 21.9 | 20.1 | 23.1 | 24.7 | 22.7 | 20.8 | 21.2 | 20.1 | 55.68 | 133.58 | 76.15 | 0.26 | 4.78
2019 | 6 | 16 | 22:00 | 4007 | 18 | 17.7 | 16.3 | 16.4 | 16.5 | 18.4 | 16.4 | 23.1 | 21.9 | 20.1 | 23.1 | 24.7 | 22.7 | 20.8 | 21.2 | 20.1 | 55.68 | 133.58 | 76.15 | 0.26 | 4.78
2019 | 6 | 16 | 23:00 | 4008 | 17.6 | 17.2 | 16.3 | 16.4 | 16.3 | 18 | 16.4 | 23.1 | 21.9 | 20.1 | 23.1 | 24.7 | 22.7 | 20.8 | 21.2 | 20.1 | 55.68 | 133.58 | 76.15 | 0.26 | 4.78
2019 | 6 | 17 | 0:00 | 4009 | 17.4 | 16.8 | 16.3 | 16.5 | 16.6 | 17.5 | 16 | 21.4 | 21.4 | 20.1 | 22.6 | 23.8 | 21.1 | 20.2 | 20.4 | 20.9 | 51.59 | 131.12 | 76.57 | 0.58 | 5.56
2019 | 6 | 17 | 1:00 | 4010 | 17.2 | 16.3 | 16.3 | 16.6 | 16.7 | 17.2 | 16 | 21.4 | 21.4 | 20.1 | 22.6 | 23.8 | 21.1 | 20.2 | 20.4 | 20.9 | 51.59 | 131.12 | 76.57 | 0.58 | 5.56
2019 | 6 | 17 | 2:00 | 4011 | 16.8 | 16.3 | 16.4 | 16.8 | 16.6 | 16.8 | 16 | 21.4 | 21.4 | 20.1 | 22.6 | 23.8 | 21.1 | 20.2 | 20.4 | 20.9 | 51.59 | 131.12 | 76.57 | 0.58 | 5.56
2019 | 6 | 17 | 3:00 | 4012 | 16 | 15.8 | 16.3 | 16.8 | 16.6 | 16.7 | 16 | 21.4 | 21.4 | 20.1 | 22.6 | 23.8 | 21.1 | 20.2 | 20.4 | 20.9 | 51.59 | 131.12 | 76.57 | 0.58 | 5.56
2019 | 6 | 17 | 4:00 | 4013 | 16.2 | 15.7 | 16.2 | 16.7 | 16.6 | 16.8 | 16 | 21.4 | 21.4 | 20.1 | 22.6 | 23.8 | 21.1 | 20.2 | 20.4 | 20.9 | 51.59 | 131.12 | 76.57 | 0.58 | 5.56
2019 | 6 | 17 | 5:00 | 4014 | 16.4 | 16.5 | 16.7 | 16.6 | 16.9 | 16.8 | 16 | 21.4 | 21.4 | 20.1 | 22.6 | 23.8 | 21.1 | 20.2 | 20.4 | 20.9 | 51.59 | 131.12 | 76.57 | 0.58 | 5.56
2019 | 6 | 17 | 6:00 | 4015 | 16.5 | 16.4 | 17.2 | 16.5 | 17.8 | 16.6 | 16 | 21.4 | 21.4 | 20.1 | 22.6 | 23.8 | 21.1 | 20.2 | 20.4 | 20.9 | 51.59 | 131.12 | 76.57 | 0.58 | 5.56
2019 | 6 | 17 | 7:00 | 4016 | 16.7 | 16.8 | 17.8 | 17.7 | 18.8 | 17.4 | 16 | 21.4 | 21.4 | 20.1 | 22.6 | 23.8 | 21.1 | 20.2 | 20.4 | 20.9 | 51.59 | 131.12 | 76.57 | 0.58 | 5.56
2019 | 6 | 17 | 8:00 | 4017 | 18.1 | 16.7 | 18.8 | 18.3 | 18 | 17.4 | 16 | 21.4 | 21.4 | 20.1 | 22.6 | 23.8 | 21.1 | 20.2 | 20.4 | 20.9 | 51.59 | 131.12 | 76.57 | 0.58 | 5.56
2019 | 6 | 17 | 9:00 | 4018 | 18 | 17 | 19.3 | 18.8 | 18.5 | 18.6 | 16 | 21.4 | 21.4 | 20.1 | 22.6 | 23.8 | 21.1 | 20.2 | 20.4 | 20.9 | 51.59 | 131.12 | 76.57 | 0.58 | 5.56
2019 | 6 | 17 | 10:00 | 4019 | 18.1 | 17.5 | 18.9 | 19.5 | 17.8 | 18.5 | 16 | 21.4 | 21.4 | 20.1 | 22.6 | 23.8 | 21.1 | 20.2 | 20.4 | 20.9 | 51.59 | 131.12 | 76.57 | 0.58 | 5.56
2019 | 6 | 17 | 11:00 | 4020 | 18.6 | 18.8 | 19 | 21 | 18.6 | 18.6 | 16 | 21.4 | 21.4 | 20.1 | 22.6 | 23.8 | 21.1 | 20.2 | 20.4 | 20.9 | 51.59 | 131.12 | 76.57 | 0.58 | 5.56
2019 | 6 | 17 | 12:00 | 4021 | 19.3 | 19.5 | 18.6 | 22.3 | 18.8 | 18.3 | 18.2 | 21.4 | 21.4 | 20.1 | 22.6 | 23.8 | 21.1 | 20.2 | 20.4 | 20.9 | 51.59 | 131.12 | 76.57 | 0.58 | 5.56
2019 | 6 | 17 | 13:00 | 4022 | 20.4 | 20 | 19.2 | 22.2 | 20.6 | 18.5 | 18.2 | 21.4 | 21.4 | 20.1 | 22.6 | 23.8 | 21.1 | 20.2 | 20.4 | 20.9 | 51.59 | 131.12 | 76.57 | 0.58 | 5.56
2019 | 6 | 17 | 14:00 | 4023 | 22.2 | 21.1 | 18.8 | 22.7 | 21.5 | 20 | 18.2 | 21.4 | 21.4 | 20.1 | 22.6 | 23.8 | 21.1 | 20.2 | 20.4 | 20.9 | 51.59 | 131.12 | 76.57 | 0.58 | 5.56
2019 | 6 | 17 | 15:00 | 4024 | 22.5 | 22.4 | 18.9 | 22.4 | 21.6 | 19.5 | 18.2 | 21.4 | 21.4 | 20.1 | 22.6 | 23.8 | 21.1 | 20.2 | 20.4 | 20.9 | 51.59 | 131.12 | 76.57 | 0.58 | 5.56
2019 | 6 | 17 | 16:00 | 4025 | 21.1 | 22.4 | 18.9 | 21.5 | 22.6 | 20.9 | 18.2 | 21.4 | 21.4 | 20.1 | 22.6 | 23.8 | 21.1 | 20.2 | 20.4 | 20.9 | 51.59 | 131.12 | 76.57 | 0.58 | 5.56
2019 | 6 | 17 | 17:00 | 4026 | 21.7 | 21.5 | 18.6 | 20.1 | 22.1 | 20 | 18.2 | 21.4 | 21.4 | 20.1 | 22.6 | 23.8 | 21.1 | 20.2 | 20.4 | 20.9 | 51.59 | 131.12 | 76.57 | 0.58 | 5.56
2019 | 6 | 17 | 18:00 | 4027 | 20.4 | 18.7 | 17.4 | 18.7 | 21.2 | 19.2 | 18.2 | 21.4 | 21.4 | 20.1 | 22.6 | 23.8 | 21.1 | 20.2 | 20.4 | 20.9 | 51.59 | 131.12 | 76.57 | 0.58 | 5.56
2019 | 6 | 17 | 19:00 | 4028 | 19.4 | 18.3 | 16.8 | 16.5 | 18.6 | 17.7 | 18.2 | 21.4 | 21.4 | 20.1 | 22.6 | 23.8 | 21.1 | 20.2 | 20.4 | 20.9 | 51.59 | 131.12 | 76.57 | 0.58 | 5.56
2019 | 6 | 17 | 20:00 | 4029 | 18.4 | 17.6 | 16.5 | 13.8 | 16.6 | 16.5 | 18.2 | 21.4 | 21.4 | 20.1 | 22.6 | 23.8 | 21.1 | 20.2 | 20.4 | 20.9 | 51.59 | 131.12 | 76.57 | 0.58 | 5.56
2019 | 6 | 17 | 21:00 | 4030 | 16.9 | 16 | 16.4 | 12.6 | 14.8 | 15.9 | 18.2 | 21.4 | 21.4 | 20.1 | 22.6 | 23.8 | 21.1 | 20.2 | 20.4 | 20.9 | 51.59 | 131.12 | 76.57 | 0.58 | 5.56
2019 | 6 | 17 | 22:00 | 4031 | 14.5 | 14.6 | 16.4 | 12.4 | 13.7 | 15.8 | 18.2 | 21.4 | 21.4 | 20.1 | 22.6 | 23.8 | 21.1 | 20.2 | 20.4 | 20.9 | 51.59 | 131.12 | 76.57 | 0.58 | 5.56
2019 | 6 | 17 | 23:00 | 4032 | 13.3 | 13.5 | 16.4 | 12.2 | 12.9 | 16.2 | 18.2 | 21.4 | 21.4 | 20.1 | 22.6 | 23.8 | 21.1 | 20.2 | 20.4 | 20.9 | 51.59 | 131.12 | 76.57 | 0.58 | 5.56
2019 | 6 | 18 | 0:00 | 4033 | 12.7 | 12.3 | 16.5 | 12.1 | 12.9 | 15.5 | 17.2 | 19.9 | 21.7 | 19.9 | 22.4 | 24.2 | 21.1 | 19.8 | 20.8 | 21 | 50.73 | 127.58 | 77.38 | 0.28 | 4.53
2019 | 6 | 18 | 1:00 | 4034 | 12.5 | 11.5 | 16.4 | 11.8 | 12.5 | 14.3 | 17.2 | 19.9 | 21.7 | 19.9 | 22.4 | 24.2 | 21.1 | 19.8 | 20.8 | 21 | 50.73 | 127.58 | 77.38 | 0.28 | 4.53
2019 | 6 | 18 | 2:00 | 4035 | 11.1 | 11 | 16.3 | 11.5 | 12.6 | 13.2 | 17.2 | 19.9 | 21.7 | 19.9 | 22.4 | 24.2 | 21.1 | 19.8 | 20.8 | 21 | 50.73 | 127.58 | 77.38 | 0.28 | 4.53
2019 | 6 | 18 | 3:00 | 4036 | 12 | 11.5 | 16.6 | 11.3 | 13.1 | 13.5 | 17.2 | 19.9 | 21.7 | 19.9 | 22.4 | 24.2 | 21.1 | 19.8 | 20.8 | 21 | 50.73 | 127.58 | 77.38 | 0.28 | 4.53
2019 | 6 | 18 | 4:00 | 4037 | 14.9 | 13.8 | 17.2 | 13.6 | 14.8 | 14.6 | 17.2 | 19.9 | 21.7 | 19.9 | 22.4 | 24.2 | 21.1 | 19.8 | 20.8 | 21 | 50.73 | 127.58 | 77.38 | 0.28 | 4.53
2019 | 6 | 18 | 5:00 | 4038 | 15.8 | 15.9 | 17.5 | 14.4 | 16.6 | 15.8 | 17.2 | 19.9 | 21.7 | 19.9 | 22.4 | 24.2 | 21.1 | 19.8 | 20.8 | 21 | 50.73 | 127.58 | 77.38 | 0.28 | 4.53
2019 | 6 | 18 | 6:00 | 4039 | 17.6 | 17.6 | 18 | 15.7 | 18.4 | 17.6 | 17.2 | 19.9 | 21.7 | 19.9 | 22.4 | 24.2 | 21.1 | 19.8 | 20.8 | 21 | 50.73 | 127.58 | 77.38 | 0.28 | 4.53
2019 | 6 | 18 | 7:00 | 4040 | 19.5 | 19 | 18.3 | 18.4 | 20 | 19.3 | 17.2 | 19.9 | 21.7 | 19.9 | 22.4 | 24.2 | 21.1 | 19.8 | 20.8 | 21 | 50.73 | 127.58 | 77.38 | 0.28 | 4.53
2019 | 6 | 18 | 8:00 | 4041 | 21.2 | 20.6 | 18.7 | 20.9 | 21.6 | 20.6 | 17.2 | 19.9 | 21.7 | 19.9 | 22.4 | 24.2 | 21.1 | 19.8 | 20.8 | 21 | 50.73 | 127.58 | 77.38 | 0.28 | 4.53
2019 | 6 | 18 | 9:00 | 4042 | 22.3 | 21.9 | 19 | 22.2 | 22.8 | 21.9 | 17.2 | 19.9 | 21.7 | 19.9 | 22.4 | 24.2 | 21.1 | 19.8 | 20.8 | 21 | 50.73 | 127.58 | 77.38 | 0.28 | 4.53
2019 | 6 | 18 | 10:00 | 4043 | 23.4 | 22.9 | 19.2 | 22.8 | 23.9 | 23 | 17.2 | 19.9 | 21.7 | 19.9 | 22.4 | 24.2 | 21.1 | 19.8 | 20.8 | 21 | 50.73 | 127.58 | 77.38 | 0.28 | 4.53
2019 | 6 | 18 | 11:00 | 4044 | 24.2 | 23.6 | 20 | 22.9 | 24.5 | 23.7 | 17.2 | 19.9 | 21.7 | 19.9 | 22.4 | 24.2 | 21.1 | 19.8 | 20.8 | 21 | 50.73 | 127.58 | 77.38 | 0.28 | 4.53
2019 | 6 | 18 | 12:00 | 4045 | 24.9 | 24.1 | 20.4 | 23.7 | 24 | 24 | 20.6 | 19.9 | 21.7 | 19.9 | 22.4 | 24.2 | 21.1 | 19.8 | 20.8 | 21 | 50.73 | 127.58 | 77.38 | 0.28 | 4.53
2019 | 6 | 18 | 13:00 | 4046 | 25.5 | 24.3 | 20.5 | 24.7 | 25.4 | 24.9 | 20.6 | 19.9 | 21.7 | 19.9 | 22.4 | 24.2 | 21.1 | 19.8 | 20.8 | 21 | 50.73 | 127.58 | 77.38 | 0.28 | 4.53
2019 | 6 | 18 | 14:00 | 4047 | 25.8 | 24.8 | 20.2 | 25.3 | 25.8 | 25 | 20.6 | 19.9 | 21.7 | 19.9 | 22.4 | 24.2 | 21.1 | 19.8 | 20.8 | 21 | 50.73 | 127.58 | 77.38 | 0.28 | 4.53
2019 | 6 | 18 | 15:00 | 4048 | 26 | 24.7 | 20.7 | 25 | 26 | 25 | 20.6 | 19.9 | 21.7 | 19.9 | 22.4 | 24.2 | 21.1 | 19.8 | 20.8 | 21 | 50.73 | 127.58 | 77.38 | 0.28 | 4.53
2019 | 6 | 18 | 16:00 | 4049 | 25.5 | 24.9 | 20.5 | 24.4 | 25.7 | 25 | 20.6 | 19.9 | 21.7 | 19.9 | 22.4 | 24.2 | 21.1 | 19.8 | 20.8 | 21 | 50.73 | 127.58 | 77.38 | 0.28 | 4.53
2019 | 6 | 18 | 17:00 | 4050 | 25.1 | 24.7 | 20.4 | 23.9 | 25.1 | 24 | 20.6 | 19.9 | 21.7 | 19.9 | 22.4 | 24.2 | 21.1 | 19.8 | 20.8 | 21 | 50.73 | 127.58 | 77.38 | 0.28 | 4.53
2019 | 6 | 18 | 18:00 | 4051 | 24.2 | 24 | 19.5 | 22.1 | 23.9 | 23.3 | 20.6 | 19.9 | 21.7 | 19.9 | 22.4 | 24.2 | 21.1 | 19.8 | 20.8 | 21 | 50.73 | 127.58 | 77.38 | 0.28 | 4.53
2019 | 6 | 18 | 19:00 | 4052 | 20.1 | 20 | 17.2 | 19.5 | 20.7 | 21.3 | 20.6 | 19.9 | 21.7 | 19.9 | 22.4 | 24.2 | 21.1 | 19.8 | 20.8 | 21 | 50.73 | 127.58 | 77.38 | 0.28 | 4.53
2019 | 6 | 18 | 20:00 | 4053 | 16.9 | 17.4 | 14.9 | 16.2 | 18.2 | 18.6 | 20.6 | 19.9 | 21.7 | 19.9 | 22.4 | 24.2 | 21.1 | 19.8 | 20.8 | 21 | 50.73 | 127.58 | 77.38 | 0.28 | 4.53
2019 | 6 | 18 | 21:00 | 4054 | 14.1 | 16.1 | 14 | 14.6 | 17 | 16.9 | 20.6 | 19.9 | 21.7 | 19.9 | 22.4 | 24.2 | 21.1 | 19.8 | 20.8 | 21 | 50.73 | 127.58 | 77.38 | 0.28 | 4.53
2019 | 6 | 18 | 22:00 | 4055 | 14.3 | 15.3 | 14.3 | 13.6 | 16.4 | 15.6 | 20.6 | 19.9 | 21.7 | 19.9 | 22.4 | 24.2 | 21.1 | 19.8 | 20.8 | 21 | 50.73 | 127.58 | 77.38 | 0.28 | 4.53
2019 | 6 | 18 | 23:00 | 4056 | 12.8 | 13.3 | 14.3 | 12.9 | 15.4 | 14.4 | 20.6 | 19.9 | 21.7 | 19.9 | 22.4 | 24.2 | 21.1 | 19.8 | 20.8 | 21 | 50.73 | 127.58 | 77.38 | 0.28 | 4.53
2019 | 6 | 19 | 0:00 | 4057 | 12.2 | 12.3 | 13.9 | 12 | 14.3 | 13.8 | 18 | 21 | 22 | 20 | 22.4 | 23.1 | 22.1 | 20 | 21.8 | 21.3 | 52.09 | 121.87 | 73.16 | 0.33 | 4.29
2019 | 6 | 19 | 1:00 | 4058 | 11.3 | 11.9 | 13.9 | 11.6 | 13.7 | 13 | 18 | 21 | 22 | 20 | 22.4 | 23.1 | 22.1 | 20 | 21.8 | 21.3 | 52.09 | 121.87 | 73.16 | 0.33 | 4.29
2019 | 6 | 19 | 2:00 | 4059 | 10.3 | 12.3 | 13.4 | 11.5 | 13.5 | 12.4 | 18 | 21 | 22 | 20 | 22.4 | 23.1 | 22.1 | 20 | 21.8 | 21.3 | 52.09 | 121.87 | 73.16 | 0.33 | 4.29
2019 | 6 | 19 | 3:00 | 4060 | 11.4 | 12.7 | 14.3 | 12.6 | 14.4 | 13.2 | 18 | 21 | 22 | 20 | 22.4 | 23.1 | 22.1 | 20 | 21.8 | 21.3 | 52.09 | 121.87 | 73.16 | 0.33 | 4.29
2019 | 6 | 19 | 4:00 | 4061 | 15.5 | 16.2 | 17.7 | 16 | 17.5 | 16.4 | 18 | 21 | 22 | 20 | 22.4 | 23.1 | 22.1 | 20 | 21.8 | 21.3 | 52.09 | 121.87 | 73.16 | 0.33 | 4.29
2019 | 6 | 19 | 5:00 | 4062 | 19.9 | 19.7 | 19.3 | 18.8 | 20.3 | 18.7 | 18 | 21 | 22 | 20 | 22.4 | 23.1 | 22.1 | 20 | 21.8 | 21.3 | 52.09 | 121.87 | 73.16 | 0.33 | 4.29
2019 | 6 | 19 | 6:00 | 4063 | 22.7 | 21.4 | 21.1 | 21.3 | 22.3 | 22.1 | 18 | 21 | 22 | 20 | 22.4 | 23.1 | 22.1 | 20 | 21.8 | 21.3 | 52.09 | 121.87 | 73.16 | 0.33 | 4.29
2019 | 6 | 19 | 7:00 | 4064 | 24 | 23.6 | 22.7 | 22.5 | 23.4 | 23.8 | 18 | 21 | 22 | 20 | 22.4 | 23.1 | 22.1 | 20 | 21.8 | 21.3 | 52.09 | 121.87 | 73.16 | 0.33 | 4.29
2019 | 6 | 19 | 8:00 | 4065 | 25.5 | 24.9 | 23.4 | 23.7 | 24.3 | 25.3 | 18 | 21 | 22 | 20 | 22.4 | 23.1 | 22.1 | 20 | 21.8 | 21.3 | 52.09 | 121.87 | 73.16 | 0.33 | 4.29
2019 | 6 | 19 | 9:00 | 4066 | 26.1 | 26 | 24.2 | 24.1 | 25.4 | 25.5 | 18 | 21 | 22 | 20 | 22.4 | 23.1 | 22.1 | 20 | 21.8 | 21.3 | 52.09 | 121.87 | 73.16 | 0.33 | 4.29
2019 | 6 | 19 | 10:00 | 4067 | 26.5 | 26.9 | 25.3 | 25.3 | 26 | 26.1 | 18 | 21 | 22 | 20 | 22.4 | 23.1 | 22.1 | 20 | 21.8 | 21.3 | 52.09 | 121.87 | 73.16 | 0.33 | 4.29
2019 | 6 | 19 | 11:00 | 4068 | 28 | 27.7 | 26 | 25.7 | 26.6 | 27.5 | 18 | 21 | 22 | 20 | 22.4 | 23.1 | 22.1 | 20 | 21.8 | 21.3 | 52.09 | 121.87 | 73.16 | 0.33 | 4.29
2019 | 6 | 19 | 12:00 | 4069 | 27.6 | 28 | 25.9 | 26.3 | 27.6 | 27.6 | 20.8 | 21 | 22 | 20 | 22.4 | 23.1 | 22.1 | 20 | 21.8 | 21.3 | 52.09 | 121.87 | 73.16 | 0.33 | 4.29
2019 | 6 | 19 | 13:00 | 4070 | 29.9 | 28.2 | 24.5 | 27 | 27.7 | 28.4 | 20.8 | 21 | 22 | 20 | 22.4 | 23.1 | 22.1 | 20 | 21.8 | 21.3 | 52.09 | 121.87 | 73.16 | 0.33 | 4.29
2019 | 6 | 19 | 14:00 | 4071 | 29.6 | 28.3 | 25.7 | 26.9 | 27 | 28.6 | 20.8 | 21 | 22 | 20 | 22.4 | 23.1 | 22.1 | 20 | 21.8 | 21.3 | 52.09 | 121.87 | 73.16 | 0.33 | 4.29
2019 | 6 | 19 | 15:00 | 4072 | 29.9 | 28.1 | 26.9 | 27 | 27.7 | 28.2 | 20.8 | 21 | 22 | 20 | 22.4 | 23.1 | 22.1 | 20 | 21.8 | 21.3 | 52.09 | 121.87 | 73.16 | 0.33 | 4.29
2019 | 6 | 19 | 16:00 | 4073 | 29.4 | 28 | 27.8 | 27.6 | 27.6 | 27.8 | 20.8 | 21 | 22 | 20 | 22.4 | 23.1 | 22.1 | 20 | 21.8 | 21.3 | 52.09 | 121.87 | 73.16 | 0.33 | 4.29
2019 | 6 | 19 | 17:00 | 4074 | 28.7 | 27.1 | 26.8 | 26.8 | 27 | 27 | 20.8 | 21 | 22 | 20 | 22.4 | 23.1 | 22.1 | 20 | 21.8 | 21.3 | 52.09 | 121.87 | 73.16 | 0.33 | 4.29
2019 | 6 | 19 | 18:00 | 4075 | 26.4 | 25.8 | 22.7 | 24.2 | 25.7 | 25.5 | 20.8 | 21 | 22 | 20 | 22.4 | 23.1 | 22.1 | 20 | 21.8 | 21.3 | 52.09 | 121.87 | 73.16 | 0.33 | 4.29
2019 | 6 | 19 | 19:00 | 4076 | 23.9 | 22.5 | 21.2 | 19.7 | 21.5 | 23.6 | 20.8 | 21 | 22 | 20 | 22.4 | 23.1 | 22.1 | 20 | 21.8 | 21.3 | 52.09 | 121.87 | 73.16 | 0.33 | 4.29
2019 | 6 | 19 | 20:00 | 4077 | 22.2 | 21.7 | 19.9 | 18.1 | 19.2 | 21.7 | 20.8 | 21 | 22 | 20 | 22.4 | 23.1 | 22.1 | 20 | 21.8 | 21.3 | 52.09 | 121.87 | 73.16 | 0.33 | 4.29
2019 | 6 | 19 | 21:00 | 4078 | 22.5 | 19.6 | 20.5 | 16.9 | 17.9 | 20.4 | 20.8 | 21 | 22 | 20 | 22.4 | 23.1 | 22.1 | 20 | 21.8 | 21.3 | 52.09 | 121.87 | 73.16 | 0.33 | 4.29
2019 | 6 | 19 | 22:00 | 4079 | 22.4 | 17.7 | 20.6 | 16 | 16.8 | 19.4 | 20.8 | 21 | 22 | 20 | 22.4 | 23.1 | 22.1 | 20 | 21.8 | 21.3 | 52.09 | 121.87 | 73.16 | 0.33 | 4.29
2019 | 6 | 19 | 23:00 | 4080 | 21.4 | 17.4 | 20.9 | 16.1 | 16.3 | 19 | 20.8 | 21 | 22 | 20 | 22.4 | 23.1 | 22.1 | 20 | 21.8 | 21.3 | 52.09 | 121.87 | 73.16 | 0.33 | 4.29
2019 | 6 | 20 | 0:00 | 4081 | 21.1 | 16.4 | 20.3 | 15.7 | 15.7 | 19.2 | 18.6 | 22.4 | 22.9 | 21.3 | 22.7 | 24.2 | 21.8 | 20.1 | 22.5 | 22.1 | 50.21 | 119.94 | 72.11 | 0.63 | 3.98
2019 | 6 | 20 | 1:00 | 4082 | 20.8 | 16 | 19.3 | 15.8 | 16.1 | 19.4 | 18.6 | 22.4 | 22.9 | 21.3 | 22.7 | 24.2 | 21.8 | 20.1 | 22.5 | 22.1 | 50.21 | 119.94 | 72.11 | 0.63 | 3.98
2019 | 6 | 20 | 2:00 | 4083 | 20.2 | 15.7 | 18.9 | 16 | 19.2 | 19.6 | 18.6 | 22.4 | 22.9 | 21.3 | 22.7 | 24.2 | 21.8 | 20.1 | 22.5 | 22.1 | 50.21 | 119.94 | 72.11 | 0.63 | 3.98
2019 | 6 | 20 | 3:00 | 4084 | 20.3 | 16.9 | 19 | 17 | 19.9 | 19.8 | 18.6 | 22.4 | 22.9 | 21.3 | 22.7 | 24.2 | 21.8 | 20.1 | 22.5 | 22.1 | 50.21 | 119.94 | 72.11 | 0.63 | 3.98
2019 | 6 | 20 | 4:00 | 4085 | 21.2 | 19 | 20.6 | 18 | 20.3 | 19.5 | 18.6 | 22.4 | 22.9 | 21.3 | 22.7 | 24.2 | 21.8 | 20.1 | 22.5 | 22.1 | 50.21 | 119.94 | 72.11 | 0.63 | 3.98
2019 | 6 | 20 | 5:00 | 4086 | 22.2 | 21.8 | 21.4 | 20.7 | 21.2 | 20.5 | 18.6 | 22.4 | 22.9 | 21.3 | 22.7 | 24.2 | 21.8 | 20.1 | 22.5 | 22.1 | 50.21 | 119.94 | 72.11 | 0.63 | 3.98
2019 | 6 | 20 | 6:00 | 4087 | 23.1 | 23.2 | 23.1 | 23.6 | 23.7 | 20.8 | 18.6 | 22.4 | 22.9 | 21.3 | 22.7 | 24.2 | 21.8 | 20.1 | 22.5 | 22.1 | 50.21 | 119.94 | 72.11 | 0.63 | 3.98
2019 | 6 | 20 | 7:00 | 4088 | 25.2 | 25 | 24.2 | 25.4 | 25.8 | 21.7 | 18.6 | 22.4 | 22.9 | 21.3 | 22.7 | 24.2 | 21.8 | 20.1 | 22.5 | 22.1 | 50.21 | 119.94 | 72.11 | 0.63 | 3.98
2019 | 6 | 20 | 8:00 | 4089 | 26.3 | 26.6 | 26.3 | 26.6 | 26.9 | 24.6 | 18.6 | 22.4 | 22.9 | 21.3 | 22.7 | 24.2 | 21.8 | 20.1 | 22.5 | 22.1 | 50.21 | 119.94 | 72.11 | 0.63 | 3.98
2019 | 6 | 20 | 9:00 | 4090 | 28.3 | 27.8 | 26.6 | 26.8 | 27.2 | 26.9 | 18.6 | 22.4 | 22.9 | 21.3 | 22.7 | 24.2 | 21.8 | 20.1 | 22.5 | 22.1 | 50.21 | 119.94 | 72.11 | 0.63 | 3.98
2019 | 6 | 20 | 10:00 | 4091 | 29.1 | 28.3 | 26.2 | 27.5 | 28.6 | 28.1 | 18.6 | 22.4 | 22.9 | 21.3 | 22.7 | 24.2 | 21.8 | 20.1 | 22.5 | 22.1 | 50.21 | 119.94 | 72.11 | 0.63 | 3.98
2019 | 6 | 20 | 11:00 | 4092 | 28.4 | 28.8 | 25.8 | 28.6 | 28.2 | 28.4 | 18.6 | 22.4 | 22.9 | 21.3 | 22.7 | 24.2 | 21.8 | 20.1 | 22.5 | 22.1 | 50.21 | 119.94 | 72.11 | 0.63 | 3.98
2019 | 6 | 20 | 12:00 | 4093 | 28.3 | 28.1 | 26.1 | 28.2 | 28.2 | 29 | 21.2 | 22.4 | 22.9 | 21.3 | 22.7 | 24.2 | 21.8 | 20.1 | 22.5 | 22.1 | 50.21 | 119.94 | 72.11 | 0.63 | 3.98
2019 | 6 | 20 | 13:00 | 4094 | 25 | 20.7 | 26.8 | 24.6 | 27.5 | 27.6 | 21.2 | 22.4 | 22.9 | 21.3 | 22.7 | 24.2 | 21.8 | 20.1 | 22.5 | 22.1 | 50.21 | 119.94 | 72.11 | 0.63 | 3.98
2019 | 6 | 20 | 14:00 | 4095 | 24.5 | 19.6 | 27.7 | 22.7 | 29.2 | 26.6 | 21.2 | 22.4 | 22.9 | 21.3 | 22.7 | 24.2 | 21.8 | 20.1 | 22.5 | 22.1 | 50.21 | 119.94 | 72.11 | 0.63 | 3.98
2019 | 6 | 20 | 15:00 | 4096 | 23.7 | 20.4 | 26.7 | 23.6 | 28 | 26.4 | 21.2 | 22.4 | 22.9 | 21.3 | 22.7 | 24.2 | 21.8 | 20.1 | 22.5 | 22.1 | 50.21 | 119.94 | 72.11 | 0.63 | 3.98
2019 | 6 | 20 | 16:00 | 4097 | 24.7 | 21 | 25.9 | 22.5 | 25.3 | 23.4 | 21.2 | 22.4 | 22.9 | 21.3 | 22.7 | 24.2 | 21.8 | 20.1 | 22.5 | 22.1 | 50.21 | 119.94 | 72.11 | 0.63 | 3.98
2019 | 6 | 20 | 17:00 | 4098 | 24.1 | 21.6 | 23.3 | 21.8 | 24.1 | 21.4 | 21.2 | 22.4 | 22.9 | 21.3 | 22.7 | 24.2 | 21.8 | 20.1 | 22.5 | 22.1 | 50.21 | 119.94 | 72.11 | 0.63 | 3.98
2019 | 6 | 20 | 18:00 | 4099 | 21.8 | 21.2 | 22 | 20.8 | 23.9 | 20 | 21.2 | 22.4 | 22.9 | 21.3 | 22.7 | 24.2 | 21.8 | 20.1 | 22.5 | 22.1 | 50.21 | 119.94 | 72.11 | 0.63 | 3.98
2019 | 6 | 20 | 19:00 | 4100 | 21.5 | 21.1 | 20.9 | 19.5 | 22.4 | 19.3 | 21.2 | 22.4 | 22.9 | 21.3 | 22.7 | 24.2 | 21.8 | 20.1 | 22.5 | 22.1 | 50.21 | 119.94 | 72.11 | 0.63 | 3.98
2019 | 6 | 20 | 20:00 | 4101 | 19.2 | 20.4 | 20.3 | 17.9 | 20.6 | 18.6 | 21.2 | 22.4 | 22.9 | 21.3 | 22.7 | 24.2 | 21.8 | 20.1 | 22.5 | 22.1 | 50.21 | 119.94 | 72.11 | 0.63 | 3.98
2019 | 6 | 20 | 21:00 | 4102 | 18.9 | 19.6 | 20.1 | 16.7 | 19.7 | 18.5 | 21.2 | 22.4 | 22.9 | 21.3 | 22.7 | 24.2 | 21.8 | 20.1 | 22.5 | 22.1 | 50.21 | 119.94 | 72.11 | 0.63 | 3.98
2019 | 6 | 20 | 22:00 | 4103 | 19.1 | 18.7 | 19.6 | 18 | 19.6 | 18.4 | 21.2 | 22.4 | 22.9 | 21.3 | 22.7 | 24.2 | 21.8 | 20.1 | 22.5 | 22.1 | 50.21 | 119.94 | 72.11 | 0.63 | 3.98
2019 | 6 | 20 | 23:00 | 4104 | 19 | 18.2 | 19.9 | 17.2 | 19 | 18 | 21.2 | 22.4 | 22.9 | 21.3 | 22.7 | 24.2 | 21.8 | 20.1 | 22.5 | 22.1 | 50.21 | 119.94 | 72.11 | 0.63 | 3.98
2019 | 6 | 21 | 0:00 | 4105 | 18.4 | 17.8 | 19.6 | 18 | 19.7 | 17.7 | 19.6 | 21.8 | 23.1 | 21.7 | 22 | 24.1 | 21.7 | 19.3 | 22.6 | 21.4 | 49.21 | 122.99 | 72.41 | 1.04 | 4.88
2019 | 6 | 21 | 1:00 | 4106 | 18.2 | 16.7 | 19 | 17.1 | 19.2 | 17.5 | 19.6 | 21.8 | 23.1 | 21.7 | 22 | 24.1 | 21.7 | 19.3 | 22.6 | 21.4 | 49.21 | 122.99 | 72.41 | 1.04 | 4.88
2019 | 6 | 21 | 2:00 | 4107 | 17.3 | 16.6 | 18.6 | 16.4 | 18.3 | 17.1 | 19.6 | 21.8 | 23.1 | 21.7 | 22 | 24.1 | 21.7 | 19.3 | 22.6 | 21.4 | 49.21 | 122.99 | 72.41 | 1.04 | 4.88
2019 | 6 | 21 | 3:00 | 4108 | 17.8 | 17.4 | 19 | 16.9 | 18.4 | 17.4 | 19.6 | 21.8 | 23.1 | 21.7 | 22 | 24.1 | 21.7 | 19.3 | 22.6 | 21.4 | 49.21 | 122.99 | 72.41 | 1.04 | 4.88
2019 | 6 | 21 | 4:00 | 4109 | 18.9 | 18.4 | 19.5 | 17.6 | 19.2 | 18.5 | 19.6 | 21.8 | 23.1 | 21.7 | 22 | 24.1 | 21.7 | 19.3 | 22.6 | 21.4 | 49.21 | 122.99 | 72.41 | 1.04 | 4.88
2019 | 6 | 21 | 5:00 | 4110 | 20.1 | 19.2 | 19.8 | 18.1 | 20.9 | 19.7 | 19.6 | 21.8 | 23.1 | 21.7 | 22 | 24.1 | 21.7 | 19.3 | 22.6 | 21.4 | 49.21 | 122.99 | 72.41 | 1.04 | 4.88
2019 | 6 | 21 | 6:00 | 4111 | 20.2 | 20.8 | 19.4 | 19.2 | 20.1 | 20.4 | 19.6 | 21.8 | 23.1 | 21.7 | 22 | 24.1 | 21.7 | 19.3 | 22.6 | 21.4 | 49.21 | 122.99 | 72.41 | 1.04 | 4.88
2019 | 6 | 21 | 7:00 | 4112 | 20.3 | 20.8 | 19.1 | 21.7 | 20.4 | 21 | 19.6 | 21.8 | 23.1 | 21.7 | 22 | 24.1 | 21.7 | 19.3 | 22.6 | 21.4 | 49.21 | 122.99 | 72.41 | 1.04 | 4.88
2019 | 6 | 21 | 8:00 | 4113 | 20.9 | 21.3 | 19.4 | 22.4 | 22.6 | 23.1 | 19.6 | 21.8 | 23.1 | 21.7 | 22 | 24.1 | 21.7 | 19.3 | 22.6 | 21.4 | 49.21 | 122.99 | 72.41 | 1.04 | 4.88
2019 | 6 | 21 | 9:00 | 4114 | 21.5 | 22.5 | 20.5 | 21.2 | 24 | 24.6 | 19.6 | 21.8 | 23.1 | 21.7 | 22 | 24.1 | 21.7 | 19.3 | 22.6 | 21.4 | 49.21 | 122.99 | 72.41 | 1.04 | 4.88
2019 | 6 | 21 | 10:00 | 4115 | 22 | 22.6 | 20.6 | 19.9 | 25.8 | 26 | 19.6 | 21.8 | 23.1 | 21.7 | 22 | 24.1 | 21.7 | 19.3 | 22.6 | 21.4 | 49.21 | 122.99 | 72.41 | 1.04 | 4.88
2019 | 6 | 21 | 11:00 | 4116 | 23.8 | 22.9 | 20.8 | 21.7 | 25.5 | 26.3 | 19.6 | 21.8 | 23.1 | 21.7 | 22 | 24.1 | 21.7 | 19.3 | 22.6 | 21.4 | 49.21 | 122.99 | 72.41 | 1.04 | 4.88
2019 | 6 | 21 | 12:00 | 4117 | 23.6 | 24.2 | 20.6 | 24.4 | 26.5 | 25.5 | 21.6 | 21.8 | 23.1 | 21.7 | 22 | 24.1 | 21.7 | 19.3 | 22.6 | 21.4 | 49.21 | 122.99 | 72.41 | 1.04 | 4.88
2019 | 6 | 21 | 13:00 | 4118 | 24.4 | 24.6 | 20.9 | 24.8 | 26.3 | 24.4 | 21.6 | 21.8 | 23.1 | 21.7 | 22 | 24.1 | 21.7 | 19.3 | 22.6 | 21.4 | 49.21 | 122.99 | 72.41 | 1.04 | 4.88
2019 | 6 | 21 | 14:00 | 4119 | 25.5 | 26 | 20.9 | 24.6 | 26.5 | 24.4 | 21.6 | 21.8 | 23.1 | 21.7 | 22 | 24.1 | 21.7 | 19.3 | 22.6 | 21.4 | 49.21 | 122.99 | 72.41 | 1.04 | 4.88
2019 | 6 | 21 | 15:00 | 4120 | 26.2 | 25.7 | 19.6 | 24.1 | 26.6 | 24.2 | 21.6 | 21.8 | 23.1 | 21.7 | 22 | 24.1 | 21.7 | 19.3 | 22.6 | 21.4 | 49.21 | 122.99 | 72.41 | 1.04 | 4.88
2019 | 6 | 21 | 16:00 | 4121 | 26.6 | 24.7 | 19.5 | 22.3 | 25.5 | 25.3 | 21.6 | 21.8 | 23.1 | 21.7 | 22 | 24.1 | 21.7 | 19.3 | 22.6 | 21.4 | 49.21 | 122.99 | 72.41 | 1.04 | 4.88
2019 | 6 | 21 | 17:00 | 4122 | 26.1 | 24.7 | 20.3 | 20.9 | 24.8 | 25.4 | 21.6 | 21.8 | 23.1 | 21.7 | 22 | 24.1 | 21.7 | 19.3 | 22.6 | 21.4 | 49.21 | 122.99 | 72.41 | 1.04 | 4.88
2019 | 6 | 21 | 18:00 | 4123 | 24 | 23.2 | 18.7 | 20.1 | 23.2 | 23.6 | 21.6 | 21.8 | 23.1 | 21.7 | 22 | 24.1 | 21.7 | 19.3 | 22.6 | 21.4 | 49.21 | 122.99 | 72.41 | 1.04 | 4.88
2019 | 6 | 21 | 19:00 | 4124 | 22.6 | 22 | 18.5 | 19.1 | 21 | 22.5 | 21.6 | 21.8 | 23.1 | 21.7 | 22 | 24.1 | 21.7 | 19.3 | 22.6 | 21.4 | 49.21 | 122.99 | 72.41 | 1.04 | 4.88
2019 | 6 | 21 | 20:00 | 4125 | 21.7 | 21.3 | 18.1 | 17.5 | 19.6 | 21.1 | 21.6 | 21.8 | 23.1 | 21.7 | 22 | 24.1 | 21.7 | 19.3 | 22.6 | 21.4 | 49.21 | 122.99 | 72.41 | 1.04 | 4.88
2019 | 6 | 21 | 21:00 | 4126 | 20.8 | 20.5 | 18 | 16.4 | 18.7 | 21 | 21.6 | 21.8 | 23.1 | 21.7 | 22 | 24.1 | 21.7 | 19.3 | 22.6 | 21.4 | 49.21 | 122.99 | 72.41 | 1.04 | 4.88
2019 | 6 | 21 | 22:00 | 4127 | 19.5 | 19.1 | 17.9 | 15.7 | 18.2 | 19.9 | 21.6 | 21.8 | 23.1 | 21.7 | 22 | 24.1 | 21.7 | 19.3 | 22.6 | 21.4 | 49.21 | 122.99 | 72.41 | 1.04 | 4.88
2019 | 6 | 21 | 23:00 | 4128 | 17.7 | 18.7 | 17.9 | 14.9 | 17.6 | 19.7 | 21.6 | 21.8 | 23.1 | 21.7 | 22 | 24.1 | 21.7 | 19.3 | 22.6 | 21.4 | 49.21 | 122.99 | 72.41 | 1.04 | 4.88
2019 | 6 | 22 | 0:00 | 4129 | 17.9 | 18.3 | 18 | 14.4 | 16.3 | 19.6 | 19.6 | 18 | 22.5 | 20.7 | 20.1 | 24 | 22.1 | 19.3 | 21.7 | 21.3 | 52.77 | 119.29 | 71.8 | 1.02 | 5
2019 | 6 | 22 | 1:00 | 4130 | 17.2 | 17.6 | 18 | 14.3 | 15.3 | 18.4 | 19.6 | 18 | 22.5 | 20.7 | 20.1 | 24 | 22.1 | 19.3 | 21.7 | 21.3 | 52.77 | 119.29 | 71.8 | 1.02 | 5
2019 | 6 | 22 | 2:00 | 4131 | 17 | 16.9 | 17.7 | 14.1 | 14.8 | 17.7 | 19.6 | 18 | 22.5 | 20.7 | 20.1 | 24 | 22.1 | 19.3 | 21.7 | 21.3 | 52.77 | 119.29 | 71.8 | 1.02 | 5
2019 | 6 | 22 | 3:00 | 4132 | 16.6 | 16.4 | 17.3 | 14.4 | 14.9 | 17 | 19.6 | 18 | 22.5 | 20.7 | 20.1 | 24 | 22.1 | 19.3 | 21.7 | 21.3 | 52.77 | 119.29 | 71.8 | 1.02 | 5
2019 | 6 | 22 | 4:00 | 4133 | 16.6 | 16.8 | 17.5 | 15.5 | 16.2 | 17.1 | 19.6 | 18 | 22.5 | 20.7 | 20.1 | 24 | 22.1 | 19.3 | 21.7 | 21.3 | 52.77 | 119.29 | 71.8 | 1.02 | 5
2019 | 6 | 22 | 5:00 | 4134 | 17.5 | 17.6 | 17.7 | 16.6 | 17.4 | 17.4 | 19.6 | 18 | 22.5 | 20.7 | 20.1 | 24 | 22.1 | 19.3 | 21.7 | 21.3 | 52.77 | 119.29 | 71.8 | 1.02 | 5
2019 | 6 | 22 | 6:00 | 4135 | 18.9 | 18.9 | 18 | 16.8 | 18.1 | 18.2 | 19.6 | 18 | 22.5 | 20.7 | 20.1 | 24 | 22.1 | 19.3 | 21.7 | 21.3 | 52.77 | 119.29 | 71.8 | 1.02 | 5
2019 | 6 | 22 | 7:00 | 4136 | 20.4 | 19.3 | 18.2 | 18 | 19 | 19.8 | 19.6 | 18 | 22.5 | 20.7 | 20.1 | 24 | 22.1 | 19.3 | 21.7 | 21.3 | 52.77 | 119.29 | 71.8 | 1.02 | 5
2019 | 6 | 22 | 8:00 | 4137 | 21.6 | 20.7 | 18.4 | 18.8 | 19.8 | 20.9 | 19.6 | 18 | 22.5 | 20.7 | 20.1 | 24 | 22.1 | 19.3 | 21.7 | 21.3 | 52.77 | 119.29 | 71.8 | 1.02 | 5
2019 | 6 | 22 | 9:00 | 4138 | 22.6 | 21.2 | 18.7 | 18.9 | 20.8 | 21.9 | 19.6 | 18 | 22.5 | 20.7 | 20.1 | 24 | 22.1 | 19.3 | 21.7 | 21.3 | 52.77 | 119.29 | 71.8 | 1.02 | 5
2019 | 6 | 22 | 10:00 | 4139 | 23.6 | 21.6 | 18.8 | 19.4 | 21.1 | 23.1 | 19.6 | 18 | 22.5 | 20.7 | 20.1 | 24 | 22.1 | 19.3 | 21.7 | 21.3 | 52.77 | 119.29 | 71.8 | 1.02 | 5
2019 | 6 | 22 | 11:00 | 4140 | 24.3 | 22.2 | 18.8 | 19.8 | 21.3 | 23.7 | 19.6 | 18 | 22.5 | 20.7 | 20.1 | 24 | 22.1 | 19.3 | 21.7 | 21.3 | 52.77 | 119.29 | 71.8 | 1.02 | 5
2019 | 6 | 22 | 12:00 | 4141 | 24.3 | 22.7 | 18.9 | 19.7 | 21.6 | 24.3 | 21 | 18 | 22.5 | 20.7 | 20.1 | 24 | 22.1 | 19.3 | 21.7 | 21.3 | 52.77 | 119.29 | 71.8 | 1.02 | 5
2019 | 6 | 22 | 13:00 | 4142 | 24 | 22.6 | 18.6 | 19.8 | 22 | 24.3 | 21 | 18 | 22.5 | 20.7 | 20.1 | 24 | 22.1 | 19.3 | 21.7 | 21.3 | 52.77 | 119.29 | 71.8 | 1.02 | 5
2019 | 6 | 22 | 14:00 | 4143 | 24.5 | 22.6 | 18.4 | 19.8 | 21.9 | 24.1 | 21 | 18 | 22.5 | 20.7 | 20.1 | 24 | 22.1 | 19.3 | 21.7 | 21.3 | 52.77 | 119.29 | 71.8 | 1.02 | 5
2019 | 6 | 22 | 15:00 | 4144 | 23.6 | 22.4 | 18.6 | 19.4 | 21.1 | 23.8 | 21 | 18 | 22.5 | 20.7 | 20.1 | 24 | 22.1 | 19.3 | 21.7 | 21.3 | 52.77 | 119.29 | 71.8 | 1.02 | 5
2019 | 6 | 22 | 16:00 | 4145 | 22.7 | 21.8 | 17.5 | 18.7 | 20.6 | 23.4 | 21 | 18 | 22.5 | 20.7 | 20.1 | 24 | 22.1 | 19.3 | 21.7 | 21.3 | 52.77 | 119.29 | 71.8 | 1.02 | 5
2019 | 6 | 22 | 17:00 | 4146 | 21.9 | 21 | 17.1 | 18 | 19.9 | 22.8 | 21 | 18 | 22.5 | 20.7 | 20.1 | 24 | 22.1 | 19.3 | 21.7 | 21.3 | 52.77 | 119.29 | 71.8 | 1.02 | 5
2019 | 6 | 22 | 18:00 | 4147 | 20 | 19.7 | 16 | 17 | 18.9 | 21.7 | 21 | 18 | 22.5 | 20.7 | 20.1 | 24 | 22.1 | 19.3 | 21.7 | 21.3 | 52.77 | 119.29 | 71.8 | 1.02 | 5
2019 | 6 | 22 | 19:00 | 4148 | 17.3 | 17.1 | 15.3 | 13.8 | 17.1 | 19.4 | 21 | 18 | 22.5 | 20.7 | 20.1 | 24 | 22.1 | 19.3 | 21.7 | 21.3 | 52.77 | 119.29 | 71.8 | 1.02 | 5
2019 | 6 | 22 | 20:00 | 4149 | 14.8 | 15.8 | 11.5 | 11 | 15.3 | 17.5 | 21 | 18 | 22.5 | 20.7 | 20.1 | 24 | 22.1 | 19.3 | 21.7 | 21.3 | 52.77 | 119.29 | 71.8 | 1.02 | 5
2019 | 6 | 22 | 21:00 | 4150 | 14.9 | 14.8 | 10.4 | 9.7 | 14.1 | 15.9 | 21 | 18 | 22.5 | 20.7 | 20.1 | 24 | 22.1 | 19.3 | 21.7 | 21.3 | 52.77 | 119.29 | 71.8 | 1.02 | 5
2019 | 6 | 22 | 22:00 | 4151 | 13.3 | 14.3 | 9.8 | 9.2 | 13 | 14.6 | 21 | 18 | 22.5 | 20.7 | 20.1 | 24 | 22.1 | 19.3 | 21.7 | 21.3 | 52.77 | 119.29 | 71.8 | 1.02 | 5
2019 | 6 | 22 | 23:00 | 4152 | 9.3 | 13.7 | 9.1 | 8 | 11.8 | 13.6 | 21 | 18 | 22.5 | 20.7 | 20.1 | 24 | 22.1 | 19.3 | 21.7 | 21.3 | 52.77 | 119.29 | 71.8 | 1.02 | 5
2019 | 6 | 23 | 0:00 | 4153 | 9.2 | 13 | 8.6 | 7.4 | 10.9 | 12.5 | 19.8 | 17.5 | 21.8 | 19 | 19 | 24.7 | 21.7 | 19 | 20.9 | 20.6 | 50.42 | 115.86 | 71.34 | 0.62 | 3.5
2019 | 6 | 23 | 1:00 | 4154 | 7.4 | 12.3 | 8.3 | 6.9 | 9.4 | 12.1 | 19.8 | 17.5 | 21.8 | 19 | 19 | 24.7 | 21.7 | 19 | 20.9 | 20.6 | 50.42 | 115.86 | 71.34 | 0.62 | 3.5
2019 | 6 | 23 | 2:00 | 4155 | 7.3 | 11.8 | 8 | 6.4 | 8.9 | 11.7 | 19.8 | 17.5 | 21.8 | 19 | 19 | 24.7 | 21.7 | 19 | 20.9 | 20.6 | 50.42 | 115.86 | 71.34 | 0.62 | 3.5
2019 | 6 | 23 | 3:00 | 4156 | 7.1 | 11.6 | 8.9 | 6.9 | 10.1 | 12 | 19.8 | 17.5 | 21.8 | 19 | 19 | 24.7 | 21.7 | 19 | 20.9 | 20.6 | 50.42 | 115.86 | 71.34 | 0.62 | 3.5
2019 | 6 | 23 | 4:00 | 4157 | 11.8 | 12.8 | 12.9 | 10.4 | 12.6 | 14.1 | 19.8 | 17.5 | 21.8 | 19 | 19 | 24.7 | 21.7 | 19 | 20.9 | 20.6 | 50.42 | 115.86 | 71.34 | 0.62 | 3.5
2019 | 6 | 23 | 5:00 | 4158 | 14.9 | 15.1 | 15.5 | 15.1 | 14.6 | 16.4 | 19.8 | 17.5 | 21.8 | 19 | 19 | 24.7 | 21.7 | 19 | 20.9 | 20.6 | 50.42 | 115.86 | 71.34 | 0.62 | 3.5
2019 | 6 | 23 | 6:00 | 4159 | 18.9 | 17.3 | 17.3 | 16.1 | 17.2 | 18.7 | 19.8 | 17.5 | 21.8 | 19 | 19 | 24.7 | 21.7 | 19 | 20.9 | 20.6 | 50.42 | 115.86 | 71.34 | 0.62 | 3.5
2019 | 6 | 23 | 7:00 | 4160 | 21.1 | 19.3 | 17.8 | 17.3 | 18.4 | 20.2 | 19.8 | 17.5 | 21.8 | 19 | 19 | 24.7 | 21.7 | 19 | 20.9 | 20.6 | 50.42 | 115.86 | 71.34 | 0.62 | 3.5
2019 | 6 | 23 | 8:00 | 4161 | 22.3 | 20.4 | 17.9 | 19.1 | 20.1 | 21.3 | 19.8 | 17.5 | 21.8 | 19 | 19 | 24.7 | 21.7 | 19 | 20.9 | 20.6 | 50.42 | 115.86 | 71.34 | 0.62 | 3.5
2019 | 6 | 23 | 9:00 | 4162 | 23.6 | 21.9 | 18.5 | 20.6 | 20.3 | 22.2 | 19.8 | 17.5 | 21.8 | 19 | 19 | 24.7 | 21.7 | 19 | 20.9 | 20.6 | 50.42 | 115.86 | 71.34 | 0.62 | 3.5
2019 | 6 | 23 | 10:00 | 4163 | 23.9 | 22.5 | 18.7 | 20.9 | 21 | 23.1 | 19.8 | 17.5 | 21.8 | 19 | 19 | 24.7 | 21.7 | 19 | 20.9 | 20.6 | 50.42 | 115.86 | 71.34 | 0.62 | 3.5
2019 | 6 | 23 | 11:00 | 4164 | 24.5 | 23.2 | 19.4 | 21 | 21.6 | 23.2 | 19.8 | 17.5 | 21.8 | 19 | 19 | 24.7 | 21.7 | 19 | 20.9 | 20.6 | 50.42 | 115.86 | 71.34 | 0.62 | 3.5
2019 | 6 | 23 | 12:00 | 4165 | 25 | 23.6 | 19.8 | 21.7 | 22.7 | 23.6 | 21.4 | 17.5 | 21.8 | 19 | 19 | 24.7 | 21.7 | 19 | 20.9 | 20.6 | 50.42 | 115.86 | 71.34 | 0.62 | 3.5
2019 | 6 | 23 | 13:00 | 4166 | 25.1 | 23.9 | 20 | 22.3 | 23.3 | 24.6 | 21.4 | 17.5 | 21.8 | 19 | 19 | 24.7 | 21.7 | 19 | 20.9 | 20.6 | 50.42 | 115.86 | 71.34 | 0.62 | 3.5
2019 | 6 | 23 | 14:00 | 4167 | 25.5 | 24.1 | 20.1 | 22.8 | 23.6 | 24.5 | 21.4 | 17.5 | 21.8 | 19 | 19 | 24.7 | 21.7 | 19 | 20.9 | 20.6 | 50.42 | 115.86 | 71.34 | 0.62 | 3.5
2019 | 6 | 23 | 15:00 | 4168 | 25.7 | 23.7 | 19.5 | 23 | 22.5 | 24.6 | 21.4 | 17.5 | 21.8 | 19 | 19 | 24.7 | 21.7 | 19 | 20.9 | 20.6 | 50.42 | 115.86 | 71.34 | 0.62 | 3.5
2019 | 6 | 23 | 16:00 | 4169 | 25 | 23.5 | 19.5 | 23.1 | 22.4 | 23.9 | 21.4 | 17.5 | 21.8 | 19 | 19 | 24.7 | 21.7 | 19 | 20.9 | 20.6 | 50.42 | 115.86 | 71.34 | 0.62 | 3.5
2019 | 6 | 23 | 17:00 | 4170 | 24.3 | 22.9 | 19.3 | 21.9 | 22.6 | 23.6 | 21.4 | 17.5 | 21.8 | 19 | 19 | 24.7 | 21.7 | 19 | 20.9 | 20.6 | 50.42 | 115.86 | 71.34 | 0.62 | 3.5
2019 | 6 | 23 | 18:00 | 4171 | 23.2 | 21.9 | 18.2 | 19.4 | 20.8 | 22.1 | 21.4 | 17.5 | 21.8 | 19 | 19 | 24.7 | 21.7 | 19 | 20.9 | 20.6 | 50.42 | 115.86 | 71.34 | 0.62 | 3.5
2019 | 6 | 23 | 19:00 | 4172 | 20.7 | 19.4 | 16.9 | 17.6 | 17.5 | 20.1 | 21.4 | 17.5 | 21.8 | 19 | 19 | 24.7 | 21.7 | 19 | 20.9 | 20.6 | 50.42 | 115.86 | 71.34 | 0.62 | 3.5
2019 | 6 | 23 | 20:00 | 4173 | 16.9 | 16.7 | 15.2 | 15.8 | 15 | 18.2 | 21.4 | 17.5 | 21.8 | 19 | 19 | 24.7 | 21.7 | 19 | 20.9 | 20.6 | 50.42 | 115.86 | 71.34 | 0.62 | 3.5
2019 | 6 | 23 | 21:00 | 4174 | 15.4 | 16.7 | 14.8 | 14.8 | 13.4 | 17.3 | 21.4 | 17.5 | 21.8 | 19 | 19 | 24.7 | 21.7 | 19 | 20.9 | 20.6 | 50.42 | 115.86 | 71.34 | 0.62 | 3.5
2019 | 6 | 23 | 22:00 | 4175 | 11.6 | 15 | 14.3 | 13.2 | 12.1 | 15.8 | 21.4 | 17.5 | 21.8 | 19 | 19 | 24.7 | 21.7 | 19 | 20.9 | 20.6 | 50.42 | 115.86 | 71.34 | 0.62 | 3.5
2019 | 6 | 23 | 23:00 | 4176 | 13.1 | 13.2 | 13.9 | 11.6 | 11.6 | 14.3 | 21.4 | 17.5 | 21.8 | 19 | 19 | 24.7 | 21.7 | 19 | 20.9 | 20.6 | 50.42 | 115.86 | 71.34 | 0.62 | 3.5
2019 | 6 | 24 | 0:00 | 4177 | 10.6 | 12.8 | 13 | 10.1 | 10.7 | 13.5 | 19.4 | 16.8 | 21.6 | 18.9 | 19.7 | 24.2 | 21.8 | 19 | 21.3 | 21.5 | 48.09 | 111.67 | 70.98 | 0.61 | 2.41
2019 | 6 | 24 | 1:00 | 4178 | 9.4 | 12.2 | 12.8 | 9.9 | 9.7 | 11.8 | 19.4 | 16.8 | 21.6 | 18.9 | 19.7 | 24.2 | 21.8 | 19 | 21.3 | 21.5 | 48.09 | 111.67 | 70.98 | 0.61 | 2.41
2019 | 6 | 24 | 2:00 | 4179 | 9.4 | 11.7 | 12.7 | 9.5 | 9.3 | 11.1 | 19.4 | 16.8 | 21.6 | 18.9 | 19.7 | 24.2 | 21.8 | 19 | 21.3 | 21.5 | 48.09 | 111.67 | 70.98 | 0.61 | 2.41
2019 | 6 | 24 | 3:00 | 4180 | 10.7 | 12.1 | 13.5 | 10.2 | 10.6 | 12.5 | 19.4 | 16.8 | 21.6 | 18.9 | 19.7 | 24.2 | 21.8 | 19 | 21.3 | 21.5 | 48.09 | 111.67 | 70.98 | 0.61 | 2.41
2019 | 6 | 24 | 4:00 | 4181 | 14.1 | 14.4 | 15.4 | 13.1 | 14.3 | 14.8 | 19.4 | 16.8 | 21.6 | 18.9 | 19.7 | 24.2 | 21.8 | 19 | 21.3 | 21.5 | 48.09 | 111.67 | 70.98 | 0.61 | 2.41
2019 | 6 | 24 | 5:00 | 4182 | 17.3 | 15.7 | 18 | 16 | 17.1 | 16.8 | 19.4 | 16.8 | 21.6 | 18.9 | 19.7 | 24.2 | 21.8 | 19 | 21.3 | 21.5 | 48.09 | 111.67 | 70.98 | 0.61 | 2.41
2019 | 6 | 24 | 6:00 | 4183 | 21.2 | 18.3 | 17.5 | 18.3 | 18.8 | 19.4 | 19.4 | 16.8 | 21.6 | 18.9 | 19.7 | 24.2 | 21.8 | 19 | 21.3 | 21.5 | 48.09 | 111.67 | 70.98 | 0.61 | 2.41
2019 | 6 | 24 | 7:00 | 4184 | 23 | 21.2 | 20.2 | 19.7 | 20.2 | 21.5 | 19.4 | 16.8 | 21.6 | 18.9 | 19.7 | 24.2 | 21.8 | 19 | 21.3 | 21.5 | 48.09 | 111.67 | 70.98 | 0.61 | 2.41
2019 | 6 | 24 | 8:00 | 4185 | 24.1 | 22.5 | 21.1 | 21 | 22.1 | 22.8 | 19.4 | 16.8 | 21.6 | 18.9 | 19.7 | 24.2 | 21.8 | 19 | 21.3 | 21.5 | 48.09 | 111.67 | 70.98 | 0.61 | 2.41
2019 | 6 | 24 | 9:00 | 4186 | 24.8 | 23.5 | 21 | 22.4 | 23.1 | 23.7 | 19.4 | 16.8 | 21.6 | 18.9 | 19.7 | 24.2 | 21.8 | 19 | 21.3 | 21.5 | 48.09 | 111.67 | 70.98 | 0.61 | 2.41
2019 | 6 | 24 | 10:00 | 4187 | 25.6 | 23.8 | 22.8 | 23.2 | 23.7 | 24.6 | 19.4 | 16.8 | 21.6 | 18.9 | 19.7 | 24.2 | 21.8 | 19 | 21.3 | 21.5 | 48.09 | 111.67 | 70.98 | 0.61 | 2.41
2019 | 6 | 24 | 11:00 | 4188 | 26 | 24.6 | 22.4 | 23.7 | 24.6 | 25.1 | 19.4 | 16.8 | 21.6 | 18.9 | 19.7 | 24.2 | 21.8 | 19 | 21.3 | 21.5 | 48.09 | 111.67 | 70.98 | 0.61 | 2.41
2019 | 6 | 24 | 12:00 | 4189 | 26.7 | 25.3 | 22 | 23.8 | 25.1 | 25.5 | 22.4 | 16.8 | 21.6 | 18.9 | 19.7 | 24.2 | 21.8 | 19 | 21.3 | 21.5 | 48.09 | 111.67 | 70.98 | 0.61 | 2.41
2019 | 6 | 24 | 13:00 | 4190 | 26.8 | 25.5 | 21.8 | 23.9 | 24.8 | 26.3 | 22.4 | 16.8 | 21.6 | 18.9 | 19.7 | 24.2 | 21.8 | 19 | 21.3 | 21.5 | 48.09 | 111.67 | 70.98 | 0.61 | 2.41
2019 | 6 | 24 | 14:00 | 4191 | 26.8 | 25.7 | 22 | 24.3 | 24.9 | 25.7 | 22.4 | 16.8 | 21.6 | 18.9 | 19.7 | 24.2 | 21.8 | 19 | 21.3 | 21.5 | 48.09 | 111.67 | 70.98 | 0.61 | 2.41
2019 | 6 | 24 | 15:00 | 4192 | 26.7 | 25.4 | 21.6 | 25 | 24.4 | 25.5 | 22.4 | 16.8 | 21.6 | 18.9 | 19.7 | 24.2 | 21.8 | 19 | 21.3 | 21.5 | 48.09 | 111.67 | 70.98 | 0.61 | 2.41
2019 | 6 | 24 | 16:00 | 4193 | 26.4 | 24.8 | 21.4 | 24.3 | 23.6 | 25 | 22.4 | 16.8 | 21.6 | 18.9 | 19.7 | 24.2 | 21.8 | 19 | 21.3 | 21.5 | 48.09 | 111.67 | 70.98 | 0.61 | 2.41
2019 | 6 | 24 | 17:00 | 4194 | 25.3 | 24.3 | 21 | 22.7 | 22.6 | 24.1 | 22.4 | 16.8 | 21.6 | 18.9 | 19.7 | 24.2 | 21.8 | 19 | 21.3 | 21.5 | 48.09 | 111.67 | 70.98 | 0.61 | 2.41
2019 | 6 | 24 | 18:00 | 4195 | 24.2 | 23.5 | 21.5 | 21.2 | 21 | 23.2 | 22.4 | 16.8 | 21.6 | 18.9 | 19.7 | 24.2 | 21.8 | 19 | 21.3 | 21.5 | 48.09 | 111.67 | 70.98 | 0.61 | 2.41
2019 | 6 | 24 | 19:00 | 4196 | 22 | 21.1 | 20.5 | 18.1 | 19.3 | 21.4 | 22.4 | 16.8 | 21.6 | 18.9 | 19.7 | 24.2 | 21.8 | 19 | 21.3 | 21.5 | 48.09 | 111.67 | 70.98 | 0.61 | 2.41
2019 | 6 | 24 | 20:00 | 4197 | 18.1 | 19.8 | 19.3 | 15.8 | 16.6 | 19.7 | 22.4 | 16.8 | 21.6 | 18.9 | 19.7 | 24.2 | 21.8 | 19 | 21.3 | 21.5 | 48.09 | 111.67 | 70.98 | 0.61 | 2.41
2019 | 6 | 24 | 21:00 | 4198 | 14.3 | 19.1 | 18.8 | 13.9 | 15.2 | 18.5 | 22.4 | 16.8 | 21.6 | 18.9 | 19.7 | 24.2 | 21.8 | 19 | 21.3 | 21.5 | 48.09 | 111.67 | 70.98 | 0.61 | 2.41
2019 | 6 | 24 | 22:00 | 4199 | 13.4 | 18 | 17.7 | 11.8 | 14.2 | 17.4 | 22.4 | 16.8 | 21.6 | 18.9 | 19.7 | 24.2 | 21.8 | 19 | 21.3 | 21.5 | 48.09 | 111.67 | 70.98 | 0.61 | 2.41
2019 | 6 | 24 | 23:00 | 4200 | 12.4 | 17.1 | 16.4 | 11 | 12.9 | 16.5 | 22.4 | 16.8 | 21.6 | 18.9 | 19.7 | 24.2 | 21.8 | 19 | 21.3 | 21.5 | 48.09 | 111.67 | 70.98 | 0.61 | 2.41
2019 | 6 | 25 | 0:00 | 4201 | 12.6 | 14.1 | 15.4 | 10.3 | 11.5 | 14.5 | 18.6 | 16.2 | 21.5 | 19.7 | 20.4 | 25 | 22 | 19.2 | 21.8 | 21.8 | 48.77 | 110.51 | 69.52 | 0.6 | 2.29
2019 | 6 | 25 | 1:00 | 4202 | 12.5 | 15 | 15.3 | 9.4 | 11.3 | 14.1 | 18.6 | 16.2 | 21.5 | 19.7 | 20.4 | 25 | 22 | 19.2 | 21.8 | 21.8 | 48.77 | 110.51 | 69.52 | 0.6 | 2.29
2019 | 6 | 25 | 2:00 | 4203 | 10.9 | 13.8 | 14.7 | 8.7 | 10.8 | 13 | 18.6 | 16.2 | 21.5 | 19.7 | 20.4 | 25 | 22 | 19.2 | 21.8 | 21.8 | 48.77 | 110.51 | 69.52 | 0.6 | 2.29
2019 | 6 | 25 | 3:00 | 4204 | 12.3 | 13.7 | 14.6 | 9.2 | 11.5 | 13.7 | 18.6 | 16.2 | 21.5 | 19.7 | 20.4 | 25 | 22 | 19.2 | 21.8 | 21.8 | 48.77 | 110.51 | 69.52 | 0.6 | 2.29
2019 | 6 | 25 | 4:00 | 4205 | 16.1 | 16.7 | 16.6 | 13.9 | 14.7 | 17 | 18.6 | 16.2 | 21.5 | 19.7 | 20.4 | 25 | 22 | 19.2 | 21.8 | 21.8 | 48.77 | 110.51 | 69.52 | 0.6 | 2.29
2019 | 6 | 25 | 5:00 | 4206 | 20.3 | 19.3 | 18.7 | 15.5 | 17.5 | 19.5 | 18.6 | 16.2 | 21.5 | 19.7 | 20.4 | 25 | 22 | 19.2 | 21.8 | 21.8 | 48.77 | 110.51 | 69.52 | 0.6 | 2.29
2019 | 6 | 25 | 6:00 | 4207 | 22.2 | 21.9 | 20.9 | 18.5 | 19.7 | 21.5 | 18.6 | 16.2 | 21.5 | 19.7 | 20.4 | 25 | 22 | 19.2 | 21.8 | 21.8 | 48.77 | 110.51 | 69.52 | 0.6 | 2.29
2019 | 6 | 25 | 7:00 | 4208 | 24.2 | 23.7 | 23.4 | 20.6 | 22.1 | 23.6 | 18.6 | 16.2 | 21.5 | 19.7 | 20.4 | 25 | 22 | 19.2 | 21.8 | 21.8 | 48.77 | 110.51 | 69.52 | 0.6 | 2.29
2019 | 6 | 25 | 8:00 | 4209 | 26.1 | 25.1 | 25.4 | 22.2 | 23.7 | 24.8 | 18.6 | 16.2 | 21.5 | 19.7 | 20.4 | 25 | 22 | 19.2 | 21.8 | 21.8 | 48.77 | 110.51 | 69.52 | 0.6 | 2.29
2019 | 6 | 25 | 9:00 | 4210 | 27.3 | 25.6 | 26.6 | 23.6 | 24.5 | 26 | 18.6 | 16.2 | 21.5 | 19.7 | 20.4 | 25 | 22 | 19.2 | 21.8 | 21.8 | 48.77 | 110.51 | 69.52 | 0.6 | 2.29
2019 | 6 | 25 | 10:00 | 4211 | 27.7 | 26.5 | 25.7 | 24.5 | 25.6 | 26.7 | 18.6 | 16.2 | 21.5 | 19.7 | 20.4 | 25 | 22 | 19.2 | 21.8 | 21.8 | 48.77 | 110.51 | 69.52 | 0.6 | 2.29
2019 | 6 | 25 | 11:00 | 4212 | 28.3 | 27.1 | 25.7 | 25.5 | 26.5 | 27.3 | 18.6 | 16.2 | 21.5 | 19.7 | 20.4 | 25 | 22 | 19.2 | 21.8 | 21.8 | 48.77 | 110.51 | 69.52 | 0.6 | 2.29
2019 | 6 | 25 | 12:00 | 4213 | 28.2 | 27.5 | 25.3 | 25.2 | 27.1 | 27.8 | 19.6 | 16.2 | 21.5 | 19.7 | 20.4 | 25 | 22 | 19.2 | 21.8 | 21.8 | 48.77 | 110.51 | 69.52 | 0.6 | 2.29
2019 | 6 | 25 | 13:00 | 4214 | 28.7 | 28.3 | 24.6 | 25.3 | 26.9 | 28.8 | 19.6 | 16.2 | 21.5 | 19.7 | 20.4 | 25 | 22 | 19.2 | 21.8 | 21.8 | 48.77 | 110.51 | 69.52 | 0.6 | 2.29
2019 | 6 | 25 | 14:00 | 4215 | 29.3 | 27.9 | 25.5 | 25.7 | 27.6 | 27.9 | 19.6 | 16.2 | 21.5 | 19.7 | 20.4 | 25 | 22 | 19.2 | 21.8 | 21.8 | 48.77 | 110.51 | 69.52 | 0.6 | 2.29
2019 | 6 | 25 | 15:00 | 4216 | 29.3 | 28 | 26.3 | 25.9 | 27.4 | 28.6 | 19.6 | 16.2 | 21.5 | 19.7 | 20.4 | 25 | 22 | 19.2 | 21.8 | 21.8 | 48.77 | 110.51 | 69.52 | 0.6 | 2.29
2019 | 6 | 25 | 16:00 | 4217 | 28.5 | 27.1 | 25.9 | 25.7 | 26.9 | 27.6 | 19.6 | 16.2 | 21.5 | 19.7 | 20.4 | 25 | 22 | 19.2 | 21.8 | 21.8 | 48.77 | 110.51 | 69.52 | 0.6 | 2.29
2019 | 6 | 25 | 17:00 | 4218 | 28.8 | 26.7 | 25.4 | 24.5 | 26.6 | 26.8 | 19.6 | 16.2 | 21.5 | 19.7 | 20.4 | 25 | 22 | 19.2 | 21.8 | 21.8 | 48.77 | 110.51 | 69.52 | 0.6 | 2.29
2019 | 6 | 25 | 18:00 | 4219 | 27.4 | 24.3 | 24.1 | 21.8 | 23.6 | 26 | 19.6 | 16.2 | 21.5 | 19.7 | 20.4 | 25 | 22 | 19.2 | 21.8 | 21.8 | 48.77 | 110.51 | 69.52 | 0.6 | 2.29
2019 | 6 | 25 | 19:00 | 4220 | 21.6 | 21.3 | 21.1 | 19 | 21.3 | 23.6 | 19.6 | 16.2 | 21.5 | 19.7 | 20.4 | 25 | 22 | 19.2 | 21.8 | 21.8 | 48.77 | 110.51 | 69.52 | 0.6 | 2.29
2019 | 6 | 25 | 20:00 | 4221 | 20.9 | 18.8 | 19.6 | 18.3 | 19.7 | 22 | 19.6 | 16.2 | 21.5 | 19.7 | 20.4 | 25 | 22 | 19.2 | 21.8 | 21.8 | 48.77 | 110.51 | 69.52 | 0.6 | 2.29
2019 | 6 | 25 | 21:00 | 4222 | 17.6 | 17.7 | 18.6 | 17.1 | 17.4 | 20.6 | 19.6 | 16.2 | 21.5 | 19.7 | 20.4 | 25 | 22 | 19.2 | 21.8 | 21.8 | 48.77 | 110.51 | 69.52 | 0.6 | 2.29
2019 | 6 | 25 | 22:00 | 4223 | 16.1 | 16.4 | 17 | 15.6 | 16.4 | 19.6 | 19.6 | 16.2 | 21.5 | 19.7 | 20.4 | 25 | 22 | 19.2 | 21.8 | 21.8 | 48.77 | 110.51 | 69.52 | 0.6 | 2.29
2019 | 6 | 25 | 23:00 | 4224 | 18.5 | 15.9 | 17.3 | 15.2 | 15.3 | 18.1 | 19.6 | 16.2 | 21.5 | 19.7 | 20.4 | 25 | 22 | 19.2 | 21.8 | 21.8 | 48.77 | 110.51 | 69.52 | 0.6 | 2.29
2019 | 6 | 26 | 0:00 | 4225 | 17.8 | 16 | 17.4 | 13.9 | 14.3 | 17.3 | 19.2 | 20.7 | 22 | 20.3 | 19.9 | 25 | 23.2 | 19.7 | 22.8 | 22.4 | 47.9 | 113.07 | 69.97 | 0.6 | 2.66
2019 | 6 | 26 | 1:00 | 4226 | 16.7 | 15.3 | 16.9 | 12.8 | 15.7 | 16.7 | 19.2 | 20.7 | 22 | 20.3 | 19.9 | 25 | 23.2 | 19.7 | 22.8 | 22.4 | 47.9 | 113.07 | 69.97 | 0.6 | 2.66
2019 | 6 | 26 | 2:00 | 4227 | 16.8 | 15.3 | 17.9 | 12.4 | 15.9 | 16 | 19.2 | 20.7 | 22 | 20.3 | 19.9 | 25 | 23.2 | 19.7 | 22.8 | 22.4 | 47.9 | 113.07 | 69.97 | 0.6 | 2.66
2019 | 6 | 26 | 3:00 | 4228 | 17.7 | 15.9 | 18.1 | 13.6 | 17.8 | 16 | 19.2 | 20.7 | 22 | 20.3 | 19.9 | 25 | 23.2 | 19.7 | 22.8 | 22.4 | 47.9 | 113.07 | 69.97 | 0.6 | 2.66
2019 | 6 | 26 | 4:00 | 4229 | 20.1 | 18.5 | 20.1 | 15.9 | 19.4 | 18 | 19.2 | 20.7 | 22 | 20.3 | 19.9 | 25 | 23.2 | 19.7 | 22.8 | 22.4 | 47.9 | 113.07 | 69.97 | 0.6 | 2.66
2019 | 6 | 26 | 5:00 | 4230 | 22.3 | 20.7 | 21.9 | 20.5 | 22.1 | 20.8 | 19.2 | 20.7 | 22 | 20.3 | 19.9 | 25 | 23.2 | 19.7 | 22.8 | 22.4 | 47.9 | 113.07 | 69.97 | 0.6 | 2.66
2019 | 6 | 26 | 6:00 | 4231 | 24.5 | 22.8 | 23.8 | 22.9 | 24.8 | 23.5 | 19.2 | 20.7 | 22 | 20.3 | 19.9 | 25 | 23.2 | 19.7 | 22.8 | 22.4 | 47.9 | 113.07 | 69.97 | 0.6 | 2.66
2019 | 6 | 26 | 7:00 | 4232 | 26 | 24.9 | 25.9 | 23.7 | 27 | 25.7 | 19.2 | 20.7 | 22 | 20.3 | 19.9 | 25 | 23.2 | 19.7 | 22.8 | 22.4 | 47.9 | 113.07 | 69.97 | 0.6 | 2.66
2019 | 6 | 26 | 8:00 | 4233 | 28.3 | 26.7 | 26.6 | 25.3 | 28.3 | 28.3 | 19.2 | 20.7 | 22 | 20.3 | 19.9 | 25 | 23.2 | 19.7 | 22.8 | 22.4 | 47.9 | 113.07 | 69.97 | 0.6 | 2.66
2019 | 6 | 26 | 9:00 | 4234 | 29.4 | 27.8 | 26.3 | 25.8 | 28.5 | 28.8 | 19.2 | 20.7 | 22 | 20.3 | 19.9 | 25 | 23.2 | 19.7 | 22.8 | 22.4 | 47.9 | 113.07 | 69.97 | 0.6 | 2.66
2019 | 6 | 26 | 10:00 | 4235 | 30.6 | 28.9 | 26.4 | 27.9 | 29.7 | 29.7 | 19.2 | 20.7 | 22 | 20.3 | 19.9 | 25 | 23.2 | 19.7 | 22.8 | 22.4 | 47.9 | 113.07 | 69.97 | 0.6 | 2.66
2019 | 6 | 26 | 11:00 | 4236 | 32 | 29.5 | 25.2 | 28.6 | 30.3 | 30 | 19.2 | 20.7 | 22 | 20.3 | 19.9 | 25 | 23.2 | 19.7 | 22.8 | 22.4 | 47.9 | 113.07 | 69.97 | 0.6 | 2.66
2019 | 6 | 26 | 12:00 | 4237 | 32.3 | 30.2 | 24.2 | 29.8 | 29.9 | 30.1 | 24.2 | 20.7 | 22 | 20.3 | 19.9 | 25 | 23.2 | 19.7 | 22.8 | 22.4 | 47.9 | 113.07 | 69.97 | 0.6 | 2.66
2019 | 6 | 26 | 13:00 | 4238 | 32.6 | 31.2 | 24.6 | 28.8 | 30.5 | 31.1 | 24.2 | 20.7 | 22 | 20.3 | 19.9 | 25 | 23.2 | 19.7 | 22.8 | 22.4 | 47.9 | 113.07 | 69.97 | 0.6 | 2.66
2019 | 6 | 26 | 14:00 | 4239 | 33 | 30.1 | 23.8 | 29.3 | 30.3 | 31.9 | 24.2 | 20.7 | 22 | 20.3 | 19.9 | 25 | 23.2 | 19.7 | 22.8 | 22.4 | 47.9 | 113.07 | 69.97 | 0.6 | 2.66
2019 | 6 | 26 | 15:00 | 4240 | 32 | 30.1 | 24.3 | 28.9 | 31.3 | 30.6 | 24.2 | 20.7 | 22 | 20.3 | 19.9 | 25 | 23.2 | 19.7 | 22.8 | 22.4 | 47.9 | 113.07 | 69.97 | 0.6 | 2.66
2019 | 6 | 26 | 16:00 | 4241 | 31.1 | 29.6 | 23.1 | 27.4 | 29.8 | 31.8 | 24.2 | 20.7 | 22 | 20.3 | 19.9 | 25 | 23.2 | 19.7 | 22.8 | 22.4 | 47.9 | 113.07 | 69.97 | 0.6 | 2.66
2019 | 6 | 26 | 17:00 | 4242 | 30 | 29.3 | 23.2 | 26.2 | 29.2 | 30.7 | 24.2 | 20.7 | 22 | 20.3 | 19.9 | 25 | 23.2 | 19.7 | 22.8 | 22.4 | 47.9 | 113.07 | 69.97 | 0.6 | 2.66
2019 | 6 | 26 | 18:00 | 4243 | 29 | 27.6 | 22.2 | 24.6 | 27.6 | 29.1 | 24.2 | 20.7 | 22 | 20.3 | 19.9 | 25 | 23.2 | 19.7 | 22.8 | 22.4 | 47.9 | 113.07 | 69.97 | 0.6 | 2.66
2019 | 6 | 26 | 19:00 | 4244 | 26.2 | 25.1 | 22 | 23.5 | 25.9 | 27.6 | 24.2 | 20.7 | 22 | 20.3 | 19.9 | 25 | 23.2 | 19.7 | 22.8 | 22.4 | 47.9 | 113.07 | 69.97 | 0.6 | 2.66
2019 | 6 | 26 | 20:00 | 4245 | 25.4 | 24.1 | 20.7 | 21.3 | 23.4 | 26 | 24.2 | 20.7 | 22 | 20.3 | 19.9 | 25 | 23.2 | 19.7 | 22.8 | 22.4 | 47.9 | 113.07 | 69.97 | 0.6 | 2.66
2019 | 6 | 26 | 21:00 | 4246 | 23.7 | 24.1 | 20.1 | 19.1 | 23.1 | 25.2 | 24.2 | 20.7 | 22 | 20.3 | 19.9 | 25 | 23.2 | 19.7 | 22.8 | 22.4 | 47.9 | 113.07 | 69.97 | 0.6 | 2.66
2019 | 6 | 26 | 22:00 | 4247 | 21.7 | 22.2 | 21.2 | 18.7 | 21 | 23.8 | 24.2 | 20.7 | 22 | 20.3 | 19.9 | 25 | 23.2 | 19.7 | 22.8 | 22.4 | 47.9 | 113.07 | 69.97 | 0.6 | 2.66
2019 | 6 | 26 | 23:00 | 4248 | 21.1 | 21 | 20.5 | 16.3 | 19.9 | 20.2 | 24.2 | 20.7 | 22 | 20.3 | 19.9 | 25 | 23.2 | 19.7 | 22.8 | 22.4 | 47.9 | 113.07 | 69.97 | 0.6 | 2.66
2019 | 6 | 27 | 0:00 | 4249 | 20.5 | 20.4 | 20.3 | 16.1 | 19.5 | 20 | 20.4 | 20.4 | 21.9 | 20.5 | 18.4 | 24.2 | 21.8 | 19.9 | 22.1 | 21.3 | 47.79 | 107.21 | 71.14 | 0.65 | 2.12
2019 | 6 | 27 | 1:00 | 4250 | 20.8 | 20.5 | 19.7 | 16.4 | 18.9 | 19.7 | 20.4 | 20.4 | 21.9 | 20.5 | 18.4 | 24.2 | 21.8 | 19.9 | 22.1 | 21.3 | 47.79 | 107.21 | 71.14 | 0.65 | 2.12
2019 | 6 | 27 | 2:00 | 4251 | 21.4 | 20 | 19.4 | 16.6 | 17.9 | 19.5 | 20.4 | 20.4 | 21.9 | 20.5 | 18.4 | 24.2 | 21.8 | 19.9 | 22.1 | 21.3 | 47.79 | 107.21 | 71.14 | 0.65 | 2.12
2019 | 6 | 27 | 3:00 | 4252 | 20 | 19.8 | 18.8 | 16.9 | 17.4 | 19.7 | 20.4 | 20.4 | 21.9 | 20.5 | 18.4 | 24.2 | 21.8 | 19.9 | 22.1 | 21.3 | 47.79 | 107.21 | 71.14 | 0.65 | 2.12
2019 | 6 | 27 | 4:00 | 4253 | 19.2 | 19.6 | 18.3 | 16.4 | 17.8 | 19.9 | 20.4 | 20.4 | 21.9 | 20.5 | 18.4 | 24.2 | 21.8 | 19.9 | 22.1 | 21.3 | 47.79 | 107.21 | 71.14 | 0.65 | 2.12
2019 | 6 | 27 | 5:00 | 4254 | 19.4 | 19.9 | 17.8 | 16.3 | 17.8 | 19.3 | 20.4 | 20.4 | 21.9 | 20.5 | 18.4 | 24.2 | 21.8 | 19.9 | 22.1 | 21.3 | 47.79 | 107.21 | 71.14 | 0.65 | 2.12
2019 | 6 | 27 | 6:00 | 4255 | 20.3 | 20.3 | 17.1 | 15.6 | 17.1 | 19.5 | 20.4 | 20.4 | 21.9 | 20.5 | 18.4 | 24.2 | 21.8 | 19.9 | 22.1 | 21.3 | 47.79 | 107.21 | 71.14 | 0.65 | 2.12
2019 | 6 | 27 | 7:00 | 4256 | 21.2 | 19.7 | 17.2 | 16.6 | 17.4 | 21.2 | 20.4 | 20.4 | 21.9 | 20.5 | 18.4 | 24.2 | 21.8 | 19.9 | 22.1 | 21.3 | 47.79 | 107.21 | 71.14 | 0.65 | 2.12
2019 | 6 | 27 | 8:00 | 4257 | 21.4 | 18.9 | 18.4 | 17.7 | 16.3 | 20.4 | 20.4 | 20.4 | 21.9 | 20.5 | 18.4 | 24.2 | 21.8 | 19.9 | 22.1 | 21.3 | 47.79 | 107.21 | 71.14 | 0.65 | 2.12
2019 | 6 | 27 | 9:00 | 4258 | 20.1 | 17.1 | 18.9 | 18 | 18 | 20.1 | 20.4 | 20.4 | 21.9 | 20.5 | 18.4 | 24.2 | 21.8 | 19.9 | 22.1 | 21.3 | 47.79 | 107.21 | 71.14 | 0.65 | 2.12
2019 | 6 | 27 | 10:00 | 4259 | 19.5 | 17 | 18.5 | 18.1 | 19 | 16.7 | 20.4 | 20.4 | 21.9 | 20.5 | 18.4 | 24.2 | 21.8 | 19.9 | 22.1 | 21.3 | 47.79 | 107.21 | 71.14 | 0.65 | 2.12
2019 | 6 | 27 | 11:00 | 4260 | 19.5 | 19.4 | 18.8 | 18.8 | 19.7 | 17.4 | 20.4 | 20.4 | 21.9 | 20.5 | 18.4 | 24.2 | 21.8 | 19.9 | 22.1 | 21.3 | 47.79 | 107.21 | 71.14 | 0.65 | 2.12
2019 | 6 | 27 | 12:00 | 4261 | 20.5 | 20.4 | 18.7 | 19.7 | 19.6 | 18.1 | 21 | 20.4 | 21.9 | 20.5 | 18.4 | 24.2 | 21.8 | 19.9 | 22.1 | 21.3 | 47.79 | 107.21 | 71.14 | 0.65 | 2.12
2019 | 6 | 27 | 13:00 | 4262 | 21.1 | 21.1 | 18.1 | 19.5 | 21 | 18 | 21 | 20.4 | 21.9 | 20.5 | 18.4 | 24.2 | 21.8 | 19.9 | 22.1 | 21.3 | 47.79 | 107.21 | 71.14 | 0.65 | 2.12
2019 | 6 | 27 | 14:00 | 4263 | 22.6 | 21.4 | 17.5 | 18.6 | 20.6 | 18.5 | 21 | 20.4 | 21.9 | 20.5 | 18.4 | 24.2 | 21.8 | 19.9 | 22.1 | 21.3 | 47.79 | 107.21 | 71.14 | 0.65 | 2.12
2019 | 6 | 27 | 15:00 | 4264 | 22.3 | 21.2 | 17.2 | 17.7 | 20.3 | 20.3 | 21 | 20.4 | 21.9 | 20.5 | 18.4 | 24.2 | 21.8 | 19.9 | 22.1 | 21.3 | 47.79 | 107.21 | 71.14 | 0.65 | 2.12
2019 | 6 | 27 | 16:00 | 4265 | 21.8 | 20.7 | 16.3 | 16 | 19.3 | 19.8 | 21 | 20.4 | 21.9 | 20.5 | 18.4 | 24.2 | 21.8 | 19.9 | 22.1 | 21.3 | 47.79 | 107.21 | 71.14 | 0.65 | 2.12
2019 | 6 | 27 | 17:00 | 4266 | 21 | 19.9 | 15.8 | 16.3 | 17.6 | 19.7 | 21 | 20.4 | 21.9 | 20.5 | 18.4 | 24.2 | 21.8 | 19.9 | 22.1 | 21.3 | 47.79 | 107.21 | 71.14 | 0.65 | 2.12
2019 | 6 | 27 | 18:00 | 4267 | 19.4 | 18.5 | 14.9 | 15.3 | 16.2 | 18.4 | 21 | 20.4 | 21.9 | 20.5 | 18.4 | 24.2 | 21.8 | 19.9 | 22.1 | 21.3 | 47.79 | 107.21 | 71.14 | 0.65 | 2.12
2019 | 6 | 27 | 19:00 | 4268 | 17.3 | 16.5 | 14 | 14.4 | 15.2 | 17 | 21 | 20.4 | 21.9 | 20.5 | 18.4 | 24.2 | 21.8 | 19.9 | 22.1 | 21.3 | 47.79 | 107.21 | 71.14 | 0.65 | 2.12
2019 | 6 | 27 | 20:00 | 4269 | 15.9 | 14.9 | 13.6 | 13.2 | 14.1 | 15.9 | 21 | 20.4 | 21.9 | 20.5 | 18.4 | 24.2 | 21.8 | 19.9 | 22.1 | 21.3 | 47.79 | 107.21 | 71.14 | 0.65 | 2.12
2019 | 6 | 27 | 21:00 | 4270 | 14.4 | 13.7 | 13.8 | 12.4 | 13 | 14.8 | 21 | 20.4 | 21.9 | 20.5 | 18.4 | 24.2 | 21.8 | 19.9 | 22.1 | 21.3 | 47.79 | 107.21 | 71.14 | 0.65 | 2.12
2019 | 6 | 27 | 22:00 | 4271 | 13.1 | 12.8 | 13.6 | 12 | 12.1 | 13.6 | 21 | 20.4 | 21.9 | 20.5 | 18.4 | 24.2 | 21.8 | 19.9 | 22.1 | 21.3 | 47.79 | 107.21 | 71.14 | 0.65 | 2.12
2019 | 6 | 27 | 23:00 | 4272 | 12.1 | 12.1 | 12.8 | 11.7 | 11.2 | 12.6 | 21 | 20.4 | 21.9 | 20.5 | 18.4 | 24.2 | 21.8 | 19.9 | 22.1 | 21.3 | 47.79 | 107.21 | 71.14 | 0.65 | 2.12
2019 | 6 | 28 | 0:00 | 4273 | 10.9 | 11.4 | 13.4 | 11.6 | 10.9 | 11.9 | 14.2 | 18.8 | 21.1 | 19 | 17.5 | 21.1 | 19.2 | 18.7 | 19.9 | 19.9 | 47.13 | 106.1 | 67.65 | 0.55 | 1.85
2019 | 6 | 28 | 1:00 | 4274 | 9.9 | 10.8 | 13.2 | 11.2 | 10.8 | 11.3 | 14.2 | 18.8 | 21.1 | 19 | 17.5 | 21.1 | 19.2 | 18.7 | 19.9 | 19.9 | 47.13 | 106.1 | 67.65 | 0.55 | 1.85
2019 | 6 | 28 | 2:00 | 4275 | 9.5 | 10.5 | 12.7 | 11.2 | 11.5 | 10.8 | 14.2 | 18.8 | 21.1 | 19 | 17.5 | 21.1 | 19.2 | 18.7 | 19.9 | 19.9 | 47.13 | 106.1 | 67.65 | 0.55 | 1.85
2019 | 6 | 28 | 3:00 | 4276 | 9.6 | 10.5 | 13.3 | 11.4 | 11.9 | 10.6 | 14.2 | 18.8 | 21.1 | 19 | 17.5 | 21.1 | 19.2 | 18.7 | 19.9 | 19.9 | 47.13 | 106.1 | 67.65 | 0.55 | 1.85
2019 | 6 | 28 | 4:00 | 4277 | 11.3 | 12.1 | 14.7 | 12.7 | 12.4 | 11.4 | 14.2 | 18.8 | 21.1 | 19 | 17.5 | 21.1 | 19.2 | 18.7 | 19.9 | 19.9 | 47.13 | 106.1 | 67.65 | 0.55 | 1.85
2019 | 6 | 28 | 5:00 | 4278 | 12.9 | 13 | 15.4 | 14.5 | 13.9 | 12.7 | 14.2 | 18.8 | 21.1 | 19 | 17.5 | 21.1 | 19.2 | 18.7 | 19.9 | 19.9 | 47.13 | 106.1 | 67.65 | 0.55 | 1.85
2019 | 6 | 28 | 6:00 | 4279 | 15.1 | 14.9 | 16 | 16.1 | 15.4 | 13.9 | 14.2 | 18.8 | 21.1 | 19 | 17.5 | 21.1 | 19.2 | 18.7 | 19.9 | 19.9 | 47.13 | 106.1 | 67.65 | 0.55 | 1.85
2019 | 6 | 28 | 7:00 | 4280 | 15.6 | 16.4 | 15.6 | 17.4 | 16.9 | 15.3 | 14.2 | 18.8 | 21.1 | 19 | 17.5 | 21.1 | 19.2 | 18.7 | 19.9 | 19.9 | 47.13 | 106.1 | 67.65 | 0.55 | 1.85
2019 | 6 | 28 | 8:00 | 4281 | 17.5 | 17.2 | 16.5 | 18.4 | 17.6 | 15.8 | 14.2 | 18.8 | 21.1 | 19 | 17.5 | 21.1 | 19.2 | 18.7 | 19.9 | 19.9 | 47.13 | 106.1 | 67.65 | 0.55 | 1.85
2019 | 6 | 28 | 9:00 | 4282 | 18.6 | 18.3 | 16.7 | 19.1 | 18.7 | 17.1 | 14.2 | 18.8 | 21.1 | 19 | 17.5 | 21.1 | 19.2 | 18.7 | 19.9 | 19.9 | 47.13 | 106.1 | 67.65 | 0.55 | 1.85
2019 | 6 | 28 | 10:00 | 4283 | 19.3 | 18.6 | 17.5 | 19.6 | 19.7 | 18.2 | 14.2 | 18.8 | 21.1 | 19 | 17.5 | 21.1 | 19.2 | 18.7 | 19.9 | 19.9 | 47.13 | 106.1 | 67.65 | 0.55 | 1.85
2019 | 6 | 28 | 11:00 | 4284 | 20.8 | 19.8 | 17.8 | 19.3 | 20.1 | 18.7 | 14.2 | 18.8 | 21.1 | 19 | 17.5 | 21.1 | 19.2 | 18.7 | 19.9 | 19.9 | 47.13 | 106.1 | 67.65 | 0.55 | 1.85
2019 | 6 | 28 | 12:00 | 4285 | 21 | 20.4 | 17.3 | 19.7 | 20.2 | 19.8 | 15.2 | 18.8 | 21.1 | 19 | 17.5 | 21.1 | 19.2 | 18.7 | 19.9 | 19.9 | 47.13 | 106.1 | 67.65 | 0.55 | 1.85
2019 | 6 | 28 | 13:00 | 4286 | 21.2 | 20.6 | 17.2 | 19.1 | 20.5 | 20.4 | 15.2 | 18.8 | 21.1 | 19 | 17.5 | 21.1 | 19.2 | 18.7 | 19.9 | 19.9 | 47.13 | 106.1 | 67.65 | 0.55 | 1.85
2019 | 6 | 28 | 14:00 | 4287 | 20.9 | 20.9 | 17.2 | 18.8 | 20.3 | 20.5 | 15.2 | 18.8 | 21.1 | 19 | 17.5 | 21.1 | 19.2 | 18.7 | 19.9 | 19.9 | 47.13 | 106.1 | 67.65 | 0.55 | 1.85
2019 | 6 | 28 | 15:00 | 4288 | 22.5 | 20.3 | 17.5 | 18.7 | 20 | 20.6 | 15.2 | 18.8 | 21.1 | 19 | 17.5 | 21.1 | 19.2 | 18.7 | 19.9 | 19.9 | 47.13 | 106.1 | 67.65 | 0.55 | 1.85
2019 | 6 | 28 | 16:00 | 4289 | 21 | 20.9 | 16.1 | 17.7 | 19.9 | 19.8 | 15.2 | 18.8 | 21.1 | 19 | 17.5 | 21.1 | 19.2 | 18.7 | 19.9 | 19.9 | 47.13 | 106.1 | 67.65 | 0.55 | 1.85
2019 | 6 | 28 | 17:00 | 4290 | 20.5 | 20.1 | 15.6 | 16.7 | 19.1 | 19.3 | 15.2 | 18.8 | 21.1 | 19 | 17.5 | 21.1 | 19.2 | 18.7 | 19.9 | 19.9 | 47.13 | 106.1 | 67.65 | 0.55 | 1.85
2019 | 6 | 28 | 18:00 | 4291 | 19.3 | 18.8 | 14.4 | 15.1 | 17.6 | 18.3 | 15.2 | 18.8 | 21.1 | 19 | 17.5 | 21.1 | 19.2 | 18.7 | 19.9 | 19.9 | 47.13 | 106.1 | 67.65 | 0.55 | 1.85
2019 | 6 | 28 | 19:00 | 4292 | 16.9 | 16.8 | 12.1 | 13.3 | 15.6 | 16.7 | 15.2 | 18.8 | 21.1 | 19 | 17.5 | 21.1 | 19.2 | 18.7 | 19.9 | 19.9 | 47.13 | 106.1 | 67.65 | 0.55 | 1.85
2019 | 6 | 28 | 20:00 | 4293 | 15.1 | 15.2 | 12.7 | 11.7 | 13.8 | 15.1 | 15.2 | 18.8 | 21.1 | 19 | 17.5 | 21.1 | 19.2 | 18.7 | 19.9 | 19.9 | 47.13 | 106.1 | 67.65 | 0.55 | 1.85
2019 | 6 | 28 | 21:00 | 4294 | 12 | 13.9 | 12.1 | 10.8 | 12.4 | 14.1 | 15.2 | 18.8 | 21.1 | 19 | 17.5 | 21.1 | 19.2 | 18.7 | 19.9 | 19.9 | 47.13 | 106.1 | 67.65 | 0.55 | 1.85
2019 | 6 | 28 | 22:00 | 4295 | 11 | 12.7 | 9.6 | 10.4 | 11.3 | 12.7 | 15.2 | 18.8 | 21.1 | 19 | 17.5 | 21.1 | 19.2 | 18.7 | 19.9 | 19.9 | 47.13 | 106.1 | 67.65 | 0.55 | 1.85
2019 | 6 | 28 | 23:00 | 4296 | 9.8 | 11.7 | 9 | 9.6 | 10 | 11.7 | 15.2 | 18.8 | 21.1 | 19 | 17.5 | 21.1 | 19.2 | 18.7 | 19.9 | 19.9 | 47.13 | 106.1 | 67.65 | 0.55 | 1.85
2019 | 6 | 29 | 0:00 | 4297 | 9.7 | 10.3 | 9.4 | 8.4 | 9.4 | 11.3 | 13.2 | 18 | 20.6 | 17.9 | 16.7 | 20.1 | 17.7 | 18.1 | 18.9 | 20.2 | 46.58 | 100.78 | 67.15 | 0.53 | 1.22
2019 | 6 | 29 | 1:00 | 4298 | 8.7 | 9.6 | 9.5 | 9.3 | 9.4 | 10.4 | 13.2 | 18 | 20.6 | 17.9 | 16.7 | 20.1 | 17.7 | 18.1 | 18.9 | 20.2 | 46.58 | 100.78 | 67.15 | 0.53 | 1.22
2019 | 6 | 29 | 2:00 | 4299 | 7.6 | 9.8 | 8.6 | 8.7 | 9.7 | 9.9 | 13.2 | 18 | 20.6 | 17.9 | 16.7 | 20.1 | 17.7 | 18.1 | 18.9 | 20.2 | 46.58 | 100.78 | 67.15 | 0.53 | 1.22
2019 | 6 | 29 | 3:00 | 4300 | 7.9 | 9.9 | 8.8 | 8.9 | 9.8 | 10.4 | 13.2 | 18 | 20.6 | 17.9 | 16.7 | 20.1 | 17.7 | 18.1 | 18.9 | 20.2 | 46.58 | 100.78 | 67.15 | 0.53 | 1.22
2019 | 6 | 29 | 4:00 | 4301 | 9.5 | 10.6 | 13.6 | 10.4 | 10.5 | 10.4 | 13.2 | 18 | 20.6 | 17.9 | 16.7 | 20.1 | 17.7 | 18.1 | 18.9 | 20.2 | 46.58 | 100.78 | 67.15 | 0.53 | 1.22
2019 | 6 | 29 | 5:00 | 4302 | 11.1 | 11.8 | 14 | 13 | 11.8 | 11.4 | 13.2 | 18 | 20.6 | 17.9 | 16.7 | 20.1 | 17.7 | 18.1 | 18.9 | 20.2 | 46.58 | 100.78 | 67.15 | 0.53 | 1.22
2019 | 6 | 29 | 6:00 | 4303 | 13.3 | 13.4 | 14.7 | 15.3 | 15.8 | 12.8 | 13.2 | 18 | 20.6 | 17.9 | 16.7 | 20.1 | 17.7 | 18.1 | 18.9 | 20.2 | 46.58 | 100.78 | 67.15 | 0.53 | 1.22
2019 | 6 | 29 | 7:00 | 4304 | 16.7 | 16.2 | 14.6 | 15.8 | 16.5 | 14 | 13.2 | 18 | 20.6 | 17.9 | 16.7 | 20.1 | 17.7 | 18.1 | 18.9 | 20.2 | 46.58 | 100.78 | 67.15 | 0.53 | 1.22
2019 | 6 | 29 | 8:00 | 4305 | 17.7 | 17.2 | 14.9 | 16.6 | 17.6 | 15.6 | 13.2 | 18 | 20.6 | 17.9 | 16.7 | 20.1 | 17.7 | 18.1 | 18.9 | 20.2 | 46.58 | 100.78 | 67.15 | 0.53 | 1.22
2019 | 6 | 29 | 9:00 | 4306 | 19.4 | 19.1 | 15.6 | 16.9 | 18.5 | 17.2 | 13.2 | 18 | 20.6 | 17.9 | 16.7 | 20.1 | 17.7 | 18.1 | 18.9 | 20.2 | 46.58 | 100.78 | 67.15 | 0.53 | 1.22
2019 | 6 | 29 | 10:00 | 4307 | 21.4 | 19.2 | 16.4 | 17.1 | 19.2 | 18.2 | 13.2 | 18 | 20.6 | 17.9 | 16.7 | 20.1 | 17.7 | 18.1 | 18.9 | 20.2 | 46.58 | 100.78 | 67.15 | 0.53 | 1.22
2019 | 6 | 29 | 11:00 | 4308 | 21.1 | 19.5 | 16.8 | 18.7 | 18.9 | 18.7 | 13.2 | 18 | 20.6 | 17.9 | 16.7 | 20.1 | 17.7 | 18.1 | 18.9 | 20.2 | 46.58 | 100.78 | 67.15 | 0.53 | 1.22
2019 | 6 | 29 | 12:00 | 4309 | 20.9 | 19.1 | 19.7 | 21.8 | 18.6 | 19.1 | 19.4 | 18 | 20.6 | 17.9 | 16.7 | 20.1 | 17.7 | 18.1 | 18.9 | 20.2 | 46.58 | 100.78 | 67.15 | 0.53 | 1.22
2019 | 6 | 29 | 13:00 | 4310 | 21 | 19.1 | 20.7 | 22.3 | 20.6 | 19.1 | 19.4 | 18 | 20.6 | 17.9 | 16.7 | 20.1 | 17.7 | 18.1 | 18.9 | 20.2 | 46.58 | 100.78 | 67.15 | 0.53 | 1.22
2019 | 6 | 29 | 14:00 | 4311 | 19.9 | 19.1 | 20.5 | 22.7 | 22 | 18.6 | 19.4 | 18 | 20.6 | 17.9 | 16.7 | 20.1 | 17.7 | 18.1 | 18.9 | 20.2 | 46.58 | 100.78 | 67.15 | 0.53 | 1.22
2019 | 6 | 29 | 15:00 | 4312 | 20.5 | 21.1 | 18.5 | 22.5 | 24.1 | 18.6 | 19.4 | 18 | 20.6 | 17.9 | 16.7 | 20.1 | 17.7 | 18.1 | 18.9 | 20.2 | 46.58 | 100.78 | 67.15 | 0.53 | 1.22
2019 | 6 | 29 | 16:00 | 4313 | 21.7 | 22.1 | 18 | 21.3 | 23.1 | 19.2 | 19.4 | 18 | 20.6 | 17.9 | 16.7 | 20.1 | 17.7 | 18.1 | 18.9 | 20.2 | 46.58 | 100.78 | 67.15 | 0.53 | 1.22
2019 | 6 | 29 | 17:00 | 4314 | 21.4 | 21 | 18.9 | 19.9 | 22.2 | 19.1 | 19.4 | 18 | 20.6 | 17.9 | 16.7 | 20.1 | 17.7 | 18.1 | 18.9 | 20.2 | 46.58 | 100.78 | 67.15 | 0.53 | 1.22
2019 | 6 | 29 | 18:00 | 4315 | 21 | 20.3 | 17.9 | 19.3 | 21 | 18.2 | 19.4 | 18 | 20.6 | 17.9 | 16.7 | 20.1 | 17.7 | 18.1 | 18.9 | 20.2 | 46.58 | 100.78 | 67.15 | 0.53 | 1.22
2019 | 6 | 29 | 19:00 | 4316 | 19.8 | 19.6 | 17.1 | 18 | 18.8 | 17.6 | 19.4 | 18 | 20.6 | 17.9 | 16.7 | 20.1 | 17.7 | 18.1 | 18.9 | 20.2 | 46.58 | 100.78 | 67.15 | 0.53 | 1.22
2019 | 6 | 29 | 20:00 | 4317 | 18.1 | 18 | 15.8 | 17.1 | 17.5 | 17.7 | 19.4 | 18 | 20.6 | 17.9 | 16.7 | 20.1 | 17.7 | 18.1 | 18.9 | 20.2 | 46.58 | 100.78 | 67.15 | 0.53 | 1.22
2019 | 6 | 29 | 21:00 | 4318 | 15.9 | 16.7 | 16.3 | 16.4 | 16.7 | 18.1 | 19.4 | 18 | 20.6 | 17.9 | 16.7 | 20.1 | 17.7 | 18.1 | 18.9 | 20.2 | 46.58 | 100.78 | 67.15 | 0.53 | 1.22
2019 | 6 | 29 | 22:00 | 4319 | 14.9 | 13.9 | 16 | 16.2 | 16.1 | 17.3 | 19.4 | 18 | 20.6 | 17.9 | 16.7 | 20.1 | 17.7 | 18.1 | 18.9 | 20.2 | 46.58 | 100.78 | 67.15 | 0.53 | 1.22
2019 | 6 | 29 | 23:00 | 4320 | 14.6 | 14.5 | 15.5 | 15.9 | 15.6 | 15.8 | 19.4 | 18 | 20.6 | 17.9 | 16.7 | 20.1 | 17.7 | 18.1 | 18.9 | 20.2 | 46.58 | 100.78 | 67.15 | 0.53 | 1.22
2019 | 6 | 30 | 0:00 | 4321 | 15.3 | 13.9 | 15.3 | 15.5 | 15.6 | 15.4 | 17.6 | 15 | 21.2 | 19.2 | 16.3 | 21.3 | 19.5 | 18.7 | 20.5 | 21.3 | 45.85 | 94.26 | 68.27 | 0.48 | 1.87
2019 | 6 | 30 | 1:00 | 4322 | 14.7 | 13 | 15.1 | 15.1 | 15.5 | 15.4 | 17.6 | 15 | 21.2 | 19.2 | 16.3 | 21.3 | 19.5 | 18.7 | 20.5 | 21.3 | 45.85 | 94.26 | 68.27 | 0.48 | 1.87
2019 | 6 | 30 | 2:00 | 4323 | 14.9 | 13.7 | 14.7 | 14.7 | 15.3 | 14.4 | 17.6 | 15 | 21.2 | 19.2 | 16.3 | 21.3 | 19.5 | 18.7 | 20.5 | 21.3 | 45.85 | 94.26 | 68.27 | 0.48 | 1.87
2019 | 6 | 30 | 3:00 | 4324 | 14.9 | 14 | 15.8 | 14.7 | 15.6 | 15.1 | 17.6 | 15 | 21.2 | 19.2 | 16.3 | 21.3 | 19.5 | 18.7 | 20.5 | 21.3 | 45.85 | 94.26 | 68.27 | 0.48 | 1.87
2019 | 6 | 30 | 4:00 | 4325 | 16.2 | 15.5 | 16.9 | 16.1 | 16.3 | 16 | 17.6 | 15 | 21.2 | 19.2 | 16.3 | 21.3 | 19.5 | 18.7 | 20.5 | 21.3 | 45.85 | 94.26 | 68.27 | 0.48 | 1.87
2019 | 6 | 30 | 5:00 | 4326 | 18.5 | 17.4 | 17.7 | 18.4 | 17.5 | 17.6 | 17.6 | 15 | 21.2 | 19.2 | 16.3 | 21.3 | 19.5 | 18.7 | 20.5 | 21.3 | 45.85 | 94.26 | 68.27 | 0.48 | 1.87
2019 | 6 | 30 | 6:00 | 4327 | 20.6 | 19.7 | 18.5 | 20.3 | 19.7 | 18.5 | 17.6 | 15 | 21.2 | 19.2 | 16.3 | 21.3 | 19.5 | 18.7 | 20.5 | 21.3 | 45.85 | 94.26 | 68.27 | 0.48 | 1.87
2019 | 6 | 30 | 7:00 | 4328 | 21.9 | 21.7 | 20 | 21.9 | 22.2 | 20.7 | 17.6 | 15 | 21.2 | 19.2 | 16.3 | 21.3 | 19.5 | 18.7 | 20.5 | 21.3 | 45.85 | 94.26 | 68.27 | 0.48 | 1.87
2019 | 6 | 30 | 8:00 | 4329 | 23.9 | 23.1 | 20 | 23.4 | 24.7 | 23.9 | 17.6 | 15 | 21.2 | 19.2 | 16.3 | 21.3 | 19.5 | 18.7 | 20.5 | 21.3 | 45.85 | 94.26 | 68.27 | 0.48 | 1.87
2019 | 6 | 30 | 9:00 | 4330 | 25.9 | 25.2 | 20.7 | 24.8 | 26.4 | 25.5 | 17.6 | 15 | 21.2 | 19.2 | 16.3 | 21.3 | 19.5 | 18.7 | 20.5 | 21.3 | 45.85 | 94.26 | 68.27 | 0.48 | 1.87
2019 | 6 | 30 | 10:00 | 4331 | 27.5 | 25.8 | 20.5 | 25.6 | 27.8 | 26.5 | 17.6 | 15 | 21.2 | 19.2 | 16.3 | 21.3 | 19.5 | 18.7 | 20.5 | 21.3 | 45.85 | 94.26 | 68.27 | 0.48 | 1.87
2019 | 6 | 30 | 11:00 | 4332 | 28.6 | 27.4 | 20.7 | 26.4 | 28.6 | 27.2 | 17.6 | 15 | 21.2 | 19.2 | 16.3 | 21.3 | 19.5 | 18.7 | 20.5 | 21.3 | 45.85 | 94.26 | 68.27 | 0.48 | 1.87
2019 | 6 | 30 | 12:00 | 4333 | 28.9 | 28.1 | 20.3 | 26.2 | 29.4 | 28.5 | 20.6 | 15 | 21.2 | 19.2 | 16.3 | 21.3 | 19.5 | 18.7 | 20.5 | 21.3 | 45.85 | 94.26 | 68.27 | 0.48 | 1.87
2019 | 6 | 30 | 13:00 | 4334 | 29.1 | 28.4 | 20.9 | 25.6 | 29.5 | 28.9 | 20.6 | 15 | 21.2 | 19.2 | 16.3 | 21.3 | 19.5 | 18.7 | 20.5 | 21.3 | 45.85 | 94.26 | 68.27 | 0.48 | 1.87
2019 | 6 | 30 | 14:00 | 4335 | 29.8 | 28.6 | 19.9 | 26 | 28.7 | 29.3 | 20.6 | 15 | 21.2 | 19.2 | 16.3 | 21.3 | 19.5 | 18.7 | 20.5 | 21.3 | 45.85 | 94.26 | 68.27 | 0.48 | 1.87
2019 | 6 | 30 | 15:00 | 4336 | 29.9 | 27.8 | 20.4 | 26.1 | 28.7 | 29.2 | 20.6 | 15 | 21.2 | 19.2 | 16.3 | 21.3 | 19.5 | 18.7 | 20.5 | 21.3 | 45.85 | 94.26 | 68.27 | 0.48 | 1.87
2019 | 6 | 30 | 16:00 | 4337 | 29.9 | 28.4 | 23 | 26 | 28 | 29 | 20.6 | 15 | 21.2 | 19.2 | 16.3 | 21.3 | 19.5 | 18.7 | 20.5 | 21.3 | 45.85 | 94.26 | 68.27 | 0.48 | 1.87
2019 | 6 | 30 | 17:00 | 4338 | 28.9 | 27.3 | 23.4 | 25.4 | 26.5 | 28.2 | 20.6 | 15 | 21.2 | 19.2 | 16.3 | 21.3 | 19.5 | 18.7 | 20.5 | 21.3 | 45.85 | 94.26 | 68.27 | 0.48 | 1.87
2019 | 6 | 30 | 18:00 | 4339 | 27.2 | 25.7 | 24.4 | 24 | 25.5 | 27.2 | 20.6 | 15 | 21.2 | 19.2 | 16.3 | 21.3 | 19.5 | 18.7 | 20.5 | 21.3 | 45.85 | 94.26 | 68.27 | 0.48 | 1.87
2019 | 6 | 30 | 19:00 | 4340 | 24.6 | 21.6 | 23.5 | 22.1 | 23.2 | 24.9 | 20.6 | 15 | 21.2 | 19.2 | 16.3 | 21.3 | 19.5 | 18.7 | 20.5 | 21.3 | 45.85 | 94.26 | 68.27 | 0.48 | 1.87
2019 | 6 | 30 | 20:00 | 4341 | 20.7 | 18.1 | 24.1 | 21.1 | 21.8 | 23.2 | 20.6 | 15 | 21.2 | 19.2 | 16.3 | 21.3 | 19.5 | 18.7 | 20.5 | 21.3 | 45.85 | 94.26 | 68.27 | 0.48 | 1.87
2019 | 6 | 30 | 21:00 | 4342 | 19.1 | 17.2 | 21.3 | 20.5 | 21.2 | 20.5 | 20.6 | 15 | 21.2 | 19.2 | 16.3 | 21.3 | 19.5 | 18.7 | 20.5 | 21.3 | 45.85 | 94.26 | 68.27 | 0.48 | 1.87
2019 | 6 | 30 | 22:00 | 4343 | 17.8 | 18.2 | 19.2 | 20.4 | 22.3 | 18.5 | 20.6 | 15 | 21.2 | 19.2 | 16.3 | 21.3 | 19.5 | 18.7 | 20.5 | 21.3 | 45.85 | 94.26 | 68.27 | 0.48 | 1.87
2019 | 6 | 30 | 23:00 | 4344 | 15.8 | 18.2 | 18.4 | 22.9 | 21.9 | 18.2 | 20.6 | 15 | 21.2 | 19.2 | 16.3 | 21.3 | 19.5 | 18.7 | 20.5 | 21.3 | 45.85 | 94.26 | 68.27 | 0.48 | 1.87
2019 | 7 | 1 | 0:00 | 4345 | 19.1 | 17.6 | 19.2 | 23.2 | 21.5 | 17.6 | 18.8 | 18.9 | 21.4 | 20.1 | 16.9 | 21.7 | 19.9 | 19.5 | 21.6 | 20.9 | 48.23 | 97.04 | 67.42 | 0.43 | 2.08
2019 | 7 | 1 | 1:00 | 4346 | 20.6 | 16.7 | 18.7 | 21.9 | 21.4 | 17.7 | 18.8 | 18.9 | 21.4 | 20.1 | 16.9 | 21.7 | 19.9 | 19.5 | 21.6 | 20.9 | 48.23 | 97.04 | 67.42 | 0.43 | 2.08
2019 | 7 | 1 | 2:00 | 4347 | 19.4 | 16.5 | 17.9 | 20.4 | 22 | 18 | 18.8 | 18.9 | 21.4 | 20.1 | 16.9 | 21.7 | 19.9 | 19.5 | 21.6 | 20.9 | 48.23 | 97.04 | 67.42 | 0.43 | 2.08
2019 | 7 | 1 | 3:00 | 4348 | 18.7 | 20 | 17.7 | 19.2 | 21.1 | 18.5 | 18.8 | 18.9 | 21.4 | 20.1 | 16.9 | 21.7 | 19.9 | 19.5 | 21.6 | 20.9 | 48.23 | 97.04 | 67.42 | 0.43 | 2.08
2019 | 7 | 1 | 4:00 | 4349 | 21.8 | 20.3 | 17.7 | 18.8 | 20.9 | 19.4 | 18.8 | 18.9 | 21.4 | 20.1 | 16.9 | 21.7 | 19.9 | 19.5 | 21.6 | 20.9 | 48.23 | 97.04 | 67.42 | 0.43 | 2.08
2019 | 7 | 1 | 5:00 | 4350 | 21.8 | 20.7 | 17.8 | 19.3 | 20.7 | 21.4 | 18.8 | 18.9 | 21.4 | 20.1 | 16.9 | 21.7 | 19.9 | 19.5 | 21.6 | 20.9 | 48.23 | 97.04 | 67.42 | 0.43 | 2.08
2019 | 7 | 1 | 6:00 | 4351 | 23 | 21.2 | 18.1 | 20.2 | 21.3 | 22.9 | 18.8 | 18.9 | 21.4 | 20.1 | 16.9 | 21.7 | 19.9 | 19.5 | 21.6 | 20.9 | 48.23 | 97.04 | 67.42 | 0.43 | 2.08
2019 | 7 | 1 | 7:00 | 4352 | 24.6 | 21.6 | 18.4 | 20.5 | 22.3 | 24.8 | 18.8 | 18.9 | 21.4 | 20.1 | 16.9 | 21.7 | 19.9 | 19.5 | 21.6 | 20.9 | 48.23 | 97.04 | 67.42 | 0.43 | 2.08
2019 | 7 | 1 | 8:00 | 4353 | 24.2 | 22.6 | 18.6 | 21 | 23.7 | 26 | 18.8 | 18.9 | 21.4 | 20.1 | 16.9 | 21.7 | 19.9 | 19.5 | 21.6 | 20.9 | 48.23 | 97.04 | 67.42 | 0.43 | 2.08
2019 | 7 | 1 | 9:00 | 4354 | 26.3 | 24.5 | 19.1 | 21.1 | 24.3 | 25.9 | 18.8 | 18.9 | 21.4 | 20.1 | 16.9 | 21.7 | 19.9 | 19.5 | 21.6 | 20.9 | 48.23 | 97.04 | 67.42 | 0.43 | 2.08
2019 | 7 | 1 | 10:00 | 4355 | 26.7 | 25.1 | 19.1 | 21.1 | 24.5 | 27 | 18.8 | 18.9 | 21.4 | 20.1 | 16.9 | 21.7 | 19.9 | 19.5 | 21.6 | 20.9 | 48.23 | 97.04 | 67.42 | 0.43 | 2.08
2019 | 7 | 1 | 11:00 | 4356 | 23.5 | 25.1 | 18.9 | 21.4 | 23.6 | 25.8 | 18.8 | 18.9 | 21.4 | 20.1 | 16.9 | 21.7 | 19.9 | 19.5 | 21.6 | 20.9 | 48.23 | 97.04 | 67.42 | 0.43 | 2.08
2019 | 7 | 1 | 12:00 | 4357 | 22.4 | 25 | 20.1 | 21.6 | 23.7 | 25.1 | 20.6 | 18.9 | 21.4 | 20.1 | 16.9 | 21.7 | 19.9 | 19.5 | 21.6 | 20.9 | 48.23 | 97.04 | 67.42 | 0.43 | 2.08
2019 | 7 | 1 | 13:00 | 4358 | 21.7 | 23.8 | 20.1 | 20.9 | 22.9 | 25.3 | 20.6 | 18.9 | 21.4 | 20.1 | 16.9 | 21.7 | 19.9 | 19.5 | 21.6 | 20.9 | 48.23 | 97.04 | 67.42 | 0.43 | 2.08
2019 | 7 | 1 | 14:00 | 4359 | 23.8 | 22.1 | 20.4 | 19.7 | 22.6 | 24.9 | 20.6 | 18.9 | 21.4 | 20.1 | 16.9 | 21.7 | 19.9 | 19.5 | 21.6 | 20.9 | 48.23 | 97.04 | 67.42 | 0.43 | 2.08
2019 | 7 | 1 | 15:00 | 4360 | 22.9 | 22.7 | 19.8 | 19.5 | 21.3 | 23.8 | 20.6 | 18.9 | 21.4 | 20.1 | 16.9 | 21.7 | 19.9 | 19.5 | 21.6 | 20.9 | 48.23 | 97.04 | 67.42 | 0.43 | 2.08
2019 | 7 | 1 | 16:00 | 4361 | 22.8 | 21.8 | 19.5 | 19.1 | 20.4 | 22.1 | 20.6 | 18.9 | 21.4 | 20.1 | 16.9 | 21.7 | 19.9 | 19.5 | 21.6 | 20.9 | 48.23 | 97.04 | 67.42 | 0.43 | 2.08
2019 | 7 | 1 | 17:00 | 4362 | 22 | 21.1 | 19.3 | 18.6 | 20 | 22 | 20.6 | 18.9 | 21.4 | 20.1 | 16.9 | 21.7 | 19.9 | 19.5 | 21.6 | 20.9 | 48.23 | 97.04 | 67.42 | 0.43 | 2.08
2019 | 7 | 1 | 18:00 | 4363 | 20.6 | 20.2 | 18.5 | 18.2 | 19.4 | 20.3 | 20.6 | 18.9 | 21.4 | 20.1 | 16.9 | 21.7 | 19.9 | 19.5 | 21.6 | 20.9 | 48.23 | 97.04 | 67.42 | 0.43 | 2.08
2019 | 7 | 1 | 19:00 | 4364 | 18.3 | 18.3 | 17.8 | 17.6 | 18.2 | 19 | 20.6 | 18.9 | 21.4 | 20.1 | 16.9 | 21.7 | 19.9 | 19.5 | 21.6 | 20.9 | 48.23 | 97.04 | 67.42 | 0.43 | 2.08
2019 | 7 | 1 | 20:00 | 4365 | 15.8 | 17.2 | 17.5 | 16.7 | 17.2 | 17.4 | 20.6 | 18.9 | 21.4 | 20.1 | 16.9 | 21.7 | 19.9 | 19.5 | 21.6 | 20.9 | 48.23 | 97.04 | 67.42 | 0.43 | 2.08
2019 | 7 | 1 | 21:00 | 4366 | 14.6 | 15.9 | 17.7 | 16.5 | 16.8 | 16.5 | 20.6 | 18.9 | 21.4 | 20.1 | 16.9 | 21.7 | 19.9 | 19.5 | 21.6 | 20.9 | 48.23 | 97.04 | 67.42 | 0.43 | 2.08
2019 | 7 | 1 | 22:00 | 4367 | 11 | 12.2 | 17.4 | 15.9 | 15.9 | 15.5 | 20.6 | 18.9 | 21.4 | 20.1 | 16.9 | 21.7 | 19.9 | 19.5 | 21.6 | 20.9 | 48.23 | 97.04 | 67.42 | 0.43 | 2.08
2019 | 7 | 1 | 23:00 | 4368 | 11.6 | 14.7 | 17.2 | 15.7 | 15.8 | 14.8 | 20.6 | 18.9 | 21.4 | 20.1 | 16.9 | 21.7 | 19.9 | 19.5 | 21.6 | 20.9 | 48.23 | 97.04 | 67.42 | 0.43 | 2.08
2019 | 7 | 2 | 0:00 | 4369 | 14.6 | 16.4 | 17.4 | 15.4 | 15.7 | 14 | 19.4 | 18.8 | 20.5 | 19.4 | 16.7 | 20.5 | 17.3 | 19.1 | 20 | 19.8 | 46.62 | 105.27 | 65.85 | 0.49 | 1.95
2019 | 7 | 2 | 1:00 | 4370 | 15.9 | 15.3 | 17.2 | 15.3 | 15.7 | 14.3 | 19.4 | 18.8 | 20.5 | 19.4 | 16.7 | 20.5 | 17.3 | 19.1 | 20 | 19.8 | 46.62 | 105.27 | 65.85 | 0.49 | 1.95
2019 | 7 | 2 | 2:00 | 4371 | 16.1 | 14.5 | 15.7 | 15 | 15.5 | 14.8 | 19.4 | 18.8 | 20.5 | 19.4 | 16.7 | 20.5 | 17.3 | 19.1 | 20 | 19.8 | 46.62 | 105.27 | 65.85 | 0.49 | 1.95
2019 | 7 | 2 | 3:00 | 4372 | 16 | 14.4 | 16.7 | 15.5 | 15.7 | 15.6 | 19.4 | 18.8 | 20.5 | 19.4 | 16.7 | 20.5 | 17.3 | 19.1 | 20 | 19.8 | 46.62 | 105.27 | 65.85 | 0.49 | 1.95
2019 | 7 | 2 | 4:00 | 4373 | 16.6 | 15.3 | 17 | 16.3 | 15.7 | 15.9 | 19.4 | 18.8 | 20.5 | 19.4 | 16.7 | 20.5 | 17.3 | 19.1 | 20 | 19.8 | 46.62 | 105.27 | 65.85 | 0.49 | 1.95
2019 | 7 | 2 | 5:00 | 4374 | 17.7 | 16.9 | 17.1 | 16.3 | 16.7 | 17.1 | 19.4 | 18.8 | 20.5 | 19.4 | 16.7 | 20.5 | 17.3 | 19.1 | 20 | 19.8 | 46.62 | 105.27 | 65.85 | 0.49 | 1.95
2019 | 7 | 2 | 6:00 | 4375 | 18.7 | 17.7 | 17.2 | 14.9 | 17.7 | 18.1 | 19.4 | 18.8 | 20.5 | 19.4 | 16.7 | 20.5 | 17.3 | 19.1 | 20 | 19.8 | 46.62 | 105.27 | 65.85 | 0.49 | 1.95
2019 | 7 | 2 | 7:00 | 4376 | 19.1 | 17.7 | 17 | 15.9 | 17 | 18.9 | 19.4 | 18.8 | 20.5 | 19.4 | 16.7 | 20.5 | 17.3 | 19.1 | 20 | 19.8 | 46.62 | 105.27 | 65.85 | 0.49 | 1.95
2019 | 7 | 2 | 8:00 | 4377 | 20.4 | 16.3 | 18 | 17.8 | 18.6 | 19.8 | 19.4 | 18.8 | 20.5 | 19.4 | 16.7 | 20.5 | 17.3 | 19.1 | 20 | 19.8 | 46.62 | 105.27 | 65.85 | 0.49 | 1.95
2019 | 7 | 2 | 9:00 | 4378 | 20.8 | 19.3 | 16.1 | 17.2 | 16.4 | 20.1 | 19.4 | 18.8 | 20.5 | 19.4 | 16.7 | 20.5 | 17.3 | 19.1 | 20 | 19.8 | 46.62 | 105.27 | 65.85 | 0.49 | 1.95
2019 | 7 | 2 | 10:00 | 4379 | 21.8 | 20.4 | 17.1 | 19 | 19.9 | 20.9 | 19.4 | 18.8 | 20.5 | 19.4 | 16.7 | 20.5 | 17.3 | 19.1 | 20 | 19.8 | 46.62 | 105.27 | 65.85 | 0.49 | 1.95
2019 | 7 | 2 | 11:00 | 4380 | 18 | 19.4 | 16.8 | 18.1 | 20.2 | 21.8 | 19.4 | 18.8 | 20.5 | 19.4 | 16.7 | 20.5 | 17.3 | 19.1 | 20 | 19.8 | 46.62 | 105.27 | 65.85 | 0.49 | 1.95
2019 | 7 | 2 | 12:00 | 4381 | 20.2 | 16 | 15.8 | 17.1 | 18.6 | 21.7 | 19.8 | 18.8 | 20.5 | 19.4 | 16.7 | 20.5 | 17.3 | 19.1 | 20 | 19.8 | 46.62 | 105.27 | 65.85 | 0.49 | 1.95
2019 | 7 | 2 | 13:00 | 4382 | 16.5 | 14.7 | 14.3 | 17.8 | 15.6 | 20.9 | 19.8 | 18.8 | 20.5 | 19.4 | 16.7 | 20.5 | 17.3 | 19.1 | 20 | 19.8 | 46.62 | 105.27 | 65.85 | 0.49 | 1.95
2019 | 7 | 2 | 14:00 | 4383 | 16.2 | 17.1 | 15.5 | 17.3 | 16 | 15.9 | 19.8 | 18.8 | 20.5 | 19.4 | 16.7 | 20.5 | 17.3 | 19.1 | 20 | 19.8 | 46.62 | 105.27 | 65.85 | 0.49 | 1.95
2019 | 7 | 2 | 15:00 | 4384 | 15.3 | 16.4 | 15.8 | 15 | 15.1 | 16.9 | 19.8 | 18.8 | 20.5 | 19.4 | 16.7 | 20.5 | 17.3 | 19.1 | 20 | 19.8 | 46.62 | 105.27 | 65.85 | 0.49 | 1.95
2019 | 7 | 2 | 16:00 | 4385 | 17.3 | 16.9 | 16 | 15.5 | 15.7 | 17.4 | 19.8 | 18.8 | 20.5 | 19.4 | 16.7 | 20.5 | 17.3 | 19.1 | 20 | 19.8 | 46.62 | 105.27 | 65.85 | 0.49 | 1.95
2019 | 7 | 2 | 17:00 | 4386 | 17.6 | 16.3 | 16 | 12.5 | 15.6 | 15.4 | 19.8 | 18.8 | 20.5 | 19.4 | 16.7 | 20.5 | 17.3 | 19.1 | 20 | 19.8 | 46.62 | 105.27 | 65.85 | 0.49 | 1.95
2019 | 7 | 2 | 18:00 | 4387 | 16.3 | 15.6 | 16.1 | 13 | 14.6 | 15 | 19.8 | 18.8 | 20.5 | 19.4 | 16.7 | 20.5 | 17.3 | 19.1 | 20 | 19.8 | 46.62 | 105.27 | 65.85 | 0.49 | 1.95
2019 | 7 | 2 | 19:00 | 4388 | 14.8 | 14.5 | 16 | 13 | 14.1 | 14.5 | 19.8 | 18.8 | 20.5 | 19.4 | 16.7 | 20.5 | 17.3 | 19.1 | 20 | 19.8 | 46.62 | 105.27 | 65.85 | 0.49 | 1.95
2019 | 7 | 2 | 20:00 | 4389 | 13.6 | 14.2 | 14.8 | 13.5 | 13.9 | 13.7 | 19.8 | 18.8 | 20.5 | 19.4 | 16.7 | 20.5 | 17.3 | 19.1 | 20 | 19.8 | 46.62 | 105.27 | 65.85 | 0.49 | 1.95
2019 | 7 | 2 | 21:00 | 4390 | 13.1 | 13.3 | 14.3 | 13.1 | 13.7 | 13 | 19.8 | 18.8 | 20.5 | 19.4 | 16.7 | 20.5 | 17.3 | 19.1 | 20 | 19.8 | 46.62 | 105.27 | 65.85 | 0.49 | 1.95
2019 | 7 | 2 | 22:00 | 4391 | 12.8 | 13.5 | 13.8 | 12.7 | 13.4 | 13 | 19.8 | 18.8 | 20.5 | 19.4 | 16.7 | 20.5 | 17.3 | 19.1 | 20 | 19.8 | 46.62 | 105.27 | 65.85 | 0.49 | 1.95
2019 | 7 | 2 | 23:00 | 4392 | 12.7 | 12.4 | 14.1 | 12.2 | 13.1 | 12.6 | 19.8 | 18.8 | 20.5 | 19.4 | 16.7 | 20.5 | 17.3 | 19.1 | 20 | 19.8 | 46.62 | 105.27 | 65.85 | 0.49 | 1.95
2019 | 7 | 3 | 0:00 | 4393 | 12.4 | 11.8 | 13.4 | 11 | 13 | 12.2 | 17.4 | 16.2 | 19.4 | 18.2 | 17.2 | 19.5 | 14.8 | 18.1 | 18.4 | 19.1 | 45.15 | 103.13 | 66.57 | 0.47 | 2.08
2019 | 7 | 3 | 1:00 | 4394 | 12.3 | 11.5 | 13.3 | 10.8 | 12.5 | 11.7 | 17.4 | 16.2 | 19.4 | 18.2 | 17.2 | 19.5 | 14.8 | 18.1 | 18.4 | 19.1 | 45.15 | 103.13 | 66.57 | 0.47 | 2.08
2019 | 7 | 3 | 2:00 | 4395 | 11.8 | 10.9 | 13.5 | 10.7 | 11.2 | 11.5 | 17.4 | 16.2 | 19.4 | 18.2 | 17.2 | 19.5 | 14.8 | 18.1 | 18.4 | 19.1 | 45.15 | 103.13 | 66.57 | 0.47 | 2.08
2019 | 7 | 3 | 3:00 | 4396 | 11.7 | 11.1 | 13.8 | 10.1 | 11 | 11.6 | 17.4 | 16.2 | 19.4 | 18.2 | 17.2 | 19.5 | 14.8 | 18.1 | 18.4 | 19.1 | 45.15 | 103.13 | 66.57 | 0.47 | 2.08
2019 | 7 | 3 | 4:00 | 4397 | 12.3 | 12 | 12.3 | 10.7 | 11.4 | 12.2 | 17.4 | 16.2 | 19.4 | 18.2 | 17.2 | 19.5 | 14.8 | 18.1 | 18.4 | 19.1 | 45.15 | 103.13 | 66.57 | 0.47 | 2.08
2019 | 7 | 3 | 5:00 | 4398 | 13.2 | 13.1 | 13.3 | 11.7 | 12.5 | 12.4 | 17.4 | 16.2 | 19.4 | 18.2 | 17.2 | 19.5 | 14.8 | 18.1 | 18.4 | 19.1 | 45.15 | 103.13 | 66.57 | 0.47 | 2.08
2019 | 7 | 3 | 6:00 | 4399 | 14.8 | 14.5 | 12.7 | 12.7 | 13.4 | 13.1 | 17.4 | 16.2 | 19.4 | 18.2 | 17.2 | 19.5 | 14.8 | 18.1 | 18.4 | 19.1 | 45.15 | 103.13 | 66.57 | 0.47 | 2.08
2019 | 7 | 3 | 7:00 | 4400 | 12.8 | 14.2 | 15.3 | 11.5 | 14 | 15.2 | 17.4 | 16.2 | 19.4 | 18.2 | 17.2 | 19.5 | 14.8 | 18.1 | 18.4 | 19.1 | 45.15 | 103.13 | 66.57 | 0.47 | 2.08
2019 | 7 | 3 | 8:00 | 4401 | 15.4 | 14 | 15.6 | 11.7 | 15.1 | 15.1 | 17.4 | 16.2 | 19.4 | 18.2 | 17.2 | 19.5 | 14.8 | 18.1 | 18.4 | 19.1 | 45.15 | 103.13 | 66.57 | 0.47 | 2.08
2019 | 7 | 3 | 9:00 | 4402 | 16.3 | 13.4 | 15.8 | 14.6 | 13.1 | 12.3 | 17.4 | 16.2 | 19.4 | 18.2 | 17.2 | 19.5 | 14.8 | 18.1 | 18.4 | 19.1 | 45.15 | 103.13 | 66.57 | 0.47 | 2.08
2019 | 7 | 3 | 10:00 | 4403 | 14.2 | 13.3 | 15.7 | 10.1 | 14.8 | 15.7 | 17.4 | 16.2 | 19.4 | 18.2 | 17.2 | 19.5 | 14.8 | 18.1 | 18.4 | 19.1 | 45.15 | 103.13 | 66.57 | 0.47 | 2.08
2019 | 7 | 3 | 11:00 | 4404 | 14.4 | 15.6 | 16.2 | 10.5 | 13.1 | 14.2 | 17.4 | 16.2 | 19.4 | 18.2 | 17.2 | 19.5 | 14.8 | 18.1 | 18.4 | 19.1 | 45.15 | 103.13 | 66.57 | 0.47 | 2.08
2019 | 7 | 3 | 12:00 | 4405 | 14.9 | 13.9 | 16.3 | 15.6 | 10.9 | 16.8 | 18.4 | 16.2 | 19.4 | 18.2 | 17.2 | 19.5 | 14.8 | 18.1 | 18.4 | 19.1 | 45.15 | 103.13 | 66.57 | 0.47 | 2.08
2019 | 7 | 3 | 13:00 | 4406 | 16.6 | 17.2 | 16.7 | 17.2 | 14.6 | 13.8 | 18.4 | 16.2 | 19.4 | 18.2 | 17.2 | 19.5 | 14.8 | 18.1 | 18.4 | 19.1 | 45.15 | 103.13 | 66.57 | 0.47 | 2.08
2019 | 7 | 3 | 14:00 | 4407 | 18 | 17.4 | 16.6 | 17.3 | 16.9 | 14.9 | 18.4 | 16.2 | 19.4 | 18.2 | 17.2 | 19.5 | 14.8 | 18.1 | 18.4 | 19.1 | 45.15 | 103.13 | 66.57 | 0.47 | 2.08
2019 | 7 | 3 | 15:00 | 4408 | 17.7 | 14.9 | 16.6 | 17.2 | 16.4 | 17.8 | 18.4 | 16.2 | 19.4 | 18.2 | 17.2 | 19.5 | 14.8 | 18.1 | 18.4 | 19.1 | 45.15 | 103.13 | 66.57 | 0.47 | 2.08
2019 | 7 | 3 | 16:00 | 4409 | 17.7 | 15.4 | 16.4 | 17.1 | 17.1 | 15.2 | 18.4 | 16.2 | 19.4 | 18.2 | 17.2 | 19.5 | 14.8 | 18.1 | 18.4 | 19.1 | 45.15 | 103.13 | 66.57 | 0.47 | 2.08
2019 | 7 | 3 | 17:00 | 4410 | 16.6 | 16.1 | 16.3 | 16.1 | 16.8 | 13.6 | 18.4 | 16.2 | 19.4 | 18.2 | 17.2 | 19.5 | 14.8 | 18.1 | 18.4 | 19.1 | 45.15 | 103.13 | 66.57 | 0.47 | 2.08
2019 | 7 | 3 | 18:00 | 4411 | 15.5 | 15.2 | 15.8 | 10.6 | 16 | 13.7 | 18.4 | 16.2 | 19.4 | 18.2 | 17.2 | 19.5 | 14.8 | 18.1 | 18.4 | 19.1 | 45.15 | 103.13 | 66.57 | 0.47 | 2.08
2019 | 7 | 3 | 19:00 | 4412 | 13.5 | 13.6 | 15.2 | 10.3 | 13.7 | 12.8 | 18.4 | 16.2 | 19.4 | 18.2 | 17.2 | 19.5 | 14.8 | 18.1 | 18.4 | 19.1 | 45.15 | 103.13 | 66.57 | 0.47 | 2.08
2019 | 7 | 3 | 20:00 | 4413 | 10.9 | 11.5 | 15.3 | 8.9 | 9.7 | 11.7 | 18.4 | 16.2 | 19.4 | 18.2 | 17.2 | 19.5 | 14.8 | 18.1 | 18.4 | 19.1 | 45.15 | 103.13 | 66.57 | 0.47 | 2.08
2019 | 7 | 3 | 21:00 | 4414 | 9.7 | 10.4 | 15.4 | 8.1 | 9.6 | 10.8 | 18.4 | 16.2 | 19.4 | 18.2 | 17.2 | 19.5 | 14.8 | 18.1 | 18.4 | 19.1 | 45.15 | 103.13 | 66.57 | 0.47 | 2.08
2019 | 7 | 3 | 22:00 | 4415 | 10.2 | 9.1 | 15.2 | 8.8 | 9.1 | 10.4 | 18.4 | 16.2 | 19.4 | 18.2 | 17.2 | 19.5 | 14.8 | 18.1 | 18.4 | 19.1 | 45.15 | 103.13 | 66.57 | 0.47 | 2.08
2019 | 7 | 3 | 23:00 | 4416 | 10.1 | 9 | 15.2 | 9 | 9.3 | 9.5 | 18.4 | 16.2 | 19.4 | 18.2 | 17.2 | 19.5 | 14.8 | 18.1 | 18.4 | 19.1 | 45.15 | 103.13 | 66.57 | 0.47 | 2.08
2019 | 7 | 4 | 0:00 | 4417 | 9.6 | 8.5 | 14.9 | 9.1 | 9.4 | 8.9 | 17 | 16.4 | 18.8 | 17.8 | 17.4 | 18.5 | 14.2 | 17.5 | 17.4 | 18.8 | 45.23 | 98.51 | 65.18 | 0.36 | 2.54
2019 | 7 | 4 | 1:00 | 4418 | 9.6 | 8.7 | 15 | 9.3 | 9.1 | 8.8 | 17 | 16.4 | 18.8 | 17.8 | 17.4 | 18.5 | 14.2 | 17.5 | 17.4 | 18.8 | 45.23 | 98.51 | 65.18 | 0.36 | 2.54
2019 | 7 | 4 | 2:00 | 4419 | 9.3 | 8.6 | 14.9 | 9.7 | 9.9 | 7.7 | 17 | 16.4 | 18.8 | 17.8 | 17.4 | 18.5 | 14.2 | 17.5 | 17.4 | 18.8 | 45.23 | 98.51 | 65.18 | 0.36 | 2.54
2019 | 7 | 4 | 3:00 | 4420 | 10.4 | 9.2 | 14.8 | 9.7 | 10.7 | 8.4 | 17 | 16.4 | 18.8 | 17.8 | 17.4 | 18.5 | 14.2 | 17.5 | 17.4 | 18.8 | 45.23 | 98.51 | 65.18 | 0.36 | 2.54
2019 | 7 | 4 | 4:00 | 4421 | 11.9 | 10.6 | 14.9 | 11.5 | 10.6 | 10.9 | 17 | 16.4 | 18.8 | 17.8 | 17.4 | 18.5 | 14.2 | 17.5 | 17.4 | 18.8 | 45.23 | 98.51 | 65.18 | 0.36 | 2.54
2019 | 7 | 4 | 5:00 | 4422 | 13.1 | 12.8 | 14.7 | 13.1 | 12.8 | 12.3 | 17 | 16.4 | 18.8 | 17.8 | 17.4 | 18.5 | 14.2 | 17.5 | 17.4 | 18.8 | 45.23 | 98.51 | 65.18 | 0.36 | 2.54
2019 | 7 | 4 | 6:00 | 4423 | 14.5 | 14.6 | 14.9 | 14.9 | 14.4 | 14 | 17 | 16.4 | 18.8 | 17.8 | 17.4 | 18.5 | 14.2 | 17.5 | 17.4 | 18.8 | 45.23 | 98.51 | 65.18 | 0.36 | 2.54
2019 | 7 | 4 | 7:00 | 4424 | 14.8 | 15.2 | 14.9 | 9.2 | 15.6 | 14.9 | 17 | 16.4 | 18.8 | 17.8 | 17.4 | 18.5 | 14.2 | 17.5 | 17.4 | 18.8 | 45.23 | 98.51 | 65.18 | 0.36 | 2.54
2019 | 7 | 4 | 8:00 | 4425 | 15.5 | 15.8 | 15 | 10.9 | 16 | 15.3 | 17 | 16.4 | 18.8 | 17.8 | 17.4 | 18.5 | 14.2 | 17.5 | 17.4 | 18.8 | 45.23 | 98.51 | 65.18 | 0.36 | 2.54
2019 | 7 | 4 | 9:00 | 4426 | 16.5 | 16.1 | 15.6 | 12.6 | 14.5 | 14.7 | 17 | 16.4 | 18.8 | 17.8 | 17.4 | 18.5 | 14.2 | 17.5 | 17.4 | 18.8 | 45.23 | 98.51 | 65.18 | 0.36 | 2.54
2019 | 7 | 4 | 10:00 | 4427 | 14.7 | 15.1 | 15.7 | 11.2 | 13.4 | 16.3 | 17 | 16.4 | 18.8 | 17.8 | 17.4 | 18.5 | 14.2 | 17.5 | 17.4 | 18.8 | 45.23 | 98.51 | 65.18 | 0.36 | 2.54
2019 | 7 | 4 | 11:00 | 4428 | 15.8 | 16.4 | 15.4 | 12.9 | 15.6 | 16 | 17 | 16.4 | 18.8 | 17.8 | 17.4 | 18.5 | 14.2 | 17.5 | 17.4 | 18.8 | 45.23 | 98.51 | 65.18 | 0.36 | 2.54
2019 | 7 | 4 | 12:00 | 4429 | 16 | 14.1 | 16.6 | 15.4 | 14.4 | 16.6 | 18 | 16.4 | 18.8 | 17.8 | 17.4 | 18.5 | 14.2 | 17.5 | 17.4 | 18.8 | 45.23 | 98.51 | 65.18 | 0.36 | 2.54
2019 | 7 | 4 | 13:00 | 4430 | 17.1 | 14.9 | 16.9 | 16.1 | 16 | 16.7 | 18 | 16.4 | 18.8 | 17.8 | 17.4 | 18.5 | 14.2 | 17.5 | 17.4 | 18.8 | 45.23 | 98.51 | 65.18 | 0.36 | 2.54
2019 | 7 | 4 | 14:00 | 4431 | 15.8 | 14.9 | 16 | 15.2 | 17.1 | 16.4 | 18 | 16.4 | 18.8 | 17.8 | 17.4 | 18.5 | 14.2 | 17.5 | 17.4 | 18.8 | 45.23 | 98.51 | 65.18 | 0.36 | 2.54
2019 | 7 | 4 | 15:00 | 4432 | 15.6 | 14.2 | 15.7 | 15.7 | 16.6 | 13.9 | 18 | 16.4 | 18.8 | 17.8 | 17.4 | 18.5 | 14.2 | 17.5 | 17.4 | 18.8 | 45.23 | 98.51 | 65.18 | 0.36 | 2.54
2019 | 7 | 4 | 16:00 | 4433 | 13.1 | 14.2 | 15.8 | 14.6 | 16 | 14.8 | 18 | 16.4 | 18.8 | 17.8 | 17.4 | 18.5 | 14.2 | 17.5 | 17.4 | 18.8 | 45.23 | 98.51 | 65.18 | 0.36 | 2.54
2019 | 7 | 4 | 17:00 | 4434 | 14.9 | 14.1 | 15.7 | 14.1 | 15.2 | 14.3 | 18 | 16.4 | 18.8 | 17.8 | 17.4 | 18.5 | 14.2 | 17.5 | 17.4 | 18.8 | 45.23 | 98.51 | 65.18 | 0.36 | 2.54
2019 | 7 | 4 | 18:00 | 4435 | 14.3 | 13.6 | 15.2 | 14 | 13.4 | 13.3 | 18 | 16.4 | 18.8 | 17.8 | 17.4 | 18.5 | 14.2 | 17.5 | 17.4 | 18.8 | 45.23 | 98.51 | 65.18 | 0.36 | 2.54
2019 | 7 | 4 | 19:00 | 4436 | 13.9 | 12.7 | 14.3 | 13.2 | 13.3 | 12.2 | 18 | 16.4 | 18.8 | 17.8 | 17.4 | 18.5 | 14.2 | 17.5 | 17.4 | 18.8 | 45.23 | 98.51 | 65.18 | 0.36 | 2.54
2019 | 7 | 4 | 20:00 | 4437 | 13.7 | 13 | 14.2 | 12.4 | 13 | 10.6 | 18 | 16.4 | 18.8 | 17.8 | 17.4 | 18.5 | 14.2 | 17.5 | 17.4 | 18.8 | 45.23 | 98.51 | 65.18 | 0.36 | 2.54
2019 | 7 | 4 | 21:00 | 4438 | 13.9 | 13.3 | 14.5 | 12.2 | 11.6 | 11.2 | 18 | 16.4 | 18.8 | 17.8 | 17.4 | 18.5 | 14.2 | 17.5 | 17.4 | 18.8 | 45.23 | 98.51 | 65.18 | 0.36 | 2.54
2019 | 7 | 4 | 22:00 | 4439 | 13.8 | 13 | 14.4 | 12.3 | 11.7 | 11.8 | 18 | 16.4 | 18.8 | 17.8 | 17.4 | 18.5 | 14.2 | 17.5 | 17.4 | 18.8 | 45.23 | 98.51 | 65.18 | 0.36 | 2.54
2019 | 7 | 4 | 23:00 | 4440 | 14.1 | 12.7 | 14.2 | 12.4 | 12.2 | 11.9 | 18 | 16.4 | 18.8 | 17.8 | 17.4 | 18.5 | 14.2 | 17.5 | 17.4 | 18.8 | 45.23 | 98.51 | 65.18 | 0.36 | 2.54
2019 | 7 | 5 | 0:00 | 4441 | 14.4 | 12.3 | 14 | 12.3 | 12.4 | 12.1 | 16.8 | 16.7 | 18 | 17.2 | 17.7 | 18.3 | 13.7 | 17.4 | 17.3 | 18 | 46.55 | 98.79 | 64.58 | 0.46 | 2.59
2019 | 7 | 5 | 1:00 | 4442 | 14.3 | 12.6 | 14 | 12.2 | 12.1 | 12.8 | 16.8 | 16.7 | 18 | 17.2 | 17.7 | 18.3 | 13.7 | 17.4 | 17.3 | 18 | 46.55 | 98.79 | 64.58 | 0.46 | 2.59
2019 | 7 | 5 | 2:00 | 4443 | 14.4 | 12.2 | 13.8 | 12 | 12 | 13 | 16.8 | 16.7 | 18 | 17.2 | 17.7 | 18.3 | 13.7 | 17.4 | 17.3 | 18 | 46.55 | 98.79 | 64.58 | 0.46 | 2.59
2019 | 7 | 5 | 3:00 | 4444 | 13.1 | 12.3 | 11.8 | 11.4 | 12 | 12.2 | 16.8 | 16.7 | 18 | 17.2 | 17.7 | 18.3 | 13.7 | 17.4 | 17.3 | 18 | 46.55 | 98.79 | 64.58 | 0.46 | 2.59
2019 | 7 | 5 | 4:00 | 4445 | 12.4 | 12.1 | 12.9 | 11.3 | 12 | 11.3 | 16.8 | 16.7 | 18 | 17.2 | 17.7 | 18.3 | 13.7 | 17.4 | 17.3 | 18 | 46.55 | 98.79 | 64.58 | 0.46 | 2.59
2019 | 7 | 5 | 5:00 | 4446 | 12.4 | 12.2 | 13.6 | 11.6 | 11.6 | 11.3 | 16.8 | 16.7 | 18 | 17.2 | 17.7 | 18.3 | 13.7 | 17.4 | 17.3 | 18 | 46.55 | 98.79 | 64.58 | 0.46 | 2.59
2019 | 7 | 5 | 6:00 | 4447 | 13.1 | 12.8 | 14.6 | 12.6 | 11 | 11.5 | 16.8 | 16.7 | 18 | 17.2 | 17.7 | 18.3 | 13.7 | 17.4 | 17.3 | 18 | 46.55 | 98.79 | 64.58 | 0.46 | 2.59
2019 | 7 | 5 | 7:00 | 4448 | 13.7 | 13.2 | 14.9 | 13.7 | 13 | 11.8 | 16.8 | 16.7 | 18 | 17.2 | 17.7 | 18.3 | 13.7 | 17.4 | 17.3 | 18 | 46.55 | 98.79 | 64.58 | 0.46 | 2.59
2019 | 7 | 5 | 8:00 | 4449 | 14.2 | 13.1 | 15.1 | 12.2 | 14.7 | 12.3 | 16.8 | 16.7 | 18 | 17.2 | 17.7 | 18.3 | 13.7 | 17.4 | 17.3 | 18 | 46.55 | 98.79 | 64.58 | 0.46 | 2.59
2019 | 7 | 5 | 9:00 | 4450 | 13.6 | 14.2 | 15.4 | 14.4 | 16.6 | 12.6 | 16.8 | 16.7 | 18 | 17.2 | 17.7 | 18.3 | 13.7 | 17.4 | 17.3 | 18 | 46.55 | 98.79 | 64.58 | 0.46 | 2.59
2019 | 7 | 5 | 10:00 | 4451 | 15.2 | 16.1 | 14.8 | 10.9 | 15.6 | 13 | 16.8 | 16.7 | 18 | 17.2 | 17.7 | 18.3 | 13.7 | 17.4 | 17.3 | 18 | 46.55 | 98.79 | 64.58 | 0.46 | 2.59
2019 | 7 | 5 | 11:00 | 4452 | 17.9 | 17.4 | 15.3 | 13.6 | 14.9 | 14.8 | 16.8 | 16.7 | 18 | 17.2 | 17.7 | 18.3 | 13.7 | 17.4 | 17.3 | 18 | 46.55 | 98.79 | 64.58 | 0.46 | 2.59
2019 | 7 | 5 | 12:00 | 4453 | 18.7 | 17.5 | 15.1 | 12.7 | 16 | 15.9 | 18 | 16.7 | 18 | 17.2 | 17.7 | 18.3 | 13.7 | 17.4 | 17.3 | 18 | 46.55 | 98.79 | 64.58 | 0.46 | 2.59
2019 | 7 | 5 | 13:00 | 4454 | 16.6 | 17.9 | 14.6 | 14.2 | 15 | 18 | 18 | 16.7 | 18 | 17.2 | 17.7 | 18.3 | 13.7 | 17.4 | 17.3 | 18 | 46.55 | 98.79 | 64.58 | 0.46 | 2.59
2019 | 7 | 5 | 14:00 | 4455 | 18.4 | 17.7 | 16 | 12.7 | 16.1 | 18 | 18 | 16.7 | 18 | 17.2 | 17.7 | 18.3 | 13.7 | 17.4 | 17.3 | 18 | 46.55 | 98.79 | 64.58 | 0.46 | 2.59
2019 | 7 | 5 | 15:00 | 4456 | 18.1 | 16.8 | 16.1 | 11 | 15.2 | 17.8 | 18 | 16.7 | 18 | 17.2 | 17.7 | 18.3 | 13.7 | 17.4 | 17.3 | 18 | 46.55 | 98.79 | 64.58 | 0.46 | 2.59
2019 | 7 | 5 | 16:00 | 4457 | 18.1 | 15.7 | 15.9 | 12.5 | 13.2 | 17.4 | 18 | 16.7 | 18 | 17.2 | 17.7 | 18.3 | 13.7 | 17.4 | 17.3 | 18 | 46.55 | 98.79 | 64.58 | 0.46 | 2.59
2019 | 7 | 5 | 17:00 | 4458 | 16.6 | 15 | 15.8 | 10.4 | 11.7 | 15.8 | 18 | 16.7 | 18 | 17.2 | 17.7 | 18.3 | 13.7 | 17.4 | 17.3 | 18 | 46.55 | 98.79 | 64.58 | 0.46 | 2.59
2019 | 7 | 5 | 18:00 | 4459 | 15.2 | 14.1 | 15.4 | 9.8 | 11.2 | 14.6 | 18 | 16.7 | 18 | 17.2 | 17.7 | 18.3 | 13.7 | 17.4 | 17.3 | 18 | 46.55 | 98.79 | 64.58 | 0.46 | 2.59
2019 | 7 | 5 | 19:00 | 4460 | 13.2 | 13 | 15.6 | 10.1 | 9.9 | 13.4 | 18 | 16.7 | 18 | 17.2 | 17.7 | 18.3 | 13.7 | 17.4 | 17.3 | 18 | 46.55 | 98.79 | 64.58 | 0.46 | 2.59
2019 | 7 | 5 | 20:00 | 4461 | 12 | 11.6 | 15.8 | 9.6 | 10.1 | 12.3 | 18 | 16.7 | 18 | 17.2 | 17.7 | 18.3 | 13.7 | 17.4 | 17.3 | 18 | 46.55 | 98.79 | 64.58 | 0.46 | 2.59
2019 | 7 | 5 | 21:00 | 4462 | 11.7 | 10.7 | 15.6 | 9.7 | 10 | 11.6 | 18 | 16.7 | 18 | 17.2 | 17.7 | 18.3 | 13.7 | 17.4 | 17.3 | 18 | 46.55 | 98.79 | 64.58 | 0.46 | 2.59
2019 | 7 | 5 | 22:00 | 4463 | 11.5 | 11 | 15.6 | 10.3 | 9.8 | 11.1 | 18 | 16.7 | 18 | 17.2 | 17.7 | 18.3 | 13.7 | 17.4 | 17.3 | 18 | 46.55 | 98.79 | 64.58 | 0.46 | 2.59
2019 | 7 | 5 | 23:00 | 4464 | 11.1 | 10.4 | 15.9 | 9.6 | 10.3 | 10.7 | 18 | 16.7 | 18 | 17.2 | 17.7 | 18.3 | 13.7 | 17.4 | 17.3 | 18 | 46.55 | 98.79 | 64.58 | 0.46 | 2.59
2019 | 7 | 6 | 0:00 | 4465 | 10.6 | 10.4 | 16.1 | 9.7 | 10.7 | 10.8 | 17.2 | 16.9 | 17.5 | 17 | 18 | 16.7 | 14.4 | 17.3 | 17.5 | 18 | 44.66 | 97.52 | 64.87 | 0.55 | 2.37
2019 | 7 | 6 | 1:00 | 4466 | 11.2 | 10.3 | 16 | 10.1 | 10.1 | 10.8 | 17.2 | 16.9 | 17.5 | 17 | 18 | 16.7 | 14.4 | 17.3 | 17.5 | 18 | 44.66 | 97.52 | 64.87 | 0.55 | 2.37
2019 | 7 | 6 | 2:00 | 4467 | 11 | 11.2 | 15.8 | 10.9 | 10.4 | 11.3 | 17.2 | 16.9 | 17.5 | 17 | 18 | 16.7 | 14.4 | 17.3 | 17.5 | 18 | 44.66 | 97.52 | 64.87 | 0.55 | 2.37
2019 | 7 | 6 | 3:00 | 4468 | 11.3 | 11.1 | 15.8 | 11.2 | 11 | 11.6 | 17.2 | 16.9 | 17.5 | 17 | 18 | 16.7 | 14.4 | 17.3 | 17.5 | 18 | 44.66 | 97.52 | 64.87 | 0.55 | 2.37
2019 | 7 | 6 | 4:00 | 4469 | 12.6 | 12.3 | 16.1 | 11.5 | 11.8 | 11.8 | 17.2 | 16.9 | 17.5 | 17 | 18 | 16.7 | 14.4 | 17.3 | 17.5 | 18 | 44.66 | 97.52 | 64.87 | 0.55 | 2.37
2019 | 7 | 6 | 5:00 | 4470 | 14.4 | 13.9 | 16.5 | 13.6 | 12.7 | 13 | 17.2 | 16.9 | 17.5 | 17 | 18 | 16.7 | 14.4 | 17.3 | 17.5 | 18 | 44.66 | 97.52 | 64.87 | 0.55 | 2.37
2019 | 7 | 6 | 6:00 | 4471 | 16 | 15.7 | 17.2 | 15.1 | 14.6 | 14.8 | 17.2 | 16.9 | 17.5 | 17 | 18 | 16.7 | 14.4 | 17.3 | 17.5 | 18 | 44.66 | 97.52 | 64.87 | 0.55 | 2.37
2019 | 7 | 6 | 7:00 | 4472 | 17.9 | 17 | 17.4 | 16.3 | 16.3 | 16.1 | 17.2 | 16.9 | 17.5 | 17 | 18 | 16.7 | 14.4 | 17.3 | 17.5 | 18 | 44.66 | 97.52 | 64.87 | 0.55 | 2.37
2019 | 7 | 6 | 8:00 | 4473 | 18.9 | 17.7 | 16.7 | 17.2 | 17.5 | 17.1 | 17.2 | 16.9 | 17.5 | 17 | 18 | 16.7 | 14.4 | 17.3 | 17.5 | 18 | 44.66 | 97.52 | 64.87 | 0.55 | 2.37
2019 | 7 | 6 | 9:00 | 4474 | 20 | 18.4 | 16.7 | 18.3 | 18.2 | 17.9 | 17.2 | 16.9 | 17.5 | 17 | 18 | 16.7 | 14.4 | 17.3 | 17.5 | 18 | 44.66 | 97.52 | 64.87 | 0.55 | 2.37
2019 | 7 | 6 | 10:00 | 4475 | 20.8 | 19.7 | 17.2 | 18.7 | 19.1 | 19.3 | 17.2 | 16.9 | 17.5 | 17 | 18 | 16.7 | 14.4 | 17.3 | 17.5 | 18 | 44.66 | 97.52 | 64.87 | 0.55 | 2.37
2019 | 7 | 6 | 11:00 | 4476 | 20 | 19.1 | 17.4 | 18.2 | 19.2 | 19 | 17.2 | 16.9 | 17.5 | 17 | 18 | 16.7 | 14.4 | 17.3 | 17.5 | 18 | 44.66 | 97.52 | 64.87 | 0.55 | 2.37
2019 | 7 | 6 | 12:00 | 4477 | 19.9 | 18.7 | 18.1 | 18.4 | 19.8 | 19.3 | 17.8 | 16.9 | 17.5 | 17 | 18 | 16.7 | 14.4 | 17.3 | 17.5 | 18 | 44.66 | 97.52 | 64.87 | 0.55 | 2.37
2019 | 7 | 6 | 13:00 | 4478 | 18.9 | 18.9 | 16.7 | 18.1 | 20.2 | 19.2 | 17.8 | 16.9 | 17.5 | 17 | 18 | 16.7 | 14.4 | 17.3 | 17.5 | 18 | 44.66 | 97.52 | 64.87 | 0.55 | 2.37
2019 | 7 | 6 | 14:00 | 4479 | 18.2 | 17.9 | 17.1 | 18.5 | 19.7 | 19.2 | 17.8 | 16.9 | 17.5 | 17 | 18 | 16.7 | 14.4 | 17.3 | 17.5 | 18 | 44.66 | 97.52 | 64.87 | 0.55 | 2.37
2019 | 7 | 6 | 15:00 | 4480 | 18.2 | 17.1 | 15.1 | 17.9 | 19.6 | 18 | 17.8 | 16.9 | 17.5 | 17 | 18 | 16.7 | 14.4 | 17.3 | 17.5 | 18 | 44.66 | 97.52 | 64.87 | 0.55 | 2.37
2019 | 7 | 6 | 16:00 | 4481 | 18.5 | 16.8 | 16.1 | 17.3 | 18.9 | 18.1 | 17.8 | 16.9 | 17.5 | 17 | 18 | 16.7 | 14.4 | 17.3 | 17.5 | 18 | 44.66 | 97.52 | 64.87 | 0.55 | 2.37
2019 | 7 | 6 | 17:00 | 4482 | 18.3 | 16.4 | 14.7 | 16.6 | 18.1 | 16.9 | 17.8 | 16.9 | 17.5 | 17 | 18 | 16.7 | 14.4 | 17.3 | 17.5 | 18 | 44.66 | 97.52 | 64.87 | 0.55 | 2.37
2019 | 7 | 6 | 18:00 | 4483 | 17.5 | 15.8 | 15.2 | 15.8 | 15.8 | 16.1 | 17.8 | 16.9 | 17.5 | 17 | 18 | 16.7 | 14.4 | 17.3 | 17.5 | 18 | 44.66 | 97.52 | 64.87 | 0.55 | 2.37
2019 | 7 | 6 | 19:00 | 4484 | 16.4 | 15.2 | 14.9 | 14.1 | 15.4 | 15.3 | 17.8 | 16.9 | 17.5 | 17 | 18 | 16.7 | 14.4 | 17.3 | 17.5 | 18 | 44.66 | 97.52 | 64.87 | 0.55 | 2.37
2019 | 7 | 6 | 20:00 | 4485 | 16 | 14.5 | 14.8 | 13.9 | 14.7 | 14.6 | 17.8 | 16.9 | 17.5 | 17 | 18 | 16.7 | 14.4 | 17.3 | 17.5 | 18 | 44.66 | 97.52 | 64.87 | 0.55 | 2.37
2019 | 7 | 6 | 21:00 | 4486 | 14.4 | 13.9 | 15 | 13 | 14.2 | 13.7 | 17.8 | 16.9 | 17.5 | 17 | 18 | 16.7 | 14.4 | 17.3 | 17.5 | 18 | 44.66 | 97.52 | 64.87 | 0.55 | 2.37
2019 | 7 | 6 | 22:00 | 4487 | 13.6 | 13 | 14.4 | 12.9 | 13.8 | 13.1 | 17.8 | 16.9 | 17.5 | 17 | 18 | 16.7 | 14.4 | 17.3 | 17.5 | 18 | 44.66 | 97.52 | 64.87 | 0.55 | 2.37
2019 | 7 | 6 | 23:00 | 4488 | 13.6 | 12.8 | 14.6 | 12.7 | 13.2 | 12.1 | 17.8 | 16.9 | 17.5 | 17 | 18 | 16.7 | 14.4 | 17.3 | 17.5 | 18 | 44.66 | 97.52 | 64.87 | 0.55 | 2.37
2019 | 7 | 7 | 0:00 | 4489 | 13.5 | 13.1 | 15.4 | 12.4 | 13.2 | 11.7 | 16.8 | 16.8 | 17.2 | 17.1 | 17.5 | 18 | 14.7 | 17.6 | 17.6 | 18.4 | 46.68 | 101.68 | 66.4 | 0.64 | 3.07
2019 | 7 | 7 | 1:00 | 4490 | 13.6 | 13.5 | 15.2 | 12.3 | 12.5 | 11.9 | 16.8 | 16.8 | 17.2 | 17.1 | 17.5 | 18 | 14.7 | 17.6 | 17.6 | 18.4 | 46.68 | 101.68 | 66.4 | 0.64 | 3.07
2019 | 7 | 7 | 2:00 | 4491 | 13.8 | 13.4 | 15 | 12.2 | 12.9 | 12 | 16.8 | 16.8 | 17.2 | 17.1 | 17.5 | 18 | 14.7 | 17.6 | 17.6 | 18.4 | 46.68 | 101.68 | 66.4 | 0.64 | 3.07
2019 | 7 | 7 | 3:00 | 4492 | 14 | 13.6 | 14.9 | 12.5 | 13.1 | 12.4 | 16.8 | 16.8 | 17.2 | 17.1 | 17.5 | 18 | 14.7 | 17.6 | 17.6 | 18.4 | 46.68 | 101.68 | 66.4 | 0.64 | 3.07
2019 | 7 | 7 | 4:00 | 4493 | 14.8 | 14 | 13.1 | 13.6 | 14 | 13 | 16.8 | 16.8 | 17.2 | 17.1 | 17.5 | 18 | 14.7 | 17.6 | 17.6 | 18.4 | 46.68 | 101.68 | 66.4 | 0.64 | 3.07
2019 | 7 | 7 | 5:00 | 4494 | 15.5 | 14.9 | 15.2 | 14.1 | 14.7 | 13.8 | 16.8 | 16.8 | 17.2 | 17.1 | 17.5 | 18 | 14.7 | 17.6 | 17.6 | 18.4 | 46.68 | 101.68 | 66.4 | 0.64 | 3.07
2019 | 7 | 7 | 6:00 | 4495 | 14.4 | 15.1 | 14.5 | 13.4 | 15 | 15.1 | 16.8 | 16.8 | 17.2 | 17.1 | 17.5 | 18 | 14.7 | 17.6 | 17.6 | 18.4 | 46.68 | 101.68 | 66.4 | 0.64 | 3.07
2019 | 7 | 7 | 7:00 | 4496 | 15.2 | 16.4 | 14.3 | 12.9 | 14.8 | 16 | 16.8 | 16.8 | 17.2 | 17.1 | 17.5 | 18 | 14.7 | 17.6 | 17.6 | 18.4 | 46.68 | 101.68 | 66.4 | 0.64 | 3.07
2019 | 7 | 7 | 8:00 | 4497 | 17.3 | 16 | 13.7 | 14.7 | 15.3 | 15.9 | 16.8 | 16.8 | 17.2 | 17.1 | 17.5 | 18 | 14.7 | 17.6 | 17.6 | 18.4 | 46.68 | 101.68 | 66.4 | 0.64 | 3.07
2019 | 7 | 7 | 9:00 | 4498 | 17 | 17.4 | 15.3 | 12.5 | 13.6 | 17.3 | 16.8 | 16.8 | 17.2 | 17.1 | 17.5 | 18 | 14.7 | 17.6 | 17.6 | 18.4 | 46.68 | 101.68 | 66.4 | 0.64 | 3.07
2019 | 7 | 7 | 10:00 | 4499 | 18.3 | 15.1 | 15.3 | 14.1 | 13 | 18.1 | 16.8 | 16.8 | 17.2 | 17.1 | 17.5 | 18 | 14.7 | 17.6 | 17.6 | 18.4 | 46.68 | 101.68 | 66.4 | 0.64 | 3.07
2019 | 7 | 7 | 11:00 | 4500 | 18.9 | 16.5 | 12.4 | 13 | 12.9 | 18.9 | 16.8 | 16.8 | 17.2 | 17.1 | 17.5 | 18 | 14.7 | 17.6 | 17.6 | 18.4 | 46.68 | 101.68 | 66.4 | 0.64 | 3.07
2019 | 7 | 7 | 12:00 | 4501 | 17 | 14.1 | 13.5 | 12.5 | 14.6 | 19 | 17.2 | 16.8 | 17.2 | 17.1 | 17.5 | 18 | 14.7 | 17.6 | 17.6 | 18.4 | 46.68 | 101.68 | 66.4 | 0.64 | 3.07
2019 | 7 | 7 | 13:00 | 4502 | 15.4 | 14.6 | 14.8 | 13.3 | 14.5 | 16.3 | 17.2 | 16.8 | 17.2 | 17.1 | 17.5 | 18 | 14.7 | 17.6 | 17.6 | 18.4 | 46.68 | 101.68 | 66.4 | 0.64 | 3.07
2019 | 7 | 7 | 14:00 | 4503 | 15.5 | 15.8 | 14.8 | 13.3 | 12.1 | 16.7 | 17.2 | 16.8 | 17.2 | 17.1 | 17.5 | 18 | 14.7 | 17.6 | 17.6 | 18.4 | 46.68 | 101.68 | 66.4 | 0.64 | 3.07
2019 | 7 | 7 | 15:00 | 4504 | 16.9 | 15.8 | 15.8 | 12.8 | 12.9 | 16.4 | 17.2 | 16.8 | 17.2 | 17.1 | 17.5 | 18 | 14.7 | 17.6 | 17.6 | 18.4 | 46.68 | 101.68 | 66.4 | 0.64 | 3.07
2019 | 7 | 7 | 16:00 | 4505 | 15.8 | 14.1 | 14.7 | 14.3 | 12.3 | 16.1 | 17.2 | 16.8 | 17.2 | 17.1 | 17.5 | 18 | 14.7 | 17.6 | 17.6 | 18.4 | 46.68 | 101.68 | 66.4 | 0.64 | 3.07
2019 | 7 | 7 | 17:00 | 4506 | 14.3 | 13.6 | 14.2 | 13.2 | 14 | 15.3 | 17.2 | 16.8 | 17.2 | 17.1 | 17.5 | 18 | 14.7 | 17.6 | 17.6 | 18.4 | 46.68 | 101.68 | 66.4 | 0.64 | 3.07
2019 | 7 | 7 | 18:00 | 4507 | 14.4 | 13.4 | 15 | 13.6 | 13.4 | 14.5 | 17.2 | 16.8 | 17.2 | 17.1 | 17.5 | 18 | 14.7 | 17.6 | 17.6 | 18.4 | 46.68 | 101.68 | 66.4 | 0.64 | 3.07
2019 | 7 | 7 | 19:00 | 4508 | 14 | 12.6 | 13.3 | 11.6 | 12.1 | 13 | 17.2 | 16.8 | 17.2 | 17.1 | 17.5 | 18 | 14.7 | 17.6 | 17.6 | 18.4 | 46.68 | 101.68 | 66.4 | 0.64 | 3.07
2019 | 7 | 7 | 20:00 | 4509 | 13.7 | 11.7 | 12.8 | 10 | 11.5 | 12.6 | 17.2 | 16.8 | 17.2 | 17.1 | 17.5 | 18 | 14.7 | 17.6 | 17.6 | 18.4 | 46.68 | 101.68 | 66.4 | 0.64 | 3.07
2019 | 7 | 7 | 21:00 | 4510 | 13.1 | 10.8 | 14.2 | 9.7 | 10.4 | 12 | 17.2 | 16.8 | 17.2 | 17.1 | 17.5 | 18 | 14.7 | 17.6 | 17.6 | 18.4 | 46.68 | 101.68 | 66.4 | 0.64 | 3.07
2019 | 7 | 7 | 22:00 | 4511 | 12.2 | 11 | 13.2 | 9 | 10 | 11.3 | 17.2 | 16.8 | 17.2 | 17.1 | 17.5 | 18 | 14.7 | 17.6 | 17.6 | 18.4 | 46.68 | 101.68 | 66.4 | 0.64 | 3.07
2019 | 7 | 7 | 23:00 | 4512 | 12.5 | 11.1 | 13.6 | 9.3 | 9.6 | 10.8 | 17.2 | 16.8 | 17.2 | 17.1 | 17.5 | 18 | 14.7 | 17.6 | 17.6 | 18.4 | 46.68 | 101.68 | 66.4 | 0.64 | 3.07
2019 | 7 | 8 | 0:00 | 4513 | 12.4 | 10 | 14.6 | 10.5 | 10 | 11 | 16.4 | 16.8 | 16.7 | 16.3 | 17.9 | 18.1 | 13.9 | 17 | 16.6 | 18.1 | 47.62 | 96.37 | 66.83 | 0.79 | 3.44
2019 | 7 | 8 | 1:00 | 4514 | 12.3 | 10.4 | 14.5 | 11.6 | 10.1 | 11.6 | 16.4 | 16.8 | 16.7 | 16.3 | 17.9 | 18.1 | 13.9 | 17 | 16.6 | 18.1 | 47.62 | 96.37 | 66.83 | 0.79 | 3.44
2019 | 7 | 8 | 2:00 | 4515 | 11.9 | 10.3 | 14.7 | 11.7 | 10.7 | 11.4 | 16.4 | 16.8 | 16.7 | 16.3 | 17.9 | 18.1 | 13.9 | 17 | 16.6 | 18.1 | 47.62 | 96.37 | 66.83 | 0.79 | 3.44
2019 | 7 | 8 | 3:00 | 4516 | 11.4 | 9.5 | 14.2 | 12 | 11.5 | 11.4 | 16.4 | 16.8 | 16.7 | 16.3 | 17.9 | 18.1 | 13.9 | 17 | 16.6 | 18.1 | 47.62 | 96.37 | 66.83 | 0.79 | 3.44
2019 | 7 | 8 | 4:00 | 4517 | 11.6 | 10.5 | 14.9 | 12 | 12.1 | 12 | 16.4 | 16.8 | 16.7 | 16.3 | 17.9 | 18.1 | 13.9 | 17 | 16.6 | 18.1 | 47.62 | 96.37 | 66.83 | 0.79 | 3.44
2019 | 7 | 8 | 5:00 | 4518 | 12.7 | 11.6 | 15.2 | 12.2 | 12.8 | 12.5 | 16.4 | 16.8 | 16.7 | 16.3 | 17.9 | 18.1 | 13.9 | 17 | 16.6 | 18.1 | 47.62 | 96.37 | 66.83 | 0.79 | 3.44
2019 | 7 | 8 | 6:00 | 4519 | 13.4 | 12.8 | 15.5 | 12.5 | 13.2 | 12.9 | 16.4 | 16.8 | 16.7 | 16.3 | 17.9 | 18.1 | 13.9 | 17 | 16.6 | 18.1 | 47.62 | 96.37 | 66.83 | 0.79 | 3.44
2019 | 7 | 8 | 7:00 | 4520 | 15.4 | 14.7 | 15.8 | 12.7 | 12.9 | 14 | 16.4 | 16.8 | 16.7 | 16.3 | 17.9 | 18.1 | 13.9 | 17 | 16.6 | 18.1 | 47.62 | 96.37 | 66.83 | 0.79 | 3.44
2019 | 7 | 8 | 8:00 | 4521 | 16.1 | 16.1 | 16.2 | 12.8 | 13.1 | 15.3 | 16.4 | 16.8 | 16.7 | 16.3 | 17.9 | 18.1 | 13.9 | 17 | 16.6 | 18.1 | 47.62 | 96.37 | 66.83 | 0.79 | 3.44
2019 | 7 | 8 | 9:00 | 4522 | 14.2 | 17.4 | 15.6 | 12.4 | 14.3 | 16.5 | 16.4 | 16.8 | 16.7 | 16.3 | 17.9 | 18.1 | 13.9 | 17 | 16.6 | 18.1 | 47.62 | 96.37 | 66.83 | 0.79 | 3.44
2019 | 7 | 8 | 10:00 | 4523 | 17.1 | 14.5 | 15.7 | 14 | 14.3 | 15.5 | 16.4 | 16.8 | 16.7 | 16.3 | 17.9 | 18.1 | 13.9 | 17 | 16.6 | 18.1 | 47.62 | 96.37 | 66.83 | 0.79 | 3.44
2019 | 7 | 8 | 11:00 | 4524 | 19.9 | 14.7 | 15.9 | 16.3 | 13.8 | 15.3 | 16.4 | 16.8 | 16.7 | 16.3 | 17.9 | 18.1 | 13.9 | 17 | 16.6 | 18.1 | 47.62 | 96.37 | 66.83 | 0.79 | 3.44
2019 | 7 | 8 | 12:00 | 4525 | 20.4 | 15.1 | 14.6 | 15.2 | 14.3 | 13 | 17 | 16.8 | 16.7 | 16.3 | 17.9 | 18.1 | 13.9 | 17 | 16.6 | 18.1 | 47.62 | 96.37 | 66.83 | 0.79 | 3.44
2019 | 7 | 8 | 13:00 | 4526 | 16.7 | 15.8 | 13.9 | 15.1 | 15.4 | 14.4 | 17 | 16.8 | 16.7 | 16.3 | 17.9 | 18.1 | 13.9 | 17 | 16.6 | 18.1 | 47.62 | 96.37 | 66.83 | 0.79 | 3.44
2019 | 7 | 8 | 14:00 | 4527 | 12.4 | 15.6 | 13.8 | 17.2 | 16.3 | 14.4 | 17 | 16.8 | 16.7 | 16.3 | 17.9 | 18.1 | 13.9 | 17 | 16.6 | 18.1 | 47.62 | 96.37 | 66.83 | 0.79 | 3.44
2019 | 7 | 8 | 15:00 | 4528 | 14.2 | 14.3 | 13.7 | 16.6 | 16.1 | 16.7 | 17 | 16.8 | 16.7 | 16.3 | 17.9 | 18.1 | 13.9 | 17 | 16.6 | 18.1 | 47.62 | 96.37 | 66.83 | 0.79 | 3.44
2019 | 7 | 8 | 16:00 | 4529 | 14 | 13.9 | 14.3 | 15.5 | 12.5 | 14.6 | 17 | 16.8 | 16.7 | 16.3 | 17.9 | 18.1 | 13.9 | 17 | 16.6 | 18.1 | 47.62 | 96.37 | 66.83 | 0.79 | 3.44
2019 | 7 | 8 | 17:00 | 4530 | 13.8 | 14 | 13.7 | 15.7 | 12.5 | 14.2 | 17 | 16.8 | 16.7 | 16.3 | 17.9 | 18.1 | 13.9 | 17 | 16.6 | 18.1 | 47.62 | 96.37 | 66.83 | 0.79 | 3.44
2019 | 7 | 8 | 18:00 | 4531 | 13.6 | 13.7 | 13.9 | 15.8 | 12.9 | 13.5 | 17 | 16.8 | 16.7 | 16.3 | 17.9 | 18.1 | 13.9 | 17 | 16.6 | 18.1 | 47.62 | 96.37 | 66.83 | 0.79 | 3.44
2019 | 7 | 8 | 19:00 | 4532 | 13.3 | 13.1 | 14.1 | 13.7 | 12.2 | 13.1 | 17 | 16.8 | 16.7 | 16.3 | 17.9 | 18.1 | 13.9 | 17 | 16.6 | 18.1 | 47.62 | 96.37 | 66.83 | 0.79 | 3.44
2019 | 7 | 8 | 20:00 | 4533 | 12.7 | 13 | 14 | 12.8 | 12 | 12.7 | 17 | 16.8 | 16.7 | 16.3 | 17.9 | 18.1 | 13.9 | 17 | 16.6 | 18.1 | 47.62 | 96.37 | 66.83 | 0.79 | 3.44
2019 | 7 | 8 | 21:00 | 4534 | 12.3 | 12.7 | 13.7 | 12.1 | 11.6 | 12.5 | 17 | 16.8 | 16.7 | 16.3 | 17.9 | 18.1 | 13.9 | 17 | 16.6 | 18.1 | 47.62 | 96.37 | 66.83 | 0.79 | 3.44
2019 | 7 | 8 | 22:00 | 4535 | 12.1 | 12.8 | 13.3 | 12 | 12 | 12.5 | 17 | 16.8 | 16.7 | 16.3 | 17.9 | 18.1 | 13.9 | 17 | 16.6 | 18.1 | 47.62 | 96.37 | 66.83 | 0.79 | 3.44
2019 | 7 | 8 | 23:00 | 4536 | 12.2 | 12.6 | 13.4 | 11.4 | 11.4 | 12.3 | 17 | 16.8 | 16.7 | 16.3 | 17.9 | 18.1 | 13.9 | 17 | 16.6 | 18.1 | 47.62 | 96.37 | 66.83 | 0.79 | 3.44
2019 | 7 | 9 | 0:00 | 4537 | 12.1 | 12.2 | 13.2 | 10.6 | 11.3 | 12.2 | 16.8 | 16.2 | 16.2 | 15.5 | 18.3 | 19 | 16 | 17 | 17.5 | 18.3 | 46.01 | 99.7 | 67.96 | 0.46 | 4.17
2019 | 7 | 9 | 1:00 | 4538 | 12 | 12 | 13.6 | 10.9 | 11.4 | 12.3 | 16.8 | 16.2 | 16.2 | 15.5 | 18.3 | 19 | 16 | 17 | 17.5 | 18.3 | 46.01 | 99.7 | 67.96 | 0.46 | 4.17
2019 | 7 | 9 | 2:00 | 4539 | 11.9 | 11.6 | 12.8 | 11.1 | 12.1 | 12.2 | 16.8 | 16.2 | 16.2 | 15.5 | 18.3 | 19 | 16 | 17 | 17.5 | 18.3 | 46.01 | 99.7 | 67.96 | 0.46 | 4.17
2019 | 7 | 9 | 3:00 | 4540 | 12 | 11.6 | 12 | 11.4 | 11.9 | 12.1 | 16.8 | 16.2 | 16.2 | 15.5 | 18.3 | 19 | 16 | 17 | 17.5 | 18.3 | 46.01 | 99.7 | 67.96 | 0.46 | 4.17
2019 | 7 | 9 | 4:00 | 4541 | 12.5 | 12.2 | 12.8 | 11.9 | 11.7 | 12.1 | 16.8 | 16.2 | 16.2 | 15.5 | 18.3 | 19 | 16 | 17 | 17.5 | 18.3 | 46.01 | 99.7 | 67.96 | 0.46 | 4.17
2019 | 7 | 9 | 5:00 | 4542 | 13.1 | 12.7 | 14 | 12.3 | 11.8 | 12.4 | 16.8 | 16.2 | 16.2 | 15.5 | 18.3 | 19 | 16 | 17 | 17.5 | 18.3 | 46.01 | 99.7 | 67.96 | 0.46 | 4.17
2019 | 7 | 9 | 6:00 | 4543 | 14.2 | 13.7 | 14.9 | 13.4 | 12.4 | 12.5 | 16.8 | 16.2 | 16.2 | 15.5 | 18.3 | 19 | 16 | 17 | 17.5 | 18.3 | 46.01 | 99.7 | 67.96 | 0.46 | 4.17
2019 | 7 | 9 | 7:00 | 4544 | 14.6 | 14.8 | 14.9 | 16.1 | 12.8 | 13.4 | 16.8 | 16.2 | 16.2 | 15.5 | 18.3 | 19 | 16 | 17 | 17.5 | 18.3 | 46.01 | 99.7 | 67.96 | 0.46 | 4.17
2019 | 7 | 9 | 8:00 | 4545 | 16.4 | 16 | 16 | 17.4 | 13.8 | 14.9 | 16.8 | 16.2 | 16.2 | 15.5 | 18.3 | 19 | 16 | 17 | 17.5 | 18.3 | 46.01 | 99.7 | 67.96 | 0.46 | 4.17
2019 | 7 | 9 | 9:00 | 4546 | 16.2 | 17.6 | 16.7 | 12.8 | 16 | 16.2 | 16.8 | 16.2 | 16.2 | 15.5 | 18.3 | 19 | 16 | 17 | 17.5 | 18.3 | 46.01 | 99.7 | 67.96 | 0.46 | 4.17
2019 | 7 | 9 | 10:00 | 4547 | 17.1 | 18.6 | 17.1 | 15.9 | 17.1 | 17.3 | 16.8 | 16.2 | 16.2 | 15.5 | 18.3 | 19 | 16 | 17 | 17.5 | 18.3 | 46.01 | 99.7 | 67.96 | 0.46 | 4.17
2019 | 7 | 9 | 11:00 | 4548 | 18.2 | 18.8 | 16.4 | 16.2 | 18.4 | 18.1 | 16.8 | 16.2 | 16.2 | 15.5 | 18.3 | 19 | 16 | 17 | 17.5 | 18.3 | 46.01 | 99.7 | 67.96 | 0.46 | 4.17
2019 | 7 | 9 | 12:00 | 4549 | 17.8 | 19.7 | 15.8 | 18.1 | 14.2 | 19.4 | 17.8 | 16.2 | 16.2 | 15.5 | 18.3 | 19 | 16 | 17 | 17.5 | 18.3 | 46.01 | 99.7 | 67.96 | 0.46 | 4.17
2019 | 7 | 9 | 13:00 | 4550 | 17.6 | 20.4 | 17 | 14.3 | 15.4 | 19.7 | 17.8 | 16.2 | 16.2 | 15.5 | 18.3 | 19 | 16 | 17 | 17.5 | 18.3 | 46.01 | 99.7 | 67.96 | 0.46 | 4.17
2019 | 7 | 9 | 14:00 | 4551 | 16.6 | 20.1 | 16.4 | 15.3 | 18.6 | 18.8 | 17.8 | 16.2 | 16.2 | 15.5 | 18.3 | 19 | 16 | 17 | 17.5 | 18.3 | 46.01 | 99.7 | 67.96 | 0.46 | 4.17
2019 | 7 | 9 | 15:00 | 4552 | 18.8 | 17.3 | 15.9 | 15.9 | 17.2 | 16.9 | 17.8 | 16.2 | 16.2 | 15.5 | 18.3 | 19 | 16 | 17 | 17.5 | 18.3 | 46.01 | 99.7 | 67.96 | 0.46 | 4.17
2019 | 7 | 9 | 16:00 | 4553 | 17.5 | 17.9 | 14.8 | 15.2 | 15.9 | 17.5 | 17.8 | 16.2 | 16.2 | 15.5 | 18.3 | 19 | 16 | 17 | 17.5 | 18.3 | 46.01 | 99.7 | 67.96 | 0.46 | 4.17
2019 | 7 | 9 | 17:00 | 4554 | 13.2 | 17 | 15.2 | 15 | 15.5 | 15.3 | 17.8 | 16.2 | 16.2 | 15.5 | 18.3 | 19 | 16 | 17 | 17.5 | 18.3 | 46.01 | 99.7 | 67.96 | 0.46 | 4.17
2019 | 7 | 9 | 18:00 | 4555 | 13.8 | 13.9 | 14.7 | 14.7 | 14.9 | 15 | 17.8 | 16.2 | 16.2 | 15.5 | 18.3 | 19 | 16 | 17 | 17.5 | 18.3 | 46.01 | 99.7 | 67.96 | 0.46 | 4.17
2019 | 7 | 9 | 19:00 | 4556 | 13.4 | 13.5 | 14.1 | 13.7 | 14.3 | 13.7 | 17.8 | 16.2 | 16.2 | 15.5 | 18.3 | 19 | 16 | 17 | 17.5 | 18.3 | 46.01 | 99.7 | 67.96 | 0.46 | 4.17
2019 | 7 | 9 | 20:00 | 4557 | 12.9 | 13.6 | 14.3 | 13.5 | 13.8 | 13.2 | 17.8 | 16.2 | 16.2 | 15.5 | 18.3 | 19 | 16 | 17 | 17.5 | 18.3 | 46.01 | 99.7 | 67.96 | 0.46 | 4.17
2019 | 7 | 9 | 21:00 | 4558 | 12.7 | 13.5 | 14.4 | 13 | 13.4 | 13.1 | 17.8 | 16.2 | 16.2 | 15.5 | 18.3 | 19 | 16 | 17 | 17.5 | 18.3 | 46.01 | 99.7 | 67.96 | 0.46 | 4.17
2019 | 7 | 9 | 22:00 | 4559 | 12.7 | 13.3 | 14.2 | 12.7 | 13.5 | 13.1 | 17.8 | 16.2 | 16.2 | 15.5 | 18.3 | 19 | 16 | 17 | 17.5 | 18.3 | 46.01 | 99.7 | 67.96 | 0.46 | 4.17
2019 | 7 | 9 | 23:00 | 4560 | 12.6 | 13.1 | 13.1 | 12.5 | 13.4 | 13.1 | 17.8 | 16.2 | 16.2 | 15.5 | 18.3 | 19 | 16 | 17 | 17.5 | 18.3 | 46.01 | 99.7 | 67.96 | 0.46 | 4.17
2019 | 7 | 10 | 0:00 | 4561 | 13 | 13.1 | 13.3 | 12.2 | 13.1 | 12.9 | 16.8 | 16.3 | 16.1 | 15.2 | 17.9 | 18.5 | 15.1 | 17.2 | 17.6 | 17.6 | 47.88 | 102.8 | 69.8 | 0.38 | 4.16
2019 | 7 | 10 | 1:00 | 4562 | 13 | 13.3 | 13.2 | 12.1 | 12.7 | 12.6 | 16.8 | 16.3 | 16.1 | 15.2 | 17.9 | 18.5 | 15.1 | 17.2 | 17.6 | 17.6 | 47.88 | 102.8 | 69.8 | 0.38 | 4.16
2019 | 7 | 10 | 2:00 | 4563 | 13 | 13.1 | 13.1 | 12.2 | 12.4 | 12.7 | 16.8 | 16.3 | 16.1 | 15.2 | 17.9 | 18.5 | 15.1 | 17.2 | 17.6 | 17.6 | 47.88 | 102.8 | 69.8 | 0.38 | 4.16
2019 | 7 | 10 | 3:00 | 4564 | 13.2 | 13.1 | 13.1 | 12.3 | 12.5 | 12.7 | 16.8 | 16.3 | 16.1 | 15.2 | 17.9 | 18.5 | 15.1 | 17.2 | 17.6 | 17.6 | 47.88 | 102.8 | 69.8 | 0.38 | 4.16
2019 | 7 | 10 | 4:00 | 4565 | 13.4 | 13.1 | 13.2 | 12.6 | 12.8 | 12.9 | 16.8 | 16.3 | 16.1 | 15.2 | 17.9 | 18.5 | 15.1 | 17.2 | 17.6 | 17.6 | 47.88 | 102.8 | 69.8 | 0.38 | 4.16
2019 | 7 | 10 | 5:00 | 4566 | 13.9 | 14.7 | 12.9 | 13 | 13.2 | 13.3 | 16.8 | 16.3 | 16.1 | 15.2 | 17.9 | 18.5 | 15.1 | 17.2 | 17.6 | 17.6 | 47.88 | 102.8 | 69.8 | 0.38 | 4.16
2019 | 7 | 10 | 6:00 | 4567 | 14.8 | 14.5 | 13.2 | 13.6 | 13.5 | 13.9 | 16.8 | 16.3 | 16.1 | 15.2 | 17.9 | 18.5 | 15.1 | 17.2 | 17.6 | 17.6 | 47.88 | 102.8 | 69.8 | 0.38 | 4.16
2019 | 7 | 10 | 7:00 | 4568 | 15 | 14.7 | 13.1 | 14.5 | 14.7 | 12.8 | 16.8 | 16.3 | 16.1 | 15.2 | 17.9 | 18.5 | 15.1 | 17.2 | 17.6 | 17.6 | 47.88 | 102.8 | 69.8 | 0.38 | 4.16
2019 | 7 | 10 | 8:00 | 4569 | 13.8 | 14.1 | 12.5 | 14.1 | 14.3 | 14 | 16.8 | 16.3 | 16.1 | 15.2 | 17.9 | 18.5 | 15.1 | 17.2 | 17.6 | 17.6 | 47.88 | 102.8 | 69.8 | 0.38 | 4.16
2019 | 7 | 10 | 9:00 | 4570 | 14.4 | 15.9 | 13.6 | 14.3 | 13.6 | 15.6 | 16.8 | 16.3 | 16.1 | 15.2 | 17.9 | 18.5 | 15.1 | 17.2 | 17.6 | 17.6 | 47.88 | 102.8 | 69.8 | 0.38 | 4.16
2019 | 7 | 10 | 10:00 | 4571 | 15.8 | 14.9 | 14.2 | 13.8 | 15.3 | 16.2 | 16.8 | 16.3 | 16.1 | 15.2 | 17.9 | 18.5 | 15.1 | 17.2 | 17.6 | 17.6 | 47.88 | 102.8 | 69.8 | 0.38 | 4.16
2019 | 7 | 10 | 11:00 | 4572 | 17.6 | 16.6 | 14 | 15.5 | 15.5 | 16.3 | 16.8 | 16.3 | 16.1 | 15.2 | 17.9 | 18.5 | 15.1 | 17.2 | 17.6 | 17.6 | 47.88 | 102.8 | 69.8 | 0.38 | 4.16
2019 | 7 | 10 | 12:00 | 4573 | 13.9 | 14.2 | 15.5 | 14 | 17.7 | 14.6 | 17 | 16.3 | 16.1 | 15.2 | 17.9 | 18.5 | 15.1 | 17.2 | 17.6 | 17.6 | 47.88 | 102.8 | 69.8 | 0.38 | 4.16
2019 | 7 | 10 | 13:00 | 4574 | 13.7 | 14.9 | 15.4 | 16 | 16.1 | 15.2 | 17 | 16.3 | 16.1 | 15.2 | 17.9 | 18.5 | 15.1 | 17.2 | 17.6 | 17.6 | 47.88 | 102.8 | 69.8 | 0.38 | 4.16
2019 | 7 | 10 | 14:00 | 4575 | 14.5 | 16.2 | 15.8 | 16.6 | 16 | 16 | 17 | 16.3 | 16.1 | 15.2 | 17.9 | 18.5 | 15.1 | 17.2 | 17.6 | 17.6 | 47.88 | 102.8 | 69.8 | 0.38 | 4.16
2019 | 7 | 10 | 15:00 | 4576 | 14.3 | 16.5 | 15.7 | 14.8 | 16.8 | 16.4 | 17 | 16.3 | 16.1 | 15.2 | 17.9 | 18.5 | 15.1 | 17.2 | 17.6 | 17.6 | 47.88 | 102.8 | 69.8 | 0.38 | 4.16
2019 | 7 | 10 | 16:00 | 4577 | 13.8 | 15.3 | 15.6 | 15.3 | 16.9 | 15.5 | 17 | 16.3 | 16.1 | 15.2 | 17.9 | 18.5 | 15.1 | 17.2 | 17.6 | 17.6 | 47.88 | 102.8 | 69.8 | 0.38 | 4.16
2019 | 7 | 10 | 17:00 | 4578 | 13 | 14.6 | 15.5 | 15.7 | 15.5 | 14.9 | 17 | 16.3 | 16.1 | 15.2 | 17.9 | 18.5 | 15.1 | 17.2 | 17.6 | 17.6 | 47.88 | 102.8 | 69.8 | 0.38 | 4.16
2019 | 7 | 10 | 18:00 | 4579 | 13.5 | 13.7 | 15 | 14.6 | 14.8 | 14.2 | 17 | 16.3 | 16.1 | 15.2 | 17.9 | 18.5 | 15.1 | 17.2 | 17.6 | 17.6 | 47.88 | 102.8 | 69.8 | 0.38 | 4.16
2019 | 7 | 10 | 19:00 | 4580 | 13.2 | 13.2 | 14.6 | 13.3 | 13.7 | 13.1 | 17 | 16.3 | 16.1 | 15.2 | 17.9 | 18.5 | 15.1 | 17.2 | 17.6 | 17.6 | 47.88 | 102.8 | 69.8 | 0.38 | 4.16
2019 | 7 | 10 | 20:00 | 4581 | 13 | 12.7 | 13.7 | 11.7 | 13.4 | 12.9 | 17 | 16.3 | 16.1 | 15.2 | 17.9 | 18.5 | 15.1 | 17.2 | 17.6 | 17.6 | 47.88 | 102.8 | 69.8 | 0.38 | 4.16
2019 | 7 | 10 | 21:00 | 4582 | 12.9 | 12.9 | 13.2 | 10.7 | 12.4 | 12.6 | 17 | 16.3 | 16.1 | 15.2 | 17.9 | 18.5 | 15.1 | 17.2 | 17.6 | 17.6 | 47.88 | 102.8 | 69.8 | 0.38 | 4.16
2019 | 7 | 10 | 22:00 | 4583 | 12.9 | 12.3 | 12.6 | 10 | 12.1 | 12.2 | 17 | 16.3 | 16.1 | 15.2 | 17.9 | 18.5 | 15.1 | 17.2 | 17.6 | 17.6 | 47.88 | 102.8 | 69.8 | 0.38 | 4.16
2019 | 7 | 10 | 23:00 | 4584 | 12.7 | 12.3 | 12.6 | 10.2 | 11.9 | 12.1 | 17 | 16.3 | 16.1 | 15.2 | 17.9 | 18.5 | 15.1 | 17.2 | 17.6 | 17.6 | 47.88 | 102.8 | 69.8 | 0.38 | 4.16
2019 | 7 | 11 | 0:00 | 4585 | 12.7 | 12.4 | 11.9 | 9.6 | 11.2 | 12.2 | 16 | 16.2 | 16.1 | 14.4 | 17.5 | 18.6 | 14.8 | 17.1 | 17.8 | 16.5 | 47.91 | 104.45 | 68.7 | 0.38 | 3.75
2019 | 7 | 11 | 1:00 | 4586 | 12.5 | 12.2 | 11.5 | 8.8 | 10.8 | 12.2 | 16 | 16.2 | 16.1 | 14.4 | 17.5 | 18.6 | 14.8 | 17.1 | 17.8 | 16.5 | 47.91 | 104.45 | 68.7 | 0.38 | 3.75
2019 | 7 | 11 | 2:00 | 4587 | 12.4 | 12.1 | 10.7 | 8.4 | 10.3 | 12.2 | 16 | 16.2 | 16.1 | 14.4 | 17.5 | 18.6 | 14.8 | 17.1 | 17.8 | 16.5 | 47.91 | 104.45 | 68.7 | 0.38 | 3.75
2019 | 7 | 11 | 3:00 | 4588 | 12.5 | 12.1 | 10.7 | 9 | 10.4 | 12.1 | 16 | 16.2 | 16.1 | 14.4 | 17.5 | 18.6 | 14.8 | 17.1 | 17.8 | 16.5 | 47.91 | 104.45 | 68.7 | 0.38 | 3.75
2019 | 7 | 11 | 4:00 | 4589 | 12.4 | 12.2 | 13.6 | 10.3 | 11 | 12.1 | 16 | 16.2 | 16.1 | 14.4 | 17.5 | 18.6 | 14.8 | 17.1 | 17.8 | 16.5 | 47.91 | 104.45 | 68.7 | 0.38 | 3.75
2019 | 7 | 11 | 5:00 | 4590 | 12.8 | 13 | 13.5 | 11.3 | 12 | 12.3 | 16 | 16.2 | 16.1 | 14.4 | 17.5 | 18.6 | 14.8 | 17.1 | 17.8 | 16.5 | 47.91 | 104.45 | 68.7 | 0.38 | 3.75
2019 | 7 | 11 | 6:00 | 4591 | 13.2 | 14.6 | 15.4 | 13.1 | 12.8 | 12.9 | 16 | 16.2 | 16.1 | 14.4 | 17.5 | 18.6 | 14.8 | 17.1 | 17.8 | 16.5 | 47.91 | 104.45 | 68.7 | 0.38 | 3.75
2019 | 7 | 11 | 7:00 | 4592 | 14.5 | 17.1 | 16.6 | 15.3 | 13.6 | 14 | 16 | 16.2 | 16.1 | 14.4 | 17.5 | 18.6 | 14.8 | 17.1 | 17.8 | 16.5 | 47.91 | 104.45 | 68.7 | 0.38 | 3.75
2019 | 7 | 11 | 8:00 | 4593 | 16.3 | 16.6 | 17.4 | 17.7 | 16 | 15.2 | 16 | 16.2 | 16.1 | 14.4 | 17.5 | 18.6 | 14.8 | 17.1 | 17.8 | 16.5 | 47.91 | 104.45 | 68.7 | 0.38 | 3.75
2019 | 7 | 11 | 9:00 | 4594 | 18 | 16.4 | 17.9 | 18.9 | 17 | 16.2 | 16 | 16.2 | 16.1 | 14.4 | 17.5 | 18.6 | 14.8 | 17.1 | 17.8 | 16.5 | 47.91 | 104.45 | 68.7 | 0.38 | 3.75
2019 | 7 | 11 | 10:00 | 4595 | 17.5 | 16.9 | 18.5 | 19.9 | 19 | 15.6 | 16 | 16.2 | 16.1 | 14.4 | 17.5 | 18.6 | 14.8 | 17.1 | 17.8 | 16.5 | 47.91 | 104.45 | 68.7 | 0.38 | 3.75
2019 | 7 | 11 | 11:00 | 4596 | 17.4 | 17.2 | 18.1 | 20.6 | 20.4 | 17.2 | 16 | 16.2 | 16.1 | 14.4 | 17.5 | 18.6 | 14.8 | 17.1 | 17.8 | 16.5 | 47.91 | 104.45 | 68.7 | 0.38 | 3.75
2019 | 7 | 11 | 12:00 | 4597 | 18.6 | 17.6 | 19 | 20.4 | 19.9 | 18 | 18 | 16.2 | 16.1 | 14.4 | 17.5 | 18.6 | 14.8 | 17.1 | 17.8 | 16.5 | 47.91 | 104.45 | 68.7 | 0.38 | 3.75
2019 | 7 | 11 | 13:00 | 4598 | 18.6 | 18.8 | 19.1 | 19.8 | 20.2 | 18.2 | 18 | 16.2 | 16.1 | 14.4 | 17.5 | 18.6 | 14.8 | 17.1 | 17.8 | 16.5 | 47.91 | 104.45 | 68.7 | 0.38 | 3.75
2019 | 7 | 11 | 14:00 | 4599 | 19.5 | 18.9 | 18.8 | 20 | 20.6 | 19.1 | 18 | 16.2 | 16.1 | 14.4 | 17.5 | 18.6 | 14.8 | 17.1 | 17.8 | 16.5 | 47.91 | 104.45 | 68.7 | 0.38 | 3.75
2019 | 7 | 11 | 15:00 | 4600 | 19.8 | 19.9 | 18.1 | 19.3 | 20.6 | 18.3 | 18 | 16.2 | 16.1 | 14.4 | 17.5 | 18.6 | 14.8 | 17.1 | 17.8 | 16.5 | 47.91 | 104.45 | 68.7 | 0.38 | 3.75
2019 | 7 | 11 | 16:00 | 4601 | 19.4 | 19.5 | 17.7 | 18.1 | 19 | 19 | 18 | 16.2 | 16.1 | 14.4 | 17.5 | 18.6 | 14.8 | 17.1 | 17.8 | 16.5 | 47.91 | 104.45 | 68.7 | 0.38 | 3.75
2019 | 7 | 11 | 17:00 | 4602 | 18.8 | 18.9 | 17.2 | 17.1 | 18.5 | 18.4 | 18 | 16.2 | 16.1 | 14.4 | 17.5 | 18.6 | 14.8 | 17.1 | 17.8 | 16.5 | 47.91 | 104.45 | 68.7 | 0.38 | 3.75
2019 | 7 | 11 | 18:00 | 4603 | 18.6 | 16.4 | 16.6 | 15.1 | 17.2 | 17.7 | 18 | 16.2 | 16.1 | 14.4 | 17.5 | 18.6 | 14.8 | 17.1 | 17.8 | 16.5 | 47.91 | 104.45 | 68.7 | 0.38 | 3.75
2019 | 7 | 11 | 19:00 | 4604 | 16 | 15.8 | 14.8 | 12.8 | 16.3 | 16.9 | 18 | 16.2 | 16.1 | 14.4 | 17.5 | 18.6 | 14.8 | 17.1 | 17.8 | 16.5 | 47.91 | 104.45 | 68.7 | 0.38 | 3.75
2019 | 7 | 11 | 20:00 | 4605 | 15.1 | 15 | 13.9 | 10.5 | 14.4 | 15.8 | 18 | 16.2 | 16.1 | 14.4 | 17.5 | 18.6 | 14.8 | 17.1 | 17.8 | 16.5 | 47.91 | 104.45 | 68.7 | 0.38 | 3.75
2019 | 7 | 11 | 21:00 | 4606 | 13.8 | 14.3 | 14.1 | 9.5 | 13.2 | 14.5 | 18 | 16.2 | 16.1 | 14.4 | 17.5 | 18.6 | 14.8 | 17.1 | 17.8 | 16.5 | 47.91 | 104.45 | 68.7 | 0.38 | 3.75
2019 | 7 | 11 | 22:00 | 4607 | 13.4 | 14.3 | 13.6 | 9.8 | 12.1 | 13.5 | 18 | 16.2 | 16.1 | 14.4 | 17.5 | 18.6 | 14.8 | 17.1 | 17.8 | 16.5 | 47.91 | 104.45 | 68.7 | 0.38 | 3.75
2019 | 7 | 11 | 23:00 | 4608 | 14 | 13.7 | 12.5 | 10.5 | 11.1 | 13.1 | 18 | 16.2 | 16.1 | 14.4 | 17.5 | 18.6 | 14.8 | 17.1 | 17.8 | 16.5 | 47.91 | 104.45 | 68.7 | 0.38 | 3.75
2019 | 7 | 12 | 0:00 | 4609 | 13.8 | 12.2 | 11.7 | 10.2 | 10.5 | 12.7 | 16.8 | 16.7 | 16.4 | 14.7 | 17.6 | 18.9 | 15.6 | 17.4 | 18.5 | 16.5 | 49.86 | 102.8 | 69.02 | 0.3 | 3.35
2019 | 7 | 12 | 1:00 | 4610 | 13.8 | 11.3 | 11.5 | 10.1 | 10.9 | 12.8 | 16.8 | 16.7 | 16.4 | 14.7 | 17.6 | 18.9 | 15.6 | 17.4 | 18.5 | 16.5 | 49.86 | 102.8 | 69.02 | 0.3 | 3.35
2019 | 7 | 12 | 2:00 | 4611 | 13 | 10.8 | 11.4 | 10.2 | 11.2 | 12.6 | 16.8 | 16.7 | 16.4 | 14.7 | 17.6 | 18.9 | 15.6 | 17.4 | 18.5 | 16.5 | 49.86 | 102.8 | 69.02 | 0.3 | 3.35
2019 | 7 | 12 | 3:00 | 4612 | 12.7 | 10.7 | 12.1 | 10.7 | 11.8 | 12.1 | 16.8 | 16.7 | 16.4 | 14.7 | 17.6 | 18.9 | 15.6 | 17.4 | 18.5 | 16.5 | 49.86 | 102.8 | 69.02 | 0.3 | 3.35
2019 | 7 | 12 | 4:00 | 4613 | 12.6 | 11.3 | 12.2 | 11 | 12.6 | 12.6 | 16.8 | 16.7 | 16.4 | 14.7 | 17.6 | 18.9 | 15.6 | 17.4 | 18.5 | 16.5 | 49.86 | 102.8 | 69.02 | 0.3 | 3.35
2019 | 7 | 12 | 5:00 | 4614 | 12.4 | 12.5 | 15.4 | 11.9 | 13.6 | 13.5 | 16.8 | 16.7 | 16.4 | 14.7 | 17.6 | 18.9 | 15.6 | 17.4 | 18.5 | 16.5 | 49.86 | 102.8 | 69.02 | 0.3 | 3.35
2019 | 7 | 12 | 6:00 | 4615 | 13.3 | 12.7 | 16.5 | 13.5 | 14.5 | 14.4 | 16.8 | 16.7 | 16.4 | 14.7 | 17.6 | 18.9 | 15.6 | 17.4 | 18.5 | 16.5 | 49.86 | 102.8 | 69.02 | 0.3 | 3.35
2019 | 7 | 12 | 7:00 | 4616 | 15 | 14.7 | 16.3 | 16.2 | 16 | 16.6 | 16.8 | 16.7 | 16.4 | 14.7 | 17.6 | 18.9 | 15.6 | 17.4 | 18.5 | 16.5 | 49.86 | 102.8 | 69.02 | 0.3 | 3.35
2019 | 7 | 12 | 8:00 | 4617 | 17.4 | 16.5 | 16.8 | 17.8 | 17 | 17.1 | 16.8 | 16.7 | 16.4 | 14.7 | 17.6 | 18.9 | 15.6 | 17.4 | 18.5 | 16.5 | 49.86 | 102.8 | 69.02 | 0.3 | 3.35
2019 | 7 | 12 | 9:00 | 4618 | 18.1 | 17.7 | 17.5 | 17.5 | 17.7 | 16.9 | 16.8 | 16.7 | 16.4 | 14.7 | 17.6 | 18.9 | 15.6 | 17.4 | 18.5 | 16.5 | 49.86 | 102.8 | 69.02 | 0.3 | 3.35
2019 | 7 | 12 | 10:00 | 4619 | 19.6 | 18.9 | 17.7 | 18 | 17.7 | 18.3 | 16.8 | 16.7 | 16.4 | 14.7 | 17.6 | 18.9 | 15.6 | 17.4 | 18.5 | 16.5 | 49.86 | 102.8 | 69.02 | 0.3 | 3.35
2019 | 7 | 12 | 11:00 | 4620 | 19 | 19.4 | 18 | 18.3 | 18.1 | 18.8 | 16.8 | 16.7 | 16.4 | 14.7 | 17.6 | 18.9 | 15.6 | 17.4 | 18.5 | 16.5 | 49.86 | 102.8 | 69.02 | 0.3 | 3.35
2019 | 7 | 12 | 12:00 | 4621 | 18.5 | 19.8 | 18.2 | 18.7 | 18.6 | 19.6 | 19.6 | 16.7 | 16.4 | 14.7 | 17.6 | 18.9 | 15.6 | 17.4 | 18.5 | 16.5 | 49.86 | 102.8 | 69.02 | 0.3 | 3.35
2019 | 7 | 12 | 13:00 | 4622 | 18.9 | 19.8 | 18.3 | 19.8 | 17.9 | 20 | 19.6 | 16.7 | 16.4 | 14.7 | 17.6 | 18.9 | 15.6 | 17.4 | 18.5 | 16.5 | 49.86 | 102.8 | 69.02 | 0.3 | 3.35
2019 | 7 | 12 | 14:00 | 4623 | 19.7 | 20.4 | 18.1 | 18.3 | 19.2 | 19.4 | 19.6 | 16.7 | 16.4 | 14.7 | 17.6 | 18.9 | 15.6 | 17.4 | 18.5 | 16.5 | 49.86 | 102.8 | 69.02 | 0.3 | 3.35
2019 | 7 | 12 | 15:00 | 4624 | 20.3 | 20.2 | 18.5 | 17 | 18.5 | 19.4 | 19.6 | 16.7 | 16.4 | 14.7 | 17.6 | 18.9 | 15.6 | 17.4 | 18.5 | 16.5 | 49.86 | 102.8 | 69.02 | 0.3 | 3.35
2019 | 7 | 12 | 16:00 | 4625 | 19.7 | 20.2 | 18.3 | 17.9 | 17.4 | 18.7 | 19.6 | 16.7 | 16.4 | 14.7 | 17.6 | 18.9 | 15.6 | 17.4 | 18.5 | 16.5 | 49.86 | 102.8 | 69.02 | 0.3 | 3.35
2019 | 7 | 12 | 17:00 | 4626 | 19.2 | 19.2 | 18 | 17.3 | 16.8 | 17.8 | 19.6 | 16.7 | 16.4 | 14.7 | 17.6 | 18.9 | 15.6 | 17.4 | 18.5 | 16.5 | 49.86 | 102.8 | 69.02 | 0.3 | 3.35
2019 | 7 | 12 | 18:00 | 4627 | 18.4 | 18.3 | 16.9 | 17.3 | 17 | 17.6 | 19.6 | 16.7 | 16.4 | 14.7 | 17.6 | 18.9 | 15.6 | 17.4 | 18.5 | 16.5 | 49.86 | 102.8 | 69.02 | 0.3 | 3.35
2019 | 7 | 12 | 19:00 | 4628 | 14.7 | 16.2 | 15.5 | 13.5 | 14.4 | 15.8 | 19.6 | 16.7 | 16.4 | 14.7 | 17.6 | 18.9 | 15.6 | 17.4 | 18.5 | 16.5 | 49.86 | 102.8 | 69.02 | 0.3 | 3.35
2019 | 7 | 12 | 20:00 | 4629 | 10.9 | 14.7 | 14.3 | 11.7 | 11.6 | 13.7 | 19.6 | 16.7 | 16.4 | 14.7 | 17.6 | 18.9 | 15.6 | 17.4 | 18.5 | 16.5 | 49.86 | 102.8 | 69.02 | 0.3 | 3.35
2019 | 7 | 12 | 21:00 | 4630 | 10.1 | 12.4 | 13.5 | 11.8 | 10.4 | 12.7 | 19.6 | 16.7 | 16.4 | 14.7 | 17.6 | 18.9 | 15.6 | 17.4 | 18.5 | 16.5 | 49.86 | 102.8 | 69.02 | 0.3 | 3.35
2019 | 7 | 12 | 22:00 | 4631 | 10.9 | 12.4 | 12.3 | 12.1 | 10.7 | 10.8 | 19.6 | 16.7 | 16.4 | 14.7 | 17.6 | 18.9 | 15.6 | 17.4 | 18.5 | 16.5 | 49.86 | 102.8 | 69.02 | 0.3 | 3.35
2019 | 7 | 12 | 23:00 | 4632 | 10.8 | 13 | 12.2 | 12.1 | 10.8 | 10.4 | 19.6 | 16.7 | 16.4 | 14.7 | 17.6 | 18.9 | 15.6 | 17.4 | 18.5 | 16.5 | 49.86 | 102.8 | 69.02 | 0.3 | 3.35
2019 | 7 | 13 | 0:00 | 4633 | 10.7 | 11.9 | 13.3 | 11.8 | 11.3 | 10.8 | 17.8 | 17 | 16.7 | 15.1 | 18.4 | 19 | 15.3 | 17.3 | 18.3 | 17.9 | 50.05 | 100.67 | 70.12 | 0.3 | 4.76
2019 | 7 | 13 | 1:00 | 4634 | 9.6 | 12.1 | 13.3 | 11.4 | 11.2 | 9.4 | 17.8 | 17 | 16.7 | 15.1 | 18.4 | 19 | 15.3 | 17.3 | 18.3 | 17.9 | 50.05 | 100.67 | 70.12 | 0.3 | 4.76
2019 | 7 | 13 | 2:00 | 4635 | 9.5 | 12 | 13.2 | 11.1 | 11 | 9 | 17.8 | 17 | 16.7 | 15.1 | 18.4 | 19 | 15.3 | 17.3 | 18.3 | 17.9 | 50.05 | 100.67 | 70.12 | 0.3 | 4.76
2019 | 7 | 13 | 3:00 | 4636 | 9.7 | 12.6 | 12.6 | 11.2 | 11.5 | 8.9 | 17.8 | 17 | 16.7 | 15.1 | 18.4 | 19 | 15.3 | 17.3 | 18.3 | 17.9 | 50.05 | 100.67 | 70.12 | 0.3 | 4.76
2019 | 7 | 13 | 4:00 | 4637 | 11.8 | 12.7 | 13.8 | 12.2 | 13 | 10.1 | 17.8 | 17 | 16.7 | 15.1 | 18.4 | 19 | 15.3 | 17.3 | 18.3 | 17.9 | 50.05 | 100.67 | 70.12 | 0.3 | 4.76
2019 | 7 | 13 | 5:00 | 4638 | 14.5 | 12.8 | 14.9 | 13.7 | 13.6 | 12.7 | 17.8 | 17 | 16.7 | 15.1 | 18.4 | 19 | 15.3 | 17.3 | 18.3 | 17.9 | 50.05 | 100.67 | 70.12 | 0.3 | 4.76
2019 | 7 | 13 | 6:00 | 4639 | 17.2 | 13.1 | 15.3 | 14.3 | 15.3 | 14.7 | 17.8 | 17 | 16.7 | 15.1 | 18.4 | 19 | 15.3 | 17.3 | 18.3 | 17.9 | 50.05 | 100.67 | 70.12 | 0.3 | 4.76
2019 | 7 | 13 | 7:00 | 4640 | 18.7 | 13.8 | 16.2 | 15.7 | 16.4 | 15.2 | 17.8 | 17 | 16.7 | 15.1 | 18.4 | 19 | 15.3 | 17.3 | 18.3 | 17.9 | 50.05 | 100.67 | 70.12 | 0.3 | 4.76
2019 | 7 | 13 | 8:00 | 4641 | 17.7 | 14.4 | 17 | 17.1 | 17.7 | 15.6 | 17.8 | 17 | 16.7 | 15.1 | 18.4 | 19 | 15.3 | 17.3 | 18.3 | 17.9 | 50.05 | 100.67 | 70.12 | 0.3 | 4.76
2019 | 7 | 13 | 9:00 | 4642 | 17.9 | 14.6 | 17.5 | 18 | 18.7 | 13.9 | 17.8 | 17 | 16.7 | 15.1 | 18.4 | 19 | 15.3 | 17.3 | 18.3 | 17.9 | 50.05 | 100.67 | 70.12 | 0.3 | 4.76
2019 | 7 | 13 | 10:00 | 4643 | 18.6 | 14.2 | 17.9 | 19.4 | 19.8 | 13.6 | 17.8 | 17 | 16.7 | 15.1 | 18.4 | 19 | 15.3 | 17.3 | 18.3 | 17.9 | 50.05 | 100.67 | 70.12 | 0.3 | 4.76
2019 | 7 | 13 | 11:00 | 4644 | 19.3 | 15.5 | 18 | 20.2 | 20 | 15.8 | 17.8 | 17 | 16.7 | 15.1 | 18.4 | 19 | 15.3 | 17.3 | 18.3 | 17.9 | 50.05 | 100.67 | 70.12 | 0.3 | 4.76
2019 | 7 | 13 | 12:00 | 4645 | 19.8 | 17.3 | 18.5 | 19.9 | 19.7 | 17 | 20.2 | 17 | 16.7 | 15.1 | 18.4 | 19 | 15.3 | 17.3 | 18.3 | 17.9 | 50.05 | 100.67 | 70.12 | 0.3 | 4.76
2019 | 7 | 13 | 13:00 | 4646 | 20.1 | 19.3 | 18.2 | 20 | 20 | 18.1 | 20.2 | 17 | 16.7 | 15.1 | 18.4 | 19 | 15.3 | 17.3 | 18.3 | 17.9 | 50.05 | 100.67 | 70.12 | 0.3 | 4.76
2019 | 7 | 13 | 14:00 | 4647 | 20.8 | 19.8 | 18.1 | 18.9 | 20.9 | 17.6 | 20.2 | 17 | 16.7 | 15.1 | 18.4 | 19 | 15.3 | 17.3 | 18.3 | 17.9 | 50.05 | 100.67 | 70.12 | 0.3 | 4.76
2019 | 7 | 13 | 15:00 | 4648 | 19.8 | 20 | 18 | 19.6 | 19.9 | 17.9 | 20.2 | 17 | 16.7 | 15.1 | 18.4 | 19 | 15.3 | 17.3 | 18.3 | 17.9 | 50.05 | 100.67 | 70.12 | 0.3 | 4.76
2019 | 7 | 13 | 16:00 | 4649 | 20.3 | 19.8 | 17.1 | 19.6 | 20.7 | 19.1 | 20.2 | 17 | 16.7 | 15.1 | 18.4 | 19 | 15.3 | 17.3 | 18.3 | 17.9 | 50.05 | 100.67 | 70.12 | 0.3 | 4.76
2019 | 7 | 13 | 17:00 | 4650 | 19.4 | 19 | 16.9 | 17.6 | 18.7 | 18.8 | 20.2 | 17 | 16.7 | 15.1 | 18.4 | 19 | 15.3 | 17.3 | 18.3 | 17.9 | 50.05 | 100.67 | 70.12 | 0.3 | 4.76
2019 | 7 | 13 | 18:00 | 4651 | 18.5 | 16.7 | 15.9 | 15.3 | 17.3 | 18.5 | 20.2 | 17 | 16.7 | 15.1 | 18.4 | 19 | 15.3 | 17.3 | 18.3 | 17.9 | 50.05 | 100.67 | 70.12 | 0.3 | 4.76
2019 | 7 | 13 | 19:00 | 4652 | 15.2 | 15.7 | 15.5 | 13.9 | 15.3 | 15.7 | 20.2 | 17 | 16.7 | 15.1 | 18.4 | 19 | 15.3 | 17.3 | 18.3 | 17.9 | 50.05 | 100.67 | 70.12 | 0.3 | 4.76
2019 | 7 | 13 | 20:00 | 4653 | 12.9 | 14.4 | 14.7 | 12.9 | 13.3 | 13.5 | 20.2 | 17 | 16.7 | 15.1 | 18.4 | 19 | 15.3 | 17.3 | 18.3 | 17.9 | 50.05 | 100.67 | 70.12 | 0.3 | 4.76
2019 | 7 | 13 | 21:00 | 4654 | 12.2 | 13.3 | 14.4 | 11.5 | 12.8 | 12.9 | 20.2 | 17 | 16.7 | 15.1 | 18.4 | 19 | 15.3 | 17.3 | 18.3 | 17.9 | 50.05 | 100.67 | 70.12 | 0.3 | 4.76
2019 | 7 | 13 | 22:00 | 4655 | 11.4 | 13.3 | 13.3 | 11.1 | 13.2 | 12.6 | 20.2 | 17 | 16.7 | 15.1 | 18.4 | 19 | 15.3 | 17.3 | 18.3 | 17.9 | 50.05 | 100.67 | 70.12 | 0.3 | 4.76
2019 | 7 | 13 | 23:00 | 4656 | 11 | 13.6 | 12.4 | 10.3 | 13.4 | 12.4 | 20.2 | 17 | 16.7 | 15.1 | 18.4 | 19 | 15.3 | 17.3 | 18.3 | 17.9 | 50.05 | 100.67 | 70.12 | 0.3 | 4.76
2019 | 7 | 14 | 0:00 | 4657 | 11.6 | 13.2 | 12 | 8.7 | 12.4 | 11.3 | 17 | 17.2 | 17 | 14.9 | 19.6 | 18.8 | 16.7 | 17.5 | 18.9 | 16.5 | 49.1 | 97.41 | 70.14 | 0.31 | 4.34
2019 | 7 | 14 | 1:00 | 4658 | 9.6 | 12.5 | 10.8 | 8.6 | 11 | 10.6 | 17 | 17.2 | 17 | 14.9 | 19.6 | 18.8 | 16.7 | 17.5 | 18.9 | 16.5 | 49.1 | 97.41 | 70.14 | 0.31 | 4.34
2019 | 7 | 14 | 2:00 | 4659 | 9 | 11.9 | 10 | 7.5 | 9.9 | 10.4 | 17 | 17.2 | 17 | 14.9 | 19.6 | 18.8 | 16.7 | 17.5 | 18.9 | 16.5 | 49.1 | 97.41 | 70.14 | 0.31 | 4.34
2019 | 7 | 14 | 3:00 | 4660 | 9.8 | 11.7 | 10.4 | 7.3 | 10 | 9.9 | 17 | 17.2 | 17 | 14.9 | 19.6 | 18.8 | 16.7 | 17.5 | 18.9 | 16.5 | 49.1 | 97.41 | 70.14 | 0.31 | 4.34
2019 | 7 | 14 | 4:00 | 4661 | 11.2 | 12.3 | 12.9 | 9.8 | 11.3 | 11.7 | 17 | 17.2 | 17 | 14.9 | 19.6 | 18.8 | 16.7 | 17.5 | 18.9 | 16.5 | 49.1 | 97.41 | 70.14 | 0.31 | 4.34
2019 | 7 | 14 | 5:00 | 4662 | 12.2 | 13.1 | 14.5 | 12.4 | 12.9 | 14.6 | 17 | 17.2 | 17 | 14.9 | 19.6 | 18.8 | 16.7 | 17.5 | 18.9 | 16.5 | 49.1 | 97.41 | 70.14 | 0.31 | 4.34
2019 | 7 | 14 | 6:00 | 4663 | 14.8 | 15.3 | 15.7 | 15.2 | 15.2 | 15.6 | 17 | 17.2 | 17 | 14.9 | 19.6 | 18.8 | 16.7 | 17.5 | 18.9 | 16.5 | 49.1 | 97.41 | 70.14 | 0.31 | 4.34
2019 | 7 | 14 | 7:00 | 4664 | 16.3 | 17.4 | 16.9 | 17.2 | 16.8 | 17.2 | 17 | 17.2 | 17 | 14.9 | 19.6 | 18.8 | 16.7 | 17.5 | 18.9 | 16.5 | 49.1 | 97.41 | 70.14 | 0.31 | 4.34
2019 | 7 | 14 | 8:00 | 4665 | 18.1 | 18.3 | 17.6 | 18.5 | 18 | 18 | 17 | 17.2 | 17 | 14.9 | 19.6 | 18.8 | 16.7 | 17.5 | 18.9 | 16.5 | 49.1 | 97.41 | 70.14 | 0.31 | 4.34
2019 | 7 | 14 | 9:00 | 4666 | 18.9 | 19.6 | 17.7 | 19.1 | 19.3 | 19.3 | 17 | 17.2 | 17 | 14.9 | 19.6 | 18.8 | 16.7 | 17.5 | 18.9 | 16.5 | 49.1 | 97.41 | 70.14 | 0.31 | 4.34
2019 | 7 | 14 | 10:00 | 4667 | 19 | 20.8 | 18.7 | 19.4 | 19.9 | 19.6 | 17 | 17.2 | 17 | 14.9 | 19.6 | 18.8 | 16.7 | 17.5 | 18.9 | 16.5 | 49.1 | 97.41 | 70.14 | 0.31 | 4.34
2019 | 7 | 14 | 11:00 | 4668 | 21.1 | 21.3 | 18.8 | 19.4 | 20.5 | 20.1 | 17 | 17.2 | 17 | 14.9 | 19.6 | 18.8 | 16.7 | 17.5 | 18.9 | 16.5 | 49.1 | 97.41 | 70.14 | 0.31 | 4.34
2019 | 7 | 14 | 12:00 | 4669 | 20.1 | 21.6 | 18.4 | 20.6 | 20.5 | 17.5 | 20.2 | 17.2 | 17 | 14.9 | 19.6 | 18.8 | 16.7 | 17.5 | 18.9 | 16.5 | 49.1 | 97.41 | 70.14 | 0.31 | 4.34
2019 | 7 | 14 | 13:00 | 4670 | 20.9 | 21 | 18.6 | 20.2 | 21.6 | 19.3 | 20.2 | 17.2 | 17 | 14.9 | 19.6 | 18.8 | 16.7 | 17.5 | 18.9 | 16.5 | 49.1 | 97.41 | 70.14 | 0.31 | 4.34
2019 | 7 | 14 | 14:00 | 4671 | 19.6 | 20.5 | 18.8 | 19.9 | 21.6 | 20 | 20.2 | 17.2 | 17 | 14.9 | 19.6 | 18.8 | 16.7 | 17.5 | 18.9 | 16.5 | 49.1 | 97.41 | 70.14 | 0.31 | 4.34
2019 | 7 | 14 | 15:00 | 4672 | 19.2 | 20.3 | 18.5 | 20.5 | 21.8 | 19 | 20.2 | 17.2 | 17 | 14.9 | 19.6 | 18.8 | 16.7 | 17.5 | 18.9 | 16.5 | 49.1 | 97.41 | 70.14 | 0.31 | 4.34
2019 | 7 | 14 | 16:00 | 4673 | 20.8 | 21 | 18.2 | 19.7 | 21.1 | 18.3 | 20.2 | 17.2 | 17 | 14.9 | 19.6 | 18.8 | 16.7 | 17.5 | 18.9 | 16.5 | 49.1 | 97.41 | 70.14 | 0.31 | 4.34
2019 | 7 | 14 | 17:00 | 4674 | 19.4 | 20.8 | 17.6 | 19.3 | 20.7 | 16.4 | 20.2 | 17.2 | 17 | 14.9 | 19.6 | 18.8 | 16.7 | 17.5 | 18.9 | 16.5 | 49.1 | 97.41 | 70.14 | 0.31 | 4.34
2019 | 7 | 14 | 18:00 | 4675 | 18.1 | 19.1 | 16.6 | 18.4 | 19 | 16.5 | 20.2 | 17.2 | 17 | 14.9 | 19.6 | 18.8 | 16.7 | 17.5 | 18.9 | 16.5 | 49.1 | 97.41 | 70.14 | 0.31 | 4.34
2019 | 7 | 14 | 19:00 | 4676 | 17 | 16.7 | 15.6 | 14.8 | 17.8 | 14.6 | 20.2 | 17.2 | 17 | 14.9 | 19.6 | 18.8 | 16.7 | 17.5 | 18.9 | 16.5 | 49.1 | 97.41 | 70.14 | 0.31 | 4.34
2019 | 7 | 14 | 20:00 | 4677 | 16.1 | 15.9 | 14.2 | 12.3 | 15.4 | 14.3 | 20.2 | 17.2 | 17 | 14.9 | 19.6 | 18.8 | 16.7 | 17.5 | 18.9 | 16.5 | 49.1 | 97.41 | 70.14 | 0.31 | 4.34
2019 | 7 | 14 | 21:00 | 4678 | 13 | 14.8 | 13.3 | 12.8 | 13.1 | 13.7 | 20.2 | 17.2 | 17 | 14.9 | 19.6 | 18.8 | 16.7 | 17.5 | 18.9 | 16.5 | 49.1 | 97.41 | 70.14 | 0.31 | 4.34
2019 | 7 | 14 | 22:00 | 4679 | 12.2 | 12.8 | 13.5 | 12 | 11.4 | 12.6 | 20.2 | 17.2 | 17 | 14.9 | 19.6 | 18.8 | 16.7 | 17.5 | 18.9 | 16.5 | 49.1 | 97.41 | 70.14 | 0.31 | 4.34
2019 | 7 | 14 | 23:00 | 4680 | 12.5 | 11.7 | 12.5 | 10.7 | 10.7 | 11.6 | 20.2 | 17.2 | 17 | 14.9 | 19.6 | 18.8 | 16.7 | 17.5 | 18.9 | 16.5 | 49.1 | 97.41 | 70.14 | 0.31 | 4.34
2019 | 7 | 15 | 0:00 | 4681 | 11 | 12.5 | 11.8 | 9.6 | 10 | 10.8 | 17.6 | 17.8 | 17 | 14.7 | 20.9 | 18.9 | 17 | 18 | 19.2 | 17.2 | 48.51 | 100.02 | 71.26 | 0.31 | 4.68
2019 | 7 | 15 | 1:00 | 4682 | 10.3 | 11.8 | 12.4 | 8.9 | 10 | 10.6 | 17.6 | 17.8 | 17 | 14.7 | 20.9 | 18.9 | 17 | 18 | 19.2 | 17.2 | 48.51 | 100.02 | 71.26 | 0.31 | 4.68
2019 | 7 | 15 | 2:00 | 4683 | 9.5 | 10.7 | 11.9 | 9.2 | 9.9 | 9.1 | 17.6 | 17.8 | 17 | 14.7 | 20.9 | 18.9 | 17 | 18 | 19.2 | 17.2 | 48.51 | 100.02 | 71.26 | 0.31 | 4.68
2019 | 7 | 15 | 3:00 | 4684 | 8.8 | 10.5 | 12 | 10.3 | 10.1 | 9.1 | 17.6 | 17.8 | 17 | 14.7 | 20.9 | 18.9 | 17 | 18 | 19.2 | 17.2 | 48.51 | 100.02 | 71.26 | 0.31 | 4.68
2019 | 7 | 15 | 4:00 | 4685 | 10.5 | 12.5 | 13.5 | 11.5 | 11.7 | 12.3 | 17.6 | 17.8 | 17 | 14.7 | 20.9 | 18.9 | 17 | 18 | 19.2 | 17.2 | 48.51 | 100.02 | 71.26 | 0.31 | 4.68
2019 | 7 | 15 | 5:00 | 4686 | 13.1 | 13.8 | 15.7 | 13.2 | 13.4 | 14 | 17.6 | 17.8 | 17 | 14.7 | 20.9 | 18.9 | 17 | 18 | 19.2 | 17.2 | 48.51 | 100.02 | 71.26 | 0.31 | 4.68
2019 | 7 | 15 | 6:00 | 4687 | 15.9 | 15.9 | 17.4 | 16.3 | 15.8 | 16.4 | 17.6 | 17.8 | 17 | 14.7 | 20.9 | 18.9 | 17 | 18 | 19.2 | 17.2 | 48.51 | 100.02 | 71.26 | 0.31 | 4.68
2019 | 7 | 15 | 7:00 | 4688 | 18.4 | 17.7 | 17.4 | 18.6 | 17.7 | 18.4 | 17.6 | 17.8 | 17 | 14.7 | 20.9 | 18.9 | 17 | 18 | 19.2 | 17.2 | 48.51 | 100.02 | 71.26 | 0.31 | 4.68
2019 | 7 | 15 | 8:00 | 4689 | 20 | 18.9 | 17.8 | 19.8 | 18.8 | 20 | 17.6 | 17.8 | 17 | 14.7 | 20.9 | 18.9 | 17 | 18 | 19.2 | 17.2 | 48.51 | 100.02 | 71.26 | 0.31 | 4.68
2019 | 7 | 15 | 9:00 | 4690 | 20.8 | 19.6 | 18.5 | 20.5 | 20 | 19.9 | 17.6 | 17.8 | 17 | 14.7 | 20.9 | 18.9 | 17 | 18 | 19.2 | 17.2 | 48.51 | 100.02 | 71.26 | 0.31 | 4.68
2019 | 7 | 15 | 10:00 | 4691 | 21.7 | 21.3 | 19.3 | 20.9 | 21.2 | 21.6 | 17.6 | 17.8 | 17 | 14.7 | 20.9 | 18.9 | 17 | 18 | 19.2 | 17.2 | 48.51 | 100.02 | 71.26 | 0.31 | 4.68
2019 | 7 | 15 | 11:00 | 4692 | 22.1 | 21.2 | 19.8 | 21.6 | 21.5 | 20.9 | 17.6 | 17.8 | 17 | 14.7 | 20.9 | 18.9 | 17 | 18 | 19.2 | 17.2 | 48.51 | 100.02 | 71.26 | 0.31 | 4.68
2019 | 7 | 15 | 12:00 | 4693 | 22 | 21.5 | 19.7 | 21.9 | 21.8 | 21.4 | 20.4 | 17.8 | 17 | 14.7 | 20.9 | 18.9 | 17 | 18 | 19.2 | 17.2 | 48.51 | 100.02 | 71.26 | 0.31 | 4.68
2019 | 7 | 15 | 13:00 | 4694 | 22 | 23.2 | 19.3 | 22.5 | 21.9 | 22.5 | 20.4 | 17.8 | 17 | 14.7 | 20.9 | 18.9 | 17 | 18 | 19.2 | 17.2 | 48.51 | 100.02 | 71.26 | 0.31 | 4.68
2019 | 7 | 15 | 14:00 | 4695 | 22.4 | 22.2 | 19.3 | 22.5 | 22.7 | 21.7 | 20.4 | 17.8 | 17 | 14.7 | 20.9 | 18.9 | 17 | 18 | 19.2 | 17.2 | 48.51 | 100.02 | 71.26 | 0.31 | 4.68
2019 | 7 | 15 | 15:00 | 4696 | 22.9 | 22.6 | 19.8 | 22.1 | 23.5 | 22.4 | 20.4 | 17.8 | 17 | 14.7 | 20.9 | 18.9 | 17 | 18 | 19.2 | 17.2 | 48.51 | 100.02 | 71.26 | 0.31 | 4.68
2019 | 7 | 15 | 16:00 | 4697 | 21.7 | 22.7 | 19 | 20.8 | 21.6 | 21 | 20.4 | 17.8 | 17 | 14.7 | 20.9 | 18.9 | 17 | 18 | 19.2 | 17.2 | 48.51 | 100.02 | 71.26 | 0.31 | 4.68
2019 | 7 | 15 | 17:00 | 4698 | 21.9 | 21.9 | 17.8 | 19.3 | 17.5 | 21 | 20.4 | 17.8 | 17 | 14.7 | 20.9 | 18.9 | 17 | 18 | 19.2 | 17.2 | 48.51 | 100.02 | 71.26 | 0.31 | 4.68
2019 | 7 | 15 | 18:00 | 4699 | 19.9 | 19.8 | 17.5 | 18.4 | 16.9 | 20.6 | 20.4 | 17.8 | 17 | 14.7 | 20.9 | 18.9 | 17 | 18 | 19.2 | 17.2 | 48.51 | 100.02 | 71.26 | 0.31 | 4.68
2019 | 7 | 15 | 19:00 | 4700 | 18.1 | 18.4 | 16.8 | 15.6 | 15.5 | 18.2 | 20.4 | 17.8 | 17 | 14.7 | 20.9 | 18.9 | 17 | 18 | 19.2 | 17.2 | 48.51 | 100.02 | 71.26 | 0.31 | 4.68
2019 | 7 | 15 | 20:00 | 4701 | 16.9 | 17.6 | 16.9 | 13.7 | 13.8 | 15.3 | 20.4 | 17.8 | 17 | 14.7 | 20.9 | 18.9 | 17 | 18 | 19.2 | 17.2 | 48.51 | 100.02 | 71.26 | 0.31 | 4.68
2019 | 7 | 15 | 21:00 | 4702 | 15.1 | 15.4 | 16.8 | 13.7 | 14.3 | 13.5 | 20.4 | 17.8 | 17 | 14.7 | 20.9 | 18.9 | 17 | 18 | 19.2 | 17.2 | 48.51 | 100.02 | 71.26 | 0.31 | 4.68
2019 | 7 | 15 | 22:00 | 4703 | 13.1 | 14.4 | 16.7 | 14.2 | 14.1 | 12.9 | 20.4 | 17.8 | 17 | 14.7 | 20.9 | 18.9 | 17 | 18 | 19.2 | 17.2 | 48.51 | 100.02 | 71.26 | 0.31 | 4.68
2019 | 7 | 15 | 23:00 | 4704 | 10.6 | 13.6 | 17 | 14.2 | 13.9 | 12.9 | 20.4 | 17.8 | 17 | 14.7 | 20.9 | 18.9 | 17 | 18 | 19.2 | 17.2 | 48.51 | 100.02 | 71.26 | 0.31 | 4.68
2019 | 7 | 16 | 0:00 | 4705 | 11.1 | 13 | 16.7 | 14.2 | 14.1 | 12.6 | 18 | 18 | 17.1 | 15.2 | 21.1 | 18.8 | 14.7 | 17.8 | 18.2 | 18.5 | 49.51 | 101.63 | 70.09 | 0.46 | 5.25
2019 | 7 | 16 | 1:00 | 4706 | 10.9 | 10.6 | 16.5 | 14.4 | 13.7 | 10.8 | 18 | 18 | 17.1 | 15.2 | 21.1 | 18.8 | 14.7 | 17.8 | 18.2 | 18.5 | 49.51 | 101.63 | 70.09 | 0.46 | 5.25
2019 | 7 | 16 | 2:00 | 4707 | 10.3 | 9.7 | 16.4 | 14.1 | 13.7 | 10.2 | 18 | 18 | 17.1 | 15.2 | 21.1 | 18.8 | 14.7 | 17.8 | 18.2 | 18.5 | 49.51 | 101.63 | 70.09 | 0.46 | 5.25
2019 | 7 | 16 | 3:00 | 4708 | 9.5 | 11.1 | 16.2 | 14.2 | 14 | 10.1 | 18 | 18 | 17.1 | 15.2 | 21.1 | 18.8 | 14.7 | 17.8 | 18.2 | 18.5 | 49.51 | 101.63 | 70.09 | 0.46 | 5.25
2019 | 7 | 16 | 4:00 | 4709 | 13.2 | 13.7 | 16.3 | 13.9 | 14.1 | 11.4 | 18 | 18 | 17.1 | 15.2 | 21.1 | 18.8 | 14.7 | 17.8 | 18.2 | 18.5 | 49.51 | 101.63 | 70.09 | 0.46 | 5.25
2019 | 7 | 16 | 5:00 | 4710 | 16 | 15 | 16.4 | 13.3 | 13.7 | 15 | 18 | 18 | 17.1 | 15.2 | 21.1 | 18.8 | 14.7 | 17.8 | 18.2 | 18.5 | 49.51 | 101.63 | 70.09 | 0.46 | 5.25
2019 | 7 | 16 | 6:00 | 4711 | 17.3 | 15.6 | 16.5 | 13.4 | 13.7 | 18 | 18 | 18 | 17.1 | 15.2 | 21.1 | 18.8 | 14.7 | 17.8 | 18.2 | 18.5 | 49.51 | 101.63 | 70.09 | 0.46 | 5.25
2019 | 7 | 16 | 7:00 | 4712 | 18.6 | 17.5 | 15.7 | 13.8 | 12.5 | 18.5 | 18 | 18 | 17.1 | 15.2 | 21.1 | 18.8 | 14.7 | 17.8 | 18.2 | 18.5 | 49.51 | 101.63 | 70.09 | 0.46 | 5.25
2019 | 7 | 16 | 8:00 | 4713 | 19.6 | 15.9 | 14.2 | 14.8 | 12.3 | 18.8 | 18 | 18 | 17.1 | 15.2 | 21.1 | 18.8 | 14.7 | 17.8 | 18.2 | 18.5 | 49.51 | 101.63 | 70.09 | 0.46 | 5.25
2019 | 7 | 16 | 9:00 | 4714 | 20.6 | 15.6 | 14.6 | 14.7 | 12.4 | 20.2 | 18 | 18 | 17.1 | 15.2 | 21.1 | 18.8 | 14.7 | 17.8 | 18.2 | 18.5 | 49.51 | 101.63 | 70.09 | 0.46 | 5.25
2019 | 7 | 16 | 10:00 | 4715 | 20.5 | 13.9 | 16.6 | 14.8 | 13 | 20.2 | 18 | 18 | 17.1 | 15.2 | 21.1 | 18.8 | 14.7 | 17.8 | 18.2 | 18.5 | 49.51 | 101.63 | 70.09 | 0.46 | 5.25
2019 | 7 | 16 | 11:00 | 4716 | 16.9 | 12.8 | 17.1 | 16.8 | 13.7 | 19.9 | 18 | 18 | 17.1 | 15.2 | 21.1 | 18.8 | 14.7 | 17.8 | 18.2 | 18.5 | 49.51 | 101.63 | 70.09 | 0.46 | 5.25
2019 | 7 | 16 | 12:00 | 4717 | 12.9 | 13.1 | 17.2 | 16.9 | 14.5 | 13.6 | 19.4 | 18 | 17.1 | 15.2 | 21.1 | 18.8 | 14.7 | 17.8 | 18.2 | 18.5 | 49.51 | 101.63 | 70.09 | 0.46 | 5.25
2019 | 7 | 16 | 13:00 | 4718 | 13.4 | 14.2 | 16.9 | 17.8 | 14.7 | 13.5 | 19.4 | 18 | 17.1 | 15.2 | 21.1 | 18.8 | 14.7 | 17.8 | 18.2 | 18.5 | 49.51 | 101.63 | 70.09 | 0.46 | 5.25
2019 | 7 | 16 | 14:00 | 4719 | 14.2 | 15.7 | 17.4 | 18.2 | 15.4 | 13.5 | 19.4 | 18 | 17.1 | 15.2 | 21.1 | 18.8 | 14.7 | 17.8 | 18.2 | 18.5 | 49.51 | 101.63 | 70.09 | 0.46 | 5.25
2019 | 7 | 16 | 15:00 | 4720 | 15.3 | 15.7 | 17.6 | 18.3 | 15.6 | 14.1 | 19.4 | 18 | 17.1 | 15.2 | 21.1 | 18.8 | 14.7 | 17.8 | 18.2 | 18.5 | 49.51 | 101.63 | 70.09 | 0.46 | 5.25
2019 | 7 | 16 | 16:00 | 4721 | 14 | 14.8 | 17.5 | 18.4 | 17.1 | 13.9 | 19.4 | 18 | 17.1 | 15.2 | 21.1 | 18.8 | 14.7 | 17.8 | 18.2 | 18.5 | 49.51 | 101.63 | 70.09 | 0.46 | 5.25
2019 | 7 | 16 | 17:00 | 4722 | 13.7 | 14.4 | 16.1 | 16.3 | 14.8 | 14 | 19.4 | 18 | 17.1 | 15.2 | 21.1 | 18.8 | 14.7 | 17.8 | 18.2 | 18.5 | 49.51 | 101.63 | 70.09 | 0.46 | 5.25
2019 | 7 | 16 | 18:00 | 4723 | 14.2 | 14.4 | 16 | 15 | 14.1 | 13.5 | 19.4 | 18 | 17.1 | 15.2 | 21.1 | 18.8 | 14.7 | 17.8 | 18.2 | 18.5 | 49.51 | 101.63 | 70.09 | 0.46 | 5.25
2019 | 7 | 16 | 19:00 | 4724 | 13.4 | 13.6 | 13.7 | 13.5 | 13.9 | 13.2 | 19.4 | 18 | 17.1 | 15.2 | 21.1 | 18.8 | 14.7 | 17.8 | 18.2 | 18.5 | 49.51 | 101.63 | 70.09 | 0.46 | 5.25
2019 | 7 | 16 | 20:00 | 4725 | 11.9 | 13.6 | 13.2 | 11.7 | 13.2 | 13.1 | 19.4 | 18 | 17.1 | 15.2 | 21.1 | 18.8 | 14.7 | 17.8 | 18.2 | 18.5 | 49.51 | 101.63 | 70.09 | 0.46 | 5.25
2019 | 7 | 16 | 21:00 | 4726 | 11.9 | 12.8 | 12.9 | 9.8 | 12.8 | 12.9 | 19.4 | 18 | 17.1 | 15.2 | 21.1 | 18.8 | 14.7 | 17.8 | 18.2 | 18.5 | 49.51 | 101.63 | 70.09 | 0.46 | 5.25
2019 | 7 | 16 | 22:00 | 4727 | 11.3 | 11.8 | 12.7 | 8.7 | 11.9 | 12.8 | 19.4 | 18 | 17.1 | 15.2 | 21.1 | 18.8 | 14.7 | 17.8 | 18.2 | 18.5 | 49.51 | 101.63 | 70.09 | 0.46 | 5.25
2019 | 7 | 16 | 23:00 | 4728 | 10.5 | 11.1 | 12.2 | 8.9 | 10.7 | 12.8 | 19.4 | 18 | 17.1 | 15.2 | 21.1 | 18.8 | 14.7 | 17.8 | 18.2 | 18.5 | 49.51 | 101.63 | 70.09 | 0.46 | 5.25
2019 | 7 | 17 | 0:00 | 4729 | 10 | 10.2 | 11.9 | 9 | 10.1 | 12.2 | 17.6 | 17 | 16.7 | 14.9 | 20.4 | 18.3 | 15.1 | 17.2 | 17.5 | 17.4 | 47.54 | 100.45 | 70.95 | 0.65 | 4.48
2019 | 7 | 17 | 1:00 | 4730 | 9.7 | 9.7 | 11.7 | 8 | 9.6 | 11.7 | 17.6 | 17 | 16.7 | 14.9 | 20.4 | 18.3 | 15.1 | 17.2 | 17.5 | 17.4 | 47.54 | 100.45 | 70.95 | 0.65 | 4.48
2019 | 7 | 17 | 2:00 | 4731 | 8.5 | 9.3 | 11.6 | 6.9 | 8.6 | 11.4 | 17.6 | 17 | 16.7 | 14.9 | 20.4 | 18.3 | 15.1 | 17.2 | 17.5 | 17.4 | 47.54 | 100.45 | 70.95 | 0.65 | 4.48
2019 | 7 | 17 | 3:00 | 4732 | 9.2 | 9.4 | 11.4 | 6.8 | 9 | 11.4 | 17.6 | 17 | 16.7 | 14.9 | 20.4 | 18.3 | 15.1 | 17.2 | 17.5 | 17.4 | 47.54 | 100.45 | 70.95 | 0.65 | 4.48
2019 | 7 | 17 | 4:00 | 4733 | 10.5 | 10.9 | 12.4 | 8.4 | 9.7 | 11.4 | 17.6 | 17 | 16.7 | 14.9 | 20.4 | 18.3 | 15.1 | 17.2 | 17.5 | 17.4 | 47.54 | 100.45 | 70.95 | 0.65 | 4.48
2019 | 7 | 17 | 5:00 | 4734 | 12.7 | 12.3 | 14.1 | 11.4 | 11 | 11.8 | 17.6 | 17 | 16.7 | 14.9 | 20.4 | 18.3 | 15.1 | 17.2 | 17.5 | 17.4 | 47.54 | 100.45 | 70.95 | 0.65 | 4.48
2019 | 7 | 17 | 6:00 | 4735 | 13.6 | 13 | 15.3 | 12.3 | 11.5 | 12.5 | 17.6 | 17 | 16.7 | 14.9 | 20.4 | 18.3 | 15.1 | 17.2 | 17.5 | 17.4 | 47.54 | 100.45 | 70.95 | 0.65 | 4.48
2019 | 7 | 17 | 7:00 | 4736 | 14.5 | 14.7 | 15.6 | 13.2 | 12.3 | 13.7 | 17.6 | 17 | 16.7 | 14.9 | 20.4 | 18.3 | 15.1 | 17.2 | 17.5 | 17.4 | 47.54 | 100.45 | 70.95 | 0.65 | 4.48
2019 | 7 | 17 | 8:00 | 4737 | 16.1 | 15.4 | 16.4 | 14.1 | 13.1 | 14.3 | 17.6 | 17 | 16.7 | 14.9 | 20.4 | 18.3 | 15.1 | 17.2 | 17.5 | 17.4 | 47.54 | 100.45 | 70.95 | 0.65 | 4.48
2019 | 7 | 17 | 9:00 | 4738 | 16 | 17.4 | 16.4 | 16.5 | 13.2 | 15.7 | 17.6 | 17 | 16.7 | 14.9 | 20.4 | 18.3 | 15.1 | 17.2 | 17.5 | 17.4 | 47.54 | 100.45 | 70.95 | 0.65 | 4.48
2019 | 7 | 17 | 10:00 | 4739 | 17.4 | 16.7 | 17 | 16.6 | 14.6 | 16.7 | 17.6 | 17 | 16.7 | 14.9 | 20.4 | 18.3 | 15.1 | 17.2 | 17.5 | 17.4 | 47.54 | 100.45 | 70.95 | 0.65 | 4.48
2019 | 7 | 17 | 11:00 | 4740 | 17.4 | 16.7 | 18 | 20.4 | 16.7 | 15.9 | 17.6 | 17 | 16.7 | 14.9 | 20.4 | 18.3 | 15.1 | 17.2 | 17.5 | 17.4 | 47.54 | 100.45 | 70.95 | 0.65 | 4.48
2019 | 7 | 17 | 12:00 | 4741 | 18.7 | 18.5 | 17.9 | 21.5 | 15.4 | 16 | 19.4 | 17 | 16.7 | 14.9 | 20.4 | 18.3 | 15.1 | 17.2 | 17.5 | 17.4 | 47.54 | 100.45 | 70.95 | 0.65 | 4.48
2019 | 7 | 17 | 13:00 | 4742 | 16.1 | 17.5 | 18.2 | 20.9 | 16.7 | 14.9 | 19.4 | 17 | 16.7 | 14.9 | 20.4 | 18.3 | 15.1 | 17.2 | 17.5 | 17.4 | 47.54 | 100.45 | 70.95 | 0.65 | 4.48
2019 | 7 | 17 | 14:00 | 4743 | 17.9 | 16.1 | 18.3 | 18 | 17.5 | 17.3 | 19.4 | 17 | 16.7 | 14.9 | 20.4 | 18.3 | 15.1 | 17.2 | 17.5 | 17.4 | 47.54 | 100.45 | 70.95 | 0.65 | 4.48
2019 | 7 | 17 | 15:00 | 4744 | 18.1 | 15.3 | 17.9 | 18.4 | 17 | 15.3 | 19.4 | 17 | 16.7 | 14.9 | 20.4 | 18.3 | 15.1 | 17.2 | 17.5 | 17.4 | 47.54 | 100.45 | 70.95 | 0.65 | 4.48
2019 | 7 | 17 | 16:00 | 4745 | 16.5 | 14.8 | 17.5 | 16.8 | 17.2 | 16.9 | 19.4 | 17 | 16.7 | 14.9 | 20.4 | 18.3 | 15.1 | 17.2 | 17.5 | 17.4 | 47.54 | 100.45 | 70.95 | 0.65 | 4.48
2019 | 7 | 17 | 17:00 | 4746 | 14.9 | 15.1 | 16.6 | 17.4 | 16.6 | 16.4 | 19.4 | 17 | 16.7 | 14.9 | 20.4 | 18.3 | 15.1 | 17.2 | 17.5 | 17.4 | 47.54 | 100.45 | 70.95 | 0.65 | 4.48
2019 | 7 | 17 | 18:00 | 4747 | 14.5 | 15.3 | 15.8 | 17.1 | 17 | 15.6 | 19.4 | 17 | 16.7 | 14.9 | 20.4 | 18.3 | 15.1 | 17.2 | 17.5 | 17.4 | 47.54 | 100.45 | 70.95 | 0.65 | 4.48
2019 | 7 | 17 | 19:00 | 4748 | 13.9 | 14.7 | 15.5 | 16.1 | 15.7 | 14.2 | 19.4 | 17 | 16.7 | 14.9 | 20.4 | 18.3 | 15.1 | 17.2 | 17.5 | 17.4 | 47.54 | 100.45 | 70.95 | 0.65 | 4.48
2019 | 7 | 17 | 20:00 | 4749 | 14 | 14.1 | 15.5 | 14.9 | 14.5 | 13.8 | 19.4 | 17 | 16.7 | 14.9 | 20.4 | 18.3 | 15.1 | 17.2 | 17.5 | 17.4 | 47.54 | 100.45 | 70.95 | 0.65 | 4.48
2019 | 7 | 17 | 21:00 | 4750 | 13.9 | 13.9 | 15.3 | 13.9 | 14.1 | 13.4 | 19.4 | 17 | 16.7 | 14.9 | 20.4 | 18.3 | 15.1 | 17.2 | 17.5 | 17.4 | 47.54 | 100.45 | 70.95 | 0.65 | 4.48
2019 | 7 | 17 | 22:00 | 4751 | 13.1 | 13.5 | 15.3 | 13.8 | 13.3 | 13.3 | 19.4 | 17 | 16.7 | 14.9 | 20.4 | 18.3 | 15.1 | 17.2 | 17.5 | 17.4 | 47.54 | 100.45 | 70.95 | 0.65 | 4.48
2019 | 7 | 17 | 23:00 | 4752 | 13.2 | 13.3 | 15.2 | 13.8 | 12.8 | 13.4 | 19.4 | 17 | 16.7 | 14.9 | 20.4 | 18.3 | 15.1 | 17.2 | 17.5 | 17.4 | 47.54 | 100.45 | 70.95 | 0.65 | 4.48
2019 | 7 | 18 | 0:00 | 4753 | 12.6 | 12.6 | 15.3 | 13.8 | 12.3 | 13.1 | 17.8 | 16.4 | 17 | 15.3 | 20.9 | 19 | 16.5 | 17.3 | 18.1 | 19.3 | 51.61 | 99.51 | 72.2 | 0.44 | 5.7
2019 | 7 | 18 | 1:00 | 4754 | 12.1 | 12.1 | 15.1 | 13.9 | 13.2 | 13.3 | 17.8 | 16.4 | 17 | 15.3 | 20.9 | 19 | 16.5 | 17.3 | 18.1 | 19.3 | 51.61 | 99.51 | 72.2 | 0.44 | 5.7
2019 | 7 | 18 | 2:00 | 4755 | 12.3 | 12 | 14.9 | 14.1 | 13.6 | 13.2 | 17.8 | 16.4 | 17 | 15.3 | 20.9 | 19 | 16.5 | 17.3 | 18.1 | 19.3 | 51.61 | 99.51 | 72.2 | 0.44 | 5.7
2019 | 7 | 18 | 3:00 | 4756 | 12.4 | 12.4 | 14.9 | 14.3 | 13.8 | 13 | 17.8 | 16.4 | 17 | 15.3 | 20.9 | 19 | 16.5 | 17.3 | 18.1 | 19.3 | 51.61 | 99.51 | 72.2 | 0.44 | 5.7
2019 | 7 | 18 | 4:00 | 4757 | 12.6 | 12.6 | 15.2 | 14.5 | 13.9 | 13.2 | 17.8 | 16.4 | 17 | 15.3 | 20.9 | 19 | 16.5 | 17.3 | 18.1 | 19.3 | 51.61 | 99.51 | 72.2 | 0.44 | 5.7
2019 | 7 | 18 | 5:00 | 4758 | 12.9 | 13.5 | 15.1 | 15 | 14.4 | 13.6 | 17.8 | 16.4 | 17 | 15.3 | 20.9 | 19 | 16.5 | 17.3 | 18.1 | 19.3 | 51.61 | 99.51 | 72.2 | 0.44 | 5.7
2019 | 7 | 18 | 6:00 | 4759 | 12.9 | 14.2 | 15.3 | 15.7 | 15.5 | 13.6 | 17.8 | 16.4 | 17 | 15.3 | 20.9 | 19 | 16.5 | 17.3 | 18.1 | 19.3 | 51.61 | 99.51 | 72.2 | 0.44 | 5.7
2019 | 7 | 18 | 7:00 | 4760 | 13.6 | 14.9 | 16.1 | 17.2 | 17 | 13.7 | 17.8 | 16.4 | 17 | 15.3 | 20.9 | 19 | 16.5 | 17.3 | 18.1 | 19.3 | 51.61 | 99.51 | 72.2 | 0.44 | 5.7
2019 | 7 | 18 | 8:00 | 4761 | 14.5 | 15.9 | 16.8 | 18.8 | 18.2 | 14.9 | 17.8 | 16.4 | 17 | 15.3 | 20.9 | 19 | 16.5 | 17.3 | 18.1 | 19.3 | 51.61 | 99.51 | 72.2 | 0.44 | 5.7
2019 | 7 | 18 | 9:00 | 4762 | 15.5 | 16.5 | 17.1 | 20.2 | 19.6 | 16.5 | 17.8 | 16.4 | 17 | 15.3 | 20.9 | 19 | 16.5 | 17.3 | 18.1 | 19.3 | 51.61 | 99.51 | 72.2 | 0.44 | 5.7
2019 | 7 | 18 | 10:00 | 4763 | 17.8 | 17.5 | 17.4 | 21.9 | 19.8 | 16.8 | 17.8 | 16.4 | 17 | 15.3 | 20.9 | 19 | 16.5 | 17.3 | 18.1 | 19.3 | 51.61 | 99.51 | 72.2 | 0.44 | 5.7
2019 | 7 | 18 | 11:00 | 4764 | 19.6 | 19.8 | 17.9 | 21.8 | 21.1 | 18 | 17.8 | 16.4 | 17 | 15.3 | 20.9 | 19 | 16.5 | 17.3 | 18.1 | 19.3 | 51.61 | 99.51 | 72.2 | 0.44 | 5.7
2019 | 7 | 18 | 12:00 | 4765 | 19.4 | 21 | 18 | 22.1 | 22.2 | 19.7 | 20 | 16.4 | 17 | 15.3 | 20.9 | 19 | 16.5 | 17.3 | 18.1 | 19.3 | 51.61 | 99.51 | 72.2 | 0.44 | 5.7
2019 | 7 | 18 | 13:00 | 4766 | 21.3 | 21.3 | 18.1 | 22.6 | 22.7 | 19.8 | 20 | 16.4 | 17 | 15.3 | 20.9 | 19 | 16.5 | 17.3 | 18.1 | 19.3 | 51.61 | 99.51 | 72.2 | 0.44 | 5.7
2019 | 7 | 18 | 14:00 | 4767 | 21.4 | 22.7 | 17.9 | 21.3 | 23.5 | 20.2 | 20 | 16.4 | 17 | 15.3 | 20.9 | 19 | 16.5 | 17.3 | 18.1 | 19.3 | 51.61 | 99.51 | 72.2 | 0.44 | 5.7
2019 | 7 | 18 | 15:00 | 4768 | 22.1 | 22.3 | 17.1 | 22.5 | 22.7 | 20.6 | 20 | 16.4 | 17 | 15.3 | 20.9 | 19 | 16.5 | 17.3 | 18.1 | 19.3 | 51.61 | 99.51 | 72.2 | 0.44 | 5.7
2019 | 7 | 18 | 16:00 | 4769 | 21.1 | 22.7 | 17.5 | 18.4 | 23.4 | 22.1 | 20 | 16.4 | 17 | 15.3 | 20.9 | 19 | 16.5 | 17.3 | 18.1 | 19.3 | 51.61 | 99.51 | 72.2 | 0.44 | 5.7
2019 | 7 | 18 | 17:00 | 4770 | 21.5 | 22.5 | 17 | 20.6 | 21 | 21.3 | 20 | 16.4 | 17 | 15.3 | 20.9 | 19 | 16.5 | 17.3 | 18.1 | 19.3 | 51.61 | 99.51 | 72.2 | 0.44 | 5.7
2019 | 7 | 18 | 18:00 | 4771 | 19.3 | 19.8 | 16.5 | 19.7 | 20.2 | 20.3 | 20 | 16.4 | 17 | 15.3 | 20.9 | 19 | 16.5 | 17.3 | 18.1 | 19.3 | 51.61 | 99.51 | 72.2 | 0.44 | 5.7
2019 | 7 | 18 | 19:00 | 4772 | 17.5 | 18 | 16.1 | 15.8 | 18.1 | 17.8 | 20 | 16.4 | 17 | 15.3 | 20.9 | 19 | 16.5 | 17.3 | 18.1 | 19.3 | 51.61 | 99.51 | 72.2 | 0.44 | 5.7
2019 | 7 | 18 | 20:00 | 4773 | 16.3 | 16.7 | 16 | 14.4 | 16.5 | 16 | 20 | 16.4 | 17 | 15.3 | 20.9 | 19 | 16.5 | 17.3 | 18.1 | 19.3 | 51.61 | 99.51 | 72.2 | 0.44 | 5.7
2019 | 7 | 18 | 21:00 | 4774 | 14.9 | 15.8 | 15.6 | 14.5 | 15.6 | 15.1 | 20 | 16.4 | 17 | 15.3 | 20.9 | 19 | 16.5 | 17.3 | 18.1 | 19.3 | 51.61 | 99.51 | 72.2 | 0.44 | 5.7
2019 | 7 | 18 | 22:00 | 4775 | 14.1 | 15.1 | 15.4 | 13.3 | 14.7 | 14.8 | 20 | 16.4 | 17 | 15.3 | 20.9 | 19 | 16.5 | 17.3 | 18.1 | 19.3 | 51.61 | 99.51 | 72.2 | 0.44 | 5.7
2019 | 7 | 18 | 23:00 | 4776 | 13.3 | 14.2 | 14.3 | 12.4 | 14 | 13.7 | 20 | 16.4 | 17 | 15.3 | 20.9 | 19 | 16.5 | 17.3 | 18.1 | 19.3 | 51.61 | 99.51 | 72.2 | 0.44 | 5.7
2019 | 7 | 19 | 0:00 | 4777 | 13.1 | 14 | 13.8 | 11.4 | 12.9 | 13.4 | 18 | 17.7 | 17.6 | 15.7 | 21.3 | 19.3 | 17.3 | 17.9 | 18.9 | 18.1 | 53.12 | 99.71 | 70.4 | 0.36 | 5
2019 | 7 | 19 | 1:00 | 4778 | 13.2 | 13.1 | 13.4 | 11.1 | 12.3 | 12.7 | 18 | 17.7 | 17.6 | 15.7 | 21.3 | 19.3 | 17.3 | 17.9 | 18.9 | 18.1 | 53.12 | 99.71 | 70.4 | 0.36 | 5
2019 | 7 | 19 | 2:00 | 4779 | 13 | 12.6 | 12.4 | 10 | 11.7 | 12.3 | 18 | 17.7 | 17.6 | 15.7 | 21.3 | 19.3 | 17.3 | 17.9 | 18.9 | 18.1 | 53.12 | 99.71 | 70.4 | 0.36 | 5
2019 | 7 | 19 | 3:00 | 4780 | 12.8 | 12.5 | 11.4 | 9.9 | 11.6 | 12.2 | 18 | 17.7 | 17.6 | 15.7 | 21.3 | 19.3 | 17.3 | 17.9 | 18.9 | 18.1 | 53.12 | 99.71 | 70.4 | 0.36 | 5
2019 | 7 | 19 | 4:00 | 4781 | 12.7 | 12.7 | 12.7 | 11.2 | 12.7 | 13.8 | 18 | 17.7 | 17.6 | 15.7 | 21.3 | 19.3 | 17.3 | 17.9 | 18.9 | 18.1 | 53.12 | 99.71 | 70.4 | 0.36 | 5
2019 | 7 | 19 | 5:00 | 4782 | 13 | 13.2 | 15.7 | 11.5 | 14.6 | 15.6 | 18 | 17.7 | 17.6 | 15.7 | 21.3 | 19.3 | 17.3 | 17.9 | 18.9 | 18.1 | 53.12 | 99.71 | 70.4 | 0.36 | 5
2019 | 7 | 19 | 6:00 | 4783 | 13.9 | 15 | 16.7 | 13.4 | 16.7 | 17 | 18 | 17.7 | 17.6 | 15.7 | 21.3 | 19.3 | 17.3 | 17.9 | 18.9 | 18.1 | 53.12 | 99.71 | 70.4 | 0.36 | 5
2019 | 7 | 19 | 7:00 | 4784 | 15.1 | 17 | 17.6 | 16.1 | 18.8 | 18.8 | 18 | 17.7 | 17.6 | 15.7 | 21.3 | 19.3 | 17.3 | 17.9 | 18.9 | 18.1 | 53.12 | 99.71 | 70.4 | 0.36 | 5
2019 | 7 | 19 | 8:00 | 4785 | 18.2 | 18.9 | 18.1 | 19 | 19.9 | 20.2 | 18 | 17.7 | 17.6 | 15.7 | 21.3 | 19.3 | 17.3 | 17.9 | 18.9 | 18.1 | 53.12 | 99.71 | 70.4 | 0.36 | 5
2019 | 7 | 19 | 9:00 | 4786 | 20.4 | 20.4 | 18.9 | 20.1 | 21 | 20.8 | 18 | 17.7 | 17.6 | 15.7 | 21.3 | 19.3 | 17.3 | 17.9 | 18.9 | 18.1 | 53.12 | 99.71 | 70.4 | 0.36 | 5
2019 | 7 | 19 | 10:00 | 4787 | 21.4 | 21.6 | 19 | 21.2 | 22 | 21.8 | 18 | 17.7 | 17.6 | 15.7 | 21.3 | 19.3 | 17.3 | 17.9 | 18.9 | 18.1 | 53.12 | 99.71 | 70.4 | 0.36 | 5
2019 | 7 | 19 | 11:00 | 4788 | 23 | 22.7 | 19.5 | 21.8 | 22.7 | 22.3 | 18 | 17.7 | 17.6 | 15.7 | 21.3 | 19.3 | 17.3 | 17.9 | 18.9 | 18.1 | 53.12 | 99.71 | 70.4 | 0.36 | 5
2019 | 7 | 19 | 12:00 | 4789 | 23.9 | 23.5 | 19.5 | 22.8 | 23.4 | 22.8 | 21.8 | 17.7 | 17.6 | 15.7 | 21.3 | 19.3 | 17.3 | 17.9 | 18.9 | 18.1 | 53.12 | 99.71 | 70.4 | 0.36 | 5
2019 | 7 | 19 | 13:00 | 4790 | 23.6 | 24.3 | 19.8 | 23.2 | 23.9 | 23 | 21.8 | 17.7 | 17.6 | 15.7 | 21.3 | 19.3 | 17.3 | 17.9 | 18.9 | 18.1 | 53.12 | 99.71 | 70.4 | 0.36 | 5
2019 | 7 | 19 | 14:00 | 4791 | 24.5 | 22.9 | 19.7 | 23.2 | 23.9 | 23.6 | 21.8 | 17.7 | 17.6 | 15.7 | 21.3 | 19.3 | 17.3 | 17.9 | 18.9 | 18.1 | 53.12 | 99.71 | 70.4 | 0.36 | 5
2019 | 7 | 19 | 15:00 | 4792 | 23.1 | 22.7 | 19.6 | 23 | 23.8 | 23.9 | 21.8 | 17.7 | 17.6 | 15.7 | 21.3 | 19.3 | 17.3 | 17.9 | 18.9 | 18.1 | 53.12 | 99.71 | 70.4 | 0.36 | 5
2019 | 7 | 19 | 16:00 | 4793 | 23.6 | 22.9 | 19.4 | 22.7 | 23.2 | 23.5 | 21.8 | 17.7 | 17.6 | 15.7 | 21.3 | 19.3 | 17.3 | 17.9 | 18.9 | 18.1 | 53.12 | 99.71 | 70.4 | 0.36 | 5
2019 | 7 | 19 | 17:00 | 4794 | 22.8 | 22.8 | 19 | 21.6 | 23.5 | 22.8 | 21.8 | 17.7 | 17.6 | 15.7 | 21.3 | 19.3 | 17.3 | 17.9 | 18.9 | 18.1 | 53.12 | 99.71 | 70.4 | 0.36 | 5
2019 | 7 | 19 | 18:00 | 4795 | 20.6 | 21.7 | 17.8 | 20.4 | 21.4 | 21.7 | 21.8 | 17.7 | 17.6 | 15.7 | 21.3 | 19.3 | 17.3 | 17.9 | 18.9 | 18.1 | 53.12 | 99.71 | 70.4 | 0.36 | 5
2019 | 7 | 19 | 19:00 | 4796 | 18.1 | 18.3 | 16.5 | 16.4 | 18.8 | 19.5 | 21.8 | 17.7 | 17.6 | 15.7 | 21.3 | 19.3 | 17.3 | 17.9 | 18.9 | 18.1 | 53.12 | 99.71 | 70.4 | 0.36 | 5
2019 | 7 | 19 | 20:00 | 4797 | 15.1 | 16.4 | 14.7 | 14.9 | 16.5 | 17.5 | 21.8 | 17.7 | 17.6 | 15.7 | 21.3 | 19.3 | 17.3 | 17.9 | 18.9 | 18.1 | 53.12 | 99.71 | 70.4 | 0.36 | 5
2019 | 7 | 19 | 21:00 | 4798 | 12.7 | 14.4 | 13.4 | 13.2 | 14.7 | 16 | 21.8 | 17.7 | 17.6 | 15.7 | 21.3 | 19.3 | 17.3 | 17.9 | 18.9 | 18.1 | 53.12 | 99.71 | 70.4 | 0.36 | 5
2019 | 7 | 19 | 22:00 | 4799 | 11.2 | 13.5 | 12.6 | 11.3 | 14 | 14.7 | 21.8 | 17.7 | 17.6 | 15.7 | 21.3 | 19.3 | 17.3 | 17.9 | 18.9 | 18.1 | 53.12 | 99.71 | 70.4 | 0.36 | 5
2019 | 7 | 19 | 23:00 | 4800 | 10.8 | 12.7 | 13.1 | 10.7 | 13.2 | 13 | 21.8 | 17.7 | 17.6 | 15.7 | 21.3 | 19.3 | 17.3 | 17.9 | 18.9 | 18.1 | 53.12 | 99.71 | 70.4 | 0.36 | 5
2019 | 7 | 20 | 0:00 | 4801 | 10.8 | 12.1 | 12.6 | 9.9 | 12.4 | 11.9 | 17.8 | 18.8 | 18 | 15.8 | 21.1 | 20.1 | 18.9 | 18.4 | 19.7 | 19.3 | 51.78 | 96.45 | 72.91 | 0.51 | 5.49
2019 | 7 | 20 | 1:00 | 4802 | 10.1 | 11.6 | 13.4 | 9 | 11.6 | 10.8 | 17.8 | 18.8 | 18 | 15.8 | 21.1 | 20.1 | 18.9 | 18.4 | 19.7 | 19.3 | 51.78 | 96.45 | 72.91 | 0.51 | 5.49
2019 | 7 | 20 | 2:00 | 4803 | 9.3 | 10.7 | 13.3 | 8.2 | 11.1 | 10.1 | 17.8 | 18.8 | 18 | 15.8 | 21.1 | 20.1 | 18.9 | 18.4 | 19.7 | 19.3 | 51.78 | 96.45 | 72.91 | 0.51 | 5.49
2019 | 7 | 20 | 3:00 | 4804 | 10.2 | 10.4 | 13.1 | 8.4 | 11 | 10.2 | 17.8 | 18.8 | 18 | 15.8 | 21.1 | 20.1 | 18.9 | 18.4 | 19.7 | 19.3 | 51.78 | 96.45 | 72.91 | 0.51 | 5.49
2019 | 7 | 20 | 4:00 | 4805 | 13.3 | 13.4 | 14.6 | 10.9 | 13.5 | 12.3 | 17.8 | 18.8 | 18 | 15.8 | 21.1 | 20.1 | 18.9 | 18.4 | 19.7 | 19.3 | 51.78 | 96.45 | 72.91 | 0.51 | 5.49
2019 | 7 | 20 | 5:00 | 4806 | 16 | 16.7 | 16.7 | 14.2 | 16.5 | 15.2 | 17.8 | 18.8 | 18 | 15.8 | 21.1 | 20.1 | 18.9 | 18.4 | 19.7 | 19.3 | 51.78 | 96.45 | 72.91 | 0.51 | 5.49
2019 | 7 | 20 | 6:00 | 4807 | 20.1 | 19.6 | 19 | 16.6 | 18.4 | 18.4 | 17.8 | 18.8 | 18 | 15.8 | 21.1 | 20.1 | 18.9 | 18.4 | 19.7 | 19.3 | 51.78 | 96.45 | 72.91 | 0.51 | 5.49
2019 | 7 | 20 | 7:00 | 4808 | 22.2 | 21.8 | 21.2 | 19.9 | 20.3 | 21.3 | 17.8 | 18.8 | 18 | 15.8 | 21.1 | 20.1 | 18.9 | 18.4 | 19.7 | 19.3 | 51.78 | 96.45 | 72.91 | 0.51 | 5.49
2019 | 7 | 20 | 8:00 | 4809 | 24 | 22.9 | 22.7 | 21.4 | 21.5 | 23.1 | 17.8 | 18.8 | 18 | 15.8 | 21.1 | 20.1 | 18.9 | 18.4 | 19.7 | 19.3 | 51.78 | 96.45 | 72.91 | 0.51 | 5.49
2019 | 7 | 20 | 9:00 | 4810 | 24.9 | 24 | 20.2 | 22.7 | 22.4 | 24.2 | 17.8 | 18.8 | 18 | 15.8 | 21.1 | 20.1 | 18.9 | 18.4 | 19.7 | 19.3 | 51.78 | 96.45 | 72.91 | 0.51 | 5.49
2019 | 7 | 20 | 10:00 | 4811 | 25.6 | 24.9 | 20.6 | 23.6 | 23.7 | 25.3 | 17.8 | 18.8 | 18 | 15.8 | 21.1 | 20.1 | 18.9 | 18.4 | 19.7 | 19.3 | 51.78 | 96.45 | 72.91 | 0.51 | 5.49
2019 | 7 | 20 | 11:00 | 4812 | 26.6 | 25.8 | 20.5 | 24.2 | 24.3 | 25.1 | 17.8 | 18.8 | 18 | 15.8 | 21.1 | 20.1 | 18.9 | 18.4 | 19.7 | 19.3 | 51.78 | 96.45 | 72.91 | 0.51 | 5.49
2019 | 7 | 20 | 12:00 | 4813 | 27.1 | 26.1 | 21.1 | 24.9 | 24.8 | 26.1 | 21.2 | 18.8 | 18 | 15.8 | 21.1 | 20.1 | 18.9 | 18.4 | 19.7 | 19.3 | 51.78 | 96.45 | 72.91 | 0.51 | 5.49
2019 | 7 | 20 | 13:00 | 4814 | 28.1 | 26.6 | 20.9 | 25.4 | 25.6 | 25.9 | 21.2 | 18.8 | 18 | 15.8 | 21.1 | 20.1 | 18.9 | 18.4 | 19.7 | 19.3 | 51.78 | 96.45 | 72.91 | 0.51 | 5.49
2019 | 7 | 20 | 14:00 | 4815 | 28 | 26.6 | 21.2 | 26.2 | 25.7 | 27.1 | 21.2 | 18.8 | 18 | 15.8 | 21.1 | 20.1 | 18.9 | 18.4 | 19.7 | 19.3 | 51.78 | 96.45 | 72.91 | 0.51 | 5.49
2019 | 7 | 20 | 15:00 | 4816 | 27.9 | 27.1 | 22.3 | 26.1 | 25.9 | 26.6 | 21.2 | 18.8 | 18 | 15.8 | 21.1 | 20.1 | 18.9 | 18.4 | 19.7 | 19.3 | 51.78 | 96.45 | 72.91 | 0.51 | 5.49
2019 | 7 | 20 | 16:00 | 4817 | 27.9 | 27 | 22.2 | 26 | 26.4 | 26.3 | 21.2 | 18.8 | 18 | 15.8 | 21.1 | 20.1 | 18.9 | 18.4 | 19.7 | 19.3 | 51.78 | 96.45 | 72.91 | 0.51 | 5.49
2019 | 7 | 20 | 17:00 | 4818 | 26.4 | 26.5 | 22.4 | 25.7 | 25.4 | 26 | 21.2 | 18.8 | 18 | 15.8 | 21.1 | 20.1 | 18.9 | 18.4 | 19.7 | 19.3 | 51.78 | 96.45 | 72.91 | 0.51 | 5.49
2019 | 7 | 20 | 18:00 | 4819 | 23.9 | 24.8 | 21.3 | 21.9 | 23 | 24.6 | 21.2 | 18.8 | 18 | 15.8 | 21.1 | 20.1 | 18.9 | 18.4 | 19.7 | 19.3 | 51.78 | 96.45 | 72.91 | 0.51 | 5.49
2019 | 7 | 20 | 19:00 | 4820 | 21.9 | 22.7 | 18.3 | 17.4 | 18.9 | 23.1 | 21.2 | 18.8 | 18 | 15.8 | 21.1 | 20.1 | 18.9 | 18.4 | 19.7 | 19.3 | 51.78 | 96.45 | 72.91 | 0.51 | 5.49
2019 | 7 | 20 | 20:00 | 4821 | 19.7 | 19.3 | 15.2 | 14.9 | 16.7 | 21.4 | 21.2 | 18.8 | 18 | 15.8 | 21.1 | 20.1 | 18.9 | 18.4 | 19.7 | 19.3 | 51.78 | 96.45 | 72.91 | 0.51 | 5.49
2019 | 7 | 20 | 21:00 | 4822 | 17.9 | 17.3 | 14.8 | 13.7 | 14.8 | 20.1 | 21.2 | 18.8 | 18 | 15.8 | 21.1 | 20.1 | 18.9 | 18.4 | 19.7 | 19.3 | 51.78 | 96.45 | 72.91 | 0.51 | 5.49
2019 | 7 | 20 | 22:00 | 4823 | 15.1 | 16.6 | 16.7 | 13.2 | 13.8 | 19.3 | 21.2 | 18.8 | 18 | 15.8 | 21.1 | 20.1 | 18.9 | 18.4 | 19.7 | 19.3 | 51.78 | 96.45 | 72.91 | 0.51 | 5.49
2019 | 7 | 20 | 23:00 | 4824 | 14.7 | 16.5 | 16.2 | 12.2 | 13.7 | 17.5 | 21.2 | 18.8 | 18 | 15.8 | 21.1 | 20.1 | 18.9 | 18.4 | 19.7 | 19.3 | 51.78 | 96.45 | 72.91 | 0.51 | 5.49
2019 | 7 | 21 | 0:00 | 4825 | 14.4 | 14.8 | 16 | 11.6 | 12.8 | 16.4 | 18 | 19.9 | 18.1 | 15.9 | 20.7 | 21.7 | 20.8 | 19.2 | 20.7 | 19.6 | 51.99 | 100.1 | 72.88 | 0.45 | 5.12
2019 | 7 | 21 | 1:00 | 4826 | 14.6 | 13.5 | 16.1 | 12.4 | 12.2 | 15.9 | 18 | 19.9 | 18.1 | 15.9 | 20.7 | 21.7 | 20.8 | 19.2 | 20.7 | 19.6 | 51.99 | 100.1 | 72.88 | 0.45 | 5.12
2019 | 7 | 21 | 2:00 | 4827 | 12.8 | 13.2 | 15.6 | 12 | 11.7 | 15.5 | 18 | 19.9 | 18.1 | 15.9 | 20.7 | 21.7 | 20.8 | 19.2 | 20.7 | 19.6 | 51.99 | 100.1 | 72.88 | 0.45 | 5.12
2019 | 7 | 21 | 3:00 | 4828 | 12.8 | 13.2 | 15.7 | 11.6 | 11.8 | 15 | 18 | 19.9 | 18.1 | 15.9 | 20.7 | 21.7 | 20.8 | 19.2 | 20.7 | 19.6 | 51.99 | 100.1 | 72.88 | 0.45 | 5.12
2019 | 7 | 21 | 4:00 | 4829 | 15.4 | 14.9 | 17 | 14.3 | 13.7 | 16.4 | 18 | 19.9 | 18.1 | 15.9 | 20.7 | 21.7 | 20.8 | 19.2 | 20.7 | 19.6 | 51.99 | 100.1 | 72.88 | 0.45 | 5.12
2019 | 7 | 21 | 5:00 | 4830 | 19.2 | 18.2 | 18.7 | 17.1 | 17.6 | 18.3 | 18 | 19.9 | 18.1 | 15.9 | 20.7 | 21.7 | 20.8 | 19.2 | 20.7 | 19.6 | 51.99 | 100.1 | 72.88 | 0.45 | 5.12
2019 | 7 | 21 | 6:00 | 4831 | 21.7 | 22.1 | 21 | 20.7 | 21.1 | 21.3 | 18 | 19.9 | 18.1 | 15.9 | 20.7 | 21.7 | 20.8 | 19.2 | 20.7 | 19.6 | 51.99 | 100.1 | 72.88 | 0.45 | 5.12
2019 | 7 | 21 | 7:00 | 4832 | 25 | 24.6 | 23 | 22.8 | 23.6 | 24 | 18 | 19.9 | 18.1 | 15.9 | 20.7 | 21.7 | 20.8 | 19.2 | 20.7 | 19.6 | 51.99 | 100.1 | 72.88 | 0.45 | 5.12
2019 | 7 | 21 | 8:00 | 4833 | 26.1 | 26.5 | 25.3 | 24.8 | 25.2 | 26.1 | 18 | 19.9 | 18.1 | 15.9 | 20.7 | 21.7 | 20.8 | 19.2 | 20.7 | 19.6 | 51.99 | 100.1 | 72.88 | 0.45 | 5.12
2019 | 7 | 21 | 9:00 | 4834 | 27.3 | 27.5 | 25.9 | 26.5 | 26.6 | 26.5 | 18 | 19.9 | 18.1 | 15.9 | 20.7 | 21.7 | 20.8 | 19.2 | 20.7 | 19.6 | 51.99 | 100.1 | 72.88 | 0.45 | 5.12
2019 | 7 | 21 | 10:00 | 4835 | 27.7 | 28.1 | 26.4 | 27.5 | 27.5 | 27.7 | 18 | 19.9 | 18.1 | 15.9 | 20.7 | 21.7 | 20.8 | 19.2 | 20.7 | 19.6 | 51.99 | 100.1 | 72.88 | 0.45 | 5.12
2019 | 7 | 21 | 11:00 | 4836 | 28.2 | 28.2 | 24.6 | 27.7 | 28.4 | 27.7 | 18 | 19.9 | 18.1 | 15.9 | 20.7 | 21.7 | 20.8 | 19.2 | 20.7 | 19.6 | 51.99 | 100.1 | 72.88 | 0.45 | 5.12
2019 | 7 | 21 | 12:00 | 4837 | 29 | 29 | 20.9 | 28.5 | 28.7 | 29.3 | 19.6 | 19.9 | 18.1 | 15.9 | 20.7 | 21.7 | 20.8 | 19.2 | 20.7 | 19.6 | 51.99 | 100.1 | 72.88 | 0.45 | 5.12
2019 | 7 | 21 | 13:00 | 4838 | 29.1 | 28.2 | 20.8 | 26.6 | 28.1 | 29.7 | 19.6 | 19.9 | 18.1 | 15.9 | 20.7 | 21.7 | 20.8 | 19.2 | 20.7 | 19.6 | 51.99 | 100.1 | 72.88 | 0.45 | 5.12
2019 | 7 | 21 | 14:00 | 4839 | 29 | 29.1 | 20.9 | 25.4 | 27.7 | 28 | 19.6 | 19.9 | 18.1 | 15.9 | 20.7 | 21.7 | 20.8 | 19.2 | 20.7 | 19.6 | 51.99 | 100.1 | 72.88 | 0.45 | 5.12
2019 | 7 | 21 | 15:00 | 4840 | 28.3 | 28 | 21.1 | 18.2 | 26.7 | 28.4 | 19.6 | 19.9 | 18.1 | 15.9 | 20.7 | 21.7 | 20.8 | 19.2 | 20.7 | 19.6 | 51.99 | 100.1 | 72.88 | 0.45 | 5.12
2019 | 7 | 21 | 16:00 | 4841 | 23.8 | 23.3 | 19.9 | 17.1 | 19.9 | 27.9 | 19.6 | 19.9 | 18.1 | 15.9 | 20.7 | 21.7 | 20.8 | 19.2 | 20.7 | 19.6 | 51.99 | 100.1 | 72.88 | 0.45 | 5.12
2019 | 7 | 21 | 17:00 | 4842 | 20.4 | 22.6 | 19.3 | 17.1 | 19.3 | 26.9 | 19.6 | 19.9 | 18.1 | 15.9 | 20.7 | 21.7 | 20.8 | 19.2 | 20.7 | 19.6 | 51.99 | 100.1 | 72.88 | 0.45 | 5.12
2019 | 7 | 21 | 18:00 | 4843 | 19.1 | 22.5 | 18.6 | 17.6 | 19.4 | 25.9 | 19.6 | 19.9 | 18.1 | 15.9 | 20.7 | 21.7 | 20.8 | 19.2 | 20.7 | 19.6 | 51.99 | 100.1 | 72.88 | 0.45 | 5.12
2019 | 7 | 21 | 19:00 | 4844 | 18.4 | 20.8 | 18.3 | 17.5 | 19.5 | 21.6 | 19.6 | 19.9 | 18.1 | 15.9 | 20.7 | 21.7 | 20.8 | 19.2 | 20.7 | 19.6 | 51.99 | 100.1 | 72.88 | 0.45 | 5.12
2019 | 7 | 21 | 20:00 | 4845 | 17.4 | 19.6 | 18.2 | 16.9 | 19.2 | 20.2 | 19.6 | 19.9 | 18.1 | 15.9 | 20.7 | 21.7 | 20.8 | 19.2 | 20.7 | 19.6 | 51.99 | 100.1 | 72.88 | 0.45 | 5.12
2019 | 7 | 21 | 21:00 | 4846 | 16.6 | 17.3 | 18 | 16.6 | 18.8 | 18.1 | 19.6 | 19.9 | 18.1 | 15.9 | 20.7 | 21.7 | 20.8 | 19.2 | 20.7 | 19.6 | 51.99 | 100.1 | 72.88 | 0.45 | 5.12
2019 | 7 | 21 | 22:00 | 4847 | 16.6 | 16.9 | 18.3 | 16.5 | 18.2 | 17.6 | 19.6 | 19.9 | 18.1 | 15.9 | 20.7 | 21.7 | 20.8 | 19.2 | 20.7 | 19.6 | 51.99 | 100.1 | 72.88 | 0.45 | 5.12
2019 | 7 | 21 | 23:00 | 4848 | 16.8 | 16.8 | 18.1 | 16.6 | 17.7 | 17.5 | 19.6 | 19.9 | 18.1 | 15.9 | 20.7 | 21.7 | 20.8 | 19.2 | 20.7 | 19.6 | 51.99 | 100.1 | 72.88 | 0.45 | 5.12
2019 | 7 | 22 | 0:00 | 4849 | 16.9 | 16.8 | 18.3 | 16.4 | 17.3 | 17.4 | 18.4 | 20.4 | 18.2 | 16.4 | 21.5 | 21.5 | 20.7 | 19.6 | 20.5 | 19.2 | 50.66 | 102 | 74.37 | 0.96 | 5.29
2019 | 7 | 22 | 1:00 | 4850 | 16.6 | 16.4 | 18.3 | 16.3 | 17.1 | 17 | 18.4 | 20.4 | 18.2 | 16.4 | 21.5 | 21.5 | 20.7 | 19.6 | 20.5 | 19.2 | 50.66 | 102 | 74.37 | 0.96 | 5.29
2019 | 7 | 22 | 2:00 | 4851 | 16.1 | 15.8 | 18.3 | 16.4 | 16.7 | 17.4 | 18.4 | 20.4 | 18.2 | 16.4 | 21.5 | 21.5 | 20.7 | 19.6 | 20.5 | 19.2 | 50.66 | 102 | 74.37 | 0.96 | 5.29
2019 | 7 | 22 | 3:00 | 4852 | 15.7 | 15.6 | 18.3 | 16.1 | 16.3 | 17.1 | 18.4 | 20.4 | 18.2 | 16.4 | 21.5 | 21.5 | 20.7 | 19.6 | 20.5 | 19.2 | 50.66 | 102 | 74.37 | 0.96 | 5.29
2019 | 7 | 22 | 4:00 | 4853 | 16.5 | 16.2 | 18.4 | 16.6 | 16.5 | 16.7 | 18.4 | 20.4 | 18.2 | 16.4 | 21.5 | 21.5 | 20.7 | 19.6 | 20.5 | 19.2 | 50.66 | 102 | 74.37 | 0.96 | 5.29
2019 | 7 | 22 | 5:00 | 4854 | 17.2 | 16.9 | 18.4 | 17 | 17.3 | 16.7 | 18.4 | 20.4 | 18.2 | 16.4 | 21.5 | 21.5 | 20.7 | 19.6 | 20.5 | 19.2 | 50.66 | 102 | 74.37 | 0.96 | 5.29
2019 | 7 | 22 | 6:00 | 4855 | 17.7 | 17.5 | 18.7 | 17.6 | 18.2 | 16.9 | 18.4 | 20.4 | 18.2 | 16.4 | 21.5 | 21.5 | 20.7 | 19.6 | 20.5 | 19.2 | 50.66 | 102 | 74.37 | 0.96 | 5.29
2019 | 7 | 22 | 7:00 | 4856 | 18.6 | 19.1 | 18.4 | 19.1 | 18.9 | 17.3 | 18.4 | 20.4 | 18.2 | 16.4 | 21.5 | 21.5 | 20.7 | 19.6 | 20.5 | 19.2 | 50.66 | 102 | 74.37 | 0.96 | 5.29
2019 | 7 | 22 | 8:00 | 4857 | 20.3 | 19.5 | 18.2 | 20.2 | 19.7 | 17.6 | 18.4 | 20.4 | 18.2 | 16.4 | 21.5 | 21.5 | 20.7 | 19.6 | 20.5 | 19.2 | 50.66 | 102 | 74.37 | 0.96 | 5.29
2019 | 7 | 22 | 9:00 | 4858 | 21.8 | 21.6 | 18.3 | 20.8 | 21.1 | 18.4 | 18.4 | 20.4 | 18.2 | 16.4 | 21.5 | 21.5 | 20.7 | 19.6 | 20.5 | 19.2 | 50.66 | 102 | 74.37 | 0.96 | 5.29
2019 | 7 | 22 | 10:00 | 4859 | 21.3 | 18.1 | 18.6 | 21.2 | 20.6 | 20.3 | 18.4 | 20.4 | 18.2 | 16.4 | 21.5 | 21.5 | 20.7 | 19.6 | 20.5 | 19.2 | 50.66 | 102 | 74.37 | 0.96 | 5.29
2019 | 7 | 22 | 11:00 | 4860 | 19.2 | 21.2 | 18.2 | 21.7 | 20.5 | 21.8 | 18.4 | 20.4 | 18.2 | 16.4 | 21.5 | 21.5 | 20.7 | 19.6 | 20.5 | 19.2 | 50.66 | 102 | 74.37 | 0.96 | 5.29
2019 | 7 | 22 | 12:00 | 4861 | 21.7 | 21.5 | 17.7 | 21.8 | 19.7 | 19.3 | 19.6 | 20.4 | 18.2 | 16.4 | 21.5 | 21.5 | 20.7 | 19.6 | 20.5 | 19.2 | 50.66 | 102 | 74.37 | 0.96 | 5.29
2019 | 7 | 22 | 13:00 | 4862 | 22.5 | 22.2 | 17.9 | 20.6 | 21.4 | 22.3 | 19.6 | 20.4 | 18.2 | 16.4 | 21.5 | 21.5 | 20.7 | 19.6 | 20.5 | 19.2 | 50.66 | 102 | 74.37 | 0.96 | 5.29
2019 | 7 | 22 | 14:00 | 4863 | 22.4 | 22.5 | 17.9 | 21 | 21.9 | 21.9 | 19.6 | 20.4 | 18.2 | 16.4 | 21.5 | 21.5 | 20.7 | 19.6 | 20.5 | 19.2 | 50.66 | 102 | 74.37 | 0.96 | 5.29
2019 | 7 | 22 | 15:00 | 4864 | 21.7 | 21.1 | 17.6 | 20.7 | 20.9 | 21.1 | 19.6 | 20.4 | 18.2 | 16.4 | 21.5 | 21.5 | 20.7 | 19.6 | 20.5 | 19.2 | 50.66 | 102 | 74.37 | 0.96 | 5.29
2019 | 7 | 22 | 16:00 | 4865 | 20.1 | 19.6 | 17.7 | 20 | 18.7 | 20.6 | 19.6 | 20.4 | 18.2 | 16.4 | 21.5 | 21.5 | 20.7 | 19.6 | 20.5 | 19.2 | 50.66 | 102 | 74.37 | 0.96 | 5.29
2019 | 7 | 22 | 17:00 | 4866 | 19.7 | 18.9 | 17.8 | 18.3 | 19.3 | 18.6 | 19.6 | 20.4 | 18.2 | 16.4 | 21.5 | 21.5 | 20.7 | 19.6 | 20.5 | 19.2 | 50.66 | 102 | 74.37 | 0.96 | 5.29
2019 | 7 | 22 | 18:00 | 4867 | 18.3 | 18 | 17.4 | 17 | 18.5 | 17.1 | 19.6 | 20.4 | 18.2 | 16.4 | 21.5 | 21.5 | 20.7 | 19.6 | 20.5 | 19.2 | 50.66 | 102 | 74.37 | 0.96 | 5.29
2019 | 7 | 22 | 19:00 | 4868 | 16.4 | 16.5 | 17.3 | 16.2 | 17.2 | 17.4 | 19.6 | 20.4 | 18.2 | 16.4 | 21.5 | 21.5 | 20.7 | 19.6 | 20.5 | 19.2 | 50.66 | 102 | 74.37 | 0.96 | 5.29
2019 | 7 | 22 | 20:00 | 4869 | 14.6 | 15.2 | 17.3 | 15.1 | 16 | 17 | 19.6 | 20.4 | 18.2 | 16.4 | 21.5 | 21.5 | 20.7 | 19.6 | 20.5 | 19.2 | 50.66 | 102 | 74.37 | 0.96 | 5.29
2019 | 7 | 22 | 21:00 | 4870 | 13.2 | 14.5 | 17.3 | 13.9 | 14.9 | 16.3 | 19.6 | 20.4 | 18.2 | 16.4 | 21.5 | 21.5 | 20.7 | 19.6 | 20.5 | 19.2 | 50.66 | 102 | 74.37 | 0.96 | 5.29
2019 | 7 | 22 | 22:00 | 4871 | 12.5 | 13.9 | 17.3 | 12.3 | 13.9 | 16 | 19.6 | 20.4 | 18.2 | 16.4 | 21.5 | 21.5 | 20.7 | 19.6 | 20.5 | 19.2 | 50.66 | 102 | 74.37 | 0.96 | 5.29
2019 | 7 | 22 | 23:00 | 4872 | 11.9 | 13.3 | 17.2 | 11.7 | 13.1 | 15.4 | 19.6 | 20.4 | 18.2 | 16.4 | 21.5 | 21.5 | 20.7 | 19.6 | 20.5 | 19.2 | 50.66 | 102 | 74.37 | 0.96 | 5.29
2019 | 7 | 23 | 0:00 | 4873 | 11.7 | 12.6 | 17.3 | 11.3 | 13.4 | 14.9 | 19 | 20 | 18.5 | 16.7 | 22.5 | 21.3 | 19.6 | 19.1 | 20.5 | 18.1 | 49.87 | 98.71 | 73.27 | 0.55 | 4.81
2019 | 7 | 23 | 1:00 | 4874 | 11.3 | 12.2 | 17.2 | 13.4 | 13.8 | 14.6 | 19 | 20 | 18.5 | 16.7 | 22.5 | 21.3 | 19.6 | 19.1 | 20.5 | 18.1 | 49.87 | 98.71 | 73.27 | 0.55 | 4.81
2019 | 7 | 23 | 2:00 | 4875 | 11.2 | 11.8 | 17.1 | 13.6 | 13.7 | 14.3 | 19 | 20 | 18.5 | 16.7 | 22.5 | 21.3 | 19.6 | 19.1 | 20.5 | 18.1 | 49.87 | 98.71 | 73.27 | 0.55 | 4.81
2019 | 7 | 23 | 3:00 | 4876 | 11.9 | 12.9 | 17.2 | 13.7 | 13.4 | 13.5 | 19 | 20 | 18.5 | 16.7 | 22.5 | 21.3 | 19.6 | 19.1 | 20.5 | 18.1 | 49.87 | 98.71 | 73.27 | 0.55 | 4.81
2019 | 7 | 23 | 4:00 | 4877 | 13.7 | 13.6 | 17.5 | 13.8 | 13.8 | 14 | 19 | 20 | 18.5 | 16.7 | 22.5 | 21.3 | 19.6 | 19.1 | 20.5 | 18.1 | 49.87 | 98.71 | 73.27 | 0.55 | 4.81
2019 | 7 | 23 | 5:00 | 4878 | 14.9 | 14.6 | 18 | 15 | 15.2 | 14.4 | 19 | 20 | 18.5 | 16.7 | 22.5 | 21.3 | 19.6 | 19.1 | 20.5 | 18.1 | 49.87 | 98.71 | 73.27 | 0.55 | 4.81
2019 | 7 | 23 | 6:00 | 4879 | 15.3 | 15.5 | 19 | 17.4 | 17.2 | 15.2 | 19 | 20 | 18.5 | 16.7 | 22.5 | 21.3 | 19.6 | 19.1 | 20.5 | 18.1 | 49.87 | 98.71 | 73.27 | 0.55 | 4.81
2019 | 7 | 23 | 7:00 | 4880 | 16.9 | 17.4 | 19.6 | 19.1 | 19 | 16.8 | 19 | 20 | 18.5 | 16.7 | 22.5 | 21.3 | 19.6 | 19.1 | 20.5 | 18.1 | 49.87 | 98.71 | 73.27 | 0.55 | 4.81
2019 | 7 | 23 | 8:00 | 4881 | 18.1 | 18.7 | 20.1 | 20.4 | 20 | 17.4 | 19 | 20 | 18.5 | 16.7 | 22.5 | 21.3 | 19.6 | 19.1 | 20.5 | 18.1 | 49.87 | 98.71 | 73.27 | 0.55 | 4.81
2019 | 7 | 23 | 9:00 | 4882 | 19 | 19.9 | 20.3 | 21.8 | 20.4 | 18.4 | 19 | 20 | 18.5 | 16.7 | 22.5 | 21.3 | 19.6 | 19.1 | 20.5 | 18.1 | 49.87 | 98.71 | 73.27 | 0.55 | 4.81
2019 | 7 | 23 | 10:00 | 4883 | 20 | 20.8 | 20.7 | 22.1 | 20.9 | 19.1 | 19 | 20 | 18.5 | 16.7 | 22.5 | 21.3 | 19.6 | 19.1 | 20.5 | 18.1 | 49.87 | 98.71 | 73.27 | 0.55 | 4.81
2019 | 7 | 23 | 11:00 | 4884 | 21 | 21.7 | 20.5 | 23 | 22.1 | 19.8 | 19 | 20 | 18.5 | 16.7 | 22.5 | 21.3 | 19.6 | 19.1 | 20.5 | 18.1 | 49.87 | 98.71 | 73.27 | 0.55 | 4.81
2019 | 7 | 23 | 12:00 | 4885 | 21.8 | 22.1 | 20 | 22.6 | 22.6 | 20.4 | 20.6 | 20 | 18.5 | 16.7 | 22.5 | 21.3 | 19.6 | 19.1 | 20.5 | 18.1 | 49.87 | 98.71 | 73.27 | 0.55 | 4.81
2019 | 7 | 23 | 13:00 | 4886 | 23 | 23.3 | 20.1 | 23.6 | 23 | 21.4 | 20.6 | 20 | 18.5 | 16.7 | 22.5 | 21.3 | 19.6 | 19.1 | 20.5 | 18.1 | 49.87 | 98.71 | 73.27 | 0.55 | 4.81
2019 | 7 | 23 | 14:00 | 4887 | 24.2 | 23.3 | 20 | 23.6 | 22.2 | 21.8 | 20.6 | 20 | 18.5 | 16.7 | 22.5 | 21.3 | 19.6 | 19.1 | 20.5 | 18.1 | 49.87 | 98.71 | 73.27 | 0.55 | 4.81
2019 | 7 | 23 | 15:00 | 4888 | 24.2 | 24.1 | 19.8 | 23.3 | 21.6 | 22.5 | 20.6 | 20 | 18.5 | 16.7 | 22.5 | 21.3 | 19.6 | 19.1 | 20.5 | 18.1 | 49.87 | 98.71 | 73.27 | 0.55 | 4.81
2019 | 7 | 23 | 16:00 | 4889 | 24.1 | 23.8 | 19.5 | 22.7 | 22.8 | 22.9 | 20.6 | 20 | 18.5 | 16.7 | 22.5 | 21.3 | 19.6 | 19.1 | 20.5 | 18.1 | 49.87 | 98.71 | 73.27 | 0.55 | 4.81
2019 | 7 | 23 | 17:00 | 4890 | 23.5 | 22.9 | 19 | 21.9 | 22.4 | 22.8 | 20.6 | 20 | 18.5 | 16.7 | 22.5 | 21.3 | 19.6 | 19.1 | 20.5 | 18.1 | 49.87 | 98.71 | 73.27 | 0.55 | 4.81
2019 | 7 | 23 | 18:00 | 4891 | 21.3 | 21.5 | 18 | 20.5 | 20.7 | 21.2 | 20.6 | 20 | 18.5 | 16.7 | 22.5 | 21.3 | 19.6 | 19.1 | 20.5 | 18.1 | 49.87 | 98.71 | 73.27 | 0.55 | 4.81
2019 | 7 | 23 | 19:00 | 4892 | 19 | 20.2 | 17.3 | 18.4 | 19.6 | 19.4 | 20.6 | 20 | 18.5 | 16.7 | 22.5 | 21.3 | 19.6 | 19.1 | 20.5 | 18.1 | 49.87 | 98.71 | 73.27 | 0.55 | 4.81
2019 | 7 | 23 | 20:00 | 4893 | 18.5 | 19.8 | 17 | 17 | 19.2 | 18.7 | 20.6 | 20 | 18.5 | 16.7 | 22.5 | 21.3 | 19.6 | 19.1 | 20.5 | 18.1 | 49.87 | 98.71 | 73.27 | 0.55 | 4.81
2019 | 7 | 23 | 21:00 | 4894 | 17.3 | 18.7 | 15.3 | 15.9 | 18.8 | 18.4 | 20.6 | 20 | 18.5 | 16.7 | 22.5 | 21.3 | 19.6 | 19.1 | 20.5 | 18.1 | 49.87 | 98.71 | 73.27 | 0.55 | 4.81
2019 | 7 | 23 | 22:00 | 4895 | 17 | 18 | 14.6 | 15.2 | 18.1 | 17.9 | 20.6 | 20 | 18.5 | 16.7 | 22.5 | 21.3 | 19.6 | 19.1 | 20.5 | 18.1 | 49.87 | 98.71 | 73.27 | 0.55 | 4.81
2019 | 7 | 23 | 23:00 | 4896 | 15.6 | 17.5 | 14.3 | 14.5 | 17.5 | 16.9 | 20.6 | 20 | 18.5 | 16.7 | 22.5 | 21.3 | 19.6 | 19.1 | 20.5 | 18.1 | 49.87 | 98.71 | 73.27 | 0.55 | 4.81
2019 | 7 | 24 | 0:00 | 4897 | 15.2 | 17 | 14.2 | 12.5 | 17.2 | 16.5 | 19.2 | 19.2 | 19 | 17.1 | 22.4 | 21.7 | 21.7 | 19.3 | 21.1 | 19.3 | 47.7 | 97.29 | 72.47 | 0.44 | 4.76
2019 | 7 | 24 | 1:00 | 4898 | 15.3 | 16.7 | 14.5 | 12.5 | 16.5 | 16.8 | 19.2 | 19.2 | 19 | 17.1 | 22.4 | 21.7 | 21.7 | 19.3 | 21.1 | 19.3 | 47.7 | 97.29 | 72.47 | 0.44 | 4.76
2019 | 7 | 24 | 2:00 | 4899 | 15.1 | 17 | 14.1 | 12.7 | 15.8 | 16.8 | 19.2 | 19.2 | 19 | 17.1 | 22.4 | 21.7 | 21.7 | 19.3 | 21.1 | 19.3 | 47.7 | 97.29 | 72.47 | 0.44 | 4.76
2019 | 7 | 24 | 3:00 | 4900 | 14.8 | 16.8 | 14.3 | 12.9 | 15 | 16.4 | 19.2 | 19.2 | 19 | 17.1 | 22.4 | 21.7 | 21.7 | 19.3 | 21.1 | 19.3 | 47.7 | 97.29 | 72.47 | 0.44 | 4.76
2019 | 7 | 24 | 4:00 | 4901 | 15.2 | 17.1 | 15.9 | 13.1 | 15.4 | 16.7 | 19.2 | 19.2 | 19 | 17.1 | 22.4 | 21.7 | 21.7 | 19.3 | 21.1 | 19.3 | 47.7 | 97.29 | 72.47 | 0.44 | 4.76
2019 | 7 | 24 | 5:00 | 4902 | 16 | 17.1 | 17.4 | 14 | 16.8 | 17.3 | 19.2 | 19.2 | 19 | 17.1 | 22.4 | 21.7 | 21.7 | 19.3 | 21.1 | 19.3 | 47.7 | 97.29 | 72.47 | 0.44 | 4.76
2019 | 7 | 24 | 6:00 | 4903 | 17.4 | 19 | 19.2 | 16.2 | 18.2 | 19 | 19.2 | 19.2 | 19 | 17.1 | 22.4 | 21.7 | 21.7 | 19.3 | 21.1 | 19.3 | 47.7 | 97.29 | 72.47 | 0.44 | 4.76
2019 | 7 | 24 | 7:00 | 4904 | 19.5 | 20.9 | 20 | 18.7 | 20.2 | 21.3 | 19.2 | 19.2 | 19 | 17.1 | 22.4 | 21.7 | 21.7 | 19.3 | 21.1 | 19.3 | 47.7 | 97.29 | 72.47 | 0.44 | 4.76
2019 | 7 | 24 | 8:00 | 4905 | 22.3 | 22.4 | 20.6 | 21.2 | 21.7 | 22.7 | 19.2 | 19.2 | 19 | 17.1 | 22.4 | 21.7 | 21.7 | 19.3 | 21.1 | 19.3 | 47.7 | 97.29 | 72.47 | 0.44 | 4.76
2019 | 7 | 24 | 9:00 | 4906 | 24.1 | 23.7 | 20.6 | 21.7 | 23.2 | 23.8 | 19.2 | 19.2 | 19 | 17.1 | 22.4 | 21.7 | 21.7 | 19.3 | 21.1 | 19.3 | 47.7 | 97.29 | 72.47 | 0.44 | 4.76
2019 | 7 | 24 | 10:00 | 4907 | 25 | 24.5 | 20.7 | 23 | 23.7 | 24.6 | 19.2 | 19.2 | 19 | 17.1 | 22.4 | 21.7 | 21.7 | 19.3 | 21.1 | 19.3 | 47.7 | 97.29 | 72.47 | 0.44 | 4.76
2019 | 7 | 24 | 11:00 | 4908 | 26.5 | 25.4 | 20.8 | 23.8 | 25.1 | 24.5 | 19.2 | 19.2 | 19 | 17.1 | 22.4 | 21.7 | 21.7 | 19.3 | 21.1 | 19.3 | 47.7 | 97.29 | 72.47 | 0.44 | 4.76
2019 | 7 | 24 | 12:00 | 4909 | 26.5 | 25.6 | 20.9 | 24.6 | 24.1 | 25.9 | 23 | 19.2 | 19 | 17.1 | 22.4 | 21.7 | 21.7 | 19.3 | 21.1 | 19.3 | 47.7 | 97.29 | 72.47 | 0.44 | 4.76
2019 | 7 | 24 | 13:00 | 4910 | 25.8 | 27 | 20.6 | 24.7 | 24.4 | 26 | 23 | 19.2 | 19 | 17.1 | 22.4 | 21.7 | 21.7 | 19.3 | 21.1 | 19.3 | 47.7 | 97.29 | 72.47 | 0.44 | 4.76
2019 | 7 | 24 | 14:00 | 4911 | 26.2 | 27.2 | 21 | 25.3 | 26.2 | 25.6 | 23 | 19.2 | 19 | 17.1 | 22.4 | 21.7 | 21.7 | 19.3 | 21.1 | 19.3 | 47.7 | 97.29 | 72.47 | 0.44 | 4.76
2019 | 7 | 24 | 15:00 | 4912 | 26.4 | 26.2 | 20.5 | 25.3 | 26.1 | 25.7 | 23 | 19.2 | 19 | 17.1 | 22.4 | 21.7 | 21.7 | 19.3 | 21.1 | 19.3 | 47.7 | 97.29 | 72.47 | 0.44 | 4.76
2019 | 7 | 24 | 16:00 | 4913 | 26.1 | 26 | 20.6 | 25 | 25.4 | 25.5 | 23 | 19.2 | 19 | 17.1 | 22.4 | 21.7 | 21.7 | 19.3 | 21.1 | 19.3 | 47.7 | 97.29 | 72.47 | 0.44 | 4.76
2019 | 7 | 24 | 17:00 | 4914 | 25.1 | 25.4 | 19.9 | 24.5 | 24.6 | 25.1 | 23 | 19.2 | 19 | 17.1 | 22.4 | 21.7 | 21.7 | 19.3 | 21.1 | 19.3 | 47.7 | 97.29 | 72.47 | 0.44 | 4.76
2019 | 7 | 24 | 18:00 | 4915 | 24.1 | 24.4 | 19 | 22.5 | 23.5 | 23.7 | 23 | 19.2 | 19 | 17.1 | 22.4 | 21.7 | 21.7 | 19.3 | 21.1 | 19.3 | 47.7 | 97.29 | 72.47 | 0.44 | 4.76
2019 | 7 | 24 | 19:00 | 4916 | 19.5 | 21.7 | 18 | 20.1 | 20.8 | 22.1 | 23 | 19.2 | 19 | 17.1 | 22.4 | 21.7 | 21.7 | 19.3 | 21.1 | 19.3 | 47.7 | 97.29 | 72.47 | 0.44 | 4.76
2019 | 7 | 24 | 20:00 | 4917 | 17.8 | 20.1 | 17 | 18.6 | 19 | 20.7 | 23 | 19.2 | 19 | 17.1 | 22.4 | 21.7 | 21.7 | 19.3 | 21.1 | 19.3 | 47.7 | 97.29 | 72.47 | 0.44 | 4.76
2019 | 7 | 24 | 21:00 | 4918 | 15.9 | 18.6 | 16.5 | 17.4 | 17.4 | 19.1 | 23 | 19.2 | 19 | 17.1 | 22.4 | 21.7 | 21.7 | 19.3 | 21.1 | 19.3 | 47.7 | 97.29 | 72.47 | 0.44 | 4.76
2019 | 7 | 24 | 22:00 | 4919 | 14.7 | 18.6 | 16.5 | 16.2 | 16.5 | 18.6 | 23 | 19.2 | 19 | 17.1 | 22.4 | 21.7 | 21.7 | 19.3 | 21.1 | 19.3 | 47.7 | 97.29 | 72.47 | 0.44 | 4.76
2019 | 7 | 24 | 23:00 | 4920 | 14.2 | 17.9 | 16.1 | 14.5 | 15.8 | 17.3 | 23 | 19.2 | 19 | 17.1 | 22.4 | 21.7 | 21.7 | 19.3 | 21.1 | 19.3 | 47.7 | 97.29 | 72.47 | 0.44 | 4.76
2019 | 7 | 25 | 0:00 | 4921 | 15.1 | 15.9 | 14.7 | 13.2 | 15.1 | 17.1 | 19.4 | 19.2 | 19.5 | 17.4 | 20.8 | 21.7 | 20.6 | 19.7 | 21.2 | 19.6 | 49.55 | 98.37 | 70.02 | 0.44 | 3.31
2019 | 7 | 25 | 1:00 | 4922 | 13.8 | 15.1 | 14 | 13.4 | 14.8 | 16.3 | 19.4 | 19.2 | 19.5 | 17.4 | 20.8 | 21.7 | 20.6 | 19.7 | 21.2 | 19.6 | 49.55 | 98.37 | 70.02 | 0.44 | 3.31
2019 | 7 | 25 | 2:00 | 4923 | 13.5 | 15.9 | 13.8 | 14.2 | 14.6 | 15.5 | 19.4 | 19.2 | 19.5 | 17.4 | 20.8 | 21.7 | 20.6 | 19.7 | 21.2 | 19.6 | 49.55 | 98.37 | 70.02 | 0.44 | 3.31
2019 | 7 | 25 | 3:00 | 4924 | 12.9 | 15.7 | 14.2 | 14.5 | 14.4 | 15 | 19.4 | 19.2 | 19.5 | 17.4 | 20.8 | 21.7 | 20.6 | 19.7 | 21.2 | 19.6 | 49.55 | 98.37 | 70.02 | 0.44 | 3.31
2019 | 7 | 25 | 4:00 | 4925 | 14.1 | 17.1 | 16.6 | 14.8 | 15.9 | 16.1 | 19.4 | 19.2 | 19.5 | 17.4 | 20.8 | 21.7 | 20.6 | 19.7 | 21.2 | 19.6 | 49.55 | 98.37 | 70.02 | 0.44 | 3.31
2019 | 7 | 25 | 5:00 | 4926 | 18 | 19.2 | 18.1 | 15.6 | 16.8 | 17.9 | 19.4 | 19.2 | 19.5 | 17.4 | 20.8 | 21.7 | 20.6 | 19.7 | 21.2 | 19.6 | 49.55 | 98.37 | 70.02 | 0.44 | 3.31
2019 | 7 | 25 | 6:00 | 4927 | 20.1 | 20.4 | 19.8 | 17 | 17.2 | 19.8 | 19.4 | 19.2 | 19.5 | 17.4 | 20.8 | 21.7 | 20.6 | 19.7 | 21.2 | 19.6 | 49.55 | 98.37 | 70.02 | 0.44 | 3.31
2019 | 7 | 25 | 7:00 | 4928 | 22.5 | 21.6 | 19.3 | 19.2 | 17 | 21.9 | 19.4 | 19.2 | 19.5 | 17.4 | 20.8 | 21.7 | 20.6 | 19.7 | 21.2 | 19.6 | 49.55 | 98.37 | 70.02 | 0.44 | 3.31
2019 | 7 | 25 | 8:00 | 4929 | 24.1 | 22.9 | 19.6 | 20.7 | 19.7 | 23.1 | 19.4 | 19.2 | 19.5 | 17.4 | 20.8 | 21.7 | 20.6 | 19.7 | 21.2 | 19.6 | 49.55 | 98.37 | 70.02 | 0.44 | 3.31
2019 | 7 | 25 | 9:00 | 4930 | 24.9 | 24.1 | 20.1 | 22.6 | 22.1 | 23.6 | 19.4 | 19.2 | 19.5 | 17.4 | 20.8 | 21.7 | 20.6 | 19.7 | 21.2 | 19.6 | 49.55 | 98.37 | 70.02 | 0.44 | 3.31
2019 | 7 | 25 | 10:00 | 4931 | 26.2 | 24.7 | 20.7 | 23.8 | 23.7 | 24.2 | 19.4 | 19.2 | 19.5 | 17.4 | 20.8 | 21.7 | 20.6 | 19.7 | 21.2 | 19.6 | 49.55 | 98.37 | 70.02 | 0.44 | 3.31
2019 | 7 | 25 | 11:00 | 4932 | 26.6 | 25.1 | 20.9 | 24.8 | 24.9 | 25 | 19.4 | 19.2 | 19.5 | 17.4 | 20.8 | 21.7 | 20.6 | 19.7 | 21.2 | 19.6 | 49.55 | 98.37 | 70.02 | 0.44 | 3.31
2019 | 7 | 25 | 12:00 | 4933 | 26.3 | 26.4 | 21.7 | 25.4 | 25.9 | 26.1 | 22.6 | 19.2 | 19.5 | 17.4 | 20.8 | 21.7 | 20.6 | 19.7 | 21.2 | 19.6 | 49.55 | 98.37 | 70.02 | 0.44 | 3.31
2019 | 7 | 25 | 13:00 | 4934 | 27.6 | 26.1 | 20.9 | 25.7 | 25.9 | 26.8 | 22.6 | 19.2 | 19.5 | 17.4 | 20.8 | 21.7 | 20.6 | 19.7 | 21.2 | 19.6 | 49.55 | 98.37 | 70.02 | 0.44 | 3.31
2019 | 7 | 25 | 14:00 | 4935 | 28 | 26.7 | 20.8 | 26.4 | 27.1 | 27.3 | 22.6 | 19.2 | 19.5 | 17.4 | 20.8 | 21.7 | 20.6 | 19.7 | 21.2 | 19.6 | 49.55 | 98.37 | 70.02 | 0.44 | 3.31
2019 | 7 | 25 | 15:00 | 4936 | 27.4 | 26.7 | 20.7 | 26.3 | 26.5 | 20.9 | 22.6 | 19.2 | 19.5 | 17.4 | 20.8 | 21.7 | 20.6 | 19.7 | 21.2 | 19.6 | 49.55 | 98.37 | 70.02 | 0.44 | 3.31
2019 | 7 | 25 | 16:00 | 4937 | 26.7 | 26.4 | 20.7 | 25.7 | 25.5 | 16.2 | 22.6 | 19.2 | 19.5 | 17.4 | 20.8 | 21.7 | 20.6 | 19.7 | 21.2 | 19.6 | 49.55 | 98.37 | 70.02 | 0.44 | 3.31
2019 | 7 | 25 | 17:00 | 4938 | 26.2 | 20 | 20.1 | 24.8 | 24.2 | 17.3 | 22.6 | 19.2 | 19.5 | 17.4 | 20.8 | 21.7 | 20.6 | 19.7 | 21.2 | 19.6 | 49.55 | 98.37 | 70.02 | 0.44 | 3.31
2019 | 7 | 25 | 18:00 | 4939 | 18.5 | 19.2 | 19.2 | 23.4 | 22.8 | 16.8 | 22.6 | 19.2 | 19.5 | 17.4 | 20.8 | 21.7 | 20.6 | 19.7 | 21.2 | 19.6 | 49.55 | 98.37 | 70.02 | 0.44 | 3.31
2019 | 7 | 25 | 19:00 | 4940 | 17.8 | 18.5 | 18.7 | 21.5 | 21.3 | 16.3 | 22.6 | 19.2 | 19.5 | 17.4 | 20.8 | 21.7 | 20.6 | 19.7 | 21.2 | 19.6 | 49.55 | 98.37 | 70.02 | 0.44 | 3.31
2019 | 7 | 25 | 20:00 | 4941 | 16.4 | 17.6 | 18.2 | 20 | 19.8 | 16 | 22.6 | 19.2 | 19.5 | 17.4 | 20.8 | 21.7 | 20.6 | 19.7 | 21.2 | 19.6 | 49.55 | 98.37 | 70.02 | 0.44 | 3.31
2019 | 7 | 25 | 21:00 | 4942 | 17 | 17.3 | 17.5 | 19 | 18.3 | 15.7 | 22.6 | 19.2 | 19.5 | 17.4 | 20.8 | 21.7 | 20.6 | 19.7 | 21.2 | 19.6 | 49.55 | 98.37 | 70.02 | 0.44 | 3.31
2019 | 7 | 25 | 22:00 | 4943 | 16.4 | 16.9 | 18 | 17.7 | 17.5 | 15.3 | 22.6 | 19.2 | 19.5 | 17.4 | 20.8 | 21.7 | 20.6 | 19.7 | 21.2 | 19.6 | 49.55 | 98.37 | 70.02 | 0.44 | 3.31
2019 | 7 | 25 | 23:00 | 4944 | 15.7 | 15.9 | 17.6 | 16.4 | 15.7 | 14.8 | 22.6 | 19.2 | 19.5 | 17.4 | 20.8 | 21.7 | 20.6 | 19.7 | 21.2 | 19.6 | 49.55 | 98.37 | 70.02 | 0.44 | 3.31
2019 | 7 | 26 | 0:00 | 4945 | 14.6 | 15.2 | 17.1 | 14.4 | 14.4 | 14.3 | 19.8 | 19.9 | 19.6 | 17.9 | 19 | 21.4 | 18.7 | 19.5 | 21 | 20 | 46.89 | 100.34 | 69.03 | 0.52 | 3.64
2019 | 7 | 26 | 1:00 | 4946 | 14.3 | 14.9 | 16.6 | 13.8 | 14 | 13.8 | 19.8 | 19.9 | 19.6 | 17.9 | 19 | 21.4 | 18.7 | 19.5 | 21 | 20 | 46.89 | 100.34 | 69.03 | 0.52 | 3.64
2019 | 7 | 26 | 2:00 | 4947 | 13.7 | 14.8 | 16.2 | 13.2 | 14.2 | 13.7 | 19.8 | 19.9 | 19.6 | 17.9 | 19 | 21.4 | 18.7 | 19.5 | 21 | 20 | 46.89 | 100.34 | 69.03 | 0.52 | 3.64
2019 | 7 | 26 | 3:00 | 4948 | 13.5 | 14.7 | 15.7 | 12.8 | 14.2 | 14.2 | 19.8 | 19.9 | 19.6 | 17.9 | 19 | 21.4 | 18.7 | 19.5 | 21 | 20 | 46.89 | 100.34 | 69.03 | 0.52 | 3.64
2019 | 7 | 26 | 4:00 | 4949 | 14.4 | 15.3 | 16.5 | 14.5 | 15 | 14.9 | 19.8 | 19.9 | 19.6 | 17.9 | 19 | 21.4 | 18.7 | 19.5 | 21 | 20 | 46.89 | 100.34 | 69.03 | 0.52 | 3.64
2019 | 7 | 26 | 5:00 | 4950 | 15.3 | 16.6 | 18.6 | 18.4 | 17 | 15.5 | 19.8 | 19.9 | 19.6 | 17.9 | 19 | 21.4 | 18.7 | 19.5 | 21 | 20 | 46.89 | 100.34 | 69.03 | 0.52 | 3.64
2019 | 7 | 26 | 6:00 | 4951 | 15.4 | 17.5 | 20.6 | 20.5 | 19.2 | 16.5 | 19.8 | 19.9 | 19.6 | 17.9 | 19 | 21.4 | 18.7 | 19.5 | 21 | 20 | 46.89 | 100.34 | 69.03 | 0.52 | 3.64
2019 | 7 | 26 | 7:00 | 4952 | 17.2 | 17.7 | 22.4 | 22.3 | 21.1 | 16.9 | 19.8 | 19.9 | 19.6 | 17.9 | 19 | 21.4 | 18.7 | 19.5 | 21 | 20 | 46.89 | 100.34 | 69.03 | 0.52 | 3.64
2019 | 7 | 26 | 8:00 | 4953 | 18.5 | 18.2 | 23.5 | 22 | 22.1 | 17.8 | 19.8 | 19.9 | 19.6 | 17.9 | 19 | 21.4 | 18.7 | 19.5 | 21 | 20 | 46.89 | 100.34 | 69.03 | 0.52 | 3.64
2019 | 7 | 26 | 9:00 | 4954 | 20.4 | 19.8 | 23.9 | 22.1 | 23.1 | 19.1 | 19.8 | 19.9 | 19.6 | 17.9 | 19 | 21.4 | 18.7 | 19.5 | 21 | 20 | 46.89 | 100.34 | 69.03 | 0.52 | 3.64
2019 | 7 | 26 | 10:00 | 4955 | 20.9 | 20.5 | 23.7 | 23.7 | 22.8 | 20.2 | 19.8 | 19.9 | 19.6 | 17.9 | 19 | 21.4 | 18.7 | 19.5 | 21 | 20 | 46.89 | 100.34 | 69.03 | 0.52 | 3.64
2019 | 7 | 26 | 11:00 | 4956 | 21.8 | 21.5 | 25.4 | 23.7 | 23.7 | 20.9 | 19.8 | 19.9 | 19.6 | 17.9 | 19 | 21.4 | 18.7 | 19.5 | 21 | 20 | 46.89 | 100.34 | 69.03 | 0.52 | 3.64
2019 | 7 | 26 | 12:00 | 4957 | 21.7 | 22.4 | 25.8 | 24.5 | 23.8 | 21.8 | 22 | 19.9 | 19.6 | 17.9 | 19 | 21.4 | 18.7 | 19.5 | 21 | 20 | 46.89 | 100.34 | 69.03 | 0.52 | 3.64
2019 | 7 | 26 | 13:00 | 4958 | 19.5 | 23 | 26.8 | 24.7 | 22.9 | 22.1 | 22 | 19.9 | 19.6 | 17.9 | 19 | 21.4 | 18.7 | 19.5 | 21 | 20 | 46.89 | 100.34 | 69.03 | 0.52 | 3.64
2019 | 7 | 26 | 14:00 | 4959 | 20.8 | 24.3 | 26.5 | 24.8 | 24 | 22.6 | 22 | 19.9 | 19.6 | 17.9 | 19 | 21.4 | 18.7 | 19.5 | 21 | 20 | 46.89 | 100.34 | 69.03 | 0.52 | 3.64
2019 | 7 | 26 | 15:00 | 4960 | 21.6 | 23.2 | 25.6 | 24.4 | 23.8 | 22.6 | 22 | 19.9 | 19.6 | 17.9 | 19 | 21.4 | 18.7 | 19.5 | 21 | 20 | 46.89 | 100.34 | 69.03 | 0.52 | 3.64
2019 | 7 | 26 | 16:00 | 4961 | 20.1 | 23.4 | 25.9 | 23.5 | 23.7 | 22.5 | 22 | 19.9 | 19.6 | 17.9 | 19 | 21.4 | 18.7 | 19.5 | 21 | 20 | 46.89 | 100.34 | 69.03 | 0.52 | 3.64
2019 | 7 | 26 | 17:00 | 4962 | 20.2 | 22.6 | 24.6 | 24.1 | 22.6 | 22 | 22 | 19.9 | 19.6 | 17.9 | 19 | 21.4 | 18.7 | 19.5 | 21 | 20 | 46.89 | 100.34 | 69.03 | 0.52 | 3.64
2019 | 7 | 26 | 18:00 | 4963 | 19.6 | 22.1 | 23 | 23 | 21.4 | 21 | 22 | 19.9 | 19.6 | 17.9 | 19 | 21.4 | 18.7 | 19.5 | 21 | 20 | 46.89 | 100.34 | 69.03 | 0.52 | 3.64
2019 | 7 | 26 | 19:00 | 4964 | 18.8 | 20.8 | 21.5 | 20.9 | 20.2 | 19.8 | 22 | 19.9 | 19.6 | 17.9 | 19 | 21.4 | 18.7 | 19.5 | 21 | 20 | 46.89 | 100.34 | 69.03 | 0.52 | 3.64
2019 | 7 | 26 | 20:00 | 4965 | 18.8 | 19.8 | 20.5 | 19.1 | 19 | 19.5 | 22 | 19.9 | 19.6 | 17.9 | 19 | 21.4 | 18.7 | 19.5 | 21 | 20 | 46.89 | 100.34 | 69.03 | 0.52 | 3.64
2019 | 7 | 26 | 21:00 | 4966 | 18.2 | 19.1 | 20.2 | 18.1 | 18.7 | 19.3 | 22 | 19.9 | 19.6 | 17.9 | 19 | 21.4 | 18.7 | 19.5 | 21 | 20 | 46.89 | 100.34 | 69.03 | 0.52 | 3.64
2019 | 7 | 26 | 22:00 | 4967 | 18.4 | 19.2 | 19.6 | 17.7 | 17.5 | 19.1 | 22 | 19.9 | 19.6 | 17.9 | 19 | 21.4 | 18.7 | 19.5 | 21 | 20 | 46.89 | 100.34 | 69.03 | 0.52 | 3.64
2019 | 7 | 26 | 23:00 | 4968 | 18.4 | 19.1 | 18.5 | 15.5 | 16.7 | 18.9 | 22 | 19.9 | 19.6 | 17.9 | 19 | 21.4 | 18.7 | 19.5 | 21 | 20 | 46.89 | 100.34 | 69.03 | 0.52 | 3.64
2019 | 7 | 27 | 0:00 | 4969 | 17 | 19.2 | 17.9 | 15.5 | 17.2 | 18.5 | 19.6 | 20.6 | 19.7 | 18.7 | 18.4 | 21.3 | 18.2 | 19.3 | 21.2 | 20.4 | 49.02 | 99.66 | 71.16 | 0.9 | 3.45
2019 | 7 | 27 | 1:00 | 4970 | 16.5 | 18.5 | 17.9 | 15 | 17.6 | 17.6 | 19.6 | 20.6 | 19.7 | 18.7 | 18.4 | 21.3 | 18.2 | 19.3 | 21.2 | 20.4 | 49.02 | 99.66 | 71.16 | 0.9 | 3.45
2019 | 7 | 27 | 2:00 | 4971 | 17.7 | 17.9 | 17.7 | 16.7 | 17.2 | 17.4 | 19.6 | 20.6 | 19.7 | 18.7 | 18.4 | 21.3 | 18.2 | 19.3 | 21.2 | 20.4 | 49.02 | 99.66 | 71.16 | 0.9 | 3.45
2019 | 7 | 27 | 3:00 | 4972 | 17.2 | 17.7 | 18 | 16.7 | 16.7 | 17.3 | 19.6 | 20.6 | 19.7 | 18.7 | 18.4 | 21.3 | 18.2 | 19.3 | 21.2 | 20.4 | 49.02 | 99.66 | 71.16 | 0.9 | 3.45
2019 | 7 | 27 | 4:00 | 4973 | 17.4 | 17.7 | 18.6 | 18.1 | 17.1 | 17.3 | 19.6 | 20.6 | 19.7 | 18.7 | 18.4 | 21.3 | 18.2 | 19.3 | 21.2 | 20.4 | 49.02 | 99.66 | 71.16 | 0.9 | 3.45
2019 | 7 | 27 | 5:00 | 4974 | 18 | 17.8 | 19.8 | 19.3 | 18.7 | 17.4 | 19.6 | 20.6 | 19.7 | 18.7 | 18.4 | 21.3 | 18.2 | 19.3 | 21.2 | 20.4 | 49.02 | 99.66 | 71.16 | 0.9 | 3.45
2019 | 7 | 27 | 6:00 | 4975 | 18.5 | 18.3 | 20.8 | 21.3 | 19.9 | 17.5 | 19.6 | 20.6 | 19.7 | 18.7 | 18.4 | 21.3 | 18.2 | 19.3 | 21.2 | 20.4 | 49.02 | 99.66 | 71.16 | 0.9 | 3.45
2019 | 7 | 27 | 7:00 | 4976 | 18.7 | 18.8 | 20.9 | 22.7 | 21.5 | 17.6 | 19.6 | 20.6 | 19.7 | 18.7 | 18.4 | 21.3 | 18.2 | 19.3 | 21.2 | 20.4 | 49.02 | 99.66 | 71.16 | 0.9 | 3.45
2019 | 7 | 27 | 8:00 | 4977 | 19.2 | 18.8 | 23.4 | 23.7 | 22.8 | 18.1 | 19.6 | 20.6 | 19.7 | 18.7 | 18.4 | 21.3 | 18.2 | 19.3 | 21.2 | 20.4 | 49.02 | 99.66 | 71.16 | 0.9 | 3.45
2019 | 7 | 27 | 9:00 | 4978 | 18.8 | 19 | 24.7 | 25.2 | 24.2 | 18.2 | 19.6 | 20.6 | 19.7 | 18.7 | 18.4 | 21.3 | 18.2 | 19.3 | 21.2 | 20.4 | 49.02 | 99.66 | 71.16 | 0.9 | 3.45
2019 | 7 | 27 | 10:00 | 4979 | 19.5 | 19.6 | 24.5 | 25.1 | 24.9 | 18 | 19.6 | 20.6 | 19.7 | 18.7 | 18.4 | 21.3 | 18.2 | 19.3 | 21.2 | 20.4 | 49.02 | 99.66 | 71.16 | 0.9 | 3.45
2019 | 7 | 27 | 11:00 | 4980 | 20.5 | 19.3 | 24.8 | 26.4 | 25.3 | 18.1 | 19.6 | 20.6 | 19.7 | 18.7 | 18.4 | 21.3 | 18.2 | 19.3 | 21.2 | 20.4 | 49.02 | 99.66 | 71.16 | 0.9 | 3.45
2019 | 7 | 27 | 12:00 | 4981 | 21 | 19.1 | 23.8 | 27.8 | 24.9 | 18.2 | 19.8 | 20.6 | 19.7 | 18.7 | 18.4 | 21.3 | 18.2 | 19.3 | 21.2 | 20.4 | 49.02 | 99.66 | 71.16 | 0.9 | 3.45
2019 | 7 | 27 | 13:00 | 4982 | 21.6 | 19.3 | 23.4 | 22.5 | 25.2 | 18.5 | 19.8 | 20.6 | 19.7 | 18.7 | 18.4 | 21.3 | 18.2 | 19.3 | 21.2 | 20.4 | 49.02 | 99.66 | 71.16 | 0.9 | 3.45
2019 | 7 | 27 | 14:00 | 4983 | 22 | 20.5 | 23.5 | 22.7 | 24.9 | 18.8 | 19.8 | 20.6 | 19.7 | 18.7 | 18.4 | 21.3 | 18.2 | 19.3 | 21.2 | 20.4 | 49.02 | 99.66 | 71.16 | 0.9 | 3.45
2019 | 7 | 27 | 15:00 | 4984 | 22.6 | 20.5 | 23.3 | 24.6 | 24.6 | 19.7 | 19.8 | 20.6 | 19.7 | 18.7 | 18.4 | 21.3 | 18.2 | 19.3 | 21.2 | 20.4 | 49.02 | 99.66 | 71.16 | 0.9 | 3.45
2019 | 7 | 27 | 16:00 | 4985 | 22.4 | 20.7 | 23 | 25.3 | 23.7 | 19.9 | 19.8 | 20.6 | 19.7 | 18.7 | 18.4 | 21.3 | 18.2 | 19.3 | 21.2 | 20.4 | 49.02 | 99.66 | 71.16 | 0.9 | 3.45
2019 | 7 | 27 | 17:00 | 4986 | 21.9 | 20.3 | 22.7 | 24.3 | 23.7 | 19.6 | 19.8 | 20.6 | 19.7 | 18.7 | 18.4 | 21.3 | 18.2 | 19.3 | 21.2 | 20.4 | 49.02 | 99.66 | 71.16 | 0.9 | 3.45
2019 | 7 | 27 | 18:00 | 4987 | 21 | 20 | 22 | 22.6 | 22.8 | 19 | 19.8 | 20.6 | 19.7 | 18.7 | 18.4 | 21.3 | 18.2 | 19.3 | 21.2 | 20.4 | 49.02 | 99.66 | 71.16 | 0.9 | 3.45
2019 | 7 | 27 | 19:00 | 4988 | 19.4 | 18.9 | 21.3 | 21 | 21.1 | 18.6 | 19.8 | 20.6 | 19.7 | 18.7 | 18.4 | 21.3 | 18.2 | 19.3 | 21.2 | 20.4 | 49.02 | 99.66 | 71.16 | 0.9 | 3.45
2019 | 7 | 27 | 20:00 | 4989 | 19.3 | 18.7 | 21.2 | 19.5 | 19.8 | 18.5 | 19.8 | 20.6 | 19.7 | 18.7 | 18.4 | 21.3 | 18.2 | 19.3 | 21.2 | 20.4 | 49.02 | 99.66 | 71.16 | 0.9 | 3.45
2019 | 7 | 27 | 21:00 | 4990 | 18.3 | 18.6 | 21.1 | 18.1 | 19.7 | 18.2 | 19.8 | 20.6 | 19.7 | 18.7 | 18.4 | 21.3 | 18.2 | 19.3 | 21.2 | 20.4 | 49.02 | 99.66 | 71.16 | 0.9 | 3.45
2019 | 7 | 27 | 22:00 | 4991 | 18.3 | 17.6 | 20.7 | 18.5 | 20.4 | 18.2 | 19.8 | 20.6 | 19.7 | 18.7 | 18.4 | 21.3 | 18.2 | 19.3 | 21.2 | 20.4 | 49.02 | 99.66 | 71.16 | 0.9 | 3.45
2019 | 7 | 27 | 23:00 | 4992 | 17.9 | 17.5 | 19.9 | 18.3 | 20.4 | 17.8 | 19.8 | 20.6 | 19.7 | 18.7 | 18.4 | 21.3 | 18.2 | 19.3 | 21.2 | 20.4 | 49.02 | 99.66 | 71.16 | 0.9 | 3.45
2019 | 7 | 28 | 0:00 | 4993 | 17.7 | 17.3 | 19 | 18.9 | 19.8 | 17.4 | 17.6 | 20.8 | 20.3 | 19.8 | 18.2 | 22.8 | 21.3 | 19.4 | 22.7 | 21.4 | 51.55 | 98.3 | 69.93 | 0.5 | 3.3
2019 | 7 | 28 | 1:00 | 4994 | 17.5 | 17.4 | 18.4 | 18.2 | 19 | 16.9 | 17.6 | 20.8 | 20.3 | 19.8 | 18.2 | 22.8 | 21.3 | 19.4 | 22.7 | 21.4 | 51.55 | 98.3 | 69.93 | 0.5 | 3.3
2019 | 7 | 28 | 2:00 | 4995 | 17.2 | 17.4 | 17.6 | 17.7 | 18.5 | 16.6 | 17.6 | 20.8 | 20.3 | 19.8 | 18.2 | 22.8 | 21.3 | 19.4 | 22.7 | 21.4 | 51.55 | 98.3 | 69.93 | 0.5 | 3.3
2019 | 7 | 28 | 3:00 | 4996 | 17.2 | 17.6 | 17.4 | 17.4 | 18.1 | 16.9 | 17.6 | 20.8 | 20.3 | 19.8 | 18.2 | 22.8 | 21.3 | 19.4 | 22.7 | 21.4 | 51.55 | 98.3 | 69.93 | 0.5 | 3.3
2019 | 7 | 28 | 4:00 | 4997 | 17.9 | 17.9 | 18.4 | 19.2 | 18.2 | 17.2 | 17.6 | 20.8 | 20.3 | 19.8 | 18.2 | 22.8 | 21.3 | 19.4 | 22.7 | 21.4 | 51.55 | 98.3 | 69.93 | 0.5 | 3.3
2019 | 7 | 28 | 5:00 | 4998 | 18.8 | 18.5 | 20 | 20.6 | 19.4 | 17.3 | 17.6 | 20.8 | 20.3 | 19.8 | 18.2 | 22.8 | 21.3 | 19.4 | 22.7 | 21.4 | 51.55 | 98.3 | 69.93 | 0.5 | 3.3
2019 | 7 | 28 | 6:00 | 4999 | 20.1 | 19.7 | 22 | 22.1 | 21.3 | 18.1 | 17.6 | 20.8 | 20.3 | 19.8 | 18.2 | 22.8 | 21.3 | 19.4 | 22.7 | 21.4 | 51.55 | 98.3 | 69.93 | 0.5 | 3.3
2019 | 7 | 28 | 7:00 | 5000 | 21.8 | 21.8 | 24.2 | 24.1 | 23.2 | 20.3 | 17.6 | 20.8 | 20.3 | 19.8 | 18.2 | 22.8 | 21.3 | 19.4 | 22.7 | 21.4 | 51.55 | 98.3 | 69.93 | 0.5 | 3.3
2019 | 7 | 28 | 8:00 | 5001 | 24.1 | 23.7 | 25.4 | 25 | 24.4 | 22.9 | 17.6 | 20.8 | 20.3 | 19.8 | 18.2 | 22.8 | 21.3 | 19.4 | 22.7 | 21.4 | 51.55 | 98.3 | 69.93 | 0.5 | 3.3
2019 | 7 | 28 | 9:00 | 5002 | 25.5 | 25 | 27.2 | 26.3 | 25.6 | 25.1 | 17.6 | 20.8 | 20.3 | 19.8 | 18.2 | 22.8 | 21.3 | 19.4 | 22.7 | 21.4 | 51.55 | 98.3 | 69.93 | 0.5 | 3.3
2019 | 7 | 28 | 10:00 | 5003 | 27.1 | 25.5 | 28.2 | 27.1 | 26.8 | 25.8 | 17.6 | 20.8 | 20.3 | 19.8 | 18.2 | 22.8 | 21.3 | 19.4 | 22.7 | 21.4 | 51.55 | 98.3 | 69.93 | 0.5 | 3.3
2019 | 7 | 28 | 11:00 | 5004 | 28 | 26.7 | 28.9 | 27.7 | 27.3 | 27 | 17.6 | 20.8 | 20.3 | 19.8 | 18.2 | 22.8 | 21.3 | 19.4 | 22.7 | 21.4 | 51.55 | 98.3 | 69.93 | 0.5 | 3.3
2019 | 7 | 28 | 12:00 | 5005 | 28.8 | 27.7 | 29.3 | 28.1 | 26.7 | 26.9 | 19.2 | 20.8 | 20.3 | 19.8 | 18.2 | 22.8 | 21.3 | 19.4 | 22.7 | 21.4 | 51.55 | 98.3 | 69.93 | 0.5 | 3.3
2019 | 7 | 28 | 13:00 | 5006 | 29.4 | 28.2 | 30.2 | 29 | 28.7 | 27.7 | 19.2 | 20.8 | 20.3 | 19.8 | 18.2 | 22.8 | 21.3 | 19.4 | 22.7 | 21.4 | 51.55 | 98.3 | 69.93 | 0.5 | 3.3
2019 | 7 | 28 | 14:00 | 5007 | 29.5 | 28.2 | 30 | 28.8 | 28.4 | 27.1 | 19.2 | 20.8 | 20.3 | 19.8 | 18.2 | 22.8 | 21.3 | 19.4 | 22.7 | 21.4 | 51.55 | 98.3 | 69.93 | 0.5 | 3.3
2019 | 7 | 28 | 15:00 | 5008 | 29.5 | 28.5 | 30.1 | 28.9 | 28.4 | 28 | 19.2 | 20.8 | 20.3 | 19.8 | 18.2 | 22.8 | 21.3 | 19.4 | 22.7 | 21.4 | 51.55 | 98.3 | 69.93 | 0.5 | 3.3
2019 | 7 | 28 | 16:00 | 5009 | 29.7 | 28.2 | 29.7 | 28.8 | 28.4 | 27.7 | 19.2 | 20.8 | 20.3 | 19.8 | 18.2 | 22.8 | 21.3 | 19.4 | 22.7 | 21.4 | 51.55 | 98.3 | 69.93 | 0.5 | 3.3
2019 | 7 | 28 | 17:00 | 5010 | 28.8 | 27.5 | 29 | 28.5 | 27.8 | 27.4 | 19.2 | 20.8 | 20.3 | 19.8 | 18.2 | 22.8 | 21.3 | 19.4 | 22.7 | 21.4 | 51.55 | 98.3 | 69.93 | 0.5 | 3.3
2019 | 7 | 28 | 18:00 | 5011 | 27.2 | 26.1 | 27.3 | 25.9 | 25.5 | 26.4 | 19.2 | 20.8 | 20.3 | 19.8 | 18.2 | 22.8 | 21.3 | 19.4 | 22.7 | 21.4 | 51.55 | 98.3 | 69.93 | 0.5 | 3.3
2019 | 7 | 28 | 19:00 | 5012 | 24 | 24.1 | 23.6 | 22.1 | 22.8 | 24 | 19.2 | 20.8 | 20.3 | 19.8 | 18.2 | 22.8 | 21.3 | 19.4 | 22.7 | 21.4 | 51.55 | 98.3 | 69.93 | 0.5 | 3.3
2019 | 7 | 28 | 20:00 | 5013 | 20.3 | 23 | 23.1 | 20.3 | 20.9 | 22.8 | 19.2 | 20.8 | 20.3 | 19.8 | 18.2 | 22.8 | 21.3 | 19.4 | 22.7 | 21.4 | 51.55 | 98.3 | 69.93 | 0.5 | 3.3
2019 | 7 | 28 | 21:00 | 5014 | 18.9 | 20.5 | 22.9 | 19.2 | 20.3 | 21 | 19.2 | 20.8 | 20.3 | 19.8 | 18.2 | 22.8 | 21.3 | 19.4 | 22.7 | 21.4 | 51.55 | 98.3 | 69.93 | 0.5 | 3.3
2019 | 7 | 28 | 22:00 | 5015 | 16.8 | 19.5 | 22.4 | 18.4 | 19.7 | 19.8 | 19.2 | 20.8 | 20.3 | 19.8 | 18.2 | 22.8 | 21.3 | 19.4 | 22.7 | 21.4 | 51.55 | 98.3 | 69.93 | 0.5 | 3.3
2019 | 7 | 28 | 23:00 | 5016 | 16 | 19.7 | 21.5 | 17.6 | 19.3 | 18.8 | 19.2 | 20.8 | 20.3 | 19.8 | 18.2 | 22.8 | 21.3 | 19.4 | 22.7 | 21.4 | 51.55 | 98.3 | 69.93 | 0.5 | 3.3
2019 | 7 | 29 | 0:00 | 5017 | 15.9 | 19.4 | 20.8 | 17.2 | 18.8 | 18.8 | 17.2 | 21.8 | 21 | 20.6 | 18.1 | 23.2 | 22.8 | 20.2 | 23.2 | 22.4 | 50.15 | 98.27 | 72.33 | 0.47 | 3.17
2019 | 7 | 29 | 1:00 | 5018 | 15.1 | 18.8 | 20.5 | 16.5 | 17.9 | 18.2 | 17.2 | 21.8 | 21 | 20.6 | 18.1 | 23.2 | 22.8 | 20.2 | 23.2 | 22.4 | 50.15 | 98.27 | 72.33 | 0.47 | 3.17
2019 | 7 | 29 | 2:00 | 5019 | 15.6 | 18 | 20.2 | 16.1 | 17.5 | 17.6 | 17.2 | 21.8 | 21 | 20.6 | 18.1 | 23.2 | 22.8 | 20.2 | 23.2 | 22.4 | 50.15 | 98.27 | 72.33 | 0.47 | 3.17
2019 | 7 | 29 | 3:00 | 5020 | 14.7 | 17.5 | 20.1 | 16.4 | 17.2 | 17.3 | 17.2 | 21.8 | 21 | 20.6 | 18.1 | 23.2 | 22.8 | 20.2 | 23.2 | 22.4 | 50.15 | 98.27 | 72.33 | 0.47 | 3.17
2019 | 7 | 29 | 4:00 | 5021 | 16.4 | 19.5 | 20.8 | 17.7 | 18.8 | 19 | 17.2 | 21.8 | 21 | 20.6 | 18.1 | 23.2 | 22.8 | 20.2 | 23.2 | 22.4 | 50.15 | 98.27 | 72.33 | 0.47 | 3.17
2019 | 7 | 29 | 5:00 | 5022 | 17.8 | 22 | 22.2 | 21.7 | 20.7 | 21.3 | 17.2 | 21.8 | 21 | 20.6 | 18.1 | 23.2 | 22.8 | 20.2 | 23.2 | 22.4 | 50.15 | 98.27 | 72.33 | 0.47 | 3.17
2019 | 7 | 29 | 6:00 | 5023 | 22 | 23.7 | 24.4 | 22.9 | 22.9 | 23 | 17.2 | 21.8 | 21 | 20.6 | 18.1 | 23.2 | 22.8 | 20.2 | 23.2 | 22.4 | 50.15 | 98.27 | 72.33 | 0.47 | 3.17
2019 | 7 | 29 | 7:00 | 5024 | 25.6 | 26.3 | 25.4 | 25.7 | 24.6 | 23.8 | 17.2 | 21.8 | 21 | 20.6 | 18.1 | 23.2 | 22.8 | 20.2 | 23.2 | 22.4 | 50.15 | 98.27 | 72.33 | 0.47 | 3.17
2019 | 7 | 29 | 8:00 | 5025 | 28.2 | 27.6 | 25.4 | 27.8 | 26.1 | 25.3 | 17.2 | 21.8 | 21 | 20.6 | 18.1 | 23.2 | 22.8 | 20.2 | 23.2 | 22.4 | 50.15 | 98.27 | 72.33 | 0.47 | 3.17
2019 | 7 | 29 | 9:00 | 5026 | 28.8 | 28.8 | 25.5 | 28.8 | 27.4 | 27.8 | 17.2 | 21.8 | 21 | 20.6 | 18.1 | 23.2 | 22.8 | 20.2 | 23.2 | 22.4 | 50.15 | 98.27 | 72.33 | 0.47 | 3.17
2019 | 7 | 29 | 10:00 | 5027 | 30.3 | 30 | 25.4 | 29 | 27.7 | 27.8 | 17.2 | 21.8 | 21 | 20.6 | 18.1 | 23.2 | 22.8 | 20.2 | 23.2 | 22.4 | 50.15 | 98.27 | 72.33 | 0.47 | 3.17
2019 | 7 | 29 | 11:00 | 5028 | 31.1 | 29.6 | 25.9 | 28.6 | 28 | 27.4 | 17.2 | 21.8 | 21 | 20.6 | 18.1 | 23.2 | 22.8 | 20.2 | 23.2 | 22.4 | 50.15 | 98.27 | 72.33 | 0.47 | 3.17
2019 | 7 | 29 | 12:00 | 5029 | 31.7 | 30.3 | 24.8 | 28.7 | 28.3 | 27.3 | 21.2 | 21.8 | 21 | 20.6 | 18.1 | 23.2 | 22.8 | 20.2 | 23.2 | 22.4 | 50.15 | 98.27 | 72.33 | 0.47 | 3.17
2019 | 7 | 29 | 13:00 | 5030 | 31.6 | 26.4 | 25.3 | 28.1 | 28.3 | 28.3 | 21.2 | 21.8 | 21 | 20.6 | 18.1 | 23.2 | 22.8 | 20.2 | 23.2 | 22.4 | 50.15 | 98.27 | 72.33 | 0.47 | 3.17
2019 | 7 | 29 | 14:00 | 5031 | 30.7 | 27.6 | 26.8 | 21.2 | 26.6 | 27.8 | 21.2 | 21.8 | 21 | 20.6 | 18.1 | 23.2 | 22.8 | 20.2 | 23.2 | 22.4 | 50.15 | 98.27 | 72.33 | 0.47 | 3.17
2019 | 7 | 29 | 15:00 | 5032 | 29.8 | 27.5 | 26.7 | 22.9 | 25.6 | 28.2 | 21.2 | 21.8 | 21 | 20.6 | 18.1 | 23.2 | 22.8 | 20.2 | 23.2 | 22.4 | 50.15 | 98.27 | 72.33 | 0.47 | 3.17
2019 | 7 | 29 | 16:00 | 5033 | 28 | 28 | 25 | 22.5 | 25 | 27.4 | 21.2 | 21.8 | 21 | 20.6 | 18.1 | 23.2 | 22.8 | 20.2 | 23.2 | 22.4 | 50.15 | 98.27 | 72.33 | 0.47 | 3.17
2019 | 7 | 29 | 17:00 | 5034 | 28 | 27.2 | 23.8 | 22.7 | 23.8 | 26.2 | 21.2 | 21.8 | 21 | 20.6 | 18.1 | 23.2 | 22.8 | 20.2 | 23.2 | 22.4 | 50.15 | 98.27 | 72.33 | 0.47 | 3.17
2019 | 7 | 29 | 18:00 | 5035 | 26.7 | 25.5 | 23.6 | 22.7 | 22 | 24.8 | 21.2 | 21.8 | 21 | 20.6 | 18.1 | 23.2 | 22.8 | 20.2 | 23.2 | 22.4 | 50.15 | 98.27 | 72.33 | 0.47 | 3.17
2019 | 7 | 29 | 19:00 | 5036 | 25.4 | 24.3 | 23.9 | 20.4 | 20.4 | 23.5 | 21.2 | 21.8 | 21 | 20.6 | 18.1 | 23.2 | 22.8 | 20.2 | 23.2 | 22.4 | 50.15 | 98.27 | 72.33 | 0.47 | 3.17
2019 | 7 | 29 | 20:00 | 5037 | 24.2 | 23.3 | 23.3 | 19 | 19.2 | 21.9 | 21.2 | 21.8 | 21 | 20.6 | 18.1 | 23.2 | 22.8 | 20.2 | 23.2 | 22.4 | 50.15 | 98.27 | 72.33 | 0.47 | 3.17
2019 | 7 | 29 | 21:00 | 5038 | 23 | 22 | 22.5 | 18.4 | 18.3 | 20.8 | 21.2 | 21.8 | 21 | 20.6 | 18.1 | 23.2 | 22.8 | 20.2 | 23.2 | 22.4 | 50.15 | 98.27 | 72.33 | 0.47 | 3.17
2019 | 7 | 29 | 22:00 | 5039 | 21.9 | 20.7 | 21.6 | 18 | 17.7 | 19.8 | 21.2 | 21.8 | 21 | 20.6 | 18.1 | 23.2 | 22.8 | 20.2 | 23.2 | 22.4 | 50.15 | 98.27 | 72.33 | 0.47 | 3.17
2019 | 7 | 29 | 23:00 | 5040 | 19.8 | 19.4 | 20.6 | 17.8 | 17.6 | 19.1 | 21.2 | 21.8 | 21 | 20.6 | 18.1 | 23.2 | 22.8 | 20.2 | 23.2 | 22.4 | 50.15 | 98.27 | 72.33 | 0.47 | 3.17
2019 | 7 | 30 | 0:00 | 5041 | 20.2 | 18.6 | 19.4 | 17.3 | 17.8 | 18.3 | 17.8 | 20.9 | 21.1 | 20.3 | 18.3 | 23.2 | 20.8 | 20.4 | 22 | 21.1 | 50.03 | 97.84 | 72.8 | 0.43 | 3.54
2019 | 7 | 30 | 1:00 | 5042 | 19 | 17.6 | 18.4 | 16.7 | 17.4 | 17.4 | 17.8 | 20.9 | 21.1 | 20.3 | 18.3 | 23.2 | 20.8 | 20.4 | 22 | 21.1 | 50.03 | 97.84 | 72.8 | 0.43 | 3.54
2019 | 7 | 30 | 2:00 | 5043 | 17.5 | 17.3 | 17.8 | 16.3 | 16.8 | 16.6 | 17.8 | 20.9 | 21.1 | 20.3 | 18.3 | 23.2 | 20.8 | 20.4 | 22 | 21.1 | 50.03 | 97.84 | 72.8 | 0.43 | 3.54
2019 | 7 | 30 | 3:00 | 5044 | 17.1 | 16.9 | 17.5 | 15.4 | 15.9 | 16 | 17.8 | 20.9 | 21.1 | 20.3 | 18.3 | 23.2 | 20.8 | 20.4 | 22 | 21.1 | 50.03 | 97.84 | 72.8 | 0.43 | 3.54
2019 | 7 | 30 | 4:00 | 5045 | 17.8 | 17.4 | 17.9 | 15.3 | 15.8 | 15.9 | 17.8 | 20.9 | 21.1 | 20.3 | 18.3 | 23.2 | 20.8 | 20.4 | 22 | 21.1 | 50.03 | 97.84 | 72.8 | 0.43 | 3.54
2019 | 7 | 30 | 5:00 | 5046 | 19.4 | 17.3 | 18.1 | 16.3 | 16.8 | 16.2 | 17.8 | 20.9 | 21.1 | 20.3 | 18.3 | 23.2 | 20.8 | 20.4 | 22 | 21.1 | 50.03 | 97.84 | 72.8 | 0.43 | 3.54
2019 | 7 | 30 | 6:00 | 5047 | 20.2 | 18.3 | 20.7 | 18.6 | 18.8 | 16.2 | 17.8 | 20.9 | 21.1 | 20.3 | 18.3 | 23.2 | 20.8 | 20.4 | 22 | 21.1 | 50.03 | 97.84 | 72.8 | 0.43 | 3.54
2019 | 7 | 30 | 7:00 | 5048 | 22.1 | 19.1 | 21.7 | 20.7 | 20.5 | 17.8 | 17.8 | 20.9 | 21.1 | 20.3 | 18.3 | 23.2 | 20.8 | 20.4 | 22 | 21.1 | 50.03 | 97.84 | 72.8 | 0.43 | 3.54
2019 | 7 | 30 | 8:00 | 5049 | 24.1 | 19.7 | 22.4 | 19.5 | 21.4 | 19.5 | 17.8 | 20.9 | 21.1 | 20.3 | 18.3 | 23.2 | 20.8 | 20.4 | 22 | 21.1 | 50.03 | 97.84 | 72.8 | 0.43 | 3.54
2019 | 7 | 30 | 9:00 | 5050 | 23.7 | 22.4 | 22.7 | 20 | 20.6 | 21.5 | 17.8 | 20.9 | 21.1 | 20.3 | 18.3 | 23.2 | 20.8 | 20.4 | 22 | 21.1 | 50.03 | 97.84 | 72.8 | 0.43 | 3.54
2019 | 7 | 30 | 10:00 | 5051 | 24.4 | 23.9 | 22.1 | 18.2 | 21.1 | 22.7 | 17.8 | 20.9 | 21.1 | 20.3 | 18.3 | 23.2 | 20.8 | 20.4 | 22 | 21.1 | 50.03 | 97.84 | 72.8 | 0.43 | 3.54
2019 | 7 | 30 | 11:00 | 5052 | 25.6 | 24.6 | 18.7 | 19.5 | 20.1 | 23.5 | 17.8 | 20.9 | 21.1 | 20.3 | 18.3 | 23.2 | 20.8 | 20.4 | 22 | 21.1 | 50.03 | 97.84 | 72.8 | 0.43 | 3.54
2019 | 7 | 30 | 12:00 | 5053 | 26.1 | 25 | 18.9 | 18.8 | 20.2 | 24.2 | 18.6 | 20.9 | 21.1 | 20.3 | 18.3 | 23.2 | 20.8 | 20.4 | 22 | 21.1 | 50.03 | 97.84 | 72.8 | 0.43 | 3.54
2019 | 7 | 30 | 13:00 | 5054 | 26.3 | 24.8 | 20.1 | 21 | 20.5 | 24.6 | 18.6 | 20.9 | 21.1 | 20.3 | 18.3 | 23.2 | 20.8 | 20.4 | 22 | 21.1 | 50.03 | 97.84 | 72.8 | 0.43 | 3.54
2019 | 7 | 30 | 14:00 | 5055 | 26.3 | 22.1 | 20.6 | 21 | 21.2 | 23.8 | 18.6 | 20.9 | 21.1 | 20.3 | 18.3 | 23.2 | 20.8 | 20.4 | 22 | 21.1 | 50.03 | 97.84 | 72.8 | 0.43 | 3.54
2019 | 7 | 30 | 15:00 | 5056 | 24.9 | 21.3 | 20.3 | 18.7 | 20.6 | 22.3 | 18.6 | 20.9 | 21.1 | 20.3 | 18.3 | 23.2 | 20.8 | 20.4 | 22 | 21.1 | 50.03 | 97.84 | 72.8 | 0.43 | 3.54
2019 | 7 | 30 | 16:00 | 5057 | 22.2 | 21.5 | 19.8 | 16.9 | 18.2 | 20.9 | 18.6 | 20.9 | 21.1 | 20.3 | 18.3 | 23.2 | 20.8 | 20.4 | 22 | 21.1 | 50.03 | 97.84 | 72.8 | 0.43 | 3.54
2019 | 7 | 30 | 17:00 | 5058 | 21.2 | 21.4 | 20.2 | 16.1 | 16.5 | 20 | 18.6 | 20.9 | 21.1 | 20.3 | 18.3 | 23.2 | 20.8 | 20.4 | 22 | 21.1 | 50.03 | 97.84 | 72.8 | 0.43 | 3.54
2019 | 7 | 30 | 18:00 | 5059 | 20.5 | 20.1 | 18.2 | 15.4 | 15.4 | 18.8 | 18.6 | 20.9 | 21.1 | 20.3 | 18.3 | 23.2 | 20.8 | 20.4 | 22 | 21.1 | 50.03 | 97.84 | 72.8 | 0.43 | 3.54
2019 | 7 | 30 | 19:00 | 5060 | 18.4 | 18.3 | 16.7 | 14 | 13.8 | 17.2 | 18.6 | 20.9 | 21.1 | 20.3 | 18.3 | 23.2 | 20.8 | 20.4 | 22 | 21.1 | 50.03 | 97.84 | 72.8 | 0.43 | 3.54
2019 | 7 | 30 | 20:00 | 5061 | 15.1 | 17.2 | 15.1 | 12.8 | 12.5 | 16 | 18.6 | 20.9 | 21.1 | 20.3 | 18.3 | 23.2 | 20.8 | 20.4 | 22 | 21.1 | 50.03 | 97.84 | 72.8 | 0.43 | 3.54
2019 | 7 | 30 | 21:00 | 5062 | 15.3 | 15.4 | 13.9 | 12.2 | 11.6 | 14.8 | 18.6 | 20.9 | 21.1 | 20.3 | 18.3 | 23.2 | 20.8 | 20.4 | 22 | 21.1 | 50.03 | 97.84 | 72.8 | 0.43 | 3.54
2019 | 7 | 30 | 22:00 | 5063 | 15.1 | 14.4 | 13.1 | 11 | 10.5 | 14.9 | 18.6 | 20.9 | 21.1 | 20.3 | 18.3 | 23.2 | 20.8 | 20.4 | 22 | 21.1 | 50.03 | 97.84 | 72.8 | 0.43 | 3.54
2019 | 7 | 30 | 23:00 | 5064 | 15.3 | 13.2 | 12.1 | 10.2 | 10 | 13.8 | 18.6 | 20.9 | 21.1 | 20.3 | 18.3 | 23.2 | 20.8 | 20.4 | 22 | 21.1 | 50.03 | 97.84 | 72.8 | 0.43 | 3.54
2019 | 7 | 31 | 0:00 | 5065 | 13.7 | 12 | 11.6 | 9.6 | 9.9 | 12.6 | 16 | 15.1 | 20 | 18.6 | 18.3 | 21 | 17.4 | 19.5 | 19 | 20.1 | 49.17 | 97.76 | 70.41 | 0.4 | 3.73
2019 | 7 | 31 | 1:00 | 5066 | 12.4 | 10.9 | 11.4 | 9.2 | 9.5 | 12.2 | 16 | 15.1 | 20 | 18.6 | 18.3 | 21 | 17.4 | 19.5 | 19 | 20.1 | 49.17 | 97.76 | 70.41 | 0.4 | 3.73
2019 | 7 | 31 | 2:00 | 5067 | 11.2 | 10.1 | 10.5 | 8.6 | 10.2 | 10.5 | 16 | 15.1 | 20 | 18.6 | 18.3 | 21 | 17.4 | 19.5 | 19 | 20.1 | 49.17 | 97.76 | 70.41 | 0.4 | 3.73
2019 | 7 | 31 | 3:00 | 5068 | 10 | 9.7 | 10 | 7.4 | 9.3 | 9.5 | 16 | 15.1 | 20 | 18.6 | 18.3 | 21 | 17.4 | 19.5 | 19 | 20.1 | 49.17 | 97.76 | 70.41 | 0.4 | 3.73
2019 | 7 | 31 | 4:00 | 5069 | 10.2 | 10.5 | 11.4 | 9 | 9.7 | 10.2 | 16 | 15.1 | 20 | 18.6 | 18.3 | 21 | 17.4 | 19.5 | 19 | 20.1 | 49.17 | 97.76 | 70.41 | 0.4 | 3.73
2019 | 7 | 31 | 5:00 | 5070 | 12 | 11.9 | 14.4 | 10.5 | 11.5 | 11.4 | 16 | 15.1 | 20 | 18.6 | 18.3 | 21 | 17.4 | 19.5 | 19 | 20.1 | 49.17 | 97.76 | 70.41 | 0.4 | 3.73
2019 | 7 | 31 | 6:00 | 5071 | 13.9 | 13.6 | 15.6 | 12 | 13.9 | 13 | 16 | 15.1 | 20 | 18.6 | 18.3 | 21 | 17.4 | 19.5 | 19 | 20.1 | 49.17 | 97.76 | 70.41 | 0.4 | 3.73
2019 | 7 | 31 | 7:00 | 5072 | 15.7 | 15.5 | 16.2 | 15.6 | 15.9 | 14.5 | 16 | 15.1 | 20 | 18.6 | 18.3 | 21 | 17.4 | 19.5 | 19 | 20.1 | 49.17 | 97.76 | 70.41 | 0.4 | 3.73
2019 | 7 | 31 | 8:00 | 5073 | 17 | 17 | 16.9 | 17.4 | 17.3 | 15.7 | 16 | 15.1 | 20 | 18.6 | 18.3 | 21 | 17.4 | 19.5 | 19 | 20.1 | 49.17 | 97.76 | 70.41 | 0.4 | 3.73
2019 | 7 | 31 | 9:00 | 5074 | 17.1 | 17.6 | 18.4 | 16.8 | 17 | 16.3 | 16 | 15.1 | 20 | 18.6 | 18.3 | 21 | 17.4 | 19.5 | 19 | 20.1 | 49.17 | 97.76 | 70.41 | 0.4 | 3.73
2019 | 7 | 31 | 10:00 | 5075 | 18.1 | 18 | 17.8 | 16.5 | 17.3 | 17 | 16 | 15.1 | 20 | 18.6 | 18.3 | 21 | 17.4 | 19.5 | 19 | 20.1 | 49.17 | 97.76 | 70.41 | 0.4 | 3.73
2019 | 7 | 31 | 11:00 | 5076 | 18.2 | 17.8 | 18.7 | 16.4 | 17.6 | 16.7 | 16 | 15.1 | 20 | 18.6 | 18.3 | 21 | 17.4 | 19.5 | 19 | 20.1 | 49.17 | 97.76 | 70.41 | 0.4 | 3.73
2019 | 7 | 31 | 12:00 | 5077 | 18.6 | 18.8 | 18.6 | 16.7 | 17.8 | 17.2 | 18.2 | 15.1 | 20 | 18.6 | 18.3 | 21 | 17.4 | 19.5 | 19 | 20.1 | 49.17 | 97.76 | 70.41 | 0.4 | 3.73
2019 | 7 | 31 | 13:00 | 5078 | 19.6 | 18.9 | 18.5 | 15.9 | 17.7 | 17.5 | 18.2 | 15.1 | 20 | 18.6 | 18.3 | 21 | 17.4 | 19.5 | 19 | 20.1 | 49.17 | 97.76 | 70.41 | 0.4 | 3.73
2019 | 7 | 31 | 14:00 | 5079 | 19.8 | 19.4 | 18.6 | 16.3 | 16.4 | 17.2 | 18.2 | 15.1 | 20 | 18.6 | 18.3 | 21 | 17.4 | 19.5 | 19 | 20.1 | 49.17 | 97.76 | 70.41 | 0.4 | 3.73
2019 | 7 | 31 | 15:00 | 5080 | 19.3 | 18.9 | 18.3 | 15.8 | 16.1 | 17.4 | 18.2 | 15.1 | 20 | 18.6 | 18.3 | 21 | 17.4 | 19.5 | 19 | 20.1 | 49.17 | 97.76 | 70.41 | 0.4 | 3.73
2019 | 7 | 31 | 16:00 | 5081 | 18.5 | 18.4 | 17.7 | 14.2 | 15.1 | 17.4 | 18.2 | 15.1 | 20 | 18.6 | 18.3 | 21 | 17.4 | 19.5 | 19 | 20.1 | 49.17 | 97.76 | 70.41 | 0.4 | 3.73
2019 | 7 | 31 | 17:00 | 5082 | 18.4 | 17.9 | 16.4 | 12.4 | 14.2 | 17.1 | 18.2 | 15.1 | 20 | 18.6 | 18.3 | 21 | 17.4 | 19.5 | 19 | 20.1 | 49.17 | 97.76 | 70.41 | 0.4 | 3.73
2019 | 7 | 31 | 18:00 | 5083 | 17.6 | 17.2 | 15.6 | 12.1 | 13.6 | 16.5 | 18.2 | 15.1 | 20 | 18.6 | 18.3 | 21 | 17.4 | 19.5 | 19 | 20.1 | 49.17 | 97.76 | 70.41 | 0.4 | 3.73
2019 | 7 | 31 | 19:00 | 5084 | 16.7 | 16.3 | 15.4 | 11.9 | 12.9 | 15.7 | 18.2 | 15.1 | 20 | 18.6 | 18.3 | 21 | 17.4 | 19.5 | 19 | 20.1 | 49.17 | 97.76 | 70.41 | 0.4 | 3.73
2019 | 7 | 31 | 20:00 | 5085 | 16.9 | 15.7 | 13.6 | 12.3 | 12.9 | 15 | 18.2 | 15.1 | 20 | 18.6 | 18.3 | 21 | 17.4 | 19.5 | 19 | 20.1 | 49.17 | 97.76 | 70.41 | 0.4 | 3.73
2019 | 7 | 31 | 21:00 | 5086 | 16.2 | 15 | 12.4 | 12.4 | 12.6 | 14.5 | 18.2 | 15.1 | 20 | 18.6 | 18.3 | 21 | 17.4 | 19.5 | 19 | 20.1 | 49.17 | 97.76 | 70.41 | 0.4 | 3.73
2019 | 7 | 31 | 22:00 | 5087 | 15.1 | 14.5 | 11.7 | 12.4 | 12.6 | 14 | 18.2 | 15.1 | 20 | 18.6 | 18.3 | 21 | 17.4 | 19.5 | 19 | 20.1 | 49.17 | 97.76 | 70.41 | 0.4 | 3.73
2019 | 7 | 31 | 23:00 | 5088 | 15.3 | 14.1 | 12 | 12.6 | 12.5 | 13.6 | 18.2 | 15.1 | 20 | 18.6 | 18.3 | 21 | 17.4 | 19.5 | 19 | 20.1 | 49.17 | 97.76 | 70.41 | 0.4 | 3.73
2019 | 8 | 1 | 0:00 | 5089 | 14.9 | 13.7 | 12.7 | 12.5 | 12.5 | 13.2 | 15.5 | 17.1 | 19.3 | 17.7 | 18.8 | 20.5 | 16.1 | 18.7 | 18.8 | 20.1 | 48.6 | 97.64 | 70.8 | 0.4 | 3.23
2019 | 8 | 1 | 1:00 | 5090 | 14.4 | 13.2 | 12.6 | 12.5 | 12.5 | 12.6 | 15.5 | 17.1 | 19.3 | 17.7 | 18.8 | 20.5 | 16.1 | 18.7 | 18.8 | 20.1 | 48.6 | 97.64 | 70.8 | 0.4 | 3.23
2019 | 8 | 1 | 2:00 | 5091 | 14.1 | 12.7 | 12.8 | 11.4 | 12.5 | 11.9 | 15.5 | 17.1 | 19.3 | 17.7 | 18.8 | 20.5 | 16.1 | 18.7 | 18.8 | 20.1 | 48.6 | 97.64 | 70.8 | 0.4 | 3.23
2019 | 8 | 1 | 3:00 | 5092 | 13.8 | 12.7 | 12.5 | 10 | 12.5 | 11.7 | 15.5 | 17.1 | 19.3 | 17.7 | 18.8 | 20.5 | 16.1 | 18.7 | 18.8 | 20.1 | 48.6 | 97.64 | 70.8 | 0.4 | 3.23
2019 | 8 | 1 | 4:00 | 5093 | 13.7 | 13 | 13.2 | 10.6 | 12.6 | 12.1 | 15.5 | 17.1 | 19.3 | 17.7 | 18.8 | 20.5 | 16.1 | 18.7 | 18.8 | 20.1 | 48.6 | 97.64 | 70.8 | 0.4 | 3.23
2019 | 8 | 1 | 5:00 | 5094 | 13.7 | 13.4 | 14.7 | 12.1 | 13 | 12.6 | 15.5 | 17.1 | 19.3 | 17.7 | 18.8 | 20.5 | 16.1 | 18.7 | 18.8 | 20.1 | 48.6 | 97.64 | 70.8 | 0.4 | 3.23
2019 | 8 | 1 | 6:00 | 5095 | 14.3 | 14.1 | 15.8 | 13.4 | 13.7 | 13.3 | 15.5 | 17.1 | 19.3 | 17.7 | 18.8 | 20.5 | 16.1 | 18.7 | 18.8 | 20.1 | 48.6 | 97.64 | 70.8 | 0.4 | 3.23
2019 | 8 | 1 | 7:00 | 5096 | 15.1 | 14.7 | 16.1 | 14 | 14.3 | 13.5 | 15.5 | 17.1 | 19.3 | 17.7 | 18.8 | 20.5 | 16.1 | 18.7 | 18.8 | 20.1 | 48.6 | 97.64 | 70.8 | 0.4 | 3.23
2019 | 8 | 1 | 8:00 | 5097 | 16.1 | 15.5 | 16.2 | 16.7 | 15.7 | 14.2 | 15.5 | 17.1 | 19.3 | 17.7 | 18.8 | 20.5 | 16.1 | 18.7 | 18.8 | 20.1 | 48.6 | 97.64 | 70.8 | 0.4 | 3.23
2019 | 8 | 1 | 9:00 | 5098 | 16.4 | 15.7 | 16.6 | 16.5 | 15.7 | 15.2 | 15.5 | 17.1 | 19.3 | 17.7 | 18.8 | 20.5 | 16.1 | 18.7 | 18.8 | 20.1 | 48.6 | 97.64 | 70.8 | 0.4 | 3.23
2019 | 8 | 1 | 10:00 | 5099 | 17.3 | 16.8 | 16.4 | 18.9 | 17.1 | 15.4 | 15.5 | 17.1 | 19.3 | 17.7 | 18.8 | 20.5 | 16.1 | 18.7 | 18.8 | 20.1 | 48.6 | 97.64 | 70.8 | 0.4 | 3.23
2019 | 8 | 1 | 11:00 | 5100 | 17.8 | 16.8 | 17 | 18.8 | 18 | 15.7 | 15.5 | 17.1 | 19.3 | 17.7 | 18.8 | 20.5 | 16.1 | 18.7 | 18.8 | 20.1 | 48.6 | 97.64 | 70.8 | 0.4 | 3.23
2019 | 8 | 1 | 12:00 | 5101 | 17.4 | 16.4 | 17.3 | 18.5 | 18.8 | 15.9 | 16.8 | 17.1 | 19.3 | 17.7 | 18.8 | 20.5 | 16.1 | 18.7 | 18.8 | 20.1 | 48.6 | 97.64 | 70.8 | 0.4 | 3.23
2019 | 8 | 1 | 13:00 | 5102 | 17.8 | 16.1 | 17.2 | 17.7 | 19.5 | 15.7 | 16.8 | 17.1 | 19.3 | 17.7 | 18.8 | 20.5 | 16.1 | 18.7 | 18.8 | 20.1 | 48.6 | 97.64 | 70.8 | 0.4 | 3.23
2019 | 8 | 1 | 14:00 | 5103 | 17.2 | 15.9 | 17.2 | 17.9 | 19.4 | 15.4 | 16.8 | 17.1 | 19.3 | 17.7 | 18.8 | 20.5 | 16.1 | 18.7 | 18.8 | 20.1 | 48.6 | 97.64 | 70.8 | 0.4 | 3.23
2019 | 8 | 1 | 15:00 | 5104 | 17.2 | 15.9 | 17.2 | 18.2 | 19.5 | 15.4 | 16.8 | 17.1 | 19.3 | 17.7 | 18.8 | 20.5 | 16.1 | 18.7 | 18.8 | 20.1 | 48.6 | 97.64 | 70.8 | 0.4 | 3.23
2019 | 8 | 1 | 16:00 | 5105 | 16.9 | 15 | 17.1 | 17.7 | 19.5 | 15.1 | 16.8 | 17.1 | 19.3 | 17.7 | 18.8 | 20.5 | 16.1 | 18.7 | 18.8 | 20.1 | 48.6 | 97.64 | 70.8 | 0.4 | 3.23
2019 | 8 | 1 | 17:00 | 5106 | 16.3 | 14.1 | 15.8 | 15.7 | 18.2 | 15 | 16.8 | 17.1 | 19.3 | 17.7 | 18.8 | 20.5 | 16.1 | 18.7 | 18.8 | 20.1 | 48.6 | 97.64 | 70.8 | 0.4 | 3.23
2019 | 8 | 1 | 18:00 | 5107 | 15.7 | 13.8 | 15.3 | 14.3 | 17.4 | 14.7 | 16.8 | 17.1 | 19.3 | 17.7 | 18.8 | 20.5 | 16.1 | 18.7 | 18.8 | 20.1 | 48.6 | 97.64 | 70.8 | 0.4 | 3.23
2019 | 8 | 1 | 19:00 | 5108 | 14.9 | 13.7 | 14.6 | 13.9 | 16.6 | 13.8 | 16.8 | 17.1 | 19.3 | 17.7 | 18.8 | 20.5 | 16.1 | 18.7 | 18.8 | 20.1 | 48.6 | 97.64 | 70.8 | 0.4 | 3.23
2019 | 8 | 1 | 20:00 | 5109 | 15.1 | 13.4 | 13.7 | 13.1 | 15.1 | 13.3 | 16.8 | 17.1 | 19.3 | 17.7 | 18.8 | 20.5 | 16.1 | 18.7 | 18.8 | 20.1 | 48.6 | 97.64 | 70.8 | 0.4 | 3.23
2019 | 8 | 1 | 21:00 | 5110 | 14.5 | 13.2 | 13.4 | 11.8 | 14.8 | 13.2 | 16.8 | 17.1 | 19.3 | 17.7 | 18.8 | 20.5 | 16.1 | 18.7 | 18.8 | 20.1 | 48.6 | 97.64 | 70.8 | 0.4 | 3.23
2019 | 8 | 1 | 22:00 | 5111 | 13.8 | 13.1 | 13.4 | 10.6 | 14.3 | 13 | 16.8 | 17.1 | 19.3 | 17.7 | 18.8 | 20.5 | 16.1 | 18.7 | 18.8 | 20.1 | 48.6 | 97.64 | 70.8 | 0.4 | 3.23
2019 | 8 | 1 | 23:00 | 5112 | 13.5 | 13.1 | 13.4 | 10.1 | 13.9 | 12.6 | 16.8 | 17.1 | 19.3 | 17.7 | 18.8 | 20.5 | 16.1 | 18.7 | 18.8 | 20.1 | 48.6 | 97.64 | 70.8 | 0.4 | 3.23
2019 | 8 | 2 | 0:00 | 5113 | 13.2 | 13.1 | 13.1 | 10 | 13.6 | 12.5 | 15.3 | 19 | 19.2 | 17.5 | 18.6 | 20.2 | 16.9 | 18.2 | 19.2 | 20 | 50.35 | 97.65 | 70.33 | 0.39 | 3.1
2019 | 8 | 2 | 1:00 | 5114 | 13.2 | 13.1 | 12.7 | 10.7 | 13.1 | 12.5 | 15.3 | 19 | 19.2 | 17.5 | 18.6 | 20.2 | 16.9 | 18.2 | 19.2 | 20 | 50.35 | 97.65 | 70.33 | 0.39 | 3.1
2019 | 8 | 2 | 2:00 | 5115 | 13 | 13 | 11.9 | 11.1 | 12.5 | 12.4 | 15.3 | 19 | 19.2 | 17.5 | 18.6 | 20.2 | 16.9 | 18.2 | 19.2 | 20 | 50.35 | 97.65 | 70.33 | 0.39 | 3.1
2019 | 8 | 2 | 3:00 | 5116 | 12.7 | 13.1 | 11.9 | 10.5 | 11.7 | 12.3 | 15.3 | 19 | 19.2 | 17.5 | 18.6 | 20.2 | 16.9 | 18.2 | 19.2 | 20 | 50.35 | 97.65 | 70.33 | 0.39 | 3.1
2019 | 8 | 2 | 4:00 | 5117 | 12.9 | 13.2 | 11.4 | 11.8 | 11.7 | 12.4 | 15.3 | 19 | 19.2 | 17.5 | 18.6 | 20.2 | 16.9 | 18.2 | 19.2 | 20 | 50.35 | 97.65 | 70.33 | 0.39 | 3.1
2019 | 8 | 2 | 5:00 | 5118 | 13.5 | 13.4 | 13.5 | 13.2 | 13.5 | 12.8 | 15.3 | 19 | 19.2 | 17.5 | 18.6 | 20.2 | 16.9 | 18.2 | 19.2 | 20 | 50.35 | 97.65 | 70.33 | 0.39 | 3.1
2019 | 8 | 2 | 6:00 | 5119 | 14.5 | 13.8 | 15.7 | 14.8 | 14.4 | 13.3 | 15.3 | 19 | 19.2 | 17.5 | 18.6 | 20.2 | 16.9 | 18.2 | 19.2 | 20 | 50.35 | 97.65 | 70.33 | 0.39 | 3.1
2019 | 8 | 2 | 7:00 | 5120 | 15.2 | 14.6 | 16.6 | 15.2 | 14.8 | 14.4 | 15.3 | 19 | 19.2 | 17.5 | 18.6 | 20.2 | 16.9 | 18.2 | 19.2 | 20 | 50.35 | 97.65 | 70.33 | 0.39 | 3.1
2019 | 8 | 2 | 8:00 | 5121 | 15 | 15.7 | 17.5 | 17.4 | 15.5 | 15.4 | 15.3 | 19 | 19.2 | 17.5 | 18.6 | 20.2 | 16.9 | 18.2 | 19.2 | 20 | 50.35 | 97.65 | 70.33 | 0.39 | 3.1
2019 | 8 | 2 | 9:00 | 5122 | 16 | 16.7 | 18.3 | 17.1 | 17 | 16.1 | 15.3 | 19 | 19.2 | 17.5 | 18.6 | 20.2 | 16.9 | 18.2 | 19.2 | 20 | 50.35 | 97.65 | 70.33 | 0.39 | 3.1
2019 | 8 | 2 | 10:00 | 5123 | 16.2 | 18.4 | 18.6 | 18.5 | 18.1 | 17.4 | 15.3 | 19 | 19.2 | 17.5 | 18.6 | 20.2 | 16.9 | 18.2 | 19.2 | 20 | 50.35 | 97.65 | 70.33 | 0.39 | 3.1
2019 | 8 | 2 | 11:00 | 5124 | 18 | 18.5 | 18.7 | 18.8 | 18.9 | 18.5 | 15.3 | 19 | 19.2 | 17.5 | 18.6 | 20.2 | 16.9 | 18.2 | 19.2 | 20 | 50.35 | 97.65 | 70.33 | 0.39 | 3.1
2019 | 8 | 2 | 12:00 | 5125 | 20 | 20.2 | 19.1 | 19.9 | 18.1 | 19.6 | 18.4 | 19 | 19.2 | 17.5 | 18.6 | 20.2 | 16.9 | 18.2 | 19.2 | 20 | 50.35 | 97.65 | 70.33 | 0.39 | 3.1
2019 | 8 | 2 | 13:00 | 5126 | 20.6 | 19.6 | 18.6 | 19.6 | 19 | 20.2 | 18.4 | 19 | 19.2 | 17.5 | 18.6 | 20.2 | 16.9 | 18.2 | 19.2 | 20 | 50.35 | 97.65 | 70.33 | 0.39 | 3.1
2019 | 8 | 2 | 14:00 | 5127 | 20.8 | 20.4 | 18.9 | 19.1 | 20.2 | 20.2 | 18.4 | 19 | 19.2 | 17.5 | 18.6 | 20.2 | 16.9 | 18.2 | 19.2 | 20 | 50.35 | 97.65 | 70.33 | 0.39 | 3.1
2019 | 8 | 2 | 15:00 | 5128 | 21 | 19.3 | 18.3 | 20.3 | 19.9 | 19.7 | 18.4 | 19 | 19.2 | 17.5 | 18.6 | 20.2 | 16.9 | 18.2 | 19.2 | 20 | 50.35 | 97.65 | 70.33 | 0.39 | 3.1
2019 | 8 | 2 | 16:00 | 5129 | 19.9 | 20 | 18.2 | 20.1 | 19.5 | 20.1 | 18.4 | 19 | 19.2 | 17.5 | 18.6 | 20.2 | 16.9 | 18.2 | 19.2 | 20 | 50.35 | 97.65 | 70.33 | 0.39 | 3.1
2019 | 8 | 2 | 17:00 | 5130 | 18.9 | 18.7 | 17.7 | 18.4 | 17.4 | 18.4 | 18.4 | 19 | 19.2 | 17.5 | 18.6 | 20.2 | 16.9 | 18.2 | 19.2 | 20 | 50.35 | 97.65 | 70.33 | 0.39 | 3.1
2019 | 8 | 2 | 18:00 | 5131 | 17.6 | 17.7 | 17.1 | 17 | 15.9 | 17 | 18.4 | 19 | 19.2 | 17.5 | 18.6 | 20.2 | 16.9 | 18.2 | 19.2 | 20 | 50.35 | 97.65 | 70.33 | 0.39 | 3.1
2019 | 8 | 2 | 19:00 | 5132 | 15.6 | 16.8 | 16.1 | 14.5 | 14.1 | 15.9 | 18.4 | 19 | 19.2 | 17.5 | 18.6 | 20.2 | 16.9 | 18.2 | 19.2 | 20 | 50.35 | 97.65 | 70.33 | 0.39 | 3.1
2019 | 8 | 2 | 20:00 | 5133 | 14.6 | 14.9 | 14.8 | 11.1 | 12.6 | 14.4 | 18.4 | 19 | 19.2 | 17.5 | 18.6 | 20.2 | 16.9 | 18.2 | 19.2 | 20 | 50.35 | 97.65 | 70.33 | 0.39 | 3.1
2019 | 8 | 2 | 21:00 | 5134 | 15.1 | 13.8 | 14.7 | 9.3 | 11.2 | 14.9 | 18.4 | 19 | 19.2 | 17.5 | 18.6 | 20.2 | 16.9 | 18.2 | 19.2 | 20 | 50.35 | 97.65 | 70.33 | 0.39 | 3.1
2019 | 8 | 2 | 22:00 | 5135 | 13.7 | 12.5 | 14 | 8.4 | 10.2 | 14.4 | 18.4 | 19 | 19.2 | 17.5 | 18.6 | 20.2 | 16.9 | 18.2 | 19.2 | 20 | 50.35 | 97.65 | 70.33 | 0.39 | 3.1
2019 | 8 | 2 | 23:00 | 5136 | 10 | 11.7 | 12.7 | 9.7 | 9.5 | 12.8 | 18.4 | 19 | 19.2 | 17.5 | 18.6 | 20.2 | 16.9 | 18.2 | 19.2 | 20 | 50.35 | 97.65 | 70.33 | 0.39 | 3.1
2019 | 8 | 3 | 0:00 | 5137 | 10.7 | 11.5 | 11.8 | 7.9 | 9.2 | 11.6 | 15.8 | 18.8 | 18.7 | 17 | 18.5 | 19.2 | 16.9 | 18 | 18.4 | 20 | 47.82 | 97.72 | 71.39 | 0.39 | 2.34
2019 | 8 | 3 | 1:00 | 5138 | 9.8 | 11.2 | 10 | 7.8 | 8.8 | 10.7 | 15.8 | 18.8 | 18.7 | 17 | 18.5 | 19.2 | 16.9 | 18 | 18.4 | 20 | 47.82 | 97.72 | 71.39 | 0.39 | 2.34
2019 | 8 | 3 | 2:00 | 5139 | 8.4 | 11 | 9.1 | 9.8 | 8.8 | 10.4 | 15.8 | 18.8 | 18.7 | 17 | 18.5 | 19.2 | 16.9 | 18 | 18.4 | 20 | 47.82 | 97.72 | 71.39 | 0.39 | 2.34
2019 | 8 | 3 | 3:00 | 5140 | 8.1 | 10.4 | 8.8 | 10.4 | 9 | 9.8 | 15.8 | 18.8 | 18.7 | 17 | 18.5 | 19.2 | 16.9 | 18 | 18.4 | 20 | 47.82 | 97.72 | 71.39 | 0.39 | 2.34
2019 | 8 | 3 | 4:00 | 5141 | 9.6 | 11.3 | 10.5 | 11.4 | 10.4 | 10 | 15.8 | 18.8 | 18.7 | 17 | 18.5 | 19.2 | 16.9 | 18 | 18.4 | 20 | 47.82 | 97.72 | 71.39 | 0.39 | 2.34
2019 | 8 | 3 | 5:00 | 5142 | 12.7 | 12.9 | 14.6 | 13.3 | 12.6 | 10.3 | 15.8 | 18.8 | 18.7 | 17 | 18.5 | 19.2 | 16.9 | 18 | 18.4 | 20 | 47.82 | 97.72 | 71.39 | 0.39 | 2.34
2019 | 8 | 3 | 6:00 | 5143 | 14.9 | 14.8 | 15.8 | 15.8 | 14.2 | 13 | 15.8 | 18.8 | 18.7 | 17 | 18.5 | 19.2 | 16.9 | 18 | 18.4 | 20 | 47.82 | 97.72 | 71.39 | 0.39 | 2.34
2019 | 8 | 3 | 7:00 | 5144 | 16.8 | 16.5 | 16.8 | 16.9 | 16.8 | 15.7 | 15.8 | 18.8 | 18.7 | 17 | 18.5 | 19.2 | 16.9 | 18 | 18.4 | 20 | 47.82 | 97.72 | 71.39 | 0.39 | 2.34
2019 | 8 | 3 | 8:00 | 5145 | 18.4 | 18.6 | 17.9 | 18.2 | 17.6 | 16.6 | 15.8 | 18.8 | 18.7 | 17 | 18.5 | 19.2 | 16.9 | 18 | 18.4 | 20 | 47.82 | 97.72 | 71.39 | 0.39 | 2.34
2019 | 8 | 3 | 9:00 | 5146 | 19.9 | 19.6 | 19 | 19.3 | 18.7 | 17.1 | 15.8 | 18.8 | 18.7 | 17 | 18.5 | 19.2 | 16.9 | 18 | 18.4 | 20 | 47.82 | 97.72 | 71.39 | 0.39 | 2.34
2019 | 8 | 3 | 10:00 | 5147 | 19.4 | 21 | 18.8 | 19.6 | 19 | 18.3 | 15.8 | 18.8 | 18.7 | 17 | 18.5 | 19.2 | 16.9 | 18 | 18.4 | 20 | 47.82 | 97.72 | 71.39 | 0.39 | 2.34
2019 | 8 | 3 | 11:00 | 5148 | 20.8 | 21.4 | 19.1 | 19.3 | 20.1 | 18.7 | 15.8 | 18.8 | 18.7 | 17 | 18.5 | 19.2 | 16.9 | 18 | 18.4 | 20 | 47.82 | 97.72 | 71.39 | 0.39 | 2.34
2019 | 8 | 3 | 12:00 | 5149 | 22.3 | 21.6 | 19.5 | 21.3 | 20.5 | 18.3 | 18.4 | 18.8 | 18.7 | 17 | 18.5 | 19.2 | 16.9 | 18 | 18.4 | 20 | 47.82 | 97.72 | 71.39 | 0.39 | 2.34
2019 | 8 | 3 | 13:00 | 5150 | 21.4 | 15.7 | 20 | 21.1 | 20.3 | 17.7 | 18.4 | 18.8 | 18.7 | 17 | 18.5 | 19.2 | 16.9 | 18 | 18.4 | 20 | 47.82 | 97.72 | 71.39 | 0.39 | 2.34
2019 | 8 | 3 | 14:00 | 5151 | 16 | 19 | 19.7 | 21.3 | 21 | 16 | 18.4 | 18.8 | 18.7 | 17 | 18.5 | 19.2 | 16.9 | 18 | 18.4 | 20 | 47.82 | 97.72 | 71.39 | 0.39 | 2.34
2019 | 8 | 3 | 15:00 | 5152 | 16.4 | 20.2 | 19.3 | 20.4 | 20 | 18.8 | 18.4 | 18.8 | 18.7 | 17 | 18.5 | 19.2 | 16.9 | 18 | 18.4 | 20 | 47.82 | 97.72 | 71.39 | 0.39 | 2.34
2019 | 8 | 3 | 16:00 | 5153 | 18.8 | 18.6 | 19.1 | 19.7 | 18.8 | 19.4 | 18.4 | 18.8 | 18.7 | 17 | 18.5 | 19.2 | 16.9 | 18 | 18.4 | 20 | 47.82 | 97.72 | 71.39 | 0.39 | 2.34
2019 | 8 | 3 | 17:00 | 5154 | 16.6 | 17.4 | 17.5 | 19.2 | 17.5 | 18.9 | 18.4 | 18.8 | 18.7 | 17 | 18.5 | 19.2 | 16.9 | 18 | 18.4 | 20 | 47.82 | 97.72 | 71.39 | 0.39 | 2.34
2019 | 8 | 3 | 18:00 | 5155 | 15.1 | 16.3 | 16.7 | 17.4 | 15.8 | 17.5 | 18.4 | 18.8 | 18.7 | 17 | 18.5 | 19.2 | 16.9 | 18 | 18.4 | 20 | 47.82 | 97.72 | 71.39 | 0.39 | 2.34
2019 | 8 | 3 | 19:00 | 5156 | 15.1 | 15.7 | 15.7 | 15.7 | 14.5 | 16.5 | 18.4 | 18.8 | 18.7 | 17 | 18.5 | 19.2 | 16.9 | 18 | 18.4 | 20 | 47.82 | 97.72 | 71.39 | 0.39 | 2.34
2019 | 8 | 3 | 20:00 | 5157 | 14.8 | 14.9 | 14.4 | 13 | 12.8 | 15.2 | 18.4 | 18.8 | 18.7 | 17 | 18.5 | 19.2 | 16.9 | 18 | 18.4 | 20 | 47.82 | 97.72 | 71.39 | 0.39 | 2.34
2019 | 8 | 3 | 21:00 | 5158 | 14.4 | 14.8 | 13.8 | 12.5 | 11.2 | 14.6 | 18.4 | 18.8 | 18.7 | 17 | 18.5 | 19.2 | 16.9 | 18 | 18.4 | 20 | 47.82 | 97.72 | 71.39 | 0.39 | 2.34
2019 | 8 | 3 | 22:00 | 5159 | 13.9 | 13.1 | 13.6 | 11.4 | 9.9 | 14.2 | 18.4 | 18.8 | 18.7 | 17 | 18.5 | 19.2 | 16.9 | 18 | 18.4 | 20 | 47.82 | 97.72 | 71.39 | 0.39 | 2.34
2019 | 8 | 3 | 23:00 | 5160 | 12.7 | 12.7 | 12.2 | 11.3 | 9.1 | 13.7 | 18.4 | 18.8 | 18.7 | 17 | 18.5 | 19.2 | 16.9 | 18 | 18.4 | 20 | 47.82 | 97.72 | 71.39 | 0.39 | 2.34
2019 | 8 | 4 | 0:00 | 5161 | 11 | 12.3 | 10.5 | 11.3 | 8.6 | 13.1 | 16.2 | 17.8 | 18.3 | 16.7 | 18.7 | 19.7 | 16.3 | 17.9 | 17.8 | 19.2 | 48.38 | 97.71 | 70.26 | 0.37 | 2.4
2019 | 8 | 4 | 1:00 | 5162 | 9.9 | 11.8 | 11.5 | 10.8 | 9.2 | 11.9 | 16.2 | 17.8 | 18.3 | 16.7 | 18.7 | 19.7 | 16.3 | 17.9 | 17.8 | 19.2 | 48.38 | 97.71 | 70.26 | 0.37 | 2.4
2019 | 8 | 4 | 2:00 | 5163 | 9.5 | 11.3 | 12 | 10.6 | 9.1 | 10.5 | 16.2 | 17.8 | 18.3 | 16.7 | 18.7 | 19.7 | 16.3 | 17.9 | 17.8 | 19.2 | 48.38 | 97.71 | 70.26 | 0.37 | 2.4
2019 | 8 | 4 | 3:00 | 5164 | 9.7 | 10.2 | 11.2 | 10.7 | 9.3 | 9.4 | 16.2 | 17.8 | 18.3 | 16.7 | 18.7 | 19.7 | 16.3 | 17.9 | 17.8 | 19.2 | 48.38 | 97.71 | 70.26 | 0.37 | 2.4
2019 | 8 | 4 | 4:00 | 5165 | 10.6 | 10.2 | 11.5 | 10 | 9.6 | 9.5 | 16.2 | 17.8 | 18.3 | 16.7 | 18.7 | 19.7 | 16.3 | 17.9 | 17.8 | 19.2 | 48.38 | 97.71 | 70.26 | 0.37 | 2.4
2019 | 8 | 4 | 5:00 | 5166 | 12.4 | 12.1 | 14.1 | 11.4 | 11.3 | 10.8 | 16.2 | 17.8 | 18.3 | 16.7 | 18.7 | 19.7 | 16.3 | 17.9 | 17.8 | 19.2 | 48.38 | 97.71 | 70.26 | 0.37 | 2.4
2019 | 8 | 4 | 6:00 | 5167 | 14.1 | 14.1 | 15 | 13.8 | 13.4 | 13 | 16.2 | 17.8 | 18.3 | 16.7 | 18.7 | 19.7 | 16.3 | 17.9 | 17.8 | 19.2 | 48.38 | 97.71 | 70.26 | 0.37 | 2.4
2019 | 8 | 4 | 7:00 | 5168 | 16.2 | 15.8 | 15.7 | 16 | 15.5 | 14.5 | 16.2 | 17.8 | 18.3 | 16.7 | 18.7 | 19.7 | 16.3 | 17.9 | 17.8 | 19.2 | 48.38 | 97.71 | 70.26 | 0.37 | 2.4
2019 | 8 | 4 | 8:00 | 5169 | 17 | 16.8 | 16.6 | 17.4 | 16.6 | 16.2 | 16.2 | 17.8 | 18.3 | 16.7 | 18.7 | 19.7 | 16.3 | 17.9 | 17.8 | 19.2 | 48.38 | 97.71 | 70.26 | 0.37 | 2.4
2019 | 8 | 4 | 9:00 | 5170 | 18.2 | 18.1 | 17.4 | 17.7 | 17.7 | 16.6 | 16.2 | 17.8 | 18.3 | 16.7 | 18.7 | 19.7 | 16.3 | 17.9 | 17.8 | 19.2 | 48.38 | 97.71 | 70.26 | 0.37 | 2.4
2019 | 8 | 4 | 10:00 | 5171 | 18.6 | 19 | 17.4 | 17.8 | 18.1 | 17.5 | 16.2 | 17.8 | 18.3 | 16.7 | 18.7 | 19.7 | 16.3 | 17.9 | 17.8 | 19.2 | 48.38 | 97.71 | 70.26 | 0.37 | 2.4
2019 | 8 | 4 | 11:00 | 5172 | 19.4 | 19.1 | 18.1 | 18.3 | 19.2 | 17.8 | 16.2 | 17.8 | 18.3 | 16.7 | 18.7 | 19.7 | 16.3 | 17.9 | 17.8 | 19.2 | 48.38 | 97.71 | 70.26 | 0.37 | 2.4
2019 | 8 | 4 | 12:00 | 5173 | 20.8 | 19.3 | 18.9 | 17.8 | 19.3 | 18.4 | 18.8 | 17.8 | 18.3 | 16.7 | 18.7 | 19.7 | 16.3 | 17.9 | 17.8 | 19.2 | 48.38 | 97.71 | 70.26 | 0.37 | 2.4
2019 | 8 | 4 | 13:00 | 5174 | 19.7 | 19.2 | 18.4 | 18.1 | 19.3 | 19 | 18.8 | 17.8 | 18.3 | 16.7 | 18.7 | 19.7 | 16.3 | 17.9 | 17.8 | 19.2 | 48.38 | 97.71 | 70.26 | 0.37 | 2.4
2019 | 8 | 4 | 14:00 | 5175 | 19.6 | 19 | 17.3 | 18.5 | 19.6 | 18.9 | 18.8 | 17.8 | 18.3 | 16.7 | 18.7 | 19.7 | 16.3 | 17.9 | 17.8 | 19.2 | 48.38 | 97.71 | 70.26 | 0.37 | 2.4
2019 | 8 | 4 | 15:00 | 5176 | 19.3 | 19.2 | 17.8 | 18.8 | 19.8 | 19.5 | 18.8 | 17.8 | 18.3 | 16.7 | 18.7 | 19.7 | 16.3 | 17.9 | 17.8 | 19.2 | 48.38 | 97.71 | 70.26 | 0.37 | 2.4
2019 | 8 | 4 | 16:00 | 5177 | 19.1 | 18.6 | 16.6 | 17.9 | 14.9 | 19.4 | 18.8 | 17.8 | 18.3 | 16.7 | 18.7 | 19.7 | 16.3 | 17.9 | 17.8 | 19.2 | 48.38 | 97.71 | 70.26 | 0.37 | 2.4
2019 | 8 | 4 | 17:00 | 5178 | 18.1 | 17.6 | 16 | 16.8 | 14.3 | 18.2 | 18.8 | 17.8 | 18.3 | 16.7 | 18.7 | 19.7 | 16.3 | 17.9 | 17.8 | 19.2 | 48.38 | 97.71 | 70.26 | 0.37 | 2.4
2019 | 8 | 4 | 18:00 | 5179 | 16.9 | 16.1 | 15.3 | 15.1 | 13.9 | 16.8 | 18.8 | 17.8 | 18.3 | 16.7 | 18.7 | 19.7 | 16.3 | 17.9 | 17.8 | 19.2 | 48.38 | 97.71 | 70.26 | 0.37 | 2.4
2019 | 8 | 4 | 19:00 | 5180 | 15.4 | 14.2 | 14.7 | 13.2 | 12.7 | 14.6 | 18.8 | 17.8 | 18.3 | 16.7 | 18.7 | 19.7 | 16.3 | 17.9 | 17.8 | 19.2 | 48.38 | 97.71 | 70.26 | 0.37 | 2.4
2019 | 8 | 4 | 20:00 | 5181 | 14.3 | 13.1 | 13.4 | 11.8 | 10.7 | 13.7 | 18.8 | 17.8 | 18.3 | 16.7 | 18.7 | 19.7 | 16.3 | 17.9 | 17.8 | 19.2 | 48.38 | 97.71 | 70.26 | 0.37 | 2.4
2019 | 8 | 4 | 21:00 | 5182 | 13.1 | 12.7 | 12.8 | 10.5 | 9.9 | 11.8 | 18.8 | 17.8 | 18.3 | 16.7 | 18.7 | 19.7 | 16.3 | 17.9 | 17.8 | 19.2 | 48.38 | 97.71 | 70.26 | 0.37 | 2.4
2019 | 8 | 4 | 22:00 | 5183 | 12.2 | 11.6 | 12 | 8 | 9.8 | 11.2 | 18.8 | 17.8 | 18.3 | 16.7 | 18.7 | 19.7 | 16.3 | 17.9 | 17.8 | 19.2 | 48.38 | 97.71 | 70.26 | 0.37 | 2.4
2019 | 8 | 4 | 23:00 | 5184 | 11.3 | 10.7 | 9.9 | 7.1 | 8.9 | 10.3 | 18.8 | 17.8 | 18.3 | 16.7 | 18.7 | 19.7 | 16.3 | 17.9 | 17.8 | 19.2 | 48.38 | 97.71 | 70.26 | 0.37 | 2.4
2019 | 8 | 5 | 0:00 | 5185 | 10 | 9.6 | 9.3 | 6.9 | 8.5 | 9.6 | 15.8 | 15.3 | 18.1 | 16.2 | 19.5 | 19.3 | 16.3 | 17.4 | 17.5 | 18.8 | 46.79 | 97.74 | 68.35 | 0.47 | 2.61
2019 | 8 | 5 | 1:00 | 5186 | 9 | 8.9 | 8.7 | 6.4 | 8 | 9 | 15.8 | 15.3 | 18.1 | 16.2 | 19.5 | 19.3 | 16.3 | 17.4 | 17.5 | 18.8 | 46.79 | 97.74 | 68.35 | 0.47 | 2.61
2019 | 8 | 5 | 2:00 | 5187 | 8.6 | 8.5 | 7.9 | 6.1 | 7.7 | 8.5 | 15.8 | 15.3 | 18.1 | 16.2 | 19.5 | 19.3 | 16.3 | 17.4 | 17.5 | 18.8 | 46.79 | 97.74 | 68.35 | 0.47 | 2.61
2019 | 8 | 5 | 3:00 | 5188 | 6.9 | 7.2 | 7.5 | 6.1 | 7.4 | 8.3 | 15.8 | 15.3 | 18.1 | 16.2 | 19.5 | 19.3 | 16.3 | 17.4 | 17.5 | 18.8 | 46.79 | 97.74 | 68.35 | 0.47 | 2.61
2019 | 8 | 5 | 4:00 | 5189 | 8.2 | 8.6 | 9.2 | 7.7 | 8.3 | 9 | 15.8 | 15.3 | 18.1 | 16.2 | 19.5 | 19.3 | 16.3 | 17.4 | 17.5 | 18.8 | 46.79 | 97.74 | 68.35 | 0.47 | 2.61
2019 | 8 | 5 | 5:00 | 5190 | 10.2 | 10.8 | 13.5 | 10.7 | 9.9 | 10.5 | 15.8 | 15.3 | 18.1 | 16.2 | 19.5 | 19.3 | 16.3 | 17.4 | 17.5 | 18.8 | 46.79 | 97.74 | 68.35 | 0.47 | 2.61
2019 | 8 | 5 | 6:00 | 5191 | 12.3 | 12.6 | 15.4 | 13.9 | 11.7 | 12.4 | 15.8 | 15.3 | 18.1 | 16.2 | 19.5 | 19.3 | 16.3 | 17.4 | 17.5 | 18.8 | 46.79 | 97.74 | 68.35 | 0.47 | 2.61
2019 | 8 | 5 | 7:00 | 5192 | 14.6 | 14.6 | 16.2 | 15.4 | 13.9 | 14.3 | 15.8 | 15.3 | 18.1 | 16.2 | 19.5 | 19.3 | 16.3 | 17.4 | 17.5 | 18.8 | 46.79 | 97.74 | 68.35 | 0.47 | 2.61
2019 | 8 | 5 | 8:00 | 5193 | 16.7 | 16.2 | 17 | 16 | 15.2 | 15.8 | 15.8 | 15.3 | 18.1 | 16.2 | 19.5 | 19.3 | 16.3 | 17.4 | 17.5 | 18.8 | 46.79 | 97.74 | 68.35 | 0.47 | 2.61
2019 | 8 | 5 | 9:00 | 5194 | 18.1 | 17.1 | 18 | 17.3 | 16.6 | 17.2 | 15.8 | 15.3 | 18.1 | 16.2 | 19.5 | 19.3 | 16.3 | 17.4 | 17.5 | 18.8 | 46.79 | 97.74 | 68.35 | 0.47 | 2.61
2019 | 8 | 5 | 10:00 | 5195 | 19 | 18.5 | 19.4 | 18.3 | 18.4 | 18.2 | 15.8 | 15.3 | 18.1 | 16.2 | 19.5 | 19.3 | 16.3 | 17.4 | 17.5 | 18.8 | 46.79 | 97.74 | 68.35 | 0.47 | 2.61
2019 | 8 | 5 | 11:00 | 5196 | 20.5 | 19.5 | 19.2 | 19.2 | 19.2 | 18.9 | 15.8 | 15.3 | 18.1 | 16.2 | 19.5 | 19.3 | 16.3 | 17.4 | 17.5 | 18.8 | 46.79 | 97.74 | 68.35 | 0.47 | 2.61
2019 | 8 | 5 | 12:00 | 5197 | 21 | 20.4 | 19 | 20.1 | 20.2 | 19.8 | 20.2 | 15.3 | 18.1 | 16.2 | 19.5 | 19.3 | 16.3 | 17.4 | 17.5 | 18.8 | 46.79 | 97.74 | 68.35 | 0.47 | 2.61
2019 | 8 | 5 | 13:00 | 5198 | 21.4 | 21.2 | 19 | 20.2 | 20.7 | 20 | 20.2 | 15.3 | 18.1 | 16.2 | 19.5 | 19.3 | 16.3 | 17.4 | 17.5 | 18.8 | 46.79 | 97.74 | 68.35 | 0.47 | 2.61
2019 | 8 | 5 | 14:00 | 5199 | 22 | 21.5 | 18.7 | 19.7 | 20.9 | 20.4 | 20.2 | 15.3 | 18.1 | 16.2 | 19.5 | 19.3 | 16.3 | 17.4 | 17.5 | 18.8 | 46.79 | 97.74 | 68.35 | 0.47 | 2.61
2019 | 8 | 5 | 15:00 | 5200 | 21.7 | 21 | 18.6 | 19 | 20.4 | 20.6 | 20.2 | 15.3 | 18.1 | 16.2 | 19.5 | 19.3 | 16.3 | 17.4 | 17.5 | 18.8 | 46.79 | 97.74 | 68.35 | 0.47 | 2.61
2019 | 8 | 5 | 16:00 | 5201 | 21 | 21 | 18.3 | 19.8 | 20.8 | 19.9 | 20.2 | 15.3 | 18.1 | 16.2 | 19.5 | 19.3 | 16.3 | 17.4 | 17.5 | 18.8 | 46.79 | 97.74 | 68.35 | 0.47 | 2.61
2019 | 8 | 5 | 17:00 | 5202 | 20.5 | 20.7 | 18.1 | 19 | 19.4 | 19.7 | 20.2 | 15.3 | 18.1 | 16.2 | 19.5 | 19.3 | 16.3 | 17.4 | 17.5 | 18.8 | 46.79 | 97.74 | 68.35 | 0.47 | 2.61
2019 | 8 | 5 | 18:00 | 5203 | 19.2 | 18.8 | 16.8 | 16.4 | 18.1 | 18 | 20.2 | 15.3 | 18.1 | 16.2 | 19.5 | 19.3 | 16.3 | 17.4 | 17.5 | 18.8 | 46.79 | 97.74 | 68.35 | 0.47 | 2.61
2019 | 8 | 5 | 19:00 | 5204 | 15.1 | 15.4 | 13.4 | 12.2 | 15.5 | 15.8 | 20.2 | 15.3 | 18.1 | 16.2 | 19.5 | 19.3 | 16.3 | 17.4 | 17.5 | 18.8 | 46.79 | 97.74 | 68.35 | 0.47 | 2.61
2019 | 8 | 5 | 20:00 | 5205 | 13 | 14.3 | 11.9 | 10.5 | 13.1 | 13.7 | 20.2 | 15.3 | 18.1 | 16.2 | 19.5 | 19.3 | 16.3 | 17.4 | 17.5 | 18.8 | 46.79 | 97.74 | 68.35 | 0.47 | 2.61
2019 | 8 | 5 | 21:00 | 5206 | 11.4 | 13.8 | 10.9 | 9.3 | 11.7 | 12.2 | 20.2 | 15.3 | 18.1 | 16.2 | 19.5 | 19.3 | 16.3 | 17.4 | 17.5 | 18.8 | 46.79 | 97.74 | 68.35 | 0.47 | 2.61
2019 | 8 | 5 | 22:00 | 5207 | 9.3 | 12.3 | 11.1 | 8.4 | 11 | 11.3 | 20.2 | 15.3 | 18.1 | 16.2 | 19.5 | 19.3 | 16.3 | 17.4 | 17.5 | 18.8 | 46.79 | 97.74 | 68.35 | 0.47 | 2.61
2019 | 8 | 5 | 23:00 | 5208 | 9 | 10.9 | 11.1 | 7.8 | 10.5 | 9.9 | 20.2 | 15.3 | 18.1 | 16.2 | 19.5 | 19.3 | 16.3 | 17.4 | 17.5 | 18.8 | 46.79 | 97.74 | 68.35 | 0.47 | 2.61
2019 | 8 | 6 | 0:00 | 5209 | 8.4 | 9.6 | 10.1 | 7.4 | 9.6 | 9.2 | 16.4 | 18.3 | 17.9 | 15.9 | 19.6 | 19.8 | 17.4 | 17.4 | 17.4 | 18.4 | 46.04 | 96.94 | 68.59 | 0.35 | 2.65
2019 | 8 | 6 | 1:00 | 5210 | 7.2 | 8.6 | 10.1 | 6.7 | 9 | 8.5 | 16.4 | 18.3 | 17.9 | 15.9 | 19.6 | 19.8 | 17.4 | 17.4 | 17.4 | 18.4 | 46.04 | 96.94 | 68.59 | 0.35 | 2.65
2019 | 8 | 6 | 2:00 | 5211 | 6.8 | 8.7 | 11.1 | 6.6 | 8.7 | 7.9 | 16.4 | 18.3 | 17.9 | 15.9 | 19.6 | 19.8 | 17.4 | 17.4 | 17.4 | 18.4 | 46.04 | 96.94 | 68.59 | 0.35 | 2.65
2019 | 8 | 6 | 3:00 | 5212 | 6.3 | 8 | 11.2 | 6.4 | 8.3 | 7.2 | 16.4 | 18.3 | 17.9 | 15.9 | 19.6 | 19.8 | 17.4 | 17.4 | 17.4 | 18.4 | 46.04 | 96.94 | 68.59 | 0.35 | 2.65
2019 | 8 | 6 | 4:00 | 5213 | 8.5 | 9.5 | 12.5 | 8.8 | 11.2 | 8 | 16.4 | 18.3 | 17.9 | 15.9 | 19.6 | 19.8 | 17.4 | 17.4 | 17.4 | 18.4 | 46.04 | 96.94 | 68.59 | 0.35 | 2.65
2019 | 8 | 6 | 5:00 | 5214 | 13.2 | 13.4 | 14.7 | 12.2 | 14.1 | 10.9 | 16.4 | 18.3 | 17.9 | 15.9 | 19.6 | 19.8 | 17.4 | 17.4 | 17.4 | 18.4 | 46.04 | 96.94 | 68.59 | 0.35 | 2.65
2019 | 8 | 6 | 6:00 | 5215 | 17.2 | 16.6 | 16 | 15.7 | 16.5 | 14.9 | 16.4 | 18.3 | 17.9 | 15.9 | 19.6 | 19.8 | 17.4 | 17.4 | 17.4 | 18.4 | 46.04 | 96.94 | 68.59 | 0.35 | 2.65
2019 | 8 | 6 | 7:00 | 5216 | 20.4 | 19.9 | 17.7 | 18.4 | 18.7 | 18.6 | 16.4 | 18.3 | 17.9 | 15.9 | 19.6 | 19.8 | 17.4 | 17.4 | 17.4 | 18.4 | 46.04 | 96.94 | 68.59 | 0.35 | 2.65
2019 | 8 | 6 | 8:00 | 5217 | 22.6 | 21.9 | 16.4 | 18.9 | 19.6 | 20.8 | 16.4 | 18.3 | 17.9 | 15.9 | 19.6 | 19.8 | 17.4 | 17.4 | 17.4 | 18.4 | 46.04 | 96.94 | 68.59 | 0.35 | 2.65
2019 | 8 | 6 | 9:00 | 5218 | 23.7 | 23.4 | 16.5 | 19 | 21.3 | 22 | 16.4 | 18.3 | 17.9 | 15.9 | 19.6 | 19.8 | 17.4 | 17.4 | 17.4 | 18.4 | 46.04 | 96.94 | 68.59 | 0.35 | 2.65
2019 | 8 | 6 | 10:00 | 5219 | 24.8 | 24.1 | 16.7 | 16.4 | 20.8 | 22.9 | 16.4 | 18.3 | 17.9 | 15.9 | 19.6 | 19.8 | 17.4 | 17.4 | 17.4 | 18.4 | 46.04 | 96.94 | 68.59 | 0.35 | 2.65
2019 | 8 | 6 | 11:00 | 5220 | 25 | 24.6 | 19.3 | 16.7 | 19.6 | 23.9 | 16.4 | 18.3 | 17.9 | 15.9 | 19.6 | 19.8 | 17.4 | 17.4 | 17.4 | 18.4 | 46.04 | 96.94 | 68.59 | 0.35 | 2.65
2019 | 8 | 6 | 12:00 | 5221 | 24.1 | 23.2 | 22.1 | 16.2 | 17.3 | 25 | 19.4 | 18.3 | 17.9 | 15.9 | 19.6 | 19.8 | 17.4 | 17.4 | 17.4 | 18.4 | 46.04 | 96.94 | 68.59 | 0.35 | 2.65
2019 | 8 | 6 | 13:00 | 5222 | 23.8 | 22.4 | 21.5 | 16.4 | 16.9 | 24.6 | 19.4 | 18.3 | 17.9 | 15.9 | 19.6 | 19.8 | 17.4 | 17.4 | 17.4 | 18.4 | 46.04 | 96.94 | 68.59 | 0.35 | 2.65
2019 | 8 | 6 | 14:00 | 5223 | 24.3 | 22.7 | 20.4 | 18.2 | 17.9 | 21.4 | 19.4 | 18.3 | 17.9 | 15.9 | 19.6 | 19.8 | 17.4 | 17.4 | 17.4 | 18.4 | 46.04 | 96.94 | 68.59 | 0.35 | 2.65
2019 | 8 | 6 | 15:00 | 5224 | 24.9 | 23.4 | 20.1 | 19.2 | 20.3 | 20.6 | 19.4 | 18.3 | 17.9 | 15.9 | 19.6 | 19.8 | 17.4 | 17.4 | 17.4 | 18.4 | 46.04 | 96.94 | 68.59 | 0.35 | 2.65
2019 | 8 | 6 | 16:00 | 5225 | 24.6 | 22.5 | 20.6 | 20.5 | 20.6 | 21.3 | 19.4 | 18.3 | 17.9 | 15.9 | 19.6 | 19.8 | 17.4 | 17.4 | 17.4 | 18.4 | 46.04 | 96.94 | 68.59 | 0.35 | 2.65
2019 | 8 | 6 | 17:00 | 5226 | 23 | 21.6 | 19.6 | 19.9 | 20.6 | 21.2 | 19.4 | 18.3 | 17.9 | 15.9 | 19.6 | 19.8 | 17.4 | 17.4 | 17.4 | 18.4 | 46.04 | 96.94 | 68.59 | 0.35 | 2.65
2019 | 8 | 6 | 18:00 | 5227 | 22.1 | 19.4 | 18.5 | 18.2 | 19.7 | 19.7 | 19.4 | 18.3 | 17.9 | 15.9 | 19.6 | 19.8 | 17.4 | 17.4 | 17.4 | 18.4 | 46.04 | 96.94 | 68.59 | 0.35 | 2.65
2019 | 8 | 6 | 19:00 | 5228 | 16.8 | 17 | 18.3 | 16.3 | 18.5 | 18.6 | 19.4 | 18.3 | 17.9 | 15.9 | 19.6 | 19.8 | 17.4 | 17.4 | 17.4 | 18.4 | 46.04 | 96.94 | 68.59 | 0.35 | 2.65
2019 | 8 | 6 | 20:00 | 5229 | 16.5 | 15.3 | 18 | 15.7 | 17.5 | 17.7 | 19.4 | 18.3 | 17.9 | 15.9 | 19.6 | 19.8 | 17.4 | 17.4 | 17.4 | 18.4 | 46.04 | 96.94 | 68.59 | 0.35 | 2.65
2019 | 8 | 6 | 21:00 | 5230 | 16.1 | 15.4 | 18.2 | 15 | 17.9 | 17.3 | 19.4 | 18.3 | 17.9 | 15.9 | 19.6 | 19.8 | 17.4 | 17.4 | 17.4 | 18.4 | 46.04 | 96.94 | 68.59 | 0.35 | 2.65
2019 | 8 | 6 | 22:00 | 5231 | 15.5 | 15.7 | 17.9 | 14.6 | 16.9 | 16.4 | 19.4 | 18.3 | 17.9 | 15.9 | 19.6 | 19.8 | 17.4 | 17.4 | 17.4 | 18.4 | 46.04 | 96.94 | 68.59 | 0.35 | 2.65
2019 | 8 | 6 | 23:00 | 5232 | 15.1 | 15.7 | 18.4 | 15.6 | 16.4 | 15.8 | 19.4 | 18.3 | 17.9 | 15.9 | 19.6 | 19.8 | 17.4 | 17.4 | 17.4 | 18.4 | 46.04 | 96.94 | 68.59 | 0.35 | 2.65
2019 | 8 | 7 | 0:00 | 5233 | 14.9 | 15.6 | 18.5 | 15.5 | 16.3 | 15.1 | 18.6 | 19.1 | 18.6 | 17.2 | 19.9 | 20.4 | 20.5 | 18 | 18.8 | 19.9 | 47.53 | 95.01 | 68.37 | 0.39 | 2.62
2019 | 8 | 7 | 1:00 | 5234 | 15 | 15.7 | 18.4 | 15.7 | 16.7 | 14.3 | 18.6 | 19.1 | 18.6 | 17.2 | 19.9 | 20.4 | 20.5 | 18 | 18.8 | 19.9 | 47.53 | 95.01 | 68.37 | 0.39 | 2.62
2019 | 8 | 7 | 2:00 | 5235 | 13.8 | 15.6 | 18.3 | 16.2 | 16.8 | 14 | 18.6 | 19.1 | 18.6 | 17.2 | 19.9 | 20.4 | 20.5 | 18 | 18.8 | 19.9 | 47.53 | 95.01 | 68.37 | 0.39 | 2.62
2019 | 8 | 7 | 3:00 | 5236 | 14.2 | 15.2 | 18.4 | 16.2 | 16.2 | 14.2 | 18.6 | 19.1 | 18.6 | 17.2 | 19.9 | 20.4 | 20.5 | 18 | 18.8 | 19.9 | 47.53 | 95.01 | 68.37 | 0.39 | 2.62
2019 | 8 | 7 | 4:00 | 5237 | 15.1 | 15.1 | 18.4 | 16.6 | 16.5 | 14.6 | 18.6 | 19.1 | 18.6 | 17.2 | 19.9 | 20.4 | 20.5 | 18 | 18.8 | 19.9 | 47.53 | 95.01 | 68.37 | 0.39 | 2.62
2019 | 8 | 7 | 5:00 | 5238 | 15.1 | 15.7 | 18.9 | 17.3 | 16.9 | 15.4 | 18.6 | 19.1 | 18.6 | 17.2 | 19.9 | 20.4 | 20.5 | 18 | 18.8 | 19.9 | 47.53 | 95.01 | 68.37 | 0.39 | 2.62
2019 | 8 | 7 | 6:00 | 5239 | 16.1 | 16.3 | 19.5 | 18 | 17.7 | 16 | 18.6 | 19.1 | 18.6 | 17.2 | 19.9 | 20.4 | 20.5 | 18 | 18.8 | 19.9 | 47.53 | 95.01 | 68.37 | 0.39 | 2.62
2019 | 8 | 7 | 7:00 | 5240 | 16.7 | 17.3 | 20.2 | 19.3 | 19.4 | 17.2 | 18.6 | 19.1 | 18.6 | 17.2 | 19.9 | 20.4 | 20.5 | 18 | 18.8 | 19.9 | 47.53 | 95.01 | 68.37 | 0.39 | 2.62
2019 | 8 | 7 | 8:00 | 5241 | 18.3 | 20 | 20.8 | 20.4 | 20.6 | 18.2 | 18.6 | 19.1 | 18.6 | 17.2 | 19.9 | 20.4 | 20.5 | 18 | 18.8 | 19.9 | 47.53 | 95.01 | 68.37 | 0.39 | 2.62
2019 | 8 | 7 | 9:00 | 5242 | 18.6 | 22.1 | 20.9 | 21.2 | 22.4 | 19.8 | 18.6 | 19.1 | 18.6 | 17.2 | 19.9 | 20.4 | 20.5 | 18 | 18.8 | 19.9 | 47.53 | 95.01 | 68.37 | 0.39 | 2.62
2019 | 8 | 7 | 10:00 | 5243 | 20.1 | 22.8 | 21.7 | 22.1 | 23.3 | 20.4 | 18.6 | 19.1 | 18.6 | 17.2 | 19.9 | 20.4 | 20.5 | 18 | 18.8 | 19.9 | 47.53 | 95.01 | 68.37 | 0.39 | 2.62
2019 | 8 | 7 | 11:00 | 5244 | 22.2 | 22.5 | 20.8 | 22.5 | 23.9 | 22.8 | 18.6 | 19.1 | 18.6 | 17.2 | 19.9 | 20.4 | 20.5 | 18 | 18.8 | 19.9 | 47.53 | 95.01 | 68.37 | 0.39 | 2.62
2019 | 8 | 7 | 12:00 | 5245 | 23.7 | 24.2 | 21.5 | 23.1 | 24.6 | 23.3 | 20.6 | 19.1 | 18.6 | 17.2 | 19.9 | 20.4 | 20.5 | 18 | 18.8 | 19.9 | 47.53 | 95.01 | 68.37 | 0.39 | 2.62
2019 | 8 | 7 | 13:00 | 5246 | 24.5 | 24.5 | 22.2 | 23.4 | 25.1 | 23.3 | 20.6 | 19.1 | 18.6 | 17.2 | 19.9 | 20.4 | 20.5 | 18 | 18.8 | 19.9 | 47.53 | 95.01 | 68.37 | 0.39 | 2.62
2019 | 8 | 7 | 14:00 | 5247 | 24.7 | 25.4 | 22.2 | 23.5 | 25.2 | 23.3 | 20.6 | 19.1 | 18.6 | 17.2 | 19.9 | 20.4 | 20.5 | 18 | 18.8 | 19.9 | 47.53 | 95.01 | 68.37 | 0.39 | 2.62
2019 | 8 | 7 | 15:00 | 5248 | 25.2 | 25.2 | 21.4 | 23.1 | 25.1 | 24.1 | 20.6 | 19.1 | 18.6 | 17.2 | 19.9 | 20.4 | 20.5 | 18 | 18.8 | 19.9 | 47.53 | 95.01 | 68.37 | 0.39 | 2.62
2019 | 8 | 7 | 16:00 | 5249 | 24.1 | 24.2 | 21.1 | 22.4 | 24.6 | 24.4 | 20.6 | 19.1 | 18.6 | 17.2 | 19.9 | 20.4 | 20.5 | 18 | 18.8 | 19.9 | 47.53 | 95.01 | 68.37 | 0.39 | 2.62
2019 | 8 | 7 | 17:00 | 5250 | 23.7 | 23.6 | 20.4 | 21.7 | 23.4 | 23.1 | 20.6 | 19.1 | 18.6 | 17.2 | 19.9 | 20.4 | 20.5 | 18 | 18.8 | 19.9 | 47.53 | 95.01 | 68.37 | 0.39 | 2.62
2019 | 8 | 7 | 18:00 | 5251 | 21.4 | 21.5 | 18.9 | 18.5 | 21.3 | 21.7 | 20.6 | 19.1 | 18.6 | 17.2 | 19.9 | 20.4 | 20.5 | 18 | 18.8 | 19.9 | 47.53 | 95.01 | 68.37 | 0.39 | 2.62
2019 | 8 | 7 | 19:00 | 5252 | 17.9 | 20.7 | 17.9 | 15.4 | 18.4 | 20.2 | 20.6 | 19.1 | 18.6 | 17.2 | 19.9 | 20.4 | 20.5 | 18 | 18.8 | 19.9 | 47.53 | 95.01 | 68.37 | 0.39 | 2.62
2019 | 8 | 7 | 20:00 | 5253 | 17 | 18.8 | 17.8 | 14.7 | 16.6 | 19.1 | 20.6 | 19.1 | 18.6 | 17.2 | 19.9 | 20.4 | 20.5 | 18 | 18.8 | 19.9 | 47.53 | 95.01 | 68.37 | 0.39 | 2.62
2019 | 8 | 7 | 21:00 | 5254 | 15.8 | 18.2 | 18.1 | 14.2 | 15.5 | 17.5 | 20.6 | 19.1 | 18.6 | 17.2 | 19.9 | 20.4 | 20.5 | 18 | 18.8 | 19.9 | 47.53 | 95.01 | 68.37 | 0.39 | 2.62
2019 | 8 | 7 | 22:00 | 5255 | 15 | 17.7 | 17.7 | 13.7 | 15.5 | 16.9 | 20.6 | 19.1 | 18.6 | 17.2 | 19.9 | 20.4 | 20.5 | 18 | 18.8 | 19.9 | 47.53 | 95.01 | 68.37 | 0.39 | 2.62
2019 | 8 | 7 | 23:00 | 5256 | 17.1 | 17.1 | 17.9 | 13.5 | 15.2 | 16.4 | 20.6 | 19.1 | 18.6 | 17.2 | 19.9 | 20.4 | 20.5 | 18 | 18.8 | 19.9 | 47.53 | 95.01 | 68.37 | 0.39 | 2.62
2019 | 8 | 8 | 0:00 | 5257 | 15.5 | 17 | 17.2 | 13.7 | 14.8 | 16.1 | 18.6 | 19.2 | 18.8 | 17.6 | 18.7 | 20.5 | 17.9 | 18 | 18.2 | 18.7 | 55.2 | 98.35 | 70.24 | 1.3 | 2.72
2019 | 8 | 8 | 1:00 | 5258 | 17.4 | 16.9 | 16.3 | 13.9 | 15.1 | 16.2 | 18.6 | 19.2 | 18.8 | 17.6 | 18.7 | 20.5 | 17.9 | 18 | 18.2 | 18.7 | 55.2 | 98.35 | 70.24 | 1.3 | 2.72
2019 | 8 | 8 | 2:00 | 5259 | 15.9 | 16.9 | 16.4 | 14.5 | 15.3 | 16.2 | 18.6 | 19.2 | 18.8 | 17.6 | 18.7 | 20.5 | 17.9 | 18 | 18.2 | 18.7 | 55.2 | 98.35 | 70.24 | 1.3 | 2.72
2019 | 8 | 8 | 3:00 | 5260 | 16.4 | 17 | 16.2 | 14.5 | 15.4 | 16.5 | 18.6 | 19.2 | 18.8 | 17.6 | 18.7 | 20.5 | 17.9 | 18 | 18.2 | 18.7 | 55.2 | 98.35 | 70.24 | 1.3 | 2.72
2019 | 8 | 8 | 4:00 | 5261 | 17 | 17 | 16.2 | 14.2 | 15.6 | 16.6 | 18.6 | 19.2 | 18.8 | 17.6 | 18.7 | 20.5 | 17.9 | 18 | 18.2 | 18.7 | 55.2 | 98.35 | 70.24 | 1.3 | 2.72
2019 | 8 | 8 | 5:00 | 5262 | 17.1 | 17.3 | 16.1 | 14.5 | 16.1 | 16.9 | 18.6 | 19.2 | 18.8 | 17.6 | 18.7 | 20.5 | 17.9 | 18 | 18.2 | 18.7 | 55.2 | 98.35 | 70.24 | 1.3 | 2.72
2019 | 8 | 8 | 6:00 | 5263 | 17.1 | 17.5 | 16.2 | 14.1 | 16.6 | 16.7 | 18.6 | 19.2 | 18.8 | 17.6 | 18.7 | 20.5 | 17.9 | 18 | 18.2 | 18.7 | 55.2 | 98.35 | 70.24 | 1.3 | 2.72
2019 | 8 | 8 | 7:00 | 5264 | 17.6 | 17.8 | 16.4 | 14.4 | 15.6 | 16.7 | 18.6 | 19.2 | 18.8 | 17.6 | 18.7 | 20.5 | 17.9 | 18 | 18.2 | 18.7 | 55.2 | 98.35 | 70.24 | 1.3 | 2.72
2019 | 8 | 8 | 8:00 | 5265 | 18 | 17.8 | 16.9 | 14.5 | 15.3 | 17.2 | 18.6 | 19.2 | 18.8 | 17.6 | 18.7 | 20.5 | 17.9 | 18 | 18.2 | 18.7 | 55.2 | 98.35 | 70.24 | 1.3 | 2.72
2019 | 8 | 8 | 9:00 | 5266 | 18.1 | 16.9 | 17.1 | 15.1 | 15.6 | 17.8 | 18.6 | 19.2 | 18.8 | 17.6 | 18.7 | 20.5 | 17.9 | 18 | 18.2 | 18.7 | 55.2 | 98.35 | 70.24 | 1.3 | 2.72
2019 | 8 | 8 | 10:00 | 5267 | 17.2 | 17.3 | 18.8 | 15.4 | 15.9 | 18.9 | 18.6 | 19.2 | 18.8 | 17.6 | 18.7 | 20.5 | 17.9 | 18 | 18.2 | 18.7 | 55.2 | 98.35 | 70.24 | 1.3 | 2.72
2019 | 8 | 8 | 11:00 | 5268 | 18.8 | 18 | 19.2 | 15.3 | 16.4 | 17.7 | 18.6 | 19.2 | 18.8 | 17.6 | 18.7 | 20.5 | 17.9 | 18 | 18.2 | 18.7 | 55.2 | 98.35 | 70.24 | 1.3 | 2.72
2019 | 8 | 8 | 12:00 | 5269 | 17.3 | 18.6 | 19.6 | 16.1 | 16.3 | 17.6 | 19.8 | 19.2 | 18.8 | 17.6 | 18.7 | 20.5 | 17.9 | 18 | 18.2 | 18.7 | 55.2 | 98.35 | 70.24 | 1.3 | 2.72
2019 | 8 | 8 | 13:00 | 5270 | 19.5 | 19.5 | 20.7 | 16.8 | 17.5 | 19.3 | 19.8 | 19.2 | 18.8 | 17.6 | 18.7 | 20.5 | 17.9 | 18 | 18.2 | 18.7 | 55.2 | 98.35 | 70.24 | 1.3 | 2.72
2019 | 8 | 8 | 14:00 | 5271 | 19.6 | 20.3 | 20.6 | 18.1 | 17.6 | 19.6 | 19.8 | 19.2 | 18.8 | 17.6 | 18.7 | 20.5 | 17.9 | 18 | 18.2 | 18.7 | 55.2 | 98.35 | 70.24 | 1.3 | 2.72
2019 | 8 | 8 | 15:00 | 5272 | 19.6 | 20.4 | 19.9 | 18.8 | 18.8 | 19.6 | 19.8 | 19.2 | 18.8 | 17.6 | 18.7 | 20.5 | 17.9 | 18 | 18.2 | 18.7 | 55.2 | 98.35 | 70.24 | 1.3 | 2.72
2019 | 8 | 8 | 16:00 | 5273 | 20.2 | 20.3 | 20.2 | 18.8 | 18.3 | 19 | 19.8 | 19.2 | 18.8 | 17.6 | 18.7 | 20.5 | 17.9 | 18 | 18.2 | 18.7 | 55.2 | 98.35 | 70.24 | 1.3 | 2.72
2019 | 8 | 8 | 17:00 | 5274 | 19.9 | 16.7 | 19.3 | 17.8 | 18 | 18.8 | 19.8 | 19.2 | 18.8 | 17.6 | 18.7 | 20.5 | 17.9 | 18 | 18.2 | 18.7 | 55.2 | 98.35 | 70.24 | 1.3 | 2.72
2019 | 8 | 8 | 18:00 | 5275 | 18.4 | 16.9 | 18.7 | 17.4 | 17.1 | 17.5 | 19.8 | 19.2 | 18.8 | 17.6 | 18.7 | 20.5 | 17.9 | 18 | 18.2 | 18.7 | 55.2 | 98.35 | 70.24 | 1.3 | 2.72
2019 | 8 | 8 | 19:00 | 5276 | 17 | 16.3 | 18.4 | 15.9 | 17.1 | 16.8 | 19.8 | 19.2 | 18.8 | 17.6 | 18.7 | 20.5 | 17.9 | 18 | 18.2 | 18.7 | 55.2 | 98.35 | 70.24 | 1.3 | 2.72
2019 | 8 | 8 | 20:00 | 5277 | 15.6 | 15.8 | 18.4 | 14.3 | 16.3 | 16.3 | 19.8 | 19.2 | 18.8 | 17.6 | 18.7 | 20.5 | 17.9 | 18 | 18.2 | 18.7 | 55.2 | 98.35 | 70.24 | 1.3 | 2.72
2019 | 8 | 8 | 21:00 | 5278 | 15.5 | 15.4 | 18.2 | 14 | 15.8 | 15.7 | 19.8 | 19.2 | 18.8 | 17.6 | 18.7 | 20.5 | 17.9 | 18 | 18.2 | 18.7 | 55.2 | 98.35 | 70.24 | 1.3 | 2.72
2019 | 8 | 8 | 22:00 | 5279 | 14.5 | 14.9 | 18.4 | 13.9 | 15.3 | 15.4 | 19.8 | 19.2 | 18.8 | 17.6 | 18.7 | 20.5 | 17.9 | 18 | 18.2 | 18.7 | 55.2 | 98.35 | 70.24 | 1.3 | 2.72
2019 | 8 | 8 | 23:00 | 5280 | 13.8 | 14 | 18.4 | 13.7 | 14.6 | 15 | 19.8 | 19.2 | 18.8 | 17.6 | 18.7 | 20.5 | 17.9 | 18 | 18.2 | 18.7 | 55.2 | 98.35 | 70.24 | 1.3 | 2.72
2019 | 8 | 9 | 0:00 | 5281 | 13.2 | 13.8 | 18.3 | 13.9 | 14.5 | 14.3 | 18.8 | 17.9 | 18.6 | 18.1 | 18.3 | 20.3 | 17.7 | 17.5 | 18.6 | 18.5 | 53.46 | 98.09 | 76.38 | 0.95 | 2.79
2019 | 8 | 9 | 1:00 | 5282 | 13.5 | 13.7 | 17.8 | 13.6 | 14.6 | 13.6 | 18.8 | 17.9 | 18.6 | 18.1 | 18.3 | 20.3 | 17.7 | 17.5 | 18.6 | 18.5 | 53.46 | 98.09 | 76.38 | 0.95 | 2.79
2019 | 8 | 9 | 2:00 | 5283 | 13.8 | 12.5 | 18.1 | 12.6 | 14.8 | 13 | 18.8 | 17.9 | 18.6 | 18.1 | 18.3 | 20.3 | 17.7 | 17.5 | 18.6 | 18.5 | 53.46 | 98.09 | 76.38 | 0.95 | 2.79
2019 | 8 | 9 | 3:00 | 5284 | 13.7 | 12.3 | 17.8 | 12.8 | 15.1 | 13.1 | 18.8 | 17.9 | 18.6 | 18.1 | 18.3 | 20.3 | 17.7 | 17.5 | 18.6 | 18.5 | 53.46 | 98.09 | 76.38 | 0.95 | 2.79
2019 | 8 | 9 | 4:00 | 5285 | 14.1 | 13.7 | 16.6 | 14.6 | 15.1 | 13 | 18.8 | 17.9 | 18.6 | 18.1 | 18.3 | 20.3 | 17.7 | 17.5 | 18.6 | 18.5 | 53.46 | 98.09 | 76.38 | 0.95 | 2.79
2019 | 8 | 9 | 5:00 | 5286 | 15 | 14.1 | 16.4 | 15.5 | 16.4 | 14.2 | 18.8 | 17.9 | 18.6 | 18.1 | 18.3 | 20.3 | 17.7 | 17.5 | 18.6 | 18.5 | 53.46 | 98.09 | 76.38 | 0.95 | 2.79
2019 | 8 | 9 | 6:00 | 5287 | 16.5 | 15.8 | 17.7 | 16.6 | 17 | 15.2 | 18.8 | 17.9 | 18.6 | 18.1 | 18.3 | 20.3 | 17.7 | 17.5 | 18.6 | 18.5 | 53.46 | 98.09 | 76.38 | 0.95 | 2.79
2019 | 8 | 9 | 7:00 | 5288 | 18.3 | 17.3 | 17 | 16.3 | 16.4 | 16.7 | 18.8 | 17.9 | 18.6 | 18.1 | 18.3 | 20.3 | 17.7 | 17.5 | 18.6 | 18.5 | 53.46 | 98.09 | 76.38 | 0.95 | 2.79
2019 | 8 | 9 | 8:00 | 5289 | 19.9 | 18.7 | 14.3 | 16.3 | 15.9 | 18.9 | 18.8 | 17.9 | 18.6 | 18.1 | 18.3 | 20.3 | 17.7 | 17.5 | 18.6 | 18.5 | 53.46 | 98.09 | 76.38 | 0.95 | 2.79
2019 | 8 | 9 | 9:00 | 5290 | 21 | 19.5 | 15 | 16.8 | 17.1 | 20.3 | 18.8 | 17.9 | 18.6 | 18.1 | 18.3 | 20.3 | 17.7 | 17.5 | 18.6 | 18.5 | 53.46 | 98.09 | 76.38 | 0.95 | 2.79
2019 | 8 | 9 | 10:00 | 5291 | 22.8 | 20.3 | 18.2 | 16.5 | 19 | 21.7 | 18.8 | 17.9 | 18.6 | 18.1 | 18.3 | 20.3 | 17.7 | 17.5 | 18.6 | 18.5 | 53.46 | 98.09 | 76.38 | 0.95 | 2.79
2019 | 8 | 9 | 11:00 | 5292 | 22.6 | 16.2 | 18.9 | 16.5 | 21.1 | 21.9 | 18.8 | 17.9 | 18.6 | 18.1 | 18.3 | 20.3 | 17.7 | 17.5 | 18.6 | 18.5 | 53.46 | 98.09 | 76.38 | 0.95 | 2.79
2019 | 8 | 9 | 12:00 | 5293 | 17.2 | 14.5 | 19.2 | 17.3 | 20.8 | 20.7 | 19.8 | 17.9 | 18.6 | 18.1 | 18.3 | 20.3 | 17.7 | 17.5 | 18.6 | 18.5 | 53.46 | 98.09 | 76.38 | 0.95 | 2.79
2019 | 8 | 9 | 13:00 | 5294 | 16.1 | 16.5 | 19.9 | 18.9 | 21.5 | 15.9 | 19.8 | 17.9 | 18.6 | 18.1 | 18.3 | 20.3 | 17.7 | 17.5 | 18.6 | 18.5 | 53.46 | 98.09 | 76.38 | 0.95 | 2.79
2019 | 8 | 9 | 14:00 | 5295 | 17.6 | 18.3 | 20.6 | 19.8 | 19.2 | 17.9 | 19.8 | 17.9 | 18.6 | 18.1 | 18.3 | 20.3 | 17.7 | 17.5 | 18.6 | 18.5 | 53.46 | 98.09 | 76.38 | 0.95 | 2.79
2019 | 8 | 9 | 15:00 | 5296 | 18.8 | 18.6 | 20.8 | 19 | 20.8 | 18.8 | 19.8 | 17.9 | 18.6 | 18.1 | 18.3 | 20.3 | 17.7 | 17.5 | 18.6 | 18.5 | 53.46 | 98.09 | 76.38 | 0.95 | 2.79
2019 | 8 | 9 | 16:00 | 5297 | 18.7 | 18.8 | 20.1 | 18.8 | 20.8 | 18.8 | 19.8 | 17.9 | 18.6 | 18.1 | 18.3 | 20.3 | 17.7 | 17.5 | 18.6 | 18.5 | 53.46 | 98.09 | 76.38 | 0.95 | 2.79
2019 | 8 | 9 | 17:00 | 5298 | 19 | 18.4 | 19.5 | 18.9 | 19.2 | 18.2 | 19.8 | 17.9 | 18.6 | 18.1 | 18.3 | 20.3 | 17.7 | 17.5 | 18.6 | 18.5 | 53.46 | 98.09 | 76.38 | 0.95 | 2.79
2019 | 8 | 9 | 18:00 | 5299 | 16.6 | 17.4 | 18.3 | 15.6 | 17.9 | 16.8 | 19.8 | 17.9 | 18.6 | 18.1 | 18.3 | 20.3 | 17.7 | 17.5 | 18.6 | 18.5 | 53.46 | 98.09 | 76.38 | 0.95 | 2.79
2019 | 8 | 9 | 19:00 | 5300 | 15.3 | 16.2 | 17.6 | 13.8 | 15.6 | 15.8 | 19.8 | 17.9 | 18.6 | 18.1 | 18.3 | 20.3 | 17.7 | 17.5 | 18.6 | 18.5 | 53.46 | 98.09 | 76.38 | 0.95 | 2.79
2019 | 8 | 9 | 20:00 | 5301 | 14 | 14.9 | 15.5 | 12.7 | 14.6 | 14.9 | 19.8 | 17.9 | 18.6 | 18.1 | 18.3 | 20.3 | 17.7 | 17.5 | 18.6 | 18.5 | 53.46 | 98.09 | 76.38 | 0.95 | 2.79
2019 | 8 | 9 | 21:00 | 5302 | 14 | 14.3 | 14.9 | 12.2 | 13.6 | 14 | 19.8 | 17.9 | 18.6 | 18.1 | 18.3 | 20.3 | 17.7 | 17.5 | 18.6 | 18.5 | 53.46 | 98.09 | 76.38 | 0.95 | 2.79
2019 | 8 | 9 | 22:00 | 5303 | 13.7 | 14 | 16.1 | 11.6 | 13.3 | 13.2 | 19.8 | 17.9 | 18.6 | 18.1 | 18.3 | 20.3 | 17.7 | 17.5 | 18.6 | 18.5 | 53.46 | 98.09 | 76.38 | 0.95 | 2.79
2019 | 8 | 9 | 23:00 | 5304 | 13.1 | 13.5 | 15.5 | 11.8 | 13.8 | 12.9 | 19.8 | 17.9 | 18.6 | 18.1 | 18.3 | 20.3 | 17.7 | 17.5 | 18.6 | 18.5 | 53.46 | 98.09 | 76.38 | 0.95 | 2.79
2019 | 8 | 10 | 0:00 | 5305 | 12.4 | 12.7 | 14.5 | 11.7 | 13.1 | 12.4 | 19 | 17.5 | 18 | 17.5 | 18.4 | 20.3 | 18.3 | 17 | 18.2 | 18.3 | 51.2 | 96.61 | 78.84 | 0.63 | 3.23
2019 | 8 | 10 | 1:00 | 5306 | 12 | 12.2 | 13.4 | 11.8 | 12.9 | 11.7 | 19 | 17.5 | 18 | 17.5 | 18.4 | 20.3 | 18.3 | 17 | 18.2 | 18.3 | 51.2 | 96.61 | 78.84 | 0.63 | 3.23
2019 | 8 | 10 | 2:00 | 5307 | 13.5 | 12.2 | 13.7 | 12.5 | 13 | 11.1 | 19 | 17.5 | 18 | 17.5 | 18.4 | 20.3 | 18.3 | 17 | 18.2 | 18.3 | 51.2 | 96.61 | 78.84 | 0.63 | 3.23
2019 | 8 | 10 | 3:00 | 5308 | 13.3 | 11.9 | 13.5 | 12.7 | 13.1 | 10 | 19 | 17.5 | 18 | 17.5 | 18.4 | 20.3 | 18.3 | 17 | 18.2 | 18.3 | 51.2 | 96.61 | 78.84 | 0.63 | 3.23
2019 | 8 | 10 | 4:00 | 5309 | 13 | 11.7 | 14.4 | 13.4 | 12.8 | 10.5 | 19 | 17.5 | 18 | 17.5 | 18.4 | 20.3 | 18.3 | 17 | 18.2 | 18.3 | 51.2 | 96.61 | 78.84 | 0.63 | 3.23
2019 | 8 | 10 | 5:00 | 5310 | 13 | 12.6 | 15.1 | 13.6 | 13.2 | 12.5 | 19 | 17.5 | 18 | 17.5 | 18.4 | 20.3 | 18.3 | 17 | 18.2 | 18.3 | 51.2 | 96.61 | 78.84 | 0.63 | 3.23
2019 | 8 | 10 | 6:00 | 5311 | 13.6 | 13.6 | 16.6 | 14.3 | 14.4 | 13.3 | 19 | 17.5 | 18 | 17.5 | 18.4 | 20.3 | 18.3 | 17 | 18.2 | 18.3 | 51.2 | 96.61 | 78.84 | 0.63 | 3.23
2019 | 8 | 10 | 7:00 | 5312 | 14.2 | 14.4 | 17.9 | 15 | 17.3 | 15.4 | 19 | 17.5 | 18 | 17.5 | 18.4 | 20.3 | 18.3 | 17 | 18.2 | 18.3 | 51.2 | 96.61 | 78.84 | 0.63 | 3.23
2019 | 8 | 10 | 8:00 | 5313 | 17 | 16.5 | 18.5 | 16.7 | 19.2 | 18.1 | 19 | 17.5 | 18 | 17.5 | 18.4 | 20.3 | 18.3 | 17 | 18.2 | 18.3 | 51.2 | 96.61 | 78.84 | 0.63 | 3.23
2019 | 8 | 10 | 9:00 | 5314 | 19 | 18.2 | 18.5 | 18.6 | 20.2 | 19.8 | 19 | 17.5 | 18 | 17.5 | 18.4 | 20.3 | 18.3 | 17 | 18.2 | 18.3 | 51.2 | 96.61 | 78.84 | 0.63 | 3.23
2019 | 8 | 10 | 10:00 | 5315 | 19.9 | 19.7 | 19.4 | 19.5 | 20.8 | 21.1 | 19 | 17.5 | 18 | 17.5 | 18.4 | 20.3 | 18.3 | 17 | 18.2 | 18.3 | 51.2 | 96.61 | 78.84 | 0.63 | 3.23
2019 | 8 | 10 | 11:00 | 5316 | 20.2 | 19.7 | 19.6 | 20.1 | 20.3 | 22 | 19 | 17.5 | 18 | 17.5 | 18.4 | 20.3 | 18.3 | 17 | 18.2 | 18.3 | 51.2 | 96.61 | 78.84 | 0.63 | 3.23
2019 | 8 | 10 | 12:00 | 5317 | 20 | 20.2 | 19.1 | 19.8 | 20.3 | 21.5 | 19.8 | 17.5 | 18 | 17.5 | 18.4 | 20.3 | 18.3 | 17 | 18.2 | 18.3 | 51.2 | 96.61 | 78.84 | 0.63 | 3.23
2019 | 8 | 10 | 13:00 | 5318 | 20 | 20.3 | 20.1 | 19.7 | 20.4 | 21.7 | 19.8 | 17.5 | 18 | 17.5 | 18.4 | 20.3 | 18.3 | 17 | 18.2 | 18.3 | 51.2 | 96.61 | 78.84 | 0.63 | 3.23
2019 | 8 | 10 | 14:00 | 5319 | 20.1 | 20.1 | 19.4 | 19.6 | 20.1 | 21.2 | 19.8 | 17.5 | 18 | 17.5 | 18.4 | 20.3 | 18.3 | 17 | 18.2 | 18.3 | 51.2 | 96.61 | 78.84 | 0.63 | 3.23
2019 | 8 | 10 | 15:00 | 5320 | 20.2 | 20.4 | 20 | 19.2 | 20.3 | 21.2 | 19.8 | 17.5 | 18 | 17.5 | 18.4 | 20.3 | 18.3 | 17 | 18.2 | 18.3 | 51.2 | 96.61 | 78.84 | 0.63 | 3.23
2019 | 8 | 10 | 16:00 | 5321 | 20.1 | 20.3 | 17.6 | 19.1 | 20.5 | 20.5 | 19.8 | 17.5 | 18 | 17.5 | 18.4 | 20.3 | 18.3 | 17 | 18.2 | 18.3 | 51.2 | 96.61 | 78.84 | 0.63 | 3.23
2019 | 8 | 10 | 17:00 | 5322 | 19.6 | 19.3 | 17.1 | 17.9 | 19.7 | 19.9 | 19.8 | 17.5 | 18 | 17.5 | 18.4 | 20.3 | 18.3 | 17 | 18.2 | 18.3 | 51.2 | 96.61 | 78.84 | 0.63 | 3.23
2019 | 8 | 10 | 18:00 | 5323 | 19 | 18.6 | 16.8 | 17.2 | 18.5 | 18.9 | 19.8 | 17.5 | 18 | 17.5 | 18.4 | 20.3 | 18.3 | 17 | 18.2 | 18.3 | 51.2 | 96.61 | 78.84 | 0.63 | 3.23
2019 | 8 | 10 | 19:00 | 5324 | 18.8 | 18.5 | 16.8 | 16.8 | 17.4 | 18.3 | 19.8 | 17.5 | 18 | 17.5 | 18.4 | 20.3 | 18.3 | 17 | 18.2 | 18.3 | 51.2 | 96.61 | 78.84 | 0.63 | 3.23
2019 | 8 | 10 | 20:00 | 5325 | 18.7 | 17.9 | 16.9 | 16.2 | 16.1 | 18.1 | 19.8 | 17.5 | 18 | 17.5 | 18.4 | 20.3 | 18.3 | 17 | 18.2 | 18.3 | 51.2 | 96.61 | 78.84 | 0.63 | 3.23
2019 | 8 | 10 | 21:00 | 5326 | 18.5 | 17.7 | 16.9 | 15.8 | 15.2 | 17.9 | 19.8 | 17.5 | 18 | 17.5 | 18.4 | 20.3 | 18.3 | 17 | 18.2 | 18.3 | 51.2 | 96.61 | 78.84 | 0.63 | 3.23
2019 | 8 | 10 | 22:00 | 5327 | 18.4 | 16.8 | 16.9 | 15.8 | 16.2 | 17.2 | 19.8 | 17.5 | 18 | 17.5 | 18.4 | 20.3 | 18.3 | 17 | 18.2 | 18.3 | 51.2 | 96.61 | 78.84 | 0.63 | 3.23
2019 | 8 | 10 | 23:00 | 5328 | 17.8 | 16.5 | 16.5 | 15.9 | 16.3 | 17.1 | 19.8 | 17.5 | 18 | 17.5 | 18.4 | 20.3 | 18.3 | 17 | 18.2 | 18.3 | 51.2 | 96.61 | 78.84 | 0.63 | 3.23
2019 | 8 | 11 | 0:00 | 5329 | 15.8 | 16.1 | 16.3 | 15.9 | 16.4 | 16.1 | 19 | 18.7 | 18.6 | 18 | 18.8 | 20.5 | 19.1 | 17.4 | 19.3 | 18.8 | 52.67 | 96.43 | 76.05 | 0.58 | 3.18
2019 | 8 | 11 | 1:00 | 5330 | 15.9 | 16 | 16.3 | 15.2 | 16.1 | 15.8 | 19 | 18.7 | 18.6 | 18 | 18.8 | 20.5 | 19.1 | 17.4 | 19.3 | 18.8 | 52.67 | 96.43 | 76.05 | 0.58 | 3.18
2019 | 8 | 11 | 2:00 | 5331 | 14.8 | 15.5 | 16.8 | 15 | 15.8 | 15.3 | 19 | 18.7 | 18.6 | 18 | 18.8 | 20.5 | 19.1 | 17.4 | 19.3 | 18.8 | 52.67 | 96.43 | 76.05 | 0.58 | 3.18
2019 | 8 | 11 | 3:00 | 5332 | 14.8 | 15.5 | 18.9 | 15.2 | 15.5 | 14.7 | 19 | 18.7 | 18.6 | 18 | 18.8 | 20.5 | 19.1 | 17.4 | 19.3 | 18.8 | 52.67 | 96.43 | 76.05 | 0.58 | 3.18
2019 | 8 | 11 | 4:00 | 5333 | 14.9 | 15.7 | 18.5 | 15.5 | 15.6 | 15.2 | 19 | 18.7 | 18.6 | 18 | 18.8 | 20.5 | 19.1 | 17.4 | 19.3 | 18.8 | 52.67 | 96.43 | 76.05 | 0.58 | 3.18
2019 | 8 | 11 | 5:00 | 5334 | 15.9 | 16.5 | 19.5 | 16.6 | 16.7 | 16 | 19 | 18.7 | 18.6 | 18 | 18.8 | 20.5 | 19.1 | 17.4 | 19.3 | 18.8 | 52.67 | 96.43 | 76.05 | 0.58 | 3.18
2019 | 8 | 11 | 6:00 | 5335 | 17.1 | 17.1 | 19.9 | 17.9 | 17.7 | 17.5 | 19 | 18.7 | 18.6 | 18 | 18.8 | 20.5 | 19.1 | 17.4 | 19.3 | 18.8 | 52.67 | 96.43 | 76.05 | 0.58 | 3.18
2019 | 8 | 11 | 7:00 | 5336 | 18.4 | 19.9 | 21 | 20.1 | 19.7 | 18.4 | 19 | 18.7 | 18.6 | 18 | 18.8 | 20.5 | 19.1 | 17.4 | 19.3 | 18.8 | 52.67 | 96.43 | 76.05 | 0.58 | 3.18
2019 | 8 | 11 | 8:00 | 5337 | 21.3 | 21.7 | 21.3 | 21.5 | 21.2 | 19.9 | 19 | 18.7 | 18.6 | 18 | 18.8 | 20.5 | 19.1 | 17.4 | 19.3 | 18.8 | 52.67 | 96.43 | 76.05 | 0.58 | 3.18
2019 | 8 | 11 | 9:00 | 5338 | 23.7 | 22.9 | 21.8 | 22.1 | 21.5 | 22.1 | 19 | 18.7 | 18.6 | 18 | 18.8 | 20.5 | 19.1 | 17.4 | 19.3 | 18.8 | 52.67 | 96.43 | 76.05 | 0.58 | 3.18
2019 | 8 | 11 | 10:00 | 5339 | 24.9 | 23.9 | 22.5 | 22.8 | 23.4 | 23.8 | 19 | 18.7 | 18.6 | 18 | 18.8 | 20.5 | 19.1 | 17.4 | 19.3 | 18.8 | 52.67 | 96.43 | 76.05 | 0.58 | 3.18
2019 | 8 | 11 | 11:00 | 5340 | 25.5 | 24.7 | 23 | 23.1 | 23.9 | 24.6 | 19 | 18.7 | 18.6 | 18 | 18.8 | 20.5 | 19.1 | 17.4 | 19.3 | 18.8 | 52.67 | 96.43 | 76.05 | 0.58 | 3.18
2019 | 8 | 11 | 12:00 | 5341 | 25.7 | 23.7 | 22.9 | 23.4 | 24.5 | 25 | 21.4 | 18.7 | 18.6 | 18 | 18.8 | 20.5 | 19.1 | 17.4 | 19.3 | 18.8 | 52.67 | 96.43 | 76.05 | 0.58 | 3.18
2019 | 8 | 11 | 13:00 | 5342 | 25.4 | 24.3 | 22.3 | 22.9 | 24.3 | 25.7 | 21.4 | 18.7 | 18.6 | 18 | 18.8 | 20.5 | 19.1 | 17.4 | 19.3 | 18.8 | 52.67 | 96.43 | 76.05 | 0.58 | 3.18
2019 | 8 | 11 | 14:00 | 5343 | 25.4 | 24.8 | 22.5 | 22.7 | 24.7 | 24 | 21.4 | 18.7 | 18.6 | 18 | 18.8 | 20.5 | 19.1 | 17.4 | 19.3 | 18.8 | 52.67 | 96.43 | 76.05 | 0.58 | 3.18
2019 | 8 | 11 | 15:00 | 5344 | 24.8 | 24.4 | 22.7 | 22.2 | 24 | 24.5 | 21.4 | 18.7 | 18.6 | 18 | 18.8 | 20.5 | 19.1 | 17.4 | 19.3 | 18.8 | 52.67 | 96.43 | 76.05 | 0.58 | 3.18
2019 | 8 | 11 | 16:00 | 5345 | 24.6 | 23.9 | 21.5 | 21.8 | 23.5 | 23.8 | 21.4 | 18.7 | 18.6 | 18 | 18.8 | 20.5 | 19.1 | 17.4 | 19.3 | 18.8 | 52.67 | 96.43 | 76.05 | 0.58 | 3.18
2019 | 8 | 11 | 17:00 | 5346 | 23.7 | 23.3 | 20.5 | 20.6 | 22 | 23.1 | 21.4 | 18.7 | 18.6 | 18 | 18.8 | 20.5 | 19.1 | 17.4 | 19.3 | 18.8 | 52.67 | 96.43 | 76.05 | 0.58 | 3.18
2019 | 8 | 11 | 18:00 | 5347 | 19.7 | 19.6 | 19.1 | 18.8 | 20.3 | 21 | 21.4 | 18.7 | 18.6 | 18 | 18.8 | 20.5 | 19.1 | 17.4 | 19.3 | 18.8 | 52.67 | 96.43 | 76.05 | 0.58 | 3.18
2019 | 8 | 11 | 19:00 | 5348 | 16.9 | 16.5 | 18 | 16.4 | 19 | 18.3 | 21.4 | 18.7 | 18.6 | 18 | 18.8 | 20.5 | 19.1 | 17.4 | 19.3 | 18.8 | 52.67 | 96.43 | 76.05 | 0.58 | 3.18
2019 | 8 | 11 | 20:00 | 5349 | 15.7 | 15.3 | 16.1 | 15.1 | 17.1 | 16.4 | 21.4 | 18.7 | 18.6 | 18 | 18.8 | 20.5 | 19.1 | 17.4 | 19.3 | 18.8 | 52.67 | 96.43 | 76.05 | 0.58 | 3.18
2019 | 8 | 11 | 21:00 | 5350 | 13.5 | 14.9 | 16.3 | 14.1 | 16.3 | 15 | 21.4 | 18.7 | 18.6 | 18 | 18.8 | 20.5 | 19.1 | 17.4 | 19.3 | 18.8 | 52.67 | 96.43 | 76.05 | 0.58 | 3.18
2019 | 8 | 11 | 22:00 | 5351 | 13.1 | 14 | 16.4 | 14.4 | 15.3 | 14.8 | 21.4 | 18.7 | 18.6 | 18 | 18.8 | 20.5 | 19.1 | 17.4 | 19.3 | 18.8 | 52.67 | 96.43 | 76.05 | 0.58 | 3.18
2019 | 8 | 11 | 23:00 | 5352 | 13.4 | 13.9 | 17 | 13.7 | 15.6 | 14.4 | 21.4 | 18.7 | 18.6 | 18 | 18.8 | 20.5 | 19.1 | 17.4 | 19.3 | 18.8 | 52.67 | 96.43 | 76.05 | 0.58 | 3.18
2019 | 8 | 12 | 0:00 | 5353 | 13.6 | 13.4 | 16.8 | 12.9 | 15.8 | 14.3 | 19.2 | 19.3 | 18.8 | 18 | 19.4 | 21 | 19.2 | 17.6 | 19 | 19.1 | 50.98 | 95.47 | 75.07 | 0.56 | 2.65
2019 | 8 | 12 | 1:00 | 5354 | 13.8 | 13.3 | 16.9 | 13.2 | 15.9 | 13.6 | 19.2 | 19.3 | 18.8 | 18 | 19.4 | 21 | 19.2 | 17.6 | 19 | 19.1 | 50.98 | 95.47 | 75.07 | 0.56 | 2.65
2019 | 8 | 12 | 2:00 | 5355 | 14.1 | 12.8 | 17.1 | 12.6 | 16 | 13.3 | 19.2 | 19.3 | 18.8 | 18 | 19.4 | 21 | 19.2 | 17.6 | 19 | 19.1 | 50.98 | 95.47 | 75.07 | 0.56 | 2.65
2019 | 8 | 12 | 3:00 | 5356 | 15.1 | 12.9 | 16.9 | 13.3 | 15.8 | 13.1 | 19.2 | 19.3 | 18.8 | 18 | 19.4 | 21 | 19.2 | 17.6 | 19 | 19.1 | 50.98 | 95.47 | 75.07 | 0.56 | 2.65
2019 | 8 | 12 | 4:00 | 5357 | 16.8 | 14.3 | 16.9 | 13.2 | 16.2 | 13.8 | 19.2 | 19.3 | 18.8 | 18 | 19.4 | 21 | 19.2 | 17.6 | 19 | 19.1 | 50.98 | 95.47 | 75.07 | 0.56 | 2.65
2019 | 8 | 12 | 5:00 | 5358 | 17.8 | 16.2 | 16.9 | 15.3 | 17.1 | 15.9 | 19.2 | 19.3 | 18.8 | 18 | 19.4 | 21 | 19.2 | 17.6 | 19 | 19.1 | 50.98 | 95.47 | 75.07 | 0.56 | 2.65
2019 | 8 | 12 | 6:00 | 5359 | 19.7 | 19.5 | 18.6 | 17.3 | 18.7 | 17.5 | 19.2 | 19.3 | 18.8 | 18 | 19.4 | 21 | 19.2 | 17.6 | 19 | 19.1 | 50.98 | 95.47 | 75.07 | 0.56 | 2.65
2019 | 8 | 12 | 7:00 | 5360 | 21.2 | 21.5 | 21.7 | 19.9 | 20.5 | 20.8 | 19.2 | 19.3 | 18.8 | 18 | 19.4 | 21 | 19.2 | 17.6 | 19 | 19.1 | 50.98 | 95.47 | 75.07 | 0.56 | 2.65
2019 | 8 | 12 | 8:00 | 5361 | 23.4 | 22 | 23.2 | 22.6 | 22.2 | 22.7 | 19.2 | 19.3 | 18.8 | 18 | 19.4 | 21 | 19.2 | 17.6 | 19 | 19.1 | 50.98 | 95.47 | 75.07 | 0.56 | 2.65
2019 | 8 | 12 | 9:00 | 5362 | 24.9 | 23.2 | 22.9 | 26 | 23.9 | 23.5 | 19.2 | 19.3 | 18.8 | 18 | 19.4 | 21 | 19.2 | 17.6 | 19 | 19.1 | 50.98 | 95.47 | 75.07 | 0.56 | 2.65
2019 | 8 | 12 | 10:00 | 5363 | 25.7 | 24.7 | 23 | 25.4 | 24.1 | 24.5 | 19.2 | 19.3 | 18.8 | 18 | 19.4 | 21 | 19.2 | 17.6 | 19 | 19.1 | 50.98 | 95.47 | 75.07 | 0.56 | 2.65
2019 | 8 | 12 | 11:00 | 5364 | 27.1 | 26.4 | 22.2 | 25.3 | 26 | 25.1 | 19.2 | 19.3 | 18.8 | 18 | 19.4 | 21 | 19.2 | 17.6 | 19 | 19.1 | 50.98 | 95.47 | 75.07 | 0.56 | 2.65
2019 | 8 | 12 | 12:00 | 5365 | 27.5 | 27.8 | 22.3 | 22.8 | 26.6 | 25.4 | 20.8 | 19.3 | 18.8 | 18 | 19.4 | 21 | 19.2 | 17.6 | 19 | 19.1 | 50.98 | 95.47 | 75.07 | 0.56 | 2.65
2019 | 8 | 12 | 13:00 | 5366 | 28.6 | 28.6 | 21 | 22.4 | 26.7 | 26.6 | 20.8 | 19.3 | 18.8 | 18 | 19.4 | 21 | 19.2 | 17.6 | 19 | 19.1 | 50.98 | 95.47 | 75.07 | 0.56 | 2.65
2019 | 8 | 12 | 14:00 | 5367 | 27.8 | 26.7 | 21.5 | 21.3 | 25.9 | 26.7 | 20.8 | 19.3 | 18.8 | 18 | 19.4 | 21 | 19.2 | 17.6 | 19 | 19.1 | 50.98 | 95.47 | 75.07 | 0.56 | 2.65
2019 | 8 | 12 | 15:00 | 5368 | 28.3 | 27.2 | 20.6 | 23.7 | 25.8 | 26.8 | 20.8 | 19.3 | 18.8 | 18 | 19.4 | 21 | 19.2 | 17.6 | 19 | 19.1 | 50.98 | 95.47 | 75.07 | 0.56 | 2.65
2019 | 8 | 12 | 16:00 | 5369 | 27.5 | 26.3 | 20.1 | 23.4 | 25.8 | 26.6 | 20.8 | 19.3 | 18.8 | 18 | 19.4 | 21 | 19.2 | 17.6 | 19 | 19.1 | 50.98 | 95.47 | 75.07 | 0.56 | 2.65
2019 | 8 | 12 | 17:00 | 5370 | 26.5 | 25.3 | 19.7 | 21.4 | 24.6 | 26.3 | 20.8 | 19.3 | 18.8 | 18 | 19.4 | 21 | 19.2 | 17.6 | 19 | 19.1 | 50.98 | 95.47 | 75.07 | 0.56 | 2.65
2019 | 8 | 12 | 18:00 | 5371 | 22.9 | 22.8 | 19 | 20 | 20.7 | 24.2 | 20.8 | 19.3 | 18.8 | 18 | 19.4 | 21 | 19.2 | 17.6 | 19 | 19.1 | 50.98 | 95.47 | 75.07 | 0.56 | 2.65
2019 | 8 | 12 | 19:00 | 5372 | 20.3 | 21.6 | 18.6 | 18.5 | 19.6 | 22.4 | 20.8 | 19.3 | 18.8 | 18 | 19.4 | 21 | 19.2 | 17.6 | 19 | 19.1 | 50.98 | 95.47 | 75.07 | 0.56 | 2.65
2019 | 8 | 12 | 20:00 | 5373 | 20 | 20.7 | 18.5 | 17.3 | 19.2 | 21.6 | 20.8 | 19.3 | 18.8 | 18 | 19.4 | 21 | 19.2 | 17.6 | 19 | 19.1 | 50.98 | 95.47 | 75.07 | 0.56 | 2.65
2019 | 8 | 12 | 21:00 | 5374 | 19.9 | 21.5 | 18.4 | 15.4 | 18.9 | 21.3 | 20.8 | 19.3 | 18.8 | 18 | 19.4 | 21 | 19.2 | 17.6 | 19 | 19.1 | 50.98 | 95.47 | 75.07 | 0.56 | 2.65
2019 | 8 | 12 | 22:00 | 5375 | 21.2 | 20.9 | 18.3 | 14.9 | 18.1 | 21 | 20.8 | 19.3 | 18.8 | 18 | 19.4 | 21 | 19.2 | 17.6 | 19 | 19.1 | 50.98 | 95.47 | 75.07 | 0.56 | 2.65
2019 | 8 | 12 | 23:00 | 5376 | 20 | 19.7 | 16.8 | 15.1 | 17 | 20.6 | 20.8 | 19.3 | 18.8 | 18 | 19.4 | 21 | 19.2 | 17.6 | 19 | 19.1 | 50.98 | 95.47 | 75.07 | 0.56 | 2.65
2019 | 8 | 13 | 0:00 | 5377 | 19 | 18.9 | 15.8 | 14.9 | 16.6 | 20 | 20.2 | 19.7 | 19.1 | 18.1 | 20.4 | 21.4 | 19.4 | 18 | 20 | 18.9 | 52.24 | 95.85 | 74.58 | 0.54 | 3.32
2019 | 8 | 13 | 1:00 | 5378 | 18.5 | 18.4 | 14.9 | 15.3 | 16.5 | 19.2 | 20.2 | 19.7 | 19.1 | 18.1 | 20.4 | 21.4 | 19.4 | 18 | 20 | 18.9 | 52.24 | 95.85 | 74.58 | 0.54 | 3.32
2019 | 8 | 13 | 2:00 | 5379 | 18 | 18 | 14.2 | 15 | 16.1 | 19 | 20.2 | 19.7 | 19.1 | 18.1 | 20.4 | 21.4 | 19.4 | 18 | 20 | 18.9 | 52.24 | 95.85 | 74.58 | 0.54 | 3.32
2019 | 8 | 13 | 3:00 | 5380 | 17.7 | 17.4 | 14.8 | 14.4 | 16.1 | 18.7 | 20.2 | 19.7 | 19.1 | 18.1 | 20.4 | 21.4 | 19.4 | 18 | 20 | 18.9 | 52.24 | 95.85 | 74.58 | 0.54 | 3.32
2019 | 8 | 13 | 4:00 | 5381 | 17.4 | 17.4 | 17.7 | 15.1 | 16 | 18.7 | 20.2 | 19.7 | 19.1 | 18.1 | 20.4 | 21.4 | 19.4 | 18 | 20 | 18.9 | 52.24 | 95.85 | 74.58 | 0.54 | 3.32
2019 | 8 | 13 | 5:00 | 5382 | 17.2 | 18 | 18.3 | 15.6 | 16.2 | 18.4 | 20.2 | 19.7 | 19.1 | 18.1 | 20.4 | 21.4 | 19.4 | 18 | 20 | 18.9 | 52.24 | 95.85 | 74.58 | 0.54 | 3.32
2019 | 8 | 13 | 6:00 | 5383 | 17.8 | 18.1 | 19.1 | 16.3 | 16.8 | 18.6 | 20.2 | 19.7 | 19.1 | 18.1 | 20.4 | 21.4 | 19.4 | 18 | 20 | 18.9 | 52.24 | 95.85 | 74.58 | 0.54 | 3.32
2019 | 8 | 13 | 7:00 | 5384 | 18.7 | 17.6 | 19.3 | 17.7 | 17.6 | 18.7 | 20.2 | 19.7 | 19.1 | 18.1 | 20.4 | 21.4 | 19.4 | 18 | 20 | 18.9 | 52.24 | 95.85 | 74.58 | 0.54 | 3.32
2019 | 8 | 13 | 8:00 | 5385 | 18.9 | 18.6 | 20.2 | 18.8 | 19 | 18.8 | 20.2 | 19.7 | 19.1 | 18.1 | 20.4 | 21.4 | 19.4 | 18 | 20 | 18.9 | 52.24 | 95.85 | 74.58 | 0.54 | 3.32
2019 | 8 | 13 | 9:00 | 5386 | 19.7 | 19.1 | 20.5 | 19.9 | 20.2 | 18.2 | 20.2 | 19.7 | 19.1 | 18.1 | 20.4 | 21.4 | 19.4 | 18 | 20 | 18.9 | 52.24 | 95.85 | 74.58 | 0.54 | 3.32
2019 | 8 | 13 | 10:00 | 5387 | 21.3 | 20.6 | 20.8 | 21.3 | 21.5 | 19.1 | 20.2 | 19.7 | 19.1 | 18.1 | 20.4 | 21.4 | 19.4 | 18 | 20 | 18.9 | 52.24 | 95.85 | 74.58 | 0.54 | 3.32
2019 | 8 | 13 | 11:00 | 5388 | 21.8 | 21.5 | 22.3 | 22.7 | 21.5 | 19.6 | 20.2 | 19.7 | 19.1 | 18.1 | 20.4 | 21.4 | 19.4 | 18 | 20 | 18.9 | 52.24 | 95.85 | 74.58 | 0.54 | 3.32
2019 | 8 | 13 | 12:00 | 5389 | 22.7 | 22.1 | 22.5 | 22.9 | 22.2 | 19.8 | 21.6 | 19.7 | 19.1 | 18.1 | 20.4 | 21.4 | 19.4 | 18 | 20 | 18.9 | 52.24 | 95.85 | 74.58 | 0.54 | 3.32
2019 | 8 | 13 | 13:00 | 5390 | 23.8 | 23.7 | 22.6 | 22.6 | 20.7 | 21.6 | 21.6 | 19.7 | 19.1 | 18.1 | 20.4 | 21.4 | 19.4 | 18 | 20 | 18.9 | 52.24 | 95.85 | 74.58 | 0.54 | 3.32
2019 | 8 | 13 | 14:00 | 5391 | 23.1 | 22.8 | 22 | 21.9 | 20.5 | 22.3 | 21.6 | 19.7 | 19.1 | 18.1 | 20.4 | 21.4 | 19.4 | 18 | 20 | 18.9 | 52.24 | 95.85 | 74.58 | 0.54 | 3.32
2019 | 8 | 13 | 15:00 | 5392 | 23 | 21.6 | 20.2 | 21.7 | 22.1 | 22.3 | 21.6 | 19.7 | 19.1 | 18.1 | 20.4 | 21.4 | 19.4 | 18 | 20 | 18.9 | 52.24 | 95.85 | 74.58 | 0.54 | 3.32
2019 | 8 | 13 | 16:00 | 5393 | 22 | 21.9 | 19.5 | 21.6 | 22.1 | 22.5 | 21.6 | 19.7 | 19.1 | 18.1 | 20.4 | 21.4 | 19.4 | 18 | 20 | 18.9 | 52.24 | 95.85 | 74.58 | 0.54 | 3.32
2019 | 8 | 13 | 17:00 | 5394 | 21.8 | 21.1 | 19.2 | 20.1 | 21.3 | 21.4 | 21.6 | 19.7 | 19.1 | 18.1 | 20.4 | 21.4 | 19.4 | 18 | 20 | 18.9 | 52.24 | 95.85 | 74.58 | 0.54 | 3.32
2019 | 8 | 13 | 18:00 | 5395 | 19.7 | 18.8 | 19 | 18.9 | 19.4 | 19.8 | 21.6 | 19.7 | 19.1 | 18.1 | 20.4 | 21.4 | 19.4 | 18 | 20 | 18.9 | 52.24 | 95.85 | 74.58 | 0.54 | 3.32
2019 | 8 | 13 | 19:00 | 5396 | 16.8 | 17.6 | 18.4 | 17.8 | 18.7 | 18.2 | 21.6 | 19.7 | 19.1 | 18.1 | 20.4 | 21.4 | 19.4 | 18 | 20 | 18.9 | 52.24 | 95.85 | 74.58 | 0.54 | 3.32
2019 | 8 | 13 | 20:00 | 5397 | 15.6 | 15.7 | 18.1 | 16.8 | 18.3 | 16 | 21.6 | 19.7 | 19.1 | 18.1 | 20.4 | 21.4 | 19.4 | 18 | 20 | 18.9 | 52.24 | 95.85 | 74.58 | 0.54 | 3.32
2019 | 8 | 13 | 21:00 | 5398 | 13.6 | 16.8 | 18 | 15.6 | 17.1 | 14.9 | 21.6 | 19.7 | 19.1 | 18.1 | 20.4 | 21.4 | 19.4 | 18 | 20 | 18.9 | 52.24 | 95.85 | 74.58 | 0.54 | 3.32
2019 | 8 | 13 | 22:00 | 5399 | 14 | 16.4 | 18.2 | 14.8 | 16.3 | 13.8 | 21.6 | 19.7 | 19.1 | 18.1 | 20.4 | 21.4 | 19.4 | 18 | 20 | 18.9 | 52.24 | 95.85 | 74.58 | 0.54 | 3.32
2019 | 8 | 13 | 23:00 | 5400 | 13.2 | 14.8 | 18.3 | 14.6 | 15.2 | 13.5 | 21.6 | 19.7 | 19.1 | 18.1 | 20.4 | 21.4 | 19.4 | 18 | 20 | 18.9 | 52.24 | 95.85 | 74.58 | 0.54 | 3.32
2019 | 8 | 14 | 0:00 | 5401 | 12.8 | 13.5 | 18.3 | 14 | 14.7 | 13.2 | 19.8 | 18.9 | 19.1 | 18.2 | 21.1 | 19.7 | 15.9 | 17.7 | 18.9 | 18.3 | 52.79 | 95.5 | 74.2 | 0.51 | 4.05
2019 | 8 | 14 | 1:00 | 5402 | 12.6 | 12.3 | 18 | 13.5 | 14.5 | 13 | 19.8 | 18.9 | 19.1 | 18.2 | 21.1 | 19.7 | 15.9 | 17.7 | 18.9 | 18.3 | 52.79 | 95.5 | 74.2 | 0.51 | 4.05
2019 | 8 | 14 | 2:00 | 5403 | 12.4 | 12.5 | 16.4 | 13.1 | 13.7 | 12.7 | 19.8 | 18.9 | 19.1 | 18.2 | 21.1 | 19.7 | 15.9 | 17.7 | 18.9 | 18.3 | 52.79 | 95.5 | 74.2 | 0.51 | 4.05
2019 | 8 | 14 | 3:00 | 5404 | 11.8 | 12.3 | 16.5 | 13.2 | 13.9 | 12.7 | 19.8 | 18.9 | 19.1 | 18.2 | 21.1 | 19.7 | 15.9 | 17.7 | 18.9 | 18.3 | 52.79 | 95.5 | 74.2 | 0.51 | 4.05
2019 | 8 | 14 | 4:00 | 5405 | 12 | 12 | 16.4 | 13.5 | 14 | 13.2 | 19.8 | 18.9 | 19.1 | 18.2 | 21.1 | 19.7 | 15.9 | 17.7 | 18.9 | 18.3 | 52.79 | 95.5 | 74.2 | 0.51 | 4.05
2019 | 8 | 14 | 5:00 | 5406 | 13 | 14.3 | 16.4 | 14.8 | 14.9 | 14.4 | 19.8 | 18.9 | 19.1 | 18.2 | 21.1 | 19.7 | 15.9 | 17.7 | 18.9 | 18.3 | 52.79 | 95.5 | 74.2 | 0.51 | 4.05
2019 | 8 | 14 | 6:00 | 5407 | 14.8 | 16.2 | 17.4 | 15.5 | 15.7 | 15.4 | 19.8 | 18.9 | 19.1 | 18.2 | 21.1 | 19.7 | 15.9 | 17.7 | 18.9 | 18.3 | 52.79 | 95.5 | 74.2 | 0.51 | 4.05
2019 | 8 | 14 | 7:00 | 5408 | 15.9 | 17 | 17.9 | 16.7 | 17.3 | 15.8 | 19.8 | 18.9 | 19.1 | 18.2 | 21.1 | 19.7 | 15.9 | 17.7 | 18.9 | 18.3 | 52.79 | 95.5 | 74.2 | 0.51 | 4.05
2019 | 8 | 14 | 8:00 | 5409 | 17 | 16.5 | 18.5 | 17.3 | 18.4 | 16.1 | 19.8 | 18.9 | 19.1 | 18.2 | 21.1 | 19.7 | 15.9 | 17.7 | 18.9 | 18.3 | 52.79 | 95.5 | 74.2 | 0.51 | 4.05
2019 | 8 | 14 | 9:00 | 5410 | 18.6 | 16.6 | 18.1 | 18.3 | 19.1 | 16.7 | 19.8 | 18.9 | 19.1 | 18.2 | 21.1 | 19.7 | 15.9 | 17.7 | 18.9 | 18.3 | 52.79 | 95.5 | 74.2 | 0.51 | 4.05
2019 | 8 | 14 | 10:00 | 5411 | 18.9 | 15.8 | 17.3 | 18.9 | 19.4 | 17.2 | 19.8 | 18.9 | 19.1 | 18.2 | 21.1 | 19.7 | 15.9 | 17.7 | 18.9 | 18.3 | 52.79 | 95.5 | 74.2 | 0.51 | 4.05
2019 | 8 | 14 | 11:00 | 5412 | 18.3 | 16.6 | 18.9 | 18.9 | 18.7 | 17.6 | 19.8 | 18.9 | 19.1 | 18.2 | 21.1 | 19.7 | 15.9 | 17.7 | 18.9 | 18.3 | 52.79 | 95.5 | 74.2 | 0.51 | 4.05
2019 | 8 | 14 | 12:00 | 5413 | 17.3 | 16.4 | 19 | 19.1 | 19 | 15.9 | 20.8 | 18.9 | 19.1 | 18.2 | 21.1 | 19.7 | 15.9 | 17.7 | 18.9 | 18.3 | 52.79 | 95.5 | 74.2 | 0.51 | 4.05
2019 | 8 | 14 | 13:00 | 5414 | 16.7 | 17.1 | 18.5 | 19 | 14.8 | 15.2 | 20.8 | 18.9 | 19.1 | 18.2 | 21.1 | 19.7 | 15.9 | 17.7 | 18.9 | 18.3 | 52.79 | 95.5 | 74.2 | 0.51 | 4.05
2019 | 8 | 14 | 14:00 | 5415 | 15.9 | 17.3 | 18.4 | 19.2 | 15.6 | 14.7 | 20.8 | 18.9 | 19.1 | 18.2 | 21.1 | 19.7 | 15.9 | 17.7 | 18.9 | 18.3 | 52.79 | 95.5 | 74.2 | 0.51 | 4.05
2019 | 8 | 14 | 15:00 | 5416 | 15.4 | 17.2 | 19.6 | 18.2 | 16 | 14.1 | 20.8 | 18.9 | 19.1 | 18.2 | 21.1 | 19.7 | 15.9 | 17.7 | 18.9 | 18.3 | 52.79 | 95.5 | 74.2 | 0.51 | 4.05
2019 | 8 | 14 | 16:00 | 5417 | 15.3 | 16.8 | 17.8 | 15.8 | 16.8 | 13.9 | 20.8 | 18.9 | 19.1 | 18.2 | 21.1 | 19.7 | 15.9 | 17.7 | 18.9 | 18.3 | 52.79 | 95.5 | 74.2 | 0.51 | 4.05
2019 | 8 | 14 | 17:00 | 5418 | 15.3 | 16.4 | 17.7 | 15.2 | 17.2 | 13.8 | 20.8 | 18.9 | 19.1 | 18.2 | 21.1 | 19.7 | 15.9 | 17.7 | 18.9 | 18.3 | 52.79 | 95.5 | 74.2 | 0.51 | 4.05
2019 | 8 | 14 | 18:00 | 5419 | 15.1 | 15.7 | 16.9 | 13.9 | 14.6 | 13.6 | 20.8 | 18.9 | 19.1 | 18.2 | 21.1 | 19.7 | 15.9 | 17.7 | 18.9 | 18.3 | 52.79 | 95.5 | 74.2 | 0.51 | 4.05
2019 | 8 | 14 | 19:00 | 5420 | 13.9 | 14.5 | 16.7 | 12.2 | 13.6 | 13.3 | 20.8 | 18.9 | 19.1 | 18.2 | 21.1 | 19.7 | 15.9 | 17.7 | 18.9 | 18.3 | 52.79 | 95.5 | 74.2 | 0.51 | 4.05
2019 | 8 | 14 | 20:00 | 5421 | 13.1 | 13.3 | 16.8 | 10.6 | 12.7 | 13.2 | 20.8 | 18.9 | 19.1 | 18.2 | 21.1 | 19.7 | 15.9 | 17.7 | 18.9 | 18.3 | 52.79 | 95.5 | 74.2 | 0.51 | 4.05
2019 | 8 | 14 | 21:00 | 5422 | 11.6 | 12.5 | 15.4 | 10.4 | 11.9 | 12.6 | 20.8 | 18.9 | 19.1 | 18.2 | 21.1 | 19.7 | 15.9 | 17.7 | 18.9 | 18.3 | 52.79 | 95.5 | 74.2 | 0.51 | 4.05
2019 | 8 | 14 | 22:00 | 5423 | 11.3 | 11.7 | 16.6 | 10.3 | 11.8 | 12.2 | 20.8 | 18.9 | 19.1 | 18.2 | 21.1 | 19.7 | 15.9 | 17.7 | 18.9 | 18.3 | 52.79 | 95.5 | 74.2 | 0.51 | 4.05
2019 | 8 | 14 | 23:00 | 5424 | 10.5 | 10.8 | 16.5 | 10.3 | 11.4 | 12.1 | 20.8 | 18.9 | 19.1 | 18.2 | 21.1 | 19.7 | 15.9 | 17.7 | 18.9 | 18.3 | 52.79 | 95.5 | 74.2 | 0.51 | 4.05
2019 | 8 | 15 | 0:00 | 5425 | 9.4 | 10.6 | 17 | 9.9 | 11.6 | 11.2 | 19.2 | 18.7 | 18.9 | 17.7 | 20.3 | 19.5 | 16.7 | 17.3 | 18 | 18.6 | 54.51 | 95.45 | 74.51 | 0.5 | 3.14
2019 | 8 | 15 | 1:00 | 5426 | 8.1 | 9.8 | 17 | 9.1 | 11.3 | 10.8 | 19.2 | 18.7 | 18.9 | 17.7 | 20.3 | 19.5 | 16.7 | 17.3 | 18 | 18.6 | 54.51 | 95.45 | 74.51 | 0.5 | 3.14
2019 | 8 | 15 | 2:00 | 5427 | 7.5 | 9.8 | 17.4 | 10 | 11.1 | 10.4 | 19.2 | 18.7 | 18.9 | 17.7 | 20.3 | 19.5 | 16.7 | 17.3 | 18 | 18.6 | 54.51 | 95.45 | 74.51 | 0.5 | 3.14
2019 | 8 | 15 | 3:00 | 5428 | 7 | 9.9 | 17.4 | 10.2 | 10.7 | 9.9 | 19.2 | 18.7 | 18.9 | 17.7 | 20.3 | 19.5 | 16.7 | 17.3 | 18 | 18.6 | 54.51 | 95.45 | 74.51 | 0.5 | 3.14
2019 | 8 | 15 | 4:00 | 5429 | 6.8 | 10.4 | 17.3 | 10.8 | 10.8 | 9.5 | 19.2 | 18.7 | 18.9 | 17.7 | 20.3 | 19.5 | 16.7 | 17.3 | 18 | 18.6 | 54.51 | 95.45 | 74.51 | 0.5 | 3.14
2019 | 8 | 15 | 5:00 | 5430 | 11 | 12.4 | 17.8 | 12 | 13.6 | 11.6 | 19.2 | 18.7 | 18.9 | 17.7 | 20.3 | 19.5 | 16.7 | 17.3 | 18 | 18.6 | 54.51 | 95.45 | 74.51 | 0.5 | 3.14
2019 | 8 | 15 | 6:00 | 5431 | 15 | 14.2 | 17.9 | 15 | 15 | 13.5 | 19.2 | 18.7 | 18.9 | 17.7 | 20.3 | 19.5 | 16.7 | 17.3 | 18 | 18.6 | 54.51 | 95.45 | 74.51 | 0.5 | 3.14
2019 | 8 | 15 | 7:00 | 5432 | 16.5 | 16.3 | 18.7 | 17.1 | 16.7 | 15.4 | 19.2 | 18.7 | 18.9 | 17.7 | 20.3 | 19.5 | 16.7 | 17.3 | 18 | 18.6 | 54.51 | 95.45 | 74.51 | 0.5 | 3.14
2019 | 8 | 15 | 8:00 | 5433 | 18.5 | 17.2 | 18.7 | 17.9 | 17.5 | 16.2 | 19.2 | 18.7 | 18.9 | 17.7 | 20.3 | 19.5 | 16.7 | 17.3 | 18 | 18.6 | 54.51 | 95.45 | 74.51 | 0.5 | 3.14
2019 | 8 | 15 | 9:00 | 5434 | 18.9 | 18.7 | 19.3 | 18.1 | 18.3 | 18.2 | 19.2 | 18.7 | 18.9 | 17.7 | 20.3 | 19.5 | 16.7 | 17.3 | 18 | 18.6 | 54.51 | 95.45 | 74.51 | 0.5 | 3.14
2019 | 8 | 15 | 10:00 | 5435 | 19.9 | 20.5 | 20 | 18.1 | 18.8 | 18.4 | 19.2 | 18.7 | 18.9 | 17.7 | 20.3 | 19.5 | 16.7 | 17.3 | 18 | 18.6 | 54.51 | 95.45 | 74.51 | 0.5 | 3.14
2019 | 8 | 15 | 11:00 | 5436 | 20.6 | 21.1 | 20.2 | 20.1 | 19 | 19.4 | 19.2 | 18.7 | 18.9 | 17.7 | 20.3 | 19.5 | 16.7 | 17.3 | 18 | 18.6 | 54.51 | 95.45 | 74.51 | 0.5 | 3.14
2019 | 8 | 15 | 12:00 | 5437 | 21.8 | 20.5 | 20 | 19.8 | 20.4 | 19.3 | 20.8 | 18.7 | 18.9 | 17.7 | 20.3 | 19.5 | 16.7 | 17.3 | 18 | 18.6 | 54.51 | 95.45 | 74.51 | 0.5 | 3.14
2019 | 8 | 15 | 13:00 | 5438 | 22 | 20.1 | 20.1 | 19.5 | 17.4 | 20.4 | 20.8 | 18.7 | 18.9 | 17.7 | 20.3 | 19.5 | 16.7 | 17.3 | 18 | 18.6 | 54.51 | 95.45 | 74.51 | 0.5 | 3.14
2019 | 8 | 15 | 14:00 | 5439 | 22 | 19.4 | 20.2 | 20.3 | 18.8 | 19.5 | 20.8 | 18.7 | 18.9 | 17.7 | 20.3 | 19.5 | 16.7 | 17.3 | 18 | 18.6 | 54.51 | 95.45 | 74.51 | 0.5 | 3.14
2019 | 8 | 15 | 15:00 | 5440 | 21.9 | 19.9 | 19.8 | 19.8 | 20.2 | 20.6 | 20.8 | 18.7 | 18.9 | 17.7 | 20.3 | 19.5 | 16.7 | 17.3 | 18 | 18.6 | 54.51 | 95.45 | 74.51 | 0.5 | 3.14
2019 | 8 | 15 | 16:00 | 5441 | 21.1 | 20.6 | 19.1 | 19.6 | 20.2 | 19.6 | 20.8 | 18.7 | 18.9 | 17.7 | 20.3 | 19.5 | 16.7 | 17.3 | 18 | 18.6 | 54.51 | 95.45 | 74.51 | 0.5 | 3.14
2019 | 8 | 15 | 17:00 | 5442 | 18.8 | 19.1 | 19.3 | 18 | 19 | 19.6 | 20.8 | 18.7 | 18.9 | 17.7 | 20.3 | 19.5 | 16.7 | 17.3 | 18 | 18.6 | 54.51 | 95.45 | 74.51 | 0.5 | 3.14
2019 | 8 | 15 | 18:00 | 5443 | 16.6 | 17.1 | 16.7 | 15.2 | 17 | 17 | 20.8 | 18.7 | 18.9 | 17.7 | 20.3 | 19.5 | 16.7 | 17.3 | 18 | 18.6 | 54.51 | 95.45 | 74.51 | 0.5 | 3.14
2019 | 8 | 15 | 19:00 | 5444 | 14.5 | 13.9 | 13.5 | 12.9 | 15.1 | 15.4 | 20.8 | 18.7 | 18.9 | 17.7 | 20.3 | 19.5 | 16.7 | 17.3 | 18 | 18.6 | 54.51 | 95.45 | 74.51 | 0.5 | 3.14
2019 | 8 | 15 | 20:00 | 5445 | 12.7 | 13.1 | 12.5 | 11.3 | 13.7 | 14.4 | 20.8 | 18.7 | 18.9 | 17.7 | 20.3 | 19.5 | 16.7 | 17.3 | 18 | 18.6 | 54.51 | 95.45 | 74.51 | 0.5 | 3.14
2019 | 8 | 15 | 21:00 | 5446 | 11.5 | 11.6 | 13.5 | 10.2 | 12.8 | 13.2 | 20.8 | 18.7 | 18.9 | 17.7 | 20.3 | 19.5 | 16.7 | 17.3 | 18 | 18.6 | 54.51 | 95.45 | 74.51 | 0.5 | 3.14
2019 | 8 | 15 | 22:00 | 5447 | 9 | 11.2 | 14.7 | 9.1 | 12.2 | 12.3 | 20.8 | 18.7 | 18.9 | 17.7 | 20.3 | 19.5 | 16.7 | 17.3 | 18 | 18.6 | 54.51 | 95.45 | 74.51 | 0.5 | 3.14
2019 | 8 | 15 | 23:00 | 5448 | 9.4 | 9.8 | 14.8 | 9.6 | 11.3 | 11.5 | 20.8 | 18.7 | 18.9 | 17.7 | 20.3 | 19.5 | 16.7 | 17.3 | 18 | 18.6 | 54.51 | 95.45 | 74.51 | 0.5 | 3.14
2019 | 8 | 16 | 0:00 | 5449 | 8.5 | 9.5 | 13.9 | 10.1 | 11.1 | 10.9 | 18.8 | 18.6 | 18.9 | 17.5 | 19.4 | 19.3 | 18 | 17.4 | 18.2 | 18.7 | 54.43 | 95.09 | 76.83 | 0.5 | 3.97
2019 | 8 | 16 | 1:00 | 5450 | 7.5 | 9.2 | 14 | 10.6 | 11 | 10.2 | 18.8 | 18.6 | 18.9 | 17.5 | 19.4 | 19.3 | 18 | 17.4 | 18.2 | 18.7 | 54.43 | 95.09 | 76.83 | 0.5 | 3.97
2019 | 8 | 16 | 2:00 | 5451 | 8.3 | 8.9 | 13.8 | 10.9 | 10.5 | 9.7 | 18.8 | 18.6 | 18.9 | 17.5 | 19.4 | 19.3 | 18 | 17.4 | 18.2 | 18.7 | 54.43 | 95.09 | 76.83 | 0.5 | 3.97
2019 | 8 | 16 | 3:00 | 5452 | 7.2 | 9.1 | 14.2 | 11 | 9.8 | 9.5 | 18.8 | 18.6 | 18.9 | 17.5 | 19.4 | 19.3 | 18 | 17.4 | 18.2 | 18.7 | 54.43 | 95.09 | 76.83 | 0.5 | 3.97
2019 | 8 | 16 | 4:00 | 5453 | 7.7 | 9.9 | 14.2 | 11.4 | 11.2 | 9.7 | 18.8 | 18.6 | 18.9 | 17.5 | 19.4 | 19.3 | 18 | 17.4 | 18.2 | 18.7 | 54.43 | 95.09 | 76.83 | 0.5 | 3.97
2019 | 8 | 16 | 5:00 | 5454 | 12.9 | 12.7 | 16.7 | 12.5 | 14.2 | 11.6 | 18.8 | 18.6 | 18.9 | 17.5 | 19.4 | 19.3 | 18 | 17.4 | 18.2 | 18.7 | 54.43 | 95.09 | 76.83 | 0.5 | 3.97
2019 | 8 | 16 | 6:00 | 5455 | 15.7 | 15.9 | 16.5 | 14.4 | 16.6 | 14.3 | 18.8 | 18.6 | 18.9 | 17.5 | 19.4 | 19.3 | 18 | 17.4 | 18.2 | 18.7 | 54.43 | 95.09 | 76.83 | 0.5 | 3.97
2019 | 8 | 16 | 7:00 | 5456 | 19.2 | 19 | 18 | 17.7 | 19 | 17.2 | 18.8 | 18.6 | 18.9 | 17.5 | 19.4 | 19.3 | 18 | 17.4 | 18.2 | 18.7 | 54.43 | 95.09 | 76.83 | 0.5 | 3.97
2019 | 8 | 16 | 8:00 | 5457 | 21.3 | 21.3 | 21.1 | 21.2 | 20.5 | 19.6 | 18.8 | 18.6 | 18.9 | 17.5 | 19.4 | 19.3 | 18 | 17.4 | 18.2 | 18.7 | 54.43 | 95.09 | 76.83 | 0.5 | 3.97
2019 | 8 | 16 | 9:00 | 5458 | 22.3 | 22.5 | 22.4 | 22.1 | 21.6 | 20.9 | 18.8 | 18.6 | 18.9 | 17.5 | 19.4 | 19.3 | 18 | 17.4 | 18.2 | 18.7 | 54.43 | 95.09 | 76.83 | 0.5 | 3.97
2019 | 8 | 16 | 10:00 | 5459 | 22.5 | 23.5 | 22.1 | 22.2 | 22.8 | 21 | 18.8 | 18.6 | 18.9 | 17.5 | 19.4 | 19.3 | 18 | 17.4 | 18.2 | 18.7 | 54.43 | 95.09 | 76.83 | 0.5 | 3.97
2019 | 8 | 16 | 11:00 | 5460 | 22.1 | 23.3 | 24.2 | 22.7 | 23.6 | 21.4 | 18.8 | 18.6 | 18.9 | 17.5 | 19.4 | 19.3 | 18 | 17.4 | 18.2 | 18.7 | 54.43 | 95.09 | 76.83 | 0.5 | 3.97
2019 | 8 | 16 | 12:00 | 5461 | 22.6 | 24.3 | 22.3 | 24.1 | 24.1 | 22.5 | 21.8 | 18.6 | 18.9 | 17.5 | 19.4 | 19.3 | 18 | 17.4 | 18.2 | 18.7 | 54.43 | 95.09 | 76.83 | 0.5 | 3.97
2019 | 8 | 16 | 13:00 | 5462 | 23.9 | 24.1 | 21.4 | 24.2 | 24.1 | 21.2 | 21.8 | 18.6 | 18.9 | 17.5 | 19.4 | 19.3 | 18 | 17.4 | 18.2 | 18.7 | 54.43 | 95.09 | 76.83 | 0.5 | 3.97
2019 | 8 | 16 | 14:00 | 5463 | 24.2 | 22.9 | 22.1 | 24.7 | 24.3 | 21 | 21.8 | 18.6 | 18.9 | 17.5 | 19.4 | 19.3 | 18 | 17.4 | 18.2 | 18.7 | 54.43 | 95.09 | 76.83 | 0.5 | 3.97
2019 | 8 | 16 | 15:00 | 5464 | 24 | 23.6 | 20.9 | 23.7 | 23.9 | 23 | 21.8 | 18.6 | 18.9 | 17.5 | 19.4 | 19.3 | 18 | 17.4 | 18.2 | 18.7 | 54.43 | 95.09 | 76.83 | 0.5 | 3.97
2019 | 8 | 16 | 16:00 | 5465 | 22.9 | 23.3 | 20.8 | 22.7 | 22.1 | 22.8 | 21.8 | 18.6 | 18.9 | 17.5 | 19.4 | 19.3 | 18 | 17.4 | 18.2 | 18.7 | 54.43 | 95.09 | 76.83 | 0.5 | 3.97
2019 | 8 | 16 | 17:00 | 5466 | 22.3 | 22.5 | 20.4 | 21.2 | 21.9 | 21.9 | 21.8 | 18.6 | 18.9 | 17.5 | 19.4 | 19.3 | 18 | 17.4 | 18.2 | 18.7 | 54.43 | 95.09 | 76.83 | 0.5 | 3.97
2019 | 8 | 16 | 18:00 | 5467 | 17.9 | 18.7 | 18.2 | 19.9 | 18.1 | 19.1 | 21.8 | 18.6 | 18.9 | 17.5 | 19.4 | 19.3 | 18 | 17.4 | 18.2 | 18.7 | 54.43 | 95.09 | 76.83 | 0.5 | 3.97
2019 | 8 | 16 | 19:00 | 5468 | 15.3 | 16.1 | 15.8 | 17.6 | 16.4 | 16.5 | 21.8 | 18.6 | 18.9 | 17.5 | 19.4 | 19.3 | 18 | 17.4 | 18.2 | 18.7 | 54.43 | 95.09 | 76.83 | 0.5 | 3.97
2019 | 8 | 16 | 20:00 | 5469 | 13.8 | 14.3 | 15.5 | 15.9 | 15.4 | 15.5 | 21.8 | 18.6 | 18.9 | 17.5 | 19.4 | 19.3 | 18 | 17.4 | 18.2 | 18.7 | 54.43 | 95.09 | 76.83 | 0.5 | 3.97
2019 | 8 | 16 | 21:00 | 5470 | 12.9 | 13.5 | 16 | 15.1 | 15.5 | 14.6 | 21.8 | 18.6 | 18.9 | 17.5 | 19.4 | 19.3 | 18 | 17.4 | 18.2 | 18.7 | 54.43 | 95.09 | 76.83 | 0.5 | 3.97
2019 | 8 | 16 | 22:00 | 5471 | 10.6 | 12.5 | 15.6 | 15.2 | 15.4 | 13.8 | 21.8 | 18.6 | 18.9 | 17.5 | 19.4 | 19.3 | 18 | 17.4 | 18.2 | 18.7 | 54.43 | 95.09 | 76.83 | 0.5 | 3.97
2019 | 8 | 16 | 23:00 | 5472 | 10.2 | 11.5 | 15.4 | 13.7 | 14.8 | 13.3 | 21.8 | 18.6 | 18.9 | 17.5 | 19.4 | 19.3 | 18 | 17.4 | 18.2 | 18.7 | 54.43 | 95.09 | 76.83 | 0.5 | 3.97
2019 | 8 | 17 | 0:00 | 5473 | 9.8 | 10.8 | 15.3 | 13.8 | 14.5 | 12.8 | 20.2 | 18.9 | 19.2 | 17.9 | 19.2 | 20.2 | 19.1 | 17.8 | 18.7 | 19.4 | 54.04 | 95.1 | 75.62 | 0.48 | 3.14
2019 | 8 | 17 | 1:00 | 5474 | 9.1 | 10.3 | 14.5 | 14.4 | 13.9 | 11.6 | 20.2 | 18.9 | 19.2 | 17.9 | 19.2 | 20.2 | 19.1 | 17.8 | 18.7 | 19.4 | 54.04 | 95.1 | 75.62 | 0.48 | 3.14
2019 | 8 | 17 | 2:00 | 5475 | 8.7 | 9.6 | 14.2 | 13.9 | 13.8 | 11 | 20.2 | 18.9 | 19.2 | 17.9 | 19.2 | 20.2 | 19.1 | 17.8 | 18.7 | 19.4 | 54.04 | 95.1 | 75.62 | 0.48 | 3.14
2019 | 8 | 17 | 3:00 | 5476 | 8.3 | 9.5 | 14.4 | 14.1 | 14 | 10.5 | 20.2 | 18.9 | 19.2 | 17.9 | 19.2 | 20.2 | 19.1 | 17.8 | 18.7 | 19.4 | 54.04 | 95.1 | 75.62 | 0.48 | 3.14
2019 | 8 | 17 | 4:00 | 5477 | 8.6 | 9.8 | 14.6 | 14.3 | 14.6 | 11 | 20.2 | 18.9 | 19.2 | 17.9 | 19.2 | 20.2 | 19.1 | 17.8 | 18.7 | 19.4 | 54.04 | 95.1 | 75.62 | 0.48 | 3.14
2019 | 8 | 17 | 5:00 | 5478 | 13 | 13.5 | 16.6 | 14.8 | 16 | 13.7 | 20.2 | 18.9 | 19.2 | 17.9 | 19.2 | 20.2 | 19.1 | 17.8 | 18.7 | 19.4 | 54.04 | 95.1 | 75.62 | 0.48 | 3.14
2019 | 8 | 17 | 6:00 | 5479 | 17.2 | 17.2 | 19 | 16.1 | 18.8 | 16.3 | 20.2 | 18.9 | 19.2 | 17.9 | 19.2 | 20.2 | 19.1 | 17.8 | 18.7 | 19.4 | 54.04 | 95.1 | 75.62 | 0.48 | 3.14
2019 | 8 | 17 | 7:00 | 5480 | 20.6 | 20.5 | 19.6 | 18.2 | 20.9 | 19.7 | 20.2 | 18.9 | 19.2 | 17.9 | 19.2 | 20.2 | 19.1 | 17.8 | 18.7 | 19.4 | 54.04 | 95.1 | 75.62 | 0.48 | 3.14
2019 | 8 | 17 | 8:00 | 5481 | 22.7 | 23 | 21.2 | 20.7 | 22.4 | 21.6 | 20.2 | 18.9 | 19.2 | 17.9 | 19.2 | 20.2 | 19.1 | 17.8 | 18.7 | 19.4 | 54.04 | 95.1 | 75.62 | 0.48 | 3.14
2019 | 8 | 17 | 9:00 | 5482 | 23.7 | 24 | 21.4 | 21.8 | 23.9 | 22.9 | 20.2 | 18.9 | 19.2 | 17.9 | 19.2 | 20.2 | 19.1 | 17.8 | 18.7 | 19.4 | 54.04 | 95.1 | 75.62 | 0.48 | 3.14
2019 | 8 | 17 | 10:00 | 5483 | 24.7 | 24.5 | 21.6 | 24.4 | 24.6 | 23.2 | 20.2 | 18.9 | 19.2 | 17.9 | 19.2 | 20.2 | 19.1 | 17.8 | 18.7 | 19.4 | 54.04 | 95.1 | 75.62 | 0.48 | 3.14
2019 | 8 | 17 | 11:00 | 5484 | 25 | 24.9 | 22.1 | 24.4 | 25.1 | 23.2 | 20.2 | 18.9 | 19.2 | 17.9 | 19.2 | 20.2 | 19.1 | 17.8 | 18.7 | 19.4 | 54.04 | 95.1 | 75.62 | 0.48 | 3.14
2019 | 8 | 17 | 12:00 | 5485 | 25.9 | 25.7 | 22.3 | 24.1 | 25.5 | 23.4 | 21.6 | 18.9 | 19.2 | 17.9 | 19.2 | 20.2 | 19.1 | 17.8 | 18.7 | 19.4 | 54.04 | 95.1 | 75.62 | 0.48 | 3.14
2019 | 8 | 17 | 13:00 | 5486 | 26.1 | 26.1 | 22.1 | 23.2 | 25.6 | 24 | 21.6 | 18.9 | 19.2 | 17.9 | 19.2 | 20.2 | 19.1 | 17.8 | 18.7 | 19.4 | 54.04 | 95.1 | 75.62 | 0.48 | 3.14
2019 | 8 | 17 | 14:00 | 5487 | 26.2 | 26.2 | 22.1 | 22.2 | 25.6 | 24.5 | 21.6 | 18.9 | 19.2 | 17.9 | 19.2 | 20.2 | 19.1 | 17.8 | 18.7 | 19.4 | 54.04 | 95.1 | 75.62 | 0.48 | 3.14
2019 | 8 | 17 | 15:00 | 5488 | 26.3 | 25.7 | 21.3 | 19.9 | 25.2 | 24.2 | 21.6 | 18.9 | 19.2 | 17.9 | 19.2 | 20.2 | 19.1 | 17.8 | 18.7 | 19.4 | 54.04 | 95.1 | 75.62 | 0.48 | 3.14
2019 | 8 | 17 | 16:00 | 5489 | 25.5 | 25.2 | 21.8 | 20 | 24.1 | 24.3 | 21.6 | 18.9 | 19.2 | 17.9 | 19.2 | 20.2 | 19.1 | 17.8 | 18.7 | 19.4 | 54.04 | 95.1 | 75.62 | 0.48 | 3.14
2019 | 8 | 17 | 17:00 | 5490 | 24.4 | 23.7 | 20.3 | 19.5 | 22 | 23.2 | 21.6 | 18.9 | 19.2 | 17.9 | 19.2 | 20.2 | 19.1 | 17.8 | 18.7 | 19.4 | 54.04 | 95.1 | 75.62 | 0.48 | 3.14
2019 | 8 | 17 | 18:00 | 5491 | 20.3 | 19.7 | 17.8 | 17.8 | 20 | 20.9 | 21.6 | 18.9 | 19.2 | 17.9 | 19.2 | 20.2 | 19.1 | 17.8 | 18.7 | 19.4 | 54.04 | 95.1 | 75.62 | 0.48 | 3.14
2019 | 8 | 17 | 19:00 | 5492 | 16.2 | 17 | 17 | 15.3 | 19.6 | 19 | 21.6 | 18.9 | 19.2 | 17.9 | 19.2 | 20.2 | 19.1 | 17.8 | 18.7 | 19.4 | 54.04 | 95.1 | 75.62 | 0.48 | 3.14
2019 | 8 | 17 | 20:00 | 5493 | 14.9 | 16.6 | 16.3 | 15.7 | 18.8 | 17.4 | 21.6 | 18.9 | 19.2 | 17.9 | 19.2 | 20.2 | 19.1 | 17.8 | 18.7 | 19.4 | 54.04 | 95.1 | 75.62 | 0.48 | 3.14
2019 | 8 | 17 | 21:00 | 5494 | 13.8 | 16.1 | 17.1 | 15.1 | 18.3 | 16.4 | 21.6 | 18.9 | 19.2 | 17.9 | 19.2 | 20.2 | 19.1 | 17.8 | 18.7 | 19.4 | 54.04 | 95.1 | 75.62 | 0.48 | 3.14
2019 | 8 | 17 | 22:00 | 5495 | 13.4 | 15.2 | 18 | 14.3 | 18.7 | 15.7 | 21.6 | 18.9 | 19.2 | 17.9 | 19.2 | 20.2 | 19.1 | 17.8 | 18.7 | 19.4 | 54.04 | 95.1 | 75.62 | 0.48 | 3.14
2019 | 8 | 17 | 23:00 | 5496 | 12.4 | 14.7 | 18 | 13.9 | 17.9 | 14.8 | 21.6 | 18.9 | 19.2 | 17.9 | 19.2 | 20.2 | 19.1 | 17.8 | 18.7 | 19.4 | 54.04 | 95.1 | 75.62 | 0.48 | 3.14
2019 | 8 | 18 | 0:00 | 5497 | 11.9 | 15.5 | 17.9 | 14.3 | 18 | 14.1 | 20.2 | 20 | 19.5 | 18.4 | 19.3 | 20.5 | 20.3 | 18.1 | 19.6 | 20 | 54.05 | 95.14 | 75.95 | 0.48 | 2.92
2019 | 8 | 18 | 1:00 | 5498 | 15.4 | 15.6 | 18.1 | 14.2 | 17.1 | 13.2 | 20.2 | 20 | 19.5 | 18.4 | 19.3 | 20.5 | 20.3 | 18.1 | 19.6 | 20 | 54.05 | 95.14 | 75.95 | 0.48 | 2.92
2019 | 8 | 18 | 2:00 | 5499 | 14.8 | 15.4 | 17.5 | 14.7 | 16 | 12.8 | 20.2 | 20 | 19.5 | 18.4 | 19.3 | 20.5 | 20.3 | 18.1 | 19.6 | 20 | 54.05 | 95.14 | 75.95 | 0.48 | 2.92
2019 | 8 | 18 | 3:00 | 5500 | 14.3 | 14.9 | 17.4 | 13.8 | 15.9 | 12 | 20.2 | 20 | 19.5 | 18.4 | 19.3 | 20.5 | 20.3 | 18.1 | 19.6 | 20 | 54.05 | 95.14 | 75.95 | 0.48 | 2.92
2019 | 8 | 18 | 4:00 | 5501 | 15 | 14.3 | 17.1 | 14.4 | 15.7 | 12.2 | 20.2 | 20 | 19.5 | 18.4 | 19.3 | 20.5 | 20.3 | 18.1 | 19.6 | 20 | 54.05 | 95.14 | 75.95 | 0.48 | 2.92
2019 | 8 | 18 | 5:00 | 5502 | 16.3 | 16 | 18.2 | 16.9 | 16.7 | 14.4 | 20.2 | 20 | 19.5 | 18.4 | 19.3 | 20.5 | 20.3 | 18.1 | 19.6 | 20 | 54.05 | 95.14 | 75.95 | 0.48 | 2.92
2019 | 8 | 18 | 6:00 | 5503 | 18.3 | 18.3 | 19.6 | 19.8 | 19.2 | 16.7 | 20.2 | 20 | 19.5 | 18.4 | 19.3 | 20.5 | 20.3 | 18.1 | 19.6 | 20 | 54.05 | 95.14 | 75.95 | 0.48 | 2.92
2019 | 8 | 18 | 7:00 | 5504 | 20.8 | 21.2 | 21.8 | 20.9 | 21.5 | 19.7 | 20.2 | 20 | 19.5 | 18.4 | 19.3 | 20.5 | 20.3 | 18.1 | 19.6 | 20 | 54.05 | 95.14 | 75.95 | 0.48 | 2.92
2019 | 8 | 18 | 8:00 | 5505 | 23.3 | 23.5 | 23.8 | 22.1 | 23.8 | 22.6 | 20.2 | 20 | 19.5 | 18.4 | 19.3 | 20.5 | 20.3 | 18.1 | 19.6 | 20 | 54.05 | 95.14 | 75.95 | 0.48 | 2.92
2019 | 8 | 18 | 9:00 | 5506 | 25.4 | 25.5 | 25 | 23.6 | 24.9 | 24.3 | 20.2 | 20 | 19.5 | 18.4 | 19.3 | 20.5 | 20.3 | 18.1 | 19.6 | 20 | 54.05 | 95.14 | 75.95 | 0.48 | 2.92
2019 | 8 | 18 | 10:00 | 5507 | 26.2 | 26.6 | 25.5 | 25 | 25.6 | 25.4 | 20.2 | 20 | 19.5 | 18.4 | 19.3 | 20.5 | 20.3 | 18.1 | 19.6 | 20 | 54.05 | 95.14 | 75.95 | 0.48 | 2.92
2019 | 8 | 18 | 11:00 | 5508 | 26.8 | 27.2 | 24.6 | 25.7 | 25.8 | 25.7 | 20.2 | 20 | 19.5 | 18.4 | 19.3 | 20.5 | 20.3 | 18.1 | 19.6 | 20 | 54.05 | 95.14 | 75.95 | 0.48 | 2.92
2019 | 8 | 18 | 12:00 | 5509 | 27.3 | 27 | 26.2 | 25.6 | 26.4 | 25.1 | 22.8 | 20 | 19.5 | 18.4 | 19.3 | 20.5 | 20.3 | 18.1 | 19.6 | 20 | 54.05 | 95.14 | 75.95 | 0.48 | 2.92
2019 | 8 | 18 | 13:00 | 5510 | 26.8 | 28 | 24.8 | 25.6 | 26.5 | 26.3 | 22.8 | 20 | 19.5 | 18.4 | 19.3 | 20.5 | 20.3 | 18.1 | 19.6 | 20 | 54.05 | 95.14 | 75.95 | 0.48 | 2.92
2019 | 8 | 18 | 14:00 | 5511 | 28 | 27.8 | 24.7 | 25.2 | 25.4 | 25.6 | 22.8 | 20 | 19.5 | 18.4 | 19.3 | 20.5 | 20.3 | 18.1 | 19.6 | 20 | 54.05 | 95.14 | 75.95 | 0.48 | 2.92
2019 | 8 | 18 | 15:00 | 5512 | 26.8 | 27 | 24.1 | 26.2 | 26 | 25.1 | 22.8 | 20 | 19.5 | 18.4 | 19.3 | 20.5 | 20.3 | 18.1 | 19.6 | 20 | 54.05 | 95.14 | 75.95 | 0.48 | 2.92
2019 | 8 | 18 | 16:00 | 5513 | 26.7 | 26.2 | 24 | 24.6 | 26 | 25.1 | 22.8 | 20 | 19.5 | 18.4 | 19.3 | 20.5 | 20.3 | 18.1 | 19.6 | 20 | 54.05 | 95.14 | 75.95 | 0.48 | 2.92
2019 | 8 | 18 | 17:00 | 5514 | 25.5 | 24.4 | 23.7 | 23.8 | 23.6 | 23.6 | 22.8 | 20 | 19.5 | 18.4 | 19.3 | 20.5 | 20.3 | 18.1 | 19.6 | 20 | 54.05 | 95.14 | 75.95 | 0.48 | 2.92
2019 | 8 | 18 | 18:00 | 5515 | 23.4 | 21.6 | 23.1 | 20.4 | 22.9 | 21.7 | 22.8 | 20 | 19.5 | 18.4 | 19.3 | 20.5 | 20.3 | 18.1 | 19.6 | 20 | 54.05 | 95.14 | 75.95 | 0.48 | 2.92
2019 | 8 | 18 | 19:00 | 5516 | 22.2 | 20.8 | 23.1 | 21.1 | 20.5 | 20.5 | 22.8 | 20 | 19.5 | 18.4 | 19.3 | 20.5 | 20.3 | 18.1 | 19.6 | 20 | 54.05 | 95.14 | 75.95 | 0.48 | 2.92
2019 | 8 | 18 | 20:00 | 5517 | 21.8 | 20.1 | 23.3 | 21.1 | 21.3 | 19.5 | 22.8 | 20 | 19.5 | 18.4 | 19.3 | 20.5 | 20.3 | 18.1 | 19.6 | 20 | 54.05 | 95.14 | 75.95 | 0.48 | 2.92
2019 | 8 | 18 | 21:00 | 5518 | 21.5 | 19.8 | 22.7 | 21 | 21.4 | 18.8 | 22.8 | 20 | 19.5 | 18.4 | 19.3 | 20.5 | 20.3 | 18.1 | 19.6 | 20 | 54.05 | 95.14 | 75.95 | 0.48 | 2.92
2019 | 8 | 18 | 22:00 | 5519 | 21.1 | 20.4 | 22.8 | 20.8 | 21.1 | 18.7 | 22.8 | 20 | 19.5 | 18.4 | 19.3 | 20.5 | 20.3 | 18.1 | 19.6 | 20 | 54.05 | 95.14 | 75.95 | 0.48 | 2.92
2019 | 8 | 18 | 23:00 | 5520 | 21.1 | 20.8 | 22.2 | 20.9 | 21.3 | 18.6 | 22.8 | 20 | 19.5 | 18.4 | 19.3 | 20.5 | 20.3 | 18.1 | 19.6 | 20 | 54.05 | 95.14 | 75.95 | 0.48 | 2.92
2019 | 8 | 19 | 0:00 | 5521 | 21.2 | 21.1 | 21.8 | 20.9 | 21.3 | 18.3 | 20.8 | 20.3 | 19.9 | 19.1 | 19.9 | 21.2 | 21.4 | 18.8 | 20.6 | 20.1 | 52.96 | 96.79 | 75.78 | 0.51 | 2.99
2019 | 8 | 19 | 1:00 | 5522 | 20.8 | 21 | 20.7 | 20.7 | 20.9 | 18.3 | 20.8 | 20.3 | 19.9 | 19.1 | 19.9 | 21.2 | 21.4 | 18.8 | 20.6 | 20.1 | 52.96 | 96.79 | 75.78 | 0.51 | 2.99
2019 | 8 | 19 | 2:00 | 5523 | 20.3 | 21.5 | 20.4 | 20.4 | 21 | 18.4 | 20.8 | 20.3 | 19.9 | 19.1 | 19.9 | 21.2 | 21.4 | 18.8 | 20.6 | 20.1 | 52.96 | 96.79 | 75.78 | 0.51 | 2.99
2019 | 8 | 19 | 3:00 | 5524 | 20.5 | 21.1 | 20.5 | 19.6 | 20.2 | 18.3 | 20.8 | 20.3 | 19.9 | 19.1 | 19.9 | 21.2 | 21.4 | 18.8 | 20.6 | 20.1 | 52.96 | 96.79 | 75.78 | 0.51 | 2.99
2019 | 8 | 19 | 4:00 | 5525 | 19.4 | 19.4 | 20.4 | 18.8 | 19.4 | 18.1 | 20.8 | 20.3 | 19.9 | 19.1 | 19.9 | 21.2 | 21.4 | 18.8 | 20.6 | 20.1 | 52.96 | 96.79 | 75.78 | 0.51 | 2.99
2019 | 8 | 19 | 5:00 | 5526 | 21.4 | 21.3 | 19.7 | 19.9 | 20.8 | 18.8 | 20.8 | 20.3 | 19.9 | 19.1 | 19.9 | 21.2 | 21.4 | 18.8 | 20.6 | 20.1 | 52.96 | 96.79 | 75.78 | 0.51 | 2.99
2019 | 8 | 19 | 6:00 | 5527 | 22.7 | 23 | 19.8 | 20.8 | 21.2 | 21.1 | 20.8 | 20.3 | 19.9 | 19.1 | 19.9 | 21.2 | 21.4 | 18.8 | 20.6 | 20.1 | 52.96 | 96.79 | 75.78 | 0.51 | 2.99
2019 | 8 | 19 | 7:00 | 5528 | 24.1 | 24 | 19.8 | 21.2 | 22.8 | 22.9 | 20.8 | 20.3 | 19.9 | 19.1 | 19.9 | 21.2 | 21.4 | 18.8 | 20.6 | 20.1 | 52.96 | 96.79 | 75.78 | 0.51 | 2.99
2019 | 8 | 19 | 8:00 | 5529 | 24.9 | 25 | 20.3 | 21.4 | 23.7 | 25 | 20.8 | 20.3 | 19.9 | 19.1 | 19.9 | 21.2 | 21.4 | 18.8 | 20.6 | 20.1 | 52.96 | 96.79 | 75.78 | 0.51 | 2.99
2019 | 8 | 19 | 9:00 | 5530 | 26.4 | 26.3 | 20.1 | 21.3 | 23.8 | 25.6 | 20.8 | 20.3 | 19.9 | 19.1 | 19.9 | 21.2 | 21.4 | 18.8 | 20.6 | 20.1 | 52.96 | 96.79 | 75.78 | 0.51 | 2.99
2019 | 8 | 19 | 10:00 | 5531 | 28.2 | 27.7 | 20.6 | 22.3 | 24.3 | 26.9 | 20.8 | 20.3 | 19.9 | 19.1 | 19.9 | 21.2 | 21.4 | 18.8 | 20.6 | 20.1 | 52.96 | 96.79 | 75.78 | 0.51 | 2.99
2019 | 8 | 19 | 11:00 | 5532 | 29.1 | 27.5 | 20.3 | 21.7 | 24.5 | 27.4 | 20.8 | 20.3 | 19.9 | 19.1 | 19.9 | 21.2 | 21.4 | 18.8 | 20.6 | 20.1 | 52.96 | 96.79 | 75.78 | 0.51 | 2.99
2019 | 8 | 19 | 12:00 | 5533 | 29.6 | 27.2 | 19.9 | 21.4 | 23.8 | 29 | 21.6 | 20.3 | 19.9 | 19.1 | 19.9 | 21.2 | 21.4 | 18.8 | 20.6 | 20.1 | 52.96 | 96.79 | 75.78 | 0.51 | 2.99
2019 | 8 | 19 | 13:00 | 5534 | 28.4 | 26.7 | 20.1 | 21 | 22.7 | 29.5 | 21.6 | 20.3 | 19.9 | 19.1 | 19.9 | 21.2 | 21.4 | 18.8 | 20.6 | 20.1 | 52.96 | 96.79 | 75.78 | 0.51 | 2.99
2019 | 8 | 19 | 14:00 | 5535 | 29 | 25.2 | 20.4 | 20.7 | 21.6 | 30 | 21.6 | 20.3 | 19.9 | 19.1 | 19.9 | 21.2 | 21.4 | 18.8 | 20.6 | 20.1 | 52.96 | 96.79 | 75.78 | 0.51 | 2.99
2019 | 8 | 19 | 15:00 | 5536 | 27 | 23.9 | 21.2 | 21.2 | 21 | 27.7 | 21.6 | 20.3 | 19.9 | 19.1 | 19.9 | 21.2 | 21.4 | 18.8 | 20.6 | 20.1 | 52.96 | 96.79 | 75.78 | 0.51 | 2.99
2019 | 8 | 19 | 16:00 | 5537 | 24.4 | 22.5 | 20.2 | 20.2 | 20.5 | 25.9 | 21.6 | 20.3 | 19.9 | 19.1 | 19.9 | 21.2 | 21.4 | 18.8 | 20.6 | 20.1 | 52.96 | 96.79 | 75.78 | 0.51 | 2.99
2019 | 8 | 19 | 17:00 | 5538 | 22.5 | 21.5 | 20.1 | 18.7 | 20 | 24.3 | 21.6 | 20.3 | 19.9 | 19.1 | 19.9 | 21.2 | 21.4 | 18.8 | 20.6 | 20.1 | 52.96 | 96.79 | 75.78 | 0.51 | 2.99
2019 | 8 | 19 | 18:00 | 5539 | 19.4 | 20.3 | 18.7 | 15.7 | 19.2 | 22.9 | 21.6 | 20.3 | 19.9 | 19.1 | 19.9 | 21.2 | 21.4 | 18.8 | 20.6 | 20.1 | 52.96 | 96.79 | 75.78 | 0.51 | 2.99
2019 | 8 | 19 | 19:00 | 5540 | 19 | 18.9 | 18.3 | 13.5 | 18.3 | 19 | 21.6 | 20.3 | 19.9 | 19.1 | 19.9 | 21.2 | 21.4 | 18.8 | 20.6 | 20.1 | 52.96 | 96.79 | 75.78 | 0.51 | 2.99
2019 | 8 | 19 | 20:00 | 5541 | 18.6 | 18.1 | 18.2 | 12.6 | 17.3 | 18.7 | 21.6 | 20.3 | 19.9 | 19.1 | 19.9 | 21.2 | 21.4 | 18.8 | 20.6 | 20.1 | 52.96 | 96.79 | 75.78 | 0.51 | 2.99
2019 | 8 | 19 | 21:00 | 5542 | 17.8 | 17.8 | 18.1 | 12 | 16.3 | 18.2 | 21.6 | 20.3 | 19.9 | 19.1 | 19.9 | 21.2 | 21.4 | 18.8 | 20.6 | 20.1 | 52.96 | 96.79 | 75.78 | 0.51 | 2.99
2019 | 8 | 19 | 22:00 | 5543 | 17.5 | 16.7 | 17.6 | 11 | 15.3 | 18 | 21.6 | 20.3 | 19.9 | 19.1 | 19.9 | 21.2 | 21.4 | 18.8 | 20.6 | 20.1 | 52.96 | 96.79 | 75.78 | 0.51 | 2.99
2019 | 8 | 19 | 23:00 | 5544 | 17.5 | 15.8 | 15.5 | 11.4 | 14.8 | 17.8 | 21.6 | 20.3 | 19.9 | 19.1 | 19.9 | 21.2 | 21.4 | 18.8 | 20.6 | 20.1 | 52.96 | 96.79 | 75.78 | 0.51 | 2.99
2019 | 8 | 20 | 0:00 | 5545 | 17 | 15.9 | 15.4 | 11.9 | 14.2 | 17.5 | 20.2 | 19.7 | 19.6 | 18.7 | 20.3 | 21.2 | 20.8 | 19.1 | 19.8 | 19.7 | 53.49 | 101.32 | 74.66 | 0.49 | 3.34
2019 | 8 | 20 | 1:00 | 5546 | 16.9 | 14.7 | 18.2 | 11.9 | 14 | 17.3 | 20.2 | 19.7 | 19.6 | 18.7 | 20.3 | 21.2 | 20.8 | 19.1 | 19.8 | 19.7 | 53.49 | 101.32 | 74.66 | 0.49 | 3.34
2019 | 8 | 20 | 2:00 | 5547 | 16.9 | 15.4 | 18.3 | 10.6 | 13.7 | 17 | 20.2 | 19.7 | 19.6 | 18.7 | 20.3 | 21.2 | 20.8 | 19.1 | 19.8 | 19.7 | 53.49 | 101.32 | 74.66 | 0.49 | 3.34
2019 | 8 | 20 | 3:00 | 5548 | 16.1 | 14.7 | 15.3 | 11.9 | 13.5 | 16.8 | 20.2 | 19.7 | 19.6 | 18.7 | 20.3 | 21.2 | 20.8 | 19.1 | 19.8 | 19.7 | 53.49 | 101.32 | 74.66 | 0.49 | 3.34
2019 | 8 | 20 | 4:00 | 5549 | 15.1 | 13.5 | 15.1 | 12.7 | 13.6 | 16.4 | 20.2 | 19.7 | 19.6 | 18.7 | 20.3 | 21.2 | 20.8 | 19.1 | 19.8 | 19.7 | 53.49 | 101.32 | 74.66 | 0.49 | 3.34
2019 | 8 | 20 | 5:00 | 5550 | 15.1 | 16.8 | 16.8 | 13.9 | 16.1 | 16.4 | 20.2 | 19.7 | 19.6 | 18.7 | 20.3 | 21.2 | 20.8 | 19.1 | 19.8 | 19.7 | 53.49 | 101.32 | 74.66 | 0.49 | 3.34
2019 | 8 | 20 | 6:00 | 5551 | 18.5 | 19.1 | 18.9 | 16 | 17.6 | 16.9 | 20.2 | 19.7 | 19.6 | 18.7 | 20.3 | 21.2 | 20.8 | 19.1 | 19.8 | 19.7 | 53.49 | 101.32 | 74.66 | 0.49 | 3.34
2019 | 8 | 20 | 7:00 | 5552 | 20.4 | 21 | 20.4 | 18.3 | 19.9 | 19 | 20.2 | 19.7 | 19.6 | 18.7 | 20.3 | 21.2 | 20.8 | 19.1 | 19.8 | 19.7 | 53.49 | 101.32 | 74.66 | 0.49 | 3.34
2019 | 8 | 20 | 8:00 | 5553 | 22 | 22.1 | 20.1 | 20.1 | 20.7 | 20.6 | 20.2 | 19.7 | 19.6 | 18.7 | 20.3 | 21.2 | 20.8 | 19.1 | 19.8 | 19.7 | 53.49 | 101.32 | 74.66 | 0.49 | 3.34
2019 | 8 | 20 | 9:00 | 5554 | 23 | 23.1 | 21 | 21.6 | 21.8 | 21.7 | 20.2 | 19.7 | 19.6 | 18.7 | 20.3 | 21.2 | 20.8 | 19.1 | 19.8 | 19.7 | 53.49 | 101.32 | 74.66 | 0.49 | 3.34
2019 | 8 | 20 | 10:00 | 5555 | 23.7 | 23.6 | 21.2 | 22.2 | 22.2 | 22.8 | 20.2 | 19.7 | 19.6 | 18.7 | 20.3 | 21.2 | 20.8 | 19.1 | 19.8 | 19.7 | 53.49 | 101.32 | 74.66 | 0.49 | 3.34
2019 | 8 | 20 | 11:00 | 5556 | 23.8 | 23.9 | 21.5 | 22.6 | 21.1 | 22.9 | 20.2 | 19.7 | 19.6 | 18.7 | 20.3 | 21.2 | 20.8 | 19.1 | 19.8 | 19.7 | 53.49 | 101.32 | 74.66 | 0.49 | 3.34
2019 | 8 | 20 | 12:00 | 5557 | 24.2 | 24.5 | 22.8 | 22.7 | 23.1 | 23.6 | 22.2 | 19.7 | 19.6 | 18.7 | 20.3 | 21.2 | 20.8 | 19.1 | 19.8 | 19.7 | 53.49 | 101.32 | 74.66 | 0.49 | 3.34
2019 | 8 | 20 | 13:00 | 5558 | 24 | 24.4 | 22.4 | 23.3 | 21.9 | 23.2 | 22.2 | 19.7 | 19.6 | 18.7 | 20.3 | 21.2 | 20.8 | 19.1 | 19.8 | 19.7 | 53.49 | 101.32 | 74.66 | 0.49 | 3.34
2019 | 8 | 20 | 14:00 | 5559 | 23.4 | 24.7 | 22.5 | 23.2 | 23.9 | 23.7 | 22.2 | 19.7 | 19.6 | 18.7 | 20.3 | 21.2 | 20.8 | 19.1 | 19.8 | 19.7 | 53.49 | 101.32 | 74.66 | 0.49 | 3.34
2019 | 8 | 20 | 15:00 | 5560 | 23.7 | 24.8 | 21.8 | 22.9 | 23 | 23.4 | 22.2 | 19.7 | 19.6 | 18.7 | 20.3 | 21.2 | 20.8 | 19.1 | 19.8 | 19.7 | 53.49 | 101.32 | 74.66 | 0.49 | 3.34
2019 | 8 | 20 | 16:00 | 5561 | 23.1 | 23.8 | 20.5 | 22 | 22.6 | 23 | 22.2 | 19.7 | 19.6 | 18.7 | 20.3 | 21.2 | 20.8 | 19.1 | 19.8 | 19.7 | 53.49 | 101.32 | 74.66 | 0.49 | 3.34
2019 | 8 | 20 | 17:00 | 5562 | 22.3 | 22.7 | 19.9 | 20.1 | 21.8 | 21.8 | 22.2 | 19.7 | 19.6 | 18.7 | 20.3 | 21.2 | 20.8 | 19.1 | 19.8 | 19.7 | 53.49 | 101.32 | 74.66 | 0.49 | 3.34
2019 | 8 | 20 | 18:00 | 5563 | 20.1 | 21.3 | 18.2 | 16.2 | 20.5 | 21 | 22.2 | 19.7 | 19.6 | 18.7 | 20.3 | 21.2 | 20.8 | 19.1 | 19.8 | 19.7 | 53.49 | 101.32 | 74.66 | 0.49 | 3.34
2019 | 8 | 20 | 19:00 | 5564 | 18.6 | 20 | 15.6 | 13.4 | 18.4 | 20.5 | 22.2 | 19.7 | 19.6 | 18.7 | 20.3 | 21.2 | 20.8 | 19.1 | 19.8 | 19.7 | 53.49 | 101.32 | 74.66 | 0.49 | 3.34
2019 | 8 | 20 | 20:00 | 5565 | 16.7 | 19 | 14.7 | 13.2 | 16.1 | 20.1 | 22.2 | 19.7 | 19.6 | 18.7 | 20.3 | 21.2 | 20.8 | 19.1 | 19.8 | 19.7 | 53.49 | 101.32 | 74.66 | 0.49 | 3.34
2019 | 8 | 20 | 21:00 | 5566 | 16 | 18.6 | 14.5 | 13.1 | 16 | 19.7 | 22.2 | 19.7 | 19.6 | 18.7 | 20.3 | 21.2 | 20.8 | 19.1 | 19.8 | 19.7 | 53.49 | 101.32 | 74.66 | 0.49 | 3.34
2019 | 8 | 20 | 22:00 | 5567 | 15.1 | 18 | 14.7 | 12.2 | 15.4 | 19.8 | 22.2 | 19.7 | 19.6 | 18.7 | 20.3 | 21.2 | 20.8 | 19.1 | 19.8 | 19.7 | 53.49 | 101.32 | 74.66 | 0.49 | 3.34
2019 | 8 | 20 | 23:00 | 5568 | 14.9 | 17.4 | 15.3 | 12 | 14.5 | 19.3 | 22.2 | 19.7 | 19.6 | 18.7 | 20.3 | 21.2 | 20.8 | 19.1 | 19.8 | 19.7 | 53.49 | 101.32 | 74.66 | 0.49 | 3.34
2019 | 8 | 21 | 0:00 | 5569 | 15 | 17 | 15.3 | 11.2 | 14.4 | 18.8 | 19.8 | 20 | 19.2 | 18.2 | 20.6 | 19.8 | 17.7 | 18.5 | 18.2 | 18.8 | 58.18 | 107.62 | 78.26 | 2.66 | 3.59
2019 | 8 | 21 | 1:00 | 5570 | 14.4 | 17.1 | 15.3 | 11.4 | 14.6 | 18.1 | 19.8 | 20 | 19.2 | 18.2 | 20.6 | 19.8 | 17.7 | 18.5 | 18.2 | 18.8 | 58.18 | 107.62 | 78.26 | 2.66 | 3.59
2019 | 8 | 21 | 2:00 | 5571 | 15.1 | 16.9 | 15.4 | 11.9 | 14.3 | 17.8 | 19.8 | 20 | 19.2 | 18.2 | 20.6 | 19.8 | 17.7 | 18.5 | 18.2 | 18.8 | 58.18 | 107.62 | 78.26 | 2.66 | 3.59
2019 | 8 | 21 | 3:00 | 5572 | 15.1 | 15.3 | 15.3 | 12.4 | 14.3 | 17.6 | 19.8 | 20 | 19.2 | 18.2 | 20.6 | 19.8 | 17.7 | 18.5 | 18.2 | 18.8 | 58.18 | 107.62 | 78.26 | 2.66 | 3.59
2019 | 8 | 21 | 4:00 | 5573 | 15.3 | 14.8 | 14.6 | 12.5 | 14.6 | 17.6 | 19.8 | 20 | 19.2 | 18.2 | 20.6 | 19.8 | 17.7 | 18.5 | 18.2 | 18.8 | 58.18 | 107.62 | 78.26 | 2.66 | 3.59
2019 | 8 | 21 | 5:00 | 5574 | 15 | 14.4 | 14.6 | 13.1 | 15 | 17.5 | 19.8 | 20 | 19.2 | 18.2 | 20.6 | 19.8 | 17.7 | 18.5 | 18.2 | 18.8 | 58.18 | 107.62 | 78.26 | 2.66 | 3.59
2019 | 8 | 21 | 6:00 | 5575 | 15.1 | 14.3 | 15.1 | 13.7 | 14.8 | 17.4 | 19.8 | 20 | 19.2 | 18.2 | 20.6 | 19.8 | 17.7 | 18.5 | 18.2 | 18.8 | 58.18 | 107.62 | 78.26 | 2.66 | 3.59
2019 | 8 | 21 | 7:00 | 5576 | 14.9 | 14.5 | 16 | 14.9 | 14.4 | 17.4 | 19.8 | 20 | 19.2 | 18.2 | 20.6 | 19.8 | 17.7 | 18.5 | 18.2 | 18.8 | 58.18 | 107.62 | 78.26 | 2.66 | 3.59
2019 | 8 | 21 | 8:00 | 5577 | 15.3 | 14.1 | 17.9 | 14.9 | 14.2 | 17.7 | 19.8 | 20 | 19.2 | 18.2 | 20.6 | 19.8 | 17.7 | 18.5 | 18.2 | 18.8 | 58.18 | 107.62 | 78.26 | 2.66 | 3.59
2019 | 8 | 21 | 9:00 | 5578 | 15.4 | 14.6 | 18.5 | 15.5 | 14 | 19 | 19.8 | 20 | 19.2 | 18.2 | 20.6 | 19.8 | 17.7 | 18.5 | 18.2 | 18.8 | 58.18 | 107.62 | 78.26 | 2.66 | 3.59
2019 | 8 | 21 | 10:00 | 5579 | 14.9 | 13.7 | 16.3 | 15.7 | 13.6 | 19.9 | 19.8 | 20 | 19.2 | 18.2 | 20.6 | 19.8 | 17.7 | 18.5 | 18.2 | 18.8 | 58.18 | 107.62 | 78.26 | 2.66 | 3.59
2019 | 8 | 21 | 11:00 | 5580 | 13.5 | 13.4 | 17.4 | 15.7 | 13.8 | 19.2 | 19.8 | 20 | 19.2 | 18.2 | 20.6 | 19.8 | 17.7 | 18.5 | 18.2 | 18.8 | 58.18 | 107.62 | 78.26 | 2.66 | 3.59
2019 | 8 | 21 | 12:00 | 5581 | 13.8 | 13.1 | 18 | 16.4 | 14.4 | 17.2 | 21 | 20 | 19.2 | 18.2 | 20.6 | 19.8 | 17.7 | 18.5 | 18.2 | 18.8 | 58.18 | 107.62 | 78.26 | 2.66 | 3.59
2019 | 8 | 21 | 13:00 | 5582 | 13.2 | 13.6 | 18.9 | 15.8 | 14.6 | 13.9 | 21 | 20 | 19.2 | 18.2 | 20.6 | 19.8 | 17.7 | 18.5 | 18.2 | 18.8 | 58.18 | 107.62 | 78.26 | 2.66 | 3.59
2019 | 8 | 21 | 14:00 | 5583 | 13.9 | 13.7 | 19.2 | 17.8 | 14.6 | 13.8 | 21 | 20 | 19.2 | 18.2 | 20.6 | 19.8 | 17.7 | 18.5 | 18.2 | 18.8 | 58.18 | 107.62 | 78.26 | 2.66 | 3.59
2019 | 8 | 21 | 15:00 | 5584 | 14.3 | 14 | 19.3 | 19.1 | 15.2 | 13.6 | 21 | 20 | 19.2 | 18.2 | 20.6 | 19.8 | 17.7 | 18.5 | 18.2 | 18.8 | 58.18 | 107.62 | 78.26 | 2.66 | 3.59
2019 | 8 | 21 | 16:00 | 5585 | 14.9 | 14.4 | 19.5 | 19.5 | 16.2 | 13.4 | 21 | 20 | 19.2 | 18.2 | 20.6 | 19.8 | 17.7 | 18.5 | 18.2 | 18.8 | 58.18 | 107.62 | 78.26 | 2.66 | 3.59
2019 | 8 | 21 | 17:00 | 5586 | 14.8 | 14.8 | 18.9 | 18.1 | 16 | 13.3 | 21 | 20 | 19.2 | 18.2 | 20.6 | 19.8 | 17.7 | 18.5 | 18.2 | 18.8 | 58.18 | 107.62 | 78.26 | 2.66 | 3.59
2019 | 8 | 21 | 18:00 | 5587 | 13.2 | 13.9 | 18.2 | 14.9 | 14.7 | 13.1 | 21 | 20 | 19.2 | 18.2 | 20.6 | 19.8 | 17.7 | 18.5 | 18.2 | 18.8 | 58.18 | 107.62 | 78.26 | 2.66 | 3.59
2019 | 8 | 21 | 19:00 | 5588 | 12.1 | 12.2 | 16.5 | 13.5 | 14.3 | 12.4 | 21 | 20 | 19.2 | 18.2 | 20.6 | 19.8 | 17.7 | 18.5 | 18.2 | 18.8 | 58.18 | 107.62 | 78.26 | 2.66 | 3.59
2019 | 8 | 21 | 20:00 | 5589 | 12.5 | 12.8 | 17.7 | 11.8 | 14.1 | 12 | 21 | 20 | 19.2 | 18.2 | 20.6 | 19.8 | 17.7 | 18.5 | 18.2 | 18.8 | 58.18 | 107.62 | 78.26 | 2.66 | 3.59
2019 | 8 | 21 | 21:00 | 5590 | 11.7 | 12.9 | 17.8 | 10.7 | 13.2 | 11.4 | 21 | 20 | 19.2 | 18.2 | 20.6 | 19.8 | 17.7 | 18.5 | 18.2 | 18.8 | 58.18 | 107.62 | 78.26 | 2.66 | 3.59
2019 | 8 | 21 | 22:00 | 5591 | 10.1 | 12.8 | 18 | 10.9 | 12.7 | 11.5 | 21 | 20 | 19.2 | 18.2 | 20.6 | 19.8 | 17.7 | 18.5 | 18.2 | 18.8 | 58.18 | 107.62 | 78.26 | 2.66 | 3.59
2019 | 8 | 21 | 23:00 | 5592 | 10.8 | 12.2 | 18.2 | 11 | 12.3 | 10.6 | 21 | 20 | 19.2 | 18.2 | 20.6 | 19.8 | 17.7 | 18.5 | 18.2 | 18.8 | 58.18 | 107.62 | 78.26 | 2.66 | 3.59
2019 | 8 | 22 | 0:00 | 5593 | 10.8 | 11.8 | 18.3 | 10.8 | 12.2 | 11.3 | 19.6 | 19.3 | 18.9 | 18 | 20.8 | 19.7 | 18.6 | 17.5 | 18 | 18.8 | 55.7 | 109.97 | 82.71 | 0.86 | 2.94
2019 | 8 | 22 | 1:00 | 5594 | 10.5 | 11.2 | 18.1 | 10.3 | 12.1 | 11.2 | 19.6 | 19.3 | 18.9 | 18 | 20.8 | 19.7 | 18.6 | 17.5 | 18 | 18.8 | 55.7 | 109.97 | 82.71 | 0.86 | 2.94
2019 | 8 | 22 | 2:00 | 5595 | 9.2 | 10.6 | 18.1 | 10.1 | 12.1 | 11.2 | 19.6 | 19.3 | 18.9 | 18 | 20.8 | 19.7 | 18.6 | 17.5 | 18 | 18.8 | 55.7 | 109.97 | 82.71 | 0.86 | 2.94
2019 | 8 | 22 | 3:00 | 5596 | 10 | 10.2 | 18 | 9.5 | 12 | 9.9 | 19.6 | 19.3 | 18.9 | 18 | 20.8 | 19.7 | 18.6 | 17.5 | 18 | 18.8 | 55.7 | 109.97 | 82.71 | 0.86 | 2.94
2019 | 8 | 22 | 4:00 | 5597 | 11.4 | 10 | 17.5 | 9.9 | 12.3 | 9 | 19.6 | 19.3 | 18.9 | 18 | 20.8 | 19.7 | 18.6 | 17.5 | 18 | 18.8 | 55.7 | 109.97 | 82.71 | 0.86 | 2.94
2019 | 8 | 22 | 5:00 | 5598 | 11.7 | 11.5 | 17.7 | 13 | 13.8 | 10.8 | 19.6 | 19.3 | 18.9 | 18 | 20.8 | 19.7 | 18.6 | 17.5 | 18 | 18.8 | 55.7 | 109.97 | 82.71 | 0.86 | 2.94
2019 | 8 | 22 | 6:00 | 5599 | 13.7 | 14.1 | 18 | 15.2 | 15.8 | 12.6 | 19.6 | 19.3 | 18.9 | 18 | 20.8 | 19.7 | 18.6 | 17.5 | 18 | 18.8 | 55.7 | 109.97 | 82.71 | 0.86 | 2.94
2019 | 8 | 22 | 7:00 | 5600 | 16.3 | 16.6 | 18.1 | 17.2 | 17.9 | 13.9 | 19.6 | 19.3 | 18.9 | 18 | 20.8 | 19.7 | 18.6 | 17.5 | 18 | 18.8 | 55.7 | 109.97 | 82.71 | 0.86 | 2.94
2019 | 8 | 22 | 8:00 | 5601 | 18.3 | 18.1 | 18.9 | 17.8 | 18.4 | 16.4 | 19.6 | 19.3 | 18.9 | 18 | 20.8 | 19.7 | 18.6 | 17.5 | 18 | 18.8 | 55.7 | 109.97 | 82.71 | 0.86 | 2.94
2019 | 8 | 22 | 9:00 | 5602 | 19.3 | 19.6 | 19.4 | 19.4 | 19.5 | 17.9 | 19.6 | 19.3 | 18.9 | 18 | 20.8 | 19.7 | 18.6 | 17.5 | 18 | 18.8 | 55.7 | 109.97 | 82.71 | 0.86 | 2.94
2019 | 8 | 22 | 10:00 | 5603 | 20.1 | 20.5 | 19.8 | 18.8 | 19.4 | 18.4 | 19.6 | 19.3 | 18.9 | 18 | 20.8 | 19.7 | 18.6 | 17.5 | 18 | 18.8 | 55.7 | 109.97 | 82.71 | 0.86 | 2.94
2019 | 8 | 22 | 11:00 | 5604 | 20.5 | 20.9 | 19.9 | 19.5 | 19.6 | 20 | 19.6 | 19.3 | 18.9 | 18 | 20.8 | 19.7 | 18.6 | 17.5 | 18 | 18.8 | 55.7 | 109.97 | 82.71 | 0.86 | 2.94
2019 | 8 | 22 | 12:00 | 5605 | 21.8 | 19.7 | 19.8 | 20.3 | 20.3 | 20.1 | 21.2 | 19.3 | 18.9 | 18 | 20.8 | 19.7 | 18.6 | 17.5 | 18 | 18.8 | 55.7 | 109.97 | 82.71 | 0.86 | 2.94
2019 | 8 | 22 | 13:00 | 5606 | 21.9 | 21.9 | 19.6 | 20.3 | 20.9 | 19.8 | 21.2 | 19.3 | 18.9 | 18 | 20.8 | 19.7 | 18.6 | 17.5 | 18 | 18.8 | 55.7 | 109.97 | 82.71 | 0.86 | 2.94
2019 | 8 | 22 | 14:00 | 5607 | 22.6 | 21.7 | 19.3 | 20.3 | 21.3 | 20.3 | 21.2 | 19.3 | 18.9 | 18 | 20.8 | 19.7 | 18.6 | 17.5 | 18 | 18.8 | 55.7 | 109.97 | 82.71 | 0.86 | 2.94
2019 | 8 | 22 | 15:00 | 5608 | 22.2 | 20.7 | 19.4 | 20.2 | 20.8 | 21 | 21.2 | 19.3 | 18.9 | 18 | 20.8 | 19.7 | 18.6 | 17.5 | 18 | 18.8 | 55.7 | 109.97 | 82.71 | 0.86 | 2.94
2019 | 8 | 22 | 16:00 | 5609 | 22.2 | 20.7 | 19.1 | 19.8 | 20.8 | 20.5 | 21.2 | 19.3 | 18.9 | 18 | 20.8 | 19.7 | 18.6 | 17.5 | 18 | 18.8 | 55.7 | 109.97 | 82.71 | 0.86 | 2.94
2019 | 8 | 22 | 17:00 | 5610 | 20.4 | 19.9 | 18.9 | 17.3 | 19.4 | 19.5 | 21.2 | 19.3 | 18.9 | 18 | 20.8 | 19.7 | 18.6 | 17.5 | 18 | 18.8 | 55.7 | 109.97 | 82.71 | 0.86 | 2.94
2019 | 8 | 22 | 18:00 | 5611 | 16.5 | 17 | 14.4 | 13.4 | 16.4 | 17.4 | 21.2 | 19.3 | 18.9 | 18 | 20.8 | 19.7 | 18.6 | 17.5 | 18 | 18.8 | 55.7 | 109.97 | 82.71 | 0.86 | 2.94
2019 | 8 | 22 | 19:00 | 5612 | 13.5 | 14.9 | 11.8 | 11.5 | 14.2 | 15.6 | 21.2 | 19.3 | 18.9 | 18 | 20.8 | 19.7 | 18.6 | 17.5 | 18 | 18.8 | 55.7 | 109.97 | 82.71 | 0.86 | 2.94
2019 | 8 | 22 | 20:00 | 5613 | 13 | 13.6 | 11.1 | 10.6 | 12.8 | 14.1 | 21.2 | 19.3 | 18.9 | 18 | 20.8 | 19.7 | 18.6 | 17.5 | 18 | 18.8 | 55.7 | 109.97 | 82.71 | 0.86 | 2.94
2019 | 8 | 22 | 21:00 | 5614 | 11.6 | 12.9 | 11.1 | 9.4 | 12.2 | 13.1 | 21.2 | 19.3 | 18.9 | 18 | 20.8 | 19.7 | 18.6 | 17.5 | 18 | 18.8 | 55.7 | 109.97 | 82.71 | 0.86 | 2.94
2019 | 8 | 22 | 22:00 | 5615 | 11.6 | 12.2 | 11.3 | 8.5 | 11.5 | 12.4 | 21.2 | 19.3 | 18.9 | 18 | 20.8 | 19.7 | 18.6 | 17.5 | 18 | 18.8 | 55.7 | 109.97 | 82.71 | 0.86 | 2.94
2019 | 8 | 22 | 23:00 | 5616 | 11.4 | 11.5 | 12.9 | 8.6 | 11.3 | 11.8 | 21.2 | 19.3 | 18.9 | 18 | 20.8 | 19.7 | 18.6 | 17.5 | 18 | 18.8 | 55.7 | 109.97 | 82.71 | 0.86 | 2.94
2019 | 8 | 23 | 0:00 | 5617 | 10.1 | 10.8 | 13.5 | 8.5 | 10.9 | 11.6 | 19.8 | 19.4 | 18.6 | 17.4 | 20.4 | 20.2 | 19.9 | 17.7 | 17.7 | 18.9 | 55.5 | 117.35 | 83.02 | 0.58 | 3.2
2019 | 8 | 23 | 1:00 | 5618 | 10.1 | 10.4 | 13.5 | 7.5 | 10.6 | 11.2 | 19.8 | 19.4 | 18.6 | 17.4 | 20.4 | 20.2 | 19.9 | 17.7 | 17.7 | 18.9 | 55.5 | 117.35 | 83.02 | 0.58 | 3.2
2019 | 8 | 23 | 2:00 | 5619 | 9.7 | 10.2 | 13.3 | 7.3 | 10.6 | 11.5 | 19.8 | 19.4 | 18.6 | 17.4 | 20.4 | 20.2 | 19.9 | 17.7 | 17.7 | 18.9 | 55.5 | 117.35 | 83.02 | 0.58 | 3.2
2019 | 8 | 23 | 3:00 | 5620 | 10.6 | 10.1 | 12.5 | 7.3 | 11.4 | 12.2 | 19.8 | 19.4 | 18.6 | 17.4 | 20.4 | 20.2 | 19.9 | 17.7 | 17.7 | 18.9 | 55.5 | 117.35 | 83.02 | 0.58 | 3.2
2019 | 8 | 23 | 4:00 | 5621 | 11.5 | 10.2 | 12.8 | 8.8 | 12.3 | 12.3 | 19.8 | 19.4 | 18.6 | 17.4 | 20.4 | 20.2 | 19.9 | 17.7 | 17.7 | 18.9 | 55.5 | 117.35 | 83.02 | 0.58 | 3.2
2019 | 8 | 23 | 5:00 | 5622 | 13.1 | 13.2 | 15.9 | 12.3 | 13.9 | 12.8 | 19.8 | 19.4 | 18.6 | 17.4 | 20.4 | 20.2 | 19.9 | 17.7 | 17.7 | 18.9 | 55.5 | 117.35 | 83.02 | 0.58 | 3.2
2019 | 8 | 23 | 6:00 | 5623 | 14.7 | 15.8 | 19.6 | 16.4 | 15.9 | 14 | 19.8 | 19.4 | 18.6 | 17.4 | 20.4 | 20.2 | 19.9 | 17.7 | 17.7 | 18.9 | 55.5 | 117.35 | 83.02 | 0.58 | 3.2
2019 | 8 | 23 | 7:00 | 5624 | 17.7 | 19.2 | 20.3 | 19.1 | 18 | 16.7 | 19.8 | 19.4 | 18.6 | 17.4 | 20.4 | 20.2 | 19.9 | 17.7 | 17.7 | 18.9 | 55.5 | 117.35 | 83.02 | 0.58 | 3.2
2019 | 8 | 23 | 8:00 | 5625 | 20.1 | 21.3 | 21 | 21.1 | 20.4 | 20 | 19.8 | 19.4 | 18.6 | 17.4 | 20.4 | 20.2 | 19.9 | 17.7 | 17.7 | 18.9 | 55.5 | 117.35 | 83.02 | 0.58 | 3.2
2019 | 8 | 23 | 9:00 | 5626 | 21 | 21.9 | 21.8 | 22.5 | 22.2 | 21.4 | 19.8 | 19.4 | 18.6 | 17.4 | 20.4 | 20.2 | 19.9 | 17.7 | 17.7 | 18.9 | 55.5 | 117.35 | 83.02 | 0.58 | 3.2
2019 | 8 | 23 | 10:00 | 5627 | 22.5 | 22.8 | 22.2 | 23 | 22.9 | 21.6 | 19.8 | 19.4 | 18.6 | 17.4 | 20.4 | 20.2 | 19.9 | 17.7 | 17.7 | 18.9 | 55.5 | 117.35 | 83.02 | 0.58 | 3.2
2019 | 8 | 23 | 11:00 | 5628 | 22.1 | 22.7 | 22.3 | 23.1 | 23.3 | 22.2 | 19.8 | 19.4 | 18.6 | 17.4 | 20.4 | 20.2 | 19.9 | 17.7 | 17.7 | 18.9 | 55.5 | 117.35 | 83.02 | 0.58 | 3.2
2019 | 8 | 23 | 12:00 | 5629 | 23.7 | 23.8 | 22.5 | 23.9 | 23.9 | 22.5 | 22.2 | 19.4 | 18.6 | 17.4 | 20.4 | 20.2 | 19.9 | 17.7 | 17.7 | 18.9 | 55.5 | 117.35 | 83.02 | 0.58 | 3.2
2019 | 8 | 23 | 13:00 | 5630 | 23.1 | 23.8 | 22.3 | 23.4 | 23.9 | 21.8 | 22.2 | 19.4 | 18.6 | 17.4 | 20.4 | 20.2 | 19.9 | 17.7 | 17.7 | 18.9 | 55.5 | 117.35 | 83.02 | 0.58 | 3.2
2019 | 8 | 23 | 14:00 | 5631 | 23.6 | 24 | 22.1 | 23.5 | 24.2 | 21.9 | 22.2 | 19.4 | 18.6 | 17.4 | 20.4 | 20.2 | 19.9 | 17.7 | 17.7 | 18.9 | 55.5 | 117.35 | 83.02 | 0.58 | 3.2
2019 | 8 | 23 | 15:00 | 5632 | 23.6 | 23.2 | 21.9 | 23 | 23.5 | 22.9 | 22.2 | 19.4 | 18.6 | 17.4 | 20.4 | 20.2 | 19.9 | 17.7 | 17.7 | 18.9 | 55.5 | 117.35 | 83.02 | 0.58 | 3.2
2019 | 8 | 23 | 16:00 | 5633 | 23.1 | 22.6 | 21.2 | 22.4 | 22.6 | 22.2 | 22.2 | 19.4 | 18.6 | 17.4 | 20.4 | 20.2 | 19.9 | 17.7 | 17.7 | 18.9 | 55.5 | 117.35 | 83.02 | 0.58 | 3.2
2019 | 8 | 23 | 17:00 | 5634 | 21.9 | 20.5 | 20.8 | 21.1 | 21.4 | 21.1 | 22.2 | 19.4 | 18.6 | 17.4 | 20.4 | 20.2 | 19.9 | 17.7 | 17.7 | 18.9 | 55.5 | 117.35 | 83.02 | 0.58 | 3.2
2019 | 8 | 23 | 18:00 | 5635 | 17 | 17.8 | 19.1 | 18.9 | 19.7 | 18.8 | 22.2 | 19.4 | 18.6 | 17.4 | 20.4 | 20.2 | 19.9 | 17.7 | 17.7 | 18.9 | 55.5 | 117.35 | 83.02 | 0.58 | 3.2
2019 | 8 | 23 | 19:00 | 5636 | 15.2 | 15.6 | 18.1 | 17.5 | 18.3 | 17.1 | 22.2 | 19.4 | 18.6 | 17.4 | 20.4 | 20.2 | 19.9 | 17.7 | 17.7 | 18.9 | 55.5 | 117.35 | 83.02 | 0.58 | 3.2
2019 | 8 | 23 | 20:00 | 5637 | 12.6 | 14.5 | 17.5 | 17 | 17.2 | 15.7 | 22.2 | 19.4 | 18.6 | 17.4 | 20.4 | 20.2 | 19.9 | 17.7 | 17.7 | 18.9 | 55.5 | 117.35 | 83.02 | 0.58 | 3.2
2019 | 8 | 23 | 21:00 | 5638 | 13.1 | 13.4 | 19.1 | 16.4 | 16 | 14.2 | 22.2 | 19.4 | 18.6 | 17.4 | 20.4 | 20.2 | 19.9 | 17.7 | 17.7 | 18.9 | 55.5 | 117.35 | 83.02 | 0.58 | 3.2
2019 | 8 | 23 | 22:00 | 5639 | 12.6 | 12.8 | 19.7 | 15.8 | 16.2 | 13.3 | 22.2 | 19.4 | 18.6 | 17.4 | 20.4 | 20.2 | 19.9 | 17.7 | 17.7 | 18.9 | 55.5 | 117.35 | 83.02 | 0.58 | 3.2
2019 | 8 | 23 | 23:00 | 5640 | 11.2 | 12.2 | 19.8 | 15.1 | 16 | 12.7 | 22.2 | 19.4 | 18.6 | 17.4 | 20.4 | 20.2 | 19.9 | 17.7 | 17.7 | 18.9 | 55.5 | 117.35 | 83.02 | 0.58 | 3.2
2019 | 8 | 24 | 0:00 | 5641 | 11 | 12 | 19.8 | 14.4 | 15.5 | 12.3 | 20.2 | 19.9 | 18.8 | 17.9 | 20.3 | 20.2 | 20.6 | 17.9 | 18.3 | 19.1 | 54.4 | 109.86 | 78.79 | 0.55 | 3.46
2019 | 8 | 24 | 1:00 | 5642 | 11.4 | 11.5 | 19.4 | 12.7 | 15.2 | 11.8 | 20.2 | 19.9 | 18.8 | 17.9 | 20.3 | 20.2 | 20.6 | 17.9 | 18.3 | 19.1 | 54.4 | 109.86 | 78.79 | 0.55 | 3.46
2019 | 8 | 24 | 2:00 | 5643 | 9.6 | 11.3 | 19.1 | 12.1 | 14.9 | 11 | 20.2 | 19.9 | 18.8 | 17.9 | 20.3 | 20.2 | 20.6 | 17.9 | 18.3 | 19.1 | 54.4 | 109.86 | 78.79 | 0.55 | 3.46
2019 | 8 | 24 | 3:00 | 5644 | 10 | 10.5 | 19.2 | 13.2 | 14.5 | 10.6 | 20.2 | 19.9 | 18.8 | 17.9 | 20.3 | 20.2 | 20.6 | 17.9 | 18.3 | 19.1 | 54.4 | 109.86 | 78.79 | 0.55 | 3.46
2019 | 8 | 24 | 4:00 | 5645 | 10.3 | 11.2 | 19.1 | 14.5 | 15.4 | 10.8 | 20.2 | 19.9 | 18.8 | 17.9 | 20.3 | 20.2 | 20.6 | 17.9 | 18.3 | 19.1 | 54.4 | 109.86 | 78.79 | 0.55 | 3.46
2019 | 8 | 24 | 5:00 | 5646 | 14.2 | 14.9 | 19.7 | 16 | 16.6 | 12.7 | 20.2 | 19.9 | 18.8 | 17.9 | 20.3 | 20.2 | 20.6 | 17.9 | 18.3 | 19.1 | 54.4 | 109.86 | 78.79 | 0.55 | 3.46
2019 | 8 | 24 | 6:00 | 5647 | 16.6 | 17.6 | 20.3 | 18.2 | 18.3 | 15.9 | 20.2 | 19.9 | 18.8 | 17.9 | 20.3 | 20.2 | 20.6 | 17.9 | 18.3 | 19.1 | 54.4 | 109.86 | 78.79 | 0.55 | 3.46
2019 | 8 | 24 | 7:00 | 5648 | 19.8 | 20 | 20.9 | 19.8 | 20.1 | 18.7 | 20.2 | 19.9 | 18.8 | 17.9 | 20.3 | 20.2 | 20.6 | 17.9 | 18.3 | 19.1 | 54.4 | 109.86 | 78.79 | 0.55 | 3.46
2019 | 8 | 24 | 8:00 | 5649 | 22.2 | 22.2 | 20.9 | 21 | 21.9 | 21.1 | 20.2 | 19.9 | 18.8 | 17.9 | 20.3 | 20.2 | 20.6 | 17.9 | 18.3 | 19.1 | 54.4 | 109.86 | 78.79 | 0.55 | 3.46
2019 | 8 | 24 | 9:00 | 5650 | 23.7 | 23.7 | 21.2 | 21.7 | 22.6 | 23.1 | 20.2 | 19.9 | 18.8 | 17.9 | 20.3 | 20.2 | 20.6 | 17.9 | 18.3 | 19.1 | 54.4 | 109.86 | 78.79 | 0.55 | 3.46
2019 | 8 | 24 | 10:00 | 5651 | 24.5 | 24.5 | 21.7 | 22.2 | 22.7 | 24 | 20.2 | 19.9 | 18.8 | 17.9 | 20.3 | 20.2 | 20.6 | 17.9 | 18.3 | 19.1 | 54.4 | 109.86 | 78.79 | 0.55 | 3.46
2019 | 8 | 24 | 11:00 | 5652 | 25.5 | 25 | 21.9 | 22.8 | 23.1 | 24.6 | 20.2 | 19.9 | 18.8 | 17.9 | 20.3 | 20.2 | 20.6 | 17.9 | 18.3 | 19.1 | 54.4 | 109.86 | 78.79 | 0.55 | 3.46
2019 | 8 | 24 | 12:00 | 5653 | 26 | 25.7 | 21.7 | 24 | 24.3 | 24.9 | 22.8 | 19.9 | 18.8 | 17.9 | 20.3 | 20.2 | 20.6 | 17.9 | 18.3 | 19.1 | 54.4 | 109.86 | 78.79 | 0.55 | 3.46
2019 | 8 | 24 | 13:00 | 5654 | 26.4 | 26 | 21.6 | 23.5 | 23.9 | 25.5 | 22.8 | 19.9 | 18.8 | 17.9 | 20.3 | 20.2 | 20.6 | 17.9 | 18.3 | 19.1 | 54.4 | 109.86 | 78.79 | 0.55 | 3.46
2019 | 8 | 24 | 14:00 | 5655 | 26.6 | 25.7 | 21.6 | 24.3 | 24.4 | 25.6 | 22.8 | 19.9 | 18.8 | 17.9 | 20.3 | 20.2 | 20.6 | 17.9 | 18.3 | 19.1 | 54.4 | 109.86 | 78.79 | 0.55 | 3.46
2019 | 8 | 24 | 15:00 | 5656 | 26.4 | 25.3 | 21.1 | 24.6 | 23.9 | 25.1 | 22.8 | 19.9 | 18.8 | 17.9 | 20.3 | 20.2 | 20.6 | 17.9 | 18.3 | 19.1 | 54.4 | 109.86 | 78.79 | 0.55 | 3.46
2019 | 8 | 24 | 16:00 | 5657 | 25.7 | 24.8 | 20.8 | 23.4 | 23.7 | 24.2 | 22.8 | 19.9 | 18.8 | 17.9 | 20.3 | 20.2 | 20.6 | 17.9 | 18.3 | 19.1 | 54.4 | 109.86 | 78.79 | 0.55 | 3.46
2019 | 8 | 24 | 17:00 | 5658 | 23.7 | 24.1 | 20 | 22.5 | 22.9 | 23.3 | 22.8 | 19.9 | 18.8 | 17.9 | 20.3 | 20.2 | 20.6 | 17.9 | 18.3 | 19.1 | 54.4 | 109.86 | 78.79 | 0.55 | 3.46
2019 | 8 | 24 | 18:00 | 5659 | 19.9 | 20.7 | 18.3 | 19.2 | 20.3 | 20.7 | 22.8 | 19.9 | 18.8 | 17.9 | 20.3 | 20.2 | 20.6 | 17.9 | 18.3 | 19.1 | 54.4 | 109.86 | 78.79 | 0.55 | 3.46
2019 | 8 | 24 | 19:00 | 5660 | 17.1 | 18.6 | 17.1 | 17.4 | 18.6 | 18.9 | 22.8 | 19.9 | 18.8 | 17.9 | 20.3 | 20.2 | 20.6 | 17.9 | 18.3 | 19.1 | 54.4 | 109.86 | 78.79 | 0.55 | 3.46
2019 | 8 | 24 | 20:00 | 5661 | 15.2 | 17.3 | 16.5 | 14.4 | 17.8 | 17.4 | 22.8 | 19.9 | 18.8 | 17.9 | 20.3 | 20.2 | 20.6 | 17.9 | 18.3 | 19.1 | 54.4 | 109.86 | 78.79 | 0.55 | 3.46
2019 | 8 | 24 | 21:00 | 5662 | 14.3 | 16.6 | 16.2 | 13.5 | 15.8 | 16.1 | 22.8 | 19.9 | 18.8 | 17.9 | 20.3 | 20.2 | 20.6 | 17.9 | 18.3 | 19.1 | 54.4 | 109.86 | 78.79 | 0.55 | 3.46
2019 | 8 | 24 | 22:00 | 5663 | 13.7 | 15.5 | 15.8 | 12.3 | 15 | 15.4 | 22.8 | 19.9 | 18.8 | 17.9 | 20.3 | 20.2 | 20.6 | 17.9 | 18.3 | 19.1 | 54.4 | 109.86 | 78.79 | 0.55 | 3.46
2019 | 8 | 24 | 23:00 | 5664 | 13.2 | 15 | 15.8 | 11.7 | 13.8 | 15.3 | 22.8 | 19.9 | 18.8 | 17.9 | 20.3 | 20.2 | 20.6 | 17.9 | 18.3 | 19.1 | 54.4 | 109.86 | 78.79 | 0.55 | 3.46
2019 | 8 | 25 | 0:00 | 5665 | 13 | 14.4 | 15.2 | 11 | 13.3 | 14.6 | 20 | 19.3 | 18.8 | 17.8 | 20.4 | 21 | 21.7 | 18.2 | 19.2 | 19.2 | 53.72 | 112.39 | 79.34 | 0.5 | 3.21
2019 | 8 | 25 | 1:00 | 5666 | 11.9 | 14.3 | 14.8 | 10.8 | 12.3 | 14.3 | 20 | 19.3 | 18.8 | 17.8 | 20.4 | 21 | 21.7 | 18.2 | 19.2 | 19.2 | 53.72 | 112.39 | 79.34 | 0.5 | 3.21
2019 | 8 | 25 | 2:00 | 5667 | 11.5 | 14.4 | 13.9 | 10.8 | 12 | 14.1 | 20 | 19.3 | 18.8 | 17.8 | 20.4 | 21 | 21.7 | 18.2 | 19.2 | 19.2 | 53.72 | 112.39 | 79.34 | 0.5 | 3.21
2019 | 8 | 25 | 3:00 | 5668 | 11.6 | 12.9 | 12.8 | 12.5 | 11.6 | 13.8 | 20 | 19.3 | 18.8 | 17.8 | 20.4 | 21 | 21.7 | 18.2 | 19.2 | 19.2 | 53.72 | 112.39 | 79.34 | 0.5 | 3.21
2019 | 8 | 25 | 4:00 | 5669 | 11.6 | 14.4 | 12.3 | 13.1 | 12 | 14 | 20 | 19.3 | 18.8 | 17.8 | 20.4 | 21 | 21.7 | 18.2 | 19.2 | 19.2 | 53.72 | 112.39 | 79.34 | 0.5 | 3.21
2019 | 8 | 25 | 5:00 | 5670 | 14 | 17.1 | 14.8 | 14 | 14.2 | 16.8 | 20 | 19.3 | 18.8 | 17.8 | 20.4 | 21 | 21.7 | 18.2 | 19.2 | 19.2 | 53.72 | 112.39 | 79.34 | 0.5 | 3.21
2019 | 8 | 25 | 6:00 | 5671 | 18.5 | 19.5 | 17.4 | 17.1 | 16.6 | 19.6 | 20 | 19.3 | 18.8 | 17.8 | 20.4 | 21 | 21.7 | 18.2 | 19.2 | 19.2 | 53.72 | 112.39 | 79.34 | 0.5 | 3.21
2019 | 8 | 25 | 7:00 | 5672 | 22.1 | 21.8 | 20.2 | 19.5 | 19.6 | 21.8 | 20 | 19.3 | 18.8 | 17.8 | 20.4 | 21 | 21.7 | 18.2 | 19.2 | 19.2 | 53.72 | 112.39 | 79.34 | 0.5 | 3.21
2019 | 8 | 25 | 8:00 | 5673 | 23.7 | 23.8 | 21.7 | 21.8 | 22 | 23.4 | 20 | 19.3 | 18.8 | 17.8 | 20.4 | 21 | 21.7 | 18.2 | 19.2 | 19.2 | 53.72 | 112.39 | 79.34 | 0.5 | 3.21
2019 | 8 | 25 | 9:00 | 5674 | 25.2 | 24.5 | 22.2 | 23.2 | 23.4 | 23.2 | 20 | 19.3 | 18.8 | 17.8 | 20.4 | 21 | 21.7 | 18.2 | 19.2 | 19.2 | 53.72 | 112.39 | 79.34 | 0.5 | 3.21
2019 | 8 | 25 | 10:00 | 5675 | 26.4 | 24.7 | 22.1 | 24.9 | 24.5 | 24.8 | 20 | 19.3 | 18.8 | 17.8 | 20.4 | 21 | 21.7 | 18.2 | 19.2 | 19.2 | 53.72 | 112.39 | 79.34 | 0.5 | 3.21
2019 | 8 | 25 | 11:00 | 5676 | 26.2 | 26 | 22.9 | 25.9 | 25.5 | 24.6 | 20 | 19.3 | 18.8 | 17.8 | 20.4 | 21 | 21.7 | 18.2 | 19.2 | 19.2 | 53.72 | 112.39 | 79.34 | 0.5 | 3.21
2019 | 8 | 25 | 12:00 | 5677 | 26.9 | 26.3 | 23.7 | 26.2 | 25.5 | 24.6 | 23.4 | 19.3 | 18.8 | 17.8 | 20.4 | 21 | 21.7 | 18.2 | 19.2 | 19.2 | 53.72 | 112.39 | 79.34 | 0.5 | 3.21
2019 | 8 | 25 | 13:00 | 5678 | 27.2 | 26.5 | 23 | 27 | 26.2 | 25.8 | 23.4 | 19.3 | 18.8 | 17.8 | 20.4 | 21 | 21.7 | 18.2 | 19.2 | 19.2 | 53.72 | 112.39 | 79.34 | 0.5 | 3.21
2019 | 8 | 25 | 14:00 | 5679 | 27 | 26.6 | 23.1 | 26.9 | 25.9 | 25.3 | 23.4 | 19.3 | 18.8 | 17.8 | 20.4 | 21 | 21.7 | 18.2 | 19.2 | 19.2 | 53.72 | 112.39 | 79.34 | 0.5 | 3.21
2019 | 8 | 25 | 15:00 | 5680 | 27.1 | 26.3 | 23.4 | 27.1 | 25.8 | 25.4 | 23.4 | 19.3 | 18.8 | 17.8 | 20.4 | 21 | 21.7 | 18.2 | 19.2 | 19.2 | 53.72 | 112.39 | 79.34 | 0.5 | 3.21
2019 | 8 | 25 | 16:00 | 5681 | 26.5 | 25.6 | 23.1 | 26.7 | 25.3 | 24.8 | 23.4 | 19.3 | 18.8 | 17.8 | 20.4 | 21 | 21.7 | 18.2 | 19.2 | 19.2 | 53.72 | 112.39 | 79.34 | 0.5 | 3.21
2019 | 8 | 25 | 17:00 | 5682 | 24.6 | 24.1 | 22.1 | 22.1 | 23.4 | 23.8 | 23.4 | 19.3 | 18.8 | 17.8 | 20.4 | 21 | 21.7 | 18.2 | 19.2 | 19.2 | 53.72 | 112.39 | 79.34 | 0.5 | 3.21
2019 | 8 | 25 | 18:00 | 5683 | 21.8 | 22.2 | 19.1 | 19 | 20.1 | 21.7 | 23.4 | 19.3 | 18.8 | 17.8 | 20.4 | 21 | 21.7 | 18.2 | 19.2 | 19.2 | 53.72 | 112.39 | 79.34 | 0.5 | 3.21
2019 | 8 | 25 | 19:00 | 5684 | 18.1 | 21.1 | 18 | 17.4 | 17.7 | 19.9 | 23.4 | 19.3 | 18.8 | 17.8 | 20.4 | 21 | 21.7 | 18.2 | 19.2 | 19.2 | 53.72 | 112.39 | 79.34 | 0.5 | 3.21
2019 | 8 | 25 | 20:00 | 5685 | 16.9 | 20 | 18.1 | 15.8 | 16.8 | 19.2 | 23.4 | 19.3 | 18.8 | 17.8 | 20.4 | 21 | 21.7 | 18.2 | 19.2 | 19.2 | 53.72 | 112.39 | 79.34 | 0.5 | 3.21
2019 | 8 | 25 | 21:00 | 5686 | 15.8 | 19 | 18 | 14.8 | 17 | 17.9 | 23.4 | 19.3 | 18.8 | 17.8 | 20.4 | 21 | 21.7 | 18.2 | 19.2 | 19.2 | 53.72 | 112.39 | 79.34 | 0.5 | 3.21
2019 | 8 | 25 | 22:00 | 5687 | 15.2 | 17.5 | 17.7 | 13.5 | 17.2 | 16.5 | 23.4 | 19.3 | 18.8 | 17.8 | 20.4 | 21 | 21.7 | 18.2 | 19.2 | 19.2 | 53.72 | 112.39 | 79.34 | 0.5 | 3.21
2019 | 8 | 25 | 23:00 | 5688 | 14.2 | 16.1 | 17.3 | 13.1 | 17.5 | 15.9 | 23.4 | 19.3 | 18.8 | 17.8 | 20.4 | 21 | 21.7 | 18.2 | 19.2 | 19.2 | 53.72 | 112.39 | 79.34 | 0.5 | 3.21
2019 | 8 | 26 | 0:00 | 5689 | 14.3 | 15.5 | 16.1 | 12.2 | 17.3 | 15.2 | 20 | 20.1 | 18.8 | 17.5 | 20.6 | 21.2 | 22.2 | 18.5 | 19.6 | 19.9 | 53.5 | 111.51 | 77.63 | 0.43 | 3.21
2019 | 8 | 26 | 1:00 | 5690 | 14.3 | 14.9 | 16.2 | 11.6 | 17.1 | 14.7 | 20 | 20.1 | 18.8 | 17.5 | 20.6 | 21.2 | 22.2 | 18.5 | 19.6 | 19.9 | 53.5 | 111.51 | 77.63 | 0.43 | 3.21
2019 | 8 | 26 | 2:00 | 5691 | 13.5 | 14.2 | 15.9 | 11.2 | 17 | 14.5 | 20 | 20.1 | 18.8 | 17.5 | 20.6 | 21.2 | 22.2 | 18.5 | 19.6 | 19.9 | 53.5 | 111.51 | 77.63 | 0.43 | 3.21
2019 | 8 | 26 | 3:00 | 5692 | 13 | 13.6 | 15.9 | 10.9 | 15.4 | 14.2 | 20 | 20.1 | 18.8 | 17.5 | 20.6 | 21.2 | 22.2 | 18.5 | 19.6 | 19.9 | 53.5 | 111.51 | 77.63 | 0.43 | 3.21
2019 | 8 | 26 | 4:00 | 5693 | 13.2 | 13.5 | 15.7 | 11 | 14.5 | 14.5 | 20 | 20.1 | 18.8 | 17.5 | 20.6 | 21.2 | 22.2 | 18.5 | 19.6 | 19.9 | 53.5 | 111.51 | 77.63 | 0.43 | 3.21
2019 | 8 | 26 | 5:00 | 5694 | 16.4 | 16.2 | 17.2 | 13.9 | 17.5 | 15.6 | 20 | 20.1 | 18.8 | 17.5 | 20.6 | 21.2 | 22.2 | 18.5 | 19.6 | 19.9 | 53.5 | 111.51 | 77.63 | 0.43 | 3.21
2019 | 8 | 26 | 6:00 | 5695 | 19.4 | 19 | 20.4 | 18.7 | 20.3 | 18.3 | 20 | 20.1 | 18.8 | 17.5 | 20.6 | 21.2 | 22.2 | 18.5 | 19.6 | 19.9 | 53.5 | 111.51 | 77.63 | 0.43 | 3.21
2019 | 8 | 26 | 7:00 | 5696 | 21.4 | 22.1 | 22.6 | 21.4 | 22.5 | 21.4 | 20 | 20.1 | 18.8 | 17.5 | 20.6 | 21.2 | 22.2 | 18.5 | 19.6 | 19.9 | 53.5 | 111.51 | 77.63 | 0.43 | 3.21
2019 | 8 | 26 | 8:00 | 5697 | 23.9 | 24.7 | 23.3 | 24.4 | 24.5 | 23.7 | 20 | 20.1 | 18.8 | 17.5 | 20.6 | 21.2 | 22.2 | 18.5 | 19.6 | 19.9 | 53.5 | 111.51 | 77.63 | 0.43 | 3.21
2019 | 8 | 26 | 9:00 | 5698 | 25.1 | 26 | 24.3 | 26.2 | 26.2 | 25.1 | 20 | 20.1 | 18.8 | 17.5 | 20.6 | 21.2 | 22.2 | 18.5 | 19.6 | 19.9 | 53.5 | 111.51 | 77.63 | 0.43 | 3.21
2019 | 8 | 26 | 10:00 | 5699 | 26.2 | 26.6 | 23.6 | 27 | 26 | 25.9 | 20 | 20.1 | 18.8 | 17.5 | 20.6 | 21.2 | 22.2 | 18.5 | 19.6 | 19.9 | 53.5 | 111.51 | 77.63 | 0.43 | 3.21
2019 | 8 | 26 | 11:00 | 5700 | 26.7 | 27.2 | 24.1 | 27.7 | 27.7 | 25.4 | 20 | 20.1 | 18.8 | 17.5 | 20.6 | 21.2 | 22.2 | 18.5 | 19.6 | 19.9 | 53.5 | 111.51 | 77.63 | 0.43 | 3.21
2019 | 8 | 26 | 12:00 | 5701 | 26.3 | 26.5 | 25.3 | 28.2 | 27.7 | 26.8 | 22 | 20.1 | 18.8 | 17.5 | 20.6 | 21.2 | 22.2 | 18.5 | 19.6 | 19.9 | 53.5 | 111.51 | 77.63 | 0.43 | 3.21
2019 | 8 | 26 | 13:00 | 5702 | 27 | 27.3 | 25.2 | 28.8 | 28.6 | 27.1 | 22 | 20.1 | 18.8 | 17.5 | 20.6 | 21.2 | 22.2 | 18.5 | 19.6 | 19.9 | 53.5 | 111.51 | 77.63 | 0.43 | 3.21
2019 | 8 | 26 | 14:00 | 5703 | 27.1 | 27.7 | 24.5 | 28.5 | 28.2 | 26.2 | 22 | 20.1 | 18.8 | 17.5 | 20.6 | 21.2 | 22.2 | 18.5 | 19.6 | 19.9 | 53.5 | 111.51 | 77.63 | 0.43 | 3.21
2019 | 8 | 26 | 15:00 | 5704 | 27.3 | 27.3 | 24 | 28.3 | 28.2 | 26.5 | 22 | 20.1 | 18.8 | 17.5 | 20.6 | 21.2 | 22.2 | 18.5 | 19.6 | 19.9 | 53.5 | 111.51 | 77.63 | 0.43 | 3.21
2019 | 8 | 26 | 16:00 | 5705 | 26.8 | 26.8 | 25.7 | 26.7 | 27.8 | 26.1 | 22 | 20.1 | 18.8 | 17.5 | 20.6 | 21.2 | 22.2 | 18.5 | 19.6 | 19.9 | 53.5 | 111.51 | 77.63 | 0.43 | 3.21
2019 | 8 | 26 | 17:00 | 5706 | 24.9 | 24.8 | 24.5 | 23.9 | 24.3 | 24.7 | 22 | 20.1 | 18.8 | 17.5 | 20.6 | 21.2 | 22.2 | 18.5 | 19.6 | 19.9 | 53.5 | 111.51 | 77.63 | 0.43 | 3.21
2019 | 8 | 26 | 18:00 | 5707 | 21.8 | 21.9 | 21.3 | 22.2 | 21.1 | 21.8 | 22 | 20.1 | 18.8 | 17.5 | 20.6 | 21.2 | 22.2 | 18.5 | 19.6 | 19.9 | 53.5 | 111.51 | 77.63 | 0.43 | 3.21
2019 | 8 | 26 | 19:00 | 5708 | 17.8 | 19.2 | 21.3 | 17.5 | 19.1 | 19.3 | 22 | 20.1 | 18.8 | 17.5 | 20.6 | 21.2 | 22.2 | 18.5 | 19.6 | 19.9 | 53.5 | 111.51 | 77.63 | 0.43 | 3.21
2019 | 8 | 26 | 20:00 | 5709 | 16.8 | 18 | 20.9 | 15.8 | 17.8 | 18.2 | 22 | 20.1 | 18.8 | 17.5 | 20.6 | 21.2 | 22.2 | 18.5 | 19.6 | 19.9 | 53.5 | 111.51 | 77.63 | 0.43 | 3.21
2019 | 8 | 26 | 21:00 | 5710 | 15.7 | 16.7 | 20.3 | 14.5 | 16.7 | 17.1 | 22 | 20.1 | 18.8 | 17.5 | 20.6 | 21.2 | 22.2 | 18.5 | 19.6 | 19.9 | 53.5 | 111.51 | 77.63 | 0.43 | 3.21
2019 | 8 | 26 | 22:00 | 5711 | 15.4 | 16 | 19.8 | 14 | 15.9 | 16.4 | 22 | 20.1 | 18.8 | 17.5 | 20.6 | 21.2 | 22.2 | 18.5 | 19.6 | 19.9 | 53.5 | 111.51 | 77.63 | 0.43 | 3.21
2019 | 8 | 26 | 23:00 | 5712 | 14.1 | 15.3 | 18.4 | 13.6 | 15.6 | 15.7 | 22 | 20.1 | 18.8 | 17.5 | 20.6 | 21.2 | 22.2 | 18.5 | 19.6 | 19.9 | 53.5 | 111.51 | 77.63 | 0.43 | 3.21
2019 | 8 | 27 | 0:00 | 5713 | 13.4 | 14.7 | 18 | 13.2 | 15 | 15.2 | 20.2 | 20.7 | 18.9 | 18.2 | 20.5 | 21.7 | 22.5 | 18.6 | 19.6 | 19.7 | 53.13 | 117.85 | 77.18 | 0.43 | 3.53
2019 | 8 | 27 | 1:00 | 5714 | 13.5 | 14.2 | 17.7 | 12.3 | 14.3 | 14.2 | 20.2 | 20.7 | 18.9 | 18.2 | 20.5 | 21.7 | 22.5 | 18.6 | 19.6 | 19.7 | 53.13 | 117.85 | 77.18 | 0.43 | 3.53
2019 | 8 | 27 | 2:00 | 5715 | 13.2 | 13.9 | 17.2 | 11.5 | 13.8 | 13.9 | 20.2 | 20.7 | 18.9 | 18.2 | 20.5 | 21.7 | 22.5 | 18.6 | 19.6 | 19.7 | 53.13 | 117.85 | 77.18 | 0.43 | 3.53
2019 | 8 | 27 | 3:00 | 5716 | 12.5 | 13.5 | 17.1 | 11.6 | 13.3 | 13.7 | 20.2 | 20.7 | 18.9 | 18.2 | 20.5 | 21.7 | 22.5 | 18.6 | 19.6 | 19.7 | 53.13 | 117.85 | 77.18 | 0.43 | 3.53
2019 | 8 | 27 | 4:00 | 5717 | 11.7 | 14.2 | 17.2 | 11.2 | 13.3 | 13.4 | 20.2 | 20.7 | 18.9 | 18.2 | 20.5 | 21.7 | 22.5 | 18.6 | 19.6 | 19.7 | 53.13 | 117.85 | 77.18 | 0.43 | 3.53
2019 | 8 | 27 | 5:00 | 5718 | 14.2 | 16.5 | 18.4 | 13.9 | 14.4 | 14.7 | 20.2 | 20.7 | 18.9 | 18.2 | 20.5 | 21.7 | 22.5 | 18.6 | 19.6 | 19.7 | 53.13 | 117.85 | 77.18 | 0.43 | 3.53
2019 | 8 | 27 | 6:00 | 5719 | 18.9 | 20 | 20.8 | 18.4 | 17.8 | 18.1 | 20.2 | 20.7 | 18.9 | 18.2 | 20.5 | 21.7 | 22.5 | 18.6 | 19.6 | 19.7 | 53.13 | 117.85 | 77.18 | 0.43 | 3.53
2019 | 8 | 27 | 7:00 | 5720 | 22.5 | 21.8 | 23.8 | 20.9 | 20.4 | 22.2 | 20.2 | 20.7 | 18.9 | 18.2 | 20.5 | 21.7 | 22.5 | 18.6 | 19.6 | 19.7 | 53.13 | 117.85 | 77.18 | 0.43 | 3.53
2019 | 8 | 27 | 8:00 | 5721 | 24.4 | 23.5 | 26.1 | 22.8 | 23 | 24.3 | 20.2 | 20.7 | 18.9 | 18.2 | 20.5 | 21.7 | 22.5 | 18.6 | 19.6 | 19.7 | 53.13 | 117.85 | 77.18 | 0.43 | 3.53
2019 | 8 | 27 | 9:00 | 5722 | 26.2 | 25.8 | 27.9 | 25.9 | 25.4 | 26.2 | 20.2 | 20.7 | 18.9 | 18.2 | 20.5 | 21.7 | 22.5 | 18.6 | 19.6 | 19.7 | 53.13 | 117.85 | 77.18 | 0.43 | 3.53
2019 | 8 | 27 | 10:00 | 5723 | 27.1 | 26.9 | 29.1 | 27.6 | 27 | 25.4 | 20.2 | 20.7 | 18.9 | 18.2 | 20.5 | 21.7 | 22.5 | 18.6 | 19.6 | 19.7 | 53.13 | 117.85 | 77.18 | 0.43 | 3.53
2019 | 8 | 27 | 11:00 | 5724 | 27.4 | 27.1 | 29.1 | 28.4 | 27.4 | 27.1 | 20.2 | 20.7 | 18.9 | 18.2 | 20.5 | 21.7 | 22.5 | 18.6 | 19.6 | 19.7 | 53.13 | 117.85 | 77.18 | 0.43 | 3.53
2019 | 8 | 27 | 12:00 | 5725 | 28.1 | 27.8 | 27.6 | 29 | 28.4 | 27 | 21.6 | 20.7 | 18.9 | 18.2 | 20.5 | 21.7 | 22.5 | 18.6 | 19.6 | 19.7 | 53.13 | 117.85 | 77.18 | 0.43 | 3.53
2019 | 8 | 27 | 13:00 | 5726 | 28.4 | 27.7 | 28.3 | 29.3 | 28.7 | 27.3 | 21.6 | 20.7 | 18.9 | 18.2 | 20.5 | 21.7 | 22.5 | 18.6 | 19.6 | 19.7 | 53.13 | 117.85 | 77.18 | 0.43 | 3.53
2019 | 8 | 27 | 14:00 | 5727 | 28.1 | 27.8 | 28.1 | 29.6 | 28.8 | 26.9 | 21.6 | 20.7 | 18.9 | 18.2 | 20.5 | 21.7 | 22.5 | 18.6 | 19.6 | 19.7 | 53.13 | 117.85 | 77.18 | 0.43 | 3.53
2019 | 8 | 27 | 15:00 | 5728 | 28.1 | 27.6 | 29.1 | 29 | 27.9 | 27 | 21.6 | 20.7 | 18.9 | 18.2 | 20.5 | 21.7 | 22.5 | 18.6 | 19.6 | 19.7 | 53.13 | 117.85 | 77.18 | 0.43 | 3.53
2019 | 8 | 27 | 16:00 | 5729 | 27.7 | 26.9 | 28.5 | 27.1 | 27 | 26.1 | 21.6 | 20.7 | 18.9 | 18.2 | 20.5 | 21.7 | 22.5 | 18.6 | 19.6 | 19.7 | 53.13 | 117.85 | 77.18 | 0.43 | 3.53
2019 | 8 | 27 | 17:00 | 5730 | 25.5 | 25.5 | 27.1 | 26.4 | 24.7 | 24.6 | 21.6 | 20.7 | 18.9 | 18.2 | 20.5 | 21.7 | 22.5 | 18.6 | 19.6 | 19.7 | 53.13 | 117.85 | 77.18 | 0.43 | 3.53
2019 | 8 | 27 | 18:00 | 5731 | 20 | 22.7 | 22.3 | 20.2 | 21.2 | 22.4 | 21.6 | 20.7 | 18.9 | 18.2 | 20.5 | 21.7 | 22.5 | 18.6 | 19.6 | 19.7 | 53.13 | 117.85 | 77.18 | 0.43 | 3.53
2019 | 8 | 27 | 19:00 | 5732 | 18.5 | 19.9 | 20.7 | 17.7 | 19.8 | 21.2 | 21.6 | 20.7 | 18.9 | 18.2 | 20.5 | 21.7 | 22.5 | 18.6 | 19.6 | 19.7 | 53.13 | 117.85 | 77.18 | 0.43 | 3.53
2019 | 8 | 27 | 20:00 | 5733 | 16.8 | 19.9 | 19.8 | 17.5 | 19.3 | 20.4 | 21.6 | 20.7 | 18.9 | 18.2 | 20.5 | 21.7 | 22.5 | 18.6 | 19.6 | 19.7 | 53.13 | 117.85 | 77.18 | 0.43 | 3.53
2019 | 8 | 27 | 21:00 | 5734 | 16 | 18.2 | 19.7 | 16.7 | 18 | 19.5 | 21.6 | 20.7 | 18.9 | 18.2 | 20.5 | 21.7 | 22.5 | 18.6 | 19.6 | 19.7 | 53.13 | 117.85 | 77.18 | 0.43 | 3.53
2019 | 8 | 27 | 22:00 | 5735 | 15.2 | 17.4 | 20.1 | 14.7 | 16.6 | 18.2 | 21.6 | 20.7 | 18.9 | 18.2 | 20.5 | 21.7 | 22.5 | 18.6 | 19.6 | 19.7 | 53.13 | 117.85 | 77.18 | 0.43 | 3.53
2019 | 8 | 27 | 23:00 | 5736 | 19.5 | 17.4 | 20.5 | 13.7 | 15.4 | 16.5 | 21.6 | 20.7 | 18.9 | 18.2 | 20.5 | 21.7 | 22.5 | 18.6 | 19.6 | 19.7 | 53.13 | 117.85 | 77.18 | 0.43 | 3.53
2019 | 8 | 28 | 0:00 | 5737 | 19.4 | 17 | 19.6 | 13.1 | 14.8 | 15.3 | 19.8 | 21.4 | 19.1 | 18.6 | 19.3 | 21.7 | 22.7 | 18.7 | 19.6 | 20.4 | 51.81 | 116.11 | 75.22 | 0.42 | 3
2019 | 8 | 28 | 1:00 | 5738 | 17.5 | 16.1 | 18.7 | 13.3 | 15 | 14.6 | 19.8 | 21.4 | 19.1 | 18.6 | 19.3 | 21.7 | 22.7 | 18.7 | 19.6 | 20.4 | 51.81 | 116.11 | 75.22 | 0.42 | 3
2019 | 8 | 28 | 2:00 | 5739 | 15.6 | 15.2 | 18.2 | 11.8 | 14.2 | 14.1 | 19.8 | 21.4 | 19.1 | 18.6 | 19.3 | 21.7 | 22.7 | 18.7 | 19.6 | 20.4 | 51.81 | 116.11 | 75.22 | 0.42 | 3
2019 | 8 | 28 | 3:00 | 5740 | 15.3 | 14.9 | 17.7 | 11.3 | 14.3 | 13.7 | 19.8 | 21.4 | 19.1 | 18.6 | 19.3 | 21.7 | 22.7 | 18.7 | 19.6 | 20.4 | 51.81 | 116.11 | 75.22 | 0.42 | 3
2019 | 8 | 28 | 4:00 | 5741 | 14.4 | 15.5 | 17.7 | 12.2 | 13.9 | 13.7 | 19.8 | 21.4 | 19.1 | 18.6 | 19.3 | 21.7 | 22.7 | 18.7 | 19.6 | 20.4 | 51.81 | 116.11 | 75.22 | 0.42 | 3
2019 | 8 | 28 | 5:00 | 5742 | 17.2 | 17.7 | 18.8 | 15.3 | 17.2 | 15.8 | 19.8 | 21.4 | 19.1 | 18.6 | 19.3 | 21.7 | 22.7 | 18.7 | 19.6 | 20.4 | 51.81 | 116.11 | 75.22 | 0.42 | 3
2019 | 8 | 28 | 6:00 | 5743 | 20.3 | 19.6 | 20.9 | 18.7 | 20.1 | 18.6 | 19.8 | 21.4 | 19.1 | 18.6 | 19.3 | 21.7 | 22.7 | 18.7 | 19.6 | 20.4 | 51.81 | 116.11 | 75.22 | 0.42 | 3
2019 | 8 | 28 | 7:00 | 5744 | 22.1 | 22.2 | 23.9 | 22.1 | 22.5 | 21 | 19.8 | 21.4 | 19.1 | 18.6 | 19.3 | 21.7 | 22.7 | 18.7 | 19.6 | 20.4 | 51.81 | 116.11 | 75.22 | 0.42 | 3
2019 | 8 | 28 | 8:00 | 5745 | 24.3 | 24.4 | 26 | 23.7 | 24.2 | 23.5 | 19.8 | 21.4 | 19.1 | 18.6 | 19.3 | 21.7 | 22.7 | 18.7 | 19.6 | 20.4 | 51.81 | 116.11 | 75.22 | 0.42 | 3
2019 | 8 | 28 | 9:00 | 5746 | 25.4 | 25.8 | 27.7 | 26.3 | 25.5 | 24.6 | 19.8 | 21.4 | 19.1 | 18.6 | 19.3 | 21.7 | 22.7 | 18.7 | 19.6 | 20.4 | 51.81 | 116.11 | 75.22 | 0.42 | 3
2019 | 8 | 28 | 10:00 | 5747 | 26.5 | 26.6 | 28.4 | 27.3 | 26.1 | 25.4 | 19.8 | 21.4 | 19.1 | 18.6 | 19.3 | 21.7 | 22.7 | 18.7 | 19.6 | 20.4 | 51.81 | 116.11 | 75.22 | 0.42 | 3
2019 | 8 | 28 | 11:00 | 5748 | 27.1 | 27.4 | 29.2 | 27.9 | 25.8 | 25.9 | 19.8 | 21.4 | 19.1 | 18.6 | 19.3 | 21.7 | 22.7 | 18.7 | 19.6 | 20.4 | 51.81 | 116.11 | 75.22 | 0.42 | 3
2019 | 8 | 28 | 12:00 | 5749 | 27.7 | 27.1 | 29.7 | 28.3 | 26.5 | 25.3 | 21.6 | 21.4 | 19.1 | 18.6 | 19.3 | 21.7 | 22.7 | 18.7 | 19.6 | 20.4 | 51.81 | 116.11 | 75.22 | 0.42 | 3
2019 | 8 | 28 | 13:00 | 5750 | 27.1 | 27.8 | 29.7 | 28.4 | 26.9 | 26.3 | 21.6 | 21.4 | 19.1 | 18.6 | 19.3 | 21.7 | 22.7 | 18.7 | 19.6 | 20.4 | 51.81 | 116.11 | 75.22 | 0.42 | 3
2019 | 8 | 28 | 14:00 | 5751 | 28.1 | 28.4 | 29.6 | 28.2 | 27.3 | 26.5 | 21.6 | 21.4 | 19.1 | 18.6 | 19.3 | 21.7 | 22.7 | 18.7 | 19.6 | 20.4 | 51.81 | 116.11 | 75.22 | 0.42 | 3
2019 | 8 | 28 | 15:00 | 5752 | 28 | 27.6 | 29 | 27.8 | 26.7 | 25.9 | 21.6 | 21.4 | 19.1 | 18.6 | 19.3 | 21.7 | 22.7 | 18.7 | 19.6 | 20.4 | 51.81 | 116.11 | 75.22 | 0.42 | 3
2019 | 8 | 28 | 16:00 | 5753 | 26.9 | 26.7 | 28.4 | 26.9 | 25.7 | 25 | 21.6 | 21.4 | 19.1 | 18.6 | 19.3 | 21.7 | 22.7 | 18.7 | 19.6 | 20.4 | 51.81 | 116.11 | 75.22 | 0.42 | 3
2019 | 8 | 28 | 17:00 | 5754 | 25 | 25.1 | 27.3 | 25.2 | 24.1 | 23.8 | 21.6 | 21.4 | 19.1 | 18.6 | 19.3 | 21.7 | 22.7 | 18.7 | 19.6 | 20.4 | 51.81 | 116.11 | 75.22 | 0.42 | 3
2019 | 8 | 28 | 18:00 | 5755 | 23 | 23.1 | 24.2 | 23 | 22.3 | 22 | 21.6 | 21.4 | 19.1 | 18.6 | 19.3 | 21.7 | 22.7 | 18.7 | 19.6 | 20.4 | 51.81 | 116.11 | 75.22 | 0.42 | 3
2019 | 8 | 28 | 19:00 | 5756 | 22 | 21.7 | 22.7 | 21.4 | 21.2 | 20.7 | 21.6 | 21.4 | 19.1 | 18.6 | 19.3 | 21.7 | 22.7 | 18.7 | 19.6 | 20.4 | 51.81 | 116.11 | 75.22 | 0.42 | 3
2019 | 8 | 28 | 20:00 | 5757 | 21.4 | 20.3 | 22.3 | 21.1 | 19.9 | 19.4 | 21.6 | 21.4 | 19.1 | 18.6 | 19.3 | 21.7 | 22.7 | 18.7 | 19.6 | 20.4 | 51.81 | 116.11 | 75.22 | 0.42 | 3
2019 | 8 | 28 | 21:00 | 5758 | 20.9 | 20.3 | 22.3 | 20.5 | 19.6 | 18.7 | 21.6 | 21.4 | 19.1 | 18.6 | 19.3 | 21.7 | 22.7 | 18.7 | 19.6 | 20.4 | 51.81 | 116.11 | 75.22 | 0.42 | 3
2019 | 8 | 28 | 22:00 | 5759 | 20.3 | 19.6 | 21.7 | 19.7 | 19.1 | 17.9 | 21.6 | 21.4 | 19.1 | 18.6 | 19.3 | 21.7 | 22.7 | 18.7 | 19.6 | 20.4 | 51.81 | 116.11 | 75.22 | 0.42 | 3
2019 | 8 | 28 | 23:00 | 5760 | 19.7 | 19.2 | 22.6 | 19.1 | 18.4 | 17.3 | 21.6 | 21.4 | 19.1 | 18.6 | 19.3 | 21.7 | 22.7 | 18.7 | 19.6 | 20.4 | 51.81 | 116.11 | 75.22 | 0.42 | 3
2019 | 8 | 29 | 0:00 | 5761 | 19.4 | 18.7 | 22.4 | 18.4 | 18.3 | 16.9 | 20.4 | 22 | 19.3 | 19.1 | 18.3 | 22.2 | 21.4 | 18.5 | 19.7 | 20.2 | 51.75 | 114.05 | 75.66 | 0.79 | 2.65
2019 | 8 | 29 | 1:00 | 5762 | 19.4 | 18.5 | 21.3 | 18.8 | 18 | 16.4 | 20.4 | 22 | 19.3 | 19.1 | 18.3 | 22.2 | 21.4 | 18.5 | 19.7 | 20.2 | 51.75 | 114.05 | 75.66 | 0.79 | 2.65
2019 | 8 | 29 | 2:00 | 5763 | 19.4 | 18.1 | 21.2 | 18.5 | 18 | 16 | 20.4 | 22 | 19.3 | 19.1 | 18.3 | 22.2 | 21.4 | 18.5 | 19.7 | 20.2 | 51.75 | 114.05 | 75.66 | 0.79 | 2.65
2019 | 8 | 29 | 3:00 | 5764 | 19.4 | 18.1 | 18.8 | 18.2 | 17.3 | 15.6 | 20.4 | 22 | 19.3 | 19.1 | 18.3 | 22.2 | 21.4 | 18.5 | 19.7 | 20.2 | 51.75 | 114.05 | 75.66 | 0.79 | 2.65
2019 | 8 | 29 | 4:00 | 5765 | 18.6 | 17.8 | 17.9 | 18.2 | 17.2 | 15.5 | 20.4 | 22 | 19.3 | 19.1 | 18.3 | 22.2 | 21.4 | 18.5 | 19.7 | 20.2 | 51.75 | 114.05 | 75.66 | 0.79 | 2.65
2019 | 8 | 29 | 5:00 | 5766 | 18.8 | 18.7 | 18.1 | 18.7 | 18.1 | 16.6 | 20.4 | 22 | 19.3 | 19.1 | 18.3 | 22.2 | 21.4 | 18.5 | 19.7 | 20.2 | 51.75 | 114.05 | 75.66 | 0.79 | 2.65
2019 | 8 | 29 | 6:00 | 5767 | 19.7 | 19.4 | 18.8 | 17.3 | 19.9 | 18.5 | 20.4 | 22 | 19.3 | 19.1 | 18.3 | 22.2 | 21.4 | 18.5 | 19.7 | 20.2 | 51.75 | 114.05 | 75.66 | 0.79 | 2.65
2019 | 8 | 29 | 7:00 | 5768 | 21.1 | 20.3 | 20 | 17.6 | 19.9 | 20.9 | 20.4 | 22 | 19.3 | 19.1 | 18.3 | 22.2 | 21.4 | 18.5 | 19.7 | 20.2 | 51.75 | 114.05 | 75.66 | 0.79 | 2.65
2019 | 8 | 29 | 8:00 | 5769 | 17.8 | 21.9 | 20.5 | 18.6 | 19.9 | 22.9 | 20.4 | 22 | 19.3 | 19.1 | 18.3 | 22.2 | 21.4 | 18.5 | 19.7 | 20.2 | 51.75 | 114.05 | 75.66 | 0.79 | 2.65
2019 | 8 | 29 | 9:00 | 5770 | 19.7 | 18.1 | 21.4 | 19.5 | 20.6 | 23.9 | 20.4 | 22 | 19.3 | 19.1 | 18.3 | 22.2 | 21.4 | 18.5 | 19.7 | 20.2 | 51.75 | 114.05 | 75.66 | 0.79 | 2.65
2019 | 8 | 29 | 10:00 | 5771 | 22.6 | 18.5 | 21.6 | 20 | 20.6 | 24.1 | 20.4 | 22 | 19.3 | 19.1 | 18.3 | 22.2 | 21.4 | 18.5 | 19.7 | 20.2 | 51.75 | 114.05 | 75.66 | 0.79 | 2.65
2019 | 8 | 29 | 11:00 | 5772 | 22.7 | 19.4 | 22.2 | 20.6 | 20.1 | 23.9 | 20.4 | 22 | 19.3 | 19.1 | 18.3 | 22.2 | 21.4 | 18.5 | 19.7 | 20.2 | 51.75 | 114.05 | 75.66 | 0.79 | 2.65
2019 | 8 | 29 | 12:00 | 5773 | 28.3 | 20.3 | 23.8 | 21.2 | 19.3 | 24.7 | 21.8 | 22 | 19.3 | 19.1 | 18.3 | 22.2 | 21.4 | 18.5 | 19.7 | 20.2 | 51.75 | 114.05 | 75.66 | 0.79 | 2.65
2019 | 8 | 29 | 13:00 | 5774 | 29.3 | 21.8 | 23.9 | 21.9 | 19.4 | 26.2 | 21.8 | 22 | 19.3 | 19.1 | 18.3 | 22.2 | 21.4 | 18.5 | 19.7 | 20.2 | 51.75 | 114.05 | 75.66 | 0.79 | 2.65
2019 | 8 | 29 | 14:00 | 5775 | 29.3 | 22.3 | 23.6 | 22.5 | 19.3 | 26.1 | 21.8 | 22 | 19.3 | 19.1 | 18.3 | 22.2 | 21.4 | 18.5 | 19.7 | 20.2 | 51.75 | 114.05 | 75.66 | 0.79 | 2.65
2019 | 8 | 29 | 15:00 | 5776 | 29.4 | 22.2 | 23 | 22.2 | 19.5 | 26.7 | 21.8 | 22 | 19.3 | 19.1 | 18.3 | 22.2 | 21.4 | 18.5 | 19.7 | 20.2 | 51.75 | 114.05 | 75.66 | 0.79 | 2.65
2019 | 8 | 29 | 16:00 | 5777 | 27.1 | 22.3 | 22.7 | 22.1 | 20.1 | 25.9 | 21.8 | 22 | 19.3 | 19.1 | 18.3 | 22.2 | 21.4 | 18.5 | 19.7 | 20.2 | 51.75 | 114.05 | 75.66 | 0.79 | 2.65
2019 | 8 | 29 | 17:00 | 5778 | 22.9 | 22 | 21.3 | 20.9 | 19.7 | 24.4 | 21.8 | 22 | 19.3 | 19.1 | 18.3 | 22.2 | 21.4 | 18.5 | 19.7 | 20.2 | 51.75 | 114.05 | 75.66 | 0.79 | 2.65
2019 | 8 | 29 | 18:00 | 5779 | 19.2 | 20.6 | 20.6 | 19 | 18.6 | 23.6 | 21.8 | 22 | 19.3 | 19.1 | 18.3 | 22.2 | 21.4 | 18.5 | 19.7 | 20.2 | 51.75 | 114.05 | 75.66 | 0.79 | 2.65
2019 | 8 | 29 | 19:00 | 5780 | 19.4 | 19.1 | 20.3 | 18 | 17.2 | 20.1 | 21.8 | 22 | 19.3 | 19.1 | 18.3 | 22.2 | 21.4 | 18.5 | 19.7 | 20.2 | 51.75 | 114.05 | 75.66 | 0.79 | 2.65
2019 | 8 | 29 | 20:00 | 5781 | 19.1 | 18.1 | 20.4 | 18 | 17 | 18.8 | 21.8 | 22 | 19.3 | 19.1 | 18.3 | 22.2 | 21.4 | 18.5 | 19.7 | 20.2 | 51.75 | 114.05 | 75.66 | 0.79 | 2.65
2019 | 8 | 29 | 21:00 | 5782 | 18.7 | 17.6 | 20.3 | 18.1 | 18 | 18.5 | 21.8 | 22 | 19.3 | 19.1 | 18.3 | 22.2 | 21.4 | 18.5 | 19.7 | 20.2 | 51.75 | 114.05 | 75.66 | 0.79 | 2.65
2019 | 8 | 29 | 22:00 | 5783 | 18.1 | 17 | 20.4 | 18.8 | 17.6 | 18 | 21.8 | 22 | 19.3 | 19.1 | 18.3 | 22.2 | 21.4 | 18.5 | 19.7 | 20.2 | 51.75 | 114.05 | 75.66 | 0.79 | 2.65
2019 | 8 | 29 | 23:00 | 5784 | 17.4 | 17 | 20.4 | 18.9 | 17.8 | 17.7 | 21.8 | 22 | 19.3 | 19.1 | 18.3 | 22.2 | 21.4 | 18.5 | 19.7 | 20.2 | 51.75 | 114.05 | 75.66 | 0.79 | 2.65
2019 | 8 | 30 | 0:00 | 5785 | 17.2 | 16.9 | 20.4 | 18.8 | 18 | 17.6 | 20.4 | 21.4 | 19.6 | 19.6 | 18.2 | 21.9 | 21.2 | 18.3 | 20.1 | 19.9 | 50.27 | 111.9 | 74.96 | 0.71 | 4.37
2019 | 8 | 30 | 1:00 | 5786 | 15.9 | 16.8 | 20.3 | 18.4 | 18.3 | 17.5 | 20.4 | 21.4 | 19.6 | 19.6 | 18.2 | 21.9 | 21.2 | 18.3 | 20.1 | 19.9 | 50.27 | 111.9 | 74.96 | 0.71 | 4.37
2019 | 8 | 30 | 2:00 | 5787 | 16.3 | 16.6 | 20.3 | 18.8 | 18.3 | 17 | 20.4 | 21.4 | 19.6 | 19.6 | 18.2 | 21.9 | 21.2 | 18.3 | 20.1 | 19.9 | 50.27 | 111.9 | 74.96 | 0.71 | 4.37
2019 | 8 | 30 | 3:00 | 5788 | 16.1 | 15.6 | 20.2 | 18.4 | 18 | 16.5 | 20.4 | 21.4 | 19.6 | 19.6 | 18.2 | 21.9 | 21.2 | 18.3 | 20.1 | 19.9 | 50.27 | 111.9 | 74.96 | 0.71 | 4.37
2019 | 8 | 30 | 4:00 | 5789 | 15.4 | 16.2 | 20.2 | 18.4 | 18.4 | 16.3 | 20.4 | 21.4 | 19.6 | 19.6 | 18.2 | 21.9 | 21.2 | 18.3 | 20.1 | 19.9 | 50.27 | 111.9 | 74.96 | 0.71 | 4.37
2019 | 8 | 30 | 5:00 | 5790 | 17.2 | 17.5 | 20.4 | 18.9 | 19.2 | 17.9 | 20.4 | 21.4 | 19.6 | 19.6 | 18.2 | 21.9 | 21.2 | 18.3 | 20.1 | 19.9 | 50.27 | 111.9 | 74.96 | 0.71 | 4.37
2019 | 8 | 30 | 6:00 | 5791 | 18.8 | 18.1 | 21.1 | 20.2 | 19.9 | 19.6 | 20.4 | 21.4 | 19.6 | 19.6 | 18.2 | 21.9 | 21.2 | 18.3 | 20.1 | 19.9 | 50.27 | 111.9 | 74.96 | 0.71 | 4.37
2019 | 8 | 30 | 7:00 | 5792 | 20 | 18.4 | 21.2 | 21.1 | 21.4 | 19.7 | 20.4 | 21.4 | 19.6 | 19.6 | 18.2 | 21.9 | 21.2 | 18.3 | 20.1 | 19.9 | 50.27 | 111.9 | 74.96 | 0.71 | 4.37
2019 | 8 | 30 | 8:00 | 5793 | 20.8 | 19.3 | 21.8 | 22 | 23.1 | 19.4 | 20.4 | 21.4 | 19.6 | 19.6 | 18.2 | 21.9 | 21.2 | 18.3 | 20.1 | 19.9 | 50.27 | 111.9 | 74.96 | 0.71 | 4.37
2019 | 8 | 30 | 9:00 | 5794 | 22 | 20.3 | 22.4 | 23.3 | 23.2 | 20.6 | 20.4 | 21.4 | 19.6 | 19.6 | 18.2 | 21.9 | 21.2 | 18.3 | 20.1 | 19.9 | 50.27 | 111.9 | 74.96 | 0.71 | 4.37
2019 | 8 | 30 | 10:00 | 5795 | 22.6 | 20.5 | 22.8 | 24.6 | 24.2 | 22.3 | 20.4 | 21.4 | 19.6 | 19.6 | 18.2 | 21.9 | 21.2 | 18.3 | 20.1 | 19.9 | 50.27 | 111.9 | 74.96 | 0.71 | 4.37
2019 | 8 | 30 | 11:00 | 5796 | 22.6 | 23.1 | 22.6 | 24.1 | 24.6 | 22 | 20.4 | 21.4 | 19.6 | 19.6 | 18.2 | 21.9 | 21.2 | 18.3 | 20.1 | 19.9 | 50.27 | 111.9 | 74.96 | 0.71 | 4.37
2019 | 8 | 30 | 12:00 | 5797 | 23.8 | 24.3 | 22.6 | 24.4 | 25.5 | 22.4 | 22.4 | 21.4 | 19.6 | 19.6 | 18.2 | 21.9 | 21.2 | 18.3 | 20.1 | 19.9 | 50.27 | 111.9 | 74.96 | 0.71 | 4.37
2019 | 8 | 30 | 13:00 | 5798 | 25.5 | 25.5 | 22.7 | 23.9 | 26.1 | 23 | 22.4 | 21.4 | 19.6 | 19.6 | 18.2 | 21.9 | 21.2 | 18.3 | 20.1 | 19.9 | 50.27 | 111.9 | 74.96 | 0.71 | 4.37
2019 | 8 | 30 | 14:00 | 5799 | 25.1 | 24.4 | 22.3 | 24.2 | 25.8 | 23.8 | 22.4 | 21.4 | 19.6 | 19.6 | 18.2 | 21.9 | 21.2 | 18.3 | 20.1 | 19.9 | 50.27 | 111.9 | 74.96 | 0.71 | 4.37
2019 | 8 | 30 | 15:00 | 5800 | 25.8 | 24.1 | 21.8 | 23.5 | 24.7 | 23.9 | 22.4 | 21.4 | 19.6 | 19.6 | 18.2 | 21.9 | 21.2 | 18.3 | 20.1 | 19.9 | 50.27 | 111.9 | 74.96 | 0.71 | 4.37
2019 | 8 | 30 | 16:00 | 5801 | 24.4 | 24.1 | 21.2 | 22.9 | 24.3 | 23.3 | 22.4 | 21.4 | 19.6 | 19.6 | 18.2 | 21.9 | 21.2 | 18.3 | 20.1 | 19.9 | 50.27 | 111.9 | 74.96 | 0.71 | 4.37
2019 | 8 | 30 | 17:00 | 5802 | 22.6 | 22.6 | 20.3 | 20.6 | 23 | 22.3 | 22.4 | 21.4 | 19.6 | 19.6 | 18.2 | 21.9 | 21.2 | 18.3 | 20.1 | 19.9 | 50.27 | 111.9 | 74.96 | 0.71 | 4.37
2019 | 8 | 30 | 18:00 | 5803 | 19.9 | 20.3 | 19.5 | 18.7 | 21 | 21 | 22.4 | 21.4 | 19.6 | 19.6 | 18.2 | 21.9 | 21.2 | 18.3 | 20.1 | 19.9 | 50.27 | 111.9 | 74.96 | 0.71 | 4.37
2019 | 8 | 30 | 19:00 | 5804 | 19.3 | 19.5 | 19 | 17.7 | 19.2 | 20.1 | 22.4 | 21.4 | 19.6 | 19.6 | 18.2 | 21.9 | 21.2 | 18.3 | 20.1 | 19.9 | 50.27 | 111.9 | 74.96 | 0.71 | 4.37
2019 | 8 | 30 | 20:00 | 5805 | 17.8 | 18.5 | 16.4 | 14.6 | 18.2 | 19.2 | 22.4 | 21.4 | 19.6 | 19.6 | 18.2 | 21.9 | 21.2 | 18.3 | 20.1 | 19.9 | 50.27 | 111.9 | 74.96 | 0.71 | 4.37
2019 | 8 | 30 | 21:00 | 5806 | 17.1 | 18 | 15.1 | 13.7 | 17.1 | 18.6 | 22.4 | 21.4 | 19.6 | 19.6 | 18.2 | 21.9 | 21.2 | 18.3 | 20.1 | 19.9 | 50.27 | 111.9 | 74.96 | 0.71 | 4.37
2019 | 8 | 30 | 22:00 | 5807 | 16.6 | 17.1 | 15.1 | 12.8 | 16.2 | 18 | 22.4 | 21.4 | 19.6 | 19.6 | 18.2 | 21.9 | 21.2 | 18.3 | 20.1 | 19.9 | 50.27 | 111.9 | 74.96 | 0.71 | 4.37
2019 | 8 | 30 | 23:00 | 5808 | 16.2 | 16.5 | 14.9 | 12.1 | 14.8 | 17.5 | 22.4 | 21.4 | 19.6 | 19.6 | 18.2 | 21.9 | 21.2 | 18.3 | 20.1 | 19.9 | 50.27 | 111.9 | 74.96 | 0.71 | 4.37
2019 | 8 | 31 | 0:00 | 5809 | 15.3 | 16.1 | 14.4 | 12.2 | 14.5 | 16.7 | 20.2 | 20.1 | 19.4 | 19 | 18.1 | 22 | 21.9 | 18.3 | 19.8 | 19.9 | 49.29 | 112.09 | 77.63 | 0.4 | 2.41
2019 | 8 | 31 | 1:00 | 5810 | 14.9 | 15.8 | 14.1 | 12.1 | 14 | 16.2 | 20.2 | 20.1 | 19.4 | 19 | 18.1 | 22 | 21.9 | 18.3 | 19.8 | 19.9 | 49.29 | 112.09 | 77.63 | 0.4 | 2.41
2019 | 8 | 31 | 2:00 | 5811 | 15 | 14.9 | 14.2 | 11.3 | 13.9 | 14.7 | 20.2 | 20.1 | 19.4 | 19 | 18.1 | 22 | 21.9 | 18.3 | 19.8 | 19.9 | 49.29 | 112.09 | 77.63 | 0.4 | 2.41
2019 | 8 | 31 | 3:00 | 5812 | 14.9 | 14.3 | 14.6 | 10.9 | 13.1 | 14.8 | 20.2 | 20.1 | 19.4 | 19 | 18.1 | 22 | 21.9 | 18.3 | 19.8 | 19.9 | 49.29 | 112.09 | 77.63 | 0.4 | 2.41
2019 | 8 | 31 | 4:00 | 5813 | 14.6 | 14.3 | 13.8 | 10.6 | 13.7 | 15.3 | 20.2 | 20.1 | 19.4 | 19 | 18.1 | 22 | 21.9 | 18.3 | 19.8 | 19.9 | 49.29 | 112.09 | 77.63 | 0.4 | 2.41
2019 | 8 | 31 | 5:00 | 5814 | 14.6 | 15.1 | 14.9 | 13 | 14.8 | 15.4 | 20.2 | 20.1 | 19.4 | 19 | 18.1 | 22 | 21.9 | 18.3 | 19.8 | 19.9 | 49.29 | 112.09 | 77.63 | 0.4 | 2.41
2019 | 8 | 31 | 6:00 | 5815 | 14.9 | 16.2 | 17.7 | 15.8 | 17.6 | 15.7 | 20.2 | 20.1 | 19.4 | 19 | 18.1 | 22 | 21.9 | 18.3 | 19.8 | 19.9 | 49.29 | 112.09 | 77.63 | 0.4 | 2.41
2019 | 8 | 31 | 7:00 | 5816 | 15.2 | 17.7 | 19.8 | 17.8 | 18.8 | 16.2 | 20.2 | 20.1 | 19.4 | 19 | 18.1 | 22 | 21.9 | 18.3 | 19.8 | 19.9 | 49.29 | 112.09 | 77.63 | 0.4 | 2.41
2019 | 8 | 31 | 8:00 | 5817 | 16.9 | 19.9 | 20.7 | 19.4 | 19.6 | 17 | 20.2 | 20.1 | 19.4 | 19 | 18.1 | 22 | 21.9 | 18.3 | 19.8 | 19.9 | 49.29 | 112.09 | 77.63 | 0.4 | 2.41
2019 | 8 | 31 | 9:00 | 5818 | 20.2 | 21.7 | 22.4 | 21.7 | 20.2 | 18.1 | 20.2 | 20.1 | 19.4 | 19 | 18.1 | 22 | 21.9 | 18.3 | 19.8 | 19.9 | 49.29 | 112.09 | 77.63 | 0.4 | 2.41
2019 | 8 | 31 | 10:00 | 5819 | 22.4 | 23.1 | 23 | 22.9 | 22.6 | 20.7 | 20.2 | 20.1 | 19.4 | 19 | 18.1 | 22 | 21.9 | 18.3 | 19.8 | 19.9 | 49.29 | 112.09 | 77.63 | 0.4 | 2.41
2019 | 8 | 31 | 11:00 | 5820 | 23.9 | 23.2 | 22.4 | 23.8 | 23.1 | 22.9 | 20.2 | 20.1 | 19.4 | 19 | 18.1 | 22 | 21.9 | 18.3 | 19.8 | 19.9 | 49.29 | 112.09 | 77.63 | 0.4 | 2.41
2019 | 8 | 31 | 12:00 | 5821 | 24.8 | 24.3 | 22.5 | 24.5 | 24.2 | 24 | 22.2 | 20.1 | 19.4 | 19 | 18.1 | 22 | 21.9 | 18.3 | 19.8 | 19.9 | 49.29 | 112.09 | 77.63 | 0.4 | 2.41
2019 | 8 | 31 | 13:00 | 5822 | 24 | 24 | 22.6 | 24.9 | 24.8 | 24.4 | 22.2 | 20.1 | 19.4 | 19 | 18.1 | 22 | 21.9 | 18.3 | 19.8 | 19.9 | 49.29 | 112.09 | 77.63 | 0.4 | 2.41
2019 | 8 | 31 | 14:00 | 5823 | 24.7 | 24.1 | 22.2 | 25.7 | 24.6 | 23.8 | 22.2 | 20.1 | 19.4 | 19 | 18.1 | 22 | 21.9 | 18.3 | 19.8 | 19.9 | 49.29 | 112.09 | 77.63 | 0.4 | 2.41
2019 | 8 | 31 | 15:00 | 5824 | 24.1 | 24.4 | 22 | 25.8 | 24.6 | 23.6 | 22.2 | 20.1 | 19.4 | 19 | 18.1 | 22 | 21.9 | 18.3 | 19.8 | 19.9 | 49.29 | 112.09 | 77.63 | 0.4 | 2.41
2019 | 8 | 31 | 16:00 | 5825 | 23.7 | 23.5 | 21.5 | 23.7 | 23.6 | 23.6 | 22.2 | 20.1 | 19.4 | 19 | 18.1 | 22 | 21.9 | 18.3 | 19.8 | 19.9 | 49.29 | 112.09 | 77.63 | 0.4 | 2.41
2019 | 8 | 31 | 17:00 | 5826 | 21.2 | 22 | 21.4 | 20.2 | 20.7 | 22.2 | 22.2 | 20.1 | 19.4 | 19 | 18.1 | 22 | 21.9 | 18.3 | 19.8 | 19.9 | 49.29 | 112.09 | 77.63 | 0.4 | 2.41
2019 | 8 | 31 | 18:00 | 5827 | 17.7 | 19.2 | 16.6 | 16.4 | 18 | 20.6 | 22.2 | 20.1 | 19.4 | 19 | 18.1 | 22 | 21.9 | 18.3 | 19.8 | 19.9 | 49.29 | 112.09 | 77.63 | 0.4 | 2.41
2019 | 8 | 31 | 19:00 | 5828 | 16.1 | 17.4 | 15.5 | 14.9 | 15.9 | 20 | 22.2 | 20.1 | 19.4 | 19 | 18.1 | 22 | 21.9 | 18.3 | 19.8 | 19.9 | 49.29 | 112.09 | 77.63 | 0.4 | 2.41
2019 | 8 | 31 | 20:00 | 5829 | 15.4 | 16.5 | 15.7 | 14.5 | 15 | 18.9 | 22.2 | 20.1 | 19.4 | 19 | 18.1 | 22 | 21.9 | 18.3 | 19.8 | 19.9 | 49.29 | 112.09 | 77.63 | 0.4 | 2.41
2019 | 8 | 31 | 21:00 | 5830 | 14.1 | 15.7 | 15.9 | 14.1 | 14.4 | 17.8 | 22.2 | 20.1 | 19.4 | 19 | 18.1 | 22 | 21.9 | 18.3 | 19.8 | 19.9 | 49.29 | 112.09 | 77.63 | 0.4 | 2.41
2019 | 8 | 31 | 22:00 | 5831 | 14 | 15.6 | 15.9 | 12.4 | 14.4 | 16.6 | 22.2 | 20.1 | 19.4 | 19 | 18.1 | 22 | 21.9 | 18.3 | 19.8 | 19.9 | 49.29 | 112.09 | 77.63 | 0.4 | 2.41
2019 | 8 | 31 | 23:00 | 5832 | 13.9 | 14.6 | 15.8 | 11.2 | 14.2 | 15.6 | 22.2 | 20.1 | 19.4 | 19 | 18.1 | 22 | 21.9 | 18.3 | 19.8 | 19.9 | 49.29 | 112.09 | 77.63 | 0.4 | 2.41
2019 | 9 | 1 | 0:00 | 5833 | 13 | 14.1 | 15.8 | 10.5 | 14.1 | 15.3 | 19.8 | 21 | 19.3 | 18.5 | 17.4 | 22 | 22.2 | 18.3 | 19.5 | 20.2 | 48.52 | 106.35 | 77.56 | 0.4 | 2.22
2019 | 9 | 1 | 1:00 | 5834 | 11.8 | 14.4 | 15.9 | 10 | 15.5 | 15.1 | 19.8 | 21 | 19.3 | 18.5 | 17.4 | 22 | 22.2 | 18.3 | 19.5 | 20.2 | 48.52 | 106.35 | 77.56 | 0.4 | 2.22
2019 | 9 | 1 | 2:00 | 5835 | 12.9 | 13.6 | 15.5 | 9.6 | 14.8 | 14.6 | 19.8 | 21 | 19.3 | 18.5 | 17.4 | 22 | 22.2 | 18.3 | 19.5 | 20.2 | 48.52 | 106.35 | 77.56 | 0.4 | 2.22
2019 | 9 | 1 | 3:00 | 5836 | 11.4 | 13.6 | 15.4 | 9.1 | 15.4 | 14.1 | 19.8 | 21 | 19.3 | 18.5 | 17.4 | 22 | 22.2 | 18.3 | 19.5 | 20.2 | 48.52 | 106.35 | 77.56 | 0.4 | 2.22
2019 | 9 | 1 | 4:00 | 5837 | 12.2 | 14 | 15.3 | 9.3 | 14.8 | 14 | 19.8 | 21 | 19.3 | 18.5 | 17.4 | 22 | 22.2 | 18.3 | 19.5 | 20.2 | 48.52 | 106.35 | 77.56 | 0.4 | 2.22
2019 | 9 | 1 | 5:00 | 5838 | 14.5 | 15.7 | 16.5 | 12.9 | 15.4 | 15.1 | 19.8 | 21 | 19.3 | 18.5 | 17.4 | 22 | 22.2 | 18.3 | 19.5 | 20.2 | 48.52 | 106.35 | 77.56 | 0.4 | 2.22
2019 | 9 | 1 | 6:00 | 5839 | 18 | 17.6 | 18.8 | 17.1 | 17.6 | 17.1 | 19.8 | 21 | 19.3 | 18.5 | 17.4 | 22 | 22.2 | 18.3 | 19.5 | 20.2 | 48.52 | 106.35 | 77.56 | 0.4 | 2.22
2019 | 9 | 1 | 7:00 | 5840 | 19.9 | 19.8 | 20.8 | 20 | 20.1 | 19.3 | 19.8 | 21 | 19.3 | 18.5 | 17.4 | 22 | 22.2 | 18.3 | 19.5 | 20.2 | 48.52 | 106.35 | 77.56 | 0.4 | 2.22
2019 | 9 | 1 | 8:00 | 5841 | 22.2 | 22.2 | 23.2 | 22.4 | 22.4 | 21.2 | 19.8 | 21 | 19.3 | 18.5 | 17.4 | 22 | 22.2 | 18.3 | 19.5 | 20.2 | 48.52 | 106.35 | 77.56 | 0.4 | 2.22
2019 | 9 | 1 | 9:00 | 5842 | 23.9 | 23.9 | 25.2 | 24.5 | 23.7 | 22.9 | 19.8 | 21 | 19.3 | 18.5 | 17.4 | 22 | 22.2 | 18.3 | 19.5 | 20.2 | 48.52 | 106.35 | 77.56 | 0.4 | 2.22
2019 | 9 | 1 | 10:00 | 5843 | 24.9 | 25.4 | 27 | 25.5 | 25.2 | 23.7 | 19.8 | 21 | 19.3 | 18.5 | 17.4 | 22 | 22.2 | 18.3 | 19.5 | 20.2 | 48.52 | 106.35 | 77.56 | 0.4 | 2.22
2019 | 9 | 1 | 11:00 | 5844 | 25.9 | 26 | 27.8 | 26.3 | 25.6 | 23.2 | 19.8 | 21 | 19.3 | 18.5 | 17.4 | 22 | 22.2 | 18.3 | 19.5 | 20.2 | 48.52 | 106.35 | 77.56 | 0.4 | 2.22
2019 | 9 | 1 | 12:00 | 5845 | 25.8 | 26.5 | 27.9 | 26.9 | 25.9 | 24.9 | 22.8 | 21 | 19.3 | 18.5 | 17.4 | 22 | 22.2 | 18.3 | 19.5 | 20.2 | 48.52 | 106.35 | 77.56 | 0.4 | 2.22
2019 | 9 | 1 | 13:00 | 5846 | 26.2 | 27 | 27.9 | 26.7 | 26.2 | 24.9 | 22.8 | 21 | 19.3 | 18.5 | 17.4 | 22 | 22.2 | 18.3 | 19.5 | 20.2 | 48.52 | 106.35 | 77.56 | 0.4 | 2.22
2019 | 9 | 1 | 14:00 | 5847 | 26.5 | 26.8 | 28.5 | 26.8 | 26.1 | 25 | 22.8 | 21 | 19.3 | 18.5 | 17.4 | 22 | 22.2 | 18.3 | 19.5 | 20.2 | 48.52 | 106.35 | 77.56 | 0.4 | 2.22
2019 | 9 | 1 | 15:00 | 5848 | 26.3 | 26.4 | 27.8 | 26.9 | 25.4 | 24.5 | 22.8 | 21 | 19.3 | 18.5 | 17.4 | 22 | 22.2 | 18.3 | 19.5 | 20.2 | 48.52 | 106.35 | 77.56 | 0.4 | 2.22
2019 | 9 | 1 | 16:00 | 5849 | 25.5 | 25.5 | 27 | 26 | 24.7 | 23.6 | 22.8 | 21 | 19.3 | 18.5 | 17.4 | 22 | 22.2 | 18.3 | 19.5 | 20.2 | 48.52 | 106.35 | 77.56 | 0.4 | 2.22
2019 | 9 | 1 | 17:00 | 5850 | 23.6 | 23.7 | 25.7 | 24.3 | 22.8 | 21.8 | 22.8 | 21 | 19.3 | 18.5 | 17.4 | 22 | 22.2 | 18.3 | 19.5 | 20.2 | 48.52 | 106.35 | 77.56 | 0.4 | 2.22
2019 | 9 | 1 | 18:00 | 5851 | 21.8 | 21.2 | 23.8 | 20.1 | 20.8 | 20.1 | 22.8 | 21 | 19.3 | 18.5 | 17.4 | 22 | 22.2 | 18.3 | 19.5 | 20.2 | 48.52 | 106.35 | 77.56 | 0.4 | 2.22
2019 | 9 | 1 | 19:00 | 5852 | 20.9 | 20.4 | 23 | 20.7 | 20.3 | 18.8 | 22.8 | 21 | 19.3 | 18.5 | 17.4 | 22 | 22.2 | 18.3 | 19.5 | 20.2 | 48.52 | 106.35 | 77.56 | 0.4 | 2.22
2019 | 9 | 1 | 20:00 | 5853 | 20.2 | 19 | 22.5 | 20.1 | 19.5 | 17.9 | 22.8 | 21 | 19.3 | 18.5 | 17.4 | 22 | 22.2 | 18.3 | 19.5 | 20.2 | 48.52 | 106.35 | 77.56 | 0.4 | 2.22
2019 | 9 | 1 | 21:00 | 5854 | 19.3 | 18 | 21.9 | 18.9 | 18.3 | 17 | 22.8 | 21 | 19.3 | 18.5 | 17.4 | 22 | 22.2 | 18.3 | 19.5 | 20.2 | 48.52 | 106.35 | 77.56 | 0.4 | 2.22
2019 | 9 | 1 | 22:00 | 5855 | 18.7 | 18.1 | 21.6 | 17.7 | 17.6 | 16.2 | 22.8 | 21 | 19.3 | 18.5 | 17.4 | 22 | 22.2 | 18.3 | 19.5 | 20.2 | 48.52 | 106.35 | 77.56 | 0.4 | 2.22
2019 | 9 | 1 | 23:00 | 5856 | 18.2 | 17.5 | 21.8 | 17.1 | 16.7 | 16 | 22.8 | 21 | 19.3 | 18.5 | 17.4 | 22 | 22.2 | 18.3 | 19.5 | 20.2 | 48.52 | 106.35 | 77.56 | 0.4 | 2.22
2019 | 9 | 2 | 0:00 | 5857 | 17.7 | 17 | 21 | 16.8 | 16.2 | 15.3 | 20.5 | 21.5 | 19.1 | 18.5 | 17.3 | 21.4 | 21.8 | 18.3 | 19.6 | 19.9 | 48.83 | 105.79 | 77.11 | 0.36 | 2.53
2019 | 9 | 2 | 1:00 | 5858 | 17.2 | 16.5 | 20.9 | 16.5 | 15.9 | 14.7 | 20.5 | 21.5 | 19.1 | 18.5 | 17.3 | 21.4 | 21.8 | 18.3 | 19.6 | 19.9 | 48.83 | 105.79 | 77.11 | 0.36 | 2.53
2019 | 9 | 2 | 2:00 | 5859 | 16.8 | 16 | 18.9 | 15.7 | 16.6 | 14.7 | 20.5 | 21.5 | 19.1 | 18.5 | 17.3 | 21.4 | 21.8 | 18.3 | 19.6 | 19.9 | 48.83 | 105.79 | 77.11 | 0.36 | 2.53
2019 | 9 | 2 | 3:00 | 5860 | 16.4 | 15.6 | 17.3 | 16.1 | 16.5 | 14.2 | 20.5 | 21.5 | 19.1 | 18.5 | 17.3 | 21.4 | 21.8 | 18.3 | 19.6 | 19.9 | 48.83 | 105.79 | 77.11 | 0.36 | 2.53
2019 | 9 | 2 | 4:00 | 5861 | 16.2 | 15.2 | 18.2 | 15.3 | 16.4 | 14.1 | 20.5 | 21.5 | 19.1 | 18.5 | 17.3 | 21.4 | 21.8 | 18.3 | 19.6 | 19.9 | 48.83 | 105.79 | 77.11 | 0.36 | 2.53
2019 | 9 | 2 | 5:00 | 5862 | 17 | 16.6 | 19 | 17.2 | 17.1 | 15.3 | 20.5 | 21.5 | 19.1 | 18.5 | 17.3 | 21.4 | 21.8 | 18.3 | 19.6 | 19.9 | 48.83 | 105.79 | 77.11 | 0.36 | 2.53
2019 | 9 | 2 | 6:00 | 5863 | 18.6 | 18.6 | 20.5 | 17.6 | 18.6 | 17.7 | 20.5 | 21.5 | 19.1 | 18.5 | 17.3 | 21.4 | 21.8 | 18.3 | 19.6 | 19.9 | 48.83 | 105.79 | 77.11 | 0.36 | 2.53
2019 | 9 | 2 | 7:00 | 5864 | 20.7 | 20.8 | 20.6 | 19.5 | 20.7 | 19.9 | 20.5 | 21.5 | 19.1 | 18.5 | 17.3 | 21.4 | 21.8 | 18.3 | 19.6 | 19.9 | 48.83 | 105.79 | 77.11 | 0.36 | 2.53
2019 | 9 | 2 | 8:00 | 5865 | 22.8 | 22.5 | 19.6 | 19.5 | 21.6 | 22.2 | 20.5 | 21.5 | 19.1 | 18.5 | 17.3 | 21.4 | 21.8 | 18.3 | 19.6 | 19.9 | 48.83 | 105.79 | 77.11 | 0.36 | 2.53
2019 | 9 | 2 | 9:00 | 5866 | 24.6 | 24.1 | 19.2 | 21.3 | 23 | 24.1 | 20.5 | 21.5 | 19.1 | 18.5 | 17.3 | 21.4 | 21.8 | 18.3 | 19.6 | 19.9 | 48.83 | 105.79 | 77.11 | 0.36 | 2.53
2019 | 9 | 2 | 10:00 | 5867 | 25 | 24.7 | 19.4 | 20.9 | 23 | 26 | 20.5 | 21.5 | 19.1 | 18.5 | 17.3 | 21.4 | 21.8 | 18.3 | 19.6 | 19.9 | 48.83 | 105.79 | 77.11 | 0.36 | 2.53
2019 | 9 | 2 | 11:00 | 5868 | 25 | 24.9 | 18.2 | 19.8 | 21.5 | 26.9 | 20.5 | 21.5 | 19.1 | 18.5 | 17.3 | 21.4 | 21.8 | 18.3 | 19.6 | 19.9 | 48.83 | 105.79 | 77.11 | 0.36 | 2.53
2019 | 9 | 2 | 12:00 | 5869 | 22.2 | 22.8 | 18.4 | 19.1 | 21.1 | 27.4 | 20.7 | 21.5 | 19.1 | 18.5 | 17.3 | 21.4 | 21.8 | 18.3 | 19.6 | 19.9 | 48.83 | 105.79 | 77.11 | 0.36 | 2.53
2019 | 9 | 2 | 13:00 | 5870 | 20.4 | 22.6 | 18.9 | 17.3 | 18.9 | 26.4 | 20.7 | 21.5 | 19.1 | 18.5 | 17.3 | 21.4 | 21.8 | 18.3 | 19.6 | 19.9 | 48.83 | 105.79 | 77.11 | 0.36 | 2.53
2019 | 9 | 2 | 14:00 | 5871 | 20.4 | 21.5 | 19.9 | 15.9 | 18.7 | 23.6 | 20.7 | 21.5 | 19.1 | 18.5 | 17.3 | 21.4 | 21.8 | 18.3 | 19.6 | 19.9 | 48.83 | 105.79 | 77.11 | 0.36 | 2.53
2019 | 9 | 2 | 15:00 | 5872 | 20.5 | 20.4 | 19.1 | 17.9 | 17.7 | 23 | 20.7 | 21.5 | 19.1 | 18.5 | 17.3 | 21.4 | 21.8 | 18.3 | 19.6 | 19.9 | 48.83 | 105.79 | 77.11 | 0.36 | 2.53
2019 | 9 | 2 | 16:00 | 5873 | 19.6 | 19.8 | 18.8 | 17.5 | 16.8 | 21.5 | 20.7 | 21.5 | 19.1 | 18.5 | 17.3 | 21.4 | 21.8 | 18.3 | 19.6 | 19.9 | 48.83 | 105.79 | 77.11 | 0.36 | 2.53
2019 | 9 | 2 | 17:00 | 5874 | 18.8 | 18.7 | 18.6 | 16.3 | 16.5 | 19.3 | 20.7 | 21.5 | 19.1 | 18.5 | 17.3 | 21.4 | 21.8 | 18.3 | 19.6 | 19.9 | 48.83 | 105.79 | 77.11 | 0.36 | 2.53
2019 | 9 | 2 | 18:00 | 5875 | 17.9 | 17.6 | 18.4 | 15.2 | 16.2 | 18.8 | 20.7 | 21.5 | 19.1 | 18.5 | 17.3 | 21.4 | 21.8 | 18.3 | 19.6 | 19.9 | 48.83 | 105.79 | 77.11 | 0.36 | 2.53
2019 | 9 | 2 | 19:00 | 5876 | 16.9 | 16.9 | 18.5 | 13.9 | 15.2 | 18.4 | 20.7 | 21.5 | 19.1 | 18.5 | 17.3 | 21.4 | 21.8 | 18.3 | 19.6 | 19.9 | 48.83 | 105.79 | 77.11 | 0.36 | 2.53
2019 | 9 | 2 | 20:00 | 5877 | 15.9 | 16.4 | 18.4 | 12 | 15 | 17.3 | 20.7 | 21.5 | 19.1 | 18.5 | 17.3 | 21.4 | 21.8 | 18.3 | 19.6 | 19.9 | 48.83 | 105.79 | 77.11 | 0.36 | 2.53
2019 | 9 | 2 | 21:00 | 5878 | 15.1 | 16 | 18.4 | 11 | 14.9 | 16 | 20.7 | 21.5 | 19.1 | 18.5 | 17.3 | 21.4 | 21.8 | 18.3 | 19.6 | 19.9 | 48.83 | 105.79 | 77.11 | 0.36 | 2.53
2019 | 9 | 2 | 22:00 | 5879 | 14.9 | 15.8 | 18.5 | 10.2 | 14.8 | 15.8 | 20.7 | 21.5 | 19.1 | 18.5 | 17.3 | 21.4 | 21.8 | 18.3 | 19.6 | 19.9 | 48.83 | 105.79 | 77.11 | 0.36 | 2.53
2019 | 9 | 2 | 23:00 | 5880 | 15.1 | 15.7 | 18.4 | 11.5 | 14.5 | 15.3 | 20.7 | 21.5 | 19.1 | 18.5 | 17.3 | 21.4 | 21.8 | 18.3 | 19.6 | 19.9 | 48.83 | 105.79 | 77.11 | 0.36 | 2.53
2019 | 9 | 3 | 0:00 | 5881 | 15 | 15.5 | 18.3 | 11.1 | 14.4 | 14.5 | 19.6 | 19.2 | 18.7 | 17.8 | 18.1 | 20 | 20.7 | 18 | 18.8 | 19.5 | 47.66 | 108.63 | 75.56 | 0.38 | 2.75
2019 | 9 | 3 | 1:00 | 5882 | 15 | 15.2 | 18.4 | 11.7 | 14.2 | 14.7 | 19.6 | 19.2 | 18.7 | 17.8 | 18.1 | 20 | 20.7 | 18 | 18.8 | 19.5 | 47.66 | 108.63 | 75.56 | 0.38 | 2.75
2019 | 9 | 3 | 2:00 | 5883 | 14.7 | 14.7 | 18 | 12.3 | 14.2 | 14.5 | 19.6 | 19.2 | 18.7 | 17.8 | 18.1 | 20 | 20.7 | 18 | 18.8 | 19.5 | 47.66 | 108.63 | 75.56 | 0.38 | 2.75
2019 | 9 | 3 | 3:00 | 5884 | 13.8 | 13.8 | 17.7 | 11.7 | 13.8 | 14.3 | 19.6 | 19.2 | 18.7 | 17.8 | 18.1 | 20 | 20.7 | 18 | 18.8 | 19.5 | 47.66 | 108.63 | 75.56 | 0.38 | 2.75
2019 | 9 | 3 | 4:00 | 5885 | 13.4 | 13.4 | 17.3 | 12.1 | 13.7 | 14.3 | 19.6 | 19.2 | 18.7 | 17.8 | 18.1 | 20 | 20.7 | 18 | 18.8 | 19.5 | 47.66 | 108.63 | 75.56 | 0.38 | 2.75
2019 | 9 | 3 | 5:00 | 5886 | 13.2 | 13.6 | 17.3 | 12.7 | 14.1 | 13.8 | 19.6 | 19.2 | 18.7 | 17.8 | 18.1 | 20 | 20.7 | 18 | 18.8 | 19.5 | 47.66 | 108.63 | 75.56 | 0.38 | 2.75
2019 | 9 | 3 | 6:00 | 5887 | 13.4 | 13.7 | 17.6 | 14.5 | 14.5 | 13.5 | 19.6 | 19.2 | 18.7 | 17.8 | 18.1 | 20 | 20.7 | 18 | 18.8 | 19.5 | 47.66 | 108.63 | 75.56 | 0.38 | 2.75
2019 | 9 | 3 | 7:00 | 5888 | 13.9 | 14.3 | 18.6 | 16.4 | 15.5 | 13 | 19.6 | 19.2 | 18.7 | 17.8 | 18.1 | 20 | 20.7 | 18 | 18.8 | 19.5 | 47.66 | 108.63 | 75.56 | 0.38 | 2.75
2019 | 9 | 3 | 8:00 | 5889 | 14.7 | 15 | 19 | 17 | 16.6 | 12.5 | 19.6 | 19.2 | 18.7 | 17.8 | 18.1 | 20 | 20.7 | 18 | 18.8 | 19.5 | 47.66 | 108.63 | 75.56 | 0.38 | 2.75
2019 | 9 | 3 | 9:00 | 5890 | 15.6 | 16.6 | 19.5 | 17.7 | 17.5 | 12.9 | 19.6 | 19.2 | 18.7 | 17.8 | 18.1 | 20 | 20.7 | 18 | 18.8 | 19.5 | 47.66 | 108.63 | 75.56 | 0.38 | 2.75
2019 | 9 | 3 | 10:00 | 5891 | 16.2 | 18.5 | 19.6 | 18.5 | 18.2 | 12.9 | 19.6 | 19.2 | 18.7 | 17.8 | 18.1 | 20 | 20.7 | 18 | 18.8 | 19.5 | 47.66 | 108.63 | 75.56 | 0.38 | 2.75
2019 | 9 | 3 | 11:00 | 5892 | 16.9 | 18.2 | 20.2 | 19.5 | 18.4 | 12.8 | 19.6 | 19.2 | 18.7 | 17.8 | 18.1 | 20 | 20.7 | 18 | 18.8 | 19.5 | 47.66 | 108.63 | 75.56 | 0.38 | 2.75
2019 | 9 | 3 | 12:00 | 5893 | 16.8 | 18.6 | 19.6 | 19.2 | 18.7 | 13.3 | 20.6 | 19.2 | 18.7 | 17.8 | 18.1 | 20 | 20.7 | 18 | 18.8 | 19.5 | 47.66 | 108.63 | 75.56 | 0.38 | 2.75
2019 | 9 | 3 | 13:00 | 5894 | 17 | 18.3 | 19.2 | 20.2 | 19.6 | 13.9 | 20.6 | 19.2 | 18.7 | 17.8 | 18.1 | 20 | 20.7 | 18 | 18.8 | 19.5 | 47.66 | 108.63 | 75.56 | 0.38 | 2.75
2019 | 9 | 3 | 14:00 | 5895 | 18.2 | 19.1 | 19.7 | 20 | 19 | 14 | 20.6 | 19.2 | 18.7 | 17.8 | 18.1 | 20 | 20.7 | 18 | 18.8 | 19.5 | 47.66 | 108.63 | 75.56 | 0.38 | 2.75
2019 | 9 | 3 | 15:00 | 5896 | 18.9 | 18.1 | 19.3 | 19.4 | 20.1 | 14.1 | 20.6 | 19.2 | 18.7 | 17.8 | 18.1 | 20 | 20.7 | 18 | 18.8 | 19.5 | 47.66 | 108.63 | 75.56 | 0.38 | 2.75
2019 | 9 | 3 | 16:00 | 5897 | 18.3 | 16.8 | 18.2 | 18.1 | 19 | 13.9 | 20.6 | 19.2 | 18.7 | 17.8 | 18.1 | 20 | 20.7 | 18 | 18.8 | 19.5 | 47.66 | 108.63 | 75.56 | 0.38 | 2.75
2019 | 9 | 3 | 17:00 | 5898 | 15.6 | 16 | 17.7 | 16.6 | 17.4 | 13.8 | 20.6 | 19.2 | 18.7 | 17.8 | 18.1 | 20 | 20.7 | 18 | 18.8 | 19.5 | 47.66 | 108.63 | 75.56 | 0.38 | 2.75
2019 | 9 | 3 | 18:00 | 5899 | 13.4 | 14.8 | 17.6 | 16 | 15.6 | 13.2 | 20.6 | 19.2 | 18.7 | 17.8 | 18.1 | 20 | 20.7 | 18 | 18.8 | 19.5 | 47.66 | 108.63 | 75.56 | 0.38 | 2.75
2019 | 9 | 3 | 19:00 | 5900 | 10.9 | 12.9 | 16.2 | 14.8 | 14.1 | 12.7 | 20.6 | 19.2 | 18.7 | 17.8 | 18.1 | 20 | 20.7 | 18 | 18.8 | 19.5 | 47.66 | 108.63 | 75.56 | 0.38 | 2.75
2019 | 9 | 3 | 20:00 | 5901 | 10.9 | 12.7 | 16.5 | 13.5 | 13.2 | 12 | 20.6 | 19.2 | 18.7 | 17.8 | 18.1 | 20 | 20.7 | 18 | 18.8 | 19.5 | 47.66 | 108.63 | 75.56 | 0.38 | 2.75
2019 | 9 | 3 | 21:00 | 5902 | 9.6 | 11.7 | 17.8 | 11.8 | 12.9 | 11.7 | 20.6 | 19.2 | 18.7 | 17.8 | 18.1 | 20 | 20.7 | 18 | 18.8 | 19.5 | 47.66 | 108.63 | 75.56 | 0.38 | 2.75
2019 | 9 | 3 | 22:00 | 5903 | 9.4 | 10 | 16.4 | 12.1 | 11.1 | 10.4 | 20.6 | 19.2 | 18.7 | 17.8 | 18.1 | 20 | 20.7 | 18 | 18.8 | 19.5 | 47.66 | 108.63 | 75.56 | 0.38 | 2.75
2019 | 9 | 3 | 23:00 | 5904 | 8.1 | 9.6 | 17.8 | 13 | 11.3 | 9.7 | 20.6 | 19.2 | 18.7 | 17.8 | 18.1 | 20 | 20.7 | 18 | 18.8 | 19.5 | 47.66 | 108.63 | 75.56 | 0.38 | 2.75
2019 | 9 | 4 | 0:00 | 5905 | 7.4 | 8.8 | 17.4 | 13.8 | 11.6 | 9.2 | 19.8 | 19.1 | 18.5 | 17.5 | 17.7 | 18.8 | 19.4 | 17.3 | 17.4 | 18.8 | 48.17 | 106.25 | 77.46 | 0.34 | 1.84
2019 | 9 | 4 | 1:00 | 5906 | 7.2 | 8.3 | 17.4 | 13.8 | 11.4 | 8.3 | 19.8 | 19.1 | 18.5 | 17.5 | 17.7 | 18.8 | 19.4 | 17.3 | 17.4 | 18.8 | 48.17 | 106.25 | 77.46 | 0.34 | 1.84
2019 | 9 | 4 | 2:00 | 5907 | 6.9 | 7.9 | 17.7 | 13.2 | 11.9 | 7.5 | 19.8 | 19.1 | 18.5 | 17.5 | 17.7 | 18.8 | 19.4 | 17.3 | 17.4 | 18.8 | 48.17 | 106.25 | 77.46 | 0.34 | 1.84
2019 | 9 | 4 | 3:00 | 5908 | 8.1 | 7.2 | 17.9 | 13 | 11.5 | 7.1 | 19.8 | 19.1 | 18.5 | 17.5 | 17.7 | 18.8 | 19.4 | 17.3 | 17.4 | 18.8 | 48.17 | 106.25 | 77.46 | 0.34 | 1.84
2019 | 9 | 4 | 4:00 | 5909 | 8.1 | 8 | 18.1 | 13.3 | 12.3 | 6.5 | 19.8 | 19.1 | 18.5 | 17.5 | 17.7 | 18.8 | 19.4 | 17.3 | 17.4 | 18.8 | 48.17 | 106.25 | 77.46 | 0.34 | 1.84
2019 | 9 | 4 | 5:00 | 5910 | 10.7 | 11.3 | 18.4 | 14.1 | 12.6 | 7.8 | 19.8 | 19.1 | 18.5 | 17.5 | 17.7 | 18.8 | 19.4 | 17.3 | 17.4 | 18.8 | 48.17 | 106.25 | 77.46 | 0.34 | 1.84
2019 | 9 | 4 | 6:00 | 5911 | 12 | 13 | 18.5 | 13.8 | 12.7 | 10.2 | 19.8 | 19.1 | 18.5 | 17.5 | 17.7 | 18.8 | 19.4 | 17.3 | 17.4 | 18.8 | 48.17 | 106.25 | 77.46 | 0.34 | 1.84
2019 | 9 | 4 | 7:00 | 5912 | 14.4 | 14.9 | 18.3 | 16.3 | 14.9 | 13.6 | 19.8 | 19.1 | 18.5 | 17.5 | 17.7 | 18.8 | 19.4 | 17.3 | 17.4 | 18.8 | 48.17 | 106.25 | 77.46 | 0.34 | 1.84
2019 | 9 | 4 | 8:00 | 5913 | 16.1 | 18 | 19.3 | 17.6 | 17.6 | 16.1 | 19.8 | 19.1 | 18.5 | 17.5 | 17.7 | 18.8 | 19.4 | 17.3 | 17.4 | 18.8 | 48.17 | 106.25 | 77.46 | 0.34 | 1.84
2019 | 9 | 4 | 9:00 | 5914 | 17.9 | 18.4 | 19.6 | 17.6 | 19.1 | 17.4 | 19.8 | 19.1 | 18.5 | 17.5 | 17.7 | 18.8 | 19.4 | 17.3 | 17.4 | 18.8 | 48.17 | 106.25 | 77.46 | 0.34 | 1.84
2019 | 9 | 4 | 10:00 | 5915 | 19.2 | 20.4 | 19.6 | 20 | 18.6 | 18.4 | 19.8 | 19.1 | 18.5 | 17.5 | 17.7 | 18.8 | 19.4 | 17.3 | 17.4 | 18.8 | 48.17 | 106.25 | 77.46 | 0.34 | 1.84
2019 | 9 | 4 | 11:00 | 5916 | 19.3 | 20.9 | 19.5 | 20.5 | 20.7 | 18.3 | 19.8 | 19.1 | 18.5 | 17.5 | 17.7 | 18.8 | 19.4 | 17.3 | 17.4 | 18.8 | 48.17 | 106.25 | 77.46 | 0.34 | 1.84
2019 | 9 | 4 | 12:00 | 5917 | 21.2 | 20.2 | 19.8 | 19.9 | 19.5 | 18.9 | 20.4 | 19.1 | 18.5 | 17.5 | 17.7 | 18.8 | 19.4 | 17.3 | 17.4 | 18.8 | 48.17 | 106.25 | 77.46 | 0.34 | 1.84
2019 | 9 | 4 | 13:00 | 5918 | 20 | 20.7 | 19.9 | 19.6 | 21.4 | 19.7 | 20.4 | 19.1 | 18.5 | 17.5 | 17.7 | 18.8 | 19.4 | 17.3 | 17.4 | 18.8 | 48.17 | 106.25 | 77.46 | 0.34 | 1.84
2019 | 9 | 4 | 14:00 | 5919 | 20.5 | 17.5 | 19.6 | 19.5 | 20 | 19.6 | 20.4 | 19.1 | 18.5 | 17.5 | 17.7 | 18.8 | 19.4 | 17.3 | 17.4 | 18.8 | 48.17 | 106.25 | 77.46 | 0.34 | 1.84
2019 | 9 | 4 | 15:00 | 5920 | 21.8 | 17.1 | 19.2 | 18.9 | 20.9 | 19.2 | 20.4 | 19.1 | 18.5 | 17.5 | 17.7 | 18.8 | 19.4 | 17.3 | 17.4 | 18.8 | 48.17 | 106.25 | 77.46 | 0.34 | 1.84
2019 | 9 | 4 | 16:00 | 5921 | 20.3 | 18.8 | 18.7 | 17.9 | 19.6 | 18.8 | 20.4 | 19.1 | 18.5 | 17.5 | 17.7 | 18.8 | 19.4 | 17.3 | 17.4 | 18.8 | 48.17 | 106.25 | 77.46 | 0.34 | 1.84
2019 | 9 | 4 | 17:00 | 5922 | 17.6 | 17.2 | 18.4 | 15.6 | 17.5 | 18 | 20.4 | 19.1 | 18.5 | 17.5 | 17.7 | 18.8 | 19.4 | 17.3 | 17.4 | 18.8 | 48.17 | 106.25 | 77.46 | 0.34 | 1.84
2019 | 9 | 4 | 18:00 | 5923 | 15.4 | 14.3 | 17.3 | 11.9 | 15.8 | 16.7 | 20.4 | 19.1 | 18.5 | 17.5 | 17.7 | 18.8 | 19.4 | 17.3 | 17.4 | 18.8 | 48.17 | 106.25 | 77.46 | 0.34 | 1.84
2019 | 9 | 4 | 19:00 | 5924 | 13.8 | 13.2 | 16 | 10.9 | 14.2 | 16 | 20.4 | 19.1 | 18.5 | 17.5 | 17.7 | 18.8 | 19.4 | 17.3 | 17.4 | 18.8 | 48.17 | 106.25 | 77.46 | 0.34 | 1.84
2019 | 9 | 4 | 20:00 | 5925 | 12.5 | 13 | 14.7 | 9.6 | 13.8 | 14.7 | 20.4 | 19.1 | 18.5 | 17.5 | 17.7 | 18.8 | 19.4 | 17.3 | 17.4 | 18.8 | 48.17 | 106.25 | 77.46 | 0.34 | 1.84
2019 | 9 | 4 | 21:00 | 5926 | 12.4 | 11.8 | 14.2 | 9.2 | 12.8 | 13.7 | 20.4 | 19.1 | 18.5 | 17.5 | 17.7 | 18.8 | 19.4 | 17.3 | 17.4 | 18.8 | 48.17 | 106.25 | 77.46 | 0.34 | 1.84
2019 | 9 | 4 | 22:00 | 5927 | 11.3 | 11.3 | 15.4 | 10.2 | 12.5 | 12.8 | 20.4 | 19.1 | 18.5 | 17.5 | 17.7 | 18.8 | 19.4 | 17.3 | 17.4 | 18.8 | 48.17 | 106.25 | 77.46 | 0.34 | 1.84
2019 | 9 | 4 | 23:00 | 5928 | 10.9 | 11.3 | 15.1 | 9.9 | 12.1 | 12.2 | 20.4 | 19.1 | 18.5 | 17.5 | 17.7 | 18.8 | 19.4 | 17.3 | 17.4 | 18.8 | 48.17 | 106.25 | 77.46 | 0.34 | 1.84
2019 | 9 | 5 | 0:00 | 5929 | 10.6 | 11.1 | 15.1 | 10.4 | 12.1 | 11.6 | 19.4 | 18.8 | 18.2 | 16.9 | 17.3 | 18.9 | 19.7 | 17.1 | 17.6 | 18.5 | 50.54 | 102.3 | 76.34 | 0.36 | 2.09
2019 | 9 | 5 | 1:00 | 5930 | 10.5 | 10.6 | 15 | 11.6 | 12.2 | 11.2 | 19.4 | 18.8 | 18.2 | 16.9 | 17.3 | 18.9 | 19.7 | 17.1 | 17.6 | 18.5 | 50.54 | 102.3 | 76.34 | 0.36 | 2.09
2019 | 9 | 5 | 2:00 | 5931 | 10.1 | 10.5 | 15.1 | 11.9 | 12.9 | 10.8 | 19.4 | 18.8 | 18.2 | 16.9 | 17.3 | 18.9 | 19.7 | 17.1 | 17.6 | 18.5 | 50.54 | 102.3 | 76.34 | 0.36 | 2.09
2019 | 9 | 5 | 3:00 | 5932 | 10.2 | 10.3 | 14.6 | 12.5 | 13 | 10.4 | 19.4 | 18.8 | 18.2 | 16.9 | 17.3 | 18.9 | 19.7 | 17.1 | 17.6 | 18.5 | 50.54 | 102.3 | 76.34 | 0.36 | 2.09
2019 | 9 | 5 | 4:00 | 5933 | 11.1 | 10.4 | 14.6 | 12.7 | 13.1 | 10.1 | 19.4 | 18.8 | 18.2 | 16.9 | 17.3 | 18.9 | 19.7 | 17.1 | 17.6 | 18.5 | 50.54 | 102.3 | 76.34 | 0.36 | 2.09
2019 | 9 | 5 | 5:00 | 5934 | 12.6 | 11.9 | 15 | 13.4 | 13.6 | 11.2 | 19.4 | 18.8 | 18.2 | 16.9 | 17.3 | 18.9 | 19.7 | 17.1 | 17.6 | 18.5 | 50.54 | 102.3 | 76.34 | 0.36 | 2.09
2019 | 9 | 5 | 6:00 | 5935 | 14.9 | 14.8 | 17 | 15.3 | 15.5 | 13.4 | 19.4 | 18.8 | 18.2 | 16.9 | 17.3 | 18.9 | 19.7 | 17.1 | 17.6 | 18.5 | 50.54 | 102.3 | 76.34 | 0.36 | 2.09
2019 | 9 | 5 | 7:00 | 5936 | 18 | 18.2 | 18.3 | 18.4 | 17.9 | 16.2 | 19.4 | 18.8 | 18.2 | 16.9 | 17.3 | 18.9 | 19.7 | 17.1 | 17.6 | 18.5 | 50.54 | 102.3 | 76.34 | 0.36 | 2.09
2019 | 9 | 5 | 8:00 | 5937 | 20 | 20.4 | 20.2 | 21 | 20.4 | 19.2 | 19.4 | 18.8 | 18.2 | 16.9 | 17.3 | 18.9 | 19.7 | 17.1 | 17.6 | 18.5 | 50.54 | 102.3 | 76.34 | 0.36 | 2.09
2019 | 9 | 5 | 9:00 | 5938 | 21.6 | 21.9 | 20.9 | 22.8 | 22.1 | 20.9 | 19.4 | 18.8 | 18.2 | 16.9 | 17.3 | 18.9 | 19.7 | 17.1 | 17.6 | 18.5 | 50.54 | 102.3 | 76.34 | 0.36 | 2.09
2019 | 9 | 5 | 10:00 | 5939 | 22.7 | 23 | 19.9 | 23.8 | 23 | 22 | 19.4 | 18.8 | 18.2 | 16.9 | 17.3 | 18.9 | 19.7 | 17.1 | 17.6 | 18.5 | 50.54 | 102.3 | 76.34 | 0.36 | 2.09
2019 | 9 | 5 | 11:00 | 5940 | 22.5 | 23.7 | 19.6 | 24.4 | 23.6 | 22.3 | 19.4 | 18.8 | 18.2 | 16.9 | 17.3 | 18.9 | 19.7 | 17.1 | 17.6 | 18.5 | 50.54 | 102.3 | 76.34 | 0.36 | 2.09
2019 | 9 | 5 | 12:00 | 5941 | 22.8 | 23.9 | 20 | 23.3 | 24.3 | 22.8 | 20.2 | 18.8 | 18.2 | 16.9 | 17.3 | 18.9 | 19.7 | 17.1 | 17.6 | 18.5 | 50.54 | 102.3 | 76.34 | 0.36 | 2.09
2019 | 9 | 5 | 13:00 | 5942 | 23.2 | 23.8 | 20.1 | 21.5 | 24.7 | 21.8 | 20.2 | 18.8 | 18.2 | 16.9 | 17.3 | 18.9 | 19.7 | 17.1 | 17.6 | 18.5 | 50.54 | 102.3 | 76.34 | 0.36 | 2.09
2019 | 9 | 5 | 14:00 | 5943 | 22.6 | 24.1 | 20.4 | 21.2 | 23.9 | 21.8 | 20.2 | 18.8 | 18.2 | 16.9 | 17.3 | 18.9 | 19.7 | 17.1 | 17.6 | 18.5 | 50.54 | 102.3 | 76.34 | 0.36 | 2.09
2019 | 9 | 5 | 15:00 | 5944 | 22.9 | 23.5 | 19.6 | 20.4 | 23.3 | 21.3 | 20.2 | 18.8 | 18.2 | 16.9 | 17.3 | 18.9 | 19.7 | 17.1 | 17.6 | 18.5 | 50.54 | 102.3 | 76.34 | 0.36 | 2.09
2019 | 9 | 5 | 16:00 | 5945 | 22.2 | 22.4 | 18.8 | 19.8 | 22.2 | 20.6 | 20.2 | 18.8 | 18.2 | 16.9 | 17.3 | 18.9 | 19.7 | 17.1 | 17.6 | 18.5 | 50.54 | 102.3 | 76.34 | 0.36 | 2.09
2019 | 9 | 5 | 17:00 | 5946 | 19.9 | 19.3 | 18.5 | 17.9 | 21 | 18.9 | 20.2 | 18.8 | 18.2 | 16.9 | 17.3 | 18.9 | 19.7 | 17.1 | 17.6 | 18.5 | 50.54 | 102.3 | 76.34 | 0.36 | 2.09
2019 | 9 | 5 | 18:00 | 5947 | 17.2 | 16.6 | 18.6 | 17.3 | 20.3 | 17.1 | 20.2 | 18.8 | 18.2 | 16.9 | 17.3 | 18.9 | 19.7 | 17.1 | 17.6 | 18.5 | 50.54 | 102.3 | 76.34 | 0.36 | 2.09
2019 | 9 | 5 | 19:00 | 5948 | 16.9 | 15.6 | 18.4 | 17 | 19.4 | 16 | 20.2 | 18.8 | 18.2 | 16.9 | 17.3 | 18.9 | 19.7 | 17.1 | 17.6 | 18.5 | 50.54 | 102.3 | 76.34 | 0.36 | 2.09
2019 | 9 | 5 | 20:00 | 5949 | 16.3 | 16.2 | 18.4 | 15.6 | 18.6 | 15.3 | 20.2 | 18.8 | 18.2 | 16.9 | 17.3 | 18.9 | 19.7 | 17.1 | 17.6 | 18.5 | 50.54 | 102.3 | 76.34 | 0.36 | 2.09
2019 | 9 | 5 | 21:00 | 5950 | 16.1 | 16.6 | 18.1 | 14.8 | 17.3 | 14.4 | 20.2 | 18.8 | 18.2 | 16.9 | 17.3 | 18.9 | 19.7 | 17.1 | 17.6 | 18.5 | 50.54 | 102.3 | 76.34 | 0.36 | 2.09
2019 | 9 | 5 | 22:00 | 5951 | 16.6 | 17.7 | 16.7 | 14 | 16.5 | 14 | 20.2 | 18.8 | 18.2 | 16.9 | 17.3 | 18.9 | 19.7 | 17.1 | 17.6 | 18.5 | 50.54 | 102.3 | 76.34 | 0.36 | 2.09
2019 | 9 | 5 | 23:00 | 5952 | 16.5 | 17.4 | 17.8 | 13.6 | 14.5 | 13.1 | 20.2 | 18.8 | 18.2 | 16.9 | 17.3 | 18.9 | 19.7 | 17.1 | 17.6 | 18.5 | 50.54 | 102.3 | 76.34 | 0.36 | 2.09
2019 | 9 | 6 | 0:00 | 5953 | 15.8 | 17 | 17.8 | 14.4 | 13.7 | 13 | 18.6 | 18.7 | 17.8 | 16.7 | 17 | 19.3 | 19.5 | 17.2 | 17.9 | 18.4 | 50.04 | 106.42 | 75.17 | 0.35 | 2.77
2019 | 9 | 6 | 1:00 | 5954 | 14.3 | 16.4 | 17.4 | 13.9 | 14 | 13.3 | 18.6 | 18.7 | 17.8 | 16.7 | 17 | 19.3 | 19.5 | 17.2 | 17.9 | 18.4 | 50.04 | 106.42 | 75.17 | 0.35 | 2.77
2019 | 9 | 6 | 2:00 | 5955 | 13.8 | 15.9 | 17.5 | 12.8 | 14.2 | 13.1 | 18.6 | 18.7 | 17.8 | 16.7 | 17 | 19.3 | 19.5 | 17.2 | 17.9 | 18.4 | 50.04 | 106.42 | 75.17 | 0.35 | 2.77
2019 | 9 | 6 | 3:00 | 5956 | 14.5 | 15.5 | 16.6 | 11.9 | 13.6 | 12.9 | 18.6 | 18.7 | 17.8 | 16.7 | 17 | 19.3 | 19.5 | 17.2 | 17.9 | 18.4 | 50.04 | 106.42 | 75.17 | 0.35 | 2.77
2019 | 9 | 6 | 4:00 | 5957 | 15.2 | 14.6 | 15.8 | 11.7 | 13.3 | 13.1 | 18.6 | 18.7 | 17.8 | 16.7 | 17 | 19.3 | 19.5 | 17.2 | 17.9 | 18.4 | 50.04 | 106.42 | 75.17 | 0.35 | 2.77
2019 | 9 | 6 | 5:00 | 5958 | 15.3 | 14.3 | 16.7 | 13 | 14.1 | 13.9 | 18.6 | 18.7 | 17.8 | 16.7 | 17 | 19.3 | 19.5 | 17.2 | 17.9 | 18.4 | 50.04 | 106.42 | 75.17 | 0.35 | 2.77
2019 | 9 | 6 | 6:00 | 5959 | 16.1 | 15.8 | 16.9 | 12.6 | 14.8 | 14.9 | 18.6 | 18.7 | 17.8 | 16.7 | 17 | 19.3 | 19.5 | 17.2 | 17.9 | 18.4 | 50.04 | 106.42 | 75.17 | 0.35 | 2.77
2019 | 9 | 6 | 7:00 | 5960 | 17.1 | 16.7 | 17.1 | 15.1 | 16.4 | 15.7 | 18.6 | 18.7 | 17.8 | 16.7 | 17 | 19.3 | 19.5 | 17.2 | 17.9 | 18.4 | 50.04 | 106.42 | 75.17 | 0.35 | 2.77
2019 | 9 | 6 | 8:00 | 5961 | 17.3 | 17.8 | 17 | 16.1 | 17.4 | 17 | 18.6 | 18.7 | 17.8 | 16.7 | 17 | 19.3 | 19.5 | 17.2 | 17.9 | 18.4 | 50.04 | 106.42 | 75.17 | 0.35 | 2.77
2019 | 9 | 6 | 9:00 | 5962 | 18.3 | 18.5 | 18 | 17.1 | 18.4 | 18.1 | 18.6 | 18.7 | 17.8 | 16.7 | 17 | 19.3 | 19.5 | 17.2 | 17.9 | 18.4 | 50.04 | 106.42 | 75.17 | 0.35 | 2.77
2019 | 9 | 6 | 10:00 | 5963 | 19.7 | 19.3 | 18.1 | 17.6 | 16.9 | 19 | 18.6 | 18.7 | 17.8 | 16.7 | 17 | 19.3 | 19.5 | 17.2 | 17.9 | 18.4 | 50.04 | 106.42 | 75.17 | 0.35 | 2.77
2019 | 9 | 6 | 11:00 | 5964 | 19.4 | 19.1 | 18.5 | 18.5 | 19.2 | 18.8 | 18.6 | 18.7 | 17.8 | 16.7 | 17 | 19.3 | 19.5 | 17.2 | 17.9 | 18.4 | 50.04 | 106.42 | 75.17 | 0.35 | 2.77
2019 | 9 | 6 | 12:00 | 5965 | 20.2 | 17.6 | 17.6 | 18.4 | 19.6 | 19.9 | 19.8 | 18.7 | 17.8 | 16.7 | 17 | 19.3 | 19.5 | 17.2 | 17.9 | 18.4 | 50.04 | 106.42 | 75.17 | 0.35 | 2.77
2019 | 9 | 6 | 13:00 | 5966 | 20.6 | 18 | 18.3 | 18.1 | 19.1 | 19.4 | 19.8 | 18.7 | 17.8 | 16.7 | 17 | 19.3 | 19.5 | 17.2 | 17.9 | 18.4 | 50.04 | 106.42 | 75.17 | 0.35 | 2.77
2019 | 9 | 6 | 14:00 | 5967 | 20.6 | 18.4 | 18.2 | 18.1 | 19.3 | 18.9 | 19.8 | 18.7 | 17.8 | 16.7 | 17 | 19.3 | 19.5 | 17.2 | 17.9 | 18.4 | 50.04 | 106.42 | 75.17 | 0.35 | 2.77
2019 | 9 | 6 | 15:00 | 5968 | 20.1 | 19.1 | 17.5 | 17 | 18.7 | 19 | 19.8 | 18.7 | 17.8 | 16.7 | 17 | 19.3 | 19.5 | 17.2 | 17.9 | 18.4 | 50.04 | 106.42 | 75.17 | 0.35 | 2.77
2019 | 9 | 6 | 16:00 | 5969 | 18.4 | 17.9 | 17.4 | 16 | 17.5 | 18 | 19.8 | 18.7 | 17.8 | 16.7 | 17 | 19.3 | 19.5 | 17.2 | 17.9 | 18.4 | 50.04 | 106.42 | 75.17 | 0.35 | 2.77
2019 | 9 | 6 | 17:00 | 5970 | 16 | 16.2 | 16.7 | 14.6 | 15.8 | 16.2 | 19.8 | 18.7 | 17.8 | 16.7 | 17 | 19.3 | 19.5 | 17.2 | 17.9 | 18.4 | 50.04 | 106.42 | 75.17 | 0.35 | 2.77
2019 | 9 | 6 | 18:00 | 5971 | 14.4 | 14.2 | 16.4 | 11.8 | 14 | 14.4 | 19.8 | 18.7 | 17.8 | 16.7 | 17 | 19.3 | 19.5 | 17.2 | 17.9 | 18.4 | 50.04 | 106.42 | 75.17 | 0.35 | 2.77
2019 | 9 | 6 | 19:00 | 5972 | 11.6 | 13 | 16 | 10 | 12.9 | 12.9 | 19.8 | 18.7 | 17.8 | 16.7 | 17 | 19.3 | 19.5 | 17.2 | 17.9 | 18.4 | 50.04 | 106.42 | 75.17 | 0.35 | 2.77
2019 | 9 | 6 | 20:00 | 5973 | 9.8 | 11 | 16.5 | 9.3 | 12.3 | 11.7 | 19.8 | 18.7 | 17.8 | 16.7 | 17 | 19.3 | 19.5 | 17.2 | 17.9 | 18.4 | 50.04 | 106.42 | 75.17 | 0.35 | 2.77
2019 | 9 | 6 | 21:00 | 5974 | 9.5 | 8.6 | 16.3 | 10.9 | 11.2 | 10.9 | 19.8 | 18.7 | 17.8 | 16.7 | 17 | 19.3 | 19.5 | 17.2 | 17.9 | 18.4 | 50.04 | 106.42 | 75.17 | 0.35 | 2.77
2019 | 9 | 6 | 22:00 | 5975 | 8 | 7.7 | 16.7 | 10.6 | 10.2 | 9.9 | 19.8 | 18.7 | 17.8 | 16.7 | 17 | 19.3 | 19.5 | 17.2 | 17.9 | 18.4 | 50.04 | 106.42 | 75.17 | 0.35 | 2.77
2019 | 9 | 6 | 23:00 | 5976 | 7.5 | 7.9 | 16.6 | 9.4 | 9.8 | 9.1 | 19.8 | 18.7 | 17.8 | 16.7 | 17 | 19.3 | 19.5 | 17.2 | 17.9 | 18.4 | 50.04 | 106.42 | 75.17 | 0.35 | 2.77
2019 | 9 | 7 | 0:00 | 5977 | 6.7 | 7.8 | 16.4 | 9.5 | 9.6 | 8.3 | 18.2 | 18.1 | 17.5 | 16.2 | 16.6 | 18.4 | 18.9 | 16.8 | 16.2 | 17.7 | 51.7 | 99.68 | 77.74 | 0.31 | 3.58
2019 | 9 | 7 | 1:00 | 5978 | 7.8 | 7.2 | 13.8 | 10.5 | 9.8 | 7.9 | 18.2 | 18.1 | 17.5 | 16.2 | 16.6 | 18.4 | 18.9 | 16.8 | 16.2 | 17.7 | 51.7 | 99.68 | 77.74 | 0.31 | 3.58
2019 | 9 | 7 | 2:00 | 5979 | 7.6 | 7.8 | 12.4 | 10 | 9.6 | 7.5 | 18.2 | 18.1 | 17.5 | 16.2 | 16.6 | 18.4 | 18.9 | 16.8 | 16.2 | 17.7 | 51.7 | 99.68 | 77.74 | 0.31 | 3.58
2019 | 9 | 7 | 3:00 | 5980 | 7.3 | 7.8 | 12.3 | 9 | 10 | 7.4 | 18.2 | 18.1 | 17.5 | 16.2 | 16.6 | 18.4 | 18.9 | 16.8 | 16.2 | 17.7 | 51.7 | 99.68 | 77.74 | 0.31 | 3.58
2019 | 9 | 7 | 4:00 | 5981 | 6.9 | 8.4 | 12.3 | 9 | 9.7 | 7.7 | 18.2 | 18.1 | 17.5 | 16.2 | 16.6 | 18.4 | 18.9 | 16.8 | 16.2 | 17.7 | 51.7 | 99.68 | 77.74 | 0.31 | 3.58
2019 | 9 | 7 | 5:00 | 5982 | 9.1 | 9.9 | 11.9 | 10 | 10.2 | 9.6 | 18.2 | 18.1 | 17.5 | 16.2 | 16.6 | 18.4 | 18.9 | 16.8 | 16.2 | 17.7 | 51.7 | 99.68 | 77.74 | 0.31 | 3.58
2019 | 9 | 7 | 6:00 | 5983 | 13.1 | 13.5 | 13.1 | 12.5 | 12.7 | 12.4 | 18.2 | 18.1 | 17.5 | 16.2 | 16.6 | 18.4 | 18.9 | 16.8 | 16.2 | 17.7 | 51.7 | 99.68 | 77.74 | 0.31 | 3.58
2019 | 9 | 7 | 7:00 | 5984 | 15.2 | 15.4 | 15.5 | 15.4 | 14.2 | 15.4 | 18.2 | 18.1 | 17.5 | 16.2 | 16.6 | 18.4 | 18.9 | 16.8 | 16.2 | 17.7 | 51.7 | 99.68 | 77.74 | 0.31 | 3.58
2019 | 9 | 7 | 8:00 | 5985 | 16.5 | 17.9 | 16.6 | 17.9 | 16.6 | 17.5 | 18.2 | 18.1 | 17.5 | 16.2 | 16.6 | 18.4 | 18.9 | 16.8 | 16.2 | 17.7 | 51.7 | 99.68 | 77.74 | 0.31 | 3.58
2019 | 9 | 7 | 9:00 | 5986 | 18.3 | 18.9 | 18.4 | 18.9 | 17.3 | 18.9 | 18.2 | 18.1 | 17.5 | 16.2 | 16.6 | 18.4 | 18.9 | 16.8 | 16.2 | 17.7 | 51.7 | 99.68 | 77.74 | 0.31 | 3.58
2019 | 9 | 7 | 10:00 | 5987 | 19.8 | 19.9 | 19.6 | 19.5 | 18.8 | 19.5 | 18.2 | 18.1 | 17.5 | 16.2 | 16.6 | 18.4 | 18.9 | 16.8 | 16.2 | 17.7 | 51.7 | 99.68 | 77.74 | 0.31 | 3.58
2019 | 9 | 7 | 11:00 | 5988 | 20.9 | 20.3 | 20.1 | 20.2 | 19.7 | 20.1 | 18.2 | 18.1 | 17.5 | 16.2 | 16.6 | 18.4 | 18.9 | 16.8 | 16.2 | 17.7 | 51.7 | 99.68 | 77.74 | 0.31 | 3.58
2019 | 9 | 7 | 12:00 | 5989 | 20.6 | 21.2 | 20.2 | 19.5 | 20.2 | 20.9 | 19.2 | 18.1 | 17.5 | 16.2 | 16.6 | 18.4 | 18.9 | 16.8 | 16.2 | 17.7 | 51.7 | 99.68 | 77.74 | 0.31 | 3.58
2019 | 9 | 7 | 13:00 | 5990 | 21.1 | 21.7 | 19.3 | 20.7 | 20.6 | 20.7 | 19.2 | 18.1 | 17.5 | 16.2 | 16.6 | 18.4 | 18.9 | 16.8 | 16.2 | 17.7 | 51.7 | 99.68 | 77.74 | 0.31 | 3.58
2019 | 9 | 7 | 14:00 | 5991 | 21.3 | 22.2 | 18.8 | 20.3 | 21.4 | 20.4 | 19.2 | 18.1 | 17.5 | 16.2 | 16.6 | 18.4 | 18.9 | 16.8 | 16.2 | 17.7 | 51.7 | 99.68 | 77.74 | 0.31 | 3.58
2019 | 9 | 7 | 15:00 | 5992 | 21.2 | 20.8 | 18.2 | 19.5 | 20.2 | 20.8 | 19.2 | 18.1 | 17.5 | 16.2 | 16.6 | 18.4 | 18.9 | 16.8 | 16.2 | 17.7 | 51.7 | 99.68 | 77.74 | 0.31 | 3.58
2019 | 9 | 7 | 16:00 | 5993 | 20 | 20.3 | 17.1 | 18.2 | 18.7 | 20 | 19.2 | 18.1 | 17.5 | 16.2 | 16.6 | 18.4 | 18.9 | 16.8 | 16.2 | 17.7 | 51.7 | 99.68 | 77.74 | 0.31 | 3.58
2019 | 9 | 7 | 17:00 | 5994 | 18.5 | 18.4 | 15.7 | 16 | 17 | 18.1 | 19.2 | 18.1 | 17.5 | 16.2 | 16.6 | 18.4 | 18.9 | 16.8 | 16.2 | 17.7 | 51.7 | 99.68 | 77.74 | 0.31 | 3.58
2019 | 9 | 7 | 18:00 | 5995 | 17.6 | 16.7 | 14.4 | 14.5 | 16.8 | 16.5 | 19.2 | 18.1 | 17.5 | 16.2 | 16.6 | 18.4 | 18.9 | 16.8 | 16.2 | 17.7 | 51.7 | 99.68 | 77.74 | 0.31 | 3.58
2019 | 9 | 7 | 19:00 | 5996 | 17.6 | 16.9 | 14.8 | 14.4 | 16.6 | 16 | 19.2 | 18.1 | 17.5 | 16.2 | 16.6 | 18.4 | 18.9 | 16.8 | 16.2 | 17.7 | 51.7 | 99.68 | 77.74 | 0.31 | 3.58
2019 | 9 | 7 | 20:00 | 5997 | 18 | 16.5 | 14.6 | 14.1 | 16.4 | 15.6 | 19.2 | 18.1 | 17.5 | 16.2 | 16.6 | 18.4 | 18.9 | 16.8 | 16.2 | 17.7 | 51.7 | 99.68 | 77.74 | 0.31 | 3.58
2019 | 9 | 7 | 21:00 | 5998 | 17.5 | 16 | 14.2 | 14.4 | 15.9 | 15.2 | 19.2 | 18.1 | 17.5 | 16.2 | 16.6 | 18.4 | 18.9 | 16.8 | 16.2 | 17.7 | 51.7 | 99.68 | 77.74 | 0.31 | 3.58
2019 | 9 | 7 | 22:00 | 5999 | 16.9 | 15.6 | 14.6 | 13.9 | 15.3 | 15.1 | 19.2 | 18.1 | 17.5 | 16.2 | 16.6 | 18.4 | 18.9 | 16.8 | 16.2 | 17.7 | 51.7 | 99.68 | 77.74 | 0.31 | 3.58
2019 | 9 | 7 | 23:00 | 6000 | 17.3 | 15.7 | 14.3 | 14.9 | 15.1 | 15.1 | 19.2 | 18.1 | 17.5 | 16.2 | 16.6 | 18.4 | 18.9 | 16.8 | 16.2 | 17.7 | 51.7 | 99.68 | 77.74 | 0.31 | 3.58
2019 | 9 | 8 | 0:00 | 6001 | 17 | 16.1 | 13.3 | 14.5 | 14.5 | 15.7 | 18.2 | 18.2 | 17 | 15.8 | 15.9 | 19 | 19.4 | 17 | 17.7 | 17.7 | 50.98 | 99.98 | 76.69 | 0.29 | 2.99
2019 | 9 | 8 | 1:00 | 6002 | 16.8 | 15.9 | 13.6 | 14.5 | 14.1 | 15.7 | 18.2 | 18.2 | 17 | 15.8 | 15.9 | 19 | 19.4 | 17 | 17.7 | 17.7 | 50.98 | 99.98 | 76.69 | 0.29 | 2.99
2019 | 9 | 8 | 2:00 | 6003 | 16.3 | 15.4 | 13.9 | 14.2 | 14 | 15.8 | 18.2 | 18.2 | 17 | 15.8 | 15.9 | 19 | 19.4 | 17 | 17.7 | 17.7 | 50.98 | 99.98 | 76.69 | 0.29 | 2.99
2019 | 9 | 8 | 3:00 | 6004 | 16 | 14.7 | 14.1 | 13.4 | 13.9 | 15.5 | 18.2 | 18.2 | 17 | 15.8 | 15.9 | 19 | 19.4 | 17 | 17.7 | 17.7 | 50.98 | 99.98 | 76.69 | 0.29 | 2.99
2019 | 9 | 8 | 4:00 | 6005 | 16.1 | 15.1 | 13.9 | 13.4 | 14.3 | 15.5 | 18.2 | 18.2 | 17 | 15.8 | 15.9 | 19 | 19.4 | 17 | 17.7 | 17.7 | 50.98 | 99.98 | 76.69 | 0.29 | 2.99
2019 | 9 | 8 | 5:00 | 6006 | 16.3 | 16.2 | 13.8 | 13.8 | 14.6 | 15.8 | 18.2 | 18.2 | 17 | 15.8 | 15.9 | 19 | 19.4 | 17 | 17.7 | 17.7 | 50.98 | 99.98 | 76.69 | 0.29 | 2.99
2019 | 9 | 8 | 6:00 | 6007 | 17.2 | 18 | 14.2 | 14.6 | 15.7 | 16.7 | 18.2 | 18.2 | 17 | 15.8 | 15.9 | 19 | 19.4 | 17 | 17.7 | 17.7 | 50.98 | 99.98 | 76.69 | 0.29 | 2.99
2019 | 9 | 8 | 7:00 | 6008 | 18 | 19.4 | 14.7 | 15.7 | 17.6 | 17.2 | 18.2 | 18.2 | 17 | 15.8 | 15.9 | 19 | 19.4 | 17 | 17.7 | 17.7 | 50.98 | 99.98 | 76.69 | 0.29 | 2.99
2019 | 9 | 8 | 8:00 | 6009 | 19.4 | 21.1 | 15.4 | 17 | 19.1 | 18.2 | 18.2 | 18.2 | 17 | 15.8 | 15.9 | 19 | 19.4 | 17 | 17.7 | 17.7 | 50.98 | 99.98 | 76.69 | 0.29 | 2.99
2019 | 9 | 8 | 9:00 | 6010 | 21.4 | 21.6 | 17.1 | 17.5 | 19.8 | 21.7 | 18.2 | 18.2 | 17 | 15.8 | 15.9 | 19 | 19.4 | 17 | 17.7 | 17.7 | 50.98 | 99.98 | 76.69 | 0.29 | 2.99
2019 | 9 | 8 | 10:00 | 6011 | 22.7 | 22.7 | 17.1 | 16.6 | 20.6 | 23.1 | 18.2 | 18.2 | 17 | 15.8 | 15.9 | 19 | 19.4 | 17 | 17.7 | 17.7 | 50.98 | 99.98 | 76.69 | 0.29 | 2.99
2019 | 9 | 8 | 11:00 | 6012 | 24.2 | 24.3 | 16.7 | 17.3 | 21.8 | 23.6 | 18.2 | 18.2 | 17 | 15.8 | 15.9 | 19 | 19.4 | 17 | 17.7 | 17.7 | 50.98 | 99.98 | 76.69 | 0.29 | 2.99
2019 | 9 | 8 | 12:00 | 6013 | 24.8 | 25.2 | 17.9 | 17.9 | 23.1 | 24.7 | 18.6 | 18.2 | 17 | 15.8 | 15.9 | 19 | 19.4 | 17 | 17.7 | 17.7 | 50.98 | 99.98 | 76.69 | 0.29 | 2.99
2019 | 9 | 8 | 13:00 | 6014 | 25.1 | 25 | 18.5 | 18.2 | 23.4 | 24.1 | 18.6 | 18.2 | 17 | 15.8 | 15.9 | 19 | 19.4 | 17 | 17.7 | 17.7 | 50.98 | 99.98 | 76.69 | 0.29 | 2.99
2019 | 9 | 8 | 14:00 | 6015 | 24.5 | 24.4 | 19 | 19.1 | 23.4 | 24.2 | 18.6 | 18.2 | 17 | 15.8 | 15.9 | 19 | 19.4 | 17 | 17.7 | 17.7 | 50.98 | 99.98 | 76.69 | 0.29 | 2.99
2019 | 9 | 8 | 15:00 | 6016 | 24.7 | 24.3 | 18.3 | 19.4 | 23.4 | 23.8 | 18.6 | 18.2 | 17 | 15.8 | 15.9 | 19 | 19.4 | 17 | 17.7 | 17.7 | 50.98 | 99.98 | 76.69 | 0.29 | 2.99
2019 | 9 | 8 | 16:00 | 6017 | 24 | 24.5 | 18.4 | 20.5 | 22.1 | 23.3 | 18.6 | 18.2 | 17 | 15.8 | 15.9 | 19 | 19.4 | 17 | 17.7 | 17.7 | 50.98 | 99.98 | 76.69 | 0.29 | 2.99
2019 | 9 | 8 | 17:00 | 6018 | 22.9 | 22.5 | 17.1 | 18.5 | 21.8 | 23 | 18.6 | 18.2 | 17 | 15.8 | 15.9 | 19 | 19.4 | 17 | 17.7 | 17.7 | 50.98 | 99.98 | 76.69 | 0.29 | 2.99
2019 | 9 | 8 | 18:00 | 6019 | 21.3 | 19 | 16.5 | 16.4 | 20.5 | 21.5 | 18.6 | 18.2 | 17 | 15.8 | 15.9 | 19 | 19.4 | 17 | 17.7 | 17.7 | 50.98 | 99.98 | 76.69 | 0.29 | 2.99
2019 | 9 | 8 | 19:00 | 6020 | 19.2 | 19.2 | 17.1 | 15.6 | 18.4 | 20.3 | 18.6 | 18.2 | 17 | 15.8 | 15.9 | 19 | 19.4 | 17 | 17.7 | 17.7 | 50.98 | 99.98 | 76.69 | 0.29 | 2.99
2019 | 9 | 8 | 20:00 | 6021 | 16.6 | 17.3 | 16.8 | 14.3 | 17 | 19.8 | 18.6 | 18.2 | 17 | 15.8 | 15.9 | 19 | 19.4 | 17 | 17.7 | 17.7 | 50.98 | 99.98 | 76.69 | 0.29 | 2.99
2019 | 9 | 8 | 21:00 | 6022 | 14.2 | 15.4 | 17 | 15.8 | 17.1 | 19.1 | 18.6 | 18.2 | 17 | 15.8 | 15.9 | 19 | 19.4 | 17 | 17.7 | 17.7 | 50.98 | 99.98 | 76.69 | 0.29 | 2.99
2019 | 9 | 8 | 22:00 | 6023 | 13.5 | 13.8 | 17.2 | 15.4 | 16.1 | 18.3 | 18.6 | 18.2 | 17 | 15.8 | 15.9 | 19 | 19.4 | 17 | 17.7 | 17.7 | 50.98 | 99.98 | 76.69 | 0.29 | 2.99
2019 | 9 | 8 | 23:00 | 6024 | 13.1 | 13.6 | 16.5 | 15.2 | 15.5 | 17.4 | 18.6 | 18.2 | 17 | 15.8 | 15.9 | 19 | 19.4 | 17 | 17.7 | 17.7 | 50.98 | 99.98 | 76.69 | 0.29 | 2.99
2019 | 9 | 9 | 0:00 | 6025 | 12.4 | 12.4 | 15.6 | 15.4 | 15.6 | 17.2 | 18 | 18.3 | 17.2 | 16.4 | 14.7 | 18.8 | 19.8 | 17.2 | 17.6 | 18.3 | 51.21 | 102.06 | 77.88 | 0.23 | 4.01
2019 | 9 | 9 | 1:00 | 6026 | 11.6 | 11.3 | 15.4 | 15.1 | 15 | 16.2 | 18 | 18.3 | 17.2 | 16.4 | 14.7 | 18.8 | 19.8 | 17.2 | 17.6 | 18.3 | 51.21 | 102.06 | 77.88 | 0.23 | 4.01
2019 | 9 | 9 | 2:00 | 6027 | 11.2 | 10.5 | 14.8 | 15.2 | 15.5 | 15.9 | 18 | 18.3 | 17.2 | 16.4 | 14.7 | 18.8 | 19.8 | 17.2 | 17.6 | 18.3 | 51.21 | 102.06 | 77.88 | 0.23 | 4.01
2019 | 9 | 9 | 3:00 | 6028 | 11.5 | 10.8 | 14.1 | 15.1 | 15.5 | 15.4 | 18 | 18.3 | 17.2 | 16.4 | 14.7 | 18.8 | 19.8 | 17.2 | 17.6 | 18.3 | 51.21 | 102.06 | 77.88 | 0.23 | 4.01
2019 | 9 | 9 | 4:00 | 6029 | 10.8 | 10.9 | 13.2 | 14.7 | 15.3 | 15.4 | 18 | 18.3 | 17.2 | 16.4 | 14.7 | 18.8 | 19.8 | 17.2 | 17.6 | 18.3 | 51.21 | 102.06 | 77.88 | 0.23 | 4.01
2019 | 9 | 9 | 5:00 | 6030 | 12.6 | 13.4 | 13.5 | 14.5 | 14.8 | 16 | 18 | 18.3 | 17.2 | 16.4 | 14.7 | 18.8 | 19.8 | 17.2 | 17.6 | 18.3 | 51.21 | 102.06 | 77.88 | 0.23 | 4.01
2019 | 9 | 9 | 6:00 | 6031 | 15.8 | 15.6 | 15.1 | 15 | 16.5 | 17.7 | 18 | 18.3 | 17.2 | 16.4 | 14.7 | 18.8 | 19.8 | 17.2 | 17.6 | 18.3 | 51.21 | 102.06 | 77.88 | 0.23 | 4.01
2019 | 9 | 9 | 7:00 | 6032 | 19.7 | 17.6 | 16.4 | 15.6 | 18 | 19.9 | 18 | 18.3 | 17.2 | 16.4 | 14.7 | 18.8 | 19.8 | 17.2 | 17.6 | 18.3 | 51.21 | 102.06 | 77.88 | 0.23 | 4.01
2019 | 9 | 9 | 8:00 | 6033 | 22.6 | 20.9 | 18.2 | 18.1 | 19 | 22 | 18 | 18.3 | 17.2 | 16.4 | 14.7 | 18.8 | 19.8 | 17.2 | 17.6 | 18.3 | 51.21 | 102.06 | 77.88 | 0.23 | 4.01
2019 | 9 | 9 | 9:00 | 6034 | 24.9 | 23.5 | 20.4 | 19.1 | 20.7 | 24.3 | 18 | 18.3 | 17.2 | 16.4 | 14.7 | 18.8 | 19.8 | 17.2 | 17.6 | 18.3 | 51.21 | 102.06 | 77.88 | 0.23 | 4.01
2019 | 9 | 9 | 10:00 | 6035 | 26.6 | 26.1 | 22.3 | 21.1 | 22.3 | 25.7 | 18 | 18.3 | 17.2 | 16.4 | 14.7 | 18.8 | 19.8 | 17.2 | 17.6 | 18.3 | 51.21 | 102.06 | 77.88 | 0.23 | 4.01
2019 | 9 | 9 | 11:00 | 6036 | 27.6 | 28.2 | 23.8 | 22 | 24.1 | 26.7 | 18 | 18.3 | 17.2 | 16.4 | 14.7 | 18.8 | 19.8 | 17.2 | 17.6 | 18.3 | 51.21 | 102.06 | 77.88 | 0.23 | 4.01
2019 | 9 | 9 | 12:00 | 6037 | 27.9 | 28.5 | 25.4 | 23.7 | 26 | 27.3 | 20.6 | 18.3 | 17.2 | 16.4 | 14.7 | 18.8 | 19.8 | 17.2 | 17.6 | 18.3 | 51.21 | 102.06 | 77.88 | 0.23 | 4.01
2019 | 9 | 9 | 13:00 | 6038 | 27.6 | 28.3 | 26.2 | 24.8 | 26.9 | 26.9 | 20.6 | 18.3 | 17.2 | 16.4 | 14.7 | 18.8 | 19.8 | 17.2 | 17.6 | 18.3 | 51.21 | 102.06 | 77.88 | 0.23 | 4.01
2019 | 9 | 9 | 14:00 | 6039 | 27.7 | 28 | 26.3 | 25.2 | 26.8 | 25.7 | 20.6 | 18.3 | 17.2 | 16.4 | 14.7 | 18.8 | 19.8 | 17.2 | 17.6 | 18.3 | 51.21 | 102.06 | 77.88 | 0.23 | 4.01
2019 | 9 | 9 | 15:00 | 6040 | 26.7 | 27.3 | 25.7 | 25.9 | 26.7 | 25.2 | 20.6 | 18.3 | 17.2 | 16.4 | 14.7 | 18.8 | 19.8 | 17.2 | 17.6 | 18.3 | 51.21 | 102.06 | 77.88 | 0.23 | 4.01
2019 | 9 | 9 | 16:00 | 6041 | 25.7 | 25.8 | 25 | 25.1 | 25.3 | 24.4 | 20.6 | 18.3 | 17.2 | 16.4 | 14.7 | 18.8 | 19.8 | 17.2 | 17.6 | 18.3 | 51.21 | 102.06 | 77.88 | 0.23 | 4.01
2019 | 9 | 9 | 17:00 | 6042 | 23.3 | 23.4 | 22.6 | 23.3 | 23.1 | 22.7 | 20.6 | 18.3 | 17.2 | 16.4 | 14.7 | 18.8 | 19.8 | 17.2 | 17.6 | 18.3 | 51.21 | 102.06 | 77.88 | 0.23 | 4.01
2019 | 9 | 9 | 18:00 | 6043 | 22.1 | 21.8 | 21.7 | 21.6 | 21.1 | 20.8 | 20.6 | 18.3 | 17.2 | 16.4 | 14.7 | 18.8 | 19.8 | 17.2 | 17.6 | 18.3 | 51.21 | 102.06 | 77.88 | 0.23 | 4.01
2019 | 9 | 9 | 19:00 | 6044 | 21.3 | 20.7 | 21.6 | 19.8 | 19.9 | 19.8 | 20.6 | 18.3 | 17.2 | 16.4 | 14.7 | 18.8 | 19.8 | 17.2 | 17.6 | 18.3 | 51.21 | 102.06 | 77.88 | 0.23 | 4.01
2019 | 9 | 9 | 20:00 | 6045 | 20.3 | 20.5 | 20.8 | 19.5 | 18.8 | 18.4 | 20.6 | 18.3 | 17.2 | 16.4 | 14.7 | 18.8 | 19.8 | 17.2 | 17.6 | 18.3 | 51.21 | 102.06 | 77.88 | 0.23 | 4.01
2019 | 9 | 9 | 21:00 | 6046 | 19.9 | 19 | 19.8 | 18.9 | 18.2 | 18.5 | 20.6 | 18.3 | 17.2 | 16.4 | 14.7 | 18.8 | 19.8 | 17.2 | 17.6 | 18.3 | 51.21 | 102.06 | 77.88 | 0.23 | 4.01
2019 | 9 | 9 | 22:00 | 6047 | 19 | 17.7 | 19.5 | 18.4 | 17.8 | 18.1 | 20.6 | 18.3 | 17.2 | 16.4 | 14.7 | 18.8 | 19.8 | 17.2 | 17.6 | 18.3 | 51.21 | 102.06 | 77.88 | 0.23 | 4.01
2019 | 9 | 9 | 23:00 | 6048 | 18.9 | 16.8 | 19.2 | 17.9 | 17 | 17.5 | 20.6 | 18.3 | 17.2 | 16.4 | 14.7 | 18.8 | 19.8 | 17.2 | 17.6 | 18.3 | 51.21 | 102.06 | 77.88 | 0.23 | 4.01
2019 | 9 | 10 | 0:00 | 6049 | 18.2 | 16.5 | 18.8 | 16.9 | 16.1 | 16.8 | 17.8 | 18.1 | 17 | 16.6 | 14.1 | 19 | 18.3 | 17.2 | 16.8 | 17.5 | 50.47 | 104.26 | 76.99 | 0.21 | 2.69
2019 | 9 | 10 | 1:00 | 6050 | 17.6 | 16.8 | 18.6 | 15.7 | 15.8 | 17.6 | 17.8 | 18.1 | 17 | 16.6 | 14.1 | 19 | 18.3 | 17.2 | 16.8 | 17.5 | 50.47 | 104.26 | 76.99 | 0.21 | 2.69
2019 | 9 | 10 | 2:00 | 6051 | 17.8 | 17.1 | 17.9 | 14 | 15.5 | 16.6 | 17.8 | 18.1 | 17 | 16.6 | 14.1 | 19 | 18.3 | 17.2 | 16.8 | 17.5 | 50.47 | 104.26 | 76.99 | 0.21 | 2.69
2019 | 9 | 10 | 3:00 | 6052 | 17.7 | 17.6 | 17.2 | 14.1 | 15.2 | 16.7 | 17.8 | 18.1 | 17 | 16.6 | 14.1 | 19 | 18.3 | 17.2 | 16.8 | 17.5 | 50.47 | 104.26 | 76.99 | 0.21 | 2.69
2019 | 9 | 10 | 4:00 | 6053 | 17.6 | 17.3 | 17.3 | 13.9 | 14.9 | 15.9 | 17.8 | 18.1 | 17 | 16.6 | 14.1 | 19 | 18.3 | 17.2 | 16.8 | 17.5 | 50.47 | 104.26 | 76.99 | 0.21 | 2.69
2019 | 9 | 10 | 5:00 | 6054 | 17.7 | 17.4 | 17.4 | 15.4 | 15.9 | 16.2 | 17.8 | 18.1 | 17 | 16.6 | 14.1 | 19 | 18.3 | 17.2 | 16.8 | 17.5 | 50.47 | 104.26 | 76.99 | 0.21 | 2.69
2019 | 9 | 10 | 6:00 | 6055 | 17.6 | 17.6 | 17.9 | 16.4 | 16.9 | 18.3 | 17.8 | 18.1 | 17 | 16.6 | 14.1 | 19 | 18.3 | 17.2 | 16.8 | 17.5 | 50.47 | 104.26 | 76.99 | 0.21 | 2.69
2019 | 9 | 10 | 7:00 | 6056 | 14.5 | 16.7 | 18.7 | 17.9 | 18.3 | 18.5 | 17.8 | 18.1 | 17 | 16.6 | 14.1 | 19 | 18.3 | 17.2 | 16.8 | 17.5 | 50.47 | 104.26 | 76.99 | 0.21 | 2.69
2019 | 9 | 10 | 8:00 | 6057 | 15.3 | 15.6 | 19.9 | 18 | 18.7 | 19.1 | 17.8 | 18.1 | 17 | 16.6 | 14.1 | 19 | 18.3 | 17.2 | 16.8 | 17.5 | 50.47 | 104.26 | 76.99 | 0.21 | 2.69
2019 | 9 | 10 | 9:00 | 6058 | 16.3 | 15.3 | 19.6 | 19.3 | 17.7 | 18.9 | 17.8 | 18.1 | 17 | 16.6 | 14.1 | 19 | 18.3 | 17.2 | 16.8 | 17.5 | 50.47 | 104.26 | 76.99 | 0.21 | 2.69
2019 | 9 | 10 | 10:00 | 6059 | 18.4 | 19.5 | 20 | 21.2 | 17.3 | 18.7 | 17.8 | 18.1 | 17 | 16.6 | 14.1 | 19 | 18.3 | 17.2 | 16.8 | 17.5 | 50.47 | 104.26 | 76.99 | 0.21 | 2.69
2019 | 9 | 10 | 11:00 | 6060 | 20.1 | 21.1 | 20 | 21.8 | 20.4 | 17.9 | 17.8 | 18.1 | 17 | 16.6 | 14.1 | 19 | 18.3 | 17.2 | 16.8 | 17.5 | 50.47 | 104.26 | 76.99 | 0.21 | 2.69
2019 | 9 | 10 | 12:00 | 6061 | 21.5 | 21.3 | 19.9 | 21.2 | 21.3 | 17.4 | 18.6 | 18.1 | 17 | 16.6 | 14.1 | 19 | 18.3 | 17.2 | 16.8 | 17.5 | 50.47 | 104.26 | 76.99 | 0.21 | 2.69
2019 | 9 | 10 | 13:00 | 6062 | 21 | 21.8 | 18.2 | 21 | 21.5 | 19.7 | 18.6 | 18.1 | 17 | 16.6 | 14.1 | 19 | 18.3 | 17.2 | 16.8 | 17.5 | 50.47 | 104.26 | 76.99 | 0.21 | 2.69
2019 | 9 | 10 | 14:00 | 6063 | 21 | 21.2 | 18 | 20.5 | 20.5 | 20 | 18.6 | 18.1 | 17 | 16.6 | 14.1 | 19 | 18.3 | 17.2 | 16.8 | 17.5 | 50.47 | 104.26 | 76.99 | 0.21 | 2.69
2019 | 9 | 10 | 15:00 | 6064 | 20.6 | 21.7 | 17 | 19.4 | 20.2 | 19.9 | 18.6 | 18.1 | 17 | 16.6 | 14.1 | 19 | 18.3 | 17.2 | 16.8 | 17.5 | 50.47 | 104.26 | 76.99 | 0.21 | 2.69
2019 | 9 | 10 | 16:00 | 6065 | 18.8 | 19.1 | 16.6 | 18.1 | 19.5 | 19.6 | 18.6 | 18.1 | 17 | 16.6 | 14.1 | 19 | 18.3 | 17.2 | 16.8 | 17.5 | 50.47 | 104.26 | 76.99 | 0.21 | 2.69
2019 | 9 | 10 | 17:00 | 6066 | 17.9 | 17.2 | 14.3 | 16.8 | 17.8 | 18 | 18.6 | 18.1 | 17 | 16.6 | 14.1 | 19 | 18.3 | 17.2 | 16.8 | 17.5 | 50.47 | 104.26 | 76.99 | 0.21 | 2.69
2019 | 9 | 10 | 18:00 | 6067 | 17 | 15.8 | 15.4 | 16.4 | 16.3 | 16.2 | 18.6 | 18.1 | 17 | 16.6 | 14.1 | 19 | 18.3 | 17.2 | 16.8 | 17.5 | 50.47 | 104.26 | 76.99 | 0.21 | 2.69
2019 | 9 | 10 | 19:00 | 6068 | 15.8 | 14.1 | 16.1 | 16.3 | 15.7 | 14.7 | 18.6 | 18.1 | 17 | 16.6 | 14.1 | 19 | 18.3 | 17.2 | 16.8 | 17.5 | 50.47 | 104.26 | 76.99 | 0.21 | 2.69
2019 | 9 | 10 | 20:00 | 6069 | 14.2 | 15.1 | 15.8 | 15.8 | 16.2 | 13.3 | 18.6 | 18.1 | 17 | 16.6 | 14.1 | 19 | 18.3 | 17.2 | 16.8 | 17.5 | 50.47 | 104.26 | 76.99 | 0.21 | 2.69
2019 | 9 | 10 | 21:00 | 6070 | 12.2 | 14.2 | 17.1 | 15.8 | 16 | 12.9 | 18.6 | 18.1 | 17 | 16.6 | 14.1 | 19 | 18.3 | 17.2 | 16.8 | 17.5 | 50.47 | 104.26 | 76.99 | 0.21 | 2.69
2019 | 9 | 10 | 22:00 | 6071 | 10.8 | 13.5 | 17.1 | 15.4 | 15.8 | 12.4 | 18.6 | 18.1 | 17 | 16.6 | 14.1 | 19 | 18.3 | 17.2 | 16.8 | 17.5 | 50.47 | 104.26 | 76.99 | 0.21 | 2.69
2019 | 9 | 10 | 23:00 | 6072 | 11.5 | 14 | 17.3 | 15.9 | 15.6 | 11.9 | 18.6 | 18.1 | 17 | 16.6 | 14.1 | 19 | 18.3 | 17.2 | 16.8 | 17.5 | 50.47 | 104.26 | 76.99 | 0.21 | 2.69
2019 | 9 | 11 | 0:00 | 6073 | 11.5 | 13.4 | 17.1 | 15.8 | 14.8 | 11.3 | 17.2 | 17 | 16.5 | 16.2 | 13.4 | 18.3 | 16.9 | 16.9 | 15.3 | 17.2 | 50.77 | 100.79 | 77.62 | 0.17 | 4.7
2019 | 9 | 11 | 1:00 | 6074 | 11.2 | 11.6 | 16.7 | 15.5 | 14 | 11 | 17.2 | 17 | 16.5 | 16.2 | 13.4 | 18.3 | 16.9 | 16.9 | 15.3 | 17.2 | 50.77 | 100.79 | 77.62 | 0.17 | 4.7
2019 | 9 | 11 | 2:00 | 6075 | 10.7 | 11.2 | 15.9 | 14.7 | 13.3 | 10.2 | 17.2 | 17 | 16.5 | 16.2 | 13.4 | 18.3 | 16.9 | 16.9 | 15.3 | 17.2 | 50.77 | 100.79 | 77.62 | 0.17 | 4.7
2019 | 9 | 11 | 3:00 | 6076 | 10.5 | 10.2 | 16.4 | 14.4 | 13 | 9.7 | 17.2 | 17 | 16.5 | 16.2 | 13.4 | 18.3 | 16.9 | 16.9 | 15.3 | 17.2 | 50.77 | 100.79 | 77.62 | 0.17 | 4.7
2019 | 9 | 11 | 4:00 | 6077 | 10 | 10.7 | 16.5 | 14.4 | 12.7 | 9.4 | 17.2 | 17 | 16.5 | 16.2 | 13.4 | 18.3 | 16.9 | 16.9 | 15.3 | 17.2 | 50.77 | 100.79 | 77.62 | 0.17 | 4.7
2019 | 9 | 11 | 5:00 | 6078 | 10.8 | 12.1 | 16 | 14.2 | 13.3 | 9.7 | 17.2 | 17 | 16.5 | 16.2 | 13.4 | 18.3 | 16.9 | 16.9 | 15.3 | 17.2 | 50.77 | 100.79 | 77.62 | 0.17 | 4.7
2019 | 9 | 11 | 6:00 | 6079 | 13.2 | 14 | 15.7 | 14.4 | 15 | 11.8 | 17.2 | 17 | 16.5 | 16.2 | 13.4 | 18.3 | 16.9 | 16.9 | 15.3 | 17.2 | 50.77 | 100.79 | 77.62 | 0.17 | 4.7
2019 | 9 | 11 | 7:00 | 6080 | 15.9 | 16 | 16.4 | 14.9 | 16.4 | 14.8 | 17.2 | 17 | 16.5 | 16.2 | 13.4 | 18.3 | 16.9 | 16.9 | 15.3 | 17.2 | 50.77 | 100.79 | 77.62 | 0.17 | 4.7
2019 | 9 | 11 | 8:00 | 6081 | 17.7 | 18.3 | 16.5 | 15.2 | 18 | 18 | 17.2 | 17 | 16.5 | 16.2 | 13.4 | 18.3 | 16.9 | 16.9 | 15.3 | 17.2 | 50.77 | 100.79 | 77.62 | 0.17 | 4.7
2019 | 9 | 11 | 9:00 | 6082 | 19.7 | 20 | 17.1 | 17.2 | 18.5 | 19.4 | 17.2 | 17 | 16.5 | 16.2 | 13.4 | 18.3 | 16.9 | 16.9 | 15.3 | 17.2 | 50.77 | 100.79 | 77.62 | 0.17 | 4.7
2019 | 9 | 11 | 10:00 | 6083 | 21 | 21.2 | 17.3 | 17.9 | 19.3 | 20.3 | 17.2 | 17 | 16.5 | 16.2 | 13.4 | 18.3 | 16.9 | 16.9 | 15.3 | 17.2 | 50.77 | 100.79 | 77.62 | 0.17 | 4.7
2019 | 9 | 11 | 11:00 | 6084 | 21 | 21.8 | 17.7 | 18 | 20.5 | 21.2 | 17.2 | 17 | 16.5 | 16.2 | 13.4 | 18.3 | 16.9 | 16.9 | 15.3 | 17.2 | 50.77 | 100.79 | 77.62 | 0.17 | 4.7
2019 | 9 | 11 | 12:00 | 6085 | 22.2 | 22.5 | 17.9 | 18 | 20.4 | 21.6 | 18.6 | 17 | 16.5 | 16.2 | 13.4 | 18.3 | 16.9 | 16.9 | 15.3 | 17.2 | 50.77 | 100.79 | 77.62 | 0.17 | 4.7
2019 | 9 | 11 | 13:00 | 6086 | 21.4 | 22.4 | 19.2 | 17.7 | 20.9 | 21.4 | 18.6 | 17 | 16.5 | 16.2 | 13.4 | 18.3 | 16.9 | 16.9 | 15.3 | 17.2 | 50.77 | 100.79 | 77.62 | 0.17 | 4.7
2019 | 9 | 11 | 14:00 | 6087 | 21.8 | 22.6 | 19 | 17.3 | 20.4 | 21.4 | 18.6 | 17 | 16.5 | 16.2 | 13.4 | 18.3 | 16.9 | 16.9 | 15.3 | 17.2 | 50.77 | 100.79 | 77.62 | 0.17 | 4.7
2019 | 9 | 11 | 15:00 | 6088 | 21.3 | 22 | 19 | 16.2 | 20.1 | 21.4 | 18.6 | 17 | 16.5 | 16.2 | 13.4 | 18.3 | 16.9 | 16.9 | 15.3 | 17.2 | 50.77 | 100.79 | 77.62 | 0.17 | 4.7
2019 | 9 | 11 | 16:00 | 6089 | 20.5 | 20.7 | 18.2 | 16.7 | 19.1 | 20.7 | 18.6 | 17 | 16.5 | 16.2 | 13.4 | 18.3 | 16.9 | 16.9 | 15.3 | 17.2 | 50.77 | 100.79 | 77.62 | 0.17 | 4.7
2019 | 9 | 11 | 17:00 | 6090 | 17.9 | 18.8 | 17.2 | 15.4 | 17.8 | 18.8 | 18.6 | 17 | 16.5 | 16.2 | 13.4 | 18.3 | 16.9 | 16.9 | 15.3 | 17.2 | 50.77 | 100.79 | 77.62 | 0.17 | 4.7
2019 | 9 | 11 | 18:00 | 6091 | 14.8 | 14.9 | 17.3 | 14.6 | 15.4 | 16.2 | 18.6 | 17 | 16.5 | 16.2 | 13.4 | 18.3 | 16.9 | 16.9 | 15.3 | 17.2 | 50.77 | 100.79 | 77.62 | 0.17 | 4.7
2019 | 9 | 11 | 19:00 | 6092 | 13 | 15.7 | 17.9 | 12.7 | 13.9 | 14.6 | 18.6 | 17 | 16.5 | 16.2 | 13.4 | 18.3 | 16.9 | 16.9 | 15.3 | 17.2 | 50.77 | 100.79 | 77.62 | 0.17 | 4.7
2019 | 9 | 11 | 20:00 | 6093 | 11.6 | 12.4 | 17.9 | 11.9 | 12.6 | 13.7 | 18.6 | 17 | 16.5 | 16.2 | 13.4 | 18.3 | 16.9 | 16.9 | 15.3 | 17.2 | 50.77 | 100.79 | 77.62 | 0.17 | 4.7
2019 | 9 | 11 | 21:00 | 6094 | 11.7 | 11 | 17.7 | 11.5 | 11.8 | 12.9 | 18.6 | 17 | 16.5 | 16.2 | 13.4 | 18.3 | 16.9 | 16.9 | 15.3 | 17.2 | 50.77 | 100.79 | 77.62 | 0.17 | 4.7
2019 | 9 | 11 | 22:00 | 6095 | 11.7 | 10.5 | 17.8 | 11.9 | 12.1 | 12.3 | 18.6 | 17 | 16.5 | 16.2 | 13.4 | 18.3 | 16.9 | 16.9 | 15.3 | 17.2 | 50.77 | 100.79 | 77.62 | 0.17 | 4.7
2019 | 9 | 11 | 23:00 | 6096 | 10.6 | 9.5 | 17.8 | 11.7 | 12.2 | 11.2 | 18.6 | 17 | 16.5 | 16.2 | 13.4 | 18.3 | 16.9 | 16.9 | 15.3 | 17.2 | 50.77 | 100.79 | 77.62 | 0.17 | 4.7
2019 | 9 | 12 | 0:00 | 6097 | 10.3 | 11.8 | 17.7 | 10.7 | 12.3 | 11.4 | 17 | 16.4 | 16.1 | 15.5 | 12.6 | 17 | 16.9 | 16.6 | 14.9 | 16.7 | 48.55 | 100.26 | 76.31 | 0.16 | 3.32
2019 | 9 | 12 | 1:00 | 6098 | 10.9 | 12.3 | 17.5 | 10.5 | 12 | 11.1 | 17 | 16.4 | 16.1 | 15.5 | 12.6 | 17 | 16.9 | 16.6 | 14.9 | 16.7 | 48.55 | 100.26 | 76.31 | 0.16 | 3.32
2019 | 9 | 12 | 2:00 | 6099 | 10 | 10.8 | 17.6 | 11.1 | 12.1 | 10 | 17 | 16.4 | 16.1 | 15.5 | 12.6 | 17 | 16.9 | 16.6 | 14.9 | 16.7 | 48.55 | 100.26 | 76.31 | 0.16 | 3.32
2019 | 9 | 12 | 3:00 | 6100 | 9.8 | 9.5 | 17.6 | 10.8 | 12.2 | 9.6 | 17 | 16.4 | 16.1 | 15.5 | 12.6 | 17 | 16.9 | 16.6 | 14.9 | 16.7 | 48.55 | 100.26 | 76.31 | 0.16 | 3.32
2019 | 9 | 12 | 4:00 | 6101 | 9.7 | 9.8 | 17.5 | 11.2 | 11.8 | 9.7 | 17 | 16.4 | 16.1 | 15.5 | 12.6 | 17 | 16.9 | 16.6 | 14.9 | 16.7 | 48.55 | 100.26 | 76.31 | 0.16 | 3.32
2019 | 9 | 12 | 5:00 | 6102 | 10.7 | 12.2 | 17.9 | 12.5 | 12.7 | 10.5 | 17 | 16.4 | 16.1 | 15.5 | 12.6 | 17 | 16.9 | 16.6 | 14.9 | 16.7 | 48.55 | 100.26 | 76.31 | 0.16 | 3.32
2019 | 9 | 12 | 6:00 | 6103 | 13.8 | 15.7 | 18.3 | 14.7 | 14.6 | 12.9 | 17 | 16.4 | 16.1 | 15.5 | 12.6 | 17 | 16.9 | 16.6 | 14.9 | 16.7 | 48.55 | 100.26 | 76.31 | 0.16 | 3.32
2019 | 9 | 12 | 7:00 | 6104 | 17.2 | 17.9 | 17.9 | 16.6 | 16.4 | 16.2 | 17 | 16.4 | 16.1 | 15.5 | 12.6 | 17 | 16.9 | 16.6 | 14.9 | 16.7 | 48.55 | 100.26 | 76.31 | 0.16 | 3.32
2019 | 9 | 12 | 8:00 | 6105 | 19.6 | 20.1 | 17.7 | 17 | 18.9 | 19.8 | 17 | 16.4 | 16.1 | 15.5 | 12.6 | 17 | 16.9 | 16.6 | 14.9 | 16.7 | 48.55 | 100.26 | 76.31 | 0.16 | 3.32
2019 | 9 | 12 | 9:00 | 6106 | 21.9 | 21.4 | 16.5 | 18.5 | 20.3 | 21.9 | 17 | 16.4 | 16.1 | 15.5 | 12.6 | 17 | 16.9 | 16.6 | 14.9 | 16.7 | 48.55 | 100.26 | 76.31 | 0.16 | 3.32
2019 | 9 | 12 | 10:00 | 6107 | 22.1 | 22.1 | 17.9 | 16.2 | 21.7 | 23 | 17 | 16.4 | 16.1 | 15.5 | 12.6 | 17 | 16.9 | 16.6 | 14.9 | 16.7 | 48.55 | 100.26 | 76.31 | 0.16 | 3.32
2019 | 9 | 12 | 11:00 | 6108 | 23.1 | 23.2 | 17.1 | 15.7 | 20.3 | 22.4 | 17 | 16.4 | 16.1 | 15.5 | 12.6 | 17 | 16.9 | 16.6 | 14.9 | 16.7 | 48.55 | 100.26 | 76.31 | 0.16 | 3.32
2019 | 9 | 12 | 12:00 | 6109 | 23.4 | 23.4 | 17.7 | 16.7 | 16.2 | 22.9 | 18.2 | 16.4 | 16.1 | 15.5 | 12.6 | 17 | 16.9 | 16.6 | 14.9 | 16.7 | 48.55 | 100.26 | 76.31 | 0.16 | 3.32
2019 | 9 | 12 | 13:00 | 6110 | 23.7 | 21 | 18.6 | 17.3 | 17.5 | 23.5 | 18.2 | 16.4 | 16.1 | 15.5 | 12.6 | 17 | 16.9 | 16.6 | 14.9 | 16.7 | 48.55 | 100.26 | 76.31 | 0.16 | 3.32
2019 | 9 | 12 | 14:00 | 6111 | 22.8 | 20.7 | 18.7 | 18.4 | 16.1 | 23.1 | 18.2 | 16.4 | 16.1 | 15.5 | 12.6 | 17 | 16.9 | 16.6 | 14.9 | 16.7 | 48.55 | 100.26 | 76.31 | 0.16 | 3.32
2019 | 9 | 12 | 15:00 | 6112 | 21.4 | 19.4 | 17.6 | 17.6 | 17.2 | 22 | 18.2 | 16.4 | 16.1 | 15.5 | 12.6 | 17 | 16.9 | 16.6 | 14.9 | 16.7 | 48.55 | 100.26 | 76.31 | 0.16 | 3.32
2019 | 9 | 12 | 16:00 | 6113 | 19.5 | 19.4 | 17.2 | 16.4 | 16.9 | 20.4 | 18.2 | 16.4 | 16.1 | 15.5 | 12.6 | 17 | 16.9 | 16.6 | 14.9 | 16.7 | 48.55 | 100.26 | 76.31 | 0.16 | 3.32
2019 | 9 | 12 | 17:00 | 6114 | 16.8 | 17.6 | 16.9 | 15.2 | 15.6 | 19.1 | 18.2 | 16.4 | 16.1 | 15.5 | 12.6 | 17 | 16.9 | 16.6 | 14.9 | 16.7 | 48.55 | 100.26 | 76.31 | 0.16 | 3.32
2019 | 9 | 12 | 18:00 | 6115 | 15.4 | 16.4 | 17.1 | 14.1 | 15 | 17.5 | 18.2 | 16.4 | 16.1 | 15.5 | 12.6 | 17 | 16.9 | 16.6 | 14.9 | 16.7 | 48.55 | 100.26 | 76.31 | 0.16 | 3.32
2019 | 9 | 12 | 19:00 | 6116 | 14.1 | 14.8 | 17.1 | 13.5 | 14.5 | 16.3 | 18.2 | 16.4 | 16.1 | 15.5 | 12.6 | 17 | 16.9 | 16.6 | 14.9 | 16.7 | 48.55 | 100.26 | 76.31 | 0.16 | 3.32
2019 | 9 | 12 | 20:00 | 6117 | 13.2 | 13 | 17 | 13.2 | 14.2 | 14.9 | 18.2 | 16.4 | 16.1 | 15.5 | 12.6 | 17 | 16.9 | 16.6 | 14.9 | 16.7 | 48.55 | 100.26 | 76.31 | 0.16 | 3.32
2019 | 9 | 12 | 21:00 | 6118 | 12 | 13.8 | 17 | 12.8 | 14.1 | 14 | 18.2 | 16.4 | 16.1 | 15.5 | 12.6 | 17 | 16.9 | 16.6 | 14.9 | 16.7 | 48.55 | 100.26 | 76.31 | 0.16 | 3.32
2019 | 9 | 12 | 22:00 | 6119 | 11.2 | 13.2 | 17.2 | 13.2 | 13.4 | 13.3 | 18.2 | 16.4 | 16.1 | 15.5 | 12.6 | 17 | 16.9 | 16.6 | 14.9 | 16.7 | 48.55 | 100.26 | 76.31 | 0.16 | 3.32
2019 | 9 | 12 | 23:00 | 6120 | 11.5 | 13.1 | 17.2 | 13.3 | 13.2 | 11.1 | 18.2 | 16.4 | 16.1 | 15.5 | 12.6 | 17 | 16.9 | 16.6 | 14.9 | 16.7 | 48.55 | 100.26 | 76.31 | 0.16 | 3.32
2019 | 9 | 13 | 0:00 | 6121 | 12 | 12.7 | 17.1 | 13.8 | 13.4 | 10.5 | 17.6 | 16.7 | 16 | 15.6 | 12.5 | 17.5 | 16 | 16.5 | 15.9 | 16.4 | 48.23 | 98.16 | 76.41 | 0.39 | 3.84
2019 | 9 | 13 | 1:00 | 6122 | 12.6 | 12.2 | 17.2 | 14.1 | 13.8 | 10.7 | 17.6 | 16.7 | 16 | 15.6 | 12.5 | 17.5 | 16 | 16.5 | 15.9 | 16.4 | 48.23 | 98.16 | 76.41 | 0.39 | 3.84
2019 | 9 | 13 | 2:00 | 6123 | 12.3 | 13.2 | 17.2 | 14.4 | 14 | 10.8 | 17.6 | 16.7 | 16 | 15.6 | 12.5 | 17.5 | 16 | 16.5 | 15.9 | 16.4 | 48.23 | 98.16 | 76.41 | 0.39 | 3.84
2019 | 9 | 13 | 3:00 | 6124 | 12.6 | 12.5 | 17.2 | 14.5 | 14.3 | 11.6 | 17.6 | 16.7 | 16 | 15.6 | 12.5 | 17.5 | 16 | 16.5 | 15.9 | 16.4 | 48.23 | 98.16 | 76.41 | 0.39 | 3.84
2019 | 9 | 13 | 4:00 | 6125 | 12.8 | 12.5 | 17.2 | 14.5 | 14.3 | 11.9 | 17.6 | 16.7 | 16 | 15.6 | 12.5 | 17.5 | 16 | 16.5 | 15.9 | 16.4 | 48.23 | 98.16 | 76.41 | 0.39 | 3.84
2019 | 9 | 13 | 5:00 | 6126 | 13.1 | 13 | 17.1 | 14.8 | 14.5 | 12.1 | 17.6 | 16.7 | 16 | 15.6 | 12.5 | 17.5 | 16 | 16.5 | 15.9 | 16.4 | 48.23 | 98.16 | 76.41 | 0.39 | 3.84
2019 | 9 | 13 | 6:00 | 6127 | 14.8 | 14.6 | 17.3 | 14.5 | 14.9 | 13.2 | 17.6 | 16.7 | 16 | 15.6 | 12.5 | 17.5 | 16 | 16.5 | 15.9 | 16.4 | 48.23 | 98.16 | 76.41 | 0.39 | 3.84
2019 | 9 | 13 | 7:00 | 6128 | 16.4 | 16.7 | 15.9 | 14.1 | 15.4 | 15.6 | 17.6 | 16.7 | 16 | 15.6 | 12.5 | 17.5 | 16 | 16.5 | 15.9 | 16.4 | 48.23 | 98.16 | 76.41 | 0.39 | 3.84
2019 | 9 | 13 | 8:00 | 6129 | 18.6 | 18.3 | 14.7 | 14.7 | 16.3 | 17.8 | 17.6 | 16.7 | 16 | 15.6 | 12.5 | 17.5 | 16 | 16.5 | 15.9 | 16.4 | 48.23 | 98.16 | 76.41 | 0.39 | 3.84
2019 | 9 | 13 | 9:00 | 6130 | 19.4 | 18.8 | 16.2 | 15 | 16.9 | 18.6 | 17.6 | 16.7 | 16 | 15.6 | 12.5 | 17.5 | 16 | 16.5 | 15.9 | 16.4 | 48.23 | 98.16 | 76.41 | 0.39 | 3.84
2019 | 9 | 13 | 10:00 | 6131 | 19.6 | 18.9 | 16.1 | 14.9 | 15.5 | 19.2 | 17.6 | 16.7 | 16 | 15.6 | 12.5 | 17.5 | 16 | 16.5 | 15.9 | 16.4 | 48.23 | 98.16 | 76.41 | 0.39 | 3.84
2019 | 9 | 13 | 11:00 | 6132 | 19.6 | 18.5 | 16.2 | 14.5 | 15.5 | 19.7 | 17.6 | 16.7 | 16 | 15.6 | 12.5 | 17.5 | 16 | 16.5 | 15.9 | 16.4 | 48.23 | 98.16 | 76.41 | 0.39 | 3.84
2019 | 9 | 13 | 12:00 | 6133 | 20.2 | 19.1 | 15.9 | 14.5 | 15.4 | 19 | 18 | 16.7 | 16 | 15.6 | 12.5 | 17.5 | 16 | 16.5 | 15.9 | 16.4 | 48.23 | 98.16 | 76.41 | 0.39 | 3.84
2019 | 9 | 13 | 13:00 | 6134 | 20.3 | 18.1 | 16 | 14.1 | 15.1 | 19 | 18 | 16.7 | 16 | 15.6 | 12.5 | 17.5 | 16 | 16.5 | 15.9 | 16.4 | 48.23 | 98.16 | 76.41 | 0.39 | 3.84
2019 | 9 | 13 | 14:00 | 6135 | 20.2 | 17.4 | 16.5 | 15 | 14.2 | 18.9 | 18 | 16.7 | 16 | 15.6 | 12.5 | 17.5 | 16 | 16.5 | 15.9 | 16.4 | 48.23 | 98.16 | 76.41 | 0.39 | 3.84
2019 | 9 | 13 | 15:00 | 6136 | 17 | 17.2 | 16.7 | 14.8 | 14.5 | 17.4 | 18 | 16.7 | 16 | 15.6 | 12.5 | 17.5 | 16 | 16.5 | 15.9 | 16.4 | 48.23 | 98.16 | 76.41 | 0.39 | 3.84
2019 | 9 | 13 | 16:00 | 6137 | 16.1 | 16.8 | 16.8 | 14.3 | 14.4 | 15.7 | 18 | 16.7 | 16 | 15.6 | 12.5 | 17.5 | 16 | 16.5 | 15.9 | 16.4 | 48.23 | 98.16 | 76.41 | 0.39 | 3.84
2019 | 9 | 13 | 17:00 | 6138 | 15.3 | 15.2 | 16.9 | 13.3 | 13.4 | 15.4 | 18 | 16.7 | 16 | 15.6 | 12.5 | 17.5 | 16 | 16.5 | 15.9 | 16.4 | 48.23 | 98.16 | 76.41 | 0.39 | 3.84
2019 | 9 | 13 | 18:00 | 6139 | 13.9 | 13.8 | 17 | 12.6 | 12.6 | 14.8 | 18 | 16.7 | 16 | 15.6 | 12.5 | 17.5 | 16 | 16.5 | 15.9 | 16.4 | 48.23 | 98.16 | 76.41 | 0.39 | 3.84
2019 | 9 | 13 | 19:00 | 6140 | 12.4 | 12.5 | 16.7 | 12.2 | 12 | 13.4 | 18 | 16.7 | 16 | 15.6 | 12.5 | 17.5 | 16 | 16.5 | 15.9 | 16.4 | 48.23 | 98.16 | 76.41 | 0.39 | 3.84
2019 | 9 | 13 | 20:00 | 6141 | 11.9 | 12 | 16.6 | 11.3 | 11.4 | 12.5 | 18 | 16.7 | 16 | 15.6 | 12.5 | 17.5 | 16 | 16.5 | 15.9 | 16.4 | 48.23 | 98.16 | 76.41 | 0.39 | 3.84
2019 | 9 | 13 | 21:00 | 6142 | 11.4 | 11.5 | 16.5 | 10.6 | 10.9 | 11.9 | 18 | 16.7 | 16 | 15.6 | 12.5 | 17.5 | 16 | 16.5 | 15.9 | 16.4 | 48.23 | 98.16 | 76.41 | 0.39 | 3.84
2019 | 9 | 13 | 22:00 | 6143 | 10.6 | 11.1 | 16.6 | 9.6 | 10.7 | 11.2 | 18 | 16.7 | 16 | 15.6 | 12.5 | 17.5 | 16 | 16.5 | 15.9 | 16.4 | 48.23 | 98.16 | 76.41 | 0.39 | 3.84
2019 | 9 | 13 | 23:00 | 6144 | 9.8 | 10.6 | 16.4 | 8 | 10.1 | 10.7 | 18 | 16.7 | 16 | 15.6 | 12.5 | 17.5 | 16 | 16.5 | 15.9 | 16.4 | 48.23 | 98.16 | 76.41 | 0.39 | 3.84
2019 | 9 | 14 | 0:00 | 6145 | 9.7 | 9.7 | 15.9 | 7.3 | 9.7 | 10.1 | 17 | 17.1 | 15.6 | 15.1 | 12 | 16.3 | 14.2 | 15.9 | 15.6 | 15.9 | 47.36 | 99.81 | 74.63 | 0.3 | 3.5
2019 | 9 | 14 | 1:00 | 6146 | 8.8 | 9.5 | 15.6 | 7.7 | 9.5 | 9.2 | 17 | 17.1 | 15.6 | 15.1 | 12 | 16.3 | 14.2 | 15.9 | 15.6 | 15.9 | 47.36 | 99.81 | 74.63 | 0.3 | 3.5
2019 | 9 | 14 | 2:00 | 6147 | 8 | 8.5 | 15.4 | 7.3 | 9.2 | 9 | 17 | 17.1 | 15.6 | 15.1 | 12 | 16.3 | 14.2 | 15.9 | 15.6 | 15.9 | 47.36 | 99.81 | 74.63 | 0.3 | 3.5
2019 | 9 | 14 | 3:00 | 6148 | 7.5 | 8.3 | 15.2 | 6.7 | 8.9 | 8.6 | 17 | 17.1 | 15.6 | 15.1 | 12 | 16.3 | 14.2 | 15.9 | 15.6 | 15.9 | 47.36 | 99.81 | 74.63 | 0.3 | 3.5
2019 | 9 | 14 | 4:00 | 6149 | 7 | 8.5 | 15 | 6.6 | 8.7 | 8.1 | 17 | 17.1 | 15.6 | 15.1 | 12 | 16.3 | 14.2 | 15.9 | 15.6 | 15.9 | 47.36 | 99.81 | 74.63 | 0.3 | 3.5
2019 | 9 | 14 | 5:00 | 6150 | 8.2 | 9.3 | 15.2 | 8.2 | 9.5 | 8.7 | 17 | 17.1 | 15.6 | 15.1 | 12 | 16.3 | 14.2 | 15.9 | 15.6 | 15.9 | 47.36 | 99.81 | 74.63 | 0.3 | 3.5
2019 | 9 | 14 | 6:00 | 6151 | 11.7 | 11.3 | 15.1 | 11.6 | 11.4 | 10.6 | 17 | 17.1 | 15.6 | 15.1 | 12 | 16.3 | 14.2 | 15.9 | 15.6 | 15.9 | 47.36 | 99.81 | 74.63 | 0.3 | 3.5
2019 | 9 | 14 | 7:00 | 6152 | 13.7 | 13.2 | 15.2 | 13.9 | 13.6 | 12.7 | 17 | 17.1 | 15.6 | 15.1 | 12 | 16.3 | 14.2 | 15.9 | 15.6 | 15.9 | 47.36 | 99.81 | 74.63 | 0.3 | 3.5
2019 | 9 | 14 | 8:00 | 6153 | 15.4 | 15.4 | 15.8 | 14.6 | 15.1 | 14.6 | 17 | 17.1 | 15.6 | 15.1 | 12 | 16.3 | 14.2 | 15.9 | 15.6 | 15.9 | 47.36 | 99.81 | 74.63 | 0.3 | 3.5
2019 | 9 | 14 | 9:00 | 6154 | 16.1 | 15.4 | 15.3 | 15 | 15.5 | 15 | 17 | 17.1 | 15.6 | 15.1 | 12 | 16.3 | 14.2 | 15.9 | 15.6 | 15.9 | 47.36 | 99.81 | 74.63 | 0.3 | 3.5
2019 | 9 | 14 | 10:00 | 6155 | 16.8 | 16.6 | 16 | 16 | 16 | 15.7 | 17 | 17.1 | 15.6 | 15.1 | 12 | 16.3 | 14.2 | 15.9 | 15.6 | 15.9 | 47.36 | 99.81 | 74.63 | 0.3 | 3.5
2019 | 9 | 14 | 11:00 | 6156 | 13.8 | 12.7 | 16.2 | 15.7 | 14.1 | 15.9 | 17 | 17.1 | 15.6 | 15.1 | 12 | 16.3 | 14.2 | 15.9 | 15.6 | 15.9 | 47.36 | 99.81 | 74.63 | 0.3 | 3.5
2019 | 9 | 14 | 12:00 | 6157 | 17.5 | 14.1 | 16 | 15.7 | 16.6 | 15.6 | 17.4 | 17.1 | 15.6 | 15.1 | 12 | 16.3 | 14.2 | 15.9 | 15.6 | 15.9 | 47.36 | 99.81 | 74.63 | 0.3 | 3.5
2019 | 9 | 14 | 13:00 | 6158 | 17.6 | 16.5 | 16.5 | 15.4 | 16.9 | 15.6 | 17.4 | 17.1 | 15.6 | 15.1 | 12 | 16.3 | 14.2 | 15.9 | 15.6 | 15.9 | 47.36 | 99.81 | 74.63 | 0.3 | 3.5
2019 | 9 | 14 | 14:00 | 6159 | 16.8 | 16.5 | 15.8 | 15.1 | 16.3 | 15.9 | 17.4 | 17.1 | 15.6 | 15.1 | 12 | 16.3 | 14.2 | 15.9 | 15.6 | 15.9 | 47.36 | 99.81 | 74.63 | 0.3 | 3.5
2019 | 9 | 14 | 15:00 | 6160 | 15.4 | 15.8 | 15.5 | 14 | 15 | 13.7 | 17.4 | 17.1 | 15.6 | 15.1 | 12 | 16.3 | 14.2 | 15.9 | 15.6 | 15.9 | 47.36 | 99.81 | 74.63 | 0.3 | 3.5
2019 | 9 | 14 | 16:00 | 6161 | 14.6 | 14.6 | 14.9 | 14 | 14.1 | 14 | 17.4 | 17.1 | 15.6 | 15.1 | 12 | 16.3 | 14.2 | 15.9 | 15.6 | 15.9 | 47.36 | 99.81 | 74.63 | 0.3 | 3.5
2019 | 9 | 14 | 17:00 | 6162 | 12.6 | 13 | 14.8 | 11.9 | 12.6 | 13 | 17.4 | 17.1 | 15.6 | 15.1 | 12 | 16.3 | 14.2 | 15.9 | 15.6 | 15.9 | 47.36 | 99.81 | 74.63 | 0.3 | 3.5
2019 | 9 | 14 | 18:00 | 6163 | 10.9 | 11.5 | 14.9 | 10.2 | 11.4 | 12.4 | 17.4 | 17.1 | 15.6 | 15.1 | 12 | 16.3 | 14.2 | 15.9 | 15.6 | 15.9 | 47.36 | 99.81 | 74.63 | 0.3 | 3.5
2019 | 9 | 14 | 19:00 | 6164 | 9.8 | 10.1 | 15.6 | 8.8 | 10.4 | 11.4 | 17.4 | 17.1 | 15.6 | 15.1 | 12 | 16.3 | 14.2 | 15.9 | 15.6 | 15.9 | 47.36 | 99.81 | 74.63 | 0.3 | 3.5
2019 | 9 | 14 | 20:00 | 6165 | 9.4 | 9.4 | 15.7 | 8 | 9.6 | 10.1 | 17.4 | 17.1 | 15.6 | 15.1 | 12 | 16.3 | 14.2 | 15.9 | 15.6 | 15.9 | 47.36 | 99.81 | 74.63 | 0.3 | 3.5
2019 | 9 | 14 | 21:00 | 6166 | 8.7 | 8.6 | 15.9 | 8.5 | 9.8 | 9.2 | 17.4 | 17.1 | 15.6 | 15.1 | 12 | 16.3 | 14.2 | 15.9 | 15.6 | 15.9 | 47.36 | 99.81 | 74.63 | 0.3 | 3.5
2019 | 9 | 14 | 22:00 | 6167 | 10.4 | 9 | 16.1 | 8.5 | 9.5 | 8 | 17.4 | 17.1 | 15.6 | 15.1 | 12 | 16.3 | 14.2 | 15.9 | 15.6 | 15.9 | 47.36 | 99.81 | 74.63 | 0.3 | 3.5
2019 | 9 | 14 | 23:00 | 6168 | 11.2 | 9.9 | 15.9 | 8.5 | 9.1 | 7.4 | 17.4 | 17.1 | 15.6 | 15.1 | 12 | 16.3 | 14.2 | 15.9 | 15.6 | 15.9 | 47.36 | 99.81 | 74.63 | 0.3 | 3.5
2019 | 9 | 15 | 0:00 | 6169 | 11.1 | 10.6 | 15.6 | 9.8 | 9 | 7.2 | 16.6 | 16.9 | 15.2 | 14.7 | 11.2 | 15.8 | 13.5 | 15.2 | 14.1 | 15.4 | 48.35 | 99.55 | 74.99 | 0.18 | 3.71
2019 | 9 | 15 | 1:00 | 6170 | 10.9 | 10.5 | 15.7 | 9.9 | 9.4 | 8.2 | 16.6 | 16.9 | 15.2 | 14.7 | 11.2 | 15.8 | 13.5 | 15.2 | 14.1 | 15.4 | 48.35 | 99.55 | 74.99 | 0.18 | 3.71
2019 | 9 | 15 | 2:00 | 6171 | 10.3 | 9.9 | 15.7 | 11.1 | 9.6 | 9.5 | 16.6 | 16.9 | 15.2 | 14.7 | 11.2 | 15.8 | 13.5 | 15.2 | 14.1 | 15.4 | 48.35 | 99.55 | 74.99 | 0.18 | 3.71
2019 | 9 | 15 | 3:00 | 6172 | 10.5 | 10.2 | 15.7 | 11.2 | 10.3 | 9.1 | 16.6 | 16.9 | 15.2 | 14.7 | 11.2 | 15.8 | 13.5 | 15.2 | 14.1 | 15.4 | 48.35 | 99.55 | 74.99 | 0.18 | 3.71
2019 | 9 | 15 | 4:00 | 6173 | 10.2 | 9.8 | 15.6 | 11.3 | 10.8 | 8.4 | 16.6 | 16.9 | 15.2 | 14.7 | 11.2 | 15.8 | 13.5 | 15.2 | 14.1 | 15.4 | 48.35 | 99.55 | 74.99 | 0.18 | 3.71
2019 | 9 | 15 | 5:00 | 6174 | 10 | 10.5 | 15.3 | 12.7 | 11 | 8.6 | 16.6 | 16.9 | 15.2 | 14.7 | 11.2 | 15.8 | 13.5 | 15.2 | 14.1 | 15.4 | 48.35 | 99.55 | 74.99 | 0.18 | 3.71
2019 | 9 | 15 | 6:00 | 6175 | 11.1 | 11.1 | 14.6 | 12 | 12 | 9.5 | 16.6 | 16.9 | 15.2 | 14.7 | 11.2 | 15.8 | 13.5 | 15.2 | 14.1 | 15.4 | 48.35 | 99.55 | 74.99 | 0.18 | 3.71
2019 | 9 | 15 | 7:00 | 6176 | 11.7 | 11.5 | 15.2 | 12.2 | 12.6 | 11.5 | 16.6 | 16.9 | 15.2 | 14.7 | 11.2 | 15.8 | 13.5 | 15.2 | 14.1 | 15.4 | 48.35 | 99.55 | 74.99 | 0.18 | 3.71
2019 | 9 | 15 | 8:00 | 6177 | 12.4 | 13 | 15.6 | 13 | 12.3 | 11.7 | 16.6 | 16.9 | 15.2 | 14.7 | 11.2 | 15.8 | 13.5 | 15.2 | 14.1 | 15.4 | 48.35 | 99.55 | 74.99 | 0.18 | 3.71
2019 | 9 | 15 | 9:00 | 6178 | 13.2 | 13.6 | 15.6 | 13.3 | 12.5 | 12.5 | 16.6 | 16.9 | 15.2 | 14.7 | 11.2 | 15.8 | 13.5 | 15.2 | 14.1 | 15.4 | 48.35 | 99.55 | 74.99 | 0.18 | 3.71
2019 | 9 | 15 | 10:00 | 6179 | 14.5 | 14.9 | 16 | 13.8 | 13.6 | 12.9 | 16.6 | 16.9 | 15.2 | 14.7 | 11.2 | 15.8 | 13.5 | 15.2 | 14.1 | 15.4 | 48.35 | 99.55 | 74.99 | 0.18 | 3.71
2019 | 9 | 15 | 11:00 | 6180 | 15.8 | 16.1 | 16.1 | 12.4 | 14.3 | 13.7 | 16.6 | 16.9 | 15.2 | 14.7 | 11.2 | 15.8 | 13.5 | 15.2 | 14.1 | 15.4 | 48.35 | 99.55 | 74.99 | 0.18 | 3.71
2019 | 9 | 15 | 12:00 | 6181 | 16.7 | 16.9 | 13.9 | 12.2 | 13.3 | 14.9 | 16.6 | 16.9 | 15.2 | 14.7 | 11.2 | 15.8 | 13.5 | 15.2 | 14.1 | 15.4 | 48.35 | 99.55 | 74.99 | 0.18 | 3.71
2019 | 9 | 15 | 13:00 | 6182 | 17.8 | 17.4 | 14.2 | 12.2 | 12.4 | 15.8 | 16.6 | 16.9 | 15.2 | 14.7 | 11.2 | 15.8 | 13.5 | 15.2 | 14.1 | 15.4 | 48.35 | 99.55 | 74.99 | 0.18 | 3.71
2019 | 9 | 15 | 14:00 | 6183 | 18.7 | 17.9 | 15.4 | 13.7 | 12.4 | 16.8 | 16.6 | 16.9 | 15.2 | 14.7 | 11.2 | 15.8 | 13.5 | 15.2 | 14.1 | 15.4 | 48.35 | 99.55 | 74.99 | 0.18 | 3.71
2019 | 9 | 15 | 15:00 | 6184 | 18.1 | 17.7 | 16.1 | 14.5 | 12.2 | 16.8 | 16.6 | 16.9 | 15.2 | 14.7 | 11.2 | 15.8 | 13.5 | 15.2 | 14.1 | 15.4 | 48.35 | 99.55 | 74.99 | 0.18 | 3.71
2019 | 9 | 15 | 16:00 | 6185 | 18 | 16.5 | 16.4 | 14.7 | 12.6 | 16.5 | 16.6 | 16.9 | 15.2 | 14.7 | 11.2 | 15.8 | 13.5 | 15.2 | 14.1 | 15.4 | 48.35 | 99.55 | 74.99 | 0.18 | 3.71
2019 | 9 | 15 | 17:00 | 6186 | 17.1 | 14.6 | 16.5 | 14.1 | 13.4 | 15.8 | 16.6 | 16.9 | 15.2 | 14.7 | 11.2 | 15.8 | 13.5 | 15.2 | 14.1 | 15.4 | 48.35 | 99.55 | 74.99 | 0.18 | 3.71
2019 | 9 | 15 | 18:00 | 6187 | 17 | 15 | 15.9 | 13.7 | 14.4 | 15.4 | 16.6 | 16.9 | 15.2 | 14.7 | 11.2 | 15.8 | 13.5 | 15.2 | 14.1 | 15.4 | 48.35 | 99.55 | 74.99 | 0.18 | 3.71
2019 | 9 | 15 | 19:00 | 6188 | 16.8 | 15.1 | 15.8 | 13.2 | 13.7 | 15.6 | 16.6 | 16.9 | 15.2 | 14.7 | 11.2 | 15.8 | 13.5 | 15.2 | 14.1 | 15.4 | 48.35 | 99.55 | 74.99 | 0.18 | 3.71
2019 | 9 | 15 | 20:00 | 6189 | 16.5 | 15.1 | 15.5 | 12.9 | 13.1 | 15.6 | 16.6 | 16.9 | 15.2 | 14.7 | 11.2 | 15.8 | 13.5 | 15.2 | 14.1 | 15.4 | 48.35 | 99.55 | 74.99 | 0.18 | 3.71
2019 | 9 | 15 | 21:00 | 6190 | 16.3 | 15.1 | 15.2 | 12.4 | 12.4 | 15.5 | 16.6 | 16.9 | 15.2 | 14.7 | 11.2 | 15.8 | 13.5 | 15.2 | 14.1 | 15.4 | 48.35 | 99.55 | 74.99 | 0.18 | 3.71
2019 | 9 | 15 | 22:00 | 6191 | 16 | 14.4 | 15.1 | 11.8 | 12.3 | 15.5 | 16.6 | 16.9 | 15.2 | 14.7 | 11.2 | 15.8 | 13.5 | 15.2 | 14.1 | 15.4 | 48.35 | 99.55 | 74.99 | 0.18 | 3.71
2019 | 9 | 15 | 23:00 | 6192 | 15.3 | 14.2 | 14.9 | 10.9 | 11.7 | 14.6 | 16.6 | 16.9 | 15.2 | 14.7 | 11.2 | 15.8 | 13.5 | 15.2 | 14.1 | 15.4 | 48.35 | 99.55 | 74.99 | 0.18 | 3.71
2019 | 9 | 16 | 0:00 | 6193 | 13 | 13.7 | 14.7 | 10.8 | 11.1 | 14.2 | 15.6 | 16.1 | 14.7 | 14.2 | 11.5 | 14.8 | 14 | 14.8 | 14.4 | 14.8 | 46.48 | 98.04 | 73.64 | 0.18 | 2.95
2019 | 9 | 16 | 1:00 | 6194 | 12.9 | 11.3 | 14 | 10.8 | 11 | 13.7 | 15.6 | 16.1 | 14.7 | 14.2 | 11.5 | 14.8 | 14 | 14.8 | 14.4 | 14.8 | 46.48 | 98.04 | 73.64 | 0.18 | 2.95
2019 | 9 | 16 | 2:00 | 6195 | 12.8 | 11.4 | 14.3 | 11 | 10.8 | 10.8 | 15.6 | 16.1 | 14.7 | 14.2 | 11.5 | 14.8 | 14 | 14.8 | 14.4 | 14.8 | 46.48 | 98.04 | 73.64 | 0.18 | 2.95
2019 | 9 | 16 | 3:00 | 6196 | 13.3 | 11.3 | 14.3 | 10.8 | 10.9 | 10.9 | 15.6 | 16.1 | 14.7 | 14.2 | 11.5 | 14.8 | 14 | 14.8 | 14.4 | 14.8 | 46.48 | 98.04 | 73.64 | 0.18 | 2.95
2019 | 9 | 16 | 4:00 | 6197 | 13.2 | 11.3 | 14.2 | 11.2 | 10.9 | 10.6 | 15.6 | 16.1 | 14.7 | 14.2 | 11.5 | 14.8 | 14 | 14.8 | 14.4 | 14.8 | 46.48 | 98.04 | 73.64 | 0.18 | 2.95
2019 | 9 | 16 | 5:00 | 6198 | 13 | 11.7 | 14.3 | 11.7 | 11.5 | 10.8 | 15.6 | 16.1 | 14.7 | 14.2 | 11.5 | 14.8 | 14 | 14.8 | 14.4 | 14.8 | 46.48 | 98.04 | 73.64 | 0.18 | 2.95
2019 | 9 | 16 | 6:00 | 6199 | 13.2 | 12.3 | 14.5 | 12.6 | 12.1 | 11.6 | 15.6 | 16.1 | 14.7 | 14.2 | 11.5 | 14.8 | 14 | 14.8 | 14.4 | 14.8 | 46.48 | 98.04 | 73.64 | 0.18 | 2.95
2019 | 9 | 16 | 7:00 | 6200 | 13.7 | 14.1 | 14.7 | 13.4 | 13.2 | 12.4 | 15.6 | 16.1 | 14.7 | 14.2 | 11.5 | 14.8 | 14 | 14.8 | 14.4 | 14.8 | 46.48 | 98.04 | 73.64 | 0.18 | 2.95
2019 | 9 | 16 | 8:00 | 6201 | 13.8 | 15.3 | 14.8 | 14.1 | 13.4 | 12.9 | 15.6 | 16.1 | 14.7 | 14.2 | 11.5 | 14.8 | 14 | 14.8 | 14.4 | 14.8 | 46.48 | 98.04 | 73.64 | 0.18 | 2.95
2019 | 9 | 16 | 9:00 | 6202 | 15.1 | 15.6 | 14.9 | 14.3 | 13.9 | 14.4 | 15.6 | 16.1 | 14.7 | 14.2 | 11.5 | 14.8 | 14 | 14.8 | 14.4 | 14.8 | 46.48 | 98.04 | 73.64 | 0.18 | 2.95
2019 | 9 | 16 | 10:00 | 6203 | 15.1 | 17.4 | 15.1 | 14.7 | 14.9 | 15.5 | 15.6 | 16.1 | 14.7 | 14.2 | 11.5 | 14.8 | 14 | 14.8 | 14.4 | 14.8 | 46.48 | 98.04 | 73.64 | 0.18 | 2.95
2019 | 9 | 16 | 11:00 | 6204 | 14.6 | 17.5 | 14.9 | 13.8 | 14.6 | 13.7 | 15.6 | 16.1 | 14.7 | 14.2 | 11.5 | 14.8 | 14 | 14.8 | 14.4 | 14.8 | 46.48 | 98.04 | 73.64 | 0.18 | 2.95
2019 | 9 | 16 | 12:00 | 6205 | 16 | 17.7 | 15.1 | 13.8 | 15 | 15.7 | 16.4 | 16.1 | 14.7 | 14.2 | 11.5 | 14.8 | 14 | 14.8 | 14.4 | 14.8 | 46.48 | 98.04 | 73.64 | 0.18 | 2.95
2019 | 9 | 16 | 13:00 | 6206 | 13.6 | 16.1 | 15.1 | 13.1 | 14.4 | 15.8 | 16.4 | 16.1 | 14.7 | 14.2 | 11.5 | 14.8 | 14 | 14.8 | 14.4 | 14.8 | 46.48 | 98.04 | 73.64 | 0.18 | 2.95
2019 | 9 | 16 | 14:00 | 6207 | 14.7 | 15.4 | 14.6 | 13 | 13.2 | 16.4 | 16.4 | 16.1 | 14.7 | 14.2 | 11.5 | 14.8 | 14 | 14.8 | 14.4 | 14.8 | 46.48 | 98.04 | 73.64 | 0.18 | 2.95
2019 | 9 | 16 | 15:00 | 6208 | 12.6 | 15.4 | 14.8 | 12.6 | 12.5 | 15.5 | 16.4 | 16.1 | 14.7 | 14.2 | 11.5 | 14.8 | 14 | 14.8 | 14.4 | 14.8 | 46.48 | 98.04 | 73.64 | 0.18 | 2.95
2019 | 9 | 16 | 16:00 | 6209 | 11.4 | 13.8 | 14.8 | 12.8 | 11.7 | 14.3 | 16.4 | 16.1 | 14.7 | 14.2 | 11.5 | 14.8 | 14 | 14.8 | 14.4 | 14.8 | 46.48 | 98.04 | 73.64 | 0.18 | 2.95
2019 | 9 | 16 | 17:00 | 6210 | 11.4 | 12.6 | 14.8 | 11.3 | 10.6 | 12.3 | 16.4 | 16.1 | 14.7 | 14.2 | 11.5 | 14.8 | 14 | 14.8 | 14.4 | 14.8 | 46.48 | 98.04 | 73.64 | 0.18 | 2.95
2019 | 9 | 16 | 18:00 | 6211 | 11.1 | 11.3 | 14.8 | 9.2 | 10.3 | 10.9 | 16.4 | 16.1 | 14.7 | 14.2 | 11.5 | 14.8 | 14 | 14.8 | 14.4 | 14.8 | 46.48 | 98.04 | 73.64 | 0.18 | 2.95
2019 | 9 | 16 | 19:00 | 6212 | 10 | 10.5 | 14.8 | 8.9 | 9.6 | 10.9 | 16.4 | 16.1 | 14.7 | 14.2 | 11.5 | 14.8 | 14 | 14.8 | 14.4 | 14.8 | 46.48 | 98.04 | 73.64 | 0.18 | 2.95
2019 | 9 | 16 | 20:00 | 6213 | 10.2 | 9.7 | 14.8 | 9.7 | 8.7 | 10.3 | 16.4 | 16.1 | 14.7 | 14.2 | 11.5 | 14.8 | 14 | 14.8 | 14.4 | 14.8 | 46.48 | 98.04 | 73.64 | 0.18 | 2.95
2019 | 9 | 16 | 21:00 | 6214 | 10.2 | 9.9 | 14.4 | 9.2 | 8.4 | 10.1 | 16.4 | 16.1 | 14.7 | 14.2 | 11.5 | 14.8 | 14 | 14.8 | 14.4 | 14.8 | 46.48 | 98.04 | 73.64 | 0.18 | 2.95
2019 | 9 | 16 | 22:00 | 6215 | 9.5 | 9.1 | 14.5 | 8 | 7.6 | 8.4 | 16.4 | 16.1 | 14.7 | 14.2 | 11.5 | 14.8 | 14 | 14.8 | 14.4 | 14.8 | 46.48 | 98.04 | 73.64 | 0.18 | 2.95
2019 | 9 | 16 | 23:00 | 6216 | 9.5 | 9 | 14.1 | 7.1 | 7.1 | 8.5 | 16.4 | 16.1 | 14.7 | 14.2 | 11.5 | 14.8 | 14 | 14.8 | 14.4 | 14.8 | 46.48 | 98.04 | 73.64 | 0.18 | 2.95
2019 | 9 | 17 | 0:00 | 6217 | 8.6 | 8.5 | 13.9 | 8.7 | 7.4 | 8.3 | 15 | 15.6 | 14.3 | 13.5 | 11.1 | 13.7 | 12.1 | 14 | 12.7 | 14.2 | 48.76 | 99.71 | 75.86 | 0.17 | 3.48
2019 | 9 | 17 | 1:00 | 6218 | 8.5 | 8.6 | 13.8 | 9.5 | 7.5 | 8.3 | 15 | 15.6 | 14.3 | 13.5 | 11.1 | 13.7 | 12.1 | 14 | 12.7 | 14.2 | 48.76 | 99.71 | 75.86 | 0.17 | 3.48
2019 | 9 | 17 | 2:00 | 6219 | 8.3 | 7.6 | 13.4 | 8.3 | 7.5 | 8.1 | 15 | 15.6 | 14.3 | 13.5 | 11.1 | 13.7 | 12.1 | 14 | 12.7 | 14.2 | 48.76 | 99.71 | 75.86 | 0.17 | 3.48
2019 | 9 | 17 | 3:00 | 6220 | 8.2 | 7.2 | 13.2 | 8.5 | 7.8 | 7.5 | 15 | 15.6 | 14.3 | 13.5 | 11.1 | 13.7 | 12.1 | 14 | 12.7 | 14.2 | 48.76 | 99.71 | 75.86 | 0.17 | 3.48
2019 | 9 | 17 | 4:00 | 6221 | 8.1 | 6.8 | 13.3 | 8.2 | 7.6 | 7.1 | 15 | 15.6 | 14.3 | 13.5 | 11.1 | 13.7 | 12.1 | 14 | 12.7 | 14.2 | 48.76 | 99.71 | 75.86 | 0.17 | 3.48
2019 | 9 | 17 | 5:00 | 6222 | 8.7 | 7.3 | 11.1 | 6.9 | 7.5 | 7.6 | 15 | 15.6 | 14.3 | 13.5 | 11.1 | 13.7 | 12.1 | 14 | 12.7 | 14.2 | 48.76 | 99.71 | 75.86 | 0.17 | 3.48
2019 | 9 | 17 | 6:00 | 6223 | 9.9 | 8.8 | 13.2 | 9 | 9 | 8.9 | 15 | 15.6 | 14.3 | 13.5 | 11.1 | 13.7 | 12.1 | 14 | 12.7 | 14.2 | 48.76 | 99.71 | 75.86 | 0.17 | 3.48
2019 | 9 | 17 | 7:00 | 6224 | 10.7 | 10 | 13.9 | 11.3 | 11.8 | 10.2 | 15 | 15.6 | 14.3 | 13.5 | 11.1 | 13.7 | 12.1 | 14 | 12.7 | 14.2 | 48.76 | 99.71 | 75.86 | 0.17 | 3.48
2019 | 9 | 17 | 8:00 | 6225 | 12.2 | 11.7 | 14.4 | 13.2 | 13 | 11.8 | 15 | 15.6 | 14.3 | 13.5 | 11.1 | 13.7 | 12.1 | 14 | 12.7 | 14.2 | 48.76 | 99.71 | 75.86 | 0.17 | 3.48
2019 | 9 | 17 | 9:00 | 6226 | 13.1 | 12.8 | 13.9 | 13.6 | 14.2 | 12.1 | 15 | 15.6 | 14.3 | 13.5 | 11.1 | 13.7 | 12.1 | 14 | 12.7 | 14.2 | 48.76 | 99.71 | 75.86 | 0.17 | 3.48
2019 | 9 | 17 | 10:00 | 6227 | 13.4 | 10.4 | 13.5 | 14 | 14.7 | 13.1 | 15 | 15.6 | 14.3 | 13.5 | 11.1 | 13.7 | 12.1 | 14 | 12.7 | 14.2 | 48.76 | 99.71 | 75.86 | 0.17 | 3.48
2019 | 9 | 17 | 11:00 | 6228 | 13.2 | 11.2 | 13.8 | 11.7 | 12.7 | 13.6 | 15 | 15.6 | 14.3 | 13.5 | 11.1 | 13.7 | 12.1 | 14 | 12.7 | 14.2 | 48.76 | 99.71 | 75.86 | 0.17 | 3.48
2019 | 9 | 17 | 12:00 | 6229 | 11.9 | 11 | 13.3 | 8.5 | 11.4 | 14 | 15.2 | 15.6 | 14.3 | 13.5 | 11.1 | 13.7 | 12.1 | 14 | 12.7 | 14.2 | 48.76 | 99.71 | 75.86 | 0.17 | 3.48
2019 | 9 | 17 | 13:00 | 6230 | 9.4 | 10.9 | 13.1 | 10.5 | 12.6 | 10.4 | 15.2 | 15.6 | 14.3 | 13.5 | 11.1 | 13.7 | 12.1 | 14 | 12.7 | 14.2 | 48.76 | 99.71 | 75.86 | 0.17 | 3.48
2019 | 9 | 17 | 14:00 | 6231 | 9.3 | 9.3 | 13.4 | 10.5 | 10.8 | 10 | 15.2 | 15.6 | 14.3 | 13.5 | 11.1 | 13.7 | 12.1 | 14 | 12.7 | 14.2 | 48.76 | 99.71 | 75.86 | 0.17 | 3.48
2019 | 9 | 17 | 15:00 | 6232 | 8.7 | 8.2 | 12.8 | 9.5 | 9.1 | 9.5 | 15.2 | 15.6 | 14.3 | 13.5 | 11.1 | 13.7 | 12.1 | 14 | 12.7 | 14.2 | 48.76 | 99.71 | 75.86 | 0.17 | 3.48
2019 | 9 | 17 | 16:00 | 6233 | 8 | 7.5 | 12.3 | 8.4 | 8.7 | 9.3 | 15.2 | 15.6 | 14.3 | 13.5 | 11.1 | 13.7 | 12.1 | 14 | 12.7 | 14.2 | 48.76 | 99.71 | 75.86 | 0.17 | 3.48
2019 | 9 | 17 | 17:00 | 6234 | 7.6 | 7.3 | 12.1 | 7.1 | 7.8 | 8.7 | 15.2 | 15.6 | 14.3 | 13.5 | 11.1 | 13.7 | 12.1 | 14 | 12.7 | 14.2 | 48.76 | 99.71 | 75.86 | 0.17 | 3.48
2019 | 9 | 17 | 18:00 | 6235 | 7.5 | 7.6 | 11.8 | 6.4 | 7.6 | 7.5 | 15.2 | 15.6 | 14.3 | 13.5 | 11.1 | 13.7 | 12.1 | 14 | 12.7 | 14.2 | 48.76 | 99.71 | 75.86 | 0.17 | 3.48
2019 | 9 | 17 | 19:00 | 6236 | 7 | 6.8 | 11.7 | 5.3 | 7.4 | 7.1 | 15.2 | 15.6 | 14.3 | 13.5 | 11.1 | 13.7 | 12.1 | 14 | 12.7 | 14.2 | 48.76 | 99.71 | 75.86 | 0.17 | 3.48
2019 | 9 | 17 | 20:00 | 6237 | 6.8 | 6.4 | 11.2 | 5.9 | 6.6 | 6.8 | 15.2 | 15.6 | 14.3 | 13.5 | 11.1 | 13.7 | 12.1 | 14 | 12.7 | 14.2 | 48.76 | 99.71 | 75.86 | 0.17 | 3.48
2019 | 9 | 17 | 21:00 | 6238 | 6.4 | 6 | 11.2 | 5.8 | 6 | 6.8 | 15.2 | 15.6 | 14.3 | 13.5 | 11.1 | 13.7 | 12.1 | 14 | 12.7 | 14.2 | 48.76 | 99.71 | 75.86 | 0.17 | 3.48
2019 | 9 | 17 | 22:00 | 6239 | 6.3 | 5.3 | 8.5 | 5.8 | 5.5 | 5.7 | 15.2 | 15.6 | 14.3 | 13.5 | 11.1 | 13.7 | 12.1 | 14 | 12.7 | 14.2 | 48.76 | 99.71 | 75.86 | 0.17 | 3.48
2019 | 9 | 17 | 23:00 | 6240 | 6.7 | 5.3 | 7.6 | 6.5 | 5.9 | 6 | 15.2 | 15.6 | 14.3 | 13.5 | 11.1 | 13.7 | 12.1 | 14 | 12.7 | 14.2 | 48.76 | 99.71 | 75.86 | 0.17 | 3.48
2019 | 9 | 18 | 0:00 | 6241 | 6.6 | 5.7 | 7.1 | 6.5 | 5.2 | 6.4 | 14.2 | 15.1 | 13.6 | 12.5 | 10.3 | 13.3 | 11.5 | 13.3 | 12.2 | 14.2 | 47.65 | 98.97 | 75.04 | 0.16 | 3.48
2019 | 9 | 18 | 1:00 | 6242 | 6.3 | 6.1 | 6.7 | 6.5 | 5.6 | 6.1 | 14.2 | 15.1 | 13.6 | 12.5 | 10.3 | 13.3 | 11.5 | 13.3 | 12.2 | 14.2 | 47.65 | 98.97 | 75.04 | 0.16 | 3.48
2019 | 9 | 18 | 2:00 | 6243 | 5.8 | 6 | 6.6 | 6.4 | 5 | 6.1 | 14.2 | 15.1 | 13.6 | 12.5 | 10.3 | 13.3 | 11.5 | 13.3 | 12.2 | 14.2 | 47.65 | 98.97 | 75.04 | 0.16 | 3.48
2019 | 9 | 18 | 3:00 | 6244 | 5.8 | 5.8 | 5.7 | 6.3 | 5.8 | 6.1 | 14.2 | 15.1 | 13.6 | 12.5 | 10.3 | 13.3 | 11.5 | 13.3 | 12.2 | 14.2 | 47.65 | 98.97 | 75.04 | 0.16 | 3.48
2019 | 9 | 18 | 4:00 | 6245 | 6 | 5.7 | 7.4 | 6 | 6.4 | 6.1 | 14.2 | 15.1 | 13.6 | 12.5 | 10.3 | 13.3 | 11.5 | 13.3 | 12.2 | 14.2 | 47.65 | 98.97 | 75.04 | 0.16 | 3.48
2019 | 9 | 18 | 5:00 | 6246 | 5.9 | 6 | 8.2 | 5.9 | 7 | 6 | 14.2 | 15.1 | 13.6 | 12.5 | 10.3 | 13.3 | 11.5 | 13.3 | 12.2 | 14.2 | 47.65 | 98.97 | 75.04 | 0.16 | 3.48
2019 | 9 | 18 | 6:00 | 6247 | 6.5 | 6.8 | 10.5 | 7.2 | 7.6 | 6.4 | 14.2 | 15.1 | 13.6 | 12.5 | 10.3 | 13.3 | 11.5 | 13.3 | 12.2 | 14.2 | 47.65 | 98.97 | 75.04 | 0.16 | 3.48
2019 | 9 | 18 | 7:00 | 6248 | 7.1 | 7.1 | 9.6 | 9.2 | 8.8 | 7 | 14.2 | 15.1 | 13.6 | 12.5 | 10.3 | 13.3 | 11.5 | 13.3 | 12.2 | 14.2 | 47.65 | 98.97 | 75.04 | 0.16 | 3.48
2019 | 9 | 18 | 8:00 | 6249 | 7.6 | 8.4 | 9.6 | 10.5 | 10.5 | 6.9 | 14.2 | 15.1 | 13.6 | 12.5 | 10.3 | 13.3 | 11.5 | 13.3 | 12.2 | 14.2 | 47.65 | 98.97 | 75.04 | 0.16 | 3.48
2019 | 9 | 18 | 9:00 | 6250 | 9.1 | 10 | 12.5 | 10.6 | 11.7 | 8.2 | 14.2 | 15.1 | 13.6 | 12.5 | 10.3 | 13.3 | 11.5 | 13.3 | 12.2 | 14.2 | 47.65 | 98.97 | 75.04 | 0.16 | 3.48
2019 | 9 | 18 | 10:00 | 6251 | 10.8 | 11.9 | 11.2 | 12.4 | 12.2 | 9.4 | 14.2 | 15.1 | 13.6 | 12.5 | 10.3 | 13.3 | 11.5 | 13.3 | 12.2 | 14.2 | 47.65 | 98.97 | 75.04 | 0.16 | 3.48
2019 | 9 | 18 | 11:00 | 6252 | 11.4 | 13.2 | 10.9 | 12.8 | 12.9 | 10.3 | 14.2 | 15.1 | 13.6 | 12.5 | 10.3 | 13.3 | 11.5 | 13.3 | 12.2 | 14.2 | 47.65 | 98.97 | 75.04 | 0.16 | 3.48
2019 | 9 | 18 | 12:00 | 6253 | 13.5 | 12.4 | 10.4 | 13.1 | 12.9 | 10.1 | 15 | 15.1 | 13.6 | 12.5 | 10.3 | 13.3 | 11.5 | 13.3 | 12.2 | 14.2 | 47.65 | 98.97 | 75.04 | 0.16 | 3.48
2019 | 9 | 18 | 13:00 | 6254 | 11.2 | 9.8 | 11.4 | 12.7 | 14 | 10.5 | 15 | 15.1 | 13.6 | 12.5 | 10.3 | 13.3 | 11.5 | 13.3 | 12.2 | 14.2 | 47.65 | 98.97 | 75.04 | 0.16 | 3.48
2019 | 9 | 18 | 14:00 | 6255 | 9.6 | 11.5 | 10.5 | 12.5 | 11.7 | 11.6 | 15 | 15.1 | 13.6 | 12.5 | 10.3 | 13.3 | 11.5 | 13.3 | 12.2 | 14.2 | 47.65 | 98.97 | 75.04 | 0.16 | 3.48
2019 | 9 | 18 | 15:00 | 6256 | 10.2 | 10.4 | 9 | 10.6 | 10.6 | 9.7 | 15 | 15.1 | 13.6 | 12.5 | 10.3 | 13.3 | 11.5 | 13.3 | 12.2 | 14.2 | 47.65 | 98.97 | 75.04 | 0.16 | 3.48
2019 | 9 | 18 | 16:00 | 6257 | 9.9 | 10.2 | 12 | 10.3 | 9.3 | 9.7 | 15 | 15.1 | 13.6 | 12.5 | 10.3 | 13.3 | 11.5 | 13.3 | 12.2 | 14.2 | 47.65 | 98.97 | 75.04 | 0.16 | 3.48
2019 | 9 | 18 | 17:00 | 6258 | 9.1 | 9.7 | 10.5 | 9.4 | 9.3 | 8.8 | 15 | 15.1 | 13.6 | 12.5 | 10.3 | 13.3 | 11.5 | 13.3 | 12.2 | 14.2 | 47.65 | 98.97 | 75.04 | 0.16 | 3.48
2019 | 9 | 18 | 18:00 | 6259 | 8.6 | 9.4 | 11.9 | 8.7 | 8.8 | 8.2 | 15 | 15.1 | 13.6 | 12.5 | 10.3 | 13.3 | 11.5 | 13.3 | 12.2 | 14.2 | 47.65 | 98.97 | 75.04 | 0.16 | 3.48
2019 | 9 | 18 | 19:00 | 6260 | 8.8 | 8.9 | 10.2 | 7.8 | 9 | 7.7 | 15 | 15.1 | 13.6 | 12.5 | 10.3 | 13.3 | 11.5 | 13.3 | 12.2 | 14.2 | 47.65 | 98.97 | 75.04 | 0.16 | 3.48
2019 | 9 | 18 | 20:00 | 6261 | 8.6 | 8.4 | 8.5 | 7.3 | 8.6 | 7.9 | 15 | 15.1 | 13.6 | 12.5 | 10.3 | 13.3 | 11.5 | 13.3 | 12.2 | 14.2 | 47.65 | 98.97 | 75.04 | 0.16 | 3.48
2019 | 9 | 18 | 21:00 | 6262 | 8.4 | 8.2 | 8.2 | 6.7 | 7.7 | 7.9 | 15 | 15.1 | 13.6 | 12.5 | 10.3 | 13.3 | 11.5 | 13.3 | 12.2 | 14.2 | 47.65 | 98.97 | 75.04 | 0.16 | 3.48
2019 | 9 | 18 | 22:00 | 6263 | 8.3 | 8.2 | 10.1 | 5.6 | 6.7 | 8.5 | 15 | 15.1 | 13.6 | 12.5 | 10.3 | 13.3 | 11.5 | 13.3 | 12.2 | 14.2 | 47.65 | 98.97 | 75.04 | 0.16 | 3.48
2019 | 9 | 18 | 23:00 | 6264 | 7.9 | 7.7 | 8.2 | 4.2 | 6 | 8.6 | 15 | 15.1 | 13.6 | 12.5 | 10.3 | 13.3 | 11.5 | 13.3 | 12.2 | 14.2 | 47.65 | 98.97 | 75.04 | 0.16 | 3.48
2019 | 9 | 19 | 0:00 | 6265 | 7.5 | 7.3 | 9.7 | 3.6 | 6.1 | 8.2 | 13.8 | 15.2 | 12.9 | 11.7 | 9.3 | 13.4 | 12.4 | 12.8 | 11.8 | 13.5 | 50.65 | 99.27 | 76.13 | 0.16 | 3.3
2019 | 9 | 19 | 1:00 | 6266 | 7.6 | 6.7 | 10.5 | 3.9 | 5.4 | 8.1 | 13.8 | 15.2 | 12.9 | 11.7 | 9.3 | 13.4 | 12.4 | 12.8 | 11.8 | 13.5 | 50.65 | 99.27 | 76.13 | 0.16 | 3.3
2019 | 9 | 19 | 2:00 | 6267 | 7.7 | 6.4 | 10.7 | 5.2 | 5 | 7.9 | 13.8 | 15.2 | 12.9 | 11.7 | 9.3 | 13.4 | 12.4 | 12.8 | 11.8 | 13.5 | 50.65 | 99.27 | 76.13 | 0.16 | 3.3
2019 | 9 | 19 | 3:00 | 6268 | 7.5 | 5.4 | 11.2 | 4.7 | 4.5 | 7.6 | 13.8 | 15.2 | 12.9 | 11.7 | 9.3 | 13.4 | 12.4 | 12.8 | 11.8 | 13.5 | 50.65 | 99.27 | 76.13 | 0.16 | 3.3
2019 | 9 | 19 | 4:00 | 6269 | 7.3 | 5 | 8 | 5.5 | 4.4 | 7 | 13.8 | 15.2 | 12.9 | 11.7 | 9.3 | 13.4 | 12.4 | 12.8 | 11.8 | 13.5 | 50.65 | 99.27 | 76.13 | 0.16 | 3.3
2019 | 9 | 19 | 5:00 | 6270 | 7.2 | 4.9 | 7.2 | 5.5 | 5.3 | 7 | 13.8 | 15.2 | 12.9 | 11.7 | 9.3 | 13.4 | 12.4 | 12.8 | 11.8 | 13.5 | 50.65 | 99.27 | 76.13 | 0.16 | 3.3
2019 | 9 | 19 | 6:00 | 6271 | 7.4 | 5.9 | 9.3 | 7.8 | 6.4 | 7.2 | 13.8 | 15.2 | 12.9 | 11.7 | 9.3 | 13.4 | 12.4 | 12.8 | 11.8 | 13.5 | 50.65 | 99.27 | 76.13 | 0.16 | 3.3
2019 | 9 | 19 | 7:00 | 6272 | 8 | 8.5 | 9.9 | 9.6 | 8.9 | 7.7 | 13.8 | 15.2 | 12.9 | 11.7 | 9.3 | 13.4 | 12.4 | 12.8 | 11.8 | 13.5 | 50.65 | 99.27 | 76.13 | 0.16 | 3.3
2019 | 9 | 19 | 8:00 | 6273 | 10.1 | 10.8 | 12.6 | 11.2 | 9.7 | 8.7 | 13.8 | 15.2 | 12.9 | 11.7 | 9.3 | 13.4 | 12.4 | 12.8 | 11.8 | 13.5 | 50.65 | 99.27 | 76.13 | 0.16 | 3.3
2019 | 9 | 19 | 9:00 | 6274 | 12 | 11.5 | 8.3 | 11.8 | 11.6 | 10.5 | 13.8 | 15.2 | 12.9 | 11.7 | 9.3 | 13.4 | 12.4 | 12.8 | 11.8 | 13.5 | 50.65 | 99.27 | 76.13 | 0.16 | 3.3
2019 | 9 | 19 | 10:00 | 6275 | 12.8 | 12.7 | 10.1 | 11.3 | 12.3 | 11.8 | 13.8 | 15.2 | 12.9 | 11.7 | 9.3 | 13.4 | 12.4 | 12.8 | 11.8 | 13.5 | 50.65 | 99.27 | 76.13 | 0.16 | 3.3
2019 | 9 | 19 | 11:00 | 6276 | 13.3 | 9.1 | 11.2 | 12.1 | 11.4 | 11.6 | 13.8 | 15.2 | 12.9 | 11.7 | 9.3 | 13.4 | 12.4 | 12.8 | 11.8 | 13.5 | 50.65 | 99.27 | 76.13 | 0.16 | 3.3
2019 | 9 | 19 | 12:00 | 6277 | 13 | 12.8 | 12.1 | 8.4 | 11.9 | 12.2 | 15.2 | 15.2 | 12.9 | 11.7 | 9.3 | 13.4 | 12.4 | 12.8 | 11.8 | 13.5 | 50.65 | 99.27 | 76.13 | 0.16 | 3.3
2019 | 9 | 19 | 13:00 | 6278 | 11.8 | 10.7 | 13.1 | 10.5 | 13 | 10.3 | 15.2 | 15.2 | 12.9 | 11.7 | 9.3 | 13.4 | 12.4 | 12.8 | 11.8 | 13.5 | 50.65 | 99.27 | 76.13 | 0.16 | 3.3
2019 | 9 | 19 | 14:00 | 6279 | 12.8 | 12.3 | 13.2 | 11.7 | 11.1 | 12.5 | 15.2 | 15.2 | 12.9 | 11.7 | 9.3 | 13.4 | 12.4 | 12.8 | 11.8 | 13.5 | 50.65 | 99.27 | 76.13 | 0.16 | 3.3
2019 | 9 | 19 | 15:00 | 6280 | 11.8 | 12.1 | 11.4 | 9.6 | 9.6 | 11.7 | 15.2 | 15.2 | 12.9 | 11.7 | 9.3 | 13.4 | 12.4 | 12.8 | 11.8 | 13.5 | 50.65 | 99.27 | 76.13 | 0.16 | 3.3
2019 | 9 | 19 | 16:00 | 6281 | 9.7 | 8.5 | 9.2 | 8.4 | 9.1 | 10.5 | 15.2 | 15.2 | 12.9 | 11.7 | 9.3 | 13.4 | 12.4 | 12.8 | 11.8 | 13.5 | 50.65 | 99.27 | 76.13 | 0.16 | 3.3
2019 | 9 | 19 | 17:00 | 6282 | 8.3 | 7.9 | 11.3 | 8 | 7.9 | 9 | 15.2 | 15.2 | 12.9 | 11.7 | 9.3 | 13.4 | 12.4 | 12.8 | 11.8 | 13.5 | 50.65 | 99.27 | 76.13 | 0.16 | 3.3
2019 | 9 | 19 | 18:00 | 6283 | 7.5 | 7 | 10.3 | 7.7 | 8.1 | 8 | 15.2 | 15.2 | 12.9 | 11.7 | 9.3 | 13.4 | 12.4 | 12.8 | 11.8 | 13.5 | 50.65 | 99.27 | 76.13 | 0.16 | 3.3
2019 | 9 | 19 | 19:00 | 6284 | 7.1 | 6.2 | 7.2 | 7.5 | 8 | 6.6 | 15.2 | 15.2 | 12.9 | 11.7 | 9.3 | 13.4 | 12.4 | 12.8 | 11.8 | 13.5 | 50.65 | 99.27 | 76.13 | 0.16 | 3.3
2019 | 9 | 19 | 20:00 | 6285 | 6.8 | 5.9 | 7.7 | 6.8 | 7.9 | 6.8 | 15.2 | 15.2 | 12.9 | 11.7 | 9.3 | 13.4 | 12.4 | 12.8 | 11.8 | 13.5 | 50.65 | 99.27 | 76.13 | 0.16 | 3.3
2019 | 9 | 19 | 21:00 | 6286 | 6.4 | 6.3 | 6.8 | 6.3 | 6.7 | 6.3 | 15.2 | 15.2 | 12.9 | 11.7 | 9.3 | 13.4 | 12.4 | 12.8 | 11.8 | 13.5 | 50.65 | 99.27 | 76.13 | 0.16 | 3.3
2019 | 9 | 19 | 22:00 | 6287 | 7 | 6.3 | 6.6 | 5.6 | 6.1 | 6 | 15.2 | 15.2 | 12.9 | 11.7 | 9.3 | 13.4 | 12.4 | 12.8 | 11.8 | 13.5 | 50.65 | 99.27 | 76.13 | 0.16 | 3.3
2019 | 9 | 19 | 23:00 | 6288 | 6.7 | 5.9 | 5.4 | 5.2 | 5.5 | 6.4 | 15.2 | 15.2 | 12.9 | 11.7 | 9.3 | 13.4 | 12.4 | 12.8 | 11.8 | 13.5 | 50.65 | 99.27 | 76.13 | 0.16 | 3.3
2019 | 9 | 20 | 0:00 | 6289 | 5.1 | 5.5 | 4.4 | 5.5 | 5 | 6.7 | 13.6 | 14.4 | 12.2 | 11.3 | 9.6 | 12.8 | 12.2 | 12.2 | 11.7 | 13.1 | 50.25 | 99.47 | 76.4 | 0.18 | 2.97
2019 | 9 | 20 | 1:00 | 6290 | 4.4 | 4.9 | 5.8 | 4.8 | 4.6 | 6.7 | 13.6 | 14.4 | 12.2 | 11.3 | 9.6 | 12.8 | 12.2 | 12.2 | 11.7 | 13.1 | 50.25 | 99.47 | 76.4 | 0.18 | 2.97
2019 | 9 | 20 | 2:00 | 6291 | 3.5 | 4.4 | 5.7 | 4.5 | 4.2 | 6.1 | 13.6 | 14.4 | 12.2 | 11.3 | 9.6 | 12.8 | 12.2 | 12.2 | 11.7 | 13.1 | 50.25 | 99.47 | 76.4 | 0.18 | 2.97
2019 | 9 | 20 | 3:00 | 6292 | 3.4 | 4 | 5.4 | 4.3 | 3.6 | 5.4 | 13.6 | 14.4 | 12.2 | 11.3 | 9.6 | 12.8 | 12.2 | 12.2 | 11.7 | 13.1 | 50.25 | 99.47 | 76.4 | 0.18 | 2.97
2019 | 9 | 20 | 4:00 | 6293 | 3.2 | 3.6 | 3.6 | 4.1 | 3.1 | 5 | 13.6 | 14.4 | 12.2 | 11.3 | 9.6 | 12.8 | 12.2 | 12.2 | 11.7 | 13.1 | 50.25 | 99.47 | 76.4 | 0.18 | 2.97
2019 | 9 | 20 | 5:00 | 6294 | 3.5 | 3.9 | 4.2 | 4.7 | 3.2 | 4.8 | 13.6 | 14.4 | 12.2 | 11.3 | 9.6 | 12.8 | 12.2 | 12.2 | 11.7 | 13.1 | 50.25 | 99.47 | 76.4 | 0.18 | 2.97
2019 | 9 | 20 | 6:00 | 6295 | 5.1 | 5.3 | 6.7 | 6.8 | 5 | 4.6 | 13.6 | 14.4 | 12.2 | 11.3 | 9.6 | 12.8 | 12.2 | 12.2 | 11.7 | 13.1 | 50.25 | 99.47 | 76.4 | 0.18 | 2.97
2019 | 9 | 20 | 7:00 | 6296 | 6.9 | 6.9 | 9 | 8.3 | 7.5 | 5.2 | 13.6 | 14.4 | 12.2 | 11.3 | 9.6 | 12.8 | 12.2 | 12.2 | 11.7 | 13.1 | 50.25 | 99.47 | 76.4 | 0.18 | 2.97
2019 | 9 | 20 | 8:00 | 6297 | 8.8 | 8.9 | 10.7 | 10 | 9.1 | 6.3 | 13.6 | 14.4 | 12.2 | 11.3 | 9.6 | 12.8 | 12.2 | 12.2 | 11.7 | 13.1 | 50.25 | 99.47 | 76.4 | 0.18 | 2.97
2019 | 9 | 20 | 9:00 | 6298 | 10.2 | 10.5 | 12.6 | 10.5 | 10.1 | 7.8 | 13.6 | 14.4 | 12.2 | 11.3 | 9.6 | 12.8 | 12.2 | 12.2 | 11.7 | 13.1 | 50.25 | 99.47 | 76.4 | 0.18 | 2.97
2019 | 9 | 20 | 10:00 | 6299 | 11.3 | 10.6 | 12.6 | 11.6 | 10.7 | 9.3 | 13.6 | 14.4 | 12.2 | 11.3 | 9.6 | 12.8 | 12.2 | 12.2 | 11.7 | 13.1 | 50.25 | 99.47 | 76.4 | 0.18 | 2.97
2019 | 9 | 20 | 11:00 | 6300 | 11.3 | 11.4 | 13 | 11.8 | 11.1 | 9.2 | 13.6 | 14.4 | 12.2 | 11.3 | 9.6 | 12.8 | 12.2 | 12.2 | 11.7 | 13.1 | 50.25 | 99.47 | 76.4 | 0.18 | 2.97
2019 | 9 | 20 | 12:00 | 6301 | 12 | 12.2 | 13.5 | 12.3 | 12.2 | 10.9 | 15 | 14.4 | 12.2 | 11.3 | 9.6 | 12.8 | 12.2 | 12.2 | 11.7 | 13.1 | 50.25 | 99.47 | 76.4 | 0.18 | 2.97
2019 | 9 | 20 | 13:00 | 6302 | 12.3 | 12.3 | 13.7 | 12.3 | 11.5 | 11.2 | 15 | 14.4 | 12.2 | 11.3 | 9.6 | 12.8 | 12.2 | 12.2 | 11.7 | 13.1 | 50.25 | 99.47 | 76.4 | 0.18 | 2.97
2019 | 9 | 20 | 14:00 | 6303 | 12.3 | 12.2 | 13.5 | 12 | 12.4 | 11 | 15 | 14.4 | 12.2 | 11.3 | 9.6 | 12.8 | 12.2 | 12.2 | 11.7 | 13.1 | 50.25 | 99.47 | 76.4 | 0.18 | 2.97
2019 | 9 | 20 | 15:00 | 6304 | 11.6 | 11.9 | 12.9 | 12 | 12.4 | 10.4 | 15 | 14.4 | 12.2 | 11.3 | 9.6 | 12.8 | 12.2 | 12.2 | 11.7 | 13.1 | 50.25 | 99.47 | 76.4 | 0.18 | 2.97
2019 | 9 | 20 | 16:00 | 6305 | 9.5 | 10.2 | 12.2 | 10.2 | 10.4 | 9.8 | 15 | 14.4 | 12.2 | 11.3 | 9.6 | 12.8 | 12.2 | 12.2 | 11.7 | 13.1 | 50.25 | 99.47 | 76.4 | 0.18 | 2.97
2019 | 9 | 20 | 17:00 | 6306 | 6.4 | 8.1 | 11.7 | 6.1 | 8.3 | 7.5 | 15 | 14.4 | 12.2 | 11.3 | 9.6 | 12.8 | 12.2 | 12.2 | 11.7 | 13.1 | 50.25 | 99.47 | 76.4 | 0.18 | 2.97
2019 | 9 | 20 | 18:00 | 6307 | 4.5 | 6.8 | 12.1 | 6.8 | 7.3 | 4.9 | 15 | 14.4 | 12.2 | 11.3 | 9.6 | 12.8 | 12.2 | 12.2 | 11.7 | 13.1 | 50.25 | 99.47 | 76.4 | 0.18 | 2.97
2019 | 9 | 20 | 19:00 | 6308 | 3.6 | 6.1 | 12.4 | 7.1 | 7.7 | 4.7 | 15 | 14.4 | 12.2 | 11.3 | 9.6 | 12.8 | 12.2 | 12.2 | 11.7 | 13.1 | 50.25 | 99.47 | 76.4 | 0.18 | 2.97
2019 | 9 | 20 | 20:00 | 6309 | 3.6 | 5.7 | 12.6 | 7.7 | 7.3 | 3.8 | 15 | 14.4 | 12.2 | 11.3 | 9.6 | 12.8 | 12.2 | 12.2 | 11.7 | 13.1 | 50.25 | 99.47 | 76.4 | 0.18 | 2.97
2019 | 9 | 20 | 21:00 | 6310 | 2.4 | 4.7 | 12.8 | 7.7 | 7 | 3.4 | 15 | 14.4 | 12.2 | 11.3 | 9.6 | 12.8 | 12.2 | 12.2 | 11.7 | 13.1 | 50.25 | 99.47 | 76.4 | 0.18 | 2.97
2019 | 9 | 20 | 22:00 | 6311 | 2.6 | 5.6 | 12.9 | 7.7 | 7.1 | 3.3 | 15 | 14.4 | 12.2 | 11.3 | 9.6 | 12.8 | 12.2 | 12.2 | 11.7 | 13.1 | 50.25 | 99.47 | 76.4 | 0.18 | 2.97
2019 | 9 | 20 | 23:00 | 6312 | 3.3 | 6.1 | 13.4 | 8.1 | 7.5 | 3.5 | 15 | 14.4 | 12.2 | 11.3 | 9.6 | 12.8 | 12.2 | 12.2 | 11.7 | 13.1 | 50.25 | 99.47 | 76.4 | 0.18 | 2.97
2019 | 9 | 21 | 0:00 | 6313 | 5.2 | 6.8 | 13.5 | 8.3 | 7.7 | 2.8 | 14 | 14.7 | 12.2 | 11.9 | 9.9 | 12.6 | 12.7 | 11.7 | 12.4 | 13.3 | 51.61 | 100.97 | 79.86 | 0.21 | 2.76
2019 | 9 | 21 | 1:00 | 6314 | 6.1 | 6.8 | 13.7 | 8.6 | 7.7 | 3.2 | 14 | 14.7 | 12.2 | 11.9 | 9.9 | 12.6 | 12.7 | 11.7 | 12.4 | 13.3 | 51.61 | 100.97 | 79.86 | 0.21 | 2.76
2019 | 9 | 21 | 2:00 | 6315 | 6.4 | 7 | 13.8 | 9 | 7.8 | 3.3 | 14 | 14.7 | 12.2 | 11.9 | 9.9 | 12.6 | 12.7 | 11.7 | 12.4 | 13.3 | 51.61 | 100.97 | 79.86 | 0.21 | 2.76
2019 | 9 | 21 | 3:00 | 6316 | 6.4 | 7.4 | 14 | 9.7 | 8.6 | 4.7 | 14 | 14.7 | 12.2 | 11.9 | 9.9 | 12.6 | 12.7 | 11.7 | 12.4 | 13.3 | 51.61 | 100.97 | 79.86 | 0.21 | 2.76
2019 | 9 | 21 | 4:00 | 6317 | 6.5 | 7.7 | 14.4 | 10.1 | 8.8 | 5.1 | 14 | 14.7 | 12.2 | 11.9 | 9.9 | 12.6 | 12.7 | 11.7 | 12.4 | 13.3 | 51.61 | 100.97 | 79.86 | 0.21 | 2.76
2019 | 9 | 21 | 5:00 | 6318 | 6.5 | 7.7 | 14.4 | 11.1 | 9.3 | 5.3 | 14 | 14.7 | 12.2 | 11.9 | 9.9 | 12.6 | 12.7 | 11.7 | 12.4 | 13.3 | 51.61 | 100.97 | 79.86 | 0.21 | 2.76
2019 | 9 | 21 | 6:00 | 6319 | 7.2 | 8.5 | 14.5 | 12 | 10 | 5.8 | 14 | 14.7 | 12.2 | 11.9 | 9.9 | 12.6 | 12.7 | 11.7 | 12.4 | 13.3 | 51.61 | 100.97 | 79.86 | 0.21 | 2.76
2019 | 9 | 21 | 7:00 | 6320 | 8.1 | 9.2 | 14.4 | 13.1 | 10.9 | 6.2 | 14 | 14.7 | 12.2 | 11.9 | 9.9 | 12.6 | 12.7 | 11.7 | 12.4 | 13.3 | 51.61 | 100.97 | 79.86 | 0.21 | 2.76
2019 | 9 | 21 | 8:00 | 6321 | 10.9 | 10.4 | 14.4 | 15 | 12.8 | 7.3 | 14 | 14.7 | 12.2 | 11.9 | 9.9 | 12.6 | 12.7 | 11.7 | 12.4 | 13.3 | 51.61 | 100.97 | 79.86 | 0.21 | 2.76
2019 | 9 | 21 | 9:00 | 6322 | 11.9 | 11.8 | 14.3 | 15.2 | 15 | 8.3 | 14 | 14.7 | 12.2 | 11.9 | 9.9 | 12.6 | 12.7 | 11.7 | 12.4 | 13.3 | 51.61 | 100.97 | 79.86 | 0.21 | 2.76
2019 | 9 | 21 | 10:00 | 6323 | 12.6 | 13.3 | 14.4 | 15.4 | 16.1 | 9.6 | 14 | 14.7 | 12.2 | 11.9 | 9.9 | 12.6 | 12.7 | 11.7 | 12.4 | 13.3 | 51.61 | 100.97 | 79.86 | 0.21 | 2.76
2019 | 9 | 21 | 11:00 | 6324 | 13.8 | 14.3 | 14.2 | 15.5 | 16.7 | 11 | 14 | 14.7 | 12.2 | 11.9 | 9.9 | 12.6 | 12.7 | 11.7 | 12.4 | 13.3 | 51.61 | 100.97 | 79.86 | 0.21 | 2.76
2019 | 9 | 21 | 12:00 | 6325 | 14.7 | 15.4 | 14.3 | 14.9 | 16.5 | 12.1 | 14.8 | 14.7 | 12.2 | 11.9 | 9.9 | 12.6 | 12.7 | 11.7 | 12.4 | 13.3 | 51.61 | 100.97 | 79.86 | 0.21 | 2.76
2019 | 9 | 21 | 13:00 | 6326 | 15.1 | 15.7 | 14.2 | 15.7 | 15.8 | 13.1 | 14.8 | 14.7 | 12.2 | 11.9 | 9.9 | 12.6 | 12.7 | 11.7 | 12.4 | 13.3 | 51.61 | 100.97 | 79.86 | 0.21 | 2.76
2019 | 9 | 21 | 14:00 | 6327 | 15 | 15.4 | 14.1 | 15.3 | 15.3 | 13.6 | 14.8 | 14.7 | 12.2 | 11.9 | 9.9 | 12.6 | 12.7 | 11.7 | 12.4 | 13.3 | 51.61 | 100.97 | 79.86 | 0.21 | 2.76
2019 | 9 | 21 | 15:00 | 6328 | 15 | 14.7 | 14.1 | 15.2 | 14.8 | 13.6 | 14.8 | 14.7 | 12.2 | 11.9 | 9.9 | 12.6 | 12.7 | 11.7 | 12.4 | 13.3 | 51.61 | 100.97 | 79.86 | 0.21 | 2.76
2019 | 9 | 21 | 16:00 | 6329 | 14.5 | 14.2 | 14.4 | 14.4 | 14.4 | 13.7 | 14.8 | 14.7 | 12.2 | 11.9 | 9.9 | 12.6 | 12.7 | 11.7 | 12.4 | 13.3 | 51.61 | 100.97 | 79.86 | 0.21 | 2.76
2019 | 9 | 21 | 17:00 | 6330 | 14 | 13.7 | 14.6 | 13.7 | 13.4 | 13.4 | 14.8 | 14.7 | 12.2 | 11.9 | 9.9 | 12.6 | 12.7 | 11.7 | 12.4 | 13.3 | 51.61 | 100.97 | 79.86 | 0.21 | 2.76
2019 | 9 | 21 | 18:00 | 6331 | 13.7 | 13.2 | 14.5 | 12.4 | 13.2 | 12.5 | 14.8 | 14.7 | 12.2 | 11.9 | 9.9 | 12.6 | 12.7 | 11.7 | 12.4 | 13.3 | 51.61 | 100.97 | 79.86 | 0.21 | 2.76
2019 | 9 | 21 | 19:00 | 6332 | 13.5 | 13 | 14.6 | 11.8 | 12.4 | 12.5 | 14.8 | 14.7 | 12.2 | 11.9 | 9.9 | 12.6 | 12.7 | 11.7 | 12.4 | 13.3 | 51.61 | 100.97 | 79.86 | 0.21 | 2.76
2019 | 9 | 21 | 20:00 | 6333 | 13.2 | 12.4 | 14.8 | 11.4 | 11.7 | 12.5 | 14.8 | 14.7 | 12.2 | 11.9 | 9.9 | 12.6 | 12.7 | 11.7 | 12.4 | 13.3 | 51.61 | 100.97 | 79.86 | 0.21 | 2.76
2019 | 9 | 21 | 21:00 | 6334 | 12 | 11.7 | 14.8 | 10.7 | 11.2 | 12.3 | 14.8 | 14.7 | 12.2 | 11.9 | 9.9 | 12.6 | 12.7 | 11.7 | 12.4 | 13.3 | 51.61 | 100.97 | 79.86 | 0.21 | 2.76
2019 | 9 | 21 | 22:00 | 6335 | 12 | 11.9 | 14.5 | 10.5 | 11.2 | 12 | 14.8 | 14.7 | 12.2 | 11.9 | 9.9 | 12.6 | 12.7 | 11.7 | 12.4 | 13.3 | 51.61 | 100.97 | 79.86 | 0.21 | 2.76
2019 | 9 | 21 | 23:00 | 6336 | 12.1 | 11.3 | 14.5 | 10.2 | 10.5 | 11.2 | 14.8 | 14.7 | 12.2 | 11.9 | 9.9 | 12.6 | 12.7 | 11.7 | 12.4 | 13.3 | 51.61 | 100.97 | 79.86 | 0.21 | 2.76
2019 | 9 | 22 | 0:00 | 6337 | 11.8 | 10.9 | 14.6 | 10.4 | 9.9 | 10.8 | 14.2 | 14.5 | 12.5 | 12.4 | 9.7 | 12.5 | 12.9 | 11.9 | 12.4 | 13 | 52.56 | 101.2 | 78.1 | 0.19 | 2.99
2019 | 9 | 22 | 1:00 | 6338 | 11 | 11.4 | 14.7 | 10.5 | 9.5 | 10.4 | 14.2 | 14.5 | 12.5 | 12.4 | 9.7 | 12.5 | 12.9 | 11.9 | 12.4 | 13 | 52.56 | 101.2 | 78.1 | 0.19 | 2.99
2019 | 9 | 22 | 2:00 | 6339 | 11 | 11.7 | 14.5 | 10.7 | 9.9 | 9.8 | 14.2 | 14.5 | 12.5 | 12.4 | 9.7 | 12.5 | 12.9 | 11.9 | 12.4 | 13 | 52.56 | 101.2 | 78.1 | 0.19 | 2.99
2019 | 9 | 22 | 3:00 | 6340 | 11 | 11.1 | 14.7 | 11.1 | 10.1 | 9.5 | 14.2 | 14.5 | 12.5 | 12.4 | 9.7 | 12.5 | 12.9 | 11.9 | 12.4 | 13 | 52.56 | 101.2 | 78.1 | 0.19 | 2.99
2019 | 9 | 22 | 4:00 | 6341 | 11.3 | 11.2 | 14.5 | 11.5 | 10.2 | 10.4 | 14.2 | 14.5 | 12.5 | 12.4 | 9.7 | 12.5 | 12.9 | 11.9 | 12.4 | 13 | 52.56 | 101.2 | 78.1 | 0.19 | 2.99
2019 | 9 | 22 | 5:00 | 6342 | 10.6 | 11.5 | 14.3 | 11.8 | 11.5 | 11 | 14.2 | 14.5 | 12.5 | 12.4 | 9.7 | 12.5 | 12.9 | 11.9 | 12.4 | 13 | 52.56 | 101.2 | 78.1 | 0.19 | 2.99
2019 | 9 | 22 | 6:00 | 6343 | 12.1 | 11.7 | 14.6 | 12.3 | 12.1 | 11.4 | 14.2 | 14.5 | 12.5 | 12.4 | 9.7 | 12.5 | 12.9 | 11.9 | 12.4 | 13 | 52.56 | 101.2 | 78.1 | 0.19 | 2.99
2019 | 9 | 22 | 7:00 | 6344 | 13.4 | 13.7 | 14.8 | 12.5 | 13.1 | 12.1 | 14.2 | 14.5 | 12.5 | 12.4 | 9.7 | 12.5 | 12.9 | 11.9 | 12.4 | 13 | 52.56 | 101.2 | 78.1 | 0.19 | 2.99
2019 | 9 | 22 | 8:00 | 6345 | 14.8 | 14.4 | 14.7 | 13.6 | 13.8 | 12.7 | 14.2 | 14.5 | 12.5 | 12.4 | 9.7 | 12.5 | 12.9 | 11.9 | 12.4 | 13 | 52.56 | 101.2 | 78.1 | 0.19 | 2.99
2019 | 9 | 22 | 9:00 | 6346 | 14.4 | 14.1 | 14.8 | 14.6 | 14.7 | 13.9 | 14.2 | 14.5 | 12.5 | 12.4 | 9.7 | 12.5 | 12.9 | 11.9 | 12.4 | 13 | 52.56 | 101.2 | 78.1 | 0.19 | 2.99
2019 | 9 | 22 | 10:00 | 6347 | 13.7 | 15 | 15.7 | 15.7 | 15.4 | 15.1 | 14.2 | 14.5 | 12.5 | 12.4 | 9.7 | 12.5 | 12.9 | 11.9 | 12.4 | 13 | 52.56 | 101.2 | 78.1 | 0.19 | 2.99
2019 | 9 | 22 | 11:00 | 6348 | 14.2 | 14.5 | 15.6 | 15.2 | 12.8 | 15.4 | 14.2 | 14.5 | 12.5 | 12.4 | 9.7 | 12.5 | 12.9 | 11.9 | 12.4 | 13 | 52.56 | 101.2 | 78.1 | 0.19 | 2.99
2019 | 9 | 22 | 12:00 | 6349 | 14.5 | 14.7 | 16.1 | 12.8 | 10.7 | 15.1 | 15.2 | 14.5 | 12.5 | 12.4 | 9.7 | 12.5 | 12.9 | 11.9 | 12.4 | 13 | 52.56 | 101.2 | 78.1 | 0.19 | 2.99
2019 | 9 | 22 | 13:00 | 6350 | 15.2 | 15.9 | 16.2 | 9.7 | 7.5 | 14.9 | 15.2 | 14.5 | 12.5 | 12.4 | 9.7 | 12.5 | 12.9 | 11.9 | 12.4 | 13 | 52.56 | 101.2 | 78.1 | 0.19 | 2.99
2019 | 9 | 22 | 14:00 | 6351 | 15 | 15.5 | 16.4 | 8.3 | 6.9 | 14.9 | 15.2 | 14.5 | 12.5 | 12.4 | 9.7 | 12.5 | 12.9 | 11.9 | 12.4 | 13 | 52.56 | 101.2 | 78.1 | 0.19 | 2.99
2019 | 9 | 22 | 15:00 | 6352 | 15.1 | 9.5 | 15.8 | 7.6 | 6 | 8.4 | 15.2 | 14.5 | 12.5 | 12.4 | 9.7 | 12.5 | 12.9 | 11.9 | 12.4 | 13 | 52.56 | 101.2 | 78.1 | 0.19 | 2.99
2019 | 9 | 22 | 16:00 | 6353 | 14.1 | 8 | 11.4 | 7.7 | 6 | 6.8 | 15.2 | 14.5 | 12.5 | 12.4 | 9.7 | 12.5 | 12.9 | 11.9 | 12.4 | 13 | 52.56 | 101.2 | 78.1 | 0.19 | 2.99
2019 | 9 | 22 | 17:00 | 6354 | 9.3 | 7.5 | 9 | 6.7 | 5.8 | 6.4 | 15.2 | 14.5 | 12.5 | 12.4 | 9.7 | 12.5 | 12.9 | 11.9 | 12.4 | 13 | 52.56 | 101.2 | 78.1 | 0.19 | 2.99
2019 | 9 | 22 | 18:00 | 6355 | 8.1 | 6.8 | 8.1 | 4.7 | 4.6 | 6 | 15.2 | 14.5 | 12.5 | 12.4 | 9.7 | 12.5 | 12.9 | 11.9 | 12.4 | 13 | 52.56 | 101.2 | 78.1 | 0.19 | 2.99
2019 | 9 | 22 | 19:00 | 6356 | 7.5 | 6.7 | 7.1 | 3.9 | 3.1 | 5.4 | 15.2 | 14.5 | 12.5 | 12.4 | 9.7 | 12.5 | 12.9 | 11.9 | 12.4 | 13 | 52.56 | 101.2 | 78.1 | 0.19 | 2.99
2019 | 9 | 22 | 20:00 | 6357 | 7.3 | 6.6 | 6.3 | 3.2 | 2.2 | 5.2 | 15.2 | 14.5 | 12.5 | 12.4 | 9.7 | 12.5 | 12.9 | 11.9 | 12.4 | 13 | 52.56 | 101.2 | 78.1 | 0.19 | 2.99
2019 | 9 | 22 | 21:00 | 6358 | 6.8 | 5.7 | 5.6 | 1.9 | 1.9 | 4.5 | 15.2 | 14.5 | 12.5 | 12.4 | 9.7 | 12.5 | 12.9 | 11.9 | 12.4 | 13 | 52.56 | 101.2 | 78.1 | 0.19 | 2.99
2019 | 9 | 22 | 22:00 | 6359 | 6.2 | 4.8 | 5 | 1.5 | 1.2 | 3.6 | 15.2 | 14.5 | 12.5 | 12.4 | 9.7 | 12.5 | 12.9 | 11.9 | 12.4 | 13 | 52.56 | 101.2 | 78.1 | 0.19 | 2.99
2019 | 9 | 22 | 23:00 | 6360 | 4.5 | 4 | 4.6 | 0.7 | 0.6 | 2.7 | 15.2 | 14.5 | 12.5 | 12.4 | 9.7 | 12.5 | 12.9 | 11.9 | 12.4 | 13 | 52.56 | 101.2 | 78.1 | 0.19 | 2.99
2019 | 9 | 23 | 0:00 | 6361 | 3.8 | 3.3 | 4.2 | 0 | 0.1 | 2.2 | 13 | 13.5 | 12.1 | 11.1 | 10.4 | 12.1 | 12.4 | 11.2 | 8.5 | 12.2 | 50.36 | 100 | 80.48 | 0.19 | 3.26
2019 | 9 | 23 | 1:00 | 6362 | 1.4 | 2.9 | 4 | -0.5 | -0.2 | 1.9 | 13 | 13.5 | 12.1 | 11.1 | 10.4 | 12.1 | 12.4 | 11.2 | 8.5 | 12.2 | 50.36 | 100 | 80.48 | 0.19 | 3.26
2019 | 9 | 23 | 2:00 | 6363 | 0.3 | 2.5 | 3.4 | -0.8 | -0.6 | 1.6 | 13 | 13.5 | 12.1 | 11.1 | 10.4 | 12.1 | 12.4 | 11.2 | 8.5 | 12.2 | 50.36 | 100 | 80.48 | 0.19 | 3.26
2019 | 9 | 23 | 3:00 | 6364 | 0.4 | 1.8 | 3.4 | -1.4 | -0.9 | 1.2 | 13 | 13.5 | 12.1 | 11.1 | 10.4 | 12.1 | 12.4 | 11.2 | 8.5 | 12.2 | 50.36 | 100 | 80.48 | 0.19 | 3.26
2019 | 9 | 23 | 4:00 | 6365 | -0.1 | 1.5 | 3.2 | -1.6 | -0.8 | 0.9 | 13 | 13.5 | 12.1 | 11.1 | 10.4 | 12.1 | 12.4 | 11.2 | 8.5 | 12.2 | 50.36 | 100 | 80.48 | 0.19 | 3.26
2019 | 9 | 23 | 5:00 | 6366 | 0 | 1.3 | 3.2 | -1.2 | 0 | 1 | 13 | 13.5 | 12.1 | 11.1 | 10.4 | 12.1 | 12.4 | 11.2 | 8.5 | 12.2 | 50.36 | 100 | 80.48 | 0.19 | 3.26
2019 | 9 | 23 | 6:00 | 6367 | 4.5 | 1.6 | 4.8 | 2 | 1.9 | 1.9 | 13 | 13.5 | 12.1 | 11.1 | 10.4 | 12.1 | 12.4 | 11.2 | 8.5 | 12.2 | 50.36 | 100 | 80.48 | 0.19 | 3.26
2019 | 9 | 23 | 7:00 | 6368 | 7 | 2.7 | 7.5 | 6 | 5.2 | 4 | 13 | 13.5 | 12.1 | 11.1 | 10.4 | 12.1 | 12.4 | 11.2 | 8.5 | 12.2 | 50.36 | 100 | 80.48 | 0.19 | 3.26
2019 | 9 | 23 | 8:00 | 6369 | 8.6 | 6.2 | 9.8 | 8.7 | 7.6 | 6.5 | 13 | 13.5 | 12.1 | 11.1 | 10.4 | 12.1 | 12.4 | 11.2 | 8.5 | 12.2 | 50.36 | 100 | 80.48 | 0.19 | 3.26
2019 | 9 | 23 | 9:00 | 6370 | 9.3 | 8.5 | 11.2 | 9.8 | 9.2 | 7.5 | 13 | 13.5 | 12.1 | 11.1 | 10.4 | 12.1 | 12.4 | 11.2 | 8.5 | 12.2 | 50.36 | 100 | 80.48 | 0.19 | 3.26
2019 | 9 | 23 | 10:00 | 6371 | 10.4 | 9.7 | 11.7 | 10.6 | 10.3 | 9.1 | 13 | 13.5 | 12.1 | 11.1 | 10.4 | 12.1 | 12.4 | 11.2 | 8.5 | 12.2 | 50.36 | 100 | 80.48 | 0.19 | 3.26
2019 | 9 | 23 | 11:00 | 6372 | 10.7 | 10.6 | 12.2 | 11.2 | 11 | 10 | 13 | 13.5 | 12.1 | 11.1 | 10.4 | 12.1 | 12.4 | 11.2 | 8.5 | 12.2 | 50.36 | 100 | 80.48 | 0.19 | 3.26
2019 | 9 | 23 | 12:00 | 6373 | 11.4 | 10.9 | 12.7 | 11.6 | 11.5 | 10.2 | 14.2 | 13.5 | 12.1 | 11.1 | 10.4 | 12.1 | 12.4 | 11.2 | 8.5 | 12.2 | 50.36 | 100 | 80.48 | 0.19 | 3.26
2019 | 9 | 23 | 13:00 | 6374 | 11.6 | 11.2 | 13.2 | 11.8 | 11.7 | 10.4 | 14.2 | 13.5 | 12.1 | 11.1 | 10.4 | 12.1 | 12.4 | 11.2 | 8.5 | 12.2 | 50.36 | 100 | 80.48 | 0.19 | 3.26
2019 | 9 | 23 | 14:00 | 6375 | 11.5 | 11.1 | 13.2 | 11.5 | 11.7 | 10.2 | 14.2 | 13.5 | 12.1 | 11.1 | 10.4 | 12.1 | 12.4 | 11.2 | 8.5 | 12.2 | 50.36 | 100 | 80.48 | 0.19 | 3.26
2019 | 9 | 23 | 15:00 | 6376 | 11.2 | 10.8 | 12 | 11.3 | 10.8 | 10.2 | 14.2 | 13.5 | 12.1 | 11.1 | 10.4 | 12.1 | 12.4 | 11.2 | 8.5 | 12.2 | 50.36 | 100 | 80.48 | 0.19 | 3.26
2019 | 9 | 23 | 16:00 | 6377 | 10.1 | 9.5 | 10.9 | 7.9 | 8.2 | 8.9 | 14.2 | 13.5 | 12.1 | 11.1 | 10.4 | 12.1 | 12.4 | 11.2 | 8.5 | 12.2 | 50.36 | 100 | 80.48 | 0.19 | 3.26
2019 | 9 | 23 | 17:00 | 6378 | 5.5 | 7.1 | 7.5 | 4.4 | 5.4 | 6.4 | 14.2 | 13.5 | 12.1 | 11.1 | 10.4 | 12.1 | 12.4 | 11.2 | 8.5 | 12.2 | 50.36 | 100 | 80.48 | 0.19 | 3.26
2019 | 9 | 23 | 18:00 | 6379 | 3 | 4.9 | 5.4 | 3.2 | 4 | 4.4 | 14.2 | 13.5 | 12.1 | 11.1 | 10.4 | 12.1 | 12.4 | 11.2 | 8.5 | 12.2 | 50.36 | 100 | 80.48 | 0.19 | 3.26
2019 | 9 | 23 | 19:00 | 6380 | 1.4 | 3.5 | 3.9 | 1.6 | 2.9 | 3 | 14.2 | 13.5 | 12.1 | 11.1 | 10.4 | 12.1 | 12.4 | 11.2 | 8.5 | 12.2 | 50.36 | 100 | 80.48 | 0.19 | 3.26
2019 | 9 | 23 | 20:00 | 6381 | 0.3 | 2.5 | 4.2 | 0.7 | 2 | 1.8 | 14.2 | 13.5 | 12.1 | 11.1 | 10.4 | 12.1 | 12.4 | 11.2 | 8.5 | 12.2 | 50.36 | 100 | 80.48 | 0.19 | 3.26
2019 | 9 | 23 | 21:00 | 6382 | -0.1 | 1.4 | 4.4 | 0.2 | 2.2 | 1.1 | 14.2 | 13.5 | 12.1 | 11.1 | 10.4 | 12.1 | 12.4 | 11.2 | 8.5 | 12.2 | 50.36 | 100 | 80.48 | 0.19 | 3.26
2019 | 9 | 23 | 22:00 | 6383 | 0 | 0.8 | 3.7 | 0 | 1.6 | 0.6 | 14.2 | 13.5 | 12.1 | 11.1 | 10.4 | 12.1 | 12.4 | 11.2 | 8.5 | 12.2 | 50.36 | 100 | 80.48 | 0.19 | 3.26
2019 | 9 | 23 | 23:00 | 6384 | -1.5 | -0.1 | 3.4 | -0.3 | 0.9 | 0.1 | 14.2 | 13.5 | 12.1 | 11.1 | 10.4 | 12.1 | 12.4 | 11.2 | 8.5 | 12.2 | 50.36 | 100 | 80.48 | 0.19 | 3.26
2019 | 9 | 24 | 0:00 | 6385 | -1.4 | -0.3 | 3.2 | -1 | 0.4 | -0.2 | 12.6 | 11.9 | 11.5 | 9.8 | 11.2 | 11.4 | 11.7 | 10.4 | 7.3 | 11.9 | 50.95 | 100.06 | 80.16 | 0.19 | 3.01
2019 | 9 | 24 | 1:00 | 6386 | -1.6 | -0.7 | 2.9 | -1.4 | -0.3 | -0.8 | 12.6 | 11.9 | 11.5 | 9.8 | 11.2 | 11.4 | 11.7 | 10.4 | 7.3 | 11.9 | 50.95 | 100.06 | 80.16 | 0.19 | 3.01
2019 | 9 | 24 | 2:00 | 6387 | -2.3 | -1.5 | 3.1 | -1.8 | -0.5 | -1 | 12.6 | 11.9 | 11.5 | 9.8 | 11.2 | 11.4 | 11.7 | 10.4 | 7.3 | 11.9 | 50.95 | 100.06 | 80.16 | 0.19 | 3.01
2019 | 9 | 24 | 3:00 | 6388 | -2.1 | -1.3 | 2.9 | -2 | -0.8 | -1.4 | 12.6 | 11.9 | 11.5 | 9.8 | 11.2 | 11.4 | 11.7 | 10.4 | 7.3 | 11.9 | 50.95 | 100.06 | 80.16 | 0.19 | 3.01
2019 | 9 | 24 | 4:00 | 6389 | -2.6 | -2 | 2.8 | -2.4 | -0.8 | -1.6 | 12.6 | 11.9 | 11.5 | 9.8 | 11.2 | 11.4 | 11.7 | 10.4 | 7.3 | 11.9 | 50.95 | 100.06 | 80.16 | 0.19 | 3.01
2019 | 9 | 24 | 5:00 | 6390 | -1.9 | -1.3 | 3 | -1.2 | -0.6 | -0.9 | 12.6 | 11.9 | 11.5 | 9.8 | 11.2 | 11.4 | 11.7 | 10.4 | 7.3 | 11.9 | 50.95 | 100.06 | 80.16 | 0.19 | 3.01
2019 | 9 | 24 | 6:00 | 6391 | 0.7 | 2.2 | 4.6 | 1.7 | 1.9 | 1.5 | 12.6 | 11.9 | 11.5 | 9.8 | 11.2 | 11.4 | 11.7 | 10.4 | 7.3 | 11.9 | 50.95 | 100.06 | 80.16 | 0.19 | 3.01
2019 | 9 | 24 | 7:00 | 6392 | 6.4 | 5.5 | 7.3 | 4.1 | 6.7 | 4.3 | 12.6 | 11.9 | 11.5 | 9.8 | 11.2 | 11.4 | 11.7 | 10.4 | 7.3 | 11.9 | 50.95 | 100.06 | 80.16 | 0.19 | 3.01
2019 | 9 | 24 | 8:00 | 6393 | 8.7 | 8.2 | 9.4 | 7.3 | 9.6 | 6.8 | 12.6 | 11.9 | 11.5 | 9.8 | 11.2 | 11.4 | 11.7 | 10.4 | 7.3 | 11.9 | 50.95 | 100.06 | 80.16 | 0.19 | 3.01
2019 | 9 | 24 | 9:00 | 6394 | 10.5 | 10.6 | 11.6 | 10.6 | 11 | 9.2 | 12.6 | 11.9 | 11.5 | 9.8 | 11.2 | 11.4 | 11.7 | 10.4 | 7.3 | 11.9 | 50.95 | 100.06 | 80.16 | 0.19 | 3.01
2019 | 9 | 24 | 10:00 | 6395 | 11 | 11.2 | 13.2 | 11.6 | 11.2 | 9.5 | 12.6 | 11.9 | 11.5 | 9.8 | 11.2 | 11.4 | 11.7 | 10.4 | 7.3 | 11.9 | 50.95 | 100.06 | 80.16 | 0.19 | 3.01
2019 | 9 | 24 | 11:00 | 6396 | 12.1 | 12.1 | 14.1 | 12.5 | 11.9 | 10.6 | 12.6 | 11.9 | 11.5 | 9.8 | 11.2 | 11.4 | 11.7 | 10.4 | 7.3 | 11.9 | 50.95 | 100.06 | 80.16 | 0.19 | 3.01
2019 | 9 | 24 | 12:00 | 6397 | 12.9 | 12.5 | 14.2 | 12.8 | 12 | 11.6 | 14.2 | 11.9 | 11.5 | 9.8 | 11.2 | 11.4 | 11.7 | 10.4 | 7.3 | 11.9 | 50.95 | 100.06 | 80.16 | 0.19 | 3.01
2019 | 9 | 24 | 13:00 | 6398 | 12.1 | 12.2 | 14.3 | 12 | 11.4 | 11.8 | 14.2 | 11.9 | 11.5 | 9.8 | 11.2 | 11.4 | 11.7 | 10.4 | 7.3 | 11.9 | 50.95 | 100.06 | 80.16 | 0.19 | 3.01
2019 | 9 | 24 | 14:00 | 6399 | 12.6 | 12.6 | 14.4 | 11.8 | 11 | 11.6 | 14.2 | 11.9 | 11.5 | 9.8 | 11.2 | 11.4 | 11.7 | 10.4 | 7.3 | 11.9 | 50.95 | 100.06 | 80.16 | 0.19 | 3.01
2019 | 9 | 24 | 15:00 | 6400 | 11.9 | 11.4 | 13.1 | 11.3 | 10.8 | 10.7 | 14.2 | 11.9 | 11.5 | 9.8 | 11.2 | 11.4 | 11.7 | 10.4 | 7.3 | 11.9 | 50.95 | 100.06 | 80.16 | 0.19 | 3.01
2019 | 9 | 24 | 16:00 | 6401 | 10.4 | 10.3 | 12 | 10.1 | 9.1 | 9.2 | 14.2 | 11.9 | 11.5 | 9.8 | 11.2 | 11.4 | 11.7 | 10.4 | 7.3 | 11.9 | 50.95 | 100.06 | 80.16 | 0.19 | 3.01
2019 | 9 | 24 | 17:00 | 6402 | 8.3 | 8.4 | 8.9 | 7.1 | 7 | 7.3 | 14.2 | 11.9 | 11.5 | 9.8 | 11.2 | 11.4 | 11.7 | 10.4 | 7.3 | 11.9 | 50.95 | 100.06 | 80.16 | 0.19 | 3.01
2019 | 9 | 24 | 18:00 | 6403 | 7.1 | 7.6 | 8.3 | 6.3 | 6.8 | 5.8 | 14.2 | 11.9 | 11.5 | 9.8 | 11.2 | 11.4 | 11.7 | 10.4 | 7.3 | 11.9 | 50.95 | 100.06 | 80.16 | 0.19 | 3.01
2019 | 9 | 24 | 19:00 | 6404 | 7.1 | 6.4 | 7.8 | 7 | 6.1 | 4.7 | 14.2 | 11.9 | 11.5 | 9.8 | 11.2 | 11.4 | 11.7 | 10.4 | 7.3 | 11.9 | 50.95 | 100.06 | 80.16 | 0.19 | 3.01
2019 | 9 | 24 | 20:00 | 6405 | 4.7 | 4.3 | 7.1 | 6.4 | 5.1 | 4.3 | 14.2 | 11.9 | 11.5 | 9.8 | 11.2 | 11.4 | 11.7 | 10.4 | 7.3 | 11.9 | 50.95 | 100.06 | 80.16 | 0.19 | 3.01
2019 | 9 | 24 | 21:00 | 6406 | 4.6 | 3.4 | 6.3 | 5.2 | 6.5 | 3.6 | 14.2 | 11.9 | 11.5 | 9.8 | 11.2 | 11.4 | 11.7 | 10.4 | 7.3 | 11.9 | 50.95 | 100.06 | 80.16 | 0.19 | 3.01
2019 | 9 | 24 | 22:00 | 6407 | 4 | 2.4 | 6.4 | 3.8 | 5.6 | 2.9 | 14.2 | 11.9 | 11.5 | 9.8 | 11.2 | 11.4 | 11.7 | 10.4 | 7.3 | 11.9 | 50.95 | 100.06 | 80.16 | 0.19 | 3.01
2019 | 9 | 24 | 23:00 | 6408 | 2.3 | 2.1 | 6.6 | 4.3 | 5.5 | 2.8 | 14.2 | 11.9 | 11.5 | 9.8 | 11.2 | 11.4 | 11.7 | 10.4 | 7.3 | 11.9 | 50.95 | 100.06 | 80.16 | 0.19 | 3.01
2019 | 9 | 25 | 0:00 | 6409 | 2.3 | 1.6 | 7.4 | 4.5 | 4.2 | 2.5 | 12 | 11.3 | 11 | 9.6 | 11.6 | 10.6 | 10.4 | 9.7 | 8.6 | 11.6 | 51.79 | 98.76 | 79.39 | 0.17 | 2.76
2019 | 9 | 25 | 1:00 | 6410 | 2.1 | 1.2 | 6.9 | 5.4 | 3.4 | 1.9 | 12 | 11.3 | 11 | 9.6 | 11.6 | 10.6 | 10.4 | 9.7 | 8.6 | 11.6 | 51.79 | 98.76 | 79.39 | 0.17 | 2.76
2019 | 9 | 25 | 2:00 | 6411 | 1.6 | 1.8 | 6 | 5.3 | 4 | 1.5 | 12 | 11.3 | 11 | 9.6 | 11.6 | 10.6 | 10.4 | 9.7 | 8.6 | 11.6 | 51.79 | 98.76 | 79.39 | 0.17 | 2.76
2019 | 9 | 25 | 3:00 | 6412 | 3.6 | 3.1 | 6.1 | 4.6 | 3.7 | 1.3 | 12 | 11.3 | 11 | 9.6 | 11.6 | 10.6 | 10.4 | 9.7 | 8.6 | 11.6 | 51.79 | 98.76 | 79.39 | 0.17 | 2.76
2019 | 9 | 25 | 4:00 | 6413 | 4.1 | 3.2 | 6.8 | 4.5 | 3.4 | 1.4 | 12 | 11.3 | 11 | 9.6 | 11.6 | 10.6 | 10.4 | 9.7 | 8.6 | 11.6 | 51.79 | 98.76 | 79.39 | 0.17 | 2.76
2019 | 9 | 25 | 5:00 | 6414 | 4.3 | 3.6 | 6.6 | 4.4 | 4 | 1.7 | 12 | 11.3 | 11 | 9.6 | 11.6 | 10.6 | 10.4 | 9.7 | 8.6 | 11.6 | 51.79 | 98.76 | 79.39 | 0.17 | 2.76
2019 | 9 | 25 | 6:00 | 6415 | 4.7 | 4.9 | 7.1 | 4.9 | 4.3 | 3.2 | 12 | 11.3 | 11 | 9.6 | 11.6 | 10.6 | 10.4 | 9.7 | 8.6 | 11.6 | 51.79 | 98.76 | 79.39 | 0.17 | 2.76
2019 | 9 | 25 | 7:00 | 6416 | 5.4 | 5.8 | 7.5 | 6.1 | 5.5 | 4.5 | 12 | 11.3 | 11 | 9.6 | 11.6 | 10.6 | 10.4 | 9.7 | 8.6 | 11.6 | 51.79 | 98.76 | 79.39 | 0.17 | 2.76
2019 | 9 | 25 | 8:00 | 6417 | 6.8 | 6.5 | 9 | 7.3 | 7 | 6 | 12 | 11.3 | 11 | 9.6 | 11.6 | 10.6 | 10.4 | 9.7 | 8.6 | 11.6 | 51.79 | 98.76 | 79.39 | 0.17 | 2.76
2019 | 9 | 25 | 9:00 | 6418 | 8.2 | 7.3 | 9.9 | 8.7 | 8.2 | 7.5 | 12 | 11.3 | 11 | 9.6 | 11.6 | 10.6 | 10.4 | 9.7 | 8.6 | 11.6 | 51.79 | 98.76 | 79.39 | 0.17 | 2.76
2019 | 9 | 25 | 10:00 | 6419 | 9.8 | 8.4 | 10.5 | 9.3 | 8.8 | 7.9 | 12 | 11.3 | 11 | 9.6 | 11.6 | 10.6 | 10.4 | 9.7 | 8.6 | 11.6 | 51.79 | 98.76 | 79.39 | 0.17 | 2.76
2019 | 9 | 25 | 11:00 | 6420 | 11.4 | 9.1 | 11 | 10.6 | 9.6 | 8.6 | 12 | 11.3 | 11 | 9.6 | 11.6 | 10.6 | 10.4 | 9.7 | 8.6 | 11.6 | 51.79 | 98.76 | 79.39 | 0.17 | 2.76
2019 | 9 | 25 | 12:00 | 6421 | 11.6 | 8.7 | 11.1 | 11.7 | 10.1 | 9 | 13.8 | 11.3 | 11 | 9.6 | 11.6 | 10.6 | 10.4 | 9.7 | 8.6 | 11.6 | 51.79 | 98.76 | 79.39 | 0.17 | 2.76
2019 | 9 | 25 | 13:00 | 6422 | 11.3 | 9.1 | 11.1 | 12.7 | 10.4 | 9.7 | 13.8 | 11.3 | 11 | 9.6 | 11.6 | 10.6 | 10.4 | 9.7 | 8.6 | 11.6 | 51.79 | 98.76 | 79.39 | 0.17 | 2.76
2019 | 9 | 25 | 14:00 | 6423 | 10.4 | 9.6 | 11 | 12.1 | 9.9 | 10 | 13.8 | 11.3 | 11 | 9.6 | 11.6 | 10.6 | 10.4 | 9.7 | 8.6 | 11.6 | 51.79 | 98.76 | 79.39 | 0.17 | 2.76
2019 | 9 | 25 | 15:00 | 6424 | 9.9 | 9.8 | 11 | 11.2 | 9.8 | 9.7 | 13.8 | 11.3 | 11 | 9.6 | 11.6 | 10.6 | 10.4 | 9.7 | 8.6 | 11.6 | 51.79 | 98.76 | 79.39 | 0.17 | 2.76
2019 | 9 | 25 | 16:00 | 6425 | 9.6 | 9.4 | 10.5 | 11.1 | 9.4 | 9.1 | 13.8 | 11.3 | 11 | 9.6 | 11.6 | 10.6 | 10.4 | 9.7 | 8.6 | 11.6 | 51.79 | 98.76 | 79.39 | 0.17 | 2.76
2019 | 9 | 25 | 17:00 | 6426 | 9.2 | 9 | 9.9 | 9.8 | 8.9 | 8.5 | 13.8 | 11.3 | 11 | 9.6 | 11.6 | 10.6 | 10.4 | 9.7 | 8.6 | 11.6 | 51.79 | 98.76 | 79.39 | 0.17 | 2.76
2019 | 9 | 25 | 18:00 | 6427 | 9 | 8.8 | 9.2 | 8.8 | 8.2 | 8.2 | 13.8 | 11.3 | 11 | 9.6 | 11.6 | 10.6 | 10.4 | 9.7 | 8.6 | 11.6 | 51.79 | 98.76 | 79.39 | 0.17 | 2.76
2019 | 9 | 25 | 19:00 | 6428 | 8.8 | 8.5 | 8.7 | 7.8 | 8.1 | 7.9 | 13.8 | 11.3 | 11 | 9.6 | 11.6 | 10.6 | 10.4 | 9.7 | 8.6 | 11.6 | 51.79 | 98.76 | 79.39 | 0.17 | 2.76
2019 | 9 | 25 | 20:00 | 6429 | 8.3 | 8.4 | 7.9 | 7.9 | 8 | 7.7 | 13.8 | 11.3 | 11 | 9.6 | 11.6 | 10.6 | 10.4 | 9.7 | 8.6 | 11.6 | 51.79 | 98.76 | 79.39 | 0.17 | 2.76
2019 | 9 | 25 | 21:00 | 6430 | 7.2 | 7.1 | 6.5 | 8 | 7.5 | 7.5 | 13.8 | 11.3 | 11 | 9.6 | 11.6 | 10.6 | 10.4 | 9.7 | 8.6 | 11.6 | 51.79 | 98.76 | 79.39 | 0.17 | 2.76
2019 | 9 | 25 | 22:00 | 6431 | 7.2 | 6 | 6.5 | 7 | 6.5 | 7.6 | 13.8 | 11.3 | 11 | 9.6 | 11.6 | 10.6 | 10.4 | 9.7 | 8.6 | 11.6 | 51.79 | 98.76 | 79.39 | 0.17 | 2.76
2019 | 9 | 25 | 23:00 | 6432 | 7.3 | 4.5 | 5.9 | 5 | 5.5 | 7.2 | 13.8 | 11.3 | 11 | 9.6 | 11.6 | 10.6 | 10.4 | 9.7 | 8.6 | 11.6 | 51.79 | 98.76 | 79.39 | 0.17 | 2.76
2019 | 9 | 26 | 0:00 | 6433 | 6.4 | 5.4 | 5.7 | 4.3 | 4.8 | 6.2 | 11.6 | 10.8 | 10.7 | 9.9 | 11.9 | 11.5 | 10.7 | 9.1 | 8.4 | 11.4 | 52.48 | 99.09 | 80.74 | 0.16 | 2.63
2019 | 9 | 26 | 1:00 | 6434 | 6 | 4.7 | 5.5 | 3.2 | 3.8 | 4.6 | 11.6 | 10.8 | 10.7 | 9.9 | 11.9 | 11.5 | 10.7 | 9.1 | 8.4 | 11.4 | 52.48 | 99.09 | 80.74 | 0.16 | 2.63
2019 | 9 | 26 | 2:00 | 6435 | 4.5 | 4.7 | 5.2 | 3 | 3.1 | 4.1 | 11.6 | 10.8 | 10.7 | 9.9 | 11.9 | 11.5 | 10.7 | 9.1 | 8.4 | 11.4 | 52.48 | 99.09 | 80.74 | 0.16 | 2.63
2019 | 9 | 26 | 3:00 | 6436 | 3.8 | 4 | 4.6 | 2.9 | 2.3 | 3.6 | 11.6 | 10.8 | 10.7 | 9.9 | 11.9 | 11.5 | 10.7 | 9.1 | 8.4 | 11.4 | 52.48 | 99.09 | 80.74 | 0.16 | 2.63
2019 | 9 | 26 | 4:00 | 6437 | 4.4 | 3.5 | 4.5 | 2.3 | 2.1 | 3 | 11.6 | 10.8 | 10.7 | 9.9 | 11.9 | 11.5 | 10.7 | 9.1 | 8.4 | 11.4 | 52.48 | 99.09 | 80.74 | 0.16 | 2.63
2019 | 9 | 26 | 5:00 | 6438 | 2.4 | 3.6 | 4.5 | 2.4 | 2.2 | 3 | 11.6 | 10.8 | 10.7 | 9.9 | 11.9 | 11.5 | 10.7 | 9.1 | 8.4 | 11.4 | 52.48 | 99.09 | 80.74 | 0.16 | 2.63
2019 | 9 | 26 | 6:00 | 6439 | 6 | 6.5 | 5.6 | 4.7 | 4.5 | 5.6 | 11.6 | 10.8 | 10.7 | 9.9 | 11.9 | 11.5 | 10.7 | 9.1 | 8.4 | 11.4 | 52.48 | 99.09 | 80.74 | 0.16 | 2.63
2019 | 9 | 26 | 7:00 | 6440 | 10.2 | 8.5 | 8.3 | 6.7 | 7.4 | 7.8 | 11.6 | 10.8 | 10.7 | 9.9 | 11.9 | 11.5 | 10.7 | 9.1 | 8.4 | 11.4 | 52.48 | 99.09 | 80.74 | 0.16 | 2.63
2019 | 9 | 26 | 8:00 | 6441 | 12.9 | 10.8 | 11.2 | 8.8 | 9.6 | 11.2 | 11.6 | 10.8 | 10.7 | 9.9 | 11.9 | 11.5 | 10.7 | 9.1 | 8.4 | 11.4 | 52.48 | 99.09 | 80.74 | 0.16 | 2.63
2019 | 9 | 26 | 9:00 | 6442 | 15.5 | 13.1 | 13.7 | 11.7 | 12.4 | 13.3 | 11.6 | 10.8 | 10.7 | 9.9 | 11.9 | 11.5 | 10.7 | 9.1 | 8.4 | 11.4 | 52.48 | 99.09 | 80.74 | 0.16 | 2.63
2019 | 9 | 26 | 10:00 | 6443 | 16.8 | 15.3 | 16.1 | 13.8 | 14.1 | 15.2 | 11.6 | 10.8 | 10.7 | 9.9 | 11.9 | 11.5 | 10.7 | 9.1 | 8.4 | 11.4 | 52.48 | 99.09 | 80.74 | 0.16 | 2.63
2019 | 9 | 26 | 11:00 | 6444 | 17.3 | 16.7 | 17.4 | 15 | 15.4 | 17 | 11.6 | 10.8 | 10.7 | 9.9 | 11.9 | 11.5 | 10.7 | 9.1 | 8.4 | 11.4 | 52.48 | 99.09 | 80.74 | 0.16 | 2.63
2019 | 9 | 26 | 12:00 | 6445 | 18.2 | 17.5 | 18.9 | 15.9 | 16.5 | 17.8 | 15.4 | 10.8 | 10.7 | 9.9 | 11.9 | 11.5 | 10.7 | 9.1 | 8.4 | 11.4 | 52.48 | 99.09 | 80.74 | 0.16 | 2.63
2019 | 9 | 26 | 13:00 | 6446 | 18.9 | 17.9 | 18.9 | 16.4 | 16.7 | 17.9 | 15.4 | 10.8 | 10.7 | 9.9 | 11.9 | 11.5 | 10.7 | 9.1 | 8.4 | 11.4 | 52.48 | 99.09 | 80.74 | 0.16 | 2.63
2019 | 9 | 26 | 14:00 | 6447 | 18.9 | 18.2 | 18.7 | 16.4 | 16.8 | 17.1 | 15.4 | 10.8 | 10.7 | 9.9 | 11.9 | 11.5 | 10.7 | 9.1 | 8.4 | 11.4 | 52.48 | 99.09 | 80.74 | 0.16 | 2.63
2019 | 9 | 26 | 15:00 | 6448 | 18.2 | 17.4 | 16.4 | 15.9 | 16.2 | 16.3 | 15.4 | 10.8 | 10.7 | 9.9 | 11.9 | 11.5 | 10.7 | 9.1 | 8.4 | 11.4 | 52.48 | 99.09 | 80.74 | 0.16 | 2.63
2019 | 9 | 26 | 16:00 | 6449 | 14.6 | 15.9 | 15 | 13.6 | 13 | 14.8 | 15.4 | 10.8 | 10.7 | 9.9 | 11.9 | 11.5 | 10.7 | 9.1 | 8.4 | 11.4 | 52.48 | 99.09 | 80.74 | 0.16 | 2.63
2019 | 9 | 26 | 17:00 | 6450 | 10.2 | 13.8 | 11.3 | 10.1 | 9.5 | 12.9 | 15.4 | 10.8 | 10.7 | 9.9 | 11.9 | 11.5 | 10.7 | 9.1 | 8.4 | 11.4 | 52.48 | 99.09 | 80.74 | 0.16 | 2.63
2019 | 9 | 26 | 18:00 | 6451 | 9 | 10.7 | 10.2 | 6.9 | 7.7 | 11.5 | 15.4 | 10.8 | 10.7 | 9.9 | 11.9 | 11.5 | 10.7 | 9.1 | 8.4 | 11.4 | 52.48 | 99.09 | 80.74 | 0.16 | 2.63
2019 | 9 | 26 | 19:00 | 6452 | 8 | 10.4 | 9.3 | 6.3 | 6.3 | 9.9 | 15.4 | 10.8 | 10.7 | 9.9 | 11.9 | 11.5 | 10.7 | 9.1 | 8.4 | 11.4 | 52.48 | 99.09 | 80.74 | 0.16 | 2.63
2019 | 9 | 26 | 20:00 | 6453 | 6.6 | 9.6 | 9.8 | 5.6 | 5.4 | 8.7 | 15.4 | 10.8 | 10.7 | 9.9 | 11.9 | 11.5 | 10.7 | 9.1 | 8.4 | 11.4 | 52.48 | 99.09 | 80.74 | 0.16 | 2.63
2019 | 9 | 26 | 21:00 | 6454 | 6.5 | 7.5 | 9.3 | 4.3 | 4.6 | 8 | 15.4 | 10.8 | 10.7 | 9.9 | 11.9 | 11.5 | 10.7 | 9.1 | 8.4 | 11.4 | 52.48 | 99.09 | 80.74 | 0.16 | 2.63
2019 | 9 | 26 | 22:00 | 6455 | 5.5 | 6.4 | 8.8 | 3.3 | 4.4 | 6.8 | 15.4 | 10.8 | 10.7 | 9.9 | 11.9 | 11.5 | 10.7 | 9.1 | 8.4 | 11.4 | 52.48 | 99.09 | 80.74 | 0.16 | 2.63
2019 | 9 | 26 | 23:00 | 6456 | 4.9 | 5.9 | 8.8 | 3.1 | 3.8 | 5.7 | 15.4 | 10.8 | 10.7 | 9.9 | 11.9 | 11.5 | 10.7 | 9.1 | 8.4 | 11.4 | 52.48 | 99.09 | 80.74 | 0.16 | 2.63
2019 | 9 | 27 | 0:00 | 6457 | 4.4 | 5 | 8.2 | 2.6 | 3.3 | 5 | 13 | 11.4 | 10.6 | 10 | 11.8 | 12 | 11.6 | 8.9 | 8.1 | 11.2 | 52.42 | 98.99 | 81.29 | 0.15 | 2.93
2019 | 9 | 27 | 1:00 | 6458 | 3.4 | 3.8 | 8.1 | 2.2 | 3 | 4.3 | 13 | 11.4 | 10.6 | 10 | 11.8 | 12 | 11.6 | 8.9 | 8.1 | 11.2 | 52.42 | 98.99 | 81.29 | 0.15 | 2.93
2019 | 9 | 27 | 2:00 | 6459 | 3.8 | 3.9 | 7.5 | 1.7 | 2.8 | 3.7 | 13 | 11.4 | 10.6 | 10 | 11.8 | 12 | 11.6 | 8.9 | 8.1 | 11.2 | 52.42 | 98.99 | 81.29 | 0.15 | 2.93
2019 | 9 | 27 | 3:00 | 6460 | 3.3 | 2.9 | 7.2 | 0.9 | 2.1 | 2.9 | 13 | 11.4 | 10.6 | 10 | 11.8 | 12 | 11.6 | 8.9 | 8.1 | 11.2 | 52.42 | 98.99 | 81.29 | 0.15 | 2.93
2019 | 9 | 27 | 4:00 | 6461 | 2.2 | 3.3 | 7 | 0.7 | 2.3 | 2.4 | 13 | 11.4 | 10.6 | 10 | 11.8 | 12 | 11.6 | 8.9 | 8.1 | 11.2 | 52.42 | 98.99 | 81.29 | 0.15 | 2.93
2019 | 9 | 27 | 5:00 | 6462 | 2.4 | 3.5 | 7 | 1.1 | 2.5 | 2.8 | 13 | 11.4 | 10.6 | 10 | 11.8 | 12 | 11.6 | 8.9 | 8.1 | 11.2 | 52.42 | 98.99 | 81.29 | 0.15 | 2.93
2019 | 9 | 27 | 6:00 | 6463 | 7.6 | 6.2 | 8.5 | 4.3 | 5.5 | 5.4 | 13 | 11.4 | 10.6 | 10 | 11.8 | 12 | 11.6 | 8.9 | 8.1 | 11.2 | 52.42 | 98.99 | 81.29 | 0.15 | 2.93
2019 | 9 | 27 | 7:00 | 6464 | 10.7 | 9.9 | 11.5 | 7.8 | 10.5 | 8.8 | 13 | 11.4 | 10.6 | 10 | 11.8 | 12 | 11.6 | 8.9 | 8.1 | 11.2 | 52.42 | 98.99 | 81.29 | 0.15 | 2.93
2019 | 9 | 27 | 8:00 | 6465 | 13.6 | 13.4 | 13.3 | 11.4 | 13.2 | 11.8 | 13 | 11.4 | 10.6 | 10 | 11.8 | 12 | 11.6 | 8.9 | 8.1 | 11.2 | 52.42 | 98.99 | 81.29 | 0.15 | 2.93
2019 | 9 | 27 | 9:00 | 6466 | 16.3 | 16 | 15.6 | 14.1 | 15.9 | 15.1 | 13 | 11.4 | 10.6 | 10 | 11.8 | 12 | 11.6 | 8.9 | 8.1 | 11.2 | 52.42 | 98.99 | 81.29 | 0.15 | 2.93
2019 | 9 | 27 | 10:00 | 6467 | 17.4 | 17.8 | 16.7 | 17 | 17.5 | 16.9 | 13 | 11.4 | 10.6 | 10 | 11.8 | 12 | 11.6 | 8.9 | 8.1 | 11.2 | 52.42 | 98.99 | 81.29 | 0.15 | 2.93
2019 | 9 | 27 | 11:00 | 6468 | 18.2 | 18.8 | 17.4 | 18.3 | 19 | 17.9 | 13 | 11.4 | 10.6 | 10 | 11.8 | 12 | 11.6 | 8.9 | 8.1 | 11.2 | 52.42 | 98.99 | 81.29 | 0.15 | 2.93
2019 | 9 | 27 | 12:00 | 6469 | 18.7 | 19.2 | 17.5 | 19.3 | 18.3 | 18.6 | 15.8 | 11.4 | 10.6 | 10 | 11.8 | 12 | 11.6 | 8.9 | 8.1 | 11.2 | 52.42 | 98.99 | 81.29 | 0.15 | 2.93
2019 | 9 | 27 | 13:00 | 6470 | 18.8 | 19.4 | 17.8 | 18.5 | 18.9 | 18.5 | 15.8 | 11.4 | 10.6 | 10 | 11.8 | 12 | 11.6 | 8.9 | 8.1 | 11.2 | 52.42 | 98.99 | 81.29 | 0.15 | 2.93
2019 | 9 | 27 | 14:00 | 6471 | 18.9 | 19.2 | 17.1 | 19.8 | 19.2 | 17.4 | 15.8 | 11.4 | 10.6 | 10 | 11.8 | 12 | 11.6 | 8.9 | 8.1 | 11.2 | 52.42 | 98.99 | 81.29 | 0.15 | 2.93
2019 | 9 | 27 | 15:00 | 6472 | 18.5 | 18.5 | 17 | 18.8 | 18.2 | 17.4 | 15.8 | 11.4 | 10.6 | 10 | 11.8 | 12 | 11.6 | 8.9 | 8.1 | 11.2 | 52.42 | 98.99 | 81.29 | 0.15 | 2.93
2019 | 9 | 27 | 16:00 | 6473 | 16.3 | 15.1 | 14.4 | 14.3 | 15 | 15.2 | 15.8 | 11.4 | 10.6 | 10 | 11.8 | 12 | 11.6 | 8.9 | 8.1 | 11.2 | 52.42 | 98.99 | 81.29 | 0.15 | 2.93
2019 | 9 | 27 | 17:00 | 6474 | 13.1 | 11.5 | 12.9 | 10.9 | 11.8 | 12.7 | 15.8 | 11.4 | 10.6 | 10 | 11.8 | 12 | 11.6 | 8.9 | 8.1 | 11.2 | 52.42 | 98.99 | 81.29 | 0.15 | 2.93
2019 | 9 | 27 | 18:00 | 6475 | 10.4 | 9.8 | 12.7 | 9.2 | 10.2 | 11.5 | 15.8 | 11.4 | 10.6 | 10 | 11.8 | 12 | 11.6 | 8.9 | 8.1 | 11.2 | 52.42 | 98.99 | 81.29 | 0.15 | 2.93
2019 | 9 | 27 | 19:00 | 6476 | 12 | 9 | 13.1 | 8.5 | 8.8 | 10.2 | 15.8 | 11.4 | 10.6 | 10 | 11.8 | 12 | 11.6 | 8.9 | 8.1 | 11.2 | 52.42 | 98.99 | 81.29 | 0.15 | 2.93
2019 | 9 | 27 | 20:00 | 6477 | 11.4 | 7.5 | 13.4 | 7.6 | 7.8 | 9.2 | 15.8 | 11.4 | 10.6 | 10 | 11.8 | 12 | 11.6 | 8.9 | 8.1 | 11.2 | 52.42 | 98.99 | 81.29 | 0.15 | 2.93
2019 | 9 | 27 | 21:00 | 6478 | 10.4 | 7.3 | 13.4 | 7.2 | 7.2 | 8.4 | 15.8 | 11.4 | 10.6 | 10 | 11.8 | 12 | 11.6 | 8.9 | 8.1 | 11.2 | 52.42 | 98.99 | 81.29 | 0.15 | 2.93
2019 | 9 | 27 | 22:00 | 6479 | 9.1 | 6.7 | 13.4 | 7.6 | 9.8 | 7.5 | 15.8 | 11.4 | 10.6 | 10 | 11.8 | 12 | 11.6 | 8.9 | 8.1 | 11.2 | 52.42 | 98.99 | 81.29 | 0.15 | 2.93
2019 | 9 | 27 | 23:00 | 6480 | 8.6 | 6.9 | 12.6 | 8.8 | 10.2 | 6.8 | 15.8 | 11.4 | 10.6 | 10 | 11.8 | 12 | 11.6 | 8.9 | 8.1 | 11.2 | 52.42 | 98.99 | 81.29 | 0.15 | 2.93
2019 | 9 | 28 | 0:00 | 6481 | 8.1 | 7.8 | 12.2 | 9.6 | 9.7 | 6.3 | 13.8 | 11.5 | 11.1 | 10.8 | 10.8 | 11.6 | 11 | 9.2 | 9.6 | 11.2 | 53.85 | 105.88 | 83.09 | 0.24 | 2.8
2019 | 9 | 28 | 1:00 | 6482 | 8.2 | 8 | 11.9 | 8.8 | 9.3 | 6.6 | 13.8 | 11.5 | 11.1 | 10.8 | 10.8 | 11.6 | 11 | 9.2 | 9.6 | 11.2 | 53.85 | 105.88 | 83.09 | 0.24 | 2.8
2019 | 9 | 28 | 2:00 | 6483 | 8.6 | 7.8 | 11.5 | 9.2 | 8.8 | 6.3 | 13.8 | 11.5 | 11.1 | 10.8 | 10.8 | 11.6 | 11 | 9.2 | 9.6 | 11.2 | 53.85 | 105.88 | 83.09 | 0.24 | 2.8
2019 | 9 | 28 | 3:00 | 6484 | 8.8 | 8.2 | 11.4 | 9 | 8.8 | 6.4 | 13.8 | 11.5 | 11.1 | 10.8 | 10.8 | 11.6 | 11 | 9.2 | 9.6 | 11.2 | 53.85 | 105.88 | 83.09 | 0.24 | 2.8
2019 | 9 | 28 | 4:00 | 6485 | 8.8 | 8.3 | 11.4 | 9.1 | 8.8 | 6.6 | 13.8 | 11.5 | 11.1 | 10.8 | 10.8 | 11.6 | 11 | 9.2 | 9.6 | 11.2 | 53.85 | 105.88 | 83.09 | 0.24 | 2.8
2019 | 9 | 28 | 5:00 | 6486 | 9.1 | 8.5 | 11.5 | 9.3 | 8.9 | 6.7 | 13.8 | 11.5 | 11.1 | 10.8 | 10.8 | 11.6 | 11 | 9.2 | 9.6 | 11.2 | 53.85 | 105.88 | 83.09 | 0.24 | 2.8
2019 | 9 | 28 | 6:00 | 6487 | 9.1 | 8.6 | 11.9 | 9.4 | 8.9 | 7.7 | 13.8 | 11.5 | 11.1 | 10.8 | 10.8 | 11.6 | 11 | 9.2 | 9.6 | 11.2 | 53.85 | 105.88 | 83.09 | 0.24 | 2.8
2019 | 9 | 28 | 7:00 | 6488 | 8.9 | 8.9 | 12.5 | 9.4 | 8.7 | 9 | 13.8 | 11.5 | 11.1 | 10.8 | 10.8 | 11.6 | 11 | 9.2 | 9.6 | 11.2 | 53.85 | 105.88 | 83.09 | 0.24 | 2.8
2019 | 9 | 28 | 8:00 | 6489 | 9 | 9.4 | 14.3 | 9.7 | 8.9 | 8.4 | 13.8 | 11.5 | 11.1 | 10.8 | 10.8 | 11.6 | 11 | 9.2 | 9.6 | 11.2 | 53.85 | 105.88 | 83.09 | 0.24 | 2.8
2019 | 9 | 28 | 9:00 | 6490 | 9.3 | 9.7 | 14.2 | 10 | 9.6 | 8.5 | 13.8 | 11.5 | 11.1 | 10.8 | 10.8 | 11.6 | 11 | 9.2 | 9.6 | 11.2 | 53.85 | 105.88 | 83.09 | 0.24 | 2.8
2019 | 9 | 28 | 10:00 | 6491 | 9.7 | 9.7 | 14.5 | 10.7 | 9.9 | 8.7 | 13.8 | 11.5 | 11.1 | 10.8 | 10.8 | 11.6 | 11 | 9.2 | 9.6 | 11.2 | 53.85 | 105.88 | 83.09 | 0.24 | 2.8
2019 | 9 | 28 | 11:00 | 6492 | 10.1 | 10.1 | 14.8 | 11.4 | 10.2 | 8.8 | 13.8 | 11.5 | 11.1 | 10.8 | 10.8 | 11.6 | 11 | 9.2 | 9.6 | 11.2 | 53.85 | 105.88 | 83.09 | 0.24 | 2.8
2019 | 9 | 28 | 12:00 | 6493 | 10.5 | 10.5 | 15.1 | 13.2 | 10.7 | 8.9 | 14 | 11.5 | 11.1 | 10.8 | 10.8 | 11.6 | 11 | 9.2 | 9.6 | 11.2 | 53.85 | 105.88 | 83.09 | 0.24 | 2.8
2019 | 9 | 28 | 13:00 | 6494 | 11.1 | 11.1 | 15.6 | 14.1 | 11.2 | 9.1 | 14 | 11.5 | 11.1 | 10.8 | 10.8 | 11.6 | 11 | 9.2 | 9.6 | 11.2 | 53.85 | 105.88 | 83.09 | 0.24 | 2.8
2019 | 9 | 28 | 14:00 | 6495 | 11.9 | 12.9 | 15.2 | 14.4 | 11.9 | 9.3 | 14 | 11.5 | 11.1 | 10.8 | 10.8 | 11.6 | 11 | 9.2 | 9.6 | 11.2 | 53.85 | 105.88 | 83.09 | 0.24 | 2.8
2019 | 9 | 28 | 15:00 | 6496 | 13.7 | 13.7 | 14.8 | 13.8 | 12.6 | 9.6 | 14 | 11.5 | 11.1 | 10.8 | 10.8 | 11.6 | 11 | 9.2 | 9.6 | 11.2 | 53.85 | 105.88 | 83.09 | 0.24 | 2.8
2019 | 9 | 28 | 16:00 | 6497 | 13 | 13.5 | 14.7 | 13.6 | 12.7 | 10 | 14 | 11.5 | 11.1 | 10.8 | 10.8 | 11.6 | 11 | 9.2 | 9.6 | 11.2 | 53.85 | 105.88 | 83.09 | 0.24 | 2.8
2019 | 9 | 28 | 17:00 | 6498 | 11.9 | 12.1 | 14.7 | 12.8 | 12.4 | 10.3 | 14 | 11.5 | 11.1 | 10.8 | 10.8 | 11.6 | 11 | 9.2 | 9.6 | 11.2 | 53.85 | 105.88 | 83.09 | 0.24 | 2.8
2019 | 9 | 28 | 18:00 | 6499 | 11.7 | 11.5 | 14.6 | 12.2 | 11.4 | 10.7 | 14 | 11.5 | 11.1 | 10.8 | 10.8 | 11.6 | 11 | 9.2 | 9.6 | 11.2 | 53.85 | 105.88 | 83.09 | 0.24 | 2.8
2019 | 9 | 28 | 19:00 | 6500 | 11.5 | 10.8 | 14.4 | 12.6 | 11.2 | 11.2 | 14 | 11.5 | 11.1 | 10.8 | 10.8 | 11.6 | 11 | 9.2 | 9.6 | 11.2 | 53.85 | 105.88 | 83.09 | 0.24 | 2.8
2019 | 9 | 28 | 20:00 | 6501 | 11.6 | 11.9 | 14.6 | 12.7 | 11.7 | 11.5 | 14 | 11.5 | 11.1 | 10.8 | 10.8 | 11.6 | 11 | 9.2 | 9.6 | 11.2 | 53.85 | 105.88 | 83.09 | 0.24 | 2.8
2019 | 9 | 28 | 21:00 | 6502 | 11 | 11.9 | 13.9 | 12.4 | 11 | 11.5 | 14 | 11.5 | 11.1 | 10.8 | 10.8 | 11.6 | 11 | 9.2 | 9.6 | 11.2 | 53.85 | 105.88 | 83.09 | 0.24 | 2.8
2019 | 9 | 28 | 22:00 | 6503 | 11 | 11 | 14 | 11.8 | 10.8 | 11.2 | 14 | 11.5 | 11.1 | 10.8 | 10.8 | 11.6 | 11 | 9.2 | 9.6 | 11.2 | 53.85 | 105.88 | 83.09 | 0.24 | 2.8
2019 | 9 | 28 | 23:00 | 6504 | 11 | 11.3 | 14 | 11.8 | 10.5 | 10.7 | 14 | 11.5 | 11.1 | 10.8 | 10.8 | 11.6 | 11 | 9.2 | 9.6 | 11.2 | 53.85 | 105.88 | 83.09 | 0.24 | 2.8
2019 | 9 | 29 | 0:00 | 6505 | 10.6 | 11.5 | 14.1 | 12.1 | 11.8 | 10.7 | 13.2 | 12.2 | 11.5 | 11.8 | 10.2 | 11.9 | 11.4 | 10.5 | 12.8 | 11.4 | 55.01 | 110.58 | 86.19 | 0.37 | 2.91
2019 | 9 | 29 | 1:00 | 6506 | 10.5 | 10.6 | 14 | 12.2 | 12 | 10.8 | 13.2 | 12.2 | 11.5 | 11.8 | 10.2 | 11.9 | 11.4 | 10.5 | 12.8 | 11.4 | 55.01 | 110.58 | 86.19 | 0.37 | 2.91
2019 | 9 | 29 | 2:00 | 6507 | 10.4 | 10.5 | 13.8 | 12.3 | 12.1 | 10.7 | 13.2 | 12.2 | 11.5 | 11.8 | 10.2 | 11.9 | 11.4 | 10.5 | 12.8 | 11.4 | 55.01 | 110.58 | 86.19 | 0.37 | 2.91
2019 | 9 | 29 | 3:00 | 6508 | 10.7 | 10.4 | 13.6 | 12 | 11.9 | 10.7 | 13.2 | 12.2 | 11.5 | 11.8 | 10.2 | 11.9 | 11.4 | 10.5 | 12.8 | 11.4 | 55.01 | 110.58 | 86.19 | 0.37 | 2.91
2019 | 9 | 29 | 4:00 | 6509 | 10.9 | 10.9 | 13.7 | 11.8 | 11.9 | 10.7 | 13.2 | 12.2 | 11.5 | 11.8 | 10.2 | 11.9 | 11.4 | 10.5 | 12.8 | 11.4 | 55.01 | 110.58 | 86.19 | 0.37 | 2.91
2019 | 9 | 29 | 5:00 | 6510 | 10.9 | 11.3 | 14 | 11.2 | 12 | 10.6 | 13.2 | 12.2 | 11.5 | 11.8 | 10.2 | 11.9 | 11.4 | 10.5 | 12.8 | 11.4 | 55.01 | 110.58 | 86.19 | 0.37 | 2.91
2019 | 9 | 29 | 6:00 | 6511 | 11.4 | 11.5 | 13.9 | 11.7 | 12 | 10.6 | 13.2 | 12.2 | 11.5 | 11.8 | 10.2 | 11.9 | 11.4 | 10.5 | 12.8 | 11.4 | 55.01 | 110.58 | 86.19 | 0.37 | 2.91
2019 | 9 | 29 | 7:00 | 6512 | 12.2 | 11.9 | 13.8 | 13 | 12.4 | 10.9 | 13.2 | 12.2 | 11.5 | 11.8 | 10.2 | 11.9 | 11.4 | 10.5 | 12.8 | 11.4 | 55.01 | 110.58 | 86.19 | 0.37 | 2.91
2019 | 9 | 29 | 8:00 | 6513 | 12.9 | 12.7 | 14 | 13 | 12.7 | 11.1 | 13.2 | 12.2 | 11.5 | 11.8 | 10.2 | 11.9 | 11.4 | 10.5 | 12.8 | 11.4 | 55.01 | 110.58 | 86.19 | 0.37 | 2.91
2019 | 9 | 29 | 9:00 | 6514 | 13 | 13.1 | 13.5 | 12.5 | 13.7 | 11.9 | 13.2 | 12.2 | 11.5 | 11.8 | 10.2 | 11.9 | 11.4 | 10.5 | 12.8 | 11.4 | 55.01 | 110.58 | 86.19 | 0.37 | 2.91
2019 | 9 | 29 | 10:00 | 6515 | 13.6 | 13.7 | 15.3 | 12.8 | 14.1 | 12.4 | 13.2 | 12.2 | 11.5 | 11.8 | 10.2 | 11.9 | 11.4 | 10.5 | 12.8 | 11.4 | 55.01 | 110.58 | 86.19 | 0.37 | 2.91
2019 | 9 | 29 | 11:00 | 6516 | 13.9 | 14.3 | 15.4 | 14.4 | 13.8 | 13 | 13.2 | 12.2 | 11.5 | 11.8 | 10.2 | 11.9 | 11.4 | 10.5 | 12.8 | 11.4 | 55.01 | 110.58 | 86.19 | 0.37 | 2.91
2019 | 9 | 29 | 12:00 | 6517 | 14.4 | 15 | 14.9 | 13.9 | 13.7 | 14.1 | 15.4 | 12.2 | 11.5 | 11.8 | 10.2 | 11.9 | 11.4 | 10.5 | 12.8 | 11.4 | 55.01 | 110.58 | 86.19 | 0.37 | 2.91
2019 | 9 | 29 | 13:00 | 6518 | 14.8 | 14.6 | 14.4 | 15.1 | 13.7 | 13.9 | 15.4 | 12.2 | 11.5 | 11.8 | 10.2 | 11.9 | 11.4 | 10.5 | 12.8 | 11.4 | 55.01 | 110.58 | 86.19 | 0.37 | 2.91
2019 | 9 | 29 | 14:00 | 6519 | 14.9 | 15 | 14.4 | 11.7 | 14 | 14.4 | 15.4 | 12.2 | 11.5 | 11.8 | 10.2 | 11.9 | 11.4 | 10.5 | 12.8 | 11.4 | 55.01 | 110.58 | 86.19 | 0.37 | 2.91
2019 | 9 | 29 | 15:00 | 6520 | 14.3 | 14.8 | 14 | 12.7 | 13.2 | 13.6 | 15.4 | 12.2 | 11.5 | 11.8 | 10.2 | 11.9 | 11.4 | 10.5 | 12.8 | 11.4 | 55.01 | 110.58 | 86.19 | 0.37 | 2.91
2019 | 9 | 29 | 16:00 | 6521 | 13.8 | 13.9 | 14.4 | 12.3 | 12.3 | 13 | 15.4 | 12.2 | 11.5 | 11.8 | 10.2 | 11.9 | 11.4 | 10.5 | 12.8 | 11.4 | 55.01 | 110.58 | 86.19 | 0.37 | 2.91
2019 | 9 | 29 | 17:00 | 6522 | 13.1 | 13.4 | 14.6 | 11.7 | 12.1 | 12.4 | 15.4 | 12.2 | 11.5 | 11.8 | 10.2 | 11.9 | 11.4 | 10.5 | 12.8 | 11.4 | 55.01 | 110.58 | 86.19 | 0.37 | 2.91
2019 | 9 | 29 | 18:00 | 6523 | 12.5 | 13.1 | 14 | 11.5 | 11.5 | 12.3 | 15.4 | 12.2 | 11.5 | 11.8 | 10.2 | 11.9 | 11.4 | 10.5 | 12.8 | 11.4 | 55.01 | 110.58 | 86.19 | 0.37 | 2.91
2019 | 9 | 29 | 19:00 | 6524 | 12.3 | 12.4 | 14.3 | 11.5 | 11.7 | 12.2 | 15.4 | 12.2 | 11.5 | 11.8 | 10.2 | 11.9 | 11.4 | 10.5 | 12.8 | 11.4 | 55.01 | 110.58 | 86.19 | 0.37 | 2.91
2019 | 9 | 29 | 20:00 | 6525 | 12.2 | 12.2 | 14.7 | 11.8 | 11.7 | 11.8 | 15.4 | 12.2 | 11.5 | 11.8 | 10.2 | 11.9 | 11.4 | 10.5 | 12.8 | 11.4 | 55.01 | 110.58 | 86.19 | 0.37 | 2.91
2019 | 9 | 29 | 21:00 | 6526 | 12.4 | 12.4 | 14.4 | 12.1 | 11.9 | 11.6 | 15.4 | 12.2 | 11.5 | 11.8 | 10.2 | 11.9 | 11.4 | 10.5 | 12.8 | 11.4 | 55.01 | 110.58 | 86.19 | 0.37 | 2.91
2019 | 9 | 29 | 22:00 | 6527 | 12.1 | 12.2 | 14.2 | 12.1 | 12.1 | 11.9 | 15.4 | 12.2 | 11.5 | 11.8 | 10.2 | 11.9 | 11.4 | 10.5 | 12.8 | 11.4 | 55.01 | 110.58 | 86.19 | 0.37 | 2.91
2019 | 9 | 29 | 23:00 | 6528 | 11.8 | 12 | 13.3 | 11.9 | 12.2 | 11.5 | 15.4 | 12.2 | 11.5 | 11.8 | 10.2 | 11.9 | 11.4 | 10.5 | 12.8 | 11.4 | 55.01 | 110.58 | 86.19 | 0.37 | 2.91
2019 | 9 | 30 | 0:00 | 6529 | 11.9 | 12 | 12.3 | 12 | 12 | 11.3 | 14.8 | 12.5 | 12.3 | 12.4 | 8.9 | 12.3 | 12.6 | 11.4 | 12.8 | 11.4 | 58.85 | 121.57 | 91.61 | 0.93 | 3.19
2019 | 9 | 30 | 1:00 | 6530 | 12 | 12 | 12.6 | 11.6 | 11.8 | 11.4 | 14.8 | 12.5 | 12.3 | 12.4 | 8.9 | 12.3 | 12.6 | 11.4 | 12.8 | 11.4 | 58.85 | 121.57 | 91.61 | 0.93 | 3.19
2019 | 9 | 30 | 2:00 | 6531 | 11.8 | 12 | 12.7 | 11.4 | 11.6 | 11.3 | 14.8 | 12.5 | 12.3 | 12.4 | 8.9 | 12.3 | 12.6 | 11.4 | 12.8 | 11.4 | 58.85 | 121.57 | 91.61 | 0.93 | 3.19
2019 | 9 | 30 | 3:00 | 6532 | 11.9 | 12 | 13.1 | 11.3 | 11.6 | 11.3 | 14.8 | 12.5 | 12.3 | 12.4 | 8.9 | 12.3 | 12.6 | 11.4 | 12.8 | 11.4 | 58.85 | 121.57 | 91.61 | 0.93 | 3.19
2019 | 9 | 30 | 4:00 | 6533 | 12.2 | 12 | 12.5 | 11.3 | 11.7 | 11.4 | 14.8 | 12.5 | 12.3 | 12.4 | 8.9 | 12.3 | 12.6 | 11.4 | 12.8 | 11.4 | 58.85 | 121.57 | 91.61 | 0.93 | 3.19
2019 | 9 | 30 | 5:00 | 6534 | 12.5 | 12.2 | 12.4 | 11.3 | 11.9 | 11.7 | 14.8 | 12.5 | 12.3 | 12.4 | 8.9 | 12.3 | 12.6 | 11.4 | 12.8 | 11.4 | 58.85 | 121.57 | 91.61 | 0.93 | 3.19
2019 | 9 | 30 | 6:00 | 6535 | 12.9 | 12.5 | 13.1 | 11.7 | 12.1 | 12 | 14.8 | 12.5 | 12.3 | 12.4 | 8.9 | 12.3 | 12.6 | 11.4 | 12.8 | 11.4 | 58.85 | 121.57 | 91.61 | 0.93 | 3.19
2019 | 9 | 30 | 7:00 | 6536 | 13.3 | 13.1 | 13.4 | 12.2 | 12.5 | 12.4 | 14.8 | 12.5 | 12.3 | 12.4 | 8.9 | 12.3 | 12.6 | 11.4 | 12.8 | 11.4 | 58.85 | 121.57 | 91.61 | 0.93 | 3.19
2019 | 9 | 30 | 8:00 | 6537 | 13.7 | 13.3 | 13.2 | 12.7 | 13.1 | 12.8 | 14.8 | 12.5 | 12.3 | 12.4 | 8.9 | 12.3 | 12.6 | 11.4 | 12.8 | 11.4 | 58.85 | 121.57 | 91.61 | 0.93 | 3.19
2019 | 9 | 30 | 9:00 | 6538 | 13.7 | 13.4 | 13.8 | 13.2 | 13.6 | 13 | 14.8 | 12.5 | 12.3 | 12.4 | 8.9 | 12.3 | 12.6 | 11.4 | 12.8 | 11.4 | 58.85 | 121.57 | 91.61 | 0.93 | 3.19
2019 | 9 | 30 | 10:00 | 6539 | 14 | 14 | 14.3 | 14 | 14 | 13.4 | 14.8 | 12.5 | 12.3 | 12.4 | 8.9 | 12.3 | 12.6 | 11.4 | 12.8 | 11.4 | 58.85 | 121.57 | 91.61 | 0.93 | 3.19
2019 | 9 | 30 | 11:00 | 6540 | 14.5 | 14.6 | 14.7 | 14.5 | 14.4 | 13.7 | 14.8 | 12.5 | 12.3 | 12.4 | 8.9 | 12.3 | 12.6 | 11.4 | 12.8 | 11.4 | 58.85 | 121.57 | 91.61 | 0.93 | 3.19
2019 | 9 | 30 | 12:00 | 6541 | 14.9 | 14.8 | 14.4 | 14.4 | 14.8 | 13.9 | 15.2 | 12.5 | 12.3 | 12.4 | 8.9 | 12.3 | 12.6 | 11.4 | 12.8 | 11.4 | 58.85 | 121.57 | 91.61 | 0.93 | 3.19
2019 | 9 | 30 | 13:00 | 6542 | 14.6 | 14.9 | 14.9 | 13.8 | 14.7 | 14.2 | 15.2 | 12.5 | 12.3 | 12.4 | 8.9 | 12.3 | 12.6 | 11.4 | 12.8 | 11.4 | 58.85 | 121.57 | 91.61 | 0.93 | 3.19
2019 | 9 | 30 | 14:00 | 6543 | 14.9 | 15.1 | 14.9 | 13.8 | 14.6 | 13.9 | 15.2 | 12.5 | 12.3 | 12.4 | 8.9 | 12.3 | 12.6 | 11.4 | 12.8 | 11.4 | 58.85 | 121.57 | 91.61 | 0.93 | 3.19
2019 | 9 | 30 | 15:00 | 6544 | 15 | 14.9 | 14.5 | 13.4 | 14.6 | 14 | 15.2 | 12.5 | 12.3 | 12.4 | 8.9 | 12.3 | 12.6 | 11.4 | 12.8 | 11.4 | 58.85 | 121.57 | 91.61 | 0.93 | 3.19
2019 | 9 | 30 | 16:00 | 6545 | 14.9 | 14.7 | 13.1 | 13.1 | 14.3 | 14 | 15.2 | 12.5 | 12.3 | 12.4 | 8.9 | 12.3 | 12.6 | 11.4 | 12.8 | 11.4 | 58.85 | 121.57 | 91.61 | 0.93 | 3.19
2019 | 9 | 30 | 17:00 | 6546 | 14.8 | 14.6 | 13.7 | 12.9 | 14 | 13.8 | 15.2 | 12.5 | 12.3 | 12.4 | 8.9 | 12.3 | 12.6 | 11.4 | 12.8 | 11.4 | 58.85 | 121.57 | 91.61 | 0.93 | 3.19
2019 | 9 | 30 | 18:00 | 6547 | 14.6 | 14.2 | 14.1 | 12.7 | 14 | 13.9 | 15.2 | 12.5 | 12.3 | 12.4 | 8.9 | 12.3 | 12.6 | 11.4 | 12.8 | 11.4 | 58.85 | 121.57 | 91.61 | 0.93 | 3.19
2019 | 9 | 30 | 19:00 | 6548 | 14.2 | 14.1 | 14 | 12.2 | 13.3 | 14 | 15.2 | 12.5 | 12.3 | 12.4 | 8.9 | 12.3 | 12.6 | 11.4 | 12.8 | 11.4 | 58.85 | 121.57 | 91.61 | 0.93 | 3.19
2019 | 9 | 30 | 20:00 | 6549 | 14.3 | 13.9 | 14.2 | 11.7 | 12.7 | 14 | 15.2 | 12.5 | 12.3 | 12.4 | 8.9 | 12.3 | 12.6 | 11.4 | 12.8 | 11.4 | 58.85 | 121.57 | 91.61 | 0.93 | 3.19
2019 | 9 | 30 | 21:00 | 6550 | 13.1 | 12.5 | 14 | 11.7 | 12.3 | 13.7 | 15.2 | 12.5 | 12.3 | 12.4 | 8.9 | 12.3 | 12.6 | 11.4 | 12.8 | 11.4 | 58.85 | 121.57 | 91.61 | 0.93 | 3.19
2019 | 9 | 30 | 22:00 | 6551 | 12.9 | 12.5 | 13.5 | 11.8 | 11.8 | 12.4 | 15.2 | 12.5 | 12.3 | 12.4 | 8.9 | 12.3 | 12.6 | 11.4 | 12.8 | 11.4 | 58.85 | 121.57 | 91.61 | 0.93 | 3.19
2019 | 9 | 30 | 23:00 | 6552 | 12.9 | 12.5 | 13.3 | 11.7 | 11.7 | 12 | 15.2 | 12.5 | 12.3 | 12.4 | 8.9 | 12.3 | 12.6 | 11.4 | 12.8 | 11.4 | 58.85 | 121.57 | 91.61 | 0.93 | 3.19
2019 | 10 | 1 | 0:00 | 6553 | 12 | 11.8 | 13 | 11.2 | 11.7 | 12 | 14.2 | 13.6 | 12.4 | 12.1 | 7.9 | 11.5 | 11.8 | 11.7 | 12.3 | 11.1 | 61.33 | 117.97 | 94.98 | 0.47 | 5.48
2019 | 10 | 1 | 1:00 | 6554 | 11.5 | 11.1 | 12.8 | 10.3 | 11 | 11.5 | 14.2 | 13.6 | 12.4 | 12.1 | 7.9 | 11.5 | 11.8 | 11.7 | 12.3 | 11.1 | 61.33 | 117.97 | 94.98 | 0.47 | 5.48
2019 | 10 | 1 | 2:00 | 6555 | 10.8 | 10.7 | 12 | 9.3 | 10.6 | 10.8 | 14.2 | 13.6 | 12.4 | 12.1 | 7.9 | 11.5 | 11.8 | 11.7 | 12.3 | 11.1 | 61.33 | 117.97 | 94.98 | 0.47 | 5.48
2019 | 10 | 1 | 3:00 | 6556 | 9.9 | 9.7 | 11.1 | 8 | 9.4 | 10.3 | 14.2 | 13.6 | 12.4 | 12.1 | 7.9 | 11.5 | 11.8 | 11.7 | 12.3 | 11.1 | 61.33 | 117.97 | 94.98 | 0.47 | 5.48
2019 | 10 | 1 | 4:00 | 6557 | 9.2 | 9 | 11.2 | 6.8 | 8.5 | 9.6 | 14.2 | 13.6 | 12.4 | 12.1 | 7.9 | 11.5 | 11.8 | 11.7 | 12.3 | 11.1 | 61.33 | 117.97 | 94.98 | 0.47 | 5.48
2019 | 10 | 1 | 5:00 | 6558 | 8.9 | 8.5 | 11 | 5.8 | 8 | 8.6 | 14.2 | 13.6 | 12.4 | 12.1 | 7.9 | 11.5 | 11.8 | 11.7 | 12.3 | 11.1 | 61.33 | 117.97 | 94.98 | 0.47 | 5.48
2019 | 10 | 1 | 6:00 | 6559 | 9.7 | 9.3 | 11.3 | 6.5 | 8 | 8.9 | 14.2 | 13.6 | 12.4 | 12.1 | 7.9 | 11.5 | 11.8 | 11.7 | 12.3 | 11.1 | 61.33 | 117.97 | 94.98 | 0.47 | 5.48
2019 | 10 | 1 | 7:00 | 6560 | 10.5 | 10.2 | 11.9 | 8.8 | 9.7 | 9.9 | 14.2 | 13.6 | 12.4 | 12.1 | 7.9 | 11.5 | 11.8 | 11.7 | 12.3 | 11.1 | 61.33 | 117.97 | 94.98 | 0.47 | 5.48
2019 | 10 | 1 | 8:00 | 6561 | 11.9 | 11.2 | 12.7 | 10.7 | 10.4 | 10.5 | 14.2 | 13.6 | 12.4 | 12.1 | 7.9 | 11.5 | 11.8 | 11.7 | 12.3 | 11.1 | 61.33 | 117.97 | 94.98 | 0.47 | 5.48
2019 | 10 | 1 | 9:00 | 6562 | 12.4 | 11.6 | 12.5 | 10.8 | 11.7 | 10.6 | 14.2 | 13.6 | 12.4 | 12.1 | 7.9 | 11.5 | 11.8 | 11.7 | 12.3 | 11.1 | 61.33 | 117.97 | 94.98 | 0.47 | 5.48
2019 | 10 | 1 | 10:00 | 6563 | 13 | 12.1 | 12.9 | 12.5 | 10.9 | 11.1 | 14.2 | 13.6 | 12.4 | 12.1 | 7.9 | 11.5 | 11.8 | 11.7 | 12.3 | 11.1 | 61.33 | 117.97 | 94.98 | 0.47 | 5.48
2019 | 10 | 1 | 11:00 | 6564 | 12.7 | 12.9 | 12.4 | 12.5 | 12.5 | 12 | 14.2 | 13.6 | 12.4 | 12.1 | 7.9 | 11.5 | 11.8 | 11.7 | 12.3 | 11.1 | 61.33 | 117.97 | 94.98 | 0.47 | 5.48
2019 | 10 | 1 | 12:00 | 6565 | 12.3 | 12.2 | 12.6 | 10.2 | 13 | 12.1 | 14.4 | 13.6 | 12.4 | 12.1 | 7.9 | 11.5 | 11.8 | 11.7 | 12.3 | 11.1 | 61.33 | 117.97 | 94.98 | 0.47 | 5.48
2019 | 10 | 1 | 13:00 | 6566 | 12.5 | 10.5 | 12.3 | 12.6 | 12.4 | 11.3 | 14.4 | 13.6 | 12.4 | 12.1 | 7.9 | 11.5 | 11.8 | 11.7 | 12.3 | 11.1 | 61.33 | 117.97 | 94.98 | 0.47 | 5.48
2019 | 10 | 1 | 14:00 | 6567 | 13 | 10.2 | 12 | 11.4 | 11.2 | 10 | 14.4 | 13.6 | 12.4 | 12.1 | 7.9 | 11.5 | 11.8 | 11.7 | 12.3 | 11.1 | 61.33 | 117.97 | 94.98 | 0.47 | 5.48
2019 | 10 | 1 | 15:00 | 6568 | 12.3 | 10.4 | 10.9 | 10.7 | 10.2 | 10.5 | 14.4 | 13.6 | 12.4 | 12.1 | 7.9 | 11.5 | 11.8 | 11.7 | 12.3 | 11.1 | 61.33 | 117.97 | 94.98 | 0.47 | 5.48
2019 | 10 | 1 | 16:00 | 6569 | 12 | 10.6 | 10.8 | 10.3 | 9.4 | 10.9 | 14.4 | 13.6 | 12.4 | 12.1 | 7.9 | 11.5 | 11.8 | 11.7 | 12.3 | 11.1 | 61.33 | 117.97 | 94.98 | 0.47 | 5.48
2019 | 10 | 1 | 17:00 | 6570 | 12.4 | 11 | 10.7 | 10 | 9.1 | 10.9 | 14.4 | 13.6 | 12.4 | 12.1 | 7.9 | 11.5 | 11.8 | 11.7 | 12.3 | 11.1 | 61.33 | 117.97 | 94.98 | 0.47 | 5.48
2019 | 10 | 1 | 18:00 | 6571 | 11.1 | 11 | 10.5 | 8.9 | 9.2 | 10.9 | 14.4 | 13.6 | 12.4 | 12.1 | 7.9 | 11.5 | 11.8 | 11.7 | 12.3 | 11.1 | 61.33 | 117.97 | 94.98 | 0.47 | 5.48
2019 | 10 | 1 | 19:00 | 6572 | 11.2 | 11.2 | 10.5 | 8.7 | 9.5 | 10.4 | 14.4 | 13.6 | 12.4 | 12.1 | 7.9 | 11.5 | 11.8 | 11.7 | 12.3 | 11.1 | 61.33 | 117.97 | 94.98 | 0.47 | 5.48
2019 | 10 | 1 | 20:00 | 6573 | 11.6 | 11.5 | 10.5 | 8.8 | 9.6 | 10.8 | 14.4 | 13.6 | 12.4 | 12.1 | 7.9 | 11.5 | 11.8 | 11.7 | 12.3 | 11.1 | 61.33 | 117.97 | 94.98 | 0.47 | 5.48
2019 | 10 | 1 | 21:00 | 6574 | 12.2 | 11.8 | 10.2 | 9 | 9.8 | 11 | 14.4 | 13.6 | 12.4 | 12.1 | 7.9 | 11.5 | 11.8 | 11.7 | 12.3 | 11.1 | 61.33 | 117.97 | 94.98 | 0.47 | 5.48
2019 | 10 | 1 | 22:00 | 6575 | 12.3 | 12.2 | 10.4 | 9.1 | 9.9 | 11.3 | 14.4 | 13.6 | 12.4 | 12.1 | 7.9 | 11.5 | 11.8 | 11.7 | 12.3 | 11.1 | 61.33 | 117.97 | 94.98 | 0.47 | 5.48
2019 | 10 | 1 | 23:00 | 6576 | 12.8 | 12.4 | 10.9 | 9.1 | 9.8 | 11.7 | 14.4 | 13.6 | 12.4 | 12.1 | 7.9 | 11.5 | 11.8 | 11.7 | 12.3 | 11.1 | 61.33 | 117.97 | 94.98 | 0.47 | 5.48
2019 | 10 | 2 | 0:00 | 6577 | 13.2 | 12.5 | 11.3 | 9.1 | 9.5 | 11.8 | 13.6 | 13.7 | 12.2 | 11.7 | 7.5 | 14 | 12.6 | 11.8 | 12.4 | 11.1 | 64.67 | 126.13 | 99.15 | 0.81 | 6.21
2019 | 10 | 2 | 1:00 | 6578 | 13.3 | 13.1 | 11.5 | 9 | 9.6 | 12.2 | 13.6 | 13.7 | 12.2 | 11.7 | 7.5 | 14 | 12.6 | 11.8 | 12.4 | 11.1 | 64.67 | 126.13 | 99.15 | 0.81 | 6.21
2019 | 10 | 2 | 2:00 | 6579 | 13.5 | 13.4 | 11.5 | 8.4 | 9.6 | 12.3 | 13.6 | 13.7 | 12.2 | 11.7 | 7.5 | 14 | 12.6 | 11.8 | 12.4 | 11.1 | 64.67 | 126.13 | 99.15 | 0.81 | 6.21
2019 | 10 | 2 | 3:00 | 6580 | 13 | 13.4 | 11.5 | 7.2 | 9.7 | 12.5 | 13.6 | 13.7 | 12.2 | 11.7 | 7.5 | 14 | 12.6 | 11.8 | 12.4 | 11.1 | 64.67 | 126.13 | 99.15 | 0.81 | 6.21
2019 | 10 | 2 | 4:00 | 6581 | 13.6 | 13.5 | 11.5 | 6.9 | 9 | 12.7 | 13.6 | 13.7 | 12.2 | 11.7 | 7.5 | 14 | 12.6 | 11.8 | 12.4 | 11.1 | 64.67 | 126.13 | 99.15 | 0.81 | 6.21
2019 | 10 | 2 | 5:00 | 6582 | 13.7 | 11.4 | 11.5 | 5.9 | 8.6 | 12.8 | 13.6 | 13.7 | 12.2 | 11.7 | 7.5 | 14 | 12.6 | 11.8 | 12.4 | 11.1 | 64.67 | 126.13 | 99.15 | 0.81 | 6.21
2019 | 10 | 2 | 6:00 | 6583 | 11.9 | 11 | 11.6 | 7.1 | 8.6 | 12.9 | 13.6 | 13.7 | 12.2 | 11.7 | 7.5 | 14 | 12.6 | 11.8 | 12.4 | 11.1 | 64.67 | 126.13 | 99.15 | 0.81 | 6.21
2019 | 10 | 2 | 7:00 | 6584 | 11.4 | 11.2 | 12.4 | 9.2 | 9.2 | 12.9 | 13.6 | 13.7 | 12.2 | 11.7 | 7.5 | 14 | 12.6 | 11.8 | 12.4 | 11.1 | 64.67 | 126.13 | 99.15 | 0.81 | 6.21
2019 | 10 | 2 | 8:00 | 6585 | 11.2 | 11.8 | 12.6 | 11.2 | 10.8 | 11.4 | 13.6 | 13.7 | 12.2 | 11.7 | 7.5 | 14 | 12.6 | 11.8 | 12.4 | 11.1 | 64.67 | 126.13 | 99.15 | 0.81 | 6.21
2019 | 10 | 2 | 9:00 | 6586 | 11.5 | 11.9 | 12.9 | 12 | 11 | 11.3 | 13.6 | 13.7 | 12.2 | 11.7 | 7.5 | 14 | 12.6 | 11.8 | 12.4 | 11.1 | 64.67 | 126.13 | 99.15 | 0.81 | 6.21
2019 | 10 | 2 | 10:00 | 6587 | 11.6 | 11.9 | 12.9 | 12.4 | 11.8 | 11.3 | 13.6 | 13.7 | 12.2 | 11.7 | 7.5 | 14 | 12.6 | 11.8 | 12.4 | 11.1 | 64.67 | 126.13 | 99.15 | 0.81 | 6.21
2019 | 10 | 2 | 11:00 | 6588 | 11.6 | 12 | 12.3 | 12.4 | 12 | 11.5 | 13.6 | 13.7 | 12.2 | 11.7 | 7.5 | 14 | 12.6 | 11.8 | 12.4 | 11.1 | 64.67 | 126.13 | 99.15 | 0.81 | 6.21
2019 | 10 | 2 | 12:00 | 6589 | 12.2 | 11.1 | 9.7 | 11.9 | 12.1 | 11.5 | 14 | 13.7 | 12.2 | 11.7 | 7.5 | 14 | 12.6 | 11.8 | 12.4 | 11.1 | 64.67 | 126.13 | 99.15 | 0.81 | 6.21
2019 | 10 | 2 | 13:00 | 6590 | 13.7 | 10.8 | 9.5 | 11.6 | 11.8 | 12.1 | 14 | 13.7 | 12.2 | 11.7 | 7.5 | 14 | 12.6 | 11.8 | 12.4 | 11.1 | 64.67 | 126.13 | 99.15 | 0.81 | 6.21
2019 | 10 | 2 | 14:00 | 6591 | 14.3 | 10.6 | 9.7 | 9 | 10.8 | 13.5 | 14 | 13.7 | 12.2 | 11.7 | 7.5 | 14 | 12.6 | 11.8 | 12.4 | 11.1 | 64.67 | 126.13 | 99.15 | 0.81 | 6.21
2019 | 10 | 2 | 15:00 | 6592 | 14.4 | 10.5 | 9.5 | 8.7 | 9.7 | 13.7 | 14 | 13.7 | 12.2 | 11.7 | 7.5 | 14 | 12.6 | 11.8 | 12.4 | 11.1 | 64.67 | 126.13 | 99.15 | 0.81 | 6.21
2019 | 10 | 2 | 16:00 | 6593 | 14.4 | 10.3 | 9.2 | 8.4 | 8.6 | 13.7 | 14 | 13.7 | 12.2 | 11.7 | 7.5 | 14 | 12.6 | 11.8 | 12.4 | 11.1 | 64.67 | 126.13 | 99.15 | 0.81 | 6.21
2019 | 10 | 2 | 17:00 | 6594 | 14.1 | 9.8 | 8.5 | 7.9 | 8.5 | 13.6 | 14 | 13.7 | 12.2 | 11.7 | 7.5 | 14 | 12.6 | 11.8 | 12.4 | 11.1 | 64.67 | 126.13 | 99.15 | 0.81 | 6.21
2019 | 10 | 2 | 18:00 | 6595 | 14.1 | 9 | 7.8 | 7.6 | 8.2 | 13.7 | 14 | 13.7 | 12.2 | 11.7 | 7.5 | 14 | 12.6 | 11.8 | 12.4 | 11.1 | 64.67 | 126.13 | 99.15 | 0.81 | 6.21
2019 | 10 | 2 | 19:00 | 6596 | 10.9 | 8.5 | 8.5 | 7.9 | 8.2 | 13.8 | 14 | 13.7 | 12.2 | 11.7 | 7.5 | 14 | 12.6 | 11.8 | 12.4 | 11.1 | 64.67 | 126.13 | 99.15 | 0.81 | 6.21
2019 | 10 | 2 | 20:00 | 6597 | 10.1 | 8.4 | 7.6 | 7.9 | 8.1 | 13.7 | 14 | 13.7 | 12.2 | 11.7 | 7.5 | 14 | 12.6 | 11.8 | 12.4 | 11.1 | 64.67 | 126.13 | 99.15 | 0.81 | 6.21
2019 | 10 | 2 | 21:00 | 6598 | 9.1 | 8.2 | 7.5 | 7.4 | 8.2 | 12.6 | 14 | 13.7 | 12.2 | 11.7 | 7.5 | 14 | 12.6 | 11.8 | 12.4 | 11.1 | 64.67 | 126.13 | 99.15 | 0.81 | 6.21
2019 | 10 | 2 | 22:00 | 6599 | 8.7 | 8.1 | 7.1 | 7 | 8.1 | 9.9 | 14 | 13.7 | 12.2 | 11.7 | 7.5 | 14 | 12.6 | 11.8 | 12.4 | 11.1 | 64.67 | 126.13 | 99.15 | 0.81 | 6.21
2019 | 10 | 2 | 23:00 | 6600 | 8.2 | 8 | 6.9 | 7.2 | 8 | 9 | 14 | 13.7 | 12.2 | 11.7 | 7.5 | 14 | 12.6 | 11.8 | 12.4 | 11.1 | 64.67 | 126.13 | 99.15 | 0.81 | 6.21
2019 | 10 | 3 | 0:00 | 6601 | 8 | 8 | 5.7 | 6.1 | 7.8 | 8.2 | 13.2 | 13.5 | 11.6 | 10.9 | 8 | 12.4 | 12.1 | 11.3 | 11.9 | 11 | 65.46 | 122.51 | 102.42 | 0.42 | 6.25
2019 | 10 | 3 | 1:00 | 6602 | 7.9 | 8.1 | 4.8 | 6.1 | 7.7 | 7.6 | 13.2 | 13.5 | 11.6 | 10.9 | 8 | 12.4 | 12.1 | 11.3 | 11.9 | 11 | 65.46 | 122.51 | 102.42 | 0.42 | 6.25
2019 | 10 | 3 | 2:00 | 6603 | 7.9 | 8 | 4.5 | 4.9 | 7.7 | 7.7 | 13.2 | 13.5 | 11.6 | 10.9 | 8 | 12.4 | 12.1 | 11.3 | 11.9 | 11 | 65.46 | 122.51 | 102.42 | 0.42 | 6.25
2019 | 10 | 3 | 3:00 | 6604 | 8 | 7.8 | 4.6 | 3.4 | 7.6 | 7.5 | 13.2 | 13.5 | 11.6 | 10.9 | 8 | 12.4 | 12.1 | 11.3 | 11.9 | 11 | 65.46 | 122.51 | 102.42 | 0.42 | 6.25
2019 | 10 | 3 | 4:00 | 6605 | 7.9 | 7.7 | 4.1 | 2.5 | 7.4 | 7.3 | 13.2 | 13.5 | 11.6 | 10.9 | 8 | 12.4 | 12.1 | 11.3 | 11.9 | 11 | 65.46 | 122.51 | 102.42 | 0.42 | 6.25
2019 | 10 | 3 | 5:00 | 6606 | 7.6 | 7.5 | 3.8 | 2.1 | 6.8 | 7 | 13.2 | 13.5 | 11.6 | 10.9 | 8 | 12.4 | 12.1 | 11.3 | 11.9 | 11 | 65.46 | 122.51 | 102.42 | 0.42 | 6.25
2019 | 10 | 3 | 6:00 | 6607 | 8 | 7.7 | 4.3 | 2.4 | 6.9 | 7 | 13.2 | 13.5 | 11.6 | 10.9 | 8 | 12.4 | 12.1 | 11.3 | 11.9 | 11 | 65.46 | 122.51 | 102.42 | 0.42 | 6.25
2019 | 10 | 3 | 7:00 | 6608 | 8.4 | 8.3 | 8.4 | 5.5 | 7.6 | 7.6 | 13.2 | 13.5 | 11.6 | 10.9 | 8 | 12.4 | 12.1 | 11.3 | 11.9 | 11 | 65.46 | 122.51 | 102.42 | 0.42 | 6.25
2019 | 10 | 3 | 8:00 | 6609 | 9 | 8.6 | 8.8 | 9 | 9 | 8 | 13.2 | 13.5 | 11.6 | 10.9 | 8 | 12.4 | 12.1 | 11.3 | 11.9 | 11 | 65.46 | 122.51 | 102.42 | 0.42 | 6.25
2019 | 10 | 3 | 9:00 | 6610 | 9.2 | 9.4 | 10.8 | 11.7 | 10.2 | 8.5 | 13.2 | 13.5 | 11.6 | 10.9 | 8 | 12.4 | 12.1 | 11.3 | 11.9 | 11 | 65.46 | 122.51 | 102.42 | 0.42 | 6.25
2019 | 10 | 3 | 10:00 | 6611 | 10.3 | 10.5 | 11.9 | 12.1 | 11.2 | 9.2 | 13.2 | 13.5 | 11.6 | 10.9 | 8 | 12.4 | 12.1 | 11.3 | 11.9 | 11 | 65.46 | 122.51 | 102.42 | 0.42 | 6.25
2019 | 10 | 3 | 11:00 | 6612 | 11.6 | 11.8 | 12.5 | 9.8 | 12.7 | 10 | 13.2 | 13.5 | 11.6 | 10.9 | 8 | 12.4 | 12.1 | 11.3 | 11.9 | 11 | 65.46 | 122.51 | 102.42 | 0.42 | 6.25
2019 | 10 | 3 | 12:00 | 6613 | 12.7 | 13 | 12.3 | 10.9 | 12.7 | 10.5 | 14 | 13.5 | 11.6 | 10.9 | 8 | 12.4 | 12.1 | 11.3 | 11.9 | 11 | 65.46 | 122.51 | 102.42 | 0.42 | 6.25
2019 | 10 | 3 | 13:00 | 6614 | 12.5 | 12.4 | 12 | 9.6 | 13 | 11.5 | 14 | 13.5 | 11.6 | 10.9 | 8 | 12.4 | 12.1 | 11.3 | 11.9 | 11 | 65.46 | 122.51 | 102.42 | 0.42 | 6.25
2019 | 10 | 3 | 14:00 | 6615 | 12.2 | 12.1 | 12.1 | 10.4 | 12.9 | 11.3 | 14 | 13.5 | 11.6 | 10.9 | 8 | 12.4 | 12.1 | 11.3 | 11.9 | 11 | 65.46 | 122.51 | 102.42 | 0.42 | 6.25
2019 | 10 | 3 | 15:00 | 6616 | 11.6 | 11.5 | 11 | 9.6 | 11.6 | 10.2 | 14 | 13.5 | 11.6 | 10.9 | 8 | 12.4 | 12.1 | 11.3 | 11.9 | 11 | 65.46 | 122.51 | 102.42 | 0.42 | 6.25
2019 | 10 | 3 | 16:00 | 6617 | 9.7 | 10.3 | 11.3 | 9.1 | 9.2 | 9.1 | 14 | 13.5 | 11.6 | 10.9 | 8 | 12.4 | 12.1 | 11.3 | 11.9 | 11 | 65.46 | 122.51 | 102.42 | 0.42 | 6.25
2019 | 10 | 3 | 17:00 | 6618 | 9 | 8.2 | 10.9 | 8.3 | 8.7 | 8.2 | 14 | 13.5 | 11.6 | 10.9 | 8 | 12.4 | 12.1 | 11.3 | 11.9 | 11 | 65.46 | 122.51 | 102.42 | 0.42 | 6.25
2019 | 10 | 3 | 18:00 | 6619 | 8.7 | 7.4 | 11.2 | 7.2 | 8.9 | 7.5 | 14 | 13.5 | 11.6 | 10.9 | 8 | 12.4 | 12.1 | 11.3 | 11.9 | 11 | 65.46 | 122.51 | 102.42 | 0.42 | 6.25
2019 | 10 | 3 | 19:00 | 6620 | 7.8 | 7.3 | 10.1 | 6.8 | 8.3 | 6.7 | 14 | 13.5 | 11.6 | 10.9 | 8 | 12.4 | 12.1 | 11.3 | 11.9 | 11 | 65.46 | 122.51 | 102.42 | 0.42 | 6.25
2019 | 10 | 3 | 20:00 | 6621 | 6.3 | 6.8 | 9.7 | 6.6 | 7.5 | 6.7 | 14 | 13.5 | 11.6 | 10.9 | 8 | 12.4 | 12.1 | 11.3 | 11.9 | 11 | 65.46 | 122.51 | 102.42 | 0.42 | 6.25
2019 | 10 | 3 | 21:00 | 6622 | 5.2 | 6 | 8.2 | 6 | 7.4 | 6 | 14 | 13.5 | 11.6 | 10.9 | 8 | 12.4 | 12.1 | 11.3 | 11.9 | 11 | 65.46 | 122.51 | 102.42 | 0.42 | 6.25
2019 | 10 | 3 | 22:00 | 6623 | 4.9 | 5.9 | 7.1 | 5.9 | 7.4 | 5.2 | 14 | 13.5 | 11.6 | 10.9 | 8 | 12.4 | 12.1 | 11.3 | 11.9 | 11 | 65.46 | 122.51 | 102.42 | 0.42 | 6.25
2019 | 10 | 3 | 23:00 | 6624 | 4.7 | 5.5 | 8.6 | 4.5 | 6.8 | 4.7 | 14 | 13.5 | 11.6 | 10.9 | 8 | 12.4 | 12.1 | 11.3 | 11.9 | 11 | 65.46 | 122.51 | 102.42 | 0.42 | 6.25
2019 | 10 | 4 | 0:00 | 6625 | 4.7 | 5.3 | 9.2 | 3 | 6.6 | 4.2 | 13 | 13.2 | 11.3 | 10.7 | 8.6 | 11.7 | 11 | 10.6 | 10.7 | 10.6 | 66.7 | 130.76 | 105.27 | 0.25 | 5.52
2019 | 10 | 4 | 1:00 | 6626 | 4.7 | 5.1 | 9.3 | 2.2 | 6 | 3.9 | 13 | 13.2 | 11.3 | 10.7 | 8.6 | 11.7 | 11 | 10.6 | 10.7 | 10.6 | 66.7 | 130.76 | 105.27 | 0.25 | 5.52
2019 | 10 | 4 | 2:00 | 6627 | 4.4 | 5.3 | 10.4 | 1.1 | 5.9 | 3.7 | 13 | 13.2 | 11.3 | 10.7 | 8.6 | 11.7 | 11 | 10.6 | 10.7 | 10.6 | 66.7 | 130.76 | 105.27 | 0.25 | 5.52
2019 | 10 | 4 | 3:00 | 6628 | 4.4 | 5.4 | 10 | 0.7 | 5.5 | 3.7 | 13 | 13.2 | 11.3 | 10.7 | 8.6 | 11.7 | 11 | 10.6 | 10.7 | 10.6 | 66.7 | 130.76 | 105.27 | 0.25 | 5.52
2019 | 10 | 4 | 4:00 | 6629 | 4.9 | 5.7 | 9.2 | 0.1 | 5.2 | 3.7 | 13 | 13.2 | 11.3 | 10.7 | 8.6 | 11.7 | 11 | 10.6 | 10.7 | 10.6 | 66.7 | 130.76 | 105.27 | 0.25 | 5.52
2019 | 10 | 4 | 5:00 | 6630 | 6.9 | 6.4 | 9.3 | 0.3 | 4.4 | 4.4 | 13 | 13.2 | 11.3 | 10.7 | 8.6 | 11.7 | 11 | 10.6 | 10.7 | 10.6 | 66.7 | 130.76 | 105.27 | 0.25 | 5.52
2019 | 10 | 4 | 6:00 | 6631 | 7.5 | 6.9 | 8.5 | 1.9 | 4.6 | 5.3 | 13 | 13.2 | 11.3 | 10.7 | 8.6 | 11.7 | 11 | 10.6 | 10.7 | 10.6 | 66.7 | 130.76 | 105.27 | 0.25 | 5.52
2019 | 10 | 4 | 7:00 | 6632 | 8.2 | 7.7 | 9.6 | 4.3 | 6.6 | 5.9 | 13 | 13.2 | 11.3 | 10.7 | 8.6 | 11.7 | 11 | 10.6 | 10.7 | 10.6 | 66.7 | 130.76 | 105.27 | 0.25 | 5.52
2019 | 10 | 4 | 8:00 | 6633 | 8.9 | 9 | 10.3 | 5.9 | 8.5 | 6.9 | 13 | 13.2 | 11.3 | 10.7 | 8.6 | 11.7 | 11 | 10.6 | 10.7 | 10.6 | 66.7 | 130.76 | 105.27 | 0.25 | 5.52
2019 | 10 | 4 | 9:00 | 6634 | 10 | 10.9 | 11.7 | 7.1 | 9.9 | 7.9 | 13 | 13.2 | 11.3 | 10.7 | 8.6 | 11.7 | 11 | 10.6 | 10.7 | 10.6 | 66.7 | 130.76 | 105.27 | 0.25 | 5.52
2019 | 10 | 4 | 10:00 | 6635 | 10.1 | 10.5 | 10.9 | 8.9 | 10.1 | 9 | 13 | 13.2 | 11.3 | 10.7 | 8.6 | 11.7 | 11 | 10.6 | 10.7 | 10.6 | 66.7 | 130.76 | 105.27 | 0.25 | 5.52
2019 | 10 | 4 | 11:00 | 6636 | 10.7 | 11.5 | 11.4 | 9.7 | 9.7 | 8.8 | 13 | 13.2 | 11.3 | 10.7 | 8.6 | 11.7 | 11 | 10.6 | 10.7 | 10.6 | 66.7 | 130.76 | 105.27 | 0.25 | 5.52
2019 | 10 | 4 | 12:00 | 6637 | 9.9 | 9.7 | 11.2 | 9.8 | 11.3 | 9.8 | 13.2 | 13.2 | 11.3 | 10.7 | 8.6 | 11.7 | 11 | 10.6 | 10.7 | 10.6 | 66.7 | 130.76 | 105.27 | 0.25 | 5.52
2019 | 10 | 4 | 13:00 | 6638 | 10 | 9.6 | 10.2 | 10.1 | 9.3 | 10.1 | 13.2 | 13.2 | 11.3 | 10.7 | 8.6 | 11.7 | 11 | 10.6 | 10.7 | 10.6 | 66.7 | 130.76 | 105.27 | 0.25 | 5.52
2019 | 10 | 4 | 14:00 | 6639 | 10.1 | 9.7 | 8.6 | 7.8 | 9.6 | 8.8 | 13.2 | 13.2 | 11.3 | 10.7 | 8.6 | 11.7 | 11 | 10.6 | 10.7 | 10.6 | 66.7 | 130.76 | 105.27 | 0.25 | 5.52
2019 | 10 | 4 | 15:00 | 6640 | 9.7 | 9.2 | 8.8 | 8.2 | 9.3 | 8.4 | 13.2 | 13.2 | 11.3 | 10.7 | 8.6 | 11.7 | 11 | 10.6 | 10.7 | 10.6 | 66.7 | 130.76 | 105.27 | 0.25 | 5.52
2019 | 10 | 4 | 16:00 | 6641 | 8.9 | 8.8 | 7.4 | 6.8 | 7.9 | 7.3 | 13.2 | 13.2 | 11.3 | 10.7 | 8.6 | 11.7 | 11 | 10.6 | 10.7 | 10.6 | 66.7 | 130.76 | 105.27 | 0.25 | 5.52
2019 | 10 | 4 | 17:00 | 6642 | 8.2 | 8.3 | 6.6 | 6.6 | 7.1 | 6.9 | 13.2 | 13.2 | 11.3 | 10.7 | 8.6 | 11.7 | 11 | 10.6 | 10.7 | 10.6 | 66.7 | 130.76 | 105.27 | 0.25 | 5.52
2019 | 10 | 4 | 18:00 | 6643 | 8.1 | 7.5 | 6.1 | 5.2 | 6.7 | 6.8 | 13.2 | 13.2 | 11.3 | 10.7 | 8.6 | 11.7 | 11 | 10.6 | 10.7 | 10.6 | 66.7 | 130.76 | 105.27 | 0.25 | 5.52
2019 | 10 | 4 | 19:00 | 6644 | 7 | 7.7 | 4.9 | 3.2 | 6.4 | 6.4 | 13.2 | 13.2 | 11.3 | 10.7 | 8.6 | 11.7 | 11 | 10.6 | 10.7 | 10.6 | 66.7 | 130.76 | 105.27 | 0.25 | 5.52
2019 | 10 | 4 | 20:00 | 6645 | 6.7 | 7.3 | 4.1 | 2.2 | 5.6 | 6.2 | 13.2 | 13.2 | 11.3 | 10.7 | 8.6 | 11.7 | 11 | 10.6 | 10.7 | 10.6 | 66.7 | 130.76 | 105.27 | 0.25 | 5.52
2019 | 10 | 4 | 21:00 | 6646 | 6.1 | 6.3 | 3.7 | 1.7 | 5.2 | 6.1 | 13.2 | 13.2 | 11.3 | 10.7 | 8.6 | 11.7 | 11 | 10.6 | 10.7 | 10.6 | 66.7 | 130.76 | 105.27 | 0.25 | 5.52
2019 | 10 | 4 | 22:00 | 6647 | 5.6 | 5.9 | 3.3 | 1.1 | 4.7 | 6.2 | 13.2 | 13.2 | 11.3 | 10.7 | 8.6 | 11.7 | 11 | 10.6 | 10.7 | 10.6 | 66.7 | 130.76 | 105.27 | 0.25 | 5.52
2019 | 10 | 4 | 23:00 | 6648 | 6.3 | 6 | 3.1 | 0.6 | 3.1 | 5.9 | 13.2 | 13.2 | 11.3 | 10.7 | 8.6 | 11.7 | 11 | 10.6 | 10.7 | 10.6 | 66.7 | 130.76 | 105.27 | 0.25 | 5.52
2019 | 10 | 5 | 0:00 | 6649 | 6.4 | 5.8 | 2.5 | 0.2 | 2.3 | 5.3 | 11.8 | 13 | 10.4 | 9.2 | 9.1 | 10.8 | 10.5 | 9.9 | 8.3 | 10 | 67.72 | 131.2 | 102.62 | 0.23 | 5.35
2019 | 10 | 5 | 1:00 | 6650 | 6.2 | 5.7 | 2.1 | 0 | 1.5 | 5.3 | 11.8 | 13 | 10.4 | 9.2 | 9.1 | 10.8 | 10.5 | 9.9 | 8.3 | 10 | 67.72 | 131.2 | 102.62 | 0.23 | 5.35
2019 | 10 | 5 | 2:00 | 6651 | 6.1 | 5.5 | 1.8 | -0.6 | 0.8 | 5.2 | 11.8 | 13 | 10.4 | 9.2 | 9.1 | 10.8 | 10.5 | 9.9 | 8.3 | 10 | 67.72 | 131.2 | 102.62 | 0.23 | 5.35
2019 | 10 | 5 | 3:00 | 6652 | 5.9 | 5.2 | 1.2 | -1.1 | 0 | 5.1 | 11.8 | 13 | 10.4 | 9.2 | 9.1 | 10.8 | 10.5 | 9.9 | 8.3 | 10 | 67.72 | 131.2 | 102.62 | 0.23 | 5.35
2019 | 10 | 5 | 4:00 | 6653 | 5.5 | 4.9 | 0.7 | -1.2 | 0 | 5 | 11.8 | 13 | 10.4 | 9.2 | 9.1 | 10.8 | 10.5 | 9.9 | 8.3 | 10 | 67.72 | 131.2 | 102.62 | 0.23 | 5.35
2019 | 10 | 5 | 5:00 | 6654 | 5.8 | 4.5 | 0.8 | -2.1 | 0.8 | 5.1 | 11.8 | 13 | 10.4 | 9.2 | 9.1 | 10.8 | 10.5 | 9.9 | 8.3 | 10 | 67.72 | 131.2 | 102.62 | 0.23 | 5.35
2019 | 10 | 5 | 6:00 | 6655 | 5.9 | 4.6 | 1.3 | -0.6 | 1.4 | 5.4 | 11.8 | 13 | 10.4 | 9.2 | 9.1 | 10.8 | 10.5 | 9.9 | 8.3 | 10 | 67.72 | 131.2 | 102.62 | 0.23 | 5.35
2019 | 10 | 5 | 7:00 | 6656 | 6 | 5.3 | 3.8 | 2.4 | 2 | 5.5 | 11.8 | 13 | 10.4 | 9.2 | 9.1 | 10.8 | 10.5 | 9.9 | 8.3 | 10 | 67.72 | 131.2 | 102.62 | 0.23 | 5.35
2019 | 10 | 5 | 8:00 | 6657 | 6.7 | 5.2 | 6 | 4.2 | 2.7 | 5.9 | 11.8 | 13 | 10.4 | 9.2 | 9.1 | 10.8 | 10.5 | 9.9 | 8.3 | 10 | 67.72 | 131.2 | 102.62 | 0.23 | 5.35
2019 | 10 | 5 | 9:00 | 6658 | 6.9 | 6 | 7.1 | 6.1 | 5.1 | 6 | 11.8 | 13 | 10.4 | 9.2 | 9.1 | 10.8 | 10.5 | 9.9 | 8.3 | 10 | 67.72 | 131.2 | 102.62 | 0.23 | 5.35
2019 | 10 | 5 | 10:00 | 6659 | 7.5 | 7.1 | 8 | 6.9 | 6.4 | 7 | 11.8 | 13 | 10.4 | 9.2 | 9.1 | 10.8 | 10.5 | 9.9 | 8.3 | 10 | 67.72 | 131.2 | 102.62 | 0.23 | 5.35
2019 | 10 | 5 | 11:00 | 6660 | 8.2 | 7.3 | 8.6 | 7.3 | 6 | 6.8 | 11.8 | 13 | 10.4 | 9.2 | 9.1 | 10.8 | 10.5 | 9.9 | 8.3 | 10 | 67.72 | 131.2 | 102.62 | 0.23 | 5.35
2019 | 10 | 5 | 12:00 | 6661 | 8.1 | 7.3 | 8.9 | 7.2 | 6.6 | 6.9 | 12.4 | 13 | 10.4 | 9.2 | 9.1 | 10.8 | 10.5 | 9.9 | 8.3 | 10 | 67.72 | 131.2 | 102.62 | 0.23 | 5.35
2019 | 10 | 5 | 13:00 | 6662 | 8.1 | 7.5 | 8.9 | 6 | 6.6 | 6.8 | 12.4 | 13 | 10.4 | 9.2 | 9.1 | 10.8 | 10.5 | 9.9 | 8.3 | 10 | 67.72 | 131.2 | 102.62 | 0.23 | 5.35
2019 | 10 | 5 | 14:00 | 6663 | 8 | 7.6 | 8.8 | 7 | 6.4 | 6.8 | 12.4 | 13 | 10.4 | 9.2 | 9.1 | 10.8 | 10.5 | 9.9 | 8.3 | 10 | 67.72 | 131.2 | 102.62 | 0.23 | 5.35
2019 | 10 | 5 | 15:00 | 6664 | 6.9 | 6.7 | 7.9 | 6.4 | 6 | 6.5 | 12.4 | 13 | 10.4 | 9.2 | 9.1 | 10.8 | 10.5 | 9.9 | 8.3 | 10 | 67.72 | 131.2 | 102.62 | 0.23 | 5.35
2019 | 10 | 5 | 16:00 | 6665 | 5.6 | 5.2 | 5.8 | 5 | 4.1 | 5.3 | 12.4 | 13 | 10.4 | 9.2 | 9.1 | 10.8 | 10.5 | 9.9 | 8.3 | 10 | 67.72 | 131.2 | 102.62 | 0.23 | 5.35
2019 | 10 | 5 | 17:00 | 6666 | 4.1 | 4.1 | 3.6 | 2.3 | 3.1 | 3.8 | 12.4 | 13 | 10.4 | 9.2 | 9.1 | 10.8 | 10.5 | 9.9 | 8.3 | 10 | 67.72 | 131.2 | 102.62 | 0.23 | 5.35
2019 | 10 | 5 | 18:00 | 6667 | 3.5 | 3 | 2.8 | 0.6 | 2.5 | 2.2 | 12.4 | 13 | 10.4 | 9.2 | 9.1 | 10.8 | 10.5 | 9.9 | 8.3 | 10 | 67.72 | 131.2 | 102.62 | 0.23 | 5.35
2019 | 10 | 5 | 19:00 | 6668 | 2.4 | 2 | 3 | -0.6 | 1.3 | 1.3 | 12.4 | 13 | 10.4 | 9.2 | 9.1 | 10.8 | 10.5 | 9.9 | 8.3 | 10 | 67.72 | 131.2 | 102.62 | 0.23 | 5.35
2019 | 10 | 5 | 20:00 | 6669 | 1.2 | 1.2 | 2.5 | -1.3 | 1.6 | 0.3 | 12.4 | 13 | 10.4 | 9.2 | 9.1 | 10.8 | 10.5 | 9.9 | 8.3 | 10 | 67.72 | 131.2 | 102.62 | 0.23 | 5.35
2019 | 10 | 5 | 21:00 | 6670 | 0.2 | 0.3 | 1.7 | -1.5 | 1.9 | -0.5 | 12.4 | 13 | 10.4 | 9.2 | 9.1 | 10.8 | 10.5 | 9.9 | 8.3 | 10 | 67.72 | 131.2 | 102.62 | 0.23 | 5.35
2019 | 10 | 5 | 22:00 | 6671 | -1.1 | -0.1 | 0.4 | -0.5 | 1.1 | -1.2 | 12.4 | 13 | 10.4 | 9.2 | 9.1 | 10.8 | 10.5 | 9.9 | 8.3 | 10 | 67.72 | 131.2 | 102.62 | 0.23 | 5.35
2019 | 10 | 5 | 23:00 | 6672 | -1.8 | -0.5 | 1.2 | -1.5 | 1.4 | -1.6 | 12.4 | 13 | 10.4 | 9.2 | 9.1 | 10.8 | 10.5 | 9.9 | 8.3 | 10 | 67.72 | 131.2 | 102.62 | 0.23 | 5.35
2019 | 10 | 6 | 0:00 | 6673 | -2.1 | -0.7 | 1 | -1 | 0.9 | -1.7 | 11 | 11.7 | 9.4 | 8.1 | 9.8 | 9.4 | 9 | 8.8 | 5.9 | 9.4 | 66.04 | 129.83 | 104.26 | 0.22 | 5.53
2019 | 10 | 6 | 1:00 | 6674 | -3.5 | -1 | 1.3 | -1.9 | 0.4 | -1.6 | 11 | 11.7 | 9.4 | 8.1 | 9.8 | 9.4 | 9 | 8.8 | 5.9 | 9.4 | 66.04 | 129.83 | 104.26 | 0.22 | 5.53
2019 | 10 | 6 | 2:00 | 6675 | -3.2 | -1 | 1.1 | -1.5 | 0.6 | -1.3 | 11 | 11.7 | 9.4 | 8.1 | 9.8 | 9.4 | 9 | 8.8 | 5.9 | 9.4 | 66.04 | 129.83 | 104.26 | 0.22 | 5.53
2019 | 10 | 6 | 3:00 | 6676 | -1.6 | -1.2 | 0.8 | -1.5 | 1 | -1.1 | 11 | 11.7 | 9.4 | 8.1 | 9.8 | 9.4 | 9 | 8.8 | 5.9 | 9.4 | 66.04 | 129.83 | 104.26 | 0.22 | 5.53
2019 | 10 | 6 | 4:00 | 6677 | -1.9 | -1.4 | 1.8 | -0.9 | 1.1 | -0.9 | 11 | 11.7 | 9.4 | 8.1 | 9.8 | 9.4 | 9 | 8.8 | 5.9 | 9.4 | 66.04 | 129.83 | 104.26 | 0.22 | 5.53
2019 | 10 | 6 | 5:00 | 6678 | -2.1 | -1.6 | 1.9 | -1.3 | 1 | -0.6 | 11 | 11.7 | 9.4 | 8.1 | 9.8 | 9.4 | 9 | 8.8 | 5.9 | 9.4 | 66.04 | 129.83 | 104.26 | 0.22 | 5.53
2019 | 10 | 6 | 6:00 | 6679 | -0.2 | -0.8 | 2.2 | -0.7 | 1.3 | -0.2 | 11 | 11.7 | 9.4 | 8.1 | 9.8 | 9.4 | 9 | 8.8 | 5.9 | 9.4 | 66.04 | 129.83 | 104.26 | 0.22 | 5.53
2019 | 10 | 6 | 7:00 | 6680 | 1.2 | 0.8 | 2.8 | 1.1 | 2.2 | 0.4 | 11 | 11.7 | 9.4 | 8.1 | 9.8 | 9.4 | 9 | 8.8 | 5.9 | 9.4 | 66.04 | 129.83 | 104.26 | 0.22 | 5.53
2019 | 10 | 6 | 8:00 | 6681 | 3.3 | 2.8 | 5.7 | 2.9 | 2.9 | 1.6 | 11 | 11.7 | 9.4 | 8.1 | 9.8 | 9.4 | 9 | 8.8 | 5.9 | 9.4 | 66.04 | 129.83 | 104.26 | 0.22 | 5.53
2019 | 10 | 6 | 9:00 | 6682 | 5.2 | 4.3 | 6.5 | 4.5 | 5 | 3.1 | 11 | 11.7 | 9.4 | 8.1 | 9.8 | 9.4 | 9 | 8.8 | 5.9 | 9.4 | 66.04 | 129.83 | 104.26 | 0.22 | 5.53
2019 | 10 | 6 | 10:00 | 6683 | 5.1 | 5 | 7.2 | 5.1 | 5.1 | 4.5 | 11 | 11.7 | 9.4 | 8.1 | 9.8 | 9.4 | 9 | 8.8 | 5.9 | 9.4 | 66.04 | 129.83 | 104.26 | 0.22 | 5.53
2019 | 10 | 6 | 11:00 | 6684 | 4.8 | 5.5 | 7.5 | 6.1 | 5.5 | 4.1 | 11 | 11.7 | 9.4 | 8.1 | 9.8 | 9.4 | 9 | 8.8 | 5.9 | 9.4 | 66.04 | 129.83 | 104.26 | 0.22 | 5.53
2019 | 10 | 6 | 12:00 | 6685 | 6 | 5 | 8 | 6.4 | 6.7 | 3.7 | 11.4 | 11.7 | 9.4 | 8.1 | 9.8 | 9.4 | 9 | 8.8 | 5.9 | 9.4 | 66.04 | 129.83 | 104.26 | 0.22 | 5.53
2019 | 10 | 6 | 13:00 | 6686 | 5.2 | 4.4 | 8 | 3.9 | 5.4 | 3.8 | 11.4 | 11.7 | 9.4 | 8.1 | 9.8 | 9.4 | 9 | 8.8 | 5.9 | 9.4 | 66.04 | 129.83 | 104.26 | 0.22 | 5.53
2019 | 10 | 6 | 14:00 | 6687 | 2.8 | 5 | 8.1 | 4.7 | 5.2 | 3.6 | 11.4 | 11.7 | 9.4 | 8.1 | 9.8 | 9.4 | 9 | 8.8 | 5.9 | 9.4 | 66.04 | 129.83 | 104.26 | 0.22 | 5.53
2019 | 10 | 6 | 15:00 | 6688 | 3 | 4.7 | 7.3 | 5 | 4.7 | 3 | 11.4 | 11.7 | 9.4 | 8.1 | 9.8 | 9.4 | 9 | 8.8 | 5.9 | 9.4 | 66.04 | 129.83 | 104.26 | 0.22 | 5.53
2019 | 10 | 6 | 16:00 | 6689 | 2.7 | 3.5 | 5.2 | 3.8 | 4.2 | 2.3 | 11.4 | 11.7 | 9.4 | 8.1 | 9.8 | 9.4 | 9 | 8.8 | 5.9 | 9.4 | 66.04 | 129.83 | 104.26 | 0.22 | 5.53
2019 | 10 | 6 | 17:00 | 6690 | 2.1 | 3.1 | 3.8 | 1.9 | 4 | 1.7 | 11.4 | 11.7 | 9.4 | 8.1 | 9.8 | 9.4 | 9 | 8.8 | 5.9 | 9.4 | 66.04 | 129.83 | 104.26 | 0.22 | 5.53
2019 | 10 | 6 | 18:00 | 6691 | 2.1 | 3 | 4.8 | 1 | 3.7 | 1.7 | 11.4 | 11.7 | 9.4 | 8.1 | 9.8 | 9.4 | 9 | 8.8 | 5.9 | 9.4 | 66.04 | 129.83 | 104.26 | 0.22 | 5.53
2019 | 10 | 6 | 19:00 | 6692 | 1.2 | 2.8 | 4.2 | 0.1 | 3.3 | 1.2 | 11.4 | 11.7 | 9.4 | 8.1 | 9.8 | 9.4 | 9 | 8.8 | 5.9 | 9.4 | 66.04 | 129.83 | 104.26 | 0.22 | 5.53
2019 | 10 | 6 | 20:00 | 6693 | 1.3 | 2.7 | 3.8 | -0.6 | 2.2 | 0.3 | 11.4 | 11.7 | 9.4 | 8.1 | 9.8 | 9.4 | 9 | 8.8 | 5.9 | 9.4 | 66.04 | 129.83 | 104.26 | 0.22 | 5.53
2019 | 10 | 6 | 21:00 | 6694 | 1.3 | 2.3 | 3 | -1 | 1.6 | 0.5 | 11.4 | 11.7 | 9.4 | 8.1 | 9.8 | 9.4 | 9 | 8.8 | 5.9 | 9.4 | 66.04 | 129.83 | 104.26 | 0.22 | 5.53
2019 | 10 | 6 | 22:00 | 6695 | 1 | 1.6 | 2.4 | -1.6 | 1.7 | 0.7 | 11.4 | 11.7 | 9.4 | 8.1 | 9.8 | 9.4 | 9 | 8.8 | 5.9 | 9.4 | 66.04 | 129.83 | 104.26 | 0.22 | 5.53
2019 | 10 | 6 | 23:00 | 6696 | 0.6 | 1.7 | 1.3 | -1.8 | 1.9 | 0.6 | 11.4 | 11.7 | 9.4 | 8.1 | 9.8 | 9.4 | 9 | 8.8 | 5.9 | 9.4 | 66.04 | 129.83 | 104.26 | 0.22 | 5.53
2019 | 10 | 7 | 0:00 | 6697 | 0.4 | 2 | -0.2 | -2.4 | 1.9 | 0.5 | 10.8 | 9.5 | 8.8 | 7.4 | 10.2 | 8.5 | 8.3 | 7.9 | 6.5 | 8.7 | 65.52 | 131.46 | 102.52 | 0.25 | 5.54
2019 | 10 | 7 | 1:00 | 6698 | 1 | 1.4 | -1.1 | -1.9 | 1.3 | 0.5 | 10.8 | 9.5 | 8.8 | 7.4 | 10.2 | 8.5 | 8.3 | 7.9 | 6.5 | 8.7 | 65.52 | 131.46 | 102.52 | 0.25 | 5.54
2019 | 10 | 7 | 2:00 | 6699 | 1.2 | 0.3 | -1.4 | -1.4 | 1.6 | 0.6 | 10.8 | 9.5 | 8.8 | 7.4 | 10.2 | 8.5 | 8.3 | 7.9 | 6.5 | 8.7 | 65.52 | 131.46 | 102.52 | 0.25 | 5.54
2019 | 10 | 7 | 3:00 | 6700 | 0.9 | -0.4 | -1.6 | -1 | 1.6 | 0.6 | 10.8 | 9.5 | 8.8 | 7.4 | 10.2 | 8.5 | 8.3 | 7.9 | 6.5 | 8.7 | 65.52 | 131.46 | 102.52 | 0.25 | 5.54
2019 | 10 | 7 | 4:00 | 6701 | -0.1 | -0.3 | -0.3 | -0.2 | 1.4 | 0.5 | 10.8 | 9.5 | 8.8 | 7.4 | 10.2 | 8.5 | 8.3 | 7.9 | 6.5 | 8.7 | 65.52 | 131.46 | 102.52 | 0.25 | 5.54
2019 | 10 | 7 | 5:00 | 6702 | -0.1 | -0.2 | 0.3 | 0.4 | 1 | 0.9 | 10.8 | 9.5 | 8.8 | 7.4 | 10.2 | 8.5 | 8.3 | 7.9 | 6.5 | 8.7 | 65.52 | 131.46 | 102.52 | 0.25 | 5.54
2019 | 10 | 7 | 6:00 | 6703 | 0.3 | 0.4 | 5.5 | 1.2 | 1.5 | 1.6 | 10.8 | 9.5 | 8.8 | 7.4 | 10.2 | 8.5 | 8.3 | 7.9 | 6.5 | 8.7 | 65.52 | 131.46 | 102.52 | 0.25 | 5.54
2019 | 10 | 7 | 7:00 | 6704 | 1.3 | 1.7 | 6.5 | 2.2 | 3 | 2.4 | 10.8 | 9.5 | 8.8 | 7.4 | 10.2 | 8.5 | 8.3 | 7.9 | 6.5 | 8.7 | 65.52 | 131.46 | 102.52 | 0.25 | 5.54
2019 | 10 | 7 | 8:00 | 6705 | 3.4 | 3.4 | 4.4 | 2.8 | 3.3 | 3.3 | 10.8 | 9.5 | 8.8 | 7.4 | 10.2 | 8.5 | 8.3 | 7.9 | 6.5 | 8.7 | 65.52 | 131.46 | 102.52 | 0.25 | 5.54
2019 | 10 | 7 | 9:00 | 6706 | 4.4 | 5.6 | 5.5 | 4.4 | 4.1 | 2.3 | 10.8 | 9.5 | 8.8 | 7.4 | 10.2 | 8.5 | 8.3 | 7.9 | 6.5 | 8.7 | 65.52 | 131.46 | 102.52 | 0.25 | 5.54
2019 | 10 | 7 | 10:00 | 6707 | 5.9 | 4.6 | 6.7 | 5.7 | 4.5 | 2 | 10.8 | 9.5 | 8.8 | 7.4 | 10.2 | 8.5 | 8.3 | 7.9 | 6.5 | 8.7 | 65.52 | 131.46 | 102.52 | 0.25 | 5.54
2019 | 10 | 7 | 11:00 | 6708 | 5.7 | 4 | 5.2 | 5.7 | 5.3 | 2.8 | 10.8 | 9.5 | 8.8 | 7.4 | 10.2 | 8.5 | 8.3 | 7.9 | 6.5 | 8.7 | 65.52 | 131.46 | 102.52 | 0.25 | 5.54
2019 | 10 | 7 | 12:00 | 6709 | 3.7 | 2.6 | 5.8 | 6.1 | 5 | 2.8 | 11.4 | 9.5 | 8.8 | 7.4 | 10.2 | 8.5 | 8.3 | 7.9 | 6.5 | 8.7 | 65.52 | 131.46 | 102.52 | 0.25 | 5.54
2019 | 10 | 7 | 13:00 | 6710 | 3.1 | 3.1 | 5.8 | 5.8 | 5.2 | 2.8 | 11.4 | 9.5 | 8.8 | 7.4 | 10.2 | 8.5 | 8.3 | 7.9 | 6.5 | 8.7 | 65.52 | 131.46 | 102.52 | 0.25 | 5.54
2019 | 10 | 7 | 14:00 | 6711 | 3.1 | 3.3 | 6.6 | 5.9 | 5.7 | 2.9 | 11.4 | 9.5 | 8.8 | 7.4 | 10.2 | 8.5 | 8.3 | 7.9 | 6.5 | 8.7 | 65.52 | 131.46 | 102.52 | 0.25 | 5.54
2019 | 10 | 7 | 15:00 | 6712 | 3.5 | 3.7 | 7.3 | 6 | 5.5 | 2.7 | 11.4 | 9.5 | 8.8 | 7.4 | 10.2 | 8.5 | 8.3 | 7.9 | 6.5 | 8.7 | 65.52 | 131.46 | 102.52 | 0.25 | 5.54
2019 | 10 | 7 | 16:00 | 6713 | 3.1 | 3.9 | 8 | 5.3 | 4.8 | 2.3 | 11.4 | 9.5 | 8.8 | 7.4 | 10.2 | 8.5 | 8.3 | 7.9 | 6.5 | 8.7 | 65.52 | 131.46 | 102.52 | 0.25 | 5.54
2019 | 10 | 7 | 17:00 | 6714 | 3.3 | 3.9 | 7.7 | 3.7 | 4.8 | 1.8 | 11.4 | 9.5 | 8.8 | 7.4 | 10.2 | 8.5 | 8.3 | 7.9 | 6.5 | 8.7 | 65.52 | 131.46 | 102.52 | 0.25 | 5.54
2019 | 10 | 7 | 18:00 | 6715 | 4.3 | 3.9 | 7.3 | 2.7 | 3.8 | 2 | 11.4 | 9.5 | 8.8 | 7.4 | 10.2 | 8.5 | 8.3 | 7.9 | 6.5 | 8.7 | 65.52 | 131.46 | 102.52 | 0.25 | 5.54
2019 | 10 | 7 | 19:00 | 6716 | 4.1 | 3.8 | 3.2 | 2.5 | 3.1 | 2.1 | 11.4 | 9.5 | 8.8 | 7.4 | 10.2 | 8.5 | 8.3 | 7.9 | 6.5 | 8.7 | 65.52 | 131.46 | 102.52 | 0.25 | 5.54
2019 | 10 | 7 | 20:00 | 6717 | 2.9 | 3.6 | 2.7 | 1.8 | 2.7 | 2.2 | 11.4 | 9.5 | 8.8 | 7.4 | 10.2 | 8.5 | 8.3 | 7.9 | 6.5 | 8.7 | 65.52 | 131.46 | 102.52 | 0.25 | 5.54
2019 | 10 | 7 | 21:00 | 6718 | 2.8 | 3.4 | 6.9 | 1.7 | 3.1 | 2.4 | 11.4 | 9.5 | 8.8 | 7.4 | 10.2 | 8.5 | 8.3 | 7.9 | 6.5 | 8.7 | 65.52 | 131.46 | 102.52 | 0.25 | 5.54
2019 | 10 | 7 | 22:00 | 6719 | 1.5 | 2.7 | 5 | 1.7 | 3.5 | 2.9 | 11.4 | 9.5 | 8.8 | 7.4 | 10.2 | 8.5 | 8.3 | 7.9 | 6.5 | 8.7 | 65.52 | 131.46 | 102.52 | 0.25 | 5.54
2019 | 10 | 7 | 23:00 | 6720 | 1.3 | 2.5 | 5.6 | 1.3 | 3.5 | 3.2 | 11.4 | 9.5 | 8.8 | 7.4 | 10.2 | 8.5 | 8.3 | 7.9 | 6.5 | 8.7 | 65.52 | 131.46 | 102.52 | 0.25 | 5.54
2019 | 10 | 8 | 0:00 | 6721 | 1.7 | 2.4 | 7.6 | 0.2 | 3.4 | 3 | 10.6 | 9.4 | 8.4 | 7.5 | 10.8 | 9 | 7.5 | 7.4 | 7.4 | 8.2 | 66.08 | 137.05 | 100.33 | 0.24 | 5.48
2019 | 10 | 8 | 1:00 | 6722 | 1.9 | 2.2 | 7.7 | 1.9 | 2.8 | 2.9 | 10.6 | 9.4 | 8.4 | 7.5 | 10.8 | 9 | 7.5 | 7.4 | 7.4 | 8.2 | 66.08 | 137.05 | 100.33 | 0.24 | 5.48
2019 | 10 | 8 | 2:00 | 6723 | 2.2 | 2.1 | 6.6 | 1 | 2 | 2.6 | 10.6 | 9.4 | 8.4 | 7.5 | 10.8 | 9 | 7.5 | 7.4 | 7.4 | 8.2 | 66.08 | 137.05 | 100.33 | 0.24 | 5.48
2019 | 10 | 8 | 3:00 | 6724 | 1.9 | 2 | 7.7 | 0.9 | 1.1 | 2.2 | 10.6 | 9.4 | 8.4 | 7.5 | 10.8 | 9 | 7.5 | 7.4 | 7.4 | 8.2 | 66.08 | 137.05 | 100.33 | 0.24 | 5.48
2019 | 10 | 8 | 4:00 | 6725 | 2.8 | 2.9 | 7.1 | 1.2 | 0.5 | 1.8 | 10.6 | 9.4 | 8.4 | 7.5 | 10.8 | 9 | 7.5 | 7.4 | 7.4 | 8.2 | 66.08 | 137.05 | 100.33 | 0.24 | 5.48
2019 | 10 | 8 | 5:00 | 6726 | 2.7 | 3.3 | 5.5 | 1.7 | 1.7 | 2.1 | 10.6 | 9.4 | 8.4 | 7.5 | 10.8 | 9 | 7.5 | 7.4 | 7.4 | 8.2 | 66.08 | 137.05 | 100.33 | 0.24 | 5.48
2019 | 10 | 8 | 6:00 | 6727 | 3.1 | 3.4 | 8.2 | 2.6 | 2.5 | 2.4 | 10.6 | 9.4 | 8.4 | 7.5 | 10.8 | 9 | 7.5 | 7.4 | 7.4 | 8.2 | 66.08 | 137.05 | 100.33 | 0.24 | 5.48
2019 | 10 | 8 | 7:00 | 6728 | 3.5 | 4.1 | 9.2 | 3.6 | 4.1 | 3.1 | 10.6 | 9.4 | 8.4 | 7.5 | 10.8 | 9 | 7.5 | 7.4 | 7.4 | 8.2 | 66.08 | 137.05 | 100.33 | 0.24 | 5.48
2019 | 10 | 8 | 8:00 | 6729 | 3.4 | 4.9 | 7.5 | 5.4 | 4.7 | 3.6 | 10.6 | 9.4 | 8.4 | 7.5 | 10.8 | 9 | 7.5 | 7.4 | 7.4 | 8.2 | 66.08 | 137.05 | 100.33 | 0.24 | 5.48
2019 | 10 | 8 | 9:00 | 6730 | 4.6 | 5.9 | 8 | 5.4 | 6.1 | 4.3 | 10.6 | 9.4 | 8.4 | 7.5 | 10.8 | 9 | 7.5 | 7.4 | 7.4 | 8.2 | 66.08 | 137.05 | 100.33 | 0.24 | 5.48
2019 | 10 | 8 | 10:00 | 6731 | 7.2 | 7.1 | 8.5 | 6.2 | 6.1 | 4.3 | 10.6 | 9.4 | 8.4 | 7.5 | 10.8 | 9 | 7.5 | 7.4 | 7.4 | 8.2 | 66.08 | 137.05 | 100.33 | 0.24 | 5.48
2019 | 10 | 8 | 11:00 | 6732 | 6.5 | 7.3 | 8.7 | 6.8 | 6.2 | 5.7 | 10.6 | 9.4 | 8.4 | 7.5 | 10.8 | 9 | 7.5 | 7.4 | 7.4 | 8.2 | 66.08 | 137.05 | 100.33 | 0.24 | 5.48
2019 | 10 | 8 | 12:00 | 6733 | 6.6 | 7.2 | 9.8 | 6.5 | 6.3 | 6 | 11.4 | 9.4 | 8.4 | 7.5 | 10.8 | 9 | 7.5 | 7.4 | 7.4 | 8.2 | 66.08 | 137.05 | 100.33 | 0.24 | 5.48
2019 | 10 | 8 | 13:00 | 6734 | 7.4 | 7.1 | 9.2 | 5.9 | 6.7 | 6 | 11.4 | 9.4 | 8.4 | 7.5 | 10.8 | 9 | 7.5 | 7.4 | 7.4 | 8.2 | 66.08 | 137.05 | 100.33 | 0.24 | 5.48
2019 | 10 | 8 | 14:00 | 6735 | 7.4 | 6.8 | 8.9 | 5.9 | 6.8 | 5.7 | 11.4 | 9.4 | 8.4 | 7.5 | 10.8 | 9 | 7.5 | 7.4 | 7.4 | 8.2 | 66.08 | 137.05 | 100.33 | 0.24 | 5.48
2019 | 10 | 8 | 15:00 | 6736 | 7.3 | 7 | 8 | 5.9 | 6.7 | 5.7 | 11.4 | 9.4 | 8.4 | 7.5 | 10.8 | 9 | 7.5 | 7.4 | 7.4 | 8.2 | 66.08 | 137.05 | 100.33 | 0.24 | 5.48
2019 | 10 | 8 | 16:00 | 6737 | 7 | 6.7 | 7.1 | 5.8 | 6.6 | 5.6 | 11.4 | 9.4 | 8.4 | 7.5 | 10.8 | 9 | 7.5 | 7.4 | 7.4 | 8.2 | 66.08 | 137.05 | 100.33 | 0.24 | 5.48
2019 | 10 | 8 | 17:00 | 6738 | 6.7 | 6.4 | 6.5 | 5.4 | 6.5 | 5.9 | 11.4 | 9.4 | 8.4 | 7.5 | 10.8 | 9 | 7.5 | 7.4 | 7.4 | 8.2 | 66.08 | 137.05 | 100.33 | 0.24 | 5.48
2019 | 10 | 8 | 18:00 | 6739 | 5.8 | 6.3 | 6.1 | 5.6 | 6.4 | 5.6 | 11.4 | 9.4 | 8.4 | 7.5 | 10.8 | 9 | 7.5 | 7.4 | 7.4 | 8.2 | 66.08 | 137.05 | 100.33 | 0.24 | 5.48
2019 | 10 | 8 | 19:00 | 6740 | 5.7 | 5.2 | 5.9 | 5.4 | 5.8 | 5.2 | 11.4 | 9.4 | 8.4 | 7.5 | 10.8 | 9 | 7.5 | 7.4 | 7.4 | 8.2 | 66.08 | 137.05 | 100.33 | 0.24 | 5.48
2019 | 10 | 8 | 20:00 | 6741 | 5.1 | 4.9 | 5.9 | 5.1 | 5.5 | 4.6 | 11.4 | 9.4 | 8.4 | 7.5 | 10.8 | 9 | 7.5 | 7.4 | 7.4 | 8.2 | 66.08 | 137.05 | 100.33 | 0.24 | 5.48
2019 | 10 | 8 | 21:00 | 6742 | 5.4 | 5 | 6 | 4.9 | 5.2 | 4.3 | 11.4 | 9.4 | 8.4 | 7.5 | 10.8 | 9 | 7.5 | 7.4 | 7.4 | 8.2 | 66.08 | 137.05 | 100.33 | 0.24 | 5.48
2019 | 10 | 8 | 22:00 | 6743 | 5.7 | 5.5 | 6.8 | 4.9 | 5 | 4.3 | 11.4 | 9.4 | 8.4 | 7.5 | 10.8 | 9 | 7.5 | 7.4 | 7.4 | 8.2 | 66.08 | 137.05 | 100.33 | 0.24 | 5.48
2019 | 10 | 8 | 23:00 | 6744 | 6 | 5.9 | 8.3 | 5.1 | 5.1 | 4.5 | 11.4 | 9.4 | 8.4 | 7.5 | 10.8 | 9 | 7.5 | 7.4 | 7.4 | 8.2 | 66.08 | 137.05 | 100.33 | 0.24 | 5.48
2019 | 10 | 9 | 0:00 | 6745 | 6.4 | 6.5 | 11.4 | 5.1 | 5.3 | 4.8 | 10.8 | 9.1 | 8.6 | 8.2 | 11 | 9.7 | 8.5 | 7.8 | 8.3 | 8.2 | 65.45 | 143.96 | 101.99 | 0.22 | 5.09
2019 | 10 | 9 | 1:00 | 6746 | 7.4 | 7.2 | 11.2 | 5.2 | 5.6 | 5.4 | 10.8 | 9.1 | 8.6 | 8.2 | 11 | 9.7 | 8.5 | 7.8 | 8.3 | 8.2 | 65.45 | 143.96 | 101.99 | 0.22 | 5.09
2019 | 10 | 9 | 2:00 | 6747 | 8.2 | 8 | 11.3 | 5.2 | 6.2 | 6.1 | 10.8 | 9.1 | 8.6 | 8.2 | 11 | 9.7 | 8.5 | 7.8 | 8.3 | 8.2 | 65.45 | 143.96 | 101.99 | 0.22 | 5.09
2019 | 10 | 9 | 3:00 | 6748 | 8.7 | 8.3 | 11.4 | 5.3 | 7.4 | 6.8 | 10.8 | 9.1 | 8.6 | 8.2 | 11 | 9.7 | 8.5 | 7.8 | 8.3 | 8.2 | 65.45 | 143.96 | 101.99 | 0.22 | 5.09
2019 | 10 | 9 | 4:00 | 6749 | 9.1 | 8.8 | 11.5 | 5.4 | 8.4 | 7.3 | 10.8 | 9.1 | 8.6 | 8.2 | 11 | 9.7 | 8.5 | 7.8 | 8.3 | 8.2 | 65.45 | 143.96 | 101.99 | 0.22 | 5.09
2019 | 10 | 9 | 5:00 | 6750 | 9.2 | 9.1 | 11.7 | 5.5 | 9.1 | 8 | 10.8 | 9.1 | 8.6 | 8.2 | 11 | 9.7 | 8.5 | 7.8 | 8.3 | 8.2 | 65.45 | 143.96 | 101.99 | 0.22 | 5.09
2019 | 10 | 9 | 6:00 | 6751 | 9.9 | 9.7 | 11.9 | 6.6 | 9.4 | 8.7 | 10.8 | 9.1 | 8.6 | 8.2 | 11 | 9.7 | 8.5 | 7.8 | 8.3 | 8.2 | 65.45 | 143.96 | 101.99 | 0.22 | 5.09
2019 | 10 | 9 | 7:00 | 6752 | 10.8 | 9.9 | 11.5 | 8 | 10.2 | 9.3 | 10.8 | 9.1 | 8.6 | 8.2 | 11 | 9.7 | 8.5 | 7.8 | 8.3 | 8.2 | 65.45 | 143.96 | 101.99 | 0.22 | 5.09
2019 | 10 | 9 | 8:00 | 6753 | 11.6 | 10.9 | 12.6 | 10.1 | 11.5 | 10.1 | 10.8 | 9.1 | 8.6 | 8.2 | 11 | 9.7 | 8.5 | 7.8 | 8.3 | 8.2 | 65.45 | 143.96 | 101.99 | 0.22 | 5.09
2019 | 10 | 9 | 9:00 | 6754 | 12 | 12.3 | 13.8 | 11.4 | 12.8 | 11.1 | 10.8 | 9.1 | 8.6 | 8.2 | 11 | 9.7 | 8.5 | 7.8 | 8.3 | 8.2 | 65.45 | 143.96 | 101.99 | 0.22 | 5.09
2019 | 10 | 9 | 10:00 | 6755 | 11.1 | 12.6 | 13.8 | 12.6 | 12.2 | 11.5 | 10.8 | 9.1 | 8.6 | 8.2 | 11 | 9.7 | 8.5 | 7.8 | 8.3 | 8.2 | 65.45 | 143.96 | 101.99 | 0.22 | 5.09
2019 | 10 | 9 | 11:00 | 6756 | 12.1 | 14.3 | 13.5 | 11.3 | 12.8 | 13 | 10.8 | 9.1 | 8.6 | 8.2 | 11 | 9.7 | 8.5 | 7.8 | 8.3 | 8.2 | 65.45 | 143.96 | 101.99 | 0.22 | 5.09
2019 | 10 | 9 | 12:00 | 6757 | 13.2 | 14.4 | 12.5 | 13.1 | 12.1 | 13.7 | 12.2 | 9.1 | 8.6 | 8.2 | 11 | 9.7 | 8.5 | 7.8 | 8.3 | 8.2 | 65.45 | 143.96 | 101.99 | 0.22 | 5.09
2019 | 10 | 9 | 13:00 | 6758 | 13.3 | 14.4 | 12.7 | 13.2 | 13.2 | 12.5 | 12.2 | 9.1 | 8.6 | 8.2 | 11 | 9.7 | 8.5 | 7.8 | 8.3 | 8.2 | 65.45 | 143.96 | 101.99 | 0.22 | 5.09
2019 | 10 | 9 | 14:00 | 6759 | 14.6 | 14.2 | 11.9 | 11.9 | 12.8 | 12.3 | 12.2 | 9.1 | 8.6 | 8.2 | 11 | 9.7 | 8.5 | 7.8 | 8.3 | 8.2 | 65.45 | 143.96 | 101.99 | 0.22 | 5.09
2019 | 10 | 9 | 15:00 | 6760 | 13.4 | 13.2 | 11.8 | 10.3 | 10.9 | 11.8 | 12.2 | 9.1 | 8.6 | 8.2 | 11 | 9.7 | 8.5 | 7.8 | 8.3 | 8.2 | 65.45 | 143.96 | 101.99 | 0.22 | 5.09
2019 | 10 | 9 | 16:00 | 6761 | 11.4 | 11.5 | 11.9 | 9.5 | 11.3 | 10.6 | 12.2 | 9.1 | 8.6 | 8.2 | 11 | 9.7 | 8.5 | 7.8 | 8.3 | 8.2 | 65.45 | 143.96 | 101.99 | 0.22 | 5.09
2019 | 10 | 9 | 17:00 | 6762 | 9.5 | 11.2 | 12.2 | 10 | 10.9 | 10.4 | 12.2 | 9.1 | 8.6 | 8.2 | 11 | 9.7 | 8.5 | 7.8 | 8.3 | 8.2 | 65.45 | 143.96 | 101.99 | 0.22 | 5.09
2019 | 10 | 9 | 18:00 | 6763 | 8.9 | 10.3 | 12.1 | 9.8 | 10.6 | 9.1 | 12.2 | 9.1 | 8.6 | 8.2 | 11 | 9.7 | 8.5 | 7.8 | 8.3 | 8.2 | 65.45 | 143.96 | 101.99 | 0.22 | 5.09
2019 | 10 | 9 | 19:00 | 6764 | 9 | 9.8 | 11.7 | 9.7 | 10.3 | 8.5 | 12.2 | 9.1 | 8.6 | 8.2 | 11 | 9.7 | 8.5 | 7.8 | 8.3 | 8.2 | 65.45 | 143.96 | 101.99 | 0.22 | 5.09
2019 | 10 | 9 | 20:00 | 6765 | 9.7 | 9.7 | 11.2 | 9.7 | 10.1 | 8.1 | 12.2 | 9.1 | 8.6 | 8.2 | 11 | 9.7 | 8.5 | 7.8 | 8.3 | 8.2 | 65.45 | 143.96 | 101.99 | 0.22 | 5.09
2019 | 10 | 9 | 21:00 | 6766 | 9.4 | 8.7 | 11.8 | 9.4 | 9.8 | 8.3 | 12.2 | 9.1 | 8.6 | 8.2 | 11 | 9.7 | 8.5 | 7.8 | 8.3 | 8.2 | 65.45 | 143.96 | 101.99 | 0.22 | 5.09
2019 | 10 | 9 | 22:00 | 6767 | 9.1 | 8.9 | 11.7 | 9.6 | 9.6 | 8.3 | 12.2 | 9.1 | 8.6 | 8.2 | 11 | 9.7 | 8.5 | 7.8 | 8.3 | 8.2 | 65.45 | 143.96 | 101.99 | 0.22 | 5.09
2019 | 10 | 9 | 23:00 | 6768 | 8.6 | 8.4 | 11.2 | 9.7 | 9.4 | 8.3 | 12.2 | 9.1 | 8.6 | 8.2 | 11 | 9.7 | 8.5 | 7.8 | 8.3 | 8.2 | 65.45 | 143.96 | 101.99 | 0.22 | 5.09
2019 | 10 | 10 | 0:00 | 6769 | 8.7 | 8.7 | 9.8 | 9.7 | 9.2 | 8.7 | 11 | 9.3 | 9.4 | 8.7 | 11.3 | 10.1 | 9.1 | 8.3 | 9.4 | 8.5 | 66.22 | 140.16 | 102.14 | 0.31 | 4.04
2019 | 10 | 10 | 1:00 | 6770 | 9 | 8.4 | 9.7 | 9.3 | 8.9 | 9 | 11 | 9.3 | 9.4 | 8.7 | 11.3 | 10.1 | 9.1 | 8.3 | 9.4 | 8.5 | 66.22 | 140.16 | 102.14 | 0.31 | 4.04
2019 | 10 | 10 | 2:00 | 6771 | 8.9 | 8.4 | 9.6 | 8.8 | 8.8 | 9 | 11 | 9.3 | 9.4 | 8.7 | 11.3 | 10.1 | 9.1 | 8.3 | 9.4 | 8.5 | 66.22 | 140.16 | 102.14 | 0.31 | 4.04
2019 | 10 | 10 | 3:00 | 6772 | 9 | 8.5 | 9.1 | 9 | 8.7 | 9 | 11 | 9.3 | 9.4 | 8.7 | 11.3 | 10.1 | 9.1 | 8.3 | 9.4 | 8.5 | 66.22 | 140.16 | 102.14 | 0.31 | 4.04
2019 | 10 | 10 | 4:00 | 6773 | 9 | 8.5 | 8.9 | 8.6 | 8.5 | 8.9 | 11 | 9.3 | 9.4 | 8.7 | 11.3 | 10.1 | 9.1 | 8.3 | 9.4 | 8.5 | 66.22 | 140.16 | 102.14 | 0.31 | 4.04
2019 | 10 | 10 | 5:00 | 6774 | 8.7 | 8.8 | 8.4 | 8.3 | 8.3 | 8.7 | 11 | 9.3 | 9.4 | 8.7 | 11.3 | 10.1 | 9.1 | 8.3 | 9.4 | 8.5 | 66.22 | 140.16 | 102.14 | 0.31 | 4.04
2019 | 10 | 10 | 6:00 | 6775 | 8.7 | 9.1 | 8.7 | 7.1 | 8.7 | 8.9 | 11 | 9.3 | 9.4 | 8.7 | 11.3 | 10.1 | 9.1 | 8.3 | 9.4 | 8.5 | 66.22 | 140.16 | 102.14 | 0.31 | 4.04
2019 | 10 | 10 | 7:00 | 6776 | 8.9 | 9.2 | 9.5 | 8.5 | 9.3 | 9.1 | 11 | 9.3 | 9.4 | 8.7 | 11.3 | 10.1 | 9.1 | 8.3 | 9.4 | 8.5 | 66.22 | 140.16 | 102.14 | 0.31 | 4.04
2019 | 10 | 10 | 8:00 | 6777 | 9.7 | 9.8 | 9.9 | 9.8 | 9.6 | 9 | 11 | 9.3 | 9.4 | 8.7 | 11.3 | 10.1 | 9.1 | 8.3 | 9.4 | 8.5 | 66.22 | 140.16 | 102.14 | 0.31 | 4.04
2019 | 10 | 10 | 9:00 | 6778 | 10.7 | 10 | 9.8 | 11.2 | 10.3 | 9.2 | 11 | 9.3 | 9.4 | 8.7 | 11.3 | 10.1 | 9.1 | 8.3 | 9.4 | 8.5 | 66.22 | 140.16 | 102.14 | 0.31 | 4.04
2019 | 10 | 10 | 10:00 | 6779 | 10.8 | 10.5 | 11.1 | 11.5 | 11 | 9.4 | 11 | 9.3 | 9.4 | 8.7 | 11.3 | 10.1 | 9.1 | 8.3 | 9.4 | 8.5 | 66.22 | 140.16 | 102.14 | 0.31 | 4.04
2019 | 10 | 10 | 11:00 | 6780 | 10.6 | 11.2 | 11.7 | 12.5 | 11.4 | 9.8 | 11 | 9.3 | 9.4 | 8.7 | 11.3 | 10.1 | 9.1 | 8.3 | 9.4 | 8.5 | 66.22 | 140.16 | 102.14 | 0.31 | 4.04
2019 | 10 | 10 | 12:00 | 6781 | 10 | 12 | 11.6 | 12.1 | 12.1 | 10.2 | 12.4 | 9.3 | 9.4 | 8.7 | 11.3 | 10.1 | 9.1 | 8.3 | 9.4 | 8.5 | 66.22 | 140.16 | 102.14 | 0.31 | 4.04
2019 | 10 | 10 | 13:00 | 6782 | 10.6 | 11.7 | 12.2 | 11.9 | 12.2 | 10 | 12.4 | 9.3 | 9.4 | 8.7 | 11.3 | 10.1 | 9.1 | 8.3 | 9.4 | 8.5 | 66.22 | 140.16 | 102.14 | 0.31 | 4.04
2019 | 10 | 10 | 14:00 | 6783 | 11.4 | 10.8 | 12.2 | 10.6 | 12.1 | 10 | 12.4 | 9.3 | 9.4 | 8.7 | 11.3 | 10.1 | 9.1 | 8.3 | 9.4 | 8.5 | 66.22 | 140.16 | 102.14 | 0.31 | 4.04
2019 | 10 | 10 | 15:00 | 6784 | 10.5 | 10.5 | 11.5 | 9.8 | 11 | 9.6 | 12.4 | 9.3 | 9.4 | 8.7 | 11.3 | 10.1 | 9.1 | 8.3 | 9.4 | 8.5 | 66.22 | 140.16 | 102.14 | 0.31 | 4.04
2019 | 10 | 10 | 16:00 | 6785 | 9.9 | 10.2 | 11.7 | 9.8 | 10.5 | 9.1 | 12.4 | 9.3 | 9.4 | 8.7 | 11.3 | 10.1 | 9.1 | 8.3 | 9.4 | 8.5 | 66.22 | 140.16 | 102.14 | 0.31 | 4.04
2019 | 10 | 10 | 17:00 | 6786 | 9.9 | 10.1 | 12.2 | 9.6 | 10 | 9.1 | 12.4 | 9.3 | 9.4 | 8.7 | 11.3 | 10.1 | 9.1 | 8.3 | 9.4 | 8.5 | 66.22 | 140.16 | 102.14 | 0.31 | 4.04
2019 | 10 | 10 | 18:00 | 6787 | 9.7 | 9.9 | 12.3 | 9.4 | 9.8 | 9.2 | 12.4 | 9.3 | 9.4 | 8.7 | 11.3 | 10.1 | 9.1 | 8.3 | 9.4 | 8.5 | 66.22 | 140.16 | 102.14 | 0.31 | 4.04
2019 | 10 | 10 | 19:00 | 6788 | 9.7 | 9.6 | 12.4 | 9.2 | 9.7 | 9.3 | 12.4 | 9.3 | 9.4 | 8.7 | 11.3 | 10.1 | 9.1 | 8.3 | 9.4 | 8.5 | 66.22 | 140.16 | 102.14 | 0.31 | 4.04
2019 | 10 | 10 | 20:00 | 6789 | 9.7 | 9.5 | 12.4 | 9.3 | 9.6 | 9.3 | 12.4 | 9.3 | 9.4 | 8.7 | 11.3 | 10.1 | 9.1 | 8.3 | 9.4 | 8.5 | 66.22 | 140.16 | 102.14 | 0.31 | 4.04
2019 | 10 | 10 | 21:00 | 6790 | 9.7 | 9.4 | 12 | 9.3 | 9.4 | 9.2 | 12.4 | 9.3 | 9.4 | 8.7 | 11.3 | 10.1 | 9.1 | 8.3 | 9.4 | 8.5 | 66.22 | 140.16 | 102.14 | 0.31 | 4.04
2019 | 10 | 10 | 22:00 | 6791 | 9.7 | 9.4 | 12.4 | 9.1 | 9.4 | 9 | 12.4 | 9.3 | 9.4 | 8.7 | 11.3 | 10.1 | 9.1 | 8.3 | 9.4 | 8.5 | 66.22 | 140.16 | 102.14 | 0.31 | 4.04
2019 | 10 | 10 | 23:00 | 6792 | 9.5 | 9.4 | 12.3 | 8.6 | 9.4 | 9 | 12.4 | 9.3 | 9.4 | 8.7 | 11.3 | 10.1 | 9.1 | 8.3 | 9.4 | 8.5 | 66.22 | 140.16 | 102.14 | 0.31 | 4.04
2019 | 10 | 11 | 0:00 | 6793 | 9.4 | 9.4 | 12 | 8.6 | 8.9 | 8.9 | 11 | 10 | 10.2 | 9.2 | 11.3 | 10.6 | 9.9 | 8.6 | 10 | 8.4 | 65.5 | 140.35 | 103.53 | 0.31 | 5.33
2019 | 10 | 11 | 1:00 | 6794 | 9.1 | 9.3 | 11.8 | 8.6 | 8.5 | 8.9 | 11 | 10 | 10.2 | 9.2 | 11.3 | 10.6 | 9.9 | 8.6 | 10 | 8.4 | 65.5 | 140.35 | 103.53 | 0.31 | 5.33
2019 | 10 | 11 | 2:00 | 6795 | 9.1 | 9.1 | 11.8 | 8.8 | 8.8 | 8.8 | 11 | 10 | 10.2 | 9.2 | 11.3 | 10.6 | 9.9 | 8.6 | 10 | 8.4 | 65.5 | 140.35 | 103.53 | 0.31 | 5.33
2019 | 10 | 11 | 3:00 | 6796 | 9 | 8.9 | 11.4 | 8.3 | 8.7 | 8.7 | 11 | 10 | 10.2 | 9.2 | 11.3 | 10.6 | 9.9 | 8.6 | 10 | 8.4 | 65.5 | 140.35 | 103.53 | 0.31 | 5.33
2019 | 10 | 11 | 4:00 | 6797 | 8.9 | 8.7 | 11 | 8.3 | 8.3 | 8.6 | 11 | 10 | 10.2 | 9.2 | 11.3 | 10.6 | 9.9 | 8.6 | 10 | 8.4 | 65.5 | 140.35 | 103.53 | 0.31 | 5.33
2019 | 10 | 11 | 5:00 | 6798 | 8.7 | 8.6 | 11.4 | 8.5 | 8.3 | 8.6 | 11 | 10 | 10.2 | 9.2 | 11.3 | 10.6 | 9.9 | 8.6 | 10 | 8.4 | 65.5 | 140.35 | 103.53 | 0.31 | 5.33
2019 | 10 | 11 | 6:00 | 6799 | 8.9 | 8.7 | 11.9 | 9.1 | 8.8 | 8.5 | 11 | 10 | 10.2 | 9.2 | 11.3 | 10.6 | 9.9 | 8.6 | 10 | 8.4 | 65.5 | 140.35 | 103.53 | 0.31 | 5.33
2019 | 10 | 11 | 7:00 | 6800 | 9 | 8.9 | 11.7 | 9.9 | 9.9 | 8.6 | 11 | 10 | 10.2 | 9.2 | 11.3 | 10.6 | 9.9 | 8.6 | 10 | 8.4 | 65.5 | 140.35 | 103.53 | 0.31 | 5.33
2019 | 10 | 11 | 8:00 | 6801 | 8.9 | 9.5 | 11.5 | 10.1 | 9.8 | 8.6 | 11 | 10 | 10.2 | 9.2 | 11.3 | 10.6 | 9.9 | 8.6 | 10 | 8.4 | 65.5 | 140.35 | 103.53 | 0.31 | 5.33
2019 | 10 | 11 | 9:00 | 6802 | 9.6 | 10.1 | 12.3 | 10.8 | 10.1 | 8.8 | 11 | 10 | 10.2 | 9.2 | 11.3 | 10.6 | 9.9 | 8.6 | 10 | 8.4 | 65.5 | 140.35 | 103.53 | 0.31 | 5.33
2019 | 10 | 11 | 10:00 | 6803 | 10.5 | 10.9 | 12.2 | 11.5 | 10.5 | 8.8 | 11 | 10 | 10.2 | 9.2 | 11.3 | 10.6 | 9.9 | 8.6 | 10 | 8.4 | 65.5 | 140.35 | 103.53 | 0.31 | 5.33
2019 | 10 | 11 | 11:00 | 6804 | 11.9 | 11.9 | 11.7 | 10.8 | 10.6 | 9.1 | 11 | 10 | 10.2 | 9.2 | 11.3 | 10.6 | 9.9 | 8.6 | 10 | 8.4 | 65.5 | 140.35 | 103.53 | 0.31 | 5.33
2019 | 10 | 11 | 12:00 | 6805 | 12.7 | 12.6 | 11.9 | 11 | 10.7 | 10.1 | 12.4 | 10 | 10.2 | 9.2 | 11.3 | 10.6 | 9.9 | 8.6 | 10 | 8.4 | 65.5 | 140.35 | 103.53 | 0.31 | 5.33
2019 | 10 | 11 | 13:00 | 6806 | 12.8 | 13.6 | 12.1 | 10.8 | 10.9 | 10.6 | 12.4 | 10 | 10.2 | 9.2 | 11.3 | 10.6 | 9.9 | 8.6 | 10 | 8.4 | 65.5 | 140.35 | 103.53 | 0.31 | 5.33
2019 | 10 | 11 | 14:00 | 6807 | 12.4 | 12.8 | 12 | 10.5 | 10.4 | 11.1 | 12.4 | 10 | 10.2 | 9.2 | 11.3 | 10.6 | 9.9 | 8.6 | 10 | 8.4 | 65.5 | 140.35 | 103.53 | 0.31 | 5.33
2019 | 10 | 11 | 15:00 | 6808 | 11.9 | 11.6 | 11.8 | 9.9 | 10.9 | 10.9 | 12.4 | 10 | 10.2 | 9.2 | 11.3 | 10.6 | 9.9 | 8.6 | 10 | 8.4 | 65.5 | 140.35 | 103.53 | 0.31 | 5.33
2019 | 10 | 11 | 16:00 | 6809 | 11.1 | 11 | 11.9 | 10.2 | 10.7 | 10.2 | 12.4 | 10 | 10.2 | 9.2 | 11.3 | 10.6 | 9.9 | 8.6 | 10 | 8.4 | 65.5 | 140.35 | 103.53 | 0.31 | 5.33
2019 | 10 | 11 | 17:00 | 6810 | 11.4 | 10.5 | 12.4 | 10.5 | 10.6 | 9.9 | 12.4 | 10 | 10.2 | 9.2 | 11.3 | 10.6 | 9.9 | 8.6 | 10 | 8.4 | 65.5 | 140.35 | 103.53 | 0.31 | 5.33
2019 | 10 | 11 | 18:00 | 6811 | 12.2 | 10.9 | 12.8 | 11.4 | 10.8 | 9.7 | 12.4 | 10 | 10.2 | 9.2 | 11.3 | 10.6 | 9.9 | 8.6 | 10 | 8.4 | 65.5 | 140.35 | 103.53 | 0.31 | 5.33
2019 | 10 | 11 | 19:00 | 6812 | 12.4 | 11.6 | 12.9 | 11.9 | 11.2 | 10 | 12.4 | 10 | 10.2 | 9.2 | 11.3 | 10.6 | 9.9 | 8.6 | 10 | 8.4 | 65.5 | 140.35 | 103.53 | 0.31 | 5.33
2019 | 10 | 11 | 20:00 | 6813 | 12.6 | 11.9 | 13 | 12 | 11.4 | 10.6 | 12.4 | 10 | 10.2 | 9.2 | 11.3 | 10.6 | 9.9 | 8.6 | 10 | 8.4 | 65.5 | 140.35 | 103.53 | 0.31 | 5.33
2019 | 10 | 11 | 21:00 | 6814 | 11.7 | 11.9 | 12.4 | 12.1 | 11.4 | 11.1 | 12.4 | 10 | 10.2 | 9.2 | 11.3 | 10.6 | 9.9 | 8.6 | 10 | 8.4 | 65.5 | 140.35 | 103.53 | 0.31 | 5.33
2019 | 10 | 11 | 22:00 | 6815 | 10.8 | 11 | 12.8 | 12.1 | 11.6 | 10.9 | 12.4 | 10 | 10.2 | 9.2 | 11.3 | 10.6 | 9.9 | 8.6 | 10 | 8.4 | 65.5 | 140.35 | 103.53 | 0.31 | 5.33
2019 | 10 | 11 | 23:00 | 6816 | 10.6 | 10.8 | 12.8 | 11.8 | 11.4 | 9.9 | 12.4 | 10 | 10.2 | 9.2 | 11.3 | 10.6 | 9.9 | 8.6 | 10 | 8.4 | 65.5 | 140.35 | 103.53 | 0.31 | 5.33
2019 | 10 | 12 | 0:00 | 6817 | 10.7 | 10.9 | 12.8 | 12.2 | 11.4 | 9.7 | 11.2 | 10.8 | 11 | 9.9 | 11.3 | 10.8 | 10.4 | 9 | 10.4 | 9 | 67 | 146.37 | 104.35 | 0.82 | 12.51
2019 | 10 | 12 | 1:00 | 6818 | 11.3 | 10.9 | 13.4 | 12 | 11.6 | 9.8 | 11.2 | 10.8 | 11 | 9.9 | 11.3 | 10.8 | 10.4 | 9 | 10.4 | 9 | 67 | 146.37 | 104.35 | 0.82 | 12.51
2019 | 10 | 12 | 2:00 | 6819 | 11.6 | 11.2 | 13 | 12.3 | 11.7 | 9.8 | 11.2 | 10.8 | 11 | 9.9 | 11.3 | 10.8 | 10.4 | 9 | 10.4 | 9 | 67 | 146.37 | 104.35 | 0.82 | 12.51
2019 | 10 | 12 | 3:00 | 6820 | 12 | 11.5 | 12.8 | 12.4 | 11.8 | 10 | 11.2 | 10.8 | 11 | 9.9 | 11.3 | 10.8 | 10.4 | 9 | 10.4 | 9 | 67 | 146.37 | 104.35 | 0.82 | 12.51
2019 | 10 | 12 | 4:00 | 6821 | 12 | 11.6 | 12.8 | 12.3 | 11.6 | 10 | 11.2 | 10.8 | 11 | 9.9 | 11.3 | 10.8 | 10.4 | 9 | 10.4 | 9 | 67 | 146.37 | 104.35 | 0.82 | 12.51
2019 | 10 | 12 | 5:00 | 6822 | 12.3 | 11.9 | 13 | 12.7 | 11.7 | 10.2 | 11.2 | 10.8 | 11 | 9.9 | 11.3 | 10.8 | 10.4 | 9 | 10.4 | 9 | 67 | 146.37 | 104.35 | 0.82 | 12.51
2019 | 10 | 12 | 6:00 | 6823 | 12.3 | 12 | 13.2 | 12.5 | 12 | 10.6 | 11.2 | 10.8 | 11 | 9.9 | 11.3 | 10.8 | 10.4 | 9 | 10.4 | 9 | 67 | 146.37 | 104.35 | 0.82 | 12.51
2019 | 10 | 12 | 7:00 | 6824 | 12.9 | 12.9 | 13.6 | 12.8 | 12.5 | 11 | 11.2 | 10.8 | 11 | 9.9 | 11.3 | 10.8 | 10.4 | 9 | 10.4 | 9 | 67 | 146.37 | 104.35 | 0.82 | 12.51
2019 | 10 | 12 | 8:00 | 6825 | 13.6 | 12 | 13.9 | 12.9 | 12.7 | 12.2 | 11.2 | 10.8 | 11 | 9.9 | 11.3 | 10.8 | 10.4 | 9 | 10.4 | 9 | 67 | 146.37 | 104.35 | 0.82 | 12.51
2019 | 10 | 12 | 9:00 | 6826 | 14.1 | 12.2 | 13.3 | 12.5 | 12.7 | 12.7 | 11.2 | 10.8 | 11 | 9.9 | 11.3 | 10.8 | 10.4 | 9 | 10.4 | 9 | 67 | 146.37 | 104.35 | 0.82 | 12.51
2019 | 10 | 12 | 10:00 | 6827 | 14.3 | 12.6 | 12.9 | 12.6 | 12.3 | 12.7 | 11.2 | 10.8 | 11 | 9.9 | 11.3 | 10.8 | 10.4 | 9 | 10.4 | 9 | 67 | 146.37 | 104.35 | 0.82 | 12.51
2019 | 10 | 12 | 11:00 | 6828 | 13.8 | 12.4 | 12.5 | 11.7 | 11.9 | 12.5 | 11.2 | 10.8 | 11 | 9.9 | 11.3 | 10.8 | 10.4 | 9 | 10.4 | 9 | 67 | 146.37 | 104.35 | 0.82 | 12.51
2019 | 10 | 12 | 12:00 | 6829 | 13.4 | 11.3 | 12.6 | 12.5 | 12.2 | 12.2 | 12.4 | 10.8 | 11 | 9.9 | 11.3 | 10.8 | 10.4 | 9 | 10.4 | 9 | 67 | 146.37 | 104.35 | 0.82 | 12.51
2019 | 10 | 12 | 13:00 | 6830 | 13.5 | 11 | 12.7 | 12.1 | 11.6 | 12.5 | 12.4 | 10.8 | 11 | 9.9 | 11.3 | 10.8 | 10.4 | 9 | 10.4 | 9 | 67 | 146.37 | 104.35 | 0.82 | 12.51
2019 | 10 | 12 | 14:00 | 6831 | 14.4 | 10.9 | 12.9 | 12 | 11.5 | 12.6 | 12.4 | 10.8 | 11 | 9.9 | 11.3 | 10.8 | 10.4 | 9 | 10.4 | 9 | 67 | 146.37 | 104.35 | 0.82 | 12.51
2019 | 10 | 12 | 15:00 | 6832 | 11.1 | 10.8 | 13 | 11.7 | 11.2 | 10.4 | 12.4 | 10.8 | 11 | 9.9 | 11.3 | 10.8 | 10.4 | 9 | 10.4 | 9 | 67 | 146.37 | 104.35 | 0.82 | 12.51
2019 | 10 | 12 | 16:00 | 6833 | 11 | 10.8 | 12.9 | 11.5 | 10.7 | 10.5 | 12.4 | 10.8 | 11 | 9.9 | 11.3 | 10.8 | 10.4 | 9 | 10.4 | 9 | 67 | 146.37 | 104.35 | 0.82 | 12.51
2019 | 10 | 12 | 17:00 | 6834 | 10.9 | 10.2 | 12.6 | 11.4 | 10.9 | 10.5 | 12.4 | 10.8 | 11 | 9.9 | 11.3 | 10.8 | 10.4 | 9 | 10.4 | 9 | 67 | 146.37 | 104.35 | 0.82 | 12.51
2019 | 10 | 12 | 18:00 | 6835 | 10.9 | 9.9 | 12.7 | 11.2 | 10.6 | 10.5 | 12.4 | 10.8 | 11 | 9.9 | 11.3 | 10.8 | 10.4 | 9 | 10.4 | 9 | 67 | 146.37 | 104.35 | 0.82 | 12.51
2019 | 10 | 12 | 19:00 | 6836 | 10.4 | 9.8 | 12.8 | 11.3 | 10.9 | 10.4 | 12.4 | 10.8 | 11 | 9.9 | 11.3 | 10.8 | 10.4 | 9 | 10.4 | 9 | 67 | 146.37 | 104.35 | 0.82 | 12.51
2019 | 10 | 12 | 20:00 | 6837 | 9.8 | 9.7 | 12.8 | 11.4 | 10.8 | 10.3 | 12.4 | 10.8 | 11 | 9.9 | 11.3 | 10.8 | 10.4 | 9 | 10.4 | 9 | 67 | 146.37 | 104.35 | 0.82 | 12.51
2019 | 10 | 12 | 21:00 | 6838 | 10.1 | 9.7 | 12.9 | 11.4 | 10.5 | 10 | 12.4 | 10.8 | 11 | 9.9 | 11.3 | 10.8 | 10.4 | 9 | 10.4 | 9 | 67 | 146.37 | 104.35 | 0.82 | 12.51
2019 | 10 | 12 | 22:00 | 6839 | 11.1 | 9.9 | 13.1 | 11.3 | 10.4 | 9.9 | 12.4 | 10.8 | 11 | 9.9 | 11.3 | 10.8 | 10.4 | 9 | 10.4 | 9 | 67 | 146.37 | 104.35 | 0.82 | 12.51
2019 | 10 | 12 | 23:00 | 6840 | 11.8 | 10.3 | 13.1 | 11.4 | 10.5 | 9.9 | 12.4 | 10.8 | 11 | 9.9 | 11.3 | 10.8 | 10.4 | 9 | 10.4 | 9 | 67 | 146.37 | 104.35 | 0.82 | 12.51
2019 | 10 | 13 | 0:00 | 6841 | 11.8 | 10.8 | 13.1 | 11.2 | 10.7 | 10.1 | 11.6 | 11.2 | 11.1 | 10.1 | 11.3 | 11.2 | 11 | 9.4 | 10.3 | 9.6 | 68.39 | 149.67 | 104.79 | 0.29 | 19.08
2019 | 10 | 13 | 1:00 | 6842 | 11.9 | 11.2 | 13.1 | 11.2 | 10.8 | 10.5 | 11.6 | 11.2 | 11.1 | 10.1 | 11.3 | 11.2 | 11 | 9.4 | 10.3 | 9.6 | 68.39 | 149.67 | 104.79 | 0.29 | 19.08
2019 | 10 | 13 | 2:00 | 6843 | 11.7 | 11.3 | 13.1 | 10.9 | 11 | 10.8 | 11.6 | 11.2 | 11.1 | 10.1 | 11.3 | 11.2 | 11 | 9.4 | 10.3 | 9.6 | 68.39 | 149.67 | 104.79 | 0.29 | 19.08
2019 | 10 | 13 | 3:00 | 6844 | 11.6 | 11.4 | 13 | 10.9 | 11 | 10.8 | 11.6 | 11.2 | 11.1 | 10.1 | 11.3 | 11.2 | 11 | 9.4 | 10.3 | 9.6 | 68.39 | 149.67 | 104.79 | 0.29 | 19.08
2019 | 10 | 13 | 4:00 | 6845 | 11.5 | 11.4 | 13 | 10.7 | 10.6 | 10.7 | 11.6 | 11.2 | 11.1 | 10.1 | 11.3 | 11.2 | 11 | 9.4 | 10.3 | 9.6 | 68.39 | 149.67 | 104.79 | 0.29 | 19.08
2019 | 10 | 13 | 5:00 | 6846 | 11.7 | 11.4 | 12.8 | 10.7 | 10.7 | 10.7 | 11.6 | 11.2 | 11.1 | 10.1 | 11.3 | 11.2 | 11 | 9.4 | 10.3 | 9.6 | 68.39 | 149.67 | 104.79 | 0.29 | 19.08
2019 | 10 | 13 | 6:00 | 6847 | 11.6 | 11.2 | 13 | 10.7 | 10.9 | 10.8 | 11.6 | 11.2 | 11.1 | 10.1 | 11.3 | 11.2 | 11 | 9.4 | 10.3 | 9.6 | 68.39 | 149.67 | 104.79 | 0.29 | 19.08
2019 | 10 | 13 | 7:00 | 6848 | 11.8 | 11.3 | 13.1 | 11.7 | 11.6 | 11.2 | 11.6 | 11.2 | 11.1 | 10.1 | 11.3 | 11.2 | 11 | 9.4 | 10.3 | 9.6 | 68.39 | 149.67 | 104.79 | 0.29 | 19.08
2019 | 10 | 13 | 8:00 | 6849 | 11.8 | 11.6 | 13.4 | 12.1 | 12.2 | 11.5 | 11.6 | 11.2 | 11.1 | 10.1 | 11.3 | 11.2 | 11 | 9.4 | 10.3 | 9.6 | 68.39 | 149.67 | 104.79 | 0.29 | 19.08
2019 | 10 | 13 | 9:00 | 6850 | 11.9 | 11.7 | 14 | 12.6 | 13.1 | 11.7 | 11.6 | 11.2 | 11.1 | 10.1 | 11.3 | 11.2 | 11 | 9.4 | 10.3 | 9.6 | 68.39 | 149.67 | 104.79 | 0.29 | 19.08
2019 | 10 | 13 | 10:00 | 6851 | 12 | 11.9 | 13.8 | 13.1 | 13.6 | 11.8 | 11.6 | 11.2 | 11.1 | 10.1 | 11.3 | 11.2 | 11 | 9.4 | 10.3 | 9.6 | 68.39 | 149.67 | 104.79 | 0.29 | 19.08
2019 | 10 | 13 | 11:00 | 6852 | 12.1 | 12.5 | 13.8 | 13 | 13.9 | 12 | 11.6 | 11.2 | 11.1 | 10.1 | 11.3 | 11.2 | 11 | 9.4 | 10.3 | 9.6 | 68.39 | 149.67 | 104.79 | 0.29 | 19.08
2019 | 10 | 13 | 12:00 | 6853 | 12.3 | 12.7 | 13.3 | 13.2 | 14.1 | 11.7 | 13.2 | 11.2 | 11.1 | 10.1 | 11.3 | 11.2 | 11 | 9.4 | 10.3 | 9.6 | 68.39 | 149.67 | 104.79 | 0.29 | 19.08
2019 | 10 | 13 | 13:00 | 6854 | 12.7 | 12.9 | 13.2 | 13 | 14.1 | 11.5 | 13.2 | 11.2 | 11.1 | 10.1 | 11.3 | 11.2 | 11 | 9.4 | 10.3 | 9.6 | 68.39 | 149.67 | 104.79 | 0.29 | 19.08
2019 | 10 | 13 | 14:00 | 6855 | 13 | 12.8 | 13.2 | 12.6 | 13.9 | 11.9 | 13.2 | 11.2 | 11.1 | 10.1 | 11.3 | 11.2 | 11 | 9.4 | 10.3 | 9.6 | 68.39 | 149.67 | 104.79 | 0.29 | 19.08
2019 | 10 | 13 | 15:00 | 6856 | 12.8 | 12.6 | 12.8 | 12.1 | 13.3 | 11.9 | 13.2 | 11.2 | 11.1 | 10.1 | 11.3 | 11.2 | 11 | 9.4 | 10.3 | 9.6 | 68.39 | 149.67 | 104.79 | 0.29 | 19.08
2019 | 10 | 13 | 16:00 | 6857 | 12.3 | 12.3 | 12.5 | 11.4 | 12.6 | 11.6 | 13.2 | 11.2 | 11.1 | 10.1 | 11.3 | 11.2 | 11 | 9.4 | 10.3 | 9.6 | 68.39 | 149.67 | 104.79 | 0.29 | 19.08
2019 | 10 | 13 | 17:00 | 6858 | 11.6 | 12 | 11.5 | 10.6 | 12 | 11.5 | 13.2 | 11.2 | 11.1 | 10.1 | 11.3 | 11.2 | 11 | 9.4 | 10.3 | 9.6 | 68.39 | 149.67 | 104.79 | 0.29 | 19.08
2019 | 10 | 13 | 18:00 | 6859 | 11.1 | 12.1 | 11.8 | 9.6 | 10.9 | 11.2 | 13.2 | 11.2 | 11.1 | 10.1 | 11.3 | 11.2 | 11 | 9.4 | 10.3 | 9.6 | 68.39 | 149.67 | 104.79 | 0.29 | 19.08
2019 | 10 | 13 | 19:00 | 6860 | 10.9 | 10.5 | 11.8 | 9.2 | 8.7 | 10.9 | 13.2 | 11.2 | 11.1 | 10.1 | 11.3 | 11.2 | 11 | 9.4 | 10.3 | 9.6 | 68.39 | 149.67 | 104.79 | 0.29 | 19.08
2019 | 10 | 13 | 20:00 | 6861 | 10.9 | 9.9 | 12 | 9.3 | 8.6 | 10.4 | 13.2 | 11.2 | 11.1 | 10.1 | 11.3 | 11.2 | 11 | 9.4 | 10.3 | 9.6 | 68.39 | 149.67 | 104.79 | 0.29 | 19.08
2019 | 10 | 13 | 21:00 | 6862 | 9.4 | 9.1 | 12.1 | 9.6 | 8.9 | 9.1 | 13.2 | 11.2 | 11.1 | 10.1 | 11.3 | 11.2 | 11 | 9.4 | 10.3 | 9.6 | 68.39 | 149.67 | 104.79 | 0.29 | 19.08
2019 | 10 | 13 | 22:00 | 6863 | 9.5 | 10.1 | 12.6 | 9.9 | 9.9 | 9.4 | 13.2 | 11.2 | 11.1 | 10.1 | 11.3 | 11.2 | 11 | 9.4 | 10.3 | 9.6 | 68.39 | 149.67 | 104.79 | 0.29 | 19.08
2019 | 10 | 13 | 23:00 | 6864 | 10.7 | 9.9 | 12.5 | 10.4 | 10.3 | 9.2 | 13.2 | 11.2 | 11.1 | 10.1 | 11.3 | 11.2 | 11 | 9.4 | 10.3 | 9.6 | 68.39 | 149.67 | 104.79 | 0.29 | 19.08
2019 | 10 | 14 | 0:00 | 6865 | 11.1 | 10.5 | 13.5 | 10.1 | 10.3 | 9.2 | 12 | 12 | 11.5 | 10.4 | 11.2 | 11.4 | 12.1 | 9.6 | 11 | 9.8 | 68.54 | 146.56 | 107.26 | 0.2 | 24.24
2019 | 10 | 14 | 1:00 | 6866 | 12.1 | 11.1 | 14.9 | 10.8 | 11.1 | 10.3 | 12 | 12 | 11.5 | 10.4 | 11.2 | 11.4 | 12.1 | 9.6 | 11 | 9.8 | 68.54 | 146.56 | 107.26 | 0.2 | 24.24
2019 | 10 | 14 | 2:00 | 6867 | 12.8 | 10.9 | 15 | 11.6 | 11.4 | 10.9 | 12 | 12 | 11.5 | 10.4 | 11.2 | 11.4 | 12.1 | 9.6 | 11 | 9.8 | 68.54 | 146.56 | 107.26 | 0.2 | 24.24
2019 | 10 | 14 | 3:00 | 6868 | 13.3 | 12.6 | 15.2 | 13.3 | 12.6 | 11.3 | 12 | 12 | 11.5 | 10.4 | 11.2 | 11.4 | 12.1 | 9.6 | 11 | 9.8 | 68.54 | 146.56 | 107.26 | 0.2 | 24.24
2019 | 10 | 14 | 4:00 | 6869 | 13 | 13.1 | 15.5 | 14.1 | 13.7 | 11.6 | 12 | 12 | 11.5 | 10.4 | 11.2 | 11.4 | 12.1 | 9.6 | 11 | 9.8 | 68.54 | 146.56 | 107.26 | 0.2 | 24.24
2019 | 10 | 14 | 5:00 | 6870 | 13 | 14 | 15.1 | 15.2 | 14.2 | 11.9 | 12 | 12 | 11.5 | 10.4 | 11.2 | 11.4 | 12.1 | 9.6 | 11 | 9.8 | 68.54 | 146.56 | 107.26 | 0.2 | 24.24
2019 | 10 | 14 | 6:00 | 6871 | 13.4 | 14.1 | 15.4 | 15.7 | 15.2 | 12.9 | 12 | 12 | 11.5 | 10.4 | 11.2 | 11.4 | 12.1 | 9.6 | 11 | 9.8 | 68.54 | 146.56 | 107.26 | 0.2 | 24.24
2019 | 10 | 14 | 7:00 | 6872 | 15 | 15.4 | 15.2 | 16.3 | 16.7 | 14.2 | 12 | 12 | 11.5 | 10.4 | 11.2 | 11.4 | 12.1 | 9.6 | 11 | 9.8 | 68.54 | 146.56 | 107.26 | 0.2 | 24.24
2019 | 10 | 14 | 8:00 | 6873 | 16.5 | 16.5 | 15.7 | 16.6 | 17.5 | 15.8 | 12 | 12 | 11.5 | 10.4 | 11.2 | 11.4 | 12.1 | 9.6 | 11 | 9.8 | 68.54 | 146.56 | 107.26 | 0.2 | 24.24
2019 | 10 | 14 | 9:00 | 6874 | 17.8 | 18.7 | 16.5 | 16.3 | 17.8 | 17.2 | 12 | 12 | 11.5 | 10.4 | 11.2 | 11.4 | 12.1 | 9.6 | 11 | 9.8 | 68.54 | 146.56 | 107.26 | 0.2 | 24.24
2019 | 10 | 14 | 10:00 | 6875 | 18.9 | 19.8 | 15.7 | 16 | 17.8 | 18.5 | 12 | 12 | 11.5 | 10.4 | 11.2 | 11.4 | 12.1 | 9.6 | 11 | 9.8 | 68.54 | 146.56 | 107.26 | 0.2 | 24.24
2019 | 10 | 14 | 11:00 | 6876 | 19.6 | 20.4 | 15.5 | 15.3 | 18.2 | 18.9 | 12 | 12 | 11.5 | 10.4 | 11.2 | 11.4 | 12.1 | 9.6 | 11 | 9.8 | 68.54 | 146.56 | 107.26 | 0.2 | 24.24
2019 | 10 | 14 | 12:00 | 6877 | 20.9 | 20.5 | 14.9 | 14.7 | 17.9 | 20.3 | 13.8 | 12 | 11.5 | 10.4 | 11.2 | 11.4 | 12.1 | 9.6 | 11 | 9.8 | 68.54 | 146.56 | 107.26 | 0.2 | 24.24
2019 | 10 | 14 | 13:00 | 6878 | 21.2 | 20.6 | 14.4 | 14.1 | 17.8 | 19.8 | 13.8 | 12 | 11.5 | 10.4 | 11.2 | 11.4 | 12.1 | 9.6 | 11 | 9.8 | 68.54 | 146.56 | 107.26 | 0.2 | 24.24
2019 | 10 | 14 | 14:00 | 6879 | 21.2 | 20 | 14.1 | 13.7 | 15.7 | 19.8 | 13.8 | 12 | 11.5 | 10.4 | 11.2 | 11.4 | 12.1 | 9.6 | 11 | 9.8 | 68.54 | 146.56 | 107.26 | 0.2 | 24.24
2019 | 10 | 14 | 15:00 | 6880 | 18.8 | 18.8 | 13.5 | 13.1 | 14.2 | 18.6 | 13.8 | 12 | 11.5 | 10.4 | 11.2 | 11.4 | 12.1 | 9.6 | 11 | 9.8 | 68.54 | 146.56 | 107.26 | 0.2 | 24.24
2019 | 10 | 14 | 16:00 | 6881 | 17.2 | 16.9 | 13.2 | 12.7 | 13.7 | 17.2 | 13.8 | 12 | 11.5 | 10.4 | 11.2 | 11.4 | 12.1 | 9.6 | 11 | 9.8 | 68.54 | 146.56 | 107.26 | 0.2 | 24.24
2019 | 10 | 14 | 17:00 | 6882 | 17.2 | 14.4 | 13 | 12.4 | 13 | 15.8 | 13.8 | 12 | 11.5 | 10.4 | 11.2 | 11.4 | 12.1 | 9.6 | 11 | 9.8 | 68.54 | 146.56 | 107.26 | 0.2 | 24.24
2019 | 10 | 14 | 18:00 | 6883 | 14.5 | 12.5 | 12.7 | 12.1 | 12.6 | 15.3 | 13.8 | 12 | 11.5 | 10.4 | 11.2 | 11.4 | 12.1 | 9.6 | 11 | 9.8 | 68.54 | 146.56 | 107.26 | 0.2 | 24.24
2019 | 10 | 14 | 19:00 | 6884 | 12.7 | 11.5 | 12.5 | 11.9 | 12.4 | 13.9 | 13.8 | 12 | 11.5 | 10.4 | 11.2 | 11.4 | 12.1 | 9.6 | 11 | 9.8 | 68.54 | 146.56 | 107.26 | 0.2 | 24.24
2019 | 10 | 14 | 20:00 | 6885 | 9.7 | 10.4 | 12.7 | 11.8 | 12.1 | 12.1 | 13.8 | 12 | 11.5 | 10.4 | 11.2 | 11.4 | 12.1 | 9.6 | 11 | 9.8 | 68.54 | 146.56 | 107.26 | 0.2 | 24.24
2019 | 10 | 14 | 21:00 | 6886 | 9.6 | 9.9 | 12.7 | 11.8 | 11.9 | 10.9 | 13.8 | 12 | 11.5 | 10.4 | 11.2 | 11.4 | 12.1 | 9.6 | 11 | 9.8 | 68.54 | 146.56 | 107.26 | 0.2 | 24.24
2019 | 10 | 14 | 22:00 | 6887 | 8.8 | 9 | 12.5 | 11.5 | 11.7 | 9.8 | 13.8 | 12 | 11.5 | 10.4 | 11.2 | 11.4 | 12.1 | 9.6 | 11 | 9.8 | 68.54 | 146.56 | 107.26 | 0.2 | 24.24
2019 | 10 | 14 | 23:00 | 6888 | 8.6 | 8.7 | 12.1 | 11.2 | 11.6 | 8.9 | 13.8 | 12 | 11.5 | 10.4 | 11.2 | 11.4 | 12.1 | 9.6 | 11 | 9.8 | 68.54 | 146.56 | 107.26 | 0.2 | 24.24
2019 | 10 | 15 | 0:00 | 6889 | 7.9 | 8.2 | 11.1 | 10.8 | 11.4 | 8.3 | 12.4 | 11.3 | 11.7 | 10.5 | 11.1 | 11.1 | 11.9 | 9.9 | 10.9 | 10.2 | 69.98 | 149.09 | 107.59 | 0.19 | 23.61
2019 | 10 | 15 | 1:00 | 6890 | 4.9 | 6.5 | 8.9 | 10.6 | 11.5 | 7.9 | 12.4 | 11.3 | 11.7 | 10.5 | 11.1 | 11.1 | 11.9 | 9.9 | 10.9 | 10.2 | 69.98 | 149.09 | 107.59 | 0.19 | 23.61
2019 | 10 | 15 | 2:00 | 6891 | 5.6 | 5.4 | 9 | 10.6 | 11.4 | 6 | 12.4 | 11.3 | 11.7 | 10.5 | 11.1 | 11.1 | 11.9 | 9.9 | 10.9 | 10.2 | 69.98 | 149.09 | 107.59 | 0.19 | 23.61
2019 | 10 | 15 | 3:00 | 6892 | 5.6 | 5 | 8.7 | 9.7 | 11.3 | 5.1 | 12.4 | 11.3 | 11.7 | 10.5 | 11.1 | 11.1 | 11.9 | 9.9 | 10.9 | 10.2 | 69.98 | 149.09 | 107.59 | 0.19 | 23.61
2019 | 10 | 15 | 4:00 | 6893 | 4.3 | 4.7 | 8.7 | 9.2 | 11.1 | 4.8 | 12.4 | 11.3 | 11.7 | 10.5 | 11.1 | 11.1 | 11.9 | 9.9 | 10.9 | 10.2 | 69.98 | 149.09 | 107.59 | 0.19 | 23.61
2019 | 10 | 15 | 5:00 | 6894 | 5 | 4.7 | 8.3 | 9 | 9.7 | 5 | 12.4 | 11.3 | 11.7 | 10.5 | 11.1 | 11.1 | 11.9 | 9.9 | 10.9 | 10.2 | 69.98 | 149.09 | 107.59 | 0.19 | 23.61
2019 | 10 | 15 | 6:00 | 6895 | 5.2 | 5.1 | 8.4 | 9 | 9.5 | 5.5 | 12.4 | 11.3 | 11.7 | 10.5 | 11.1 | 11.1 | 11.9 | 9.9 | 10.9 | 10.2 | 69.98 | 149.09 | 107.59 | 0.19 | 23.61
2019 | 10 | 15 | 7:00 | 6896 | 7.6 | 6.8 | 9.1 | 9 | 9.7 | 6.4 | 12.4 | 11.3 | 11.7 | 10.5 | 11.1 | 11.1 | 11.9 | 9.9 | 10.9 | 10.2 | 69.98 | 149.09 | 107.59 | 0.19 | 23.61
2019 | 10 | 15 | 8:00 | 6897 | 10.9 | 8.8 | 12 | 9.1 | 10.3 | 8.2 | 12.4 | 11.3 | 11.7 | 10.5 | 11.1 | 11.1 | 11.9 | 9.9 | 10.9 | 10.2 | 69.98 | 149.09 | 107.59 | 0.19 | 23.61
2019 | 10 | 15 | 9:00 | 6898 | 12.4 | 12 | 14.1 | 10.1 | 11 | 11.9 | 12.4 | 11.3 | 11.7 | 10.5 | 11.1 | 11.1 | 11.9 | 9.9 | 10.9 | 10.2 | 69.98 | 149.09 | 107.59 | 0.19 | 23.61
2019 | 10 | 15 | 10:00 | 6899 | 14.1 | 14 | 15 | 11.1 | 12.3 | 13.8 | 12.4 | 11.3 | 11.7 | 10.5 | 11.1 | 11.1 | 11.9 | 9.9 | 10.9 | 10.2 | 69.98 | 149.09 | 107.59 | 0.19 | 23.61
2019 | 10 | 15 | 11:00 | 6900 | 15.7 | 15.2 | 16.1 | 12 | 13.5 | 15.5 | 12.4 | 11.3 | 11.7 | 10.5 | 11.1 | 11.1 | 11.9 | 9.9 | 10.9 | 10.2 | 69.98 | 149.09 | 107.59 | 0.19 | 23.61
2019 | 10 | 15 | 12:00 | 6901 | 16.7 | 15.5 | 16.7 | 13 | 14.6 | 16.3 | 14 | 11.3 | 11.7 | 10.5 | 11.1 | 11.1 | 11.9 | 9.9 | 10.9 | 10.2 | 69.98 | 149.09 | 107.59 | 0.19 | 23.61
2019 | 10 | 15 | 13:00 | 6902 | 16.5 | 15.7 | 17 | 14.2 | 14.8 | 16.4 | 14 | 11.3 | 11.7 | 10.5 | 11.1 | 11.1 | 11.9 | 9.9 | 10.9 | 10.2 | 69.98 | 149.09 | 107.59 | 0.19 | 23.61
2019 | 10 | 15 | 14:00 | 6903 | 16.2 | 15 | 16.3 | 14.1 | 14.1 | 15.7 | 14 | 11.3 | 11.7 | 10.5 | 11.1 | 11.1 | 11.9 | 9.9 | 10.9 | 10.2 | 69.98 | 149.09 | 107.59 | 0.19 | 23.61
2019 | 10 | 15 | 15:00 | 6904 | 15.4 | 14.2 | 15.4 | 13 | 13.1 | 14.6 | 14 | 11.3 | 11.7 | 10.5 | 11.1 | 11.1 | 11.9 | 9.9 | 10.9 | 10.2 | 69.98 | 149.09 | 107.59 | 0.19 | 23.61
2019 | 10 | 15 | 16:00 | 6905 | 15 | 13.8 | 14.1 | 11.8 | 12.3 | 13.6 | 14 | 11.3 | 11.7 | 10.5 | 11.1 | 11.1 | 11.9 | 9.9 | 10.9 | 10.2 | 69.98 | 149.09 | 107.59 | 0.19 | 23.61
2019 | 10 | 15 | 17:00 | 6906 | 15.2 | 13.2 | 13.6 | 10.6 | 11.8 | 13.2 | 14 | 11.3 | 11.7 | 10.5 | 11.1 | 11.1 | 11.9 | 9.9 | 10.9 | 10.2 | 69.98 | 149.09 | 107.59 | 0.19 | 23.61
2019 | 10 | 15 | 18:00 | 6907 | 14.9 | 14.1 | 13.4 | 10.3 | 10.9 | 13.1 | 14 | 11.3 | 11.7 | 10.5 | 11.1 | 11.1 | 11.9 | 9.9 | 10.9 | 10.2 | 69.98 | 149.09 | 107.59 | 0.19 | 23.61
2019 | 10 | 15 | 19:00 | 6908 | 15.4 | 14 | 13.3 | 9.9 | 10.7 | 14.5 | 14 | 11.3 | 11.7 | 10.5 | 11.1 | 11.1 | 11.9 | 9.9 | 10.9 | 10.2 | 69.98 | 149.09 | 107.59 | 0.19 | 23.61
2019 | 10 | 15 | 20:00 | 6909 | 16.1 | 14.9 | 13.8 | 10 | 10.4 | 14.5 | 14 | 11.3 | 11.7 | 10.5 | 11.1 | 11.1 | 11.9 | 9.9 | 10.9 | 10.2 | 69.98 | 149.09 | 107.59 | 0.19 | 23.61
2019 | 10 | 15 | 21:00 | 6910 | 16.9 | 14.3 | 13.9 | 10 | 10 | 14 | 14 | 11.3 | 11.7 | 10.5 | 11.1 | 11.1 | 11.9 | 9.9 | 10.9 | 10.2 | 69.98 | 149.09 | 107.59 | 0.19 | 23.61
2019 | 10 | 15 | 22:00 | 6911 | 16.8 | 14.7 | 14.2 | 9.7 | 10.2 | 15.2 | 14 | 11.3 | 11.7 | 10.5 | 11.1 | 11.1 | 11.9 | 9.9 | 10.9 | 10.2 | 69.98 | 149.09 | 107.59 | 0.19 | 23.61
2019 | 10 | 15 | 23:00 | 6912 | 16.6 | 14.9 | 14.2 | 9.9 | 10.4 | 15.2 | 14 | 11.3 | 11.7 | 10.5 | 11.1 | 11.1 | 11.9 | 9.9 | 10.9 | 10.2 | 69.98 | 149.09 | 107.59 | 0.19 | 23.61
2019 | 10 | 16 | 0:00 | 6913 | 15.7 | 14.6 | 14.1 | 9.9 | 11 | 15.1 | 12.8 | 12 | 11.8 | 10.5 | 11.3 | 11.7 | 12.9 | 10.2 | 10.8 | 10.4 | 70.04 | 153.36 | 108.81 | 0.17 | 18.69
2019 | 10 | 16 | 1:00 | 6914 | 15.3 | 14.4 | 13.9 | 9.5 | 11.7 | 14.5 | 12.8 | 12 | 11.8 | 10.5 | 11.3 | 11.7 | 12.9 | 10.2 | 10.8 | 10.4 | 70.04 | 153.36 | 108.81 | 0.17 | 18.69
2019 | 10 | 16 | 2:00 | 6915 | 14.9 | 13.9 | 13.8 | 8.9 | 10.7 | 14.1 | 12.8 | 12 | 11.8 | 10.5 | 11.3 | 11.7 | 12.9 | 10.2 | 10.8 | 10.4 | 70.04 | 153.36 | 108.81 | 0.17 | 18.69
2019 | 10 | 16 | 3:00 | 6916 | 14.4 | 13.1 | 13.7 | 7.7 | 10.9 | 13.8 | 12.8 | 12 | 11.8 | 10.5 | 11.3 | 11.7 | 12.9 | 10.2 | 10.8 | 10.4 | 70.04 | 153.36 | 108.81 | 0.17 | 18.69
2019 | 10 | 16 | 4:00 | 6917 | 13.5 | 12.2 | 13.3 | 7.1 | 12.1 | 13.2 | 12.8 | 12 | 11.8 | 10.5 | 11.3 | 11.7 | 12.9 | 10.2 | 10.8 | 10.4 | 70.04 | 153.36 | 108.81 | 0.17 | 18.69
2019 | 10 | 16 | 5:00 | 6918 | 12.9 | 11 | 12.5 | 6.4 | 12.9 | 12.3 | 12.8 | 12 | 11.8 | 10.5 | 11.3 | 11.7 | 12.9 | 10.2 | 10.8 | 10.4 | 70.04 | 153.36 | 108.81 | 0.17 | 18.69
2019 | 10 | 16 | 6:00 | 6919 | 12.7 | 11.1 | 12.9 | 6.7 | 13 | 12.3 | 12.8 | 12 | 11.8 | 10.5 | 11.3 | 11.7 | 12.9 | 10.2 | 10.8 | 10.4 | 70.04 | 153.36 | 108.81 | 0.17 | 18.69
2019 | 10 | 16 | 7:00 | 6920 | 13.6 | 13.6 | 13.9 | 10.6 | 13.8 | 13.5 | 12.8 | 12 | 11.8 | 10.5 | 11.3 | 11.7 | 12.9 | 10.2 | 10.8 | 10.4 | 70.04 | 153.36 | 108.81 | 0.17 | 18.69
2019 | 10 | 16 | 8:00 | 6921 | 15.3 | 15 | 15.3 | 13.9 | 15.2 | 14.8 | 12.8 | 12 | 11.8 | 10.5 | 11.3 | 11.7 | 12.9 | 10.2 | 10.8 | 10.4 | 70.04 | 153.36 | 108.81 | 0.17 | 18.69
2019 | 10 | 16 | 9:00 | 6922 | 16.8 | 16.2 | 17.3 | 15.8 | 16.9 | 16.9 | 12.8 | 12 | 11.8 | 10.5 | 11.3 | 11.7 | 12.9 | 10.2 | 10.8 | 10.4 | 70.04 | 153.36 | 108.81 | 0.17 | 18.69
2019 | 10 | 16 | 10:00 | 6923 | 18.6 | 17.2 | 18.9 | 17.7 | 18 | 18.2 | 12.8 | 12 | 11.8 | 10.5 | 11.3 | 11.7 | 12.9 | 10.2 | 10.8 | 10.4 | 70.04 | 153.36 | 108.81 | 0.17 | 18.69
2019 | 10 | 16 | 11:00 | 6924 | 18.7 | 18.4 | 20 | 19 | 18.9 | 19.6 | 12.8 | 12 | 11.8 | 10.5 | 11.3 | 11.7 | 12.9 | 10.2 | 10.8 | 10.4 | 70.04 | 153.36 | 108.81 | 0.17 | 18.69
2019 | 10 | 16 | 12:00 | 6925 | 20.3 | 19 | 20 | 19.7 | 19.4 | 19.7 | 14.8 | 12 | 11.8 | 10.5 | 11.3 | 11.7 | 12.9 | 10.2 | 10.8 | 10.4 | 70.04 | 153.36 | 108.81 | 0.17 | 18.69
2019 | 10 | 16 | 13:00 | 6926 | 20.7 | 19.3 | 17.3 | 19.6 | 19.1 | 20.4 | 14.8 | 12 | 11.8 | 10.5 | 11.3 | 11.7 | 12.9 | 10.2 | 10.8 | 10.4 | 70.04 | 153.36 | 108.81 | 0.17 | 18.69
2019 | 10 | 16 | 14:00 | 6927 | 20.2 | 18.8 | 16.4 | 18.7 | 18.1 | 19.6 | 14.8 | 12 | 11.8 | 10.5 | 11.3 | 11.7 | 12.9 | 10.2 | 10.8 | 10.4 | 70.04 | 153.36 | 108.81 | 0.17 | 18.69
2019 | 10 | 16 | 15:00 | 6928 | 18.9 | 17.4 | 15.4 | 17.7 | 17.4 | 17.8 | 14.8 | 12 | 11.8 | 10.5 | 11.3 | 11.7 | 12.9 | 10.2 | 10.8 | 10.4 | 70.04 | 153.36 | 108.81 | 0.17 | 18.69
2019 | 10 | 16 | 16:00 | 6929 | 18.2 | 17 | 15.1 | 17 | 16.9 | 16.2 | 14.8 | 12 | 11.8 | 10.5 | 11.3 | 11.7 | 12.9 | 10.2 | 10.8 | 10.4 | 70.04 | 153.36 | 108.81 | 0.17 | 18.69
2019 | 10 | 16 | 17:00 | 6930 | 18.2 | 17.4 | 15 | 16.7 | 16.5 | 15.4 | 14.8 | 12 | 11.8 | 10.5 | 11.3 | 11.7 | 12.9 | 10.2 | 10.8 | 10.4 | 70.04 | 153.36 | 108.81 | 0.17 | 18.69
2019 | 10 | 16 | 18:00 | 6931 | 17.9 | 17.1 | 14.3 | 16.5 | 17.1 | 15.6 | 14.8 | 12 | 11.8 | 10.5 | 11.3 | 11.7 | 12.9 | 10.2 | 10.8 | 10.4 | 70.04 | 153.36 | 108.81 | 0.17 | 18.69
2019 | 10 | 16 | 19:00 | 6932 | 17.6 | 16.6 | 14.3 | 16.1 | 16.6 | 16.1 | 14.8 | 12 | 11.8 | 10.5 | 11.3 | 11.7 | 12.9 | 10.2 | 10.8 | 10.4 | 70.04 | 153.36 | 108.81 | 0.17 | 18.69
2019 | 10 | 16 | 20:00 | 6933 | 17 | 16.3 | 13.9 | 15.3 | 16 | 14.8 | 14.8 | 12 | 11.8 | 10.5 | 11.3 | 11.7 | 12.9 | 10.2 | 10.8 | 10.4 | 70.04 | 153.36 | 108.81 | 0.17 | 18.69
2019 | 10 | 16 | 21:00 | 6934 | 16.5 | 16.2 | 13.8 | 14.9 | 14.8 | 14.3 | 14.8 | 12 | 11.8 | 10.5 | 11.3 | 11.7 | 12.9 | 10.2 | 10.8 | 10.4 | 70.04 | 153.36 | 108.81 | 0.17 | 18.69
2019 | 10 | 16 | 22:00 | 6935 | 15.5 | 15.4 | 13.3 | 14 | 14.6 | 14.5 | 14.8 | 12 | 11.8 | 10.5 | 11.3 | 11.7 | 12.9 | 10.2 | 10.8 | 10.4 | 70.04 | 153.36 | 108.81 | 0.17 | 18.69
2019 | 10 | 16 | 23:00 | 6936 | 15.1 | 14.7 | 13.1 | 13.7 | 14.3 | 14.9 | 14.8 | 12 | 11.8 | 10.5 | 11.3 | 11.7 | 12.9 | 10.2 | 10.8 | 10.4 | 70.04 | 153.36 | 108.81 | 0.17 | 18.69
2019 | 10 | 17 | 0:00 | 6937 | 13.9 | 13.8 | 12.4 | 13.1 | 13.8 | 14.5 | 13 | 12.3 | 12.1 | 11 | 11.3 | 11.6 | 13.4 | 10.6 | 11.1 | 10.7 | 69.46 | 154.44 | 112 | 0.17 | 15.7
2019 | 10 | 17 | 1:00 | 6938 | 12.3 | 12.5 | 12.1 | 11.9 | 12.4 | 13.5 | 13 | 12.3 | 12.1 | 11 | 11.3 | 11.6 | 13.4 | 10.6 | 11.1 | 10.7 | 69.46 | 154.44 | 112 | 0.17 | 15.7
2019 | 10 | 17 | 2:00 | 6939 | 11.8 | 12.1 | 12 | 11.6 | 12.2 | 12.1 | 13 | 12.3 | 12.1 | 11 | 11.3 | 11.6 | 13.4 | 10.6 | 11.1 | 10.7 | 69.46 | 154.44 | 112 | 0.17 | 15.7
2019 | 10 | 17 | 3:00 | 6940 | 11.8 | 11.7 | 12.1 | 11.4 | 11.8 | 11.1 | 13 | 12.3 | 12.1 | 11 | 11.3 | 11.6 | 13.4 | 10.6 | 11.1 | 10.7 | 69.46 | 154.44 | 112 | 0.17 | 15.7
2019 | 10 | 17 | 4:00 | 6941 | 11.9 | 10.7 | 12.3 | 11.2 | 11.5 | 11 | 13 | 12.3 | 12.1 | 11 | 11.3 | 11.6 | 13.4 | 10.6 | 11.1 | 10.7 | 69.46 | 154.44 | 112 | 0.17 | 15.7
2019 | 10 | 17 | 5:00 | 6942 | 11.8 | 11.1 | 12.4 | 11.2 | 11.5 | 11.1 | 13 | 12.3 | 12.1 | 11 | 11.3 | 11.6 | 13.4 | 10.6 | 11.1 | 10.7 | 69.46 | 154.44 | 112 | 0.17 | 15.7
2019 | 10 | 17 | 6:00 | 6943 | 11.8 | 11 | 12.4 | 11.3 | 11.1 | 11.2 | 13 | 12.3 | 12.1 | 11 | 11.3 | 11.6 | 13.4 | 10.6 | 11.1 | 10.7 | 69.46 | 154.44 | 112 | 0.17 | 15.7
2019 | 10 | 17 | 7:00 | 6944 | 12.5 | 11.7 | 12.6 | 11.4 | 11.6 | 10.2 | 13 | 12.3 | 12.1 | 11 | 11.3 | 11.6 | 13.4 | 10.6 | 11.1 | 10.7 | 69.46 | 154.44 | 112 | 0.17 | 15.7
2019 | 10 | 17 | 8:00 | 6945 | 12.7 | 11.8 | 12.5 | 12.2 | 12.2 | 10.9 | 13 | 12.3 | 12.1 | 11 | 11.3 | 11.6 | 13.4 | 10.6 | 11.1 | 10.7 | 69.46 | 154.44 | 112 | 0.17 | 15.7
2019 | 10 | 17 | 9:00 | 6946 | 13.1 | 11.9 | 12.7 | 12 | 12.4 | 11.7 | 13 | 12.3 | 12.1 | 11 | 11.3 | 11.6 | 13.4 | 10.6 | 11.1 | 10.7 | 69.46 | 154.44 | 112 | 0.17 | 15.7
2019 | 10 | 17 | 10:00 | 6947 | 13.9 | 12.3 | 12.6 | 11.9 | 12.2 | 12.6 | 13 | 12.3 | 12.1 | 11 | 11.3 | 11.6 | 13.4 | 10.6 | 11.1 | 10.7 | 69.46 | 154.44 | 112 | 0.17 | 15.7
2019 | 10 | 17 | 11:00 | 6948 | 13.9 | 12.7 | 12.5 | 11.8 | 12.1 | 12.9 | 13 | 12.3 | 12.1 | 11 | 11.3 | 11.6 | 13.4 | 10.6 | 11.1 | 10.7 | 69.46 | 154.44 | 112 | 0.17 | 15.7
2019 | 10 | 17 | 12:00 | 6949 | 14.3 | 13.1 | 12.9 | 11.6 | 12.6 | 12.9 | 13.6 | 12.3 | 12.1 | 11 | 11.3 | 11.6 | 13.4 | 10.6 | 11.1 | 10.7 | 69.46 | 154.44 | 112 | 0.17 | 15.7
2019 | 10 | 17 | 13:00 | 6950 | 15.4 | 13.3 | 12.5 | 11.1 | 12.5 | 13.2 | 13.6 | 12.3 | 12.1 | 11 | 11.3 | 11.6 | 13.4 | 10.6 | 11.1 | 10.7 | 69.46 | 154.44 | 112 | 0.17 | 15.7
2019 | 10 | 17 | 14:00 | 6951 | 16 | 13.6 | 12.8 | 10.9 | 12.5 | 13.4 | 13.6 | 12.3 | 12.1 | 11 | 11.3 | 11.6 | 13.4 | 10.6 | 11.1 | 10.7 | 69.46 | 154.44 | 112 | 0.17 | 15.7
2019 | 10 | 17 | 15:00 | 6952 | 13.7 | 13.5 | 12.5 | 10.9 | 12.3 | 13.5 | 13.6 | 12.3 | 12.1 | 11 | 11.3 | 11.6 | 13.4 | 10.6 | 11.1 | 10.7 | 69.46 | 154.44 | 112 | 0.17 | 15.7
2019 | 10 | 17 | 16:00 | 6953 | 13.1 | 12.7 | 12.5 | 10.9 | 12.3 | 13.2 | 13.6 | 12.3 | 12.1 | 11 | 11.3 | 11.6 | 13.4 | 10.6 | 11.1 | 10.7 | 69.46 | 154.44 | 112 | 0.17 | 15.7
2019 | 10 | 17 | 17:00 | 6954 | 11.8 | 11.5 | 12.7 | 10.9 | 12.2 | 12.8 | 13.6 | 12.3 | 12.1 | 11 | 11.3 | 11.6 | 13.4 | 10.6 | 11.1 | 10.7 | 69.46 | 154.44 | 112 | 0.17 | 15.7
2019 | 10 | 17 | 18:00 | 6955 | 12.5 | 10.4 | 13 | 11.3 | 12.2 | 11.6 | 13.6 | 12.3 | 12.1 | 11 | 11.3 | 11.6 | 13.4 | 10.6 | 11.1 | 10.7 | 69.46 | 154.44 | 112 | 0.17 | 15.7
2019 | 10 | 17 | 19:00 | 6956 | 12.7 | 9.4 | 12.6 | 11.2 | 11.5 | 10.8 | 13.6 | 12.3 | 12.1 | 11 | 11.3 | 11.6 | 13.4 | 10.6 | 11.1 | 10.7 | 69.46 | 154.44 | 112 | 0.17 | 15.7
2019 | 10 | 17 | 20:00 | 6957 | 13.1 | 9 | 12.8 | 11 | 10.9 | 10.5 | 13.6 | 12.3 | 12.1 | 11 | 11.3 | 11.6 | 13.4 | 10.6 | 11.1 | 10.7 | 69.46 | 154.44 | 112 | 0.17 | 15.7
2019 | 10 | 17 | 21:00 | 6958 | 13.1 | 9.5 | 12.3 | 10.9 | 10.5 | 10.5 | 13.6 | 12.3 | 12.1 | 11 | 11.3 | 11.6 | 13.4 | 10.6 | 11.1 | 10.7 | 69.46 | 154.44 | 112 | 0.17 | 15.7
2019 | 10 | 17 | 22:00 | 6959 | 13.1 | 10.8 | 12.3 | 11.1 | 10.7 | 11 | 13.6 | 12.3 | 12.1 | 11 | 11.3 | 11.6 | 13.4 | 10.6 | 11.1 | 10.7 | 69.46 | 154.44 | 112 | 0.17 | 15.7
2019 | 10 | 17 | 23:00 | 6960 | 13.2 | 10.9 | 12.2 | 11.3 | 11 | 10.7 | 13.6 | 12.3 | 12.1 | 11 | 11.3 | 11.6 | 13.4 | 10.6 | 11.1 | 10.7 | 69.46 | 154.44 | 112 | 0.17 | 15.7
2019 | 10 | 18 | 0:00 | 6961 | 13.1 | 10.8 | 13 | 11.2 | 11 | 10.9 | 13 | 12.3 | 12 | 10.7 | 10.8 | 11.8 | 12.9 | 10.6 | 11.2 | 10.9 | 68.28 | 152.62 | 110.9 | 0.43 | 14.67
2019 | 10 | 18 | 1:00 | 6962 | 13.2 | 11.1 | 13.1 | 11.2 | 10.9 | 10.9 | 13 | 12.3 | 12 | 10.7 | 10.8 | 11.8 | 12.9 | 10.6 | 11.2 | 10.9 | 68.28 | 152.62 | 110.9 | 0.43 | 14.67
2019 | 10 | 18 | 2:00 | 6963 | 13.1 | 11.2 | 13.3 | 11.3 | 11 | 10.6 | 13 | 12.3 | 12 | 10.7 | 10.8 | 11.8 | 12.9 | 10.6 | 11.2 | 10.9 | 68.28 | 152.62 | 110.9 | 0.43 | 14.67
2019 | 10 | 18 | 3:00 | 6964 | 11.8 | 10.7 | 13.2 | 11.5 | 11.1 | 10.5 | 13 | 12.3 | 12 | 10.7 | 10.8 | 11.8 | 12.9 | 10.6 | 11.2 | 10.9 | 68.28 | 152.62 | 110.9 | 0.43 | 14.67
2019 | 10 | 18 | 4:00 | 6965 | 11 | 10.8 | 13.2 | 11.7 | 11 | 10.3 | 13 | 12.3 | 12 | 10.7 | 10.8 | 11.8 | 12.9 | 10.6 | 11.2 | 10.9 | 68.28 | 152.62 | 110.9 | 0.43 | 14.67
2019 | 10 | 18 | 5:00 | 6966 | 9.5 | 9.2 | 13 | 11.8 | 10.9 | 10 | 13 | 12.3 | 12 | 10.7 | 10.8 | 11.8 | 12.9 | 10.6 | 11.2 | 10.9 | 68.28 | 152.62 | 110.9 | 0.43 | 14.67
2019 | 10 | 18 | 6:00 | 6967 | 8.9 | 9.6 | 12.5 | 11.9 | 11.1 | 10.3 | 13 | 12.3 | 12 | 10.7 | 10.8 | 11.8 | 12.9 | 10.6 | 11.2 | 10.9 | 68.28 | 152.62 | 110.9 | 0.43 | 14.67
2019 | 10 | 18 | 7:00 | 6968 | 12.5 | 11.5 | 12.5 | 12.4 | 11.6 | 12.3 | 13 | 12.3 | 12 | 10.7 | 10.8 | 11.8 | 12.9 | 10.6 | 11.2 | 10.9 | 68.28 | 152.62 | 110.9 | 0.43 | 14.67
2019 | 10 | 18 | 8:00 | 6969 | 14.6 | 13.1 | 12.7 | 12.5 | 12.2 | 12.2 | 13 | 12.3 | 12 | 10.7 | 10.8 | 11.8 | 12.9 | 10.6 | 11.2 | 10.9 | 68.28 | 152.62 | 110.9 | 0.43 | 14.67
2019 | 10 | 18 | 9:00 | 6970 | 16.6 | 14 | 12.8 | 12.8 | 12.9 | 14.5 | 13 | 12.3 | 12 | 10.7 | 10.8 | 11.8 | 12.9 | 10.6 | 11.2 | 10.9 | 68.28 | 152.62 | 110.9 | 0.43 | 14.67
2019 | 10 | 18 | 10:00 | 6971 | 17.5 | 15 | 12.6 | 13.2 | 14 | 17.5 | 13 | 12.3 | 12 | 10.7 | 10.8 | 11.8 | 12.9 | 10.6 | 11.2 | 10.9 | 68.28 | 152.62 | 110.9 | 0.43 | 14.67
2019 | 10 | 18 | 11:00 | 6972 | 17.9 | 16.4 | 12.7 | 13.3 | 13.9 | 17.7 | 13 | 12.3 | 12 | 10.7 | 10.8 | 11.8 | 12.9 | 10.6 | 11.2 | 10.9 | 68.28 | 152.62 | 110.9 | 0.43 | 14.67
2019 | 10 | 18 | 12:00 | 6973 | 18.1 | 16.8 | 13.5 | 13.5 | 14.5 | 17 | 13.8 | 12.3 | 12 | 10.7 | 10.8 | 11.8 | 12.9 | 10.6 | 11.2 | 10.9 | 68.28 | 152.62 | 110.9 | 0.43 | 14.67
2019 | 10 | 18 | 13:00 | 6974 | 18 | 16.7 | 13.9 | 13.7 | 14.8 | 16.9 | 13.8 | 12.3 | 12 | 10.7 | 10.8 | 11.8 | 12.9 | 10.6 | 11.2 | 10.9 | 68.28 | 152.62 | 110.9 | 0.43 | 14.67
2019 | 10 | 18 | 14:00 | 6975 | 17.6 | 15.6 | 14 | 13.9 | 14.5 | 16.3 | 13.8 | 12.3 | 12 | 10.7 | 10.8 | 11.8 | 12.9 | 10.6 | 11.2 | 10.9 | 68.28 | 152.62 | 110.9 | 0.43 | 14.67
2019 | 10 | 18 | 15:00 | 6976 | 16.5 | 14.6 | 13.8 | 13.6 | 14.2 | 15.4 | 13.8 | 12.3 | 12 | 10.7 | 10.8 | 11.8 | 12.9 | 10.6 | 11.2 | 10.9 | 68.28 | 152.62 | 110.9 | 0.43 | 14.67
2019 | 10 | 18 | 16:00 | 6977 | 15.4 | 13.7 | 13.3 | 13.1 | 13 | 14.5 | 13.8 | 12.3 | 12 | 10.7 | 10.8 | 11.8 | 12.9 | 10.6 | 11.2 | 10.9 | 68.28 | 152.62 | 110.9 | 0.43 | 14.67
2019 | 10 | 18 | 17:00 | 6978 | 14.6 | 12.9 | 13.3 | 13.4 | 12.7 | 13.7 | 13.8 | 12.3 | 12 | 10.7 | 10.8 | 11.8 | 12.9 | 10.6 | 11.2 | 10.9 | 68.28 | 152.62 | 110.9 | 0.43 | 14.67
2019 | 10 | 18 | 18:00 | 6979 | 14 | 12.4 | 13.2 | 13 | 11.6 | 13.2 | 13.8 | 12.3 | 12 | 10.7 | 10.8 | 11.8 | 12.9 | 10.6 | 11.2 | 10.9 | 68.28 | 152.62 | 110.9 | 0.43 | 14.67
2019 | 10 | 18 | 19:00 | 6980 | 13.5 | 10.9 | 13.1 | 12.5 | 11.9 | 12.9 | 13.8 | 12.3 | 12 | 10.7 | 10.8 | 11.8 | 12.9 | 10.6 | 11.2 | 10.9 | 68.28 | 152.62 | 110.9 | 0.43 | 14.67
2019 | 10 | 18 | 20:00 | 6981 | 12.3 | 10.7 | 12.8 | 12.2 | 12.7 | 12.2 | 13.8 | 12.3 | 12 | 10.7 | 10.8 | 11.8 | 12.9 | 10.6 | 11.2 | 10.9 | 68.28 | 152.62 | 110.9 | 0.43 | 14.67
2019 | 10 | 18 | 21:00 | 6982 | 10.8 | 9.9 | 12.8 | 12.2 | 12.5 | 11.9 | 13.8 | 12.3 | 12 | 10.7 | 10.8 | 11.8 | 12.9 | 10.6 | 11.2 | 10.9 | 68.28 | 152.62 | 110.9 | 0.43 | 14.67
2019 | 10 | 18 | 22:00 | 6983 | 9.8 | 10 | 13.1 | 11.4 | 12.5 | 11.3 | 13.8 | 12.3 | 12 | 10.7 | 10.8 | 11.8 | 12.9 | 10.6 | 11.2 | 10.9 | 68.28 | 152.62 | 110.9 | 0.43 | 14.67
2019 | 10 | 18 | 23:00 | 6984 | 10.1 | 9.4 | 13.3 | 11.3 | 12.1 | 10.6 | 13.8 | 12.3 | 12 | 10.7 | 10.8 | 11.8 | 12.9 | 10.6 | 11.2 | 10.9 | 68.28 | 152.62 | 110.9 | 0.43 | 14.67
2019 | 10 | 19 | 0:00 | 6985 | 10.7 | 8.9 | 12.7 | 11.3 | 12.2 | 10.6 | 13 | 12.3 | 12 | 10.7 | 10.2 | 11.7 | 13 | 10.7 | 11.7 | 10.9 | 66.47 | 147.53 | 109.97 | 2.06 | 12.65
2019 | 10 | 19 | 1:00 | 6986 | 11 | 9.4 | 12.2 | 11.2 | 12.1 | 10.5 | 13 | 12.3 | 12 | 10.7 | 10.2 | 11.7 | 13 | 10.7 | 11.7 | 10.9 | 66.47 | 147.53 | 109.97 | 2.06 | 12.65
2019 | 10 | 19 | 2:00 | 6987 | 11 | 9.3 | 12.1 | 10.6 | 11.9 | 10.4 | 13 | 12.3 | 12 | 10.7 | 10.2 | 11.7 | 13 | 10.7 | 11.7 | 10.9 | 66.47 | 147.53 | 109.97 | 2.06 | 12.65
2019 | 10 | 19 | 3:00 | 6988 | 10.8 | 9.1 | 12.6 | 10.5 | 11.8 | 9.9 | 13 | 12.3 | 12 | 10.7 | 10.2 | 11.7 | 13 | 10.7 | 11.7 | 10.9 | 66.47 | 147.53 | 109.97 | 2.06 | 12.65
2019 | 10 | 19 | 4:00 | 6989 | 9.5 | 8.5 | 13.3 | 10.6 | 10.9 | 9.8 | 13 | 12.3 | 12 | 10.7 | 10.2 | 11.7 | 13 | 10.7 | 11.7 | 10.9 | 66.47 | 147.53 | 109.97 | 2.06 | 12.65
2019 | 10 | 19 | 5:00 | 6990 | 10 | 8.8 | 12.2 | 10.5 | 10.6 | 9.7 | 13 | 12.3 | 12 | 10.7 | 10.2 | 11.7 | 13 | 10.7 | 11.7 | 10.9 | 66.47 | 147.53 | 109.97 | 2.06 | 12.65
2019 | 10 | 19 | 6:00 | 6991 | 10 | 10 | 12.3 | 11 | 10.7 | 9.9 | 13 | 12.3 | 12 | 10.7 | 10.2 | 11.7 | 13 | 10.7 | 11.7 | 10.9 | 66.47 | 147.53 | 109.97 | 2.06 | 12.65
2019 | 10 | 19 | 7:00 | 6992 | 11.9 | 11.4 | 12.4 | 11.2 | 11.7 | 12.2 | 13 | 12.3 | 12 | 10.7 | 10.2 | 11.7 | 13 | 10.7 | 11.7 | 10.9 | 66.47 | 147.53 | 109.97 | 2.06 | 12.65
2019 | 10 | 19 | 8:00 | 6993 | 12.9 | 12.3 | 13.3 | 12 | 12.8 | 13.9 | 13 | 12.3 | 12 | 10.7 | 10.2 | 11.7 | 13 | 10.7 | 11.7 | 10.9 | 66.47 | 147.53 | 109.97 | 2.06 | 12.65
2019 | 10 | 19 | 9:00 | 6994 | 14.9 | 14.2 | 13.3 | 12.1 | 13 | 14.7 | 13 | 12.3 | 12 | 10.7 | 10.2 | 11.7 | 13 | 10.7 | 11.7 | 10.9 | 66.47 | 147.53 | 109.97 | 2.06 | 12.65
2019 | 10 | 19 | 10:00 | 6995 | 17.6 | 16 | 14.5 | 13.6 | 13.7 | 16.5 | 13 | 12.3 | 12 | 10.7 | 10.2 | 11.7 | 13 | 10.7 | 11.7 | 10.9 | 66.47 | 147.53 | 109.97 | 2.06 | 12.65
2019 | 10 | 19 | 11:00 | 6996 | 18.6 | 16.7 | 13.8 | 13.8 | 14.2 | 18 | 13 | 12.3 | 12 | 10.7 | 10.2 | 11.7 | 13 | 10.7 | 11.7 | 10.9 | 66.47 | 147.53 | 109.97 | 2.06 | 12.65
2019 | 10 | 19 | 12:00 | 6997 | 18.4 | 15 | 13.3 | 13.5 | 14.2 | 18.4 | 13.4 | 12.3 | 12 | 10.7 | 10.2 | 11.7 | 13 | 10.7 | 11.7 | 10.9 | 66.47 | 147.53 | 109.97 | 2.06 | 12.65
2019 | 10 | 19 | 13:00 | 6998 | 18.1 | 14.4 | 13.2 | 13 | 13.9 | 18.1 | 13.4 | 12.3 | 12 | 10.7 | 10.2 | 11.7 | 13 | 10.7 | 11.7 | 10.9 | 66.47 | 147.53 | 109.97 | 2.06 | 12.65
2019 | 10 | 19 | 14:00 | 6999 | 16.3 | 14.2 | 13 | 12.7 | 13.4 | 17.4 | 13.4 | 12.3 | 12 | 10.7 | 10.2 | 11.7 | 13 | 10.7 | 11.7 | 10.9 | 66.47 | 147.53 | 109.97 | 2.06 | 12.65
2019 | 10 | 19 | 15:00 | 7000 | 14.9 | 13.5 | 12.7 | 12.1 | 12.8 | 16.1 | 13.4 | 12.3 | 12 | 10.7 | 10.2 | 11.7 | 13 | 10.7 | 11.7 | 10.9 | 66.47 | 147.53 | 109.97 | 2.06 | 12.65
2019 | 10 | 19 | 16:00 | 7001 | 13 | 12 | 11.8 | 11.6 | 11.9 | 15 | 13.4 | 12.3 | 12 | 10.7 | 10.2 | 11.7 | 13 | 10.7 | 11.7 | 10.9 | 66.47 | 147.53 | 109.97 | 2.06 | 12.65
2019 | 10 | 19 | 17:00 | 7002 | 11.9 | 10.8 | 11.8 | 11.1 | 11.4 | 13.2 | 13.4 | 12.3 | 12 | 10.7 | 10.2 | 11.7 | 13 | 10.7 | 11.7 | 10.9 | 66.47 | 147.53 | 109.97 | 2.06 | 12.65
2019 | 10 | 19 | 18:00 | 7003 | 11.1 | 10.2 | 11.2 | 10.4 | 11.4 | 12.3 | 13.4 | 12.3 | 12 | 10.7 | 10.2 | 11.7 | 13 | 10.7 | 11.7 | 10.9 | 66.47 | 147.53 | 109.97 | 2.06 | 12.65
2019 | 10 | 19 | 19:00 | 7004 | 9.9 | 9.9 | 11.3 | 9.7 | 11.5 | 11.4 | 13.4 | 12.3 | 12 | 10.7 | 10.2 | 11.7 | 13 | 10.7 | 11.7 | 10.9 | 66.47 | 147.53 | 109.97 | 2.06 | 12.65
2019 | 10 | 19 | 20:00 | 7005 | 9 | 10 | 10.8 | 10.1 | 11.1 | 10.6 | 13.4 | 12.3 | 12 | 10.7 | 10.2 | 11.7 | 13 | 10.7 | 11.7 | 10.9 | 66.47 | 147.53 | 109.97 | 2.06 | 12.65
2019 | 10 | 19 | 21:00 | 7006 | 8.1 | 9.9 | 11.9 | 10.1 | 11.3 | 10.1 | 13.4 | 12.3 | 12 | 10.7 | 10.2 | 11.7 | 13 | 10.7 | 11.7 | 10.9 | 66.47 | 147.53 | 109.97 | 2.06 | 12.65
2019 | 10 | 19 | 22:00 | 7007 | 7.7 | 9.9 | 10.9 | 10 | 11.4 | 9.6 | 13.4 | 12.3 | 12 | 10.7 | 10.2 | 11.7 | 13 | 10.7 | 11.7 | 10.9 | 66.47 | 147.53 | 109.97 | 2.06 | 12.65
2019 | 10 | 19 | 23:00 | 7008 | 8.2 | 9.7 | 10 | 9.2 | 10.9 | 8.7 | 13.4 | 12.3 | 12 | 10.7 | 10.2 | 11.7 | 13 | 10.7 | 11.7 | 10.9 | 66.47 | 147.53 | 109.97 | 2.06 | 12.65
2019 | 10 | 20 | 0:00 | 7009 | 8.2 | 9.9 | 10.2 | 7.8 | 11 | 9.4 | 12.6 | 12.2 | 12 | 10.4 | 10.3 | 12 | 13.3 | 10.9 | 11.7 | 10.8 | 66.69 | 145.97 | 107.58 | 1.81 | 13.43
2019 | 10 | 20 | 1:00 | 7010 | 7.6 | 9.8 | 10.5 | 7.2 | 10.5 | 9.1 | 12.6 | 12.2 | 12 | 10.4 | 10.3 | 12 | 13.3 | 10.9 | 11.7 | 10.8 | 66.69 | 145.97 | 107.58 | 1.81 | 13.43
2019 | 10 | 20 | 2:00 | 7011 | 8.4 | 9.4 | 11.1 | 7.4 | 10.1 | 9 | 12.6 | 12.2 | 12 | 10.4 | 10.3 | 12 | 13.3 | 10.9 | 11.7 | 10.8 | 66.69 | 145.97 | 107.58 | 1.81 | 13.43
2019 | 10 | 20 | 3:00 | 7012 | 8 | 9.9 | 11 | 8.3 | 10.5 | 8.8 | 12.6 | 12.2 | 12 | 10.4 | 10.3 | 12 | 13.3 | 10.9 | 11.7 | 10.8 | 66.69 | 145.97 | 107.58 | 1.81 | 13.43
2019 | 10 | 20 | 4:00 | 7013 | 6.9 | 10.2 | 11 | 9.9 | 10.9 | 7.8 | 12.6 | 12.2 | 12 | 10.4 | 10.3 | 12 | 13.3 | 10.9 | 11.7 | 10.8 | 66.69 | 145.97 | 107.58 | 1.81 | 13.43
2019 | 10 | 20 | 5:00 | 7014 | 6.8 | 10.3 | 11.1 | 10.6 | 10.8 | 7.1 | 12.6 | 12.2 | 12 | 10.4 | 10.3 | 12 | 13.3 | 10.9 | 11.7 | 10.8 | 66.69 | 145.97 | 107.58 | 1.81 | 13.43
2019 | 10 | 20 | 6:00 | 7015 | 9.4 | 10.7 | 12 | 10.8 | 10.6 | 7.4 | 12.6 | 12.2 | 12 | 10.4 | 10.3 | 12 | 13.3 | 10.9 | 11.7 | 10.8 | 66.69 | 145.97 | 107.58 | 1.81 | 13.43
2019 | 10 | 20 | 7:00 | 7016 | 11.5 | 11.2 | 12.7 | 12.1 | 11.2 | 10.2 | 12.6 | 12.2 | 12 | 10.4 | 10.3 | 12 | 13.3 | 10.9 | 11.7 | 10.8 | 66.69 | 145.97 | 107.58 | 1.81 | 13.43
2019 | 10 | 20 | 8:00 | 7017 | 13.4 | 13.5 | 13.6 | 12.9 | 12.5 | 12.6 | 12.6 | 12.2 | 12 | 10.4 | 10.3 | 12 | 13.3 | 10.9 | 11.7 | 10.8 | 66.69 | 145.97 | 107.58 | 1.81 | 13.43
2019 | 10 | 20 | 9:00 | 7018 | 14.4 | 14.8 | 14.4 | 13.4 | 13.9 | 14.2 | 12.6 | 12.2 | 12 | 10.4 | 10.3 | 12 | 13.3 | 10.9 | 11.7 | 10.8 | 66.69 | 145.97 | 107.58 | 1.81 | 13.43
2019 | 10 | 20 | 10:00 | 7019 | 16 | 16.5 | 14.7 | 14.6 | 15.7 | 15.4 | 12.6 | 12.2 | 12 | 10.4 | 10.3 | 12 | 13.3 | 10.9 | 11.7 | 10.8 | 66.69 | 145.97 | 107.58 | 1.81 | 13.43
2019 | 10 | 20 | 11:00 | 7020 | 18 | 17.3 | 15.5 | 15.8 | 15.5 | 17 | 12.6 | 12.2 | 12 | 10.4 | 10.3 | 12 | 13.3 | 10.9 | 11.7 | 10.8 | 66.69 | 145.97 | 107.58 | 1.81 | 13.43
2019 | 10 | 20 | 12:00 | 7021 | 19 | 18.3 | 14.9 | 17.1 | 17.2 | 17.6 | 13.2 | 12.2 | 12 | 10.4 | 10.3 | 12 | 13.3 | 10.9 | 11.7 | 10.8 | 66.69 | 145.97 | 107.58 | 1.81 | 13.43
2019 | 10 | 20 | 13:00 | 7022 | 19.1 | 18.7 | 14.7 | 16.8 | 17.4 | 18.7 | 13.2 | 12.2 | 12 | 10.4 | 10.3 | 12 | 13.3 | 10.9 | 11.7 | 10.8 | 66.69 | 145.97 | 107.58 | 1.81 | 13.43
2019 | 10 | 20 | 14:00 | 7023 | 18.5 | 17.4 | 14.5 | 16.3 | 17.1 | 17.9 | 13.2 | 12.2 | 12 | 10.4 | 10.3 | 12 | 13.3 | 10.9 | 11.7 | 10.8 | 66.69 | 145.97 | 107.58 | 1.81 | 13.43
2019 | 10 | 20 | 15:00 | 7024 | 17.2 | 15.8 | 14.2 | 15.8 | 16.5 | 15.8 | 13.2 | 12.2 | 12 | 10.4 | 10.3 | 12 | 13.3 | 10.9 | 11.7 | 10.8 | 66.69 | 145.97 | 107.58 | 1.81 | 13.43
2019 | 10 | 20 | 16:00 | 7025 | 16.6 | 15 | 14 | 14.7 | 15.5 | 14.6 | 13.2 | 12.2 | 12 | 10.4 | 10.3 | 12 | 13.3 | 10.9 | 11.7 | 10.8 | 66.69 | 145.97 | 107.58 | 1.81 | 13.43
2019 | 10 | 20 | 17:00 | 7026 | 15.9 | 14.2 | 13.7 | 13.3 | 15.7 | 14 | 13.2 | 12.2 | 12 | 10.4 | 10.3 | 12 | 13.3 | 10.9 | 11.7 | 10.8 | 66.69 | 145.97 | 107.58 | 1.81 | 13.43
2019 | 10 | 20 | 18:00 | 7027 | 15.8 | 14.3 | 13.6 | 13.3 | 15.4 | 14 | 13.2 | 12.2 | 12 | 10.4 | 10.3 | 12 | 13.3 | 10.9 | 11.7 | 10.8 | 66.69 | 145.97 | 107.58 | 1.81 | 13.43
2019 | 10 | 20 | 19:00 | 7028 | 14.8 | 13.1 | 13.9 | 13.2 | 14.8 | 13.4 | 13.2 | 12.2 | 12 | 10.4 | 10.3 | 12 | 13.3 | 10.9 | 11.7 | 10.8 | 66.69 | 145.97 | 107.58 | 1.81 | 13.43
2019 | 10 | 20 | 20:00 | 7029 | 12.8 | 11.9 | 13.7 | 13.5 | 14.6 | 13.1 | 13.2 | 12.2 | 12 | 10.4 | 10.3 | 12 | 13.3 | 10.9 | 11.7 | 10.8 | 66.69 | 145.97 | 107.58 | 1.81 | 13.43
2019 | 10 | 20 | 21:00 | 7030 | 12.2 | 12 | 13.2 | 13.2 | 14.5 | 12.4 | 13.2 | 12.2 | 12 | 10.4 | 10.3 | 12 | 13.3 | 10.9 | 11.7 | 10.8 | 66.69 | 145.97 | 107.58 | 1.81 | 13.43
2019 | 10 | 20 | 22:00 | 7031 | 11.1 | 11.5 | 12.5 | 12.8 | 14.4 | 11.6 | 13.2 | 12.2 | 12 | 10.4 | 10.3 | 12 | 13.3 | 10.9 | 11.7 | 10.8 | 66.69 | 145.97 | 107.58 | 1.81 | 13.43
2019 | 10 | 20 | 23:00 | 7032 | 11.1 | 10.8 | 12.2 | 12.5 | 13.7 | 11.4 | 13.2 | 12.2 | 12 | 10.4 | 10.3 | 12 | 13.3 | 10.9 | 11.7 | 10.8 | 66.69 | 145.97 | 107.58 | 1.81 | 13.43
2019 | 10 | 21 | 0:00 | 7033 | 9.6 | 9.8 | 11.8 | 12.1 | 13.5 | 11.1 | 12.8 | 12.5 | 12.1 | 10.7 | 10.4 | 11.9 | 13.3 | 10.9 | 11.6 | 11 | 65.57 | 151.55 | 106.78 | 1.05 | 12.01
2019 | 10 | 21 | 1:00 | 7034 | 8.8 | 9.6 | 11.6 | 12 | 12.8 | 10.7 | 12.8 | 12.5 | 12.1 | 10.7 | 10.4 | 11.9 | 13.3 | 10.9 | 11.6 | 11 | 65.57 | 151.55 | 106.78 | 1.05 | 12.01
2019 | 10 | 21 | 2:00 | 7035 | 8.3 | 9.2 | 11.5 | 12.2 | 12 | 9.9 | 12.8 | 12.5 | 12.1 | 10.7 | 10.4 | 11.9 | 13.3 | 10.9 | 11.6 | 11 | 65.57 | 151.55 | 106.78 | 1.05 | 12.01
2019 | 10 | 21 | 3:00 | 7036 | 9.6 | 9.3 | 11.8 | 12.2 | 12.1 | 9.3 | 12.8 | 12.5 | 12.1 | 10.7 | 10.4 | 11.9 | 13.3 | 10.9 | 11.6 | 11 | 65.57 | 151.55 | 106.78 | 1.05 | 12.01
2019 | 10 | 21 | 4:00 | 7037 | 9.2 | 8.9 | 11.8 | 11.6 | 12 | 9.9 | 12.8 | 12.5 | 12.1 | 10.7 | 10.4 | 11.9 | 13.3 | 10.9 | 11.6 | 11 | 65.57 | 151.55 | 106.78 | 1.05 | 12.01
2019 | 10 | 21 | 5:00 | 7038 | 7.6 | 7.9 | 11.8 | 11.5 | 11.9 | 9.1 | 12.8 | 12.5 | 12.1 | 10.7 | 10.4 | 11.9 | 13.3 | 10.9 | 11.6 | 11 | 65.57 | 151.55 | 106.78 | 1.05 | 12.01
2019 | 10 | 21 | 6:00 | 7039 | 8 | 9 | 11.8 | 11.4 | 11.9 | 9 | 12.8 | 12.5 | 12.1 | 10.7 | 10.4 | 11.9 | 13.3 | 10.9 | 11.6 | 11 | 65.57 | 151.55 | 106.78 | 1.05 | 12.01
2019 | 10 | 21 | 7:00 | 7040 | 11.4 | 11.1 | 12.1 | 11.6 | 12.1 | 10.9 | 12.8 | 12.5 | 12.1 | 10.7 | 10.4 | 11.9 | 13.3 | 10.9 | 11.6 | 11 | 65.57 | 151.55 | 106.78 | 1.05 | 12.01
2019 | 10 | 21 | 8:00 | 7041 | 13.7 | 13.8 | 12.7 | 12.5 | 12.3 | 13.5 | 12.8 | 12.5 | 12.1 | 10.7 | 10.4 | 11.9 | 13.3 | 10.9 | 11.6 | 11 | 65.57 | 151.55 | 106.78 | 1.05 | 12.01
2019 | 10 | 21 | 9:00 | 7042 | 16.2 | 15.3 | 13.3 | 13 | 12.7 | 15.7 | 12.8 | 12.5 | 12.1 | 10.7 | 10.4 | 11.9 | 13.3 | 10.9 | 11.6 | 11 | 65.57 | 151.55 | 106.78 | 1.05 | 12.01
2019 | 10 | 21 | 10:00 | 7043 | 17.9 | 16.6 | 13.9 | 14.3 | 13.2 | 18 | 12.8 | 12.5 | 12.1 | 10.7 | 10.4 | 11.9 | 13.3 | 10.9 | 11.6 | 11 | 65.57 | 151.55 | 106.78 | 1.05 | 12.01
2019 | 10 | 21 | 11:00 | 7044 | 18.5 | 17.4 | 15 | 14.3 | 13.8 | 18.3 | 12.8 | 12.5 | 12.1 | 10.7 | 10.4 | 11.9 | 13.3 | 10.9 | 11.6 | 11 | 65.57 | 151.55 | 106.78 | 1.05 | 12.01
2019 | 10 | 21 | 12:00 | 7045 | 18.9 | 18.1 | 15.9 | 14.1 | 14.4 | 19.5 | 14 | 12.5 | 12.1 | 10.7 | 10.4 | 11.9 | 13.3 | 10.9 | 11.6 | 11 | 65.57 | 151.55 | 106.78 | 1.05 | 12.01
2019 | 10 | 21 | 13:00 | 7046 | 18.5 | 17.8 | 15.6 | 14.1 | 14 | 19 | 14 | 12.5 | 12.1 | 10.7 | 10.4 | 11.9 | 13.3 | 10.9 | 11.6 | 11 | 65.57 | 151.55 | 106.78 | 1.05 | 12.01
2019 | 10 | 21 | 14:00 | 7047 | 16.9 | 16.5 | 15.1 | 14.4 | 14 | 17.8 | 14 | 12.5 | 12.1 | 10.7 | 10.4 | 11.9 | 13.3 | 10.9 | 11.6 | 11 | 65.57 | 151.55 | 106.78 | 1.05 | 12.01
2019 | 10 | 21 | 15:00 | 7048 | 14.3 | 14.7 | 13.9 | 12.1 | 12.7 | 16.4 | 14 | 12.5 | 12.1 | 10.7 | 10.4 | 11.9 | 13.3 | 10.9 | 11.6 | 11 | 65.57 | 151.55 | 106.78 | 1.05 | 12.01
2019 | 10 | 21 | 16:00 | 7049 | 13.3 | 13.3 | 12.5 | 10.6 | 10.9 | 14.9 | 14 | 12.5 | 12.1 | 10.7 | 10.4 | 11.9 | 13.3 | 10.9 | 11.6 | 11 | 65.57 | 151.55 | 106.78 | 1.05 | 12.01
2019 | 10 | 21 | 17:00 | 7050 | 11.7 | 12.6 | 12.6 | 11 | 11.4 | 13.9 | 14 | 12.5 | 12.1 | 10.7 | 10.4 | 11.9 | 13.3 | 10.9 | 11.6 | 11 | 65.57 | 151.55 | 106.78 | 1.05 | 12.01
2019 | 10 | 21 | 18:00 | 7051 | 9.3 | 11.9 | 12.3 | 10.3 | 11.1 | 12.9 | 14 | 12.5 | 12.1 | 10.7 | 10.4 | 11.9 | 13.3 | 10.9 | 11.6 | 11 | 65.57 | 151.55 | 106.78 | 1.05 | 12.01
2019 | 10 | 21 | 19:00 | 7052 | 10.8 | 11.2 | 13 | 9.8 | 10.6 | 12.4 | 14 | 12.5 | 12.1 | 10.7 | 10.4 | 11.9 | 13.3 | 10.9 | 11.6 | 11 | 65.57 | 151.55 | 106.78 | 1.05 | 12.01
2019 | 10 | 21 | 20:00 | 7053 | 9.7 | 10.2 | 13 | 9.8 | 10.3 | 12 | 14 | 12.5 | 12.1 | 10.7 | 10.4 | 11.9 | 13.3 | 10.9 | 11.6 | 11 | 65.57 | 151.55 | 106.78 | 1.05 | 12.01
2019 | 10 | 21 | 21:00 | 7054 | 8 | 9.3 | 12.7 | 10 | 10.2 | 11.4 | 14 | 12.5 | 12.1 | 10.7 | 10.4 | 11.9 | 13.3 | 10.9 | 11.6 | 11 | 65.57 | 151.55 | 106.78 | 1.05 | 12.01
2019 | 10 | 21 | 22:00 | 7055 | 8.2 | 9.4 | 13 | 9.9 | 10.6 | 10.7 | 14 | 12.5 | 12.1 | 10.7 | 10.4 | 11.9 | 13.3 | 10.9 | 11.6 | 11 | 65.57 | 151.55 | 106.78 | 1.05 | 12.01
2019 | 10 | 21 | 23:00 | 7056 | 8.4 | 9.8 | 12.7 | 9.7 | 10.4 | 10.4 | 14 | 12.5 | 12.1 | 10.7 | 10.4 | 11.9 | 13.3 | 10.9 | 11.6 | 11 | 65.57 | 151.55 | 106.78 | 1.05 | 12.01
2019 | 10 | 22 | 0:00 | 7057 | 9.2 | 10.4 | 12.8 | 9.5 | 10.3 | 10.3 | 13 | 12.6 | 12.1 | 10.8 | 9.9 | 11.9 | 13 | 10.9 | 11.4 | 11.1 | 63.47 | 145.91 | 104.94 | 0.29 | 10.14
2019 | 10 | 22 | 1:00 | 7058 | 10.7 | 10.6 | 12.3 | 9.8 | 10.4 | 10.1 | 13 | 12.6 | 12.1 | 10.8 | 9.9 | 11.9 | 13 | 10.9 | 11.4 | 11.1 | 63.47 | 145.91 | 104.94 | 0.29 | 10.14
2019 | 10 | 22 | 2:00 | 7059 | 10.5 | 11.1 | 12.3 | 9.9 | 10.7 | 10.8 | 13 | 12.6 | 12.1 | 10.8 | 9.9 | 11.9 | 13 | 10.9 | 11.4 | 11.1 | 63.47 | 145.91 | 104.94 | 0.29 | 10.14
2019 | 10 | 22 | 3:00 | 7060 | 12.3 | 11.4 | 13.4 | 10 | 10.8 | 11.3 | 13 | 12.6 | 12.1 | 10.8 | 9.9 | 11.9 | 13 | 10.9 | 11.4 | 11.1 | 63.47 | 145.91 | 104.94 | 0.29 | 10.14
2019 | 10 | 22 | 4:00 | 7061 | 12.7 | 11.8 | 13.4 | 10.9 | 10.9 | 10.9 | 13 | 12.6 | 12.1 | 10.8 | 9.9 | 11.9 | 13 | 10.9 | 11.4 | 11.1 | 63.47 | 145.91 | 104.94 | 0.29 | 10.14
2019 | 10 | 22 | 5:00 | 7062 | 13 | 12.8 | 12.9 | 12.2 | 11.7 | 11.1 | 13 | 12.6 | 12.1 | 10.8 | 9.9 | 11.9 | 13 | 10.9 | 11.4 | 11.1 | 63.47 | 145.91 | 104.94 | 0.29 | 10.14
2019 | 10 | 22 | 6:00 | 7063 | 13.1 | 11.6 | 12.5 | 12.9 | 11.8 | 11.4 | 13 | 12.6 | 12.1 | 10.8 | 9.9 | 11.9 | 13 | 10.9 | 11.4 | 11.1 | 63.47 | 145.91 | 104.94 | 0.29 | 10.14
2019 | 10 | 22 | 7:00 | 7064 | 13.9 | 14.2 | 12.8 | 13 | 12.8 | 13.2 | 13 | 12.6 | 12.1 | 10.8 | 9.9 | 11.9 | 13 | 10.9 | 11.4 | 11.1 | 63.47 | 145.91 | 104.94 | 0.29 | 10.14
2019 | 10 | 22 | 8:00 | 7065 | 14.4 | 14.8 | 13 | 12.4 | 13.3 | 14.7 | 13 | 12.6 | 12.1 | 10.8 | 9.9 | 11.9 | 13 | 10.9 | 11.4 | 11.1 | 63.47 | 145.91 | 104.94 | 0.29 | 10.14
2019 | 10 | 22 | 9:00 | 7066 | 17.8 | 17.3 | 13.6 | 12 | 14.1 | 16.1 | 13 | 12.6 | 12.1 | 10.8 | 9.9 | 11.9 | 13 | 10.9 | 11.4 | 11.1 | 63.47 | 145.91 | 104.94 | 0.29 | 10.14
2019 | 10 | 22 | 10:00 | 7067 | 18.8 | 18.2 | 13.2 | 12 | 14.3 | 18.2 | 13 | 12.6 | 12.1 | 10.8 | 9.9 | 11.9 | 13 | 10.9 | 11.4 | 11.1 | 63.47 | 145.91 | 104.94 | 0.29 | 10.14
2019 | 10 | 22 | 11:00 | 7068 | 19.9 | 15.6 | 13.4 | 12.3 | 14.3 | 19.6 | 13 | 12.6 | 12.1 | 10.8 | 9.9 | 11.9 | 13 | 10.9 | 11.4 | 11.1 | 63.47 | 145.91 | 104.94 | 0.29 | 10.14
2019 | 10 | 22 | 12:00 | 7069 | 20.1 | 15.2 | 13.5 | 12.7 | 14.3 | 20.6 | 13.6 | 12.6 | 12.1 | 10.8 | 9.9 | 11.9 | 13 | 10.9 | 11.4 | 11.1 | 63.47 | 145.91 | 104.94 | 0.29 | 10.14
2019 | 10 | 22 | 13:00 | 7070 | 19.8 | 15.9 | 13.4 | 13.2 | 15 | 20.1 | 13.6 | 12.6 | 12.1 | 10.8 | 9.9 | 11.9 | 13 | 10.9 | 11.4 | 11.1 | 63.47 | 145.91 | 104.94 | 0.29 | 10.14
2019 | 10 | 22 | 14:00 | 7071 | 16.8 | 15.3 | 13.4 | 12.9 | 14.8 | 19 | 13.6 | 12.6 | 12.1 | 10.8 | 9.9 | 11.9 | 13 | 10.9 | 11.4 | 11.1 | 63.47 | 145.91 | 104.94 | 0.29 | 10.14
2019 | 10 | 22 | 15:00 | 7072 | 13.9 | 13.9 | 12.9 | 12.7 | 13 | 16.7 | 13.6 | 12.6 | 12.1 | 10.8 | 9.9 | 11.9 | 13 | 10.9 | 11.4 | 11.1 | 63.47 | 145.91 | 104.94 | 0.29 | 10.14
2019 | 10 | 22 | 16:00 | 7073 | 13.1 | 12.4 | 13.4 | 12.6 | 12.7 | 14.8 | 13.6 | 12.6 | 12.1 | 10.8 | 9.9 | 11.9 | 13 | 10.9 | 11.4 | 11.1 | 63.47 | 145.91 | 104.94 | 0.29 | 10.14
2019 | 10 | 22 | 17:00 | 7074 | 11.5 | 10.1 | 13.2 | 12.8 | 12.3 | 13.4 | 13.6 | 12.6 | 12.1 | 10.8 | 9.9 | 11.9 | 13 | 10.9 | 11.4 | 11.1 | 63.47 | 145.91 | 104.94 | 0.29 | 10.14
2019 | 10 | 22 | 18:00 | 7075 | 10.3 | 10 | 13.1 | 12.5 | 12.7 | 12.2 | 13.6 | 12.6 | 12.1 | 10.8 | 9.9 | 11.9 | 13 | 10.9 | 11.4 | 11.1 | 63.47 | 145.91 | 104.94 | 0.29 | 10.14
2019 | 10 | 22 | 19:00 | 7076 | 10 | 9.2 | 12.7 | 12.1 | 12.8 | 11.6 | 13.6 | 12.6 | 12.1 | 10.8 | 9.9 | 11.9 | 13 | 10.9 | 11.4 | 11.1 | 63.47 | 145.91 | 104.94 | 0.29 | 10.14
2019 | 10 | 22 | 20:00 | 7077 | 10.7 | 9.7 | 13 | 11.8 | 12.5 | 11.5 | 13.6 | 12.6 | 12.1 | 10.8 | 9.9 | 11.9 | 13 | 10.9 | 11.4 | 11.1 | 63.47 | 145.91 | 104.94 | 0.29 | 10.14
2019 | 10 | 22 | 21:00 | 7078 | 10.3 | 11.5 | 12.9 | 11.8 | 11.5 | 10.2 | 13.6 | 12.6 | 12.1 | 10.8 | 9.9 | 11.9 | 13 | 10.9 | 11.4 | 11.1 | 63.47 | 145.91 | 104.94 | 0.29 | 10.14
2019 | 10 | 22 | 22:00 | 7079 | 8.7 | 11.9 | 12.5 | 11.8 | 11.5 | 10.1 | 13.6 | 12.6 | 12.1 | 10.8 | 9.9 | 11.9 | 13 | 10.9 | 11.4 | 11.1 | 63.47 | 145.91 | 104.94 | 0.29 | 10.14
2019 | 10 | 22 | 23:00 | 7080 | 10.8 | 11.7 | 12.5 | 11.6 | 10.4 | 10.2 | 13.6 | 12.6 | 12.1 | 10.8 | 9.9 | 11.9 | 13 | 10.9 | 11.4 | 11.1 | 63.47 | 145.91 | 104.94 | 0.29 | 10.14
2019 | 10 | 23 | 0:00 | 7081 | 10.7 | 11.5 | 12.7 | 11.2 | 10.7 | 11.6 | 12.8 | 12.2 | 12 | 10.6 | 9.1 | 12 | 13.1 | 10.8 | 10.6 | 11 | 65.56 | 143.66 | 104.4 | 0.23 | 10.89
2019 | 10 | 23 | 1:00 | 7082 | 10.5 | 9.9 | 12.6 | 10.6 | 10.5 | 11.5 | 12.8 | 12.2 | 12 | 10.6 | 9.1 | 12 | 13.1 | 10.8 | 10.6 | 11 | 65.56 | 143.66 | 104.4 | 0.23 | 10.89
2019 | 10 | 23 | 2:00 | 7083 | 9.6 | 9.2 | 12.9 | 10.5 | 10.3 | 10.6 | 12.8 | 12.2 | 12 | 10.6 | 9.1 | 12 | 13.1 | 10.8 | 10.6 | 11 | 65.56 | 143.66 | 104.4 | 0.23 | 10.89
2019 | 10 | 23 | 3:00 | 7084 | 8.5 | 8.4 | 12.6 | 10.4 | 10.2 | 9.5 | 12.8 | 12.2 | 12 | 10.6 | 9.1 | 12 | 13.1 | 10.8 | 10.6 | 11 | 65.56 | 143.66 | 104.4 | 0.23 | 10.89
2019 | 10 | 23 | 4:00 | 7085 | 8.7 | 8.8 | 12.5 | 10.5 | 10.7 | 8.3 | 12.8 | 12.2 | 12 | 10.6 | 9.1 | 12 | 13.1 | 10.8 | 10.6 | 11 | 65.56 | 143.66 | 104.4 | 0.23 | 10.89
2019 | 10 | 23 | 5:00 | 7086 | 10.1 | 9 | 12.4 | 10.6 | 10.4 | 9 | 12.8 | 12.2 | 12 | 10.6 | 9.1 | 12 | 13.1 | 10.8 | 10.6 | 11 | 65.56 | 143.66 | 104.4 | 0.23 | 10.89
2019 | 10 | 23 | 6:00 | 7087 | 10.5 | 9.3 | 12.3 | 10.1 | 10.2 | 9.7 | 12.8 | 12.2 | 12 | 10.6 | 9.1 | 12 | 13.1 | 10.8 | 10.6 | 11 | 65.56 | 143.66 | 104.4 | 0.23 | 10.89
2019 | 10 | 23 | 7:00 | 7088 | 10.9 | 10.6 | 12.5 | 11 | 11.2 | 9.8 | 12.8 | 12.2 | 12 | 10.6 | 9.1 | 12 | 13.1 | 10.8 | 10.6 | 11 | 65.56 | 143.66 | 104.4 | 0.23 | 10.89
2019 | 10 | 23 | 8:00 | 7089 | 11.5 | 12.3 | 12.3 | 11.9 | 12.1 | 10.4 | 12.8 | 12.2 | 12 | 10.6 | 9.1 | 12 | 13.1 | 10.8 | 10.6 | 11 | 65.56 | 143.66 | 104.4 | 0.23 | 10.89
2019 | 10 | 23 | 9:00 | 7090 | 13 | 13.3 | 12.4 | 12.3 | 12.6 | 12.2 | 12.8 | 12.2 | 12 | 10.6 | 9.1 | 12 | 13.1 | 10.8 | 10.6 | 11 | 65.56 | 143.66 | 104.4 | 0.23 | 10.89
2019 | 10 | 23 | 10:00 | 7091 | 13.4 | 13.6 | 12.2 | 12.2 | 13.6 | 13 | 12.8 | 12.2 | 12 | 10.6 | 9.1 | 12 | 13.1 | 10.8 | 10.6 | 11 | 65.56 | 143.66 | 104.4 | 0.23 | 10.89
2019 | 10 | 23 | 11:00 | 7092 | 13.6 | 13.4 | 12.4 | 12.8 | 14.3 | 12.7 | 12.8 | 12.2 | 12 | 10.6 | 9.1 | 12 | 13.1 | 10.8 | 10.6 | 11 | 65.56 | 143.66 | 104.4 | 0.23 | 10.89
2019 | 10 | 23 | 12:00 | 7093 | 13.7 | 13.3 | 12.2 | 13.1 | 14.1 | 13.6 | 13.4 | 12.2 | 12 | 10.6 | 9.1 | 12 | 13.1 | 10.8 | 10.6 | 11 | 65.56 | 143.66 | 104.4 | 0.23 | 10.89
2019 | 10 | 23 | 13:00 | 7094 | 13.8 | 13.9 | 12.2 | 12.4 | 13.7 | 13.2 | 13.4 | 12.2 | 12 | 10.6 | 9.1 | 12 | 13.1 | 10.8 | 10.6 | 11 | 65.56 | 143.66 | 104.4 | 0.23 | 10.89
2019 | 10 | 23 | 14:00 | 7095 | 13.6 | 13.1 | 12 | 11.7 | 12.3 | 13.2 | 13.4 | 12.2 | 12 | 10.6 | 9.1 | 12 | 13.1 | 10.8 | 10.6 | 11 | 65.56 | 143.66 | 104.4 | 0.23 | 10.89
2019 | 10 | 23 | 15:00 | 7096 | 11.7 | 11.7 | 12 | 11 | 10.8 | 12 | 13.4 | 12.2 | 12 | 10.6 | 9.1 | 12 | 13.1 | 10.8 | 10.6 | 11 | 65.56 | 143.66 | 104.4 | 0.23 | 10.89
2019 | 10 | 23 | 16:00 | 7097 | 9.7 | 9.9 | 11.8 | 10.7 | 9.9 | 10.5 | 13.4 | 12.2 | 12 | 10.6 | 9.1 | 12 | 13.1 | 10.8 | 10.6 | 11 | 65.56 | 143.66 | 104.4 | 0.23 | 10.89
2019 | 10 | 23 | 17:00 | 7098 | 7.7 | 7.7 | 11.6 | 10.3 | 10.1 | 8.6 | 13.4 | 12.2 | 12 | 10.6 | 9.1 | 12 | 13.1 | 10.8 | 10.6 | 11 | 65.56 | 143.66 | 104.4 | 0.23 | 10.89
2019 | 10 | 23 | 18:00 | 7099 | 6.7 | 7.1 | 11.9 | 9.3 | 9.6 | 6.9 | 13.4 | 12.2 | 12 | 10.6 | 9.1 | 12 | 13.1 | 10.8 | 10.6 | 11 | 65.56 | 143.66 | 104.4 | 0.23 | 10.89
2019 | 10 | 23 | 19:00 | 7100 | 5.7 | 6.1 | 12.3 | 9.5 | 8.9 | 6.9 | 13.4 | 12.2 | 12 | 10.6 | 9.1 | 12 | 13.1 | 10.8 | 10.6 | 11 | 65.56 | 143.66 | 104.4 | 0.23 | 10.89
2019 | 10 | 23 | 20:00 | 7101 | 4.9 | 7.5 | 12.2 | 10 | 9.4 | 6.3 | 13.4 | 12.2 | 12 | 10.6 | 9.1 | 12 | 13.1 | 10.8 | 10.6 | 11 | 65.56 | 143.66 | 104.4 | 0.23 | 10.89
2019 | 10 | 23 | 21:00 | 7102 | 4.3 | 8 | 12.2 | 9.9 | 9.8 | 5.7 | 13.4 | 12.2 | 12 | 10.6 | 9.1 | 12 | 13.1 | 10.8 | 10.6 | 11 | 65.56 | 143.66 | 104.4 | 0.23 | 10.89
2019 | 10 | 23 | 22:00 | 7103 | 3.5 | 6.3 | 12 | 9.8 | 9.8 | 6 | 13.4 | 12.2 | 12 | 10.6 | 9.1 | 12 | 13.1 | 10.8 | 10.6 | 11 | 65.56 | 143.66 | 104.4 | 0.23 | 10.89
2019 | 10 | 23 | 23:00 | 7104 | 2.7 | 5.1 | 11.6 | 9.8 | 10 | 5.3 | 13.4 | 12.2 | 12 | 10.6 | 9.1 | 12 | 13.1 | 10.8 | 10.6 | 11 | 65.56 | 143.66 | 104.4 | 0.23 | 10.89
2019 | 10 | 24 | 0:00 | 7105 | 3.2 | 4.4 | 11.1 | 9.9 | 9.9 | 5 | 12.2 | 11.8 | 11.6 | 10.1 | 7.6 | 11.3 | 12.2 | 10.4 | 9.4 | 11 | 64.53 | 147.2 | 103.81 | 0.22 | 9.14
2019 | 10 | 24 | 1:00 | 7106 | 2.4 | 3.8 | 9.1 | 10 | 9.8 | 4 | 12.2 | 11.8 | 11.6 | 10.1 | 7.6 | 11.3 | 12.2 | 10.4 | 9.4 | 11 | 64.53 | 147.2 | 103.81 | 0.22 | 9.14
2019 | 10 | 24 | 2:00 | 7107 | 1.9 | 3.5 | 9.2 | 9.7 | 9.8 | 4.2 | 12.2 | 11.8 | 11.6 | 10.1 | 7.6 | 11.3 | 12.2 | 10.4 | 9.4 | 11 | 64.53 | 147.2 | 103.81 | 0.22 | 9.14
2019 | 10 | 24 | 3:00 | 7108 | 2.4 | 3.4 | 9.5 | 9.9 | 9.8 | 4.2 | 12.2 | 11.8 | 11.6 | 10.1 | 7.6 | 11.3 | 12.2 | 10.4 | 9.4 | 11 | 64.53 | 147.2 | 103.81 | 0.22 | 9.14
2019 | 10 | 24 | 4:00 | 7109 | 1.5 | 3.3 | 8.4 | 9.9 | 9.8 | 4.7 | 12.2 | 11.8 | 11.6 | 10.1 | 7.6 | 11.3 | 12.2 | 10.4 | 9.4 | 11 | 64.53 | 147.2 | 103.81 | 0.22 | 9.14
2019 | 10 | 24 | 5:00 | 7110 | 2 | 3 | 7.6 | 9.8 | 9.1 | 3.9 | 12.2 | 11.8 | 11.6 | 10.1 | 7.6 | 11.3 | 12.2 | 10.4 | 9.4 | 11 | 64.53 | 147.2 | 103.81 | 0.22 | 9.14
2019 | 10 | 24 | 6:00 | 7111 | 1.4 | 4.4 | 7.4 | 9.4 | 8.2 | 4.1 | 12.2 | 11.8 | 11.6 | 10.1 | 7.6 | 11.3 | 12.2 | 10.4 | 9.4 | 11 | 64.53 | 147.2 | 103.81 | 0.22 | 9.14
2019 | 10 | 24 | 7:00 | 7112 | 6.8 | 7 | 9.8 | 10.6 | 9.2 | 5.5 | 12.2 | 11.8 | 11.6 | 10.1 | 7.6 | 11.3 | 12.2 | 10.4 | 9.4 | 11 | 64.53 | 147.2 | 103.81 | 0.22 | 9.14
2019 | 10 | 24 | 8:00 | 7113 | 9.2 | 9.5 | 11.8 | 11.8 | 10.7 | 8.5 | 12.2 | 11.8 | 11.6 | 10.1 | 7.6 | 11.3 | 12.2 | 10.4 | 9.4 | 11 | 64.53 | 147.2 | 103.81 | 0.22 | 9.14
2019 | 10 | 24 | 9:00 | 7114 | 11.6 | 11.2 | 13.6 | 12.4 | 13 | 11 | 12.2 | 11.8 | 11.6 | 10.1 | 7.6 | 11.3 | 12.2 | 10.4 | 9.4 | 11 | 64.53 | 147.2 | 103.81 | 0.22 | 9.14
2019 | 10 | 24 | 10:00 | 7115 | 13.6 | 12.5 | 15 | 13.3 | 13.3 | 13 | 12.2 | 11.8 | 11.6 | 10.1 | 7.6 | 11.3 | 12.2 | 10.4 | 9.4 | 11 | 64.53 | 147.2 | 103.81 | 0.22 | 9.14
2019 | 10 | 24 | 11:00 | 7116 | 14.3 | 13.9 | 16 | 13.9 | 13.7 | 14.2 | 12.2 | 11.8 | 11.6 | 10.1 | 7.6 | 11.3 | 12.2 | 10.4 | 9.4 | 11 | 64.53 | 147.2 | 103.81 | 0.22 | 9.14
2019 | 10 | 24 | 12:00 | 7117 | 15.7 | 14.5 | 16.9 | 14.6 | 14.5 | 15 | 13.8 | 11.8 | 11.6 | 10.1 | 7.6 | 11.3 | 12.2 | 10.4 | 9.4 | 11 | 64.53 | 147.2 | 103.81 | 0.22 | 9.14
2019 | 10 | 24 | 13:00 | 7118 | 16 | 15 | 17 | 14.4 | 14.5 | 14.9 | 13.8 | 11.8 | 11.6 | 10.1 | 7.6 | 11.3 | 12.2 | 10.4 | 9.4 | 11 | 64.53 | 147.2 | 103.81 | 0.22 | 9.14
2019 | 10 | 24 | 14:00 | 7119 | 15.5 | 14.6 | 16.2 | 14.3 | 13.9 | 14.5 | 13.8 | 11.8 | 11.6 | 10.1 | 7.6 | 11.3 | 12.2 | 10.4 | 9.4 | 11 | 64.53 | 147.2 | 103.81 | 0.22 | 9.14
2019 | 10 | 24 | 15:00 | 7120 | 14.5 | 12.9 | 15.2 | 12.8 | 12.8 | 12.8 | 13.8 | 11.8 | 11.6 | 10.1 | 7.6 | 11.3 | 12.2 | 10.4 | 9.4 | 11 | 64.53 | 147.2 | 103.81 | 0.22 | 9.14
2019 | 10 | 24 | 16:00 | 7121 | 12.8 | 11.8 | 13.8 | 11.5 | 11.8 | 11.5 | 13.8 | 11.8 | 11.6 | 10.1 | 7.6 | 11.3 | 12.2 | 10.4 | 9.4 | 11 | 64.53 | 147.2 | 103.81 | 0.22 | 9.14
2019 | 10 | 24 | 17:00 | 7122 | 12.4 | 11 | 12.8 | 10.8 | 11.9 | 10.6 | 13.8 | 11.8 | 11.6 | 10.1 | 7.6 | 11.3 | 12.2 | 10.4 | 9.4 | 11 | 64.53 | 147.2 | 103.81 | 0.22 | 9.14
2019 | 10 | 24 | 18:00 | 7123 | 12.1 | 9.9 | 12.1 | 10.7 | 11.5 | 9.8 | 13.8 | 11.8 | 11.6 | 10.1 | 7.6 | 11.3 | 12.2 | 10.4 | 9.4 | 11 | 64.53 | 147.2 | 103.81 | 0.22 | 9.14
2019 | 10 | 24 | 19:00 | 7124 | 11.5 | 9.8 | 12.1 | 10.9 | 10.7 | 9.1 | 13.8 | 11.8 | 11.6 | 10.1 | 7.6 | 11.3 | 12.2 | 10.4 | 9.4 | 11 | 64.53 | 147.2 | 103.81 | 0.22 | 9.14
2019 | 10 | 24 | 20:00 | 7125 | 11 | 9.9 | 12.3 | 10.9 | 10.3 | 8.9 | 13.8 | 11.8 | 11.6 | 10.1 | 7.6 | 11.3 | 12.2 | 10.4 | 9.4 | 11 | 64.53 | 147.2 | 103.81 | 0.22 | 9.14
2019 | 10 | 24 | 21:00 | 7126 | 10.5 | 9.8 | 12.7 | 10.2 | 10.6 | 8.9 | 13.8 | 11.8 | 11.6 | 10.1 | 7.6 | 11.3 | 12.2 | 10.4 | 9.4 | 11 | 64.53 | 147.2 | 103.81 | 0.22 | 9.14
2019 | 10 | 24 | 22:00 | 7127 | 10.1 | 8.8 | 13.1 | 10 | 10.2 | 8.4 | 13.8 | 11.8 | 11.6 | 10.1 | 7.6 | 11.3 | 12.2 | 10.4 | 9.4 | 11 | 64.53 | 147.2 | 103.81 | 0.22 | 9.14
2019 | 10 | 24 | 23:00 | 7128 | 10.4 | 8.7 | 12.5 | 10 | 9.8 | 8.6 | 13.8 | 11.8 | 11.6 | 10.1 | 7.6 | 11.3 | 12.2 | 10.4 | 9.4 | 11 | 64.53 | 147.2 | 103.81 | 0.22 | 9.14
2019 | 10 | 25 | 0:00 | 7129 | 10.3 | 8.6 | 12.4 | 9.6 | 10.2 | 8.1 | 13 | 12.3 | 11.7 | 10.3 | 6 | 11 | 11.4 | 10.2 | 8.9 | 10.9 | 63.66 | 141.36 | 103.93 | 0.2 | 9.12
2019 | 10 | 25 | 1:00 | 7130 | 10 | 8.2 | 12.6 | 9.7 | 9.6 | 8.3 | 13 | 12.3 | 11.7 | 10.3 | 6 | 11 | 11.4 | 10.2 | 8.9 | 10.9 | 63.66 | 141.36 | 103.93 | 0.2 | 9.12
2019 | 10 | 25 | 2:00 | 7131 | 9.9 | 8.2 | 12.5 | 9.5 | 9.8 | 8 | 13 | 12.3 | 11.7 | 10.3 | 6 | 11 | 11.4 | 10.2 | 8.9 | 10.9 | 63.66 | 141.36 | 103.93 | 0.2 | 9.12
2019 | 10 | 25 | 3:00 | 7132 | 9.8 | 7.8 | 12.5 | 9.8 | 9.5 | 8 | 13 | 12.3 | 11.7 | 10.3 | 6 | 11 | 11.4 | 10.2 | 8.9 | 10.9 | 63.66 | 141.36 | 103.93 | 0.2 | 9.12
2019 | 10 | 25 | 4:00 | 7133 | 9.6 | 7.6 | 12.4 | 10.2 | 9.3 | 7.7 | 13 | 12.3 | 11.7 | 10.3 | 6 | 11 | 11.4 | 10.2 | 8.9 | 10.9 | 63.66 | 141.36 | 103.93 | 0.2 | 9.12
2019 | 10 | 25 | 5:00 | 7134 | 9.3 | 7.3 | 12.4 | 10.7 | 9 | 7.8 | 13 | 12.3 | 11.7 | 10.3 | 6 | 11 | 11.4 | 10.2 | 8.9 | 10.9 | 63.66 | 141.36 | 103.93 | 0.2 | 9.12
2019 | 10 | 25 | 6:00 | 7135 | 9.4 | 8.2 | 12.8 | 10.7 | 9.3 | 8.1 | 13 | 12.3 | 11.7 | 10.3 | 6 | 11 | 11.4 | 10.2 | 8.9 | 10.9 | 63.66 | 141.36 | 103.93 | 0.2 | 9.12
2019 | 10 | 25 | 7:00 | 7136 | 9.5 | 9.5 | 12.4 | 11 | 9.8 | 9.7 | 13 | 12.3 | 11.7 | 10.3 | 6 | 11 | 11.4 | 10.2 | 8.9 | 10.9 | 63.66 | 141.36 | 103.93 | 0.2 | 9.12
2019 | 10 | 25 | 8:00 | 7137 | 10.4 | 10 | 12.7 | 11.5 | 9.8 | 9.3 | 13 | 12.3 | 11.7 | 10.3 | 6 | 11 | 11.4 | 10.2 | 8.9 | 10.9 | 63.66 | 141.36 | 103.93 | 0.2 | 9.12
2019 | 10 | 25 | 9:00 | 7138 | 11.1 | 10.7 | 13.3 | 12 | 10.7 | 9.1 | 13 | 12.3 | 11.7 | 10.3 | 6 | 11 | 11.4 | 10.2 | 8.9 | 10.9 | 63.66 | 141.36 | 103.93 | 0.2 | 9.12
2019 | 10 | 25 | 10:00 | 7139 | 11.6 | 10.8 | 13.8 | 12.5 | 11.4 | 9.4 | 13 | 12.3 | 11.7 | 10.3 | 6 | 11 | 11.4 | 10.2 | 8.9 | 10.9 | 63.66 | 141.36 | 103.93 | 0.2 | 9.12
2019 | 10 | 25 | 11:00 | 7140 | 12.1 | 10.8 | 13.9 | 13.1 | 11.7 | 10.1 | 13 | 12.3 | 11.7 | 10.3 | 6 | 11 | 11.4 | 10.2 | 8.9 | 10.9 | 63.66 | 141.36 | 103.93 | 0.2 | 9.12
2019 | 10 | 25 | 12:00 | 7141 | 12.4 | 11.1 | 13.9 | 13.6 | 12.5 | 10.9 | 13.4 | 12.3 | 11.7 | 10.3 | 6 | 11 | 11.4 | 10.2 | 8.9 | 10.9 | 63.66 | 141.36 | 103.93 | 0.2 | 9.12
2019 | 10 | 25 | 13:00 | 7142 | 11.1 | 11.1 | 14.5 | 13.5 | 13.1 | 11.3 | 13.4 | 12.3 | 11.7 | 10.3 | 6 | 11 | 11.4 | 10.2 | 8.9 | 10.9 | 63.66 | 141.36 | 103.93 | 0.2 | 9.12
2019 | 10 | 25 | 14:00 | 7143 | 11.2 | 11.5 | 13.7 | 13.9 | 13.4 | 11.3 | 13.4 | 12.3 | 11.7 | 10.3 | 6 | 11 | 11.4 | 10.2 | 8.9 | 10.9 | 63.66 | 141.36 | 103.93 | 0.2 | 9.12
2019 | 10 | 25 | 15:00 | 7144 | 11.6 | 11.8 | 13.3 | 13.1 | 13.6 | 11.1 | 13.4 | 12.3 | 11.7 | 10.3 | 6 | 11 | 11.4 | 10.2 | 8.9 | 10.9 | 63.66 | 141.36 | 103.93 | 0.2 | 9.12
2019 | 10 | 25 | 16:00 | 7145 | 11.8 | 11.9 | 13.1 | 13.1 | 13.3 | 10.8 | 13.4 | 12.3 | 11.7 | 10.3 | 6 | 11 | 11.4 | 10.2 | 8.9 | 10.9 | 63.66 | 141.36 | 103.93 | 0.2 | 9.12
2019 | 10 | 25 | 17:00 | 7146 | 12 | 12.1 | 13.1 | 12.9 | 12.9 | 10.8 | 13.4 | 12.3 | 11.7 | 10.3 | 6 | 11 | 11.4 | 10.2 | 8.9 | 10.9 | 63.66 | 141.36 | 103.93 | 0.2 | 9.12
2019 | 10 | 25 | 18:00 | 7147 | 11.4 | 11.8 | 13 | 12.5 | 12.7 | 10.9 | 13.4 | 12.3 | 11.7 | 10.3 | 6 | 11 | 11.4 | 10.2 | 8.9 | 10.9 | 63.66 | 141.36 | 103.93 | 0.2 | 9.12
2019 | 10 | 25 | 19:00 | 7148 | 10.9 | 11.5 | 12.9 | 11.9 | 12.4 | 10 | 13.4 | 12.3 | 11.7 | 10.3 | 6 | 11 | 11.4 | 10.2 | 8.9 | 10.9 | 63.66 | 141.36 | 103.93 | 0.2 | 9.12
2019 | 10 | 25 | 20:00 | 7149 | 10.8 | 11.4 | 12.7 | 11.8 | 11.8 | 9.9 | 13.4 | 12.3 | 11.7 | 10.3 | 6 | 11 | 11.4 | 10.2 | 8.9 | 10.9 | 63.66 | 141.36 | 103.93 | 0.2 | 9.12
2019 | 10 | 25 | 21:00 | 7150 | 10.8 | 11.7 | 12.7 | 11.8 | 11.4 | 10.2 | 13.4 | 12.3 | 11.7 | 10.3 | 6 | 11 | 11.4 | 10.2 | 8.9 | 10.9 | 63.66 | 141.36 | 103.93 | 0.2 | 9.12
2019 | 10 | 25 | 22:00 | 7151 | 10.7 | 11.1 | 12.8 | 11.7 | 11.2 | 10.6 | 13.4 | 12.3 | 11.7 | 10.3 | 6 | 11 | 11.4 | 10.2 | 8.9 | 10.9 | 63.66 | 141.36 | 103.93 | 0.2 | 9.12
2019 | 10 | 25 | 23:00 | 7152 | 10 | 11 | 12.8 | 11.3 | 11.3 | 11.2 | 13.4 | 12.3 | 11.7 | 10.3 | 6 | 11 | 11.4 | 10.2 | 8.9 | 10.9 | 63.66 | 141.36 | 103.93 | 0.2 | 9.12
2019 | 10 | 26 | 0:00 | 7153 | 9.1 | 10.6 | 12.7 | 10.7 | 10.8 | 11.2 | 12.8 | 12.1 | 11.9 | 10.5 | 5.7 | 10.9 | 11.4 | 10.2 | 9.9 | 10.8 | 64.59 | 143.49 | 104.39 | 0.19 | 9.7
2019 | 10 | 26 | 1:00 | 7154 | 9.5 | 10.5 | 12.8 | 10.4 | 10.4 | 10.5 | 12.8 | 12.1 | 11.9 | 10.5 | 5.7 | 10.9 | 11.4 | 10.2 | 9.9 | 10.8 | 64.59 | 143.49 | 104.39 | 0.19 | 9.7
2019 | 10 | 26 | 2:00 | 7155 | 9.5 | 9.5 | 12.7 | 10.3 | 10 | 9.8 | 12.8 | 12.1 | 11.9 | 10.5 | 5.7 | 10.9 | 11.4 | 10.2 | 9.9 | 10.8 | 64.59 | 143.49 | 104.39 | 0.19 | 9.7
2019 | 10 | 26 | 3:00 | 7156 | 9.9 | 9.2 | 12.8 | 11.2 | 10.3 | 9 | 12.8 | 12.1 | 11.9 | 10.5 | 5.7 | 10.9 | 11.4 | 10.2 | 9.9 | 10.8 | 64.59 | 143.49 | 104.39 | 0.19 | 9.7
2019 | 10 | 26 | 4:00 | 7157 | 10.1 | 8.8 | 12.7 | 11.2 | 10.2 | 9.1 | 12.8 | 12.1 | 11.9 | 10.5 | 5.7 | 10.9 | 11.4 | 10.2 | 9.9 | 10.8 | 64.59 | 143.49 | 104.39 | 0.19 | 9.7
2019 | 10 | 26 | 5:00 | 7158 | 10 | 8.3 | 12.8 | 10.9 | 10.3 | 9.6 | 12.8 | 12.1 | 11.9 | 10.5 | 5.7 | 10.9 | 11.4 | 10.2 | 9.9 | 10.8 | 64.59 | 143.49 | 104.39 | 0.19 | 9.7
2019 | 10 | 26 | 6:00 | 7159 | 10 | 8.9 | 12.9 | 11.2 | 9.9 | 9.8 | 12.8 | 12.1 | 11.9 | 10.5 | 5.7 | 10.9 | 11.4 | 10.2 | 9.9 | 10.8 | 64.59 | 143.49 | 104.39 | 0.19 | 9.7
2019 | 10 | 26 | 7:00 | 7160 | 10.6 | 9.4 | 13.1 | 11.2 | 10.1 | 10.1 | 12.8 | 12.1 | 11.9 | 10.5 | 5.7 | 10.9 | 11.4 | 10.2 | 9.9 | 10.8 | 64.59 | 143.49 | 104.39 | 0.19 | 9.7
2019 | 10 | 26 | 8:00 | 7161 | 11.3 | 10.9 | 13 | 11.9 | 11 | 10.4 | 12.8 | 12.1 | 11.9 | 10.5 | 5.7 | 10.9 | 11.4 | 10.2 | 9.9 | 10.8 | 64.59 | 143.49 | 104.39 | 0.19 | 9.7
2019 | 10 | 26 | 9:00 | 7162 | 12.4 | 12.5 | 13.7 | 13.6 | 11.9 | 11.4 | 12.8 | 12.1 | 11.9 | 10.5 | 5.7 | 10.9 | 11.4 | 10.2 | 9.9 | 10.8 | 64.59 | 143.49 | 104.39 | 0.19 | 9.7
2019 | 10 | 26 | 10:00 | 7163 | 13.3 | 12.8 | 14.6 | 14.2 | 13.1 | 12.5 | 12.8 | 12.1 | 11.9 | 10.5 | 5.7 | 10.9 | 11.4 | 10.2 | 9.9 | 10.8 | 64.59 | 143.49 | 104.39 | 0.19 | 9.7
2019 | 10 | 26 | 11:00 | 7164 | 14.5 | 13.1 | 14.3 | 14.2 | 14.8 | 13.2 | 12.8 | 12.1 | 11.9 | 10.5 | 5.7 | 10.9 | 11.4 | 10.2 | 9.9 | 10.8 | 64.59 | 143.49 | 104.39 | 0.19 | 9.7
2019 | 10 | 26 | 12:00 | 7165 | 15.1 | 14.2 | 14.1 | 14 | 14.7 | 13.5 | 13.2 | 12.1 | 11.9 | 10.5 | 5.7 | 10.9 | 11.4 | 10.2 | 9.9 | 10.8 | 64.59 | 143.49 | 104.39 | 0.19 | 9.7
2019 | 10 | 26 | 13:00 | 7166 | 15.7 | 14.7 | 13.9 | 13.6 | 14.8 | 14 | 13.2 | 12.1 | 11.9 | 10.5 | 5.7 | 10.9 | 11.4 | 10.2 | 9.9 | 10.8 | 64.59 | 143.49 | 104.39 | 0.19 | 9.7
2019 | 10 | 26 | 14:00 | 7167 | 15.3 | 14.4 | 14.1 | 12.3 | 14.7 | 14 | 13.2 | 12.1 | 11.9 | 10.5 | 5.7 | 10.9 | 11.4 | 10.2 | 9.9 | 10.8 | 64.59 | 143.49 | 104.39 | 0.19 | 9.7
2019 | 10 | 26 | 15:00 | 7168 | 14.9 | 13.9 | 14.1 | 12.4 | 14.4 | 13.6 | 13.2 | 12.1 | 11.9 | 10.5 | 5.7 | 10.9 | 11.4 | 10.2 | 9.9 | 10.8 | 64.59 | 143.49 | 104.39 | 0.19 | 9.7
2019 | 10 | 26 | 16:00 | 7169 | 14.2 | 13.6 | 14.3 | 12.5 | 14.1 | 12.7 | 13.2 | 12.1 | 11.9 | 10.5 | 5.7 | 10.9 | 11.4 | 10.2 | 9.9 | 10.8 | 64.59 | 143.49 | 104.39 | 0.19 | 9.7
2019 | 10 | 26 | 17:00 | 7170 | 14.1 | 13.6 | 14.4 | 12.6 | 13.8 | 12.6 | 13.2 | 12.1 | 11.9 | 10.5 | 5.7 | 10.9 | 11.4 | 10.2 | 9.9 | 10.8 | 64.59 | 143.49 | 104.39 | 0.19 | 9.7
2019 | 10 | 26 | 18:00 | 7171 | 14.4 | 13.6 | 14.1 | 13.1 | 13.2 | 13 | 13.2 | 12.1 | 11.9 | 10.5 | 5.7 | 10.9 | 11.4 | 10.2 | 9.9 | 10.8 | 64.59 | 143.49 | 104.39 | 0.19 | 9.7
2019 | 10 | 26 | 19:00 | 7172 | 13.9 | 13 | 14 | 12.9 | 13.3 | 12.9 | 13.2 | 12.1 | 11.9 | 10.5 | 5.7 | 10.9 | 11.4 | 10.2 | 9.9 | 10.8 | 64.59 | 143.49 | 104.39 | 0.19 | 9.7
2019 | 10 | 26 | 20:00 | 7173 | 13.4 | 12.5 | 14.2 | 13 | 13.7 | 12.4 | 13.2 | 12.1 | 11.9 | 10.5 | 5.7 | 10.9 | 11.4 | 10.2 | 9.9 | 10.8 | 64.59 | 143.49 | 104.39 | 0.19 | 9.7
2019 | 10 | 26 | 21:00 | 7174 | 12.6 | 12.1 | 14.1 | 13 | 13.7 | 12.3 | 13.2 | 12.1 | 11.9 | 10.5 | 5.7 | 10.9 | 11.4 | 10.2 | 9.9 | 10.8 | 64.59 | 143.49 | 104.39 | 0.19 | 9.7
2019 | 10 | 26 | 22:00 | 7175 | 11.8 | 12.3 | 14.1 | 13 | 13.9 | 11.8 | 13.2 | 12.1 | 11.9 | 10.5 | 5.7 | 10.9 | 11.4 | 10.2 | 9.9 | 10.8 | 64.59 | 143.49 | 104.39 | 0.19 | 9.7
2019 | 10 | 26 | 23:00 | 7176 | 11.6 | 12.3 | 14.2 | 13 | 14 | 11.5 | 13.2 | 12.1 | 11.9 | 10.5 | 5.7 | 10.9 | 11.4 | 10.2 | 9.9 | 10.8 | 64.59 | 143.49 | 104.39 | 0.19 | 9.7
2019 | 10 | 27 | 0:00 | 7177 | 12.4 | 11.3 | 14 | 12.8 | 14 | 11.2 | 13 | 12.1 | 12 | 10.7 | 5.5 | 11.1 | 11.3 | 10.2 | 10.2 | 10.8 | 65.39 | 142.16 | 102.98 | 0.19 | 9.77
2019 | 10 | 27 | 1:00 | 7178 | 12.3 | 11.2 | 14.1 | 12.7 | 13.7 | 10.9 | 13 | 12.1 | 12 | 10.7 | 5.5 | 11.1 | 11.3 | 10.2 | 10.2 | 10.8 | 65.39 | 142.16 | 102.98 | 0.19 | 9.77
2019 | 10 | 27 | 2:00 | 7179 | 11.7 | 11.5 | 13.9 | 12.7 | 13.3 | 10.5 | 13 | 12.1 | 12 | 10.7 | 5.5 | 11.1 | 11.3 | 10.2 | 10.2 | 10.8 | 65.39 | 142.16 | 102.98 | 0.19 | 9.77
2019 | 10 | 27 | 3:00 | 7180 | 11.2 | 11 | 13.7 | 12.7 | 13.1 | 10.4 | 13 | 12.1 | 12 | 10.7 | 5.5 | 11.1 | 11.3 | 10.2 | 10.2 | 10.8 | 65.39 | 142.16 | 102.98 | 0.19 | 9.77
2019 | 10 | 27 | 4:00 | 7181 | 10.7 | 10.5 | 13.9 | 12.5 | 12.5 | 10.1 | 13 | 12.1 | 12 | 10.7 | 5.5 | 11.1 | 11.3 | 10.2 | 10.2 | 10.8 | 65.39 | 142.16 | 102.98 | 0.19 | 9.77
2019 | 10 | 27 | 5:00 | 7182 | 10.6 | 10.3 | 13.2 | 12.3 | 12.4 | 9.8 | 13 | 12.1 | 12 | 10.7 | 5.5 | 11.1 | 11.3 | 10.2 | 10.2 | 10.8 | 65.39 | 142.16 | 102.98 | 0.19 | 9.77
2019 | 10 | 27 | 6:00 | 7183 | 11 | 10.4 | 13.3 | 12.2 | 12.5 | 10.1 | 13 | 12.1 | 12 | 10.7 | 5.5 | 11.1 | 11.3 | 10.2 | 10.2 | 10.8 | 65.39 | 142.16 | 102.98 | 0.19 | 9.77
2019 | 10 | 27 | 7:00 | 7184 | 11.9 | 11.2 | 12.8 | 12.5 | 12.5 | 10.8 | 13 | 12.1 | 12 | 10.7 | 5.5 | 11.1 | 11.3 | 10.2 | 10.2 | 10.8 | 65.39 | 142.16 | 102.98 | 0.19 | 9.77
2019 | 10 | 27 | 8:00 | 7185 | 12.7 | 12.1 | 12.9 | 12.5 | 12.2 | 12.9 | 13 | 12.1 | 12 | 10.7 | 5.5 | 11.1 | 11.3 | 10.2 | 10.2 | 10.8 | 65.39 | 142.16 | 102.98 | 0.19 | 9.77
2019 | 10 | 27 | 9:00 | 7186 | 13.6 | 13.2 | 13.4 | 12.6 | 12.3 | 13.5 | 13 | 12.1 | 12 | 10.7 | 5.5 | 11.1 | 11.3 | 10.2 | 10.2 | 10.8 | 65.39 | 142.16 | 102.98 | 0.19 | 9.77
2019 | 10 | 27 | 10:00 | 7187 | 15.7 | 14 | 13.2 | 12.6 | 12.6 | 14.4 | 13 | 12.1 | 12 | 10.7 | 5.5 | 11.1 | 11.3 | 10.2 | 10.2 | 10.8 | 65.39 | 142.16 | 102.98 | 0.19 | 9.77
2019 | 10 | 27 | 11:00 | 7188 | 16.2 | 13.7 | 12.8 | 12.6 | 12.7 | 15.5 | 13 | 12.1 | 12 | 10.7 | 5.5 | 11.1 | 11.3 | 10.2 | 10.2 | 10.8 | 65.39 | 142.16 | 102.98 | 0.19 | 9.77
2019 | 10 | 27 | 12:00 | 7189 | 13.8 | 12.6 | 12.3 | 11.6 | 12.9 | 15.2 | 12.6 | 12.1 | 12 | 10.7 | 5.5 | 11.1 | 11.3 | 10.2 | 10.2 | 10.8 | 65.39 | 142.16 | 102.98 | 0.19 | 9.77
2019 | 10 | 27 | 13:00 | 7190 | 13.1 | 12.3 | 11.9 | 9.7 | 12 | 12.7 | 12.6 | 12.1 | 12 | 10.7 | 5.5 | 11.1 | 11.3 | 10.2 | 10.2 | 10.8 | 65.39 | 142.16 | 102.98 | 0.19 | 9.77
2019 | 10 | 27 | 14:00 | 7191 | 11.2 | 11.5 | 11.2 | 8.4 | 11.1 | 12.7 | 12.6 | 12.1 | 12 | 10.7 | 5.5 | 11.1 | 11.3 | 10.2 | 10.2 | 10.8 | 65.39 | 142.16 | 102.98 | 0.19 | 9.77
2019 | 10 | 27 | 15:00 | 7192 | 11.1 | 10.7 | 10.9 | 8.3 | 9.3 | 11 | 12.6 | 12.1 | 12 | 10.7 | 5.5 | 11.1 | 11.3 | 10.2 | 10.2 | 10.8 | 65.39 | 142.16 | 102.98 | 0.19 | 9.77
2019 | 10 | 27 | 16:00 | 7193 | 10.8 | 9.7 | 11 | 7.7 | 8.6 | 10.5 | 12.6 | 12.1 | 12 | 10.7 | 5.5 | 11.1 | 11.3 | 10.2 | 10.2 | 10.8 | 65.39 | 142.16 | 102.98 | 0.19 | 9.77
2019 | 10 | 27 | 17:00 | 7194 | 9.8 | 9.5 | 10.8 | 7 | 8 | 9.8 | 12.6 | 12.1 | 12 | 10.7 | 5.5 | 11.1 | 11.3 | 10.2 | 10.2 | 10.8 | 65.39 | 142.16 | 102.98 | 0.19 | 9.77
2019 | 10 | 27 | 18:00 | 7195 | 8.9 | 9.2 | 10.7 | 6.6 | 7.2 | 9.1 | 12.6 | 12.1 | 12 | 10.7 | 5.5 | 11.1 | 11.3 | 10.2 | 10.2 | 10.8 | 65.39 | 142.16 | 102.98 | 0.19 | 9.77
2019 | 10 | 27 | 19:00 | 7196 | 8.6 | 8.4 | 9.7 | 6.3 | 7.2 | 8.7 | 12.6 | 12.1 | 12 | 10.7 | 5.5 | 11.1 | 11.3 | 10.2 | 10.2 | 10.8 | 65.39 | 142.16 | 102.98 | 0.19 | 9.77
2019 | 10 | 27 | 20:00 | 7197 | 8.2 | 7.1 | 10.6 | 5.7 | 6.2 | 8.2 | 12.6 | 12.1 | 12 | 10.7 | 5.5 | 11.1 | 11.3 | 10.2 | 10.2 | 10.8 | 65.39 | 142.16 | 102.98 | 0.19 | 9.77
2019 | 10 | 27 | 21:00 | 7198 | 7.8 | 6.6 | 9.1 | 4.7 | 5.6 | 7.3 | 12.6 | 12.1 | 12 | 10.7 | 5.5 | 11.1 | 11.3 | 10.2 | 10.2 | 10.8 | 65.39 | 142.16 | 102.98 | 0.19 | 9.77
2019 | 10 | 27 | 22:00 | 7199 | 7.3 | 6.1 | 10.6 | 3.3 | 5.3 | 7 | 12.6 | 12.1 | 12 | 10.7 | 5.5 | 11.1 | 11.3 | 10.2 | 10.2 | 10.8 | 65.39 | 142.16 | 102.98 | 0.19 | 9.77
2019 | 10 | 27 | 23:00 | 7200 | 7.2 | 5.7 | 10.9 | 3.6 | 5.7 | 6.3 | 12.6 | 12.1 | 12 | 10.7 | 5.5 | 11.1 | 11.3 | 10.2 | 10.2 | 10.8 | 65.39 | 142.16 | 102.98 | 0.19 | 9.77
2019 | 10 | 28 | 0:00 | 7201 | 6.4 | 6.2 | 10.3 | 4.7 | 6 | 5.7 | 12 | 10.8 | 11.1 | 9.7 | 6 | 10.7 | 10.2 | 9.9 | 8.2 | 10.3 | 63.81 | 143.19 | 105.26 | 0.22 | 9.98
2019 | 10 | 28 | 1:00 | 7202 | 6.4 | 6.4 | 10.3 | 5.1 | 5.9 | 5.6 | 12 | 10.8 | 11.1 | 9.7 | 6 | 10.7 | 10.2 | 9.9 | 8.2 | 10.3 | 63.81 | 143.19 | 105.26 | 0.22 | 9.98
2019 | 10 | 28 | 2:00 | 7203 | 6.4 | 6.4 | 10.1 | 5.3 | 5.8 | 5.4 | 12 | 10.8 | 11.1 | 9.7 | 6 | 10.7 | 10.2 | 9.9 | 8.2 | 10.3 | 63.81 | 143.19 | 105.26 | 0.22 | 9.98
2019 | 10 | 28 | 3:00 | 7204 | 6.3 | 6.7 | 10.1 | 4.9 | 5.9 | 4.9 | 12 | 10.8 | 11.1 | 9.7 | 6 | 10.7 | 10.2 | 9.9 | 8.2 | 10.3 | 63.81 | 143.19 | 105.26 | 0.22 | 9.98
2019 | 10 | 28 | 4:00 | 7205 | 6.7 | 6.5 | 8.2 | 5.3 | 6 | 5 | 12 | 10.8 | 11.1 | 9.7 | 6 | 10.7 | 10.2 | 9.9 | 8.2 | 10.3 | 63.81 | 143.19 | 105.26 | 0.22 | 9.98
2019 | 10 | 28 | 5:00 | 7206 | 6 | 6.2 | 9.3 | 5.3 | 5.8 | 5.4 | 12 | 10.8 | 11.1 | 9.7 | 6 | 10.7 | 10.2 | 9.9 | 8.2 | 10.3 | 63.81 | 143.19 | 105.26 | 0.22 | 9.98
2019 | 10 | 28 | 6:00 | 7207 | 5.9 | 6 | 9.3 | 5 | 5.6 | 5.2 | 12 | 10.8 | 11.1 | 9.7 | 6 | 10.7 | 10.2 | 9.9 | 8.2 | 10.3 | 63.81 | 143.19 | 105.26 | 0.22 | 9.98
2019 | 10 | 28 | 7:00 | 7208 | 6.7 | 6.3 | 9.6 | 5.5 | 6 | 5.6 | 12 | 10.8 | 11.1 | 9.7 | 6 | 10.7 | 10.2 | 9.9 | 8.2 | 10.3 | 63.81 | 143.19 | 105.26 | 0.22 | 9.98
2019 | 10 | 28 | 8:00 | 7209 | 7.3 | 7 | 8.2 | 6.9 | 6.9 | 6.4 | 12 | 10.8 | 11.1 | 9.7 | 6 | 10.7 | 10.2 | 9.9 | 8.2 | 10.3 | 63.81 | 143.19 | 105.26 | 0.22 | 9.98
2019 | 10 | 28 | 9:00 | 7210 | 7.3 | 7.3 | 8 | 7.7 | 7.9 | 7.2 | 12 | 10.8 | 11.1 | 9.7 | 6 | 10.7 | 10.2 | 9.9 | 8.2 | 10.3 | 63.81 | 143.19 | 105.26 | 0.22 | 9.98
2019 | 10 | 28 | 10:00 | 7211 | 7.1 | 8.6 | 9.1 | 8.7 | 8.6 | 8.1 | 12 | 10.8 | 11.1 | 9.7 | 6 | 10.7 | 10.2 | 9.9 | 8.2 | 10.3 | 63.81 | 143.19 | 105.26 | 0.22 | 9.98
2019 | 10 | 28 | 11:00 | 7212 | 8.2 | 9 | 8.1 | 9.5 | 8.1 | 7.5 | 12 | 10.8 | 11.1 | 9.7 | 6 | 10.7 | 10.2 | 9.9 | 8.2 | 10.3 | 63.81 | 143.19 | 105.26 | 0.22 | 9.98
2019 | 10 | 28 | 12:00 | 7213 | 8.8 | 8.6 | 8.3 | 8.2 | 7.8 | 6.8 | 12.2 | 10.8 | 11.1 | 9.7 | 6 | 10.7 | 10.2 | 9.9 | 8.2 | 10.3 | 63.81 | 143.19 | 105.26 | 0.22 | 9.98
2019 | 10 | 28 | 13:00 | 7214 | 8.3 | 7.4 | 8.8 | 8.2 | 7.9 | 7 | 12.2 | 10.8 | 11.1 | 9.7 | 6 | 10.7 | 10.2 | 9.9 | 8.2 | 10.3 | 63.81 | 143.19 | 105.26 | 0.22 | 9.98
2019 | 10 | 28 | 14:00 | 7215 | 8 | 7.1 | 8 | 6.7 | 7.8 | 6.9 | 12.2 | 10.8 | 11.1 | 9.7 | 6 | 10.7 | 10.2 | 9.9 | 8.2 | 10.3 | 63.81 | 143.19 | 105.26 | 0.22 | 9.98
2019 | 10 | 28 | 15:00 | 7216 | 7.7 | 6.7 | 8.5 | 6.1 | 7 | 6 | 12.2 | 10.8 | 11.1 | 9.7 | 6 | 10.7 | 10.2 | 9.9 | 8.2 | 10.3 | 63.81 | 143.19 | 105.26 | 0.22 | 9.98
2019 | 10 | 28 | 16:00 | 7217 | 7.4 | 6.5 | 8.1 | 3.2 | 6.4 | 6.2 | 12.2 | 10.8 | 11.1 | 9.7 | 6 | 10.7 | 10.2 | 9.9 | 8.2 | 10.3 | 63.81 | 143.19 | 105.26 | 0.22 | 9.98
2019 | 10 | 28 | 17:00 | 7218 | 7.1 | 6.3 | 7.6 | 2.1 | 5.4 | 6.1 | 12.2 | 10.8 | 11.1 | 9.7 | 6 | 10.7 | 10.2 | 9.9 | 8.2 | 10.3 | 63.81 | 143.19 | 105.26 | 0.22 | 9.98
2019 | 10 | 28 | 18:00 | 7219 | 6.9 | 6.2 | 8.5 | 3.1 | 4.6 | 5.9 | 12.2 | 10.8 | 11.1 | 9.7 | 6 | 10.7 | 10.2 | 9.9 | 8.2 | 10.3 | 63.81 | 143.19 | 105.26 | 0.22 | 9.98
2019 | 10 | 28 | 19:00 | 7220 | 6.9 | 5.8 | 8.4 | 4.5 | 4.1 | 5.8 | 12.2 | 10.8 | 11.1 | 9.7 | 6 | 10.7 | 10.2 | 9.9 | 8.2 | 10.3 | 63.81 | 143.19 | 105.26 | 0.22 | 9.98
2019 | 10 | 28 | 20:00 | 7221 | 6.8 | 5.8 | 8.2 | 2.1 | 3.6 | 5.8 | 12.2 | 10.8 | 11.1 | 9.7 | 6 | 10.7 | 10.2 | 9.9 | 8.2 | 10.3 | 63.81 | 143.19 | 105.26 | 0.22 | 9.98
2019 | 10 | 28 | 21:00 | 7222 | 6.6 | 5.9 | 7.7 | 2 | 3.2 | 5.7 | 12.2 | 10.8 | 11.1 | 9.7 | 6 | 10.7 | 10.2 | 9.9 | 8.2 | 10.3 | 63.81 | 143.19 | 105.26 | 0.22 | 9.98
2019 | 10 | 28 | 22:00 | 7223 | 6.7 | 4.5 | 7.6 | 1.9 | 2.1 | 5.4 | 12.2 | 10.8 | 11.1 | 9.7 | 6 | 10.7 | 10.2 | 9.9 | 8.2 | 10.3 | 63.81 | 143.19 | 105.26 | 0.22 | 9.98
2019 | 10 | 28 | 23:00 | 7224 | 5 | 3.5 | 7.4 | 1.2 | 1.6 | 5.3 | 12.2 | 10.8 | 11.1 | 9.7 | 6 | 10.7 | 10.2 | 9.9 | 8.2 | 10.3 | 63.81 | 143.19 | 105.26 | 0.22 | 9.98
2019 | 10 | 29 | 0:00 | 7225 | 3.6 | 3.4 | 7.5 | 1.7 | 1.6 | 4.7 | 11.2 | 9.8 | 9.8 | 8.3 | 7.2 | 9.7 | 9.2 | 9.3 | 5.9 | 9.5 | 62.79 | 140.14 | 104.99 | 0.19 | 10.44
2019 | 10 | 29 | 1:00 | 7226 | 3.4 | 2.9 | 7.3 | 2.1 | 1.4 | 4.3 | 11.2 | 9.8 | 9.8 | 8.3 | 7.2 | 9.7 | 9.2 | 9.3 | 5.9 | 9.5 | 62.79 | 140.14 | 104.99 | 0.19 | 10.44
2019 | 10 | 29 | 2:00 | 7227 | 2.9 | 2.4 | 7.1 | 2.7 | 1.3 | 3.8 | 11.2 | 9.8 | 9.8 | 8.3 | 7.2 | 9.7 | 9.2 | 9.3 | 5.9 | 9.5 | 62.79 | 140.14 | 104.99 | 0.19 | 10.44
2019 | 10 | 29 | 3:00 | 7228 | 3.1 | 1.5 | 5.2 | 2.4 | 1.1 | 3.3 | 11.2 | 9.8 | 9.8 | 8.3 | 7.2 | 9.7 | 9.2 | 9.3 | 5.9 | 9.5 | 62.79 | 140.14 | 104.99 | 0.19 | 10.44
2019 | 10 | 29 | 4:00 | 7229 | 3.2 | 1.2 | 6.5 | 1.7 | 1.5 | 2.4 | 11.2 | 9.8 | 9.8 | 8.3 | 7.2 | 9.7 | 9.2 | 9.3 | 5.9 | 9.5 | 62.79 | 140.14 | 104.99 | 0.19 | 10.44
2019 | 10 | 29 | 5:00 | 7230 | 2 | 1.2 | 2.9 | 1.8 | 1.1 | 2 | 11.2 | 9.8 | 9.8 | 8.3 | 7.2 | 9.7 | 9.2 | 9.3 | 5.9 | 9.5 | 62.79 | 140.14 | 104.99 | 0.19 | 10.44
2019 | 10 | 29 | 6:00 | 7231 | 1.2 | 1 | 2.2 | 0.9 | 0.8 | 1.6 | 11.2 | 9.8 | 9.8 | 8.3 | 7.2 | 9.7 | 9.2 | 9.3 | 5.9 | 9.5 | 62.79 | 140.14 | 104.99 | 0.19 | 10.44
2019 | 10 | 29 | 7:00 | 7232 | 3.2 | 2.3 | 3.8 | 2.4 | 1.5 | 2.8 | 11.2 | 9.8 | 9.8 | 8.3 | 7.2 | 9.7 | 9.2 | 9.3 | 5.9 | 9.5 | 62.79 | 140.14 | 104.99 | 0.19 | 10.44
2019 | 10 | 29 | 8:00 | 7233 | 4.6 | 3.5 | 4.2 | 3.6 | 3.3 | 3.3 | 11.2 | 9.8 | 9.8 | 8.3 | 7.2 | 9.7 | 9.2 | 9.3 | 5.9 | 9.5 | 62.79 | 140.14 | 104.99 | 0.19 | 10.44
2019 | 10 | 29 | 9:00 | 7234 | 5 | 4.7 | 6.4 | 5.1 | 4.5 | 4.1 | 11.2 | 9.8 | 9.8 | 8.3 | 7.2 | 9.7 | 9.2 | 9.3 | 5.9 | 9.5 | 62.79 | 140.14 | 104.99 | 0.19 | 10.44
2019 | 10 | 29 | 10:00 | 7235 | 5.7 | 5.5 | 5.2 | 5.8 | 5.1 | 3.8 | 11.2 | 9.8 | 9.8 | 8.3 | 7.2 | 9.7 | 9.2 | 9.3 | 5.9 | 9.5 | 62.79 | 140.14 | 104.99 | 0.19 | 10.44
2019 | 10 | 29 | 11:00 | 7236 | 6.5 | 5.9 | 4.6 | 6 | 5.7 | 4.2 | 11.2 | 9.8 | 9.8 | 8.3 | 7.2 | 9.7 | 9.2 | 9.3 | 5.9 | 9.5 | 62.79 | 140.14 | 104.99 | 0.19 | 10.44
2019 | 10 | 29 | 12:00 | 7237 | 6.8 | 6.4 | 7.3 | 4.3 | 6 | 4.7 | 10.8 | 9.8 | 9.8 | 8.3 | 7.2 | 9.7 | 9.2 | 9.3 | 5.9 | 9.5 | 62.79 | 140.14 | 104.99 | 0.19 | 10.44
2019 | 10 | 29 | 13:00 | 7238 | 6.3 | 6 | 8.1 | 5 | 5.9 | 4.5 | 10.8 | 9.8 | 9.8 | 8.3 | 7.2 | 9.7 | 9.2 | 9.3 | 5.9 | 9.5 | 62.79 | 140.14 | 104.99 | 0.19 | 10.44
2019 | 10 | 29 | 14:00 | 7239 | 5.9 | 5.9 | 7.8 | 4.7 | 5.5 | 4.8 | 10.8 | 9.8 | 9.8 | 8.3 | 7.2 | 9.7 | 9.2 | 9.3 | 5.9 | 9.5 | 62.79 | 140.14 | 104.99 | 0.19 | 10.44
2019 | 10 | 29 | 15:00 | 7240 | 3 | 4.5 | 7.3 | 3.3 | 4.8 | 3.3 | 10.8 | 9.8 | 9.8 | 8.3 | 7.2 | 9.7 | 9.2 | 9.3 | 5.9 | 9.5 | 62.79 | 140.14 | 104.99 | 0.19 | 10.44
2019 | 10 | 29 | 16:00 | 7241 | 2.4 | 3.4 | 5.2 | 2.3 | 3.6 | 4.1 | 10.8 | 9.8 | 9.8 | 8.3 | 7.2 | 9.7 | 9.2 | 9.3 | 5.9 | 9.5 | 62.79 | 140.14 | 104.99 | 0.19 | 10.44
2019 | 10 | 29 | 17:00 | 7242 | 2.5 | 2.4 | 6.6 | 1.7 | 3.2 | 3.7 | 10.8 | 9.8 | 9.8 | 8.3 | 7.2 | 9.7 | 9.2 | 9.3 | 5.9 | 9.5 | 62.79 | 140.14 | 104.99 | 0.19 | 10.44
2019 | 10 | 29 | 18:00 | 7243 | 2.3 | 2.2 | 5.4 | 1.3 | 2.7 | 3 | 10.8 | 9.8 | 9.8 | 8.3 | 7.2 | 9.7 | 9.2 | 9.3 | 5.9 | 9.5 | 62.79 | 140.14 | 104.99 | 0.19 | 10.44
2019 | 10 | 29 | 19:00 | 7244 | 2.8 | 2.3 | 5.1 | 1.1 | 2.9 | 2.3 | 10.8 | 9.8 | 9.8 | 8.3 | 7.2 | 9.7 | 9.2 | 9.3 | 5.9 | 9.5 | 62.79 | 140.14 | 104.99 | 0.19 | 10.44
2019 | 10 | 29 | 20:00 | 7245 | 3.1 | 2.1 | 2.7 | -0.6 | 2.4 | 2.9 | 10.8 | 9.8 | 9.8 | 8.3 | 7.2 | 9.7 | 9.2 | 9.3 | 5.9 | 9.5 | 62.79 | 140.14 | 104.99 | 0.19 | 10.44
2019 | 10 | 29 | 21:00 | 7246 | 2.6 | 2 | 1.8 | -0.2 | 1.4 | 2.6 | 10.8 | 9.8 | 9.8 | 8.3 | 7.2 | 9.7 | 9.2 | 9.3 | 5.9 | 9.5 | 62.79 | 140.14 | 104.99 | 0.19 | 10.44
2019 | 10 | 29 | 22:00 | 7247 | 2 | 1.4 | 2.8 | 0.5 | 0.8 | 1.3 | 10.8 | 9.8 | 9.8 | 8.3 | 7.2 | 9.7 | 9.2 | 9.3 | 5.9 | 9.5 | 62.79 | 140.14 | 104.99 | 0.19 | 10.44
2019 | 10 | 29 | 23:00 | 7248 | 1.9 | 0.6 | 5 | 0.6 | 0.4 | 0.3 | 10.8 | 9.8 | 9.8 | 8.3 | 7.2 | 9.7 | 9.2 | 9.3 | 5.9 | 9.5 | 62.79 | 140.14 | 104.99 | 0.19 | 10.44
2019 | 10 | 30 | 0:00 | 7249 | 0.1 | 0.5 | 1.9 | 1 | 0.4 | -0.7 | 9.8 | 10.8 | 9.1 | 7 | 8.3 | 8.5 | 7.7 | 7.6 | 4.3 | 8.5 | 62.45 | 132.99 | 102.99 | 0.18 | 10.96
2019 | 10 | 30 | 1:00 | 7250 | -0.1 | -0.5 | 2.6 | 0.7 | 0.9 | -1.4 | 9.8 | 10.8 | 9.1 | 7 | 8.3 | 8.5 | 7.7 | 7.6 | 4.3 | 8.5 | 62.45 | 132.99 | 102.99 | 0.18 | 10.96
2019 | 10 | 30 | 2:00 | 7251 | 0.5 | -1.2 | 2.6 | -0.1 | 1.2 | -0.3 | 9.8 | 10.8 | 9.1 | 7 | 8.3 | 8.5 | 7.7 | 7.6 | 4.3 | 8.5 | 62.45 | 132.99 | 102.99 | 0.18 | 10.96
2019 | 10 | 30 | 3:00 | 7252 | 0.4 | -0.6 | 2.3 | -0.3 | 1.3 | -1.3 | 9.8 | 10.8 | 9.1 | 7 | 8.3 | 8.5 | 7.7 | 7.6 | 4.3 | 8.5 | 62.45 | 132.99 | 102.99 | 0.18 | 10.96
2019 | 10 | 30 | 4:00 | 7253 | 0.2 | -0.3 | 2.3 | -0.7 | 1.2 | -0.6 | 9.8 | 10.8 | 9.1 | 7 | 8.3 | 8.5 | 7.7 | 7.6 | 4.3 | 8.5 | 62.45 | 132.99 | 102.99 | 0.18 | 10.96
2019 | 10 | 30 | 5:00 | 7254 | 0.2 | -0.7 | 5.8 | -1.3 | 0.8 | -0.1 | 9.8 | 10.8 | 9.1 | 7 | 8.3 | 8.5 | 7.7 | 7.6 | 4.3 | 8.5 | 62.45 | 132.99 | 102.99 | 0.18 | 10.96
2019 | 10 | 30 | 6:00 | 7255 | 0 | -1.1 | 3.4 | -0.7 | 0.9 | 0.1 | 9.8 | 10.8 | 9.1 | 7 | 8.3 | 8.5 | 7.7 | 7.6 | 4.3 | 8.5 | 62.45 | 132.99 | 102.99 | 0.18 | 10.96
2019 | 10 | 30 | 7:00 | 7256 | 0.9 | 0.2 | 3.9 | 0.3 | 1 | 0.4 | 9.8 | 10.8 | 9.1 | 7 | 8.3 | 8.5 | 7.7 | 7.6 | 4.3 | 8.5 | 62.45 | 132.99 | 102.99 | 0.18 | 10.96
2019 | 10 | 30 | 8:00 | 7257 | 1.5 | 1.2 | 3.9 | 1.2 | 1.2 | 0.7 | 9.8 | 10.8 | 9.1 | 7 | 8.3 | 8.5 | 7.7 | 7.6 | 4.3 | 8.5 | 62.45 | 132.99 | 102.99 | 0.18 | 10.96
2019 | 10 | 30 | 9:00 | 7258 | 1.9 | 1.8 | 4.6 | 2.2 | 2.4 | 1.7 | 9.8 | 10.8 | 9.1 | 7 | 8.3 | 8.5 | 7.7 | 7.6 | 4.3 | 8.5 | 62.45 | 132.99 | 102.99 | 0.18 | 10.96
2019 | 10 | 30 | 10:00 | 7259 | 2 | 2.4 | 5.2 | 3.6 | 3.1 | 1.6 | 9.8 | 10.8 | 9.1 | 7 | 8.3 | 8.5 | 7.7 | 7.6 | 4.3 | 8.5 | 62.45 | 132.99 | 102.99 | 0.18 | 10.96
2019 | 10 | 30 | 11:00 | 7260 | 2.7 | 2.2 | 4.6 | 3.8 | 3.6 | 1.9 | 9.8 | 10.8 | 9.1 | 7 | 8.3 | 8.5 | 7.7 | 7.6 | 4.3 | 8.5 | 62.45 | 132.99 | 102.99 | 0.18 | 10.96
2019 | 10 | 30 | 12:00 | 7261 | 2.9 | 2.3 | 5.5 | 4.4 | 3.7 | 1.8 | 10.2 | 10.8 | 9.1 | 7 | 8.3 | 8.5 | 7.7 | 7.6 | 4.3 | 8.5 | 62.45 | 132.99 | 102.99 | 0.18 | 10.96
2019 | 10 | 30 | 13:00 | 7262 | 3.4 | 2.7 | 5.1 | 4.7 | 3.8 | 1.9 | 10.2 | 10.8 | 9.1 | 7 | 8.3 | 8.5 | 7.7 | 7.6 | 4.3 | 8.5 | 62.45 | 132.99 | 102.99 | 0.18 | 10.96
2019 | 10 | 30 | 14:00 | 7263 | 2.6 | 2.6 | 4.4 | 2.8 | 3.4 | 2 | 10.2 | 10.8 | 9.1 | 7 | 8.3 | 8.5 | 7.7 | 7.6 | 4.3 | 8.5 | 62.45 | 132.99 | 102.99 | 0.18 | 10.96
2019 | 10 | 30 | 15:00 | 7264 | 1.9 | 1.4 | 2.6 | 0.6 | 2.3 | 1 | 10.2 | 10.8 | 9.1 | 7 | 8.3 | 8.5 | 7.7 | 7.6 | 4.3 | 8.5 | 62.45 | 132.99 | 102.99 | 0.18 | 10.96
2019 | 10 | 30 | 16:00 | 7265 | -0.2 | -0.3 | 1.8 | -1 | 0.8 | 0.1 | 10.2 | 10.8 | 9.1 | 7 | 8.3 | 8.5 | 7.7 | 7.6 | 4.3 | 8.5 | 62.45 | 132.99 | 102.99 | 0.18 | 10.96
2019 | 10 | 30 | 17:00 | 7266 | -1.5 | -1.4 | 2.1 | 0 | 0 | -0.7 | 10.2 | 10.8 | 9.1 | 7 | 8.3 | 8.5 | 7.7 | 7.6 | 4.3 | 8.5 | 62.45 | 132.99 | 102.99 | 0.18 | 10.96
2019 | 10 | 30 | 18:00 | 7267 | -2.9 | -2.1 | 2.7 | 0 | 1.3 | -1.7 | 10.2 | 10.8 | 9.1 | 7 | 8.3 | 8.5 | 7.7 | 7.6 | 4.3 | 8.5 | 62.45 | 132.99 | 102.99 | 0.18 | 10.96
2019 | 10 | 30 | 19:00 | 7268 | -3 | -2.3 | 3.3 | 1 | 1.6 | -2.3 | 10.2 | 10.8 | 9.1 | 7 | 8.3 | 8.5 | 7.7 | 7.6 | 4.3 | 8.5 | 62.45 | 132.99 | 102.99 | 0.18 | 10.96
2019 | 10 | 30 | 20:00 | 7269 | -3.7 | -3 | 3.9 | 1.5 | 1.7 | -3.1 | 10.2 | 10.8 | 9.1 | 7 | 8.3 | 8.5 | 7.7 | 7.6 | 4.3 | 8.5 | 62.45 | 132.99 | 102.99 | 0.18 | 10.96
2019 | 10 | 30 | 21:00 | 7270 | -3.8 | -3 | 2.7 | 1 | 1.8 | -3.6 | 10.2 | 10.8 | 9.1 | 7 | 8.3 | 8.5 | 7.7 | 7.6 | 4.3 | 8.5 | 62.45 | 132.99 | 102.99 | 0.18 | 10.96
2019 | 10 | 30 | 22:00 | 7271 | -4.3 | -2.9 | 3.6 | 0.3 | 1.9 | -4.3 | 10.2 | 10.8 | 9.1 | 7 | 8.3 | 8.5 | 7.7 | 7.6 | 4.3 | 8.5 | 62.45 | 132.99 | 102.99 | 0.18 | 10.96
2019 | 10 | 30 | 23:00 | 7272 | -4.5 | -2.4 | 4.2 | 0.7 | 1.8 | -4.6 | 10.2 | 10.8 | 9.1 | 7 | 8.3 | 8.5 | 7.7 | 7.6 | 4.3 | 8.5 | 62.45 | 132.99 | 102.99 | 0.18 | 10.96
2019 | 10 | 31 | 0:00 | 7273 | -4.9 | -1.6 | 4 | 1.1 | 0.7 | -5.4 | 9 | 10.8 | 8.6 | 6.2 | 8.6 | 7.6 | 6.8 | 6.1 | 3.9 | 7.5 | 62 | 140.18 | 102.37 | 0.22 | 9.12
2019 | 10 | 31 | 1:00 | 7274 | -4.8 | -1.6 | 3.6 | 1.4 | 0 | -4.5 | 9 | 10.8 | 8.6 | 6.2 | 8.6 | 7.6 | 6.8 | 6.1 | 3.9 | 7.5 | 62 | 140.18 | 102.37 | 0.22 | 9.12
2019 | 10 | 31 | 2:00 | 7275 | -3.9 | -1.5 | 4.6 | 1.7 | -0.2 | -3.8 | 9 | 10.8 | 8.6 | 6.2 | 8.6 | 7.6 | 6.8 | 6.1 | 3.9 | 7.5 | 62 | 140.18 | 102.37 | 0.22 | 9.12
2019 | 10 | 31 | 3:00 | 7276 | -2.8 | -1.2 | 5.7 | 2.1 | 0.2 | -4.1 | 9 | 10.8 | 8.6 | 6.2 | 8.6 | 7.6 | 6.8 | 6.1 | 3.9 | 7.5 | 62 | 140.18 | 102.37 | 0.22 | 9.12
2019 | 10 | 31 | 4:00 | 7277 | -2.1 | -1 | 6.9 | 2.5 | 0.6 | -3.4 | 9 | 10.8 | 8.6 | 6.2 | 8.6 | 7.6 | 6.8 | 6.1 | 3.9 | 7.5 | 62 | 140.18 | 102.37 | 0.22 | 9.12
2019 | 10 | 31 | 5:00 | 7278 | -1.9 | -1 | 7.6 | 2.4 | 1.1 | -3.7 | 9 | 10.8 | 8.6 | 6.2 | 8.6 | 7.6 | 6.8 | 6.1 | 3.9 | 7.5 | 62 | 140.18 | 102.37 | 0.22 | 9.12
2019 | 10 | 31 | 6:00 | 7279 | -1.7 | -0.7 | 7.6 | 2.8 | 1.2 | -4.1 | 9 | 10.8 | 8.6 | 6.2 | 8.6 | 7.6 | 6.8 | 6.1 | 3.9 | 7.5 | 62 | 140.18 | 102.37 | 0.22 | 9.12
2019 | 10 | 31 | 7:00 | 7280 | -0.8 | -0.2 | 5.6 | 3.1 | 1.6 | -2.3 | 9 | 10.8 | 8.6 | 6.2 | 8.6 | 7.6 | 6.8 | 6.1 | 3.9 | 7.5 | 62 | 140.18 | 102.37 | 0.22 | 9.12
2019 | 10 | 31 | 8:00 | 7281 | 0.1 | 0.8 | 8.4 | 3.4 | 2.4 | -0.8 | 9 | 10.8 | 8.6 | 6.2 | 8.6 | 7.6 | 6.8 | 6.1 | 3.9 | 7.5 | 62 | 140.18 | 102.37 | 0.22 | 9.12
2019 | 10 | 31 | 9:00 | 7282 | 1.8 | 2.4 | 6.7 | 3.8 | 2.5 | -0.2 | 9 | 10.8 | 8.6 | 6.2 | 8.6 | 7.6 | 6.8 | 6.1 | 3.9 | 7.5 | 62 | 140.18 | 102.37 | 0.22 | 9.12
2019 | 10 | 31 | 10:00 | 7283 | 2.9 | 3 | 9.2 | 4.8 | 2.7 | 1.4 | 9 | 10.8 | 8.6 | 6.2 | 8.6 | 7.6 | 6.8 | 6.1 | 3.9 | 7.5 | 62 | 140.18 | 102.37 | 0.22 | 9.12
2019 | 10 | 31 | 11:00 | 7284 | 3.6 | 3.3 | 8.9 | 5.7 | 2.8 | 2.5 | 9 | 10.8 | 8.6 | 6.2 | 8.6 | 7.6 | 6.8 | 6.1 | 3.9 | 7.5 | 62 | 140.18 | 102.37 | 0.22 | 9.12
2019 | 10 | 31 | 12:00 | 7285 | 3.6 | 3.2 | 9.3 | 6.1 | 3.4 | 2.8 | 10 | 10.8 | 8.6 | 6.2 | 8.6 | 7.6 | 6.8 | 6.1 | 3.9 | 7.5 | 62 | 140.18 | 102.37 | 0.22 | 9.12
2019 | 10 | 31 | 13:00 | 7286 | 3.5 | 3.1 | 9.5 | 7.3 | 4.2 | 2.8 | 10 | 10.8 | 8.6 | 6.2 | 8.6 | 7.6 | 6.8 | 6.1 | 3.9 | 7.5 | 62 | 140.18 | 102.37 | 0.22 | 9.12
2019 | 10 | 31 | 14:00 | 7287 | 2.8 | 3.1 | 9.3 | 7.1 | 4.7 | 2.7 | 10 | 10.8 | 8.6 | 6.2 | 8.6 | 7.6 | 6.8 | 6.1 | 3.9 | 7.5 | 62 | 140.18 | 102.37 | 0.22 | 9.12
2019 | 10 | 31 | 15:00 | 7288 | 2.4 | 3.4 | 9.1 | 6.1 | 4.7 | 1.5 | 10 | 10.8 | 8.6 | 6.2 | 8.6 | 7.6 | 6.8 | 6.1 | 3.9 | 7.5 | 62 | 140.18 | 102.37 | 0.22 | 9.12
2019 | 10 | 31 | 16:00 | 7289 | 2.6 | 3.6 | 9.2 | 5.1 | 4.8 | 0.9 | 10 | 10.8 | 8.6 | 6.2 | 8.6 | 7.6 | 6.8 | 6.1 | 3.9 | 7.5 | 62 | 140.18 | 102.37 | 0.22 | 9.12
2019 | 10 | 31 | 17:00 | 7290 | 2.8 | 3.7 | 9.1 | 3.9 | 4.5 | 1.3 | 10 | 10.8 | 8.6 | 6.2 | 8.6 | 7.6 | 6.8 | 6.1 | 3.9 | 7.5 | 62 | 140.18 | 102.37 | 0.22 | 9.12
2019 | 10 | 31 | 18:00 | 7291 | 2.9 | 3.6 | 8.9 | 3.6 | 4.1 | 1.7 | 10 | 10.8 | 8.6 | 6.2 | 8.6 | 7.6 | 6.8 | 6.1 | 3.9 | 7.5 | 62 | 140.18 | 102.37 | 0.22 | 9.12
2019 | 10 | 31 | 19:00 | 7292 | 3.5 | 2.8 | 9 | 2.9 | 3.8 | 2 | 10 | 10.8 | 8.6 | 6.2 | 8.6 | 7.6 | 6.8 | 6.1 | 3.9 | 7.5 | 62 | 140.18 | 102.37 | 0.22 | 9.12
2019 | 10 | 31 | 20:00 | 7293 | 3.2 | 2.7 | 9 | 2.9 | 3.5 | 2.1 | 10 | 10.8 | 8.6 | 6.2 | 8.6 | 7.6 | 6.8 | 6.1 | 3.9 | 7.5 | 62 | 140.18 | 102.37 | 0.22 | 9.12
2019 | 10 | 31 | 21:00 | 7294 | 2.4 | 2.7 | 9.2 | 1.7 | 3.2 | 2.9 | 10 | 10.8 | 8.6 | 6.2 | 8.6 | 7.6 | 6.8 | 6.1 | 3.9 | 7.5 | 62 | 140.18 | 102.37 | 0.22 | 9.12
2019 | 10 | 31 | 22:00 | 7295 | 2.7 | 3.3 | 9.1 | 2 | 3.1 | 3 | 10 | 10.8 | 8.6 | 6.2 | 8.6 | 7.6 | 6.8 | 6.1 | 3.9 | 7.5 | 62 | 140.18 | 102.37 | 0.22 | 9.12
2019 | 10 | 31 | 23:00 | 7296 | 3.3 | 3.4 | 9.1 | 1.6 | 2.8 | 3.1 | 10 | 10.8 | 8.6 | 6.2 | 8.6 | 7.6 | 6.8 | 6.1 | 3.9 | 7.5 | 62 | 140.18 | 102.37 | 0.22 | 9.12
2019 | 11 | 1 | 0:00 | 7297 | 3.2 | 3.3 | 8.9 | 0.6 | 2.3 | 3.1 | 9 | 9.8 | 8.7 | 6.1 | 8.3 | 7.6 | 6.5 | 6.2 | 5.3 | 6.9 | 61.37 | 135.86 | 101.97 | 0.24 | 10.13
2019 | 11 | 1 | 1:00 | 7298 | 3 | 3 | 9.1 | 0 | 2 | 3.1 | 9 | 9.8 | 8.7 | 6.1 | 8.3 | 7.6 | 6.5 | 6.2 | 5.3 | 6.9 | 61.37 | 135.86 | 101.97 | 0.24 | 10.13
2019 | 11 | 1 | 2:00 | 7299 | 3.4 | 2.9 | 9.2 | 0.5 | 2.1 | 3.1 | 9 | 9.8 | 8.7 | 6.1 | 8.3 | 7.6 | 6.5 | 6.2 | 5.3 | 6.9 | 61.37 | 135.86 | 101.97 | 0.24 | 10.13
2019 | 11 | 1 | 3:00 | 7300 | 3.7 | 3 | 9.2 | 0.1 | 2.3 | 3 | 9 | 9.8 | 8.7 | 6.1 | 8.3 | 7.6 | 6.5 | 6.2 | 5.3 | 6.9 | 61.37 | 135.86 | 101.97 | 0.24 | 10.13
2019 | 11 | 1 | 4:00 | 7301 | 4 | 3.4 | 9 | 0.3 | 2 | 3 | 9 | 9.8 | 8.7 | 6.1 | 8.3 | 7.6 | 6.5 | 6.2 | 5.3 | 6.9 | 61.37 | 135.86 | 101.97 | 0.24 | 10.13
2019 | 11 | 1 | 5:00 | 7302 | 4.2 | 3.4 | 9.1 | -0.7 | 2.2 | 3.2 | 9 | 9.8 | 8.7 | 6.1 | 8.3 | 7.6 | 6.5 | 6.2 | 5.3 | 6.9 | 61.37 | 135.86 | 101.97 | 0.24 | 10.13
2019 | 11 | 1 | 6:00 | 7303 | 4.5 | 3.3 | 9.3 | -0.2 | 2.7 | 3.3 | 9 | 9.8 | 8.7 | 6.1 | 8.3 | 7.6 | 6.5 | 6.2 | 5.3 | 6.9 | 61.37 | 135.86 | 101.97 | 0.24 | 10.13
2019 | 11 | 1 | 7:00 | 7304 | 4.7 | 3.5 | 9.6 | 1.3 | 3.6 | 3.5 | 9 | 9.8 | 8.7 | 6.1 | 8.3 | 7.6 | 6.5 | 6.2 | 5.3 | 6.9 | 61.37 | 135.86 | 101.97 | 0.24 | 10.13
2019 | 11 | 1 | 8:00 | 7305 | 5.1 | 3.8 | 9.8 | 3.8 | 5.3 | 3.9 | 9 | 9.8 | 8.7 | 6.1 | 8.3 | 7.6 | 6.5 | 6.2 | 5.3 | 6.9 | 61.37 | 135.86 | 101.97 | 0.24 | 10.13
2019 | 11 | 1 | 9:00 | 7306 | 5.4 | 4.4 | 8.7 | 5.7 | 6.6 | 4.7 | 9 | 9.8 | 8.7 | 6.1 | 8.3 | 7.6 | 6.5 | 6.2 | 5.3 | 6.9 | 61.37 | 135.86 | 101.97 | 0.24 | 10.13
2019 | 11 | 1 | 10:00 | 7307 | 6.2 | 5.1 | 10 | 8.3 | 7.1 | 5.3 | 9 | 9.8 | 8.7 | 6.1 | 8.3 | 7.6 | 6.5 | 6.2 | 5.3 | 6.9 | 61.37 | 135.86 | 101.97 | 0.24 | 10.13
2019 | 11 | 1 | 11:00 | 7308 | 6.7 | 6 | 10.2 | 8.8 | 7.9 | 5.2 | 9 | 9.8 | 8.7 | 6.1 | 8.3 | 7.6 | 6.5 | 6.2 | 5.3 | 6.9 | 61.37 | 135.86 | 101.97 | 0.24 | 10.13
2019 | 11 | 1 | 12:00 | 7309 | 6.8 | 7.1 | 10.1 | 9.2 | 6 | 5.6 | 9 | 9.8 | 8.7 | 6.1 | 8.3 | 7.6 | 6.5 | 6.2 | 5.3 | 6.9 | 61.37 | 135.86 | 101.97 | 0.24 | 10.13
2019 | 11 | 1 | 13:00 | 7310 | 7 | 7.2 | 9.5 | 9 | 6.3 | 5.9 | 9 | 9.8 | 8.7 | 6.1 | 8.3 | 7.6 | 6.5 | 6.2 | 5.3 | 6.9 | 61.37 | 135.86 | 101.97 | 0.24 | 10.13
2019 | 11 | 1 | 14:00 | 7311 | 6 | 6.8 | 9.2 | 8 | 6.5 | 6 | 9 | 9.8 | 8.7 | 6.1 | 8.3 | 7.6 | 6.5 | 6.2 | 5.3 | 6.9 | 61.37 | 135.86 | 101.97 | 0.24 | 10.13
2019 | 11 | 1 | 15:00 | 7312 | 5.6 | 6.1 | 7.8 | 6.5 | 6 | 4.9 | 9 | 9.8 | 8.7 | 6.1 | 8.3 | 7.6 | 6.5 | 6.2 | 5.3 | 6.9 | 61.37 | 135.86 | 101.97 | 0.24 | 10.13
2019 | 11 | 1 | 16:00 | 7313 | 5.3 | 6.2 | 8 | 4.6 | 6 | 4.6 | 9 | 9.8 | 8.7 | 6.1 | 8.3 | 7.6 | 6.5 | 6.2 | 5.3 | 6.9 | 61.37 | 135.86 | 101.97 | 0.24 | 10.13
2019 | 11 | 1 | 17:00 | 7314 | 4.3 | 4.8 | 8.3 | 5.5 | 5.9 | 4.5 | 9 | 9.8 | 8.7 | 6.1 | 8.3 | 7.6 | 6.5 | 6.2 | 5.3 | 6.9 | 61.37 | 135.86 | 101.97 | 0.24 | 10.13
2019 | 11 | 1 | 18:00 | 7315 | 3.2 | 4.2 | 8.2 | 5.9 | 6 | 4.3 | 9 | 9.8 | 8.7 | 6.1 | 8.3 | 7.6 | 6.5 | 6.2 | 5.3 | 6.9 | 61.37 | 135.86 | 101.97 | 0.24 | 10.13
2019 | 11 | 1 | 19:00 | 7316 | 2.3 | 2.9 | 6.3 | 6.1 | 5.9 | 3.3 | 9 | 9.8 | 8.7 | 6.1 | 8.3 | 7.6 | 6.5 | 6.2 | 5.3 | 6.9 | 61.37 | 135.86 | 101.97 | 0.24 | 10.13
2019 | 11 | 1 | 20:00 | 7317 | 1.9 | 2.3 | 5.6 | 5.9 | 5.6 | 2.9 | 9 | 9.8 | 8.7 | 6.1 | 8.3 | 7.6 | 6.5 | 6.2 | 5.3 | 6.9 | 61.37 | 135.86 | 101.97 | 0.24 | 10.13
2019 | 11 | 1 | 21:00 | 7318 | 1.1 | 1.5 | 5.7 | 5.6 | 5.2 | 1.5 | 9 | 9.8 | 8.7 | 6.1 | 8.3 | 7.6 | 6.5 | 6.2 | 5.3 | 6.9 | 61.37 | 135.86 | 101.97 | 0.24 | 10.13
2019 | 11 | 1 | 22:00 | 7319 | 1.1 | 0.9 | 4.6 | 4.9 | 4.3 | 0.9 | 9 | 9.8 | 8.7 | 6.1 | 8.3 | 7.6 | 6.5 | 6.2 | 5.3 | 6.9 | 61.37 | 135.86 | 101.97 | 0.24 | 10.13
2019 | 11 | 1 | 23:00 | 7320 | 1.1 | 0.6 | 4.1 | 3.9 | 3.4 | 0.4 | 9 | 9.8 | 8.7 | 6.1 | 8.3 | 7.6 | 6.5 | 6.2 | 5.3 | 6.9 | 61.37 | 135.86 | 101.97 | 0.24 | 10.13
2019 | 11 | 2 | 0:00 | 7321 | 1.4 | 0.5 | 3.6 | 3.1 | 2.9 | 0.3 | 8.8 | 7.3 | 8.2 | 5.6 | 7.6 | 6.9 | 5.8 | 6.4 | 4.9 | 6.3 | 61.12 | 137.74 | 102.9 | 0.21 | 10.19
2019 | 11 | 2 | 1:00 | 7322 | 1.1 | 0.3 | 3.1 | 2.3 | 2.3 | 0.2 | 8.8 | 7.3 | 8.2 | 5.6 | 7.6 | 6.9 | 5.8 | 6.4 | 4.9 | 6.3 | 61.12 | 137.74 | 102.9 | 0.21 | 10.19
2019 | 11 | 2 | 2:00 | 7323 | 1.3 | 0.5 | 3.1 | 1.9 | 1.9 | 0.4 | 8.8 | 7.3 | 8.2 | 5.6 | 7.6 | 6.9 | 5.8 | 6.4 | 4.9 | 6.3 | 61.12 | 137.74 | 102.9 | 0.21 | 10.19
2019 | 11 | 2 | 3:00 | 7324 | 1.3 | 0.6 | 2.9 | 1.6 | 2 | 0.3 | 8.8 | 7.3 | 8.2 | 5.6 | 7.6 | 6.9 | 5.8 | 6.4 | 4.9 | 6.3 | 61.12 | 137.74 | 102.9 | 0.21 | 10.19
2019 | 11 | 2 | 4:00 | 7325 | 1.5 | 0.6 | 2.8 | 1.7 | 1.8 | 0.5 | 8.8 | 7.3 | 8.2 | 5.6 | 7.6 | 6.9 | 5.8 | 6.4 | 4.9 | 6.3 | 61.12 | 137.74 | 102.9 | 0.21 | 10.19
2019 | 11 | 2 | 5:00 | 7326 | 1.5 | 0.6 | 2.6 | 1.5 | 1.7 | 0.4 | 8.8 | 7.3 | 8.2 | 5.6 | 7.6 | 6.9 | 5.8 | 6.4 | 4.9 | 6.3 | 61.12 | 137.74 | 102.9 | 0.21 | 10.19
2019 | 11 | 2 | 6:00 | 7327 | 1.4 | 0.6 | 2.8 | 1.3 | 1.7 | 0.4 | 8.8 | 7.3 | 8.2 | 5.6 | 7.6 | 6.9 | 5.8 | 6.4 | 4.9 | 6.3 | 61.12 | 137.74 | 102.9 | 0.21 | 10.19
2019 | 11 | 2 | 7:00 | 7328 | 1.5 | 1.3 | 3.4 | 1.8 | 1.8 | 1 | 8.8 | 7.3 | 8.2 | 5.6 | 7.6 | 6.9 | 5.8 | 6.4 | 4.9 | 6.3 | 61.12 | 137.74 | 102.9 | 0.21 | 10.19
2019 | 11 | 2 | 8:00 | 7329 | 2.4 | 2.3 | 3.6 | 2.5 | 2.6 | 1.9 | 8.8 | 7.3 | 8.2 | 5.6 | 7.6 | 6.9 | 5.8 | 6.4 | 4.9 | 6.3 | 61.12 | 137.74 | 102.9 | 0.21 | 10.19
2019 | 11 | 2 | 9:00 | 7330 | 3.9 | 3 | 3.8 | 3.1 | 3.2 | 2.8 | 8.8 | 7.3 | 8.2 | 5.6 | 7.6 | 6.9 | 5.8 | 6.4 | 4.9 | 6.3 | 61.12 | 137.74 | 102.9 | 0.21 | 10.19
2019 | 11 | 2 | 10:00 | 7331 | 4.9 | 4.6 | 3.7 | 3.5 | 2.8 | 3.7 | 8.8 | 7.3 | 8.2 | 5.6 | 7.6 | 6.9 | 5.8 | 6.4 | 4.9 | 6.3 | 61.12 | 137.74 | 102.9 | 0.21 | 10.19
2019 | 11 | 2 | 11:00 | 7332 | 5.4 | 5.2 | 3.9 | 3.3 | 3.4 | 4 | 8.8 | 7.3 | 8.2 | 5.6 | 7.6 | 6.9 | 5.8 | 6.4 | 4.9 | 6.3 | 61.12 | 137.74 | 102.9 | 0.21 | 10.19
2019 | 11 | 2 | 12:00 | 7333 | 6.1 | 5.5 | 4.3 | 3.1 | 3.9 | 4.7 | 8.8 | 7.3 | 8.2 | 5.6 | 7.6 | 6.9 | 5.8 | 6.4 | 4.9 | 6.3 | 61.12 | 137.74 | 102.9 | 0.21 | 10.19
2019 | 11 | 2 | 13:00 | 7334 | 6.1 | 5.8 | 4.6 | 3.2 | 4.1 | 6 | 8.8 | 7.3 | 8.2 | 5.6 | 7.6 | 6.9 | 5.8 | 6.4 | 4.9 | 6.3 | 61.12 | 137.74 | 102.9 | 0.21 | 10.19
2019 | 11 | 2 | 14:00 | 7335 | 6 | 5.5 | 5 | 3.6 | 3.9 | 5 | 8.8 | 7.3 | 8.2 | 5.6 | 7.6 | 6.9 | 5.8 | 6.4 | 4.9 | 6.3 | 61.12 | 137.74 | 102.9 | 0.21 | 10.19
2019 | 11 | 2 | 15:00 | 7336 | 5.7 | 5 | 5.2 | 3.8 | 3.9 | 4.2 | 8.8 | 7.3 | 8.2 | 5.6 | 7.6 | 6.9 | 5.8 | 6.4 | 4.9 | 6.3 | 61.12 | 137.74 | 102.9 | 0.21 | 10.19
2019 | 11 | 2 | 16:00 | 7337 | 5.9 | 4.8 | 5.3 | 4.2 | 4 | 4.3 | 8.8 | 7.3 | 8.2 | 5.6 | 7.6 | 6.9 | 5.8 | 6.4 | 4.9 | 6.3 | 61.12 | 137.74 | 102.9 | 0.21 | 10.19
2019 | 11 | 2 | 17:00 | 7338 | 6.1 | 4.8 | 5.5 | 4.6 | 4.3 | 4 | 8.8 | 7.3 | 8.2 | 5.6 | 7.6 | 6.9 | 5.8 | 6.4 | 4.9 | 6.3 | 61.12 | 137.74 | 102.9 | 0.21 | 10.19
2019 | 11 | 2 | 18:00 | 7339 | 4.9 | 5.1 | 6 | 4.7 | 4.5 | 4 | 8.8 | 7.3 | 8.2 | 5.6 | 7.6 | 6.9 | 5.8 | 6.4 | 4.9 | 6.3 | 61.12 | 137.74 | 102.9 | 0.21 | 10.19
2019 | 11 | 2 | 19:00 | 7340 | 4.3 | 4.6 | 6.4 | 4.9 | 4.6 | 3.9 | 8.8 | 7.3 | 8.2 | 5.6 | 7.6 | 6.9 | 5.8 | 6.4 | 4.9 | 6.3 | 61.12 | 137.74 | 102.9 | 0.21 | 10.19
2019 | 11 | 2 | 20:00 | 7341 | 4.5 | 4.8 | 6.7 | 5.1 | 4.8 | 3.4 | 8.8 | 7.3 | 8.2 | 5.6 | 7.6 | 6.9 | 5.8 | 6.4 | 4.9 | 6.3 | 61.12 | 137.74 | 102.9 | 0.21 | 10.19
2019 | 11 | 2 | 21:00 | 7342 | 4.8 | 4.7 | 7.2 | 5.4 | 5.1 | 3.3 | 8.8 | 7.3 | 8.2 | 5.6 | 7.6 | 6.9 | 5.8 | 6.4 | 4.9 | 6.3 | 61.12 | 137.74 | 102.9 | 0.21 | 10.19
2019 | 11 | 2 | 22:00 | 7343 | 5.1 | 4.7 | 7.8 | 5.6 | 5.3 | 3.6 | 8.8 | 7.3 | 8.2 | 5.6 | 7.6 | 6.9 | 5.8 | 6.4 | 4.9 | 6.3 | 61.12 | 137.74 | 102.9 | 0.21 | 10.19
2019 | 11 | 2 | 23:00 | 7344 | 5.3 | 5 | 8.2 | 6 | 5.7 | 3.8 | 8.8 | 7.3 | 8.2 | 5.6 | 7.6 | 6.9 | 5.8 | 6.4 | 4.9 | 6.3 | 61.12 | 137.74 | 102.9 | 0.21 | 10.19
2019 | 11 | 3 | 0:00 | 7345 | 5.7 | 5.4 | 10.7 | 6.5 | 6 | 4.1 | 9.2 | 7.5 | 8.4 | 6 | 7.7 | 7.6 | 7.1 | 6.9 | 6.8 | 6.2 | 61.77 | 135.37 | 102.74 | 0.32 | 11.11
2019 | 11 | 3 | 1:00 | 7346 | 6.2 | 5.9 | 11.1 | 7.1 | 6.3 | 4.4 | 9.2 | 7.5 | 8.4 | 6 | 7.7 | 7.6 | 7.1 | 6.9 | 6.8 | 6.2 | 61.77 | 135.37 | 102.74 | 0.32 | 11.11
2019 | 11 | 3 | 2:00 | 7347 | 6.7 | 6.5 | 11.1 | 7.7 | 6.7 | 4.8 | 9.2 | 7.5 | 8.4 | 6 | 7.7 | 7.6 | 7.1 | 6.9 | 6.8 | 6.2 | 61.77 | 135.37 | 102.74 | 0.32 | 11.11
2019 | 11 | 3 | 3:00 | 7348 | 7.1 | 7.1 | 10.9 | 8.3 | 7.3 | 5.2 | 9.2 | 7.5 | 8.4 | 6 | 7.7 | 7.6 | 7.1 | 6.9 | 6.8 | 6.2 | 61.77 | 135.37 | 102.74 | 0.32 | 11.11
2019 | 11 | 3 | 4:00 | 7349 | 7.2 | 7.1 | 10.9 | 9.1 | 7.9 | 5.5 | 9.2 | 7.5 | 8.4 | 6 | 7.7 | 7.6 | 7.1 | 6.9 | 6.8 | 6.2 | 61.77 | 135.37 | 102.74 | 0.32 | 11.11
2019 | 11 | 3 | 5:00 | 7350 | 7.3 | 7.2 | 10.8 | 9.5 | 8.2 | 5.6 | 9.2 | 7.5 | 8.4 | 6 | 7.7 | 7.6 | 7.1 | 6.9 | 6.8 | 6.2 | 61.77 | 135.37 | 102.74 | 0.32 | 11.11
2019 | 11 | 3 | 6:00 | 7351 | 7.5 | 7.5 | 10.9 | 9.3 | 8.5 | 5.7 | 9.2 | 7.5 | 8.4 | 6 | 7.7 | 7.6 | 7.1 | 6.9 | 6.8 | 6.2 | 61.77 | 135.37 | 102.74 | 0.32 | 11.11
2019 | 11 | 3 | 7:00 | 7352 | 7.7 | 7.9 | 10.9 | 9.2 | 8.6 | 6 | 9.2 | 7.5 | 8.4 | 6 | 7.7 | 7.6 | 7.1 | 6.9 | 6.8 | 6.2 | 61.77 | 135.37 | 102.74 | 0.32 | 11.11
2019 | 11 | 3 | 8:00 | 7353 | 8.5 | 8.4 | 9.9 | 9.3 | 8.7 | 6.3 | 9.2 | 7.5 | 8.4 | 6 | 7.7 | 7.6 | 7.1 | 6.9 | 6.8 | 6.2 | 61.77 | 135.37 | 102.74 | 0.32 | 11.11
2019 | 11 | 3 | 9:00 | 7354 | 8.9 | 9.2 | 9.3 | 9.5 | 8.7 | 7 | 9.2 | 7.5 | 8.4 | 6 | 7.7 | 7.6 | 7.1 | 6.9 | 6.8 | 6.2 | 61.77 | 135.37 | 102.74 | 0.32 | 11.11
2019 | 11 | 3 | 10:00 | 7355 | 10.1 | 11.3 | 8.8 | 9.7 | 8.9 | 8 | 9.2 | 7.5 | 8.4 | 6 | 7.7 | 7.6 | 7.1 | 6.9 | 6.8 | 6.2 | 61.77 | 135.37 | 102.74 | 0.32 | 11.11
2019 | 11 | 3 | 11:00 | 7356 | 11.3 | 10.9 | 9.1 | 10.1 | 9 | 8.6 | 9.2 | 7.5 | 8.4 | 6 | 7.7 | 7.6 | 7.1 | 6.9 | 6.8 | 6.2 | 61.77 | 135.37 | 102.74 | 0.32 | 11.11
2019 | 11 | 3 | 12:00 | 7357 | 10.8 | 10.9 | 10 | 10.2 | 9.3 | 9.4 | 9.2 | 7.5 | 8.4 | 6 | 7.7 | 7.6 | 7.1 | 6.9 | 6.8 | 6.2 | 61.77 | 135.37 | 102.74 | 0.32 | 11.11
2019 | 11 | 3 | 13:00 | 7358 | 10.7 | 10.6 | 10.7 | 10.1 | 9.5 | 9.4 | 9.2 | 7.5 | 8.4 | 6 | 7.7 | 7.6 | 7.1 | 6.9 | 6.8 | 6.2 | 61.77 | 135.37 | 102.74 | 0.32 | 11.11
2019 | 11 | 3 | 14:00 | 7359 | 10.6 | 10.3 | 10.6 | 9.6 | 9.7 | 9.5 | 9.2 | 7.5 | 8.4 | 6 | 7.7 | 7.6 | 7.1 | 6.9 | 6.8 | 6.2 | 61.77 | 135.37 | 102.74 | 0.32 | 11.11
2019 | 11 | 3 | 15:00 | 7360 | 10 | 9.3 | 10.3 | 9.5 | 9.5 | 9.3 | 9.2 | 7.5 | 8.4 | 6 | 7.7 | 7.6 | 7.1 | 6.9 | 6.8 | 6.2 | 61.77 | 135.37 | 102.74 | 0.32 | 11.11
2019 | 11 | 3 | 16:00 | 7361 | 10 | 9.6 | 9.9 | 9.4 | 9.6 | 9.4 | 9.2 | 7.5 | 8.4 | 6 | 7.7 | 7.6 | 7.1 | 6.9 | 6.8 | 6.2 | 61.77 | 135.37 | 102.74 | 0.32 | 11.11
2019 | 11 | 3 | 17:00 | 7362 | 9.7 | 9.5 | 10.1 | 9.3 | 9.5 | 9 | 9.2 | 7.5 | 8.4 | 6 | 7.7 | 7.6 | 7.1 | 6.9 | 6.8 | 6.2 | 61.77 | 135.37 | 102.74 | 0.32 | 11.11
2019 | 11 | 3 | 18:00 | 7363 | 10.7 | 9.2 | 10 | 9.3 | 9.2 | 9 | 9.2 | 7.5 | 8.4 | 6 | 7.7 | 7.6 | 7.1 | 6.9 | 6.8 | 6.2 | 61.77 | 135.37 | 102.74 | 0.32 | 11.11
2019 | 11 | 3 | 19:00 | 7364 | 10.9 | 9.5 | 9.9 | 9.3 | 9 | 9.7 | 9.2 | 7.5 | 8.4 | 6 | 7.7 | 7.6 | 7.1 | 6.9 | 6.8 | 6.2 | 61.77 | 135.37 | 102.74 | 0.32 | 11.11
2019 | 11 | 3 | 20:00 | 7365 | 10.8 | 9.7 | 9.7 | 9.3 | 8.8 | 9.9 | 9.2 | 7.5 | 8.4 | 6 | 7.7 | 7.6 | 7.1 | 6.9 | 6.8 | 6.2 | 61.77 | 135.37 | 102.74 | 0.32 | 11.11
2019 | 11 | 3 | 21:00 | 7366 | 11.2 | 9.5 | 9.5 | 9.1 | 9 | 10.1 | 9.2 | 7.5 | 8.4 | 6 | 7.7 | 7.6 | 7.1 | 6.9 | 6.8 | 6.2 | 61.77 | 135.37 | 102.74 | 0.32 | 11.11
2019 | 11 | 3 | 22:00 | 7367 | 11.3 | 9.4 | 9.3 | 8.9 | 9.1 | 10.6 | 9.2 | 7.5 | 8.4 | 6 | 7.7 | 7.6 | 7.1 | 6.9 | 6.8 | 6.2 | 61.77 | 135.37 | 102.74 | 0.32 | 11.11
2019 | 11 | 3 | 23:00 | 7368 | 11.4 | 9.4 | 9.4 | 8.8 | 9.1 | 10.6 | 9.2 | 7.5 | 8.4 | 6 | 7.7 | 7.6 | 7.1 | 6.9 | 6.8 | 6.2 | 61.77 | 135.37 | 102.74 | 0.32 | 11.11
2019 | 11 | 4 | 0:00 | 7369 | 11.7 | 9.3 | 9.5 | 8.6 | 9.1 | 11 | 9.6 | 8 | 9 | 7.5 | 8 | 7.9 | 7.3 | 7.8 | 8.6 | 6.5 | 61.72 | 140.06 | 102.95 | 0.63 | 16.71
2019 | 11 | 4 | 1:00 | 7370 | 11.9 | 9.1 | 9.5 | 8.7 | 9.2 | 11.3 | 9.6 | 8 | 9 | 7.5 | 8 | 7.9 | 7.3 | 7.8 | 8.6 | 6.5 | 61.72 | 140.06 | 102.95 | 0.63 | 16.71
2019 | 11 | 4 | 2:00 | 7371 | 12 | 9.5 | 9.6 | 8.7 | 9.2 | 11.5 | 9.6 | 8 | 9 | 7.5 | 8 | 7.9 | 7.3 | 7.8 | 8.6 | 6.5 | 61.72 | 140.06 | 102.95 | 0.63 | 16.71
2019 | 11 | 4 | 3:00 | 7372 | 12.1 | 9.6 | 9.5 | 8.7 | 9.1 | 11.4 | 9.6 | 8 | 9 | 7.5 | 8 | 7.9 | 7.3 | 7.8 | 8.6 | 6.5 | 61.72 | 140.06 | 102.95 | 0.63 | 16.71
2019 | 11 | 4 | 4:00 | 7373 | 12.3 | 10 | 9.3 | 8.6 | 9.1 | 11.3 | 9.6 | 8 | 9 | 7.5 | 8 | 7.9 | 7.3 | 7.8 | 8.6 | 6.5 | 61.72 | 140.06 | 102.95 | 0.63 | 16.71
2019 | 11 | 4 | 5:00 | 7374 | 12.2 | 10.2 | 9.2 | 8.6 | 9.1 | 11 | 9.6 | 8 | 9 | 7.5 | 8 | 7.9 | 7.3 | 7.8 | 8.6 | 6.5 | 61.72 | 140.06 | 102.95 | 0.63 | 16.71
2019 | 11 | 4 | 6:00 | 7375 | 12.1 | 10.7 | 9.2 | 8.6 | 8.9 | 11.1 | 9.6 | 8 | 9 | 7.5 | 8 | 7.9 | 7.3 | 7.8 | 8.6 | 6.5 | 61.72 | 140.06 | 102.95 | 0.63 | 16.71
2019 | 11 | 4 | 7:00 | 7376 | 12.2 | 10.7 | 9.2 | 8.7 | 9 | 11.4 | 9.6 | 8 | 9 | 7.5 | 8 | 7.9 | 7.3 | 7.8 | 8.6 | 6.5 | 61.72 | 140.06 | 102.95 | 0.63 | 16.71
2019 | 11 | 4 | 8:00 | 7377 | 12.5 | 11.1 | 9.4 | 8.9 | 9.3 | 11.7 | 9.6 | 8 | 9 | 7.5 | 8 | 7.9 | 7.3 | 7.8 | 8.6 | 6.5 | 61.72 | 140.06 | 102.95 | 0.63 | 16.71
2019 | 11 | 4 | 9:00 | 7378 | 12.3 | 11.2 | 9.5 | 9.1 | 9.6 | 12.4 | 9.6 | 8 | 9 | 7.5 | 8 | 7.9 | 7.3 | 7.8 | 8.6 | 6.5 | 61.72 | 140.06 | 102.95 | 0.63 | 16.71
2019 | 11 | 4 | 10:00 | 7379 | 12.5 | 11.7 | 9.8 | 9.2 | 9.9 | 12.9 | 9.6 | 8 | 9 | 7.5 | 8 | 7.9 | 7.3 | 7.8 | 8.6 | 6.5 | 61.72 | 140.06 | 102.95 | 0.63 | 16.71
2019 | 11 | 4 | 11:00 | 7380 | 13.4 | 11.8 | 10 | 9.3 | 10.2 | 13.6 | 9.6 | 8 | 9 | 7.5 | 8 | 7.9 | 7.3 | 7.8 | 8.6 | 6.5 | 61.72 | 140.06 | 102.95 | 0.63 | 16.71
2019 | 11 | 4 | 12:00 | 7381 | 13.8 | 12.3 | 10.2 | 9.2 | 10.5 | 14.2 | 9.6 | 8 | 9 | 7.5 | 8 | 7.9 | 7.3 | 7.8 | 8.6 | 6.5 | 61.72 | 140.06 | 102.95 | 0.63 | 16.71
2019 | 11 | 4 | 13:00 | 7382 | 14.2 | 12.7 | 10.3 | 9.2 | 10.7 | 14.4 | 9.6 | 8 | 9 | 7.5 | 8 | 7.9 | 7.3 | 7.8 | 8.6 | 6.5 | 61.72 | 140.06 | 102.95 | 0.63 | 16.71
2019 | 11 | 4 | 14:00 | 7383 | 14.4 | 13 | 10.2 | 9.2 | 10.9 | 14.3 | 9.6 | 8 | 9 | 7.5 | 8 | 7.9 | 7.3 | 7.8 | 8.6 | 6.5 | 61.72 | 140.06 | 102.95 | 0.63 | 16.71
2019 | 11 | 4 | 15:00 | 7384 | 14.6 | 13.3 | 10.1 | 9.1 | 10.9 | 14.2 | 9.6 | 8 | 9 | 7.5 | 8 | 7.9 | 7.3 | 7.8 | 8.6 | 6.5 | 61.72 | 140.06 | 102.95 | 0.63 | 16.71
2019 | 11 | 4 | 16:00 | 7385 | 14.6 | 13.1 | 10 | 8.1 | 11.6 | 13.3 | 9.6 | 8 | 9 | 7.5 | 8 | 7.9 | 7.3 | 7.8 | 8.6 | 6.5 | 61.72 | 140.06 | 102.95 | 0.63 | 16.71
2019 | 11 | 4 | 17:00 | 7386 | 14.5 | 12.9 | 9.8 | 7.6 | 11.7 | 13.5 | 9.6 | 8 | 9 | 7.5 | 8 | 7.9 | 7.3 | 7.8 | 8.6 | 6.5 | 61.72 | 140.06 | 102.95 | 0.63 | 16.71
2019 | 11 | 4 | 18:00 | 7387 | 14.3 | 12.9 | 9.7 | 7.1 | 11.5 | 13.5 | 9.6 | 8 | 9 | 7.5 | 8 | 7.9 | 7.3 | 7.8 | 8.6 | 6.5 | 61.72 | 140.06 | 102.95 | 0.63 | 16.71
2019 | 11 | 4 | 19:00 | 7388 | 14.2 | 12.9 | 9.8 | 6.8 | 10.9 | 13.5 | 9.6 | 8 | 9 | 7.5 | 8 | 7.9 | 7.3 | 7.8 | 8.6 | 6.5 | 61.72 | 140.06 | 102.95 | 0.63 | 16.71
2019 | 11 | 4 | 20:00 | 7389 | 13.8 | 12.7 | 10 | 6.5 | 10.4 | 13 | 9.6 | 8 | 9 | 7.5 | 8 | 7.9 | 7.3 | 7.8 | 8.6 | 6.5 | 61.72 | 140.06 | 102.95 | 0.63 | 16.71
2019 | 11 | 4 | 21:00 | 7390 | 12.7 | 12 | 9.6 | 6.3 | 9.9 | 12.7 | 9.6 | 8 | 9 | 7.5 | 8 | 7.9 | 7.3 | 7.8 | 8.6 | 6.5 | 61.72 | 140.06 | 102.95 | 0.63 | 16.71
2019 | 11 | 4 | 22:00 | 7391 | 12.3 | 11.5 | 9.8 | 6.1 | 9.4 | 12.5 | 9.6 | 8 | 9 | 7.5 | 8 | 7.9 | 7.3 | 7.8 | 8.6 | 6.5 | 61.72 | 140.06 | 102.95 | 0.63 | 16.71
2019 | 11 | 4 | 23:00 | 7392 | 12.1 | 11.5 | 10.9 | 5.9 | 8.8 | 12.3 | 9.6 | 8 | 9 | 7.5 | 8 | 7.9 | 7.3 | 7.8 | 8.6 | 6.5 | 61.72 | 140.06 | 102.95 | 0.63 | 16.71
2019 | 11 | 5 | 0:00 | 7393 | 11.7 | 11.3 | 10.6 | 5.5 | 8.7 | 12.2 | 9.8 | 9.8 | 9.1 | 8 | 8.2 | 8.4 | 8.3 | 8.7 | 9.3 | 6.8 | 65.44 | 137.88 | 103.83 | 0.47 | 28.15
2019 | 11 | 5 | 1:00 | 7394 | 11.4 | 11.1 | 10.2 | 5.3 | 10.6 | 11.7 | 9.8 | 9.8 | 9.1 | 8 | 8.2 | 8.4 | 8.3 | 8.7 | 9.3 | 6.8 | 65.44 | 137.88 | 103.83 | 0.47 | 28.15
2019 | 11 | 5 | 2:00 | 7395 | 10.9 | 10.9 | 10 | 5.1 | 9 | 11.3 | 9.8 | 9.8 | 9.1 | 8 | 8.2 | 8.4 | 8.3 | 8.7 | 9.3 | 6.8 | 65.44 | 137.88 | 103.83 | 0.47 | 28.15
2019 | 11 | 5 | 3:00 | 7396 | 10.7 | 10.4 | 9.9 | 5.1 | 8.5 | 10.8 | 9.8 | 9.8 | 9.1 | 8 | 8.2 | 8.4 | 8.3 | 8.7 | 9.3 | 6.8 | 65.44 | 137.88 | 103.83 | 0.47 | 28.15
2019 | 11 | 5 | 4:00 | 7397 | 10.4 | 10 | 9.8 | 4.9 | 8.3 | 10.4 | 9.8 | 9.8 | 9.1 | 8 | 8.2 | 8.4 | 8.3 | 8.7 | 9.3 | 6.8 | 65.44 | 137.88 | 103.83 | 0.47 | 28.15
2019 | 11 | 5 | 5:00 | 7398 | 10.2 | 9.6 | 9.9 | 4.7 | 7.9 | 9.5 | 9.8 | 9.8 | 9.1 | 8 | 8.2 | 8.4 | 8.3 | 8.7 | 9.3 | 6.8 | 65.44 | 137.88 | 103.83 | 0.47 | 28.15
2019 | 11 | 5 | 6:00 | 7399 | 10.3 | 9.4 | 9.5 | 4.7 | 9.9 | 9.4 | 9.8 | 9.8 | 9.1 | 8 | 8.2 | 8.4 | 8.3 | 8.7 | 9.3 | 6.8 | 65.44 | 137.88 | 103.83 | 0.47 | 28.15
2019 | 11 | 5 | 7:00 | 7400 | 10 | 9.9 | 9.4 | 4.8 | 9.7 | 9.6 | 9.8 | 9.8 | 9.1 | 8 | 8.2 | 8.4 | 8.3 | 8.7 | 9.3 | 6.8 | 65.44 | 137.88 | 103.83 | 0.47 | 28.15
2019 | 11 | 5 | 8:00 | 7401 | 10.7 | 10.6 | 9.8 | 4.9 | 9.4 | 9.9 | 9.8 | 9.8 | 9.1 | 8 | 8.2 | 8.4 | 8.3 | 8.7 | 9.3 | 6.8 | 65.44 | 137.88 | 103.83 | 0.47 | 28.15
2019 | 11 | 5 | 9:00 | 7402 | 10.9 | 10.9 | 9.9 | 5 | 9.4 | 10.2 | 9.8 | 9.8 | 9.1 | 8 | 8.2 | 8.4 | 8.3 | 8.7 | 9.3 | 6.8 | 65.44 | 137.88 | 103.83 | 0.47 | 28.15
2019 | 11 | 5 | 10:00 | 7403 | 11.1 | 11 | 10.1 | 5.2 | 9.5 | 10.4 | 9.8 | 9.8 | 9.1 | 8 | 8.2 | 8.4 | 8.3 | 8.7 | 9.3 | 6.8 | 65.44 | 137.88 | 103.83 | 0.47 | 28.15
2019 | 11 | 5 | 11:00 | 7404 | 11.3 | 11.3 | 10.2 | 5.5 | 9.9 | 10.4 | 9.8 | 9.8 | 9.1 | 8 | 8.2 | 8.4 | 8.3 | 8.7 | 9.3 | 6.8 | 65.44 | 137.88 | 103.83 | 0.47 | 28.15
2019 | 11 | 5 | 12:00 | 7405 | 11.1 | 11.5 | 10.5 | 5.7 | 9.9 | 10.6 | 9.8 | 9.8 | 9.1 | 8 | 8.2 | 8.4 | 8.3 | 8.7 | 9.3 | 6.8 | 65.44 | 137.88 | 103.83 | 0.47 | 28.15
2019 | 11 | 5 | 13:00 | 7406 | 11.1 | 11 | 10.3 | 5.4 | 10.2 | 10.3 | 9.8 | 9.8 | 9.1 | 8 | 8.2 | 8.4 | 8.3 | 8.7 | 9.3 | 6.8 | 65.44 | 137.88 | 103.83 | 0.47 | 28.15
2019 | 11 | 5 | 14:00 | 7407 | 11 | 10 | 9.5 | 5 | 9.7 | 10.2 | 9.8 | 9.8 | 9.1 | 8 | 8.2 | 8.4 | 8.3 | 8.7 | 9.3 | 6.8 | 65.44 | 137.88 | 103.83 | 0.47 | 28.15
2019 | 11 | 5 | 15:00 | 7408 | 11.1 | 9.6 | 8.9 | 4.6 | 9.8 | 9.9 | 9.8 | 9.8 | 9.1 | 8 | 8.2 | 8.4 | 8.3 | 8.7 | 9.3 | 6.8 | 65.44 | 137.88 | 103.83 | 0.47 | 28.15
2019 | 11 | 5 | 16:00 | 7409 | 10.8 | 9.5 | 9 | 4.3 | 9.5 | 9.5 | 9.8 | 9.8 | 9.1 | 8 | 8.2 | 8.4 | 8.3 | 8.7 | 9.3 | 6.8 | 65.44 | 137.88 | 103.83 | 0.47 | 28.15
2019 | 11 | 5 | 17:00 | 7410 | 11 | 9.8 | 8.9 | 4.1 | 9.4 | 9.3 | 9.8 | 9.8 | 9.1 | 8 | 8.2 | 8.4 | 8.3 | 8.7 | 9.3 | 6.8 | 65.44 | 137.88 | 103.83 | 0.47 | 28.15
2019 | 11 | 5 | 18:00 | 7411 | 10.7 | 9.7 | 9.1 | 4.1 | 9.1 | 9.3 | 9.8 | 9.8 | 9.1 | 8 | 8.2 | 8.4 | 8.3 | 8.7 | 9.3 | 6.8 | 65.44 | 137.88 | 103.83 | 0.47 | 28.15
2019 | 11 | 5 | 19:00 | 7412 | 10.6 | 8.9 | 9.2 | 3.9 | 8.2 | 9.8 | 9.8 | 9.8 | 9.1 | 8 | 8.2 | 8.4 | 8.3 | 8.7 | 9.3 | 6.8 | 65.44 | 137.88 | 103.83 | 0.47 | 28.15
2019 | 11 | 5 | 20:00 | 7413 | 10.4 | 8.5 | 8.8 | 3.7 | 7.9 | 9.6 | 9.8 | 9.8 | 9.1 | 8 | 8.2 | 8.4 | 8.3 | 8.7 | 9.3 | 6.8 | 65.44 | 137.88 | 103.83 | 0.47 | 28.15
2019 | 11 | 5 | 21:00 | 7414 | 10.4 | 8.2 | 7.8 | 3.5 | 7.8 | 9.3 | 9.8 | 9.8 | 9.1 | 8 | 8.2 | 8.4 | 8.3 | 8.7 | 9.3 | 6.8 | 65.44 | 137.88 | 103.83 | 0.47 | 28.15
2019 | 11 | 5 | 22:00 | 7415 | 10.3 | 8.1 | 7.4 | 3.3 | 7.4 | 9 | 9.8 | 9.8 | 9.1 | 8 | 8.2 | 8.4 | 8.3 | 8.7 | 9.3 | 6.8 | 65.44 | 137.88 | 103.83 | 0.47 | 28.15
2019 | 11 | 5 | 23:00 | 7416 | 10.2 | 8.1 | 7 | 3.1 | 7.2 | 8.9 | 9.8 | 9.8 | 9.1 | 8 | 8.2 | 8.4 | 8.3 | 8.7 | 9.3 | 6.8 | 65.44 | 137.88 | 103.83 | 0.47 | 28.15
2019 | 11 | 6 | 0:00 | 7417 | 9.4 | 8.5 | 7.1 | 2.9 | 7.1 | 8.5 | 8.8 | 9 | 8.8 | 7.6 | 7.8 | 8.4 | 8.9 | 8.7 | 8.1 | 6.7 | 67.24 | 139.33 | 108.34 | 0.69 | 42.88
2019 | 11 | 6 | 1:00 | 7418 | 8 | 8.4 | 7.4 | 2.9 | 7 | 7.4 | 8.8 | 9 | 8.8 | 7.6 | 7.8 | 8.4 | 8.9 | 8.7 | 8.1 | 6.7 | 67.24 | 139.33 | 108.34 | 0.69 | 42.88
2019 | 11 | 6 | 2:00 | 7419 | 7.5 | 7.9 | 7.7 | 2.7 | 6.7 | 7.2 | 8.8 | 9 | 8.8 | 7.6 | 7.8 | 8.4 | 8.9 | 8.7 | 8.1 | 6.7 | 67.24 | 139.33 | 108.34 | 0.69 | 42.88
2019 | 11 | 6 | 3:00 | 7420 | 7.8 | 7.8 | 7.7 | 2.4 | 6.6 | 7.2 | 8.8 | 9 | 8.8 | 7.6 | 7.8 | 8.4 | 8.9 | 8.7 | 8.1 | 6.7 | 67.24 | 139.33 | 108.34 | 0.69 | 42.88
2019 | 11 | 6 | 4:00 | 7421 | 6.7 | 7.9 | 7 | 2.4 | 6.6 | 6.7 | 8.8 | 9 | 8.8 | 7.6 | 7.8 | 8.4 | 8.9 | 8.7 | 8.1 | 6.7 | 67.24 | 139.33 | 108.34 | 0.69 | 42.88
2019 | 11 | 6 | 5:00 | 7422 | 5.6 | 5.9 | 7.2 | 2.4 | 6.5 | 5.6 | 8.8 | 9 | 8.8 | 7.6 | 7.8 | 8.4 | 8.9 | 8.7 | 8.1 | 6.7 | 67.24 | 139.33 | 108.34 | 0.69 | 42.88
2019 | 11 | 6 | 6:00 | 7423 | 6.7 | 6.6 | 6.9 | 2.6 | 6.4 | 6.1 | 8.8 | 9 | 8.8 | 7.6 | 7.8 | 8.4 | 8.9 | 8.7 | 8.1 | 6.7 | 67.24 | 139.33 | 108.34 | 0.69 | 42.88
2019 | 11 | 6 | 7:00 | 7424 | 7.2 | 6.9 | 7.6 | 3.1 | 6.5 | 6.9 | 8.8 | 9 | 8.8 | 7.6 | 7.8 | 8.4 | 8.9 | 8.7 | 8.1 | 6.7 | 67.24 | 139.33 | 108.34 | 0.69 | 42.88
2019 | 11 | 6 | 8:00 | 7425 | 8.3 | 7.3 | 8 | 4 | 6.7 | 7.1 | 8.8 | 9 | 8.8 | 7.6 | 7.8 | 8.4 | 8.9 | 8.7 | 8.1 | 6.7 | 67.24 | 139.33 | 108.34 | 0.69 | 42.88
2019 | 11 | 6 | 9:00 | 7426 | 8.8 | 8.3 | 8.4 | 5.3 | 6.6 | 7.7 | 8.8 | 9 | 8.8 | 7.6 | 7.8 | 8.4 | 8.9 | 8.7 | 8.1 | 6.7 | 67.24 | 139.33 | 108.34 | 0.69 | 42.88
2019 | 11 | 6 | 10:00 | 7427 | 8.9 | 8.5 | 9.3 | 6.8 | 6.7 | 8.1 | 8.8 | 9 | 8.8 | 7.6 | 7.8 | 8.4 | 8.9 | 8.7 | 8.1 | 6.7 | 67.24 | 139.33 | 108.34 | 0.69 | 42.88
2019 | 11 | 6 | 11:00 | 7428 | 9.5 | 9 | 8.6 | 7.3 | 7.3 | 8.6 | 8.8 | 9 | 8.8 | 7.6 | 7.8 | 8.4 | 8.9 | 8.7 | 8.1 | 6.7 | 67.24 | 139.33 | 108.34 | 0.69 | 42.88
2019 | 11 | 6 | 12:00 | 7429 | 9.6 | 9.5 | 8.3 | 7.5 | 7.4 | 8.7 | 8.8 | 9 | 8.8 | 7.6 | 7.8 | 8.4 | 8.9 | 8.7 | 8.1 | 6.7 | 67.24 | 139.33 | 108.34 | 0.69 | 42.88
2019 | 11 | 6 | 13:00 | 7430 | 9.6 | 9.5 | 7.3 | 6.8 | 7.5 | 8.6 | 8.8 | 9 | 8.8 | 7.6 | 7.8 | 8.4 | 8.9 | 8.7 | 8.1 | 6.7 | 67.24 | 139.33 | 108.34 | 0.69 | 42.88
2019 | 11 | 6 | 14:00 | 7431 | 9.2 | 9 | 6.9 | 6.8 | 7.4 | 8.6 | 8.8 | 9 | 8.8 | 7.6 | 7.8 | 8.4 | 8.9 | 8.7 | 8.1 | 6.7 | 67.24 | 139.33 | 108.34 | 0.69 | 42.88
2019 | 11 | 6 | 15:00 | 7432 | 9 | 8.6 | 6.8 | 6.7 | 7.6 | 8 | 8.8 | 9 | 8.8 | 7.6 | 7.8 | 8.4 | 8.9 | 8.7 | 8.1 | 6.7 | 67.24 | 139.33 | 108.34 | 0.69 | 42.88
2019 | 11 | 6 | 16:00 | 7433 | 8.6 | 8.5 | 7.2 | 6.4 | 7.7 | 7.7 | 8.8 | 9 | 8.8 | 7.6 | 7.8 | 8.4 | 8.9 | 8.7 | 8.1 | 6.7 | 67.24 | 139.33 | 108.34 | 0.69 | 42.88
2019 | 11 | 6 | 17:00 | 7434 | 8.6 | 8.4 | 7.6 | 5.9 | 6.2 | 7.6 | 8.8 | 9 | 8.8 | 7.6 | 7.8 | 8.4 | 8.9 | 8.7 | 8.1 | 6.7 | 67.24 | 139.33 | 108.34 | 0.69 | 42.88
2019 | 11 | 6 | 18:00 | 7435 | 8.9 | 6.9 | 8.4 | 5.5 | 6 | 7.4 | 8.8 | 9 | 8.8 | 7.6 | 7.8 | 8.4 | 8.9 | 8.7 | 8.1 | 6.7 | 67.24 | 139.33 | 108.34 | 0.69 | 42.88
2019 | 11 | 6 | 19:00 | 7436 | 7.1 | 6.4 | 8.1 | 5.5 | 5.8 | 7.4 | 8.8 | 9 | 8.8 | 7.6 | 7.8 | 8.4 | 8.9 | 8.7 | 8.1 | 6.7 | 67.24 | 139.33 | 108.34 | 0.69 | 42.88
2019 | 11 | 6 | 20:00 | 7437 | 6.6 | 6.2 | 8.2 | 5.4 | 5.8 | 7.5 | 8.8 | 9 | 8.8 | 7.6 | 7.8 | 8.4 | 8.9 | 8.7 | 8.1 | 6.7 | 67.24 | 139.33 | 108.34 | 0.69 | 42.88
2019 | 11 | 6 | 21:00 | 7438 | 6.5 | 6.5 | 8.7 | 5.6 | 5.8 | 6.3 | 8.8 | 9 | 8.8 | 7.6 | 7.8 | 8.4 | 8.9 | 8.7 | 8.1 | 6.7 | 67.24 | 139.33 | 108.34 | 0.69 | 42.88
2019 | 11 | 6 | 22:00 | 7439 | 6.8 | 6.4 | 8.2 | 6 | 6 | 5.7 | 8.8 | 9 | 8.8 | 7.6 | 7.8 | 8.4 | 8.9 | 8.7 | 8.1 | 6.7 | 67.24 | 139.33 | 108.34 | 0.69 | 42.88
2019 | 11 | 6 | 23:00 | 7440 | 6.9 | 6.3 | 8.3 | 5.7 | 6.3 | 5.7 | 8.8 | 9 | 8.8 | 7.6 | 7.8 | 8.4 | 8.9 | 8.7 | 8.1 | 6.7 | 67.24 | 139.33 | 108.34 | 0.69 | 42.88
2019 | 11 | 7 | 0:00 | 7441 | 6.8 | 5.7 | 8.2 | 5.4 | 6.7 | 5.9 | 8.6 | 8.5 | 8.6 | 7.1 | 7.9 | 8.1 | 8 | 8.3 | 8.2 | 6.9 | 67.11 | 143.75 | 111.56 | 0.78 | 47.26
2019 | 11 | 7 | 1:00 | 7442 | 5.9 | 5.3 | 8.4 | 5.2 | 6.9 | 5.9 | 8.6 | 8.5 | 8.6 | 7.1 | 7.9 | 8.1 | 8 | 8.3 | 8.2 | 6.9 | 67.11 | 143.75 | 111.56 | 0.78 | 47.26
2019 | 11 | 7 | 2:00 | 7443 | 6.1 | 4.7 | 8.2 | 5 | 6.4 | 5.1 | 8.6 | 8.5 | 8.6 | 7.1 | 7.9 | 8.1 | 8 | 8.3 | 8.2 | 6.9 | 67.11 | 143.75 | 111.56 | 0.78 | 47.26
2019 | 11 | 7 | 3:00 | 7444 | 6.5 | 4.8 | 7.7 | 4.8 | 5.9 | 4.6 | 8.6 | 8.5 | 8.6 | 7.1 | 7.9 | 8.1 | 8 | 8.3 | 8.2 | 6.9 | 67.11 | 143.75 | 111.56 | 0.78 | 47.26
2019 | 11 | 7 | 4:00 | 7445 | 6.4 | 5.1 | 8.1 | 4.7 | 5.6 | 4.8 | 8.6 | 8.5 | 8.6 | 7.1 | 7.9 | 8.1 | 8 | 8.3 | 8.2 | 6.9 | 67.11 | 143.75 | 111.56 | 0.78 | 47.26
2019 | 11 | 7 | 5:00 | 7446 | 5.5 | 5.3 | 7.8 | 4.6 | 5.3 | 5.3 | 8.6 | 8.5 | 8.6 | 7.1 | 7.9 | 8.1 | 8 | 8.3 | 8.2 | 6.9 | 67.11 | 143.75 | 111.56 | 0.78 | 47.26
2019 | 11 | 7 | 6:00 | 7447 | 5.4 | 6 | 7.3 | 4.7 | 5.4 | 5.2 | 8.6 | 8.5 | 8.6 | 7.1 | 7.9 | 8.1 | 8 | 8.3 | 8.2 | 6.9 | 67.11 | 143.75 | 111.56 | 0.78 | 47.26
2019 | 11 | 7 | 7:00 | 7448 | 6.2 | 6.5 | 7.6 | 4.9 | 5.4 | 5.4 | 8.6 | 8.5 | 8.6 | 7.1 | 7.9 | 8.1 | 8 | 8.3 | 8.2 | 6.9 | 67.11 | 143.75 | 111.56 | 0.78 | 47.26
2019 | 11 | 7 | 8:00 | 7449 | 6.8 | 6.4 | 8.1 | 5.3 | 5.8 | 6.4 | 8.6 | 8.5 | 8.6 | 7.1 | 7.9 | 8.1 | 8 | 8.3 | 8.2 | 6.9 | 67.11 | 143.75 | 111.56 | 0.78 | 47.26
2019 | 11 | 7 | 9:00 | 7450 | 7.5 | 7.3 | 7.9 | 5.9 | 6.3 | 6.9 | 8.6 | 8.5 | 8.6 | 7.1 | 7.9 | 8.1 | 8 | 8.3 | 8.2 | 6.9 | 67.11 | 143.75 | 111.56 | 0.78 | 47.26
2019 | 11 | 7 | 10:00 | 7451 | 8 | 8.1 | 8 | 6.4 | 6.5 | 7.3 | 8.6 | 8.5 | 8.6 | 7.1 | 7.9 | 8.1 | 8 | 8.3 | 8.2 | 6.9 | 67.11 | 143.75 | 111.56 | 0.78 | 47.26
2019 | 11 | 7 | 11:00 | 7452 | 8.7 | 8.3 | 8 | 6.9 | 7.1 | 7.9 | 8.6 | 8.5 | 8.6 | 7.1 | 7.9 | 8.1 | 8 | 8.3 | 8.2 | 6.9 | 67.11 | 143.75 | 111.56 | 0.78 | 47.26
2019 | 11 | 7 | 12:00 | 7453 | 9.5 | 7.2 | 8.8 | 7.5 | 7.2 | 7.8 | 8.6 | 8.5 | 8.6 | 7.1 | 7.9 | 8.1 | 8 | 8.3 | 8.2 | 6.9 | 67.11 | 143.75 | 111.56 | 0.78 | 47.26
2019 | 11 | 7 | 13:00 | 7454 | 9.9 | 6.8 | 8.7 | 7.4 | 7.4 | 8.4 | 8.6 | 8.5 | 8.6 | 7.1 | 7.9 | 8.1 | 8 | 8.3 | 8.2 | 6.9 | 67.11 | 143.75 | 111.56 | 0.78 | 47.26
2019 | 11 | 7 | 14:00 | 7455 | 9.4 | 7 | 8.4 | 7 | 7.5 | 8.4 | 8.6 | 8.5 | 8.6 | 7.1 | 7.9 | 8.1 | 8 | 8.3 | 8.2 | 6.9 | 67.11 | 143.75 | 111.56 | 0.78 | 47.26
2019 | 11 | 7 | 15:00 | 7456 | 7.1 | 7 | 8.3 | 6.4 | 7.2 | 7.1 | 8.6 | 8.5 | 8.6 | 7.1 | 7.9 | 8.1 | 8 | 8.3 | 8.2 | 6.9 | 67.11 | 143.75 | 111.56 | 0.78 | 47.26
2019 | 11 | 7 | 16:00 | 7457 | 6.8 | 6.8 | 8.3 | 6 | 6.5 | 6.1 | 8.6 | 8.5 | 8.6 | 7.1 | 7.9 | 8.1 | 8 | 8.3 | 8.2 | 6.9 | 67.11 | 143.75 | 111.56 | 0.78 | 47.26
2019 | 11 | 7 | 17:00 | 7458 | 5.4 | 6.2 | 7.7 | 6 | 6.2 | 5.4 | 8.6 | 8.5 | 8.6 | 7.1 | 7.9 | 8.1 | 8 | 8.3 | 8.2 | 6.9 | 67.11 | 143.75 | 111.56 | 0.78 | 47.26
2019 | 11 | 7 | 18:00 | 7459 | 5.3 | 6.4 | 7.6 | 5.8 | 6 | 4.9 | 8.6 | 8.5 | 8.6 | 7.1 | 7.9 | 8.1 | 8 | 8.3 | 8.2 | 6.9 | 67.11 | 143.75 | 111.56 | 0.78 | 47.26
2019 | 11 | 7 | 19:00 | 7460 | 3.5 | 6.5 | 7.2 | 5.2 | 6 | 4.2 | 8.6 | 8.5 | 8.6 | 7.1 | 7.9 | 8.1 | 8 | 8.3 | 8.2 | 6.9 | 67.11 | 143.75 | 111.56 | 0.78 | 47.26
2019 | 11 | 7 | 20:00 | 7461 | 4.1 | 6.4 | 7.3 | 5.7 | 6 | 4.1 | 8.6 | 8.5 | 8.6 | 7.1 | 7.9 | 8.1 | 8 | 8.3 | 8.2 | 6.9 | 67.11 | 143.75 | 111.56 | 0.78 | 47.26
2019 | 11 | 7 | 21:00 | 7462 | 5.8 | 6 | 7.3 | 4.8 | 6 | 4.1 | 8.6 | 8.5 | 8.6 | 7.1 | 7.9 | 8.1 | 8 | 8.3 | 8.2 | 6.9 | 67.11 | 143.75 | 111.56 | 0.78 | 47.26
2019 | 11 | 7 | 22:00 | 7463 | 5.7 | 5.9 | 7 | 5.7 | 5.9 | 4 | 8.6 | 8.5 | 8.6 | 7.1 | 7.9 | 8.1 | 8 | 8.3 | 8.2 | 6.9 | 67.11 | 143.75 | 111.56 | 0.78 | 47.26
2019 | 11 | 7 | 23:00 | 7464 | 5.3 | 5.3 | 6 | 5.8 | 5.5 | 4.1 | 8.6 | 8.5 | 8.6 | 7.1 | 7.9 | 8.1 | 8 | 8.3 | 8.2 | 6.9 | 67.11 | 143.75 | 111.56 | 0.78 | 47.26
2019 | 11 | 8 | 0:00 | 7465 | 3.9 | 4.5 | 6.1 | 5.8 | 4.7 | 4.1 | 8 | 7.9 | 8.4 | 6.9 | 8.2 | 7.7 | 7.1 | 8 | 7.9 | 6.9 | 66.84 | 144.83 | 113.36 | 0.68 | 42.57
2019 | 11 | 8 | 1:00 | 7466 | 2.7 | 2.8 | 5.5 | 5.9 | 4.9 | 4.2 | 8 | 7.9 | 8.4 | 6.9 | 8.2 | 7.7 | 7.1 | 8 | 7.9 | 6.9 | 66.84 | 144.83 | 113.36 | 0.68 | 42.57
2019 | 11 | 8 | 2:00 | 7467 | 1.9 | 1.9 | 5.5 | 5.6 | 5.4 | 4 | 8 | 7.9 | 8.4 | 6.9 | 8.2 | 7.7 | 7.1 | 8 | 7.9 | 6.9 | 66.84 | 144.83 | 113.36 | 0.68 | 42.57
2019 | 11 | 8 | 3:00 | 7468 | 1.1 | 1 | 5.3 | 5.4 | 5.2 | 3.6 | 8 | 7.9 | 8.4 | 6.9 | 8.2 | 7.7 | 7.1 | 8 | 7.9 | 6.9 | 66.84 | 144.83 | 113.36 | 0.68 | 42.57
2019 | 11 | 8 | 4:00 | 7469 | 1.5 | 1.5 | 5.2 | 4.8 | 5.2 | 3.6 | 8 | 7.9 | 8.4 | 6.9 | 8.2 | 7.7 | 7.1 | 8 | 7.9 | 6.9 | 66.84 | 144.83 | 113.36 | 0.68 | 42.57
2019 | 11 | 8 | 5:00 | 7470 | 2.2 | 1.6 | 5.6 | 4.8 | 5.3 | 4.8 | 8 | 7.9 | 8.4 | 6.9 | 8.2 | 7.7 | 7.1 | 8 | 7.9 | 6.9 | 66.84 | 144.83 | 113.36 | 0.68 | 42.57
2019 | 11 | 8 | 6:00 | 7471 | 2.7 | 2 | 5.4 | 5.3 | 5.6 | 5.2 | 8 | 7.9 | 8.4 | 6.9 | 8.2 | 7.7 | 7.1 | 8 | 7.9 | 6.9 | 66.84 | 144.83 | 113.36 | 0.68 | 42.57
2019 | 11 | 8 | 7:00 | 7472 | 3.7 | 2.6 | 5.4 | 5.4 | 5.8 | 5.7 | 8 | 7.9 | 8.4 | 6.9 | 8.2 | 7.7 | 7.1 | 8 | 7.9 | 6.9 | 66.84 | 144.83 | 113.36 | 0.68 | 42.57
2019 | 11 | 8 | 8:00 | 7473 | 5.4 | 3.5 | 5.5 | 5.5 | 5.8 | 6.4 | 8 | 7.9 | 8.4 | 6.9 | 8.2 | 7.7 | 7.1 | 8 | 7.9 | 6.9 | 66.84 | 144.83 | 113.36 | 0.68 | 42.57
2019 | 11 | 8 | 9:00 | 7474 | 6.7 | 4.1 | 6.2 | 5.8 | 6.2 | 7.2 | 8 | 7.9 | 8.4 | 6.9 | 8.2 | 7.7 | 7.1 | 8 | 7.9 | 6.9 | 66.84 | 144.83 | 113.36 | 0.68 | 42.57
2019 | 11 | 8 | 10:00 | 7475 | 7.4 | 5.1 | 7.5 | 5.9 | 6.9 | 7.8 | 8 | 7.9 | 8.4 | 6.9 | 8.2 | 7.7 | 7.1 | 8 | 7.9 | 6.9 | 66.84 | 144.83 | 113.36 | 0.68 | 42.57
2019 | 11 | 8 | 11:00 | 7476 | 8.4 | 6.1 | 8.5 | 6.6 | 6.8 | 8.9 | 8 | 7.9 | 8.4 | 6.9 | 8.2 | 7.7 | 7.1 | 8 | 7.9 | 6.9 | 66.84 | 144.83 | 113.36 | 0.68 | 42.57
2019 | 11 | 8 | 12:00 | 7477 | 9.4 | 6.8 | 9.8 | 6.7 | 6.8 | 8.9 | 8 | 7.9 | 8.4 | 6.9 | 8.2 | 7.7 | 7.1 | 8 | 7.9 | 6.9 | 66.84 | 144.83 | 113.36 | 0.68 | 42.57
2019 | 11 | 8 | 13:00 | 7478 | 10.1 | 7.2 | 9 | 7.2 | 6 | 9.3 | 8 | 7.9 | 8.4 | 6.9 | 8.2 | 7.7 | 7.1 | 8 | 7.9 | 6.9 | 66.84 | 144.83 | 113.36 | 0.68 | 42.57
2019 | 11 | 8 | 14:00 | 7479 | 9.7 | 7.5 | 8.2 | 7.1 | 5 | 8 | 8 | 7.9 | 8.4 | 6.9 | 8.2 | 7.7 | 7.1 | 8 | 7.9 | 6.9 | 66.84 | 144.83 | 113.36 | 0.68 | 42.57
2019 | 11 | 8 | 15:00 | 7480 | 8.9 | 6.7 | 5.9 | 6.7 | 5.3 | 7.1 | 8 | 7.9 | 8.4 | 6.9 | 8.2 | 7.7 | 7.1 | 8 | 7.9 | 6.9 | 66.84 | 144.83 | 113.36 | 0.68 | 42.57
2019 | 11 | 8 | 16:00 | 7481 | 8.5 | 7.4 | 5.5 | 6.6 | 5.9 | 7.3 | 8 | 7.9 | 8.4 | 6.9 | 8.2 | 7.7 | 7.1 | 8 | 7.9 | 6.9 | 66.84 | 144.83 | 113.36 | 0.68 | 42.57
2019 | 11 | 8 | 17:00 | 7482 | 8.5 | 7.4 | 6.1 | 5.1 | 6.5 | 7.7 | 8 | 7.9 | 8.4 | 6.9 | 8.2 | 7.7 | 7.1 | 8 | 7.9 | 6.9 | 66.84 | 144.83 | 113.36 | 0.68 | 42.57
2019 | 11 | 8 | 18:00 | 7483 | 8.4 | 7.6 | 6.7 | 5.2 | 6.3 | 7.7 | 8 | 7.9 | 8.4 | 6.9 | 8.2 | 7.7 | 7.1 | 8 | 7.9 | 6.9 | 66.84 | 144.83 | 113.36 | 0.68 | 42.57
2019 | 11 | 8 | 19:00 | 7484 | 8.4 | 7.7 | 7.8 | 5.5 | 6.5 | 7.7 | 8 | 7.9 | 8.4 | 6.9 | 8.2 | 7.7 | 7.1 | 8 | 7.9 | 6.9 | 66.84 | 144.83 | 113.36 | 0.68 | 42.57
2019 | 11 | 8 | 20:00 | 7485 | 8.5 | 7.8 | 7.9 | 5.9 | 6.9 | 7.7 | 8 | 7.9 | 8.4 | 6.9 | 8.2 | 7.7 | 7.1 | 8 | 7.9 | 6.9 | 66.84 | 144.83 | 113.36 | 0.68 | 42.57
2019 | 11 | 8 | 21:00 | 7486 | 8.6 | 7.8 | 7.7 | 6.9 | 7.2 | 7.7 | 8 | 7.9 | 8.4 | 6.9 | 8.2 | 7.7 | 7.1 | 8 | 7.9 | 6.9 | 66.84 | 144.83 | 113.36 | 0.68 | 42.57
2019 | 11 | 8 | 22:00 | 7487 | 8.6 | 7.9 | 7.8 | 6.8 | 7.3 | 7.8 | 8 | 7.9 | 8.4 | 6.9 | 8.2 | 7.7 | 7.1 | 8 | 7.9 | 6.9 | 66.84 | 144.83 | 113.36 | 0.68 | 42.57
2019 | 11 | 8 | 23:00 | 7488 | 8.7 | 8 | 7.5 | 7 | 7.2 | 7.9 | 8 | 7.9 | 8.4 | 6.9 | 8.2 | 7.7 | 7.1 | 8 | 7.9 | 6.9 | 66.84 | 144.83 | 113.36 | 0.68 | 42.57
2019 | 11 | 9 | 0:00 | 7489 | 8.6 | 8 | 7.4 | 7 | 7.5 | 7.9 | 8 | 7.8 | 8.4 | 6.8 | 8.4 | 7.8 | 7.9 | 7.9 | 8.1 | 6.9 | 68.38 | 141.74 | 114.3 | 0.77 | 38.69
2019 | 11 | 9 | 1:00 | 7490 | 8.3 | 8.1 | 7.2 | 7 | 7.3 | 7.4 | 8 | 7.8 | 8.4 | 6.8 | 8.4 | 7.8 | 7.9 | 7.9 | 8.1 | 6.9 | 68.38 | 141.74 | 114.3 | 0.77 | 38.69
2019 | 11 | 9 | 2:00 | 7491 | 7.9 | 8 | 7.1 | 6.6 | 7.4 | 7.2 | 8 | 7.8 | 8.4 | 6.8 | 8.4 | 7.8 | 7.9 | 7.9 | 8.1 | 6.9 | 68.38 | 141.74 | 114.3 | 0.77 | 38.69
2019 | 11 | 9 | 3:00 | 7492 | 7.6 | 7.9 | 7.2 | 7.1 | 7.4 | 7.4 | 8 | 7.8 | 8.4 | 6.8 | 8.4 | 7.8 | 7.9 | 7.9 | 8.1 | 6.9 | 68.38 | 141.74 | 114.3 | 0.77 | 38.69
2019 | 11 | 9 | 4:00 | 7493 | 7.9 | 7.5 | 7.6 | 7.2 | 7.4 | 7.4 | 8 | 7.8 | 8.4 | 6.8 | 8.4 | 7.8 | 7.9 | 7.9 | 8.1 | 6.9 | 68.38 | 141.74 | 114.3 | 0.77 | 38.69
2019 | 11 | 9 | 5:00 | 7494 | 7.9 | 7.5 | 7.9 | 7.1 | 7.2 | 7.3 | 8 | 7.8 | 8.4 | 6.8 | 8.4 | 7.8 | 7.9 | 7.9 | 8.1 | 6.9 | 68.38 | 141.74 | 114.3 | 0.77 | 38.69
2019 | 11 | 9 | 6:00 | 7495 | 8.1 | 7.6 | 8 | 7.3 | 7.3 | 7.3 | 8 | 7.8 | 8.4 | 6.8 | 8.4 | 7.8 | 7.9 | 7.9 | 8.1 | 6.9 | 68.38 | 141.74 | 114.3 | 0.77 | 38.69
2019 | 11 | 9 | 7:00 | 7496 | 8.3 | 7.8 | 8.3 | 7.5 | 7.4 | 7.6 | 8 | 7.8 | 8.4 | 6.8 | 8.4 | 7.8 | 7.9 | 7.9 | 8.1 | 6.9 | 68.38 | 141.74 | 114.3 | 0.77 | 38.69
2019 | 11 | 9 | 8:00 | 7497 | 8.6 | 8.2 | 8 | 7.7 | 7.7 | 8.1 | 8 | 7.8 | 8.4 | 6.8 | 8.4 | 7.8 | 7.9 | 7.9 | 8.1 | 6.9 | 68.38 | 141.74 | 114.3 | 0.77 | 38.69
2019 | 11 | 9 | 9:00 | 7498 | 8.9 | 8.6 | 8.1 | 7.5 | 8 | 8.5 | 8 | 7.8 | 8.4 | 6.8 | 8.4 | 7.8 | 7.9 | 7.9 | 8.1 | 6.9 | 68.38 | 141.74 | 114.3 | 0.77 | 38.69
2019 | 11 | 9 | 10:00 | 7499 | 9.3 | 9.1 | 8.3 | 7.9 | 8.4 | 9 | 8 | 7.8 | 8.4 | 6.8 | 8.4 | 7.8 | 7.9 | 7.9 | 8.1 | 6.9 | 68.38 | 141.74 | 114.3 | 0.77 | 38.69
2019 | 11 | 9 | 11:00 | 7500 | 9.7 | 9.4 | 8.6 | 8.4 | 8.7 | 9.2 | 8 | 7.8 | 8.4 | 6.8 | 8.4 | 7.8 | 7.9 | 7.9 | 8.1 | 6.9 | 68.38 | 141.74 | 114.3 | 0.77 | 38.69
2019 | 11 | 9 | 12:00 | 7501 | 9.8 | 9.5 | 8.5 | 8.8 | 8.9 | 9.8 | 8 | 7.8 | 8.4 | 6.8 | 8.4 | 7.8 | 7.9 | 7.9 | 8.1 | 6.9 | 68.38 | 141.74 | 114.3 | 0.77 | 38.69
2019 | 11 | 9 | 13:00 | 7502 | 10 | 9.5 | 8.8 | 8.6 | 8.9 | 9.8 | 8 | 7.8 | 8.4 | 6.8 | 8.4 | 7.8 | 7.9 | 7.9 | 8.1 | 6.9 | 68.38 | 141.74 | 114.3 | 0.77 | 38.69
2019 | 11 | 9 | 14:00 | 7503 | 9.8 | 9.5 | 8.6 | 8.6 | 8.7 | 9.8 | 8 | 7.8 | 8.4 | 6.8 | 8.4 | 7.8 | 7.9 | 7.9 | 8.1 | 6.9 | 68.38 | 141.74 | 114.3 | 0.77 | 38.69
2019 | 11 | 9 | 15:00 | 7504 | 10 | 9.4 | 8.5 | 8.3 | 8.7 | 9.8 | 8 | 7.8 | 8.4 | 6.8 | 8.4 | 7.8 | 7.9 | 7.9 | 8.1 | 6.9 | 68.38 | 141.74 | 114.3 | 0.77 | 38.69
2019 | 11 | 9 | 16:00 | 7505 | 10 | 9.3 | 8.8 | 8.2 | 8.7 | 9.8 | 8 | 7.8 | 8.4 | 6.8 | 8.4 | 7.8 | 7.9 | 7.9 | 8.1 | 6.9 | 68.38 | 141.74 | 114.3 | 0.77 | 38.69
2019 | 11 | 9 | 17:00 | 7506 | 9.9 | 8.6 | 8.7 | 8.1 | 8.9 | 9.9 | 8 | 7.8 | 8.4 | 6.8 | 8.4 | 7.8 | 7.9 | 7.9 | 8.1 | 6.9 | 68.38 | 141.74 | 114.3 | 0.77 | 38.69
2019 | 11 | 9 | 18:00 | 7507 | 9.7 | 8.8 | 9 | 8.1 | 8.9 | 9.8 | 8 | 7.8 | 8.4 | 6.8 | 8.4 | 7.8 | 7.9 | 7.9 | 8.1 | 6.9 | 68.38 | 141.74 | 114.3 | 0.77 | 38.69
2019 | 11 | 9 | 19:00 | 7508 | 10.1 | 9.2 | 9 | 8.2 | 9.1 | 9.3 | 8 | 7.8 | 8.4 | 6.8 | 8.4 | 7.8 | 7.9 | 7.9 | 8.1 | 6.9 | 68.38 | 141.74 | 114.3 | 0.77 | 38.69
2019 | 11 | 9 | 20:00 | 7509 | 10.1 | 8.9 | 9.1 | 8.4 | 9.3 | 9.8 | 8 | 7.8 | 8.4 | 6.8 | 8.4 | 7.8 | 7.9 | 7.9 | 8.1 | 6.9 | 68.38 | 141.74 | 114.3 | 0.77 | 38.69
2019 | 11 | 9 | 21:00 | 7510 | 10 | 7.8 | 9.3 | 8.5 | 9.3 | 10.4 | 8 | 7.8 | 8.4 | 6.8 | 8.4 | 7.8 | 7.9 | 7.9 | 8.1 | 6.9 | 68.38 | 141.74 | 114.3 | 0.77 | 38.69
2019 | 11 | 9 | 22:00 | 7511 | 10.3 | 8.5 | 9.5 | 8.8 | 9.4 | 10.2 | 8 | 7.8 | 8.4 | 6.8 | 8.4 | 7.8 | 7.9 | 7.9 | 8.1 | 6.9 | 68.38 | 141.74 | 114.3 | 0.77 | 38.69
2019 | 11 | 9 | 23:00 | 7512 | 10.2 | 9.2 | 9.7 | 9.1 | 9.4 | 10.5 | 8 | 7.8 | 8.4 | 6.8 | 8.4 | 7.8 | 7.9 | 7.9 | 8.1 | 6.9 | 68.38 | 141.74 | 114.3 | 0.77 | 38.69
2019 | 11 | 10 | 0:00 | 7513 | 10.1 | 9.1 | 9.9 | 9.3 | 8.8 | 10.5 | 8 | 7.8 | 8.6 | 7.1 | 8.2 | 7.7 | 8.6 | 8 | 8.3 | 7.1 | 70.34 | 150.4 | 116.21 | 0.95 | 32.56
2019 | 11 | 10 | 1:00 | 7514 | 10.4 | 9.2 | 9.9 | 9.3 | 8.9 | 10.7 | 8 | 7.8 | 8.6 | 7.1 | 8.2 | 7.7 | 8.6 | 8 | 8.3 | 7.1 | 70.34 | 150.4 | 116.21 | 0.95 | 32.56
2019 | 11 | 10 | 2:00 | 7515 | 10.7 | 9.4 | 9.5 | 9.4 | 9.1 | 10.8 | 8 | 7.8 | 8.6 | 7.1 | 8.2 | 7.7 | 8.6 | 8 | 8.3 | 7.1 | 70.34 | 150.4 | 116.21 | 0.95 | 32.56
2019 | 11 | 10 | 3:00 | 7516 | 10.2 | 9.3 | 9.6 | 9.4 | 9.6 | 10.9 | 8 | 7.8 | 8.6 | 7.1 | 8.2 | 7.7 | 8.6 | 8 | 8.3 | 7.1 | 70.34 | 150.4 | 116.21 | 0.95 | 32.56
2019 | 11 | 10 | 4:00 | 7517 | 9.8 | 9 | 9.8 | 8.4 | 9.5 | 10.7 | 8 | 7.8 | 8.6 | 7.1 | 8.2 | 7.7 | 8.6 | 8 | 8.3 | 7.1 | 70.34 | 150.4 | 116.21 | 0.95 | 32.56
2019 | 11 | 10 | 5:00 | 7518 | 9.4 | 8.9 | 10.2 | 8.1 | 8.7 | 10.3 | 8 | 7.8 | 8.6 | 7.1 | 8.2 | 7.7 | 8.6 | 8 | 8.3 | 7.1 | 70.34 | 150.4 | 116.21 | 0.95 | 32.56
2019 | 11 | 10 | 6:00 | 7519 | 8.8 | 7.5 | 10.3 | 7.9 | 8 | 9.9 | 8 | 7.8 | 8.6 | 7.1 | 8.2 | 7.7 | 8.6 | 8 | 8.3 | 7.1 | 70.34 | 150.4 | 116.21 | 0.95 | 32.56
2019 | 11 | 10 | 7:00 | 7520 | 8.2 | 7.3 | 10.1 | 8 | 7.2 | 9.8 | 8 | 7.8 | 8.6 | 7.1 | 8.2 | 7.7 | 8.6 | 8 | 8.3 | 7.1 | 70.34 | 150.4 | 116.21 | 0.95 | 32.56
2019 | 11 | 10 | 8:00 | 7521 | 8.5 | 8.2 | 10.2 | 7.9 | 7.5 | 9 | 8 | 7.8 | 8.6 | 7.1 | 8.2 | 7.7 | 8.6 | 8 | 8.3 | 7.1 | 70.34 | 150.4 | 116.21 | 0.95 | 32.56
2019 | 11 | 10 | 9:00 | 7522 | 8.6 | 8.6 | 9.8 | 8.4 | 8.4 | 8.8 | 8 | 7.8 | 8.6 | 7.1 | 8.2 | 7.7 | 8.6 | 8 | 8.3 | 7.1 | 70.34 | 150.4 | 116.21 | 0.95 | 32.56
2019 | 11 | 10 | 10:00 | 7523 | 8.9 | 8.4 | 10.1 | 9 | 9.1 | 8.4 | 8 | 7.8 | 8.6 | 7.1 | 8.2 | 7.7 | 8.6 | 8 | 8.3 | 7.1 | 70.34 | 150.4 | 116.21 | 0.95 | 32.56
2019 | 11 | 10 | 11:00 | 7524 | 8.9 | 8.3 | 10 | 9.1 | 9.4 | 8 | 8 | 7.8 | 8.6 | 7.1 | 8.2 | 7.7 | 8.6 | 8 | 8.3 | 7.1 | 70.34 | 150.4 | 116.21 | 0.95 | 32.56
2019 | 11 | 10 | 12:00 | 7525 | 8.8 | 8.3 | 9.9 | 9.8 | 9.6 | 7.9 | 8 | 7.8 | 8.6 | 7.1 | 8.2 | 7.7 | 8.6 | 8 | 8.3 | 7.1 | 70.34 | 150.4 | 116.21 | 0.95 | 32.56
2019 | 11 | 10 | 13:00 | 7526 | 8.3 | 8.3 | 9.5 | 9.2 | 9.2 | 7.6 | 8 | 7.8 | 8.6 | 7.1 | 8.2 | 7.7 | 8.6 | 8 | 8.3 | 7.1 | 70.34 | 150.4 | 116.21 | 0.95 | 32.56
2019 | 11 | 10 | 14:00 | 7527 | 7.6 | 7.8 | 9.3 | 8.2 | 9 | 7.4 | 8 | 7.8 | 8.6 | 7.1 | 8.2 | 7.7 | 8.6 | 8 | 8.3 | 7.1 | 70.34 | 150.4 | 116.21 | 0.95 | 32.56
2019 | 11 | 10 | 15:00 | 7528 | 7.4 | 7.2 | 8.9 | 7.5 | 8.7 | 7.1 | 8 | 7.8 | 8.6 | 7.1 | 8.2 | 7.7 | 8.6 | 8 | 8.3 | 7.1 | 70.34 | 150.4 | 116.21 | 0.95 | 32.56
2019 | 11 | 10 | 16:00 | 7529 | 6.6 | 6.9 | 8.8 | 7 | 8.4 | 7.1 | 8 | 7.8 | 8.6 | 7.1 | 8.2 | 7.7 | 8.6 | 8 | 8.3 | 7.1 | 70.34 | 150.4 | 116.21 | 0.95 | 32.56
2019 | 11 | 10 | 17:00 | 7530 | 6.8 | 6.6 | 8.8 | 6.9 | 8.1 | 6.9 | 8 | 7.8 | 8.6 | 7.1 | 8.2 | 7.7 | 8.6 | 8 | 8.3 | 7.1 | 70.34 | 150.4 | 116.21 | 0.95 | 32.56
2019 | 11 | 10 | 18:00 | 7531 | 6.4 | 6.3 | 9 | 6.9 | 7.5 | 6.6 | 8 | 7.8 | 8.6 | 7.1 | 8.2 | 7.7 | 8.6 | 8 | 8.3 | 7.1 | 70.34 | 150.4 | 116.21 | 0.95 | 32.56
2019 | 11 | 10 | 19:00 | 7532 | 6.2 | 6.3 | 8.7 | 6.3 | 7 | 6.5 | 8 | 7.8 | 8.6 | 7.1 | 8.2 | 7.7 | 8.6 | 8 | 8.3 | 7.1 | 70.34 | 150.4 | 116.21 | 0.95 | 32.56
2019 | 11 | 10 | 20:00 | 7533 | 5.9 | 6 | 8 | 5.9 | 6.6 | 6.3 | 8 | 7.8 | 8.6 | 7.1 | 8.2 | 7.7 | 8.6 | 8 | 8.3 | 7.1 | 70.34 | 150.4 | 116.21 | 0.95 | 32.56
2019 | 11 | 10 | 21:00 | 7534 | 5.5 | 6 | 6.7 | 5.8 | 5.9 | 6.2 | 8 | 7.8 | 8.6 | 7.1 | 8.2 | 7.7 | 8.6 | 8 | 8.3 | 7.1 | 70.34 | 150.4 | 116.21 | 0.95 | 32.56
2019 | 11 | 10 | 22:00 | 7535 | 5.6 | 5.8 | 5.6 | 5.7 | 5.5 | 6 | 8 | 7.8 | 8.6 | 7.1 | 8.2 | 7.7 | 8.6 | 8 | 8.3 | 7.1 | 70.34 | 150.4 | 116.21 | 0.95 | 32.56
2019 | 11 | 10 | 23:00 | 7536 | 5.4 | 5.7 | 5.7 | 5.8 | 5 | 6 | 8 | 7.8 | 8.6 | 7.1 | 8.2 | 7.7 | 8.6 | 8 | 8.3 | 7.1 | 70.34 | 150.4 | 116.21 | 0.95 | 32.56
2019 | 11 | 11 | 0:00 | 7537 | 5.5 | 5.6 | 5.9 | 5.7 | 5.3 | 5.9 | 9 | 7.8 | 8.4 | 6.9 | 8.1 | 7.4 | 7.7 | 7.8 | 7.7 | 7 | 72.85 | 154.61 | 118.33 | 0.87 | 29.25
2019 | 11 | 11 | 1:00 | 7538 | 5.5 | 5.6 | 5.7 | 5.3 | 5.5 | 5.8 | 9 | 7.8 | 8.4 | 6.9 | 8.1 | 7.4 | 7.7 | 7.8 | 7.7 | 7 | 72.85 | 154.61 | 118.33 | 0.87 | 29.25
2019 | 11 | 11 | 2:00 | 7539 | 5.2 | 5.5 | 5.6 | 4.7 | 5.3 | 5.7 | 9 | 7.8 | 8.4 | 6.9 | 8.1 | 7.4 | 7.7 | 7.8 | 7.7 | 7 | 72.85 | 154.61 | 118.33 | 0.87 | 29.25
2019 | 11 | 11 | 3:00 | 7540 | 5.3 | 5.4 | 5.3 | 4.3 | 5.1 | 5.7 | 9 | 7.8 | 8.4 | 6.9 | 8.1 | 7.4 | 7.7 | 7.8 | 7.7 | 7 | 72.85 | 154.61 | 118.33 | 0.87 | 29.25
2019 | 11 | 11 | 4:00 | 7541 | 5.3 | 5.2 | 5.4 | 3.5 | 5.1 | 5.7 | 9 | 7.8 | 8.4 | 6.9 | 8.1 | 7.4 | 7.7 | 7.8 | 7.7 | 7 | 72.85 | 154.61 | 118.33 | 0.87 | 29.25
2019 | 11 | 11 | 5:00 | 7542 | 5.2 | 5.1 | 5.5 | 2.5 | 5 | 5.7 | 9 | 7.8 | 8.4 | 6.9 | 8.1 | 7.4 | 7.7 | 7.8 | 7.7 | 7 | 72.85 | 154.61 | 118.33 | 0.87 | 29.25
2019 | 11 | 11 | 6:00 | 7543 | 5.2 | 5 | 5.2 | 2.6 | 4.6 | 5.4 | 9 | 7.8 | 8.4 | 6.9 | 8.1 | 7.4 | 7.7 | 7.8 | 7.7 | 7 | 72.85 | 154.61 | 118.33 | 0.87 | 29.25
2019 | 11 | 11 | 7:00 | 7544 | 5.4 | 5.1 | 5.4 | 1.7 | 4.6 | 5.5 | 9 | 7.8 | 8.4 | 6.9 | 8.1 | 7.4 | 7.7 | 7.8 | 7.7 | 7 | 72.85 | 154.61 | 118.33 | 0.87 | 29.25
2019 | 11 | 11 | 8:00 | 7545 | 5.7 | 5.5 | 6 | 3.4 | 4.7 | 5.7 | 9 | 7.8 | 8.4 | 6.9 | 8.1 | 7.4 | 7.7 | 7.8 | 7.7 | 7 | 72.85 | 154.61 | 118.33 | 0.87 | 29.25
2019 | 11 | 11 | 9:00 | 7546 | 6 | 6.2 | 7.1 | 4.9 | 5.2 | 5.9 | 9 | 7.8 | 8.4 | 6.9 | 8.1 | 7.4 | 7.7 | 7.8 | 7.7 | 7 | 72.85 | 154.61 | 118.33 | 0.87 | 29.25
2019 | 11 | 11 | 10:00 | 7547 | 6.8 | 7.1 | 8.6 | 6 | 6 | 6.2 | 9 | 7.8 | 8.4 | 6.9 | 8.1 | 7.4 | 7.7 | 7.8 | 7.7 | 7 | 72.85 | 154.61 | 118.33 | 0.87 | 29.25
2019 | 11 | 11 | 11:00 | 7548 | 7 | 7.5 | 7.6 | 6.2 | 7.2 | 6.6 | 9 | 7.8 | 8.4 | 6.9 | 8.1 | 7.4 | 7.7 | 7.8 | 7.7 | 7 | 72.85 | 154.61 | 118.33 | 0.87 | 29.25
2019 | 11 | 11 | 12:00 | 7549 | 7.5 | 7.3 | 7.7 | 6.5 | 7.3 | 6.4 | 9 | 7.8 | 8.4 | 6.9 | 8.1 | 7.4 | 7.7 | 7.8 | 7.7 | 7 | 72.85 | 154.61 | 118.33 | 0.87 | 29.25
2019 | 11 | 11 | 13:00 | 7550 | 7 | 6.6 | 7.7 | 6.4 | 7.1 | 7 | 9 | 7.8 | 8.4 | 6.9 | 8.1 | 7.4 | 7.7 | 7.8 | 7.7 | 7 | 72.85 | 154.61 | 118.33 | 0.87 | 29.25
2019 | 11 | 11 | 14:00 | 7551 | 6.9 | 6.7 | 7 | 6.2 | 6.2 | 6.2 | 9 | 7.8 | 8.4 | 6.9 | 8.1 | 7.4 | 7.7 | 7.8 | 7.7 | 7 | 72.85 | 154.61 | 118.33 | 0.87 | 29.25
2019 | 11 | 11 | 15:00 | 7552 | 6.3 | 6.1 | 4.9 | 4.6 | 5.9 | 5.5 | 9 | 7.8 | 8.4 | 6.9 | 8.1 | 7.4 | 7.7 | 7.8 | 7.7 | 7 | 72.85 | 154.61 | 118.33 | 0.87 | 29.25
2019 | 11 | 11 | 16:00 | 7553 | 5.9 | 5.6 | 6 | 2.9 | 4.5 | 5.2 | 9 | 7.8 | 8.4 | 6.9 | 8.1 | 7.4 | 7.7 | 7.8 | 7.7 | 7 | 72.85 | 154.61 | 118.33 | 0.87 | 29.25
2019 | 11 | 11 | 17:00 | 7554 | 5 | 4.8 | 4.8 | 1.5 | 4.6 | 4.9 | 9 | 7.8 | 8.4 | 6.9 | 8.1 | 7.4 | 7.7 | 7.8 | 7.7 | 7 | 72.85 | 154.61 | 118.33 | 0.87 | 29.25
2019 | 11 | 11 | 18:00 | 7555 | 3.5 | 4.9 | 5.9 | 0.9 | 5.3 | 4.6 | 9 | 7.8 | 8.4 | 6.9 | 8.1 | 7.4 | 7.7 | 7.8 | 7.7 | 7 | 72.85 | 154.61 | 118.33 | 0.87 | 29.25
2019 | 11 | 11 | 19:00 | 7556 | 4.1 | 3.8 | 6.3 | 0.3 | 4.6 | 4.3 | 9 | 7.8 | 8.4 | 6.9 | 8.1 | 7.4 | 7.7 | 7.8 | 7.7 | 7 | 72.85 | 154.61 | 118.33 | 0.87 | 29.25
2019 | 11 | 11 | 20:00 | 7557 | 3.5 | 2.2 | 5.1 | 0.4 | 3.2 | 3.1 | 9 | 7.8 | 8.4 | 6.9 | 8.1 | 7.4 | 7.7 | 7.8 | 7.7 | 7 | 72.85 | 154.61 | 118.33 | 0.87 | 29.25
2019 | 11 | 11 | 21:00 | 7558 | 2.6 | 1.3 | 4.1 | -0.1 | 3.2 | 2.6 | 9 | 7.8 | 8.4 | 6.9 | 8.1 | 7.4 | 7.7 | 7.8 | 7.7 | 7 | 72.85 | 154.61 | 118.33 | 0.87 | 29.25
2019 | 11 | 11 | 22:00 | 7559 | 2.4 | 0.4 | 3.5 | 1.5 | 2.5 | 1.9 | 9 | 7.8 | 8.4 | 6.9 | 8.1 | 7.4 | 7.7 | 7.8 | 7.7 | 7 | 72.85 | 154.61 | 118.33 | 0.87 | 29.25
2019 | 11 | 11 | 23:00 | 7560 | 2.1 | 0.6 | 3.2 | 1.7 | 2.2 | 2.2 | 9 | 7.8 | 8.4 | 6.9 | 8.1 | 7.4 | 7.7 | 7.8 | 7.7 | 7 | 72.85 | 154.61 | 118.33 | 0.87 | 29.25
2019 | 11 | 12 | 0:00 | 7561 | 2 | 0 | 2.7 | 2.6 | 2.9 | 2.3 | 6.6 | 7 | 7.7 | 5.9 | 8.1 | 7 | 7.3 | 7.3 | 7.2 | 6.6 | 75.46 | 154.79 | 120.77 | 0.95 | 25.63
2019 | 11 | 12 | 1:00 | 7562 | 1.7 | 0.5 | 1.8 | 2.8 | 3.2 | 2 | 6.6 | 7 | 7.7 | 5.9 | 8.1 | 7 | 7.3 | 7.3 | 7.2 | 6.6 | 75.46 | 154.79 | 120.77 | 0.95 | 25.63
2019 | 11 | 12 | 2:00 | 7563 | 2 | 1.2 | 1.1 | 2.4 | 3.2 | 1.6 | 6.6 | 7 | 7.7 | 5.9 | 8.1 | 7 | 7.3 | 7.3 | 7.2 | 6.6 | 75.46 | 154.79 | 120.77 | 0.95 | 25.63
2019 | 11 | 12 | 3:00 | 7564 | 2.6 | 1.5 | 1.4 | 2.8 | 2.8 | 1.7 | 6.6 | 7 | 7.7 | 5.9 | 8.1 | 7 | 7.3 | 7.3 | 7.2 | 6.6 | 75.46 | 154.79 | 120.77 | 0.95 | 25.63
2019 | 11 | 12 | 4:00 | 7565 | 3.3 | 2.1 | 1.3 | 3.1 | 2 | 1.6 | 6.6 | 7 | 7.7 | 5.9 | 8.1 | 7 | 7.3 | 7.3 | 7.2 | 6.6 | 75.46 | 154.79 | 120.77 | 0.95 | 25.63
2019 | 11 | 12 | 5:00 | 7566 | 3.8 | 2.7 | 1.9 | 3.1 | 2.1 | 1.6 | 6.6 | 7 | 7.7 | 5.9 | 8.1 | 7 | 7.3 | 7.3 | 7.2 | 6.6 | 75.46 | 154.79 | 120.77 | 0.95 | 25.63
2019 | 11 | 12 | 6:00 | 7567 | 4.1 | 3.2 | 2.4 | 3.3 | 2.4 | 1.9 | 6.6 | 7 | 7.7 | 5.9 | 8.1 | 7 | 7.3 | 7.3 | 7.2 | 6.6 | 75.46 | 154.79 | 120.77 | 0.95 | 25.63
2019 | 11 | 12 | 7:00 | 7568 | 4.3 | 3.9 | 3.2 | 3.7 | 2.9 | 2.8 | 6.6 | 7 | 7.7 | 5.9 | 8.1 | 7 | 7.3 | 7.3 | 7.2 | 6.6 | 75.46 | 154.79 | 120.77 | 0.95 | 25.63
2019 | 11 | 12 | 8:00 | 7569 | 5 | 4.7 | 4.7 | 4.1 | 3 | 3.5 | 6.6 | 7 | 7.7 | 5.9 | 8.1 | 7 | 7.3 | 7.3 | 7.2 | 6.6 | 75.46 | 154.79 | 120.77 | 0.95 | 25.63
2019 | 11 | 12 | 9:00 | 7570 | 6.1 | 5.4 | 5.5 | 4.3 | 3.1 | 4.7 | 6.6 | 7 | 7.7 | 5.9 | 8.1 | 7 | 7.3 | 7.3 | 7.2 | 6.6 | 75.46 | 154.79 | 120.77 | 0.95 | 25.63
2019 | 11 | 12 | 10:00 | 7571 | 6.4 | 6.2 | 5.8 | 4.3 | 4.4 | 5.5 | 6.6 | 7 | 7.7 | 5.9 | 8.1 | 7 | 7.3 | 7.3 | 7.2 | 6.6 | 75.46 | 154.79 | 120.77 | 0.95 | 25.63
2019 | 11 | 12 | 11:00 | 7572 | 7.4 | 7 | 6 | 4.5 | 5.1 | 6.2 | 6.6 | 7 | 7.7 | 5.9 | 8.1 | 7 | 7.3 | 7.3 | 7.2 | 6.6 | 75.46 | 154.79 | 120.77 | 0.95 | 25.63
2019 | 11 | 12 | 12:00 | 7573 | 8.3 | 7.4 | 6.4 | 5.2 | 5.5 | 6.5 | 6.6 | 7 | 7.7 | 5.9 | 8.1 | 7 | 7.3 | 7.3 | 7.2 | 6.6 | 75.46 | 154.79 | 120.77 | 0.95 | 25.63
2019 | 11 | 12 | 13:00 | 7574 | 8.5 | 7.8 | 7.1 | 5.9 | 6.2 | 6.7 | 6.6 | 7 | 7.7 | 5.9 | 8.1 | 7 | 7.3 | 7.3 | 7.2 | 6.6 | 75.46 | 154.79 | 120.77 | 0.95 | 25.63
2019 | 11 | 12 | 14:00 | 7575 | 8.1 | 7.5 | 7.3 | 6.5 | 6.4 | 6.4 | 6.6 | 7 | 7.7 | 5.9 | 8.1 | 7 | 7.3 | 7.3 | 7.2 | 6.6 | 75.46 | 154.79 | 120.77 | 0.95 | 25.63
2019 | 11 | 12 | 15:00 | 7576 | 8 | 7.3 | 7.6 | 6.5 | 6.7 | 6.3 | 6.6 | 7 | 7.7 | 5.9 | 8.1 | 7 | 7.3 | 7.3 | 7.2 | 6.6 | 75.46 | 154.79 | 120.77 | 0.95 | 25.63
2019 | 11 | 12 | 16:00 | 7577 | 8.3 | 7.2 | 7.7 | 7 | 7.2 | 6.7 | 6.6 | 7 | 7.7 | 5.9 | 8.1 | 7 | 7.3 | 7.3 | 7.2 | 6.6 | 75.46 | 154.79 | 120.77 | 0.95 | 25.63
2019 | 11 | 12 | 17:00 | 7578 | 8.3 | 7.6 | 7.7 | 7.3 | 7.3 | 6.9 | 6.6 | 7 | 7.7 | 5.9 | 8.1 | 7 | 7.3 | 7.3 | 7.2 | 6.6 | 75.46 | 154.79 | 120.77 | 0.95 | 25.63
2019 | 11 | 12 | 18:00 | 7579 | 8.2 | 8 | 7.7 | 7.4 | 7.3 | 6.8 | 6.6 | 7 | 7.7 | 5.9 | 8.1 | 7 | 7.3 | 7.3 | 7.2 | 6.6 | 75.46 | 154.79 | 120.77 | 0.95 | 25.63
2019 | 11 | 12 | 19:00 | 7580 | 8.2 | 7.9 | 7.8 | 7.5 | 7.4 | 6.9 | 6.6 | 7 | 7.7 | 5.9 | 8.1 | 7 | 7.3 | 7.3 | 7.2 | 6.6 | 75.46 | 154.79 | 120.77 | 0.95 | 25.63
2019 | 11 | 12 | 20:00 | 7581 | 7.7 | 7.8 | 7.8 | 7.6 | 7.7 | 6.9 | 6.6 | 7 | 7.7 | 5.9 | 8.1 | 7 | 7.3 | 7.3 | 7.2 | 6.6 | 75.46 | 154.79 | 120.77 | 0.95 | 25.63
2019 | 11 | 12 | 21:00 | 7582 | 7.7 | 7.5 | 7.8 | 7.4 | 7.9 | 7.2 | 6.6 | 7 | 7.7 | 5.9 | 8.1 | 7 | 7.3 | 7.3 | 7.2 | 6.6 | 75.46 | 154.79 | 120.77 | 0.95 | 25.63
2019 | 11 | 12 | 22:00 | 7583 | 7.9 | 7.6 | 7.7 | 7.3 | 7.7 | 7.4 | 6.6 | 7 | 7.7 | 5.9 | 8.1 | 7 | 7.3 | 7.3 | 7.2 | 6.6 | 75.46 | 154.79 | 120.77 | 0.95 | 25.63
2019 | 11 | 12 | 23:00 | 7584 | 7.9 | 7.5 | 7.4 | 7.4 | 7.9 | 7.4 | 6.6 | 7 | 7.7 | 5.9 | 8.1 | 7 | 7.3 | 7.3 | 7.2 | 6.6 | 75.46 | 154.79 | 120.77 | 0.95 | 25.63
2019 | 11 | 13 | 0:00 | 7585 | 8 | 7.7 | 7.7 | 7.6 | 7.6 | 7.6 | 8.2 | 7.1 | 7.9 | 5.7 | 7.7 | 7.5 | 8 | 7.2 | 7.9 | 6.5 | 76.83 | 159.1 | 123.14 | 1.06 | 23.32
2019 | 11 | 13 | 1:00 | 7586 | 8.3 | 7.7 | 7.6 | 7.5 | 7.6 | 7.7 | 8.2 | 7.1 | 7.9 | 5.7 | 7.7 | 7.5 | 8 | 7.2 | 7.9 | 6.5 | 76.83 | 159.1 | 123.14 | 1.06 | 23.32
2019 | 11 | 13 | 2:00 | 7587 | 8.9 | 8.1 | 7.6 | 7.5 | 7.5 | 8.1 | 8.2 | 7.1 | 7.9 | 5.7 | 7.7 | 7.5 | 8 | 7.2 | 7.9 | 6.5 | 76.83 | 159.1 | 123.14 | 1.06 | 23.32
2019 | 11 | 13 | 3:00 | 7588 | 9.5 | 8.7 | 7.8 | 7.3 | 7.6 | 8.7 | 8.2 | 7.1 | 7.9 | 5.7 | 7.7 | 7.5 | 8 | 7.2 | 7.9 | 6.5 | 76.83 | 159.1 | 123.14 | 1.06 | 23.32
2019 | 11 | 13 | 4:00 | 7589 | 9.8 | 9.1 | 8.2 | 7.3 | 8.1 | 9.1 | 8.2 | 7.1 | 7.9 | 5.7 | 7.7 | 7.5 | 8 | 7.2 | 7.9 | 6.5 | 76.83 | 159.1 | 123.14 | 1.06 | 23.32
2019 | 11 | 13 | 5:00 | 7590 | 10.1 | 9.3 | 8.8 | 7.7 | 8.5 | 9.6 | 8.2 | 7.1 | 7.9 | 5.7 | 7.7 | 7.5 | 8 | 7.2 | 7.9 | 6.5 | 76.83 | 159.1 | 123.14 | 1.06 | 23.32
2019 | 11 | 13 | 6:00 | 7591 | 10.4 | 9.7 | 9 | 8.3 | 9 | 9.9 | 8.2 | 7.1 | 7.9 | 5.7 | 7.7 | 7.5 | 8 | 7.2 | 7.9 | 6.5 | 76.83 | 159.1 | 123.14 | 1.06 | 23.32
2019 | 11 | 13 | 7:00 | 7592 | 10.7 | 10.2 | 9.3 | 8.9 | 9.3 | 10 | 8.2 | 7.1 | 7.9 | 5.7 | 7.7 | 7.5 | 8 | 7.2 | 7.9 | 6.5 | 76.83 | 159.1 | 123.14 | 1.06 | 23.32
2019 | 11 | 13 | 8:00 | 7593 | 11.1 | 10.7 | 9.8 | 9.1 | 9.7 | 10.2 | 8.2 | 7.1 | 7.9 | 5.7 | 7.7 | 7.5 | 8 | 7.2 | 7.9 | 6.5 | 76.83 | 159.1 | 123.14 | 1.06 | 23.32
2019 | 11 | 13 | 9:00 | 7594 | 11.3 | 11.2 | 10 | 9.4 | 10.1 | 10.5 | 8.2 | 7.1 | 7.9 | 5.7 | 7.7 | 7.5 | 8 | 7.2 | 7.9 | 6.5 | 76.83 | 159.1 | 123.14 | 1.06 | 23.32
2019 | 11 | 13 | 10:00 | 7595 | 11.9 | 11.3 | 10.1 | 9.7 | 10.6 | 11 | 8.2 | 7.1 | 7.9 | 5.7 | 7.7 | 7.5 | 8 | 7.2 | 7.9 | 6.5 | 76.83 | 159.1 | 123.14 | 1.06 | 23.32
2019 | 11 | 13 | 11:00 | 7596 | 12.6 | 11.8 | 9.8 | 9.8 | 10.9 | 11.4 | 8.2 | 7.1 | 7.9 | 5.7 | 7.7 | 7.5 | 8 | 7.2 | 7.9 | 6.5 | 76.83 | 159.1 | 123.14 | 1.06 | 23.32
2019 | 11 | 13 | 12:00 | 7597 | 12.8 | 12 | 10 | 9.9 | 10.8 | 11.9 | 8.2 | 7.1 | 7.9 | 5.7 | 7.7 | 7.5 | 8 | 7.2 | 7.9 | 6.5 | 76.83 | 159.1 | 123.14 | 1.06 | 23.32
2019 | 11 | 13 | 13:00 | 7598 | 12.6 | 12 | 10 | 9.9 | 10.8 | 11.8 | 8.2 | 7.1 | 7.9 | 5.7 | 7.7 | 7.5 | 8 | 7.2 | 7.9 | 6.5 | 76.83 | 159.1 | 123.14 | 1.06 | 23.32
2019 | 11 | 13 | 14:00 | 7599 | 12.4 | 12 | 10.1 | 9.8 | 10.8 | 11.5 | 8.2 | 7.1 | 7.9 | 5.7 | 7.7 | 7.5 | 8 | 7.2 | 7.9 | 6.5 | 76.83 | 159.1 | 123.14 | 1.06 | 23.32
2019 | 11 | 13 | 15:00 | 7600 | 12.4 | 11.7 | 10 | 9.9 | 10.6 | 10.9 | 8.2 | 7.1 | 7.9 | 5.7 | 7.7 | 7.5 | 8 | 7.2 | 7.9 | 6.5 | 76.83 | 159.1 | 123.14 | 1.06 | 23.32
2019 | 11 | 13 | 16:00 | 7601 | 12 | 11.8 | 10.3 | 9.9 | 10.4 | 11.3 | 8.2 | 7.1 | 7.9 | 5.7 | 7.7 | 7.5 | 8 | 7.2 | 7.9 | 6.5 | 76.83 | 159.1 | 123.14 | 1.06 | 23.32
2019 | 11 | 13 | 17:00 | 7602 | 11.5 | 11.5 | 10.3 | 9.9 | 10.4 | 12 | 8.2 | 7.1 | 7.9 | 5.7 | 7.7 | 7.5 | 8 | 7.2 | 7.9 | 6.5 | 76.83 | 159.1 | 123.14 | 1.06 | 23.32
2019 | 11 | 13 | 18:00 | 7603 | 12.9 | 11.6 | 10.7 | 10.4 | 10.7 | 11.8 | 8.2 | 7.1 | 7.9 | 5.7 | 7.7 | 7.5 | 8 | 7.2 | 7.9 | 6.5 | 76.83 | 159.1 | 123.14 | 1.06 | 23.32
2019 | 11 | 13 | 19:00 | 7604 | 12.3 | 11.4 | 10.5 | 10.4 | 10.9 | 11.5 | 8.2 | 7.1 | 7.9 | 5.7 | 7.7 | 7.5 | 8 | 7.2 | 7.9 | 6.5 | 76.83 | 159.1 | 123.14 | 1.06 | 23.32
2019 | 11 | 13 | 20:00 | 7605 | 11.8 | 12.2 | 10.5 | 10.5 | 10.9 | 11.3 | 8.2 | 7.1 | 7.9 | 5.7 | 7.7 | 7.5 | 8 | 7.2 | 7.9 | 6.5 | 76.83 | 159.1 | 123.14 | 1.06 | 23.32
2019 | 11 | 13 | 21:00 | 7606 | 11.6 | 11.4 | 10.4 | 10 | 10.9 | 11.1 | 8.2 | 7.1 | 7.9 | 5.7 | 7.7 | 7.5 | 8 | 7.2 | 7.9 | 6.5 | 76.83 | 159.1 | 123.14 | 1.06 | 23.32
2019 | 11 | 13 | 22:00 | 7607 | 11.5 | 11.5 | 10.2 | 9.1 | 10.9 | 10.8 | 8.2 | 7.1 | 7.9 | 5.7 | 7.7 | 7.5 | 8 | 7.2 | 7.9 | 6.5 | 76.83 | 159.1 | 123.14 | 1.06 | 23.32
2019 | 11 | 13 | 23:00 | 7608 | 11.4 | 11.4 | 9.9 | 8.4 | 11.1 | 10.3 | 8.2 | 7.1 | 7.9 | 5.7 | 7.7 | 7.5 | 8 | 7.2 | 7.9 | 6.5 | 76.83 | 159.1 | 123.14 | 1.06 | 23.32
2019 | 11 | 14 | 0:00 | 7609 | 11.2 | 11.3 | 10.4 | 9.6 | 10.6 | 10.1 | 9.2 | 7.8 | 8.5 | 6.6 | 7.4 | 7.9 | 8.4 | 7.5 | 8.1 | 6.9 | 79.85 | 167.77 | 127.52 | 1.14 | 27.29
2019 | 11 | 14 | 1:00 | 7610 | 11.3 | 11 | 11.1 | 10.2 | 11.1 | 9.9 | 9.2 | 7.8 | 8.5 | 6.6 | 7.4 | 7.9 | 8.4 | 7.5 | 8.1 | 6.9 | 79.85 | 167.77 | 127.52 | 1.14 | 27.29
2019 | 11 | 14 | 2:00 | 7611 | 11.6 | 11.1 | 11.3 | 10.7 | 11.1 | 9.8 | 9.2 | 7.8 | 8.5 | 6.6 | 7.4 | 7.9 | 8.4 | 7.5 | 8.1 | 6.9 | 79.85 | 167.77 | 127.52 | 1.14 | 27.29
2019 | 11 | 14 | 3:00 | 7612 | 11.6 | 11.2 | 11.7 | 10.8 | 11 | 9.8 | 9.2 | 7.8 | 8.5 | 6.6 | 7.4 | 7.9 | 8.4 | 7.5 | 8.1 | 6.9 | 79.85 | 167.77 | 127.52 | 1.14 | 27.29
2019 | 11 | 14 | 4:00 | 7613 | 11.7 | 11.2 | 11.4 | 11.2 | 11.1 | 9.7 | 9.2 | 7.8 | 8.5 | 6.6 | 7.4 | 7.9 | 8.4 | 7.5 | 8.1 | 6.9 | 79.85 | 167.77 | 127.52 | 1.14 | 27.29
2019 | 11 | 14 | 5:00 | 7614 | 11.6 | 11.3 | 10.4 | 11.4 | 11.2 | 9.8 | 9.2 | 7.8 | 8.5 | 6.6 | 7.4 | 7.9 | 8.4 | 7.5 | 8.1 | 6.9 | 79.85 | 167.77 | 127.52 | 1.14 | 27.29
2019 | 11 | 14 | 6:00 | 7615 | 11.5 | 11.3 | 10.1 | 11.5 | 11.5 | 9.8 | 9.2 | 7.8 | 8.5 | 6.6 | 7.4 | 7.9 | 8.4 | 7.5 | 8.1 | 6.9 | 79.85 | 167.77 | 127.52 | 1.14 | 27.29
2019 | 11 | 14 | 7:00 | 7616 | 11.8 | 11.5 | 9.7 | 11.6 | 11.7 | 10 | 9.2 | 7.8 | 8.5 | 6.6 | 7.4 | 7.9 | 8.4 | 7.5 | 8.1 | 6.9 | 79.85 | 167.77 | 127.52 | 1.14 | 27.29
2019 | 11 | 14 | 8:00 | 7617 | 12.3 | 11.9 | 8.9 | 11.4 | 12 | 10.3 | 9.2 | 7.8 | 8.5 | 6.6 | 7.4 | 7.9 | 8.4 | 7.5 | 8.1 | 6.9 | 79.85 | 167.77 | 127.52 | 1.14 | 27.29
2019 | 11 | 14 | 9:00 | 7618 | 12.3 | 12 | 8.9 | 10.6 | 11.9 | 10.9 | 9.2 | 7.8 | 8.5 | 6.6 | 7.4 | 7.9 | 8.4 | 7.5 | 8.1 | 6.9 | 79.85 | 167.77 | 127.52 | 1.14 | 27.29
2019 | 11 | 14 | 10:00 | 7619 | 11.9 | 11.5 | 8.3 | 10.5 | 10.8 | 11.3 | 9.2 | 7.8 | 8.5 | 6.6 | 7.4 | 7.9 | 8.4 | 7.5 | 8.1 | 6.9 | 79.85 | 167.77 | 127.52 | 1.14 | 27.29
2019 | 11 | 14 | 11:00 | 7620 | 9.9 | 9.7 | 8.4 | 9.9 | 10.1 | 11.2 | 9.2 | 7.8 | 8.5 | 6.6 | 7.4 | 7.9 | 8.4 | 7.5 | 8.1 | 6.9 | 79.85 | 167.77 | 127.52 | 1.14 | 27.29
2019 | 11 | 14 | 12:00 | 7621 | 9 | 8.3 | 8.9 | 8.6 | 9.5 | 11.1 | 9.2 | 7.8 | 8.5 | 6.6 | 7.4 | 7.9 | 8.4 | 7.5 | 8.1 | 6.9 | 79.85 | 167.77 | 127.52 | 1.14 | 27.29
2019 | 11 | 14 | 13:00 | 7622 | 8.4 | 7.3 | 8.2 | 8 | 9.2 | 10.8 | 9.2 | 7.8 | 8.5 | 6.6 | 7.4 | 7.9 | 8.4 | 7.5 | 8.1 | 6.9 | 79.85 | 167.77 | 127.52 | 1.14 | 27.29
2019 | 11 | 14 | 14:00 | 7623 | 7.7 | 7.1 | 7.7 | 7.6 | 8.7 | 10.1 | 9.2 | 7.8 | 8.5 | 6.6 | 7.4 | 7.9 | 8.4 | 7.5 | 8.1 | 6.9 | 79.85 | 167.77 | 127.52 | 1.14 | 27.29
2019 | 11 | 14 | 15:00 | 7624 | 7.2 | 6.9 | 7 | 7.2 | 8.1 | 9.9 | 9.2 | 7.8 | 8.5 | 6.6 | 7.4 | 7.9 | 8.4 | 7.5 | 8.1 | 6.9 | 79.85 | 167.77 | 127.52 | 1.14 | 27.29
2019 | 11 | 14 | 16:00 | 7625 | 7 | 6.9 | 7.2 | 5.5 | 8 | 9.1 | 9.2 | 7.8 | 8.5 | 6.6 | 7.4 | 7.9 | 8.4 | 7.5 | 8.1 | 6.9 | 79.85 | 167.77 | 127.52 | 1.14 | 27.29
2019 | 11 | 14 | 17:00 | 7626 | 6.7 | 6.9 | 5.9 | 2.9 | 7 | 8.1 | 9.2 | 7.8 | 8.5 | 6.6 | 7.4 | 7.9 | 8.4 | 7.5 | 8.1 | 6.9 | 79.85 | 167.77 | 127.52 | 1.14 | 27.29
2019 | 11 | 14 | 18:00 | 7627 | 6.3 | 6.7 | 4.4 | 2 | 5.7 | 7.1 | 9.2 | 7.8 | 8.5 | 6.6 | 7.4 | 7.9 | 8.4 | 7.5 | 8.1 | 6.9 | 79.85 | 167.77 | 127.52 | 1.14 | 27.29
2019 | 11 | 14 | 19:00 | 7628 | 6.2 | 6.1 | 4.3 | 1.8 | 4.4 | 7.2 | 9.2 | 7.8 | 8.5 | 6.6 | 7.4 | 7.9 | 8.4 | 7.5 | 8.1 | 6.9 | 79.85 | 167.77 | 127.52 | 1.14 | 27.29
2019 | 11 | 14 | 20:00 | 7629 | 6.1 | 6.4 | 4.1 | 1.6 | 3.1 | 7 | 9.2 | 7.8 | 8.5 | 6.6 | 7.4 | 7.9 | 8.4 | 7.5 | 8.1 | 6.9 | 79.85 | 167.77 | 127.52 | 1.14 | 27.29
2019 | 11 | 14 | 21:00 | 7630 | 6.2 | 6.4 | 3.8 | 0.3 | 2.4 | 7 | 9.2 | 7.8 | 8.5 | 6.6 | 7.4 | 7.9 | 8.4 | 7.5 | 8.1 | 6.9 | 79.85 | 167.77 | 127.52 | 1.14 | 27.29
2019 | 11 | 14 | 22:00 | 7631 | 6.6 | 5.7 | 3.5 | -0.1 | 1.7 | 7.2 | 9.2 | 7.8 | 8.5 | 6.6 | 7.4 | 7.9 | 8.4 | 7.5 | 8.1 | 6.9 | 79.85 | 167.77 | 127.52 | 1.14 | 27.29
2019 | 11 | 14 | 23:00 | 7632 | 6.8 | 5.9 | 3.2 | -0.5 | 1.1 | 7.4 | 9.2 | 7.8 | 8.5 | 6.6 | 7.4 | 7.9 | 8.4 | 7.5 | 8.1 | 6.9 | 79.85 | 167.77 | 127.52 | 1.14 | 27.29
2019 | 11 | 15 | 0:00 | 7633 | 7 | 6.2 | 3.2 | -0.3 | 1.5 | 7.5 | 8 | 7.8 | 8 | 5.7 | 6.6 | 8.3 | 8.9 | 7.3 | 7.7 | 6.4 | 87.22 | 166.57 | 130.66 | 1.1 | 28.38
2019 | 11 | 15 | 1:00 | 7634 | 7.4 | 6.4 | 3.4 | -0.5 | 1.4 | 7.6 | 8 | 7.8 | 8 | 5.7 | 6.6 | 8.3 | 8.9 | 7.3 | 7.7 | 6.4 | 87.22 | 166.57 | 130.66 | 1.1 | 28.38
2019 | 11 | 15 | 2:00 | 7635 | 7.7 | 6.6 | 3.6 | -0.9 | 1.3 | 7.7 | 8 | 7.8 | 8 | 5.7 | 6.6 | 8.3 | 8.9 | 7.3 | 7.7 | 6.4 | 87.22 | 166.57 | 130.66 | 1.1 | 28.38
2019 | 11 | 15 | 3:00 | 7636 | 7.9 | 6.8 | 3.1 | -1.1 | 1.9 | 7.6 | 8 | 7.8 | 8 | 5.7 | 6.6 | 8.3 | 8.9 | 7.3 | 7.7 | 6.4 | 87.22 | 166.57 | 130.66 | 1.1 | 28.38
2019 | 11 | 15 | 4:00 | 7637 | 8 | 6.9 | 2.8 | -0.9 | 2.2 | 6.8 | 8 | 7.8 | 8 | 5.7 | 6.6 | 8.3 | 8.9 | 7.3 | 7.7 | 6.4 | 87.22 | 166.57 | 130.66 | 1.1 | 28.38
2019 | 11 | 15 | 5:00 | 7638 | 8 | 7.1 | 3 | -0.3 | 2.5 | 6.5 | 8 | 7.8 | 8 | 5.7 | 6.6 | 8.3 | 8.9 | 7.3 | 7.7 | 6.4 | 87.22 | 166.57 | 130.66 | 1.1 | 28.38
2019 | 11 | 15 | 6:00 | 7639 | 7.3 | 7.5 | 3.6 | 1.6 | 3.6 | 6.3 | 8 | 7.8 | 8 | 5.7 | 6.6 | 8.3 | 8.9 | 7.3 | 7.7 | 6.4 | 87.22 | 166.57 | 130.66 | 1.1 | 28.38
2019 | 11 | 15 | 7:00 | 7640 | 7 | 7.9 | 4.5 | 1.9 | 4.7 | 6.1 | 8 | 7.8 | 8 | 5.7 | 6.6 | 8.3 | 8.9 | 7.3 | 7.7 | 6.4 | 87.22 | 166.57 | 130.66 | 1.1 | 28.38
2019 | 11 | 15 | 8:00 | 7641 | 6.9 | 7.7 | 5 | 3 | 5 | 6.3 | 8 | 7.8 | 8 | 5.7 | 6.6 | 8.3 | 8.9 | 7.3 | 7.7 | 6.4 | 87.22 | 166.57 | 130.66 | 1.1 | 28.38
2019 | 11 | 15 | 9:00 | 7642 | 7.1 | 7.5 | 5.8 | 4.6 | 5.5 | 6.6 | 8 | 7.8 | 8 | 5.7 | 6.6 | 8.3 | 8.9 | 7.3 | 7.7 | 6.4 | 87.22 | 166.57 | 130.66 | 1.1 | 28.38
2019 | 11 | 15 | 10:00 | 7643 | 7.3 | 7.5 | 6.8 | 5 | 6.1 | 7 | 8 | 7.8 | 8 | 5.7 | 6.6 | 8.3 | 8.9 | 7.3 | 7.7 | 6.4 | 87.22 | 166.57 | 130.66 | 1.1 | 28.38
2019 | 11 | 15 | 11:00 | 7644 | 7.5 | 7.8 | 7.2 | 4.9 | 6.3 | 6.9 | 8 | 7.8 | 8 | 5.7 | 6.6 | 8.3 | 8.9 | 7.3 | 7.7 | 6.4 | 87.22 | 166.57 | 130.66 | 1.1 | 28.38
2019 | 11 | 15 | 12:00 | 7645 | 7.5 | 7.7 | 7.6 | 5.3 | 6.7 | 7 | 8 | 7.8 | 8 | 5.7 | 6.6 | 8.3 | 8.9 | 7.3 | 7.7 | 6.4 | 87.22 | 166.57 | 130.66 | 1.1 | 28.38
2019 | 11 | 15 | 13:00 | 7646 | 7.3 | 7.7 | 7.7 | 5.4 | 7 | 6.8 | 8 | 7.8 | 8 | 5.7 | 6.6 | 8.3 | 8.9 | 7.3 | 7.7 | 6.4 | 87.22 | 166.57 | 130.66 | 1.1 | 28.38
2019 | 11 | 15 | 14:00 | 7647 | 7.2 | 7.6 | 7.7 | 5.6 | 7.2 | 6.7 | 8 | 7.8 | 8 | 5.7 | 6.6 | 8.3 | 8.9 | 7.3 | 7.7 | 6.4 | 87.22 | 166.57 | 130.66 | 1.1 | 28.38
2019 | 11 | 15 | 15:00 | 7648 | 7.1 | 7.3 | 7.5 | 5.5 | 7.1 | 6.5 | 8 | 7.8 | 8 | 5.7 | 6.6 | 8.3 | 8.9 | 7.3 | 7.7 | 6.4 | 87.22 | 166.57 | 130.66 | 1.1 | 28.38
2019 | 11 | 15 | 16:00 | 7649 | 7 | 7.3 | 7.7 | 5.8 | 6.9 | 6.3 | 8 | 7.8 | 8 | 5.7 | 6.6 | 8.3 | 8.9 | 7.3 | 7.7 | 6.4 | 87.22 | 166.57 | 130.66 | 1.1 | 28.38
2019 | 11 | 15 | 17:00 | 7650 | 7.1 | 7.2 | 8 | 6.1 | 6.7 | 6.1 | 8 | 7.8 | 8 | 5.7 | 6.6 | 8.3 | 8.9 | 7.3 | 7.7 | 6.4 | 87.22 | 166.57 | 130.66 | 1.1 | 28.38
2019 | 11 | 15 | 18:00 | 7651 | 7.1 | 7.1 | 7.8 | 6.5 | 6.5 | 6 | 8 | 7.8 | 8 | 5.7 | 6.6 | 8.3 | 8.9 | 7.3 | 7.7 | 6.4 | 87.22 | 166.57 | 130.66 | 1.1 | 28.38
2019 | 11 | 15 | 19:00 | 7652 | 6.5 | 7 | 7.8 | 6.3 | 6.3 | 5.8 | 8 | 7.8 | 8 | 5.7 | 6.6 | 8.3 | 8.9 | 7.3 | 7.7 | 6.4 | 87.22 | 166.57 | 130.66 | 1.1 | 28.38
2019 | 11 | 15 | 20:00 | 7653 | 6.7 | 6.9 | 7.6 | 6.3 | 6.2 | 5.5 | 8 | 7.8 | 8 | 5.7 | 6.6 | 8.3 | 8.9 | 7.3 | 7.7 | 6.4 | 87.22 | 166.57 | 130.66 | 1.1 | 28.38
2019 | 11 | 15 | 21:00 | 7654 | 6.4 | 6.6 | 7.5 | 6 | 6.1 | 5.3 | 8 | 7.8 | 8 | 5.7 | 6.6 | 8.3 | 8.9 | 7.3 | 7.7 | 6.4 | 87.22 | 166.57 | 130.66 | 1.1 | 28.38
2019 | 11 | 15 | 22:00 | 7655 | 6.2 | 6.4 | 7.3 | 5.9 | 6.1 | 5.1 | 8 | 7.8 | 8 | 5.7 | 6.6 | 8.3 | 8.9 | 7.3 | 7.7 | 6.4 | 87.22 | 166.57 | 130.66 | 1.1 | 28.38
2019 | 11 | 15 | 23:00 | 7656 | 6.2 | 6.3 | 7 | 5.9 | 6 | 5 | 8 | 7.8 | 8 | 5.7 | 6.6 | 8.3 | 8.9 | 7.3 | 7.7 | 6.4 | 87.22 | 166.57 | 130.66 | 1.1 | 28.38
2019 | 11 | 16 | 0:00 | 7657 | 6.2 | 6.1 | 6.8 | 5.9 | 6 | 5.1 | 8.4 | 7.7 | 7.8 | 5.3 | 5.1 | 8.4 | 8.8 | 7 | 7.7 | 6.4 | 89.29 | 169.5 | 138.73 | 1.14 | 28.41
2019 | 11 | 16 | 1:00 | 7658 | 6.3 | 6.1 | 6.9 | 5.9 | 5.8 | 5.1 | 8.4 | 7.7 | 7.8 | 5.3 | 5.1 | 8.4 | 8.8 | 7 | 7.7 | 6.4 | 89.29 | 169.5 | 138.73 | 1.14 | 28.41
2019 | 11 | 16 | 2:00 | 7659 | 6.3 | 6.2 | 6.9 | 5.9 | 5.7 | 5 | 8.4 | 7.7 | 7.8 | 5.3 | 5.1 | 8.4 | 8.8 | 7 | 7.7 | 6.4 | 89.29 | 169.5 | 138.73 | 1.14 | 28.41
2019 | 11 | 16 | 3:00 | 7660 | 6.3 | 6.3 | 6.9 | 6 | 5.7 | 4.9 | 8.4 | 7.7 | 7.8 | 5.3 | 5.1 | 8.4 | 8.8 | 7 | 7.7 | 6.4 | 89.29 | 169.5 | 138.73 | 1.14 | 28.41
2019 | 11 | 16 | 4:00 | 7661 | 6.2 | 6.3 | 6.8 | 5.9 | 5.7 | 5 | 8.4 | 7.7 | 7.8 | 5.3 | 5.1 | 8.4 | 8.8 | 7 | 7.7 | 6.4 | 89.29 | 169.5 | 138.73 | 1.14 | 28.41
2019 | 11 | 16 | 5:00 | 7662 | 6.2 | 6 | 6.7 | 5.8 | 5.6 | 5.1 | 8.4 | 7.7 | 7.8 | 5.3 | 5.1 | 8.4 | 8.8 | 7 | 7.7 | 6.4 | 89.29 | 169.5 | 138.73 | 1.14 | 28.41
2019 | 11 | 16 | 6:00 | 7663 | 6.2 | 6 | 7 | 5.8 | 5.7 | 5.3 | 8.4 | 7.7 | 7.8 | 5.3 | 5.1 | 8.4 | 8.8 | 7 | 7.7 | 6.4 | 89.29 | 169.5 | 138.73 | 1.14 | 28.41
2019 | 11 | 16 | 7:00 | 7664 | 6.2 | 6.1 | 6.9 | 5.9 | 5.8 | 5.7 | 8.4 | 7.7 | 7.8 | 5.3 | 5.1 | 8.4 | 8.8 | 7 | 7.7 | 6.4 | 89.29 | 169.5 | 138.73 | 1.14 | 28.41
2019 | 11 | 16 | 8:00 | 7665 | 6.4 | 6.2 | 7 | 5.9 | 6 | 6.1 | 8.4 | 7.7 | 7.8 | 5.3 | 5.1 | 8.4 | 8.8 | 7 | 7.7 | 6.4 | 89.29 | 169.5 | 138.73 | 1.14 | 28.41
2019 | 11 | 16 | 9:00 | 7666 | 6.7 | 6.4 | 7.1 | 6.1 | 6.2 | 6.3 | 8.4 | 7.7 | 7.8 | 5.3 | 5.1 | 8.4 | 8.8 | 7 | 7.7 | 6.4 | 89.29 | 169.5 | 138.73 | 1.14 | 28.41
2019 | 11 | 16 | 10:00 | 7667 | 7.1 | 6.8 | 7.4 | 6.4 | 6.4 | 6.4 | 8.4 | 7.7 | 7.8 | 5.3 | 5.1 | 8.4 | 8.8 | 7 | 7.7 | 6.4 | 89.29 | 169.5 | 138.73 | 1.14 | 28.41
2019 | 11 | 16 | 11:00 | 7668 | 7.5 | 7.1 | 7.7 | 6.6 | 6.3 | 6.9 | 8.4 | 7.7 | 7.8 | 5.3 | 5.1 | 8.4 | 8.8 | 7 | 7.7 | 6.4 | 89.29 | 169.5 | 138.73 | 1.14 | 28.41
2019 | 11 | 16 | 12:00 | 7669 | 8 | 7.5 | 8.1 | 6.8 | 6.4 | 7.1 | 8.4 | 7.7 | 7.8 | 5.3 | 5.1 | 8.4 | 8.8 | 7 | 7.7 | 6.4 | 89.29 | 169.5 | 138.73 | 1.14 | 28.41
2019 | 11 | 16 | 13:00 | 7670 | 8.2 | 7.9 | 8.2 | 6.7 | 6.5 | 7.1 | 8.4 | 7.7 | 7.8 | 5.3 | 5.1 | 8.4 | 8.8 | 7 | 7.7 | 6.4 | 89.29 | 169.5 | 138.73 | 1.14 | 28.41
2019 | 11 | 16 | 14:00 | 7671 | 8.3 | 8.1 | 8.2 | 6.6 | 6.7 | 7.3 | 8.4 | 7.7 | 7.8 | 5.3 | 5.1 | 8.4 | 8.8 | 7 | 7.7 | 6.4 | 89.29 | 169.5 | 138.73 | 1.14 | 28.41
2019 | 11 | 16 | 15:00 | 7672 | 8.5 | 8.4 | 8.6 | 6.7 | 7 | 7.3 | 8.4 | 7.7 | 7.8 | 5.3 | 5.1 | 8.4 | 8.8 | 7 | 7.7 | 6.4 | 89.29 | 169.5 | 138.73 | 1.14 | 28.41
2019 | 11 | 16 | 16:00 | 7673 | 8.7 | 8.6 | 9 | 7 | 7.4 | 7.5 | 8.4 | 7.7 | 7.8 | 5.3 | 5.1 | 8.4 | 8.8 | 7 | 7.7 | 6.4 | 89.29 | 169.5 | 138.73 | 1.14 | 28.41
2019 | 11 | 16 | 17:00 | 7674 | 8.8 | 8.7 | 9.3 | 7.5 | 7.8 | 7.6 | 8.4 | 7.7 | 7.8 | 5.3 | 5.1 | 8.4 | 8.8 | 7 | 7.7 | 6.4 | 89.29 | 169.5 | 138.73 | 1.14 | 28.41
2019 | 11 | 16 | 18:00 | 7675 | 8.8 | 8.6 | 9.3 | 8 | 8.2 | 7.7 | 8.4 | 7.7 | 7.8 | 5.3 | 5.1 | 8.4 | 8.8 | 7 | 7.7 | 6.4 | 89.29 | 169.5 | 138.73 | 1.14 | 28.41
2019 | 11 | 16 | 19:00 | 7676 | 8.9 | 8.6 | 10.1 | 8.5 | 8.5 | 7.8 | 8.4 | 7.7 | 7.8 | 5.3 | 5.1 | 8.4 | 8.8 | 7 | 7.7 | 6.4 | 89.29 | 169.5 | 138.73 | 1.14 | 28.41
2019 | 11 | 16 | 20:00 | 7677 | 9 | 8.7 | 10.2 | 8.9 | 8.7 | 7.9 | 8.4 | 7.7 | 7.8 | 5.3 | 5.1 | 8.4 | 8.8 | 7 | 7.7 | 6.4 | 89.29 | 169.5 | 138.73 | 1.14 | 28.41
2019 | 11 | 16 | 21:00 | 7678 | 9 | 8.5 | 10.1 | 9.1 | 8.8 | 8 | 8.4 | 7.7 | 7.8 | 5.3 | 5.1 | 8.4 | 8.8 | 7 | 7.7 | 6.4 | 89.29 | 169.5 | 138.73 | 1.14 | 28.41
2019 | 11 | 16 | 22:00 | 7679 | 8.8 | 8.7 | 10 | 9 | 8.6 | 8.2 | 8.4 | 7.7 | 7.8 | 5.3 | 5.1 | 8.4 | 8.8 | 7 | 7.7 | 6.4 | 89.29 | 169.5 | 138.73 | 1.14 | 28.41
2019 | 11 | 16 | 23:00 | 7680 | 8.8 | 8.3 | 10 | 8.8 | 8.3 | 8.2 | 8.4 | 7.7 | 7.8 | 5.3 | 5.1 | 8.4 | 8.8 | 7 | 7.7 | 6.4 | 89.29 | 169.5 | 138.73 | 1.14 | 28.41
2019 | 11 | 17 | 0:00 | 7681 | 8.6 | 7.9 | 10.6 | 8.5 | 8 | 8.2 | 8.4 | 8 | 7.8 | 5.4 | 3.3 | 8.3 | 8 | 6.8 | 7.8 | 6.5 | 88.16 | 178.22 | 144.01 | 1.17 | 25.49
2019 | 11 | 17 | 1:00 | 7682 | 8.5 | 7.5 | 9.9 | 8.8 | 7.6 | 7.8 | 8.4 | 8 | 7.8 | 5.4 | 3.3 | 8.3 | 8 | 6.8 | 7.8 | 6.5 | 88.16 | 178.22 | 144.01 | 1.17 | 25.49
2019 | 11 | 17 | 2:00 | 7683 | 8.2 | 6.9 | 9.1 | 9.5 | 7.4 | 7.7 | 8.4 | 8 | 7.8 | 5.4 | 3.3 | 8.3 | 8 | 6.8 | 7.8 | 6.5 | 88.16 | 178.22 | 144.01 | 1.17 | 25.49
2019 | 11 | 17 | 3:00 | 7684 | 7.5 | 6.3 | 8.8 | 9 | 7.6 | 7.3 | 8.4 | 8 | 7.8 | 5.4 | 3.3 | 8.3 | 8 | 6.8 | 7.8 | 6.5 | 88.16 | 178.22 | 144.01 | 1.17 | 25.49
2019 | 11 | 17 | 4:00 | 7685 | 7.3 | 5.2 | 8.1 | 8.7 | 8.1 | 7.4 | 8.4 | 8 | 7.8 | 5.4 | 3.3 | 8.3 | 8 | 6.8 | 7.8 | 6.5 | 88.16 | 178.22 | 144.01 | 1.17 | 25.49
2019 | 11 | 17 | 5:00 | 7686 | 7.3 | 4 | 7.8 | 7.2 | 8.3 | 7.5 | 8.4 | 8 | 7.8 | 5.4 | 3.3 | 8.3 | 8 | 6.8 | 7.8 | 6.5 | 88.16 | 178.22 | 144.01 | 1.17 | 25.49
2019 | 11 | 17 | 6:00 | 7687 | 7 | 3.3 | 8.1 | 4.7 | 8 | 7.5 | 8.4 | 8 | 7.8 | 5.4 | 3.3 | 8.3 | 8 | 6.8 | 7.8 | 6.5 | 88.16 | 178.22 | 144.01 | 1.17 | 25.49
2019 | 11 | 17 | 7:00 | 7688 | 6.7 | 6.1 | 7 | 5.8 | 7.8 | 7.3 | 8.4 | 8 | 7.8 | 5.4 | 3.3 | 8.3 | 8 | 6.8 | 7.8 | 6.5 | 88.16 | 178.22 | 144.01 | 1.17 | 25.49
2019 | 11 | 17 | 8:00 | 7689 | 6.5 | 6.5 | 7.6 | 7.2 | 7.7 | 7.4 | 8.4 | 8 | 7.8 | 5.4 | 3.3 | 8.3 | 8 | 6.8 | 7.8 | 6.5 | 88.16 | 178.22 | 144.01 | 1.17 | 25.49
2019 | 11 | 17 | 9:00 | 7690 | 6.8 | 7 | 8.3 | 7.8 | 8.4 | 7.6 | 8.4 | 8 | 7.8 | 5.4 | 3.3 | 8.3 | 8 | 6.8 | 7.8 | 6.5 | 88.16 | 178.22 | 144.01 | 1.17 | 25.49
2019 | 11 | 17 | 10:00 | 7691 | 7.1 | 7.3 | 8.4 | 8.7 | 8.8 | 7.7 | 8.4 | 8 | 7.8 | 5.4 | 3.3 | 8.3 | 8 | 6.8 | 7.8 | 6.5 | 88.16 | 178.22 | 144.01 | 1.17 | 25.49
2019 | 11 | 17 | 11:00 | 7692 | 7.6 | 7.2 | 9.5 | 9.1 | 8.7 | 8.1 | 8.4 | 8 | 7.8 | 5.4 | 3.3 | 8.3 | 8 | 6.8 | 7.8 | 6.5 | 88.16 | 178.22 | 144.01 | 1.17 | 25.49
2019 | 11 | 17 | 12:00 | 7693 | 8 | 7.2 | 10.2 | 9.4 | 8.4 | 8.6 | 8.4 | 8 | 7.8 | 5.4 | 3.3 | 8.3 | 8 | 6.8 | 7.8 | 6.5 | 88.16 | 178.22 | 144.01 | 1.17 | 25.49
2019 | 11 | 17 | 13:00 | 7694 | 8.3 | 7.8 | 9.1 | 9 | 8.1 | 8.7 | 8.4 | 8 | 7.8 | 5.4 | 3.3 | 8.3 | 8 | 6.8 | 7.8 | 6.5 | 88.16 | 178.22 | 144.01 | 1.17 | 25.49
2019 | 11 | 17 | 14:00 | 7695 | 8.5 | 7.8 | 8.2 | 8.3 | 7.9 | 8.7 | 8.4 | 8 | 7.8 | 5.4 | 3.3 | 8.3 | 8 | 6.8 | 7.8 | 6.5 | 88.16 | 178.22 | 144.01 | 1.17 | 25.49
2019 | 11 | 17 | 15:00 | 7696 | 8.6 | 7.9 | 8 | 7 | 8.1 | 8.8 | 8.4 | 8 | 7.8 | 5.4 | 3.3 | 8.3 | 8 | 6.8 | 7.8 | 6.5 | 88.16 | 178.22 | 144.01 | 1.17 | 25.49
2019 | 11 | 17 | 16:00 | 7697 | 8.8 | 8.2 | 7.6 | 5.4 | 7.8 | 8.9 | 8.4 | 8 | 7.8 | 5.4 | 3.3 | 8.3 | 8 | 6.8 | 7.8 | 6.5 | 88.16 | 178.22 | 144.01 | 1.17 | 25.49
2019 | 11 | 17 | 17:00 | 7698 | 9.1 | 8.3 | 8 | 6.7 | 7.7 | 9 | 8.4 | 8 | 7.8 | 5.4 | 3.3 | 8.3 | 8 | 6.8 | 7.8 | 6.5 | 88.16 | 178.22 | 144.01 | 1.17 | 25.49
2019 | 11 | 17 | 18:00 | 7699 | 9.1 | 8.7 | 8.3 | 7.3 | 7.6 | 8.4 | 8.4 | 8 | 7.8 | 5.4 | 3.3 | 8.3 | 8 | 6.8 | 7.8 | 6.5 | 88.16 | 178.22 | 144.01 | 1.17 | 25.49
2019 | 11 | 17 | 19:00 | 7700 | 8.8 | 8.9 | 7.8 | 7.6 | 7.7 | 8.4 | 8.4 | 8 | 7.8 | 5.4 | 3.3 | 8.3 | 8 | 6.8 | 7.8 | 6.5 | 88.16 | 178.22 | 144.01 | 1.17 | 25.49
2019 | 11 | 17 | 20:00 | 7701 | 9 | 8.6 | 7.8 | 7.4 | 7.8 | 8.5 | 8.4 | 8 | 7.8 | 5.4 | 3.3 | 8.3 | 8 | 6.8 | 7.8 | 6.5 | 88.16 | 178.22 | 144.01 | 1.17 | 25.49
2019 | 11 | 17 | 21:00 | 7702 | 9.3 | 8.8 | 7.8 | 7.4 | 7.9 | 9 | 8.4 | 8 | 7.8 | 5.4 | 3.3 | 8.3 | 8 | 6.8 | 7.8 | 6.5 | 88.16 | 178.22 | 144.01 | 1.17 | 25.49
2019 | 11 | 17 | 22:00 | 7703 | 9.6 | 8.8 | 8.1 | 7.4 | 8.3 | 9.5 | 8.4 | 8 | 7.8 | 5.4 | 3.3 | 8.3 | 8 | 6.8 | 7.8 | 6.5 | 88.16 | 178.22 | 144.01 | 1.17 | 25.49
2019 | 11 | 17 | 23:00 | 7704 | 9.6 | 8.7 | 8.5 | 7.6 | 8.2 | 9.6 | 8.4 | 8 | 7.8 | 5.4 | 3.3 | 8.3 | 8 | 6.8 | 7.8 | 6.5 | 88.16 | 178.22 | 144.01 | 1.17 | 25.49
2019 | 11 | 18 | 0:00 | 7705 | 9.6 | 8.7 | 8.8 | 7.8 | 7.5 | 9.8 | 8.8 | 8 | 7.9 | 5.4 | 2.2 | 8.3 | 8.6 | 6.7 | 7.8 | 6.7 | 88.22 | 177.05 | 144.85 | 1.19 | 23.97
2019 | 11 | 18 | 1:00 | 7706 | 9.8 | 8.9 | 9.1 | 7.7 | 7.2 | 9.8 | 8.8 | 8 | 7.9 | 5.4 | 2.2 | 8.3 | 8.6 | 6.7 | 7.8 | 6.7 | 88.22 | 177.05 | 144.85 | 1.19 | 23.97
2019 | 11 | 18 | 2:00 | 7707 | 9.9 | 9.1 | 9.2 | 7.9 | 7.6 | 9.8 | 8.8 | 8 | 7.9 | 5.4 | 2.2 | 8.3 | 8.6 | 6.7 | 7.8 | 6.7 | 88.22 | 177.05 | 144.85 | 1.19 | 23.97
2019 | 11 | 18 | 3:00 | 7708 | 10.2 | 9.7 | 9.4 | 7.9 | 7.8 | 9.7 | 8.8 | 8 | 7.9 | 5.4 | 2.2 | 8.3 | 8.6 | 6.7 | 7.8 | 6.7 | 88.22 | 177.05 | 144.85 | 1.19 | 23.97
2019 | 11 | 18 | 4:00 | 7709 | 10.2 | 10 | 8.9 | 7.9 | 7.8 | 9.4 | 8.8 | 8 | 7.9 | 5.4 | 2.2 | 8.3 | 8.6 | 6.7 | 7.8 | 6.7 | 88.22 | 177.05 | 144.85 | 1.19 | 23.97
2019 | 11 | 18 | 5:00 | 7710 | 10.1 | 10.1 | 8.4 | 8 | 7.9 | 9.2 | 8.8 | 8 | 7.9 | 5.4 | 2.2 | 8.3 | 8.6 | 6.7 | 7.8 | 6.7 | 88.22 | 177.05 | 144.85 | 1.19 | 23.97
2019 | 11 | 18 | 6:00 | 7711 | 10 | 9.9 | 8.4 | 8.1 | 8.1 | 9 | 8.8 | 8 | 7.9 | 5.4 | 2.2 | 8.3 | 8.6 | 6.7 | 7.8 | 6.7 | 88.22 | 177.05 | 144.85 | 1.19 | 23.97
2019 | 11 | 18 | 7:00 | 7712 | 9.9 | 9.8 | 8.6 | 8.3 | 8.4 | 8.7 | 8.8 | 8 | 7.9 | 5.4 | 2.2 | 8.3 | 8.6 | 6.7 | 7.8 | 6.7 | 88.22 | 177.05 | 144.85 | 1.19 | 23.97
2019 | 11 | 18 | 8:00 | 7713 | 9.8 | 9.8 | 9.1 | 8.5 | 9 | 8.8 | 8.8 | 8 | 7.9 | 5.4 | 2.2 | 8.3 | 8.6 | 6.7 | 7.8 | 6.7 | 88.22 | 177.05 | 144.85 | 1.19 | 23.97
2019 | 11 | 18 | 9:00 | 7714 | 9.5 | 9.8 | 10.6 | 8.8 | 9.2 | 8.8 | 8.8 | 8 | 7.9 | 5.4 | 2.2 | 8.3 | 8.6 | 6.7 | 7.8 | 6.7 | 88.22 | 177.05 | 144.85 | 1.19 | 23.97
2019 | 11 | 18 | 10:00 | 7715 | 9.4 | 9.5 | 11.5 | 9.2 | 9.3 | 8.6 | 8.8 | 8 | 7.9 | 5.4 | 2.2 | 8.3 | 8.6 | 6.7 | 7.8 | 6.7 | 88.22 | 177.05 | 144.85 | 1.19 | 23.97
2019 | 11 | 18 | 11:00 | 7716 | 9.2 | 9.2 | 11.9 | 9.5 | 9.3 | 8.3 | 8.8 | 8 | 7.9 | 5.4 | 2.2 | 8.3 | 8.6 | 6.7 | 7.8 | 6.7 | 88.22 | 177.05 | 144.85 | 1.19 | 23.97
2019 | 11 | 18 | 12:00 | 7717 | 9.3 | 9.2 | 11.2 | 9.6 | 9.3 | 8.3 | 8.8 | 8 | 7.9 | 5.4 | 2.2 | 8.3 | 8.6 | 6.7 | 7.8 | 6.7 | 88.22 | 177.05 | 144.85 | 1.19 | 23.97
2019 | 11 | 18 | 13:00 | 7718 | 8.9 | 9.1 | 10.7 | 9.7 | 9.3 | 7.8 | 8.8 | 8 | 7.9 | 5.4 | 2.2 | 8.3 | 8.6 | 6.7 | 7.8 | 6.7 | 88.22 | 177.05 | 144.85 | 1.19 | 23.97
2019 | 11 | 18 | 14:00 | 7719 | 8.4 | 8.7 | 10.2 | 9.4 | 8.9 | 7.8 | 8.8 | 8 | 7.9 | 5.4 | 2.2 | 8.3 | 8.6 | 6.7 | 7.8 | 6.7 | 88.22 | 177.05 | 144.85 | 1.19 | 23.97
2019 | 11 | 18 | 15:00 | 7720 | 7.8 | 8.2 | 9.2 | 9 | 8.7 | 7.8 | 8.8 | 8 | 7.9 | 5.4 | 2.2 | 8.3 | 8.6 | 6.7 | 7.8 | 6.7 | 88.22 | 177.05 | 144.85 | 1.19 | 23.97
2019 | 11 | 18 | 16:00 | 7721 | 7.2 | 7.8 | 8.5 | 8.8 | 8.7 | 7.2 | 8.8 | 8 | 7.9 | 5.4 | 2.2 | 8.3 | 8.6 | 6.7 | 7.8 | 6.7 | 88.22 | 177.05 | 144.85 | 1.19 | 23.97
2019 | 11 | 18 | 17:00 | 7722 | 6.7 | 6.4 | 8.2 | 8.4 | 8.2 | 6.3 | 8.8 | 8 | 7.9 | 5.4 | 2.2 | 8.3 | 8.6 | 6.7 | 7.8 | 6.7 | 88.22 | 177.05 | 144.85 | 1.19 | 23.97
2019 | 11 | 18 | 18:00 | 7723 | 6.1 | 6 | 8 | 8.4 | 7.9 | 5.9 | 8.8 | 8 | 7.9 | 5.4 | 2.2 | 8.3 | 8.6 | 6.7 | 7.8 | 6.7 | 88.22 | 177.05 | 144.85 | 1.19 | 23.97
2019 | 11 | 18 | 19:00 | 7724 | 5.8 | 5.3 | 8.1 | 8 | 7.1 | 5.8 | 8.8 | 8 | 7.9 | 5.4 | 2.2 | 8.3 | 8.6 | 6.7 | 7.8 | 6.7 | 88.22 | 177.05 | 144.85 | 1.19 | 23.97
2019 | 11 | 18 | 20:00 | 7725 | 6.4 | 5.4 | 8.1 | 7.9 | 6.9 | 5.4 | 8.8 | 8 | 7.9 | 5.4 | 2.2 | 8.3 | 8.6 | 6.7 | 7.8 | 6.7 | 88.22 | 177.05 | 144.85 | 1.19 | 23.97
2019 | 11 | 18 | 21:00 | 7726 | 6.6 | 6.3 | 7.9 | 7.7 | 7.2 | 5.2 | 8.8 | 8 | 7.9 | 5.4 | 2.2 | 8.3 | 8.6 | 6.7 | 7.8 | 6.7 | 88.22 | 177.05 | 144.85 | 1.19 | 23.97
2019 | 11 | 18 | 22:00 | 7727 | 6.9 | 6.9 | 7.9 | 7.2 | 6.9 | 4.5 | 8.8 | 8 | 7.9 | 5.4 | 2.2 | 8.3 | 8.6 | 6.7 | 7.8 | 6.7 | 88.22 | 177.05 | 144.85 | 1.19 | 23.97
2019 | 11 | 18 | 23:00 | 7728 | 6.9 | 7 | 8 | 7.1 | 6.8 | 4.2 | 8.8 | 8 | 7.9 | 5.4 | 2.2 | 8.3 | 8.6 | 6.7 | 7.8 | 6.7 | 88.22 | 177.05 | 144.85 | 1.19 | 23.97
2019 | 11 | 19 | 0:00 | 7729 | 6.8 | 6.9 | 8.1 | 7.2 | 7.1 | 3.8 | 8.2 | 8.1 | 7.9 | 5.5 | 1.6 | 8.1 | 7.4 | 6.4 | 7.5 | 6.8 | 86.31 | 169.21 | 143.08 | 1.21 | 23.06
2019 | 11 | 19 | 1:00 | 7730 | 6.7 | 6.8 | 8.4 | 7.5 | 7.1 | 3.3 | 8.2 | 8.1 | 7.9 | 5.5 | 1.6 | 8.1 | 7.4 | 6.4 | 7.5 | 6.8 | 86.31 | 169.21 | 143.08 | 1.21 | 23.06
2019 | 11 | 19 | 2:00 | 7731 | 6 | 6.4 | 8.9 | 7.6 | 7.1 | 3.2 | 8.2 | 8.1 | 7.9 | 5.5 | 1.6 | 8.1 | 7.4 | 6.4 | 7.5 | 6.8 | 86.31 | 169.21 | 143.08 | 1.21 | 23.06
2019 | 11 | 19 | 3:00 | 7732 | 5.9 | 6.3 | 8.3 | 7.6 | 7 | 3.2 | 8.2 | 8.1 | 7.9 | 5.5 | 1.6 | 8.1 | 7.4 | 6.4 | 7.5 | 6.8 | 86.31 | 169.21 | 143.08 | 1.21 | 23.06
2019 | 11 | 19 | 4:00 | 7733 | 6.1 | 6.3 | 8.6 | 7.7 | 7 | 3.2 | 8.2 | 8.1 | 7.9 | 5.5 | 1.6 | 8.1 | 7.4 | 6.4 | 7.5 | 6.8 | 86.31 | 169.21 | 143.08 | 1.21 | 23.06
2019 | 11 | 19 | 5:00 | 7734 | 6.2 | 6.3 | 8.9 | 7.5 | 6.9 | 3.2 | 8.2 | 8.1 | 7.9 | 5.5 | 1.6 | 8.1 | 7.4 | 6.4 | 7.5 | 6.8 | 86.31 | 169.21 | 143.08 | 1.21 | 23.06
2019 | 11 | 19 | 6:00 | 7735 | 6.3 | 6.4 | 9.2 | 7.7 | 6.8 | 3.5 | 8.2 | 8.1 | 7.9 | 5.5 | 1.6 | 8.1 | 7.4 | 6.4 | 7.5 | 6.8 | 86.31 | 169.21 | 143.08 | 1.21 | 23.06
2019 | 11 | 19 | 7:00 | 7736 | 6.5 | 6.6 | 8.1 | 7.8 | 6.7 | 3.7 | 8.2 | 8.1 | 7.9 | 5.5 | 1.6 | 8.1 | 7.4 | 6.4 | 7.5 | 6.8 | 86.31 | 169.21 | 143.08 | 1.21 | 23.06
2019 | 11 | 19 | 8:00 | 7737 | 6.8 | 7.1 | 7.9 | 8.1 | 7 | 4 | 8.2 | 8.1 | 7.9 | 5.5 | 1.6 | 8.1 | 7.4 | 6.4 | 7.5 | 6.8 | 86.31 | 169.21 | 143.08 | 1.21 | 23.06
2019 | 11 | 19 | 9:00 | 7738 | 8.1 | 7.9 | 8.9 | 8.9 | 7.6 | 4.5 | 8.2 | 8.1 | 7.9 | 5.5 | 1.6 | 8.1 | 7.4 | 6.4 | 7.5 | 6.8 | 86.31 | 169.21 | 143.08 | 1.21 | 23.06
2019 | 11 | 19 | 10:00 | 7739 | 9 | 8.7 | 9.4 | 8.9 | 8.4 | 5 | 8.2 | 8.1 | 7.9 | 5.5 | 1.6 | 8.1 | 7.4 | 6.4 | 7.5 | 6.8 | 86.31 | 169.21 | 143.08 | 1.21 | 23.06
2019 | 11 | 19 | 11:00 | 7740 | 9.4 | 9.5 | 10.1 | 9.2 | 9.2 | 5.9 | 8.2 | 8.1 | 7.9 | 5.5 | 1.6 | 8.1 | 7.4 | 6.4 | 7.5 | 6.8 | 86.31 | 169.21 | 143.08 | 1.21 | 23.06
2019 | 11 | 19 | 12:00 | 7741 | 9.5 | 8.9 | 10.5 | 9.6 | 9.5 | 5.9 | 8.2 | 8.1 | 7.9 | 5.5 | 1.6 | 8.1 | 7.4 | 6.4 | 7.5 | 6.8 | 86.31 | 169.21 | 143.08 | 1.21 | 23.06
2019 | 11 | 19 | 13:00 | 7742 | 9.1 | 8.8 | 10.1 | 9.2 | 9.3 | 6.2 | 8.2 | 8.1 | 7.9 | 5.5 | 1.6 | 8.1 | 7.4 | 6.4 | 7.5 | 6.8 | 86.31 | 169.21 | 143.08 | 1.21 | 23.06
2019 | 11 | 19 | 14:00 | 7743 | 7.7 | 7.7 | 9.8 | 8.3 | 7.9 | 6.1 | 8.2 | 8.1 | 7.9 | 5.5 | 1.6 | 8.1 | 7.4 | 6.4 | 7.5 | 6.8 | 86.31 | 169.21 | 143.08 | 1.21 | 23.06
2019 | 11 | 19 | 15:00 | 7744 | 7 | 6.7 | 9.1 | 7.3 | 7 | 6 | 8.2 | 8.1 | 7.9 | 5.5 | 1.6 | 8.1 | 7.4 | 6.4 | 7.5 | 6.8 | 86.31 | 169.21 | 143.08 | 1.21 | 23.06
2019 | 11 | 19 | 16:00 | 7745 | 6.7 | 5.7 | 8.8 | 6.6 | 6.5 | 5.9 | 8.2 | 8.1 | 7.9 | 5.5 | 1.6 | 8.1 | 7.4 | 6.4 | 7.5 | 6.8 | 86.31 | 169.21 | 143.08 | 1.21 | 23.06
2019 | 11 | 19 | 17:00 | 7746 | 6.3 | 5.6 | 8.5 | 5.9 | 6.8 | 5.6 | 8.2 | 8.1 | 7.9 | 5.5 | 1.6 | 8.1 | 7.4 | 6.4 | 7.5 | 6.8 | 86.31 | 169.21 | 143.08 | 1.21 | 23.06
2019 | 11 | 19 | 18:00 | 7747 | 6.2 | 5.9 | 7.9 | 5.7 | 6.6 | 5.4 | 8.2 | 8.1 | 7.9 | 5.5 | 1.6 | 8.1 | 7.4 | 6.4 | 7.5 | 6.8 | 86.31 | 169.21 | 143.08 | 1.21 | 23.06
2019 | 11 | 19 | 19:00 | 7748 | 6.2 | 5.7 | 7.6 | 5.7 | 6.5 | 5 | 8.2 | 8.1 | 7.9 | 5.5 | 1.6 | 8.1 | 7.4 | 6.4 | 7.5 | 6.8 | 86.31 | 169.21 | 143.08 | 1.21 | 23.06
2019 | 11 | 19 | 20:00 | 7749 | 6.1 | 5.3 | 7.5 | 5.1 | 6.5 | 4.9 | 8.2 | 8.1 | 7.9 | 5.5 | 1.6 | 8.1 | 7.4 | 6.4 | 7.5 | 6.8 | 86.31 | 169.21 | 143.08 | 1.21 | 23.06
2019 | 11 | 19 | 21:00 | 7750 | 5.9 | 5.6 | 7.2 | 5 | 6.5 | 4.9 | 8.2 | 8.1 | 7.9 | 5.5 | 1.6 | 8.1 | 7.4 | 6.4 | 7.5 | 6.8 | 86.31 | 169.21 | 143.08 | 1.21 | 23.06
2019 | 11 | 19 | 22:00 | 7751 | 5.9 | 5.6 | 6.7 | 4.6 | 6.5 | 4.6 | 8.2 | 8.1 | 7.9 | 5.5 | 1.6 | 8.1 | 7.4 | 6.4 | 7.5 | 6.8 | 86.31 | 169.21 | 143.08 | 1.21 | 23.06
2019 | 11 | 19 | 23:00 | 7752 | 5.6 | 5.6 | 6.1 | 4.1 | 6.2 | 4.3 | 8.2 | 8.1 | 7.9 | 5.5 | 1.6 | 8.1 | 7.4 | 6.4 | 7.5 | 6.8 | 86.31 | 169.21 | 143.08 | 1.21 | 23.06
2019 | 11 | 20 | 0:00 | 7753 | 5.4 | 5.4 | 6 | 3.4 | 6.1 | 4.1 | 8 | 7.8 | 7.4 | 5.1 | 1.7 | 7.9 | 7.8 | 6.1 | 7.3 | 6.5 | 84.67 | 174.27 | 141.05 | 1.21 | 21.47
2019 | 11 | 20 | 1:00 | 7754 | 5.2 | 5.2 | 5.6 | 5.4 | 5.8 | 3.9 | 8 | 7.8 | 7.4 | 5.1 | 1.7 | 7.9 | 7.8 | 6.1 | 7.3 | 6.5 | 84.67 | 174.27 | 141.05 | 1.21 | 21.47
2019 | 11 | 20 | 2:00 | 7755 | 4.9 | 5.1 | 4.9 | 5.7 | 5.6 | 3.7 | 8 | 7.8 | 7.4 | 5.1 | 1.7 | 7.9 | 7.8 | 6.1 | 7.3 | 6.5 | 84.67 | 174.27 | 141.05 | 1.21 | 21.47
2019 | 11 | 20 | 3:00 | 7756 | 4.8 | 4.6 | 4.7 | 5.5 | 5.2 | 3.4 | 8 | 7.8 | 7.4 | 5.1 | 1.7 | 7.9 | 7.8 | 6.1 | 7.3 | 6.5 | 84.67 | 174.27 | 141.05 | 1.21 | 21.47
2019 | 11 | 20 | 4:00 | 7757 | 4.5 | 4.5 | 4.6 | 5.4 | 4.9 | 3.2 | 8 | 7.8 | 7.4 | 5.1 | 1.7 | 7.9 | 7.8 | 6.1 | 7.3 | 6.5 | 84.67 | 174.27 | 141.05 | 1.21 | 21.47
2019 | 11 | 20 | 5:00 | 7758 | 4.1 | 4.3 | 4.8 | 5.2 | 4.7 | 3 | 8 | 7.8 | 7.4 | 5.1 | 1.7 | 7.9 | 7.8 | 6.1 | 7.3 | 6.5 | 84.67 | 174.27 | 141.05 | 1.21 | 21.47
2019 | 11 | 20 | 6:00 | 7759 | 3.8 | 4.1 | 4.7 | 5 | 4.6 | 3 | 8 | 7.8 | 7.4 | 5.1 | 1.7 | 7.9 | 7.8 | 6.1 | 7.3 | 6.5 | 84.67 | 174.27 | 141.05 | 1.21 | 21.47
2019 | 11 | 20 | 7:00 | 7760 | 4.1 | 4.2 | 4.9 | 4.8 | 4.4 | 3.3 | 8 | 7.8 | 7.4 | 5.1 | 1.7 | 7.9 | 7.8 | 6.1 | 7.3 | 6.5 | 84.67 | 174.27 | 141.05 | 1.21 | 21.47
2019 | 11 | 20 | 8:00 | 7761 | 4.6 | 4.2 | 5.2 | 4.8 | 4.4 | 3.6 | 8 | 7.8 | 7.4 | 5.1 | 1.7 | 7.9 | 7.8 | 6.1 | 7.3 | 6.5 | 84.67 | 174.27 | 141.05 | 1.21 | 21.47
2019 | 11 | 20 | 9:00 | 7762 | 5.2 | 4.3 | 5.9 | 4.8 | 4.3 | 4.1 | 8 | 7.8 | 7.4 | 5.1 | 1.7 | 7.9 | 7.8 | 6.1 | 7.3 | 6.5 | 84.67 | 174.27 | 141.05 | 1.21 | 21.47
2019 | 11 | 20 | 10:00 | 7763 | 5.6 | 4.5 | 6.2 | 5 | 4.3 | 4.8 | 8 | 7.8 | 7.4 | 5.1 | 1.7 | 7.9 | 7.8 | 6.1 | 7.3 | 6.5 | 84.67 | 174.27 | 141.05 | 1.21 | 21.47
2019 | 11 | 20 | 11:00 | 7764 | 5.8 | 4.6 | 6.4 | 5.5 | 4.3 | 5.3 | 8 | 7.8 | 7.4 | 5.1 | 1.7 | 7.9 | 7.8 | 6.1 | 7.3 | 6.5 | 84.67 | 174.27 | 141.05 | 1.21 | 21.47
2019 | 11 | 20 | 12:00 | 7765 | 5.9 | 5 | 6.3 | 5.3 | 4.2 | 5.5 | 8 | 7.8 | 7.4 | 5.1 | 1.7 | 7.9 | 7.8 | 6.1 | 7.3 | 6.5 | 84.67 | 174.27 | 141.05 | 1.21 | 21.47
2019 | 11 | 20 | 13:00 | 7766 | 5.9 | 5.5 | 6.1 | 4.9 | 4.1 | 5.7 | 8 | 7.8 | 7.4 | 5.1 | 1.7 | 7.9 | 7.8 | 6.1 | 7.3 | 6.5 | 84.67 | 174.27 | 141.05 | 1.21 | 21.47
2019 | 11 | 20 | 14:00 | 7767 | 6.2 | 5.9 | 5.9 | 4.8 | 4 | 5.7 | 8 | 7.8 | 7.4 | 5.1 | 1.7 | 7.9 | 7.8 | 6.1 | 7.3 | 6.5 | 84.67 | 174.27 | 141.05 | 1.21 | 21.47
2019 | 11 | 20 | 15:00 | 7768 | 6.2 | 6.1 | 5.6 | 4.5 | 4.3 | 6.1 | 8 | 7.8 | 7.4 | 5.1 | 1.7 | 7.9 | 7.8 | 6.1 | 7.3 | 6.5 | 84.67 | 174.27 | 141.05 | 1.21 | 21.47
2019 | 11 | 20 | 16:00 | 7769 | 6.3 | 6 | 5.6 | 4.2 | 4.4 | 6.1 | 8 | 7.8 | 7.4 | 5.1 | 1.7 | 7.9 | 7.8 | 6.1 | 7.3 | 6.5 | 84.67 | 174.27 | 141.05 | 1.21 | 21.47
2019 | 11 | 20 | 17:00 | 7770 | 6.4 | 6.3 | 5.8 | 4.3 | 5 | 5.8 | 8 | 7.8 | 7.4 | 5.1 | 1.7 | 7.9 | 7.8 | 6.1 | 7.3 | 6.5 | 84.67 | 174.27 | 141.05 | 1.21 | 21.47
2019 | 11 | 20 | 18:00 | 7771 | 6.8 | 6.5 | 6.2 | 4.4 | 5.5 | 5.6 | 8 | 7.8 | 7.4 | 5.1 | 1.7 | 7.9 | 7.8 | 6.1 | 7.3 | 6.5 | 84.67 | 174.27 | 141.05 | 1.21 | 21.47
2019 | 11 | 20 | 19:00 | 7772 | 6.6 | 6.6 | 6.6 | 4.8 | 6 | 5.3 | 8 | 7.8 | 7.4 | 5.1 | 1.7 | 7.9 | 7.8 | 6.1 | 7.3 | 6.5 | 84.67 | 174.27 | 141.05 | 1.21 | 21.47
2019 | 11 | 20 | 20:00 | 7773 | 6.2 | 6.2 | 6.9 | 5.1 | 6.1 | 5.2 | 8 | 7.8 | 7.4 | 5.1 | 1.7 | 7.9 | 7.8 | 6.1 | 7.3 | 6.5 | 84.67 | 174.27 | 141.05 | 1.21 | 21.47
2019 | 11 | 20 | 21:00 | 7774 | 5.8 | 5.8 | 7 | 5.6 | 6.1 | 5 | 8 | 7.8 | 7.4 | 5.1 | 1.7 | 7.9 | 7.8 | 6.1 | 7.3 | 6.5 | 84.67 | 174.27 | 141.05 | 1.21 | 21.47
2019 | 11 | 20 | 22:00 | 7775 | 5.8 | 5.6 | 7.1 | 6.1 | 6 | 4.3 | 8 | 7.8 | 7.4 | 5.1 | 1.7 | 7.9 | 7.8 | 6.1 | 7.3 | 6.5 | 84.67 | 174.27 | 141.05 | 1.21 | 21.47
2019 | 11 | 20 | 23:00 | 7776 | 5.4 | 5.5 | 7.2 | 6.1 | 5.6 | 3.7 | 8 | 7.8 | 7.4 | 5.1 | 1.7 | 7.9 | 7.8 | 6.1 | 7.3 | 6.5 | 84.67 | 174.27 | 141.05 | 1.21 | 21.47
2019 | 11 | 21 | 0:00 | 7777 | 4.7 | 5.3 | 6.8 | 5.8 | 5.1 | 3 | 7.4 | 7.7 | 7.3 | 4.9 | 1.9 | 7.4 | 6.4 | 5.6 | 6.7 | 6.3 | 83.32 | 170.42 | 140.19 | 1.23 | 19.79
2019 | 11 | 21 | 1:00 | 7778 | 3.9 | 5.1 | 6.8 | 5.9 | 5 | 2.6 | 7.4 | 7.7 | 7.3 | 4.9 | 1.9 | 7.4 | 6.4 | 5.6 | 6.7 | 6.3 | 83.32 | 170.42 | 140.19 | 1.23 | 19.79
2019 | 11 | 21 | 2:00 | 7779 | 3.8 | 4.4 | 6.3 | 5.1 | 5.1 | 2.4 | 7.4 | 7.7 | 7.3 | 4.9 | 1.9 | 7.4 | 6.4 | 5.6 | 6.7 | 6.3 | 83.32 | 170.42 | 140.19 | 1.23 | 19.79
2019 | 11 | 21 | 3:00 | 7780 | 3.2 | 4.1 | 6.2 | 4.9 | 4.7 | 2.1 | 7.4 | 7.7 | 7.3 | 4.9 | 1.9 | 7.4 | 6.4 | 5.6 | 6.7 | 6.3 | 83.32 | 170.42 | 140.19 | 1.23 | 19.79
2019 | 11 | 21 | 4:00 | 7781 | 2.8 | 3.6 | 6.2 | 5.1 | 3.4 | 1.9 | 7.4 | 7.7 | 7.3 | 4.9 | 1.9 | 7.4 | 6.4 | 5.6 | 6.7 | 6.3 | 83.32 | 170.42 | 140.19 | 1.23 | 19.79
2019 | 11 | 21 | 5:00 | 7782 | 2.8 | 3.2 | 6.1 | 5 | 3.2 | 1.9 | 7.4 | 7.7 | 7.3 | 4.9 | 1.9 | 7.4 | 6.4 | 5.6 | 6.7 | 6.3 | 83.32 | 170.42 | 140.19 | 1.23 | 19.79
2019 | 11 | 21 | 6:00 | 7783 | 2.7 | 3.1 | 6 | 3.9 | 2.9 | 1.9 | 7.4 | 7.7 | 7.3 | 4.9 | 1.9 | 7.4 | 6.4 | 5.6 | 6.7 | 6.3 | 83.32 | 170.42 | 140.19 | 1.23 | 19.79
2019 | 11 | 21 | 7:00 | 7784 | 2.8 | 3 | 5.5 | 3.6 | 2.6 | 2 | 7.4 | 7.7 | 7.3 | 4.9 | 1.9 | 7.4 | 6.4 | 5.6 | 6.7 | 6.3 | 83.32 | 170.42 | 140.19 | 1.23 | 19.79
2019 | 11 | 21 | 8:00 | 7785 | 3.1 | 3.1 | 5.3 | 3.4 | 2.6 | 2.3 | 7.4 | 7.7 | 7.3 | 4.9 | 1.9 | 7.4 | 6.4 | 5.6 | 6.7 | 6.3 | 83.32 | 170.42 | 140.19 | 1.23 | 19.79
2019 | 11 | 21 | 9:00 | 7786 | 3.2 | 3.2 | 5.3 | 3.3 | 2.9 | 2.5 | 7.4 | 7.7 | 7.3 | 4.9 | 1.9 | 7.4 | 6.4 | 5.6 | 6.7 | 6.3 | 83.32 | 170.42 | 140.19 | 1.23 | 19.79
2019 | 11 | 21 | 10:00 | 7787 | 3.2 | 3.4 | 5.3 | 3.2 | 3.3 | 2.6 | 7.4 | 7.7 | 7.3 | 4.9 | 1.9 | 7.4 | 6.4 | 5.6 | 6.7 | 6.3 | 83.32 | 170.42 | 140.19 | 1.23 | 19.79
2019 | 11 | 21 | 11:00 | 7788 | 3.5 | 3.5 | 5.4 | 3.5 | 3.5 | 2.8 | 7.4 | 7.7 | 7.3 | 4.9 | 1.9 | 7.4 | 6.4 | 5.6 | 6.7 | 6.3 | 83.32 | 170.42 | 140.19 | 1.23 | 19.79
2019 | 11 | 21 | 12:00 | 7789 | 3.8 | 3.6 | 5 | 3.8 | 3.8 | 3 | 7.4 | 7.7 | 7.3 | 4.9 | 1.9 | 7.4 | 6.4 | 5.6 | 6.7 | 6.3 | 83.32 | 170.42 | 140.19 | 1.23 | 19.79
2019 | 11 | 21 | 13:00 | 7790 | 3.9 | 3.7 | 4.8 | 3.9 | 3.9 | 3.1 | 7.4 | 7.7 | 7.3 | 4.9 | 1.9 | 7.4 | 6.4 | 5.6 | 6.7 | 6.3 | 83.32 | 170.42 | 140.19 | 1.23 | 19.79
2019 | 11 | 21 | 14:00 | 7791 | 4 | 3.8 | 4.8 | 4 | 3.7 | 3.2 | 7.4 | 7.7 | 7.3 | 4.9 | 1.9 | 7.4 | 6.4 | 5.6 | 6.7 | 6.3 | 83.32 | 170.42 | 140.19 | 1.23 | 19.79
2019 | 11 | 21 | 15:00 | 7792 | 4.2 | 3.8 | 4.8 | 4 | 3.7 | 3.4 | 7.4 | 7.7 | 7.3 | 4.9 | 1.9 | 7.4 | 6.4 | 5.6 | 6.7 | 6.3 | 83.32 | 170.42 | 140.19 | 1.23 | 19.79
2019 | 11 | 21 | 16:00 | 7793 | 4.3 | 4 | 4.9 | 4 | 3.8 | 3.2 | 7.4 | 7.7 | 7.3 | 4.9 | 1.9 | 7.4 | 6.4 | 5.6 | 6.7 | 6.3 | 83.32 | 170.42 | 140.19 | 1.23 | 19.79
2019 | 11 | 21 | 17:00 | 7794 | 4 | 4 | 4.9 | 4 | 3.9 | 2.7 | 7.4 | 7.7 | 7.3 | 4.9 | 1.9 | 7.4 | 6.4 | 5.6 | 6.7 | 6.3 | 83.32 | 170.42 | 140.19 | 1.23 | 19.79
2019 | 11 | 21 | 18:00 | 7795 | 3.1 | 3.4 | 4.9 | 4 | 4 | 1.7 | 7.4 | 7.7 | 7.3 | 4.9 | 1.9 | 7.4 | 6.4 | 5.6 | 6.7 | 6.3 | 83.32 | 170.42 | 140.19 | 1.23 | 19.79
2019 | 11 | 21 | 19:00 | 7796 | 2.7 | 2.8 | 5 | 4.1 | 3.9 | 1 | 7.4 | 7.7 | 7.3 | 4.9 | 1.9 | 7.4 | 6.4 | 5.6 | 6.7 | 6.3 | 83.32 | 170.42 | 140.19 | 1.23 | 19.79
2019 | 11 | 21 | 20:00 | 7797 | 2.1 | 2 | 5.1 | 4.1 | 3.7 | 0.3 | 7.4 | 7.7 | 7.3 | 4.9 | 1.9 | 7.4 | 6.4 | 5.6 | 6.7 | 6.3 | 83.32 | 170.42 | 140.19 | 1.23 | 19.79
2019 | 11 | 21 | 21:00 | 7798 | 1.2 | 1.4 | 5.1 | 3.9 | 3.2 | -0.5 | 7.4 | 7.7 | 7.3 | 4.9 | 1.9 | 7.4 | 6.4 | 5.6 | 6.7 | 6.3 | 83.32 | 170.42 | 140.19 | 1.23 | 19.79
2019 | 11 | 21 | 22:00 | 7799 | 0.6 | 0.5 | 4.4 | 3.7 | 2.4 | -0.9 | 7.4 | 7.7 | 7.3 | 4.9 | 1.9 | 7.4 | 6.4 | 5.6 | 6.7 | 6.3 | 83.32 | 170.42 | 140.19 | 1.23 | 19.79
2019 | 11 | 21 | 23:00 | 7800 | 0.2 | 0.2 | 4.1 | 3 | 1.8 | -1 | 7.4 | 7.7 | 7.3 | 4.9 | 1.9 | 7.4 | 6.4 | 5.6 | 6.7 | 6.3 | 83.32 | 170.42 | 140.19 | 1.23 | 19.79
2019 | 11 | 22 | 0:00 | 7801 | 0.1 | 0.1 | 3.6 | 2.3 | 1.3 | -1 | 6.6 | 7 | 6.3 | 4.2 | 2.2 | 6 | 4.4 | 4.7 | 5.3 | 5.6 | 82.66 | 172.77 | 136.18 | 1.16 | 18.33
2019 | 11 | 22 | 1:00 | 7802 | 0 | 0 | 3.1 | 1.8 | 0.5 | -1.2 | 6.6 | 7 | 6.3 | 4.2 | 2.2 | 6 | 4.4 | 4.7 | 5.3 | 5.6 | 82.66 | 172.77 | 136.18 | 1.16 | 18.33
2019 | 11 | 22 | 2:00 | 7803 | -0.1 | 0 | 2.5 | 1.2 | 0 | -1.5 | 6.6 | 7 | 6.3 | 4.2 | 2.2 | 6 | 4.4 | 4.7 | 5.3 | 5.6 | 82.66 | 172.77 | 136.18 | 1.16 | 18.33
2019 | 11 | 22 | 3:00 | 7804 | -0.2 | -0.1 | 2.1 | 0.5 | 0 | -1.7 | 6.6 | 7 | 6.3 | 4.2 | 2.2 | 6 | 4.4 | 4.7 | 5.3 | 5.6 | 82.66 | 172.77 | 136.18 | 1.16 | 18.33
2019 | 11 | 22 | 4:00 | 7805 | -0.5 | -0.3 | 1.9 | 0.3 | 0 | -2.1 | 6.6 | 7 | 6.3 | 4.2 | 2.2 | 6 | 4.4 | 4.7 | 5.3 | 5.6 | 82.66 | 172.77 | 136.18 | 1.16 | 18.33
2019 | 11 | 22 | 5:00 | 7806 | -0.8 | -0.6 | 1.6 | 0.3 | -0.2 | -2.6 | 6.6 | 7 | 6.3 | 4.2 | 2.2 | 6 | 4.4 | 4.7 | 5.3 | 5.6 | 82.66 | 172.77 | 136.18 | 1.16 | 18.33
2019 | 11 | 22 | 6:00 | 7807 | -1.2 | -1 | 1.6 | 0.2 | -0.3 | -2.8 | 6.6 | 7 | 6.3 | 4.2 | 2.2 | 6 | 4.4 | 4.7 | 5.3 | 5.6 | 82.66 | 172.77 | 136.18 | 1.16 | 18.33
2019 | 11 | 22 | 7:00 | 7808 | -1.3 | -1.1 | 1.6 | 0.1 | -0.4 | -3 | 6.6 | 7 | 6.3 | 4.2 | 2.2 | 6 | 4.4 | 4.7 | 5.3 | 5.6 | 82.66 | 172.77 | 136.18 | 1.16 | 18.33
2019 | 11 | 22 | 8:00 | 7809 | -1 | -1.3 | 1.5 | 0.1 | -0.5 | -2.6 | 6.6 | 7 | 6.3 | 4.2 | 2.2 | 6 | 4.4 | 4.7 | 5.3 | 5.6 | 82.66 | 172.77 | 136.18 | 1.16 | 18.33
2019 | 11 | 22 | 9:00 | 7810 | -0.9 | -1 | 1.6 | 0.3 | -0.5 | -2.1 | 6.6 | 7 | 6.3 | 4.2 | 2.2 | 6 | 4.4 | 4.7 | 5.3 | 5.6 | 82.66 | 172.77 | 136.18 | 1.16 | 18.33
2019 | 11 | 22 | 10:00 | 7811 | -0.1 | -0.1 | 1.7 | 0.3 | -0.6 | -1.9 | 6.6 | 7 | 6.3 | 4.2 | 2.2 | 6 | 4.4 | 4.7 | 5.3 | 5.6 | 82.66 | 172.77 | 136.18 | 1.16 | 18.33
2019 | 11 | 22 | 11:00 | 7812 | 0 | 0.4 | 1.8 | 0.2 | -0.6 | -1.7 | 6.6 | 7 | 6.3 | 4.2 | 2.2 | 6 | 4.4 | 4.7 | 5.3 | 5.6 | 82.66 | 172.77 | 136.18 | 1.16 | 18.33
2019 | 11 | 22 | 12:00 | 7813 | 0.2 | 0.2 | 1.6 | 0.1 | -0.4 | -1.8 | 6.6 | 7 | 6.3 | 4.2 | 2.2 | 6 | 4.4 | 4.7 | 5.3 | 5.6 | 82.66 | 172.77 | 136.18 | 1.16 | 18.33
2019 | 11 | 22 | 13:00 | 7814 | -0.4 | -0.5 | 1.6 | 0 | 0 | -1.7 | 6.6 | 7 | 6.3 | 4.2 | 2.2 | 6 | 4.4 | 4.7 | 5.3 | 5.6 | 82.66 | 172.77 | 136.18 | 1.16 | 18.33
2019 | 11 | 22 | 14:00 | 7815 | -1.2 | -0.8 | 1.3 | 0 | -0.2 | -1.9 | 6.6 | 7 | 6.3 | 4.2 | 2.2 | 6 | 4.4 | 4.7 | 5.3 | 5.6 | 82.66 | 172.77 | 136.18 | 1.16 | 18.33
2019 | 11 | 22 | 15:00 | 7816 | -1.4 | -1.3 | 1 | 0.1 | -0.7 | -2.2 | 6.6 | 7 | 6.3 | 4.2 | 2.2 | 6 | 4.4 | 4.7 | 5.3 | 5.6 | 82.66 | 172.77 | 136.18 | 1.16 | 18.33
2019 | 11 | 22 | 16:00 | 7817 | -1.4 | -1.5 | 0.7 | 0.1 | -1.1 | -2.4 | 6.6 | 7 | 6.3 | 4.2 | 2.2 | 6 | 4.4 | 4.7 | 5.3 | 5.6 | 82.66 | 172.77 | 136.18 | 1.16 | 18.33
2019 | 11 | 22 | 17:00 | 7818 | -1.4 | -1.8 | 0.7 | -0.2 | -1.4 | -2.6 | 6.6 | 7 | 6.3 | 4.2 | 2.2 | 6 | 4.4 | 4.7 | 5.3 | 5.6 | 82.66 | 172.77 | 136.18 | 1.16 | 18.33
2019 | 11 | 22 | 18:00 | 7819 | -1.3 | -1.7 | 0.6 | -0.9 | -1.6 | -2.6 | 6.6 | 7 | 6.3 | 4.2 | 2.2 | 6 | 4.4 | 4.7 | 5.3 | 5.6 | 82.66 | 172.77 | 136.18 | 1.16 | 18.33
2019 | 11 | 22 | 19:00 | 7820 | -1.4 | -1.6 | 0.3 | -1.2 | -1.6 | -2.7 | 6.6 | 7 | 6.3 | 4.2 | 2.2 | 6 | 4.4 | 4.7 | 5.3 | 5.6 | 82.66 | 172.77 | 136.18 | 1.16 | 18.33
2019 | 11 | 22 | 20:00 | 7821 | -1.5 | -1.5 | -0.1 | -1.3 | -1.4 | -2.9 | 6.6 | 7 | 6.3 | 4.2 | 2.2 | 6 | 4.4 | 4.7 | 5.3 | 5.6 | 82.66 | 172.77 | 136.18 | 1.16 | 18.33
2019 | 11 | 22 | 21:00 | 7822 | -2 | -1.6 | -0.3 | -1.3 | -1.3 | -3.1 | 6.6 | 7 | 6.3 | 4.2 | 2.2 | 6 | 4.4 | 4.7 | 5.3 | 5.6 | 82.66 | 172.77 | 136.18 | 1.16 | 18.33
2019 | 11 | 22 | 22:00 | 7823 | -2.3 | -1.7 | -0.3 | -1.2 | -1.3 | -3.3 | 6.6 | 7 | 6.3 | 4.2 | 2.2 | 6 | 4.4 | 4.7 | 5.3 | 5.6 | 82.66 | 172.77 | 136.18 | 1.16 | 18.33
2019 | 11 | 22 | 23:00 | 7824 | -3 | -2 | -0.2 | -1.2 | -1.4 | -3.8 | 6.6 | 7 | 6.3 | 4.2 | 2.2 | 6 | 4.4 | 4.7 | 5.3 | 5.6 | 82.66 | 172.77 | 136.18 | 1.16 | 18.33
2019 | 11 | 23 | 0:00 | 7825 | -3.4 | -2.6 | 0 | -1.1 | -1.3 | -4.5 | 3.4 | 5.3 | 4.9 | 2.6 | 2.6 | 4.7 | 2 | 3.5 | 4.2 | 4.5 | 78.81 | 173.22 | 133.36 | 1.08 | 16.48
2019 | 11 | 23 | 1:00 | 7826 | -3.7 | -3.2 | -0.1 | -1.1 | -1.3 | -5.1 | 3.4 | 5.3 | 4.9 | 2.6 | 2.6 | 4.7 | 2 | 3.5 | 4.2 | 4.5 | 78.81 | 173.22 | 133.36 | 1.08 | 16.48
2019 | 11 | 23 | 2:00 | 7827 | -4 | -3.6 | -0.4 | -1.2 | -1.4 | -5.3 | 3.4 | 5.3 | 4.9 | 2.6 | 2.6 | 4.7 | 2 | 3.5 | 4.2 | 4.5 | 78.81 | 173.22 | 133.36 | 1.08 | 16.48
2019 | 11 | 23 | 3:00 | 7828 | -4.2 | -3.4 | -0.6 | -1.5 | -2 | -5.1 | 3.4 | 5.3 | 4.9 | 2.6 | 2.6 | 4.7 | 2 | 3.5 | 4.2 | 4.5 | 78.81 | 173.22 | 133.36 | 1.08 | 16.48
2019 | 11 | 23 | 4:00 | 7829 | -4.4 | -3.6 | -1.4 | -1.6 | -2.4 | -5.1 | 3.4 | 5.3 | 4.9 | 2.6 | 2.6 | 4.7 | 2 | 3.5 | 4.2 | 4.5 | 78.81 | 173.22 | 133.36 | 1.08 | 16.48
2019 | 11 | 23 | 5:00 | 7830 | -4.2 | -4.1 | -1.8 | -2 | -2.8 | -5.5 | 3.4 | 5.3 | 4.9 | 2.6 | 2.6 | 4.7 | 2 | 3.5 | 4.2 | 4.5 | 78.81 | 173.22 | 133.36 | 1.08 | 16.48
2019 | 11 | 23 | 6:00 | 7831 | -4.5 | -4.2 | -2 | -2.1 | -3.1 | -5.7 | 3.4 | 5.3 | 4.9 | 2.6 | 2.6 | 4.7 | 2 | 3.5 | 4.2 | 4.5 | 78.81 | 173.22 | 133.36 | 1.08 | 16.48
2019 | 11 | 23 | 7:00 | 7832 | -4.4 | -3.8 | -2 | -2.6 | -3.3 | -5.3 | 3.4 | 5.3 | 4.9 | 2.6 | 2.6 | 4.7 | 2 | 3.5 | 4.2 | 4.5 | 78.81 | 173.22 | 133.36 | 1.08 | 16.48
2019 | 11 | 23 | 8:00 | 7833 | -3.9 | -3.8 | -1.7 | -2.4 | -3.2 | -4.9 | 3.4 | 5.3 | 4.9 | 2.6 | 2.6 | 4.7 | 2 | 3.5 | 4.2 | 4.5 | 78.81 | 173.22 | 133.36 | 1.08 | 16.48
2019 | 11 | 23 | 9:00 | 7834 | -3.5 | -3.4 | -0.7 | -2.1 | -3 | -4.2 | 3.4 | 5.3 | 4.9 | 2.6 | 2.6 | 4.7 | 2 | 3.5 | 4.2 | 4.5 | 78.81 | 173.22 | 133.36 | 1.08 | 16.48
2019 | 11 | 23 | 10:00 | 7835 | -3.2 | -2.8 | -0.4 | -1.9 | -2.9 | -3.9 | 3.4 | 5.3 | 4.9 | 2.6 | 2.6 | 4.7 | 2 | 3.5 | 4.2 | 4.5 | 78.81 | 173.22 | 133.36 | 1.08 | 16.48
2019 | 11 | 23 | 11:00 | 7836 | -2.8 | -2.7 | -0.9 | -1.3 | -2.6 | -3.2 | 3.4 | 5.3 | 4.9 | 2.6 | 2.6 | 4.7 | 2 | 3.5 | 4.2 | 4.5 | 78.81 | 173.22 | 133.36 | 1.08 | 16.48
2019 | 11 | 23 | 12:00 | 7837 | -2.5 | -2.6 | 0 | -2 | -2.5 | -2.8 | 3.4 | 5.3 | 4.9 | 2.6 | 2.6 | 4.7 | 2 | 3.5 | 4.2 | 4.5 | 78.81 | 173.22 | 133.36 | 1.08 | 16.48
2019 | 11 | 23 | 13:00 | 7838 | -2.1 | -2.3 | -0.5 | -1.9 | -2.1 | -2.6 | 3.4 | 5.3 | 4.9 | 2.6 | 2.6 | 4.7 | 2 | 3.5 | 4.2 | 4.5 | 78.81 | 173.22 | 133.36 | 1.08 | 16.48
2019 | 11 | 23 | 14:00 | 7839 | -1.9 | -2.1 | -1 | -2 | -2.5 | -2.6 | 3.4 | 5.3 | 4.9 | 2.6 | 2.6 | 4.7 | 2 | 3.5 | 4.2 | 4.5 | 78.81 | 173.22 | 133.36 | 1.08 | 16.48
2019 | 11 | 23 | 15:00 | 7840 | -1.8 | -2 | -1.5 | -2.3 | -2.9 | -2.7 | 3.4 | 5.3 | 4.9 | 2.6 | 2.6 | 4.7 | 2 | 3.5 | 4.2 | 4.5 | 78.81 | 173.22 | 133.36 | 1.08 | 16.48
2019 | 11 | 23 | 16:00 | 7841 | -1.7 | -2.1 | -1.8 | -2.1 | -3 | -3 | 3.4 | 5.3 | 4.9 | 2.6 | 2.6 | 4.7 | 2 | 3.5 | 4.2 | 4.5 | 78.81 | 173.22 | 133.36 | 1.08 | 16.48
2019 | 11 | 23 | 17:00 | 7842 | -2 | -2 | -1.9 | -2.2 | -2.8 | -3.4 | 3.4 | 5.3 | 4.9 | 2.6 | 2.6 | 4.7 | 2 | 3.5 | 4.2 | 4.5 | 78.81 | 173.22 | 133.36 | 1.08 | 16.48
2019 | 11 | 23 | 18:00 | 7843 | -2.3 | -2.6 | -1.6 | -2.7 | -2.3 | -3.6 | 3.4 | 5.3 | 4.9 | 2.6 | 2.6 | 4.7 | 2 | 3.5 | 4.2 | 4.5 | 78.81 | 173.22 | 133.36 | 1.08 | 16.48
2019 | 11 | 23 | 19:00 | 7844 | -2.4 | -2.5 | -1.5 | -2.7 | -2.8 | -3.8 | 3.4 | 5.3 | 4.9 | 2.6 | 2.6 | 4.7 | 2 | 3.5 | 4.2 | 4.5 | 78.81 | 173.22 | 133.36 | 1.08 | 16.48
2019 | 11 | 23 | 20:00 | 7845 | -2.3 | -2.5 | -1.8 | -2.9 | -2.9 | -4 | 3.4 | 5.3 | 4.9 | 2.6 | 2.6 | 4.7 | 2 | 3.5 | 4.2 | 4.5 | 78.81 | 173.22 | 133.36 | 1.08 | 16.48
2019 | 11 | 23 | 21:00 | 7846 | -2.3 | -2.5 | -1.3 | -2.5 | -2.5 | -4.1 | 3.4 | 5.3 | 4.9 | 2.6 | 2.6 | 4.7 | 2 | 3.5 | 4.2 | 4.5 | 78.81 | 173.22 | 133.36 | 1.08 | 16.48
2019 | 11 | 23 | 22:00 | 7847 | -2.5 | -2.4 | -1 | -2.1 | -2.8 | -4.1 | 3.4 | 5.3 | 4.9 | 2.6 | 2.6 | 4.7 | 2 | 3.5 | 4.2 | 4.5 | 78.81 | 173.22 | 133.36 | 1.08 | 16.48
2019 | 11 | 23 | 23:00 | 7848 | -2.6 | -2.5 | -0.9 | -2.1 | -2.9 | -3.9 | 3.4 | 5.3 | 4.9 | 2.6 | 2.6 | 4.7 | 2 | 3.5 | 4.2 | 4.5 | 78.81 | 173.22 | 133.36 | 1.08 | 16.48
2019 | 11 | 24 | 0:00 | 7849 | -2.5 | -2.5 | -0.8 | -2.1 | -2.9 | -3.6 | 3 | 4.7 | 4.1 | 1.8 | 2.7 | 3.5 | 1.6 | 2.7 | 3.5 | 3.4 | 77.55 | 160.3 | 130.89 | 1.03 | 15.21
2019 | 11 | 24 | 1:00 | 7850 | -2.3 | -2.5 | -0.8 | -2.3 | -2.8 | -3.5 | 3 | 4.7 | 4.1 | 1.8 | 2.7 | 3.5 | 1.6 | 2.7 | 3.5 | 3.4 | 77.55 | 160.3 | 130.89 | 1.03 | 15.21
2019 | 11 | 24 | 2:00 | 7851 | -2.2 | -2.3 | -0.9 | -2.5 | -2.6 | -3.3 | 3 | 4.7 | 4.1 | 1.8 | 2.7 | 3.5 | 1.6 | 2.7 | 3.5 | 3.4 | 77.55 | 160.3 | 130.89 | 1.03 | 15.21
2019 | 11 | 24 | 3:00 | 7852 | -2.5 | -2.2 | -1 | -2.7 | -2.4 | -3.2 | 3 | 4.7 | 4.1 | 1.8 | 2.7 | 3.5 | 1.6 | 2.7 | 3.5 | 3.4 | 77.55 | 160.3 | 130.89 | 1.03 | 15.21
2019 | 11 | 24 | 4:00 | 7853 | -2.6 | -2.2 | -1.2 | -2.6 | -2.8 | -3.3 | 3 | 4.7 | 4.1 | 1.8 | 2.7 | 3.5 | 1.6 | 2.7 | 3.5 | 3.4 | 77.55 | 160.3 | 130.89 | 1.03 | 15.21
2019 | 11 | 24 | 5:00 | 7854 | -2.4 | -2.3 | -0.8 | -2.4 | -3.7 | -3.4 | 3 | 4.7 | 4.1 | 1.8 | 2.7 | 3.5 | 1.6 | 2.7 | 3.5 | 3.4 | 77.55 | 160.3 | 130.89 | 1.03 | 15.21
2019 | 11 | 24 | 6:00 | 7855 | -2.2 | -2.4 | -0.7 | -2.2 | -4.3 | -3.4 | 3 | 4.7 | 4.1 | 1.8 | 2.7 | 3.5 | 1.6 | 2.7 | 3.5 | 3.4 | 77.55 | 160.3 | 130.89 | 1.03 | 15.21
2019 | 11 | 24 | 7:00 | 7856 | -2.2 | -2.1 | -0.9 | -2.2 | -3.9 | -3.1 | 3 | 4.7 | 4.1 | 1.8 | 2.7 | 3.5 | 1.6 | 2.7 | 3.5 | 3.4 | 77.55 | 160.3 | 130.89 | 1.03 | 15.21
2019 | 11 | 24 | 8:00 | 7857 | -2.1 | -1.8 | -0.8 | -2.1 | -2.3 | -3 | 3 | 4.7 | 4.1 | 1.8 | 2.7 | 3.5 | 1.6 | 2.7 | 3.5 | 3.4 | 77.55 | 160.3 | 130.89 | 1.03 | 15.21
2019 | 11 | 24 | 9:00 | 7858 | -1.7 | -1.3 | 0 | -2 | -1.9 | -2.2 | 3 | 4.7 | 4.1 | 1.8 | 2.7 | 3.5 | 1.6 | 2.7 | 3.5 | 3.4 | 77.55 | 160.3 | 130.89 | 1.03 | 15.21
2019 | 11 | 24 | 10:00 | 7859 | -0.7 | -0.4 | 1.8 | -1.7 | -1.5 | -1.9 | 3 | 4.7 | 4.1 | 1.8 | 2.7 | 3.5 | 1.6 | 2.7 | 3.5 | 3.4 | 77.55 | 160.3 | 130.89 | 1.03 | 15.21
2019 | 11 | 24 | 11:00 | 7860 | -0.1 | -0.1 | 2.1 | -1.2 | -1.2 | -1.6 | 3 | 4.7 | 4.1 | 1.8 | 2.7 | 3.5 | 1.6 | 2.7 | 3.5 | 3.4 | 77.55 | 160.3 | 130.89 | 1.03 | 15.21
2019 | 11 | 24 | 12:00 | 7861 | -0.1 | 0.2 | 0.9 | -0.8 | -1.1 | -1.3 | 3 | 4.7 | 4.1 | 1.8 | 2.7 | 3.5 | 1.6 | 2.7 | 3.5 | 3.4 | 77.55 | 160.3 | 130.89 | 1.03 | 15.21
2019 | 11 | 24 | 13:00 | 7862 | -0.3 | -0.1 | 0.8 | -0.9 | -1 | -1 | 3 | 4.7 | 4.1 | 1.8 | 2.7 | 3.5 | 1.6 | 2.7 | 3.5 | 3.4 | 77.55 | 160.3 | 130.89 | 1.03 | 15.21
2019 | 11 | 24 | 14:00 | 7863 | -0.6 | -0.5 | 0.6 | -0.8 | -0.7 | -1.2 | 3 | 4.7 | 4.1 | 1.8 | 2.7 | 3.5 | 1.6 | 2.7 | 3.5 | 3.4 | 77.55 | 160.3 | 130.89 | 1.03 | 15.21
2019 | 11 | 24 | 15:00 | 7864 | -0.7 | -0.6 | 0 | -0.8 | -1.6 | -1.6 | 3 | 4.7 | 4.1 | 1.8 | 2.7 | 3.5 | 1.6 | 2.7 | 3.5 | 3.4 | 77.55 | 160.3 | 130.89 | 1.03 | 15.21
2019 | 11 | 24 | 16:00 | 7865 | -1 | -0.9 | 0.2 | -1.1 | -2 | -1.8 | 3 | 4.7 | 4.1 | 1.8 | 2.7 | 3.5 | 1.6 | 2.7 | 3.5 | 3.4 | 77.55 | 160.3 | 130.89 | 1.03 | 15.21
2019 | 11 | 24 | 17:00 | 7866 | -1.4 | -1.4 | 0.4 | -0.9 | -1.5 | -1.9 | 3 | 4.7 | 4.1 | 1.8 | 2.7 | 3.5 | 1.6 | 2.7 | 3.5 | 3.4 | 77.55 | 160.3 | 130.89 | 1.03 | 15.21
2019 | 11 | 24 | 18:00 | 7867 | -1.3 | -2.3 | 0.1 | -2.3 | -0.7 | -2.1 | 3 | 4.7 | 4.1 | 1.8 | 2.7 | 3.5 | 1.6 | 2.7 | 3.5 | 3.4 | 77.55 | 160.3 | 130.89 | 1.03 | 15.21
2019 | 11 | 24 | 19:00 | 7868 | -1.7 | -2.7 | 0 | -2.4 | -1.5 | -2.1 | 3 | 4.7 | 4.1 | 1.8 | 2.7 | 3.5 | 1.6 | 2.7 | 3.5 | 3.4 | 77.55 | 160.3 | 130.89 | 1.03 | 15.21
2019 | 11 | 24 | 20:00 | 7869 | -2.1 | -3.2 | -0.5 | -2.5 | -2.2 | -2.2 | 3 | 4.7 | 4.1 | 1.8 | 2.7 | 3.5 | 1.6 | 2.7 | 3.5 | 3.4 | 77.55 | 160.3 | 130.89 | 1.03 | 15.21
2019 | 11 | 24 | 21:00 | 7870 | -2.6 | -3.3 | -1.2 | -2.1 | -2.7 | -2.3 | 3 | 4.7 | 4.1 | 1.8 | 2.7 | 3.5 | 1.6 | 2.7 | 3.5 | 3.4 | 77.55 | 160.3 | 130.89 | 1.03 | 15.21
2019 | 11 | 24 | 22:00 | 7871 | -2.7 | -3.5 | -1.6 | -2.8 | -2.9 | -2.4 | 3 | 4.7 | 4.1 | 1.8 | 2.7 | 3.5 | 1.6 | 2.7 | 3.5 | 3.4 | 77.55 | 160.3 | 130.89 | 1.03 | 15.21
2019 | 11 | 24 | 23:00 | 7872 | -2.9 | -3.5 | -2.1 | -3.6 | -3.4 | -2.4 | 3 | 4.7 | 4.1 | 1.8 | 2.7 | 3.5 | 1.6 | 2.7 | 3.5 | 3.4 | 77.55 | 160.3 | 130.89 | 1.03 | 15.21
2019 | 11 | 25 | 0:00 | 7873 | -2.8 | -3.4 | -2.3 | -3.4 | -4.5 | -2.9 | 3 | 2.9 | 3.6 | 1.2 | 2.1 | 3.8 | 0.4 | 2.3 | 2.8 | 2.5 | 76.6 | 156.08 | 125.18 | 0.99 | 14.05
2019 | 11 | 25 | 1:00 | 7874 | -2.2 | -3 | -2.7 | -4.2 | -4.8 | -3.5 | 3 | 2.9 | 3.6 | 1.2 | 2.1 | 3.8 | 0.4 | 2.3 | 2.8 | 2.5 | 76.6 | 156.08 | 125.18 | 0.99 | 14.05
2019 | 11 | 25 | 2:00 | 7875 | -2.2 | -2.2 | -2.9 | -4.3 | -4.4 | -3 | 3 | 2.9 | 3.6 | 1.2 | 2.1 | 3.8 | 0.4 | 2.3 | 2.8 | 2.5 | 76.6 | 156.08 | 125.18 | 0.99 | 14.05
2019 | 11 | 25 | 3:00 | 7876 | -2.1 | -2.3 | -2.9 | -4.6 | -4.8 | -2.8 | 3 | 2.9 | 3.6 | 1.2 | 2.1 | 3.8 | 0.4 | 2.3 | 2.8 | 2.5 | 76.6 | 156.08 | 125.18 | 0.99 | 14.05
2019 | 11 | 25 | 4:00 | 7877 | -2 | -3 | -2.9 | -5.2 | -4.6 | -2.7 | 3 | 2.9 | 3.6 | 1.2 | 2.1 | 3.8 | 0.4 | 2.3 | 2.8 | 2.5 | 76.6 | 156.08 | 125.18 | 0.99 | 14.05
2019 | 11 | 25 | 5:00 | 7878 | -2 | -2.9 | -3.4 | -5.5 | -4.4 | -2.6 | 3 | 2.9 | 3.6 | 1.2 | 2.1 | 3.8 | 0.4 | 2.3 | 2.8 | 2.5 | 76.6 | 156.08 | 125.18 | 0.99 | 14.05
2019 | 11 | 25 | 6:00 | 7879 | -2 | -2.1 | -3.6 | -4.8 | -4.6 | -2.6 | 3 | 2.9 | 3.6 | 1.2 | 2.1 | 3.8 | 0.4 | 2.3 | 2.8 | 2.5 | 76.6 | 156.08 | 125.18 | 0.99 | 14.05
2019 | 11 | 25 | 7:00 | 7880 | -2.1 | -2 | -3.7 | -4.7 | -4.5 | -2.4 | 3 | 2.9 | 3.6 | 1.2 | 2.1 | 3.8 | 0.4 | 2.3 | 2.8 | 2.5 | 76.6 | 156.08 | 125.18 | 0.99 | 14.05
2019 | 11 | 25 | 8:00 | 7881 | -2 | -2.1 | -2.8 | -3.5 | -3.4 | -2.4 | 3 | 2.9 | 3.6 | 1.2 | 2.1 | 3.8 | 0.4 | 2.3 | 2.8 | 2.5 | 76.6 | 156.08 | 125.18 | 0.99 | 14.05
2019 | 11 | 25 | 9:00 | 7882 | -2 | -2.1 | -2.3 | -2.4 | -2.9 | -2.3 | 3 | 2.9 | 3.6 | 1.2 | 2.1 | 3.8 | 0.4 | 2.3 | 2.8 | 2.5 | 76.6 | 156.08 | 125.18 | 0.99 | 14.05
2019 | 11 | 25 | 10:00 | 7883 | -2 | -2.1 | -1.8 | -1.6 | -2.5 | -2.3 | 3 | 2.9 | 3.6 | 1.2 | 2.1 | 3.8 | 0.4 | 2.3 | 2.8 | 2.5 | 76.6 | 156.08 | 125.18 | 0.99 | 14.05
2019 | 11 | 25 | 11:00 | 7884 | -1.9 | -2 | -1.6 | -1.9 | -2.2 | -2.4 | 3 | 2.9 | 3.6 | 1.2 | 2.1 | 3.8 | 0.4 | 2.3 | 2.8 | 2.5 | 76.6 | 156.08 | 125.18 | 0.99 | 14.05
2019 | 11 | 25 | 12:00 | 7885 | -1.7 | -2 | -1.5 | -2.2 | -2.2 | -2.6 | 3 | 2.9 | 3.6 | 1.2 | 2.1 | 3.8 | 0.4 | 2.3 | 2.8 | 2.5 | 76.6 | 156.08 | 125.18 | 0.99 | 14.05
2019 | 11 | 25 | 13:00 | 7886 | -1.6 | -1.9 | -1.4 | -2.2 | -2.3 | -2.6 | 3 | 2.9 | 3.6 | 1.2 | 2.1 | 3.8 | 0.4 | 2.3 | 2.8 | 2.5 | 76.6 | 156.08 | 125.18 | 0.99 | 14.05
2019 | 11 | 25 | 14:00 | 7887 | -1.8 | -1.9 | -1.4 | -2.2 | -2.4 | -2.4 | 3 | 2.9 | 3.6 | 1.2 | 2.1 | 3.8 | 0.4 | 2.3 | 2.8 | 2.5 | 76.6 | 156.08 | 125.18 | 0.99 | 14.05
2019 | 11 | 25 | 15:00 | 7888 | -1.8 | -1.8 | -1.4 | -2.2 | -2.4 | -2.3 | 3 | 2.9 | 3.6 | 1.2 | 2.1 | 3.8 | 0.4 | 2.3 | 2.8 | 2.5 | 76.6 | 156.08 | 125.18 | 0.99 | 14.05
2019 | 11 | 25 | 16:00 | 7889 | -1.8 | -1.7 | -1.5 | -2.2 | -2.2 | -2.1 | 3 | 2.9 | 3.6 | 1.2 | 2.1 | 3.8 | 0.4 | 2.3 | 2.8 | 2.5 | 76.6 | 156.08 | 125.18 | 0.99 | 14.05
2019 | 11 | 25 | 17:00 | 7890 | -1.8 | -1.7 | -1.5 | -2.3 | -2.2 | -2.3 | 3 | 2.9 | 3.6 | 1.2 | 2.1 | 3.8 | 0.4 | 2.3 | 2.8 | 2.5 | 76.6 | 156.08 | 125.18 | 0.99 | 14.05
2019 | 11 | 25 | 18:00 | 7891 | -1.8 | -1.8 | -1.5 | -2.3 | -2 | -2.2 | 3 | 2.9 | 3.6 | 1.2 | 2.1 | 3.8 | 0.4 | 2.3 | 2.8 | 2.5 | 76.6 | 156.08 | 125.18 | 0.99 | 14.05
2019 | 11 | 25 | 19:00 | 7892 | -1.8 | -1.8 | -1.7 | -2.4 | -2.1 | -2.2 | 3 | 2.9 | 3.6 | 1.2 | 2.1 | 3.8 | 0.4 | 2.3 | 2.8 | 2.5 | 76.6 | 156.08 | 125.18 | 0.99 | 14.05
2019 | 11 | 25 | 20:00 | 7893 | -1.7 | -1.9 | -1.5 | -2.3 | -2.2 | -2.1 | 3 | 2.9 | 3.6 | 1.2 | 2.1 | 3.8 | 0.4 | 2.3 | 2.8 | 2.5 | 76.6 | 156.08 | 125.18 | 0.99 | 14.05
2019 | 11 | 25 | 21:00 | 7894 | -1.6 | -1.9 | -1.5 | -2.4 | -2.2 | -2 | 3 | 2.9 | 3.6 | 1.2 | 2.1 | 3.8 | 0.4 | 2.3 | 2.8 | 2.5 | 76.6 | 156.08 | 125.18 | 0.99 | 14.05
2019 | 11 | 25 | 22:00 | 7895 | -1.5 | -1.8 | -1.5 | -2.5 | -2.3 | -1.9 | 3 | 2.9 | 3.6 | 1.2 | 2.1 | 3.8 | 0.4 | 2.3 | 2.8 | 2.5 | 76.6 | 156.08 | 125.18 | 0.99 | 14.05
2019 | 11 | 25 | 23:00 | 7896 | -1.4 | -1.8 | -1.4 | -2.6 | -2.1 | -1.8 | 3 | 2.9 | 3.6 | 1.2 | 2.1 | 3.8 | 0.4 | 2.3 | 2.8 | 2.5 | 76.6 | 156.08 | 125.18 | 0.99 | 14.05
2019 | 11 | 26 | 0:00 | 7897 | -1.3 | -1.7 | -1.6 | -2.7 | -2.1 | -1.8 | 4.2 | 3.3 | 3.5 | 1.2 | 1.6 | 3.5 | -0.1 | 2 | 2.8 | 1.9 | 75.73 | 158.13 | 126.65 | 0.95 | 13.59
2019 | 11 | 26 | 1:00 | 7898 | -1.2 | -1.7 | -1.6 | -2.7 | -2.3 | -1.9 | 4.2 | 3.3 | 3.5 | 1.2 | 1.6 | 3.5 | -0.1 | 2 | 2.8 | 1.9 | 75.73 | 158.13 | 126.65 | 0.95 | 13.59
2019 | 11 | 26 | 2:00 | 7899 | -1.1 | -1.5 | -1.6 | -2.6 | -2.4 | -2.1 | 4.2 | 3.3 | 3.5 | 1.2 | 1.6 | 3.5 | -0.1 | 2 | 2.8 | 1.9 | 75.73 | 158.13 | 126.65 | 0.95 | 13.59
2019 | 11 | 26 | 3:00 | 7900 | -0.9 | -1.4 | -1.3 | -2.4 | -2.3 | -2.3 | 4.2 | 3.3 | 3.5 | 1.2 | 1.6 | 3.5 | -0.1 | 2 | 2.8 | 1.9 | 75.73 | 158.13 | 126.65 | 0.95 | 13.59
2019 | 11 | 26 | 4:00 | 7901 | -0.9 | -1.4 | -1.1 | -2.3 | -2.3 | -2.4 | 4.2 | 3.3 | 3.5 | 1.2 | 1.6 | 3.5 | -0.1 | 2 | 2.8 | 1.9 | 75.73 | 158.13 | 126.65 | 0.95 | 13.59
2019 | 11 | 26 | 5:00 | 7902 | -1.1 | -1.2 | -0.9 | -2.3 | -1.9 | -2.5 | 4.2 | 3.3 | 3.5 | 1.2 | 1.6 | 3.5 | -0.1 | 2 | 2.8 | 1.9 | 75.73 | 158.13 | 126.65 | 0.95 | 13.59
2019 | 11 | 26 | 6:00 | 7903 | -1 | -1.1 | -0.7 | -2.1 | -1.7 | -2.5 | 4.2 | 3.3 | 3.5 | 1.2 | 1.6 | 3.5 | -0.1 | 2 | 2.8 | 1.9 | 75.73 | 158.13 | 126.65 | 0.95 | 13.59
2019 | 11 | 26 | 7:00 | 7904 | -0.9 | -1 | -0.6 | -2 | -1.4 | -2.4 | 4.2 | 3.3 | 3.5 | 1.2 | 1.6 | 3.5 | -0.1 | 2 | 2.8 | 1.9 | 75.73 | 158.13 | 126.65 | 0.95 | 13.59
2019 | 11 | 26 | 8:00 | 7905 | -0.8 | -0.8 | -0.3 | -1.8 | -1.1 | -2.2 | 4.2 | 3.3 | 3.5 | 1.2 | 1.6 | 3.5 | -0.1 | 2 | 2.8 | 1.9 | 75.73 | 158.13 | 126.65 | 0.95 | 13.59
2019 | 11 | 26 | 9:00 | 7906 | -0.7 | -0.6 | -0.2 | -1.3 | -0.9 | -2.1 | 4.2 | 3.3 | 3.5 | 1.2 | 1.6 | 3.5 | -0.1 | 2 | 2.8 | 1.9 | 75.73 | 158.13 | 126.65 | 0.95 | 13.59
2019 | 11 | 26 | 10:00 | 7907 | -0.7 | -0.5 | -0.1 | -1.1 | -0.6 | -1.9 | 4.2 | 3.3 | 3.5 | 1.2 | 1.6 | 3.5 | -0.1 | 2 | 2.8 | 1.9 | 75.73 | 158.13 | 126.65 | 0.95 | 13.59
2019 | 11 | 26 | 11:00 | 7908 | -0.8 | -0.4 | 0 | -0.8 | -0.4 | -1.6 | 4.2 | 3.3 | 3.5 | 1.2 | 1.6 | 3.5 | -0.1 | 2 | 2.8 | 1.9 | 75.73 | 158.13 | 126.65 | 0.95 | 13.59
2019 | 11 | 26 | 12:00 | 7909 | -1 | -0.4 | 0 | -0.4 | -0.2 | -1.6 | 4.2 | 3.3 | 3.5 | 1.2 | 1.6 | 3.5 | -0.1 | 2 | 2.8 | 1.9 | 75.73 | 158.13 | 126.65 | 0.95 | 13.59
2019 | 11 | 26 | 13:00 | 7910 | -1 | -0.6 | 0 | -0.2 | -0.1 | -1.5 | 4.2 | 3.3 | 3.5 | 1.2 | 1.6 | 3.5 | -0.1 | 2 | 2.8 | 1.9 | 75.73 | 158.13 | 126.65 | 0.95 | 13.59
2019 | 11 | 26 | 14:00 | 7911 | -1 | -0.9 | 0.1 | -0.2 | -0.1 | -1.3 | 4.2 | 3.3 | 3.5 | 1.2 | 1.6 | 3.5 | -0.1 | 2 | 2.8 | 1.9 | 75.73 | 158.13 | 126.65 | 0.95 | 13.59
2019 | 11 | 26 | 15:00 | 7912 | -0.9 | -1.1 | 0.1 | -0.1 | -0.1 | -1.1 | 4.2 | 3.3 | 3.5 | 1.2 | 1.6 | 3.5 | -0.1 | 2 | 2.8 | 1.9 | 75.73 | 158.13 | 126.65 | 0.95 | 13.59
2019 | 11 | 26 | 16:00 | 7913 | -0.7 | -1.1 | 0.1 | -0.1 | -0.2 | -1 | 4.2 | 3.3 | 3.5 | 1.2 | 1.6 | 3.5 | -0.1 | 2 | 2.8 | 1.9 | 75.73 | 158.13 | 126.65 | 0.95 | 13.59
2019 | 11 | 26 | 17:00 | 7914 | -0.5 | -1 | 0.1 | -0.2 | -0.3 | -0.8 | 4.2 | 3.3 | 3.5 | 1.2 | 1.6 | 3.5 | -0.1 | 2 | 2.8 | 1.9 | 75.73 | 158.13 | 126.65 | 0.95 | 13.59
2019 | 11 | 26 | 18:00 | 7915 | -0.2 | -0.9 | 0 | -0.3 | -0.9 | -0.7 | 4.2 | 3.3 | 3.5 | 1.2 | 1.6 | 3.5 | -0.1 | 2 | 2.8 | 1.9 | 75.73 | 158.13 | 126.65 | 0.95 | 13.59
2019 | 11 | 26 | 19:00 | 7916 | 0 | -0.7 | 0 | -0.5 | -0.9 | -0.5 | 4.2 | 3.3 | 3.5 | 1.2 | 1.6 | 3.5 | -0.1 | 2 | 2.8 | 1.9 | 75.73 | 158.13 | 126.65 | 0.95 | 13.59
2019 | 11 | 26 | 20:00 | 7917 | 0.1 | -0.4 | 0 | -0.8 | -1 | -0.4 | 4.2 | 3.3 | 3.5 | 1.2 | 1.6 | 3.5 | -0.1 | 2 | 2.8 | 1.9 | 75.73 | 158.13 | 126.65 | 0.95 | 13.59
2019 | 11 | 26 | 21:00 | 7918 | 0.2 | -0.2 | 0 | -0.8 | -1.1 | -0.4 | 4.2 | 3.3 | 3.5 | 1.2 | 1.6 | 3.5 | -0.1 | 2 | 2.8 | 1.9 | 75.73 | 158.13 | 126.65 | 0.95 | 13.59
2019 | 11 | 26 | 22:00 | 7919 | 0.2 | 0 | 0.1 | -0.8 | -0.9 | -0.4 | 4.2 | 3.3 | 3.5 | 1.2 | 1.6 | 3.5 | -0.1 | 2 | 2.8 | 1.9 | 75.73 | 158.13 | 126.65 | 0.95 | 13.59
2019 | 11 | 26 | 23:00 | 7920 | 0.3 | 0 | 0.3 | -0.5 | -0.9 | -0.4 | 4.2 | 3.3 | 3.5 | 1.2 | 1.6 | 3.5 | -0.1 | 2 | 2.8 | 1.9 | 75.73 | 158.13 | 126.65 | 0.95 | 13.59
2019 | 11 | 27 | 0:00 | 7921 | 0.3 | 0 | 0.4 | -0.5 | -0.9 | -0.4 | 4.2 | 2.5 | 3.8 | 1.6 | 1.4 | 3.6 | 0 | 2 | 2.8 | 1.6 | 74.31 | 155.28 | 123.9 | 0.93 | 13.04
2019 | 11 | 27 | 1:00 | 7922 | 0.2 | -0.1 | 0.7 | -0.5 | -0.7 | -0.3 | 4.2 | 2.5 | 3.8 | 1.6 | 1.4 | 3.6 | 0 | 2 | 2.8 | 1.6 | 74.31 | 155.28 | 123.9 | 0.93 | 13.04
2019 | 11 | 27 | 2:00 | 7923 | 0 | -0.1 | 0.8 | -0.4 | -0.6 | -0.3 | 4.2 | 2.5 | 3.8 | 1.6 | 1.4 | 3.6 | 0 | 2 | 2.8 | 1.6 | 74.31 | 155.28 | 123.9 | 0.93 | 13.04
2019 | 11 | 27 | 3:00 | 7924 | 0 | 0 | 1.1 | -0.4 | -0.4 | -0.4 | 4.2 | 2.5 | 3.8 | 1.6 | 1.4 | 3.6 | 0 | 2 | 2.8 | 1.6 | 74.31 | 155.28 | 123.9 | 0.93 | 13.04
2019 | 11 | 27 | 4:00 | 7925 | 0 | 0 | 1.2 | -0.2 | -0.3 | -0.5 | 4.2 | 2.5 | 3.8 | 1.6 | 1.4 | 3.6 | 0 | 2 | 2.8 | 1.6 | 74.31 | 155.28 | 123.9 | 0.93 | 13.04
2019 | 11 | 27 | 5:00 | 7926 | 0 | -0.1 | 1.3 | 0 | -0.1 | -0.7 | 4.2 | 2.5 | 3.8 | 1.6 | 1.4 | 3.6 | 0 | 2 | 2.8 | 1.6 | 74.31 | 155.28 | 123.9 | 0.93 | 13.04
2019 | 11 | 27 | 6:00 | 7927 | 0 | -0.1 | 1.4 | 0.3 | 0 | -0.7 | 4.2 | 2.5 | 3.8 | 1.6 | 1.4 | 3.6 | 0 | 2 | 2.8 | 1.6 | 74.31 | 155.28 | 123.9 | 0.93 | 13.04
2019 | 11 | 27 | 7:00 | 7928 | 0 | 0 | 1.5 | 0.6 | 0.2 | -0.7 | 4.2 | 2.5 | 3.8 | 1.6 | 1.4 | 3.6 | 0 | 2 | 2.8 | 1.6 | 74.31 | 155.28 | 123.9 | 0.93 | 13.04
2019 | 11 | 27 | 8:00 | 7929 | 0.1 | 0 | 1.7 | 0.7 | 0.3 | -0.7 | 4.2 | 2.5 | 3.8 | 1.6 | 1.4 | 3.6 | 0 | 2 | 2.8 | 1.6 | 74.31 | 155.28 | 123.9 | 0.93 | 13.04
2019 | 11 | 27 | 9:00 | 7930 | 0.1 | 0.2 | 1.8 | 1.1 | 0.4 | -0.7 | 4.2 | 2.5 | 3.8 | 1.6 | 1.4 | 3.6 | 0 | 2 | 2.8 | 1.6 | 74.31 | 155.28 | 123.9 | 0.93 | 13.04
2019 | 11 | 27 | 10:00 | 7931 | 0.2 | 0.4 | 1.9 | 1.4 | 0.5 | -0.6 | 4.2 | 2.5 | 3.8 | 1.6 | 1.4 | 3.6 | 0 | 2 | 2.8 | 1.6 | 74.31 | 155.28 | 123.9 | 0.93 | 13.04
2019 | 11 | 27 | 11:00 | 7932 | 0.2 | 0.4 | 2.4 | 1.4 | 0.6 | -0.6 | 4.2 | 2.5 | 3.8 | 1.6 | 1.4 | 3.6 | 0 | 2 | 2.8 | 1.6 | 74.31 | 155.28 | 123.9 | 0.93 | 13.04
2019 | 11 | 27 | 12:00 | 7933 | 0.5 | 0.3 | 2.4 | 1.3 | 0.5 | -0.7 | 4.2 | 2.5 | 3.8 | 1.6 | 1.4 | 3.6 | 0 | 2 | 2.8 | 1.6 | 74.31 | 155.28 | 123.9 | 0.93 | 13.04
2019 | 11 | 27 | 13:00 | 7934 | 0.6 | 0.2 | 2.3 | 1 | 0.6 | -0.5 | 4.2 | 2.5 | 3.8 | 1.6 | 1.4 | 3.6 | 0 | 2 | 2.8 | 1.6 | 74.31 | 155.28 | 123.9 | 0.93 | 13.04
2019 | 11 | 27 | 14:00 | 7935 | 0.7 | 0.4 | 2.4 | 1 | 0.6 | -0.3 | 4.2 | 2.5 | 3.8 | 1.6 | 1.4 | 3.6 | 0 | 2 | 2.8 | 1.6 | 74.31 | 155.28 | 123.9 | 0.93 | 13.04
2019 | 11 | 27 | 15:00 | 7936 | 0.7 | 0.5 | 2.5 | 1 | 0.6 | -0.2 | 4.2 | 2.5 | 3.8 | 1.6 | 1.4 | 3.6 | 0 | 2 | 2.8 | 1.6 | 74.31 | 155.28 | 123.9 | 0.93 | 13.04
2019 | 11 | 27 | 16:00 | 7937 | 0.9 | 0.7 | 2.6 | 1 | 0.4 | -0.4 | 4.2 | 2.5 | 3.8 | 1.6 | 1.4 | 3.6 | 0 | 2 | 2.8 | 1.6 | 74.31 | 155.28 | 123.9 | 0.93 | 13.04
2019 | 11 | 27 | 17:00 | 7938 | 1 | 0.9 | 2.6 | 1 | 0.4 | -0.6 | 4.2 | 2.5 | 3.8 | 1.6 | 1.4 | 3.6 | 0 | 2 | 2.8 | 1.6 | 74.31 | 155.28 | 123.9 | 0.93 | 13.04
2019 | 11 | 27 | 18:00 | 7939 | 1 | 1 | 2.8 | 1 | 0.6 | -0.6 | 4.2 | 2.5 | 3.8 | 1.6 | 1.4 | 3.6 | 0 | 2 | 2.8 | 1.6 | 74.31 | 155.28 | 123.9 | 0.93 | 13.04
2019 | 11 | 27 | 19:00 | 7940 | 1 | 1.1 | 3.1 | 1 | 0.7 | -0.4 | 4.2 | 2.5 | 3.8 | 1.6 | 1.4 | 3.6 | 0 | 2 | 2.8 | 1.6 | 74.31 | 155.28 | 123.9 | 0.93 | 13.04
2019 | 11 | 27 | 20:00 | 7941 | 1.1 | 1.1 | 3.3 | 1.1 | 0.8 | -0.2 | 4.2 | 2.5 | 3.8 | 1.6 | 1.4 | 3.6 | 0 | 2 | 2.8 | 1.6 | 74.31 | 155.28 | 123.9 | 0.93 | 13.04
2019 | 11 | 27 | 21:00 | 7942 | 1.2 | 1.2 | 3.6 | 1.3 | 1 | 0 | 4.2 | 2.5 | 3.8 | 1.6 | 1.4 | 3.6 | 0 | 2 | 2.8 | 1.6 | 74.31 | 155.28 | 123.9 | 0.93 | 13.04
2019 | 11 | 27 | 22:00 | 7943 | 1.4 | 1.2 | 3.6 | 1.6 | 1.3 | 0.1 | 4.2 | 2.5 | 3.8 | 1.6 | 1.4 | 3.6 | 0 | 2 | 2.8 | 1.6 | 74.31 | 155.28 | 123.9 | 0.93 | 13.04
2019 | 11 | 27 | 23:00 | 7944 | 1.5 | 1.4 | 3.6 | 1.8 | 1.4 | 0.4 | 4.2 | 2.5 | 3.8 | 1.6 | 1.4 | 3.6 | 0 | 2 | 2.8 | 1.6 | 74.31 | 155.28 | 123.9 | 0.93 | 13.04
2019 | 11 | 28 | 0:00 | 7945 | 1.3 | 1.4 | 3.4 | 2.1 | 1.4 | 0.5 | 4.4 | 2.9 | 4.4 | 2.4 | 1.3 | 3.3 | 1.3 | 2.1 | 3 | 1.8 | 74.1 | 150.05 | 122.77 | 0.93 | 12.91
2019 | 11 | 28 | 1:00 | 7946 | 1.2 | 1.4 | 3.4 | 1.9 | 1.4 | 0.5 | 4.4 | 2.9 | 4.4 | 2.4 | 1.3 | 3.3 | 1.3 | 2.1 | 3 | 1.8 | 74.1 | 150.05 | 122.77 | 0.93 | 12.91
2019 | 11 | 28 | 2:00 | 7947 | 1.2 | 1.4 | 3.7 | 1.8 | 1.3 | 0.4 | 4.4 | 2.9 | 4.4 | 2.4 | 1.3 | 3.3 | 1.3 | 2.1 | 3 | 1.8 | 74.1 | 150.05 | 122.77 | 0.93 | 12.91
2019 | 11 | 28 | 3:00 | 7948 | 1.3 | 1.5 | 3.7 | 2 | 1.3 | 0.4 | 4.4 | 2.9 | 4.4 | 2.4 | 1.3 | 3.3 | 1.3 | 2.1 | 3 | 1.8 | 74.1 | 150.05 | 122.77 | 0.93 | 12.91
2019 | 11 | 28 | 4:00 | 7949 | 1.5 | 1.4 | 4 | 2.1 | 1.5 | 0.5 | 4.4 | 2.9 | 4.4 | 2.4 | 1.3 | 3.3 | 1.3 | 2.1 | 3 | 1.8 | 74.1 | 150.05 | 122.77 | 0.93 | 12.91
2019 | 11 | 28 | 5:00 | 7950 | 1.7 | 1.6 | 4.1 | 2.2 | 1.6 | 0.6 | 4.4 | 2.9 | 4.4 | 2.4 | 1.3 | 3.3 | 1.3 | 2.1 | 3 | 1.8 | 74.1 | 150.05 | 122.77 | 0.93 | 12.91
2019 | 11 | 28 | 6:00 | 7951 | 1.7 | 1.7 | 4.1 | 2.2 | 1.7 | 0.6 | 4.4 | 2.9 | 4.4 | 2.4 | 1.3 | 3.3 | 1.3 | 2.1 | 3 | 1.8 | 74.1 | 150.05 | 122.77 | 0.93 | 12.91
2019 | 11 | 28 | 7:00 | 7952 | 1.9 | 1.8 | 4.4 | 2.5 | 1.8 | 0.8 | 4.4 | 2.9 | 4.4 | 2.4 | 1.3 | 3.3 | 1.3 | 2.1 | 3 | 1.8 | 74.1 | 150.05 | 122.77 | 0.93 | 12.91
2019 | 11 | 28 | 8:00 | 7953 | 2.1 | 2.1 | 4.6 | 2.8 | 2.1 | 1 | 4.4 | 2.9 | 4.4 | 2.4 | 1.3 | 3.3 | 1.3 | 2.1 | 3 | 1.8 | 74.1 | 150.05 | 122.77 | 0.93 | 12.91
2019 | 11 | 28 | 9:00 | 7954 | 2.3 | 2.3 | 4.8 | 3.2 | 2.3 | 1 | 4.4 | 2.9 | 4.4 | 2.4 | 1.3 | 3.3 | 1.3 | 2.1 | 3 | 1.8 | 74.1 | 150.05 | 122.77 | 0.93 | 12.91
2019 | 11 | 28 | 10:00 | 7955 | 2.5 | 2.5 | 5.2 | 3.6 | 2.6 | 0.7 | 4.4 | 2.9 | 4.4 | 2.4 | 1.3 | 3.3 | 1.3 | 2.1 | 3 | 1.8 | 74.1 | 150.05 | 122.77 | 0.93 | 12.91
2019 | 11 | 28 | 11:00 | 7956 | 2.6 | 2.5 | 5.4 | 4.1 | 2.9 | 0.6 | 4.4 | 2.9 | 4.4 | 2.4 | 1.3 | 3.3 | 1.3 | 2.1 | 3 | 1.8 | 74.1 | 150.05 | 122.77 | 0.93 | 12.91
2019 | 11 | 28 | 12:00 | 7957 | 2.8 | 2.8 | 5.9 | 4.5 | 3.2 | 0.6 | 4.4 | 2.9 | 4.4 | 2.4 | 1.3 | 3.3 | 1.3 | 2.1 | 3 | 1.8 | 74.1 | 150.05 | 122.77 | 0.93 | 12.91
2019 | 11 | 28 | 13:00 | 7958 | 2.9 | 2.9 | 6.2 | 4.7 | 3.3 | 0.7 | 4.4 | 2.9 | 4.4 | 2.4 | 1.3 | 3.3 | 1.3 | 2.1 | 3 | 1.8 | 74.1 | 150.05 | 122.77 | 0.93 | 12.91
2019 | 11 | 28 | 14:00 | 7959 | 2.9 | 3.1 | 6.5 | 4.9 | 3.2 | 0.7 | 4.4 | 2.9 | 4.4 | 2.4 | 1.3 | 3.3 | 1.3 | 2.1 | 3 | 1.8 | 74.1 | 150.05 | 122.77 | 0.93 | 12.91
2019 | 11 | 28 | 15:00 | 7960 | 2.9 | 3 | 6.8 | 5 | 3.3 | 0.7 | 4.4 | 2.9 | 4.4 | 2.4 | 1.3 | 3.3 | 1.3 | 2.1 | 3 | 1.8 | 74.1 | 150.05 | 122.77 | 0.93 | 12.91
2019 | 11 | 28 | 16:00 | 7961 | 2.9 | 3.1 | 7.1 | 5.2 | 3.4 | 0.7 | 4.4 | 2.9 | 4.4 | 2.4 | 1.3 | 3.3 | 1.3 | 2.1 | 3 | 1.8 | 74.1 | 150.05 | 122.77 | 0.93 | 12.91
2019 | 11 | 28 | 17:00 | 7962 | 3.3 | 3.3 | 6.9 | 5.3 | 3.5 | 0.9 | 4.4 | 2.9 | 4.4 | 2.4 | 1.3 | 3.3 | 1.3 | 2.1 | 3 | 1.8 | 74.1 | 150.05 | 122.77 | 0.93 | 12.91
2019 | 11 | 28 | 18:00 | 7963 | 3.5 | 3.5 | 6.9 | 5.9 | 3.7 | 1 | 4.4 | 2.9 | 4.4 | 2.4 | 1.3 | 3.3 | 1.3 | 2.1 | 3 | 1.8 | 74.1 | 150.05 | 122.77 | 0.93 | 12.91
2019 | 11 | 28 | 19:00 | 7964 | 3.9 | 4 | 7.2 | 6.1 | 4 | 1.3 | 4.4 | 2.9 | 4.4 | 2.4 | 1.3 | 3.3 | 1.3 | 2.1 | 3 | 1.8 | 74.1 | 150.05 | 122.77 | 0.93 | 12.91
2019 | 11 | 28 | 20:00 | 7965 | 4.1 | 4.3 | 6.5 | 6.2 | 4.2 | 1.4 | 4.4 | 2.9 | 4.4 | 2.4 | 1.3 | 3.3 | 1.3 | 2.1 | 3 | 1.8 | 74.1 | 150.05 | 122.77 | 0.93 | 12.91
2019 | 11 | 28 | 21:00 | 7966 | 4.2 | 4.6 | 6.7 | 6.2 | 4.6 | 1.4 | 4.4 | 2.9 | 4.4 | 2.4 | 1.3 | 3.3 | 1.3 | 2.1 | 3 | 1.8 | 74.1 | 150.05 | 122.77 | 0.93 | 12.91
2019 | 11 | 28 | 22:00 | 7967 | 4.6 | 4.7 | 6.8 | 6.3 | 4.8 | 1.5 | 4.4 | 2.9 | 4.4 | 2.4 | 1.3 | 3.3 | 1.3 | 2.1 | 3 | 1.8 | 74.1 | 150.05 | 122.77 | 0.93 | 12.91
2019 | 11 | 28 | 23:00 | 7968 | 4.6 | 4.7 | 7.7 | 6.5 | 5.2 | 1.3 | 4.4 | 2.9 | 4.4 | 2.4 | 1.3 | 3.3 | 1.3 | 2.1 | 3 | 1.8 | 74.1 | 150.05 | 122.77 | 0.93 | 12.91
2019 | 11 | 29 | 0:00 | 7969 | 4.6 | 5 | 7.8 | 6.5 | 5.4 | 1.2 | 4.6 | 3.2 | 5.2 | 3.6 | 2 | 3.8 | 2.4 | 2.5 | 3.5 | 2.1 | 75.6 | 156.92 | 121.99 | 0.94 | 12.43
2019 | 11 | 29 | 1:00 | 7970 | 4.4 | 4.7 | 7.6 | 6.6 | 5.7 | 1.2 | 4.6 | 3.2 | 5.2 | 3.6 | 2 | 3.8 | 2.4 | 2.5 | 3.5 | 2.1 | 75.6 | 156.92 | 121.99 | 0.94 | 12.43
2019 | 11 | 29 | 2:00 | 7971 | 4.6 | 4.8 | 7.4 | 6.5 | 5.8 | 1.5 | 4.6 | 3.2 | 5.2 | 3.6 | 2 | 3.8 | 2.4 | 2.5 | 3.5 | 2.1 | 75.6 | 156.92 | 121.99 | 0.94 | 12.43
2019 | 11 | 29 | 3:00 | 7972 | 4.7 | 5 | 7.3 | 6.5 | 5.8 | 1.6 | 4.6 | 3.2 | 5.2 | 3.6 | 2 | 3.8 | 2.4 | 2.5 | 3.5 | 2.1 | 75.6 | 156.92 | 121.99 | 0.94 | 12.43
2019 | 11 | 29 | 4:00 | 7973 | 4.8 | 5.2 | 6.7 | 6.4 | 5.7 | 1.5 | 4.6 | 3.2 | 5.2 | 3.6 | 2 | 3.8 | 2.4 | 2.5 | 3.5 | 2.1 | 75.6 | 156.92 | 121.99 | 0.94 | 12.43
2019 | 11 | 29 | 5:00 | 7974 | 4.8 | 5.4 | 6.6 | 6.5 | 5.7 | 1.4 | 4.6 | 3.2 | 5.2 | 3.6 | 2 | 3.8 | 2.4 | 2.5 | 3.5 | 2.1 | 75.6 | 156.92 | 121.99 | 0.94 | 12.43
2019 | 11 | 29 | 6:00 | 7975 | 4.9 | 5.6 | 6.8 | 6.4 | 5.9 | 1.5 | 4.6 | 3.2 | 5.2 | 3.6 | 2 | 3.8 | 2.4 | 2.5 | 3.5 | 2.1 | 75.6 | 156.92 | 121.99 | 0.94 | 12.43
2019 | 11 | 29 | 7:00 | 7976 | 5.2 | 5.9 | 7.3 | 6.2 | 6 | 1.6 | 4.6 | 3.2 | 5.2 | 3.6 | 2 | 3.8 | 2.4 | 2.5 | 3.5 | 2.1 | 75.6 | 156.92 | 121.99 | 0.94 | 12.43
2019 | 11 | 29 | 8:00 | 7977 | 6.2 | 6.4 | 8.1 | 6.2 | 6.2 | 2.1 | 4.6 | 3.2 | 5.2 | 3.6 | 2 | 3.8 | 2.4 | 2.5 | 3.5 | 2.1 | 75.6 | 156.92 | 121.99 | 0.94 | 12.43
2019 | 11 | 29 | 9:00 | 7978 | 6.8 | 6.9 | 8 | 6.6 | 6.5 | 2.8 | 4.6 | 3.2 | 5.2 | 3.6 | 2 | 3.8 | 2.4 | 2.5 | 3.5 | 2.1 | 75.6 | 156.92 | 121.99 | 0.94 | 12.43
2019 | 11 | 29 | 10:00 | 7979 | 7.4 | 7.1 | 8.2 | 7.2 | 6.7 | 3.3 | 4.6 | 3.2 | 5.2 | 3.6 | 2 | 3.8 | 2.4 | 2.5 | 3.5 | 2.1 | 75.6 | 156.92 | 121.99 | 0.94 | 12.43
2019 | 11 | 29 | 11:00 | 7980 | 7.2 | 7.3 | 8.3 | 7.6 | 7.2 | 4 | 4.6 | 3.2 | 5.2 | 3.6 | 2 | 3.8 | 2.4 | 2.5 | 3.5 | 2.1 | 75.6 | 156.92 | 121.99 | 0.94 | 12.43
2019 | 11 | 29 | 12:00 | 7981 | 7.6 | 7.4 | 8 | 7.2 | 7.5 | 4.7 | 4.6 | 3.2 | 5.2 | 3.6 | 2 | 3.8 | 2.4 | 2.5 | 3.5 | 2.1 | 75.6 | 156.92 | 121.99 | 0.94 | 12.43
2019 | 11 | 29 | 13:00 | 7982 | 8 | 7.2 | 6.3 | 7.4 | 7.1 | 5.3 | 4.6 | 3.2 | 5.2 | 3.6 | 2 | 3.8 | 2.4 | 2.5 | 3.5 | 2.1 | 75.6 | 156.92 | 121.99 | 0.94 | 12.43
2019 | 11 | 29 | 14:00 | 7983 | 7.2 | 6.6 | 6.8 | 5.8 | 6.2 | 5.8 | 4.6 | 3.2 | 5.2 | 3.6 | 2 | 3.8 | 2.4 | 2.5 | 3.5 | 2.1 | 75.6 | 156.92 | 121.99 | 0.94 | 12.43
2019 | 11 | 29 | 15:00 | 7984 | 6.3 | 6.1 | 6.2 | 4.6 | 5.2 | 6.1 | 4.6 | 3.2 | 5.2 | 3.6 | 2 | 3.8 | 2.4 | 2.5 | 3.5 | 2.1 | 75.6 | 156.92 | 121.99 | 0.94 | 12.43
2019 | 11 | 29 | 16:00 | 7985 | 5.7 | 4.7 | 5.9 | 4 | 4.5 | 5.5 | 4.6 | 3.2 | 5.2 | 3.6 | 2 | 3.8 | 2.4 | 2.5 | 3.5 | 2.1 | 75.6 | 156.92 | 121.99 | 0.94 | 12.43
2019 | 11 | 29 | 17:00 | 7986 | 4 | 3.3 | 5.4 | 4.2 | 4 | 5 | 4.6 | 3.2 | 5.2 | 3.6 | 2 | 3.8 | 2.4 | 2.5 | 3.5 | 2.1 | 75.6 | 156.92 | 121.99 | 0.94 | 12.43
2019 | 11 | 29 | 18:00 | 7987 | 3.2 | 2 | 5.6 | 3.5 | 3.6 | 3.7 | 4.6 | 3.2 | 5.2 | 3.6 | 2 | 3.8 | 2.4 | 2.5 | 3.5 | 2.1 | 75.6 | 156.92 | 121.99 | 0.94 | 12.43
2019 | 11 | 29 | 19:00 | 7988 | 3 | 3 | 6.7 | 3.4 | 3.3 | 2.2 | 4.6 | 3.2 | 5.2 | 3.6 | 2 | 3.8 | 2.4 | 2.5 | 3.5 | 2.1 | 75.6 | 156.92 | 121.99 | 0.94 | 12.43
2019 | 11 | 29 | 20:00 | 7989 | 3.4 | 3.4 | 4.7 | 3.2 | 3.2 | 2 | 4.6 | 3.2 | 5.2 | 3.6 | 2 | 3.8 | 2.4 | 2.5 | 3.5 | 2.1 | 75.6 | 156.92 | 121.99 | 0.94 | 12.43
2019 | 11 | 29 | 21:00 | 7990 | 3.9 | 3.6 | 3.4 | 2 | 3.4 | 2.5 | 4.6 | 3.2 | 5.2 | 3.6 | 2 | 3.8 | 2.4 | 2.5 | 3.5 | 2.1 | 75.6 | 156.92 | 121.99 | 0.94 | 12.43
2019 | 11 | 29 | 22:00 | 7991 | 3.3 | 3.3 | 3 | 0.8 | 3.4 | 2.4 | 4.6 | 3.2 | 5.2 | 3.6 | 2 | 3.8 | 2.4 | 2.5 | 3.5 | 2.1 | 75.6 | 156.92 | 121.99 | 0.94 | 12.43
2019 | 11 | 29 | 23:00 | 7992 | 3.7 | 3.3 | 2.5 | 0.3 | 2.6 | 2 | 4.6 | 3.2 | 5.2 | 3.6 | 2 | 3.8 | 2.4 | 2.5 | 3.5 | 2.1 | 75.6 | 156.92 | 121.99 | 0.94 | 12.43
2019 | 11 | 30 | 0:00 | 7993 | 3.4 | 2.8 | 3.9 | 0.6 | 0.5 | 2.1 | 5.4 | 7.2 | 4.8 | 3.4 | 1.8 | 3.2 | 1.6 | 2.3 | 3 | 2.1 | 76.01 | 150.51 | 122.46 | 1.03 | 12.1
2019 | 11 | 30 | 1:00 | 7994 | 2.1 | 2.6 | 2.7 | 0.4 | 0.5 | 2.3 | 5.4 | 7.2 | 4.8 | 3.4 | 1.8 | 3.2 | 1.6 | 2.3 | 3 | 2.1 | 76.01 | 150.51 | 122.46 | 1.03 | 12.1
2019 | 11 | 30 | 2:00 | 7995 | 1.4 | 0.7 | 3.7 | 0.4 | 0.4 | 2.1 | 5.4 | 7.2 | 4.8 | 3.4 | 1.8 | 3.2 | 1.6 | 2.3 | 3 | 2.1 | 76.01 | 150.51 | 122.46 | 1.03 | 12.1
2019 | 11 | 30 | 3:00 | 7996 | 0.7 | 0.4 | 4.3 | 0 | 0.1 | 2 | 5.4 | 7.2 | 4.8 | 3.4 | 1.8 | 3.2 | 1.6 | 2.3 | 3 | 2.1 | 76.01 | 150.51 | 122.46 | 1.03 | 12.1
2019 | 11 | 30 | 4:00 | 7997 | 0.7 | 0.5 | 4.3 | 0.5 | -0.3 | 0.2 | 5.4 | 7.2 | 4.8 | 3.4 | 1.8 | 3.2 | 1.6 | 2.3 | 3 | 2.1 | 76.01 | 150.51 | 122.46 | 1.03 | 12.1
2019 | 11 | 30 | 5:00 | 7998 | -0.1 | 0.1 | 4.1 | 0.1 | -0.7 | 0 | 5.4 | 7.2 | 4.8 | 3.4 | 1.8 | 3.2 | 1.6 | 2.3 | 3 | 2.1 | 76.01 | 150.51 | 122.46 | 1.03 | 12.1
2019 | 11 | 30 | 6:00 | 7999 | -0.1 | -0.1 | 4.2 | -0.6 | -0.6 | -0.2 | 5.4 | 7.2 | 4.8 | 3.4 | 1.8 | 3.2 | 1.6 | 2.3 | 3 | 2.1 | 76.01 | 150.51 | 122.46 | 1.03 | 12.1
2019 | 11 | 30 | 7:00 | 8000 | -0.3 | -0.3 | 3.9 | -0.5 | 0.2 | -0.4 | 5.4 | 7.2 | 4.8 | 3.4 | 1.8 | 3.2 | 1.6 | 2.3 | 3 | 2.1 | 76.01 | 150.51 | 122.46 | 1.03 | 12.1
2019 | 11 | 30 | 8:00 | 8001 | 0.2 | 0.5 | 4.1 | 0.1 | 0.1 | 0 | 5.4 | 7.2 | 4.8 | 3.4 | 1.8 | 3.2 | 1.6 | 2.3 | 3 | 2.1 | 76.01 | 150.51 | 122.46 | 1.03 | 12.1
2019 | 11 | 30 | 9:00 | 8002 | 1.3 | 0.8 | 2.6 | 0.3 | 0.8 | 0.4 | 5.4 | 7.2 | 4.8 | 3.4 | 1.8 | 3.2 | 1.6 | 2.3 | 3 | 2.1 | 76.01 | 150.51 | 122.46 | 1.03 | 12.1
2019 | 11 | 30 | 10:00 | 8003 | 1.9 | 1.9 | 3.9 | 0.8 | 0.9 | 1.1 | 5.4 | 7.2 | 4.8 | 3.4 | 1.8 | 3.2 | 1.6 | 2.3 | 3 | 2.1 | 76.01 | 150.51 | 122.46 | 1.03 | 12.1
2019 | 11 | 30 | 11:00 | 8004 | 2.5 | 1.4 | 4.3 | 1.4 | 1 | 1.7 | 5.4 | 7.2 | 4.8 | 3.4 | 1.8 | 3.2 | 1.6 | 2.3 | 3 | 2.1 | 76.01 | 150.51 | 122.46 | 1.03 | 12.1
2019 | 11 | 30 | 12:00 | 8005 | 1.7 | 1.4 | 4.6 | 1.6 | 1.2 | 1.8 | 5.4 | 7.2 | 4.8 | 3.4 | 1.8 | 3.2 | 1.6 | 2.3 | 3 | 2.1 | 76.01 | 150.51 | 122.46 | 1.03 | 12.1
2019 | 11 | 30 | 13:00 | 8006 | 2.1 | 1.6 | 4 | 1.1 | 1.2 | 1 | 5.4 | 7.2 | 4.8 | 3.4 | 1.8 | 3.2 | 1.6 | 2.3 | 3 | 2.1 | 76.01 | 150.51 | 122.46 | 1.03 | 12.1
2019 | 11 | 30 | 14:00 | 8007 | 1 | 0.9 | 4.1 | 0.9 | 0.6 | 0.8 | 5.4 | 7.2 | 4.8 | 3.4 | 1.8 | 3.2 | 1.6 | 2.3 | 3 | 2.1 | 76.01 | 150.51 | 122.46 | 1.03 | 12.1
2019 | 11 | 30 | 15:00 | 8008 | 0.1 | 0.5 | 4.3 | 0.2 | 0.5 | 0.4 | 5.4 | 7.2 | 4.8 | 3.4 | 1.8 | 3.2 | 1.6 | 2.3 | 3 | 2.1 | 76.01 | 150.51 | 122.46 | 1.03 | 12.1
2019 | 11 | 30 | 16:00 | 8009 | 0.1 | 0.7 | 4.3 | 0 | 0.2 | 0 | 5.4 | 7.2 | 4.8 | 3.4 | 1.8 | 3.2 | 1.6 | 2.3 | 3 | 2.1 | 76.01 | 150.51 | 122.46 | 1.03 | 12.1
2019 | 11 | 30 | 17:00 | 8010 | -0.5 | 0.2 | 4.4 | -0.3 | 0 | 0.2 | 5.4 | 7.2 | 4.8 | 3.4 | 1.8 | 3.2 | 1.6 | 2.3 | 3 | 2.1 | 76.01 | 150.51 | 122.46 | 1.03 | 12.1
2019 | 11 | 30 | 18:00 | 8011 | -1 | -0.4 | 5 | -0.3 | -0.6 | 0.3 | 5.4 | 7.2 | 4.8 | 3.4 | 1.8 | 3.2 | 1.6 | 2.3 | 3 | 2.1 | 76.01 | 150.51 | 122.46 | 1.03 | 12.1
2019 | 11 | 30 | 19:00 | 8012 | -1.1 | -1 | 5.1 | -0.3 | -0.5 | 0.2 | 5.4 | 7.2 | 4.8 | 3.4 | 1.8 | 3.2 | 1.6 | 2.3 | 3 | 2.1 | 76.01 | 150.51 | 122.46 | 1.03 | 12.1
2019 | 11 | 30 | 20:00 | 8013 | -2.5 | -0.9 | 5.1 | 0.4 | -0.3 | 0 | 5.4 | 7.2 | 4.8 | 3.4 | 1.8 | 3.2 | 1.6 | 2.3 | 3 | 2.1 | 76.01 | 150.51 | 122.46 | 1.03 | 12.1
2019 | 11 | 30 | 21:00 | 8014 | -2.8 | -0.9 | 4.4 | -0.1 | -0.8 | -0.9 | 5.4 | 7.2 | 4.8 | 3.4 | 1.8 | 3.2 | 1.6 | 2.3 | 3 | 2.1 | 76.01 | 150.51 | 122.46 | 1.03 | 12.1
2019 | 11 | 30 | 22:00 | 8015 | -1.2 | -1.1 | 4.2 | -0.7 | -1.3 | -1.4 | 5.4 | 7.2 | 4.8 | 3.4 | 1.8 | 3.2 | 1.6 | 2.3 | 3 | 2.1 | 76.01 | 150.51 | 122.46 | 1.03 | 12.1
2019 | 11 | 30 | 23:00 | 8016 | -0.5 | -2 | 4.2 | -0.7 | -1.5 | -1 | 5.4 | 7.2 | 4.8 | 3.4 | 1.8 | 3.2 | 1.6 | 2.3 | 3 | 2.1 | 76.01 | 150.51 | 122.46 | 1.03 | 12.1
2019 | 12 | 1 | 0:00 | 8017 | -0.4 | -2 | 3.8 | -0.1 | -1.8 | -1.5 | 5.2 | 6.3 | 3.7 | 2.7 | 2 | 2.8 | 0.4 | 1.7 | 2.1 | 1.8 | 76.19 | 146.45 | 122.56 | 0.91 | 12.72
2019 | 12 | 1 | 1:00 | 8018 | -0.3 | -1.5 | 3.6 | -1.1 | -2.1 | -2 | 5.2 | 6.3 | 3.7 | 2.7 | 2 | 2.8 | 0.4 | 1.7 | 2.1 | 1.8 | 76.19 | 146.45 | 122.56 | 0.91 | 12.72
2019 | 12 | 1 | 2:00 | 8019 | -0.3 | -1.9 | 3.5 | -2.3 | -2.4 | -2.3 | 5.2 | 6.3 | 3.7 | 2.7 | 2 | 2.8 | 0.4 | 1.7 | 2.1 | 1.8 | 76.19 | 146.45 | 122.56 | 0.91 | 12.72
2019 | 12 | 1 | 3:00 | 8020 | -0.8 | -1.5 | 3.4 | -2.4 | -2.8 | -1.9 | 5.2 | 6.3 | 3.7 | 2.7 | 2 | 2.8 | 0.4 | 1.7 | 2.1 | 1.8 | 76.19 | 146.45 | 122.56 | 0.91 | 12.72
2019 | 12 | 1 | 4:00 | 8021 | -1.8 | -2.2 | 3.4 | -3.7 | -2.8 | -2.3 | 5.2 | 6.3 | 3.7 | 2.7 | 2 | 2.8 | 0.4 | 1.7 | 2.1 | 1.8 | 76.19 | 146.45 | 122.56 | 0.91 | 12.72
2019 | 12 | 1 | 5:00 | 8022 | -2.6 | -2.5 | 3.2 | -3.8 | -3 | -2.7 | 5.2 | 6.3 | 3.7 | 2.7 | 2 | 2.8 | 0.4 | 1.7 | 2.1 | 1.8 | 76.19 | 146.45 | 122.56 | 0.91 | 12.72
2019 | 12 | 1 | 6:00 | 8023 | -3.4 | -2.9 | 3.2 | -3.4 | -3.1 | -2.9 | 5.2 | 6.3 | 3.7 | 2.7 | 2 | 2.8 | 0.4 | 1.7 | 2.1 | 1.8 | 76.19 | 146.45 | 122.56 | 0.91 | 12.72
2019 | 12 | 1 | 7:00 | 8024 | -3.7 | -2.9 | 3.4 | -4.2 | -2.9 | -3 | 5.2 | 6.3 | 3.7 | 2.7 | 2 | 2.8 | 0.4 | 1.7 | 2.1 | 1.8 | 76.19 | 146.45 | 122.56 | 0.91 | 12.72
2019 | 12 | 1 | 8:00 | 8025 | -1.9 | -2.6 | 3.8 | -2.6 | -1.6 | -1.7 | 5.2 | 6.3 | 3.7 | 2.7 | 2 | 2.8 | 0.4 | 1.7 | 2.1 | 1.8 | 76.19 | 146.45 | 122.56 | 0.91 | 12.72
2019 | 12 | 1 | 9:00 | 8026 | -0.6 | -1.9 | 4.3 | -0.7 | -0.3 | -0.1 | 5.2 | 6.3 | 3.7 | 2.7 | 2 | 2.8 | 0.4 | 1.7 | 2.1 | 1.8 | 76.19 | 146.45 | 122.56 | 0.91 | 12.72
2019 | 12 | 1 | 10:00 | 8027 | 0.3 | -1.5 | 4.7 | 0 | 1 | 0.5 | 5.2 | 6.3 | 3.7 | 2.7 | 2 | 2.8 | 0.4 | 1.7 | 2.1 | 1.8 | 76.19 | 146.45 | 122.56 | 0.91 | 12.72
2019 | 12 | 1 | 11:00 | 8028 | 0.1 | -0.8 | 4.8 | 1.3 | 0.9 | -0.2 | 5.2 | 6.3 | 3.7 | 2.7 | 2 | 2.8 | 0.4 | 1.7 | 2.1 | 1.8 | 76.19 | 146.45 | 122.56 | 0.91 | 12.72
2019 | 12 | 1 | 12:00 | 8029 | 0.2 | -0.2 | 4.6 | 1.7 | 1.5 | -1 | 5.2 | 6.3 | 3.7 | 2.7 | 2 | 2.8 | 0.4 | 1.7 | 2.1 | 1.8 | 76.19 | 146.45 | 122.56 | 0.91 | 12.72
2019 | 12 | 1 | 13:00 | 8030 | 0.3 | 0 | 4.4 | 1.3 | 1.5 | -0.4 | 5.2 | 6.3 | 3.7 | 2.7 | 2 | 2.8 | 0.4 | 1.7 | 2.1 | 1.8 | 76.19 | 146.45 | 122.56 | 0.91 | 12.72
2019 | 12 | 1 | 14:00 | 8031 | 0.4 | 0 | 4.8 | -0.1 | -0.2 | -0.4 | 5.2 | 6.3 | 3.7 | 2.7 | 2 | 2.8 | 0.4 | 1.7 | 2.1 | 1.8 | 76.19 | 146.45 | 122.56 | 0.91 | 12.72
2019 | 12 | 1 | 15:00 | 8032 | 0.3 | 0.4 | 5.1 | -0.4 | -1.3 | -0.8 | 5.2 | 6.3 | 3.7 | 2.7 | 2 | 2.8 | 0.4 | 1.7 | 2.1 | 1.8 | 76.19 | 146.45 | 122.56 | 0.91 | 12.72
2019 | 12 | 1 | 16:00 | 8033 | 0.2 | 0.3 | 4.4 | 0 | -0.4 | -0.7 | 5.2 | 6.3 | 3.7 | 2.7 | 2 | 2.8 | 0.4 | 1.7 | 2.1 | 1.8 | 76.19 | 146.45 | 122.56 | 0.91 | 12.72
2019 | 12 | 1 | 17:00 | 8034 | 0.1 | 0.2 | 4.1 | 0 | 0.1 | -0.7 | 5.2 | 6.3 | 3.7 | 2.7 | 2 | 2.8 | 0.4 | 1.7 | 2.1 | 1.8 | 76.19 | 146.45 | 122.56 | 0.91 | 12.72
2019 | 12 | 1 | 18:00 | 8035 | 0 | -0.2 | 4 | 0.4 | 0.7 | -0.7 | 5.2 | 6.3 | 3.7 | 2.7 | 2 | 2.8 | 0.4 | 1.7 | 2.1 | 1.8 | 76.19 | 146.45 | 122.56 | 0.91 | 12.72
2019 | 12 | 1 | 19:00 | 8036 | -0.3 | -0.9 | 3.8 | 0.4 | 0.7 | -0.8 | 5.2 | 6.3 | 3.7 | 2.7 | 2 | 2.8 | 0.4 | 1.7 | 2.1 | 1.8 | 76.19 | 146.45 | 122.56 | 0.91 | 12.72
2019 | 12 | 1 | 20:00 | 8037 | -0.4 | -1 | 4 | 0.3 | 0.5 | -1 | 5.2 | 6.3 | 3.7 | 2.7 | 2 | 2.8 | 0.4 | 1.7 | 2.1 | 1.8 | 76.19 | 146.45 | 122.56 | 0.91 | 12.72
2019 | 12 | 1 | 21:00 | 8038 | 0 | -0.9 | 4 | 0.4 | 0.5 | -1 | 5.2 | 6.3 | 3.7 | 2.7 | 2 | 2.8 | 0.4 | 1.7 | 2.1 | 1.8 | 76.19 | 146.45 | 122.56 | 0.91 | 12.72
2019 | 12 | 1 | 22:00 | 8039 | 0 | -0.5 | 4.5 | 0.4 | 0.5 | -1.2 | 5.2 | 6.3 | 3.7 | 2.7 | 2 | 2.8 | 0.4 | 1.7 | 2.1 | 1.8 | 76.19 | 146.45 | 122.56 | 0.91 | 12.72
2019 | 12 | 1 | 23:00 | 8040 | -0.1 | -0.2 | 3.6 | 0.5 | 0.8 | -1 | 5.2 | 6.3 | 3.7 | 2.7 | 2 | 2.8 | 0.4 | 1.7 | 2.1 | 1.8 | 76.19 | 146.45 | 122.56 | 0.91 | 12.72
2019 | 12 | 2 | 0:00 | 8041 | -0.1 | 0 | 5.1 | 0.3 | 0.8 | -1.2 | 5.4 | 6.4 | 3.5 | 2.5 | 2.4 | 2.5 | 0.3 | 1.6 | 2.5 | 1.3 | 75.3 | 153.33 | 121.95 | 1.01 | 13.26
2019 | 12 | 2 | 1:00 | 8042 | 0 | 0.1 | 5.2 | -0.2 | 0.8 | -1.8 | 5.4 | 6.4 | 3.5 | 2.5 | 2.4 | 2.5 | 0.3 | 1.6 | 2.5 | 1.3 | 75.3 | 153.33 | 121.95 | 1.01 | 13.26
2019 | 12 | 2 | 2:00 | 8043 | -0.1 | 0.1 | 5.5 | -0.3 | 0.8 | -1.6 | 5.4 | 6.4 | 3.5 | 2.5 | 2.4 | 2.5 | 0.3 | 1.6 | 2.5 | 1.3 | 75.3 | 153.33 | 121.95 | 1.01 | 13.26
2019 | 12 | 2 | 3:00 | 8044 | -0.1 | 0.1 | 5.5 | -0.2 | 0.6 | -1.2 | 5.4 | 6.4 | 3.5 | 2.5 | 2.4 | 2.5 | 0.3 | 1.6 | 2.5 | 1.3 | 75.3 | 153.33 | 121.95 | 1.01 | 13.26
2019 | 12 | 2 | 4:00 | 8045 | 0 | 0 | 4.7 | -0.8 | 0.4 | -1.1 | 5.4 | 6.4 | 3.5 | 2.5 | 2.4 | 2.5 | 0.3 | 1.6 | 2.5 | 1.3 | 75.3 | 153.33 | 121.95 | 1.01 | 13.26
2019 | 12 | 2 | 5:00 | 8046 | 0 | 0 | 5.4 | -0.3 | 0.5 | -0.9 | 5.4 | 6.4 | 3.5 | 2.5 | 2.4 | 2.5 | 0.3 | 1.6 | 2.5 | 1.3 | 75.3 | 153.33 | 121.95 | 1.01 | 13.26
2019 | 12 | 2 | 6:00 | 8047 | 0 | 0.1 | 4.3 | 0.1 | 0.5 | -0.7 | 5.4 | 6.4 | 3.5 | 2.5 | 2.4 | 2.5 | 0.3 | 1.6 | 2.5 | 1.3 | 75.3 | 153.33 | 121.95 | 1.01 | 13.26
2019 | 12 | 2 | 7:00 | 8048 | 0.3 | 0.1 | 4.5 | 0.2 | 0.4 | -0.6 | 5.4 | 6.4 | 3.5 | 2.5 | 2.4 | 2.5 | 0.3 | 1.6 | 2.5 | 1.3 | 75.3 | 153.33 | 121.95 | 1.01 | 13.26
2019 | 12 | 2 | 8:00 | 8049 | 0.5 | 0.4 | 4.5 | 0.3 | 0.5 | -0.3 | 5.4 | 6.4 | 3.5 | 2.5 | 2.4 | 2.5 | 0.3 | 1.6 | 2.5 | 1.3 | 75.3 | 153.33 | 121.95 | 1.01 | 13.26
2019 | 12 | 2 | 9:00 | 8050 | 0.9 | 0.7 | 3.2 | 0.3 | 0.4 | 0 | 5.4 | 6.4 | 3.5 | 2.5 | 2.4 | 2.5 | 0.3 | 1.6 | 2.5 | 1.3 | 75.3 | 153.33 | 121.95 | 1.01 | 13.26
2019 | 12 | 2 | 10:00 | 8051 | 1.1 | 1 | 3.2 | 0.6 | 0.6 | 0.1 | 5.4 | 6.4 | 3.5 | 2.5 | 2.4 | 2.5 | 0.3 | 1.6 | 2.5 | 1.3 | 75.3 | 153.33 | 121.95 | 1.01 | 13.26
2019 | 12 | 2 | 11:00 | 8052 | 1.3 | 1.2 | 3.4 | 0.4 | 0.8 | 0.3 | 5.4 | 6.4 | 3.5 | 2.5 | 2.4 | 2.5 | 0.3 | 1.6 | 2.5 | 1.3 | 75.3 | 153.33 | 121.95 | 1.01 | 13.26
2019 | 12 | 2 | 12:00 | 8053 | 1.5 | 0.3 | 3 | 0.5 | 0.9 | 0.4 | 5.4 | 6.4 | 3.5 | 2.5 | 2.4 | 2.5 | 0.3 | 1.6 | 2.5 | 1.3 | 75.3 | 153.33 | 121.95 | 1.01 | 13.26
2019 | 12 | 2 | 13:00 | 8054 | 0.8 | 0.4 | 2.3 | 0.4 | 0.7 | 0.4 | 5.4 | 6.4 | 3.5 | 2.5 | 2.4 | 2.5 | 0.3 | 1.6 | 2.5 | 1.3 | 75.3 | 153.33 | 121.95 | 1.01 | 13.26
2019 | 12 | 2 | 14:00 | 8055 | 0.5 | 0.6 | 2 | -0.1 | 0.6 | 0 | 5.4 | 6.4 | 3.5 | 2.5 | 2.4 | 2.5 | 0.3 | 1.6 | 2.5 | 1.3 | 75.3 | 153.33 | 121.95 | 1.01 | 13.26
2019 | 12 | 2 | 15:00 | 8056 | 0.8 | 0.6 | 0.5 | -0.3 | 0.2 | -0.1 | 5.4 | 6.4 | 3.5 | 2.5 | 2.4 | 2.5 | 0.3 | 1.6 | 2.5 | 1.3 | 75.3 | 153.33 | 121.95 | 1.01 | 13.26
2019 | 12 | 2 | 16:00 | 8057 | 0.6 | 0.5 | -0.5 | -1.1 | 0 | -0.1 | 5.4 | 6.4 | 3.5 | 2.5 | 2.4 | 2.5 | 0.3 | 1.6 | 2.5 | 1.3 | 75.3 | 153.33 | 121.95 | 1.01 | 13.26
2019 | 12 | 2 | 17:00 | 8058 | 0.5 | 0.5 | 0.1 | -2.1 | -0.5 | 0.1 | 5.4 | 6.4 | 3.5 | 2.5 | 2.4 | 2.5 | 0.3 | 1.6 | 2.5 | 1.3 | 75.3 | 153.33 | 121.95 | 1.01 | 13.26
2019 | 12 | 2 | 18:00 | 8059 | 0.5 | 0.3 | -0.9 | -4.2 | -0.8 | 0.1 | 5.4 | 6.4 | 3.5 | 2.5 | 2.4 | 2.5 | 0.3 | 1.6 | 2.5 | 1.3 | 75.3 | 153.33 | 121.95 | 1.01 | 13.26
2019 | 12 | 2 | 19:00 | 8060 | 0.5 | 0.1 | -1.1 | -5.7 | -1.2 | -0.1 | 5.4 | 6.4 | 3.5 | 2.5 | 2.4 | 2.5 | 0.3 | 1.6 | 2.5 | 1.3 | 75.3 | 153.33 | 121.95 | 1.01 | 13.26
2019 | 12 | 2 | 20:00 | 8061 | 0.2 | -0.1 | 1.1 | -4.1 | -1.3 | -0.2 | 5.4 | 6.4 | 3.5 | 2.5 | 2.4 | 2.5 | 0.3 | 1.6 | 2.5 | 1.3 | 75.3 | 153.33 | 121.95 | 1.01 | 13.26
2019 | 12 | 2 | 21:00 | 8062 | 0.1 | -0.3 | 0.1 | -4.6 | -1.5 | -0.7 | 5.4 | 6.4 | 3.5 | 2.5 | 2.4 | 2.5 | 0.3 | 1.6 | 2.5 | 1.3 | 75.3 | 153.33 | 121.95 | 1.01 | 13.26
2019 | 12 | 2 | 22:00 | 8063 | 0 | -1.1 | 0.3 | -4.4 | -1.8 | -0.6 | 5.4 | 6.4 | 3.5 | 2.5 | 2.4 | 2.5 | 0.3 | 1.6 | 2.5 | 1.3 | 75.3 | 153.33 | 121.95 | 1.01 | 13.26
2019 | 12 | 2 | 23:00 | 8064 | -0.3 | -1.8 | 3.2 | -3.8 | -2.2 | -1.3 | 5.4 | 6.4 | 3.5 | 2.5 | 2.4 | 2.5 | 0.3 | 1.6 | 2.5 | 1.3 | 75.3 | 153.33 | 121.95 | 1.01 | 13.26
2019 | 12 | 3 | 0:00 | 8065 | -0.6 | -2 | 3.8 | -3.8 | -3.3 | -1.1 | 4.6 | 6.9 | 3.2 | 1.7 | 3.1 | 1.9 | 0.7 | 1.7 | 1.8 | 0.8 | 75.86 | 150.49 | 121.41 | 0.99 | 12.68
2019 | 12 | 3 | 1:00 | 8066 | -1 | -2.1 | 3.9 | -3.8 | -3.8 | -1.6 | 4.6 | 6.9 | 3.2 | 1.7 | 3.1 | 1.9 | 0.7 | 1.7 | 1.8 | 0.8 | 75.86 | 150.49 | 121.41 | 0.99 | 12.68
2019 | 12 | 3 | 2:00 | 8067 | -1.4 | -1.9 | 4.2 | -3.7 | -3.2 | -1.7 | 4.6 | 6.9 | 3.2 | 1.7 | 3.1 | 1.9 | 0.7 | 1.7 | 1.8 | 0.8 | 75.86 | 150.49 | 121.41 | 0.99 | 12.68
2019 | 12 | 3 | 3:00 | 8068 | -1.5 | -2.2 | 4 | -4 | -3.9 | -2 | 4.6 | 6.9 | 3.2 | 1.7 | 3.1 | 1.9 | 0.7 | 1.7 | 1.8 | 0.8 | 75.86 | 150.49 | 121.41 | 0.99 | 12.68
2019 | 12 | 3 | 4:00 | 8069 | -1.6 | -2.3 | 4 | -4.3 | -4.2 | -2.3 | 4.6 | 6.9 | 3.2 | 1.7 | 3.1 | 1.9 | 0.7 | 1.7 | 1.8 | 0.8 | 75.86 | 150.49 | 121.41 | 0.99 | 12.68
2019 | 12 | 3 | 5:00 | 8070 | -1.7 | -2.3 | 3.8 | -4.8 | -3.9 | -2.2 | 4.6 | 6.9 | 3.2 | 1.7 | 3.1 | 1.9 | 0.7 | 1.7 | 1.8 | 0.8 | 75.86 | 150.49 | 121.41 | 0.99 | 12.68
2019 | 12 | 3 | 6:00 | 8071 | -1.6 | -2.5 | 3.8 | -3.4 | -3.9 | -2.1 | 4.6 | 6.9 | 3.2 | 1.7 | 3.1 | 1.9 | 0.7 | 1.7 | 1.8 | 0.8 | 75.86 | 150.49 | 121.41 | 0.99 | 12.68
2019 | 12 | 3 | 7:00 | 8072 | -1.5 | -2.8 | 3.9 | -4.1 | -3.9 | -2.1 | 4.6 | 6.9 | 3.2 | 1.7 | 3.1 | 1.9 | 0.7 | 1.7 | 1.8 | 0.8 | 75.86 | 150.49 | 121.41 | 0.99 | 12.68
2019 | 12 | 3 | 8:00 | 8073 | -1.4 | -1.9 | 4 | -2.7 | -2.5 | -2 | 4.6 | 6.9 | 3.2 | 1.7 | 3.1 | 1.9 | 0.7 | 1.7 | 1.8 | 0.8 | 75.86 | 150.49 | 121.41 | 0.99 | 12.68
2019 | 12 | 3 | 9:00 | 8074 | -0.7 | -0.4 | 3.9 | -1.4 | -1.5 | -1.5 | 4.6 | 6.9 | 3.2 | 1.7 | 3.1 | 1.9 | 0.7 | 1.7 | 1.8 | 0.8 | 75.86 | 150.49 | 121.41 | 0.99 | 12.68
2019 | 12 | 3 | 10:00 | 8075 | 0.6 | 0.9 | 4.3 | -0.8 | 0 | -0.5 | 4.6 | 6.9 | 3.2 | 1.7 | 3.1 | 1.9 | 0.7 | 1.7 | 1.8 | 0.8 | 75.86 | 150.49 | 121.41 | 0.99 | 12.68
2019 | 12 | 3 | 11:00 | 8076 | 2.1 | 1.5 | 4.4 | -0.2 | 0.3 | 0.2 | 4.6 | 6.9 | 3.2 | 1.7 | 3.1 | 1.9 | 0.7 | 1.7 | 1.8 | 0.8 | 75.86 | 150.49 | 121.41 | 0.99 | 12.68
2019 | 12 | 3 | 12:00 | 8077 | 2.4 | 1.5 | 4.5 | 0.4 | 0.6 | 0.9 | 4.6 | 6.9 | 3.2 | 1.7 | 3.1 | 1.9 | 0.7 | 1.7 | 1.8 | 0.8 | 75.86 | 150.49 | 121.41 | 0.99 | 12.68
2019 | 12 | 3 | 13:00 | 8078 | 1.9 | 1.4 | 4.2 | -0.5 | 0 | 0.5 | 4.6 | 6.9 | 3.2 | 1.7 | 3.1 | 1.9 | 0.7 | 1.7 | 1.8 | 0.8 | 75.86 | 150.49 | 121.41 | 0.99 | 12.68
2019 | 12 | 3 | 14:00 | 8079 | 0.9 | 0 | 4.1 | -1.7 | -0.7 | -0.9 | 4.6 | 6.9 | 3.2 | 1.7 | 3.1 | 1.9 | 0.7 | 1.7 | 1.8 | 0.8 | 75.86 | 150.49 | 121.41 | 0.99 | 12.68
2019 | 12 | 3 | 15:00 | 8080 | 0.2 | -0.5 | 4.5 | -2.4 | -0.8 | -1.5 | 4.6 | 6.9 | 3.2 | 1.7 | 3.1 | 1.9 | 0.7 | 1.7 | 1.8 | 0.8 | 75.86 | 150.49 | 121.41 | 0.99 | 12.68
2019 | 12 | 3 | 16:00 | 8081 | 0.1 | -0.5 | 4.7 | -3 | -1.7 | -1.4 | 4.6 | 6.9 | 3.2 | 1.7 | 3.1 | 1.9 | 0.7 | 1.7 | 1.8 | 0.8 | 75.86 | 150.49 | 121.41 | 0.99 | 12.68
2019 | 12 | 3 | 17:00 | 8082 | 0.3 | -1 | 5 | -1.9 | -1.6 | -1.3 | 4.6 | 6.9 | 3.2 | 1.7 | 3.1 | 1.9 | 0.7 | 1.7 | 1.8 | 0.8 | 75.86 | 150.49 | 121.41 | 0.99 | 12.68
2019 | 12 | 3 | 18:00 | 8083 | -0.3 | -1.1 | 5.3 | -1.5 | -1.7 | -1.2 | 4.6 | 6.9 | 3.2 | 1.7 | 3.1 | 1.9 | 0.7 | 1.7 | 1.8 | 0.8 | 75.86 | 150.49 | 121.41 | 0.99 | 12.68
2019 | 12 | 3 | 19:00 | 8084 | -0.8 | -1.2 | 5.7 | -1.2 | -2 | -1.6 | 4.6 | 6.9 | 3.2 | 1.7 | 3.1 | 1.9 | 0.7 | 1.7 | 1.8 | 0.8 | 75.86 | 150.49 | 121.41 | 0.99 | 12.68
2019 | 12 | 3 | 20:00 | 8085 | -1 | -1.5 | 5.7 | -0.6 | -1.7 | -2.6 | 4.6 | 6.9 | 3.2 | 1.7 | 3.1 | 1.9 | 0.7 | 1.7 | 1.8 | 0.8 | 75.86 | 150.49 | 121.41 | 0.99 | 12.68
2019 | 12 | 3 | 21:00 | 8086 | -1.1 | -1.3 | 5.3 | 0.7 | -1 | -2.7 | 4.6 | 6.9 | 3.2 | 1.7 | 3.1 | 1.9 | 0.7 | 1.7 | 1.8 | 0.8 | 75.86 | 150.49 | 121.41 | 0.99 | 12.68
2019 | 12 | 3 | 22:00 | 8087 | -1 | -1 | 5.2 | 1 | -0.4 | -3 | 4.6 | 6.9 | 3.2 | 1.7 | 3.1 | 1.9 | 0.7 | 1.7 | 1.8 | 0.8 | 75.86 | 150.49 | 121.41 | 0.99 | 12.68
2019 | 12 | 3 | 23:00 | 8088 | -0.7 | -1 | 5.2 | 1.1 | 0.4 | -2.4 | 4.6 | 6.9 | 3.2 | 1.7 | 3.1 | 1.9 | 0.7 | 1.7 | 1.8 | 0.8 | 75.86 | 150.49 | 121.41 | 0.99 | 12.68
2019 | 12 | 4 | 0:00 | 8089 | -0.7 | -0.3 | 5.4 | 1.5 | 0.6 | -2.4 | 5.6 | 7 | 3.7 | 2.4 | 3.4 | 2.3 | 0.5 | 1.7 | 2.2 | 0.8 | 75.92 | 151.81 | 120.54 | 1.07 | 12.91
2019 | 12 | 4 | 1:00 | 8090 | -0.2 | -0.3 | 5.7 | 1.2 | 0.7 | -2.1 | 5.6 | 7 | 3.7 | 2.4 | 3.4 | 2.3 | 0.5 | 1.7 | 2.2 | 0.8 | 75.92 | 151.81 | 120.54 | 1.07 | 12.91
2019 | 12 | 4 | 2:00 | 8091 | -0.5 | -0.6 | 6.5 | 1.8 | 0.2 | -2 | 5.6 | 7 | 3.7 | 2.4 | 3.4 | 2.3 | 0.5 | 1.7 | 2.2 | 0.8 | 75.92 | 151.81 | 120.54 | 1.07 | 12.91
2019 | 12 | 4 | 3:00 | 8092 | -0.9 | -0.4 | 7.1 | 2.1 | 0.5 | -1.7 | 5.6 | 7 | 3.7 | 2.4 | 3.4 | 2.3 | 0.5 | 1.7 | 2.2 | 0.8 | 75.92 | 151.81 | 120.54 | 1.07 | 12.91
2019 | 12 | 4 | 4:00 | 8093 | -0.6 | -0.3 | 7.3 | 2.6 | 0.7 | -1.7 | 5.6 | 7 | 3.7 | 2.4 | 3.4 | 2.3 | 0.5 | 1.7 | 2.2 | 0.8 | 75.92 | 151.81 | 120.54 | 1.07 | 12.91
2019 | 12 | 4 | 5:00 | 8094 | -0.3 | 0 | 7.4 | 2.8 | 1 | -1.5 | 5.6 | 7 | 3.7 | 2.4 | 3.4 | 2.3 | 0.5 | 1.7 | 2.2 | 0.8 | 75.92 | 151.81 | 120.54 | 1.07 | 12.91
2019 | 12 | 4 | 6:00 | 8095 | 0 | 0.3 | 7.2 | 3.3 | 1.6 | -1.2 | 5.6 | 7 | 3.7 | 2.4 | 3.4 | 2.3 | 0.5 | 1.7 | 2.2 | 0.8 | 75.92 | 151.81 | 120.54 | 1.07 | 12.91
2019 | 12 | 4 | 7:00 | 8096 | 0.5 | 0.5 | 7.1 | 4.3 | 1.9 | -0.7 | 5.6 | 7 | 3.7 | 2.4 | 3.4 | 2.3 | 0.5 | 1.7 | 2.2 | 0.8 | 75.92 | 151.81 | 120.54 | 1.07 | 12.91
2019 | 12 | 4 | 8:00 | 8097 | 1 | 1 | 6.9 | 4.7 | 2.3 | -0.3 | 5.6 | 7 | 3.7 | 2.4 | 3.4 | 2.3 | 0.5 | 1.7 | 2.2 | 0.8 | 75.92 | 151.81 | 120.54 | 1.07 | 12.91
2019 | 12 | 4 | 9:00 | 8098 | 1.4 | 1.9 | 7.2 | 4.9 | 2.7 | 0.2 | 5.6 | 7 | 3.7 | 2.4 | 3.4 | 2.3 | 0.5 | 1.7 | 2.2 | 0.8 | 75.92 | 151.81 | 120.54 | 1.07 | 12.91
2019 | 12 | 4 | 10:00 | 8099 | 2.2 | 2.8 | 7.5 | 5.2 | 3.1 | 0.5 | 5.6 | 7 | 3.7 | 2.4 | 3.4 | 2.3 | 0.5 | 1.7 | 2.2 | 0.8 | 75.92 | 151.81 | 120.54 | 1.07 | 12.91
2019 | 12 | 4 | 11:00 | 8100 | 2.8 | 3.4 | 7.6 | 5.5 | 3.5 | 0.8 | 5.6 | 7 | 3.7 | 2.4 | 3.4 | 2.3 | 0.5 | 1.7 | 2.2 | 0.8 | 75.92 | 151.81 | 120.54 | 1.07 | 12.91
2019 | 12 | 4 | 12:00 | 8101 | 3.6 | 3.6 | 7.4 | 5.9 | 4.1 | 1.4 | 5.6 | 7 | 3.7 | 2.4 | 3.4 | 2.3 | 0.5 | 1.7 | 2.2 | 0.8 | 75.92 | 151.81 | 120.54 | 1.07 | 12.91
2019 | 12 | 4 | 13:00 | 8102 | 3.7 | 4.1 | 7.3 | 5.7 | 4.7 | 1.9 | 5.6 | 7 | 3.7 | 2.4 | 3.4 | 2.3 | 0.5 | 1.7 | 2.2 | 0.8 | 75.92 | 151.81 | 120.54 | 1.07 | 12.91
2019 | 12 | 4 | 14:00 | 8103 | 3.9 | 4.4 | 7.5 | 5.5 | 5.1 | 2.8 | 5.6 | 7 | 3.7 | 2.4 | 3.4 | 2.3 | 0.5 | 1.7 | 2.2 | 0.8 | 75.92 | 151.81 | 120.54 | 1.07 | 12.91
2019 | 12 | 4 | 15:00 | 8104 | 4.2 | 4.9 | 7.4 | 5.4 | 5.1 | 3.3 | 5.6 | 7 | 3.7 | 2.4 | 3.4 | 2.3 | 0.5 | 1.7 | 2.2 | 0.8 | 75.92 | 151.81 | 120.54 | 1.07 | 12.91
2019 | 12 | 4 | 16:00 | 8105 | 4.6 | 5.5 | 7.6 | 5.4 | 5.2 | 3.8 | 5.6 | 7 | 3.7 | 2.4 | 3.4 | 2.3 | 0.5 | 1.7 | 2.2 | 0.8 | 75.92 | 151.81 | 120.54 | 1.07 | 12.91
2019 | 12 | 4 | 17:00 | 8106 | 4.8 | 5.8 | 7.5 | 5.6 | 5.2 | 4.1 | 5.6 | 7 | 3.7 | 2.4 | 3.4 | 2.3 | 0.5 | 1.7 | 2.2 | 0.8 | 75.92 | 151.81 | 120.54 | 1.07 | 12.91
2019 | 12 | 4 | 18:00 | 8107 | 4.8 | 5.7 | 7.5 | 5.7 | 5.3 | 4.4 | 5.6 | 7 | 3.7 | 2.4 | 3.4 | 2.3 | 0.5 | 1.7 | 2.2 | 0.8 | 75.92 | 151.81 | 120.54 | 1.07 | 12.91
2019 | 12 | 4 | 19:00 | 8108 | 5.4 | 5.8 | 7.7 | 5.8 | 5.6 | 4.6 | 5.6 | 7 | 3.7 | 2.4 | 3.4 | 2.3 | 0.5 | 1.7 | 2.2 | 0.8 | 75.92 | 151.81 | 120.54 | 1.07 | 12.91
2019 | 12 | 4 | 20:00 | 8109 | 5.3 | 5.5 | 7.8 | 5.9 | 5.6 | 4.8 | 5.6 | 7 | 3.7 | 2.4 | 3.4 | 2.3 | 0.5 | 1.7 | 2.2 | 0.8 | 75.92 | 151.81 | 120.54 | 1.07 | 12.91
2019 | 12 | 4 | 21:00 | 8110 | 5.1 | 5.5 | 7.7 | 6.1 | 5.7 | 4.8 | 5.6 | 7 | 3.7 | 2.4 | 3.4 | 2.3 | 0.5 | 1.7 | 2.2 | 0.8 | 75.92 | 151.81 | 120.54 | 1.07 | 12.91
2019 | 12 | 4 | 22:00 | 8111 | 5.1 | 5.4 | 7.6 | 6.3 | 5.9 | 4.8 | 5.6 | 7 | 3.7 | 2.4 | 3.4 | 2.3 | 0.5 | 1.7 | 2.2 | 0.8 | 75.92 | 151.81 | 120.54 | 1.07 | 12.91
2019 | 12 | 4 | 23:00 | 8112 | 5 | 5.2 | 7.6 | 6.6 | 6 | 4.8 | 5.6 | 7 | 3.7 | 2.4 | 3.4 | 2.3 | 0.5 | 1.7 | 2.2 | 0.8 | 75.92 | 151.81 | 120.54 | 1.07 | 12.91
2019 | 12 | 5 | 0:00 | 8113 | 4.8 | 5 | 7.5 | 6.6 | 6.1 | 4.6 | 6 | 6.7 | 4.6 | 3.5 | 3.1 | 2.3 | 1.8 | 2.3 | 2.9 | 1.4 | 75.76 | 151.67 | 121.09 | 1.08 | 13.18
2019 | 12 | 5 | 1:00 | 8114 | 4.6 | 4.7 | 7.3 | 6.7 | 6 | 4.2 | 6 | 6.7 | 4.6 | 3.5 | 3.1 | 2.3 | 1.8 | 2.3 | 2.9 | 1.4 | 75.76 | 151.67 | 121.09 | 1.08 | 13.18
2019 | 12 | 5 | 2:00 | 8115 | 4.4 | 4.5 | 7.2 | 6.7 | 5.8 | 3.8 | 6 | 6.7 | 4.6 | 3.5 | 3.1 | 2.3 | 1.8 | 2.3 | 2.9 | 1.4 | 75.76 | 151.67 | 121.09 | 1.08 | 13.18
2019 | 12 | 5 | 3:00 | 8116 | 4.4 | 4.2 | 7.1 | 6.8 | 5.7 | 3.6 | 6 | 6.7 | 4.6 | 3.5 | 3.1 | 2.3 | 1.8 | 2.3 | 2.9 | 1.4 | 75.76 | 151.67 | 121.09 | 1.08 | 13.18
2019 | 12 | 5 | 4:00 | 8117 | 4.2 | 4.1 | 7.1 | 6.6 | 5 | 3.4 | 6 | 6.7 | 4.6 | 3.5 | 3.1 | 2.3 | 1.8 | 2.3 | 2.9 | 1.4 | 75.76 | 151.67 | 121.09 | 1.08 | 13.18
2019 | 12 | 5 | 5:00 | 8118 | 4 | 3.8 | 7 | 6.6 | 4.7 | 3.4 | 6 | 6.7 | 4.6 | 3.5 | 3.1 | 2.3 | 1.8 | 2.3 | 2.9 | 1.4 | 75.76 | 151.67 | 121.09 | 1.08 | 13.18
2019 | 12 | 5 | 6:00 | 8119 | 4 | 3.6 | 6.9 | 6.6 | 4.6 | 3.2 | 6 | 6.7 | 4.6 | 3.5 | 3.1 | 2.3 | 1.8 | 2.3 | 2.9 | 1.4 | 75.76 | 151.67 | 121.09 | 1.08 | 13.18
2019 | 12 | 5 | 7:00 | 8120 | 3.7 | 3.3 | 6.7 | 6.6 | 4.5 | 3.1 | 6 | 6.7 | 4.6 | 3.5 | 3.1 | 2.3 | 1.8 | 2.3 | 2.9 | 1.4 | 75.76 | 151.67 | 121.09 | 1.08 | 13.18
2019 | 12 | 5 | 8:00 | 8121 | 3.7 | 3.1 | 6.7 | 6.3 | 4.5 | 3 | 6 | 6.7 | 4.6 | 3.5 | 3.1 | 2.3 | 1.8 | 2.3 | 2.9 | 1.4 | 75.76 | 151.67 | 121.09 | 1.08 | 13.18
2019 | 12 | 5 | 9:00 | 8122 | 3.7 | 3.1 | 6.7 | 6.1 | 4.4 | 2.8 | 6 | 6.7 | 4.6 | 3.5 | 3.1 | 2.3 | 1.8 | 2.3 | 2.9 | 1.4 | 75.76 | 151.67 | 121.09 | 1.08 | 13.18
2019 | 12 | 5 | 10:00 | 8123 | 3.2 | 3.2 | 6.7 | 6.1 | 4.5 | 2.7 | 6 | 6.7 | 4.6 | 3.5 | 3.1 | 2.3 | 1.8 | 2.3 | 2.9 | 1.4 | 75.76 | 151.67 | 121.09 | 1.08 | 13.18
2019 | 12 | 5 | 11:00 | 8124 | 2.6 | 3.1 | 6.5 | 6.1 | 4.4 | 2.8 | 6 | 6.7 | 4.6 | 3.5 | 3.1 | 2.3 | 1.8 | 2.3 | 2.9 | 1.4 | 75.76 | 151.67 | 121.09 | 1.08 | 13.18
2019 | 12 | 5 | 12:00 | 8125 | 2.2 | 3.1 | 6 | 6.1 | 4.4 | 2.5 | 6 | 6.7 | 4.6 | 3.5 | 3.1 | 2.3 | 1.8 | 2.3 | 2.9 | 1.4 | 75.76 | 151.67 | 121.09 | 1.08 | 13.18
2019 | 12 | 5 | 13:00 | 8126 | 2.1 | 2.7 | 5.4 | 5.9 | 4.1 | 1.9 | 6 | 6.7 | 4.6 | 3.5 | 3.1 | 2.3 | 1.8 | 2.3 | 2.9 | 1.4 | 75.76 | 151.67 | 121.09 | 1.08 | 13.18
2019 | 12 | 5 | 14:00 | 8127 | 1.6 | 2.1 | 5.4 | 5.8 | 3.9 | 1.3 | 6 | 6.7 | 4.6 | 3.5 | 3.1 | 2.3 | 1.8 | 2.3 | 2.9 | 1.4 | 75.76 | 151.67 | 121.09 | 1.08 | 13.18
2019 | 12 | 5 | 15:00 | 8128 | 1.1 | 2 | 6.1 | 5.2 | 3.7 | 1 | 6 | 6.7 | 4.6 | 3.5 | 3.1 | 2.3 | 1.8 | 2.3 | 2.9 | 1.4 | 75.76 | 151.67 | 121.09 | 1.08 | 13.18
2019 | 12 | 5 | 16:00 | 8129 | 0.6 | 0.4 | 6.3 | 4.9 | 3.6 | -0.1 | 6 | 6.7 | 4.6 | 3.5 | 3.1 | 2.3 | 1.8 | 2.3 | 2.9 | 1.4 | 75.76 | 151.67 | 121.09 | 1.08 | 13.18
2019 | 12 | 5 | 17:00 | 8130 | 0.6 | 0 | 6.3 | 5.3 | 3.4 | -0.3 | 6 | 6.7 | 4.6 | 3.5 | 3.1 | 2.3 | 1.8 | 2.3 | 2.9 | 1.4 | 75.76 | 151.67 | 121.09 | 1.08 | 13.18
2019 | 12 | 5 | 18:00 | 8131 | 0.8 | 0.2 | 6.5 | 5.7 | 3.1 | -0.5 | 6 | 6.7 | 4.6 | 3.5 | 3.1 | 2.3 | 1.8 | 2.3 | 2.9 | 1.4 | 75.76 | 151.67 | 121.09 | 1.08 | 13.18
2019 | 12 | 5 | 19:00 | 8132 | 1.1 | 0.2 | 6.6 | 5.8 | 2.9 | -0.8 | 6 | 6.7 | 4.6 | 3.5 | 3.1 | 2.3 | 1.8 | 2.3 | 2.9 | 1.4 | 75.76 | 151.67 | 121.09 | 1.08 | 13.18
2019 | 12 | 5 | 20:00 | 8133 | 0.4 | 0.3 | 6.4 | 5.8 | 3.3 | -1.2 | 6 | 6.7 | 4.6 | 3.5 | 3.1 | 2.3 | 1.8 | 2.3 | 2.9 | 1.4 | 75.76 | 151.67 | 121.09 | 1.08 | 13.18
2019 | 12 | 5 | 21:00 | 8134 | -0.1 | 0 | 6.2 | 6 | 3.2 | -1.4 | 6 | 6.7 | 4.6 | 3.5 | 3.1 | 2.3 | 1.8 | 2.3 | 2.9 | 1.4 | 75.76 | 151.67 | 121.09 | 1.08 | 13.18
2019 | 12 | 5 | 22:00 | 8135 | -0.1 | -0.2 | 6.3 | 5.8 | 3.1 | -1.1 | 6 | 6.7 | 4.6 | 3.5 | 3.1 | 2.3 | 1.8 | 2.3 | 2.9 | 1.4 | 75.76 | 151.67 | 121.09 | 1.08 | 13.18
2019 | 12 | 5 | 23:00 | 8136 | -0.2 | -0.2 | 5.9 | 5.7 | 2.8 | -0.7 | 6 | 6.7 | 4.6 | 3.5 | 3.1 | 2.3 | 1.8 | 2.3 | 2.9 | 1.4 | 75.76 | 151.67 | 121.09 | 1.08 | 13.18
2019 | 12 | 6 | 0:00 | 8137 | -0.1 | -0.7 | 5.8 | 5.6 | 2.3 | -0.9 | 3.6 | 5.7 | 4.5 | 4.1 | 2.9 | 2 | 0.4 | 1.7 | 2.1 | 2.1 | 75.15 | 158.22 | 121.5 | 1 | 13.63
2019 | 12 | 6 | 1:00 | 8138 | -0.7 | -0.7 | 5.7 | 5.4 | 1.7 | -0.7 | 3.6 | 5.7 | 4.5 | 4.1 | 2.9 | 2 | 0.4 | 1.7 | 2.1 | 2.1 | 75.15 | 158.22 | 121.5 | 1 | 13.63
2019 | 12 | 6 | 2:00 | 8139 | -1 | -1 | 5.4 | 4.7 | 1.1 | -1.2 | 3.6 | 5.7 | 4.5 | 4.1 | 2.9 | 2 | 0.4 | 1.7 | 2.1 | 2.1 | 75.15 | 158.22 | 121.5 | 1 | 13.63
2019 | 12 | 6 | 3:00 | 8140 | -1.2 | -1 | 5.1 | 4.1 | 0.2 | -1.7 | 3.6 | 5.7 | 4.5 | 4.1 | 2.9 | 2 | 0.4 | 1.7 | 2.1 | 2.1 | 75.15 | 158.22 | 121.5 | 1 | 13.63
2019 | 12 | 6 | 4:00 | 8141 | -1.4 | -1 | 5.1 | 3.7 | -0.2 | -1.8 | 3.6 | 5.7 | 4.5 | 4.1 | 2.9 | 2 | 0.4 | 1.7 | 2.1 | 2.1 | 75.15 | 158.22 | 121.5 | 1 | 13.63
2019 | 12 | 6 | 5:00 | 8142 | -1.2 | -1.1 | 5.2 | 2.5 | -0.3 | -2 | 3.6 | 5.7 | 4.5 | 4.1 | 2.9 | 2 | 0.4 | 1.7 | 2.1 | 2.1 | 75.15 | 158.22 | 121.5 | 1 | 13.63
2019 | 12 | 6 | 6:00 | 8143 | -1.4 | -1 | 5.3 | 2 | -0.3 | -2 | 3.6 | 5.7 | 4.5 | 4.1 | 2.9 | 2 | 0.4 | 1.7 | 2.1 | 2.1 | 75.15 | 158.22 | 121.5 | 1 | 13.63
2019 | 12 | 6 | 7:00 | 8144 | -1 | -1 | 5.2 | 2 | 0.1 | -1.9 | 3.6 | 5.7 | 4.5 | 4.1 | 2.9 | 2 | 0.4 | 1.7 | 2.1 | 2.1 | 75.15 | 158.22 | 121.5 | 1 | 13.63
2019 | 12 | 6 | 8:00 | 8145 | -0.3 | 0 | 5.5 | 2.2 | 0.7 | -1.1 | 3.6 | 5.7 | 4.5 | 4.1 | 2.9 | 2 | 0.4 | 1.7 | 2.1 | 2.1 | 75.15 | 158.22 | 121.5 | 1 | 13.63
2019 | 12 | 6 | 9:00 | 8146 | 0.9 | 0.7 | 5.7 | 2.4 | 1.6 | -0.2 | 3.6 | 5.7 | 4.5 | 4.1 | 2.9 | 2 | 0.4 | 1.7 | 2.1 | 2.1 | 75.15 | 158.22 | 121.5 | 1 | 13.63
2019 | 12 | 6 | 10:00 | 8147 | 1.5 | 1.4 | 6 | 4.2 | 1.8 | 0.6 | 3.6 | 5.7 | 4.5 | 4.1 | 2.9 | 2 | 0.4 | 1.7 | 2.1 | 2.1 | 75.15 | 158.22 | 121.5 | 1 | 13.63
2019 | 12 | 6 | 11:00 | 8148 | 2.1 | 1.3 | 6 | 4.6 | 2 | 1.7 | 3.6 | 5.7 | 4.5 | 4.1 | 2.9 | 2 | 0.4 | 1.7 | 2.1 | 2.1 | 75.15 | 158.22 | 121.5 | 1 | 13.63
2019 | 12 | 6 | 12:00 | 8149 | 2.8 | 0.9 | 5.9 | 4.9 | 2.1 | 2.1 | 3.6 | 5.7 | 4.5 | 4.1 | 2.9 | 2 | 0.4 | 1.7 | 2.1 | 2.1 | 75.15 | 158.22 | 121.5 | 1 | 13.63
2019 | 12 | 6 | 13:00 | 8150 | 2.9 | 1.1 | 5.8 | 5 | 2 | 2.6 | 3.6 | 5.7 | 4.5 | 4.1 | 2.9 | 2 | 0.4 | 1.7 | 2.1 | 2.1 | 75.15 | 158.22 | 121.5 | 1 | 13.63
2019 | 12 | 6 | 14:00 | 8151 | 3.2 | 1.2 | 6.2 | 5.1 | 2.1 | 2.3 | 3.6 | 5.7 | 4.5 | 4.1 | 2.9 | 2 | 0.4 | 1.7 | 2.1 | 2.1 | 75.15 | 158.22 | 121.5 | 1 | 13.63
2019 | 12 | 6 | 15:00 | 8152 | 3.1 | 1.3 | 6.3 | 5.3 | 2.2 | 1.8 | 3.6 | 5.7 | 4.5 | 4.1 | 2.9 | 2 | 0.4 | 1.7 | 2.1 | 2.1 | 75.15 | 158.22 | 121.5 | 1 | 13.63
2019 | 12 | 6 | 16:00 | 8153 | 2.7 | 1.3 | 6.2 | 5.5 | 2.4 | 1.9 | 3.6 | 5.7 | 4.5 | 4.1 | 2.9 | 2 | 0.4 | 1.7 | 2.1 | 2.1 | 75.15 | 158.22 | 121.5 | 1 | 13.63
2019 | 12 | 6 | 17:00 | 8154 | 2.6 | 1.5 | 6.2 | 5.6 | 2.5 | 1.9 | 3.6 | 5.7 | 4.5 | 4.1 | 2.9 | 2 | 0.4 | 1.7 | 2.1 | 2.1 | 75.15 | 158.22 | 121.5 | 1 | 13.63
2019 | 12 | 6 | 18:00 | 8155 | 2.8 | 1.7 | 6.2 | 5.5 | 2.7 | 1.8 | 3.6 | 5.7 | 4.5 | 4.1 | 2.9 | 2 | 0.4 | 1.7 | 2.1 | 2.1 | 75.15 | 158.22 | 121.5 | 1 | 13.63
2019 | 12 | 6 | 19:00 | 8156 | 3 | 1.6 | 6.1 | 5.5 | 2.6 | 1.8 | 3.6 | 5.7 | 4.5 | 4.1 | 2.9 | 2 | 0.4 | 1.7 | 2.1 | 2.1 | 75.15 | 158.22 | 121.5 | 1 | 13.63
2019 | 12 | 6 | 20:00 | 8157 | 2.4 | 1.6 | 6.2 | 5.4 | 2.3 | 2 | 3.6 | 5.7 | 4.5 | 4.1 | 2.9 | 2 | 0.4 | 1.7 | 2.1 | 2.1 | 75.15 | 158.22 | 121.5 | 1 | 13.63
2019 | 12 | 6 | 21:00 | 8158 | 1.9 | 1.6 | 5.9 | 4.4 | 2.4 | 1.9 | 3.6 | 5.7 | 4.5 | 4.1 | 2.9 | 2 | 0.4 | 1.7 | 2.1 | 2.1 | 75.15 | 158.22 | 121.5 | 1 | 13.63
2019 | 12 | 6 | 22:00 | 8159 | 1.6 | 1.5 | 5.7 | 3.9 | 2.4 | 1.4 | 3.6 | 5.7 | 4.5 | 4.1 | 2.9 | 2 | 0.4 | 1.7 | 2.1 | 2.1 | 75.15 | 158.22 | 121.5 | 1 | 13.63
2019 | 12 | 6 | 23:00 | 8160 | 1.5 | 1.3 | 5.4 | 3.7 | 2.4 | 1.1 | 3.6 | 5.7 | 4.5 | 4.1 | 2.9 | 2 | 0.4 | 1.7 | 2.1 | 2.1 | 75.15 | 158.22 | 121.5 | 1 | 13.63
2019 | 12 | 7 | 0:00 | 8161 | 1.3 | 1.4 | 5.4 | 3.3 | 2.4 | 0.8 | 3.8 | 4.5 | 4.8 | 4.6 | 2.9 | 2.2 | 0.9 | 2 | 2.6 | 2.3 | 75.13 | 155.05 | 121.49 | 1.77 | 17.06
2019 | 12 | 7 | 1:00 | 8162 | 1.3 | 1.4 | 5.3 | 3.4 | 2.4 | 0.5 | 3.8 | 4.5 | 4.8 | 4.6 | 2.9 | 2.2 | 0.9 | 2 | 2.6 | 2.3 | 75.13 | 155.05 | 121.49 | 1.77 | 17.06
2019 | 12 | 7 | 2:00 | 8163 | 1.3 | 1.3 | 5.2 | 3.1 | 2.4 | 0.4 | 3.8 | 4.5 | 4.8 | 4.6 | 2.9 | 2.2 | 0.9 | 2 | 2.6 | 2.3 | 75.13 | 155.05 | 121.49 | 1.77 | 17.06
2019 | 12 | 7 | 3:00 | 8164 | 1.4 | 1.1 | 5.2 | 3 | 2.5 | 0.2 | 3.8 | 4.5 | 4.8 | 4.6 | 2.9 | 2.2 | 0.9 | 2 | 2.6 | 2.3 | 75.13 | 155.05 | 121.49 | 1.77 | 17.06
2019 | 12 | 7 | 4:00 | 8165 | 1.2 | 1 | 5 | 3 | 2.5 | 0 | 3.8 | 4.5 | 4.8 | 4.6 | 2.9 | 2.2 | 0.9 | 2 | 2.6 | 2.3 | 75.13 | 155.05 | 121.49 | 1.77 | 17.06
2019 | 12 | 7 | 5:00 | 8166 | 1.1 | 1.1 | 5.2 | 3.1 | 2.5 | -0.1 | 3.8 | 4.5 | 4.8 | 4.6 | 2.9 | 2.2 | 0.9 | 2 | 2.6 | 2.3 | 75.13 | 155.05 | 121.49 | 1.77 | 17.06
2019 | 12 | 7 | 6:00 | 8167 | 1.3 | 1 | 5.3 | 3.2 | 2.4 | -0.1 | 3.8 | 4.5 | 4.8 | 4.6 | 2.9 | 2.2 | 0.9 | 2 | 2.6 | 2.3 | 75.13 | 155.05 | 121.49 | 1.77 | 17.06
2019 | 12 | 7 | 7:00 | 8168 | 1.2 | 0.9 | 5.5 | 3.2 | 2.4 | 0 | 3.8 | 4.5 | 4.8 | 4.6 | 2.9 | 2.2 | 0.9 | 2 | 2.6 | 2.3 | 75.13 | 155.05 | 121.49 | 1.77 | 17.06
2019 | 12 | 7 | 8:00 | 8169 | 1.4 | 1.1 | 5.7 | 3.3 | 2.4 | 0.1 | 3.8 | 4.5 | 4.8 | 4.6 | 2.9 | 2.2 | 0.9 | 2 | 2.6 | 2.3 | 75.13 | 155.05 | 121.49 | 1.77 | 17.06
2019 | 12 | 7 | 9:00 | 8170 | 1.5 | 0.9 | 6 | 3.5 | 2.5 | 0.3 | 3.8 | 4.5 | 4.8 | 4.6 | 2.9 | 2.2 | 0.9 | 2 | 2.6 | 2.3 | 75.13 | 155.05 | 121.49 | 1.77 | 17.06
2019 | 12 | 7 | 10:00 | 8171 | 2 | 1.2 | 6.2 | 3.8 | 2.7 | 0.2 | 3.8 | 4.5 | 4.8 | 4.6 | 2.9 | 2.2 | 0.9 | 2 | 2.6 | 2.3 | 75.13 | 155.05 | 121.49 | 1.77 | 17.06
2019 | 12 | 7 | 11:00 | 8172 | 2.5 | 1.7 | 6.5 | 4.2 | 2.5 | 0.4 | 3.8 | 4.5 | 4.8 | 4.6 | 2.9 | 2.2 | 0.9 | 2 | 2.6 | 2.3 | 75.13 | 155.05 | 121.49 | 1.77 | 17.06
2019 | 12 | 7 | 12:00 | 8173 | 2.3 | 1.4 | 6.7 | 4.1 | 1 | 0.7 | 3.8 | 4.5 | 4.8 | 4.6 | 2.9 | 2.2 | 0.9 | 2 | 2.6 | 2.3 | 75.13 | 155.05 | 121.49 | 1.77 | 17.06
2019 | 12 | 7 | 13:00 | 8174 | 1.7 | 1.2 | 6.9 | 4.2 | 1.5 | 0.8 | 3.8 | 4.5 | 4.8 | 4.6 | 2.9 | 2.2 | 0.9 | 2 | 2.6 | 2.3 | 75.13 | 155.05 | 121.49 | 1.77 | 17.06
2019 | 12 | 7 | 14:00 | 8175 | 2 | 1.8 | 7.2 | 4.7 | 1.8 | 0.7 | 3.8 | 4.5 | 4.8 | 4.6 | 2.9 | 2.2 | 0.9 | 2 | 2.6 | 2.3 | 75.13 | 155.05 | 121.49 | 1.77 | 17.06
2019 | 12 | 7 | 15:00 | 8176 | 2.9 | 2.5 | 7.4 | 5.2 | 2.6 | 0.4 | 3.8 | 4.5 | 4.8 | 4.6 | 2.9 | 2.2 | 0.9 | 2 | 2.6 | 2.3 | 75.13 | 155.05 | 121.49 | 1.77 | 17.06
2019 | 12 | 7 | 16:00 | 8177 | 3.6 | 3.2 | 7.2 | 5.9 | 4 | 0.7 | 3.8 | 4.5 | 4.8 | 4.6 | 2.9 | 2.2 | 0.9 | 2 | 2.6 | 2.3 | 75.13 | 155.05 | 121.49 | 1.77 | 17.06
2019 | 12 | 7 | 17:00 | 8178 | 4.2 | 4.2 | 7.5 | 6.8 | 4.8 | 1.6 | 3.8 | 4.5 | 4.8 | 4.6 | 2.9 | 2.2 | 0.9 | 2 | 2.6 | 2.3 | 75.13 | 155.05 | 121.49 | 1.77 | 17.06
2019 | 12 | 7 | 18:00 | 8179 | 5 | 5.3 | 7.3 | 6 | 5.8 | 2.4 | 3.8 | 4.5 | 4.8 | 4.6 | 2.9 | 2.2 | 0.9 | 2 | 2.6 | 2.3 | 75.13 | 155.05 | 121.49 | 1.77 | 17.06
2019 | 12 | 7 | 19:00 | 8180 | 5.7 | 5.5 | 7.3 | 5.4 | 5.7 | 4 | 3.8 | 4.5 | 4.8 | 4.6 | 2.9 | 2.2 | 0.9 | 2 | 2.6 | 2.3 | 75.13 | 155.05 | 121.49 | 1.77 | 17.06
2019 | 12 | 7 | 20:00 | 8181 | 5.3 | 5.2 | 7.2 | 5 | 4.8 | 4.4 | 3.8 | 4.5 | 4.8 | 4.6 | 2.9 | 2.2 | 0.9 | 2 | 2.6 | 2.3 | 75.13 | 155.05 | 121.49 | 1.77 | 17.06
2019 | 12 | 7 | 21:00 | 8182 | 5.4 | 4.8 | 7 | 4.6 | 4.3 | 4.3 | 3.8 | 4.5 | 4.8 | 4.6 | 2.9 | 2.2 | 0.9 | 2 | 2.6 | 2.3 | 75.13 | 155.05 | 121.49 | 1.77 | 17.06
2019 | 12 | 7 | 22:00 | 8183 | 5.2 | 4.3 | 6.7 | 4.1 | 3.9 | 4 | 3.8 | 4.5 | 4.8 | 4.6 | 2.9 | 2.2 | 0.9 | 2 | 2.6 | 2.3 | 75.13 | 155.05 | 121.49 | 1.77 | 17.06
2019 | 12 | 7 | 23:00 | 8184 | 4.7 | 3.9 | 6.5 | 3.2 | 3.6 | 3.7 | 3.8 | 4.5 | 4.8 | 4.6 | 2.9 | 2.2 | 0.9 | 2 | 2.6 | 2.3 | 75.13 | 155.05 | 121.49 | 1.77 | 17.06
2019 | 12 | 8 | 0:00 | 8185 | 4.9 | 3.2 | 6.3 | 3 | 3 | 3.5 | 5.6 | 5.7 | 4.7 | 4.8 | 2.8 | 2.2 | 1.6 | 2.5 | 2.8 | 2.4 | 76.97 | 152.45 | 123.14 | 1.53 | 17.81
2019 | 12 | 8 | 1:00 | 8186 | 3.7 | 2.6 | 6.2 | 2.9 | 2.6 | 3.3 | 5.6 | 5.7 | 4.7 | 4.8 | 2.8 | 2.2 | 1.6 | 2.5 | 2.8 | 2.4 | 76.97 | 152.45 | 123.14 | 1.53 | 17.81
2019 | 12 | 8 | 2:00 | 8187 | 3.6 | 2.3 | 6.2 | 3 | 2.5 | 2.9 | 5.6 | 5.7 | 4.7 | 4.8 | 2.8 | 2.2 | 1.6 | 2.5 | 2.8 | 2.4 | 76.97 | 152.45 | 123.14 | 1.53 | 17.81
2019 | 12 | 8 | 3:00 | 8188 | 3.3 | 2.4 | 6.1 | 2.3 | 2.3 | 2.7 | 5.6 | 5.7 | 4.7 | 4.8 | 2.8 | 2.2 | 1.6 | 2.5 | 2.8 | 2.4 | 76.97 | 152.45 | 123.14 | 1.53 | 17.81
2019 | 12 | 8 | 4:00 | 8189 | 2.7 | 2.4 | 6.2 | 2.5 | 2.2 | 3 | 5.6 | 5.7 | 4.7 | 4.8 | 2.8 | 2.2 | 1.6 | 2.5 | 2.8 | 2.4 | 76.97 | 152.45 | 123.14 | 1.53 | 17.81
2019 | 12 | 8 | 5:00 | 8190 | 3 | 2.5 | 6.1 | 1.9 | 1.8 | 2.7 | 5.6 | 5.7 | 4.7 | 4.8 | 2.8 | 2.2 | 1.6 | 2.5 | 2.8 | 2.4 | 76.97 | 152.45 | 123.14 | 1.53 | 17.81
2019 | 12 | 8 | 6:00 | 8191 | 2.9 | 2.1 | 6.1 | 1.9 | 2.1 | 2.7 | 5.6 | 5.7 | 4.7 | 4.8 | 2.8 | 2.2 | 1.6 | 2.5 | 2.8 | 2.4 | 76.97 | 152.45 | 123.14 | 1.53 | 17.81
2019 | 12 | 8 | 7:00 | 8192 | 2.8 | 2 | 6.6 | 1.8 | 2.1 | 2.9 | 5.6 | 5.7 | 4.7 | 4.8 | 2.8 | 2.2 | 1.6 | 2.5 | 2.8 | 2.4 | 76.97 | 152.45 | 123.14 | 1.53 | 17.81
2019 | 12 | 8 | 8:00 | 8193 | 3 | 2.8 | 6.9 | 2.1 | 1.9 | 3.1 | 5.6 | 5.7 | 4.7 | 4.8 | 2.8 | 2.2 | 1.6 | 2.5 | 2.8 | 2.4 | 76.97 | 152.45 | 123.14 | 1.53 | 17.81
2019 | 12 | 8 | 9:00 | 8194 | 3.7 | 3.7 | 7.3 | 3.4 | 2.3 | 2.9 | 5.6 | 5.7 | 4.7 | 4.8 | 2.8 | 2.2 | 1.6 | 2.5 | 2.8 | 2.4 | 76.97 | 152.45 | 123.14 | 1.53 | 17.81
2019 | 12 | 8 | 10:00 | 8195 | 4.8 | 4.6 | 6.8 | 3.6 | 2.9 | 3.2 | 5.6 | 5.7 | 4.7 | 4.8 | 2.8 | 2.2 | 1.6 | 2.5 | 2.8 | 2.4 | 76.97 | 152.45 | 123.14 | 1.53 | 17.81
2019 | 12 | 8 | 11:00 | 8196 | 5.4 | 5.1 | 7 | 4 | 3.8 | 3.7 | 5.6 | 5.7 | 4.7 | 4.8 | 2.8 | 2.2 | 1.6 | 2.5 | 2.8 | 2.4 | 76.97 | 152.45 | 123.14 | 1.53 | 17.81
2019 | 12 | 8 | 12:00 | 8197 | 5.8 | 4.9 | 6.9 | 5.1 | 4.2 | 4 | 5.6 | 5.7 | 4.7 | 4.8 | 2.8 | 2.2 | 1.6 | 2.5 | 2.8 | 2.4 | 76.97 | 152.45 | 123.14 | 1.53 | 17.81
2019 | 12 | 8 | 13:00 | 8198 | 6.3 | 5.8 | 6.7 | 5.3 | 4.8 | 4 | 5.6 | 5.7 | 4.7 | 4.8 | 2.8 | 2.2 | 1.6 | 2.5 | 2.8 | 2.4 | 76.97 | 152.45 | 123.14 | 1.53 | 17.81
2019 | 12 | 8 | 14:00 | 8199 | 6.5 | 5.9 | 6.7 | 5.3 | 5.3 | 4.6 | 5.6 | 5.7 | 4.7 | 4.8 | 2.8 | 2.2 | 1.6 | 2.5 | 2.8 | 2.4 | 76.97 | 152.45 | 123.14 | 1.53 | 17.81
2019 | 12 | 8 | 15:00 | 8200 | 6.6 | 6.1 | 6.7 | 5.4 | 5.7 | 4.9 | 5.6 | 5.7 | 4.7 | 4.8 | 2.8 | 2.2 | 1.6 | 2.5 | 2.8 | 2.4 | 76.97 | 152.45 | 123.14 | 1.53 | 17.81
2019 | 12 | 8 | 16:00 | 8201 | 6.8 | 6.2 | 6.8 | 5.4 | 5.7 | 5.3 | 5.6 | 5.7 | 4.7 | 4.8 | 2.8 | 2.2 | 1.6 | 2.5 | 2.8 | 2.4 | 76.97 | 152.45 | 123.14 | 1.53 | 17.81
2019 | 12 | 8 | 17:00 | 8202 | 6.8 | 5.7 | 7 | 5.6 | 5.5 | 5.6 | 5.6 | 5.7 | 4.7 | 4.8 | 2.8 | 2.2 | 1.6 | 2.5 | 2.8 | 2.4 | 76.97 | 152.45 | 123.14 | 1.53 | 17.81
2019 | 12 | 8 | 18:00 | 8203 | 6.9 | 5.6 | 6.9 | 5.8 | 5.6 | 5.6 | 5.6 | 5.7 | 4.7 | 4.8 | 2.8 | 2.2 | 1.6 | 2.5 | 2.8 | 2.4 | 76.97 | 152.45 | 123.14 | 1.53 | 17.81
2019 | 12 | 8 | 19:00 | 8204 | 6.9 | 5.8 | 7.1 | 5.9 | 5.6 | 5.1 | 5.6 | 5.7 | 4.7 | 4.8 | 2.8 | 2.2 | 1.6 | 2.5 | 2.8 | 2.4 | 76.97 | 152.45 | 123.14 | 1.53 | 17.81
2019 | 12 | 8 | 20:00 | 8205 | 6.9 | 5.7 | 7.5 | 6.1 | 6 | 4.9 | 5.6 | 5.7 | 4.7 | 4.8 | 2.8 | 2.2 | 1.6 | 2.5 | 2.8 | 2.4 | 76.97 | 152.45 | 123.14 | 1.53 | 17.81
2019 | 12 | 8 | 21:00 | 8206 | 6.9 | 6.1 | 8 | 6.8 | 6.1 | 4.9 | 5.6 | 5.7 | 4.7 | 4.8 | 2.8 | 2.2 | 1.6 | 2.5 | 2.8 | 2.4 | 76.97 | 152.45 | 123.14 | 1.53 | 17.81
2019 | 12 | 8 | 22:00 | 8207 | 7 | 6 | 7.9 | 7.5 | 6.4 | 5.2 | 5.6 | 5.7 | 4.7 | 4.8 | 2.8 | 2.2 | 1.6 | 2.5 | 2.8 | 2.4 | 76.97 | 152.45 | 123.14 | 1.53 | 17.81
2019 | 12 | 8 | 23:00 | 8208 | 6.9 | 5.7 | 8 | 7.7 | 6.6 | 4.8 | 5.6 | 5.7 | 4.7 | 4.8 | 2.8 | 2.2 | 1.6 | 2.5 | 2.8 | 2.4 | 76.97 | 152.45 | 123.14 | 1.53 | 17.81
2019 | 12 | 9 | 0:00 | 8209 | 6.7 | 6.1 | 8.1 | 7.5 | 6.9 | 4.6 | 6.4 | 6.4 | 5.1 | 5.1 | 2.9 | 3.1 | 3.2 | 3.2 | 3.4 | 2.8 | 77.9 | 155.5 | 126.3 | 2.18 | 22.42
2019 | 12 | 9 | 1:00 | 8210 | 6.5 | 6.6 | 8 | 7.5 | 7.3 | 4.6 | 6.4 | 6.4 | 5.1 | 5.1 | 2.9 | 3.1 | 3.2 | 3.2 | 3.4 | 2.8 | 77.9 | 155.5 | 126.3 | 2.18 | 22.42
2019 | 12 | 9 | 2:00 | 8211 | 6.8 | 6.6 | 8.1 | 7.1 | 7.2 | 4.8 | 6.4 | 6.4 | 5.1 | 5.1 | 2.9 | 3.1 | 3.2 | 3.2 | 3.4 | 2.8 | 77.9 | 155.5 | 126.3 | 2.18 | 22.42
2019 | 12 | 9 | 3:00 | 8212 | 6.3 | 6.6 | 8 | 6.9 | 7 | 5.3 | 6.4 | 6.4 | 5.1 | 5.1 | 2.9 | 3.1 | 3.2 | 3.2 | 3.4 | 2.8 | 77.9 | 155.5 | 126.3 | 2.18 | 22.42
2019 | 12 | 9 | 4:00 | 8213 | 6.8 | 6.2 | 7.5 | 7.1 | 7 | 4.9 | 6.4 | 6.4 | 5.1 | 5.1 | 2.9 | 3.1 | 3.2 | 3.2 | 3.4 | 2.8 | 77.9 | 155.5 | 126.3 | 2.18 | 22.42
2019 | 12 | 9 | 5:00 | 8214 | 6.7 | 6.2 | 7.5 | 6.8 | 7 | 4.5 | 6.4 | 6.4 | 5.1 | 5.1 | 2.9 | 3.1 | 3.2 | 3.2 | 3.4 | 2.8 | 77.9 | 155.5 | 126.3 | 2.18 | 22.42
2019 | 12 | 9 | 6:00 | 8215 | 6.6 | 6.7 | 7.4 | 6.4 | 6.8 | 4.5 | 6.4 | 6.4 | 5.1 | 5.1 | 2.9 | 3.1 | 3.2 | 3.2 | 3.4 | 2.8 | 77.9 | 155.5 | 126.3 | 2.18 | 22.42
2019 | 12 | 9 | 7:00 | 8216 | 6.8 | 6.4 | 7.5 | 5.1 | 6.3 | 4.5 | 6.4 | 6.4 | 5.1 | 5.1 | 2.9 | 3.1 | 3.2 | 3.2 | 3.4 | 2.8 | 77.9 | 155.5 | 126.3 | 2.18 | 22.42
2019 | 12 | 9 | 8:00 | 8217 | 7 | 6.4 | 7.6 | 5.2 | 5.9 | 5 | 6.4 | 6.4 | 5.1 | 5.1 | 2.9 | 3.1 | 3.2 | 3.2 | 3.4 | 2.8 | 77.9 | 155.5 | 126.3 | 2.18 | 22.42
2019 | 12 | 9 | 9:00 | 8218 | 7.4 | 7 | 7.8 | 5 | 6.2 | 5.6 | 6.4 | 6.4 | 5.1 | 5.1 | 2.9 | 3.1 | 3.2 | 3.2 | 3.4 | 2.8 | 77.9 | 155.5 | 126.3 | 2.18 | 22.42
2019 | 12 | 9 | 10:00 | 8219 | 8 | 7.5 | 7.2 | 6 | 6.5 | 5.8 | 6.4 | 6.4 | 5.1 | 5.1 | 2.9 | 3.1 | 3.2 | 3.2 | 3.4 | 2.8 | 77.9 | 155.5 | 126.3 | 2.18 | 22.42
2019 | 12 | 9 | 11:00 | 8220 | 8.3 | 7.2 | 7.7 | 5.9 | 6.7 | 6.2 | 6.4 | 6.4 | 5.1 | 5.1 | 2.9 | 3.1 | 3.2 | 3.2 | 3.4 | 2.8 | 77.9 | 155.5 | 126.3 | 2.18 | 22.42
2019 | 12 | 9 | 12:00 | 8221 | 8.7 | 7.9 | 7.5 | 6.7 | 6.7 | 6.3 | 6.4 | 6.4 | 5.1 | 5.1 | 2.9 | 3.1 | 3.2 | 3.2 | 3.4 | 2.8 | 77.9 | 155.5 | 126.3 | 2.18 | 22.42
2019 | 12 | 9 | 13:00 | 8222 | 8.1 | 7.6 | 7 | 6 | 6.5 | 6.2 | 6.4 | 6.4 | 5.1 | 5.1 | 2.9 | 3.1 | 3.2 | 3.2 | 3.4 | 2.8 | 77.9 | 155.5 | 126.3 | 2.18 | 22.42
2019 | 12 | 9 | 14:00 | 8223 | 7.6 | 6.6 | 6.8 | 4.4 | 5.3 | 6 | 6.4 | 6.4 | 5.1 | 5.1 | 2.9 | 3.1 | 3.2 | 3.2 | 3.4 | 2.8 | 77.9 | 155.5 | 126.3 | 2.18 | 22.42
2019 | 12 | 9 | 15:00 | 8224 | 7.3 | 6.2 | 7.2 | 4.3 | 5.4 | 5.5 | 6.4 | 6.4 | 5.1 | 5.1 | 2.9 | 3.1 | 3.2 | 3.2 | 3.4 | 2.8 | 77.9 | 155.5 | 126.3 | 2.18 | 22.42
2019 | 12 | 9 | 16:00 | 8225 | 6.9 | 6.3 | 6.4 | 4.6 | 5.5 | 5.5 | 6.4 | 6.4 | 5.1 | 5.1 | 2.9 | 3.1 | 3.2 | 3.2 | 3.4 | 2.8 | 77.9 | 155.5 | 126.3 | 2.18 | 22.42
2019 | 12 | 9 | 17:00 | 8226 | 5.7 | 6 | 7.6 | 4.4 | 4.9 | 5.6 | 6.4 | 6.4 | 5.1 | 5.1 | 2.9 | 3.1 | 3.2 | 3.2 | 3.4 | 2.8 | 77.9 | 155.5 | 126.3 | 2.18 | 22.42
2019 | 12 | 9 | 18:00 | 8227 | 4.8 | 5 | 7.6 | 3.9 | 4.6 | 5.3 | 6.4 | 6.4 | 5.1 | 5.1 | 2.9 | 3.1 | 3.2 | 3.2 | 3.4 | 2.8 | 77.9 | 155.5 | 126.3 | 2.18 | 22.42
2019 | 12 | 9 | 19:00 | 8228 | 4.5 | 4.1 | 7.7 | 3.6 | 3.8 | 5 | 6.4 | 6.4 | 5.1 | 5.1 | 2.9 | 3.1 | 3.2 | 3.2 | 3.4 | 2.8 | 77.9 | 155.5 | 126.3 | 2.18 | 22.42
2019 | 12 | 9 | 20:00 | 8229 | 4.2 | 3.1 | 7.2 | 4.5 | 3.6 | 4.3 | 6.4 | 6.4 | 5.1 | 5.1 | 2.9 | 3.1 | 3.2 | 3.2 | 3.4 | 2.8 | 77.9 | 155.5 | 126.3 | 2.18 | 22.42
2019 | 12 | 9 | 21:00 | 8230 | 3.9 | 2.8 | 6.4 | 4.1 | 3.6 | 3 | 6.4 | 6.4 | 5.1 | 5.1 | 2.9 | 3.1 | 3.2 | 3.2 | 3.4 | 2.8 | 77.9 | 155.5 | 126.3 | 2.18 | 22.42
2019 | 12 | 9 | 22:00 | 8231 | 3.8 | 2.4 | 6.1 | 3.6 | 3.3 | 2.5 | 6.4 | 6.4 | 5.1 | 5.1 | 2.9 | 3.1 | 3.2 | 3.2 | 3.4 | 2.8 | 77.9 | 155.5 | 126.3 | 2.18 | 22.42
2019 | 12 | 9 | 23:00 | 8232 | 3.4 | 2.1 | 6 | 3.7 | 2.7 | 1.6 | 6.4 | 6.4 | 5.1 | 5.1 | 2.9 | 3.1 | 3.2 | 3.2 | 3.4 | 2.8 | 77.9 | 155.5 | 126.3 | 2.18 | 22.42
2019 | 12 | 10 | 0:00 | 8233 | 3.6 | 2.9 | 6.4 | 3 | 2.7 | 1.8 | 5.8 | 6.2 | 5 | 4.8 | 2.8 | 3 | 2.9 | 3.1 | 2.9 | 3 | 78.25 | 152.53 | 129.66 | 3.6 | 31.02
2019 | 12 | 10 | 1:00 | 8234 | 4.1 | 2.1 | 6.4 | 3.1 | 3.5 | 2.5 | 5.8 | 6.2 | 5 | 4.8 | 2.8 | 3 | 2.9 | 3.1 | 2.9 | 3 | 78.25 | 152.53 | 129.66 | 3.6 | 31.02
2019 | 12 | 10 | 2:00 | 8235 | 4.2 | 2.8 | 6.3 | 3.5 | 3.8 | 3.1 | 5.8 | 6.2 | 5 | 4.8 | 2.8 | 3 | 2.9 | 3.1 | 2.9 | 3 | 78.25 | 152.53 | 129.66 | 3.6 | 31.02
2019 | 12 | 10 | 3:00 | 8236 | 4.3 | 1.4 | 6.5 | 3.8 | 3.9 | 3.5 | 5.8 | 6.2 | 5 | 4.8 | 2.8 | 3 | 2.9 | 3.1 | 2.9 | 3 | 78.25 | 152.53 | 129.66 | 3.6 | 31.02
2019 | 12 | 10 | 4:00 | 8237 | 4.5 | 4 | 6.8 | 4 | 3.9 | 3.5 | 5.8 | 6.2 | 5 | 4.8 | 2.8 | 3 | 2.9 | 3.1 | 2.9 | 3 | 78.25 | 152.53 | 129.66 | 3.6 | 31.02
2019 | 12 | 10 | 5:00 | 8238 | 4.4 | 4.3 | 6.1 | 4 | 3.8 | 3.6 | 5.8 | 6.2 | 5 | 4.8 | 2.8 | 3 | 2.9 | 3.1 | 2.9 | 3 | 78.25 | 152.53 | 129.66 | 3.6 | 31.02
2019 | 12 | 10 | 6:00 | 8239 | 3.9 | 4.4 | 5.7 | 4 | 3.9 | 3.5 | 5.8 | 6.2 | 5 | 4.8 | 2.8 | 3 | 2.9 | 3.1 | 2.9 | 3 | 78.25 | 152.53 | 129.66 | 3.6 | 31.02
2019 | 12 | 10 | 7:00 | 8240 | 4.1 | 4.2 | 5.8 | 3.4 | 3.8 | 3.5 | 5.8 | 6.2 | 5 | 4.8 | 2.8 | 3 | 2.9 | 3.1 | 2.9 | 3 | 78.25 | 152.53 | 129.66 | 3.6 | 31.02
2019 | 12 | 10 | 8:00 | 8241 | 4.4 | 4.1 | 5.7 | 3.9 | 4 | 3.6 | 5.8 | 6.2 | 5 | 4.8 | 2.8 | 3 | 2.9 | 3.1 | 2.9 | 3 | 78.25 | 152.53 | 129.66 | 3.6 | 31.02
2019 | 12 | 10 | 9:00 | 8242 | 4.4 | 4.5 | 5.4 | 4.4 | 4.3 | 3.9 | 5.8 | 6.2 | 5 | 4.8 | 2.8 | 3 | 2.9 | 3.1 | 2.9 | 3 | 78.25 | 152.53 | 129.66 | 3.6 | 31.02
2019 | 12 | 10 | 10:00 | 8243 | 4.6 | 4.9 | 6.2 | 4.5 | 4.8 | 4.2 | 5.8 | 6.2 | 5 | 4.8 | 2.8 | 3 | 2.9 | 3.1 | 2.9 | 3 | 78.25 | 152.53 | 129.66 | 3.6 | 31.02
2019 | 12 | 10 | 11:00 | 8244 | 5 | 4.9 | 4.3 | 5.1 | 4.6 | 4.1 | 5.8 | 6.2 | 5 | 4.8 | 2.8 | 3 | 2.9 | 3.1 | 2.9 | 3 | 78.25 | 152.53 | 129.66 | 3.6 | 31.02
2019 | 12 | 10 | 12:00 | 8245 | 4.8 | 4.4 | 3 | 1.3 | 4.6 | 4.2 | 5.8 | 6.2 | 5 | 4.8 | 2.8 | 3 | 2.9 | 3.1 | 2.9 | 3 | 78.25 | 152.53 | 129.66 | 3.6 | 31.02
2019 | 12 | 10 | 13:00 | 8246 | 4.5 | 4.2 | 2.6 | 0.9 | 4.1 | 4 | 5.8 | 6.2 | 5 | 4.8 | 2.8 | 3 | 2.9 | 3.1 | 2.9 | 3 | 78.25 | 152.53 | 129.66 | 3.6 | 31.02
2019 | 12 | 10 | 14:00 | 8247 | 4.3 | 3.5 | 2.5 | 1 | 3.8 | 3.8 | 5.8 | 6.2 | 5 | 4.8 | 2.8 | 3 | 2.9 | 3.1 | 2.9 | 3 | 78.25 | 152.53 | 129.66 | 3.6 | 31.02
2019 | 12 | 10 | 15:00 | 8248 | 3.4 | 2.1 | 1.7 | 0.1 | 0.7 | 3.4 | 5.8 | 6.2 | 5 | 4.8 | 2.8 | 3 | 2.9 | 3.1 | 2.9 | 3 | 78.25 | 152.53 | 129.66 | 3.6 | 31.02
2019 | 12 | 10 | 16:00 | 8249 | 3.2 | 2.9 | 1.3 | -0.7 | 0.9 | 3 | 5.8 | 6.2 | 5 | 4.8 | 2.8 | 3 | 2.9 | 3.1 | 2.9 | 3 | 78.25 | 152.53 | 129.66 | 3.6 | 31.02
2019 | 12 | 10 | 17:00 | 8250 | 3.3 | 2.9 | 3.6 | -0.8 | 0.7 | 2.9 | 5.8 | 6.2 | 5 | 4.8 | 2.8 | 3 | 2.9 | 3.1 | 2.9 | 3 | 78.25 | 152.53 | 129.66 | 3.6 | 31.02
2019 | 12 | 10 | 18:00 | 8251 | 3 | 1.7 | 3.8 | -1.3 | 0 | 2.4 | 5.8 | 6.2 | 5 | 4.8 | 2.8 | 3 | 2.9 | 3.1 | 2.9 | 3 | 78.25 | 152.53 | 129.66 | 3.6 | 31.02
2019 | 12 | 10 | 19:00 | 8252 | 2.9 | 1.3 | 3.3 | -1 | -0.5 | 1.6 | 5.8 | 6.2 | 5 | 4.8 | 2.8 | 3 | 2.9 | 3.1 | 2.9 | 3 | 78.25 | 152.53 | 129.66 | 3.6 | 31.02
2019 | 12 | 10 | 20:00 | 8253 | 1.8 | 1.1 | 2.1 | -0.8 | -1.3 | 1.9 | 5.8 | 6.2 | 5 | 4.8 | 2.8 | 3 | 2.9 | 3.1 | 2.9 | 3 | 78.25 | 152.53 | 129.66 | 3.6 | 31.02
2019 | 12 | 10 | 21:00 | 8254 | 1 | 0.2 | -0.5 | -1.6 | -1.8 | 1.6 | 5.8 | 6.2 | 5 | 4.8 | 2.8 | 3 | 2.9 | 3.1 | 2.9 | 3 | 78.25 | 152.53 | 129.66 | 3.6 | 31.02
2019 | 12 | 10 | 22:00 | 8255 | 0.8 | -0.5 | -1.4 | -2.5 | -2.4 | 0.8 | 5.8 | 6.2 | 5 | 4.8 | 2.8 | 3 | 2.9 | 3.1 | 2.9 | 3 | 78.25 | 152.53 | 129.66 | 3.6 | 31.02
2019 | 12 | 10 | 23:00 | 8256 | -0.1 | -1.2 | 0.2 | -2.6 | -2.8 | 0.6 | 5.8 | 6.2 | 5 | 4.8 | 2.8 | 3 | 2.9 | 3.1 | 2.9 | 3 | 78.25 | 152.53 | 129.66 | 3.6 | 31.02
2019 | 12 | 11 | 0:00 | 8257 | -1.9 | -1.8 | 3 | -2.8 | -3 | 0 | 4.8 | 6 | 4.2 | 3.2 | 3 | 2.3 | 1.4 | 2.6 | 1.6 | 2.2 | 77.37 | 153.85 | 132.15 | 2.74 | 34.35
2019 | 12 | 11 | 1:00 | 8258 | -2.3 | -2.2 | 3.3 | -2.5 | -2.9 | -0.6 | 4.8 | 6 | 4.2 | 3.2 | 3 | 2.3 | 1.4 | 2.6 | 1.6 | 2.2 | 77.37 | 153.85 | 132.15 | 2.74 | 34.35
2019 | 12 | 11 | 2:00 | 8259 | -2.9 | -3.2 | 3.6 | -3.2 | -3 | -1.1 | 4.8 | 6 | 4.2 | 3.2 | 3 | 2.3 | 1.4 | 2.6 | 1.6 | 2.2 | 77.37 | 153.85 | 132.15 | 2.74 | 34.35
2019 | 12 | 11 | 3:00 | 8260 | -3.5 | -3.9 | 3.6 | -2.4 | -3.4 | -1.9 | 4.8 | 6 | 4.2 | 3.2 | 3 | 2.3 | 1.4 | 2.6 | 1.6 | 2.2 | 77.37 | 153.85 | 132.15 | 2.74 | 34.35
2019 | 12 | 11 | 4:00 | 8261 | -4.3 | -4 | 3.5 | -2.1 | -3.5 | -2.9 | 4.8 | 6 | 4.2 | 3.2 | 3 | 2.3 | 1.4 | 2.6 | 1.6 | 2.2 | 77.37 | 153.85 | 132.15 | 2.74 | 34.35
2019 | 12 | 11 | 5:00 | 8262 | -4.4 | -4.6 | 2.8 | -2.3 | -3.2 | -3.3 | 4.8 | 6 | 4.2 | 3.2 | 3 | 2.3 | 1.4 | 2.6 | 1.6 | 2.2 | 77.37 | 153.85 | 132.15 | 2.74 | 34.35
2019 | 12 | 11 | 6:00 | 8263 | -4.4 | -4.1 | 1.8 | -2.6 | -2.3 | -2.9 | 4.8 | 6 | 4.2 | 3.2 | 3 | 2.3 | 1.4 | 2.6 | 1.6 | 2.2 | 77.37 | 153.85 | 132.15 | 2.74 | 34.35
2019 | 12 | 11 | 7:00 | 8264 | -3.9 | -4.5 | 1.2 | -2.2 | -2.5 | -2.7 | 4.8 | 6 | 4.2 | 3.2 | 3 | 2.3 | 1.4 | 2.6 | 1.6 | 2.2 | 77.37 | 153.85 | 132.15 | 2.74 | 34.35
2019 | 12 | 11 | 8:00 | 8265 | -4.5 | -3.1 | 1.1 | -1.3 | -1.6 | -2.2 | 4.8 | 6 | 4.2 | 3.2 | 3 | 2.3 | 1.4 | 2.6 | 1.6 | 2.2 | 77.37 | 153.85 | 132.15 | 2.74 | 34.35
2019 | 12 | 11 | 9:00 | 8266 | -4.1 | -1.9 | 2 | -0.1 | -0.9 | -1.6 | 4.8 | 6 | 4.2 | 3.2 | 3 | 2.3 | 1.4 | 2.6 | 1.6 | 2.2 | 77.37 | 153.85 | 132.15 | 2.74 | 34.35
2019 | 12 | 11 | 10:00 | 8267 | -3.4 | -2.5 | 2.1 | 0.6 | 0.1 | -1.1 | 4.8 | 6 | 4.2 | 3.2 | 3 | 2.3 | 1.4 | 2.6 | 1.6 | 2.2 | 77.37 | 153.85 | 132.15 | 2.74 | 34.35
2019 | 12 | 11 | 11:00 | 8268 | -3.6 | -1.6 | 2.2 | 0.7 | 0.7 | -0.8 | 4.8 | 6 | 4.2 | 3.2 | 3 | 2.3 | 1.4 | 2.6 | 1.6 | 2.2 | 77.37 | 153.85 | 132.15 | 2.74 | 34.35
2019 | 12 | 11 | 12:00 | 8269 | -3.1 | -1.5 | 2.3 | 1 | 0.2 | -1 | 4.8 | 6 | 4.2 | 3.2 | 3 | 2.3 | 1.4 | 2.6 | 1.6 | 2.2 | 77.37 | 153.85 | 132.15 | 2.74 | 34.35
2019 | 12 | 11 | 13:00 | 8270 | -3.2 | -1.6 | 1.9 | 0.7 | 0.1 | -1.2 | 4.8 | 6 | 4.2 | 3.2 | 3 | 2.3 | 1.4 | 2.6 | 1.6 | 2.2 | 77.37 | 153.85 | 132.15 | 2.74 | 34.35
2019 | 12 | 11 | 14:00 | 8271 | -2.7 | -2.4 | 1.5 | 0 | -0.5 | -1.8 | 4.8 | 6 | 4.2 | 3.2 | 3 | 2.3 | 1.4 | 2.6 | 1.6 | 2.2 | 77.37 | 153.85 | 132.15 | 2.74 | 34.35
2019 | 12 | 11 | 15:00 | 8272 | -3.3 | -3.3 | 0.7 | -0.4 | -1.4 | -2.5 | 4.8 | 6 | 4.2 | 3.2 | 3 | 2.3 | 1.4 | 2.6 | 1.6 | 2.2 | 77.37 | 153.85 | 132.15 | 2.74 | 34.35
2019 | 12 | 11 | 16:00 | 8273 | -3.5 | -3.7 | 0.4 | -0.6 | -1.8 | -1.9 | 4.8 | 6 | 4.2 | 3.2 | 3 | 2.3 | 1.4 | 2.6 | 1.6 | 2.2 | 77.37 | 153.85 | 132.15 | 2.74 | 34.35
2019 | 12 | 11 | 17:00 | 8274 | -3.6 | -3.7 | -0.2 | -0.9 | -2.5 | -1.3 | 4.8 | 6 | 4.2 | 3.2 | 3 | 2.3 | 1.4 | 2.6 | 1.6 | 2.2 | 77.37 | 153.85 | 132.15 | 2.74 | 34.35
2019 | 12 | 11 | 18:00 | 8275 | -3 | -4.3 | -0.7 | -1.1 | -2.7 | -0.8 | 4.8 | 6 | 4.2 | 3.2 | 3 | 2.3 | 1.4 | 2.6 | 1.6 | 2.2 | 77.37 | 153.85 | 132.15 | 2.74 | 34.35
2019 | 12 | 11 | 19:00 | 8276 | -2.6 | -4.4 | -1.2 | -1.5 | -3 | -0.3 | 4.8 | 6 | 4.2 | 3.2 | 3 | 2.3 | 1.4 | 2.6 | 1.6 | 2.2 | 77.37 | 153.85 | 132.15 | 2.74 | 34.35
2019 | 12 | 11 | 20:00 | 8277 | -2.3 | -4.6 | -1.5 | -2 | -2.9 | 0 | 4.8 | 6 | 4.2 | 3.2 | 3 | 2.3 | 1.4 | 2.6 | 1.6 | 2.2 | 77.37 | 153.85 | 132.15 | 2.74 | 34.35
2019 | 12 | 11 | 21:00 | 8278 | -2.7 | -4.4 | -1.8 | -2.4 | -2.9 | 0.6 | 4.8 | 6 | 4.2 | 3.2 | 3 | 2.3 | 1.4 | 2.6 | 1.6 | 2.2 | 77.37 | 153.85 | 132.15 | 2.74 | 34.35
2019 | 12 | 11 | 22:00 | 8279 | -2.6 | -4.8 | -1.9 | -3 | -3.4 | 0.7 | 4.8 | 6 | 4.2 | 3.2 | 3 | 2.3 | 1.4 | 2.6 | 1.6 | 2.2 | 77.37 | 153.85 | 132.15 | 2.74 | 34.35
2019 | 12 | 11 | 23:00 | 8280 | -2.6 | -5.3 | -1.6 | -3.3 | -3.7 | 0.5 | 4.8 | 6 | 4.2 | 3.2 | 3 | 2.3 | 1.4 | 2.6 | 1.6 | 2.2 | 77.37 | 153.85 | 132.15 | 2.74 | 34.35
2019 | 12 | 12 | 0:00 | 8281 | -1.4 | -3.5 | -2 | -3.5 | -3.7 | 0.3 | 4.2 | 3.6 | 3.4 | 1.7 | 3.3 | 1.8 | 1.2 | 1.9 | 1.2 | 1.3 | 77.2 | 150.03 | 131.2 | 1.75 | 30.94
2019 | 12 | 12 | 1:00 | 8282 | -1.1 | -3.4 | -2.1 | -3.5 | -3.6 | -0.2 | 4.2 | 3.6 | 3.4 | 1.7 | 3.3 | 1.8 | 1.2 | 1.9 | 1.2 | 1.3 | 77.2 | 150.03 | 131.2 | 1.75 | 30.94
2019 | 12 | 12 | 2:00 | 8283 | -0.6 | -2.6 | -2.5 | -3.7 | -2.9 | 0 | 4.2 | 3.6 | 3.4 | 1.7 | 3.3 | 1.8 | 1.2 | 1.9 | 1.2 | 1.3 | 77.2 | 150.03 | 131.2 | 1.75 | 30.94
2019 | 12 | 12 | 3:00 | 8284 | -0.1 | -1.7 | -2.8 | -3.6 | -2.4 | 0.1 | 4.2 | 3.6 | 3.4 | 1.7 | 3.3 | 1.8 | 1.2 | 1.9 | 1.2 | 1.3 | 77.2 | 150.03 | 131.2 | 1.75 | 30.94
2019 | 12 | 12 | 4:00 | 8285 | 0.2 | -1 | -2.1 | -3.6 | -2.1 | 0.2 | 4.2 | 3.6 | 3.4 | 1.7 | 3.3 | 1.8 | 1.2 | 1.9 | 1.2 | 1.3 | 77.2 | 150.03 | 131.2 | 1.75 | 30.94
2019 | 12 | 12 | 5:00 | 8286 | 0.5 | -0.2 | -2.2 | -3 | -1.6 | 0.4 | 4.2 | 3.6 | 3.4 | 1.7 | 3.3 | 1.8 | 1.2 | 1.9 | 1.2 | 1.3 | 77.2 | 150.03 | 131.2 | 1.75 | 30.94
2019 | 12 | 12 | 6:00 | 8287 | 0.6 | 0.2 | -2 | -2.6 | -1.4 | 0.5 | 4.2 | 3.6 | 3.4 | 1.7 | 3.3 | 1.8 | 1.2 | 1.9 | 1.2 | 1.3 | 77.2 | 150.03 | 131.2 | 1.75 | 30.94
2019 | 12 | 12 | 7:00 | 8288 | 0.7 | 0.5 | -1.2 | -2 | -0.8 | 0.5 | 4.2 | 3.6 | 3.4 | 1.7 | 3.3 | 1.8 | 1.2 | 1.9 | 1.2 | 1.3 | 77.2 | 150.03 | 131.2 | 1.75 | 30.94
2019 | 12 | 12 | 8:00 | 8289 | 0.9 | 0.5 | -0.3 | -1.4 | -0.3 | 0.4 | 4.2 | 3.6 | 3.4 | 1.7 | 3.3 | 1.8 | 1.2 | 1.9 | 1.2 | 1.3 | 77.2 | 150.03 | 131.2 | 1.75 | 30.94
2019 | 12 | 12 | 9:00 | 8290 | 0.9 | 0.6 | 0.1 | -0.7 | 0 | 0.3 | 4.2 | 3.6 | 3.4 | 1.7 | 3.3 | 1.8 | 1.2 | 1.9 | 1.2 | 1.3 | 77.2 | 150.03 | 131.2 | 1.75 | 30.94
2019 | 12 | 12 | 10:00 | 8291 | 1 | 0.5 | 0.7 | 0 | 0.6 | 0.2 | 4.2 | 3.6 | 3.4 | 1.7 | 3.3 | 1.8 | 1.2 | 1.9 | 1.2 | 1.3 | 77.2 | 150.03 | 131.2 | 1.75 | 30.94
2019 | 12 | 12 | 11:00 | 8292 | 1.5 | 0.1 | 1.7 | 0.3 | 0.8 | 0.4 | 4.2 | 3.6 | 3.4 | 1.7 | 3.3 | 1.8 | 1.2 | 1.9 | 1.2 | 1.3 | 77.2 | 150.03 | 131.2 | 1.75 | 30.94
2019 | 12 | 12 | 12:00 | 8293 | 1.3 | 0.4 | 1 | 0.7 | 0.9 | 1.1 | 4.2 | 3.6 | 3.4 | 1.7 | 3.3 | 1.8 | 1.2 | 1.9 | 1.2 | 1.3 | 77.2 | 150.03 | 131.2 | 1.75 | 30.94
2019 | 12 | 12 | 13:00 | 8294 | 1.2 | 0.3 | 0.9 | 0.3 | 0.8 | 1.2 | 4.2 | 3.6 | 3.4 | 1.7 | 3.3 | 1.8 | 1.2 | 1.9 | 1.2 | 1.3 | 77.2 | 150.03 | 131.2 | 1.75 | 30.94
2019 | 12 | 12 | 14:00 | 8295 | 1.4 | 0.1 | 0.9 | 0.6 | 0.5 | 1.1 | 4.2 | 3.6 | 3.4 | 1.7 | 3.3 | 1.8 | 1.2 | 1.9 | 1.2 | 1.3 | 77.2 | 150.03 | 131.2 | 1.75 | 30.94
2019 | 12 | 12 | 15:00 | 8296 | 1.6 | 0.3 | 1 | 0.3 | 0.5 | 1.7 | 4.2 | 3.6 | 3.4 | 1.7 | 3.3 | 1.8 | 1.2 | 1.9 | 1.2 | 1.3 | 77.2 | 150.03 | 131.2 | 1.75 | 30.94
2019 | 12 | 12 | 16:00 | 8297 | 1.7 | 0.5 | 0.9 | 0.2 | 0.3 | 2.1 | 4.2 | 3.6 | 3.4 | 1.7 | 3.3 | 1.8 | 1.2 | 1.9 | 1.2 | 1.3 | 77.2 | 150.03 | 131.2 | 1.75 | 30.94
2019 | 12 | 12 | 17:00 | 8298 | 1.6 | 0.5 | 0.7 | 0.3 | 0.1 | 2.6 | 4.2 | 3.6 | 3.4 | 1.7 | 3.3 | 1.8 | 1.2 | 1.9 | 1.2 | 1.3 | 77.2 | 150.03 | 131.2 | 1.75 | 30.94
2019 | 12 | 12 | 18:00 | 8299 | 2.5 | 0.3 | 0.6 | 0.3 | -0.5 | 3.2 | 4.2 | 3.6 | 3.4 | 1.7 | 3.3 | 1.8 | 1.2 | 1.9 | 1.2 | 1.3 | 77.2 | 150.03 | 131.2 | 1.75 | 30.94
2019 | 12 | 12 | 19:00 | 8300 | 2.8 | 0.7 | 0.9 | 0 | -0.5 | 3.7 | 4.2 | 3.6 | 3.4 | 1.7 | 3.3 | 1.8 | 1.2 | 1.9 | 1.2 | 1.3 | 77.2 | 150.03 | 131.2 | 1.75 | 30.94
2019 | 12 | 12 | 20:00 | 8301 | 2.9 | 0.1 | 1.1 | -0.1 | -0.9 | 3.8 | 4.2 | 3.6 | 3.4 | 1.7 | 3.3 | 1.8 | 1.2 | 1.9 | 1.2 | 1.3 | 77.2 | 150.03 | 131.2 | 1.75 | 30.94
2019 | 12 | 12 | 21:00 | 8302 | 3.2 | 0 | 2.2 | -0.1 | -0.8 | 3.8 | 4.2 | 3.6 | 3.4 | 1.7 | 3.3 | 1.8 | 1.2 | 1.9 | 1.2 | 1.3 | 77.2 | 150.03 | 131.2 | 1.75 | 30.94
2019 | 12 | 12 | 22:00 | 8303 | 3.4 | 0.1 | 1.5 | -0.1 | -1.1 | 3.9 | 4.2 | 3.6 | 3.4 | 1.7 | 3.3 | 1.8 | 1.2 | 1.9 | 1.2 | 1.3 | 77.2 | 150.03 | 131.2 | 1.75 | 30.94
2019 | 12 | 12 | 23:00 | 8304 | 3.5 | 0.3 | 1 | 0 | -1 | 4 | 4.2 | 3.6 | 3.4 | 1.7 | 3.3 | 1.8 | 1.2 | 1.9 | 1.2 | 1.3 | 77.2 | 150.03 | 131.2 | 1.75 | 30.94
2019 | 12 | 13 | 0:00 | 8305 | 3.6 | 1.3 | 1.3 | 0 | -1.3 | 3.7 | 4.1 | 3 | 3.2 | 2 | 3.6 | 2 | 1.1 | 1.8 | 1.4 | 0.9 | 77.33 | 156.83 | 132.51 | 2.74 | 28.83
2019 | 12 | 13 | 1:00 | 8306 | 3.6 | 1.7 | 0.8 | -0.2 | -1.6 | 3.3 | 4.1 | 3 | 3.2 | 2 | 3.6 | 2 | 1.1 | 1.8 | 1.4 | 0.9 | 77.33 | 156.83 | 132.51 | 2.74 | 28.83
2019 | 12 | 13 | 2:00 | 8307 | 3.2 | 1.9 | 0.7 | -0.2 | -1.3 | 2.6 | 4.1 | 3 | 3.2 | 2 | 3.6 | 2 | 1.1 | 1.8 | 1.4 | 0.9 | 77.33 | 156.83 | 132.51 | 2.74 | 28.83
2019 | 12 | 13 | 3:00 | 8308 | 2.8 | 2.3 | 0.4 | -0.4 | -0.8 | 1.9 | 4.1 | 3 | 3.2 | 2 | 3.6 | 2 | 1.1 | 1.8 | 1.4 | 0.9 | 77.33 | 156.83 | 132.51 | 2.74 | 28.83
2019 | 12 | 13 | 4:00 | 8309 | 2.3 | 2.2 | 0.6 | -0.4 | 0.1 | 1.7 | 4.1 | 3 | 3.2 | 2 | 3.6 | 2 | 1.1 | 1.8 | 1.4 | 0.9 | 77.33 | 156.83 | 132.51 | 2.74 | 28.83
2019 | 12 | 13 | 5:00 | 8310 | 2.4 | 1.9 | 0.5 | -0.2 | 0.6 | 1.7 | 4.1 | 3 | 3.2 | 2 | 3.6 | 2 | 1.1 | 1.8 | 1.4 | 0.9 | 77.33 | 156.83 | 132.51 | 2.74 | 28.83
2019 | 12 | 13 | 6:00 | 8311 | 2.4 | 1.8 | 1.4 | 0.1 | 1.4 | 1.4 | 4.1 | 3 | 3.2 | 2 | 3.6 | 2 | 1.1 | 1.8 | 1.4 | 0.9 | 77.33 | 156.83 | 132.51 | 2.74 | 28.83
2019 | 12 | 13 | 7:00 | 8312 | 2.6 | 1.8 | 1.8 | 0.6 | 1.8 | 1.7 | 4.1 | 3 | 3.2 | 2 | 3.6 | 2 | 1.1 | 1.8 | 1.4 | 0.9 | 77.33 | 156.83 | 132.51 | 2.74 | 28.83
2019 | 12 | 13 | 8:00 | 8313 | 2.7 | 1.9 | 2.3 | 1 | 1.5 | 1.9 | 4.1 | 3 | 3.2 | 2 | 3.6 | 2 | 1.1 | 1.8 | 1.4 | 0.9 | 77.33 | 156.83 | 132.51 | 2.74 | 28.83
2019 | 12 | 13 | 9:00 | 8314 | 2.8 | 2.2 | 2.4 | 1.7 | 1.6 | 1.7 | 4.1 | 3 | 3.2 | 2 | 3.6 | 2 | 1.1 | 1.8 | 1.4 | 0.9 | 77.33 | 156.83 | 132.51 | 2.74 | 28.83
2019 | 12 | 13 | 10:00 | 8315 | 2.7 | 2.2 | 2.8 | 1.9 | 1.6 | 1.3 | 4.1 | 3 | 3.2 | 2 | 3.6 | 2 | 1.1 | 1.8 | 1.4 | 0.9 | 77.33 | 156.83 | 132.51 | 2.74 | 28.83
2019 | 12 | 13 | 11:00 | 8316 | 2.4 | 2.2 | 2.9 | 1.5 | 2 | 1.1 | 4.1 | 3 | 3.2 | 2 | 3.6 | 2 | 1.1 | 1.8 | 1.4 | 0.9 | 77.33 | 156.83 | 132.51 | 2.74 | 28.83
2019 | 12 | 13 | 12:00 | 8317 | 2 | 2 | 3 | 1.5 | 2 | 0.9 | 4.1 | 3 | 3.2 | 2 | 3.6 | 2 | 1.1 | 1.8 | 1.4 | 0.9 | 77.33 | 156.83 | 132.51 | 2.74 | 28.83
2019 | 12 | 13 | 13:00 | 8318 | 1.7 | 1.5 | 2.6 | 1.7 | 1.9 | 0.8 | 4.1 | 3 | 3.2 | 2 | 3.6 | 2 | 1.1 | 1.8 | 1.4 | 0.9 | 77.33 | 156.83 | 132.51 | 2.74 | 28.83
2019 | 12 | 13 | 14:00 | 8319 | 1.6 | 1.3 | 2.8 | 1.8 | 1.8 | 0.9 | 4.1 | 3 | 3.2 | 2 | 3.6 | 2 | 1.1 | 1.8 | 1.4 | 0.9 | 77.33 | 156.83 | 132.51 | 2.74 | 28.83
2019 | 12 | 13 | 15:00 | 8320 | 1.6 | 1.2 | 2.8 | 1.9 | 1.5 | 1 | 4.1 | 3 | 3.2 | 2 | 3.6 | 2 | 1.1 | 1.8 | 1.4 | 0.9 | 77.33 | 156.83 | 132.51 | 2.74 | 28.83
2019 | 12 | 13 | 16:00 | 8321 | 1.7 | 1.4 | 2.7 | 1.6 | 1.2 | 0.7 | 4.1 | 3 | 3.2 | 2 | 3.6 | 2 | 1.1 | 1.8 | 1.4 | 0.9 | 77.33 | 156.83 | 132.51 | 2.74 | 28.83
2019 | 12 | 13 | 17:00 | 8322 | 1.7 | 1.7 | 2.1 | 1.3 | 1.5 | 0.8 | 4.1 | 3 | 3.2 | 2 | 3.6 | 2 | 1.1 | 1.8 | 1.4 | 0.9 | 77.33 | 156.83 | 132.51 | 2.74 | 28.83
2019 | 12 | 13 | 18:00 | 8323 | 1.8 | 1.5 | 1.2 | 1.4 | 1.5 | 0.9 | 4.1 | 3 | 3.2 | 2 | 3.6 | 2 | 1.1 | 1.8 | 1.4 | 0.9 | 77.33 | 156.83 | 132.51 | 2.74 | 28.83
2019 | 12 | 13 | 19:00 | 8324 | 1.9 | 1.3 | 1.3 | 1 | 1.1 | 0.8 | 4.1 | 3 | 3.2 | 2 | 3.6 | 2 | 1.1 | 1.8 | 1.4 | 0.9 | 77.33 | 156.83 | 132.51 | 2.74 | 28.83
2019 | 12 | 13 | 20:00 | 8325 | 2 | 1.5 | 1.6 | 0.8 | 0.9 | 1 | 4.1 | 3 | 3.2 | 2 | 3.6 | 2 | 1.1 | 1.8 | 1.4 | 0.9 | 77.33 | 156.83 | 132.51 | 2.74 | 28.83
2019 | 12 | 13 | 21:00 | 8326 | 2.1 | 1.6 | 1.9 | 0.7 | 0.8 | 1 | 4.1 | 3 | 3.2 | 2 | 3.6 | 2 | 1.1 | 1.8 | 1.4 | 0.9 | 77.33 | 156.83 | 132.51 | 2.74 | 28.83
2019 | 12 | 13 | 22:00 | 8327 | 2.1 | 1.7 | 2.1 | 1 | 1.1 | 1 | 4.1 | 3 | 3.2 | 2 | 3.6 | 2 | 1.1 | 1.8 | 1.4 | 0.9 | 77.33 | 156.83 | 132.51 | 2.74 | 28.83
2019 | 12 | 13 | 23:00 | 8328 | 2.1 | 1.8 | 2.3 | 1.3 | 1.4 | 1 | 4.1 | 3 | 3.2 | 2 | 3.6 | 2 | 1.1 | 1.8 | 1.4 | 0.9 | 77.33 | 156.83 | 132.51 | 2.74 | 28.83
2019 | 12 | 14 | 0:00 | 8329 | 2 | 1.9 | 2.5 | 1.5 | 1.5 | 0.8 | 4.4 | 2.8 | 3.5 | 2.6 | 3.6 | 2.3 | 2.4 | 2.1 | 1.9 | 0.9 | 77.22 | 154.76 | 130.27 | 2.95 | 26.54
2019 | 12 | 14 | 1:00 | 8330 | 2.1 | 1.9 | 2.7 | 1.6 | 1.7 | 0.8 | 4.4 | 2.8 | 3.5 | 2.6 | 3.6 | 2.3 | 2.4 | 2.1 | 1.9 | 0.9 | 77.22 | 154.76 | 130.27 | 2.95 | 26.54
2019 | 12 | 14 | 2:00 | 8331 | 2.1 | 1.8 | 3 | 1.8 | 1.7 | 0.8 | 4.4 | 2.8 | 3.5 | 2.6 | 3.6 | 2.3 | 2.4 | 2.1 | 1.9 | 0.9 | 77.22 | 154.76 | 130.27 | 2.95 | 26.54
2019 | 12 | 14 | 3:00 | 8332 | 1.9 | 1.8 | 3.3 | 1.9 | 1.7 | 0.5 | 4.4 | 2.8 | 3.5 | 2.6 | 3.6 | 2.3 | 2.4 | 2.1 | 1.9 | 0.9 | 77.22 | 154.76 | 130.27 | 2.95 | 26.54
2019 | 12 | 14 | 4:00 | 8333 | 1.8 | 1.7 | 3.3 | 1.9 | 1.7 | 0.5 | 4.4 | 2.8 | 3.5 | 2.6 | 3.6 | 2.3 | 2.4 | 2.1 | 1.9 | 0.9 | 77.22 | 154.76 | 130.27 | 2.95 | 26.54
2019 | 12 | 14 | 5:00 | 8334 | 1.8 | 1.6 | 3.6 | 1.9 | 1.7 | 0.4 | 4.4 | 2.8 | 3.5 | 2.6 | 3.6 | 2.3 | 2.4 | 2.1 | 1.9 | 0.9 | 77.22 | 154.76 | 130.27 | 2.95 | 26.54
2019 | 12 | 14 | 6:00 | 8335 | 1.7 | 1.5 | 3.7 | 2 | 1.6 | 0.4 | 4.4 | 2.8 | 3.5 | 2.6 | 3.6 | 2.3 | 2.4 | 2.1 | 1.9 | 0.9 | 77.22 | 154.76 | 130.27 | 2.95 | 26.54
2019 | 12 | 14 | 7:00 | 8336 | 1.7 | 1.4 | 3.7 | 1.9 | 1.6 | 0.7 | 4.4 | 2.8 | 3.5 | 2.6 | 3.6 | 2.3 | 2.4 | 2.1 | 1.9 | 0.9 | 77.22 | 154.76 | 130.27 | 2.95 | 26.54
2019 | 12 | 14 | 8:00 | 8337 | 1.8 | 1.6 | 3.8 | 2 | 1.7 | 0.8 | 4.4 | 2.8 | 3.5 | 2.6 | 3.6 | 2.3 | 2.4 | 2.1 | 1.9 | 0.9 | 77.22 | 154.76 | 130.27 | 2.95 | 26.54
2019 | 12 | 14 | 9:00 | 8338 | 2 | 1.8 | 4.1 | 2.1 | 1.9 | 0.9 | 4.4 | 2.8 | 3.5 | 2.6 | 3.6 | 2.3 | 2.4 | 2.1 | 1.9 | 0.9 | 77.22 | 154.76 | 130.27 | 2.95 | 26.54
2019 | 12 | 14 | 10:00 | 8339 | 2.1 | 2 | 3.8 | 2.3 | 1.7 | 1 | 4.4 | 2.8 | 3.5 | 2.6 | 3.6 | 2.3 | 2.4 | 2.1 | 1.9 | 0.9 | 77.22 | 154.76 | 130.27 | 2.95 | 26.54
2019 | 12 | 14 | 11:00 | 8340 | 2.1 | 2.2 | 4 | 2.4 | 1.7 | 1.1 | 4.4 | 2.8 | 3.5 | 2.6 | 3.6 | 2.3 | 2.4 | 2.1 | 1.9 | 0.9 | 77.22 | 154.76 | 130.27 | 2.95 | 26.54
2019 | 12 | 14 | 12:00 | 8341 | 2.2 | 2.1 | 4.1 | 2.4 | 1.9 | 1.2 | 4.4 | 2.8 | 3.5 | 2.6 | 3.6 | 2.3 | 2.4 | 2.1 | 1.9 | 0.9 | 77.22 | 154.76 | 130.27 | 2.95 | 26.54
2019 | 12 | 14 | 13:00 | 8342 | 2.2 | 2.1 | 4.3 | 2.4 | 1.9 | 1.2 | 4.4 | 2.8 | 3.5 | 2.6 | 3.6 | 2.3 | 2.4 | 2.1 | 1.9 | 0.9 | 77.22 | 154.76 | 130.27 | 2.95 | 26.54
2019 | 12 | 14 | 14:00 | 8343 | 2.2 | 2 | 4.2 | 2.2 | 1.7 | 1.1 | 4.4 | 2.8 | 3.5 | 2.6 | 3.6 | 2.3 | 2.4 | 2.1 | 1.9 | 0.9 | 77.22 | 154.76 | 130.27 | 2.95 | 26.54
2019 | 12 | 14 | 15:00 | 8344 | 2 | 1.8 | 4.2 | 2.3 | 0.9 | 1.1 | 4.4 | 2.8 | 3.5 | 2.6 | 3.6 | 2.3 | 2.4 | 2.1 | 1.9 | 0.9 | 77.22 | 154.76 | 130.27 | 2.95 | 26.54
2019 | 12 | 14 | 16:00 | 8345 | 1.7 | 1.2 | 3.9 | 2.3 | 0.7 | 1.2 | 4.4 | 2.8 | 3.5 | 2.6 | 3.6 | 2.3 | 2.4 | 2.1 | 1.9 | 0.9 | 77.22 | 154.76 | 130.27 | 2.95 | 26.54
2019 | 12 | 14 | 17:00 | 8346 | 0.9 | 0.7 | 3.9 | 2 | 0.8 | 1.1 | 4.4 | 2.8 | 3.5 | 2.6 | 3.6 | 2.3 | 2.4 | 2.1 | 1.9 | 0.9 | 77.22 | 154.76 | 130.27 | 2.95 | 26.54
2019 | 12 | 14 | 18:00 | 8347 | 0.7 | 0.3 | 3.8 | 2 | 0.9 | 0.6 | 4.4 | 2.8 | 3.5 | 2.6 | 3.6 | 2.3 | 2.4 | 2.1 | 1.9 | 0.9 | 77.22 | 154.76 | 130.27 | 2.95 | 26.54
2019 | 12 | 14 | 19:00 | 8348 | 1.2 | 0.7 | 3.8 | 2.1 | 0.9 | 0.3 | 4.4 | 2.8 | 3.5 | 2.6 | 3.6 | 2.3 | 2.4 | 2.1 | 1.9 | 0.9 | 77.22 | 154.76 | 130.27 | 2.95 | 26.54
2019 | 12 | 14 | 20:00 | 8349 | 1.6 | 1 | 3.5 | 2.2 | 1 | 0.5 | 4.4 | 2.8 | 3.5 | 2.6 | 3.6 | 2.3 | 2.4 | 2.1 | 1.9 | 0.9 | 77.22 | 154.76 | 130.27 | 2.95 | 26.54
2019 | 12 | 14 | 21:00 | 8350 | 1.9 | 1.6 | 3.4 | 2.1 | 1.1 | 0.8 | 4.4 | 2.8 | 3.5 | 2.6 | 3.6 | 2.3 | 2.4 | 2.1 | 1.9 | 0.9 | 77.22 | 154.76 | 130.27 | 2.95 | 26.54
2019 | 12 | 14 | 22:00 | 8351 | 2.4 | 1.9 | 3.3 | 2 | 1 | 1.1 | 4.4 | 2.8 | 3.5 | 2.6 | 3.6 | 2.3 | 2.4 | 2.1 | 1.9 | 0.9 | 77.22 | 154.76 | 130.27 | 2.95 | 26.54
2019 | 12 | 14 | 23:00 | 8352 | 2.9 | 2.1 | 3.1 | 2 | 1 | 1.6 | 4.4 | 2.8 | 3.5 | 2.6 | 3.6 | 2.3 | 2.4 | 2.1 | 1.9 | 0.9 | 77.22 | 154.76 | 130.27 | 2.95 | 26.54
2019 | 12 | 15 | 0:00 | 8353 | 3.2 | 2.4 | 3.3 | 1.8 | 1.3 | 2 | 5.2 | 3.3 | 3.9 | 3.1 | 3.5 | 2.7 | 1.9 | 2.6 | 2.4 | 1.2 | 77.7 | 158.67 | 132.2 | 3.36 | 24.63
2019 | 12 | 15 | 1:00 | 8354 | 3.3 | 2.7 | 3.3 | 1.6 | 1.3 | 2.2 | 5.2 | 3.3 | 3.9 | 3.1 | 3.5 | 2.7 | 1.9 | 2.6 | 2.4 | 1.2 | 77.7 | 158.67 | 132.2 | 3.36 | 24.63
2019 | 12 | 15 | 2:00 | 8355 | 3.4 | 2.9 | 4.6 | 1.5 | 1 | 2.2 | 5.2 | 3.3 | 3.9 | 3.1 | 3.5 | 2.7 | 1.9 | 2.6 | 2.4 | 1.2 | 77.7 | 158.67 | 132.2 | 3.36 | 24.63
2019 | 12 | 15 | 3:00 | 8356 | 3.4 | 2.9 | 5.2 | 0.8 | 0.8 | 2.3 | 5.2 | 3.3 | 3.9 | 3.1 | 3.5 | 2.7 | 1.9 | 2.6 | 2.4 | 1.2 | 77.7 | 158.67 | 132.2 | 3.36 | 24.63
2019 | 12 | 15 | 4:00 | 8357 | 2.9 | 2.7 | 4.4 | 0.6 | 0.9 | 2.5 | 5.2 | 3.3 | 3.9 | 3.1 | 3.5 | 2.7 | 1.9 | 2.6 | 2.4 | 1.2 | 77.7 | 158.67 | 132.2 | 3.36 | 24.63
2019 | 12 | 15 | 5:00 | 8358 | 2.9 | 2.5 | 5.2 | 0.8 | 1 | 2.4 | 5.2 | 3.3 | 3.9 | 3.1 | 3.5 | 2.7 | 1.9 | 2.6 | 2.4 | 1.2 | 77.7 | 158.67 | 132.2 | 3.36 | 24.63
2019 | 12 | 15 | 6:00 | 8359 | 2.9 | 2.9 | 5.1 | 1.2 | 1.4 | 2 | 5.2 | 3.3 | 3.9 | 3.1 | 3.5 | 2.7 | 1.9 | 2.6 | 2.4 | 1.2 | 77.7 | 158.67 | 132.2 | 3.36 | 24.63
2019 | 12 | 15 | 7:00 | 8360 | 3.2 | 2.9 | 5.1 | 2.1 | 1.2 | 2.4 | 5.2 | 3.3 | 3.9 | 3.1 | 3.5 | 2.7 | 1.9 | 2.6 | 2.4 | 1.2 | 77.7 | 158.67 | 132.2 | 3.36 | 24.63
2019 | 12 | 15 | 8:00 | 8361 | 3.5 | 3.3 | 5.8 | 2.5 | 1.7 | 2.6 | 5.2 | 3.3 | 3.9 | 3.1 | 3.5 | 2.7 | 1.9 | 2.6 | 2.4 | 1.2 | 77.7 | 158.67 | 132.2 | 3.36 | 24.63
2019 | 12 | 15 | 9:00 | 8362 | 4 | 3.6 | 5.6 | 3.3 | 2.7 | 2.9 | 5.2 | 3.3 | 3.9 | 3.1 | 3.5 | 2.7 | 1.9 | 2.6 | 2.4 | 1.2 | 77.7 | 158.67 | 132.2 | 3.36 | 24.63
2019 | 12 | 15 | 10:00 | 8363 | 4.5 | 3.9 | 5.8 | 4.7 | 3.5 | 3 | 5.2 | 3.3 | 3.9 | 3.1 | 3.5 | 2.7 | 1.9 | 2.6 | 2.4 | 1.2 | 77.7 | 158.67 | 132.2 | 3.36 | 24.63
2019 | 12 | 15 | 11:00 | 8364 | 4.7 | 4.1 | 5.8 | 3.9 | 4.1 | 3.5 | 5.2 | 3.3 | 3.9 | 3.1 | 3.5 | 2.7 | 1.9 | 2.6 | 2.4 | 1.2 | 77.7 | 158.67 | 132.2 | 3.36 | 24.63
2019 | 12 | 15 | 12:00 | 8365 | 4.2 | 4 | 5.8 | 4.4 | 4 | 3.5 | 5.2 | 3.3 | 3.9 | 3.1 | 3.5 | 2.7 | 1.9 | 2.6 | 2.4 | 1.2 | 77.7 | 158.67 | 132.2 | 3.36 | 24.63
2019 | 12 | 15 | 13:00 | 8366 | 4.3 | 3.9 | 4.8 | 4.4 | 3.9 | 3.4 | 5.2 | 3.3 | 3.9 | 3.1 | 3.5 | 2.7 | 1.9 | 2.6 | 2.4 | 1.2 | 77.7 | 158.67 | 132.2 | 3.36 | 24.63
2019 | 12 | 15 | 14:00 | 8367 | 4.1 | 3.6 | 4.7 | 4 | 3.5 | 3.1 | 5.2 | 3.3 | 3.9 | 3.1 | 3.5 | 2.7 | 1.9 | 2.6 | 2.4 | 1.2 | 77.7 | 158.67 | 132.2 | 3.36 | 24.63
2019 | 12 | 15 | 15:00 | 8368 | 3.8 | 3.3 | 3.2 | 2.9 | 3.2 | 2.7 | 5.2 | 3.3 | 3.9 | 3.1 | 3.5 | 2.7 | 1.9 | 2.6 | 2.4 | 1.2 | 77.7 | 158.67 | 132.2 | 3.36 | 24.63
2019 | 12 | 15 | 16:00 | 8369 | 2.6 | 1.7 | 3.4 | 2.6 | 2.5 | 2.9 | 5.2 | 3.3 | 3.9 | 3.1 | 3.5 | 2.7 | 1.9 | 2.6 | 2.4 | 1.2 | 77.7 | 158.67 | 132.2 | 3.36 | 24.63
2019 | 12 | 15 | 17:00 | 8370 | 2.5 | 2.2 | 3.5 | 2.4 | 2.1 | 1.7 | 5.2 | 3.3 | 3.9 | 3.1 | 3.5 | 2.7 | 1.9 | 2.6 | 2.4 | 1.2 | 77.7 | 158.67 | 132.2 | 3.36 | 24.63
2019 | 12 | 15 | 18:00 | 8371 | 3.2 | 2.3 | 4.7 | 2.3 | 2.2 | 1.6 | 5.2 | 3.3 | 3.9 | 3.1 | 3.5 | 2.7 | 1.9 | 2.6 | 2.4 | 1.2 | 77.7 | 158.67 | 132.2 | 3.36 | 24.63
2019 | 12 | 15 | 19:00 | 8372 | 3 | 2.2 | 6.6 | 2.2 | 2.2 | 2.1 | 5.2 | 3.3 | 3.9 | 3.1 | 3.5 | 2.7 | 1.9 | 2.6 | 2.4 | 1.2 | 77.7 | 158.67 | 132.2 | 3.36 | 24.63
2019 | 12 | 15 | 20:00 | 8373 | 3.6 | 3.2 | 6.6 | 2.6 | 2.5 | 2.1 | 5.2 | 3.3 | 3.9 | 3.1 | 3.5 | 2.7 | 1.9 | 2.6 | 2.4 | 1.2 | 77.7 | 158.67 | 132.2 | 3.36 | 24.63
2019 | 12 | 15 | 21:00 | 8374 | 4 | 3.2 | 7 | 2.9 | 3.1 | 2.6 | 5.2 | 3.3 | 3.9 | 3.1 | 3.5 | 2.7 | 1.9 | 2.6 | 2.4 | 1.2 | 77.7 | 158.67 | 132.2 | 3.36 | 24.63
2019 | 12 | 15 | 22:00 | 8375 | 3.2 | 2.5 | 7.3 | 3.1 | 3.8 | 2.9 | 5.2 | 3.3 | 3.9 | 3.1 | 3.5 | 2.7 | 1.9 | 2.6 | 2.4 | 1.2 | 77.7 | 158.67 | 132.2 | 3.36 | 24.63
2019 | 12 | 15 | 23:00 | 8376 | 3.5 | 2.8 | 6.7 | 4.8 | 4.3 | 2.2 | 5.2 | 3.3 | 3.9 | 3.1 | 3.5 | 2.7 | 1.9 | 2.6 | 2.4 | 1.2 | 77.7 | 158.67 | 132.2 | 3.36 | 24.63
2019 | 12 | 16 | 0:00 | 8377 | 3 | 3 | 6.9 | 4.7 | 4.2 | 2 | 5.4 | 5.4 | 4.1 | 3.9 | 3.9 | 2.5 | 2 | 2.6 | 2.5 | 1.8 | 76.68 | 159.61 | 132.75 | 3.03 | 31.56
2019 | 12 | 16 | 1:00 | 8378 | 3.4 | 3.1 | 7.2 | 4.9 | 4.8 | 2.1 | 5.4 | 5.4 | 4.1 | 3.9 | 3.9 | 2.5 | 2 | 2.6 | 2.5 | 1.8 | 76.68 | 159.61 | 132.75 | 3.03 | 31.56
2019 | 12 | 16 | 2:00 | 8379 | 3.2 | 4 | 7.2 | 5.2 | 4.1 | 2.2 | 5.4 | 5.4 | 4.1 | 3.9 | 3.9 | 2.5 | 2 | 2.6 | 2.5 | 1.8 | 76.68 | 159.61 | 132.75 | 3.03 | 31.56
2019 | 12 | 16 | 3:00 | 8380 | 3 | 4.4 | 7.3 | 5 | 4.6 | 2.2 | 5.4 | 5.4 | 4.1 | 3.9 | 3.9 | 2.5 | 2 | 2.6 | 2.5 | 1.8 | 76.68 | 159.61 | 132.75 | 3.03 | 31.56
2019 | 12 | 16 | 4:00 | 8381 | 3.4 | 5 | 7.2 | 3.9 | 4 | 2.4 | 5.4 | 5.4 | 4.1 | 3.9 | 3.9 | 2.5 | 2 | 2.6 | 2.5 | 1.8 | 76.68 | 159.61 | 132.75 | 3.03 | 31.56
2019 | 12 | 16 | 5:00 | 8382 | 3.6 | 5 | 7 | 4.2 | 4.2 | 2.6 | 5.4 | 5.4 | 4.1 | 3.9 | 3.9 | 2.5 | 2 | 2.6 | 2.5 | 1.8 | 76.68 | 159.61 | 132.75 | 3.03 | 31.56
2019 | 12 | 16 | 6:00 | 8383 | 3.4 | 4.8 | 7 | 3.9 | 4 | 2.7 | 5.4 | 5.4 | 4.1 | 3.9 | 3.9 | 2.5 | 2 | 2.6 | 2.5 | 1.8 | 76.68 | 159.61 | 132.75 | 3.03 | 31.56
2019 | 12 | 16 | 7:00 | 8384 | 3.6 | 4.4 | 7 | 3.7 | 4.2 | 2.9 | 5.4 | 5.4 | 4.1 | 3.9 | 3.9 | 2.5 | 2 | 2.6 | 2.5 | 1.8 | 76.68 | 159.61 | 132.75 | 3.03 | 31.56
2019 | 12 | 16 | 8:00 | 8385 | 3.8 | 4.7 | 7 | 4.1 | 4 | 3.8 | 5.4 | 5.4 | 4.1 | 3.9 | 3.9 | 2.5 | 2 | 2.6 | 2.5 | 1.8 | 76.68 | 159.61 | 132.75 | 3.03 | 31.56
2019 | 12 | 16 | 9:00 | 8386 | 4.2 | 5.4 | 7.2 | 4.3 | 4.8 | 4.5 | 5.4 | 5.4 | 4.1 | 3.9 | 3.9 | 2.5 | 2 | 2.6 | 2.5 | 1.8 | 76.68 | 159.61 | 132.75 | 3.03 | 31.56
2019 | 12 | 16 | 10:00 | 8387 | 4.7 | 5.1 | 7 | 4.8 | 5.2 | 5.3 | 5.4 | 5.4 | 4.1 | 3.9 | 3.9 | 2.5 | 2 | 2.6 | 2.5 | 1.8 | 76.68 | 159.61 | 132.75 | 3.03 | 31.56
2019 | 12 | 16 | 11:00 | 8388 | 5.3 | 5.3 | 7.2 | 5.1 | 5.8 | 4.9 | 5.4 | 5.4 | 4.1 | 3.9 | 3.9 | 2.5 | 2 | 2.6 | 2.5 | 1.8 | 76.68 | 159.61 | 132.75 | 3.03 | 31.56
2019 | 12 | 16 | 12:00 | 8389 | 5.3 | 5.5 | 6.9 | 5 | 5.4 | 5.4 | 5.4 | 5.4 | 4.1 | 3.9 | 3.9 | 2.5 | 2 | 2.6 | 2.5 | 1.8 | 76.68 | 159.61 | 132.75 | 3.03 | 31.56
2019 | 12 | 16 | 13:00 | 8390 | 4.8 | 5 | 6.6 | 5.3 | 5.7 | 4.9 | 5.4 | 5.4 | 4.1 | 3.9 | 3.9 | 2.5 | 2 | 2.6 | 2.5 | 1.8 | 76.68 | 159.61 | 132.75 | 3.03 | 31.56
2019 | 12 | 16 | 14:00 | 8391 | 3.5 | 3.9 | 6.2 | 4.9 | 5 | 3.5 | 5.4 | 5.4 | 4.1 | 3.9 | 3.9 | 2.5 | 2 | 2.6 | 2.5 | 1.8 | 76.68 | 159.61 | 132.75 | 3.03 | 31.56
2019 | 12 | 16 | 15:00 | 8392 | 2.3 | 1.5 | 5.7 | 4.4 | 4.8 | 2.1 | 5.4 | 5.4 | 4.1 | 3.9 | 3.9 | 2.5 | 2 | 2.6 | 2.5 | 1.8 | 76.68 | 159.61 | 132.75 | 3.03 | 31.56
2019 | 12 | 16 | 16:00 | 8393 | 1.9 | 1 | 5.5 | 4.6 | 3.8 | 1.4 | 5.4 | 5.4 | 4.1 | 3.9 | 3.9 | 2.5 | 2 | 2.6 | 2.5 | 1.8 | 76.68 | 159.61 | 132.75 | 3.03 | 31.56
2019 | 12 | 16 | 17:00 | 8394 | 2.3 | 1.5 | 5.3 | 4.7 | 3.5 | 1 | 5.4 | 5.4 | 4.1 | 3.9 | 3.9 | 2.5 | 2 | 2.6 | 2.5 | 1.8 | 76.68 | 159.61 | 132.75 | 3.03 | 31.56
2019 | 12 | 16 | 18:00 | 8395 | 2.3 | 1.8 | 5.4 | 4.2 | 2.5 | 1.2 | 5.4 | 5.4 | 4.1 | 3.9 | 3.9 | 2.5 | 2 | 2.6 | 2.5 | 1.8 | 76.68 | 159.61 | 132.75 | 3.03 | 31.56
2019 | 12 | 16 | 19:00 | 8396 | 2.4 | 1.5 | 5.3 | 2.7 | 2.1 | 0.9 | 5.4 | 5.4 | 4.1 | 3.9 | 3.9 | 2.5 | 2 | 2.6 | 2.5 | 1.8 | 76.68 | 159.61 | 132.75 | 3.03 | 31.56
2019 | 12 | 16 | 20:00 | 8397 | 2.3 | 2 | 5.6 | 2.5 | 2.1 | 1.1 | 5.4 | 5.4 | 4.1 | 3.9 | 3.9 | 2.5 | 2 | 2.6 | 2.5 | 1.8 | 76.68 | 159.61 | 132.75 | 3.03 | 31.56
2019 | 12 | 16 | 21:00 | 8398 | 2.8 | 2.7 | 5.5 | 2.8 | 2.4 | 1.8 | 5.4 | 5.4 | 4.1 | 3.9 | 3.9 | 2.5 | 2 | 2.6 | 2.5 | 1.8 | 76.68 | 159.61 | 132.75 | 3.03 | 31.56
2019 | 12 | 16 | 22:00 | 8399 | 3.6 | 3 | 6 | 3.4 | 2.7 | 1.7 | 5.4 | 5.4 | 4.1 | 3.9 | 3.9 | 2.5 | 2 | 2.6 | 2.5 | 1.8 | 76.68 | 159.61 | 132.75 | 3.03 | 31.56
2019 | 12 | 16 | 23:00 | 8400 | 4 | 3.4 | 6.5 | 3.3 | 3.3 | 1.8 | 5.4 | 5.4 | 4.1 | 3.9 | 3.9 | 2.5 | 2 | 2.6 | 2.5 | 1.8 | 76.68 | 159.61 | 132.75 | 3.03 | 31.56
2019 | 12 | 17 | 0:00 | 8401 | 3.8 | 3.3 | 6.7 | 4.1 | 3.8 | 2.2 | 5.2 | 4.5 | 4.2 | 4.4 | 4.4 | 2.8 | 2.9 | 2.9 | 2.6 | 2.2 | 76.74 | 155.68 | 133.93 | 3.73 | 42.26
2019 | 12 | 17 | 1:00 | 8402 | 4 | 3.4 | 6.8 | 4.3 | 4.1 | 2.6 | 5.2 | 4.5 | 4.2 | 4.4 | 4.4 | 2.8 | 2.9 | 2.9 | 2.6 | 2.2 | 76.74 | 155.68 | 133.93 | 3.73 | 42.26
2019 | 12 | 17 | 2:00 | 8403 | 4.3 | 3.4 | 6.8 | 4.8 | 4.3 | 2.8 | 5.2 | 4.5 | 4.2 | 4.4 | 4.4 | 2.8 | 2.9 | 2.9 | 2.6 | 2.2 | 76.74 | 155.68 | 133.93 | 3.73 | 42.26
2019 | 12 | 17 | 3:00 | 8404 | 4.4 | 3.8 | 6.8 | 5.1 | 4.7 | 3 | 5.2 | 4.5 | 4.2 | 4.4 | 4.4 | 2.8 | 2.9 | 2.9 | 2.6 | 2.2 | 76.74 | 155.68 | 133.93 | 3.73 | 42.26
2019 | 12 | 17 | 4:00 | 8405 | 4 | 4 | 6.6 | 5.2 | 4.7 | 3.4 | 5.2 | 4.5 | 4.2 | 4.4 | 4.4 | 2.8 | 2.9 | 2.9 | 2.6 | 2.2 | 76.74 | 155.68 | 133.93 | 3.73 | 42.26
2019 | 12 | 17 | 5:00 | 8406 | 4.2 | 4.1 | 6.9 | 5.7 | 4.7 | 3.7 | 5.2 | 4.5 | 4.2 | 4.4 | 4.4 | 2.8 | 2.9 | 2.9 | 2.6 | 2.2 | 76.74 | 155.68 | 133.93 | 3.73 | 42.26
2019 | 12 | 17 | 6:00 | 8407 | 4.2 | 4.1 | 6.6 | 5.8 | 4.7 | 3.5 | 5.2 | 4.5 | 4.2 | 4.4 | 4.4 | 2.8 | 2.9 | 2.9 | 2.6 | 2.2 | 76.74 | 155.68 | 133.93 | 3.73 | 42.26
2019 | 12 | 17 | 7:00 | 8408 | 3.9 | 4.1 | 6.7 | 5.9 | 4.7 | 3.6 | 5.2 | 4.5 | 4.2 | 4.4 | 4.4 | 2.8 | 2.9 | 2.9 | 2.6 | 2.2 | 76.74 | 155.68 | 133.93 | 3.73 | 42.26
2019 | 12 | 17 | 8:00 | 8409 | 4.2 | 4.4 | 4.5 | 5.6 | 4.8 | 3.8 | 5.2 | 4.5 | 4.2 | 4.4 | 4.4 | 2.8 | 2.9 | 2.9 | 2.6 | 2.2 | 76.74 | 155.68 | 133.93 | 3.73 | 42.26
2019 | 12 | 17 | 9:00 | 8410 | 4.3 | 4.9 | 4.5 | 5.8 | 5 | 4.2 | 5.2 | 4.5 | 4.2 | 4.4 | 4.4 | 2.8 | 2.9 | 2.9 | 2.6 | 2.2 | 76.74 | 155.68 | 133.93 | 3.73 | 42.26
2019 | 12 | 17 | 10:00 | 8411 | 4.4 | 5 | 4.8 | 5.9 | 5.2 | 4 | 5.2 | 4.5 | 4.2 | 4.4 | 4.4 | 2.8 | 2.9 | 2.9 | 2.6 | 2.2 | 76.74 | 155.68 | 133.93 | 3.73 | 42.26
2019 | 12 | 17 | 11:00 | 8412 | 5.2 | 5.1 | 5.2 | 6.2 | 5.1 | 4 | 5.2 | 4.5 | 4.2 | 4.4 | 4.4 | 2.8 | 2.9 | 2.9 | 2.6 | 2.2 | 76.74 | 155.68 | 133.93 | 3.73 | 42.26
2019 | 12 | 17 | 12:00 | 8413 | 5.3 | 5.1 | 5.3 | 6.1 | 5 | 4.2 | 5.2 | 4.5 | 4.2 | 4.4 | 4.4 | 2.8 | 2.9 | 2.9 | 2.6 | 2.2 | 76.74 | 155.68 | 133.93 | 3.73 | 42.26
2019 | 12 | 17 | 13:00 | 8414 | 5 | 5 | 5.5 | 5.8 | 5.1 | 4.2 | 5.2 | 4.5 | 4.2 | 4.4 | 4.4 | 2.8 | 2.9 | 2.9 | 2.6 | 2.2 | 76.74 | 155.68 | 133.93 | 3.73 | 42.26
2019 | 12 | 17 | 14:00 | 8415 | 5 | 4.7 | 5.7 | 5.4 | 5 | 4.2 | 5.2 | 4.5 | 4.2 | 4.4 | 4.4 | 2.8 | 2.9 | 2.9 | 2.6 | 2.2 | 76.74 | 155.68 | 133.93 | 3.73 | 42.26
2019 | 12 | 17 | 15:00 | 8416 | 4.6 | 4.5 | 5.9 | 5.2 | 5 | 4.3 | 5.2 | 4.5 | 4.2 | 4.4 | 4.4 | 2.8 | 2.9 | 2.9 | 2.6 | 2.2 | 76.74 | 155.68 | 133.93 | 3.73 | 42.26
2019 | 12 | 17 | 16:00 | 8417 | 4.4 | 4.5 | 5.7 | 5.2 | 5.1 | 4.1 | 5.2 | 4.5 | 4.2 | 4.4 | 4.4 | 2.8 | 2.9 | 2.9 | 2.6 | 2.2 | 76.74 | 155.68 | 133.93 | 3.73 | 42.26
2019 | 12 | 17 | 17:00 | 8418 | 4.4 | 4.5 | 5.7 | 5.3 | 5.3 | 4 | 5.2 | 4.5 | 4.2 | 4.4 | 4.4 | 2.8 | 2.9 | 2.9 | 2.6 | 2.2 | 76.74 | 155.68 | 133.93 | 3.73 | 42.26
2019 | 12 | 17 | 18:00 | 8419 | 4.6 | 4.5 | 5.7 | 5.3 | 5.3 | 4.1 | 5.2 | 4.5 | 4.2 | 4.4 | 4.4 | 2.8 | 2.9 | 2.9 | 2.6 | 2.2 | 76.74 | 155.68 | 133.93 | 3.73 | 42.26
2019 | 12 | 17 | 19:00 | 8420 | 4.7 | 4.3 | 5.3 | 5.3 | 5.1 | 4.1 | 5.2 | 4.5 | 4.2 | 4.4 | 4.4 | 2.8 | 2.9 | 2.9 | 2.6 | 2.2 | 76.74 | 155.68 | 133.93 | 3.73 | 42.26
2019 | 12 | 17 | 20:00 | 8421 | 4.3 | 4.4 | 5.7 | 5.3 | 5 | 4.1 | 5.2 | 4.5 | 4.2 | 4.4 | 4.4 | 2.8 | 2.9 | 2.9 | 2.6 | 2.2 | 76.74 | 155.68 | 133.93 | 3.73 | 42.26
2019 | 12 | 17 | 21:00 | 8422 | 4.7 | 4.5 | 5.9 | 5.3 | 4.8 | 4.1 | 5.2 | 4.5 | 4.2 | 4.4 | 4.4 | 2.8 | 2.9 | 2.9 | 2.6 | 2.2 | 76.74 | 155.68 | 133.93 | 3.73 | 42.26
2019 | 12 | 17 | 22:00 | 8423 | 5.2 | 4.9 | 5.1 | 5.2 | 5 | 4 | 5.2 | 4.5 | 4.2 | 4.4 | 4.4 | 2.8 | 2.9 | 2.9 | 2.6 | 2.2 | 76.74 | 155.68 | 133.93 | 3.73 | 42.26
2019 | 12 | 17 | 23:00 | 8424 | 5.7 | 4.7 | 5.7 | 5.1 | 5.3 | 3.9 | 5.2 | 4.5 | 4.2 | 4.4 | 4.4 | 2.8 | 2.9 | 2.9 | 2.6 | 2.2 | 76.74 | 155.68 | 133.93 | 3.73 | 42.26
2019 | 12 | 18 | 0:00 | 8425 | 6 | 4.8 | 5.8 | 4.9 | 5.1 | 4.2 | 5.2 | 4.7 | 4.4 | 4.8 | 4.8 | 3.1 | 3.5 | 3.4 | 2.5 | 2.5 | 76.91 | 158.53 | 133.13 | 5.7 | 50.56
2019 | 12 | 18 | 1:00 | 8426 | 6 | 4.4 | 6.1 | 4.4 | 4.8 | 4.2 | 5.2 | 4.7 | 4.4 | 4.8 | 4.8 | 3.1 | 3.5 | 3.4 | 2.5 | 2.5 | 76.91 | 158.53 | 133.13 | 5.7 | 50.56
2019 | 12 | 18 | 2:00 | 8427 | 5.9 | 4.3 | 6.2 | 4.4 | 4.7 | 4.6 | 5.2 | 4.7 | 4.4 | 4.8 | 4.8 | 3.1 | 3.5 | 3.4 | 2.5 | 2.5 | 76.91 | 158.53 | 133.13 | 5.7 | 50.56
2019 | 12 | 18 | 3:00 | 8428 | 5.7 | 4.4 | 6.3 | 4.5 | 4.5 | 4.5 | 5.2 | 4.7 | 4.4 | 4.8 | 4.8 | 3.1 | 3.5 | 3.4 | 2.5 | 2.5 | 76.91 | 158.53 | 133.13 | 5.7 | 50.56
2019 | 12 | 18 | 4:00 | 8429 | 5.7 | 4.3 | 6.5 | 4.9 | 4.9 | 4.4 | 5.2 | 4.7 | 4.4 | 4.8 | 4.8 | 3.1 | 3.5 | 3.4 | 2.5 | 2.5 | 76.91 | 158.53 | 133.13 | 5.7 | 50.56
2019 | 12 | 18 | 5:00 | 8430 | 5.8 | 4.8 | 6 | 5.1 | 5.2 | 4.4 | 5.2 | 4.7 | 4.4 | 4.8 | 4.8 | 3.1 | 3.5 | 3.4 | 2.5 | 2.5 | 76.91 | 158.53 | 133.13 | 5.7 | 50.56
2019 | 12 | 18 | 6:00 | 8431 | 5.8 | 5.1 | 6.6 | 5.9 | 5.3 | 4.5 | 5.2 | 4.7 | 4.4 | 4.8 | 4.8 | 3.1 | 3.5 | 3.4 | 2.5 | 2.5 | 76.91 | 158.53 | 133.13 | 5.7 | 50.56
2019 | 12 | 18 | 7:00 | 8432 | 5.7 | 5.1 | 7 | 7.6 | 5.2 | 4.6 | 5.2 | 4.7 | 4.4 | 4.8 | 4.8 | 3.1 | 3.5 | 3.4 | 2.5 | 2.5 | 76.91 | 158.53 | 133.13 | 5.7 | 50.56
2019 | 12 | 18 | 8:00 | 8433 | 6.3 | 5.6 | 8 | 8.6 | 6.3 | 4.7 | 5.2 | 4.7 | 4.4 | 4.8 | 4.8 | 3.1 | 3.5 | 3.4 | 2.5 | 2.5 | 76.91 | 158.53 | 133.13 | 5.7 | 50.56
2019 | 12 | 18 | 9:00 | 8434 | 7.7 | 6.6 | 9.4 | 9.6 | 7 | 6.1 | 5.2 | 4.7 | 4.4 | 4.8 | 4.8 | 3.1 | 3.5 | 3.4 | 2.5 | 2.5 | 76.91 | 158.53 | 133.13 | 5.7 | 50.56
2019 | 12 | 18 | 10:00 | 8435 | 9.4 | 7.4 | 8.9 | 9.6 | 8.5 | 7.3 | 5.2 | 4.7 | 4.4 | 4.8 | 4.8 | 3.1 | 3.5 | 3.4 | 2.5 | 2.5 | 76.91 | 158.53 | 133.13 | 5.7 | 50.56
2019 | 12 | 18 | 11:00 | 8436 | 9.8 | 9.3 | 7.7 | 8.9 | 9.4 | 9.3 | 5.2 | 4.7 | 4.4 | 4.8 | 4.8 | 3.1 | 3.5 | 3.4 | 2.5 | 2.5 | 76.91 | 158.53 | 133.13 | 5.7 | 50.56
2019 | 12 | 18 | 12:00 | 8437 | 9.6 | 9.6 | 7.4 | 7.2 | 8.9 | 9.6 | 5.2 | 4.7 | 4.4 | 4.8 | 4.8 | 3.1 | 3.5 | 3.4 | 2.5 | 2.5 | 76.91 | 158.53 | 133.13 | 5.7 | 50.56
2019 | 12 | 18 | 13:00 | 8438 | 9.5 | 9.2 | 7.1 | 6.6 | 7.4 | 9.2 | 5.2 | 4.7 | 4.4 | 4.8 | 4.8 | 3.1 | 3.5 | 3.4 | 2.5 | 2.5 | 76.91 | 158.53 | 133.13 | 5.7 | 50.56
2019 | 12 | 18 | 14:00 | 8439 | 9.3 | 7.6 | 6.5 | 5.6 | 6.6 | 8.7 | 5.2 | 4.7 | 4.4 | 4.8 | 4.8 | 3.1 | 3.5 | 3.4 | 2.5 | 2.5 | 76.91 | 158.53 | 133.13 | 5.7 | 50.56
2019 | 12 | 18 | 15:00 | 8440 | 7.5 | 7.1 | 6.6 | 5.6 | 5.7 | 8.3 | 5.2 | 4.7 | 4.4 | 4.8 | 4.8 | 3.1 | 3.5 | 3.4 | 2.5 | 2.5 | 76.91 | 158.53 | 133.13 | 5.7 | 50.56
2019 | 12 | 18 | 16:00 | 8441 | 6.8 | 6.7 | 6.7 | 5.3 | 5.5 | 6.9 | 5.2 | 4.7 | 4.4 | 4.8 | 4.8 | 3.1 | 3.5 | 3.4 | 2.5 | 2.5 | 76.91 | 158.53 | 133.13 | 5.7 | 50.56
2019 | 12 | 18 | 17:00 | 8442 | 6.6 | 6.2 | 6.8 | 5.3 | 5.1 | 6.3 | 5.2 | 4.7 | 4.4 | 4.8 | 4.8 | 3.1 | 3.5 | 3.4 | 2.5 | 2.5 | 76.91 | 158.53 | 133.13 | 5.7 | 50.56
2019 | 12 | 18 | 18:00 | 8443 | 6.4 | 5.8 | 6.9 | 5.5 | 5.1 | 5.8 | 5.2 | 4.7 | 4.4 | 4.8 | 4.8 | 3.1 | 3.5 | 3.4 | 2.5 | 2.5 | 76.91 | 158.53 | 133.13 | 5.7 | 50.56
2019 | 12 | 18 | 19:00 | 8444 | 6.3 | 5.8 | 7.1 | 5.7 | 4.9 | 5.4 | 5.2 | 4.7 | 4.4 | 4.8 | 4.8 | 3.1 | 3.5 | 3.4 | 2.5 | 2.5 | 76.91 | 158.53 | 133.13 | 5.7 | 50.56
2019 | 12 | 18 | 20:00 | 8445 | 5.8 | 5.6 | 7.1 | 5.8 | 4.7 | 5.5 | 5.2 | 4.7 | 4.4 | 4.8 | 4.8 | 3.1 | 3.5 | 3.4 | 2.5 | 2.5 | 76.91 | 158.53 | 133.13 | 5.7 | 50.56
2019 | 12 | 18 | 21:00 | 8446 | 4.8 | 4.9 | 7.1 | 5.9 | 4.6 | 5.4 | 5.2 | 4.7 | 4.4 | 4.8 | 4.8 | 3.1 | 3.5 | 3.4 | 2.5 | 2.5 | 76.91 | 158.53 | 133.13 | 5.7 | 50.56
2019 | 12 | 18 | 22:00 | 8447 | 4.2 | 4.6 | 7.1 | 5.8 | 4.5 | 4.9 | 5.2 | 4.7 | 4.4 | 4.8 | 4.8 | 3.1 | 3.5 | 3.4 | 2.5 | 2.5 | 76.91 | 158.53 | 133.13 | 5.7 | 50.56
2019 | 12 | 18 | 23:00 | 8448 | 4.3 | 4.6 | 7.1 | 5.7 | 4.9 | 4.1 | 5.2 | 4.7 | 4.4 | 4.8 | 4.8 | 3.1 | 3.5 | 3.4 | 2.5 | 2.5 | 76.91 | 158.53 | 133.13 | 5.7 | 50.56
2019 | 12 | 19 | 0:00 | 8449 | 3.8 | 4.6 | 6.7 | 5.8 | 5.1 | 4.4 | 5.6 | 5.8 | 4.5 | 5 | 5 | 2.9 | 3.7 | 3.6 | 2.5 | 2.9 | 77.71 | 165.8 | 135.34 | 4.24 | 45.74
2019 | 12 | 19 | 1:00 | 8450 | 3.6 | 4.5 | 6.7 | 6 | 5.2 | 4.5 | 5.6 | 5.8 | 4.5 | 5 | 5 | 2.9 | 3.7 | 3.6 | 2.5 | 2.9 | 77.71 | 165.8 | 135.34 | 4.24 | 45.74
2019 | 12 | 19 | 2:00 | 8451 | 2.9 | 4.1 | 6.7 | 5.9 | 5.3 | 4.2 | 5.6 | 5.8 | 4.5 | 5 | 5 | 2.9 | 3.7 | 3.6 | 2.5 | 2.9 | 77.71 | 165.8 | 135.34 | 4.24 | 45.74
2019 | 12 | 19 | 3:00 | 8452 | 3.4 | 4.3 | 6.7 | 5.9 | 5.3 | 3.6 | 5.6 | 5.8 | 4.5 | 5 | 5 | 2.9 | 3.7 | 3.6 | 2.5 | 2.9 | 77.71 | 165.8 | 135.34 | 4.24 | 45.74
2019 | 12 | 19 | 4:00 | 8453 | 3.5 | 4.3 | 6.5 | 5.9 | 5.1 | 3.5 | 5.6 | 5.8 | 4.5 | 5 | 5 | 2.9 | 3.7 | 3.6 | 2.5 | 2.9 | 77.71 | 165.8 | 135.34 | 4.24 | 45.74
2019 | 12 | 19 | 5:00 | 8454 | 3.2 | 4.1 | 6.2 | 5.6 | 5.3 | 3.7 | 5.6 | 5.8 | 4.5 | 5 | 5 | 2.9 | 3.7 | 3.6 | 2.5 | 2.9 | 77.71 | 165.8 | 135.34 | 4.24 | 45.74
2019 | 12 | 19 | 6:00 | 8455 | 3.2 | 4 | 6 | 5.3 | 5.4 | 3.9 | 5.6 | 5.8 | 4.5 | 5 | 5 | 2.9 | 3.7 | 3.6 | 2.5 | 2.9 | 77.71 | 165.8 | 135.34 | 4.24 | 45.74
2019 | 12 | 19 | 7:00 | 8456 | 2.8 | 4 | 6.1 | 5 | 5.3 | 4 | 5.6 | 5.8 | 4.5 | 5 | 5 | 2.9 | 3.7 | 3.6 | 2.5 | 2.9 | 77.71 | 165.8 | 135.34 | 4.24 | 45.74
2019 | 12 | 19 | 8:00 | 8457 | 2.4 | 4 | 6.3 | 4.5 | 5.4 | 4.3 | 5.6 | 5.8 | 4.5 | 5 | 5 | 2.9 | 3.7 | 3.6 | 2.5 | 2.9 | 77.71 | 165.8 | 135.34 | 4.24 | 45.74
2019 | 12 | 19 | 9:00 | 8458 | 3.4 | 4.6 | 6.6 | 4.7 | 5.5 | 4.8 | 5.6 | 5.8 | 4.5 | 5 | 5 | 2.9 | 3.7 | 3.6 | 2.5 | 2.9 | 77.71 | 165.8 | 135.34 | 4.24 | 45.74
2019 | 12 | 19 | 10:00 | 8459 | 4.1 | 4.3 | 6.8 | 5.4 | 5.7 | 5.3 | 5.6 | 5.8 | 4.5 | 5 | 5 | 2.9 | 3.7 | 3.6 | 2.5 | 2.9 | 77.71 | 165.8 | 135.34 | 4.24 | 45.74
2019 | 12 | 19 | 11:00 | 8460 | 4.2 | 5.1 | 6.9 | 5.6 | 5.8 | 4.9 | 5.6 | 5.8 | 4.5 | 5 | 5 | 2.9 | 3.7 | 3.6 | 2.5 | 2.9 | 77.71 | 165.8 | 135.34 | 4.24 | 45.74
2019 | 12 | 19 | 12:00 | 8461 | 4.2 | 4.4 | 6.3 | 5.5 | 5.7 | 4.8 | 5.6 | 5.8 | 4.5 | 5 | 5 | 2.9 | 3.7 | 3.6 | 2.5 | 2.9 | 77.71 | 165.8 | 135.34 | 4.24 | 45.74
2019 | 12 | 19 | 13:00 | 8462 | 3.9 | 4 | 6.7 | 5.5 | 5.4 | 4.6 | 5.6 | 5.8 | 4.5 | 5 | 5 | 2.9 | 3.7 | 3.6 | 2.5 | 2.9 | 77.71 | 165.8 | 135.34 | 4.24 | 45.74
2019 | 12 | 19 | 14:00 | 8463 | 3.6 | 2.5 | 5.6 | 4.6 | 4.2 | 4.3 | 5.6 | 5.8 | 4.5 | 5 | 5 | 2.9 | 3.7 | 3.6 | 2.5 | 2.9 | 77.71 | 165.8 | 135.34 | 4.24 | 45.74
2019 | 12 | 19 | 15:00 | 8464 | 2.9 | 1.2 | 5.5 | 2.5 | 4 | 3.8 | 5.6 | 5.8 | 4.5 | 5 | 5 | 2.9 | 3.7 | 3.6 | 2.5 | 2.9 | 77.71 | 165.8 | 135.34 | 4.24 | 45.74
2019 | 12 | 19 | 16:00 | 8465 | 2.8 | 0.6 | 3.4 | 2.4 | 4.3 | 2.8 | 5.6 | 5.8 | 4.5 | 5 | 5 | 2.9 | 3.7 | 3.6 | 2.5 | 2.9 | 77.71 | 165.8 | 135.34 | 4.24 | 45.74
2019 | 12 | 19 | 17:00 | 8466 | 1.9 | 0.1 | 2.8 | 3.3 | 4.3 | 1.2 | 5.6 | 5.8 | 4.5 | 5 | 5 | 2.9 | 3.7 | 3.6 | 2.5 | 2.9 | 77.71 | 165.8 | 135.34 | 4.24 | 45.74
2019 | 12 | 19 | 18:00 | 8467 | 1.6 | -1 | 2.7 | 3.7 | 3.4 | 0.2 | 5.6 | 5.8 | 4.5 | 5 | 5 | 2.9 | 3.7 | 3.6 | 2.5 | 2.9 | 77.71 | 165.8 | 135.34 | 4.24 | 45.74
2019 | 12 | 19 | 19:00 | 8468 | 0.8 | 0.9 | 1.9 | 3.6 | 2.9 | -0.2 | 5.6 | 5.8 | 4.5 | 5 | 5 | 2.9 | 3.7 | 3.6 | 2.5 | 2.9 | 77.71 | 165.8 | 135.34 | 4.24 | 45.74
2019 | 12 | 19 | 20:00 | 8469 | 0.2 | 1.2 | 1.1 | 3.3 | 3.3 | -0.5 | 5.6 | 5.8 | 4.5 | 5 | 5 | 2.9 | 3.7 | 3.6 | 2.5 | 2.9 | 77.71 | 165.8 | 135.34 | 4.24 | 45.74
2019 | 12 | 19 | 21:00 | 8470 | 0.1 | 0.9 | 0.5 | 2.2 | 3.3 | -0.2 | 5.6 | 5.8 | 4.5 | 5 | 5 | 2.9 | 3.7 | 3.6 | 2.5 | 2.9 | 77.71 | 165.8 | 135.34 | 4.24 | 45.74
2019 | 12 | 19 | 22:00 | 8471 | -0.6 | 0.4 | 0 | 1.5 | 2.8 | 0.1 | 5.6 | 5.8 | 4.5 | 5 | 5 | 2.9 | 3.7 | 3.6 | 2.5 | 2.9 | 77.71 | 165.8 | 135.34 | 4.24 | 45.74
2019 | 12 | 19 | 23:00 | 8472 | -0.6 | 0.2 | 0.4 | 0.8 | 1.9 | 0.4 | 5.6 | 5.8 | 4.5 | 5 | 5 | 2.9 | 3.7 | 3.6 | 2.5 | 2.9 | 77.71 | 165.8 | 135.34 | 4.24 | 45.74
2019 | 12 | 20 | 0:00 | 8473 | 0 | -0.2 | 1.2 | 0.8 | 0.9 | 0.3 | 5 | 4.7 | 4 | 4.4 | 4.8 | 2.8 | 3.3 | 3.4 | 2.5 | 2.9 | 77.12 | 158.46 | 134 | 2.18 | 40.78
2019 | 12 | 20 | 1:00 | 8474 | 0.3 | -0.3 | 1.5 | 0.5 | 0.8 | -0.2 | 5 | 4.7 | 4 | 4.4 | 4.8 | 2.8 | 3.3 | 3.4 | 2.5 | 2.9 | 77.12 | 158.46 | 134 | 2.18 | 40.78
2019 | 12 | 20 | 2:00 | 8475 | 1 | 0.3 | 1.6 | 0.3 | 0.5 | -0.5 | 5 | 4.7 | 4 | 4.4 | 4.8 | 2.8 | 3.3 | 3.4 | 2.5 | 2.9 | 77.12 | 158.46 | 134 | 2.18 | 40.78
2019 | 12 | 20 | 3:00 | 8476 | 1.5 | 0.8 | 1.8 | 0.5 | 0.7 | -0.3 | 5 | 4.7 | 4 | 4.4 | 4.8 | 2.8 | 3.3 | 3.4 | 2.5 | 2.9 | 77.12 | 158.46 | 134 | 2.18 | 40.78
2019 | 12 | 20 | 4:00 | 8477 | 1.9 | 0.7 | 2.3 | 0.4 | 1.1 | 0.3 | 5 | 4.7 | 4 | 4.4 | 4.8 | 2.8 | 3.3 | 3.4 | 2.5 | 2.9 | 77.12 | 158.46 | 134 | 2.18 | 40.78
2019 | 12 | 20 | 5:00 | 8478 | 2.4 | 1.1 | 2.3 | 0.9 | 1.2 | 1.5 | 5 | 4.7 | 4 | 4.4 | 4.8 | 2.8 | 3.3 | 3.4 | 2.5 | 2.9 | 77.12 | 158.46 | 134 | 2.18 | 40.78
2019 | 12 | 20 | 6:00 | 8479 | 2.4 | 1.9 | 2.1 | 1 | 0.9 | 1.8 | 5 | 4.7 | 4 | 4.4 | 4.8 | 2.8 | 3.3 | 3.4 | 2.5 | 2.9 | 77.12 | 158.46 | 134 | 2.18 | 40.78
2019 | 12 | 20 | 7:00 | 8480 | 2.4 | 2.5 | 1.9 | 1.2 | 1.4 | 2.4 | 5 | 4.7 | 4 | 4.4 | 4.8 | 2.8 | 3.3 | 3.4 | 2.5 | 2.9 | 77.12 | 158.46 | 134 | 2.18 | 40.78
2019 | 12 | 20 | 8:00 | 8481 | 2.8 | 2.6 | 1.8 | 1.5 | 1.9 | 3.1 | 5 | 4.7 | 4 | 4.4 | 4.8 | 2.8 | 3.3 | 3.4 | 2.5 | 2.9 | 77.12 | 158.46 | 134 | 2.18 | 40.78
2019 | 12 | 20 | 9:00 | 8482 | 3.3 | 2.9 | 2.1 | 2.1 | 2.2 | 3.1 | 5 | 4.7 | 4 | 4.4 | 4.8 | 2.8 | 3.3 | 3.4 | 2.5 | 2.9 | 77.12 | 158.46 | 134 | 2.18 | 40.78
2019 | 12 | 20 | 10:00 | 8483 | 3.9 | 3.3 | 2.5 | 2.1 | 2.4 | 3.1 | 5 | 4.7 | 4 | 4.4 | 4.8 | 2.8 | 3.3 | 3.4 | 2.5 | 2.9 | 77.12 | 158.46 | 134 | 2.18 | 40.78
2019 | 12 | 20 | 11:00 | 8484 | 4.7 | 3.9 | 3 | 2.3 | 2.7 | 3.4 | 5 | 4.7 | 4 | 4.4 | 4.8 | 2.8 | 3.3 | 3.4 | 2.5 | 2.9 | 77.12 | 158.46 | 134 | 2.18 | 40.78
2019 | 12 | 20 | 12:00 | 8485 | 4.8 | 4.6 | 3.7 | 2.7 | 3 | 3.6 | 5 | 4.7 | 4 | 4.4 | 4.8 | 2.8 | 3.3 | 3.4 | 2.5 | 2.9 | 77.12 | 158.46 | 134 | 2.18 | 40.78
2019 | 12 | 20 | 13:00 | 8486 | 4.8 | 4.9 | 4.1 | 3.1 | 3.2 | 3.7 | 5 | 4.7 | 4 | 4.4 | 4.8 | 2.8 | 3.3 | 3.4 | 2.5 | 2.9 | 77.12 | 158.46 | 134 | 2.18 | 40.78
2019 | 12 | 20 | 14:00 | 8487 | 4.7 | 4.9 | 4.4 | 3.2 | 3.6 | 2.9 | 5 | 4.7 | 4 | 4.4 | 4.8 | 2.8 | 3.3 | 3.4 | 2.5 | 2.9 | 77.12 | 158.46 | 134 | 2.18 | 40.78
2019 | 12 | 20 | 15:00 | 8488 | 4.5 | 4.8 | 4.6 | 3.5 | 4.1 | 2.6 | 5 | 4.7 | 4 | 4.4 | 4.8 | 2.8 | 3.3 | 3.4 | 2.5 | 2.9 | 77.12 | 158.46 | 134 | 2.18 | 40.78
2019 | 12 | 20 | 16:00 | 8489 | 4.3 | 4.4 | 4.8 | 3.7 | 4.4 | 2.4 | 5 | 4.7 | 4 | 4.4 | 4.8 | 2.8 | 3.3 | 3.4 | 2.5 | 2.9 | 77.12 | 158.46 | 134 | 2.18 | 40.78
2019 | 12 | 20 | 17:00 | 8490 | 4.2 | 4.2 | 5.3 | 4.1 | 4.6 | 2.4 | 5 | 4.7 | 4 | 4.4 | 4.8 | 2.8 | 3.3 | 3.4 | 2.5 | 2.9 | 77.12 | 158.46 | 134 | 2.18 | 40.78
2019 | 12 | 20 | 18:00 | 8491 | 4.2 | 4.2 | 5.5 | 4.5 | 4.5 | 2.4 | 5 | 4.7 | 4 | 4.4 | 4.8 | 2.8 | 3.3 | 3.4 | 2.5 | 2.9 | 77.12 | 158.46 | 134 | 2.18 | 40.78
2019 | 12 | 20 | 19:00 | 8492 | 4.1 | 4.1 | 6 | 4.7 | 4.4 | 2.4 | 5 | 4.7 | 4 | 4.4 | 4.8 | 2.8 | 3.3 | 3.4 | 2.5 | 2.9 | 77.12 | 158.46 | 134 | 2.18 | 40.78
2019 | 12 | 20 | 20:00 | 8493 | 4.1 | 3.9 | 5.8 | 5 | 4.3 | 2.6 | 5 | 4.7 | 4 | 4.4 | 4.8 | 2.8 | 3.3 | 3.4 | 2.5 | 2.9 | 77.12 | 158.46 | 134 | 2.18 | 40.78
2019 | 12 | 20 | 21:00 | 8494 | 4.1 | 3.8 | 5.5 | 5.1 | 4.1 | 2.8 | 5 | 4.7 | 4 | 4.4 | 4.8 | 2.8 | 3.3 | 3.4 | 2.5 | 2.9 | 77.12 | 158.46 | 134 | 2.18 | 40.78
2019 | 12 | 20 | 22:00 | 8495 | 4.1 | 3.8 | 5.3 | 5.1 | 3.8 | 3 | 5 | 4.7 | 4 | 4.4 | 4.8 | 2.8 | 3.3 | 3.4 | 2.5 | 2.9 | 77.12 | 158.46 | 134 | 2.18 | 40.78
2019 | 12 | 20 | 23:00 | 8496 | 4.1 | 3.7 | 5.1 | 5 | 3.7 | 3.2 | 5 | 4.7 | 4 | 4.4 | 4.8 | 2.8 | 3.3 | 3.4 | 2.5 | 2.9 | 77.12 | 158.46 | 134 | 2.18 | 40.78
2019 | 12 | 21 | 0:00 | 8497 | 4.2 | 3.6 | 5 | 5 | 3.7 | 3.5 | 4.2 | 3.9 | 3.9 | 4.1 | 4 | 2.9 | 3.9 | 3.5 | 2.6 | 3 | 77.54 | 166.89 | 134.72 | 2.26 | 37.28
2019 | 12 | 21 | 1:00 | 8498 | 4.3 | 3.3 | 4.8 | 5 | 3.6 | 3.7 | 4.2 | 3.9 | 3.9 | 4.1 | 4 | 2.9 | 3.9 | 3.5 | 2.6 | 3 | 77.54 | 166.89 | 134.72 | 2.26 | 37.28
2019 | 12 | 21 | 2:00 | 8499 | 4.1 | 3.1 | 4.3 | 4.8 | 3.9 | 3.5 | 4.2 | 3.9 | 3.9 | 4.1 | 4 | 2.9 | 3.9 | 3.5 | 2.6 | 3 | 77.54 | 166.89 | 134.72 | 2.26 | 37.28
2019 | 12 | 21 | 3:00 | 8500 | 3.8 | 2.9 | 4.2 | 4.6 | 4 | 3.2 | 4.2 | 3.9 | 3.9 | 4.1 | 4 | 2.9 | 3.9 | 3.5 | 2.6 | 3 | 77.54 | 166.89 | 134.72 | 2.26 | 37.28
2019 | 12 | 21 | 4:00 | 8501 | 3.8 | 3.1 | 3.8 | 4.4 | 4 | 2.9 | 4.2 | 3.9 | 3.9 | 4.1 | 4 | 2.9 | 3.9 | 3.5 | 2.6 | 3 | 77.54 | 166.89 | 134.72 | 2.26 | 37.28
2019 | 12 | 21 | 5:00 | 8502 | 4.2 | 3 | 3.6 | 4.3 | 3.8 | 3.1 | 4.2 | 3.9 | 3.9 | 4.1 | 4 | 2.9 | 3.9 | 3.5 | 2.6 | 3 | 77.54 | 166.89 | 134.72 | 2.26 | 37.28
2019 | 12 | 21 | 6:00 | 8503 | 4.2 | 3.5 | 3.2 | 4.2 | 3.9 | 3.4 | 4.2 | 3.9 | 3.9 | 4.1 | 4 | 2.9 | 3.9 | 3.5 | 2.6 | 3 | 77.54 | 166.89 | 134.72 | 2.26 | 37.28
2019 | 12 | 21 | 7:00 | 8504 | 3.9 | 3 | 3.2 | 4.2 | 3.8 | 3.5 | 4.2 | 3.9 | 3.9 | 4.1 | 4 | 2.9 | 3.9 | 3.5 | 2.6 | 3 | 77.54 | 166.89 | 134.72 | 2.26 | 37.28
2019 | 12 | 21 | 8:00 | 8505 | 4.7 | 3.3 | 3.2 | 4.2 | 3.6 | 3.9 | 4.2 | 3.9 | 3.9 | 4.1 | 4 | 2.9 | 3.9 | 3.5 | 2.6 | 3 | 77.54 | 166.89 | 134.72 | 2.26 | 37.28
2019 | 12 | 21 | 9:00 | 8506 | 5.2 | 3.7 | 4 | 4.2 | 3.8 | 4.5 | 4.2 | 3.9 | 3.9 | 4.1 | 4 | 2.9 | 3.9 | 3.5 | 2.6 | 3 | 77.54 | 166.89 | 134.72 | 2.26 | 37.28
2019 | 12 | 21 | 10:00 | 8507 | 5.5 | 4.5 | 4.4 | 4.1 | 4.1 | 5.1 | 4.2 | 3.9 | 3.9 | 4.1 | 4 | 2.9 | 3.9 | 3.5 | 2.6 | 3 | 77.54 | 166.89 | 134.72 | 2.26 | 37.28
2019 | 12 | 21 | 11:00 | 8508 | 6 | 5 | 4.3 | 4.1 | 4.3 | 5 | 4.2 | 3.9 | 3.9 | 4.1 | 4 | 2.9 | 3.9 | 3.5 | 2.6 | 3 | 77.54 | 166.89 | 134.72 | 2.26 | 37.28
2019 | 12 | 21 | 12:00 | 8509 | 6.6 | 5.3 | 4.8 | 4.4 | 4.6 | 5.3 | 4.2 | 3.9 | 3.9 | 4.1 | 4 | 2.9 | 3.9 | 3.5 | 2.6 | 3 | 77.54 | 166.89 | 134.72 | 2.26 | 37.28
2019 | 12 | 21 | 13:00 | 8510 | 6.8 | 5.7 | 4.9 | 4.6 | 4.8 | 5.6 | 4.2 | 3.9 | 3.9 | 4.1 | 4 | 2.9 | 3.9 | 3.5 | 2.6 | 3 | 77.54 | 166.89 | 134.72 | 2.26 | 37.28
2019 | 12 | 21 | 14:00 | 8511 | 6.2 | 5.3 | 4.9 | 4.6 | 5 | 5.2 | 4.2 | 3.9 | 3.9 | 4.1 | 4 | 2.9 | 3.9 | 3.5 | 2.6 | 3 | 77.54 | 166.89 | 134.72 | 2.26 | 37.28
2019 | 12 | 21 | 15:00 | 8512 | 5.6 | 4.4 | 5.1 | 4.7 | 5 | 4.7 | 4.2 | 3.9 | 3.9 | 4.1 | 4 | 2.9 | 3.9 | 3.5 | 2.6 | 3 | 77.54 | 166.89 | 134.72 | 2.26 | 37.28
2019 | 12 | 21 | 16:00 | 8513 | 6.2 | 4.5 | 5.1 | 4.8 | 5.2 | 3.8 | 4.2 | 3.9 | 3.9 | 4.1 | 4 | 2.9 | 3.9 | 3.5 | 2.6 | 3 | 77.54 | 166.89 | 134.72 | 2.26 | 37.28
2019 | 12 | 21 | 17:00 | 8514 | 6.3 | 4.8 | 4.9 | 5 | 5.3 | 4.5 | 4.2 | 3.9 | 3.9 | 4.1 | 4 | 2.9 | 3.9 | 3.5 | 2.6 | 3 | 77.54 | 166.89 | 134.72 | 2.26 | 37.28
2019 | 12 | 21 | 18:00 | 8515 | 6.6 | 6.1 | 5.3 | 5 | 5.4 | 5.4 | 4.2 | 3.9 | 3.9 | 4.1 | 4 | 2.9 | 3.9 | 3.5 | 2.6 | 3 | 77.54 | 166.89 | 134.72 | 2.26 | 37.28
2019 | 12 | 21 | 19:00 | 8516 | 7 | 6.3 | 6.5 | 5.1 | 5.6 | 5.8 | 4.2 | 3.9 | 3.9 | 4.1 | 4 | 2.9 | 3.9 | 3.5 | 2.6 | 3 | 77.54 | 166.89 | 134.72 | 2.26 | 37.28
2019 | 12 | 21 | 20:00 | 8517 | 7.3 | 6.3 | 6.3 | 5.1 | 5.6 | 6 | 4.2 | 3.9 | 3.9 | 4.1 | 4 | 2.9 | 3.9 | 3.5 | 2.6 | 3 | 77.54 | 166.89 | 134.72 | 2.26 | 37.28
2019 | 12 | 21 | 21:00 | 8518 | 7.3 | 6.6 | 6.5 | 5 | 5.6 | 6.2 | 4.2 | 3.9 | 3.9 | 4.1 | 4 | 2.9 | 3.9 | 3.5 | 2.6 | 3 | 77.54 | 166.89 | 134.72 | 2.26 | 37.28
2019 | 12 | 21 | 22:00 | 8519 | 7.4 | 6.5 | 6.6 | 5.3 | 5.5 | 6.2 | 4.2 | 3.9 | 3.9 | 4.1 | 4 | 2.9 | 3.9 | 3.5 | 2.6 | 3 | 77.54 | 166.89 | 134.72 | 2.26 | 37.28
2019 | 12 | 21 | 23:00 | 8520 | 7.2 | 6.5 | 6.3 | 5.7 | 5.8 | 6.1 | 4.2 | 3.9 | 3.9 | 4.1 | 4 | 2.9 | 3.9 | 3.5 | 2.6 | 3 | 77.54 | 166.89 | 134.72 | 2.26 | 37.28
2019 | 12 | 22 | 0:00 | 8521 | 7.1 | 6.2 | 6.2 | 5.8 | 6.1 | 6 | 5 | 4.4 | 4.5 | 4.6 | 3 | 3.4 | 4 | 3.8 | 3 | 3.2 | 75.77 | 162.9 | 133.29 | 3.05 | 34.37
2019 | 12 | 22 | 1:00 | 8522 | 6.8 | 6 | 6.1 | 5.9 | 6.2 | 6.1 | 5 | 4.4 | 4.5 | 4.6 | 3 | 3.4 | 4 | 3.8 | 3 | 3.2 | 75.77 | 162.9 | 133.29 | 3.05 | 34.37
2019 | 12 | 22 | 2:00 | 8523 | 6.5 | 5.7 | 5.9 | 6 | 6.3 | 6 | 5 | 4.4 | 4.5 | 4.6 | 3 | 3.4 | 4 | 3.8 | 3 | 3.2 | 75.77 | 162.9 | 133.29 | 3.05 | 34.37
2019 | 12 | 22 | 3:00 | 8524 | 6.3 | 5.6 | 5.8 | 6 | 6.3 | 5.8 | 5 | 4.4 | 4.5 | 4.6 | 3 | 3.4 | 4 | 3.8 | 3 | 3.2 | 75.77 | 162.9 | 133.29 | 3.05 | 34.37
2019 | 12 | 22 | 4:00 | 8525 | 6 | 5.6 | 5.8 | 5.9 | 6.2 | 5.6 | 5 | 4.4 | 4.5 | 4.6 | 3 | 3.4 | 4 | 3.8 | 3 | 3.2 | 75.77 | 162.9 | 133.29 | 3.05 | 34.37
2019 | 12 | 22 | 5:00 | 8526 | 5.7 | 5.7 | 5.4 | 5.7 | 6.1 | 5.6 | 5 | 4.4 | 4.5 | 4.6 | 3 | 3.4 | 4 | 3.8 | 3 | 3.2 | 75.77 | 162.9 | 133.29 | 3.05 | 34.37
2019 | 12 | 22 | 6:00 | 8527 | 5.5 | 5.7 | 4.9 | 5.4 | 5.7 | 5.6 | 5 | 4.4 | 4.5 | 4.6 | 3 | 3.4 | 4 | 3.8 | 3 | 3.2 | 75.77 | 162.9 | 133.29 | 3.05 | 34.37
2019 | 12 | 22 | 7:00 | 8528 | 5.6 | 5.8 | 5.2 | 5.2 | 5.5 | 5.7 | 5 | 4.4 | 4.5 | 4.6 | 3 | 3.4 | 4 | 3.8 | 3 | 3.2 | 75.77 | 162.9 | 133.29 | 3.05 | 34.37
2019 | 12 | 22 | 8:00 | 8529 | 6 | 5.7 | 5.4 | 5.1 | 5.4 | 5.8 | 5 | 4.4 | 4.5 | 4.6 | 3 | 3.4 | 4 | 3.8 | 3 | 3.2 | 75.77 | 162.9 | 133.29 | 3.05 | 34.37
2019 | 12 | 22 | 9:00 | 8530 | 6.2 | 5.8 | 5.6 | 5.4 | 5.7 | 5.9 | 5 | 4.4 | 4.5 | 4.6 | 3 | 3.4 | 4 | 3.8 | 3 | 3.2 | 75.77 | 162.9 | 133.29 | 3.05 | 34.37
2019 | 12 | 22 | 10:00 | 8531 | 6.2 | 6 | 5.9 | 6.1 | 5.8 | 5.8 | 5 | 4.4 | 4.5 | 4.6 | 3 | 3.4 | 4 | 3.8 | 3 | 3.2 | 75.77 | 162.9 | 133.29 | 3.05 | 34.37
2019 | 12 | 22 | 11:00 | 8532 | 6.3 | 6.2 | 6.1 | 6.2 | 6.1 | 5.9 | 5 | 4.4 | 4.5 | 4.6 | 3 | 3.4 | 4 | 3.8 | 3 | 3.2 | 75.77 | 162.9 | 133.29 | 3.05 | 34.37
2019 | 12 | 22 | 12:00 | 8533 | 6.4 | 6.3 | 6 | 5.9 | 6.2 | 6 | 5 | 4.4 | 4.5 | 4.6 | 3 | 3.4 | 4 | 3.8 | 3 | 3.2 | 75.77 | 162.9 | 133.29 | 3.05 | 34.37
2019 | 12 | 22 | 13:00 | 8534 | 6.4 | 6.3 | 5.9 | 5.8 | 6.1 | 6.1 | 5 | 4.4 | 4.5 | 4.6 | 3 | 3.4 | 4 | 3.8 | 3 | 3.2 | 75.77 | 162.9 | 133.29 | 3.05 | 34.37
2019 | 12 | 22 | 14:00 | 8535 | 6.3 | 6.4 | 5.8 | 5.6 | 5.9 | 6 | 5 | 4.4 | 4.5 | 4.6 | 3 | 3.4 | 4 | 3.8 | 3 | 3.2 | 75.77 | 162.9 | 133.29 | 3.05 | 34.37
2019 | 12 | 22 | 15:00 | 8536 | 6 | 6.4 | 5.5 | 5.5 | 5.8 | 5.9 | 5 | 4.4 | 4.5 | 4.6 | 3 | 3.4 | 4 | 3.8 | 3 | 3.2 | 75.77 | 162.9 | 133.29 | 3.05 | 34.37
2019 | 12 | 22 | 16:00 | 8537 | 5.9 | 6.3 | 5.4 | 5.5 | 5.8 | 5.8 | 5 | 4.4 | 4.5 | 4.6 | 3 | 3.4 | 4 | 3.8 | 3 | 3.2 | 75.77 | 162.9 | 133.29 | 3.05 | 34.37
2019 | 12 | 22 | 17:00 | 8538 | 5.8 | 6.1 | 5.3 | 5.6 | 5.7 | 5.6 | 5 | 4.4 | 4.5 | 4.6 | 3 | 3.4 | 4 | 3.8 | 3 | 3.2 | 75.77 | 162.9 | 133.29 | 3.05 | 34.37
2019 | 12 | 22 | 18:00 | 8539 | 5.6 | 6 | 5.2 | 5.6 | 5.7 | 5.6 | 5 | 4.4 | 4.5 | 4.6 | 3 | 3.4 | 4 | 3.8 | 3 | 3.2 | 75.77 | 162.9 | 133.29 | 3.05 | 34.37
2019 | 12 | 22 | 19:00 | 8540 | 5.5 | 5.9 | 5.1 | 5.4 | 5.6 | 5.5 | 5 | 4.4 | 4.5 | 4.6 | 3 | 3.4 | 4 | 3.8 | 3 | 3.2 | 75.77 | 162.9 | 133.29 | 3.05 | 34.37
2019 | 12 | 22 | 20:00 | 8541 | 5.4 | 5.8 | 5.6 | 5.7 | 5.9 | 5.3 | 5 | 4.4 | 4.5 | 4.6 | 3 | 3.4 | 4 | 3.8 | 3 | 3.2 | 75.77 | 162.9 | 133.29 | 3.05 | 34.37
2019 | 12 | 22 | 21:00 | 8542 | 5.4 | 5.6 | 5.8 | 5.7 | 6 | 5 | 5 | 4.4 | 4.5 | 4.6 | 3 | 3.4 | 4 | 3.8 | 3 | 3.2 | 75.77 | 162.9 | 133.29 | 3.05 | 34.37
2019 | 12 | 22 | 22:00 | 8543 | 5.4 | 5.5 | 5.6 | 5.6 | 6 | 4.8 | 5 | 4.4 | 4.5 | 4.6 | 3 | 3.4 | 4 | 3.8 | 3 | 3.2 | 75.77 | 162.9 | 133.29 | 3.05 | 34.37
2019 | 12 | 22 | 23:00 | 8544 | 5.2 | 5.5 | 5.3 | 5.7 | 5.9 | 4.8 | 5 | 4.4 | 4.5 | 4.6 | 3 | 3.4 | 4 | 3.8 | 3 | 3.2 | 75.77 | 162.9 | 133.29 | 3.05 | 34.37
2019 | 12 | 23 | 0:00 | 8545 | 5.2 | 5.4 | 5.3 | 5.5 | 5.8 | 4.7 | 5.2 | 4.5 | 4.9 | 5.2 | 2.3 | 3.8 | 5.1 | 4.1 | 3.2 | 3.4 | 78.99 | 167.5 | 133.01 | 3.47 | 32.08
2019 | 12 | 23 | 1:00 | 8546 | 5.2 | 5.3 | 5.3 | 5.4 | 5.8 | 4.6 | 5.2 | 4.5 | 4.9 | 5.2 | 2.3 | 3.8 | 5.1 | 4.1 | 3.2 | 3.4 | 78.99 | 167.5 | 133.01 | 3.47 | 32.08
2019 | 12 | 23 | 2:00 | 8547 | 5.2 | 5.2 | 5.5 | 5.3 | 5.7 | 4.6 | 5.2 | 4.5 | 4.9 | 5.2 | 2.3 | 3.8 | 5.1 | 4.1 | 3.2 | 3.4 | 78.99 | 167.5 | 133.01 | 3.47 | 32.08
2019 | 12 | 23 | 3:00 | 8548 | 5.2 | 5.1 | 5.7 | 5.4 | 5.7 | 4.6 | 5.2 | 4.5 | 4.9 | 5.2 | 2.3 | 3.8 | 5.1 | 4.1 | 3.2 | 3.4 | 78.99 | 167.5 | 133.01 | 3.47 | 32.08
2019 | 12 | 23 | 4:00 | 8549 | 5.1 | 4.9 | 5.9 | 5.3 | 5.6 | 4.5 | 5.2 | 4.5 | 4.9 | 5.2 | 2.3 | 3.8 | 5.1 | 4.1 | 3.2 | 3.4 | 78.99 | 167.5 | 133.01 | 3.47 | 32.08
2019 | 12 | 23 | 5:00 | 8550 | 5.2 | 4.9 | 6 | 5.4 | 5.6 | 4.5 | 5.2 | 4.5 | 4.9 | 5.2 | 2.3 | 3.8 | 5.1 | 4.1 | 3.2 | 3.4 | 78.99 | 167.5 | 133.01 | 3.47 | 32.08
2019 | 12 | 23 | 6:00 | 8551 | 5.2 | 4.9 | 6.1 | 5.4 | 5.5 | 4.6 | 5.2 | 4.5 | 4.9 | 5.2 | 2.3 | 3.8 | 5.1 | 4.1 | 3.2 | 3.4 | 78.99 | 167.5 | 133.01 | 3.47 | 32.08
2019 | 12 | 23 | 7:00 | 8552 | 5.2 | 4.8 | 6.2 | 5.4 | 5.6 | 4.6 | 5.2 | 4.5 | 4.9 | 5.2 | 2.3 | 3.8 | 5.1 | 4.1 | 3.2 | 3.4 | 78.99 | 167.5 | 133.01 | 3.47 | 32.08
2019 | 12 | 23 | 8:00 | 8553 | 5.4 | 4.9 | 6.2 | 5.5 | 5.6 | 4.8 | 5.2 | 4.5 | 4.9 | 5.2 | 2.3 | 3.8 | 5.1 | 4.1 | 3.2 | 3.4 | 78.99 | 167.5 | 133.01 | 3.47 | 32.08
2019 | 12 | 23 | 9:00 | 8554 | 5.8 | 5.2 | 6.2 | 5.7 | 5.7 | 5.1 | 5.2 | 4.5 | 4.9 | 5.2 | 2.3 | 3.8 | 5.1 | 4.1 | 3.2 | 3.4 | 78.99 | 167.5 | 133.01 | 3.47 | 32.08
2019 | 12 | 23 | 10:00 | 8555 | 6.3 | 5.5 | 6.5 | 5.9 | 5.7 | 5.5 | 5.2 | 4.5 | 4.9 | 5.2 | 2.3 | 3.8 | 5.1 | 4.1 | 3.2 | 3.4 | 78.99 | 167.5 | 133.01 | 3.47 | 32.08
2019 | 12 | 23 | 11:00 | 8556 | 6.3 | 5.7 | 6.6 | 5.8 | 5.8 | 5.9 | 5.2 | 4.5 | 4.9 | 5.2 | 2.3 | 3.8 | 5.1 | 4.1 | 3.2 | 3.4 | 78.99 | 167.5 | 133.01 | 3.47 | 32.08
2019 | 12 | 23 | 12:00 | 8557 | 6.5 | 5.8 | 6.7 | 6 | 5.9 | 6 | 5.2 | 4.5 | 4.9 | 5.2 | 2.3 | 3.8 | 5.1 | 4.1 | 3.2 | 3.4 | 78.99 | 167.5 | 133.01 | 3.47 | 32.08
2019 | 12 | 23 | 13:00 | 8558 | 6.7 | 5.9 | 6.7 | 6.1 | 5.9 | 6.1 | 5.2 | 4.5 | 4.9 | 5.2 | 2.3 | 3.8 | 5.1 | 4.1 | 3.2 | 3.4 | 78.99 | 167.5 | 133.01 | 3.47 | 32.08
2019 | 12 | 23 | 14:00 | 8559 | 6.5 | 5.8 | 6.5 | 5.9 | 5.8 | 6.1 | 5.2 | 4.5 | 4.9 | 5.2 | 2.3 | 3.8 | 5.1 | 4.1 | 3.2 | 3.4 | 78.99 | 167.5 | 133.01 | 3.47 | 32.08
2019 | 12 | 23 | 15:00 | 8560 | 6.3 | 5.7 | 6.2 | 5.9 | 5.5 | 6 | 5.2 | 4.5 | 4.9 | 5.2 | 2.3 | 3.8 | 5.1 | 4.1 | 3.2 | 3.4 | 78.99 | 167.5 | 133.01 | 3.47 | 32.08
2019 | 12 | 23 | 16:00 | 8561 | 6.3 | 5.8 | 5.9 | 5.8 | 5.6 | 5.9 | 5.2 | 4.5 | 4.9 | 5.2 | 2.3 | 3.8 | 5.1 | 4.1 | 3.2 | 3.4 | 78.99 | 167.5 | 133.01 | 3.47 | 32.08
2019 | 12 | 23 | 17:00 | 8562 | 6.2 | 5.8 | 6.1 | 5.7 | 5.5 | 5.9 | 5.2 | 4.5 | 4.9 | 5.2 | 2.3 | 3.8 | 5.1 | 4.1 | 3.2 | 3.4 | 78.99 | 167.5 | 133.01 | 3.47 | 32.08
2019 | 12 | 23 | 18:00 | 8563 | 6.2 | 5.8 | 6 | 5.6 | 5.5 | 5.9 | 5.2 | 4.5 | 4.9 | 5.2 | 2.3 | 3.8 | 5.1 | 4.1 | 3.2 | 3.4 | 78.99 | 167.5 | 133.01 | 3.47 | 32.08
2019 | 12 | 23 | 19:00 | 8564 | 6.2 | 5.8 | 5.9 | 5.5 | 5.3 | 5.8 | 5.2 | 4.5 | 4.9 | 5.2 | 2.3 | 3.8 | 5.1 | 4.1 | 3.2 | 3.4 | 78.99 | 167.5 | 133.01 | 3.47 | 32.08
2019 | 12 | 23 | 20:00 | 8565 | 6.3 | 5.7 | 6 | 5.5 | 5.2 | 5.8 | 5.2 | 4.5 | 4.9 | 5.2 | 2.3 | 3.8 | 5.1 | 4.1 | 3.2 | 3.4 | 78.99 | 167.5 | 133.01 | 3.47 | 32.08
2019 | 12 | 23 | 21:00 | 8566 | 6.4 | 5.7 | 5.9 | 5.4 | 4.9 | 5.7 | 5.2 | 4.5 | 4.9 | 5.2 | 2.3 | 3.8 | 5.1 | 4.1 | 3.2 | 3.4 | 78.99 | 167.5 | 133.01 | 3.47 | 32.08
2019 | 12 | 23 | 22:00 | 8567 | 6.3 | 5.7 | 5.9 | 5.3 | 4.4 | 5.7 | 5.2 | 4.5 | 4.9 | 5.2 | 2.3 | 3.8 | 5.1 | 4.1 | 3.2 | 3.4 | 78.99 | 167.5 | 133.01 | 3.47 | 32.08
2019 | 12 | 23 | 23:00 | 8568 | 5.9 | 5.7 | 5.7 | 5.3 | 4.5 | 5.7 | 5.2 | 4.5 | 4.9 | 5.2 | 2.3 | 3.8 | 5.1 | 4.1 | 3.2 | 3.4 | 78.99 | 167.5 | 133.01 | 3.47 | 32.08
2019 | 12 | 24 | 0:00 | 8569 | 6 | 5.7 | 5.6 | 5.3 | 4.4 | 5.6 | 6.2 | 5.2 | 5.1 | 5.5 | 1.8 | 4.1 | 4.9 | 4.3 | 3.3 | 3.8 | 79.12 | 168.3 | 134.87 | 3.6 | 29.44
2019 | 12 | 24 | 1:00 | 8570 | 5.9 | 5.6 | 5.7 | 5.2 | 4.6 | 5.6 | 6.2 | 5.2 | 5.1 | 5.5 | 1.8 | 4.1 | 4.9 | 4.3 | 3.3 | 3.8 | 79.12 | 168.3 | 134.87 | 3.6 | 29.44
2019 | 12 | 24 | 2:00 | 8571 | 5.8 | 5.6 | 5.7 | 4.7 | 4.6 | 5.6 | 6.2 | 5.2 | 5.1 | 5.5 | 1.8 | 4.1 | 4.9 | 4.3 | 3.3 | 3.8 | 79.12 | 168.3 | 134.87 | 3.6 | 29.44
2019 | 12 | 24 | 3:00 | 8572 | 5.7 | 5.6 | 5.8 | 4.5 | 4.6 | 5.4 | 6.2 | 5.2 | 5.1 | 5.5 | 1.8 | 4.1 | 4.9 | 4.3 | 3.3 | 3.8 | 79.12 | 168.3 | 134.87 | 3.6 | 29.44
2019 | 12 | 24 | 4:00 | 8573 | 5.6 | 5.5 | 5.8 | 4.6 | 4.7 | 5.5 | 6.2 | 5.2 | 5.1 | 5.5 | 1.8 | 4.1 | 4.9 | 4.3 | 3.3 | 3.8 | 79.12 | 168.3 | 134.87 | 3.6 | 29.44
2019 | 12 | 24 | 5:00 | 8574 | 5.5 | 5.4 | 5.8 | 4.6 | 4.7 | 5.5 | 6.2 | 5.2 | 5.1 | 5.5 | 1.8 | 4.1 | 4.9 | 4.3 | 3.3 | 3.8 | 79.12 | 168.3 | 134.87 | 3.6 | 29.44
2019 | 12 | 24 | 6:00 | 8575 | 5.3 | 5.3 | 6 | 4.7 | 4.7 | 5.5 | 6.2 | 5.2 | 5.1 | 5.5 | 1.8 | 4.1 | 4.9 | 4.3 | 3.3 | 3.8 | 79.12 | 168.3 | 134.87 | 3.6 | 29.44
2019 | 12 | 24 | 7:00 | 8576 | 5.3 | 5.3 | 6 | 4.6 | 4.6 | 5.4 | 6.2 | 5.2 | 5.1 | 5.5 | 1.8 | 4.1 | 4.9 | 4.3 | 3.3 | 3.8 | 79.12 | 168.3 | 134.87 | 3.6 | 29.44
2019 | 12 | 24 | 8:00 | 8577 | 5.4 | 5.4 | 6.2 | 4.8 | 4.7 | 5.5 | 6.2 | 5.2 | 5.1 | 5.5 | 1.8 | 4.1 | 4.9 | 4.3 | 3.3 | 3.8 | 79.12 | 168.3 | 134.87 | 3.6 | 29.44
2019 | 12 | 24 | 9:00 | 8578 | 5.6 | 5.6 | 6 | 5 | 4.8 | 5.5 | 6.2 | 5.2 | 5.1 | 5.5 | 1.8 | 4.1 | 4.9 | 4.3 | 3.3 | 3.8 | 79.12 | 168.3 | 134.87 | 3.6 | 29.44
2019 | 12 | 24 | 10:00 | 8579 | 5.6 | 5.6 | 5.9 | 5.3 | 5 | 5.6 | 6.2 | 5.2 | 5.1 | 5.5 | 1.8 | 4.1 | 4.9 | 4.3 | 3.3 | 3.8 | 79.12 | 168.3 | 134.87 | 3.6 | 29.44
2019 | 12 | 24 | 11:00 | 8580 | 5.7 | 5.7 | 5.8 | 5.3 | 5.4 | 5.7 | 6.2 | 5.2 | 5.1 | 5.5 | 1.8 | 4.1 | 4.9 | 4.3 | 3.3 | 3.8 | 79.12 | 168.3 | 134.87 | 3.6 | 29.44
2019 | 12 | 24 | 12:00 | 8581 | 5.8 | 5.8 | 5.7 | 5.5 | 5.5 | 5.7 | 6.2 | 5.2 | 5.1 | 5.5 | 1.8 | 4.1 | 4.9 | 4.3 | 3.3 | 3.8 | 79.12 | 168.3 | 134.87 | 3.6 | 29.44
2019 | 12 | 24 | 13:00 | 8582 | 5.8 | 5.8 | 5.6 | 5.5 | 5.4 | 5.7 | 6.2 | 5.2 | 5.1 | 5.5 | 1.8 | 4.1 | 4.9 | 4.3 | 3.3 | 3.8 | 79.12 | 168.3 | 134.87 | 3.6 | 29.44
2019 | 12 | 24 | 14:00 | 8583 | 5.6 | 5.6 | 5.5 | 5.5 | 5.3 | 5.5 | 6.2 | 5.2 | 5.1 | 5.5 | 1.8 | 4.1 | 4.9 | 4.3 | 3.3 | 3.8 | 79.12 | 168.3 | 134.87 | 3.6 | 29.44
2019 | 12 | 24 | 15:00 | 8584 | 5.4 | 5.4 | 5.6 | 5.5 | 5.3 | 5.4 | 6.2 | 5.2 | 5.1 | 5.5 | 1.8 | 4.1 | 4.9 | 4.3 | 3.3 | 3.8 | 79.12 | 168.3 | 134.87 | 3.6 | 29.44
2019 | 12 | 24 | 16:00 | 8585 | 5.3 | 5.3 | 5.6 | 5.6 | 5.2 | 5.2 | 6.2 | 5.2 | 5.1 | 5.5 | 1.8 | 4.1 | 4.9 | 4.3 | 3.3 | 3.8 | 79.12 | 168.3 | 134.87 | 3.6 | 29.44
2019 | 12 | 24 | 17:00 | 8586 | 5.3 | 5.3 | 5.6 | 5.8 | 5 | 5 | 6.2 | 5.2 | 5.1 | 5.5 | 1.8 | 4.1 | 4.9 | 4.3 | 3.3 | 3.8 | 79.12 | 168.3 | 134.87 | 3.6 | 29.44
2019 | 12 | 24 | 18:00 | 8587 | 5.3 | 5.4 | 5.6 | 5.8 | 5 | 5.1 | 6.2 | 5.2 | 5.1 | 5.5 | 1.8 | 4.1 | 4.9 | 4.3 | 3.3 | 3.8 | 79.12 | 168.3 | 134.87 | 3.6 | 29.44
2019 | 12 | 24 | 19:00 | 8588 | 5 | 5.5 | 5.6 | 5.6 | 5.1 | 5 | 6.2 | 5.2 | 5.1 | 5.5 | 1.8 | 4.1 | 4.9 | 4.3 | 3.3 | 3.8 | 79.12 | 168.3 | 134.87 | 3.6 | 29.44
2019 | 12 | 24 | 20:00 | 8589 | 4.7 | 5.3 | 5.7 | 5.4 | 5.3 | 5 | 6.2 | 5.2 | 5.1 | 5.5 | 1.8 | 4.1 | 4.9 | 4.3 | 3.3 | 3.8 | 79.12 | 168.3 | 134.87 | 3.6 | 29.44
2019 | 12 | 24 | 21:00 | 8590 | 4.7 | 5.1 | 5.7 | 5.1 | 5.3 | 5 | 6.2 | 5.2 | 5.1 | 5.5 | 1.8 | 4.1 | 4.9 | 4.3 | 3.3 | 3.8 | 79.12 | 168.3 | 134.87 | 3.6 | 29.44
2019 | 12 | 24 | 22:00 | 8591 | 4.5 | 4.9 | 5.5 | 4.8 | 5.4 | 5 | 6.2 | 5.2 | 5.1 | 5.5 | 1.8 | 4.1 | 4.9 | 4.3 | 3.3 | 3.8 | 79.12 | 168.3 | 134.87 | 3.6 | 29.44
2019 | 12 | 24 | 23:00 | 8592 | 4.4 | 4.8 | 5.2 | 4.7 | 5.3 | 4.9 | 6.2 | 5.2 | 5.1 | 5.5 | 1.8 | 4.1 | 4.9 | 4.3 | 3.3 | 3.8 | 79.12 | 168.3 | 134.87 | 3.6 | 29.44
2019 | 12 | 25 | 0:00 | 8593 | 4.3 | 4.7 | 4.9 | 4.5 | 5.1 | 4.7 | 5.6 | 4.8 | 5.1 | 5.6 | 2 | 4.3 | 4.6 | 4.5 | 3.7 | 4 | 80.71 | 167.14 | 138.39 | 3.85 | 28.8
2019 | 12 | 25 | 1:00 | 8594 | 4.3 | 4.7 | 5 | 3.9 | 4.9 | 4.6 | 5.6 | 4.8 | 5.1 | 5.6 | 2 | 4.3 | 4.6 | 4.5 | 3.7 | 4 | 80.71 | 167.14 | 138.39 | 3.85 | 28.8
2019 | 12 | 25 | 2:00 | 8595 | 4.3 | 4.6 | 4.8 | 3.3 | 4.7 | 4.6 | 5.6 | 4.8 | 5.1 | 5.6 | 2 | 4.3 | 4.6 | 4.5 | 3.7 | 4 | 80.71 | 167.14 | 138.39 | 3.85 | 28.8
2019 | 12 | 25 | 3:00 | 8596 | 4.2 | 4.4 | 4.8 | 3.4 | 4.5 | 4.5 | 5.6 | 4.8 | 5.1 | 5.6 | 2 | 4.3 | 4.6 | 4.5 | 3.7 | 4 | 80.71 | 167.14 | 138.39 | 3.85 | 28.8
2019 | 12 | 25 | 4:00 | 8597 | 4.2 | 4.2 | 4.8 | 4 | 4.3 | 4.4 | 5.6 | 4.8 | 5.1 | 5.6 | 2 | 4.3 | 4.6 | 4.5 | 3.7 | 4 | 80.71 | 167.14 | 138.39 | 3.85 | 28.8
2019 | 12 | 25 | 5:00 | 8598 | 4.1 | 4 | 4.9 | 3.9 | 4.1 | 4.3 | 5.6 | 4.8 | 5.1 | 5.6 | 2 | 4.3 | 4.6 | 4.5 | 3.7 | 4 | 80.71 | 167.14 | 138.39 | 3.85 | 28.8
2019 | 12 | 25 | 6:00 | 8599 | 4 | 3.8 | 4.8 | 4 | 4 | 4.3 | 5.6 | 4.8 | 5.1 | 5.6 | 2 | 4.3 | 4.6 | 4.5 | 3.7 | 4 | 80.71 | 167.14 | 138.39 | 3.85 | 28.8
2019 | 12 | 25 | 7:00 | 8600 | 3.8 | 3.6 | 4.6 | 4.1 | 3.9 | 4.4 | 5.6 | 4.8 | 5.1 | 5.6 | 2 | 4.3 | 4.6 | 4.5 | 3.7 | 4 | 80.71 | 167.14 | 138.39 | 3.85 | 28.8
2019 | 12 | 25 | 8:00 | 8601 | 3.8 | 3.8 | 4.5 | 4.2 | 4.1 | 4.5 | 5.6 | 4.8 | 5.1 | 5.6 | 2 | 4.3 | 4.6 | 4.5 | 3.7 | 4 | 80.71 | 167.14 | 138.39 | 3.85 | 28.8
2019 | 12 | 25 | 9:00 | 8602 | 4.1 | 3.9 | 4.7 | 4.4 | 4.4 | 4.6 | 5.6 | 4.8 | 5.1 | 5.6 | 2 | 4.3 | 4.6 | 4.5 | 3.7 | 4 | 80.71 | 167.14 | 138.39 | 3.85 | 28.8
2019 | 12 | 25 | 10:00 | 8603 | 4.2 | 3.9 | 5 | 4.5 | 4.7 | 4.7 | 5.6 | 4.8 | 5.1 | 5.6 | 2 | 4.3 | 4.6 | 4.5 | 3.7 | 4 | 80.71 | 167.14 | 138.39 | 3.85 | 28.8
2019 | 12 | 25 | 11:00 | 8604 | 4.1 | 4.1 | 4.7 | 4.5 | 4.8 | 4.5 | 5.6 | 4.8 | 5.1 | 5.6 | 2 | 4.3 | 4.6 | 4.5 | 3.7 | 4 | 80.71 | 167.14 | 138.39 | 3.85 | 28.8
2019 | 12 | 25 | 12:00 | 8605 | 4.1 | 4.1 | 5.1 | 4.7 | 4.8 | 4.6 | 5.6 | 4.8 | 5.1 | 5.6 | 2 | 4.3 | 4.6 | 4.5 | 3.7 | 4 | 80.71 | 167.14 | 138.39 | 3.85 | 28.8
2019 | 12 | 25 | 13:00 | 8606 | 4.2 | 4.1 | 4.8 | 4.4 | 4.3 | 4.8 | 5.6 | 4.8 | 5.1 | 5.6 | 2 | 4.3 | 4.6 | 4.5 | 3.7 | 4 | 80.71 | 167.14 | 138.39 | 3.85 | 28.8
2019 | 12 | 25 | 14:00 | 8607 | 4.1 | 4.3 | 4.9 | 4.4 | 4.3 | 4.7 | 5.6 | 4.8 | 5.1 | 5.6 | 2 | 4.3 | 4.6 | 4.5 | 3.7 | 4 | 80.71 | 167.14 | 138.39 | 3.85 | 28.8
2019 | 12 | 25 | 15:00 | 8608 | 4.2 | 4.3 | 3.9 | 4 | 3.7 | 4.2 | 5.6 | 4.8 | 5.1 | 5.6 | 2 | 4.3 | 4.6 | 4.5 | 3.7 | 4 | 80.71 | 167.14 | 138.39 | 3.85 | 28.8
2019 | 12 | 25 | 16:00 | 8609 | 4.4 | 4.2 | 3.8 | 3.9 | 3.7 | 4 | 5.6 | 4.8 | 5.1 | 5.6 | 2 | 4.3 | 4.6 | 4.5 | 3.7 | 4 | 80.71 | 167.14 | 138.39 | 3.85 | 28.8
2019 | 12 | 25 | 17:00 | 8610 | 4.3 | 4 | 4.1 | 3.8 | 3.6 | 3.9 | 5.6 | 4.8 | 5.1 | 5.6 | 2 | 4.3 | 4.6 | 4.5 | 3.7 | 4 | 80.71 | 167.14 | 138.39 | 3.85 | 28.8
2019 | 12 | 25 | 18:00 | 8611 | 4 | 3.9 | 4 | 3.1 | 3.5 | 3.8 | 5.6 | 4.8 | 5.1 | 5.6 | 2 | 4.3 | 4.6 | 4.5 | 3.7 | 4 | 80.71 | 167.14 | 138.39 | 3.85 | 28.8
2019 | 12 | 25 | 19:00 | 8612 | 3.8 | 3.8 | 3.8 | 3.1 | 3.5 | 3.6 | 5.6 | 4.8 | 5.1 | 5.6 | 2 | 4.3 | 4.6 | 4.5 | 3.7 | 4 | 80.71 | 167.14 | 138.39 | 3.85 | 28.8
2019 | 12 | 25 | 20:00 | 8613 | 3.9 | 3.6 | 3.5 | 3.1 | 3.5 | 3.5 | 5.6 | 4.8 | 5.1 | 5.6 | 2 | 4.3 | 4.6 | 4.5 | 3.7 | 4 | 80.71 | 167.14 | 138.39 | 3.85 | 28.8
2019 | 12 | 25 | 21:00 | 8614 | 3.6 | 3.5 | 3.1 | 3 | 3.2 | 3.6 | 5.6 | 4.8 | 5.1 | 5.6 | 2 | 4.3 | 4.6 | 4.5 | 3.7 | 4 | 80.71 | 167.14 | 138.39 | 3.85 | 28.8
2019 | 12 | 25 | 22:00 | 8615 | 3.5 | 3.5 | 2.7 | 2.3 | 3 | 3.5 | 5.6 | 4.8 | 5.1 | 5.6 | 2 | 4.3 | 4.6 | 4.5 | 3.7 | 4 | 80.71 | 167.14 | 138.39 | 3.85 | 28.8
2019 | 12 | 25 | 23:00 | 8616 | 3.4 | 3.4 | 2.1 | 2.1 | 2.8 | 3.3 | 5.6 | 4.8 | 5.1 | 5.6 | 2 | 4.3 | 4.6 | 4.5 | 3.7 | 4 | 80.71 | 167.14 | 138.39 | 3.85 | 28.8
2019 | 12 | 26 | 0:00 | 8617 | 3.5 | 3.4 | 1.7 | 1.9 | 2.8 | 3.2 | 5.2 | 4.3 | 4.6 | 5.1 | 2.3 | 4.2 | 5 | 4.4 | 3.5 | 3.8 | 85.58 | 181.71 | 142.91 | 3.6 | 29.02
2019 | 12 | 26 | 1:00 | 8618 | 3.4 | 3 | 1.5 | 1.2 | 2.5 | 3 | 5.2 | 4.3 | 4.6 | 5.1 | 2.3 | 4.2 | 5 | 4.4 | 3.5 | 3.8 | 85.58 | 181.71 | 142.91 | 3.6 | 29.02
2019 | 12 | 26 | 2:00 | 8619 | 3.2 | 2.7 | 2.2 | 0.6 | 2.4 | 2.7 | 5.2 | 4.3 | 4.6 | 5.1 | 2.3 | 4.2 | 5 | 4.4 | 3.5 | 3.8 | 85.58 | 181.71 | 142.91 | 3.6 | 29.02
2019 | 12 | 26 | 3:00 | 8620 | 2.7 | 2.4 | 2.1 | 0.4 | 2.3 | 2.6 | 5.2 | 4.3 | 4.6 | 5.1 | 2.3 | 4.2 | 5 | 4.4 | 3.5 | 3.8 | 85.58 | 181.71 | 142.91 | 3.6 | 29.02
2019 | 12 | 26 | 4:00 | 8621 | 2.2 | 2.3 | 2.2 | 0.8 | 2.4 | 2.4 | 5.2 | 4.3 | 4.6 | 5.1 | 2.3 | 4.2 | 5 | 4.4 | 3.5 | 3.8 | 85.58 | 181.71 | 142.91 | 3.6 | 29.02
2019 | 12 | 26 | 5:00 | 8622 | 2.2 | 2.6 | 2.4 | 0.9 | 2.3 | 1.5 | 5.2 | 4.3 | 4.6 | 5.1 | 2.3 | 4.2 | 5 | 4.4 | 3.5 | 3.8 | 85.58 | 181.71 | 142.91 | 3.6 | 29.02
2019 | 12 | 26 | 6:00 | 8623 | 2.3 | 2.5 | 2.5 | 0.8 | 2.2 | 1 | 5.2 | 4.3 | 4.6 | 5.1 | 2.3 | 4.2 | 5 | 4.4 | 3.5 | 3.8 | 85.58 | 181.71 | 142.91 | 3.6 | 29.02
2019 | 12 | 26 | 7:00 | 8624 | 2.5 | 2.5 | 2.7 | 1.2 | 2 | 0.7 | 5.2 | 4.3 | 4.6 | 5.1 | 2.3 | 4.2 | 5 | 4.4 | 3.5 | 3.8 | 85.58 | 181.71 | 142.91 | 3.6 | 29.02
2019 | 12 | 26 | 8:00 | 8625 | 2.6 | 2.5 | 3 | 1.4 | 2.1 | 0.7 | 5.2 | 4.3 | 4.6 | 5.1 | 2.3 | 4.2 | 5 | 4.4 | 3.5 | 3.8 | 85.58 | 181.71 | 142.91 | 3.6 | 29.02
2019 | 12 | 26 | 9:00 | 8626 | 2.5 | 2.8 | 3.3 | 2.1 | 2.6 | 0.9 | 5.2 | 4.3 | 4.6 | 5.1 | 2.3 | 4.2 | 5 | 4.4 | 3.5 | 3.8 | 85.58 | 181.71 | 142.91 | 3.6 | 29.02
2019 | 12 | 26 | 10:00 | 8627 | 2.7 | 3.2 | 3.8 | 2.5 | 3.2 | 1.3 | 5.2 | 4.3 | 4.6 | 5.1 | 2.3 | 4.2 | 5 | 4.4 | 3.5 | 3.8 | 85.58 | 181.71 | 142.91 | 3.6 | 29.02
2019 | 12 | 26 | 11:00 | 8628 | 3 | 3.2 | 4.4 | 2.8 | 3.2 | 1.7 | 5.2 | 4.3 | 4.6 | 5.1 | 2.3 | 4.2 | 5 | 4.4 | 3.5 | 3.8 | 85.58 | 181.71 | 142.91 | 3.6 | 29.02
2019 | 12 | 26 | 12:00 | 8629 | 3.1 | 3.1 | 4.9 | 3 | 3.3 | 1.9 | 5.2 | 4.3 | 4.6 | 5.1 | 2.3 | 4.2 | 5 | 4.4 | 3.5 | 3.8 | 85.58 | 181.71 | 142.91 | 3.6 | 29.02
2019 | 12 | 26 | 13:00 | 8630 | 3 | 3.2 | 4.7 | 3.1 | 3.2 | 1.8 | 5.2 | 4.3 | 4.6 | 5.1 | 2.3 | 4.2 | 5 | 4.4 | 3.5 | 3.8 | 85.58 | 181.71 | 142.91 | 3.6 | 29.02
2019 | 12 | 26 | 14:00 | 8631 | 3 | 3.2 | 4.6 | 2.8 | 3 | 1.7 | 5.2 | 4.3 | 4.6 | 5.1 | 2.3 | 4.2 | 5 | 4.4 | 3.5 | 3.8 | 85.58 | 181.71 | 142.91 | 3.6 | 29.02
2019 | 12 | 26 | 15:00 | 8632 | 2.7 | 3 | 4.2 | 2.2 | 3 | 1.4 | 5.2 | 4.3 | 4.6 | 5.1 | 2.3 | 4.2 | 5 | 4.4 | 3.5 | 3.8 | 85.58 | 181.71 | 142.91 | 3.6 | 29.02
2019 | 12 | 26 | 16:00 | 8633 | 2.6 | 3.1 | 4.1 | 2.2 | 2.7 | 1.3 | 5.2 | 4.3 | 4.6 | 5.1 | 2.3 | 4.2 | 5 | 4.4 | 3.5 | 3.8 | 85.58 | 181.71 | 142.91 | 3.6 | 29.02
2019 | 12 | 26 | 17:00 | 8634 | 2.4 | 3.1 | 3.8 | 1.7 | 2.3 | 1.2 | 5.2 | 4.3 | 4.6 | 5.1 | 2.3 | 4.2 | 5 | 4.4 | 3.5 | 3.8 | 85.58 | 181.71 | 142.91 | 3.6 | 29.02
2019 | 12 | 26 | 18:00 | 8635 | 2.5 | 3 | 3.3 | 1.3 | 1.6 | 1.3 | 5.2 | 4.3 | 4.6 | 5.1 | 2.3 | 4.2 | 5 | 4.4 | 3.5 | 3.8 | 85.58 | 181.71 | 142.91 | 3.6 | 29.02
2019 | 12 | 26 | 19:00 | 8636 | 2.5 | 2.9 | 3 | 0.8 | 1.3 | 1.4 | 5.2 | 4.3 | 4.6 | 5.1 | 2.3 | 4.2 | 5 | 4.4 | 3.5 | 3.8 | 85.58 | 181.71 | 142.91 | 3.6 | 29.02
2019 | 12 | 26 | 20:00 | 8637 | 2.4 | 2.3 | 2.3 | -0.2 | 1.2 | 0.9 | 5.2 | 4.3 | 4.6 | 5.1 | 2.3 | 4.2 | 5 | 4.4 | 3.5 | 3.8 | 85.58 | 181.71 | 142.91 | 3.6 | 29.02
2019 | 12 | 26 | 21:00 | 8638 | 2.5 | 1.7 | 1.4 | -0.8 | 1 | 0.8 | 5.2 | 4.3 | 4.6 | 5.1 | 2.3 | 4.2 | 5 | 4.4 | 3.5 | 3.8 | 85.58 | 181.71 | 142.91 | 3.6 | 29.02
2019 | 12 | 26 | 22:00 | 8639 | 1.8 | 1.5 | 0.9 | -1.2 | 0.9 | 0.8 | 5.2 | 4.3 | 4.6 | 5.1 | 2.3 | 4.2 | 5 | 4.4 | 3.5 | 3.8 | 85.58 | 181.71 | 142.91 | 3.6 | 29.02
2019 | 12 | 26 | 23:00 | 8640 | 1.4 | 1.4 | 0.3 | -1.4 | 0.6 | 0.2 | 5.2 | 4.3 | 4.6 | 5.1 | 2.3 | 4.2 | 5 | 4.4 | 3.5 | 3.8 | 85.58 | 181.71 | 142.91 | 3.6 | 29.02
2019 | 12 | 27 | 0:00 | 8641 | 1.2 | 1.1 | 0 | -1.6 | 0.1 | -0.1 | 5.2 | 4.8 | 4 | 4.4 | 1.8 | 3.9 | 4.3 | 4 | 3.2 | 3.3 | 91.01 | 183.59 | 150.33 | 4.62 | 28.08
2019 | 12 | 27 | 1:00 | 8642 | 0.8 | 1 | -0.1 | -1.1 | -0.3 | -0.1 | 5.2 | 4.8 | 4 | 4.4 | 1.8 | 3.9 | 4.3 | 4 | 3.2 | 3.3 | 91.01 | 183.59 | 150.33 | 4.62 | 28.08
2019 | 12 | 27 | 2:00 | 8643 | 0.6 | 0.6 | 0 | -0.7 | -0.7 | -0.2 | 5.2 | 4.8 | 4 | 4.4 | 1.8 | 3.9 | 4.3 | 4 | 3.2 | 3.3 | 91.01 | 183.59 | 150.33 | 4.62 | 28.08
2019 | 12 | 27 | 3:00 | 8644 | 0.6 | 0.8 | 0 | -0.4 | -1.3 | -0.3 | 5.2 | 4.8 | 4 | 4.4 | 1.8 | 3.9 | 4.3 | 4 | 3.2 | 3.3 | 91.01 | 183.59 | 150.33 | 4.62 | 28.08
2019 | 12 | 27 | 4:00 | 8645 | 0.2 | 0.6 | -0.4 | 0 | -1.2 | -0.3 | 5.2 | 4.8 | 4 | 4.4 | 1.8 | 3.9 | 4.3 | 4 | 3.2 | 3.3 | 91.01 | 183.59 | 150.33 | 4.62 | 28.08
2019 | 12 | 27 | 5:00 | 8646 | 0.2 | 0.2 | 1 | -0.3 | -0.7 | -0.5 | 5.2 | 4.8 | 4 | 4.4 | 1.8 | 3.9 | 4.3 | 4 | 3.2 | 3.3 | 91.01 | 183.59 | 150.33 | 4.62 | 28.08
2019 | 12 | 27 | 6:00 | 8647 | 0 | 0 | 1.1 | -0.7 | 0 | -0.5 | 5.2 | 4.8 | 4 | 4.4 | 1.8 | 3.9 | 4.3 | 4 | 3.2 | 3.3 | 91.01 | 183.59 | 150.33 | 4.62 | 28.08
2019 | 12 | 27 | 7:00 | 8648 | 0 | 0 | 0.6 | 0 | 0 | -0.7 | 5.2 | 4.8 | 4 | 4.4 | 1.8 | 3.9 | 4.3 | 4 | 3.2 | 3.3 | 91.01 | 183.59 | 150.33 | 4.62 | 28.08
2019 | 12 | 27 | 8:00 | 8649 | 0 | 0 | 0.5 | 0 | 0.2 | -0.4 | 5.2 | 4.8 | 4 | 4.4 | 1.8 | 3.9 | 4.3 | 4 | 3.2 | 3.3 | 91.01 | 183.59 | 150.33 | 4.62 | 28.08
2019 | 12 | 27 | 9:00 | 8650 | 0.1 | 0.2 | 1.6 | 0.1 | 0.4 | -0.1 | 5.2 | 4.8 | 4 | 4.4 | 1.8 | 3.9 | 4.3 | 4 | 3.2 | 3.3 | 91.01 | 183.59 | 150.33 | 4.62 | 28.08
2019 | 12 | 27 | 10:00 | 8651 | 0.3 | 1 | 2.5 | 0.3 | 0.5 | 0 | 5.2 | 4.8 | 4 | 4.4 | 1.8 | 3.9 | 4.3 | 4 | 3.2 | 3.3 | 91.01 | 183.59 | 150.33 | 4.62 | 28.08
2019 | 12 | 27 | 11:00 | 8652 | 0.9 | 1.1 | 2.1 | 0.4 | 0.7 | 0 | 5.2 | 4.8 | 4 | 4.4 | 1.8 | 3.9 | 4.3 | 4 | 3.2 | 3.3 | 91.01 | 183.59 | 150.33 | 4.62 | 28.08
2019 | 12 | 27 | 12:00 | 8653 | 1.1 | 1 | 1.9 | 0.7 | 0.8 | 0 | 5.2 | 4.8 | 4 | 4.4 | 1.8 | 3.9 | 4.3 | 4 | 3.2 | 3.3 | 91.01 | 183.59 | 150.33 | 4.62 | 28.08
2019 | 12 | 27 | 13:00 | 8654 | 0.3 | 1.2 | 1.8 | 1 | 0.5 | 0 | 5.2 | 4.8 | 4 | 4.4 | 1.8 | 3.9 | 4.3 | 4 | 3.2 | 3.3 | 91.01 | 183.59 | 150.33 | 4.62 | 28.08
2019 | 12 | 27 | 14:00 | 8655 | 0.7 | 1.1 | 1.4 | 1 | 0.6 | -0.1 | 5.2 | 4.8 | 4 | 4.4 | 1.8 | 3.9 | 4.3 | 4 | 3.2 | 3.3 | 91.01 | 183.59 | 150.33 | 4.62 | 28.08
2019 | 12 | 27 | 15:00 | 8656 | 0.8 | 1 | 1.1 | 1 | 0.6 | -0.2 | 5.2 | 4.8 | 4 | 4.4 | 1.8 | 3.9 | 4.3 | 4 | 3.2 | 3.3 | 91.01 | 183.59 | 150.33 | 4.62 | 28.08
2019 | 12 | 27 | 16:00 | 8657 | 0.6 | 0.6 | 1.1 | 0.9 | 0.5 | -0.2 | 5.2 | 4.8 | 4 | 4.4 | 1.8 | 3.9 | 4.3 | 4 | 3.2 | 3.3 | 91.01 | 183.59 | 150.33 | 4.62 | 28.08
2019 | 12 | 27 | 17:00 | 8658 | 0.4 | 1 | 0.9 | 0.9 | 0.7 | 0 | 5.2 | 4.8 | 4 | 4.4 | 1.8 | 3.9 | 4.3 | 4 | 3.2 | 3.3 | 91.01 | 183.59 | 150.33 | 4.62 | 28.08
2019 | 12 | 27 | 18:00 | 8659 | 0.8 | 0.9 | 0.9 | 0.5 | 0.7 | 0.1 | 5.2 | 4.8 | 4 | 4.4 | 1.8 | 3.9 | 4.3 | 4 | 3.2 | 3.3 | 91.01 | 183.59 | 150.33 | 4.62 | 28.08
2019 | 12 | 27 | 19:00 | 8660 | 0.9 | 1.1 | 0.7 | 0.2 | 0.7 | 0 | 5.2 | 4.8 | 4 | 4.4 | 1.8 | 3.9 | 4.3 | 4 | 3.2 | 3.3 | 91.01 | 183.59 | 150.33 | 4.62 | 28.08
2019 | 12 | 27 | 20:00 | 8661 | 0.8 | 0.9 | 0.1 | 0 | 0.5 | -0.1 | 5.2 | 4.8 | 4 | 4.4 | 1.8 | 3.9 | 4.3 | 4 | 3.2 | 3.3 | 91.01 | 183.59 | 150.33 | 4.62 | 28.08
2019 | 12 | 27 | 21:00 | 8662 | 0.9 | 0.9 | 0.2 | -0.6 | 0.2 | 0.1 | 5.2 | 4.8 | 4 | 4.4 | 1.8 | 3.9 | 4.3 | 4 | 3.2 | 3.3 | 91.01 | 183.59 | 150.33 | 4.62 | 28.08
2019 | 12 | 27 | 22:00 | 8663 | 0.7 | 0.9 | 0 | -0.8 | 0 | 0 | 5.2 | 4.8 | 4 | 4.4 | 1.8 | 3.9 | 4.3 | 4 | 3.2 | 3.3 | 91.01 | 183.59 | 150.33 | 4.62 | 28.08
2019 | 12 | 27 | 23:00 | 8664 | 0.8 | 0.6 | -0.4 | -1.1 | -0.3 | 0 | 5.2 | 4.8 | 4 | 4.4 | 1.8 | 3.9 | 4.3 | 4 | 3.2 | 3.3 | 91.01 | 183.59 | 150.33 | 4.62 | 28.08
2019 | 12 | 28 | 0:00 | 8665 | 0.8 | 0.3 | -0.6 | -1.1 | -0.4 | 0 | 4.2 | 6.3 | 3.3 | 3.6 | 2 | 3.2 | 3.5 | 3.3 | 2.7 | 2.6 | 95.57 | 184.38 | 157.25 | 5.29 | 26.79
2019 | 12 | 28 | 1:00 | 8666 | 0.6 | 0.2 | -0.7 | -0.9 | -0.7 | 0 | 4.2 | 6.3 | 3.3 | 3.6 | 2 | 3.2 | 3.5 | 3.3 | 2.7 | 2.6 | 95.57 | 184.38 | 157.25 | 5.29 | 26.79
2019 | 12 | 28 | 2:00 | 8667 | 0.3 | -0.1 | -0.6 | -1.1 | -0.9 | -0.4 | 4.2 | 6.3 | 3.3 | 3.6 | 2 | 3.2 | 3.5 | 3.3 | 2.7 | 2.6 | 95.57 | 184.38 | 157.25 | 5.29 | 26.79
2019 | 12 | 28 | 3:00 | 8668 | 0 | -0.3 | -0.6 | -0.9 | -1 | -0.4 | 4.2 | 6.3 | 3.3 | 3.6 | 2 | 3.2 | 3.5 | 3.3 | 2.7 | 2.6 | 95.57 | 184.38 | 157.25 | 5.29 | 26.79
2019 | 12 | 28 | 4:00 | 8669 | -0.1 | -0.4 | -0.6 | -1 | -1 | -0.5 | 4.2 | 6.3 | 3.3 | 3.6 | 2 | 3.2 | 3.5 | 3.3 | 2.7 | 2.6 | 95.57 | 184.38 | 157.25 | 5.29 | 26.79
2019 | 12 | 28 | 5:00 | 8670 | -0.2 | -0.5 | -0.8 | -1.1 | -1.1 | -0.7 | 4.2 | 6.3 | 3.3 | 3.6 | 2 | 3.2 | 3.5 | 3.3 | 2.7 | 2.6 | 95.57 | 184.38 | 157.25 | 5.29 | 26.79
2019 | 12 | 28 | 6:00 | 8671 | -0.2 | -0.7 | -0.7 | -1 | -1.4 | -0.8 | 4.2 | 6.3 | 3.3 | 3.6 | 2 | 3.2 | 3.5 | 3.3 | 2.7 | 2.6 | 95.57 | 184.38 | 157.25 | 5.29 | 26.79
2019 | 12 | 28 | 7:00 | 8672 | -0.4 | -0.7 | -0.5 | -1 | -1.2 | -0.9 | 4.2 | 6.3 | 3.3 | 3.6 | 2 | 3.2 | 3.5 | 3.3 | 2.7 | 2.6 | 95.57 | 184.38 | 157.25 | 5.29 | 26.79
2019 | 12 | 28 | 8:00 | 8673 | -0.5 | -0.6 | -0.3 | -0.7 | -1.1 | -1 | 4.2 | 6.3 | 3.3 | 3.6 | 2 | 3.2 | 3.5 | 3.3 | 2.7 | 2.6 | 95.57 | 184.38 | 157.25 | 5.29 | 26.79
2019 | 12 | 28 | 9:00 | 8674 | -0.3 | -0.5 | 0 | -0.6 | -0.8 | -0.9 | 4.2 | 6.3 | 3.3 | 3.6 | 2 | 3.2 | 3.5 | 3.3 | 2.7 | 2.6 | 95.57 | 184.38 | 157.25 | 5.29 | 26.79
2019 | 12 | 28 | 10:00 | 8675 | -0.3 | -0.6 | 0.2 | -0.4 | -0.7 | -0.7 | 4.2 | 6.3 | 3.3 | 3.6 | 2 | 3.2 | 3.5 | 3.3 | 2.7 | 2.6 | 95.57 | 184.38 | 157.25 | 5.29 | 26.79
2019 | 12 | 28 | 11:00 | 8676 | -0.3 | -0.6 | 0.2 | -0.7 | -0.7 | -0.8 | 4.2 | 6.3 | 3.3 | 3.6 | 2 | 3.2 | 3.5 | 3.3 | 2.7 | 2.6 | 95.57 | 184.38 | 157.25 | 5.29 | 26.79
2019 | 12 | 28 | 12:00 | 8677 | -0.3 | -0.6 | 0.1 | -0.6 | -0.7 | -1.1 | 4.2 | 6.3 | 3.3 | 3.6 | 2 | 3.2 | 3.5 | 3.3 | 2.7 | 2.6 | 95.57 | 184.38 | 157.25 | 5.29 | 26.79
2019 | 12 | 28 | 13:00 | 8678 | -0.4 | -0.6 | 0 | -0.5 | -0.9 | -1.1 | 4.2 | 6.3 | 3.3 | 3.6 | 2 | 3.2 | 3.5 | 3.3 | 2.7 | 2.6 | 95.57 | 184.38 | 157.25 | 5.29 | 26.79
2019 | 12 | 28 | 14:00 | 8679 | -0.6 | -0.7 | -0.3 | -0.5 | -0.9 | -1 | 4.2 | 6.3 | 3.3 | 3.6 | 2 | 3.2 | 3.5 | 3.3 | 2.7 | 2.6 | 95.57 | 184.38 | 157.25 | 5.29 | 26.79
2019 | 12 | 28 | 15:00 | 8680 | -0.6 | -1 | -0.6 | -0.5 | -0.9 | -1.4 | 4.2 | 6.3 | 3.3 | 3.6 | 2 | 3.2 | 3.5 | 3.3 | 2.7 | 2.6 | 95.57 | 184.38 | 157.25 | 5.29 | 26.79
2019 | 12 | 28 | 16:00 | 8681 | -0.8 | -1.1 | -0.7 | -0.5 | -1 | -1.5 | 4.2 | 6.3 | 3.3 | 3.6 | 2 | 3.2 | 3.5 | 3.3 | 2.7 | 2.6 | 95.57 | 184.38 | 157.25 | 5.29 | 26.79
2019 | 12 | 28 | 17:00 | 8682 | -0.9 | -1.1 | -0.6 | -0.5 | -0.8 | -1.6 | 4.2 | 6.3 | 3.3 | 3.6 | 2 | 3.2 | 3.5 | 3.3 | 2.7 | 2.6 | 95.57 | 184.38 | 157.25 | 5.29 | 26.79
2019 | 12 | 28 | 18:00 | 8683 | -1.1 | -1.1 | -0.6 | -0.6 | -0.6 | -1.7 | 4.2 | 6.3 | 3.3 | 3.6 | 2 | 3.2 | 3.5 | 3.3 | 2.7 | 2.6 | 95.57 | 184.38 | 157.25 | 5.29 | 26.79
2019 | 12 | 28 | 19:00 | 8684 | -1.2 | -1 | -0.6 | -0.7 | -0.6 | -2 | 4.2 | 6.3 | 3.3 | 3.6 | 2 | 3.2 | 3.5 | 3.3 | 2.7 | 2.6 | 95.57 | 184.38 | 157.25 | 5.29 | 26.79
2019 | 12 | 28 | 20:00 | 8685 | -1.2 | -0.9 | -0.7 | -1.1 | -0.7 | -1.9 | 4.2 | 6.3 | 3.3 | 3.6 | 2 | 3.2 | 3.5 | 3.3 | 2.7 | 2.6 | 95.57 | 184.38 | 157.25 | 5.29 | 26.79
2019 | 12 | 28 | 21:00 | 8686 | -1.1 | -0.9 | -1.1 | -1.3 | -0.8 | -1.7 | 4.2 | 6.3 | 3.3 | 3.6 | 2 | 3.2 | 3.5 | 3.3 | 2.7 | 2.6 | 95.57 | 184.38 | 157.25 | 5.29 | 26.79
2019 | 12 | 28 | 22:00 | 8687 | -1 | -1 | -2.1 | -1.7 | -0.9 | -1.5 | 4.2 | 6.3 | 3.3 | 3.6 | 2 | 3.2 | 3.5 | 3.3 | 2.7 | 2.6 | 95.57 | 184.38 | 157.25 | 5.29 | 26.79
2019 | 12 | 28 | 23:00 | 8688 | -0.9 | -1.2 | -3.3 | -2.2 | -1.2 | -1.7 | 4.2 | 6.3 | 3.3 | 3.6 | 2 | 3.2 | 3.5 | 3.3 | 2.7 | 2.6 | 95.57 | 184.38 | 157.25 | 5.29 | 26.79
2019 | 12 | 29 | 0:00 | 8689 | -1 | -1.4 | -3.9 | -2.5 | -1.4 | -1.8 | 4 | 5.2 | 2.9 | 3 | 2.3 | 2.5 | 2.8 | 2.6 | 2.3 | 2 | 97.71 | 186.62 | 164.21 | 5.19 | 25.57
2019 | 12 | 29 | 1:00 | 8690 | -1.3 | -1.5 | -3.7 | -3.4 | -1.9 | -1.7 | 4 | 5.2 | 2.9 | 3 | 2.3 | 2.5 | 2.8 | 2.6 | 2.3 | 2 | 97.71 | 186.62 | 164.21 | 5.19 | 25.57
2019 | 12 | 29 | 2:00 | 8691 | -1.4 | -1.7 | -3.4 | -3.1 | -2.2 | -1.8 | 4 | 5.2 | 2.9 | 3 | 2.3 | 2.5 | 2.8 | 2.6 | 2.3 | 2 | 97.71 | 186.62 | 164.21 | 5.19 | 25.57
2019 | 12 | 29 | 3:00 | 8692 | -1.5 | -1.9 | -3 | -2.9 | -2.6 | -1.9 | 4 | 5.2 | 2.9 | 3 | 2.3 | 2.5 | 2.8 | 2.6 | 2.3 | 2 | 97.71 | 186.62 | 164.21 | 5.19 | 25.57
2019 | 12 | 29 | 4:00 | 8693 | -1.6 | -2.2 | -1.8 | -3.3 | -2.9 | -2.1 | 4 | 5.2 | 2.9 | 3 | 2.3 | 2.5 | 2.8 | 2.6 | 2.3 | 2 | 97.71 | 186.62 | 164.21 | 5.19 | 25.57
2019 | 12 | 29 | 5:00 | 8694 | -1.6 | -2.2 | -1.2 | -3.3 | -3.4 | -2.3 | 4 | 5.2 | 2.9 | 3 | 2.3 | 2.5 | 2.8 | 2.6 | 2.3 | 2 | 97.71 | 186.62 | 164.21 | 5.19 | 25.57
2019 | 12 | 29 | 6:00 | 8695 | -1.8 | -2.4 | -1 | -3.6 | -3.6 | -2.6 | 4 | 5.2 | 2.9 | 3 | 2.3 | 2.5 | 2.8 | 2.6 | 2.3 | 2 | 97.71 | 186.62 | 164.21 | 5.19 | 25.57
2019 | 12 | 29 | 7:00 | 8696 | -2.1 | -2.6 | -0.7 | -3.2 | -3.6 | -2.7 | 4 | 5.2 | 2.9 | 3 | 2.3 | 2.5 | 2.8 | 2.6 | 2.3 | 2 | 97.71 | 186.62 | 164.21 | 5.19 | 25.57
2019 | 12 | 29 | 8:00 | 8697 | -2.1 | -2.3 | 0.9 | -2.9 | -2.9 | -2.6 | 4 | 5.2 | 2.9 | 3 | 2.3 | 2.5 | 2.8 | 2.6 | 2.3 | 2 | 97.71 | 186.62 | 164.21 | 5.19 | 25.57
2019 | 12 | 29 | 9:00 | 8698 | -2.4 | -1.9 | 2.4 | -1.9 | -2.6 | -2.7 | 4 | 5.2 | 2.9 | 3 | 2.3 | 2.5 | 2.8 | 2.6 | 2.3 | 2 | 97.71 | 186.62 | 164.21 | 5.19 | 25.57
2019 | 12 | 29 | 10:00 | 8699 | -1.9 | -1.6 | 3.3 | -0.3 | -1.5 | -2.6 | 4 | 5.2 | 2.9 | 3 | 2.3 | 2.5 | 2.8 | 2.6 | 2.3 | 2 | 97.71 | 186.62 | 164.21 | 5.19 | 25.57
2019 | 12 | 29 | 11:00 | 8700 | -1.8 | -0.9 | 3.7 | 0.6 | -1.1 | -2.3 | 4 | 5.2 | 2.9 | 3 | 2.3 | 2.5 | 2.8 | 2.6 | 2.3 | 2 | 97.71 | 186.62 | 164.21 | 5.19 | 25.57
2019 | 12 | 29 | 12:00 | 8701 | -1.9 | -0.8 | 4.2 | 1 | -0.8 | -2.6 | 4 | 5.2 | 2.9 | 3 | 2.3 | 2.5 | 2.8 | 2.6 | 2.3 | 2 | 97.71 | 186.62 | 164.21 | 5.19 | 25.57
2019 | 12 | 29 | 13:00 | 8702 | -1.8 | -1.6 | 4.4 | 1.2 | -0.8 | -2.3 | 4 | 5.2 | 2.9 | 3 | 2.3 | 2.5 | 2.8 | 2.6 | 2.3 | 2 | 97.71 | 186.62 | 164.21 | 5.19 | 25.57
2019 | 12 | 29 | 14:00 | 8703 | -2.3 | -2.2 | 4.2 | 1.6 | -1 | -3.4 | 4 | 5.2 | 2.9 | 3 | 2.3 | 2.5 | 2.8 | 2.6 | 2.3 | 2 | 97.71 | 186.62 | 164.21 | 5.19 | 25.57
2019 | 12 | 29 | 15:00 | 8704 | -2.6 | -2.6 | 3.8 | 2 | -1 | -4.2 | 4 | 5.2 | 2.9 | 3 | 2.3 | 2.5 | 2.8 | 2.6 | 2.3 | 2 | 97.71 | 186.62 | 164.21 | 5.19 | 25.57
2019 | 12 | 29 | 16:00 | 8705 | -3 | -2.4 | 3.9 | 2.5 | -0.5 | -5 | 4 | 5.2 | 2.9 | 3 | 2.3 | 2.5 | 2.8 | 2.6 | 2.3 | 2 | 97.71 | 186.62 | 164.21 | 5.19 | 25.57
2019 | 12 | 29 | 17:00 | 8706 | -2.8 | -2.3 | 4 | 2.6 | -0.1 | -4.7 | 4 | 5.2 | 2.9 | 3 | 2.3 | 2.5 | 2.8 | 2.6 | 2.3 | 2 | 97.71 | 186.62 | 164.21 | 5.19 | 25.57
2019 | 12 | 29 | 18:00 | 8707 | -2.3 | -1.7 | 3.8 | 2.3 | 0.5 | -4.1 | 4 | 5.2 | 2.9 | 3 | 2.3 | 2.5 | 2.8 | 2.6 | 2.3 | 2 | 97.71 | 186.62 | 164.21 | 5.19 | 25.57
2019 | 12 | 29 | 19:00 | 8708 | -1.7 | -0.9 | 4.2 | 2.5 | 1 | -3.5 | 4 | 5.2 | 2.9 | 3 | 2.3 | 2.5 | 2.8 | 2.6 | 2.3 | 2 | 97.71 | 186.62 | 164.21 | 5.19 | 25.57
2019 | 12 | 29 | 20:00 | 8709 | -1.4 | -0.6 | 4.5 | 2.5 | 0.8 | -3.1 | 4 | 5.2 | 2.9 | 3 | 2.3 | 2.5 | 2.8 | 2.6 | 2.3 | 2 | 97.71 | 186.62 | 164.21 | 5.19 | 25.57
2019 | 12 | 29 | 21:00 | 8710 | -1.2 | -0.4 | 4.7 | 2.8 | 0.7 | -3.2 | 4 | 5.2 | 2.9 | 3 | 2.3 | 2.5 | 2.8 | 2.6 | 2.3 | 2 | 97.71 | 186.62 | 164.21 | 5.19 | 25.57
2019 | 12 | 29 | 22:00 | 8711 | -0.6 | -0.2 | 4.8 | 3 | 0.7 | -2.2 | 4 | 5.2 | 2.9 | 3 | 2.3 | 2.5 | 2.8 | 2.6 | 2.3 | 2 | 97.71 | 186.62 | 164.21 | 5.19 | 25.57
2019 | 12 | 29 | 23:00 | 8712 | -0.3 | 0.1 | 4.9 | 3.3 | 0.8 | -1.8 | 4 | 5.2 | 2.9 | 3 | 2.3 | 2.5 | 2.8 | 2.6 | 2.3 | 2 | 97.71 | 186.62 | 164.21 | 5.19 | 25.57
2019 | 12 | 30 | 0:00 | 8713 | -0.1 | 0.3 | 4.9 | 3.3 | 1 | -1.5 | 4 | 3.3 | 3.4 | 3.5 | 1.8 | 2.5 | 1.1 | 2 | 2.3 | 1.9 | 99.64 | 193.36 | 164.95 | 5.36 | 23.82
2019 | 12 | 30 | 1:00 | 8714 | 0.1 | 0.4 | 5.1 | 3.6 | 0.8 | -1.2 | 4 | 3.3 | 3.4 | 3.5 | 1.8 | 2.5 | 1.1 | 2 | 2.3 | 1.9 | 99.64 | 193.36 | 164.95 | 5.36 | 23.82
2019 | 12 | 30 | 2:00 | 8715 | 0.2 | 0.6 | 5.2 | 3.1 | 0.7 | -0.9 | 4 | 3.3 | 3.4 | 3.5 | 1.8 | 2.5 | 1.1 | 2 | 2.3 | 1.9 | 99.64 | 193.36 | 164.95 | 5.36 | 23.82
2019 | 12 | 30 | 3:00 | 8716 | 0.3 | 0.5 | 5.4 | 3.5 | 0.9 | -0.6 | 4 | 3.3 | 3.4 | 3.5 | 1.8 | 2.5 | 1.1 | 2 | 2.3 | 1.9 | 99.64 | 193.36 | 164.95 | 5.36 | 23.82
2019 | 12 | 30 | 4:00 | 8717 | 0.4 | 0.5 | 5.6 | 3.5 | 1.3 | -0.4 | 4 | 3.3 | 3.4 | 3.5 | 1.8 | 2.5 | 1.1 | 2 | 2.3 | 1.9 | 99.64 | 193.36 | 164.95 | 5.36 | 23.82
2019 | 12 | 30 | 5:00 | 8718 | 0.2 | 0.5 | 5.9 | 3.5 | 1.6 | -0.3 | 4 | 3.3 | 3.4 | 3.5 | 1.8 | 2.5 | 1.1 | 2 | 2.3 | 1.9 | 99.64 | 193.36 | 164.95 | 5.36 | 23.82
2019 | 12 | 30 | 6:00 | 8719 | 0.2 | 0.7 | 6 | 4.1 | 2.1 | -0.5 | 4 | 3.3 | 3.4 | 3.5 | 1.8 | 2.5 | 1.1 | 2 | 2.3 | 1.9 | 99.64 | 193.36 | 164.95 | 5.36 | 23.82
2019 | 12 | 30 | 7:00 | 8720 | 0.6 | 1 | 6.1 | 4.5 | 2.2 | -0.4 | 4 | 3.3 | 3.4 | 3.5 | 1.8 | 2.5 | 1.1 | 2 | 2.3 | 1.9 | 99.64 | 193.36 | 164.95 | 5.36 | 23.82
2019 | 12 | 30 | 8:00 | 8721 | 1.2 | 1.4 | 6.4 | 4.8 | 2.7 | 0.1 | 4 | 3.3 | 3.4 | 3.5 | 1.8 | 2.5 | 1.1 | 2 | 2.3 | 1.9 | 99.64 | 193.36 | 164.95 | 5.36 | 23.82
2019 | 12 | 30 | 9:00 | 8722 | 1.4 | 1.6 | 6.6 | 5.4 | 2.9 | 0.7 | 4 | 3.3 | 3.4 | 3.5 | 1.8 | 2.5 | 1.1 | 2 | 2.3 | 1.9 | 99.64 | 193.36 | 164.95 | 5.36 | 23.82
2019 | 12 | 30 | 10:00 | 8723 | 2.3 | 2.1 | 6.9 | 6 | 3.6 | 1.2 | 4 | 3.3 | 3.4 | 3.5 | 1.8 | 2.5 | 1.1 | 2 | 2.3 | 1.9 | 99.64 | 193.36 | 164.95 | 5.36 | 23.82
2019 | 12 | 30 | 11:00 | 8724 | 2.8 | 3.2 | 6.9 | 6.1 | 4.3 | 1.6 | 4 | 3.3 | 3.4 | 3.5 | 1.8 | 2.5 | 1.1 | 2 | 2.3 | 1.9 | 99.64 | 193.36 | 164.95 | 5.36 | 23.82
2019 | 12 | 30 | 12:00 | 8725 | 2.9 | 4 | 6.7 | 6.2 | 4.6 | 1.8 | 4 | 3.3 | 3.4 | 3.5 | 1.8 | 2.5 | 1.1 | 2 | 2.3 | 1.9 | 99.64 | 193.36 | 164.95 | 5.36 | 23.82
2019 | 12 | 30 | 13:00 | 8726 | 3.2 | 4.4 | 6.6 | 6.2 | 4.5 | 1.9 | 4 | 3.3 | 3.4 | 3.5 | 1.8 | 2.5 | 1.1 | 2 | 2.3 | 1.9 | 99.64 | 193.36 | 164.95 | 5.36 | 23.82
2019 | 12 | 30 | 14:00 | 8727 | 3.6 | 4.3 | 6.4 | 6.2 | 4.9 | 2 | 4 | 3.3 | 3.4 | 3.5 | 1.8 | 2.5 | 1.1 | 2 | 2.3 | 1.9 | 99.64 | 193.36 | 164.95 | 5.36 | 23.82
2019 | 12 | 30 | 15:00 | 8728 | 3.6 | 3.7 | 6.5 | 6 | 5 | 2.6 | 4 | 3.3 | 3.4 | 3.5 | 1.8 | 2.5 | 1.1 | 2 | 2.3 | 1.9 | 99.64 | 193.36 | 164.95 | 5.36 | 23.82
2019 | 12 | 30 | 16:00 | 8729 | 3.1 | 3.5 | 6.4 | 5.9 | 5.4 | 2.8 | 4 | 3.3 | 3.4 | 3.5 | 1.8 | 2.5 | 1.1 | 2 | 2.3 | 1.9 | 99.64 | 193.36 | 164.95 | 5.36 | 23.82
2019 | 12 | 30 | 17:00 | 8730 | 3.2 | 3.4 | 6.4 | 5.7 | 5.4 | 2.7 | 4 | 3.3 | 3.4 | 3.5 | 1.8 | 2.5 | 1.1 | 2 | 2.3 | 1.9 | 99.64 | 193.36 | 164.95 | 5.36 | 23.82
2019 | 12 | 30 | 18:00 | 8731 | 2.8 | 3.7 | 6.4 | 5.8 | 5.5 | 3 | 4 | 3.3 | 3.4 | 3.5 | 1.8 | 2.5 | 1.1 | 2 | 2.3 | 1.9 | 99.64 | 193.36 | 164.95 | 5.36 | 23.82
2019 | 12 | 30 | 19:00 | 8732 | 3 | 4 | 6.4 | 6.1 | 5.3 | 3.1 | 4 | 3.3 | 3.4 | 3.5 | 1.8 | 2.5 | 1.1 | 2 | 2.3 | 1.9 | 99.64 | 193.36 | 164.95 | 5.36 | 23.82
2019 | 12 | 30 | 20:00 | 8733 | 3.2 | 4.1 | 6.4 | 6.3 | 5.7 | 3.3 | 4 | 3.3 | 3.4 | 3.5 | 1.8 | 2.5 | 1.1 | 2 | 2.3 | 1.9 | 99.64 | 193.36 | 164.95 | 5.36 | 23.82
2019 | 12 | 30 | 21:00 | 8734 | 3.1 | 4.2 | 6.5 | 6.3 | 6 | 3.4 | 4 | 3.3 | 3.4 | 3.5 | 1.8 | 2.5 | 1.1 | 2 | 2.3 | 1.9 | 99.64 | 193.36 | 164.95 | 5.36 | 23.82
2019 | 12 | 30 | 22:00 | 8735 | 3.3 | 4.3 | 6.4 | 6.2 | 6.2 | 3.6 | 4 | 3.3 | 3.4 | 3.5 | 1.8 | 2.5 | 1.1 | 2 | 2.3 | 1.9 | 99.64 | 193.36 | 164.95 | 5.36 | 23.82
2019 | 12 | 30 | 23:00 | 8736 | 3.6 | 4.4 | 6.4 | 6.1 | 6.1 | 3.7 | 4 | 3.3 | 3.4 | 3.5 | 1.8 | 2.5 | 1.1 | 2 | 2.3 | 1.9 | 99.64 | 193.36 | 164.95 | 5.36 | 23.82
2019 | 12 | 31 | 0:00 | 8737 | 3.5 | 4.2 | 6.3 | 6.1 | 6 | 3.5 | 5.2 | 3.3 | 4.2 | 4.3 | 2 | 2.6 | 2.6 | 2.1 | 2.7 | 2.2 | 100.11 | 198.51 | 165.15 | 5.37 | 24.29
2019 | 12 | 31 | 1:00 | 8738 | 3.3 | 4.1 | 6.3 | 6.2 | 5.9 | 3.5 | 5.2 | 3.3 | 4.2 | 4.3 | 2 | 2.6 | 2.6 | 2.1 | 2.7 | 2.2 | 100.11 | 198.51 | 165.15 | 5.37 | 24.29
2019 | 12 | 31 | 2:00 | 8739 | 3.1 | 3.9 | 6.4 | 6.5 | 5.9 | 3.3 | 5.2 | 3.3 | 4.2 | 4.3 | 2 | 2.6 | 2.6 | 2.1 | 2.7 | 2.2 | 100.11 | 198.51 | 165.15 | 5.37 | 24.29
2019 | 12 | 31 | 3:00 | 8740 | 3.3 | 2.9 | 6.6 | 6.4 | 6.1 | 3.4 | 5.2 | 3.3 | 4.2 | 4.3 | 2 | 2.6 | 2.6 | 2.1 | 2.7 | 2.2 | 100.11 | 198.51 | 165.15 | 5.37 | 24.29
2019 | 12 | 31 | 4:00 | 8741 | 3.2 | 2.6 | 6.6 | 6.3 | 6.5 | 2.2 | 5.2 | 3.3 | 4.2 | 4.3 | 2 | 2.6 | 2.6 | 2.1 | 2.7 | 2.2 | 100.11 | 198.51 | 165.15 | 5.37 | 24.29
2019 | 12 | 31 | 5:00 | 8742 | 3.5 | 3.1 | 6.2 | 6.2 | 6.4 | 2.3 | 5.2 | 3.3 | 4.2 | 4.3 | 2 | 2.6 | 2.6 | 2.1 | 2.7 | 2.2 | 100.11 | 198.51 | 165.15 | 5.37 | 24.29
2019 | 12 | 31 | 6:00 | 8743 | 3.4 | 3.4 | 6 | 5.8 | 6.1 | 2.6 | 5.2 | 3.3 | 4.2 | 4.3 | 2 | 2.6 | 2.6 | 2.1 | 2.7 | 2.2 | 100.11 | 198.51 | 165.15 | 5.37 | 24.29
2019 | 12 | 31 | 7:00 | 8744 | 3.2 | 3.6 | 5.9 | 5.6 | 5.7 | 2.9 | 5.2 | 3.3 | 4.2 | 4.3 | 2 | 2.6 | 2.6 | 2.1 | 2.7 | 2.2 | 100.11 | 198.51 | 165.15 | 5.37 | 24.29
2019 | 12 | 31 | 8:00 | 8745 | 3.6 | 4 | 5.7 | 5.5 | 5.5 | 3.1 | 5.2 | 3.3 | 4.2 | 4.3 | 2 | 2.6 | 2.6 | 2.1 | 2.7 | 2.2 | 100.11 | 198.51 | 165.15 | 5.37 | 24.29
2019 | 12 | 31 | 9:00 | 8746 | 4.2 | 5.2 | 5.8 | 5.2 | 5.5 | 3.3 | 5.2 | 3.3 | 4.2 | 4.3 | 2 | 2.6 | 2.6 | 2.1 | 2.7 | 2.2 | 100.11 | 198.51 | 165.15 | 5.37 | 24.29
2019 | 12 | 31 | 10:00 | 8747 | 5.1 | 5.7 | 6 | 5.3 | 5.5 | 4.1 | 5.2 | 3.3 | 4.2 | 4.3 | 2 | 2.6 | 2.6 | 2.1 | 2.7 | 2.2 | 100.11 | 198.51 | 165.15 | 5.37 | 24.29
2019 | 12 | 31 | 11:00 | 8748 | 5.4 | 5.3 | 6.1 | 5.5 | 5.4 | 4.7 | 5.2 | 3.3 | 4.2 | 4.3 | 2 | 2.6 | 2.6 | 2.1 | 2.7 | 2.2 | 100.11 | 198.51 | 165.15 | 5.37 | 24.29
2019 | 12 | 31 | 12:00 | 8749 | 5.2 | 5.3 | 6 | 5.6 | 5.4 | 4.8 | 5.2 | 3.3 | 4.2 | 4.3 | 2 | 2.6 | 2.6 | 2.1 | 2.7 | 2.2 | 100.11 | 198.51 | 165.15 | 5.37 | 24.29
2019 | 12 | 31 | 13:00 | 8750 | 5.2 | 5.4 | 5.9 | 4.9 | 5.3 | 4.7 | 5.2 | 3.3 | 4.2 | 4.3 | 2 | 2.6 | 2.6 | 2.1 | 2.7 | 2.2 | 100.11 | 198.51 | 165.15 | 5.37 | 24.29
2019 | 12 | 31 | 14:00 | 8751 | 4.9 | 5.3 | 6 | 4.6 | 4.9 | 4.5 | 5.2 | 3.3 | 4.2 | 4.3 | 2 | 2.6 | 2.6 | 2.1 | 2.7 | 2.2 | 100.11 | 198.51 | 165.15 | 5.37 | 24.29
2019 | 12 | 31 | 15:00 | 8752 | 4.5 | 5 | 5.8 | 4.5 | 4.5 | 3.6 | 5.2 | 3.3 | 4.2 | 4.3 | 2 | 2.6 | 2.6 | 2.1 | 2.7 | 2.2 | 100.11 | 198.51 | 165.15 | 5.37 | 24.29
2019 | 12 | 31 | 16:00 | 8753 | 4.7 | 4.6 | 5.8 | 3.4 | 4.1 | 3.8 | 5.2 | 3.3 | 4.2 | 4.3 | 2 | 2.6 | 2.6 | 2.1 | 2.7 | 2.2 | 100.11 | 198.51 | 165.15 | 5.37 | 24.29
2019 | 12 | 31 | 17:00 | 8754 | 4.7 | 4.5 | 5.4 | 2.5 | 3.2 | 3.8 | 5.2 | 3.3 | 4.2 | 4.3 | 2 | 2.6 | 2.6 | 2.1 | 2.7 | 2.2 | 100.11 | 198.51 | 165.15 | 5.37 | 24.29
2019 | 12 | 31 | 18:00 | 8755 | 4.3 | 4.2 | 5.5 | 2.5 | 3.1 | 3 | 5.2 | 3.3 | 4.2 | 4.3 | 2 | 2.6 | 2.6 | 2.1 | 2.7 | 2.2 | 100.11 | 198.51 | 165.15 | 5.37 | 24.29
2019 | 12 | 31 | 19:00 | 8756 | 3.6 | 3.1 | 5.2 | 2.9 | 2.6 | 2.7 | 5.2 | 3.3 | 4.2 | 4.3 | 2 | 2.6 | 2.6 | 2.1 | 2.7 | 2.2 | 100.11 | 198.51 | 165.15 | 5.37 | 24.29
2019 | 12 | 31 | 20:00 | 8757 | 2.9 | 3.2 | 5.2 | 2.7 | 2.2 | 2.3 | 5.2 | 3.3 | 4.2 | 4.3 | 2 | 2.6 | 2.6 | 2.1 | 2.7 | 2.2 | 100.11 | 198.51 | 165.15 | 5.37 | 24.29
2019 | 12 | 31 | 21:00 | 8758 | 2.6 | 2.7 | 5.1 | 1.7 | 1.9 | 1.7 | 5.2 | 3.3 | 4.2 | 4.3 | 2 | 2.6 | 2.6 | 2.1 | 2.7 | 2.2 | 100.11 | 198.51 | 165.15 | 5.37 | 24.29
2019 | 12 | 31 | 22:00 | 8759 | 2.3 | 2.1 | 4.9 | 1.5 | 1.5 | 1.6 | 5.2 | 3.3 | 4.2 | 4.3 | 2 | 2.6 | 2.6 | 2.1 | 2.7 | 2.2 | 100.11 | 198.51 | 165.15 | 5.37 | 24.29
2019 | 12 | 31 | 23:00 | 8760 | 2 | 1.5 | 4.7 | 1.2 | 0.7 | 0.9 | 5.2 | 3.3 | 4.2 | 4.3 | 2 | 2.6 | 2.6 | 2.1 | 2.7 | 2.2 | 100.11 | 198.51 | 165.15 | 5.37 | 24.29

## High-temp. heat sources
# | Company name | Installation type | Industrial sector | Coordinates |  | Address | Total thermal capacity, MW | Total energy consumption, MWh | Total energy consumption [GWh] | Excess heat utilisation factor | Excess heat [GWh] | Excess heat [TJ] | Identified industrial sectors | [7 empty] | Energy content of different fuel types
1 | UAB "Alytaus šilumos tinklai" | Boiler | Boiler | 54.4228 | 24.0121 | Pramonės g. 9, Alytus, LT-62175 | 80 | 140302.3224 | 140.3023 | 0.05 | 7.0151 | 25.2544 | Existing industrial sectors | Sites | Installed capacity [MW_th] | Total energy [GWh] | Total energy [TJ] | Excess heat factor | Excess heat [GWh] | Excess heat [TJ] | Fuel type | Calorific value | Unit | Comments
2 | UAB "Litesko" filialas "Alytaus energija" Alytaus rajoninė katilinė | Boiler | Boiler | 54.4228 | 24.0121 | Pramonės g. 9, Alytus, LT-62175 | 186.11 | 160791.0605 | 160.7911 | 0.05 | 8.0396 | 28.9424 | Boiler | 55 | 2186.8 | 10532.4078 | 37916.6683 | 0.05 | 526.6204 | 1895.8334 | diesel fuel | 11.8 | MWh/t
3 | UAB ,,Birštono šiluma'' Birštono rajoninė katilinė | Boiler | Boiler | 54.6043 | 24.0218 | B. Sruogos g. 23, Birštonas, LT-59209 | 15.25 | 35025.0091 | 35.025 | 0.05 | 1.7513 | 6.3045 | Chemicals | 2 | 230 | 12029.0911 | 43304.7279 | 0.15 | 1804.3637 | 6495.7092 | milling peat | 2.8 | MWh/t
4 | UAB "Litesko" filialas "Druskininkų šiluma" Druskininkų katilinė | Boiler | Boiler | 53.9976 | 23.9879 | Pramonės g. 7, Druskininkai, LT-66181 | 27.12 | 171858.1828 | 171.8582 | 0.05 | 8.5929 | 30.9345 | CHP | 14 | 2291.15 | 3269.7309 | 11771.0314 | 0.04 | 130.7892 | 470.8413 | generator gas (leftovers from shale oil production), low calorific value | 1 | MWh/1000Nm3
5 | UAB "Matuizų plytinė" | Industry: Bricks | Bricks | 54.2729 | 24.6886 | Matuizos, Varėnos rajonas, LT-65071 | 21.5 | 2327.0215 | 2.327 | 0.21 | 0.48867 | 1.7592 | Food industry | 5 |  | 601.0043 | 2163.6156 | 0.18 | 108.1808 | 389.4508 | woodchips | 2.8 | MWh/t | moisture content 40%
6 | UAB "Varėnos šiluma" | Boiler | Boiler | 54.2195 | 24.5819 | J. Basanavičiaus g. 56, Varėna, LT-65210 |  | 65007.8171 | 65.0078 | 0.05 | 3.2504 | 11.7014 | Other minerals | 2 | 15 | 149.5544 | 538.3957 | 0.25 | 37.3886 | 134.5989 | woodchips and bark | 2.8 | MWh/t | moisture content 40%
7 | AB "Amber Grid" Jauniūnų dujų kompresorių stotis | gas compression station | Others | 54.941 | 25.0076 | Senoji g., Jauniūnai, LT-19150 |  | 22199.2915 | 22.1993 | 0.15 | 3.3299 | 11.9876 | Cement | 1 |  | 1148.6109 | 4134.9993 | 0.26 | 298.6388 | 1075.0998 | light fuel oil | 11.8 | MWh/t
8 | AB "Grigeo" Katilinė | Paper production | Paper | 54.678 | 25.0875 | Vilniaus g.10, Vilnius, LT-27101 |  | 325824.4965 | 325.8245 | 0.08 | 26.066 | 93.8375 | Wood | 2 |  | 264.8031 | 953.2913 | 0.17 | 45.0165 | 162.0595 | coal | 7.5 | MWh/t
9 | AB "Ignitis gamyba" Elektrėnų kompleksas | CHP | CHP | 54.7736 | 24.649 | Elektrinės g.21, Elektrėnai, LT-26108 | 222.05 | 257695.9271 | 257.6959 | 0.04 | 10.3078 | 37.1082 | Paper | 3 | 58.5 | 885.6976 | 3188.5115 | 0.08 | 70.8558 | 255.0809 | natural gas | 9.3 | MWh/1000Nm3
10 | UAB "Šalčininkų šilumos tinklai" | Boiler | Boiler | 54.3151 | 25.3763 | Pramonės g.2A, Šalčininkai, LT-17102 |  | 8213.6815 | 8.2137 | 0.05 | 0.41068 | 1.4785 | Metal production | 2 |  | 38.9856 | 140.3482 | 0.37 | 14.4247 | 51.9288 | natural gas (not liquid) | 9.3 | MWh/1000Nm3
11 | UAB "Širvintų šiluma" Širvintų katilinė Nr. 3 | Boiler | Boiler | 55.0567 | 24.9539 | Zibalų g.32, Širvintos, LT-19124 |  | 55478.9369 | 55.4789 | 0.05 | 2.7739 | 9.9862 | Bricks | 7 | 21.5 | 90.5763 | 326.0745 | 0.21 | 19.021 | 68.4757 | pellets | 4.9 | MWh/t | moisture content 6%
12 | AB "Vilniaus šilumos tinklai" Termofikacinė elektrinė Nr. 2 (E-2) | CHP | CHP | 54.6662 | 25.2354 | Elektrinės g. 2, Vilnius, LT-03150 |  | 2204069.523 | 2204.0695 | 0.04 | 88.1628 | 317.386 | Pharmaceuticals | 1 |  | 0.86318 | 3.1074 | 0.19 | 0.164 | 0.59041 | woodchips | 2.8 | MWh/t | moisture content 40%
13 | AB "Vilniaus šilumos tinklai" Naujosios Vilnios rajoninė katilinė Nr. 2 (RK-2) | Boiler | Boiler | 54.6937 | 25.4274 | Pramonės g. 95, Vilnius, LT-11115, |  | 105713.5414 | 105.7135 | 0.05 | 5.2857 | 19.0284 | others | 5 |  | 388.9658 | 1400.2767 | 0.15 | 58.3449 | 210.0415 | wood waste | 2.8 | MWh/t | moisture content 40%
14 | AB "Vilniaus šilumos tinklai" Ateities rajoninė katilinė Nr. 8 (RK-8) | Boiler | Boiler | 54.7356 | 25.2633 | Ateities g. 12, Vilnius, LT-08303 |  | 3911.7714 | 3.9118 | 0.05 | 0.19559 | 0.70412 | TOTAL: | 99 | 4802.95 | 29400.291 | 105841.0478 |  | 3113.8084 | 11209.7102 | wood | 4.3 | MWh/t | moisture content 15%
15 | UAB "Paroc" | stone wool, Industry: mineral products | Other minerals | 54.6603 | 25.2358 | Savanorių pr. 124, Vilnius, LT-03153 |  | 146897.5352 | 146.8975 | 0.25 | 36.7244 | 132.2078 | [6 empty] | 2456.3988 | without boiler and CHP plants | shale oil | 11.4 | MWh/t
16 | UAB "Trakų energija" | Boiler | Boiler | 54.657 | 25.0533 | Ryto g.5, Lentvaris, Trakų raj., LT-25108 |  | 33811.8799 | 33.8119 | 0.05 | 1.6906 | 6.0861 | [8 empty] | light shale oil | 10.9 | MWh/t
17 | AB "Vilniaus Gelžbetoninių Konstrukcijų Gamykla Nr. 3" | construction materials | Others | 54.6452 | 25.2017 | Šaltupio g. 3, Vilnius, LT-02300 |  | 1715.668 | 1.7157 | 0.15 | 0.25735 | 0.92646 | [8 empty] | heavy shale oil | 11.8 | MWh/t
18 | UAB "Raseinių šilumos tinklai" Raseinių RK | Boiler | Boiler | 55.3885 | 23.1219 | Žemaičių g. 9, Raseiniai, LT-60118 |  | 46687.7144 | 46.6877 | 0.05 | 2.3344 | 8.4038 | [8 empty] | peat | 3.2 | MWh/t | moisture content 40%
19 | AB "Jonavos šilumos tinklai" Girelės rajoninė katilinė | Boiler | Boiler | 55.092 | 24.289 | Ukmergės g. 11, Jonava, LT-55101 |  | 169553.7837 | 169.5538 | 0.05 | 8.4777 | 30.5197 | [8 empty] | lump peat | 3.3 | MWh/t
20 | AB "Jonavos šilumos tinklai" Jonavos rajoninė katilinė | CHP | CHP | 55.0721 | 24.2784 | Klaipėdos g. 8, Jonava, LT-55169 |  | 6786.9893 | 6.787 | 0.04 | 0.27148 | 0.97733 | [8 empty] | biogas | 5 | MWh/1000Nm3
21 | AB "Achema" katilinė ir amoniako paleidimo katilinė Nr.1 | Chemical industry | Chemicals | 55.0868 | 24.328 | Jonalaukio km., Jonava, LT-55296 | 230 | 11530141.61 | 11530.1416 | 0.15 | 1729.5212 | 6226.2765 | [8 empty] | firewood | 4.3 | MWh/t | moisture content 15%
22 | AB "Nordic Sugar Kėdainiai" Katilinė, išspaudų džiovykla | Food processing | Food industry | 55.2538 | 23.9959 | Pramonės g. 6, Kėdainiai, LT-57500 |  | 128779.6608 | 128.7797 | 0.18 | 23.1803 | 83.4492 | [8 empty] | fuel oil | 11.5 | MWh/t
23 | AB "Kauno energija" Garliavos katilinė | Boiler | Boiler | 54.8307 | 23.8855 | St. Lozoraičio g. 17A, Garliava, LT-53230 |  | 560.2739 | 0.56027 | 0.05 | 0.028014 | 0.10085 | [8 empty] | liquified petrol gas | 12.4 | MWh/t
24 | AB "Kauno energija" filialas "Jurbarko šilumos tinklai" Jurbarko katilinė | Boiler | Boiler | 55.0866 | 22.7729 | Kudirkos g. 33, Jurbarkas, LT-74138 | 34.8 | 58252.4491 | 58.2524 | 0.05 | 2.9126 | 10.4854 | [8 empty] | woodchips and bark | 2.8 | MWh/t | moisture content 40%
25 | AB "Kauno energija" "Pergalės" katilinė | boiler | Boiler | 54.8888 | 23.9227 | Karo ligoninės g. 31, Kaunas, LT-44351 |  | 10187.4851 | 10.1875 | 0.05 | 0.50937 | 1.8337 | [8 empty] | heavy fuel oil | 11.2 | MWh/t
26 | AB "Kauno energija" "Šilko" katilinė | Boiler | Boiler | 54.9147 | 23.9026 | Varnių g. 48, Kaunas, LT-48403 |  | 159254.8096 | 159.2548 | 0.05 | 7.9627 | 28.6659 | [8 empty] | sawdust | 4.8 | MWh/t | moisture content 6%
27 | AB "Lifosa" | Boiler, Mineral products | Boiler | 55.2725 | 24.0167 | Juodkiškio g. 50, Kėdainiai, LT-57502 | 260.25 | 5615.9457 | 5.6159 | 0.05 | 0.2808 | 1.0109 | [8 empty] | mixed gas (leftovers from shale oil production) | 5.6 | MWh/1000Nm3 | 50% semi-coke gas (high calorific value) 50% generator gas (low calorific value)
28 | Pravieniškių pataisos namai - atviroji kolonija | Boiler | Boiler | 54.8797 | 23.9427 | Pravieniškių g. 5, Kaišiadorių r. sav., LT-56369 | 32 | 18863.335 | 18.8633 | 0.05 | 0.94317 | 3.3954 | [8 empty] | woodchips and wood waste | 2.8 | MWh/t | moisture content 40%
29 | UAB "Kaišiadorių šiluma" Kaišiadorių miesto katilinė | boiler | Boiler | 54.8641 | 24.4456 | J. Basanavičiaus g. 42, Kaišiadorys, LT-56135 |  | 54555.1481 | 54.5551 | 0.05 | 2.7278 | 9.8199 | [8 empty] | oil shale | 2.5 | MWh/t
30 | AB "Kauno energija" Petrašiūnų elektrinė | CHP | CHP | 54.8899 | 23.9915 | Jėgainės g. 12, Kaunas, LT-52489 | 247 | 232628.1521 | 232.6282 | 0.04 | 9.3051 | 33.4985 | [8 empty] | peat briquettes | 4.4 | MWh/t
31 | AB "Palemono keramika" | Industry: Bricks | Bricks | 54.9152 | 24.0655 | Pamario g. 1, Kaunas, LT-52265 |  | 17326.1874 | 17.3262 | 0.21 | 3.6385 | 13.0986
32 | AB "Panevėžio energija" Kėdainių RK | boiler | Boiler | 55.2762 | 23.9553 | J. Basanavičiaus g. 97, Kėdainiai, LT-57352 | 69.7 | 1855.9049 | 1.8559 | 0.05 | 0.092795 | 0.33406
33 | UAB "Kauno Termofikacijos elektrinė" Kauno elektrinė | CHP | CHP | 54.9202 | 24.02 | Taikos pr. 147, Kaunas, LT-51142 | 1334 | 18988.5384 | 18.9885 | 0.04 | 0.75954 | 2.7343
34 | UAB "Kauno stiklas" | Industry: Glass | Others | 54.8754 | 23.8967 | Europos pr. 91, Kaunas, LT-46334 |  | 58501.3946 | 58.5014 | 0.15 | 8.7752 | 31.5908
35 | AB "Klaipėdos energija" Klaipėdos rajoninė katilinė | boiler | Boiler | 55.6964 | 21.1697 | Šilutės pl. 26, Klaipėda, LT-91177 | 57.2 | 216794.3543 | 216.7944 | 0.05 | 10.8397 | 39.023
36 | AB "Klaipėdos energija" Elektrinė | CHP | CHP | 55.7145 | 21.1449 | Danės g. 8, Klaipėda, LT-91177 |  | 30831.6727 | 30.8317 | 0.04 | 1.2333 | 4.4398
37 | AB "Klaipėdos energija" Lypkių rajoninė katilinė | CHP | CHP | 55.6859 | 21.2024 | Lypkių g. 13, Klaipėda, LT-94100 |  | 46345.251 | 46.3453 | 0.04 | 1.8538 | 6.6737
38 | AB "Klaipėdos mediena" | timber factory | Wood | 55.7227 | 21.1593 | Liepų g. 68, Klaipėda, LT-92100 |  | 80674.3195 | 80.6743 | 0.17 | 13.7146 | 49.3727
39 | AB “Klaipėdos nafta“ šilumos gamybos skyriaus katilinė | boiler | Boiler | 55.7258 | 21.1037 | Burių g. 19, Klaipėda, LT-91003 |  | 82008.6478 | 82.0086 | 0.05 | 4.1004 | 14.7616
40 | UAB "Kretingos šilumos tinklai" Katilinė Nr.2 | boiler | Boiler | 55.8905 | 21.2715 | Melioratorių g. 10, Kretinga, LT-97137 |  | 66602.1444 | 66.6021 | 0.05 | 3.3301 | 11.9884
41 | UAB "Palangos šilumos tinklai" Palangos rajoninė katilinė | boiler | Boiler | 55.9235 | 21.0791 | Klaipėdos pl. 63, Palanga, LT-00148 |  | 113707.4873 | 113.7075 | 0.05 | 5.6854 | 20.4673
42 | UAB "Šilutės šilumos tinklai" Rajoninė katilinė | boiler | Boiler | 55.3521 | 21.4635 | Verslo 12, Šilutė, LT - 99116 |  | 115595.7456 | 115.5957 | 0.05 | 5.7798 | 20.8072
43 | AB "Gargždų plytų gamykla" | Industry: Bricks | Bricks | 55.698 | 21.3632 | Gamyklos g. 25, Gargždai, LT-96155 |  | 14754.7169 | 14.7547 | 0.21 | 3.0985 | 11.1546
44 | AB „Grigeo Klaipėda“ | Paper production | Paper | 55.6994 | 21.1363 | Nemuno g. 2, Klaipėda, LT-91199 | 58.5 | 313473.1379 | 313.4731 | 0.08 | 25.0779 | 90.2803
45 | UAB "Neo Group" katilinė | Chemical industry | Chemicals | 55.6601 | 21.2307 | Dovilų sen., Rimkų k., Klaipėda, LT-95346 |  | 498949.4813 | 498.9495 | 0.15 | 74.8424 | 269.4327
46 | UAB "Pramonės energija" Termofikacinė elektrinė Klaipėdoje | CHP | CHP | 55.7189 | 21.1546 | Liepų g. 85A, Klaipėda, LT-92125 | 19.2 | 131703.2555 | 131.7033 | 0.04 | 5.2681 | 18.9653
47 | UAB "Tauragės šilumos tinklai" Beržės rajoninė katilinė | boiler | Boiler | 55.2384 | 22.2941 | Pberžių g. 16, Tauragė, LT -72324 | 85.55 | 94522.4741 | 94.5225 | 0.05 | 4.7261 | 17.014
48 | UAB Hoegh LNG Klaipėda | LNG storage | others | 55.7196 | 21.1215 | Klaipėdos Valstybinio jūrų uosto akvatorijos krantinė Nr. 157, Klaipėda, LT-02300 |  | 244919.2159 | 244.9192 | 0.15 | 36.7379 | 132.2564
49 | UAB "Lietuvos cukrus" | Food processing | Food industry | 54.5365 | 23.3529 | P. Armino g. 65, Marijampolė, LT - 67127 |  | 70209.0883 | 70.2091 | 0.18 | 12.6376 | 45.4955
50 | UAB "IKEA Industry Lietuva | Furniture factory | Wood | 54.7508 | 23.4871 | Gedimino g. 1, Kazlų Rūda, LT-69401 |  | 184128.8268 | 184.1288 | 0.17 | 31.3019 | 112.6868
51 | UAB "Litesko" filialas "Marijampolės šiluma" Marijampolės rajoninė katilinė | Boiler | Boiler | 54.5738 | 23.3839 | Gamyklų g. 8, Marijampolė, LT-68500 | 220.64 | 252917.176 | 252.9172 | 0.05 | 12.6459 | 45.5251
52 | UAB "Litesko" filialas "Vilkaviškio šiluma" Vilaviškio katilinė Nr. 1 | Boiler | Boiler | 54.6524 | 23.0403 | Birutės g. 8A, Vilkaviškis, LT-70145 | 52.24 | 44604.093 | 44.6041 | 0.05 | 2.2302 | 8.0287
53 | AB "Orlen Lietuva" Naftos perdirbimo produktų gamykla | Boiler | Boiler | 56.3827 | 22.1763 | Mažeikių g. 75, Juodeikiai, Mažeikiai, LT-89467 | 480 | 4509646.778 | 4509.6468 | 0.05 | 225.4823 | 811.7364
54 | AB "Akmenės cementas" | Industry: Cement | Cement | 56.323 | 22.9264 | J. Dalinkevičiaus g. 2, Naujoji Akmenė, LT-85118 |  | 1148610.905 | 1148.6109 | 0.26 | 298.6388 | 1075.0998
55 | AB "Šiaulių energija" Šiaulių Pietinė katilinė | Boiler | Boiler | 55.9107 | 23.3138 | Pramonės g.10, Šiauliai, LT-78052 |  | 680029.2437 | 680.0292 | 0.05 | 34.0015 | 122.4053
56 | UAB "Litesko" filialas "Telšių šiluma" Luokės katilinė | Boiler | Boiler | 55.9762 | 22.2718 | Lygumų g. 69, Telšiai, LT-87144 | 75.72 | 33341.6231 | 33.3416 | 0.05 | 1.6671 | 6.0015
57 | UAB "Litesko" filialas "Kelmės šiluma" Mackevičiaus katilinė | Boiler | Boiler | 55.6313 | 22.9281 | A. Mackevičiaus g. 10, Kelmė, LT-86135 |  | 29378.0259 | 29.378 | 0.05 | 1.4689 | 5.288
58 | UAB "Mažeikių šilumos tinklai" Mažeikių katilinė | Boiler | Boiler | 56.3189 | 22.304 | Montuotojų g. 10, Mažeikiai, LT- 89101 | 91.37 | 245130.6976 | 245.1307 | 0.05 | 12.2565 | 44.1235
59 | UAB "Plungės šilumos tinklai" Plungės katilinė Nr. 1 | Boiler | Boiler | 55.9066 | 21.8291 | V. Mačernio g. 19 , Plungė, LT-90142 |  | 1773.7639 | 1.7738 | 0.05 | 0.088688 | 0.31928
60 | UAB "Radviliškio šiluma" Radviliškio katilinė | Boiler | Boiler | 55.83 | 23.5321 | Žironų, Radviliškis, LT-82143 |  | 81829.4543 | 81.8295 | 0.05 | 4.0915 | 14.7293
61 | UAB "Akmenės energija" Žalgirio katilinė | Boiler | Boiler | 56.3226 | 22.8881 | Žalgirio g.11A, Naujoji Akmenė, LT-85125 |  | 51728.2125 | 51.7282 | 0.05 | 2.5864 | 9.3111
62 | UAB "Molėtų šiluma" Molėtų kvartalinė katilinė | Boiler | Boiler | 55.219 | 25.4091 | Mechanizatorių g. 7, Molėtai, LT-33114 |  | 34641.0747 | 34.6411 | 0.05 | 1.7321 | 6.2354
63 | UAB "Utenos šilumos tinklai" Utenos rajononė katilinė | Boiler | Boiler | 55.4983 | 25.6409 | Pramonės g.11, Utena, LT-28216 | 119.84 | 249532.595 | 249.5326 | 0.05 | 12.4766 | 44.9159
64 | AB "Panevėžio energija" Zarasų RK | Boiler | Boiler | 55.7359 | 26.2476 | Dimitriškių km., Zarasų raj., LT-32111 | 30.75 | 259820.8562 | 259.8209 | 0.05 | 12.991 | 46.7678
65 | SĮ "Visagino energija" | CHP | CHP | 55.5586 | 26.5521 | Visagino savivaldybė, Visaginas, LT-30270 | 388.9 | 177079.8773 | 177.0799 | 0.04 | 7.0832 | 25.4995
66 | VĮ "Ignalinos atominė elektrinė" Garo katilinė ir rezervinė dyzelinė elektros stotis | CHP | CHP | 55.5919 | 26.4464 | Drūkšinių kaimas, Visagino savivaldybė, LT 31152 |  | 18645.5571 | 18.6456 | 0.04 | 0.74582 | 2.685
67 | AB "Panevėžio energija" Panevėžio RK-1 | Boiler | Boiler | 55.7499 | 24.3177 | Pušaloto g. 191, Panevėžys, LT-35114 |  | 339963.6016 | 339.9636 | 0.05 | 16.9982 | 61.1934
68 | AB "Panevėžio energija" Panevėžio RK-2 | Boiler | Boiler | 55.7474 | 24.3873 | Senamiesčio g. 113, Panevėžys, LT-35114 |  | 78292.9768 | 78.293 | 0.05 | 3.9146 | 14.0927
69 | AB "Panevėžio energija" Pasvalio RK | Boiler | Boiler | 56.0704 | 24.4116 | Mūšos g. 16, Pasvalys, LT-39137 |  | 16946.2456 | 16.9462 | 0.05 | 0.84731 | 3.0503
70 | AB "Panevėžio energija" Rokiškio RK | Boiler | Boiler | 55.9505 | 25.5984 | Pramonės g. 7, Rokiškis, LT-42150 | 83.06 | 180194.1684 | 180.1942 | 0.05 | 9.0097 | 32.435
71 | UAB "Litesko" filialas "Biržų šiluma" Biržų Rotušės katilinė | Boiler | Boiler | 56.2006 | 24.7537 | Rotušės g. 22A, Biržai, LT-41137 |  | 5755.8233 | 5.7558 | 0.05 | 0.28779 | 1.036
72 | AB "Simega" Katilinė Nr.1 | Boiler | Boiler | 55.8308 | 24.9946 | Technikos g. 2, Kupiškis, LT-40135 | 66.2 | 30577.5053 | 30.5775 | 0.05 | 1.5289 | 5.504
73 | AB "Panevėžio energija" Panevėžio termofikacinė elektrinė | CHP | CHP | 55.7474 | 24.3874 | Senamiesčio g. 113, Panevėžys, LT-35114 |  | 58.9851 | 0.058985 | 0.04 | 0.0023594 | 0.0084938
74 | AB "Panevėžio stiklas" | Industry: Glass | Others | 55.7513 | 24.3119 | Pramonės g. 10, Panevėžys, LT-35100 |  | 61630.1865 | 61.6302 | 0.15 | 9.2445 | 33.2803
75 | UAB „Idavang" | farm | pharmaceuticals | 55.5504 | 24.0853 | Pasodėlės k., Krekenavos sen., Panevėžio raj., LT-38307 |  | 863.1758 | 0.86318 | 0.19 | 0.164 | 0.59041
76 | AB Roquette Amilina (buvusi AB "Amilina") | grain factory | Food industry | 55.7416 | 24.324 | J.Janonio g. 12, Panevėžys, LT 35101 |  | 12989.0512 | 12.9891 | 0.18 | 2.338 | 8.4169
77 | AB Roquette Amilina (buvusi UAB "Lignoterma") | grain factory | Food industry | 55.7416 | 24.324 | J.Janonio g. 12, Panevėžys, LT 35101 |  | 389026.5213 | 389.0265 | 0.18 | 70.0248 | 252.0892
78 | UAB "Idex" Biruliškės" | Boiler | Boiler | 54.9115 | 24.0215 | Biruliškių g. 18A, Kaunas, LT-52174 |  | 226330.4987 | 226.3305 | 0.05 | 11.3165 | 40.7395
79 | UAB "Idex Paneriškės" | Boiler | Boiler | 54.6723 | 25.1578 | Paneriškių g. 17, Vilnius, LT-02300 |  | 491186.5282 | 491.1865 | 0.05 | 24.5593 | 88.4136
80 | UAB "Kauno kogeneracinė jėgainė" | CHP | CHP | 54.932 | 24.0016 | Veterinaru g. 19, Biruliškių kaimas, LT-54469 |  | 897.2151 | 0.89722 | 0.04 | 0.035889 | 0.1292
81 | UAB "Fortum Klaipėda" termofikacinė jėgainė | CHP | CHP | 55.6814 | 21.2059 | Kretainio g. 3, Klaipėda, LT-94103 | 60 |  | 0 | 0.04 | 0 | 0
82 | UAB Fonas | boiler | Boiler | 54.4228 | 24.0123 | Pramonės g. 9, Alytus | 15 | 57800 | 57.8 | 0.05 | 2.89 | 10.404
83 | UAB „Idex Taika“ | CHP | CHP | 54.9149 | 24.0096 | Taikos pr. 104B, Kaunas | 20 | 144000 | 144 | 0.04 | 5.76 | 20.736
84 | UAB "Lorizon Energy" | boiler | Boiler | 54.9123 | 24.0034 | Elektrėnų g. 10L, 51218 Kaunas | 13,2 | 47000 | 47 | 0.05 | 2.35 | 8.46
85 | UAB „Aldec General“ | boiler | Boiler | 54.9203 | 24.0202 | Taikos pr. 147, LT-51142 Kaunas | 20 | 80600 | 80.6 | 0.05 | 4.03 | 14.508
86 | UAB „Ekopartneris“ | boiler | Boiler | 54.878 | 23.937 | L. Ivinskio g. 65, Kaunas | 20 | 63800 | 63.8 | 0.05 | 3.19 | 11.484
87 | UAB „Kirtimų katilinė“ | boiler | Boiler | 54.6371 | 25.264 | Geologų g. 12A, Vilnius | 39 | 96329 | 96.329 | 0.05 | 4.8164 | 17.3392
88 | UAB „Plungės bioenergija“ | boiler | Boiler | 55.9066 | 21.8289 | V.Mačernio g.19, Plungė | 30,65 | 41843 | 41.843 | 0.05 | 2.0922 | 7.5317
89 | Idex Pakalniškių | boiler | Boiler | 54.6468 | 25.216 | Savanorių pr. 182, Vilnius 03154, Lithuania | 25 | 158693 | 158.693 | 0.05 | 7.9347 | 28.5647
90 | Idex Zietelos | boiler | Boiler | 54.6649 | 25.2512 | Zietelos g. 3, Vilnius 03202, | 23,8 | 147990 | 147.99 | 0.05 | 7.3995 | 26.6382
91 | UAB „Elme metalas“ | metal production | Metal production | 54.6399 | 25.1425 | Granito g. 10, Vilnius |  | 29415.9 | 29.4159 | 0.37 | 10.8839 | 39.182
92 | UAB „ALYTAUS ALIUMINIS“ | metal production | Metal production | 54.4387 | 24.0223 | Artojų g. 3A, Alytus |  | 9569.7 | 9.5697 | 0.37 | 3.5408 | 12.7468
93 | Naujasis kalcitas | lime production | Other minerals | 56.3227 | 22.926 | J. Dalinkevičiaus g. 2K, Naujoji Akmenė, LT-85118 Akmenės r. | 15 | 2656.824 | 2.6568 | 0.25 | 0.66421 | 2.3911
94 | UAB „Švenčionėlių keramika“ | Industry: Bricks | Bricks | 55.1815 | 26.0261 | Švenčionėlių sen. Augustavo k. |  | 31691 | 31.691 | 0.21 | 6.6551 | 23.9584
95 | Roku keramika | Industry: Bricks | Bricks | 54.8401 | 23.9434 | J. Borutos g. 23, Kaunas |  | 18954.4 | 18.9544 | 0.21 | 3.9804 | 14.3295
96 | AB "Dvarčionių keramika" | Industry: Bricks | Bricks | 54.7299 | 25.3761 | Keramikų g. 2, Vilnius |  | 534.936 | 0.53494 | 0.21 | 0.11234 | 0.40441
97 | UAB „Alytaus keramika“ | Industry: Bricks | Bricks | 54.3371 | 23.9541 | Geištarų k., Miroslavo s., Alytaus raj. |  | 4988 | 4.988 | 0.21 | 1.0475 | 3.7709
98 | AB "Klaipėdos kartonas" | Paper production | Paper | 55.6994 | 21.1365 | Nemuno g. 2, Klaipeda |  | 246400 | 246.4 | 0.08 | 19.712 | 70.9632
99 | Rapsoila | Raps oil production | Food industry | 56.3076 | 22.0835 | Povilo Plechavičiaus g. 8, |  |  | 0 | 0.18 | 0 | 0
[7 empty] | Total | 29400291.0431

## District heating areas
# | District heating area | Annual heat production, MWh | Existing biomass plant | Industrial excess heat within 0 km | Industrial excess heat within 1 km | Seawater within 0 km | Seawater within 1 km | Rivers within 0 km distance | Rivers within 1 km distance | Large lakes within 0 km distance | Large lakes within 1 km distance | Sewage water treatment plant within 0 km | Sewage water treatment plant within 1 km | Category | Grouping of district heating areas
1 | Akmene | 49290 | x | [10 empty] | C3_NOSource
2 | Alytus city | 229520 | x | 4 x |  |  |  | x |  |  |  | x |  | C1_Large | C1_Large | C2_EXCESSH | C3_NOSource | C4_leftover |  | EH0 | EH1 | SW0 | SW1 | R0 | R1 | L0 | L1 | S0 | S1 | Demand, TWh | No Of areas
3 | Anykščiai | 39570 | x |  |  |  |  | x | [5 empty] | C4_leftover | Vilnius City | Šilutė | Akmene | Kaunas | LT Vilnius City | [10 empty] | 2.85 | 1
4 | Birštonas | 24170 | x | [10 empty] | C3_NOSource | Kaunas city | Vilnius | Šiauliai | Ukmergė | LT Kaunas city | [10 empty] | 1.32 | 1
5 | Biržai | 29630 | x | x | [5 empty] | 2 x |  |  |  | C2_EXCESSH | Klaipėda city | Tauragė | Šilalė | Prienai | LT Klaipėda city | [10 empty] | 0.89 | 1
6 | Druskininkai | 126190 | x | x |  |  |  | x | [5 empty] | C1_Large | Šiauliai city | Plungė | Birštonas | Trakai | LT Šiauliai city | [10 empty] | 0.43 | 1
7 | Elektrėnai | 0 | x | x | [5 empty] | 2 x | x |  |  | C2_EXCESSH | Panevėžys city | Radviliškis | Šakiai | Anykščiai | LT Panevėžys city | [10 empty] | 0.4 | 1
8 | Ignalina | 24960 | x | [6 empty] | 4 x | x | x |  | C4_leftover | Visaginas | Telšiai | Panevėžys | Švenčionys | LT Visaginas | [10 empty] | 0.26 | 1
9 | Jonava | 131650 | x | 2 x | x |  |  | x |  |  |  | x |  | C1_Large | Alytus city | Kaišiadorys |  | Ignalina | LT Alytus city | [10 empty] | 0.23 | 1
10 | Joniškis | 21580 | x | [8 empty] | x |  | C4_leftover | Marijampolė | Rokiškis |  | Joniškis | LT Marijampolė | [10 empty] | 0.16 | 1
11 | Jurbarkas | 38780 | x | x |  |  |  | x | x |  |  | x |  | C2_EXCESSH | Mažeikiai | Varėna |  | Pakruojis | LT Mažeikiai | [10 empty] | 0.16 | 1
12 | Kaišiadorys | 59990 | x | x | [7 empty] | x |  | C2_EXCESSH | Utena | Raseiniai |  | Lazdijai | LT Utena | [10 empty] | 0.15 | 1
13 | Kalvarija | 8840 | x | [8 empty] | x |  | C4_leftover | Jonava | Kretinga |  | Skuodas | LT Jonava | [10 empty] | 0.13 | 1
14 | Kaunas | 91540 | x | [5 empty] | x |  | x | x |  | C4_leftover | Druskininkai | Klaipėda |  | Kalvarija | LT Druskininkai | [10 empty] | 0.13 | 1
15 | Kaunas city | 1324610 | x | 13 x | x |  |  | 4 x |  | 2 x |  | x |  | C1_Large | Kėdainiai | Vilkaviškis |  |  | LT Kėdainiai | [10 empty] | 0.12 | 1
16 | Kazlų Rūda | 17980 | x | x | [6 empty] | x | x |  | C2_EXCESSH |  | Šalčininkai |  |  | LT ExcessH | [10 empty] | 1.09 | 25
17 | Kėdainiai | 118910 | x | 3 x |  |  |  | 4 x |  |  | x | x |  | C1_Large |  | Jurbarkas |  |  | LT NoSource | [10 empty] | 0.19 | 6
18 | Kelmė | 21200 | x | x | [7 empty] | x |  | C2_EXCESSH |  | Palanga city |  |  | LT Rest | [10 empty] | 0.46 | 12
19 | Klaipėda | 42290 | x | x |  | x |  | 2 x | [5 empty] | C2_EXCESSH |  | Pasvalys
20 | Klaipėda city | 892270 | x | 11 x |  | x |  | 2 x | [5 empty] | C1_Large |  | Zarasai |  |  | EH0 | Industrial excess heat within 0 km
21 | Kretinga | 47800 | x | x | [6 empty] | x | x |  | C2_EXCESSH |  | Biržai |  |  | EH1 | Industrial excess heat within 1 km
22 | Kupiškis | 0 | x | x | [5 empty] | x |  | x |  | C2_EXCESSH |  | Širvintos |  |  | SW0 | Seawater within 0 km
23 | Lazdijai | 17090 | x | [6 empty] | x | x | x |  | C4_leftover |  | Molėtai |  |  | SW1 | Seawater within 1 km
24 | Marijampolė | 155340 | x | 2 x |  |  |  | x |  |  |  | x |  | C1_Large |  | Kelmė |  |  | R0 | Rivers within 0 km distance
25 | Mažeikiai | 155250 | x | x |  |  |  | x | [5 empty] | C1_Large |  | Kazlų Rūda |  |  | R1 | Rivers within 1 km distance
26 | Molėtai | 25130 | x | x | [6 empty] | 2 x | x |  | C2_EXCESSH |  | Elektrėnai |  |  | L0 | Lakes over 5000 m perimeter within 0 km distance
27 | Pakruojis | 17850 | x | [6 empty] | x |  |  |  | C4_leftover |  | Kupiškis |  |  | L1 | Lakes over 5000 m perimeter within 1 km distance
28 | Palanga city | 36950 | x | x |  | x |  | x |  |  |  | x |  | C2_EXCESSH |  |  |  |  | S0 | Sewage water treatment plant within 0 km
29 | Panevėžys | 20160 | x | [10 empty] | C3_NOSource |  |  |  |  | S1 | Sewage water treatment plant within 1 km
30 | Panevėžys city | 400340 | x | 6 x |  |  |  | x | [5 empty] | C1_Large
31 | Pasvalys | 36540 | x | x |  |  |  | x |  |  |  | x |  | C2_EXCESSH
32 | Plungė | 69340 | x | 2 x | [5 empty] | x |  |  |  | C2_EXCESSH
33 | Prienai | 63360 | x |  |  |  |  | x | [5 empty] | C4_leftover
34 | Radviliškis | 68810 | x | x | [9 empty] | C2_EXCESSH
35 | Raseiniai | 51210 | x | x | [7 empty] | x |  | C2_EXCESSH
36 | Rokiškis | 57870 | x | x | [7 empty] | x |  | C2_EXCESSH
37 | Šakiai | 23780 | x | [10 empty] | C3_NOSource
38 | Šalčininkai | 38880 | x | x | [7 empty] | x |  | C2_EXCESSH
39 | Šiauliai | 39410 | x | [10 empty] | C3_NOSource
40 | Šiauliai city | 433080 | x | x | [5 empty] | x | x |  |  | C1_Large
41 | Šilalė | 28550 | x | [10 empty] | C3_NOSource
42 | Šilutė | 81690 | x | x | [7 empty] | x |  | C2_EXCESSH
43 | Širvintos | 29510 | x | x | [5 empty] | x |  | x |  | C2_EXCESSH
44 | Skuodas | 16020 | x | [6 empty] | x |  | x |  | C4_leftover
45 | Švenčionys | 38110 | x | [8 empty] | x |  | C4_leftover
46 | Tauragė | 71130 | x | x | [9 empty] | C2_EXCESSH
47 | Telšiai | 65430 | x | x | [5 empty] | x |  | x |  | C2_EXCESSH
48 | Trakai | 41770 | x | [6 empty] | 2 x | 2 x |  |  | C4_leftover
49 | Ukmergė | 77310 | x |  |  |  |  | x |  |  |  | x |  | C4_leftover
50 | Utena | 150920 | x | x | [5 empty] | x |  | x |  | C1_Large
51 | Varėna | 52030 | x | x |  |  |  |  | x | x |  | x |  | C2_EXCESSH
52 | Vilkaviškis | 41560 | x | x | [5 empty] | x |  | x |  | C2_EXCESSH
53 | Vilnius | 73800 | x | 2 x |  |  |  | 3 x |  | x | 2 x | 2 x |  | C2_EXCESSH
54 | Vilnius City | 2852850 | x | 11 x |  |  |  | 5 x | x |  |  | x |  | C1_Large
55 | Visaginas | 263640 | x | x | [5 empty] | x | 2 x |  |  | C1_Large
56 | Zarasai | 31570 | x | x | [5 empty] | 3 x |  | x |  | C2_EXCESSH
| Total | 8967050 | 56 | 38 | 2 | 3 | 0 | 18 | 4 | 19 | 12 | 34 | 0
|  |  | Existing biomass plant | Industrial excess heat within 0 km | Industrial excess heat within 1 km | Seawater within 0 km | Seawater within 1 km | Rivers within 0 km distance | Rivers within 1 km distance | Large lakes within 0 km distance | Large lakes within 1 km distance | Sewage water treatment plant within 0 km | Sewage water treatment plant within 1 km

## Calculations
Date and index |  | Heating degree days | [6 empty] | Heat demand |  |  |  | District heating supply and return temperatures | [6 empty] | Heat pump COP | [11 empty] | Heat pump investments
[9 empty] | Annual consumption, MWh (example) | 2852850
|  |  | Alytus | Kaunas | Klaipėda | Mažeikiai | Šiauliai | Vilnius | Domestic hot water coefficient (example) | 0.25 |  |  |  | DH design supply temperature |  | 90 | DH design supply temperature |  | 80 | Design conditions |  | Sewage water |  | Rivers, lakes and seawater |  | High-temperature excess heat |  | Low-temperature excess heat |  | Flue gas |  | Investments (€/MW installed HP capacity) | Unit | Sewage water, rivers and lakes | Seawater | High-temperature excess heat | Low-temperature excess heat | Flue gas
|  | Heating degree days | 2646.5 | 2687.1 | 2448.15 | 2804.3 | 2713.05 | 2761.95 | Heat loss coefficient (example) | 0.14 |  |  |  | DH design return temperature |  | 60 | DH design return temperature |  | 55 | Parameter | Unit | H | M | H | M | H | M | H | M | H | M | 0 km distance to district heating area | €/MW | 594793.85 | 755892.9162 | 701550.373 | 701550.373 | 473139.5429
|  | Temperature when DH does not operate | 10 | 10 | 10 | 10 | 10 | 10 | Hourly heat loss | 45.5935 |  |  |  |  | Parameter change |  |  | Parameter change |  | Heat source inlet temperature (Tsource,i,d) | °C | 7 | 7 | 4 | 4 | 60 | 60 | 40 | 40 | 50 | 50 | 1 km distance to district heating area (rural) | €/MW | 632302.7701 | 886822.2516 | 771310.982 | 771310.982 | 473139.5429
|  | DH set point temperature | 16 | 16 | 16 | 16 | 16 | 16 | Relativ annual hot water demand | 1301.3042 |  |  |  |  | supply | return |  | supply | return | Temperature difference heat source inlet to outlet | K | 6 | 6 | 3 | 3 | 45 | 45 | 25 | 25 | 35 | 35 | 1 km distance to district heating area (urban) | €/MW | 654824.328 | 886822.2516 | 816056.4022 | 816056.4022 | 473139.5429
Date | # | [7 empty] | Relativ hourly hot water demand | Outdoor dependent demand | Total hourly heat demand | # sorted |  |  | 90 | 60 |  | 80 | 55 | Heat source outlet temperature | - | 1 | 1 | 1 | 1 | 15 | 15 | 15 | 15 | 15 | 15
2019-01-01 | 1 |  | 13.9 | 13.8 | 10.8 | 12.3 | 13.05 | 15.8 | 0.0827 | 462.0558 | 552.9751 | 1597 |  |  | 68 | 49 |  | 58 | 38 | DH supply temperature (Tsupply,o,d) |  | 90 | 80 | 90 | 80 | 90 | 80 | 90 | 80 | 90 | 80
2019-01-01 01:00 | 2 | [7 empty] | 0.0372 | 464.6811 | 530.663 | 1886 |  |  | 70 | 50 |  | 60 | 40 | DH return temperature (Treturn,i,d) |  | 60 | 55 | 60 | 55 | 60 | 55 | 60 | 55 | 60 | 55
2019-01-01 02:00 | 3 | [7 empty] | 0.0253 | 454.1798 | 513.6396 | 2138 | Outdoor temperature |  | -1 | -0.5 |  | -1 | -0.8 | COP design (COPd) | - | 2.911 | 3.133 | 2.91 | 3.13 | 3.434 | 3.763 | 3.434 | 3.763 | 3.43 | 3.763
2019-01-01 03:00 | 4 | [7 empty] | 0.045 | 438.4279 | 508.6848 | 2227
2019-01-01 04:00 | 5 | [7 empty] | 0.0974 | 433.1773 | 532.1533 | 1867 |  | DH supply | DH return | Delta | DH supply | DH return | Delta | Off-design conditions
2019-01-01 05:00 | 6 | [7 empty] | 0.1755 | 427.9266 | 569.7073 | 1386 | -24 | 90 | 60 | 30 | 80 | 55 | 25
2019-01-01 06:00 | 7 | [7 empty] | 0.2535 | 422.676 | 607.2066 | 970 | -23 | 90 | 60 | 30 | 80 | 55 | 25 | Equations for COP in off-design conditions (change in heat source and district heating temperature, not the heat load)
2019-01-01 07:00 | 8 | [7 empty] | 0.2955 | 420.0507 | 627.6004 | 788 | -22 | 90 | 60 | 30 | 80 | 55 | 25
2019-01-01 08:00 | 9 | [7 empty] | 0.284 | 417.4254 | 618.6722 | 870 | -21 | 89 | 59.5 | 29.5 | 79 | 54.8 | 24.2 | Equation to use: | COP_off=COP_d + a (T_source,i - T_source,i,d) + b (T_supply,o - T_supply,o,d) + c (T_return,i - T_return,i,d)
2019-01-01 09:00 | 10 | [7 empty] | 0.2349 | 412.1747 | 586.5111 | 1181 | -20 | 88 | 59 | 29 | 78 | 54 | 24
2019-01-01 10:00 | 11 | [7 empty] | 0.1802 | 414.8001 | 559.1567 | 1517 | -19 | 87 | 58.5 | 28.5 | 77 | 53.2 | 23.8 | Parameter | Unit | Sewage water |  | Rivers, lakes and seawater |  | High-temperature excess heat |  | Low-temperature excess heat |  | Flue gas
2019-01-01 11:00 | 12 | [7 empty] | 0.1402 | 417.4254 | 539.859 | 1774 | -18 | 86 | 58 | 28 | 76 | 52.4 | 23.6 | a | - | 0.0286 | 0.0315 | 0.0287 | 0.028 | 0.041 | 0.0473 | 0.0354 | 0.0477 | 0.0365 | 0.0402
2019-01-01 12:00 | 13 | [7 empty] | 0.1157 | 409.5494 | 518.5552 | 2065 | -17 | 85 | 57.5 | 27.5 | 75 | 51.6 | 23.4 | b | - | -0.013 | -0.0153 | -0.0131 | -0.0153 | -0.0202 | -0.0245 | -0.0202 | -0.0245 | -0.0209 | -0.0245
2019-01-01 13:00 | 14 | [7 empty] | 0.0996 | 409.5494 | 509.7312 | 2212 | -16 | 84 | 57 | 27 | 74 | 50.8 | 23.2 | c | - | -0.013 | -0.0145 | -0.012 | -0.0135 | -0.0168 | -0.0193 | -0.0169 | -0.0194 | -0.017 | -0.0194
2019-01-01 14:00 | 15 | [7 empty] | 0.0895 | 401.6735 | 496.3197 | 2408 | -15 | 83 | 56.5 | 26.5 | 73 | 50 | 23
2019-01-01 15:00 | 16 | [7 empty] | 0.0889 | 383.2963 | 477.6136 | 2632 | -14 | 82 | 56 | 26 | 72 | 49.2 | 22.8
2019-01-01 16:00 | 17 | [7 empty] | 0.104 | 380.6709 | 483.2642 | 2561 | -13 | 81 | 55.5 | 25.5 | 71 | 48.4 | 22.6
2019-01-01 17:00 | 18 | [7 empty] | 0.141 | 370.1697 | 493.0418 | 2454 | -12 | 80 | 55 | 25 | 70 | 47.6 | 22.4
2019-01-01 18:00 | 19 | [7 empty] | 0.2004 | 367.5444 | 522.9721 | 1996 | -11 | 79 | 54.5 | 24.5 | 69 | 46.8 | 22.2
2019-01-01 19:00 | 20 | [7 empty] | 0.2689 | 364.919 | 557.8899 | 1533 | -10 | 78 | 54 | 24 | 68 | 46 | 22
2019-01-01 20:00 | 21 | [7 empty] | 0.3157 | 367.5444 | 586.1652 | 1186 | -9 | 77 | 53.5 | 23.5 | 67 | 45.2 | 21.8
2019-01-01 21:00 | 22 | [7 empty] | 0.3101 | 367.5444 | 583.096 | 1225 | -8 | 76 | 53 | 23 | 66 | 44.4 | 21.6
2019-01-01 22:00 | 23 | [7 empty] | 0.2483 | 380.6709 | 562.3515 | 1474 | -7 | 75 | 52.5 | 22.5 | 65 | 43.6 | 21.4
2019-01-01 23:00 | 24 | [7 empty] | 0.1599 | 375.4203 | 508.651 | 2228 | -6 | 74 | 52 | 22 | 64 | 42.8 | 21.2
2019-01-02 | 25 |  | 15.75 | 16 | 14.9 | 16.5 | 16.65 | 16.75 | 0.0827 | 378.0456 | 468.9649 | 2768 | -5 | 73 | 51.5 | 21.5 | 63 | 42 | 21
2019-01-02 01:00 | 26 | [7 empty] | 0.0372 | 378.0456 | 444.0275 | 3083 | -4 | 72 | 51 | 21 | 62 | 41.2 | 20.8
2019-01-02 02:00 | 27 | [7 empty] | 0.0253 | 383.2963 | 442.756 | 3107 | -3 | 71 | 50.5 | 20.5 | 61 | 40.4 | 20.6
2019-01-02 03:00 | 28 | [7 empty] | 0.045 | 380.6709 | 450.9278 | 2989 | -2 | 70 | 50 | 20 | 60 | 40 | 20
2019-01-02 04:00 | 29 | [7 empty] | 0.0974 | 385.9216 | 484.8976 | 2540 | -1 | 70 | 50 | 20 | 60 | 40 | 20
2019-01-02 05:00 | 30 | [7 empty] | 0.1755 | 391.1722 | 532.9529 | 1860 | 0 | 70 | 50 | 20 | 60 | 40 | 20
2019-01-02 06:00 | 31 | [7 empty] | 0.2535 | 388.5469 | 573.0774 | 1343 | 1 | 70 | 50 | 20 | 60 | 40 | 20
2019-01-02 07:00 | 32 | [7 empty] | 0.2955 | 396.4228 | 603.9725 | 1003 | 2 | 70 | 50 | 20 | 60 | 40 | 20
2019-01-02 08:00 | 33 | [7 empty] | 0.284 | 417.4254 | 618.6722 | 871 | 3 | 70 | 50 | 20 | 60 | 40 | 20
2019-01-02 09:00 | 34 | [7 empty] | 0.2349 | 412.1747 | 586.5111 | 1182 | 4 | 70 | 50 | 20 | 60 | 40 | 20
2019-01-02 10:00 | 35 | [7 empty] | 0.1802 | 420.0507 | 564.4073 | 1449 | 5 | 70 | 50 | 20 | 60 | 40 | 20
2019-01-02 11:00 | 36 | [7 empty] | 0.1402 | 420.0507 | 542.4843 | 1739 | 6 | 70 | 50 | 20 | 60 | 40 | 20
2019-01-02 12:00 | 37 | [7 empty] | 0.1157 | 417.4254 | 526.4312 | 1962 | 7 | 70 | 50 | 20 | 60 | 40 | 20
2019-01-02 13:00 | 38 | [7 empty] | 0.0996 | 427.9266 | 528.1084 | 1936 | 8 | 70 | 50 | 20 | 60 | 40 | 20
2019-01-02 14:00 | 39 | [7 empty] | 0.0895 | 435.8026 | 530.4488 | 1896 | 9 | 70 | 50 | 20 | 60 | 40 | 20
2019-01-02 15:00 | 40 | [7 empty] | 0.0889 | 446.3039 | 540.6212 | 1761 | 10 | 70 | 50 | 20 | 60 | 40 | 20
2019-01-02 16:00 | 41 | [7 empty] | 0.104 | 448.9292 | 551.5225 | 1616 | 11 | 70 | 50 | 20 | 60 | 40 | 20
2019-01-02 17:00 | 42 | [7 empty] | 0.141 | 456.8051 | 579.6772 | 1257 | 12 | 70 | 50 | 20 | 60 | 40 | 20
2019-01-02 18:00 | 43 | [7 empty] | 0.2004 | 464.6811 | 620.1088 | 849 | 13 | 70 | 50 | 20 | 60 | 40 | 20
2019-01-02 19:00 | 44 | [7 empty] | 0.2689 | 469.9317 | 662.9026 | 551 | 14 | 70 | 50 | 20 | 60 | 40 | 20
2019-01-02 20:00 | 45 | [7 empty] | 0.3157 | 480.433 | 699.0538 | 353 | 15 | 70 | 50 | 20 | 60 | 40 | 20
2019-01-02 21:00 | 46 | [7 empty] | 0.3101 | 485.6836 | 701.2352 | 343 | 16 | 70 | 50 | 20 | 60 | 40 | 20
2019-01-02 22:00 | 47 | [7 empty] | 0.2483 | 498.8102 | 680.4907 | 447 | 17 | 70 | 50 | 20 | 60 | 40 | 20
2019-01-02 23:00 | 48 | [7 empty] | 0.1599 | 501.4355 | 634.6662 | 726 | 18 | 70 | 50 | 20 | 60 | 40 | 20
2019-01-03 | 49 |  | 19.7 | 19.9 | 18.9 | 20.6 | 20.15 | 20.15 | 0.0827 | 504.0608 | 594.9801 | 1088 | 19 | 70 | 50 | 20 | 60 | 40 | 20
2019-01-03 01:00 | 50 | [7 empty] | 0.0372 | 519.8127 | 585.7946 | 1190 | 20 | 70 | 50 | 20 | 60 | 40 | 20
2019-01-03 02:00 | 51 | [7 empty] | 0.0253 | 530.314 | 589.7738 | 1141 | 21 | 70 | 50 | 20 | 60 | 40 | 20
2019-01-03 03:00 | 52 | [7 empty] | 0.045 | 538.1899 | 608.4468 | 961 | 22 | 70 | 50 | 20 | 60 | 40 | 20
2019-01-03 04:00 | 53 | [7 empty] | 0.0974 | 548.6912 | 647.6672 | 641 | 23 | 70 | 50 | 20 | 60 | 40 | 20
2019-01-03 05:00 | 54 | [7 empty] | 0.1755 | 551.3165 | 693.0972 | 385 | 24 | 70 | 50 | 20 | 60 | 40 | 20
2019-01-03 06:00 | 55 | [7 empty] | 0.2535 | 553.9418 | 738.4724 | 221
2019-01-03 07:00 | 56 | [7 empty] | 0.2955 | 553.9418 | 761.4915 | 162
2019-01-03 08:00 | 57 | [7 empty] | 0.284 | 551.3165 | 752.5634 | 182
2019-01-03 09:00 | 58 | [7 empty] | 0.2349 | 548.6912 | 723.0276 | 263
2019-01-03 10:00 | 59 | [7 empty] | 0.1802 | 538.1899 | 682.5466 | 436
2019-01-03 11:00 | 60 | [7 empty] | 0.1402 | 532.9393 | 655.3729 | 586
2019-01-03 12:00 | 61 | [7 empty] | 0.1157 | 525.0634 | 634.0691 | 731
2019-01-03 13:00 | 62 | [7 empty] | 0.0996 | 525.0634 | 625.2451 | 804
2019-01-03 14:00 | 63 | [7 empty] | 0.0895 | 525.0634 | 619.7096 | 854
2019-01-03 15:00 | 64 | [7 empty] | 0.0889 | 530.314 | 624.6314 | 812
2019-01-03 16:00 | 65 | [7 empty] | 0.104 | 535.5646 | 638.1579 | 700
2019-01-03 17:00 | 66 | [7 empty] | 0.141 | 535.5646 | 658.4367 | 568
2019-01-03 18:00 | 67 | [7 empty] | 0.2004 | 532.9393 | 688.3671 | 406
2019-01-03 19:00 | 68 | [7 empty] | 0.2689 | 530.314 | 723.2849 | 262
2019-01-03 20:00 | 69 | [7 empty] | 0.3157 | 532.9393 | 751.5601 | 185
2019-01-03 21:00 | 70 | [7 empty] | 0.3101 | 535.5646 | 751.1162 | 188
2019-01-03 22:00 | 71 | [7 empty] | 0.2483 | 538.1899 | 719.8705 | 272
2019-01-03 23:00 | 72 | [7 empty] | 0.1599 | 540.8153 | 674.046 | 486
2019-01-04 | 73 |  | 20.15 | 19.85 | 16.7 | 18.85 | 19.4 | 20.5 | 0.0827 | 546.0659 | 636.9852 | 708
2019-01-04 01:00 | 74 | [7 empty] | 0.0372 | 548.6912 | 614.6731 | 905
2019-01-04 02:00 | 75 | [7 empty] | 0.0253 | 553.9418 | 613.4016 | 919
2019-01-04 03:00 | 76 | [7 empty] | 0.045 | 561.8178 | 632.0747 | 748
2019-01-04 04:00 | 77 | [7 empty] | 0.0974 | 567.0684 | 666.0444 | 537
2019-01-04 05:00 | 78 | [7 empty] | 0.1755 | 569.6937 | 711.4744 | 306
2019-01-04 06:00 | 79 | [7 empty] | 0.2535 | 567.0684 | 751.599 | 184
2019-01-04 07:00 | 80 | [7 empty] | 0.2955 | 572.3191 | 779.8688 | 127
2019-01-04 08:00 | 81 | [7 empty] | 0.284 | 590.6963 | 791.9431 | 108
2019-01-04 09:00 | 82 | [7 empty] | 0.2349 | 569.6937 | 744.0301 | 208
2019-01-04 10:00 | 83 | [7 empty] | 0.1802 | 567.0684 | 711.4251 | 310
2019-01-04 11:00 | 84 | [7 empty] | 0.1402 | 559.1925 | 681.6261 | 440
2019-01-04 12:00 | 85 | [7 empty] | 0.1157 | 556.5672 | 665.573 | 540
2019-01-04 13:00 | 86 | [7 empty] | 0.0996 | 553.9418 | 654.1236 | 593
2019-01-04 14:00 | 87 | [7 empty] | 0.0895 | 559.1925 | 653.8387 | 598
2019-01-04 15:00 | 88 | [7 empty] | 0.0889 | 559.1925 | 653.5099 | 601
2019-01-04 16:00 | 89 | [7 empty] | 0.104 | 551.3165 | 653.9098 | 596
2019-01-04 17:00 | 90 | [7 empty] | 0.141 | 543.4406 | 666.3127 | 535
2019-01-04 18:00 | 91 | [7 empty] | 0.2004 | 532.9393 | 688.3671 | 407
2019-01-04 19:00 | 92 | [7 empty] | 0.2689 | 525.0634 | 718.0343 | 278
2019-01-04 20:00 | 93 | [7 empty] | 0.3157 | 514.5621 | 733.1829 | 230
2019-01-04 21:00 | 94 | [7 empty] | 0.3101 | 504.0608 | 719.6124 | 274
2019-01-04 22:00 | 95 | [7 empty] | 0.2483 | 493.5596 | 675.2401 | 480
2019-01-04 23:00 | 96 | [7 empty] | 0.1599 | 485.6836 | 618.9143 | 865
2019-01-05 | 97 |  | 18.6 | 18.45 | 15.6 | 17 | 18.35 | 19 | 0.0827 | 475.1823 | 566.1017 | 1418
2019-01-05 01:00 | 98 | [7 empty] | 0.0372 | 469.9317 | 535.9136 | 1813
2019-01-05 02:00 | 99 | [7 empty] | 0.0253 | 464.6811 | 524.1409 | 1984
2019-01-05 03:00 | 100 | [7 empty] | 0.045 | 459.4304 | 529.6873 | 1910
2019-01-05 04:00 | 101 | [7 empty] | 0.0974 | 454.1798 | 553.1558 | 1595
2019-01-05 05:00 | 102 | [7 empty] | 0.1755 | 441.0532 | 582.8339 | 1227
2019-01-05 06:00 | 103 | [7 empty] | 0.2535 | 425.3013 | 609.8319 | 946
2019-01-05 07:00 | 104 | [7 empty] | 0.2955 | 422.676 | 630.2257 | 773
2019-01-05 08:00 | 105 | [7 empty] | 0.284 | 430.552 | 631.7988 | 756
2019-01-05 09:00 | 106 | [7 empty] | 0.2349 | 446.3039 | 620.6402 | 844
2019-01-05 10:00 | 107 | [7 empty] | 0.1802 | 451.5545 | 595.9111 | 1078
2019-01-05 11:00 | 108 | [7 empty] | 0.1402 | 467.3064 | 589.74 | 1142
2019-01-05 12:00 | 109 | [7 empty] | 0.1157 | 498.8102 | 607.816 | 967
2019-01-05 13:00 | 110 | [7 empty] | 0.0996 | 525.0634 | 625.2451 | 805
2019-01-05 14:00 | 111 | [7 empty] | 0.0895 | 561.8178 | 656.464 | 577
2019-01-05 15:00 | 112 | [7 empty] | 0.0889 | 567.0684 | 661.3858 | 555
2019-01-05 16:00 | 113 | [7 empty] | 0.104 | 567.0684 | 669.6617 | 511
2019-01-05 17:00 | 114 | [7 empty] | 0.141 | 572.3191 | 695.1912 | 375
2019-01-05 18:00 | 115 | [7 empty] | 0.2004 | 574.9444 | 730.3721 | 237
2019-01-05 19:00 | 116 | [7 empty] | 0.2689 | 572.3191 | 765.29 | 150
2019-01-05 20:00 | 117 | [7 empty] | 0.3157 | 569.6937 | 788.3146 | 113
2019-01-05 21:00 | 118 | [7 empty] | 0.3101 | 569.6937 | 785.2453 | 118
2019-01-05 22:00 | 119 | [7 empty] | 0.2483 | 564.4431 | 746.1237 | 201
2019-01-05 23:00 | 120 | [7 empty] | 0.1599 | 564.4431 | 697.6738 | 363
2019-01-06 | 121 |  | 22 | 22.75 | 19.7 | 21.95 | 24.9 | 22.15 | 0.0827 | 564.4431 | 655.3624 | 585
2019-01-06 01:00 | 122 | [7 empty] | 0.0372 | 572.3191 | 638.301 | 697
2019-01-06 02:00 | 123 | [7 empty] | 0.0253 | 574.9444 | 634.4042 | 728
2019-01-06 03:00 | 124 | [7 empty] | 0.045 | 577.5697 | 647.8266 | 639
2019-01-06 04:00 | 125 | [7 empty] | 0.0974 | 574.9444 | 673.9204 | 487
2019-01-06 05:00 | 126 | [7 empty] | 0.1755 | 577.5697 | 719.3504 | 276
2019-01-06 06:00 | 127 | [7 empty] | 0.2535 | 580.195 | 764.7256 | 152
2019-01-06 07:00 | 128 | [7 empty] | 0.2955 | 577.5697 | 785.1194 | 119
2019-01-06 08:00 | 129 | [7 empty] | 0.284 | 574.9444 | 776.1912 | 135
2019-01-06 09:00 | 130 | [7 empty] | 0.2349 | 567.0684 | 741.4048 | 217
2019-01-06 10:00 | 131 | [7 empty] | 0.1802 | 556.5672 | 700.9238 | 344
2019-01-06 11:00 | 132 | [7 empty] | 0.1402 | 548.6912 | 671.1248 | 502
2019-01-06 12:00 | 133 | [7 empty] | 0.1157 | 543.4406 | 652.4464 | 606
2019-01-06 13:00 | 134 | [7 empty] | 0.0996 | 543.4406 | 643.6224 | 666
2019-01-06 14:00 | 135 | [7 empty] | 0.0895 | 548.6912 | 643.3374 | 671
2019-01-06 15:00 | 136 | [7 empty] | 0.0889 | 561.8178 | 656.1352 | 582
2019-01-06 16:00 | 137 | [7 empty] | 0.104 | 574.9444 | 677.5377 | 461
2019-01-06 17:00 | 138 | [7 empty] | 0.141 | 580.195 | 703.0671 | 338
2019-01-06 18:00 | 139 | [7 empty] | 0.2004 | 588.071 | 743.4987 | 212
2019-01-06 19:00 | 140 | [7 empty] | 0.2689 | 593.3216 | 786.2925 | 116
2019-01-06 20:00 | 141 | [7 empty] | 0.3157 | 601.1975 | 819.8184 | 74
2019-01-06 21:00 | 142 | [7 empty] | 0.3101 | 606.4482 | 821.9998 | 72
2019-01-06 22:00 | 143 | [7 empty] | 0.2483 | 609.0735 | 790.7541 | 111
2019-01-06 23:00 | 144 | [7 empty] | 0.1599 | 619.5748 | 752.8055 | 180
2019-01-07 | 145 |  | 22.3 | 22.15 | 15.65 | 18.8 | 22.35 | 24.2 | 0.0827 | 622.2001 | 713.1194 | 297
2019-01-07 01:00 | 146 | [7 empty] | 0.0372 | 637.952 | 703.9339 | 333
2019-01-07 02:00 | 147 | [7 empty] | 0.0253 | 695.709 | 755.1687 | 177
2019-01-07 03:00 | 148 | [7 empty] | 0.045 | 698.3343 | 768.5911 | 144
2019-01-07 04:00 | 149 | [7 empty] | 0.0974 | 685.2077 | 784.1837 | 121
2019-01-07 05:00 | 150 | [7 empty] | 0.1755 | 656.3292 | 798.1099 | 97
2019-01-07 06:00 | 151 | [7 empty] | 0.2535 | 640.5773 | 825.1078 | 68
2019-01-07 07:00 | 152 | [7 empty] | 0.2955 | 632.7014 | 840.2511 | 54
2019-01-07 08:00 | 153 | [7 empty] | 0.284 | 627.4507 | 828.6976 | 66
2019-01-07 09:00 | 154 | [7 empty] | 0.2349 | 619.5748 | 793.9111 | 105
2019-01-07 10:00 | 155 | [7 empty] | 0.1802 | 606.4482 | 750.8048 | 192
2019-01-07 11:00 | 156 | [7 empty] | 0.1402 | 593.3216 | 715.7552 | 287
2019-01-07 12:00 | 157 | [7 empty] | 0.1157 | 574.9444 | 683.9502 | 430
2019-01-07 13:00 | 158 | [7 empty] | 0.0996 | 572.3191 | 672.5008 | 496
2019-01-07 14:00 | 159 | [7 empty] | 0.0895 | 572.3191 | 666.9653 | 529
2019-01-07 15:00 | 160 | [7 empty] | 0.0889 | 574.9444 | 669.2618 | 517
2019-01-07 16:00 | 161 | [7 empty] | 0.104 | 577.5697 | 680.163 | 449
2019-01-07 17:00 | 162 | [7 empty] | 0.141 | 572.3191 | 695.1912 | 376
2019-01-07 18:00 | 163 | [7 empty] | 0.2004 | 574.9444 | 730.3721 | 238
2019-01-07 19:00 | 164 | [7 empty] | 0.2689 | 574.9444 | 767.9153 | 146
2019-01-07 20:00 | 165 | [7 empty] | 0.3157 | 577.5697 | 796.1905 | 101
2019-01-07 21:00 | 166 | [7 empty] | 0.3101 | 580.195 | 795.7466 | 103
2019-01-07 22:00 | 167 | [7 empty] | 0.2483 | 580.195 | 761.8756 | 160
2019-01-07 23:00 | 168 | [7 empty] | 0.1599 | 577.5697 | 710.8004 | 311
2019-01-08 | 169 |  | 20.5 | 20.25 | 16.15 | 17.75 | 18.9 | 21.4 | 0.0827 | 577.5697 | 668.489 | 521
2019-01-08 01:00 | 170 | [7 empty] | 0.0372 | 574.9444 | 640.9263 | 684
2019-01-08 02:00 | 171 | [7 empty] | 0.0253 | 564.4431 | 623.9029 | 817
2019-01-08 03:00 | 172 | [7 empty] | 0.045 | 559.1925 | 629.4494 | 775
2019-01-08 04:00 | 173 | [7 empty] | 0.0974 | 553.9418 | 652.9179 | 603
2019-01-08 05:00 | 174 | [7 empty] | 0.1755 | 551.3165 | 693.0972 | 386
2019-01-08 06:00 | 175 | [7 empty] | 0.2535 | 543.4406 | 727.9711 | 246
2019-01-08 07:00 | 176 | [7 empty] | 0.2955 | 553.9418 | 761.4915 | 163
2019-01-08 08:00 | 177 | [7 empty] | 0.284 | 567.0684 | 768.3153 | 145
2019-01-08 09:00 | 178 | [7 empty] | 0.2349 | 551.3165 | 725.6529 | 258
2019-01-08 10:00 | 179 | [7 empty] | 0.1802 | 556.5672 | 700.9238 | 345
2019-01-08 11:00 | 180 | [7 empty] | 0.1402 | 551.3165 | 673.7502 | 488
2019-01-08 12:00 | 181 | [7 empty] | 0.1157 | 548.6912 | 657.697 | 571
2019-01-08 13:00 | 182 | [7 empty] | 0.0996 | 567.0684 | 667.2502 | 527
2019-01-08 14:00 | 183 | [7 empty] | 0.0895 | 561.8178 | 656.464 | 578
2019-01-08 15:00 | 184 | [7 empty] | 0.0889 | 567.0684 | 661.3858 | 556
2019-01-08 16:00 | 185 | [7 empty] | 0.104 | 567.0684 | 669.6617 | 512
2019-01-08 17:00 | 186 | [7 empty] | 0.141 | 569.6937 | 692.5658 | 388
2019-01-08 18:00 | 187 | [7 empty] | 0.2004 | 574.9444 | 730.3721 | 239
2019-01-08 19:00 | 188 | [7 empty] | 0.2689 | 572.3191 | 765.29 | 151
2019-01-08 20:00 | 189 | [7 empty] | 0.3157 | 572.3191 | 790.9399 | 110
2019-01-08 21:00 | 190 | [7 empty] | 0.3101 | 572.3191 | 787.8707 | 114
2019-01-08 22:00 | 191 | [7 empty] | 0.2483 | 574.9444 | 756.6249 | 174
2019-01-08 23:00 | 192 | [7 empty] | 0.1599 | 580.195 | 713.4257 | 295
2019-01-09 | 193 |  | 24.25 | 24.15 | 19.3 | 20.4 | 22.95 | 25.45 | 0.0827 | 588.071 | 678.9903 | 453
2019-01-09 01:00 | 194 | [7 empty] | 0.0372 | 588.071 | 654.0529 | 592
2019-01-09 02:00 | 195 | [7 empty] | 0.0253 | 593.3216 | 652.7814 | 605
2019-01-09 03:00 | 196 | [7 empty] | 0.045 | 598.5722 | 668.8291 | 518
2019-01-09 04:00 | 197 | [7 empty] | 0.0974 | 603.8229 | 702.7989 | 339
2019-01-09 05:00 | 198 | [7 empty] | 0.1755 | 611.6988 | 753.4795 | 179
2019-01-09 06:00 | 199 | [7 empty] | 0.2535 | 630.076 | 814.6066 | 77
2019-01-09 07:00 | 200 | [7 empty] | 0.2955 | 640.5773 | 848.127 | 47
2019-01-09 08:00 | 201 | [7 empty] | 0.284 | 640.5773 | 841.8241 | 52
2019-01-09 09:00 | 202 | [7 empty] | 0.2349 | 637.952 | 812.2883 | 80
2019-01-09 10:00 | 203 | [7 empty] | 0.1802 | 624.8254 | 769.182 | 143
2019-01-09 11:00 | 204 | [7 empty] | 0.1402 | 624.8254 | 747.259 | 199
2019-01-09 12:00 | 205 | [7 empty] | 0.1157 | 622.2001 | 731.2059 | 233
2019-01-09 13:00 | 206 | [7 empty] | 0.0996 | 619.5748 | 719.7565 | 271
2019-01-09 14:00 | 207 | [7 empty] | 0.0895 | 627.4507 | 722.0969 | 266
2019-01-09 15:00 | 208 | [7 empty] | 0.0889 | 651.0786 | 745.3959 | 204
2019-01-09 16:00 | 209 | [7 empty] | 0.104 | 682.5824 | 785.1757 | 117
2019-01-09 17:00 | 210 | [7 empty] | 0.141 | 716.7115 | 839.5836 | 55
2019-01-09 18:00 | 211 | [7 empty] | 0.2004 | 735.0887 | 890.5165 | 25
2019-01-09 19:00 | 212 | [7 empty] | 0.2689 | 748.2153 | 941.1862 | 14
2019-01-09 20:00 | 213 | [7 empty] | 0.3157 | 727.2128 | 945.8336 | 11
2019-01-09 21:00 | 214 | [7 empty] | 0.3101 | 714.0862 | 929.6378 | 15
2019-01-09 22:00 | 215 | [7 empty] | 0.2483 | 703.5849 | 885.2655 | 29
2019-01-09 23:00 | 216 | [7 empty] | 0.1599 | 698.3343 | 831.565 | 64
2019-01-10 | 217 |  | 27.75 | 29.85 | 21.95 | 23.35 | 27.8 | 25.6 | 0.0827 | 698.3343 | 789.2536 | 112
2019-01-10 01:00 | 218 | [7 empty] | 0.0372 | 698.3343 | 764.3162 | 154
2019-01-10 02:00 | 219 | [7 empty] | 0.0253 | 700.9596 | 760.4194 | 166
2019-01-10 03:00 | 220 | [7 empty] | 0.045 | 706.2102 | 776.4671 | 133
2019-01-10 04:00 | 221 | [7 empty] | 0.0974 | 708.8355 | 807.8116 | 86
2019-01-10 05:00 | 222 | [7 empty] | 0.1755 | 706.2102 | 847.9909 | 46
2019-01-10 06:00 | 223 | [7 empty] | 0.2535 | 700.9596 | 885.4901 | 27
2019-01-10 07:00 | 224 | [7 empty] | 0.2955 | 700.9596 | 908.5093 | 19
2019-01-10 08:00 | 225 | [7 empty] | 0.284 | 693.0836 | 894.3305 | 24
2019-01-10 09:00 | 226 | [7 empty] | 0.2349 | 685.2077 | 859.544 | 40
2019-01-10 10:00 | 227 | [7 empty] | 0.1802 | 664.2052 | 808.5618 | 84
2019-01-10 11:00 | 228 | [7 empty] | 0.1402 | 651.0786 | 773.5122 | 138
2019-01-10 12:00 | 229 | [7 empty] | 0.1157 | 635.3267 | 744.3325 | 207
2019-01-10 13:00 | 230 | [7 empty] | 0.0996 | 635.3267 | 735.5084 | 226
2019-01-10 14:00 | 231 | [7 empty] | 0.0895 | 637.952 | 732.5982 | 231
2019-01-10 15:00 | 232 | [7 empty] | 0.0889 | 640.5773 | 734.8947 | 227
2019-01-10 16:00 | 233 | [7 empty] | 0.104 | 648.4533 | 751.0466 | 187
2019-01-10 17:00 | 234 | [7 empty] | 0.141 | 656.3292 | 779.2013 | 129
2019-01-10 18:00 | 235 | [7 empty] | 0.2004 | 666.8305 | 822.2582 | 71
2019-01-10 19:00 | 236 | [7 empty] | 0.2689 | 672.0811 | 865.052 | 35
2019-01-10 20:00 | 237 | [7 empty] | 0.3157 | 677.3317 | 895.9526 | 23
2019-01-10 21:00 | 238 | [7 empty] | 0.3101 | 672.0811 | 887.6327 | 26
2019-01-10 22:00 | 239 | [7 empty] | 0.2483 | 666.8305 | 848.511 | 45
2019-01-10 23:00 | 240 | [7 empty] | 0.1599 | 664.2052 | 797.4359 | 99
2019-01-11 | 241 |  | 27.05 | 27.1 | 18.45 | 19.55 | 22.15 | 27.9 | 0.0827 | 661.5798 | 752.4991 | 181
2019-01-11 01:00 | 242 | [7 empty] | 0.0372 | 664.2052 | 730.187 | 236
2019-01-11 02:00 | 243 | [7 empty] | 0.0253 | 679.9571 | 739.4168 | 220
2019-01-11 03:00 | 244 | [7 empty] | 0.045 | 714.0862 | 784.343 | 120
2019-01-11 04:00 | 245 | [7 empty] | 0.0974 | 756.0912 | 855.0673 | 41
2019-01-11 05:00 | 246 | [7 empty] | 0.1755 | 766.5925 | 908.3732 | 18
2019-01-11 06:00 | 247 | [7 empty] | 0.2535 | 792.8457 | 977.3762 | 9
2019-01-11 07:00 | 248 | [7 empty] | 0.2955 | 819.0988 | 1026.6485 | 1
2019-01-11 08:00 | 249 | [7 empty] | 0.284 | 821.7242 | 1022.971 | 2
2019-01-11 09:00 | 250 | [7 empty] | 0.2349 | 805.9723 | 980.3086 | 7
2019-01-11 10:00 | 251 | [7 empty] | 0.1802 | 761.3419 | 905.6985 | 21
2019-01-11 11:00 | 252 | [7 empty] | 0.1402 | 719.3368 | 841.7704 | 51
2019-01-11 12:00 | 253 | [7 empty] | 0.1157 | 693.0836 | 802.0894 | 92
2019-01-11 13:00 | 254 | [7 empty] | 0.0996 | 682.5824 | 782.7641 | 124
2019-01-11 14:00 | 255 | [7 empty] | 0.0895 | 685.2077 | 779.8539 | 126
2019-01-11 15:00 | 256 | [7 empty] | 0.0889 | 685.2077 | 779.5251 | 128
2019-01-11 16:00 | 257 | [7 empty] | 0.104 | 693.0836 | 795.6769 | 102
2019-01-11 17:00 | 258 | [7 empty] | 0.141 | 690.4583 | 813.3304 | 79
2019-01-11 18:00 | 259 | [7 empty] | 0.2004 | 679.9571 | 835.3848 | 60
2019-01-11 19:00 | 260 | [7 empty] | 0.2689 | 672.0811 | 865.052 | 36
2019-01-11 20:00 | 261 | [7 empty] | 0.3157 | 666.8305 | 885.4513 | 28
2019-01-11 21:00 | 262 | [7 empty] | 0.3101 | 658.9545 | 874.5061 | 32
2019-01-11 22:00 | 263 | [7 empty] | 0.2483 | 656.3292 | 838.0098 | 57
2019-01-11 23:00 | 264 | [7 empty] | 0.1599 | 643.2026 | 776.4333 | 134
2019-01-12 | 265 |  | 18.25 | 18 | 14.45 | 20.05 | 18 | 20.25 | 0.0827 | 637.952 | 728.8713 | 240
2019-01-12 01:00 | 266 | [7 empty] | 0.0372 | 630.076 | 696.0579 | 368
2019-01-12 02:00 | 267 | [7 empty] | 0.0253 | 616.9494 | 676.4092 | 471
2019-01-12 03:00 | 268 | [7 empty] | 0.045 | 598.5722 | 668.8291 | 519
2019-01-12 04:00 | 269 | [7 empty] | 0.0974 | 577.5697 | 676.5457 | 469
2019-01-12 05:00 | 270 | [7 empty] | 0.1755 | 488.3089 | 630.0896 | 769
2019-01-12 06:00 | 271 | [7 empty] | 0.2535 | 469.9317 | 654.4623 | 591
2019-01-12 07:00 | 272 | [7 empty] | 0.2955 | 467.3064 | 674.8561 | 483
2019-01-12 08:00 | 273 | [7 empty] | 0.284 | 469.9317 | 671.1785 | 503
2019-01-12 09:00 | 274 | [7 empty] | 0.2349 | 464.6811 | 639.0174 | 693
2019-01-12 10:00 | 275 | [7 empty] | 0.1802 | 462.0558 | 606.4124 | 984
2019-01-12 11:00 | 276 | [7 empty] | 0.1402 | 451.5545 | 573.9881 | 1335
2019-01-12 12:00 | 277 | [7 empty] | 0.1157 | 433.1773 | 542.1831 | 1743
2019-01-12 13:00 | 278 | [7 empty] | 0.0996 | 433.1773 | 533.3591 | 1853
2019-01-12 14:00 | 279 | [7 empty] | 0.0895 | 443.6785 | 538.3248 | 1791
2019-01-12 15:00 | 280 | [7 empty] | 0.0889 | 438.4279 | 532.7453 | 1863
2019-01-12 16:00 | 281 | [7 empty] | 0.104 | 430.552 | 533.1453 | 1858
2019-01-12 17:00 | 282 | [7 empty] | 0.141 | 427.9266 | 550.7987 | 1632
2019-01-12 18:00 | 283 | [7 empty] | 0.2004 | 427.9266 | 583.3544 | 1221
2019-01-12 19:00 | 284 | [7 empty] | 0.2689 | 427.9266 | 620.8975 | 839
2019-01-12 20:00 | 285 | [7 empty] | 0.3157 | 425.3013 | 643.9221 | 663
2019-01-12 21:00 | 286 | [7 empty] | 0.3101 | 427.9266 | 643.4782 | 672
2019-01-12 22:00 | 287 | [7 empty] | 0.2483 | 427.9266 | 609.6072 | 953
2019-01-12 23:00 | 288 | [7 empty] | 0.1599 | 430.552 | 563.7827 | 1456
2019-01-13 | 289 |  | 15.75 | 16.1 | 13.7 | 17.65 | 16.45 | 16.65 | 0.0827 | 438.4279 | 529.3472 | 1923
2019-01-13 01:00 | 290 | [7 empty] | 0.0372 | 446.3039 | 512.2857 | 2164
2019-01-13 02:00 | 291 | [7 empty] | 0.0253 | 456.8051 | 516.2649 | 2105
2019-01-13 03:00 | 292 | [7 empty] | 0.045 | 469.9317 | 540.1886 | 1763
2019-01-13 04:00 | 293 | [7 empty] | 0.0974 | 475.1823 | 574.1584 | 1329
2019-01-13 05:00 | 294 | [7 empty] | 0.1755 | 469.9317 | 611.7124 | 932
2019-01-13 06:00 | 295 | [7 empty] | 0.2535 | 472.557 | 657.0876 | 572
2019-01-13 07:00 | 296 | [7 empty] | 0.2955 | 467.3064 | 674.8561 | 484
2019-01-13 08:00 | 297 | [7 empty] | 0.284 | 454.1798 | 655.4266 | 587
2019-01-13 09:00 | 298 | [7 empty] | 0.2349 | 435.8026 | 610.1389 | 945
2019-01-13 10:00 | 299 | [7 empty] | 0.1802 | 420.0507 | 564.4073 | 1450
2019-01-13 11:00 | 300 | [7 empty] | 0.1402 | 414.8001 | 537.2337 | 1804
2019-01-13 12:00 | 301 | [7 empty] | 0.1157 | 409.5494 | 518.5552 | 2066
2019-01-13 13:00 | 302 | [7 empty] | 0.0996 | 409.5494 | 509.7312 | 2213
2019-01-13 14:00 | 303 | [7 empty] | 0.0895 | 406.9241 | 501.5703 | 2330
2019-01-13 15:00 | 304 | [7 empty] | 0.0889 | 404.2988 | 498.6162 | 2374
2019-01-13 16:00 | 305 | [7 empty] | 0.104 | 404.2988 | 506.8921 | 2253
2019-01-13 17:00 | 306 | [7 empty] | 0.141 | 412.1747 | 535.0468 | 1837
2019-01-13 18:00 | 307 | [7 empty] | 0.2004 | 409.5494 | 564.9772 | 1433
2019-01-13 19:00 | 308 | [7 empty] | 0.2689 | 401.6735 | 594.6444 | 1094
2019-01-13 20:00 | 309 | [7 empty] | 0.3157 | 399.0482 | 617.669 | 880
2019-01-13 21:00 | 310 | [7 empty] | 0.3101 | 401.6735 | 617.2251 | 887
2019-01-13 22:00 | 311 | [7 empty] | 0.2483 | 404.2988 | 585.9793 | 1192
2019-01-13 23:00 | 312 | [7 empty] | 0.1599 | 409.5494 | 542.7801 | 1730
2019-01-14 | 313 |  | 16.8 | 17.35 | 14.5 | 17.45 | 17.6 | 17.75 | 0.0827 | 414.8001 | 505.7194 | 2272
2019-01-14 01:00 | 314 | [7 empty] | 0.0372 | 406.9241 | 472.906 | 2690
2019-01-14 02:00 | 315 | [7 empty] | 0.0253 | 412.1747 | 471.6345 | 2714
2019-01-14 03:00 | 316 | [7 empty] | 0.045 | 409.5494 | 479.8063 | 2598
2019-01-14 04:00 | 317 | [7 empty] | 0.0974 | 412.1747 | 511.1508 | 2192
2019-01-14 05:00 | 318 | [7 empty] | 0.1755 | 414.8001 | 556.5807 | 1546
2019-01-14 06:00 | 319 | [7 empty] | 0.2535 | 414.8001 | 599.3306 | 1042
2019-01-14 07:00 | 320 | [7 empty] | 0.2955 | 412.1747 | 619.7244 | 861
2019-01-14 08:00 | 321 | [7 empty] | 0.284 | 412.1747 | 613.4216 | 923
2019-01-14 09:00 | 322 | [7 empty] | 0.2349 | 404.2988 | 578.6351 | 1269
2019-01-14 10:00 | 323 | [7 empty] | 0.1802 | 396.4228 | 540.7795 | 1759
2019-01-14 11:00 | 324 | [7 empty] | 0.1402 | 399.0482 | 521.4818 | 2017
2019-01-14 12:00 | 325 | [7 empty] | 0.1157 | 409.5494 | 518.5552 | 2067
2019-01-14 13:00 | 326 | [7 empty] | 0.0996 | 417.4254 | 517.6072 | 2079
2019-01-14 14:00 | 327 | [7 empty] | 0.0895 | 422.676 | 517.3222 | 2081
2019-01-14 15:00 | 328 | [7 empty] | 0.0889 | 443.6785 | 537.9959 | 1794
2019-01-14 16:00 | 329 | [7 empty] | 0.104 | 462.0558 | 564.6491 | 1436
2019-01-14 17:00 | 330 | [7 empty] | 0.141 | 462.0558 | 584.9278 | 1203
2019-01-14 18:00 | 331 | [7 empty] | 0.2004 | 475.1823 | 630.6101 | 763
2019-01-14 19:00 | 332 | [7 empty] | 0.2689 | 504.0608 | 697.0317 | 364
2019-01-14 20:00 | 333 | [7 empty] | 0.3157 | 509.3115 | 727.9323 | 248
2019-01-14 21:00 | 334 | [7 empty] | 0.3101 | 509.3115 | 724.8631 | 259
2019-01-14 22:00 | 335 | [7 empty] | 0.2483 | 535.5646 | 717.2452 | 280
2019-01-14 23:00 | 336 | [7 empty] | 0.1599 | 527.6887 | 660.9194 | 557
2019-01-15 | 337 |  | 18.75 | 19.25 | 15.7 | 19 | 19.15 | 19.4 | 0.0827 | 511.9368 | 602.8561 | 1010
2019-01-15 01:00 | 338 | [7 empty] | 0.0372 | 501.4355 | 567.4174 | 1407
2019-01-15 02:00 | 339 | [7 empty] | 0.0253 | 501.4355 | 560.8953 | 1492
2019-01-15 03:00 | 340 | [7 empty] | 0.045 | 509.3115 | 579.5683 | 1256
2019-01-15 04:00 | 341 | [7 empty] | 0.0974 | 525.0634 | 624.0394 | 816
2019-01-15 05:00 | 342 | [7 empty] | 0.1755 | 543.4406 | 685.2213 | 425
2019-01-15 06:00 | 343 | [7 empty] | 0.2535 | 546.0659 | 730.5964 | 234
2019-01-15 07:00 | 344 | [7 empty] | 0.2955 | 535.5646 | 743.1143 | 214
2019-01-15 08:00 | 345 | [7 empty] | 0.284 | 522.438 | 723.6849 | 261
2019-01-15 09:00 | 346 | [7 empty] | 0.2349 | 504.0608 | 678.3972 | 456
2019-01-15 10:00 | 347 | [7 empty] | 0.1802 | 498.8102 | 643.1668 | 676
2019-01-15 11:00 | 348 | [7 empty] | 0.1402 | 496.1849 | 618.6185 | 869
2019-01-15 12:00 | 349 | [7 empty] | 0.1157 | 472.557 | 581.5628 | 1238
2019-01-15 13:00 | 350 | [7 empty] | 0.0996 | 501.4355 | 601.6173 | 1022
2019-01-15 14:00 | 351 | [7 empty] | 0.0895 | 493.5596 | 588.2058 | 1162
2019-01-15 15:00 | 352 | [7 empty] | 0.0889 | 488.3089 | 582.6263 | 1233
2019-01-15 16:00 | 353 | [7 empty] | 0.104 | 485.6836 | 588.2769 | 1160
2019-01-15 17:00 | 354 | [7 empty] | 0.141 | 498.8102 | 621.6823 | 830
2019-01-15 18:00 | 355 | [7 empty] | 0.2004 | 498.8102 | 654.2379 | 594
2019-01-15 19:00 | 356 | [7 empty] | 0.2689 | 493.5596 | 686.5305 | 416
2019-01-15 20:00 | 357 | [7 empty] | 0.3157 | 493.5596 | 712.1804 | 302
2019-01-15 21:00 | 358 | [7 empty] | 0.3101 | 483.0583 | 698.6099 | 356
2019-01-15 22:00 | 359 | [7 empty] | 0.2483 | 483.0583 | 664.7388 | 546
2019-01-15 23:00 | 360 | [7 empty] | 0.1599 | 485.6836 | 618.9143 | 866
2019-01-16 | 361 |  | 16.25 | 16.65 | 14.25 | 18.95 | 17.95 | 19 | 0.0827 | 488.3089 | 579.2282 | 1265
2019-01-16 01:00 | 362 | [7 empty] | 0.0372 | 496.1849 | 562.1668 | 1472
2019-01-16 02:00 | 363 | [7 empty] | 0.0253 | 504.0608 | 563.5206 | 1461
2019-01-16 03:00 | 364 | [7 empty] | 0.045 | 540.8153 | 611.0721 | 933
2019-01-16 04:00 | 365 | [7 empty] | 0.0974 | 559.1925 | 658.1685 | 569
2019-01-16 05:00 | 366 | [7 empty] | 0.1755 | 569.6937 | 711.4744 | 307
2019-01-16 06:00 | 367 | [7 empty] | 0.2535 | 577.5697 | 762.1002 | 156
2019-01-16 07:00 | 368 | [7 empty] | 0.2955 | 561.8178 | 769.3675 | 141
2019-01-16 08:00 | 369 | [7 empty] | 0.284 | 519.8127 | 721.0596 | 268
2019-01-16 09:00 | 370 | [7 empty] | 0.2349 | 493.5596 | 667.8959 | 524
2019-01-16 10:00 | 371 | [7 empty] | 0.1802 | 475.1823 | 619.539 | 863
2019-01-16 11:00 | 372 | [7 empty] | 0.1402 | 456.8051 | 579.2388 | 1266
2019-01-16 12:00 | 373 | [7 empty] | 0.1157 | 456.8051 | 565.8109 | 1421
2019-01-16 13:00 | 374 | [7 empty] | 0.0996 | 456.8051 | 556.9869 | 1540
2019-01-16 14:00 | 375 | [7 empty] | 0.0895 | 469.9317 | 564.5779 | 1438
2019-01-16 15:00 | 376 | [7 empty] | 0.0889 | 469.9317 | 564.2491 | 1453
2019-01-16 16:00 | 377 | [7 empty] | 0.104 | 475.1823 | 577.7757 | 1285
2019-01-16 17:00 | 378 | [7 empty] | 0.141 | 498.8102 | 621.6823 | 831
2019-01-16 18:00 | 379 | [7 empty] | 0.2004 | 490.9342 | 646.362 | 647
2019-01-16 19:00 | 380 | [7 empty] | 0.2689 | 483.0583 | 676.0292 | 474
2019-01-16 20:00 | 381 | [7 empty] | 0.3157 | 477.8077 | 696.4285 | 365
2019-01-16 21:00 | 382 | [7 empty] | 0.3101 | 462.0558 | 677.6074 | 462
2019-01-16 22:00 | 383 | [7 empty] | 0.2483 | 438.4279 | 620.1085 | 851
2019-01-16 23:00 | 384 | [7 empty] | 0.1599 | 420.0507 | 553.2814 | 1589
2019-01-17 | 385 |  | 13.65 | 14.2 | 13.7 | 14.6 | 14.8 | 14.8 | 0.0827 | 409.5494 | 500.4687 | 2350
2019-01-17 01:00 | 386 | [7 empty] | 0.0372 | 399.0482 | 465.03 | 2803
2019-01-17 02:00 | 387 | [7 empty] | 0.0253 | 391.1722 | 450.632 | 2998
2019-01-17 03:00 | 388 | [7 empty] | 0.045 | 383.2963 | 453.5531 | 2951
2019-01-17 04:00 | 389 | [7 empty] | 0.0974 | 378.0456 | 477.0216 | 2639
2019-01-17 05:00 | 390 | [7 empty] | 0.1755 | 375.4203 | 517.201 | 2085
2019-01-17 06:00 | 391 | [7 empty] | 0.2535 | 370.1697 | 554.7002 | 1569
2019-01-17 07:00 | 392 | [7 empty] | 0.2955 | 367.5444 | 575.0941 | 1323
2019-01-17 08:00 | 393 | [7 empty] | 0.284 | 367.5444 | 568.7912 | 1397
2019-01-17 09:00 | 394 | [7 empty] | 0.2349 | 370.1697 | 544.506 | 1709
2019-01-17 10:00 | 395 | [7 empty] | 0.1802 | 372.795 | 517.1516 | 2091
2019-01-17 11:00 | 396 | [7 empty] | 0.1402 | 375.4203 | 497.8539 | 2387
2019-01-17 12:00 | 397 | [7 empty] | 0.1157 | 391.1722 | 500.178 | 2355
2019-01-17 13:00 | 398 | [7 empty] | 0.0996 | 399.0482 | 499.2299 | 2361
2019-01-17 14:00 | 399 | [7 empty] | 0.0895 | 391.1722 | 485.8184 | 2525
2019-01-17 15:00 | 400 | [7 empty] | 0.0889 | 378.0456 | 472.363 | 2704
2019-01-17 16:00 | 401 | [7 empty] | 0.104 | 378.0456 | 480.6389 | 2588
2019-01-17 17:00 | 402 | [7 empty] | 0.141 | 378.0456 | 500.9177 | 2341
2019-01-17 18:00 | 403 | [7 empty] | 0.2004 | 380.6709 | 536.0987 | 1818
2019-01-17 19:00 | 404 | [7 empty] | 0.2689 | 380.6709 | 573.6418 | 1339
2019-01-17 20:00 | 405 | [7 empty] | 0.3157 | 378.0456 | 596.6664 | 1066
2019-01-17 21:00 | 406 | [7 empty] | 0.3101 | 375.4203 | 590.9719 | 1135
2019-01-17 22:00 | 407 | [7 empty] | 0.2483 | 375.4203 | 557.1009 | 1541
2019-01-17 23:00 | 408 | [7 empty] | 0.1599 | 378.0456 | 511.2763 | 2188
2019-01-18 | 409 |  | 16.75 | 16.95 | 16.45 | 17.95 | 18.95 | 16.85 | 0.0827 | 380.6709 | 471.5902 | 2721
2019-01-18 01:00 | 410 | [7 empty] | 0.0372 | 378.0456 | 444.0275 | 3084
2019-01-18 02:00 | 411 | [7 empty] | 0.0253 | 380.6709 | 440.1307 | 3140
2019-01-18 03:00 | 412 | [7 empty] | 0.045 | 378.0456 | 448.3025 | 3032
2019-01-18 04:00 | 413 | [7 empty] | 0.0974 | 385.9216 | 484.8976 | 2541
2019-01-18 05:00 | 414 | [7 empty] | 0.1755 | 385.9216 | 527.7023 | 1943
2019-01-18 06:00 | 415 | [7 empty] | 0.2535 | 393.7975 | 578.3281 | 1271
2019-01-18 07:00 | 416 | [7 empty] | 0.2955 | 417.4254 | 624.9751 | 809
2019-01-18 08:00 | 417 | [7 empty] | 0.284 | 414.8001 | 616.0469 | 898
2019-01-18 09:00 | 418 | [7 empty] | 0.2349 | 456.8051 | 631.1415 | 758
2019-01-18 10:00 | 419 | [7 empty] | 0.1802 | 490.9342 | 635.2909 | 723
2019-01-18 11:00 | 420 | [7 empty] | 0.1402 | 490.9342 | 613.3679 | 922
2019-01-18 12:00 | 421 | [7 empty] | 0.1157 | 485.6836 | 594.6894 | 1093
2019-01-18 13:00 | 422 | [7 empty] | 0.0996 | 488.3089 | 588.4907 | 1156
2019-01-18 14:00 | 423 | [7 empty] | 0.0895 | 496.1849 | 590.8311 | 1134
2019-01-18 15:00 | 424 | [7 empty] | 0.0889 | 498.8102 | 593.1276 | 1116
2019-01-18 16:00 | 425 | [7 empty] | 0.104 | 501.4355 | 604.0288 | 999
2019-01-18 17:00 | 426 | [7 empty] | 0.141 | 504.0608 | 626.9329 | 794
2019-01-18 18:00 | 427 | [7 empty] | 0.2004 | 496.1849 | 651.6126 | 612
2019-01-18 19:00 | 428 | [7 empty] | 0.2689 | 488.3089 | 681.2798 | 443
2019-01-18 20:00 | 429 | [7 empty] | 0.3157 | 477.8077 | 696.4285 | 366
2019-01-18 21:00 | 430 | [7 empty] | 0.3101 | 480.433 | 695.9846 | 371
2019-01-18 22:00 | 431 | [7 empty] | 0.2483 | 485.6836 | 667.3642 | 528
2019-01-18 23:00 | 432 | [7 empty] | 0.1599 | 506.6861 | 639.9169 | 688
2019-01-19 | 433 |  | 18.7 | 18.6 | 14 | 17.9 | 18.75 | 19.55 | 0.0827 | 522.438 | 613.3574 | 920
2019-01-19 01:00 | 434 | [7 empty] | 0.0372 | 527.6887 | 593.6706 | 1102
2019-01-19 02:00 | 435 | [7 empty] | 0.0253 | 548.6912 | 608.151 | 964
2019-01-19 03:00 | 436 | [7 empty] | 0.045 | 532.9393 | 603.1962 | 1006
2019-01-19 04:00 | 437 | [7 empty] | 0.0974 | 511.9368 | 610.9128 | 937
2019-01-19 05:00 | 438 | [7 empty] | 0.1755 | 501.4355 | 643.2162 | 673
2019-01-19 06:00 | 439 | [7 empty] | 0.2535 | 493.5596 | 678.0901 | 457
2019-01-19 07:00 | 440 | [7 empty] | 0.2955 | 488.3089 | 695.8586 | 374
2019-01-19 08:00 | 441 | [7 empty] | 0.284 | 485.6836 | 686.9304 | 414
2019-01-19 09:00 | 442 | [7 empty] | 0.2349 | 477.8077 | 652.144 | 607
2019-01-19 10:00 | 443 | [7 empty] | 0.1802 | 483.0583 | 627.4149 | 790
2019-01-19 11:00 | 444 | [7 empty] | 0.1402 | 485.6836 | 608.1172 | 965
2019-01-19 12:00 | 445 | [7 empty] | 0.1157 | 488.3089 | 597.3147 | 1056
2019-01-19 13:00 | 446 | [7 empty] | 0.0996 | 485.6836 | 585.8654 | 1191
2019-01-19 14:00 | 447 | [7 empty] | 0.0895 | 483.0583 | 577.7045 | 1287
2019-01-19 15:00 | 448 | [7 empty] | 0.0889 | 483.0583 | 577.3757 | 1294
2019-01-19 16:00 | 449 | [7 empty] | 0.104 | 490.9342 | 593.5276 | 1107
2019-01-19 17:00 | 450 | [7 empty] | 0.141 | 488.3089 | 611.181 | 935
2019-01-19 18:00 | 451 | [7 empty] | 0.2004 | 493.5596 | 648.9873 | 635
2019-01-19 19:00 | 452 | [7 empty] | 0.2689 | 493.5596 | 686.5305 | 417
2019-01-19 20:00 | 453 | [7 empty] | 0.3157 | 488.3089 | 706.9297 | 319
2019-01-19 21:00 | 454 | [7 empty] | 0.3101 | 488.3089 | 703.8605 | 335
2019-01-19 22:00 | 455 | [7 empty] | 0.2483 | 490.9342 | 672.6148 | 497
2019-01-19 23:00 | 456 | [7 empty] | 0.1599 | 498.8102 | 632.0409 | 751
2019-01-20 | 457 |  | 19.05 | 20 | 14.8 | 17.55 | 19.25 | 20.05 | 0.0827 | 496.1849 | 587.1042 | 1175
2019-01-20 01:00 | 458 | [7 empty] | 0.0372 | 493.5596 | 559.5414 | 1501
2019-01-20 02:00 | 459 | [7 empty] | 0.0253 | 496.1849 | 555.6447 | 1556
2019-01-20 03:00 | 460 | [7 empty] | 0.045 | 496.1849 | 566.4418 | 1414
2019-01-20 04:00 | 461 | [7 empty] | 0.0974 | 493.5596 | 592.5356 | 1120
2019-01-20 05:00 | 462 | [7 empty] | 0.1755 | 493.5596 | 635.3402 | 718
2019-01-20 06:00 | 463 | [7 empty] | 0.2535 | 501.4355 | 685.9661 | 419
2019-01-20 07:00 | 464 | [7 empty] | 0.2955 | 496.1849 | 703.7346 | 336
2019-01-20 08:00 | 465 | [7 empty] | 0.284 | 483.0583 | 684.3051 | 427
2019-01-20 09:00 | 466 | [7 empty] | 0.2349 | 475.1823 | 649.5187 | 628
2019-01-20 10:00 | 467 | [7 empty] | 0.1802 | 469.9317 | 614.2883 | 914
2019-01-20 11:00 | 468 | [7 empty] | 0.1402 | 467.3064 | 589.74 | 1143
2019-01-20 12:00 | 469 | [7 empty] | 0.1157 | 464.6811 | 573.6869 | 1337
2019-01-20 13:00 | 470 | [7 empty] | 0.0996 | 459.4304 | 559.6122 | 1503
2019-01-20 14:00 | 471 | [7 empty] | 0.0895 | 464.6811 | 559.3273 | 1511
2019-01-20 15:00 | 472 | [7 empty] | 0.0889 | 475.1823 | 569.4997 | 1389
2019-01-20 16:00 | 473 | [7 empty] | 0.104 | 485.6836 | 588.2769 | 1161
2019-01-20 17:00 | 474 | [7 empty] | 0.141 | 493.5596 | 616.4316 | 890
2019-01-20 18:00 | 475 | [7 empty] | 0.2004 | 509.3115 | 664.7392 | 545
2019-01-20 19:00 | 476 | [7 empty] | 0.2689 | 519.8127 | 712.7836 | 300
2019-01-20 20:00 | 477 | [7 empty] | 0.3157 | 511.9368 | 730.5576 | 235
2019-01-20 21:00 | 478 | [7 empty] | 0.3101 | 525.0634 | 740.615 | 218
2019-01-20 22:00 | 479 | [7 empty] | 0.2483 | 569.6937 | 751.3743 | 186
2019-01-20 23:00 | 480 | [7 empty] | 0.1599 | 593.3216 | 726.5523 | 256
2019-01-21 | 481 |  | 21.05 | 21.75 | 16.55 | 18.3 | 19.85 | 21.2 | 0.0827 | 598.5722 | 689.4915 | 396
2019-01-21 01:00 | 482 | [7 empty] | 0.0372 | 569.6937 | 635.6756 | 713
2019-01-21 02:00 | 483 | [7 empty] | 0.0253 | 567.0684 | 626.5282 | 795
2019-01-21 03:00 | 484 | [7 empty] | 0.045 | 564.4431 | 634.7 | 725
2019-01-21 04:00 | 485 | [7 empty] | 0.0974 | 564.4431 | 663.4191 | 549
2019-01-21 05:00 | 486 | [7 empty] | 0.1755 | 569.6937 | 711.4744 | 308
2019-01-21 06:00 | 487 | [7 empty] | 0.2535 | 577.5697 | 762.1002 | 157
2019-01-21 07:00 | 488 | [7 empty] | 0.2955 | 574.9444 | 782.4941 | 125
2019-01-21 08:00 | 489 | [7 empty] | 0.284 | 556.5672 | 757.814 | 173
2019-01-21 09:00 | 490 | [7 empty] | 0.2349 | 543.4406 | 717.7769 | 279
2019-01-21 10:00 | 491 | [7 empty] | 0.1802 | 530.314 | 674.6706 | 485
2019-01-21 11:00 | 492 | [7 empty] | 0.1402 | 522.438 | 644.8717 | 658
2019-01-21 12:00 | 493 | [7 empty] | 0.1157 | 519.8127 | 628.8185 | 781
2019-01-21 13:00 | 494 | [7 empty] | 0.0996 | 514.5621 | 614.7439 | 906
2019-01-21 14:00 | 495 | [7 empty] | 0.0895 | 532.9393 | 627.5855 | 785
2019-01-21 15:00 | 496 | [7 empty] | 0.0889 | 532.9393 | 627.2567 | 792
2019-01-21 16:00 | 497 | [7 empty] | 0.104 | 530.314 | 632.9073 | 739
2019-01-21 17:00 | 498 | [7 empty] | 0.141 | 522.438 | 645.3101 | 654
2019-01-21 18:00 | 499 | [7 empty] | 0.2004 | 519.8127 | 675.2405 | 479
2019-01-21 19:00 | 500 | [7 empty] | 0.2689 | 522.438 | 715.4089 | 288
2019-01-21 20:00 | 501 | [7 empty] | 0.3157 | 540.8153 | 759.4361 | 168
2019-01-21 21:00 | 502 | [7 empty] | 0.3101 | 535.5646 | 751.1162 | 189
2019-01-21 22:00 | 503 | [7 empty] | 0.2483 | 535.5646 | 717.2452 | 281
2019-01-21 23:00 | 504 | [7 empty] | 0.1599 | 543.4406 | 676.6713 | 467
2019-01-22 | 505 |  | 20.7 | 22.45 | 18.95 | 20.15 | 20.35 | 19.85 | 0.0827 | 540.8153 | 631.7346 | 754
2019-01-22 01:00 | 506 | [7 empty] | 0.0372 | 543.4406 | 609.4225 | 952
2019-01-22 02:00 | 507 | [7 empty] | 0.0253 | 543.4406 | 602.9004 | 1009
2019-01-22 03:00 | 508 | [7 empty] | 0.045 | 548.6912 | 618.9481 | 864
2019-01-22 04:00 | 509 | [7 empty] | 0.0974 | 546.0659 | 645.0419 | 655
2019-01-22 05:00 | 510 | [7 empty] | 0.1755 | 546.0659 | 687.8466 | 412
2019-01-22 06:00 | 511 | [7 empty] | 0.2535 | 543.4406 | 727.9711 | 247
2019-01-22 07:00 | 512 | [7 empty] | 0.2955 | 540.8153 | 748.365 | 196
2019-01-22 08:00 | 513 | [7 empty] | 0.284 | 532.9393 | 734.1861 | 229
2019-01-22 09:00 | 514 | [7 empty] | 0.2349 | 525.0634 | 699.3997 | 352
2019-01-22 10:00 | 515 | [7 empty] | 0.1802 | 517.1874 | 661.544 | 554
2019-01-22 11:00 | 516 | [7 empty] | 0.1402 | 509.3115 | 631.7451 | 755
2019-01-22 12:00 | 517 | [7 empty] | 0.1157 | 501.4355 | 610.4413 | 941
2019-01-22 13:00 | 518 | [7 empty] | 0.0996 | 493.5596 | 593.7413 | 1103
2019-01-22 14:00 | 519 | [7 empty] | 0.0895 | 498.8102 | 593.4564 | 1108
2019-01-22 15:00 | 520 | [7 empty] | 0.0889 | 501.4355 | 595.7529 | 1081
2019-01-22 16:00 | 521 | [7 empty] | 0.104 | 514.5621 | 617.1554 | 886
2019-01-22 17:00 | 522 | [7 empty] | 0.141 | 519.8127 | 642.6848 | 677
2019-01-22 18:00 | 523 | [7 empty] | 0.2004 | 532.9393 | 688.3671 | 408
2019-01-22 19:00 | 524 | [7 empty] | 0.2689 | 543.4406 | 736.4115 | 224
2019-01-22 20:00 | 525 | [7 empty] | 0.3157 | 546.0659 | 764.6867 | 153
2019-01-22 21:00 | 526 | [7 empty] | 0.3101 | 543.4406 | 758.9922 | 170
2019-01-22 22:00 | 527 | [7 empty] | 0.2483 | 546.0659 | 727.7464 | 250
2019-01-22 23:00 | 528 | [7 empty] | 0.1599 | 543.4406 | 676.6713 | 468
2019-01-23 | 529 |  | 25.7 | 25.5 | 22.65 | 22.8 | 25.5 | 23.75 | 0.0827 | 548.6912 | 639.6105 | 690
2019-01-23 01:00 | 530 | [7 empty] | 0.0372 | 551.3165 | 617.2984 | 882
2019-01-23 02:00 | 531 | [7 empty] | 0.0253 | 556.5672 | 616.027 | 895
2019-01-23 03:00 | 532 | [7 empty] | 0.045 | 556.5672 | 626.824 | 793
2019-01-23 04:00 | 533 | [7 empty] | 0.0974 | 559.1925 | 658.1685 | 570
2019-01-23 05:00 | 534 | [7 empty] | 0.1755 | 556.5672 | 698.3478 | 357
2019-01-23 06:00 | 535 | [7 empty] | 0.2535 | 551.3165 | 735.8471 | 225
2019-01-23 07:00 | 536 | [7 empty] | 0.2955 | 561.8178 | 769.3675 | 142
2019-01-23 08:00 | 537 | [7 empty] | 0.284 | 548.6912 | 749.938 | 194
2019-01-23 09:00 | 538 | [7 empty] | 0.2349 | 530.314 | 704.6503 | 329
2019-01-23 10:00 | 539 | [7 empty] | 0.1802 | 527.6887 | 672.0453 | 500
2019-01-23 11:00 | 540 | [7 empty] | 0.1402 | 522.438 | 644.8717 | 659
2019-01-23 12:00 | 541 | [7 empty] | 0.1157 | 517.1874 | 626.1932 | 799
2019-01-23 13:00 | 542 | [7 empty] | 0.0996 | 522.438 | 622.6198 | 826
2019-01-23 14:00 | 543 | [7 empty] | 0.0895 | 538.1899 | 632.8362 | 740
2019-01-23 15:00 | 544 | [7 empty] | 0.0889 | 585.4456 | 679.763 | 452
2019-01-23 16:00 | 545 | [7 empty] | 0.104 | 619.5748 | 722.1681 | 265
2019-01-23 17:00 | 546 | [7 empty] | 0.141 | 637.952 | 760.8241 | 165
2019-01-23 18:00 | 547 | [7 empty] | 0.2004 | 653.7039 | 809.1316 | 83
2019-01-23 19:00 | 548 | [7 empty] | 0.2689 | 666.8305 | 859.8014 | 39
2019-01-23 20:00 | 549 | [7 empty] | 0.3157 | 679.9571 | 898.5779 | 22
2019-01-23 21:00 | 550 | [7 empty] | 0.3101 | 700.9596 | 916.5112 | 16
2019-01-23 22:00 | 551 | [7 empty] | 0.2483 | 729.8381 | 911.5186 | 17
2019-01-23 23:00 | 552 | [7 empty] | 0.1599 | 729.8381 | 863.0688 | 37
2019-01-24 | 553 |  | 27.8 | 27.5 | 23.95 | 22.3 | 25.9 | 26.7 | 0.0827 | 745.59 | 836.5093 | 58
2019-01-24 01:00 | 554 | [7 empty] | 0.0372 | 777.0938 | 843.0757 | 50
2019-01-24 02:00 | 555 | [7 empty] | 0.0253 | 790.2204 | 849.6802 | 44
2019-01-24 03:00 | 556 | [7 empty] | 0.045 | 808.5976 | 878.8545 | 31
2019-01-24 04:00 | 557 | [7 empty] | 0.0974 | 808.5976 | 907.5736 | 20
2019-01-24 05:00 | 558 | [7 empty] | 0.1755 | 808.5976 | 950.3783 | 10
2019-01-24 06:00 | 559 | [7 empty] | 0.2535 | 816.4735 | 1001.0041 | 4
2019-01-24 07:00 | 560 | [7 empty] | 0.2955 | 808.5976 | 1016.1473 | 3
2019-01-24 08:00 | 561 | [7 empty] | 0.284 | 777.0938 | 978.3406 | 8
2019-01-24 09:00 | 562 | [7 empty] | 0.2349 | 708.8355 | 883.1719 | 30
2019-01-24 10:00 | 563 | [7 empty] | 0.1802 | 601.1975 | 745.5542 | 203
2019-01-24 11:00 | 564 | [7 empty] | 0.1402 | 606.4482 | 728.8818 | 241
2019-01-24 12:00 | 565 | [7 empty] | 0.1157 | 590.6963 | 699.7021 | 350
2019-01-24 13:00 | 566 | [7 empty] | 0.0996 | 585.4456 | 685.6274 | 422
2019-01-24 14:00 | 567 | [7 empty] | 0.0895 | 590.6963 | 685.3425 | 424
2019-01-24 15:00 | 568 | [7 empty] | 0.0889 | 619.5748 | 713.8921 | 293
2019-01-24 16:00 | 569 | [7 empty] | 0.104 | 653.7039 | 756.2972 | 175
2019-01-24 17:00 | 570 | [7 empty] | 0.141 | 685.2077 | 808.0798 | 85
2019-01-24 18:00 | 571 | [7 empty] | 0.2004 | 711.4609 | 866.8886 | 34
2019-01-24 19:00 | 572 | [7 empty] | 0.2689 | 750.8406 | 943.8115 | 13
2019-01-24 20:00 | 573 | [7 empty] | 0.3157 | 774.4685 | 993.0893 | 6
2019-01-24 21:00 | 574 | [7 empty] | 0.3101 | 782.3444 | 997.896 | 5
2019-01-24 22:00 | 575 | [7 empty] | 0.2483 | 763.9672 | 945.6477 | 12
2019-01-24 23:00 | 576 | [7 empty] | 0.1599 | 740.3393 | 873.57 | 33
2019-01-25 | 577 |  | 26.2 | 26.35 | 22.8 | 22.05 | 22.35 | 25.5 | 0.0827 | 761.3419 | 852.2612 | 42
2019-01-25 01:00 | 578 | [7 empty] | 0.0372 | 740.3393 | 806.3212 | 88
2019-01-25 02:00 | 579 | [7 empty] | 0.0253 | 666.8305 | 726.2903 | 257
2019-01-25 03:00 | 580 | [7 empty] | 0.045 | 622.2001 | 692.457 | 387
2019-01-25 04:00 | 581 | [7 empty] | 0.0974 | 616.9494 | 715.9255 | 285
2019-01-25 05:00 | 582 | [7 empty] | 0.1755 | 609.0735 | 750.8542 | 190
2019-01-25 06:00 | 583 | [7 empty] | 0.2535 | 606.4482 | 790.9787 | 109
2019-01-25 07:00 | 584 | [7 empty] | 0.2955 | 595.9469 | 803.4966 | 91
2019-01-25 08:00 | 585 | [7 empty] | 0.284 | 593.3216 | 794.5684 | 104
2019-01-25 09:00 | 586 | [7 empty] | 0.2349 | 585.4456 | 759.782 | 167
2019-01-25 10:00 | 587 | [7 empty] | 0.1802 | 582.8203 | 727.177 | 254
2019-01-25 11:00 | 588 | [7 empty] | 0.1402 | 577.5697 | 700.0033 | 348
2019-01-25 12:00 | 589 | [7 empty] | 0.1157 | 585.4456 | 694.4514 | 377
2019-01-25 13:00 | 590 | [7 empty] | 0.0996 | 588.071 | 688.2527 | 405
2019-01-25 14:00 | 591 | [7 empty] | 0.0895 | 593.3216 | 687.9678 | 410
2019-01-25 15:00 | 592 | [7 empty] | 0.0889 | 603.8229 | 698.1402 | 361
2019-01-25 16:00 | 593 | [7 empty] | 0.104 | 609.0735 | 711.6668 | 304
2019-01-25 17:00 | 594 | [7 empty] | 0.141 | 603.8229 | 726.695 | 255
2019-01-25 18:00 | 595 | [7 empty] | 0.2004 | 606.4482 | 761.8759 | 158
2019-01-25 19:00 | 596 | [7 empty] | 0.2689 | 606.4482 | 799.4191 | 94
2019-01-25 20:00 | 597 | [7 empty] | 0.3157 | 614.3241 | 832.945 | 62
2019-01-25 21:00 | 598 | [7 empty] | 0.3101 | 619.5748 | 835.1264 | 61
2019-01-25 22:00 | 599 | [7 empty] | 0.2483 | 622.2001 | 803.8806 | 90
2019-01-25 23:00 | 600 | [7 empty] | 0.1599 | 624.8254 | 758.0561 | 172
2019-01-26 | 601 |  | 24.05 | 24.45 | 19.4 | 25 | 24.35 | 24.4 | 0.0827 | 627.4507 | 718.37 | 277
2019-01-26 01:00 | 602 | [7 empty] | 0.0372 | 630.076 | 696.0579 | 369
2019-01-26 02:00 | 603 | [7 empty] | 0.0253 | 640.5773 | 700.0371 | 347
2019-01-26 03:00 | 604 | [7 empty] | 0.045 | 645.8279 | 716.0848 | 283
2019-01-26 04:00 | 605 | [7 empty] | 0.0974 | 674.7064 | 773.6824 | 137
2019-01-26 05:00 | 606 | [7 empty] | 0.1755 | 651.0786 | 792.8593 | 107
2019-01-26 06:00 | 607 | [7 empty] | 0.2535 | 656.3292 | 840.8597 | 53
2019-01-26 07:00 | 608 | [7 empty] | 0.2955 | 653.7039 | 861.2536 | 38
2019-01-26 08:00 | 609 | [7 empty] | 0.284 | 645.8279 | 847.0748 | 48
2019-01-26 09:00 | 610 | [7 empty] | 0.2349 | 637.952 | 812.2883 | 81
2019-01-26 10:00 | 611 | [7 empty] | 0.1802 | 632.7014 | 777.058 | 132
2019-01-26 11:00 | 612 | [7 empty] | 0.1402 | 627.4507 | 749.8843 | 193
2019-01-26 12:00 | 613 | [7 empty] | 0.1157 | 619.5748 | 728.5806 | 242
2019-01-26 13:00 | 614 | [7 empty] | 0.0996 | 611.6988 | 711.8806 | 303
2019-01-26 14:00 | 615 | [7 empty] | 0.0895 | 609.0735 | 703.7197 | 334
2019-01-26 15:00 | 616 | [7 empty] | 0.0889 | 609.0735 | 703.3909 | 337
2019-01-26 16:00 | 617 | [7 empty] | 0.104 | 609.0735 | 711.6668 | 305
2019-01-26 17:00 | 618 | [7 empty] | 0.141 | 611.6988 | 734.5709 | 228
2019-01-26 18:00 | 619 | [7 empty] | 0.2004 | 606.4482 | 761.8759 | 159
2019-01-26 19:00 | 620 | [7 empty] | 0.2689 | 606.4482 | 799.4191 | 95
2019-01-26 20:00 | 621 | [7 empty] | 0.3157 | 606.4482 | 825.069 | 69
2019-01-26 21:00 | 622 | [7 empty] | 0.3101 | 609.0735 | 824.6251 | 70
2019-01-26 22:00 | 623 | [7 empty] | 0.2483 | 611.6988 | 793.3794 | 106
2019-01-26 23:00 | 624 | [7 empty] | 0.1599 | 611.6988 | 744.9295 | 205
2019-01-27 | 625 |  | 25.65 | 26.5 | 23.3 | 22.35 | 23.2 | 23.15 | 0.0827 | 614.3241 | 705.2434 | 326
2019-01-27 01:00 | 626 | [7 empty] | 0.0372 | 611.6988 | 677.6807 | 459
2019-01-27 02:00 | 627 | [7 empty] | 0.0253 | 611.6988 | 671.1586 | 501
2019-01-27 03:00 | 628 | [7 empty] | 0.045 | 611.6988 | 681.9557 | 437
2019-01-27 04:00 | 629 | [7 empty] | 0.0974 | 614.3241 | 713.3001 | 296
2019-01-27 05:00 | 630 | [7 empty] | 0.1755 | 624.8254 | 766.6061 | 148
2019-01-27 06:00 | 631 | [7 empty] | 0.2535 | 630.076 | 814.6066 | 78
2019-01-27 07:00 | 632 | [7 empty] | 0.2955 | 643.2026 | 850.7523 | 43
2019-01-27 08:00 | 633 | [7 empty] | 0.284 | 645.8279 | 847.0748 | 49
2019-01-27 09:00 | 634 | [7 empty] | 0.2349 | 637.952 | 812.2883 | 82
2019-01-27 10:00 | 635 | [7 empty] | 0.1802 | 627.4507 | 771.8074 | 139
2019-01-27 11:00 | 636 | [7 empty] | 0.1402 | 601.1975 | 723.6312 | 260
2019-01-27 12:00 | 637 | [7 empty] | 0.1157 | 577.5697 | 686.5755 | 415
2019-01-27 13:00 | 638 | [7 empty] | 0.0996 | 569.6937 | 669.8755 | 509
2019-01-27 14:00 | 639 | [7 empty] | 0.0895 | 601.1975 | 695.8438 | 370
2019-01-27 15:00 | 640 | [7 empty] | 0.0889 | 619.5748 | 713.8921 | 294
2019-01-27 16:00 | 641 | [7 empty] | 0.104 | 616.9494 | 719.5428 | 273
2019-01-27 17:00 | 642 | [7 empty] | 0.141 | 616.9494 | 739.8215 | 219
2019-01-27 18:00 | 643 | [7 empty] | 0.2004 | 614.3241 | 769.7519 | 140
2019-01-27 19:00 | 644 | [7 empty] | 0.2689 | 614.3241 | 807.295 | 87
2019-01-27 20:00 | 645 | [7 empty] | 0.3157 | 616.9494 | 835.5703 | 59
2019-01-27 21:00 | 646 | [7 empty] | 0.3101 | 616.9494 | 832.501 | 63
2019-01-27 22:00 | 647 | [7 empty] | 0.2483 | 616.9494 | 798.63 | 96
2019-01-27 23:00 | 648 | [7 empty] | 0.1599 | 614.3241 | 747.5548 | 198
2019-01-28 | 649 |  | 21.8 | 21.6 | 19.45 | 21.05 | 21.8 | 23.05 | 0.0827 | 614.3241 | 705.2434 | 327
2019-01-28 01:00 | 650 | [7 empty] | 0.0372 | 614.3241 | 680.306 | 446
2019-01-28 02:00 | 651 | [7 empty] | 0.0253 | 616.9494 | 676.4092 | 472
2019-01-28 03:00 | 652 | [7 empty] | 0.045 | 616.9494 | 687.2063 | 413
2019-01-28 04:00 | 653 | [7 empty] | 0.0974 | 616.9494 | 715.9255 | 286
2019-01-28 05:00 | 654 | [7 empty] | 0.1755 | 609.0735 | 750.8542 | 191
2019-01-28 06:00 | 655 | [7 empty] | 0.2535 | 611.6988 | 796.2294 | 100
2019-01-28 07:00 | 656 | [7 empty] | 0.2955 | 614.3241 | 821.8738 | 73
2019-01-28 08:00 | 657 | [7 empty] | 0.284 | 616.9494 | 818.1963 | 76
2019-01-28 09:00 | 658 | [7 empty] | 0.2349 | 609.0735 | 783.4098 | 123
2019-01-28 10:00 | 659 | [7 empty] | 0.1802 | 598.5722 | 742.9289 | 215
2019-01-28 11:00 | 660 | [7 empty] | 0.1402 | 590.6963 | 713.1299 | 299
2019-01-28 12:00 | 661 | [7 empty] | 0.1157 | 585.4456 | 694.4514 | 378
2019-01-28 13:00 | 662 | [7 empty] | 0.0996 | 585.4456 | 685.6274 | 423
2019-01-28 14:00 | 663 | [7 empty] | 0.0895 | 588.071 | 682.7172 | 434
2019-01-28 15:00 | 664 | [7 empty] | 0.0889 | 603.8229 | 698.1402 | 362
2019-01-28 16:00 | 665 | [7 empty] | 0.104 | 606.4482 | 709.0415 | 314
2019-01-28 17:00 | 666 | [7 empty] | 0.141 | 624.8254 | 747.6975 | 197
2019-01-28 18:00 | 667 | [7 empty] | 0.2004 | 609.0735 | 764.5013 | 155
2019-01-28 19:00 | 668 | [7 empty] | 0.2689 | 611.6988 | 804.6697 | 89
2019-01-28 20:00 | 669 | [7 empty] | 0.3157 | 611.6988 | 830.3196 | 65
2019-01-28 21:00 | 670 | [7 empty] | 0.3101 | 603.8229 | 819.3745 | 75
2019-01-28 22:00 | 671 | [7 empty] | 0.2483 | 593.3216 | 775.0022 | 136
2019-01-28 23:00 | 672 | [7 empty] | 0.1599 | 588.071 | 721.3017 | 267
2019-01-29 | 673 |  | 18.35 | 18.5 | 16.75 | 18.4 | 18.85 | 19 | 0.0827 | 585.4456 | 676.365 | 473
2019-01-29 01:00 | 674 | [7 empty] | 0.0372 | 585.4456 | 651.4275 | 611
2019-01-29 02:00 | 675 | [7 empty] | 0.0253 | 580.195 | 639.6548 | 689
2019-01-29 03:00 | 676 | [7 empty] | 0.045 | 580.195 | 650.4519 | 623
2019-01-29 04:00 | 677 | [7 empty] | 0.0974 | 577.5697 | 676.5457 | 470
2019-01-29 05:00 | 678 | [7 empty] | 0.1755 | 572.3191 | 714.0997 | 292
2019-01-29 06:00 | 679 | [7 empty] | 0.2535 | 561.8178 | 746.3483 | 200
2019-01-29 07:00 | 680 | [7 empty] | 0.2955 | 548.6912 | 756.2409 | 176
2019-01-29 08:00 | 681 | [7 empty] | 0.284 | 535.5646 | 736.8115 | 223
2019-01-29 09:00 | 682 | [7 empty] | 0.2349 | 519.8127 | 694.1491 | 379
2019-01-29 10:00 | 683 | [7 empty] | 0.1802 | 506.6861 | 651.0428 | 622
2019-01-29 11:00 | 684 | [7 empty] | 0.1402 | 493.5596 | 615.9932 | 897
2019-01-29 12:00 | 685 | [7 empty] | 0.1157 | 475.1823 | 584.1881 | 1211
2019-01-29 13:00 | 686 | [7 empty] | 0.0996 | 454.1798 | 554.3616 | 1574
2019-01-29 14:00 | 687 | [7 empty] | 0.0895 | 451.5545 | 546.2007 | 1684
2019-01-29 15:00 | 688 | [7 empty] | 0.0889 | 448.9292 | 543.2465 | 1724
2019-01-29 16:00 | 689 | [7 empty] | 0.104 | 441.0532 | 543.6465 | 1722
2019-01-29 17:00 | 690 | [7 empty] | 0.141 | 438.4279 | 561.3 | 1488
2019-01-29 18:00 | 691 | [7 empty] | 0.2004 | 435.8026 | 591.2303 | 1129
2019-01-29 19:00 | 692 | [7 empty] | 0.2689 | 427.9266 | 620.8975 | 840
2019-01-29 20:00 | 693 | [7 empty] | 0.3157 | 422.676 | 641.2968 | 682
2019-01-29 21:00 | 694 | [7 empty] | 0.3101 | 420.0507 | 635.6023 | 716
2019-01-29 22:00 | 695 | [7 empty] | 0.2483 | 414.8001 | 596.4806 | 1069
2019-01-29 23:00 | 696 | [7 empty] | 0.1599 | 412.1747 | 545.4054 | 1700
2019-01-30 | 697 |  | 16.1 | 20.3 | 18.85 | 23.15 | 21.35 | 16.8 | 0.0827 | 412.1747 | 503.094 | 2305
2019-01-30 01:00 | 698 | [7 empty] | 0.0372 | 412.1747 | 478.1566 | 2621
2019-01-30 02:00 | 699 | [7 empty] | 0.0253 | 412.1747 | 471.6345 | 2715
2019-01-30 03:00 | 700 | [7 empty] | 0.045 | 414.8001 | 485.0569 | 2536
2019-01-30 04:00 | 701 | [7 empty] | 0.0974 | 420.0507 | 519.0267 | 2051
2019-01-30 05:00 | 702 | [7 empty] | 0.1755 | 422.676 | 564.4567 | 1442
2019-01-30 06:00 | 703 | [7 empty] | 0.2535 | 425.3013 | 609.8319 | 947
2019-01-30 07:00 | 704 | [7 empty] | 0.2955 | 427.9266 | 635.4763 | 721
2019-01-30 08:00 | 705 | [7 empty] | 0.284 | 422.676 | 623.9228 | 818
2019-01-30 09:00 | 706 | [7 empty] | 0.2349 | 414.8001 | 589.1364 | 1149
2019-01-30 10:00 | 707 | [7 empty] | 0.1802 | 414.8001 | 559.1567 | 1518
2019-01-30 11:00 | 708 | [7 empty] | 0.1402 | 385.9216 | 508.3552 | 2236
2019-01-30 12:00 | 709 | [7 empty] | 0.1157 | 412.1747 | 521.1805 | 2024
2019-01-30 13:00 | 710 | [7 empty] | 0.0996 | 417.4254 | 517.6072 | 2080
2019-01-30 14:00 | 711 | [7 empty] | 0.0895 | 417.4254 | 512.0716 | 2175
2019-01-30 15:00 | 712 | [7 empty] | 0.0889 | 433.1773 | 527.4946 | 1949
2019-01-30 16:00 | 713 | [7 empty] | 0.104 | 451.5545 | 554.1478 | 1581
2019-01-30 17:00 | 714 | [7 empty] | 0.141 | 469.9317 | 592.8038 | 1117
2019-01-30 18:00 | 715 | [7 empty] | 0.2004 | 490.9342 | 646.362 | 648
2019-01-30 19:00 | 716 | [7 empty] | 0.2689 | 496.1849 | 689.1558 | 401
2019-01-30 20:00 | 717 | [7 empty] | 0.3157 | 485.6836 | 704.3044 | 332
2019-01-30 21:00 | 718 | [7 empty] | 0.3101 | 480.433 | 695.9846 | 372
2019-01-30 22:00 | 719 | [7 empty] | 0.2483 | 469.9317 | 651.6123 | 613
2019-01-30 23:00 | 720 | [7 empty] | 0.1599 | 467.3064 | 600.5371 | 1032
2019-01-31 | 721 |  | 16.75 | 17.9 | 20.35 | 24.35 | 23 | 17.15 | 0.0827 | 464.6811 | 555.6004 | 1558
2019-01-31 01:00 | 722 | [7 empty] | 0.0372 | 464.6811 | 530.663 | 1887
2019-01-31 02:00 | 723 | [7 empty] | 0.0253 | 472.557 | 532.0168 | 1871
2019-01-31 03:00 | 724 | [7 empty] | 0.045 | 475.1823 | 545.4392 | 1698
2019-01-31 04:00 | 725 | [7 empty] | 0.0974 | 483.0583 | 582.0343 | 1236
2019-01-31 05:00 | 726 | [7 empty] | 0.1755 | 488.3089 | 630.0896 | 770
2019-01-31 06:00 | 727 | [7 empty] | 0.2535 | 490.9342 | 675.4648 | 475
2019-01-31 07:00 | 728 | [7 empty] | 0.2955 | 490.9342 | 698.4839 | 358
2019-01-31 08:00 | 729 | [7 empty] | 0.284 | 488.3089 | 689.5558 | 397
2019-01-31 09:00 | 730 | [7 empty] | 0.2349 | 472.557 | 646.8934 | 645
2019-01-31 10:00 | 731 | [7 empty] | 0.1802 | 451.5545 | 595.9111 | 1079
2019-01-31 11:00 | 732 | [7 empty] | 0.1402 | 430.552 | 552.9856 | 1599
2019-01-31 12:00 | 733 | [7 empty] | 0.1157 | 425.3013 | 534.3071 | 1846
2019-01-31 13:00 | 734 | [7 empty] | 0.0996 | 422.676 | 522.8578 | 1995
2019-01-31 14:00 | 735 | [7 empty] | 0.0895 | 420.0507 | 514.6969 | 2124
2019-01-31 15:00 | 736 | [7 empty] | 0.0889 | 422.676 | 516.9934 | 2093
2019-01-31 16:00 | 737 | [7 empty] | 0.104 | 422.676 | 525.2693 | 1973
2019-01-31 17:00 | 738 | [7 empty] | 0.141 | 425.3013 | 548.1734 | 1662
2019-01-31 18:00 | 739 | [7 empty] | 0.2004 | 422.676 | 578.1038 | 1282
2019-01-31 19:00 | 740 | [7 empty] | 0.2689 | 420.0507 | 613.0216 | 924
2019-01-31 20:00 | 741 | [7 empty] | 0.3157 | 417.4254 | 636.0462 | 712
2019-01-31 21:00 | 742 | [7 empty] | 0.3101 | 414.8001 | 630.3517 | 767
2019-01-31 22:00 | 743 | [7 empty] | 0.2483 | 409.5494 | 591.23 | 1131
2019-01-31 23:00 | 744 | [7 empty] | 0.1599 | 409.5494 | 542.7801 | 1731
2019-02-01 | 745 |  | 15.15 | 15.45 | 15.9 | 16.65 | 16.2 | 15.55 | 0.0827 | 417.4254 | 508.3447 | 2235
2019-02-01 01:00 | 746 | [7 empty] | 0.0372 | 414.8001 | 480.7819 | 2583
2019-02-01 02:00 | 747 | [7 empty] | 0.0253 | 412.1747 | 471.6345 | 2716
2019-02-01 03:00 | 748 | [7 empty] | 0.045 | 409.5494 | 479.8063 | 2599
2019-02-01 04:00 | 749 | [7 empty] | 0.0974 | 406.9241 | 505.9001 | 2267
2019-02-01 05:00 | 750 | [7 empty] | 0.1755 | 412.1747 | 553.9554 | 1582
2019-02-01 06:00 | 751 | [7 empty] | 0.2535 | 412.1747 | 596.7053 | 1063
2019-02-01 07:00 | 752 | [7 empty] | 0.2955 | 414.8001 | 622.3498 | 829
2019-02-01 08:00 | 753 | [7 empty] | 0.284 | 409.5494 | 610.7963 | 938
2019-02-01 09:00 | 754 | [7 empty] | 0.2349 | 406.9241 | 581.2605 | 1241
2019-02-01 10:00 | 755 | [7 empty] | 0.1802 | 404.2988 | 548.6554 | 1659
2019-02-01 11:00 | 756 | [7 empty] | 0.1402 | 399.0482 | 521.4818 | 2018
2019-02-01 12:00 | 757 | [7 empty] | 0.1157 | 396.4228 | 505.4286 | 2273
2019-02-01 13:00 | 758 | [7 empty] | 0.0996 | 396.4228 | 496.6046 | 2398
2019-02-01 14:00 | 759 | [7 empty] | 0.0895 | 399.0482 | 493.6944 | 2442
2019-02-01 15:00 | 760 | [7 empty] | 0.0889 | 401.6735 | 495.9908 | 2416
2019-02-01 16:00 | 761 | [7 empty] | 0.104 | 404.2988 | 506.8921 | 2254
2019-02-01 17:00 | 762 | [7 empty] | 0.141 | 406.9241 | 529.7962 | 1912
2019-02-01 18:00 | 763 | [7 empty] | 0.2004 | 409.5494 | 564.9772 | 1434
2019-02-01 19:00 | 764 | [7 empty] | 0.2689 | 406.9241 | 599.895 | 1039
2019-02-01 20:00 | 765 | [7 empty] | 0.3157 | 412.1747 | 630.7956 | 760
2019-02-01 21:00 | 766 | [7 empty] | 0.3101 | 414.8001 | 630.3517 | 768
2019-02-01 22:00 | 767 | [7 empty] | 0.2483 | 417.4254 | 599.1059 | 1049
2019-02-01 23:00 | 768 | [7 empty] | 0.1599 | 420.0507 | 553.2814 | 1590
2019-02-02 | 769 |  | 14.15 | 14.55 | 13.55 | 14.75 | 14.6 | 14.95 | 0.0827 | 420.0507 | 510.97 | 2197
2019-02-02 01:00 | 770 | [7 empty] | 0.0372 | 420.0507 | 486.0326 | 2521
2019-02-02 02:00 | 771 | [7 empty] | 0.0253 | 420.0507 | 479.5105 | 2608
2019-02-02 03:00 | 772 | [7 empty] | 0.045 | 420.0507 | 490.3076 | 2479
2019-02-02 04:00 | 773 | [7 empty] | 0.0974 | 417.4254 | 516.4014 | 2101
2019-02-02 05:00 | 774 | [7 empty] | 0.1755 | 414.8001 | 556.5807 | 1547
2019-02-02 06:00 | 775 | [7 empty] | 0.2535 | 417.4254 | 601.9559 | 1019
2019-02-02 07:00 | 776 | [7 empty] | 0.2955 | 412.1747 | 619.7244 | 862
2019-02-02 08:00 | 777 | [7 empty] | 0.284 | 401.6735 | 602.9203 | 1013
2019-02-02 09:00 | 778 | [7 empty] | 0.2349 | 391.1722 | 565.5086 | 1426
2019-02-02 10:00 | 779 | [7 empty] | 0.1802 | 383.2963 | 527.6529 | 1945
2019-02-02 11:00 | 780 | [7 empty] | 0.1402 | 370.1697 | 492.6033 | 2460
2019-02-02 12:00 | 781 | [7 empty] | 0.1157 | 364.919 | 473.9248 | 2681
2019-02-02 13:00 | 782 | [7 empty] | 0.0996 | 367.5444 | 467.7261 | 2779
2019-02-02 14:00 | 783 | [7 empty] | 0.0895 | 364.919 | 459.5653 | 2877
2019-02-02 15:00 | 784 | [7 empty] | 0.0889 | 364.919 | 459.2364 | 2881
2019-02-02 16:00 | 785 | [7 empty] | 0.104 | 372.795 | 475.3883 | 2661
2019-02-02 17:00 | 786 | [7 empty] | 0.141 | 372.795 | 495.6671 | 2418
2019-02-02 18:00 | 787 | [7 empty] | 0.2004 | 370.1697 | 525.5974 | 1968
2019-02-02 19:00 | 788 | [7 empty] | 0.2689 | 372.795 | 565.7659 | 1422
2019-02-02 20:00 | 789 | [7 empty] | 0.3157 | 372.795 | 591.4158 | 1126
2019-02-02 21:00 | 790 | [7 empty] | 0.3101 | 370.1697 | 585.7213 | 1195
2019-02-02 22:00 | 791 | [7 empty] | 0.2483 | 372.795 | 554.4755 | 1575
2019-02-02 23:00 | 792 | [7 empty] | 0.1599 | 370.1697 | 503.4004 | 2298
2019-02-03 | 793 |  | 14.4 | 14.35 | 13.9 | 14.75 | 14.45 | 14 | 0.0827 | 367.5444 | 458.4637 | 2893
2019-02-03 01:00 | 794 | [7 empty] | 0.0372 | 372.795 | 438.7769 | 3157
2019-02-03 02:00 | 795 | [7 empty] | 0.0253 | 375.4203 | 434.8801 | 3204
2019-02-03 03:00 | 796 | [7 empty] | 0.045 | 372.795 | 443.0519 | 3097
2019-02-03 04:00 | 797 | [7 empty] | 0.0974 | 370.1697 | 469.1457 | 2760
2019-02-03 05:00 | 798 | [7 empty] | 0.1755 | 372.795 | 514.5757 | 2126
2019-02-03 06:00 | 799 | [7 empty] | 0.2535 | 375.4203 | 559.9508 | 1496
2019-02-03 07:00 | 800 | [7 empty] | 0.2955 | 372.795 | 580.3447 | 1252
2019-02-03 08:00 | 801 | [7 empty] | 0.284 | 367.5444 | 568.7912 | 1398
2019-02-03 09:00 | 802 | [7 empty] | 0.2349 | 357.0431 | 531.3794 | 1880
2019-02-03 10:00 | 803 | [7 empty] | 0.1802 | 349.1671 | 493.5238 | 2449
2019-02-03 11:00 | 804 | [7 empty] | 0.1402 | 338.6659 | 461.0995 | 2853
2019-02-03 12:00 | 805 | [7 empty] | 0.1157 | 341.2912 | 450.297 | 3004
2019-02-03 13:00 | 806 | [7 empty] | 0.0996 | 351.7925 | 451.9742 | 2973
2019-02-03 14:00 | 807 | [7 empty] | 0.0895 | 354.4178 | 449.064 | 3026
2019-02-03 15:00 | 808 | [7 empty] | 0.0889 | 357.0431 | 451.3605 | 2985
2019-02-03 16:00 | 809 | [7 empty] | 0.104 | 362.2937 | 464.887 | 2810
2019-02-03 17:00 | 810 | [7 empty] | 0.141 | 378.0456 | 500.9177 | 2342
2019-02-03 18:00 | 811 | [7 empty] | 0.2004 | 383.2963 | 538.724 | 1788
2019-02-03 19:00 | 812 | [7 empty] | 0.2689 | 388.5469 | 581.5178 | 1239
2019-02-03 20:00 | 813 | [7 empty] | 0.3157 | 393.7975 | 612.4183 | 927
2019-02-03 21:00 | 814 | [7 empty] | 0.3101 | 393.7975 | 609.3491 | 955
2019-02-03 22:00 | 815 | [7 empty] | 0.2483 | 393.7975 | 575.4781 | 1316
2019-02-03 23:00 | 816 | [7 empty] | 0.1599 | 396.4228 | 529.6535 | 1915
2019-02-04 | 817 |  | 16.25 | 16.4 | 15.65 | 17.35 | 17 | 16.7 | 0.0827 | 396.4228 | 487.3421 | 2511
2019-02-04 01:00 | 818 | [7 empty] | 0.0372 | 399.0482 | 465.03 | 2804
2019-02-04 02:00 | 819 | [7 empty] | 0.0253 | 401.6735 | 461.1333 | 2847
2019-02-04 03:00 | 820 | [7 empty] | 0.045 | 404.2988 | 474.5557 | 2665
2019-02-04 04:00 | 821 | [7 empty] | 0.0974 | 404.2988 | 503.2748 | 2300
2019-02-04 05:00 | 822 | [7 empty] | 0.1755 | 404.2988 | 546.0795 | 1691
2019-02-04 06:00 | 823 | [7 empty] | 0.2535 | 406.9241 | 591.4546 | 1123
2019-02-04 07:00 | 824 | [7 empty] | 0.2955 | 406.9241 | 614.4738 | 911
2019-02-04 08:00 | 825 | [7 empty] | 0.284 | 406.9241 | 608.1709 | 966
2019-02-04 09:00 | 826 | [7 empty] | 0.2349 | 409.5494 | 583.8858 | 1213
2019-02-04 10:00 | 827 | [7 empty] | 0.1802 | 417.4254 | 561.782 | 1486
2019-02-04 11:00 | 828 | [7 empty] | 0.1402 | 422.676 | 545.1096 | 1704
2019-02-04 12:00 | 829 | [7 empty] | 0.1157 | 438.4279 | 547.4337 | 1673
2019-02-04 13:00 | 830 | [7 empty] | 0.0996 | 443.6785 | 543.8603 | 1716
2019-02-04 14:00 | 831 | [7 empty] | 0.0895 | 451.5545 | 546.2007 | 1685
2019-02-04 15:00 | 832 | [7 empty] | 0.0889 | 459.4304 | 553.7478 | 1586
2019-02-04 16:00 | 833 | [7 empty] | 0.104 | 469.9317 | 572.525 | 1353
2019-02-04 17:00 | 834 | [7 empty] | 0.141 | 472.557 | 595.4291 | 1082
2019-02-04 18:00 | 835 | [7 empty] | 0.2004 | 480.433 | 635.8607 | 714
2019-02-04 19:00 | 836 | [7 empty] | 0.2689 | 480.433 | 673.4039 | 490
2019-02-04 20:00 | 837 | [7 empty] | 0.3157 | 480.433 | 699.0538 | 354
2019-02-04 21:00 | 838 | [7 empty] | 0.3101 | 477.8077 | 693.3593 | 384
2019-02-04 22:00 | 839 | [7 empty] | 0.2483 | 477.8077 | 659.4882 | 562
2019-02-04 23:00 | 840 | [7 empty] | 0.1599 | 475.1823 | 608.4131 | 962
2019-02-05 | 841 |  | 17.3 | 17.65 | 15.4 | 17.1 | 17.9 | 17.8 | 0.0827 | 469.9317 | 560.851 | 1493
2019-02-05 01:00 | 842 | [7 empty] | 0.0372 | 469.9317 | 535.9136 | 1814
2019-02-05 02:00 | 843 | [7 empty] | 0.0253 | 464.6811 | 524.1409 | 1985
2019-02-05 03:00 | 844 | [7 empty] | 0.045 | 464.6811 | 534.9379 | 1832
2019-02-05 04:00 | 845 | [7 empty] | 0.0974 | 472.557 | 571.533 | 1363
2019-02-05 05:00 | 846 | [7 empty] | 0.1755 | 477.8077 | 619.5883 | 856
2019-02-05 06:00 | 847 | [7 empty] | 0.2535 | 483.0583 | 667.5888 | 525
2019-02-05 07:00 | 848 | [7 empty] | 0.2955 | 483.0583 | 690.608 | 392
2019-02-05 08:00 | 849 | [7 empty] | 0.284 | 483.0583 | 684.3051 | 428
2019-02-05 09:00 | 850 | [7 empty] | 0.2349 | 485.6836 | 660.02 | 559
2019-02-05 10:00 | 851 | [7 empty] | 0.1802 | 483.0583 | 627.4149 | 791
2019-02-05 11:00 | 852 | [7 empty] | 0.1402 | 477.8077 | 600.2413 | 1035
2019-02-05 12:00 | 853 | [7 empty] | 0.1157 | 475.1823 | 584.1881 | 1212
2019-02-05 13:00 | 854 | [7 empty] | 0.0996 | 467.3064 | 567.4882 | 1408
2019-02-05 14:00 | 855 | [7 empty] | 0.0895 | 464.6811 | 559.3273 | 1512
2019-02-05 15:00 | 856 | [7 empty] | 0.0889 | 462.0558 | 556.3731 | 1552
2019-02-05 16:00 | 857 | [7 empty] | 0.104 | 462.0558 | 564.6491 | 1437
2019-02-05 17:00 | 858 | [7 empty] | 0.141 | 462.0558 | 584.9278 | 1204
2019-02-05 18:00 | 859 | [7 empty] | 0.2004 | 462.0558 | 617.4835 | 883
2019-02-05 19:00 | 860 | [7 empty] | 0.2689 | 456.8051 | 649.776 | 627
2019-02-05 20:00 | 861 | [7 empty] | 0.3157 | 451.5545 | 670.1753 | 506
2019-02-05 21:00 | 862 | [7 empty] | 0.3101 | 451.5545 | 667.1061 | 530
2019-02-05 22:00 | 863 | [7 empty] | 0.2483 | 448.9292 | 630.6097 | 765
2019-02-05 23:00 | 864 | [7 empty] | 0.1599 | 454.1798 | 587.4105 | 1170
2019-02-06 | 865 |  | 15.55 | 15.75 | 14.6 | 18.75 | 17.85 | 16.2 | 0.0827 | 456.8051 | 547.7244 | 1669
2019-02-06 01:00 | 866 | [7 empty] | 0.0372 | 456.8051 | 522.787 | 1994
2019-02-06 02:00 | 867 | [7 empty] | 0.0253 | 454.1798 | 513.6396 | 2139
2019-02-06 03:00 | 868 | [7 empty] | 0.045 | 451.5545 | 521.8114 | 2008
2019-02-06 04:00 | 869 | [7 empty] | 0.0974 | 448.9292 | 547.9052 | 1665
2019-02-06 05:00 | 870 | [7 empty] | 0.1755 | 446.3039 | 588.0845 | 1165
2019-02-06 06:00 | 871 | [7 empty] | 0.2535 | 438.4279 | 622.9585 | 820
2019-02-06 07:00 | 872 | [7 empty] | 0.2955 | 430.552 | 638.1017 | 702
2019-02-06 08:00 | 873 | [7 empty] | 0.284 | 420.0507 | 621.2975 | 834
2019-02-06 09:00 | 874 | [7 empty] | 0.2349 | 404.2988 | 578.6351 | 1270
2019-02-06 10:00 | 875 | [7 empty] | 0.1802 | 396.4228 | 540.7795 | 1760
2019-02-06 11:00 | 876 | [7 empty] | 0.1402 | 396.4228 | 518.8565 | 2059
2019-02-06 12:00 | 877 | [7 empty] | 0.1157 | 393.7975 | 502.8033 | 2311
2019-02-06 13:00 | 878 | [7 empty] | 0.0996 | 393.7975 | 493.9793 | 2434
2019-02-06 14:00 | 879 | [7 empty] | 0.0895 | 399.0482 | 493.6944 | 2443
2019-02-06 15:00 | 880 | [7 empty] | 0.0889 | 399.0482 | 493.3655 | 2451
2019-02-06 16:00 | 881 | [7 empty] | 0.104 | 399.0482 | 501.6415 | 2328
2019-02-06 17:00 | 882 | [7 empty] | 0.141 | 406.9241 | 529.7962 | 1913
2019-02-06 18:00 | 883 | [7 empty] | 0.2004 | 417.4254 | 572.8531 | 1346
2019-02-06 19:00 | 884 | [7 empty] | 0.2689 | 425.3013 | 618.2722 | 874
2019-02-06 20:00 | 885 | [7 empty] | 0.3157 | 430.552 | 649.1728 | 633
2019-02-06 21:00 | 886 | [7 empty] | 0.3101 | 435.8026 | 651.3542 | 615
2019-02-06 22:00 | 887 | [7 empty] | 0.2483 | 438.4279 | 620.1085 | 852
2019-02-06 23:00 | 888 | [7 empty] | 0.1599 | 433.1773 | 566.408 | 1415
2019-02-07 | 889 |  | 14.05 | 15.45 | 14.35 | 16 | 16 | 15.45 | 0.0827 | 427.9266 | 518.8459 | 2058
2019-02-07 01:00 | 890 | [7 empty] | 0.0372 | 462.0558 | 528.0376 | 1932
2019-02-07 02:00 | 891 | [7 empty] | 0.0253 | 469.9317 | 529.3915 | 1919
2019-02-07 03:00 | 892 | [7 empty] | 0.045 | 459.4304 | 529.6873 | 1911
2019-02-07 04:00 | 893 | [7 empty] | 0.0974 | 462.0558 | 561.0318 | 1491
2019-02-07 05:00 | 894 | [7 empty] | 0.1755 | 456.8051 | 598.5858 | 1054
2019-02-07 06:00 | 895 | [7 empty] | 0.2535 | 443.6785 | 628.2091 | 782
2019-02-07 07:00 | 896 | [7 empty] | 0.2955 | 430.552 | 638.1017 | 703
2019-02-07 08:00 | 897 | [7 empty] | 0.284 | 409.5494 | 610.7963 | 939
2019-02-07 09:00 | 898 | [7 empty] | 0.2349 | 393.7975 | 568.1339 | 1400
2019-02-07 10:00 | 899 | [7 empty] | 0.1802 | 383.2963 | 527.6529 | 1946
2019-02-07 11:00 | 900 | [7 empty] | 0.1402 | 378.0456 | 500.4792 | 2352
2019-02-07 12:00 | 901 | [7 empty] | 0.1157 | 367.5444 | 476.5501 | 2647
2019-02-07 13:00 | 902 | [7 empty] | 0.0996 | 362.2937 | 462.4755 | 2838
2019-02-07 14:00 | 903 | [7 empty] | 0.0895 | 341.2912 | 435.9374 | 3195
2019-02-07 15:00 | 904 | [7 empty] | 0.0889 | 367.5444 | 461.8617 | 2845
2019-02-07 16:00 | 905 | [7 empty] | 0.104 | 399.0482 | 501.6415 | 2329
2019-02-07 17:00 | 906 | [7 empty] | 0.141 | 406.9241 | 529.7962 | 1914
2019-02-07 18:00 | 907 | [7 empty] | 0.2004 | 404.2988 | 559.7265 | 1505
2019-02-07 19:00 | 908 | [7 empty] | 0.2689 | 417.4254 | 610.3963 | 942
2019-02-07 20:00 | 909 | [7 empty] | 0.3157 | 412.1747 | 630.7956 | 761
2019-02-07 21:00 | 910 | [7 empty] | 0.3101 | 409.5494 | 625.101 | 807
2019-02-07 22:00 | 911 | [7 empty] | 0.2483 | 422.676 | 604.3566 | 997
2019-02-07 23:00 | 912 | [7 empty] | 0.1599 | 438.4279 | 571.6586 | 1361
2019-02-08 | 913 |  | 14.6 | 15.4 | 13.6 | 14.6 | 14.9 | 15.85 | 0.0827 | 435.8026 | 526.7219 | 1958
2019-02-08 01:00 | 914 | [7 empty] | 0.0372 | 451.5545 | 517.5364 | 2075
2019-02-08 02:00 | 915 | [7 empty] | 0.0253 | 456.8051 | 516.2649 | 2106
2019-02-08 03:00 | 916 | [7 empty] | 0.045 | 472.557 | 542.8139 | 1727
2019-02-08 04:00 | 917 | [7 empty] | 0.0974 | 477.8077 | 576.7837 | 1301
2019-02-08 05:00 | 918 | [7 empty] | 0.1755 | 477.8077 | 619.5883 | 857
2019-02-08 06:00 | 919 | [7 empty] | 0.2535 | 472.557 | 657.0876 | 573
2019-02-08 07:00 | 920 | [7 empty] | 0.2955 | 462.0558 | 669.6055 | 514
2019-02-08 08:00 | 921 | [7 empty] | 0.284 | 441.0532 | 642.3001 | 678
2019-02-08 09:00 | 922 | [7 empty] | 0.2349 | 420.0507 | 594.387 | 1095
2019-02-08 10:00 | 923 | [7 empty] | 0.1802 | 406.9241 | 551.2807 | 1625
2019-02-08 11:00 | 924 | [7 empty] | 0.1402 | 391.1722 | 513.6058 | 2143
2019-02-08 12:00 | 925 | [7 empty] | 0.1157 | 364.919 | 473.9248 | 2682
2019-02-08 13:00 | 926 | [7 empty] | 0.0996 | 354.4178 | 454.5995 | 2940
2019-02-08 14:00 | 927 | [7 empty] | 0.0895 | 357.0431 | 451.6893 | 2979
2019-02-08 15:00 | 928 | [7 empty] | 0.0889 | 378.0456 | 472.363 | 2705
2019-02-08 16:00 | 929 | [7 empty] | 0.104 | 385.9216 | 488.5149 | 2497
2019-02-08 17:00 | 930 | [7 empty] | 0.141 | 391.1722 | 514.0443 | 2130
2019-02-08 18:00 | 931 | [7 empty] | 0.2004 | 385.9216 | 541.3493 | 1751
2019-02-08 19:00 | 932 | [7 empty] | 0.2689 | 388.5469 | 581.5178 | 1240
2019-02-08 20:00 | 933 | [7 empty] | 0.3157 | 391.1722 | 609.793 | 949
2019-02-08 21:00 | 934 | [7 empty] | 0.3101 | 391.1722 | 606.7238 | 979
2019-02-08 22:00 | 935 | [7 empty] | 0.2483 | 393.7975 | 575.4781 | 1317
2019-02-08 23:00 | 936 | [7 empty] | 0.1599 | 414.8001 | 548.0308 | 1663
2019-02-09 | 937 |  | 14.15 | 14.85 | 13.45 | 13.3 | 13.65 | 14.95 | 0.0827 | 425.3013 | 516.2206 | 2108
2019-02-09 01:00 | 938 | [7 empty] | 0.0372 | 438.4279 | 504.4098 | 2282
2019-02-09 02:00 | 939 | [7 empty] | 0.0253 | 443.6785 | 503.1383 | 2302
2019-02-09 03:00 | 940 | [7 empty] | 0.045 | 446.3039 | 516.5607 | 2095
2019-02-09 04:00 | 941 | [7 empty] | 0.0974 | 446.3039 | 545.2799 | 1701
2019-02-09 05:00 | 942 | [7 empty] | 0.1755 | 446.3039 | 588.0845 | 1166
2019-02-09 06:00 | 943 | [7 empty] | 0.2535 | 448.9292 | 633.4597 | 735
2019-02-09 07:00 | 944 | [7 empty] | 0.2955 | 443.6785 | 651.2282 | 619
2019-02-09 08:00 | 945 | [7 empty] | 0.284 | 420.0507 | 621.2975 | 835
2019-02-09 09:00 | 946 | [7 empty] | 0.2349 | 401.6735 | 576.0098 | 1309
2019-02-09 10:00 | 947 | [7 empty] | 0.1802 | 372.795 | 517.1516 | 2092
2019-02-09 11:00 | 948 | [7 empty] | 0.1402 | 349.1671 | 471.6008 | 2724
2019-02-09 12:00 | 949 | [7 empty] | 0.1157 | 341.2912 | 450.297 | 3005
2019-02-09 13:00 | 950 | [7 empty] | 0.0996 | 336.0406 | 436.2223 | 3192
2019-02-09 14:00 | 951 | [7 empty] | 0.0895 | 336.0406 | 430.6868 | 3250
2019-02-09 15:00 | 952 | [7 empty] | 0.0889 | 343.9165 | 438.2339 | 3170
2019-02-09 16:00 | 953 | [7 empty] | 0.104 | 346.5418 | 449.1351 | 3022
2019-02-09 17:00 | 954 | [7 empty] | 0.141 | 349.1671 | 472.0392 | 2708
2019-02-09 18:00 | 955 | [7 empty] | 0.2004 | 357.0431 | 512.4708 | 2166
2019-02-09 19:00 | 956 | [7 empty] | 0.2689 | 370.1697 | 563.1406 | 1468
2019-02-09 20:00 | 957 | [7 empty] | 0.3157 | 378.0456 | 596.6664 | 1067
2019-02-09 21:00 | 958 | [7 empty] | 0.3101 | 375.4203 | 590.9719 | 1136
2019-02-09 22:00 | 959 | [7 empty] | 0.2483 | 372.795 | 554.4755 | 1576
2019-02-09 23:00 | 960 | [7 empty] | 0.1599 | 375.4203 | 508.651 | 2229
2019-02-10 | 961 |  | 11.6 | 13.05 | 12.1 | 12.2 | 12.6 | 13.5 | 0.0827 | 380.6709 | 471.5902 | 2722
2019-02-10 01:00 | 962 | [7 empty] | 0.0372 | 383.2963 | 449.2781 | 3019
2019-02-10 02:00 | 963 | [7 empty] | 0.0253 | 396.4228 | 455.8826 | 2924
2019-02-10 03:00 | 964 | [7 empty] | 0.045 | 401.6735 | 471.9303 | 2706
2019-02-10 04:00 | 965 | [7 empty] | 0.0974 | 412.1747 | 511.1508 | 2193
2019-02-10 05:00 | 966 | [7 empty] | 0.1755 | 399.0482 | 540.8288 | 1756
2019-02-10 06:00 | 967 | [7 empty] | 0.2535 | 412.1747 | 596.7053 | 1064
2019-02-10 07:00 | 968 | [7 empty] | 0.2955 | 393.7975 | 601.3472 | 1028
2019-02-10 08:00 | 969 | [7 empty] | 0.284 | 383.2963 | 584.5431 | 1210
2019-02-10 09:00 | 970 | [7 empty] | 0.2349 | 359.6684 | 534.0047 | 1847
2019-02-10 10:00 | 971 | [7 empty] | 0.1802 | 351.7925 | 496.1491 | 2414
2019-02-10 11:00 | 972 | [7 empty] | 0.1402 | 330.7899 | 453.2235 | 2959
2019-02-10 12:00 | 973 | [7 empty] | 0.1157 | 312.4127 | 421.4185 | 3366
2019-02-10 13:00 | 974 | [7 empty] | 0.0996 | 304.5367 | 404.7185 | 3555
2019-02-10 14:00 | 975 | [7 empty] | 0.0895 | 296.6608 | 391.307 | 3705
2019-02-10 15:00 | 976 | [7 empty] | 0.0889 | 328.1646 | 422.482 | 3345
2019-02-10 16:00 | 977 | [7 empty] | 0.104 | 346.5418 | 449.1351 | 3023
2019-02-10 17:00 | 978 | [7 empty] | 0.141 | 346.5418 | 469.4139 | 2756
2019-02-10 18:00 | 979 | [7 empty] | 0.2004 | 343.9165 | 499.3443 | 2365
2019-02-10 19:00 | 980 | [7 empty] | 0.2689 | 351.7925 | 544.7634 | 1706
2019-02-10 20:00 | 981 | [7 empty] | 0.3157 | 346.5418 | 565.1626 | 1431
2019-02-10 21:00 | 982 | [7 empty] | 0.3101 | 349.1671 | 564.7187 | 1440
2019-02-10 22:00 | 983 | [7 empty] | 0.2483 | 351.7925 | 533.473 | 1856
2019-02-10 23:00 | 984 | [7 empty] | 0.1599 | 354.4178 | 487.6485 | 2507
2019-02-11 | 985 |  | 13.2 | 13.75 | 13.35 | 14.45 | 14.6 | 14.25 | 0.0827 | 349.1671 | 440.0864 | 3142
2019-02-11 01:00 | 986 | [7 empty] | 0.0372 | 349.1671 | 415.149 | 3429
2019-02-11 02:00 | 987 | [7 empty] | 0.0253 | 354.4178 | 413.8776 | 3445
2019-02-11 03:00 | 988 | [7 empty] | 0.045 | 351.7925 | 422.0493 | 3349
2019-02-11 04:00 | 989 | [7 empty] | 0.0974 | 351.7925 | 450.7685 | 2996
2019-02-11 05:00 | 990 | [7 empty] | 0.1755 | 351.7925 | 493.5731 | 2446
2019-02-11 06:00 | 991 | [7 empty] | 0.2535 | 362.2937 | 546.8243 | 1678
2019-02-11 07:00 | 992 | [7 empty] | 0.2955 | 362.2937 | 569.8434 | 1388
2019-02-11 08:00 | 993 | [7 empty] | 0.284 | 362.2937 | 563.5406 | 1464
2019-02-11 09:00 | 994 | [7 empty] | 0.2349 | 378.0456 | 552.382 | 1603
2019-02-11 10:00 | 995 | [7 empty] | 0.1802 | 391.1722 | 535.5288 | 1828
2019-02-11 11:00 | 996 | [7 empty] | 0.1402 | 399.0482 | 521.4818 | 2019
2019-02-11 12:00 | 997 | [7 empty] | 0.1157 | 404.2988 | 513.3046 | 2150
2019-02-11 13:00 | 998 | [7 empty] | 0.0996 | 401.6735 | 501.8552 | 2322
2019-02-11 14:00 | 999 | [7 empty] | 0.0895 | 393.7975 | 488.4437 | 2499
2019-02-11 15:00 | 1000 | [7 empty] | 0.0889 | 372.795 | 467.1124 | 2791
2019-02-11 16:00 | 1001 | [7 empty] | 0.104 | 362.2937 | 464.887 | 2811
2019-02-11 17:00 | 1002 | [7 empty] | 0.141 | 354.4178 | 477.2899 | 2637
2019-02-11 18:00 | 1003 | [7 empty] | 0.2004 | 349.1671 | 504.5949 | 2286
2019-02-11 19:00 | 1004 | [7 empty] | 0.2689 | 343.9165 | 536.8874 | 1809
2019-02-11 20:00 | 1005 | [7 empty] | 0.3157 | 349.1671 | 567.788 | 1405
2019-02-11 21:00 | 1006 | [7 empty] | 0.3101 | 367.5444 | 583.096 | 1226
2019-02-11 22:00 | 1007 | [7 empty] | 0.2483 | 372.795 | 554.4755 | 1577
2019-02-11 23:00 | 1008 | [7 empty] | 0.1599 | 380.6709 | 513.9016 | 2133
2019-02-12 | 1009 |  | 15.1 | 15.15 | 14 | 16.05 | 16.45 | 16.05 | 0.0827 | 401.6735 | 492.5928 | 2457
2019-02-12 01:00 | 1010 | [7 empty] | 0.0372 | 406.9241 | 472.906 | 2691
2019-02-12 02:00 | 1011 | [7 empty] | 0.0253 | 412.1747 | 471.6345 | 2717
2019-02-12 03:00 | 1012 | [7 empty] | 0.045 | 412.1747 | 482.4316 | 2566
2019-02-12 04:00 | 1013 | [7 empty] | 0.0974 | 417.4254 | 516.4014 | 2102
2019-02-12 05:00 | 1014 | [7 empty] | 0.1755 | 422.676 | 564.4567 | 1443
2019-02-12 06:00 | 1015 | [7 empty] | 0.2535 | 422.676 | 607.2066 | 971
2019-02-12 07:00 | 1016 | [7 empty] | 0.2955 | 425.3013 | 632.851 | 746
2019-02-12 08:00 | 1017 | [7 empty] | 0.284 | 425.3013 | 626.5482 | 798
2019-02-12 09:00 | 1018 | [7 empty] | 0.2349 | 420.0507 | 594.387 | 1096
2019-02-12 10:00 | 1019 | [7 empty] | 0.1802 | 420.0507 | 564.4073 | 1451
2019-02-12 11:00 | 1020 | [7 empty] | 0.1402 | 420.0507 | 542.4843 | 1740
2019-02-12 12:00 | 1021 | [7 empty] | 0.1157 | 414.8001 | 523.8058 | 1987
2019-02-12 13:00 | 1022 | [7 empty] | 0.0996 | 414.8001 | 514.9818 | 2119
2019-02-12 14:00 | 1023 | [7 empty] | 0.0895 | 406.9241 | 501.5703 | 2331
2019-02-12 15:00 | 1024 | [7 empty] | 0.0889 | 414.8001 | 509.1174 | 2224
2019-02-12 16:00 | 1025 | [7 empty] | 0.104 | 433.1773 | 535.7706 | 1821
2019-02-12 17:00 | 1026 | [7 empty] | 0.141 | 430.552 | 553.424 | 1588
2019-02-12 18:00 | 1027 | [7 empty] | 0.2004 | 427.9266 | 583.3544 | 1222
2019-02-12 19:00 | 1028 | [7 empty] | 0.2689 | 427.9266 | 620.8975 | 841
2019-02-12 20:00 | 1029 | [7 empty] | 0.3157 | 433.1773 | 651.7981 | 609
2019-02-12 21:00 | 1030 | [7 empty] | 0.3101 | 435.8026 | 651.3542 | 616
2019-02-12 22:00 | 1031 | [7 empty] | 0.2483 | 435.8026 | 617.4831 | 884
2019-02-12 23:00 | 1032 | [7 empty] | 0.1599 | 441.0532 | 574.2839 | 1328
2019-02-13 | 1033 |  | 15.05 | 15.45 | 12.65 | 15.6 | 15.75 | 16.15 | 0.0827 | 443.6785 | 534.5978 | 1843
2019-02-13 01:00 | 1034 | [7 empty] | 0.0372 | 448.9292 | 514.9111 | 2117
2019-02-13 02:00 | 1035 | [7 empty] | 0.0253 | 462.0558 | 521.5156 | 2012
2019-02-13 03:00 | 1036 | [7 empty] | 0.045 | 467.3064 | 537.5633 | 1797
2019-02-13 04:00 | 1037 | [7 empty] | 0.0974 | 469.9317 | 568.9077 | 1391
2019-02-13 05:00 | 1038 | [7 empty] | 0.1755 | 467.3064 | 609.0871 | 957
2019-02-13 06:00 | 1039 | [7 empty] | 0.2535 | 472.557 | 657.0876 | 574
2019-02-13 07:00 | 1040 | [7 empty] | 0.2955 | 459.4304 | 666.9801 | 533
2019-02-13 08:00 | 1041 | [7 empty] | 0.284 | 446.3039 | 647.5507 | 642
2019-02-13 09:00 | 1042 | [7 empty] | 0.2349 | 433.1773 | 607.5136 | 969
2019-02-13 10:00 | 1043 | [7 empty] | 0.1802 | 448.9292 | 593.2858 | 1114
2019-02-13 11:00 | 1044 | [7 empty] | 0.1402 | 446.3039 | 568.7375 | 1396
2019-02-13 12:00 | 1045 | [7 empty] | 0.1157 | 446.3039 | 555.3096 | 1559
2019-02-13 13:00 | 1046 | [7 empty] | 0.0996 | 443.6785 | 543.8603 | 1717
2019-02-13 14:00 | 1047 | [7 empty] | 0.0895 | 427.9266 | 522.5729 | 2000
2019-02-13 15:00 | 1048 | [7 empty] | 0.0889 | 414.8001 | 509.1174 | 2225
2019-02-13 16:00 | 1049 | [7 empty] | 0.104 | 404.2988 | 506.8921 | 2255
2019-02-13 17:00 | 1050 | [7 empty] | 0.141 | 388.5469 | 511.419 | 2184
2019-02-13 18:00 | 1051 | [7 empty] | 0.2004 | 375.4203 | 530.8481 | 1890
2019-02-13 19:00 | 1052 | [7 empty] | 0.2689 | 378.0456 | 571.0165 | 1371
2019-02-13 20:00 | 1053 | [7 empty] | 0.3157 | 380.6709 | 599.2918 | 1045
2019-02-13 21:00 | 1054 | [7 empty] | 0.3101 | 378.0456 | 593.5972 | 1109
2019-02-13 22:00 | 1055 | [7 empty] | 0.2483 | 380.6709 | 562.3515 | 1475
2019-02-13 23:00 | 1056 | [7 empty] | 0.1599 | 383.2963 | 516.527 | 2099
2019-02-14 | 1057 |  | 13.8 | 12.9 | 12.75 | 13.5 | 13.2 | 13.75 | 0.0827 | 383.2963 | 474.2156 | 2676
2019-02-14 01:00 | 1058 | [7 empty] | 0.0372 | 391.1722 | 457.1541 | 2905
2019-02-14 02:00 | 1059 | [7 empty] | 0.0253 | 417.4254 | 476.8852 | 2643
2019-02-14 03:00 | 1060 | [7 empty] | 0.045 | 422.676 | 492.9329 | 2453
2019-02-14 04:00 | 1061 | [7 empty] | 0.0974 | 417.4254 | 516.4014 | 2103
2019-02-14 05:00 | 1062 | [7 empty] | 0.1755 | 414.8001 | 556.5807 | 1548
2019-02-14 06:00 | 1063 | [7 empty] | 0.2535 | 412.1747 | 596.7053 | 1065
2019-02-14 07:00 | 1064 | [7 empty] | 0.2955 | 409.5494 | 617.0991 | 888
2019-02-14 08:00 | 1065 | [7 empty] | 0.284 | 404.2988 | 605.5456 | 991
2019-02-14 09:00 | 1066 | [7 empty] | 0.2349 | 396.4228 | 570.7592 | 1376
2019-02-14 10:00 | 1067 | [7 empty] | 0.1802 | 391.1722 | 535.5288 | 1829
2019-02-14 11:00 | 1068 | [7 empty] | 0.1402 | 378.0456 | 500.4792 | 2353
2019-02-14 12:00 | 1069 | [7 empty] | 0.1157 | 330.7899 | 439.7957 | 3145
2019-02-14 13:00 | 1070 | [7 empty] | 0.0996 | 304.5367 | 404.7185 | 3556
2019-02-14 14:00 | 1071 | [7 empty] | 0.0895 | 299.2861 | 393.9323 | 3678
2019-02-14 15:00 | 1072 | [7 empty] | 0.0889 | 320.2887 | 414.606 | 3441
2019-02-14 16:00 | 1073 | [7 empty] | 0.104 | 359.6684 | 462.2617 | 2841
2019-02-14 17:00 | 1074 | [7 empty] | 0.141 | 375.4203 | 498.2924 | 2377
2019-02-14 18:00 | 1075 | [7 empty] | 0.2004 | 375.4203 | 530.8481 | 1891
2019-02-14 19:00 | 1076 | [7 empty] | 0.2689 | 378.0456 | 571.0165 | 1372
2019-02-14 20:00 | 1077 | [7 empty] | 0.3157 | 380.6709 | 599.2918 | 1046
2019-02-14 21:00 | 1078 | [7 empty] | 0.3101 | 380.6709 | 596.2225 | 1073
2019-02-14 22:00 | 1079 | [7 empty] | 0.2483 | 378.0456 | 559.7262 | 1508
2019-02-14 23:00 | 1080 | [7 empty] | 0.1599 | 375.4203 | 508.651 | 2230
2019-02-15 | 1081 |  | 12.4 | 13 | 12.7 | 12.45 | 13.15 | 13.65 | 0.0827 | 370.1697 | 461.089 | 2851
2019-02-15 01:00 | 1082 | [7 empty] | 0.0372 | 372.795 | 438.7769 | 3158
2019-02-15 02:00 | 1083 | [7 empty] | 0.0253 | 362.2937 | 421.7535 | 3358
2019-02-15 03:00 | 1084 | [7 empty] | 0.045 | 357.0431 | 427.3 | 3283
2019-02-15 04:00 | 1085 | [7 empty] | 0.0974 | 346.5418 | 445.5178 | 3068
2019-02-15 05:00 | 1086 | [7 empty] | 0.1755 | 343.9165 | 485.6972 | 2529
2019-02-15 06:00 | 1087 | [7 empty] | 0.2535 | 343.9165 | 528.447 | 1930
2019-02-15 07:00 | 1088 | [7 empty] | 0.2955 | 354.4178 | 561.9675 | 1485
2019-02-15 08:00 | 1089 | [7 empty] | 0.284 | 357.0431 | 558.2899 | 1530
2019-02-15 09:00 | 1090 | [7 empty] | 0.2349 | 359.6684 | 534.0047 | 1848
2019-02-15 10:00 | 1091 | [7 empty] | 0.1802 | 357.0431 | 501.3997 | 2335
2019-02-15 11:00 | 1092 | [7 empty] | 0.1402 | 357.0431 | 479.4767 | 2613
2019-02-15 12:00 | 1093 | [7 empty] | 0.1157 | 357.0431 | 466.0489 | 2798
2019-02-15 13:00 | 1094 | [7 empty] | 0.0996 | 357.0431 | 457.2249 | 2906
2019-02-15 14:00 | 1095 | [7 empty] | 0.0895 | 359.6684 | 454.3146 | 2944
2019-02-15 15:00 | 1096 | [7 empty] | 0.0889 | 359.6684 | 453.9858 | 2949
2019-02-15 16:00 | 1097 | [7 empty] | 0.104 | 359.6684 | 462.2617 | 2842
2019-02-15 17:00 | 1098 | [7 empty] | 0.141 | 357.0431 | 479.9152 | 2602
2019-02-15 18:00 | 1099 | [7 empty] | 0.2004 | 354.4178 | 509.8455 | 2216
2019-02-15 19:00 | 1100 | [7 empty] | 0.2689 | 354.4178 | 547.3887 | 1675
2019-02-15 20:00 | 1101 | [7 empty] | 0.3157 | 354.4178 | 573.0386 | 1345
2019-02-15 21:00 | 1102 | [7 empty] | 0.3101 | 359.6684 | 575.22 | 1319
2019-02-15 22:00 | 1103 | [7 empty] | 0.2483 | 362.2937 | 543.9743 | 1719
2019-02-15 23:00 | 1104 | [7 empty] | 0.1599 | 367.5444 | 500.7751 | 2344
2019-02-16 | 1105 |  | 11.1 | 10.65 | 12.4 | 11 | 11.35 | 13.1 | 0.0827 | 370.1697 | 461.089 | 2852
2019-02-16 01:00 | 1106 | [7 empty] | 0.0372 | 372.795 | 438.7769 | 3159
2019-02-16 02:00 | 1107 | [7 empty] | 0.0253 | 372.795 | 432.2548 | 3234
2019-02-16 03:00 | 1108 | [7 empty] | 0.045 | 380.6709 | 450.9278 | 2990
2019-02-16 04:00 | 1109 | [7 empty] | 0.0974 | 378.0456 | 477.0216 | 2640
2019-02-16 05:00 | 1110 | [7 empty] | 0.1755 | 378.0456 | 519.8263 | 2041
2019-02-16 06:00 | 1111 | [7 empty] | 0.2535 | 378.0456 | 562.5762 | 1470
2019-02-16 07:00 | 1112 | [7 empty] | 0.2955 | 378.0456 | 585.5953 | 1199
2019-02-16 08:00 | 1113 | [7 empty] | 0.284 | 375.4203 | 576.6671 | 1305
2019-02-16 09:00 | 1114 | [7 empty] | 0.2349 | 370.1697 | 544.506 | 1710
2019-02-16 10:00 | 1115 | [7 empty] | 0.1802 | 362.2937 | 506.6504 | 2261
2019-02-16 11:00 | 1116 | [7 empty] | 0.1402 | 330.7899 | 453.2235 | 2960
2019-02-16 12:00 | 1117 | [7 empty] | 0.1157 | 286.1595 | 395.1653 | 3668
2019-02-16 13:00 | 1118 | [7 empty] | 0.0996 | 267.7823 | 367.9641 | 3973
2019-02-16 14:00 | 1119 | [7 empty] | 0.0895 | 267.7823 | 362.4285 | 4023
2019-02-16 15:00 | 1120 | [7 empty] | 0.0889 | 288.7848 | 383.1022 | 3803
2019-02-16 16:00 | 1121 | [7 empty] | 0.104 | 317.6633 | 420.2566 | 3383
2019-02-16 17:00 | 1122 | [7 empty] | 0.141 | 336.0406 | 458.9126 | 2885
2019-02-16 18:00 | 1123 | [7 empty] | 0.2004 | 357.0431 | 512.4708 | 2167
2019-02-16 19:00 | 1124 | [7 empty] | 0.2689 | 372.795 | 565.7659 | 1423
2019-02-16 20:00 | 1125 | [7 empty] | 0.3157 | 383.2963 | 601.9171 | 1020
2019-02-16 21:00 | 1126 | [7 empty] | 0.3101 | 396.4228 | 611.9744 | 931
2019-02-16 22:00 | 1127 | [7 empty] | 0.2483 | 412.1747 | 593.8553 | 1106
2019-02-16 23:00 | 1128 | [7 empty] | 0.1599 | 420.0507 | 553.2814 | 1591
2019-02-17 | 1129 |  | 12.6 | 11.25 | 12.55 | 12.9 | 13.45 | 14.7 | 0.0827 | 420.0507 | 510.97 | 2198
2019-02-17 01:00 | 1130 | [7 empty] | 0.0372 | 417.4254 | 483.4073 | 2555
2019-02-17 02:00 | 1131 | [7 empty] | 0.0253 | 414.8001 | 474.2598 | 2673
2019-02-17 03:00 | 1132 | [7 empty] | 0.045 | 380.6709 | 450.9278 | 2991
2019-02-17 04:00 | 1133 | [7 empty] | 0.0974 | 357.0431 | 456.0191 | 2919
2019-02-17 05:00 | 1134 | [7 empty] | 0.1755 | 346.5418 | 488.3225 | 2500
2019-02-17 06:00 | 1135 | [7 empty] | 0.2535 | 343.9165 | 528.447 | 1931
2019-02-17 07:00 | 1136 | [7 empty] | 0.2955 | 338.6659 | 546.2156 | 1695
2019-02-17 08:00 | 1137 | [7 empty] | 0.284 | 336.0406 | 537.2874 | 1807
2019-02-17 09:00 | 1138 | [7 empty] | 0.2349 | 333.4152 | 507.7516 | 2243
2019-02-17 10:00 | 1139 | [7 empty] | 0.1802 | 325.5393 | 469.8959 | 2752
2019-02-17 11:00 | 1140 | [7 empty] | 0.1402 | 315.038 | 437.4716 | 3179
2019-02-17 12:00 | 1141 | [7 empty] | 0.1157 | 301.9114 | 410.9172 | 3486
2019-02-17 13:00 | 1142 | [7 empty] | 0.0996 | 304.5367 | 404.7185 | 3557
2019-02-17 14:00 | 1143 | [7 empty] | 0.0895 | 299.2861 | 393.9323 | 3679
2019-02-17 15:00 | 1144 | [7 empty] | 0.0889 | 301.9114 | 396.2288 | 3646
2019-02-17 16:00 | 1145 | [7 empty] | 0.104 | 330.7899 | 433.3832 | 3225
2019-02-17 17:00 | 1146 | [7 empty] | 0.141 | 351.7925 | 474.6645 | 2668
2019-02-17 18:00 | 1147 | [7 empty] | 0.2004 | 375.4203 | 530.8481 | 1892
2019-02-17 19:00 | 1148 | [7 empty] | 0.2689 | 378.0456 | 571.0165 | 1373
2019-02-17 20:00 | 1149 | [7 empty] | 0.3157 | 399.0482 | 617.669 | 881
2019-02-17 21:00 | 1150 | [7 empty] | 0.3101 | 417.4254 | 632.977 | 741
2019-02-17 22:00 | 1151 | [7 empty] | 0.2483 | 472.557 | 654.2376 | 595
2019-02-17 23:00 | 1152 | [7 empty] | 0.1599 | 459.4304 | 592.6612 | 1119
2019-02-18 | 1153 |  | 13.95 | 14.65 | 13.3 | 14.7 | 15.65 | 16.25 | 0.0827 | 448.9292 | 539.8485 | 1772
2019-02-18 01:00 | 1154 | [7 empty] | 0.0372 | 443.6785 | 509.6604 | 2211
2019-02-18 02:00 | 1155 | [7 empty] | 0.0253 | 459.4304 | 518.8902 | 2053
2019-02-18 03:00 | 1156 | [7 empty] | 0.045 | 462.0558 | 532.3126 | 1864
2019-02-18 04:00 | 1157 | [7 empty] | 0.0974 | 472.557 | 571.533 | 1364
2019-02-18 05:00 | 1158 | [7 empty] | 0.1755 | 477.8077 | 619.5883 | 858
2019-02-18 06:00 | 1159 | [7 empty] | 0.2535 | 483.0583 | 667.5888 | 526
2019-02-18 07:00 | 1160 | [7 empty] | 0.2955 | 483.0583 | 690.608 | 393
2019-02-18 08:00 | 1161 | [7 empty] | 0.284 | 480.433 | 681.6798 | 441
2019-02-18 09:00 | 1162 | [7 empty] | 0.2349 | 469.9317 | 644.2681 | 661
2019-02-18 10:00 | 1163 | [7 empty] | 0.1802 | 462.0558 | 606.4124 | 985
2019-02-18 11:00 | 1164 | [7 empty] | 0.1402 | 448.9292 | 571.3628 | 1365
2019-02-18 12:00 | 1165 | [7 empty] | 0.1157 | 446.3039 | 555.3096 | 1560
2019-02-18 13:00 | 1166 | [7 empty] | 0.0996 | 404.2988 | 504.4806 | 2285
2019-02-18 14:00 | 1167 | [7 empty] | 0.0895 | 364.919 | 459.5653 | 2878
2019-02-18 15:00 | 1168 | [7 empty] | 0.0889 | 370.1697 | 464.487 | 2818
2019-02-18 16:00 | 1169 | [7 empty] | 0.104 | 420.0507 | 522.644 | 1998
2019-02-18 17:00 | 1170 | [7 empty] | 0.141 | 446.3039 | 569.1759 | 1390
2019-02-18 18:00 | 1171 | [7 empty] | 0.2004 | 443.6785 | 599.1063 | 1048
2019-02-18 19:00 | 1172 | [7 empty] | 0.2689 | 454.1798 | 647.1507 | 644
2019-02-18 20:00 | 1173 | [7 empty] | 0.3157 | 451.5545 | 670.1753 | 507
2019-02-18 21:00 | 1174 | [7 empty] | 0.3101 | 459.4304 | 674.982 | 481
2019-02-18 22:00 | 1175 | [7 empty] | 0.2483 | 477.8077 | 659.4882 | 563
2019-02-18 23:00 | 1176 | [7 empty] | 0.1599 | 488.3089 | 621.5396 | 832
2019-02-19 | 1177 |  | 12 | 12.25 | 13.05 | 10.85 | 11.15 | 14 | 0.0827 | 485.6836 | 576.6029 | 1303
2019-02-19 01:00 | 1178 | [7 empty] | 0.0372 | 477.8077 | 543.7895 | 1715
2019-02-19 02:00 | 1179 | [7 empty] | 0.0253 | 475.1823 | 534.6421 | 1841
2019-02-19 03:00 | 1180 | [7 empty] | 0.045 | 475.1823 | 545.4392 | 1699
2019-02-19 04:00 | 1181 | [7 empty] | 0.0974 | 475.1823 | 574.1584 | 1330
2019-02-19 05:00 | 1182 | [7 empty] | 0.1755 | 472.557 | 614.3377 | 909
2019-02-19 06:00 | 1183 | [7 empty] | 0.2535 | 459.4304 | 643.961 | 662
2019-02-19 07:00 | 1184 | [7 empty] | 0.2955 | 427.9266 | 635.4763 | 722
2019-02-19 08:00 | 1185 | [7 empty] | 0.284 | 393.7975 | 595.0444 | 1091
2019-02-19 09:00 | 1186 | [7 empty] | 0.2349 | 375.4203 | 549.7566 | 1644
2019-02-19 10:00 | 1187 | [7 empty] | 0.1802 | 333.4152 | 477.7719 | 2630
2019-02-19 11:00 | 1188 | [7 empty] | 0.1402 | 296.6608 | 419.0944 | 3398
2019-02-19 12:00 | 1189 | [7 empty] | 0.1157 | 273.0329 | 382.0387 | 3815
2019-02-19 13:00 | 1190 | [7 empty] | 0.0996 | 257.281 | 357.4628 | 4076
2019-02-19 14:00 | 1191 | [7 empty] | 0.0895 | 249.4051 | 344.0513 | 4207
2019-02-19 15:00 | 1192 | [7 empty] | 0.0889 | 259.9064 | 354.2237 | 4114
2019-02-19 16:00 | 1193 | [7 empty] | 0.104 | 288.7848 | 391.3782 | 3704
2019-02-19 17:00 | 1194 | [7 empty] | 0.141 | 304.5367 | 427.4088 | 3285
2019-02-19 18:00 | 1195 | [7 empty] | 0.2004 | 309.7874 | 465.2151 | 2808
2019-02-19 19:00 | 1196 | [7 empty] | 0.2689 | 309.7874 | 502.7583 | 2313
2019-02-19 20:00 | 1197 | [7 empty] | 0.3157 | 283.5342 | 502.155 | 2318
2019-02-19 21:00 | 1198 | [7 empty] | 0.3101 | 315.038 | 530.5896 | 1898
2019-02-19 22:00 | 1199 | [7 empty] | 0.2483 | 325.5393 | 507.2198 | 2249
2019-02-19 23:00 | 1200 | [7 empty] | 0.1599 | 325.5393 | 458.77 | 2887
2019-02-20 | 1201 |  | 14.05 | 14.15 | 15.15 | 14.85 | 14.85 | 14.75 | 0.0827 | 330.7899 | 421.7092 | 3363
2019-02-20 01:00 | 1202 | [7 empty] | 0.0372 | 333.4152 | 399.3971 | 3608
2019-02-20 02:00 | 1203 | [7 empty] | 0.0253 | 330.7899 | 390.2497 | 3719
2019-02-20 03:00 | 1204 | [7 empty] | 0.045 | 333.4152 | 403.6721 | 3566
2019-02-20 04:00 | 1205 | [7 empty] | 0.0974 | 333.4152 | 432.3912 | 3233
2019-02-20 05:00 | 1206 | [7 empty] | 0.1755 | 338.6659 | 480.4466 | 2593
2019-02-20 06:00 | 1207 | [7 empty] | 0.2535 | 346.5418 | 531.0724 | 1881
2019-02-20 07:00 | 1208 | [7 empty] | 0.2955 | 346.5418 | 554.0915 | 1584
2019-02-20 08:00 | 1209 | [7 empty] | 0.284 | 343.9165 | 545.1633 | 1705
2019-02-20 09:00 | 1210 | [7 empty] | 0.2349 | 336.0406 | 510.3769 | 2207
2019-02-20 10:00 | 1211 | [7 empty] | 0.1802 | 322.914 | 467.2706 | 2788
2019-02-20 11:00 | 1212 | [7 empty] | 0.1402 | 315.038 | 437.4716 | 3180
2019-02-20 12:00 | 1213 | [7 empty] | 0.1157 | 301.9114 | 410.9172 | 3487
2019-02-20 13:00 | 1214 | [7 empty] | 0.0996 | 320.2887 | 420.4704 | 3374
2019-02-20 14:00 | 1215 | [7 empty] | 0.0895 | 325.5393 | 420.1855 | 3384
2019-02-20 15:00 | 1216 | [7 empty] | 0.0889 | 338.6659 | 432.9832 | 3231
2019-02-20 16:00 | 1217 | [7 empty] | 0.104 | 362.2937 | 464.887 | 2812
2019-02-20 17:00 | 1218 | [7 empty] | 0.141 | 380.6709 | 503.543 | 2297
2019-02-20 18:00 | 1219 | [7 empty] | 0.2004 | 406.9241 | 562.3519 | 1473
2019-02-20 19:00 | 1220 | [7 empty] | 0.2689 | 427.9266 | 620.8975 | 842
2019-02-20 20:00 | 1221 | [7 empty] | 0.3157 | 427.9266 | 646.5475 | 646
2019-02-20 21:00 | 1222 | [7 empty] | 0.3101 | 443.6785 | 659.2301 | 565
2019-02-20 22:00 | 1223 | [7 empty] | 0.2483 | 462.0558 | 643.7363 | 668
2019-02-20 23:00 | 1224 | [7 empty] | 0.1599 | 472.557 | 605.7877 | 987
2019-02-21 | 1225 |  | 17.5 | 18.05 | 17.1 | 18.9 | 19.35 | 19 | 0.0827 | 485.6836 | 576.6029 | 1304
2019-02-21 01:00 | 1226 | [7 empty] | 0.0372 | 493.5596 | 559.5414 | 1502
2019-02-21 02:00 | 1227 | [7 empty] | 0.0253 | 493.5596 | 553.0194 | 1596
2019-02-21 03:00 | 1228 | [7 empty] | 0.045 | 506.6861 | 576.943 | 1295
2019-02-21 04:00 | 1229 | [7 empty] | 0.0974 | 504.0608 | 603.0368 | 1008
2019-02-21 05:00 | 1230 | [7 empty] | 0.1755 | 514.5621 | 656.3428 | 579
2019-02-21 06:00 | 1231 | [7 empty] | 0.2535 | 506.6861 | 691.2167 | 390
2019-02-21 07:00 | 1232 | [7 empty] | 0.2955 | 501.4355 | 708.9852 | 315
2019-02-21 08:00 | 1233 | [7 empty] | 0.284 | 488.3089 | 689.5558 | 398
2019-02-21 09:00 | 1234 | [7 empty] | 0.2349 | 475.1823 | 649.5187 | 629
2019-02-21 10:00 | 1235 | [7 empty] | 0.1802 | 459.4304 | 603.7871 | 1004
2019-02-21 11:00 | 1236 | [7 empty] | 0.1402 | 443.6785 | 566.1122 | 1419
2019-02-21 12:00 | 1237 | [7 empty] | 0.1157 | 430.552 | 539.5577 | 1780
2019-02-21 13:00 | 1238 | [7 empty] | 0.0996 | 435.8026 | 535.9844 | 1816
2019-02-21 14:00 | 1239 | [7 empty] | 0.0895 | 451.5545 | 546.2007 | 1686
2019-02-21 15:00 | 1240 | [7 empty] | 0.0889 | 472.557 | 566.8744 | 1413
2019-02-21 16:00 | 1241 | [7 empty] | 0.104 | 493.5596 | 596.1529 | 1072
2019-02-21 17:00 | 1242 | [7 empty] | 0.141 | 506.6861 | 629.5582 | 776
2019-02-21 18:00 | 1243 | [7 empty] | 0.2004 | 506.6861 | 662.1139 | 552
2019-02-21 19:00 | 1244 | [7 empty] | 0.2689 | 517.1874 | 710.1583 | 312
2019-02-21 20:00 | 1245 | [7 empty] | 0.3157 | 525.0634 | 743.6842 | 210
2019-02-21 21:00 | 1246 | [7 empty] | 0.3101 | 530.314 | 745.8656 | 202
2019-02-21 22:00 | 1247 | [7 empty] | 0.2483 | 546.0659 | 727.7464 | 251
2019-02-21 23:00 | 1248 | [7 empty] | 0.1599 | 567.0684 | 700.2991 | 346
2019-02-22 | 1249 |  | 20.9 | 20.45 | 19.15 | 20.05 | 20.55 | 21.6 | 0.0827 | 590.6963 | 681.6156 | 439
2019-02-22 01:00 | 1250 | [7 empty] | 0.0372 | 609.0735 | 675.0554 | 478
2019-02-22 02:00 | 1251 | [7 empty] | 0.0253 | 624.8254 | 684.2852 | 426
2019-02-22 03:00 | 1252 | [7 empty] | 0.045 | 637.952 | 708.2089 | 317
2019-02-22 04:00 | 1253 | [7 empty] | 0.0974 | 645.8279 | 744.8039 | 206
2019-02-22 05:00 | 1254 | [7 empty] | 0.1755 | 656.3292 | 798.1099 | 98
2019-02-22 06:00 | 1255 | [7 empty] | 0.2535 | 653.7039 | 838.2344 | 56
2019-02-22 07:00 | 1256 | [7 empty] | 0.2955 | 619.5748 | 827.1245 | 67
2019-02-22 08:00 | 1257 | [7 empty] | 0.284 | 582.8203 | 784.0672 | 122
2019-02-22 09:00 | 1258 | [7 empty] | 0.2349 | 546.0659 | 720.4022 | 269
2019-02-22 10:00 | 1259 | [7 empty] | 0.1802 | 525.0634 | 669.42 | 516
2019-02-22 11:00 | 1260 | [7 empty] | 0.1402 | 504.0608 | 626.4945 | 796
2019-02-22 12:00 | 1261 | [7 empty] | 0.1157 | 483.0583 | 592.0641 | 1121
2019-02-22 13:00 | 1262 | [7 empty] | 0.0996 | 483.0583 | 583.2401 | 1219
2019-02-22 14:00 | 1263 | [7 empty] | 0.0895 | 477.8077 | 572.4539 | 1355
2019-02-22 15:00 | 1264 | [7 empty] | 0.0889 | 488.3089 | 582.6263 | 1234
2019-02-22 16:00 | 1265 | [7 empty] | 0.104 | 501.4355 | 604.0288 | 1000
2019-02-22 17:00 | 1266 | [7 empty] | 0.141 | 514.5621 | 637.4342 | 707
2019-02-22 18:00 | 1267 | [7 empty] | 0.2004 | 527.6887 | 683.1164 | 432
2019-02-22 19:00 | 1268 | [7 empty] | 0.2689 | 535.5646 | 728.5355 | 243
2019-02-22 20:00 | 1269 | [7 empty] | 0.3157 | 548.6912 | 767.312 | 147
2019-02-22 21:00 | 1270 | [7 empty] | 0.3101 | 561.8178 | 777.3694 | 130
2019-02-22 22:00 | 1271 | [7 empty] | 0.2483 | 580.195 | 761.8756 | 161
2019-02-22 23:00 | 1272 | [7 empty] | 0.1599 | 603.8229 | 737.0536 | 222
2019-02-23 | 1273 |  | 20.35 | 19.9 | 18.05 | 18.3 | 19.5 | 20.85 | 0.0827 | 622.2001 | 713.1194 | 298
2019-02-23 01:00 | 1274 | [7 empty] | 0.0372 | 632.7014 | 698.6832 | 355
2019-02-23 02:00 | 1275 | [7 empty] | 0.0253 | 643.2026 | 702.6624 | 340
2019-02-23 03:00 | 1276 | [7 empty] | 0.045 | 645.8279 | 716.0848 | 284
2019-02-23 04:00 | 1277 | [7 empty] | 0.0974 | 632.7014 | 731.6774 | 232
2019-02-23 05:00 | 1278 | [7 empty] | 0.1755 | 635.3267 | 777.1073 | 131
2019-02-23 06:00 | 1279 | [7 empty] | 0.2535 | 616.9494 | 801.48 | 93
2019-02-23 07:00 | 1280 | [7 empty] | 0.2955 | 580.195 | 787.7447 | 115
2019-02-23 08:00 | 1281 | [7 empty] | 0.284 | 551.3165 | 752.5634 | 183
2019-02-23 09:00 | 1282 | [7 empty] | 0.2349 | 517.1874 | 691.5238 | 389
2019-02-23 10:00 | 1283 | [7 empty] | 0.1802 | 490.9342 | 635.2909 | 724
2019-02-23 11:00 | 1284 | [7 empty] | 0.1402 | 464.6811 | 587.1147 | 1177
2019-02-23 12:00 | 1285 | [7 empty] | 0.1157 | 454.1798 | 563.1856 | 1466
2019-02-23 13:00 | 1286 | [7 empty] | 0.0996 | 451.5545 | 551.7363 | 1608
2019-02-23 14:00 | 1287 | [7 empty] | 0.0895 | 448.9292 | 543.5754 | 1723
2019-02-23 15:00 | 1288 | [7 empty] | 0.0889 | 448.9292 | 543.2465 | 1725
2019-02-23 16:00 | 1289 | [7 empty] | 0.104 | 454.1798 | 556.7731 | 1544
2019-02-23 17:00 | 1290 | [7 empty] | 0.141 | 454.1798 | 577.0519 | 1296
2019-02-23 18:00 | 1291 | [7 empty] | 0.2004 | 451.5545 | 606.9822 | 975
2019-02-23 19:00 | 1292 | [7 empty] | 0.2689 | 451.5545 | 644.5254 | 660
2019-02-23 20:00 | 1293 | [7 empty] | 0.3157 | 456.8051 | 675.4259 | 477
2019-02-23 21:00 | 1294 | [7 empty] | 0.3101 | 462.0558 | 677.6074 | 463
2019-02-23 22:00 | 1295 | [7 empty] | 0.2483 | 462.0558 | 643.7363 | 669
2019-02-23 23:00 | 1296 | [7 empty] | 0.1599 | 462.0558 | 595.2865 | 1083
2019-02-24 | 1297 |  | 13.85 | 14.25 | 12.8 | 12.05 | 11.15 | 14.8 | 0.0827 | 462.0558 | 552.9751 | 1598
2019-02-24 01:00 | 1298 | [7 empty] | 0.0372 | 462.0558 | 528.0376 | 1933
2019-02-24 02:00 | 1299 | [7 empty] | 0.0253 | 462.0558 | 521.5156 | 2013
2019-02-24 03:00 | 1300 | [7 empty] | 0.045 | 462.0558 | 532.3126 | 1865
2019-02-24 04:00 | 1301 | [7 empty] | 0.0974 | 459.4304 | 558.4065 | 1525
2019-02-24 05:00 | 1302 | [7 empty] | 0.1755 | 459.4304 | 601.2111 | 1026
2019-02-24 06:00 | 1303 | [7 empty] | 0.2535 | 456.8051 | 641.3357 | 680
2019-02-24 07:00 | 1304 | [7 empty] | 0.2955 | 448.9292 | 656.4789 | 580
2019-02-24 08:00 | 1305 | [7 empty] | 0.284 | 433.1773 | 634.4241 | 729
2019-02-24 09:00 | 1306 | [7 empty] | 0.2349 | 414.8001 | 589.1364 | 1150
2019-02-24 10:00 | 1307 | [7 empty] | 0.1802 | 385.9216 | 530.2782 | 1905
2019-02-24 11:00 | 1308 | [7 empty] | 0.1402 | 349.1671 | 471.6008 | 2725
2019-02-24 12:00 | 1309 | [7 empty] | 0.1157 | 315.038 | 424.0438 | 3327
2019-02-24 13:00 | 1310 | [7 empty] | 0.0996 | 357.0431 | 457.2249 | 2907
2019-02-24 14:00 | 1311 | [7 empty] | 0.0895 | 354.4178 | 449.064 | 3027
2019-02-24 15:00 | 1312 | [7 empty] | 0.0889 | 359.6684 | 453.9858 | 2950
2019-02-24 16:00 | 1313 | [7 empty] | 0.104 | 370.1697 | 472.763 | 2698
2019-02-24 17:00 | 1314 | [7 empty] | 0.141 | 364.919 | 487.7911 | 2506
2019-02-24 18:00 | 1315 | [7 empty] | 0.2004 | 370.1697 | 525.5974 | 1969
2019-02-24 19:00 | 1316 | [7 empty] | 0.2689 | 378.0456 | 571.0165 | 1374
2019-02-24 20:00 | 1317 | [7 empty] | 0.3157 | 372.795 | 591.4158 | 1127
2019-02-24 21:00 | 1318 | [7 empty] | 0.3101 | 370.1697 | 585.7213 | 1196
2019-02-24 22:00 | 1319 | [7 empty] | 0.2483 | 388.5469 | 570.2274 | 1382
2019-02-24 23:00 | 1320 | [7 empty] | 0.1599 | 385.9216 | 519.1523 | 2049
2019-02-25 | 1321 |  | 14.05 | 12.85 | 13.2 | 12.55 | 12 | 13.65 | 0.0827 | 401.6735 | 492.5928 | 2458
2019-02-25 01:00 | 1322 | [7 empty] | 0.0372 | 420.0507 | 486.0326 | 2522
2019-02-25 02:00 | 1323 | [7 empty] | 0.0253 | 427.9266 | 487.3864 | 2508
2019-02-25 03:00 | 1324 | [7 empty] | 0.045 | 443.6785 | 513.9354 | 2129
2019-02-25 04:00 | 1325 | [7 empty] | 0.0974 | 443.6785 | 542.6546 | 1735
2019-02-25 05:00 | 1326 | [7 empty] | 0.1755 | 430.552 | 572.3326 | 1357
2019-02-25 06:00 | 1327 | [7 empty] | 0.2535 | 435.8026 | 620.3331 | 846
2019-02-25 07:00 | 1328 | [7 empty] | 0.2955 | 422.676 | 630.2257 | 774
2019-02-25 08:00 | 1329 | [7 empty] | 0.284 | 399.0482 | 600.295 | 1036
2019-02-25 09:00 | 1330 | [7 empty] | 0.2349 | 401.6735 | 576.0098 | 1310
2019-02-25 10:00 | 1331 | [7 empty] | 0.1802 | 385.9216 | 530.2782 | 1906
2019-02-25 11:00 | 1332 | [7 empty] | 0.1402 | 338.6659 | 461.0995 | 2854
2019-02-25 12:00 | 1333 | [7 empty] | 0.1157 | 312.4127 | 421.4185 | 3367
2019-02-25 13:00 | 1334 | [7 empty] | 0.0996 | 283.5342 | 383.716 | 3793
2019-02-25 14:00 | 1335 | [7 empty] | 0.0895 | 273.0329 | 367.6792 | 3980
2019-02-25 15:00 | 1336 | [7 empty] | 0.0889 | 288.7848 | 383.1022 | 3804
2019-02-25 16:00 | 1337 | [7 empty] | 0.104 | 307.1621 | 409.7554 | 3504
2019-02-25 17:00 | 1338 | [7 empty] | 0.141 | 315.038 | 437.9101 | 3172
2019-02-25 18:00 | 1339 | [7 empty] | 0.2004 | 346.5418 | 501.9696 | 2324
2019-02-25 19:00 | 1340 | [7 empty] | 0.2689 | 364.919 | 557.8899 | 1534
2019-02-25 20:00 | 1341 | [7 empty] | 0.3157 | 375.4203 | 594.0411 | 1101
2019-02-25 21:00 | 1342 | [7 empty] | 0.3101 | 391.1722 | 606.7238 | 980
2019-02-25 22:00 | 1343 | [7 empty] | 0.2483 | 391.1722 | 572.8528 | 1350
2019-02-25 23:00 | 1344 | [7 empty] | 0.1599 | 393.7975 | 527.0282 | 1951
2019-02-26 | 1345 |  | 12.1 | 12.25 | 12.45 | 11 | 11.35 | 13.6 | 0.0827 | 393.7975 | 484.7168 | 2545
2019-02-26 01:00 | 1346 | [7 empty] | 0.0372 | 385.9216 | 451.9035 | 2971
2019-02-26 02:00 | 1347 | [7 empty] | 0.0253 | 385.9216 | 445.3814 | 3069
2019-02-26 03:00 | 1348 | [7 empty] | 0.045 | 385.9216 | 456.1784 | 2914
2019-02-26 04:00 | 1349 | [7 empty] | 0.0974 | 385.9216 | 484.8976 | 2542
2019-02-26 05:00 | 1350 | [7 empty] | 0.1755 | 385.9216 | 527.7023 | 1944
2019-02-26 06:00 | 1351 | [7 empty] | 0.2535 | 393.7975 | 578.3281 | 1272
2019-02-26 07:00 | 1352 | [7 empty] | 0.2955 | 375.4203 | 582.97 | 1228
2019-02-26 08:00 | 1353 | [7 empty] | 0.284 | 346.5418 | 547.7887 | 1672
2019-02-26 09:00 | 1354 | [7 empty] | 0.2349 | 328.1646 | 502.5009 | 2315
2019-02-26 10:00 | 1355 | [7 empty] | 0.1802 | 320.2887 | 464.6453 | 2816
2019-02-26 11:00 | 1356 | [7 empty] | 0.1402 | 338.6659 | 461.0995 | 2855
2019-02-26 12:00 | 1357 | [7 empty] | 0.1157 | 336.0406 | 445.0463 | 3074
2019-02-26 13:00 | 1358 | [7 empty] | 0.0996 | 328.1646 | 428.3464 | 3269
2019-02-26 14:00 | 1359 | [7 empty] | 0.0895 | 328.1646 | 422.8108 | 3341
2019-02-26 15:00 | 1360 | [7 empty] | 0.0889 | 328.1646 | 422.482 | 3346
2019-02-26 16:00 | 1361 | [7 empty] | 0.104 | 338.6659 | 441.2592 | 3128
2019-02-26 17:00 | 1362 | [7 empty] | 0.141 | 346.5418 | 469.4139 | 2757
2019-02-26 18:00 | 1363 | [7 empty] | 0.2004 | 357.0431 | 512.4708 | 2168
2019-02-26 19:00 | 1364 | [7 empty] | 0.2689 | 364.919 | 557.8899 | 1535
2019-02-26 20:00 | 1365 | [7 empty] | 0.3157 | 372.795 | 591.4158 | 1128
2019-02-26 21:00 | 1366 | [7 empty] | 0.3101 | 378.0456 | 593.5972 | 1110
2019-02-26 22:00 | 1367 | [7 empty] | 0.2483 | 380.6709 | 562.3515 | 1476
2019-02-26 23:00 | 1368 | [7 empty] | 0.1599 | 383.2963 | 516.527 | 2100
2019-02-27 | 1369 |  | 11.25 | 10.65 | 14.3 | 13.4 | 11.65 | 12.85 | 0.0827 | 383.2963 | 474.2156 | 2677
2019-02-27 01:00 | 1370 | [7 empty] | 0.0372 | 385.9216 | 451.9035 | 2972
2019-02-27 02:00 | 1371 | [7 empty] | 0.0253 | 409.5494 | 469.0092 | 2764
2019-02-27 03:00 | 1372 | [7 empty] | 0.045 | 409.5494 | 479.8063 | 2600
2019-02-27 04:00 | 1373 | [7 empty] | 0.0974 | 404.2988 | 503.2748 | 2301
2019-02-27 05:00 | 1374 | [7 empty] | 0.1755 | 404.2988 | 546.0795 | 1692
2019-02-27 06:00 | 1375 | [7 empty] | 0.2535 | 406.9241 | 591.4546 | 1124
2019-02-27 07:00 | 1376 | [7 empty] | 0.2955 | 406.9241 | 614.4738 | 912
2019-02-27 08:00 | 1377 | [7 empty] | 0.284 | 404.2988 | 605.5456 | 992
2019-02-27 09:00 | 1378 | [7 empty] | 0.2349 | 399.0482 | 573.3845 | 1340
2019-02-27 10:00 | 1379 | [7 empty] | 0.1802 | 383.2963 | 527.6529 | 1947
2019-02-27 11:00 | 1380 | [7 empty] | 0.1402 | 351.7925 | 474.2261 | 2679
2019-02-27 12:00 | 1381 | [7 empty] | 0.1157 | 296.6608 | 405.6666 | 3546
2019-02-27 13:00 | 1382 | [7 empty] | 0.0996 | 278.2836 | 378.4654 | 3859
2019-02-27 14:00 | 1383 | [7 empty] | 0.0895 | 265.157 | 359.8032 | 4049
2019-02-27 15:00 | 1384 | [7 empty] | 0.0889 | 273.0329 | 367.3503 | 3981
2019-02-27 16:00 | 1385 | [7 empty] | 0.104 | 286.1595 | 388.7528 | 3737
2019-02-27 17:00 | 1386 | [7 empty] | 0.141 | 317.6633 | 440.5354 | 3134
2019-02-27 18:00 | 1387 | [7 empty] | 0.2004 | 338.6659 | 494.0936 | 2436
2019-02-27 19:00 | 1388 | [7 empty] | 0.2689 | 346.5418 | 539.5127 | 1781
2019-02-27 20:00 | 1389 | [7 empty] | 0.3157 | 330.7899 | 549.4107 | 1646
2019-02-27 21:00 | 1390 | [7 empty] | 0.3101 | 354.4178 | 569.9694 | 1384
2019-02-27 22:00 | 1391 | [7 empty] | 0.2483 | 370.1697 | 551.8502 | 1612
2019-02-27 23:00 | 1392 | [7 empty] | 0.1599 | 375.4203 | 508.651 | 2231
2019-02-28 | 1393 |  | 11.2 | 11.65 | 12.9 | 13.15 | 12.25 | 12.5 | 0.0827 | 380.6709 | 471.5902 | 2723
2019-02-28 01:00 | 1394 | [7 empty] | 0.0372 | 380.6709 | 446.6528 | 3044
2019-02-28 02:00 | 1395 | [7 empty] | 0.0253 | 385.9216 | 445.3814 | 3070
2019-02-28 03:00 | 1396 | [7 empty] | 0.045 | 372.795 | 443.0519 | 3098
2019-02-28 04:00 | 1397 | [7 empty] | 0.0974 | 357.0431 | 456.0191 | 2920
2019-02-28 05:00 | 1398 | [7 empty] | 0.1755 | 354.4178 | 496.1985 | 2413
2019-02-28 06:00 | 1399 | [7 empty] | 0.2535 | 351.7925 | 536.323 | 1810
2019-02-28 07:00 | 1400 | [7 empty] | 0.2955 | 351.7925 | 559.3422 | 1514
2019-02-28 08:00 | 1401 | [7 empty] | 0.284 | 357.0431 | 558.2899 | 1531
2019-02-28 09:00 | 1402 | [7 empty] | 0.2349 | 349.1671 | 523.5035 | 1990
2019-02-28 10:00 | 1403 | [7 empty] | 0.1802 | 320.2887 | 464.6453 | 2817
2019-02-28 11:00 | 1404 | [7 empty] | 0.1402 | 257.281 | 379.7147 | 3845
2019-02-28 12:00 | 1405 | [7 empty] | 0.1157 | 236.2785 | 345.2843 | 4189
2019-02-28 13:00 | 1406 | [7 empty] | 0.0996 | 238.9038 | 339.0856 | 4255
2019-02-28 14:00 | 1407 | [7 empty] | 0.0895 | 257.281 | 351.9273 | 4135
2019-02-28 15:00 | 1408 | [7 empty] | 0.0889 | 267.7823 | 362.0997 | 4027
2019-02-28 16:00 | 1409 | [7 empty] | 0.104 | 286.1595 | 388.7528 | 3738
2019-02-28 17:00 | 1410 | [7 empty] | 0.141 | 304.5367 | 427.4088 | 3286
2019-02-28 18:00 | 1411 | [7 empty] | 0.2004 | 325.5393 | 480.967 | 2585
2019-02-28 19:00 | 1412 | [7 empty] | 0.2689 | 351.7925 | 544.7634 | 1707
2019-02-28 20:00 | 1413 | [7 empty] | 0.3157 | 367.5444 | 586.1652 | 1187
2019-02-28 21:00 | 1414 | [7 empty] | 0.3101 | 388.5469 | 604.0985 | 1002
2019-02-28 22:00 | 1415 | [7 empty] | 0.2483 | 409.5494 | 591.23 | 1132
2019-02-28 23:00 | 1416 | [7 empty] | 0.1599 | 420.0507 | 553.2814 | 1592
2019-03-01 | 1417 |  | 17.6 | 18.05 | 18.55 | 20.6 | 18.35 | 18.5 | 0.0827 | 422.676 | 513.5953 | 2140
2019-03-01 01:00 | 1418 | [7 empty] | 0.0372 | 425.3013 | 491.2832 | 2467
2019-03-01 02:00 | 1419 | [7 empty] | 0.0253 | 425.3013 | 484.7611 | 2543
2019-03-01 03:00 | 1420 | [7 empty] | 0.045 | 430.552 | 500.8088 | 2338
2019-03-01 04:00 | 1421 | [7 empty] | 0.0974 | 435.8026 | 534.7786 | 1839
2019-03-01 05:00 | 1422 | [7 empty] | 0.1755 | 451.5545 | 593.3352 | 1112
2019-03-01 06:00 | 1423 | [7 empty] | 0.2535 | 464.6811 | 649.2116 | 632
2019-03-01 07:00 | 1424 | [7 empty] | 0.2955 | 462.0558 | 669.6055 | 515
2019-03-01 08:00 | 1425 | [7 empty] | 0.284 | 467.3064 | 668.5532 | 522
2019-03-01 09:00 | 1426 | [7 empty] | 0.2349 | 446.3039 | 620.6402 | 845
2019-03-01 10:00 | 1427 | [7 empty] | 0.1802 | 451.5545 | 595.9111 | 1080
2019-03-01 11:00 | 1428 | [7 empty] | 0.1402 | 467.3064 | 589.74 | 1144
2019-03-01 12:00 | 1429 | [7 empty] | 0.1157 | 480.433 | 589.4388 | 1145
2019-03-01 13:00 | 1430 | [7 empty] | 0.0996 | 483.0583 | 583.2401 | 1220
2019-03-01 14:00 | 1431 | [7 empty] | 0.0895 | 511.9368 | 606.583 | 978
2019-03-01 15:00 | 1432 | [7 empty] | 0.0889 | 514.5621 | 608.8795 | 960
2019-03-01 16:00 | 1433 | [7 empty] | 0.104 | 540.8153 | 643.4086 | 670
2019-03-01 17:00 | 1434 | [7 empty] | 0.141 | 546.0659 | 668.938 | 520
2019-03-01 18:00 | 1435 | [7 empty] | 0.2004 | 538.1899 | 693.6177 | 382
2019-03-01 19:00 | 1436 | [7 empty] | 0.2689 | 535.5646 | 728.5355 | 244
2019-03-01 20:00 | 1437 | [7 empty] | 0.3157 | 540.8153 | 759.4361 | 169
2019-03-01 21:00 | 1438 | [7 empty] | 0.3101 | 543.4406 | 758.9922 | 171
2019-03-01 22:00 | 1439 | [7 empty] | 0.2483 | 546.0659 | 727.7464 | 252
2019-03-01 23:00 | 1440 | [7 empty] | 0.1599 | 548.6912 | 681.9219 | 438
2019-03-02 | 1441 |  | 18.7 | 17.95 | 17.5 | 19.55 | 19.25 | 19.15 | 0.0827 | 553.9418 | 644.8612 | 657
2019-03-02 01:00 | 1442 | [7 empty] | 0.0372 | 553.9418 | 619.9237 | 847
2019-03-02 02:00 | 1443 | [7 empty] | 0.0253 | 556.5672 | 616.027 | 896
2019-03-02 03:00 | 1444 | [7 empty] | 0.045 | 561.8178 | 632.0747 | 749
2019-03-02 04:00 | 1445 | [7 empty] | 0.0974 | 564.4431 | 663.4191 | 550
2019-03-02 05:00 | 1446 | [7 empty] | 0.1755 | 569.6937 | 711.4744 | 309
2019-03-02 06:00 | 1447 | [7 empty] | 0.2535 | 559.1925 | 743.723 | 209
2019-03-02 07:00 | 1448 | [7 empty] | 0.2955 | 553.9418 | 761.4915 | 164
2019-03-02 08:00 | 1449 | [7 empty] | 0.284 | 540.8153 | 742.0621 | 216
2019-03-02 09:00 | 1450 | [7 empty] | 0.2349 | 532.9393 | 707.2757 | 318
2019-03-02 10:00 | 1451 | [7 empty] | 0.1802 | 493.5596 | 637.9162 | 706
2019-03-02 11:00 | 1452 | [7 empty] | 0.1402 | 472.557 | 594.9907 | 1090
2019-03-02 12:00 | 1453 | [7 empty] | 0.1157 | 462.0558 | 571.0615 | 1368
2019-03-02 13:00 | 1454 | [7 empty] | 0.0996 | 435.8026 | 535.9844 | 1817
2019-03-02 14:00 | 1455 | [7 empty] | 0.0895 | 435.8026 | 530.4488 | 1897
2019-03-02 15:00 | 1456 | [7 empty] | 0.0889 | 446.3039 | 540.6212 | 1762
2019-03-02 16:00 | 1457 | [7 empty] | 0.104 | 477.8077 | 580.401 | 1249
2019-03-02 17:00 | 1458 | [7 empty] | 0.141 | 501.4355 | 624.3076 | 815
2019-03-02 18:00 | 1459 | [7 empty] | 0.2004 | 522.438 | 677.8658 | 460
2019-03-02 19:00 | 1460 | [7 empty] | 0.2689 | 535.5646 | 728.5355 | 245
2019-03-02 20:00 | 1461 | [7 empty] | 0.3157 | 509.3115 | 727.9323 | 249
2019-03-02 21:00 | 1462 | [7 empty] | 0.3101 | 498.8102 | 714.3618 | 291
2019-03-02 22:00 | 1463 | [7 empty] | 0.2483 | 511.9368 | 693.6173 | 383
2019-03-02 23:00 | 1464 | [7 empty] | 0.1599 | 522.438 | 655.6688 | 583
2019-03-03 | 1465 |  | 14.8 | 14.1 | 12.65 | 13.05 | 13.35 | 16.2 | 0.0827 | 538.1899 | 629.1093 | 777
2019-03-03 01:00 | 1466 | [7 empty] | 0.0372 | 538.1899 | 604.1718 | 995
2019-03-03 02:00 | 1467 | [7 empty] | 0.0253 | 535.5646 | 595.0244 | 1087
2019-03-03 03:00 | 1468 | [7 empty] | 0.045 | 530.314 | 600.5709 | 1030
2019-03-03 04:00 | 1469 | [7 empty] | 0.0974 | 517.1874 | 616.1634 | 894
2019-03-03 05:00 | 1470 | [7 empty] | 0.1755 | 504.0608 | 645.8415 | 650
2019-03-03 06:00 | 1471 | [7 empty] | 0.2535 | 490.9342 | 675.4648 | 476
2019-03-03 07:00 | 1472 | [7 empty] | 0.2955 | 469.9317 | 677.4814 | 464
2019-03-03 08:00 | 1473 | [7 empty] | 0.284 | 448.9292 | 650.176 | 625
2019-03-03 09:00 | 1474 | [7 empty] | 0.2349 | 425.3013 | 599.6377 | 1040
2019-03-03 10:00 | 1475 | [7 empty] | 0.1802 | 404.2988 | 548.6554 | 1660
2019-03-03 11:00 | 1476 | [7 empty] | 0.1402 | 391.1722 | 513.6058 | 2144
2019-03-03 12:00 | 1477 | [7 empty] | 0.1157 | 372.795 | 481.8008 | 2572
2019-03-03 13:00 | 1478 | [7 empty] | 0.0996 | 351.7925 | 451.9742 | 2974
2019-03-03 14:00 | 1479 | [7 empty] | 0.0895 | 346.5418 | 441.188 | 3130
2019-03-03 15:00 | 1480 | [7 empty] | 0.0889 | 349.1671 | 443.4845 | 3095
2019-03-03 16:00 | 1481 | [7 empty] | 0.104 | 362.2937 | 464.887 | 2813
2019-03-03 17:00 | 1482 | [7 empty] | 0.141 | 391.1722 | 514.0443 | 2131
2019-03-03 18:00 | 1483 | [7 empty] | 0.2004 | 396.4228 | 551.8506 | 1610
2019-03-03 19:00 | 1484 | [7 empty] | 0.2689 | 362.2937 | 555.2646 | 1564
2019-03-03 20:00 | 1485 | [7 empty] | 0.3157 | 325.5393 | 544.1601 | 1714
2019-03-03 21:00 | 1486 | [7 empty] | 0.3101 | 312.4127 | 527.9643 | 1940
2019-03-03 22:00 | 1487 | [7 empty] | 0.2483 | 312.4127 | 494.0933 | 2438
2019-03-03 23:00 | 1488 | [7 empty] | 0.1599 | 317.6633 | 450.894 | 2993
2019-03-04 | 1489 |  | 9.8 | 10.55 | 10.8 | 11.1 | 10.95 | 11.45 | 0.0827 | 322.914 | 413.8333 | 3448
2019-03-04 01:00 | 1490 | [7 empty] | 0.0372 | 330.7899 | 396.7718 | 3635
2019-03-04 02:00 | 1491 | [7 empty] | 0.0253 | 354.4178 | 413.8776 | 3446
2019-03-04 03:00 | 1492 | [7 empty] | 0.045 | 372.795 | 443.0519 | 3099
2019-03-04 04:00 | 1493 | [7 empty] | 0.0974 | 380.6709 | 479.6469 | 2606
2019-03-04 05:00 | 1494 | [7 empty] | 0.1755 | 370.1697 | 511.9504 | 2176
2019-03-04 06:00 | 1495 | [7 empty] | 0.2535 | 346.5418 | 531.0724 | 1882
2019-03-04 07:00 | 1496 | [7 empty] | 0.2955 | 333.4152 | 540.9649 | 1757
2019-03-04 08:00 | 1497 | [7 empty] | 0.284 | 328.1646 | 529.4114 | 1924
2019-03-04 09:00 | 1498 | [7 empty] | 0.2349 | 320.2887 | 494.625 | 2427
2019-03-04 10:00 | 1499 | [7 empty] | 0.1802 | 301.9114 | 446.2681 | 3056
2019-03-04 11:00 | 1500 | [7 empty] | 0.1402 | 286.1595 | 408.5932 | 3516
2019-03-04 12:00 | 1501 | [7 empty] | 0.1157 | 249.4051 | 358.4109 | 4066
2019-03-04 13:00 | 1502 | [7 empty] | 0.0996 | 220.5266 | 320.7084 | 4403
2019-03-04 14:00 | 1503 | [7 empty] | 0.0895 | 223.1519 | 317.7981 | 4426
2019-03-04 15:00 | 1504 | [7 empty] | 0.0889 | 228.4026 | 322.7199 | 4384
2019-03-04 16:00 | 1505 | [7 empty] | 0.104 | 241.5291 | 344.1225 | 4206
2019-03-04 17:00 | 1506 | [7 empty] | 0.141 | 241.5291 | 364.4012 | 4005
2019-03-04 18:00 | 1507 | [7 empty] | 0.2004 | 244.1545 | 399.5822 | 3613
2019-03-04 19:00 | 1508 | [7 empty] | 0.2689 | 236.2785 | 429.2494 | 3263
2019-03-04 20:00 | 1509 | [7 empty] | 0.3157 | 244.1545 | 462.7753 | 2837
2019-03-04 21:00 | 1510 | [7 empty] | 0.3101 | 228.4026 | 443.9542 | 3088
2019-03-04 22:00 | 1511 | [7 empty] | 0.2483 | 252.0304 | 433.711 | 3223
2019-03-04 23:00 | 1512 | [7 empty] | 0.1599 | 275.6583 | 408.889 | 3512
2019-03-05 | 1513 |  | 12.05 | 12.6 | 13.95 | 14.85 | 13.9 | 13.35 | 0.0827 | 280.9089 | 371.8282 | 3927
2019-03-05 01:00 | 1514 | [7 empty] | 0.0372 | 273.0329 | 339.0148 | 4252
2019-03-05 02:00 | 1515 | [7 empty] | 0.0253 | 273.0329 | 332.4927 | 4302
2019-03-05 03:00 | 1516 | [7 empty] | 0.045 | 257.281 | 327.5379 | 4349
2019-03-05 04:00 | 1517 | [7 empty] | 0.0974 | 280.9089 | 379.8849 | 3839
2019-03-05 05:00 | 1518 | [7 empty] | 0.1755 | 296.6608 | 438.4415 | 3167
2019-03-05 06:00 | 1519 | [7 empty] | 0.2535 | 294.0355 | 478.566 | 2620
2019-03-05 07:00 | 1520 | [7 empty] | 0.2955 | 280.9089 | 488.4586 | 2502
2019-03-05 08:00 | 1521 | [7 empty] | 0.284 | 273.0329 | 474.2798 | 2680
2019-03-05 09:00 | 1522 | [7 empty] | 0.2349 | 259.9064 | 434.2427 | 3214
2019-03-05 10:00 | 1523 | [7 empty] | 0.1802 | 254.6557 | 399.0124 | 3619
2019-03-05 11:00 | 1524 | [7 empty] | 0.1402 | 252.0304 | 374.464 | 3902
2019-03-05 12:00 | 1525 | [7 empty] | 0.1157 | 262.5317 | 371.5375 | 3930
2019-03-05 13:00 | 1526 | [7 empty] | 0.0996 | 286.1595 | 386.3413 | 3764
2019-03-05 14:00 | 1527 | [7 empty] | 0.0895 | 301.9114 | 396.5577 | 3641
2019-03-05 15:00 | 1528 | [7 empty] | 0.0889 | 301.9114 | 396.2288 | 3647
2019-03-05 16:00 | 1529 | [7 empty] | 0.104 | 325.5393 | 428.1326 | 3275
2019-03-05 17:00 | 1530 | [7 empty] | 0.141 | 349.1671 | 472.0392 | 2709
2019-03-05 18:00 | 1531 | [7 empty] | 0.2004 | 364.919 | 520.3468 | 2038
2019-03-05 19:00 | 1532 | [7 empty] | 0.2689 | 383.2963 | 576.2672 | 1307
2019-03-05 20:00 | 1533 | [7 empty] | 0.3157 | 406.9241 | 625.5449 | 802
2019-03-05 21:00 | 1534 | [7 empty] | 0.3101 | 417.4254 | 632.977 | 742
2019-03-05 22:00 | 1535 | [7 empty] | 0.2483 | 422.676 | 604.3566 | 998
2019-03-05 23:00 | 1536 | [7 empty] | 0.1599 | 448.9292 | 582.1599 | 1235
2019-03-06 | 1537 |  | 15.55 | 15.2 | 16.9 | 18.15 | 17.2 | 16.35 | 0.0827 | 451.5545 | 542.4738 | 1737
2019-03-06 01:00 | 1538 | [7 empty] | 0.0372 | 451.5545 | 517.5364 | 2076
2019-03-06 02:00 | 1539 | [7 empty] | 0.0253 | 459.4304 | 518.8902 | 2054
2019-03-06 03:00 | 1540 | [7 empty] | 0.045 | 462.0558 | 532.3126 | 1866
2019-03-06 04:00 | 1541 | [7 empty] | 0.0974 | 469.9317 | 568.9077 | 1392
2019-03-06 05:00 | 1542 | [7 empty] | 0.1755 | 493.5596 | 635.3402 | 719
2019-03-06 06:00 | 1543 | [7 empty] | 0.2535 | 501.4355 | 685.9661 | 420
2019-03-06 07:00 | 1544 | [7 empty] | 0.2955 | 498.8102 | 706.3599 | 323
2019-03-06 08:00 | 1545 | [7 empty] | 0.284 | 480.433 | 681.6798 | 442
2019-03-06 09:00 | 1546 | [7 empty] | 0.2349 | 462.0558 | 636.3921 | 709
2019-03-06 10:00 | 1547 | [7 empty] | 0.1802 | 430.552 | 574.9086 | 1325
2019-03-06 11:00 | 1548 | [7 empty] | 0.1402 | 414.8001 | 537.2337 | 1805
2019-03-06 12:00 | 1549 | [7 empty] | 0.1157 | 396.4228 | 505.4286 | 2274
2019-03-06 13:00 | 1550 | [7 empty] | 0.0996 | 383.2963 | 483.478 | 2558
2019-03-06 14:00 | 1551 | [7 empty] | 0.0895 | 362.2937 | 456.9399 | 2910
2019-03-06 15:00 | 1552 | [7 empty] | 0.0889 | 357.0431 | 451.3605 | 2986
2019-03-06 16:00 | 1553 | [7 empty] | 0.104 | 404.2988 | 506.8921 | 2256
2019-03-06 17:00 | 1554 | [7 empty] | 0.141 | 435.8026 | 558.6747 | 1521
2019-03-06 18:00 | 1555 | [7 empty] | 0.2004 | 456.8051 | 612.2329 | 929
2019-03-06 19:00 | 1556 | [7 empty] | 0.2689 | 467.3064 | 660.2773 | 558
2019-03-06 20:00 | 1557 | [7 empty] | 0.3157 | 469.9317 | 688.5525 | 403
2019-03-06 21:00 | 1558 | [7 empty] | 0.3101 | 454.1798 | 669.7314 | 513
2019-03-06 22:00 | 1559 | [7 empty] | 0.2483 | 454.1798 | 635.8604 | 715
2019-03-06 23:00 | 1560 | [7 empty] | 0.1599 | 443.6785 | 576.9093 | 1299
2019-03-07 | 1561 |  | 11.25 | 11.75 | 10.9 | 12.8 | 12.55 | 12.45 | 0.0827 | 441.0532 | 531.9725 | 1873
2019-03-07 01:00 | 1562 | [7 empty] | 0.0372 | 446.3039 | 512.2857 | 2165
2019-03-07 02:00 | 1563 | [7 empty] | 0.0253 | 443.6785 | 503.1383 | 2303
2019-03-07 03:00 | 1564 | [7 empty] | 0.045 | 441.0532 | 511.3101 | 2183
2019-03-07 04:00 | 1565 | [7 empty] | 0.0974 | 427.9266 | 526.9027 | 1954
2019-03-07 05:00 | 1566 | [7 empty] | 0.1755 | 417.4254 | 559.2061 | 1513
2019-03-07 06:00 | 1567 | [7 empty] | 0.2535 | 401.6735 | 586.204 | 1185
2019-03-07 07:00 | 1568 | [7 empty] | 0.2955 | 375.4203 | 582.97 | 1229
2019-03-07 08:00 | 1569 | [7 empty] | 0.284 | 328.1646 | 529.4114 | 1925
2019-03-07 09:00 | 1570 | [7 empty] | 0.2349 | 301.9114 | 476.2478 | 2650
2019-03-07 10:00 | 1571 | [7 empty] | 0.1802 | 252.0304 | 396.387 | 3643
2019-03-07 11:00 | 1572 | [7 empty] | 0.1402 | 252.0304 | 374.464 | 3903
2019-03-07 12:00 | 1573 | [7 empty] | 0.1157 | 223.1519 | 332.1577 | 4311
2019-03-07 13:00 | 1574 | [7 empty] | 0.0996 | 207.4 | 307.5818 | 4492
2019-03-07 14:00 | 1575 | [7 empty] | 0.0895 | 215.276 | 309.9222 | 4468
2019-03-07 15:00 | 1576 | [7 empty] | 0.0889 | 220.5266 | 314.844 | 4443
2019-03-07 16:00 | 1577 | [7 empty] | 0.104 | 223.1519 | 325.7452 | 4366
2019-03-07 17:00 | 1578 | [7 empty] | 0.141 | 228.4026 | 351.2747 | 4144
2019-03-07 18:00 | 1579 | [7 empty] | 0.2004 | 228.4026 | 383.8303 | 3794
2019-03-07 19:00 | 1580 | [7 empty] | 0.2689 | 228.4026 | 421.3735 | 3369
2019-03-07 20:00 | 1581 | [7 empty] | 0.3157 | 233.6532 | 452.274 | 2970
2019-03-07 21:00 | 1582 | [7 empty] | 0.3101 | 233.6532 | 449.2048 | 3028
2019-03-07 22:00 | 1583 | [7 empty] | 0.2483 | 238.9038 | 420.5844 | 3381
2019-03-07 23:00 | 1584 | [7 empty] | 0.1599 | 238.9038 | 372.1345 | 3922
2019-03-08 | 1585 |  | 7.65 | 8.75 | 11.15 | 10.45 | 9.7 | 8.35 | 0.0827 | 265.157 | 356.0763 | 4095
2019-03-08 01:00 | 1586 | [7 empty] | 0.0372 | 270.4076 | 336.3895 | 4282
2019-03-08 02:00 | 1587 | [7 empty] | 0.0253 | 273.0329 | 332.4927 | 4303
2019-03-08 03:00 | 1588 | [7 empty] | 0.045 | 278.2836 | 348.5405 | 4163
2019-03-08 04:00 | 1589 | [7 empty] | 0.0974 | 301.9114 | 400.8874 | 3600
2019-03-08 05:00 | 1590 | [7 empty] | 0.1755 | 286.1595 | 427.9402 | 3277
2019-03-08 06:00 | 1591 | [7 empty] | 0.2535 | 275.6583 | 460.1888 | 2864
2019-03-08 07:00 | 1592 | [7 empty] | 0.2955 | 238.9038 | 446.4535 | 3052
2019-03-08 08:00 | 1593 | [7 empty] | 0.284 | 191.6481 | 392.895 | 3695
2019-03-08 09:00 | 1594 | [7 empty] | 0.2349 | 0 | 174.3363 | 5203
2019-03-08 10:00 | 1595 | [7 empty] | 0.1802 | 0 | 144.3566 | 5948
2019-03-08 11:00 | 1596 | [7 empty] | 0.1402 | 0 | 122.4336 | 6418
2019-03-08 12:00 | 1597 | [7 empty] | 0.1157 | 0 | 109.0058 | 6763
2019-03-08 13:00 | 1598 | [7 empty] | 0.0996 | 0 | 100.1818 | 7105
2019-03-08 14:00 | 1599 | [7 empty] | 0.0895 | 0 | 94.6462 | 7356
2019-03-08 15:00 | 1600 | [7 empty] | 0.0889 | 0 | 94.3174 | 7447
2019-03-08 16:00 | 1601 | [7 empty] | 0.104 | 194.2734 | 296.8668 | 4547
2019-03-08 17:00 | 1602 | [7 empty] | 0.141 | 244.1545 | 367.0266 | 3985
2019-03-08 18:00 | 1603 | [7 empty] | 0.2004 | 244.1545 | 399.5822 | 3614
2019-03-08 19:00 | 1604 | [7 empty] | 0.2689 | 330.7899 | 523.7608 | 1988
2019-03-08 20:00 | 1605 | [7 empty] | 0.3157 | 315.038 | 533.6588 | 1851
2019-03-08 21:00 | 1606 | [7 empty] | 0.3101 | 304.5367 | 520.0883 | 2040
2019-03-08 22:00 | 1607 | [7 empty] | 0.2483 | 301.9114 | 483.592 | 2559
2019-03-08 23:00 | 1608 | [7 empty] | 0.1599 | 320.2887 | 453.5194 | 2954
2019-03-09 | 1609 |  | 11.2 | 11.3 | 12.15 | 12.35 | 12.05 | 11.75 | 0.0827 | 328.1646 | 419.0839 | 3394
2019-03-09 01:00 | 1610 | [7 empty] | 0.0372 | 330.7899 | 396.7718 | 3636
2019-03-09 02:00 | 1611 | [7 empty] | 0.0253 | 346.5418 | 406.0016 | 3540
2019-03-09 03:00 | 1612 | [7 empty] | 0.045 | 354.4178 | 424.6746 | 3318
2019-03-09 04:00 | 1613 | [7 empty] | 0.0974 | 370.1697 | 469.1457 | 2761
2019-03-09 05:00 | 1614 | [7 empty] | 0.1755 | 388.5469 | 530.3276 | 1899
2019-03-09 06:00 | 1615 | [7 empty] | 0.2535 | 388.5469 | 573.0774 | 1344
2019-03-09 07:00 | 1616 | [7 empty] | 0.2955 | 349.1671 | 556.7168 | 1550
2019-03-09 08:00 | 1617 | [7 empty] | 0.284 | 296.6608 | 497.9076 | 2391
2019-03-09 09:00 | 1618 | [7 empty] | 0.2349 | 288.7848 | 463.1212 | 2831
2019-03-09 10:00 | 1619 | [7 empty] | 0.1802 | 254.6557 | 399.0124 | 3620
2019-03-09 11:00 | 1620 | [7 empty] | 0.1402 | 236.2785 | 358.7121 | 4065
2019-03-09 12:00 | 1621 | [7 empty] | 0.1157 | 241.5291 | 350.5349 | 4153
2019-03-09 13:00 | 1622 | [7 empty] | 0.0996 | 228.4026 | 328.5843 | 4338
2019-03-09 14:00 | 1623 | [7 empty] | 0.0895 | 259.9064 | 354.5526 | 4108
2019-03-09 15:00 | 1624 | [7 empty] | 0.0889 | 257.281 | 351.5984 | 4139
2019-03-09 16:00 | 1625 | [7 empty] | 0.104 | 249.4051 | 351.9984 | 4134
2019-03-09 17:00 | 1626 | [7 empty] | 0.141 | 294.0355 | 416.9076 | 3417
2019-03-09 18:00 | 1627 | [7 empty] | 0.2004 | 315.038 | 470.4658 | 2742
2019-03-09 19:00 | 1628 | [7 empty] | 0.2689 | 317.6633 | 510.6342 | 2204
2019-03-09 20:00 | 1629 | [7 empty] | 0.3157 | 320.2887 | 538.9095 | 1785
2019-03-09 21:00 | 1630 | [7 empty] | 0.3101 | 330.7899 | 546.3415 | 1688
2019-03-09 22:00 | 1631 | [7 empty] | 0.2483 | 330.7899 | 512.4705 | 2173
2019-03-09 23:00 | 1632 | [7 empty] | 0.1599 | 338.6659 | 471.8966 | 2712
2019-03-10 | 1633 |  | 14.15 | 13.35 | 13.25 | 14.85 | 13.5 | 14.1 | 0.0827 | 354.4178 | 445.3371 | 3072
2019-03-10 01:00 | 1634 | [7 empty] | 0.0372 | 372.795 | 438.7769 | 3160
2019-03-10 02:00 | 1635 | [7 empty] | 0.0253 | 367.5444 | 427.0041 | 3292
2019-03-10 03:00 | 1636 | [7 empty] | 0.045 | 375.4203 | 445.6772 | 3060
2019-03-10 04:00 | 1637 | [7 empty] | 0.0974 | 375.4203 | 474.3963 | 2671
2019-03-10 05:00 | 1638 | [7 empty] | 0.1755 | 375.4203 | 517.201 | 2086
2019-03-10 06:00 | 1639 | [7 empty] | 0.2535 | 367.5444 | 552.0749 | 1604
2019-03-10 07:00 | 1640 | [7 empty] | 0.2955 | 359.6684 | 567.2181 | 1412
2019-03-10 08:00 | 1641 | [7 empty] | 0.284 | 349.1671 | 550.414 | 1637
2019-03-10 09:00 | 1642 | [7 empty] | 0.2349 | 346.5418 | 520.8782 | 2029
2019-03-10 10:00 | 1643 | [7 empty] | 0.1802 | 338.6659 | 483.0225 | 2564
2019-03-10 11:00 | 1644 | [7 empty] | 0.1402 | 341.2912 | 463.7248 | 2829
2019-03-10 12:00 | 1645 | [7 empty] | 0.1157 | 333.4152 | 442.421 | 3110
2019-03-10 13:00 | 1646 | [7 empty] | 0.0996 | 320.2887 | 420.4704 | 3375
2019-03-10 14:00 | 1647 | [7 empty] | 0.0895 | 333.4152 | 428.0615 | 3276
2019-03-10 15:00 | 1648 | [7 empty] | 0.0889 | 328.1646 | 422.482 | 3347
2019-03-10 16:00 | 1649 | [7 empty] | 0.104 | 338.6659 | 441.2592 | 3129
2019-03-10 17:00 | 1650 | [7 empty] | 0.141 | 357.0431 | 479.9152 | 2603
2019-03-10 18:00 | 1651 | [7 empty] | 0.2004 | 359.6684 | 515.0962 | 2120
2019-03-10 19:00 | 1652 | [7 empty] | 0.2689 | 385.9216 | 578.8925 | 1267
2019-03-10 20:00 | 1653 | [7 empty] | 0.3157 | 404.2988 | 622.9196 | 823
2019-03-10 21:00 | 1654 | [7 empty] | 0.3101 | 417.4254 | 632.977 | 743
2019-03-10 22:00 | 1655 | [7 empty] | 0.2483 | 414.8001 | 596.4806 | 1070
2019-03-10 23:00 | 1656 | [7 empty] | 0.1599 | 420.0507 | 553.2814 | 1593
2019-03-11 | 1657 |  | 16.75 | 16.95 | 15.35 | 17.95 | 18.05 | 16.85 | 0.0827 | 430.552 | 521.4713 | 2015
2019-03-11 01:00 | 1658 | [7 empty] | 0.0372 | 427.9266 | 493.9085 | 2432
2019-03-11 02:00 | 1659 | [7 empty] | 0.0253 | 427.9266 | 487.3864 | 2509
2019-03-11 03:00 | 1660 | [7 empty] | 0.045 | 435.8026 | 506.0595 | 2263
2019-03-11 04:00 | 1661 | [7 empty] | 0.0974 | 435.8026 | 534.7786 | 1840
2019-03-11 05:00 | 1662 | [7 empty] | 0.1755 | 422.676 | 564.4567 | 1444
2019-03-11 06:00 | 1663 | [7 empty] | 0.2535 | 414.8001 | 599.3306 | 1043
2019-03-11 07:00 | 1664 | [7 empty] | 0.2955 | 448.9292 | 656.4789 | 581
2019-03-11 08:00 | 1665 | [7 empty] | 0.284 | 438.4279 | 639.6747 | 691
2019-03-11 09:00 | 1666 | [7 empty] | 0.2349 | 409.5494 | 583.8858 | 1214
2019-03-11 10:00 | 1667 | [7 empty] | 0.1802 | 383.2963 | 527.6529 | 1948
2019-03-11 11:00 | 1668 | [7 empty] | 0.1402 | 399.0482 | 521.4818 | 2020
2019-03-11 12:00 | 1669 | [7 empty] | 0.1157 | 406.9241 | 515.9299 | 2111
2019-03-11 13:00 | 1670 | [7 empty] | 0.0996 | 409.5494 | 509.7312 | 2214
2019-03-11 14:00 | 1671 | [7 empty] | 0.0895 | 385.9216 | 480.5678 | 2589
2019-03-11 15:00 | 1672 | [7 empty] | 0.0889 | 420.0507 | 514.3681 | 2128
2019-03-11 16:00 | 1673 | [7 empty] | 0.104 | 422.676 | 525.2693 | 1974
2019-03-11 17:00 | 1674 | [7 empty] | 0.141 | 438.4279 | 561.3 | 1489
2019-03-11 18:00 | 1675 | [7 empty] | 0.2004 | 448.9292 | 604.3569 | 996
2019-03-11 19:00 | 1676 | [7 empty] | 0.2689 | 448.9292 | 641.9001 | 679
2019-03-11 20:00 | 1677 | [7 empty] | 0.3157 | 454.1798 | 672.8006 | 495
2019-03-11 21:00 | 1678 | [7 empty] | 0.3101 | 475.1823 | 690.7339 | 391
2019-03-11 22:00 | 1679 | [7 empty] | 0.2483 | 490.9342 | 672.6148 | 498
2019-03-11 23:00 | 1680 | [7 empty] | 0.1599 | 501.4355 | 634.6662 | 727
2019-03-12 | 1681 |  | 17.1 | 17.3 | 16.1 | 19.05 | 18.05 | 17.8 | 0.0827 | 511.9368 | 602.8561 | 1011
2019-03-12 01:00 | 1682 | [7 empty] | 0.0372 | 517.1874 | 583.1693 | 1218
2019-03-12 02:00 | 1683 | [7 empty] | 0.0253 | 525.0634 | 584.5232 | 1206
2019-03-12 03:00 | 1684 | [7 empty] | 0.045 | 535.5646 | 605.8215 | 986
2019-03-12 04:00 | 1685 | [7 empty] | 0.0974 | 532.9393 | 631.9153 | 752
2019-03-12 05:00 | 1686 | [7 empty] | 0.1755 | 532.9393 | 674.72 | 482
2019-03-12 06:00 | 1687 | [7 empty] | 0.2535 | 504.0608 | 688.5914 | 402
2019-03-12 07:00 | 1688 | [7 empty] | 0.2955 | 469.9317 | 677.4814 | 465
2019-03-12 08:00 | 1689 | [7 empty] | 0.284 | 454.1798 | 655.4266 | 588
2019-03-12 09:00 | 1690 | [7 empty] | 0.2349 | 441.0532 | 615.3896 | 900
2019-03-12 10:00 | 1691 | [7 empty] | 0.1802 | 438.4279 | 582.7845 | 1231
2019-03-12 11:00 | 1692 | [7 empty] | 0.1402 | 417.4254 | 539.859 | 1775
2019-03-12 12:00 | 1693 | [7 empty] | 0.1157 | 417.4254 | 526.4312 | 1963
2019-03-12 13:00 | 1694 | [7 empty] | 0.0996 | 399.0482 | 499.2299 | 2362
2019-03-12 14:00 | 1695 | [7 empty] | 0.0895 | 414.8001 | 509.4463 | 2219
2019-03-12 15:00 | 1696 | [7 empty] | 0.0889 | 414.8001 | 509.1174 | 2226
2019-03-12 16:00 | 1697 | [7 empty] | 0.104 | 422.676 | 525.2693 | 1975
2019-03-12 17:00 | 1698 | [7 empty] | 0.141 | 456.8051 | 579.6772 | 1258
2019-03-12 18:00 | 1699 | [7 empty] | 0.2004 | 483.0583 | 638.486 | 698
2019-03-12 19:00 | 1700 | [7 empty] | 0.2689 | 493.5596 | 686.5305 | 418
2019-03-12 20:00 | 1701 | [7 empty] | 0.3157 | 504.0608 | 722.6816 | 264
2019-03-12 21:00 | 1702 | [7 empty] | 0.3101 | 511.9368 | 727.4884 | 253
2019-03-12 22:00 | 1703 | [7 empty] | 0.2483 | 519.8127 | 701.4933 | 342
2019-03-12 23:00 | 1704 | [7 empty] | 0.1599 | 514.5621 | 647.7928 | 640
2019-03-13 | 1705 |  | 14.8 | 15.05 | 14.25 | 16.35 | 15.7 | 15.2 | 0.0827 | 522.438 | 613.3574 | 921
2019-03-13 01:00 | 1706 | [7 empty] | 0.0372 | 522.438 | 588.4199 | 1155
2019-03-13 02:00 | 1707 | [7 empty] | 0.0253 | 514.5621 | 574.0219 | 1333
2019-03-13 03:00 | 1708 | [7 empty] | 0.045 | 501.4355 | 571.6924 | 1360
2019-03-13 04:00 | 1709 | [7 empty] | 0.0974 | 514.5621 | 613.5381 | 918
2019-03-13 05:00 | 1710 | [7 empty] | 0.1755 | 525.0634 | 666.844 | 531
2019-03-13 06:00 | 1711 | [7 empty] | 0.2535 | 488.3089 | 672.8395 | 492
2019-03-13 07:00 | 1712 | [7 empty] | 0.2955 | 435.8026 | 643.3523 | 674
2019-03-13 08:00 | 1713 | [7 empty] | 0.284 | 372.795 | 574.0418 | 1336
2019-03-13 09:00 | 1714 | [7 empty] | 0.2349 | 325.5393 | 499.8756 | 2359
2019-03-13 10:00 | 1715 | [7 empty] | 0.1802 | 299.2861 | 443.6428 | 3093
2019-03-13 11:00 | 1716 | [7 empty] | 0.1402 | 275.6583 | 398.0919 | 3628
2019-03-13 12:00 | 1717 | [7 empty] | 0.1157 | 273.0329 | 382.0387 | 3816
2019-03-13 13:00 | 1718 | [7 empty] | 0.0996 | 286.1595 | 386.3413 | 3765
2019-03-13 14:00 | 1719 | [7 empty] | 0.0895 | 283.5342 | 378.1804 | 3866
2019-03-13 15:00 | 1720 | [7 empty] | 0.0889 | 309.7874 | 404.1048 | 3563
2019-03-13 16:00 | 1721 | [7 empty] | 0.104 | 375.4203 | 478.0136 | 2624
2019-03-13 17:00 | 1722 | [7 empty] | 0.141 | 393.7975 | 516.6696 | 2097
2019-03-13 18:00 | 1723 | [7 empty] | 0.2004 | 393.7975 | 549.2253 | 1649
2019-03-13 19:00 | 1724 | [7 empty] | 0.2689 | 396.4228 | 589.3937 | 1147
2019-03-13 20:00 | 1725 | [7 empty] | 0.3157 | 385.9216 | 604.5424 | 994
2019-03-13 21:00 | 1726 | [7 empty] | 0.3101 | 380.6709 | 596.2225 | 1074
2019-03-13 22:00 | 1727 | [7 empty] | 0.2483 | 380.6709 | 562.3515 | 1477
2019-03-13 23:00 | 1728 | [7 empty] | 0.1599 | 396.4228 | 529.6535 | 1916
2019-03-14 | 1729 |  | 11.15 | 12.4 | 12.05 | 12.3 | 11.75 | 11.4 | 0.0827 | 401.6735 | 492.5928 | 2459
2019-03-14 01:00 | 1730 | [7 empty] | 0.0372 | 399.0482 | 465.03 | 2805
2019-03-14 02:00 | 1731 | [7 empty] | 0.0253 | 401.6735 | 461.1333 | 2848
2019-03-14 03:00 | 1732 | [7 empty] | 0.045 | 399.0482 | 469.305 | 2755
2019-03-14 04:00 | 1733 | [7 empty] | 0.0974 | 396.4228 | 495.3989 | 2421
2019-03-14 05:00 | 1734 | [7 empty] | 0.1755 | 388.5469 | 530.3276 | 1900
2019-03-14 06:00 | 1735 | [7 empty] | 0.2535 | 396.4228 | 580.9534 | 1242
2019-03-14 07:00 | 1736 | [7 empty] | 0.2955 | 380.6709 | 588.2206 | 1167
2019-03-14 08:00 | 1737 | [7 empty] | 0.284 | 317.6633 | 518.9102 | 2060
2019-03-14 09:00 | 1738 | [7 empty] | 0.2349 | 267.7823 | 442.1187 | 3113
2019-03-14 10:00 | 1739 | [7 empty] | 0.1802 | 252.0304 | 396.387 | 3644
2019-03-14 11:00 | 1740 | [7 empty] | 0.1402 | 231.0279 | 353.4615 | 4124
2019-03-14 12:00 | 1741 | [7 empty] | 0.1157 | 196.8988 | 305.9045 | 4500
2019-03-14 13:00 | 1742 | [7 empty] | 0.0996 | 225.7772 | 325.959 | 4363
2019-03-14 14:00 | 1743 | [7 empty] | 0.0895 | 238.9038 | 333.55 | 4301
2019-03-14 15:00 | 1744 | [7 empty] | 0.0889 | 278.2836 | 372.601 | 3918
2019-03-14 16:00 | 1745 | [7 empty] | 0.104 | 307.1621 | 409.7554 | 3505
2019-03-14 17:00 | 1746 | [7 empty] | 0.141 | 322.914 | 445.7861 | 3062
2019-03-14 18:00 | 1747 | [7 empty] | 0.2004 | 341.2912 | 496.7189 | 2399
2019-03-14 19:00 | 1748 | [7 empty] | 0.2689 | 330.7899 | 523.7608 | 1989
2019-03-14 20:00 | 1749 | [7 empty] | 0.3157 | 341.2912 | 559.912 | 1498
2019-03-14 21:00 | 1750 | [7 empty] | 0.3101 | 359.6684 | 575.22 | 1320
2019-03-14 22:00 | 1751 | [7 empty] | 0.2483 | 349.1671 | 530.8477 | 1894
2019-03-14 23:00 | 1752 | [7 empty] | 0.1599 | 351.7925 | 485.0232 | 2539
2019-03-15 | 1753 |  | 12.05 | 12.55 | 11.85 | 12.95 | 12.85 | 11.3 | 0.0827 | 372.795 | 463.7143 | 2826
2019-03-15 01:00 | 1754 | [7 empty] | 0.0372 | 375.4203 | 441.4022 | 3120
2019-03-15 02:00 | 1755 | [7 empty] | 0.0253 | 375.4203 | 434.8801 | 3205
2019-03-15 03:00 | 1756 | [7 empty] | 0.045 | 372.795 | 443.0519 | 3100
2019-03-15 04:00 | 1757 | [7 empty] | 0.0974 | 372.795 | 471.771 | 2713
2019-03-15 05:00 | 1758 | [7 empty] | 0.1755 | 359.6684 | 501.4491 | 2333
2019-03-15 06:00 | 1759 | [7 empty] | 0.2535 | 357.0431 | 541.5736 | 1747
2019-03-15 07:00 | 1760 | [7 empty] | 0.2955 | 351.7925 | 559.3422 | 1515
2019-03-15 08:00 | 1761 | [7 empty] | 0.284 | 336.0406 | 537.2874 | 1808
2019-03-15 09:00 | 1762 | [7 empty] | 0.2349 | 286.1595 | 460.4959 | 2862
2019-03-15 10:00 | 1763 | [7 empty] | 0.1802 | 241.5291 | 385.8858 | 3774
2019-03-15 11:00 | 1764 | [7 empty] | 0.1402 | 220.5266 | 342.9602 | 4221
2019-03-15 12:00 | 1765 | [7 empty] | 0.1157 | 217.9013 | 326.9071 | 4358
2019-03-15 13:00 | 1766 | [7 empty] | 0.0996 | 223.1519 | 323.3337 | 4380
2019-03-15 14:00 | 1767 | [7 empty] | 0.0895 | 252.0304 | 346.6766 | 4178
2019-03-15 15:00 | 1768 | [7 empty] | 0.0889 | 270.4076 | 364.725 | 4003
2019-03-15 16:00 | 1769 | [7 empty] | 0.104 | 312.4127 | 415.006 | 3433
2019-03-15 17:00 | 1770 | [7 empty] | 0.141 | 320.2887 | 443.1607 | 3101
2019-03-15 18:00 | 1771 | [7 empty] | 0.2004 | 325.5393 | 480.967 | 2586
2019-03-15 19:00 | 1772 | [7 empty] | 0.2689 | 322.914 | 515.8849 | 2112
2019-03-15 20:00 | 1773 | [7 empty] | 0.3157 | 322.914 | 541.5348 | 1749
2019-03-15 21:00 | 1774 | [7 empty] | 0.3101 | 320.2887 | 535.8402 | 1822
2019-03-15 22:00 | 1775 | [7 empty] | 0.2483 | 317.6633 | 499.3439 | 2366
2019-03-15 23:00 | 1776 | [7 empty] | 0.1599 | 317.6633 | 450.894 | 2994
2019-03-16 | 1777 |  | 12.3 | 12.65 | 12.65 | 13.15 | 12.75 | 13.35 | 0.0827 | 317.6633 | 408.5826 | 3515
2019-03-16 01:00 | 1778 | [7 empty] | 0.0372 | 322.914 | 388.8959 | 3732
2019-03-16 02:00 | 1779 | [7 empty] | 0.0253 | 333.4152 | 392.875 | 3690
2019-03-16 03:00 | 1780 | [7 empty] | 0.045 | 341.2912 | 411.5481 | 3472
2019-03-16 04:00 | 1781 | [7 empty] | 0.0974 | 357.0431 | 456.0191 | 2921
2019-03-16 05:00 | 1782 | [7 empty] | 0.1755 | 357.0431 | 498.8238 | 2370
2019-03-16 06:00 | 1783 | [7 empty] | 0.2535 | 357.0431 | 541.5736 | 1748
2019-03-16 07:00 | 1784 | [7 empty] | 0.2955 | 351.7925 | 559.3422 | 1516
2019-03-16 08:00 | 1785 | [7 empty] | 0.284 | 349.1671 | 550.414 | 1638
2019-03-16 09:00 | 1786 | [7 empty] | 0.2349 | 333.4152 | 507.7516 | 2244
2019-03-16 10:00 | 1787 | [7 empty] | 0.1802 | 307.1621 | 451.5187 | 2982
2019-03-16 11:00 | 1788 | [7 empty] | 0.1402 | 315.038 | 437.4716 | 3181
2019-03-16 12:00 | 1789 | [7 empty] | 0.1157 | 336.0406 | 445.0463 | 3075
2019-03-16 13:00 | 1790 | [7 empty] | 0.0996 | 333.4152 | 433.597 | 3220
2019-03-16 14:00 | 1791 | [7 empty] | 0.0895 | 325.5393 | 420.1855 | 3385
2019-03-16 15:00 | 1792 | [7 empty] | 0.0889 | 328.1646 | 422.482 | 3348
2019-03-16 16:00 | 1793 | [7 empty] | 0.104 | 322.914 | 425.5073 | 3307
2019-03-16 17:00 | 1794 | [7 empty] | 0.141 | 341.2912 | 464.1633 | 2821
2019-03-16 18:00 | 1795 | [7 empty] | 0.2004 | 351.7925 | 507.2202 | 2248
2019-03-16 19:00 | 1796 | [7 empty] | 0.2689 | 362.2937 | 555.2646 | 1565
2019-03-16 20:00 | 1797 | [7 empty] | 0.3157 | 380.6709 | 599.2918 | 1047
2019-03-16 21:00 | 1798 | [7 empty] | 0.3101 | 385.9216 | 601.4732 | 1025
2019-03-16 22:00 | 1799 | [7 empty] | 0.2483 | 391.1722 | 572.8528 | 1351
2019-03-16 23:00 | 1800 | [7 empty] | 0.1599 | 393.7975 | 527.0282 | 1952
2019-03-17 | 1801 |  | 11.3 | 11.95 | 10.45 | 10.9 | 11.6 | 11.9 | 0.0827 | 396.4228 | 487.3421 | 2512
2019-03-17 01:00 | 1802 | [7 empty] | 0.0372 | 393.7975 | 459.7794 | 2869
2019-03-17 02:00 | 1803 | [7 empty] | 0.0253 | 399.0482 | 458.5079 | 2891
2019-03-17 03:00 | 1804 | [7 empty] | 0.045 | 401.6735 | 471.9303 | 2707
2019-03-17 04:00 | 1805 | [7 empty] | 0.0974 | 391.1722 | 490.1482 | 2482
2019-03-17 05:00 | 1806 | [7 empty] | 0.1755 | 393.7975 | 535.5782 | 1824
2019-03-17 06:00 | 1807 | [7 empty] | 0.2535 | 375.4203 | 559.9508 | 1497
2019-03-17 07:00 | 1808 | [7 empty] | 0.2955 | 364.919 | 572.4687 | 1358
2019-03-17 08:00 | 1809 | [7 empty] | 0.284 | 312.4127 | 513.6595 | 2147
2019-03-17 09:00 | 1810 | [7 empty] | 0.2349 | 278.2836 | 452.6199 | 2968
2019-03-17 10:00 | 1811 | [7 empty] | 0.1802 | 265.157 | 409.5136 | 3511
2019-03-17 11:00 | 1812 | [7 empty] | 0.1402 | 275.6583 | 398.0919 | 3629
2019-03-17 12:00 | 1813 | [7 empty] | 0.1157 | 288.7848 | 397.7906 | 3630
2019-03-17 13:00 | 1814 | [7 empty] | 0.0996 | 275.6583 | 375.84 | 3887
2019-03-17 14:00 | 1815 | [7 empty] | 0.0895 | 267.7823 | 362.4285 | 4024
2019-03-17 15:00 | 1816 | [7 empty] | 0.0889 | 265.157 | 359.4744 | 4052
2019-03-17 16:00 | 1817 | [7 empty] | 0.104 | 278.2836 | 380.8769 | 3833
2019-03-17 17:00 | 1818 | [7 empty] | 0.141 | 270.4076 | 393.2797 | 3686
2019-03-17 18:00 | 1819 | [7 empty] | 0.2004 | 265.157 | 420.5848 | 3377
2019-03-17 19:00 | 1820 | [7 empty] | 0.2689 | 259.9064 | 452.8773 | 2966
2019-03-17 20:00 | 1821 | [7 empty] | 0.3157 | 241.5291 | 460.15 | 2868
2019-03-17 21:00 | 1822 | [7 empty] | 0.3101 | 233.6532 | 449.2048 | 3029
2019-03-17 22:00 | 1823 | [7 empty] | 0.2483 | 223.1519 | 404.8325 | 3558
2019-03-17 23:00 | 1824 | [7 empty] | 0.1599 | 236.2785 | 369.5092 | 3955
2019-03-18 | 1825 |  | 9.5 | 10.15 | 11.65 | 11.65 | 10.15 | 10.7 | 0.0827 | 259.9064 | 350.8257 | 4151
2019-03-18 01:00 | 1826 | [7 empty] | 0.0372 | 278.2836 | 344.2655 | 4199
2019-03-18 02:00 | 1827 | [7 empty] | 0.0253 | 280.9089 | 340.3687 | 4247
2019-03-18 03:00 | 1828 | [7 empty] | 0.045 | 278.2836 | 348.5405 | 4164
2019-03-18 04:00 | 1829 | [7 empty] | 0.0974 | 275.6583 | 374.6343 | 3898
2019-03-18 05:00 | 1830 | [7 empty] | 0.1755 | 296.6608 | 438.4415 | 3168
2019-03-18 06:00 | 1831 | [7 empty] | 0.2535 | 286.1595 | 470.6901 | 2737
2019-03-18 07:00 | 1832 | [7 empty] | 0.2955 | 291.4102 | 498.9599 | 2373
2019-03-18 08:00 | 1833 | [7 empty] | 0.284 | 312.4127 | 513.6595 | 2148
2019-03-18 09:00 | 1834 | [7 empty] | 0.2349 | 320.2887 | 494.625 | 2428
2019-03-18 10:00 | 1835 | [7 empty] | 0.1802 | 322.914 | 467.2706 | 2789
2019-03-18 11:00 | 1836 | [7 empty] | 0.1402 | 286.1595 | 408.5932 | 3517
2019-03-18 12:00 | 1837 | [7 empty] | 0.1157 | 257.281 | 366.2868 | 3990
2019-03-18 13:00 | 1838 | [7 empty] | 0.0996 | 249.4051 | 349.5869 | 4158
2019-03-18 14:00 | 1839 | [7 empty] | 0.0895 | 228.4026 | 323.0488 | 4382
2019-03-18 15:00 | 1840 | [7 empty] | 0.0889 | 225.7772 | 320.0946 | 4411
2019-03-18 16:00 | 1841 | [7 empty] | 0.104 | 238.9038 | 341.4971 | 4235
2019-03-18 17:00 | 1842 | [7 empty] | 0.141 | 262.5317 | 385.4038 | 3780
2019-03-18 18:00 | 1843 | [7 empty] | 0.2004 | 291.4102 | 446.8379 | 3045
2019-03-18 19:00 | 1844 | [7 empty] | 0.2689 | 294.0355 | 487.0064 | 2513
2019-03-18 20:00 | 1845 | [7 empty] | 0.3157 | 299.2861 | 517.9069 | 2074
2019-03-18 21:00 | 1846 | [7 empty] | 0.3101 | 301.9114 | 517.463 | 2083
2019-03-18 22:00 | 1847 | [7 empty] | 0.2483 | 322.914 | 504.5945 | 2287
2019-03-18 23:00 | 1848 | [7 empty] | 0.1599 | 336.0406 | 469.2713 | 2758
2019-03-19 | 1849 |  | 12.6 | 12.25 | 13.05 | 13.8 | 13.65 | 12.9 | 0.0827 | 338.6659 | 429.5852 | 3260
2019-03-19 01:00 | 1850 | [7 empty] | 0.0372 | 372.795 | 438.7769 | 3161
2019-03-19 02:00 | 1851 | [7 empty] | 0.0253 | 391.1722 | 450.632 | 2999
2019-03-19 03:00 | 1852 | [7 empty] | 0.045 | 393.7975 | 464.0544 | 2819
2019-03-19 04:00 | 1853 | [7 empty] | 0.0974 | 383.2963 | 482.2723 | 2570
2019-03-19 05:00 | 1854 | [7 empty] | 0.1755 | 370.1697 | 511.9504 | 2177
2019-03-19 06:00 | 1855 | [7 empty] | 0.2535 | 354.4178 | 538.9483 | 1784
2019-03-19 07:00 | 1856 | [7 empty] | 0.2955 | 322.914 | 530.4637 | 1902
2019-03-19 08:00 | 1857 | [7 empty] | 0.284 | 307.1621 | 508.4089 | 2237
2019-03-19 09:00 | 1858 | [7 empty] | 0.2349 | 304.5367 | 478.8731 | 2617
2019-03-19 10:00 | 1859 | [7 empty] | 0.1802 | 307.1621 | 451.5187 | 2983
2019-03-19 11:00 | 1860 | [7 empty] | 0.1402 | 333.4152 | 455.8489 | 2926
2019-03-19 12:00 | 1861 | [7 empty] | 0.1157 | 294.0355 | 403.0413 | 3579
2019-03-19 13:00 | 1862 | [7 empty] | 0.0996 | 275.6583 | 375.84 | 3888
2019-03-19 14:00 | 1863 | [7 empty] | 0.0895 | 288.7848 | 383.4311 | 3800
2019-03-19 15:00 | 1864 | [7 empty] | 0.0889 | 286.1595 | 380.4769 | 3836
2019-03-19 16:00 | 1865 | [7 empty] | 0.104 | 330.7899 | 433.3832 | 3226
2019-03-19 17:00 | 1866 | [7 empty] | 0.141 | 354.4178 | 477.2899 | 2638
2019-03-19 18:00 | 1867 | [7 empty] | 0.2004 | 357.0431 | 512.4708 | 2169
2019-03-19 19:00 | 1868 | [7 empty] | 0.2689 | 349.1671 | 542.138 | 1745
2019-03-19 20:00 | 1869 | [7 empty] | 0.3157 | 349.1671 | 567.788 | 1406
2019-03-19 21:00 | 1870 | [7 empty] | 0.3101 | 359.6684 | 575.22 | 1321
2019-03-19 22:00 | 1871 | [7 empty] | 0.2483 | 372.795 | 554.4755 | 1578
2019-03-19 23:00 | 1872 | [7 empty] | 0.1599 | 401.6735 | 534.9042 | 1838
2019-03-20 | 1873 |  | 12.15 | 12.95 | 11.45 | 13.35 | 12.5 | 12.35 | 0.0827 | 393.7975 | 484.7168 | 2546
2019-03-20 01:00 | 1874 | [7 empty] | 0.0372 | 393.7975 | 459.7794 | 2870
2019-03-20 02:00 | 1875 | [7 empty] | 0.0253 | 401.6735 | 461.1333 | 2849
2019-03-20 03:00 | 1876 | [7 empty] | 0.045 | 406.9241 | 477.181 | 2635
2019-03-20 04:00 | 1877 | [7 empty] | 0.0974 | 409.5494 | 508.5254 | 2232
2019-03-20 05:00 | 1878 | [7 empty] | 0.1755 | 414.8001 | 556.5807 | 1549
2019-03-20 06:00 | 1879 | [7 empty] | 0.2535 | 396.4228 | 580.9534 | 1243
2019-03-20 07:00 | 1880 | [7 empty] | 0.2955 | 383.2963 | 590.846 | 1138
2019-03-20 08:00 | 1881 | [7 empty] | 0.284 | 359.6684 | 560.9152 | 1494
2019-03-20 09:00 | 1882 | [7 empty] | 0.2349 | 307.1621 | 481.4984 | 2580
2019-03-20 10:00 | 1883 | [7 empty] | 0.1802 | 286.1595 | 430.5162 | 3254
2019-03-20 11:00 | 1884 | [7 empty] | 0.1402 | 283.5342 | 405.9678 | 3544
2019-03-20 12:00 | 1885 | [7 empty] | 0.1157 | 270.4076 | 379.4134 | 3848
2019-03-20 13:00 | 1886 | [7 empty] | 0.0996 | 233.6532 | 333.835 | 4295
2019-03-20 14:00 | 1887 | [7 empty] | 0.0895 | 262.5317 | 357.1779 | 4083
2019-03-20 15:00 | 1888 | [7 empty] | 0.0889 | 265.157 | 359.4744 | 4053
2019-03-20 16:00 | 1889 | [7 empty] | 0.104 | 273.0329 | 375.6263 | 3892
2019-03-20 17:00 | 1890 | [7 empty] | 0.141 | 288.7848 | 411.6569 | 3476
2019-03-20 18:00 | 1891 | [7 empty] | 0.2004 | 294.0355 | 449.4632 | 3020
2019-03-20 19:00 | 1892 | [7 empty] | 0.2689 | 296.6608 | 489.6317 | 2489
2019-03-20 20:00 | 1893 | [7 empty] | 0.3157 | 294.0355 | 512.6563 | 2162
2019-03-20 21:00 | 1894 | [7 empty] | 0.3101 | 294.0355 | 509.5871 | 2220
2019-03-20 22:00 | 1895 | [7 empty] | 0.2483 | 288.7848 | 470.4654 | 2744
2019-03-20 23:00 | 1896 | [7 empty] | 0.1599 | 288.7848 | 422.0156 | 3354
2019-03-21 | 1897 |  | 9.1 | 9.55 | 12.2 | 10.5 | 10.4 | 10.15 | 0.0827 | 320.2887 | 411.208 | 3483
2019-03-21 01:00 | 1898 | [7 empty] | 0.0372 | 312.4127 | 378.3946 | 3858
2019-03-21 02:00 | 1899 | [7 empty] | 0.0253 | 307.1621 | 366.6219 | 3987
2019-03-21 03:00 | 1900 | [7 empty] | 0.045 | 304.5367 | 374.7936 | 3897
2019-03-21 04:00 | 1901 | [7 empty] | 0.0974 | 307.1621 | 406.1381 | 3538
2019-03-21 05:00 | 1902 | [7 empty] | 0.1755 | 307.1621 | 448.9427 | 3030
2019-03-21 06:00 | 1903 | [7 empty] | 0.2535 | 299.2861 | 483.8167 | 2552
2019-03-21 07:00 | 1904 | [7 empty] | 0.2955 | 286.1595 | 493.7092 | 2448
2019-03-21 08:00 | 1905 | [7 empty] | 0.284 | 278.2836 | 479.5304 | 2614
2019-03-21 09:00 | 1906 | [7 empty] | 0.2349 | 265.157 | 439.4933 | 3149
2019-03-21 10:00 | 1907 | [7 empty] | 0.1802 | 267.7823 | 412.139 | 3467
2019-03-21 11:00 | 1908 | [7 empty] | 0.1402 | 262.5317 | 384.9653 | 3784
2019-03-21 12:00 | 1909 | [7 empty] | 0.1157 | 246.7798 | 355.7856 | 4098
2019-03-21 13:00 | 1910 | [7 empty] | 0.0996 | 231.0279 | 331.2097 | 4318
2019-03-21 14:00 | 1911 | [7 empty] | 0.0895 | 215.276 | 309.9222 | 4469
2019-03-21 15:00 | 1912 | [7 empty] | 0.0889 | 215.276 | 309.5934 | 4476
2019-03-21 16:00 | 1913 | [7 empty] | 0.104 | 215.276 | 317.8693 | 4425
2019-03-21 17:00 | 1914 | [7 empty] | 0.141 | 223.1519 | 346.024 | 4182
2019-03-21 18:00 | 1915 | [7 empty] | 0.2004 | 238.9038 | 394.3316 | 3676
2019-03-21 19:00 | 1916 | [7 empty] | 0.2689 | 249.4051 | 442.376 | 3111
2019-03-21 20:00 | 1917 | [7 empty] | 0.3157 | 236.2785 | 454.8993 | 2936
2019-03-21 21:00 | 1918 | [7 empty] | 0.3101 | 215.276 | 430.8276 | 3252
2019-03-21 22:00 | 1919 | [7 empty] | 0.2483 | 212.6507 | 394.3312 | 3677
2019-03-21 23:00 | 1920 | [7 empty] | 0.1599 | 228.4026 | 361.6333 | 4032
2019-03-22 | 1921 |  | 11.75 | 10.9 | 13.95 | 12.9 | 11.75 | 11.55 | 0.0827 | 244.1545 | 335.0738 | 4288
2019-03-22 01:00 | 1922 | [7 empty] | 0.0372 | 246.7798 | 312.7617 | 4451
2019-03-22 02:00 | 1923 | [7 empty] | 0.0253 | 252.0304 | 311.4902 | 4459
2019-03-22 03:00 | 1924 | [7 empty] | 0.045 | 257.281 | 327.5379 | 4350
2019-03-22 04:00 | 1925 | [7 empty] | 0.0974 | 252.0304 | 351.0064 | 4148
2019-03-22 05:00 | 1926 | [7 empty] | 0.1755 | 252.0304 | 393.8111 | 3682
2019-03-22 06:00 | 1927 | [7 empty] | 0.2535 | 254.6557 | 439.1863 | 3153
2019-03-22 07:00 | 1928 | [7 empty] | 0.2955 | 267.7823 | 475.332 | 2663
2019-03-22 08:00 | 1929 | [7 empty] | 0.284 | 259.9064 | 461.1532 | 2856
2019-03-22 09:00 | 1930 | [7 empty] | 0.2349 | 246.7798 | 421.1161 | 3370
2019-03-22 10:00 | 1931 | [7 empty] | 0.1802 | 233.6532 | 378.0098 | 3872
2019-03-22 11:00 | 1932 | [7 empty] | 0.1402 | 228.4026 | 350.8362 | 4152
2019-03-22 12:00 | 1933 | [7 empty] | 0.1157 | 199.5241 | 308.5299 | 4487
2019-03-22 13:00 | 1934 | [7 empty] | 0.0996 | 215.276 | 315.4578 | 4437
2019-03-22 14:00 | 1935 | [7 empty] | 0.0895 | 215.276 | 309.9222 | 4470
2019-03-22 15:00 | 1936 | [7 empty] | 0.0889 | 217.9013 | 312.2187 | 4455
2019-03-22 16:00 | 1937 | [7 empty] | 0.104 | 236.2785 | 338.8718 | 4262
2019-03-22 17:00 | 1938 | [7 empty] | 0.141 | 275.6583 | 398.5304 | 3623
2019-03-22 18:00 | 1939 | [7 empty] | 0.2004 | 296.6608 | 452.0886 | 2976
2019-03-22 19:00 | 1940 | [7 empty] | 0.2689 | 317.6633 | 510.6342 | 2205
2019-03-22 20:00 | 1941 | [7 empty] | 0.3157 | 341.2912 | 559.912 | 1499
2019-03-22 21:00 | 1942 | [7 empty] | 0.3101 | 372.795 | 588.3466 | 1163
2019-03-22 22:00 | 1943 | [7 empty] | 0.2483 | 396.4228 | 578.1034 | 1283
2019-03-22 23:00 | 1944 | [7 empty] | 0.1599 | 406.9241 | 540.1548 | 1769
2019-03-23 | 1945 |  | 11.45 | 11.3 | 13.05 | 13.4 | 10.55 | 11.05 | 0.0827 | 422.676 | 513.5953 | 2141
2019-03-23 01:00 | 1946 | [7 empty] | 0.0372 | 435.8026 | 501.7845 | 2320
2019-03-23 02:00 | 1947 | [7 empty] | 0.0253 | 459.4304 | 518.8902 | 2055
2019-03-23 03:00 | 1948 | [7 empty] | 0.045 | 480.433 | 550.6899 | 1629
2019-03-23 04:00 | 1949 | [7 empty] | 0.0974 | 496.1849 | 595.1609 | 1085
2019-03-23 05:00 | 1950 | [7 empty] | 0.1755 | 493.5596 | 635.3402 | 720
2019-03-23 06:00 | 1951 | [7 empty] | 0.2535 | 422.676 | 607.2066 | 972
2019-03-23 07:00 | 1952 | [7 empty] | 0.2955 | 343.9165 | 551.4662 | 1621
2019-03-23 08:00 | 1953 | [7 empty] | 0.284 | 283.5342 | 484.7811 | 2548
2019-03-23 09:00 | 1954 | [7 empty] | 0.2349 | 215.276 | 389.6123 | 3730
2019-03-23 10:00 | 1955 | [7 empty] | 0.1802 | 165.395 | 309.7516 | 4475
2019-03-23 11:00 | 1956 | [7 empty] | 0.1402 | 0 | 122.4336 | 6419
2019-03-23 12:00 | 1957 | [7 empty] | 0.1157 | 0 | 109.0058 | 6764
2019-03-23 13:00 | 1958 | [7 empty] | 0.0996 | 0 | 100.1818 | 7106
2019-03-23 14:00 | 1959 | [7 empty] | 0.0895 | 0 | 94.6462 | 7357
2019-03-23 15:00 | 1960 | [7 empty] | 0.0889 | 0 | 94.3174 | 7448
2019-03-23 16:00 | 1961 | [7 empty] | 0.104 | 0 | 102.5933 | 7050
2019-03-23 17:00 | 1962 | [7 empty] | 0.141 | 165.395 | 288.267 | 4600
2019-03-23 18:00 | 1963 | [7 empty] | 0.2004 | 178.5215 | 333.9493 | 4298
2019-03-23 19:00 | 1964 | [7 empty] | 0.2689 | 194.2734 | 387.2443 | 3757
2019-03-23 20:00 | 1965 | [7 empty] | 0.3157 | 212.6507 | 431.2715 | 3244
2019-03-23 21:00 | 1966 | [7 empty] | 0.3101 | 189.0228 | 404.5744 | 3560
2019-03-23 22:00 | 1967 | [7 empty] | 0.2483 | 183.7722 | 365.4527 | 3998
2019-03-23 23:00 | 1968 | [7 empty] | 0.1599 | 210.0253 | 343.2561 | 4215
2019-03-24 | 1969 |  | 11.9 | 11.4 | 11.7 | 11.45 | 11.1 | 12.15 | 0.0827 | 257.281 | 348.2004 | 4172
2019-03-24 01:00 | 1970 | [7 empty] | 0.0372 | 286.1595 | 352.1414 | 4128
2019-03-24 02:00 | 1971 | [7 empty] | 0.0253 | 312.4127 | 371.8725 | 3926
2019-03-24 03:00 | 1972 | [7 empty] | 0.045 | 341.2912 | 411.5481 | 3473
2019-03-24 04:00 | 1973 | [7 empty] | 0.0974 | 370.1697 | 469.1457 | 2762
2019-03-24 05:00 | 1974 | [7 empty] | 0.1755 | 375.4203 | 517.201 | 2087
2019-03-24 06:00 | 1975 | [7 empty] | 0.2535 | 351.7925 | 536.323 | 1811
2019-03-24 07:00 | 1976 | [7 empty] | 0.2955 | 322.914 | 530.4637 | 1903
2019-03-24 08:00 | 1977 | [7 empty] | 0.284 | 291.4102 | 492.657 | 2461
2019-03-24 09:00 | 1978 | [7 empty] | 0.2349 | 259.9064 | 434.2427 | 3215
2019-03-24 10:00 | 1979 | [7 empty] | 0.1802 | 241.5291 | 385.8858 | 3775
2019-03-24 11:00 | 1980 | [7 empty] | 0.1402 | 210.0253 | 332.459 | 4305
2019-03-24 12:00 | 1981 | [7 empty] | 0.1157 | 194.2734 | 303.2792 | 4513
2019-03-24 13:00 | 1982 | [7 empty] | 0.0996 | 207.4 | 307.5818 | 4493
2019-03-24 14:00 | 1983 | [7 empty] | 0.0895 | 212.6507 | 307.2969 | 4495
2019-03-24 15:00 | 1984 | [7 empty] | 0.0889 | 228.4026 | 322.7199 | 4385
2019-03-24 16:00 | 1985 | [7 empty] | 0.104 | 246.7798 | 349.3731 | 4159
2019-03-24 17:00 | 1986 | [7 empty] | 0.141 | 273.0329 | 395.905 | 3653
2019-03-24 18:00 | 1987 | [7 empty] | 0.2004 | 299.2861 | 454.7139 | 2941
2019-03-24 19:00 | 1988 | [7 empty] | 0.2689 | 328.1646 | 521.1355 | 2026
2019-03-24 20:00 | 1989 | [7 empty] | 0.3157 | 364.919 | 583.5399 | 1216
2019-03-24 21:00 | 1990 | [7 empty] | 0.3101 | 391.1722 | 606.7238 | 981
2019-03-24 22:00 | 1991 | [7 empty] | 0.2483 | 414.8001 | 596.4806 | 1071
2019-03-24 23:00 | 1992 | [7 empty] | 0.1599 | 443.6785 | 576.9093 | 1300
2019-03-25 | 1993 |  | 11.1 | 11.05 | 12.65 | 13.55 | 13.15 | 13.15 | 0.0827 | 456.8051 | 547.7244 | 1670
2019-03-25 01:00 | 1994 | [7 empty] | 0.0372 | 448.9292 | 514.9111 | 2118
2019-03-25 02:00 | 1995 | [7 empty] | 0.0253 | 422.676 | 482.1358 | 2571
2019-03-25 03:00 | 1996 | [7 empty] | 0.045 | 420.0507 | 490.3076 | 2480
2019-03-25 04:00 | 1997 | [7 empty] | 0.0974 | 417.4254 | 516.4014 | 2104
2019-03-25 05:00 | 1998 | [7 empty] | 0.1755 | 412.1747 | 553.9554 | 1583
2019-03-25 06:00 | 1999 | [7 empty] | 0.2535 | 391.1722 | 575.7027 | 1312
2019-03-25 07:00 | 2000 | [7 empty] | 0.2955 | 372.795 | 580.3447 | 1253
2019-03-25 08:00 | 2001 | [7 empty] | 0.284 | 351.7925 | 553.0393 | 1600
2019-03-25 09:00 | 2002 | [7 empty] | 0.2349 | 307.1621 | 481.4984 | 2581
2019-03-25 10:00 | 2003 | [7 empty] | 0.1802 | 267.7823 | 412.139 | 3468
2019-03-25 11:00 | 2004 | [7 empty] | 0.1402 | 241.5291 | 363.9628 | 4007
2019-03-25 12:00 | 2005 | [7 empty] | 0.1157 | 238.9038 | 347.9096 | 4174
2019-03-25 13:00 | 2006 | [7 empty] | 0.0996 | 244.1545 | 344.3362 | 4200
2019-03-25 14:00 | 2007 | [7 empty] | 0.0895 | 233.6532 | 328.2994 | 4341
2019-03-25 15:00 | 2008 | [7 empty] | 0.0889 | 236.2785 | 330.5959 | 4323
2019-03-25 16:00 | 2009 | [7 empty] | 0.104 | 280.9089 | 383.5022 | 3798
2019-03-25 17:00 | 2010 | [7 empty] | 0.141 | 322.914 | 445.7861 | 3063
2019-03-25 18:00 | 2011 | [7 empty] | 0.2004 | 359.6684 | 515.0962 | 2121
2019-03-25 19:00 | 2012 | [7 empty] | 0.2689 | 362.2937 | 555.2646 | 1566
2019-03-25 20:00 | 2013 | [7 empty] | 0.3157 | 357.0431 | 575.6639 | 1314
2019-03-25 21:00 | 2014 | [7 empty] | 0.3101 | 362.2937 | 577.8453 | 1289
2019-03-25 22:00 | 2015 | [7 empty] | 0.2483 | 372.795 | 554.4755 | 1579
2019-03-25 23:00 | 2016 | [7 empty] | 0.1599 | 370.1697 | 503.4004 | 2299
2019-03-26 | 2017 |  | 14.9 | 14.95 | 13.8 | 15.75 | 16.1 | 14.7 | 0.0827 | 406.9241 | 497.8434 | 2384
2019-03-26 01:00 | 2018 | [7 empty] | 0.0372 | 412.1747 | 478.1566 | 2622
2019-03-26 02:00 | 2019 | [7 empty] | 0.0253 | 438.4279 | 497.8877 | 2382
2019-03-26 03:00 | 2020 | [7 empty] | 0.045 | 446.3039 | 516.5607 | 2096
2019-03-26 04:00 | 2021 | [7 empty] | 0.0974 | 448.9292 | 547.9052 | 1666
2019-03-26 05:00 | 2022 | [7 empty] | 0.1755 | 454.1798 | 595.9605 | 1076
2019-03-26 06:00 | 2023 | [7 empty] | 0.2535 | 446.3039 | 630.8344 | 759
2019-03-26 07:00 | 2024 | [7 empty] | 0.2955 | 417.4254 | 624.9751 | 810
2019-03-26 08:00 | 2025 | [7 empty] | 0.284 | 385.9216 | 587.1684 | 1179
2019-03-26 09:00 | 2026 | [7 empty] | 0.2349 | 372.795 | 547.1313 | 1676
2019-03-26 10:00 | 2027 | [7 empty] | 0.1802 | 346.5418 | 490.8985 | 2477
2019-03-26 11:00 | 2028 | [7 empty] | 0.1402 | 336.0406 | 458.4742 | 2896
2019-03-26 12:00 | 2029 | [7 empty] | 0.1157 | 317.6633 | 426.6691 | 3299
2019-03-26 13:00 | 2030 | [7 empty] | 0.0996 | 320.2887 | 420.4704 | 3376
2019-03-26 14:00 | 2031 | [7 empty] | 0.0895 | 380.6709 | 475.3172 | 2662
2019-03-26 15:00 | 2032 | [7 empty] | 0.0889 | 417.4254 | 511.7427 | 2182
2019-03-26 16:00 | 2033 | [7 empty] | 0.104 | 417.4254 | 520.0187 | 2039
2019-03-26 17:00 | 2034 | [7 empty] | 0.141 | 417.4254 | 540.2975 | 1767
2019-03-26 18:00 | 2035 | [7 empty] | 0.2004 | 417.4254 | 572.8531 | 1347
2019-03-26 19:00 | 2036 | [7 empty] | 0.2689 | 417.4254 | 610.3963 | 943
2019-03-26 20:00 | 2037 | [7 empty] | 0.3157 | 420.0507 | 638.6715 | 694
2019-03-26 21:00 | 2038 | [7 empty] | 0.3101 | 425.3013 | 640.8529 | 686
2019-03-26 22:00 | 2039 | [7 empty] | 0.2483 | 438.4279 | 620.1085 | 853
2019-03-26 23:00 | 2040 | [7 empty] | 0.1599 | 446.3039 | 579.5346 | 1259
2019-03-27 | 2041 |  | 15.5 | 15.4 | 13.55 | 15.3 | 15.2 | 16.3 | 0.0827 | 454.1798 | 545.0991 | 1703
2019-03-27 01:00 | 2042 | [7 empty] | 0.0372 | 462.0558 | 528.0376 | 1934
2019-03-27 02:00 | 2043 | [7 empty] | 0.0253 | 469.9317 | 529.3915 | 1920
2019-03-27 03:00 | 2044 | [7 empty] | 0.045 | 480.433 | 550.6899 | 1630
2019-03-27 04:00 | 2045 | [7 empty] | 0.0974 | 509.3115 | 608.2875 | 963
2019-03-27 05:00 | 2046 | [7 empty] | 0.1755 | 525.0634 | 666.844 | 532
2019-03-27 06:00 | 2047 | [7 empty] | 0.2535 | 501.4355 | 685.9661 | 421
2019-03-27 07:00 | 2048 | [7 empty] | 0.2955 | 451.5545 | 659.1042 | 567
2019-03-27 08:00 | 2049 | [7 empty] | 0.284 | 433.1773 | 634.4241 | 730
2019-03-27 09:00 | 2050 | [7 empty] | 0.2349 | 399.0482 | 573.3845 | 1341
2019-03-27 10:00 | 2051 | [7 empty] | 0.1802 | 362.2937 | 506.6504 | 2262
2019-03-27 11:00 | 2052 | [7 empty] | 0.1402 | 354.4178 | 476.8514 | 2645
2019-03-27 12:00 | 2053 | [7 empty] | 0.1157 | 364.919 | 473.9248 | 2683
2019-03-27 13:00 | 2054 | [7 empty] | 0.0996 | 330.7899 | 430.9717 | 3247
2019-03-27 14:00 | 2055 | [7 empty] | 0.0895 | 341.2912 | 435.9374 | 3196
2019-03-27 15:00 | 2056 | [7 empty] | 0.0889 | 399.0482 | 493.3655 | 2452
2019-03-27 16:00 | 2057 | [7 empty] | 0.104 | 393.7975 | 496.3908 | 2407
2019-03-27 17:00 | 2058 | [7 empty] | 0.141 | 399.0482 | 521.9202 | 2010
2019-03-27 18:00 | 2059 | [7 empty] | 0.2004 | 404.2988 | 559.7265 | 1506
2019-03-27 19:00 | 2060 | [7 empty] | 0.2689 | 404.2988 | 597.2697 | 1060
2019-03-27 20:00 | 2061 | [7 empty] | 0.3157 | 404.2988 | 622.9196 | 824
2019-03-27 21:00 | 2062 | [7 empty] | 0.3101 | 406.9241 | 622.4757 | 827
2019-03-27 22:00 | 2063 | [7 empty] | 0.2483 | 404.2988 | 585.9793 | 1193
2019-03-27 23:00 | 2064 | [7 empty] | 0.1599 | 404.2988 | 537.5295 | 1800
2019-03-28 | 2065 |  | 13.5 | 12.3 | 13.55 | 9.8 | 10.5 | 12.35 | 0.0827 | 406.9241 | 497.8434 | 2385
2019-03-28 01:00 | 2066 | [7 empty] | 0.0372 | 406.9241 | 472.906 | 2692
2019-03-28 02:00 | 2067 | [7 empty] | 0.0253 | 404.2988 | 463.7586 | 2823
2019-03-28 03:00 | 2068 | [7 empty] | 0.045 | 404.2988 | 474.5557 | 2666
2019-03-28 04:00 | 2069 | [7 empty] | 0.0974 | 406.9241 | 505.9001 | 2268
2019-03-28 05:00 | 2070 | [7 empty] | 0.1755 | 404.2988 | 546.0795 | 1693
2019-03-28 06:00 | 2071 | [7 empty] | 0.2535 | 396.4228 | 580.9534 | 1244
2019-03-28 07:00 | 2072 | [7 empty] | 0.2955 | 383.2963 | 590.846 | 1139
2019-03-28 08:00 | 2073 | [7 empty] | 0.284 | 362.2937 | 563.5406 | 1465
2019-03-28 09:00 | 2074 | [7 empty] | 0.2349 | 330.7899 | 505.1263 | 2279
2019-03-28 10:00 | 2075 | [7 empty] | 0.1802 | 299.2861 | 443.6428 | 3094
2019-03-28 11:00 | 2076 | [7 empty] | 0.1402 | 299.2861 | 421.7197 | 3364
2019-03-28 12:00 | 2077 | [7 empty] | 0.1157 | 252.0304 | 361.0362 | 4040
2019-03-28 13:00 | 2078 | [7 empty] | 0.0996 | 252.0304 | 352.2122 | 4131
2019-03-28 14:00 | 2079 | [7 empty] | 0.0895 | 220.5266 | 315.1728 | 4441
2019-03-28 15:00 | 2080 | [7 empty] | 0.0889 | 228.4026 | 322.7199 | 4386
2019-03-28 16:00 | 2081 | [7 empty] | 0.104 | 257.281 | 359.8744 | 4048
2019-03-28 17:00 | 2082 | [7 empty] | 0.141 | 307.1621 | 430.0342 | 3257
2019-03-28 18:00 | 2083 | [7 empty] | 0.2004 | 338.6659 | 494.0936 | 2437
2019-03-28 19:00 | 2084 | [7 empty] | 0.2689 | 372.795 | 565.7659 | 1424
2019-03-28 20:00 | 2085 | [7 empty] | 0.3157 | 391.1722 | 609.793 | 950
2019-03-28 21:00 | 2086 | [7 empty] | 0.3101 | 409.5494 | 625.101 | 808
2019-03-28 22:00 | 2087 | [7 empty] | 0.2483 | 427.9266 | 609.6072 | 954
2019-03-28 23:00 | 2088 | [7 empty] | 0.1599 | 425.3013 | 558.532 | 1524
2019-03-29 | 2089 |  | 9.15 | 8.9 | 10.1 | 8.75 | 8.2 | 9.25 | 0.0827 | 425.3013 | 516.2206 | 2109
2019-03-29 01:00 | 2090 | [7 empty] | 0.0372 | 417.4254 | 483.4073 | 2556
2019-03-29 02:00 | 2091 | [7 empty] | 0.0253 | 412.1747 | 471.6345 | 2718
2019-03-29 03:00 | 2092 | [7 empty] | 0.045 | 388.5469 | 458.8038 | 2883
2019-03-29 04:00 | 2093 | [7 empty] | 0.0974 | 359.6684 | 458.6444 | 2889
2019-03-29 05:00 | 2094 | [7 empty] | 0.1755 | 346.5418 | 488.3225 | 2501
2019-03-29 06:00 | 2095 | [7 empty] | 0.2535 | 330.7899 | 515.3205 | 2114
2019-03-29 07:00 | 2096 | [7 empty] | 0.2955 | 307.1621 | 514.7118 | 2127
2019-03-29 08:00 | 2097 | [7 empty] | 0.284 | 288.7848 | 490.0317 | 2487
2019-03-29 09:00 | 2098 | [7 empty] | 0.2349 | 275.6583 | 449.9946 | 3011
2019-03-29 10:00 | 2099 | [7 empty] | 0.1802 | 254.6557 | 399.0124 | 3621
2019-03-29 11:00 | 2100 | [7 empty] | 0.1402 | 196.8988 | 319.3324 | 4416
2019-03-29 12:00 | 2101 | [7 empty] | 0.1157 | 0 | 109.0058 | 6765
2019-03-29 13:00 | 2102 | [7 empty] | 0.0996 | 0 | 100.1818 | 7107
2019-03-29 14:00 | 2103 | [7 empty] | 0.0895 | 0 | 94.6462 | 7358
2019-03-29 15:00 | 2104 | [7 empty] | 0.0889 | 0 | 94.3174 | 7449
2019-03-29 16:00 | 2105 | [7 empty] | 0.104 | 168.0203 | 270.6136 | 4672
2019-03-29 17:00 | 2106 | [7 empty] | 0.141 | 194.2734 | 317.1455 | 4428
2019-03-29 18:00 | 2107 | [7 empty] | 0.2004 | 217.9013 | 373.329 | 3910
2019-03-29 19:00 | 2108 | [7 empty] | 0.2689 | 220.5266 | 413.4975 | 3454
2019-03-29 20:00 | 2109 | [7 empty] | 0.3157 | 223.1519 | 441.7727 | 3118
2019-03-29 21:00 | 2110 | [7 empty] | 0.3101 | 231.0279 | 446.5795 | 3049
2019-03-29 22:00 | 2111 | [7 empty] | 0.2483 | 238.9038 | 420.5844 | 3382
2019-03-29 23:00 | 2112 | [7 empty] | 0.1599 | 244.1545 | 377.3852 | 3878
2019-03-30 | 2113 |  | 0 | 6.45 | 9.8 | 8.95 | 7.15 | 0 | 0.0827 | 249.4051 | 340.3244 | 4248
2019-03-30 01:00 | 2114 | [7 empty] | 0.0372 | 259.9064 | 325.8883 | 4361
2019-03-30 02:00 | 2115 | [7 empty] | 0.0253 | 270.4076 | 329.8674 | 4327
2019-03-30 03:00 | 2116 | [7 empty] | 0.045 | 278.2836 | 348.5405 | 4165
2019-03-30 04:00 | 2117 | [7 empty] | 0.0974 | 280.9089 | 379.8849 | 3840
2019-03-30 05:00 | 2118 | [7 empty] | 0.1755 | 265.157 | 406.9377 | 3534
2019-03-30 06:00 | 2119 | [7 empty] | 0.2535 | 252.0304 | 436.561 | 3188
2019-03-30 07:00 | 2120 | [7 empty] | 0.2955 | 236.2785 | 443.8282 | 3092
2019-03-30 08:00 | 2121 | [7 empty] | 0.284 | 194.2734 | 395.5203 | 3666
2019-03-30 09:00 | 2122 | [7 empty] | 0.2349 | 0 | 174.3363 | 5204
2019-03-30 10:00 | 2123 | [7 empty] | 0.1802 | 0 | 144.3566 | 5949
2019-03-30 11:00 | 2124 | [7 empty] | 0.1402 | 0 | 122.4336 | 6420
2019-03-30 12:00 | 2125 | [7 empty] | 0.1157 | 0 | 109.0058 | 6766
2019-03-30 13:00 | 2126 | [7 empty] | 0.0996 | 0 | 100.1818 | 7108
2019-03-30 14:00 | 2127 | [7 empty] | 0.0895 | 0 | 94.6462 | 7359
2019-03-30 15:00 | 2128 | [7 empty] | 0.0889 | 0 | 94.3174 | 7450
2019-03-30 16:00 | 2129 | [7 empty] | 0.104 | 0 | 102.5933 | 7051
2019-03-30 17:00 | 2130 | [7 empty] | 0.141 | 0 | 122.8721 | 6397
2019-03-30 18:00 | 2131 | [7 empty] | 0.2004 | 168.0203 | 323.448 | 4381
2019-03-30 19:00 | 2132 | [7 empty] | 0.2689 | 212.6507 | 405.6216 | 3550
2019-03-30 20:00 | 2133 | [7 empty] | 0.3157 | 236.2785 | 454.8993 | 2937
2019-03-30 21:00 | 2134 | [7 empty] | 0.3101 | 241.5291 | 457.0807 | 2911
2019-03-30 22:00 | 2135 | [7 empty] | 0.2483 | 265.157 | 446.8376 | 3047
2019-03-30 23:00 | 2136 | [7 empty] | 0.1599 | 267.7823 | 401.013 | 3599
2019-03-31 | 2137 |  | 10.05 | 10.05 | 13.2 | 12.85 | 11.7 | 9.25 | 0.0827 | 280.9089 | 371.8282 | 3928
2019-03-31 01:00 | 2138 | [7 empty] | 0.0372 | 283.5342 | 349.5161 | 4157
2019-03-31 02:00 | 2139 | [7 empty] | 0.0253 | 288.7848 | 348.2446 | 4168
2019-03-31 03:00 | 2140 | [7 empty] | 0.045 | 288.7848 | 359.0417 | 4058
2019-03-31 04:00 | 2141 | [7 empty] | 0.0974 | 291.4102 | 390.3862 | 3716
2019-03-31 05:00 | 2142 | [7 empty] | 0.1755 | 280.9089 | 422.6896 | 3343
2019-03-31 06:00 | 2143 | [7 empty] | 0.2535 | 249.4051 | 433.9356 | 3217
2019-03-31 07:00 | 2144 | [7 empty] | 0.2955 | 183.7722 | 391.3219 | 3709
2019-03-31 08:00 | 2145 | [7 empty] | 0.284 | 0 | 201.2468 | 4877
2019-03-31 09:00 | 2146 | [7 empty] | 0.2349 | 0 | 174.3363 | 5205
2019-03-31 10:00 | 2147 | [7 empty] | 0.1802 | 0 | 144.3566 | 5950
2019-03-31 11:00 | 2148 | [7 empty] | 0.1402 | 0 | 122.4336 | 6421
2019-03-31 12:00 | 2149 | [7 empty] | 0.1157 | 0 | 109.0058 | 6767
2019-03-31 13:00 | 2150 | [7 empty] | 0.0996 | 0 | 100.1818 | 7109
2019-03-31 14:00 | 2151 | [7 empty] | 0.0895 | 0 | 94.6462 | 7360
2019-03-31 15:00 | 2152 | [7 empty] | 0.0889 | 194.2734 | 288.5908 | 4598
2019-03-31 16:00 | 2153 | [7 empty] | 0.104 | 236.2785 | 338.8718 | 4263
2019-03-31 17:00 | 2154 | [7 empty] | 0.141 | 275.6583 | 398.5304 | 3624
2019-03-31 18:00 | 2155 | [7 empty] | 0.2004 | 304.5367 | 459.9645 | 2872
2019-03-31 19:00 | 2156 | [7 empty] | 0.2689 | 325.5393 | 518.5102 | 2069
2019-03-31 20:00 | 2157 | [7 empty] | 0.3157 | 341.2912 | 559.912 | 1500
2019-03-31 21:00 | 2158 | [7 empty] | 0.3101 | 333.4152 | 548.9668 | 1656
2019-03-31 22:00 | 2159 | [7 empty] | 0.2483 | 333.4152 | 515.0958 | 2122
2019-03-31 23:00 | 2160 | [7 empty] | 0.1599 | 378.0456 | 511.2763 | 2189
2019-04-01 | 2161 |  | 13.4 | 12.55 | 14.35 | 13.55 | 12 | 13.1 | 0.0827 | 404.2988 | 495.2181 | 2422
2019-04-01 01:00 | 2162 | [7 empty] | 0.0372 | 425.3013 | 491.2832 | 2468
2019-04-01 02:00 | 2163 | [7 empty] | 0.0253 | 456.8051 | 516.2649 | 2107
2019-04-01 03:00 | 2164 | [7 empty] | 0.045 | 464.6811 | 534.9379 | 1833
2019-04-01 04:00 | 2165 | [7 empty] | 0.0974 | 464.6811 | 563.6571 | 1458
2019-04-01 05:00 | 2166 | [7 empty] | 0.1755 | 435.8026 | 577.5833 | 1291
2019-04-01 06:00 | 2167 | [7 empty] | 0.2535 | 393.7975 | 578.3281 | 1273
2019-04-01 07:00 | 2168 | [7 empty] | 0.2955 | 349.1671 | 556.7168 | 1551
2019-04-01 08:00 | 2169 | [7 empty] | 0.284 | 291.4102 | 492.657 | 2462
2019-04-01 09:00 | 2170 | [7 empty] | 0.2349 | 254.6557 | 428.9921 | 3265
2019-04-01 10:00 | 2171 | [7 empty] | 0.1802 | 231.0279 | 375.3845 | 3894
2019-04-01 11:00 | 2172 | [7 empty] | 0.1402 | 210.0253 | 332.459 | 4306
2019-04-01 12:00 | 2173 | [7 empty] | 0.1157 | 210.0253 | 319.0311 | 4418
2019-04-01 13:00 | 2174 | [7 empty] | 0.0996 | 202.1494 | 302.3312 | 4517
2019-04-01 14:00 | 2175 | [7 empty] | 0.0895 | 199.5241 | 294.1703 | 4560
2019-04-01 15:00 | 2176 | [7 empty] | 0.0889 | 207.4 | 301.7174 | 4521
2019-04-01 16:00 | 2177 | [7 empty] | 0.104 | 217.9013 | 320.4946 | 4406
2019-04-01 17:00 | 2178 | [7 empty] | 0.141 | 265.157 | 388.0291 | 3742
2019-04-01 18:00 | 2179 | [7 empty] | 0.2004 | 312.4127 | 467.8405 | 2780
2019-04-01 19:00 | 2180 | [7 empty] | 0.2689 | 362.2937 | 555.2646 | 1567
2019-04-01 20:00 | 2181 | [7 empty] | 0.3157 | 388.5469 | 607.1677 | 974
2019-04-01 21:00 | 2182 | [7 empty] | 0.3101 | 435.8026 | 651.3542 | 617
2019-04-01 22:00 | 2183 | [7 empty] | 0.2483 | 475.1823 | 656.8629 | 576
2019-04-01 23:00 | 2184 | [7 empty] | 0.1599 | 488.3089 | 621.5396 | 833
2019-04-02 | 2185 |  | 13.4 | 12.7 | 10.8 | 13.5 | 12.55 | 12.95 | 0.0827 | 504.0608 | 594.9801 | 1089
2019-04-02 01:00 | 2186 | [7 empty] | 0.0372 | 511.9368 | 577.9187 | 1279
2019-04-02 02:00 | 2187 | [7 empty] | 0.0253 | 527.6887 | 587.1485 | 1172
2019-04-02 03:00 | 2188 | [7 empty] | 0.045 | 540.8153 | 611.0721 | 934
2019-04-02 04:00 | 2189 | [7 empty] | 0.0974 | 546.0659 | 645.0419 | 656
2019-04-02 05:00 | 2190 | [7 empty] | 0.1755 | 511.9368 | 653.7175 | 600
2019-04-02 06:00 | 2191 | [7 empty] | 0.2535 | 385.9216 | 570.4521 | 1379
2019-04-02 07:00 | 2192 | [7 empty] | 0.2955 | 304.5367 | 512.0865 | 2179
2019-04-02 08:00 | 2193 | [7 empty] | 0.284 | 238.9038 | 440.1507 | 3143
2019-04-02 09:00 | 2194 | [7 empty] | 0.2349 | 199.5241 | 373.8604 | 3907
2019-04-02 10:00 | 2195 | [7 empty] | 0.1802 | 168.0203 | 312.3769 | 4454
2019-04-02 11:00 | 2196 | [7 empty] | 0.1402 | 0 | 122.4336 | 6422
2019-04-02 12:00 | 2197 | [7 empty] | 0.1157 | 0 | 109.0058 | 6768
2019-04-02 13:00 | 2198 | [7 empty] | 0.0996 | 0 | 100.1818 | 7110
2019-04-02 14:00 | 2199 | [7 empty] | 0.0895 | 0 | 94.6462 | 7361
2019-04-02 15:00 | 2200 | [7 empty] | 0.0889 | 0 | 94.3174 | 7451
2019-04-02 16:00 | 2201 | [7 empty] | 0.104 | 165.395 | 267.9883 | 4677
2019-04-02 17:00 | 2202 | [7 empty] | 0.141 | 207.4 | 330.2721 | 4325
2019-04-02 18:00 | 2203 | [7 empty] | 0.2004 | 265.157 | 420.5848 | 3378
2019-04-02 19:00 | 2204 | [7 empty] | 0.2689 | 288.7848 | 481.7558 | 2575
2019-04-02 20:00 | 2205 | [7 empty] | 0.3157 | 312.4127 | 531.0335 | 1883
2019-04-02 21:00 | 2206 | [7 empty] | 0.3101 | 346.5418 | 562.0934 | 1481
2019-04-02 22:00 | 2207 | [7 empty] | 0.2483 | 351.7925 | 533.473 | 1857
2019-04-02 23:00 | 2208 | [7 empty] | 0.1599 | 364.919 | 498.1497 | 2379
2019-04-03 | 2209 |  | 8.05 | 9.75 | 6.5 | 10.2 | 8.95 | 9.65 | 0.0827 | 375.4203 | 466.3396 | 2797
2019-04-03 01:00 | 2210 | [7 empty] | 0.0372 | 378.0456 | 444.0275 | 3085
2019-04-03 02:00 | 2211 | [7 empty] | 0.0253 | 378.0456 | 437.5054 | 3176
2019-04-03 03:00 | 2212 | [7 empty] | 0.045 | 396.4228 | 466.6797 | 2794
2019-04-03 04:00 | 2213 | [7 empty] | 0.0974 | 412.1747 | 511.1508 | 2194
2019-04-03 05:00 | 2214 | [7 empty] | 0.1755 | 388.5469 | 530.3276 | 1901
2019-04-03 06:00 | 2215 | [7 empty] | 0.2535 | 320.2887 | 504.8192 | 2280
2019-04-03 07:00 | 2216 | [7 empty] | 0.2955 | 252.0304 | 459.5801 | 2879
2019-04-03 08:00 | 2217 | [7 empty] | 0.284 | 189.0228 | 390.2696 | 3724
2019-04-03 09:00 | 2218 | [7 empty] | 0.2349 | 165.395 | 339.7313 | 4249
2019-04-03 10:00 | 2219 | [7 empty] | 0.1802 | 0 | 144.3566 | 5951
2019-04-03 11:00 | 2220 | [7 empty] | 0.1402 | 0 | 122.4336 | 6423
2019-04-03 12:00 | 2221 | [7 empty] | 0.1157 | 0 | 109.0058 | 6769
2019-04-03 13:00 | 2222 | [7 empty] | 0.0996 | 0 | 100.1818 | 7111
2019-04-03 14:00 | 2223 | [7 empty] | 0.0895 | 0 | 94.6462 | 7362
2019-04-03 15:00 | 2224 | [7 empty] | 0.0889 | 0 | 94.3174 | 7452
2019-04-03 16:00 | 2225 | [7 empty] | 0.104 | 0 | 102.5933 | 7052
2019-04-03 17:00 | 2226 | [7 empty] | 0.141 | 194.2734 | 317.1455 | 4429
2019-04-03 18:00 | 2227 | [7 empty] | 0.2004 | 233.6532 | 389.0809 | 3734
2019-04-03 19:00 | 2228 | [7 empty] | 0.2689 | 259.9064 | 452.8773 | 2967
2019-04-03 20:00 | 2229 | [7 empty] | 0.3157 | 278.2836 | 496.9044 | 2396
2019-04-03 21:00 | 2230 | [7 empty] | 0.3101 | 301.9114 | 517.463 | 2084
2019-04-03 22:00 | 2231 | [7 empty] | 0.2483 | 312.4127 | 494.0933 | 2439
2019-04-03 23:00 | 2232 | [7 empty] | 0.1599 | 325.5393 | 458.77 | 2888
2019-04-04 | 2233 |  | 8.05 | 9.15 | 0 | 8.4 | 8.25 | 8.95 | 0.0827 | 338.6659 | 429.5852 | 3261
2019-04-04 01:00 | 2234 | [7 empty] | 0.0372 | 357.0431 | 423.025 | 3333
2019-04-04 02:00 | 2235 | [7 empty] | 0.0253 | 375.4203 | 434.8801 | 3206
2019-04-04 03:00 | 2236 | [7 empty] | 0.045 | 383.2963 | 453.5531 | 2952
2019-04-04 04:00 | 2237 | [7 empty] | 0.0974 | 391.1722 | 490.1482 | 2483
2019-04-04 05:00 | 2238 | [7 empty] | 0.1755 | 362.2937 | 504.0744 | 2294
2019-04-04 06:00 | 2239 | [7 empty] | 0.2535 | 288.7848 | 473.3154 | 2688
2019-04-04 07:00 | 2240 | [7 empty] | 0.2955 | 225.7772 | 433.3269 | 3229
2019-04-04 08:00 | 2241 | [7 empty] | 0.284 | 162.7696 | 364.0165 | 4010
2019-04-04 09:00 | 2242 | [7 empty] | 0.2349 | 0 | 174.3363 | 5206
2019-04-04 10:00 | 2243 | [7 empty] | 0.1802 | 0 | 144.3566 | 5952
2019-04-04 11:00 | 2244 | [7 empty] | 0.1402 | 0 | 122.4336 | 6424
2019-04-04 12:00 | 2245 | [7 empty] | 0.1157 | 0 | 109.0058 | 6770
2019-04-04 13:00 | 2246 | [7 empty] | 0.0996 | 0 | 100.1818 | 7112
2019-04-04 14:00 | 2247 | [7 empty] | 0.0895 | 0 | 94.6462 | 7363
2019-04-04 15:00 | 2248 | [7 empty] | 0.0889 | 0 | 94.3174 | 7453
2019-04-04 16:00 | 2249 | [7 empty] | 0.104 | 0 | 102.5933 | 7053
2019-04-04 17:00 | 2250 | [7 empty] | 0.141 | 175.8962 | 298.7683 | 4537
2019-04-04 18:00 | 2251 | [7 empty] | 0.2004 | 215.276 | 370.7037 | 3943
2019-04-04 19:00 | 2252 | [7 empty] | 0.2689 | 252.0304 | 445.0013 | 3077
2019-04-04 20:00 | 2253 | [7 empty] | 0.3157 | 270.4076 | 489.0285 | 2491
2019-04-04 21:00 | 2254 | [7 empty] | 0.3101 | 286.1595 | 501.7111 | 2332
2019-04-04 22:00 | 2255 | [7 empty] | 0.2483 | 294.0355 | 475.716 | 2658
2019-04-04 23:00 | 2256 | [7 empty] | 0.1599 | 307.1621 | 440.3928 | 3136
2019-04-05 | 2257 |  | 6.7 | 7.9 | 0 | 9.2 | 8.8 | 8 | 0.0827 | 322.914 | 413.8333 | 3449
2019-04-05 01:00 | 2258 | [7 empty] | 0.0372 | 336.0406 | 402.0224 | 3584
2019-04-05 02:00 | 2259 | [7 empty] | 0.0253 | 349.1671 | 408.6269 | 3513
2019-04-05 03:00 | 2260 | [7 empty] | 0.045 | 357.0431 | 427.3 | 3284
2019-04-05 04:00 | 2261 | [7 empty] | 0.0974 | 359.6684 | 458.6444 | 2890
2019-04-05 05:00 | 2262 | [7 empty] | 0.1755 | 338.6659 | 480.4466 | 2594
2019-04-05 06:00 | 2263 | [7 empty] | 0.2535 | 278.2836 | 462.8141 | 2833
2019-04-05 07:00 | 2264 | [7 empty] | 0.2955 | 204.7747 | 412.3244 | 3465
2019-04-05 08:00 | 2265 | [7 empty] | 0.284 | 0 | 201.2468 | 4878
2019-04-05 09:00 | 2266 | [7 empty] | 0.2349 | 0 | 174.3363 | 5207
2019-04-05 10:00 | 2267 | [7 empty] | 0.1802 | 0 | 144.3566 | 5953
2019-04-05 11:00 | 2268 | [7 empty] | 0.1402 | 0 | 122.4336 | 6425
2019-04-05 12:00 | 2269 | [7 empty] | 0.1157 | 0 | 109.0058 | 6771
2019-04-05 13:00 | 2270 | [7 empty] | 0.0996 | 0 | 100.1818 | 7113
2019-04-05 14:00 | 2271 | [7 empty] | 0.0895 | 0 | 94.6462 | 7364
2019-04-05 15:00 | 2272 | [7 empty] | 0.0889 | 0 | 94.3174 | 7454
2019-04-05 16:00 | 2273 | [7 empty] | 0.104 | 0 | 102.5933 | 7054
2019-04-05 17:00 | 2274 | [7 empty] | 0.141 | 0 | 122.8721 | 6398
2019-04-05 18:00 | 2275 | [7 empty] | 0.2004 | 191.6481 | 347.0759 | 4176
2019-04-05 19:00 | 2276 | [7 empty] | 0.2689 | 212.6507 | 405.6216 | 3551
2019-04-05 20:00 | 2277 | [7 empty] | 0.3157 | 228.4026 | 447.0234 | 3043
2019-04-05 21:00 | 2278 | [7 empty] | 0.3101 | 238.9038 | 454.4554 | 2946
2019-04-05 22:00 | 2279 | [7 empty] | 0.2483 | 259.9064 | 441.5869 | 3123
2019-04-05 23:00 | 2280 | [7 empty] | 0.1599 | 288.7848 | 422.0156 | 3355
2019-04-06 | 2281 |  | 0 | 6.65 | 0 | 8.75 | 8.3 | 7.35 | 0.0827 | 312.4127 | 403.332 | 3573
2019-04-06 01:00 | 2282 | [7 empty] | 0.0372 | 328.1646 | 394.1465 | 3672
2019-04-06 02:00 | 2283 | [7 empty] | 0.0253 | 333.4152 | 392.875 | 3691
2019-04-06 03:00 | 2284 | [7 empty] | 0.045 | 354.4178 | 424.6746 | 3319
2019-04-06 04:00 | 2285 | [7 empty] | 0.0974 | 351.7925 | 450.7685 | 2997
2019-04-06 05:00 | 2286 | [7 empty] | 0.1755 | 338.6659 | 480.4466 | 2595
2019-04-06 06:00 | 2287 | [7 empty] | 0.2535 | 270.4076 | 454.9382 | 2934
2019-04-06 07:00 | 2288 | [7 empty] | 0.2955 | 183.7722 | 391.3219 | 3710
2019-04-06 08:00 | 2289 | [7 empty] | 0.284 | 0 | 201.2468 | 4879
2019-04-06 09:00 | 2290 | [7 empty] | 0.2349 | 0 | 174.3363 | 5208
2019-04-06 10:00 | 2291 | [7 empty] | 0.1802 | 0 | 144.3566 | 5954
2019-04-06 11:00 | 2292 | [7 empty] | 0.1402 | 0 | 122.4336 | 6426
2019-04-06 12:00 | 2293 | [7 empty] | 0.1157 | 0 | 109.0058 | 6772
2019-04-06 13:00 | 2294 | [7 empty] | 0.0996 | 0 | 100.1818 | 7114
2019-04-06 14:00 | 2295 | [7 empty] | 0.0895 | 0 | 94.6462 | 7365
2019-04-06 15:00 | 2296 | [7 empty] | 0.0889 | 0 | 94.3174 | 7455
2019-04-06 16:00 | 2297 | [7 empty] | 0.104 | 0 | 102.5933 | 7055
2019-04-06 17:00 | 2298 | [7 empty] | 0.141 | 0 | 122.8721 | 6399
2019-04-06 18:00 | 2299 | [7 empty] | 0.2004 | 160.1443 | 315.5721 | 4439
2019-04-06 19:00 | 2300 | [7 empty] | 0.2689 | 181.1469 | 374.1178 | 3905
2019-04-06 20:00 | 2301 | [7 empty] | 0.3157 | 186.3975 | 405.0183 | 3553
2019-04-06 21:00 | 2302 | [7 empty] | 0.3101 | 191.6481 | 407.1997 | 3533
2019-04-06 22:00 | 2303 | [7 empty] | 0.2483 | 196.8988 | 378.5793 | 3860
2019-04-06 23:00 | 2304 | [7 empty] | 0.1599 | 210.0253 | 343.2561 | 4216
2019-04-07 | 2305 |  | 8.1 | 6.75 | 8.5 | 6.65 | 0 | 6.55 | 0.0827 | 223.1519 | 314.0712 | 4445
2019-04-07 01:00 | 2306 | [7 empty] | 0.0372 | 254.6557 | 320.6376 | 4401
2019-04-07 02:00 | 2307 | [7 empty] | 0.0253 | 236.2785 | 295.7383 | 4552
2019-04-07 03:00 | 2308 | [7 empty] | 0.045 | 252.0304 | 322.2873 | 4390
2019-04-07 04:00 | 2309 | [7 empty] | 0.0974 | 270.4076 | 369.3836 | 3956
2019-04-07 05:00 | 2310 | [7 empty] | 0.1755 | 267.7823 | 409.563 | 3509
2019-04-07 06:00 | 2311 | [7 empty] | 0.2535 | 231.0279 | 415.5584 | 3422
2019-04-07 07:00 | 2312 | [7 empty] | 0.2955 | 173.2709 | 380.8206 | 3834
2019-04-07 08:00 | 2313 | [7 empty] | 0.284 | 0 | 201.2468 | 4880
2019-04-07 09:00 | 2314 | [7 empty] | 0.2349 | 0 | 174.3363 | 5209
2019-04-07 10:00 | 2315 | [7 empty] | 0.1802 | 0 | 144.3566 | 5955
2019-04-07 11:00 | 2316 | [7 empty] | 0.1402 | 0 | 122.4336 | 6427
2019-04-07 12:00 | 2317 | [7 empty] | 0.1157 | 0 | 109.0058 | 6773
2019-04-07 13:00 | 2318 | [7 empty] | 0.0996 | 0 | 100.1818 | 7115
2019-04-07 14:00 | 2319 | [7 empty] | 0.0895 | 0 | 94.6462 | 7366
2019-04-07 15:00 | 2320 | [7 empty] | 0.0889 | 0 | 94.3174 | 7456
2019-04-07 16:00 | 2321 | [7 empty] | 0.104 | 0 | 102.5933 | 7056
2019-04-07 17:00 | 2322 | [7 empty] | 0.141 | 0 | 122.8721 | 6400
2019-04-07 18:00 | 2323 | [7 empty] | 0.2004 | 183.7722 | 339.1999 | 4256
2019-04-07 19:00 | 2324 | [7 empty] | 0.2689 | 196.8988 | 389.8697 | 3729
2019-04-07 20:00 | 2325 | [7 empty] | 0.3157 | 225.7772 | 444.3981 | 3082
2019-04-07 21:00 | 2326 | [7 empty] | 0.3101 | 252.0304 | 467.582 | 2785
2019-04-07 22:00 | 2327 | [7 empty] | 0.2483 | 291.4102 | 473.0907 | 2696
2019-04-07 23:00 | 2328 | [7 empty] | 0.1599 | 315.038 | 448.2687 | 3034
2019-04-08 | 2329 |  | 8.35 | 9.25 | 12.4 | 12 | 10.7 | 8 | 0.0827 | 341.2912 | 432.2105 | 3235
2019-04-08 01:00 | 2330 | [7 empty] | 0.0372 | 367.5444 | 433.5262 | 3218
2019-04-08 02:00 | 2331 | [7 empty] | 0.0253 | 383.2963 | 442.756 | 3108
2019-04-08 03:00 | 2332 | [7 empty] | 0.045 | 404.2988 | 474.5557 | 2667
2019-04-08 04:00 | 2333 | [7 empty] | 0.0974 | 414.8001 | 513.7761 | 2135
2019-04-08 05:00 | 2334 | [7 empty] | 0.1755 | 375.4203 | 517.201 | 2088
2019-04-08 06:00 | 2335 | [7 empty] | 0.2535 | 275.6583 | 460.1888 | 2865
2019-04-08 07:00 | 2336 | [7 empty] | 0.2955 | 194.2734 | 401.8231 | 3589
2019-04-08 08:00 | 2337 | [7 empty] | 0.284 | 0 | 201.2468 | 4881
2019-04-08 09:00 | 2338 | [7 empty] | 0.2349 | 0 | 174.3363 | 5210
2019-04-08 10:00 | 2339 | [7 empty] | 0.1802 | 0 | 144.3566 | 5956
2019-04-08 11:00 | 2340 | [7 empty] | 0.1402 | 0 | 122.4336 | 6428
2019-04-08 12:00 | 2341 | [7 empty] | 0.1157 | 0 | 109.0058 | 6774
2019-04-08 13:00 | 2342 | [7 empty] | 0.0996 | 0 | 100.1818 | 7116
2019-04-08 14:00 | 2343 | [7 empty] | 0.0895 | 0 | 94.6462 | 7367
2019-04-08 15:00 | 2344 | [7 empty] | 0.0889 | 0 | 94.3174 | 7457
2019-04-08 16:00 | 2345 | [7 empty] | 0.104 | 0 | 102.5933 | 7057
2019-04-08 17:00 | 2346 | [7 empty] | 0.141 | 0 | 122.8721 | 6401
2019-04-08 18:00 | 2347 | [7 empty] | 0.2004 | 233.6532 | 389.0809 | 3735
2019-04-08 19:00 | 2348 | [7 empty] | 0.2689 | 254.6557 | 447.6266 | 3039
2019-04-08 20:00 | 2349 | [7 empty] | 0.3157 | 265.157 | 483.7778 | 2554
2019-04-08 21:00 | 2350 | [7 empty] | 0.3101 | 280.9089 | 496.4605 | 2411
2019-04-08 22:00 | 2351 | [7 empty] | 0.2483 | 328.1646 | 509.8452 | 2217
2019-04-08 23:00 | 2352 | [7 empty] | 0.1599 | 364.919 | 498.1497 | 2380
2019-04-09 | 2353 |  | 12.75 | 13.25 | 13.3 | 14.3 | 13.55 | 14.3 | 0.0827 | 388.5469 | 479.4662 | 2611
2019-04-09 01:00 | 2354 | [7 empty] | 0.0372 | 417.4254 | 483.4073 | 2557
2019-04-09 02:00 | 2355 | [7 empty] | 0.0253 | 441.0532 | 500.513 | 2347
2019-04-09 03:00 | 2356 | [7 empty] | 0.045 | 456.8051 | 527.062 | 1950
2019-04-09 04:00 | 2357 | [7 empty] | 0.0974 | 433.1773 | 532.1533 | 1868
2019-04-09 05:00 | 2358 | [7 empty] | 0.1755 | 420.0507 | 561.8314 | 1483
2019-04-09 06:00 | 2359 | [7 empty] | 0.2535 | 414.8001 | 599.3306 | 1044
2019-04-09 07:00 | 2360 | [7 empty] | 0.2955 | 409.5494 | 617.0991 | 889
2019-04-09 08:00 | 2361 | [7 empty] | 0.284 | 399.0482 | 600.295 | 1037
2019-04-09 09:00 | 2362 | [7 empty] | 0.2349 | 383.2963 | 557.6326 | 1537
2019-04-09 10:00 | 2363 | [7 empty] | 0.1802 | 367.5444 | 511.901 | 2181
2019-04-09 11:00 | 2364 | [7 empty] | 0.1402 | 372.795 | 495.2286 | 2423
2019-04-09 12:00 | 2365 | [7 empty] | 0.1157 | 362.2937 | 471.2995 | 2728
2019-04-09 13:00 | 2366 | [7 empty] | 0.0996 | 307.1621 | 407.3438 | 3529
2019-04-09 14:00 | 2367 | [7 empty] | 0.0895 | 294.0355 | 388.6817 | 3740
2019-04-09 15:00 | 2368 | [7 empty] | 0.0889 | 301.9114 | 396.2288 | 3648
2019-04-09 16:00 | 2369 | [7 empty] | 0.104 | 304.5367 | 407.1301 | 3532
2019-04-09 17:00 | 2370 | [7 empty] | 0.141 | 330.7899 | 453.662 | 2953
2019-04-09 18:00 | 2371 | [7 empty] | 0.2004 | 380.6709 | 536.0987 | 1819
2019-04-09 19:00 | 2372 | [7 empty] | 0.2689 | 370.1697 | 563.1406 | 1469
2019-04-09 20:00 | 2373 | [7 empty] | 0.3157 | 359.6684 | 578.2892 | 1276
2019-04-09 21:00 | 2374 | [7 empty] | 0.3101 | 357.0431 | 572.5947 | 1356
2019-04-09 22:00 | 2375 | [7 empty] | 0.2483 | 367.5444 | 549.2249 | 1652
2019-04-09 23:00 | 2376 | [7 empty] | 0.1599 | 380.6709 | 513.9016 | 2134
2019-04-10 | 2377 |  | 13.9 | 14.65 | 13.5 | 13.85 | 13.5 | 14.7 | 0.0827 | 393.7975 | 484.7168 | 2547
2019-04-10 01:00 | 2378 | [7 empty] | 0.0372 | 399.0482 | 465.03 | 2806
2019-04-10 02:00 | 2379 | [7 empty] | 0.0253 | 417.4254 | 476.8852 | 2644
2019-04-10 03:00 | 2380 | [7 empty] | 0.045 | 448.9292 | 519.186 | 2046
2019-04-10 04:00 | 2381 | [7 empty] | 0.0974 | 464.6811 | 563.6571 | 1459
2019-04-10 05:00 | 2382 | [7 empty] | 0.1755 | 435.8026 | 577.5833 | 1292
2019-04-10 06:00 | 2383 | [7 empty] | 0.2535 | 409.5494 | 594.08 | 1098
2019-04-10 07:00 | 2384 | [7 empty] | 0.2955 | 385.9216 | 593.4713 | 1113
2019-04-10 08:00 | 2385 | [7 empty] | 0.284 | 349.1671 | 550.414 | 1639
2019-04-10 09:00 | 2386 | [7 empty] | 0.2349 | 320.2887 | 494.625 | 2429
2019-04-10 10:00 | 2387 | [7 empty] | 0.1802 | 307.1621 | 451.5187 | 2984
2019-04-10 11:00 | 2388 | [7 empty] | 0.1402 | 309.7874 | 432.221 | 3237
2019-04-10 12:00 | 2389 | [7 empty] | 0.1157 | 312.4127 | 421.4185 | 3368
2019-04-10 13:00 | 2390 | [7 empty] | 0.0996 | 315.038 | 415.2198 | 3430
2019-04-10 14:00 | 2391 | [7 empty] | 0.0895 | 315.038 | 409.6842 | 3507
2019-04-10 15:00 | 2392 | [7 empty] | 0.0889 | 325.5393 | 419.8567 | 3388
2019-04-10 16:00 | 2393 | [7 empty] | 0.104 | 328.1646 | 430.7579 | 3249
2019-04-10 17:00 | 2394 | [7 empty] | 0.141 | 336.0406 | 458.9126 | 2886
2019-04-10 18:00 | 2395 | [7 empty] | 0.2004 | 346.5418 | 501.9696 | 2325
2019-04-10 19:00 | 2396 | [7 empty] | 0.2689 | 351.7925 | 544.7634 | 1708
2019-04-10 20:00 | 2397 | [7 empty] | 0.3157 | 359.6684 | 578.2892 | 1277
2019-04-10 21:00 | 2398 | [7 empty] | 0.3101 | 362.2937 | 577.8453 | 1290
2019-04-10 22:00 | 2399 | [7 empty] | 0.2483 | 364.919 | 546.5996 | 1683
2019-04-10 23:00 | 2400 | [7 empty] | 0.1599 | 367.5444 | 500.7751 | 2345
2019-04-11 | 2401 |  | 15.8 | 13.2 | 14.3 | 16.3 | 15.4 | 14.4 | 0.0827 | 372.795 | 463.7143 | 2827
2019-04-11 01:00 | 2402 | [7 empty] | 0.0372 | 375.4203 | 441.4022 | 3121
2019-04-11 02:00 | 2403 | [7 empty] | 0.0253 | 385.9216 | 445.3814 | 3071
2019-04-11 03:00 | 2404 | [7 empty] | 0.045 | 393.7975 | 464.0544 | 2820
2019-04-11 04:00 | 2405 | [7 empty] | 0.0974 | 399.0482 | 498.0242 | 2381
2019-04-11 05:00 | 2406 | [7 empty] | 0.1755 | 383.2963 | 525.0769 | 1979
2019-04-11 06:00 | 2407 | [7 empty] | 0.2535 | 362.2937 | 546.8243 | 1679
2019-04-11 07:00 | 2408 | [7 empty] | 0.2955 | 341.2912 | 548.8409 | 1658
2019-04-11 08:00 | 2409 | [7 empty] | 0.284 | 317.6633 | 518.9102 | 2061
2019-04-11 09:00 | 2410 | [7 empty] | 0.2349 | 304.5367 | 478.8731 | 2618
2019-04-11 10:00 | 2411 | [7 empty] | 0.1802 | 301.9114 | 446.2681 | 3057
2019-04-11 11:00 | 2412 | [7 empty] | 0.1402 | 299.2861 | 421.7197 | 3365
2019-04-11 12:00 | 2413 | [7 empty] | 0.1157 | 286.1595 | 395.1653 | 3669
2019-04-11 13:00 | 2414 | [7 empty] | 0.0996 | 273.0329 | 373.2147 | 3908
2019-04-11 14:00 | 2415 | [7 empty] | 0.0895 | 299.2861 | 393.9323 | 3680
2019-04-11 15:00 | 2416 | [7 empty] | 0.0889 | 317.6633 | 411.9807 | 3471
2019-04-11 16:00 | 2417 | [7 empty] | 0.104 | 322.914 | 425.5073 | 3308
2019-04-11 17:00 | 2418 | [7 empty] | 0.141 | 359.6684 | 482.5405 | 2568
2019-04-11 18:00 | 2419 | [7 empty] | 0.2004 | 393.7975 | 549.2253 | 1650
2019-04-11 19:00 | 2420 | [7 empty] | 0.2689 | 425.3013 | 618.2722 | 875
2019-04-11 20:00 | 2421 | [7 empty] | 0.3157 | 446.3039 | 664.9247 | 543
2019-04-11 21:00 | 2422 | [7 empty] | 0.3101 | 464.6811 | 680.2327 | 450
2019-04-11 22:00 | 2423 | [7 empty] | 0.2483 | 483.0583 | 664.7388 | 547
2019-04-11 23:00 | 2424 | [7 empty] | 0.1599 | 483.0583 | 616.289 | 891
2019-04-12 | 2425 |  | 15.55 | 15.05 | 13.4 | 15.5 | 15.45 | 15.35 | 0.0827 | 493.5596 | 584.4789 | 1207
2019-04-12 01:00 | 2426 | [7 empty] | 0.0372 | 509.3115 | 575.2933 | 1315
2019-04-12 02:00 | 2427 | [7 empty] | 0.0253 | 527.6887 | 587.1485 | 1173
2019-04-12 03:00 | 2428 | [7 empty] | 0.045 | 530.314 | 600.5709 | 1031
2019-04-12 04:00 | 2429 | [7 empty] | 0.0974 | 532.9393 | 631.9153 | 753
2019-04-12 05:00 | 2430 | [7 empty] | 0.1755 | 485.6836 | 627.4643 | 786
2019-04-12 06:00 | 2431 | [7 empty] | 0.2535 | 456.8051 | 641.3357 | 681
2019-04-12 07:00 | 2432 | [7 empty] | 0.2955 | 443.6785 | 651.2282 | 620
2019-04-12 08:00 | 2433 | [7 empty] | 0.284 | 420.0507 | 621.2975 | 836
2019-04-12 09:00 | 2434 | [7 empty] | 0.2349 | 399.0482 | 573.3845 | 1342
2019-04-12 10:00 | 2435 | [7 empty] | 0.1802 | 364.919 | 509.2757 | 2223
2019-04-12 11:00 | 2436 | [7 empty] | 0.1402 | 333.4152 | 455.8489 | 2927
2019-04-12 12:00 | 2437 | [7 empty] | 0.1157 | 309.7874 | 418.7932 | 3401
2019-04-12 13:00 | 2438 | [7 empty] | 0.0996 | 294.0355 | 394.2173 | 3674
2019-04-12 14:00 | 2439 | [7 empty] | 0.0895 | 283.5342 | 378.1804 | 3867
2019-04-12 15:00 | 2440 | [7 empty] | 0.0889 | 273.0329 | 367.3503 | 3982
2019-04-12 16:00 | 2441 | [7 empty] | 0.104 | 286.1595 | 388.7528 | 3739
2019-04-12 17:00 | 2442 | [7 empty] | 0.141 | 315.038 | 437.9101 | 3173
2019-04-12 18:00 | 2443 | [7 empty] | 0.2004 | 341.2912 | 496.7189 | 2400
2019-04-12 19:00 | 2444 | [7 empty] | 0.2689 | 375.4203 | 568.3912 | 1399
2019-04-12 20:00 | 2445 | [7 empty] | 0.3157 | 404.2988 | 622.9196 | 825
2019-04-12 21:00 | 2446 | [7 empty] | 0.3101 | 422.676 | 638.2276 | 701
2019-04-12 22:00 | 2447 | [7 empty] | 0.2483 | 446.3039 | 627.9844 | 784
2019-04-12 23:00 | 2448 | [7 empty] | 0.1599 | 462.0558 | 595.2865 | 1084
2019-04-13 | 2449 |  | 13 | 13 | 12.15 | 13.95 | 13.85 | 13.25 | 0.0827 | 477.8077 | 568.727 | 1395
2019-04-13 01:00 | 2450 | [7 empty] | 0.0372 | 485.6836 | 551.6655 | 1607
2019-04-13 02:00 | 2451 | [7 empty] | 0.0253 | 490.9342 | 550.394 | 1634
2019-04-13 03:00 | 2452 | [7 empty] | 0.045 | 514.5621 | 584.819 | 1202
2019-04-13 04:00 | 2453 | [7 empty] | 0.0974 | 519.8127 | 618.7887 | 867
2019-04-13 05:00 | 2454 | [7 empty] | 0.1755 | 477.8077 | 619.5883 | 859
2019-04-13 06:00 | 2455 | [7 empty] | 0.2535 | 430.552 | 615.0825 | 901
2019-04-13 07:00 | 2456 | [7 empty] | 0.2955 | 380.6709 | 588.2206 | 1168
2019-04-13 08:00 | 2457 | [7 empty] | 0.284 | 338.6659 | 539.9127 | 1776
2019-04-13 09:00 | 2458 | [7 empty] | 0.2349 | 296.6608 | 470.9971 | 2732
2019-04-13 10:00 | 2459 | [7 empty] | 0.1802 | 249.4051 | 393.7617 | 3684
2019-04-13 11:00 | 2460 | [7 empty] | 0.1402 | 223.1519 | 345.5856 | 4186
2019-04-13 12:00 | 2461 | [7 empty] | 0.1157 | 199.5241 | 308.5299 | 4488
2019-04-13 13:00 | 2462 | [7 empty] | 0.0996 | 175.8962 | 276.078 | 4651
2019-04-13 14:00 | 2463 | [7 empty] | 0.0895 | 175.8962 | 270.5424 | 4673
2019-04-13 15:00 | 2464 | [7 empty] | 0.0889 | 178.5215 | 272.8389 | 4663
2019-04-13 16:00 | 2465 | [7 empty] | 0.104 | 189.0228 | 291.6161 | 4576
2019-04-13 17:00 | 2466 | [7 empty] | 0.141 | 220.5266 | 343.3987 | 4212
2019-04-13 18:00 | 2467 | [7 empty] | 0.2004 | 252.0304 | 407.4582 | 3530
2019-04-13 19:00 | 2468 | [7 empty] | 0.2689 | 288.7848 | 481.7558 | 2576
2019-04-13 20:00 | 2469 | [7 empty] | 0.3157 | 304.5367 | 523.1576 | 1992
2019-04-13 21:00 | 2470 | [7 empty] | 0.3101 | 330.7899 | 546.3415 | 1689
2019-04-13 22:00 | 2471 | [7 empty] | 0.2483 | 362.2937 | 543.9743 | 1720
2019-04-13 23:00 | 2472 | [7 empty] | 0.1599 | 391.1722 | 524.4029 | 1982
2019-04-14 | 2473 |  | 13.55 | 12.15 | 10.85 | 13.25 | 12.9 | 12.05 | 0.0827 | 420.0507 | 510.97 | 2199
2019-04-14 01:00 | 2474 | [7 empty] | 0.0372 | 438.4279 | 504.4098 | 2283
2019-04-14 02:00 | 2475 | [7 empty] | 0.0253 | 441.0532 | 500.513 | 2348
2019-04-14 03:00 | 2476 | [7 empty] | 0.045 | 448.9292 | 519.186 | 2047
2019-04-14 04:00 | 2477 | [7 empty] | 0.0974 | 446.3039 | 545.2799 | 1702
2019-04-14 05:00 | 2478 | [7 empty] | 0.1755 | 409.5494 | 551.3301 | 1617
2019-04-14 06:00 | 2479 | [7 empty] | 0.2535 | 370.1697 | 554.7002 | 1570
2019-04-14 07:00 | 2480 | [7 empty] | 0.2955 | 312.4127 | 519.9624 | 2043
2019-04-14 08:00 | 2481 | [7 empty] | 0.284 | 270.4076 | 471.6545 | 2726
2019-04-14 09:00 | 2482 | [7 empty] | 0.2349 | 252.0304 | 426.3668 | 3301
2019-04-14 10:00 | 2483 | [7 empty] | 0.1802 | 231.0279 | 375.3845 | 3895
2019-04-14 11:00 | 2484 | [7 empty] | 0.1402 | 212.6507 | 335.0843 | 4290
2019-04-14 12:00 | 2485 | [7 empty] | 0.1157 | 204.7747 | 313.7805 | 4449
2019-04-14 13:00 | 2486 | [7 empty] | 0.0996 | 183.7722 | 283.954 | 4614
2019-04-14 14:00 | 2487 | [7 empty] | 0.0895 | 183.7722 | 278.4184 | 4639
2019-04-14 15:00 | 2488 | [7 empty] | 0.0889 | 196.8988 | 291.2161 | 4579
2019-04-14 16:00 | 2489 | [7 empty] | 0.104 | 212.6507 | 315.244 | 4440
2019-04-14 17:00 | 2490 | [7 empty] | 0.141 | 228.4026 | 351.2747 | 4145
2019-04-14 18:00 | 2491 | [7 empty] | 0.2004 | 267.7823 | 423.2101 | 3335
2019-04-14 19:00 | 2492 | [7 empty] | 0.2689 | 304.5367 | 497.5077 | 2394
2019-04-14 20:00 | 2493 | [7 empty] | 0.3157 | 336.0406 | 554.6614 | 1573
2019-04-14 21:00 | 2494 | [7 empty] | 0.3101 | 349.1671 | 564.7187 | 1441
2019-04-14 22:00 | 2495 | [7 empty] | 0.2483 | 346.5418 | 528.2224 | 1938
2019-04-14 23:00 | 2496 | [7 empty] | 0.1599 | 357.0431 | 490.2738 | 2481
2019-04-15 | 2497 |  | 13.2 | 12.3 | 10.2 | 12.2 | 12.05 | 13.2 | 0.0827 | 383.2963 | 474.2156 | 2678
2019-04-15 01:00 | 2498 | [7 empty] | 0.0372 | 425.3013 | 491.2832 | 2469
2019-04-15 02:00 | 2499 | [7 empty] | 0.0253 | 459.4304 | 518.8902 | 2056
2019-04-15 03:00 | 2500 | [7 empty] | 0.045 | 467.3064 | 537.5633 | 1798
2019-04-15 04:00 | 2501 | [7 empty] | 0.0974 | 469.9317 | 568.9077 | 1393
2019-04-15 05:00 | 2502 | [7 empty] | 0.1755 | 422.676 | 564.4567 | 1445
2019-04-15 06:00 | 2503 | [7 empty] | 0.2535 | 359.6684 | 544.1989 | 1713
2019-04-15 07:00 | 2504 | [7 empty] | 0.2955 | 278.2836 | 485.8333 | 2530
2019-04-15 08:00 | 2505 | [7 empty] | 0.284 | 249.4051 | 450.6519 | 3003
2019-04-15 09:00 | 2506 | [7 empty] | 0.2349 | 244.1545 | 418.4908 | 3406
2019-04-15 10:00 | 2507 | [7 empty] | 0.1802 | 228.4026 | 372.7592 | 3915
2019-04-15 11:00 | 2508 | [7 empty] | 0.1402 | 223.1519 | 345.5856 | 4187
2019-04-15 12:00 | 2509 | [7 empty] | 0.1157 | 223.1519 | 332.1577 | 4312
2019-04-15 13:00 | 2510 | [7 empty] | 0.0996 | 233.6532 | 333.835 | 4296
2019-04-15 14:00 | 2511 | [7 empty] | 0.0895 | 246.7798 | 341.426 | 4237
2019-04-15 15:00 | 2512 | [7 empty] | 0.0889 | 252.0304 | 346.3478 | 4181
2019-04-15 16:00 | 2513 | [7 empty] | 0.104 | 265.157 | 367.7503 | 3977
2019-04-15 17:00 | 2514 | [7 empty] | 0.141 | 278.2836 | 401.1557 | 3596
2019-04-15 18:00 | 2515 | [7 empty] | 0.2004 | 304.5367 | 459.9645 | 2873
2019-04-15 19:00 | 2516 | [7 empty] | 0.2689 | 338.6659 | 531.6368 | 1877
2019-04-15 20:00 | 2517 | [7 empty] | 0.3157 | 362.2937 | 580.9145 | 1245
2019-04-15 21:00 | 2518 | [7 empty] | 0.3101 | 391.1722 | 606.7238 | 982
2019-04-15 22:00 | 2519 | [7 empty] | 0.2483 | 417.4254 | 599.1059 | 1050
2019-04-15 23:00 | 2520 | [7 empty] | 0.1599 | 422.676 | 555.9067 | 1555
2019-04-16 | 2521 |  | 9.7 | 8.6 | 10.1 | 8.55 | 8.9 | 7.7 | 0.0827 | 409.5494 | 500.4687 | 2351
2019-04-16 01:00 | 2522 | [7 empty] | 0.0372 | 393.7975 | 459.7794 | 2871
2019-04-16 02:00 | 2523 | [7 empty] | 0.0253 | 388.5469 | 448.0067 | 3036
2019-04-16 03:00 | 2524 | [7 empty] | 0.045 | 388.5469 | 458.8038 | 2884
2019-04-16 04:00 | 2525 | [7 empty] | 0.0974 | 378.0456 | 477.0216 | 2641
2019-04-16 05:00 | 2526 | [7 empty] | 0.1755 | 357.0431 | 498.8238 | 2371
2019-04-16 06:00 | 2527 | [7 empty] | 0.2535 | 328.1646 | 512.6951 | 2156
2019-04-16 07:00 | 2528 | [7 empty] | 0.2955 | 238.9038 | 446.4535 | 3053
2019-04-16 08:00 | 2529 | [7 empty] | 0.284 | 212.6507 | 413.8975 | 3453
2019-04-16 09:00 | 2530 | [7 empty] | 0.2349 | 0 | 174.3363 | 5211
2019-04-16 10:00 | 2531 | [7 empty] | 0.1802 | 0 | 144.3566 | 5957
2019-04-16 11:00 | 2532 | [7 empty] | 0.1402 | 0 | 122.4336 | 6429
2019-04-16 12:00 | 2533 | [7 empty] | 0.1157 | 0 | 109.0058 | 6775
2019-04-16 13:00 | 2534 | [7 empty] | 0.0996 | 0 | 100.1818 | 7117
2019-04-16 14:00 | 2535 | [7 empty] | 0.0895 | 0 | 94.6462 | 7368
2019-04-16 15:00 | 2536 | [7 empty] | 0.0889 | 0 | 94.3174 | 7458
2019-04-16 16:00 | 2537 | [7 empty] | 0.104 | 0 | 102.5933 | 7058
2019-04-16 17:00 | 2538 | [7 empty] | 0.141 | 0 | 122.8721 | 6402
2019-04-16 18:00 | 2539 | [7 empty] | 0.2004 | 0 | 155.4278 | 5623
2019-04-16 19:00 | 2540 | [7 empty] | 0.2689 | 0 | 192.9709 | 4932
2019-04-16 20:00 | 2541 | [7 empty] | 0.3157 | 0 | 218.6208 | 4798
2019-04-16 21:00 | 2542 | [7 empty] | 0.3101 | 0 | 215.5516 | 4814
2019-04-16 22:00 | 2543 | [7 empty] | 0.2483 | 181.1469 | 362.8274 | 4020
2019-04-16 23:00 | 2544 | [7 empty] | 0.1599 | 223.1519 | 356.3826 | 4093
2019-04-17 | 2545 |  | 6.75 | 0 | 0 | 7.55 | 7.45 | 0 | 0.0827 | 252.0304 | 342.9497 | 4220
2019-04-17 01:00 | 2546 | [7 empty] | 0.0372 | 288.7848 | 354.7667 | 4104
2019-04-17 02:00 | 2547 | [7 empty] | 0.0253 | 301.9114 | 361.3712 | 4033
2019-04-17 03:00 | 2548 | [7 empty] | 0.045 | 312.4127 | 382.6696 | 3808
2019-04-17 04:00 | 2549 | [7 empty] | 0.0974 | 307.1621 | 406.1381 | 3539
2019-04-17 05:00 | 2550 | [7 empty] | 0.1755 | 262.5317 | 404.3124 | 3561
2019-04-17 06:00 | 2551 | [7 empty] | 0.2535 | 207.4 | 391.9306 | 3700
2019-04-17 07:00 | 2552 | [7 empty] | 0.2955 | 0 | 207.5497 | 4827
2019-04-17 08:00 | 2553 | [7 empty] | 0.284 | 0 | 201.2468 | 4882
2019-04-17 09:00 | 2554 | [7 empty] | 0.2349 | 0 | 174.3363 | 5212
2019-04-17 10:00 | 2555 | [7 empty] | 0.1802 | 0 | 144.3566 | 5958
2019-04-17 11:00 | 2556 | [7 empty] | 0.1402 | 0 | 122.4336 | 6430
2019-04-17 12:00 | 2557 | [7 empty] | 0.1157 | 0 | 109.0058 | 6776
2019-04-17 13:00 | 2558 | [7 empty] | 0.0996 | 0 | 100.1818 | 7118
2019-04-17 14:00 | 2559 | [7 empty] | 0.0895 | 0 | 94.6462 | 7369
2019-04-17 15:00 | 2560 | [7 empty] | 0.0889 | 0 | 94.3174 | 7459
2019-04-17 16:00 | 2561 | [7 empty] | 0.104 | 0 | 102.5933 | 7059
2019-04-17 17:00 | 2562 | [7 empty] | 0.141 | 0 | 122.8721 | 6403
2019-04-17 18:00 | 2563 | [7 empty] | 0.2004 | 0 | 155.4278 | 5624
2019-04-17 19:00 | 2564 | [7 empty] | 0.2689 | 0 | 192.9709 | 4933
2019-04-17 20:00 | 2565 | [7 empty] | 0.3157 | 0 | 218.6208 | 4799
2019-04-17 21:00 | 2566 | [7 empty] | 0.3101 | 170.6456 | 386.1972 | 3771
2019-04-17 22:00 | 2567 | [7 empty] | 0.2483 | 228.4026 | 410.0831 | 3499
2019-04-17 23:00 | 2568 | [7 empty] | 0.1599 | 262.5317 | 395.7624 | 3660
2019-04-18 | 2569 |  | 7.15 | 0 | 7.05 | 6.8 | 6.3 | 0 | 0.0827 | 291.4102 | 382.3295 | 3813
2019-04-18 01:00 | 2570 | [7 empty] | 0.0372 | 320.2887 | 386.2705 | 3763
2019-04-18 02:00 | 2571 | [7 empty] | 0.0253 | 320.2887 | 379.7484 | 3841
2019-04-18 03:00 | 2572 | [7 empty] | 0.045 | 349.1671 | 419.424 | 3390
2019-04-18 04:00 | 2573 | [7 empty] | 0.0974 | 364.919 | 463.895 | 2822
2019-04-18 05:00 | 2574 | [7 empty] | 0.1755 | 309.7874 | 451.5681 | 2981
2019-04-18 06:00 | 2575 | [7 empty] | 0.2535 | 199.5241 | 384.0546 | 3790
2019-04-18 07:00 | 2576 | [7 empty] | 0.2955 | 0 | 207.5497 | 4828
2019-04-18 08:00 | 2577 | [7 empty] | 0.284 | 0 | 201.2468 | 4883
2019-04-18 09:00 | 2578 | [7 empty] | 0.2349 | 0 | 174.3363 | 5213
2019-04-18 10:00 | 2579 | [7 empty] | 0.1802 | 0 | 144.3566 | 5959
2019-04-18 11:00 | 2580 | [7 empty] | 0.1402 | 0 | 122.4336 | 6431
2019-04-18 12:00 | 2581 | [7 empty] | 0.1157 | 0 | 109.0058 | 6777
2019-04-18 13:00 | 2582 | [7 empty] | 0.0996 | 0 | 100.1818 | 7119
2019-04-18 14:00 | 2583 | [7 empty] | 0.0895 | 0 | 94.6462 | 7370
2019-04-18 15:00 | 2584 | [7 empty] | 0.0889 | 0 | 94.3174 | 7460
2019-04-18 16:00 | 2585 | [7 empty] | 0.104 | 0 | 102.5933 | 7060
2019-04-18 17:00 | 2586 | [7 empty] | 0.141 | 0 | 122.8721 | 6404
2019-04-18 18:00 | 2587 | [7 empty] | 0.2004 | 0 | 155.4278 | 5625
2019-04-18 19:00 | 2588 | [7 empty] | 0.2689 | 0 | 192.9709 | 4934
2019-04-18 20:00 | 2589 | [7 empty] | 0.3157 | 0 | 218.6208 | 4800
2019-04-18 21:00 | 2590 | [7 empty] | 0.3101 | 170.6456 | 386.1972 | 3772
2019-04-18 22:00 | 2591 | [7 empty] | 0.2483 | 202.1494 | 383.8299 | 3795
2019-04-18 23:00 | 2592 | [7 empty] | 0.1599 | 238.9038 | 372.1345 | 3923
2019-04-19 | 2593 |  | 6.15 | 0 | 10.3 | 6.5 | 0 | 0 | 0.0827 | 244.1545 | 335.0738 | 4289
2019-04-19 01:00 | 2594 | [7 empty] | 0.0372 | 273.0329 | 339.0148 | 4253
2019-04-19 02:00 | 2595 | [7 empty] | 0.0253 | 333.4152 | 392.875 | 3692
2019-04-19 03:00 | 2596 | [7 empty] | 0.045 | 351.7925 | 422.0493 | 3350
2019-04-19 04:00 | 2597 | [7 empty] | 0.0974 | 343.9165 | 442.8925 | 3104
2019-04-19 05:00 | 2598 | [7 empty] | 0.1755 | 273.0329 | 414.8136 | 3436
2019-04-19 06:00 | 2599 | [7 empty] | 0.2535 | 181.1469 | 365.6774 | 3993
2019-04-19 07:00 | 2600 | [7 empty] | 0.2955 | 0 | 207.5497 | 4829
2019-04-19 08:00 | 2601 | [7 empty] | 0.284 | 0 | 201.2468 | 4884
2019-04-19 09:00 | 2602 | [7 empty] | 0.2349 | 0 | 174.3363 | 5214
2019-04-19 10:00 | 2603 | [7 empty] | 0.1802 | 0 | 144.3566 | 5960
2019-04-19 11:00 | 2604 | [7 empty] | 0.1402 | 0 | 122.4336 | 6432
2019-04-19 12:00 | 2605 | [7 empty] | 0.1157 | 0 | 109.0058 | 6778
2019-04-19 13:00 | 2606 | [7 empty] | 0.0996 | 0 | 100.1818 | 7120
2019-04-19 14:00 | 2607 | [7 empty] | 0.0895 | 0 | 94.6462 | 7371
2019-04-19 15:00 | 2608 | [7 empty] | 0.0889 | 0 | 94.3174 | 7461
2019-04-19 16:00 | 2609 | [7 empty] | 0.104 | 0 | 102.5933 | 7061
2019-04-19 17:00 | 2610 | [7 empty] | 0.141 | 0 | 122.8721 | 6405
2019-04-19 18:00 | 2611 | [7 empty] | 0.2004 | 0 | 155.4278 | 5626
2019-04-19 19:00 | 2612 | [7 empty] | 0.2689 | 0 | 192.9709 | 4935
2019-04-19 20:00 | 2613 | [7 empty] | 0.3157 | 0 | 218.6208 | 4801
2019-04-19 21:00 | 2614 | [7 empty] | 0.3101 | 162.7696 | 378.3212 | 3870
2019-04-19 22:00 | 2615 | [7 empty] | 0.2483 | 202.1494 | 383.8299 | 3796
2019-04-19 23:00 | 2616 | [7 empty] | 0.1599 | 217.9013 | 351.132 | 4147
2019-04-20 | 2617 |  | 6.7 | 0 | 10.35 | 6.3 | 6.35 | 0 | 0.0827 | 236.2785 | 327.1978 | 4356
2019-04-20 01:00 | 2618 | [7 empty] | 0.0372 | 262.5317 | 328.5136 | 4337
2019-04-20 02:00 | 2619 | [7 empty] | 0.0253 | 286.1595 | 345.6193 | 4184
2019-04-20 03:00 | 2620 | [7 empty] | 0.045 | 286.1595 | 356.4164 | 4090
2019-04-20 04:00 | 2621 | [7 empty] | 0.0974 | 291.4102 | 390.3862 | 3717
2019-04-20 05:00 | 2622 | [7 empty] | 0.1755 | 273.0329 | 414.8136 | 3437
2019-04-20 06:00 | 2623 | [7 empty] | 0.2535 | 231.0279 | 415.5584 | 3423
2019-04-20 07:00 | 2624 | [7 empty] | 0.2955 | 165.395 | 372.9447 | 3914
2019-04-20 08:00 | 2625 | [7 empty] | 0.284 | 0 | 201.2468 | 4885
2019-04-20 09:00 | 2626 | [7 empty] | 0.2349 | 0 | 174.3363 | 5215
2019-04-20 10:00 | 2627 | [7 empty] | 0.1802 | 0 | 144.3566 | 5961
2019-04-20 11:00 | 2628 | [7 empty] | 0.1402 | 0 | 122.4336 | 6433
2019-04-20 12:00 | 2629 | [7 empty] | 0.1157 | 0 | 109.0058 | 6779
2019-04-20 13:00 | 2630 | [7 empty] | 0.0996 | 0 | 100.1818 | 7121
2019-04-20 14:00 | 2631 | [7 empty] | 0.0895 | 0 | 94.6462 | 7372
2019-04-20 15:00 | 2632 | [7 empty] | 0.0889 | 0 | 94.3174 | 7462
2019-04-20 16:00 | 2633 | [7 empty] | 0.104 | 0 | 102.5933 | 7062
2019-04-20 17:00 | 2634 | [7 empty] | 0.141 | 0 | 122.8721 | 6406
2019-04-20 18:00 | 2635 | [7 empty] | 0.2004 | 0 | 155.4278 | 5627
2019-04-20 19:00 | 2636 | [7 empty] | 0.2689 | 0 | 192.9709 | 4936
2019-04-20 20:00 | 2637 | [7 empty] | 0.3157 | 0 | 218.6208 | 4802
2019-04-20 21:00 | 2638 | [7 empty] | 0.3101 | 0 | 215.5516 | 4815
2019-04-20 22:00 | 2639 | [7 empty] | 0.2483 | 175.8962 | 357.5768 | 4079
2019-04-20 23:00 | 2640 | [7 empty] | 0.1599 | 191.6481 | 324.8788 | 4370
2019-04-21 | 2641 |  | 8.5 | 7.95 | 0 | 8.7 | 9.05 | 8.3 | 0.0827 | 217.9013 | 308.8206 | 4482
2019-04-21 01:00 | 2642 | [7 empty] | 0.0372 | 231.0279 | 297.0098 | 4545
2019-04-21 02:00 | 2643 | [7 empty] | 0.0253 | 241.5291 | 300.9889 | 4525
2019-04-21 03:00 | 2644 | [7 empty] | 0.045 | 265.157 | 335.4139 | 4285
2019-04-21 04:00 | 2645 | [7 empty] | 0.0974 | 273.0329 | 372.009 | 3924
2019-04-21 05:00 | 2646 | [7 empty] | 0.1755 | 286.1595 | 427.9402 | 3278
2019-04-21 06:00 | 2647 | [7 empty] | 0.2535 | 278.2836 | 462.8141 | 2834
2019-04-21 07:00 | 2648 | [7 empty] | 0.2955 | 238.9038 | 446.4535 | 3054
2019-04-21 08:00 | 2649 | [7 empty] | 0.284 | 238.9038 | 440.1507 | 3144
2019-04-21 09:00 | 2650 | [7 empty] | 0.2349 | 244.1545 | 418.4908 | 3407
2019-04-21 10:00 | 2651 | [7 empty] | 0.1802 | 238.9038 | 383.2605 | 3802
2019-04-21 11:00 | 2652 | [7 empty] | 0.1402 | 238.9038 | 361.3375 | 4036
2019-04-21 12:00 | 2653 | [7 empty] | 0.1157 | 228.4026 | 337.4084 | 4275
2019-04-21 13:00 | 2654 | [7 empty] | 0.0996 | 228.4026 | 328.5843 | 4339
2019-04-21 14:00 | 2655 | [7 empty] | 0.0895 | 199.5241 | 294.1703 | 4561
2019-04-21 15:00 | 2656 | [7 empty] | 0.0889 | 162.7696 | 257.087 | 4725
2019-04-21 16:00 | 2657 | [7 empty] | 0.104 | 0 | 102.5933 | 7063
2019-04-21 17:00 | 2658 | [7 empty] | 0.141 | 160.1443 | 283.0164 | 4618
2019-04-21 18:00 | 2659 | [7 empty] | 0.2004 | 186.3975 | 341.8252 | 4232
2019-04-21 19:00 | 2660 | [7 empty] | 0.2689 | 217.9013 | 410.8722 | 3489
2019-04-21 20:00 | 2661 | [7 empty] | 0.3157 | 231.0279 | 449.6487 | 3018
2019-04-21 21:00 | 2662 | [7 empty] | 0.3101 | 265.157 | 480.7086 | 2592
2019-04-21 22:00 | 2663 | [7 empty] | 0.2483 | 259.9064 | 441.5869 | 3124
2019-04-21 23:00 | 2664 | [7 empty] | 0.1599 | 259.9064 | 393.1371 | 3687
2019-04-22 | 2665 |  | 0 | 0 | 0 | 6.45 | 0 | 0 | 0.0827 | 267.7823 | 358.7016 | 4064
2019-04-22 01:00 | 2666 | [7 empty] | 0.0372 | 286.1595 | 352.1414 | 4129
2019-04-22 02:00 | 2667 | [7 empty] | 0.0253 | 301.9114 | 361.3712 | 4034
2019-04-22 03:00 | 2668 | [7 empty] | 0.045 | 333.4152 | 403.6721 | 3567
2019-04-22 04:00 | 2669 | [7 empty] | 0.0974 | 322.914 | 421.89 | 3357
2019-04-22 05:00 | 2670 | [7 empty] | 0.1755 | 267.7823 | 409.563 | 3510
2019-04-22 06:00 | 2671 | [7 empty] | 0.2535 | 160.1443 | 344.6749 | 4196
2019-04-22 07:00 | 2672 | [7 empty] | 0.2955 | 0 | 207.5497 | 4830
2019-04-22 08:00 | 2673 | [7 empty] | 0.284 | 0 | 201.2468 | 4886
2019-04-22 09:00 | 2674 | [7 empty] | 0.2349 | 0 | 174.3363 | 5216
2019-04-22 10:00 | 2675 | [7 empty] | 0.1802 | 0 | 144.3566 | 5962
2019-04-22 11:00 | 2676 | [7 empty] | 0.1402 | 0 | 122.4336 | 6434
2019-04-22 12:00 | 2677 | [7 empty] | 0.1157 | 0 | 109.0058 | 6780
2019-04-22 13:00 | 2678 | [7 empty] | 0.0996 | 0 | 100.1818 | 7122
2019-04-22 14:00 | 2679 | [7 empty] | 0.0895 | 0 | 94.6462 | 7373
2019-04-22 15:00 | 2680 | [7 empty] | 0.0889 | 0 | 94.3174 | 7463
2019-04-22 16:00 | 2681 | [7 empty] | 0.104 | 0 | 102.5933 | 7064
2019-04-22 17:00 | 2682 | [7 empty] | 0.141 | 0 | 122.8721 | 6407
2019-04-22 18:00 | 2683 | [7 empty] | 0.2004 | 0 | 155.4278 | 5628
2019-04-22 19:00 | 2684 | [7 empty] | 0.2689 | 0 | 192.9709 | 4937
2019-04-22 20:00 | 2685 | [7 empty] | 0.3157 | 189.0228 | 407.6436 | 3527
2019-04-22 21:00 | 2686 | [7 empty] | 0.3101 | 228.4026 | 443.9542 | 3089
2019-04-22 22:00 | 2687 | [7 empty] | 0.2483 | 259.9064 | 441.5869 | 3125
2019-04-22 23:00 | 2688 | [7 empty] | 0.1599 | 280.9089 | 414.1396 | 3444
2019-04-23 | 2689 |  | 0 | 0 | 0 | 0 | 0 | 0 | 0.0827 | 307.1621 | 398.0814 | 3627
2019-04-23 01:00 | 2690 | [7 empty] | 0.0372 | 315.038 | 381.0199 | 3826
2019-04-23 02:00 | 2691 | [7 empty] | 0.0253 | 320.2887 | 379.7484 | 3842
2019-04-23 03:00 | 2692 | [7 empty] | 0.045 | 351.7925 | 422.0493 | 3351
2019-04-23 04:00 | 2693 | [7 empty] | 0.0974 | 343.9165 | 442.8925 | 3105
2019-04-23 05:00 | 2694 | [7 empty] | 0.1755 | 262.5317 | 404.3124 | 3562
2019-04-23 06:00 | 2695 | [7 empty] | 0.2535 | 0 | 184.5305 | 5065
2019-04-23 07:00 | 2696 | [7 empty] | 0.2955 | 0 | 207.5497 | 4831
2019-04-23 08:00 | 2697 | [7 empty] | 0.284 | 0 | 201.2468 | 4887
2019-04-23 09:00 | 2698 | [7 empty] | 0.2349 | 0 | 174.3363 | 5217
2019-04-23 10:00 | 2699 | [7 empty] | 0.1802 | 0 | 144.3566 | 5963
2019-04-23 11:00 | 2700 | [7 empty] | 0.1402 | 0 | 122.4336 | 6435
2019-04-23 12:00 | 2701 | [7 empty] | 0.1157 | 0 | 109.0058 | 6781
2019-04-23 13:00 | 2702 | [7 empty] | 0.0996 | 0 | 100.1818 | 7123
2019-04-23 14:00 | 2703 | [7 empty] | 0.0895 | 0 | 94.6462 | 7374
2019-04-23 15:00 | 2704 | [7 empty] | 0.0889 | 0 | 94.3174 | 7464
2019-04-23 16:00 | 2705 | [7 empty] | 0.104 | 0 | 102.5933 | 7065
2019-04-23 17:00 | 2706 | [7 empty] | 0.141 | 0 | 122.8721 | 6408
2019-04-23 18:00 | 2707 | [7 empty] | 0.2004 | 0 | 155.4278 | 5629
2019-04-23 19:00 | 2708 | [7 empty] | 0.2689 | 0 | 192.9709 | 4938
2019-04-23 20:00 | 2709 | [7 empty] | 0.3157 | 0 | 218.6208 | 4803
2019-04-23 21:00 | 2710 | [7 empty] | 0.3101 | 0 | 215.5516 | 4816
2019-04-23 22:00 | 2711 | [7 empty] | 0.2483 | 0 | 181.6806 | 5074
2019-04-23 23:00 | 2712 | [7 empty] | 0.1599 | 0 | 133.2307 | 6202
2019-04-24 | 2713 |  | 0 | 0 | 0 | 0 | 0 | 0 | 0.0827 | 165.395 | 256.3143 | 4729
2019-04-24 01:00 | 2714 | [7 empty] | 0.0372 | 181.1469 | 247.1287 | 4753
2019-04-24 02:00 | 2715 | [7 empty] | 0.0253 | 191.6481 | 251.1079 | 4745
2019-04-24 03:00 | 2716 | [7 empty] | 0.045 | 191.6481 | 261.905 | 4705
2019-04-24 04:00 | 2717 | [7 empty] | 0.0974 | 194.2734 | 293.2495 | 4569
2019-04-24 05:00 | 2718 | [7 empty] | 0.1755 | 0 | 141.7807 | 5975
2019-04-24 06:00 | 2719 | [7 empty] | 0.2535 | 0 | 184.5305 | 5066
2019-04-24 07:00 | 2720 | [7 empty] | 0.2955 | 0 | 207.5497 | 4832
2019-04-24 08:00 | 2721 | [7 empty] | 0.284 | 0 | 201.2468 | 4888
2019-04-24 09:00 | 2722 | [7 empty] | 0.2349 | 0 | 174.3363 | 5218
2019-04-24 10:00 | 2723 | [7 empty] | 0.1802 | 0 | 144.3566 | 5964
2019-04-24 11:00 | 2724 | [7 empty] | 0.1402 | 0 | 122.4336 | 6436
2019-04-24 12:00 | 2725 | [7 empty] | 0.1157 | 0 | 109.0058 | 6782
2019-04-24 13:00 | 2726 | [7 empty] | 0.0996 | 0 | 100.1818 | 7124
2019-04-24 14:00 | 2727 | [7 empty] | 0.0895 | 0 | 94.6462 | 7375
2019-04-24 15:00 | 2728 | [7 empty] | 0.0889 | 0 | 94.3174 | 7465
2019-04-24 16:00 | 2729 | [7 empty] | 0.104 | 0 | 102.5933 | 7066
2019-04-24 17:00 | 2730 | [7 empty] | 0.141 | 0 | 122.8721 | 6409
2019-04-24 18:00 | 2731 | [7 empty] | 0.2004 | 0 | 155.4278 | 5630
2019-04-24 19:00 | 2732 | [7 empty] | 0.2689 | 0 | 192.9709 | 4939
2019-04-24 20:00 | 2733 | [7 empty] | 0.3157 | 0 | 218.6208 | 4804
2019-04-24 21:00 | 2734 | [7 empty] | 0.3101 | 0 | 215.5516 | 4817
2019-04-24 22:00 | 2735 | [7 empty] | 0.2483 | 0 | 181.6806 | 5075
2019-04-24 23:00 | 2736 | [7 empty] | 0.1599 | 0 | 133.2307 | 6203
2019-04-25 | 2737 |  | 0 | 0 | 0 | 0 | 0 | 0 | 0.0827 | 0 | 90.9193 | 7523
2019-04-25 01:00 | 2738 | [7 empty] | 0.0372 | 0 | 65.9819 | 8402
2019-04-25 02:00 | 2739 | [7 empty] | 0.0253 | 162.7696 | 222.2294 | 4789
2019-04-25 03:00 | 2740 | [7 empty] | 0.045 | 175.8962 | 246.1531 | 4754
2019-04-25 04:00 | 2741 | [7 empty] | 0.0974 | 162.7696 | 261.7457 | 4707
2019-04-25 05:00 | 2742 | [7 empty] | 0.1755 | 0 | 141.7807 | 5976
2019-04-25 06:00 | 2743 | [7 empty] | 0.2535 | 0 | 184.5305 | 5067
2019-04-25 07:00 | 2744 | [7 empty] | 0.2955 | 0 | 207.5497 | 4833
2019-04-25 08:00 | 2745 | [7 empty] | 0.284 | 0 | 201.2468 | 4889
2019-04-25 09:00 | 2746 | [7 empty] | 0.2349 | 0 | 174.3363 | 5219
2019-04-25 10:00 | 2747 | [7 empty] | 0.1802 | 0 | 144.3566 | 5965
2019-04-25 11:00 | 2748 | [7 empty] | 0.1402 | 0 | 122.4336 | 6437
2019-04-25 12:00 | 2749 | [7 empty] | 0.1157 | 0 | 109.0058 | 6783
2019-04-25 13:00 | 2750 | [7 empty] | 0.0996 | 0 | 100.1818 | 7125
2019-04-25 14:00 | 2751 | [7 empty] | 0.0895 | 0 | 94.6462 | 7376
2019-04-25 15:00 | 2752 | [7 empty] | 0.0889 | 0 | 94.3174 | 7466
2019-04-25 16:00 | 2753 | [7 empty] | 0.104 | 0 | 102.5933 | 7067
2019-04-25 17:00 | 2754 | [7 empty] | 0.141 | 0 | 122.8721 | 6410
2019-04-25 18:00 | 2755 | [7 empty] | 0.2004 | 0 | 155.4278 | 5631
2019-04-25 19:00 | 2756 | [7 empty] | 0.2689 | 0 | 192.9709 | 4940
2019-04-25 20:00 | 2757 | [7 empty] | 0.3157 | 0 | 218.6208 | 4805
2019-04-25 21:00 | 2758 | [7 empty] | 0.3101 | 0 | 215.5516 | 4818
2019-04-25 22:00 | 2759 | [7 empty] | 0.2483 | 0 | 181.6806 | 5076
2019-04-25 23:00 | 2760 | [7 empty] | 0.1599 | 0 | 133.2307 | 6204
2019-04-26 | 2761 |  | 0 | 0 | 0 | 0 | 0 | 0 | 0.0827 | 0 | 90.9193 | 7524
2019-04-26 01:00 | 2762 | [7 empty] | 0.0372 | 0 | 65.9819 | 8403
2019-04-26 02:00 | 2763 | [7 empty] | 0.0253 | 0 | 59.4598 | 8604
2019-04-26 03:00 | 2764 | [7 empty] | 0.045 | 0 | 70.2569 | 8374
2019-04-26 04:00 | 2765 | [7 empty] | 0.0974 | 0 | 98.976 | 7135
2019-04-26 05:00 | 2766 | [7 empty] | 0.1755 | 0 | 141.7807 | 5977
2019-04-26 06:00 | 2767 | [7 empty] | 0.2535 | 0 | 184.5305 | 5068
2019-04-26 07:00 | 2768 | [7 empty] | 0.2955 | 0 | 207.5497 | 4834
2019-04-26 08:00 | 2769 | [7 empty] | 0.284 | 0 | 201.2468 | 4890
2019-04-26 09:00 | 2770 | [7 empty] | 0.2349 | 0 | 174.3363 | 5220
2019-04-26 10:00 | 2771 | [7 empty] | 0.1802 | 0 | 144.3566 | 5966
2019-04-26 11:00 | 2772 | [7 empty] | 0.1402 | 0 | 122.4336 | 6438
2019-04-26 12:00 | 2773 | [7 empty] | 0.1157 | 0 | 109.0058 | 6784
2019-04-26 13:00 | 2774 | [7 empty] | 0.0996 | 0 | 100.1818 | 7126
2019-04-26 14:00 | 2775 | [7 empty] | 0.0895 | 0 | 94.6462 | 7377
2019-04-26 15:00 | 2776 | [7 empty] | 0.0889 | 0 | 94.3174 | 7467
2019-04-26 16:00 | 2777 | [7 empty] | 0.104 | 0 | 102.5933 | 7068
2019-04-26 17:00 | 2778 | [7 empty] | 0.141 | 0 | 122.8721 | 6411
2019-04-26 18:00 | 2779 | [7 empty] | 0.2004 | 0 | 155.4278 | 5632
2019-04-26 19:00 | 2780 | [7 empty] | 0.2689 | 0 | 192.9709 | 4941
2019-04-26 20:00 | 2781 | [7 empty] | 0.3157 | 0 | 218.6208 | 4806
2019-04-26 21:00 | 2782 | [7 empty] | 0.3101 | 0 | 215.5516 | 4819
2019-04-26 22:00 | 2783 | [7 empty] | 0.2483 | 0 | 181.6806 | 5077
2019-04-26 23:00 | 2784 | [7 empty] | 0.1599 | 0 | 133.2307 | 6205
2019-04-27 | 2785 |  | 0 | 0 | 0 | 0 | 0 | 0 | 0.0827 | 0 | 90.9193 | 7525
2019-04-27 01:00 | 2786 | [7 empty] | 0.0372 | 0 | 65.9819 | 8404
2019-04-27 02:00 | 2787 | [7 empty] | 0.0253 | 0 | 59.4598 | 8605
2019-04-27 03:00 | 2788 | [7 empty] | 0.045 | 0 | 70.2569 | 8375
2019-04-27 04:00 | 2789 | [7 empty] | 0.0974 | 0 | 98.976 | 7136
2019-04-27 05:00 | 2790 | [7 empty] | 0.1755 | 0 | 141.7807 | 5978
2019-04-27 06:00 | 2791 | [7 empty] | 0.2535 | 0 | 184.5305 | 5069
2019-04-27 07:00 | 2792 | [7 empty] | 0.2955 | 0 | 207.5497 | 4835
2019-04-27 08:00 | 2793 | [7 empty] | 0.284 | 0 | 201.2468 | 4891
2019-04-27 09:00 | 2794 | [7 empty] | 0.2349 | 0 | 174.3363 | 5221
2019-04-27 10:00 | 2795 | [7 empty] | 0.1802 | 0 | 144.3566 | 5967
2019-04-27 11:00 | 2796 | [7 empty] | 0.1402 | 0 | 122.4336 | 6439
2019-04-27 12:00 | 2797 | [7 empty] | 0.1157 | 0 | 109.0058 | 6785
2019-04-27 13:00 | 2798 | [7 empty] | 0.0996 | 0 | 100.1818 | 7127
2019-04-27 14:00 | 2799 | [7 empty] | 0.0895 | 0 | 94.6462 | 7378
2019-04-27 15:00 | 2800 | [7 empty] | 0.0889 | 0 | 94.3174 | 7468
2019-04-27 16:00 | 2801 | [7 empty] | 0.104 | 0 | 102.5933 | 7069
2019-04-27 17:00 | 2802 | [7 empty] | 0.141 | 0 | 122.8721 | 6412
2019-04-27 18:00 | 2803 | [7 empty] | 0.2004 | 0 | 155.4278 | 5633
2019-04-27 19:00 | 2804 | [7 empty] | 0.2689 | 0 | 192.9709 | 4942
2019-04-27 20:00 | 2805 | [7 empty] | 0.3157 | 0 | 218.6208 | 4807
2019-04-27 21:00 | 2806 | [7 empty] | 0.3101 | 0 | 215.5516 | 4820
2019-04-27 22:00 | 2807 | [7 empty] | 0.2483 | 0 | 181.6806 | 5078
2019-04-27 23:00 | 2808 | [7 empty] | 0.1599 | 0 | 133.2307 | 6206
2019-04-28 | 2809 |  | 0 | 0 | 0 | 0 | 0 | 0 | 0.0827 | 0 | 90.9193 | 7526
2019-04-28 01:00 | 2810 | [7 empty] | 0.0372 | 0 | 65.9819 | 8405
2019-04-28 02:00 | 2811 | [7 empty] | 0.0253 | 0 | 59.4598 | 8606
2019-04-28 03:00 | 2812 | [7 empty] | 0.045 | 0 | 70.2569 | 8376
2019-04-28 04:00 | 2813 | [7 empty] | 0.0974 | 0 | 98.976 | 7137
2019-04-28 05:00 | 2814 | [7 empty] | 0.1755 | 0 | 141.7807 | 5979
2019-04-28 06:00 | 2815 | [7 empty] | 0.2535 | 0 | 184.5305 | 5070
2019-04-28 07:00 | 2816 | [7 empty] | 0.2955 | 0 | 207.5497 | 4836
2019-04-28 08:00 | 2817 | [7 empty] | 0.284 | 0 | 201.2468 | 4892
2019-04-28 09:00 | 2818 | [7 empty] | 0.2349 | 0 | 174.3363 | 5222
2019-04-28 10:00 | 2819 | [7 empty] | 0.1802 | 0 | 144.3566 | 5968
2019-04-28 11:00 | 2820 | [7 empty] | 0.1402 | 0 | 122.4336 | 6440
2019-04-28 12:00 | 2821 | [7 empty] | 0.1157 | 0 | 109.0058 | 6786
2019-04-28 13:00 | 2822 | [7 empty] | 0.0996 | 0 | 100.1818 | 7128
2019-04-28 14:00 | 2823 | [7 empty] | 0.0895 | 0 | 94.6462 | 7379
2019-04-28 15:00 | 2824 | [7 empty] | 0.0889 | 0 | 94.3174 | 7469
2019-04-28 16:00 | 2825 | [7 empty] | 0.104 | 0 | 102.5933 | 7070
2019-04-28 17:00 | 2826 | [7 empty] | 0.141 | 0 | 122.8721 | 6413
2019-04-28 18:00 | 2827 | [7 empty] | 0.2004 | 0 | 155.4278 | 5634
2019-04-28 19:00 | 2828 | [7 empty] | 0.2689 | 0 | 192.9709 | 4943
2019-04-28 20:00 | 2829 | [7 empty] | 0.3157 | 0 | 218.6208 | 4808
2019-04-28 21:00 | 2830 | [7 empty] | 0.3101 | 0 | 215.5516 | 4821
2019-04-28 22:00 | 2831 | [7 empty] | 0.2483 | 0 | 181.6806 | 5079
2019-04-28 23:00 | 2832 | [7 empty] | 0.1599 | 0 | 133.2307 | 6207
2019-04-29 | 2833 |  | 0 | 0 | 0 | 0 | 6.1 | 0 | 0.0827 | 0 | 90.9193 | 7527
2019-04-29 01:00 | 2834 | [7 empty] | 0.0372 | 0 | 65.9819 | 8406
2019-04-29 02:00 | 2835 | [7 empty] | 0.0253 | 181.1469 | 240.6067 | 4764
2019-04-29 03:00 | 2836 | [7 empty] | 0.045 | 210.0253 | 280.2822 | 4629
2019-04-29 04:00 | 2837 | [7 empty] | 0.0974 | 199.5241 | 298.5001 | 4540
2019-04-29 05:00 | 2838 | [7 empty] | 0.1755 | 175.8962 | 317.6769 | 4427
2019-04-29 06:00 | 2839 | [7 empty] | 0.2535 | 0 | 184.5305 | 5071
2019-04-29 07:00 | 2840 | [7 empty] | 0.2955 | 0 | 207.5497 | 4837
2019-04-29 08:00 | 2841 | [7 empty] | 0.284 | 0 | 201.2468 | 4893
2019-04-29 09:00 | 2842 | [7 empty] | 0.2349 | 0 | 174.3363 | 5223
2019-04-29 10:00 | 2843 | [7 empty] | 0.1802 | 0 | 144.3566 | 5969
2019-04-29 11:00 | 2844 | [7 empty] | 0.1402 | 0 | 122.4336 | 6441
2019-04-29 12:00 | 2845 | [7 empty] | 0.1157 | 0 | 109.0058 | 6787
2019-04-29 13:00 | 2846 | [7 empty] | 0.0996 | 0 | 100.1818 | 7129
2019-04-29 14:00 | 2847 | [7 empty] | 0.0895 | 0 | 94.6462 | 7380
2019-04-29 15:00 | 2848 | [7 empty] | 0.0889 | 0 | 94.3174 | 7470
2019-04-29 16:00 | 2849 | [7 empty] | 0.104 | 0 | 102.5933 | 7071
2019-04-29 17:00 | 2850 | [7 empty] | 0.141 | 0 | 122.8721 | 6414
2019-04-29 18:00 | 2851 | [7 empty] | 0.2004 | 0 | 155.4278 | 5635
2019-04-29 19:00 | 2852 | [7 empty] | 0.2689 | 0 | 192.9709 | 4944
2019-04-29 20:00 | 2853 | [7 empty] | 0.3157 | 0 | 218.6208 | 4809
2019-04-29 21:00 | 2854 | [7 empty] | 0.3101 | 0 | 215.5516 | 4822
2019-04-29 22:00 | 2855 | [7 empty] | 0.2483 | 199.5241 | 381.2046 | 3829
2019-04-29 23:00 | 2856 | [7 empty] | 0.1599 | 204.7747 | 338.0054 | 4270
2019-04-30 | 2857 |  | 0 | 0 | 0 | 7.85 | 7 | 0 | 0.0827 | 223.1519 | 314.0712 | 4446
2019-04-30 01:00 | 2858 | [7 empty] | 0.0372 | 254.6557 | 320.6376 | 4402
2019-04-30 02:00 | 2859 | [7 empty] | 0.0253 | 283.5342 | 342.994 | 4218
2019-04-30 03:00 | 2860 | [7 empty] | 0.045 | 307.1621 | 377.4189 | 3874
2019-04-30 04:00 | 2861 | [7 empty] | 0.0974 | 283.5342 | 382.5102 | 3811
2019-04-30 05:00 | 2862 | [7 empty] | 0.1755 | 228.4026 | 370.1832 | 3947
2019-04-30 06:00 | 2863 | [7 empty] | 0.2535 | 0 | 184.5305 | 5072
2019-04-30 07:00 | 2864 | [7 empty] | 0.2955 | 0 | 207.5497 | 4838
2019-04-30 08:00 | 2865 | [7 empty] | 0.284 | 0 | 201.2468 | 4894
2019-04-30 09:00 | 2866 | [7 empty] | 0.2349 | 0 | 174.3363 | 5224
2019-04-30 10:00 | 2867 | [7 empty] | 0.1802 | 0 | 144.3566 | 5970
2019-04-30 11:00 | 2868 | [7 empty] | 0.1402 | 0 | 122.4336 | 6442
2019-04-30 12:00 | 2869 | [7 empty] | 0.1157 | 0 | 109.0058 | 6788
2019-04-30 13:00 | 2870 | [7 empty] | 0.0996 | 0 | 100.1818 | 7130
2019-04-30 14:00 | 2871 | [7 empty] | 0.0895 | 0 | 94.6462 | 7381
2019-04-30 15:00 | 2872 | [7 empty] | 0.0889 | 0 | 94.3174 | 7471
2019-04-30 16:00 | 2873 | [7 empty] | 0.104 | 0 | 102.5933 | 7072
2019-04-30 17:00 | 2874 | [7 empty] | 0.141 | 0 | 122.8721 | 6415
2019-04-30 18:00 | 2875 | [7 empty] | 0.2004 | 0 | 155.4278 | 5636
2019-04-30 19:00 | 2876 | [7 empty] | 0.2689 | 0 | 192.9709 | 4945
2019-04-30 20:00 | 2877 | [7 empty] | 0.3157 | 0 | 218.6208 | 4810
2019-04-30 21:00 | 2878 | [7 empty] | 0.3101 | 183.7722 | 399.3238 | 3616
2019-04-30 22:00 | 2879 | [7 empty] | 0.2483 | 231.0279 | 412.7084 | 3461
2019-04-30 23:00 | 2880 | [7 empty] | 0.1599 | 252.0304 | 385.2611 | 3783
2019-05-01 | 2881 |  | 0 | 0 | 6.75 | 7.2 | 0 | 0 | 0.0677 | 262.5317 | 345.2299 | 4188
2019-05-01 01:00 | 2882 | [7 empty] | 0.0305 | 275.6583 | 337.968 | 4268
2019-05-01 02:00 | 2883 | [7 empty] | 0.0207 | 267.7823 | 324.721 | 4369
2019-05-01 03:00 | 2884 | [7 empty] | 0.0369 | 291.4102 | 357.2276 | 4080
2019-05-01 04:00 | 2885 | [7 empty] | 0.0797 | 262.5317 | 351.8068 | 4137
2019-05-01 05:00 | 2886 | [7 empty] | 0.1436 | 220.5266 | 344.8237 | 4194
2019-05-01 06:00 | 2887 | [7 empty] | 0.2074 | 162.7696 | 322.0339 | 4396
2019-05-01 07:00 | 2888 | [7 empty] | 0.2418 | 0 | 178.1181 | 5151
2019-05-01 08:00 | 2889 | [7 empty] | 0.2323 | 0 | 172.9114 | 5229
2019-05-01 09:00 | 2890 | [7 empty] | 0.1922 | 0 | 150.9335 | 5731
2019-05-01 10:00 | 2891 | [7 empty] | 0.1474 | 0 | 126.3798 | 6326
2019-05-01 11:00 | 2892 | [7 empty] | 0.1147 | 0 | 108.4577 | 6820
2019-05-01 12:00 | 2893 | [7 empty] | 0.0946 | 0 | 97.4414 | 7203
2019-05-01 13:00 | 2894 | [7 empty] | 0.0815 | 0 | 90.2616 | 7532
2019-05-01 14:00 | 2895 | [7 empty] | 0.0732 | 0 | 85.7126 | 7851
2019-05-01 15:00 | 2896 | [7 empty] | 0.0727 | 0 | 85.4386 | 7879
2019-05-01 16:00 | 2897 | [7 empty] | 0.0851 | 0 | 92.2347 | 7496
2019-05-01 17:00 | 2898 | [7 empty] | 0.1154 | 0 | 108.8414 | 6793
2019-05-01 18:00 | 2899 | [7 empty] | 0.164 | 0 | 135.4778 | 6075
2019-05-01 19:00 | 2900 | [7 empty] | 0.22 | 0 | 166.17 | 5337
2019-05-01 20:00 | 2901 | [7 empty] | 0.2583 | 0 | 187.1613 | 4981
2019-05-01 21:00 | 2902 | [7 empty] | 0.2537 | 0 | 184.6402 | 5042
2019-05-01 22:00 | 2903 | [7 empty] | 0.2032 | 199.5241 | 356.4864 | 4092
2019-05-01 23:00 | 2904 | [7 empty] | 0.1308 | 217.9013 | 335.183 | 4287
2019-05-02 | 2905 |  | 7.95 | 8 | 8.15 | 10.7 | 9.25 | 8.35 | 0.0677 | 249.4051 | 332.1033 | 4309
2019-05-02 01:00 | 2906 | [7 empty] | 0.0305 | 278.2836 | 340.5934 | 4244
2019-05-02 02:00 | 2907 | [7 empty] | 0.0207 | 304.5367 | 361.4754 | 4031
2019-05-02 03:00 | 2908 | [7 empty] | 0.0369 | 278.2836 | 344.101 | 4203
2019-05-02 04:00 | 2909 | [7 empty] | 0.0797 | 259.9064 | 349.1814 | 4160
2019-05-02 05:00 | 2910 | [7 empty] | 0.1436 | 286.1595 | 410.4566 | 3494
2019-05-02 06:00 | 2911 | [7 empty] | 0.2074 | 259.9064 | 419.1706 | 3400
2019-05-02 07:00 | 2912 | [7 empty] | 0.2418 | 228.4026 | 406.5206 | 3537
2019-05-02 08:00 | 2913 | [7 empty] | 0.2323 | 178.5215 | 351.4329 | 4141
2019-05-02 09:00 | 2914 | [7 empty] | 0.1922 | 0 | 150.9335 | 5732
2019-05-02 10:00 | 2915 | [7 empty] | 0.1474 | 0 | 126.3798 | 6327
2019-05-02 11:00 | 2916 | [7 empty] | 0.1147 | 0 | 108.4577 | 6821
2019-05-02 12:00 | 2917 | [7 empty] | 0.0946 | 189.0228 | 286.4642 | 4606
2019-05-02 13:00 | 2918 | [7 empty] | 0.0815 | 181.1469 | 271.4085 | 4670
2019-05-02 14:00 | 2919 | [7 empty] | 0.0732 | 189.0228 | 274.7354 | 4658
2019-05-02 15:00 | 2920 | [7 empty] | 0.0727 | 202.1494 | 287.588 | 4603
2019-05-02 16:00 | 2921 | [7 empty] | 0.0851 | 196.8988 | 289.1334 | 4589
2019-05-02 17:00 | 2922 | [7 empty] | 0.1154 | 212.6507 | 321.492 | 4399
2019-05-02 18:00 | 2923 | [7 empty] | 0.164 | 228.4026 | 363.8804 | 4009
2019-05-02 19:00 | 2924 | [7 empty] | 0.22 | 233.6532 | 399.8232 | 3606
2019-05-02 20:00 | 2925 | [7 empty] | 0.2583 | 228.4026 | 415.5639 | 3424
2019-05-02 21:00 | 2926 | [7 empty] | 0.2537 | 228.4026 | 413.0427 | 3459
2019-05-02 22:00 | 2927 | [7 empty] | 0.2032 | 238.9038 | 395.8662 | 3658
2019-05-02 23:00 | 2928 | [7 empty] | 0.1308 | 236.2785 | 353.5602 | 4121
2019-05-03 | 2929 |  | 11 | 10.75 | 10.2 | 12.6 | 11.2 | 11.5 | 0.0677 | 254.6557 | 337.3539 | 4274
2019-05-03 01:00 | 2930 | [7 empty] | 0.0305 | 259.9064 | 322.2161 | 4391
2019-05-03 02:00 | 2931 | [7 empty] | 0.0207 | 265.157 | 322.0956 | 4393
2019-05-03 03:00 | 2932 | [7 empty] | 0.0369 | 273.0329 | 338.8504 | 4260
2019-05-03 04:00 | 2933 | [7 empty] | 0.0797 | 283.5342 | 372.8093 | 3913
2019-05-03 05:00 | 2934 | [7 empty] | 0.1436 | 294.0355 | 418.3326 | 3408
2019-05-03 06:00 | 2935 | [7 empty] | 0.2074 | 275.6583 | 434.9225 | 3208
2019-05-03 07:00 | 2936 | [7 empty] | 0.2418 | 233.6532 | 411.7713 | 3479
2019-05-03 08:00 | 2937 | [7 empty] | 0.2323 | 252.0304 | 424.9418 | 3317
2019-05-03 09:00 | 2938 | [7 empty] | 0.1922 | 252.0304 | 402.964 | 3582
2019-05-03 10:00 | 2939 | [7 empty] | 0.1474 | 259.9064 | 386.2861 | 3768
2019-05-03 11:00 | 2940 | [7 empty] | 0.1147 | 191.6481 | 300.1058 | 4532
2019-05-03 12:00 | 2941 | [7 empty] | 0.0946 | 244.1545 | 341.5959 | 4233
2019-05-03 13:00 | 2942 | [7 empty] | 0.0815 | 210.0253 | 300.287 | 4531
2019-05-03 14:00 | 2943 | [7 empty] | 0.0732 | 173.2709 | 258.9835 | 4718
2019-05-03 15:00 | 2944 | [7 empty] | 0.0727 | 175.8962 | 261.3348 | 4708
2019-05-03 16:00 | 2945 | [7 empty] | 0.0851 | 173.2709 | 265.5056 | 4689
2019-05-03 17:00 | 2946 | [7 empty] | 0.1154 | 191.6481 | 300.4895 | 4530
2019-05-03 18:00 | 2947 | [7 empty] | 0.164 | 246.7798 | 382.2576 | 3814
2019-05-03 19:00 | 2948 | [7 empty] | 0.22 | 291.4102 | 457.5802 | 2901
2019-05-03 20:00 | 2949 | [7 empty] | 0.2583 | 328.1646 | 515.3259 | 2116
2019-05-03 21:00 | 2950 | [7 empty] | 0.2537 | 359.6684 | 544.3086 | 1712
2019-05-03 22:00 | 2951 | [7 empty] | 0.2032 | 401.6735 | 558.6358 | 1523
2019-05-03 23:00 | 2952 | [7 empty] | 0.1308 | 430.552 | 547.8337 | 1668
2019-05-04 | 2953 |  | 10.25 | 10.05 | 9.25 | 12.1 | 11.25 | 10.55 | 0.0677 | 448.9292 | 531.6274 | 1876
2019-05-04 01:00 | 2954 | [7 empty] | 0.0305 | 443.6785 | 505.9883 | 2265
2019-05-04 02:00 | 2955 | [7 empty] | 0.0207 | 454.1798 | 511.1185 | 2187
2019-05-04 03:00 | 2956 | [7 empty] | 0.0369 | 430.552 | 496.3694 | 2406
2019-05-04 04:00 | 2957 | [7 empty] | 0.0797 | 409.5494 | 498.8245 | 2368
2019-05-04 05:00 | 2958 | [7 empty] | 0.1436 | 354.4178 | 478.7149 | 2619
2019-05-04 06:00 | 2959 | [7 empty] | 0.2074 | 273.0329 | 432.2972 | 3238
2019-05-04 07:00 | 2960 | [7 empty] | 0.2418 | 223.1519 | 401.27 | 3598
2019-05-04 08:00 | 2961 | [7 empty] | 0.2323 | 194.2734 | 367.1848 | 3984
2019-05-04 09:00 | 2962 | [7 empty] | 0.1922 | 0 | 150.9335 | 5733
2019-05-04 10:00 | 2963 | [7 empty] | 0.1474 | 0 | 126.3798 | 6328
2019-05-04 11:00 | 2964 | [7 empty] | 0.1147 | 0 | 108.4577 | 6822
2019-05-04 12:00 | 2965 | [7 empty] | 0.0946 | 0 | 97.4414 | 7204
2019-05-04 13:00 | 2966 | [7 empty] | 0.0815 | 0 | 90.2616 | 7533
2019-05-04 14:00 | 2967 | [7 empty] | 0.0732 | 0 | 85.7126 | 7852
2019-05-04 15:00 | 2968 | [7 empty] | 0.0727 | 0 | 85.4386 | 7880
2019-05-04 16:00 | 2969 | [7 empty] | 0.0851 | 0 | 92.2347 | 7497
2019-05-04 17:00 | 2970 | [7 empty] | 0.1154 | 0 | 108.8414 | 6794
2019-05-04 18:00 | 2971 | [7 empty] | 0.164 | 162.7696 | 298.2475 | 4544
2019-05-04 19:00 | 2972 | [7 empty] | 0.22 | 217.9013 | 384.0713 | 3789
2019-05-04 20:00 | 2973 | [7 empty] | 0.2583 | 254.6557 | 441.817 | 3116
2019-05-04 21:00 | 2974 | [7 empty] | 0.2537 | 286.1595 | 470.7997 | 2735
2019-05-04 22:00 | 2975 | [7 empty] | 0.2032 | 299.2861 | 456.2485 | 2915
2019-05-04 23:00 | 2976 | [7 empty] | 0.1308 | 307.1621 | 424.4438 | 3325
2019-05-05 | 2977 |  | 11.4 | 9.8 | 9.1 | 11.25 | 10 | 8.85 | 0.0677 | 312.4127 | 395.1109 | 3667
2019-05-05 01:00 | 2978 | [7 empty] | 0.0305 | 320.2887 | 382.5984 | 3810
2019-05-05 02:00 | 2979 | [7 empty] | 0.0207 | 322.914 | 379.8526 | 3838
2019-05-05 03:00 | 2980 | [7 empty] | 0.0369 | 343.9165 | 409.734 | 3502
2019-05-05 04:00 | 2981 | [7 empty] | 0.0797 | 320.2887 | 409.5637 | 3508
2019-05-05 05:00 | 2982 | [7 empty] | 0.1436 | 262.5317 | 386.8288 | 3760
2019-05-05 06:00 | 2983 | [7 empty] | 0.2074 | 204.7747 | 364.039 | 4008
2019-05-05 07:00 | 2984 | [7 empty] | 0.2418 | 178.5215 | 356.6396 | 4091
2019-05-05 08:00 | 2985 | [7 empty] | 0.2323 | 0 | 172.9114 | 5230
2019-05-05 09:00 | 2986 | [7 empty] | 0.1922 | 0 | 150.9335 | 5734
2019-05-05 10:00 | 2987 | [7 empty] | 0.1474 | 0 | 126.3798 | 6329
2019-05-05 11:00 | 2988 | [7 empty] | 0.1147 | 168.0203 | 276.478 | 4648
2019-05-05 12:00 | 2989 | [7 empty] | 0.0946 | 168.0203 | 265.4617 | 4690
2019-05-05 13:00 | 2990 | [7 empty] | 0.0815 | 212.6507 | 302.9123 | 4515
2019-05-05 14:00 | 2991 | [7 empty] | 0.0732 | 244.1545 | 329.8671 | 4329
2019-05-05 15:00 | 2992 | [7 empty] | 0.0727 | 246.7798 | 332.2183 | 4308
2019-05-05 16:00 | 2993 | [7 empty] | 0.0851 | 241.5291 | 333.7638 | 4299
2019-05-05 17:00 | 2994 | [7 empty] | 0.1154 | 236.2785 | 345.1199 | 4192
2019-05-05 18:00 | 2995 | [7 empty] | 0.164 | 252.0304 | 387.5082 | 3754
2019-05-05 19:00 | 2996 | [7 empty] | 0.22 | 283.5342 | 449.7042 | 3015
2019-05-05 20:00 | 2997 | [7 empty] | 0.2583 | 301.9114 | 489.0727 | 2490
2019-05-05 21:00 | 2998 | [7 empty] | 0.2537 | 312.4127 | 497.0529 | 2395
2019-05-05 22:00 | 2999 | [7 empty] | 0.2032 | 317.6633 | 474.6257 | 2670
2019-05-05 23:00 | 3000 | [7 empty] | 0.1308 | 346.5418 | 463.8235 | 2825
2019-05-06 | 3001 |  | 10.65 | 9.15 | 10.15 | 10.45 | 9.8 | 10 | 0.0677 | 372.795 | 455.4932 | 2931
2019-05-06 01:00 | 3002 | [7 empty] | 0.0305 | 383.2963 | 445.606 | 3064
2019-05-06 02:00 | 3003 | [7 empty] | 0.0207 | 393.7975 | 450.7362 | 2992
2019-05-06 03:00 | 3004 | [7 empty] | 0.0369 | 401.6735 | 467.4909 | 2783
2019-05-06 04:00 | 3005 | [7 empty] | 0.0797 | 391.1722 | 480.4473 | 2591
2019-05-06 05:00 | 3006 | [7 empty] | 0.1436 | 341.2912 | 465.5883 | 2800
2019-05-06 06:00 | 3007 | [7 empty] | 0.2074 | 267.7823 | 427.0466 | 3296
2019-05-06 07:00 | 3008 | [7 empty] | 0.2418 | 244.1545 | 422.2725 | 3353
2019-05-06 08:00 | 3009 | [7 empty] | 0.2323 | 223.1519 | 396.0633 | 3649
2019-05-06 09:00 | 3010 | [7 empty] | 0.1922 | 194.2734 | 345.207 | 4193
2019-05-06 10:00 | 3011 | [7 empty] | 0.1474 | 175.8962 | 302.276 | 4518
2019-05-06 11:00 | 3012 | [7 empty] | 0.1147 | 0 | 108.4577 | 6823
2019-05-06 12:00 | 3013 | [7 empty] | 0.0946 | 0 | 97.4414 | 7205
2019-05-06 13:00 | 3014 | [7 empty] | 0.0815 | 0 | 90.2616 | 7534
2019-05-06 14:00 | 3015 | [7 empty] | 0.0732 | 0 | 85.7126 | 7853
2019-05-06 15:00 | 3016 | [7 empty] | 0.0727 | 0 | 85.4386 | 7881
2019-05-06 16:00 | 3017 | [7 empty] | 0.0851 | 0 | 92.2347 | 7498
2019-05-06 17:00 | 3018 | [7 empty] | 0.1154 | 0 | 108.8414 | 6795
2019-05-06 18:00 | 3019 | [7 empty] | 0.164 | 168.0203 | 303.4981 | 4511
2019-05-06 19:00 | 3020 | [7 empty] | 0.22 | 168.0203 | 334.1903 | 4293
2019-05-06 20:00 | 3021 | [7 empty] | 0.2583 | 175.8962 | 363.0575 | 4016
2019-05-06 21:00 | 3022 | [7 empty] | 0.2537 | 215.276 | 399.9161 | 3605
2019-05-06 22:00 | 3023 | [7 empty] | 0.2032 | 228.4026 | 385.3649 | 3781
2019-05-06 23:00 | 3024 | [7 empty] | 0.1308 | 233.6532 | 350.9349 | 4150
2019-05-07 | 3025 |  | 9.35 | 9.2 | 8 | 11.15 | 8.35 | 8.45 | 0.0677 | 233.6532 | 316.3514 | 4435
2019-05-07 01:00 | 3026 | [7 empty] | 0.0305 | 231.0279 | 293.3377 | 4567
2019-05-07 02:00 | 3027 | [7 empty] | 0.0207 | 236.2785 | 293.2172 | 4568
2019-05-07 03:00 | 3028 | [7 empty] | 0.0369 | 236.2785 | 302.096 | 4519
2019-05-07 04:00 | 3029 | [7 empty] | 0.0797 | 241.5291 | 330.8042 | 4322
2019-05-07 05:00 | 3030 | [7 empty] | 0.1436 | 244.1545 | 368.4515 | 3969
2019-05-07 06:00 | 3031 | [7 empty] | 0.2074 | 231.0279 | 390.2922 | 3723
2019-05-07 07:00 | 3032 | [7 empty] | 0.2418 | 189.0228 | 367.1409 | 3986
2019-05-07 08:00 | 3033 | [7 empty] | 0.2323 | 186.3975 | 359.3088 | 4057
2019-05-07 09:00 | 3034 | [7 empty] | 0.1922 | 165.395 | 316.3285 | 4436
2019-05-07 10:00 | 3035 | [7 empty] | 0.1474 | 0 | 126.3798 | 6330
2019-05-07 11:00 | 3036 | [7 empty] | 0.1147 | 0 | 108.4577 | 6824
2019-05-07 12:00 | 3037 | [7 empty] | 0.0946 | 0 | 97.4414 | 7206
2019-05-07 13:00 | 3038 | [7 empty] | 0.0815 | 0 | 90.2616 | 7535
2019-05-07 14:00 | 3039 | [7 empty] | 0.0732 | 0 | 85.7126 | 7854
2019-05-07 15:00 | 3040 | [7 empty] | 0.0727 | 0 | 85.4386 | 7882
2019-05-07 16:00 | 3041 | [7 empty] | 0.0851 | 0 | 92.2347 | 7499
2019-05-07 17:00 | 3042 | [7 empty] | 0.1154 | 0 | 108.8414 | 6796
2019-05-07 18:00 | 3043 | [7 empty] | 0.164 | 194.2734 | 329.7513 | 4331
2019-05-07 19:00 | 3044 | [7 empty] | 0.22 | 233.6532 | 399.8232 | 3607
2019-05-07 20:00 | 3045 | [7 empty] | 0.2583 | 262.5317 | 449.693 | 3016
2019-05-07 21:00 | 3046 | [7 empty] | 0.2537 | 288.7848 | 473.425 | 2687
2019-05-07 22:00 | 3047 | [7 empty] | 0.2032 | 325.5393 | 482.5016 | 2569
2019-05-07 23:00 | 3048 | [7 empty] | 0.1308 | 354.4178 | 471.6995 | 2720
2019-05-08 | 3049 |  | 10.35 | 10.4 | 6.9 | 8.7 | 8.15 | 9.95 | 0.0677 | 375.4203 | 458.1185 | 2897
2019-05-08 01:00 | 3050 | [7 empty] | 0.0305 | 417.4254 | 479.7352 | 2605
2019-05-08 02:00 | 3051 | [7 empty] | 0.0207 | 427.9266 | 484.8653 | 2538
2019-05-08 03:00 | 3052 | [7 empty] | 0.0369 | 472.557 | 538.3745 | 1790
2019-05-08 04:00 | 3053 | [7 empty] | 0.0797 | 459.4304 | 548.7055 | 1655
2019-05-08 05:00 | 3054 | [7 empty] | 0.1436 | 343.9165 | 468.2136 | 2776
2019-05-08 06:00 | 3055 | [7 empty] | 0.2074 | 267.7823 | 427.0466 | 3297
2019-05-08 07:00 | 3056 | [7 empty] | 0.2418 | 210.0253 | 388.1434 | 3744
2019-05-08 08:00 | 3057 | [7 empty] | 0.2323 | 178.5215 | 351.4329 | 4142
2019-05-08 09:00 | 3058 | [7 empty] | 0.1922 | 0 | 150.9335 | 5735
2019-05-08 10:00 | 3059 | [7 empty] | 0.1474 | 0 | 126.3798 | 6331
2019-05-08 11:00 | 3060 | [7 empty] | 0.1147 | 0 | 108.4577 | 6825
2019-05-08 12:00 | 3061 | [7 empty] | 0.0946 | 0 | 97.4414 | 7207
2019-05-08 13:00 | 3062 | [7 empty] | 0.0815 | 0 | 90.2616 | 7536
2019-05-08 14:00 | 3063 | [7 empty] | 0.0732 | 0 | 85.7126 | 7855
2019-05-08 15:00 | 3064 | [7 empty] | 0.0727 | 0 | 85.4386 | 7883
2019-05-08 16:00 | 3065 | [7 empty] | 0.0851 | 0 | 92.2347 | 7500
2019-05-08 17:00 | 3066 | [7 empty] | 0.1154 | 0 | 108.8414 | 6797
2019-05-08 18:00 | 3067 | [7 empty] | 0.164 | 0 | 135.4778 | 6076
2019-05-08 19:00 | 3068 | [7 empty] | 0.22 | 183.7722 | 349.9422 | 4156
2019-05-08 20:00 | 3069 | [7 empty] | 0.2583 | 228.4026 | 415.5639 | 3425
2019-05-08 21:00 | 3070 | [7 empty] | 0.2537 | 270.4076 | 455.0478 | 2933
2019-05-08 22:00 | 3071 | [7 empty] | 0.2032 | 288.7848 | 445.7472 | 3065
2019-05-08 23:00 | 3072 | [7 empty] | 0.1308 | 294.0355 | 411.3172 | 3481
2019-05-09 | 3073 |  | 8.35 | 7.15 | 0 | 7.6 | 0 | 6.65 | 0.0677 | 304.5367 | 387.2349 | 3755
2019-05-09 01:00 | 3074 | [7 empty] | 0.0305 | 315.038 | 377.3478 | 3877
2019-05-09 02:00 | 3075 | [7 empty] | 0.0207 | 328.1646 | 385.1032 | 3782
2019-05-09 03:00 | 3076 | [7 empty] | 0.0369 | 343.9165 | 409.734 | 3503
2019-05-09 04:00 | 3077 | [7 empty] | 0.0797 | 288.7848 | 378.0599 | 3869
2019-05-09 05:00 | 3078 | [7 empty] | 0.1436 | 212.6507 | 336.9477 | 4279
2019-05-09 06:00 | 3079 | [7 empty] | 0.2074 | 0 | 159.2643 | 5523
2019-05-09 07:00 | 3080 | [7 empty] | 0.2418 | 0 | 178.1181 | 5152
2019-05-09 08:00 | 3081 | [7 empty] | 0.2323 | 0 | 172.9114 | 5231
2019-05-09 09:00 | 3082 | [7 empty] | 0.1922 | 0 | 150.9335 | 5736
2019-05-09 10:00 | 3083 | [7 empty] | 0.1474 | 0 | 126.3798 | 6332
2019-05-09 11:00 | 3084 | [7 empty] | 0.1147 | 0 | 108.4577 | 6826
2019-05-09 12:00 | 3085 | [7 empty] | 0.0946 | 0 | 97.4414 | 7208
2019-05-09 13:00 | 3086 | [7 empty] | 0.0815 | 0 | 90.2616 | 7537
2019-05-09 14:00 | 3087 | [7 empty] | 0.0732 | 0 | 85.7126 | 7856
2019-05-09 15:00 | 3088 | [7 empty] | 0.0727 | 0 | 85.4386 | 7884
2019-05-09 16:00 | 3089 | [7 empty] | 0.0851 | 0 | 92.2347 | 7501
2019-05-09 17:00 | 3090 | [7 empty] | 0.1154 | 0 | 108.8414 | 6798
2019-05-09 18:00 | 3091 | [7 empty] | 0.164 | 0 | 135.4778 | 6077
2019-05-09 19:00 | 3092 | [7 empty] | 0.22 | 0 | 166.17 | 5338
2019-05-09 20:00 | 3093 | [7 empty] | 0.2583 | 0 | 187.1613 | 4982
2019-05-09 21:00 | 3094 | [7 empty] | 0.2537 | 0 | 184.6402 | 5043
2019-05-09 22:00 | 3095 | [7 empty] | 0.2032 | 181.1469 | 338.1092 | 4269
2019-05-09 23:00 | 3096 | [7 empty] | 0.1308 | 220.5266 | 337.8083 | 4272
2019-05-10 | 3097 |  | 0 | 0 | 0 | 0 | 0 | 0 | 0.0677 | 238.9038 | 321.602 | 4397
2019-05-10 01:00 | 3098 | [7 empty] | 0.0305 | 273.0329 | 335.3427 | 4286
2019-05-10 02:00 | 3099 | [7 empty] | 0.0207 | 294.0355 | 350.9741 | 4146
2019-05-10 03:00 | 3100 | [7 empty] | 0.0369 | 286.1595 | 351.977 | 4133
2019-05-10 04:00 | 3101 | [7 empty] | 0.0797 | 259.9064 | 349.1814 | 4161
2019-05-10 05:00 | 3102 | [7 empty] | 0.1436 | 217.9013 | 342.1984 | 4228
2019-05-10 06:00 | 3103 | [7 empty] | 0.2074 | 178.5215 | 337.7858 | 4273
2019-05-10 07:00 | 3104 | [7 empty] | 0.2418 | 0 | 178.1181 | 5153
2019-05-10 08:00 | 3105 | [7 empty] | 0.2323 | 0 | 172.9114 | 5232
2019-05-10 09:00 | 3106 | [7 empty] | 0.1922 | 0 | 150.9335 | 5737
2019-05-10 10:00 | 3107 | [7 empty] | 0.1474 | 0 | 126.3798 | 6333
2019-05-10 11:00 | 3108 | [7 empty] | 0.1147 | 0 | 108.4577 | 6827
2019-05-10 12:00 | 3109 | [7 empty] | 0.0946 | 0 | 97.4414 | 7209
2019-05-10 13:00 | 3110 | [7 empty] | 0.0815 | 0 | 90.2616 | 7538
2019-05-10 14:00 | 3111 | [7 empty] | 0.0732 | 0 | 85.7126 | 7857
2019-05-10 15:00 | 3112 | [7 empty] | 0.0727 | 0 | 85.4386 | 7885
2019-05-10 16:00 | 3113 | [7 empty] | 0.0851 | 0 | 92.2347 | 7502
2019-05-10 17:00 | 3114 | [7 empty] | 0.1154 | 0 | 108.8414 | 6799
2019-05-10 18:00 | 3115 | [7 empty] | 0.164 | 0 | 135.4778 | 6078
2019-05-10 19:00 | 3116 | [7 empty] | 0.22 | 0 | 166.17 | 5339
2019-05-10 20:00 | 3117 | [7 empty] | 0.2583 | 0 | 187.1613 | 4983
2019-05-10 21:00 | 3118 | [7 empty] | 0.2537 | 0 | 184.6402 | 5044
2019-05-10 22:00 | 3119 | [7 empty] | 0.2032 | 0 | 156.9624 | 5543
2019-05-10 23:00 | 3120 | [7 empty] | 0.1308 | 165.395 | 282.6767 | 4620
2019-05-11 | 3121 |  | 0 | 0 | 6.65 | 0 | 0 | 0 | 0.0677 | 181.1469 | 263.845 | 4699
2019-05-11 01:00 | 3122 | [7 empty] | 0.0305 | 175.8962 | 238.206 | 4768
2019-05-11 02:00 | 3123 | [7 empty] | 0.0207 | 207.4 | 264.3387 | 4697
2019-05-11 03:00 | 3124 | [7 empty] | 0.0369 | 215.276 | 281.0934 | 4626
2019-05-11 04:00 | 3125 | [7 empty] | 0.0797 | 168.0203 | 257.2954 | 4723
2019-05-11 05:00 | 3126 | [7 empty] | 0.1436 | 0 | 124.2971 | 6380
2019-05-11 06:00 | 3127 | [7 empty] | 0.2074 | 0 | 159.2643 | 5524
2019-05-11 07:00 | 3128 | [7 empty] | 0.2418 | 0 | 178.1181 | 5154
2019-05-11 08:00 | 3129 | [7 empty] | 0.2323 | 0 | 172.9114 | 5233
2019-05-11 09:00 | 3130 | [7 empty] | 0.1922 | 0 | 150.9335 | 5738
2019-05-11 10:00 | 3131 | [7 empty] | 0.1474 | 0 | 126.3798 | 6334
2019-05-11 11:00 | 3132 | [7 empty] | 0.1147 | 0 | 108.4577 | 6828
2019-05-11 12:00 | 3133 | [7 empty] | 0.0946 | 0 | 97.4414 | 7210
2019-05-11 13:00 | 3134 | [7 empty] | 0.0815 | 0 | 90.2616 | 7539
2019-05-11 14:00 | 3135 | [7 empty] | 0.0732 | 0 | 85.7126 | 7858
2019-05-11 15:00 | 3136 | [7 empty] | 0.0727 | 0 | 85.4386 | 7886
2019-05-11 16:00 | 3137 | [7 empty] | 0.0851 | 0 | 92.2347 | 7503
2019-05-11 17:00 | 3138 | [7 empty] | 0.1154 | 0 | 108.8414 | 6800
2019-05-11 18:00 | 3139 | [7 empty] | 0.164 | 0 | 135.4778 | 6079
2019-05-11 19:00 | 3140 | [7 empty] | 0.22 | 0 | 166.17 | 5340
2019-05-11 20:00 | 3141 | [7 empty] | 0.2583 | 0 | 187.1613 | 4984
2019-05-11 21:00 | 3142 | [7 empty] | 0.2537 | 0 | 184.6402 | 5045
2019-05-11 22:00 | 3143 | [7 empty] | 0.2032 | 0 | 156.9624 | 5544
2019-05-11 23:00 | 3144 | [7 empty] | 0.1308 | 178.5215 | 295.8033 | 4553
2019-05-12 | 3145 |  | 0 | 0 | 6.85 | 0 | 0 | 0 | 0.0677 | 207.4 | 290.0982 | 4585
2019-05-12 01:00 | 3146 | [7 empty] | 0.0305 | 236.2785 | 298.5883 | 4539
2019-05-12 02:00 | 3147 | [7 empty] | 0.0207 | 246.7798 | 303.7184 | 4507
2019-05-12 03:00 | 3148 | [7 empty] | 0.0369 | 244.1545 | 309.9719 | 4467
2019-05-12 04:00 | 3149 | [7 empty] | 0.0797 | 238.9038 | 328.1789 | 4342
2019-05-12 05:00 | 3150 | [7 empty] | 0.1436 | 233.6532 | 357.9503 | 4073
2019-05-12 06:00 | 3151 | [7 empty] | 0.2074 | 228.4026 | 387.6668 | 3753
2019-05-12 07:00 | 3152 | [7 empty] | 0.2418 | 212.6507 | 390.7687 | 3715
2019-05-12 08:00 | 3153 | [7 empty] | 0.2323 | 196.8988 | 369.8101 | 3952
2019-05-12 09:00 | 3154 | [7 empty] | 0.1922 | 0 | 150.9335 | 5739
2019-05-12 10:00 | 3155 | [7 empty] | 0.1474 | 0 | 126.3798 | 6335
2019-05-12 11:00 | 3156 | [7 empty] | 0.1147 | 0 | 108.4577 | 6829
2019-05-12 12:00 | 3157 | [7 empty] | 0.0946 | 0 | 97.4414 | 7211
2019-05-12 13:00 | 3158 | [7 empty] | 0.0815 | 0 | 90.2616 | 7540
2019-05-12 14:00 | 3159 | [7 empty] | 0.0732 | 0 | 85.7126 | 7859
2019-05-12 15:00 | 3160 | [7 empty] | 0.0727 | 0 | 85.4386 | 7887
2019-05-12 16:00 | 3161 | [7 empty] | 0.0851 | 0 | 92.2347 | 7504
2019-05-12 17:00 | 3162 | [7 empty] | 0.1154 | 0 | 108.8414 | 6801
2019-05-12 18:00 | 3163 | [7 empty] | 0.164 | 0 | 135.4778 | 6080
2019-05-12 19:00 | 3164 | [7 empty] | 0.22 | 0 | 166.17 | 5341
2019-05-12 20:00 | 3165 | [7 empty] | 0.2583 | 0 | 187.1613 | 4985
2019-05-12 21:00 | 3166 | [7 empty] | 0.2537 | 0 | 184.6402 | 5046
2019-05-12 22:00 | 3167 | [7 empty] | 0.2032 | 168.0203 | 324.9826 | 4368
2019-05-12 23:00 | 3168 | [7 empty] | 0.1308 | 173.2709 | 290.5526 | 4584
2019-05-13 | 3169 |  | 7.65 | 7.9 | 8 | 9.2 | 8.35 | 0 | 0.0677 | 202.1494 | 284.8476 | 4611
2019-05-13 01:00 | 3170 | [7 empty] | 0.0305 | 196.8988 | 259.2085 | 4717
2019-05-13 02:00 | 3171 | [7 empty] | 0.0207 | 217.9013 | 274.8399 | 4657
2019-05-13 03:00 | 3172 | [7 empty] | 0.0369 | 223.1519 | 288.9694 | 4590
2019-05-13 04:00 | 3173 | [7 empty] | 0.0797 | 189.0228 | 278.2979 | 4640
2019-05-13 05:00 | 3174 | [7 empty] | 0.1436 | 0 | 124.2971 | 6381
2019-05-13 06:00 | 3175 | [7 empty] | 0.2074 | 0 | 159.2643 | 5525
2019-05-13 07:00 | 3176 | [7 empty] | 0.2418 | 0 | 178.1181 | 5155
2019-05-13 08:00 | 3177 | [7 empty] | 0.2323 | 0 | 172.9114 | 5234
2019-05-13 09:00 | 3178 | [7 empty] | 0.1922 | 0 | 150.9335 | 5740
2019-05-13 10:00 | 3179 | [7 empty] | 0.1474 | 0 | 126.3798 | 6336
2019-05-13 11:00 | 3180 | [7 empty] | 0.1147 | 0 | 108.4577 | 6830
2019-05-13 12:00 | 3181 | [7 empty] | 0.0946 | 0 | 97.4414 | 7212
2019-05-13 13:00 | 3182 | [7 empty] | 0.0815 | 0 | 90.2616 | 7541
2019-05-13 14:00 | 3183 | [7 empty] | 0.0732 | 0 | 85.7126 | 7860
2019-05-13 15:00 | 3184 | [7 empty] | 0.0727 | 0 | 85.4386 | 7888
2019-05-13 16:00 | 3185 | [7 empty] | 0.0851 | 165.395 | 257.6296 | 4721
2019-05-13 17:00 | 3186 | [7 empty] | 0.1154 | 186.3975 | 295.2389 | 4557
2019-05-13 18:00 | 3187 | [7 empty] | 0.164 | 207.4 | 342.8778 | 4222
2019-05-13 19:00 | 3188 | [7 empty] | 0.22 | 215.276 | 381.446 | 3820
2019-05-13 20:00 | 3189 | [7 empty] | 0.2583 | 223.1519 | 410.3132 | 3495
2019-05-13 21:00 | 3190 | [7 empty] | 0.2537 | 231.0279 | 415.668 | 3421
2019-05-13 22:00 | 3191 | [7 empty] | 0.2032 | 238.9038 | 395.8662 | 3659
2019-05-13 23:00 | 3192 | [7 empty] | 0.1308 | 244.1545 | 361.4362 | 4035
2019-05-14 | 3193 |  | 7.8 | 8 | 8.75 | 8.05 | 8.35 | 7.45 | 0.0677 | 246.7798 | 329.478 | 4332
2019-05-14 01:00 | 3194 | [7 empty] | 0.0305 | 246.7798 | 309.0896 | 4479
2019-05-14 02:00 | 3195 | [7 empty] | 0.0207 | 246.7798 | 303.7184 | 4508
2019-05-14 03:00 | 3196 | [7 empty] | 0.0369 | 252.0304 | 317.8479 | 4423
2019-05-14 04:00 | 3197 | [7 empty] | 0.0797 | 252.0304 | 341.3055 | 4238
2019-05-14 05:00 | 3198 | [7 empty] | 0.1436 | 254.6557 | 378.9528 | 3853
2019-05-14 06:00 | 3199 | [7 empty] | 0.2074 | 244.1545 | 403.4187 | 3578
2019-05-14 07:00 | 3200 | [7 empty] | 0.2418 | 241.5291 | 419.6472 | 3392
2019-05-14 08:00 | 3201 | [7 empty] | 0.2323 | 228.4026 | 401.3139 | 3593
2019-05-14 09:00 | 3202 | [7 empty] | 0.1922 | 210.0253 | 360.9589 | 4042
2019-05-14 10:00 | 3203 | [7 empty] | 0.1474 | 202.1494 | 328.5292 | 4340
2019-05-14 11:00 | 3204 | [7 empty] | 0.1147 | 170.6456 | 279.1033 | 4632
2019-05-14 12:00 | 3205 | [7 empty] | 0.0946 | 0 | 97.4414 | 7213
2019-05-14 13:00 | 3206 | [7 empty] | 0.0815 | 0 | 90.2616 | 7542
2019-05-14 14:00 | 3207 | [7 empty] | 0.0732 | 0 | 85.7126 | 7861
2019-05-14 15:00 | 3208 | [7 empty] | 0.0727 | 0 | 85.4386 | 7889
2019-05-14 16:00 | 3209 | [7 empty] | 0.0851 | 0 | 92.2347 | 7505
2019-05-14 17:00 | 3210 | [7 empty] | 0.1154 | 0 | 108.8414 | 6802
2019-05-14 18:00 | 3211 | [7 empty] | 0.164 | 0 | 135.4778 | 6081
2019-05-14 19:00 | 3212 | [7 empty] | 0.22 | 0 | 166.17 | 5342
2019-05-14 20:00 | 3213 | [7 empty] | 0.2583 | 0 | 187.1613 | 4986
2019-05-14 21:00 | 3214 | [7 empty] | 0.2537 | 0 | 184.6402 | 5047
2019-05-14 22:00 | 3215 | [7 empty] | 0.2032 | 165.395 | 322.3573 | 4392
2019-05-14 23:00 | 3216 | [7 empty] | 0.1308 | 165.395 | 282.6767 | 4621
2019-05-15 | 3217 |  | 0 | 0 | 0 | 0 | 0 | 0 | 0.0677 | 170.6456 | 253.3438 | 4738
2019-05-15 01:00 | 3218 | [7 empty] | 0.0305 | 191.6481 | 253.9579 | 4736
2019-05-15 02:00 | 3219 | [7 empty] | 0.0207 | 215.276 | 272.2146 | 4665
2019-05-15 03:00 | 3220 | [7 empty] | 0.0369 | 223.1519 | 288.9694 | 4591
2019-05-15 04:00 | 3221 | [7 empty] | 0.0797 | 210.0253 | 299.3004 | 4535
2019-05-15 05:00 | 3222 | [7 empty] | 0.1436 | 183.7722 | 308.0693 | 4491
2019-05-15 06:00 | 3223 | [7 empty] | 0.2074 | 0 | 159.2643 | 5526
2019-05-15 07:00 | 3224 | [7 empty] | 0.2418 | 0 | 178.1181 | 5156
2019-05-15 08:00 | 3225 | [7 empty] | 0.2323 | 0 | 172.9114 | 5235
2019-05-15 09:00 | 3226 | [7 empty] | 0.1922 | 0 | 150.9335 | 5741
2019-05-15 10:00 | 3227 | [7 empty] | 0.1474 | 0 | 126.3798 | 6337
2019-05-15 11:00 | 3228 | [7 empty] | 0.1147 | 0 | 108.4577 | 6831
2019-05-15 12:00 | 3229 | [7 empty] | 0.0946 | 0 | 97.4414 | 7214
2019-05-15 13:00 | 3230 | [7 empty] | 0.0815 | 0 | 90.2616 | 7543
2019-05-15 14:00 | 3231 | [7 empty] | 0.0732 | 0 | 85.7126 | 7862
2019-05-15 15:00 | 3232 | [7 empty] | 0.0727 | 0 | 85.4386 | 7890
2019-05-15 16:00 | 3233 | [7 empty] | 0.0851 | 0 | 92.2347 | 7506
2019-05-15 17:00 | 3234 | [7 empty] | 0.1154 | 0 | 108.8414 | 6803
2019-05-15 18:00 | 3235 | [7 empty] | 0.164 | 0 | 135.4778 | 6082
2019-05-15 19:00 | 3236 | [7 empty] | 0.22 | 0 | 166.17 | 5343
2019-05-15 20:00 | 3237 | [7 empty] | 0.2583 | 0 | 187.1613 | 4987
2019-05-15 21:00 | 3238 | [7 empty] | 0.2537 | 0 | 184.6402 | 5048
2019-05-15 22:00 | 3239 | [7 empty] | 0.2032 | 0 | 156.9624 | 5545
2019-05-15 23:00 | 3240 | [7 empty] | 0.1308 | 0 | 117.2817 | 6538
2019-05-16 | 3241 |  | 0 | 0 | 0 | 0 | 0 | 0 | 0.0677 | 0 | 82.6982 | 8029
2019-05-16 01:00 | 3242 | [7 empty] | 0.0305 | 0 | 62.3098 | 8505
2019-05-16 02:00 | 3243 | [7 empty] | 0.0207 | 0 | 56.9386 | 8664
2019-05-16 03:00 | 3244 | [7 empty] | 0.0369 | 0 | 65.8175 | 8410
2019-05-16 04:00 | 3245 | [7 empty] | 0.0797 | 0 | 89.2751 | 7687
2019-05-16 05:00 | 3246 | [7 empty] | 0.1436 | 0 | 124.2971 | 6382
2019-05-16 06:00 | 3247 | [7 empty] | 0.2074 | 0 | 159.2643 | 5527
2019-05-16 07:00 | 3248 | [7 empty] | 0.2418 | 0 | 178.1181 | 5157
2019-05-16 08:00 | 3249 | [7 empty] | 0.2323 | 0 | 172.9114 | 5236
2019-05-16 09:00 | 3250 | [7 empty] | 0.1922 | 0 | 150.9335 | 5742
2019-05-16 10:00 | 3251 | [7 empty] | 0.1474 | 0 | 126.3798 | 6338
2019-05-16 11:00 | 3252 | [7 empty] | 0.1147 | 0 | 108.4577 | 6832
2019-05-16 12:00 | 3253 | [7 empty] | 0.0946 | 0 | 97.4414 | 7215
2019-05-16 13:00 | 3254 | [7 empty] | 0.0815 | 0 | 90.2616 | 7544
2019-05-16 14:00 | 3255 | [7 empty] | 0.0732 | 0 | 85.7126 | 7863
2019-05-16 15:00 | 3256 | [7 empty] | 0.0727 | 0 | 85.4386 | 7891
2019-05-16 16:00 | 3257 | [7 empty] | 0.0851 | 0 | 92.2347 | 7507
2019-05-16 17:00 | 3258 | [7 empty] | 0.1154 | 0 | 108.8414 | 6804
2019-05-16 18:00 | 3259 | [7 empty] | 0.164 | 0 | 135.4778 | 6083
2019-05-16 19:00 | 3260 | [7 empty] | 0.22 | 0 | 166.17 | 5344
2019-05-16 20:00 | 3261 | [7 empty] | 0.2583 | 0 | 187.1613 | 4988
2019-05-16 21:00 | 3262 | [7 empty] | 0.2537 | 0 | 184.6402 | 5049
2019-05-16 22:00 | 3263 | [7 empty] | 0.2032 | 0 | 156.9624 | 5546
2019-05-16 23:00 | 3264 | [7 empty] | 0.1308 | 0 | 117.2817 | 6539
2019-05-17 | 3265 |  | 0 | 0 | 0 | 0 | 0 | 0 | 0.0677 | 0 | 82.6982 | 8030
2019-05-17 01:00 | 3266 | [7 empty] | 0.0305 | 0 | 62.3098 | 8506
2019-05-17 02:00 | 3267 | [7 empty] | 0.0207 | 0 | 56.9386 | 8665
2019-05-17 03:00 | 3268 | [7 empty] | 0.0369 | 0 | 65.8175 | 8411
2019-05-17 04:00 | 3269 | [7 empty] | 0.0797 | 0 | 89.2751 | 7688
2019-05-17 05:00 | 3270 | [7 empty] | 0.1436 | 0 | 124.2971 | 6383
2019-05-17 06:00 | 3271 | [7 empty] | 0.2074 | 0 | 159.2643 | 5528
2019-05-17 07:00 | 3272 | [7 empty] | 0.2418 | 0 | 178.1181 | 5158
2019-05-17 08:00 | 3273 | [7 empty] | 0.2323 | 0 | 172.9114 | 5237
2019-05-17 09:00 | 3274 | [7 empty] | 0.1922 | 0 | 150.9335 | 5743
2019-05-17 10:00 | 3275 | [7 empty] | 0.1474 | 0 | 126.3798 | 6339
2019-05-17 11:00 | 3276 | [7 empty] | 0.1147 | 0 | 108.4577 | 6833
2019-05-17 12:00 | 3277 | [7 empty] | 0.0946 | 0 | 97.4414 | 7216
2019-05-17 13:00 | 3278 | [7 empty] | 0.0815 | 0 | 90.2616 | 7545
2019-05-17 14:00 | 3279 | [7 empty] | 0.0732 | 0 | 85.7126 | 7864
2019-05-17 15:00 | 3280 | [7 empty] | 0.0727 | 0 | 85.4386 | 7892
2019-05-17 16:00 | 3281 | [7 empty] | 0.0851 | 0 | 92.2347 | 7508
2019-05-17 17:00 | 3282 | [7 empty] | 0.1154 | 0 | 108.8414 | 6805
2019-05-17 18:00 | 3283 | [7 empty] | 0.164 | 0 | 135.4778 | 6084
2019-05-17 19:00 | 3284 | [7 empty] | 0.22 | 0 | 166.17 | 5345
2019-05-17 20:00 | 3285 | [7 empty] | 0.2583 | 0 | 187.1613 | 4989
2019-05-17 21:00 | 3286 | [7 empty] | 0.2537 | 0 | 184.6402 | 5050
2019-05-17 22:00 | 3287 | [7 empty] | 0.2032 | 0 | 156.9624 | 5547
2019-05-17 23:00 | 3288 | [7 empty] | 0.1308 | 0 | 117.2817 | 6540
2019-05-18 | 3289 |  | 0 | 0 | 0 | 0 | 0 | 0 | 0.0677 | 0 | 82.6982 | 8031
2019-05-18 01:00 | 3290 | [7 empty] | 0.0305 | 0 | 62.3098 | 8507
2019-05-18 02:00 | 3291 | [7 empty] | 0.0207 | 0 | 56.9386 | 8666
2019-05-18 03:00 | 3292 | [7 empty] | 0.0369 | 0 | 65.8175 | 8412
2019-05-18 04:00 | 3293 | [7 empty] | 0.0797 | 0 | 89.2751 | 7689
2019-05-18 05:00 | 3294 | [7 empty] | 0.1436 | 0 | 124.2971 | 6384
2019-05-18 06:00 | 3295 | [7 empty] | 0.2074 | 0 | 159.2643 | 5529
2019-05-18 07:00 | 3296 | [7 empty] | 0.2418 | 0 | 178.1181 | 5159
2019-05-18 08:00 | 3297 | [7 empty] | 0.2323 | 0 | 172.9114 | 5238
2019-05-18 09:00 | 3298 | [7 empty] | 0.1922 | 0 | 150.9335 | 5744
2019-05-18 10:00 | 3299 | [7 empty] | 0.1474 | 0 | 126.3798 | 6340
2019-05-18 11:00 | 3300 | [7 empty] | 0.1147 | 0 | 108.4577 | 6834
2019-05-18 12:00 | 3301 | [7 empty] | 0.0946 | 0 | 97.4414 | 7217
2019-05-18 13:00 | 3302 | [7 empty] | 0.0815 | 0 | 90.2616 | 7546
2019-05-18 14:00 | 3303 | [7 empty] | 0.0732 | 0 | 85.7126 | 7865
2019-05-18 15:00 | 3304 | [7 empty] | 0.0727 | 0 | 85.4386 | 7893
2019-05-18 16:00 | 3305 | [7 empty] | 0.0851 | 0 | 92.2347 | 7509
2019-05-18 17:00 | 3306 | [7 empty] | 0.1154 | 0 | 108.8414 | 6806
2019-05-18 18:00 | 3307 | [7 empty] | 0.164 | 0 | 135.4778 | 6085
2019-05-18 19:00 | 3308 | [7 empty] | 0.22 | 0 | 166.17 | 5346
2019-05-18 20:00 | 3309 | [7 empty] | 0.2583 | 0 | 187.1613 | 4990
2019-05-18 21:00 | 3310 | [7 empty] | 0.2537 | 0 | 184.6402 | 5051
2019-05-18 22:00 | 3311 | [7 empty] | 0.2032 | 0 | 156.9624 | 5548
2019-05-18 23:00 | 3312 | [7 empty] | 0.1308 | 0 | 117.2817 | 6541
2019-05-19 | 3313 |  | 0 | 0 | 0 | 0 | 0 | 0 | 0.0677 | 0 | 82.6982 | 8032
2019-05-19 01:00 | 3314 | [7 empty] | 0.0305 | 0 | 62.3098 | 8508
2019-05-19 02:00 | 3315 | [7 empty] | 0.0207 | 0 | 56.9386 | 8667
2019-05-19 03:00 | 3316 | [7 empty] | 0.0369 | 0 | 65.8175 | 8413
2019-05-19 04:00 | 3317 | [7 empty] | 0.0797 | 0 | 89.2751 | 7690
2019-05-19 05:00 | 3318 | [7 empty] | 0.1436 | 0 | 124.2971 | 6385
2019-05-19 06:00 | 3319 | [7 empty] | 0.2074 | 0 | 159.2643 | 5530
2019-05-19 07:00 | 3320 | [7 empty] | 0.2418 | 0 | 178.1181 | 5160
2019-05-19 08:00 | 3321 | [7 empty] | 0.2323 | 0 | 172.9114 | 5239
2019-05-19 09:00 | 3322 | [7 empty] | 0.1922 | 0 | 150.9335 | 5745
2019-05-19 10:00 | 3323 | [7 empty] | 0.1474 | 0 | 126.3798 | 6341
2019-05-19 11:00 | 3324 | [7 empty] | 0.1147 | 0 | 108.4577 | 6835
2019-05-19 12:00 | 3325 | [7 empty] | 0.0946 | 0 | 97.4414 | 7218
2019-05-19 13:00 | 3326 | [7 empty] | 0.0815 | 0 | 90.2616 | 7547
2019-05-19 14:00 | 3327 | [7 empty] | 0.0732 | 0 | 85.7126 | 7866
2019-05-19 15:00 | 3328 | [7 empty] | 0.0727 | 0 | 85.4386 | 7894
2019-05-19 16:00 | 3329 | [7 empty] | 0.0851 | 0 | 92.2347 | 7510
2019-05-19 17:00 | 3330 | [7 empty] | 0.1154 | 0 | 108.8414 | 6807
2019-05-19 18:00 | 3331 | [7 empty] | 0.164 | 0 | 135.4778 | 6086
2019-05-19 19:00 | 3332 | [7 empty] | 0.22 | 0 | 166.17 | 5347
2019-05-19 20:00 | 3333 | [7 empty] | 0.2583 | 0 | 187.1613 | 4991
2019-05-19 21:00 | 3334 | [7 empty] | 0.2537 | 0 | 184.6402 | 5052
2019-05-19 22:00 | 3335 | [7 empty] | 0.2032 | 0 | 156.9624 | 5549
2019-05-19 23:00 | 3336 | [7 empty] | 0.1308 | 0 | 117.2817 | 6542
2019-05-20 | 3337 |  | 0 | 0 | 0 | 0 | 0 | 0 | 0.0677 | 0 | 82.6982 | 8033
2019-05-20 01:00 | 3338 | [7 empty] | 0.0305 | 0 | 62.3098 | 8509
2019-05-20 02:00 | 3339 | [7 empty] | 0.0207 | 0 | 56.9386 | 8668
2019-05-20 03:00 | 3340 | [7 empty] | 0.0369 | 0 | 65.8175 | 8414
2019-05-20 04:00 | 3341 | [7 empty] | 0.0797 | 0 | 89.2751 | 7691
2019-05-20 05:00 | 3342 | [7 empty] | 0.1436 | 0 | 124.2971 | 6386
2019-05-20 06:00 | 3343 | [7 empty] | 0.2074 | 0 | 159.2643 | 5531
2019-05-20 07:00 | 3344 | [7 empty] | 0.2418 | 0 | 178.1181 | 5161
2019-05-20 08:00 | 3345 | [7 empty] | 0.2323 | 0 | 172.9114 | 5240
2019-05-20 09:00 | 3346 | [7 empty] | 0.1922 | 0 | 150.9335 | 5746
2019-05-20 10:00 | 3347 | [7 empty] | 0.1474 | 0 | 126.3798 | 6342
2019-05-20 11:00 | 3348 | [7 empty] | 0.1147 | 0 | 108.4577 | 6836
2019-05-20 12:00 | 3349 | [7 empty] | 0.0946 | 0 | 97.4414 | 7219
2019-05-20 13:00 | 3350 | [7 empty] | 0.0815 | 0 | 90.2616 | 7548
2019-05-20 14:00 | 3351 | [7 empty] | 0.0732 | 0 | 85.7126 | 7867
2019-05-20 15:00 | 3352 | [7 empty] | 0.0727 | 0 | 85.4386 | 7895
2019-05-20 16:00 | 3353 | [7 empty] | 0.0851 | 0 | 92.2347 | 7511
2019-05-20 17:00 | 3354 | [7 empty] | 0.1154 | 0 | 108.8414 | 6808
2019-05-20 18:00 | 3355 | [7 empty] | 0.164 | 0 | 135.4778 | 6087
2019-05-20 19:00 | 3356 | [7 empty] | 0.22 | 0 | 166.17 | 5348
2019-05-20 20:00 | 3357 | [7 empty] | 0.2583 | 0 | 187.1613 | 4992
2019-05-20 21:00 | 3358 | [7 empty] | 0.2537 | 0 | 184.6402 | 5053
2019-05-20 22:00 | 3359 | [7 empty] | 0.2032 | 0 | 156.9624 | 5550
2019-05-20 23:00 | 3360 | [7 empty] | 0.1308 | 0 | 117.2817 | 6543
2019-05-21 | 3361 |  | 0 | 0 | 0 | 0 | 0 | 0 | 0.0677 | 0 | 82.6982 | 8034
2019-05-21 01:00 | 3362 | [7 empty] | 0.0305 | 0 | 62.3098 | 8510
2019-05-21 02:00 | 3363 | [7 empty] | 0.0207 | 0 | 56.9386 | 8669
2019-05-21 03:00 | 3364 | [7 empty] | 0.0369 | 0 | 65.8175 | 8415
2019-05-21 04:00 | 3365 | [7 empty] | 0.0797 | 0 | 89.2751 | 7692
2019-05-21 05:00 | 3366 | [7 empty] | 0.1436 | 0 | 124.2971 | 6387
2019-05-21 06:00 | 3367 | [7 empty] | 0.2074 | 0 | 159.2643 | 5532
2019-05-21 07:00 | 3368 | [7 empty] | 0.2418 | 0 | 178.1181 | 5162
2019-05-21 08:00 | 3369 | [7 empty] | 0.2323 | 0 | 172.9114 | 5241
2019-05-21 09:00 | 3370 | [7 empty] | 0.1922 | 0 | 150.9335 | 5747
2019-05-21 10:00 | 3371 | [7 empty] | 0.1474 | 0 | 126.3798 | 6343
2019-05-21 11:00 | 3372 | [7 empty] | 0.1147 | 0 | 108.4577 | 6837
2019-05-21 12:00 | 3373 | [7 empty] | 0.0946 | 0 | 97.4414 | 7220
2019-05-21 13:00 | 3374 | [7 empty] | 0.0815 | 0 | 90.2616 | 7549
2019-05-21 14:00 | 3375 | [7 empty] | 0.0732 | 0 | 85.7126 | 7868
2019-05-21 15:00 | 3376 | [7 empty] | 0.0727 | 0 | 85.4386 | 7896
2019-05-21 16:00 | 3377 | [7 empty] | 0.0851 | 0 | 92.2347 | 7512
2019-05-21 17:00 | 3378 | [7 empty] | 0.1154 | 0 | 108.8414 | 6809
2019-05-21 18:00 | 3379 | [7 empty] | 0.164 | 0 | 135.4778 | 6088
2019-05-21 19:00 | 3380 | [7 empty] | 0.22 | 0 | 166.17 | 5349
2019-05-21 20:00 | 3381 | [7 empty] | 0.2583 | 0 | 187.1613 | 4993
2019-05-21 21:00 | 3382 | [7 empty] | 0.2537 | 0 | 184.6402 | 5054
2019-05-21 22:00 | 3383 | [7 empty] | 0.2032 | 0 | 156.9624 | 5551
2019-05-21 23:00 | 3384 | [7 empty] | 0.1308 | 0 | 117.2817 | 6544
2019-05-22 | 3385 |  | 0 | 0 | 0 | 0 | 0 | 0 | 0.0677 | 0 | 82.6982 | 8035
2019-05-22 01:00 | 3386 | [7 empty] | 0.0305 | 0 | 62.3098 | 8511
2019-05-22 02:00 | 3387 | [7 empty] | 0.0207 | 0 | 56.9386 | 8670
2019-05-22 03:00 | 3388 | [7 empty] | 0.0369 | 0 | 65.8175 | 8416
2019-05-22 04:00 | 3389 | [7 empty] | 0.0797 | 0 | 89.2751 | 7693
2019-05-22 05:00 | 3390 | [7 empty] | 0.1436 | 0 | 124.2971 | 6388
2019-05-22 06:00 | 3391 | [7 empty] | 0.2074 | 0 | 159.2643 | 5533
2019-05-22 07:00 | 3392 | [7 empty] | 0.2418 | 0 | 178.1181 | 5163
2019-05-22 08:00 | 3393 | [7 empty] | 0.2323 | 0 | 172.9114 | 5242
2019-05-22 09:00 | 3394 | [7 empty] | 0.1922 | 0 | 150.9335 | 5748
2019-05-22 10:00 | 3395 | [7 empty] | 0.1474 | 0 | 126.3798 | 6344
2019-05-22 11:00 | 3396 | [7 empty] | 0.1147 | 0 | 108.4577 | 6838
2019-05-22 12:00 | 3397 | [7 empty] | 0.0946 | 0 | 97.4414 | 7221
2019-05-22 13:00 | 3398 | [7 empty] | 0.0815 | 0 | 90.2616 | 7550
2019-05-22 14:00 | 3399 | [7 empty] | 0.0732 | 0 | 85.7126 | 7869
2019-05-22 15:00 | 3400 | [7 empty] | 0.0727 | 0 | 85.4386 | 7897
2019-05-22 16:00 | 3401 | [7 empty] | 0.0851 | 0 | 92.2347 | 7513
2019-05-22 17:00 | 3402 | [7 empty] | 0.1154 | 0 | 108.8414 | 6810
2019-05-22 18:00 | 3403 | [7 empty] | 0.164 | 0 | 135.4778 | 6089
2019-05-22 19:00 | 3404 | [7 empty] | 0.22 | 0 | 166.17 | 5350
2019-05-22 20:00 | 3405 | [7 empty] | 0.2583 | 0 | 187.1613 | 4994
2019-05-22 21:00 | 3406 | [7 empty] | 0.2537 | 0 | 184.6402 | 5055
2019-05-22 22:00 | 3407 | [7 empty] | 0.2032 | 0 | 156.9624 | 5552
2019-05-22 23:00 | 3408 | [7 empty] | 0.1308 | 0 | 117.2817 | 6545
2019-05-23 | 3409 |  | 0 | 0 | 0 | 0 | 0 | 0 | 0.0677 | 0 | 82.6982 | 8036
2019-05-23 01:00 | 3410 | [7 empty] | 0.0305 | 0 | 62.3098 | 8512
2019-05-23 02:00 | 3411 | [7 empty] | 0.0207 | 165.395 | 222.3336 | 4788
2019-05-23 03:00 | 3412 | [7 empty] | 0.0369 | 0 | 65.8175 | 8417
2019-05-23 04:00 | 3413 | [7 empty] | 0.0797 | 0 | 89.2751 | 7694
2019-05-23 05:00 | 3414 | [7 empty] | 0.1436 | 0 | 124.2971 | 6389
2019-05-23 06:00 | 3415 | [7 empty] | 0.2074 | 0 | 159.2643 | 5534
2019-05-23 07:00 | 3416 | [7 empty] | 0.2418 | 0 | 178.1181 | 5164
2019-05-23 08:00 | 3417 | [7 empty] | 0.2323 | 0 | 172.9114 | 5243
2019-05-23 09:00 | 3418 | [7 empty] | 0.1922 | 0 | 150.9335 | 5749
2019-05-23 10:00 | 3419 | [7 empty] | 0.1474 | 0 | 126.3798 | 6345
2019-05-23 11:00 | 3420 | [7 empty] | 0.1147 | 0 | 108.4577 | 6839
2019-05-23 12:00 | 3421 | [7 empty] | 0.0946 | 0 | 97.4414 | 7222
2019-05-23 13:00 | 3422 | [7 empty] | 0.0815 | 0 | 90.2616 | 7551
2019-05-23 14:00 | 3423 | [7 empty] | 0.0732 | 0 | 85.7126 | 7870
2019-05-23 15:00 | 3424 | [7 empty] | 0.0727 | 0 | 85.4386 | 7898
2019-05-23 16:00 | 3425 | [7 empty] | 0.0851 | 0 | 92.2347 | 7514
2019-05-23 17:00 | 3426 | [7 empty] | 0.1154 | 0 | 108.8414 | 6811
2019-05-23 18:00 | 3427 | [7 empty] | 0.164 | 0 | 135.4778 | 6090
2019-05-23 19:00 | 3428 | [7 empty] | 0.22 | 0 | 166.17 | 5351
2019-05-23 20:00 | 3429 | [7 empty] | 0.2583 | 0 | 187.1613 | 4995
2019-05-23 21:00 | 3430 | [7 empty] | 0.2537 | 0 | 184.6402 | 5056
2019-05-23 22:00 | 3431 | [7 empty] | 0.2032 | 0 | 156.9624 | 5553
2019-05-23 23:00 | 3432 | [7 empty] | 0.1308 | 0 | 117.2817 | 6546
2019-05-24 | 3433 |  | 0 | 0 | 0 | 0 | 0 | 0 | 0.0677 | 0 | 82.6982 | 8037
2019-05-24 01:00 | 3434 | [7 empty] | 0.0305 | 0 | 62.3098 | 8513
2019-05-24 02:00 | 3435 | [7 empty] | 0.0207 | 0 | 56.9386 | 8671
2019-05-24 03:00 | 3436 | [7 empty] | 0.0369 | 0 | 65.8175 | 8418
2019-05-24 04:00 | 3437 | [7 empty] | 0.0797 | 0 | 89.2751 | 7695
2019-05-24 05:00 | 3438 | [7 empty] | 0.1436 | 0 | 124.2971 | 6390
2019-05-24 06:00 | 3439 | [7 empty] | 0.2074 | 0 | 159.2643 | 5535
2019-05-24 07:00 | 3440 | [7 empty] | 0.2418 | 0 | 178.1181 | 5165
2019-05-24 08:00 | 3441 | [7 empty] | 0.2323 | 0 | 172.9114 | 5244
2019-05-24 09:00 | 3442 | [7 empty] | 0.1922 | 0 | 150.9335 | 5750
2019-05-24 10:00 | 3443 | [7 empty] | 0.1474 | 0 | 126.3798 | 6346
2019-05-24 11:00 | 3444 | [7 empty] | 0.1147 | 0 | 108.4577 | 6840
2019-05-24 12:00 | 3445 | [7 empty] | 0.0946 | 0 | 97.4414 | 7223
2019-05-24 13:00 | 3446 | [7 empty] | 0.0815 | 0 | 90.2616 | 7552
2019-05-24 14:00 | 3447 | [7 empty] | 0.0732 | 0 | 85.7126 | 7871
2019-05-24 15:00 | 3448 | [7 empty] | 0.0727 | 0 | 85.4386 | 7899
2019-05-24 16:00 | 3449 | [7 empty] | 0.0851 | 0 | 92.2347 | 7515
2019-05-24 17:00 | 3450 | [7 empty] | 0.1154 | 0 | 108.8414 | 6812
2019-05-24 18:00 | 3451 | [7 empty] | 0.164 | 0 | 135.4778 | 6091
2019-05-24 19:00 | 3452 | [7 empty] | 0.22 | 0 | 166.17 | 5352
2019-05-24 20:00 | 3453 | [7 empty] | 0.2583 | 0 | 187.1613 | 4996
2019-05-24 21:00 | 3454 | [7 empty] | 0.2537 | 0 | 184.6402 | 5057
2019-05-24 22:00 | 3455 | [7 empty] | 0.2032 | 0 | 156.9624 | 5554
2019-05-24 23:00 | 3456 | [7 empty] | 0.1308 | 0 | 117.2817 | 6547
2019-05-25 | 3457 |  | 0 | 0 | 0 | 0 | 0 | 0 | 0.0677 | 0 | 82.6982 | 8038
2019-05-25 01:00 | 3458 | [7 empty] | 0.0305 | 0 | 62.3098 | 8514
2019-05-25 02:00 | 3459 | [7 empty] | 0.0207 | 0 | 56.9386 | 8672
2019-05-25 03:00 | 3460 | [7 empty] | 0.0369 | 0 | 65.8175 | 8419
2019-05-25 04:00 | 3461 | [7 empty] | 0.0797 | 0 | 89.2751 | 7696
2019-05-25 05:00 | 3462 | [7 empty] | 0.1436 | 0 | 124.2971 | 6391
2019-05-25 06:00 | 3463 | [7 empty] | 0.2074 | 0 | 159.2643 | 5536
2019-05-25 07:00 | 3464 | [7 empty] | 0.2418 | 0 | 178.1181 | 5166
2019-05-25 08:00 | 3465 | [7 empty] | 0.2323 | 0 | 172.9114 | 5245
2019-05-25 09:00 | 3466 | [7 empty] | 0.1922 | 0 | 150.9335 | 5751
2019-05-25 10:00 | 3467 | [7 empty] | 0.1474 | 0 | 126.3798 | 6347
2019-05-25 11:00 | 3468 | [7 empty] | 0.1147 | 0 | 108.4577 | 6841
2019-05-25 12:00 | 3469 | [7 empty] | 0.0946 | 0 | 97.4414 | 7224
2019-05-25 13:00 | 3470 | [7 empty] | 0.0815 | 0 | 90.2616 | 7553
2019-05-25 14:00 | 3471 | [7 empty] | 0.0732 | 0 | 85.7126 | 7872
2019-05-25 15:00 | 3472 | [7 empty] | 0.0727 | 0 | 85.4386 | 7900
2019-05-25 16:00 | 3473 | [7 empty] | 0.0851 | 0 | 92.2347 | 7516
2019-05-25 17:00 | 3474 | [7 empty] | 0.1154 | 0 | 108.8414 | 6813
2019-05-25 18:00 | 3475 | [7 empty] | 0.164 | 0 | 135.4778 | 6092
2019-05-25 19:00 | 3476 | [7 empty] | 0.22 | 0 | 166.17 | 5353
2019-05-25 20:00 | 3477 | [7 empty] | 0.2583 | 0 | 187.1613 | 4997
2019-05-25 21:00 | 3478 | [7 empty] | 0.2537 | 0 | 184.6402 | 5058
2019-05-25 22:00 | 3479 | [7 empty] | 0.2032 | 0 | 156.9624 | 5555
2019-05-25 23:00 | 3480 | [7 empty] | 0.1308 | 0 | 117.2817 | 6548
2019-05-26 | 3481 |  | 0 | 0 | 0 | 0 | 0 | 0 | 0.0677 | 0 | 82.6982 | 8039
2019-05-26 01:00 | 3482 | [7 empty] | 0.0305 | 0 | 62.3098 | 8515
2019-05-26 02:00 | 3483 | [7 empty] | 0.0207 | 0 | 56.9386 | 8673
2019-05-26 03:00 | 3484 | [7 empty] | 0.0369 | 0 | 65.8175 | 8420
2019-05-26 04:00 | 3485 | [7 empty] | 0.0797 | 0 | 89.2751 | 7697
2019-05-26 05:00 | 3486 | [7 empty] | 0.1436 | 0 | 124.2971 | 6392
2019-05-26 06:00 | 3487 | [7 empty] | 0.2074 | 0 | 159.2643 | 5537
2019-05-26 07:00 | 3488 | [7 empty] | 0.2418 | 0 | 178.1181 | 5167
2019-05-26 08:00 | 3489 | [7 empty] | 0.2323 | 0 | 172.9114 | 5246
2019-05-26 09:00 | 3490 | [7 empty] | 0.1922 | 0 | 150.9335 | 5752
2019-05-26 10:00 | 3491 | [7 empty] | 0.1474 | 0 | 126.3798 | 6348
2019-05-26 11:00 | 3492 | [7 empty] | 0.1147 | 0 | 108.4577 | 6842
2019-05-26 12:00 | 3493 | [7 empty] | 0.0946 | 0 | 97.4414 | 7225
2019-05-26 13:00 | 3494 | [7 empty] | 0.0815 | 0 | 90.2616 | 7554
2019-05-26 14:00 | 3495 | [7 empty] | 0.0732 | 0 | 85.7126 | 7873
2019-05-26 15:00 | 3496 | [7 empty] | 0.0727 | 0 | 85.4386 | 7901
2019-05-26 16:00 | 3497 | [7 empty] | 0.0851 | 0 | 92.2347 | 7517
2019-05-26 17:00 | 3498 | [7 empty] | 0.1154 | 0 | 108.8414 | 6814
2019-05-26 18:00 | 3499 | [7 empty] | 0.164 | 0 | 135.4778 | 6093
2019-05-26 19:00 | 3500 | [7 empty] | 0.22 | 0 | 166.17 | 5354
2019-05-26 20:00 | 3501 | [7 empty] | 0.2583 | 0 | 187.1613 | 4998
2019-05-26 21:00 | 3502 | [7 empty] | 0.2537 | 0 | 184.6402 | 5059
2019-05-26 22:00 | 3503 | [7 empty] | 0.2032 | 0 | 156.9624 | 5556
2019-05-26 23:00 | 3504 | [7 empty] | 0.1308 | 0 | 117.2817 | 6549
2019-05-27 | 3505 |  | 0 | 0 | 0 | 0 | 0 | 0 | 0.0677 | 0 | 82.6982 | 8040
2019-05-27 01:00 | 3506 | [7 empty] | 0.0305 | 0 | 62.3098 | 8516
2019-05-27 02:00 | 3507 | [7 empty] | 0.0207 | 0 | 56.9386 | 8674
2019-05-27 03:00 | 3508 | [7 empty] | 0.0369 | 0 | 65.8175 | 8421
2019-05-27 04:00 | 3509 | [7 empty] | 0.0797 | 0 | 89.2751 | 7698
2019-05-27 05:00 | 3510 | [7 empty] | 0.1436 | 0 | 124.2971 | 6393
2019-05-27 06:00 | 3511 | [7 empty] | 0.2074 | 0 | 159.2643 | 5538
2019-05-27 07:00 | 3512 | [7 empty] | 0.2418 | 0 | 178.1181 | 5168
2019-05-27 08:00 | 3513 | [7 empty] | 0.2323 | 0 | 172.9114 | 5247
2019-05-27 09:00 | 3514 | [7 empty] | 0.1922 | 0 | 150.9335 | 5753
2019-05-27 10:00 | 3515 | [7 empty] | 0.1474 | 0 | 126.3798 | 6349
2019-05-27 11:00 | 3516 | [7 empty] | 0.1147 | 0 | 108.4577 | 6843
2019-05-27 12:00 | 3517 | [7 empty] | 0.0946 | 0 | 97.4414 | 7226
2019-05-27 13:00 | 3518 | [7 empty] | 0.0815 | 0 | 90.2616 | 7555
2019-05-27 14:00 | 3519 | [7 empty] | 0.0732 | 0 | 85.7126 | 7874
2019-05-27 15:00 | 3520 | [7 empty] | 0.0727 | 0 | 85.4386 | 7902
2019-05-27 16:00 | 3521 | [7 empty] | 0.0851 | 0 | 92.2347 | 7518
2019-05-27 17:00 | 3522 | [7 empty] | 0.1154 | 0 | 108.8414 | 6815
2019-05-27 18:00 | 3523 | [7 empty] | 0.164 | 0 | 135.4778 | 6094
2019-05-27 19:00 | 3524 | [7 empty] | 0.22 | 0 | 166.17 | 5355
2019-05-27 20:00 | 3525 | [7 empty] | 0.2583 | 0 | 187.1613 | 4999
2019-05-27 21:00 | 3526 | [7 empty] | 0.2537 | 0 | 184.6402 | 5060
2019-05-27 22:00 | 3527 | [7 empty] | 0.2032 | 0 | 156.9624 | 5557
2019-05-27 23:00 | 3528 | [7 empty] | 0.1308 | 0 | 117.2817 | 6550
2019-05-28 | 3529 |  | 0 | 0 | 0 | 0 | 0 | 0 | 0.0677 | 0 | 82.6982 | 8041
2019-05-28 01:00 | 3530 | [7 empty] | 0.0305 | 0 | 62.3098 | 8517
2019-05-28 02:00 | 3531 | [7 empty] | 0.0207 | 0 | 56.9386 | 8675
2019-05-28 03:00 | 3532 | [7 empty] | 0.0369 | 0 | 65.8175 | 8422
2019-05-28 04:00 | 3533 | [7 empty] | 0.0797 | 0 | 89.2751 | 7699
2019-05-28 05:00 | 3534 | [7 empty] | 0.1436 | 0 | 124.2971 | 6394
2019-05-28 06:00 | 3535 | [7 empty] | 0.2074 | 0 | 159.2643 | 5539
2019-05-28 07:00 | 3536 | [7 empty] | 0.2418 | 0 | 178.1181 | 5169
2019-05-28 08:00 | 3537 | [7 empty] | 0.2323 | 0 | 172.9114 | 5248
2019-05-28 09:00 | 3538 | [7 empty] | 0.1922 | 0 | 150.9335 | 5754
2019-05-28 10:00 | 3539 | [7 empty] | 0.1474 | 0 | 126.3798 | 6350
2019-05-28 11:00 | 3540 | [7 empty] | 0.1147 | 0 | 108.4577 | 6844
2019-05-28 12:00 | 3541 | [7 empty] | 0.0946 | 0 | 97.4414 | 7227
2019-05-28 13:00 | 3542 | [7 empty] | 0.0815 | 0 | 90.2616 | 7556
2019-05-28 14:00 | 3543 | [7 empty] | 0.0732 | 0 | 85.7126 | 7875
2019-05-28 15:00 | 3544 | [7 empty] | 0.0727 | 0 | 85.4386 | 7903
2019-05-28 16:00 | 3545 | [7 empty] | 0.0851 | 0 | 92.2347 | 7519
2019-05-28 17:00 | 3546 | [7 empty] | 0.1154 | 0 | 108.8414 | 6816
2019-05-28 18:00 | 3547 | [7 empty] | 0.164 | 0 | 135.4778 | 6095
2019-05-28 19:00 | 3548 | [7 empty] | 0.22 | 0 | 166.17 | 5356
2019-05-28 20:00 | 3549 | [7 empty] | 0.2583 | 0 | 187.1613 | 5000
2019-05-28 21:00 | 3550 | [7 empty] | 0.2537 | 0 | 184.6402 | 5061
2019-05-28 22:00 | 3551 | [7 empty] | 0.2032 | 0 | 156.9624 | 5558
2019-05-28 23:00 | 3552 | [7 empty] | 0.1308 | 0 | 117.2817 | 6551
2019-05-29 | 3553 |  | 0 | 0 | 7.4 | 6.85 | 0 | 0 | 0.0677 | 0 | 82.6982 | 8042
2019-05-29 01:00 | 3554 | [7 empty] | 0.0305 | 0 | 62.3098 | 8518
2019-05-29 02:00 | 3555 | [7 empty] | 0.0207 | 0 | 56.9386 | 8676
2019-05-29 03:00 | 3556 | [7 empty] | 0.0369 | 0 | 65.8175 | 8423
2019-05-29 04:00 | 3557 | [7 empty] | 0.0797 | 0 | 89.2751 | 7700
2019-05-29 05:00 | 3558 | [7 empty] | 0.1436 | 0 | 124.2971 | 6395
2019-05-29 06:00 | 3559 | [7 empty] | 0.2074 | 0 | 159.2643 | 5540
2019-05-29 07:00 | 3560 | [7 empty] | 0.2418 | 0 | 178.1181 | 5170
2019-05-29 08:00 | 3561 | [7 empty] | 0.2323 | 0 | 172.9114 | 5249
2019-05-29 09:00 | 3562 | [7 empty] | 0.1922 | 0 | 150.9335 | 5755
2019-05-29 10:00 | 3563 | [7 empty] | 0.1474 | 0 | 126.3798 | 6351
2019-05-29 11:00 | 3564 | [7 empty] | 0.1147 | 0 | 108.4577 | 6845
2019-05-29 12:00 | 3565 | [7 empty] | 0.0946 | 0 | 97.4414 | 7228
2019-05-29 13:00 | 3566 | [7 empty] | 0.0815 | 0 | 90.2616 | 7557
2019-05-29 14:00 | 3567 | [7 empty] | 0.0732 | 0 | 85.7126 | 7876
2019-05-29 15:00 | 3568 | [7 empty] | 0.0727 | 0 | 85.4386 | 7904
2019-05-29 16:00 | 3569 | [7 empty] | 0.0851 | 0 | 92.2347 | 7520
2019-05-29 17:00 | 3570 | [7 empty] | 0.1154 | 0 | 108.8414 | 6817
2019-05-29 18:00 | 3571 | [7 empty] | 0.164 | 0 | 135.4778 | 6096
2019-05-29 19:00 | 3572 | [7 empty] | 0.22 | 0 | 166.17 | 5357
2019-05-29 20:00 | 3573 | [7 empty] | 0.2583 | 0 | 187.1613 | 5001
2019-05-29 21:00 | 3574 | [7 empty] | 0.2537 | 0 | 184.6402 | 5062
2019-05-29 22:00 | 3575 | [7 empty] | 0.2032 | 0 | 156.9624 | 5559
2019-05-29 23:00 | 3576 | [7 empty] | 0.1308 | 0 | 117.2817 | 6552
2019-05-30 | 3577 |  | 0 | 0 | 7 | 6.4 | 0 | 0 | 0.0677 | 181.1469 | 263.845 | 4700
2019-05-30 01:00 | 3578 | [7 empty] | 0.0305 | 225.7772 | 288.087 | 4601
2019-05-30 02:00 | 3579 | [7 empty] | 0.0207 | 254.6557 | 311.5944 | 4458
2019-05-30 03:00 | 3580 | [7 empty] | 0.0369 | 259.9064 | 325.7238 | 4365
2019-05-30 04:00 | 3581 | [7 empty] | 0.0797 | 225.7772 | 315.0523 | 4442
2019-05-30 05:00 | 3582 | [7 empty] | 0.1436 | 178.5215 | 302.8186 | 4516
2019-05-30 06:00 | 3583 | [7 empty] | 0.2074 | 0 | 159.2643 | 5541
2019-05-30 07:00 | 3584 | [7 empty] | 0.2418 | 0 | 178.1181 | 5171
2019-05-30 08:00 | 3585 | [7 empty] | 0.2323 | 0 | 172.9114 | 5250
2019-05-30 09:00 | 3586 | [7 empty] | 0.1922 | 0 | 150.9335 | 5756
2019-05-30 10:00 | 3587 | [7 empty] | 0.1474 | 0 | 126.3798 | 6352
2019-05-30 11:00 | 3588 | [7 empty] | 0.1147 | 0 | 108.4577 | 6846
2019-05-30 12:00 | 3589 | [7 empty] | 0.0946 | 0 | 97.4414 | 7229
2019-05-30 13:00 | 3590 | [7 empty] | 0.0815 | 0 | 90.2616 | 7558
2019-05-30 14:00 | 3591 | [7 empty] | 0.0732 | 0 | 85.7126 | 7877
2019-05-30 15:00 | 3592 | [7 empty] | 0.0727 | 0 | 85.4386 | 7905
2019-05-30 16:00 | 3593 | [7 empty] | 0.0851 | 0 | 92.2347 | 7521
2019-05-30 17:00 | 3594 | [7 empty] | 0.1154 | 0 | 108.8414 | 6818
2019-05-30 18:00 | 3595 | [7 empty] | 0.164 | 0 | 135.4778 | 6097
2019-05-30 19:00 | 3596 | [7 empty] | 0.22 | 0 | 166.17 | 5358
2019-05-30 20:00 | 3597 | [7 empty] | 0.2583 | 0 | 187.1613 | 5002
2019-05-30 21:00 | 3598 | [7 empty] | 0.2537 | 0 | 184.6402 | 5063
2019-05-30 22:00 | 3599 | [7 empty] | 0.2032 | 183.7722 | 340.7345 | 4245
2019-05-30 23:00 | 3600 | [7 empty] | 0.1308 | 210.0253 | 327.3071 | 4352
2019-05-31 | 3601 |  | 0 | 0 | 0 | 0 | 0 | 0 | 0.0677 | 249.4051 | 332.1033 | 4310
2019-05-31 01:00 | 3602 | [7 empty] | 0.0305 | 257.281 | 319.5908 | 4412
2019-05-31 02:00 | 3603 | [7 empty] | 0.0207 | 291.4102 | 348.3488 | 4167
2019-05-31 03:00 | 3604 | [7 empty] | 0.0369 | 278.2836 | 344.101 | 4204
2019-05-31 04:00 | 3605 | [7 empty] | 0.0797 | 191.6481 | 280.9232 | 4627
2019-05-31 05:00 | 3606 | [7 empty] | 0.1436 | 0 | 124.2971 | 6396
2019-05-31 06:00 | 3607 | [7 empty] | 0.2074 | 0 | 159.2643 | 5542
2019-05-31 07:00 | 3608 | [7 empty] | 0.2418 | 0 | 178.1181 | 5172
2019-05-31 08:00 | 3609 | [7 empty] | 0.2323 | 0 | 172.9114 | 5251
2019-05-31 09:00 | 3610 | [7 empty] | 0.1922 | 0 | 150.9335 | 5757
2019-05-31 10:00 | 3611 | [7 empty] | 0.1474 | 0 | 126.3798 | 6353
2019-05-31 11:00 | 3612 | [7 empty] | 0.1147 | 0 | 108.4577 | 6847
2019-05-31 12:00 | 3613 | [7 empty] | 0.0946 | 0 | 97.4414 | 7230
2019-05-31 13:00 | 3614 | [7 empty] | 0.0815 | 0 | 90.2616 | 7559
2019-05-31 14:00 | 3615 | [7 empty] | 0.0732 | 0 | 85.7126 | 7878
2019-05-31 15:00 | 3616 | [7 empty] | 0.0727 | 0 | 85.4386 | 7906
2019-05-31 16:00 | 3617 | [7 empty] | 0.0851 | 0 | 92.2347 | 7522
2019-05-31 17:00 | 3618 | [7 empty] | 0.1154 | 0 | 108.8414 | 6819
2019-05-31 18:00 | 3619 | [7 empty] | 0.164 | 0 | 135.4778 | 6098
2019-05-31 19:00 | 3620 | [7 empty] | 0.22 | 0 | 166.17 | 5359
2019-05-31 20:00 | 3621 | [7 empty] | 0.2583 | 0 | 187.1613 | 5003
2019-05-31 21:00 | 3622 | [7 empty] | 0.2537 | 0 | 184.6402 | 5064
2019-05-31 22:00 | 3623 | [7 empty] | 0.2032 | 0 | 156.9624 | 5560
2019-05-31 23:00 | 3624 | [7 empty] | 0.1308 | 0 | 117.2817 | 6553
2019-06-01 | 3625 |  | 0 | 0 | 0 | 0 | 0 | 0 | 0.0639 | 0 | 80.6155 | 8099
2019-06-01 01:00 | 3626 | [7 empty] | 0.0288 | 0 | 61.3781 | 8519
2019-06-01 02:00 | 3627 | [7 empty] | 0.0195 | 0 | 56.281 | 8677
2019-06-01 03:00 | 3628 | [7 empty] | 0.0348 | 0 | 64.6665 | 8424
2019-06-01 04:00 | 3629 | [7 empty] | 0.0752 | 0 | 86.8087 | 7762
2019-06-01 05:00 | 3630 | [7 empty] | 0.1356 | 0 | 119.9125 | 6508
2019-06-01 06:00 | 3631 | [7 empty] | 0.1959 | 0 | 152.9614 | 5670
2019-06-01 07:00 | 3632 | [7 empty] | 0.2283 | 0 | 170.7191 | 5279
2019-06-01 08:00 | 3633 | [7 empty] | 0.2194 | 0 | 165.8412 | 5360
2019-06-01 09:00 | 3634 | [7 empty] | 0.1815 | 0 | 145.0691 | 5887
2019-06-01 10:00 | 3635 | [7 empty] | 0.1392 | 0 | 121.8856 | 6447
2019-06-01 11:00 | 3636 | [7 empty] | 0.1083 | 0 | 104.95 | 6970
2019-06-01 12:00 | 3637 | [7 empty] | 0.0894 | 0 | 94.5914 | 7386
2019-06-01 13:00 | 3638 | [7 empty] | 0.077 | 0 | 87.7953 | 7732
2019-06-01 14:00 | 3639 | [7 empty] | 0.0692 | 0 | 83.5203 | 7938
2019-06-01 15:00 | 3640 | [7 empty] | 0.0687 | 0 | 83.2463 | 7968
2019-06-01 16:00 | 3641 | [7 empty] | 0.0804 | 0 | 89.6587 | 7657
2019-06-01 17:00 | 3642 | [7 empty] | 0.1089 | 0 | 105.2789 | 6940
2019-06-01 18:00 | 3643 | [7 empty] | 0.1549 | 0 | 130.4903 | 6265
2019-06-01 19:00 | 3644 | [7 empty] | 0.2078 | 0 | 159.4835 | 5493
2019-06-01 20:00 | 3645 | [7 empty] | 0.244 | 0 | 179.3238 | 5121
2019-06-01 21:00 | 3646 | [7 empty] | 0.2396 | 0 | 176.9123 | 5173
2019-06-01 22:00 | 3647 | [7 empty] | 0.1919 | 0 | 150.7691 | 5758
2019-06-01 23:00 | 3648 | [7 empty] | 0.1235 | 0 | 113.2808 | 6671
2019-06-02 | 3649 |  | 0 | 0 | 0 | 0 | 0 | 0 | 0.0639 | 0 | 80.6155 | 8100
2019-06-02 01:00 | 3650 | [7 empty] | 0.0288 | 0 | 61.3781 | 8520
2019-06-02 02:00 | 3651 | [7 empty] | 0.0195 | 0 | 56.281 | 8678
2019-06-02 03:00 | 3652 | [7 empty] | 0.0348 | 0 | 64.6665 | 8425
2019-06-02 04:00 | 3653 | [7 empty] | 0.0752 | 0 | 86.8087 | 7763
2019-06-02 05:00 | 3654 | [7 empty] | 0.1356 | 0 | 119.9125 | 6509
2019-06-02 06:00 | 3655 | [7 empty] | 0.1959 | 0 | 152.9614 | 5671
2019-06-02 07:00 | 3656 | [7 empty] | 0.2283 | 0 | 170.7191 | 5280
2019-06-02 08:00 | 3657 | [7 empty] | 0.2194 | 0 | 165.8412 | 5361
2019-06-02 09:00 | 3658 | [7 empty] | 0.1815 | 0 | 145.0691 | 5888
2019-06-02 10:00 | 3659 | [7 empty] | 0.1392 | 0 | 121.8856 | 6448
2019-06-02 11:00 | 3660 | [7 empty] | 0.1083 | 0 | 104.95 | 6971
2019-06-02 12:00 | 3661 | [7 empty] | 0.0894 | 0 | 94.5914 | 7387
2019-06-02 13:00 | 3662 | [7 empty] | 0.077 | 0 | 87.7953 | 7733
2019-06-02 14:00 | 3663 | [7 empty] | 0.0692 | 0 | 83.5203 | 7939
2019-06-02 15:00 | 3664 | [7 empty] | 0.0687 | 0 | 83.2463 | 7969
2019-06-02 16:00 | 3665 | [7 empty] | 0.0804 | 0 | 89.6587 | 7658
2019-06-02 17:00 | 3666 | [7 empty] | 0.1089 | 0 | 105.2789 | 6941
2019-06-02 18:00 | 3667 | [7 empty] | 0.1549 | 0 | 130.4903 | 6266
2019-06-02 19:00 | 3668 | [7 empty] | 0.2078 | 0 | 159.4835 | 5494
2019-06-02 20:00 | 3669 | [7 empty] | 0.244 | 0 | 179.3238 | 5122
2019-06-02 21:00 | 3670 | [7 empty] | 0.2396 | 0 | 176.9123 | 5174
2019-06-02 22:00 | 3671 | [7 empty] | 0.1919 | 0 | 150.7691 | 5759
2019-06-02 23:00 | 3672 | [7 empty] | 0.1235 | 0 | 113.2808 | 6672
2019-06-03 | 3673 |  | 0 | 0 | 0 | 0 | 0 | 0 | 0.0639 | 0 | 80.6155 | 8101
2019-06-03 01:00 | 3674 | [7 empty] | 0.0288 | 0 | 61.3781 | 8521
2019-06-03 02:00 | 3675 | [7 empty] | 0.0195 | 178.5215 | 234.8025 | 4774
2019-06-03 03:00 | 3676 | [7 empty] | 0.0348 | 173.2709 | 237.9374 | 4769
2019-06-03 04:00 | 3677 | [7 empty] | 0.0752 | 0 | 86.8087 | 7764
2019-06-03 05:00 | 3678 | [7 empty] | 0.1356 | 0 | 119.9125 | 6510
2019-06-03 06:00 | 3679 | [7 empty] | 0.1959 | 0 | 152.9614 | 5672
2019-06-03 07:00 | 3680 | [7 empty] | 0.2283 | 0 | 170.7191 | 5281
2019-06-03 08:00 | 3681 | [7 empty] | 0.2194 | 0 | 165.8412 | 5362
2019-06-03 09:00 | 3682 | [7 empty] | 0.1815 | 0 | 145.0691 | 5889
2019-06-03 10:00 | 3683 | [7 empty] | 0.1392 | 0 | 121.8856 | 6449
2019-06-03 11:00 | 3684 | [7 empty] | 0.1083 | 0 | 104.95 | 6972
2019-06-03 12:00 | 3685 | [7 empty] | 0.0894 | 0 | 94.5914 | 7388
2019-06-03 13:00 | 3686 | [7 empty] | 0.077 | 0 | 87.7953 | 7734
2019-06-03 14:00 | 3687 | [7 empty] | 0.0692 | 0 | 83.5203 | 7940
2019-06-03 15:00 | 3688 | [7 empty] | 0.0687 | 0 | 83.2463 | 7970
2019-06-03 16:00 | 3689 | [7 empty] | 0.0804 | 0 | 89.6587 | 7659
2019-06-03 17:00 | 3690 | [7 empty] | 0.1089 | 0 | 105.2789 | 6942
2019-06-03 18:00 | 3691 | [7 empty] | 0.1549 | 0 | 130.4903 | 6267
2019-06-03 19:00 | 3692 | [7 empty] | 0.2078 | 0 | 159.4835 | 5495
2019-06-03 20:00 | 3693 | [7 empty] | 0.244 | 0 | 179.3238 | 5123
2019-06-03 21:00 | 3694 | [7 empty] | 0.2396 | 0 | 176.9123 | 5175
2019-06-03 22:00 | 3695 | [7 empty] | 0.1919 | 0 | 150.7691 | 5760
2019-06-03 23:00 | 3696 | [7 empty] | 0.1235 | 0 | 113.2808 | 6673
2019-06-04 | 3697 |  | 0 | 0 | 0 | 0 | 0 | 0 | 0.0639 | 0 | 80.6155 | 8102
2019-06-04 01:00 | 3698 | [7 empty] | 0.0288 | 0 | 61.3781 | 8522
2019-06-04 02:00 | 3699 | [7 empty] | 0.0195 | 0 | 56.281 | 8679
2019-06-04 03:00 | 3700 | [7 empty] | 0.0348 | 0 | 64.6665 | 8426
2019-06-04 04:00 | 3701 | [7 empty] | 0.0752 | 0 | 86.8087 | 7765
2019-06-04 05:00 | 3702 | [7 empty] | 0.1356 | 0 | 119.9125 | 6511
2019-06-04 06:00 | 3703 | [7 empty] | 0.1959 | 0 | 152.9614 | 5673
2019-06-04 07:00 | 3704 | [7 empty] | 0.2283 | 0 | 170.7191 | 5282
2019-06-04 08:00 | 3705 | [7 empty] | 0.2194 | 0 | 165.8412 | 5363
2019-06-04 09:00 | 3706 | [7 empty] | 0.1815 | 0 | 145.0691 | 5890
2019-06-04 10:00 | 3707 | [7 empty] | 0.1392 | 0 | 121.8856 | 6450
2019-06-04 11:00 | 3708 | [7 empty] | 0.1083 | 0 | 104.95 | 6973
2019-06-04 12:00 | 3709 | [7 empty] | 0.0894 | 0 | 94.5914 | 7389
2019-06-04 13:00 | 3710 | [7 empty] | 0.077 | 0 | 87.7953 | 7735
2019-06-04 14:00 | 3711 | [7 empty] | 0.0692 | 0 | 83.5203 | 7941
2019-06-04 15:00 | 3712 | [7 empty] | 0.0687 | 0 | 83.2463 | 7971
2019-06-04 16:00 | 3713 | [7 empty] | 0.0804 | 0 | 89.6587 | 7660
2019-06-04 17:00 | 3714 | [7 empty] | 0.1089 | 0 | 105.2789 | 6943
2019-06-04 18:00 | 3715 | [7 empty] | 0.1549 | 0 | 130.4903 | 6268
2019-06-04 19:00 | 3716 | [7 empty] | 0.2078 | 0 | 159.4835 | 5496
2019-06-04 20:00 | 3717 | [7 empty] | 0.244 | 0 | 179.3238 | 5124
2019-06-04 21:00 | 3718 | [7 empty] | 0.2396 | 0 | 176.9123 | 5176
2019-06-04 22:00 | 3719 | [7 empty] | 0.1919 | 0 | 150.7691 | 5761
2019-06-04 23:00 | 3720 | [7 empty] | 0.1235 | 0 | 113.2808 | 6674
2019-06-05 | 3721 |  | 0 | 0 | 0 | 0 | 0 | 0 | 0.0639 | 0 | 80.6155 | 8103
2019-06-05 01:00 | 3722 | [7 empty] | 0.0288 | 0 | 61.3781 | 8523
2019-06-05 02:00 | 3723 | [7 empty] | 0.0195 | 0 | 56.281 | 8680
2019-06-05 03:00 | 3724 | [7 empty] | 0.0348 | 0 | 64.6665 | 8427
2019-06-05 04:00 | 3725 | [7 empty] | 0.0752 | 0 | 86.8087 | 7766
2019-06-05 05:00 | 3726 | [7 empty] | 0.1356 | 0 | 119.9125 | 6512
2019-06-05 06:00 | 3727 | [7 empty] | 0.1959 | 0 | 152.9614 | 5674
2019-06-05 07:00 | 3728 | [7 empty] | 0.2283 | 0 | 170.7191 | 5283
2019-06-05 08:00 | 3729 | [7 empty] | 0.2194 | 0 | 165.8412 | 5364
2019-06-05 09:00 | 3730 | [7 empty] | 0.1815 | 0 | 145.0691 | 5891
2019-06-05 10:00 | 3731 | [7 empty] | 0.1392 | 0 | 121.8856 | 6451
2019-06-05 11:00 | 3732 | [7 empty] | 0.1083 | 0 | 104.95 | 6974
2019-06-05 12:00 | 3733 | [7 empty] | 0.0894 | 0 | 94.5914 | 7390
2019-06-05 13:00 | 3734 | [7 empty] | 0.077 | 0 | 87.7953 | 7736
2019-06-05 14:00 | 3735 | [7 empty] | 0.0692 | 0 | 83.5203 | 7942
2019-06-05 15:00 | 3736 | [7 empty] | 0.0687 | 0 | 83.2463 | 7972
2019-06-05 16:00 | 3737 | [7 empty] | 0.0804 | 0 | 89.6587 | 7661
2019-06-05 17:00 | 3738 | [7 empty] | 0.1089 | 0 | 105.2789 | 6944
2019-06-05 18:00 | 3739 | [7 empty] | 0.1549 | 0 | 130.4903 | 6269
2019-06-05 19:00 | 3740 | [7 empty] | 0.2078 | 0 | 159.4835 | 5497
2019-06-05 20:00 | 3741 | [7 empty] | 0.244 | 0 | 179.3238 | 5125
2019-06-05 21:00 | 3742 | [7 empty] | 0.2396 | 0 | 176.9123 | 5177
2019-06-05 22:00 | 3743 | [7 empty] | 0.1919 | 0 | 150.7691 | 5762
2019-06-05 23:00 | 3744 | [7 empty] | 0.1235 | 0 | 113.2808 | 6675
2019-06-06 | 3745 |  | 0 | 0 | 0 | 0 | 0 | 0 | 0.0639 | 0 | 80.6155 | 8104
2019-06-06 01:00 | 3746 | [7 empty] | 0.0288 | 0 | 61.3781 | 8524
2019-06-06 02:00 | 3747 | [7 empty] | 0.0195 | 0 | 56.281 | 8681
2019-06-06 03:00 | 3748 | [7 empty] | 0.0348 | 0 | 64.6665 | 8428
2019-06-06 04:00 | 3749 | [7 empty] | 0.0752 | 0 | 86.8087 | 7767
2019-06-06 05:00 | 3750 | [7 empty] | 0.1356 | 0 | 119.9125 | 6513
2019-06-06 06:00 | 3751 | [7 empty] | 0.1959 | 0 | 152.9614 | 5675
2019-06-06 07:00 | 3752 | [7 empty] | 0.2283 | 0 | 170.7191 | 5284
2019-06-06 08:00 | 3753 | [7 empty] | 0.2194 | 0 | 165.8412 | 5365
2019-06-06 09:00 | 3754 | [7 empty] | 0.1815 | 0 | 145.0691 | 5892
2019-06-06 10:00 | 3755 | [7 empty] | 0.1392 | 0 | 121.8856 | 6452
2019-06-06 11:00 | 3756 | [7 empty] | 0.1083 | 0 | 104.95 | 6975
2019-06-06 12:00 | 3757 | [7 empty] | 0.0894 | 0 | 94.5914 | 7391
2019-06-06 13:00 | 3758 | [7 empty] | 0.077 | 0 | 87.7953 | 7737
2019-06-06 14:00 | 3759 | [7 empty] | 0.0692 | 0 | 83.5203 | 7943
2019-06-06 15:00 | 3760 | [7 empty] | 0.0687 | 0 | 83.2463 | 7973
2019-06-06 16:00 | 3761 | [7 empty] | 0.0804 | 0 | 89.6587 | 7662
2019-06-06 17:00 | 3762 | [7 empty] | 0.1089 | 0 | 105.2789 | 6945
2019-06-06 18:00 | 3763 | [7 empty] | 0.1549 | 0 | 130.4903 | 6270
2019-06-06 19:00 | 3764 | [7 empty] | 0.2078 | 0 | 159.4835 | 5498
2019-06-06 20:00 | 3765 | [7 empty] | 0.244 | 0 | 179.3238 | 5126
2019-06-06 21:00 | 3766 | [7 empty] | 0.2396 | 0 | 176.9123 | 5178
2019-06-06 22:00 | 3767 | [7 empty] | 0.1919 | 0 | 150.7691 | 5763
2019-06-06 23:00 | 3768 | [7 empty] | 0.1235 | 0 | 113.2808 | 6676
2019-06-07 | 3769 |  | 0 | 0 | 0 | 0 | 0 | 0 | 0.0639 | 0 | 80.6155 | 8105
2019-06-07 01:00 | 3770 | [7 empty] | 0.0288 | 0 | 61.3781 | 8525
2019-06-07 02:00 | 3771 | [7 empty] | 0.0195 | 0 | 56.281 | 8682
2019-06-07 03:00 | 3772 | [7 empty] | 0.0348 | 0 | 64.6665 | 8429
2019-06-07 04:00 | 3773 | [7 empty] | 0.0752 | 0 | 86.8087 | 7768
2019-06-07 05:00 | 3774 | [7 empty] | 0.1356 | 0 | 119.9125 | 6514
2019-06-07 06:00 | 3775 | [7 empty] | 0.1959 | 0 | 152.9614 | 5676
2019-06-07 07:00 | 3776 | [7 empty] | 0.2283 | 0 | 170.7191 | 5285
2019-06-07 08:00 | 3777 | [7 empty] | 0.2194 | 0 | 165.8412 | 5366
2019-06-07 09:00 | 3778 | [7 empty] | 0.1815 | 0 | 145.0691 | 5893
2019-06-07 10:00 | 3779 | [7 empty] | 0.1392 | 0 | 121.8856 | 6453
2019-06-07 11:00 | 3780 | [7 empty] | 0.1083 | 0 | 104.95 | 6976
2019-06-07 12:00 | 3781 | [7 empty] | 0.0894 | 0 | 94.5914 | 7392
2019-06-07 13:00 | 3782 | [7 empty] | 0.077 | 0 | 87.7953 | 7738
2019-06-07 14:00 | 3783 | [7 empty] | 0.0692 | 0 | 83.5203 | 7944
2019-06-07 15:00 | 3784 | [7 empty] | 0.0687 | 0 | 83.2463 | 7974
2019-06-07 16:00 | 3785 | [7 empty] | 0.0804 | 0 | 89.6587 | 7663
2019-06-07 17:00 | 3786 | [7 empty] | 0.1089 | 0 | 105.2789 | 6946
2019-06-07 18:00 | 3787 | [7 empty] | 0.1549 | 0 | 130.4903 | 6271
2019-06-07 19:00 | 3788 | [7 empty] | 0.2078 | 0 | 159.4835 | 5499
2019-06-07 20:00 | 3789 | [7 empty] | 0.244 | 0 | 179.3238 | 5127
2019-06-07 21:00 | 3790 | [7 empty] | 0.2396 | 0 | 176.9123 | 5179
2019-06-07 22:00 | 3791 | [7 empty] | 0.1919 | 0 | 150.7691 | 5764
2019-06-07 23:00 | 3792 | [7 empty] | 0.1235 | 0 | 113.2808 | 6677
2019-06-08 | 3793 |  | 0 | 0 | 0 | 0 | 0 | 0 | 0.0639 | 0 | 80.6155 | 8106
2019-06-08 01:00 | 3794 | [7 empty] | 0.0288 | 0 | 61.3781 | 8526
2019-06-08 02:00 | 3795 | [7 empty] | 0.0195 | 0 | 56.281 | 8683
2019-06-08 03:00 | 3796 | [7 empty] | 0.0348 | 0 | 64.6665 | 8430
2019-06-08 04:00 | 3797 | [7 empty] | 0.0752 | 0 | 86.8087 | 7769
2019-06-08 05:00 | 3798 | [7 empty] | 0.1356 | 0 | 119.9125 | 6515
2019-06-08 06:00 | 3799 | [7 empty] | 0.1959 | 0 | 152.9614 | 5677
2019-06-08 07:00 | 3800 | [7 empty] | 0.2283 | 0 | 170.7191 | 5286
2019-06-08 08:00 | 3801 | [7 empty] | 0.2194 | 0 | 165.8412 | 5367
2019-06-08 09:00 | 3802 | [7 empty] | 0.1815 | 0 | 145.0691 | 5894
2019-06-08 10:00 | 3803 | [7 empty] | 0.1392 | 0 | 121.8856 | 6454
2019-06-08 11:00 | 3804 | [7 empty] | 0.1083 | 0 | 104.95 | 6977
2019-06-08 12:00 | 3805 | [7 empty] | 0.0894 | 0 | 94.5914 | 7393
2019-06-08 13:00 | 3806 | [7 empty] | 0.077 | 0 | 87.7953 | 7739
2019-06-08 14:00 | 3807 | [7 empty] | 0.0692 | 0 | 83.5203 | 7945
2019-06-08 15:00 | 3808 | [7 empty] | 0.0687 | 0 | 83.2463 | 7975
2019-06-08 16:00 | 3809 | [7 empty] | 0.0804 | 0 | 89.6587 | 7664
2019-06-08 17:00 | 3810 | [7 empty] | 0.1089 | 0 | 105.2789 | 6947
2019-06-08 18:00 | 3811 | [7 empty] | 0.1549 | 0 | 130.4903 | 6272
2019-06-08 19:00 | 3812 | [7 empty] | 0.2078 | 0 | 159.4835 | 5500
2019-06-08 20:00 | 3813 | [7 empty] | 0.244 | 0 | 179.3238 | 5128
2019-06-08 21:00 | 3814 | [7 empty] | 0.2396 | 0 | 176.9123 | 5180
2019-06-08 22:00 | 3815 | [7 empty] | 0.1919 | 0 | 150.7691 | 5765
2019-06-08 23:00 | 3816 | [7 empty] | 0.1235 | 0 | 113.2808 | 6678
2019-06-09 | 3817 |  | 0 | 0 | 0 | 0 | 0 | 0 | 0.0639 | 0 | 80.6155 | 8107
2019-06-09 01:00 | 3818 | [7 empty] | 0.0288 | 0 | 61.3781 | 8527
2019-06-09 02:00 | 3819 | [7 empty] | 0.0195 | 0 | 56.281 | 8684
2019-06-09 03:00 | 3820 | [7 empty] | 0.0348 | 0 | 64.6665 | 8431
2019-06-09 04:00 | 3821 | [7 empty] | 0.0752 | 0 | 86.8087 | 7770
2019-06-09 05:00 | 3822 | [7 empty] | 0.1356 | 0 | 119.9125 | 6516
2019-06-09 06:00 | 3823 | [7 empty] | 0.1959 | 0 | 152.9614 | 5678
2019-06-09 07:00 | 3824 | [7 empty] | 0.2283 | 0 | 170.7191 | 5287
2019-06-09 08:00 | 3825 | [7 empty] | 0.2194 | 0 | 165.8412 | 5368
2019-06-09 09:00 | 3826 | [7 empty] | 0.1815 | 0 | 145.0691 | 5895
2019-06-09 10:00 | 3827 | [7 empty] | 0.1392 | 0 | 121.8856 | 6455
2019-06-09 11:00 | 3828 | [7 empty] | 0.1083 | 0 | 104.95 | 6978
2019-06-09 12:00 | 3829 | [7 empty] | 0.0894 | 0 | 94.5914 | 7394
2019-06-09 13:00 | 3830 | [7 empty] | 0.077 | 0 | 87.7953 | 7740
2019-06-09 14:00 | 3831 | [7 empty] | 0.0692 | 0 | 83.5203 | 7946
2019-06-09 15:00 | 3832 | [7 empty] | 0.0687 | 0 | 83.2463 | 7976
2019-06-09 16:00 | 3833 | [7 empty] | 0.0804 | 0 | 89.6587 | 7665
2019-06-09 17:00 | 3834 | [7 empty] | 0.1089 | 0 | 105.2789 | 6948
2019-06-09 18:00 | 3835 | [7 empty] | 0.1549 | 0 | 130.4903 | 6273
2019-06-09 19:00 | 3836 | [7 empty] | 0.2078 | 0 | 159.4835 | 5501
2019-06-09 20:00 | 3837 | [7 empty] | 0.244 | 0 | 179.3238 | 5129
2019-06-09 21:00 | 3838 | [7 empty] | 0.2396 | 0 | 176.9123 | 5181
2019-06-09 22:00 | 3839 | [7 empty] | 0.1919 | 0 | 150.7691 | 5766
2019-06-09 23:00 | 3840 | [7 empty] | 0.1235 | 0 | 113.2808 | 6679
2019-06-10 | 3841 |  | 0 | 0 | 0 | 0 | 0 | 0 | 0.0639 | 0 | 80.6155 | 8108
2019-06-10 01:00 | 3842 | [7 empty] | 0.0288 | 0 | 61.3781 | 8528
2019-06-10 02:00 | 3843 | [7 empty] | 0.0195 | 0 | 56.281 | 8685
2019-06-10 03:00 | 3844 | [7 empty] | 0.0348 | 0 | 64.6665 | 8432
2019-06-10 04:00 | 3845 | [7 empty] | 0.0752 | 0 | 86.8087 | 7771
2019-06-10 05:00 | 3846 | [7 empty] | 0.1356 | 0 | 119.9125 | 6517
2019-06-10 06:00 | 3847 | [7 empty] | 0.1959 | 0 | 152.9614 | 5679
2019-06-10 07:00 | 3848 | [7 empty] | 0.2283 | 0 | 170.7191 | 5288
2019-06-10 08:00 | 3849 | [7 empty] | 0.2194 | 0 | 165.8412 | 5369
2019-06-10 09:00 | 3850 | [7 empty] | 0.1815 | 0 | 145.0691 | 5896
2019-06-10 10:00 | 3851 | [7 empty] | 0.1392 | 0 | 121.8856 | 6456
2019-06-10 11:00 | 3852 | [7 empty] | 0.1083 | 0 | 104.95 | 6979
2019-06-10 12:00 | 3853 | [7 empty] | 0.0894 | 0 | 94.5914 | 7395
2019-06-10 13:00 | 3854 | [7 empty] | 0.077 | 0 | 87.7953 | 7741
2019-06-10 14:00 | 3855 | [7 empty] | 0.0692 | 0 | 83.5203 | 7947
2019-06-10 15:00 | 3856 | [7 empty] | 0.0687 | 0 | 83.2463 | 7977
2019-06-10 16:00 | 3857 | [7 empty] | 0.0804 | 0 | 89.6587 | 7666
2019-06-10 17:00 | 3858 | [7 empty] | 0.1089 | 0 | 105.2789 | 6949
2019-06-10 18:00 | 3859 | [7 empty] | 0.1549 | 0 | 130.4903 | 6274
2019-06-10 19:00 | 3860 | [7 empty] | 0.2078 | 0 | 159.4835 | 5502
2019-06-10 20:00 | 3861 | [7 empty] | 0.244 | 0 | 179.3238 | 5130
2019-06-10 21:00 | 3862 | [7 empty] | 0.2396 | 0 | 176.9123 | 5182
2019-06-10 22:00 | 3863 | [7 empty] | 0.1919 | 0 | 150.7691 | 5767
2019-06-10 23:00 | 3864 | [7 empty] | 0.1235 | 0 | 113.2808 | 6680
2019-06-11 | 3865 |  | 0 | 0 | 0 | 0 | 0 | 0 | 0.0639 | 0 | 80.6155 | 8109
2019-06-11 01:00 | 3866 | [7 empty] | 0.0288 | 0 | 61.3781 | 8529
2019-06-11 02:00 | 3867 | [7 empty] | 0.0195 | 0 | 56.281 | 8686
2019-06-11 03:00 | 3868 | [7 empty] | 0.0348 | 0 | 64.6665 | 8433
2019-06-11 04:00 | 3869 | [7 empty] | 0.0752 | 0 | 86.8087 | 7772
2019-06-11 05:00 | 3870 | [7 empty] | 0.1356 | 0 | 119.9125 | 6518
2019-06-11 06:00 | 3871 | [7 empty] | 0.1959 | 0 | 152.9614 | 5680
2019-06-11 07:00 | 3872 | [7 empty] | 0.2283 | 0 | 170.7191 | 5289
2019-06-11 08:00 | 3873 | [7 empty] | 0.2194 | 0 | 165.8412 | 5370
2019-06-11 09:00 | 3874 | [7 empty] | 0.1815 | 0 | 145.0691 | 5897
2019-06-11 10:00 | 3875 | [7 empty] | 0.1392 | 0 | 121.8856 | 6457
2019-06-11 11:00 | 3876 | [7 empty] | 0.1083 | 0 | 104.95 | 6980
2019-06-11 12:00 | 3877 | [7 empty] | 0.0894 | 0 | 94.5914 | 7396
2019-06-11 13:00 | 3878 | [7 empty] | 0.077 | 0 | 87.7953 | 7742
2019-06-11 14:00 | 3879 | [7 empty] | 0.0692 | 0 | 83.5203 | 7948
2019-06-11 15:00 | 3880 | [7 empty] | 0.0687 | 0 | 83.2463 | 7978
2019-06-11 16:00 | 3881 | [7 empty] | 0.0804 | 0 | 89.6587 | 7667
2019-06-11 17:00 | 3882 | [7 empty] | 0.1089 | 0 | 105.2789 | 6950
2019-06-11 18:00 | 3883 | [7 empty] | 0.1549 | 0 | 130.4903 | 6275
2019-06-11 19:00 | 3884 | [7 empty] | 0.2078 | 0 | 159.4835 | 5503
2019-06-11 20:00 | 3885 | [7 empty] | 0.244 | 0 | 179.3238 | 5131
2019-06-11 21:00 | 3886 | [7 empty] | 0.2396 | 0 | 176.9123 | 5183
2019-06-11 22:00 | 3887 | [7 empty] | 0.1919 | 0 | 150.7691 | 5768
2019-06-11 23:00 | 3888 | [7 empty] | 0.1235 | 0 | 113.2808 | 6681
2019-06-12 | 3889 |  | 0 | 0 | 0 | 0 | 0 | 0 | 0.0639 | 0 | 80.6155 | 8110
2019-06-12 01:00 | 3890 | [7 empty] | 0.0288 | 0 | 61.3781 | 8530
2019-06-12 02:00 | 3891 | [7 empty] | 0.0195 | 0 | 56.281 | 8687
2019-06-12 03:00 | 3892 | [7 empty] | 0.0348 | 0 | 64.6665 | 8434
2019-06-12 04:00 | 3893 | [7 empty] | 0.0752 | 0 | 86.8087 | 7773
2019-06-12 05:00 | 3894 | [7 empty] | 0.1356 | 0 | 119.9125 | 6519
2019-06-12 06:00 | 3895 | [7 empty] | 0.1959 | 0 | 152.9614 | 5681
2019-06-12 07:00 | 3896 | [7 empty] | 0.2283 | 0 | 170.7191 | 5290
2019-06-12 08:00 | 3897 | [7 empty] | 0.2194 | 0 | 165.8412 | 5371
2019-06-12 09:00 | 3898 | [7 empty] | 0.1815 | 0 | 145.0691 | 5898
2019-06-12 10:00 | 3899 | [7 empty] | 0.1392 | 0 | 121.8856 | 6458
2019-06-12 11:00 | 3900 | [7 empty] | 0.1083 | 0 | 104.95 | 6981
2019-06-12 12:00 | 3901 | [7 empty] | 0.0894 | 0 | 94.5914 | 7397
2019-06-12 13:00 | 3902 | [7 empty] | 0.077 | 0 | 87.7953 | 7743
2019-06-12 14:00 | 3903 | [7 empty] | 0.0692 | 0 | 83.5203 | 7949
2019-06-12 15:00 | 3904 | [7 empty] | 0.0687 | 0 | 83.2463 | 7979
2019-06-12 16:00 | 3905 | [7 empty] | 0.0804 | 0 | 89.6587 | 7668
2019-06-12 17:00 | 3906 | [7 empty] | 0.1089 | 0 | 105.2789 | 6951
2019-06-12 18:00 | 3907 | [7 empty] | 0.1549 | 0 | 130.4903 | 6276
2019-06-12 19:00 | 3908 | [7 empty] | 0.2078 | 0 | 159.4835 | 5504
2019-06-12 20:00 | 3909 | [7 empty] | 0.244 | 0 | 179.3238 | 5132
2019-06-12 21:00 | 3910 | [7 empty] | 0.2396 | 0 | 176.9123 | 5184
2019-06-12 22:00 | 3911 | [7 empty] | 0.1919 | 0 | 150.7691 | 5769
2019-06-12 23:00 | 3912 | [7 empty] | 0.1235 | 0 | 113.2808 | 6682
2019-06-13 | 3913 |  | 0 | 0 | 0 | 0 | 0 | 0 | 0.0639 | 0 | 80.6155 | 8111
2019-06-13 01:00 | 3914 | [7 empty] | 0.0288 | 0 | 61.3781 | 8531
2019-06-13 02:00 | 3915 | [7 empty] | 0.0195 | 0 | 56.281 | 8688
2019-06-13 03:00 | 3916 | [7 empty] | 0.0348 | 0 | 64.6665 | 8435
2019-06-13 04:00 | 3917 | [7 empty] | 0.0752 | 0 | 86.8087 | 7774
2019-06-13 05:00 | 3918 | [7 empty] | 0.1356 | 0 | 119.9125 | 6520
2019-06-13 06:00 | 3919 | [7 empty] | 0.1959 | 0 | 152.9614 | 5682
2019-06-13 07:00 | 3920 | [7 empty] | 0.2283 | 0 | 170.7191 | 5291
2019-06-13 08:00 | 3921 | [7 empty] | 0.2194 | 0 | 165.8412 | 5372
2019-06-13 09:00 | 3922 | [7 empty] | 0.1815 | 0 | 145.0691 | 5899
2019-06-13 10:00 | 3923 | [7 empty] | 0.1392 | 0 | 121.8856 | 6459
2019-06-13 11:00 | 3924 | [7 empty] | 0.1083 | 0 | 104.95 | 6982
2019-06-13 12:00 | 3925 | [7 empty] | 0.0894 | 0 | 94.5914 | 7398
2019-06-13 13:00 | 3926 | [7 empty] | 0.077 | 0 | 87.7953 | 7744
2019-06-13 14:00 | 3927 | [7 empty] | 0.0692 | 0 | 83.5203 | 7950
2019-06-13 15:00 | 3928 | [7 empty] | 0.0687 | 0 | 83.2463 | 7980
2019-06-13 16:00 | 3929 | [7 empty] | 0.0804 | 0 | 89.6587 | 7669
2019-06-13 17:00 | 3930 | [7 empty] | 0.1089 | 0 | 105.2789 | 6952
2019-06-13 18:00 | 3931 | [7 empty] | 0.1549 | 0 | 130.4903 | 6277
2019-06-13 19:00 | 3932 | [7 empty] | 0.2078 | 0 | 159.4835 | 5505
2019-06-13 20:00 | 3933 | [7 empty] | 0.244 | 0 | 179.3238 | 5133
2019-06-13 21:00 | 3934 | [7 empty] | 0.2396 | 0 | 176.9123 | 5185
2019-06-13 22:00 | 3935 | [7 empty] | 0.1919 | 0 | 150.7691 | 5770
2019-06-13 23:00 | 3936 | [7 empty] | 0.1235 | 0 | 113.2808 | 6683
2019-06-14 | 3937 |  | 0 | 0 | 0 | 0 | 0 | 0 | 0.0639 | 0 | 80.6155 | 8112
2019-06-14 01:00 | 3938 | [7 empty] | 0.0288 | 0 | 61.3781 | 8532
2019-06-14 02:00 | 3939 | [7 empty] | 0.0195 | 0 | 56.281 | 8689
2019-06-14 03:00 | 3940 | [7 empty] | 0.0348 | 0 | 64.6665 | 8436
2019-06-14 04:00 | 3941 | [7 empty] | 0.0752 | 0 | 86.8087 | 7775
2019-06-14 05:00 | 3942 | [7 empty] | 0.1356 | 0 | 119.9125 | 6521
2019-06-14 06:00 | 3943 | [7 empty] | 0.1959 | 0 | 152.9614 | 5683
2019-06-14 07:00 | 3944 | [7 empty] | 0.2283 | 0 | 170.7191 | 5292
2019-06-14 08:00 | 3945 | [7 empty] | 0.2194 | 0 | 165.8412 | 5373
2019-06-14 09:00 | 3946 | [7 empty] | 0.1815 | 0 | 145.0691 | 5900
2019-06-14 10:00 | 3947 | [7 empty] | 0.1392 | 0 | 121.8856 | 6460
2019-06-14 11:00 | 3948 | [7 empty] | 0.1083 | 0 | 104.95 | 6983
2019-06-14 12:00 | 3949 | [7 empty] | 0.0894 | 0 | 94.5914 | 7399
2019-06-14 13:00 | 3950 | [7 empty] | 0.077 | 0 | 87.7953 | 7745
2019-06-14 14:00 | 3951 | [7 empty] | 0.0692 | 0 | 83.5203 | 7951
2019-06-14 15:00 | 3952 | [7 empty] | 0.0687 | 0 | 83.2463 | 7981
2019-06-14 16:00 | 3953 | [7 empty] | 0.0804 | 0 | 89.6587 | 7670
2019-06-14 17:00 | 3954 | [7 empty] | 0.1089 | 0 | 105.2789 | 6953
2019-06-14 18:00 | 3955 | [7 empty] | 0.1549 | 0 | 130.4903 | 6278
2019-06-14 19:00 | 3956 | [7 empty] | 0.2078 | 0 | 159.4835 | 5506
2019-06-14 20:00 | 3957 | [7 empty] | 0.244 | 0 | 179.3238 | 5134
2019-06-14 21:00 | 3958 | [7 empty] | 0.2396 | 0 | 176.9123 | 5186
2019-06-14 22:00 | 3959 | [7 empty] | 0.1919 | 0 | 150.7691 | 5771
2019-06-14 23:00 | 3960 | [7 empty] | 0.1235 | 0 | 113.2808 | 6684
2019-06-15 | 3961 |  | 0 | 0 | 0 | 0 | 0 | 0 | 0.0639 | 0 | 80.6155 | 8113
2019-06-15 01:00 | 3962 | [7 empty] | 0.0288 | 0 | 61.3781 | 8533
2019-06-15 02:00 | 3963 | [7 empty] | 0.0195 | 0 | 56.281 | 8690
2019-06-15 03:00 | 3964 | [7 empty] | 0.0348 | 0 | 64.6665 | 8437
2019-06-15 04:00 | 3965 | [7 empty] | 0.0752 | 0 | 86.8087 | 7776
2019-06-15 05:00 | 3966 | [7 empty] | 0.1356 | 0 | 119.9125 | 6522
2019-06-15 06:00 | 3967 | [7 empty] | 0.1959 | 0 | 152.9614 | 5684
2019-06-15 07:00 | 3968 | [7 empty] | 0.2283 | 0 | 170.7191 | 5293
2019-06-15 08:00 | 3969 | [7 empty] | 0.2194 | 0 | 165.8412 | 5374
2019-06-15 09:00 | 3970 | [7 empty] | 0.1815 | 0 | 145.0691 | 5901
2019-06-15 10:00 | 3971 | [7 empty] | 0.1392 | 0 | 121.8856 | 6461
2019-06-15 11:00 | 3972 | [7 empty] | 0.1083 | 0 | 104.95 | 6984
2019-06-15 12:00 | 3973 | [7 empty] | 0.0894 | 0 | 94.5914 | 7400
2019-06-15 13:00 | 3974 | [7 empty] | 0.077 | 0 | 87.7953 | 7746
2019-06-15 14:00 | 3975 | [7 empty] | 0.0692 | 0 | 83.5203 | 7952
2019-06-15 15:00 | 3976 | [7 empty] | 0.0687 | 0 | 83.2463 | 7982
2019-06-15 16:00 | 3977 | [7 empty] | 0.0804 | 0 | 89.6587 | 7671
2019-06-15 17:00 | 3978 | [7 empty] | 0.1089 | 0 | 105.2789 | 6954
2019-06-15 18:00 | 3979 | [7 empty] | 0.1549 | 0 | 130.4903 | 6279
2019-06-15 19:00 | 3980 | [7 empty] | 0.2078 | 0 | 159.4835 | 5507
2019-06-15 20:00 | 3981 | [7 empty] | 0.244 | 0 | 179.3238 | 5135
2019-06-15 21:00 | 3982 | [7 empty] | 0.2396 | 0 | 176.9123 | 5187
2019-06-15 22:00 | 3983 | [7 empty] | 0.1919 | 0 | 150.7691 | 5772
2019-06-15 23:00 | 3984 | [7 empty] | 0.1235 | 0 | 113.2808 | 6685
2019-06-16 | 3985 |  | 0 | 0 | 0 | 0 | 0 | 0 | 0.0639 | 0 | 80.6155 | 8114
2019-06-16 01:00 | 3986 | [7 empty] | 0.0288 | 0 | 61.3781 | 8534
2019-06-16 02:00 | 3987 | [7 empty] | 0.0195 | 0 | 56.281 | 8691
2019-06-16 03:00 | 3988 | [7 empty] | 0.0348 | 0 | 64.6665 | 8438
2019-06-16 04:00 | 3989 | [7 empty] | 0.0752 | 0 | 86.8087 | 7777
2019-06-16 05:00 | 3990 | [7 empty] | 0.1356 | 0 | 119.9125 | 6523
2019-06-16 06:00 | 3991 | [7 empty] | 0.1959 | 0 | 152.9614 | 5685
2019-06-16 07:00 | 3992 | [7 empty] | 0.2283 | 0 | 170.7191 | 5294
2019-06-16 08:00 | 3993 | [7 empty] | 0.2194 | 0 | 165.8412 | 5375
2019-06-16 09:00 | 3994 | [7 empty] | 0.1815 | 0 | 145.0691 | 5902
2019-06-16 10:00 | 3995 | [7 empty] | 0.1392 | 0 | 121.8856 | 6462
2019-06-16 11:00 | 3996 | [7 empty] | 0.1083 | 0 | 104.95 | 6985
2019-06-16 12:00 | 3997 | [7 empty] | 0.0894 | 0 | 94.5914 | 7401
2019-06-16 13:00 | 3998 | [7 empty] | 0.077 | 0 | 87.7953 | 7747
2019-06-16 14:00 | 3999 | [7 empty] | 0.0692 | 0 | 83.5203 | 7953
2019-06-16 15:00 | 4000 | [7 empty] | 0.0687 | 0 | 83.2463 | 7983
2019-06-16 16:00 | 4001 | [7 empty] | 0.0804 | 0 | 89.6587 | 7672
2019-06-16 17:00 | 4002 | [7 empty] | 0.1089 | 0 | 105.2789 | 6955
2019-06-16 18:00 | 4003 | [7 empty] | 0.1549 | 0 | 130.4903 | 6280
2019-06-16 19:00 | 4004 | [7 empty] | 0.2078 | 0 | 159.4835 | 5508
2019-06-16 20:00 | 4005 | [7 empty] | 0.244 | 0 | 179.3238 | 5136
2019-06-16 21:00 | 4006 | [7 empty] | 0.2396 | 0 | 176.9123 | 5188
2019-06-16 22:00 | 4007 | [7 empty] | 0.1919 | 0 | 150.7691 | 5773
2019-06-16 23:00 | 4008 | [7 empty] | 0.1235 | 0 | 113.2808 | 6686
2019-06-17 | 4009 |  | 0 | 0 | 0 | 0 | 0 | 0 | 0.0639 | 0 | 80.6155 | 8115
2019-06-17 01:00 | 4010 | [7 empty] | 0.0288 | 0 | 61.3781 | 8535
2019-06-17 02:00 | 4011 | [7 empty] | 0.0195 | 0 | 56.281 | 8692
2019-06-17 03:00 | 4012 | [7 empty] | 0.0348 | 0 | 64.6665 | 8439
2019-06-17 04:00 | 4013 | [7 empty] | 0.0752 | 0 | 86.8087 | 7778
2019-06-17 05:00 | 4014 | [7 empty] | 0.1356 | 0 | 119.9125 | 6524
2019-06-17 06:00 | 4015 | [7 empty] | 0.1959 | 0 | 152.9614 | 5686
2019-06-17 07:00 | 4016 | [7 empty] | 0.2283 | 0 | 170.7191 | 5295
2019-06-17 08:00 | 4017 | [7 empty] | 0.2194 | 0 | 165.8412 | 5376
2019-06-17 09:00 | 4018 | [7 empty] | 0.1815 | 0 | 145.0691 | 5903
2019-06-17 10:00 | 4019 | [7 empty] | 0.1392 | 0 | 121.8856 | 6463
2019-06-17 11:00 | 4020 | [7 empty] | 0.1083 | 0 | 104.95 | 6986
2019-06-17 12:00 | 4021 | [7 empty] | 0.0894 | 0 | 94.5914 | 7402
2019-06-17 13:00 | 4022 | [7 empty] | 0.077 | 0 | 87.7953 | 7748
2019-06-17 14:00 | 4023 | [7 empty] | 0.0692 | 0 | 83.5203 | 7954
2019-06-17 15:00 | 4024 | [7 empty] | 0.0687 | 0 | 83.2463 | 7984
2019-06-17 16:00 | 4025 | [7 empty] | 0.0804 | 0 | 89.6587 | 7673
2019-06-17 17:00 | 4026 | [7 empty] | 0.1089 | 0 | 105.2789 | 6956
2019-06-17 18:00 | 4027 | [7 empty] | 0.1549 | 0 | 130.4903 | 6281
2019-06-17 19:00 | 4028 | [7 empty] | 0.2078 | 0 | 159.4835 | 5509
2019-06-17 20:00 | 4029 | [7 empty] | 0.244 | 0 | 179.3238 | 5137
2019-06-17 21:00 | 4030 | [7 empty] | 0.2396 | 0 | 176.9123 | 5189
2019-06-17 22:00 | 4031 | [7 empty] | 0.1919 | 0 | 150.7691 | 5774
2019-06-17 23:00 | 4032 | [7 empty] | 0.1235 | 0 | 113.2808 | 6687
2019-06-18 | 4033 |  | 0 | 0 | 0 | 0 | 0 | 0 | 0.0639 | 0 | 80.6155 | 8116
2019-06-18 01:00 | 4034 | [7 empty] | 0.0288 | 0 | 61.3781 | 8536
2019-06-18 02:00 | 4035 | [7 empty] | 0.0195 | 0 | 56.281 | 8693
2019-06-18 03:00 | 4036 | [7 empty] | 0.0348 | 0 | 64.6665 | 8440
2019-06-18 04:00 | 4037 | [7 empty] | 0.0752 | 0 | 86.8087 | 7779
2019-06-18 05:00 | 4038 | [7 empty] | 0.1356 | 0 | 119.9125 | 6525
2019-06-18 06:00 | 4039 | [7 empty] | 0.1959 | 0 | 152.9614 | 5687
2019-06-18 07:00 | 4040 | [7 empty] | 0.2283 | 0 | 170.7191 | 5296
2019-06-18 08:00 | 4041 | [7 empty] | 0.2194 | 0 | 165.8412 | 5377
2019-06-18 09:00 | 4042 | [7 empty] | 0.1815 | 0 | 145.0691 | 5904
2019-06-18 10:00 | 4043 | [7 empty] | 0.1392 | 0 | 121.8856 | 6464
2019-06-18 11:00 | 4044 | [7 empty] | 0.1083 | 0 | 104.95 | 6987
2019-06-18 12:00 | 4045 | [7 empty] | 0.0894 | 0 | 94.5914 | 7403
2019-06-18 13:00 | 4046 | [7 empty] | 0.077 | 0 | 87.7953 | 7749
2019-06-18 14:00 | 4047 | [7 empty] | 0.0692 | 0 | 83.5203 | 7955
2019-06-18 15:00 | 4048 | [7 empty] | 0.0687 | 0 | 83.2463 | 7985
2019-06-18 16:00 | 4049 | [7 empty] | 0.0804 | 0 | 89.6587 | 7674
2019-06-18 17:00 | 4050 | [7 empty] | 0.1089 | 0 | 105.2789 | 6957
2019-06-18 18:00 | 4051 | [7 empty] | 0.1549 | 0 | 130.4903 | 6282
2019-06-18 19:00 | 4052 | [7 empty] | 0.2078 | 0 | 159.4835 | 5510
2019-06-18 20:00 | 4053 | [7 empty] | 0.244 | 0 | 179.3238 | 5138
2019-06-18 21:00 | 4054 | [7 empty] | 0.2396 | 0 | 176.9123 | 5190
2019-06-18 22:00 | 4055 | [7 empty] | 0.1919 | 0 | 150.7691 | 5775
2019-06-18 23:00 | 4056 | [7 empty] | 0.1235 | 0 | 113.2808 | 6688
2019-06-19 | 4057 |  | 0 | 0 | 0 | 0 | 0 | 0 | 0.0639 | 0 | 80.6155 | 8117
2019-06-19 01:00 | 4058 | [7 empty] | 0.0288 | 0 | 61.3781 | 8537
2019-06-19 02:00 | 4059 | [7 empty] | 0.0195 | 0 | 56.281 | 8694
2019-06-19 03:00 | 4060 | [7 empty] | 0.0348 | 0 | 64.6665 | 8441
2019-06-19 04:00 | 4061 | [7 empty] | 0.0752 | 0 | 86.8087 | 7780
2019-06-19 05:00 | 4062 | [7 empty] | 0.1356 | 0 | 119.9125 | 6526
2019-06-19 06:00 | 4063 | [7 empty] | 0.1959 | 0 | 152.9614 | 5688
2019-06-19 07:00 | 4064 | [7 empty] | 0.2283 | 0 | 170.7191 | 5297
2019-06-19 08:00 | 4065 | [7 empty] | 0.2194 | 0 | 165.8412 | 5378
2019-06-19 09:00 | 4066 | [7 empty] | 0.1815 | 0 | 145.0691 | 5905
2019-06-19 10:00 | 4067 | [7 empty] | 0.1392 | 0 | 121.8856 | 6465
2019-06-19 11:00 | 4068 | [7 empty] | 0.1083 | 0 | 104.95 | 6988
2019-06-19 12:00 | 4069 | [7 empty] | 0.0894 | 0 | 94.5914 | 7404
2019-06-19 13:00 | 4070 | [7 empty] | 0.077 | 0 | 87.7953 | 7750
2019-06-19 14:00 | 4071 | [7 empty] | 0.0692 | 0 | 83.5203 | 7956
2019-06-19 15:00 | 4072 | [7 empty] | 0.0687 | 0 | 83.2463 | 7986
2019-06-19 16:00 | 4073 | [7 empty] | 0.0804 | 0 | 89.6587 | 7675
2019-06-19 17:00 | 4074 | [7 empty] | 0.1089 | 0 | 105.2789 | 6958
2019-06-19 18:00 | 4075 | [7 empty] | 0.1549 | 0 | 130.4903 | 6283
2019-06-19 19:00 | 4076 | [7 empty] | 0.2078 | 0 | 159.4835 | 5511
2019-06-19 20:00 | 4077 | [7 empty] | 0.244 | 0 | 179.3238 | 5139
2019-06-19 21:00 | 4078 | [7 empty] | 0.2396 | 0 | 176.9123 | 5191
2019-06-19 22:00 | 4079 | [7 empty] | 0.1919 | 0 | 150.7691 | 5776
2019-06-19 23:00 | 4080 | [7 empty] | 0.1235 | 0 | 113.2808 | 6689
2019-06-20 | 4081 |  | 0 | 0 | 0 | 0 | 0 | 0 | 0.0639 | 0 | 80.6155 | 8118
2019-06-20 01:00 | 4082 | [7 empty] | 0.0288 | 0 | 61.3781 | 8538
2019-06-20 02:00 | 4083 | [7 empty] | 0.0195 | 0 | 56.281 | 8695
2019-06-20 03:00 | 4084 | [7 empty] | 0.0348 | 0 | 64.6665 | 8442
2019-06-20 04:00 | 4085 | [7 empty] | 0.0752 | 0 | 86.8087 | 7781
2019-06-20 05:00 | 4086 | [7 empty] | 0.1356 | 0 | 119.9125 | 6527
2019-06-20 06:00 | 4087 | [7 empty] | 0.1959 | 0 | 152.9614 | 5689
2019-06-20 07:00 | 4088 | [7 empty] | 0.2283 | 0 | 170.7191 | 5298
2019-06-20 08:00 | 4089 | [7 empty] | 0.2194 | 0 | 165.8412 | 5379
2019-06-20 09:00 | 4090 | [7 empty] | 0.1815 | 0 | 145.0691 | 5906
2019-06-20 10:00 | 4091 | [7 empty] | 0.1392 | 0 | 121.8856 | 6466
2019-06-20 11:00 | 4092 | [7 empty] | 0.1083 | 0 | 104.95 | 6989
2019-06-20 12:00 | 4093 | [7 empty] | 0.0894 | 0 | 94.5914 | 7405
2019-06-20 13:00 | 4094 | [7 empty] | 0.077 | 0 | 87.7953 | 7751
2019-06-20 14:00 | 4095 | [7 empty] | 0.0692 | 0 | 83.5203 | 7957
2019-06-20 15:00 | 4096 | [7 empty] | 0.0687 | 0 | 83.2463 | 7987
2019-06-20 16:00 | 4097 | [7 empty] | 0.0804 | 0 | 89.6587 | 7676
2019-06-20 17:00 | 4098 | [7 empty] | 0.1089 | 0 | 105.2789 | 6959
2019-06-20 18:00 | 4099 | [7 empty] | 0.1549 | 0 | 130.4903 | 6284
2019-06-20 19:00 | 4100 | [7 empty] | 0.2078 | 0 | 159.4835 | 5512
2019-06-20 20:00 | 4101 | [7 empty] | 0.244 | 0 | 179.3238 | 5140
2019-06-20 21:00 | 4102 | [7 empty] | 0.2396 | 0 | 176.9123 | 5192
2019-06-20 22:00 | 4103 | [7 empty] | 0.1919 | 0 | 150.7691 | 5777
2019-06-20 23:00 | 4104 | [7 empty] | 0.1235 | 0 | 113.2808 | 6690
2019-06-21 | 4105 |  | 0 | 0 | 0 | 0 | 0 | 0 | 0.0639 | 0 | 80.6155 | 8119
2019-06-21 01:00 | 4106 | [7 empty] | 0.0288 | 0 | 61.3781 | 8539
2019-06-21 02:00 | 4107 | [7 empty] | 0.0195 | 0 | 56.281 | 8696
2019-06-21 03:00 | 4108 | [7 empty] | 0.0348 | 0 | 64.6665 | 8443
2019-06-21 04:00 | 4109 | [7 empty] | 0.0752 | 0 | 86.8087 | 7782
2019-06-21 05:00 | 4110 | [7 empty] | 0.1356 | 0 | 119.9125 | 6528
2019-06-21 06:00 | 4111 | [7 empty] | 0.1959 | 0 | 152.9614 | 5690
2019-06-21 07:00 | 4112 | [7 empty] | 0.2283 | 0 | 170.7191 | 5299
2019-06-21 08:00 | 4113 | [7 empty] | 0.2194 | 0 | 165.8412 | 5380
2019-06-21 09:00 | 4114 | [7 empty] | 0.1815 | 0 | 145.0691 | 5907
2019-06-21 10:00 | 4115 | [7 empty] | 0.1392 | 0 | 121.8856 | 6467
2019-06-21 11:00 | 4116 | [7 empty] | 0.1083 | 0 | 104.95 | 6990
2019-06-21 12:00 | 4117 | [7 empty] | 0.0894 | 0 | 94.5914 | 7406
2019-06-21 13:00 | 4118 | [7 empty] | 0.077 | 0 | 87.7953 | 7752
2019-06-21 14:00 | 4119 | [7 empty] | 0.0692 | 0 | 83.5203 | 7958
2019-06-21 15:00 | 4120 | [7 empty] | 0.0687 | 0 | 83.2463 | 7988
2019-06-21 16:00 | 4121 | [7 empty] | 0.0804 | 0 | 89.6587 | 7677
2019-06-21 17:00 | 4122 | [7 empty] | 0.1089 | 0 | 105.2789 | 6960
2019-06-21 18:00 | 4123 | [7 empty] | 0.1549 | 0 | 130.4903 | 6285
2019-06-21 19:00 | 4124 | [7 empty] | 0.2078 | 0 | 159.4835 | 5513
2019-06-21 20:00 | 4125 | [7 empty] | 0.244 | 0 | 179.3238 | 5141
2019-06-21 21:00 | 4126 | [7 empty] | 0.2396 | 0 | 176.9123 | 5193
2019-06-21 22:00 | 4127 | [7 empty] | 0.1919 | 0 | 150.7691 | 5778
2019-06-21 23:00 | 4128 | [7 empty] | 0.1235 | 0 | 113.2808 | 6691
2019-06-22 | 4129 |  | 0 | 0 | 0 | 0 | 0 | 0 | 0.0639 | 0 | 80.6155 | 8120
2019-06-22 01:00 | 4130 | [7 empty] | 0.0288 | 0 | 61.3781 | 8540
2019-06-22 02:00 | 4131 | [7 empty] | 0.0195 | 0 | 56.281 | 8697
2019-06-22 03:00 | 4132 | [7 empty] | 0.0348 | 0 | 64.6665 | 8444
2019-06-22 04:00 | 4133 | [7 empty] | 0.0752 | 0 | 86.8087 | 7783
2019-06-22 05:00 | 4134 | [7 empty] | 0.1356 | 0 | 119.9125 | 6529
2019-06-22 06:00 | 4135 | [7 empty] | 0.1959 | 0 | 152.9614 | 5691
2019-06-22 07:00 | 4136 | [7 empty] | 0.2283 | 0 | 170.7191 | 5300
2019-06-22 08:00 | 4137 | [7 empty] | 0.2194 | 0 | 165.8412 | 5381
2019-06-22 09:00 | 4138 | [7 empty] | 0.1815 | 0 | 145.0691 | 5908
2019-06-22 10:00 | 4139 | [7 empty] | 0.1392 | 0 | 121.8856 | 6468
2019-06-22 11:00 | 4140 | [7 empty] | 0.1083 | 0 | 104.95 | 6991
2019-06-22 12:00 | 4141 | [7 empty] | 0.0894 | 0 | 94.5914 | 7407
2019-06-22 13:00 | 4142 | [7 empty] | 0.077 | 0 | 87.7953 | 7753
2019-06-22 14:00 | 4143 | [7 empty] | 0.0692 | 0 | 83.5203 | 7959
2019-06-22 15:00 | 4144 | [7 empty] | 0.0687 | 0 | 83.2463 | 7989
2019-06-22 16:00 | 4145 | [7 empty] | 0.0804 | 0 | 89.6587 | 7678
2019-06-22 17:00 | 4146 | [7 empty] | 0.1089 | 0 | 105.2789 | 6961
2019-06-22 18:00 | 4147 | [7 empty] | 0.1549 | 0 | 130.4903 | 6286
2019-06-22 19:00 | 4148 | [7 empty] | 0.2078 | 0 | 159.4835 | 5514
2019-06-22 20:00 | 4149 | [7 empty] | 0.244 | 0 | 179.3238 | 5142
2019-06-22 21:00 | 4150 | [7 empty] | 0.2396 | 0 | 176.9123 | 5194
2019-06-22 22:00 | 4151 | [7 empty] | 0.1919 | 0 | 150.7691 | 5779
2019-06-22 23:00 | 4152 | [7 empty] | 0.1235 | 0 | 113.2808 | 6692
2019-06-23 | 4153 |  | 0 | 0 | 0 | 0 | 0 | 0 | 0.0639 | 0 | 80.6155 | 8121
2019-06-23 01:00 | 4154 | [7 empty] | 0.0288 | 0 | 61.3781 | 8541
2019-06-23 02:00 | 4155 | [7 empty] | 0.0195 | 0 | 56.281 | 8698
2019-06-23 03:00 | 4156 | [7 empty] | 0.0348 | 0 | 64.6665 | 8445
2019-06-23 04:00 | 4157 | [7 empty] | 0.0752 | 0 | 86.8087 | 7784
2019-06-23 05:00 | 4158 | [7 empty] | 0.1356 | 0 | 119.9125 | 6530
2019-06-23 06:00 | 4159 | [7 empty] | 0.1959 | 0 | 152.9614 | 5692
2019-06-23 07:00 | 4160 | [7 empty] | 0.2283 | 0 | 170.7191 | 5301
2019-06-23 08:00 | 4161 | [7 empty] | 0.2194 | 0 | 165.8412 | 5382
2019-06-23 09:00 | 4162 | [7 empty] | 0.1815 | 0 | 145.0691 | 5909
2019-06-23 10:00 | 4163 | [7 empty] | 0.1392 | 0 | 121.8856 | 6469
2019-06-23 11:00 | 4164 | [7 empty] | 0.1083 | 0 | 104.95 | 6992
2019-06-23 12:00 | 4165 | [7 empty] | 0.0894 | 0 | 94.5914 | 7408
2019-06-23 13:00 | 4166 | [7 empty] | 0.077 | 0 | 87.7953 | 7754
2019-06-23 14:00 | 4167 | [7 empty] | 0.0692 | 0 | 83.5203 | 7960
2019-06-23 15:00 | 4168 | [7 empty] | 0.0687 | 0 | 83.2463 | 7990
2019-06-23 16:00 | 4169 | [7 empty] | 0.0804 | 0 | 89.6587 | 7679
2019-06-23 17:00 | 4170 | [7 empty] | 0.1089 | 0 | 105.2789 | 6962
2019-06-23 18:00 | 4171 | [7 empty] | 0.1549 | 0 | 130.4903 | 6287
2019-06-23 19:00 | 4172 | [7 empty] | 0.2078 | 0 | 159.4835 | 5515
2019-06-23 20:00 | 4173 | [7 empty] | 0.244 | 0 | 179.3238 | 5143
2019-06-23 21:00 | 4174 | [7 empty] | 0.2396 | 0 | 176.9123 | 5195
2019-06-23 22:00 | 4175 | [7 empty] | 0.1919 | 0 | 150.7691 | 5780
2019-06-23 23:00 | 4176 | [7 empty] | 0.1235 | 0 | 113.2808 | 6693
2019-06-24 | 4177 |  | 0 | 0 | 0 | 0 | 0 | 0 | 0.0639 | 0 | 80.6155 | 8122
2019-06-24 01:00 | 4178 | [7 empty] | 0.0288 | 0 | 61.3781 | 8542
2019-06-24 02:00 | 4179 | [7 empty] | 0.0195 | 0 | 56.281 | 8699
2019-06-24 03:00 | 4180 | [7 empty] | 0.0348 | 0 | 64.6665 | 8446
2019-06-24 04:00 | 4181 | [7 empty] | 0.0752 | 0 | 86.8087 | 7785
2019-06-24 05:00 | 4182 | [7 empty] | 0.1356 | 0 | 119.9125 | 6531
2019-06-24 06:00 | 4183 | [7 empty] | 0.1959 | 0 | 152.9614 | 5693
2019-06-24 07:00 | 4184 | [7 empty] | 0.2283 | 0 | 170.7191 | 5302
2019-06-24 08:00 | 4185 | [7 empty] | 0.2194 | 0 | 165.8412 | 5383
2019-06-24 09:00 | 4186 | [7 empty] | 0.1815 | 0 | 145.0691 | 5910
2019-06-24 10:00 | 4187 | [7 empty] | 0.1392 | 0 | 121.8856 | 6470
2019-06-24 11:00 | 4188 | [7 empty] | 0.1083 | 0 | 104.95 | 6993
2019-06-24 12:00 | 4189 | [7 empty] | 0.0894 | 0 | 94.5914 | 7409
2019-06-24 13:00 | 4190 | [7 empty] | 0.077 | 0 | 87.7953 | 7755
2019-06-24 14:00 | 4191 | [7 empty] | 0.0692 | 0 | 83.5203 | 7961
2019-06-24 15:00 | 4192 | [7 empty] | 0.0687 | 0 | 83.2463 | 7991
2019-06-24 16:00 | 4193 | [7 empty] | 0.0804 | 0 | 89.6587 | 7680
2019-06-24 17:00 | 4194 | [7 empty] | 0.1089 | 0 | 105.2789 | 6963
2019-06-24 18:00 | 4195 | [7 empty] | 0.1549 | 0 | 130.4903 | 6288
2019-06-24 19:00 | 4196 | [7 empty] | 0.2078 | 0 | 159.4835 | 5516
2019-06-24 20:00 | 4197 | [7 empty] | 0.244 | 0 | 179.3238 | 5144
2019-06-24 21:00 | 4198 | [7 empty] | 0.2396 | 0 | 176.9123 | 5196
2019-06-24 22:00 | 4199 | [7 empty] | 0.1919 | 0 | 150.7691 | 5781
2019-06-24 23:00 | 4200 | [7 empty] | 0.1235 | 0 | 113.2808 | 6694
2019-06-25 | 4201 |  | 0 | 0 | 0 | 0 | 0 | 0 | 0.0639 | 0 | 80.6155 | 8123
2019-06-25 01:00 | 4202 | [7 empty] | 0.0288 | 0 | 61.3781 | 8543
2019-06-25 02:00 | 4203 | [7 empty] | 0.0195 | 0 | 56.281 | 8700
2019-06-25 03:00 | 4204 | [7 empty] | 0.0348 | 0 | 64.6665 | 8447
2019-06-25 04:00 | 4205 | [7 empty] | 0.0752 | 0 | 86.8087 | 7786
2019-06-25 05:00 | 4206 | [7 empty] | 0.1356 | 0 | 119.9125 | 6532
2019-06-25 06:00 | 4207 | [7 empty] | 0.1959 | 0 | 152.9614 | 5694
2019-06-25 07:00 | 4208 | [7 empty] | 0.2283 | 0 | 170.7191 | 5303
2019-06-25 08:00 | 4209 | [7 empty] | 0.2194 | 0 | 165.8412 | 5384
2019-06-25 09:00 | 4210 | [7 empty] | 0.1815 | 0 | 145.0691 | 5911
2019-06-25 10:00 | 4211 | [7 empty] | 0.1392 | 0 | 121.8856 | 6471
2019-06-25 11:00 | 4212 | [7 empty] | 0.1083 | 0 | 104.95 | 6994
2019-06-25 12:00 | 4213 | [7 empty] | 0.0894 | 0 | 94.5914 | 7410
2019-06-25 13:00 | 4214 | [7 empty] | 0.077 | 0 | 87.7953 | 7756
2019-06-25 14:00 | 4215 | [7 empty] | 0.0692 | 0 | 83.5203 | 7962
2019-06-25 15:00 | 4216 | [7 empty] | 0.0687 | 0 | 83.2463 | 7992
2019-06-25 16:00 | 4217 | [7 empty] | 0.0804 | 0 | 89.6587 | 7681
2019-06-25 17:00 | 4218 | [7 empty] | 0.1089 | 0 | 105.2789 | 6964
2019-06-25 18:00 | 4219 | [7 empty] | 0.1549 | 0 | 130.4903 | 6289
2019-06-25 19:00 | 4220 | [7 empty] | 0.2078 | 0 | 159.4835 | 5517
2019-06-25 20:00 | 4221 | [7 empty] | 0.244 | 0 | 179.3238 | 5145
2019-06-25 21:00 | 4222 | [7 empty] | 0.2396 | 0 | 176.9123 | 5197
2019-06-25 22:00 | 4223 | [7 empty] | 0.1919 | 0 | 150.7691 | 5782
2019-06-25 23:00 | 4224 | [7 empty] | 0.1235 | 0 | 113.2808 | 6695
2019-06-26 | 4225 |  | 0 | 0 | 0 | 0 | 0 | 0 | 0.0639 | 0 | 80.6155 | 8124
2019-06-26 01:00 | 4226 | [7 empty] | 0.0288 | 0 | 61.3781 | 8544
2019-06-26 02:00 | 4227 | [7 empty] | 0.0195 | 0 | 56.281 | 8701
2019-06-26 03:00 | 4228 | [7 empty] | 0.0348 | 0 | 64.6665 | 8448
2019-06-26 04:00 | 4229 | [7 empty] | 0.0752 | 0 | 86.8087 | 7787
2019-06-26 05:00 | 4230 | [7 empty] | 0.1356 | 0 | 119.9125 | 6533
2019-06-26 06:00 | 4231 | [7 empty] | 0.1959 | 0 | 152.9614 | 5695
2019-06-26 07:00 | 4232 | [7 empty] | 0.2283 | 0 | 170.7191 | 5304
2019-06-26 08:00 | 4233 | [7 empty] | 0.2194 | 0 | 165.8412 | 5385
2019-06-26 09:00 | 4234 | [7 empty] | 0.1815 | 0 | 145.0691 | 5912
2019-06-26 10:00 | 4235 | [7 empty] | 0.1392 | 0 | 121.8856 | 6472
2019-06-26 11:00 | 4236 | [7 empty] | 0.1083 | 0 | 104.95 | 6995
2019-06-26 12:00 | 4237 | [7 empty] | 0.0894 | 0 | 94.5914 | 7411
2019-06-26 13:00 | 4238 | [7 empty] | 0.077 | 0 | 87.7953 | 7757
2019-06-26 14:00 | 4239 | [7 empty] | 0.0692 | 0 | 83.5203 | 7963
2019-06-26 15:00 | 4240 | [7 empty] | 0.0687 | 0 | 83.2463 | 7993
2019-06-26 16:00 | 4241 | [7 empty] | 0.0804 | 0 | 89.6587 | 7682
2019-06-26 17:00 | 4242 | [7 empty] | 0.1089 | 0 | 105.2789 | 6965
2019-06-26 18:00 | 4243 | [7 empty] | 0.1549 | 0 | 130.4903 | 6290
2019-06-26 19:00 | 4244 | [7 empty] | 0.2078 | 0 | 159.4835 | 5518
2019-06-26 20:00 | 4245 | [7 empty] | 0.244 | 0 | 179.3238 | 5146
2019-06-26 21:00 | 4246 | [7 empty] | 0.2396 | 0 | 176.9123 | 5198
2019-06-26 22:00 | 4247 | [7 empty] | 0.1919 | 0 | 150.7691 | 5783
2019-06-26 23:00 | 4248 | [7 empty] | 0.1235 | 0 | 113.2808 | 6696
2019-06-27 | 4249 |  | 0 | 0 | 0 | 0 | 0 | 0 | 0.0639 | 0 | 80.6155 | 8125
2019-06-27 01:00 | 4250 | [7 empty] | 0.0288 | 0 | 61.3781 | 8545
2019-06-27 02:00 | 4251 | [7 empty] | 0.0195 | 0 | 56.281 | 8702
2019-06-27 03:00 | 4252 | [7 empty] | 0.0348 | 0 | 64.6665 | 8449
2019-06-27 04:00 | 4253 | [7 empty] | 0.0752 | 0 | 86.8087 | 7788
2019-06-27 05:00 | 4254 | [7 empty] | 0.1356 | 0 | 119.9125 | 6534
2019-06-27 06:00 | 4255 | [7 empty] | 0.1959 | 0 | 152.9614 | 5696
2019-06-27 07:00 | 4256 | [7 empty] | 0.2283 | 0 | 170.7191 | 5305
2019-06-27 08:00 | 4257 | [7 empty] | 0.2194 | 0 | 165.8412 | 5386
2019-06-27 09:00 | 4258 | [7 empty] | 0.1815 | 0 | 145.0691 | 5913
2019-06-27 10:00 | 4259 | [7 empty] | 0.1392 | 0 | 121.8856 | 6473
2019-06-27 11:00 | 4260 | [7 empty] | 0.1083 | 0 | 104.95 | 6996
2019-06-27 12:00 | 4261 | [7 empty] | 0.0894 | 0 | 94.5914 | 7412
2019-06-27 13:00 | 4262 | [7 empty] | 0.077 | 0 | 87.7953 | 7758
2019-06-27 14:00 | 4263 | [7 empty] | 0.0692 | 0 | 83.5203 | 7964
2019-06-27 15:00 | 4264 | [7 empty] | 0.0687 | 0 | 83.2463 | 7994
2019-06-27 16:00 | 4265 | [7 empty] | 0.0804 | 0 | 89.6587 | 7683
2019-06-27 17:00 | 4266 | [7 empty] | 0.1089 | 0 | 105.2789 | 6966
2019-06-27 18:00 | 4267 | [7 empty] | 0.1549 | 0 | 130.4903 | 6291
2019-06-27 19:00 | 4268 | [7 empty] | 0.2078 | 0 | 159.4835 | 5519
2019-06-27 20:00 | 4269 | [7 empty] | 0.244 | 0 | 179.3238 | 5147
2019-06-27 21:00 | 4270 | [7 empty] | 0.2396 | 0 | 176.9123 | 5199
2019-06-27 22:00 | 4271 | [7 empty] | 0.1919 | 0 | 150.7691 | 5784
2019-06-27 23:00 | 4272 | [7 empty] | 0.1235 | 0 | 113.2808 | 6697
2019-06-28 | 4273 |  | 0 | 0 | 0 | 0 | 0 | 0 | 0.0639 | 0 | 80.6155 | 8126
2019-06-28 01:00 | 4274 | [7 empty] | 0.0288 | 0 | 61.3781 | 8546
2019-06-28 02:00 | 4275 | [7 empty] | 0.0195 | 0 | 56.281 | 8703
2019-06-28 03:00 | 4276 | [7 empty] | 0.0348 | 0 | 64.6665 | 8450
2019-06-28 04:00 | 4277 | [7 empty] | 0.0752 | 0 | 86.8087 | 7789
2019-06-28 05:00 | 4278 | [7 empty] | 0.1356 | 0 | 119.9125 | 6535
2019-06-28 06:00 | 4279 | [7 empty] | 0.1959 | 0 | 152.9614 | 5697
2019-06-28 07:00 | 4280 | [7 empty] | 0.2283 | 0 | 170.7191 | 5306
2019-06-28 08:00 | 4281 | [7 empty] | 0.2194 | 0 | 165.8412 | 5387
2019-06-28 09:00 | 4282 | [7 empty] | 0.1815 | 0 | 145.0691 | 5914
2019-06-28 10:00 | 4283 | [7 empty] | 0.1392 | 0 | 121.8856 | 6474
2019-06-28 11:00 | 4284 | [7 empty] | 0.1083 | 0 | 104.95 | 6997
2019-06-28 12:00 | 4285 | [7 empty] | 0.0894 | 0 | 94.5914 | 7413
2019-06-28 13:00 | 4286 | [7 empty] | 0.077 | 0 | 87.7953 | 7759
2019-06-28 14:00 | 4287 | [7 empty] | 0.0692 | 0 | 83.5203 | 7965
2019-06-28 15:00 | 4288 | [7 empty] | 0.0687 | 0 | 83.2463 | 7995
2019-06-28 16:00 | 4289 | [7 empty] | 0.0804 | 0 | 89.6587 | 7684
2019-06-28 17:00 | 4290 | [7 empty] | 0.1089 | 0 | 105.2789 | 6967
2019-06-28 18:00 | 4291 | [7 empty] | 0.1549 | 0 | 130.4903 | 6292
2019-06-28 19:00 | 4292 | [7 empty] | 0.2078 | 0 | 159.4835 | 5520
2019-06-28 20:00 | 4293 | [7 empty] | 0.244 | 0 | 179.3238 | 5148
2019-06-28 21:00 | 4294 | [7 empty] | 0.2396 | 0 | 176.9123 | 5200
2019-06-28 22:00 | 4295 | [7 empty] | 0.1919 | 0 | 150.7691 | 5785
2019-06-28 23:00 | 4296 | [7 empty] | 0.1235 | 0 | 113.2808 | 6698
2019-06-29 | 4297 |  | 0 | 0 | 0 | 0 | 0 | 0 | 0.0639 | 0 | 80.6155 | 8127
2019-06-29 01:00 | 4298 | [7 empty] | 0.0288 | 0 | 61.3781 | 8547
2019-06-29 02:00 | 4299 | [7 empty] | 0.0195 | 160.1443 | 216.4253 | 4813
2019-06-29 03:00 | 4300 | [7 empty] | 0.0348 | 0 | 64.6665 | 8451
2019-06-29 04:00 | 4301 | [7 empty] | 0.0752 | 0 | 86.8087 | 7790
2019-06-29 05:00 | 4302 | [7 empty] | 0.1356 | 0 | 119.9125 | 6536
2019-06-29 06:00 | 4303 | [7 empty] | 0.1959 | 0 | 152.9614 | 5698
2019-06-29 07:00 | 4304 | [7 empty] | 0.2283 | 0 | 170.7191 | 5307
2019-06-29 08:00 | 4305 | [7 empty] | 0.2194 | 0 | 165.8412 | 5388
2019-06-29 09:00 | 4306 | [7 empty] | 0.1815 | 0 | 145.0691 | 5915
2019-06-29 10:00 | 4307 | [7 empty] | 0.1392 | 0 | 121.8856 | 6475
2019-06-29 11:00 | 4308 | [7 empty] | 0.1083 | 0 | 104.95 | 6998
2019-06-29 12:00 | 4309 | [7 empty] | 0.0894 | 0 | 94.5914 | 7414
2019-06-29 13:00 | 4310 | [7 empty] | 0.077 | 0 | 87.7953 | 7760
2019-06-29 14:00 | 4311 | [7 empty] | 0.0692 | 0 | 83.5203 | 7966
2019-06-29 15:00 | 4312 | [7 empty] | 0.0687 | 0 | 83.2463 | 7996
2019-06-29 16:00 | 4313 | [7 empty] | 0.0804 | 0 | 89.6587 | 7685
2019-06-29 17:00 | 4314 | [7 empty] | 0.1089 | 0 | 105.2789 | 6968
2019-06-29 18:00 | 4315 | [7 empty] | 0.1549 | 0 | 130.4903 | 6293
2019-06-29 19:00 | 4316 | [7 empty] | 0.2078 | 0 | 159.4835 | 5521
2019-06-29 20:00 | 4317 | [7 empty] | 0.244 | 0 | 179.3238 | 5149
2019-06-29 21:00 | 4318 | [7 empty] | 0.2396 | 0 | 176.9123 | 5201
2019-06-29 22:00 | 4319 | [7 empty] | 0.1919 | 0 | 150.7691 | 5786
2019-06-29 23:00 | 4320 | [7 empty] | 0.1235 | 0 | 113.2808 | 6699
2019-06-30 | 4321 |  | 0 | 0 | 0 | 0 | 0 | 0 | 0.0639 | 0 | 80.6155 | 8128
2019-06-30 01:00 | 4322 | [7 empty] | 0.0288 | 0 | 61.3781 | 8548
2019-06-30 02:00 | 4323 | [7 empty] | 0.0195 | 0 | 56.281 | 8704
2019-06-30 03:00 | 4324 | [7 empty] | 0.0348 | 0 | 64.6665 | 8452
2019-06-30 04:00 | 4325 | [7 empty] | 0.0752 | 0 | 86.8087 | 7791
2019-06-30 05:00 | 4326 | [7 empty] | 0.1356 | 0 | 119.9125 | 6537
2019-06-30 06:00 | 4327 | [7 empty] | 0.1959 | 0 | 152.9614 | 5699
2019-06-30 07:00 | 4328 | [7 empty] | 0.2283 | 0 | 170.7191 | 5308
2019-06-30 08:00 | 4329 | [7 empty] | 0.2194 | 0 | 165.8412 | 5389
2019-06-30 09:00 | 4330 | [7 empty] | 0.1815 | 0 | 145.0691 | 5916
2019-06-30 10:00 | 4331 | [7 empty] | 0.1392 | 0 | 121.8856 | 6476
2019-06-30 11:00 | 4332 | [7 empty] | 0.1083 | 0 | 104.95 | 6999
2019-06-30 12:00 | 4333 | [7 empty] | 0.0894 | 0 | 94.5914 | 7415
2019-06-30 13:00 | 4334 | [7 empty] | 0.077 | 0 | 87.7953 | 7761
2019-06-30 14:00 | 4335 | [7 empty] | 0.0692 | 0 | 83.5203 | 7967
2019-06-30 15:00 | 4336 | [7 empty] | 0.0687 | 0 | 83.2463 | 7997
2019-06-30 16:00 | 4337 | [7 empty] | 0.0804 | 0 | 89.6587 | 7686
2019-06-30 17:00 | 4338 | [7 empty] | 0.1089 | 0 | 105.2789 | 6969
2019-06-30 18:00 | 4339 | [7 empty] | 0.1549 | 0 | 130.4903 | 6294
2019-06-30 19:00 | 4340 | [7 empty] | 0.2078 | 0 | 159.4835 | 5522
2019-06-30 20:00 | 4341 | [7 empty] | 0.244 | 0 | 179.3238 | 5150
2019-06-30 21:00 | 4342 | [7 empty] | 0.2396 | 0 | 176.9123 | 5202
2019-06-30 22:00 | 4343 | [7 empty] | 0.1919 | 0 | 150.7691 | 5787
2019-06-30 23:00 | 4344 | [7 empty] | 0.1235 | 0 | 113.2808 | 6700
2019-07-01 | 4345 |  | 0 | 0 | 0 | 0 | 0 | 0 | 0.0526 | 0 | 74.4222 | 8344
2019-07-01 01:00 | 4346 | [7 empty] | 0.0237 | 0 | 58.5829 | 8610
2019-07-01 02:00 | 4347 | [7 empty] | 0.0161 | 0 | 54.4175 | 8733
2019-07-01 03:00 | 4348 | [7 empty] | 0.0287 | 0 | 61.3233 | 8549
2019-07-01 04:00 | 4349 | [7 empty] | 0.062 | 0 | 79.5742 | 8160
2019-07-01 05:00 | 4350 | [7 empty] | 0.1117 | 0 | 106.8135 | 6879
2019-07-01 06:00 | 4351 | [7 empty] | 0.1613 | 0 | 133.998 | 6140
2019-07-01 07:00 | 4352 | [7 empty] | 0.188 | 0 | 148.6316 | 5788
2019-07-01 08:00 | 4353 | [7 empty] | 0.1807 | 0 | 144.6307 | 5917
2019-07-01 09:00 | 4354 | [7 empty] | 0.1495 | 0 | 127.5307 | 6295
2019-07-01 10:00 | 4355 | [7 empty] | 0.1147 | 0 | 108.4577 | 6848
2019-07-01 11:00 | 4356 | [7 empty] | 0.0892 | 0 | 94.4818 | 7416
2019-07-01 12:00 | 4357 | [7 empty] | 0.0736 | 0 | 85.9318 | 7820
2019-07-01 13:00 | 4358 | [7 empty] | 0.0634 | 0 | 80.3415 | 8129
2019-07-01 14:00 | 4359 | [7 empty] | 0.057 | 0 | 76.8338 | 8253
2019-07-01 15:00 | 4360 | [7 empty] | 0.0566 | 0 | 76.6145 | 8284
2019-07-01 16:00 | 4361 | [7 empty] | 0.0662 | 0 | 81.8761 | 8068
2019-07-01 17:00 | 4362 | [7 empty] | 0.0897 | 0 | 94.7558 | 7325
2019-07-01 18:00 | 4363 | [7 empty] | 0.1276 | 0 | 115.5279 | 6593
2019-07-01 19:00 | 4364 | [7 empty] | 0.1711 | 0 | 139.3692 | 6013
2019-07-01 20:00 | 4365 | [7 empty] | 0.2009 | 0 | 155.7018 | 5592
2019-07-01 21:00 | 4366 | [7 empty] | 0.1973 | 0 | 153.7287 | 5639
2019-07-01 22:00 | 4367 | [7 empty] | 0.158 | 0 | 132.1894 | 6234
2019-07-01 23:00 | 4368 | [7 empty] | 0.1017 | 0 | 101.3327 | 7075
2019-07-02 | 4369 |  | 0 | 0 | 0 | 0 | 0 | 0 | 0.0526 | 0 | 74.4222 | 8345
2019-07-02 01:00 | 4370 | [7 empty] | 0.0237 | 0 | 58.5829 | 8611
2019-07-02 02:00 | 4371 | [7 empty] | 0.0161 | 0 | 54.4175 | 8734
2019-07-02 03:00 | 4372 | [7 empty] | 0.0287 | 0 | 61.3233 | 8550
2019-07-02 04:00 | 4373 | [7 empty] | 0.062 | 0 | 79.5742 | 8161
2019-07-02 05:00 | 4374 | [7 empty] | 0.1117 | 0 | 106.8135 | 6880
2019-07-02 06:00 | 4375 | [7 empty] | 0.1613 | 0 | 133.998 | 6141
2019-07-02 07:00 | 4376 | [7 empty] | 0.188 | 0 | 148.6316 | 5789
2019-07-02 08:00 | 4377 | [7 empty] | 0.1807 | 0 | 144.6307 | 5918
2019-07-02 09:00 | 4378 | [7 empty] | 0.1495 | 0 | 127.5307 | 6296
2019-07-02 10:00 | 4379 | [7 empty] | 0.1147 | 0 | 108.4577 | 6849
2019-07-02 11:00 | 4380 | [7 empty] | 0.0892 | 0 | 94.4818 | 7417
2019-07-02 12:00 | 4381 | [7 empty] | 0.0736 | 0 | 85.9318 | 7821
2019-07-02 13:00 | 4382 | [7 empty] | 0.0634 | 0 | 80.3415 | 8130
2019-07-02 14:00 | 4383 | [7 empty] | 0.057 | 0 | 76.8338 | 8254
2019-07-02 15:00 | 4384 | [7 empty] | 0.0566 | 0 | 76.6145 | 8285
2019-07-02 16:00 | 4385 | [7 empty] | 0.0662 | 0 | 81.8761 | 8069
2019-07-02 17:00 | 4386 | [7 empty] | 0.0897 | 0 | 94.7558 | 7326
2019-07-02 18:00 | 4387 | [7 empty] | 0.1276 | 0 | 115.5279 | 6594
2019-07-02 19:00 | 4388 | [7 empty] | 0.1711 | 0 | 139.3692 | 6014
2019-07-02 20:00 | 4389 | [7 empty] | 0.2009 | 0 | 155.7018 | 5593
2019-07-02 21:00 | 4390 | [7 empty] | 0.1973 | 0 | 153.7287 | 5640
2019-07-02 22:00 | 4391 | [7 empty] | 0.158 | 0 | 132.1894 | 6235
2019-07-02 23:00 | 4392 | [7 empty] | 0.1017 | 0 | 101.3327 | 7076
2019-07-03 | 4393 |  | 0 | 0 | 0 | 0 | 0 | 0 | 0.0526 | 0 | 74.4222 | 8346
2019-07-03 01:00 | 4394 | [7 empty] | 0.0237 | 0 | 58.5829 | 8612
2019-07-03 02:00 | 4395 | [7 empty] | 0.0161 | 0 | 54.4175 | 8735
2019-07-03 03:00 | 4396 | [7 empty] | 0.0287 | 0 | 61.3233 | 8551
2019-07-03 04:00 | 4397 | [7 empty] | 0.062 | 0 | 79.5742 | 8162
2019-07-03 05:00 | 4398 | [7 empty] | 0.1117 | 0 | 106.8135 | 6881
2019-07-03 06:00 | 4399 | [7 empty] | 0.1613 | 0 | 133.998 | 6142
2019-07-03 07:00 | 4400 | [7 empty] | 0.188 | 0 | 148.6316 | 5790
2019-07-03 08:00 | 4401 | [7 empty] | 0.1807 | 0 | 144.6307 | 5919
2019-07-03 09:00 | 4402 | [7 empty] | 0.1495 | 0 | 127.5307 | 6297
2019-07-03 10:00 | 4403 | [7 empty] | 0.1147 | 0 | 108.4577 | 6850
2019-07-03 11:00 | 4404 | [7 empty] | 0.0892 | 0 | 94.4818 | 7418
2019-07-03 12:00 | 4405 | [7 empty] | 0.0736 | 0 | 85.9318 | 7822
2019-07-03 13:00 | 4406 | [7 empty] | 0.0634 | 0 | 80.3415 | 8131
2019-07-03 14:00 | 4407 | [7 empty] | 0.057 | 0 | 76.8338 | 8255
2019-07-03 15:00 | 4408 | [7 empty] | 0.0566 | 0 | 76.6145 | 8286
2019-07-03 16:00 | 4409 | [7 empty] | 0.0662 | 0 | 81.8761 | 8070
2019-07-03 17:00 | 4410 | [7 empty] | 0.0897 | 0 | 94.7558 | 7327
2019-07-03 18:00 | 4411 | [7 empty] | 0.1276 | 0 | 115.5279 | 6595
2019-07-03 19:00 | 4412 | [7 empty] | 0.1711 | 0 | 139.3692 | 6015
2019-07-03 20:00 | 4413 | [7 empty] | 0.2009 | 0 | 155.7018 | 5594
2019-07-03 21:00 | 4414 | [7 empty] | 0.1973 | 0 | 153.7287 | 5641
2019-07-03 22:00 | 4415 | [7 empty] | 0.158 | 0 | 132.1894 | 6236
2019-07-03 23:00 | 4416 | [7 empty] | 0.1017 | 170.6456 | 271.9783 | 4667
2019-07-04 | 4417 |  | 0 | 0 | 0 | 0 | 0 | 0 | 0.0526 | 186.3975 | 260.8197 | 4710
2019-07-04 01:00 | 4418 | [7 empty] | 0.0237 | 189.0228 | 247.6057 | 4750
2019-07-04 02:00 | 4419 | [7 empty] | 0.0161 | 217.9013 | 272.3188 | 4664
2019-07-04 03:00 | 4420 | [7 empty] | 0.0287 | 199.5241 | 260.8473 | 4709
2019-07-04 04:00 | 4421 | [7 empty] | 0.062 | 0 | 79.5742 | 8163
2019-07-04 05:00 | 4422 | [7 empty] | 0.1117 | 0 | 106.8135 | 6882
2019-07-04 06:00 | 4423 | [7 empty] | 0.1613 | 0 | 133.998 | 6143
2019-07-04 07:00 | 4424 | [7 empty] | 0.188 | 0 | 148.6316 | 5791
2019-07-04 08:00 | 4425 | [7 empty] | 0.1807 | 0 | 144.6307 | 5920
2019-07-04 09:00 | 4426 | [7 empty] | 0.1495 | 0 | 127.5307 | 6298
2019-07-04 10:00 | 4427 | [7 empty] | 0.1147 | 0 | 108.4577 | 6851
2019-07-04 11:00 | 4428 | [7 empty] | 0.0892 | 0 | 94.4818 | 7419
2019-07-04 12:00 | 4429 | [7 empty] | 0.0736 | 0 | 85.9318 | 7823
2019-07-04 13:00 | 4430 | [7 empty] | 0.0634 | 0 | 80.3415 | 8132
2019-07-04 14:00 | 4431 | [7 empty] | 0.057 | 0 | 76.8338 | 8256
2019-07-04 15:00 | 4432 | [7 empty] | 0.0566 | 0 | 76.6145 | 8287
2019-07-04 16:00 | 4433 | [7 empty] | 0.0662 | 0 | 81.8761 | 8071
2019-07-04 17:00 | 4434 | [7 empty] | 0.0897 | 0 | 94.7558 | 7328
2019-07-04 18:00 | 4435 | [7 empty] | 0.1276 | 0 | 115.5279 | 6596
2019-07-04 19:00 | 4436 | [7 empty] | 0.1711 | 0 | 139.3692 | 6016
2019-07-04 20:00 | 4437 | [7 empty] | 0.2009 | 0 | 155.7018 | 5595
2019-07-04 21:00 | 4438 | [7 empty] | 0.1973 | 0 | 153.7287 | 5642
2019-07-04 22:00 | 4439 | [7 empty] | 0.158 | 0 | 132.1894 | 6237
2019-07-04 23:00 | 4440 | [7 empty] | 0.1017 | 0 | 101.3327 | 7077
2019-07-05 | 4441 |  | 0 | 0 | 0 | 0 | 0 | 0 | 0.0526 | 0 | 74.4222 | 8347
2019-07-05 01:00 | 4442 | [7 empty] | 0.0237 | 0 | 58.5829 | 8613
2019-07-05 02:00 | 4443 | [7 empty] | 0.0161 | 0 | 54.4175 | 8736
2019-07-05 03:00 | 4444 | [7 empty] | 0.0287 | 0 | 61.3233 | 8552
2019-07-05 04:00 | 4445 | [7 empty] | 0.062 | 0 | 79.5742 | 8164
2019-07-05 05:00 | 4446 | [7 empty] | 0.1117 | 0 | 106.8135 | 6883
2019-07-05 06:00 | 4447 | [7 empty] | 0.1613 | 0 | 133.998 | 6144
2019-07-05 07:00 | 4448 | [7 empty] | 0.188 | 0 | 148.6316 | 5792
2019-07-05 08:00 | 4449 | [7 empty] | 0.1807 | 0 | 144.6307 | 5921
2019-07-05 09:00 | 4450 | [7 empty] | 0.1495 | 0 | 127.5307 | 6299
2019-07-05 10:00 | 4451 | [7 empty] | 0.1147 | 0 | 108.4577 | 6852
2019-07-05 11:00 | 4452 | [7 empty] | 0.0892 | 0 | 94.4818 | 7420
2019-07-05 12:00 | 4453 | [7 empty] | 0.0736 | 0 | 85.9318 | 7824
2019-07-05 13:00 | 4454 | [7 empty] | 0.0634 | 0 | 80.3415 | 8133
2019-07-05 14:00 | 4455 | [7 empty] | 0.057 | 0 | 76.8338 | 8257
2019-07-05 15:00 | 4456 | [7 empty] | 0.0566 | 0 | 76.6145 | 8288
2019-07-05 16:00 | 4457 | [7 empty] | 0.0662 | 0 | 81.8761 | 8072
2019-07-05 17:00 | 4458 | [7 empty] | 0.0897 | 0 | 94.7558 | 7329
2019-07-05 18:00 | 4459 | [7 empty] | 0.1276 | 0 | 115.5279 | 6597
2019-07-05 19:00 | 4460 | [7 empty] | 0.1711 | 0 | 139.3692 | 6017
2019-07-05 20:00 | 4461 | [7 empty] | 0.2009 | 0 | 155.7018 | 5596
2019-07-05 21:00 | 4462 | [7 empty] | 0.1973 | 0 | 153.7287 | 5643
2019-07-05 22:00 | 4463 | [7 empty] | 0.158 | 0 | 132.1894 | 6238
2019-07-05 23:00 | 4464 | [7 empty] | 0.1017 | 0 | 101.3327 | 7078
2019-07-06 | 4465 |  | 0 | 0 | 0 | 0 | 0 | 0 | 0.0526 | 0 | 74.4222 | 8348
2019-07-06 01:00 | 4466 | [7 empty] | 0.0237 | 0 | 58.5829 | 8614
2019-07-06 02:00 | 4467 | [7 empty] | 0.0161 | 0 | 54.4175 | 8737
2019-07-06 03:00 | 4468 | [7 empty] | 0.0287 | 0 | 61.3233 | 8553
2019-07-06 04:00 | 4469 | [7 empty] | 0.062 | 0 | 79.5742 | 8165
2019-07-06 05:00 | 4470 | [7 empty] | 0.1117 | 0 | 106.8135 | 6884
2019-07-06 06:00 | 4471 | [7 empty] | 0.1613 | 0 | 133.998 | 6145
2019-07-06 07:00 | 4472 | [7 empty] | 0.188 | 0 | 148.6316 | 5793
2019-07-06 08:00 | 4473 | [7 empty] | 0.1807 | 0 | 144.6307 | 5922
2019-07-06 09:00 | 4474 | [7 empty] | 0.1495 | 0 | 127.5307 | 6300
2019-07-06 10:00 | 4475 | [7 empty] | 0.1147 | 0 | 108.4577 | 6853
2019-07-06 11:00 | 4476 | [7 empty] | 0.0892 | 0 | 94.4818 | 7421
2019-07-06 12:00 | 4477 | [7 empty] | 0.0736 | 0 | 85.9318 | 7825
2019-07-06 13:00 | 4478 | [7 empty] | 0.0634 | 0 | 80.3415 | 8134
2019-07-06 14:00 | 4479 | [7 empty] | 0.057 | 0 | 76.8338 | 8258
2019-07-06 15:00 | 4480 | [7 empty] | 0.0566 | 0 | 76.6145 | 8289
2019-07-06 16:00 | 4481 | [7 empty] | 0.0662 | 0 | 81.8761 | 8073
2019-07-06 17:00 | 4482 | [7 empty] | 0.0897 | 0 | 94.7558 | 7330
2019-07-06 18:00 | 4483 | [7 empty] | 0.1276 | 0 | 115.5279 | 6598
2019-07-06 19:00 | 4484 | [7 empty] | 0.1711 | 0 | 139.3692 | 6018
2019-07-06 20:00 | 4485 | [7 empty] | 0.2009 | 0 | 155.7018 | 5597
2019-07-06 21:00 | 4486 | [7 empty] | 0.1973 | 0 | 153.7287 | 5644
2019-07-06 22:00 | 4487 | [7 empty] | 0.158 | 0 | 132.1894 | 6239
2019-07-06 23:00 | 4488 | [7 empty] | 0.1017 | 0 | 101.3327 | 7079
2019-07-07 | 4489 |  | 0 | 0 | 0 | 0 | 0 | 0 | 0.0526 | 0 | 74.4222 | 8349
2019-07-07 01:00 | 4490 | [7 empty] | 0.0237 | 0 | 58.5829 | 8615
2019-07-07 02:00 | 4491 | [7 empty] | 0.0161 | 0 | 54.4175 | 8738
2019-07-07 03:00 | 4492 | [7 empty] | 0.0287 | 0 | 61.3233 | 8554
2019-07-07 04:00 | 4493 | [7 empty] | 0.062 | 0 | 79.5742 | 8166
2019-07-07 05:00 | 4494 | [7 empty] | 0.1117 | 0 | 106.8135 | 6885
2019-07-07 06:00 | 4495 | [7 empty] | 0.1613 | 0 | 133.998 | 6146
2019-07-07 07:00 | 4496 | [7 empty] | 0.188 | 0 | 148.6316 | 5794
2019-07-07 08:00 | 4497 | [7 empty] | 0.1807 | 0 | 144.6307 | 5923
2019-07-07 09:00 | 4498 | [7 empty] | 0.1495 | 0 | 127.5307 | 6301
2019-07-07 10:00 | 4499 | [7 empty] | 0.1147 | 0 | 108.4577 | 6854
2019-07-07 11:00 | 4500 | [7 empty] | 0.0892 | 0 | 94.4818 | 7422
2019-07-07 12:00 | 4501 | [7 empty] | 0.0736 | 0 | 85.9318 | 7826
2019-07-07 13:00 | 4502 | [7 empty] | 0.0634 | 0 | 80.3415 | 8135
2019-07-07 14:00 | 4503 | [7 empty] | 0.057 | 0 | 76.8338 | 8259
2019-07-07 15:00 | 4504 | [7 empty] | 0.0566 | 0 | 76.6145 | 8290
2019-07-07 16:00 | 4505 | [7 empty] | 0.0662 | 0 | 81.8761 | 8074
2019-07-07 17:00 | 4506 | [7 empty] | 0.0897 | 0 | 94.7558 | 7331
2019-07-07 18:00 | 4507 | [7 empty] | 0.1276 | 0 | 115.5279 | 6599
2019-07-07 19:00 | 4508 | [7 empty] | 0.1711 | 0 | 139.3692 | 6019
2019-07-07 20:00 | 4509 | [7 empty] | 0.2009 | 0 | 155.7018 | 5598
2019-07-07 21:00 | 4510 | [7 empty] | 0.1973 | 0 | 153.7287 | 5645
2019-07-07 22:00 | 4511 | [7 empty] | 0.158 | 0 | 132.1894 | 6240
2019-07-07 23:00 | 4512 | [7 empty] | 0.1017 | 0 | 101.3327 | 7080
2019-07-08 | 4513 |  | 0 | 0 | 0 | 0 | 0 | 0 | 0.0526 | 0 | 74.4222 | 8350
2019-07-08 01:00 | 4514 | [7 empty] | 0.0237 | 0 | 58.5829 | 8616
2019-07-08 02:00 | 4515 | [7 empty] | 0.0161 | 0 | 54.4175 | 8739
2019-07-08 03:00 | 4516 | [7 empty] | 0.0287 | 0 | 61.3233 | 8555
2019-07-08 04:00 | 4517 | [7 empty] | 0.062 | 0 | 79.5742 | 8167
2019-07-08 05:00 | 4518 | [7 empty] | 0.1117 | 0 | 106.8135 | 6886
2019-07-08 06:00 | 4519 | [7 empty] | 0.1613 | 0 | 133.998 | 6147
2019-07-08 07:00 | 4520 | [7 empty] | 0.188 | 0 | 148.6316 | 5795
2019-07-08 08:00 | 4521 | [7 empty] | 0.1807 | 0 | 144.6307 | 5924
2019-07-08 09:00 | 4522 | [7 empty] | 0.1495 | 0 | 127.5307 | 6302
2019-07-08 10:00 | 4523 | [7 empty] | 0.1147 | 0 | 108.4577 | 6855
2019-07-08 11:00 | 4524 | [7 empty] | 0.0892 | 0 | 94.4818 | 7423
2019-07-08 12:00 | 4525 | [7 empty] | 0.0736 | 0 | 85.9318 | 7827
2019-07-08 13:00 | 4526 | [7 empty] | 0.0634 | 0 | 80.3415 | 8136
2019-07-08 14:00 | 4527 | [7 empty] | 0.057 | 0 | 76.8338 | 8260
2019-07-08 15:00 | 4528 | [7 empty] | 0.0566 | 0 | 76.6145 | 8291
2019-07-08 16:00 | 4529 | [7 empty] | 0.0662 | 0 | 81.8761 | 8075
2019-07-08 17:00 | 4530 | [7 empty] | 0.0897 | 0 | 94.7558 | 7332
2019-07-08 18:00 | 4531 | [7 empty] | 0.1276 | 0 | 115.5279 | 6600
2019-07-08 19:00 | 4532 | [7 empty] | 0.1711 | 0 | 139.3692 | 6020
2019-07-08 20:00 | 4533 | [7 empty] | 0.2009 | 0 | 155.7018 | 5599
2019-07-08 21:00 | 4534 | [7 empty] | 0.1973 | 0 | 153.7287 | 5646
2019-07-08 22:00 | 4535 | [7 empty] | 0.158 | 0 | 132.1894 | 6241
2019-07-08 23:00 | 4536 | [7 empty] | 0.1017 | 0 | 101.3327 | 7081
2019-07-09 | 4537 |  | 0 | 0 | 0 | 0 | 0 | 0 | 0.0526 | 0 | 74.4222 | 8351
2019-07-09 01:00 | 4538 | [7 empty] | 0.0237 | 0 | 58.5829 | 8617
2019-07-09 02:00 | 4539 | [7 empty] | 0.0161 | 0 | 54.4175 | 8740
2019-07-09 03:00 | 4540 | [7 empty] | 0.0287 | 0 | 61.3233 | 8556
2019-07-09 04:00 | 4541 | [7 empty] | 0.062 | 0 | 79.5742 | 8168
2019-07-09 05:00 | 4542 | [7 empty] | 0.1117 | 0 | 106.8135 | 6887
2019-07-09 06:00 | 4543 | [7 empty] | 0.1613 | 0 | 133.998 | 6148
2019-07-09 07:00 | 4544 | [7 empty] | 0.188 | 0 | 148.6316 | 5796
2019-07-09 08:00 | 4545 | [7 empty] | 0.1807 | 0 | 144.6307 | 5925
2019-07-09 09:00 | 4546 | [7 empty] | 0.1495 | 0 | 127.5307 | 6303
2019-07-09 10:00 | 4547 | [7 empty] | 0.1147 | 0 | 108.4577 | 6856
2019-07-09 11:00 | 4548 | [7 empty] | 0.0892 | 0 | 94.4818 | 7424
2019-07-09 12:00 | 4549 | [7 empty] | 0.0736 | 0 | 85.9318 | 7828
2019-07-09 13:00 | 4550 | [7 empty] | 0.0634 | 0 | 80.3415 | 8137
2019-07-09 14:00 | 4551 | [7 empty] | 0.057 | 0 | 76.8338 | 8261
2019-07-09 15:00 | 4552 | [7 empty] | 0.0566 | 0 | 76.6145 | 8292
2019-07-09 16:00 | 4553 | [7 empty] | 0.0662 | 0 | 81.8761 | 8076
2019-07-09 17:00 | 4554 | [7 empty] | 0.0897 | 0 | 94.7558 | 7333
2019-07-09 18:00 | 4555 | [7 empty] | 0.1276 | 0 | 115.5279 | 6601
2019-07-09 19:00 | 4556 | [7 empty] | 0.1711 | 0 | 139.3692 | 6021
2019-07-09 20:00 | 4557 | [7 empty] | 0.2009 | 0 | 155.7018 | 5600
2019-07-09 21:00 | 4558 | [7 empty] | 0.1973 | 0 | 153.7287 | 5647
2019-07-09 22:00 | 4559 | [7 empty] | 0.158 | 0 | 132.1894 | 6242
2019-07-09 23:00 | 4560 | [7 empty] | 0.1017 | 0 | 101.3327 | 7082
2019-07-10 | 4561 |  | 0 | 0 | 0 | 0 | 0 | 0 | 0.0526 | 0 | 74.4222 | 8352
2019-07-10 01:00 | 4562 | [7 empty] | 0.0237 | 0 | 58.5829 | 8618
2019-07-10 02:00 | 4563 | [7 empty] | 0.0161 | 0 | 54.4175 | 8741
2019-07-10 03:00 | 4564 | [7 empty] | 0.0287 | 0 | 61.3233 | 8557
2019-07-10 04:00 | 4565 | [7 empty] | 0.062 | 0 | 79.5742 | 8169
2019-07-10 05:00 | 4566 | [7 empty] | 0.1117 | 0 | 106.8135 | 6888
2019-07-10 06:00 | 4567 | [7 empty] | 0.1613 | 0 | 133.998 | 6149
2019-07-10 07:00 | 4568 | [7 empty] | 0.188 | 0 | 148.6316 | 5797
2019-07-10 08:00 | 4569 | [7 empty] | 0.1807 | 0 | 144.6307 | 5926
2019-07-10 09:00 | 4570 | [7 empty] | 0.1495 | 0 | 127.5307 | 6304
2019-07-10 10:00 | 4571 | [7 empty] | 0.1147 | 0 | 108.4577 | 6857
2019-07-10 11:00 | 4572 | [7 empty] | 0.0892 | 0 | 94.4818 | 7425
2019-07-10 12:00 | 4573 | [7 empty] | 0.0736 | 0 | 85.9318 | 7829
2019-07-10 13:00 | 4574 | [7 empty] | 0.0634 | 0 | 80.3415 | 8138
2019-07-10 14:00 | 4575 | [7 empty] | 0.057 | 0 | 76.8338 | 8262
2019-07-10 15:00 | 4576 | [7 empty] | 0.0566 | 0 | 76.6145 | 8293
2019-07-10 16:00 | 4577 | [7 empty] | 0.0662 | 0 | 81.8761 | 8077
2019-07-10 17:00 | 4578 | [7 empty] | 0.0897 | 0 | 94.7558 | 7334
2019-07-10 18:00 | 4579 | [7 empty] | 0.1276 | 0 | 115.5279 | 6602
2019-07-10 19:00 | 4580 | [7 empty] | 0.1711 | 0 | 139.3692 | 6022
2019-07-10 20:00 | 4581 | [7 empty] | 0.2009 | 0 | 155.7018 | 5601
2019-07-10 21:00 | 4582 | [7 empty] | 0.1973 | 0 | 153.7287 | 5648
2019-07-10 22:00 | 4583 | [7 empty] | 0.158 | 0 | 132.1894 | 6243
2019-07-10 23:00 | 4584 | [7 empty] | 0.1017 | 0 | 101.3327 | 7083
2019-07-11 | 4585 |  | 0 | 0 | 0 | 0 | 0 | 0 | 0.0526 | 0 | 74.4222 | 8353
2019-07-11 01:00 | 4586 | [7 empty] | 0.0237 | 0 | 58.5829 | 8619
2019-07-11 02:00 | 4587 | [7 empty] | 0.0161 | 0 | 54.4175 | 8742
2019-07-11 03:00 | 4588 | [7 empty] | 0.0287 | 0 | 61.3233 | 8558
2019-07-11 04:00 | 4589 | [7 empty] | 0.062 | 0 | 79.5742 | 8170
2019-07-11 05:00 | 4590 | [7 empty] | 0.1117 | 0 | 106.8135 | 6889
2019-07-11 06:00 | 4591 | [7 empty] | 0.1613 | 0 | 133.998 | 6150
2019-07-11 07:00 | 4592 | [7 empty] | 0.188 | 0 | 148.6316 | 5798
2019-07-11 08:00 | 4593 | [7 empty] | 0.1807 | 0 | 144.6307 | 5927
2019-07-11 09:00 | 4594 | [7 empty] | 0.1495 | 0 | 127.5307 | 6305
2019-07-11 10:00 | 4595 | [7 empty] | 0.1147 | 0 | 108.4577 | 6858
2019-07-11 11:00 | 4596 | [7 empty] | 0.0892 | 0 | 94.4818 | 7426
2019-07-11 12:00 | 4597 | [7 empty] | 0.0736 | 0 | 85.9318 | 7830
2019-07-11 13:00 | 4598 | [7 empty] | 0.0634 | 0 | 80.3415 | 8139
2019-07-11 14:00 | 4599 | [7 empty] | 0.057 | 0 | 76.8338 | 8263
2019-07-11 15:00 | 4600 | [7 empty] | 0.0566 | 0 | 76.6145 | 8294
2019-07-11 16:00 | 4601 | [7 empty] | 0.0662 | 0 | 81.8761 | 8078
2019-07-11 17:00 | 4602 | [7 empty] | 0.0897 | 0 | 94.7558 | 7335
2019-07-11 18:00 | 4603 | [7 empty] | 0.1276 | 0 | 115.5279 | 6603
2019-07-11 19:00 | 4604 | [7 empty] | 0.1711 | 0 | 139.3692 | 6023
2019-07-11 20:00 | 4605 | [7 empty] | 0.2009 | 0 | 155.7018 | 5602
2019-07-11 21:00 | 4606 | [7 empty] | 0.1973 | 0 | 153.7287 | 5649
2019-07-11 22:00 | 4607 | [7 empty] | 0.158 | 0 | 132.1894 | 6244
2019-07-11 23:00 | 4608 | [7 empty] | 0.1017 | 0 | 101.3327 | 7084
2019-07-12 | 4609 |  | 0 | 0 | 0 | 0 | 0 | 0 | 0.0526 | 0 | 74.4222 | 8354
2019-07-12 01:00 | 4610 | [7 empty] | 0.0237 | 0 | 58.5829 | 8620
2019-07-12 02:00 | 4611 | [7 empty] | 0.0161 | 0 | 54.4175 | 8743
2019-07-12 03:00 | 4612 | [7 empty] | 0.0287 | 0 | 61.3233 | 8559
2019-07-12 04:00 | 4613 | [7 empty] | 0.062 | 0 | 79.5742 | 8171
2019-07-12 05:00 | 4614 | [7 empty] | 0.1117 | 0 | 106.8135 | 6890
2019-07-12 06:00 | 4615 | [7 empty] | 0.1613 | 0 | 133.998 | 6151
2019-07-12 07:00 | 4616 | [7 empty] | 0.188 | 0 | 148.6316 | 5799
2019-07-12 08:00 | 4617 | [7 empty] | 0.1807 | 0 | 144.6307 | 5928
2019-07-12 09:00 | 4618 | [7 empty] | 0.1495 | 0 | 127.5307 | 6306
2019-07-12 10:00 | 4619 | [7 empty] | 0.1147 | 0 | 108.4577 | 6859
2019-07-12 11:00 | 4620 | [7 empty] | 0.0892 | 0 | 94.4818 | 7427
2019-07-12 12:00 | 4621 | [7 empty] | 0.0736 | 0 | 85.9318 | 7831
2019-07-12 13:00 | 4622 | [7 empty] | 0.0634 | 0 | 80.3415 | 8140
2019-07-12 14:00 | 4623 | [7 empty] | 0.057 | 0 | 76.8338 | 8264
2019-07-12 15:00 | 4624 | [7 empty] | 0.0566 | 0 | 76.6145 | 8295
2019-07-12 16:00 | 4625 | [7 empty] | 0.0662 | 0 | 81.8761 | 8079
2019-07-12 17:00 | 4626 | [7 empty] | 0.0897 | 0 | 94.7558 | 7336
2019-07-12 18:00 | 4627 | [7 empty] | 0.1276 | 0 | 115.5279 | 6604
2019-07-12 19:00 | 4628 | [7 empty] | 0.1711 | 0 | 139.3692 | 6024
2019-07-12 20:00 | 4629 | [7 empty] | 0.2009 | 0 | 155.7018 | 5603
2019-07-12 21:00 | 4630 | [7 empty] | 0.1973 | 0 | 153.7287 | 5650
2019-07-12 22:00 | 4631 | [7 empty] | 0.158 | 0 | 132.1894 | 6245
2019-07-12 23:00 | 4632 | [7 empty] | 0.1017 | 0 | 101.3327 | 7085
2019-07-13 | 4633 |  | 0 | 0 | 0 | 0 | 0 | 0 | 0.0526 | 0 | 74.4222 | 8355
2019-07-13 01:00 | 4634 | [7 empty] | 0.0237 | 173.2709 | 231.8538 | 4779
2019-07-13 02:00 | 4635 | [7 empty] | 0.0161 | 183.7722 | 238.1897 | 4767
2019-07-13 03:00 | 4636 | [7 empty] | 0.0287 | 186.3975 | 247.7207 | 4749
2019-07-13 04:00 | 4637 | [7 empty] | 0.062 | 0 | 79.5742 | 8172
2019-07-13 05:00 | 4638 | [7 empty] | 0.1117 | 0 | 106.8135 | 6891
2019-07-13 06:00 | 4639 | [7 empty] | 0.1613 | 0 | 133.998 | 6152
2019-07-13 07:00 | 4640 | [7 empty] | 0.188 | 0 | 148.6316 | 5800
2019-07-13 08:00 | 4641 | [7 empty] | 0.1807 | 0 | 144.6307 | 5929
2019-07-13 09:00 | 4642 | [7 empty] | 0.1495 | 0 | 127.5307 | 6307
2019-07-13 10:00 | 4643 | [7 empty] | 0.1147 | 0 | 108.4577 | 6860
2019-07-13 11:00 | 4644 | [7 empty] | 0.0892 | 0 | 94.4818 | 7428
2019-07-13 12:00 | 4645 | [7 empty] | 0.0736 | 0 | 85.9318 | 7832
2019-07-13 13:00 | 4646 | [7 empty] | 0.0634 | 0 | 80.3415 | 8141
2019-07-13 14:00 | 4647 | [7 empty] | 0.057 | 0 | 76.8338 | 8265
2019-07-13 15:00 | 4648 | [7 empty] | 0.0566 | 0 | 76.6145 | 8296
2019-07-13 16:00 | 4649 | [7 empty] | 0.0662 | 0 | 81.8761 | 8080
2019-07-13 17:00 | 4650 | [7 empty] | 0.0897 | 0 | 94.7558 | 7337
2019-07-13 18:00 | 4651 | [7 empty] | 0.1276 | 0 | 115.5279 | 6605
2019-07-13 19:00 | 4652 | [7 empty] | 0.1711 | 0 | 139.3692 | 6025
2019-07-13 20:00 | 4653 | [7 empty] | 0.2009 | 0 | 155.7018 | 5604
2019-07-13 21:00 | 4654 | [7 empty] | 0.1973 | 0 | 153.7287 | 5651
2019-07-13 22:00 | 4655 | [7 empty] | 0.158 | 0 | 132.1894 | 6246
2019-07-13 23:00 | 4656 | [7 empty] | 0.1017 | 0 | 101.3327 | 7086
2019-07-14 | 4657 |  | 0 | 0 | 0 | 0 | 0 | 0 | 0.0526 | 0 | 74.4222 | 8356
2019-07-14 01:00 | 4658 | [7 empty] | 0.0237 | 0 | 58.5829 | 8621
2019-07-14 02:00 | 4659 | [7 empty] | 0.0161 | 0 | 54.4175 | 8744
2019-07-14 03:00 | 4660 | [7 empty] | 0.0287 | 160.1443 | 221.4676 | 4792
2019-07-14 04:00 | 4661 | [7 empty] | 0.062 | 0 | 79.5742 | 8173
2019-07-14 05:00 | 4662 | [7 empty] | 0.1117 | 0 | 106.8135 | 6892
2019-07-14 06:00 | 4663 | [7 empty] | 0.1613 | 0 | 133.998 | 6153
2019-07-14 07:00 | 4664 | [7 empty] | 0.188 | 0 | 148.6316 | 5801
2019-07-14 08:00 | 4665 | [7 empty] | 0.1807 | 0 | 144.6307 | 5930
2019-07-14 09:00 | 4666 | [7 empty] | 0.1495 | 0 | 127.5307 | 6308
2019-07-14 10:00 | 4667 | [7 empty] | 0.1147 | 0 | 108.4577 | 6861
2019-07-14 11:00 | 4668 | [7 empty] | 0.0892 | 0 | 94.4818 | 7429
2019-07-14 12:00 | 4669 | [7 empty] | 0.0736 | 0 | 85.9318 | 7833
2019-07-14 13:00 | 4670 | [7 empty] | 0.0634 | 0 | 80.3415 | 8142
2019-07-14 14:00 | 4671 | [7 empty] | 0.057 | 0 | 76.8338 | 8266
2019-07-14 15:00 | 4672 | [7 empty] | 0.0566 | 0 | 76.6145 | 8297
2019-07-14 16:00 | 4673 | [7 empty] | 0.0662 | 0 | 81.8761 | 8081
2019-07-14 17:00 | 4674 | [7 empty] | 0.0897 | 0 | 94.7558 | 7338
2019-07-14 18:00 | 4675 | [7 empty] | 0.1276 | 0 | 115.5279 | 6606
2019-07-14 19:00 | 4676 | [7 empty] | 0.1711 | 0 | 139.3692 | 6026
2019-07-14 20:00 | 4677 | [7 empty] | 0.2009 | 0 | 155.7018 | 5605
2019-07-14 21:00 | 4678 | [7 empty] | 0.1973 | 0 | 153.7287 | 5652
2019-07-14 22:00 | 4679 | [7 empty] | 0.158 | 0 | 132.1894 | 6247
2019-07-14 23:00 | 4680 | [7 empty] | 0.1017 | 0 | 101.3327 | 7087
2019-07-15 | 4681 |  | 0 | 0 | 0 | 0 | 0 | 0 | 0.0526 | 0 | 74.4222 | 8357
2019-07-15 01:00 | 4682 | [7 empty] | 0.0237 | 0 | 58.5829 | 8622
2019-07-15 02:00 | 4683 | [7 empty] | 0.0161 | 181.1469 | 235.5644 | 4773
2019-07-15 03:00 | 4684 | [7 empty] | 0.0287 | 181.1469 | 242.4701 | 4760
2019-07-15 04:00 | 4685 | [7 empty] | 0.062 | 0 | 79.5742 | 8174
2019-07-15 05:00 | 4686 | [7 empty] | 0.1117 | 0 | 106.8135 | 6893
2019-07-15 06:00 | 4687 | [7 empty] | 0.1613 | 0 | 133.998 | 6154
2019-07-15 07:00 | 4688 | [7 empty] | 0.188 | 0 | 148.6316 | 5802
2019-07-15 08:00 | 4689 | [7 empty] | 0.1807 | 0 | 144.6307 | 5931
2019-07-15 09:00 | 4690 | [7 empty] | 0.1495 | 0 | 127.5307 | 6309
2019-07-15 10:00 | 4691 | [7 empty] | 0.1147 | 0 | 108.4577 | 6862
2019-07-15 11:00 | 4692 | [7 empty] | 0.0892 | 0 | 94.4818 | 7430
2019-07-15 12:00 | 4693 | [7 empty] | 0.0736 | 0 | 85.9318 | 7834
2019-07-15 13:00 | 4694 | [7 empty] | 0.0634 | 0 | 80.3415 | 8143
2019-07-15 14:00 | 4695 | [7 empty] | 0.057 | 0 | 76.8338 | 8267
2019-07-15 15:00 | 4696 | [7 empty] | 0.0566 | 0 | 76.6145 | 8298
2019-07-15 16:00 | 4697 | [7 empty] | 0.0662 | 0 | 81.8761 | 8082
2019-07-15 17:00 | 4698 | [7 empty] | 0.0897 | 0 | 94.7558 | 7339
2019-07-15 18:00 | 4699 | [7 empty] | 0.1276 | 0 | 115.5279 | 6607
2019-07-15 19:00 | 4700 | [7 empty] | 0.1711 | 0 | 139.3692 | 6027
2019-07-15 20:00 | 4701 | [7 empty] | 0.2009 | 0 | 155.7018 | 5606
2019-07-15 21:00 | 4702 | [7 empty] | 0.1973 | 0 | 153.7287 | 5653
2019-07-15 22:00 | 4703 | [7 empty] | 0.158 | 0 | 132.1894 | 6248
2019-07-15 23:00 | 4704 | [7 empty] | 0.1017 | 0 | 101.3327 | 7088
2019-07-16 | 4705 |  | 0 | 0 | 0 | 0 | 0 | 0 | 0.0526 | 0 | 74.4222 | 8358
2019-07-16 01:00 | 4706 | [7 empty] | 0.0237 | 0 | 58.5829 | 8623
2019-07-16 02:00 | 4707 | [7 empty] | 0.0161 | 0 | 54.4175 | 8745
2019-07-16 03:00 | 4708 | [7 empty] | 0.0287 | 0 | 61.3233 | 8560
2019-07-16 04:00 | 4709 | [7 empty] | 0.062 | 0 | 79.5742 | 8175
2019-07-16 05:00 | 4710 | [7 empty] | 0.1117 | 0 | 106.8135 | 6894
2019-07-16 06:00 | 4711 | [7 empty] | 0.1613 | 0 | 133.998 | 6155
2019-07-16 07:00 | 4712 | [7 empty] | 0.188 | 0 | 148.6316 | 5803
2019-07-16 08:00 | 4713 | [7 empty] | 0.1807 | 0 | 144.6307 | 5932
2019-07-16 09:00 | 4714 | [7 empty] | 0.1495 | 0 | 127.5307 | 6310
2019-07-16 10:00 | 4715 | [7 empty] | 0.1147 | 0 | 108.4577 | 6863
2019-07-16 11:00 | 4716 | [7 empty] | 0.0892 | 0 | 94.4818 | 7431
2019-07-16 12:00 | 4717 | [7 empty] | 0.0736 | 0 | 85.9318 | 7835
2019-07-16 13:00 | 4718 | [7 empty] | 0.0634 | 0 | 80.3415 | 8144
2019-07-16 14:00 | 4719 | [7 empty] | 0.057 | 0 | 76.8338 | 8268
2019-07-16 15:00 | 4720 | [7 empty] | 0.0566 | 0 | 76.6145 | 8299
2019-07-16 16:00 | 4721 | [7 empty] | 0.0662 | 0 | 81.8761 | 8083
2019-07-16 17:00 | 4722 | [7 empty] | 0.0897 | 0 | 94.7558 | 7340
2019-07-16 18:00 | 4723 | [7 empty] | 0.1276 | 0 | 115.5279 | 6608
2019-07-16 19:00 | 4724 | [7 empty] | 0.1711 | 0 | 139.3692 | 6028
2019-07-16 20:00 | 4725 | [7 empty] | 0.2009 | 0 | 155.7018 | 5607
2019-07-16 21:00 | 4726 | [7 empty] | 0.1973 | 0 | 153.7287 | 5654
2019-07-16 22:00 | 4727 | [7 empty] | 0.158 | 0 | 132.1894 | 6249
2019-07-16 23:00 | 4728 | [7 empty] | 0.1017 | 0 | 101.3327 | 7089
2019-07-17 | 4729 |  | 0 | 0 | 0 | 0 | 0 | 0 | 0.0526 | 0 | 74.4222 | 8359
2019-07-17 01:00 | 4730 | [7 empty] | 0.0237 | 0 | 58.5829 | 8624
2019-07-17 02:00 | 4731 | [7 empty] | 0.0161 | 0 | 54.4175 | 8746
2019-07-17 03:00 | 4732 | [7 empty] | 0.0287 | 0 | 61.3233 | 8561
2019-07-17 04:00 | 4733 | [7 empty] | 0.062 | 0 | 79.5742 | 8176
2019-07-17 05:00 | 4734 | [7 empty] | 0.1117 | 0 | 106.8135 | 6895
2019-07-17 06:00 | 4735 | [7 empty] | 0.1613 | 0 | 133.998 | 6156
2019-07-17 07:00 | 4736 | [7 empty] | 0.188 | 0 | 148.6316 | 5804
2019-07-17 08:00 | 4737 | [7 empty] | 0.1807 | 0 | 144.6307 | 5933
2019-07-17 09:00 | 4738 | [7 empty] | 0.1495 | 0 | 127.5307 | 6311
2019-07-17 10:00 | 4739 | [7 empty] | 0.1147 | 0 | 108.4577 | 6864
2019-07-17 11:00 | 4740 | [7 empty] | 0.0892 | 0 | 94.4818 | 7432
2019-07-17 12:00 | 4741 | [7 empty] | 0.0736 | 0 | 85.9318 | 7836
2019-07-17 13:00 | 4742 | [7 empty] | 0.0634 | 0 | 80.3415 | 8145
2019-07-17 14:00 | 4743 | [7 empty] | 0.057 | 0 | 76.8338 | 8269
2019-07-17 15:00 | 4744 | [7 empty] | 0.0566 | 0 | 76.6145 | 8300
2019-07-17 16:00 | 4745 | [7 empty] | 0.0662 | 0 | 81.8761 | 8084
2019-07-17 17:00 | 4746 | [7 empty] | 0.0897 | 0 | 94.7558 | 7341
2019-07-17 18:00 | 4747 | [7 empty] | 0.1276 | 0 | 115.5279 | 6609
2019-07-17 19:00 | 4748 | [7 empty] | 0.1711 | 0 | 139.3692 | 6029
2019-07-17 20:00 | 4749 | [7 empty] | 0.2009 | 0 | 155.7018 | 5608
2019-07-17 21:00 | 4750 | [7 empty] | 0.1973 | 0 | 153.7287 | 5655
2019-07-17 22:00 | 4751 | [7 empty] | 0.158 | 0 | 132.1894 | 6250
2019-07-17 23:00 | 4752 | [7 empty] | 0.1017 | 0 | 101.3327 | 7090
2019-07-18 | 4753 |  | 0 | 0 | 0 | 0 | 0 | 0 | 0.0526 | 0 | 74.4222 | 8360
2019-07-18 01:00 | 4754 | [7 empty] | 0.0237 | 0 | 58.5829 | 8625
2019-07-18 02:00 | 4755 | [7 empty] | 0.0161 | 0 | 54.4175 | 8747
2019-07-18 03:00 | 4756 | [7 empty] | 0.0287 | 0 | 61.3233 | 8562
2019-07-18 04:00 | 4757 | [7 empty] | 0.062 | 0 | 79.5742 | 8177
2019-07-18 05:00 | 4758 | [7 empty] | 0.1117 | 0 | 106.8135 | 6896
2019-07-18 06:00 | 4759 | [7 empty] | 0.1613 | 0 | 133.998 | 6157
2019-07-18 07:00 | 4760 | [7 empty] | 0.188 | 0 | 148.6316 | 5805
2019-07-18 08:00 | 4761 | [7 empty] | 0.1807 | 0 | 144.6307 | 5934
2019-07-18 09:00 | 4762 | [7 empty] | 0.1495 | 0 | 127.5307 | 6312
2019-07-18 10:00 | 4763 | [7 empty] | 0.1147 | 0 | 108.4577 | 6865
2019-07-18 11:00 | 4764 | [7 empty] | 0.0892 | 0 | 94.4818 | 7433
2019-07-18 12:00 | 4765 | [7 empty] | 0.0736 | 0 | 85.9318 | 7837
2019-07-18 13:00 | 4766 | [7 empty] | 0.0634 | 0 | 80.3415 | 8146
2019-07-18 14:00 | 4767 | [7 empty] | 0.057 | 0 | 76.8338 | 8270
2019-07-18 15:00 | 4768 | [7 empty] | 0.0566 | 0 | 76.6145 | 8301
2019-07-18 16:00 | 4769 | [7 empty] | 0.0662 | 0 | 81.8761 | 8085
2019-07-18 17:00 | 4770 | [7 empty] | 0.0897 | 0 | 94.7558 | 7342
2019-07-18 18:00 | 4771 | [7 empty] | 0.1276 | 0 | 115.5279 | 6610
2019-07-18 19:00 | 4772 | [7 empty] | 0.1711 | 0 | 139.3692 | 6030
2019-07-18 20:00 | 4773 | [7 empty] | 0.2009 | 0 | 155.7018 | 5609
2019-07-18 21:00 | 4774 | [7 empty] | 0.1973 | 0 | 153.7287 | 5656
2019-07-18 22:00 | 4775 | [7 empty] | 0.158 | 0 | 132.1894 | 6251
2019-07-18 23:00 | 4776 | [7 empty] | 0.1017 | 0 | 101.3327 | 7091
2019-07-19 | 4777 |  | 0 | 0 | 0 | 0 | 0 | 0 | 0.0526 | 0 | 74.4222 | 8361
2019-07-19 01:00 | 4778 | [7 empty] | 0.0237 | 0 | 58.5829 | 8626
2019-07-19 02:00 | 4779 | [7 empty] | 0.0161 | 0 | 54.4175 | 8748
2019-07-19 03:00 | 4780 | [7 empty] | 0.0287 | 0 | 61.3233 | 8563
2019-07-19 04:00 | 4781 | [7 empty] | 0.062 | 0 | 79.5742 | 8178
2019-07-19 05:00 | 4782 | [7 empty] | 0.1117 | 0 | 106.8135 | 6897
2019-07-19 06:00 | 4783 | [7 empty] | 0.1613 | 0 | 133.998 | 6158
2019-07-19 07:00 | 4784 | [7 empty] | 0.188 | 0 | 148.6316 | 5806
2019-07-19 08:00 | 4785 | [7 empty] | 0.1807 | 0 | 144.6307 | 5935
2019-07-19 09:00 | 4786 | [7 empty] | 0.1495 | 0 | 127.5307 | 6313
2019-07-19 10:00 | 4787 | [7 empty] | 0.1147 | 0 | 108.4577 | 6866
2019-07-19 11:00 | 4788 | [7 empty] | 0.0892 | 0 | 94.4818 | 7434
2019-07-19 12:00 | 4789 | [7 empty] | 0.0736 | 0 | 85.9318 | 7838
2019-07-19 13:00 | 4790 | [7 empty] | 0.0634 | 0 | 80.3415 | 8147
2019-07-19 14:00 | 4791 | [7 empty] | 0.057 | 0 | 76.8338 | 8271
2019-07-19 15:00 | 4792 | [7 empty] | 0.0566 | 0 | 76.6145 | 8302
2019-07-19 16:00 | 4793 | [7 empty] | 0.0662 | 0 | 81.8761 | 8086
2019-07-19 17:00 | 4794 | [7 empty] | 0.0897 | 0 | 94.7558 | 7343
2019-07-19 18:00 | 4795 | [7 empty] | 0.1276 | 0 | 115.5279 | 6611
2019-07-19 19:00 | 4796 | [7 empty] | 0.1711 | 0 | 139.3692 | 6031
2019-07-19 20:00 | 4797 | [7 empty] | 0.2009 | 0 | 155.7018 | 5610
2019-07-19 21:00 | 4798 | [7 empty] | 0.1973 | 0 | 153.7287 | 5657
2019-07-19 22:00 | 4799 | [7 empty] | 0.158 | 0 | 132.1894 | 6252
2019-07-19 23:00 | 4800 | [7 empty] | 0.1017 | 0 | 101.3327 | 7092
2019-07-20 | 4801 |  | 0 | 0 | 0 | 0 | 0 | 0 | 0.0526 | 0 | 74.4222 | 8362
2019-07-20 01:00 | 4802 | [7 empty] | 0.0237 | 0 | 58.5829 | 8627
2019-07-20 02:00 | 4803 | [7 empty] | 0.0161 | 0 | 54.4175 | 8749
2019-07-20 03:00 | 4804 | [7 empty] | 0.0287 | 0 | 61.3233 | 8564
2019-07-20 04:00 | 4805 | [7 empty] | 0.062 | 0 | 79.5742 | 8179
2019-07-20 05:00 | 4806 | [7 empty] | 0.1117 | 0 | 106.8135 | 6898
2019-07-20 06:00 | 4807 | [7 empty] | 0.1613 | 0 | 133.998 | 6159
2019-07-20 07:00 | 4808 | [7 empty] | 0.188 | 0 | 148.6316 | 5807
2019-07-20 08:00 | 4809 | [7 empty] | 0.1807 | 0 | 144.6307 | 5936
2019-07-20 09:00 | 4810 | [7 empty] | 0.1495 | 0 | 127.5307 | 6314
2019-07-20 10:00 | 4811 | [7 empty] | 0.1147 | 0 | 108.4577 | 6867
2019-07-20 11:00 | 4812 | [7 empty] | 0.0892 | 0 | 94.4818 | 7435
2019-07-20 12:00 | 4813 | [7 empty] | 0.0736 | 0 | 85.9318 | 7839
2019-07-20 13:00 | 4814 | [7 empty] | 0.0634 | 0 | 80.3415 | 8148
2019-07-20 14:00 | 4815 | [7 empty] | 0.057 | 0 | 76.8338 | 8272
2019-07-20 15:00 | 4816 | [7 empty] | 0.0566 | 0 | 76.6145 | 8303
2019-07-20 16:00 | 4817 | [7 empty] | 0.0662 | 0 | 81.8761 | 8087
2019-07-20 17:00 | 4818 | [7 empty] | 0.0897 | 0 | 94.7558 | 7344
2019-07-20 18:00 | 4819 | [7 empty] | 0.1276 | 0 | 115.5279 | 6612
2019-07-20 19:00 | 4820 | [7 empty] | 0.1711 | 0 | 139.3692 | 6032
2019-07-20 20:00 | 4821 | [7 empty] | 0.2009 | 0 | 155.7018 | 5611
2019-07-20 21:00 | 4822 | [7 empty] | 0.1973 | 0 | 153.7287 | 5658
2019-07-20 22:00 | 4823 | [7 empty] | 0.158 | 0 | 132.1894 | 6253
2019-07-20 23:00 | 4824 | [7 empty] | 0.1017 | 0 | 101.3327 | 7093
2019-07-21 | 4825 |  | 0 | 0 | 0 | 0 | 0 | 0 | 0.0526 | 0 | 74.4222 | 8363
2019-07-21 01:00 | 4826 | [7 empty] | 0.0237 | 0 | 58.5829 | 8628
2019-07-21 02:00 | 4827 | [7 empty] | 0.0161 | 0 | 54.4175 | 8750
2019-07-21 03:00 | 4828 | [7 empty] | 0.0287 | 0 | 61.3233 | 8565
2019-07-21 04:00 | 4829 | [7 empty] | 0.062 | 0 | 79.5742 | 8180
2019-07-21 05:00 | 4830 | [7 empty] | 0.1117 | 0 | 106.8135 | 6899
2019-07-21 06:00 | 4831 | [7 empty] | 0.1613 | 0 | 133.998 | 6160
2019-07-21 07:00 | 4832 | [7 empty] | 0.188 | 0 | 148.6316 | 5808
2019-07-21 08:00 | 4833 | [7 empty] | 0.1807 | 0 | 144.6307 | 5937
2019-07-21 09:00 | 4834 | [7 empty] | 0.1495 | 0 | 127.5307 | 6315
2019-07-21 10:00 | 4835 | [7 empty] | 0.1147 | 0 | 108.4577 | 6868
2019-07-21 11:00 | 4836 | [7 empty] | 0.0892 | 0 | 94.4818 | 7436
2019-07-21 12:00 | 4837 | [7 empty] | 0.0736 | 0 | 85.9318 | 7840
2019-07-21 13:00 | 4838 | [7 empty] | 0.0634 | 0 | 80.3415 | 8149
2019-07-21 14:00 | 4839 | [7 empty] | 0.057 | 0 | 76.8338 | 8273
2019-07-21 15:00 | 4840 | [7 empty] | 0.0566 | 0 | 76.6145 | 8304
2019-07-21 16:00 | 4841 | [7 empty] | 0.0662 | 0 | 81.8761 | 8088
2019-07-21 17:00 | 4842 | [7 empty] | 0.0897 | 0 | 94.7558 | 7345
2019-07-21 18:00 | 4843 | [7 empty] | 0.1276 | 0 | 115.5279 | 6613
2019-07-21 19:00 | 4844 | [7 empty] | 0.1711 | 0 | 139.3692 | 6033
2019-07-21 20:00 | 4845 | [7 empty] | 0.2009 | 0 | 155.7018 | 5612
2019-07-21 21:00 | 4846 | [7 empty] | 0.1973 | 0 | 153.7287 | 5659
2019-07-21 22:00 | 4847 | [7 empty] | 0.158 | 0 | 132.1894 | 6254
2019-07-21 23:00 | 4848 | [7 empty] | 0.1017 | 0 | 101.3327 | 7094
2019-07-22 | 4849 |  | 0 | 0 | 0 | 0 | 0 | 0 | 0.0526 | 0 | 74.4222 | 8364
2019-07-22 01:00 | 4850 | [7 empty] | 0.0237 | 0 | 58.5829 | 8629
2019-07-22 02:00 | 4851 | [7 empty] | 0.0161 | 0 | 54.4175 | 8751
2019-07-22 03:00 | 4852 | [7 empty] | 0.0287 | 0 | 61.3233 | 8566
2019-07-22 04:00 | 4853 | [7 empty] | 0.062 | 0 | 79.5742 | 8181
2019-07-22 05:00 | 4854 | [7 empty] | 0.1117 | 0 | 106.8135 | 6900
2019-07-22 06:00 | 4855 | [7 empty] | 0.1613 | 0 | 133.998 | 6161
2019-07-22 07:00 | 4856 | [7 empty] | 0.188 | 0 | 148.6316 | 5809
2019-07-22 08:00 | 4857 | [7 empty] | 0.1807 | 0 | 144.6307 | 5938
2019-07-22 09:00 | 4858 | [7 empty] | 0.1495 | 0 | 127.5307 | 6316
2019-07-22 10:00 | 4859 | [7 empty] | 0.1147 | 0 | 108.4577 | 6869
2019-07-22 11:00 | 4860 | [7 empty] | 0.0892 | 0 | 94.4818 | 7437
2019-07-22 12:00 | 4861 | [7 empty] | 0.0736 | 0 | 85.9318 | 7841
2019-07-22 13:00 | 4862 | [7 empty] | 0.0634 | 0 | 80.3415 | 8150
2019-07-22 14:00 | 4863 | [7 empty] | 0.057 | 0 | 76.8338 | 8274
2019-07-22 15:00 | 4864 | [7 empty] | 0.0566 | 0 | 76.6145 | 8305
2019-07-22 16:00 | 4865 | [7 empty] | 0.0662 | 0 | 81.8761 | 8089
2019-07-22 17:00 | 4866 | [7 empty] | 0.0897 | 0 | 94.7558 | 7346
2019-07-22 18:00 | 4867 | [7 empty] | 0.1276 | 0 | 115.5279 | 6614
2019-07-22 19:00 | 4868 | [7 empty] | 0.1711 | 0 | 139.3692 | 6034
2019-07-22 20:00 | 4869 | [7 empty] | 0.2009 | 0 | 155.7018 | 5613
2019-07-22 21:00 | 4870 | [7 empty] | 0.1973 | 0 | 153.7287 | 5660
2019-07-22 22:00 | 4871 | [7 empty] | 0.158 | 0 | 132.1894 | 6255
2019-07-22 23:00 | 4872 | [7 empty] | 0.1017 | 0 | 101.3327 | 7095
2019-07-23 | 4873 |  | 0 | 0 | 0 | 0 | 0 | 0 | 0.0526 | 0 | 74.4222 | 8365
2019-07-23 01:00 | 4874 | [7 empty] | 0.0237 | 0 | 58.5829 | 8630
2019-07-23 02:00 | 4875 | [7 empty] | 0.0161 | 0 | 54.4175 | 8752
2019-07-23 03:00 | 4876 | [7 empty] | 0.0287 | 0 | 61.3233 | 8567
2019-07-23 04:00 | 4877 | [7 empty] | 0.062 | 0 | 79.5742 | 8182
2019-07-23 05:00 | 4878 | [7 empty] | 0.1117 | 0 | 106.8135 | 6901
2019-07-23 06:00 | 4879 | [7 empty] | 0.1613 | 0 | 133.998 | 6162
2019-07-23 07:00 | 4880 | [7 empty] | 0.188 | 0 | 148.6316 | 5810
2019-07-23 08:00 | 4881 | [7 empty] | 0.1807 | 0 | 144.6307 | 5939
2019-07-23 09:00 | 4882 | [7 empty] | 0.1495 | 0 | 127.5307 | 6317
2019-07-23 10:00 | 4883 | [7 empty] | 0.1147 | 0 | 108.4577 | 6870
2019-07-23 11:00 | 4884 | [7 empty] | 0.0892 | 0 | 94.4818 | 7438
2019-07-23 12:00 | 4885 | [7 empty] | 0.0736 | 0 | 85.9318 | 7842
2019-07-23 13:00 | 4886 | [7 empty] | 0.0634 | 0 | 80.3415 | 8151
2019-07-23 14:00 | 4887 | [7 empty] | 0.057 | 0 | 76.8338 | 8275
2019-07-23 15:00 | 4888 | [7 empty] | 0.0566 | 0 | 76.6145 | 8306
2019-07-23 16:00 | 4889 | [7 empty] | 0.0662 | 0 | 81.8761 | 8090
2019-07-23 17:00 | 4890 | [7 empty] | 0.0897 | 0 | 94.7558 | 7347
2019-07-23 18:00 | 4891 | [7 empty] | 0.1276 | 0 | 115.5279 | 6615
2019-07-23 19:00 | 4892 | [7 empty] | 0.1711 | 0 | 139.3692 | 6035
2019-07-23 20:00 | 4893 | [7 empty] | 0.2009 | 0 | 155.7018 | 5614
2019-07-23 21:00 | 4894 | [7 empty] | 0.1973 | 0 | 153.7287 | 5661
2019-07-23 22:00 | 4895 | [7 empty] | 0.158 | 0 | 132.1894 | 6256
2019-07-23 23:00 | 4896 | [7 empty] | 0.1017 | 0 | 101.3327 | 7096
2019-07-24 | 4897 |  | 0 | 0 | 0 | 0 | 0 | 0 | 0.0526 | 0 | 74.4222 | 8366
2019-07-24 01:00 | 4898 | [7 empty] | 0.0237 | 0 | 58.5829 | 8631
2019-07-24 02:00 | 4899 | [7 empty] | 0.0161 | 0 | 54.4175 | 8753
2019-07-24 03:00 | 4900 | [7 empty] | 0.0287 | 0 | 61.3233 | 8568
2019-07-24 04:00 | 4901 | [7 empty] | 0.062 | 0 | 79.5742 | 8183
2019-07-24 05:00 | 4902 | [7 empty] | 0.1117 | 0 | 106.8135 | 6902
2019-07-24 06:00 | 4903 | [7 empty] | 0.1613 | 0 | 133.998 | 6163
2019-07-24 07:00 | 4904 | [7 empty] | 0.188 | 0 | 148.6316 | 5811
2019-07-24 08:00 | 4905 | [7 empty] | 0.1807 | 0 | 144.6307 | 5940
2019-07-24 09:00 | 4906 | [7 empty] | 0.1495 | 0 | 127.5307 | 6318
2019-07-24 10:00 | 4907 | [7 empty] | 0.1147 | 0 | 108.4577 | 6871
2019-07-24 11:00 | 4908 | [7 empty] | 0.0892 | 0 | 94.4818 | 7439
2019-07-24 12:00 | 4909 | [7 empty] | 0.0736 | 0 | 85.9318 | 7843
2019-07-24 13:00 | 4910 | [7 empty] | 0.0634 | 0 | 80.3415 | 8152
2019-07-24 14:00 | 4911 | [7 empty] | 0.057 | 0 | 76.8338 | 8276
2019-07-24 15:00 | 4912 | [7 empty] | 0.0566 | 0 | 76.6145 | 8307
2019-07-24 16:00 | 4913 | [7 empty] | 0.0662 | 0 | 81.8761 | 8091
2019-07-24 17:00 | 4914 | [7 empty] | 0.0897 | 0 | 94.7558 | 7348
2019-07-24 18:00 | 4915 | [7 empty] | 0.1276 | 0 | 115.5279 | 6616
2019-07-24 19:00 | 4916 | [7 empty] | 0.1711 | 0 | 139.3692 | 6036
2019-07-24 20:00 | 4917 | [7 empty] | 0.2009 | 0 | 155.7018 | 5615
2019-07-24 21:00 | 4918 | [7 empty] | 0.1973 | 0 | 153.7287 | 5662
2019-07-24 22:00 | 4919 | [7 empty] | 0.158 | 0 | 132.1894 | 6257
2019-07-24 23:00 | 4920 | [7 empty] | 0.1017 | 0 | 101.3327 | 7097
2019-07-25 | 4921 |  | 0 | 0 | 0 | 0 | 0 | 0 | 0.0526 | 0 | 74.4222 | 8367
2019-07-25 01:00 | 4922 | [7 empty] | 0.0237 | 0 | 58.5829 | 8632
2019-07-25 02:00 | 4923 | [7 empty] | 0.0161 | 0 | 54.4175 | 8754
2019-07-25 03:00 | 4924 | [7 empty] | 0.0287 | 0 | 61.3233 | 8569
2019-07-25 04:00 | 4925 | [7 empty] | 0.062 | 0 | 79.5742 | 8184
2019-07-25 05:00 | 4926 | [7 empty] | 0.1117 | 0 | 106.8135 | 6903
2019-07-25 06:00 | 4927 | [7 empty] | 0.1613 | 0 | 133.998 | 6164
2019-07-25 07:00 | 4928 | [7 empty] | 0.188 | 0 | 148.6316 | 5812
2019-07-25 08:00 | 4929 | [7 empty] | 0.1807 | 0 | 144.6307 | 5941
2019-07-25 09:00 | 4930 | [7 empty] | 0.1495 | 0 | 127.5307 | 6319
2019-07-25 10:00 | 4931 | [7 empty] | 0.1147 | 0 | 108.4577 | 6872
2019-07-25 11:00 | 4932 | [7 empty] | 0.0892 | 0 | 94.4818 | 7440
2019-07-25 12:00 | 4933 | [7 empty] | 0.0736 | 0 | 85.9318 | 7844
2019-07-25 13:00 | 4934 | [7 empty] | 0.0634 | 0 | 80.3415 | 8153
2019-07-25 14:00 | 4935 | [7 empty] | 0.057 | 0 | 76.8338 | 8277
2019-07-25 15:00 | 4936 | [7 empty] | 0.0566 | 0 | 76.6145 | 8308
2019-07-25 16:00 | 4937 | [7 empty] | 0.0662 | 0 | 81.8761 | 8092
2019-07-25 17:00 | 4938 | [7 empty] | 0.0897 | 0 | 94.7558 | 7349
2019-07-25 18:00 | 4939 | [7 empty] | 0.1276 | 0 | 115.5279 | 6617
2019-07-25 19:00 | 4940 | [7 empty] | 0.1711 | 0 | 139.3692 | 6037
2019-07-25 20:00 | 4941 | [7 empty] | 0.2009 | 0 | 155.7018 | 5616
2019-07-25 21:00 | 4942 | [7 empty] | 0.1973 | 0 | 153.7287 | 5663
2019-07-25 22:00 | 4943 | [7 empty] | 0.158 | 0 | 132.1894 | 6258
2019-07-25 23:00 | 4944 | [7 empty] | 0.1017 | 0 | 101.3327 | 7098
2019-07-26 | 4945 |  | 0 | 0 | 0 | 0 | 0 | 0 | 0.0526 | 0 | 74.4222 | 8368
2019-07-26 01:00 | 4946 | [7 empty] | 0.0237 | 0 | 58.5829 | 8633
2019-07-26 02:00 | 4947 | [7 empty] | 0.0161 | 0 | 54.4175 | 8755
2019-07-26 03:00 | 4948 | [7 empty] | 0.0287 | 0 | 61.3233 | 8570
2019-07-26 04:00 | 4949 | [7 empty] | 0.062 | 0 | 79.5742 | 8185
2019-07-26 05:00 | 4950 | [7 empty] | 0.1117 | 0 | 106.8135 | 6904
2019-07-26 06:00 | 4951 | [7 empty] | 0.1613 | 0 | 133.998 | 6165
2019-07-26 07:00 | 4952 | [7 empty] | 0.188 | 0 | 148.6316 | 5813
2019-07-26 08:00 | 4953 | [7 empty] | 0.1807 | 0 | 144.6307 | 5942
2019-07-26 09:00 | 4954 | [7 empty] | 0.1495 | 0 | 127.5307 | 6320
2019-07-26 10:00 | 4955 | [7 empty] | 0.1147 | 0 | 108.4577 | 6873
2019-07-26 11:00 | 4956 | [7 empty] | 0.0892 | 0 | 94.4818 | 7441
2019-07-26 12:00 | 4957 | [7 empty] | 0.0736 | 0 | 85.9318 | 7845
2019-07-26 13:00 | 4958 | [7 empty] | 0.0634 | 0 | 80.3415 | 8154
2019-07-26 14:00 | 4959 | [7 empty] | 0.057 | 0 | 76.8338 | 8278
2019-07-26 15:00 | 4960 | [7 empty] | 0.0566 | 0 | 76.6145 | 8309
2019-07-26 16:00 | 4961 | [7 empty] | 0.0662 | 0 | 81.8761 | 8093
2019-07-26 17:00 | 4962 | [7 empty] | 0.0897 | 0 | 94.7558 | 7350
2019-07-26 18:00 | 4963 | [7 empty] | 0.1276 | 0 | 115.5279 | 6618
2019-07-26 19:00 | 4964 | [7 empty] | 0.1711 | 0 | 139.3692 | 6038
2019-07-26 20:00 | 4965 | [7 empty] | 0.2009 | 0 | 155.7018 | 5617
2019-07-26 21:00 | 4966 | [7 empty] | 0.1973 | 0 | 153.7287 | 5664
2019-07-26 22:00 | 4967 | [7 empty] | 0.158 | 0 | 132.1894 | 6259
2019-07-26 23:00 | 4968 | [7 empty] | 0.1017 | 0 | 101.3327 | 7099
2019-07-27 | 4969 |  | 0 | 0 | 0 | 0 | 0 | 0 | 0.0526 | 0 | 74.4222 | 8369
2019-07-27 01:00 | 4970 | [7 empty] | 0.0237 | 0 | 58.5829 | 8634
2019-07-27 02:00 | 4971 | [7 empty] | 0.0161 | 0 | 54.4175 | 8756
2019-07-27 03:00 | 4972 | [7 empty] | 0.0287 | 0 | 61.3233 | 8571
2019-07-27 04:00 | 4973 | [7 empty] | 0.062 | 0 | 79.5742 | 8186
2019-07-27 05:00 | 4974 | [7 empty] | 0.1117 | 0 | 106.8135 | 6905
2019-07-27 06:00 | 4975 | [7 empty] | 0.1613 | 0 | 133.998 | 6166
2019-07-27 07:00 | 4976 | [7 empty] | 0.188 | 0 | 148.6316 | 5814
2019-07-27 08:00 | 4977 | [7 empty] | 0.1807 | 0 | 144.6307 | 5943
2019-07-27 09:00 | 4978 | [7 empty] | 0.1495 | 0 | 127.5307 | 6321
2019-07-27 10:00 | 4979 | [7 empty] | 0.1147 | 0 | 108.4577 | 6874
2019-07-27 11:00 | 4980 | [7 empty] | 0.0892 | 0 | 94.4818 | 7442
2019-07-27 12:00 | 4981 | [7 empty] | 0.0736 | 0 | 85.9318 | 7846
2019-07-27 13:00 | 4982 | [7 empty] | 0.0634 | 0 | 80.3415 | 8155
2019-07-27 14:00 | 4983 | [7 empty] | 0.057 | 0 | 76.8338 | 8279
2019-07-27 15:00 | 4984 | [7 empty] | 0.0566 | 0 | 76.6145 | 8310
2019-07-27 16:00 | 4985 | [7 empty] | 0.0662 | 0 | 81.8761 | 8094
2019-07-27 17:00 | 4986 | [7 empty] | 0.0897 | 0 | 94.7558 | 7351
2019-07-27 18:00 | 4987 | [7 empty] | 0.1276 | 0 | 115.5279 | 6619
2019-07-27 19:00 | 4988 | [7 empty] | 0.1711 | 0 | 139.3692 | 6039
2019-07-27 20:00 | 4989 | [7 empty] | 0.2009 | 0 | 155.7018 | 5618
2019-07-27 21:00 | 4990 | [7 empty] | 0.1973 | 0 | 153.7287 | 5665
2019-07-27 22:00 | 4991 | [7 empty] | 0.158 | 0 | 132.1894 | 6260
2019-07-27 23:00 | 4992 | [7 empty] | 0.1017 | 0 | 101.3327 | 7100
2019-07-28 | 4993 |  | 0 | 0 | 0 | 0 | 0 | 0 | 0.0526 | 0 | 74.4222 | 8370
2019-07-28 01:00 | 4994 | [7 empty] | 0.0237 | 0 | 58.5829 | 8635
2019-07-28 02:00 | 4995 | [7 empty] | 0.0161 | 0 | 54.4175 | 8757
2019-07-28 03:00 | 4996 | [7 empty] | 0.0287 | 0 | 61.3233 | 8572
2019-07-28 04:00 | 4997 | [7 empty] | 0.062 | 0 | 79.5742 | 8187
2019-07-28 05:00 | 4998 | [7 empty] | 0.1117 | 0 | 106.8135 | 6906
2019-07-28 06:00 | 4999 | [7 empty] | 0.1613 | 0 | 133.998 | 6167
2019-07-28 07:00 | 5000 | [7 empty] | 0.188 | 0 | 148.6316 | 5815
2019-07-28 08:00 | 5001 | [7 empty] | 0.1807 | 0 | 144.6307 | 5944
2019-07-28 09:00 | 5002 | [7 empty] | 0.1495 | 0 | 127.5307 | 6322
2019-07-28 10:00 | 5003 | [7 empty] | 0.1147 | 0 | 108.4577 | 6875
2019-07-28 11:00 | 5004 | [7 empty] | 0.0892 | 0 | 94.4818 | 7443
2019-07-28 12:00 | 5005 | [7 empty] | 0.0736 | 0 | 85.9318 | 7847
2019-07-28 13:00 | 5006 | [7 empty] | 0.0634 | 0 | 80.3415 | 8156
2019-07-28 14:00 | 5007 | [7 empty] | 0.057 | 0 | 76.8338 | 8280
2019-07-28 15:00 | 5008 | [7 empty] | 0.0566 | 0 | 76.6145 | 8311
2019-07-28 16:00 | 5009 | [7 empty] | 0.0662 | 0 | 81.8761 | 8095
2019-07-28 17:00 | 5010 | [7 empty] | 0.0897 | 0 | 94.7558 | 7352
2019-07-28 18:00 | 5011 | [7 empty] | 0.1276 | 0 | 115.5279 | 6620
2019-07-28 19:00 | 5012 | [7 empty] | 0.1711 | 0 | 139.3692 | 6040
2019-07-28 20:00 | 5013 | [7 empty] | 0.2009 | 0 | 155.7018 | 5619
2019-07-28 21:00 | 5014 | [7 empty] | 0.1973 | 0 | 153.7287 | 5666
2019-07-28 22:00 | 5015 | [7 empty] | 0.158 | 0 | 132.1894 | 6261
2019-07-28 23:00 | 5016 | [7 empty] | 0.1017 | 0 | 101.3327 | 7101
2019-07-29 | 5017 |  | 0 | 0 | 0 | 0 | 0 | 0 | 0.0526 | 0 | 74.4222 | 8371
2019-07-29 01:00 | 5018 | [7 empty] | 0.0237 | 0 | 58.5829 | 8636
2019-07-29 02:00 | 5019 | [7 empty] | 0.0161 | 0 | 54.4175 | 8758
2019-07-29 03:00 | 5020 | [7 empty] | 0.0287 | 0 | 61.3233 | 8573
2019-07-29 04:00 | 5021 | [7 empty] | 0.062 | 0 | 79.5742 | 8188
2019-07-29 05:00 | 5022 | [7 empty] | 0.1117 | 0 | 106.8135 | 6907
2019-07-29 06:00 | 5023 | [7 empty] | 0.1613 | 0 | 133.998 | 6168
2019-07-29 07:00 | 5024 | [7 empty] | 0.188 | 0 | 148.6316 | 5816
2019-07-29 08:00 | 5025 | [7 empty] | 0.1807 | 0 | 144.6307 | 5945
2019-07-29 09:00 | 5026 | [7 empty] | 0.1495 | 0 | 127.5307 | 6323
2019-07-29 10:00 | 5027 | [7 empty] | 0.1147 | 0 | 108.4577 | 6876
2019-07-29 11:00 | 5028 | [7 empty] | 0.0892 | 0 | 94.4818 | 7444
2019-07-29 12:00 | 5029 | [7 empty] | 0.0736 | 0 | 85.9318 | 7848
2019-07-29 13:00 | 5030 | [7 empty] | 0.0634 | 0 | 80.3415 | 8157
2019-07-29 14:00 | 5031 | [7 empty] | 0.057 | 0 | 76.8338 | 8281
2019-07-29 15:00 | 5032 | [7 empty] | 0.0566 | 0 | 76.6145 | 8312
2019-07-29 16:00 | 5033 | [7 empty] | 0.0662 | 0 | 81.8761 | 8096
2019-07-29 17:00 | 5034 | [7 empty] | 0.0897 | 0 | 94.7558 | 7353
2019-07-29 18:00 | 5035 | [7 empty] | 0.1276 | 0 | 115.5279 | 6621
2019-07-29 19:00 | 5036 | [7 empty] | 0.1711 | 0 | 139.3692 | 6041
2019-07-29 20:00 | 5037 | [7 empty] | 0.2009 | 0 | 155.7018 | 5620
2019-07-29 21:00 | 5038 | [7 empty] | 0.1973 | 0 | 153.7287 | 5667
2019-07-29 22:00 | 5039 | [7 empty] | 0.158 | 0 | 132.1894 | 6262
2019-07-29 23:00 | 5040 | [7 empty] | 0.1017 | 0 | 101.3327 | 7102
2019-07-30 | 5041 |  | 0 | 0 | 0 | 0 | 0 | 0 | 0.0526 | 0 | 74.4222 | 8372
2019-07-30 01:00 | 5042 | [7 empty] | 0.0237 | 0 | 58.5829 | 8637
2019-07-30 02:00 | 5043 | [7 empty] | 0.0161 | 0 | 54.4175 | 8759
2019-07-30 03:00 | 5044 | [7 empty] | 0.0287 | 0 | 61.3233 | 8574
2019-07-30 04:00 | 5045 | [7 empty] | 0.062 | 0 | 79.5742 | 8189
2019-07-30 05:00 | 5046 | [7 empty] | 0.1117 | 0 | 106.8135 | 6908
2019-07-30 06:00 | 5047 | [7 empty] | 0.1613 | 0 | 133.998 | 6169
2019-07-30 07:00 | 5048 | [7 empty] | 0.188 | 0 | 148.6316 | 5817
2019-07-30 08:00 | 5049 | [7 empty] | 0.1807 | 0 | 144.6307 | 5946
2019-07-30 09:00 | 5050 | [7 empty] | 0.1495 | 0 | 127.5307 | 6324
2019-07-30 10:00 | 5051 | [7 empty] | 0.1147 | 0 | 108.4577 | 6877
2019-07-30 11:00 | 5052 | [7 empty] | 0.0892 | 0 | 94.4818 | 7445
2019-07-30 12:00 | 5053 | [7 empty] | 0.0736 | 0 | 85.9318 | 7849
2019-07-30 13:00 | 5054 | [7 empty] | 0.0634 | 0 | 80.3415 | 8158
2019-07-30 14:00 | 5055 | [7 empty] | 0.057 | 0 | 76.8338 | 8282
2019-07-30 15:00 | 5056 | [7 empty] | 0.0566 | 0 | 76.6145 | 8313
2019-07-30 16:00 | 5057 | [7 empty] | 0.0662 | 0 | 81.8761 | 8097
2019-07-30 17:00 | 5058 | [7 empty] | 0.0897 | 0 | 94.7558 | 7354
2019-07-30 18:00 | 5059 | [7 empty] | 0.1276 | 0 | 115.5279 | 6622
2019-07-30 19:00 | 5060 | [7 empty] | 0.1711 | 0 | 139.3692 | 6042
2019-07-30 20:00 | 5061 | [7 empty] | 0.2009 | 0 | 155.7018 | 5621
2019-07-30 21:00 | 5062 | [7 empty] | 0.1973 | 0 | 153.7287 | 5668
2019-07-30 22:00 | 5063 | [7 empty] | 0.158 | 0 | 132.1894 | 6263
2019-07-30 23:00 | 5064 | [7 empty] | 0.1017 | 0 | 101.3327 | 7103
2019-07-31 | 5065 |  | 0 | 0 | 0 | 0 | 0 | 0 | 0.0526 | 0 | 74.4222 | 8373
2019-07-31 01:00 | 5066 | [7 empty] | 0.0237 | 0 | 58.5829 | 8638
2019-07-31 02:00 | 5067 | [7 empty] | 0.0161 | 0 | 54.4175 | 8760
2019-07-31 03:00 | 5068 | [7 empty] | 0.0287 | 170.6456 | 231.9688 | 4778
2019-07-31 04:00 | 5069 | [7 empty] | 0.062 | 0 | 79.5742 | 8190
2019-07-31 05:00 | 5070 | [7 empty] | 0.1117 | 0 | 106.8135 | 6909
2019-07-31 06:00 | 5071 | [7 empty] | 0.1613 | 0 | 133.998 | 6170
2019-07-31 07:00 | 5072 | [7 empty] | 0.188 | 0 | 148.6316 | 5818
2019-07-31 08:00 | 5073 | [7 empty] | 0.1807 | 0 | 144.6307 | 5947
2019-07-31 09:00 | 5074 | [7 empty] | 0.1495 | 0 | 127.5307 | 6325
2019-07-31 10:00 | 5075 | [7 empty] | 0.1147 | 0 | 108.4577 | 6878
2019-07-31 11:00 | 5076 | [7 empty] | 0.0892 | 0 | 94.4818 | 7446
2019-07-31 12:00 | 5077 | [7 empty] | 0.0736 | 0 | 85.9318 | 7850
2019-07-31 13:00 | 5078 | [7 empty] | 0.0634 | 0 | 80.3415 | 8159
2019-07-31 14:00 | 5079 | [7 empty] | 0.057 | 0 | 76.8338 | 8283
2019-07-31 15:00 | 5080 | [7 empty] | 0.0566 | 0 | 76.6145 | 8314
2019-07-31 16:00 | 5081 | [7 empty] | 0.0662 | 0 | 81.8761 | 8098
2019-07-31 17:00 | 5082 | [7 empty] | 0.0897 | 0 | 94.7558 | 7355
2019-07-31 18:00 | 5083 | [7 empty] | 0.1276 | 0 | 115.5279 | 6623
2019-07-31 19:00 | 5084 | [7 empty] | 0.1711 | 0 | 139.3692 | 6043
2019-07-31 20:00 | 5085 | [7 empty] | 0.2009 | 0 | 155.7018 | 5622
2019-07-31 21:00 | 5086 | [7 empty] | 0.1973 | 0 | 153.7287 | 5669
2019-07-31 22:00 | 5087 | [7 empty] | 0.158 | 0 | 132.1894 | 6264
2019-07-31 23:00 | 5088 | [7 empty] | 0.1017 | 0 | 101.3327 | 7104
2019-08-01 | 5089 |  | 0 | 0 | 0 | 0 | 0 | 0 | 0.0564 | 0 | 76.5049 | 8315
2019-08-01 01:00 | 5090 | [7 empty] | 0.0254 | 0 | 59.5146 | 8575
2019-08-01 02:00 | 5091 | [7 empty] | 0.0172 | 0 | 55.0204 | 8705
2019-08-01 03:00 | 5092 | [7 empty] | 0.0307 | 0 | 62.4194 | 8481
2019-08-01 04:00 | 5093 | [7 empty] | 0.0664 | 0 | 81.9857 | 8043
2019-08-01 05:00 | 5094 | [7 empty] | 0.1197 | 0 | 111.1981 | 6732
2019-08-01 06:00 | 5095 | [7 empty] | 0.1729 | 0 | 140.3557 | 5982
2019-08-01 07:00 | 5096 | [7 empty] | 0.2015 | 0 | 156.0306 | 5561
2019-08-01 08:00 | 5097 | [7 empty] | 0.1936 | 0 | 151.7008 | 5700
2019-08-01 09:00 | 5098 | [7 empty] | 0.1601 | 0 | 133.3403 | 6171
2019-08-01 10:00 | 5099 | [7 empty] | 0.1228 | 0 | 112.8971 | 6701
2019-08-01 11:00 | 5100 | [7 empty] | 0.0956 | 0 | 97.9895 | 7172
2019-08-01 12:00 | 5101 | [7 empty] | 0.0789 | 0 | 88.8366 | 7701
2019-08-01 13:00 | 5102 | [7 empty] | 0.0679 | 0 | 82.8078 | 7998
2019-08-01 14:00 | 5103 | [7 empty] | 0.061 | 0 | 79.0261 | 8191
2019-08-01 15:00 | 5104 | [7 empty] | 0.0606 | 0 | 78.8068 | 8222
2019-08-01 16:00 | 5105 | [7 empty] | 0.0709 | 0 | 84.452 | 7907
2019-08-01 17:00 | 5106 | [7 empty] | 0.0961 | 0 | 98.2635 | 7141
2019-08-01 18:00 | 5107 | [7 empty] | 0.1367 | 0 | 120.5154 | 6477
2019-08-01 19:00 | 5108 | [7 empty] | 0.1833 | 0 | 146.0557 | 5819
2019-08-01 20:00 | 5109 | [7 empty] | 0.2153 | 0 | 163.5941 | 5390
2019-08-01 21:00 | 5110 | [7 empty] | 0.2114 | 0 | 161.4566 | 5462
2019-08-01 22:00 | 5111 | [7 empty] | 0.1693 | 0 | 138.3826 | 6044
2019-08-01 23:00 | 5112 | [7 empty] | 0.109 | 0 | 105.3337 | 6910
2019-08-02 | 5113 |  | 0 | 0 | 0 | 0 | 0 | 0 | 0.0564 | 0 | 76.5049 | 8316
2019-08-02 01:00 | 5114 | [7 empty] | 0.0254 | 0 | 59.5146 | 8576
2019-08-02 02:00 | 5115 | [7 empty] | 0.0172 | 0 | 55.0204 | 8706
2019-08-02 03:00 | 5116 | [7 empty] | 0.0307 | 0 | 62.4194 | 8482
2019-08-02 04:00 | 5117 | [7 empty] | 0.0664 | 0 | 81.9857 | 8044
2019-08-02 05:00 | 5118 | [7 empty] | 0.1197 | 0 | 111.1981 | 6733
2019-08-02 06:00 | 5119 | [7 empty] | 0.1729 | 0 | 140.3557 | 5983
2019-08-02 07:00 | 5120 | [7 empty] | 0.2015 | 0 | 156.0306 | 5562
2019-08-02 08:00 | 5121 | [7 empty] | 0.1936 | 0 | 151.7008 | 5701
2019-08-02 09:00 | 5122 | [7 empty] | 0.1601 | 0 | 133.3403 | 6172
2019-08-02 10:00 | 5123 | [7 empty] | 0.1228 | 0 | 112.8971 | 6702
2019-08-02 11:00 | 5124 | [7 empty] | 0.0956 | 0 | 97.9895 | 7173
2019-08-02 12:00 | 5125 | [7 empty] | 0.0789 | 0 | 88.8366 | 7702
2019-08-02 13:00 | 5126 | [7 empty] | 0.0679 | 0 | 82.8078 | 7999
2019-08-02 14:00 | 5127 | [7 empty] | 0.061 | 0 | 79.0261 | 8192
2019-08-02 15:00 | 5128 | [7 empty] | 0.0606 | 0 | 78.8068 | 8223
2019-08-02 16:00 | 5129 | [7 empty] | 0.0709 | 0 | 84.452 | 7908
2019-08-02 17:00 | 5130 | [7 empty] | 0.0961 | 0 | 98.2635 | 7142
2019-08-02 18:00 | 5131 | [7 empty] | 0.1367 | 0 | 120.5154 | 6478
2019-08-02 19:00 | 5132 | [7 empty] | 0.1833 | 0 | 146.0557 | 5820
2019-08-02 20:00 | 5133 | [7 empty] | 0.2153 | 0 | 163.5941 | 5391
2019-08-02 21:00 | 5134 | [7 empty] | 0.2114 | 0 | 161.4566 | 5463
2019-08-02 22:00 | 5135 | [7 empty] | 0.1693 | 0 | 138.3826 | 6045
2019-08-02 23:00 | 5136 | [7 empty] | 0.109 | 0 | 105.3337 | 6911
2019-08-03 | 5137 |  | 0 | 0 | 0 | 0 | 0 | 0 | 0.0564 | 0 | 76.5049 | 8317
2019-08-03 01:00 | 5138 | [7 empty] | 0.0254 | 0 | 59.5146 | 8577
2019-08-03 02:00 | 5139 | [7 empty] | 0.0172 | 0 | 55.0204 | 8707
2019-08-03 03:00 | 5140 | [7 empty] | 0.0307 | 162.7696 | 225.189 | 4785
2019-08-03 04:00 | 5141 | [7 empty] | 0.0664 | 0 | 81.9857 | 8045
2019-08-03 05:00 | 5142 | [7 empty] | 0.1197 | 0 | 111.1981 | 6734
2019-08-03 06:00 | 5143 | [7 empty] | 0.1729 | 0 | 140.3557 | 5984
2019-08-03 07:00 | 5144 | [7 empty] | 0.2015 | 0 | 156.0306 | 5563
2019-08-03 08:00 | 5145 | [7 empty] | 0.1936 | 0 | 151.7008 | 5702
2019-08-03 09:00 | 5146 | [7 empty] | 0.1601 | 0 | 133.3403 | 6173
2019-08-03 10:00 | 5147 | [7 empty] | 0.1228 | 0 | 112.8971 | 6703
2019-08-03 11:00 | 5148 | [7 empty] | 0.0956 | 0 | 97.9895 | 7174
2019-08-03 12:00 | 5149 | [7 empty] | 0.0789 | 0 | 88.8366 | 7703
2019-08-03 13:00 | 5150 | [7 empty] | 0.0679 | 0 | 82.8078 | 8000
2019-08-03 14:00 | 5151 | [7 empty] | 0.061 | 0 | 79.0261 | 8193
2019-08-03 15:00 | 5152 | [7 empty] | 0.0606 | 0 | 78.8068 | 8224
2019-08-03 16:00 | 5153 | [7 empty] | 0.0709 | 0 | 84.452 | 7909
2019-08-03 17:00 | 5154 | [7 empty] | 0.0961 | 0 | 98.2635 | 7143
2019-08-03 18:00 | 5155 | [7 empty] | 0.1367 | 0 | 120.5154 | 6479
2019-08-03 19:00 | 5156 | [7 empty] | 0.1833 | 0 | 146.0557 | 5821
2019-08-03 20:00 | 5157 | [7 empty] | 0.2153 | 0 | 163.5941 | 5392
2019-08-03 21:00 | 5158 | [7 empty] | 0.2114 | 0 | 161.4566 | 5464
2019-08-03 22:00 | 5159 | [7 empty] | 0.1693 | 0 | 138.3826 | 6046
2019-08-03 23:00 | 5160 | [7 empty] | 0.109 | 0 | 105.3337 | 6912
2019-08-04 | 5161 |  | 0 | 0 | 0 | 0 | 0 | 0 | 0.0564 | 0 | 76.5049 | 8318
2019-08-04 01:00 | 5162 | [7 empty] | 0.0254 | 0 | 59.5146 | 8578
2019-08-04 02:00 | 5163 | [7 empty] | 0.0172 | 0 | 55.0204 | 8708
2019-08-04 03:00 | 5164 | [7 empty] | 0.0307 | 173.2709 | 235.6903 | 4771
2019-08-04 04:00 | 5165 | [7 empty] | 0.0664 | 170.6456 | 252.6313 | 4739
2019-08-04 05:00 | 5166 | [7 empty] | 0.1197 | 0 | 111.1981 | 6735
2019-08-04 06:00 | 5167 | [7 empty] | 0.1729 | 0 | 140.3557 | 5985
2019-08-04 07:00 | 5168 | [7 empty] | 0.2015 | 0 | 156.0306 | 5564
2019-08-04 08:00 | 5169 | [7 empty] | 0.1936 | 0 | 151.7008 | 5703
2019-08-04 09:00 | 5170 | [7 empty] | 0.1601 | 0 | 133.3403 | 6174
2019-08-04 10:00 | 5171 | [7 empty] | 0.1228 | 0 | 112.8971 | 6704
2019-08-04 11:00 | 5172 | [7 empty] | 0.0956 | 0 | 97.9895 | 7175
2019-08-04 12:00 | 5173 | [7 empty] | 0.0789 | 0 | 88.8366 | 7704
2019-08-04 13:00 | 5174 | [7 empty] | 0.0679 | 0 | 82.8078 | 8001
2019-08-04 14:00 | 5175 | [7 empty] | 0.061 | 0 | 79.0261 | 8194
2019-08-04 15:00 | 5176 | [7 empty] | 0.0606 | 0 | 78.8068 | 8225
2019-08-04 16:00 | 5177 | [7 empty] | 0.0709 | 0 | 84.452 | 7910
2019-08-04 17:00 | 5178 | [7 empty] | 0.0961 | 0 | 98.2635 | 7144
2019-08-04 18:00 | 5179 | [7 empty] | 0.1367 | 0 | 120.5154 | 6480
2019-08-04 19:00 | 5180 | [7 empty] | 0.1833 | 0 | 146.0557 | 5822
2019-08-04 20:00 | 5181 | [7 empty] | 0.2153 | 0 | 163.5941 | 5393
2019-08-04 21:00 | 5182 | [7 empty] | 0.2114 | 0 | 161.4566 | 5465
2019-08-04 22:00 | 5183 | [7 empty] | 0.1693 | 0 | 138.3826 | 6047
2019-08-04 23:00 | 5184 | [7 empty] | 0.109 | 0 | 105.3337 | 6913
2019-08-05 | 5185 |  | 0 | 0 | 0 | 0 | 0 | 0 | 0.0564 | 168.0203 | 244.5252 | 4756
2019-08-05 01:00 | 5186 | [7 empty] | 0.0254 | 183.7722 | 243.2868 | 4758
2019-08-05 02:00 | 5187 | [7 empty] | 0.0172 | 196.8988 | 251.9191 | 4742
2019-08-05 03:00 | 5188 | [7 empty] | 0.0307 | 202.1494 | 264.5688 | 4696
2019-08-05 04:00 | 5189 | [7 empty] | 0.0664 | 183.7722 | 265.7579 | 4686
2019-08-05 05:00 | 5190 | [7 empty] | 0.1197 | 0 | 111.1981 | 6736
2019-08-05 06:00 | 5191 | [7 empty] | 0.1729 | 0 | 140.3557 | 5986
2019-08-05 07:00 | 5192 | [7 empty] | 0.2015 | 0 | 156.0306 | 5565
2019-08-05 08:00 | 5193 | [7 empty] | 0.1936 | 0 | 151.7008 | 5704
2019-08-05 09:00 | 5194 | [7 empty] | 0.1601 | 0 | 133.3403 | 6175
2019-08-05 10:00 | 5195 | [7 empty] | 0.1228 | 0 | 112.8971 | 6705
2019-08-05 11:00 | 5196 | [7 empty] | 0.0956 | 0 | 97.9895 | 7176
2019-08-05 12:00 | 5197 | [7 empty] | 0.0789 | 0 | 88.8366 | 7705
2019-08-05 13:00 | 5198 | [7 empty] | 0.0679 | 0 | 82.8078 | 8002
2019-08-05 14:00 | 5199 | [7 empty] | 0.061 | 0 | 79.0261 | 8195
2019-08-05 15:00 | 5200 | [7 empty] | 0.0606 | 0 | 78.8068 | 8226
2019-08-05 16:00 | 5201 | [7 empty] | 0.0709 | 0 | 84.452 | 7911
2019-08-05 17:00 | 5202 | [7 empty] | 0.0961 | 0 | 98.2635 | 7145
2019-08-05 18:00 | 5203 | [7 empty] | 0.1367 | 0 | 120.5154 | 6481
2019-08-05 19:00 | 5204 | [7 empty] | 0.1833 | 0 | 146.0557 | 5823
2019-08-05 20:00 | 5205 | [7 empty] | 0.2153 | 0 | 163.5941 | 5394
2019-08-05 21:00 | 5206 | [7 empty] | 0.2114 | 0 | 161.4566 | 5466
2019-08-05 22:00 | 5207 | [7 empty] | 0.1693 | 0 | 138.3826 | 6048
2019-08-05 23:00 | 5208 | [7 empty] | 0.109 | 160.1443 | 265.478 | 4691
2019-08-06 | 5209 |  | 0 | 0 | 0 | 0 | 0 | 0 | 0.0564 | 178.5215 | 255.0265 | 4732
2019-08-06 01:00 | 5210 | [7 empty] | 0.0254 | 196.8988 | 256.4134 | 4728
2019-08-06 02:00 | 5211 | [7 empty] | 0.0172 | 212.6507 | 267.671 | 4678
2019-08-06 03:00 | 5212 | [7 empty] | 0.0307 | 231.0279 | 293.4473 | 4566
2019-08-06 04:00 | 5213 | [7 empty] | 0.0664 | 210.0253 | 292.011 | 4570
2019-08-06 05:00 | 5214 | [7 empty] | 0.1197 | 0 | 111.1981 | 6737
2019-08-06 06:00 | 5215 | [7 empty] | 0.1729 | 0 | 140.3557 | 5987
2019-08-06 07:00 | 5216 | [7 empty] | 0.2015 | 0 | 156.0306 | 5566
2019-08-06 08:00 | 5217 | [7 empty] | 0.1936 | 0 | 151.7008 | 5705
2019-08-06 09:00 | 5218 | [7 empty] | 0.1601 | 0 | 133.3403 | 6176
2019-08-06 10:00 | 5219 | [7 empty] | 0.1228 | 0 | 112.8971 | 6706
2019-08-06 11:00 | 5220 | [7 empty] | 0.0956 | 0 | 97.9895 | 7177
2019-08-06 12:00 | 5221 | [7 empty] | 0.0789 | 0 | 88.8366 | 7706
2019-08-06 13:00 | 5222 | [7 empty] | 0.0679 | 0 | 82.8078 | 8003
2019-08-06 14:00 | 5223 | [7 empty] | 0.061 | 0 | 79.0261 | 8196
2019-08-06 15:00 | 5224 | [7 empty] | 0.0606 | 0 | 78.8068 | 8227
2019-08-06 16:00 | 5225 | [7 empty] | 0.0709 | 0 | 84.452 | 7912
2019-08-06 17:00 | 5226 | [7 empty] | 0.0961 | 0 | 98.2635 | 7146
2019-08-06 18:00 | 5227 | [7 empty] | 0.1367 | 0 | 120.5154 | 6482
2019-08-06 19:00 | 5228 | [7 empty] | 0.1833 | 0 | 146.0557 | 5824
2019-08-06 20:00 | 5229 | [7 empty] | 0.2153 | 0 | 163.5941 | 5395
2019-08-06 21:00 | 5230 | [7 empty] | 0.2114 | 0 | 161.4566 | 5467
2019-08-06 22:00 | 5231 | [7 empty] | 0.1693 | 0 | 138.3826 | 6049
2019-08-06 23:00 | 5232 | [7 empty] | 0.109 | 0 | 105.3337 | 6914
2019-08-07 | 5233 |  | 0 | 0 | 0 | 0 | 0 | 0 | 0.0564 | 0 | 76.5049 | 8319
2019-08-07 01:00 | 5234 | [7 empty] | 0.0254 | 0 | 59.5146 | 8579
2019-08-07 02:00 | 5235 | [7 empty] | 0.0172 | 0 | 55.0204 | 8709
2019-08-07 03:00 | 5236 | [7 empty] | 0.0307 | 0 | 62.4194 | 8483
2019-08-07 04:00 | 5237 | [7 empty] | 0.0664 | 0 | 81.9857 | 8046
2019-08-07 05:00 | 5238 | [7 empty] | 0.1197 | 0 | 111.1981 | 6738
2019-08-07 06:00 | 5239 | [7 empty] | 0.1729 | 0 | 140.3557 | 5988
2019-08-07 07:00 | 5240 | [7 empty] | 0.2015 | 0 | 156.0306 | 5567
2019-08-07 08:00 | 5241 | [7 empty] | 0.1936 | 0 | 151.7008 | 5706
2019-08-07 09:00 | 5242 | [7 empty] | 0.1601 | 0 | 133.3403 | 6177
2019-08-07 10:00 | 5243 | [7 empty] | 0.1228 | 0 | 112.8971 | 6707
2019-08-07 11:00 | 5244 | [7 empty] | 0.0956 | 0 | 97.9895 | 7178
2019-08-07 12:00 | 5245 | [7 empty] | 0.0789 | 0 | 88.8366 | 7707
2019-08-07 13:00 | 5246 | [7 empty] | 0.0679 | 0 | 82.8078 | 8004
2019-08-07 14:00 | 5247 | [7 empty] | 0.061 | 0 | 79.0261 | 8197
2019-08-07 15:00 | 5248 | [7 empty] | 0.0606 | 0 | 78.8068 | 8228
2019-08-07 16:00 | 5249 | [7 empty] | 0.0709 | 0 | 84.452 | 7913
2019-08-07 17:00 | 5250 | [7 empty] | 0.0961 | 0 | 98.2635 | 7147
2019-08-07 18:00 | 5251 | [7 empty] | 0.1367 | 0 | 120.5154 | 6483
2019-08-07 19:00 | 5252 | [7 empty] | 0.1833 | 0 | 146.0557 | 5825
2019-08-07 20:00 | 5253 | [7 empty] | 0.2153 | 0 | 163.5941 | 5396
2019-08-07 21:00 | 5254 | [7 empty] | 0.2114 | 0 | 161.4566 | 5468
2019-08-07 22:00 | 5255 | [7 empty] | 0.1693 | 0 | 138.3826 | 6050
2019-08-07 23:00 | 5256 | [7 empty] | 0.109 | 0 | 105.3337 | 6915
2019-08-08 | 5257 |  | 0 | 0 | 0 | 0 | 0 | 0 | 0.0564 | 0 | 76.5049 | 8320
2019-08-08 01:00 | 5258 | [7 empty] | 0.0254 | 0 | 59.5146 | 8580
2019-08-08 02:00 | 5259 | [7 empty] | 0.0172 | 0 | 55.0204 | 8710
2019-08-08 03:00 | 5260 | [7 empty] | 0.0307 | 0 | 62.4194 | 8484
2019-08-08 04:00 | 5261 | [7 empty] | 0.0664 | 0 | 81.9857 | 8047
2019-08-08 05:00 | 5262 | [7 empty] | 0.1197 | 0 | 111.1981 | 6739
2019-08-08 06:00 | 5263 | [7 empty] | 0.1729 | 0 | 140.3557 | 5989
2019-08-08 07:00 | 5264 | [7 empty] | 0.2015 | 0 | 156.0306 | 5568
2019-08-08 08:00 | 5265 | [7 empty] | 0.1936 | 0 | 151.7008 | 5707
2019-08-08 09:00 | 5266 | [7 empty] | 0.1601 | 0 | 133.3403 | 6178
2019-08-08 10:00 | 5267 | [7 empty] | 0.1228 | 0 | 112.8971 | 6708
2019-08-08 11:00 | 5268 | [7 empty] | 0.0956 | 0 | 97.9895 | 7179
2019-08-08 12:00 | 5269 | [7 empty] | 0.0789 | 0 | 88.8366 | 7708
2019-08-08 13:00 | 5270 | [7 empty] | 0.0679 | 0 | 82.8078 | 8005
2019-08-08 14:00 | 5271 | [7 empty] | 0.061 | 0 | 79.0261 | 8198
2019-08-08 15:00 | 5272 | [7 empty] | 0.0606 | 0 | 78.8068 | 8229
2019-08-08 16:00 | 5273 | [7 empty] | 0.0709 | 0 | 84.452 | 7914
2019-08-08 17:00 | 5274 | [7 empty] | 0.0961 | 0 | 98.2635 | 7148
2019-08-08 18:00 | 5275 | [7 empty] | 0.1367 | 0 | 120.5154 | 6484
2019-08-08 19:00 | 5276 | [7 empty] | 0.1833 | 0 | 146.0557 | 5826
2019-08-08 20:00 | 5277 | [7 empty] | 0.2153 | 0 | 163.5941 | 5397
2019-08-08 21:00 | 5278 | [7 empty] | 0.2114 | 0 | 161.4566 | 5469
2019-08-08 22:00 | 5279 | [7 empty] | 0.1693 | 0 | 138.3826 | 6051
2019-08-08 23:00 | 5280 | [7 empty] | 0.109 | 0 | 105.3337 | 6916
2019-08-09 | 5281 |  | 0 | 0 | 0 | 0 | 0 | 0 | 0.0564 | 0 | 76.5049 | 8321
2019-08-09 01:00 | 5282 | [7 empty] | 0.0254 | 0 | 59.5146 | 8581
2019-08-09 02:00 | 5283 | [7 empty] | 0.0172 | 0 | 55.0204 | 8711
2019-08-09 03:00 | 5284 | [7 empty] | 0.0307 | 0 | 62.4194 | 8485
2019-08-09 04:00 | 5285 | [7 empty] | 0.0664 | 0 | 81.9857 | 8048
2019-08-09 05:00 | 5286 | [7 empty] | 0.1197 | 0 | 111.1981 | 6740
2019-08-09 06:00 | 5287 | [7 empty] | 0.1729 | 0 | 140.3557 | 5990
2019-08-09 07:00 | 5288 | [7 empty] | 0.2015 | 0 | 156.0306 | 5569
2019-08-09 08:00 | 5289 | [7 empty] | 0.1936 | 0 | 151.7008 | 5708
2019-08-09 09:00 | 5290 | [7 empty] | 0.1601 | 0 | 133.3403 | 6179
2019-08-09 10:00 | 5291 | [7 empty] | 0.1228 | 0 | 112.8971 | 6709
2019-08-09 11:00 | 5292 | [7 empty] | 0.0956 | 0 | 97.9895 | 7180
2019-08-09 12:00 | 5293 | [7 empty] | 0.0789 | 0 | 88.8366 | 7709
2019-08-09 13:00 | 5294 | [7 empty] | 0.0679 | 0 | 82.8078 | 8006
2019-08-09 14:00 | 5295 | [7 empty] | 0.061 | 0 | 79.0261 | 8199
2019-08-09 15:00 | 5296 | [7 empty] | 0.0606 | 0 | 78.8068 | 8230
2019-08-09 16:00 | 5297 | [7 empty] | 0.0709 | 0 | 84.452 | 7915
2019-08-09 17:00 | 5298 | [7 empty] | 0.0961 | 0 | 98.2635 | 7149
2019-08-09 18:00 | 5299 | [7 empty] | 0.1367 | 0 | 120.5154 | 6485
2019-08-09 19:00 | 5300 | [7 empty] | 0.1833 | 0 | 146.0557 | 5827
2019-08-09 20:00 | 5301 | [7 empty] | 0.2153 | 0 | 163.5941 | 5398
2019-08-09 21:00 | 5302 | [7 empty] | 0.2114 | 0 | 161.4566 | 5470
2019-08-09 22:00 | 5303 | [7 empty] | 0.1693 | 0 | 138.3826 | 6052
2019-08-09 23:00 | 5304 | [7 empty] | 0.109 | 0 | 105.3337 | 6917
2019-08-10 | 5305 |  | 0 | 0 | 0 | 0 | 0 | 0 | 0.0564 | 0 | 76.5049 | 8322
2019-08-10 01:00 | 5306 | [7 empty] | 0.0254 | 0 | 59.5146 | 8582
2019-08-10 02:00 | 5307 | [7 empty] | 0.0172 | 0 | 55.0204 | 8712
2019-08-10 03:00 | 5308 | [7 empty] | 0.0307 | 0 | 62.4194 | 8486
2019-08-10 04:00 | 5309 | [7 empty] | 0.0664 | 0 | 81.9857 | 8049
2019-08-10 05:00 | 5310 | [7 empty] | 0.1197 | 0 | 111.1981 | 6741
2019-08-10 06:00 | 5311 | [7 empty] | 0.1729 | 0 | 140.3557 | 5991
2019-08-10 07:00 | 5312 | [7 empty] | 0.2015 | 0 | 156.0306 | 5570
2019-08-10 08:00 | 5313 | [7 empty] | 0.1936 | 0 | 151.7008 | 5709
2019-08-10 09:00 | 5314 | [7 empty] | 0.1601 | 0 | 133.3403 | 6180
2019-08-10 10:00 | 5315 | [7 empty] | 0.1228 | 0 | 112.8971 | 6710
2019-08-10 11:00 | 5316 | [7 empty] | 0.0956 | 0 | 97.9895 | 7181
2019-08-10 12:00 | 5317 | [7 empty] | 0.0789 | 0 | 88.8366 | 7710
2019-08-10 13:00 | 5318 | [7 empty] | 0.0679 | 0 | 82.8078 | 8007
2019-08-10 14:00 | 5319 | [7 empty] | 0.061 | 0 | 79.0261 | 8200
2019-08-10 15:00 | 5320 | [7 empty] | 0.0606 | 0 | 78.8068 | 8231
2019-08-10 16:00 | 5321 | [7 empty] | 0.0709 | 0 | 84.452 | 7916
2019-08-10 17:00 | 5322 | [7 empty] | 0.0961 | 0 | 98.2635 | 7150
2019-08-10 18:00 | 5323 | [7 empty] | 0.1367 | 0 | 120.5154 | 6486
2019-08-10 19:00 | 5324 | [7 empty] | 0.1833 | 0 | 146.0557 | 5828
2019-08-10 20:00 | 5325 | [7 empty] | 0.2153 | 0 | 163.5941 | 5399
2019-08-10 21:00 | 5326 | [7 empty] | 0.2114 | 0 | 161.4566 | 5471
2019-08-10 22:00 | 5327 | [7 empty] | 0.1693 | 0 | 138.3826 | 6053
2019-08-10 23:00 | 5328 | [7 empty] | 0.109 | 0 | 105.3337 | 6918
2019-08-11 | 5329 |  | 0 | 0 | 0 | 0 | 0 | 0 | 0.0564 | 0 | 76.5049 | 8323
2019-08-11 01:00 | 5330 | [7 empty] | 0.0254 | 0 | 59.5146 | 8583
2019-08-11 02:00 | 5331 | [7 empty] | 0.0172 | 0 | 55.0204 | 8713
2019-08-11 03:00 | 5332 | [7 empty] | 0.0307 | 0 | 62.4194 | 8487
2019-08-11 04:00 | 5333 | [7 empty] | 0.0664 | 0 | 81.9857 | 8050
2019-08-11 05:00 | 5334 | [7 empty] | 0.1197 | 0 | 111.1981 | 6742
2019-08-11 06:00 | 5335 | [7 empty] | 0.1729 | 0 | 140.3557 | 5992
2019-08-11 07:00 | 5336 | [7 empty] | 0.2015 | 0 | 156.0306 | 5571
2019-08-11 08:00 | 5337 | [7 empty] | 0.1936 | 0 | 151.7008 | 5710
2019-08-11 09:00 | 5338 | [7 empty] | 0.1601 | 0 | 133.3403 | 6181
2019-08-11 10:00 | 5339 | [7 empty] | 0.1228 | 0 | 112.8971 | 6711
2019-08-11 11:00 | 5340 | [7 empty] | 0.0956 | 0 | 97.9895 | 7182
2019-08-11 12:00 | 5341 | [7 empty] | 0.0789 | 0 | 88.8366 | 7711
2019-08-11 13:00 | 5342 | [7 empty] | 0.0679 | 0 | 82.8078 | 8008
2019-08-11 14:00 | 5343 | [7 empty] | 0.061 | 0 | 79.0261 | 8201
2019-08-11 15:00 | 5344 | [7 empty] | 0.0606 | 0 | 78.8068 | 8232
2019-08-11 16:00 | 5345 | [7 empty] | 0.0709 | 0 | 84.452 | 7917
2019-08-11 17:00 | 5346 | [7 empty] | 0.0961 | 0 | 98.2635 | 7151
2019-08-11 18:00 | 5347 | [7 empty] | 0.1367 | 0 | 120.5154 | 6487
2019-08-11 19:00 | 5348 | [7 empty] | 0.1833 | 0 | 146.0557 | 5829
2019-08-11 20:00 | 5349 | [7 empty] | 0.2153 | 0 | 163.5941 | 5400
2019-08-11 21:00 | 5350 | [7 empty] | 0.2114 | 0 | 161.4566 | 5472
2019-08-11 22:00 | 5351 | [7 empty] | 0.1693 | 0 | 138.3826 | 6054
2019-08-11 23:00 | 5352 | [7 empty] | 0.109 | 0 | 105.3337 | 6919
2019-08-12 | 5353 |  | 0 | 0 | 0 | 0 | 0 | 0 | 0.0564 | 0 | 76.5049 | 8324
2019-08-12 01:00 | 5354 | [7 empty] | 0.0254 | 0 | 59.5146 | 8584
2019-08-12 02:00 | 5355 | [7 empty] | 0.0172 | 0 | 55.0204 | 8714
2019-08-12 03:00 | 5356 | [7 empty] | 0.0307 | 0 | 62.4194 | 8488
2019-08-12 04:00 | 5357 | [7 empty] | 0.0664 | 0 | 81.9857 | 8051
2019-08-12 05:00 | 5358 | [7 empty] | 0.1197 | 0 | 111.1981 | 6743
2019-08-12 06:00 | 5359 | [7 empty] | 0.1729 | 0 | 140.3557 | 5993
2019-08-12 07:00 | 5360 | [7 empty] | 0.2015 | 0 | 156.0306 | 5572
2019-08-12 08:00 | 5361 | [7 empty] | 0.1936 | 0 | 151.7008 | 5711
2019-08-12 09:00 | 5362 | [7 empty] | 0.1601 | 0 | 133.3403 | 6182
2019-08-12 10:00 | 5363 | [7 empty] | 0.1228 | 0 | 112.8971 | 6712
2019-08-12 11:00 | 5364 | [7 empty] | 0.0956 | 0 | 97.9895 | 7183
2019-08-12 12:00 | 5365 | [7 empty] | 0.0789 | 0 | 88.8366 | 7712
2019-08-12 13:00 | 5366 | [7 empty] | 0.0679 | 0 | 82.8078 | 8009
2019-08-12 14:00 | 5367 | [7 empty] | 0.061 | 0 | 79.0261 | 8202
2019-08-12 15:00 | 5368 | [7 empty] | 0.0606 | 0 | 78.8068 | 8233
2019-08-12 16:00 | 5369 | [7 empty] | 0.0709 | 0 | 84.452 | 7918
2019-08-12 17:00 | 5370 | [7 empty] | 0.0961 | 0 | 98.2635 | 7152
2019-08-12 18:00 | 5371 | [7 empty] | 0.1367 | 0 | 120.5154 | 6488
2019-08-12 19:00 | 5372 | [7 empty] | 0.1833 | 0 | 146.0557 | 5830
2019-08-12 20:00 | 5373 | [7 empty] | 0.2153 | 0 | 163.5941 | 5401
2019-08-12 21:00 | 5374 | [7 empty] | 0.2114 | 0 | 161.4566 | 5473
2019-08-12 22:00 | 5375 | [7 empty] | 0.1693 | 0 | 138.3826 | 6055
2019-08-12 23:00 | 5376 | [7 empty] | 0.109 | 0 | 105.3337 | 6920
2019-08-13 | 5377 |  | 0 | 0 | 0 | 0 | 0 | 0 | 0.0564 | 0 | 76.5049 | 8325
2019-08-13 01:00 | 5378 | [7 empty] | 0.0254 | 0 | 59.5146 | 8585
2019-08-13 02:00 | 5379 | [7 empty] | 0.0172 | 0 | 55.0204 | 8715
2019-08-13 03:00 | 5380 | [7 empty] | 0.0307 | 0 | 62.4194 | 8489
2019-08-13 04:00 | 5381 | [7 empty] | 0.0664 | 0 | 81.9857 | 8052
2019-08-13 05:00 | 5382 | [7 empty] | 0.1197 | 0 | 111.1981 | 6744
2019-08-13 06:00 | 5383 | [7 empty] | 0.1729 | 0 | 140.3557 | 5994
2019-08-13 07:00 | 5384 | [7 empty] | 0.2015 | 0 | 156.0306 | 5573
2019-08-13 08:00 | 5385 | [7 empty] | 0.1936 | 0 | 151.7008 | 5712
2019-08-13 09:00 | 5386 | [7 empty] | 0.1601 | 0 | 133.3403 | 6183
2019-08-13 10:00 | 5387 | [7 empty] | 0.1228 | 0 | 112.8971 | 6713
2019-08-13 11:00 | 5388 | [7 empty] | 0.0956 | 0 | 97.9895 | 7184
2019-08-13 12:00 | 5389 | [7 empty] | 0.0789 | 0 | 88.8366 | 7713
2019-08-13 13:00 | 5390 | [7 empty] | 0.0679 | 0 | 82.8078 | 8010
2019-08-13 14:00 | 5391 | [7 empty] | 0.061 | 0 | 79.0261 | 8203
2019-08-13 15:00 | 5392 | [7 empty] | 0.0606 | 0 | 78.8068 | 8234
2019-08-13 16:00 | 5393 | [7 empty] | 0.0709 | 0 | 84.452 | 7919
2019-08-13 17:00 | 5394 | [7 empty] | 0.0961 | 0 | 98.2635 | 7153
2019-08-13 18:00 | 5395 | [7 empty] | 0.1367 | 0 | 120.5154 | 6489
2019-08-13 19:00 | 5396 | [7 empty] | 0.1833 | 0 | 146.0557 | 5831
2019-08-13 20:00 | 5397 | [7 empty] | 0.2153 | 0 | 163.5941 | 5402
2019-08-13 21:00 | 5398 | [7 empty] | 0.2114 | 0 | 161.4566 | 5474
2019-08-13 22:00 | 5399 | [7 empty] | 0.1693 | 0 | 138.3826 | 6056
2019-08-13 23:00 | 5400 | [7 empty] | 0.109 | 0 | 105.3337 | 6921
2019-08-14 | 5401 |  | 0 | 0 | 0 | 0 | 0 | 0 | 0.0564 | 0 | 76.5049 | 8326
2019-08-14 01:00 | 5402 | [7 empty] | 0.0254 | 0 | 59.5146 | 8586
2019-08-14 02:00 | 5403 | [7 empty] | 0.0172 | 0 | 55.0204 | 8716
2019-08-14 03:00 | 5404 | [7 empty] | 0.0307 | 0 | 62.4194 | 8490
2019-08-14 04:00 | 5405 | [7 empty] | 0.0664 | 0 | 81.9857 | 8053
2019-08-14 05:00 | 5406 | [7 empty] | 0.1197 | 0 | 111.1981 | 6745
2019-08-14 06:00 | 5407 | [7 empty] | 0.1729 | 0 | 140.3557 | 5995
2019-08-14 07:00 | 5408 | [7 empty] | 0.2015 | 0 | 156.0306 | 5574
2019-08-14 08:00 | 5409 | [7 empty] | 0.1936 | 0 | 151.7008 | 5713
2019-08-14 09:00 | 5410 | [7 empty] | 0.1601 | 0 | 133.3403 | 6184
2019-08-14 10:00 | 5411 | [7 empty] | 0.1228 | 0 | 112.8971 | 6714
2019-08-14 11:00 | 5412 | [7 empty] | 0.0956 | 0 | 97.9895 | 7185
2019-08-14 12:00 | 5413 | [7 empty] | 0.0789 | 0 | 88.8366 | 7714
2019-08-14 13:00 | 5414 | [7 empty] | 0.0679 | 0 | 82.8078 | 8011
2019-08-14 14:00 | 5415 | [7 empty] | 0.061 | 0 | 79.0261 | 8204
2019-08-14 15:00 | 5416 | [7 empty] | 0.0606 | 0 | 78.8068 | 8235
2019-08-14 16:00 | 5417 | [7 empty] | 0.0709 | 0 | 84.452 | 7920
2019-08-14 17:00 | 5418 | [7 empty] | 0.0961 | 0 | 98.2635 | 7154
2019-08-14 18:00 | 5419 | [7 empty] | 0.1367 | 0 | 120.5154 | 6490
2019-08-14 19:00 | 5420 | [7 empty] | 0.1833 | 0 | 146.0557 | 5832
2019-08-14 20:00 | 5421 | [7 empty] | 0.2153 | 0 | 163.5941 | 5403
2019-08-14 21:00 | 5422 | [7 empty] | 0.2114 | 0 | 161.4566 | 5475
2019-08-14 22:00 | 5423 | [7 empty] | 0.1693 | 0 | 138.3826 | 6057
2019-08-14 23:00 | 5424 | [7 empty] | 0.109 | 0 | 105.3337 | 6922
2019-08-15 | 5425 |  | 0 | 0 | 0 | 0 | 0 | 0 | 0.0564 | 0 | 76.5049 | 8327
2019-08-15 01:00 | 5426 | [7 empty] | 0.0254 | 0 | 59.5146 | 8587
2019-08-15 02:00 | 5427 | [7 empty] | 0.0172 | 0 | 55.0204 | 8717
2019-08-15 03:00 | 5428 | [7 empty] | 0.0307 | 160.1443 | 222.5637 | 4786
2019-08-15 04:00 | 5429 | [7 empty] | 0.0664 | 170.6456 | 252.6313 | 4740
2019-08-15 05:00 | 5430 | [7 empty] | 0.1197 | 0 | 111.1981 | 6746
2019-08-15 06:00 | 5431 | [7 empty] | 0.1729 | 0 | 140.3557 | 5996
2019-08-15 07:00 | 5432 | [7 empty] | 0.2015 | 0 | 156.0306 | 5575
2019-08-15 08:00 | 5433 | [7 empty] | 0.1936 | 0 | 151.7008 | 5714
2019-08-15 09:00 | 5434 | [7 empty] | 0.1601 | 0 | 133.3403 | 6185
2019-08-15 10:00 | 5435 | [7 empty] | 0.1228 | 0 | 112.8971 | 6715
2019-08-15 11:00 | 5436 | [7 empty] | 0.0956 | 0 | 97.9895 | 7186
2019-08-15 12:00 | 5437 | [7 empty] | 0.0789 | 0 | 88.8366 | 7715
2019-08-15 13:00 | 5438 | [7 empty] | 0.0679 | 0 | 82.8078 | 8012
2019-08-15 14:00 | 5439 | [7 empty] | 0.061 | 0 | 79.0261 | 8205
2019-08-15 15:00 | 5440 | [7 empty] | 0.0606 | 0 | 78.8068 | 8236
2019-08-15 16:00 | 5441 | [7 empty] | 0.0709 | 0 | 84.452 | 7921
2019-08-15 17:00 | 5442 | [7 empty] | 0.0961 | 0 | 98.2635 | 7155
2019-08-15 18:00 | 5443 | [7 empty] | 0.1367 | 0 | 120.5154 | 6491
2019-08-15 19:00 | 5444 | [7 empty] | 0.1833 | 0 | 146.0557 | 5833
2019-08-15 20:00 | 5445 | [7 empty] | 0.2153 | 0 | 163.5941 | 5404
2019-08-15 21:00 | 5446 | [7 empty] | 0.2114 | 0 | 161.4566 | 5476
2019-08-15 22:00 | 5447 | [7 empty] | 0.1693 | 0 | 138.3826 | 6058
2019-08-15 23:00 | 5448 | [7 empty] | 0.109 | 0 | 105.3337 | 6923
2019-08-16 | 5449 |  | 0 | 0 | 0 | 0 | 0 | 0 | 0.0564 | 0 | 76.5049 | 8328
2019-08-16 01:00 | 5450 | [7 empty] | 0.0254 | 0 | 59.5146 | 8588
2019-08-16 02:00 | 5451 | [7 empty] | 0.0172 | 165.395 | 220.4153 | 4796
2019-08-16 03:00 | 5452 | [7 empty] | 0.0307 | 170.6456 | 233.065 | 4776
2019-08-16 04:00 | 5453 | [7 empty] | 0.0664 | 165.395 | 247.3806 | 4751
2019-08-16 05:00 | 5454 | [7 empty] | 0.1197 | 0 | 111.1981 | 6747
2019-08-16 06:00 | 5455 | [7 empty] | 0.1729 | 0 | 140.3557 | 5997
2019-08-16 07:00 | 5456 | [7 empty] | 0.2015 | 0 | 156.0306 | 5576
2019-08-16 08:00 | 5457 | [7 empty] | 0.1936 | 0 | 151.7008 | 5715
2019-08-16 09:00 | 5458 | [7 empty] | 0.1601 | 0 | 133.3403 | 6186
2019-08-16 10:00 | 5459 | [7 empty] | 0.1228 | 0 | 112.8971 | 6716
2019-08-16 11:00 | 5460 | [7 empty] | 0.0956 | 0 | 97.9895 | 7187
2019-08-16 12:00 | 5461 | [7 empty] | 0.0789 | 0 | 88.8366 | 7716
2019-08-16 13:00 | 5462 | [7 empty] | 0.0679 | 0 | 82.8078 | 8013
2019-08-16 14:00 | 5463 | [7 empty] | 0.061 | 0 | 79.0261 | 8206
2019-08-16 15:00 | 5464 | [7 empty] | 0.0606 | 0 | 78.8068 | 8237
2019-08-16 16:00 | 5465 | [7 empty] | 0.0709 | 0 | 84.452 | 7922
2019-08-16 17:00 | 5466 | [7 empty] | 0.0961 | 0 | 98.2635 | 7156
2019-08-16 18:00 | 5467 | [7 empty] | 0.1367 | 0 | 120.5154 | 6492
2019-08-16 19:00 | 5468 | [7 empty] | 0.1833 | 0 | 146.0557 | 5834
2019-08-16 20:00 | 5469 | [7 empty] | 0.2153 | 0 | 163.5941 | 5405
2019-08-16 21:00 | 5470 | [7 empty] | 0.2114 | 0 | 161.4566 | 5477
2019-08-16 22:00 | 5471 | [7 empty] | 0.1693 | 0 | 138.3826 | 6059
2019-08-16 23:00 | 5472 | [7 empty] | 0.109 | 0 | 105.3337 | 6924
2019-08-17 | 5473 |  | 0 | 0 | 0 | 0 | 0 | 0 | 0.0564 | 0 | 76.5049 | 8329
2019-08-17 01:00 | 5474 | [7 empty] | 0.0254 | 0 | 59.5146 | 8589
2019-08-17 02:00 | 5475 | [7 empty] | 0.0172 | 0 | 55.0204 | 8718
2019-08-17 03:00 | 5476 | [7 empty] | 0.0307 | 0 | 62.4194 | 8491
2019-08-17 04:00 | 5477 | [7 empty] | 0.0664 | 0 | 81.9857 | 8054
2019-08-17 05:00 | 5478 | [7 empty] | 0.1197 | 0 | 111.1981 | 6748
2019-08-17 06:00 | 5479 | [7 empty] | 0.1729 | 0 | 140.3557 | 5998
2019-08-17 07:00 | 5480 | [7 empty] | 0.2015 | 0 | 156.0306 | 5577
2019-08-17 08:00 | 5481 | [7 empty] | 0.1936 | 0 | 151.7008 | 5716
2019-08-17 09:00 | 5482 | [7 empty] | 0.1601 | 0 | 133.3403 | 6187
2019-08-17 10:00 | 5483 | [7 empty] | 0.1228 | 0 | 112.8971 | 6717
2019-08-17 11:00 | 5484 | [7 empty] | 0.0956 | 0 | 97.9895 | 7188
2019-08-17 12:00 | 5485 | [7 empty] | 0.0789 | 0 | 88.8366 | 7717
2019-08-17 13:00 | 5486 | [7 empty] | 0.0679 | 0 | 82.8078 | 8014
2019-08-17 14:00 | 5487 | [7 empty] | 0.061 | 0 | 79.0261 | 8207
2019-08-17 15:00 | 5488 | [7 empty] | 0.0606 | 0 | 78.8068 | 8238
2019-08-17 16:00 | 5489 | [7 empty] | 0.0709 | 0 | 84.452 | 7923
2019-08-17 17:00 | 5490 | [7 empty] | 0.0961 | 0 | 98.2635 | 7157
2019-08-17 18:00 | 5491 | [7 empty] | 0.1367 | 0 | 120.5154 | 6493
2019-08-17 19:00 | 5492 | [7 empty] | 0.1833 | 0 | 146.0557 | 5835
2019-08-17 20:00 | 5493 | [7 empty] | 0.2153 | 0 | 163.5941 | 5406
2019-08-17 21:00 | 5494 | [7 empty] | 0.2114 | 0 | 161.4566 | 5478
2019-08-17 22:00 | 5495 | [7 empty] | 0.1693 | 0 | 138.3826 | 6060
2019-08-17 23:00 | 5496 | [7 empty] | 0.109 | 0 | 105.3337 | 6925
2019-08-18 | 5497 |  | 0 | 0 | 0 | 0 | 0 | 0 | 0.0564 | 0 | 76.5049 | 8330
2019-08-18 01:00 | 5498 | [7 empty] | 0.0254 | 0 | 59.5146 | 8590
2019-08-18 02:00 | 5499 | [7 empty] | 0.0172 | 0 | 55.0204 | 8719
2019-08-18 03:00 | 5500 | [7 empty] | 0.0307 | 0 | 62.4194 | 8492
2019-08-18 04:00 | 5501 | [7 empty] | 0.0664 | 0 | 81.9857 | 8055
2019-08-18 05:00 | 5502 | [7 empty] | 0.1197 | 0 | 111.1981 | 6749
2019-08-18 06:00 | 5503 | [7 empty] | 0.1729 | 0 | 140.3557 | 5999
2019-08-18 07:00 | 5504 | [7 empty] | 0.2015 | 0 | 156.0306 | 5578
2019-08-18 08:00 | 5505 | [7 empty] | 0.1936 | 0 | 151.7008 | 5717
2019-08-18 09:00 | 5506 | [7 empty] | 0.1601 | 0 | 133.3403 | 6188
2019-08-18 10:00 | 5507 | [7 empty] | 0.1228 | 0 | 112.8971 | 6718
2019-08-18 11:00 | 5508 | [7 empty] | 0.0956 | 0 | 97.9895 | 7189
2019-08-18 12:00 | 5509 | [7 empty] | 0.0789 | 0 | 88.8366 | 7718
2019-08-18 13:00 | 5510 | [7 empty] | 0.0679 | 0 | 82.8078 | 8015
2019-08-18 14:00 | 5511 | [7 empty] | 0.061 | 0 | 79.0261 | 8208
2019-08-18 15:00 | 5512 | [7 empty] | 0.0606 | 0 | 78.8068 | 8239
2019-08-18 16:00 | 5513 | [7 empty] | 0.0709 | 0 | 84.452 | 7924
2019-08-18 17:00 | 5514 | [7 empty] | 0.0961 | 0 | 98.2635 | 7158
2019-08-18 18:00 | 5515 | [7 empty] | 0.1367 | 0 | 120.5154 | 6494
2019-08-18 19:00 | 5516 | [7 empty] | 0.1833 | 0 | 146.0557 | 5836
2019-08-18 20:00 | 5517 | [7 empty] | 0.2153 | 0 | 163.5941 | 5407
2019-08-18 21:00 | 5518 | [7 empty] | 0.2114 | 0 | 161.4566 | 5479
2019-08-18 22:00 | 5519 | [7 empty] | 0.1693 | 0 | 138.3826 | 6061
2019-08-18 23:00 | 5520 | [7 empty] | 0.109 | 0 | 105.3337 | 6926
2019-08-19 | 5521 |  | 0 | 0 | 0 | 0 | 0 | 0 | 0.0564 | 0 | 76.5049 | 8331
2019-08-19 01:00 | 5522 | [7 empty] | 0.0254 | 0 | 59.5146 | 8591
2019-08-19 02:00 | 5523 | [7 empty] | 0.0172 | 0 | 55.0204 | 8720
2019-08-19 03:00 | 5524 | [7 empty] | 0.0307 | 0 | 62.4194 | 8493
2019-08-19 04:00 | 5525 | [7 empty] | 0.0664 | 0 | 81.9857 | 8056
2019-08-19 05:00 | 5526 | [7 empty] | 0.1197 | 0 | 111.1981 | 6750
2019-08-19 06:00 | 5527 | [7 empty] | 0.1729 | 0 | 140.3557 | 6000
2019-08-19 07:00 | 5528 | [7 empty] | 0.2015 | 0 | 156.0306 | 5579
2019-08-19 08:00 | 5529 | [7 empty] | 0.1936 | 0 | 151.7008 | 5718
2019-08-19 09:00 | 5530 | [7 empty] | 0.1601 | 0 | 133.3403 | 6189
2019-08-19 10:00 | 5531 | [7 empty] | 0.1228 | 0 | 112.8971 | 6719
2019-08-19 11:00 | 5532 | [7 empty] | 0.0956 | 0 | 97.9895 | 7190
2019-08-19 12:00 | 5533 | [7 empty] | 0.0789 | 0 | 88.8366 | 7719
2019-08-19 13:00 | 5534 | [7 empty] | 0.0679 | 0 | 82.8078 | 8016
2019-08-19 14:00 | 5535 | [7 empty] | 0.061 | 0 | 79.0261 | 8209
2019-08-19 15:00 | 5536 | [7 empty] | 0.0606 | 0 | 78.8068 | 8240
2019-08-19 16:00 | 5537 | [7 empty] | 0.0709 | 0 | 84.452 | 7925
2019-08-19 17:00 | 5538 | [7 empty] | 0.0961 | 0 | 98.2635 | 7159
2019-08-19 18:00 | 5539 | [7 empty] | 0.1367 | 0 | 120.5154 | 6495
2019-08-19 19:00 | 5540 | [7 empty] | 0.1833 | 0 | 146.0557 | 5837
2019-08-19 20:00 | 5541 | [7 empty] | 0.2153 | 0 | 163.5941 | 5408
2019-08-19 21:00 | 5542 | [7 empty] | 0.2114 | 0 | 161.4566 | 5480
2019-08-19 22:00 | 5543 | [7 empty] | 0.1693 | 0 | 138.3826 | 6062
2019-08-19 23:00 | 5544 | [7 empty] | 0.109 | 0 | 105.3337 | 6927
2019-08-20 | 5545 |  | 0 | 0 | 0 | 0 | 0 | 0 | 0.0564 | 0 | 76.5049 | 8332
2019-08-20 01:00 | 5546 | [7 empty] | 0.0254 | 0 | 59.5146 | 8592
2019-08-20 02:00 | 5547 | [7 empty] | 0.0172 | 0 | 55.0204 | 8721
2019-08-20 03:00 | 5548 | [7 empty] | 0.0307 | 0 | 62.4194 | 8494
2019-08-20 04:00 | 5549 | [7 empty] | 0.0664 | 0 | 81.9857 | 8057
2019-08-20 05:00 | 5550 | [7 empty] | 0.1197 | 0 | 111.1981 | 6751
2019-08-20 06:00 | 5551 | [7 empty] | 0.1729 | 0 | 140.3557 | 6001
2019-08-20 07:00 | 5552 | [7 empty] | 0.2015 | 0 | 156.0306 | 5580
2019-08-20 08:00 | 5553 | [7 empty] | 0.1936 | 0 | 151.7008 | 5719
2019-08-20 09:00 | 5554 | [7 empty] | 0.1601 | 0 | 133.3403 | 6190
2019-08-20 10:00 | 5555 | [7 empty] | 0.1228 | 0 | 112.8971 | 6720
2019-08-20 11:00 | 5556 | [7 empty] | 0.0956 | 0 | 97.9895 | 7191
2019-08-20 12:00 | 5557 | [7 empty] | 0.0789 | 0 | 88.8366 | 7720
2019-08-20 13:00 | 5558 | [7 empty] | 0.0679 | 0 | 82.8078 | 8017
2019-08-20 14:00 | 5559 | [7 empty] | 0.061 | 0 | 79.0261 | 8210
2019-08-20 15:00 | 5560 | [7 empty] | 0.0606 | 0 | 78.8068 | 8241
2019-08-20 16:00 | 5561 | [7 empty] | 0.0709 | 0 | 84.452 | 7926
2019-08-20 17:00 | 5562 | [7 empty] | 0.0961 | 0 | 98.2635 | 7160
2019-08-20 18:00 | 5563 | [7 empty] | 0.1367 | 0 | 120.5154 | 6496
2019-08-20 19:00 | 5564 | [7 empty] | 0.1833 | 0 | 146.0557 | 5838
2019-08-20 20:00 | 5565 | [7 empty] | 0.2153 | 0 | 163.5941 | 5409
2019-08-20 21:00 | 5566 | [7 empty] | 0.2114 | 0 | 161.4566 | 5481
2019-08-20 22:00 | 5567 | [7 empty] | 0.1693 | 0 | 138.3826 | 6063
2019-08-20 23:00 | 5568 | [7 empty] | 0.109 | 0 | 105.3337 | 6928
2019-08-21 | 5569 |  | 0 | 0 | 0 | 0 | 0 | 0 | 0.0564 | 0 | 76.5049 | 8333
2019-08-21 01:00 | 5570 | [7 empty] | 0.0254 | 0 | 59.5146 | 8593
2019-08-21 02:00 | 5571 | [7 empty] | 0.0172 | 0 | 55.0204 | 8722
2019-08-21 03:00 | 5572 | [7 empty] | 0.0307 | 0 | 62.4194 | 8495
2019-08-21 04:00 | 5573 | [7 empty] | 0.0664 | 0 | 81.9857 | 8058
2019-08-21 05:00 | 5574 | [7 empty] | 0.1197 | 0 | 111.1981 | 6752
2019-08-21 06:00 | 5575 | [7 empty] | 0.1729 | 0 | 140.3557 | 6002
2019-08-21 07:00 | 5576 | [7 empty] | 0.2015 | 0 | 156.0306 | 5581
2019-08-21 08:00 | 5577 | [7 empty] | 0.1936 | 0 | 151.7008 | 5720
2019-08-21 09:00 | 5578 | [7 empty] | 0.1601 | 0 | 133.3403 | 6191
2019-08-21 10:00 | 5579 | [7 empty] | 0.1228 | 0 | 112.8971 | 6721
2019-08-21 11:00 | 5580 | [7 empty] | 0.0956 | 0 | 97.9895 | 7192
2019-08-21 12:00 | 5581 | [7 empty] | 0.0789 | 0 | 88.8366 | 7721
2019-08-21 13:00 | 5582 | [7 empty] | 0.0679 | 0 | 82.8078 | 8018
2019-08-21 14:00 | 5583 | [7 empty] | 0.061 | 0 | 79.0261 | 8211
2019-08-21 15:00 | 5584 | [7 empty] | 0.0606 | 0 | 78.8068 | 8242
2019-08-21 16:00 | 5585 | [7 empty] | 0.0709 | 0 | 84.452 | 7927
2019-08-21 17:00 | 5586 | [7 empty] | 0.0961 | 0 | 98.2635 | 7161
2019-08-21 18:00 | 5587 | [7 empty] | 0.1367 | 0 | 120.5154 | 6497
2019-08-21 19:00 | 5588 | [7 empty] | 0.1833 | 0 | 146.0557 | 5839
2019-08-21 20:00 | 5589 | [7 empty] | 0.2153 | 0 | 163.5941 | 5410
2019-08-21 21:00 | 5590 | [7 empty] | 0.2114 | 0 | 161.4566 | 5482
2019-08-21 22:00 | 5591 | [7 empty] | 0.1693 | 0 | 138.3826 | 6064
2019-08-21 23:00 | 5592 | [7 empty] | 0.109 | 0 | 105.3337 | 6929
2019-08-22 | 5593 |  | 0 | 0 | 0 | 0 | 0 | 0 | 0.0564 | 0 | 76.5049 | 8334
2019-08-22 01:00 | 5594 | [7 empty] | 0.0254 | 0 | 59.5146 | 8594
2019-08-22 02:00 | 5595 | [7 empty] | 0.0172 | 0 | 55.0204 | 8723
2019-08-22 03:00 | 5596 | [7 empty] | 0.0307 | 160.1443 | 222.5637 | 4787
2019-08-22 04:00 | 5597 | [7 empty] | 0.0664 | 183.7722 | 265.7579 | 4687
2019-08-22 05:00 | 5598 | [7 empty] | 0.1197 | 0 | 111.1981 | 6753
2019-08-22 06:00 | 5599 | [7 empty] | 0.1729 | 0 | 140.3557 | 6003
2019-08-22 07:00 | 5600 | [7 empty] | 0.2015 | 0 | 156.0306 | 5582
2019-08-22 08:00 | 5601 | [7 empty] | 0.1936 | 0 | 151.7008 | 5721
2019-08-22 09:00 | 5602 | [7 empty] | 0.1601 | 0 | 133.3403 | 6192
2019-08-22 10:00 | 5603 | [7 empty] | 0.1228 | 0 | 112.8971 | 6722
2019-08-22 11:00 | 5604 | [7 empty] | 0.0956 | 0 | 97.9895 | 7193
2019-08-22 12:00 | 5605 | [7 empty] | 0.0789 | 0 | 88.8366 | 7722
2019-08-22 13:00 | 5606 | [7 empty] | 0.0679 | 0 | 82.8078 | 8019
2019-08-22 14:00 | 5607 | [7 empty] | 0.061 | 0 | 79.0261 | 8212
2019-08-22 15:00 | 5608 | [7 empty] | 0.0606 | 0 | 78.8068 | 8243
2019-08-22 16:00 | 5609 | [7 empty] | 0.0709 | 0 | 84.452 | 7928
2019-08-22 17:00 | 5610 | [7 empty] | 0.0961 | 0 | 98.2635 | 7162
2019-08-22 18:00 | 5611 | [7 empty] | 0.1367 | 0 | 120.5154 | 6498
2019-08-22 19:00 | 5612 | [7 empty] | 0.1833 | 0 | 146.0557 | 5840
2019-08-22 20:00 | 5613 | [7 empty] | 0.2153 | 0 | 163.5941 | 5411
2019-08-22 21:00 | 5614 | [7 empty] | 0.2114 | 0 | 161.4566 | 5483
2019-08-22 22:00 | 5615 | [7 empty] | 0.1693 | 0 | 138.3826 | 6065
2019-08-22 23:00 | 5616 | [7 empty] | 0.109 | 0 | 105.3337 | 6930
2019-08-23 | 5617 |  | 0 | 0 | 0 | 0 | 0 | 0 | 0.0564 | 0 | 76.5049 | 8335
2019-08-23 01:00 | 5618 | [7 empty] | 0.0254 | 0 | 59.5146 | 8595
2019-08-23 02:00 | 5619 | [7 empty] | 0.0172 | 0 | 55.0204 | 8724
2019-08-23 03:00 | 5620 | [7 empty] | 0.0307 | 0 | 62.4194 | 8496
2019-08-23 04:00 | 5621 | [7 empty] | 0.0664 | 0 | 81.9857 | 8059
2019-08-23 05:00 | 5622 | [7 empty] | 0.1197 | 0 | 111.1981 | 6754
2019-08-23 06:00 | 5623 | [7 empty] | 0.1729 | 0 | 140.3557 | 6004
2019-08-23 07:00 | 5624 | [7 empty] | 0.2015 | 0 | 156.0306 | 5583
2019-08-23 08:00 | 5625 | [7 empty] | 0.1936 | 0 | 151.7008 | 5722
2019-08-23 09:00 | 5626 | [7 empty] | 0.1601 | 0 | 133.3403 | 6193
2019-08-23 10:00 | 5627 | [7 empty] | 0.1228 | 0 | 112.8971 | 6723
2019-08-23 11:00 | 5628 | [7 empty] | 0.0956 | 0 | 97.9895 | 7194
2019-08-23 12:00 | 5629 | [7 empty] | 0.0789 | 0 | 88.8366 | 7723
2019-08-23 13:00 | 5630 | [7 empty] | 0.0679 | 0 | 82.8078 | 8020
2019-08-23 14:00 | 5631 | [7 empty] | 0.061 | 0 | 79.0261 | 8213
2019-08-23 15:00 | 5632 | [7 empty] | 0.0606 | 0 | 78.8068 | 8244
2019-08-23 16:00 | 5633 | [7 empty] | 0.0709 | 0 | 84.452 | 7929
2019-08-23 17:00 | 5634 | [7 empty] | 0.0961 | 0 | 98.2635 | 7163
2019-08-23 18:00 | 5635 | [7 empty] | 0.1367 | 0 | 120.5154 | 6499
2019-08-23 19:00 | 5636 | [7 empty] | 0.1833 | 0 | 146.0557 | 5841
2019-08-23 20:00 | 5637 | [7 empty] | 0.2153 | 0 | 163.5941 | 5412
2019-08-23 21:00 | 5638 | [7 empty] | 0.2114 | 0 | 161.4566 | 5484
2019-08-23 22:00 | 5639 | [7 empty] | 0.1693 | 0 | 138.3826 | 6066
2019-08-23 23:00 | 5640 | [7 empty] | 0.109 | 0 | 105.3337 | 6931
2019-08-24 | 5641 |  | 0 | 0 | 0 | 0 | 0 | 0 | 0.0564 | 0 | 76.5049 | 8336
2019-08-24 01:00 | 5642 | [7 empty] | 0.0254 | 0 | 59.5146 | 8596
2019-08-24 02:00 | 5643 | [7 empty] | 0.0172 | 0 | 55.0204 | 8725
2019-08-24 03:00 | 5644 | [7 empty] | 0.0307 | 0 | 62.4194 | 8497
2019-08-24 04:00 | 5645 | [7 empty] | 0.0664 | 0 | 81.9857 | 8060
2019-08-24 05:00 | 5646 | [7 empty] | 0.1197 | 0 | 111.1981 | 6755
2019-08-24 06:00 | 5647 | [7 empty] | 0.1729 | 0 | 140.3557 | 6005
2019-08-24 07:00 | 5648 | [7 empty] | 0.2015 | 0 | 156.0306 | 5584
2019-08-24 08:00 | 5649 | [7 empty] | 0.1936 | 0 | 151.7008 | 5723
2019-08-24 09:00 | 5650 | [7 empty] | 0.1601 | 0 | 133.3403 | 6194
2019-08-24 10:00 | 5651 | [7 empty] | 0.1228 | 0 | 112.8971 | 6724
2019-08-24 11:00 | 5652 | [7 empty] | 0.0956 | 0 | 97.9895 | 7195
2019-08-24 12:00 | 5653 | [7 empty] | 0.0789 | 0 | 88.8366 | 7724
2019-08-24 13:00 | 5654 | [7 empty] | 0.0679 | 0 | 82.8078 | 8021
2019-08-24 14:00 | 5655 | [7 empty] | 0.061 | 0 | 79.0261 | 8214
2019-08-24 15:00 | 5656 | [7 empty] | 0.0606 | 0 | 78.8068 | 8245
2019-08-24 16:00 | 5657 | [7 empty] | 0.0709 | 0 | 84.452 | 7930
2019-08-24 17:00 | 5658 | [7 empty] | 0.0961 | 0 | 98.2635 | 7164
2019-08-24 18:00 | 5659 | [7 empty] | 0.1367 | 0 | 120.5154 | 6500
2019-08-24 19:00 | 5660 | [7 empty] | 0.1833 | 0 | 146.0557 | 5842
2019-08-24 20:00 | 5661 | [7 empty] | 0.2153 | 0 | 163.5941 | 5413
2019-08-24 21:00 | 5662 | [7 empty] | 0.2114 | 0 | 161.4566 | 5485
2019-08-24 22:00 | 5663 | [7 empty] | 0.1693 | 0 | 138.3826 | 6067
2019-08-24 23:00 | 5664 | [7 empty] | 0.109 | 0 | 105.3337 | 6932
2019-08-25 | 5665 |  | 0 | 0 | 0 | 0 | 0 | 0 | 0.0564 | 0 | 76.5049 | 8337
2019-08-25 01:00 | 5666 | [7 empty] | 0.0254 | 0 | 59.5146 | 8597
2019-08-25 02:00 | 5667 | [7 empty] | 0.0172 | 0 | 55.0204 | 8726
2019-08-25 03:00 | 5668 | [7 empty] | 0.0307 | 0 | 62.4194 | 8498
2019-08-25 04:00 | 5669 | [7 empty] | 0.0664 | 0 | 81.9857 | 8061
2019-08-25 05:00 | 5670 | [7 empty] | 0.1197 | 0 | 111.1981 | 6756
2019-08-25 06:00 | 5671 | [7 empty] | 0.1729 | 0 | 140.3557 | 6006
2019-08-25 07:00 | 5672 | [7 empty] | 0.2015 | 0 | 156.0306 | 5585
2019-08-25 08:00 | 5673 | [7 empty] | 0.1936 | 0 | 151.7008 | 5724
2019-08-25 09:00 | 5674 | [7 empty] | 0.1601 | 0 | 133.3403 | 6195
2019-08-25 10:00 | 5675 | [7 empty] | 0.1228 | 0 | 112.8971 | 6725
2019-08-25 11:00 | 5676 | [7 empty] | 0.0956 | 0 | 97.9895 | 7196
2019-08-25 12:00 | 5677 | [7 empty] | 0.0789 | 0 | 88.8366 | 7725
2019-08-25 13:00 | 5678 | [7 empty] | 0.0679 | 0 | 82.8078 | 8022
2019-08-25 14:00 | 5679 | [7 empty] | 0.061 | 0 | 79.0261 | 8215
2019-08-25 15:00 | 5680 | [7 empty] | 0.0606 | 0 | 78.8068 | 8246
2019-08-25 16:00 | 5681 | [7 empty] | 0.0709 | 0 | 84.452 | 7931
2019-08-25 17:00 | 5682 | [7 empty] | 0.0961 | 0 | 98.2635 | 7165
2019-08-25 18:00 | 5683 | [7 empty] | 0.1367 | 0 | 120.5154 | 6501
2019-08-25 19:00 | 5684 | [7 empty] | 0.1833 | 0 | 146.0557 | 5843
2019-08-25 20:00 | 5685 | [7 empty] | 0.2153 | 0 | 163.5941 | 5414
2019-08-25 21:00 | 5686 | [7 empty] | 0.2114 | 0 | 161.4566 | 5486
2019-08-25 22:00 | 5687 | [7 empty] | 0.1693 | 0 | 138.3826 | 6068
2019-08-25 23:00 | 5688 | [7 empty] | 0.109 | 0 | 105.3337 | 6933
2019-08-26 | 5689 |  | 0 | 0 | 0 | 0 | 0 | 0 | 0.0564 | 0 | 76.5049 | 8338
2019-08-26 01:00 | 5690 | [7 empty] | 0.0254 | 0 | 59.5146 | 8598
2019-08-26 02:00 | 5691 | [7 empty] | 0.0172 | 0 | 55.0204 | 8727
2019-08-26 03:00 | 5692 | [7 empty] | 0.0307 | 0 | 62.4194 | 8499
2019-08-26 04:00 | 5693 | [7 empty] | 0.0664 | 0 | 81.9857 | 8062
2019-08-26 05:00 | 5694 | [7 empty] | 0.1197 | 0 | 111.1981 | 6757
2019-08-26 06:00 | 5695 | [7 empty] | 0.1729 | 0 | 140.3557 | 6007
2019-08-26 07:00 | 5696 | [7 empty] | 0.2015 | 0 | 156.0306 | 5586
2019-08-26 08:00 | 5697 | [7 empty] | 0.1936 | 0 | 151.7008 | 5725
2019-08-26 09:00 | 5698 | [7 empty] | 0.1601 | 0 | 133.3403 | 6196
2019-08-26 10:00 | 5699 | [7 empty] | 0.1228 | 0 | 112.8971 | 6726
2019-08-26 11:00 | 5700 | [7 empty] | 0.0956 | 0 | 97.9895 | 7197
2019-08-26 12:00 | 5701 | [7 empty] | 0.0789 | 0 | 88.8366 | 7726
2019-08-26 13:00 | 5702 | [7 empty] | 0.0679 | 0 | 82.8078 | 8023
2019-08-26 14:00 | 5703 | [7 empty] | 0.061 | 0 | 79.0261 | 8216
2019-08-26 15:00 | 5704 | [7 empty] | 0.0606 | 0 | 78.8068 | 8247
2019-08-26 16:00 | 5705 | [7 empty] | 0.0709 | 0 | 84.452 | 7932
2019-08-26 17:00 | 5706 | [7 empty] | 0.0961 | 0 | 98.2635 | 7166
2019-08-26 18:00 | 5707 | [7 empty] | 0.1367 | 0 | 120.5154 | 6502
2019-08-26 19:00 | 5708 | [7 empty] | 0.1833 | 0 | 146.0557 | 5844
2019-08-26 20:00 | 5709 | [7 empty] | 0.2153 | 0 | 163.5941 | 5415
2019-08-26 21:00 | 5710 | [7 empty] | 0.2114 | 0 | 161.4566 | 5487
2019-08-26 22:00 | 5711 | [7 empty] | 0.1693 | 0 | 138.3826 | 6069
2019-08-26 23:00 | 5712 | [7 empty] | 0.109 | 0 | 105.3337 | 6934
2019-08-27 | 5713 |  | 0 | 0 | 0 | 0 | 0 | 0 | 0.0564 | 0 | 76.5049 | 8339
2019-08-27 01:00 | 5714 | [7 empty] | 0.0254 | 0 | 59.5146 | 8599
2019-08-27 02:00 | 5715 | [7 empty] | 0.0172 | 0 | 55.0204 | 8728
2019-08-27 03:00 | 5716 | [7 empty] | 0.0307 | 0 | 62.4194 | 8500
2019-08-27 04:00 | 5717 | [7 empty] | 0.0664 | 0 | 81.9857 | 8063
2019-08-27 05:00 | 5718 | [7 empty] | 0.1197 | 0 | 111.1981 | 6758
2019-08-27 06:00 | 5719 | [7 empty] | 0.1729 | 0 | 140.3557 | 6008
2019-08-27 07:00 | 5720 | [7 empty] | 0.2015 | 0 | 156.0306 | 5587
2019-08-27 08:00 | 5721 | [7 empty] | 0.1936 | 0 | 151.7008 | 5726
2019-08-27 09:00 | 5722 | [7 empty] | 0.1601 | 0 | 133.3403 | 6197
2019-08-27 10:00 | 5723 | [7 empty] | 0.1228 | 0 | 112.8971 | 6727
2019-08-27 11:00 | 5724 | [7 empty] | 0.0956 | 0 | 97.9895 | 7198
2019-08-27 12:00 | 5725 | [7 empty] | 0.0789 | 0 | 88.8366 | 7727
2019-08-27 13:00 | 5726 | [7 empty] | 0.0679 | 0 | 82.8078 | 8024
2019-08-27 14:00 | 5727 | [7 empty] | 0.061 | 0 | 79.0261 | 8217
2019-08-27 15:00 | 5728 | [7 empty] | 0.0606 | 0 | 78.8068 | 8248
2019-08-27 16:00 | 5729 | [7 empty] | 0.0709 | 0 | 84.452 | 7933
2019-08-27 17:00 | 5730 | [7 empty] | 0.0961 | 0 | 98.2635 | 7167
2019-08-27 18:00 | 5731 | [7 empty] | 0.1367 | 0 | 120.5154 | 6503
2019-08-27 19:00 | 5732 | [7 empty] | 0.1833 | 0 | 146.0557 | 5845
2019-08-27 20:00 | 5733 | [7 empty] | 0.2153 | 0 | 163.5941 | 5416
2019-08-27 21:00 | 5734 | [7 empty] | 0.2114 | 0 | 161.4566 | 5488
2019-08-27 22:00 | 5735 | [7 empty] | 0.1693 | 0 | 138.3826 | 6070
2019-08-27 23:00 | 5736 | [7 empty] | 0.109 | 0 | 105.3337 | 6935
2019-08-28 | 5737 |  | 0 | 0 | 0 | 0 | 0 | 0 | 0.0564 | 0 | 76.5049 | 8340
2019-08-28 01:00 | 5738 | [7 empty] | 0.0254 | 0 | 59.5146 | 8600
2019-08-28 02:00 | 5739 | [7 empty] | 0.0172 | 0 | 55.0204 | 8729
2019-08-28 03:00 | 5740 | [7 empty] | 0.0307 | 0 | 62.4194 | 8501
2019-08-28 04:00 | 5741 | [7 empty] | 0.0664 | 0 | 81.9857 | 8064
2019-08-28 05:00 | 5742 | [7 empty] | 0.1197 | 0 | 111.1981 | 6759
2019-08-28 06:00 | 5743 | [7 empty] | 0.1729 | 0 | 140.3557 | 6009
2019-08-28 07:00 | 5744 | [7 empty] | 0.2015 | 0 | 156.0306 | 5588
2019-08-28 08:00 | 5745 | [7 empty] | 0.1936 | 0 | 151.7008 | 5727
2019-08-28 09:00 | 5746 | [7 empty] | 0.1601 | 0 | 133.3403 | 6198
2019-08-28 10:00 | 5747 | [7 empty] | 0.1228 | 0 | 112.8971 | 6728
2019-08-28 11:00 | 5748 | [7 empty] | 0.0956 | 0 | 97.9895 | 7199
2019-08-28 12:00 | 5749 | [7 empty] | 0.0789 | 0 | 88.8366 | 7728
2019-08-28 13:00 | 5750 | [7 empty] | 0.0679 | 0 | 82.8078 | 8025
2019-08-28 14:00 | 5751 | [7 empty] | 0.061 | 0 | 79.0261 | 8218
2019-08-28 15:00 | 5752 | [7 empty] | 0.0606 | 0 | 78.8068 | 8249
2019-08-28 16:00 | 5753 | [7 empty] | 0.0709 | 0 | 84.452 | 7934
2019-08-28 17:00 | 5754 | [7 empty] | 0.0961 | 0 | 98.2635 | 7168
2019-08-28 18:00 | 5755 | [7 empty] | 0.1367 | 0 | 120.5154 | 6504
2019-08-28 19:00 | 5756 | [7 empty] | 0.1833 | 0 | 146.0557 | 5846
2019-08-28 20:00 | 5757 | [7 empty] | 0.2153 | 0 | 163.5941 | 5417
2019-08-28 21:00 | 5758 | [7 empty] | 0.2114 | 0 | 161.4566 | 5489
2019-08-28 22:00 | 5759 | [7 empty] | 0.1693 | 0 | 138.3826 | 6071
2019-08-28 23:00 | 5760 | [7 empty] | 0.109 | 0 | 105.3337 | 6936
2019-08-29 | 5761 |  | 0 | 0 | 0 | 0 | 0 | 0 | 0.0564 | 0 | 76.5049 | 8341
2019-08-29 01:00 | 5762 | [7 empty] | 0.0254 | 0 | 59.5146 | 8601
2019-08-29 02:00 | 5763 | [7 empty] | 0.0172 | 0 | 55.0204 | 8730
2019-08-29 03:00 | 5764 | [7 empty] | 0.0307 | 0 | 62.4194 | 8502
2019-08-29 04:00 | 5765 | [7 empty] | 0.0664 | 0 | 81.9857 | 8065
2019-08-29 05:00 | 5766 | [7 empty] | 0.1197 | 0 | 111.1981 | 6760
2019-08-29 06:00 | 5767 | [7 empty] | 0.1729 | 0 | 140.3557 | 6010
2019-08-29 07:00 | 5768 | [7 empty] | 0.2015 | 0 | 156.0306 | 5589
2019-08-29 08:00 | 5769 | [7 empty] | 0.1936 | 0 | 151.7008 | 5728
2019-08-29 09:00 | 5770 | [7 empty] | 0.1601 | 0 | 133.3403 | 6199
2019-08-29 10:00 | 5771 | [7 empty] | 0.1228 | 0 | 112.8971 | 6729
2019-08-29 11:00 | 5772 | [7 empty] | 0.0956 | 0 | 97.9895 | 7200
2019-08-29 12:00 | 5773 | [7 empty] | 0.0789 | 0 | 88.8366 | 7729
2019-08-29 13:00 | 5774 | [7 empty] | 0.0679 | 0 | 82.8078 | 8026
2019-08-29 14:00 | 5775 | [7 empty] | 0.061 | 0 | 79.0261 | 8219
2019-08-29 15:00 | 5776 | [7 empty] | 0.0606 | 0 | 78.8068 | 8250
2019-08-29 16:00 | 5777 | [7 empty] | 0.0709 | 0 | 84.452 | 7935
2019-08-29 17:00 | 5778 | [7 empty] | 0.0961 | 0 | 98.2635 | 7169
2019-08-29 18:00 | 5779 | [7 empty] | 0.1367 | 0 | 120.5154 | 6505
2019-08-29 19:00 | 5780 | [7 empty] | 0.1833 | 0 | 146.0557 | 5847
2019-08-29 20:00 | 5781 | [7 empty] | 0.2153 | 0 | 163.5941 | 5418
2019-08-29 21:00 | 5782 | [7 empty] | 0.2114 | 0 | 161.4566 | 5490
2019-08-29 22:00 | 5783 | [7 empty] | 0.1693 | 0 | 138.3826 | 6072
2019-08-29 23:00 | 5784 | [7 empty] | 0.109 | 0 | 105.3337 | 6937
2019-08-30 | 5785 |  | 0 | 0 | 0 | 0 | 0 | 0 | 0.0564 | 0 | 76.5049 | 8342
2019-08-30 01:00 | 5786 | [7 empty] | 0.0254 | 0 | 59.5146 | 8602
2019-08-30 02:00 | 5787 | [7 empty] | 0.0172 | 0 | 55.0204 | 8731
2019-08-30 03:00 | 5788 | [7 empty] | 0.0307 | 0 | 62.4194 | 8503
2019-08-30 04:00 | 5789 | [7 empty] | 0.0664 | 0 | 81.9857 | 8066
2019-08-30 05:00 | 5790 | [7 empty] | 0.1197 | 0 | 111.1981 | 6761
2019-08-30 06:00 | 5791 | [7 empty] | 0.1729 | 0 | 140.3557 | 6011
2019-08-30 07:00 | 5792 | [7 empty] | 0.2015 | 0 | 156.0306 | 5590
2019-08-30 08:00 | 5793 | [7 empty] | 0.1936 | 0 | 151.7008 | 5729
2019-08-30 09:00 | 5794 | [7 empty] | 0.1601 | 0 | 133.3403 | 6200
2019-08-30 10:00 | 5795 | [7 empty] | 0.1228 | 0 | 112.8971 | 6730
2019-08-30 11:00 | 5796 | [7 empty] | 0.0956 | 0 | 97.9895 | 7201
2019-08-30 12:00 | 5797 | [7 empty] | 0.0789 | 0 | 88.8366 | 7730
2019-08-30 13:00 | 5798 | [7 empty] | 0.0679 | 0 | 82.8078 | 8027
2019-08-30 14:00 | 5799 | [7 empty] | 0.061 | 0 | 79.0261 | 8220
2019-08-30 15:00 | 5800 | [7 empty] | 0.0606 | 0 | 78.8068 | 8251
2019-08-30 16:00 | 5801 | [7 empty] | 0.0709 | 0 | 84.452 | 7936
2019-08-30 17:00 | 5802 | [7 empty] | 0.0961 | 0 | 98.2635 | 7170
2019-08-30 18:00 | 5803 | [7 empty] | 0.1367 | 0 | 120.5154 | 6506
2019-08-30 19:00 | 5804 | [7 empty] | 0.1833 | 0 | 146.0557 | 5848
2019-08-30 20:00 | 5805 | [7 empty] | 0.2153 | 0 | 163.5941 | 5419
2019-08-30 21:00 | 5806 | [7 empty] | 0.2114 | 0 | 161.4566 | 5491
2019-08-30 22:00 | 5807 | [7 empty] | 0.1693 | 0 | 138.3826 | 6073
2019-08-30 23:00 | 5808 | [7 empty] | 0.109 | 0 | 105.3337 | 6938
2019-08-31 | 5809 |  | 0 | 0 | 0 | 0 | 0 | 0 | 0.0564 | 0 | 76.5049 | 8343
2019-08-31 01:00 | 5810 | [7 empty] | 0.0254 | 0 | 59.5146 | 8603
2019-08-31 02:00 | 5811 | [7 empty] | 0.0172 | 0 | 55.0204 | 8732
2019-08-31 03:00 | 5812 | [7 empty] | 0.0307 | 0 | 62.4194 | 8504
2019-08-31 04:00 | 5813 | [7 empty] | 0.0664 | 0 | 81.9857 | 8067
2019-08-31 05:00 | 5814 | [7 empty] | 0.1197 | 0 | 111.1981 | 6762
2019-08-31 06:00 | 5815 | [7 empty] | 0.1729 | 0 | 140.3557 | 6012
2019-08-31 07:00 | 5816 | [7 empty] | 0.2015 | 0 | 156.0306 | 5591
2019-08-31 08:00 | 5817 | [7 empty] | 0.1936 | 0 | 151.7008 | 5730
2019-08-31 09:00 | 5818 | [7 empty] | 0.1601 | 0 | 133.3403 | 6201
2019-08-31 10:00 | 5819 | [7 empty] | 0.1228 | 0 | 112.8971 | 6731
2019-08-31 11:00 | 5820 | [7 empty] | 0.0956 | 0 | 97.9895 | 7202
2019-08-31 12:00 | 5821 | [7 empty] | 0.0789 | 0 | 88.8366 | 7731
2019-08-31 13:00 | 5822 | [7 empty] | 0.0679 | 0 | 82.8078 | 8028
2019-08-31 14:00 | 5823 | [7 empty] | 0.061 | 0 | 79.0261 | 8221
2019-08-31 15:00 | 5824 | [7 empty] | 0.0606 | 0 | 78.8068 | 8252
2019-08-31 16:00 | 5825 | [7 empty] | 0.0709 | 0 | 84.452 | 7937
2019-08-31 17:00 | 5826 | [7 empty] | 0.0961 | 0 | 98.2635 | 7171
2019-08-31 18:00 | 5827 | [7 empty] | 0.1367 | 0 | 120.5154 | 6507
2019-08-31 19:00 | 5828 | [7 empty] | 0.1833 | 0 | 146.0557 | 5849
2019-08-31 20:00 | 5829 | [7 empty] | 0.2153 | 0 | 163.5941 | 5420
2019-08-31 21:00 | 5830 | [7 empty] | 0.2114 | 0 | 161.4566 | 5492
2019-08-31 22:00 | 5831 | [7 empty] | 0.1693 | 0 | 138.3826 | 6074
2019-08-31 23:00 | 5832 | [7 empty] | 0.109 | 0 | 105.3337 | 6939
2019-09-01 | 5833 |  | 0 | 0 | 0 | 0 | 0 | 0 | 0.0752 | 0 | 86.8087 | 7792
2019-09-01 01:00 | 5834 | [7 empty] | 0.0338 | 0 | 64.1184 | 8453
2019-09-01 02:00 | 5835 | [7 empty] | 0.023 | 0 | 58.1992 | 8639
2019-09-01 03:00 | 5836 | [7 empty] | 0.041 | 0 | 68.0646 | 8380
2019-09-01 04:00 | 5837 | [7 empty] | 0.0885 | 0 | 94.0981 | 7474
2019-09-01 05:00 | 5838 | [7 empty] | 0.1596 | 0 | 133.0663 | 6212
2019-09-01 06:00 | 5839 | [7 empty] | 0.2305 | 0 | 171.9248 | 5252
2019-09-01 07:00 | 5840 | [7 empty] | 0.2686 | 0 | 192.8065 | 4948
2019-09-01 08:00 | 5841 | [7 empty] | 0.2582 | 0 | 187.1065 | 5004
2019-09-01 09:00 | 5842 | [7 empty] | 0.2135 | 0 | 162.6075 | 5421
2019-09-01 10:00 | 5843 | [7 empty] | 0.1638 | 0 | 135.3682 | 6099
2019-09-01 11:00 | 5844 | [7 empty] | 0.1274 | 0 | 115.4183 | 6624
2019-09-01 12:00 | 5845 | [7 empty] | 0.1051 | 0 | 103.1962 | 7000
2019-09-01 13:00 | 5846 | [7 empty] | 0.0906 | 0 | 95.2491 | 7274
2019-09-01 14:00 | 5847 | [7 empty] | 0.0814 | 0 | 90.2068 | 7560
2019-09-01 15:00 | 5848 | [7 empty] | 0.0808 | 0 | 89.878 | 7611
2019-09-01 16:00 | 5849 | [7 empty] | 0.0946 | 0 | 97.4414 | 7231
2019-09-01 17:00 | 5850 | [7 empty] | 0.1282 | 0 | 115.8567 | 6554
2019-09-01 18:00 | 5851 | [7 empty] | 0.1822 | 0 | 145.4528 | 5850
2019-09-01 19:00 | 5852 | [7 empty] | 0.2444 | 0 | 179.5431 | 5084
2019-09-01 20:00 | 5853 | [7 empty] | 0.287 | 0 | 202.8911 | 4842
2019-09-01 21:00 | 5854 | [7 empty] | 0.2819 | 0 | 200.0959 | 4898
2019-09-01 22:00 | 5855 | [7 empty] | 0.2258 | 0 | 169.3489 | 5309
2019-09-01 23:00 | 5856 | [7 empty] | 0.1453 | 0 | 125.2288 | 6354
2019-09-02 | 5857 |  | 0 | 0 | 0 | 0 | 0 | 0 | 0.0752 | 0 | 86.8087 | 7793
2019-09-02 01:00 | 5858 | [7 empty] | 0.0338 | 0 | 64.1184 | 8454
2019-09-02 02:00 | 5859 | [7 empty] | 0.023 | 0 | 58.1992 | 8640
2019-09-02 03:00 | 5860 | [7 empty] | 0.041 | 0 | 68.0646 | 8381
2019-09-02 04:00 | 5861 | [7 empty] | 0.0885 | 0 | 94.0981 | 7475
2019-09-02 05:00 | 5862 | [7 empty] | 0.1596 | 0 | 133.0663 | 6213
2019-09-02 06:00 | 5863 | [7 empty] | 0.2305 | 0 | 171.9248 | 5253
2019-09-02 07:00 | 5864 | [7 empty] | 0.2686 | 0 | 192.8065 | 4949
2019-09-02 08:00 | 5865 | [7 empty] | 0.2582 | 0 | 187.1065 | 5005
2019-09-02 09:00 | 5866 | [7 empty] | 0.2135 | 0 | 162.6075 | 5422
2019-09-02 10:00 | 5867 | [7 empty] | 0.1638 | 0 | 135.3682 | 6100
2019-09-02 11:00 | 5868 | [7 empty] | 0.1274 | 0 | 115.4183 | 6625
2019-09-02 12:00 | 5869 | [7 empty] | 0.1051 | 0 | 103.1962 | 7001
2019-09-02 13:00 | 5870 | [7 empty] | 0.0906 | 0 | 95.2491 | 7275
2019-09-02 14:00 | 5871 | [7 empty] | 0.0814 | 0 | 90.2068 | 7561
2019-09-02 15:00 | 5872 | [7 empty] | 0.0808 | 0 | 89.878 | 7612
2019-09-02 16:00 | 5873 | [7 empty] | 0.0946 | 0 | 97.4414 | 7232
2019-09-02 17:00 | 5874 | [7 empty] | 0.1282 | 0 | 115.8567 | 6555
2019-09-02 18:00 | 5875 | [7 empty] | 0.1822 | 0 | 145.4528 | 5851
2019-09-02 19:00 | 5876 | [7 empty] | 0.2444 | 0 | 179.5431 | 5085
2019-09-02 20:00 | 5877 | [7 empty] | 0.287 | 0 | 202.8911 | 4843
2019-09-02 21:00 | 5878 | [7 empty] | 0.2819 | 0 | 200.0959 | 4899
2019-09-02 22:00 | 5879 | [7 empty] | 0.2258 | 0 | 169.3489 | 5310
2019-09-02 23:00 | 5880 | [7 empty] | 0.1453 | 0 | 125.2288 | 6355
2019-09-03 | 5881 |  | 0 | 0 | 0 | 0 | 0 | 0 | 0.0752 | 0 | 86.8087 | 7794
2019-09-03 01:00 | 5882 | [7 empty] | 0.0338 | 0 | 64.1184 | 8455
2019-09-03 02:00 | 5883 | [7 empty] | 0.023 | 0 | 58.1992 | 8641
2019-09-03 03:00 | 5884 | [7 empty] | 0.041 | 0 | 68.0646 | 8382
2019-09-03 04:00 | 5885 | [7 empty] | 0.0885 | 0 | 94.0981 | 7476
2019-09-03 05:00 | 5886 | [7 empty] | 0.1596 | 0 | 133.0663 | 6214
2019-09-03 06:00 | 5887 | [7 empty] | 0.2305 | 0 | 171.9248 | 5254
2019-09-03 07:00 | 5888 | [7 empty] | 0.2686 | 0 | 192.8065 | 4950
2019-09-03 08:00 | 5889 | [7 empty] | 0.2582 | 0 | 187.1065 | 5006
2019-09-03 09:00 | 5890 | [7 empty] | 0.2135 | 0 | 162.6075 | 5423
2019-09-03 10:00 | 5891 | [7 empty] | 0.1638 | 0 | 135.3682 | 6101
2019-09-03 11:00 | 5892 | [7 empty] | 0.1274 | 0 | 115.4183 | 6626
2019-09-03 12:00 | 5893 | [7 empty] | 0.1051 | 0 | 103.1962 | 7002
2019-09-03 13:00 | 5894 | [7 empty] | 0.0906 | 0 | 95.2491 | 7276
2019-09-03 14:00 | 5895 | [7 empty] | 0.0814 | 0 | 90.2068 | 7562
2019-09-03 15:00 | 5896 | [7 empty] | 0.0808 | 0 | 89.878 | 7613
2019-09-03 16:00 | 5897 | [7 empty] | 0.0946 | 0 | 97.4414 | 7233
2019-09-03 17:00 | 5898 | [7 empty] | 0.1282 | 0 | 115.8567 | 6556
2019-09-03 18:00 | 5899 | [7 empty] | 0.1822 | 0 | 145.4528 | 5852
2019-09-03 19:00 | 5900 | [7 empty] | 0.2444 | 0 | 179.5431 | 5086
2019-09-03 20:00 | 5901 | [7 empty] | 0.287 | 0 | 202.8911 | 4844
2019-09-03 21:00 | 5902 | [7 empty] | 0.2819 | 0 | 200.0959 | 4900
2019-09-03 22:00 | 5903 | [7 empty] | 0.2258 | 0 | 169.3489 | 5311
2019-09-03 23:00 | 5904 | [7 empty] | 0.1453 | 165.395 | 290.6238 | 4583
2019-09-04 | 5905 |  | 0 | 0 | 0 | 0 | 0 | 0 | 0.0752 | 178.5215 | 265.3303 | 4692
2019-09-04 01:00 | 5906 | [7 empty] | 0.0338 | 202.1494 | 266.2678 | 4681
2019-09-04 02:00 | 5907 | [7 empty] | 0.023 | 223.1519 | 281.3512 | 4623
2019-09-04 03:00 | 5908 | [7 empty] | 0.041 | 233.6532 | 301.7178 | 4520
2019-09-04 04:00 | 5909 | [7 empty] | 0.0885 | 249.4051 | 343.5032 | 4211
2019-09-04 05:00 | 5910 | [7 empty] | 0.1596 | 215.276 | 348.3423 | 4170
2019-09-04 06:00 | 5911 | [7 empty] | 0.2305 | 0 | 171.9248 | 5255
2019-09-04 07:00 | 5912 | [7 empty] | 0.2686 | 0 | 192.8065 | 4951
2019-09-04 08:00 | 5913 | [7 empty] | 0.2582 | 0 | 187.1065 | 5007
2019-09-04 09:00 | 5914 | [7 empty] | 0.2135 | 0 | 162.6075 | 5424
2019-09-04 10:00 | 5915 | [7 empty] | 0.1638 | 0 | 135.3682 | 6102
2019-09-04 11:00 | 5916 | [7 empty] | 0.1274 | 0 | 115.4183 | 6627
2019-09-04 12:00 | 5917 | [7 empty] | 0.1051 | 0 | 103.1962 | 7003
2019-09-04 13:00 | 5918 | [7 empty] | 0.0906 | 0 | 95.2491 | 7277
2019-09-04 14:00 | 5919 | [7 empty] | 0.0814 | 0 | 90.2068 | 7563
2019-09-04 15:00 | 5920 | [7 empty] | 0.0808 | 0 | 89.878 | 7614
2019-09-04 16:00 | 5921 | [7 empty] | 0.0946 | 0 | 97.4414 | 7234
2019-09-04 17:00 | 5922 | [7 empty] | 0.1282 | 0 | 115.8567 | 6557
2019-09-04 18:00 | 5923 | [7 empty] | 0.1822 | 0 | 145.4528 | 5853
2019-09-04 19:00 | 5924 | [7 empty] | 0.2444 | 0 | 179.5431 | 5087
2019-09-04 20:00 | 5925 | [7 empty] | 0.287 | 0 | 202.8911 | 4845
2019-09-04 21:00 | 5926 | [7 empty] | 0.2819 | 0 | 200.0959 | 4901
2019-09-04 22:00 | 5927 | [7 empty] | 0.2258 | 0 | 169.3489 | 5312
2019-09-04 23:00 | 5928 | [7 empty] | 0.1453 | 0 | 125.2288 | 6356
2019-09-05 | 5929 |  | 0 | 0 | 0 | 0 | 0 | 0 | 0.0752 | 0 | 86.8087 | 7795
2019-09-05 01:00 | 5930 | [7 empty] | 0.0338 | 0 | 64.1184 | 8456
2019-09-05 02:00 | 5931 | [7 empty] | 0.023 | 0 | 58.1992 | 8642
2019-09-05 03:00 | 5932 | [7 empty] | 0.041 | 0 | 68.0646 | 8383
2019-09-05 04:00 | 5933 | [7 empty] | 0.0885 | 0 | 94.0981 | 7477
2019-09-05 05:00 | 5934 | [7 empty] | 0.1596 | 0 | 133.0663 | 6215
2019-09-05 06:00 | 5935 | [7 empty] | 0.2305 | 0 | 171.9248 | 5256
2019-09-05 07:00 | 5936 | [7 empty] | 0.2686 | 0 | 192.8065 | 4952
2019-09-05 08:00 | 5937 | [7 empty] | 0.2582 | 0 | 187.1065 | 5008
2019-09-05 09:00 | 5938 | [7 empty] | 0.2135 | 0 | 162.6075 | 5425
2019-09-05 10:00 | 5939 | [7 empty] | 0.1638 | 0 | 135.3682 | 6103
2019-09-05 11:00 | 5940 | [7 empty] | 0.1274 | 0 | 115.4183 | 6628
2019-09-05 12:00 | 5941 | [7 empty] | 0.1051 | 0 | 103.1962 | 7004
2019-09-05 13:00 | 5942 | [7 empty] | 0.0906 | 0 | 95.2491 | 7278
2019-09-05 14:00 | 5943 | [7 empty] | 0.0814 | 0 | 90.2068 | 7564
2019-09-05 15:00 | 5944 | [7 empty] | 0.0808 | 0 | 89.878 | 7615
2019-09-05 16:00 | 5945 | [7 empty] | 0.0946 | 0 | 97.4414 | 7235
2019-09-05 17:00 | 5946 | [7 empty] | 0.1282 | 0 | 115.8567 | 6558
2019-09-05 18:00 | 5947 | [7 empty] | 0.1822 | 0 | 145.4528 | 5854
2019-09-05 19:00 | 5948 | [7 empty] | 0.2444 | 0 | 179.5431 | 5088
2019-09-05 20:00 | 5949 | [7 empty] | 0.287 | 0 | 202.8911 | 4846
2019-09-05 21:00 | 5950 | [7 empty] | 0.2819 | 0 | 200.0959 | 4902
2019-09-05 22:00 | 5951 | [7 empty] | 0.2258 | 0 | 169.3489 | 5313
2019-09-05 23:00 | 5952 | [7 empty] | 0.1453 | 0 | 125.2288 | 6357
2019-09-06 | 5953 |  | 0 | 0 | 0 | 0 | 0 | 0 | 0.0752 | 0 | 86.8087 | 7796
2019-09-06 01:00 | 5954 | [7 empty] | 0.0338 | 0 | 64.1184 | 8457
2019-09-06 02:00 | 5955 | [7 empty] | 0.023 | 0 | 58.1992 | 8643
2019-09-06 03:00 | 5956 | [7 empty] | 0.041 | 0 | 68.0646 | 8384
2019-09-06 04:00 | 5957 | [7 empty] | 0.0885 | 0 | 94.0981 | 7478
2019-09-06 05:00 | 5958 | [7 empty] | 0.1596 | 0 | 133.0663 | 6216
2019-09-06 06:00 | 5959 | [7 empty] | 0.2305 | 0 | 171.9248 | 5257
2019-09-06 07:00 | 5960 | [7 empty] | 0.2686 | 0 | 192.8065 | 4953
2019-09-06 08:00 | 5961 | [7 empty] | 0.2582 | 0 | 187.1065 | 5009
2019-09-06 09:00 | 5962 | [7 empty] | 0.2135 | 0 | 162.6075 | 5426
2019-09-06 10:00 | 5963 | [7 empty] | 0.1638 | 0 | 135.3682 | 6104
2019-09-06 11:00 | 5964 | [7 empty] | 0.1274 | 0 | 115.4183 | 6629
2019-09-06 12:00 | 5965 | [7 empty] | 0.1051 | 0 | 103.1962 | 7005
2019-09-06 13:00 | 5966 | [7 empty] | 0.0906 | 0 | 95.2491 | 7279
2019-09-06 14:00 | 5967 | [7 empty] | 0.0814 | 0 | 90.2068 | 7565
2019-09-06 15:00 | 5968 | [7 empty] | 0.0808 | 0 | 89.878 | 7616
2019-09-06 16:00 | 5969 | [7 empty] | 0.0946 | 0 | 97.4414 | 7236
2019-09-06 17:00 | 5970 | [7 empty] | 0.1282 | 0 | 115.8567 | 6559
2019-09-06 18:00 | 5971 | [7 empty] | 0.1822 | 0 | 145.4528 | 5855
2019-09-06 19:00 | 5972 | [7 empty] | 0.2444 | 0 | 179.5431 | 5089
2019-09-06 20:00 | 5973 | [7 empty] | 0.287 | 0 | 202.8911 | 4847
2019-09-06 21:00 | 5974 | [7 empty] | 0.2819 | 0 | 200.0959 | 4903
2019-09-06 22:00 | 5975 | [7 empty] | 0.2258 | 160.1443 | 329.4932 | 4333
2019-09-06 23:00 | 5976 | [7 empty] | 0.1453 | 181.1469 | 306.3757 | 4498
2019-09-07 | 5977 |  | 0 | 0 | 0 | 0 | 0 | 0 | 0.0752 | 202.1494 | 288.9581 | 4592
2019-09-07 01:00 | 5978 | [7 empty] | 0.0338 | 212.6507 | 276.7691 | 4646
2019-09-07 02:00 | 5979 | [7 empty] | 0.023 | 223.1519 | 281.3512 | 4624
2019-09-07 03:00 | 5980 | [7 empty] | 0.041 | 225.7772 | 293.8418 | 4563
2019-09-07 04:00 | 5981 | [7 empty] | 0.0885 | 217.9013 | 311.9994 | 4456
2019-09-07 05:00 | 5982 | [7 empty] | 0.1596 | 168.0203 | 301.0866 | 4526
2019-09-07 06:00 | 5983 | [7 empty] | 0.2305 | 0 | 171.9248 | 5258
2019-09-07 07:00 | 5984 | [7 empty] | 0.2686 | 0 | 192.8065 | 4954
2019-09-07 08:00 | 5985 | [7 empty] | 0.2582 | 0 | 187.1065 | 5010
2019-09-07 09:00 | 5986 | [7 empty] | 0.2135 | 0 | 162.6075 | 5427
2019-09-07 10:00 | 5987 | [7 empty] | 0.1638 | 0 | 135.3682 | 6105
2019-09-07 11:00 | 5988 | [7 empty] | 0.1274 | 0 | 115.4183 | 6630
2019-09-07 12:00 | 5989 | [7 empty] | 0.1051 | 0 | 103.1962 | 7006
2019-09-07 13:00 | 5990 | [7 empty] | 0.0906 | 0 | 95.2491 | 7280
2019-09-07 14:00 | 5991 | [7 empty] | 0.0814 | 0 | 90.2068 | 7566
2019-09-07 15:00 | 5992 | [7 empty] | 0.0808 | 0 | 89.878 | 7617
2019-09-07 16:00 | 5993 | [7 empty] | 0.0946 | 0 | 97.4414 | 7237
2019-09-07 17:00 | 5994 | [7 empty] | 0.1282 | 0 | 115.8567 | 6560
2019-09-07 18:00 | 5995 | [7 empty] | 0.1822 | 0 | 145.4528 | 5856
2019-09-07 19:00 | 5996 | [7 empty] | 0.2444 | 0 | 179.5431 | 5090
2019-09-07 20:00 | 5997 | [7 empty] | 0.287 | 0 | 202.8911 | 4848
2019-09-07 21:00 | 5998 | [7 empty] | 0.2819 | 0 | 200.0959 | 4904
2019-09-07 22:00 | 5999 | [7 empty] | 0.2258 | 0 | 169.3489 | 5314
2019-09-07 23:00 | 6000 | [7 empty] | 0.1453 | 0 | 125.2288 | 6358
2019-09-08 | 6001 |  | 0 | 0 | 0 | 0 | 0 | 0 | 0.0752 | 0 | 86.8087 | 7797
2019-09-08 01:00 | 6002 | [7 empty] | 0.0338 | 0 | 64.1184 | 8458
2019-09-08 02:00 | 6003 | [7 empty] | 0.023 | 0 | 58.1992 | 8644
2019-09-08 03:00 | 6004 | [7 empty] | 0.041 | 0 | 68.0646 | 8385
2019-09-08 04:00 | 6005 | [7 empty] | 0.0885 | 0 | 94.0981 | 7479
2019-09-08 05:00 | 6006 | [7 empty] | 0.1596 | 0 | 133.0663 | 6217
2019-09-08 06:00 | 6007 | [7 empty] | 0.2305 | 0 | 171.9248 | 5259
2019-09-08 07:00 | 6008 | [7 empty] | 0.2686 | 0 | 192.8065 | 4955
2019-09-08 08:00 | 6009 | [7 empty] | 0.2582 | 0 | 187.1065 | 5011
2019-09-08 09:00 | 6010 | [7 empty] | 0.2135 | 0 | 162.6075 | 5428
2019-09-08 10:00 | 6011 | [7 empty] | 0.1638 | 0 | 135.3682 | 6106
2019-09-08 11:00 | 6012 | [7 empty] | 0.1274 | 0 | 115.4183 | 6631
2019-09-08 12:00 | 6013 | [7 empty] | 0.1051 | 0 | 103.1962 | 7007
2019-09-08 13:00 | 6014 | [7 empty] | 0.0906 | 0 | 95.2491 | 7281
2019-09-08 14:00 | 6015 | [7 empty] | 0.0814 | 0 | 90.2068 | 7567
2019-09-08 15:00 | 6016 | [7 empty] | 0.0808 | 0 | 89.878 | 7618
2019-09-08 16:00 | 6017 | [7 empty] | 0.0946 | 0 | 97.4414 | 7238
2019-09-08 17:00 | 6018 | [7 empty] | 0.1282 | 0 | 115.8567 | 6561
2019-09-08 18:00 | 6019 | [7 empty] | 0.1822 | 0 | 145.4528 | 5857
2019-09-08 19:00 | 6020 | [7 empty] | 0.2444 | 0 | 179.5431 | 5091
2019-09-08 20:00 | 6021 | [7 empty] | 0.287 | 0 | 202.8911 | 4849
2019-09-08 21:00 | 6022 | [7 empty] | 0.2819 | 0 | 200.0959 | 4905
2019-09-08 22:00 | 6023 | [7 empty] | 0.2258 | 0 | 169.3489 | 5315
2019-09-08 23:00 | 6024 | [7 empty] | 0.1453 | 0 | 125.2288 | 6359
2019-09-09 | 6025 |  | 0 | 0 | 0 | 0 | 0 | 0 | 0.0752 | 0 | 86.8087 | 7798
2019-09-09 01:00 | 6026 | [7 empty] | 0.0338 | 0 | 64.1184 | 8459
2019-09-09 02:00 | 6027 | [7 empty] | 0.023 | 0 | 58.1992 | 8645
2019-09-09 03:00 | 6028 | [7 empty] | 0.041 | 0 | 68.0646 | 8386
2019-09-09 04:00 | 6029 | [7 empty] | 0.0885 | 0 | 94.0981 | 7480
2019-09-09 05:00 | 6030 | [7 empty] | 0.1596 | 0 | 133.0663 | 6218
2019-09-09 06:00 | 6031 | [7 empty] | 0.2305 | 0 | 171.9248 | 5260
2019-09-09 07:00 | 6032 | [7 empty] | 0.2686 | 0 | 192.8065 | 4956
2019-09-09 08:00 | 6033 | [7 empty] | 0.2582 | 0 | 187.1065 | 5012
2019-09-09 09:00 | 6034 | [7 empty] | 0.2135 | 0 | 162.6075 | 5429
2019-09-09 10:00 | 6035 | [7 empty] | 0.1638 | 0 | 135.3682 | 6107
2019-09-09 11:00 | 6036 | [7 empty] | 0.1274 | 0 | 115.4183 | 6632
2019-09-09 12:00 | 6037 | [7 empty] | 0.1051 | 0 | 103.1962 | 7008
2019-09-09 13:00 | 6038 | [7 empty] | 0.0906 | 0 | 95.2491 | 7282
2019-09-09 14:00 | 6039 | [7 empty] | 0.0814 | 0 | 90.2068 | 7568
2019-09-09 15:00 | 6040 | [7 empty] | 0.0808 | 0 | 89.878 | 7619
2019-09-09 16:00 | 6041 | [7 empty] | 0.0946 | 0 | 97.4414 | 7239
2019-09-09 17:00 | 6042 | [7 empty] | 0.1282 | 0 | 115.8567 | 6562
2019-09-09 18:00 | 6043 | [7 empty] | 0.1822 | 0 | 145.4528 | 5858
2019-09-09 19:00 | 6044 | [7 empty] | 0.2444 | 0 | 179.5431 | 5092
2019-09-09 20:00 | 6045 | [7 empty] | 0.287 | 0 | 202.8911 | 4850
2019-09-09 21:00 | 6046 | [7 empty] | 0.2819 | 0 | 200.0959 | 4906
2019-09-09 22:00 | 6047 | [7 empty] | 0.2258 | 0 | 169.3489 | 5316
2019-09-09 23:00 | 6048 | [7 empty] | 0.1453 | 0 | 125.2288 | 6360
2019-09-10 | 6049 |  | 0 | 0 | 0 | 0 | 0 | 0 | 0.0752 | 0 | 86.8087 | 7799
2019-09-10 01:00 | 6050 | [7 empty] | 0.0338 | 0 | 64.1184 | 8460
2019-09-10 02:00 | 6051 | [7 empty] | 0.023 | 0 | 58.1992 | 8646
2019-09-10 03:00 | 6052 | [7 empty] | 0.041 | 0 | 68.0646 | 8387
2019-09-10 04:00 | 6053 | [7 empty] | 0.0885 | 0 | 94.0981 | 7481
2019-09-10 05:00 | 6054 | [7 empty] | 0.1596 | 0 | 133.0663 | 6219
2019-09-10 06:00 | 6055 | [7 empty] | 0.2305 | 0 | 171.9248 | 5261
2019-09-10 07:00 | 6056 | [7 empty] | 0.2686 | 0 | 192.8065 | 4957
2019-09-10 08:00 | 6057 | [7 empty] | 0.2582 | 0 | 187.1065 | 5013
2019-09-10 09:00 | 6058 | [7 empty] | 0.2135 | 0 | 162.6075 | 5430
2019-09-10 10:00 | 6059 | [7 empty] | 0.1638 | 0 | 135.3682 | 6108
2019-09-10 11:00 | 6060 | [7 empty] | 0.1274 | 0 | 115.4183 | 6633
2019-09-10 12:00 | 6061 | [7 empty] | 0.1051 | 0 | 103.1962 | 7009
2019-09-10 13:00 | 6062 | [7 empty] | 0.0906 | 0 | 95.2491 | 7283
2019-09-10 14:00 | 6063 | [7 empty] | 0.0814 | 0 | 90.2068 | 7569
2019-09-10 15:00 | 6064 | [7 empty] | 0.0808 | 0 | 89.878 | 7620
2019-09-10 16:00 | 6065 | [7 empty] | 0.0946 | 0 | 97.4414 | 7240
2019-09-10 17:00 | 6066 | [7 empty] | 0.1282 | 0 | 115.8567 | 6563
2019-09-10 18:00 | 6067 | [7 empty] | 0.1822 | 0 | 145.4528 | 5859
2019-09-10 19:00 | 6068 | [7 empty] | 0.2444 | 0 | 179.5431 | 5093
2019-09-10 20:00 | 6069 | [7 empty] | 0.287 | 0 | 202.8911 | 4851
2019-09-10 21:00 | 6070 | [7 empty] | 0.2819 | 0 | 200.0959 | 4907
2019-09-10 22:00 | 6071 | [7 empty] | 0.2258 | 0 | 169.3489 | 5317
2019-09-10 23:00 | 6072 | [7 empty] | 0.1453 | 0 | 125.2288 | 6361
2019-09-11 | 6073 |  | 0 | 0 | 0 | 0 | 0 | 0 | 0.0752 | 0 | 86.8087 | 7800
2019-09-11 01:00 | 6074 | [7 empty] | 0.0338 | 0 | 64.1184 | 8461
2019-09-11 02:00 | 6075 | [7 empty] | 0.023 | 0 | 58.1992 | 8647
2019-09-11 03:00 | 6076 | [7 empty] | 0.041 | 165.395 | 233.4595 | 4775
2019-09-11 04:00 | 6077 | [7 empty] | 0.0885 | 173.2709 | 267.3691 | 4679
2019-09-11 05:00 | 6078 | [7 empty] | 0.1596 | 165.395 | 298.4612 | 4541
2019-09-11 06:00 | 6079 | [7 empty] | 0.2305 | 0 | 171.9248 | 5262
2019-09-11 07:00 | 6080 | [7 empty] | 0.2686 | 0 | 192.8065 | 4958
2019-09-11 08:00 | 6081 | [7 empty] | 0.2582 | 0 | 187.1065 | 5014
2019-09-11 09:00 | 6082 | [7 empty] | 0.2135 | 0 | 162.6075 | 5431
2019-09-11 10:00 | 6083 | [7 empty] | 0.1638 | 0 | 135.3682 | 6109
2019-09-11 11:00 | 6084 | [7 empty] | 0.1274 | 0 | 115.4183 | 6634
2019-09-11 12:00 | 6085 | [7 empty] | 0.1051 | 0 | 103.1962 | 7010
2019-09-11 13:00 | 6086 | [7 empty] | 0.0906 | 0 | 95.2491 | 7284
2019-09-11 14:00 | 6087 | [7 empty] | 0.0814 | 0 | 90.2068 | 7570
2019-09-11 15:00 | 6088 | [7 empty] | 0.0808 | 0 | 89.878 | 7621
2019-09-11 16:00 | 6089 | [7 empty] | 0.0946 | 0 | 97.4414 | 7241
2019-09-11 17:00 | 6090 | [7 empty] | 0.1282 | 0 | 115.8567 | 6564
2019-09-11 18:00 | 6091 | [7 empty] | 0.1822 | 0 | 145.4528 | 5860
2019-09-11 19:00 | 6092 | [7 empty] | 0.2444 | 0 | 179.5431 | 5094
2019-09-11 20:00 | 6093 | [7 empty] | 0.287 | 0 | 202.8911 | 4852
2019-09-11 21:00 | 6094 | [7 empty] | 0.2819 | 0 | 200.0959 | 4908
2019-09-11 22:00 | 6095 | [7 empty] | 0.2258 | 0 | 169.3489 | 5318
2019-09-11 23:00 | 6096 | [7 empty] | 0.1453 | 0 | 125.2288 | 6362
2019-09-12 | 6097 |  | 0 | 0 | 0 | 0 | 0 | 0 | 0.0752 | 0 | 86.8087 | 7801
2019-09-12 01:00 | 6098 | [7 empty] | 0.0338 | 0 | 64.1184 | 8462
2019-09-12 02:00 | 6099 | [7 empty] | 0.023 | 0 | 58.1992 | 8648
2019-09-12 03:00 | 6100 | [7 empty] | 0.041 | 168.0203 | 236.0849 | 4770
2019-09-12 04:00 | 6101 | [7 empty] | 0.0885 | 165.395 | 259.4931 | 4716
2019-09-12 05:00 | 6102 | [7 empty] | 0.1596 | 0 | 133.0663 | 6220
2019-09-12 06:00 | 6103 | [7 empty] | 0.2305 | 0 | 171.9248 | 5263
2019-09-12 07:00 | 6104 | [7 empty] | 0.2686 | 0 | 192.8065 | 4959
2019-09-12 08:00 | 6105 | [7 empty] | 0.2582 | 0 | 187.1065 | 5015
2019-09-12 09:00 | 6106 | [7 empty] | 0.2135 | 0 | 162.6075 | 5432
2019-09-12 10:00 | 6107 | [7 empty] | 0.1638 | 0 | 135.3682 | 6110
2019-09-12 11:00 | 6108 | [7 empty] | 0.1274 | 0 | 115.4183 | 6635
2019-09-12 12:00 | 6109 | [7 empty] | 0.1051 | 0 | 103.1962 | 7011
2019-09-12 13:00 | 6110 | [7 empty] | 0.0906 | 0 | 95.2491 | 7285
2019-09-12 14:00 | 6111 | [7 empty] | 0.0814 | 0 | 90.2068 | 7571
2019-09-12 15:00 | 6112 | [7 empty] | 0.0808 | 0 | 89.878 | 7622
2019-09-12 16:00 | 6113 | [7 empty] | 0.0946 | 0 | 97.4414 | 7242
2019-09-12 17:00 | 6114 | [7 empty] | 0.1282 | 0 | 115.8567 | 6565
2019-09-12 18:00 | 6115 | [7 empty] | 0.1822 | 0 | 145.4528 | 5861
2019-09-12 19:00 | 6116 | [7 empty] | 0.2444 | 0 | 179.5431 | 5095
2019-09-12 20:00 | 6117 | [7 empty] | 0.287 | 0 | 202.8911 | 4853
2019-09-12 21:00 | 6118 | [7 empty] | 0.2819 | 0 | 200.0959 | 4909
2019-09-12 22:00 | 6119 | [7 empty] | 0.2258 | 0 | 169.3489 | 5319
2019-09-12 23:00 | 6120 | [7 empty] | 0.1453 | 0 | 125.2288 | 6363
2019-09-13 | 6121 |  | 0 | 0 | 0 | 0 | 0 | 0 | 0.0752 | 0 | 86.8087 | 7802
2019-09-13 01:00 | 6122 | [7 empty] | 0.0338 | 0 | 64.1184 | 8463
2019-09-13 02:00 | 6123 | [7 empty] | 0.023 | 0 | 58.1992 | 8649
2019-09-13 03:00 | 6124 | [7 empty] | 0.041 | 0 | 68.0646 | 8388
2019-09-13 04:00 | 6125 | [7 empty] | 0.0885 | 0 | 94.0981 | 7482
2019-09-13 05:00 | 6126 | [7 empty] | 0.1596 | 0 | 133.0663 | 6221
2019-09-13 06:00 | 6127 | [7 empty] | 0.2305 | 0 | 171.9248 | 5264
2019-09-13 07:00 | 6128 | [7 empty] | 0.2686 | 0 | 192.8065 | 4960
2019-09-13 08:00 | 6129 | [7 empty] | 0.2582 | 0 | 187.1065 | 5016
2019-09-13 09:00 | 6130 | [7 empty] | 0.2135 | 0 | 162.6075 | 5433
2019-09-13 10:00 | 6131 | [7 empty] | 0.1638 | 0 | 135.3682 | 6111
2019-09-13 11:00 | 6132 | [7 empty] | 0.1274 | 0 | 115.4183 | 6636
2019-09-13 12:00 | 6133 | [7 empty] | 0.1051 | 0 | 103.1962 | 7012
2019-09-13 13:00 | 6134 | [7 empty] | 0.0906 | 0 | 95.2491 | 7286
2019-09-13 14:00 | 6135 | [7 empty] | 0.0814 | 0 | 90.2068 | 7572
2019-09-13 15:00 | 6136 | [7 empty] | 0.0808 | 0 | 89.878 | 7623
2019-09-13 16:00 | 6137 | [7 empty] | 0.0946 | 0 | 97.4414 | 7243
2019-09-13 17:00 | 6138 | [7 empty] | 0.1282 | 0 | 115.8567 | 6566
2019-09-13 18:00 | 6139 | [7 empty] | 0.1822 | 0 | 145.4528 | 5862
2019-09-13 19:00 | 6140 | [7 empty] | 0.2444 | 0 | 179.5431 | 5096
2019-09-13 20:00 | 6141 | [7 empty] | 0.287 | 0 | 202.8911 | 4854
2019-09-13 21:00 | 6142 | [7 empty] | 0.2819 | 0 | 200.0959 | 4910
2019-09-13 22:00 | 6143 | [7 empty] | 0.2258 | 0 | 169.3489 | 5320
2019-09-13 23:00 | 6144 | [7 empty] | 0.1453 | 0 | 125.2288 | 6364
2019-09-14 | 6145 |  | 0 | 0 | 0 | 0 | 0 | 0 | 0.0752 | 0 | 86.8087 | 7803
2019-09-14 01:00 | 6146 | [7 empty] | 0.0338 | 178.5215 | 242.64 | 4759
2019-09-14 02:00 | 6147 | [7 empty] | 0.023 | 183.7722 | 241.9714 | 4761
2019-09-14 03:00 | 6148 | [7 empty] | 0.041 | 194.2734 | 262.338 | 4703
2019-09-14 04:00 | 6149 | [7 empty] | 0.0885 | 207.4 | 301.4982 | 4522
2019-09-14 05:00 | 6150 | [7 empty] | 0.1596 | 191.6481 | 324.7144 | 4373
2019-09-14 06:00 | 6151 | [7 empty] | 0.2305 | 0 | 171.9248 | 5265
2019-09-14 07:00 | 6152 | [7 empty] | 0.2686 | 0 | 192.8065 | 4961
2019-09-14 08:00 | 6153 | [7 empty] | 0.2582 | 0 | 187.1065 | 5017
2019-09-14 09:00 | 6154 | [7 empty] | 0.2135 | 0 | 162.6075 | 5434
2019-09-14 10:00 | 6155 | [7 empty] | 0.1638 | 0 | 135.3682 | 6112
2019-09-14 11:00 | 6156 | [7 empty] | 0.1274 | 0 | 115.4183 | 6637
2019-09-14 12:00 | 6157 | [7 empty] | 0.1051 | 0 | 103.1962 | 7013
2019-09-14 13:00 | 6158 | [7 empty] | 0.0906 | 0 | 95.2491 | 7287
2019-09-14 14:00 | 6159 | [7 empty] | 0.0814 | 0 | 90.2068 | 7573
2019-09-14 15:00 | 6160 | [7 empty] | 0.0808 | 0 | 89.878 | 7624
2019-09-14 16:00 | 6161 | [7 empty] | 0.0946 | 0 | 97.4414 | 7244
2019-09-14 17:00 | 6162 | [7 empty] | 0.1282 | 0 | 115.8567 | 6567
2019-09-14 18:00 | 6163 | [7 empty] | 0.1822 | 0 | 145.4528 | 5863
2019-09-14 19:00 | 6164 | [7 empty] | 0.2444 | 0 | 179.5431 | 5097
2019-09-14 20:00 | 6165 | [7 empty] | 0.287 | 0 | 202.8911 | 4855
2019-09-14 21:00 | 6166 | [7 empty] | 0.2819 | 178.5215 | 378.6174 | 3861
2019-09-14 22:00 | 6167 | [7 empty] | 0.2258 | 210.0253 | 379.3742 | 3851
2019-09-14 23:00 | 6168 | [7 empty] | 0.1453 | 225.7772 | 351.0061 | 4149
2019-09-15 | 6169 |  | 0 | 0 | 0 | 0 | 0 | 0 | 0.0752 | 231.0279 | 317.8366 | 4424
2019-09-15 01:00 | 6170 | [7 empty] | 0.0338 | 204.7747 | 268.8931 | 4675
2019-09-15 02:00 | 6171 | [7 empty] | 0.023 | 170.6456 | 228.8448 | 4780
2019-09-15 03:00 | 6172 | [7 empty] | 0.041 | 181.1469 | 249.2114 | 4747
2019-09-15 04:00 | 6173 | [7 empty] | 0.0885 | 199.5241 | 293.6222 | 4565
2019-09-15 05:00 | 6174 | [7 empty] | 0.1596 | 194.2734 | 327.3397 | 4353
2019-09-15 06:00 | 6175 | [7 empty] | 0.2305 | 170.6456 | 342.5704 | 4227
2019-09-15 07:00 | 6176 | [7 empty] | 0.2686 | 0 | 192.8065 | 4962
2019-09-15 08:00 | 6177 | [7 empty] | 0.2582 | 0 | 187.1065 | 5018
2019-09-15 09:00 | 6178 | [7 empty] | 0.2135 | 0 | 162.6075 | 5435
2019-09-15 10:00 | 6179 | [7 empty] | 0.1638 | 0 | 135.3682 | 6113
2019-09-15 11:00 | 6180 | [7 empty] | 0.1274 | 0 | 115.4183 | 6638
2019-09-15 12:00 | 6181 | [7 empty] | 0.1051 | 0 | 103.1962 | 7014
2019-09-15 13:00 | 6182 | [7 empty] | 0.0906 | 0 | 95.2491 | 7288
2019-09-15 14:00 | 6183 | [7 empty] | 0.0814 | 0 | 90.2068 | 7574
2019-09-15 15:00 | 6184 | [7 empty] | 0.0808 | 0 | 89.878 | 7625
2019-09-15 16:00 | 6185 | [7 empty] | 0.0946 | 0 | 97.4414 | 7245
2019-09-15 17:00 | 6186 | [7 empty] | 0.1282 | 0 | 115.8567 | 6568
2019-09-15 18:00 | 6187 | [7 empty] | 0.1822 | 0 | 145.4528 | 5864
2019-09-15 19:00 | 6188 | [7 empty] | 0.2444 | 0 | 179.5431 | 5098
2019-09-15 20:00 | 6189 | [7 empty] | 0.287 | 0 | 202.8911 | 4856
2019-09-15 21:00 | 6190 | [7 empty] | 0.2819 | 0 | 200.0959 | 4911
2019-09-15 22:00 | 6191 | [7 empty] | 0.2258 | 0 | 169.3489 | 5321
2019-09-15 23:00 | 6192 | [7 empty] | 0.1453 | 0 | 125.2288 | 6365
2019-09-16 | 6193 |  | 0 | 0 | 0 | 0 | 0 | 0 | 0.0752 | 0 | 86.8087 | 7804
2019-09-16 01:00 | 6194 | [7 empty] | 0.0338 | 0 | 64.1184 | 8464
2019-09-16 02:00 | 6195 | [7 empty] | 0.023 | 0 | 58.1992 | 8650
2019-09-16 03:00 | 6196 | [7 empty] | 0.041 | 0 | 68.0646 | 8389
2019-09-16 04:00 | 6197 | [7 empty] | 0.0885 | 0 | 94.0981 | 7483
2019-09-16 05:00 | 6198 | [7 empty] | 0.1596 | 0 | 133.0663 | 6222
2019-09-16 06:00 | 6199 | [7 empty] | 0.2305 | 0 | 171.9248 | 5266
2019-09-16 07:00 | 6200 | [7 empty] | 0.2686 | 0 | 192.8065 | 4963
2019-09-16 08:00 | 6201 | [7 empty] | 0.2582 | 0 | 187.1065 | 5019
2019-09-16 09:00 | 6202 | [7 empty] | 0.2135 | 0 | 162.6075 | 5436
2019-09-16 10:00 | 6203 | [7 empty] | 0.1638 | 0 | 135.3682 | 6114
2019-09-16 11:00 | 6204 | [7 empty] | 0.1274 | 0 | 115.4183 | 6639
2019-09-16 12:00 | 6205 | [7 empty] | 0.1051 | 0 | 103.1962 | 7015
2019-09-16 13:00 | 6206 | [7 empty] | 0.0906 | 0 | 95.2491 | 7289
2019-09-16 14:00 | 6207 | [7 empty] | 0.0814 | 0 | 90.2068 | 7575
2019-09-16 15:00 | 6208 | [7 empty] | 0.0808 | 0 | 89.878 | 7626
2019-09-16 16:00 | 6209 | [7 empty] | 0.0946 | 0 | 97.4414 | 7246
2019-09-16 17:00 | 6210 | [7 empty] | 0.1282 | 0 | 115.8567 | 6569
2019-09-16 18:00 | 6211 | [7 empty] | 0.1822 | 0 | 145.4528 | 5865
2019-09-16 19:00 | 6212 | [7 empty] | 0.2444 | 0 | 179.5431 | 5099
2019-09-16 20:00 | 6213 | [7 empty] | 0.287 | 0 | 202.8911 | 4857
2019-09-16 21:00 | 6214 | [7 empty] | 0.2819 | 0 | 200.0959 | 4912
2019-09-16 22:00 | 6215 | [7 empty] | 0.2258 | 199.5241 | 368.8729 | 3962
2019-09-16 23:00 | 6216 | [7 empty] | 0.1453 | 196.8988 | 322.1276 | 4395
2019-09-17 | 6217 |  | 6.15 | 6.95 | 0 | 6.35 | 0 | 6.15 | 0.0752 | 202.1494 | 288.9581 | 4593
2019-09-17 01:00 | 6218 | [7 empty] | 0.0338 | 202.1494 | 266.2678 | 4682
2019-09-17 02:00 | 6219 | [7 empty] | 0.023 | 207.4 | 265.5992 | 4688
2019-09-17 03:00 | 6220 | [7 empty] | 0.041 | 223.1519 | 291.2165 | 4577
2019-09-17 04:00 | 6221 | [7 empty] | 0.0885 | 233.6532 | 327.7513 | 4348
2019-09-17 05:00 | 6222 | [7 empty] | 0.1596 | 220.5266 | 353.5929 | 4122
2019-09-17 06:00 | 6223 | [7 empty] | 0.2305 | 186.3975 | 358.3223 | 4068
2019-09-17 07:00 | 6224 | [7 empty] | 0.2686 | 0 | 192.8065 | 4964
2019-09-17 08:00 | 6225 | [7 empty] | 0.2582 | 0 | 187.1065 | 5020
2019-09-17 09:00 | 6226 | [7 empty] | 0.2135 | 0 | 162.6075 | 5437
2019-09-17 10:00 | 6227 | [7 empty] | 0.1638 | 0 | 135.3682 | 6115
2019-09-17 11:00 | 6228 | [7 empty] | 0.1274 | 0 | 115.4183 | 6640
2019-09-17 12:00 | 6229 | [7 empty] | 0.1051 | 0 | 103.1962 | 7016
2019-09-17 13:00 | 6230 | [7 empty] | 0.0906 | 0 | 95.2491 | 7290
2019-09-17 14:00 | 6231 | [7 empty] | 0.0814 | 0 | 90.2068 | 7576
2019-09-17 15:00 | 6232 | [7 empty] | 0.0808 | 170.6456 | 260.5236 | 4712
2019-09-17 16:00 | 6233 | [7 empty] | 0.0946 | 175.8962 | 273.3376 | 4660
2019-09-17 17:00 | 6234 | [7 empty] | 0.1282 | 191.6481 | 307.5049 | 4494
2019-09-17 18:00 | 6235 | [7 empty] | 0.1822 | 223.1519 | 368.6047 | 3966
2019-09-17 19:00 | 6236 | [7 empty] | 0.2444 | 233.6532 | 413.1963 | 3458
2019-09-17 20:00 | 6237 | [7 empty] | 0.287 | 241.5291 | 444.4202 | 3080
2019-09-17 21:00 | 6238 | [7 empty] | 0.2819 | 241.5291 | 441.625 | 3126
2019-09-17 22:00 | 6239 | [7 empty] | 0.2258 | 270.4076 | 439.7565 | 3146
2019-09-17 23:00 | 6240 | [7 empty] | 0.1453 | 262.5317 | 387.7605 | 3747
2019-09-18 | 6241 |  | 6.35 | 6.55 | 6.9 | 7.35 | 6.5 | 7.2 | 0.0752 | 252.0304 | 338.8392 | 4261
2019-09-18 01:00 | 6242 | [7 empty] | 0.0338 | 259.9064 | 324.0248 | 4378
2019-09-18 02:00 | 6243 | [7 empty] | 0.023 | 259.9064 | 318.1056 | 4419
2019-09-18 03:00 | 6244 | [7 empty] | 0.041 | 259.9064 | 327.9709 | 4343
2019-09-18 04:00 | 6245 | [7 empty] | 0.0885 | 259.9064 | 354.0045 | 4117
2019-09-18 05:00 | 6246 | [7 empty] | 0.1596 | 262.5317 | 395.598 | 3664
2019-09-18 06:00 | 6247 | [7 empty] | 0.2305 | 252.0304 | 423.9552 | 3329
2019-09-18 07:00 | 6248 | [7 empty] | 0.2686 | 236.2785 | 429.085 | 3264
2019-09-18 08:00 | 6249 | [7 empty] | 0.2582 | 238.9038 | 426.0103 | 3304
2019-09-18 09:00 | 6250 | [7 empty] | 0.2135 | 204.7747 | 367.3822 | 3983
2019-09-18 10:00 | 6251 | [7 empty] | 0.1638 | 173.2709 | 308.6391 | 4484
2019-09-18 11:00 | 6252 | [7 empty] | 0.1274 | 0 | 115.4183 | 6641
2019-09-18 12:00 | 6253 | [7 empty] | 0.1051 | 0 | 103.1962 | 7017
2019-09-18 13:00 | 6254 | [7 empty] | 0.0906 | 0 | 95.2491 | 7291
2019-09-18 14:00 | 6255 | [7 empty] | 0.0814 | 0 | 90.2068 | 7577
2019-09-18 15:00 | 6256 | [7 empty] | 0.0808 | 165.395 | 255.2729 | 4730
2019-09-18 16:00 | 6257 | [7 empty] | 0.0946 | 165.395 | 262.8364 | 4702
2019-09-18 17:00 | 6258 | [7 empty] | 0.1282 | 189.0228 | 304.8795 | 4501
2019-09-18 18:00 | 6259 | [7 empty] | 0.1822 | 204.7747 | 350.2275 | 4154
2019-09-18 19:00 | 6260 | [7 empty] | 0.2444 | 217.9013 | 397.4444 | 3632
2019-09-18 20:00 | 6261 | [7 empty] | 0.287 | 212.6507 | 415.5417 | 3427
2019-09-18 21:00 | 6262 | [7 empty] | 0.2819 | 212.6507 | 412.7465 | 3463
2019-09-18 22:00 | 6263 | [7 empty] | 0.2258 | 196.8988 | 366.2476 | 3991
2019-09-18 23:00 | 6264 | [7 empty] | 0.1453 | 194.2734 | 319.5023 | 4414
2019-09-19 | 6265 |  | 6.15 | 7.15 | 6.7 | 8.15 | 7.3 | 6.75 | 0.0752 | 204.7747 | 291.5835 | 4574
2019-09-19 01:00 | 6266 | [7 empty] | 0.0338 | 207.4 | 271.5185 | 4669
2019-09-19 02:00 | 6267 | [7 empty] | 0.023 | 212.6507 | 270.8499 | 4671
2019-09-19 03:00 | 6268 | [7 empty] | 0.041 | 220.5266 | 288.5912 | 4597
2019-09-19 04:00 | 6269 | [7 empty] | 0.0885 | 236.2785 | 330.3767 | 4324
2019-09-19 05:00 | 6270 | [7 empty] | 0.1596 | 236.2785 | 369.3448 | 3959
2019-09-19 06:00 | 6271 | [7 empty] | 0.2305 | 231.0279 | 402.9527 | 3583
2019-09-19 07:00 | 6272 | [7 empty] | 0.2686 | 217.9013 | 410.7078 | 3492
2019-09-19 08:00 | 6273 | [7 empty] | 0.2582 | 191.6481 | 378.7546 | 3855
2019-09-19 09:00 | 6274 | [7 empty] | 0.2135 | 0 | 162.6075 | 5438
2019-09-19 10:00 | 6275 | [7 empty] | 0.1638 | 0 | 135.3682 | 6116
2019-09-19 11:00 | 6276 | [7 empty] | 0.1274 | 0 | 115.4183 | 6642
2019-09-19 12:00 | 6277 | [7 empty] | 0.1051 | 0 | 103.1962 | 7018
2019-09-19 13:00 | 6278 | [7 empty] | 0.0906 | 0 | 95.2491 | 7292
2019-09-19 14:00 | 6279 | [7 empty] | 0.0814 | 0 | 90.2068 | 7578
2019-09-19 15:00 | 6280 | [7 empty] | 0.0808 | 0 | 89.878 | 7627
2019-09-19 16:00 | 6281 | [7 empty] | 0.0946 | 0 | 97.4414 | 7247
2019-09-19 17:00 | 6282 | [7 empty] | 0.1282 | 183.7722 | 299.6289 | 4534
2019-09-19 18:00 | 6283 | [7 empty] | 0.1822 | 210.0253 | 355.4781 | 4101
2019-09-19 19:00 | 6284 | [7 empty] | 0.2444 | 246.7798 | 426.3228 | 3302
2019-09-19 20:00 | 6285 | [7 empty] | 0.287 | 241.5291 | 444.4202 | 3081
2019-09-19 21:00 | 6286 | [7 empty] | 0.2819 | 254.6557 | 454.7516 | 2943
2019-09-19 22:00 | 6287 | [7 empty] | 0.2258 | 262.5317 | 431.8805 | 3239
2019-09-19 23:00 | 6288 | [7 empty] | 0.1453 | 252.0304 | 377.2592 | 3879
2019-09-20 | 6289 |  | 8.65 | 8.05 | 7.35 | 7.8 | 8.25 | 8.75 | 0.0752 | 244.1545 | 330.9632 | 4320
2019-09-20 01:00 | 6290 | [7 empty] | 0.0338 | 244.1545 | 308.2729 | 4489
2019-09-20 02:00 | 6291 | [7 empty] | 0.023 | 259.9064 | 318.1056 | 4420
2019-09-20 03:00 | 6292 | [7 empty] | 0.041 | 278.2836 | 346.3482 | 4180
2019-09-20 04:00 | 6293 | [7 empty] | 0.0885 | 288.7848 | 382.883 | 3805
2019-09-20 05:00 | 6294 | [7 empty] | 0.1596 | 294.0355 | 427.1018 | 3294
2019-09-20 06:00 | 6295 | [7 empty] | 0.2305 | 299.2861 | 471.2109 | 2730
2019-09-20 07:00 | 6296 | [7 empty] | 0.2686 | 283.5342 | 476.3407 | 2649
2019-09-20 08:00 | 6297 | [7 empty] | 0.2582 | 254.6557 | 441.7622 | 3117
2019-09-20 09:00 | 6298 | [7 empty] | 0.2135 | 215.276 | 377.8835 | 3873
2019-09-20 10:00 | 6299 | [7 empty] | 0.1638 | 175.8962 | 311.2644 | 4462
2019-09-20 11:00 | 6300 | [7 empty] | 0.1274 | 178.5215 | 293.9398 | 4564
2019-09-20 12:00 | 6301 | [7 empty] | 0.1051 | 0 | 103.1962 | 7019
2019-09-20 13:00 | 6302 | [7 empty] | 0.0906 | 0 | 95.2491 | 7293
2019-09-20 14:00 | 6303 | [7 empty] | 0.0814 | 0 | 90.2068 | 7579
2019-09-20 15:00 | 6304 | [7 empty] | 0.0808 | 0 | 89.878 | 7628
2019-09-20 16:00 | 6305 | [7 empty] | 0.0946 | 162.7696 | 260.211 | 4713
2019-09-20 17:00 | 6306 | [7 empty] | 0.1282 | 223.1519 | 339.0087 | 4259
2019-09-20 18:00 | 6307 | [7 empty] | 0.1822 | 291.4102 | 436.863 | 3187
2019-09-20 19:00 | 6308 | [7 empty] | 0.2444 | 296.6608 | 476.2039 | 2654
2019-09-20 20:00 | 6309 | [7 empty] | 0.287 | 320.2887 | 523.1797 | 1991
2019-09-20 21:00 | 6310 | [7 empty] | 0.2819 | 330.7899 | 530.8858 | 1895
2019-09-20 22:00 | 6311 | [7 empty] | 0.2258 | 333.4152 | 502.7641 | 2312
2019-09-20 23:00 | 6312 | [7 empty] | 0.1453 | 328.1646 | 453.3934 | 2957
2019-09-21 | 6313 |  | 0 | 0 | 0 | 0 | 0 | 7.75 | 0.0752 | 346.5418 | 433.3506 | 3224
2019-09-21 01:00 | 6314 | [7 empty] | 0.0338 | 336.0406 | 400.159 | 3603
2019-09-21 02:00 | 6315 | [7 empty] | 0.023 | 333.4152 | 391.6145 | 3701
2019-09-21 03:00 | 6316 | [7 empty] | 0.041 | 296.6608 | 364.7254 | 4002
2019-09-21 04:00 | 6317 | [7 empty] | 0.0885 | 286.1595 | 380.2577 | 3837
2019-09-21 05:00 | 6318 | [7 empty] | 0.1596 | 280.9089 | 413.9752 | 3447
2019-09-21 06:00 | 6319 | [7 empty] | 0.2305 | 267.7823 | 439.7071 | 3147
2019-09-21 07:00 | 6320 | [7 empty] | 0.2686 | 257.281 | 450.0875 | 3010
2019-09-21 08:00 | 6321 | [7 empty] | 0.2582 | 228.4026 | 415.5091 | 3426
2019-09-21 09:00 | 6322 | [7 empty] | 0.2135 | 202.1494 | 364.7569 | 4004
2019-09-21 10:00 | 6323 | [7 empty] | 0.1638 | 168.0203 | 303.3885 | 4512
2019-09-21 11:00 | 6324 | [7 empty] | 0.1274 | 0 | 115.4183 | 6643
2019-09-21 12:00 | 6325 | [7 empty] | 0.1051 | 0 | 103.1962 | 7020
2019-09-21 13:00 | 6326 | [7 empty] | 0.0906 | 0 | 95.2491 | 7294
2019-09-21 14:00 | 6327 | [7 empty] | 0.0814 | 0 | 90.2068 | 7580
2019-09-21 15:00 | 6328 | [7 empty] | 0.0808 | 0 | 89.878 | 7629
2019-09-21 16:00 | 6329 | [7 empty] | 0.0946 | 0 | 97.4414 | 7248
2019-09-21 17:00 | 6330 | [7 empty] | 0.1282 | 0 | 115.8567 | 6570
2019-09-21 18:00 | 6331 | [7 empty] | 0.1822 | 0 | 145.4528 | 5866
2019-09-21 19:00 | 6332 | [7 empty] | 0.2444 | 0 | 179.5431 | 5100
2019-09-21 20:00 | 6333 | [7 empty] | 0.287 | 0 | 202.8911 | 4858
2019-09-21 21:00 | 6334 | [7 empty] | 0.2819 | 0 | 200.0959 | 4913
2019-09-21 22:00 | 6335 | [7 empty] | 0.2258 | 0 | 169.3489 | 5322
2019-09-21 23:00 | 6336 | [7 empty] | 0.1453 | 0 | 125.2288 | 6366
2019-09-22 | 6337 |  | 6.15 | 6.05 | 0 | 7.8 | 8 | 6.95 | 0.0752 | 0 | 86.8087 | 7805
2019-09-22 01:00 | 6338 | [7 empty] | 0.0338 | 0 | 64.1184 | 8465
2019-09-22 02:00 | 6339 | [7 empty] | 0.023 | 162.7696 | 220.9689 | 4793
2019-09-22 03:00 | 6340 | [7 empty] | 0.041 | 170.6456 | 238.7102 | 4765
2019-09-22 04:00 | 6341 | [7 empty] | 0.0885 | 0 | 94.0981 | 7484
2019-09-22 05:00 | 6342 | [7 empty] | 0.1596 | 0 | 133.0663 | 6223
2019-09-22 06:00 | 6343 | [7 empty] | 0.2305 | 0 | 171.9248 | 5267
2019-09-22 07:00 | 6344 | [7 empty] | 0.2686 | 0 | 192.8065 | 4965
2019-09-22 08:00 | 6345 | [7 empty] | 0.2582 | 0 | 187.1065 | 5021
2019-09-22 09:00 | 6346 | [7 empty] | 0.2135 | 0 | 162.6075 | 5439
2019-09-22 10:00 | 6347 | [7 empty] | 0.1638 | 0 | 135.3682 | 6117
2019-09-22 11:00 | 6348 | [7 empty] | 0.1274 | 0 | 115.4183 | 6644
2019-09-22 12:00 | 6349 | [7 empty] | 0.1051 | 0 | 103.1962 | 7021
2019-09-22 13:00 | 6350 | [7 empty] | 0.0906 | 0 | 95.2491 | 7295
2019-09-22 14:00 | 6351 | [7 empty] | 0.0814 | 0 | 90.2068 | 7581
2019-09-22 15:00 | 6352 | [7 empty] | 0.0808 | 199.5241 | 289.402 | 4587
2019-09-22 16:00 | 6353 | [7 empty] | 0.0946 | 241.5291 | 338.9705 | 4258
2019-09-22 17:00 | 6354 | [7 empty] | 0.1282 | 252.0304 | 367.8871 | 3974
2019-09-22 18:00 | 6355 | [7 empty] | 0.1822 | 262.5317 | 407.9845 | 3523
2019-09-22 19:00 | 6356 | [7 empty] | 0.2444 | 278.2836 | 457.8266 | 2900
2019-09-22 20:00 | 6357 | [7 empty] | 0.287 | 283.5342 | 486.4253 | 2519
2019-09-22 21:00 | 6358 | [7 empty] | 0.2819 | 301.9114 | 502.0073 | 2326
2019-09-22 22:00 | 6359 | [7 empty] | 0.2258 | 325.5393 | 494.8881 | 2425
2019-09-22 23:00 | 6360 | [7 empty] | 0.1453 | 349.1671 | 474.3959 | 2674
2019-09-23 | 6361 |  | 10.95 | 10.45 | 7.8 | 10.9 | 10.6 | 10.75 | 0.0752 | 362.2937 | 449.1025 | 3021
2019-09-23 01:00 | 6362 | [7 empty] | 0.0338 | 370.1697 | 434.2881 | 3211
2019-09-23 02:00 | 6363 | [7 empty] | 0.023 | 378.0456 | 436.2448 | 3189
2019-09-23 03:00 | 6364 | [7 empty] | 0.041 | 388.5469 | 456.6115 | 2912
2019-09-23 04:00 | 6365 | [7 empty] | 0.0885 | 396.4228 | 490.521 | 2478
2019-09-23 05:00 | 6366 | [7 empty] | 0.1596 | 393.7975 | 526.8638 | 1957
2019-09-23 06:00 | 6367 | [7 empty] | 0.2305 | 370.1697 | 542.0945 | 1744
2019-09-23 07:00 | 6368 | [7 empty] | 0.2686 | 315.038 | 507.8445 | 2242
2019-09-23 08:00 | 6369 | [7 empty] | 0.2582 | 249.4051 | 436.5116 | 3190
2019-09-23 09:00 | 6370 | [7 empty] | 0.2135 | 223.1519 | 385.7595 | 3778
2019-09-23 10:00 | 6371 | [7 empty] | 0.1638 | 181.1469 | 316.5151 | 4434
2019-09-23 11:00 | 6372 | [7 empty] | 0.1274 | 0 | 115.4183 | 6645
2019-09-23 12:00 | 6373 | [7 empty] | 0.1051 | 0 | 103.1962 | 7022
2019-09-23 13:00 | 6374 | [7 empty] | 0.0906 | 0 | 95.2491 | 7296
2019-09-23 14:00 | 6375 | [7 empty] | 0.0814 | 0 | 90.2068 | 7582
2019-09-23 15:00 | 6376 | [7 empty] | 0.0808 | 0 | 89.878 | 7630
2019-09-23 16:00 | 6377 | [7 empty] | 0.0946 | 186.3975 | 283.8389 | 4615
2019-09-23 17:00 | 6378 | [7 empty] | 0.1282 | 252.0304 | 367.8871 | 3975
2019-09-23 18:00 | 6379 | [7 empty] | 0.1822 | 304.5367 | 449.9895 | 3009
2019-09-23 19:00 | 6380 | [7 empty] | 0.2444 | 341.2912 | 520.8342 | 2033
2019-09-23 20:00 | 6381 | [7 empty] | 0.287 | 372.795 | 575.686 | 1313
2019-09-23 21:00 | 6382 | [7 empty] | 0.2819 | 391.1722 | 591.2681 | 1133
2019-09-23 22:00 | 6383 | [7 empty] | 0.2258 | 404.2988 | 573.6477 | 1338
2019-09-23 23:00 | 6384 | [7 empty] | 0.1453 | 417.4254 | 542.6542 | 1736
2019-09-24 | 6385 |  | 10.85 | 10.7 | 7.4 | 10.8 | 10.4 | 10.9 | 0.0752 | 425.3013 | 512.1101 | 2174
2019-09-24 01:00 | 6386 | [7 empty] | 0.0338 | 441.0532 | 505.1717 | 2277
2019-09-24 02:00 | 6387 | [7 empty] | 0.023 | 446.3039 | 504.5031 | 2281
2019-09-24 03:00 | 6388 | [7 empty] | 0.041 | 456.8051 | 524.8697 | 1981
2019-09-24 04:00 | 6389 | [7 empty] | 0.0885 | 462.0558 | 556.1539 | 1554
2019-09-24 05:00 | 6390 | [7 empty] | 0.1596 | 443.6785 | 576.7448 | 1302
2019-09-24 06:00 | 6391 | [7 empty] | 0.2305 | 380.6709 | 552.5958 | 1602
2019-09-24 07:00 | 6392 | [7 empty] | 0.2686 | 307.1621 | 499.9685 | 2358
2019-09-24 08:00 | 6393 | [7 empty] | 0.2582 | 241.5291 | 428.6356 | 3267
2019-09-24 09:00 | 6394 | [7 empty] | 0.2135 | 178.5215 | 341.1291 | 4239
2019-09-24 10:00 | 6395 | [7 empty] | 0.1638 | 170.6456 | 306.0138 | 4499
2019-09-24 11:00 | 6396 | [7 empty] | 0.1274 | 0 | 115.4183 | 6646
2019-09-24 12:00 | 6397 | [7 empty] | 0.1051 | 0 | 103.1962 | 7023
2019-09-24 13:00 | 6398 | [7 empty] | 0.0906 | 0 | 95.2491 | 7297
2019-09-24 14:00 | 6399 | [7 empty] | 0.0814 | 0 | 90.2068 | 7583
2019-09-24 15:00 | 6400 | [7 empty] | 0.0808 | 0 | 89.878 | 7631
2019-09-24 16:00 | 6401 | [7 empty] | 0.0946 | 178.5215 | 275.9629 | 4653
2019-09-24 17:00 | 6402 | [7 empty] | 0.1282 | 228.4026 | 344.2593 | 4202
2019-09-24 18:00 | 6403 | [7 empty] | 0.1822 | 267.7823 | 413.2351 | 3455
2019-09-24 19:00 | 6404 | [7 empty] | 0.2444 | 296.6608 | 476.2039 | 2655
2019-09-24 20:00 | 6405 | [7 empty] | 0.287 | 307.1621 | 510.0531 | 2208
2019-09-24 21:00 | 6406 | [7 empty] | 0.2819 | 325.5393 | 525.6352 | 1971
2019-09-24 22:00 | 6407 | [7 empty] | 0.2258 | 343.9165 | 513.2654 | 2152
2019-09-24 23:00 | 6408 | [7 empty] | 0.1453 | 346.5418 | 471.7706 | 2719
2019-09-25 | 6409 |  | 9.4 | 10.5 | 7.5 | 7.45 | 9.1 | 10.35 | 0.0752 | 354.4178 | 441.2265 | 3127
2019-09-25 01:00 | 6410 | [7 empty] | 0.0338 | 370.1697 | 434.2881 | 3212
2019-09-25 02:00 | 6411 | [7 empty] | 0.023 | 380.6709 | 438.8702 | 3155
2019-09-25 03:00 | 6412 | [7 empty] | 0.041 | 385.9216 | 453.9861 | 2947
2019-09-25 04:00 | 6413 | [7 empty] | 0.0885 | 383.2963 | 477.3944 | 2634
2019-09-25 05:00 | 6414 | [7 empty] | 0.1596 | 375.4203 | 508.4866 | 2234
2019-09-25 06:00 | 6415 | [7 empty] | 0.2305 | 336.0406 | 507.9654 | 2239
2019-09-25 07:00 | 6416 | [7 empty] | 0.2686 | 301.9114 | 494.7179 | 2426
2019-09-25 08:00 | 6417 | [7 empty] | 0.2582 | 262.5317 | 449.6382 | 3017
2019-09-25 09:00 | 6418 | [7 empty] | 0.2135 | 223.1519 | 385.7595 | 3779
2019-09-25 10:00 | 6419 | [7 empty] | 0.1638 | 212.6507 | 348.0189 | 4173
2019-09-25 11:00 | 6420 | [7 empty] | 0.1274 | 194.2734 | 309.6917 | 4474
2019-09-25 12:00 | 6421 | [7 empty] | 0.1051 | 183.7722 | 286.9684 | 4604
2019-09-25 13:00 | 6422 | [7 empty] | 0.0906 | 165.395 | 260.6441 | 4711
2019-09-25 14:00 | 6423 | [7 empty] | 0.0814 | 0 | 90.2068 | 7584
2019-09-25 15:00 | 6424 | [7 empty] | 0.0808 | 165.395 | 255.2729 | 4731
2019-09-25 16:00 | 6425 | [7 empty] | 0.0946 | 181.1469 | 278.5883 | 4634
2019-09-25 17:00 | 6426 | [7 empty] | 0.1282 | 196.8988 | 312.7555 | 4452
2019-09-25 18:00 | 6427 | [7 empty] | 0.1822 | 204.7747 | 350.2275 | 4155
2019-09-25 19:00 | 6428 | [7 empty] | 0.2444 | 212.6507 | 392.1937 | 3699
2019-09-25 20:00 | 6429 | [7 empty] | 0.287 | 217.9013 | 420.7924 | 3372
2019-09-25 21:00 | 6430 | [7 empty] | 0.2819 | 223.1519 | 423.2478 | 3337
2019-09-25 22:00 | 6431 | [7 empty] | 0.2258 | 220.5266 | 389.8755 | 3727
2019-09-25 23:00 | 6432 | [7 empty] | 0.1453 | 231.0279 | 356.2567 | 4094
2019-09-26 | 6433 |  | 0 | 0 | 0 | 6.65 | 6.55 | 0 | 0.0752 | 257.281 | 344.0898 | 4205
2019-09-26 01:00 | 6434 | [7 empty] | 0.0338 | 299.2861 | 363.4045 | 4012
2019-09-26 02:00 | 6435 | [7 empty] | 0.023 | 312.4127 | 370.6119 | 3938
2019-09-26 03:00 | 6436 | [7 empty] | 0.041 | 325.5393 | 393.6039 | 3683
2019-09-26 04:00 | 6437 | [7 empty] | 0.0885 | 341.2912 | 435.3893 | 3199
2019-09-26 05:00 | 6438 | [7 empty] | 0.1596 | 341.2912 | 474.3575 | 2675
2019-09-26 06:00 | 6439 | [7 empty] | 0.2305 | 273.0329 | 444.9578 | 3076
2019-09-26 07:00 | 6440 | [7 empty] | 0.2686 | 215.276 | 408.0825 | 3524
2019-09-26 08:00 | 6441 | [7 empty] | 0.2582 | 0 | 187.1065 | 5022
2019-09-26 09:00 | 6442 | [7 empty] | 0.2135 | 0 | 162.6075 | 5440
2019-09-26 10:00 | 6443 | [7 empty] | 0.1638 | 0 | 135.3682 | 6118
2019-09-26 11:00 | 6444 | [7 empty] | 0.1274 | 0 | 115.4183 | 6647
2019-09-26 12:00 | 6445 | [7 empty] | 0.1051 | 0 | 103.1962 | 7024
2019-09-26 13:00 | 6446 | [7 empty] | 0.0906 | 0 | 95.2491 | 7298
2019-09-26 14:00 | 6447 | [7 empty] | 0.0814 | 0 | 90.2068 | 7585
2019-09-26 15:00 | 6448 | [7 empty] | 0.0808 | 0 | 89.878 | 7632
2019-09-26 16:00 | 6449 | [7 empty] | 0.0946 | 0 | 97.4414 | 7249
2019-09-26 17:00 | 6450 | [7 empty] | 0.1282 | 0 | 115.8567 | 6571
2019-09-26 18:00 | 6451 | [7 empty] | 0.1822 | 0 | 145.4528 | 5867
2019-09-26 19:00 | 6452 | [7 empty] | 0.2444 | 160.1443 | 339.6874 | 4250
2019-09-26 20:00 | 6453 | [7 empty] | 0.287 | 191.6481 | 394.5392 | 3671
2019-09-26 21:00 | 6454 | [7 empty] | 0.2819 | 210.0253 | 410.1212 | 3500
2019-09-26 22:00 | 6455 | [7 empty] | 0.2258 | 241.5291 | 410.878 | 3488
2019-09-26 23:00 | 6456 | [7 empty] | 0.1453 | 270.4076 | 395.6364 | 3663
2019-09-27 | 6457 |  | 0 | 0 | 0 | 0 | 0 | 0 | 0.0752 | 288.7848 | 375.5936 | 3890
2019-09-27 01:00 | 6458 | [7 empty] | 0.0338 | 307.1621 | 371.2805 | 3933
2019-09-27 02:00 | 6459 | [7 empty] | 0.023 | 322.914 | 381.1132 | 3821
2019-09-27 03:00 | 6460 | [7 empty] | 0.041 | 343.9165 | 411.9811 | 3466
2019-09-27 04:00 | 6461 | [7 empty] | 0.0885 | 357.0431 | 451.1412 | 2987
2019-09-27 05:00 | 6462 | [7 empty] | 0.1596 | 346.5418 | 479.6081 | 2610
2019-09-27 06:00 | 6463 | [7 empty] | 0.2305 | 278.2836 | 450.2084 | 3007
2019-09-27 07:00 | 6464 | [7 empty] | 0.2686 | 189.0228 | 381.8293 | 3819
2019-09-27 08:00 | 6465 | [7 empty] | 0.2582 | 0 | 187.1065 | 5023
2019-09-27 09:00 | 6466 | [7 empty] | 0.2135 | 0 | 162.6075 | 5441
2019-09-27 10:00 | 6467 | [7 empty] | 0.1638 | 0 | 135.3682 | 6119
2019-09-27 11:00 | 6468 | [7 empty] | 0.1274 | 0 | 115.4183 | 6648
2019-09-27 12:00 | 6469 | [7 empty] | 0.1051 | 0 | 103.1962 | 7025
2019-09-27 13:00 | 6470 | [7 empty] | 0.0906 | 0 | 95.2491 | 7299
2019-09-27 14:00 | 6471 | [7 empty] | 0.0814 | 0 | 90.2068 | 7586
2019-09-27 15:00 | 6472 | [7 empty] | 0.0808 | 0 | 89.878 | 7633
2019-09-27 16:00 | 6473 | [7 empty] | 0.0946 | 0 | 97.4414 | 7250
2019-09-27 17:00 | 6474 | [7 empty] | 0.1282 | 0 | 115.8567 | 6572
2019-09-27 18:00 | 6475 | [7 empty] | 0.1822 | 0 | 145.4528 | 5868
2019-09-27 19:00 | 6476 | [7 empty] | 0.2444 | 0 | 179.5431 | 5101
2019-09-27 20:00 | 6477 | [7 empty] | 0.287 | 178.5215 | 381.4126 | 3824
2019-09-27 21:00 | 6478 | [7 empty] | 0.2819 | 199.5241 | 399.62 | 3615
2019-09-27 22:00 | 6479 | [7 empty] | 0.2258 | 223.1519 | 392.5008 | 3696
2019-09-27 23:00 | 6480 | [7 empty] | 0.1453 | 241.5291 | 366.758 | 3988
2019-09-28 | 6481 |  | 0 | 0 | 0 | 0 | 0 | 7.1 | 0.0752 | 254.6557 | 341.4645 | 4234
2019-09-28 01:00 | 6482 | [7 empty] | 0.0338 | 246.7798 | 310.8982 | 4464
2019-09-28 02:00 | 6483 | [7 empty] | 0.023 | 254.6557 | 312.855 | 4450
2019-09-28 03:00 | 6484 | [7 empty] | 0.041 | 252.0304 | 320.095 | 4410
2019-09-28 04:00 | 6485 | [7 empty] | 0.0885 | 246.7798 | 340.8779 | 4241
2019-09-28 05:00 | 6486 | [7 empty] | 0.1596 | 244.1545 | 377.2208 | 3880
2019-09-28 06:00 | 6487 | [7 empty] | 0.2305 | 217.9013 | 389.8261 | 3728
2019-09-28 07:00 | 6488 | [7 empty] | 0.2686 | 183.7722 | 376.5787 | 3882
2019-09-28 08:00 | 6489 | [7 empty] | 0.2582 | 199.5241 | 386.6306 | 3761
2019-09-28 09:00 | 6490 | [7 empty] | 0.2135 | 196.8988 | 359.5063 | 4055
2019-09-28 10:00 | 6491 | [7 empty] | 0.1638 | 191.6481 | 327.0163 | 4357
2019-09-28 11:00 | 6492 | [7 empty] | 0.1274 | 189.0228 | 304.4411 | 4504
2019-09-28 12:00 | 6493 | [7 empty] | 0.1051 | 186.3975 | 289.5937 | 4586
2019-09-28 13:00 | 6494 | [7 empty] | 0.0906 | 181.1469 | 276.396 | 4649
2019-09-28 14:00 | 6495 | [7 empty] | 0.0814 | 175.8962 | 266.103 | 4684
2019-09-28 15:00 | 6496 | [7 empty] | 0.0808 | 168.0203 | 257.8982 | 4719
2019-09-28 16:00 | 6497 | [7 empty] | 0.0946 | 0 | 97.4414 | 7251
2019-09-28 17:00 | 6498 | [7 empty] | 0.1282 | 0 | 115.8567 | 6573
2019-09-28 18:00 | 6499 | [7 empty] | 0.1822 | 0 | 145.4528 | 5869
2019-09-28 19:00 | 6500 | [7 empty] | 0.2444 | 0 | 179.5431 | 5102
2019-09-28 20:00 | 6501 | [7 empty] | 0.287 | 0 | 202.8911 | 4859
2019-09-28 21:00 | 6502 | [7 empty] | 0.2819 | 0 | 200.0959 | 4914
2019-09-28 22:00 | 6503 | [7 empty] | 0.2258 | 0 | 169.3489 | 5323
2019-09-28 23:00 | 6504 | [7 empty] | 0.1453 | 0 | 125.2288 | 6367
2019-09-29 | 6505 |  | 0 | 0 | 0 | 0 | 0 | 0 | 0.0752 | 0 | 86.8087 | 7806
2019-09-29 01:00 | 6506 | [7 empty] | 0.0338 | 0 | 64.1184 | 8466
2019-09-29 02:00 | 6507 | [7 empty] | 0.023 | 0 | 58.1992 | 8651
2019-09-29 03:00 | 6508 | [7 empty] | 0.041 | 0 | 68.0646 | 8390
2019-09-29 04:00 | 6509 | [7 empty] | 0.0885 | 0 | 94.0981 | 7485
2019-09-29 05:00 | 6510 | [7 empty] | 0.1596 | 0 | 133.0663 | 6224
2019-09-29 06:00 | 6511 | [7 empty] | 0.2305 | 0 | 171.9248 | 5268
2019-09-29 07:00 | 6512 | [7 empty] | 0.2686 | 0 | 192.8065 | 4966
2019-09-29 08:00 | 6513 | [7 empty] | 0.2582 | 0 | 187.1065 | 5024
2019-09-29 09:00 | 6514 | [7 empty] | 0.2135 | 0 | 162.6075 | 5442
2019-09-29 10:00 | 6515 | [7 empty] | 0.1638 | 0 | 135.3682 | 6120
2019-09-29 11:00 | 6516 | [7 empty] | 0.1274 | 0 | 115.4183 | 6649
2019-09-29 12:00 | 6517 | [7 empty] | 0.1051 | 0 | 103.1962 | 7026
2019-09-29 13:00 | 6518 | [7 empty] | 0.0906 | 0 | 95.2491 | 7300
2019-09-29 14:00 | 6519 | [7 empty] | 0.0814 | 0 | 90.2068 | 7587
2019-09-29 15:00 | 6520 | [7 empty] | 0.0808 | 0 | 89.878 | 7634
2019-09-29 16:00 | 6521 | [7 empty] | 0.0946 | 0 | 97.4414 | 7252
2019-09-29 17:00 | 6522 | [7 empty] | 0.1282 | 0 | 115.8567 | 6574
2019-09-29 18:00 | 6523 | [7 empty] | 0.1822 | 0 | 145.4528 | 5870
2019-09-29 19:00 | 6524 | [7 empty] | 0.2444 | 0 | 179.5431 | 5103
2019-09-29 20:00 | 6525 | [7 empty] | 0.287 | 0 | 202.8911 | 4860
2019-09-29 21:00 | 6526 | [7 empty] | 0.2819 | 0 | 200.0959 | 4915
2019-09-29 22:00 | 6527 | [7 empty] | 0.2258 | 0 | 169.3489 | 5324
2019-09-29 23:00 | 6528 | [7 empty] | 0.1453 | 0 | 125.2288 | 6368
2019-09-30 | 6529 |  | 0 | 0 | 0 | 0 | 0 | 0 | 0.0752 | 0 | 86.8087 | 7807
2019-09-30 01:00 | 6530 | [7 empty] | 0.0338 | 0 | 64.1184 | 8467
2019-09-30 02:00 | 6531 | [7 empty] | 0.023 | 0 | 58.1992 | 8652
2019-09-30 03:00 | 6532 | [7 empty] | 0.041 | 0 | 68.0646 | 8391
2019-09-30 04:00 | 6533 | [7 empty] | 0.0885 | 0 | 94.0981 | 7486
2019-09-30 05:00 | 6534 | [7 empty] | 0.1596 | 0 | 133.0663 | 6225
2019-09-30 06:00 | 6535 | [7 empty] | 0.2305 | 0 | 171.9248 | 5269
2019-09-30 07:00 | 6536 | [7 empty] | 0.2686 | 0 | 192.8065 | 4967
2019-09-30 08:00 | 6537 | [7 empty] | 0.2582 | 0 | 187.1065 | 5025
2019-09-30 09:00 | 6538 | [7 empty] | 0.2135 | 0 | 162.6075 | 5443
2019-09-30 10:00 | 6539 | [7 empty] | 0.1638 | 0 | 135.3682 | 6121
2019-09-30 11:00 | 6540 | [7 empty] | 0.1274 | 0 | 115.4183 | 6650
2019-09-30 12:00 | 6541 | [7 empty] | 0.1051 | 0 | 103.1962 | 7027
2019-09-30 13:00 | 6542 | [7 empty] | 0.0906 | 0 | 95.2491 | 7301
2019-09-30 14:00 | 6543 | [7 empty] | 0.0814 | 0 | 90.2068 | 7588
2019-09-30 15:00 | 6544 | [7 empty] | 0.0808 | 0 | 89.878 | 7635
2019-09-30 16:00 | 6545 | [7 empty] | 0.0946 | 0 | 97.4414 | 7253
2019-09-30 17:00 | 6546 | [7 empty] | 0.1282 | 0 | 115.8567 | 6575
2019-09-30 18:00 | 6547 | [7 empty] | 0.1822 | 0 | 145.4528 | 5871
2019-09-30 19:00 | 6548 | [7 empty] | 0.2444 | 0 | 179.5431 | 5104
2019-09-30 20:00 | 6549 | [7 empty] | 0.287 | 0 | 202.8911 | 4861
2019-09-30 21:00 | 6550 | [7 empty] | 0.2819 | 0 | 200.0959 | 4916
2019-09-30 22:00 | 6551 | [7 empty] | 0.2258 | 0 | 169.3489 | 5325
2019-09-30 23:00 | 6552 | [7 empty] | 0.1453 | 0 | 125.2288 | 6369
2019-10-01 | 6553 |  | 0 | 0 | 0 | 6.8 | 0 | 0 | 0.0752 | 0 | 86.8087 | 7808
2019-10-01 01:00 | 6554 | [7 empty] | 0.0338 | 0 | 64.1184 | 8468
2019-10-01 02:00 | 6555 | [7 empty] | 0.023 | 0 | 58.1992 | 8653
2019-10-01 03:00 | 6556 | [7 empty] | 0.041 | 0 | 68.0646 | 8392
2019-10-01 04:00 | 6557 | [7 empty] | 0.0885 | 168.0203 | 262.1184 | 4704
2019-10-01 05:00 | 6558 | [7 empty] | 0.1596 | 194.2734 | 327.3397 | 4354
2019-10-01 06:00 | 6559 | [7 empty] | 0.2305 | 186.3975 | 358.3223 | 4069
2019-10-01 07:00 | 6560 | [7 empty] | 0.2686 | 160.1443 | 352.9508 | 4126
2019-10-01 08:00 | 6561 | [7 empty] | 0.2582 | 0 | 187.1065 | 5026
2019-10-01 09:00 | 6562 | [7 empty] | 0.2135 | 0 | 162.6075 | 5444
2019-10-01 10:00 | 6563 | [7 empty] | 0.1638 | 0 | 135.3682 | 6122
2019-10-01 11:00 | 6564 | [7 empty] | 0.1274 | 0 | 115.4183 | 6651
2019-10-01 12:00 | 6565 | [7 empty] | 0.1051 | 0 | 103.1962 | 7028
2019-10-01 13:00 | 6566 | [7 empty] | 0.0906 | 0 | 95.2491 | 7302
2019-10-01 14:00 | 6567 | [7 empty] | 0.0814 | 0 | 90.2068 | 7589
2019-10-01 15:00 | 6568 | [7 empty] | 0.0808 | 0 | 89.878 | 7636
2019-10-01 16:00 | 6569 | [7 empty] | 0.0946 | 0 | 97.4414 | 7254
2019-10-01 17:00 | 6570 | [7 empty] | 0.1282 | 0 | 115.8567 | 6576
2019-10-01 18:00 | 6571 | [7 empty] | 0.1822 | 0 | 145.4528 | 5872
2019-10-01 19:00 | 6572 | [7 empty] | 0.2444 | 0 | 179.5431 | 5105
2019-10-01 20:00 | 6573 | [7 empty] | 0.287 | 0 | 202.8911 | 4862
2019-10-01 21:00 | 6574 | [7 empty] | 0.2819 | 0 | 200.0959 | 4917
2019-10-01 22:00 | 6575 | [7 empty] | 0.2258 | 0 | 169.3489 | 5326
2019-10-01 23:00 | 6576 | [7 empty] | 0.1453 | 0 | 125.2288 | 6370
2019-10-02 | 6577 |  | 0 | 0 | 6.1 | 6.85 | 0 | 0 | 0.0752 | 0 | 86.8087 | 7809
2019-10-02 01:00 | 6578 | [7 empty] | 0.0338 | 0 | 64.1184 | 8469
2019-10-02 02:00 | 6579 | [7 empty] | 0.023 | 0 | 58.1992 | 8654
2019-10-02 03:00 | 6580 | [7 empty] | 0.041 | 0 | 68.0646 | 8393
2019-10-02 04:00 | 6581 | [7 empty] | 0.0885 | 0 | 94.0981 | 7487
2019-10-02 05:00 | 6582 | [7 empty] | 0.1596 | 0 | 133.0663 | 6226
2019-10-02 06:00 | 6583 | [7 empty] | 0.2305 | 0 | 171.9248 | 5270
2019-10-02 07:00 | 6584 | [7 empty] | 0.2686 | 0 | 192.8065 | 4968
2019-10-02 08:00 | 6585 | [7 empty] | 0.2582 | 0 | 187.1065 | 5027
2019-10-02 09:00 | 6586 | [7 empty] | 0.2135 | 0 | 162.6075 | 5445
2019-10-02 10:00 | 6587 | [7 empty] | 0.1638 | 0 | 135.3682 | 6123
2019-10-02 11:00 | 6588 | [7 empty] | 0.1274 | 0 | 115.4183 | 6652
2019-10-02 12:00 | 6589 | [7 empty] | 0.1051 | 0 | 103.1962 | 7029
2019-10-02 13:00 | 6590 | [7 empty] | 0.0906 | 0 | 95.2491 | 7303
2019-10-02 14:00 | 6591 | [7 empty] | 0.0814 | 0 | 90.2068 | 7590
2019-10-02 15:00 | 6592 | [7 empty] | 0.0808 | 0 | 89.878 | 7637
2019-10-02 16:00 | 6593 | [7 empty] | 0.0946 | 0 | 97.4414 | 7255
2019-10-02 17:00 | 6594 | [7 empty] | 0.1282 | 0 | 115.8567 | 6577
2019-10-02 18:00 | 6595 | [7 empty] | 0.1822 | 0 | 145.4528 | 5873
2019-10-02 19:00 | 6596 | [7 empty] | 0.2444 | 0 | 179.5431 | 5106
2019-10-02 20:00 | 6597 | [7 empty] | 0.287 | 0 | 202.8911 | 4863
2019-10-02 21:00 | 6598 | [7 empty] | 0.2819 | 0 | 200.0959 | 4918
2019-10-02 22:00 | 6599 | [7 empty] | 0.2258 | 160.1443 | 329.4932 | 4334
2019-10-02 23:00 | 6600 | [7 empty] | 0.1453 | 183.7722 | 309.001 | 4480
2019-10-03 | 6601 |  | 7.3 | 6.75 | 7.85 | 8.9 | 6.1 | 7.9 | 0.0752 | 204.7747 | 291.5835 | 4575
2019-10-03 01:00 | 6602 | [7 empty] | 0.0338 | 220.5266 | 284.645 | 4612
2019-10-03 02:00 | 6603 | [7 empty] | 0.023 | 217.9013 | 276.1005 | 4650
2019-10-03 03:00 | 6604 | [7 empty] | 0.041 | 223.1519 | 291.2165 | 4578
2019-10-03 04:00 | 6605 | [7 empty] | 0.0885 | 228.4026 | 322.5007 | 4388
2019-10-03 05:00 | 6606 | [7 empty] | 0.1596 | 236.2785 | 369.3448 | 3960
2019-10-03 06:00 | 6607 | [7 empty] | 0.2305 | 236.2785 | 408.2033 | 3521
2019-10-03 07:00 | 6608 | [7 empty] | 0.2686 | 220.5266 | 413.3331 | 3456
2019-10-03 08:00 | 6609 | [7 empty] | 0.2582 | 210.0253 | 397.1318 | 3634
2019-10-03 09:00 | 6610 | [7 empty] | 0.2135 | 196.8988 | 359.5063 | 4056
2019-10-03 10:00 | 6611 | [7 empty] | 0.1638 | 178.5215 | 313.8897 | 4448
2019-10-03 11:00 | 6612 | [7 empty] | 0.1274 | 0 | 115.4183 | 6653
2019-10-03 12:00 | 6613 | [7 empty] | 0.1051 | 0 | 103.1962 | 7030
2019-10-03 13:00 | 6614 | [7 empty] | 0.0906 | 0 | 95.2491 | 7304
2019-10-03 14:00 | 6615 | [7 empty] | 0.0814 | 0 | 90.2068 | 7591
2019-10-03 15:00 | 6616 | [7 empty] | 0.0808 | 0 | 89.878 | 7638
2019-10-03 16:00 | 6617 | [7 empty] | 0.0946 | 181.1469 | 278.5883 | 4635
2019-10-03 17:00 | 6618 | [7 empty] | 0.1282 | 204.7747 | 320.6314 | 4405
2019-10-03 18:00 | 6619 | [7 empty] | 0.1822 | 223.1519 | 368.6047 | 3967
2019-10-03 19:00 | 6620 | [7 empty] | 0.2444 | 244.1545 | 423.6975 | 3331
2019-10-03 20:00 | 6621 | [7 empty] | 0.287 | 244.1545 | 447.0455 | 3042
2019-10-03 21:00 | 6622 | [7 empty] | 0.2819 | 262.5317 | 462.6276 | 2840
2019-10-03 22:00 | 6623 | [7 empty] | 0.2258 | 283.5342 | 452.8831 | 2964
2019-10-03 23:00 | 6624 | [7 empty] | 0.1453 | 296.6608 | 421.8896 | 3361
2019-10-04 | 6625 |  | 8.45 | 7.7 | 8.6 | 10.9 | 8.8 | 9.1 | 0.0752 | 309.7874 | 396.5961 | 3640
2019-10-04 01:00 | 6626 | [7 empty] | 0.0338 | 317.6633 | 381.7818 | 3818
2019-10-04 02:00 | 6627 | [7 empty] | 0.023 | 322.914 | 381.1132 | 3822
2019-10-04 03:00 | 6628 | [7 empty] | 0.041 | 322.914 | 390.9785 | 3711
2019-10-04 04:00 | 6629 | [7 empty] | 0.0885 | 322.914 | 417.0121 | 3416
2019-10-04 05:00 | 6630 | [7 empty] | 0.1596 | 304.5367 | 437.603 | 3178
2019-10-04 06:00 | 6631 | [7 empty] | 0.2305 | 280.9089 | 452.8337 | 2965
2019-10-04 07:00 | 6632 | [7 empty] | 0.2686 | 265.157 | 457.9635 | 2899
2019-10-04 08:00 | 6633 | [7 empty] | 0.2582 | 238.9038 | 426.0103 | 3305
2019-10-04 09:00 | 6634 | [7 empty] | 0.2135 | 212.6507 | 375.2582 | 3896
2019-10-04 10:00 | 6635 | [7 empty] | 0.1638 | 183.7722 | 319.1404 | 4417
2019-10-04 11:00 | 6636 | [7 empty] | 0.1274 | 189.0228 | 304.4411 | 4505
2019-10-04 12:00 | 6637 | [7 empty] | 0.1051 | 162.7696 | 265.9658 | 4685
2019-10-04 13:00 | 6638 | [7 empty] | 0.0906 | 0 | 95.2491 | 7305
2019-10-04 14:00 | 6639 | [7 empty] | 0.0814 | 189.0228 | 279.2296 | 4631
2019-10-04 15:00 | 6640 | [7 empty] | 0.0808 | 199.5241 | 289.402 | 4588
2019-10-04 16:00 | 6641 | [7 empty] | 0.0946 | 228.4026 | 325.844 | 4364
2019-10-04 17:00 | 6642 | [7 empty] | 0.1282 | 238.9038 | 354.7606 | 4107
2019-10-04 18:00 | 6643 | [7 empty] | 0.1822 | 241.5291 | 386.9819 | 3758
2019-10-04 19:00 | 6644 | [7 empty] | 0.2444 | 252.0304 | 431.5735 | 3242
2019-10-04 20:00 | 6645 | [7 empty] | 0.287 | 257.281 | 460.1721 | 2867
2019-10-04 21:00 | 6646 | [7 empty] | 0.2819 | 259.9064 | 460.0022 | 2875
2019-10-04 22:00 | 6647 | [7 empty] | 0.2258 | 257.281 | 426.6299 | 3300
2019-10-04 23:00 | 6648 | [7 empty] | 0.1453 | 265.157 | 390.3858 | 3720
2019-10-05 | 6649 |  | 12.8 | 12.45 | 11.35 | 13.4 | 12.7 | 13.3 | 0.0752 | 280.9089 | 367.7176 | 3976
2019-10-05 01:00 | 6650 | [7 empty] | 0.0338 | 280.9089 | 345.0273 | 4191
2019-10-05 02:00 | 6651 | [7 empty] | 0.023 | 283.5342 | 341.7334 | 4230
2019-10-05 03:00 | 6652 | [7 empty] | 0.041 | 286.1595 | 354.2241 | 4111
2019-10-05 04:00 | 6653 | [7 empty] | 0.0885 | 288.7848 | 382.883 | 3806
2019-10-05 05:00 | 6654 | [7 empty] | 0.1596 | 286.1595 | 419.2258 | 3393
2019-10-05 06:00 | 6655 | [7 empty] | 0.2305 | 278.2836 | 450.2084 | 3008
2019-10-05 07:00 | 6656 | [7 empty] | 0.2686 | 275.6583 | 468.4647 | 2773
2019-10-05 08:00 | 6657 | [7 empty] | 0.2582 | 265.157 | 452.2635 | 2969
2019-10-05 09:00 | 6658 | [7 empty] | 0.2135 | 262.5317 | 425.1392 | 3316
2019-10-05 10:00 | 6659 | [7 empty] | 0.1638 | 236.2785 | 371.6467 | 3929
2019-10-05 11:00 | 6660 | [7 empty] | 0.1274 | 241.5291 | 356.9474 | 4087
2019-10-05 12:00 | 6661 | [7 empty] | 0.1051 | 238.9038 | 342.1 | 4229
2019-10-05 13:00 | 6662 | [7 empty] | 0.0906 | 241.5291 | 336.7782 | 4280
2019-10-05 14:00 | 6663 | [7 empty] | 0.0814 | 241.5291 | 331.736 | 4315
2019-10-05 15:00 | 6664 | [7 empty] | 0.0808 | 249.4051 | 339.2831 | 4251
2019-10-05 16:00 | 6665 | [7 empty] | 0.0946 | 280.9089 | 378.3503 | 3863
2019-10-05 17:00 | 6666 | [7 empty] | 0.1282 | 320.2887 | 436.1454 | 3194
2019-10-05 18:00 | 6667 | [7 empty] | 0.1822 | 362.2937 | 507.7465 | 2241
2019-10-05 19:00 | 6668 | [7 empty] | 0.2444 | 385.9216 | 565.4646 | 1427
2019-10-05 20:00 | 6669 | [7 empty] | 0.287 | 412.1747 | 615.0658 | 902
2019-10-05 21:00 | 6670 | [7 empty] | 0.2819 | 433.1773 | 633.2732 | 738
2019-10-05 22:00 | 6671 | [7 empty] | 0.2258 | 451.5545 | 620.9034 | 838
2019-10-05 23:00 | 6672 | [7 empty] | 0.1453 | 462.0558 | 587.2846 | 1174
2019-10-06 | 6673 |  | 14.75 | 14.05 | 11.55 | 13.75 | 12.45 | 14.6 | 0.0752 | 464.6811 | 551.4898 | 1615
2019-10-06 01:00 | 6674 | [7 empty] | 0.0338 | 462.0558 | 526.1742 | 1964
2019-10-06 02:00 | 6675 | [7 empty] | 0.023 | 454.1798 | 512.379 | 2160
2019-10-06 03:00 | 6676 | [7 empty] | 0.041 | 448.9292 | 516.9937 | 2090
2019-10-06 04:00 | 6677 | [7 empty] | 0.0885 | 443.6785 | 537.7767 | 1796
2019-10-06 05:00 | 6678 | [7 empty] | 0.1596 | 435.8026 | 568.8689 | 1394
2019-10-06 06:00 | 6679 | [7 empty] | 0.2305 | 425.3013 | 597.2261 | 1059
2019-10-06 07:00 | 6680 | [7 empty] | 0.2686 | 409.5494 | 602.3559 | 1017
2019-10-06 08:00 | 6681 | [7 empty] | 0.2582 | 378.0456 | 565.1521 | 1429
2019-10-06 09:00 | 6682 | [7 empty] | 0.2135 | 338.6659 | 501.2734 | 2336
2019-10-06 10:00 | 6683 | [7 empty] | 0.1638 | 301.9114 | 437.2796 | 3185
2019-10-06 11:00 | 6684 | [7 empty] | 0.1274 | 312.4127 | 427.831 | 3281
2019-10-06 12:00 | 6685 | [7 empty] | 0.1051 | 322.914 | 426.1102 | 3303
2019-10-06 13:00 | 6686 | [7 empty] | 0.0906 | 320.2887 | 415.5378 | 3420
2019-10-06 14:00 | 6687 | [7 empty] | 0.0814 | 325.5393 | 415.7461 | 3419
2019-10-06 15:00 | 6688 | [7 empty] | 0.0808 | 341.2912 | 431.1692 | 3243
2019-10-06 16:00 | 6689 | [7 empty] | 0.0946 | 359.6684 | 457.1098 | 2908
2019-10-06 17:00 | 6690 | [7 empty] | 0.1282 | 375.4203 | 491.277 | 2473
2019-10-06 18:00 | 6691 | [7 empty] | 0.1822 | 375.4203 | 520.8731 | 2027
2019-10-06 19:00 | 6692 | [7 empty] | 0.2444 | 388.5469 | 568.0899 | 1402
2019-10-06 20:00 | 6693 | [7 empty] | 0.287 | 412.1747 | 615.0658 | 903
2019-10-06 21:00 | 6694 | [7 empty] | 0.2819 | 406.9241 | 607.02 | 977
2019-10-06 22:00 | 6695 | [7 empty] | 0.2258 | 401.6735 | 571.0223 | 1370
2019-10-06 23:00 | 6696 | [7 empty] | 0.1453 | 404.2988 | 529.5276 | 1921
2019-10-07 | 6697 |  | 13.1 | 13.4 | 12.8 | 14.15 | 12.65 | 14.1 | 0.0752 | 406.9241 | 493.7328 | 2441
2019-10-07 01:00 | 6698 | [7 empty] | 0.0338 | 406.9241 | 471.0425 | 2729
2019-10-07 02:00 | 6699 | [7 empty] | 0.023 | 404.2988 | 462.498 | 2836
2019-10-07 03:00 | 6700 | [7 empty] | 0.041 | 404.2988 | 472.3634 | 2703
2019-10-07 04:00 | 6701 | [7 empty] | 0.0885 | 406.9241 | 501.0222 | 2337
2019-10-07 05:00 | 6702 | [7 empty] | 0.1596 | 396.4228 | 529.4891 | 1922
2019-10-07 06:00 | 6703 | [7 empty] | 0.2305 | 378.0456 | 549.9704 | 1640
2019-10-07 07:00 | 6704 | [7 empty] | 0.2686 | 357.0431 | 549.8496 | 1643
2019-10-07 08:00 | 6705 | [7 empty] | 0.2582 | 333.4152 | 520.5217 | 2035
2019-10-07 09:00 | 6706 | [7 empty] | 0.2135 | 359.6684 | 522.2759 | 2007
2019-10-07 10:00 | 6707 | [7 empty] | 0.1638 | 367.5444 | 502.9126 | 2310
2019-10-07 11:00 | 6708 | [7 empty] | 0.1274 | 346.5418 | 461.9601 | 2844
2019-10-07 12:00 | 6709 | [7 empty] | 0.1051 | 346.5418 | 449.738 | 3013
2019-10-07 13:00 | 6710 | [7 empty] | 0.0906 | 346.5418 | 441.7909 | 3114
2019-10-07 14:00 | 6711 | [7 empty] | 0.0814 | 343.9165 | 434.1233 | 3213
2019-10-07 15:00 | 6712 | [7 empty] | 0.0808 | 349.1671 | 439.0451 | 3152
2019-10-07 16:00 | 6713 | [7 empty] | 0.0946 | 359.6684 | 457.1098 | 2909
2019-10-07 17:00 | 6714 | [7 empty] | 0.1282 | 372.795 | 488.6517 | 2496
2019-10-07 18:00 | 6715 | [7 empty] | 0.1822 | 367.5444 | 512.9971 | 2154
2019-10-07 19:00 | 6716 | [7 empty] | 0.2444 | 364.919 | 544.4621 | 1711
2019-10-07 20:00 | 6717 | [7 empty] | 0.287 | 362.2937 | 565.1848 | 1430
2019-10-07 21:00 | 6718 | [7 empty] | 0.2819 | 357.0431 | 557.139 | 1543
2019-10-07 22:00 | 6719 | [7 empty] | 0.2258 | 343.9165 | 513.2654 | 2153
2019-10-07 23:00 | 6720 | [7 empty] | 0.1453 | 336.0406 | 461.2694 | 2850
2019-10-08 | 6721 |  | 11.45 | 11.35 | 8.35 | 12.5 | 12.35 | 12.1 | 0.0752 | 341.2912 | 428.0999 | 3274
2019-10-08 01:00 | 6722 | [7 empty] | 0.0338 | 343.9165 | 408.0349 | 3520
2019-10-08 02:00 | 6723 | [7 empty] | 0.023 | 351.7925 | 409.9917 | 3496
2019-10-08 03:00 | 6724 | [7 empty] | 0.041 | 362.2937 | 430.3583 | 3253
2019-10-08 04:00 | 6725 | [7 empty] | 0.0885 | 372.795 | 466.8931 | 2793
2019-10-08 05:00 | 6726 | [7 empty] | 0.1596 | 364.919 | 497.9853 | 2383
2019-10-08 06:00 | 6727 | [7 empty] | 0.2305 | 357.0431 | 528.9679 | 1928
2019-10-08 07:00 | 6728 | [7 empty] | 0.2686 | 338.6659 | 531.4723 | 1879
2019-10-08 08:00 | 6729 | [7 empty] | 0.2582 | 325.5393 | 512.6458 | 2161
2019-10-08 09:00 | 6730 | [7 empty] | 0.2135 | 307.1621 | 469.7696 | 2754
2019-10-08 10:00 | 6731 | [7 empty] | 0.1638 | 307.1621 | 442.5303 | 3109
2019-10-08 11:00 | 6732 | [7 empty] | 0.1274 | 270.4076 | 385.8259 | 3773
2019-10-08 12:00 | 6733 | [7 empty] | 0.1051 | 262.5317 | 365.7279 | 3992
2019-10-08 13:00 | 6734 | [7 empty] | 0.0906 | 262.5317 | 357.7808 | 4074
2019-10-08 14:00 | 6735 | [7 empty] | 0.0814 | 270.4076 | 360.6144 | 4043
2019-10-08 15:00 | 6736 | [7 empty] | 0.0808 | 270.4076 | 360.2856 | 4045
2019-10-08 16:00 | 6737 | [7 empty] | 0.0946 | 273.0329 | 370.4744 | 3944
2019-10-08 17:00 | 6738 | [7 empty] | 0.1282 | 265.157 | 381.0137 | 3831
2019-10-08 18:00 | 6739 | [7 empty] | 0.1822 | 273.0329 | 418.4857 | 3405
2019-10-08 19:00 | 6740 | [7 empty] | 0.2444 | 283.5342 | 463.0773 | 2832
2019-10-08 20:00 | 6741 | [7 empty] | 0.287 | 299.2861 | 502.1772 | 2317
2019-10-08 21:00 | 6742 | [7 empty] | 0.2819 | 307.1621 | 507.2579 | 2252
2019-10-08 22:00 | 6743 | [7 empty] | 0.2258 | 307.1621 | 476.5109 | 2648
2019-10-08 23:00 | 6744 | [7 empty] | 0.1453 | 301.9114 | 427.1402 | 3293
2019-10-09 | 6745 |  | 0 | 0 | 0 | 6.85 | 6.75 | 6.75 | 0.0752 | 294.0355 | 380.8442 | 3832
2019-10-09 01:00 | 6746 | [7 empty] | 0.0338 | 278.2836 | 342.402 | 4225
2019-10-09 02:00 | 6747 | [7 empty] | 0.023 | 259.9064 | 318.1056 | 4421
2019-10-09 03:00 | 6748 | [7 empty] | 0.041 | 241.5291 | 309.5937 | 4473
2019-10-09 04:00 | 6749 | [7 empty] | 0.0885 | 228.4026 | 322.5007 | 4389
2019-10-09 05:00 | 6750 | [7 empty] | 0.1596 | 210.0253 | 343.0916 | 4219
2019-10-09 06:00 | 6751 | [7 empty] | 0.2305 | 191.6481 | 363.5729 | 4013
2019-10-09 07:00 | 6752 | [7 empty] | 0.2686 | 175.8962 | 368.7027 | 3968
2019-10-09 08:00 | 6753 | [7 empty] | 0.2582 | 0 | 187.1065 | 5028
2019-10-09 09:00 | 6754 | [7 empty] | 0.2135 | 0 | 162.6075 | 5446
2019-10-09 10:00 | 6755 | [7 empty] | 0.1638 | 0 | 135.3682 | 6124
2019-10-09 11:00 | 6756 | [7 empty] | 0.1274 | 0 | 115.4183 | 6654
2019-10-09 12:00 | 6757 | [7 empty] | 0.1051 | 0 | 103.1962 | 7031
2019-10-09 13:00 | 6758 | [7 empty] | 0.0906 | 0 | 95.2491 | 7306
2019-10-09 14:00 | 6759 | [7 empty] | 0.0814 | 0 | 90.2068 | 7592
2019-10-09 15:00 | 6760 | [7 empty] | 0.0808 | 0 | 89.878 | 7639
2019-10-09 16:00 | 6761 | [7 empty] | 0.0946 | 0 | 97.4414 | 7256
2019-10-09 17:00 | 6762 | [7 empty] | 0.1282 | 0 | 115.8567 | 6578
2019-10-09 18:00 | 6763 | [7 empty] | 0.1822 | 181.1469 | 326.5996 | 4359
2019-10-09 19:00 | 6764 | [7 empty] | 0.2444 | 196.8988 | 376.4418 | 3883
2019-10-09 20:00 | 6765 | [7 empty] | 0.287 | 207.4 | 410.2911 | 3497
2019-10-09 21:00 | 6766 | [7 empty] | 0.2819 | 202.1494 | 402.2453 | 3586
2019-10-09 22:00 | 6767 | [7 empty] | 0.2258 | 202.1494 | 371.4983 | 3935
2019-10-09 23:00 | 6768 | [7 empty] | 0.1453 | 202.1494 | 327.3782 | 4351
2019-10-10 | 6769 |  | 0 | 0 | 0 | 6.2 | 0 | 6.55 | 0.0752 | 191.6481 | 278.4569 | 4638
2019-10-10 01:00 | 6770 | [7 empty] | 0.0338 | 183.7722 | 247.8906 | 4748
2019-10-10 02:00 | 6771 | [7 empty] | 0.023 | 183.7722 | 241.9714 | 4762
2019-10-10 03:00 | 6772 | [7 empty] | 0.041 | 183.7722 | 251.8368 | 4743
2019-10-10 04:00 | 6773 | [7 empty] | 0.0885 | 186.3975 | 280.4956 | 4628
2019-10-10 05:00 | 6774 | [7 empty] | 0.1596 | 191.6481 | 324.7144 | 4374
2019-10-10 06:00 | 6775 | [7 empty] | 0.2305 | 186.3975 | 358.3223 | 4070
2019-10-10 07:00 | 6776 | [7 empty] | 0.2686 | 181.1469 | 373.9533 | 3906
2019-10-10 08:00 | 6777 | [7 empty] | 0.2582 | 183.7722 | 370.8787 | 3939
2019-10-10 09:00 | 6778 | [7 empty] | 0.2135 | 178.5215 | 341.1291 | 4240
2019-10-10 10:00 | 6779 | [7 empty] | 0.1638 | 173.2709 | 308.6391 | 4485
2019-10-10 11:00 | 6780 | [7 empty] | 0.1274 | 162.7696 | 278.1879 | 4642
2019-10-10 12:00 | 6781 | [7 empty] | 0.1051 | 0 | 103.1962 | 7032
2019-10-10 13:00 | 6782 | [7 empty] | 0.0906 | 0 | 95.2491 | 7307
2019-10-10 14:00 | 6783 | [7 empty] | 0.0814 | 0 | 90.2068 | 7593
2019-10-10 15:00 | 6784 | [7 empty] | 0.0808 | 168.0203 | 257.8982 | 4720
2019-10-10 16:00 | 6785 | [7 empty] | 0.0946 | 181.1469 | 278.5883 | 4636
2019-10-10 17:00 | 6786 | [7 empty] | 0.1282 | 181.1469 | 297.0036 | 4546
2019-10-10 18:00 | 6787 | [7 empty] | 0.1822 | 178.5215 | 323.9743 | 4379
2019-10-10 19:00 | 6788 | [7 empty] | 0.2444 | 175.8962 | 355.4393 | 4103
2019-10-10 20:00 | 6789 | [7 empty] | 0.287 | 175.8962 | 378.7873 | 3856
2019-10-10 21:00 | 6790 | [7 empty] | 0.2819 | 178.5215 | 378.6174 | 3862
2019-10-10 22:00 | 6791 | [7 empty] | 0.2258 | 183.7722 | 353.121 | 4125
2019-10-10 23:00 | 6792 | [7 empty] | 0.1453 | 183.7722 | 309.001 | 4481
2019-10-11 | 6793 |  | 0 | 0 | 0 | 0 | 6.05 | 6.2 | 0.0752 | 186.3975 | 273.2062 | 4661
2019-10-11 01:00 | 6794 | [7 empty] | 0.0338 | 186.3975 | 250.5159 | 4746
2019-10-11 02:00 | 6795 | [7 empty] | 0.023 | 189.0228 | 247.222 | 4752
2019-10-11 03:00 | 6796 | [7 empty] | 0.041 | 191.6481 | 259.7127 | 4715
2019-10-11 04:00 | 6797 | [7 empty] | 0.0885 | 194.2734 | 288.3716 | 4599
2019-10-11 05:00 | 6798 | [7 empty] | 0.1596 | 194.2734 | 327.3397 | 4355
2019-10-11 06:00 | 6799 | [7 empty] | 0.2305 | 196.8988 | 368.8236 | 3964
2019-10-11 07:00 | 6800 | [7 empty] | 0.2686 | 194.2734 | 387.0799 | 3759
2019-10-11 08:00 | 6801 | [7 empty] | 0.2582 | 194.2734 | 381.3799 | 3823
2019-10-11 09:00 | 6802 | [7 empty] | 0.2135 | 189.0228 | 351.6303 | 4140
2019-10-11 10:00 | 6803 | [7 empty] | 0.1638 | 189.0228 | 324.391 | 4376
2019-10-11 11:00 | 6804 | [7 empty] | 0.1274 | 181.1469 | 296.5651 | 4548
2019-10-11 12:00 | 6805 | [7 empty] | 0.1051 | 0 | 103.1962 | 7033
2019-10-11 13:00 | 6806 | [7 empty] | 0.0906 | 0 | 95.2491 | 7308
2019-10-11 14:00 | 6807 | [7 empty] | 0.0814 | 0 | 90.2068 | 7594
2019-10-11 15:00 | 6808 | [7 empty] | 0.0808 | 0 | 89.878 | 7640
2019-10-11 16:00 | 6809 | [7 empty] | 0.0946 | 0 | 97.4414 | 7257
2019-10-11 17:00 | 6810 | [7 empty] | 0.1282 | 160.1443 | 276.0011 | 4654
2019-10-11 18:00 | 6811 | [7 empty] | 0.1822 | 165.395 | 310.8477 | 4465
2019-10-11 19:00 | 6812 | [7 empty] | 0.2444 | 0 | 179.5431 | 5107
2019-10-11 20:00 | 6813 | [7 empty] | 0.287 | 0 | 202.8911 | 4864
2019-10-11 21:00 | 6814 | [7 empty] | 0.2819 | 0 | 200.0959 | 4919
2019-10-11 22:00 | 6815 | [7 empty] | 0.2258 | 0 | 169.3489 | 5327
2019-10-11 23:00 | 6816 | [7 empty] | 0.1453 | 160.1443 | 285.3731 | 4609
2019-10-12 | 6817 |  | 0 | 0 | 0 | 0 | 0 | 0 | 0.0752 | 165.395 | 252.2037 | 4741
2019-10-12 01:00 | 6818 | [7 empty] | 0.0338 | 162.7696 | 226.8881 | 4783
2019-10-12 02:00 | 6819 | [7 empty] | 0.023 | 162.7696 | 220.9689 | 4794
2019-10-12 03:00 | 6820 | [7 empty] | 0.041 | 0 | 68.0646 | 8394
2019-10-12 04:00 | 6821 | [7 empty] | 0.0885 | 0 | 94.0981 | 7488
2019-10-12 05:00 | 6822 | [7 empty] | 0.1596 | 0 | 133.0663 | 6227
2019-10-12 06:00 | 6823 | [7 empty] | 0.2305 | 0 | 171.9248 | 5271
2019-10-12 07:00 | 6824 | [7 empty] | 0.2686 | 0 | 192.8065 | 4969
2019-10-12 08:00 | 6825 | [7 empty] | 0.2582 | 0 | 187.1065 | 5029
2019-10-12 09:00 | 6826 | [7 empty] | 0.2135 | 0 | 162.6075 | 5447
2019-10-12 10:00 | 6827 | [7 empty] | 0.1638 | 0 | 135.3682 | 6125
2019-10-12 11:00 | 6828 | [7 empty] | 0.1274 | 0 | 115.4183 | 6655
2019-10-12 12:00 | 6829 | [7 empty] | 0.1051 | 0 | 103.1962 | 7034
2019-10-12 13:00 | 6830 | [7 empty] | 0.0906 | 0 | 95.2491 | 7309
2019-10-12 14:00 | 6831 | [7 empty] | 0.0814 | 0 | 90.2068 | 7595
2019-10-12 15:00 | 6832 | [7 empty] | 0.0808 | 0 | 89.878 | 7641
2019-10-12 16:00 | 6833 | [7 empty] | 0.0946 | 0 | 97.4414 | 7258
2019-10-12 17:00 | 6834 | [7 empty] | 0.1282 | 0 | 115.8567 | 6579
2019-10-12 18:00 | 6835 | [7 empty] | 0.1822 | 0 | 145.4528 | 5874
2019-10-12 19:00 | 6836 | [7 empty] | 0.2444 | 0 | 179.5431 | 5108
2019-10-12 20:00 | 6837 | [7 empty] | 0.287 | 0 | 202.8911 | 4865
2019-10-12 21:00 | 6838 | [7 empty] | 0.2819 | 0 | 200.0959 | 4920
2019-10-12 22:00 | 6839 | [7 empty] | 0.2258 | 160.1443 | 329.4932 | 4335
2019-10-12 23:00 | 6840 | [7 empty] | 0.1453 | 160.1443 | 285.3731 | 4610
2019-10-13 | 6841 |  | 0 | 0 | 0 | 0 | 0 | 0 | 0.0752 | 0 | 86.8087 | 7810
2019-10-13 01:00 | 6842 | [7 empty] | 0.0338 | 0 | 64.1184 | 8470
2019-10-13 02:00 | 6843 | [7 empty] | 0.023 | 0 | 58.1992 | 8655
2019-10-13 03:00 | 6844 | [7 empty] | 0.041 | 0 | 68.0646 | 8395
2019-10-13 04:00 | 6845 | [7 empty] | 0.0885 | 0 | 94.0981 | 7489
2019-10-13 05:00 | 6846 | [7 empty] | 0.1596 | 0 | 133.0663 | 6228
2019-10-13 06:00 | 6847 | [7 empty] | 0.2305 | 0 | 171.9248 | 5272
2019-10-13 07:00 | 6848 | [7 empty] | 0.2686 | 0 | 192.8065 | 4970
2019-10-13 08:00 | 6849 | [7 empty] | 0.2582 | 0 | 187.1065 | 5030
2019-10-13 09:00 | 6850 | [7 empty] | 0.2135 | 0 | 162.6075 | 5448
2019-10-13 10:00 | 6851 | [7 empty] | 0.1638 | 0 | 135.3682 | 6126
2019-10-13 11:00 | 6852 | [7 empty] | 0.1274 | 0 | 115.4183 | 6656
2019-10-13 12:00 | 6853 | [7 empty] | 0.1051 | 0 | 103.1962 | 7035
2019-10-13 13:00 | 6854 | [7 empty] | 0.0906 | 0 | 95.2491 | 7310
2019-10-13 14:00 | 6855 | [7 empty] | 0.0814 | 0 | 90.2068 | 7596
2019-10-13 15:00 | 6856 | [7 empty] | 0.0808 | 0 | 89.878 | 7642
2019-10-13 16:00 | 6857 | [7 empty] | 0.0946 | 0 | 97.4414 | 7259
2019-10-13 17:00 | 6858 | [7 empty] | 0.1282 | 0 | 115.8567 | 6580
2019-10-13 18:00 | 6859 | [7 empty] | 0.1822 | 0 | 145.4528 | 5875
2019-10-13 19:00 | 6860 | [7 empty] | 0.2444 | 0 | 179.5431 | 5109
2019-10-13 20:00 | 6861 | [7 empty] | 0.287 | 0 | 202.8911 | 4866
2019-10-13 21:00 | 6862 | [7 empty] | 0.2819 | 181.1469 | 381.2427 | 3830
2019-10-13 22:00 | 6863 | [7 empty] | 0.2258 | 173.2709 | 342.6198 | 4226
2019-10-13 23:00 | 6864 | [7 empty] | 0.1453 | 178.5215 | 303.7504 | 4509
2019-10-14 | 6865 |  | 0 | 0 | 0 | 0 | 0 | 0 | 0.0752 | 178.5215 | 265.3303 | 4693
2019-10-14 01:00 | 6866 | [7 empty] | 0.0338 | 0 | 64.1184 | 8471
2019-10-14 02:00 | 6867 | [7 empty] | 0.023 | 0 | 58.1992 | 8656
2019-10-14 03:00 | 6868 | [7 empty] | 0.041 | 0 | 68.0646 | 8396
2019-10-14 04:00 | 6869 | [7 empty] | 0.0885 | 0 | 94.0981 | 7490
2019-10-14 05:00 | 6870 | [7 empty] | 0.1596 | 0 | 133.0663 | 6229
2019-10-14 06:00 | 6871 | [7 empty] | 0.2305 | 0 | 171.9248 | 5273
2019-10-14 07:00 | 6872 | [7 empty] | 0.2686 | 0 | 192.8065 | 4971
2019-10-14 08:00 | 6873 | [7 empty] | 0.2582 | 0 | 187.1065 | 5031
2019-10-14 09:00 | 6874 | [7 empty] | 0.2135 | 0 | 162.6075 | 5449
2019-10-14 10:00 | 6875 | [7 empty] | 0.1638 | 0 | 135.3682 | 6127
2019-10-14 11:00 | 6876 | [7 empty] | 0.1274 | 0 | 115.4183 | 6657
2019-10-14 12:00 | 6877 | [7 empty] | 0.1051 | 0 | 103.1962 | 7036
2019-10-14 13:00 | 6878 | [7 empty] | 0.0906 | 0 | 95.2491 | 7311
2019-10-14 14:00 | 6879 | [7 empty] | 0.0814 | 0 | 90.2068 | 7597
2019-10-14 15:00 | 6880 | [7 empty] | 0.0808 | 0 | 89.878 | 7643
2019-10-14 16:00 | 6881 | [7 empty] | 0.0946 | 0 | 97.4414 | 7260
2019-10-14 17:00 | 6882 | [7 empty] | 0.1282 | 0 | 115.8567 | 6581
2019-10-14 18:00 | 6883 | [7 empty] | 0.1822 | 0 | 145.4528 | 5876
2019-10-14 19:00 | 6884 | [7 empty] | 0.2444 | 0 | 179.5431 | 5110
2019-10-14 20:00 | 6885 | [7 empty] | 0.287 | 0 | 202.8911 | 4867
2019-10-14 21:00 | 6886 | [7 empty] | 0.2819 | 0 | 200.0959 | 4921
2019-10-14 22:00 | 6887 | [7 empty] | 0.2258 | 162.7696 | 332.1185 | 4313
2019-10-14 23:00 | 6888 | [7 empty] | 0.1453 | 186.3975 | 311.6263 | 4460
2019-10-15 | 6889 |  | 0 | 0 | 0 | 0 | 0 | 0 | 0.0752 | 202.1494 | 288.9581 | 4594
2019-10-15 01:00 | 6890 | [7 empty] | 0.0338 | 212.6507 | 276.7691 | 4647
2019-10-15 02:00 | 6891 | [7 empty] | 0.023 | 262.5317 | 320.7309 | 4400
2019-10-15 03:00 | 6892 | [7 empty] | 0.041 | 286.1595 | 354.2241 | 4112
2019-10-15 04:00 | 6893 | [7 empty] | 0.0885 | 294.0355 | 388.1336 | 3741
2019-10-15 05:00 | 6894 | [7 empty] | 0.1596 | 288.7848 | 421.8511 | 3362
2019-10-15 06:00 | 6895 | [7 empty] | 0.2305 | 275.6583 | 447.5831 | 3038
2019-10-15 07:00 | 6896 | [7 empty] | 0.2686 | 252.0304 | 444.8369 | 3078
2019-10-15 08:00 | 6897 | [7 empty] | 0.2582 | 204.7747 | 391.8812 | 3702
2019-10-15 09:00 | 6898 | [7 empty] | 0.2135 | 0 | 162.6075 | 5450
2019-10-15 10:00 | 6899 | [7 empty] | 0.1638 | 0 | 135.3682 | 6128
2019-10-15 11:00 | 6900 | [7 empty] | 0.1274 | 0 | 115.4183 | 6658
2019-10-15 12:00 | 6901 | [7 empty] | 0.1051 | 0 | 103.1962 | 7037
2019-10-15 13:00 | 6902 | [7 empty] | 0.0906 | 0 | 95.2491 | 7312
2019-10-15 14:00 | 6903 | [7 empty] | 0.0814 | 0 | 90.2068 | 7598
2019-10-15 15:00 | 6904 | [7 empty] | 0.0808 | 0 | 89.878 | 7644
2019-10-15 16:00 | 6905 | [7 empty] | 0.0946 | 0 | 97.4414 | 7261
2019-10-15 17:00 | 6906 | [7 empty] | 0.1282 | 0 | 115.8567 | 6582
2019-10-15 18:00 | 6907 | [7 empty] | 0.1822 | 0 | 145.4528 | 5877
2019-10-15 19:00 | 6908 | [7 empty] | 0.2444 | 0 | 179.5431 | 5111
2019-10-15 20:00 | 6909 | [7 empty] | 0.287 | 0 | 202.8911 | 4868
2019-10-15 21:00 | 6910 | [7 empty] | 0.2819 | 0 | 200.0959 | 4922
2019-10-15 22:00 | 6911 | [7 empty] | 0.2258 | 0 | 169.3489 | 5328
2019-10-15 23:00 | 6912 | [7 empty] | 0.1453 | 0 | 125.2288 | 6371
2019-10-16 | 6913 |  | 0 | 0 | 0 | 0 | 0 | 0 | 0.0752 | 0 | 86.8087 | 7811
2019-10-16 01:00 | 6914 | [7 empty] | 0.0338 | 0 | 64.1184 | 8472
2019-10-16 02:00 | 6915 | [7 empty] | 0.023 | 0 | 58.1992 | 8657
2019-10-16 03:00 | 6916 | [7 empty] | 0.041 | 0 | 68.0646 | 8397
2019-10-16 04:00 | 6917 | [7 empty] | 0.0885 | 0 | 94.0981 | 7491
2019-10-16 05:00 | 6918 | [7 empty] | 0.1596 | 0 | 133.0663 | 6230
2019-10-16 06:00 | 6919 | [7 empty] | 0.2305 | 0 | 171.9248 | 5274
2019-10-16 07:00 | 6920 | [7 empty] | 0.2686 | 0 | 192.8065 | 4972
2019-10-16 08:00 | 6921 | [7 empty] | 0.2582 | 0 | 187.1065 | 5032
2019-10-16 09:00 | 6922 | [7 empty] | 0.2135 | 0 | 162.6075 | 5451
2019-10-16 10:00 | 6923 | [7 empty] | 0.1638 | 0 | 135.3682 | 6129
2019-10-16 11:00 | 6924 | [7 empty] | 0.1274 | 0 | 115.4183 | 6659
2019-10-16 12:00 | 6925 | [7 empty] | 0.1051 | 0 | 103.1962 | 7038
2019-10-16 13:00 | 6926 | [7 empty] | 0.0906 | 0 | 95.2491 | 7313
2019-10-16 14:00 | 6927 | [7 empty] | 0.0814 | 0 | 90.2068 | 7599
2019-10-16 15:00 | 6928 | [7 empty] | 0.0808 | 0 | 89.878 | 7645
2019-10-16 16:00 | 6929 | [7 empty] | 0.0946 | 0 | 97.4414 | 7262
2019-10-16 17:00 | 6930 | [7 empty] | 0.1282 | 0 | 115.8567 | 6583
2019-10-16 18:00 | 6931 | [7 empty] | 0.1822 | 0 | 145.4528 | 5878
2019-10-16 19:00 | 6932 | [7 empty] | 0.2444 | 0 | 179.5431 | 5112
2019-10-16 20:00 | 6933 | [7 empty] | 0.287 | 0 | 202.8911 | 4869
2019-10-16 21:00 | 6934 | [7 empty] | 0.2819 | 0 | 200.0959 | 4923
2019-10-16 22:00 | 6935 | [7 empty] | 0.2258 | 0 | 169.3489 | 5329
2019-10-16 23:00 | 6936 | [7 empty] | 0.1453 | 0 | 125.2288 | 6372
2019-10-17 | 6937 |  | 0 | 0 | 0 | 0 | 0 | 0 | 0.0752 | 0 | 86.8087 | 7812
2019-10-17 01:00 | 6938 | [7 empty] | 0.0338 | 0 | 64.1184 | 8473
2019-10-17 02:00 | 6939 | [7 empty] | 0.023 | 0 | 58.1992 | 8658
2019-10-17 03:00 | 6940 | [7 empty] | 0.041 | 0 | 68.0646 | 8398
2019-10-17 04:00 | 6941 | [7 empty] | 0.0885 | 0 | 94.0981 | 7492
2019-10-17 05:00 | 6942 | [7 empty] | 0.1596 | 0 | 133.0663 | 6231
2019-10-17 06:00 | 6943 | [7 empty] | 0.2305 | 0 | 171.9248 | 5275
2019-10-17 07:00 | 6944 | [7 empty] | 0.2686 | 0 | 192.8065 | 4973
2019-10-17 08:00 | 6945 | [7 empty] | 0.2582 | 0 | 187.1065 | 5033
2019-10-17 09:00 | 6946 | [7 empty] | 0.2135 | 0 | 162.6075 | 5452
2019-10-17 10:00 | 6947 | [7 empty] | 0.1638 | 0 | 135.3682 | 6130
2019-10-17 11:00 | 6948 | [7 empty] | 0.1274 | 0 | 115.4183 | 6660
2019-10-17 12:00 | 6949 | [7 empty] | 0.1051 | 0 | 103.1962 | 7039
2019-10-17 13:00 | 6950 | [7 empty] | 0.0906 | 0 | 95.2491 | 7314
2019-10-17 14:00 | 6951 | [7 empty] | 0.0814 | 0 | 90.2068 | 7600
2019-10-17 15:00 | 6952 | [7 empty] | 0.0808 | 0 | 89.878 | 7646
2019-10-17 16:00 | 6953 | [7 empty] | 0.0946 | 0 | 97.4414 | 7263
2019-10-17 17:00 | 6954 | [7 empty] | 0.1282 | 0 | 115.8567 | 6584
2019-10-17 18:00 | 6955 | [7 empty] | 0.1822 | 0 | 145.4528 | 5879
2019-10-17 19:00 | 6956 | [7 empty] | 0.2444 | 0 | 179.5431 | 5113
2019-10-17 20:00 | 6957 | [7 empty] | 0.287 | 0 | 202.8911 | 4870
2019-10-17 21:00 | 6958 | [7 empty] | 0.2819 | 0 | 200.0959 | 4924
2019-10-17 22:00 | 6959 | [7 empty] | 0.2258 | 0 | 169.3489 | 5330
2019-10-17 23:00 | 6960 | [7 empty] | 0.1453 | 0 | 125.2288 | 6373
2019-10-18 | 6961 |  | 0 | 0 | 0 | 0 | 0 | 0 | 0.0752 | 0 | 86.8087 | 7813
2019-10-18 01:00 | 6962 | [7 empty] | 0.0338 | 0 | 64.1184 | 8474
2019-10-18 02:00 | 6963 | [7 empty] | 0.023 | 0 | 58.1992 | 8659
2019-10-18 03:00 | 6964 | [7 empty] | 0.041 | 0 | 68.0646 | 8399
2019-10-18 04:00 | 6965 | [7 empty] | 0.0885 | 0 | 94.0981 | 7493
2019-10-18 05:00 | 6966 | [7 empty] | 0.1596 | 0 | 133.0663 | 6232
2019-10-18 06:00 | 6967 | [7 empty] | 0.2305 | 0 | 171.9248 | 5276
2019-10-18 07:00 | 6968 | [7 empty] | 0.2686 | 0 | 192.8065 | 4974
2019-10-18 08:00 | 6969 | [7 empty] | 0.2582 | 0 | 187.1065 | 5034
2019-10-18 09:00 | 6970 | [7 empty] | 0.2135 | 0 | 162.6075 | 5453
2019-10-18 10:00 | 6971 | [7 empty] | 0.1638 | 0 | 135.3682 | 6131
2019-10-18 11:00 | 6972 | [7 empty] | 0.1274 | 0 | 115.4183 | 6661
2019-10-18 12:00 | 6973 | [7 empty] | 0.1051 | 0 | 103.1962 | 7040
2019-10-18 13:00 | 6974 | [7 empty] | 0.0906 | 0 | 95.2491 | 7315
2019-10-18 14:00 | 6975 | [7 empty] | 0.0814 | 0 | 90.2068 | 7601
2019-10-18 15:00 | 6976 | [7 empty] | 0.0808 | 0 | 89.878 | 7647
2019-10-18 16:00 | 6977 | [7 empty] | 0.0946 | 0 | 97.4414 | 7264
2019-10-18 17:00 | 6978 | [7 empty] | 0.1282 | 0 | 115.8567 | 6585
2019-10-18 18:00 | 6979 | [7 empty] | 0.1822 | 0 | 145.4528 | 5880
2019-10-18 19:00 | 6980 | [7 empty] | 0.2444 | 0 | 179.5431 | 5114
2019-10-18 20:00 | 6981 | [7 empty] | 0.287 | 0 | 202.8911 | 4871
2019-10-18 21:00 | 6982 | [7 empty] | 0.2819 | 0 | 200.0959 | 4925
2019-10-18 22:00 | 6983 | [7 empty] | 0.2258 | 0 | 169.3489 | 5331
2019-10-18 23:00 | 6984 | [7 empty] | 0.1453 | 0 | 125.2288 | 6374
2019-10-19 | 6985 |  | 0 | 0 | 0 | 0 | 0 | 0 | 0.0752 | 0 | 86.8087 | 7814
2019-10-19 01:00 | 6986 | [7 empty] | 0.0338 | 0 | 64.1184 | 8475
2019-10-19 02:00 | 6987 | [7 empty] | 0.023 | 0 | 58.1992 | 8660
2019-10-19 03:00 | 6988 | [7 empty] | 0.041 | 160.1443 | 228.2089 | 4782
2019-10-19 04:00 | 6989 | [7 empty] | 0.0885 | 162.7696 | 256.8678 | 4727
2019-10-19 05:00 | 6990 | [7 empty] | 0.1596 | 165.395 | 298.4612 | 4542
2019-10-19 06:00 | 6991 | [7 empty] | 0.2305 | 160.1443 | 332.0691 | 4314
2019-10-19 07:00 | 6992 | [7 empty] | 0.2686 | 0 | 192.8065 | 4975
2019-10-19 08:00 | 6993 | [7 empty] | 0.2582 | 0 | 187.1065 | 5035
2019-10-19 09:00 | 6994 | [7 empty] | 0.2135 | 0 | 162.6075 | 5454
2019-10-19 10:00 | 6995 | [7 empty] | 0.1638 | 0 | 135.3682 | 6132
2019-10-19 11:00 | 6996 | [7 empty] | 0.1274 | 0 | 115.4183 | 6662
2019-10-19 12:00 | 6997 | [7 empty] | 0.1051 | 0 | 103.1962 | 7041
2019-10-19 13:00 | 6998 | [7 empty] | 0.0906 | 0 | 95.2491 | 7316
2019-10-19 14:00 | 6999 | [7 empty] | 0.0814 | 0 | 90.2068 | 7602
2019-10-19 15:00 | 7000 | [7 empty] | 0.0808 | 0 | 89.878 | 7648
2019-10-19 16:00 | 7001 | [7 empty] | 0.0946 | 0 | 97.4414 | 7265
2019-10-19 17:00 | 7002 | [7 empty] | 0.1282 | 0 | 115.8567 | 6586
2019-10-19 18:00 | 7003 | [7 empty] | 0.1822 | 0 | 145.4528 | 5881
2019-10-19 19:00 | 7004 | [7 empty] | 0.2444 | 0 | 179.5431 | 5115
2019-10-19 20:00 | 7005 | [7 empty] | 0.287 | 0 | 202.8911 | 4872
2019-10-19 21:00 | 7006 | [7 empty] | 0.2819 | 0 | 200.0959 | 4926
2019-10-19 22:00 | 7007 | [7 empty] | 0.2258 | 168.0203 | 337.3691 | 4277
2019-10-19 23:00 | 7008 | [7 empty] | 0.1453 | 191.6481 | 316.8769 | 4430
2019-10-20 | 7009 |  | 0 | 0 | 0 | 0 | 0 | 0 | 0.0752 | 173.2709 | 260.0797 | 4714
2019-10-20 01:00 | 7010 | [7 empty] | 0.0338 | 181.1469 | 245.2653 | 4755
2019-10-20 02:00 | 7011 | [7 empty] | 0.023 | 183.7722 | 241.9714 | 4763
2019-10-20 03:00 | 7012 | [7 empty] | 0.041 | 189.0228 | 257.0874 | 4724
2019-10-20 04:00 | 7013 | [7 empty] | 0.0885 | 215.276 | 309.3741 | 4478
2019-10-20 05:00 | 7014 | [7 empty] | 0.1596 | 233.6532 | 366.7195 | 3989
2019-10-20 06:00 | 7015 | [7 empty] | 0.2305 | 225.7772 | 397.7021 | 3631
2019-10-20 07:00 | 7016 | [7 empty] | 0.2686 | 0 | 192.8065 | 4976
2019-10-20 08:00 | 7017 | [7 empty] | 0.2582 | 0 | 187.1065 | 5036
2019-10-20 09:00 | 7018 | [7 empty] | 0.2135 | 0 | 162.6075 | 5455
2019-10-20 10:00 | 7019 | [7 empty] | 0.1638 | 0 | 135.3682 | 6133
2019-10-20 11:00 | 7020 | [7 empty] | 0.1274 | 0 | 115.4183 | 6663
2019-10-20 12:00 | 7021 | [7 empty] | 0.1051 | 0 | 103.1962 | 7042
2019-10-20 13:00 | 7022 | [7 empty] | 0.0906 | 0 | 95.2491 | 7317
2019-10-20 14:00 | 7023 | [7 empty] | 0.0814 | 0 | 90.2068 | 7603
2019-10-20 15:00 | 7024 | [7 empty] | 0.0808 | 0 | 89.878 | 7649
2019-10-20 16:00 | 7025 | [7 empty] | 0.0946 | 0 | 97.4414 | 7266
2019-10-20 17:00 | 7026 | [7 empty] | 0.1282 | 0 | 115.8567 | 6587
2019-10-20 18:00 | 7027 | [7 empty] | 0.1822 | 0 | 145.4528 | 5882
2019-10-20 19:00 | 7028 | [7 empty] | 0.2444 | 0 | 179.5431 | 5116
2019-10-20 20:00 | 7029 | [7 empty] | 0.287 | 0 | 202.8911 | 4873
2019-10-20 21:00 | 7030 | [7 empty] | 0.2819 | 0 | 200.0959 | 4927
2019-10-20 22:00 | 7031 | [7 empty] | 0.2258 | 0 | 169.3489 | 5332
2019-10-20 23:00 | 7032 | [7 empty] | 0.1453 | 0 | 125.2288 | 6375
2019-10-21 | 7033 |  | 0 | 0 | 0 | 0 | 0 | 0 | 0.0752 | 0 | 86.8087 | 7815
2019-10-21 01:00 | 7034 | [7 empty] | 0.0338 | 0 | 64.1184 | 8476
2019-10-21 02:00 | 7035 | [7 empty] | 0.023 | 160.1443 | 218.3435 | 4797
2019-10-21 03:00 | 7036 | [7 empty] | 0.041 | 175.8962 | 243.9608 | 4757
2019-10-21 04:00 | 7037 | [7 empty] | 0.0885 | 160.1443 | 254.2425 | 4735
2019-10-21 05:00 | 7038 | [7 empty] | 0.1596 | 181.1469 | 314.2131 | 4444
2019-10-21 06:00 | 7039 | [7 empty] | 0.2305 | 183.7722 | 355.697 | 4099
2019-10-21 07:00 | 7040 | [7 empty] | 0.2686 | 0 | 192.8065 | 4977
2019-10-21 08:00 | 7041 | [7 empty] | 0.2582 | 0 | 187.1065 | 5037
2019-10-21 09:00 | 7042 | [7 empty] | 0.2135 | 0 | 162.6075 | 5456
2019-10-21 10:00 | 7043 | [7 empty] | 0.1638 | 0 | 135.3682 | 6134
2019-10-21 11:00 | 7044 | [7 empty] | 0.1274 | 0 | 115.4183 | 6664
2019-10-21 12:00 | 7045 | [7 empty] | 0.1051 | 0 | 103.1962 | 7043
2019-10-21 13:00 | 7046 | [7 empty] | 0.0906 | 0 | 95.2491 | 7318
2019-10-21 14:00 | 7047 | [7 empty] | 0.0814 | 0 | 90.2068 | 7604
2019-10-21 15:00 | 7048 | [7 empty] | 0.0808 | 0 | 89.878 | 7650
2019-10-21 16:00 | 7049 | [7 empty] | 0.0946 | 0 | 97.4414 | 7267
2019-10-21 17:00 | 7050 | [7 empty] | 0.1282 | 0 | 115.8567 | 6588
2019-10-21 18:00 | 7051 | [7 empty] | 0.1822 | 0 | 145.4528 | 5883
2019-10-21 19:00 | 7052 | [7 empty] | 0.2444 | 0 | 179.5431 | 5117
2019-10-21 20:00 | 7053 | [7 empty] | 0.287 | 0 | 202.8911 | 4874
2019-10-21 21:00 | 7054 | [7 empty] | 0.2819 | 0 | 200.0959 | 4928
2019-10-21 22:00 | 7055 | [7 empty] | 0.2258 | 0 | 169.3489 | 5333
2019-10-21 23:00 | 7056 | [7 empty] | 0.1453 | 0 | 125.2288 | 6376
2019-10-22 | 7057 |  | 0 | 0 | 0 | 0 | 0 | 0 | 0.0752 | 0 | 86.8087 | 7816
2019-10-22 01:00 | 7058 | [7 empty] | 0.0338 | 0 | 64.1184 | 8477
2019-10-22 02:00 | 7059 | [7 empty] | 0.023 | 0 | 58.1992 | 8661
2019-10-22 03:00 | 7060 | [7 empty] | 0.041 | 0 | 68.0646 | 8400
2019-10-22 04:00 | 7061 | [7 empty] | 0.0885 | 0 | 94.0981 | 7494
2019-10-22 05:00 | 7062 | [7 empty] | 0.1596 | 0 | 133.0663 | 6233
2019-10-22 06:00 | 7063 | [7 empty] | 0.2305 | 0 | 171.9248 | 5277
2019-10-22 07:00 | 7064 | [7 empty] | 0.2686 | 0 | 192.8065 | 4978
2019-10-22 08:00 | 7065 | [7 empty] | 0.2582 | 0 | 187.1065 | 5038
2019-10-22 09:00 | 7066 | [7 empty] | 0.2135 | 0 | 162.6075 | 5457
2019-10-22 10:00 | 7067 | [7 empty] | 0.1638 | 0 | 135.3682 | 6135
2019-10-22 11:00 | 7068 | [7 empty] | 0.1274 | 0 | 115.4183 | 6665
2019-10-22 12:00 | 7069 | [7 empty] | 0.1051 | 0 | 103.1962 | 7044
2019-10-22 13:00 | 7070 | [7 empty] | 0.0906 | 0 | 95.2491 | 7319
2019-10-22 14:00 | 7071 | [7 empty] | 0.0814 | 0 | 90.2068 | 7605
2019-10-22 15:00 | 7072 | [7 empty] | 0.0808 | 0 | 89.878 | 7651
2019-10-22 16:00 | 7073 | [7 empty] | 0.0946 | 0 | 97.4414 | 7268
2019-10-22 17:00 | 7074 | [7 empty] | 0.1282 | 0 | 115.8567 | 6589
2019-10-22 18:00 | 7075 | [7 empty] | 0.1822 | 0 | 145.4528 | 5884
2019-10-22 19:00 | 7076 | [7 empty] | 0.2444 | 0 | 179.5431 | 5118
2019-10-22 20:00 | 7077 | [7 empty] | 0.287 | 0 | 202.8911 | 4875
2019-10-22 21:00 | 7078 | [7 empty] | 0.2819 | 0 | 200.0959 | 4929
2019-10-22 22:00 | 7079 | [7 empty] | 0.2258 | 0 | 169.3489 | 5334
2019-10-22 23:00 | 7080 | [7 empty] | 0.1453 | 0 | 125.2288 | 6377
2019-10-23 | 7081 |  | 7.75 | 6.5 | 0 | 0 | 0 | 6.55 | 0.0752 | 0 | 86.8087 | 7817
2019-10-23 01:00 | 7082 | [7 empty] | 0.0338 | 0 | 64.1184 | 8478
2019-10-23 02:00 | 7083 | [7 empty] | 0.023 | 0 | 58.1992 | 8662
2019-10-23 03:00 | 7084 | [7 empty] | 0.041 | 170.6456 | 238.7102 | 4766
2019-10-23 04:00 | 7085 | [7 empty] | 0.0885 | 202.1494 | 296.2475 | 4550
2019-10-23 05:00 | 7086 | [7 empty] | 0.1596 | 183.7722 | 316.8385 | 4431
2019-10-23 06:00 | 7087 | [7 empty] | 0.2305 | 165.395 | 337.3198 | 4278
2019-10-23 07:00 | 7088 | [7 empty] | 0.2686 | 162.7696 | 355.5761 | 4102
2019-10-23 08:00 | 7089 | [7 empty] | 0.2582 | 0 | 187.1065 | 5039
2019-10-23 09:00 | 7090 | [7 empty] | 0.2135 | 0 | 162.6075 | 5458
2019-10-23 10:00 | 7091 | [7 empty] | 0.1638 | 0 | 135.3682 | 6136
2019-10-23 11:00 | 7092 | [7 empty] | 0.1274 | 0 | 115.4183 | 6666
2019-10-23 12:00 | 7093 | [7 empty] | 0.1051 | 0 | 103.1962 | 7045
2019-10-23 13:00 | 7094 | [7 empty] | 0.0906 | 0 | 95.2491 | 7320
2019-10-23 14:00 | 7095 | [7 empty] | 0.0814 | 0 | 90.2068 | 7606
2019-10-23 15:00 | 7096 | [7 empty] | 0.0808 | 0 | 89.878 | 7652
2019-10-23 16:00 | 7097 | [7 empty] | 0.0946 | 0 | 97.4414 | 7269
2019-10-23 17:00 | 7098 | [7 empty] | 0.1282 | 194.2734 | 310.1302 | 4466
2019-10-23 18:00 | 7099 | [7 empty] | 0.1822 | 238.9038 | 384.3566 | 3788
2019-10-23 19:00 | 7100 | [7 empty] | 0.2444 | 238.9038 | 418.4469 | 3409
2019-10-23 20:00 | 7101 | [7 empty] | 0.287 | 254.6557 | 457.5468 | 2903
2019-10-23 21:00 | 7102 | [7 empty] | 0.2819 | 270.4076 | 470.5035 | 2746
2019-10-23 22:00 | 7103 | [7 empty] | 0.2258 | 262.5317 | 431.8805 | 3240
2019-10-23 23:00 | 7104 | [7 empty] | 0.1453 | 280.9089 | 406.1377 | 3542
2019-10-24 | 7105 |  | 7.3 | 7 | 0 | 0 | 0 | 6.55 | 0.0752 | 288.7848 | 375.5936 | 3891
2019-10-24 01:00 | 7106 | [7 empty] | 0.0338 | 315.038 | 379.1564 | 3850
2019-10-24 02:00 | 7107 | [7 empty] | 0.023 | 309.7874 | 367.9866 | 3971
2019-10-24 03:00 | 7108 | [7 empty] | 0.041 | 309.7874 | 377.852 | 3871
2019-10-24 04:00 | 7109 | [7 empty] | 0.0885 | 296.6608 | 390.7589 | 3713
2019-10-24 05:00 | 7110 | [7 empty] | 0.1596 | 317.6633 | 450.7296 | 3000
2019-10-24 06:00 | 7111 | [7 empty] | 0.2305 | 312.4127 | 484.3375 | 2549
2019-10-24 07:00 | 7112 | [7 empty] | 0.2686 | 275.6583 | 468.4647 | 2774
2019-10-24 08:00 | 7113 | [7 empty] | 0.2582 | 196.8988 | 384.0053 | 3791
2019-10-24 09:00 | 7114 | [7 empty] | 0.2135 | 0 | 162.6075 | 5459
2019-10-24 10:00 | 7115 | [7 empty] | 0.1638 | 0 | 135.3682 | 6137
2019-10-24 11:00 | 7116 | [7 empty] | 0.1274 | 0 | 115.4183 | 6667
2019-10-24 12:00 | 7117 | [7 empty] | 0.1051 | 0 | 103.1962 | 7046
2019-10-24 13:00 | 7118 | [7 empty] | 0.0906 | 0 | 95.2491 | 7321
2019-10-24 14:00 | 7119 | [7 empty] | 0.0814 | 0 | 90.2068 | 7607
2019-10-24 15:00 | 7120 | [7 empty] | 0.0808 | 0 | 89.878 | 7653
2019-10-24 16:00 | 7121 | [7 empty] | 0.0946 | 0 | 97.4414 | 7270
2019-10-24 17:00 | 7122 | [7 empty] | 0.1282 | 0 | 115.8567 | 6590
2019-10-24 18:00 | 7123 | [7 empty] | 0.1822 | 162.7696 | 308.2224 | 4490
2019-10-24 19:00 | 7124 | [7 empty] | 0.2444 | 181.1469 | 360.6899 | 4044
2019-10-24 20:00 | 7125 | [7 empty] | 0.287 | 186.3975 | 389.2886 | 3731
2019-10-24 21:00 | 7126 | [7 empty] | 0.2819 | 186.3975 | 386.4934 | 3767
2019-10-24 22:00 | 7127 | [7 empty] | 0.2258 | 199.5241 | 368.8729 | 3963
2019-10-24 23:00 | 7128 | [7 empty] | 0.1453 | 194.2734 | 319.5023 | 4415
2019-10-25 | 7129 |  | 0 | 6.3 | 0 | 0 | 0 | 6.5 | 0.0752 | 207.4 | 294.2088 | 4559
2019-10-25 01:00 | 7130 | [7 empty] | 0.0338 | 202.1494 | 266.2678 | 4683
2019-10-25 02:00 | 7131 | [7 empty] | 0.023 | 210.0253 | 268.2246 | 4676
2019-10-25 03:00 | 7132 | [7 empty] | 0.041 | 210.0253 | 278.0899 | 4641
2019-10-25 04:00 | 7133 | [7 empty] | 0.0885 | 217.9013 | 311.9994 | 4457
2019-10-25 05:00 | 7134 | [7 empty] | 0.1596 | 215.276 | 348.3423 | 4171
2019-10-25 06:00 | 7135 | [7 empty] | 0.2305 | 207.4 | 379.3248 | 3852
2019-10-25 07:00 | 7136 | [7 empty] | 0.2686 | 165.395 | 358.2014 | 4072
2019-10-25 08:00 | 7137 | [7 empty] | 0.2582 | 175.8962 | 363.0027 | 4017
2019-10-25 09:00 | 7138 | [7 empty] | 0.2135 | 181.1469 | 343.7544 | 4210
2019-10-25 10:00 | 7139 | [7 empty] | 0.1638 | 173.2709 | 308.6391 | 4486
2019-10-25 11:00 | 7140 | [7 empty] | 0.1274 | 0 | 115.4183 | 6668
2019-10-25 12:00 | 7141 | [7 empty] | 0.1051 | 0 | 103.1962 | 7047
2019-10-25 13:00 | 7142 | [7 empty] | 0.0906 | 0 | 95.2491 | 7322
2019-10-25 14:00 | 7143 | [7 empty] | 0.0814 | 0 | 90.2068 | 7608
2019-10-25 15:00 | 7144 | [7 empty] | 0.0808 | 0 | 89.878 | 7654
2019-10-25 16:00 | 7145 | [7 empty] | 0.0946 | 0 | 97.4414 | 7271
2019-10-25 17:00 | 7146 | [7 empty] | 0.1282 | 0 | 115.8567 | 6591
2019-10-25 18:00 | 7147 | [7 empty] | 0.1822 | 0 | 145.4528 | 5885
2019-10-25 19:00 | 7148 | [7 empty] | 0.2444 | 0 | 179.5431 | 5119
2019-10-25 20:00 | 7149 | [7 empty] | 0.287 | 160.1443 | 363.0354 | 4018
2019-10-25 21:00 | 7150 | [7 empty] | 0.2819 | 0 | 200.0959 | 4930
2019-10-25 22:00 | 7151 | [7 empty] | 0.2258 | 0 | 169.3489 | 5335
2019-10-25 23:00 | 7152 | [7 empty] | 0.1453 | 0 | 125.2288 | 6378
2019-10-26 | 7153 |  | 0 | 0 | 0 | 0 | 0 | 0 | 0.0752 | 0 | 86.8087 | 7818
2019-10-26 01:00 | 7154 | [7 empty] | 0.0338 | 0 | 64.1184 | 8479
2019-10-26 02:00 | 7155 | [7 empty] | 0.023 | 162.7696 | 220.9689 | 4795
2019-10-26 03:00 | 7156 | [7 empty] | 0.041 | 183.7722 | 251.8368 | 4744
2019-10-26 04:00 | 7157 | [7 empty] | 0.0885 | 181.1469 | 275.245 | 4656
2019-10-26 05:00 | 7158 | [7 empty] | 0.1596 | 168.0203 | 301.0866 | 4527
2019-10-26 06:00 | 7159 | [7 empty] | 0.2305 | 162.7696 | 334.6945 | 4292
2019-10-26 07:00 | 7160 | [7 empty] | 0.2686 | 0 | 192.8065 | 4979
2019-10-26 08:00 | 7161 | [7 empty] | 0.2582 | 0 | 187.1065 | 5040
2019-10-26 09:00 | 7162 | [7 empty] | 0.2135 | 0 | 162.6075 | 5460
2019-10-26 10:00 | 7163 | [7 empty] | 0.1638 | 0 | 135.3682 | 6138
2019-10-26 11:00 | 7164 | [7 empty] | 0.1274 | 0 | 115.4183 | 6669
2019-10-26 12:00 | 7165 | [7 empty] | 0.1051 | 0 | 103.1962 | 7048
2019-10-26 13:00 | 7166 | [7 empty] | 0.0906 | 0 | 95.2491 | 7323
2019-10-26 14:00 | 7167 | [7 empty] | 0.0814 | 0 | 90.2068 | 7609
2019-10-26 15:00 | 7168 | [7 empty] | 0.0808 | 0 | 89.878 | 7655
2019-10-26 16:00 | 7169 | [7 empty] | 0.0946 | 0 | 97.4414 | 7272
2019-10-26 17:00 | 7170 | [7 empty] | 0.1282 | 0 | 115.8567 | 6592
2019-10-26 18:00 | 7171 | [7 empty] | 0.1822 | 0 | 145.4528 | 5886
2019-10-26 19:00 | 7172 | [7 empty] | 0.2444 | 0 | 179.5431 | 5120
2019-10-26 20:00 | 7173 | [7 empty] | 0.287 | 0 | 202.8911 | 4876
2019-10-26 21:00 | 7174 | [7 empty] | 0.2819 | 0 | 200.0959 | 4931
2019-10-26 22:00 | 7175 | [7 empty] | 0.2258 | 0 | 169.3489 | 5336
2019-10-26 23:00 | 7176 | [7 empty] | 0.1453 | 0 | 125.2288 | 6379
2019-10-27 | 7177 |  | 0 | 6.15 | 0 | 7.95 | 6.35 | 0 | 0.0752 | 0 | 86.8087 | 7819
2019-10-27 01:00 | 7178 | [7 empty] | 0.0338 | 0 | 64.1184 | 8480
2019-10-27 02:00 | 7179 | [7 empty] | 0.023 | 0 | 58.1992 | 8663
2019-10-27 03:00 | 7180 | [7 empty] | 0.041 | 0 | 68.0646 | 8401
2019-10-27 04:00 | 7181 | [7 empty] | 0.0885 | 0 | 94.0981 | 7495
2019-10-27 05:00 | 7182 | [7 empty] | 0.1596 | 162.7696 | 295.8359 | 4554
2019-10-27 06:00 | 7183 | [7 empty] | 0.2305 | 0 | 171.9248 | 5278
2019-10-27 07:00 | 7184 | [7 empty] | 0.2686 | 0 | 192.8065 | 4980
2019-10-27 08:00 | 7185 | [7 empty] | 0.2582 | 0 | 187.1065 | 5041
2019-10-27 09:00 | 7186 | [7 empty] | 0.2135 | 0 | 162.6075 | 5461
2019-10-27 10:00 | 7187 | [7 empty] | 0.1638 | 0 | 135.3682 | 6139
2019-10-27 11:00 | 7188 | [7 empty] | 0.1274 | 0 | 115.4183 | 6670
2019-10-27 12:00 | 7189 | [7 empty] | 0.1051 | 0 | 103.1962 | 7049
2019-10-27 13:00 | 7190 | [7 empty] | 0.0906 | 0 | 95.2491 | 7324
2019-10-27 14:00 | 7191 | [7 empty] | 0.0814 | 0 | 90.2068 | 7610
2019-10-27 15:00 | 7192 | [7 empty] | 0.0808 | 0 | 89.878 | 7656
2019-10-27 16:00 | 7193 | [7 empty] | 0.0946 | 0 | 97.4414 | 7273
2019-10-27 17:00 | 7194 | [7 empty] | 0.1282 | 162.7696 | 278.6264 | 4637
2019-10-27 18:00 | 7195 | [7 empty] | 0.1822 | 181.1469 | 326.5996 | 4360
2019-10-27 19:00 | 7196 | [7 empty] | 0.2444 | 191.6481 | 371.1912 | 3937
2019-10-27 20:00 | 7197 | [7 empty] | 0.287 | 204.7747 | 407.6658 | 3526
2019-10-27 21:00 | 7198 | [7 empty] | 0.2819 | 228.4026 | 428.4984 | 3273
2019-10-27 22:00 | 7199 | [7 empty] | 0.2258 | 236.2785 | 405.6274 | 3549
2019-10-27 23:00 | 7200 | [7 empty] | 0.1453 | 254.6557 | 379.8845 | 3844
2019-10-28 | 7201 |  | 9.1 | 9.75 | 7.15 | 10.65 | 10.9 | 9.5 | 0.0752 | 270.4076 | 357.2164 | 4081
2019-10-28 01:00 | 7202 | [7 empty] | 0.0338 | 273.0329 | 337.1514 | 4276
2019-10-28 02:00 | 7203 | [7 empty] | 0.023 | 278.2836 | 336.4828 | 4281
2019-10-28 03:00 | 7204 | [7 empty] | 0.041 | 291.4102 | 359.4747 | 4050
2019-10-28 04:00 | 7205 | [7 empty] | 0.0885 | 288.7848 | 382.883 | 3807
2019-10-28 05:00 | 7206 | [7 empty] | 0.1596 | 278.2836 | 411.3499 | 3482
2019-10-28 06:00 | 7207 | [7 empty] | 0.2305 | 283.5342 | 455.459 | 2932
2019-10-28 07:00 | 7208 | [7 empty] | 0.2686 | 273.0329 | 465.8394 | 2799
2019-10-28 08:00 | 7209 | [7 empty] | 0.2582 | 252.0304 | 439.1369 | 3156
2019-10-28 09:00 | 7210 | [7 empty] | 0.2135 | 231.0279 | 393.6354 | 3685
2019-10-28 10:00 | 7211 | [7 empty] | 0.1638 | 207.4 | 342.7682 | 4223
2019-10-28 11:00 | 7212 | [7 empty] | 0.1274 | 223.1519 | 338.5702 | 4265
2019-10-28 12:00 | 7213 | [7 empty] | 0.1051 | 241.5291 | 344.7253 | 4195
2019-10-28 13:00 | 7214 | [7 empty] | 0.0906 | 236.2785 | 331.5276 | 4316
2019-10-28 14:00 | 7215 | [7 empty] | 0.0814 | 238.9038 | 329.1106 | 4336
2019-10-28 15:00 | 7216 | [7 empty] | 0.0808 | 262.5317 | 352.4096 | 4127
2019-10-28 16:00 | 7217 | [7 empty] | 0.0946 | 257.281 | 354.7224 | 4106
2019-10-28 17:00 | 7218 | [7 empty] | 0.1282 | 259.9064 | 375.7631 | 3889
2019-10-28 18:00 | 7219 | [7 empty] | 0.1822 | 265.157 | 410.6098 | 3491
2019-10-28 19:00 | 7220 | [7 empty] | 0.2444 | 267.7823 | 447.3254 | 3041
2019-10-28 20:00 | 7221 | [7 empty] | 0.287 | 267.7823 | 470.6734 | 2738
2019-10-28 21:00 | 7222 | [7 empty] | 0.2819 | 270.4076 | 470.5035 | 2747
2019-10-28 22:00 | 7223 | [7 empty] | 0.2258 | 278.2836 | 447.6324 | 3037
2019-10-28 23:00 | 7224 | [7 empty] | 0.1453 | 280.9089 | 406.1377 | 3543
2019-10-29 | 7225 |  | 12 | 12.5 | 11.05 | 13.3 | 12.8 | 13.45 | 0.0752 | 296.6608 | 383.4695 | 3797
2019-10-29 01:00 | 7226 | [7 empty] | 0.0338 | 307.1621 | 371.2805 | 3934
2019-10-29 02:00 | 7227 | [7 empty] | 0.023 | 320.2887 | 378.4879 | 3854
2019-10-29 03:00 | 7228 | [7 empty] | 0.041 | 333.4152 | 401.4798 | 3590
2019-10-29 04:00 | 7229 | [7 empty] | 0.0885 | 357.0431 | 451.1412 | 2988
2019-10-29 05:00 | 7230 | [7 empty] | 0.1596 | 367.5444 | 500.6106 | 2349
2019-10-29 06:00 | 7231 | [7 empty] | 0.2305 | 378.0456 | 549.9704 | 1641
2019-10-29 07:00 | 7232 | [7 empty] | 0.2686 | 346.5418 | 539.3483 | 1782
2019-10-29 08:00 | 7233 | [7 empty] | 0.2582 | 333.4152 | 520.5217 | 2036
2019-10-29 09:00 | 7234 | [7 empty] | 0.2135 | 312.4127 | 475.0202 | 2664
2019-10-29 10:00 | 7235 | [7 empty] | 0.1638 | 320.2887 | 455.6569 | 2930
2019-10-29 11:00 | 7236 | [7 empty] | 0.1274 | 309.7874 | 425.2057 | 3310
2019-10-29 12:00 | 7237 | [7 empty] | 0.1051 | 296.6608 | 399.857 | 3604
2019-10-29 13:00 | 7238 | [7 empty] | 0.0906 | 301.9114 | 397.1605 | 3633
2019-10-29 14:00 | 7239 | [7 empty] | 0.0814 | 294.0355 | 384.2423 | 3787
2019-10-29 15:00 | 7240 | [7 empty] | 0.0808 | 333.4152 | 423.2932 | 3332
2019-10-29 16:00 | 7241 | [7 empty] | 0.0946 | 312.4127 | 409.8541 | 3501
2019-10-29 17:00 | 7242 | [7 empty] | 0.1282 | 322.914 | 438.7707 | 3164
2019-10-29 18:00 | 7243 | [7 empty] | 0.1822 | 341.2912 | 486.744 | 2514
2019-10-29 19:00 | 7244 | [7 empty] | 0.2444 | 359.6684 | 539.2115 | 1783
2019-10-29 20:00 | 7245 | [7 empty] | 0.287 | 343.9165 | 546.8076 | 1680
2019-10-29 21:00 | 7246 | [7 empty] | 0.2819 | 351.7925 | 551.8883 | 1614
2019-10-29 22:00 | 7247 | [7 empty] | 0.2258 | 385.9216 | 555.2704 | 1563
2019-10-29 23:00 | 7248 | [7 empty] | 0.1453 | 412.1747 | 537.4036 | 1802
2019-10-30 | 7249 |  | 16.55 | 16.15 | 12.2 | 14.3 | 14.1 | 17.3 | 0.0752 | 438.4279 | 525.2367 | 1972
2019-10-30 01:00 | 7250 | [7 empty] | 0.0338 | 456.8051 | 520.9236 | 2025
2019-10-30 02:00 | 7251 | [7 empty] | 0.023 | 427.9266 | 486.1259 | 2518
2019-10-30 03:00 | 7252 | [7 empty] | 0.041 | 454.1798 | 522.2444 | 2006
2019-10-30 04:00 | 7253 | [7 empty] | 0.0885 | 435.8026 | 529.9007 | 1909
2019-10-30 05:00 | 7254 | [7 empty] | 0.1596 | 422.676 | 555.7423 | 1557
2019-10-30 06:00 | 7255 | [7 empty] | 0.2305 | 417.4254 | 589.3502 | 1146
2019-10-30 07:00 | 7256 | [7 empty] | 0.2686 | 409.5494 | 602.3559 | 1018
2019-10-30 08:00 | 7257 | [7 empty] | 0.2582 | 401.6735 | 588.78 | 1153
2019-10-30 09:00 | 7258 | [7 empty] | 0.2135 | 375.4203 | 538.0278 | 1795
2019-10-30 10:00 | 7259 | [7 empty] | 0.1638 | 378.0456 | 513.4138 | 2149
2019-10-30 11:00 | 7260 | [7 empty] | 0.1274 | 370.1697 | 485.5879 | 2533
2019-10-30 12:00 | 7261 | [7 empty] | 0.1051 | 372.795 | 475.9912 | 2656
2019-10-30 13:00 | 7262 | [7 empty] | 0.0906 | 370.1697 | 465.4188 | 2801
2019-10-30 14:00 | 7263 | [7 empty] | 0.0814 | 367.5444 | 457.7512 | 2898
2019-10-30 15:00 | 7264 | [7 empty] | 0.0808 | 393.7975 | 483.6755 | 2551
2019-10-30 16:00 | 7265 | [7 empty] | 0.0946 | 417.4254 | 514.8668 | 2123
2019-10-30 17:00 | 7266 | [7 empty] | 0.1282 | 438.4279 | 554.2846 | 1580
2019-10-30 18:00 | 7267 | [7 empty] | 0.1822 | 464.6811 | 610.1339 | 944
2019-10-30 19:00 | 7268 | [7 empty] | 0.2444 | 480.433 | 659.976 | 560
2019-10-30 20:00 | 7269 | [7 empty] | 0.287 | 501.4355 | 704.3266 | 331
2019-10-30 21:00 | 7270 | [7 empty] | 0.2819 | 514.5621 | 714.658 | 290
2019-10-30 22:00 | 7271 | [7 empty] | 0.2258 | 532.9393 | 702.2882 | 341
2019-10-30 23:00 | 7272 | [7 empty] | 0.1453 | 540.8153 | 666.0441 | 538
2019-10-31 | 7273 |  | 16.65 | 14.95 | 9.45 | 11.8 | 13.7 | 17.15 | 0.0752 | 561.8178 | 648.6265 | 636
2019-10-31 01:00 | 7274 | [7 empty] | 0.0338 | 538.1899 | 602.3084 | 1016
2019-10-31 02:00 | 7275 | [7 empty] | 0.023 | 519.8127 | 578.0119 | 1275
2019-10-31 03:00 | 7276 | [7 empty] | 0.041 | 527.6887 | 595.7533 | 1077
2019-10-31 04:00 | 7277 | [7 empty] | 0.0885 | 509.3115 | 603.4096 | 1005
2019-10-31 05:00 | 7278 | [7 empty] | 0.1596 | 517.1874 | 650.2537 | 624
2019-10-31 06:00 | 7279 | [7 empty] | 0.2305 | 527.6887 | 699.6135 | 351
2019-10-31 07:00 | 7280 | [7 empty] | 0.2686 | 480.433 | 673.2395 | 491
2019-10-31 08:00 | 7281 | [7 empty] | 0.2582 | 441.0532 | 628.1597 | 783
2019-10-31 09:00 | 7282 | [7 empty] | 0.2135 | 425.3013 | 587.9089 | 1169
2019-10-31 10:00 | 7283 | [7 empty] | 0.1638 | 383.2963 | 518.6645 | 2064
2019-10-31 11:00 | 7284 | [7 empty] | 0.1274 | 354.4178 | 469.836 | 2751
2019-10-31 12:00 | 7285 | [7 empty] | 0.1051 | 346.5418 | 449.738 | 3014
2019-10-31 13:00 | 7286 | [7 empty] | 0.0906 | 346.5418 | 441.7909 | 3115
2019-10-31 14:00 | 7287 | [7 empty] | 0.0814 | 349.1671 | 439.3739 | 3148
2019-10-31 15:00 | 7288 | [7 empty] | 0.0808 | 380.6709 | 470.5489 | 2736
2019-10-31 16:00 | 7289 | [7 empty] | 0.0946 | 396.4228 | 493.8642 | 2440
2019-10-31 17:00 | 7290 | [7 empty] | 0.1282 | 385.9216 | 501.7783 | 2327
2019-10-31 18:00 | 7291 | [7 empty] | 0.1822 | 375.4203 | 520.8731 | 2028
2019-10-31 19:00 | 7292 | [7 empty] | 0.2444 | 367.5444 | 547.0874 | 1677
2019-10-31 20:00 | 7293 | [7 empty] | 0.287 | 364.919 | 567.8101 | 1404
2019-10-31 21:00 | 7294 | [7 empty] | 0.2819 | 343.9165 | 544.0124 | 1721
2019-10-31 22:00 | 7295 | [7 empty] | 0.2258 | 341.2912 | 510.64 | 2203
2019-10-31 23:00 | 7296 | [7 empty] | 0.1453 | 338.6659 | 463.8947 | 2824
2019-11-01 | 7297 |  | 11.95 | 12.1 | 8.85 | 11.75 | 11.05 | 12.8 | 0.0827 | 338.6659 | 429.5852 | 3262
2019-11-01 01:00 | 7298 | [7 empty] | 0.0372 | 338.6659 | 404.6478 | 3554
2019-11-01 02:00 | 7299 | [7 empty] | 0.0253 | 338.6659 | 398.1257 | 3625
2019-11-01 03:00 | 7300 | [7 empty] | 0.045 | 341.2912 | 411.5481 | 3474
2019-11-01 04:00 | 7301 | [7 empty] | 0.0974 | 341.2912 | 440.2672 | 3138
2019-11-01 05:00 | 7302 | [7 empty] | 0.1755 | 336.0406 | 477.8212 | 2625
2019-11-01 06:00 | 7303 | [7 empty] | 0.2535 | 333.4152 | 517.9458 | 2073
2019-11-01 07:00 | 7304 | [7 empty] | 0.2955 | 328.1646 | 535.7143 | 1825
2019-11-01 08:00 | 7305 | [7 empty] | 0.284 | 317.6633 | 518.9102 | 2062
2019-11-01 09:00 | 7306 | [7 empty] | 0.2349 | 296.6608 | 470.9971 | 2733
2019-11-01 10:00 | 7307 | [7 empty] | 0.1802 | 280.9089 | 425.2655 | 3311
2019-11-01 11:00 | 7308 | [7 empty] | 0.1402 | 283.5342 | 405.9678 | 3545
2019-11-01 12:00 | 7309 | [7 empty] | 0.1157 | 273.0329 | 382.0387 | 3817
2019-11-01 13:00 | 7310 | [7 empty] | 0.0996 | 265.157 | 365.3388 | 3997
2019-11-01 14:00 | 7311 | [7 empty] | 0.0895 | 262.5317 | 357.1779 | 4084
2019-11-01 15:00 | 7312 | [7 empty] | 0.0889 | 291.4102 | 385.7275 | 3776
2019-11-01 16:00 | 7313 | [7 empty] | 0.104 | 299.2861 | 401.8794 | 3587
2019-11-01 17:00 | 7314 | [7 empty] | 0.141 | 301.9114 | 424.7835 | 3320
2019-11-01 18:00 | 7315 | [7 empty] | 0.2004 | 307.1621 | 462.5898 | 2839
2019-11-01 19:00 | 7316 | [7 empty] | 0.2689 | 333.4152 | 526.3861 | 1965
2019-11-01 20:00 | 7317 | [7 empty] | 0.3157 | 343.9165 | 562.5373 | 1471
2019-11-01 21:00 | 7318 | [7 empty] | 0.3101 | 380.6709 | 596.2225 | 1075
2019-11-01 22:00 | 7319 | [7 empty] | 0.2483 | 396.4228 | 578.1034 | 1284
2019-11-01 23:00 | 7320 | [7 empty] | 0.1599 | 409.5494 | 542.7801 | 1732
2019-11-02 | 7321 |  | 12.4 | 12.95 | 10.6 | 12.35 | 12.3 | 12.9 | 0.0827 | 412.1747 | 503.094 | 2306
2019-11-02 01:00 | 7322 | [7 empty] | 0.0372 | 414.8001 | 480.7819 | 2584
2019-11-02 02:00 | 7323 | [7 empty] | 0.0253 | 409.5494 | 469.0092 | 2765
2019-11-02 03:00 | 7324 | [7 empty] | 0.045 | 412.1747 | 482.4316 | 2567
2019-11-02 04:00 | 7325 | [7 empty] | 0.0974 | 406.9241 | 505.9001 | 2269
2019-11-02 05:00 | 7326 | [7 empty] | 0.1755 | 409.5494 | 551.3301 | 1618
2019-11-02 06:00 | 7327 | [7 empty] | 0.2535 | 409.5494 | 594.08 | 1099
2019-11-02 07:00 | 7328 | [7 empty] | 0.2955 | 393.7975 | 601.3472 | 1029
2019-11-02 08:00 | 7329 | [7 empty] | 0.284 | 370.1697 | 571.4165 | 1366
2019-11-02 09:00 | 7330 | [7 empty] | 0.2349 | 346.5418 | 520.8782 | 2030
2019-11-02 10:00 | 7331 | [7 empty] | 0.1802 | 322.914 | 467.2706 | 2790
2019-11-02 11:00 | 7332 | [7 empty] | 0.1402 | 315.038 | 437.4716 | 3182
2019-11-02 12:00 | 7333 | [7 empty] | 0.1157 | 296.6608 | 405.6666 | 3547
2019-11-02 13:00 | 7334 | [7 empty] | 0.0996 | 262.5317 | 362.7135 | 4019
2019-11-02 14:00 | 7335 | [7 empty] | 0.0895 | 288.7848 | 383.4311 | 3801
2019-11-02 15:00 | 7336 | [7 empty] | 0.0889 | 309.7874 | 404.1048 | 3564
2019-11-02 16:00 | 7337 | [7 empty] | 0.104 | 307.1621 | 409.7554 | 3506
2019-11-02 17:00 | 7338 | [7 empty] | 0.141 | 315.038 | 437.9101 | 3174
2019-11-02 18:00 | 7339 | [7 empty] | 0.2004 | 315.038 | 470.4658 | 2743
2019-11-02 19:00 | 7340 | [7 empty] | 0.2689 | 317.6633 | 510.6342 | 2206
2019-11-02 20:00 | 7341 | [7 empty] | 0.3157 | 330.7899 | 549.4107 | 1647
2019-11-02 21:00 | 7342 | [7 empty] | 0.3101 | 333.4152 | 548.9668 | 1657
2019-11-02 22:00 | 7343 | [7 empty] | 0.2483 | 325.5393 | 507.2198 | 2250
2019-11-02 23:00 | 7344 | [7 empty] | 0.1599 | 320.2887 | 453.5194 | 2955
2019-11-03 | 7345 |  | 7.45 | 7.65 | 6.05 | 7.65 | 8.15 | 8.65 | 0.0827 | 312.4127 | 403.332 | 3574
2019-11-03 01:00 | 7346 | [7 empty] | 0.0372 | 304.5367 | 370.5186 | 3940
2019-11-03 02:00 | 7347 | [7 empty] | 0.0253 | 294.0355 | 353.4953 | 4119
2019-11-03 03:00 | 7348 | [7 empty] | 0.045 | 283.5342 | 353.7911 | 4118
2019-11-03 04:00 | 7349 | [7 empty] | 0.0974 | 275.6583 | 374.6343 | 3899
2019-11-03 05:00 | 7350 | [7 empty] | 0.1755 | 273.0329 | 414.8136 | 3438
2019-11-03 06:00 | 7351 | [7 empty] | 0.2535 | 270.4076 | 454.9382 | 2935
2019-11-03 07:00 | 7352 | [7 empty] | 0.2955 | 262.5317 | 470.0814 | 2750
2019-11-03 08:00 | 7353 | [7 empty] | 0.284 | 254.6557 | 455.9026 | 2928
2019-11-03 09:00 | 7354 | [7 empty] | 0.2349 | 236.2785 | 410.6149 | 3493
2019-11-03 10:00 | 7355 | [7 empty] | 0.1802 | 210.0253 | 354.382 | 4113
2019-11-03 11:00 | 7356 | [7 empty] | 0.1402 | 194.2734 | 316.7071 | 4432
2019-11-03 12:00 | 7357 | [7 empty] | 0.1157 | 173.2709 | 282.2767 | 4622
2019-11-03 13:00 | 7358 | [7 empty] | 0.0996 | 173.2709 | 273.4527 | 4659
2019-11-03 14:00 | 7359 | [7 empty] | 0.0895 | 170.6456 | 265.2918 | 4695
2019-11-03 15:00 | 7360 | [7 empty] | 0.0889 | 175.8962 | 270.2136 | 4674
2019-11-03 16:00 | 7361 | [7 empty] | 0.104 | 173.2709 | 275.8642 | 4655
2019-11-03 17:00 | 7362 | [7 empty] | 0.141 | 183.7722 | 306.6443 | 4496
2019-11-03 18:00 | 7363 | [7 empty] | 0.2004 | 183.7722 | 339.1999 | 4257
2019-11-03 19:00 | 7364 | [7 empty] | 0.2689 | 165.395 | 358.3659 | 4071
2019-11-03 20:00 | 7365 | [7 empty] | 0.3157 | 160.1443 | 378.7651 | 3857
2019-11-03 21:00 | 7366 | [7 empty] | 0.3101 | 0 | 215.5516 | 4823
2019-11-03 22:00 | 7367 | [7 empty] | 0.2483 | 0 | 181.6806 | 5080
2019-11-03 23:00 | 7368 | [7 empty] | 0.1599 | 0 | 133.2307 | 6208
2019-11-04 | 7369 |  | 0 | 0 | 0 | 8.4 | 0 | 0 | 0.0827 | 0 | 90.9193 | 7528
2019-11-04 01:00 | 7370 | [7 empty] | 0.0372 | 0 | 65.9819 | 8407
2019-11-04 02:00 | 7371 | [7 empty] | 0.0253 | 0 | 59.4598 | 8607
2019-11-04 03:00 | 7372 | [7 empty] | 0.045 | 0 | 70.2569 | 8377
2019-11-04 04:00 | 7373 | [7 empty] | 0.0974 | 0 | 98.976 | 7138
2019-11-04 05:00 | 7374 | [7 empty] | 0.1755 | 0 | 141.7807 | 5980
2019-11-04 06:00 | 7375 | [7 empty] | 0.2535 | 0 | 184.5305 | 5073
2019-11-04 07:00 | 7376 | [7 empty] | 0.2955 | 0 | 207.5497 | 4839
2019-11-04 08:00 | 7377 | [7 empty] | 0.284 | 0 | 201.2468 | 4895
2019-11-04 09:00 | 7378 | [7 empty] | 0.2349 | 0 | 174.3363 | 5225
2019-11-04 10:00 | 7379 | [7 empty] | 0.1802 | 0 | 144.3566 | 5971
2019-11-04 11:00 | 7380 | [7 empty] | 0.1402 | 0 | 122.4336 | 6443
2019-11-04 12:00 | 7381 | [7 empty] | 0.1157 | 0 | 109.0058 | 6789
2019-11-04 13:00 | 7382 | [7 empty] | 0.0996 | 0 | 100.1818 | 7131
2019-11-04 14:00 | 7383 | [7 empty] | 0.0895 | 0 | 94.6462 | 7382
2019-11-04 15:00 | 7384 | [7 empty] | 0.0889 | 0 | 94.3174 | 7472
2019-11-04 16:00 | 7385 | [7 empty] | 0.104 | 0 | 102.5933 | 7073
2019-11-04 17:00 | 7386 | [7 empty] | 0.141 | 0 | 122.8721 | 6416
2019-11-04 18:00 | 7387 | [7 empty] | 0.2004 | 0 | 155.4278 | 5637
2019-11-04 19:00 | 7388 | [7 empty] | 0.2689 | 0 | 192.9709 | 4946
2019-11-04 20:00 | 7389 | [7 empty] | 0.3157 | 0 | 218.6208 | 4811
2019-11-04 21:00 | 7390 | [7 empty] | 0.3101 | 0 | 215.5516 | 4824
2019-11-04 22:00 | 7391 | [7 empty] | 0.2483 | 0 | 181.6806 | 5081
2019-11-04 23:00 | 7392 | [7 empty] | 0.1599 | 0 | 133.2307 | 6209
2019-11-05 | 7393 |  | 0 | 6.2 | 7.2 | 11.6 | 7.1 | 0 | 0.0827 | 0 | 90.9193 | 7529
2019-11-05 01:00 | 7394 | [7 empty] | 0.0372 | 0 | 65.9819 | 8408
2019-11-05 02:00 | 7395 | [7 empty] | 0.0253 | 0 | 59.4598 | 8608
2019-11-05 03:00 | 7396 | [7 empty] | 0.045 | 0 | 70.2569 | 8378
2019-11-05 04:00 | 7397 | [7 empty] | 0.0974 | 0 | 98.976 | 7139
2019-11-05 05:00 | 7398 | [7 empty] | 0.1755 | 170.6456 | 312.4263 | 4453
2019-11-05 06:00 | 7399 | [7 empty] | 0.2535 | 173.2709 | 357.8015 | 4075
2019-11-05 07:00 | 7400 | [7 empty] | 0.2955 | 168.0203 | 375.57 | 3893
2019-11-05 08:00 | 7401 | [7 empty] | 0.284 | 160.1443 | 361.3912 | 4039
2019-11-05 09:00 | 7402 | [7 empty] | 0.2349 | 0 | 174.3363 | 5226
2019-11-05 10:00 | 7403 | [7 empty] | 0.1802 | 0 | 144.3566 | 5972
2019-11-05 11:00 | 7404 | [7 empty] | 0.1402 | 0 | 122.4336 | 6444
2019-11-05 12:00 | 7405 | [7 empty] | 0.1157 | 0 | 109.0058 | 6790
2019-11-05 13:00 | 7406 | [7 empty] | 0.0996 | 0 | 100.1818 | 7132
2019-11-05 14:00 | 7407 | [7 empty] | 0.0895 | 0 | 94.6462 | 7383
2019-11-05 15:00 | 7408 | [7 empty] | 0.0889 | 160.1443 | 254.4617 | 4733
2019-11-05 16:00 | 7409 | [7 empty] | 0.104 | 170.6456 | 273.2389 | 4662
2019-11-05 17:00 | 7410 | [7 empty] | 0.141 | 175.8962 | 298.7683 | 4538
2019-11-05 18:00 | 7411 | [7 empty] | 0.2004 | 175.8962 | 331.324 | 4319
2019-11-05 19:00 | 7412 | [7 empty] | 0.2689 | 162.7696 | 355.7405 | 4100
2019-11-05 20:00 | 7413 | [7 empty] | 0.3157 | 168.0203 | 386.6411 | 3762
2019-11-05 21:00 | 7414 | [7 empty] | 0.3101 | 175.8962 | 391.4478 | 3707
2019-11-05 22:00 | 7415 | [7 empty] | 0.2483 | 183.7722 | 365.4527 | 3999
2019-11-05 23:00 | 7416 | [7 empty] | 0.1599 | 186.3975 | 319.6282 | 4413
2019-11-06 | 7417 |  | 8.4 | 8.3 | 7.95 | 11.05 | 9.25 | 8.85 | 0.0827 | 196.8988 | 287.8181 | 4602
2019-11-06 01:00 | 7418 | [7 empty] | 0.0372 | 225.7772 | 291.7591 | 4571
2019-11-06 02:00 | 7419 | [7 empty] | 0.0253 | 231.0279 | 290.4877 | 4581
2019-11-06 03:00 | 7420 | [7 empty] | 0.045 | 231.0279 | 301.2848 | 4523
2019-11-06 04:00 | 7421 | [7 empty] | 0.0974 | 244.1545 | 343.1305 | 4217
2019-11-06 05:00 | 7422 | [7 empty] | 0.1755 | 273.0329 | 414.8136 | 3439
2019-11-06 06:00 | 7423 | [7 empty] | 0.2535 | 259.9064 | 444.4369 | 3079
2019-11-06 07:00 | 7424 | [7 empty] | 0.2955 | 238.9038 | 446.4535 | 3055
2019-11-06 08:00 | 7425 | [7 empty] | 0.284 | 233.6532 | 434.9 | 3209
2019-11-06 09:00 | 7426 | [7 empty] | 0.2349 | 217.9013 | 392.2376 | 3698
2019-11-06 10:00 | 7427 | [7 empty] | 0.1802 | 207.4 | 351.7567 | 4138
2019-11-06 11:00 | 7428 | [7 empty] | 0.1402 | 194.2734 | 316.7071 | 4433
2019-11-06 12:00 | 7429 | [7 empty] | 0.1157 | 191.6481 | 300.6539 | 4529
2019-11-06 13:00 | 7430 | [7 empty] | 0.0996 | 194.2734 | 294.4552 | 4558
2019-11-06 14:00 | 7431 | [7 empty] | 0.0895 | 194.2734 | 288.9197 | 4596
2019-11-06 15:00 | 7432 | [7 empty] | 0.0889 | 210.0253 | 304.3427 | 4506
2019-11-06 16:00 | 7433 | [7 empty] | 0.104 | 217.9013 | 320.4946 | 4407
2019-11-06 17:00 | 7434 | [7 empty] | 0.141 | 220.5266 | 343.3987 | 4213
2019-11-06 18:00 | 7435 | [7 empty] | 0.2004 | 225.7772 | 381.205 | 3828
2019-11-06 19:00 | 7436 | [7 empty] | 0.2689 | 225.7772 | 418.7481 | 3404
2019-11-06 20:00 | 7437 | [7 empty] | 0.3157 | 223.1519 | 441.7727 | 3119
2019-11-06 21:00 | 7438 | [7 empty] | 0.3101 | 254.6557 | 470.2073 | 2749
2019-11-06 22:00 | 7439 | [7 empty] | 0.2483 | 270.4076 | 452.0882 | 2977
2019-11-06 23:00 | 7440 | [7 empty] | 0.1599 | 270.4076 | 403.6383 | 3568
2019-11-07 | 7441 |  | 9.3 | 9.5 | 8.6 | 9.95 | 9.6 | 9.8 | 0.0827 | 265.157 | 356.0763 | 4096
2019-11-07 01:00 | 7442 | [7 empty] | 0.0372 | 265.157 | 331.1389 | 4317
2019-11-07 02:00 | 7443 | [7 empty] | 0.0253 | 286.1595 | 345.6193 | 4185
2019-11-07 03:00 | 7444 | [7 empty] | 0.045 | 299.2861 | 369.543 | 3953
2019-11-07 04:00 | 7445 | [7 empty] | 0.0974 | 294.0355 | 393.0115 | 3689
2019-11-07 05:00 | 7446 | [7 empty] | 0.1755 | 280.9089 | 422.6896 | 3344
2019-11-07 06:00 | 7447 | [7 empty] | 0.2535 | 283.5342 | 468.0648 | 2777
2019-11-07 07:00 | 7448 | [7 empty] | 0.2955 | 278.2836 | 485.8333 | 2531
2019-11-07 08:00 | 7449 | [7 empty] | 0.284 | 252.0304 | 453.2773 | 2962
2019-11-07 09:00 | 7450 | [7 empty] | 0.2349 | 238.9038 | 413.2402 | 3457
2019-11-07 10:00 | 7451 | [7 empty] | 0.1802 | 228.4026 | 372.7592 | 3916
2019-11-07 11:00 | 7452 | [7 empty] | 0.1402 | 212.6507 | 335.0843 | 4291
2019-11-07 12:00 | 7453 | [7 empty] | 0.1157 | 215.276 | 324.2818 | 4377
2019-11-07 13:00 | 7454 | [7 empty] | 0.0996 | 199.5241 | 299.7059 | 4533
2019-11-07 14:00 | 7455 | [7 empty] | 0.0895 | 199.5241 | 294.1703 | 4562
2019-11-07 15:00 | 7456 | [7 empty] | 0.0889 | 233.6532 | 327.9706 | 4345
2019-11-07 16:00 | 7457 | [7 empty] | 0.104 | 259.9064 | 362.4997 | 4021
2019-11-07 17:00 | 7458 | [7 empty] | 0.141 | 278.2836 | 401.1557 | 3597
2019-11-07 18:00 | 7459 | [7 empty] | 0.2004 | 291.4102 | 446.8379 | 3046
2019-11-07 19:00 | 7460 | [7 empty] | 0.2689 | 309.7874 | 502.7583 | 2314
2019-11-07 20:00 | 7461 | [7 empty] | 0.3157 | 312.4127 | 531.0335 | 1884
2019-11-07 21:00 | 7462 | [7 empty] | 0.3101 | 312.4127 | 527.9643 | 1941
2019-11-07 22:00 | 7463 | [7 empty] | 0.2483 | 315.038 | 496.7186 | 2403
2019-11-07 23:00 | 7464 | [7 empty] | 0.1599 | 312.4127 | 445.6434 | 3066
2019-11-08 | 7465 |  | 10.4 | 11.5 | 8.5 | 10 | 10 | 9.55 | 0.0827 | 312.4127 | 403.332 | 3575
2019-11-08 01:00 | 7466 | [7 empty] | 0.0372 | 309.7874 | 375.7693 | 3884
2019-11-08 02:00 | 7467 | [7 empty] | 0.0253 | 315.038 | 374.4978 | 3901
2019-11-08 03:00 | 7468 | [7 empty] | 0.045 | 325.5393 | 395.7962 | 3650
2019-11-08 04:00 | 7469 | [7 empty] | 0.0974 | 325.5393 | 424.5153 | 3323
2019-11-08 05:00 | 7470 | [7 empty] | 0.1755 | 294.0355 | 435.8162 | 3197
2019-11-08 06:00 | 7471 | [7 empty] | 0.2535 | 283.5342 | 468.0648 | 2778
2019-11-08 07:00 | 7472 | [7 empty] | 0.2955 | 270.4076 | 477.9573 | 2627
2019-11-08 08:00 | 7473 | [7 empty] | 0.284 | 252.0304 | 453.2773 | 2963
2019-11-08 09:00 | 7474 | [7 empty] | 0.2349 | 231.0279 | 405.3642 | 3552
2019-11-08 10:00 | 7475 | [7 empty] | 0.1802 | 215.276 | 359.6326 | 4051
2019-11-08 11:00 | 7476 | [7 empty] | 0.1402 | 186.3975 | 308.8311 | 4483
2019-11-08 12:00 | 7477 | [7 empty] | 0.1157 | 186.3975 | 295.4033 | 4556
2019-11-08 13:00 | 7478 | [7 empty] | 0.0996 | 175.8962 | 276.078 | 4652
2019-11-08 14:00 | 7479 | [7 empty] | 0.0895 | 210.0253 | 304.6716 | 4502
2019-11-08 15:00 | 7480 | [7 empty] | 0.0889 | 233.6532 | 327.9706 | 4346
2019-11-08 16:00 | 7481 | [7 empty] | 0.104 | 228.4026 | 330.9959 | 4321
2019-11-08 17:00 | 7482 | [7 empty] | 0.141 | 217.9013 | 340.7734 | 4243
2019-11-08 18:00 | 7483 | [7 empty] | 0.2004 | 217.9013 | 373.329 | 3911
2019-11-08 19:00 | 7484 | [7 empty] | 0.2689 | 217.9013 | 410.8722 | 3490
2019-11-08 20:00 | 7485 | [7 empty] | 0.3157 | 217.9013 | 436.5221 | 3191
2019-11-08 21:00 | 7486 | [7 empty] | 0.3101 | 217.9013 | 433.4529 | 3228
2019-11-08 22:00 | 7487 | [7 empty] | 0.2483 | 215.276 | 396.9565 | 3639
2019-11-08 23:00 | 7488 | [7 empty] | 0.1599 | 212.6507 | 345.8814 | 4183
2019-11-09 | 7489 |  | 7.05 | 7.5 | 7.6 | 8.15 | 7.7 | 7.15 | 0.0827 | 212.6507 | 303.57 | 4510
2019-11-09 01:00 | 7490 | [7 empty] | 0.0372 | 225.7772 | 291.7591 | 4572
2019-11-09 02:00 | 7491 | [7 empty] | 0.0253 | 231.0279 | 290.4877 | 4582
2019-11-09 03:00 | 7492 | [7 empty] | 0.045 | 225.7772 | 296.0341 | 4551
2019-11-09 04:00 | 7493 | [7 empty] | 0.0974 | 225.7772 | 324.7533 | 4371
2019-11-09 05:00 | 7494 | [7 empty] | 0.1755 | 228.4026 | 370.1832 | 3948
2019-11-09 06:00 | 7495 | [7 empty] | 0.2535 | 228.4026 | 412.9331 | 3460
2019-11-09 07:00 | 7496 | [7 empty] | 0.2955 | 220.5266 | 428.0763 | 3280
2019-11-09 08:00 | 7497 | [7 empty] | 0.284 | 207.4 | 408.6469 | 3518
2019-11-09 09:00 | 7498 | [7 empty] | 0.2349 | 196.8988 | 371.2351 | 3936
2019-11-09 10:00 | 7499 | [7 empty] | 0.1802 | 183.7722 | 328.1288 | 4344
2019-11-09 11:00 | 7500 | [7 empty] | 0.1402 | 178.5215 | 300.9552 | 4528
2019-11-09 12:00 | 7501 | [7 empty] | 0.1157 | 162.7696 | 271.7754 | 4668
2019-11-09 13:00 | 7502 | [7 empty] | 0.0996 | 162.7696 | 262.9514 | 4701
2019-11-09 14:00 | 7503 | [7 empty] | 0.0895 | 162.7696 | 257.4159 | 4722
2019-11-09 15:00 | 7504 | [7 empty] | 0.0889 | 162.7696 | 257.087 | 4726
2019-11-09 16:00 | 7505 | [7 empty] | 0.104 | 162.7696 | 265.363 | 4694
2019-11-09 17:00 | 7506 | [7 empty] | 0.141 | 160.1443 | 283.0164 | 4619
2019-11-09 18:00 | 7507 | [7 empty] | 0.2004 | 162.7696 | 318.1974 | 4422
2019-11-09 19:00 | 7508 | [7 empty] | 0.2689 | 175.8962 | 368.8671 | 3965
2019-11-09 20:00 | 7509 | [7 empty] | 0.3157 | 162.7696 | 381.3905 | 3825
2019-11-09 21:00 | 7510 | [7 empty] | 0.3101 | 0 | 215.5516 | 4825
2019-11-09 22:00 | 7511 | [7 empty] | 0.2483 | 0 | 181.6806 | 5082
2019-11-09 23:00 | 7512 | [7 empty] | 0.1599 | 0 | 133.2307 | 6210
2019-11-10 | 7513 |  | 7.95 | 8.45 | 8.05 | 8.25 | 8.7 | 7.55 | 0.0827 | 0 | 90.9193 | 7530
2019-11-10 01:00 | 7514 | [7 empty] | 0.0372 | 0 | 65.9819 | 8409
2019-11-10 02:00 | 7515 | [7 empty] | 0.0253 | 0 | 59.4598 | 8609
2019-11-10 03:00 | 7516 | [7 empty] | 0.045 | 0 | 70.2569 | 8379
2019-11-10 04:00 | 7517 | [7 empty] | 0.0974 | 0 | 98.976 | 7140
2019-11-10 05:00 | 7518 | [7 empty] | 0.1755 | 0 | 141.7807 | 5981
2019-11-10 06:00 | 7519 | [7 empty] | 0.2535 | 160.1443 | 344.6749 | 4197
2019-11-10 07:00 | 7520 | [7 empty] | 0.2955 | 162.7696 | 370.3193 | 3949
2019-11-10 08:00 | 7521 | [7 empty] | 0.284 | 183.7722 | 385.019 | 3785
2019-11-10 09:00 | 7522 | [7 empty] | 0.2349 | 189.0228 | 363.3592 | 4014
2019-11-10 10:00 | 7523 | [7 empty] | 0.1802 | 199.5241 | 343.8807 | 4208
2019-11-10 11:00 | 7524 | [7 empty] | 0.1402 | 210.0253 | 332.459 | 4307
2019-11-10 12:00 | 7525 | [7 empty] | 0.1157 | 212.6507 | 321.6564 | 4398
2019-11-10 13:00 | 7526 | [7 empty] | 0.0996 | 220.5266 | 320.7084 | 4404
2019-11-10 14:00 | 7527 | [7 empty] | 0.0895 | 225.7772 | 320.4235 | 4408
2019-11-10 15:00 | 7528 | [7 empty] | 0.0889 | 233.6532 | 327.9706 | 4347
2019-11-10 16:00 | 7529 | [7 empty] | 0.104 | 233.6532 | 336.2465 | 4284
2019-11-10 17:00 | 7530 | [7 empty] | 0.141 | 238.9038 | 361.7759 | 4029
2019-11-10 18:00 | 7531 | [7 empty] | 0.2004 | 246.7798 | 402.2075 | 3585
2019-11-10 19:00 | 7532 | [7 empty] | 0.2689 | 249.4051 | 442.376 | 3112
2019-11-10 20:00 | 7533 | [7 empty] | 0.3157 | 254.6557 | 473.2765 | 2689
2019-11-10 21:00 | 7534 | [7 empty] | 0.3101 | 257.281 | 472.8326 | 2700
2019-11-10 22:00 | 7535 | [7 empty] | 0.2483 | 262.5317 | 444.2122 | 3086
2019-11-10 23:00 | 7536 | [7 empty] | 0.1599 | 262.5317 | 395.7624 | 3661
2019-11-11 | 7537 |  | 11.2 | 12.05 | 10.1 | 12.8 | 11.25 | 11.55 | 0.0827 | 265.157 | 356.0763 | 4097
2019-11-11 01:00 | 7538 | [7 empty] | 0.0372 | 267.7823 | 333.7642 | 4294
2019-11-11 02:00 | 7539 | [7 empty] | 0.0253 | 270.4076 | 329.8674 | 4328
2019-11-11 03:00 | 7540 | [7 empty] | 0.045 | 270.4076 | 340.6645 | 4242
2019-11-11 04:00 | 7541 | [7 empty] | 0.0974 | 270.4076 | 369.3836 | 3957
2019-11-11 05:00 | 7542 | [7 empty] | 0.1755 | 270.4076 | 412.1883 | 3464
2019-11-11 06:00 | 7543 | [7 empty] | 0.2535 | 278.2836 | 462.8141 | 2835
2019-11-11 07:00 | 7544 | [7 empty] | 0.2955 | 275.6583 | 483.208 | 2563
2019-11-11 08:00 | 7545 | [7 empty] | 0.284 | 270.4076 | 471.6545 | 2727
2019-11-11 09:00 | 7546 | [7 empty] | 0.2349 | 265.157 | 439.4933 | 3150
2019-11-11 10:00 | 7547 | [7 empty] | 0.1802 | 257.281 | 401.6377 | 3591
2019-11-11 11:00 | 7548 | [7 empty] | 0.1402 | 246.7798 | 369.2134 | 3961
2019-11-11 12:00 | 7549 | [7 empty] | 0.1157 | 252.0304 | 361.0362 | 4041
2019-11-11 13:00 | 7550 | [7 empty] | 0.0996 | 236.2785 | 336.4603 | 4283
2019-11-11 14:00 | 7551 | [7 empty] | 0.0895 | 257.281 | 351.9273 | 4136
2019-11-11 15:00 | 7552 | [7 empty] | 0.0889 | 275.6583 | 369.9756 | 3950
2019-11-11 16:00 | 7553 | [7 empty] | 0.104 | 283.5342 | 386.1275 | 3769
2019-11-11 17:00 | 7554 | [7 empty] | 0.141 | 291.4102 | 414.2823 | 3443
2019-11-11 18:00 | 7555 | [7 empty] | 0.2004 | 299.2861 | 454.7139 | 2942
2019-11-11 19:00 | 7556 | [7 empty] | 0.2689 | 307.1621 | 500.133 | 2357
2019-11-11 20:00 | 7557 | [7 empty] | 0.3157 | 338.6659 | 557.2867 | 1539
2019-11-11 21:00 | 7558 | [7 empty] | 0.3101 | 351.7925 | 567.3441 | 1410
2019-11-11 22:00 | 7559 | [7 empty] | 0.2483 | 370.1697 | 551.8502 | 1613
2019-11-11 23:00 | 7560 | [7 empty] | 0.1599 | 362.2937 | 495.5244 | 2419
2019-11-12 | 7561 |  | 10.9 | 12 | 11.55 | 11 | 11.05 | 11.5 | 0.0827 | 359.6684 | 450.5877 | 3001
2019-11-12 01:00 | 7562 | [7 empty] | 0.0372 | 367.5444 | 433.5262 | 3219
2019-11-12 02:00 | 7563 | [7 empty] | 0.0253 | 378.0456 | 437.5054 | 3177
2019-11-12 03:00 | 7564 | [7 empty] | 0.045 | 375.4203 | 445.6772 | 3061
2019-11-12 04:00 | 7565 | [7 empty] | 0.0974 | 378.0456 | 477.0216 | 2642
2019-11-12 05:00 | 7566 | [7 empty] | 0.1755 | 378.0456 | 519.8263 | 2042
2019-11-12 06:00 | 7567 | [7 empty] | 0.2535 | 370.1697 | 554.7002 | 1571
2019-11-12 07:00 | 7568 | [7 empty] | 0.2955 | 346.5418 | 554.0915 | 1585
2019-11-12 08:00 | 7569 | [7 empty] | 0.284 | 328.1646 | 529.4114 | 1926
2019-11-12 09:00 | 7570 | [7 empty] | 0.2349 | 296.6608 | 470.9971 | 2734
2019-11-12 10:00 | 7571 | [7 empty] | 0.1802 | 275.6583 | 420.0149 | 3386
2019-11-12 11:00 | 7572 | [7 empty] | 0.1402 | 257.281 | 379.7147 | 3846
2019-11-12 12:00 | 7573 | [7 empty] | 0.1157 | 249.4051 | 358.4109 | 4067
2019-11-12 13:00 | 7574 | [7 empty] | 0.0996 | 244.1545 | 344.3362 | 4201
2019-11-12 14:00 | 7575 | [7 empty] | 0.0895 | 252.0304 | 346.6766 | 4179
2019-11-12 15:00 | 7576 | [7 empty] | 0.0889 | 254.6557 | 348.9731 | 4162
2019-11-12 16:00 | 7577 | [7 empty] | 0.104 | 244.1545 | 346.7478 | 4177
2019-11-12 17:00 | 7578 | [7 empty] | 0.141 | 238.9038 | 361.7759 | 4030
2019-11-12 18:00 | 7579 | [7 empty] | 0.2004 | 241.5291 | 396.9569 | 3638
2019-11-12 19:00 | 7580 | [7 empty] | 0.2689 | 238.9038 | 431.8747 | 3241
2019-11-12 20:00 | 7581 | [7 empty] | 0.3157 | 238.9038 | 457.5246 | 2904
2019-11-12 21:00 | 7582 | [7 empty] | 0.3101 | 231.0279 | 446.5795 | 3050
2019-11-12 22:00 | 7583 | [7 empty] | 0.2483 | 225.7772 | 407.4578 | 3531
2019-11-12 23:00 | 7584 | [7 empty] | 0.1599 | 225.7772 | 359.008 | 4059
2019-11-13 | 7585 |  | 0 | 6.05 | 6.85 | 7.1 | 6.7 | 6.2 | 0.0827 | 220.5266 | 311.4459 | 4461
2019-11-13 01:00 | 7586 | [7 empty] | 0.0372 | 217.9013 | 283.8832 | 4613
2019-11-13 02:00 | 7587 | [7 empty] | 0.0253 | 207.4 | 266.8598 | 4680
2019-11-13 03:00 | 7588 | [7 empty] | 0.045 | 191.6481 | 261.905 | 4706
2019-11-13 04:00 | 7589 | [7 empty] | 0.0974 | 181.1469 | 280.1229 | 4630
2019-11-13 05:00 | 7590 | [7 empty] | 0.1755 | 168.0203 | 309.801 | 4472
2019-11-13 06:00 | 7591 | [7 empty] | 0.2535 | 160.1443 | 344.6749 | 4198
2019-11-13 07:00 | 7592 | [7 empty] | 0.2955 | 0 | 207.5497 | 4840
2019-11-13 08:00 | 7593 | [7 empty] | 0.284 | 0 | 201.2468 | 4896
2019-11-13 09:00 | 7594 | [7 empty] | 0.2349 | 0 | 174.3363 | 5227
2019-11-13 10:00 | 7595 | [7 empty] | 0.1802 | 0 | 144.3566 | 5973
2019-11-13 11:00 | 7596 | [7 empty] | 0.1402 | 0 | 122.4336 | 6445
2019-11-13 12:00 | 7597 | [7 empty] | 0.1157 | 0 | 109.0058 | 6791
2019-11-13 13:00 | 7598 | [7 empty] | 0.0996 | 0 | 100.1818 | 7133
2019-11-13 14:00 | 7599 | [7 empty] | 0.0895 | 0 | 94.6462 | 7384
2019-11-13 15:00 | 7600 | [7 empty] | 0.0889 | 0 | 94.3174 | 7473
2019-11-13 16:00 | 7601 | [7 empty] | 0.104 | 0 | 102.5933 | 7074
2019-11-13 17:00 | 7602 | [7 empty] | 0.141 | 0 | 122.8721 | 6417
2019-11-13 18:00 | 7603 | [7 empty] | 0.2004 | 0 | 155.4278 | 5638
2019-11-13 19:00 | 7604 | [7 empty] | 0.2689 | 0 | 192.9709 | 4947
2019-11-13 20:00 | 7605 | [7 empty] | 0.3157 | 0 | 218.6208 | 4812
2019-11-13 21:00 | 7606 | [7 empty] | 0.3101 | 0 | 215.5516 | 4826
2019-11-13 22:00 | 7607 | [7 empty] | 0.2483 | 0 | 181.6806 | 5083
2019-11-13 23:00 | 7608 | [7 empty] | 0.1599 | 0 | 133.2307 | 6211
2019-11-14 | 7609 |  | 6.8 | 7.15 | 8.55 | 10.45 | 9.45 | 6.85 | 0.0827 | 0 | 90.9193 | 7531
2019-11-14 01:00 | 7610 | [7 empty] | 0.0372 | 160.1443 | 226.1262 | 4784
2019-11-14 02:00 | 7611 | [7 empty] | 0.0253 | 162.7696 | 222.2294 | 4790
2019-11-14 03:00 | 7612 | [7 empty] | 0.045 | 162.7696 | 233.0265 | 4777
2019-11-14 04:00 | 7613 | [7 empty] | 0.0974 | 165.395 | 264.371 | 4698
2019-11-14 05:00 | 7614 | [7 empty] | 0.1755 | 162.7696 | 304.5503 | 4503
2019-11-14 06:00 | 7615 | [7 empty] | 0.2535 | 162.7696 | 347.3002 | 4175
2019-11-14 07:00 | 7616 | [7 empty] | 0.2955 | 0 | 207.5497 | 4841
2019-11-14 08:00 | 7617 | [7 empty] | 0.284 | 0 | 201.2468 | 4897
2019-11-14 09:00 | 7618 | [7 empty] | 0.2349 | 0 | 174.3363 | 5228
2019-11-14 10:00 | 7619 | [7 empty] | 0.1802 | 0 | 144.3566 | 5974
2019-11-14 11:00 | 7620 | [7 empty] | 0.1402 | 0 | 122.4336 | 6446
2019-11-14 12:00 | 7621 | [7 empty] | 0.1157 | 0 | 109.0058 | 6792
2019-11-14 13:00 | 7622 | [7 empty] | 0.0996 | 0 | 100.1818 | 7134
2019-11-14 14:00 | 7623 | [7 empty] | 0.0895 | 0 | 94.6462 | 7385
2019-11-14 15:00 | 7624 | [7 empty] | 0.0889 | 160.1443 | 254.4617 | 4734
2019-11-14 16:00 | 7625 | [7 empty] | 0.104 | 181.1469 | 283.7402 | 4616
2019-11-14 17:00 | 7626 | [7 empty] | 0.141 | 207.4 | 330.2721 | 4326
2019-11-14 18:00 | 7627 | [7 empty] | 0.2004 | 233.6532 | 389.0809 | 3736
2019-11-14 19:00 | 7628 | [7 empty] | 0.2689 | 231.0279 | 423.9988 | 3330
2019-11-14 20:00 | 7629 | [7 empty] | 0.3157 | 236.2785 | 454.8993 | 2938
2019-11-14 21:00 | 7630 | [7 empty] | 0.3101 | 236.2785 | 451.8301 | 2980
2019-11-14 22:00 | 7631 | [7 empty] | 0.2483 | 231.0279 | 412.7084 | 3462
2019-11-14 23:00 | 7632 | [7 empty] | 0.1599 | 225.7772 | 359.008 | 4060
2019-11-15 | 7633 |  | 8.9 | 8.95 | 10.6 | 13.3 | 11.75 | 9.65 | 0.0827 | 223.1519 | 314.0712 | 4447
2019-11-15 01:00 | 7634 | [7 empty] | 0.0372 | 220.5266 | 286.5085 | 4605
2019-11-15 02:00 | 7635 | [7 empty] | 0.0253 | 217.9013 | 277.3611 | 4643
2019-11-15 03:00 | 7636 | [7 empty] | 0.045 | 220.5266 | 290.7835 | 4580
2019-11-15 04:00 | 7637 | [7 empty] | 0.0974 | 241.5291 | 340.5052 | 4246
2019-11-15 05:00 | 7638 | [7 empty] | 0.1755 | 249.4051 | 391.1858 | 3708
2019-11-15 06:00 | 7639 | [7 empty] | 0.2535 | 254.6557 | 439.1863 | 3154
2019-11-15 07:00 | 7640 | [7 empty] | 0.2955 | 259.9064 | 467.4561 | 2787
2019-11-15 08:00 | 7641 | [7 empty] | 0.284 | 254.6557 | 455.9026 | 2929
2019-11-15 09:00 | 7642 | [7 empty] | 0.2349 | 246.7798 | 421.1161 | 3371
2019-11-15 10:00 | 7643 | [7 empty] | 0.1802 | 236.2785 | 380.6351 | 3835
2019-11-15 11:00 | 7644 | [7 empty] | 0.1402 | 238.9038 | 361.3375 | 4037
2019-11-15 12:00 | 7645 | [7 empty] | 0.1157 | 236.2785 | 345.2843 | 4190
2019-11-15 13:00 | 7646 | [7 empty] | 0.0996 | 241.5291 | 341.7109 | 4231
2019-11-15 14:00 | 7647 | [7 empty] | 0.0895 | 244.1545 | 338.8007 | 4264
2019-11-15 15:00 | 7648 | [7 empty] | 0.0889 | 249.4051 | 343.7225 | 4209
2019-11-15 16:00 | 7649 | [7 empty] | 0.104 | 254.6557 | 357.249 | 4082
2019-11-15 17:00 | 7650 | [7 empty] | 0.141 | 259.9064 | 382.7785 | 3809
2019-11-15 18:00 | 7651 | [7 empty] | 0.2004 | 262.5317 | 417.9594 | 3412
2019-11-15 19:00 | 7652 | [7 empty] | 0.2689 | 267.7823 | 460.7532 | 2858
2019-11-15 20:00 | 7653 | [7 empty] | 0.3157 | 275.6583 | 494.2791 | 2430
2019-11-15 21:00 | 7654 | [7 empty] | 0.3101 | 280.9089 | 496.4605 | 2412
2019-11-15 22:00 | 7655 | [7 empty] | 0.2483 | 286.1595 | 467.8401 | 2782
2019-11-15 23:00 | 7656 | [7 empty] | 0.1599 | 288.7848 | 422.0156 | 3356
2019-11-16 | 7657 |  | 8.4 | 8.65 | 7.55 | 8.55 | 8.8 | 9.45 | 0.0827 | 286.1595 | 377.0788 | 3881
2019-11-16 01:00 | 7658 | [7 empty] | 0.0372 | 286.1595 | 352.1414 | 4130
2019-11-16 02:00 | 7659 | [7 empty] | 0.0253 | 288.7848 | 348.2446 | 4169
2019-11-16 03:00 | 7660 | [7 empty] | 0.045 | 291.4102 | 361.667 | 4028
2019-11-16 04:00 | 7661 | [7 empty] | 0.0974 | 288.7848 | 387.7609 | 3745
2019-11-16 05:00 | 7662 | [7 empty] | 0.1755 | 286.1595 | 427.9402 | 3279
2019-11-16 06:00 | 7663 | [7 empty] | 0.2535 | 280.9089 | 465.4394 | 2802
2019-11-16 07:00 | 7664 | [7 empty] | 0.2955 | 270.4076 | 477.9573 | 2628
2019-11-16 08:00 | 7665 | [7 empty] | 0.284 | 259.9064 | 461.1532 | 2857
2019-11-16 09:00 | 7666 | [7 empty] | 0.2349 | 254.6557 | 428.9921 | 3266
2019-11-16 10:00 | 7667 | [7 empty] | 0.1802 | 252.0304 | 396.387 | 3645
2019-11-16 11:00 | 7668 | [7 empty] | 0.1402 | 238.9038 | 361.3375 | 4038
2019-11-16 12:00 | 7669 | [7 empty] | 0.1157 | 233.6532 | 342.659 | 4224
2019-11-16 13:00 | 7670 | [7 empty] | 0.0996 | 233.6532 | 333.835 | 4297
2019-11-16 14:00 | 7671 | [7 empty] | 0.0895 | 228.4026 | 323.0488 | 4383
2019-11-16 15:00 | 7672 | [7 empty] | 0.0889 | 228.4026 | 322.7199 | 4387
2019-11-16 16:00 | 7673 | [7 empty] | 0.104 | 223.1519 | 325.7452 | 4367
2019-11-16 17:00 | 7674 | [7 empty] | 0.141 | 220.5266 | 343.3987 | 4214
2019-11-16 18:00 | 7675 | [7 empty] | 0.2004 | 217.9013 | 373.329 | 3912
2019-11-16 19:00 | 7676 | [7 empty] | 0.2689 | 215.276 | 408.2469 | 3522
2019-11-16 20:00 | 7677 | [7 empty] | 0.3157 | 212.6507 | 431.2715 | 3245
2019-11-16 21:00 | 7678 | [7 empty] | 0.3101 | 210.0253 | 425.5769 | 3309
2019-11-16 22:00 | 7679 | [7 empty] | 0.2483 | 204.7747 | 386.4553 | 3766
2019-11-16 23:00 | 7680 | [7 empty] | 0.1599 | 204.7747 | 338.0054 | 4271
2019-11-17 | 7681 |  | 7.95 | 9.9 | 7.2 | 8.9 | 7.9 | 7.55 | 0.0827 | 204.7747 | 295.694 | 4555
2019-11-17 01:00 | 7682 | [7 empty] | 0.0372 | 215.276 | 281.2579 | 4625
2019-11-17 02:00 | 7683 | [7 empty] | 0.0253 | 217.9013 | 277.3611 | 4644
2019-11-17 03:00 | 7684 | [7 empty] | 0.045 | 228.4026 | 298.6594 | 4536
2019-11-17 04:00 | 7685 | [7 empty] | 0.0974 | 225.7772 | 324.7533 | 4372
2019-11-17 05:00 | 7686 | [7 empty] | 0.1755 | 223.1519 | 364.9326 | 4001
2019-11-17 06:00 | 7687 | [7 empty] | 0.2535 | 223.1519 | 407.6825 | 3525
2019-11-17 07:00 | 7688 | [7 empty] | 0.2955 | 228.4026 | 435.9523 | 3198
2019-11-17 08:00 | 7689 | [7 empty] | 0.284 | 225.7772 | 427.0241 | 3298
2019-11-17 09:00 | 7690 | [7 empty] | 0.2349 | 220.5266 | 394.863 | 3670
2019-11-17 10:00 | 7691 | [7 empty] | 0.1802 | 217.9013 | 362.2579 | 4026
2019-11-17 11:00 | 7692 | [7 empty] | 0.1402 | 207.4 | 329.8337 | 4330
2019-11-17 12:00 | 7693 | [7 empty] | 0.1157 | 194.2734 | 303.2792 | 4514
2019-11-17 13:00 | 7694 | [7 empty] | 0.0996 | 191.6481 | 291.8299 | 4573
2019-11-17 14:00 | 7695 | [7 empty] | 0.0895 | 191.6481 | 286.2943 | 4607
2019-11-17 15:00 | 7696 | [7 empty] | 0.0889 | 189.0228 | 283.3402 | 4617
2019-11-17 16:00 | 7697 | [7 empty] | 0.104 | 186.3975 | 288.9908 | 4595
2019-11-17 17:00 | 7698 | [7 empty] | 0.141 | 183.7722 | 306.6443 | 4497
2019-11-17 18:00 | 7699 | [7 empty] | 0.2004 | 199.5241 | 354.9518 | 4105
2019-11-17 19:00 | 7700 | [7 empty] | 0.2689 | 199.5241 | 392.495 | 3697
2019-11-17 20:00 | 7701 | [7 empty] | 0.3157 | 196.8988 | 415.5196 | 3428
2019-11-17 21:00 | 7702 | [7 empty] | 0.3101 | 183.7722 | 399.3238 | 3617
2019-11-17 22:00 | 7703 | [7 empty] | 0.2483 | 170.6456 | 352.3261 | 4132
2019-11-17 23:00 | 7704 | [7 empty] | 0.1599 | 168.0203 | 301.251 | 4524
2019-11-18 | 7705 |  | 8 | 8.3 | 6.1 | 7.6 | 7.95 | 9 | 0.0827 | 162.7696 | 253.689 | 4737
2019-11-18 01:00 | 7706 | [7 empty] | 0.0372 | 162.7696 | 228.7515 | 4781
2019-11-18 02:00 | 7707 | [7 empty] | 0.0253 | 162.7696 | 222.2294 | 4791
2019-11-18 03:00 | 7708 | [7 empty] | 0.045 | 165.395 | 235.6518 | 4772
2019-11-18 04:00 | 7709 | [7 empty] | 0.0974 | 173.2709 | 272.2469 | 4666
2019-11-18 05:00 | 7710 | [7 empty] | 0.1755 | 178.5215 | 320.3022 | 4409
2019-11-18 06:00 | 7711 | [7 empty] | 0.2535 | 183.7722 | 368.3027 | 3970
2019-11-18 07:00 | 7712 | [7 empty] | 0.2955 | 191.6481 | 399.1978 | 3618
2019-11-18 08:00 | 7713 | [7 empty] | 0.284 | 189.0228 | 390.2696 | 3725
2019-11-18 09:00 | 7714 | [7 empty] | 0.2349 | 189.0228 | 363.3592 | 4015
2019-11-18 10:00 | 7715 | [7 empty] | 0.1802 | 194.2734 | 338.6301 | 4266
2019-11-18 11:00 | 7716 | [7 empty] | 0.1402 | 202.1494 | 324.583 | 4375
2019-11-18 12:00 | 7717 | [7 empty] | 0.1157 | 202.1494 | 311.1552 | 4463
2019-11-18 13:00 | 7718 | [7 empty] | 0.0996 | 215.276 | 315.4578 | 4438
2019-11-18 14:00 | 7719 | [7 empty] | 0.0895 | 215.276 | 309.9222 | 4471
2019-11-18 15:00 | 7720 | [7 empty] | 0.0889 | 215.276 | 309.5934 | 4477
2019-11-18 16:00 | 7721 | [7 empty] | 0.104 | 231.0279 | 333.6212 | 4300
2019-11-18 17:00 | 7722 | [7 empty] | 0.141 | 254.6557 | 377.5278 | 3875
2019-11-18 18:00 | 7723 | [7 empty] | 0.2004 | 265.157 | 420.5848 | 3379
2019-11-18 19:00 | 7724 | [7 empty] | 0.2689 | 267.7823 | 460.7532 | 2859
2019-11-18 20:00 | 7725 | [7 empty] | 0.3157 | 278.2836 | 496.9044 | 2397
2019-11-18 21:00 | 7726 | [7 empty] | 0.3101 | 283.5342 | 499.0858 | 2369
2019-11-18 22:00 | 7727 | [7 empty] | 0.2483 | 301.9114 | 483.592 | 2560
2019-11-18 23:00 | 7728 | [7 empty] | 0.1599 | 309.7874 | 443.0181 | 3103
2019-11-19 | 7729 |  | 8.45 | 8.6 | 7.7 | 9.15 | 8.15 | 11.3 | 0.0827 | 320.2887 | 411.208 | 3484
2019-11-19 01:00 | 7730 | [7 empty] | 0.0372 | 333.4152 | 399.3971 | 3609
2019-11-19 02:00 | 7731 | [7 empty] | 0.0253 | 336.0406 | 395.5003 | 3662
2019-11-19 03:00 | 7732 | [7 empty] | 0.045 | 336.0406 | 406.2974 | 3535
2019-11-19 04:00 | 7733 | [7 empty] | 0.0974 | 336.0406 | 435.0166 | 3202
2019-11-19 05:00 | 7734 | [7 empty] | 0.1755 | 336.0406 | 477.8212 | 2626
2019-11-19 06:00 | 7735 | [7 empty] | 0.2535 | 328.1646 | 512.6951 | 2157
2019-11-19 07:00 | 7736 | [7 empty] | 0.2955 | 322.914 | 530.4637 | 1904
2019-11-19 08:00 | 7737 | [7 empty] | 0.284 | 315.038 | 516.2849 | 2110
2019-11-19 09:00 | 7738 | [7 empty] | 0.2349 | 301.9114 | 476.2478 | 2651
2019-11-19 10:00 | 7739 | [7 empty] | 0.1802 | 288.7848 | 433.1415 | 3230
2019-11-19 11:00 | 7740 | [7 empty] | 0.1402 | 265.157 | 387.5906 | 3750
2019-11-19 12:00 | 7741 | [7 empty] | 0.1157 | 265.157 | 374.1628 | 3904
2019-11-19 13:00 | 7742 | [7 empty] | 0.0996 | 257.281 | 357.4628 | 4077
2019-11-19 14:00 | 7743 | [7 empty] | 0.0895 | 259.9064 | 354.5526 | 4109
2019-11-19 15:00 | 7744 | [7 empty] | 0.0889 | 262.5317 | 356.8491 | 4088
2019-11-19 16:00 | 7745 | [7 empty] | 0.104 | 265.157 | 367.7503 | 3978
2019-11-19 17:00 | 7746 | [7 empty] | 0.141 | 273.0329 | 395.905 | 3654
2019-11-19 18:00 | 7747 | [7 empty] | 0.2004 | 278.2836 | 433.7113 | 3221
2019-11-19 19:00 | 7748 | [7 empty] | 0.2689 | 288.7848 | 481.7558 | 2577
2019-11-19 20:00 | 7749 | [7 empty] | 0.3157 | 291.4102 | 510.031 | 2209
2019-11-19 21:00 | 7750 | [7 empty] | 0.3101 | 291.4102 | 506.9618 | 2257
2019-11-19 22:00 | 7751 | [7 empty] | 0.2483 | 299.2861 | 480.9667 | 2587
2019-11-19 23:00 | 7752 | [7 empty] | 0.1599 | 307.1621 | 440.3928 | 3137
2019-11-20 | 7753 |  | 10.7 | 10.65 | 10.1 | 11.25 | 10.95 | 11.45 | 0.0827 | 312.4127 | 403.332 | 3576
2019-11-20 01:00 | 7754 | [7 empty] | 0.0372 | 317.6633 | 383.6452 | 3792
2019-11-20 02:00 | 7755 | [7 empty] | 0.0253 | 322.914 | 382.3738 | 3812
2019-11-20 03:00 | 7756 | [7 empty] | 0.045 | 330.7899 | 401.0468 | 3594
2019-11-20 04:00 | 7757 | [7 empty] | 0.0974 | 336.0406 | 435.0166 | 3203
2019-11-20 05:00 | 7758 | [7 empty] | 0.1755 | 341.2912 | 483.0719 | 2562
2019-11-20 06:00 | 7759 | [7 empty] | 0.2535 | 341.2912 | 525.8217 | 1966
2019-11-20 07:00 | 7760 | [7 empty] | 0.2955 | 333.4152 | 540.9649 | 1758
2019-11-20 08:00 | 7761 | [7 empty] | 0.284 | 325.5393 | 526.7861 | 1960
2019-11-20 09:00 | 7762 | [7 empty] | 0.2349 | 312.4127 | 486.749 | 2515
2019-11-20 10:00 | 7763 | [7 empty] | 0.1802 | 294.0355 | 438.3921 | 3169
2019-11-20 11:00 | 7764 | [7 empty] | 0.1402 | 280.9089 | 403.3425 | 3577
2019-11-20 12:00 | 7765 | [7 empty] | 0.1157 | 275.6583 | 384.6641 | 3786
2019-11-20 13:00 | 7766 | [7 empty] | 0.0996 | 270.4076 | 370.5894 | 3941
2019-11-20 14:00 | 7767 | [7 empty] | 0.0895 | 270.4076 | 365.0539 | 4000
2019-11-20 15:00 | 7768 | [7 empty] | 0.0889 | 259.9064 | 354.2237 | 4115
2019-11-20 16:00 | 7769 | [7 empty] | 0.104 | 259.9064 | 362.4997 | 4022
2019-11-20 17:00 | 7770 | [7 empty] | 0.141 | 267.7823 | 390.6544 | 3714
2019-11-20 18:00 | 7771 | [7 empty] | 0.2004 | 273.0329 | 428.4607 | 3270
2019-11-20 19:00 | 7772 | [7 empty] | 0.2689 | 280.9089 | 473.8798 | 2685
2019-11-20 20:00 | 7773 | [7 empty] | 0.3157 | 283.5342 | 502.155 | 2319
2019-11-20 21:00 | 7774 | [7 empty] | 0.3101 | 288.7848 | 504.3364 | 2291
2019-11-20 22:00 | 7775 | [7 empty] | 0.2483 | 307.1621 | 488.8426 | 2495
2019-11-20 23:00 | 7776 | [7 empty] | 0.1599 | 322.914 | 456.1447 | 2916
2019-11-21 | 7777 |  | 13.55 | 13.25 | 10.55 | 11.55 | 12.55 | 14.8 | 0.0827 | 341.2912 | 432.2105 | 3236
2019-11-21 01:00 | 7778 | [7 empty] | 0.0372 | 351.7925 | 417.7743 | 3410
2019-11-21 02:00 | 7779 | [7 empty] | 0.0253 | 357.0431 | 416.5029 | 3418
2019-11-21 03:00 | 7780 | [7 empty] | 0.045 | 364.919 | 435.1759 | 3200
2019-11-21 04:00 | 7781 | [7 empty] | 0.0974 | 370.1697 | 469.1457 | 2763
2019-11-21 05:00 | 7782 | [7 empty] | 0.1755 | 370.1697 | 511.9504 | 2178
2019-11-21 06:00 | 7783 | [7 empty] | 0.2535 | 370.1697 | 554.7002 | 1572
2019-11-21 07:00 | 7784 | [7 empty] | 0.2955 | 367.5444 | 575.0941 | 1324
2019-11-21 08:00 | 7785 | [7 empty] | 0.284 | 359.6684 | 560.9152 | 1495
2019-11-21 09:00 | 7786 | [7 empty] | 0.2349 | 354.4178 | 528.7541 | 1929
2019-11-21 10:00 | 7787 | [7 empty] | 0.1802 | 351.7925 | 496.1491 | 2415
2019-11-21 11:00 | 7788 | [7 empty] | 0.1402 | 346.5418 | 468.9754 | 2769
2019-11-21 12:00 | 7789 | [7 empty] | 0.1157 | 341.2912 | 450.297 | 3006
2019-11-21 13:00 | 7790 | [7 empty] | 0.0996 | 338.6659 | 438.8476 | 3162
2019-11-21 14:00 | 7791 | [7 empty] | 0.0895 | 336.0406 | 430.6868 | 3251
2019-11-21 15:00 | 7792 | [7 empty] | 0.0889 | 330.7899 | 425.1073 | 3314
2019-11-21 16:00 | 7793 | [7 empty] | 0.104 | 336.0406 | 438.6339 | 3165
2019-11-21 17:00 | 7794 | [7 empty] | 0.141 | 349.1671 | 472.0392 | 2710
2019-11-21 18:00 | 7795 | [7 empty] | 0.2004 | 375.4203 | 530.8481 | 1893
2019-11-21 19:00 | 7796 | [7 empty] | 0.2689 | 393.7975 | 586.7684 | 1180
2019-11-21 20:00 | 7797 | [7 empty] | 0.3157 | 412.1747 | 630.7956 | 762
2019-11-21 21:00 | 7798 | [7 empty] | 0.3101 | 433.1773 | 648.7289 | 637
2019-11-21 22:00 | 7799 | [7 empty] | 0.2483 | 443.6785 | 625.3591 | 806
2019-11-21 23:00 | 7800 | [7 empty] | 0.1599 | 446.3039 | 579.5346 | 1260
2019-11-22 | 7801 |  | 17.4 | 16.8 | 14.35 | 15.5 | 16.15 | 18.4 | 0.0827 | 446.3039 | 537.2232 | 1803
2019-11-22 01:00 | 7802 | [7 empty] | 0.0372 | 451.5545 | 517.5364 | 2077
2019-11-22 02:00 | 7803 | [7 empty] | 0.0253 | 459.4304 | 518.8902 | 2057
2019-11-22 03:00 | 7804 | [7 empty] | 0.045 | 464.6811 | 534.9379 | 1834
2019-11-22 04:00 | 7805 | [7 empty] | 0.0974 | 475.1823 | 574.1584 | 1331
2019-11-22 05:00 | 7806 | [7 empty] | 0.1755 | 488.3089 | 630.0896 | 771
2019-11-22 06:00 | 7807 | [7 empty] | 0.2535 | 493.5596 | 678.0901 | 458
2019-11-22 07:00 | 7808 | [7 empty] | 0.2955 | 498.8102 | 706.3599 | 324
2019-11-22 08:00 | 7809 | [7 empty] | 0.284 | 488.3089 | 689.5558 | 399
2019-11-22 09:00 | 7810 | [7 empty] | 0.2349 | 475.1823 | 649.5187 | 630
2019-11-22 10:00 | 7811 | [7 empty] | 0.1802 | 469.9317 | 614.2883 | 915
2019-11-22 11:00 | 7812 | [7 empty] | 0.1402 | 464.6811 | 587.1147 | 1178
2019-11-22 12:00 | 7813 | [7 empty] | 0.1157 | 467.3064 | 576.3122 | 1306
2019-11-22 13:00 | 7814 | [7 empty] | 0.0996 | 464.6811 | 564.8629 | 1432
2019-11-22 14:00 | 7815 | [7 empty] | 0.0895 | 469.9317 | 564.5779 | 1439
2019-11-22 15:00 | 7816 | [7 empty] | 0.0889 | 477.8077 | 572.125 | 1359
2019-11-22 16:00 | 7817 | [7 empty] | 0.104 | 483.0583 | 585.6516 | 1194
2019-11-22 17:00 | 7818 | [7 empty] | 0.141 | 488.3089 | 611.181 | 936
2019-11-22 18:00 | 7819 | [7 empty] | 0.2004 | 488.3089 | 643.7367 | 667
2019-11-22 19:00 | 7820 | [7 empty] | 0.2689 | 490.9342 | 683.9051 | 431
2019-11-22 20:00 | 7821 | [7 empty] | 0.3157 | 496.1849 | 714.8057 | 289
2019-11-22 21:00 | 7822 | [7 empty] | 0.3101 | 501.4355 | 716.9871 | 282
2019-11-22 22:00 | 7823 | [7 empty] | 0.2483 | 506.6861 | 688.3667 | 409
2019-11-22 23:00 | 7824 | [7 empty] | 0.1599 | 519.8127 | 653.0434 | 602
2019-11-23 | 7825 |  | 19.1 | 19.1 | 17 | 18 | 18.3 | 20.15 | 0.0827 | 538.1899 | 629.1093 | 778
2019-11-23 01:00 | 7826 | [7 empty] | 0.0372 | 553.9418 | 619.9237 | 848
2019-11-23 02:00 | 7827 | [7 empty] | 0.0253 | 559.1925 | 618.6523 | 868
2019-11-23 03:00 | 7828 | [7 empty] | 0.045 | 553.9418 | 624.1987 | 814
2019-11-23 04:00 | 7829 | [7 empty] | 0.0974 | 553.9418 | 652.9179 | 604
2019-11-23 05:00 | 7830 | [7 empty] | 0.1755 | 564.4431 | 706.2238 | 322
2019-11-23 06:00 | 7831 | [7 empty] | 0.2535 | 569.6937 | 754.2243 | 178
2019-11-23 07:00 | 7832 | [7 empty] | 0.2955 | 559.1925 | 766.7422 | 149
2019-11-23 08:00 | 7833 | [7 empty] | 0.284 | 548.6912 | 749.938 | 195
2019-11-23 09:00 | 7834 | [7 empty] | 0.2349 | 530.314 | 704.6503 | 330
2019-11-23 10:00 | 7835 | [7 empty] | 0.1802 | 522.438 | 666.7947 | 534
2019-11-23 11:00 | 7836 | [7 empty] | 0.1402 | 504.0608 | 626.4945 | 797
2019-11-23 12:00 | 7837 | [7 empty] | 0.1157 | 493.5596 | 602.5653 | 1015
2019-11-23 13:00 | 7838 | [7 empty] | 0.0996 | 488.3089 | 588.4907 | 1157
2019-11-23 14:00 | 7839 | [7 empty] | 0.0895 | 488.3089 | 582.9551 | 1224
2019-11-23 15:00 | 7840 | [7 empty] | 0.0889 | 490.9342 | 585.2516 | 1201
2019-11-23 16:00 | 7841 | [7 empty] | 0.104 | 498.8102 | 601.4035 | 1024
2019-11-23 17:00 | 7842 | [7 empty] | 0.141 | 509.3115 | 632.1836 | 750
2019-11-23 18:00 | 7843 | [7 empty] | 0.2004 | 514.5621 | 669.9898 | 510
2019-11-23 19:00 | 7844 | [7 empty] | 0.2689 | 519.8127 | 712.7836 | 301
2019-11-23 20:00 | 7845 | [7 empty] | 0.3157 | 525.0634 | 743.6842 | 211
2019-11-23 21:00 | 7846 | [7 empty] | 0.3101 | 527.6887 | 743.2403 | 213
2019-11-23 22:00 | 7847 | [7 empty] | 0.2483 | 527.6887 | 709.3692 | 313
2019-11-23 23:00 | 7848 | [7 empty] | 0.1599 | 522.438 | 655.6688 | 584
2019-11-24 | 7849 |  | 17.5 | 17.65 | 16 | 18.2 | 18.5 | 18.3 | 0.0827 | 514.5621 | 605.4814 | 989
2019-11-24 01:00 | 7850 | [7 empty] | 0.0372 | 511.9368 | 577.9187 | 1280
2019-11-24 02:00 | 7851 | [7 empty] | 0.0253 | 506.6861 | 566.1459 | 1417
2019-11-24 03:00 | 7852 | [7 empty] | 0.045 | 504.0608 | 574.3177 | 1327
2019-11-24 04:00 | 7853 | [7 empty] | 0.0974 | 506.6861 | 605.6622 | 988
2019-11-24 05:00 | 7854 | [7 empty] | 0.1755 | 509.3115 | 651.0921 | 618
2019-11-24 06:00 | 7855 | [7 empty] | 0.2535 | 509.3115 | 693.842 | 380
2019-11-24 07:00 | 7856 | [7 empty] | 0.2955 | 501.4355 | 708.9852 | 316
2019-11-24 08:00 | 7857 | [7 empty] | 0.284 | 498.8102 | 700.057 | 349
2019-11-24 09:00 | 7858 | [7 empty] | 0.2349 | 477.8077 | 652.144 | 608
2019-11-24 10:00 | 7859 | [7 empty] | 0.1802 | 469.9317 | 614.2883 | 916
2019-11-24 11:00 | 7860 | [7 empty] | 0.1402 | 462.0558 | 584.4894 | 1208
2019-11-24 12:00 | 7861 | [7 empty] | 0.1157 | 454.1798 | 563.1856 | 1467
2019-11-24 13:00 | 7862 | [7 empty] | 0.0996 | 446.3039 | 546.4856 | 1682
2019-11-24 14:00 | 7863 | [7 empty] | 0.0895 | 451.5545 | 546.2007 | 1687
2019-11-24 15:00 | 7864 | [7 empty] | 0.0889 | 462.0558 | 556.3731 | 1553
2019-11-24 16:00 | 7865 | [7 empty] | 0.104 | 467.3064 | 569.8997 | 1383
2019-11-24 17:00 | 7866 | [7 empty] | 0.141 | 469.9317 | 592.8038 | 1118
2019-11-24 18:00 | 7867 | [7 empty] | 0.2004 | 475.1823 | 630.6101 | 764
2019-11-24 19:00 | 7868 | [7 empty] | 0.2689 | 475.1823 | 668.1532 | 523
2019-11-24 20:00 | 7869 | [7 empty] | 0.3157 | 477.8077 | 696.4285 | 367
2019-11-24 21:00 | 7870 | [7 empty] | 0.3101 | 480.433 | 695.9846 | 373
2019-11-24 22:00 | 7871 | [7 empty] | 0.2483 | 483.0583 | 664.7388 | 548
2019-11-24 23:00 | 7872 | [7 empty] | 0.1599 | 483.0583 | 616.289 | 892
2019-11-25 | 7873 |  | 18.1 | 18.55 | 18.55 | 19.55 | 19.4 | 18.65 | 0.0827 | 496.1849 | 587.1042 | 1176
2019-11-25 01:00 | 7874 | [7 empty] | 0.0372 | 511.9368 | 577.9187 | 1281
2019-11-25 02:00 | 7875 | [7 empty] | 0.0253 | 498.8102 | 558.27 | 1526
2019-11-25 03:00 | 7876 | [7 empty] | 0.045 | 493.5596 | 563.8164 | 1454
2019-11-25 04:00 | 7877 | [7 empty] | 0.0974 | 490.9342 | 589.9103 | 1140
2019-11-25 05:00 | 7878 | [7 empty] | 0.1755 | 488.3089 | 630.0896 | 772
2019-11-25 06:00 | 7879 | [7 empty] | 0.2535 | 488.3089 | 672.8395 | 493
2019-11-25 07:00 | 7880 | [7 empty] | 0.2955 | 483.0583 | 690.608 | 394
2019-11-25 08:00 | 7881 | [7 empty] | 0.284 | 483.0583 | 684.3051 | 429
2019-11-25 09:00 | 7882 | [7 empty] | 0.2349 | 480.433 | 654.7693 | 590
2019-11-25 10:00 | 7883 | [7 empty] | 0.1802 | 480.433 | 624.7896 | 811
2019-11-25 11:00 | 7884 | [7 empty] | 0.1402 | 483.0583 | 605.4919 | 990
2019-11-25 12:00 | 7885 | [7 empty] | 0.1157 | 488.3089 | 597.3147 | 1057
2019-11-25 13:00 | 7886 | [7 empty] | 0.0996 | 488.3089 | 588.4907 | 1158
2019-11-25 14:00 | 7887 | [7 empty] | 0.0895 | 483.0583 | 577.7045 | 1288
2019-11-25 15:00 | 7888 | [7 empty] | 0.0889 | 480.433 | 574.7503 | 1326
2019-11-25 16:00 | 7889 | [7 empty] | 0.104 | 475.1823 | 577.7757 | 1286
2019-11-25 17:00 | 7890 | [7 empty] | 0.141 | 480.433 | 603.3051 | 1007
2019-11-25 18:00 | 7891 | [7 empty] | 0.2004 | 477.8077 | 633.2354 | 736
2019-11-25 19:00 | 7892 | [7 empty] | 0.2689 | 477.8077 | 670.7786 | 504
2019-11-25 20:00 | 7893 | [7 empty] | 0.3157 | 475.1823 | 693.8032 | 381
2019-11-25 21:00 | 7894 | [7 empty] | 0.3101 | 472.557 | 688.1086 | 411
2019-11-25 22:00 | 7895 | [7 empty] | 0.2483 | 469.9317 | 651.6123 | 614
2019-11-25 23:00 | 7896 | [7 empty] | 0.1599 | 467.3064 | 600.5371 | 1033
2019-11-26 | 7897 |  | 16.5 | 16.85 | 16.65 | 17.4 | 17.25 | 17.45 | 0.0827 | 467.3064 | 558.2257 | 1527
2019-11-26 01:00 | 7898 | [7 empty] | 0.0372 | 469.9317 | 535.9136 | 1815
2019-11-26 02:00 | 7899 | [7 empty] | 0.0253 | 475.1823 | 534.6421 | 1842
2019-11-26 03:00 | 7900 | [7 empty] | 0.045 | 480.433 | 550.6899 | 1631
2019-11-26 04:00 | 7901 | [7 empty] | 0.0974 | 483.0583 | 582.0343 | 1237
2019-11-26 05:00 | 7902 | [7 empty] | 0.1755 | 485.6836 | 627.4643 | 787
2019-11-26 06:00 | 7903 | [7 empty] | 0.2535 | 485.6836 | 670.2142 | 505
2019-11-26 07:00 | 7904 | [7 empty] | 0.2955 | 483.0583 | 690.608 | 395
2019-11-26 08:00 | 7905 | [7 empty] | 0.284 | 477.8077 | 679.0545 | 454
2019-11-26 09:00 | 7906 | [7 empty] | 0.2349 | 475.1823 | 649.5187 | 631
2019-11-26 10:00 | 7907 | [7 empty] | 0.1802 | 469.9317 | 614.2883 | 917
2019-11-26 11:00 | 7908 | [7 empty] | 0.1402 | 462.0558 | 584.4894 | 1209
2019-11-26 12:00 | 7909 | [7 empty] | 0.1157 | 462.0558 | 571.0615 | 1369
2019-11-26 13:00 | 7910 | [7 empty] | 0.0996 | 459.4304 | 559.6122 | 1504
2019-11-26 14:00 | 7911 | [7 empty] | 0.0895 | 454.1798 | 548.826 | 1654
2019-11-26 15:00 | 7912 | [7 empty] | 0.0889 | 448.9292 | 543.2465 | 1726
2019-11-26 16:00 | 7913 | [7 empty] | 0.104 | 446.3039 | 548.8972 | 1653
2019-11-26 17:00 | 7914 | [7 empty] | 0.141 | 441.0532 | 563.9253 | 1455
2019-11-26 18:00 | 7915 | [7 empty] | 0.2004 | 438.4279 | 593.8557 | 1104
2019-11-26 19:00 | 7916 | [7 empty] | 0.2689 | 433.1773 | 626.1482 | 800
2019-11-26 20:00 | 7917 | [7 empty] | 0.3157 | 430.552 | 649.1728 | 634
2019-11-26 21:00 | 7918 | [7 empty] | 0.3101 | 430.552 | 646.1036 | 649
2019-11-26 22:00 | 7919 | [7 empty] | 0.2483 | 430.552 | 612.2325 | 930
2019-11-26 23:00 | 7920 | [7 empty] | 0.1599 | 430.552 | 563.7827 | 1457
2019-11-27 | 7921 |  | 15.25 | 15.35 | 14 | 15.35 | 15.75 | 16.15 | 0.0827 | 430.552 | 521.4713 | 2016
2019-11-27 01:00 | 7922 | [7 empty] | 0.0372 | 427.9266 | 493.9085 | 2433
2019-11-27 02:00 | 7923 | [7 empty] | 0.0253 | 427.9266 | 487.3864 | 2510
2019-11-27 03:00 | 7924 | [7 empty] | 0.045 | 430.552 | 500.8088 | 2339
2019-11-27 04:00 | 7925 | [7 empty] | 0.0974 | 433.1773 | 532.1533 | 1869
2019-11-27 05:00 | 7926 | [7 empty] | 0.1755 | 438.4279 | 580.2086 | 1250
2019-11-27 06:00 | 7927 | [7 empty] | 0.2535 | 438.4279 | 622.9585 | 821
2019-11-27 07:00 | 7928 | [7 empty] | 0.2955 | 438.4279 | 645.9776 | 651
2019-11-27 08:00 | 7929 | [7 empty] | 0.284 | 438.4279 | 639.6747 | 692
2019-11-27 09:00 | 7930 | [7 empty] | 0.2349 | 438.4279 | 612.7643 | 926
2019-11-27 10:00 | 7931 | [7 empty] | 0.1802 | 435.8026 | 580.1592 | 1254
2019-11-27 11:00 | 7932 | [7 empty] | 0.1402 | 435.8026 | 558.2362 | 1529
2019-11-27 12:00 | 7933 | [7 empty] | 0.1157 | 438.4279 | 547.4337 | 1674
2019-11-27 13:00 | 7934 | [7 empty] | 0.0996 | 433.1773 | 533.3591 | 1854
2019-11-27 14:00 | 7935 | [7 empty] | 0.0895 | 427.9266 | 522.5729 | 2001
2019-11-27 15:00 | 7936 | [7 empty] | 0.0889 | 425.3013 | 519.6187 | 2044
2019-11-27 16:00 | 7937 | [7 empty] | 0.104 | 430.552 | 533.1453 | 1859
2019-11-27 17:00 | 7938 | [7 empty] | 0.141 | 435.8026 | 558.6747 | 1522
2019-11-27 18:00 | 7939 | [7 empty] | 0.2004 | 435.8026 | 591.2303 | 1130
2019-11-27 19:00 | 7940 | [7 empty] | 0.2689 | 430.552 | 623.5229 | 819
2019-11-27 20:00 | 7941 | [7 empty] | 0.3157 | 425.3013 | 643.9221 | 664
2019-11-27 21:00 | 7942 | [7 empty] | 0.3101 | 420.0507 | 635.6023 | 717
2019-11-27 22:00 | 7943 | [7 empty] | 0.2483 | 417.4254 | 599.1059 | 1051
2019-11-27 23:00 | 7944 | [7 empty] | 0.1599 | 409.5494 | 542.7801 | 1733
2019-11-28 | 7945 |  | 13.1 | 12.95 | 10.45 | 11.85 | 12.75 | 15.05 | 0.0827 | 406.9241 | 497.8434 | 2386
2019-11-28 01:00 | 7946 | [7 empty] | 0.0372 | 406.9241 | 472.906 | 2693
2019-11-28 02:00 | 7947 | [7 empty] | 0.0253 | 409.5494 | 469.0092 | 2766
2019-11-28 03:00 | 7948 | [7 empty] | 0.045 | 409.5494 | 479.8063 | 2601
2019-11-28 04:00 | 7949 | [7 empty] | 0.0974 | 406.9241 | 505.9001 | 2270
2019-11-28 05:00 | 7950 | [7 empty] | 0.1755 | 404.2988 | 546.0795 | 1694
2019-11-28 06:00 | 7951 | [7 empty] | 0.2535 | 404.2988 | 588.8293 | 1152
2019-11-28 07:00 | 7952 | [7 empty] | 0.2955 | 399.0482 | 606.5979 | 983
2019-11-28 08:00 | 7953 | [7 empty] | 0.284 | 393.7975 | 595.0444 | 1092
2019-11-28 09:00 | 7954 | [7 empty] | 0.2349 | 393.7975 | 568.1339 | 1401
2019-11-28 10:00 | 7955 | [7 empty] | 0.1802 | 401.6735 | 546.0301 | 1697
2019-11-28 11:00 | 7956 | [7 empty] | 0.1402 | 404.2988 | 526.7324 | 1959
2019-11-28 12:00 | 7957 | [7 empty] | 0.1157 | 404.2988 | 513.3046 | 2151
2019-11-28 13:00 | 7958 | [7 empty] | 0.0996 | 401.6735 | 501.8552 | 2323
2019-11-28 14:00 | 7959 | [7 empty] | 0.0895 | 401.6735 | 496.3197 | 2409
2019-11-28 15:00 | 7960 | [7 empty] | 0.0889 | 401.6735 | 495.9908 | 2417
2019-11-28 16:00 | 7961 | [7 empty] | 0.104 | 401.6735 | 504.2668 | 2288
2019-11-28 17:00 | 7962 | [7 empty] | 0.141 | 396.4228 | 519.2949 | 2048
2019-11-28 18:00 | 7963 | [7 empty] | 0.2004 | 393.7975 | 549.2253 | 1651
2019-11-28 19:00 | 7964 | [7 empty] | 0.2689 | 385.9216 | 578.8925 | 1268
2019-11-28 20:00 | 7965 | [7 empty] | 0.3157 | 383.2963 | 601.9171 | 1021
2019-11-28 21:00 | 7966 | [7 empty] | 0.3101 | 383.2963 | 598.8479 | 1053
2019-11-28 22:00 | 7967 | [7 empty] | 0.2483 | 380.6709 | 562.3515 | 1478
2019-11-28 23:00 | 7968 | [7 empty] | 0.1599 | 385.9216 | 519.1523 | 2050
2019-11-29 | 7969 |  | 10.5 | 11.3 | 10.6 | 12.05 | 10.95 | 12.35 | 0.0827 | 388.5469 | 479.4662 | 2612
2019-11-29 01:00 | 7970 | [7 empty] | 0.0372 | 388.5469 | 454.5288 | 2939
2019-11-29 02:00 | 7971 | [7 empty] | 0.0253 | 380.6709 | 440.1307 | 3141
2019-11-29 03:00 | 7972 | [7 empty] | 0.045 | 378.0456 | 448.3025 | 3033
2019-11-29 04:00 | 7973 | [7 empty] | 0.0974 | 380.6709 | 479.6469 | 2607
2019-11-29 05:00 | 7974 | [7 empty] | 0.1755 | 383.2963 | 525.0769 | 1980
2019-11-29 06:00 | 7975 | [7 empty] | 0.2535 | 380.6709 | 565.2015 | 1428
2019-11-29 07:00 | 7976 | [7 empty] | 0.2955 | 378.0456 | 585.5953 | 1200
2019-11-29 08:00 | 7977 | [7 empty] | 0.284 | 364.919 | 566.1659 | 1420
2019-11-29 09:00 | 7978 | [7 empty] | 0.2349 | 346.5418 | 520.8782 | 2031
2019-11-29 10:00 | 7979 | [7 empty] | 0.1802 | 333.4152 | 477.7719 | 2631
2019-11-29 11:00 | 7980 | [7 empty] | 0.1402 | 315.038 | 437.4716 | 3183
2019-11-29 12:00 | 7981 | [7 empty] | 0.1157 | 296.6608 | 405.6666 | 3548
2019-11-29 13:00 | 7982 | [7 empty] | 0.0996 | 280.9089 | 381.0907 | 3827
2019-11-29 14:00 | 7983 | [7 empty] | 0.0895 | 267.7823 | 362.4285 | 4025
2019-11-29 15:00 | 7984 | [7 empty] | 0.0889 | 259.9064 | 354.2237 | 4116
2019-11-29 16:00 | 7985 | [7 empty] | 0.104 | 275.6583 | 378.2516 | 3864
2019-11-29 17:00 | 7986 | [7 empty] | 0.141 | 288.7848 | 411.6569 | 3477
2019-11-29 18:00 | 7987 | [7 empty] | 0.2004 | 322.914 | 478.3417 | 2623
2019-11-29 19:00 | 7988 | [7 empty] | 0.2689 | 362.2937 | 555.2646 | 1568
2019-11-29 20:00 | 7989 | [7 empty] | 0.3157 | 367.5444 | 586.1652 | 1188
2019-11-29 21:00 | 7990 | [7 empty] | 0.3101 | 354.4178 | 569.9694 | 1385
2019-11-29 22:00 | 7991 | [7 empty] | 0.2483 | 357.0431 | 538.7236 | 1789
2019-11-29 23:00 | 7992 | [7 empty] | 0.1599 | 367.5444 | 500.7751 | 2346
2019-11-30 | 7993 |  | 15.7 | 15.6 | 12.15 | 15.55 | 16.15 | 15.55 | 0.0827 | 364.919 | 455.8383 | 2925
2019-11-30 01:00 | 7994 | [7 empty] | 0.0372 | 359.6684 | 425.6503 | 3306
2019-11-30 02:00 | 7995 | [7 empty] | 0.0253 | 364.919 | 424.3788 | 3324
2019-11-30 03:00 | 7996 | [7 empty] | 0.045 | 367.5444 | 437.8012 | 3171
2019-11-30 04:00 | 7997 | [7 empty] | 0.0974 | 414.8001 | 513.7761 | 2136
2019-11-30 05:00 | 7998 | [7 empty] | 0.1755 | 420.0507 | 561.8314 | 1484
2019-11-30 06:00 | 7999 | [7 empty] | 0.2535 | 425.3013 | 609.8319 | 948
2019-11-30 07:00 | 8000 | [7 empty] | 0.2955 | 430.552 | 638.1017 | 704
2019-11-30 08:00 | 8001 | [7 empty] | 0.284 | 420.0507 | 621.2975 | 837
2019-11-30 09:00 | 8002 | [7 empty] | 0.2349 | 409.5494 | 583.8858 | 1215
2019-11-30 10:00 | 8003 | [7 empty] | 0.1802 | 391.1722 | 535.5288 | 1830
2019-11-30 11:00 | 8004 | [7 empty] | 0.1402 | 375.4203 | 497.8539 | 2388
2019-11-30 12:00 | 8005 | [7 empty] | 0.1157 | 372.795 | 481.8008 | 2573
2019-11-30 13:00 | 8006 | [7 empty] | 0.0996 | 393.7975 | 493.9793 | 2435
2019-11-30 14:00 | 8007 | [7 empty] | 0.0895 | 399.0482 | 493.6944 | 2444
2019-11-30 15:00 | 8008 | [7 empty] | 0.0889 | 409.5494 | 503.8668 | 2295
2019-11-30 16:00 | 8009 | [7 empty] | 0.104 | 420.0507 | 522.644 | 1999
2019-11-30 17:00 | 8010 | [7 empty] | 0.141 | 414.8001 | 537.6721 | 1799
2019-11-30 18:00 | 8011 | [7 empty] | 0.2004 | 412.1747 | 567.6025 | 1409
2019-11-30 19:00 | 8012 | [7 empty] | 0.2689 | 414.8001 | 607.771 | 968
2019-11-30 20:00 | 8013 | [7 empty] | 0.3157 | 420.0507 | 638.6715 | 695
2019-11-30 21:00 | 8014 | [7 empty] | 0.3101 | 443.6785 | 659.2301 | 566
2019-11-30 22:00 | 8015 | [7 empty] | 0.2483 | 456.8051 | 638.4857 | 699
2019-11-30 23:00 | 8016 | [7 empty] | 0.1599 | 446.3039 | 579.5346 | 1261
2019-12-01 | 8017 |  | 17.65 | 17.25 | 11.85 | 17.25 | 16.8 | 17.25 | 0.0827 | 459.4304 | 550.3497 | 1635
2019-12-01 01:00 | 8018 | [7 empty] | 0.0372 | 472.557 | 538.5389 | 1787
2019-12-01 02:00 | 8019 | [7 empty] | 0.0253 | 480.433 | 539.8928 | 1771
2019-12-01 03:00 | 8020 | [7 empty] | 0.045 | 469.9317 | 540.1886 | 1764
2019-12-01 04:00 | 8021 | [7 empty] | 0.0974 | 480.433 | 579.409 | 1263
2019-12-01 05:00 | 8022 | [7 empty] | 0.1755 | 490.9342 | 632.7149 | 745
2019-12-01 06:00 | 8023 | [7 empty] | 0.2535 | 496.1849 | 680.7154 | 444
2019-12-01 07:00 | 8024 | [7 empty] | 0.2955 | 498.8102 | 706.3599 | 325
2019-12-01 08:00 | 8025 | [7 empty] | 0.284 | 464.6811 | 665.9279 | 539
2019-12-01 09:00 | 8026 | [7 empty] | 0.2349 | 422.676 | 597.0124 | 1061
2019-12-01 10:00 | 8027 | [7 empty] | 0.1802 | 406.9241 | 551.2807 | 1626
2019-12-01 11:00 | 8028 | [7 empty] | 0.1402 | 425.3013 | 547.735 | 1671
2019-12-01 12:00 | 8029 | [7 empty] | 0.1157 | 446.3039 | 555.3096 | 1561
2019-12-01 13:00 | 8030 | [7 empty] | 0.0996 | 430.552 | 530.7337 | 1889
2019-12-01 14:00 | 8031 | [7 empty] | 0.0895 | 430.552 | 525.1982 | 1978
2019-12-01 15:00 | 8032 | [7 empty] | 0.0889 | 441.0532 | 535.3706 | 1831
2019-12-01 16:00 | 8033 | [7 empty] | 0.104 | 438.4279 | 541.0212 | 1753
2019-12-01 17:00 | 8034 | [7 empty] | 0.141 | 438.4279 | 561.3 | 1490
2019-12-01 18:00 | 8035 | [7 empty] | 0.2004 | 438.4279 | 593.8557 | 1105
2019-12-01 19:00 | 8036 | [7 empty] | 0.2689 | 441.0532 | 634.0241 | 732
2019-12-01 20:00 | 8037 | [7 empty] | 0.3157 | 446.3039 | 664.9247 | 544
2019-12-01 21:00 | 8038 | [7 empty] | 0.3101 | 446.3039 | 661.8555 | 553
2019-12-01 22:00 | 8039 | [7 empty] | 0.2483 | 451.5545 | 633.235 | 737
2019-12-01 23:00 | 8040 | [7 empty] | 0.1599 | 446.3039 | 579.5346 | 1262
2019-12-02 | 8041 |  | 15.4 | 16.3 | 13.8 | 18.55 | 16.65 | 16.7 | 0.0827 | 451.5545 | 542.4738 | 1738
2019-12-02 01:00 | 8042 | [7 empty] | 0.0372 | 467.3064 | 533.2883 | 1852
2019-12-02 02:00 | 8043 | [7 empty] | 0.0253 | 462.0558 | 521.5156 | 2014
2019-12-02 03:00 | 8044 | [7 empty] | 0.045 | 451.5545 | 521.8114 | 2009
2019-12-02 04:00 | 8045 | [7 empty] | 0.0974 | 448.9292 | 547.9052 | 1667
2019-12-02 05:00 | 8046 | [7 empty] | 0.1755 | 443.6785 | 585.4592 | 1198
2019-12-02 06:00 | 8047 | [7 empty] | 0.2535 | 438.4279 | 622.9585 | 822
2019-12-02 07:00 | 8048 | [7 empty] | 0.2955 | 435.8026 | 643.3523 | 675
2019-12-02 08:00 | 8049 | [7 empty] | 0.284 | 427.9266 | 629.1735 | 779
2019-12-02 09:00 | 8050 | [7 empty] | 0.2349 | 420.0507 | 594.387 | 1097
2019-12-02 10:00 | 8051 | [7 empty] | 0.1802 | 417.4254 | 561.782 | 1487
2019-12-02 11:00 | 8052 | [7 empty] | 0.1402 | 412.1747 | 534.6084 | 1845
2019-12-02 12:00 | 8053 | [7 empty] | 0.1157 | 409.5494 | 518.5552 | 2068
2019-12-02 13:00 | 8054 | [7 empty] | 0.0996 | 409.5494 | 509.7312 | 2215
2019-12-02 14:00 | 8055 | [7 empty] | 0.0895 | 420.0507 | 514.6969 | 2125
2019-12-02 15:00 | 8056 | [7 empty] | 0.0889 | 422.676 | 516.9934 | 2094
2019-12-02 16:00 | 8057 | [7 empty] | 0.104 | 422.676 | 525.2693 | 1976
2019-12-02 17:00 | 8058 | [7 empty] | 0.141 | 417.4254 | 540.2975 | 1768
2019-12-02 18:00 | 8059 | [7 empty] | 0.2004 | 417.4254 | 572.8531 | 1348
2019-12-02 19:00 | 8060 | [7 empty] | 0.2689 | 422.676 | 615.6469 | 899
2019-12-02 20:00 | 8061 | [7 empty] | 0.3157 | 425.3013 | 643.9221 | 665
2019-12-02 21:00 | 8062 | [7 empty] | 0.3101 | 438.4279 | 653.9795 | 599
2019-12-02 22:00 | 8063 | [7 empty] | 0.2483 | 435.8026 | 617.4831 | 885
2019-12-02 23:00 | 8064 | [7 empty] | 0.1599 | 454.1798 | 587.4105 | 1171
2019-12-03 | 8065 |  | 15.65 | 16.65 | 11.25 | 17.85 | 17.8 | 17.05 | 0.0827 | 448.9292 | 539.8485 | 1773
2019-12-03 01:00 | 8066 | [7 empty] | 0.0372 | 462.0558 | 528.0376 | 1935
2019-12-03 02:00 | 8067 | [7 empty] | 0.0253 | 464.6811 | 524.1409 | 1986
2019-12-03 03:00 | 8068 | [7 empty] | 0.045 | 472.557 | 542.8139 | 1728
2019-12-03 04:00 | 8069 | [7 empty] | 0.0974 | 480.433 | 579.409 | 1264
2019-12-03 05:00 | 8070 | [7 empty] | 0.1755 | 477.8077 | 619.5883 | 860
2019-12-03 06:00 | 8071 | [7 empty] | 0.2535 | 475.1823 | 659.7129 | 561
2019-12-03 07:00 | 8072 | [7 empty] | 0.2955 | 475.1823 | 682.732 | 435
2019-12-03 08:00 | 8073 | [7 empty] | 0.284 | 472.557 | 673.8039 | 489
2019-12-03 09:00 | 8074 | [7 empty] | 0.2349 | 459.4304 | 633.7668 | 734
2019-12-03 10:00 | 8075 | [7 empty] | 0.1802 | 433.1773 | 577.5339 | 1293
2019-12-03 11:00 | 8076 | [7 empty] | 0.1402 | 414.8001 | 537.2337 | 1806
2019-12-03 12:00 | 8077 | [7 empty] | 0.1157 | 396.4228 | 505.4286 | 2275
2019-12-03 13:00 | 8078 | [7 empty] | 0.0996 | 406.9241 | 507.1059 | 2247
2019-12-03 14:00 | 8079 | [7 empty] | 0.0895 | 443.6785 | 538.3248 | 1792
2019-12-03 15:00 | 8080 | [7 empty] | 0.0889 | 459.4304 | 553.7478 | 1587
2019-12-03 16:00 | 8081 | [7 empty] | 0.104 | 456.8051 | 559.3984 | 1510
2019-12-03 17:00 | 8082 | [7 empty] | 0.141 | 454.1798 | 577.0519 | 1297
2019-12-03 18:00 | 8083 | [7 empty] | 0.2004 | 451.5545 | 606.9822 | 976
2019-12-03 19:00 | 8084 | [7 empty] | 0.2689 | 462.0558 | 655.0267 | 589
2019-12-03 20:00 | 8085 | [7 empty] | 0.3157 | 488.3089 | 706.9297 | 320
2019-12-03 21:00 | 8086 | [7 empty] | 0.3101 | 490.9342 | 706.4858 | 321
2019-12-03 22:00 | 8087 | [7 empty] | 0.2483 | 498.8102 | 680.4907 | 448
2019-12-03 23:00 | 8088 | [7 empty] | 0.1599 | 483.0583 | 616.289 | 893
2019-12-04 | 8089 |  | 13.75 | 13.4 | 9.4 | 12.1 | 12.9 | 14.8 | 0.0827 | 483.0583 | 573.9776 | 1334
2019-12-04 01:00 | 8090 | [7 empty] | 0.0372 | 475.1823 | 541.1642 | 1750
2019-12-04 02:00 | 8091 | [7 empty] | 0.0253 | 472.557 | 532.0168 | 1872
2019-12-04 03:00 | 8092 | [7 empty] | 0.045 | 464.6811 | 534.9379 | 1835
2019-12-04 04:00 | 8093 | [7 empty] | 0.0974 | 464.6811 | 563.6571 | 1460
2019-12-04 05:00 | 8094 | [7 empty] | 0.1755 | 459.4304 | 601.2111 | 1027
2019-12-04 06:00 | 8095 | [7 empty] | 0.2535 | 451.5545 | 636.085 | 711
2019-12-04 07:00 | 8096 | [7 empty] | 0.2955 | 438.4279 | 645.9776 | 652
2019-12-04 08:00 | 8097 | [7 empty] | 0.284 | 427.9266 | 629.1735 | 780
2019-12-04 09:00 | 8098 | [7 empty] | 0.2349 | 414.8001 | 589.1364 | 1151
2019-12-04 10:00 | 8099 | [7 empty] | 0.1802 | 406.9241 | 551.2807 | 1627
2019-12-04 11:00 | 8100 | [7 empty] | 0.1402 | 399.0482 | 521.4818 | 2021
2019-12-04 12:00 | 8101 | [7 empty] | 0.1157 | 383.2963 | 492.302 | 2463
2019-12-04 13:00 | 8102 | [7 empty] | 0.0996 | 370.1697 | 470.3514 | 2739
2019-12-04 14:00 | 8103 | [7 empty] | 0.0895 | 346.5418 | 441.188 | 3131
2019-12-04 15:00 | 8104 | [7 empty] | 0.0889 | 333.4152 | 427.7326 | 3282
2019-12-04 16:00 | 8105 | [7 empty] | 0.104 | 320.2887 | 422.882 | 3338
2019-12-04 17:00 | 8106 | [7 empty] | 0.141 | 312.4127 | 435.2848 | 3201
2019-12-04 18:00 | 8107 | [7 empty] | 0.2004 | 304.5367 | 459.9645 | 2874
2019-12-04 19:00 | 8108 | [7 empty] | 0.2689 | 299.2861 | 492.257 | 2464
2019-12-04 20:00 | 8109 | [7 empty] | 0.3157 | 294.0355 | 512.6563 | 2163
2019-12-04 21:00 | 8110 | [7 empty] | 0.3101 | 294.0355 | 509.5871 | 2221
2019-12-04 22:00 | 8111 | [7 empty] | 0.2483 | 294.0355 | 475.716 | 2659
2019-12-04 23:00 | 8112 | [7 empty] | 0.1599 | 294.0355 | 427.2662 | 3287
2019-12-05 | 8113 |  | 13.7 | 13.6 | 9.55 | 10.15 | 11.55 | 14.4 | 0.0827 | 299.2861 | 390.2054 | 3721
2019-12-05 01:00 | 8114 | [7 empty] | 0.0372 | 309.7874 | 375.7693 | 3885
2019-12-05 02:00 | 8115 | [7 empty] | 0.0253 | 320.2887 | 379.7484 | 3843
2019-12-05 03:00 | 8116 | [7 empty] | 0.045 | 325.5393 | 395.7962 | 3651
2019-12-05 04:00 | 8117 | [7 empty] | 0.0974 | 330.7899 | 429.7659 | 3258
2019-12-05 05:00 | 8118 | [7 empty] | 0.1755 | 330.7899 | 472.5706 | 2702
2019-12-05 06:00 | 8119 | [7 empty] | 0.2535 | 336.0406 | 520.5711 | 2034
2019-12-05 07:00 | 8120 | [7 empty] | 0.2955 | 338.6659 | 546.2156 | 1696
2019-12-05 08:00 | 8121 | [7 empty] | 0.284 | 341.2912 | 542.538 | 1742
2019-12-05 09:00 | 8122 | [7 empty] | 0.2349 | 346.5418 | 520.8782 | 2032
2019-12-05 10:00 | 8123 | [7 empty] | 0.1802 | 349.1671 | 493.5238 | 2450
2019-12-05 11:00 | 8124 | [7 empty] | 0.1402 | 346.5418 | 468.9754 | 2770
2019-12-05 12:00 | 8125 | [7 empty] | 0.1157 | 354.4178 | 463.4236 | 2830
2019-12-05 13:00 | 8126 | [7 empty] | 0.0996 | 370.1697 | 470.3514 | 2740
2019-12-05 14:00 | 8127 | [7 empty] | 0.0895 | 385.9216 | 480.5678 | 2590
2019-12-05 15:00 | 8128 | [7 empty] | 0.0889 | 393.7975 | 488.1149 | 2503
2019-12-05 16:00 | 8129 | [7 empty] | 0.104 | 422.676 | 525.2693 | 1977
2019-12-05 17:00 | 8130 | [7 empty] | 0.141 | 427.9266 | 550.7987 | 1633
2019-12-05 18:00 | 8131 | [7 empty] | 0.2004 | 433.1773 | 588.605 | 1159
2019-12-05 19:00 | 8132 | [7 empty] | 0.2689 | 441.0532 | 634.0241 | 733
2019-12-05 20:00 | 8133 | [7 empty] | 0.3157 | 451.5545 | 670.1753 | 508
2019-12-05 21:00 | 8134 | [7 empty] | 0.3101 | 456.8051 | 672.3567 | 499
2019-12-05 22:00 | 8135 | [7 empty] | 0.2483 | 448.9292 | 630.6097 | 766
2019-12-05 23:00 | 8136 | [7 empty] | 0.1599 | 438.4279 | 571.6586 | 1362
2019-12-06 | 8137 |  | 15.1 | 15.7 | 10.3 | 12.2 | 14.8 | 15.7 | 0.0827 | 443.6785 | 534.5978 | 1844
2019-12-06 01:00 | 8138 | [7 empty] | 0.0372 | 438.4279 | 504.4098 | 2284
2019-12-06 02:00 | 8139 | [7 empty] | 0.0253 | 451.5545 | 511.0143 | 2196
2019-12-06 03:00 | 8140 | [7 empty] | 0.045 | 464.6811 | 534.9379 | 1836
2019-12-06 04:00 | 8141 | [7 empty] | 0.0974 | 467.3064 | 566.2824 | 1416
2019-12-06 05:00 | 8142 | [7 empty] | 0.1755 | 472.557 | 614.3377 | 910
2019-12-06 06:00 | 8143 | [7 empty] | 0.2535 | 472.557 | 657.0876 | 575
2019-12-06 07:00 | 8144 | [7 empty] | 0.2955 | 469.9317 | 677.4814 | 466
2019-12-06 08:00 | 8145 | [7 empty] | 0.284 | 448.9292 | 650.176 | 626
2019-12-06 09:00 | 8146 | [7 empty] | 0.2349 | 425.3013 | 599.6377 | 1041
2019-12-06 10:00 | 8147 | [7 empty] | 0.1802 | 404.2988 | 548.6554 | 1661
2019-12-06 11:00 | 8148 | [7 empty] | 0.1402 | 375.4203 | 497.8539 | 2389
2019-12-06 12:00 | 8149 | [7 empty] | 0.1157 | 364.919 | 473.9248 | 2684
2019-12-06 13:00 | 8150 | [7 empty] | 0.0996 | 351.7925 | 451.9742 | 2975
2019-12-06 14:00 | 8151 | [7 empty] | 0.0895 | 359.6684 | 454.3146 | 2945
2019-12-06 15:00 | 8152 | [7 empty] | 0.0889 | 372.795 | 467.1124 | 2792
2019-12-06 16:00 | 8153 | [7 empty] | 0.104 | 370.1697 | 472.763 | 2699
2019-12-06 17:00 | 8154 | [7 empty] | 0.141 | 370.1697 | 493.0418 | 2455
2019-12-06 18:00 | 8155 | [7 empty] | 0.2004 | 372.795 | 528.2227 | 1937
2019-12-06 19:00 | 8156 | [7 empty] | 0.2689 | 372.795 | 565.7659 | 1425
2019-12-06 20:00 | 8157 | [7 empty] | 0.3157 | 367.5444 | 586.1652 | 1189
2019-12-06 21:00 | 8158 | [7 empty] | 0.3101 | 370.1697 | 585.7213 | 1197
2019-12-06 22:00 | 8159 | [7 empty] | 0.2483 | 383.2963 | 564.9768 | 1435
2019-12-06 23:00 | 8160 | [7 empty] | 0.1599 | 391.1722 | 524.4029 | 1983
2019-12-07 | 8161 |  | 12.6 | 12.8 | 9.75 | 11.1 | 12.6 | 13.85 | 0.0827 | 399.0482 | 489.9675 | 2485
2019-12-07 01:00 | 8162 | [7 empty] | 0.0372 | 406.9241 | 472.906 | 2694
2019-12-07 02:00 | 8163 | [7 empty] | 0.0253 | 409.5494 | 469.0092 | 2767
2019-12-07 03:00 | 8164 | [7 empty] | 0.045 | 414.8001 | 485.0569 | 2537
2019-12-07 04:00 | 8165 | [7 empty] | 0.0974 | 420.0507 | 519.0267 | 2052
2019-12-07 05:00 | 8166 | [7 empty] | 0.1755 | 422.676 | 564.4567 | 1446
2019-12-07 06:00 | 8167 | [7 empty] | 0.2535 | 422.676 | 607.2066 | 973
2019-12-07 07:00 | 8168 | [7 empty] | 0.2955 | 420.0507 | 627.6004 | 789
2019-12-07 08:00 | 8169 | [7 empty] | 0.284 | 417.4254 | 618.6722 | 872
2019-12-07 09:00 | 8170 | [7 empty] | 0.2349 | 412.1747 | 586.5111 | 1183
2019-12-07 10:00 | 8171 | [7 empty] | 0.1802 | 414.8001 | 559.1567 | 1519
2019-12-07 11:00 | 8172 | [7 empty] | 0.1402 | 409.5494 | 531.9831 | 1874
2019-12-07 12:00 | 8173 | [7 empty] | 0.1157 | 401.6735 | 510.6793 | 2202
2019-12-07 13:00 | 8174 | [7 empty] | 0.0996 | 399.0482 | 499.2299 | 2363
2019-12-07 14:00 | 8175 | [7 empty] | 0.0895 | 401.6735 | 496.3197 | 2410
2019-12-07 15:00 | 8176 | [7 empty] | 0.0889 | 409.5494 | 503.8668 | 2296
2019-12-07 16:00 | 8177 | [7 empty] | 0.104 | 401.6735 | 504.2668 | 2289
2019-12-07 17:00 | 8178 | [7 empty] | 0.141 | 378.0456 | 500.9177 | 2343
2019-12-07 18:00 | 8179 | [7 empty] | 0.2004 | 357.0431 | 512.4708 | 2170
2019-12-07 19:00 | 8180 | [7 empty] | 0.2689 | 315.038 | 508.0089 | 2240
2019-12-07 20:00 | 8181 | [7 empty] | 0.3157 | 304.5367 | 523.1576 | 1993
2019-12-07 21:00 | 8182 | [7 empty] | 0.3101 | 307.1621 | 522.7137 | 2002
2019-12-07 22:00 | 8183 | [7 empty] | 0.2483 | 315.038 | 496.7186 | 2404
2019-12-07 23:00 | 8184 | [7 empty] | 0.1599 | 322.914 | 456.1447 | 2917
2019-12-08 | 8185 |  | 11.15 | 11.9 | 8.95 | 11.25 | 11.8 | 11.85 | 0.0827 | 328.1646 | 419.0839 | 3395
2019-12-08 01:00 | 8186 | [7 empty] | 0.0372 | 333.4152 | 399.3971 | 3610
2019-12-08 02:00 | 8187 | [7 empty] | 0.0253 | 343.9165 | 403.3763 | 3572
2019-12-08 03:00 | 8188 | [7 empty] | 0.045 | 349.1671 | 419.424 | 3391
2019-12-08 04:00 | 8189 | [7 empty] | 0.0974 | 341.2912 | 440.2672 | 3139
2019-12-08 05:00 | 8190 | [7 empty] | 0.1755 | 349.1671 | 490.9478 | 2476
2019-12-08 06:00 | 8191 | [7 empty] | 0.2535 | 349.1671 | 533.6977 | 1849
2019-12-08 07:00 | 8192 | [7 empty] | 0.2955 | 343.9165 | 551.4662 | 1622
2019-12-08 08:00 | 8193 | [7 empty] | 0.284 | 338.6659 | 539.9127 | 1777
2019-12-08 09:00 | 8194 | [7 empty] | 0.2349 | 343.9165 | 518.2528 | 2071
2019-12-08 10:00 | 8195 | [7 empty] | 0.1802 | 336.0406 | 480.3972 | 2597
2019-12-08 11:00 | 8196 | [7 empty] | 0.1402 | 322.914 | 445.3476 | 3073
2019-12-08 12:00 | 8197 | [7 empty] | 0.1157 | 315.038 | 424.0438 | 3328
2019-12-08 13:00 | 8198 | [7 empty] | 0.0996 | 315.038 | 415.2198 | 3431
2019-12-08 14:00 | 8199 | [7 empty] | 0.0895 | 299.2861 | 393.9323 | 3681
2019-12-08 15:00 | 8200 | [7 empty] | 0.0889 | 291.4102 | 385.7275 | 3777
2019-12-08 16:00 | 8201 | [7 empty] | 0.104 | 280.9089 | 383.5022 | 3799
2019-12-08 17:00 | 8202 | [7 empty] | 0.141 | 273.0329 | 395.905 | 3655
2019-12-08 18:00 | 8203 | [7 empty] | 0.2004 | 273.0329 | 428.4607 | 3271
2019-12-08 19:00 | 8204 | [7 empty] | 0.2689 | 286.1595 | 479.1304 | 2616
2019-12-08 20:00 | 8205 | [7 empty] | 0.3157 | 291.4102 | 510.031 | 2210
2019-12-08 21:00 | 8206 | [7 empty] | 0.3101 | 291.4102 | 506.9618 | 2258
2019-12-08 22:00 | 8207 | [7 empty] | 0.2483 | 283.5342 | 465.2148 | 2809
2019-12-08 23:00 | 8208 | [7 empty] | 0.1599 | 294.0355 | 427.2662 | 3288
2019-12-09 | 8209 |  | 9.95 | 11 | 8.95 | 10.45 | 11 | 12.05 | 0.0827 | 299.2861 | 390.2054 | 3722
2019-12-09 01:00 | 8210 | [7 empty] | 0.0372 | 299.2861 | 365.268 | 3994
2019-12-09 02:00 | 8211 | [7 empty] | 0.0253 | 294.0355 | 353.4953 | 4120
2019-12-09 03:00 | 8212 | [7 empty] | 0.045 | 280.9089 | 351.1658 | 4143
2019-12-09 04:00 | 8213 | [7 empty] | 0.0974 | 291.4102 | 390.3862 | 3718
2019-12-09 05:00 | 8214 | [7 empty] | 0.1755 | 301.9114 | 443.6921 | 3090
2019-12-09 06:00 | 8215 | [7 empty] | 0.2535 | 301.9114 | 486.442 | 2516
2019-12-09 07:00 | 8216 | [7 empty] | 0.2955 | 301.9114 | 509.4611 | 2222
2019-12-09 08:00 | 8217 | [7 empty] | 0.284 | 288.7848 | 490.0317 | 2488
2019-12-09 09:00 | 8218 | [7 empty] | 0.2349 | 273.0329 | 447.3693 | 3040
2019-12-09 10:00 | 8219 | [7 empty] | 0.1802 | 267.7823 | 412.139 | 3469
2019-12-09 11:00 | 8220 | [7 empty] | 0.1402 | 257.281 | 379.7147 | 3847
2019-12-09 12:00 | 8221 | [7 empty] | 0.1157 | 254.6557 | 363.6615 | 4011
2019-12-09 13:00 | 8222 | [7 empty] | 0.0996 | 257.281 | 357.4628 | 4078
2019-12-09 14:00 | 8223 | [7 empty] | 0.0895 | 262.5317 | 357.1779 | 4085
2019-12-09 15:00 | 8224 | [7 empty] | 0.0889 | 275.6583 | 369.9756 | 3951
2019-12-09 16:00 | 8225 | [7 empty] | 0.104 | 275.6583 | 378.2516 | 3865
2019-12-09 17:00 | 8226 | [7 empty] | 0.141 | 273.0329 | 395.905 | 3656
2019-12-09 18:00 | 8227 | [7 empty] | 0.2004 | 280.9089 | 436.3367 | 3193
2019-12-09 19:00 | 8228 | [7 empty] | 0.2689 | 288.7848 | 481.7558 | 2578
2019-12-09 20:00 | 8229 | [7 empty] | 0.3157 | 307.1621 | 525.7829 | 1967
2019-12-09 21:00 | 8230 | [7 empty] | 0.3101 | 341.2912 | 556.8428 | 1545
2019-12-09 22:00 | 8231 | [7 empty] | 0.2483 | 354.4178 | 536.0983 | 1820
2019-12-09 23:00 | 8232 | [7 empty] | 0.1599 | 378.0456 | 511.2763 | 2190
2019-12-10 | 8233 |  | 13.55 | 14.15 | 13.3 | 14.75 | 15 | 13.6 | 0.0827 | 372.795 | 463.7143 | 2828
2019-12-10 01:00 | 8234 | [7 empty] | 0.0372 | 354.4178 | 420.3997 | 3373
2019-12-10 02:00 | 8235 | [7 empty] | 0.0253 | 338.6659 | 398.1257 | 3626
2019-12-10 03:00 | 8236 | [7 empty] | 0.045 | 328.1646 | 398.4215 | 3622
2019-12-10 04:00 | 8237 | [7 empty] | 0.0974 | 328.1646 | 427.1406 | 3290
2019-12-10 05:00 | 8238 | [7 empty] | 0.1755 | 325.5393 | 467.32 | 2786
2019-12-10 06:00 | 8239 | [7 empty] | 0.2535 | 328.1646 | 512.6951 | 2158
2019-12-10 07:00 | 8240 | [7 empty] | 0.2955 | 328.1646 | 535.7143 | 1826
2019-12-10 08:00 | 8241 | [7 empty] | 0.284 | 325.5393 | 526.7861 | 1961
2019-12-10 09:00 | 8242 | [7 empty] | 0.2349 | 317.6633 | 491.9997 | 2465
2019-12-10 10:00 | 8243 | [7 empty] | 0.1802 | 309.7874 | 454.144 | 2948
2019-12-10 11:00 | 8244 | [7 empty] | 0.1402 | 312.4127 | 434.8463 | 3207
2019-12-10 12:00 | 8245 | [7 empty] | 0.1157 | 309.7874 | 418.7932 | 3402
2019-12-10 13:00 | 8246 | [7 empty] | 0.0996 | 315.038 | 415.2198 | 3432
2019-12-10 14:00 | 8247 | [7 empty] | 0.0895 | 320.2887 | 414.9349 | 3435
2019-12-10 15:00 | 8248 | [7 empty] | 0.0889 | 330.7899 | 425.1073 | 3315
2019-12-10 16:00 | 8249 | [7 empty] | 0.104 | 341.2912 | 443.8845 | 3087
2019-12-10 17:00 | 8250 | [7 empty] | 0.141 | 343.9165 | 466.7886 | 2795
2019-12-10 18:00 | 8251 | [7 empty] | 0.2004 | 357.0431 | 512.4708 | 2171
2019-12-10 19:00 | 8252 | [7 empty] | 0.2689 | 378.0456 | 571.0165 | 1375
2019-12-10 20:00 | 8253 | [7 empty] | 0.3157 | 370.1697 | 588.7905 | 1154
2019-12-10 21:00 | 8254 | [7 empty] | 0.3101 | 378.0456 | 593.5972 | 1111
2019-12-10 22:00 | 8255 | [7 empty] | 0.2483 | 399.0482 | 580.7287 | 1247
2019-12-10 23:00 | 8256 | [7 empty] | 0.1599 | 404.2988 | 537.5295 | 1801
2019-12-11 | 8257 |  | 19.2 | 19.4 | 15.15 | 17.15 | 17.5 | 17.3 | 0.0827 | 420.0507 | 510.97 | 2200
2019-12-11 01:00 | 8258 | [7 empty] | 0.0372 | 435.8026 | 501.7845 | 2321
2019-12-11 02:00 | 8259 | [7 empty] | 0.0253 | 448.9292 | 508.389 | 2233
2019-12-11 03:00 | 8260 | [7 empty] | 0.045 | 469.9317 | 540.1886 | 1765
2019-12-11 04:00 | 8261 | [7 empty] | 0.0974 | 496.1849 | 595.1609 | 1086
2019-12-11 05:00 | 8262 | [7 empty] | 0.1755 | 506.6861 | 648.4668 | 638
2019-12-11 06:00 | 8263 | [7 empty] | 0.2535 | 496.1849 | 680.7154 | 445
2019-12-11 07:00 | 8264 | [7 empty] | 0.2955 | 490.9342 | 698.4839 | 359
2019-12-11 08:00 | 8265 | [7 empty] | 0.284 | 477.8077 | 679.0545 | 455
2019-12-11 09:00 | 8266 | [7 empty] | 0.2349 | 462.0558 | 636.3921 | 710
2019-12-11 10:00 | 8267 | [7 empty] | 0.1802 | 448.9292 | 593.2858 | 1115
2019-12-11 11:00 | 8268 | [7 empty] | 0.1402 | 441.0532 | 563.4869 | 1462
2019-12-11 12:00 | 8269 | [7 empty] | 0.1157 | 446.3039 | 555.3096 | 1562
2019-12-11 13:00 | 8270 | [7 empty] | 0.0996 | 451.5545 | 551.7363 | 1609
2019-12-11 14:00 | 8271 | [7 empty] | 0.0895 | 467.3064 | 561.9526 | 1480
2019-12-11 15:00 | 8272 | [7 empty] | 0.0889 | 485.6836 | 580.001 | 1255
2019-12-11 16:00 | 8273 | [7 empty] | 0.104 | 469.9317 | 572.525 | 1354
2019-12-11 17:00 | 8274 | [7 empty] | 0.141 | 454.1798 | 577.0519 | 1298
2019-12-11 18:00 | 8275 | [7 empty] | 0.2004 | 441.0532 | 596.481 | 1068
2019-12-11 19:00 | 8276 | [7 empty] | 0.2689 | 427.9266 | 620.8975 | 843
2019-12-11 20:00 | 8277 | [7 empty] | 0.3157 | 420.0507 | 638.6715 | 696
2019-12-11 21:00 | 8278 | [7 empty] | 0.3101 | 404.2988 | 619.8504 | 855
2019-12-11 22:00 | 8279 | [7 empty] | 0.2483 | 401.6735 | 583.354 | 1223
2019-12-11 23:00 | 8280 | [7 empty] | 0.1599 | 406.9241 | 540.1548 | 1770
2019-12-12 | 8281 |  | 14.95 | 17.4 | 16.3 | 17.5 | 17.4 | 14.1 | 0.0827 | 412.1747 | 503.094 | 2307
2019-12-12 01:00 | 8282 | [7 empty] | 0.0372 | 425.3013 | 491.2832 | 2470
2019-12-12 02:00 | 8283 | [7 empty] | 0.0253 | 420.0507 | 479.5105 | 2609
2019-12-12 03:00 | 8284 | [7 empty] | 0.045 | 417.4254 | 487.6822 | 2505
2019-12-12 04:00 | 8285 | [7 empty] | 0.0974 | 414.8001 | 513.7761 | 2137
2019-12-12 05:00 | 8286 | [7 empty] | 0.1755 | 409.5494 | 551.3301 | 1619
2019-12-12 06:00 | 8287 | [7 empty] | 0.2535 | 406.9241 | 591.4546 | 1125
2019-12-12 07:00 | 8288 | [7 empty] | 0.2955 | 406.9241 | 614.4738 | 913
2019-12-12 08:00 | 8289 | [7 empty] | 0.284 | 409.5494 | 610.7963 | 940
2019-12-12 09:00 | 8290 | [7 empty] | 0.2349 | 412.1747 | 586.5111 | 1184
2019-12-12 10:00 | 8291 | [7 empty] | 0.1802 | 414.8001 | 559.1567 | 1520
2019-12-12 11:00 | 8292 | [7 empty] | 0.1402 | 409.5494 | 531.9831 | 1875
2019-12-12 12:00 | 8293 | [7 empty] | 0.1157 | 391.1722 | 500.178 | 2356
2019-12-12 13:00 | 8294 | [7 empty] | 0.0996 | 388.5469 | 488.7287 | 2493
2019-12-12 14:00 | 8295 | [7 empty] | 0.0895 | 391.1722 | 485.8184 | 2526
2019-12-12 15:00 | 8296 | [7 empty] | 0.0889 | 375.4203 | 469.7377 | 2753
2019-12-12 16:00 | 8297 | [7 empty] | 0.104 | 364.919 | 467.5123 | 2784
2019-12-12 17:00 | 8298 | [7 empty] | 0.141 | 351.7925 | 474.6645 | 2669
2019-12-12 18:00 | 8299 | [7 empty] | 0.2004 | 336.0406 | 491.4683 | 2472
2019-12-12 19:00 | 8300 | [7 empty] | 0.2689 | 322.914 | 515.8849 | 2113
2019-12-12 20:00 | 8301 | [7 empty] | 0.3157 | 320.2887 | 538.9095 | 1786
2019-12-12 21:00 | 8302 | [7 empty] | 0.3101 | 320.2887 | 535.8402 | 1823
2019-12-12 22:00 | 8303 | [7 empty] | 0.2483 | 317.6633 | 499.3439 | 2367
2019-12-12 23:00 | 8304 | [7 empty] | 0.1599 | 315.038 | 448.2687 | 3035
2019-12-13 | 8305 |  | 13.4 | 14.25 | 14.3 | 15.25 | 15.8 | 13.8 | 0.0827 | 322.914 | 413.8333 | 3450
2019-12-13 01:00 | 8306 | [7 empty] | 0.0372 | 333.4152 | 399.3971 | 3611
2019-12-13 02:00 | 8307 | [7 empty] | 0.0253 | 351.7925 | 411.2522 | 3480
2019-12-13 03:00 | 8308 | [7 empty] | 0.045 | 370.1697 | 440.4265 | 3133
2019-12-13 04:00 | 8309 | [7 empty] | 0.0974 | 375.4203 | 474.3963 | 2672
2019-12-13 05:00 | 8310 | [7 empty] | 0.1755 | 375.4203 | 517.201 | 2089
2019-12-13 06:00 | 8311 | [7 empty] | 0.2535 | 383.2963 | 567.8268 | 1403
2019-12-13 07:00 | 8312 | [7 empty] | 0.2955 | 375.4203 | 582.97 | 1230
2019-12-13 08:00 | 8313 | [7 empty] | 0.284 | 370.1697 | 571.4165 | 1367
2019-12-13 09:00 | 8314 | [7 empty] | 0.2349 | 375.4203 | 549.7566 | 1645
2019-12-13 10:00 | 8315 | [7 empty] | 0.1802 | 385.9216 | 530.2782 | 1907
2019-12-13 11:00 | 8316 | [7 empty] | 0.1402 | 391.1722 | 513.6058 | 2145
2019-12-13 12:00 | 8317 | [7 empty] | 0.1157 | 396.4228 | 505.4286 | 2276
2019-12-13 13:00 | 8318 | [7 empty] | 0.0996 | 399.0482 | 499.2299 | 2364
2019-12-13 14:00 | 8319 | [7 empty] | 0.0895 | 396.4228 | 491.0691 | 2475
2019-12-13 15:00 | 8320 | [7 empty] | 0.0889 | 393.7975 | 488.1149 | 2504
2019-12-13 16:00 | 8321 | [7 empty] | 0.104 | 401.6735 | 504.2668 | 2290
2019-12-13 17:00 | 8322 | [7 empty] | 0.141 | 399.0482 | 521.9202 | 2011
2019-12-13 18:00 | 8323 | [7 empty] | 0.2004 | 396.4228 | 551.8506 | 1611
2019-12-13 19:00 | 8324 | [7 empty] | 0.2689 | 399.0482 | 592.0191 | 1122
2019-12-13 20:00 | 8325 | [7 empty] | 0.3157 | 393.7975 | 612.4183 | 928
2019-12-13 21:00 | 8326 | [7 empty] | 0.3101 | 393.7975 | 609.3491 | 956
2019-12-13 22:00 | 8327 | [7 empty] | 0.2483 | 393.7975 | 575.4781 | 1318
2019-12-13 23:00 | 8328 | [7 empty] | 0.1599 | 393.7975 | 527.0282 | 1953
2019-12-14 | 8329 |  | 14.2 | 14.75 | 12.6 | 14.05 | 14.7 | 15.05 | 0.0827 | 399.0482 | 489.9675 | 2486
2019-12-14 01:00 | 8330 | [7 empty] | 0.0372 | 399.0482 | 465.03 | 2807
2019-12-14 02:00 | 8331 | [7 empty] | 0.0253 | 399.0482 | 458.5079 | 2892
2019-12-14 03:00 | 8332 | [7 empty] | 0.045 | 406.9241 | 477.181 | 2636
2019-12-14 04:00 | 8333 | [7 empty] | 0.0974 | 406.9241 | 505.9001 | 2271
2019-12-14 05:00 | 8334 | [7 empty] | 0.1755 | 409.5494 | 551.3301 | 1620
2019-12-14 06:00 | 8335 | [7 empty] | 0.2535 | 409.5494 | 594.08 | 1100
2019-12-14 07:00 | 8336 | [7 empty] | 0.2955 | 401.6735 | 609.2232 | 958
2019-12-14 08:00 | 8337 | [7 empty] | 0.284 | 399.0482 | 600.295 | 1038
2019-12-14 09:00 | 8338 | [7 empty] | 0.2349 | 396.4228 | 570.7592 | 1377
2019-12-14 10:00 | 8339 | [7 empty] | 0.1802 | 393.7975 | 538.1542 | 1793
2019-12-14 11:00 | 8340 | [7 empty] | 0.1402 | 391.1722 | 513.6058 | 2146
2019-12-14 12:00 | 8341 | [7 empty] | 0.1157 | 388.5469 | 497.5527 | 2393
2019-12-14 13:00 | 8342 | [7 empty] | 0.0996 | 388.5469 | 488.7287 | 2494
2019-12-14 14:00 | 8343 | [7 empty] | 0.0895 | 391.1722 | 485.8184 | 2527
2019-12-14 15:00 | 8344 | [7 empty] | 0.0889 | 391.1722 | 485.4896 | 2535
2019-12-14 16:00 | 8345 | [7 empty] | 0.104 | 388.5469 | 491.1402 | 2474
2019-12-14 17:00 | 8346 | [7 empty] | 0.141 | 391.1722 | 514.0443 | 2132
2019-12-14 18:00 | 8347 | [7 empty] | 0.2004 | 404.2988 | 559.7265 | 1507
2019-12-14 19:00 | 8348 | [7 empty] | 0.2689 | 412.1747 | 605.1456 | 993
2019-12-14 20:00 | 8349 | [7 empty] | 0.3157 | 406.9241 | 625.5449 | 803
2019-12-14 21:00 | 8350 | [7 empty] | 0.3101 | 399.0482 | 614.5998 | 907
2019-12-14 22:00 | 8351 | [7 empty] | 0.2483 | 391.1722 | 572.8528 | 1352
2019-12-14 23:00 | 8352 | [7 empty] | 0.1599 | 378.0456 | 511.2763 | 2191
2019-12-15 | 8353 |  | 12.4 | 13.1 | 10.75 | 13.3 | 13.45 | 13.45 | 0.0827 | 367.5444 | 458.4637 | 2894
2019-12-15 01:00 | 8354 | [7 empty] | 0.0372 | 362.2937 | 428.2756 | 3268
2019-12-15 02:00 | 8355 | [7 empty] | 0.0253 | 362.2937 | 421.7535 | 3359
2019-12-15 03:00 | 8356 | [7 empty] | 0.045 | 359.6684 | 429.9253 | 3256
2019-12-15 04:00 | 8357 | [7 empty] | 0.0974 | 354.4178 | 453.3938 | 2956
2019-12-15 05:00 | 8358 | [7 empty] | 0.1755 | 357.0431 | 498.8238 | 2372
2019-12-15 06:00 | 8359 | [7 empty] | 0.2535 | 367.5444 | 552.0749 | 1605
2019-12-15 07:00 | 8360 | [7 empty] | 0.2955 | 357.0431 | 564.5928 | 1447
2019-12-15 08:00 | 8361 | [7 empty] | 0.284 | 351.7925 | 553.0393 | 1601
2019-12-15 09:00 | 8362 | [7 empty] | 0.2349 | 343.9165 | 518.2528 | 2072
2019-12-15 10:00 | 8363 | [7 empty] | 0.1802 | 341.2912 | 485.6478 | 2534
2019-12-15 11:00 | 8364 | [7 empty] | 0.1402 | 328.1646 | 450.5982 | 3002
2019-12-15 12:00 | 8365 | [7 empty] | 0.1157 | 328.1646 | 437.1704 | 3186
2019-12-15 13:00 | 8366 | [7 empty] | 0.0996 | 330.7899 | 430.9717 | 3248
2019-12-15 14:00 | 8367 | [7 empty] | 0.0895 | 338.6659 | 433.3121 | 3227
2019-12-15 15:00 | 8368 | [7 empty] | 0.0889 | 349.1671 | 443.4845 | 3096
2019-12-15 16:00 | 8369 | [7 empty] | 0.104 | 343.9165 | 446.5098 | 3048
2019-12-15 17:00 | 8370 | [7 empty] | 0.141 | 375.4203 | 498.2924 | 2378
2019-12-15 18:00 | 8371 | [7 empty] | 0.2004 | 378.0456 | 533.4734 | 1855
2019-12-15 19:00 | 8372 | [7 empty] | 0.2689 | 364.919 | 557.8899 | 1536
2019-12-15 20:00 | 8373 | [7 empty] | 0.3157 | 364.919 | 583.5399 | 1217
2019-12-15 21:00 | 8374 | [7 empty] | 0.3101 | 351.7925 | 567.3441 | 1411
2019-12-15 22:00 | 8375 | [7 empty] | 0.2483 | 343.9165 | 525.5971 | 1970
2019-12-15 23:00 | 8376 | [7 empty] | 0.1599 | 362.2937 | 495.5244 | 2420
2019-12-16 | 8377 |  | 12.4 | 12.75 | 9.7 | 12.1 | 12.05 | 12.85 | 0.0827 | 367.5444 | 458.4637 | 2895
2019-12-16 01:00 | 8378 | [7 empty] | 0.0372 | 364.919 | 430.9009 | 3246
2019-12-16 02:00 | 8379 | [7 empty] | 0.0253 | 362.2937 | 421.7535 | 3360
2019-12-16 03:00 | 8380 | [7 empty] | 0.045 | 362.2937 | 432.5506 | 3232
2019-12-16 04:00 | 8381 | [7 empty] | 0.0974 | 357.0431 | 456.0191 | 2922
2019-12-16 05:00 | 8382 | [7 empty] | 0.1755 | 351.7925 | 493.5731 | 2447
2019-12-16 06:00 | 8383 | [7 empty] | 0.2535 | 349.1671 | 533.6977 | 1850
2019-12-16 07:00 | 8384 | [7 empty] | 0.2955 | 343.9165 | 551.4662 | 1623
2019-12-16 08:00 | 8385 | [7 empty] | 0.284 | 320.2887 | 521.5355 | 2022
2019-12-16 09:00 | 8386 | [7 empty] | 0.2349 | 301.9114 | 476.2478 | 2652
2019-12-16 10:00 | 8387 | [7 empty] | 0.1802 | 280.9089 | 425.2655 | 3312
2019-12-16 11:00 | 8388 | [7 empty] | 0.1402 | 291.4102 | 413.8438 | 3451
2019-12-16 12:00 | 8389 | [7 empty] | 0.1157 | 278.2836 | 387.2894 | 3756
2019-12-16 13:00 | 8390 | [7 empty] | 0.0996 | 291.4102 | 391.5919 | 3703
2019-12-16 14:00 | 8391 | [7 empty] | 0.0895 | 328.1646 | 422.8108 | 3342
2019-12-16 15:00 | 8392 | [7 empty] | 0.0889 | 364.919 | 459.2364 | 2882
2019-12-16 16:00 | 8393 | [7 empty] | 0.104 | 383.2963 | 485.8896 | 2524
2019-12-16 17:00 | 8394 | [7 empty] | 0.141 | 393.7975 | 516.6696 | 2098
2019-12-16 18:00 | 8395 | [7 empty] | 0.2004 | 388.5469 | 543.9746 | 1718
2019-12-16 19:00 | 8396 | [7 empty] | 0.2689 | 396.4228 | 589.3937 | 1148
2019-12-16 20:00 | 8397 | [7 empty] | 0.3157 | 391.1722 | 609.793 | 951
2019-12-16 21:00 | 8398 | [7 empty] | 0.3101 | 372.795 | 588.3466 | 1164
2019-12-16 22:00 | 8399 | [7 empty] | 0.2483 | 375.4203 | 557.1009 | 1542
2019-12-16 23:00 | 8400 | [7 empty] | 0.1599 | 372.795 | 506.0257 | 2266
2019-12-17 | 8401 |  | 11.25 | 11.8 | 10.3 | 10.85 | 11.45 | 12.75 | 0.0827 | 362.2937 | 453.213 | 2958
2019-12-17 01:00 | 8402 | [7 empty] | 0.0372 | 351.7925 | 417.7743 | 3411
2019-12-17 02:00 | 8403 | [7 empty] | 0.0253 | 346.5418 | 406.0016 | 3541
2019-12-17 03:00 | 8404 | [7 empty] | 0.045 | 341.2912 | 411.5481 | 3475
2019-12-17 04:00 | 8405 | [7 empty] | 0.0974 | 330.7899 | 429.7659 | 3259
2019-12-17 05:00 | 8406 | [7 empty] | 0.1755 | 322.914 | 464.6946 | 2814
2019-12-17 06:00 | 8407 | [7 empty] | 0.2535 | 328.1646 | 512.6951 | 2159
2019-12-17 07:00 | 8408 | [7 empty] | 0.2955 | 325.5393 | 533.089 | 1861
2019-12-17 08:00 | 8409 | [7 empty] | 0.284 | 320.2887 | 521.5355 | 2023
2019-12-17 09:00 | 8410 | [7 empty] | 0.2349 | 309.7874 | 484.1237 | 2550
2019-12-17 10:00 | 8411 | [7 empty] | 0.1802 | 315.038 | 459.3947 | 2880
2019-12-17 11:00 | 8412 | [7 empty] | 0.1402 | 315.038 | 437.4716 | 3184
2019-12-17 12:00 | 8413 | [7 empty] | 0.1157 | 309.7874 | 418.7932 | 3403
2019-12-17 13:00 | 8414 | [7 empty] | 0.0996 | 309.7874 | 409.9692 | 3498
2019-12-17 14:00 | 8415 | [7 empty] | 0.0895 | 309.7874 | 404.4336 | 3559
2019-12-17 15:00 | 8416 | [7 empty] | 0.0889 | 307.1621 | 401.4794 | 3592
2019-12-17 16:00 | 8417 | [7 empty] | 0.104 | 312.4127 | 415.006 | 3434
2019-12-17 17:00 | 8418 | [7 empty] | 0.141 | 315.038 | 437.9101 | 3175
2019-12-17 18:00 | 8419 | [7 empty] | 0.2004 | 312.4127 | 467.8405 | 2781
2019-12-17 19:00 | 8420 | [7 empty] | 0.2689 | 312.4127 | 505.3836 | 2278
2019-12-17 20:00 | 8421 | [7 empty] | 0.3157 | 312.4127 | 531.0335 | 1885
2019-12-17 21:00 | 8422 | [7 empty] | 0.3101 | 312.4127 | 527.9643 | 1942
2019-12-17 22:00 | 8423 | [7 empty] | 0.2483 | 315.038 | 496.7186 | 2405
2019-12-17 23:00 | 8424 | [7 empty] | 0.1599 | 317.6633 | 450.894 | 2995
2019-12-18 | 8425 |  | 9 | 9.05 | 8.4 | 9 | 9.05 | 9.15 | 0.0827 | 309.7874 | 400.7067 | 3602
2019-12-18 01:00 | 8426 | [7 empty] | 0.0372 | 309.7874 | 375.7693 | 3886
2019-12-18 02:00 | 8427 | [7 empty] | 0.0253 | 299.2861 | 358.7459 | 4061
2019-12-18 03:00 | 8428 | [7 empty] | 0.045 | 301.9114 | 372.1683 | 3920
2019-12-18 04:00 | 8429 | [7 empty] | 0.0974 | 304.5367 | 403.5128 | 3570
2019-12-18 05:00 | 8430 | [7 empty] | 0.1755 | 304.5367 | 446.3174 | 3051
2019-12-18 06:00 | 8431 | [7 empty] | 0.2535 | 301.9114 | 486.442 | 2517
2019-12-18 07:00 | 8432 | [7 empty] | 0.2955 | 299.2861 | 506.8358 | 2259
2019-12-18 08:00 | 8433 | [7 empty] | 0.284 | 296.6608 | 497.9076 | 2392
2019-12-18 09:00 | 8434 | [7 empty] | 0.2349 | 259.9064 | 434.2427 | 3216
2019-12-18 10:00 | 8435 | [7 empty] | 0.1802 | 228.4026 | 372.7592 | 3917
2019-12-18 11:00 | 8436 | [7 empty] | 0.1402 | 175.8962 | 298.3299 | 4543
2019-12-18 12:00 | 8437 | [7 empty] | 0.1157 | 168.0203 | 277.0261 | 4645
2019-12-18 13:00 | 8438 | [7 empty] | 0.0996 | 178.5215 | 278.7033 | 4633
2019-12-18 14:00 | 8439 | [7 empty] | 0.0895 | 191.6481 | 286.2943 | 4608
2019-12-18 15:00 | 8440 | [7 empty] | 0.0889 | 202.1494 | 296.4668 | 4549
2019-12-18 16:00 | 8441 | [7 empty] | 0.104 | 238.9038 | 341.4971 | 4236
2019-12-18 17:00 | 8442 | [7 empty] | 0.141 | 254.6557 | 377.5278 | 3876
2019-12-18 18:00 | 8443 | [7 empty] | 0.2004 | 267.7823 | 423.2101 | 3336
2019-12-18 19:00 | 8444 | [7 empty] | 0.2689 | 278.2836 | 471.2545 | 2731
2019-12-18 20:00 | 8445 | [7 empty] | 0.3157 | 275.6583 | 494.2791 | 2431
2019-12-18 21:00 | 8446 | [7 empty] | 0.3101 | 278.2836 | 493.8352 | 2445
2019-12-18 22:00 | 8447 | [7 empty] | 0.2483 | 291.4102 | 473.0907 | 2697
2019-12-18 23:00 | 8448 | [7 empty] | 0.1599 | 312.4127 | 445.6434 | 3067
2019-12-19 | 8449 |  | 14.2 | 13.95 | 12.55 | 12.6 | 12.15 | 13.6 | 0.0827 | 304.5367 | 395.4561 | 3665
2019-12-19 01:00 | 8450 | [7 empty] | 0.0372 | 301.9114 | 367.8933 | 3972
2019-12-19 02:00 | 8451 | [7 empty] | 0.0253 | 309.7874 | 369.2472 | 3958
2019-12-19 03:00 | 8452 | [7 empty] | 0.045 | 325.5393 | 395.7962 | 3652
2019-12-19 04:00 | 8453 | [7 empty] | 0.0974 | 328.1646 | 427.1406 | 3291
2019-12-19 05:00 | 8454 | [7 empty] | 0.1755 | 322.914 | 464.6946 | 2815
2019-12-19 06:00 | 8455 | [7 empty] | 0.2535 | 317.6633 | 502.1939 | 2316
2019-12-19 07:00 | 8456 | [7 empty] | 0.2955 | 315.038 | 522.5877 | 2005
2019-12-19 08:00 | 8457 | [7 empty] | 0.284 | 307.1621 | 508.4089 | 2238
2019-12-19 09:00 | 8458 | [7 empty] | 0.2349 | 294.0355 | 468.3718 | 2775
2019-12-19 10:00 | 8459 | [7 empty] | 0.1802 | 280.9089 | 425.2655 | 3313
2019-12-19 11:00 | 8460 | [7 empty] | 0.1402 | 291.4102 | 413.8438 | 3452
2019-12-19 12:00 | 8461 | [7 empty] | 0.1157 | 294.0355 | 403.0413 | 3580
2019-12-19 13:00 | 8462 | [7 empty] | 0.0996 | 299.2861 | 399.4679 | 3612
2019-12-19 14:00 | 8463 | [7 empty] | 0.0895 | 307.1621 | 401.8083 | 3588
2019-12-19 15:00 | 8464 | [7 empty] | 0.0889 | 320.2887 | 414.606 | 3442
2019-12-19 16:00 | 8465 | [7 empty] | 0.104 | 346.5418 | 449.1351 | 3024
2019-12-19 17:00 | 8466 | [7 empty] | 0.141 | 388.5469 | 511.419 | 2185
2019-12-19 18:00 | 8467 | [7 empty] | 0.2004 | 414.8001 | 570.2278 | 1381
2019-12-19 19:00 | 8468 | [7 empty] | 0.2689 | 425.3013 | 618.2722 | 876
2019-12-19 20:00 | 8469 | [7 empty] | 0.3157 | 433.1773 | 651.7981 | 610
2019-12-19 21:00 | 8470 | [7 empty] | 0.3101 | 425.3013 | 640.8529 | 687
2019-12-19 22:00 | 8471 | [7 empty] | 0.2483 | 417.4254 | 599.1059 | 1052
2019-12-19 23:00 | 8472 | [7 empty] | 0.1599 | 409.5494 | 542.7801 | 1734
2019-12-20 | 8473 |  | 13.6 | 13.7 | 12.4 | 13.3 | 13.45 | 14.4 | 0.0827 | 412.1747 | 503.094 | 2308
2019-12-20 01:00 | 8474 | [7 empty] | 0.0372 | 425.3013 | 491.2832 | 2471
2019-12-20 02:00 | 8475 | [7 empty] | 0.0253 | 433.1773 | 492.6371 | 2456
2019-12-20 03:00 | 8476 | [7 empty] | 0.045 | 427.9266 | 498.1835 | 2375
2019-12-20 04:00 | 8477 | [7 empty] | 0.0974 | 412.1747 | 511.1508 | 2195
2019-12-20 05:00 | 8478 | [7 empty] | 0.1755 | 380.6709 | 522.4516 | 2003
2019-12-20 06:00 | 8479 | [7 empty] | 0.2535 | 372.795 | 557.3255 | 1538
2019-12-20 07:00 | 8480 | [7 empty] | 0.2955 | 357.0431 | 564.5928 | 1448
2019-12-20 08:00 | 8481 | [7 empty] | 0.284 | 338.6659 | 539.9127 | 1778
2019-12-20 09:00 | 8482 | [7 empty] | 0.2349 | 338.6659 | 513.0022 | 2155
2019-12-20 10:00 | 8483 | [7 empty] | 0.1802 | 338.6659 | 483.0225 | 2565
2019-12-20 11:00 | 8484 | [7 empty] | 0.1402 | 330.7899 | 453.2235 | 2961
2019-12-20 12:00 | 8485 | [7 empty] | 0.1157 | 325.5393 | 434.5451 | 3210
2019-12-20 13:00 | 8486 | [7 empty] | 0.0996 | 322.914 | 423.0957 | 3334
2019-12-20 14:00 | 8487 | [7 empty] | 0.0895 | 343.9165 | 438.5627 | 3166
2019-12-20 15:00 | 8488 | [7 empty] | 0.0889 | 351.7925 | 446.1098 | 3058
2019-12-20 16:00 | 8489 | [7 empty] | 0.104 | 357.0431 | 459.6364 | 2876
2019-12-20 17:00 | 8490 | [7 empty] | 0.141 | 357.0431 | 479.9152 | 2604
2019-12-20 18:00 | 8491 | [7 empty] | 0.2004 | 357.0431 | 512.4708 | 2172
2019-12-20 19:00 | 8492 | [7 empty] | 0.2689 | 357.0431 | 550.014 | 1642
2019-12-20 20:00 | 8493 | [7 empty] | 0.3157 | 351.7925 | 570.4133 | 1380
2019-12-20 21:00 | 8494 | [7 empty] | 0.3101 | 346.5418 | 562.0934 | 1482
2019-12-20 22:00 | 8495 | [7 empty] | 0.2483 | 341.2912 | 522.9717 | 1997
2019-12-20 23:00 | 8496 | [7 empty] | 0.1599 | 336.0406 | 469.2713 | 2759
2019-12-21 | 8497 |  | 10.4 | 11.25 | 11.1 | 11.1 | 11.3 | 11.45 | 0.0827 | 328.1646 | 419.0839 | 3396
2019-12-21 01:00 | 8498 | [7 empty] | 0.0372 | 322.914 | 388.8959 | 3733
2019-12-21 02:00 | 8499 | [7 empty] | 0.0253 | 328.1646 | 387.6244 | 3746
2019-12-21 03:00 | 8500 | [7 empty] | 0.045 | 336.0406 | 406.2974 | 3536
2019-12-21 04:00 | 8501 | [7 empty] | 0.0974 | 343.9165 | 442.8925 | 3106
2019-12-21 05:00 | 8502 | [7 empty] | 0.1755 | 338.6659 | 480.4466 | 2596
2019-12-21 06:00 | 8503 | [7 empty] | 0.2535 | 330.7899 | 515.3205 | 2115
2019-12-21 07:00 | 8504 | [7 empty] | 0.2955 | 328.1646 | 535.7143 | 1827
2019-12-21 08:00 | 8505 | [7 empty] | 0.284 | 317.6633 | 518.9102 | 2063
2019-12-21 09:00 | 8506 | [7 empty] | 0.2349 | 301.9114 | 476.2478 | 2653
2019-12-21 10:00 | 8507 | [7 empty] | 0.1802 | 286.1595 | 430.5162 | 3255
2019-12-21 11:00 | 8508 | [7 empty] | 0.1402 | 288.7848 | 411.2185 | 3485
2019-12-21 12:00 | 8509 | [7 empty] | 0.1157 | 280.9089 | 389.9147 | 3726
2019-12-21 13:00 | 8510 | [7 empty] | 0.0996 | 273.0329 | 373.2147 | 3909
2019-12-21 14:00 | 8511 | [7 empty] | 0.0895 | 283.5342 | 378.1804 | 3868
2019-12-21 15:00 | 8512 | [7 empty] | 0.0889 | 296.6608 | 390.9782 | 3712
2019-12-21 16:00 | 8513 | [7 empty] | 0.104 | 320.2887 | 422.882 | 3339
2019-12-21 17:00 | 8514 | [7 empty] | 0.141 | 301.9114 | 424.7835 | 3321
2019-12-21 18:00 | 8515 | [7 empty] | 0.2004 | 278.2836 | 433.7113 | 3222
2019-12-21 19:00 | 8516 | [7 empty] | 0.2689 | 267.7823 | 460.7532 | 2860
2019-12-21 20:00 | 8517 | [7 empty] | 0.3157 | 262.5317 | 481.1525 | 2582
2019-12-21 21:00 | 8518 | [7 empty] | 0.3101 | 257.281 | 472.8326 | 2701
2019-12-21 22:00 | 8519 | [7 empty] | 0.2483 | 257.281 | 438.9616 | 3163
2019-12-21 23:00 | 8520 | [7 empty] | 0.1599 | 259.9064 | 393.1371 | 3688
2019-12-22 | 8521 |  | 9.85 | 10.05 | 10.45 | 10.35 | 10.15 | 10.55 | 0.0827 | 262.5317 | 353.451 | 4123
2019-12-22 01:00 | 8522 | [7 empty] | 0.0372 | 259.9064 | 325.8883 | 4362
2019-12-22 02:00 | 8523 | [7 empty] | 0.0253 | 262.5317 | 321.9915 | 4394
2019-12-22 03:00 | 8524 | [7 empty] | 0.045 | 267.7823 | 338.0392 | 4267
2019-12-22 04:00 | 8525 | [7 empty] | 0.0974 | 273.0329 | 372.009 | 3925
2019-12-22 05:00 | 8526 | [7 empty] | 0.1755 | 273.0329 | 414.8136 | 3440
2019-12-22 06:00 | 8527 | [7 empty] | 0.2535 | 273.0329 | 457.5635 | 2902
2019-12-22 07:00 | 8528 | [7 empty] | 0.2955 | 270.4076 | 477.9573 | 2629
2019-12-22 08:00 | 8529 | [7 empty] | 0.284 | 267.7823 | 469.0292 | 2771
2019-12-22 09:00 | 8530 | [7 empty] | 0.2349 | 265.157 | 439.4933 | 3151
2019-12-22 10:00 | 8531 | [7 empty] | 0.1802 | 267.7823 | 412.139 | 3470
2019-12-22 11:00 | 8532 | [7 empty] | 0.1402 | 265.157 | 387.5906 | 3751
2019-12-22 12:00 | 8533 | [7 empty] | 0.1157 | 262.5317 | 371.5375 | 3931
2019-12-22 13:00 | 8534 | [7 empty] | 0.0996 | 259.9064 | 360.0881 | 4046
2019-12-22 14:00 | 8535 | [7 empty] | 0.0895 | 262.5317 | 357.1779 | 4086
2019-12-22 15:00 | 8536 | [7 empty] | 0.0889 | 265.157 | 359.4744 | 4054
2019-12-22 16:00 | 8537 | [7 empty] | 0.104 | 267.7823 | 370.3756 | 3945
2019-12-22 17:00 | 8538 | [7 empty] | 0.141 | 273.0329 | 395.905 | 3657
2019-12-22 18:00 | 8539 | [7 empty] | 0.2004 | 273.0329 | 428.4607 | 3272
2019-12-22 19:00 | 8540 | [7 empty] | 0.2689 | 275.6583 | 468.6292 | 2772
2019-12-22 20:00 | 8541 | [7 empty] | 0.3157 | 280.9089 | 499.5297 | 2360
2019-12-22 21:00 | 8542 | [7 empty] | 0.3101 | 288.7848 | 504.3364 | 2292
2019-12-22 22:00 | 8543 | [7 empty] | 0.2483 | 294.0355 | 475.716 | 2660
2019-12-22 23:00 | 8544 | [7 empty] | 0.1599 | 294.0355 | 427.2662 | 3289
2019-12-23 | 8545 |  | 10.1 | 10.65 | 10 | 10.3 | 10.85 | 10.7 | 0.0827 | 296.6608 | 387.5801 | 3748
2019-12-23 01:00 | 8546 | [7 empty] | 0.0372 | 299.2861 | 365.268 | 3995
2019-12-23 02:00 | 8547 | [7 empty] | 0.0253 | 299.2861 | 358.7459 | 4062
2019-12-23 03:00 | 8548 | [7 empty] | 0.045 | 299.2861 | 369.543 | 3954
2019-12-23 04:00 | 8549 | [7 empty] | 0.0974 | 301.9114 | 400.8874 | 3601
2019-12-23 05:00 | 8550 | [7 empty] | 0.1755 | 301.9114 | 443.6921 | 3091
2019-12-23 06:00 | 8551 | [7 empty] | 0.2535 | 299.2861 | 483.8167 | 2553
2019-12-23 07:00 | 8552 | [7 empty] | 0.2955 | 299.2861 | 506.8358 | 2260
2019-12-23 08:00 | 8553 | [7 empty] | 0.284 | 294.0355 | 495.2823 | 2424
2019-12-23 09:00 | 8554 | [7 empty] | 0.2349 | 286.1595 | 460.4959 | 2863
2019-12-23 10:00 | 8555 | [7 empty] | 0.1802 | 275.6583 | 420.0149 | 3387
2019-12-23 11:00 | 8556 | [7 empty] | 0.1402 | 265.157 | 387.5906 | 3752
2019-12-23 12:00 | 8557 | [7 empty] | 0.1157 | 262.5317 | 371.5375 | 3932
2019-12-23 13:00 | 8558 | [7 empty] | 0.0996 | 259.9064 | 360.0881 | 4047
2019-12-23 14:00 | 8559 | [7 empty] | 0.0895 | 259.9064 | 354.5526 | 4110
2019-12-23 15:00 | 8560 | [7 empty] | 0.0889 | 262.5317 | 356.8491 | 4089
2019-12-23 16:00 | 8561 | [7 empty] | 0.104 | 265.157 | 367.7503 | 3979
2019-12-23 17:00 | 8562 | [7 empty] | 0.141 | 265.157 | 388.0291 | 3743
2019-12-23 18:00 | 8563 | [7 empty] | 0.2004 | 265.157 | 420.5848 | 3380
2019-12-23 19:00 | 8564 | [7 empty] | 0.2689 | 267.7823 | 460.7532 | 2861
2019-12-23 20:00 | 8565 | [7 empty] | 0.3157 | 267.7823 | 486.4031 | 2520
2019-12-23 21:00 | 8566 | [7 empty] | 0.3101 | 270.4076 | 485.9592 | 2528
2019-12-23 22:00 | 8567 | [7 empty] | 0.2483 | 270.4076 | 452.0882 | 2978
2019-12-23 23:00 | 8568 | [7 empty] | 0.1599 | 270.4076 | 403.6383 | 3569
2019-12-24 | 8569 |  | 10.8 | 10.7 | 10.3 | 10.85 | 11.05 | 10.7 | 0.0827 | 273.0329 | 363.9523 | 4006
2019-12-24 01:00 | 8570 | [7 empty] | 0.0372 | 273.0329 | 339.0148 | 4254
2019-12-24 02:00 | 8571 | [7 empty] | 0.0253 | 273.0329 | 332.4927 | 4304
2019-12-24 03:00 | 8572 | [7 empty] | 0.045 | 278.2836 | 348.5405 | 4166
2019-12-24 04:00 | 8573 | [7 empty] | 0.0974 | 275.6583 | 374.6343 | 3900
2019-12-24 05:00 | 8574 | [7 empty] | 0.1755 | 275.6583 | 417.4389 | 3414
2019-12-24 06:00 | 8575 | [7 empty] | 0.2535 | 275.6583 | 460.1888 | 2866
2019-12-24 07:00 | 8576 | [7 empty] | 0.2955 | 278.2836 | 485.8333 | 2532
2019-12-24 08:00 | 8577 | [7 empty] | 0.284 | 275.6583 | 476.9051 | 2646
2019-12-24 09:00 | 8578 | [7 empty] | 0.2349 | 275.6583 | 449.9946 | 3012
2019-12-24 10:00 | 8579 | [7 empty] | 0.1802 | 273.0329 | 417.3896 | 3415
2019-12-24 11:00 | 8580 | [7 empty] | 0.1402 | 270.4076 | 392.8413 | 3694
2019-12-24 12:00 | 8581 | [7 empty] | 0.1157 | 270.4076 | 379.4134 | 3849
2019-12-24 13:00 | 8582 | [7 empty] | 0.0996 | 270.4076 | 370.5894 | 3942
2019-12-24 14:00 | 8583 | [7 empty] | 0.0895 | 275.6583 | 370.3045 | 3946
2019-12-24 15:00 | 8584 | [7 empty] | 0.0889 | 278.2836 | 372.601 | 3919
2019-12-24 16:00 | 8585 | [7 empty] | 0.104 | 283.5342 | 386.1275 | 3770
2019-12-24 17:00 | 8586 | [7 empty] | 0.141 | 288.7848 | 411.6569 | 3478
2019-12-24 18:00 | 8587 | [7 empty] | 0.2004 | 286.1595 | 441.5873 | 3122
2019-12-24 19:00 | 8588 | [7 empty] | 0.2689 | 288.7848 | 481.7558 | 2579
2019-12-24 20:00 | 8589 | [7 empty] | 0.3157 | 288.7848 | 507.4057 | 2246
2019-12-24 21:00 | 8590 | [7 empty] | 0.3101 | 288.7848 | 504.3364 | 2293
2019-12-24 22:00 | 8591 | [7 empty] | 0.2483 | 288.7848 | 470.4654 | 2745
2019-12-24 23:00 | 8592 | [7 empty] | 0.1599 | 291.4102 | 424.6409 | 3322
2019-12-25 | 8593 |  | 12.1 | 11.95 | 12.4 | 12.6 | 12.05 | 11.95 | 0.0827 | 296.6608 | 387.5801 | 3749
2019-12-25 01:00 | 8594 | [7 empty] | 0.0372 | 299.2861 | 365.268 | 3996
2019-12-25 02:00 | 8595 | [7 empty] | 0.0253 | 299.2861 | 358.7459 | 4063
2019-12-25 03:00 | 8596 | [7 empty] | 0.045 | 301.9114 | 372.1683 | 3921
2019-12-25 04:00 | 8597 | [7 empty] | 0.0974 | 304.5367 | 403.5128 | 3571
2019-12-25 05:00 | 8598 | [7 empty] | 0.1755 | 307.1621 | 448.9427 | 3031
2019-12-25 06:00 | 8599 | [7 empty] | 0.2535 | 307.1621 | 491.6926 | 2466
2019-12-25 07:00 | 8600 | [7 empty] | 0.2955 | 304.5367 | 512.0865 | 2180
2019-12-25 08:00 | 8601 | [7 empty] | 0.284 | 301.9114 | 503.1583 | 2309
2019-12-25 09:00 | 8602 | [7 empty] | 0.2349 | 299.2861 | 473.6225 | 2686
2019-12-25 10:00 | 8603 | [7 empty] | 0.1802 | 296.6608 | 441.0174 | 3132
2019-12-25 11:00 | 8604 | [7 empty] | 0.1402 | 301.9114 | 424.3451 | 3326
2019-12-25 12:00 | 8605 | [7 empty] | 0.1157 | 299.2861 | 408.2919 | 3519
2019-12-25 13:00 | 8606 | [7 empty] | 0.0996 | 294.0355 | 394.2173 | 3675
2019-12-25 14:00 | 8607 | [7 empty] | 0.0895 | 296.6608 | 391.307 | 3706
2019-12-25 15:00 | 8608 | [7 empty] | 0.0889 | 309.7874 | 404.1048 | 3565
2019-12-25 16:00 | 8609 | [7 empty] | 0.104 | 315.038 | 417.6313 | 3413
2019-12-25 17:00 | 8610 | [7 empty] | 0.141 | 317.6633 | 440.5354 | 3135
2019-12-25 18:00 | 8611 | [7 empty] | 0.2004 | 320.2887 | 475.7164 | 2657
2019-12-25 19:00 | 8612 | [7 empty] | 0.2689 | 325.5393 | 518.5102 | 2070
2019-12-25 20:00 | 8613 | [7 empty] | 0.3157 | 328.1646 | 546.7854 | 1681
2019-12-25 21:00 | 8614 | [7 empty] | 0.3101 | 325.5393 | 541.0909 | 1755
2019-12-25 22:00 | 8615 | [7 empty] | 0.2483 | 328.1646 | 509.8452 | 2218
2019-12-25 23:00 | 8616 | [7 empty] | 0.1599 | 333.4152 | 466.6459 | 2796
2019-12-26 | 8617 |  | 13.55 | 13.6 | 13.4 | 15.15 | 14.05 | 14.3 | 0.0827 | 336.0406 | 426.9599 | 3295
2019-12-26 01:00 | 8618 | [7 empty] | 0.0372 | 341.2912 | 407.2731 | 3528
2019-12-26 02:00 | 8619 | [7 empty] | 0.0253 | 349.1671 | 408.6269 | 3514
2019-12-26 03:00 | 8620 | [7 empty] | 0.045 | 351.7925 | 422.0493 | 3352
2019-12-26 04:00 | 8621 | [7 empty] | 0.0974 | 357.0431 | 456.0191 | 2923
2019-12-26 05:00 | 8622 | [7 empty] | 0.1755 | 380.6709 | 522.4516 | 2004
2019-12-26 06:00 | 8623 | [7 empty] | 0.2535 | 393.7975 | 578.3281 | 1274
2019-12-26 07:00 | 8624 | [7 empty] | 0.2955 | 401.6735 | 609.2232 | 959
2019-12-26 08:00 | 8625 | [7 empty] | 0.284 | 401.6735 | 602.9203 | 1014
2019-12-26 09:00 | 8626 | [7 empty] | 0.2349 | 396.4228 | 570.7592 | 1378
2019-12-26 10:00 | 8627 | [7 empty] | 0.1802 | 385.9216 | 530.2782 | 1908
2019-12-26 11:00 | 8628 | [7 empty] | 0.1402 | 375.4203 | 497.8539 | 2390
2019-12-26 12:00 | 8629 | [7 empty] | 0.1157 | 370.1697 | 479.1755 | 2615
2019-12-26 13:00 | 8630 | [7 empty] | 0.0996 | 372.795 | 472.9768 | 2695
2019-12-26 14:00 | 8631 | [7 empty] | 0.0895 | 375.4203 | 470.0665 | 2748
2019-12-26 15:00 | 8632 | [7 empty] | 0.0889 | 383.2963 | 477.6136 | 2633
2019-12-26 16:00 | 8633 | [7 empty] | 0.104 | 385.9216 | 488.5149 | 2498
2019-12-26 17:00 | 8634 | [7 empty] | 0.141 | 388.5469 | 511.419 | 2186
2019-12-26 18:00 | 8635 | [7 empty] | 0.2004 | 385.9216 | 541.3493 | 1752
2019-12-26 19:00 | 8636 | [7 empty] | 0.2689 | 383.2963 | 576.2672 | 1308
2019-12-26 20:00 | 8637 | [7 empty] | 0.3157 | 396.4228 | 615.0437 | 904
2019-12-26 21:00 | 8638 | [7 empty] | 0.3101 | 399.0482 | 614.5998 | 908
2019-12-26 22:00 | 8639 | [7 empty] | 0.2483 | 399.0482 | 580.7287 | 1248
2019-12-26 23:00 | 8640 | [7 empty] | 0.1599 | 414.8001 | 548.0308 | 1664
2019-12-27 | 8641 |  | 15.4 | 15.4 | 14.95 | 16.3 | 16.25 | 16.3 | 0.0827 | 422.676 | 513.5953 | 2142
2019-12-27 01:00 | 8642 | [7 empty] | 0.0372 | 422.676 | 488.6579 | 2492
2019-12-27 02:00 | 8643 | [7 empty] | 0.0253 | 425.3013 | 484.7611 | 2544
2019-12-27 03:00 | 8644 | [7 empty] | 0.045 | 427.9266 | 498.1835 | 2376
2019-12-27 04:00 | 8645 | [7 empty] | 0.0974 | 427.9266 | 526.9027 | 1955
2019-12-27 05:00 | 8646 | [7 empty] | 0.1755 | 433.1773 | 574.958 | 1322
2019-12-27 06:00 | 8647 | [7 empty] | 0.2535 | 433.1773 | 617.7078 | 878
2019-12-27 07:00 | 8648 | [7 empty] | 0.2955 | 438.4279 | 645.9776 | 653
2019-12-27 08:00 | 8649 | [7 empty] | 0.284 | 430.552 | 631.7988 | 757
2019-12-27 09:00 | 8650 | [7 empty] | 0.2349 | 422.676 | 597.0124 | 1062
2019-12-27 10:00 | 8651 | [7 empty] | 0.1802 | 420.0507 | 564.4073 | 1452
2019-12-27 11:00 | 8652 | [7 empty] | 0.1402 | 420.0507 | 542.4843 | 1741
2019-12-27 12:00 | 8653 | [7 empty] | 0.1157 | 420.0507 | 529.0565 | 1927
2019-12-27 13:00 | 8654 | [7 empty] | 0.0996 | 420.0507 | 520.2325 | 2037
2019-12-27 14:00 | 8655 | [7 empty] | 0.0895 | 422.676 | 517.3222 | 2082
2019-12-27 15:00 | 8656 | [7 empty] | 0.0889 | 425.3013 | 519.6187 | 2045
2019-12-27 16:00 | 8657 | [7 empty] | 0.104 | 425.3013 | 527.8946 | 1939
2019-12-27 17:00 | 8658 | [7 empty] | 0.141 | 420.0507 | 542.9228 | 1729
2019-12-27 18:00 | 8659 | [7 empty] | 0.2004 | 417.4254 | 572.8531 | 1349
2019-12-27 19:00 | 8660 | [7 empty] | 0.2689 | 420.0507 | 613.0216 | 925
2019-12-27 20:00 | 8661 | [7 empty] | 0.3157 | 422.676 | 641.2968 | 683
2019-12-27 21:00 | 8662 | [7 empty] | 0.3101 | 417.4254 | 632.977 | 744
2019-12-27 22:00 | 8663 | [7 empty] | 0.2483 | 420.0507 | 601.7312 | 1023
2019-12-27 23:00 | 8664 | [7 empty] | 0.1599 | 420.0507 | 553.2814 | 1594
2019-12-28 | 8665 |  | 16.2 | 16.45 | 17.55 | 17.3 | 16.9 | 17 | 0.0827 | 420.0507 | 510.97 | 2201
2019-12-28 01:00 | 8666 | [7 empty] | 0.0372 | 420.0507 | 486.0326 | 2523
2019-12-28 02:00 | 8667 | [7 empty] | 0.0253 | 430.552 | 490.0118 | 2484
2019-12-28 03:00 | 8668 | [7 empty] | 0.045 | 430.552 | 500.8088 | 2340
2019-12-28 04:00 | 8669 | [7 empty] | 0.0974 | 433.1773 | 532.1533 | 1870
2019-12-28 05:00 | 8670 | [7 empty] | 0.1755 | 438.4279 | 580.2086 | 1251
2019-12-28 06:00 | 8671 | [7 empty] | 0.2535 | 441.0532 | 625.5838 | 801
2019-12-28 07:00 | 8672 | [7 empty] | 0.2955 | 443.6785 | 651.2282 | 621
2019-12-28 08:00 | 8673 | [7 empty] | 0.284 | 446.3039 | 647.5507 | 643
2019-12-28 09:00 | 8674 | [7 empty] | 0.2349 | 443.6785 | 618.0149 | 877
2019-12-28 10:00 | 8675 | [7 empty] | 0.1802 | 438.4279 | 582.7845 | 1232
2019-12-28 11:00 | 8676 | [7 empty] | 0.1402 | 441.0532 | 563.4869 | 1463
2019-12-28 12:00 | 8677 | [7 empty] | 0.1157 | 448.9292 | 557.935 | 1532
2019-12-28 13:00 | 8678 | [7 empty] | 0.0996 | 448.9292 | 549.111 | 1648
2019-12-28 14:00 | 8679 | [7 empty] | 0.0895 | 446.3039 | 540.9501 | 1754
2019-12-28 15:00 | 8680 | [7 empty] | 0.0889 | 456.8051 | 551.1225 | 1628
2019-12-28 16:00 | 8681 | [7 empty] | 0.104 | 459.4304 | 562.0238 | 1479
2019-12-28 17:00 | 8682 | [7 empty] | 0.141 | 462.0558 | 584.9278 | 1205
2019-12-28 18:00 | 8683 | [7 empty] | 0.2004 | 464.6811 | 620.1088 | 850
2019-12-28 19:00 | 8684 | [7 empty] | 0.2689 | 472.557 | 665.5279 | 541
2019-12-28 20:00 | 8685 | [7 empty] | 0.3157 | 469.9317 | 688.5525 | 404
2019-12-28 21:00 | 8686 | [7 empty] | 0.3101 | 464.6811 | 680.2327 | 451
2019-12-28 22:00 | 8687 | [7 empty] | 0.2483 | 459.4304 | 641.111 | 685
2019-12-28 23:00 | 8688 | [7 empty] | 0.1599 | 464.6811 | 597.9118 | 1055
2019-12-29 | 8689 |  | 17.65 | 17.25 | 15.5 | 16.15 | 17.3 | 19.35 | 0.0827 | 467.3064 | 558.2257 | 1528
2019-12-29 01:00 | 8690 | [7 empty] | 0.0372 | 464.6811 | 530.663 | 1888
2019-12-29 02:00 | 8691 | [7 empty] | 0.0253 | 467.3064 | 526.7662 | 1956
2019-12-29 03:00 | 8692 | [7 empty] | 0.045 | 469.9317 | 540.1886 | 1766
2019-12-29 04:00 | 8693 | [7 empty] | 0.0974 | 475.1823 | 574.1584 | 1332
2019-12-29 05:00 | 8694 | [7 empty] | 0.1755 | 480.433 | 622.2137 | 828
2019-12-29 06:00 | 8695 | [7 empty] | 0.2535 | 488.3089 | 672.8395 | 494
2019-12-29 07:00 | 8696 | [7 empty] | 0.2955 | 490.9342 | 698.4839 | 360
2019-12-29 08:00 | 8697 | [7 empty] | 0.284 | 488.3089 | 689.5558 | 400
2019-12-29 09:00 | 8698 | [7 empty] | 0.2349 | 490.9342 | 665.2706 | 542
2019-12-29 10:00 | 8699 | [7 empty] | 0.1802 | 488.3089 | 632.6656 | 747
2019-12-29 11:00 | 8700 | [7 empty] | 0.1402 | 480.433 | 602.8666 | 1012
2019-12-29 12:00 | 8701 | [7 empty] | 0.1157 | 488.3089 | 597.3147 | 1058
2019-12-29 13:00 | 8702 | [7 empty] | 0.0996 | 480.433 | 580.6148 | 1246
2019-12-29 14:00 | 8703 | [7 empty] | 0.0895 | 509.3115 | 603.9577 | 1001
2019-12-29 15:00 | 8704 | [7 empty] | 0.0889 | 530.314 | 624.6314 | 813
2019-12-29 16:00 | 8705 | [7 empty] | 0.104 | 551.3165 | 653.9098 | 597
2019-12-29 17:00 | 8706 | [7 empty] | 0.141 | 543.4406 | 666.3127 | 536
2019-12-29 18:00 | 8707 | [7 empty] | 0.2004 | 527.6887 | 683.1164 | 433
2019-12-29 19:00 | 8708 | [7 empty] | 0.2689 | 511.9368 | 704.9077 | 328
2019-12-29 20:00 | 8709 | [7 empty] | 0.3157 | 501.4355 | 720.0563 | 270
2019-12-29 21:00 | 8710 | [7 empty] | 0.3101 | 504.0608 | 719.6124 | 275
2019-12-29 22:00 | 8711 | [7 empty] | 0.2483 | 477.8077 | 659.4882 | 564
2019-12-29 23:00 | 8712 | [7 empty] | 0.1599 | 467.3064 | 600.5371 | 1034
2019-12-30 | 8713 |  | 14.25 | 13.65 | 10.1 | 11.3 | 12.55 | 14.9 | 0.0827 | 459.4304 | 550.3497 | 1636
2019-12-30 01:00 | 8714 | [7 empty] | 0.0372 | 451.5545 | 517.5364 | 2078
2019-12-30 02:00 | 8715 | [7 empty] | 0.0253 | 443.6785 | 503.1383 | 2304
2019-12-30 03:00 | 8716 | [7 empty] | 0.045 | 435.8026 | 506.0595 | 2264
2019-12-30 04:00 | 8717 | [7 empty] | 0.0974 | 430.552 | 529.528 | 1918
2019-12-30 05:00 | 8718 | [7 empty] | 0.1755 | 427.9266 | 569.7073 | 1387
2019-12-30 06:00 | 8719 | [7 empty] | 0.2535 | 433.1773 | 617.7078 | 879
2019-12-30 07:00 | 8720 | [7 empty] | 0.2955 | 430.552 | 638.1017 | 705
2019-12-30 08:00 | 8721 | [7 empty] | 0.284 | 417.4254 | 618.6722 | 873
2019-12-30 09:00 | 8722 | [7 empty] | 0.2349 | 401.6735 | 576.0098 | 1311
2019-12-30 10:00 | 8723 | [7 empty] | 0.1802 | 388.5469 | 532.9035 | 1862
2019-12-30 11:00 | 8724 | [7 empty] | 0.1402 | 378.0456 | 500.4792 | 2354
2019-12-30 12:00 | 8725 | [7 empty] | 0.1157 | 372.795 | 481.8008 | 2574
2019-12-30 13:00 | 8726 | [7 empty] | 0.0996 | 370.1697 | 470.3514 | 2741
2019-12-30 14:00 | 8727 | [7 empty] | 0.0895 | 367.5444 | 462.1906 | 2843
2019-12-30 15:00 | 8728 | [7 empty] | 0.0889 | 351.7925 | 446.1098 | 3059
2019-12-30 16:00 | 8729 | [7 empty] | 0.104 | 346.5418 | 449.1351 | 3025
2019-12-30 17:00 | 8730 | [7 empty] | 0.141 | 349.1671 | 472.0392 | 2711
2019-12-30 18:00 | 8731 | [7 empty] | 0.2004 | 341.2912 | 496.7189 | 2401
2019-12-30 19:00 | 8732 | [7 empty] | 0.2689 | 338.6659 | 531.6368 | 1878
2019-12-30 20:00 | 8733 | [7 empty] | 0.3157 | 333.4152 | 552.0361 | 1606
2019-12-30 21:00 | 8734 | [7 empty] | 0.3101 | 330.7899 | 546.3415 | 1690
2019-12-30 22:00 | 8735 | [7 empty] | 0.2483 | 325.5393 | 507.2198 | 2251
2019-12-30 23:00 | 8736 | [7 empty] | 0.1599 | 322.914 | 456.1447 | 2918
2019-12-31 | 8737 |  | 12.3 | 12.4 | 10.35 | 12.15 | 12.4 | 13.15 | 0.0827 | 328.1646 | 419.0839 | 3397
2019-12-31 01:00 | 8738 | [7 empty] | 0.0372 | 328.1646 | 394.1465 | 3673
2019-12-31 02:00 | 8739 | [7 empty] | 0.0253 | 333.4152 | 392.875 | 3693
2019-12-31 03:00 | 8740 | [7 empty] | 0.045 | 330.7899 | 401.0468 | 3595
2019-12-31 04:00 | 8741 | [7 empty] | 0.0974 | 362.2937 | 461.2697 | 2846
2019-12-31 05:00 | 8742 | [7 empty] | 0.1755 | 359.6684 | 501.4491 | 2334
2019-12-31 06:00 | 8743 | [7 empty] | 0.2535 | 351.7925 | 536.323 | 1812
2019-12-31 07:00 | 8744 | [7 empty] | 0.2955 | 343.9165 | 551.4662 | 1624
2019-12-31 08:00 | 8745 | [7 empty] | 0.284 | 338.6659 | 539.9127 | 1779
2019-12-31 09:00 | 8746 | [7 empty] | 0.2349 | 333.4152 | 507.7516 | 2245
2019-12-31 10:00 | 8747 | [7 empty] | 0.1802 | 312.4127 | 456.7693 | 2913
2019-12-31 11:00 | 8748 | [7 empty] | 0.1402 | 296.6608 | 419.0944 | 3399
2019-12-31 12:00 | 8749 | [7 empty] | 0.1157 | 294.0355 | 403.0413 | 3581
2019-12-31 13:00 | 8750 | [7 empty] | 0.0996 | 296.6608 | 396.8426 | 3637
2019-12-31 14:00 | 8751 | [7 empty] | 0.0895 | 301.9114 | 396.5577 | 3642
2019-12-31 15:00 | 8752 | [7 empty] | 0.0889 | 325.5393 | 419.8567 | 3389
2019-12-31 16:00 | 8753 | [7 empty] | 0.104 | 320.2887 | 422.882 | 3340
2019-12-31 17:00 | 8754 | [7 empty] | 0.141 | 320.2887 | 443.1607 | 3102
2019-12-31 18:00 | 8755 | [7 empty] | 0.2004 | 341.2912 | 496.7189 | 2402
2019-12-31 19:00 | 8756 | [7 empty] | 0.2689 | 349.1671 | 542.138 | 1746
2019-12-31 20:00 | 8757 | [7 empty] | 0.3157 | 359.6684 | 578.2892 | 1278
2019-12-31 21:00 | 8758 | [7 empty] | 0.3101 | 375.4203 | 590.9719 | 1137
2019-12-31 22:00 | 8759 | [7 empty] | 0.2483 | 378.0456 | 559.7262 | 1509
2019-12-31 23:00 | 8760 | [7 empty] | 0.1599 | 396.4228 | 529.6535 | 1917