6726 | 39.25 | 44.22 | 36.69 | 39.25 | 44.22 | 36.69 | 39.25 | 44.22 | 36.69 | 39.25 | 44.22 | 36.69 | 39.96 | 46.76 | 36.69 | 39.96 | 46.77 | 36.69 | 39.25 | 44.22 | 36.69 | 39.25 | 44.22 | 36.69 | 39.96 | 46.76 | 36.69 | 59.65 | 79.1 | 37.11 | 60.25 | 77.52 | 37.11 | 39.25 | 44.22 | 36.69 | 49.84 | 52.43 | 48.82 | 49.84 | 52.43 | 48.82 | 49.84 | 52.43 | 48.82 | 49.84 | 52.43 | 48.82 | 55.42 | 52.54 | 48.82 | 55.42 | 52.54 | 48.82 | 49.84 | 52.43 | 48.82 | 49.84 | 52.43 | 48.82 | 55.42 | 52.54 | 48.82 | 105 | 73.83 | 49.31 | 105 | 72.36 | 49.31 | 49.84 | 52.43 | 48.82
6727 | 40.45 | 47.26 | 37.18 | 40.45 | 47.26 | 37.18 | 40.45 | 47.26 | 37.18 | 40.45 | 47.26 | 37.18 | 40.45 | 47.26 | 37.18 | 40.45 | 47.26 | 37.18 | 40.45 | 47.26 | 37.18 | 39.75 | 47.26 | 37.18 | 40.45 | 47.26 | 37.18 | 61.76 | 79.1 | 37.55 | 63.01 | 77.52 | 37.55 | 40.45 | 47.26 | 37.18 | 50.33 | 53.03 | 49.31 | 50.33 | 53.03 | 49.31 | 50.33 | 53.03 | 49.31 | 50.33 | 53.03 | 49.31 | 55.91 | 53.03 | 49.31 | 55.91 | 53.03 | 49.31 | 50.33 | 53.03 | 49.31 | 50.33 | 53.03 | 49.31 | 55.91 | 53.03 | 49.31 | 117.6 | 88.57 | 49.81 | 120 | 86.8 | 49.81 | 50.33 | 53.03 | 49.31
6728 | 40.65 | 47.46 | 37.37 | 40.65 | 47.46 | 37.37 | 40.65 | 47.46 | 37.37 | 40.65 | 47.46 | 37.37 | 40.65 | 47.46 | 37.37 | 40.65 | 47.46 | 37.37 | 40.65 | 47.46 | 37.37 | 39.94 | 47.46 | 37.37 | 40.65 | 47.46 | 37.37 | 60.67 | 79.08 | 37.75 | 60.67 | 77.5 | 37.75 | 40.65 | 47.46 | 37.37 | 56.11 | 53.23 | 49.51 | 56.11 | 53.23 | 49.51 | 56.11 | 53.23 | 49.51 | 56.11 | 53.23 | 49.51 | 56.11 | 53.23 | 49.51 | 56.11 | 53.23 | 49.51 | 56.11 | 53.23 | 49.51 | 50.53 | 53.12 | 49.51 | 56.11 | 53.23 | 49.51 | 99.58 | 88.57 | 49.93 | 99.58 | 86.8 | 50.01 | 56.11 | 53.23 | 49.51
6729 | 40.57 | 47.37 | 37.29 | 40.57 | 47.37 | 37.29 | 40.57 | 47.37 | 37.29 | 40.57 | 47.37 | 37.29 | 40.57 | 47.37 | 37.29 | 40.57 | 47.37 | 37.29 | 39.86 | 47.37 | 37.29 | 39.86 | 47.37 | 37.29 | 40.57 | 47.37 | 37.29 | 60.25 | 78.44 | 37.67 | 60.25 | 76.87 | 37.67 | 40.57 | 47.37 | 37.29 | 50.45 | 53.14 | 49.43 | 50.45 | 53.14 | 49.43 | 50.45 | 53.14 | 49.43 | 50.45 | 53.14 | 49.43 | 56.03 | 53.14 | 49.43 | 56.03 | 53.14 | 49.43 | 50.45 | 53.14 | 49.43 | 50.45 | 53.04 | 49.43 | 56.03 | 53.14 | 49.43 | 99.58 | 88.57 | 49.93 | 99.58 | 86.8 | 49.78 | 50.45 | 53.14 | 49.43
6730 | 40.56 | 47.37 | 37.29 | 40.56 | 47.37 | 37.29 | 40.56 | 47.37 | 37.29 | 40.56 | 47.37 | 37.29 | 40.56 | 47.37 | 37.29 | 40.56 | 47.37 | 37.29 | 39.86 | 47.37 | 37.29 | 39.86 | 44.83 | 37.29 | 40.56 | 47.37 | 37.29 | 56.21 | 58.12 | 37.67 | 56.21 | 56.96 | 37.67 | 40.56 | 47.37 | 37.29 | 50.45 | 53.14 | 49.42 | 50.45 | 53.14 | 49.42 | 50.45 | 53.14 | 49.42 | 50.45 | 53.14 | 49.42 | 56.03 | 53.14 | 49.42 | 56.03 | 53.14 | 49.42 | 50.45 | 53.14 | 49.42 | 50.45 | 53.03 | 49.42 | 56.03 | 53.14 | 49.42 | 81.23 | 73.83 | 48.93 | 81.23 | 72.36 | 48.93 | 50.45 | 53.14 | 49.42
6731 | 40.45 | 47.25 | 37.18 | 40.45 | 47.25 | 37.18 | 40.45 | 47.25 | 37.18 | 40.45 | 47.25 | 37.18 | 40.45 | 47.25 | 37.18 | 40.45 | 47.26 | 37.18 | 39.75 | 47.25 | 37.18 | 39.75 | 44.72 | 37.18 | 40.45 | 47.25 | 37.18 | 53.79 | 54.44 | 37.55 | 53.79 | 47.73 | 37.55 | 40.45 | 47.25 | 37.18 | 50.33 | 52.92 | 49.31 | 50.33 | 52.92 | 49.31 | 50.33 | 52.92 | 49.31 | 50.33 | 52.92 | 49.31 | 55.91 | 53.03 | 49.31 | 55.91 | 53.03 | 49.31 | 50.33 | 52.92 | 49.31 | 50.33 | 52.92 | 49.31 | 55.91 | 53.03 | 49.31 | 64.11 | 54.55 | 48.82 | 65.42 | 53.46 | 48.82 | 50.33 | 52.92 | 49.31
6732 | 40.29 | 44.55 | 37.01 | 40.29 | 44.55 | 37.01 | 40.29 | 44.55 | 37.01 | 40.29 | 44.55 | 37.01 | 40.29 | 47.08 | 37.01 | 40.29 | 47.1 | 37.01 | 39.58 | 44.55 | 37.01 | 39.58 | 44.55 | 37.01 | 40.29 | 47.08 | 37.01 | 46.16 | 54.44 | 36.93 | 46.16 | 45 | 36.93 | 40.29 | 44.55 | 37.01 | 50.17 | 52.76 | 49.15 | 50.17 | 52.76 | 49.15 | 50.17 | 52.76 | 49.15 | 50.17 | 52.76 | 49.15 | 55.75 | 52.87 | 49.15 | 55.75 | 52.87 | 49.15 | 50.17 | 52.76 | 49.15 | 50.17 | 52.76 | 49.15 | 55.75 | 52.87 | 49.15 | 64.11 | 54.38 | 48.66 | 65.42 | 53.29 | 48.66 | 50.17 | 52.76 | 49.15
6733 | 39.5 | 44.46 | 36.93 | 39.5 | 44.46 | 36.93 | 39.5 | 44.46 | 36.93 | 39.5 | 44.46 | 36.93 | 40.2 | 46.93 | 36.93 | 40.2 | 47.01 | 36.93 | 39.5 | 44.46 | 36.93 | 39.5 | 44.46 | 36.93 | 40.2 | 46.93 | 36.93 | 46.17 | 54.44 | 36.93 | 47.12 | 44.91 | 36.93 | 39.5 | 44.46 | 36.93 | 50.09 | 52.67 | 49.06 | 50.09 | 52.67 | 49.06 | 50.09 | 52.67 | 49.06 | 50.09 | 52.67 | 49.06 | 55.67 | 52.78 | 49.06 | 55.67 | 52.78 | 49.06 | 50.09 | 52.67 | 49.06 | 50.09 | 52.67 | 49.06 | 55.67 | 52.78 | 49.06 | 63.2 | 53.31 | 48.57 | 64.49 | 53.21 | 48.57 | 50.09 | 52.67 | 49.06
6734 | 40.11 | 46.91 | 36.84 | 40.11 | 46.91 | 36.84 | 40.11 | 46.91 | 36.84 | 40.11 | 46.91 | 36.84 | 40.11 | 46.91 | 36.84 | 40.11 | 46.92 | 36.84 | 39.41 | 46.91 | 36.84 | 39.41 | 44.37 | 36.84 | 40.11 | 46.91 | 36.84 | 45.79 | 54.44 | 37.21 | 44.88 | 47.39 | 37.21 | 40.11 | 46.91 | 36.84 | 49.99 | 52.58 | 48.97 | 49.99 | 52.58 | 48.97 | 49.99 | 52.58 | 48.97 | 49.99 | 52.58 | 48.97 | 55.57 | 52.69 | 48.97 | 55.57 | 52.69 | 48.97 | 49.99 | 52.58 | 48.97 | 49.99 | 52.58 | 48.97 | 55.57 | 52.69 | 48.97 | 62.19 | 53.22 | 48.48 | 63.46 | 53.11 | 48.48 | 49.99 | 52.58 | 48.97
6735 | 40.04 | 46.85 | 36.77 | 40.04 | 46.85 | 36.77 | 40.04 | 46.85 | 36.77 | 40.04 | 46.85 | 36.77 | 40.04 | 46.85 | 36.77 | 40.04 | 46.85 | 36.77 | 39.33 | 46.85 | 36.77 | 39.33 | 44.3 | 36.77 | 40.04 | 46.85 | 36.77 | 45.79 | 54.44 | 37.14 | 46.73 | 47.32 | 37.14 | 40.04 | 46.85 | 36.77 | 49.92 | 52.62 | 48.9 | 49.92 | 52.62 | 48.9 | 49.92 | 52.62 | 48.9 | 49.92 | 52.62 | 48.9 | 55.5 | 52.62 | 48.9 | 55.5 | 52.62 | 48.9 | 49.92 | 52.62 | 48.9 | 49.92 | 52.51 | 48.9 | 55.5 | 52.62 | 48.9 | 62.06 | 54.23 | 48.41 | 63.32 | 53.15 | 48.41 | 49.92 | 52.62 | 50.94
6736 | 39.97 | 46.78 | 36.69 | 39.97 | 46.78 | 36.69 | 39.97 | 46.78 | 36.69 | 39.97 | 46.78 | 36.69 | 39.97 | 46.78 | 36.69 | 39.97 | 46.78 | 36.69 | 39.26 | 46.78 | 36.69 | 39.26 | 44.23 | 36.69 | 39.97 | 46.78 | 36.69 | 55.14 | 49.99 | 37.06 | 54.04 | 47.56 | 37.06 | 45.72 | 46.78 | 47.62 | 55.43 | 52.55 | 48.83 | 55.43 | 52.55 | 48.83 | 55.43 | 52.55 | 48.83 | 55.43 | 52.55 | 48.83 | 55.43 | 52.55 | 48.83 | 55.43 | 52.55 | 48.83 | 49.85 | 52.55 | 48.83 | 49.85 | 52.44 | 48.83 | 55.43 | 52.55 | 48.83 | 77.52 | 54.16 | 48.34 | 79.11 | 53.08 | 48.34 | 67.42 | 52.55 | 63.5
6737 | 40.08 | 46.89 | 36.81 | 40.08 | 46.89 | 36.81 | 40.08 | 46.89 | 36.81 | 40.08 | 46.89 | 36.81 | 40.08 | 46.89 | 36.81 | 40.08 | 46.89 | 36.81 | 39.38 | 46.89 | 36.81 | 39.38 | 44.35 | 36.81 | 40.08 | 46.89 | 36.81 | 59.33 | 48.33 | 37.11 | 58.15 | 47.37 | 37.11 | 40.08 | 46.89 | 36.81 | 55.55 | 52.66 | 48.94 | 55.55 | 52.66 | 48.94 | 55.55 | 52.66 | 48.94 | 55.55 | 52.66 | 48.94 | 55.55 | 52.66 | 48.94 | 55.55 | 52.66 | 48.94 | 49.97 | 52.66 | 48.94 | 49.97 | 52.55 | 48.94 | 55.55 | 52.66 | 48.94 | 84.27 | 53.19 | 48.45 | 82.59 | 53.19 | 48.45 | 55.55 | 52.66 | 52.88
6738 | 40.32 | 47.12 | 37.04 | 40.32 | 47.12 | 37.04 | 40.32 | 47.12 | 37.04 | 40.32 | 47.12 | 37.04 | 40.32 | 47.12 | 37.04 | 40.32 | 47.12 | 37.04 | 40.32 | 47.12 | 37.04 | 39.61 | 44.58 | 37.04 | 40.32 | 47.12 | 37.04 | 41.55 | 47.6 | 36.67 | 40.72 | 47.6 | 36.67 | 40.32 | 47.12 | 37.04 | 50.2 | 52.89 | 49.17 | 50.2 | 52.89 | 49.17 | 50.2 | 52.89 | 49.17 | 50.2 | 52.89 | 49.17 | 55.78 | 52.89 | 49.17 | 55.78 | 52.89 | 49.17 | 50.2 | 52.89 | 49.17 | 50.2 | 52.79 | 49.17 | 55.78 | 52.89 | 49.17 | 97.1 | 52.95 | 47.71 | 95.16 | 53.43 | 48.68 | 50.2 | 52.89 | 51.3
6739 | 40.64 | 47.43 | 37.36 | 40.64 | 47.43 | 37.36 | 40.64 | 47.43 | 37.36 | 40.64 | 47.43 | 37.36 | 40.64 | 47.43 | 37.36 | 40.64 | 47.44 | 37.36 | 39.93 | 47.43 | 37.36 | 39.93 | 44.9 | 37.36 | 40.64 | 47.43 | 37.36 | 41.88 | 47.91 | 36.99 | 41.05 | 47.91 | 36.99 | 40.64 | 47.43 | 37.36 | 50.52 | 53.21 | 49.49 | 50.52 | 53.21 | 49.49 | 50.52 | 53.21 | 49.49 | 50.52 | 53.21 | 49.49 | 56.1 | 53.21 | 49.49 | 56.1 | 53.21 | 49.49 | 50.52 | 53.21 | 49.49 | 50.52 | 53.11 | 49.49 | 56.1 | 53.21 | 49.49 | 73.34 | 52.95 | 44.8 | 71.87 | 53.75 | 45.72 | 50.52 | 53.21 | 52.35
6740 | 39.61 | 45.26 | 37.04 | 39.61 | 45.26 | 37.04 | 39.61 | 45.26 | 37.04 | 39.61 | 45.26 | 37.04 | 40.31 | 47.11 | 37.04 | 40.31 | 47.12 | 37.04 | 39.61 | 45.26 | 37.04 | 39.61 | 44.59 | 37.04 | 40.31 | 47.11 | 37.04 | 40.72 | 46.65 | 36.67 | 40.01 | 45.71 | 36.67 | 39.61 | 45.26 | 37.04 | 50.19 | 52.78 | 49.17 | 50.19 | 52.78 | 49.17 | 50.19 | 52.78 | 49.17 | 50.19 | 52.78 | 49.17 | 55.77 | 52.89 | 49.17 | 55.77 | 52.89 | 49.17 | 50.19 | 52.78 | 49.17 | 50.19 | 52.78 | 49.17 | 55.77 | 52.89 | 49.17 | 56.34 | 52.36 | 44.8 | 55.21 | 53.32 | 45.72 | 50.19 | 52.78 | 52.35
6741 | 39.25 | 44.22 | 36.68 | 39.25 | 44.22 | 36.68 | 39.25 | 44.22 | 36.68 | 39.25 | 44.22 | 36.68 | 39.96 | 46.75 | 36.68 | 39.96 | 46.76 | 36.68 | 39.25 | 44.22 | 36.68 | 39.25 | 44.22 | 36.68 | 39.96 | 46.75 | 36.68 | 40.36 | 45.58 | 36.32 | 39.65 | 44.67 | 36.32 | 39.25 | 44.22 | 36.68 | 49.84 | 52.43 | 48.82 | 49.84 | 52.43 | 48.82 | 49.84 | 52.43 | 48.82 | 49.84 | 52.43 | 48.82 | 55.42 | 52.54 | 48.82 | 55.42 | 52.54 | 48.82 | 49.84 | 52.43 | 48.82 | 49.84 | 52.43 | 48.82 | 55.42 | 52.54 | 48.82 | 55.98 | 52.01 | 44.8 | 54.86 | 52.01 | 44.8 | 49.84 | 52.43 | 51.3
6742 | 38.94 | 43.91 | 36.37 | 38.94 | 43.91 | 36.37 | 38.94 | 43.91 | 36.37 | 38.94 | 43.91 | 36.37 | 39.65 | 46.37 | 36.37 | 39.65 | 46.45 | 36.37 | 38.94 | 43.91 | 36.37 | 38.94 | 43.91 | 36.37 | 39.65 | 46.37 | 36.37 | 40.05 | 45.26 | 36.01 | 39.33 | 44.35 | 36.01 | 38.94 | 43.91 | 36.37 | 49.53 | 52.12 | 48.51 | 49.53 | 52.12 | 48.51 | 49.53 | 52.12 | 48.51 | 49.53 | 52.12 | 48.51 | 55.11 | 52.22 | 48.51 | 55.11 | 52.22 | 48.51 | 49.53 | 52.12 | 48.51 | 49.53 | 52.12 | 48.51 | 55.11 | 52.22 | 48.51 | 55.67 | 51.7 | 44.8 | 54.55 | 51.7 | 44.8 | 49.53 | 52.12 | 49.51
6743 | 38.42 | 43.39 | 35.85 | 38.42 | 43.39 | 35.85 | 38.42 | 43.39 | 35.85 | 38.42 | 43.39 | 35.85 | 39.13 | 45.85 | 35.85 | 39.13 | 45.93 | 35.85 | 38.42 | 43.39 | 35.85 | 38.42 | 43.39 | 35.85 | 39.13 | 45.85 | 35.85 | 39.52 | 44.79 | 35.49 | 38.81 | 43.83 | 35.49 | 38.42 | 43.39 | 35.85 | 49.01 | 51.6 | 47.99 | 49.01 | 51.6 | 47.99 | 49.01 | 51.6 | 47.99 | 49.01 | 51.6 | 47.99 | 54.59 | 51.7 | 47.99 | 54.59 | 51.7 | 47.99 | 49.01 | 51.6 | 47.99 | 49.01 | 51.6 | 47.99 | 54.59 | 51.7 | 47.99 | 55.14 | 51.19 | 44.8 | 49.5 | 52.12 | 45.72 | 49.01 | 51.6 | 48.97
6744 | 38.28 | 43.25 | 35.72 | 38.28 | 43.25 | 35.72 | 38.28 | 43.25 | 35.72 | 38.28 | 43.25 | 35.72 | 38.99 | 45.71 | 35.72 | 38.99 | 45.8 | 35.72 | 38.28 | 43.25 | 35.72 | 38.28 | 43.25 | 35.72 | 38.99 | 45.71 | 35.72 | 39.39 | 45.34 | 35.36 | 38.67 | 43.69 | 35.36 | 38.28 | 43.25 | 35.72 | 48.87 | 51.46 | 47.85 | 48.87 | 51.46 | 47.85 | 48.87 | 51.46 | 47.85 | 48.87 | 51.46 | 47.85 | 54.45 | 51.57 | 47.85 | 54.45 | 51.57 | 47.85 | 48.87 | 51.46 | 47.85 | 48.87 | 51.46 | 47.85 | 54.45 | 51.57 | 47.85 | 55 | 51.05 | 44.8 | 49.37 | 51.98 | 45.72 | 48.87 | 51.46 | 49.33
6745 | 37.9 | 42.87 | 35.33 | 37.9 | 42.87 | 35.33 | 37.9 | 42.87 | 35.33 | 37.9 | 42.87 | 35.33 | 38.61 | 45.33 | 35.33 | 38.61 | 45.41 | 35.33 | 37.9 | 42.87 | 35.33 | 37.9 | 42.87 | 35.33 | 38.61 | 45.33 | 35.33 | 39 | 44.96 | 34.98 | 38.29 | 43.3 | 34.98 | 37.9 | 42.87 | 35.33 | 48.49 | 51.08 | 47.47 | 48.49 | 51.08 | 47.47 | 48.49 | 51.08 | 47.47 | 48.49 | 51.08 | 47.47 | 54.07 | 51.19 | 47.47 | 54.07 | 51.19 | 47.47 | 48.49 | 51.08 | 47.47 | 48.49 | 51.08 | 47.47 | 54.07 | 51.19 | 47.47 | 54.62 | 50.67 | 44.8 | 48.98 | 51.6 | 45.72 | 48.49 | 51.08 | 48.94
6746 | 37.72 | 42.69 | 35.16 | 37.72 | 42.69 | 35.16 | 37.72 | 42.69 | 35.16 | 37.72 | 42.69 | 35.16 | 38.43 | 45.15 | 35.16 | 38.43 | 45.24 | 35.16 | 37.72 | 42.69 | 35.16 | 37.72 | 42.69 | 35.16 | 38.43 | 45.15 | 35.16 | 38.82 | 44.78 | 34.81 | 38.11 | 43.12 | 34.81 | 37.72 | 42.69 | 35.16 | 48.31 | 50.9 | 47.29 | 48.31 | 50.9 | 47.29 | 48.31 | 50.9 | 47.29 | 48.31 | 50.9 | 47.29 | 53.89 | 51.01 | 47.29 | 53.89 | 51.01 | 47.29 | 48.31 | 50.9 | 47.29 | 48.31 | 50.9 | 47.29 | 53.89 | 51.01 | 47.29 | 54.44 | 50.5 | 44.8 | 48.8 | 51.42 | 45.72 | 48.31 | 50.9 | 52.88
6747 | 37.65 | 42.62 | 35.08 | 37.65 | 42.62 | 35.08 | 37.65 | 42.62 | 35.08 | 37.65 | 42.62 | 35.08 | 38.36 | 45.08 | 35.08 | 38.36 | 45.16 | 35.08 | 37.65 | 42.62 | 35.08 | 37.65 | 42.62 | 35.08 | 38.36 | 45.08 | 35.08 | 38.75 | 44.71 | 34.73 | 38.03 | 43.05 | 34.73 | 37.65 | 42.62 | 35.08 | 48.24 | 50.83 | 47.22 | 48.24 | 50.83 | 47.22 | 48.24 | 50.83 | 47.22 | 48.24 | 50.83 | 47.22 | 53.82 | 50.93 | 47.22 | 53.82 | 50.93 | 47.22 | 48.24 | 50.83 | 47.22 | 48.24 | 50.83 | 47.22 | 53.82 | 50.93 | 47.22 | 54.36 | 50.42 | 44.8 | 53.28 | 51.34 | 46.74 | 48.24 | 50.83 | 63.5
6748 | 37.92 | 42.89 | 35.35 | 37.92 | 42.89 | 35.35 | 37.92 | 42.89 | 35.35 | 37.92 | 42.89 | 35.35 | 38.62 | 45.34 | 35.35 | 38.62 | 45.43 | 35.35 | 37.92 | 42.89 | 35.35 | 37.92 | 42.88 | 35.35 | 38.62 | 45.34 | 35.35 | 39.08 | 44.97 | 34.42 | 38.3 | 43.32 | 34.99 | 37.92 | 42.89 | 35.35 | 48.51 | 51.2 | 47.48 | 48.51 | 51.2 | 47.48 | 48.51 | 51.2 | 47.48 | 48.51 | 51.2 | 47.48 | 54.09 | 51.2 | 47.48 | 54.09 | 51.2 | 47.48 | 48.51 | 51.2 | 47.48 | 48.51 | 51.09 | 47.48 | 54.09 | 51.2 | 47.48 | 56.57 | 51.72 | 44.8 | 55.44 | 51.72 | 45.72 | 48.51 | 51.2 | 64.79
6749 | 39.27 | 46.07 | 36 | 39.27 | 46.07 | 36 | 39.27 | 46.07 | 36 | 39.27 | 46.07 | 36 | 39.27 | 46.07 | 36 | 39.27 | 46.08 | 36 | 38.56 | 46.07 | 36 | 38.56 | 43.53 | 36 | 39.27 | 46.07 | 36 | 49.48 | 46.54 | 34.92 | 39.67 | 46.53 | 35.64 | 39.27 | 46.07 | 41.5 | 49.15 | 51.85 | 48.13 | 49.15 | 51.85 | 48.13 | 49.15 | 51.85 | 48.13 | 49.15 | 51.85 | 48.13 | 54.73 | 51.85 | 48.13 | 54.73 | 51.85 | 48.13 | 49.15 | 51.85 | 48.13 | 49.15 | 51.74 | 48.13 | 54.73 | 51.85 | 48.13 | 57.29 | 52.37 | 46.21 | 56.15 | 52.37 | 47.15 | 49.15 | 51.85 | 65.46
6750 | 39.92 | 46.73 | 36.64 | 39.92 | 46.73 | 36.64 | 39.92 | 46.73 | 36.64 | 39.92 | 46.73 | 36.64 | 39.92 | 46.73 | 36.64 | 39.92 | 46.73 | 36.64 | 39.92 | 46.73 | 36.64 | 39.21 | 44.18 | 36.64 | 39.92 | 46.73 | 36.64 | 54.43 | 47.2 | 36.28 | 53.34 | 47.2 | 36.28 | 39.92 | 46.73 | 47.6 | 55.38 | 52.5 | 48.78 | 55.38 | 52.5 | 48.78 | 55.38 | 52.5 | 48.78 | 55.38 | 52.5 | 48.78 | 55.38 | 52.5 | 48.78 | 55.38 | 52.5 | 48.78 | 55.38 | 52.5 | 48.78 | 49.8 | 52.39 | 48.78 | 55.38 | 52.5 | 48.78 | 75.66 | 53.03 | 46.21 | 74.15 | 53.03 | 47.15 | 55.38 | 54.91 | 68.15
6751 | 40.37 | 47.18 | 37.09 | 40.37 | 47.18 | 37.09 | 40.37 | 47.18 | 37.09 | 40.37 | 47.18 | 37.09 | 40.37 | 47.18 | 37.09 | 40.37 | 47.18 | 37.09 | 40.37 | 47.18 | 37.09 | 39.66 | 44.63 | 37.09 | 40.37 | 47.18 | 37.09 | 56.63 | 47.66 | 36.72 | 55.5 | 47.66 | 36.72 | 45.72 | 47.18 | 52.67 | 55.83 | 53.66 | 49.22 | 55.83 | 53.66 | 49.22 | 55.83 | 53.66 | 49.22 | 55.83 | 53.66 | 49.22 | 55.83 | 53.66 | 49.22 | 55.83 | 53.66 | 49.22 | 55.83 | 53.66 | 49.22 | 50.25 | 52.84 | 49.22 | 55.83 | 53.66 | 49.22 | 77.5 | 54.2 | 46.21 | 75.95 | 54.2 | 47.15 | 73.76 | 74.25 | 90
6752 | 40.58 | 47.39 | 37.3 | 40.58 | 47.39 | 37.3 | 40.58 | 47.39 | 37.3 | 40.58 | 47.39 | 37.3 | 40.58 | 47.39 | 37.3 | 40.58 | 47.39 | 37.3 | 40.58 | 47.39 | 37.3 | 39.87 | 44.84 | 37.3 | 40.58 | 47.39 | 37.3 | 56.63 | 47.87 | 36.93 | 55.5 | 47.87 | 36.93 | 45.72 | 47.39 | 51.27 | 56.04 | 53.82 | 49.44 | 56.04 | 53.82 | 49.44 | 56.04 | 53.82 | 49.44 | 56.04 | 53.82 | 49.44 | 56.04 | 53.82 | 49.44 | 56.04 | 53.82 | 49.44 | 56.04 | 53.82 | 49.44 | 50.46 | 53.05 | 49.44 | 56.04 | 53.82 | 49.44 | 79.67 | 54.36 | 46.21 | 78.08 | 54.36 | 47.15 | 69.18 | 74.25 | 90
6753 | 40.48 | 47.29 | 37.2 | 40.48 | 47.29 | 37.2 | 40.48 | 47.29 | 37.2 | 40.48 | 47.29 | 37.2 | 40.48 | 47.29 | 37.2 | 40.48 | 47.29 | 37.2 | 40.48 | 47.29 | 37.2 | 39.77 | 44.74 | 37.2 | 40.48 | 47.29 | 37.2 | 56.13 | 47.77 | 35.75 | 55.01 | 47.77 | 36.83 | 45.72 | 47.29 | 40.34 | 55.94 | 53.77 | 49.34 | 55.94 | 53.77 | 49.34 | 55.94 | 53.77 | 49.34 | 55.94 | 53.77 | 49.34 | 55.94 | 53.77 | 49.34 | 55.94 | 53.77 | 49.34 | 55.94 | 53.77 | 49.34 | 50.36 | 52.95 | 49.34 | 55.94 | 53.77 | 49.34 | 77.55 | 54.31 | 46.21 | 76 | 54.31 | 48.84 | 69.18 | 58.95 | 90
6754 | 40.41 | 47.22 | 37.13 | 40.41 | 47.22 | 37.13 | 40.41 | 47.22 | 37.13 | 40.41 | 47.22 | 37.13 | 40.41 | 47.22 | 37.13 | 40.41 | 47.22 | 37.13 | 40.41 | 47.22 | 37.13 | 39.7 | 44.67 | 37.13 | 40.41 | 47.22 | 37.13 | 53.62 | 47.7 | 35.75 | 52.55 | 47.7 | 36.76 | 45.72 | 47.22 | 38.45 | 55.87 | 52.99 | 49.27 | 55.87 | 52.99 | 49.27 | 55.87 | 52.99 | 49.27 | 55.87 | 52.99 | 49.27 | 55.87 | 52.99 | 49.27 | 55.87 | 52.99 | 49.27 | 55.87 | 52.99 | 49.27 | 50.29 | 52.88 | 49.27 | 55.87 | 52.99 | 49.27 | 73.34 | 52.46 | 44.8 | 71.87 | 53.52 | 48.77 | 69.18 | 54.62 | 90
6755 | 40.28 | 47.09 | 37 | 40.28 | 47.09 | 37 | 40.28 | 47.09 | 37 | 40.28 | 47.09 | 37 | 40.28 | 47.09 | 37 | 40.28 | 47.09 | 37 | 39.57 | 47.09 | 37 | 39.57 | 44.54 | 37 | 40.28 | 47.09 | 37 | 50.85 | 47.56 | 34.82 | 49.83 | 47.56 | 36.63 | 40.28 | 47.09 | 37 | 55.74 | 52.86 | 49.14 | 55.74 | 52.86 | 49.14 | 55.74 | 52.86 | 49.14 | 55.74 | 52.86 | 49.14 | 55.74 | 52.86 | 49.14 | 55.74 | 52.86 | 49.14 | 55.74 | 52.86 | 49.14 | 50.16 | 52.75 | 49.14 | 55.74 | 52.86 | 49.14 | 57.29 | 52.33 | 44.8 | 56.3 | 53.39 | 48.65 | 57.56 | 52.86 | 90
6756 | 40.13 | 46.93 | 36.85 | 40.13 | 46.93 | 36.85 | 40.13 | 46.93 | 36.85 | 40.13 | 46.93 | 36.85 | 40.13 | 46.93 | 36.85 | 40.13 | 46.93 | 36.85 | 39.42 | 46.93 | 36.85 | 39.42 | 44.39 | 36.85 | 40.13 | 46.93 | 36.85 | 47.2 | 47.41 | 35.17 | 46.26 | 47.41 | 36.48 | 40.13 | 46.93 | 36.85 | 55.59 | 52.71 | 48.99 | 55.59 | 52.71 | 48.99 | 55.59 | 52.71 | 48.99 | 55.59 | 52.71 | 48.99 | 55.59 | 52.71 | 48.99 | 55.59 | 52.71 | 48.99 | 55.59 | 52.71 | 48.99 | 50.01 | 52.6 | 48.99 | 55.59 | 52.71 | 48.99 | 57.76 | 52.18 | 44.8 | 56.61 | 53.24 | 48.5 | 55.59 | 52.71 | 63.5
6757 | 40.06 | 46.87 | 36.79 | 40.06 | 46.87 | 36.79 | 40.06 | 46.87 | 36.79 | 40.06 | 46.87 | 36.79 | 40.06 | 46.87 | 36.79 | 40.06 | 46.87 | 36.79 | 39.36 | 46.87 | 36.79 | 39.36 | 44.32 | 36.79 | 40.06 | 46.87 | 36.79 | 43.94 | 47.34 | 35.17 | 43.06 | 47.34 | 36.42 | 40.06 | 46.87 | 36.79 | 50.5 | 52.64 | 48.92 | 50.5 | 52.64 | 48.92 | 50.5 | 52.64 | 48.92 | 50.5 | 52.64 | 48.92 | 55.52 | 52.64 | 48.92 | 55.52 | 52.64 | 48.92 | 50.5 | 52.64 | 48.92 | 49.95 | 52.53 | 48.92 | 55.52 | 52.64 | 48.92 | 57.29 | 52.11 | 44.8 | 56.15 | 53.17 | 48.43 | 50.5 | 52.64 | 63.5
6758 | 40 | 46.81 | 36.72 | 40 | 46.81 | 36.72 | 40 | 46.81 | 36.72 | 40 | 46.81 | 36.72 | 40 | 46.81 | 36.72 | 40 | 46.81 | 36.72 | 39.29 | 46.81 | 36.72 | 39.29 | 44.26 | 36.72 | 40 | 46.81 | 36.72 | 44.83 | 47.28 | 35.75 | 43.93 | 47.28 | 37.09 | 40 | 46.81 | 38.45 | 55.46 | 52.58 | 48.86 | 55.46 | 52.58 | 48.86 | 55.46 | 52.58 | 48.86 | 55.46 | 52.58 | 48.86 | 55.46 | 52.58 | 48.86 | 55.46 | 52.58 | 48.86 | 55.46 | 52.58 | 48.86 | 49.88 | 52.47 | 48.86 | 55.46 | 52.58 | 48.86 | 59.06 | 52.1 | 47.16 | 60.27 | 53.17 | 48.37 | 55.46 | 52.58 | 90
6759 | 39.95 | 46.76 | 36.67 | 39.95 | 46.76 | 36.67 | 39.95 | 46.76 | 36.67 | 39.95 | 46.76 | 36.67 | 39.95 | 46.76 | 36.67 | 39.95 | 46.76 | 36.67 | 39.24 | 46.76 | 36.67 | 39.24 | 44.21 | 36.67 | 39.95 | 46.76 | 36.67 | 52.4 | 47.24 | 36.3 | 51.35 | 47.24 | 37.04 | 45.72 | 46.76 | 51.27 | 55.41 | 52.52 | 48.8 | 55.41 | 52.52 | 48.8 | 55.41 | 52.52 | 48.8 | 55.41 | 52.52 | 48.8 | 55.41 | 52.52 | 48.8 | 55.41 | 52.52 | 48.8 | 49.83 | 52.52 | 48.8 | 49.83 | 52.42 | 48.8 | 55.41 | 52.52 | 48.8 | 77.91 | 52.95 | 48.31 | 79.5 | 54.03 | 49.3 | 69.18 | 56.61 | 90
6760 | 39.9 | 47.09 | 36.62 | 39.9 | 47.09 | 36.62 | 39.9 | 47.09 | 36.62 | 39.9 | 47.09 | 36.62 | 39.9 | 47.09 | 36.62 | 39.9 | 47.09 | 36.62 | 39.19 | 47.08 | 36.62 | 39.19 | 44.16 | 36.62 | 39.9 | 47.09 | 36.62 | 53.42 | 47.56 | 36.25 | 52.35 | 47.56 | 36.99 | 45.72 | 47.09 | 70.53 | 55.36 | 53.82 | 48.75 | 55.36 | 53.82 | 48.75 | 55.36 | 53.82 | 48.75 | 55.36 | 53.82 | 48.75 | 55.36 | 53.82 | 48.75 | 55.36 | 53.82 | 48.75 | 49.78 | 53.82 | 48.75 | 49.78 | 52.37 | 48.75 | 55.36 | 53.82 | 48.75 | 77.52 | 54.36 | 48.27 | 79.11 | 54.36 | 49.25 | 73.76 | 79.41 | 107.67
6761 | 39.99 | 52.82 | 36.71 | 39.99 | 52.82 | 36.71 | 39.99 | 52.82 | 36.71 | 39.99 | 52.82 | 36.71 | 39.99 | 52.82 | 36.71 | 39.99 | 52.82 | 36.71 | 39.28 | 52.82 | 36.71 | 39.28 | 44.25 | 36.71 | 39.99 | 52.82 | 36.71 | 56.13 | 53.36 | 36.35 | 55.01 | 53.36 | 37.08 | 45.72 | 52.82 | 70.53 | 55.45 | 53.82 | 48.85 | 55.45 | 53.82 | 48.85 | 55.45 | 53.82 | 48.85 | 55.45 | 53.82 | 48.85 | 55.45 | 53.82 | 48.85 | 55.45 | 53.82 | 48.85 | 55.45 | 53.82 | 48.85 | 49.87 | 52.46 | 48.85 | 55.45 | 53.82 | 48.85 | 79.55 | 54.36 | 47.39 | 77.96 | 54.36 | 48.36 | 70.12 | 77.83 | 107.67
6762 | 40.19 | 47.02 | 37.11 | 40.19 | 47.02 | 37.11 | 40.19 | 47.02 | 37.11 | 40.19 | 47.02 | 37.11 | 40.19 | 47.02 | 37.11 | 40.19 | 47.02 | 37.11 | 39.48 | 47.02 | 37.11 | 39.48 | 44.45 | 36.91 | 40.19 | 47.02 | 37.11 | 58.26 | 47.5 | 37.11 | 57.1 | 47.5 | 37.11 | 40.19 | 47.02 | 51.27 | 55.65 | 53.82 | 49.05 | 55.65 | 53.82 | 49.05 | 55.65 | 53.82 | 49.05 | 55.65 | 53.82 | 49.05 | 55.65 | 53.82 | 49.05 | 55.65 | 53.82 | 49.05 | 55.65 | 53.82 | 49.05 | 50.07 | 52.66 | 49.05 | 55.65 | 53.82 | 49.05 | 79.89 | 54.36 | 47.58 | 78.29 | 54.36 | 48.55 | 55.65 | 69.86 | 99.54
6763 | 40.42 | 47.24 | 37.15 | 40.42 | 47.24 | 37.15 | 40.42 | 47.24 | 37.15 | 40.42 | 47.24 | 37.15 | 40.42 | 47.24 | 37.15 | 40.42 | 47.24 | 37.15 | 39.72 | 47.24 | 37.15 | 39.72 | 44.68 | 37.15 | 40.42 | 47.24 | 37.15 | 55.97 | 47.72 | 36.78 | 40.83 | 47.72 | 36.78 | 40.42 | 47.24 | 40.28 | 55.88 | 53.82 | 49.28 | 55.88 | 53.82 | 49.28 | 55.88 | 53.82 | 49.28 | 55.88 | 53.82 | 49.28 | 55.88 | 53.82 | 49.28 | 55.88 | 53.82 | 49.28 | 55.88 | 53.82 | 49.28 | 50.3 | 52.89 | 49.28 | 55.88 | 53.82 | 49.28 | 78.06 | 54.36 | 47.75 | 76.5 | 54.36 | 48.73 | 55.88 | 56.61 | 90
6764 | 40.13 | 46.94 | 36.85 | 40.13 | 46.94 | 36.85 | 40.13 | 46.94 | 36.85 | 40.13 | 46.94 | 36.85 | 40.13 | 46.94 | 36.85 | 40.13 | 46.94 | 36.85 | 39.42 | 46.94 | 36.85 | 39.42 | 44.39 | 36.85 | 40.13 | 46.94 | 36.85 | 50 | 47.41 | 35.75 | 40.53 | 47.41 | 36.48 | 40.13 | 46.94 | 36.85 | 55.59 | 52.7 | 48.98 | 55.59 | 52.7 | 48.98 | 55.59 | 52.7 | 48.98 | 55.59 | 52.7 | 48.98 | 55.59 | 52.7 | 48.98 | 55.59 | 52.7 | 48.98 | 55.59 | 52.7 | 48.98 | 50.01 | 52.6 | 48.98 | 55.59 | 52.7 | 48.98 | 75.18 | 52.18 | 46.21 | 73.67 | 53.24 | 47.15 | 55.59 | 52.7 | 90
6765 | 39.11 | 45.69 | 36.54 | 39.11 | 45.69 | 36.54 | 39.11 | 45.69 | 36.54 | 39.11 | 45.69 | 36.54 | 39.82 | 46.61 | 36.54 | 39.82 | 46.62 | 36.54 | 39.11 | 45.69 | 36.54 | 39.11 | 44.08 | 36.54 | 39.82 | 46.61 | 36.54 | 40.31 | 47.09 | 35.45 | 39.5 | 46.15 | 36.18 | 39.11 | 45.69 | 36.54 | 49.7 | 52.39 | 48.68 | 49.7 | 52.39 | 48.68 | 49.7 | 52.39 | 48.68 | 49.7 | 52.39 | 48.68 | 55.28 | 52.39 | 48.68 | 55.28 | 52.39 | 48.68 | 49.7 | 52.39 | 48.68 | 49.7 | 52.29 | 48.68 | 55.28 | 52.39 | 48.68 | 67.47 | 51.87 | 46.21 | 50.2 | 52.92 | 47.15 | 49.7 | 52.39 | 54.52
6766 | 38.74 | 43.71 | 36.18 | 38.74 | 43.71 | 36.18 | 38.74 | 43.71 | 36.18 | 38.74 | 43.71 | 36.18 | 39.45 | 46.24 | 36.18 | 39.45 | 46.26 | 36.18 | 38.74 | 43.71 | 36.18 | 38.74 | 43.71 | 36.18 | 39.45 | 46.24 | 36.18 | 39.93 | 45.79 | 35.17 | 39.14 | 44.15 | 35.81 | 38.74 | 43.71 | 36.18 | 49.33 | 52.03 | 48.31 | 49.33 | 52.03 | 48.31 | 49.33 | 52.03 | 48.31 | 49.33 | 52.03 | 48.31 | 54.91 | 52.03 | 48.31 | 54.91 | 52.03 | 48.31 | 49.33 | 52.03 | 48.31 | 49.33 | 51.92 | 48.31 | 54.91 | 52.03 | 48.31 | 65.98 | 51.51 | 46.87 | 49.83 | 52.55 | 47.83 | 49.33 | 52.03 | 53.17
6767 | 38.19 | 43.16 | 35.62 | 38.19 | 43.16 | 35.62 | 38.19 | 43.16 | 35.62 | 38.19 | 43.16 | 35.62 | 38.9 | 45.62 | 35.62 | 38.9 | 45.7 | 35.62 | 38.19 | 43.16 | 35.62 | 38.19 | 43.16 | 35.62 | 38.9 | 45.62 | 35.62 | 39.29 | 46.17 | 35.27 | 38.58 | 43.6 | 35.27 | 38.19 | 43.16 | 35.62 | 48.78 | 51.37 | 47.76 | 48.78 | 51.37 | 47.76 | 48.78 | 51.37 | 47.76 | 48.78 | 51.37 | 47.76 | 54.36 | 51.48 | 47.76 | 54.36 | 51.48 | 47.76 | 48.78 | 51.37 | 47.76 | 48.78 | 51.37 | 47.76 | 54.36 | 51.48 | 47.76 | 55.33 | 51.48 | 47.28 | 49.27 | 51.89 | 47.28 | 48.78 | 51.37 | 51.3
6768 | 38.12 | 43.09 | 35.55 | 38.12 | 43.09 | 35.55 | 38.12 | 43.09 | 35.55 | 38.12 | 43.09 | 35.55 | 38.83 | 45.55 | 35.55 | 38.83 | 45.63 | 35.55 | 38.12 | 43.09 | 35.55 | 38.12 | 43.09 | 35.55 | 38.83 | 45.55 | 35.55 | 38.83 | 46.09 | 35.2 | 38.51 | 43.52 | 35.2 | 38.12 | 43.09 | 35.55 | 48.71 | 51.3 | 47.69 | 48.71 | 51.3 | 47.69 | 48.71 | 51.3 | 47.69 | 48.71 | 51.3 | 47.69 | 54.29 | 51.4 | 47.69 | 54.29 | 51.4 | 47.69 | 48.71 | 51.3 | 47.69 | 48.71 | 51.3 | 47.69 | 54.29 | 51.4 | 47.69 | 54.62 | 51.37 | 47.21 | 49.2 | 51.82 | 47.21 | 48.71 | 51.3 | 51.3
6769 | 37.87 | 42.84 | 35.3 | 37.87 | 42.84 | 35.3 | 37.87 | 42.84 | 35.3 | 37.87 | 42.84 | 35.3 | 38.58 | 45.3 | 35.3 | 38.58 | 45.38 | 35.3 | 37.87 | 42.84 | 35.3 | 37.87 | 42.84 | 35.3 | 38.58 | 45.3 | 35.3 | 38.25 | 45.84 | 34.95 | 38.25 | 43.27 | 34.95 | 37.87 | 42.84 | 35.3 | 48.46 | 51.15 | 47.44 | 48.46 | 51.15 | 47.44 | 48.46 | 51.15 | 47.44 | 48.46 | 51.15 | 47.44 | 54.04 | 51.15 | 47.44 | 54.04 | 51.15 | 47.44 | 48.46 | 51.15 | 47.44 | 48.46 | 51.05 | 47.44 | 54.04 | 51.15 | 47.44 | 53.5 | 51.37 | 46.96 | 48.95 | 51.67 | 46.96 | 48.46 | 51.15 | 51.3
6770 | 37.62 | 42.59 | 35.05 | 37.62 | 42.59 | 35.05 | 37.62 | 42.59 | 35.05 | 37.62 | 42.59 | 35.05 | 38.33 | 45.05 | 35.05 | 38.33 | 45.13 | 35.05 | 37.62 | 42.59 | 35.05 | 37.62 | 42.59 | 35.05 | 38.33 | 45.05 | 35.05 | 38.16 | 45.59 | 34.7 | 38 | 43.02 | 34.7 | 37.62 | 42.59 | 35.05 | 48.21 | 50.9 | 47.18 | 48.21 | 50.9 | 47.18 | 48.21 | 50.9 | 47.18 | 48.21 | 50.9 | 47.18 | 53.79 | 50.9 | 47.18 | 53.79 | 50.9 | 47.18 | 48.21 | 50.9 | 47.18 | 48.21 | 50.8 | 47.18 | 53.79 | 50.9 | 47.18 | 53.25 | 51.37 | 46.71 | 48.69 | 51.42 | 46.71 | 48.21 | 50.9 | 51.3
6771 | 37.39 | 42.36 | 34.82 | 37.39 | 42.36 | 34.82 | 37.39 | 42.36 | 34.82 | 37.39 | 42.36 | 34.82 | 38.1 | 44.82 | 34.82 | 38.1 | 44.9 | 34.82 | 37.39 | 42.36 | 34.82 | 37.39 | 42.36 | 34.82 | 38.1 | 44.82 | 34.82 | 38.1 | 45.35 | 34.47 | 37.77 | 42.79 | 34.47 | 37.39 | 42.36 | 34.82 | 47.98 | 50.67 | 46.96 | 47.98 | 50.67 | 46.96 | 47.98 | 50.67 | 46.96 | 47.98 | 50.67 | 46.96 | 53.56 | 50.67 | 46.96 | 53.56 | 50.67 | 46.96 | 47.98 | 50.67 | 46.96 | 47.98 | 50.57 | 46.96 | 53.56 | 50.67 | 46.96 | 53.25 | 51.18 | 46.49 | 52.18 | 51.18 | 46.49 | 47.98 | 51.19 | 64.79
6772 | 37.77 | 44.38 | 35.2 | 37.77 | 44.38 | 35.2 | 37.77 | 44.38 | 35.2 | 37.77 | 44.38 | 35.2 | 38.48 | 45.2 | 35.2 | 38.48 | 45.28 | 35.2 | 37.77 | 44.38 | 35.2 | 37.77 | 42.74 | 35.2 | 38.48 | 45.2 | 35.2 | 38.87 | 45.74 | 34.85 | 38.15 | 44.82 | 34.85 | 37.77 | 44.38 | 35.2 | 48.36 | 51.05 | 47.34 | 48.36 | 51.05 | 47.34 | 48.36 | 51.05 | 47.34 | 48.36 | 51.05 | 47.34 | 53.94 | 51.05 | 47.34 | 53.94 | 51.05 | 47.34 | 48.36 | 51.05 | 47.34 | 48.36 | 50.95 | 47.34 | 53.94 | 51.05 | 47.34 | 54.48 | 51.37 | 46.08 | 53.39 | 51.57 | 46.86 | 48.36 | 51.19 | 73.48
6773 | 39.08 | 45.88 | 35.8 | 39.08 | 45.88 | 35.8 | 39.08 | 45.88 | 35.8 | 39.08 | 45.88 | 35.8 | 39.08 | 45.88 | 35.8 | 39.08 | 45.88 | 35.8 | 38.37 | 45.88 | 35.8 | 38.37 | 43.34 | 35.8 | 39.08 | 45.88 | 35.8 | 46 | 47.15 | 35.44 | 45.08 | 46.34 | 35.44 | 39.08 | 45.88 | 35.8 | 48.96 | 51.65 | 47.93 | 48.96 | 51.65 | 47.93 | 48.96 | 51.65 | 47.93 | 48.96 | 51.65 | 47.93 | 54.54 | 51.65 | 47.93 | 54.54 | 51.65 | 47.93 | 48.96 | 51.65 | 47.93 | 48.96 | 51.55 | 47.93 | 54.54 | 51.65 | 47.93 | 58.55 | 51.37 | 46.64 | 59.74 | 52.17 | 47.45 | 48.96 | 51.65 | 77.75
6774 | 39.85 | 46.67 | 36.58 | 39.85 | 46.67 | 36.58 | 39.85 | 46.67 | 36.58 | 39.85 | 46.67 | 36.58 | 39.85 | 46.67 | 36.58 | 39.85 | 46.67 | 36.58 | 39.85 | 46.67 | 36.58 | 39.15 | 44.11 | 36.58 | 39.85 | 46.67 | 36.58 | 52.36 | 47.14 | 36.21 | 51.31 | 47.14 | 36.21 | 39.85 | 46.67 | 36.58 | 55.31 | 52.95 | 48.71 | 55.31 | 52.95 | 48.71 | 55.31 | 52.95 | 48.71 | 55.31 | 52.95 | 48.71 | 55.31 | 52.95 | 48.71 | 55.31 | 52.95 | 48.71 | 55.31 | 52.95 | 48.71 | 49.74 | 52.32 | 48.71 | 55.31 | 52.95 | 48.71 | 75.93 | 52.95 | 47.26 | 77.48 | 53.49 | 48.22 | 55.31 | 52.95 | 77.75
6775 | 40.28 | 47.1 | 37 | 40.28 | 47.1 | 37 | 40.28 | 47.1 | 37 | 40.28 | 47.1 | 37 | 40.28 | 47.1 | 37 | 40.28 | 47.1 | 37 | 40.28 | 47.1 | 37 | 39.57 | 44.54 | 37 | 40.28 | 47.1 | 37 | 55.14 | 47.58 | 36.63 | 54.04 | 47.58 | 36.63 | 40.28 | 47.1 | 70.53 | 55.74 | 53.57 | 49.14 | 55.74 | 53.57 | 49.14 | 55.74 | 53.57 | 49.14 | 55.74 | 53.57 | 49.14 | 55.74 | 53.57 | 49.14 | 55.74 | 53.57 | 49.14 | 55.74 | 53.57 | 49.14 | 50.16 | 52.75 | 49.14 | 55.74 | 53.57 | 49.14 | 76.36 | 53.04 | 47.67 | 77.92 | 54.11 | 48.65 | 69.18 | 88.78 | 90
6776 | 40.41 | 47.24 | 37.14 | 40.41 | 47.24 | 37.14 | 40.41 | 47.24 | 37.14 | 40.41 | 47.24 | 37.14 | 40.41 | 47.24 | 37.14 | 40.41 | 47.24 | 37.14 | 40.41 | 47.24 | 37.14 | 39.71 | 44.67 | 37.14 | 40.41 | 47.24 | 37.14 | 55.14 | 47.72 | 36.77 | 54.04 | 47.72 | 36.77 | 40.41 | 47.24 | 70.53 | 55.88 | 53.71 | 49.27 | 55.88 | 53.71 | 49.27 | 55.88 | 53.71 | 49.27 | 55.88 | 53.71 | 49.27 | 55.88 | 53.71 | 49.27 | 55.88 | 53.71 | 49.27 | 55.88 | 53.71 | 49.27 | 50.3 | 52.88 | 49.27 | 55.88 | 53.71 | 49.27 | 76.36 | 53.17 | 47.75 | 74.83 | 54.25 | 48.73 | 69.18 | 88.78 | 90
6777 | 40.32 | 47.14 | 37.05 | 40.32 | 47.14 | 37.05 | 40.32 | 47.14 | 37.05 | 40.32 | 47.14 | 37.05 | 40.32 | 47.14 | 37.05 | 40.32 | 47.14 | 37.05 | 40.32 | 47.14 | 37.05 | 39.61 | 44.58 | 37.05 | 40.32 | 47.14 | 37.05 | 52.95 | 47.62 | 36.68 | 51.89 | 47.61 | 36.68 | 40.32 | 47.14 | 70.53 | 55.78 | 53.61 | 49.18 | 55.78 | 53.61 | 49.18 | 55.78 | 53.61 | 49.18 | 55.78 | 53.61 | 49.18 | 55.78 | 53.61 | 49.18 | 55.78 | 53.61 | 49.18 | 55.78 | 53.61 | 49.18 | 50.2 | 52.79 | 49.18 | 55.78 | 53.61 | 49.18 | 75.72 | 53.08 | 46.27 | 74.21 | 54.16 | 47.22 | 69.18 | 75.63 | 90
6778 | 40.24 | 47.05 | 36.96 | 40.24 | 47.05 | 36.96 | 40.24 | 47.05 | 36.96 | 40.24 | 47.05 | 36.96 | 40.24 | 47.05 | 36.96 | 40.24 | 47.05 | 36.96 | 40.24 | 47.05 | 36.96 | 39.53 | 44.5 | 36.96 | 40.24 | 47.05 | 36.96 | 52.94 | 47.53 | 35.49 | 40.65 | 46.58 | 36.22 | 40.24 | 47.05 | 70.53 | 55.7 | 52.82 | 49.1 | 55.7 | 52.82 | 49.1 | 55.7 | 52.82 | 49.1 | 55.7 | 52.82 | 49.1 | 55.7 | 52.82 | 49.1 | 55.7 | 52.82 | 49.1 | 55.7 | 52.82 | 49.1 | 50.12 | 52.71 | 49.1 | 55.7 | 52.82 | 49.1 | 72.94 | 52.29 | 44.8 | 56.26 | 52.29 | 44.8 | 55.7 | 69.6 | 90
6779 | 40.14 | 46.95 | 36.86 | 40.14 | 46.95 | 36.86 | 40.14 | 46.95 | 36.86 | 40.14 | 46.95 | 36.86 | 40.14 | 46.95 | 36.86 | 40.14 | 46.95 | 36.86 | 40.14 | 46.95 | 36.86 | 39.43 | 44.4 | 36.86 | 40.14 | 46.95 | 36.86 | 44.08 | 47.42 | 35.49 | 40.54 | 46.48 | 35.49 | 40.14 | 46.95 | 52.9 | 55.6 | 52.71 | 48.99 | 55.6 | 52.71 | 48.99 | 55.6 | 52.71 | 48.99 | 55.6 | 52.71 | 48.99 | 55.6 | 52.71 | 48.99 | 55.6 | 52.71 | 48.99 | 55.6 | 52.71 | 48.99 | 50.02 | 52.61 | 48.99 | 55.6 | 52.71 | 48.99 | 57.77 | 52.19 | 44.8 | 56.61 | 52.19 | 44.8 | 55.6 | 65.75 | 67.5
6780 | 40.06 | 46.86 | 36.78 | 40.06 | 46.86 | 36.78 | 40.06 | 46.86 | 36.78 | 40.06 | 46.86 | 36.78 | 40.06 | 46.86 | 36.78 | 40.06 | 46.86 | 36.78 | 40.06 | 46.86 | 36.78 | 39.35 | 44.32 | 36.78 | 40.06 | 46.86 | 36.78 | 41.29 | 47.34 | 35.49 | 40.46 | 46.4 | 35.49 | 40.06 | 46.86 | 36.78 | 55.52 | 52.63 | 48.92 | 55.52 | 52.63 | 48.92 | 55.52 | 52.63 | 48.92 | 55.52 | 52.63 | 48.92 | 55.52 | 52.63 | 48.92 | 55.52 | 52.63 | 48.92 | 55.52 | 52.63 | 48.92 | 49.94 | 52.53 | 48.92 | 55.52 | 52.63 | 48.92 | 56.79 | 52.11 | 44.8 | 56.08 | 52.11 | 44.8 | 55.52 | 52.63 | 64.79
6781 | 40 | 46.81 | 36.72 | 40 | 46.81 | 36.72 | 40 | 46.81 | 36.72 | 40 | 46.81 | 36.72 | 40 | 46.81 | 36.72 | 40 | 46.81 | 36.72 | 40 | 46.81 | 36.72 | 39.29 | 44.26 | 36.72 | 40 | 46.81 | 36.72 | 42.92 | 47.28 | 35.49 | 42.06 | 47.28 | 36.36 | 40 | 46.81 | 36.72 | 55.46 | 52.58 | 48.86 | 55.46 | 52.58 | 48.86 | 55.46 | 52.58 | 48.86 | 55.46 | 52.58 | 48.86 | 55.46 | 52.58 | 48.86 | 55.46 | 52.58 | 48.86 | 55.46 | 52.58 | 48.86 | 49.88 | 52.47 | 48.86 | 55.46 | 52.58 | 48.86 | 57.16 | 52.05 | 44.8 | 56.02 | 53.11 | 47.64 | 55.46 | 52.58 | 64.79
6782 | 39.94 | 46.76 | 36.67 | 39.94 | 46.76 | 36.67 | 39.94 | 46.76 | 36.67 | 39.94 | 46.76 | 36.67 | 39.94 | 46.76 | 36.67 | 39.94 | 46.76 | 36.67 | 39.24 | 46.76 | 36.67 | 39.24 | 44.2 | 36.67 | 39.94 | 46.76 | 36.67 | 45.11 | 47.24 | 35.49 | 44.21 | 47.23 | 36.3 | 39.94 | 46.76 | 56.21 | 55.41 | 52.52 | 48.8 | 55.41 | 52.52 | 48.8 | 55.41 | 52.52 | 48.8 | 55.41 | 52.52 | 48.8 | 55.41 | 52.52 | 48.8 | 55.41 | 52.52 | 48.8 | 55.41 | 52.52 | 48.8 | 49.83 | 52.41 | 48.8 | 55.41 | 52.52 | 48.8 | 61.67 | 52 | 44.8 | 62.93 | 53.05 | 48.31 | 55.41 | 65.75 | 90
6783 | 39.87 | 46.7 | 36.59 | 39.87 | 46.7 | 36.59 | 39.87 | 46.7 | 36.59 | 39.87 | 46.7 | 36.59 | 39.87 | 46.7 | 36.59 | 39.87 | 46.7 | 36.59 | 39.16 | 46.7 | 36.59 | 39.16 | 44.13 | 36.59 | 39.87 | 46.7 | 36.59 | 52.95 | 47.56 | 35.49 | 52.41 | 47.17 | 36.96 | 39.87 | 46.7 | 70.53 | 55.33 | 53.16 | 48.73 | 55.33 | 53.16 | 48.73 | 55.33 | 53.16 | 48.73 | 55.33 | 53.16 | 48.73 | 55.33 | 52.44 | 48.73 | 55.33 | 52.44 | 48.73 | 55.33 | 52.44 | 48.73 | 49.75 | 52.34 | 48.73 | 55.33 | 52.44 | 48.73 | 71.71 | 52.62 | 44.8 | 73.18 | 53.7 | 49.22 | 69.18 | 75.7 | 90
6784 | 39.83 | 65.31 | 39.02 | 39.83 | 65.31 | 39.02 | 39.83 | 65.31 | 39.02 | 39.83 | 65.31 | 39.02 | 39.83 | 65.31 | 37.11 | 39.83 | 65.31 | 37.11 | 39.83 | 65.31 | 37.11 | 39.13 | 44.09 | 36.56 | 39.83 | 65.31 | 37.11 | 55.14 | 65.97 | 37.11 | 55.7 | 67.31 | 39.41 | 45.72 | 65.31 | 70.53 | 55.3 | 54.04 | 48.69 | 55.3 | 54.04 | 48.69 | 55.3 | 54.04 | 48.69 | 55.3 | 54.04 | 48.69 | 55.3 | 54.04 | 48.69 | 55.3 | 54.04 | 48.69 | 55.3 | 54.04 | 48.69 | 49.72 | 52.3 | 48.69 | 55.3 | 54.04 | 48.69 | 78.07 | 54.59 | 45.58 | 79.66 | 55.7 | 49.18 | 73.76 | 90 | 107.67
6785 | 40.02 | 69.72 | 60.32 | 40.02 | 69.72 | 60.32 | 45.72 | 69.72 | 60.32 | 45.72 | 69.72 | 60.32 | 40.02 | 69.72 | 37.11 | 40.02 | 69.72 | 37.11 | 40.02 | 69.72 | 37.11 | 39.31 | 44.28 | 36.74 | 40.02 | 69.72 | 37.11 | 55.64 | 70.42 | 37.11 | 55.7 | 71.86 | 60.93 | 45.72 | 69.72 | 70.53 | 55.48 | 55.14 | 51.3 | 55.48 | 55.14 | 51.3 | 55.48 | 55.14 | 51.3 | 55.48 | 55.14 | 51.3 | 55.48 | 55.14 | 48.88 | 55.48 | 55.14 | 48.88 | 55.48 | 55.14 | 48.88 | 49.9 | 52.49 | 48.88 | 55.48 | 55.14 | 48.88 | 78.72 | 54.59 | 47.77 | 80.33 | 55.7 | 51.81 | 69.18 | 88.78 | 107.67
6786 | 40.27 | 65.31 | 39.02 | 40.27 | 65.31 | 39.02 | 40.27 | 65.31 | 39.02 | 40.27 | 65.31 | 39.02 | 40.27 | 65.31 | 37.11 | 40.27 | 65.31 | 37.11 | 40.27 | 65.31 | 37.11 | 39.56 | 44.53 | 36.99 | 40.27 | 65.31 | 37.11 | 55.7 | 65.97 | 37.11 | 55.7 | 65.97 | 39.41 | 40.27 | 65.31 | 70.53 | 55.73 | 54.59 | 51.3 | 55.73 | 54.59 | 51.3 | 55.73 | 54.59 | 51.3 | 55.73 | 54.59 | 51.3 | 55.73 | 54.59 | 49.13 | 55.73 | 54.59 | 49.13 | 55.73 | 54.59 | 49.13 | 50.15 | 52.74 | 49.13 | 55.73 | 54.59 | 49.13 | 80.5 | 54.04 | 47.77 | 81.32 | 55.14 | 50.78 | 55.73 | 87.66 | 90
6787 | 40.48 | 47.31 | 38.25 | 40.48 | 47.31 | 38.25 | 40.48 | 47.31 | 38.25 | 40.48 | 47.31 | 38.25 | 40.48 | 47.31 | 37.21 | 40.48 | 47.31 | 37.21 | 40.48 | 47.31 | 37.21 | 39.78 | 44.74 | 37.21 | 40.48 | 47.31 | 37.21 | 54.02 | 47.79 | 37.11 | 52.94 | 47.79 | 37.86 | 40.48 | 47.31 | 52.9 | 55.95 | 53.82 | 49.34 | 55.95 | 53.82 | 49.34 | 55.95 | 53.82 | 49.34 | 55.95 | 53.82 | 49.34 | 55.95 | 53.82 | 49.34 | 55.95 | 53.82 | 49.34 | 55.95 | 53.82 | 49.34 | 50.37 | 52.95 | 49.34 | 55.95 | 53.82 | 49.34 | 79.52 | 53.28 | 47.77 | 77.93 | 54.36 | 48.85 | 55.95 | 56.61 | 90
6788 | 40.19 | 47.01 | 37.58 | 40.19 | 47.01 | 37.58 | 40.19 | 47.01 | 37.58 | 40.19 | 47.01 | 37.58 | 40.19 | 47.01 | 36.92 | 40.19 | 47.01 | 36.92 | 39.49 | 47.01 | 36.92 | 39.49 | 44.45 | 36.92 | 40.19 | 47.01 | 36.92 | 52.42 | 47.48 | 36.55 | 51.37 | 47.48 | 37.21 | 40.19 | 47.01 | 52.53 | 55.66 | 53.49 | 49.05 | 55.66 | 53.49 | 49.05 | 55.66 | 53.49 | 49.05 | 55.66 | 53.49 | 49.05 | 55.66 | 53.49 | 49.05 | 55.66 | 53.49 | 49.05 | 55.66 | 53.49 | 49.05 | 50.08 | 52.66 | 49.05 | 55.66 | 53.49 | 49.05 | 75.72 | 52.95 | 47.59 | 74.21 | 54.03 | 48.56 | 55.66 | 56.61 | 67.5
6789 | 39.15 | 46.66 | 36.58 | 39.15 | 46.66 | 36.58 | 39.15 | 46.66 | 36.58 | 39.15 | 46.66 | 36.58 | 39.86 | 46.66 | 36.58 | 39.86 | 46.66 | 36.58 | 39.15 | 46.66 | 36.58 | 39.15 | 44.12 | 36.58 | 39.86 | 46.66 | 36.58 | 45.53 | 47.13 | 35.49 | 44.62 | 47.13 | 36.21 | 39.15 | 46.66 | 36.58 | 49.74 | 52.43 | 48.71 | 49.74 | 52.43 | 48.71 | 49.74 | 52.43 | 48.71 | 49.74 | 52.43 | 48.71 | 55.32 | 52.43 | 48.71 | 55.32 | 52.43 | 48.71 | 49.74 | 52.43 | 48.71 | 49.74 | 52.33 | 48.71 | 55.32 | 52.43 | 48.71 | 68.11 | 51.91 | 46.21 | 66.75 | 52.96 | 47.15 | 49.74 | 52.43 | 63.51
6790 | 38.74 | 44.43 | 36.17 | 38.74 | 44.43 | 36.17 | 38.74 | 44.43 | 36.17 | 38.74 | 44.43 | 36.17 | 39.45 | 46.24 | 36.17 | 39.45 | 46.25 | 36.17 | 38.74 | 44.43 | 36.17 | 38.74 | 43.71 | 36.17 | 39.45 | 46.24 | 36.17 | 44.7 | 45.79 | 35.09 | 43.81 | 44.88 | 35.81 | 38.74 | 44.43 | 36.17 | 49.33 | 52.02 | 48.31 | 49.33 | 52.02 | 48.31 | 49.33 | 52.02 | 48.31 | 49.33 | 52.02 | 48.31 | 54.91 | 52.02 | 48.31 | 54.91 | 52.02 | 48.31 | 49.33 | 52.02 | 48.31 | 49.33 | 51.92 | 48.31 | 54.91 | 52.02 | 48.31 | 61.68 | 51.5 | 44.8 | 60.44 | 52.55 | 47.82 | 49.33 | 52.02 | 61.5
6791 | 38.25 | 43.22 | 35.68 | 38.25 | 43.22 | 35.68 | 38.25 | 43.22 | 35.68 | 38.25 | 43.22 | 35.68 | 38.96 | 45.67 | 35.68 | 38.96 | 45.76 | 35.68 | 38.25 | 43.22 | 35.68 | 38.25 | 43.22 | 35.68 | 38.96 | 45.67 | 35.68 | 39.43 | 44.55 | 34.62 | 38.64 | 43.66 | 35.33 | 38.25 | 43.22 | 35.68 | 48.84 | 51.53 | 47.82 | 48.84 | 51.53 | 47.82 | 48.84 | 51.53 | 47.82 | 48.84 | 51.53 | 47.82 | 54.42 | 51.53 | 47.82 | 54.42 | 51.53 | 47.82 | 48.84 | 51.53 | 47.82 | 48.84 | 51.43 | 47.82 | 54.42 | 51.53 | 47.82 | 54.97 | 51.02 | 44.8 | 53.87 | 52.06 | 47.34 | 48.84 | 51.53 | 62.85
6792 | 38.29 | 43.26 | 35.73 | 38.29 | 43.26 | 35.73 | 38.29 | 43.26 | 35.73 | 38.29 | 43.26 | 35.73 | 39 | 45.66 | 35.73 | 39 | 45.71 | 35.73 | 38.29 | 43.26 | 35.73 | 38.29 | 43.26 | 35.73 | 39 | 45.66 | 35.73 | 39.39 | 43.7 | 34.66 | 38.68 | 43.7 | 35.37 | 38.29 | 43.26 | 35.73 | 48.88 | 51.47 | 47.86 | 48.88 | 51.47 | 47.86 | 48.88 | 51.47 | 47.86 | 48.88 | 51.47 | 47.86 | 54.46 | 51.58 | 47.86 | 54.46 | 51.58 | 47.86 | 48.88 | 51.47 | 47.86 | 48.88 | 51.47 | 47.86 | 54.46 | 51.58 | 47.86 | 54.48 | 49.13 | 44.8 | 53.39 | 50.96 | 47.38 | 48.88 | 51.47 | 63.5
6793 | 38.03 | 43 | 35.46 | 38.03 | 43 | 35.46 | 38.03 | 43 | 35.46 | 38.03 | 43 | 35.46 | 38.74 | 45.4 | 35.46 | 38.74 | 45.4 | 35.46 | 38.03 | 43 | 35.46 | 38.03 | 43 | 35.46 | 38.74 | 45.4 | 35.46 | 38.74 | 43.43 | 34.42 | 38.42 | 43.43 | 35.11 | 38.03 | 43 | 35.46 | 48.62 | 51.21 | 47.6 | 48.62 | 51.21 | 47.6 | 48.62 | 51.21 | 47.6 | 48.62 | 51.21 | 47.6 | 54.2 | 51.32 | 47.6 | 54.2 | 51.32 | 47.6 | 48.62 | 51.21 | 47.6 | 48.62 | 51.21 | 47.6 | 54.2 | 51.32 | 47.6 | 53.91 | 47.89 | 44.8 | 52.83 | 50.7 | 47.12 | 48.62 | 51.21 | 53.17
6794 | 37.88 | 42.85 | 35.31 | 37.88 | 42.85 | 35.31 | 37.88 | 42.85 | 35.31 | 37.88 | 42.85 | 35.31 | 38.59 | 45.24 | 35.31 | 38.59 | 45.24 | 35.31 | 37.88 | 42.85 | 35.31 | 37.88 | 42.85 | 35.31 | 38.59 | 45.24 | 35.31 | 38.62 | 43.28 | 34.42 | 38.26 | 43.28 | 34.96 | 37.88 | 42.85 | 35.31 | 48.47 | 51.16 | 47.45 | 48.47 | 51.16 | 47.45 | 48.47 | 51.16 | 47.45 | 48.47 | 51.16 | 47.45 | 54.05 | 51.16 | 47.45 | 54.05 | 51.16 | 47.45 | 48.47 | 51.16 | 47.45 | 48.47 | 51.06 | 47.45 | 54.05 | 51.16 | 47.45 | 53.51 | 47.89 | 44.8 | 52.44 | 50.65 | 46.97 | 48.47 | 51.16 | 63.51
6795 | 37.66 | 42.63 | 35.09 | 37.66 | 42.63 | 35.09 | 37.66 | 42.63 | 35.09 | 37.66 | 42.63 | 35.09 | 38.37 | 45.02 | 35.09 | 38.37 | 45.02 | 35.09 | 37.66 | 42.63 | 35.09 | 37.66 | 42.63 | 35.09 | 38.37 | 45.02 | 35.09 | 38.63 | 43.28 | 34.42 | 38.04 | 43.06 | 35.12 | 37.66 | 42.63 | 35.09 | 48.25 | 50.95 | 47.23 | 48.25 | 50.95 | 47.23 | 48.25 | 50.95 | 47.23 | 48.25 | 50.95 | 47.23 | 53.83 | 50.95 | 47.23 | 53.83 | 50.95 | 47.23 | 48.25 | 50.95 | 47.23 | 48.25 | 50.84 | 47.23 | 53.83 | 50.95 | 47.23 | 54.37 | 47.89 | 44.8 | 53.29 | 50.44 | 46.76 | 48.25 | 51.19 | 64.79
6796 | 38 | 44.42 | 35.43 | 38 | 44.42 | 35.43 | 38 | 44.42 | 35.43 | 38 | 44.42 | 35.43 | 38.71 | 45.36 | 35.43 | 38.71 | 45.36 | 35.43 | 38 | 44.42 | 35.43 | 38 | 42.97 | 35.43 | 38.71 | 45.36 | 35.43 | 39.1 | 44.87 | 34.42 | 39.29 | 44.87 | 35.12 | 38 | 44.42 | 35.62 | 48.59 | 51.28 | 47.56 | 48.59 | 51.28 | 47.56 | 48.59 | 51.28 | 47.56 | 48.59 | 51.28 | 47.56 | 54.17 | 51.28 | 47.56 | 54.17 | 51.28 | 47.56 | 48.59 | 51.28 | 47.56 | 48.59 | 51.18 | 47.56 | 54.17 | 51.28 | 47.56 | 54.72 | 47.89 | 44.8 | 55.83 | 51.8 | 46.97 | 48.59 | 51.28 | 90
6797 | 39.29 | 46.01 | 36.02 | 39.29 | 46.01 | 36.02 | 39.29 | 46.01 | 36.02 | 39.29 | 46.01 | 36.02 | 39.29 | 46.01 | 36.02 | 39.29 | 46.01 | 36.02 | 39.29 | 46.01 | 36.02 | 38.59 | 43.55 | 36.02 | 39.29 | 46.01 | 36.02 | 40.93 | 45.55 | 34.58 | 41.76 | 46.47 | 35.66 | 39.29 | 46.01 | 36.74 | 54.76 | 51.87 | 48.15 | 54.76 | 51.87 | 48.15 | 54.76 | 51.87 | 48.15 | 54.76 | 51.87 | 48.15 | 54.76 | 51.87 | 48.15 | 54.76 | 51.87 | 48.15 | 54.76 | 51.87 | 48.15 | 49.18 | 51.76 | 48.15 | 54.76 | 51.87 | 48.15 | 58.19 | 49.13 | 44.8 | 59.38 | 52.39 | 47.67 | 54.76 | 51.87 | 65.5
6798 | 40.07 | 46.87 | 39.02 | 40.07 | 46.87 | 39.02 | 40.07 | 46.87 | 39.02 | 40.07 | 46.87 | 39.02 | 40.07 | 46.87 | 36.79 | 40.07 | 46.87 | 36.79 | 40.07 | 46.87 | 36.79 | 39.36 | 44.33 | 36.79 | 40.07 | 46.87 | 36.79 | 54.04 | 47.34 | 35.49 | 55.14 | 47.35 | 38.63 | 40.07 | 46.87 | 39.02 | 55.53 | 53.36 | 48.92 | 55.53 | 53.36 | 48.92 | 55.53 | 53.36 | 48.92 | 55.53 | 53.36 | 48.92 | 55.53 | 52.64 | 48.92 | 55.53 | 52.64 | 48.92 | 55.53 | 52.64 | 48.92 | 49.95 | 52.54 | 48.92 | 55.53 | 52.64 | 48.92 | 73.7 | 52.09 | 44.8 | 75.21 | 53.9 | 48.43 | 55.53 | 53.36 | 77.75
6799 | 40.48 | 50.41 | 39.02 | 40.48 | 50.41 | 39.02 | 40.48 | 50.41 | 39.02 | 40.48 | 50.41 | 39.02 | 40.48 | 50.41 | 37.2 | 40.48 | 50.41 | 37.2 | 40.48 | 50.41 | 37.2 | 39.77 | 44.74 | 37.2 | 40.48 | 50.41 | 37.2 | 54.43 | 50.92 | 35.49 | 55.55 | 50.92 | 38.63 | 45.72 | 50.41 | 70.53 | 55.94 | 53.77 | 49.33 | 55.94 | 53.77 | 49.33 | 55.94 | 53.77 | 49.33 | 55.94 | 53.77 | 49.33 | 55.94 | 53.05 | 49.33 | 55.94 | 53.05 | 49.33 | 55.94 | 53.05 | 49.33 | 50.36 | 52.95 | 49.33 | 55.94 | 53.05 | 49.33 | 77.68 | 52.95 | 45.92 | 79.27 | 54.31 | 48.84 | 73.76 | 90 | 104.44
6800 | 40.59 | 47.44 | 37.31 | 40.59 | 47.44 | 37.31 | 40.59 | 47.44 | 37.31 | 40.59 | 47.44 | 37.31 | 40.59 | 47.44 | 37.31 | 40.59 | 47.44 | 37.31 | 40.59 | 47.44 | 37.31 | 39.88 | 44.85 | 37.31 | 40.59 | 47.44 | 37.31 | 54.19 | 47.92 | 35.49 | 53.97 | 47.92 | 36.22 | 45.72 | 47.44 | 70.53 | 56.05 | 53.82 | 49.45 | 56.05 | 53.82 | 49.45 | 56.05 | 53.82 | 49.45 | 56.05 | 53.82 | 49.45 | 56.05 | 53.16 | 49.45 | 56.05 | 53.16 | 49.45 | 56.05 | 53.16 | 49.45 | 50.47 | 53.06 | 49.45 | 56.05 | 53.16 | 49.45 | 77.68 | 51.57 | 44.8 | 77.68 | 53.28 | 45.72 | 73.76 | 90 | 104.44
6801 | 40.53 | 47.33 | 37.25 | 40.53 | 47.33 | 37.25 | 40.53 | 47.33 | 37.25 | 40.53 | 47.33 | 37.25 | 40.53 | 47.33 | 37.25 | 40.53 | 47.33 | 36.59 | 40.53 | 47.33 | 37.25 | 39.82 | 44.79 | 37.25 | 40.53 | 47.33 | 37.25 | 54.19 | 46.86 | 35.14 | 54.93 | 47.81 | 35.85 | 45.72 | 47.33 | 70.53 | 55.99 | 53 | 49.38 | 55.99 | 53 | 49.38 | 55.99 | 53 | 49.38 | 55.99 | 53 | 49.38 | 55.99 | 53 | 49.38 | 55.99 | 53 | 49.38 | 55.99 | 53 | 49.38 | 50.41 | 53 | 49.38 | 55.99 | 53 | 49.38 | 77.52 | 49.13 | 44.8 | 77.68 | 51.93 | 45.72 | 70.58 | 90 | 104.44
6802 | 40.49 | 47.14 | 37.21 | 40.49 | 47.14 | 37.21 | 40.49 | 47.14 | 37.21 | 40.49 | 47.14 | 37.21 | 40.49 | 47.14 | 37.21 | 40.49 | 47.14 | 36.59 | 40.49 | 47.14 | 37.21 | 39.78 | 44.75 | 37.21 | 40.49 | 47.14 | 37.21 | 40.9 | 45.68 | 34.42 | 40.9 | 46.67 | 35.14 | 41.1 | 47.14 | 70.53 | 55.95 | 52.96 | 49.35 | 55.95 | 52.96 | 49.35 | 55.95 | 52.96 | 49.35 | 55.95 | 52.96 | 49.35 | 55.95 | 52.96 | 49.35 | 55.95 | 52.96 | 49.35 | 55.95 | 52.96 | 49.35 | 50.37 | 52.96 | 49.35 | 55.95 | 52.96 | 49.35 | 58.66 | 47.89 | 38.08 | 58.66 | 51.35 | 44.8 | 56.33 | 90 | 90
6803 | 40.4 | 47.05 | 37.12 | 40.4 | 47.05 | 37.12 | 40.4 | 47.05 | 37.12 | 40.4 | 47.05 | 37.12 | 40.4 | 47.05 | 37.12 | 40.4 | 47.05 | 33.65 | 40.4 | 47.05 | 37.12 | 39.69 | 44.66 | 37.12 | 40.4 | 47.05 | 37.12 | 40.9 | 45.68 | 30.19 | 40.81 | 46.58 | 32.97 | 40.4 | 47.05 | 70.53 | 55.86 | 52.87 | 49.26 | 55.86 | 52.87 | 49.26 | 55.86 | 52.87 | 49.26 | 55.86 | 52.87 | 49.26 | 55.86 | 52.87 | 49.26 | 55.86 | 52.87 | 49.26 | 55.86 | 52.87 | 49.26 | 50.28 | 52.87 | 49.26 | 55.86 | 52.87 | 49.26 | 56.42 | 47.89 | 38.08 | 56.42 | 51.03 | 44.8 | 55.86 | 90 | 90
6804 | 40.31 | 45.98 | 37.03 | 40.31 | 45.98 | 37.03 | 40.31 | 45.98 | 37.03 | 40.31 | 45.98 | 37.03 | 40.31 | 45.98 | 37.03 | 40.31 | 45.98 | 33.65 | 40.31 | 45.98 | 37.03 | 39.6 | 44.57 | 37.03 | 40.31 | 45.98 | 37.03 | 41.14 | 45.52 | 29.58 | 40.71 | 45.53 | 32.64 | 40.31 | 45.98 | 37.03 | 55.77 | 52.78 | 49.16 | 55.77 | 52.78 | 49.16 | 55.77 | 52.78 | 49.16 | 55.77 | 52.78 | 49.16 | 55.77 | 52.78 | 49.16 | 55.77 | 52.78 | 49.16 | 55.77 | 52.78 | 49.16 | 50.19 | 52.78 | 49.16 | 55.77 | 52.78 | 49.16 | 56.51 | 47.66 | 38.08 | 56.33 | 50.52 | 44.8 | 55.77 | 52.78 | 64.79
6805 | 40.26 | 45.98 | 36.98 | 40.26 | 45.98 | 36.98 | 40.26 | 45.98 | 36.98 | 40.26 | 45.98 | 36.98 | 40.26 | 45.98 | 36.98 | 40.26 | 45.98 | 35.84 | 40.26 | 45.98 | 36.98 | 39.55 | 44.52 | 36.98 | 40.26 | 45.98 | 36.98 | 41.18 | 44.62 | 29.58 | 40.66 | 45.53 | 34.42 | 40.26 | 45.98 | 36.98 | 55.72 | 52.73 | 49.11 | 55.72 | 52.73 | 49.11 | 55.72 | 52.73 | 49.11 | 55.72 | 52.73 | 49.11 | 55.72 | 52.73 | 49.11 | 55.72 | 52.73 | 49.11 | 55.72 | 52.73 | 49.11 | 50.14 | 52.73 | 49.11 | 55.72 | 52.73 | 49.11 | 56.28 | 46.45 | 38.08 | 56.28 | 51.03 | 46.21 | 55.72 | 52.73 | 64.79
6806 | 40.19 | 46.84 | 36.92 | 40.19 | 46.84 | 36.92 | 40.19 | 46.84 | 36.92 | 40.19 | 46.84 | 36.92 | 40.19 | 46.84 | 36.92 | 40.19 | 46.84 | 36.59 | 40.19 | 46.84 | 36.92 | 39.49 | 44.45 | 36.92 | 40.19 | 46.84 | 36.92 | 40.6 | 45.45 | 29.58 | 40.6 | 46.38 | 35.14 | 40.19 | 46.84 | 70.53 | 55.66 | 52.66 | 49.05 | 55.66 | 52.66 | 49.05 | 55.66 | 52.66 | 49.05 | 55.66 | 52.66 | 49.05 | 55.66 | 52.66 | 49.05 | 55.66 | 52.66 | 49.05 | 55.66 | 52.66 | 49.05 | 50.08 | 52.66 | 49.05 | 55.66 | 52.66 | 49.05 | 56.22 | 46.45 | 38.08 | 56.22 | 51.35 | 46.21 | 56.8 | 90 | 101.85
6807 | 40.14 | 46.8 | 36.87 | 40.14 | 46.8 | 36.87 | 40.14 | 46.8 | 36.87 | 40.14 | 46.8 | 36.87 | 40.14 | 46.8 | 36.87 | 40.14 | 46.8 | 36.67 | 40.14 | 46.8 | 36.87 | 39.44 | 44.41 | 36.87 | 40.14 | 46.8 | 36.87 | 41.18 | 45.98 | 30.49 | 40.55 | 46.44 | 35.14 | 45.72 | 46.8 | 74.8 | 55.61 | 52.62 | 49 | 55.61 | 52.62 | 49 | 55.61 | 52.62 | 49 | 55.61 | 52.62 | 49 | 55.61 | 52.62 | 49 | 55.61 | 52.62 | 49 | 55.61 | 52.62 | 49 | 50.03 | 52.62 | 49 | 55.61 | 52.62 | 49 | 56.17 | 47.66 | 38.08 | 56.17 | 51.35 | 45 | 59.68 | 90 | 104.44
6808 | 40.09 | 46.9 | 36.82 | 40.09 | 46.9 | 36.82 | 40.09 | 46.9 | 36.82 | 40.09 | 46.9 | 36.82 | 40.09 | 46.9 | 36.82 | 40.09 | 46.9 | 36.82 | 40.09 | 46.9 | 36.82 | 39.39 | 44.35 | 36.82 | 40.09 | 46.9 | 36.82 | 46.08 | 46.43 | 34.42 | 45.16 | 47.37 | 35.65 | 45.72 | 48.33 | 74.8 | 55.55 | 52.67 | 48.95 | 55.55 | 52.67 | 48.95 | 55.55 | 52.67 | 48.95 | 55.55 | 52.67 | 48.95 | 55.55 | 52.67 | 48.95 | 55.55 | 52.67 | 48.95 | 55.55 | 52.67 | 48.95 | 49.97 | 52.56 | 48.95 | 55.55 | 52.67 | 48.95 | 62.11 | 47.89 | 44.8 | 60.87 | 52.14 | 45.72 | 73.76 | 98.21 | 104.44
6809 | 40.21 | 47.03 | 38.27 | 40.21 | 47.03 | 38.27 | 40.21 | 47.03 | 38.27 | 40.21 | 47.03 | 38.27 | 40.21 | 47.02 | 36.94 | 40.21 | 47.02 | 36.94 | 40.21 | 47.02 | 36.94 | 39.51 | 44.47 | 36.94 | 40.21 | 47.02 | 36.94 | 52.42 | 46.55 | 34.42 | 51.37 | 47.5 | 37.88 | 45.72 | 47.03 | 74.8 | 55.67 | 53.51 | 49.07 | 55.67 | 53.51 | 49.07 | 55.67 | 53.51 | 49.07 | 55.67 | 53.51 | 49.07 | 55.67 | 52.79 | 49.07 | 55.67 | 52.79 | 49.07 | 55.67 | 52.79 | 49.07 | 50.09 | 52.68 | 49.07 | 55.67 | 52.79 | 49.07 | 72.94 | 51.21 | 44.8 | 71.48 | 52.97 | 45.72 | 73.76 | 90 | 104.44
6810 | 40.42 | 47.24 | 38.41 | 40.42 | 47.24 | 38.41 | 40.42 | 47.24 | 38.41 | 40.42 | 47.24 | 38.41 | 40.42 | 47.24 | 37.14 | 40.42 | 47.24 | 37.14 | 40.42 | 47.24 | 37.14 | 39.71 | 44.68 | 37.14 | 40.42 | 47.24 | 37.14 | 41.66 | 47.56 | 34.42 | 40.83 | 47.72 | 38.02 | 40.42 | 47.24 | 70.53 | 55.88 | 53.71 | 49.28 | 55.88 | 53.71 | 49.28 | 55.88 | 53.71 | 49.28 | 55.88 | 53.71 | 49.28 | 55.88 | 53 | 49.28 | 55.88 | 53 | 49.28 | 55.88 | 53 | 49.28 | 50.3 | 52.89 | 49.28 | 55.88 | 53 | 49.28 | 73.78 | 52.47 | 44.8 | 72.31 | 53.54 | 45.72 | 69.18 | 90 | 104.44
6811 | 40.56 | 47.37 | 37.28 | 40.56 | 47.37 | 37.28 | 40.56 | 47.37 | 37.28 | 40.56 | 47.37 | 37.28 | 40.56 | 47.37 | 37.28 | 40.56 | 47.37 | 37.28 | 40.56 | 47.37 | 37.28 | 39.85 | 44.82 | 37.28 | 40.56 | 47.37 | 37.28 | 40.97 | 46.9 | 34.42 | 40.97 | 47.85 | 36.91 | 40.56 | 47.37 | 70.53 | 56.02 | 53.14 | 49.42 | 56.02 | 53.14 | 49.42 | 56.02 | 53.14 | 49.42 | 56.02 | 53.14 | 49.42 | 56.02 | 53.14 | 49.42 | 56.02 | 53.14 | 49.42 | 56.02 | 53.14 | 49.42 | 50.44 | 53.03 | 49.42 | 56.02 | 53.14 | 49.42 | 66.04 | 52.6 | 44.8 | 64.72 | 53.67 | 45.72 | 56.02 | 90 | 104.44
6812 | 40.31 | 47.12 | 37.03 | 40.31 | 47.12 | 37.03 | 40.31 | 47.12 | 37.03 | 40.31 | 47.12 | 37.03 | 40.31 | 47.12 | 37.03 | 40.31 | 47.12 | 37.03 | 40.31 | 47.12 | 37.03 | 39.6 | 44.57 | 37.03 | 40.31 | 47.12 | 37.03 | 40.72 | 46.64 | 34.42 | 40.72 | 46.65 | 35.56 | 40.31 | 47.12 | 70.53 | 55.77 | 52.89 | 49.17 | 55.77 | 52.89 | 49.17 | 55.77 | 52.89 | 49.17 | 55.77 | 52.89 | 49.17 | 55.77 | 52.89 | 49.17 | 55.77 | 52.89 | 49.17 | 55.77 | 52.89 | 49.17 | 50.19 | 52.78 | 49.17 | 55.77 | 52.89 | 49.17 | 57.48 | 50.06 | 44.38 | 56.34 | 52.36 | 45.28 | 55.77 | 67.5 | 90
6813 | 39.32 | 44.29 | 36.75 | 39.32 | 44.29 | 36.75 | 39.32 | 44.29 | 36.75 | 39.32 | 44.29 | 36.75 | 40.03 | 46.75 | 36.75 | 40.03 | 46.83 | 36.75 | 39.32 | 44.29 | 36.75 | 39.32 | 44.29 | 36.75 | 40.03 | 46.75 | 36.75 | 40.43 | 44.74 | 34.42 | 39.72 | 44.73 | 35.29 | 39.32 | 44.29 | 36.75 | 49.91 | 52.6 | 48.89 | 49.91 | 52.6 | 48.89 | 49.91 | 52.6 | 48.89 | 49.91 | 52.6 | 48.89 | 55.49 | 52.6 | 48.89 | 55.49 | 52.6 | 48.89 | 49.91 | 52.6 | 48.89 | 49.91 | 52.5 | 48.89 | 55.49 | 52.6 | 48.89 | 56.05 | 47.66 | 44.38 | 50.41 | 52.08 | 44.8 | 49.91 | 52.6 | 63.5
6814 | 38.98 | 43.95 | 36.41 | 38.98 | 43.95 | 36.41 | 38.98 | 43.95 | 36.41 | 38.98 | 43.95 | 36.41 | 39.69 | 45.42 | 36.41 | 39.69 | 45.42 | 36.41 | 38.98 | 43.95 | 36.41 | 38.98 | 43.95 | 36.41 | 39.69 | 45.42 | 36.41 | 39.94 | 43.51 | 34.42 | 39.38 | 43.51 | 35.12 | 38.98 | 43.95 | 36.41 | 49.57 | 52.16 | 48.55 | 49.57 | 52.16 | 48.55 | 49.57 | 52.16 | 48.55 | 49.57 | 52.16 | 48.55 | 55.15 | 52.16 | 48.55 | 55.15 | 52.16 | 48.35 | 49.57 | 52.16 | 48.55 | 49.57 | 52.16 | 48.55 | 55.15 | 52.16 | 48.55 | 55.71 | 47.66 | 43.9 | 50.07 | 51.64 | 44.8 | 49.57 | 52.16 | 63.5
6815 | 38.56 | 43.53 | 35.99 | 38.56 | 43.53 | 35.99 | 38.56 | 43.53 | 35.99 | 38.56 | 43.53 | 35.99 | 39.27 | 43.53 | 35.99 | 39.27 | 43.53 | 35.99 | 38.56 | 43.53 | 35.99 | 38.56 | 43.53 | 35.99 | 39.27 | 43.53 | 35.99 | 38.95 | 41.8 | 34.42 | 38.95 | 42.65 | 35.14 | 38.56 | 43.53 | 35.99 | 49.15 | 51.74 | 48.13 | 49.15 | 51.74 | 48.13 | 49.15 | 51.74 | 48.13 | 49.15 | 51.74 | 48.13 | 54.73 | 51.74 | 48.13 | 54.73 | 51.74 | 47.93 | 49.15 | 51.74 | 48.13 | 49.15 | 51.74 | 48.13 | 54.73 | 51.74 | 48.13 | 54.18 | 47.66 | 43.9 | 49.65 | 50.32 | 44.8 | 49.15 | 51.74 | 53.17
6816 | 38.41 | 43.38 | 35.84 | 38.41 | 43.38 | 35.84 | 38.41 | 43.38 | 35.84 | 38.41 | 43.38 | 35.84 | 39.12 | 43.38 | 35.84 | 39.12 | 43.38 | 35.84 | 38.41 | 43.38 | 35.84 | 38.41 | 43.38 | 35.84 | 39.12 | 43.38 | 35.84 | 38.73 | 41.65 | 33.55 | 38.8 | 42.5 | 35.14 | 38.41 | 43.38 | 35.84 | 49 | 51.59 | 47.97 | 49 | 51.59 | 47.97 | 49 | 51.59 | 47.97 | 49 | 51.59 | 47.97 | 54.58 | 51.59 | 47.97 | 54.58 | 51.59 | 47.77 | 49 | 51.59 | 47.97 | 49 | 51.59 | 47.97 | 54.58 | 51.59 | 47.97 | 54.03 | 47.66 | 43.9 | 49.49 | 50.32 | 44.8 | 49 | 51.59 | 53.17
6817 | 38.07 | 43.04 | 35.5 | 38.07 | 43.04 | 35.5 | 38.07 | 43.04 | 35.5 | 38.07 | 43.04 | 35.5 | 38.78 | 43.04 | 35.5 | 38.78 | 43.04 | 35.5 | 38.07 | 43.04 | 35.5 | 38.07 | 43.04 | 35.5 | 38.78 | 43.04 | 35.5 | 38.46 | 41.38 | 29.58 | 38.46 | 42.22 | 35.14 | 38.07 | 43.04 | 35.5 | 48.66 | 51.25 | 47.64 | 48.66 | 51.25 | 47.64 | 48.66 | 51.25 | 47.64 | 48.66 | 51.25 | 47.64 | 54.24 | 51.25 | 47.64 | 54.24 | 51.25 | 47.44 | 48.66 | 51.25 | 47.64 | 48.66 | 51.25 | 47.64 | 54.24 | 51.25 | 47.64 | 53.7 | 47.66 | 38.08 | 49.15 | 50.32 | 44.8 | 48.66 | 51.25 | 53.17
6818 | 37.85 | 42.82 | 35.28 | 37.85 | 42.82 | 35.28 | 37.85 | 42.82 | 35.28 | 37.85 | 42.82 | 35.28 | 38.56 | 42.82 | 35.28 | 38.56 | 42.82 | 35.28 | 37.85 | 42.82 | 35.28 | 37.85 | 42.82 | 35.28 | 38.56 | 42.82 | 35.28 | 38.23 | 41.38 | 29.58 | 38.23 | 42.22 | 34.93 | 37.85 | 42.82 | 35.28 | 48.44 | 51.03 | 47.42 | 48.44 | 51.03 | 47.42 | 48.44 | 51.03 | 47.42 | 48.44 | 51.03 | 47.42 | 54.02 | 51.03 | 47.42 | 54.02 | 51.03 | 47.21 | 48.44 | 51.03 | 47.42 | 48.44 | 51.03 | 47.42 | 54.02 | 51.03 | 47.42 | 53.48 | 47.66 | 38.08 | 48.93 | 50.32 | 44.8 | 48.44 | 51.19 | 64.79
6819 | 37.78 | 42.75 | 35.21 | 37.78 | 42.75 | 35.21 | 37.78 | 42.75 | 35.21 | 37.78 | 42.75 | 35.21 | 38.49 | 42.75 | 35.21 | 38.49 | 42.75 | 35.21 | 37.78 | 42.75 | 35.21 | 37.78 | 42.75 | 35.21 | 38.49 | 42.75 | 35.21 | 38.11 | 41.38 | 29.58 | 38.16 | 42.22 | 34.86 | 37.78 | 42.75 | 36.74 | 48.37 | 50.96 | 47.35 | 48.37 | 50.96 | 47.35 | 48.37 | 50.96 | 47.35 | 48.37 | 50.96 | 47.35 | 53.95 | 50.96 | 47.35 | 53.95 | 50.96 | 47.15 | 48.37 | 50.96 | 47.35 | 48.37 | 50.96 | 47.35 | 53.95 | 50.96 | 47.35 | 53.41 | 47.66 | 38.08 | 52.34 | 50.45 | 44.8 | 48.37 | 51.19 | 64.79
6820 | 38.03 | 43 | 35.46 | 38.03 | 43 | 35.46 | 38.03 | 43 | 35.46 | 38.03 | 43 | 35.46 | 38.74 | 43 | 35.46 | 38.74 | 43 | 35.46 | 38.03 | 43 | 35.46 | 38.03 | 43 | 35.46 | 38.74 | 43 | 35.46 | 38.35 | 41.38 | 29.58 | 38.42 | 42.22 | 35.11 | 38.03 | 43 | 77.11 | 48.62 | 51.21 | 47.6 | 48.62 | 51.21 | 47.6 | 48.62 | 51.21 | 47.6 | 48.62 | 51.21 | 47.6 | 54.2 | 51.21 | 47.6 | 54.2 | 51.21 | 47.4 | 48.62 | 51.21 | 47.6 | 48.62 | 51.21 | 47.6 | 54.2 | 51.21 | 47.6 | 53.66 | 47.66 | 38.08 | 52.59 | 50.7 | 44.8 | 48.62 | 56.61 | 90
6821 | 39.41 | 46.01 | 36.14 | 39.41 | 46.01 | 36.14 | 39.41 | 46.01 | 36.14 | 39.41 | 46.01 | 36.14 | 39.41 | 46.01 | 36.14 | 39.41 | 46.01 | 36.14 | 38.71 | 46.01 | 36.14 | 38.71 | 43.67 | 36.14 | 39.41 | 46.01 | 36.14 | 39.71 | 42.02 | 33.55 | 39.81 | 45.55 | 35.14 | 39.41 | 46.01 | 77.11 | 54.87 | 51.99 | 48.27 | 54.87 | 51.99 | 48.27 | 54.87 | 51.99 | 48.27 | 54.87 | 51.99 | 48.27 | 54.87 | 51.99 | 48.27 | 54.87 | 51.99 | 48.27 | 54.87 | 51.99 | 48.27 | 49.29 | 51.88 | 48.27 | 54.87 | 51.99 | 48.27 | 55.43 | 47.66 | 38.08 | 55.43 | 51.47 | 44.8 | 54.87 | 75 | 90
6822 | 40.04 | 46.84 | 36.77 | 40.04 | 46.84 | 36.77 | 40.04 | 46.84 | 36.77 | 40.04 | 46.84 | 36.77 | 40.04 | 46.84 | 36.77 | 40.04 | 46.84 | 36.77 | 40.04 | 46.84 | 36.77 | 39.34 | 44.38 | 36.77 | 40.04 | 46.84 | 36.77 | 40.45 | 45.77 | 29.58 | 40.45 | 46.71 | 35.66 | 40.04 | 46.84 | 77.11 | 55.5 | 52.62 | 48.9 | 55.5 | 52.62 | 48.9 | 55.5 | 52.62 | 48.9 | 55.5 | 52.62 | 48.9 | 55.5 | 52.62 | 48.9 | 55.5 | 52.62 | 48.9 | 55.5 | 52.62 | 48.9 | 49.92 | 52.51 | 48.9 | 55.5 | 52.62 | 48.9 | 61.52 | 47.66 | 38.08 | 62.77 | 52.09 | 47.46 | 55.5 | 90 | 90
6823 | 40.52 | 47.33 | 37.25 | 40.52 | 47.33 | 37.25 | 40.52 | 47.33 | 37.25 | 40.52 | 47.33 | 37.25 | 40.52 | 47.33 | 37.25 | 40.52 | 47.33 | 36.59 | 40.52 | 47.33 | 37.25 | 39.81 | 47.32 | 37.25 | 40.52 | 47.33 | 37.25 | 40.93 | 46.85 | 34.42 | 40.93 | 47.8 | 35.14 | 45.72 | 47.33 | 77.11 | 55.98 | 53.1 | 49.38 | 55.98 | 53.1 | 49.38 | 55.98 | 53.1 | 49.38 | 55.98 | 53.1 | 49.38 | 55.98 | 53.1 | 49.38 | 55.98 | 53.1 | 49.38 | 55.98 | 53.1 | 49.38 | 50.4 | 52.99 | 49.38 | 55.98 | 53.1 | 49.38 | 72.94 | 49.96 | 43.9 | 71.48 | 52.57 | 44.8 | 73.76 | 98.21 | 107.67
6824 | 40.67 | 47.44 | 37.4 | 40.67 | 47.44 | 37.4 | 40.67 | 47.44 | 37.4 | 40.67 | 47.44 | 37.4 | 40.67 | 47.44 | 37.4 | 40.67 | 47.44 | 36.59 | 40.67 | 47.44 | 37.4 | 39.97 | 44.94 | 37.4 | 40.67 | 47.44 | 37.4 | 41.09 | 46.51 | 33.55 | 41.09 | 46.96 | 34.42 | 45.72 | 47.44 | 77.11 | 56.14 | 53.14 | 49.53 | 56.14 | 53.14 | 49.53 | 56.14 | 53.14 | 49.53 | 56.14 | 53.14 | 46.68 | 56.14 | 53.14 | 49.53 | 56.14 | 53.14 | 49.53 | 56.14 | 53.14 | 49.53 | 50.56 | 53.14 | 49.53 | 56.14 | 53.14 | 49.53 | 57.86 | 48.37 | 42.29 | 56.7 | 51.03 | 44.8 | 73.76 | 97.2 | 107.67
6825 | 40.65 | 44.91 | 37.37 | 40.65 | 44.91 | 37.37 | 40.65 | 44.91 | 37.37 | 40.65 | 44.91 | 37.37 | 40.65 | 44.91 | 37.37 | 40.65 | 44.91 | 33.65 | 40.65 | 44.91 | 37.37 | 39.94 | 44.91 | 37.37 | 40.65 | 44.91 | 37.37 | 41.06 | 42.81 | 31.67 | 41.06 | 43.56 | 32.32 | 45.72 | 44.91 | 74.8 | 56.11 | 53.12 | 49.51 | 56.11 | 53.12 | 49.51 | 56.11 | 53.12 | 49.51 | 56.11 | 52.08 | 46.68 | 56.11 | 53.12 | 49.51 | 56.11 | 52.08 | 49.51 | 56.11 | 53.12 | 49.51 | 50.53 | 53.12 | 49.51 | 56.11 | 53.12 | 49.51 | 56.68 | 46.23 | 42.29 | 56.68 | 49.49 | 44.8 | 72.7 | 90 | 107.67
6826 | 40.58 | 44.84 | 37.3 | 40.58 | 44.84 | 37.3 | 40.58 | 44.84 | 37.3 | 40.58 | 44.84 | 37.3 | 40.58 | 44.84 | 37.3 | 40.58 | 44.84 | 29.58 | 40.58 | 44.84 | 37.3 | 39.87 | 44.84 | 37.3 | 40.58 | 44.84 | 37.3 | 40.99 | 40.55 | 27.83 | 40.99 | 41.38 | 28.12 | 45.72 | 44.84 | 74.8 | 55.83 | 53.05 | 49.43 | 55.83 | 53.05 | 49.43 | 55.83 | 53.05 | 49.43 | 55.83 | 52.08 | 45.7 | 56.04 | 53.05 | 49.43 | 56.04 | 52.08 | 48.14 | 55.83 | 53.05 | 49.43 | 50.46 | 53.05 | 49.43 | 56.04 | 53.05 | 49.43 | 56.6 | 46.23 | 35.83 | 56.4 | 47.66 | 43 | 68.45 | 90 | 104.44
6827 | 40.35 | 44.68 | 37.14 | 40.35 | 44.68 | 37.14 | 40.35 | 44.68 | 37.14 | 40.35 | 44.68 | 0 | 40.42 | 44.68 | 37.14 | 40.42 | 44.67 | 23.98 | 40.35 | 44.68 | 37.14 | 39.71 | 44.68 | 37.14 | 40.42 | 44.68 | 37.14 | 39.99 | 39.53 | 0 | 39.99 | 40.34 | 0 | 40.35 | 44.68 | 70.53 | 50.86 | 52.89 | 49.28 | 50.86 | 52.89 | 49.28 | 50.86 | 52.89 | 49.28 | 50.86 | 50.14 | 43.44 | 55.88 | 52.89 | 49.28 | 55.88 | 50.14 | 46.17 | 50.86 | 52.89 | 49.28 | 50.3 | 52.89 | 49.28 | 55.88 | 52.89 | 49.28 | 54.91 | 45.06 | 0 | 51.37 | 47.65 | 43 | 51.37 | 90 | 104.44
6828 | 39.56 | 44.53 | 36.99 | 39.56 | 44.53 | 36.99 | 39.56 | 44.53 | 36.99 | 39.56 | 44.53 | 36.99 | 40.27 | 44.53 | 36.99 | 40.27 | 44.53 | 23.98 | 39.56 | 44.53 | 36.99 | 39.56 | 44.53 | 36.99 | 40.27 | 44.53 | 36.99 | 39.87 | 39.53 | 0 | 39.96 | 40.34 | 0 | 39.56 | 44.53 | 36.99 | 50.15 | 52.74 | 49.13 | 50.15 | 52.74 | 49.13 | 50.15 | 52.74 | 49.13 | 50.15 | 50.14 | 45.7 | 55.73 | 52.74 | 49.13 | 55.73 | 50.14 | 46.17 | 50.15 | 52.74 | 49.13 | 50.15 | 52.74 | 49.13 | 55.73 | 52.74 | 49.13 | 54.91 | 45.06 | 0 | 50.66 | 47.66 | 43 | 50.15 | 52.74 | 64.79
6829 | 39.36 | 44.33 | 36.79 | 39.36 | 44.33 | 36.79 | 39.36 | 44.33 | 36.79 | 39.36 | 44.32 | 36.79 | 40.07 | 44.32 | 36.79 | 40.07 | 44.32 | 23.98 | 39.36 | 44.33 | 36.79 | 39.36 | 44.33 | 36.79 | 40.07 | 44.32 | 36.79 | 39.66 | 39.53 | 0 | 39.76 | 40.34 | 0 | 39.36 | 44.33 | 36.79 | 49.95 | 52.54 | 48.92 | 49.95 | 52.54 | 48.92 | 49.95 | 52.54 | 48.92 | 49.95 | 50.14 | 45.7 | 55.53 | 52.54 | 48.92 | 55.53 | 50.14 | 48.14 | 49.95 | 52.54 | 48.92 | 49.95 | 52.54 | 48.92 | 55.53 | 52.54 | 48.92 | 54.6 | 45.06 | 0 | 50.45 | 47.66 | 43 | 49.95 | 52.54 | 64.79
6830 | 39.87 | 44.13 | 36.6 | 39.87 | 44.13 | 36.6 | 39.87 | 44.13 | 36.6 | 39.87 | 44.13 | 36.6 | 39.87 | 44.13 | 36.6 | 39.87 | 43.09 | 33.65 | 39.17 | 44.13 | 36.6 | 39.17 | 44.13 | 36.6 | 39.87 | 44.13 | 36.6 | 39.48 | 39.53 | 27.83 | 40.28 | 40.34 | 28.4 | 39.87 | 44.13 | 70.53 | 49.76 | 52.34 | 48.73 | 49.76 | 52.34 | 48.73 | 49.76 | 52.34 | 48.73 | 49.76 | 52.34 | 46.21 | 55.34 | 52.34 | 48.73 | 55.34 | 52.08 | 48.53 | 49.76 | 52.34 | 48.73 | 49.76 | 52.34 | 48.73 | 55.34 | 52.34 | 48.73 | 54.71 | 45.06 | 0 | 50.26 | 47.66 | 44.8 | 50.35 | 90 | 104.44
6831 | 39.31 | 43.97 | 36.43 | 39.31 | 43.97 | 36.43 | 39.31 | 43.97 | 36.43 | 39.31 | 43.97 | 36.43 | 39.71 | 43.97 | 36.43 | 39.71 | 43.97 | 33.69 | 39 | 43.97 | 36.43 | 39 | 43.97 | 36.43 | 39.71 | 43.97 | 36.43 | 39.71 | 41.37 | 27.83 | 39.71 | 42.22 | 32.35 | 41.16 | 43.97 | 74.8 | 49.59 | 52.18 | 48.57 | 49.59 | 52.18 | 48.57 | 49.59 | 52.18 | 48.57 | 49.59 | 52.18 | 46.68 | 55.17 | 52.18 | 48.57 | 55.17 | 52.08 | 48.57 | 49.59 | 52.18 | 48.57 | 49.59 | 52.18 | 48.57 | 55.17 | 52.18 | 48.57 | 54.62 | 45.06 | 35.83 | 50.09 | 50.01 | 44.8 | 55.17 | 90 | 104.44
6832 | 39.65 | 46.46 | 36.38 | 39.65 | 46.46 | 36.38 | 39.65 | 46.46 | 36.38 | 39.65 | 46.46 | 36.38 | 39.65 | 46.46 | 36.38 | 39.65 | 46.46 | 36.38 | 38.95 | 46.46 | 36.38 | 38.95 | 43.92 | 36.38 | 39.65 | 46.46 | 36.38 | 40.05 | 45.99 | 33.4 | 40.05 | 46.92 | 34.42 | 45.72 | 46.46 | 74.8 | 49.53 | 52.12 | 48.51 | 49.53 | 52.12 | 48.51 | 49.53 | 52.12 | 48.51 | 49.53 | 52.12 | 47.15 | 55.11 | 52.12 | 48.51 | 55.11 | 52.12 | 48.51 | 49.53 | 52.12 | 48.51 | 49.53 | 52.12 | 48.51 | 55.11 | 52.12 | 48.51 | 55.67 | 47.66 | 42.59 | 54.56 | 50.83 | 44.8 | 67.36 | 90 | 107.67
6833 | 39.83 | 46.63 | 36.55 | 39.83 | 46.63 | 36.55 | 39.83 | 46.63 | 36.55 | 39.83 | 46.63 | 36.55 | 39.83 | 46.63 | 36.55 | 39.83 | 46.63 | 36.55 | 39.12 | 46.63 | 36.55 | 39.12 | 44.1 | 36.55 | 39.83 | 46.63 | 36.55 | 40.23 | 46.17 | 33.63 | 40.23 | 47.1 | 35.14 | 45.72 | 46.63 | 74.8 | 54.19 | 52.41 | 48.69 | 54.19 | 52.41 | 48.69 | 54.19 | 52.41 | 48.69 | 54.19 | 52.41 | 48.69 | 55.29 | 52.41 | 48.69 | 55.29 | 52.41 | 48.69 | 49.71 | 52.41 | 48.69 | 49.71 | 52.3 | 48.69 | 55.29 | 52.41 | 48.69 | 55.85 | 51.36 | 44.38 | 54.73 | 52.41 | 45.28 | 71.26 | 90 | 107.67
6834 | 40.18 | 46.98 | 36.9 | 40.18 | 46.98 | 36.9 | 40.18 | 46.98 | 36.9 | 40.18 | 46.98 | 36.9 | 40.18 | 46.98 | 36.9 | 40.18 | 46.98 | 36.59 | 39.47 | 46.98 | 36.9 | 39.47 | 44.45 | 36.9 | 40.18 | 46.98 | 36.9 | 40.58 | 46.51 | 33.63 | 40.58 | 46.52 | 35.14 | 40.18 | 46.98 | 70.53 | 50.06 | 52.75 | 49.03 | 50.06 | 52.75 | 49.03 | 50.06 | 52.75 | 49.03 | 50.06 | 52.75 | 49.03 | 55.64 | 52.75 | 49.03 | 55.64 | 52.75 | 49.03 | 50.06 | 52.75 | 49.03 | 50.06 | 52.65 | 49.03 | 55.64 | 52.75 | 49.03 | 56.2 | 51.36 | 44.38 | 55.08 | 52.41 | 45.28 | 50.06 | 90 | 104.44
6835 | 39.6 | 44.57 | 37.03 | 39.6 | 44.57 | 37.03 | 39.6 | 44.57 | 37.03 | 39.6 | 44.57 | 37.03 | 40.31 | 47.11 | 37.03 | 40.31 | 47.11 | 37.03 | 39.6 | 44.57 | 37.03 | 39.6 | 44.57 | 37.03 | 40.31 | 47.11 | 37.03 | 40 | 44.12 | 33.63 | 40 | 44.12 | 34.42 | 39.6 | 44.57 | 70.53 | 50.19 | 52.78 | 49.17 | 50.19 | 52.78 | 49.17 | 50.19 | 52.78 | 49.17 | 50.19 | 52.78 | 49.17 | 55.77 | 52.88 | 49.17 | 55.77 | 52.88 | 49.17 | 50.19 | 52.78 | 49.17 | 50.19 | 52.78 | 49.17 | 55.77 | 52.88 | 49.17 | 55.21 | 52.25 | 44.38 | 50.7 | 52.25 | 44.8 | 50.19 | 84.7 | 104.44
6836 | 39.2 | 44.17 | 36.63 | 39.2 | 44.17 | 36.63 | 39.2 | 44.17 | 36.63 | 39.2 | 44.17 | 36.63 | 39.91 | 46.71 | 36.63 | 39.91 | 46.71 | 36.63 | 39.2 | 44.17 | 36.63 | 39.2 | 44.17 | 36.63 | 39.91 | 46.71 | 36.63 | 39.6 | 43.73 | 33.63 | 39.6 | 43.73 | 34.42 | 39.2 | 44.17 | 70.53 | 49.79 | 52.38 | 48.77 | 49.79 | 52.38 | 48.77 | 49.79 | 52.38 | 48.77 | 49.79 | 52.38 | 48.77 | 55.37 | 52.49 | 48.77 | 55.37 | 52.49 | 48.77 | 49.79 | 52.38 | 48.77 | 49.79 | 52.38 | 48.77 | 55.37 | 52.49 | 48.77 | 54.82 | 50.82 | 43.9 | 50.3 | 51.86 | 44.8 | 49.79 | 76.35 | 90
6837 | 38.95 | 43.91 | 36.38 | 38.95 | 43.91 | 36.38 | 38.95 | 43.91 | 36.38 | 38.95 | 43.91 | 36.38 | 39.65 | 46.45 | 36.38 | 39.65 | 46.46 | 36.38 | 38.95 | 43.91 | 36.38 | 38.95 | 43.91 | 36.38 | 39.65 | 46.45 | 36.38 | 39.26 | 42.81 | 33.63 | 39.34 | 43.47 | 34.42 | 38.95 | 43.91 | 36.38 | 49.53 | 52.12 | 48.51 | 49.53 | 52.12 | 48.51 | 49.53 | 52.12 | 48.51 | 49.53 | 52.12 | 48.51 | 55.11 | 52.23 | 48.51 | 55.11 | 52.23 | 48.51 | 49.53 | 52.12 | 48.51 | 49.53 | 52.12 | 48.51 | 55.11 | 52.23 | 48.51 | 54.56 | 50.57 | 43.9 | 50.03 | 51.6 | 44.8 | 49.53 | 52.12 | 64.79
6838 | 38.81 | 43.78 | 36.24 | 38.81 | 43.78 | 36.24 | 38.81 | 43.78 | 36.24 | 38.81 | 43.78 | 36.24 | 39.52 | 46.23 | 36.24 | 39.52 | 46.23 | 36.24 | 38.81 | 43.78 | 36.24 | 38.81 | 43.78 | 36.24 | 39.52 | 46.23 | 36.24 | 39.12 | 42.81 | 33.4 | 39.2 | 43.34 | 34.42 | 38.81 | 43.78 | 36.24 | 49.4 | 51.99 | 48.38 | 49.4 | 51.99 | 48.38 | 49.4 | 51.99 | 48.38 | 49.4 | 51.99 | 46.68 | 54.98 | 52.1 | 48.38 | 54.98 | 52.1 | 47.16 | 49.4 | 51.99 | 48.38 | 49.4 | 51.99 | 48.38 | 54.98 | 52.1 | 48.38 | 54.43 | 49.01 | 43.9 | 49.9 | 51.47 | 44.8 | 49.4 | 51.99 | 64.79
6839 | 38.35 | 43.32 | 35.78 | 38.35 | 43.32 | 35.78 | 38.35 | 43.32 | 35.78 | 38.35 | 43.32 | 35.78 | 39.06 | 45.77 | 35.78 | 39.06 | 45.77 | 35.78 | 38.35 | 43.32 | 35.78 | 38.35 | 43.32 | 35.78 | 39.06 | 45.77 | 35.78 | 38.67 | 42.81 | 33.4 | 38.74 | 42.89 | 34.42 | 38.35 | 43.32 | 35.78 | 48.94 | 51.53 | 47.92 | 48.94 | 51.53 | 47.92 | 48.94 | 51.53 | 47.92 | 48.94 | 51.53 | 46.68 | 54.52 | 51.64 | 47.92 | 54.52 | 51.64 | 47.16 | 48.94 | 51.53 | 47.92 | 48.94 | 51.53 | 47.92 | 54.52 | 51.64 | 47.92 | 53.98 | 47.66 | 17.65 | 49.44 | 51.01 | 44.8 | 48.94 | 51.53 | 63.5
6840 | 38.56 | 43.53 | 35.99 | 38.56 | 43.53 | 35.99 | 38.56 | 43.53 | 35.99 | 38.56 | 43.53 | 35.99 | 39.27 | 45.3 | 35.99 | 39.27 | 45.3 | 35.99 | 38.56 | 43.53 | 35.99 | 38.56 | 43.53 | 35.99 | 39.27 | 45.3 | 35.99 | 38.88 | 42.81 | 33.4 | 38.95 | 43.09 | 34.42 | 38.56 | 43.53 | 35.99 | 49.15 | 51.74 | 48.13 | 49.15 | 51.74 | 48.13 | 49.15 | 51.74 | 48.13 | 49.15 | 51.74 | 46.68 | 54.73 | 51.74 | 48.13 | 54.73 | 51.74 | 47.16 | 49.15 | 51.74 | 48.13 | 49.15 | 51.74 | 48.13 | 54.73 | 51.74 | 48.13 | 54.18 | 46.23 | 0 | 49.65 | 50.32 | 44.8 | 49.15 | 51.74 | 57.92
6841 | 38.23 | 43.09 | 35.66 | 38.23 | 43.09 | 35.66 | 38.23 | 43.09 | 35.66 | 38.23 | 43.09 | 35.66 | 38.93 | 43.09 | 35.66 | 38.93 | 43.09 | 35.66 | 38.23 | 43.09 | 35.66 | 38.23 | 43.19 | 35.66 | 38.93 | 43.09 | 35.66 | 38.54 | 40.55 | 32.54 | 38.61 | 41.38 | 34.42 | 38.23 | 43.09 | 35.66 | 48.82 | 51.4 | 47.79 | 48.82 | 51.4 | 47.79 | 48.82 | 51.4 | 47.79 | 48.82 | 51.4 | 46.68 | 54.39 | 51.4 | 47.79 | 54.39 | 51.4 | 47.16 | 48.82 | 51.4 | 47.79 | 48.82 | 51.4 | 47.79 | 54.39 | 51.4 | 47.79 | 53.85 | 46.23 | 0 | 49.31 | 50.01 | 44.8 | 48.82 | 51.4 | 51.3
6842 | 37.89 | 42.66 | 35.32 | 37.89 | 42.66 | 35.32 | 37.89 | 42.66 | 35.32 | 37.89 | 42.66 | 35.32 | 38.6 | 42.66 | 35.32 | 38.6 | 42.66 | 35.32 | 37.89 | 42.66 | 35.32 | 37.89 | 42.85 | 35.32 | 38.6 | 42.66 | 35.32 | 38.21 | 39.73 | 32.54 | 38.27 | 41.38 | 34.42 | 37.89 | 42.66 | 35.32 | 48.48 | 51.07 | 47.45 | 48.48 | 51.07 | 47.45 | 48.48 | 51.07 | 47.45 | 48.48 | 51.07 | 46.68 | 54.06 | 51.07 | 47.45 | 54.06 | 51.07 | 47.16 | 48.48 | 51.07 | 47.45 | 48.48 | 51.07 | 47.45 | 54.06 | 51.07 | 47.45 | 52.76 | 46.23 | 0 | 48.97 | 50.01 | 44.8 | 48.48 | 51.07 | 51.3
6843 | 37.8 | 42.66 | 35.23 | 37.8 | 42.66 | 35.23 | 37.8 | 42.66 | 35.23 | 37.8 | 42.66 | 35.23 | 38.5 | 42.66 | 35.23 | 38.5 | 42.66 | 35.23 | 37.8 | 42.66 | 35.23 | 37.8 | 42.76 | 35.23 | 38.5 | 42.66 | 35.23 | 38.12 | 39.15 | 27.83 | 38.18 | 41.38 | 34.42 | 37.8 | 42.66 | 35.23 | 48.38 | 50.97 | 46.68 | 48.38 | 50.97 | 46.68 | 48.38 | 50.97 | 46.68 | 48.38 | 50.97 | 46.68 | 53.96 | 50.97 | 46.68 | 53.96 | 50.97 | 46.68 | 48.38 | 50.97 | 46.68 | 48.38 | 50.97 | 47.36 | 53.96 | 50.97 | 46.68 | 52.35 | 45.06 | 0 | 48.87 | 47.66 | 44.8 | 48.38 | 50.97 | 56.76
6844 | 37.8 | 41.39 | 35.23 | 37.8 | 41.39 | 35.23 | 37.8 | 41.39 | 35.23 | 37.8 | 41.39 | 35.23 | 38.51 | 41.39 | 35.23 | 38.51 | 41.39 | 35.23 | 37.8 | 41.39 | 35.23 | 37.8 | 42.77 | 35.23 | 38.51 | 41.39 | 35.23 | 38.12 | 38.95 | 27.83 | 38.18 | 40.98 | 34.42 | 37.8 | 41.39 | 35.23 | 48.39 | 49.13 | 46.68 | 48.39 | 49.13 | 46.68 | 48.39 | 49.13 | 46.68 | 48.39 | 49.13 | 46.68 | 53.97 | 49.13 | 46.68 | 53.97 | 49.13 | 46.68 | 48.39 | 49.13 | 46.68 | 48.39 | 50.98 | 47.37 | 53.97 | 49.13 | 46.68 | 52.35 | 45.06 | 0 | 48.88 | 47.66 | 44.8 | 48.39 | 50.98 | 51.3
6845 | 38.1 | 41.39 | 35.53 | 38.1 | 41.39 | 35.53 | 38.1 | 41.39 | 35.53 | 38.1 | 41.39 | 35.53 | 38.8 | 41.39 | 35.53 | 38.8 | 41.39 | 35.53 | 38.1 | 41.39 | 35.53 | 38.1 | 43.06 | 35.53 | 38.8 | 41.39 | 35.53 | 38.42 | 38.95 | 27.83 | 38.48 | 40.98 | 34.42 | 38.1 | 41.39 | 35.53 | 48.68 | 49.13 | 46.68 | 48.68 | 49.13 | 46.68 | 48.68 | 49.13 | 46.68 | 48.68 | 49.13 | 46.68 | 54.26 | 49.13 | 46.68 | 54.26 | 49.13 | 46.68 | 48.68 | 49.13 | 46.68 | 48.68 | 51.27 | 47.66 | 54.26 | 49.13 | 46.68 | 53.02 | 45.06 | 0 | 49.18 | 48.64 | 44.8 | 48.68 | 51.19 | 51.3
6846 | 38.3 | 42.2 | 35.65 | 38.3 | 42.2 | 35.65 | 38.3 | 42.2 | 35.65 | 38.3 | 42.2 | 35.65 | 39.01 | 42.2 | 35.65 | 39.01 | 42.2 | 35.65 | 38.3 | 42.2 | 35.65 | 38.3 | 43.27 | 35.73 | 39.01 | 42.2 | 35.65 | 38.62 | 39.71 | 27.83 | 38.69 | 41.38 | 34.42 | 38.3 | 42.2 | 35.65 | 48.89 | 51.19 | 46.68 | 48.89 | 51.19 | 46.68 | 48.89 | 51.19 | 46.68 | 48.89 | 51.19 | 46.68 | 54.47 | 51.19 | 46.68 | 54.47 | 51.19 | 46.68 | 48.89 | 51.19 | 46.68 | 48.89 | 51.48 | 47.87 | 54.47 | 51.19 | 46.68 | 53.93 | 45.06 | 0 | 49.38 | 50.01 | 44.8 | 48.89 | 51.19 | 51.3
6847 | 38.43 | 43.4 | 35.65 | 38.43 | 43.4 | 35.65 | 38.43 | 43.4 | 35.65 | 38.43 | 43.4 | 35.65 | 39.14 | 45.85 | 35.65 | 39.14 | 45.94 | 35.65 | 38.43 | 43.4 | 35.65 | 38.43 | 43.4 | 35.86 | 39.14 | 45.85 | 35.65 | 38.75 | 42.81 | 32.74 | 38.82 | 42.97 | 34.42 | 38.43 | 43.4 | 35.86 | 49.02 | 51.61 | 46.68 | 49.02 | 51.61 | 46.68 | 49.02 | 51.61 | 46.68 | 49.02 | 51.61 | 46.68 | 54.6 | 51.61 | 46.68 | 54.6 | 51.61 | 46.68 | 49.02 | 51.61 | 46.68 | 49.02 | 51.61 | 48 | 54.6 | 51.61 | 46.68 | 54.05 | 47.49 | 0 | 49.52 | 51.09 | 44.8 | 49.02 | 51.61 | 51.3
6848 | 38.75 | 43.72 | 35.99 | 38.75 | 43.72 | 35.99 | 38.75 | 43.72 | 35.99 | 38.75 | 43.72 | 35.99 | 39.46 | 46.17 | 35.99 | 39.46 | 46.25 | 35.99 | 38.75 | 43.72 | 35.99 | 38.75 | 43.72 | 36.18 | 39.46 | 46.17 | 35.99 | 39.06 | 42.81 | 32.74 | 39.14 | 43.28 | 34.42 | 38.75 | 43.72 | 36.18 | 49.34 | 51.93 | 46.68 | 49.34 | 51.93 | 46.68 | 49.34 | 51.93 | 46.68 | 49.34 | 51.93 | 46.17 | 54.92 | 51.93 | 46.68 | 54.92 | 51.93 | 46.68 | 49.34 | 51.93 | 46.68 | 49.34 | 51.93 | 48.32 | 54.92 | 51.93 | 46.68 | 54.37 | 47.05 | 0 | 49.84 | 50.01 | 44.8 | 49.34 | 51.93 | 51.3
6849 | 39.01 | 43.09 | 35.65 | 39.01 | 43.09 | 35.65 | 39.01 | 43.09 | 35.65 | 39.01 | 43.09 | 35.65 | 39.72 | 43.09 | 35.65 | 39.72 | 43.09 | 35.65 | 39.01 | 43.09 | 35.65 | 39.01 | 43.98 | 36.44 | 39.72 | 43.09 | 35.65 | 39.32 | 40.54 | 32.54 | 39.41 | 41.38 | 34.42 | 39.01 | 43.09 | 36.44 | 49.6 | 49.42 | 46.68 | 49.6 | 49.42 | 46.68 | 49.6 | 49.42 | 46.68 | 49.6 | 49.42 | 45.7 | 55.18 | 51.61 | 46.68 | 55.18 | 51.61 | 46.68 | 49.6 | 51.61 | 46.68 | 49.6 | 52.19 | 48.58 | 55.18 | 51.61 | 46.68 | 54.63 | 45.06 | 0 | 50.1 | 47.66 | 44.8 | 49.6 | 50.95 | 48.58
6850 | 39.1 | 42.61 | 33.32 | 39.1 | 42.61 | 33.32 | 39.1 | 42.61 | 33.32 | 39.1 | 42.61 | 33.32 | 39.81 | 42.61 | 33.32 | 39.81 | 42.61 | 33.32 | 39.1 | 42.61 | 33.32 | 39.1 | 44.07 | 36.53 | 39.81 | 42.61 | 33.32 | 39.41 | 38.93 | 27.83 | 39.5 | 41.38 | 32.32 | 39.1 | 42.61 | 36.53 | 49.69 | 49.13 | 46.17 | 49.69 | 49.13 | 46.17 | 49.69 | 49.13 | 46.17 | 49.69 | 49.13 | 44.32 | 55.27 | 49.13 | 46.45 | 55.27 | 49.13 | 46.45 | 49.69 | 49.13 | 46.45 | 49.69 | 52.28 | 48.67 | 55.27 | 49.13 | 46.45 | 54.72 | 45.06 | 0 | 50.19 | 47.66 | 43.88 | 49.69 | 50.95 | 48.67
6851 | 39.07 | 40.46 | 31.64 | 39.07 | 40.46 | 31.64 | 39.07 | 40.46 | 31.64 | 39.07 | 40.46 | 31.64 | 39.77 | 40.46 | 31.64 | 39.77 | 40.46 | 31.64 | 39.07 | 40.46 | 31.64 | 39.07 | 44.03 | 36.5 | 39.77 | 40.46 | 31.64 | 39.38 | 12.33 | 12.33 | 39.44 | 12.59 | 12.59 | 39.07 | 40.46 | 36.5 | 49.65 | 48.43 | 46.17 | 49.65 | 48.43 | 46.17 | 49.65 | 48.43 | 46.17 | 49.65 | 48.43 | 43.44 | 55.23 | 48.43 | 46.34 | 55.23 | 48.43 | 46.34 | 49.65 | 48.43 | 46.45 | 49.65 | 52.24 | 48.63 | 55.23 | 48.43 | 46.34 | 53.37 | 43.11 | 0 | 50.16 | 47.66 | 43 | 49.65 | 50.17 | 48.63
6852 | 38.94 | 40.05 | 33.32 | 38.94 | 40.05 | 33.32 | 38.94 | 40.05 | 33.32 | 38.94 | 40.05 | 33.32 | 39.65 | 40.05 | 33.32 | 39.65 | 40.05 | 33.32 | 38.94 | 40.05 | 33.32 | 38.94 | 43.9 | 36.37 | 39.65 | 40.05 | 33.32 | 39.19 | 12.33 | 0 | 39.19 | 12.59 | 0 | 38.94 | 40.05 | 33.32 | 49.53 | 48.43 | 46.17 | 49.53 | 48.43 | 46.17 | 49.53 | 48.43 | 46.17 | 49.53 | 48.43 | 43.44 | 55.11 | 48.43 | 46.34 | 55.11 | 48.43 | 46.34 | 49.53 | 48.43 | 46.45 | 49.53 | 52.12 | 48.5 | 55.11 | 48.43 | 46.34 | 53.02 | 41.16 | 0 | 50.03 | 47.66 | 43 | 49.53 | 50.06 | 48.5
6853 | 38.76 | 40.54 | 33.06 | 38.76 | 40.54 | 33.06 | 38.76 | 40.54 | 33.06 | 38.76 | 40.54 | 33.06 | 39.47 | 40.54 | 33.06 | 39.47 | 40.54 | 33.06 | 38.76 | 40.54 | 33.06 | 38.76 | 43.73 | 36.19 | 39.47 | 40.54 | 33.06 | 38.89 | 12.33 | 0 | 39.15 | 40.13 | 32.32 | 38.76 | 40.54 | 33.06 | 49.35 | 49 | 46.17 | 49.35 | 49 | 46.17 | 49.35 | 49 | 46.17 | 49.35 | 49 | 44.32 | 54.06 | 49 | 46.34 | 54.06 | 49 | 46.34 | 49.35 | 49 | 46.47 | 49.35 | 51.94 | 48.33 | 54.06 | 49 | 46.34 | 50.87 | 20.83 | 0 | 49.85 | 47.66 | 43.88 | 49.35 | 50.06 | 48.33
6854 | 38.63 | 40.55 | 34.09 | 38.63 | 40.55 | 34.09 | 38.63 | 40.55 | 34.09 | 38.63 | 40.55 | 34.09 | 39.34 | 40.55 | 34.09 | 39.34 | 40.55 | 34.09 | 38.63 | 40.55 | 34.09 | 38.63 | 43.6 | 36.06 | 39.34 | 40.55 | 34.09 | 38.52 | 12.33 | 0 | 39.02 | 40.14 | 33.74 | 38.63 | 40.55 | 36.06 | 49.22 | 49 | 46.17 | 49.22 | 49 | 46.17 | 49.22 | 49 | 46.17 | 49.22 | 49 | 45.7 | 53.55 | 49 | 46.34 | 53.55 | 49 | 46.34 | 49.22 | 49 | 46.45 | 49.22 | 51.81 | 48.2 | 53.55 | 49 | 46.34 | 50.36 | 20.83 | 0 | 49.72 | 48.51 | 44.8 | 49.22 | 50.17 | 48.2
6855 | 38.58 | 43.54 | 34.77 | 38.58 | 43.54 | 34.77 | 38.58 | 43.54 | 34.77 | 38.58 | 43.54 | 34.77 | 39.28 | 43.54 | 34.77 | 39.28 | 43.54 | 34.77 | 38.58 | 43.54 | 34.77 | 38.58 | 43.54 | 36.01 | 39.28 | 43.54 | 34.77 | 38.89 | 13.11 | 12.33 | 38.97 | 43.11 | 34.42 | 38.58 | 43.54 | 36.01 | 49.16 | 51.75 | 46.17 | 49.16 | 51.75 | 46.17 | 49.16 | 51.75 | 46.17 | 49.16 | 51.75 | 46.17 | 54.74 | 51.75 | 46.34 | 54.74 | 51.75 | 46.34 | 49.16 | 51.75 | 46.34 | 49.16 | 51.75 | 48.14 | 54.74 | 51.75 | 46.34 | 51.51 | 44.35 | 35.83 | 50.48 | 51.24 | 44.8 | 49.16 | 51.75 | 48.14
6856 | 38.67 | 43.64 | 36.1 | 38.67 | 43.64 | 36.1 | 38.67 | 43.64 | 36.1 | 38.67 | 43.64 | 36.1 | 39.38 | 46.03 | 36.1 | 39.38 | 46.03 | 36.1 | 38.67 | 43.64 | 36.1 | 38.67 | 43.64 | 36.1 | 39.38 | 46.03 | 36.1 | 39.38 | 42.81 | 34.42 | 39.06 | 43.68 | 35.74 | 38.67 | 43.64 | 36.1 | 49.26 | 51.85 | 48.24 | 49.26 | 51.85 | 48.24 | 49.26 | 51.85 | 48.24 | 49.26 | 51.85 | 48.24 | 54.84 | 51.85 | 48.24 | 54.84 | 51.85 | 48.24 | 49.26 | 51.85 | 48.24 | 49.26 | 51.85 | 48.24 | 54.84 | 51.85 | 48.24 | 55.39 | 47.19 | 44.38 | 54.29 | 51.33 | 45.28 | 49.26 | 51.85 | 60.63
6857 | 38.97 | 43.94 | 36.4 | 38.97 | 43.94 | 36.4 | 38.97 | 43.94 | 36.4 | 38.97 | 43.94 | 36.4 | 39.68 | 46.47 | 36.4 | 39.68 | 46.48 | 36.4 | 38.97 | 43.94 | 36.4 | 38.97 | 43.94 | 36.4 | 39.68 | 46.47 | 36.4 | 40.08 | 44.38 | 34.42 | 39.37 | 44.38 | 36.04 | 38.97 | 43.94 | 36.4 | 49.56 | 52.15 | 48.54 | 49.56 | 52.15 | 48.54 | 49.56 | 52.15 | 48.54 | 49.56 | 52.15 | 48.54 | 55.14 | 52.26 | 48.54 | 55.14 | 52.26 | 48.54 | 49.56 | 52.15 | 48.54 | 49.56 | 52.15 | 48.54 | 55.14 | 52.26 | 48.54 | 66.75 | 50.6 | 44.8 | 68.11 | 51.63 | 45.72 | 49.56 | 52.15 | 51.3
6858 | 39.34 | 44.31 | 36.78 | 39.34 | 44.31 | 36.78 | 39.34 | 44.31 | 36.78 | 39.34 | 44.31 | 36.78 | 40.05 | 46.84 | 36.78 | 40.05 | 46.85 | 36.78 | 39.34 | 44.31 | 36.78 | 39.34 | 44.31 | 36.78 | 40.05 | 46.84 | 36.78 | 40.46 | 45.67 | 34.77 | 39.74 | 44.76 | 36.41 | 39.34 | 44.31 | 36.78 | 49.93 | 52.52 | 48.91 | 49.93 | 52.52 | 48.91 | 49.93 | 52.52 | 48.91 | 49.93 | 52.52 | 48.91 | 55.51 | 52.63 | 48.91 | 55.51 | 52.63 | 48.91 | 49.93 | 52.52 | 48.91 | 49.93 | 52.52 | 48.91 | 55.51 | 52.63 | 48.91 | 75.18 | 52.1 | 44.8 | 73.67 | 53.05 | 45.72 | 49.93 | 52.52 | 48.91
6859 | 39.59 | 44.56 | 37.03 | 39.59 | 44.56 | 37.03 | 39.59 | 44.56 | 37.03 | 39.59 | 44.56 | 37.03 | 40.3 | 47.09 | 37.03 | 40.3 | 47.1 | 37.03 | 39.59 | 44.56 | 37.03 | 39.59 | 44.56 | 37.03 | 40.3 | 47.09 | 37.03 | 40.71 | 46.63 | 35.83 | 39.99 | 45.01 | 36.66 | 39.59 | 44.56 | 37.03 | 50.18 | 52.77 | 46.18 | 50.18 | 52.77 | 46.18 | 50.18 | 52.77 | 46.18 | 50.18 | 52.77 | 46.18 | 55.76 | 52.88 | 49.16 | 55.76 | 52.88 | 49.16 | 50.18 | 52.77 | 49.16 | 50.18 | 52.77 | 49.16 | 55.76 | 52.88 | 49.16 | 73.68 | 52.35 | 44.8 | 72.21 | 53.3 | 45.72 | 50.18 | 52.77 | 47.61
6860 | 39.2 | 44.17 | 36.63 | 39.2 | 44.17 | 36.63 | 39.2 | 44.17 | 36.63 | 39.2 | 44.17 | 36.63 | 39.91 | 46.7 | 36.63 | 39.91 | 46.71 | 36.63 | 39.2 | 44.17 | 36.63 | 39.2 | 44.17 | 36.63 | 39.91 | 46.7 | 36.63 | 40.31 | 46.24 | 35.48 | 39.59 | 44.61 | 36.26 | 39.2 | 44.17 | 36.63 | 49.79 | 52.38 | 46.17 | 49.79 | 52.38 | 46.17 | 49.79 | 52.38 | 46.17 | 49.79 | 52.38 | 46.17 | 55.37 | 52.48 | 48.76 | 55.37 | 52.48 | 48.76 | 49.79 | 52.38 | 48.76 | 49.79 | 52.38 | 48.76 | 55.37 | 52.48 | 48.76 | 68.11 | 51.36 | 45.7 | 66.75 | 52.41 | 45.7 | 49.79 | 52.38 | 46.17
6861 | 38.89 | 43.86 | 35.12 | 38.89 | 43.86 | 35.12 | 38.89 | 43.86 | 35.12 | 38.89 | 43.86 | 35.12 | 39.6 | 46.39 | 36.32 | 39.6 | 46.4 | 36.32 | 38.89 | 43.86 | 36.32 | 38.89 | 43.86 | 36.32 | 39.6 | 46.39 | 36.32 | 40.08 | 45.94 | 34.77 | 39.28 | 44.3 | 34.77 | 38.89 | 43.86 | 35.12 | 48.37 | 51.19 | 46.17 | 48.37 | 51.19 | 46.17 | 48.37 | 51.19 | 46.17 | 48.37 | 51.19 | 46.17 | 55.06 | 52.17 | 48.45 | 55.06 | 52.17 | 48.45 | 49.48 | 52.07 | 48.45 | 49.48 | 52.07 | 48.45 | 55.06 | 52.17 | 48.45 | 68.11 | 51.36 | 45.7 | 66.75 | 51.71 | 45.7 | 48.37 | 51.19 | 46.17
6862 | 38.76 | 43.73 | 35.47 | 38.76 | 43.73 | 35.47 | 38.76 | 43.73 | 35.47 | 38.76 | 43.73 | 35.47 | 39.47 | 46.19 | 36.19 | 39.47 | 46.27 | 36.19 | 38.76 | 43.73 | 36.19 | 38.76 | 43.73 | 36.19 | 39.47 | 46.19 | 36.19 | 50.38 | 46.74 | 35.83 | 49.37 | 44.17 | 35.83 | 38.76 | 43.73 | 35.47 | 47.5 | 51.52 | 46.18 | 47.5 | 51.52 | 46.18 | 47.5 | 51.52 | 46.18 | 47.5 | 51.52 | 46.18 | 54.93 | 52.04 | 48.33 | 54.93 | 52.04 | 48.33 | 49.35 | 51.94 | 48.33 | 49.35 | 51.94 | 48.33 | 54.93 | 52.04 | 48.33 | 68.82 | 52.04 | 47.6 | 67.45 | 52.04 | 46.65 | 47.5 | 51.52 | 46.18
6863 | 38.34 | 43.31 | 35.41 | 38.34 | 43.31 | 35.41 | 38.34 | 43.31 | 35.41 | 38.34 | 43.31 | 35.41 | 39.05 | 45.77 | 35.77 | 39.05 | 45.85 | 35.77 | 38.34 | 43.31 | 35.77 | 38.34 | 43.31 | 35.77 | 39.05 | 45.77 | 35.77 | 46.05 | 47.55 | 35.77 | 45.12 | 43.74 | 35.77 | 38.34 | 43.31 | 35.41 | 46.09 | 51.11 | 46.17 | 46.09 | 51.11 | 46.17 | 46.09 | 51.11 | 46.17 | 46.09 | 51.11 | 46.17 | 54.51 | 51.62 | 47.91 | 54.51 | 51.62 | 47.91 | 48.93 | 51.52 | 47.91 | 48.93 | 51.52 | 47.91 | 54.51 | 51.62 | 47.91 | 62.11 | 51.62 | 47.43 | 60.86 | 51.62 | 46.63 | 46.09 | 51.11 | 46.17
6864 | 38.52 | 43.48 | 35.47 | 38.52 | 43.48 | 35.47 | 38.52 | 43.48 | 35.47 | 38.52 | 43.48 | 35.47 | 39.22 | 45.94 | 35.95 | 39.22 | 46.03 | 35.95 | 38.52 | 43.48 | 35.95 | 38.52 | 43.48 | 35.95 | 39.22 | 45.94 | 35.95 | 44.45 | 47.55 | 35.83 | 43.56 | 43.92 | 35.83 | 38.52 | 43.48 | 35.47 | 47.5 | 51.19 | 46.18 | 47.5 | 51.19 | 46.18 | 47.5 | 51.19 | 46.18 | 47.5 | 51.19 | 46.18 | 54.69 | 51.8 | 48.08 | 54.69 | 51.8 | 48.08 | 49.11 | 51.7 | 48.08 | 49.11 | 51.7 | 48.08 | 54.69 | 51.8 | 48.08 | 61.49 | 52.32 | 47.6 | 60.26 | 51.71 | 46.65 | 47.5 | 51.19 | 46.18
6865 | 38.08 | 43.05 | 34.81 | 38.08 | 43.05 | 34.81 | 38.08 | 43.05 | 34.81 | 38.08 | 43.05 | 34.81 | 38.79 | 45.51 | 35.51 | 38.79 | 45.59 | 35.51 | 38.08 | 43.05 | 35.51 | 38.08 | 43.05 | 35.51 | 38.79 | 45.51 | 35.51 | 42.47 | 47.55 | 35.16 | 41.62 | 43.48 | 35.16 | 38.08 | 43.05 | 34.81 | 36.14 | 50.85 | 46.17 | 36.14 | 50.85 | 46.17 | 36.14 | 50.85 | 46.17 | 36.14 | 50.85 | 46.17 | 54.25 | 51.36 | 47.65 | 54.25 | 51.36 | 47.65 | 48.67 | 51.26 | 47.65 | 48.67 | 51.26 | 47.65 | 54.25 | 51.36 | 47.65 | 61.49 | 51.36 | 46.63 | 60.26 | 51.36 | 46.63 | 36.14 | 50.85 | 46.17
6866 | 37.73 | 42.7 | 34.47 | 37.73 | 42.7 | 34.47 | 37.73 | 42.7 | 34.47 | 37.73 | 42.7 | 34.47 | 38.44 | 45.16 | 35.17 | 38.44 | 45.25 | 35.17 | 37.73 | 42.7 | 35.17 | 37.73 | 42.7 | 35.17 | 38.44 | 45.16 | 35.17 | 41.18 | 46.06 | 34.81 | 40.35 | 43.13 | 34.81 | 37.73 | 42.7 | 34.47 | 47.5 | 50.51 | 46.17 | 47.5 | 50.51 | 46.17 | 47.5 | 50.51 | 46.17 | 47.5 | 50.51 | 46.17 | 53.9 | 51.02 | 47.3 | 53.9 | 51.02 | 47.3 | 48.32 | 50.91 | 47.3 | 48.32 | 50.91 | 47.3 | 53.9 | 51.02 | 47.3 | 58.19 | 51.02 | 46.63 | 57.03 | 51.02 | 46.63 | 47.5 | 50.51 | 46.17
6867 | 37.65 | 42.62 | 34.43 | 37.65 | 42.62 | 34.43 | 37.65 | 42.62 | 34.43 | 37.65 | 42.62 | 34.43 | 38.36 | 45.01 | 35.09 | 38.36 | 45.01 | 35.09 | 37.65 | 42.62 | 35.09 | 37.65 | 42.62 | 35.09 | 38.36 | 45.01 | 35.09 | 38.75 | 44.56 | 34.73 | 38.03 | 43.05 | 34.73 | 37.65 | 42.62 | 34.43 | 47.5 | 50.42 | 46.17 | 47.5 | 50.42 | 46.17 | 47.5 | 50.42 | 46.17 | 47.5 | 50.42 | 46.17 | 53.82 | 50.94 | 47.16 | 53.82 | 50.94 | 47.16 | 48.24 | 50.83 | 47.16 | 48.24 | 50.83 | 47.16 | 53.82 | 50.94 | 47.16 | 56.27 | 50.43 | 45.7 | 55.15 | 50.93 | 45.7 | 47.5 | 50.42 | 46.17
6868 | 37.68 | 42.44 | 34.07 | 37.68 | 42.44 | 34.07 | 37.68 | 42.44 | 34.07 | 37.68 | 42.44 | 34.07 | 38.39 | 43.31 | 35.11 | 38.39 | 43.31 | 35.11 | 37.68 | 42.65 | 35.11 | 37.68 | 42.65 | 35.11 | 38.39 | 43.31 | 35.11 | 38.84 | 42.87 | 34.42 | 38.06 | 42.87 | 34.42 | 37.68 | 42.44 | 34.07 | 47.5 | 50.17 | 46.17 | 47.5 | 50.17 | 46.17 | 47.5 | 50.17 | 46.17 | 47.5 | 50.17 | 46.17 | 53.85 | 50.86 | 46.45 | 53.85 | 50.86 | 46.45 | 48.27 | 50.86 | 46.45 | 48.27 | 50.86 | 46.45 | 53.85 | 50.86 | 46.45 | 54.39 | 49.67 | 44.8 | 53.31 | 50.68 | 44.8 | 47.5 | 50.17 | 46.17
6869 | 37.93 | 42.9 | 34.07 | 37.93 | 42.9 | 34.07 | 37.93 | 42.9 | 34.07 | 37.93 | 42.9 | 34.07 | 38.64 | 43.77 | 35.17 | 38.64 | 43.77 | 35.17 | 37.93 | 42.9 | 35.17 | 37.93 | 42.9 | 35.36 | 38.64 | 43.77 | 35.17 | 39.44 | 43.33 | 34.42 | 38.65 | 43.33 | 34.42 | 37.93 | 42.9 | 34.07 | 47.98 | 50.16 | 46.17 | 47.98 | 50.16 | 46.17 | 47.98 | 50.16 | 46.17 | 47.98 | 50.16 | 46.17 | 54.1 | 50.16 | 46.45 | 54.1 | 50.16 | 46.45 | 48.52 | 50.16 | 46.45 | 48.52 | 50.16 | 46.45 | 54.1 | 50.16 | 46.45 | 54.65 | 49.65 | 44.8 | 53.55 | 50.66 | 45.23 | 47.98 | 50.16 | 46.17
6870 | 38.19 | 43.15 | 34.78 | 38.19 | 43.15 | 34.78 | 38.19 | 43.15 | 34.78 | 38.19 | 43.15 | 34.78 | 38.89 | 44.03 | 35.62 | 38.89 | 44.03 | 35.62 | 38.19 | 43.15 | 35.62 | 38.19 | 43.15 | 35.62 | 38.89 | 44.03 | 35.62 | 39.64 | 43.59 | 35.13 | 38.84 | 43.59 | 35.13 | 38.19 | 43.15 | 34.78 | 48.78 | 51.19 | 46.17 | 48.78 | 51.19 | 46.17 | 48.78 | 51.19 | 46.17 | 48.78 | 51.19 | 46.17 | 54.36 | 51.19 | 47.75 | 54.36 | 51.19 | 47.75 | 48.78 | 51.19 | 47.75 | 48.78 | 51.19 | 47.75 | 54.36 | 51.19 | 47.75 | 68.55 | 50.16 | 44.8 | 69.95 | 51.18 | 44.8 | 48.78 | 51.19 | 46.17
6871 | 37.9 | 42.86 | 35.33 | 37.9 | 42.86 | 35.33 | 37.9 | 42.86 | 35.33 | 37.9 | 42.86 | 35.33 | 38.61 | 43.73 | 35.33 | 38.61 | 43.73 | 35.33 | 37.9 | 42.86 | 35.33 | 37.9 | 42.86 | 35.33 | 38.61 | 43.73 | 35.33 | 39.98 | 43.3 | 34.98 | 39.98 | 43.3 | 35.69 | 37.9 | 42.86 | 35.33 | 48.49 | 51.08 | 46.17 | 48.49 | 51.08 | 46.17 | 48.49 | 51.08 | 46.17 | 48.49 | 51.08 | 46.17 | 54.07 | 51.08 | 46.17 | 54.07 | 51.08 | 46.17 | 48.49 | 51.08 | 46.17 | 48.49 | 51.08 | 47.46 | 54.07 | 51.08 | 46.17 | 61.84 | 50.56 | 45.7 | 63.11 | 51.59 | 45.7 | 48.49 | 51.08 | 46.17
6872 | 38.39 | 43.36 | 35.82 | 38.39 | 43.36 | 35.82 | 38.39 | 43.36 | 35.82 | 38.39 | 43.36 | 35.82 | 39.1 | 43.36 | 35.82 | 39.1 | 43.36 | 35.82 | 38.39 | 43.36 | 35.82 | 38.39 | 43.36 | 35.82 | 39.1 | 43.36 | 35.82 | 39.49 | 42.92 | 35.46 | 39.49 | 43.79 | 36.18 | 38.39 | 43.36 | 35.82 | 48.98 | 51.57 | 46.17 | 48.98 | 51.57 | 46.17 | 48.98 | 51.57 | 46.17 | 48.98 | 51.57 | 46.17 | 54.56 | 51.57 | 46.45 | 54.56 | 51.57 | 46.45 | 48.98 | 51.57 | 46.45 | 48.98 | 51.57 | 46.45 | 54.56 | 51.57 | 46.45 | 57.37 | 51.05 | 44.8 | 57.37 | 52.09 | 44.8 | 48.98 | 51.57 | 46.17
6873 | 38.67 | 43.63 | 34.43 | 38.67 | 43.63 | 34.43 | 38.67 | 43.63 | 34.43 | 38.67 | 43.63 | 34.43 | 39.37 | 43.63 | 34.43 | 39.37 | 43.63 | 34.43 | 38.67 | 43.63 | 34.43 | 38.67 | 43.63 | 35.86 | 39.37 | 43.63 | 34.43 | 39.06 | 43.19 | 34.09 | 39.06 | 44.07 | 34.42 | 38.67 | 43.63 | 34.43 | 49.25 | 49.81 | 46.17 | 49.25 | 49.81 | 46.17 | 49.25 | 49.81 | 46.17 | 49.25 | 49.81 | 46.17 | 54.83 | 49.81 | 46.17 | 54.83 | 49.81 | 46.17 | 49.25 | 49.81 | 46.45 | 49.25 | 51.84 | 48.23 | 54.83 | 49.81 | 46.17 | 54.47 | 48.81 | 44.8 | 54.47 | 49.81 | 44.8 | 49.25 | 49.81 | 46.17
6874 | 38.87 | 42.22 | 32.65 | 38.87 | 42.22 | 32.65 | 38.87 | 42.22 | 32.65 | 38.87 | 42.22 | 32.65 | 39.58 | 42.22 | 32.65 | 39.58 | 42.22 | 32.32 | 38.87 | 42.22 | 32.65 | 38.87 | 43.84 | 35.86 | 39.58 | 42.22 | 32.65 | 39.18 | 41.38 | 32 | 39.26 | 41.8 | 32.64 | 38.87 | 42.22 | 32.65 | 49.46 | 48.43 | 46.17 | 49.46 | 48.43 | 46.17 | 49.46 | 48.43 | 46.17 | 49.46 | 48.43 | 46.17 | 54.77 | 48.43 | 46.17 | 54.77 | 48.43 | 46.17 | 49.46 | 48.43 | 46.45 | 49.46 | 52.05 | 48.44 | 54.77 | 48.43 | 46.17 | 53.85 | 46.98 | 44.8 | 53.31 | 47.93 | 44.8 | 49.46 | 48.43 | 46.17
6875 | 38.93 | 10.33 | 19.88 | 38.93 | 10.33 | 19.88 | 38.93 | 10.33 | 19.88 | 38.93 | 10.33 | 0 | 39.64 | 10.33 | 19.88 | 39.64 | 0 | 0 | 38.93 | 10.33 | 19.88 | 38.93 | 43.89 | 36.36 | 39.64 | 10.33 | 19.88 | 39.24 | 0 | 0 | 39.32 | 0 | 0 | 38.93 | 10.33 | 19.88 | 49.52 | 10.33 | 46.17 | 49.52 | 10.33 | 46.17 | 49.52 | 10.33 | 46.17 | 49.52 | 10.33 | 46.17 | 50.52 | 10.33 | 46.17 | 50.52 | 10.23 | 46.17 | 49.52 | 46.27 | 46.45 | 49.52 | 52.11 | 48.49 | 50.52 | 10.33 | 46.17 | 50.02 | 9.82 | 44.8 | 50.02 | 10.23 | 44.8 | 49.52 | 10.33 | 46.17
6876 | 38.8 | 10.33 | 20.6 | 38.8 | 10.33 | 20.6 | 38.8 | 10.33 | 20.6 | 38.8 | 10.33 | 0 | 38.8 | 10.33 | 20.6 | 38.8 | 0 | 0 | 38.8 | 10.33 | 20.6 | 38.8 | 43.77 | 35.86 | 38.8 | 10.33 | 20.6 | 37.65 | 0 | 0 | 38.42 | 0 | 0 | 38.8 | 10.33 | 20.6 | 49.39 | 29 | 46.17 | 49.39 | 29 | 46.17 | 49.39 | 29 | 46.17 | 49.39 | 0 | 46.17 | 49.39 | 29 | 46.17 | 49.39 | 0 | 46.17 | 49.39 | 46.27 | 46.45 | 49.39 | 46.27 | 46.45 | 49.39 | 29 | 46.17 | 48.48 | 0 | 43.9 | 49.47 | 0 | 44.8 | 49.39 | 29 | 46.17
6877 | 38.59 | 10.33 | 28.21 | 38.59 | 10.33 | 28.21 | 38.59 | 10.33 | 28.21 | 38.59 | 10.33 | 0 | 38.59 | 10.33 | 28.21 | 38.59 | 0 | 0 | 38.59 | 10.33 | 28.21 | 38.59 | 43.55 | 35.86 | 38.59 | 10.33 | 28.21 | 35.44 | 0 | 0 | 38.2 | 0 | 0 | 38.59 | 10.33 | 28.21 | 48.48 | 32.95 | 46.17 | 48.48 | 32.95 | 46.17 | 48.48 | 32.95 | 46.17 | 48.48 | 32.29 | 46.17 | 48.48 | 32.95 | 46.17 | 48.48 | 0 | 46.17 | 49.17 | 46.27 | 46.45 | 49.17 | 51.76 | 48.15 | 48.48 | 32.95 | 46.17 | 47.04 | 0 | 43.9 | 48 | 0 | 44.8 | 48.48 | 32.95 | 46.17
6878 | 38.37 | 25.94 | 33.65 | 38.37 | 25.94 | 33.65 | 38.37 | 25.94 | 33.65 | 38.37 | 25.94 | 33.65 | 38.37 | 25.94 | 33.65 | 38.37 | 25.94 | 32.32 | 38.37 | 25.94 | 33.65 | 38.37 | 43.34 | 35.8 | 38.37 | 25.94 | 33.65 | 37.23 | 24.91 | 32 | 37.99 | 25.42 | 33.32 | 38.37 | 25.94 | 33.65 | 48.96 | 48.64 | 46.17 | 48.96 | 48.64 | 46.17 | 48.96 | 48.64 | 46.17 | 48.96 | 48.64 | 46.17 | 48.96 | 48.64 | 46.17 | 48.96 | 48.64 | 46.17 | 48.96 | 48.64 | 47.94 | 48.96 | 51.55 | 47.94 | 48.96 | 48.64 | 46.17 | 48.47 | 46.7 | 43.9 | 49.46 | 47.66 | 44.8 | 48.96 | 48.64 | 46.17
6879 | 38.29 | 43.25 | 35.72 | 38.29 | 43.25 | 35.72 | 38.29 | 43.25 | 35.72 | 38.29 | 43.25 | 35.72 | 38.99 | 43.25 | 35.72 | 38.99 | 43.25 | 34.77 | 38.29 | 43.25 | 35.72 | 38.29 | 43.25 | 35.72 | 38.99 | 43.25 | 35.72 | 39.05 | 42.8 | 34.42 | 39.05 | 43.24 | 35.36 | 38.29 | 43.25 | 35.72 | 48.87 | 51.46 | 46.68 | 48.87 | 51.46 | 46.68 | 48.87 | 51.46 | 46.68 | 48.87 | 51.46 | 46.68 | 54.23 | 51.46 | 46.68 | 54.23 | 51.46 | 46.68 | 48.87 | 51.46 | 47.85 | 48.87 | 51.46 | 47.85 | 54.23 | 51.46 | 46.68 | 53.31 | 39.7 | 0 | 53.31 | 50.83 | 44.8 | 48.87 | 51.46 | 46.68
6880 | 38.43 | 43.4 | 35.87 | 38.43 | 43.4 | 35.87 | 38.43 | 43.4 | 35.87 | 38.43 | 43.4 | 35.87 | 39.14 | 43.4 | 35.87 | 39.14 | 43.4 | 35.87 | 38.43 | 43.4 | 35.87 | 38.43 | 43.4 | 35.87 | 39.14 | 43.4 | 35.87 | 41.62 | 42.96 | 34.42 | 42.47 | 43.84 | 35.51 | 38.43 | 43.4 | 35.87 | 49.02 | 51.61 | 48 | 49.02 | 51.61 | 48 | 49.02 | 51.61 | 48 | 49.02 | 51.61 | 48 | 54.6 | 51.61 | 48 | 54.6 | 51.61 | 48 | 49.02 | 51.61 | 48 | 49.02 | 51.61 | 48 | 54.6 | 51.61 | 48 | 58.39 | 46.88 | 44.8 | 59.58 | 52.13 | 45.75 | 49.02 | 51.61 | 48
6881 | 38.87 | 43.84 | 36.31 | 38.87 | 43.84 | 36.31 | 38.87 | 43.84 | 36.31 | 38.87 | 43.84 | 36.31 | 39.58 | 46.23 | 36.31 | 39.58 | 46.23 | 36.31 | 38.87 | 43.84 | 36.31 | 38.87 | 43.84 | 36.31 | 39.58 | 46.23 | 36.31 | 51.72 | 45.77 | 34.94 | 52.77 | 44.85 | 35.94 | 38.87 | 43.84 | 36.31 | 49.46 | 52.05 | 48.44 | 49.46 | 52.05 | 48.44 | 49.46 | 52.05 | 48.44 | 49.46 | 52.05 | 48.44 | 55.04 | 52.05 | 48.44 | 55.04 | 52.05 | 48.44 | 49.46 | 52.05 | 48.44 | 49.46 | 52.05 | 48.44 | 55.04 | 52.05 | 48.44 | 70.36 | 47.89 | 44.8 | 71.8 | 52.58 | 47.95 | 49.46 | 52.05 | 48.44
6882 | 39.35 | 44.32 | 36.79 | 39.35 | 44.32 | 36.79 | 39.35 | 44.32 | 36.79 | 39.35 | 44.32 | 36.79 | 40.06 | 46.71 | 36.79 | 40.06 | 46.71 | 36.79 | 39.35 | 44.32 | 36.79 | 39.35 | 44.32 | 36.79 | 40.06 | 46.71 | 36.79 | 52.77 | 45.68 | 35.49 | 52.77 | 44.77 | 36.42 | 39.35 | 44.32 | 36.79 | 49.94 | 52.53 | 48.92 | 49.94 | 52.53 | 48.92 | 49.94 | 52.53 | 48.92 | 49.94 | 52.53 | 48.92 | 55.52 | 52.53 | 48.92 | 55.52 | 52.53 | 48.92 | 49.94 | 52.53 | 48.92 | 49.94 | 52.53 | 48.92 | 55.52 | 52.53 | 48.92 | 69.88 | 50.96 | 44.8 | 71.31 | 53.06 | 48.43 | 49.94 | 52.53 | 48.92
6883 | 39.76 | 44.73 | 37.2 | 39.76 | 44.73 | 37.2 | 39.76 | 44.73 | 37.2 | 39.76 | 44.73 | 37.2 | 40.47 | 47.12 | 37.2 | 40.47 | 47.12 | 37.2 | 39.76 | 44.73 | 37.2 | 39.76 | 44.73 | 37.2 | 40.47 | 47.12 | 37.2 | 51.19 | 45.71 | 35.49 | 50.17 | 45.18 | 36.82 | 39.76 | 44.73 | 37.2 | 50.35 | 52.94 | 49.33 | 50.35 | 52.94 | 49.33 | 50.35 | 52.94 | 49.33 | 50.35 | 52.94 | 49.33 | 55.93 | 53.05 | 49.33 | 55.93 | 53.05 | 49.33 | 50.35 | 52.94 | 49.33 | 50.35 | 52.94 | 49.33 | 55.93 | 53.05 | 49.33 | 68.48 | 52.41 | 44.8 | 69.88 | 53.48 | 48.84 | 50.35 | 52.94 | 49.33
6884 | 39.51 | 44.47 | 36.94 | 39.51 | 44.47 | 36.94 | 39.51 | 44.47 | 36.94 | 39.51 | 44.47 | 36.94 | 40.22 | 46.71 | 36.94 | 40.22 | 46.71 | 36.94 | 39.51 | 44.47 | 36.94 | 39.51 | 44.47 | 36.94 | 40.22 | 46.71 | 36.94 | 41.99 | 45.31 | 34.94 | 41.15 | 44.92 | 36.57 | 39.51 | 44.47 | 36.94 | 50.1 | 52.69 | 49.07 | 50.1 | 52.69 | 49.07 | 50.1 | 52.69 | 49.07 | 50.1 | 52.69 | 49.07 | 55.68 | 52.69 | 49.07 | 55.68 | 52.69 | 49.07 | 50.1 | 52.69 | 49.07 | 50.1 | 52.69 | 49.07 | 55.68 | 52.69 | 49.07 | 59.35 | 47.89 | 44.8 | 60.56 | 53.22 | 48.58 | 50.1 | 52.69 | 49.07
6885 | 39.17 | 44.14 | 36.6 | 39.17 | 44.14 | 36.6 | 39.17 | 44.14 | 36.6 | 39.17 | 44.14 | 36.6 | 39.88 | 46.53 | 36.6 | 39.88 | 46.53 | 36.6 | 39.17 | 44.14 | 36.6 | 39.17 | 44.14 | 36.6 | 39.88 | 46.53 | 36.6 | 40.28 | 45.5 | 34.94 | 39.57 | 44.59 | 36.24 | 39.17 | 44.14 | 36.6 | 49.76 | 52.35 | 48.74 | 49.76 | 52.35 | 48.74 | 49.76 | 52.35 | 48.74 | 49.76 | 52.35 | 48.74 | 55.34 | 52.35 | 48.74 | 55.34 | 52.35 | 48.74 | 49.76 | 52.35 | 48.74 | 49.76 | 52.35 | 48.74 | 55.34 | 52.35 | 48.74 | 55.34 | 51.36 | 44.8 | 54.24 | 52.88 | 48.25 | 49.76 | 52.35 | 48.74
6886 | 39.02 | 43.98 | 36.45 | 39.02 | 43.98 | 36.45 | 39.02 | 43.98 | 36.45 | 39.02 | 43.98 | 36.45 | 39.72 | 45.55 | 36.45 | 39.72 | 45.55 | 36.45 | 39.02 | 43.98 | 36.45 | 39.02 | 43.98 | 36.45 | 39.72 | 45.55 | 36.45 | 39.41 | 44.43 | 35.36 | 39.41 | 44.43 | 36.08 | 39.02 | 43.98 | 36.45 | 49.6 | 52.19 | 48.58 | 49.6 | 52.19 | 48.58 | 49.6 | 52.19 | 48.58 | 49.6 | 52.19 | 48.58 | 55.18 | 52.19 | 48.58 | 55.18 | 52.19 | 48.58 | 49.6 | 52.19 | 48.58 | 49.6 | 52.19 | 48.58 | 55.18 | 52.19 | 48.58 | 55.18 | 51.36 | 44.8 | 54.08 | 52.72 | 48.1 | 49.6 | 52.19 | 48.58
6887 | 38.58 | 43.55 | 36.01 | 38.58 | 43.55 | 36.01 | 38.58 | 43.55 | 36.01 | 38.58 | 43.55 | 36.01 | 39.29 | 45.55 | 36.01 | 39.29 | 45.55 | 36.01 | 38.58 | 43.55 | 36.01 | 38.58 | 43.55 | 36.01 | 39.29 | 45.55 | 36.01 | 38.9 | 43.99 | 35.49 | 38.97 | 43.99 | 36.22 | 38.58 | 43.55 | 36.01 | 49.17 | 51.76 | 48.15 | 49.17 | 51.76 | 48.15 | 49.17 | 51.76 | 48.15 | 49.17 | 51.76 | 48.15 | 53.85 | 51.76 | 48.15 | 53.85 | 51.76 | 48.15 | 49.17 | 51.76 | 48.15 | 49.17 | 51.76 | 48.15 | 53.85 | 51.76 | 48.15 | 53.31 | 51.24 | 44.8 | 52.24 | 52.28 | 47.67 | 49.17 | 51.76 | 48.15
6888 | 38.33 | 43.3 | 35.77 | 38.33 | 43.3 | 35.77 | 38.33 | 43.3 | 35.77 | 38.33 | 43.3 | 35.77 | 38.81 | 45.55 | 35.77 | 38.81 | 45.55 | 35.77 | 38.33 | 43.3 | 35.77 | 38.33 | 43.3 | 35.77 | 38.81 | 45.55 | 35.77 | 38.04 | 43.74 | 35.4 | 38.72 | 43.74 | 36.13 | 38.33 | 43.3 | 35.77 | 48.92 | 51.51 | 47.9 | 48.92 | 51.51 | 47.9 | 48.92 | 51.51 | 47.9 | 48.92 | 51.51 | 47.9 | 53.13 | 51.51 | 47.9 | 53.13 | 51.51 | 47.9 | 48.92 | 51.51 | 47.9 | 48.92 | 51.51 | 47.9 | 53.13 | 51.51 | 47.9 | 52.6 | 51 | 46.21 | 51.55 | 52.03 | 47.42 | 48.92 | 51.51 | 47.9
6889 | 38.09 | 43.06 | 35.52 | 38.09 | 43.06 | 35.52 | 38.09 | 43.06 | 35.52 | 38.09 | 43.06 | 35.52 | 38.1 | 45.45 | 35.52 | 38.1 | 45.45 | 35.52 | 38.09 | 43.06 | 35.52 | 38.09 | 43.06 | 35.52 | 38.1 | 45.45 | 35.52 | 37.72 | 44.24 | 34.46 | 38.47 | 43.49 | 35.17 | 38.09 | 43.06 | 35.52 | 48.68 | 51.27 | 47.66 | 48.68 | 51.27 | 47.66 | 48.68 | 51.27 | 47.66 | 48.68 | 51.27 | 47.66 | 53.13 | 51.36 | 47.66 | 53.13 | 51.36 | 47.66 | 48.68 | 51.27 | 47.66 | 48.68 | 51.27 | 47.66 | 53.13 | 51.36 | 47.66 | 52.6 | 50.85 | 46.21 | 51.55 | 51.79 | 47.18 | 48.68 | 51.27 | 47.66
6890 | 37.93 | 42.9 | 35.36 | 37.93 | 42.9 | 35.36 | 37.93 | 42.9 | 35.36 | 37.93 | 42.9 | 35.36 | 38.1 | 43.27 | 35.36 | 38.1 | 43.27 | 35.36 | 37.93 | 42.9 | 35.36 | 37.93 | 42.9 | 35.36 | 38.1 | 43.27 | 35.36 | 37.72 | 42.84 | 34.42 | 38.31 | 43.33 | 35.12 | 37.93 | 42.9 | 35.36 | 48.52 | 51.11 | 47.5 | 48.52 | 51.11 | 47.5 | 48.52 | 51.11 | 47.5 | 48.52 | 51.11 | 47.5 | 53.04 | 51.11 | 47.5 | 53.04 | 51.11 | 47.5 | 48.52 | 51.11 | 47.5 | 48.52 | 51.11 | 47.5 | 53.04 | 51.11 | 47.5 | 52.51 | 50.6 | 46.08 | 51.46 | 51.63 | 47.02 | 48.52 | 51.11 | 47.5
6891 | 37.94 | 42.9 | 35.37 | 37.94 | 42.9 | 35.37 | 37.94 | 42.9 | 35.37 | 37.94 | 42.9 | 35.37 | 38.11 | 43.24 | 35.37 | 38.11 | 43.24 | 35.37 | 37.94 | 42.9 | 35.37 | 37.94 | 42.9 | 35.37 | 38.11 | 43.24 | 35.37 | 37.73 | 42.81 | 34.42 | 38.32 | 43.34 | 35.12 | 37.94 | 42.9 | 35.37 | 48.53 | 51.11 | 47.5 | 48.53 | 51.11 | 47.5 | 48.53 | 51.11 | 47.5 | 48.53 | 51.11 | 47.5 | 51.97 | 51.11 | 47.5 | 51.97 | 51.11 | 47.5 | 48.53 | 51.11 | 47.5 | 48.53 | 51.11 | 47.5 | 51.97 | 51.11 | 47.5 | 51.45 | 50.6 | 44.8 | 50.42 | 51.63 | 47.03 | 48.53 | 51.11 | 47.5
6892 | 38.24 | 43.2 | 35.67 | 38.24 | 43.2 | 35.67 | 38.24 | 43.2 | 35.67 | 38.24 | 43.2 | 35.67 | 38.94 | 43.24 | 35.67 | 38.94 | 43.24 | 35.67 | 38.24 | 43.2 | 35.67 | 38.24 | 43.2 | 35.67 | 38.94 | 43.24 | 35.67 | 38.62 | 42.81 | 34.42 | 38.62 | 43.64 | 35.31 | 38.24 | 43.2 | 35.67 | 48.83 | 51.41 | 47.8 | 48.83 | 51.41 | 47.8 | 48.83 | 51.41 | 47.8 | 48.83 | 51.41 | 47.8 | 52.23 | 51.41 | 47.8 | 52.23 | 51.41 | 47.8 | 48.83 | 51.41 | 47.8 | 48.83 | 51.41 | 47.8 | 52.23 | 51.41 | 47.8 | 51.71 | 50.89 | 44.8 | 52.77 | 51.93 | 47.32 | 48.83 | 51.41 | 47.8
6893 | 38.95 | 43.92 | 36.39 | 38.95 | 43.92 | 36.39 | 38.95 | 43.92 | 36.39 | 38.95 | 43.92 | 36.39 | 39.66 | 46.31 | 36.39 | 39.66 | 46.31 | 36.39 | 38.95 | 43.92 | 36.39 | 38.95 | 43.92 | 36.39 | 39.66 | 46.31 | 36.39 | 40.06 | 44.36 | 34.42 | 40.88 | 44.36 | 36.02 | 38.95 | 43.92 | 36.39 | 49.54 | 52.13 | 48.52 | 49.54 | 52.13 | 48.52 | 49.54 | 52.13 | 48.52 | 49.54 | 52.13 | 48.52 | 55.12 | 52.24 | 48.52 | 55.12 | 52.24 | 48.52 | 49.54 | 52.13 | 48.52 | 49.54 | 52.13 | 48.52 | 55.12 | 52.24 | 48.52 | 55.68 | 51.71 | 44.8 | 56.82 | 52.66 | 48.03 | 49.54 | 52.13 | 48.52
6894 | 39.61 | 44.58 | 37.05 | 39.61 | 44.58 | 37.05 | 40.32 | 44.58 | 37.05 | 40.32 | 44.58 | 37.05 | 40.32 | 46.97 | 37.05 | 40.32 | 46.97 | 37.05 | 39.61 | 44.58 | 37.05 | 39.61 | 44.58 | 37.05 | 40.32 | 46.97 | 37.05 | 46.05 | 45.55 | 36.67 | 46.98 | 45.03 | 37.42 | 39.61 | 44.58 | 37.05 | 50.2 | 52.79 | 49.18 | 50.2 | 52.79 | 49.18 | 50.2 | 52.79 | 49.18 | 50.2 | 52.79 | 49.18 | 55.78 | 52.9 | 49.18 | 55.78 | 52.9 | 49.18 | 50.2 | 52.79 | 49.18 | 50.2 | 52.79 | 49.18 | 55.78 | 52.9 | 49.18 | 65.38 | 52.37 | 47.71 | 66.71 | 53.33 | 48.69 | 50.2 | 52.79 | 49.18
6895 | 40.21 | 46.62 | 37.64 | 40.21 | 46.62 | 37.64 | 40.91 | 46.62 | 37.64 | 40.91 | 46.62 | 37.64 | 40.91 | 47.57 | 37.64 | 40.91 | 47.57 | 37.64 | 40.21 | 46.62 | 37.64 | 40.21 | 45.18 | 37.64 | 40.91 | 47.57 | 37.64 | 53.17 | 47.09 | 37.26 | 54.25 | 47.09 | 38.02 | 40.91 | 46.62 | 37.64 | 50.8 | 53.49 | 49.77 | 50.8 | 53.49 | 49.77 | 50.8 | 53.49 | 49.77 | 50.8 | 53.49 | 49.77 | 56.38 | 53.49 | 49.77 | 56.38 | 53.49 | 49.77 | 50.8 | 53.49 | 49.77 | 50.8 | 53.38 | 49.77 | 56.38 | 53.49 | 49.77 | 75.83 | 52.96 | 49.11 | 77.38 | 54.03 | 49.27 | 50.8 | 53.49 | 51.3
6896 | 40.49 | 45.46 | 37.92 | 40.49 | 45.46 | 37.92 | 41.2 | 45.46 | 37.92 | 41.2 | 45.46 | 37.92 | 41.2 | 47.85 | 37.92 | 41.2 | 47.85 | 37.92 | 40.49 | 45.46 | 37.92 | 40.49 | 45.46 | 37.92 | 41.2 | 47.85 | 37.92 | 53.17 | 46.72 | 37.54 | 54.25 | 45.92 | 38.3 | 41.2 | 45.46 | 37.92 | 51.08 | 53.77 | 50.05 | 51.08 | 53.77 | 50.05 | 51.08 | 53.77 | 50.05 | 51.08 | 53.77 | 50.05 | 56.66 | 53.77 | 50.05 | 56.66 | 53.77 | 50.05 | 51.08 | 53.77 | 50.05 | 51.08 | 53.67 | 50.05 | 56.66 | 53.77 | 50.05 | 75.83 | 53.24 | 49.11 | 77.38 | 54.32 | 49.55 | 51.08 | 53.77 | 51.3
6897 | 40.42 | 45.39 | 37.85 | 40.42 | 45.39 | 37.85 | 41.13 | 45.39 | 37.85 | 41.13 | 45.39 | 37.85 | 41.13 | 47.78 | 37.85 | 41.13 | 47.78 | 37.85 | 40.42 | 45.39 | 37.85 | 40.42 | 45.39 | 37.85 | 41.13 | 47.78 | 37.85 | 52.88 | 46.79 | 37.47 | 53.96 | 45.85 | 38.24 | 41.13 | 45.39 | 37.85 | 51.01 | 53.71 | 49.99 | 51.01 | 53.71 | 49.99 | 51.01 | 53.71 | 49.99 | 51.01 | 53.71 | 49.99 | 56.59 | 53.71 | 49.99 | 56.59 | 53.71 | 49.99 | 51.01 | 53.71 | 49.99 | 51.01 | 53.6 | 49.99 | 56.59 | 53.71 | 49.99 | 75.83 | 53.17 | 48.02 | 77.38 | 54.25 | 49 | 51.01 | 53.71 | 50.01
6898 | 40.28 | 45.25 | 37.71 | 40.28 | 45.25 | 37.71 | 40.99 | 45.25 | 37.71 | 40.99 | 45.25 | 37.71 | 40.99 | 47.64 | 37.71 | 40.99 | 47.64 | 37.71 | 40.28 | 45.25 | 37.71 | 40.28 | 45.25 | 37.71 | 40.99 | 47.64 | 37.71 | 41.4 | 46.64 | 37.33 | 41.4 | 45.7 | 37.33 | 40.99 | 45.25 | 37.71 | 50.87 | 53.49 | 49.84 | 50.87 | 53.49 | 49.84 | 50.87 | 53.49 | 49.84 | 50.87 | 53.49 | 49.84 | 56.45 | 53.56 | 49.84 | 56.45 | 53.56 | 49.84 | 50.87 | 53.49 | 49.84 | 50.87 | 53.46 | 49.84 | 56.45 | 53.56 | 49.84 | 57.02 | 52.95 | 45.7 | 58.18 | 54.03 | 45.7 | 50.87 | 53.49 | 49.84
6899 | 40.19 | 45.16 | 37.62 | 40.19 | 45.16 | 37.62 | 40.9 | 45.16 | 37.62 | 40.9 | 45.16 | 37.62 | 40.9 | 47.55 | 37.62 | 40.9 | 47.55 | 37.62 | 40.19 | 45.16 | 37.62 | 40.19 | 45.16 | 37.62 | 40.9 | 47.55 | 37.62 | 41.31 | 46.55 | 37.25 | 41.31 | 45.62 | 37.25 | 40.9 | 45.16 | 37.62 | 50.78 | 53.37 | 49.76 | 50.78 | 53.37 | 49.76 | 50.78 | 53.37 | 49.76 | 50.78 | 53.37 | 49.76 | 56.36 | 53.48 | 49.76 | 56.36 | 53.48 | 49.76 | 50.78 | 53.37 | 49.76 | 50.78 | 53.37 | 49.76 | 56.36 | 53.48 | 49.76 | 56.87 | 52.94 | 48.78 | 58.04 | 53.37 | 48.78 | 50.78 | 53.37 | 49.76
6900 | 40.02 | 44.98 | 37.45 | 40.02 | 44.98 | 37.45 | 40.72 | 44.98 | 37.45 | 40.72 | 44.98 | 37.45 | 40.72 | 47.38 | 37.45 | 40.72 | 47.38 | 37.45 | 40.02 | 44.98 | 37.45 | 40.02 | 44.98 | 37.45 | 40.72 | 47.38 | 37.45 | 41.13 | 46.9 | 37.07 | 41.13 | 45.44 | 37.07 | 40.02 | 44.98 | 37.45 | 50.6 | 53.19 | 49.58 | 50.6 | 53.19 | 49.58 | 50.6 | 53.19 | 49.58 | 50.6 | 53.19 | 49.58 | 56.18 | 53.3 | 49.58 | 56.18 | 53.3 | 49.58 | 50.6 | 53.19 | 49.58 | 50.6 | 53.19 | 49.58 | 56.18 | 53.3 | 49.58 | 56.87 | 52.77 | 48.78 | 55.74 | 53.73 | 47.81 | 50.6 | 53.19 | 49.58
6901 | 39.91 | 44.88 | 37.34 | 39.91 | 44.88 | 37.34 | 40.62 | 44.88 | 37.34 | 40.62 | 44.88 | 37.34 | 40.62 | 47.27 | 37.34 | 40.62 | 47.33 | 37.34 | 39.91 | 44.88 | 37.34 | 39.91 | 44.88 | 37.34 | 40.62 | 47.27 | 37.34 | 51.88 | 46.86 | 36.97 | 50.84 | 45.33 | 36.97 | 39.91 | 44.88 | 37.34 | 50.5 | 53.09 | 49.48 | 50.5 | 53.09 | 49.48 | 50.5 | 53.09 | 49.48 | 50.5 | 53.09 | 49.48 | 56.08 | 53.19 | 49.48 | 56.08 | 53.19 | 49.48 | 50.5 | 53.09 | 49.48 | 50.5 | 53.09 | 49.48 | 56.08 | 53.19 | 49.48 | 71.65 | 53.21 | 48.98 | 70.21 | 53.62 | 48.98 | 50.5 | 53.09 | 49.48
6902 | 39.85 | 44.82 | 37.28 | 39.85 | 44.82 | 37.28 | 40.55 | 44.82 | 37.28 | 40.55 | 44.82 | 37.28 | 40.55 | 47.21 | 37.28 | 40.55 | 47.27 | 37.28 | 39.85 | 44.82 | 37.28 | 39.85 | 44.82 | 37.28 | 40.55 | 47.21 | 37.28 | 40.96 | 46.79 | 37.27 | 40.96 | 45.27 | 37.27 | 40.55 | 44.82 | 37.28 | 50.44 | 53.02 | 49.41 | 50.44 | 53.02 | 49.41 | 50.44 | 53.02 | 49.41 | 50.44 | 53.02 | 49.41 | 56.02 | 53.13 | 49.41 | 56.02 | 53.13 | 49.41 | 50.44 | 53.02 | 49.41 | 50.44 | 53.02 | 49.41 | 56.02 | 53.13 | 49.41 | 56.87 | 52.95 | 48.92 | 58.04 | 53.56 | 48.92 | 50.44 | 53.02 | 49.41
6903 | 39.74 | 44.71 | 37.17 | 39.74 | 44.71 | 37.17 | 40.44 | 44.71 | 37.17 | 40.44 | 44.71 | 37.17 | 40.44 | 47.1 | 37.17 | 40.44 | 47.24 | 37.17 | 39.74 | 44.71 | 37.17 | 39.74 | 44.71 | 37.17 | 40.44 | 47.1 | 37.17 | 44.94 | 47.72 | 37.54 | 45.86 | 46.76 | 37.54 | 40.44 | 44.71 | 37.17 | 50.33 | 53.02 | 49.3 | 50.33 | 53.02 | 49.3 | 50.33 | 53.02 | 49.3 | 50.33 | 53.02 | 49.3 | 55.91 | 53.02 | 49.3 | 55.91 | 53.02 | 49.3 | 50.33 | 53.02 | 49.3 | 50.33 | 52.92 | 49.3 | 55.91 | 53.02 | 49.3 | 66 | 53.56 | 48.81 | 67.35 | 53.56 | 48.81 | 50.33 | 53.02 | 49.3
6904 | 39.64 | 44.61 | 37.07 | 39.64 | 44.61 | 37.07 | 40.35 | 44.61 | 37.07 | 40.35 | 44.61 | 37.07 | 40.35 | 47.15 | 37.07 | 40.35 | 47.15 | 37.07 | 39.64 | 44.61 | 37.07 | 39.64 | 44.61 | 37.07 | 40.35 | 47.15 | 37.07 | 55.14 | 50.11 | 37.45 | 56.26 | 49.11 | 37.45 | 40.35 | 44.61 | 37.07 | 50.23 | 52.92 | 49.21 | 50.23 | 52.92 | 49.21 | 50.23 | 52.92 | 49.21 | 50.23 | 52.92 | 49.21 | 55.81 | 52.92 | 49.21 | 55.81 | 52.92 | 49.21 | 50.23 | 52.92 | 49.21 | 50.23 | 52.82 | 49.21 | 55.81 | 52.92 | 49.21 | 73.1 | 56.25 | 49.7 | 74.59 | 55.12 | 49.7 | 50.23 | 52.92 | 49.21
6905 | 39.83 | 44.8 | 37.26 | 39.83 | 44.8 | 37.26 | 40.54 | 44.8 | 37.26 | 40.54 | 44.8 | 37.26 | 40.54 | 47.34 | 37.26 | 40.54 | 47.34 | 37.26 | 39.83 | 44.8 | 37.26 | 39.83 | 44.8 | 37.26 | 40.54 | 47.34 | 37.26 | 57.85 | 69.34 | 37.64 | 59.03 | 67.95 | 37.64 | 40.54 | 44.8 | 37.26 | 50.42 | 53.11 | 49.39 | 50.42 | 53.11 | 49.39 | 56 | 53.11 | 49.39 | 56 | 53.11 | 49.39 | 56 | 53.11 | 49.39 | 56 | 53.11 | 49.39 | 50.42 | 53.11 | 49.39 | 50.42 | 53.01 | 49.39 | 56 | 53.11 | 49.39 | 80.25 | 75.8 | 49.78 | 81.89 | 74.28 | 49.78 | 56 | 53.11 | 49.39
6906 | 40.22 | 45.18 | 37.65 | 40.22 | 45.18 | 37.65 | 40.92 | 45.18 | 37.65 | 40.92 | 45.18 | 37.65 | 40.92 | 47.73 | 37.65 | 40.92 | 47.73 | 37.65 | 40.22 | 45.18 | 37.65 | 40.22 | 45.18 | 37.65 | 40.92 | 47.73 | 37.65 | 67.07 | 76.61 | 38.03 | 67.07 | 75.08 | 38.03 | 40.22 | 45.18 | 37.65 | 50.81 | 53.5 | 49.78 | 50.81 | 53.5 | 49.78 | 50.81 | 53.5 | 49.78 | 50.81 | 53.5 | 49.78 | 56.39 | 53.5 | 49.78 | 56.39 | 53.5 | 49.78 | 50.81 | 53.5 | 49.78 | 50.81 | 53.39 | 49.78 | 56.39 | 53.5 | 49.78 | 92.03 | 79.12 | 49.78 | 92.03 | 77.54 | 49.78 | 50.81 | 53.5 | 49.78
6907 | 40.38 | 45.35 | 37.81 | 40.38 | 45.35 | 37.81 | 40.38 | 45.35 | 37.81 | 40.38 | 45.35 | 37.81 | 41.09 | 47.89 | 37.81 | 41.09 | 47.89 | 37.81 | 40.38 | 45.35 | 37.81 | 40.38 | 45.35 | 37.81 | 41.09 | 47.89 | 37.81 | 60.01 | 76.61 | 38.25 | 60.01 | 75.08 | 38.24 | 40.38 | 45.35 | 37.81 | 50.97 | 53.56 | 49.95 | 50.97 | 53.56 | 49.95 | 50.97 | 53.56 | 49.95 | 50.97 | 53.56 | 49.95 | 56.55 | 53.66 | 49.95 | 56.55 | 53.66 | 49.95 | 50.97 | 53.56 | 49.95 | 50.97 | 53.56 | 49.95 | 56.55 | 53.66 | 49.95 | 84.46 | 81.57 | 49.78 | 86.19 | 79.93 | 50.45 | 50.97 | 53.56 | 49.95
6908 | 39.95 | 44.91 | 37.38 | 39.95 | 44.91 | 37.38 | 39.95 | 44.91 | 37.38 | 39.95 | 44.91 | 37.38 | 40.65 | 47.46 | 37.38 | 40.65 | 47.46 | 37.38 | 39.95 | 44.91 | 37.38 | 39.95 | 44.91 | 37.38 | 40.65 | 47.46 | 37.38 | 57.08 | 76.61 | 38.24 | 57.65 | 75.08 | 38.24 | 39.95 | 44.91 | 37.38 | 50.54 | 53.12 | 49.51 | 50.54 | 53.12 | 49.51 | 50.54 | 53.12 | 49.51 | 50.54 | 53.12 | 49.51 | 56.12 | 53.23 | 49.51 | 56.12 | 53.23 | 49.51 | 50.54 | 53.12 | 49.51 | 50.54 | 53.12 | 49.51 | 56.12 | 53.23 | 49.51 | 80.64 | 84.09 | 50.01 | 82.29 | 85.8 | 50.01 | 50.54 | 53.12 | 49.51
6909 | 39.56 | 44.53 | 36.99 | 39.56 | 44.53 | 36.99 | 39.56 | 44.53 | 36.99 | 39.56 | 44.53 | 36.99 | 40.27 | 47.07 | 36.99 | 40.27 | 47.07 | 36.99 | 39.56 | 44.53 | 36.99 | 39.56 | 44.53 | 36.99 | 40.27 | 47.07 | 36.99 | 52.9 | 72.24 | 37.36 | 53.98 | 70.8 | 37.36 | 39.56 | 44.53 | 36.99 | 50.15 | 52.74 | 49.12 | 50.15 | 52.74 | 49.12 | 50.15 | 52.74 | 49.12 | 50.15 | 52.74 | 49.12 | 55.73 | 52.84 | 49.12 | 55.73 | 52.84 | 49.12 | 50.15 | 52.74 | 49.12 | 50.15 | 52.74 | 49.12 | 55.73 | 52.84 | 49.12 | 77.52 | 59.34 | 49.62 | 79.11 | 60.55 | 49.62 | 50.15 | 52.74 | 49.12
6910 | 39.24 | 44.21 | 36.67 | 39.24 | 44.21 | 36.67 | 39.24 | 44.21 | 36.67 | 39.24 | 44.21 | 36.67 | 39.95 | 46.75 | 36.67 | 39.95 | 46.75 | 36.67 | 39.24 | 44.21 | 36.67 | 39.24 | 44.21 | 36.67 | 39.95 | 46.75 | 36.67 | 52.15 | 66.5 | 37.38 | 52.15 | 65.17 | 37.38 | 39.24 | 44.21 | 36.67 | 49.83 | 52.42 | 48.8 | 49.83 | 52.42 | 48.8 | 49.83 | 52.42 | 48.8 | 49.83 | 52.42 | 48.8 | 55.41 | 52.52 | 48.8 | 55.41 | 52.52 | 48.8 | 49.83 | 52.42 | 48.8 | 49.83 | 52.42 | 48.8 | 55.41 | 52.52 | 48.8 | 71.71 | 63.07 | 49.78 | 72.39 | 64.35 | 49.78 | 49.83 | 52.42 | 48.8
6911 | 38.71 | 43.68 | 36.14 | 38.71 | 43.68 | 36.14 | 38.71 | 43.68 | 36.14 | 38.71 | 43.68 | 36.14 | 39.42 | 46.21 | 36.14 | 39.42 | 46.22 | 36.14 | 38.71 | 43.68 | 36.14 | 38.71 | 43.68 | 36.14 | 39.42 | 46.21 | 36.14 | 42.66 | 60.12 | 38.24 | 41.81 | 61.34 | 38.24 | 38.71 | 43.67 | 36.14 | 49.3 | 51.89 | 48.27 | 49.3 | 51.89 | 48.27 | 49.3 | 51.89 | 48.27 | 49.3 | 51.89 | 48.27 | 54.88 | 51.99 | 48.27 | 54.88 | 51.99 | 48.27 | 49.3 | 51.89 | 48.27 | 49.3 | 51.89 | 48.27 | 54.88 | 51.99 | 48.27 | 64.16 | 56.85 | 49.78 | 64.16 | 58.01 | 49.78 | 49.3 | 51.89 | 48.27
6912 | 38.73 | 43.7 | 36.16 | 38.73 | 43.7 | 36.16 | 38.73 | 43.7 | 36.16 | 38.73 | 43.7 | 36.16 | 39.44 | 46.23 | 36.16 | 39.44 | 46.24 | 36.16 | 38.73 | 43.7 | 36.16 | 38.73 | 43.7 | 36.16 | 39.44 | 46.23 | 36.16 | 41.92 | 59.24 | 38.24 | 41.08 | 59.23 | 39.02 | 38.73 | 43.7 | 36.16 | 49.32 | 51.91 | 48.3 | 49.32 | 51.91 | 48.3 | 49.32 | 51.91 | 48.3 | 49.32 | 51.91 | 48.3 | 54.9 | 52.01 | 48.3 | 54.9 | 52.01 | 48.3 | 49.32 | 51.91 | 48.3 | 49.32 | 51.91 | 48.3 | 54.9 | 52.01 | 48.3 | 60.15 | 56.99 | 50.75 | 60.69 | 76.05 | 51.79 | 49.32 | 51.91 | 48.3
6913 | 38.4 | 43.37 | 35.83 | 38.4 | 43.37 | 35.83 | 38.4 | 43.37 | 35.83 | 38.4 | 43.37 | 35.83 | 39.11 | 45.9 | 35.83 | 39.11 | 45.91 | 35.83 | 38.4 | 43.37 | 35.83 | 38.4 | 43.37 | 35.83 | 39.11 | 45.9 | 35.83 | 41.18 | 59.24 | 38.24 | 41.18 | 59.24 | 39.02 | 38.4 | 43.37 | 35.83 | 48.99 | 51.58 | 47.97 | 48.99 | 51.58 | 47.97 | 48.99 | 51.58 | 47.97 | 48.99 | 51.58 | 47.97 | 54.57 | 51.69 | 47.97 | 54.57 | 51.69 | 47.97 | 48.99 | 51.58 | 47.97 | 48.99 | 51.58 | 47.97 | 54.57 | 51.69 | 47.97 | 59.2 | 63.07 | 50.75 | 60.4 | 76.05 | 51.79 | 48.99 | 51.58 | 47.97
6914 | 38.18 | 43.15 | 35.61 | 38.18 | 43.15 | 35.61 | 38.18 | 43.15 | 35.61 | 38.18 | 43.15 | 35.61 | 38.89 | 45.68 | 35.61 | 38.89 | 45.69 | 35.61 | 38.18 | 43.15 | 35.61 | 38.18 | 43.15 | 35.61 | 38.89 | 45.68 | 35.61 | 41.18 | 59.24 | 38.24 | 41.18 | 59.24 | 39.02 | 38.18 | 43.15 | 35.61 | 48.77 | 51.36 | 47.75 | 48.77 | 51.36 | 47.75 | 48.77 | 51.36 | 47.75 | 48.77 | 51.36 | 47.75 | 54.35 | 51.46 | 47.75 | 54.35 | 51.46 | 47.75 | 48.77 | 51.36 | 47.75 | 48.77 | 51.36 | 47.75 | 54.35 | 51.46 | 47.75 | 59.2 | 56.85 | 50.75 | 60.4 | 76.05 | 82.45 | 48.77 | 51.36 | 47.75
6915 | 38.1 | 43.07 | 35.53 | 38.1 | 43.07 | 35.53 | 38.1 | 43.07 | 35.53 | 38.1 | 43.07 | 35.53 | 38.81 | 45.6 | 35.53 | 38.81 | 45.61 | 35.53 | 38.1 | 43.07 | 35.53 | 38.1 | 43.07 | 35.53 | 38.81 | 45.6 | 35.53 | 41.18 | 59.24 | 38.24 | 41.18 | 59.24 | 39.02 | 38.1 | 43.07 | 35.53 | 48.69 | 51.28 | 47.67 | 48.69 | 51.28 | 47.67 | 48.69 | 51.28 | 47.67 | 48.69 | 51.28 | 47.67 | 54.27 | 51.39 | 47.67 | 54.27 | 51.39 | 47.67 | 48.69 | 51.28 | 47.67 | 48.69 | 51.28 | 47.67 | 54.27 | 51.39 | 47.67 | 59.48 | 56.85 | 50.75 | 60.69 | 76.05 | 74.98 | 48.69 | 51.28 | 47.67
6916 | 38.47 | 43.43 | 35.9 | 38.47 | 43.43 | 35.9 | 38.47 | 43.43 | 35.9 | 38.47 | 43.43 | 35.9 | 39.17 | 45.97 | 35.9 | 39.17 | 45.98 | 35.9 | 38.47 | 43.43 | 35.9 | 38.47 | 43.43 | 35.9 | 39.17 | 45.97 | 35.9 | 41.81 | 59.24 | 77.92 | 42.66 | 59.24 | 79.51 | 38.47 | 43.43 | 35.9 | 49.06 | 51.65 | 48.03 | 49.06 | 51.65 | 48.03 | 49.06 | 51.65 | 48.03 | 49.06 | 51.65 | 48.03 | 54.64 | 51.75 | 48.03 | 54.64 | 51.75 | 48.03 | 49.06 | 51.65 | 48.03 | 49.06 | 51.65 | 48.03 | 54.64 | 51.75 | 48.03 | 64.16 | 74.53 | 50.75 | 64.16 | 76.05 | 74.98 | 49.06 | 51.65 | 48.03
6917 | 39.12 | 44.09 | 36.55 | 39.12 | 44.09 | 36.55 | 39.12 | 44.09 | 36.55 | 39.12 | 44.09 | 36.55 | 39.83 | 46.63 | 36.55 | 39.83 | 46.63 | 36.55 | 39.12 | 44.09 | 36.55 | 39.12 | 44.09 | 36.55 | 39.83 | 46.63 | 36.55 | 54.74 | 77.53 | 78.67 | 55.29 | 78.31 | 80.28 | 39.12 | 44.09 | 36.55 | 49.71 | 52.3 | 48.69 | 49.71 | 52.3 | 48.69 | 49.71 | 52.3 | 48.69 | 49.71 | 52.3 | 48.69 | 55.29 | 52.41 | 48.69 | 55.29 | 52.41 | 48.69 | 49.71 | 52.3 | 48.69 | 49.71 | 52.3 | 48.69 | 55.29 | 52.41 | 48.69 | 85 | 82.03 | 50.75 | 85.86 | 102.06 | 84.85 | 49.71 | 52.3 | 48.69
6918 | 39.72 | 44.68 | 37.15 | 39.72 | 44.69 | 37.15 | 40.43 | 47.23 | 37.15 | 40.43 | 47.23 | 37.15 | 40.43 | 47.23 | 37.15 | 40.43 | 47.23 | 37.15 | 39.72 | 44.69 | 37.15 | 39.72 | 44.69 | 37.15 | 40.43 | 47.23 | 37.15 | 57.65 | 79.1 | 78.67 | 58.24 | 79.9 | 80.28 | 39.72 | 44.68 | 37.15 | 50.31 | 52.9 | 49.28 | 50.31 | 52.9 | 49.28 | 55.89 | 53 | 49.28 | 55.89 | 53 | 49.28 | 55.89 | 53 | 49.28 | 55.89 | 53 | 49.28 | 50.31 | 52.9 | 49.28 | 50.31 | 52.9 | 49.28 | 55.89 | 53 | 49.28 | 86.7 | 82.03 | 50.75 | 88.46 | 107.13 | 101.25 | 50.31 | 52.9 | 49.28
6919 | 40.48 | 45.45 | 37.91 | 40.48 | 45.45 | 37.91 | 41.19 | 47.99 | 37.91 | 41.19 | 47.99 | 37.91 | 41.19 | 47.99 | 37.91 | 41.19 | 47.99 | 37.91 | 40.48 | 45.45 | 37.91 | 40.48 | 45.45 | 37.91 | 41.19 | 47.99 | 37.91 | 57.65 | 78.3 | 39.44 | 58.83 | 79.9 | 80.28 | 41.19 | 45.45 | 37.91 | 51.07 | 53.76 | 50.04 | 51.07 | 53.76 | 50.04 | 56.65 | 53.76 | 50.04 | 56.65 | 53.76 | 50.04 | 56.65 | 53.76 | 50.04 | 56.65 | 53.76 | 50.04 | 51.07 | 53.76 | 50.04 | 51.07 | 53.66 | 50.04 | 56.65 | 53.76 | 50.04 | 91.69 | 75.8 | 50.55 | 93.56 | 107.13 | 101.25 | 56.65 | 53.76 | 50.04
6920 | 40.75 | 45.72 | 38.18 | 40.75 | 45.72 | 38.18 | 41.46 | 48.26 | 38.18 | 41.46 | 48.26 | 38.18 | 41.46 | 48.26 | 38.18 | 41.46 | 48.26 | 38.18 | 40.75 | 45.72 | 38.18 | 40.75 | 45.72 | 38.18 | 41.46 | 48.26 | 38.18 | 57.65 | 77.41 | 65.07 | 58.24 | 78.99 | 80.28 | 41.46 | 45.72 | 38.18 | 51.34 | 53.93 | 50.32 | 51.34 | 53.93 | 50.32 | 56.92 | 54.04 | 50.32 | 56.92 | 54.04 | 50.32 | 56.92 | 54.04 | 50.32 | 56.92 | 54.04 | 50.32 | 51.34 | 53.93 | 50.32 | 51.34 | 53.93 | 50.32 | 56.92 | 54.04 | 50.32 | 81.05 | 79.12 | 50.83 | 86.76 | 89.54 | 87.63 | 56.92 | 53.93 | 50.32
6921 | 40.61 | 45.58 | 38.04 | 40.61 | 45.58 | 38.04 | 41.32 | 48.12 | 38.04 | 41.32 | 48.12 | 38.04 | 41.32 | 48.12 | 38.04 | 41.32 | 48.12 | 38.04 | 40.61 | 45.58 | 38.04 | 40.61 | 45.58 | 38.04 | 41.32 | 48.12 | 38.04 | 56.5 | 74.11 | 65.07 | 57.65 | 78.14 | 79.51 | 41.32 | 45.58 | 38.04 | 51.2 | 53.82 | 50.18 | 51.2 | 53.82 | 50.18 | 56.78 | 53.9 | 50.18 | 56.78 | 53.9 | 50.18 | 56.78 | 53.9 | 50.18 | 56.78 | 53.9 | 50.18 | 51.2 | 53.82 | 50.18 | 51.2 | 53.79 | 50.18 | 56.78 | 53.9 | 50.18 | 81.91 | 79.12 | 50.68 | 86.7 | 87.63 | 74.98 | 56.78 | 53.82 | 50.18
6922 | 40.51 | 45.48 | 37.94 | 40.51 | 45.48 | 37.94 | 41.22 | 48.02 | 37.94 | 41.22 | 48.02 | 37.94 | 41.22 | 48.02 | 37.94 | 41.22 | 48.02 | 37.94 | 40.51 | 45.48 | 37.94 | 40.51 | 45.48 | 37.94 | 41.22 | 48.02 | 37.94 | 56.5 | 59.26 | 38.33 | 57.65 | 59.86 | 61.67 | 41.22 | 45.48 | 37.94 | 51.1 | 53.8 | 50.08 | 51.1 | 53.8 | 50.08 | 56.68 | 53.8 | 50.08 | 56.68 | 53.8 | 50.08 | 56.68 | 53.8 | 50.08 | 56.68 | 53.8 | 50.08 | 51.1 | 53.8 | 50.08 | 51.1 | 53.69 | 50.08 | 56.68 | 53.8 | 50.08 | 76.94 | 54.34 | 49.58 | 86.7 | 77.95 | 74.98 | 56.68 | 53.8 | 50.08
6923 | 40.37 | 45.34 | 37.81 | 40.37 | 45.34 | 37.81 | 41.08 | 47.89 | 37.81 | 41.08 | 47.89 | 37.81 | 41.08 | 47.89 | 37.81 | 41.08 | 47.89 | 37.81 | 40.37 | 45.34 | 37.81 | 40.37 | 45.34 | 37.81 | 41.08 | 47.89 | 37.81 | 41.5 | 54.63 | 38.24 | 56.13 | 57.29 | 39.02 | 41.08 | 45.34 | 37.81 | 50.96 | 53.66 | 49.94 | 50.96 | 53.66 | 49.94 | 56.54 | 53.66 | 49.94 | 56.54 | 53.66 | 49.94 | 56.54 | 53.66 | 49.94 | 56.54 | 53.66 | 49.94 | 50.96 | 53.66 | 49.94 | 50.96 | 53.55 | 49.94 | 56.54 | 53.66 | 49.94 | 60.19 | 53.12 | 49.44 | 84.98 | 76.91 | 74.98 | 56.54 | 53.66 | 49.94
6924 | 40.18 | 45.15 | 37.61 | 40.18 | 45.15 | 37.61 | 40.89 | 47.69 | 37.61 | 40.89 | 47.69 | 37.61 | 40.89 | 47.69 | 37.61 | 40.89 | 47.69 | 37.61 | 40.18 | 45.15 | 37.61 | 40.18 | 45.15 | 37.61 | 40.89 | 47.69 | 37.61 | 41.73 | 50.03 | 38.24 | 43.35 | 53.67 | 39.02 | 40.18 | 45.15 | 37.61 | 50.77 | 53.46 | 49.75 | 50.77 | 53.46 | 49.75 | 56.35 | 53.46 | 49.75 | 56.35 | 53.46 | 49.75 | 56.35 | 53.46 | 49.75 | 56.35 | 53.46 | 49.75 | 50.77 | 53.46 | 49.75 | 50.77 | 53.36 | 49.75 | 56.35 | 53.46 | 49.75 | 56.92 | 53.12 | 49.25 | 83.31 | 76.05 | 74.98 | 50.77 | 53.46 | 49.75
6925 | 40.07 | 45.04 | 37.5 | 40.07 | 45.04 | 37.5 | 40.78 | 47.58 | 37.5 | 40.78 | 47.58 | 37.5 | 40.78 | 47.58 | 37.5 | 40.78 | 47.58 | 37.5 | 40.07 | 45.04 | 37.5 | 40.07 | 45.04 | 37.5 | 40.78 | 47.58 | 37.5 | 41.19 | 50.03 | 38.24 | 42.03 | 53.67 | 39.02 | 40.07 | 45.04 | 37.5 | 50.66 | 53.36 | 49.64 | 50.66 | 53.36 | 49.64 | 56.24 | 53.36 | 49.64 | 56.24 | 54.91 | 49.64 | 56.24 | 53.36 | 49.64 | 56.24 | 53.36 | 49.64 | 50.66 | 53.36 | 49.64 | 50.66 | 53.25 | 49.64 | 56.24 | 53.36 | 49.64 | 56.81 | 53.12 | 49.31 | 73.7 | 76.05 | 74.98 | 50.66 | 53.36 | 49.64
6926 | 39.96 | 44.92 | 37.39 | 39.96 | 44.93 | 37.39 | 40.66 | 47.47 | 37.39 | 40.66 | 47.47 | 37.39 | 40.66 | 47.47 | 37.39 | 40.66 | 47.47 | 37.39 | 39.96 | 44.93 | 37.39 | 39.96 | 44.92 | 37.39 | 40.66 | 47.47 | 37.39 | 43.53 | 54.63 | 48.8 | 44.41 | 55.74 | 49.8 | 40.66 | 44.92 | 37.39 | 50.55 | 53.24 | 49.52 | 50.55 | 53.24 | 49.52 | 56.13 | 53.24 | 49.52 | 56.13 | 67.33 | 49.52 | 56.13 | 53.24 | 49.52 | 56.13 | 53.24 | 49.52 | 50.55 | 53.24 | 49.52 | 50.55 | 53.24 | 49.52 | 56.13 | 53.24 | 49.52 | 62.27 | 54.59 | 49.78 | 83.31 | 78.46 | 78.77 | 56.13 | 53.24 | 49.52
6927 | 39.87 | 44.84 | 37.31 | 39.87 | 44.84 | 37.31 | 40.58 | 47.39 | 37.31 | 40.58 | 47.39 | 37.31 | 40.58 | 47.39 | 37.31 | 40.58 | 47.39 | 37.31 | 39.87 | 44.84 | 37.31 | 39.87 | 44.84 | 37.31 | 40.58 | 47.39 | 37.31 | 55.63 | 66.98 | 69.16 | 56.76 | 67.65 | 70.84 | 40.58 | 44.84 | 37.31 | 50.46 | 53.16 | 50.62 | 50.46 | 53.16 | 50.62 | 56.04 | 53.16 | 50.62 | 56.04 | 53.16 | 50.62 | 56.04 | 53.16 | 50.62 | 56.04 | 53.16 | 50.62 | 50.46 | 53.16 | 50.62 | 50.46 | 53.16 | 50.62 | 56.04 | 53.16 | 50.62 | 83.28 | 86.54 | 68.74 | 84.98 | 87.44 | 95.07 | 56.04 | 53.16 | 50.62
6928 | 39.87 | 44.84 | 37.3 | 39.87 | 44.84 | 37.3 | 40.58 | 47.39 | 39.37 | 40.58 | 47.39 | 39.37 | 40.58 | 47.39 | 39.37 | 40.58 | 47.39 | 39.37 | 39.87 | 44.84 | 37.3 | 39.87 | 44.84 | 37.3 | 40.58 | 47.39 | 39.37 | 57.65 | 78.98 | 81.91 | 58.24 | 79.78 | 80.28 | 40.58 | 44.84 | 37.3 | 50.46 | 53.16 | 51.3 | 50.46 | 53.16 | 51.3 | 56.04 | 53.16 | 51.3 | 56.04 | 67.87 | 51.3 | 56.04 | 53.16 | 51.3 | 56.04 | 53.16 | 51.3 | 50.46 | 53.16 | 51.3 | 50.46 | 53.16 | 51.3 | 56.04 | 53.16 | 51.3 | 85.81 | 106.03 | 106.7 | 87.56 | 107.13 | 106.7 | 56.04 | 53.16 | 51.3
6929 | 40.03 | 45 | 37.46 | 40.03 | 45 | 37.46 | 40.74 | 47.54 | 39.02 | 40.74 | 47.54 | 39.02 | 40.74 | 47.54 | 39.02 | 40.74 | 47.54 | 39.02 | 40.03 | 45 | 37.46 | 40.03 | 45 | 37.46 | 40.74 | 47.54 | 39.02 | 57.06 | 79 | 82.76 | 57.65 | 79 | 81.1 | 40.74 | 45 | 37.46 | 50.62 | 53.31 | 50.78 | 50.62 | 53.31 | 50.78 | 56.2 | 53.31 | 50.78 | 56.2 | 56.02 | 50.78 | 56.2 | 53.31 | 50.78 | 56.2 | 53.31 | 50.78 | 50.62 | 53.31 | 50.78 | 50.62 | 53.31 | 50.78 | 56.2 | 53.31 | 50.78 | 84.97 | 106.03 | 106.7 | 86.7 | 107.13 | 106.7 | 56.2 | 53.31 | 50.78
6930 | 40.34 | 45.31 | 37.77 | 40.34 | 45.31 | 37.77 | 41.05 | 47.85 | 37.77 | 41.05 | 47.85 | 37.77 | 41.05 | 47.85 | 37.77 | 41.05 | 47.85 | 37.77 | 40.34 | 45.31 | 37.77 | 40.34 | 45.31 | 37.77 | 41.05 | 47.85 | 37.77 | 57.65 | 78.98 | 81.91 | 57.65 | 78.98 | 80.28 | 40.34 | 45.31 | 37.77 | 50.93 | 53.62 | 49.9 | 50.93 | 53.62 | 49.9 | 56.51 | 53.62 | 49.9 | 56.51 | 53.62 | 49.9 | 56.51 | 53.62 | 49.9 | 56.51 | 53.62 | 49.9 | 50.93 | 53.62 | 49.9 | 50.93 | 53.62 | 49.9 | 56.51 | 53.62 | 49.9 | 84.97 | 97.18 | 103.5 | 86.7 | 103.92 | 104.49 | 50.93 | 53.62 | 49.9
6931 | 40.66 | 45.63 | 38.09 | 40.66 | 45.63 | 38.09 | 41.37 | 48.17 | 38.09 | 41.37 | 48.17 | 38.09 | 41.37 | 48.17 | 38.09 | 41.37 | 48.17 | 38.09 | 40.66 | 45.63 | 38.09 | 40.66 | 45.63 | 38.09 | 41.37 | 48.17 | 38.09 | 56.21 | 78.98 | 80.28 | 56.21 | 78.98 | 79.51 | 40.66 | 45.63 | 38.09 | 51.25 | 53.84 | 50.23 | 51.25 | 53.84 | 50.23 | 56.83 | 53.94 | 50.23 | 56.83 | 53.94 | 50.23 | 56.83 | 53.94 | 50.23 | 56.83 | 53.94 | 50.23 | 51.25 | 53.84 | 50.23 | 51.25 | 53.84 | 50.23 | 56.83 | 53.94 | 50.23 | 80.25 | 95.31 | 93.27 | 81.89 | 97.25 | 95.17 | 51.25 | 53.84 | 50.23
6932 | 40.17 | 45.14 | 37.6 | 40.17 | 45.14 | 37.6 | 40.88 | 45.14 | 37.6 | 40.88 | 45.14 | 37.6 | 40.88 | 47.68 | 37.6 | 40.88 | 47.68 | 37.6 | 40.17 | 45.14 | 37.6 | 40.17 | 45.14 | 37.6 | 40.88 | 47.68 | 37.6 | 54.04 | 75.82 | 65.07 | 53.44 | 74.31 | 63.77 | 40.17 | 45.14 | 37.6 | 50.76 | 53.35 | 49.73 | 50.76 | 53.35 | 49.73 | 50.76 | 53.35 | 49.73 | 50.76 | 53.35 | 49.73 | 56.34 | 53.45 | 49.73 | 56.34 | 53.45 | 49.73 | 50.76 | 53.35 | 49.73 | 50.76 | 53.35 | 49.73 | 56.34 | 53.45 | 49.73 | 73.7 | 76.4 | 64.67 | 75.21 | 77.96 | 63.38 | 50.76 | 53.35 | 49.73
6933 | 39.79 | 44.76 | 37.23 | 39.79 | 44.76 | 37.23 | 39.79 | 44.76 | 37.23 | 39.79 | 44.76 | 37.23 | 40.5 | 47.31 | 37.23 | 40.5 | 47.31 | 37.23 | 39.79 | 44.76 | 37.23 | 39.79 | 44.76 | 37.23 | 40.5 | 47.31 | 37.23 | 46.05 | 69.75 | 67.08 | 45.12 | 68.35 | 65.74 | 39.79 | 44.76 | 37.23 | 50.38 | 52.97 | 49.36 | 50.38 | 52.97 | 49.36 | 50.38 | 52.97 | 49.36 | 50.38 | 52.97 | 49.36 | 55.96 | 53.08 | 49.36 | 55.96 | 53.08 | 49.36 | 50.38 | 52.97 | 49.36 | 50.38 | 52.97 | 49.36 | 55.96 | 53.08 | 49.36 | 68.18 | 81.2 | 51.85 | 69.57 | 82.86 | 52.04 | 50.38 | 52.97 | 49.36
6934 | 39.46 | 44.43 | 36.89 | 39.46 | 44.43 | 36.89 | 39.46 | 44.43 | 36.89 | 39.46 | 44.43 | 36.89 | 40.17 | 46.97 | 36.89 | 40.17 | 46.97 | 36.89 | 39.46 | 44.43 | 36.89 | 39.46 | 44.43 | 36.89 | 40.17 | 46.97 | 36.89 | 46.05 | 63.8 | 50.31 | 45.12 | 62.52 | 49.31 | 39.46 | 44.42 | 36.89 | 50.05 | 52.64 | 49.02 | 50.05 | 52.64 | 49.02 | 50.05 | 52.64 | 49.02 | 50.05 | 52.64 | 49.02 | 55.63 | 52.74 | 49.02 | 55.63 | 52.74 | 49.02 | 50.05 | 52.64 | 49.02 | 50.05 | 52.64 | 49.02 | 55.63 | 52.74 | 49.02 | 62.16 | 81.2 | 51.85 | 62.24 | 82.45 | 52.91 | 50.05 | 52.64 | 49.02
6935 | 38.94 | 43.91 | 36.37 | 38.94 | 43.91 | 36.37 | 38.94 | 43.91 | 36.37 | 38.94 | 43.91 | 36.37 | 39.65 | 46.45 | 36.37 | 39.65 | 46.45 | 36.37 | 38.94 | 43.91 | 36.37 | 38.94 | 43.91 | 36.37 | 39.65 | 46.45 | 36.37 | 40.97 | 58.06 | 48.8 | 40.15 | 57.29 | 47.83 | 38.94 | 43.91 | 36.37 | 49.53 | 52.12 | 48.51 | 49.53 | 52.12 | 48.51 | 49.53 | 52.12 | 48.51 | 49.53 | 52.12 | 48.51 | 55.11 | 52.22 | 48.51 | 55.11 | 52.22 | 48.51 | 49.53 | 52.12 | 48.51 | 49.53 | 52.12 | 48.51 | 55.11 | 52.22 | 48.51 | 57.58 | 61.17 | 51.55 | 58.75 | 62.42 | 52.61 | 49.53 | 52.12 | 48.51
6936 | 39.02 | 43.99 | 36.45 | 39.02 | 43.99 | 36.45 | 39.02 | 43.99 | 36.45 | 39.02 | 43.99 | 36.45 | 39.73 | 46.52 | 36.45 | 39.73 | 46.53 | 36.45 | 39.02 | 43.99 | 36.45 | 39.02 | 43.99 | 36.45 | 39.73 | 46.52 | 36.45 | 40.13 | 56.96 | 51.87 | 39.41 | 57.29 | 52.93 | 39.02 | 43.99 | 36.45 | 49.61 | 52.2 | 48.59 | 49.61 | 52.2 | 48.59 | 49.61 | 52.2 | 48.59 | 49.61 | 52.2 | 48.59 | 55.19 | 52.3 | 48.59 | 55.19 | 52.3 | 48.59 | 49.61 | 52.2 | 48.59 | 49.61 | 52.2 | 48.59 | 55.19 | 52.3 | 48.59 | 56.51 | 66.81 | 51.55 | 57.66 | 68.17 | 52.61 | 49.61 | 52.2 | 48.59
6937 | 38.67 | 43.63 | 36.1 | 38.67 | 43.63 | 36.1 | 38.67 | 43.63 | 36.1 | 38.67 | 43.63 | 36.1 | 39.37 | 46.17 | 36.1 | 39.37 | 46.18 | 36.1 | 38.67 | 43.63 | 36.1 | 38.67 | 43.63 | 36.1 | 39.37 | 46.17 | 36.1 | 39.77 | 53.01 | 39.44 | 39.06 | 52.14 | 38.65 | 38.67 | 43.63 | 36.1 | 49.26 | 51.85 | 48.23 | 49.26 | 51.85 | 48.23 | 49.26 | 51.85 | 48.23 | 49.26 | 51.85 | 48.23 | 54.84 | 51.95 | 48.23 | 54.84 | 51.95 | 48.23 | 49.26 | 51.85 | 48.23 | 49.26 | 51.85 | 48.23 | 54.84 | 51.95 | 48.23 | 58.28 | 55.21 | 51 | 58.85 | 56.34 | 52.04 | 49.26 | 51.85 | 48.23
6938 | 38.44 | 43.41 | 35.88 | 38.44 | 43.41 | 35.88 | 38.44 | 43.41 | 35.88 | 38.44 | 43.41 | 35.88 | 39.15 | 45.95 | 35.88 | 39.15 | 45.96 | 35.88 | 38.44 | 43.41 | 35.88 | 38.44 | 43.41 | 35.88 | 39.15 | 45.95 | 35.88 | 39.55 | 53.01 | 38.24 | 38.83 | 54.09 | 38.65 | 38.44 | 43.41 | 35.88 | 49.03 | 51.62 | 48.01 | 49.03 | 51.62 | 48.01 | 49.03 | 51.62 | 48.01 | 49.03 | 51.62 | 48.01 | 54.61 | 51.73 | 48.01 | 54.61 | 51.73 | 48.01 | 49.03 | 51.62 | 48.01 | 49.03 | 51.62 | 48.01 | 54.61 | 51.73 | 48.01 | 56.14 | 54.59 | 51 | 57.29 | 55.7 | 52.04 | 49.03 | 51.62 | 48.01
6939 | 38.42 | 43.39 | 35.85 | 38.42 | 43.39 | 35.85 | 38.42 | 43.39 | 35.85 | 38.42 | 43.39 | 35.85 | 39.13 | 45.92 | 35.85 | 39.13 | 45.93 | 35.85 | 38.42 | 43.39 | 35.85 | 38.42 | 43.39 | 35.85 | 39.13 | 45.92 | 35.85 | 39.96 | 59.05 | 80.28 | 39.96 | 57.87 | 78.67 | 38.42 | 43.39 | 35.85 | 49.01 | 51.6 | 47.98 | 49.01 | 51.6 | 47.98 | 49.01 | 51.6 | 47.98 | 49.01 | 51.6 | 47.98 | 54.59 | 51.7 | 47.98 | 54.59 | 51.7 | 47.98 | 49.01 | 51.6 | 47.98 | 49.01 | 51.6 | 47.98 | 54.59 | 51.7 | 47.98 | 56.51 | 80.39 | 51 | 57.66 | 82.03 | 52.04 | 49.01 | 51.6 | 47.98
6940 | 38.72 | 43.69 | 36.16 | 38.72 | 43.69 | 36.16 | 38.72 | 43.69 | 36.16 | 38.72 | 43.69 | 36.16 | 39.43 | 46.09 | 36.16 | 39.43 | 46.24 | 36.16 | 38.72 | 43.69 | 36.16 | 38.72 | 43.69 | 36.16 | 39.43 | 46.09 | 36.16 | 40.88 | 60.91 | 81.91 | 41.18 | 59.69 | 80.28 | 38.72 | 43.69 | 36.16 | 49.31 | 51.9 | 49 | 49.31 | 51.9 | 49 | 49.31 | 51.9 | 49 | 49.31 | 51.9 | 49 | 54.89 | 52.01 | 48.29 | 54.89 | 52.01 | 48.29 | 49.31 | 51.9 | 48.29 | 49.31 | 51.9 | 48.29 | 54.89 | 52.01 | 48.29 | 64.16 | 89.06 | 53.1 | 64.16 | 88.15 | 52.04 | 49.31 | 51.9 | 49
6941 | 39.45 | 44.41 | 38.27 | 39.45 | 44.42 | 38.27 | 39.45 | 44.42 | 38.27 | 39.45 | 44.42 | 38.27 | 40.15 | 46.87 | 36.88 | 40.15 | 46.96 | 36.88 | 39.45 | 44.42 | 36.88 | 39.45 | 44.41 | 36.88 | 40.15 | 46.87 | 36.88 | 49.89 | 77.53 | 83.63 | 49.89 | 77.53 | 80.28 | 39.45 | 44.41 | 38.27 | 50.04 | 52.73 | 51.3 | 50.04 | 52.73 | 51.3 | 50.04 | 52.73 | 51.3 | 50.04 | 52.73 | 51.3 | 55.62 | 52.73 | 49.01 | 55.62 | 52.73 | 49.01 | 50.04 | 52.73 | 49.01 | 50.04 | 52.62 | 49.01 | 55.62 | 52.73 | 49.01 | 72.98 | 107.13 | 104.49 | 73.72 | 106.03 | 102.4 | 50.04 | 52.73 | 51.3
6942 | 40.2 | 45.17 | 39.02 | 40.2 | 47.71 | 39.02 | 40.91 | 47.71 | 48.85 | 40.91 | 47.71 | 48.85 | 40.91 | 47.71 | 39.02 | 40.91 | 47.71 | 39.02 | 40.2 | 47.71 | 39.02 | 40.2 | 45.17 | 39.02 | 40.91 | 47.71 | 39.02 | 56.21 | 79.8 | 84.76 | 56.77 | 79.8 | 80.28 | 40.2 | 45.17 | 39.02 | 50.79 | 53.49 | 51.3 | 50.79 | 53.49 | 51.3 | 56.37 | 53.49 | 51.3 | 56.37 | 53.49 | 51.3 | 56.37 | 53.49 | 49.77 | 56.37 | 53.49 | 49.77 | 50.79 | 53.49 | 49.77 | 50.79 | 53.38 | 49.77 | 56.37 | 53.49 | 49.77 | 86.7 | 107.13 | 104.49 | 87.58 | 107.13 | 104.49 | 50.79 | 53.49 | 51.3
6943 | 40.96 | 48.48 | 48.7 | 40.96 | 48.48 | 48.7 | 41.67 | 48.48 | 48.85 | 41.67 | 48.48 | 48.85 | 41.67 | 48.48 | 48.8 | 41.67 | 48.48 | 48.8 | 40.96 | 48.48 | 48.7 | 40.96 | 48.48 | 39.85 | 41.67 | 48.48 | 48.8 | 57.65 | 79.8 | 84.76 | 58.24 | 79.8 | 80.28 | 41.67 | 48.48 | 48.7 | 51.55 | 54.32 | 51.3 | 51.55 | 54.32 | 51.3 | 57.13 | 54.32 | 51.3 | 57.13 | 54.32 | 51.3 | 57.13 | 54.32 | 50.53 | 57.13 | 54.32 | 50.53 | 51.55 | 54.32 | 50.53 | 51.55 | 54.14 | 50.53 | 57.13 | 54.32 | 50.53 | 86.7 | 107.13 | 104.49 | 87.58 | 107.13 | 104.49 | 57.13 | 54.32 | 51.3
6944 | 41.27 | 48.78 | 49.01 | 41.27 | 48.78 | 49.01 | 41.98 | 48.78 | 49.01 | 41.98 | 48.78 | 49.01 | 41.98 | 48.78 | 49.01 | 41.98 | 48.78 | 49.01 | 41.27 | 48.78 | 49.01 | 41.27 | 48.78 | 39.85 | 41.98 | 48.78 | 49.01 | 57.65 | 79.8 | 81.91 | 58.24 | 79.8 | 80.28 | 41.98 | 48.78 | 49.01 | 51.86 | 54.63 | 51.54 | 51.86 | 54.63 | 51.54 | 57.44 | 54.63 | 51.54 | 57.44 | 54.63 | 51.54 | 57.44 | 54.63 | 50.84 | 57.44 | 54.63 | 50.84 | 51.86 | 54.63 | 50.84 | 51.86 | 54.45 | 50.84 | 57.44 | 54.63 | 50.84 | 86.7 | 107.13 | 52.4 | 87.58 | 107.13 | 53.47 | 57.44 | 54.63 | 51.54
6945 | 41.18 | 48.69 | 51.92 | 41.18 | 48.69 | 51.92 | 41.89 | 48.69 | 51.92 | 41.89 | 48.69 | 51.92 | 41.89 | 48.69 | 51.92 | 41.89 | 48.69 | 51.92 | 41.18 | 48.69 | 51.92 | 41.18 | 48.69 | 39.85 | 41.89 | 48.69 | 51.92 | 57.65 | 79.1 | 69.23 | 57.65 | 79.1 | 70.64 | 41.89 | 48.69 | 51.92 | 51.77 | 54.91 | 51.51 | 51.77 | 54.91 | 51.51 | 57.35 | 54.91 | 51.51 | 57.35 | 54.91 | 51.51 | 57.35 | 54.91 | 50.75 | 57.35 | 54.91 | 50.75 | 51.77 | 54.91 | 50.75 | 51.77 | 54.36 | 50.75 | 57.35 | 54.91 | 50.75 | 86.7 | 100.83 | 53.45 | 87.58 | 102.89 | 54.54 | 57.35 | 54.91 | 51.51
6946 | 41.01 | 48.52 | 51.92 | 41.01 | 48.52 | 51.92 | 41.72 | 48.52 | 51.92 | 41.72 | 48.52 | 51.92 | 41.72 | 48.52 | 51.92 | 41.72 | 48.52 | 51.92 | 41.01 | 48.52 | 51.92 | 41.01 | 46.25 | 39.85 | 41.72 | 48.52 | 51.92 | 55.71 | 71.26 | 64.86 | 56.21 | 71.25 | 63.56 | 41.72 | 48.52 | 51.92 | 51.6 | 54.37 | 51.34 | 51.6 | 54.37 | 51.34 | 57.18 | 54.37 | 51.34 | 57.18 | 54.37 | 51.34 | 57.18 | 54.37 | 50.67 | 57.18 | 54.37 | 50.67 | 51.6 | 54.37 | 50.67 | 51.6 | 54.19 | 50.67 | 57.18 | 54.37 | 50.67 | 83.97 | 82.66 | 52.77 | 84.82 | 82.45 | 51.86 | 57.18 | 54.37 | 51.34
6947 | 40.78 | 48.29 | 48.85 | 40.78 | 48.29 | 48.85 | 41.49 | 48.29 | 48.85 | 41.49 | 48.29 | 48.85 | 41.49 | 48.29 | 48.85 | 41.49 | 48.29 | 48.85 | 40.78 | 48.29 | 48.85 | 40.78 | 45.75 | 39.85 | 41.49 | 48.29 | 48.85 | 54.72 | 59.85 | 49.34 | 55.84 | 59.85 | 49.34 | 41.49 | 48.29 | 48.85 | 51.37 | 54.14 | 51.3 | 51.37 | 54.14 | 51.3 | 56.95 | 54.14 | 51.3 | 56.95 | 54.14 | 51.3 | 56.95 | 54.14 | 50.34 | 56.95 | 54.14 | 50.34 | 51.37 | 54.14 | 50.34 | 51.37 | 53.96 | 50.34 | 56.95 | 54.14 | 50.34 | 63.79 | 70.04 | 50.78 | 80.82 | 71.46 | 51.81 | 56.95 | 54.14 | 51.3
6948 | 40.65 | 48.16 | 48.36 | 40.65 | 48.16 | 48.36 | 41.36 | 48.16 | 48.36 | 41.36 | 48.16 | 48.36 | 41.36 | 48.16 | 48.36 | 41.36 | 48.16 | 48.36 | 40.65 | 48.16 | 48.36 | 40.65 | 45.62 | 39.85 | 41.36 | 48.16 | 48.36 | 45.08 | 56.9 | 48.85 | 46 | 58.06 | 48.85 | 40.65 | 48.16 | 48.36 | 51.24 | 53.93 | 51.3 | 51.24 | 53.93 | 51.3 | 51.24 | 53.93 | 51.3 | 51.24 | 53.93 | 51.3 | 56.82 | 53.93 | 50.21 | 56.82 | 53.93 | 50.21 | 51.24 | 53.93 | 50.21 | 51.24 | 53.83 | 50.21 | 56.82 | 53.93 | 50.21 | 63.28 | 66.58 | 49.78 | 77.51 | 77.95 | 51.81 | 51.24 | 53.93 | 51.3
6949 | 40.53 | 48.05 | 48.25 | 40.53 | 48.05 | 48.25 | 41.24 | 48.05 | 48.25 | 41.24 | 48.05 | 48.25 | 41.24 | 48.05 | 47.29 | 41.24 | 48.05 | 47.29 | 40.53 | 48.05 | 47.29 | 40.53 | 45.5 | 37.97 | 41.24 | 48.05 | 47.29 | 45.08 | 56.32 | 47.77 | 45.6 | 57.47 | 48.74 | 40.53 | 48.05 | 48.25 | 51.12 | 53.82 | 51.3 | 51.12 | 53.82 | 51.3 | 51.12 | 53.82 | 51.3 | 51.12 | 53.82 | 51.3 | 56.7 | 53.82 | 50.1 | 56.7 | 53.82 | 50.1 | 51.12 | 53.82 | 50.1 | 51.12 | 53.71 | 50.1 | 56.7 | 53.82 | 50.1 | 64.46 | 65.24 | 49.6 | 65.77 | 66.57 | 51.81 | 51.12 | 53.82 | 51.3
6950 | 40.35 | 47.86 | 48.27 | 40.35 | 47.86 | 48.27 | 41.05 | 47.86 | 48.27 | 41.05 | 47.86 | 48.27 | 41.05 | 47.86 | 47.3 | 41.05 | 47.86 | 47.3 | 40.35 | 47.86 | 47.3 | 40.35 | 45.31 | 37.78 | 41.05 | 47.86 | 47.3 | 52.02 | 48.34 | 47.78 | 53.08 | 49.33 | 48.75 | 41.05 | 47.86 | 48.27 | 50.93 | 54.36 | 51.3 | 50.93 | 54.36 | 51.3 | 56.51 | 54.36 | 51.3 | 56.51 | 54.36 | 51.3 | 56.51 | 54.36 | 50.01 | 56.51 | 54.36 | 50.01 | 50.93 | 54.36 | 50.01 | 50.93 | 53.52 | 49.91 | 56.51 | 54.36 | 50.01 | 66.96 | 54.91 | 49.51 | 78.59 | 56.03 | 51.81 | 56.51 | 54.36 | 51.3
6951 | 40.23 | 47.75 | 48.85 | 40.23 | 47.75 | 48.85 | 40.94 | 47.75 | 48.85 | 40.94 | 47.75 | 48.85 | 40.94 | 47.75 | 47.87 | 40.94 | 47.75 | 47.87 | 40.23 | 47.75 | 47.87 | 40.23 | 45.2 | 37.66 | 40.94 | 47.75 | 47.87 | 55.08 | 48.36 | 48.36 | 56.21 | 49.35 | 49.34 | 40.94 | 47.75 | 48.85 | 50.82 | 56.61 | 51.61 | 50.82 | 56.61 | 51.61 | 56.4 | 56.61 | 51.61 | 56.4 | 56.61 | 51.61 | 56.4 | 56.61 | 51.61 | 56.4 | 56.61 | 51.61 | 50.82 | 56.61 | 51.61 | 50.82 | 53.41 | 49.8 | 56.4 | 56.61 | 51.61 | 78.94 | 57.18 | 51.09 | 81.39 | 58.35 | 52.13 | 56.4 | 56.61 | 51.61
6952 | 40.14 | 47.65 | 51.92 | 40.14 | 47.65 | 51.92 | 40.84 | 47.65 | 51.92 | 40.84 | 47.65 | 51.92 | 40.84 | 47.65 | 51.92 | 40.84 | 47.65 | 51.92 | 40.14 | 47.65 | 51.92 | 40.14 | 45.11 | 37.57 | 40.84 | 47.65 | 51.92 | 56.5 | 56.85 | 51.4 | 57.65 | 58.01 | 52.44 | 40.84 | 47.65 | 51.92 | 50.73 | 56.61 | 51.61 | 50.73 | 56.61 | 51.61 | 56.31 | 56.61 | 51.61 | 56.31 | 56.61 | 51.61 | 56.31 | 56.61 | 51.61 | 56.31 | 56.61 | 51.61 | 50.73 | 56.61 | 51.61 | 50.73 | 53.32 | 49.7 | 56.31 | 56.61 | 51.61 | 84.1 | 57.18 | 51.09 | 86.7 | 58.35 | 52.13 | 56.31 | 56.61 | 51.61
6953 | 40.34 | 47.85 | 48.08 | 40.34 | 47.85 | 48.08 | 41.05 | 47.85 | 48.08 | 41.05 | 47.85 | 48.08 | 41.05 | 47.85 | 48.08 | 41.05 | 47.85 | 48.08 | 40.34 | 47.85 | 48.08 | 40.34 | 45.31 | 37.77 | 41.05 | 47.85 | 48.08 | 57.4 | 48.34 | 47.6 | 57.65 | 48.34 | 48.56 | 41.05 | 47.85 | 48.08 | 50.93 | 53.82 | 51.3 | 50.93 | 53.82 | 51.3 | 56.51 | 53.82 | 51.3 | 56.51 | 53.82 | 51.3 | 56.51 | 53.82 | 51.3 | 56.51 | 53.82 | 51.3 | 50.93 | 53.82 | 51.3 | 50.93 | 53.52 | 49.91 | 56.51 | 53.82 | 51.3 | 85.81 | 54.36 | 50.78 | 86.7 | 55.47 | 51.81 | 56.51 | 53.82 | 51.3
6954 | 40.88 | 48.39 | 39.74 | 40.88 | 48.39 | 39.74 | 41.59 | 48.39 | 39.74 | 41.59 | 48.39 | 39.74 | 41.59 | 48.39 | 39.74 | 41.59 | 48.39 | 39.74 | 40.88 | 48.39 | 39.74 | 40.88 | 45.85 | 38.31 | 41.59 | 48.39 | 39.74 | 60.64 | 48.88 | 39.34 | 60.64 | 48.88 | 40.14 | 41.59 | 48.39 | 39.74 | 51.47 | 54.16 | 51.3 | 51.47 | 54.16 | 51.3 | 51.47 | 54.16 | 51.3 | 51.47 | 54.16 | 51.3 | 57.05 | 54.16 | 51.3 | 57.05 | 54.16 | 51.3 | 51.47 | 54.16 | 51.3 | 51.47 | 54.06 | 50.45 | 57.05 | 54.16 | 51.3 | 86.7 | 54.71 | 49.78 | 86.7 | 54.71 | 50.78 | 51.47 | 54.16 | 51.3
6955 | 41.02 | 48.54 | 39.02 | 41.02 | 48.54 | 39.02 | 41.02 | 48.54 | 39.02 | 41.02 | 48.54 | 39.02 | 41.73 | 48.54 | 39.02 | 41.73 | 48.54 | 39.02 | 41.02 | 48.54 | 39.02 | 41.02 | 45.99 | 38.46 | 41.73 | 48.54 | 39.02 | 57.06 | 49.03 | 38.63 | 57.65 | 49.03 | 39.41 | 41.02 | 48.54 | 39.02 | 51.61 | 54.31 | 51.3 | 51.61 | 54.31 | 51.3 | 51.61 | 54.31 | 51.3 | 51.61 | 54.31 | 51.3 | 57.19 | 54.31 | 51.3 | 57.19 | 54.31 | 51.3 | 51.61 | 54.31 | 51.3 | 51.61 | 54.2 | 50.59 | 57.19 | 54.31 | 51.3 | 84.11 | 54.86 | 49.78 | 85.83 | 54.86 | 50.78 | 51.61 | 54.31 | 51.3
6956 | 40.55 | 47.11 | 37.99 | 40.55 | 47.11 | 37.99 | 40.55 | 47.11 | 37.99 | 40.55 | 47.11 | 37.99 | 41.26 | 48.07 | 37.99 | 41.26 | 48.07 | 37.99 | 40.55 | 47.11 | 37.99 | 40.55 | 45.52 | 37.99 | 41.26 | 48.07 | 37.99 | 54.45 | 47.59 | 37.61 | 53.36 | 47.59 | 37.61 | 40.55 | 47.11 | 37.99 | 51.14 | 53.73 | 50.22 | 51.14 | 53.73 | 50.22 | 51.14 | 53.73 | 50.22 | 51.14 | 53.73 | 50.22 | 56.72 | 53.84 | 50.22 | 56.72 | 53.84 | 50.22 | 51.14 | 53.73 | 50.22 | 51.14 | 53.73 | 50.12 | 56.72 | 53.84 | 50.22 | 81.36 | 53.3 | 48.72 | 79.73 | 54.28 | 49.72 | 51.14 | 53.73 | 50.22
6957 | 40.14 | 45.1 | 37.57 | 40.14 | 45.1 | 37.57 | 40.14 | 45.1 | 37.57 | 40.14 | 45.1 | 37.57 | 40.85 | 47.65 | 37.57 | 40.85 | 47.65 | 37.57 | 40.14 | 45.11 | 37.57 | 40.14 | 45.1 | 37.57 | 40.85 | 47.65 | 37.57 | 41.26 | 47.17 | 37.19 | 40.54 | 45.56 | 37.19 | 40.14 | 45.1 | 37.57 | 50.73 | 53.32 | 49.7 | 50.73 | 53.32 | 49.7 | 50.73 | 53.32 | 49.7 | 50.73 | 53.32 | 49.7 | 56.31 | 53.42 | 49.7 | 56.31 | 53.42 | 49.7 | 50.73 | 53.32 | 49.7 | 50.73 | 53.32 | 49.7 | 56.31 | 53.42 | 49.7 | 68.82 | 52.95 | 44.8 | 67.45 | 53.85 | 45.72 | 50.73 | 53.32 | 49.7
6958 | 39.81 | 44.77 | 37.24 | 39.81 | 44.77 | 37.24 | 39.81 | 44.77 | 37.24 | 39.81 | 44.77 | 37.24 | 40.51 | 47.32 | 37.24 | 40.51 | 47.32 | 37.24 | 39.81 | 44.77 | 37.24 | 39.81 | 44.77 | 37.24 | 40.51 | 47.32 | 37.24 | 40.92 | 46.84 | 36.13 | 40.21 | 45.22 | 36.86 | 39.81 | 44.77 | 37.24 | 50.39 | 52.98 | 49.37 | 50.39 | 52.98 | 49.37 | 50.39 | 52.98 | 49.37 | 50.39 | 52.98 | 49.37 | 55.97 | 53.09 | 49.37 | 55.97 | 53.09 | 49.37 | 50.39 | 52.98 | 49.37 | 50.39 | 52.98 | 49.37 | 55.97 | 53.09 | 49.37 | 56.54 | 52.45 | 44.8 | 55.41 | 53.52 | 45.72 | 50.39 | 52.98 | 49.37
6959 | 39.36 | 44.33 | 36.79 | 39.36 | 44.33 | 36.79 | 39.36 | 44.33 | 36.79 | 39.36 | 44.33 | 36.79 | 40.07 | 46.87 | 36.79 | 40.07 | 46.87 | 36.79 | 39.36 | 44.33 | 36.79 | 39.36 | 44.33 | 36.79 | 40.07 | 46.87 | 36.79 | 39.76 | 46.4 | 35.69 | 39.76 | 44.77 | 36.42 | 39.36 | 44.33 | 36.79 | 49.95 | 52.54 | 48.92 | 49.95 | 52.54 | 48.92 | 49.95 | 52.54 | 48.92 | 49.95 | 52.54 | 48.92 | 55.53 | 52.64 | 48.92 | 55.53 | 52.64 | 48.92 | 49.95 | 52.54 | 48.92 | 49.95 | 52.54 | 48.92 | 55.53 | 52.64 | 48.92 | 56.09 | 52.01 | 44.8 | 54.97 | 53.07 | 45.72 | 49.95 | 52.54 | 48.92
6960 | 39.38 | 44.34 | 36.81 | 39.38 | 44.34 | 36.81 | 39.38 | 44.34 | 36.81 | 39.38 | 44.34 | 36.81 | 40.08 | 46.88 | 36.81 | 40.08 | 46.89 | 36.81 | 39.38 | 44.34 | 36.81 | 39.38 | 44.34 | 36.81 | 40.08 | 46.88 | 36.81 | 39.77 | 46.41 | 35.71 | 39.77 | 44.79 | 36.44 | 39.38 | 44.34 | 36.81 | 49.97 | 52.55 | 48.94 | 49.97 | 52.55 | 48.94 | 49.97 | 52.55 | 48.94 | 49.97 | 52.55 | 48.94 | 55.55 | 52.66 | 48.94 | 55.55 | 52.66 | 48.94 | 49.97 | 52.55 | 48.94 | 49.97 | 52.55 | 48.94 | 55.55 | 52.66 | 48.94 | 56.11 | 52.03 | 44.8 | 54.98 | 53.09 | 45.72 | 49.97 | 52.55 | 48.94
6961 | 39.02 | 43.99 | 36.46 | 39.02 | 43.99 | 36.46 | 39.02 | 43.99 | 36.46 | 39.02 | 43.99 | 36.46 | 39.73 | 46.53 | 36.46 | 39.73 | 46.53 | 36.46 | 39.02 | 43.99 | 36.46 | 39.02 | 43.99 | 36.46 | 39.73 | 46.53 | 36.46 | 39.42 | 45.83 | 35.37 | 39.42 | 44.44 | 36.09 | 39.02 | 43.99 | 36.46 | 49.61 | 52.2 | 48.59 | 49.61 | 52.2 | 48.59 | 49.61 | 52.2 | 48.59 | 49.61 | 52.2 | 48.59 | 55.19 | 52.31 | 48.59 | 55.19 | 52.31 | 48.59 | 49.61 | 52.2 | 48.59 | 49.61 | 52.2 | 48.59 | 55.19 | 52.31 | 48.59 | 55.75 | 51.68 | 44.8 | 54.64 | 52.73 | 45.72 | 49.61 | 52.2 | 48.59
6962 | 38.82 | 43.78 | 36.25 | 38.82 | 43.78 | 36.25 | 38.82 | 43.78 | 36.25 | 38.82 | 43.78 | 36.25 | 39.52 | 46.32 | 36.25 | 39.52 | 46.33 | 36.25 | 38.82 | 43.78 | 36.25 | 38.82 | 43.78 | 36.25 | 39.52 | 46.32 | 36.25 | 39.21 | 45.83 | 35.17 | 39.21 | 44.23 | 35.89 | 38.82 | 43.78 | 36.25 | 49.41 | 52 | 48.38 | 49.41 | 52 | 48.38 | 49.41 | 52 | 48.38 | 49.41 | 52 | 48.38 | 54.99 | 52.1 | 48.38 | 54.99 | 52.1 | 48.38 | 49.41 | 52 | 48.38 | 49.41 | 52 | 48.38 | 54.99 | 52.1 | 48.38 | 55.54 | 51.48 | 44.8 | 54.43 | 52.52 | 45.72 | 49.41 | 52 | 48.38
6963 | 38.77 | 43.74 | 36.2 | 38.77 | 43.74 | 36.2 | 38.77 | 43.74 | 36.2 | 38.77 | 43.74 | 36.2 | 39.48 | 46.27 | 36.2 | 39.48 | 46.28 | 36.2 | 38.77 | 43.74 | 36.2 | 38.77 | 43.74 | 36.2 | 39.48 | 46.27 | 36.2 | 39.16 | 45.82 | 35.17 | 39.16 | 44.18 | 35.89 | 38.77 | 43.74 | 36.2 | 49.36 | 51.95 | 48.33 | 49.36 | 51.95 | 48.33 | 49.36 | 51.95 | 48.33 | 49.36 | 51.95 | 48.33 | 54.94 | 52.05 | 48.33 | 54.94 | 52.05 | 48.33 | 49.36 | 51.95 | 48.33 | 49.36 | 51.95 | 48.33 | 54.94 | 52.05 | 48.33 | 55.49 | 51.48 | 44.8 | 54.38 | 52.47 | 47.85 | 49.36 | 51.95 | 51.3
6964 | 39.04 | 44 | 36.47 | 39.04 | 44 | 36.47 | 39.04 | 44 | 36.47 | 39.04 | 44 | 36.47 | 39.74 | 46.54 | 36.47 | 39.74 | 46.55 | 36.47 | 39.04 | 44 | 36.47 | 39.04 | 44 | 36.47 | 39.74 | 46.54 | 36.47 | 39.74 | 46.08 | 35.38 | 39.43 | 45.16 | 36.1 | 39.04 | 44 | 36.47 | 49.62 | 52.21 | 48.6 | 49.62 | 52.21 | 48.6 | 49.62 | 52.21 | 48.6 | 49.62 | 52.21 | 48.6 | 55.2 | 52.32 | 48.6 | 55.2 | 52.32 | 48.6 | 49.62 | 52.21 | 48.6 | 49.62 | 52.21 | 48.6 | 55.2 | 52.32 | 48.6 | 55.76 | 51.69 | 44.8 | 56.9 | 52.74 | 48.11 | 49.62 | 52.21 | 51.3
6965 | 39.7 | 46.28 | 37.14 | 39.7 | 46.28 | 37.14 | 39.7 | 46.28 | 37.14 | 39.7 | 46.28 | 37.14 | 40.41 | 47.21 | 37.14 | 40.41 | 47.22 | 37.14 | 39.7 | 46.28 | 37.14 | 39.7 | 44.67 | 37.14 | 40.41 | 47.21 | 37.14 | 48.88 | 46.74 | 36.76 | 49.88 | 46.74 | 37.51 | 39.7 | 46.28 | 37.14 | 50.29 | 52.99 | 49.37 | 50.29 | 52.99 | 49.37 | 50.29 | 52.99 | 49.37 | 50.29 | 52.99 | 49.37 | 55.87 | 52.99 | 49.37 | 55.87 | 52.99 | 49.37 | 50.29 | 52.99 | 49.37 | 50.29 | 52.88 | 49.27 | 55.87 | 52.99 | 49.37 | 67.47 | 52.46 | 47.75 | 68.85 | 53.52 | 48.87 | 50.29 | 52.99 | 51.3
6966 | 40.42 | 47.93 | 39.24 | 40.42 | 47.93 | 39.24 | 41.12 | 47.93 | 39.24 | 41.12 | 47.93 | 39.24 | 41.12 | 47.93 | 37.85 | 41.12 | 47.93 | 37.85 | 40.42 | 47.93 | 37.85 | 40.42 | 45.39 | 37.85 | 41.12 | 47.93 | 37.85 | 50.46 | 48.41 | 37.47 | 51.49 | 48.43 | 39.63 | 41.12 | 47.93 | 39.24 | 51.01 | 53.7 | 50.75 | 51.01 | 53.7 | 50.75 | 51.01 | 53.7 | 50.75 | 51.01 | 53.7 | 50.75 | 56.59 | 53.7 | 50.75 | 56.59 | 53.7 | 50.75 | 51.01 | 53.7 | 50.75 | 51.01 | 53.6 | 49.98 | 56.59 | 53.7 | 50.75 | 73.68 | 53.16 | 47.75 | 75.18 | 54.25 | 51.26 | 51.01 | 53.7 | 51.3
6967 | 41.11 | 48.62 | 48.85 | 41.11 | 48.62 | 48.85 | 41.82 | 48.62 | 48.85 | 41.82 | 48.62 | 48.85 | 41.82 | 48.62 | 48.85 | 41.82 | 48.62 | 48.85 | 41.11 | 48.62 | 48.85 | 41.11 | 46.08 | 38.54 | 41.82 | 48.62 | 48.85 | 58.34 | 49.12 | 48.36 | 59.53 | 50.12 | 49.35 | 41.82 | 48.62 | 48.85 | 51.7 | 55.57 | 51.38 | 51.7 | 55.57 | 51.38 | 57.28 | 55.57 | 51.38 | 57.28 | 55.57 | 51.38 | 57.28 | 55.57 | 51.38 | 57.28 | 55.57 | 51.38 | 51.7 | 55.57 | 51.38 | 51.7 | 54.29 | 50.68 | 57.28 | 55.57 | 51.38 | 83.24 | 56.13 | 48.78 | 84.94 | 106.03 | 51.9 | 57.28 | 55.57 | 51.38
6968 | 41.32 | 48.83 | 49.03 | 41.32 | 48.83 | 49.03 | 42.02 | 48.83 | 49.03 | 42.02 | 48.83 | 49.03 | 42.02 | 48.83 | 49.03 | 42.02 | 48.83 | 49.03 | 41.32 | 48.83 | 49.03 | 41.32 | 46.28 | 38.75 | 42.02 | 48.83 | 49.03 | 58.91 | 49.32 | 48.54 | 59.53 | 50.33 | 49.53 | 42.02 | 48.83 | 49.03 | 51.9 | 55.77 | 51.59 | 51.9 | 55.77 | 51.59 | 57.48 | 55.77 | 51.59 | 57.48 | 55.77 | 51.59 | 57.48 | 55.77 | 51.59 | 57.48 | 55.77 | 51.59 | 51.9 | 55.77 | 51.59 | 51.9 | 54.49 | 50.88 | 57.48 | 55.77 | 51.59 | 83.24 | 56.33 | 48.78 | 84.94 | 106.03 | 52.11 | 57.48 | 56.61 | 51.59
6969 | 41.13 | 48.65 | 48.85 | 41.13 | 48.65 | 48.85 | 41.84 | 48.65 | 48.85 | 41.84 | 48.65 | 48.85 | 41.84 | 48.65 | 38.57 | 41.84 | 48.65 | 38.57 | 41.13 | 48.65 | 38.57 | 41.13 | 46.1 | 38.57 | 41.84 | 48.65 | 38.57 | 57.59 | 49.14 | 38.24 | 58.76 | 49.14 | 49.34 | 41.84 | 48.65 | 48.85 | 51.72 | 54.42 | 51.3 | 51.72 | 54.42 | 51.3 | 57.3 | 54.42 | 51.3 | 57.3 | 54.42 | 51.3 | 57.3 | 54.42 | 50.75 | 57.3 | 54.42 | 50.75 | 51.72 | 54.42 | 50.75 | 51.72 | 54.31 | 50.7 | 57.3 | 54.42 | 50.75 | 80.73 | 53.87 | 47.75 | 82.38 | 54.97 | 51.81 | 57.3 | 56.61 | 53.96
6970 | 41.04 | 48.56 | 48.76 | 41.04 | 48.56 | 48.76 | 41.75 | 48.56 | 48.76 | 41.75 | 48.56 | 48.76 | 41.75 | 48.56 | 38.47 | 41.75 | 48.56 | 38.47 | 41.04 | 48.56 | 38.47 | 41.04 | 46.01 | 38.47 | 41.75 | 48.56 | 38.47 | 55.64 | 49.05 | 38.24 | 54.53 | 49.05 | 48.27 | 41.75 | 48.56 | 48.76 | 51.63 | 54.33 | 51.3 | 51.63 | 54.33 | 51.3 | 57.21 | 54.33 | 51.3 | 57.21 | 54.33 | 51.3 | 57.21 | 54.33 | 50.75 | 57.21 | 54.33 | 50.75 | 51.63 | 54.33 | 50.75 | 51.63 | 54.22 | 50.75 | 57.21 | 54.33 | 50.75 | 79.12 | 53.78 | 47.75 | 80.74 | 54.88 | 51.81 | 57.21 | 56.61 | 61.55
6971 | 40.89 | 48.4 | 48.27 | 40.89 | 48.4 | 48.27 | 41.59 | 48.4 | 48.27 | 41.59 | 48.4 | 48.27 | 41.59 | 48.4 | 38.32 | 41.59 | 48.4 | 38.32 | 40.89 | 48.4 | 38.32 | 40.89 | 45.85 | 38.32 | 41.59 | 48.4 | 38.32 | 51.49 | 48.89 | 38.24 | 52.54 | 48.89 | 47.78 | 41.59 | 48.4 | 48.27 | 51.47 | 54.17 | 51.22 | 51.47 | 54.17 | 51.22 | 57.05 | 54.17 | 51.22 | 57.05 | 54.17 | 51.22 | 57.05 | 54.17 | 50.75 | 57.05 | 54.17 | 50.75 | 51.47 | 54.17 | 50.75 | 51.47 | 54.06 | 50.75 | 57.05 | 54.17 | 50.75 | 73.15 | 53.63 | 47.75 | 74.64 | 54.72 | 51.73 | 57.05 | 54.91 | 53.96
6972 | 40.73 | 48.24 | 39.02 | 40.73 | 48.24 | 39.02 | 41.44 | 48.24 | 39.02 | 41.44 | 48.24 | 39.02 | 41.44 | 48.24 | 38.24 | 41.44 | 48.24 | 38.24 | 40.73 | 48.24 | 38.24 | 40.73 | 45.7 | 38.16 | 41.44 | 48.24 | 38.24 | 51.49 | 48.73 | 38.24 | 52.54 | 48.73 | 39.41 | 41.44 | 48.24 | 39.02 | 51.32 | 54.01 | 51 | 51.32 | 54.01 | 51 | 51.32 | 54.01 | 51 | 51.32 | 54.01 | 51 | 56.9 | 54.01 | 51 | 56.9 | 54.01 | 51 | 51.32 | 54.01 | 51 | 51.32 | 53.91 | 50.29 | 56.9 | 54.01 | 51 | 65.06 | 53.47 | 48.78 | 66.39 | 54.56 | 51.51 | 51.32 | 54.01 | 53.96
6973 | 40.65 | 48.16 | 39.02 | 40.65 | 48.16 | 39.02 | 41.35 | 48.16 | 39.02 | 41.35 | 48.16 | 39.02 | 41.35 | 48.16 | 38.08 | 41.35 | 48.16 | 38.08 | 40.65 | 48.16 | 38.08 | 40.65 | 45.61 | 38.08 | 41.35 | 48.16 | 38.08 | 51.49 | 48.65 | 38.24 | 52.54 | 48.65 | 39.41 | 41.35 | 48.16 | 39.02 | 51.23 | 53.93 | 50.75 | 51.23 | 53.93 | 50.75 | 51.23 | 53.93 | 50.75 | 51.23 | 53.93 | 50.75 | 56.81 | 53.93 | 50.75 | 56.81 | 53.93 | 50.75 | 51.23 | 53.93 | 50.75 | 51.23 | 53.82 | 50.21 | 56.81 | 53.93 | 50.75 | 63.3 | 53.39 | 47.75 | 64.59 | 54.48 | 51.26 | 51.23 | 53.93 | 61.55
6974 | 40.55 | 48.07 | 48.27 | 40.55 | 48.07 | 48.27 | 41.26 | 48.07 | 48.27 | 41.26 | 48.07 | 48.27 | 41.26 | 48.07 | 48.27 | 41.26 | 48.07 | 48.27 | 40.55 | 48.06 | 48.27 | 40.55 | 45.52 | 37.98 | 41.26 | 48.07 | 48.27 | 50.07 | 48.55 | 47.78 | 51.09 | 48.55 | 48.75 | 41.26 | 48.07 | 51.3 | 51.14 | 53.84 | 50.22 | 51.14 | 53.84 | 50.22 | 56.72 | 53.84 | 50.22 | 56.72 | 53.84 | 50.22 | 56.72 | 53.84 | 50.22 | 56.72 | 53.84 | 50.22 | 51.14 | 53.84 | 50.22 | 51.14 | 53.73 | 50.22 | 56.72 | 53.84 | 50.22 | 65.26 | 54.38 | 49.71 | 66.59 | 55.49 | 50.72 | 56.72 | 54.91 | 63.5
6975 | 40.46 | 47.97 | 48.2 | 40.46 | 47.97 | 48.2 | 41.17 | 47.97 | 48.2 | 41.17 | 47.97 | 48.2 | 41.17 | 47.97 | 48.2 | 41.17 | 47.97 | 48.2 | 40.46 | 47.97 | 48.2 | 40.46 | 45.45 | 39.85 | 41.17 | 47.97 | 48.2 | 55.14 | 66.5 | 47.72 | 56.26 | 67.86 | 48.69 | 41.17 | 47.97 | 52.97 | 51.05 | 53.82 | 51.21 | 51.05 | 53.82 | 51.21 | 56.63 | 53.82 | 51.21 | 56.63 | 53.82 | 51.21 | 56.63 | 53.82 | 51.21 | 56.63 | 53.82 | 51.21 | 51.05 | 53.82 | 51.21 | 51.05 | 53.64 | 51.21 | 56.63 | 53.82 | 51.21 | 84.45 | 80.04 | 50.7 | 86.18 | 101.85 | 51.73 | 56.63 | 56.61 | 90
6976 | 40.38 | 47.89 | 48.85 | 40.38 | 47.89 | 48.85 | 41.09 | 47.89 | 48.85 | 41.09 | 47.89 | 48.85 | 41.09 | 47.89 | 48.85 | 41.09 | 47.89 | 48.85 | 40.38 | 47.89 | 48.85 | 40.38 | 45.35 | 39.85 | 41.09 | 47.89 | 48.85 | 58.34 | 77.36 | 49.34 | 59.53 | 78.94 | 50.35 | 41.09 | 47.89 | 52.97 | 50.97 | 53.82 | 51.3 | 50.97 | 53.82 | 51.3 | 56.55 | 53.82 | 51.3 | 56.55 | 53.82 | 51.3 | 56.55 | 53.82 | 51.3 | 56.55 | 53.82 | 51.3 | 50.97 | 53.82 | 51.3 | 50.97 | 53.56 | 51.3 | 56.55 | 53.82 | 51.3 | 85.33 | 95.62 | 50.78 | 87.07 | 102.88 | 51.82 | 67.77 | 56.61 | 90
6977 | 40.56 | 48.08 | 48.3 | 40.56 | 48.08 | 48.3 | 41.27 | 48.08 | 48.3 | 41.27 | 48.08 | 48.3 | 41.27 | 48.08 | 48.3 | 41.27 | 48.08 | 48.3 | 40.56 | 48.08 | 48.3 | 40.56 | 45.57 | 39.85 | 41.27 | 48.08 | 48.3 | 58.91 | 77.4 | 48.79 | 59.53 | 78.98 | 49.79 | 41.27 | 48.08 | 51.3 | 51.15 | 53.92 | 50.84 | 51.15 | 53.92 | 50.84 | 56.73 | 53.92 | 50.84 | 56.73 | 53.92 | 50.84 | 56.73 | 53.92 | 50.84 | 56.73 | 53.92 | 50.84 | 51.15 | 53.92 | 50.84 | 51.15 | 53.74 | 50.84 | 56.73 | 53.92 | 50.84 | 86.48 | 63.37 | 50.32 | 87.95 | 64.66 | 51.35 | 56.73 | 53.92 | 90
6978 | 41.03 | 48.54 | 48.74 | 41.03 | 48.54 | 48.74 | 41.73 | 48.54 | 48.74 | 41.73 | 48.54 | 48.74 | 41.73 | 48.54 | 48.74 | 41.73 | 48.54 | 48.74 | 41.03 | 48.54 | 48.74 | 41.03 | 46 | 39.85 | 41.73 | 48.54 | 48.74 | 61.26 | 79.75 | 49.23 | 61.26 | 78.17 | 49.23 | 41.73 | 48.54 | 48.74 | 51.62 | 54.31 | 50.69 | 51.62 | 54.31 | 50.69 | 51.62 | 54.31 | 50.69 | 51.62 | 54.31 | 50.69 | 57.2 | 54.31 | 50.69 | 57.2 | 54.31 | 50.69 | 51.62 | 54.31 | 50.69 | 51.62 | 54.2 | 50.69 | 57.2 | 54.31 | 50.69 | 88.12 | 98.58 | 50.18 | 89.01 | 100.59 | 51.2 | 51.62 | 54.31 | 52.88
6979 | 41.21 | 48.73 | 40.03 | 41.21 | 48.73 | 40.03 | 41.92 | 48.73 | 40.03 | 41.92 | 48.73 | 40.03 | 41.92 | 48.73 | 40.03 | 41.92 | 48.73 | 40.03 | 41.21 | 46.19 | 38.65 | 41.21 | 46.19 | 38.65 | 41.92 | 48.73 | 40.03 | 59.53 | 79.75 | 40.44 | 59.53 | 78.16 | 40.44 | 41.92 | 48.73 | 40.03 | 51.8 | 54.5 | 50.78 | 51.8 | 54.5 | 50.78 | 51.8 | 54.5 | 50.78 | 51.8 | 54.5 | 50.78 | 57.38 | 54.5 | 50.78 | 57.38 | 54.5 | 50.78 | 51.8 | 54.39 | 50.78 | 51.8 | 54.39 | 50.78 | 57.38 | 54.5 | 50.78 | 84.11 | 98.58 | 50.27 | 85.83 | 96.6 | 51.29 | 51.8 | 54.5 | 52.88
6980 | 40.73 | 45.7 | 39.55 | 40.73 | 45.7 | 39.55 | 40.73 | 45.7 | 39.55 | 40.73 | 45.7 | 39.55 | 41.44 | 48.24 | 39.55 | 41.44 | 48.24 | 39.55 | 40.73 | 45.7 | 38.16 | 40.73 | 45.7 | 38.16 | 41.44 | 48.24 | 39.55 | 58.91 | 79.75 | 39.95 | 57.73 | 78.16 | 39.95 | 40.73 | 45.7 | 39.55 | 51.32 | 53.91 | 51.06 | 51.32 | 53.91 | 51.06 | 51.32 | 53.91 | 51.06 | 51.32 | 53.91 | 51.06 | 56.9 | 54.01 | 51.06 | 56.9 | 54.01 | 51.06 | 51.32 | 53.91 | 51.06 | 51.32 | 53.91 | 51.06 | 56.9 | 54.01 | 51.06 | 84.45 | 98.58 | 51.58 | 86.18 | 96.6 | 51.58 | 51.32 | 53.91 | 51.06
6981 | 40.38 | 45.35 | 37.81 | 40.38 | 45.35 | 37.81 | 40.38 | 45.35 | 37.81 | 40.38 | 45.35 | 37.81 | 41.09 | 47.89 | 37.81 | 41.09 | 47.9 | 37.81 | 40.38 | 45.35 | 37.81 | 40.38 | 45.35 | 37.81 | 41.09 | 47.89 | 37.81 | 55.83 | 76.63 | 38.2 | 54.72 | 75.09 | 38.2 | 40.38 | 45.35 | 37.81 | 50.97 | 53.56 | 49.95 | 50.97 | 53.56 | 49.95 | 50.97 | 53.56 | 49.95 | 50.97 | 53.56 | 49.95 | 56.55 | 53.67 | 49.95 | 56.55 | 53.67 | 49.95 | 50.97 | 53.56 | 49.95 | 50.97 | 53.56 | 49.95 | 56.55 | 53.67 | 49.95 | 78.32 | 96.8 | 49.78 | 79.92 | 94.86 | 50.45 | 50.97 | 53.56 | 49.95
6982 | 40.08 | 45.05 | 37.51 | 40.08 | 45.05 | 37.51 | 40.08 | 45.05 | 37.51 | 40.08 | 45.05 | 37.51 | 40.79 | 47.59 | 37.51 | 40.79 | 47.59 | 37.51 | 40.08 | 45.05 | 37.51 | 40.08 | 45.05 | 37.51 | 40.79 | 47.59 | 37.51 | 52.03 | 73.68 | 37.89 | 50.98 | 72.21 | 37.89 | 40.08 | 45.05 | 37.51 | 50.67 | 53.26 | 49.64 | 50.67 | 53.26 | 49.64 | 50.67 | 53.26 | 49.64 | 50.67 | 53.26 | 49.64 | 56.25 | 53.36 | 49.64 | 56.25 | 53.36 | 49.64 | 50.67 | 53.26 | 49.64 | 50.67 | 53.26 | 49.64 | 56.25 | 53.36 | 49.64 | 73.17 | 92.75 | 49.78 | 71.71 | 90.9 | 50.15 | 50.67 | 53.26 | 49.64
6983 | 39.7 | 44.66 | 37.13 | 39.7 | 44.66 | 37.13 | 39.7 | 44.66 | 37.13 | 39.7 | 44.66 | 37.13 | 40.4 | 47.21 | 37.13 | 40.4 | 47.21 | 37.13 | 39.7 | 44.66 | 37.13 | 39.7 | 44.66 | 37.13 | 40.4 | 47.21 | 37.13 | 44.24 | 72.79 | 37.5 | 43.36 | 45.12 | 37.5 | 39.7 | 44.66 | 37.13 | 50.29 | 52.87 | 49.26 | 50.29 | 52.87 | 49.26 | 50.29 | 52.87 | 49.26 | 50.29 | 52.87 | 49.26 | 55.87 | 52.98 | 49.26 | 55.87 | 52.98 | 49.26 | 50.29 | 52.87 | 49.26 | 50.29 | 52.87 | 49.26 | 55.87 | 52.98 | 49.26 | 60.8 | 95.62 | 49.76 | 59.58 | 53.41 | 49.76 | 50.29 | 52.87 | 49.26
6984 | 39.7 | 44.67 | 37.13 | 39.7 | 44.67 | 37.13 | 39.7 | 44.67 | 37.13 | 39.7 | 44.67 | 37.13 | 40.41 | 47.21 | 37.13 | 40.41 | 47.21 | 37.13 | 39.7 | 44.67 | 37.13 | 39.7 | 44.67 | 37.13 | 40.41 | 47.21 | 37.13 | 42.29 | 68.23 | 38.27 | 41.45 | 45.12 | 37.51 | 39.7 | 44.67 | 37.13 | 50.29 | 52.88 | 49.26 | 50.29 | 52.88 | 49.26 | 50.29 | 52.88 | 49.26 | 50.29 | 52.88 | 49.26 | 55.87 | 52.98 | 49.26 | 55.87 | 52.98 | 49.26 | 50.29 | 52.88 | 49.26 | 50.29 | 52.88 | 49.26 | 55.87 | 52.98 | 49.26 | 57.77 | 92.36 | 49.76 | 56.62 | 53.41 | 49.76 | 50.29 | 52.88 | 49.26
6985 | 39.53 | 44.5 | 36.96 | 39.53 | 44.5 | 36.96 | 39.53 | 44.5 | 36.96 | 39.53 | 44.5 | 36.96 | 40.24 | 47.04 | 36.96 | 40.24 | 47.04 | 36.96 | 39.53 | 44.5 | 36.96 | 39.53 | 44.5 | 36.96 | 40.24 | 47.04 | 36.96 | 41.81 | 68.23 | 37.34 | 40.97 | 44.95 | 37.34 | 39.53 | 44.5 | 36.96 | 50.12 | 52.71 | 49.1 | 50.12 | 52.71 | 49.1 | 50.12 | 52.71 | 49.1 | 50.12 | 52.71 | 49.1 | 55.7 | 52.82 | 49.1 | 55.7 | 52.82 | 49.1 | 50.12 | 52.71 | 49.1 | 50.12 | 52.71 | 49.1 | 55.7 | 52.82 | 49.1 | 57.77 | 92.36 | 49.59 | 56.62 | 53.24 | 49.59 | 50.12 | 52.71 | 49.1
6986 | 39.42 | 44.39 | 36.85 | 39.42 | 44.39 | 36.85 | 39.42 | 44.39 | 36.85 | 39.42 | 44.39 | 36.85 | 40.13 | 46.92 | 36.85 | 40.13 | 46.93 | 36.85 | 39.42 | 44.39 | 36.85 | 39.42 | 44.39 | 36.85 | 40.13 | 46.92 | 36.85 | 41.79 | 47.56 | 37.23 | 40.96 | 44.84 | 37.22 | 39.42 | 44.39 | 36.85 | 50.01 | 52.6 | 48.99 | 50.01 | 52.6 | 48.99 | 50.01 | 52.6 | 48.99 | 50.01 | 52.6 | 48.99 | 55.59 | 52.7 | 48.99 | 55.59 | 52.7 | 48.99 | 50.01 | 52.6 | 48.99 | 50.01 | 52.6 | 48.99 | 55.59 | 52.7 | 48.99 | 57.77 | 54.21 | 49.48 | 56.62 | 53.13 | 48.5 | 50.01 | 52.6 | 48.99
6987 | 39.35 | 44.32 | 36.78 | 39.35 | 44.32 | 36.78 | 39.35 | 44.32 | 36.78 | 39.35 | 44.32 | 36.78 | 40.06 | 46.85 | 36.78 | 40.06 | 46.86 | 36.78 | 39.35 | 44.32 | 36.78 | 39.35 | 44.32 | 36.78 | 40.06 | 46.85 | 36.78 | 40.56 | 47.33 | 37.15 | 39.75 | 44.76 | 37.15 | 39.35 | 44.32 | 36.78 | 49.94 | 52.53 | 48.91 | 49.94 | 52.53 | 48.91 | 49.94 | 52.53 | 48.91 | 49.94 | 52.53 | 48.91 | 55.52 | 52.63 | 48.91 | 55.52 | 52.63 | 48.91 | 49.94 | 52.53 | 48.91 | 49.94 | 52.53 | 48.91 | 55.52 | 52.63 | 48.91 | 57.77 | 53.16 | 48.42 | 56.62 | 53.06 | 48.42 | 49.94 | 52.53 | 51.99
6988 | 39.49 | 44.45 | 36.92 | 39.49 | 44.45 | 36.92 | 39.49 | 44.45 | 36.92 | 39.49 | 44.45 | 36.92 | 40.2 | 46.99 | 36.92 | 40.2 | 47 | 36.92 | 39.49 | 44.45 | 36.92 | 39.49 | 44.45 | 36.92 | 40.2 | 46.99 | 36.92 | 40.7 | 47.47 | 36.55 | 39.89 | 44.9 | 36.55 | 39.49 | 44.45 | 36.92 | 50.08 | 52.67 | 49.05 | 50.08 | 52.67 | 49.05 | 50.08 | 52.67 | 49.05 | 50.08 | 52.67 | 49.05 | 55.66 | 52.77 | 49.05 | 55.66 | 52.77 | 49.05 | 50.08 | 52.67 | 49.05 | 50.08 | 52.67 | 49.05 | 55.66 | 52.77 | 49.05 | 60.02 | 53.3 | 48.56 | 58.81 | 53.2 | 48.56 | 50.08 | 52.67 | 53.96
6989 | 39.92 | 44.89 | 37.35 | 39.92 | 44.89 | 37.35 | 39.92 | 44.89 | 37.35 | 39.92 | 44.89 | 37.35 | 40.63 | 47.43 | 37.35 | 40.63 | 47.43 | 37.35 | 39.92 | 44.89 | 37.35 | 39.92 | 44.89 | 37.35 | 40.63 | 47.43 | 37.35 | 50 | 46.96 | 36.98 | 49 | 45.34 | 36.98 | 39.92 | 44.89 | 37.35 | 50.51 | 53.1 | 49.49 | 50.51 | 53.1 | 49.49 | 50.51 | 53.1 | 49.49 | 50.51 | 53.1 | 49.49 | 56.09 | 53.2 | 49.49 | 56.09 | 53.2 | 49.49 | 50.51 | 53.1 | 49.49 | 50.51 | 53.1 | 49.49 | 56.09 | 53.2 | 49.49 | 72.94 | 53.63 | 48.99 | 71.48 | 53.63 | 48.99 | 50.51 | 53.1 | 53.96
6990 | 40.6 | 45.57 | 38.03 | 40.6 | 45.57 | 38.03 | 40.6 | 45.57 | 38.03 | 40.6 | 45.57 | 38.03 | 41.31 | 48.11 | 38.03 | 41.31 | 48.11 | 38.03 | 40.6 | 45.57 | 38.03 | 40.6 | 45.57 | 38.03 | 41.31 | 48.11 | 38.03 | 50 | 47.63 | 37.65 | 49 | 46.03 | 37.65 | 40.6 | 45.57 | 38.03 | 51.19 | 53.78 | 50.17 | 51.19 | 53.78 | 50.17 | 51.19 | 53.78 | 50.17 | 51.19 | 53.78 | 50.17 | 56.77 | 53.89 | 50.17 | 56.77 | 53.89 | 50.17 | 51.19 | 53.78 | 50.17 | 51.19 | 53.78 | 50.17 | 56.77 | 53.89 | 50.17 | 81.07 | 53.35 | 48.67 | 82.72 | 54.32 | 49.67 | 51.19 | 53.78 | 63.5
6991 | 41.19 | 47.73 | 38.62 | 41.19 | 47.73 | 38.62 | 41.89 | 47.73 | 38.62 | 41.89 | 47.73 | 38.62 | 41.89 | 48.7 | 38.62 | 41.89 | 48.7 | 38.62 | 41.19 | 46.16 | 38.62 | 41.19 | 46.15 | 38.62 | 41.89 | 48.7 | 38.62 | 42.32 | 48.21 | 38.23 | 43.18 | 48.21 | 38.23 | 41.89 | 47.73 | 50 | 51.78 | 54.36 | 50.75 | 51.78 | 54.36 | 50.75 | 51.78 | 54.36 | 50.75 | 51.78 | 54.36 | 50.75 | 57.36 | 54.47 | 50.75 | 57.36 | 54.47 | 50.75 | 51.78 | 54.36 | 50.75 | 51.78 | 54.36 | 50.75 | 57.36 | 54.47 | 50.75 | 101.85 | 53.93 | 44.8 | 103.93 | 54.91 | 45.72 | 51.78 | 56.61 | 90
6992 | 41.31 | 47.85 | 38.74 | 41.31 | 47.85 | 38.74 | 42.02 | 47.85 | 38.74 | 42.02 | 47.85 | 38.74 | 42.02 | 48.82 | 38.74 | 42.02 | 48.82 | 38.74 | 41.31 | 46.28 | 38.74 | 41.31 | 46.28 | 38.74 | 42.02 | 48.82 | 38.74 | 42.44 | 48.34 | 38.24 | 42.44 | 48.34 | 38.36 | 42.02 | 47.85 | 50 | 51.9 | 54.49 | 50.88 | 51.9 | 54.49 | 50.88 | 51.9 | 54.49 | 50.88 | 51.9 | 54.49 | 50.88 | 57.48 | 54.6 | 50.88 | 57.48 | 54.6 | 50.88 | 51.9 | 54.49 | 50.88 | 51.9 | 54.49 | 50.88 | 57.48 | 54.6 | 50.88 | 82.75 | 54.05 | 44.8 | 84.44 | 55.04 | 45.72 | 67.77 | 56.61 | 90
6993 | 41.21 | 48.71 | 38.64 | 41.21 | 48.71 | 38.64 | 41.92 | 48.71 | 38.64 | 41.92 | 48.71 | 38.64 | 41.92 | 48.72 | 38.64 | 41.92 | 48.72 | 38.64 | 41.21 | 46.18 | 38.64 | 41.21 | 46.18 | 38.64 | 41.92 | 48.72 | 38.64 | 42.34 | 48.23 | 37.49 | 42.34 | 49.2 | 38.25 | 41.92 | 48.71 | 50 | 51.8 | 54.39 | 50.77 | 51.8 | 54.39 | 50.77 | 51.8 | 54.39 | 50.77 | 51.8 | 54.39 | 50.77 | 57.38 | 54.49 | 50.77 | 57.38 | 54.49 | 50.77 | 51.8 | 54.39 | 50.77 | 51.8 | 54.39 | 50.77 | 57.38 | 54.49 | 50.77 | 81.07 | 53.95 | 44.8 | 82.72 | 54.94 | 45.72 | 67.77 | 56.61 | 90
6994 | 41.1 | 47.65 | 38.53 | 41.1 | 47.65 | 38.53 | 41.81 | 47.65 | 38.53 | 41.81 | 47.65 | 38.53 | 41.81 | 48.61 | 38.53 | 41.81 | 48.61 | 38.53 | 41.1 | 46.07 | 38.53 | 41.1 | 46.07 | 38.53 | 41.81 | 48.61 | 38.53 | 42.23 | 48.13 | 36.26 | 42.23 | 48.13 | 38.15 | 41.81 | 47.65 | 50 | 51.69 | 54.28 | 50.67 | 51.69 | 54.28 | 50.67 | 51.69 | 54.28 | 50.67 | 51.69 | 54.28 | 50.67 | 57.27 | 54.39 | 50.67 | 57.27 | 54.39 | 50.67 | 51.69 | 54.28 | 50.67 | 51.69 | 54.28 | 50.67 | 57.27 | 54.39 | 50.67 | 57.85 | 52.95 | 44.8 | 59.03 | 54.03 | 45.72 | 67.77 | 55.96 | 90
6995 | 40.91 | 47.45 | 38.34 | 40.91 | 47.45 | 38.34 | 41.61 | 47.45 | 38.34 | 41.61 | 47.45 | 38.34 | 41.61 | 48.42 | 38.34 | 41.61 | 48.42 | 38.34 | 40.91 | 45.87 | 38.34 | 40.91 | 45.87 | 38.34 | 41.61 | 48.42 | 38.34 | 42.03 | 47.93 | 35.17 | 42.03 | 47.93 | 37.95 | 41.61 | 47.45 | 39.12 | 51.49 | 54.08 | 50.47 | 51.49 | 54.08 | 50.47 | 51.49 | 54.08 | 50.47 | 51.49 | 54.08 | 50.47 | 57.07 | 54.19 | 50.47 | 57.07 | 54.19 | 50.47 | 51.49 | 54.08 | 50.47 | 51.49 | 54.08 | 50.47 | 57.07 | 54.19 | 50.47 | 57.65 | 52.95 | 44.8 | 58.83 | 54.03 | 45.72 | 52.21 | 54.08 | 90
6996 | 40.74 | 45.71 | 38.17 | 40.74 | 45.71 | 38.17 | 40.74 | 45.71 | 38.17 | 40.74 | 45.71 | 38.17 | 41.45 | 48.25 | 38.17 | 41.45 | 48.25 | 38.17 | 40.74 | 45.71 | 38.17 | 40.74 | 45.71 | 38.17 | 41.45 | 48.25 | 38.17 | 41.45 | 47.11 | 35.17 | 41.15 | 46.17 | 37.79 | 40.74 | 45.71 | 38.17 | 51.33 | 53.92 | 50.31 | 51.33 | 53.92 | 50.31 | 51.33 | 53.92 | 50.31 | 51.33 | 53.92 | 50.31 | 56.91 | 54.03 | 50.31 | 56.91 | 54.03 | 50.31 | 51.33 | 53.92 | 50.31 | 51.33 | 53.92 | 50.31 | 56.91 | 54.03 | 50.31 | 57.65 | 52.95 | 44.8 | 58.83 | 54.03 | 45.72 | 51.33 | 53.92 | 63.5
6997 | 40.59 | 45.55 | 38.02 | 40.59 | 45.55 | 38.02 | 40.59 | 45.55 | 38.02 | 40.59 | 45.55 | 38.02 | 41.29 | 48.1 | 38.02 | 41.29 | 48.1 | 38.02 | 40.59 | 45.55 | 38.02 | 40.59 | 45.55 | 38.02 | 41.29 | 48.1 | 38.02 | 41.71 | 46.96 | 35.17 | 41 | 46.01 | 37.64 | 40.59 | 45.55 | 38.02 | 51.17 | 53.76 | 50.15 | 51.17 | 53.76 | 50.15 | 51.17 | 53.76 | 50.15 | 51.17 | 53.76 | 50.15 | 56.75 | 53.87 | 50.15 | 56.75 | 53.87 | 50.15 | 51.17 | 53.76 | 50.15 | 51.17 | 53.76 | 50.15 | 56.75 | 53.87 | 50.15 | 57.33 | 52.95 | 44.8 | 58.5 | 54.03 | 45.72 | 51.17 | 53.76 | 63.5
6998 | 40.4 | 47.09 | 37.84 | 40.4 | 47.09 | 37.84 | 41.11 | 47.09 | 37.84 | 41.11 | 47.09 | 37.84 | 41.11 | 47.92 | 37.84 | 41.11 | 47.92 | 37.84 | 40.4 | 45.37 | 37.84 | 40.4 | 45.37 | 37.84 | 41.11 | 47.92 | 37.84 | 41.53 | 47.56 | 37.46 | 41.53 | 47.57 | 37.46 | 41.11 | 47.09 | 41.03 | 50.99 | 53.69 | 49.97 | 50.99 | 53.69 | 49.97 | 50.99 | 53.69 | 49.97 | 50.99 | 53.69 | 49.97 | 56.57 | 53.69 | 49.97 | 56.57 | 53.69 | 49.97 | 50.99 | 53.58 | 49.97 | 50.99 | 53.58 | 49.97 | 56.57 | 53.69 | 49.97 | 66.83 | 53.15 | 44.8 | 68.2 | 54.23 | 45.72 | 67.77 | 55.35 | 90
6999 | 40.22 | 47.74 | 37.66 | 40.22 | 47.74 | 37.66 | 40.93 | 47.74 | 37.66 | 40.93 | 47.74 | 37.66 | 40.93 | 47.74 | 37.66 | 40.93 | 47.74 | 37.66 | 40.22 | 45.19 | 37.66 | 40.22 | 45.19 | 37.66 | 40.93 | 47.74 | 37.66 | 51.88 | 48.22 | 37.28 | 52.94 | 48.22 | 38.04 | 45.72 | 47.74 | 50 | 50.81 | 53.51 | 49.79 | 50.81 | 53.51 | 49.79 | 50.81 | 53.51 | 49.79 | 50.81 | 53.51 | 49.79 | 56.39 | 53.51 | 49.79 | 56.39 | 53.51 | 49.79 | 50.81 | 53.4 | 49.79 | 50.81 | 53.4 | 49.79 | 56.39 | 53.51 | 49.79 | 70.51 | 52.97 | 44.8 | 71.95 | 54.05 | 49.29 | 67.77 | 56.61 | 90
7000 | 40.19 | 47.71 | 38.63 | 40.19 | 47.71 | 38.63 | 40.9 | 47.71 | 38.63 | 40.9 | 47.71 | 38.63 | 40.9 | 47.71 | 38.63 | 40.9 | 47.71 | 38.63 | 40.19 | 45.16 | 37.63 | 40.19 | 45.16 | 37.63 | 40.9 | 47.71 | 38.63 | 56.85 | 48.19 | 38.24 | 57.44 | 48.19 | 39.02 | 45.72 | 47.71 | 50 | 50.78 | 53.48 | 49.76 | 50.78 | 53.48 | 49.76 | 50.78 | 53.48 | 49.76 | 50.78 | 53.48 | 49.76 | 56.36 | 53.48 | 49.76 | 56.36 | 53.48 | 49.76 | 50.78 | 53.37 | 49.76 | 50.78 | 53.37 | 49.76 | 56.36 | 53.48 | 49.76 | 79.1 | 52.95 | 48.28 | 80.71 | 54.02 | 49.26 | 67.77 | 58.36 | 90
7001 | 40.46 | 47.97 | 39.02 | 40.46 | 47.97 | 39.02 | 41.17 | 47.97 | 39.02 | 41.17 | 47.97 | 39.02 | 41.17 | 47.97 | 39.02 | 41.17 | 47.97 | 39.02 | 40.46 | 45.43 | 37.89 | 40.46 | 45.43 | 37.89 | 41.17 | 47.97 | 39.02 | 58.92 | 48.46 | 38.63 | 59.53 | 48.46 | 39.41 | 41.17 | 47.97 | 42.31 | 51.05 | 53.74 | 50.02 | 51.05 | 53.74 | 50.02 | 56.63 | 53.74 | 50.02 | 56.63 | 53.74 | 50.02 | 56.63 | 53.74 | 50.02 | 56.63 | 53.74 | 50.02 | 51.05 | 53.64 | 50.02 | 51.05 | 53.64 | 50.02 | 56.63 | 53.74 | 50.02 | 83.58 | 53.2 | 48.53 | 85.29 | 54.28 | 49.52 | 67.77 | 55.4 | 90
7002 | 40.85 | 48.36 | 38.28 | 40.85 | 48.36 | 38.28 | 41.55 | 48.36 | 38.28 | 41.55 | 48.36 | 38.28 | 41.55 | 48.36 | 38.28 | 41.55 | 48.36 | 38.28 | 40.85 | 45.82 | 38.28 | 40.85 | 45.81 | 38.28 | 41.55 | 48.36 | 38.28 | 58.21 | 48.85 | 37.9 | 59.4 | 48.85 | 38.66 | 41.55 | 48.36 | 38.28 | 51.44 | 54.02 | 50.41 | 51.44 | 54.02 | 50.41 | 51.44 | 54.02 | 50.41 | 51.44 | 54.02 | 50.41 | 57.02 | 54.13 | 50.41 | 57.02 | 54.13 | 50.41 | 51.44 | 54.02 | 50.41 | 51.44 | 54.02 | 50.41 | 57.02 | 54.13 | 50.41 | 84.45 | 53.59 | 48.78 | 86.18 | 54.57 | 49.91 | 51.44 | 54.02 | 63.5
7003 | 40.95 | 46.55 | 38.38 | 40.95 | 46.55 | 38.38 | 40.95 | 46.55 | 38.38 | 40.95 | 46.55 | 38.38 | 41.66 | 48.46 | 38.38 | 41.66 | 48.46 | 38.38 | 40.95 | 45.92 | 38.38 | 40.95 | 45.92 | 38.38 | 41.66 | 48.46 | 38.38 | 42.21 | 47.98 | 38 | 41.37 | 47.02 | 38.77 | 40.95 | 46.55 | 38.38 | 51.54 | 54.13 | 50.52 | 51.54 | 54.13 | 50.52 | 51.54 | 54.13 | 50.52 | 51.54 | 54.13 | 50.52 | 57.12 | 54.24 | 50.52 | 57.12 | 54.24 | 50.52 | 51.54 | 54.13 | 50.52 | 51.54 | 54.13 | 50.52 | 57.12 | 54.24 | 50.52 | 83.24 | 53.69 | 48.78 | 84.94 | 54.68 | 50.01 | 51.54 | 54.13 | 51.03
7004 | 40.51 | 45.48 | 37.94 | 40.51 | 45.48 | 37.94 | 40.51 | 45.48 | 37.94 | 40.51 | 45.48 | 37.94 | 41.22 | 48.02 | 37.94 | 41.22 | 48.02 | 37.94 | 40.51 | 45.48 | 37.94 | 40.51 | 45.48 | 37.94 | 41.22 | 48.02 | 37.94 | 41.63 | 47.54 | 37.56 | 40.92 | 45.94 | 38.33 | 40.51 | 45.48 | 37.94 | 51.1 | 53.69 | 50.08 | 51.1 | 53.69 | 50.08 | 51.1 | 53.69 | 50.08 | 51.1 | 53.69 | 50.08 | 56.68 | 53.79 | 50.08 | 56.68 | 53.79 | 50.08 | 51.1 | 53.69 | 50.08 | 51.1 | 53.69 | 50.08 | 56.68 | 53.79 | 50.08 | 79.18 | 53.15 | 44.8 | 77.59 | 54.23 | 49.58 | 51.1 | 53.69 | 50.08
7005 | 40.17 | 45.13 | 37.6 | 40.17 | 45.13 | 37.6 | 40.17 | 45.13 | 37.6 | 40.17 | 45.13 | 37.6 | 40.87 | 47.68 | 37.6 | 40.87 | 47.68 | 37.6 | 40.17 | 45.13 | 37.6 | 40.17 | 45.13 | 37.6 | 40.87 | 47.68 | 37.6 | 41.29 | 47.2 | 36.48 | 40.57 | 45.59 | 37.22 | 40.17 | 45.13 | 37.6 | 50.75 | 53.34 | 49.73 | 50.75 | 53.34 | 49.73 | 50.75 | 53.34 | 49.73 | 50.75 | 53.34 | 49.73 | 56.33 | 53.45 | 49.73 | 56.33 | 53.45 | 49.73 | 50.75 | 53.34 | 49.73 | 50.75 | 53.34 | 49.73 | 56.33 | 53.45 | 49.73 | 56.9 | 52.91 | 44.8 | 55.77 | 53.88 | 45.72 | 50.75 | 53.34 | 49.73
7006 | 39.99 | 44.96 | 37.42 | 39.99 | 44.96 | 37.42 | 39.99 | 44.96 | 37.42 | 39.99 | 44.96 | 37.42 | 40.7 | 47.5 | 37.42 | 40.7 | 47.5 | 37.42 | 39.99 | 44.96 | 37.42 | 39.99 | 44.96 | 37.42 | 40.7 | 47.5 | 37.42 | 41.11 | 47.03 | 37.05 | 40.4 | 45.41 | 37.05 | 39.99 | 44.96 | 37.42 | 50.58 | 53.17 | 49.56 | 50.58 | 53.17 | 49.56 | 50.58 | 53.17 | 49.56 | 50.58 | 53.17 | 49.56 | 56.16 | 53.27 | 49.56 | 56.16 | 53.27 | 49.56 | 50.58 | 53.17 | 49.56 | 50.58 | 53.17 | 49.56 | 56.16 | 53.27 | 49.56 | 56.73 | 52.74 | 44.8 | 55.59 | 53.71 | 45.72 | 50.58 | 53.17 | 49.56
7007 | 39.69 | 44.66 | 37.12 | 39.69 | 44.66 | 37.12 | 39.69 | 44.66 | 37.12 | 39.69 | 44.66 | 37.12 | 40.4 | 47.2 | 37.12 | 40.4 | 47.2 | 37.12 | 39.69 | 44.66 | 37.12 | 39.69 | 44.66 | 37.12 | 40.4 | 47.2 | 37.12 | 40.81 | 46.73 | 36.75 | 40.09 | 45.11 | 36.75 | 39.69 | 44.66 | 37.12 | 50.28 | 52.87 | 49.26 | 50.28 | 52.87 | 49.26 | 50.28 | 52.87 | 49.26 | 50.28 | 52.87 | 49.26 | 55.86 | 52.98 | 49.26 | 55.86 | 52.98 | 49.26 | 50.28 | 52.87 | 49.26 | 50.28 | 52.87 | 49.26 | 55.86 | 52.98 | 49.26 | 56.42 | 52.45 | 44.8 | 55.3 | 53.4 | 45.72 | 50.28 | 52.87 | 49.26
7008 | 39.85 | 44.82 | 37.28 | 39.85 | 44.82 | 37.28 | 39.85 | 44.82 | 37.28 | 39.85 | 44.82 | 37.28 | 40.56 | 47.36 | 37.28 | 40.56 | 47.36 | 37.28 | 39.85 | 44.82 | 37.28 | 39.85 | 44.82 | 37.28 | 40.56 | 47.36 | 37.28 | 40.97 | 46.89 | 36.91 | 40.25 | 45.27 | 37.66 | 39.85 | 44.82 | 37.28 | 50.44 | 53.03 | 49.42 | 50.44 | 53.03 | 49.42 | 50.44 | 53.03 | 49.42 | 50.44 | 53.03 | 49.42 | 56.02 | 53.14 | 49.42 | 56.02 | 53.14 | 49.42 | 50.44 | 53.03 | 49.42 | 50.44 | 53.03 | 49.42 | 56.02 | 53.14 | 49.42 | 56.59 | 52.6 | 44.8 | 55.45 | 53.57 | 48.92 | 50.44 | 53.03 | 49.42
7009 | 39.68 | 44.64 | 37.11 | 39.68 | 44.64 | 37.11 | 39.68 | 44.64 | 37.11 | 39.68 | 44.64 | 37.11 | 40.38 | 47.18 | 37.11 | 40.38 | 47.19 | 37.11 | 39.68 | 44.64 | 37.11 | 39.68 | 44.64 | 37.11 | 40.38 | 47.18 | 37.11 | 40.43 | 46.72 | 36.74 | 40.08 | 45.09 | 37.48 | 39.68 | 44.64 | 37.11 | 50.27 | 52.85 | 49.24 | 50.27 | 52.85 | 49.24 | 50.27 | 52.85 | 49.24 | 50.27 | 52.85 | 49.24 | 55.85 | 52.96 | 49.24 | 55.85 | 52.96 | 49.24 | 50.27 | 52.85 | 49.24 | 50.27 | 52.85 | 49.24 | 55.85 | 52.96 | 49.24 | 56.41 | 52.43 | 44.8 | 55.28 | 53.39 | 48.75 | 50.27 | 52.85 | 49.24
7010 | 39.48 | 44.44 | 36.91 | 39.48 | 44.44 | 36.91 | 39.48 | 44.44 | 36.91 | 39.48 | 44.44 | 36.91 | 40.19 | 46.98 | 36.91 | 40.19 | 46.99 | 36.91 | 39.48 | 44.44 | 36.91 | 39.48 | 44.44 | 36.91 | 40.19 | 46.98 | 36.91 | 40.19 | 46.52 | 36.54 | 39.88 | 44.89 | 36.54 | 39.48 | 44.44 | 36.91 | 50.07 | 52.66 | 49.04 | 50.07 | 52.66 | 49.04 | 50.07 | 52.66 | 49.04 | 50.07 | 52.66 | 49.04 | 55.65 | 52.76 | 49.04 | 55.65 | 52.76 | 49.04 | 50.07 | 52.66 | 49.04 | 50.07 | 52.66 | 49.04 | 55.65 | 52.76 | 49.04 | 56.41 | 52.43 | 44.8 | 55.28 | 53.19 | 45.72 | 50.07 | 52.66 | 49.04
7011 | 39.4 | 44.37 | 36.83 | 39.4 | 44.37 | 36.83 | 39.4 | 44.37 | 36.83 | 39.4 | 44.37 | 36.83 | 40.11 | 46.9 | 36.83 | 40.11 | 46.91 | 36.83 | 39.4 | 44.37 | 36.83 | 39.4 | 44.37 | 36.83 | 40.11 | 46.9 | 36.83 | 40.11 | 46.44 | 36.46 | 39.8 | 44.81 | 36.46 | 39.4 | 44.37 | 36.83 | 49.99 | 52.58 | 46.17 | 49.99 | 52.58 | 46.17 | 49.99 | 52.58 | 46.17 | 49.99 | 52.58 | 46.17 | 55.57 | 52.68 | 48.97 | 55.57 | 52.68 | 48.97 | 49.99 | 52.58 | 48.97 | 49.99 | 52.58 | 48.97 | 55.57 | 52.68 | 48.97 | 56.82 | 52.43 | 44.8 | 55.69 | 53.11 | 45.7 | 49.99 | 52.58 | 46.17
7012 | 39.48 | 44.45 | 36.91 | 39.48 | 44.45 | 36.91 | 39.48 | 44.45 | 36.91 | 39.48 | 44.45 | 36.91 | 40.19 | 46.98 | 36.91 | 40.19 | 46.99 | 36.91 | 39.48 | 44.45 | 36.91 | 39.48 | 44.45 | 36.91 | 40.19 | 46.98 | 36.91 | 39.88 | 46.52 | 36.54 | 39.88 | 44.89 | 36.54 | 39.48 | 44.45 | 36.91 | 50.07 | 52.66 | 46.17 | 50.07 | 52.66 | 46.17 | 50.07 | 52.66 | 46.17 | 50.07 | 52.66 | 46.17 | 55.65 | 52.76 | 49.04 | 55.65 | 52.76 | 49.04 | 50.07 | 52.66 | 49.04 | 50.07 | 52.66 | 49.04 | 55.65 | 52.76 | 49.04 | 56.82 | 52.95 | 44.8 | 55.69 | 53.19 | 45.7 | 50.07 | 52.66 | 46.17
7013 | 39.58 | 44.55 | 37.01 | 39.58 | 44.55 | 37.01 | 39.58 | 44.55 | 37.01 | 39.58 | 44.55 | 37.01 | 40.29 | 47.09 | 37.01 | 40.29 | 47.09 | 37.01 | 39.58 | 44.55 | 37.01 | 39.58 | 44.55 | 37.01 | 40.29 | 47.09 | 37.01 | 40.43 | 46.62 | 36.64 | 39.98 | 45 | 36.64 | 39.58 | 44.55 | 37.01 | 50.17 | 52.76 | 46.17 | 50.17 | 52.76 | 46.17 | 50.17 | 52.76 | 46.17 | 50.17 | 52.76 | 46.17 | 55.75 | 52.87 | 49.15 | 55.75 | 52.87 | 49.15 | 50.17 | 52.76 | 49.15 | 50.17 | 52.76 | 49.15 | 55.75 | 52.87 | 49.15 | 56.77 | 52.95 | 44.8 | 55.64 | 53.29 | 45.7 | 50.17 | 52.76 | 46.17
7014 | 39.8 | 44.76 | 37.23 | 39.8 | 44.76 | 37.23 | 39.8 | 44.76 | 37.23 | 39.8 | 44.76 | 37.23 | 40.5 | 47.31 | 37.23 | 40.5 | 47.31 | 37.23 | 39.8 | 44.76 | 37.23 | 39.8 | 44.76 | 37.23 | 40.5 | 47.31 | 37.23 | 51.49 | 46.83 | 36.85 | 50.46 | 45.21 | 36.85 | 39.8 | 44.76 | 37.23 | 50.38 | 52.97 | 46.19 | 50.38 | 52.97 | 46.19 | 50.38 | 52.97 | 46.19 | 50.38 | 52.97 | 46.19 | 55.96 | 53.08 | 49.36 | 55.96 | 53.08 | 49.36 | 50.38 | 52.97 | 49.36 | 50.38 | 52.97 | 49.36 | 55.96 | 53.08 | 49.36 | 72.94 | 52.95 | 45.72 | 71.48 | 53.51 | 45.72 | 50.38 | 52.97 | 46.19
7015 | 39.94 | 44.91 | 37.37 | 39.94 | 44.91 | 37.37 | 39.94 | 44.91 | 37.37 | 39.94 | 44.91 | 37.37 | 40.65 | 47.45 | 37.37 | 40.65 | 47.45 | 37.37 | 39.94 | 44.91 | 37.37 | 39.94 | 44.91 | 37.37 | 40.65 | 47.45 | 37.37 | 52.36 | 46.98 | 37 | 51.31 | 45.36 | 37 | 39.94 | 44.91 | 37.37 | 50.53 | 53.12 | 47.59 | 50.53 | 53.12 | 47.59 | 50.53 | 53.12 | 47.59 | 50.53 | 53.12 | 47.59 | 56.11 | 53.22 | 49.51 | 56.11 | 53.22 | 49.51 | 50.53 | 53.12 | 49.51 | 50.53 | 53.12 | 49.51 | 56.11 | 53.22 | 49.51 | 75.93 | 53.65 | 47.12 | 74.42 | 53.65 | 47.12 | 50.53 | 53.12 | 47.59
7016 | 40.08 | 45.04 | 37.51 | 40.08 | 45.04 | 37.51 | 40.08 | 45.04 | 37.51 | 40.08 | 45.04 | 37.51 | 40.78 | 47.59 | 37.51 | 40.78 | 47.59 | 37.51 | 40.08 | 45.04 | 37.51 | 40.08 | 45.04 | 37.51 | 40.78 | 47.59 | 37.51 | 54.52 | 47.11 | 37.13 | 53.43 | 45.5 | 37.89 | 40.08 | 45.04 | 37.51 | 50.66 | 53.25 | 49.64 | 50.66 | 53.25 | 49.64 | 50.66 | 53.25 | 49.64 | 50.66 | 53.25 | 49.64 | 56.24 | 53.36 | 49.64 | 56.24 | 53.36 | 49.64 | 50.66 | 53.25 | 49.64 | 50.66 | 53.25 | 49.64 | 56.24 | 53.36 | 49.64 | 75.93 | 52.95 | 48.16 | 74.42 | 53.79 | 49.14 | 50.66 | 53.25 | 49.64
7017 | 40.27 | 45.24 | 37.7 | 40.27 | 45.24 | 37.7 | 40.27 | 45.24 | 37.7 | 40.27 | 45.24 | 37.7 | 40.98 | 47.78 | 37.7 | 40.98 | 47.78 | 37.7 | 40.27 | 45.24 | 37.7 | 40.27 | 45.24 | 37.7 | 40.98 | 47.78 | 37.7 | 41.51 | 47.3 | 37.32 | 40.68 | 45.69 | 37.32 | 40.27 | 45.24 | 37.7 | 50.86 | 53.45 | 49.84 | 50.86 | 53.45 | 49.84 | 50.86 | 53.45 | 49.84 | 50.86 | 53.45 | 49.84 | 56.44 | 53.55 | 49.84 | 56.44 | 53.55 | 49.84 | 50.86 | 53.45 | 49.84 | 50.86 | 53.45 | 49.84 | 56.44 | 53.55 | 49.84 | 75.93 | 53.02 | 44.8 | 77.48 | 53.99 | 45.72 | 50.86 | 53.45 | 49.84
7018 | 40.34 | 45.3 | 37.77 | 40.34 | 45.3 | 37.77 | 40.34 | 45.3 | 37.77 | 40.34 | 45.3 | 37.77 | 41.04 | 47.85 | 37.77 | 41.04 | 47.85 | 37.77 | 40.34 | 45.3 | 37.77 | 40.34 | 45.3 | 37.77 | 41.04 | 47.85 | 37.77 | 41.46 | 46.7 | 35.54 | 40.74 | 45.76 | 37.39 | 40.34 | 45.3 | 37.77 | 50.92 | 53.51 | 49.9 | 50.92 | 53.51 | 49.9 | 50.92 | 53.51 | 49.9 | 50.92 | 53.51 | 49.9 | 56.5 | 53.62 | 49.9 | 56.5 | 53.62 | 49.9 | 50.92 | 53.51 | 49.9 | 50.92 | 53.51 | 49.9 | 56.5 | 53.62 | 49.9 | 66.59 | 53.08 | 44.8 | 67.95 | 54.05 | 45.72 | 50.92 | 53.51 | 49.9
7019 | 40.29 | 45.26 | 37.72 | 40.29 | 45.26 | 37.72 | 40.29 | 45.26 | 37.72 | 40.29 | 45.26 | 37.72 | 41 | 47.8 | 37.72 | 41 | 47.8 | 37.72 | 40.29 | 45.26 | 37.72 | 40.29 | 45.26 | 37.72 | 41 | 47.8 | 37.72 | 41.41 | 46.65 | 35.13 | 40.7 | 45.71 | 37.34 | 40.29 | 45.26 | 37.72 | 50.88 | 53.47 | 49.86 | 50.88 | 53.47 | 49.86 | 50.88 | 53.47 | 49.86 | 50.88 | 53.47 | 49.86 | 56.46 | 53.57 | 49.86 | 56.46 | 53.57 | 49.86 | 50.88 | 53.47 | 49.86 | 50.88 | 53.47 | 49.86 | 56.46 | 53.57 | 49.86 | 56.95 | 52.95 | 44.8 | 58.11 | 54.01 | 45.72 | 50.88 | 53.47 | 49.86
7020 | 40.13 | 45.1 | 37.56 | 40.13 | 45.1 | 37.56 | 40.13 | 45.1 | 37.56 | 40.13 | 45.1 | 37.56 | 40.84 | 47.64 | 37.56 | 40.84 | 47.64 | 37.56 | 40.13 | 45.1 | 37.56 | 40.13 | 45.1 | 37.56 | 40.84 | 47.64 | 37.56 | 40.54 | 46.48 | 35.13 | 40.54 | 45.55 | 37.19 | 40.13 | 45.1 | 37.56 | 50.72 | 53.31 | 49.7 | 50.72 | 53.31 | 49.7 | 50.72 | 53.31 | 49.7 | 50.72 | 53.31 | 49.7 | 56.3 | 53.41 | 49.7 | 56.3 | 53.41 | 49.7 | 50.72 | 53.31 | 49.7 | 50.72 | 53.31 | 49.7 | 56.3 | 53.41 | 49.7 | 56.77 | 52.88 | 44.8 | 57.93 | 53.85 | 45.72 | 50.72 | 53.31 | 49.7
7021 | 39.98 | 44.95 | 37.41 | 39.98 | 44.95 | 37.41 | 39.98 | 44.95 | 37.41 | 39.98 | 44.95 | 37.41 | 40.69 | 47.49 | 37.41 | 40.69 | 47.49 | 37.41 | 39.98 | 44.95 | 37.41 | 39.98 | 44.94 | 37.41 | 40.69 | 47.49 | 37.41 | 40.38 | 46.33 | 35.13 | 40.38 | 45.4 | 37.04 | 39.98 | 44.95 | 37.41 | 50.57 | 53.16 | 49.54 | 50.57 | 53.16 | 49.54 | 50.57 | 53.16 | 49.54 | 50.57 | 53.16 | 49.54 | 56.15 | 53.26 | 49.54 | 56.15 | 53.26 | 49.54 | 50.57 | 53.16 | 49.54 | 50.57 | 53.16 | 49.54 | 56.15 | 53.26 | 49.54 | 56.2 | 52.62 | 44.8 | 57.35 | 53.69 | 45.72 | 50.57 | 53.16 | 49.54
7022 | 39.91 | 44.87 | 37.34 | 39.91 | 44.87 | 37.34 | 39.91 | 44.87 | 37.34 | 39.91 | 44.87 | 37.34 | 40.62 | 47.42 | 37.34 | 40.62 | 47.42 | 37.34 | 39.91 | 44.87 | 37.34 | 39.91 | 44.87 | 37.34 | 40.62 | 47.42 | 37.34 | 40.62 | 46.34 | 35.13 | 41.44 | 45.41 | 36.97 | 39.91 | 44.87 | 37.34 | 50.5 | 53.09 | 49.47 | 50.5 | 53.09 | 49.47 | 50.5 | 53.09 | 49.47 | 50.5 | 53.09 | 49.47 | 56.08 | 53.19 | 49.47 | 56.08 | 53.19 | 49.47 | 50.5 | 53.09 | 49.47 | 50.5 | 53.09 | 49.47 | 56.08 | 53.19 | 49.47 | 56.64 | 52.66 | 44.8 | 57.8 | 53.62 | 48.98 | 50.5 | 53.09 | 49.47
7023 | 39.87 | 44.84 | 37.3 | 39.87 | 44.84 | 37.3 | 39.87 | 44.84 | 37.3 | 39.87 | 44.84 | 37.3 | 40.58 | 47.38 | 37.3 | 40.58 | 47.38 | 37.3 | 39.87 | 44.84 | 37.3 | 39.87 | 44.84 | 37.3 | 40.58 | 47.38 | 37.3 | 40.99 | 46.91 | 35.13 | 41.73 | 45.97 | 36.93 | 39.87 | 44.84 | 37.3 | 50.46 | 53.05 | 49.44 | 50.46 | 53.05 | 49.44 | 50.46 | 53.05 | 49.44 | 50.46 | 53.05 | 49.44 | 56.04 | 53.16 | 49.44 | 56.04 | 53.16 | 49.44 | 50.46 | 53.05 | 49.44 | 50.46 | 53.05 | 49.44 | 56.04 | 53.16 | 49.44 | 56.77 | 52.62 | 44.8 | 57.93 | 53.59 | 48.94 | 50.46 | 53.05 | 49.44
7024 | 39.98 | 44.94 | 37.41 | 39.98 | 44.94 | 37.41 | 39.98 | 44.94 | 37.41 | 39.98 | 44.94 | 37.41 | 40.69 | 47.49 | 37.41 | 40.69 | 47.49 | 37.41 | 39.98 | 44.94 | 37.41 | 39.98 | 44.94 | 37.41 | 40.69 | 47.49 | 37.41 | 54.52 | 47.01 | 37.04 | 55.63 | 46.07 | 37.79 | 39.98 | 44.94 | 37.41 | 50.57 | 53.16 | 49.54 | 50.57 | 53.16 | 49.54 | 50.57 | 53.16 | 49.54 | 50.57 | 53.16 | 49.54 | 56.15 | 53.26 | 49.54 | 56.15 | 53.26 | 49.54 | 50.57 | 53.16 | 49.54 | 50.57 | 53.16 | 49.54 | 56.15 | 53.26 | 49.54 | 69.5 | 52.95 | 46.21 | 79.9 | 53.69 | 49.05 | 50.57 | 53.16 | 49.54
7025 | 40.29 | 45.25 | 37.72 | 40.29 | 45.25 | 37.72 | 40.29 | 45.25 | 37.72 | 40.29 | 45.25 | 37.72 | 40.99 | 47.8 | 37.72 | 40.99 | 47.8 | 37.72 | 40.29 | 45.25 | 37.72 | 40.29 | 45.25 | 37.72 | 40.99 | 47.8 | 37.72 | 55.26 | 47.32 | 37.34 | 56.32 | 46.37 | 38.1 | 40.29 | 45.25 | 37.72 | 50.87 | 53.46 | 49.85 | 50.87 | 53.46 | 49.85 | 50.87 | 53.46 | 49.85 | 50.87 | 53.46 | 49.85 | 56.45 | 53.57 | 49.85 | 56.45 | 53.57 | 49.85 | 50.87 | 53.46 | 49.85 | 50.87 | 53.46 | 49.85 | 56.45 | 53.57 | 49.85 | 75.95 | 53.03 | 48.37 | 77.5 | 54 | 49.35 | 50.87 | 53.46 | 49.85
7026 | 40.7 | 45.67 | 38.14 | 40.7 | 45.67 | 38.14 | 40.7 | 45.67 | 38.14 | 40.7 | 45.67 | 38.14 | 41.41 | 48.22 | 38.14 | 41.41 | 48.22 | 38.14 | 40.7 | 45.67 | 38.14 | 40.7 | 45.67 | 38.14 | 41.41 | 48.22 | 38.14 | 56.58 | 47.73 | 37.76 | 57.17 | 46.78 | 38.52 | 40.7 | 45.67 | 38.14 | 51.29 | 53.88 | 50.27 | 51.29 | 53.88 | 50.27 | 51.29 | 53.88 | 50.27 | 51.29 | 53.88 | 50.27 | 56.87 | 53.99 | 50.27 | 56.87 | 53.99 | 50.27 | 51.29 | 53.88 | 50.27 | 51.29 | 53.88 | 50.27 | 56.87 | 53.99 | 50.27 | 81.33 | 53.45 | 48.77 | 82.99 | 54.43 | 49.77 | 51.29 | 53.88 | 50.27
7027 | 40.74 | 45.71 | 38.18 | 40.74 | 45.71 | 38.18 | 40.74 | 45.71 | 38.18 | 40.74 | 45.71 | 38.18 | 41.45 | 48.26 | 38.18 | 41.45 | 48.26 | 38.18 | 40.74 | 45.71 | 38.18 | 40.74 | 45.71 | 38.18 | 41.45 | 48.26 | 38.18 | 55.2 | 47.77 | 37.79 | 56.32 | 46.82 | 38.56 | 40.74 | 45.71 | 38.18 | 51.33 | 53.92 | 50.31 | 51.33 | 53.92 | 50.31 | 51.33 | 53.92 | 50.31 | 51.33 | 53.92 | 50.31 | 56.91 | 54.03 | 50.31 | 56.91 | 54.03 | 50.31 | 51.33 | 53.92 | 50.31 | 51.33 | 53.92 | 50.31 | 56.91 | 54.03 | 50.31 | 79.09 | 53.49 | 44.8 | 80.7 | 54.47 | 49.81 | 51.33 | 53.92 | 50.31
7028 | 40.34 | 45.31 | 37.77 | 40.34 | 45.31 | 37.77 | 40.34 | 45.31 | 37.77 | 40.34 | 45.31 | 37.77 | 41.05 | 47.85 | 37.77 | 41.05 | 47.85 | 37.77 | 40.34 | 45.31 | 37.77 | 40.34 | 45.31 | 37.77 | 41.05 | 47.85 | 37.77 | 41.46 | 47.37 | 37.39 | 42.31 | 46.42 | 38.15 | 40.34 | 45.31 | 37.77 | 50.93 | 53.52 | 49.9 | 50.93 | 53.52 | 49.9 | 50.93 | 53.52 | 49.9 | 50.93 | 53.52 | 49.9 | 56.51 | 53.62 | 49.9 | 56.51 | 53.62 | 49.9 | 50.93 | 53.52 | 49.9 | 50.93 | 53.52 | 49.9 | 56.51 | 53.62 | 49.9 | 75.93 | 53.09 | 44.8 | 77.48 | 54.06 | 49.41 | 50.93 | 53.52 | 49.9
7029 | 40.08 | 45.05 | 37.51 | 40.08 | 45.05 | 37.51 | 40.08 | 45.05 | 37.51 | 40.08 | 45.05 | 37.51 | 40.79 | 47.59 | 37.51 | 40.79 | 47.59 | 37.51 | 40.08 | 45.05 | 37.51 | 40.08 | 45.05 | 37.51 | 40.79 | 47.59 | 37.51 | 41.2 | 47.12 | 37.14 | 40.49 | 46.17 | 37.89 | 40.08 | 45.05 | 37.51 | 50.67 | 53.26 | 47.59 | 50.67 | 53.26 | 47.59 | 50.67 | 53.26 | 47.59 | 50.67 | 53.26 | 47.59 | 56.25 | 53.37 | 49.65 | 56.25 | 53.37 | 49.65 | 50.67 | 53.26 | 49.65 | 50.67 | 53.26 | 49.65 | 56.25 | 53.37 | 49.65 | 72.94 | 52.83 | 44.8 | 74.43 | 53.8 | 47.12 | 50.67 | 53.26 | 47.59
7030 | 39.98 | 44.94 | 37.41 | 39.98 | 44.94 | 37.41 | 39.98 | 44.94 | 37.41 | 39.98 | 44.94 | 37.41 | 40.68 | 47.49 | 37.41 | 40.68 | 47.49 | 37.41 | 39.98 | 44.94 | 37.41 | 39.98 | 44.94 | 37.41 | 40.68 | 47.49 | 37.41 | 41.09 | 46.32 | 37.03 | 40.38 | 45.4 | 37.79 | 39.98 | 44.94 | 37.41 | 50.56 | 53.15 | 46.37 | 50.56 | 53.15 | 46.37 | 50.56 | 53.15 | 46.37 | 50.56 | 53.15 | 46.37 | 56.14 | 53.26 | 49.54 | 56.14 | 53.26 | 49.54 | 50.56 | 53.15 | 49.54 | 50.56 | 53.15 | 49.54 | 56.14 | 53.26 | 49.54 | 56.71 | 52.73 | 44.8 | 55.58 | 53.69 | 45.9 | 50.56 | 53.15 | 46.37
7031 | 39.76 | 44.73 | 35.12 | 39.76 | 44.73 | 35.12 | 39.76 | 44.73 | 35.12 | 39.76 | 44.73 | 35.12 | 40.47 | 47.27 | 37.19 | 40.47 | 47.27 | 37.19 | 39.76 | 44.73 | 37.19 | 39.76 | 44.73 | 37.19 | 40.47 | 47.27 | 37.19 | 40.88 | 46.32 | 34.77 | 40.16 | 45.18 | 34.77 | 39.76 | 44.73 | 35.12 | 50.35 | 52.66 | 46.17 | 50.35 | 52.66 | 46.17 | 50.35 | 52.66 | 46.17 | 50.35 | 52.66 | 46.17 | 55.93 | 53.04 | 49.32 | 55.93 | 53.04 | 49.32 | 50.35 | 52.94 | 49.32 | 50.35 | 52.94 | 49.32 | 55.93 | 53.04 | 49.32 | 56.49 | 52.51 | 44.8 | 55.36 | 53.19 | 45.7 | 50.35 | 52.66 | 46.17
7032 | 39.74 | 44.7 | 37.17 | 39.74 | 44.7 | 37.17 | 39.74 | 44.7 | 37.17 | 39.74 | 44.7 | 37.17 | 40.44 | 47.25 | 37.17 | 40.44 | 47.25 | 37.17 | 39.74 | 44.7 | 37.17 | 39.74 | 44.7 | 37.17 | 40.44 | 47.25 | 37.17 | 40.96 | 46.78 | 36.8 | 40.14 | 45.16 | 37.54 | 39.74 | 44.7 | 37.17 | 50.33 | 52.77 | 46.17 | 50.33 | 52.77 | 46.17 | 50.33 | 52.77 | 46.17 | 50.33 | 52.77 | 46.17 | 55.91 | 53.02 | 49.3 | 55.91 | 53.02 | 49.3 | 50.33 | 52.91 | 49.3 | 50.33 | 52.91 | 49.3 | 55.91 | 53.02 | 49.3 | 61.52 | 52.95 | 44.8 | 60.29 | 53.31 | 45.7 | 50.33 | 52.77 | 46.17
7033 | 39.45 | 44.42 | 36.88 | 39.45 | 44.42 | 36.88 | 39.45 | 44.42 | 36.88 | 39.45 | 44.42 | 36.88 | 40.16 | 46.96 | 36.88 | 40.16 | 46.96 | 36.88 | 39.45 | 44.42 | 36.88 | 39.45 | 44.42 | 36.88 | 40.16 | 46.96 | 36.88 | 43.8 | 46.49 | 36.51 | 42.93 | 45.56 | 37.26 | 39.45 | 44.42 | 36.88 | 50.04 | 52.63 | 46.17 | 50.04 | 52.63 | 46.17 | 50.04 | 52.63 | 46.17 | 50.04 | 52.63 | 46.17 | 55.62 | 52.74 | 49.02 | 55.62 | 52.74 | 49.02 | 50.04 | 52.63 | 49.02 | 50.04 | 52.63 | 49.02 | 55.62 | 52.74 | 49.02 | 60.18 | 52.95 | 44.8 | 58.97 | 53.16 | 45.7 | 50.04 | 52.63 | 46.17
7034 | 39.3 | 44.26 | 36.73 | 39.3 | 44.26 | 36.73 | 39.3 | 44.26 | 36.73 | 39.3 | 44.26 | 36.73 | 40 | 46.81 | 36.73 | 40 | 46.81 | 36.73 | 39.3 | 44.26 | 36.73 | 39.3 | 44.26 | 36.73 | 40 | 46.81 | 36.73 | 41.22 | 46.34 | 36.36 | 40.4 | 45.41 | 37.1 | 39.3 | 44.26 | 36.73 | 49.88 | 52.47 | 46.65 | 49.88 | 52.47 | 46.65 | 49.88 | 52.47 | 46.65 | 49.88 | 52.47 | 46.65 | 55.46 | 52.58 | 48.86 | 55.46 | 52.58 | 48.86 | 49.88 | 52.47 | 48.86 | 49.88 | 52.47 | 48.86 | 55.46 | 52.58 | 48.86 | 58.44 | 52.95 | 45.26 | 57.27 | 53 | 46.18 | 49.88 | 52.47 | 46.65
7035 | 39.2 | 44.17 | 36.63 | 39.2 | 44.17 | 36.63 | 39.2 | 44.17 | 36.63 | 39.2 | 44.17 | 36.63 | 39.91 | 46.71 | 36.63 | 39.91 | 46.71 | 36.63 | 39.2 | 44.17 | 36.63 | 39.2 | 44.17 | 36.63 | 39.91 | 46.71 | 36.63 | 41.25 | 46.33 | 36.27 | 40.43 | 45.4 | 37 | 39.2 | 44.17 | 36.63 | 49.79 | 52.38 | 47.59 | 49.79 | 52.38 | 47.59 | 49.79 | 52.38 | 47.59 | 49.79 | 52.38 | 47.59 | 55.37 | 52.48 | 48.77 | 55.37 | 52.48 | 48.77 | 49.79 | 52.38 | 48.77 | 49.79 | 52.38 | 48.77 | 55.37 | 52.48 | 48.77 | 56.95 | 52.48 | 47.11 | 58.11 | 52.91 | 48.07 | 49.79 | 52.38 | 47.59
7036 | 39.23 | 44.2 | 36.66 | 39.23 | 44.2 | 36.66 | 39.23 | 44.2 | 36.66 | 39.23 | 44.2 | 36.66 | 39.94 | 46.74 | 36.66 | 39.94 | 46.74 | 36.66 | 39.23 | 44.2 | 36.66 | 39.23 | 44.2 | 36.66 | 39.94 | 46.74 | 36.66 | 41.68 | 46.85 | 36.29 | 41.68 | 45.92 | 37.03 | 39.23 | 44.2 | 36.66 | 49.82 | 52.41 | 46.68 | 49.82 | 52.41 | 46.68 | 49.82 | 52.41 | 46.68 | 49.82 | 52.41 | 46.68 | 55.4 | 52.51 | 48.8 | 55.4 | 52.51 | 48.8 | 49.82 | 52.41 | 48.8 | 49.82 | 52.41 | 48.8 | 55.4 | 52.51 | 48.8 | 58.54 | 52.43 | 46.21 | 59.73 | 53.5 | 47.15 | 49.82 | 52.41 | 46.68
7037 | 39.34 | 44.31 | 36.77 | 39.34 | 44.31 | 36.77 | 39.34 | 44.31 | 36.77 | 39.34 | 44.31 | 36.77 | 40.05 | 46.85 | 36.77 | 40.05 | 46.85 | 36.77 | 39.34 | 44.31 | 36.77 | 39.34 | 44.31 | 36.77 | 40.05 | 46.85 | 36.77 | 40.46 | 46.85 | 36.41 | 41.28 | 47.81 | 37.15 | 39.34 | 44.31 | 36.77 | 49.93 | 52.52 | 48.91 | 49.93 | 52.52 | 48.91 | 49.93 | 52.52 | 48.91 | 49.93 | 52.52 | 48.91 | 55.51 | 52.63 | 48.91 | 55.51 | 52.63 | 48.91 | 49.93 | 52.52 | 48.91 | 49.93 | 52.52 | 48.91 | 55.51 | 52.63 | 48.91 | 59.12 | 52.95 | 46.21 | 59.73 | 54.03 | 49.4 | 49.93 | 52.52 | 48.91
7038 | 39.48 | 44.44 | 36.91 | 39.48 | 44.44 | 36.91 | 39.48 | 44.44 | 36.91 | 39.48 | 44.44 | 36.91 | 40.18 | 46.91 | 36.91 | 40.18 | 46.99 | 36.91 | 39.48 | 44.44 | 36.91 | 39.48 | 44.44 | 36.91 | 40.18 | 46.91 | 36.91 | 41.73 | 47.46 | 36.54 | 41.73 | 48.43 | 37.28 | 39.48 | 44.44 | 36.91 | 50.07 | 52.65 | 49.04 | 50.07 | 52.65 | 49.04 | 50.07 | 52.65 | 49.04 | 50.07 | 52.65 | 49.04 | 55.65 | 52.76 | 49.04 | 55.65 | 52.76 | 49.04 | 50.07 | 52.65 | 49.04 | 50.07 | 52.65 | 49.04 | 55.65 | 52.76 | 49.04 | 59.73 | 53.19 | 48.55 | 59.73 | 89.56 | 49.54 | 50.07 | 52.65 | 49.04
7039 | 39.52 | 44.49 | 36.95 | 39.52 | 44.49 | 36.95 | 39.52 | 44.49 | 36.95 | 39.52 | 44.49 | 36.95 | 40.23 | 47.02 | 36.95 | 40.23 | 47.03 | 36.95 | 39.52 | 44.49 | 36.95 | 39.52 | 44.49 | 36.95 | 40.23 | 47.02 | 36.95 | 41.73 | 47.51 | 36.99 | 41.73 | 71.18 | 77.64 | 39.52 | 44.49 | 36.95 | 50.11 | 52.7 | 49.09 | 50.11 | 52.7 | 49.09 | 50.11 | 52.7 | 49.09 | 50.11 | 52.7 | 49.09 | 55.69 | 52.8 | 49.09 | 55.69 | 52.8 | 49.09 | 50.11 | 52.7 | 49.09 | 50.11 | 52.7 | 49.09 | 55.69 | 52.8 | 49.09 | 60.53 | 53.21 | 48.6 | 61.76 | 89.56 | 97.34 | 50.11 | 52.7 | 49.09
7040 | 39.62 | 44.59 | 37.05 | 39.62 | 44.59 | 37.05 | 39.62 | 44.59 | 37.05 | 39.62 | 44.59 | 37.05 | 40.33 | 47.12 | 37.05 | 40.33 | 47.13 | 37.05 | 39.62 | 44.59 | 37.05 | 39.62 | 44.59 | 37.05 | 40.33 | 47.12 | 37.05 | 49.44 | 47.61 | 36.99 | 49.44 | 65.84 | 76.69 | 39.62 | 44.59 | 37.05 | 50.21 | 52.8 | 49.19 | 50.21 | 52.8 | 49.19 | 50.21 | 52.8 | 49.19 | 50.21 | 52.8 | 49.19 | 55.79 | 52.9 | 49.19 | 55.79 | 52.9 | 49.19 | 50.21 | 52.8 | 49.19 | 50.21 | 52.8 | 49.19 | 55.79 | 52.9 | 49.19 | 70.38 | 53.21 | 48.7 | 71.09 | 87.63 | 82.45 | 50.21 | 52.8 | 49.19
7041 | 39.86 | 44.82 | 37.29 | 39.86 | 44.82 | 37.29 | 39.86 | 44.82 | 37.29 | 39.86 | 44.82 | 37.29 | 40.56 | 47.36 | 37.29 | 40.56 | 47.37 | 37.29 | 39.86 | 44.82 | 37.29 | 39.86 | 44.82 | 37.29 | 40.56 | 47.36 | 37.29 | 49.44 | 49.8 | 36.92 | 49.44 | 56.98 | 60.67 | 39.86 | 44.82 | 37.29 | 50.45 | 53.04 | 49.42 | 50.45 | 53.04 | 49.42 | 50.45 | 53.04 | 49.42 | 50.45 | 53.04 | 49.42 | 56.03 | 53.14 | 49.42 | 56.03 | 53.14 | 49.42 | 50.45 | 53.04 | 49.42 | 50.45 | 53.04 | 49.42 | 56.03 | 53.14 | 49.42 | 60.27 | 53.21 | 47.16 | 60.27 | 76.91 | 80.03 | 50.45 | 53.04 | 49.42
7042 | 40.05 | 45.01 | 37.48 | 40.05 | 45.01 | 37.48 | 40.05 | 45.01 | 37.48 | 40.05 | 45.01 | 37.48 | 40.75 | 47.55 | 37.48 | 40.75 | 47.56 | 37.48 | 40.05 | 45.01 | 37.48 | 40.05 | 45.01 | 37.48 | 40.75 | 47.55 | 37.48 | 42.04 | 49.8 | 37.1 | 42.04 | 50.81 | 37.86 | 40.05 | 45.01 | 37.48 | 50.64 | 53.23 | 49.61 | 50.64 | 53.23 | 49.61 | 50.64 | 53.23 | 49.61 | 50.64 | 53.23 | 49.61 | 56.22 | 53.33 | 49.61 | 56.22 | 53.33 | 49.61 | 50.64 | 53.23 | 49.61 | 50.64 | 53.23 | 49.61 | 56.22 | 53.33 | 49.61 | 59.73 | 53.76 | 49.12 | 59.73 | 71.04 | 79.76 | 50.64 | 53.23 | 49.61
7043 | 40.15 | 45.12 | 37.58 | 40.15 | 45.12 | 37.58 | 40.15 | 45.12 | 37.58 | 40.15 | 45.12 | 37.58 | 40.86 | 47.65 | 37.58 | 40.86 | 47.66 | 37.58 | 40.15 | 45.12 | 37.58 | 40.15 | 45.12 | 37.58 | 40.86 | 47.65 | 37.58 | 41.7 | 49.8 | 37.2 | 41.7 | 50.81 | 37.96 | 40.15 | 45.12 | 37.58 | 50.74 | 53.33 | 49.71 | 50.74 | 53.33 | 49.71 | 50.74 | 53.33 | 49.71 | 50.74 | 53.33 | 49.71 | 56.32 | 53.43 | 49.71 | 56.32 | 53.43 | 49.71 | 50.74 | 53.33 | 49.71 | 50.74 | 53.33 | 49.71 | 56.32 | 53.43 | 49.71 | 59.73 | 53.86 | 49.22 | 59.73 | 71.04 | 51.35 | 50.74 | 53.33 | 49.71
7044 | 40.05 | 45.02 | 37.48 | 40.05 | 45.02 | 37.48 | 40.05 | 45.02 | 37.48 | 40.05 | 45.02 | 37.48 | 40.76 | 47.55 | 37.48 | 40.76 | 47.56 | 37.48 | 40.05 | 45.02 | 37.48 | 40.05 | 45.02 | 37.48 | 40.76 | 47.55 | 37.48 | 41.68 | 49.45 | 37.11 | 41.68 | 50.46 | 37.87 | 40.05 | 45.02 | 37.48 | 50.64 | 53.23 | 49.62 | 50.64 | 53.23 | 49.62 | 50.64 | 53.23 | 49.62 | 50.64 | 53.23 | 49.62 | 56.22 | 53.33 | 49.62 | 56.22 | 53.33 | 49.62 | 50.64 | 53.23 | 49.62 | 50.64 | 53.23 | 49.62 | 56.22 | 53.33 | 49.62 | 59.73 | 53.77 | 49.12 | 59.73 | 59.36 | 51.35 | 50.64 | 53.23 | 49.62
7045 | 39.9 | 44.87 | 37.33 | 39.9 | 44.87 | 37.33 | 39.9 | 44.87 | 37.33 | 39.9 | 44.87 | 37.33 | 40.61 | 47.4 | 37.33 | 40.61 | 47.41 | 37.33 | 39.9 | 44.87 | 37.33 | 39.9 | 44.87 | 37.33 | 40.61 | 47.4 | 37.33 | 41.18 | 49.45 | 37.71 | 41.18 | 50.46 | 38.48 | 39.9 | 44.87 | 37.33 | 50.49 | 53.08 | 49.47 | 50.49 | 53.08 | 49.47 | 50.49 | 53.08 | 49.47 | 50.49 | 53.08 | 49.47 | 56.07 | 53.18 | 49.47 | 56.07 | 53.18 | 49.47 | 50.49 | 53.08 | 49.47 | 50.49 | 53.08 | 49.47 | 56.07 | 53.18 | 49.47 | 58.54 | 53.72 | 48.97 | 58.54 | 60.56 | 52.39 | 50.49 | 53.08 | 49.47
7046 | 39.78 | 44.75 | 37.22 | 39.78 | 44.75 | 37.22 | 39.78 | 44.75 | 37.22 | 39.78 | 44.75 | 37.22 | 40.49 | 47.28 | 37.22 | 40.49 | 47.3 | 37.22 | 39.78 | 44.75 | 37.22 | 39.78 | 44.75 | 37.22 | 40.49 | 47.28 | 37.22 | 41.73 | 49.8 | 37.59 | 41.68 | 51.47 | 38.36 | 39.78 | 44.75 | 37.22 | 50.37 | 52.96 | 49.35 | 50.37 | 52.96 | 49.35 | 50.37 | 52.96 | 49.35 | 50.37 | 52.96 | 49.35 | 55.95 | 53.07 | 49.35 | 55.95 | 53.07 | 49.35 | 50.37 | 52.96 | 49.35 | 50.37 | 52.96 | 49.35 | 55.95 | 53.07 | 49.35 | 59.73 | 53.6 | 48.86 | 59.73 | 75.62 | 78.32 | 50.37 | 52.96 | 49.35
7047 | 39.73 | 44.7 | 37.17 | 39.73 | 44.7 | 37.17 | 39.73 | 44.7 | 37.17 | 39.73 | 44.7 | 37.17 | 40.44 | 47.25 | 37.17 | 40.44 | 47.25 | 37.17 | 39.73 | 44.7 | 37.17 | 39.73 | 44.7 | 37.17 | 40.44 | 47.25 | 37.17 | 42.58 | 56.78 | 37.54 | 41.73 | 58.53 | 60.67 | 39.73 | 44.7 | 37.17 | 50.32 | 52.91 | 49.3 | 50.32 | 52.91 | 49.3 | 50.32 | 52.91 | 49.3 | 50.32 | 52.91 | 49.3 | 55.9 | 53.02 | 49.3 | 55.9 | 53.02 | 49.3 | 50.32 | 52.91 | 49.3 | 50.32 | 52.91 | 49.3 | 55.9 | 53.02 | 49.3 | 59.73 | 75.36 | 49.78 | 60.34 | 79.28 | 81.86 | 50.32 | 52.91 | 49.3
7048 | 39.8 | 44.77 | 37.23 | 39.8 | 44.77 | 37.23 | 39.8 | 44.77 | 37.23 | 39.8 | 44.77 | 37.23 | 40.51 | 47.31 | 37.23 | 40.51 | 47.31 | 37.23 | 39.8 | 44.77 | 37.23 | 39.8 | 44.77 | 37.23 | 40.51 | 47.31 | 37.23 | 46.52 | 68.66 | 39.44 | 46.99 | 70.06 | 80.28 | 39.8 | 44.77 | 37.23 | 50.39 | 52.98 | 49.36 | 50.39 | 52.98 | 49.36 | 50.39 | 52.98 | 49.36 | 50.39 | 52.98 | 49.36 | 55.97 | 53.08 | 49.36 | 55.97 | 53.08 | 49.36 | 50.39 | 52.98 | 49.36 | 50.39 | 52.98 | 49.36 | 55.97 | 53.08 | 49.36 | 73.72 | 100.82 | 49.86 | 75.21 | 103.95 | 106.7 | 50.39 | 52.98 | 49.36
7049 | 40.14 | 45.1 | 37.57 | 40.14 | 45.1 | 37.57 | 40.14 | 45.1 | 37.57 | 40.14 | 45.1 | 37.57 | 40.84 | 47.65 | 37.57 | 40.84 | 47.65 | 37.57 | 40.14 | 45.1 | 37.57 | 40.14 | 45.1 | 37.57 | 40.84 | 47.65 | 37.57 | 56.21 | 77.52 | 78.67 | 56.77 | 79.1 | 80.28 | 40.14 | 45.1 | 37.57 | 50.73 | 53.31 | 49.7 | 50.73 | 53.31 | 49.7 | 50.73 | 53.31 | 49.7 | 50.73 | 53.31 | 49.7 | 56.3 | 53.42 | 49.7 | 56.3 | 53.42 | 49.7 | 50.73 | 53.31 | 49.7 | 50.73 | 53.31 | 49.7 | 56.3 | 53.42 | 49.7 | 80.72 | 101.87 | 104.49 | 81.54 | 103.95 | 106.7 | 50.73 | 53.31 | 49.7
7050 | 40.68 | 45.65 | 38.11 | 40.68 | 45.65 | 38.11 | 40.68 | 45.65 | 38.11 | 40.68 | 45.65 | 38.11 | 41.39 | 48.19 | 38.11 | 41.39 | 48.19 | 38.11 | 40.68 | 45.65 | 38.11 | 40.68 | 45.65 | 38.11 | 41.39 | 48.19 | 38.11 | 56.77 | 77.52 | 78.67 | 56.21 | 79.1 | 80.28 | 40.68 | 45.65 | 38.11 | 51.27 | 53.86 | 50.25 | 51.27 | 53.86 | 50.25 | 51.27 | 53.86 | 50.25 | 51.27 | 53.86 | 50.25 | 56.85 | 53.96 | 50.25 | 56.85 | 53.96 | 50.25 | 51.27 | 53.86 | 50.25 | 51.27 | 53.86 | 50.25 | 56.85 | 53.96 | 50.25 | 80.72 | 101.87 | 104.49 | 81.54 | 103.95 | 106.62 | 51.27 | 53.86 | 50.25
7051 | 40.87 | 45.84 | 38.31 | 40.87 | 45.84 | 38.31 | 40.87 | 45.84 | 38.31 | 40.87 | 45.84 | 38.31 | 41.58 | 48.39 | 38.31 | 41.58 | 48.39 | 38.31 | 40.87 | 45.84 | 38.31 | 40.87 | 45.84 | 38.31 | 41.58 | 48.39 | 38.31 | 55.83 | 77.52 | 78.67 | 55.83 | 78.31 | 80.28 | 40.87 | 45.84 | 38.31 | 51.46 | 54.05 | 50.44 | 51.46 | 54.05 | 50.44 | 51.46 | 54.05 | 50.44 | 51.46 | 54.05 | 50.44 | 57.04 | 54.16 | 50.44 | 57.04 | 54.16 | 50.44 | 51.46 | 54.05 | 50.44 | 51.46 | 54.05 | 50.44 | 57.04 | 54.16 | 50.44 | 79.9 | 101.87 | 104.49 | 79.9 | 103.95 | 106.62 | 51.46 | 54.05 | 50.44
7052 | 40.59 | 45.56 | 38.02 | 40.59 | 45.56 | 38.02 | 40.59 | 45.56 | 38.02 | 40.59 | 45.56 | 38.02 | 41.3 | 48.1 | 38.02 | 41.3 | 48.1 | 38.02 | 40.59 | 45.56 | 38.02 | 40.59 | 45.56 | 38.02 | 41.3 | 48.1 | 38.02 | 53.82 | 75.82 | 78.67 | 53.82 | 75.82 | 80.28 | 40.59 | 45.56 | 38.02 | 51.18 | 53.77 | 50.15 | 51.18 | 53.77 | 50.15 | 51.18 | 53.77 | 50.15 | 51.18 | 53.77 | 50.15 | 56.76 | 53.87 | 50.15 | 56.76 | 53.87 | 50.15 | 51.18 | 53.77 | 50.15 | 51.18 | 53.77 | 50.15 | 56.76 | 53.87 | 50.15 | 78.31 | 99.84 | 104.49 | 78.31 | 101.88 | 106.62 | 51.18 | 53.77 | 50.15
7053 | 40.32 | 45.28 | 37.75 | 40.32 | 45.28 | 37.75 | 40.32 | 45.28 | 37.75 | 40.32 | 45.28 | 37.75 | 41.02 | 47.83 | 37.75 | 41.02 | 47.83 | 37.75 | 40.32 | 45.28 | 37.75 | 40.32 | 45.28 | 37.75 | 41.02 | 47.83 | 37.75 | 52.15 | 74.31 | 78.24 | 52.15 | 75.82 | 79.84 | 40.32 | 45.28 | 37.75 | 50.91 | 53.49 | 49.88 | 50.91 | 53.49 | 49.88 | 50.91 | 53.49 | 49.88 | 50.91 | 53.49 | 49.88 | 56.49 | 53.6 | 49.88 | 56.49 | 53.6 | 49.88 | 50.91 | 53.49 | 49.88 | 50.91 | 53.49 | 49.88 | 56.49 | 53.6 | 49.88 | 73.86 | 98.81 | 102.4 | 73.86 | 100.83 | 104.49 | 50.91 | 53.49 | 49.88
7054 | 40.11 | 45.08 | 37.55 | 40.11 | 45.08 | 37.55 | 40.11 | 45.08 | 37.55 | 40.11 | 45.08 | 37.55 | 40.82 | 47.63 | 37.55 | 40.82 | 47.63 | 37.55 | 40.11 | 45.08 | 37.55 | 40.11 | 45.08 | 37.55 | 40.82 | 47.63 | 37.55 | 46.58 | 74.31 | 78.67 | 46.58 | 74.31 | 80.28 | 40.11 | 45.08 | 37.55 | 50.7 | 53.29 | 49.68 | 50.7 | 53.29 | 49.68 | 50.7 | 53.29 | 49.68 | 50.7 | 53.29 | 49.68 | 56.28 | 53.4 | 49.68 | 56.28 | 53.4 | 49.68 | 50.7 | 53.29 | 49.68 | 50.7 | 53.29 | 49.68 | 56.28 | 53.4 | 49.68 | 70.1 | 95.99 | 102.4 | 70.1 | 97.95 | 104.49 | 50.7 | 53.29 | 49.68
7055 | 39.77 | 44.74 | 37.2 | 39.77 | 44.74 | 37.2 | 39.77 | 44.74 | 37.2 | 39.77 | 44.74 | 37.2 | 40.48 | 47.28 | 37.2 | 40.48 | 47.28 | 37.2 | 39.77 | 44.74 | 37.2 | 39.77 | 44.74 | 37.2 | 40.48 | 47.28 | 37.2 | 41.68 | 65.84 | 77.92 | 40.85 | 67.18 | 79.51 | 39.77 | 44.74 | 37.2 | 50.36 | 52.95 | 49.34 | 50.36 | 52.95 | 49.34 | 50.36 | 52.95 | 49.34 | 50.36 | 52.95 | 49.34 | 55.94 | 53.05 | 49.34 | 55.94 | 53.05 | 49.34 | 50.36 | 52.95 | 49.34 | 50.36 | 52.95 | 49.34 | 55.94 | 53.05 | 49.34 | 64.73 | 90.42 | 102.4 | 64.73 | 94.14 | 104.49 | 50.36 | 52.95 | 49.34
7056 | 39.49 | 44.46 | 36.93 | 39.49 | 44.46 | 36.93 | 39.49 | 44.46 | 36.93 | 39.49 | 44.46 | 36.93 | 40.2 | 47.01 | 36.93 | 40.2 | 47.01 | 36.93 | 39.49 | 44.46 | 36.93 | 39.49 | 44.46 | 36.93 | 40.2 | 47.01 | 36.93 | 41.03 | 59.2 | 78.37 | 40.21 | 59.19 | 79.41 | 39.49 | 44.46 | 36.93 | 50.08 | 52.67 | 49.06 | 50.08 | 52.67 | 49.06 | 50.08 | 52.67 | 49.06 | 50.08 | 52.67 | 49.06 | 55.66 | 52.78 | 49.06 | 55.66 | 52.78 | 49.06 | 50.08 | 52.67 | 49.06 | 50.08 | 52.67 | 49.06 | 55.66 | 52.78 | 49.06 | 59.73 | 90.34 | 102.4 | 59.73 | 92.18 | 104.49 | 50.08 | 52.67 | 49.06
7057 | 39.23 | 44.19 | 36.66 | 39.23 | 44.19 | 36.66 | 39.23 | 44.19 | 36.66 | 39.23 | 44.19 | 36.66 | 39.93 | 46.74 | 36.66 | 39.93 | 46.74 | 36.66 | 39.23 | 44.19 | 36.66 | 39.23 | 44.19 | 36.66 | 39.93 | 46.74 | 36.66 | 40.9 | 59.2 | 78.37 | 40.9 | 58.01 | 79.97 | 39.23 | 44.19 | 36.66 | 49.82 | 52.4 | 48.79 | 49.82 | 52.4 | 48.79 | 49.82 | 52.4 | 48.79 | 49.82 | 52.4 | 48.79 | 55.4 | 52.51 | 48.79 | 55.4 | 52.51 | 48.79 | 49.82 | 52.4 | 48.79 | 49.82 | 52.4 | 48.79 | 55.4 | 52.51 | 48.79 | 59.73 | 82.87 | 102.4 | 59.73 | 84.56 | 104.49 | 49.82 | 52.4 | 48.79
7058 | 39 | 43.97 | 36.43 | 39 | 43.97 | 36.43 | 39 | 43.97 | 36.43 | 39 | 43.97 | 36.43 | 39.71 | 46.51 | 36.43 | 39.71 | 46.51 | 36.43 | 39 | 43.97 | 36.43 | 39 | 43.97 | 36.43 | 39.71 | 46.51 | 36.43 | 41.18 | 59.2 | 76.53 | 41.18 | 58.01 | 78.09 | 39 | 43.97 | 36.43 | 49.59 | 52.18 | 48.57 | 49.59 | 52.18 | 48.57 | 49.59 | 52.18 | 48.57 | 49.59 | 52.18 | 48.57 | 55.17 | 52.28 | 48.57 | 55.17 | 52.28 | 48.57 | 49.59 | 52.18 | 48.57 | 49.59 | 52.18 | 48.57 | 55.17 | 52.28 | 48.57 | 59.73 | 82.03 | 102.4 | 59.73 | 82.45 | 100.35 | 49.59 | 52.18 | 48.57
7059 | 38.78 | 43.75 | 36.21 | 38.78 | 43.75 | 36.21 | 38.78 | 43.75 | 36.21 | 38.78 | 43.75 | 36.21 | 39.49 | 46.29 | 36.21 | 39.49 | 46.3 | 36.21 | 38.78 | 43.75 | 36.21 | 38.78 | 43.75 | 36.21 | 39.49 | 46.29 | 36.21 | 41.56 | 59.2 | 74.51 | 41.56 | 58.01 | 76.03 | 38.78 | 43.75 | 36.21 | 49.37 | 51.96 | 48.35 | 49.37 | 51.96 | 48.35 | 49.37 | 51.96 | 48.35 | 49.37 | 51.96 | 48.35 | 54.95 | 52.07 | 48.35 | 54.95 | 52.07 | 48.35 | 49.37 | 51.96 | 48.35 | 49.37 | 51.96 | 48.35 | 54.95 | 52.07 | 48.35 | 59.73 | 82.03 | 101.85 | 59.73 | 82.45 | 99.81 | 49.37 | 51.96 | 48.35
7060 | 39.22 | 44.18 | 36.65 | 39.22 | 44.18 | 36.65 | 39.22 | 44.18 | 36.65 | 39.22 | 44.18 | 36.65 | 39.92 | 46.73 | 36.65 | 39.93 | 46.73 | 36.65 | 39.22 | 44.18 | 36.65 | 39.22 | 44.18 | 36.65 | 39.92 | 46.73 | 36.65 | 41.68 | 59.2 | 73.95 | 41.68 | 59.2 | 75.46 | 39.22 | 44.18 | 36.65 | 49.81 | 52.4 | 48.78 | 49.81 | 52.4 | 48.78 | 49.81 | 52.4 | 48.78 | 49.81 | 52.4 | 48.78 | 55.39 | 52.5 | 48.78 | 55.39 | 52.5 | 48.78 | 49.81 | 52.4 | 48.78 | 49.81 | 52.4 | 48.78 | 55.39 | 52.5 | 48.78 | 59.73 | 82.03 | 86.07 | 59.73 | 82.46 | 87.82 | 49.81 | 52.4 | 48.78
7061 | 39.81 | 44.78 | 37.24 | 39.81 | 44.78 | 37.24 | 39.81 | 44.78 | 37.24 | 39.81 | 44.78 | 37.24 | 40.52 | 47.32 | 37.24 | 40.52 | 47.32 | 37.24 | 39.81 | 44.78 | 37.24 | 39.81 | 44.78 | 37.24 | 40.52 | 47.32 | 37.24 | 53.62 | 75.83 | 81.48 | 54.17 | 75.83 | 80.28 | 39.81 | 44.78 | 37.24 | 50.4 | 52.99 | 49.37 | 50.4 | 52.99 | 49.37 | 50.4 | 52.99 | 49.37 | 50.4 | 52.99 | 49.37 | 55.98 | 53.09 | 49.37 | 55.98 | 53.09 | 49.37 | 50.4 | 52.99 | 49.37 | 50.4 | 52.99 | 49.37 | 55.98 | 53.09 | 49.37 | 80.7 | 82.64 | 86.07 | 81.52 | 103.25 | 104.49 | 50.4 | 52.99 | 49.37
7062 | 40.6 | 45.56 | 38.03 | 40.6 | 48.11 | 39.02 | 41.3 | 48.11 | 39.45 | 41.3 | 48.11 | 39.45 | 41.3 | 48.11 | 39.45 | 41.3 | 48.11 | 39.45 | 40.6 | 45.56 | 38.03 | 40.6 | 45.56 | 38.03 | 41.3 | 48.11 | 39.45 | 56.69 | 80.58 | 82.78 | 57.85 | 81.4 | 81.13 | 40.6 | 45.56 | 38.03 | 51.18 | 53.82 | 50.16 | 51.18 | 53.88 | 50.16 | 56.76 | 53.88 | 50.16 | 56.76 | 53.88 | 50.16 | 56.76 | 53.88 | 50.16 | 56.76 | 53.88 | 50.16 | 51.18 | 53.77 | 50.16 | 51.18 | 53.77 | 50.16 | 56.76 | 53.88 | 50.16 | 94.57 | 99.24 | 102.12 | 96.49 | 108.76 | 104.49 | 51.18 | 53.82 | 50.16
7063 | 41.47 | 48.99 | 39.02 | 41.47 | 48.99 | 39.02 | 42.18 | 48.99 | 40.33 | 42.18 | 48.99 | 40.33 | 42.18 | 48.99 | 40.33 | 42.18 | 48.99 | 40.33 | 41.47 | 46.44 | 38.9 | 41.47 | 46.44 | 38.9 | 42.18 | 48.99 | 40.33 | 61.54 | 82.22 | 82.78 | 62.16 | 83.9 | 83.56 | 42.18 | 48.99 | 39.02 | 52.06 | 54.76 | 51.04 | 52.06 | 54.76 | 51.04 | 57.64 | 54.76 | 51.04 | 57.64 | 54.76 | 51.04 | 57.64 | 54.76 | 51.04 | 57.64 | 54.76 | 51.04 | 52.06 | 54.65 | 51.04 | 52.06 | 54.65 | 51.04 | 57.64 | 54.76 | 51.04 | 94.57 | 97.23 | 102.12 | 96.49 | 109.93 | 104.49 | 57.64 | 54.76 | 51.04
7064 | 41.86 | 49.38 | 39.3 | 41.86 | 49.38 | 39.3 | 42.57 | 49.38 | 39.3 | 42.57 | 49.38 | 39.3 | 42.57 | 49.38 | 39.3 | 42.57 | 49.38 | 39.3 | 41.86 | 46.83 | 39.3 | 41.86 | 46.83 | 39.3 | 42.57 | 49.38 | 39.3 | 60.15 | 82.22 | 78.67 | 60.76 | 83.9 | 80.28 | 42.57 | 49.38 | 39.3 | 52.45 | 55.15 | 51.43 | 52.45 | 55.15 | 51.43 | 58.03 | 55.15 | 51.43 | 58.03 | 55.15 | 51.43 | 58.03 | 55.15 | 51.43 | 58.03 | 55.15 | 51.43 | 52.45 | 55.04 | 51.43 | 52.45 | 55.04 | 51.43 | 58.03 | 55.15 | 51.43 | 94.57 | 94.73 | 102.12 | 96.49 | 106.75 | 104.49 | 58.03 | 55.15 | 51.43
7065 | 41.64 | 49.15 | 39.07 | 41.64 | 49.15 | 39.07 | 42.35 | 49.15 | 39.07 | 42.35 | 49.15 | 39.07 | 42.35 | 49.15 | 39.07 | 42.35 | 49.15 | 39.07 | 41.64 | 49.15 | 39.07 | 41.64 | 46.61 | 39.07 | 42.35 | 49.15 | 39.07 | 57.94 | 77.52 | 78.67 | 57.94 | 77.53 | 80.28 | 42.35 | 49.15 | 39.07 | 52.23 | 54.92 | 51.2 | 52.23 | 54.92 | 51.2 | 57.81 | 54.92 | 51.2 | 57.81 | 54.92 | 51.2 | 57.81 | 54.92 | 51.2 | 57.81 | 54.92 | 51.2 | 52.23 | 54.92 | 51.2 | 52.23 | 54.82 | 51.2 | 57.81 | 54.92 | 51.2 | 94.57 | 94.08 | 77.63 | 95.53 | 102.88 | 102.88 | 57.81 | 54.92 | 51.2
7066 | 41.69 | 49.2 | 40.55 | 41.69 | 49.2 | 40.55 | 42.4 | 49.2 | 40.55 | 42.4 | 49.2 | 40.55 | 42.4 | 49.2 | 40.55 | 42.4 | 49.2 | 40.55 | 41.69 | 46.66 | 39.12 | 41.69 | 46.66 | 39.12 | 42.4 | 49.2 | 40.55 | 56.21 | 74.31 | 69.42 | 56.21 | 75.06 | 70.84 | 42.4 | 49.2 | 40.55 | 57.86 | 54.97 | 51.26 | 57.86 | 54.97 | 51.26 | 57.86 | 54.97 | 51.26 | 57.86 | 54.97 | 51.26 | 57.86 | 54.97 | 51.26 | 57.86 | 54.97 | 51.26 | 52.28 | 54.87 | 51.26 | 52.28 | 54.87 | 51.26 | 57.86 | 54.97 | 51.26 | 87.07 | 80.16 | 77.53 | 87.07 | 82.45 | 82.45 | 57.86 | 54.97 | 51.26
7067 | 41.31 | 48.82 | 40.16 | 41.31 | 48.82 | 40.16 | 42.01 | 48.82 | 40.16 | 42.01 | 48.82 | 40.16 | 42.01 | 48.82 | 40.16 | 42.01 | 48.82 | 40.16 | 41.31 | 46.27 | 38.74 | 41.31 | 46.27 | 38.74 | 42.01 | 48.82 | 40.16 | 56.21 | 64.87 | 69.36 | 56.21 | 63.57 | 67.97 | 42.01 | 48.82 | 40.16 | 57.47 | 54.59 | 50.87 | 57.47 | 54.59 | 50.87 | 57.47 | 54.59 | 50.87 | 57.47 | 54.59 | 50.87 | 57.47 | 54.59 | 50.87 | 57.47 | 54.59 | 50.87 | 51.89 | 54.48 | 50.87 | 51.89 | 54.48 | 50.87 | 57.47 | 54.59 | 50.87 | 87.07 | 80.16 | 77.53 | 87.07 | 82.03 | 80.84 | 57.47 | 54.59 | 50.87
7068 | 40.98 | 45.95 | 38.41 | 40.98 | 48.49 | 39.02 | 41.69 | 48.49 | 39.02 | 41.69 | 48.49 | 39.02 | 41.69 | 48.49 | 39.02 | 41.69 | 48.49 | 39.02 | 40.98 | 45.95 | 38.41 | 40.98 | 45.95 | 38.41 | 41.69 | 48.49 | 39.02 | 56.13 | 64.87 | 69.36 | 56.13 | 63.57 | 67.97 | 40.98 | 45.95 | 38.41 | 57.15 | 54.16 | 50.55 | 57.15 | 54.26 | 50.55 | 57.15 | 54.26 | 50.55 | 57.15 | 54.26 | 50.55 | 57.15 | 54.26 | 50.55 | 57.15 | 54.26 | 50.55 | 51.57 | 54.16 | 50.55 | 51.57 | 54.16 | 50.55 | 57.15 | 54.26 | 50.55 | 86.73 | 80.16 | 77.53 | 86.73 | 81.8 | 80.84 | 57.15 | 54.16 | 50.55
7069 | 40.86 | 45.83 | 38.29 | 40.86 | 48.37 | 39.07 | 41.57 | 48.37 | 39.07 | 41.57 | 48.37 | 39.07 | 41.57 | 48.37 | 39.07 | 41.57 | 48.37 | 39.07 | 40.86 | 45.83 | 38.29 | 40.86 | 45.83 | 38.29 | 41.57 | 48.37 | 39.07 | 56.21 | 64.87 | 69.36 | 56.21 | 63.57 | 67.98 | 40.86 | 45.83 | 38.29 | 55.89 | 54.04 | 50.43 | 55.89 | 54.04 | 50.43 | 57.03 | 54.04 | 50.43 | 57.03 | 54.04 | 50.43 | 57.03 | 54.14 | 50.43 | 57.03 | 54.14 | 50.43 | 51.45 | 54.04 | 50.43 | 51.45 | 54.04 | 50.43 | 57.03 | 54.14 | 50.43 | 87.07 | 80.16 | 77.53 | 87.07 | 81.8 | 80.84 | 55.89 | 54.04 | 50.43
7070 | 40.79 | 48.3 | 41.5 | 40.79 | 48.3 | 41.5 | 41.49 | 48.3 | 41.5 | 41.49 | 48.3 | 41.5 | 41.49 | 48.3 | 41.5 | 41.49 | 48.3 | 41.5 | 40.79 | 45.76 | 38.22 | 40.79 | 45.76 | 38.22 | 41.49 | 48.3 | 41.5 | 56.78 | 77.36 | 74.51 | 56.78 | 78.14 | 76.03 | 41.49 | 48.3 | 41.5 | 51.38 | 54.07 | 50.45 | 51.38 | 54.07 | 50.45 | 56.96 | 54.07 | 50.45 | 56.96 | 54.07 | 50.45 | 56.96 | 54.07 | 50.45 | 56.96 | 54.07 | 50.45 | 51.38 | 53.97 | 50.45 | 51.38 | 53.97 | 50.35 | 56.96 | 54.07 | 50.45 | 81.54 | 89.12 | 77.53 | 84.46 | 102.88 | 104.49 | 56.96 | 54.07 | 50.45
7071 | 40.66 | 48.18 | 39.02 | 40.66 | 48.18 | 49.57 | 41.37 | 48.18 | 49.57 | 41.37 | 48.18 | 49.57 | 41.37 | 48.18 | 49.57 | 41.37 | 48.18 | 49.57 | 40.66 | 45.64 | 38.1 | 40.66 | 45.63 | 38.1 | 41.37 | 48.18 | 49.57 | 58.82 | 77.53 | 80.28 | 59.42 | 79.9 | 81.13 | 41.37 | 48.18 | 49.57 | 51.25 | 53.95 | 51.3 | 51.25 | 53.95 | 51.3 | 56.83 | 53.95 | 51.3 | 56.83 | 53.95 | 51.3 | 56.83 | 53.95 | 51.3 | 56.83 | 53.95 | 51.3 | 51.25 | 53.84 | 51.3 | 51.25 | 53.84 | 50.23 | 56.83 | 53.95 | 51.3 | 93.55 | 93.72 | 77.53 | 95.45 | 107.13 | 106.7 | 56.83 | 53.95 | 51.3
7072 | 40.6 | 59.11 | 50.67 | 40.6 | 59.11 | 50.67 | 41.31 | 59.11 | 63 | 41.31 | 59.11 | 63 | 41.31 | 59.11 | 63 | 41.31 | 59.11 | 63 | 40.6 | 59.09 | 38.03 | 40.6 | 45.57 | 38.03 | 41.31 | 59.11 | 63 | 61.54 | 86.6 | 82.25 | 62.79 | 88.36 | 83.93 | 41.31 | 59.11 | 50.67 | 51.19 | 55.06 | 51.61 | 51.19 | 55.06 | 51.61 | 56.77 | 55.06 | 51.61 | 56.77 | 55.06 | 51.61 | 56.77 | 55.06 | 51.61 | 56.77 | 55.06 | 51.61 | 51.19 | 55.05 | 51.61 | 51.19 | 53.78 | 50.17 | 56.77 | 55.06 | 51.61 | 94.57 | 106.88 | 103.5 | 96.49 | 116.64 | 111.11 | 56.77 | 55.06 | 51.61
7073 | 40.98 | 59.11 | 50.67 | 40.98 | 59.11 | 50.67 | 41.69 | 59.11 | 88.94 | 41.69 | 59.11 | 88.94 | 41.69 | 59.11 | 88.94 | 41.69 | 59.11 | 88.94 | 40.98 | 45.95 | 38.41 | 40.98 | 45.95 | 38.41 | 41.69 | 59.11 | 88.94 | 62.26 | 103.15 | 99.79 | 63.53 | 105.24 | 101.83 | 41.69 | 59.11 | 50.67 | 51.57 | 55.46 | 51.82 | 51.57 | 55.46 | 51.82 | 57.15 | 55.46 | 51.82 | 57.15 | 55.46 | 51.82 | 57.15 | 55.46 | 51.82 | 57.15 | 55.46 | 51.82 | 51.57 | 54.16 | 51.61 | 51.57 | 54.16 | 50.55 | 57.15 | 55.46 | 51.82 | 94.57 | 110.88 | 104.49 | 96.49 | 116.64 | 111.11 | 57.15 | 55.46 | 51.82
7074 | 41.68 | 48.22 | 43.35 | 41.68 | 49.19 | 43.35 | 42.39 | 49.19 | 89.64 | 42.39 | 49.19 | 89.64 | 42.39 | 49.19 | 89.64 | 42.39 | 49.19 | 89.64 | 41.68 | 46.67 | 39.11 | 41.68 | 46.65 | 39.11 | 42.39 | 49.19 | 89.64 | 69.93 | 103.15 | 99.79 | 69.93 | 105.24 | 101.83 | 42.39 | 48.22 | 43.35 | 52.27 | 54.96 | 52.43 | 52.27 | 54.96 | 52.43 | 57.85 | 54.96 | 52.43 | 57.85 | 54.96 | 52.43 | 57.85 | 54.96 | 52.43 | 57.85 | 54.96 | 52.43 | 52.27 | 54.86 | 51.61 | 52.27 | 54.86 | 51.24 | 57.85 | 54.96 | 52.43 | 103.95 | 116.4 | 91.61 | 106.06 | 120 | 107.79 | 57.85 | 54.96 | 52.43
7075 | 41.58 | 48.12 | 49.57 | 41.58 | 49.09 | 63.97 | 42.29 | 49.09 | 63.97 | 42.29 | 49.09 | 63.97 | 42.29 | 49.09 | 63.97 | 42.29 | 49.09 | 63.97 | 41.58 | 46.55 | 39.01 | 41.58 | 46.55 | 39.01 | 42.29 | 49.09 | 63.97 | 62.89 | 103.15 | 99.79 | 61.64 | 105.24 | 101.83 | 42.29 | 48.12 | 49.57 | 52.17 | 54.86 | 51.61 | 52.17 | 54.86 | 51.61 | 53.21 | 54.86 | 51.61 | 53.21 | 54.86 | 51.61 | 57.75 | 54.86 | 51.61 | 57.75 | 54.86 | 51.61 | 52.17 | 54.76 | 51.61 | 52.17 | 54.76 | 51.15 | 57.75 | 54.86 | 51.61 | 94.56 | 116.4 | 104.49 | 94.57 | 120 | 107.79 | 53.21 | 54.86 | 51.61
7076 | 40.9 | 45.87 | 38.97 | 40.9 | 45.87 | 39.76 | 40.9 | 45.87 | 39.76 | 40.9 | 45.87 | 39.76 | 41.61 | 48.41 | 39.76 | 41.61 | 48.41 | 39.76 | 40.9 | 45.87 | 38.33 | 40.9 | 45.87 | 38.33 | 41.61 | 48.41 | 39.76 | 60.34 | 87.36 | 94.55 | 60.34 | 89.14 | 92.65 | 40.9 | 45.87 | 38.97 | 51.49 | 54.08 | 51.3 | 51.49 | 54.08 | 51.61 | 51.49 | 54.08 | 51.61 | 51.49 | 54.08 | 51.61 | 57.07 | 54.18 | 51.61 | 57.07 | 54.18 | 51.61 | 51.49 | 54.08 | 51.61 | 51.49 | 54.08 | 50.47 | 57.07 | 54.18 | 51.61 | 87.07 | 114.21 | 104.54 | 87.07 | 116.54 | 107.79 | 51.49 | 54.08 | 51.3
7077 | 40.42 | 45.39 | 37.86 | 40.42 | 45.39 | 37.86 | 40.42 | 45.39 | 37.86 | 40.42 | 45.39 | 37.86 | 41.13 | 47.94 | 37.86 | 41.13 | 47.94 | 37.86 | 40.42 | 45.39 | 37.86 | 40.42 | 45.39 | 37.86 | 41.13 | 47.94 | 37.86 | 55.98 | 79.1 | 84.76 | 55.98 | 79.1 | 83.07 | 40.42 | 45.39 | 37.86 | 51.01 | 53.6 | 51.3 | 51.01 | 53.6 | 51.3 | 51.01 | 53.6 | 51.3 | 51.01 | 53.6 | 51.3 | 56.59 | 53.71 | 51.3 | 56.59 | 53.71 | 51.3 | 51.01 | 53.6 | 51.3 | 51.01 | 53.6 | 49.99 | 56.59 | 53.71 | 51.3 | 78.3 | 108.94 | 104.54 | 79.9 | 109.34 | 106.7 | 51.01 | 53.6 | 51.3
7078 | 40.08 | 45.05 | 37.51 | 40.08 | 45.05 | 37.51 | 40.08 | 45.05 | 37.51 | 40.08 | 45.05 | 37.51 | 40.79 | 47.59 | 37.51 | 40.79 | 47.59 | 37.51 | 40.08 | 45.05 | 37.51 | 40.08 | 45.05 | 37.51 | 40.79 | 47.59 | 37.51 | 53.84 | 78.31 | 83.63 | 53.84 | 78.31 | 81.96 | 40.08 | 45.05 | 37.51 | 50.67 | 53.26 | 50.83 | 50.67 | 53.26 | 50.83 | 50.67 | 53.26 | 50.83 | 50.67 | 53.26 | 50.83 | 56.25 | 53.36 | 50.83 | 56.25 | 53.36 | 50.83 | 50.67 | 53.26 | 50.83 | 50.67 | 53.26 | 49.65 | 56.25 | 53.36 | 50.83 | 77.77 | 106.88 | 105.63 | 77.77 | 108.21 | 107.79 | 50.67 | 53.26 | 50.83
7079 | 39.75 | 44.72 | 37.18 | 39.75 | 44.72 | 37.18 | 39.75 | 44.72 | 37.18 | 39.75 | 44.72 | 37.18 | 40.46 | 47.26 | 37.18 | 40.46 | 47.26 | 37.18 | 39.75 | 44.72 | 37.18 | 39.75 | 44.72 | 37.18 | 40.46 | 47.26 | 37.18 | 45.54 | 77.36 | 83.63 | 45.54 | 77.36 | 81.96 | 39.75 | 44.72 | 37.18 | 50.34 | 52.93 | 49.31 | 50.34 | 52.93 | 49.81 | 50.34 | 52.93 | 49.81 | 50.34 | 52.93 | 49.81 | 55.92 | 53.03 | 49.81 | 55.92 | 53.03 | 49.81 | 50.34 | 52.93 | 49.81 | 50.34 | 52.93 | 49.31 | 55.92 | 53.03 | 49.81 | 69.98 | 107.13 | 111.11 | 69.98 | 107.13 | 108.89 | 50.34 | 52.93 | 49.31
7080 | 39.56 | 44.52 | 36.99 | 39.56 | 44.52 | 36.99 | 39.56 | 44.52 | 36.99 | 39.56 | 44.52 | 36.99 | 40.26 | 47.07 | 36.99 | 40.26 | 47.07 | 36.99 | 39.56 | 44.52 | 36.99 | 39.56 | 44.52 | 36.99 | 40.26 | 47.07 | 36.99 | 45.54 | 77.36 | 85.33 | 45.54 | 77.36 | 83.62 | 39.56 | 44.52 | 36.99 | 50.15 | 52.73 | 49.12 | 50.15 | 52.73 | 49.22 | 50.15 | 52.73 | 49.22 | 50.15 | 52.73 | 49.22 | 55.73 | 52.84 | 49.22 | 55.73 | 52.84 | 49.22 | 50.15 | 52.73 | 49.22 | 50.15 | 52.73 | 49.12 | 55.73 | 52.84 | 49.22 | 65.3 | 106.88 | 110 | 65.96 | 107.13 | 107.8 | 50.15 | 52.73 | 49.12
7081 | 39.36 | 44.33 | 36.8 | 39.36 | 44.33 | 36.8 | 39.36 | 44.33 | 36.8 | 39.36 | 44.33 | 36.8 | 40.07 | 46.88 | 36.8 | 40.07 | 46.88 | 36.8 | 39.36 | 44.33 | 36.8 | 39.36 | 44.33 | 36.8 | 40.07 | 46.88 | 36.8 | 45 | 77.36 | 85.33 | 45 | 77.36 | 83.62 | 39.36 | 44.33 | 36.8 | 49.95 | 52.54 | 50.11 | 49.95 | 52.54 | 50.11 | 49.95 | 52.54 | 50.11 | 49.95 | 52.54 | 50.11 | 55.53 | 52.65 | 50.11 | 55.53 | 52.65 | 50.11 | 49.95 | 52.54 | 48.93 | 49.95 | 52.54 | 48.93 | 55.53 | 52.65 | 50.11 | 64.01 | 107.13 | 111.11 | 64.01 | 104.99 | 108.89 | 49.95 | 52.54 | 50.11
7082 | 39.11 | 44.07 | 36.54 | 39.11 | 44.07 | 36.54 | 39.11 | 44.07 | 36.54 | 39.11 | 44.07 | 36.54 | 39.81 | 46.62 | 36.54 | 39.81 | 46.62 | 36.54 | 39.11 | 44.07 | 36.54 | 39.11 | 44.07 | 36.54 | 39.81 | 46.62 | 36.54 | 45 | 77.36 | 85.33 | 45 | 77.36 | 83.62 | 39.11 | 44.07 | 36.54 | 49.7 | 52.28 | 51.3 | 49.7 | 52.28 | 51.3 | 49.7 | 52.28 | 51.3 | 49.7 | 52.28 | 51.3 | 55.28 | 52.39 | 51.3 | 55.28 | 52.39 | 51.3 | 49.7 | 52.28 | 48.67 | 49.7 | 52.28 | 48.67 | 55.28 | 52.39 | 51.3 | 64.01 | 107.13 | 111.11 | 64.01 | 104.99 | 108.89 | 49.7 | 52.28 | 51.3
7083 | 38.88 | 43.84 | 36.31 | 38.88 | 43.84 | 36.31 | 38.88 | 43.84 | 36.31 | 38.88 | 43.84 | 36.31 | 39.58 | 46.39 | 36.31 | 39.58 | 46.39 | 36.31 | 38.88 | 43.84 | 36.31 | 38.88 | 43.84 | 36.31 | 39.58 | 46.39 | 36.31 | 45.45 | 78.14 | 85.33 | 45.45 | 77.36 | 83.62 | 38.88 | 43.84 | 36.31 | 49.47 | 52.05 | 51.3 | 49.47 | 52.05 | 51.3 | 49.47 | 52.05 | 51.3 | 49.47 | 52.05 | 51.3 | 55.05 | 52.16 | 51.3 | 55.05 | 52.16 | 51.3 | 49.47 | 52.05 | 48.44 | 49.47 | 52.05 | 48.44 | 55.05 | 52.16 | 51.3 | 64.01 | 107.13 | 111.11 | 64.01 | 104.99 | 107.79 | 49.47 | 52.05 | 51.3
7084 | 39.08 | 44.05 | 39.02 | 39.08 | 44.05 | 39.02 | 39.08 | 44.05 | 39.02 | 39.08 | 44.05 | 39.02 | 39.79 | 46.59 | 39.02 | 39.79 | 46.59 | 39.02 | 39.08 | 44.05 | 36.51 | 39.08 | 44.05 | 36.51 | 39.79 | 46.59 | 39.02 | 45.54 | 78.14 | 85.33 | 45.54 | 78.14 | 83.62 | 39.08 | 44.05 | 39.02 | 49.67 | 52.36 | 51.3 | 49.67 | 52.36 | 51.3 | 49.67 | 52.36 | 51.3 | 49.67 | 52.36 | 51.3 | 55.25 | 52.36 | 51.3 | 55.25 | 52.36 | 51.3 | 49.67 | 52.26 | 48.64 | 49.67 | 52.26 | 48.64 | 55.25 | 52.36 | 51.3 | 69.98 | 107.96 | 111.11 | 70.69 | 105.8 | 107.79 | 49.67 | 52.36 | 51.3
7085 | 39.75 | 47.26 | 75.11 | 39.75 | 47.26 | 76.63 | 40.46 | 47.26 | 76.63 | 40.46 | 47.26 | 76.63 | 40.46 | 47.26 | 76.63 | 40.46 | 47.26 | 76.63 | 39.75 | 44.72 | 37.18 | 39.75 | 44.72 | 37.18 | 40.46 | 47.26 | 76.63 | 56.21 | 94.44 | 103.95 | 57.35 | 96.36 | 101.87 | 39.75 | 47.26 | 75.11 | 55.92 | 74.88 | 77.75 | 55.92 | 74.88 | 81.63 | 55.92 | 74.88 | 81.63 | 55.92 | 74.88 | 81.63 | 55.92 | 74.88 | 81.63 | 55.92 | 74.88 | 81.63 | 50.34 | 52.93 | 51.61 | 50.34 | 52.93 | 49.32 | 55.92 | 74.88 | 81.63 | 87.27 | 116.64 | 111.11 | 89.04 | 115.39 | 108.89 | 55.92 | 74.88 | 77.75
7086 | 40.51 | 66.73 | 70.89 | 40.51 | 66.73 | 86.21 | 41.22 | 66.73 | 86.21 | 41.22 | 66.74 | 86.21 | 41.22 | 66.73 | 86.21 | 41.22 | 66.73 | 86.21 | 40.51 | 45.51 | 37.95 | 40.51 | 45.48 | 37.95 | 41.22 | 66.73 | 86.21 | 72.67 | 125.63 | 119.42 | 74.15 | 125.63 | 119.42 | 40.51 | 66.73 | 70.89 | 56.68 | 75 | 77.75 | 56.68 | 97.69 | 105.77 | 56.68 | 99.47 | 106.37 | 56.68 | 99.47 | 106.37 | 56.68 | 99.47 | 106.37 | 56.68 | 99.47 | 106.37 | 51.1 | 53.69 | 51.61 | 51.1 | 53.69 | 50.08 | 56.68 | 99.47 | 106.37 | 104.45 | 128.83 | 116.67 | 105.51 | 126.25 | 114.33 | 56.68 | 75 | 77.75
7087 | 41.25 | 81.08 | 73 | 41.25 | 81.08 | 86.94 | 45.34 | 81.08 | 89.21 | 45.34 | 81.08 | 89.21 | 41.96 | 81.08 | 89.21 | 41.96 | 81.08 | 89.21 | 41.25 | 81.08 | 86.94 | 41.25 | 46.22 | 39.85 | 41.96 | 81.08 | 89.21 | 72.67 | 125.63 | 120.62 | 74.15 | 128.18 | 119.42 | 45.34 | 81.08 | 73 | 57.42 | 98.21 | 103.32 | 57.42 | 100 | 106.5 | 63.46 | 110 | 107.67 | 63.46 | 110 | 107.67 | 57.42 | 110 | 107.67 | 57.42 | 110 | 107.67 | 57.42 | 100 | 100 | 51.84 | 54.43 | 50.81 | 57.42 | 110 | 107.67 | 104.45 | 133.6 | 116.67 | 106.57 | 130.92 | 116.67 | 63.46 | 98.21 | 103.32
7088 | 41.82 | 81.65 | 77.11 | 41.82 | 81.65 | 87.51 | 45.72 | 81.65 | 87.85 | 45.72 | 81.65 | 87.85 | 42.52 | 81.65 | 87.85 | 42.52 | 81.65 | 87.85 | 41.82 | 81.65 | 87.51 | 41.82 | 46.78 | 39.25 | 42.52 | 81.65 | 87.85 | 72.67 | 125.63 | 120.62 | 74.15 | 127.52 | 119.42 | 45.72 | 81.65 | 77.11 | 57.99 | 99.82 | 107.67 | 57.99 | 100 | 107.67 | 64.03 | 102.88 | 107.67 | 64.03 | 102.88 | 107.67 | 57.99 | 102.88 | 107.67 | 57.99 | 102.88 | 107.67 | 57.99 | 100 | 100 | 52.41 | 54.99 | 51.38 | 57.99 | 102.88 | 107.67 | 104.45 | 133.6 | 116.67 | 106.57 | 130.92 | 116.67 | 64.03 | 99.82 | 107.67
7089 | 41.62 | 84.88 | 81.63 | 41.62 | 84.88 | 88.51 | 45.72 | 84.89 | 88.51 | 45.72 | 89.18 | 88.51 | 42.33 | 84.89 | 88.51 | 42.33 | 84.89 | 88.51 | 41.62 | 84.88 | 88.51 | 41.62 | 46.59 | 39.05 | 42.33 | 84.89 | 88.51 | 72.67 | 125.63 | 117.72 | 72.67 | 125.63 | 115.36 | 45.72 | 84.88 | 81.63 | 57.79 | 100.57 | 106.87 | 57.79 | 107.78 | 106.87 | 73.76 | 107.78 | 106.87 | 73.76 | 107.78 | 106.87 | 57.79 | 107.78 | 106.87 | 57.79 | 107.78 | 106.87 | 57.79 | 107.78 | 105.6 | 52.21 | 54.8 | 51.18 | 57.79 | 107.78 | 105.6 | 104.45 | 127.54 | 112.23 | 104.45 | 124.99 | 111.11 | 73.76 | 100.57 | 106.87
7090 | 41.45 | 81.48 | 87.62 | 41.45 | 81.48 | 89.4 | 45.72 | 81.48 | 89.4 | 45.72 | 95.68 | 89.4 | 42.15 | 81.48 | 89.4 | 42.15 | 81.48 | 89.4 | 41.45 | 81.48 | 89.4 | 41.45 | 46.41 | 38.88 | 42.15 | 81.48 | 89.4 | 72.67 | 108.44 | 96.96 | 72.67 | 108.44 | 95.02 | 45.72 | 81.48 | 87.62 | 57.61 | 100.57 | 106.7 | 57.61 | 102.51 | 106.7 | 73.76 | 102.51 | 106.7 | 73.76 | 110.97 | 106.7 | 57.61 | 102.51 | 104.54 | 57.61 | 102.51 | 104.54 | 57.61 | 102.51 | 104.54 | 52.03 | 54.62 | 51.01 | 57.61 | 102.51 | 104.54 | 104.45 | 116.64 | 111.11 | 104.45 | 116.64 | 111.11 | 73.76 | 100.57 | 106.7
7091 | 41.08 | 80.9 | 87.27 | 41.08 | 80.9 | 87.27 | 45.72 | 80.9 | 89.04 | 45.72 | 80.9 | 89.04 | 41.79 | 80.59 | 85.93 | 41.79 | 80.59 | 85.93 | 41.08 | 80.59 | 85.93 | 41.08 | 46.05 | 39.85 | 41.79 | 80.59 | 85.93 | 72.67 | 103.95 | 92.26 | 72.67 | 103.95 | 89.94 | 45.72 | 80.9 | 87.27 | 57.25 | 100.57 | 106.7 | 57.25 | 100.57 | 106.7 | 73.76 | 100.57 | 106.7 | 73.76 | 106.7 | 106.7 | 57.25 | 100.57 | 103.5 | 57.25 | 100.57 | 103.5 | 57.25 | 100.57 | 103.5 | 51.67 | 54.26 | 50.65 | 57.25 | 100.57 | 103.5 | 104.45 | 113.56 | 111.11 | 104.45 | 111.29 | 108.89 | 73.76 | 100.57 | 106.7
7092 | 40.76 | 80.58 | 88.6 | 40.76 | 80.58 | 88.6 | 41.46 | 80.58 | 88.71 | 41.46 | 80.59 | 88.71 | 41.46 | 80.58 | 85.93 | 41.46 | 80.58 | 85.93 | 40.76 | 80.58 | 85.93 | 40.76 | 45.72 | 38.19 | 41.46 | 80.58 | 85.93 | 72.67 | 103.95 | 92.26 | 72.67 | 101.87 | 89.61 | 41.46 | 80.58 | 88.6 | 56.92 | 97.93 | 106.01 | 56.92 | 97.93 | 106.01 | 56.92 | 97.93 | 106.01 | 56.92 | 106.7 | 106.01 | 56.92 | 97.18 | 103.5 | 56.92 | 97.18 | 103.5 | 56.92 | 97.18 | 103.5 | 51.34 | 53.93 | 50.32 | 56.92 | 97.18 | 103.5 | 103.95 | 113.56 | 111.11 | 103.95 | 111.29 | 108.89 | 56.92 | 97.93 | 106.01
7093 | 40.65 | 80.58 | 88.61 | 40.65 | 80.58 | 88.61 | 41.36 | 80.58 | 88.61 | 41.36 | 80.58 | 88.61 | 41.36 | 80.58 | 85.93 | 41.36 | 80.58 | 85.93 | 40.65 | 80.58 | 85.93 | 40.65 | 45.62 | 38.08 | 41.36 | 80.58 | 85.93 | 70.56 | 103.95 | 92.26 | 70.56 | 101.87 | 89.51 | 41.36 | 80.58 | 88.61 | 56.82 | 99.61 | 105.91 | 56.82 | 99.61 | 105.91 | 56.82 | 99.61 | 105.91 | 56.82 | 99.61 | 105.91 | 56.82 | 97.18 | 103.5 | 56.82 | 97.18 | 103.5 | 56.82 | 97.18 | 103.5 | 51.24 | 53.83 | 50.22 | 56.82 | 97.18 | 103.5 | 103.95 | 116.64 | 111.11 | 103.95 | 114.31 | 108.89 | 56.82 | 99.61 | 105.91
7094 | 40.55 | 80.58 | 90.27 | 40.55 | 80.58 | 90.27 | 45.72 | 80.58 | 96.06 | 45.72 | 80.58 | 96.06 | 41.26 | 80.58 | 85.93 | 41.26 | 80.58 | 85.93 | 40.55 | 80.58 | 85.93 | 40.55 | 45.52 | 37.99 | 41.26 | 80.58 | 85.93 | 72.67 | 117.74 | 104.68 | 72.67 | 115.39 | 101.55 | 45.72 | 80.58 | 90.27 | 56.72 | 99.51 | 106.7 | 56.72 | 99.51 | 106.7 | 64.89 | 99.51 | 106.7 | 64.89 | 99.51 | 106.7 | 56.72 | 97.18 | 103.5 | 56.72 | 97.18 | 103.5 | 51.14 | 97.18 | 103.5 | 51.14 | 53.73 | 50.12 | 56.72 | 97.18 | 103.5 | 104.33 | 116.64 | 111.11 | 104.33 | 114.31 | 108.89 | 64.89 | 99.51 | 106.7
7095 | 40.51 | 87.36 | 94.15 | 40.51 | 87.36 | 94.7 | 45.72 | 87.36 | 98.63 | 45.72 | 87.36 | 98.63 | 41.21 | 87.36 | 94.7 | 41.21 | 87.36 | 94.7 | 40.51 | 87.36 | 94.7 | 40.51 | 45.47 | 37.94 | 41.21 | 87.36 | 94.7 | 72.67 | 125.63 | 119.42 | 72.67 | 123.12 | 117.03 | 45.72 | 87.36 | 94.15 | 56.68 | 100.57 | 107.67 | 56.68 | 100.57 | 107.67 | 73.76 | 100.57 | 107.67 | 73.76 | 100.57 | 107.67 | 56.68 | 100.57 | 107.67 | 56.68 | 100.57 | 107.67 | 56.68 | 100.57 | 104.54 | 51.1 | 53.68 | 50.07 | 56.68 | 100.57 | 104.54 | 104.45 | 133.6 | 111.11 | 104.45 | 132.22 | 111.11 | 73.76 | 100.57 | 107.67
7096 | 40.47 | 100 | 101.85 | 40.47 | 100 | 106.7 | 45.72 | 100 | 112.13 | 45.72 | 100 | 112.13 | 41.18 | 100 | 106.7 | 41.18 | 100 | 106.7 | 40.47 | 100 | 106.7 | 40.47 | 45.44 | 37.9 | 41.18 | 100 | 106.7 | 72.67 | 125.65 | 121.84 | 74.15 | 125.64 | 119.42 | 45.72 | 100 | 101.85 | 56.64 | 106.7 | 108.68 | 56.64 | 106.7 | 108.68 | 73.76 | 106.7 | 108.68 | 73.76 | 106.7 | 108.68 | 56.64 | 106.7 | 108.68 | 56.64 | 106.7 | 108.68 | 56.64 | 106.7 | 105.08 | 51.06 | 53.65 | 50.03 | 56.64 | 106.7 | 105.08 | 104.45 | 136.31 | 116.67 | 106.57 | 133.6 | 116.67 | 73.76 | 106.7 | 108.68
7097 | 40.7 | 103.46 | 94.15 | 40.7 | 103.47 | 110 | 65.74 | 103.47 | 115.84 | 65.74 | 103.47 | 115.84 | 41.41 | 103.47 | 110 | 41.41 | 103.47 | 110 | 40.7 | 103.47 | 110 | 40.7 | 45.67 | 38.13 | 41.41 | 103.47 | 110 | 103.95 | 224.64 | 121.84 | 106.06 | 224.64 | 119.42 | 65.74 | 103.46 | 94.15 | 56.87 | 111.15 | 108.79 | 56.87 | 112.91 | 108.79 | 73.76 | 112.91 | 108.79 | 73.76 | 112.91 | 108.79 | 56.87 | 112.91 | 108.79 | 56.87 | 112.91 | 108.79 | 56.87 | 112.91 | 106.7 | 51.29 | 53.88 | 50.27 | 56.87 | 112.91 | 106.7 | 201.42 | 157.81 | 120 | 205.51 | 157.81 | 120 | 73.76 | 111.15 | 108.79
7098 | 41.1 | 100.42 | 90.82 | 41.1 | 102.46 | 110 | 45.72 | 102.46 | 115.84 | 45.72 | 102.46 | 115.84 | 41.81 | 102.46 | 110 | 41.81 | 102.46 | 110 | 41.1 | 102.46 | 110 | 41.1 | 46.07 | 38.53 | 41.81 | 102.46 | 110 | 86.71 | 224.64 | 121.84 | 88.47 | 224.64 | 119.42 | 45.72 | 100.42 | 90.82 | 57.27 | 100.57 | 108.79 | 57.27 | 112.91 | 108.87 | 73.76 | 112.91 | 108.87 | 73.76 | 112.91 | 108.87 | 57.27 | 112.91 | 108.87 | 57.27 | 112.91 | 108.87 | 57.27 | 112.91 | 105.08 | 51.69 | 54.28 | 50.67 | 57.27 | 112.91 | 105.08 | 201.42 | 157.81 | 120 | 201.42 | 157.81 | 120 | 73.76 | 100.57 | 108.79
7099 | 41.11 | 93.78 | 90.83 | 41.11 | 95.68 | 90.83 | 45.72 | 95.68 | 115.84 | 45.72 | 95.68 | 115.84 | 41.82 | 95.68 | 90.83 | 41.82 | 95.68 | 90.83 | 41.11 | 95.68 | 90.83 | 41.11 | 46.08 | 38.54 | 41.82 | 95.68 | 90.83 | 72.67 | 224.64 | 121.84 | 72.67 | 224.64 | 119.42 | 45.72 | 93.78 | 90.83 | 57.28 | 100.57 | 108.87 | 57.28 | 112.91 | 108.87 | 63.32 | 112.91 | 108.87 | 63.32 | 112.91 | 108.87 | 57.28 | 112.91 | 103.5 | 57.28 | 112.91 | 103.5 | 57.28 | 112.91 | 103.5 | 51.7 | 54.29 | 50.68 | 57.28 | 112.91 | 103.5 | 104.45 | 142.29 | 120 | 104.45 | 142.29 | 120 | 63.32 | 100.57 | 108.87
7100 | 40.56 | 80.59 | 90.28 | 40.56 | 80.59 | 90.28 | 41.27 | 80.59 | 112.65 | 41.27 | 80.59 | 112.65 | 41.27 | 80.59 | 77.89 | 41.27 | 80.59 | 77.89 | 40.56 | 80.59 | 77.89 | 40.56 | 45.53 | 37.99 | 41.27 | 80.59 | 77.89 | 69.17 | 125.63 | 119.42 | 69.17 | 125.63 | 119.42 | 41.27 | 80.59 | 90.28 | 56.73 | 99.52 | 108.68 | 56.73 | 99.52 | 108.68 | 56.73 | 99.52 | 108.68 | 56.73 | 99.52 | 108.68 | 56.73 | 99.52 | 88.67 | 56.73 | 99.52 | 88.67 | 51.15 | 99.52 | 88.67 | 51.15 | 53.74 | 50.13 | 56.73 | 99.52 | 88.67 | 104.33 | 133.6 | 116.67 | 104.33 | 133.6 | 116.67 | 56.73 | 99.52 | 108.68
7101 | 40.28 | 66.5 | 90 | 40.28 | 66.5 | 90 | 40.99 | 66.5 | 97.6 | 40.99 | 66.5 | 97.6 | 40.99 | 66.5 | 74.85 | 40.99 | 66.5 | 74.85 | 40.28 | 66.5 | 74.85 | 40.28 | 45.25 | 37.71 | 40.99 | 66.5 | 74.85 | 58.7 | 125.63 | 119.42 | 58.7 | 123.12 | 119.42 | 40.28 | 66.5 | 90 | 56.45 | 84.7 | 107.67 | 56.45 | 84.7 | 107.67 | 56.45 | 84.7 | 107.67 | 56.45 | 84.7 | 107.67 | 56.45 | 83.85 | 51.03 | 56.45 | 83.85 | 51.03 | 50.87 | 83.85 | 51.03 | 50.87 | 53.46 | 49.85 | 56.45 | 83.85 | 51.03 | 96.15 | 133.6 | 116.67 | 96.15 | 133.6 | 116.67 | 56.45 | 84.7 | 107.67
7102 | 40.01 | 47.52 | 79.03 | 40.01 | 47.52 | 85.7 | 40.01 | 47.52 | 85.7 | 40.01 | 47.52 | 85.7 | 40.71 | 47.52 | 37.44 | 40.71 | 47.52 | 37.44 | 40.01 | 47.52 | 37.44 | 40.01 | 44.98 | 37.44 | 40.71 | 47.52 | 37.44 | 55.7 | 108.46 | 119.42 | 55.7 | 108.46 | 117.03 | 40.01 | 47.52 | 79.03 | 56.18 | 76.34 | 105.5 | 56.18 | 76.34 | 105.5 | 56.18 | 76.34 | 105.5 | 56.18 | 76.34 | 105.5 | 56.18 | 76.34 | 49.57 | 56.18 | 76.34 | 49.57 | 50.6 | 76.34 | 49.57 | 50.6 | 53.19 | 49.57 | 56.18 | 76.34 | 49.57 | 80.7 | 133.6 | 116.67 | 80.7 | 132.22 | 115.7 | 56.18 | 76.34 | 105.5
7103 | 39.61 | 47.13 | 77.11 | 39.61 | 47.13 | 83.62 | 39.61 | 47.13 | 83.62 | 39.61 | 47.13 | 83.62 | 40.32 | 47.13 | 37.04 | 40.32 | 47.13 | 37.04 | 39.61 | 44.58 | 37.04 | 39.61 | 44.58 | 37.04 | 40.32 | 47.13 | 37.04 | 49.45 | 96.08 | 119.42 | 49.45 | 96.08 | 117.03 | 39.61 | 47.13 | 77.11 | 50.2 | 53.82 | 104.87 | 50.2 | 53.82 | 104.87 | 50.2 | 53.82 | 104.87 | 50.2 | 53.82 | 104.87 | 55.78 | 53.82 | 49.18 | 55.78 | 53.82 | 49.18 | 50.2 | 52.79 | 49.18 | 50.2 | 52.79 | 49.18 | 55.78 | 53.82 | 49.18 | 76.92 | 122.95 | 114.34 | 76.92 | 121.68 | 114.35 | 50.2 | 53.82 | 104.87
7104 | 39.55 | 47.06 | 77.11 | 39.55 | 47.06 | 82.24 | 39.55 | 47.06 | 82.24 | 39.55 | 47.06 | 82.24 | 40.25 | 47.06 | 36.98 | 40.25 | 47.06 | 36.98 | 39.55 | 44.52 | 36.98 | 39.55 | 44.51 | 36.98 | 40.25 | 47.06 | 36.98 | 46.3 | 91.12 | 113.85 | 46.3 | 91.12 | 111.57 | 39.55 | 47.06 | 77.11 | 50.14 | 53.82 | 90 | 50.14 | 53.82 | 90 | 50.14 | 53.82 | 90 | 50.14 | 53.82 | 90 | 55.72 | 52.83 | 49.11 | 55.72 | 52.83 | 49.11 | 50.14 | 52.72 | 49.11 | 50.14 | 52.72 | 49.11 | 55.72 | 52.83 | 49.11 | 76.1 | 116.64 | 107.78 | 76.1 | 116.64 | 109.98 | 50.14 | 53.82 | 90
7105 | 39.26 | 46.77 | 77.11 | 39.26 | 46.77 | 77.38 | 39.26 | 46.77 | 77.38 | 39.26 | 46.77 | 77.38 | 39.96 | 46.77 | 36.69 | 39.96 | 46.77 | 36.69 | 39.26 | 44.22 | 36.69 | 39.26 | 44.22 | 36.69 | 39.96 | 46.77 | 36.69 | 45.24 | 91.12 | 107.03 | 45.24 | 91.12 | 109.22 | 39.26 | 46.77 | 77.11 | 49.84 | 52.54 | 84.85 | 49.84 | 52.54 | 84.85 | 49.84 | 52.54 | 84.85 | 49.84 | 52.54 | 84.85 | 55.42 | 52.54 | 48.82 | 55.42 | 52.54 | 48.82 | 49.84 | 52.43 | 48.82 | 49.84 | 52.43 | 48.82 | 55.42 | 52.54 | 48.82 | 73.51 | 113.13 | 107.78 | 73.51 | 115.44 | 109.98 | 49.84 | 52.54 | 84.85
7106 | 39.1 | 46.61 | 77.11 | 39.1 | 46.61 | 77.38 | 39.1 | 46.61 | 77.38 | 39.1 | 46.61 | 77.38 | 39.8 | 46.61 | 36.53 | 39.8 | 46.61 | 36.53 | 39.1 | 44.06 | 36.53 | 39.1 | 44.06 | 36.53 | 39.8 | 46.61 | 36.53 | 45.24 | 89.3 | 99 | 45.24 | 91.12 | 101.02 | 39.1 | 46.61 | 77.11 | 49.69 | 53.82 | 98.06 | 49.69 | 53.82 | 98.06 | 49.69 | 53.82 | 98.06 | 49.69 | 53.82 | 98.06 | 55.27 | 52.38 | 48.66 | 55.27 | 52.38 | 48.66 | 49.69 | 52.27 | 48.66 | 49.69 | 52.27 | 48.66 | 55.27 | 52.38 | 48.66 | 73.51 | 113.13 | 104.49 | 73.51 | 115.44 | 107.79 | 49.69 | 53.82 | 98.06
7107 | 39.01 | 46.52 | 81.91 | 39.01 | 46.52 | 81.91 | 39.01 | 46.52 | 81.91 | 39.01 | 46.52 | 81.91 | 39.71 | 46.52 | 36.44 | 39.71 | 46.52 | 36.44 | 39.01 | 43.97 | 36.44 | 39.01 | 43.97 | 36.44 | 39.71 | 46.52 | 36.44 | 45.24 | 89.29 | 85.86 | 45.24 | 91.12 | 87.61 | 39.01 | 46.52 | 81.91 | 51.1 | 53.82 | 101.85 | 51.1 | 53.82 | 101.85 | 51.1 | 53.82 | 101.85 | 51.1 | 53.82 | 101.85 | 55.17 | 52.29 | 48.57 | 55.17 | 52.29 | 48.57 | 49.59 | 52.18 | 48.57 | 49.59 | 52.18 | 48.57 | 55.17 | 52.29 | 48.57 | 73.51 | 107.82 | 100.83 | 73.51 | 115.44 | 107.79 | 51.1 | 53.82 | 101.85
7108 | 39.26 | 46.78 | 85 | 39.26 | 46.78 | 85 | 39.97 | 46.78 | 85 | 39.97 | 46.78 | 85 | 39.97 | 46.78 | 36.69 | 39.97 | 46.78 | 36.69 | 39.26 | 44.23 | 36.69 | 39.26 | 44.23 | 36.69 | 39.97 | 46.78 | 36.69 | 46.3 | 89.29 | 85.86 | 46.3 | 91.12 | 87.61 | 39.97 | 46.78 | 85 | 55.43 | 83.01 | 104.52 | 55.43 | 83.01 | 104.52 | 55.43 | 83.01 | 104.52 | 55.43 | 83.01 | 104.52 | 55.43 | 52.54 | 48.83 | 55.43 | 52.54 | 48.83 | 49.85 | 52.44 | 48.83 | 49.85 | 52.44 | 48.83 | 55.43 | 52.54 | 48.83 | 76.1 | 103.92 | 99 | 76.92 | 115.44 | 111.11 | 55.43 | 83.01 | 104.52
7109 | 39.86 | 78.22 | 99 | 39.86 | 78.22 | 99 | 40.57 | 78.22 | 99 | 40.57 | 78.22 | 99 | 40.57 | 47.37 | 37.29 | 40.57 | 47.37 | 37.29 | 39.86 | 44.83 | 37.29 | 39.86 | 44.83 | 37.29 | 40.57 | 47.37 | 37.29 | 56.21 | 102.9 | 100 | 57.35 | 105 | 113.54 | 40.57 | 78.22 | 99 | 56.03 | 98.82 | 107.67 | 56.03 | 98.82 | 107.67 | 56.03 | 98.82 | 107.67 | 56.03 | 106.7 | 107.67 | 56.03 | 53.14 | 49.43 | 56.03 | 53.14 | 49.43 | 50.45 | 53.04 | 49.43 | 50.45 | 53.04 | 49.43 | 56.03 | 53.14 | 49.43 | 103.95 | 107.82 | 99 | 106.06 | 123.51 | 111.11 | 56.03 | 98.82 | 107.67
7110 | 40.52 | 80.55 | 109.95 | 40.52 | 80.55 | 109.95 | 56.53 | 80.55 | 112.18 | 56.53 | 95.68 | 112.18 | 41.23 | 48.04 | 37.96 | 41.23 | 48.04 | 37.96 | 40.52 | 45.49 | 37.96 | 40.52 | 45.49 | 37.96 | 41.23 | 48.04 | 37.96 | 62.62 | 110 | 101.01 | 63.89 | 123.13 | 115.85 | 56.53 | 80.55 | 109.95 | 56.69 | 99.48 | 108.9 | 56.69 | 99.48 | 108.9 | 64.03 | 99.48 | 108.9 | 64.03 | 113.4 | 108.9 | 56.69 | 53.81 | 50.09 | 56.69 | 53.81 | 50.09 | 51.11 | 53.7 | 50.09 | 51.11 | 53.7 | 50.09 | 56.69 | 53.81 | 50.09 | 103.95 | 110 | 96.91 | 106.06 | 132.72 | 115.7 | 64.03 | 99.48 | 108.9
7111 | 41.12 | 81.16 | 112.39 | 41.12 | 81.16 | 112.39 | 58.94 | 81.16 | 114.68 | 58.94 | 95.68 | 114.68 | 41.83 | 62.75 | 38.56 | 41.83 | 62.75 | 38.56 | 41.12 | 46.1 | 38.56 | 41.12 | 46.09 | 38.56 | 41.83 | 62.75 | 38.56 | 65.02 | 110 | 81.6 | 66.34 | 123.13 | 115.85 | 58.94 | 81.16 | 112.39 | 57.29 | 108.9 | 111.11 | 57.29 | 108.9 | 111.11 | 74.02 | 108.9 | 111.11 | 74.02 | 118.09 | 111.11 | 57.29 | 54.41 | 50.69 | 57.29 | 54.41 | 50.69 | 51.71 | 54.3 | 50.69 | 51.71 | 54.3 | 50.69 | 57.29 | 54.41 | 50.69 | 135.44 | 110 | 51.2 | 138.19 | 133.6 | 115.7 | 74.02 | 108.9 | 111.11
7112 | 41.4 | 81.43 | 110.81 | 41.4 | 81.43 | 110.81 | 58.94 | 81.43 | 113.06 | 58.94 | 95.68 | 113.06 | 42.11 | 62.75 | 38.83 | 42.11 | 62.75 | 38.83 | 41.4 | 46.37 | 38.83 | 41.4 | 46.37 | 38.83 | 42.11 | 62.75 | 38.83 | 63.23 | 95.67 | 73 | 64.51 | 121.49 | 114.2 | 58.94 | 81.43 | 110.81 | 57.57 | 100.35 | 108.87 | 57.57 | 100.35 | 108.87 | 74.29 | 100.35 | 108.87 | 74.29 | 125 | 108.87 | 57.57 | 58.83 | 50.96 | 57.57 | 58.83 | 50.96 | 51.99 | 54.58 | 50.96 | 51.99 | 54.58 | 50.96 | 57.57 | 58.83 | 50.96 | 103.95 | 99.35 | 51.48 | 106.06 | 132.22 | 111.11 | 74.29 | 100.35 | 108.87
7113 | 41.17 | 81.2 | 94.15 | 41.17 | 81.2 | 94.15 | 58.94 | 81.2 | 94.15 | 58.94 | 95.68 | 94.15 | 41.88 | 62.75 | 38.61 | 41.88 | 62.75 | 38.61 | 41.17 | 46.14 | 38.61 | 41.17 | 46.14 | 38.61 | 41.88 | 62.75 | 38.61 | 62.62 | 82.02 | 39 | 63.25 | 97.7 | 95.1 | 58.94 | 81.2 | 94.15 | 57.34 | 100.13 | 108.68 | 57.34 | 100.13 | 108.68 | 83.84 | 100.13 | 108.68 | 83.84 | 114.28 | 108.68 | 57.34 | 54.46 | 50.74 | 57.34 | 54.46 | 50.74 | 51.76 | 54.35 | 50.74 | 51.76 | 54.35 | 50.74 | 57.34 | 54.46 | 50.74 | 103.95 | 94.27 | 49.78 | 103.95 | 115.44 | 109.77 | 83.84 | 100.13 | 108.68
7114 | 41.04 | 67.26 | 83.62 | 41.04 | 67.26 | 83.62 | 45.72 | 67.26 | 83.62 | 45.72 | 76.73 | 83.62 | 41.75 | 62.75 | 38.47 | 41.75 | 62.75 | 38.47 | 41.04 | 46.01 | 38.47 | 41.04 | 46.01 | 38.47 | 41.75 | 62.75 | 38.47 | 58.82 | 67.94 | 38.24 | 58.82 | 77.51 | 82.78 | 45.72 | 67.26 | 83.62 | 57.21 | 98.21 | 107.67 | 57.21 | 98.21 | 107.67 | 73.76 | 98.21 | 107.67 | 73.76 | 103.92 | 107.67 | 57.21 | 54.32 | 50.6 | 57.21 | 54.32 | 50.6 | 51.63 | 54.22 | 50.6 | 51.63 | 54.22 | 50.6 | 57.21 | 54.32 | 50.6 | 91.35 | 76.4 | 49.78 | 93.22 | 104.97 | 108.76 | 73.76 | 98.21 | 107.67
7115 | 40.86 | 67.08 | 80.3 | 40.86 | 67.08 | 80.3 | 45.72 | 67.08 | 80.3 | 45.72 | 67.08 | 80.3 | 41.57 | 48.37 | 38.29 | 41.57 | 48.37 | 38.29 | 40.86 | 45.83 | 38.29 | 40.86 | 45.83 | 38.29 | 41.57 | 48.37 | 38.29 | 55.14 | 66.4 | 38.24 | 56.21 | 75.2 | 81.11 | 45.72 | 67.08 | 80.3 | 57.03 | 98.03 | 105.63 | 57.03 | 98.03 | 105.63 | 73.76 | 98.03 | 105.63 | 73.76 | 101.85 | 105.63 | 57.03 | 54.14 | 50.43 | 57.03 | 54.14 | 50.43 | 51.45 | 54.04 | 50.43 | 51.45 | 54.04 | 50.43 | 57.03 | 54.14 | 50.43 | 83.3 | 53.6 | 49.78 | 85 | 102.88 | 106.7 | 73.76 | 98.03 | 105.63
7116 | 40.7 | 49.03 | 79.5 | 40.7 | 49.03 | 79.5 | 41.41 | 49.03 | 79.5 | 41.41 | 55.54 | 79.5 | 41.41 | 48.21 | 38.13 | 41.41 | 48.21 | 38.13 | 40.7 | 45.67 | 38.13 | 40.7 | 45.67 | 38.13 | 41.41 | 48.21 | 38.13 | 46.6 | 48.54 | 37.75 | 54.53 | 56.1 | 79.24 | 41.41 | 49.03 | 79.5 | 56.87 | 85 | 95.08 | 56.87 | 85 | 95.08 | 56.87 | 85 | 95.08 | 56.87 | 97 | 95.08 | 56.87 | 53.98 | 50.27 | 56.87 | 53.98 | 50.27 | 51.29 | 53.88 | 50.27 | 51.29 | 53.88 | 50.27 | 56.87 | 53.98 | 50.27 | 60.44 | 52.95 | 44.8 | 82.46 | 97.98 | 96.04 | 56.87 | 85 | 95.08
7117 | 40.63 | 48.14 | 77.92 | 40.63 | 48.14 | 77.92 | 41.33 | 48.14 | 77.92 | 41.33 | 49.81 | 77.92 | 41.33 | 48.14 | 38.06 | 41.33 | 48.14 | 38.06 | 40.63 | 45.59 | 38.06 | 40.63 | 45.59 | 38.06 | 41.33 | 48.14 | 38.06 | 45.08 | 48.47 | 37.5 | 54.53 | 50.31 | 78.71 | 41.33 | 48.14 | 77.92 | 56.8 | 56.61 | 93.19 | 56.8 | 56.61 | 93.19 | 56.8 | 56.61 | 93.19 | 56.8 | 97 | 93.19 | 56.8 | 53.91 | 50.19 | 56.8 | 53.91 | 50.19 | 51.22 | 53.81 | 50.19 | 51.22 | 53.81 | 50.19 | 56.8 | 53.91 | 50.19 | 60.27 | 52.95 | 44.8 | 82.46 | 97.98 | 94.13 | 56.8 | 56.61 | 93.19
7118 | 40.54 | 65.31 | 77.92 | 40.54 | 65.31 | 77.92 | 44.63 | 65.31 | 77.92 | 44.63 | 65.31 | 77.92 | 41.24 | 48.05 | 37.97 | 41.24 | 48.05 | 37.97 | 40.54 | 45.5 | 37.97 | 40.54 | 45.5 | 37.97 | 41.24 | 48.05 | 37.97 | 45.08 | 48.53 | 37.5 | 54.53 | 68.11 | 78.71 | 45.72 | 65.31 | 77.92 | 56.71 | 93.29 | 105.53 | 56.71 | 93.29 | 105.53 | 56.71 | 93.29 | 105.53 | 56.71 | 101.85 | 105.53 | 56.71 | 53.82 | 50.1 | 56.71 | 53.82 | 50.1 | 51.13 | 53.71 | 50.1 | 51.13 | 53.71 | 50.1 | 56.71 | 53.82 | 50.1 | 60.27 | 52.95 | 44.8 | 82.46 | 102.88 | 106.6 | 56.71 | 93.29 | 105.53
7119 | 40.47 | 65.31 | 77.11 | 40.47 | 65.31 | 77.11 | 44.31 | 65.31 | 77.11 | 44.31 | 65.31 | 77.11 | 41.18 | 47.99 | 37.9 | 41.18 | 47.99 | 37.9 | 40.47 | 45.44 | 37.9 | 40.47 | 45.44 | 37.9 | 41.18 | 47.99 | 37.9 | 44.75 | 48.47 | 37.11 | 56.21 | 76.81 | 77.89 | 45.72 | 65.31 | 77.11 | 56.64 | 90 | 102.2 | 56.64 | 90 | 102.2 | 56.64 | 90 | 102.2 | 56.64 | 106.7 | 102.2 | 56.64 | 53.76 | 50.04 | 56.64 | 53.76 | 50.04 | 51.06 | 53.65 | 50.04 | 51.06 | 53.65 | 50.04 | 56.64 | 53.76 | 50.04 | 60.27 | 52.95 | 44.8 | 87.07 | 107.83 | 103.23 | 73.76 | 90 | 105.53
7120 | 40.44 | 65.31 | 77.11 | 40.44 | 65.31 | 77.11 | 44.54 | 65.31 | 77.11 | 44.54 | 65.31 | 77.11 | 41.15 | 47.95 | 37.87 | 41.15 | 47.95 | 37.87 | 40.44 | 45.41 | 37.87 | 40.44 | 45.41 | 37.87 | 41.15 | 47.95 | 37.87 | 52.36 | 48.47 | 37.11 | 58.87 | 78.18 | 77.89 | 45.72 | 65.31 | 77.11 | 56.61 | 90 | 98.01 | 56.61 | 90 | 98.01 | 56.61 | 90 | 98.01 | 56.61 | 90 | 98.01 | 56.61 | 53.72 | 50.01 | 56.61 | 53.72 | 50.01 | 51.03 | 53.62 | 50.01 | 51.03 | 53.62 | 50.01 | 56.61 | 53.72 | 50.01 | 69.61 | 53.14 | 47.16 | 97.06 | 116.64 | 99 | 73.76 | 90 | 105.53
7121 | 40.68 | 61.25 | 73 | 40.68 | 61.25 | 73 | 44.77 | 61.25 | 73 | 44.77 | 61.25 | 73 | 41.38 | 60.03 | 38.11 | 41.38 | 60.03 | 38.11 | 40.68 | 45.64 | 38.11 | 40.68 | 45.64 | 38.11 | 41.38 | 60.03 | 38.11 | 58.32 | 60.63 | 35.75 | 59.51 | 61.87 | 73.74 | 45.72 | 61.25 | 73 | 56.85 | 53.96 | 51.3 | 56.85 | 53.96 | 51.3 | 56.85 | 53.96 | 51.3 | 56.85 | 53.96 | 51.3 | 56.85 | 53.96 | 50.24 | 56.85 | 53.96 | 50.24 | 51.27 | 53.85 | 50.24 | 51.27 | 53.85 | 50.24 | 56.85 | 53.96 | 50.24 | 75.61 | 53.42 | 46.21 | 103.79 | 54.51 | 51.81 | 66.28 | 90 | 105.63
7122 | 41.13 | 48.65 | 39.02 | 41.13 | 48.65 | 39.02 | 41.84 | 48.65 | 39.02 | 41.84 | 48.65 | 39.02 | 41.84 | 48.65 | 38.57 | 41.84 | 48.65 | 38.57 | 41.13 | 46.1 | 38.57 | 41.13 | 46.1 | 38.57 | 41.84 | 48.65 | 38.57 | 47.43 | 49.14 | 37.11 | 48.4 | 49.14 | 39.41 | 41.84 | 48.65 | 70.53 | 57.3 | 54.42 | 50.7 | 57.3 | 54.42 | 50.7 | 57.3 | 54.42 | 50.7 | 57.3 | 54.42 | 50.7 | 57.3 | 54.42 | 50.7 | 57.3 | 54.42 | 50.7 | 51.72 | 54.31 | 50.7 | 51.72 | 54.31 | 50.7 | 57.3 | 54.42 | 50.7 | 87.26 | 53.87 | 46.21 | 89.04 | 54.97 | 50.19 | 57.3 | 75 | 99
7123 | 41.1 | 48.61 | 38.53 | 41.1 | 48.61 | 38.53 | 41.81 | 48.61 | 38.53 | 41.81 | 48.61 | 38.53 | 41.81 | 48.61 | 38.53 | 41.81 | 48.61 | 38.53 | 41.1 | 46.07 | 38.53 | 41.1 | 46.07 | 38.53 | 41.81 | 48.61 | 38.53 | 42.23 | 48.13 | 38.15 | 42.23 | 49.11 | 38.92 | 41.81 | 48.61 | 70.53 | 51.69 | 54.39 | 50.67 | 51.69 | 54.39 | 50.67 | 51.69 | 54.39 | 50.67 | 51.69 | 54.39 | 50.67 | 57.27 | 54.39 | 50.67 | 57.27 | 54.39 | 50.67 | 51.69 | 54.28 | 50.67 | 51.69 | 54.28 | 50.67 | 57.27 | 54.39 | 50.67 | 78.97 | 53.84 | 48.78 | 80.58 | 54.93 | 50.16 | 51.69 | 75 | 90
7124 | 40.65 | 45.63 | 38.09 | 40.65 | 45.63 | 38.09 | 40.65 | 45.63 | 38.09 | 40.65 | 45.63 | 38.09 | 41.36 | 48.16 | 38.09 | 41.36 | 48.16 | 38.09 | 40.65 | 45.62 | 38.08 | 40.65 | 45.62 | 38.08 | 41.36 | 48.16 | 38.09 | 41.78 | 47.68 | 37.7 | 41.06 | 46.09 | 38.47 | 40.65 | 45.63 | 43.47 | 51.24 | 53.83 | 50.22 | 51.24 | 53.83 | 50.22 | 51.24 | 53.83 | 50.22 | 51.24 | 53.83 | 50.22 | 56.82 | 53.94 | 50.22 | 56.82 | 53.94 | 50.22 | 51.24 | 53.83 | 50.22 | 51.24 | 53.83 | 50.22 | 56.82 | 53.94 | 50.22 | 57.4 | 53.4 | 48.72 | 56.25 | 54.37 | 49.72 | 51.24 | 56.61 | 77.75
7125 | 40.29 | 45.25 | 37.72 | 40.29 | 45.25 | 37.72 | 40.29 | 45.25 | 37.72 | 40.29 | 45.25 | 37.72 | 40.99 | 47.8 | 37.72 | 40.99 | 47.8 | 37.72 | 40.29 | 45.25 | 37.72 | 40.29 | 45.25 | 37.72 | 40.99 | 47.8 | 37.72 | 41.41 | 47.32 | 37.34 | 40.69 | 45.71 | 37.34 | 40.29 | 45.25 | 37.72 | 50.88 | 53.46 | 49.85 | 50.88 | 53.46 | 49.85 | 50.88 | 53.46 | 49.85 | 50.88 | 53.46 | 49.85 | 56.46 | 53.57 | 49.85 | 56.46 | 53.57 | 49.85 | 50.88 | 53.46 | 49.85 | 50.88 | 53.46 | 49.85 | 56.46 | 53.57 | 49.85 | 57.03 | 53.03 | 48.78 | 55.89 | 54 | 49.35 | 50.88 | 53.46 | 64.79
7126 | 40.03 | 45 | 37.46 | 40.03 | 45 | 37.46 | 40.03 | 45 | 37.46 | 40.03 | 45 | 37.46 | 40.74 | 47.54 | 37.46 | 40.74 | 47.54 | 37.46 | 40.03 | 45 | 37.46 | 40.03 | 45 | 37.46 | 40.74 | 47.54 | 37.46 | 41.26 | 47.56 | 37.09 | 40.44 | 45.45 | 37.09 | 40.03 | 45 | 37.46 | 50.62 | 53.21 | 49.6 | 50.62 | 53.21 | 49.6 | 50.62 | 53.21 | 49.6 | 50.62 | 53.21 | 49.6 | 56.2 | 53.32 | 49.6 | 56.2 | 53.32 | 49.6 | 50.62 | 53.21 | 49.6 | 50.62 | 53.21 | 49.6 | 56.2 | 53.32 | 49.6 | 67.3 | 53.75 | 48.78 | 65.95 | 53.75 | 49.1 | 50.62 | 53.21 | 51.3
7127 | 39.67 | 44.63 | 37.1 | 39.67 | 44.63 | 37.1 | 39.67 | 44.63 | 37.1 | 39.67 | 44.63 | 37.1 | 40.38 | 47.18 | 37.1 | 40.38 | 47.18 | 37.1 | 39.67 | 44.63 | 37.1 | 39.67 | 44.63 | 37.1 | 40.38 | 47.18 | 37.1 | 40.38 | 47.66 | 37.11 | 40.07 | 45.09 | 37.11 | 39.67 | 44.63 | 37.1 | 50.26 | 52.85 | 49.23 | 50.26 | 52.85 | 49.23 | 50.26 | 52.85 | 49.23 | 50.26 | 52.85 | 49.23 | 55.84 | 52.95 | 49.23 | 55.84 | 52.95 | 49.23 | 50.26 | 52.85 | 49.23 | 50.26 | 52.85 | 49.23 | 55.84 | 52.95 | 49.23 | 59.18 | 53.38 | 48.74 | 50.76 | 53.38 | 48.74 | 50.26 | 52.85 | 51.3
7128 | 39.59 | 44.55 | 37.02 | 39.59 | 44.55 | 37.02 | 39.59 | 44.55 | 37.02 | 39.59 | 44.55 | 37.02 | 40.29 | 47.09 | 37.02 | 40.29 | 47.1 | 37.02 | 39.59 | 44.55 | 37.02 | 39.59 | 44.55 | 37.02 | 40.29 | 47.09 | 37.02 | 40.7 | 56.52 | 37.38 | 39.99 | 45 | 37.38 | 39.59 | 44.55 | 37.02 | 50.18 | 52.76 | 49.15 | 50.18 | 52.76 | 49.15 | 50.18 | 52.76 | 49.15 | 50.18 | 52.76 | 49.15 | 55.76 | 52.87 | 49.15 | 55.76 | 52.87 | 49.15 | 50.18 | 52.76 | 49.15 | 50.18 | 52.76 | 49.15 | 55.76 | 52.87 | 49.15 | 56.32 | 53.3 | 49.15 | 50.68 | 53.3 | 48.66 | 50.18 | 52.76 | 49.15
7129 | 39.34 | 44.31 | 36.77 | 39.34 | 44.31 | 36.77 | 39.34 | 44.31 | 36.77 | 39.34 | 44.31 | 36.77 | 40.05 | 46.84 | 36.77 | 40.05 | 46.85 | 36.77 | 39.34 | 44.31 | 36.77 | 39.34 | 44.31 | 36.77 | 40.05 | 46.84 | 36.77 | 40.45 | 56.52 | 37.14 | 39.74 | 44.75 | 36.4 | 39.34 | 44.31 | 36.77 | 49.93 | 52.52 | 48.9 | 49.93 | 52.52 | 48.9 | 49.93 | 52.52 | 48.9 | 49.93 | 52.52 | 48.9 | 55.51 | 52.62 | 48.9 | 55.51 | 52.62 | 48.9 | 49.93 | 52.52 | 48.9 | 49.93 | 52.52 | 48.9 | 55.51 | 52.62 | 48.9 | 56.07 | 53.15 | 48.78 | 50.43 | 52.95 | 48.42 | 49.93 | 52.52 | 48.9
7130 | 39.16 | 44.13 | 36.6 | 39.16 | 44.13 | 36.6 | 39.16 | 44.13 | 36.6 | 39.16 | 44.13 | 36.6 | 39.87 | 46.67 | 36.6 | 39.87 | 46.68 | 36.6 | 39.16 | 44.13 | 36.6 | 39.16 | 44.13 | 36.6 | 39.87 | 46.67 | 36.6 | 40.27 | 55.21 | 36.6 | 39.56 | 44.58 | 36.23 | 39.16 | 44.13 | 36.6 | 49.75 | 52.34 | 48.73 | 49.75 | 52.34 | 48.73 | 49.75 | 52.34 | 48.73 | 49.75 | 52.34 | 48.73 | 55.33 | 52.45 | 48.73 | 55.33 | 52.45 | 48.73 | 49.75 | 52.34 | 48.73 | 49.75 | 52.34 | 48.73 | 55.33 | 52.45 | 48.73 | 55.89 | 52.98 | 49.11 | 50.26 | 52.87 | 48.24 | 49.75 | 52.34 | 48.73
7131 | 39.13 | 44.1 | 36.56 | 39.13 | 44.1 | 36.56 | 39.13 | 44.1 | 36.56 | 39.13 | 44.1 | 36.56 | 39.84 | 46.5 | 36.56 | 39.84 | 46.64 | 36.56 | 39.13 | 44.1 | 36.56 | 39.13 | 44.1 | 36.56 | 39.84 | 46.5 | 36.56 | 40.24 | 48.04 | 36.93 | 39.53 | 44.55 | 36.93 | 39.13 | 44.1 | 36.56 | 49.72 | 52.31 | 48.7 | 49.72 | 52.31 | 48.7 | 49.72 | 52.31 | 48.7 | 49.72 | 52.31 | 48.7 | 55.3 | 52.42 | 48.7 | 55.3 | 52.42 | 48.7 | 49.72 | 52.31 | 48.7 | 49.72 | 52.31 | 48.7 | 55.3 | 52.42 | 48.7 | 56.52 | 53.14 | 49.19 | 55.39 | 52.85 | 49.19 | 49.72 | 52.31 | 50.2
7132 | 39.33 | 44.3 | 36.76 | 39.33 | 44.3 | 36.76 | 39.33 | 44.3 | 36.76 | 39.33 | 44.3 | 36.76 | 40.04 | 46.69 | 36.76 | 40.04 | 46.84 | 36.76 | 39.33 | 44.3 | 36.76 | 39.33 | 44.3 | 36.76 | 40.04 | 46.69 | 36.76 | 40.84 | 48.04 | 37.13 | 41.67 | 47.09 | 37.13 | 39.33 | 44.3 | 36.76 | 49.92 | 52.51 | 48.89 | 49.92 | 52.51 | 48.89 | 49.92 | 52.51 | 48.89 | 49.92 | 52.51 | 48.89 | 55.5 | 52.61 | 48.89 | 55.5 | 52.61 | 48.89 | 49.92 | 52.51 | 48.89 | 49.92 | 52.51 | 48.89 | 55.5 | 52.61 | 48.89 | 56.06 | 76.4 | 49.39 | 57.2 | 77.96 | 49.39 | 49.92 | 52.51 | 51.3
7133 | 39.84 | 44.81 | 37.27 | 39.84 | 44.81 | 37.27 | 39.84 | 44.81 | 37.27 | 39.84 | 44.81 | 37.27 | 40.55 | 47.2 | 37.27 | 40.55 | 47.35 | 37.27 | 39.84 | 44.81 | 37.27 | 39.84 | 44.81 | 37.27 | 40.55 | 47.2 | 37.27 | 53.08 | 75.04 | 38.24 | 54.16 | 76.57 | 39.02 | 39.84 | 44.81 | 37.27 | 50.43 | 53.12 | 51.3 | 50.43 | 53.12 | 51.3 | 50.43 | 53.12 | 51.3 | 50.43 | 53.12 | 51.3 | 56.01 | 53.12 | 49.4 | 56.01 | 53.12 | 49.4 | 50.43 | 53.02 | 49.4 | 50.43 | 53.02 | 49.4 | 56.01 | 53.12 | 49.4 | 75.52 | 93.11 | 52.71 | 77.06 | 95.01 | 53.78 | 50.43 | 53.12 | 51.3
7134 | 40.52 | 45.49 | 37.95 | 40.52 | 48.02 | 49.01 | 41.23 | 48.02 | 49.01 | 41.23 | 48.02 | 49.01 | 41.23 | 48.02 | 37.95 | 41.23 | 48.03 | 37.95 | 40.52 | 45.49 | 37.95 | 40.52 | 45.49 | 37.95 | 41.23 | 48.02 | 37.95 | 55.38 | 78.97 | 49.51 | 56.51 | 80.58 | 50.52 | 41.23 | 45.49 | 49.01 | 51.11 | 53.8 | 51.3 | 51.11 | 53.8 | 51.3 | 51.11 | 53.8 | 51.3 | 51.11 | 53.8 | 51.3 | 56.69 | 53.8 | 50.08 | 56.69 | 53.8 | 50.08 | 51.11 | 53.7 | 50.08 | 51.11 | 53.7 | 50.08 | 56.69 | 53.8 | 50.08 | 82.47 | 107.82 | 51.81 | 84.15 | 111.16 | 52.87 | 51.11 | 53.8 | 51.3
7135 | 41.08 | 48.59 | 38.51 | 41.08 | 48.59 | 50.37 | 41.79 | 48.59 | 50.37 | 41.79 | 48.59 | 50.37 | 41.79 | 48.59 | 38.51 | 41.79 | 48.59 | 38.51 | 41.08 | 46.05 | 38.51 | 41.08 | 46.05 | 38.51 | 41.79 | 48.59 | 38.51 | 58.39 | 78.97 | 49.51 | 58.98 | 80.63 | 50.88 | 41.79 | 48.59 | 50.37 | 51.67 | 54.36 | 51.3 | 51.67 | 54.36 | 51.3 | 57.25 | 54.36 | 51.3 | 57.25 | 54.36 | 51.3 | 57.25 | 54.36 | 50.64 | 57.25 | 54.36 | 50.64 | 51.67 | 54.26 | 50.64 | 51.67 | 54.26 | 50.64 | 57.25 | 54.36 | 50.64 | 91.91 | 107.82 | 51.16 | 93.79 | 113.83 | 104.49 | 57.25 | 54.36 | 51.3
7136 | 41.27 | 46.24 | 38.71 | 41.27 | 48.79 | 50.01 | 41.98 | 48.79 | 50.01 | 41.98 | 48.79 | 50.01 | 41.98 | 48.79 | 38.71 | 41.98 | 48.79 | 38.71 | 41.27 | 46.24 | 38.71 | 41.27 | 46.24 | 38.71 | 41.98 | 48.79 | 38.71 | 58.24 | 78.18 | 49.51 | 58.24 | 79.78 | 80.28 | 41.98 | 48.79 | 50.01 | 51.86 | 54.45 | 51.3 | 51.86 | 54.56 | 51.3 | 57.44 | 54.56 | 51.3 | 57.44 | 54.56 | 51.3 | 57.44 | 54.56 | 50.84 | 57.44 | 54.56 | 50.84 | 51.86 | 54.45 | 50.84 | 51.86 | 54.45 | 50.84 | 57.44 | 54.56 | 50.84 | 85 | 101.85 | 50.78 | 85.86 | 109.89 | 104.49 | 57.44 | 54.56 | 51.3
7137 | 41.14 | 46.1 | 38.57 | 41.14 | 48.65 | 39.02 | 41.84 | 48.65 | 39.02 | 41.84 | 48.65 | 39.02 | 41.84 | 48.65 | 38.57 | 41.84 | 48.65 | 38.57 | 41.14 | 46.1 | 38.57 | 41.14 | 46.1 | 38.57 | 41.84 | 48.65 | 38.57 | 56.51 | 50.35 | 38.18 | 56.51 | 75.05 | 39.41 | 41.84 | 48.65 | 39.02 | 51.73 | 54.32 | 51.3 | 51.73 | 54.42 | 51.3 | 57.31 | 54.42 | 51.3 | 57.31 | 54.42 | 51.3 | 57.31 | 54.42 | 50.7 | 57.31 | 54.42 | 50.7 | 51.73 | 54.32 | 50.7 | 51.73 | 54.32 | 50.7 | 57.31 | 54.42 | 50.7 | 81.64 | 53.88 | 48.82 | 83.31 | 102.88 | 102.47 | 57.31 | 54.42 | 51.3
7138 | 41.07 | 46.04 | 38.5 | 41.07 | 46.04 | 38.5 | 41.78 | 46.04 | 38.5 | 41.78 | 46.04 | 38.5 | 41.78 | 48.5 | 38.5 | 41.78 | 48.58 | 38.5 | 41.07 | 46.04 | 38.5 | 41.07 | 46.04 | 38.5 | 41.78 | 48.5 | 38.5 | 55.39 | 48.5 | 38.11 | 56.13 | 49.49 | 38.89 | 41.78 | 46.04 | 38.5 | 51.66 | 54.25 | 50.63 | 51.66 | 54.25 | 50.63 | 57.24 | 54.25 | 50.63 | 57.24 | 54.25 | 50.63 | 57.24 | 54.35 | 50.63 | 57.24 | 54.35 | 50.63 | 51.66 | 54.25 | 50.63 | 51.66 | 54.25 | 50.63 | 57.24 | 54.35 | 50.63 | 75.5 | 53.81 | 47.16 | 77.51 | 75.38 | 51.15 | 57.24 | 54.25 | 50.63
7139 | 40.84 | 45.81 | 38.27 | 40.84 | 45.81 | 38.27 | 41.55 | 45.81 | 38.27 | 41.55 | 45.81 | 38.27 | 41.55 | 48.2 | 38.27 | 41.55 | 48.2 | 38.27 | 40.84 | 45.81 | 38.27 | 40.84 | 45.81 | 38.27 | 41.55 | 48.2 | 38.27 | 55.14 | 46.27 | 35.49 | 56.13 | 46.27 | 38.66 | 41.55 | 45.81 | 38.27 | 51.43 | 54.02 | 50.41 | 51.43 | 54.02 | 50.41 | 51.43 | 54.02 | 50.41 | 51.43 | 54.02 | 50.41 | 57.01 | 54.12 | 50.41 | 57.01 | 54.12 | 50.41 | 51.43 | 54.02 | 50.41 | 51.43 | 54.02 | 50.41 | 57.01 | 54.12 | 50.41 | 67.34 | 53.58 | 44.8 | 68.71 | 54.68 | 50.92 | 51.43 | 54.02 | 50.41
7140 | 40.61 | 45.58 | 38.04 | 40.61 | 45.58 | 38.04 | 40.61 | 45.58 | 38.04 | 40.61 | 45.58 | 38.04 | 41.32 | 47.97 | 38.04 | 41.32 | 47.97 | 38.04 | 40.61 | 45.58 | 38.04 | 40.61 | 45.58 | 38.04 | 41.32 | 47.97 | 38.04 | 41.73 | 45.11 | 34.42 | 41.64 | 46.04 | 37.66 | 40.61 | 45.58 | 38.04 | 51.2 | 53.79 | 50.17 | 51.2 | 53.79 | 50.17 | 51.2 | 53.79 | 50.17 | 51.2 | 53.79 | 50.17 | 56.78 | 53.89 | 50.17 | 56.78 | 53.89 | 50.17 | 51.2 | 53.79 | 50.17 | 51.2 | 53.79 | 50.17 | 56.78 | 53.89 | 50.17 | 58.14 | 47.66 | 40.59 | 59.33 | 54.33 | 50.68 | 51.2 | 53.79 | 50.17
7141 | 40.52 | 45.48 | 37.95 | 40.52 | 45.48 | 37.95 | 40.52 | 45.48 | 37.95 | 40.52 | 45.48 | 37.95 | 41.22 | 45.85 | 37.95 | 41.22 | 45.85 | 37.95 | 40.52 | 45.48 | 37.95 | 40.52 | 45.48 | 37.95 | 41.22 | 45.85 | 37.95 | 40.92 | 42.96 | 34.42 | 40.92 | 45.94 | 37.57 | 40.52 | 45.48 | 37.95 | 51.1 | 53.69 | 50.08 | 51.1 | 53.69 | 50.08 | 51.1 | 53.69 | 50.08 | 51.1 | 53.69 | 50.08 | 56.68 | 53.69 | 50.08 | 56.68 | 53.69 | 50.08 | 51.1 | 53.69 | 50.08 | 51.1 | 53.69 | 50.08 | 56.68 | 53.69 | 50.08 | 57.26 | 47.66 | 40.59 | 58.43 | 54.24 | 49.58 | 51.1 | 53.69 | 50.08
7142 | 40.44 | 45.41 | 37.88 | 40.44 | 45.41 | 37.88 | 40.44 | 45.41 | 37.88 | 40.44 | 45.41 | 37.88 | 41.15 | 46.09 | 37.88 | 41.15 | 46.09 | 37.88 | 40.44 | 45.41 | 37.88 | 40.44 | 45.41 | 37.88 | 41.15 | 46.09 | 37.88 | 40.85 | 42.96 | 34.42 | 41.54 | 45.87 | 37.5 | 40.44 | 45.41 | 37.88 | 51.03 | 53.62 | 46.17 | 51.03 | 53.62 | 46.17 | 51.03 | 53.62 | 46.17 | 51.03 | 53.62 | 46.17 | 56.61 | 53.62 | 46.17 | 56.61 | 53.62 | 46.17 | 51.03 | 53.62 | 46.17 | 51.03 | 53.62 | 46.45 | 56.61 | 53.62 | 46.17 | 57.18 | 47.66 | 43.9 | 58.35 | 54.16 | 45.7 | 51.03 | 53.62 | 46.17
7143 | 40.4 | 45.37 | 37.83 | 40.4 | 45.37 | 37.83 | 40.4 | 45.37 | 37.83 | 40.4 | 45.37 | 37.83 | 41.11 | 47.19 | 37.83 | 41.11 | 47.19 | 37.83 | 40.4 | 45.37 | 37.83 | 40.4 | 45.37 | 37.83 | 41.11 | 47.19 | 37.83 | 42.01 | 45.55 | 35.17 | 42.87 | 45.83 | 38.22 | 40.4 | 45.37 | 37.83 | 50.99 | 53.58 | 46.18 | 50.99 | 53.58 | 46.18 | 50.99 | 53.58 | 46.18 | 50.99 | 53.58 | 46.18 | 56.57 | 53.58 | 46.18 | 56.57 | 53.58 | 46.18 | 50.99 | 53.58 | 46.18 | 50.99 | 53.58 | 46.45 | 56.57 | 53.58 | 46.18 | 58.14 | 47.89 | 44.8 | 59.33 | 54.12 | 45.72 | 50.99 | 53.58 | 46.18
7144 | 40.39 | 45.36 | 37.82 | 40.39 | 45.36 | 37.82 | 40.39 | 45.36 | 37.82 | 40.39 | 45.36 | 37.82 | 41.1 | 47.75 | 37.82 | 41.1 | 47.75 | 37.82 | 40.39 | 45.36 | 37.82 | 40.39 | 45.36 | 37.82 | 41.1 | 47.75 | 37.82 | 51.79 | 46.32 | 35.17 | 52.85 | 45.82 | 37.44 | 40.39 | 45.36 | 37.82 | 50.98 | 53.57 | 46.17 | 50.98 | 53.57 | 46.17 | 50.98 | 53.57 | 46.17 | 50.98 | 53.57 | 46.17 | 56.56 | 53.67 | 47.75 | 56.56 | 53.67 | 47.75 | 50.98 | 53.57 | 46.17 | 50.98 | 53.57 | 47.75 | 56.56 | 53.67 | 47.75 | 68.82 | 47.89 | 44.8 | 70.23 | 54.11 | 45.7 | 50.98 | 53.57 | 46.17
7145 | 40.64 | 45.6 | 35.12 | 40.64 | 45.6 | 35.12 | 40.64 | 45.6 | 35.12 | 40.64 | 45.6 | 35.12 | 41.35 | 48.14 | 37.87 | 41.35 | 48.15 | 37.87 | 40.64 | 45.6 | 35.12 | 40.64 | 45.6 | 37.87 | 41.35 | 48.14 | 37.87 | 53.73 | 47.56 | 34.42 | 52.65 | 46.61 | 35.12 | 40.64 | 45.6 | 35.12 | 51.23 | 53.82 | 46.17 | 51.23 | 53.82 | 46.17 | 51.23 | 53.82 | 46.17 | 51.23 | 53.82 | 46.17 | 56.81 | 53.92 | 47.75 | 56.81 | 53.92 | 47.75 | 51.23 | 53.82 | 46.17 | 51.23 | 53.82 | 47.75 | 56.81 | 53.92 | 47.75 | 75.39 | 52.95 | 44.8 | 76.93 | 54.36 | 45.7 | 51.23 | 53.82 | 46.17
7146 | 41.01 | 45.98 | 34.07 | 41.01 | 45.98 | 34.07 | 41.01 | 45.98 | 34.07 | 41.01 | 45.98 | 34.07 | 41.72 | 48.51 | 37.38 | 41.72 | 48.52 | 37.38 | 41.01 | 45.98 | 34.07 | 41.01 | 45.98 | 37.38 | 41.72 | 48.51 | 37.38 | 44.7 | 47.56 | 34.42 | 43.81 | 46.44 | 34.42 | 41.01 | 45.98 | 34.07 | 51.6 | 50.51 | 46.17 | 51.6 | 50.51 | 46.17 | 51.6 | 50.51 | 46.17 | 51.6 | 50.51 | 46.17 | 57.18 | 54.3 | 47.75 | 57.18 | 54.3 | 47.75 | 51.6 | 51.61 | 46.17 | 51.6 | 51.61 | 47.75 | 57.18 | 54.3 | 47.75 | 75.39 | 50 | 44.8 | 73.88 | 51.02 | 45.7 | 51.6 | 50.51 | 46.17
7147 | 40.98 | 45.62 | 32.63 | 40.98 | 45.62 | 32.63 | 40.98 | 45.62 | 32.63 | 40.98 | 45.62 | 32.63 | 41.69 | 48.48 | 37.38 | 41.69 | 48.48 | 37.38 | 40.98 | 45.94 | 32.63 | 40.98 | 45.94 | 37.38 | 41.69 | 48.48 | 37.38 | 42.11 | 47.03 | 33.63 | 41.39 | 46.08 | 32.96 | 40.98 | 45.62 | 32.63 | 51.57 | 48.67 | 45.25 | 51.57 | 48.67 | 45.25 | 51.57 | 48.67 | 45.25 | 51.57 | 48.67 | 45.25 | 57.15 | 54.26 | 47.75 | 57.15 | 54.26 | 47.75 | 51.57 | 51.61 | 45.25 | 51.57 | 51.61 | 47.75 | 57.15 | 54.26 | 47.75 | 61.51 | 49.16 | 44.8 | 60.28 | 49.16 | 44.8 | 51.57 | 48.67 | 45.25
7148 | 40.58 | 31.44 | 0 | 40.58 | 31.44 | 0 | 40.58 | 31.44 | 0 | 40.58 | 31.44 | 0 | 41.29 | 47.19 | 37.38 | 41.29 | 47.19 | 37.38 | 40.58 | 41.38 | 0 | 40.58 | 45.55 | 37.38 | 41.29 | 47.19 | 37.38 | 41.71 | 32.4 | 0 | 40.99 | 31.75 | 0 | 40.58 | 31.44 | 0 | 35.42 | 46.69 | 44.35 | 35.42 | 46.69 | 44.35 | 35.42 | 46.69 | 44.35 | 35.42 | 46.69 | 44.35 | 56.75 | 53.76 | 47.53 | 56.75 | 53.76 | 47.53 | 51.17 | 51.61 | 44.35 | 51.17 | 51.61 | 47.53 | 56.75 | 53.76 | 47.53 | 57.33 | 46.23 | 44.38 | 56.18 | 47.17 | 44.8 | 35.42 | 46.69 | 44.35
7149 | 36.22 | 10.33 | 0 | 36.22 | 10.33 | 0 | 36.22 | 10.33 | 0 | 36.22 | 10.33 | 0 | 40.96 | 44.6 | 37.38 | 40.96 | 44.6 | 37.38 | 40.25 | 41.05 | 0 | 40.25 | 45.21 | 37.38 | 40.96 | 44.6 | 37.38 | 40.55 | 10.44 | 0 | 36.59 | 10.23 | 0 | 36.22 | 10.33 | 0 | 10.33 | 30.8 | 10.33 | 10.33 | 30.8 | 10.33 | 10.33 | 30.8 | 10.33 | 10.33 | 30.8 | 10.33 | 56.42 | 51.61 | 47.16 | 56.42 | 51.61 | 47.16 | 50.84 | 51.61 | 10.33 | 50.84 | 51.61 | 47.16 | 56.42 | 51.61 | 47.16 | 55.86 | 31.11 | 10.23 | 10.44 | 31.11 | 10.44 | 10.33 | 30.8 | 10.33
7150 | 18.29 | 10.33 | 0 | 18.29 | 10.33 | 0 | 18.29 | 10.33 | 0 | 18.29 | 10.33 | 0 | 40.72 | 42.47 | 35.49 | 40.72 | 42.47 | 35.49 | 40.01 | 24.15 | 0 | 40.01 | 44.97 | 35.86 | 40.72 | 42.47 | 35.49 | 40.31 | 10.43 | 0 | 18.47 | 10.23 | 0 | 18.29 | 10.33 | 0 | 10.33 | 10.33 | 0 | 10.33 | 10.33 | 0 | 10.33 | 10.33 | 0 | 10.33 | 10.33 | 0 | 56.18 | 49.13 | 46.45 | 56.18 | 49.13 | 46.45 | 50.6 | 49.13 | 0 | 50.6 | 49.13 | 46.45 | 56.18 | 49.13 | 46.45 | 55.62 | 10.44 | 0 | 10.44 | 10.44 | 0 | 10.33 | 10.33 | 0
7151 | 18.29 | 0 | 0 | 18.29 | 0 | 0 | 18.29 | 0 | 0 | 18.29 | 0 | 0 | 39.94 | 25.94 | 35.49 | 39.94 | 25.94 | 35.49 | 39.63 | 0 | 0 | 39.63 | 44.6 | 35.86 | 39.94 | 25.94 | 35.49 | 37.58 | 0 | 0 | 18.47 | 0 | 0 | 18.29 | 0 | 0 | 10.33 | 10.33 | 0 | 10.33 | 10.33 | 0 | 10.33 | 10.33 | 0 | 10.33 | 10.33 | 0 | 55.8 | 48.64 | 43.9 | 55.8 | 48.64 | 43.9 | 50.22 | 48.64 | 0 | 50.22 | 48.64 | 43.9 | 55.8 | 48.64 | 43.9 | 53.98 | 10.44 | 0 | 10.44 | 10.44 | 0 | 10.33 | 10.33 | 0
7152 | 18.29 | 0 | 0 | 18.29 | 0 | 0 | 18.29 | 0 | 0 | 18.29 | 0 | 0 | 37.5 | 25.94 | 34.58 | 37.5 | 25.94 | 34.58 | 37.5 | 0 | 0 | 37.5 | 44.53 | 35.86 | 37.5 | 25.94 | 34.58 | 34.23 | 0 | 0 | 18.47 | 0 | 0 | 18.29 | 0 | 0 | 10.33 | 10.33 | 0 | 10.33 | 10.33 | 0 | 10.33 | 10.33 | 0 | 10.33 | 10.33 | 0 | 55.6 | 30.8 | 43.9 | 55.6 | 30.8 | 43.9 | 50.15 | 29.9 | 0 | 50.15 | 51.19 | 43.9 | 55.6 | 30.8 | 43.9 | 20 | 10.44 | 0 | 10.44 | 10.44 | 0 | 10.33 | 10.33 | 0
7153 | 18.29 | 0 | 0 | 18.29 | 0 | 0 | 18.29 | 0 | 0 | 18.29 | 0 | 0 | 36.96 | 25.94 | 34.43 | 36.96 | 25.94 | 34.43 | 36.96 | 0 | 0 | 39.35 | 44.31 | 36.78 | 36.96 | 25.94 | 34.43 | 34.23 | 0 | 0 | 18.47 | 0 | 0 | 18.29 | 0 | 0 | 10.33 | 10.33 | 0 | 10.33 | 10.33 | 0 | 10.33 | 10.33 | 0 | 10.33 | 10.33 | 0 | 49.94 | 30.48 | 43.9 | 49.94 | 30.48 | 43.9 | 49.94 | 29.9 | 0 | 49.94 | 52.52 | 48.91 | 49.94 | 30.48 | 43.9 | 20 | 10.44 | 0 | 10.44 | 10.44 | 0 | 10.33 | 10.33 | 0
7154 | 33.21 | 0 | 0 | 33.21 | 0 | 0 | 33.21 | 0 | 0 | 33.21 | 0 | 0 | 36.38 | 25.94 | 34.58 | 36.38 | 25.94 | 34.58 | 36.38 | 0 | 0 | 39.15 | 44.12 | 36.58 | 36.38 | 25.94 | 34.58 | 34.23 | 0 | 0 | 33.54 | 0 | 0 | 33.21 | 0 | 0 | 10.33 | 10.33 | 0 | 10.33 | 10.33 | 0 | 10.33 | 10.33 | 0 | 10.33 | 10.33 | 0 | 50.01 | 30.48 | 43.9 | 50.01 | 30.48 | 43.9 | 49.74 | 29.9 | 0 | 49.74 | 52.33 | 43.9 | 50.01 | 30.48 | 43.9 | 45.65 | 10.44 | 0 | 10.44 | 10.44 | 0 | 10.33 | 10.33 | 0
7155 | 35.13 | 10.33 | 0 | 35.13 | 10.33 | 0 | 35.13 | 10.33 | 0 | 35.13 | 10.33 | 0 | 36.38 | 25.93 | 34.43 | 36.38 | 25.93 | 34.43 | 36.38 | 10.33 | 0 | 39.07 | 44.03 | 36.5 | 36.38 | 25.93 | 34.43 | 34.78 | 0 | 0 | 35.48 | 10.23 | 0 | 35.13 | 10.33 | 0 | 32.95 | 28.52 | 10.33 | 32.95 | 28.52 | 10.33 | 32.95 | 28.52 | 10.33 | 32.95 | 28.52 | 10.33 | 46.61 | 30.01 | 27.44 | 46.61 | 30.01 | 27.44 | 46.61 | 29.9 | 10.33 | 49.66 | 52.24 | 48.63 | 46.61 | 30.01 | 27.44 | 33.96 | 28.23 | 10.03 | 33.28 | 28.81 | 10.23 | 32.95 | 28.52 | 10.33
7156 | 39.17 | 25.6 | 0 | 39.17 | 25.6 | 0 | 39.17 | 25.6 | 0 | 39.17 | 25.6 | 0 | 39.54 | 25.94 | 34.43 | 39.54 | 25.94 | 34.43 | 39.28 | 25.6 | 0 | 39.28 | 44.24 | 36.71 | 39.54 | 25.94 | 34.43 | 38.78 | 0 | 0 | 39.57 | 25.35 | 0 | 39.17 | 25.6 | 0 | 40.82 | 30.8 | 29 | 40.82 | 30.8 | 29 | 40.82 | 30.8 | 29 | 40.82 | 30.8 | 29 | 49.87 | 30.8 | 29 | 49.87 | 30.8 | 29 | 49.87 | 30.8 | 29 | 49.87 | 52.46 | 48.84 | 49.87 | 30.8 | 29 | 41.24 | 29.11 | 20 | 41.24 | 31.11 | 28.71 | 40.82 | 30.8 | 29
7157 | 39.74 | 44.7 | 34.42 | 39.74 | 44.7 | 34.42 | 39.74 | 44.7 | 34.42 | 39.74 | 44.7 | 34.42 | 40.44 | 44.7 | 34.43 | 40.44 | 44.7 | 34.43 | 39.74 | 44.7 | 34.42 | 39.74 | 44.7 | 37.17 | 40.44 | 44.7 | 34.43 | 40.04 | 0 | 33.4 | 40.14 | 44.26 | 34.08 | 39.74 | 44.7 | 34.42 | 50.33 | 50.45 | 46.17 | 50.33 | 50.45 | 46.17 | 50.33 | 50.45 | 46.17 | 50.33 | 50.45 | 46.17 | 55.91 | 50.45 | 46.17 | 55.91 | 50.45 | 46.17 | 50.33 | 50.45 | 46.17 | 50.33 | 52.91 | 49.3 | 55.91 | 50.45 | 46.17 | 55.35 | 46.23 | 20 | 54.24 | 49.95 | 44.8 | 50.33 | 50.45 | 46.17
7158 | 40.36 | 45.33 | 35.12 | 40.36 | 45.33 | 35.12 | 40.36 | 45.33 | 35.12 | 40.36 | 45.33 | 35.12 | 41.07 | 47.72 | 35.49 | 41.07 | 47.72 | 35.49 | 40.36 | 45.33 | 35.49 | 40.36 | 45.33 | 37.79 | 41.07 | 47.72 | 35.49 | 41.49 | 43.98 | 34.09 | 40.77 | 44.88 | 34.77 | 40.36 | 45.33 | 35.12 | 50.95 | 51.19 | 46.17 | 50.95 | 51.19 | 46.17 | 50.95 | 51.19 | 46.17 | 50.95 | 51.19 | 46.17 | 56.53 | 53.65 | 46.45 | 56.53 | 53.65 | 46.45 | 50.95 | 51.61 | 46.45 | 50.95 | 53.54 | 49.93 | 56.53 | 53.65 | 46.45 | 57.1 | 47.66 | 43.9 | 55.96 | 50.68 | 44.8 | 50.95 | 51.19 | 46.17
7159 | 40.97 | 45.94 | 38.41 | 40.97 | 45.94 | 38.41 | 40.97 | 45.94 | 38.41 | 40.97 | 45.94 | 38.41 | 41.68 | 48.48 | 38.41 | 41.68 | 48.48 | 38.41 | 40.97 | 45.94 | 38.41 | 40.97 | 45.94 | 38.41 | 41.68 | 48.48 | 38.41 | 42.1 | 46.77 | 34.42 | 41.39 | 46.4 | 38.02 | 40.97 | 45.94 | 38.41 | 51.56 | 54.15 | 50.54 | 51.56 | 54.15 | 50.54 | 51.56 | 54.15 | 50.54 | 51.56 | 54.15 | 50.54 | 57.14 | 54.26 | 50.54 | 57.14 | 54.26 | 50.54 | 51.56 | 54.15 | 50.54 | 51.56 | 54.15 | 50.54 | 57.14 | 54.26 | 50.54 | 65.33 | 52.54 | 44.38 | 64.02 | 53.61 | 45.28 | 51.56 | 54.15 | 50.54
7160 | 41.31 | 46.28 | 38.75 | 41.31 | 46.28 | 38.75 | 41.31 | 46.28 | 38.75 | 41.31 | 46.28 | 38.75 | 42.02 | 48.82 | 38.75 | 42.02 | 48.82 | 38.75 | 41.31 | 46.28 | 38.75 | 41.31 | 46.28 | 38.75 | 42.02 | 48.82 | 38.75 | 42.45 | 46.77 | 34.42 | 41.73 | 46.75 | 37.21 | 41.31 | 46.28 | 38.75 | 51.9 | 54.49 | 48.02 | 51.9 | 54.49 | 48.02 | 51.9 | 54.49 | 48.02 | 51.9 | 54.49 | 48.02 | 57.48 | 54.6 | 48.02 | 57.48 | 54.6 | 48.02 | 51.9 | 54.49 | 48.02 | 51.9 | 54.49 | 50.88 | 57.48 | 54.6 | 48.02 | 74.42 | 52.54 | 44.38 | 72.94 | 53.95 | 45.28 | 68.79 | 54.49 | 107.67
7161 | 41.19 | 46.16 | 35.65 | 41.19 | 46.16 | 35.65 | 41.19 | 46.16 | 35.65 | 41.19 | 46.16 | 35.65 | 41.9 | 48.55 | 35.65 | 41.9 | 48.55 | 35.65 | 41.19 | 46.16 | 35.65 | 41.19 | 46.16 | 38.62 | 41.9 | 48.55 | 35.65 | 42.32 | 46.62 | 33.55 | 41.61 | 45.7 | 34.42 | 41.19 | 46.16 | 35.65 | 51.78 | 54.37 | 46.68 | 51.78 | 54.37 | 46.68 | 51.78 | 54.37 | 46.68 | 51.78 | 54.37 | 46.68 | 57.36 | 54.37 | 46.68 | 57.36 | 54.37 | 46.68 | 51.78 | 54.37 | 46.68 | 51.78 | 54.37 | 50.76 | 57.36 | 54.37 | 46.68 | 57.94 | 50.06 | 43.9 | 56.78 | 53.82 | 44.8 | 51.78 | 54.37 | 50.76
7162 | 41.01 | 45.97 | 35.49 | 41.01 | 45.97 | 35.49 | 41.01 | 45.97 | 35.49 | 41.01 | 45.97 | 35.49 | 41.71 | 48.36 | 35.49 | 41.71 | 48.36 | 35.49 | 41.01 | 45.97 | 35.49 | 41.01 | 45.97 | 38.44 | 41.71 | 48.36 | 35.49 | 41.42 | 45.51 | 33.4 | 41.42 | 45.51 | 34.08 | 41.01 | 45.97 | 38.44 | 51.59 | 51.58 | 46.17 | 51.59 | 51.58 | 46.17 | 51.59 | 51.58 | 46.17 | 51.59 | 51.58 | 46.17 | 57.17 | 52.07 | 46.34 | 57.17 | 52.07 | 46.34 | 51.59 | 51.72 | 46.34 | 51.59 | 54.18 | 50.57 | 57.17 | 52.07 | 46.34 | 56.6 | 48.5 | 43.6 | 52.12 | 49.49 | 44.8 | 51.59 | 51.58 | 50.57
7163 | 40.8 | 45.77 | 35.49 | 40.8 | 45.77 | 35.49 | 40.8 | 45.77 | 35.49 | 40.8 | 45.77 | 35.49 | 41.51 | 47.57 | 35.49 | 41.51 | 47.57 | 35.49 | 40.8 | 45.77 | 35.49 | 40.8 | 45.77 | 38.23 | 41.51 | 47.57 | 35.49 | 41.09 | 42.81 | 0 | 41.09 | 43.68 | 0 | 40.8 | 45.77 | 38.23 | 51.39 | 49 | 46.17 | 51.39 | 49 | 46.17 | 51.39 | 49 | 46.17 | 51.39 | 49 | 46.17 | 56.97 | 50.01 | 46.34 | 56.97 | 50.01 | 46.34 | 51.39 | 50.01 | 46.17 | 51.39 | 53.98 | 50.37 | 56.97 | 50.01 | 46.34 | 56.21 | 46.23 | 0 | 51.91 | 47.66 | 0 | 51.39 | 50.17 | 50.37
7164 | 40.61 | 45.57 | 34.43 | 40.61 | 45.57 | 34.43 | 40.61 | 45.57 | 34.43 | 40.61 | 45.57 | 34.43 | 41.32 | 47.97 | 34.43 | 41.32 | 47.97 | 34.43 | 40.61 | 45.57 | 34.43 | 40.61 | 45.57 | 38.04 | 41.32 | 47.97 | 34.43 | 40.36 | 39.28 | 0 | 40.2 | 38.49 | 0 | 40.61 | 45.57 | 34.43 | 51.2 | 49 | 46.17 | 51.2 | 49 | 45.75 | 51.2 | 49 | 45.75 | 51.2 | 49 | 45.75 | 56.78 | 50.01 | 46.66 | 56.78 | 50.01 | 46.66 | 51.2 | 50.01 | 45.75 | 51.2 | 53.79 | 50.17 | 56.78 | 50.01 | 46.66 | 56.07 | 47.05 | 0 | 51.71 | 47.66 | 0 | 51.2 | 49 | 50.17
7165 | 40.4 | 45.36 | 34.43 | 40.4 | 45.36 | 34.43 | 40.4 | 45.36 | 34.43 | 40.4 | 45.36 | 34.43 | 41.11 | 47.76 | 34.43 | 41.11 | 47.76 | 34.43 | 40.4 | 45.36 | 34.43 | 40.4 | 45.37 | 37.83 | 41.11 | 47.76 | 34.43 | 40.36 | 42.81 | 0 | 40.36 | 42.81 | 0 | 40.4 | 45.36 | 34.43 | 50.99 | 49 | 46.17 | 50.99 | 49 | 10.33 | 50.99 | 49 | 10.33 | 50.99 | 49 | 10.33 | 56.57 | 50.01 | 46.68 | 56.57 | 50.01 | 46.68 | 50.99 | 50.01 | 46.68 | 50.99 | 53.58 | 49.96 | 56.57 | 50.01 | 46.68 | 55.82 | 47.05 | 0 | 51.5 | 47.66 | 0 | 50.99 | 49 | 49.96
7166 | 40.25 | 45.21 | 34.43 | 40.25 | 45.21 | 34.43 | 40.25 | 45.21 | 34.43 | 40.25 | 45.21 | 34.43 | 40.95 | 47.61 | 34.78 | 40.95 | 47.61 | 34.78 | 40.25 | 45.21 | 34.43 | 40.25 | 45.21 | 37.68 | 40.95 | 47.61 | 34.78 | 40.54 | 43.87 | 33.4 | 40.65 | 44.76 | 34.08 | 40.25 | 45.21 | 34.43 | 50.84 | 48.43 | 46.17 | 50.84 | 48.43 | 0 | 50.84 | 48.43 | 0 | 50.84 | 48.43 | 0 | 56.42 | 53.53 | 46.68 | 56.42 | 53.53 | 46.68 | 50.84 | 51.61 | 27.37 | 50.84 | 53.42 | 49.81 | 56.42 | 53.53 | 46.68 | 55.85 | 47.66 | 0 | 51.35 | 47.95 | 0 | 50.84 | 48.43 | 49.81
7167 | 40.18 | 45.14 | 34.43 | 40.18 | 45.14 | 34.43 | 40.18 | 45.14 | 34.43 | 40.18 | 45.14 | 34.43 | 40.88 | 47.69 | 35.49 | 40.88 | 47.69 | 35.49 | 40.18 | 45.14 | 34.43 | 40.18 | 45.14 | 37.61 | 40.88 | 47.69 | 35.49 | 40.58 | 44.69 | 33.4 | 40.58 | 44.69 | 34.09 | 40.18 | 45.14 | 34.43 | 50.77 | 50.95 | 44.35 | 50.77 | 50.95 | 44.35 | 50.77 | 50.95 | 44.35 | 50.77 | 50.95 | 44.35 | 56.35 | 53.46 | 46.68 | 56.35 | 53.46 | 46.68 | 50.77 | 51.61 | 44.35 | 50.77 | 53.35 | 49.74 | 56.35 | 53.46 | 46.68 | 55.78 | 49.43 | 43.9 | 54.67 | 50.44 | 44.8 | 50.77 | 50.95 | 48.07
7168 | 40.19 | 45.15 | 33.98 | 40.19 | 45.15 | 33.98 | 40.19 | 45.15 | 33.98 | 40.19 | 45.15 | 33.98 | 40.89 | 47.7 | 37.62 | 40.89 | 47.7 | 37.62 | 40.19 | 45.15 | 33.98 | 40.19 | 45.15 | 37.62 | 40.89 | 47.7 | 37.62 | 41.31 | 45.61 | 33.63 | 40.59 | 45.61 | 34.32 | 40.19 | 45.15 | 33.98 | 50.78 | 51.61 | 45.25 | 50.78 | 51.61 | 45.25 | 50.78 | 51.61 | 45.25 | 50.78 | 51.61 | 45.25 | 56.36 | 53.47 | 49.11 | 56.36 | 53.47 | 49.11 | 50.78 | 51.61 | 45.25 | 50.78 | 53.36 | 49.75 | 56.36 | 53.47 | 49.11 | 56.92 | 51.09 | 44.8 | 55.79 | 52.13 | 44.8 | 50.78 | 51.61 | 49.75
7169 | 40.43 | 45.39 | 34.77 | 40.43 | 45.39 | 34.77 | 40.43 | 45.39 | 34.77 | 40.43 | 45.39 | 34.77 | 41.13 | 47.94 | 37.86 | 41.13 | 47.94 | 37.86 | 40.43 | 45.39 | 36.03 | 40.43 | 45.39 | 37.86 | 41.13 | 47.94 | 37.86 | 41.55 | 45.85 | 34.42 | 40.83 | 45.85 | 34.42 | 40.43 | 45.39 | 34.77 | 51.01 | 52.51 | 45.25 | 51.01 | 52.51 | 45.25 | 51.01 | 52.51 | 45.25 | 51.01 | 52.51 | 45.25 | 56.59 | 53.71 | 49.34 | 56.59 | 53.71 | 49.34 | 51.01 | 53.6 | 49.34 | 51.01 | 53.6 | 49.99 | 56.59 | 53.71 | 49.34 | 57.17 | 51.99 | 44.8 | 56.02 | 53.04 | 44.8 | 51.01 | 52.51 | 46.17
7170 | 40.77 | 45.74 | 33.06 | 40.77 | 45.74 | 33.06 | 40.77 | 45.74 | 33.06 | 40.77 | 45.74 | 33.06 | 41.48 | 48.29 | 38.21 | 41.48 | 48.29 | 38.21 | 40.77 | 45.74 | 36.38 | 40.77 | 45.74 | 38.21 | 41.48 | 48.29 | 38.21 | 41.19 | 46.2 | 33.4 | 41.19 | 46.2 | 33.4 | 40.77 | 45.74 | 33.06 | 51.36 | 48.43 | 46.17 | 51.36 | 48.43 | 45.25 | 51.36 | 48.43 | 45.25 | 51.36 | 48.43 | 45.25 | 56.94 | 54.06 | 50.34 | 56.94 | 54.06 | 50.34 | 51.36 | 51.61 | 48.49 | 51.36 | 53.95 | 50.34 | 56.94 | 54.06 | 50.34 | 57.52 | 47.95 | 44.8 | 56.37 | 48.92 | 44.8 | 51.36 | 48.43 | 46.17
7171 | 40.68 | 42.38 | 10.33 | 40.68 | 42.38 | 10.33 | 40.68 | 42.38 | 10.33 | 40.68 | 42.38 | 10.33 | 41.39 | 48.19 | 38.11 | 41.39 | 48.19 | 38.11 | 40.68 | 45.64 | 18.88 | 40.68 | 45.65 | 38.11 | 41.39 | 48.19 | 38.11 | 41.09 | 42.81 | 10.44 | 41.09 | 42.8 | 10.44 | 40.68 | 42.38 | 10.33 | 51.27 | 48.43 | 44.35 | 51.27 | 48.43 | 44.35 | 51.27 | 48.43 | 44.35 | 51.27 | 48.43 | 44.35 | 56.85 | 53.96 | 50.04 | 56.85 | 53.96 | 50.04 | 51.27 | 51.61 | 44.35 | 51.27 | 53.86 | 50.25 | 56.85 | 53.96 | 50.04 | 56.28 | 47.95 | 43.91 | 55.16 | 47.95 | 44.8 | 51.27 | 48.43 | 46.17
7172 | 40.26 | 19.12 | 0 | 40.26 | 19.12 | 0 | 40.26 | 19.12 | 0 | 40.26 | 19.12 | 0 | 40.96 | 47.77 | 37.69 | 40.96 | 47.77 | 37.69 | 40.26 | 45.21 | 0 | 40.26 | 45.22 | 37.69 | 40.96 | 47.77 | 37.69 | 40.66 | 19.71 | 0 | 40.66 | 19.31 | 0 | 40.26 | 19.12 | 0 | 50.84 | 47.18 | 0 | 50.84 | 47.18 | 0 | 50.84 | 47.18 | 0 | 50.84 | 47.18 | 0 | 56.42 | 53.54 | 49.82 | 56.42 | 53.54 | 49.82 | 50.84 | 51.61 | 0 | 50.84 | 53.43 | 49.82 | 56.42 | 53.54 | 49.82 | 55.86 | 47.66 | 0 | 51.36 | 47.66 | 0 | 50.84 | 47.18 | 46.17
7173 | 39.03 | 10.34 | 0 | 39.03 | 10.34 | 0 | 39.03 | 10.34 | 0 | 39.03 | 10.34 | 0 | 40.64 | 47.44 | 37.36 | 40.64 | 47.44 | 37.36 | 39.93 | 40.73 | 0 | 39.93 | 44.9 | 37.36 | 40.64 | 47.44 | 37.36 | 40.23 | 10.65 | 0 | 39.43 | 10.44 | 0 | 39.03 | 10.34 | 0 | 35.42 | 46.24 | 0 | 35.42 | 46.24 | 0 | 35.42 | 46.24 | 0 | 35.42 | 46.24 | 0 | 56.1 | 53.21 | 49.49 | 56.1 | 53.21 | 49.49 | 50.52 | 51.61 | 0 | 50.52 | 53.11 | 49.49 | 56.1 | 53.21 | 49.49 | 55.54 | 47.66 | 0 | 35.78 | 46.7 | 0 | 35.42 | 46.24 | 45.82
7174 | 18.29 | 10.33 | 0 | 18.29 | 10.33 | 0 | 18.29 | 10.33 | 0 | 18.29 | 10.33 | 0 | 40.48 | 47.28 | 37.2 | 40.48 | 47.28 | 37.2 | 39.77 | 24.16 | 0 | 39.77 | 44.73 | 37.2 | 40.48 | 47.28 | 37.2 | 40.07 | 10.65 | 0 | 18.47 | 10.44 | 0 | 18.29 | 10.33 | 0 | 10.33 | 10.33 | 0 | 10.33 | 10.33 | 0 | 10.33 | 10.33 | 0 | 10.33 | 10.33 | 0 | 55.94 | 53.05 | 49.11 | 55.94 | 53.05 | 49.11 | 50.36 | 51.61 | 0 | 50.36 | 52.95 | 49.33 | 55.94 | 53.05 | 49.11 | 55.38 | 10.65 | 0 | 10.44 | 10.44 | 0 | 10.33 | 10.33 | 10.33
7175 | 18.29 | 9.97 | 0 | 18.29 | 9.97 | 0 | 18.29 | 9.97 | 0 | 18.29 | 9.97 | 0 | 40.18 | 46.98 | 36.9 | 40.18 | 46.98 | 36.9 | 39.47 | 9.97 | 0 | 39.47 | 44.44 | 36.9 | 40.18 | 46.98 | 36.9 | 39.78 | 10.07 | 0 | 18.47 | 9.87 | 0 | 18.29 | 9.97 | 0 | 10.33 | 10.33 | 0 | 10.33 | 10.33 | 0 | 10.33 | 10.33 | 0 | 10.33 | 10.33 | 0 | 55.64 | 52.76 | 49.04 | 55.64 | 52.76 | 49.04 | 50.06 | 29.9 | 0 | 50.06 | 52.65 | 49.04 | 55.64 | 52.76 | 49.04 | 55.09 | 10.65 | 0 | 10.44 | 10.44 | 0 | 10.33 | 10.33 | 10.33
7176 | 18.29 | 0.02 | 0 | 18.29 | 0.02 | 0 | 18.29 | 0.02 | 0 | 18.29 | 0.02 | 0 | 40.3 | 47.1 | 36.9 | 40.3 | 47.11 | 36.9 | 39.6 | 0.02 | 0 | 39.6 | 44.56 | 37.03 | 40.3 | 47.1 | 36.9 | 39.9 | 0.02 | 0 | 18.47 | 0.02 | 0 | 18.29 | 0.02 | 0 | 10.33 | 10.33 | 0 | 10.33 | 10.33 | 0 | 10.33 | 10.33 | 0 | 10.33 | 10.33 | 0 | 55.76 | 52.88 | 49.11 | 55.76 | 52.88 | 49.11 | 50.18 | 29.9 | 0 | 50.18 | 52.77 | 49.16 | 55.76 | 52.88 | 49.11 | 55.21 | 10.65 | 0 | 10.44 | 10.44 | 0 | 10.33 | 10.33 | 10.33
7177 | 18.29 | 0.02 | 0 | 18.29 | 0.02 | 0 | 18.29 | 0.02 | 0 | 18.29 | 0.02 | 0 | 40.01 | 46.81 | 36.73 | 40.01 | 46.81 | 36.73 | 39.3 | 0.02 | 0 | 39.3 | 44.27 | 36.73 | 40.01 | 46.81 | 36.73 | 39.61 | 0.02 | 0 | 18.47 | 0.02 | 0 | 18.29 | 0.02 | 0 | 10.33 | 10.33 | 0 | 10.33 | 10.33 | 0 | 10.33 | 10.33 | 0 | 10.33 | 10.33 | 0 | 55.47 | 52.58 | 48.78 | 55.47 | 52.58 | 48.78 | 49.89 | 29.9 | 0 | 49.89 | 52.48 | 48.87 | 55.47 | 52.58 | 48.78 | 54.91 | 10.65 | 0 | 10.44 | 10.44 | 0 | 10.33 | 10.33 | 0
7178 | 18.29 | 10.33 | 0 | 18.29 | 10.33 | 0 | 18.29 | 10.33 | 0 | 18.29 | 10.33 | 0 | 39.79 | 46.58 | 36.51 | 39.79 | 46.59 | 36.51 | 39.08 | 10.33 | 0 | 39.08 | 44.04 | 36.51 | 39.79 | 46.58 | 36.51 | 39.39 | 10.43 | 0 | 18.47 | 10.23 | 0 | 18.29 | 10.33 | 0 | 10.33 | 10.33 | 10 | 10.33 | 10.33 | 0 | 10.33 | 10.33 | 0 | 10.33 | 10.33 | 0 | 55.25 | 52.36 | 48.64 | 55.25 | 52.36 | 48.64 | 49.67 | 29.9 | 0 | 49.67 | 52.26 | 48.64 | 55.25 | 52.36 | 48.64 | 54.69 | 10.65 | 0 | 10.44 | 10.44 | 0 | 10.33 | 10.33 | 10
7179 | 18.29 | 10.33 | 0 | 18.29 | 10.33 | 0 | 18.29 | 10.33 | 0 | 18.29 | 10.33 | 0 | 39.68 | 46.47 | 36.4 | 39.68 | 46.48 | 36.4 | 38.97 | 10.33 | 0 | 38.97 | 43.94 | 36.4 | 39.68 | 46.47 | 36.4 | 39.28 | 10.44 | 0 | 18.47 | 10.23 | 0 | 18.29 | 10.33 | 0 | 10.33 | 10.33 | 0 | 10.33 | 10.33 | 0 | 10.33 | 10.33 | 0 | 10.33 | 10.33 | 0 | 55.14 | 52.26 | 48.54 | 55.14 | 52.26 | 48.54 | 49.56 | 10.33 | 0 | 49.56 | 52.15 | 48.54 | 55.14 | 52.26 | 48.54 | 54.59 | 10.65 | 0 | 10.44 | 10.44 | 0 | 10.33 | 10.33 | 0
7180 | 18.29 | 10.33 | 0 | 18.29 | 10.33 | 0 | 18.29 | 10.33 | 0 | 18.29 | 10.33 | 0 | 39.75 | 46.54 | 36.47 | 39.75 | 46.55 | 36.47 | 39.04 | 10.33 | 0 | 39.04 | 44.01 | 36.47 | 39.75 | 46.54 | 36.47 | 39.35 | 10.44 | 0 | 18.47 | 10.23 | 0 | 18.29 | 10.33 | 0 | 10.33 | 10.33 | 0 | 10.33 | 10.33 | 0 | 10.33 | 10.33 | 0 | 10.33 | 10.33 | 0 | 55.21 | 52.33 | 48.61 | 55.21 | 52.33 | 48.61 | 49.63 | 10.33 | 0 | 49.63 | 52.22 | 48.61 | 55.21 | 52.33 | 48.61 | 54.66 | 10.65 | 0 | 10.44 | 10.44 | 0 | 10.33 | 10.33 | 0
7181 | 36.96 | 10.34 | 0 | 36.96 | 10.34 | 0 | 36.96 | 10.34 | 0 | 36.96 | 10.34 | 0 | 39.92 | 46.72 | 36.65 | 39.92 | 46.73 | 36.65 | 39.22 | 10.34 | 0 | 39.22 | 44.18 | 36.65 | 39.92 | 46.72 | 36.65 | 39.52 | 10.44 | 0 | 37.33 | 10.24 | 0 | 36.96 | 10.34 | 0 | 36.14 | 10.33 | 10.33 | 36.14 | 10.33 | 0 | 36.14 | 10.33 | 0 | 36.14 | 10.33 | 0 | 55.38 | 52.5 | 48.78 | 55.38 | 52.5 | 48.78 | 49.8 | 29.9 | 0 | 49.8 | 52.39 | 48.78 | 55.38 | 52.5 | 48.78 | 54.83 | 10.65 | 0 | 36.51 | 10.44 | 0 | 36.14 | 10.33 | 10.33
7182 | 39.17 | 25.6 | 0 | 39.17 | 25.6 | 0 | 39.17 | 25.6 | 0 | 39.17 | 25.6 | 0 | 40.08 | 46.88 | 36.8 | 40.08 | 46.88 | 36.8 | 39.37 | 25.6 | 0 | 39.37 | 44.34 | 36.8 | 40.08 | 46.88 | 36.8 | 40.29 | 26.39 | 0 | 39.57 | 25.86 | 0 | 39.17 | 25.6 | 0 | 45.29 | 47.18 | 32.95 | 45.29 | 47.18 | 0 | 45.29 | 47.18 | 0 | 45.29 | 47.18 | 0 | 55.54 | 52.66 | 48.94 | 55.54 | 52.66 | 48.94 | 49.96 | 50.09 | 0 | 49.96 | 52.55 | 48.94 | 55.54 | 52.66 | 48.94 | 56.1 | 47.66 | 0 | 45.75 | 47.66 | 0 | 45.29 | 47.18 | 32.95
7183 | 39.57 | 44.53 | 10.33 | 39.57 | 44.53 | 10.33 | 39.57 | 44.53 | 10.33 | 39.57 | 44.53 | 10.33 | 40.28 | 47.08 | 37 | 40.28 | 47.08 | 37 | 39.57 | 44.53 | 10.33 | 39.57 | 44.54 | 37 | 40.28 | 47.08 | 37 | 40.69 | 44.99 | 10.65 | 39.97 | 44.09 | 10.44 | 39.57 | 44.53 | 10.33 | 50.16 | 48.43 | 46.17 | 50.16 | 48.43 | 31.3 | 50.16 | 48.43 | 31.3 | 50.16 | 48.43 | 31.3 | 55.74 | 52.85 | 49.14 | 55.74 | 52.85 | 49.14 | 50.16 | 51.61 | 31.3 | 50.16 | 52.75 | 49.14 | 55.74 | 52.85 | 49.14 | 56.3 | 47.95 | 31.61 | 50.67 | 47.95 | 31.61 | 50.16 | 48.43 | 46.17
7184 | 39.73 | 44.69 | 10.54 | 39.73 | 44.69 | 10.54 | 39.73 | 44.69 | 10.54 | 39.73 | 44.69 | 10.54 | 40.44 | 47.24 | 37.16 | 40.44 | 47.24 | 37.16 | 39.73 | 44.69 | 10.54 | 39.73 | 44.7 | 37.16 | 40.44 | 47.24 | 37.16 | 40.85 | 45.14 | 10.65 | 40.13 | 44.25 | 10.44 | 39.73 | 44.69 | 10.54 | 50.32 | 48.43 | 46.17 | 50.32 | 48.43 | 31.3 | 50.32 | 48.43 | 31.3 | 50.32 | 48.43 | 31.3 | 55.9 | 53.01 | 49.3 | 55.9 | 53.01 | 49.3 | 50.32 | 51.61 | 31.3 | 50.32 | 52.91 | 49.3 | 55.9 | 53.01 | 49.3 | 56.46 | 47.95 | 31.61 | 50.83 | 47.95 | 31.61 | 50.32 | 48.43 | 46.17
7185 | 40.03 | 42.38 | 10.33 | 40.03 | 42.38 | 10.33 | 40.03 | 42.38 | 10.33 | 40.03 | 42.38 | 10.33 | 40.73 | 47.54 | 37.46 | 40.73 | 47.54 | 37.46 | 40.03 | 44.99 | 10.33 | 40.03 | 44.99 | 37.46 | 40.73 | 47.54 | 37.46 | 40.43 | 42.81 | 10.44 | 40.43 | 41.95 | 10.23 | 40.03 | 42.38 | 10.33 | 50.61 | 48.43 | 46.17 | 50.61 | 48.43 | 0 | 50.61 | 48.43 | 0 | 50.61 | 48.43 | 0 | 56.19 | 53.31 | 49.59 | 56.19 | 53.31 | 49.59 | 50.61 | 51.61 | 0 | 50.61 | 53.2 | 49.59 | 56.19 | 53.31 | 49.59 | 55.63 | 47.95 | 0 | 51.13 | 47.95 | 0 | 50.61 | 48.43 | 46.17
7186 | 40.13 | 25.6 | 0 | 40.13 | 25.6 | 0 | 40.13 | 25.6 | 0 | 40.13 | 25.6 | 0 | 40.84 | 47.63 | 37.27 | 40.84 | 47.63 | 37.27 | 40.13 | 45.09 | 0 | 40.13 | 45.1 | 37.56 | 40.84 | 47.63 | 37.56 | 40.43 | 25.35 | 0 | 39.73 | 24.84 | 0 | 40.13 | 25.6 | 10.33 | 50.72 | 48.43 | 46.17 | 50.72 | 48.43 | 0 | 50.72 | 48.43 | 0 | 50.72 | 48.43 | 0 | 56.3 | 53.42 | 49.61 | 56.3 | 53.42 | 49.61 | 50.72 | 51.61 | 0 | 50.72 | 53.31 | 49.7 | 56.3 | 53.42 | 49.61 | 55.74 | 47.66 | 0 | 51.23 | 46.7 | 0 | 50.72 | 48.43 | 46.17
7187 | 40.1 | 19.21 | 10.33 | 40.1 | 19.21 | 0 | 40.1 | 19.21 | 0 | 40.1 | 19.21 | 0 | 40.81 | 47.46 | 36.23 | 40.81 | 47.46 | 36.23 | 40.1 | 45.06 | 0 | 40.1 | 45.07 | 37.53 | 40.81 | 47.46 | 37.53 | 40.36 | 19.01 | 0 | 39.7 | 0.01 | 0 | 40.1 | 19.21 | 10.33 | 50.69 | 48.43 | 46.17 | 50.69 | 48.43 | 0 | 50.69 | 48.43 | 0 | 50.69 | 48.43 | 0 | 56.27 | 52.6 | 49.61 | 56.27 | 52.6 | 49.61 | 50.69 | 51.61 | 0 | 50.69 | 53.28 | 49.67 | 56.27 | 53.28 | 49.61 | 55.71 | 40.76 | 0 | 51.2 | 0 | 0 | 50.69 | 48.43 | 46.17
7188 | 39.55 | 19.2 | 0 | 39.55 | 19.2 | 0 | 39.55 | 19.2 | 0 | 39.55 | 19.2 | 0 | 40.62 | 46.35 | 35.15 | 40.62 | 46.35 | 35.15 | 39.91 | 44.87 | 0 | 39.91 | 44.87 | 37.34 | 40.62 | 46.35 | 37.34 | 39.16 | 19.01 | 0 | 39.16 | 18.63 | 0 | 39.55 | 19.2 | 10.33 | 47.5 | 41.17 | 46.17 | 47.5 | 41.17 | 0 | 47.5 | 41.17 | 0 | 47.5 | 41.17 | 0 | 56.08 | 51.61 | 49.47 | 56.08 | 51.61 | 49.47 | 50.5 | 51.61 | 0 | 50.5 | 53.09 | 49.47 | 56.08 | 53.09 | 49.47 | 48.96 | 40.76 | 0 | 47.98 | 0 | 0 | 47.5 | 41.17 | 46.17
7189 | 38.1 | 19.21 | 0 | 38.1 | 19.21 | 0 | 38.1 | 19.21 | 0 | 38.1 | 19.21 | 0 | 40.46 | 46.19 | 35.15 | 40.46 | 46.19 | 35.15 | 39.75 | 40.55 | 0 | 39.75 | 44.71 | 37.18 | 40.46 | 46.19 | 37.18 | 37.72 | 19.01 | 0 | 37.72 | 18.63 | 0 | 38.1 | 19.21 | 10.33 | 46.69 | 44.56 | 46.17 | 46.69 | 44.56 | 0 | 46.69 | 44.56 | 0 | 46.69 | 44.56 | 0 | 55.92 | 51.61 | 49.31 | 55.92 | 51.61 | 49.31 | 50.34 | 51.61 | 0 | 50.34 | 52.93 | 49.31 | 55.92 | 52.93 | 49.31 | 48.12 | 44.11 | 0 | 47.16 | 43.23 | 0 | 46.69 | 44.56 | 46.17
7190 | 39.61 | 32.35 | 0 | 39.61 | 32.35 | 0 | 39.61 | 32.35 | 0 | 39.61 | 32.35 | 0 | 40.32 | 46.37 | 36.23 | 40.32 | 46.37 | 36.23 | 39.61 | 40.66 | 0 | 39.61 | 44.58 | 37.04 | 40.32 | 46.37 | 37.04 | 39.92 | 32.67 | 0 | 39.95 | 32.02 | 0 | 39.61 | 32.35 | 27.65 | 50.2 | 48.43 | 46 | 50.2 | 48.43 | 0 | 50.2 | 48.43 | 0 | 50.2 | 48.43 | 0 | 55.78 | 52.79 | 49.18 | 55.78 | 52.79 | 49.18 | 50.2 | 51.61 | 0 | 50.2 | 52.79 | 49.18 | 55.78 | 52.79 | 49.18 | 54.95 | 47.95 | 0 | 50.71 | 47.95 | 0 | 50.2 | 48.43 | 46.17
7191 | 39.62 | 44.59 | 33.06 | 39.62 | 44.59 | 33.06 | 39.62 | 44.59 | 33.06 | 39.62 | 44.59 | 33.06 | 40.33 | 47.13 | 37.05 | 40.33 | 47.13 | 37.05 | 39.62 | 44.59 | 33.06 | 39.62 | 44.59 | 37.05 | 40.33 | 47.13 | 37.05 | 40.02 | 45.04 | 34.42 | 40.02 | 44.14 | 33.4 | 39.62 | 44.59 | 33.06 | 50.21 | 50.95 | 44.35 | 50.21 | 50.95 | 44.35 | 50.21 | 50.95 | 44.35 | 50.21 | 50.95 | 44.35 | 55.79 | 52.9 | 49.19 | 55.79 | 52.9 | 49.19 | 50.21 | 51.61 | 44.35 | 50.21 | 52.8 | 49.19 | 55.79 | 52.9 | 49.19 | 56.21 | 51.46 | 44.8 | 55.08 | 50.44 | 43.9 | 50.21 | 50.95 | 46.17
7192 | 39.76 | 44.73 | 34.07 | 39.76 | 44.73 | 34.07 | 39.76 | 44.73 | 34.07 | 39.76 | 44.73 | 34.07 | 40.47 | 47.27 | 37.19 | 40.47 | 47.27 | 37.19 | 39.76 | 44.73 | 34.07 | 39.76 | 44.73 | 37.19 | 40.47 | 47.27 | 37.19 | 40.88 | 46.8 | 34.42 | 40.16 | 45.18 | 34.42 | 39.76 | 44.73 | 34.07 | 50.35 | 52.94 | 45.25 | 50.35 | 52.94 | 45.25 | 50.35 | 52.94 | 45.25 | 50.35 | 52.94 | 45.25 | 55.93 | 53.04 | 49.32 | 55.93 | 53.04 | 49.32 | 50.35 | 52.94 | 47.47 | 50.35 | 52.94 | 49.32 | 55.93 | 53.04 | 49.32 | 61.51 | 52.95 | 44.8 | 60.28 | 53.47 | 44.8 | 50.35 | 52.94 | 46.17
7193 | 40.11 | 45.08 | 27.65 | 40.11 | 45.08 | 27.65 | 40.11 | 45.08 | 27.65 | 40.11 | 45.08 | 27.65 | 40.82 | 47.63 | 37.55 | 40.82 | 47.63 | 37.55 | 40.11 | 45.08 | 35.72 | 40.11 | 45.08 | 37.55 | 40.82 | 47.63 | 37.55 | 41.35 | 47.15 | 34.42 | 40.52 | 45.54 | 27.93 | 40.11 | 45.08 | 27.65 | 50.7 | 52.42 | 44.8 | 50.7 | 52.42 | 44.8 | 50.7 | 52.42 | 44.8 | 50.7 | 52.42 | 44.8 | 56.28 | 53.4 | 49.68 | 56.28 | 53.4 | 49.68 | 50.7 | 52.42 | 49.34 | 50.7 | 53.29 | 49.68 | 56.28 | 53.4 | 49.68 | 73.34 | 52.95 | 44.8 | 71.87 | 52.95 | 44.8 | 50.7 | 52.42 | 46.17
7194 | 40.49 | 45.45 | 10.33 | 40.49 | 45.45 | 10.33 | 40.49 | 45.45 | 10.33 | 40.49 | 45.45 | 10.33 | 41.19 | 48 | 37.92 | 41.19 | 48 | 37.92 | 40.49 | 45.45 | 37.92 | 40.49 | 45.45 | 37.92 | 41.19 | 48 | 37.92 | 41.73 | 47.52 | 34.42 | 40.89 | 45.91 | 10.44 | 40.49 | 45.45 | 10.33 | 51.07 | 51.64 | 44.8 | 51.07 | 51.64 | 44.8 | 51.07 | 51.64 | 44.8 | 51.07 | 51.64 | 44.8 | 56.65 | 53.77 | 50.05 | 56.65 | 53.77 | 50.05 | 51.07 | 53.66 | 49.34 | 51.07 | 53.66 | 50.05 | 56.65 | 53.77 | 50.05 | 73.34 | 53.23 | 45.25 | 71.87 | 52.17 | 44.8 | 51.07 | 51.64 | 44.8
7195 | 40.43 | 25.6 | 0 | 40.43 | 25.6 | 0 | 40.43 | 25.6 | 0 | 40.43 | 25.6 | 0 | 41.14 | 47.95 | 37.86 | 41.14 | 47.95 | 37.86 | 40.43 | 45.4 | 37.86 | 40.43 | 45.4 | 37.86 | 41.14 | 47.95 | 37.86 | 41.68 | 47.56 | 37.49 | 40.84 | 25.86 | 34.42 | 40.43 | 25.6 | 0 | 51.02 | 48.43 | 44.35 | 51.02 | 48.43 | 44.35 | 51.02 | 48.43 | 44.35 | 51.02 | 48.43 | 44.35 | 56.6 | 53.72 | 50 | 56.6 | 53.72 | 50 | 51.02 | 53.61 | 50 | 51.02 | 53.61 | 50 | 56.6 | 53.72 | 50 | 73.34 | 54.26 | 45.72 | 71.87 | 52.95 | 44.8 | 51.02 | 48.43 | 44.35
7196 | 39.99 | 17.94 | 0 | 39.99 | 17.94 | 0 | 39.99 | 17.94 | 0 | 39.99 | 17.94 | 0 | 40.7 | 47.5 | 37.42 | 40.7 | 47.5 | 37.42 | 39.99 | 44.96 | 37.42 | 39.99 | 44.96 | 37.42 | 40.7 | 47.5 | 37.42 | 41.22 | 47.98 | 37.05 | 40.4 | 18.12 | 0 | 39.99 | 17.94 | 0 | 35.42 | 48.43 | 10.33 | 35.42 | 48.43 | 10.33 | 35.42 | 48.43 | 10.33 | 35.42 | 48.43 | 10.33 | 56.16 | 53.28 | 49.56 | 56.16 | 53.28 | 49.56 | 50.58 | 53.17 | 49.56 | 50.58 | 53.17 | 49.56 | 56.16 | 53.28 | 49.56 | 73.34 | 53.81 | 49.06 | 71.87 | 52.74 | 44.8 | 35.42 | 48.43 | 10.33
7197 | 18.29 | 10.33 | 0 | 18.29 | 10.33 | 0 | 18.29 | 10.33 | 0 | 18.29 | 10.33 | 0 | 40.42 | 47.22 | 37.14 | 40.42 | 47.22 | 37.14 | 39.71 | 44.68 | 37.14 | 39.71 | 44.68 | 37.14 | 40.42 | 47.22 | 37.14 | 40.83 | 47.7 | 36.77 | 18.47 | 10.44 | 0 | 18.29 | 10.33 | 0 | 10.33 | 10.33 | 10.33 | 10.33 | 10.33 | 10.33 | 10.33 | 10.33 | 10.33 | 10.33 | 10.33 | 10.33 | 55.88 | 52.99 | 49.28 | 55.88 | 52.99 | 49.28 | 50.3 | 52.89 | 49.28 | 50.3 | 52.89 | 49.28 | 55.88 | 52.99 | 49.28 | 72.47 | 53.53 | 48.78 | 71.02 | 47.66 | 42.15 | 10.33 | 10.33 | 10.33
7198 | 17.92 | 10.33 | 0 | 17.92 | 10.33 | 0 | 17.92 | 10.33 | 0 | 17.92 | 10.33 | 0 | 40.3 | 47.1 | 37.02 | 40.3 | 47.1 | 37.02 | 39.59 | 44.56 | 37.02 | 39.59 | 44.56 | 37.02 | 40.3 | 47.1 | 37.02 | 46.92 | 66.58 | 37.39 | 18.1 | 10.44 | 0 | 17.92 | 10.33 | 0 | 10.33 | 10.33 | 0 | 10.33 | 10.33 | 0 | 10.33 | 10.33 | 0 | 10.33 | 10.33 | 0 | 55.76 | 52.87 | 49.15 | 55.76 | 52.87 | 49.25 | 50.18 | 52.77 | 49.15 | 50.18 | 52.77 | 49.15 | 55.76 | 52.87 | 49.15 | 66.12 | 92.28 | 49.75 | 10.44 | 47.66 | 42.15 | 10.33 | 10.33 | 0
7199 | 10.33 | 10.33 | 0 | 10.33 | 10.33 | 0 | 10.33 | 10.33 | 0 | 10.33 | 10.33 | 0 | 40.06 | 46.86 | 36.78 | 40.06 | 46.86 | 36.78 | 39.35 | 44.32 | 36.78 | 39.35 | 44.32 | 36.78 | 40.06 | 46.86 | 36.78 | 40.87 | 58.8 | 71.57 | 10.44 | 10.44 | 0 | 10.33 | 10.33 | 0 | 10.33 | 10.33 | 0 | 10.33 | 10.33 | 0 | 10.33 | 10.33 | 0 | 10.33 | 10.33 | 0 | 55.52 | 52.63 | 48.92 | 55.52 | 52.63 | 49.01 | 49.94 | 52.53 | 48.92 | 49.94 | 52.53 | 48.92 | 55.52 | 52.63 | 48.92 | 60.68 | 92.28 | 102.89 | 10.44 | 47.66 | 42.15 | 10.33 | 10.33 | 0
7200 | 10.33 | 10.33 | 0 | 10.33 | 10.33 | 0 | 10.33 | 10.33 | 0 | 10.33 | 10.33 | 0 | 39.76 | 46.57 | 36.49 | 39.76 | 46.57 | 36.49 | 39.05 | 44.02 | 36.49 | 39.05 | 44.02 | 36.49 | 39.76 | 46.57 | 36.49 | 41.18 | 56.59 | 71.57 | 10.44 | 10.44 | 0 | 10.33 | 10.33 | 0 | 10 | 10.33 | 0 | 10 | 10.33 | 0 | 10 | 10.33 | 0 | 10 | 10.33 | 0 | 55.22 | 52.34 | 48.62 | 55.22 | 52.34 | 48.62 | 49.64 | 52.23 | 48.62 | 49.64 | 52.23 | 48.62 | 55.22 | 52.34 | 48.62 | 65.47 | 93.19 | 103.95 | 10.44 | 49.01 | 44.8 | 10 | 10.33 | 0
7201 | 17.92 | 10.34 | 0 | 17.92 | 10.34 | 0 | 17.92 | 10.34 | 0 | 17.92 | 10.34 | 0 | 39.61 | 46.41 | 36.33 | 39.61 | 46.41 | 36.33 | 38.9 | 43.87 | 36.33 | 38.9 | 43.87 | 36.33 | 39.61 | 46.41 | 36.33 | 42.01 | 66.04 | 73.02 | 41.17 | 10.44 | 38.24 | 17.92 | 10.34 | 0 | 10.33 | 13.78 | 0 | 10.33 | 13.78 | 0 | 10.33 | 13.78 | 0 | 10.33 | 13.78 | 0 | 55.07 | 52.18 | 48.47 | 55.07 | 52.18 | 48.47 | 49.49 | 52.08 | 48.47 | 49.49 | 52.08 | 48.47 | 55.07 | 52.18 | 48.47 | 64.03 | 93.14 | 104.49 | 62.75 | 48.43 | 49.78 | 10.33 | 13.78 | 46.17
7202 | 17.92 | 10.33 | 0 | 17.92 | 10.33 | 0 | 17.92 | 10.33 | 0 | 17.92 | 10.33 | 0 | 39.31 | 46.11 | 36.03 | 39.31 | 46.11 | 36.03 | 38.6 | 43.57 | 36.03 | 38.6 | 43.57 | 36.03 | 39.31 | 46.11 | 36.03 | 40.36 | 59.99 | 73.02 | 39.55 | 47.56 | 38.24 | 17.92 | 10.33 | 0 | 10.33 | 10.33 | 0 | 10.33 | 10.33 | 0 | 10.33 | 10.33 | 0 | 10.33 | 10.33 | 0 | 54.77 | 51.88 | 48.17 | 54.77 | 51.88 | 48.17 | 49.19 | 51.78 | 48.17 | 49.19 | 51.78 | 48.17 | 54.77 | 51.88 | 48.17 | 59.73 | 86.42 | 104.49 | 58.54 | 51.48 | 49.78 | 10.33 | 10.33 | 29
7203 | 10.33 | 10.33 | 0 | 10.33 | 10.33 | 0 | 10.33 | 10.33 | 0 | 10.33 | 10.33 | 0 | 39 | 45.8 | 35.73 | 39 | 45.81 | 35.73 | 38.3 | 43.26 | 35.73 | 38.3 | 43.26 | 35.73 | 39 | 45.8 | 35.73 | 40.36 | 57.74 | 62.07 | 39.55 | 54.57 | 38.24 | 10.33 | 10.33 | 0 | 10.33 | 10.33 | 0 | 10.33 | 10.33 | 0 | 10.33 | 10.33 | 0 | 10.33 | 10.33 | 0 | 54.47 | 51.58 | 47.86 | 54.47 | 51.58 | 47.86 | 48.89 | 51.47 | 47.86 | 48.89 | 51.47 | 47.86 | 54.47 | 51.58 | 47.86 | 57.37 | 83.85 | 103.06 | 56.22 | 51.48 | 49.1 | 10.33 | 10.33 | 0
7204 | 18.29 | 17.94 | 0 | 18.29 | 17.94 | 0 | 18.29 | 17.94 | 0 | 18.29 | 17.94 | 0 | 38.95 | 45.75 | 35.67 | 38.95 | 45.76 | 35.67 | 38.24 | 43.21 | 35.67 | 38.24 | 43.21 | 35.67 | 38.95 | 45.75 | 35.67 | 41.18 | 57.74 | 62.07 | 40.35 | 56.59 | 60.83 | 18.29 | 17.94 | 0 | 10.33 | 47.02 | 10.13 | 10.33 | 47.02 | 10.13 | 10.33 | 47.02 | 10.13 | 10.33 | 47.02 | 10.13 | 54.41 | 51.53 | 47.81 | 54.41 | 51.53 | 47.81 | 48.83 | 51.42 | 47.81 | 48.83 | 51.42 | 47.81 | 54.41 | 51.53 | 47.81 | 57.9 | 79.21 | 101.01 | 56.74 | 52.95 | 48.12 | 10.33 | 47.02 | 10.33
7205 | 18.29 | 17.59 | 0 | 18.29 | 17.59 | 0 | 18.29 | 17.59 | 0 | 18.29 | 17.59 | 0 | 38.96 | 45.75 | 35.68 | 38.96 | 45.76 | 35.68 | 38.25 | 43.22 | 35.68 | 38.25 | 43.22 | 35.68 | 38.96 | 45.75 | 35.68 | 41.18 | 57.74 | 72.76 | 40.36 | 56.59 | 71.3 | 18.29 | 17.59 | 0 | 28.09 | 35.98 | 10.33 | 28.09 | 35.98 | 10.33 | 28.09 | 35.98 | 10.33 | 28.09 | 35.98 | 10.33 | 54.42 | 51.53 | 47.81 | 54.42 | 51.53 | 47.81 | 48.84 | 51.43 | 47.81 | 48.84 | 51.43 | 47.81 | 54.42 | 51.53 | 47.81 | 57.9 | 80.03 | 101.01 | 57.37 | 52.95 | 49.78 | 28.09 | 35.98 | 10.33
7206 | 36.96 | 26.12 | 0 | 36.96 | 26.12 | 0 | 36.96 | 26.12 | 0 | 36.96 | 26.12 | 0 | 39.08 | 45.89 | 35.81 | 39.08 | 45.89 | 35.81 | 38.38 | 43.34 | 35.81 | 38.38 | 43.34 | 35.81 | 39.08 | 45.89 | 35.81 | 41.18 | 57.95 | 73.77 | 40.36 | 56.8 | 72.29 | 36.96 | 26.12 | 0 | 36.14 | 48.43 | 41.5 | 36.14 | 48.43 | 41.5 | 36.14 | 48.43 | 41.5 | 36.14 | 48.43 | 41.5 | 54.54 | 51.66 | 47.94 | 54.54 | 51.66 | 48.04 | 48.96 | 51.55 | 47.94 | 48.96 | 51.55 | 47.94 | 54.54 | 51.66 | 47.94 | 58.69 | 80.08 | 104.5 | 58.69 | 78.48 | 99.36 | 36.14 | 48.43 | 41.5
7207 | 38.53 | 43.49 | 10.33 | 38.53 | 43.49 | 10.33 | 38.53 | 43.49 | 10.33 | 38.53 | 43.49 | 10.33 | 39.23 | 46.04 | 35.96 | 39.23 | 46.04 | 35.96 | 38.53 | 43.49 | 35.96 | 38.53 | 43.49 | 35.96 | 39.23 | 46.04 | 35.96 | 48.95 | 68.61 | 74.85 | 47.98 | 67.25 | 73.02 | 38.53 | 43.49 | 10.33 | 48.11 | 50.96 | 46.17 | 48.11 | 50.96 | 46.17 | 48.11 | 50.96 | 46.17 | 48.11 | 50.96 | 46.17 | 54.7 | 51.81 | 48.09 | 54.7 | 51.81 | 48.19 | 49.12 | 51.7 | 48.09 | 49.12 | 51.7 | 48.09 | 54.7 | 51.81 | 48.09 | 73.86 | 94.15 | 106.06 | 72.39 | 92.27 | 103.94 | 48.11 | 50.96 | 46.17
7208 | 38.92 | 43.89 | 35.12 | 38.92 | 43.89 | 35.12 | 38.92 | 43.89 | 35.12 | 38.92 | 43.89 | 35.12 | 39.63 | 46.44 | 36.35 | 39.63 | 46.44 | 36.35 | 38.92 | 43.89 | 36.35 | 38.92 | 43.89 | 36.35 | 39.63 | 46.44 | 36.35 | 45.79 | 68.61 | 74.85 | 44.88 | 68.61 | 73.35 | 38.92 | 43.89 | 35.12 | 49.51 | 52.1 | 46.17 | 49.51 | 52.1 | 46.17 | 49.51 | 52.1 | 46.17 | 49.51 | 52.1 | 46.17 | 55.09 | 52.21 | 48.49 | 55.09 | 52.21 | 48.59 | 49.51 | 52.1 | 48.49 | 49.51 | 52.1 | 48.49 | 55.09 | 52.21 | 48.49 | 64.05 | 89.28 | 102.1 | 62.77 | 87.51 | 100.07 | 49.51 | 52.1 | 46.17
7209 | 39.39 | 44.35 | 36.82 | 39.39 | 44.35 | 36.82 | 39.39 | 44.35 | 36.82 | 39.39 | 44.35 | 36.82 | 40.09 | 46.9 | 36.82 | 40.09 | 46.9 | 36.82 | 39.39 | 44.35 | 36.82 | 39.39 | 44.35 | 36.82 | 40.09 | 46.9 | 36.82 | 42.01 | 57.95 | 71.08 | 41.18 | 57.95 | 56.45 | 39.39 | 44.35 | 36.82 | 49.98 | 52.56 | 48.95 | 49.98 | 52.56 | 48.95 | 49.98 | 52.56 | 48.95 | 49.98 | 52.56 | 48.95 | 55.55 | 52.67 | 48.95 | 55.55 | 52.67 | 49.05 | 49.98 | 52.56 | 48.95 | 49.98 | 52.56 | 48.95 | 55.55 | 52.67 | 48.95 | 61.72 | 74.89 | 79.55 | 61.1 | 73.4 | 77.96 | 49.98 | 52.56 | 48.95
7210 | 39.57 | 44.53 | 37 | 39.57 | 44.53 | 37 | 39.57 | 44.53 | 37 | 39.57 | 44.53 | 37 | 40.27 | 47.08 | 37 | 40.27 | 47.08 | 37 | 39.57 | 44.53 | 37 | 39.57 | 44.53 | 37 | 40.27 | 47.08 | 37 | 42.01 | 53.05 | 54.04 | 41.17 | 51.99 | 52.96 | 39.57 | 44.53 | 37 | 50.15 | 52.74 | 49.13 | 50.15 | 52.74 | 49.13 | 50.15 | 52.74 | 49.13 | 50.15 | 52.74 | 49.13 | 55.73 | 52.85 | 49.13 | 55.73 | 52.85 | 49.23 | 50.15 | 52.74 | 49.13 | 50.15 | 52.74 | 49.13 | 55.73 | 52.85 | 49.13 | 59.07 | 69.9 | 54.01 | 57.9 | 68.5 | 51.35 | 50.15 | 52.74 | 49.13
7211 | 39.65 | 44.62 | 37.08 | 39.65 | 44.62 | 37.08 | 39.65 | 44.62 | 37.08 | 39.65 | 44.62 | 37.08 | 40.36 | 47.16 | 37.08 | 40.36 | 47.16 | 37.08 | 39.65 | 44.62 | 37.08 | 39.65 | 44.62 | 37.08 | 40.36 | 47.16 | 37.08 | 42.01 | 50.45 | 38.61 | 41.17 | 49.44 | 37.85 | 39.65 | 44.62 | 37.08 | 50.24 | 52.83 | 49.22 | 50.24 | 52.83 | 49.22 | 50.24 | 52.83 | 49.22 | 50.24 | 52.83 | 49.22 | 55.82 | 52.93 | 49.22 | 55.82 | 52.93 | 49.22 | 50.24 | 52.83 | 49.22 | 50.24 | 52.83 | 49.22 | 55.82 | 52.93 | 49.22 | 58.53 | 60.25 | 53.46 | 57.37 | 57.29 | 49.78 | 50.24 | 52.83 | 49.22
7212 | 39.55 | 44.52 | 36.98 | 39.55 | 44.52 | 36.98 | 39.55 | 44.52 | 36.98 | 39.55 | 44.52 | 36.98 | 40.26 | 47.07 | 36.98 | 40.26 | 47.07 | 36.98 | 39.55 | 44.52 | 36.98 | 39.55 | 44.52 | 36.98 | 40.26 | 47.07 | 36.98 | 41.19 | 50.45 | 38.61 | 40.36 | 49.44 | 37.85 | 39.55 | 44.52 | 36.98 | 50.14 | 52.73 | 49.12 | 50.14 | 52.73 | 49.12 | 50.14 | 52.73 | 49.12 | 50.14 | 52.73 | 49.12 | 55.72 | 52.84 | 49.12 | 55.72 | 52.84 | 49.12 | 50.14 | 52.73 | 49.12 | 50.14 | 52.73 | 49.12 | 55.72 | 52.84 | 49.12 | 58.53 | 60.25 | 53.46 | 57.37 | 57.29 | 49.78 | 50.14 | 52.73 | 49.12
7213 | 39.35 | 44.32 | 36.78 | 39.35 | 44.32 | 36.78 | 39.35 | 44.32 | 36.78 | 39.35 | 44.32 | 36.78 | 40.06 | 46.86 | 36.78 | 40.06 | 46.86 | 36.78 | 39.35 | 44.32 | 36.78 | 39.35 | 44.32 | 36.78 | 40.06 | 46.86 | 36.78 | 41.18 | 50.45 | 38.61 | 40.36 | 49.44 | 37.85 | 39.35 | 44.32 | 36.78 | 49.94 | 52.53 | 48.92 | 49.94 | 52.53 | 48.92 | 49.94 | 52.53 | 48.92 | 49.94 | 52.53 | 48.92 | 55.52 | 52.63 | 48.92 | 55.52 | 52.63 | 48.92 | 49.94 | 52.53 | 48.92 | 49.94 | 52.53 | 48.92 | 55.52 | 52.63 | 48.92 | 57.81 | 60.25 | 53.46 | 56.66 | 59.05 | 49.78 | 49.94 | 52.53 | 48.92
7214 | 39.17 | 44.14 | 36.6 | 39.17 | 44.14 | 36.6 | 39.17 | 44.14 | 36.6 | 39.17 | 44.14 | 36.6 | 39.88 | 46.68 | 36.6 | 39.88 | 46.68 | 36.6 | 39.17 | 44.14 | 36.6 | 39.17 | 44.14 | 36.6 | 39.88 | 46.68 | 36.6 | 41.18 | 53.06 | 55.14 | 40.36 | 52 | 54.04 | 39.17 | 44.14 | 36.6 | 49.76 | 52.35 | 48.74 | 49.76 | 52.35 | 48.74 | 49.76 | 52.35 | 48.74 | 49.76 | 52.35 | 48.74 | 55.34 | 52.45 | 48.74 | 55.34 | 52.45 | 48.84 | 49.76 | 52.35 | 48.74 | 49.76 | 52.35 | 48.74 | 55.34 | 52.45 | 48.74 | 58.53 | 70.61 | 70.77 | 57.37 | 69.2 | 69.36 | 49.76 | 52.35 | 48.74
7215 | 39.18 | 44.15 | 36.62 | 39.18 | 44.15 | 36.62 | 39.89 | 44.15 | 36.62 | 39.89 | 44.15 | 36.62 | 39.89 | 46.7 | 36.62 | 39.89 | 46.7 | 36.62 | 39.18 | 44.15 | 36.62 | 39.18 | 44.15 | 36.62 | 39.89 | 46.7 | 36.62 | 45.7 | 62.87 | 74.85 | 44.79 | 62.87 | 74.02 | 39.89 | 44.15 | 36.62 | 49.77 | 52.36 | 48.75 | 49.77 | 52.36 | 48.75 | 51.26 | 52.36 | 48.75 | 51.26 | 52.36 | 48.75 | 55.35 | 52.47 | 48.75 | 55.35 | 52.47 | 48.85 | 49.77 | 52.36 | 48.75 | 49.77 | 52.36 | 48.75 | 55.35 | 52.47 | 48.75 | 62.34 | 83.16 | 100 | 61.71 | 81.51 | 98.01 | 51.26 | 52.36 | 48.75
7216 | 39.45 | 46.96 | 36.88 | 39.45 | 46.96 | 36.88 | 40.15 | 46.96 | 36.88 | 40.15 | 46.96 | 36.88 | 40.15 | 46.96 | 36.88 | 40.15 | 46.96 | 36.88 | 39.45 | 46.96 | 36.88 | 39.45 | 44.42 | 36.88 | 40.15 | 46.96 | 36.88 | 48.97 | 70.68 | 85.54 | 48.97 | 72.12 | 85.54 | 40.15 | 46.96 | 36.88 | 50.04 | 53.82 | 51.3 | 50.04 | 53.82 | 51.3 | 53.31 | 53.82 | 51.3 | 53.31 | 53.82 | 51.3 | 55.62 | 53.82 | 51.3 | 55.62 | 53.82 | 51.3 | 50.04 | 53.82 | 51.3 | 50.04 | 52.62 | 49.01 | 55.62 | 53.82 | 51.3 | 71.71 | 110 | 111.68 | 72.25 | 110 | 111.11 | 53.31 | 53.82 | 51.3
7217 | 39.97 | 47.48 | 37.4 | 39.97 | 47.48 | 39.02 | 40.68 | 47.48 | 39.02 | 40.68 | 47.48 | 39.02 | 40.68 | 47.48 | 39.02 | 40.68 | 47.48 | 39.02 | 39.97 | 47.48 | 39.02 | 39.97 | 44.95 | 37.4 | 40.68 | 47.48 | 39.02 | 57.4 | 80.98 | 93.19 | 57.4 | 82.63 | 93.19 | 40.68 | 47.48 | 39.02 | 50.56 | 54.43 | 51.61 | 50.56 | 54.43 | 51.61 | 56.14 | 54.43 | 51.61 | 56.14 | 54.43 | 51.61 | 56.14 | 54.43 | 51.61 | 56.14 | 54.43 | 51.61 | 50.56 | 54.43 | 51.61 | 50.56 | 53.15 | 51.61 | 56.14 | 54.43 | 51.61 | 84.29 | 113.46 | 111.68 | 85 | 114.4 | 111.11 | 56.14 | 54.43 | 51.61
7218 | 40.32 | 47.83 | 37.75 | 40.32 | 47.83 | 37.75 | 41.02 | 47.83 | 39.02 | 41.02 | 47.83 | 39.02 | 41.02 | 47.83 | 39.02 | 41.02 | 47.83 | 39.02 | 40.32 | 47.83 | 37.75 | 40.32 | 47.82 | 37.75 | 41.02 | 47.83 | 39.02 | 58.33 | 80.98 | 95.32 | 58.33 | 82.63 | 95.32 | 41.02 | 47.83 | 37.75 | 50.91 | 53.82 | 51.61 | 50.91 | 53.82 | 51.61 | 56.49 | 53.82 | 51.61 | 56.49 | 53.82 | 51.61 | 56.49 | 53.82 | 51.61 | 56.49 | 53.82 | 51.61 | 50.91 | 53.82 | 51.61 | 50.91 | 53.49 | 51.61 | 56.49 | 53.82 | 51.61 | 88.9 | 113.46 | 111.68 | 88.9 | 114.4 | 111.11 | 56.49 | 53.82 | 51.61
7219 | 40.32 | 45.29 | 37.76 | 40.32 | 45.3 | 37.76 | 41.03 | 45.3 | 39.02 | 41.03 | 45.3 | 39.02 | 41.03 | 47.84 | 39.02 | 41.03 | 47.84 | 39.02 | 40.32 | 45.3 | 37.76 | 40.32 | 45.29 | 37.76 | 41.03 | 47.84 | 39.02 | 57.85 | 80.98 | 95.32 | 56.7 | 80.98 | 93.42 | 41.03 | 45.29 | 37.76 | 50.91 | 53.82 | 51.3 | 50.91 | 53.82 | 51.3 | 50.91 | 53.82 | 51.3 | 50.91 | 53.82 | 51.3 | 56.49 | 53.82 | 51.61 | 56.49 | 53.82 | 51.61 | 50.91 | 53.82 | 51.61 | 50.91 | 53.5 | 51.3 | 56.49 | 53.82 | 51.61 | 85 | 113.25 | 111.68 | 85 | 112.12 | 111.11 | 50.91 | 53.82 | 51.3
7220 | 40.09 | 45.06 | 37.52 | 40.09 | 45.06 | 37.52 | 40.8 | 45.06 | 37.52 | 40.8 | 45.06 | 37.52 | 40.8 | 47.6 | 37.52 | 40.8 | 47.6 | 37.52 | 40.09 | 45.06 | 37.52 | 40.09 | 45.06 | 37.52 | 40.8 | 47.6 | 37.52 | 57.35 | 80.98 | 95.32 | 56.21 | 80.98 | 93.42 | 40.8 | 45.06 | 37.52 | 50.68 | 53.37 | 51.3 | 50.68 | 53.37 | 51.3 | 50.68 | 53.37 | 51.3 | 50.68 | 53.37 | 51.3 | 56.26 | 53.37 | 51.3 | 56.26 | 53.37 | 51.3 | 50.68 | 53.37 | 51.3 | 50.68 | 53.27 | 51.3 | 56.26 | 53.37 | 51.3 | 83.31 | 113.25 | 111.68 | 85 | 112.12 | 111.11 | 50.68 | 53.37 | 51.3
7221 | 39.79 | 44.75 | 37.22 | 39.79 | 44.76 | 37.22 | 39.79 | 44.76 | 37.22 | 39.79 | 44.76 | 37.22 | 40.5 | 47.3 | 37.22 | 40.5 | 47.3 | 37.22 | 39.79 | 44.76 | 37.22 | 39.79 | 44.76 | 37.22 | 40.5 | 47.3 | 37.22 | 56.57 | 80.98 | 92.65 | 55.64 | 80.98 | 90.81 | 39.79 | 44.75 | 37.22 | 50.38 | 52.97 | 51.3 | 50.38 | 52.97 | 51.3 | 50.38 | 52.97 | 51.3 | 50.38 | 52.97 | 51.3 | 55.96 | 53.07 | 51.3 | 55.96 | 53.07 | 51.3 | 50.38 | 52.97 | 51.3 | 50.38 | 52.97 | 51.3 | 55.96 | 53.07 | 51.3 | 80.7 | 112.12 | 111.68 | 80.7 | 112.12 | 111.11 | 50.38 | 52.97 | 51.3
7222 | 39.5 | 44.47 | 36.93 | 39.5 | 44.47 | 36.93 | 39.5 | 44.47 | 36.93 | 39.5 | 44.47 | 36.93 | 40.21 | 47.02 | 36.93 | 40.21 | 47.02 | 36.93 | 39.5 | 44.47 | 36.93 | 39.5 | 44.47 | 36.93 | 40.21 | 47.02 | 36.93 | 55.14 | 80.98 | 91.33 | 55.14 | 80.98 | 90.81 | 39.5 | 44.47 | 36.93 | 50.09 | 52.68 | 51.3 | 50.09 | 52.68 | 51.3 | 50.09 | 52.68 | 51.3 | 50.09 | 52.68 | 51.3 | 55.67 | 52.79 | 51.3 | 55.67 | 52.79 | 51.3 | 50.09 | 52.68 | 51.3 | 50.09 | 52.68 | 51.3 | 55.67 | 52.79 | 51.3 | 79.9 | 111.15 | 111.11 | 79.9 | 111.15 | 108.89 | 50.09 | 52.68 | 51.3
7223 | 39 | 43.97 | 36.43 | 39 | 43.97 | 36.43 | 39 | 43.97 | 36.43 | 39 | 43.97 | 36.43 | 39.71 | 46.51 | 36.43 | 39.71 | 46.51 | 36.43 | 39 | 43.97 | 36.43 | 39 | 43.97 | 36.43 | 39.71 | 46.51 | 36.43 | 50.46 | 80.71 | 91.33 | 50.46 | 79.1 | 89.51 | 39 | 43.97 | 36.43 | 49.59 | 52.18 | 48.56 | 49.59 | 52.18 | 48.56 | 49.59 | 52.18 | 48.56 | 49.59 | 52.18 | 48.56 | 55.17 | 52.28 | 48.56 | 55.17 | 52.28 | 48.66 | 49.59 | 52.18 | 48.56 | 49.59 | 52.18 | 48.56 | 55.17 | 52.28 | 48.56 | 76.31 | 111.15 | 111.11 | 76.31 | 108.93 | 108.89 | 49.59 | 52.18 | 48.56
7224 | 38.78 | 43.75 | 36.21 | 38.78 | 43.75 | 36.21 | 38.78 | 43.75 | 36.21 | 38.78 | 43.75 | 36.21 | 39.49 | 46.3 | 36.22 | 39.49 | 46.3 | 36.22 | 38.78 | 43.75 | 36.21 | 38.78 | 43.75 | 36.21 | 39.49 | 46.3 | 36.22 | 54.72 | 74.23 | 83.63 | 53.63 | 74.23 | 81.96 | 38.78 | 43.75 | 36.21 | 49.37 | 51.96 | 48.35 | 49.37 | 51.96 | 48.35 | 49.37 | 51.96 | 48.35 | 49.37 | 51.96 | 48.35 | 54.95 | 52.07 | 48.35 | 54.95 | 52.07 | 48.45 | 49.37 | 51.96 | 48.35 | 49.37 | 51.96 | 48.35 | 54.95 | 52.07 | 48.35 | 77.06 | 107.13 | 111.11 | 77.06 | 104.99 | 108.89 | 49.37 | 51.96 | 48.35
7225 | 38.47 | 43.44 | 35.91 | 38.47 | 43.44 | 35.91 | 38.47 | 43.44 | 35.91 | 38.47 | 43.44 | 35.91 | 39.18 | 45.99 | 35.91 | 39.18 | 45.99 | 35.91 | 38.47 | 43.44 | 35.91 | 38.47 | 43.44 | 35.91 | 39.18 | 45.99 | 35.91 | 42.47 | 74.22 | 83.62 | 41.63 | 74.22 | 81.95 | 38.47 | 43.44 | 35.91 | 49.06 | 51.65 | 48.04 | 49.06 | 51.65 | 48.04 | 49.06 | 51.65 | 48.04 | 49.06 | 51.65 | 48.04 | 54.64 | 51.76 | 48.04 | 54.64 | 51.76 | 48.14 | 49.06 | 51.65 | 48.04 | 49.06 | 51.65 | 48.04 | 54.64 | 51.76 | 48.04 | 64.82 | 107.13 | 111.11 | 64.82 | 104.99 | 108.89 | 49.06 | 51.65 | 48.04
7226 | 38.32 | 43.29 | 35.75 | 38.32 | 43.29 | 35.75 | 38.32 | 43.29 | 35.75 | 38.32 | 43.29 | 35.75 | 39.03 | 45.83 | 35.75 | 39.03 | 45.83 | 35.75 | 38.32 | 43.29 | 35.75 | 38.32 | 43.29 | 35.75 | 39.03 | 45.83 | 35.75 | 42.43 | 70.66 | 82.78 | 41.63 | 70.66 | 81.13 | 38.32 | 43.29 | 35.75 | 48.91 | 51.5 | 47.98 | 48.91 | 51.5 | 47.98 | 48.91 | 51.5 | 47.98 | 48.91 | 51.5 | 47.98 | 54.49 | 51.6 | 47.98 | 54.49 | 51.6 | 47.98 | 48.91 | 51.5 | 47.88 | 48.91 | 51.5 | 47.88 | 54.49 | 51.6 | 47.98 | 61.65 | 107.13 | 111.11 | 61.65 | 104.99 | 108.89 | 48.91 | 51.5 | 47.98
7227 | 38.31 | 43.28 | 35.74 | 38.31 | 43.28 | 35.74 | 38.31 | 43.28 | 35.74 | 38.31 | 43.28 | 35.74 | 39.02 | 45.81 | 35.74 | 39.02 | 45.82 | 35.74 | 38.31 | 43.28 | 35.74 | 38.31 | 43.28 | 35.74 | 39.02 | 45.81 | 35.74 | 42.05 | 63.1 | 81.96 | 41.63 | 63.1 | 80.32 | 38.31 | 43.28 | 35.74 | 48.9 | 51.49 | 49.06 | 48.9 | 51.49 | 49.06 | 48.9 | 51.49 | 49.06 | 48.9 | 51.49 | 49.06 | 54.48 | 51.59 | 49.06 | 54.48 | 51.59 | 49.06 | 48.9 | 51.49 | 47.88 | 48.9 | 51.49 | 47.88 | 54.48 | 51.59 | 49.06 | 61.34 | 105 | 110 | 61.34 | 102.9 | 107.8 | 48.9 | 51.49 | 49.06
7228 | 38.65 | 43.62 | 36.08 | 38.65 | 43.62 | 36.08 | 38.65 | 43.62 | 36.08 | 38.65 | 43.62 | 36.08 | 39.36 | 46.15 | 36.08 | 39.36 | 46.16 | 36.08 | 38.65 | 43.62 | 36.08 | 38.65 | 43.62 | 36.08 | 39.36 | 46.15 | 36.08 | 41.63 | 63.1 | 81.96 | 41.63 | 63.1 | 80.32 | 38.65 | 43.62 | 36.08 | 49.24 | 51.93 | 51.3 | 49.24 | 51.93 | 51.3 | 49.24 | 51.93 | 51.3 | 49.24 | 51.93 | 51.3 | 54.82 | 51.93 | 51.3 | 54.82 | 51.93 | 51.3 | 49.24 | 51.83 | 48.22 | 49.24 | 51.83 | 48.22 | 54.82 | 51.93 | 51.3 | 61.65 | 103.95 | 109.99 | 61.65 | 101.87 | 107.79 | 49.24 | 51.93 | 51.3
7229 | 39.4 | 44.37 | 36.84 | 39.4 | 44.37 | 39.85 | 39.4 | 44.37 | 39.85 | 39.4 | 44.37 | 39.85 | 40.11 | 46.91 | 39.85 | 40.11 | 46.92 | 39.85 | 39.4 | 44.37 | 36.84 | 39.4 | 44.37 | 36.84 | 40.11 | 46.91 | 39.85 | 41.75 | 63.74 | 83.62 | 42.17 | 65.03 | 81.95 | 39.4 | 44.37 | 39.85 | 49.99 | 53.4 | 53.17 | 49.99 | 53.4 | 53.17 | 49.99 | 53.4 | 53.17 | 49.99 | 53.4 | 53.17 | 55.57 | 53.4 | 53.17 | 55.57 | 53.4 | 53.17 | 49.99 | 52.58 | 48.97 | 49.99 | 52.58 | 48.97 | 55.57 | 53.4 | 53.17 | 63.22 | 107.13 | 111.11 | 63.22 | 107.13 | 108.89 | 49.99 | 53.4 | 53.17
7230 | 40.29 | 47.81 | 39.02 | 40.29 | 47.81 | 77.11 | 41 | 47.81 | 77.11 | 41 | 47.81 | 77.11 | 41 | 47.81 | 73.02 | 41 | 47.81 | 73.02 | 40.29 | 45.26 | 37.73 | 40.29 | 45.26 | 37.73 | 41 | 47.81 | 73.02 | 55.64 | 79.1 | 83.63 | 56.77 | 80.71 | 83.63 | 41 | 47.81 | 77.11 | 50.88 | 75 | 79.85 | 50.88 | 75 | 79.85 | 56.46 | 75 | 79.85 | 56.46 | 75 | 79.85 | 56.46 | 75 | 79.85 | 56.46 | 75 | 79.85 | 50.88 | 53.47 | 49.86 | 50.88 | 53.47 | 49.86 | 56.46 | 75 | 79.85 | 79.9 | 107.13 | 111.11 | 81.52 | 107.13 | 111.11 | 56.46 | 75 | 79.85
7231 | 40.88 | 73.9 | 77.92 | 40.88 | 73.9 | 77.92 | 45.72 | 73.9 | 81.94 | 45.72 | 73.9 | 81.94 | 41.59 | 73.9 | 77.61 | 41.59 | 73.9 | 77.61 | 40.88 | 45.85 | 38.31 | 40.88 | 45.85 | 38.31 | 41.59 | 73.9 | 73.02 | 56.26 | 80.58 | 83.63 | 57.4 | 80.98 | 83.63 | 45.72 | 73.9 | 77.92 | 51.47 | 96.13 | 100.76 | 51.47 | 96.13 | 100.76 | 68.09 | 96.13 | 100.76 | 68.09 | 96.13 | 100.76 | 57.05 | 87.66 | 100.76 | 57.05 | 87.66 | 100.76 | 51.47 | 54.06 | 50.45 | 51.47 | 54.06 | 50.45 | 57.05 | 87.66 | 94.81 | 83.31 | 111.15 | 111.11 | 85 | 111.15 | 111.11 | 68.09 | 96.13 | 100.76
7232 | 41.77 | 74.79 | 80.69 | 41.77 | 74.79 | 80.69 | 45.72 | 74.79 | 81.94 | 45.72 | 74.79 | 81.94 | 41.77 | 74.79 | 81.12 | 41.77 | 74.79 | 81.12 | 41.06 | 49.74 | 39.85 | 41.06 | 49.74 | 39.85 | 41.77 | 74.79 | 77.89 | 56.57 | 80.58 | 83.63 | 57.4 | 80.98 | 83.63 | 45.72 | 74.79 | 80.69 | 57.23 | 97.24 | 102.71 | 57.23 | 97.24 | 102.71 | 71.52 | 97.24 | 102.71 | 71.52 | 97.24 | 102.71 | 57.23 | 93.17 | 95.65 | 57.23 | 93.17 | 95.65 | 51.65 | 54.24 | 51.61 | 51.65 | 54.24 | 51.61 | 57.23 | 93.17 | 90 | 84.29 | 107.13 | 111.11 | 85 | 108.21 | 111.11 | 71.52 | 97.24 | 102.71
7233 | 41.7 | 74.71 | 81.96 | 41.7 | 74.71 | 81.96 | 45.72 | 74.71 | 81.96 | 45.72 | 74.71 | 81.96 | 41.7 | 74.71 | 77.89 | 41.7 | 74.71 | 77.89 | 40.99 | 74.71 | 77.89 | 40.99 | 49.75 | 70.53 | 41.7 | 74.71 | 77.89 | 56.57 | 78.31 | 82.78 | 57.35 | 79.9 | 82.78 | 45.72 | 74.71 | 81.96 | 57.16 | 97.17 | 105.44 | 57.16 | 97.17 | 105.44 | 71.52 | 97.17 | 105.44 | 71.52 | 97.17 | 105.44 | 57.16 | 93.17 | 94.81 | 57.16 | 93.17 | 94.81 | 51.58 | 93.17 | 51.61 | 51.58 | 93.17 | 51.61 | 57.16 | 93.17 | 94.81 | 84.29 | 103.95 | 110 | 85 | 103.95 | 107.8 | 71.52 | 97.17 | 105.44
7234 | 41.62 | 61.26 | 77.11 | 41.62 | 61.26 | 77.11 | 45.98 | 61.26 | 77.11 | 45.98 | 61.26 | 77.11 | 41.62 | 58.24 | 72.55 | 41.62 | 58.24 | 72.55 | 40.91 | 58.24 | 72.55 | 40.91 | 49.74 | 39.85 | 41.62 | 58.24 | 72.55 | 56.57 | 60.64 | 75.55 | 56.57 | 61.88 | 77.88 | 45.98 | 61.26 | 77.11 | 57.08 | 82.97 | 85.71 | 57.08 | 82.97 | 85.71 | 68.78 | 82.97 | 85.71 | 68.78 | 82.97 | 85.71 | 57.08 | 78.07 | 80.59 | 57.08 | 78.07 | 80.59 | 51.5 | 78.07 | 80.59 | 51.5 | 78.07 | 51.61 | 57.08 | 78.07 | 80.59 | 79.9 | 82.14 | 84.85 | 81.52 | 83.81 | 86.57 | 68.78 | 82.97 | 85.71
7235 | 41.47 | 60.53 | 77.11 | 41.47 | 60.53 | 77.11 | 43.45 | 60.53 | 77.11 | 43.45 | 60.53 | 77.11 | 41.47 | 57.54 | 63.73 | 41.47 | 57.54 | 63.73 | 40.76 | 57.54 | 63.73 | 40.76 | 49.74 | 39.85 | 41.47 | 57.54 | 63.73 | 45.7 | 59.92 | 66.37 | 45.7 | 61.14 | 76.34 | 43.45 | 60.53 | 77.11 | 56.93 | 77.7 | 82.22 | 56.93 | 77.7 | 82.22 | 56.93 | 77.7 | 82.22 | 56.93 | 77.7 | 82.22 | 56.93 | 72.89 | 79.76 | 56.93 | 72.89 | 79.76 | 51.35 | 72.89 | 79.76 | 51.35 | 53.94 | 51.61 | 56.93 | 72.89 | 79.76 | 61.65 | 76.92 | 81.4 | 62.9 | 78.48 | 83.05 | 56.93 | 77.7 | 82.22
7236 | 41.31 | 57.44 | 77.11 | 41.31 | 57.44 | 77.11 | 41.31 | 57.44 | 77.11 | 41.31 | 57.44 | 77.11 | 41.31 | 56.85 | 62.46 | 41.31 | 56.85 | 62.46 | 40.6 | 56.85 | 62.46 | 40.6 | 45.61 | 39.85 | 41.31 | 56.85 | 62.46 | 42.43 | 58.02 | 65.04 | 42.95 | 59.2 | 77.89 | 41.31 | 57.44 | 77.11 | 56.77 | 73.59 | 80.59 | 56.77 | 73.59 | 80.59 | 56.77 | 73.59 | 80.59 | 56.77 | 73.59 | 80.59 | 56.77 | 70.64 | 79.76 | 56.77 | 70.64 | 79.76 | 56.77 | 70.64 | 79.76 | 51.19 | 53.78 | 51.61 | 56.77 | 70.64 | 79.76 | 61.65 | 74.33 | 81.4 | 62.9 | 75.84 | 81.4 | 56.77 | 73.59 | 80.59
7237 | 41.25 | 57.44 | 77.11 | 41.25 | 57.44 | 77.11 | 41.25 | 57.44 | 77.11 | 41.25 | 57.44 | 77.11 | 41.25 | 56.85 | 62.46 | 41.25 | 56.85 | 62.46 | 40.54 | 56.85 | 62.46 | 40.54 | 45.51 | 39.85 | 41.25 | 56.85 | 62.46 | 42.43 | 58.02 | 65.04 | 42.95 | 59.2 | 77.89 | 41.25 | 57.44 | 77.11 | 56.71 | 73.59 | 83.08 | 56.71 | 73.59 | 83.08 | 56.71 | 73.59 | 83.08 | 56.71 | 73.59 | 83.08 | 56.71 | 70.64 | 79.76 | 56.71 | 70.64 | 79.76 | 56.71 | 70.64 | 79.76 | 51.13 | 53.72 | 51.61 | 56.71 | 70.64 | 79.76 | 61.65 | 74.33 | 81.4 | 62.9 | 75.84 | 83.92 | 56.71 | 73.59 | 83.08
7238 | 41.2 | 60.55 | 79.47 | 41.2 | 60.55 | 79.47 | 43.45 | 60.55 | 79.47 | 43.45 | 60.55 | 79.47 | 41.2 | 57.55 | 72.27 | 41.2 | 57.55 | 72.27 | 41.2 | 57.55 | 72.27 | 40.5 | 45.47 | 39.85 | 41.2 | 57.55 | 72.27 | 45.63 | 59.92 | 75.26 | 45.7 | 61.16 | 80.28 | 43.45 | 60.55 | 79.47 | 56.67 | 81.99 | 86.78 | 56.67 | 81.99 | 86.78 | 60.4 | 81.99 | 86.78 | 60.4 | 81.99 | 86.78 | 56.67 | 76.36 | 80.59 | 56.67 | 76.36 | 80.59 | 56.67 | 76.36 | 80.59 | 51.09 | 53.67 | 51.61 | 56.67 | 76.36 | 80.59 | 61.65 | 81.16 | 83.33 | 62.9 | 82.82 | 87.65 | 60.4 | 81.99 | 88.54
7239 | 41.14 | 74.16 | 83.62 | 41.14 | 74.16 | 83.62 | 45.72 | 74.16 | 83.62 | 45.72 | 74.16 | 83.62 | 41.14 | 71.25 | 80.3 | 41.14 | 71.25 | 80.3 | 41.14 | 71.25 | 80.3 | 40.44 | 45.41 | 39.85 | 41.14 | 71.25 | 80.3 | 56.13 | 76.49 | 82.78 | 57.27 | 78.04 | 84.46 | 45.72 | 74.16 | 83.62 | 56.6 | 98.21 | 108.68 | 56.6 | 98.21 | 108.68 | 71.52 | 98.21 | 108.68 | 71.52 | 98.21 | 108.68 | 56.6 | 86.66 | 103.5 | 56.6 | 86.66 | 103.5 | 56.6 | 86.66 | 103.5 | 51.02 | 53.61 | 51.61 | 56.6 | 86.66 | 103.5 | 79.9 | 102.29 | 109.77 | 81.52 | 104.38 | 110.92 | 71.52 | 98.21 | 108.68
7240 | 41.18 | 77.36 | 90 | 41.18 | 77.36 | 90 | 52.18 | 77.36 | 90 | 52.18 | 77.36 | 90 | 41.18 | 77.36 | 88.08 | 41.18 | 77.36 | 88.08 | 41.18 | 77.36 | 88.08 | 40.47 | 45.44 | 39.85 | 41.18 | 77.36 | 88.08 | 56.26 | 80.58 | 90.81 | 57.4 | 82.23 | 91.72 | 52.18 | 77.36 | 90 | 56.64 | 98.21 | 108.87 | 56.64 | 98.21 | 108.87 | 73.76 | 98.21 | 108.87 | 73.76 | 99.41 | 108.87 | 56.64 | 97.18 | 103.5 | 56.64 | 97.18 | 103.5 | 56.64 | 97.18 | 103.5 | 51.06 | 53.65 | 51.61 | 56.64 | 97.18 | 103.5 | 86.62 | 111 | 109.97 | 88.39 | 113.25 | 112.21 | 73.76 | 98.21 | 108.87
7241 | 41.53 | 81.62 | 101.85 | 41.53 | 81.62 | 101.85 | 52.18 | 81.62 | 101.85 | 52.18 | 81.63 | 101.85 | 41.53 | 81.42 | 90.81 | 41.53 | 81.42 | 90.81 | 41.53 | 81.42 | 90.81 | 40.82 | 45.79 | 43.81 | 41.53 | 81.42 | 90.81 | 71.04 | 100.12 | 101.87 | 71.04 | 102.16 | 103.95 | 52.18 | 81.62 | 101.85 | 56.99 | 102.88 | 108.87 | 56.99 | 102.88 | 108.87 | 81.63 | 102.88 | 108.87 | 81.63 | 102.88 | 108.87 | 56.99 | 97.18 | 103.5 | 56.99 | 97.18 | 103.5 | 56.99 | 97.18 | 103.5 | 51.41 | 54 | 51.61 | 56.99 | 97.18 | 103.5 | 120.07 | 115.44 | 109.97 | 122.51 | 117.79 | 112.21 | 81.63 | 102.88 | 108.87
7242 | 41.92 | 81.42 | 101.85 | 41.92 | 81.42 | 101.85 | 46.28 | 81.42 | 101.85 | 46.28 | 81.42 | 101.85 | 41.92 | 81.42 | 82.78 | 41.92 | 81.42 | 82.78 | 41.92 | 81.42 | 82.78 | 41.21 | 46.18 | 43.81 | 41.92 | 81.42 | 82.78 | 74.69 | 100.12 | 101.85 | 76.2 | 102.16 | 103.93 | 46.28 | 81.42 | 101.85 | 57.38 | 98.49 | 108.87 | 57.38 | 98.49 | 108.87 | 73.76 | 98.49 | 108.87 | 73.76 | 98.49 | 108.87 | 57.38 | 97.18 | 101.1 | 57.38 | 97.18 | 101.1 | 57.38 | 97.18 | 101.1 | 51.8 | 54.39 | 51.61 | 57.38 | 97.18 | 101.1 | 129.52 | 114.31 | 107.45 | 132.15 | 116.64 | 111.11 | 73.76 | 98.49 | 108.87
7243 | 41.64 | 74.93 | 87.63 | 41.64 | 74.93 | 87.63 | 45.72 | 74.93 | 87.63 | 45.72 | 74.93 | 87.63 | 41.64 | 74.93 | 82.78 | 41.64 | 74.93 | 82.78 | 41.64 | 74.93 | 82.78 | 40.93 | 45.9 | 38.36 | 41.64 | 74.93 | 82.78 | 61.62 | 82.22 | 86.74 | 62.24 | 83.9 | 88.51 | 45.72 | 74.93 | 87.63 | 57.1 | 98.21 | 108.68 | 57.1 | 98.21 | 108.68 | 67.41 | 98.21 | 108.68 | 67.41 | 98.49 | 108.68 | 57.1 | 91.44 | 80.59 | 57.1 | 91.44 | 80.59 | 57.1 | 91.44 | 80.59 | 51.52 | 54.11 | 51.61 | 57.1 | 91.44 | 80.59 | 96.09 | 107.15 | 85.65 | 97.06 | 109.34 | 109.77 | 67.41 | 98.21 | 108.68
7244 | 41.2 | 74.21 | 83.05 | 41.2 | 74.21 | 83.05 | 41.2 | 74.21 | 83.05 | 41.2 | 74.21 | 83.05 | 41.2 | 74.21 | 81.4 | 41.2 | 74.21 | 81.4 | 40.49 | 74.21 | 81.4 | 40.49 | 45.46 | 37.92 | 41.2 | 74.21 | 81.4 | 56.41 | 78.55 | 82.22 | 56.41 | 79.37 | 83.89 | 41.2 | 74.21 | 83.05 | 56.66 | 96.67 | 107.67 | 56.66 | 96.67 | 107.67 | 61.49 | 96.67 | 107.67 | 61.49 | 96.67 | 107.67 | 56.66 | 91.44 | 80.59 | 56.66 | 91.44 | 80.59 | 56.66 | 91.44 | 80.59 | 51.08 | 53.67 | 50.06 | 56.66 | 91.44 | 80.59 | 83.45 | 97.18 | 85.65 | 84.29 | 102.88 | 108.76 | 61.49 | 96.67 | 107.67
7245 | 40.86 | 73.88 | 81.43 | 40.86 | 73.88 | 81.43 | 40.86 | 73.88 | 81.43 | 40.86 | 73.88 | 81.43 | 40.86 | 73.88 | 77.89 | 40.86 | 73.88 | 77.89 | 40.16 | 73.88 | 77.89 | 40.16 | 45.13 | 37.59 | 40.86 | 73.88 | 77.89 | 56.26 | 74.63 | 80.6 | 56.26 | 76.15 | 82.25 | 40.86 | 73.88 | 81.43 | 56.33 | 91.44 | 101.81 | 56.33 | 91.44 | 101.81 | 56.33 | 91.44 | 101.81 | 56.33 | 91.44 | 101.81 | 56.33 | 91.44 | 94.09 | 56.33 | 91.44 | 94.09 | 56.33 | 91.44 | 94.09 | 50.75 | 53.33 | 49.72 | 56.33 | 91.44 | 94.09 | 80.71 | 92.36 | 95.04 | 80.71 | 94.25 | 102.84 | 56.33 | 91.44 | 101.81
7246 | 39.87 | 47.39 | 79.5 | 39.87 | 47.39 | 79.5 | 39.87 | 47.39 | 79.5 | 39.87 | 47.39 | 79.5 | 40.57 | 47.39 | 77.89 | 40.57 | 47.39 | 77.89 | 39.87 | 47.39 | 77.89 | 39.87 | 44.83 | 37.3 | 40.57 | 47.39 | 77.89 | 53.63 | 72.94 | 78.7 | 53.63 | 71.49 | 80.3 | 39.87 | 47.39 | 79.5 | 56.03 | 77.51 | 101.52 | 56.03 | 77.51 | 101.52 | 56.03 | 77.51 | 101.52 | 56.03 | 77.51 | 101.52 | 56.03 | 77.51 | 51.61 | 56.03 | 77.51 | 51.61 | 50.46 | 77.51 | 51.61 | 50.46 | 53.04 | 49.43 | 56.03 | 77.51 | 51.61 | 77.52 | 91.44 | 100.76 | 77.52 | 93.31 | 102.54 | 56.03 | 77.51 | 101.52
7247 | 39.4 | 46.91 | 77.92 | 39.4 | 46.91 | 77.92 | 39.4 | 46.91 | 77.92 | 39.4 | 46.91 | 77.92 | 40.11 | 46.91 | 77.11 | 40.11 | 46.91 | 77.11 | 39.4 | 46.91 | 77.11 | 39.4 | 44.37 | 36.83 | 40.11 | 46.91 | 77.11 | 49.89 | 66.78 | 78.7 | 48.89 | 65.44 | 78.7 | 39.4 | 46.91 | 77.92 | 49.99 | 53.82 | 81.63 | 49.99 | 53.82 | 81.63 | 49.99 | 53.82 | 81.63 | 49.99 | 53.82 | 81.63 | 55.57 | 53.82 | 50.23 | 55.57 | 53.82 | 50.23 | 49.99 | 53.82 | 50.23 | 49.99 | 52.58 | 48.96 | 55.57 | 53.82 | 50.23 | 70.29 | 92.11 | 84.14 | 70.29 | 90.26 | 82.46 | 49.99 | 53.82 | 81.63
7248 | 38.98 | 43.95 | 72.29 | 38.98 | 43.95 | 72.29 | 38.98 | 43.95 | 72.29 | 38.98 | 43.95 | 72.29 | 39.69 | 46.49 | 72.29 | 39.69 | 46.49 | 72.29 | 38.98 | 43.95 | 72.29 | 38.98 | 43.95 | 36.41 | 39.69 | 46.49 | 72.29 | 45.58 | 65.16 | 73.02 | 44.67 | 47.56 | 73.02 | 38.98 | 43.95 | 72.29 | 49.57 | 52.26 | 51.3 | 49.57 | 52.26 | 51.3 | 49.57 | 52.26 | 51.3 | 49.57 | 52.26 | 51.3 | 55.15 | 52.26 | 48.64 | 55.15 | 52.26 | 48.64 | 49.57 | 52.26 | 48.64 | 49.57 | 52.16 | 48.54 | 55.15 | 52.26 | 48.64 | 67.47 | 83.85 | 50.78 | 66.12 | 82.03 | 50.78 | 49.57 | 52.26 | 53.17
7249 | 38.74 | 43.71 | 37.11 | 38.74 | 43.71 | 37.11 | 38.74 | 43.71 | 37.11 | 38.74 | 43.71 | 37.11 | 39.45 | 46.25 | 37.11 | 39.45 | 46.25 | 37.11 | 38.74 | 43.71 | 37.11 | 38.74 | 43.7 | 36.17 | 39.45 | 46.25 | 37.11 | 40.07 | 46.72 | 37.48 | 39.27 | 44.15 | 37.48 | 38.74 | 43.71 | 37.11 | 49.33 | 52.02 | 50.29 | 49.33 | 52.02 | 50.29 | 49.33 | 52.02 | 50.29 | 49.33 | 52.02 | 50.29 | 54.91 | 52.02 | 48.3 | 54.91 | 52.02 | 48.3 | 49.33 | 52.02 | 48.3 | 49.33 | 51.92 | 48.3 | 54.91 | 52.02 | 48.3 | 65.16 | 54.03 | 48.79 | 63.86 | 52.95 | 49.79 | 49.33 | 52.02 | 53.17
7250 | 38.62 | 43.59 | 36.05 | 38.62 | 43.59 | 36.05 | 38.62 | 43.59 | 36.05 | 38.62 | 43.59 | 36.05 | 39.33 | 46.13 | 36.05 | 39.33 | 46.13 | 36.05 | 38.62 | 43.59 | 36.05 | 38.62 | 43.59 | 36.05 | 39.33 | 46.13 | 36.05 | 39.81 | 45.67 | 35.69 | 39.01 | 44.03 | 35.69 | 38.62 | 43.59 | 36.05 | 49.21 | 51.91 | 48.19 | 49.21 | 51.91 | 48.19 | 49.21 | 51.91 | 48.19 | 49.21 | 51.91 | 48.19 | 54.79 | 51.91 | 48.19 | 54.79 | 51.91 | 48.19 | 49.21 | 51.91 | 48.19 | 49.21 | 51.8 | 48.19 | 54.79 | 51.91 | 48.19 | 56.01 | 52.43 | 46.21 | 54.89 | 52.43 | 47.15 | 49.21 | 51.91 | 53.17
7251 | 38.63 | 43.59 | 36.06 | 38.63 | 43.59 | 36.06 | 38.63 | 43.59 | 36.06 | 38.63 | 43.59 | 36.06 | 39.33 | 46.13 | 36.06 | 39.33 | 46.14 | 36.06 | 38.63 | 43.59 | 36.06 | 38.63 | 43.59 | 36.06 | 39.33 | 46.13 | 36.06 | 39.81 | 45.68 | 35.7 | 39.02 | 44.03 | 35.7 | 38.63 | 43.59 | 36.06 | 49.22 | 51.8 | 48.19 | 49.22 | 51.8 | 48.19 | 49.22 | 51.8 | 48.19 | 49.22 | 51.8 | 48.19 | 54.8 | 51.91 | 48.19 | 54.8 | 51.91 | 48.19 | 49.22 | 51.8 | 48.19 | 49.22 | 51.8 | 48.19 | 54.8 | 51.91 | 48.19 | 56.01 | 52.33 | 44.8 | 54.89 | 52.33 | 45.72 | 49.22 | 51.8 | 63.5
7252 | 38.85 | 43.82 | 36.28 | 38.85 | 43.82 | 36.28 | 38.85 | 43.82 | 36.28 | 38.85 | 43.82 | 36.28 | 39.56 | 46.35 | 36.28 | 39.56 | 46.36 | 36.28 | 38.85 | 43.82 | 36.28 | 38.85 | 43.82 | 36.28 | 39.56 | 46.35 | 36.28 | 39.96 | 45.9 | 34.42 | 39.24 | 44.26 | 35.92 | 38.85 | 43.82 | 36.74 | 49.44 | 52.13 | 48.42 | 49.44 | 52.13 | 48.42 | 49.44 | 52.13 | 48.42 | 49.44 | 52.13 | 48.42 | 55.02 | 52.13 | 48.42 | 55.02 | 52.13 | 48.42 | 49.44 | 52.13 | 48.42 | 49.44 | 52.03 | 48.42 | 55.02 | 52.13 | 48.42 | 54.95 | 51.61 | 44.8 | 53.85 | 52.66 | 45.72 | 49.44 | 52.13 | 64.79
7253 | 39.36 | 45.02 | 36.79 | 39.36 | 45.02 | 36.79 | 39.36 | 45.02 | 36.79 | 39.36 | 45.02 | 36.79 | 40.06 | 46.87 | 36.79 | 40.06 | 46.87 | 36.79 | 39.36 | 45.02 | 36.79 | 39.36 | 44.32 | 36.79 | 40.06 | 46.87 | 36.79 | 40.47 | 46.4 | 34.42 | 39.75 | 45.47 | 36.42 | 39.36 | 45.02 | 77.11 | 49.95 | 52.64 | 48.92 | 49.95 | 52.64 | 48.92 | 49.95 | 52.64 | 48.92 | 49.95 | 52.64 | 48.92 | 55.53 | 52.64 | 48.92 | 55.53 | 52.64 | 48.92 | 49.95 | 52.64 | 48.92 | 49.95 | 52.53 | 48.92 | 55.53 | 52.64 | 48.92 | 56.01 | 52.11 | 44.8 | 54.89 | 53.17 | 45.72 | 49.95 | 76.92 | 90
7254 | 40.97 | 47.77 | 39.02 | 40.97 | 47.77 | 39.02 | 40.97 | 47.77 | 39.02 | 40.97 | 47.77 | 39.02 | 40.97 | 47.77 | 37.69 | 40.97 | 47.77 | 37.69 | 40.26 | 47.77 | 37.69 | 40.26 | 45.23 | 37.69 | 40.97 | 47.77 | 37.69 | 41.38 | 48.25 | 35.75 | 41.38 | 48.25 | 38.63 | 40.97 | 47.77 | 77.11 | 50.85 | 53.54 | 49.82 | 50.85 | 53.54 | 49.82 | 50.85 | 53.54 | 49.82 | 50.85 | 53.54 | 49.82 | 56.43 | 53.54 | 49.82 | 56.43 | 53.54 | 49.82 | 50.85 | 53.54 | 49.82 | 50.85 | 53.44 | 49.82 | 56.43 | 53.54 | 49.82 | 61.77 | 53.01 | 46.21 | 60.53 | 54.08 | 49.33 | 50.85 | 90 | 90
7255 | 41.53 | 54.27 | 79.5 | 41.53 | 54.27 | 79.5 | 41.53 | 54.27 | 79.5 | 41.53 | 54.27 | 79.5 | 41.53 | 54.27 | 38.25 | 41.53 | 54.27 | 38.25 | 41.53 | 54.27 | 38.25 | 40.82 | 45.79 | 38.25 | 41.53 | 54.27 | 38.25 | 54.14 | 53.73 | 37.87 | 53.06 | 54.82 | 78.7 | 45.72 | 65.31 | 79.5 | 56.99 | 54.1 | 51.3 | 56.99 | 54.1 | 51.3 | 56.99 | 54.1 | 51.3 | 56.99 | 54.1 | 51.3 | 56.99 | 54.1 | 50.38 | 56.99 | 54.1 | 50.38 | 56.99 | 54.1 | 50.38 | 51.41 | 54 | 50.38 | 56.99 | 54.1 | 50.38 | 76.73 | 53.56 | 46.21 | 76.1 | 54.65 | 50.78 | 73.76 | 98.21 | 107.67
7256 | 41.75 | 50.52 | 77.46 | 41.75 | 50.52 | 77.46 | 41.75 | 50.52 | 77.46 | 41.75 | 50.52 | 77.46 | 41.75 | 50.52 | 38.47 | 41.75 | 50.52 | 38.47 | 41.75 | 50.52 | 38.47 | 41.04 | 46.02 | 38.47 | 41.75 | 50.52 | 38.47 | 42.17 | 50.02 | 36.53 | 42.17 | 51.03 | 76.68 | 45.72 | 65.31 | 77.46 | 57.21 | 54.33 | 51.3 | 57.21 | 54.33 | 51.3 | 57.21 | 54.33 | 51.3 | 57.21 | 54.33 | 51.3 | 57.21 | 54.33 | 50.61 | 57.21 | 54.33 | 50.61 | 57.21 | 54.33 | 50.61 | 51.63 | 54.22 | 50.61 | 57.21 | 54.33 | 50.61 | 76.73 | 53.78 | 44.8 | 75.19 | 54.87 | 45.72 | 73.76 | 98.21 | 107.67
7257 | 41.65 | 48.46 | 39.02 | 41.65 | 48.46 | 39.02 | 41.65 | 48.46 | 39.02 | 41.65 | 48.46 | 39.02 | 41.65 | 48.46 | 38.37 | 41.65 | 48.46 | 38.37 | 41.65 | 48.46 | 38.37 | 40.94 | 45.93 | 38.37 | 41.65 | 48.46 | 38.37 | 42.07 | 47.98 | 35.99 | 42.07 | 48.95 | 38.63 | 45.72 | 48.47 | 75.06 | 57.11 | 54.23 | 50.51 | 57.11 | 54.23 | 50.51 | 57.11 | 54.23 | 50.51 | 57.11 | 54.23 | 50.51 | 57.11 | 54.23 | 50.51 | 57.11 | 54.23 | 50.51 | 57.11 | 54.23 | 50.51 | 51.53 | 54.12 | 50.51 | 57.11 | 54.23 | 50.51 | 73.1 | 53.68 | 44.8 | 71.64 | 54.77 | 45.72 | 73.76 | 97.73 | 107.67
7258 | 41.52 | 48.32 | 38.24 | 41.52 | 48.32 | 38.24 | 41.52 | 48.32 | 38.24 | 41.52 | 48.32 | 38.24 | 41.52 | 48.32 | 38.24 | 41.52 | 48.32 | 36.59 | 41.52 | 48.32 | 38.24 | 40.81 | 45.78 | 38.24 | 41.52 | 48.32 | 38.24 | 41.59 | 47.84 | 34.09 | 41.94 | 48.81 | 35.14 | 41.52 | 48.32 | 70.53 | 56.79 | 54.09 | 50.37 | 56.79 | 54.09 | 50.37 | 56.79 | 54.09 | 50.37 | 56.79 | 54.09 | 50.37 | 56.98 | 54.09 | 50.37 | 56.98 | 54.09 | 47.16 | 56.79 | 54.09 | 50.37 | 51.4 | 53.99 | 50.37 | 56.98 | 54.09 | 50.37 | 57.37 | 52.48 | 43.9 | 57.37 | 53.55 | 44.8 | 56.79 | 91.44 | 105.44
7259 | 40.65 | 48.16 | 38.08 | 40.65 | 48.16 | 38.08 | 40.65 | 48.16 | 38.08 | 40.65 | 48.16 | 38.08 | 41.35 | 48.16 | 38.08 | 41.35 | 48.16 | 36.59 | 40.65 | 48.16 | 38.08 | 40.65 | 45.62 | 38.08 | 41.35 | 48.16 | 38.08 | 40.48 | 47.56 | 33.4 | 40.89 | 47.68 | 34.42 | 40.65 | 48.16 | 70.53 | 54.57 | 53.83 | 50.21 | 54.57 | 53.83 | 50.21 | 54.57 | 53.83 | 50.21 | 54.57 | 53.83 | 50.21 | 56.82 | 53.83 | 50.21 | 56.82 | 53.21 | 47.16 | 54.57 | 53.83 | 50.21 | 51.24 | 53.83 | 50.21 | 56.82 | 53.83 | 50.21 | 56.25 | 48.56 | 43.9 | 55.12 | 50.06 | 44.8 | 54.57 | 90 | 90
7260 | 40.51 | 46.89 | 37.94 | 40.51 | 46.89 | 37.94 | 40.51 | 46.89 | 37.94 | 40.51 | 46.89 | 37.94 | 41.21 | 47.93 | 37.94 | 41.21 | 47.93 | 36.59 | 40.51 | 46.89 | 37.94 | 40.51 | 45.48 | 37.94 | 41.21 | 47.93 | 37.94 | 40.48 | 45.5 | 33.4 | 40.48 | 46.43 | 34.42 | 40.51 | 46.89 | 37.94 | 51.1 | 53.68 | 50.07 | 51.1 | 53.68 | 50.07 | 51.1 | 53.68 | 50.07 | 51.1 | 53.68 | 49.76 | 56.68 | 53.68 | 50.07 | 56.68 | 52.53 | 47.16 | 51.1 | 53.68 | 50.07 | 51.1 | 53.68 | 50.07 | 56.68 | 53.68 | 50.07 | 56.11 | 47.66 | 42.67 | 54.99 | 50.01 | 44.8 | 51.1 | 53.68 | 64.79
7261 | 40.45 | 45.42 | 37.89 | 40.45 | 45.42 | 37.89 | 40.45 | 45.42 | 37.89 | 40.45 | 45.42 | 37.89 | 41.16 | 47.93 | 37.89 | 41.16 | 47.93 | 36.59 | 40.45 | 45.42 | 37.89 | 40.45 | 45.42 | 37.89 | 41.16 | 47.93 | 37.89 | 40.48 | 44.09 | 33.4 | 40.48 | 44.97 | 34.08 | 40.45 | 45.42 | 37.89 | 51.04 | 53.63 | 50.02 | 51.04 | 53.63 | 50.02 | 51.04 | 53.63 | 50.02 | 51.04 | 53.63 | 49.61 | 56.62 | 53.63 | 50.02 | 56.62 | 52.53 | 47.16 | 51.04 | 53.63 | 50.02 | 51.04 | 53.63 | 50.02 | 56.62 | 53.63 | 50.02 | 54.92 | 47.66 | 42.67 | 51.56 | 48.63 | 44.8 | 51.04 | 53.63 | 64.79
7262 | 40.42 | 46.96 | 37.85 | 40.42 | 46.96 | 37.85 | 40.42 | 46.96 | 37.85 | 40.42 | 46.96 | 37.85 | 41.13 | 47.93 | 37.85 | 41.13 | 47.93 | 36.59 | 40.42 | 46.96 | 37.85 | 40.42 | 45.4 | 37.85 | 41.13 | 47.93 | 37.85 | 40.48 | 46.49 | 33.4 | 40.48 | 46.49 | 34.42 | 40.42 | 46.96 | 53.77 | 51.01 | 53.6 | 49.99 | 51.01 | 53.6 | 49.99 | 51.01 | 53.6 | 49.99 | 51.01 | 53.6 | 49.61 | 56.59 | 53.6 | 49.99 | 56.59 | 53.6 | 47.16 | 51.01 | 53.6 | 49.99 | 51.01 | 53.6 | 49.99 | 56.59 | 53.6 | 49.99 | 56.02 | 47.66 | 43.04 | 51.53 | 51.47 | 44.8 | 51.01 | 58.12 | 90
7263 | 40.46 | 47.97 | 37.89 | 40.46 | 47.97 | 37.89 | 40.46 | 47.97 | 37.89 | 40.46 | 47.97 | 37.89 | 41.16 | 47.97 | 37.89 | 41.16 | 47.97 | 37.89 | 40.46 | 47.97 | 37.89 | 40.46 | 45.43 | 37.89 | 41.16 | 47.97 | 37.89 | 40.75 | 47.49 | 33.4 | 40.87 | 47.49 | 34.42 | 40.93 | 47.97 | 53.77 | 51.05 | 53.63 | 50.02 | 51.05 | 53.63 | 50.02 | 51.05 | 53.63 | 50.02 | 51.05 | 53.63 | 49.61 | 56.63 | 53.74 | 50.02 | 56.63 | 53.74 | 47.16 | 51.05 | 53.63 | 50.02 | 51.05 | 53.63 | 50.02 | 56.63 | 53.74 | 50.02 | 56.06 | 51.36 | 43.6 | 54.94 | 53.1 | 44.8 | 54.32 | 58.16 | 90
7264 | 41.29 | 48.1 | 39.02 | 41.29 | 48.1 | 39.02 | 41.29 | 48.1 | 39.02 | 41.29 | 48.1 | 39.02 | 41.29 | 48.1 | 38.02 | 41.29 | 48.1 | 38.02 | 41.29 | 48.1 | 38.02 | 40.59 | 45.57 | 38.02 | 41.29 | 48.1 | 38.02 | 41.71 | 47.62 | 35.17 | 41.71 | 48.59 | 38.63 | 41.29 | 48.1 | 39.82 | 51.18 | 53.82 | 50.15 | 51.18 | 53.82 | 50.15 | 51.18 | 53.82 | 50.15 | 51.18 | 53.82 | 50.15 | 56.76 | 53.87 | 50.15 | 56.76 | 53.87 | 50.15 | 51.18 | 53.82 | 50.15 | 51.18 | 53.77 | 50.15 | 56.76 | 53.87 | 50.15 | 57.33 | 52.95 | 44.8 | 58.5 | 54.03 | 45.72 | 51.18 | 58.36 | 66.92
7265 | 41.61 | 48.42 | 39.02 | 41.61 | 48.42 | 39.02 | 41.61 | 48.42 | 39.02 | 41.61 | 48.42 | 39.02 | 41.61 | 48.42 | 38.33 | 41.61 | 48.42 | 38.33 | 41.61 | 48.42 | 38.33 | 40.9 | 45.87 | 38.33 | 41.61 | 48.42 | 38.33 | 42.03 | 47.93 | 35.17 | 42.03 | 48.9 | 38.63 | 45.72 | 48.42 | 39.82 | 57.07 | 54.18 | 50.47 | 57.07 | 54.18 | 50.47 | 57.07 | 54.18 | 50.47 | 57.07 | 54.18 | 50.47 | 57.07 | 54.18 | 50.47 | 57.07 | 54.18 | 50.47 | 57.07 | 54.18 | 50.47 | 51.49 | 54.08 | 50.47 | 57.07 | 54.18 | 50.47 | 57.65 | 52.95 | 44.8 | 57.65 | 54.03 | 45.72 | 57.07 | 58.76 | 90
7266 | 41.87 | 48.68 | 38.6 | 41.87 | 48.68 | 38.6 | 41.87 | 48.68 | 38.6 | 41.87 | 48.68 | 38.6 | 41.87 | 48.68 | 38.6 | 41.87 | 48.68 | 38.6 | 41.87 | 48.68 | 38.6 | 41.17 | 46.14 | 38.6 | 41.87 | 48.68 | 38.6 | 42.3 | 48.19 | 34.42 | 42.3 | 49.17 | 38.21 | 41.87 | 48.68 | 39.82 | 57.33 | 54.34 | 50.73 | 57.33 | 54.34 | 50.73 | 57.33 | 54.34 | 50.73 | 57.33 | 54.34 | 50.73 | 57.33 | 54.45 | 50.73 | 57.33 | 54.45 | 50.73 | 57.33 | 54.34 | 50.73 | 51.75 | 54.34 | 50.73 | 57.33 | 54.45 | 50.73 | 57.91 | 52.72 | 44.8 | 57.91 | 53.8 | 45.72 | 57.33 | 58.93 | 77.75
7267 | 41.64 | 47.09 | 38.37 | 41.64 | 47.09 | 38.37 | 41.64 | 47.09 | 38.37 | 41.64 | 47.09 | 38.37 | 41.64 | 48.45 | 38.37 | 41.64 | 48.45 | 38.37 | 41.64 | 47.09 | 38.37 | 40.93 | 45.9 | 38.37 | 41.64 | 48.45 | 38.37 | 42.06 | 47.56 | 34.42 | 42.06 | 47.56 | 37.98 | 41.64 | 47.09 | 38.37 | 51.52 | 54.11 | 50.5 | 51.52 | 54.11 | 50.5 | 51.52 | 54.11 | 50.5 | 51.52 | 54.11 | 50.5 | 57.1 | 54.22 | 50.5 | 57.1 | 54.22 | 50.5 | 51.52 | 54.11 | 50.5 | 51.52 | 54.11 | 50.5 | 57.1 | 54.22 | 50.5 | 56.53 | 51.36 | 44.8 | 55.4 | 53.57 | 45.72 | 51.52 | 55.78 | 77.75
7268 | 40.5 | 46.9 | 37.93 | 40.5 | 46.9 | 37.93 | 40.5 | 46.9 | 37.93 | 40.5 | 46.9 | 37.93 | 41.2 | 48.01 | 37.93 | 41.2 | 48.01 | 37.93 | 40.5 | 46.9 | 37.93 | 40.5 | 45.47 | 37.93 | 41.2 | 48.01 | 37.93 | 40.91 | 47.37 | 34.42 | 40.91 | 47.37 | 37.55 | 40.5 | 46.9 | 37.93 | 51.09 | 53.67 | 50.06 | 51.09 | 53.67 | 50.06 | 51.09 | 53.67 | 50.06 | 51.09 | 53.67 | 50.06 | 56.67 | 53.78 | 50.06 | 56.67 | 53.78 | 50.06 | 51.09 | 53.67 | 50.06 | 51.09 | 53.67 | 50.06 | 56.67 | 53.78 | 50.06 | 56.1 | 51.36 | 44.8 | 54.98 | 53.14 | 45.72 | 51.09 | 55.76 | 63.5
7269 | 40.19 | 45.16 | 37.62 | 40.19 | 45.16 | 37.62 | 40.19 | 45.16 | 37.62 | 40.19 | 45.16 | 37.62 | 40.9 | 47.7 | 37.62 | 40.9 | 47.7 | 37.62 | 40.19 | 45.16 | 37.62 | 40.19 | 45.16 | 37.62 | 40.9 | 47.7 | 37.62 | 40.49 | 44.71 | 34.42 | 40.6 | 44.71 | 35.12 | 40.19 | 45.16 | 37.62 | 50.78 | 53.37 | 49.76 | 50.78 | 53.37 | 49.76 | 50.78 | 53.37 | 49.76 | 50.78 | 53.37 | 49.76 | 56.36 | 53.48 | 49.76 | 56.36 | 53.48 | 49.76 | 50.78 | 53.37 | 49.76 | 50.78 | 53.37 | 49.76 | 56.36 | 53.48 | 49.76 | 55.8 | 51.36 | 44.8 | 51.3 | 52.84 | 44.8 | 50.78 | 53.37 | 53.17
7270 | 39.8 | 44.76 | 37.23 | 39.8 | 44.76 | 37.23 | 39.8 | 44.76 | 37.23 | 39.8 | 44.76 | 37.23 | 40.5 | 47.31 | 37.23 | 40.5 | 47.31 | 37.23 | 39.8 | 44.76 | 37.23 | 39.8 | 44.76 | 37.23 | 40.5 | 47.31 | 37.23 | 40.1 | 44.32 | 34.42 | 40.2 | 44.32 | 35.12 | 39.8 | 44.76 | 37.23 | 50.39 | 52.97 | 49.36 | 50.39 | 52.97 | 49.36 | 50.39 | 52.97 | 49.36 | 50.39 | 52.97 | 49.36 | 55.97 | 53.08 | 49.36 | 55.97 | 53.08 | 49.36 | 50.39 | 52.97 | 49.36 | 50.39 | 52.97 | 49.36 | 55.97 | 53.08 | 49.36 | 55.41 | 51.36 | 44.74 | 50.89 | 52.44 | 44.8 | 50.39 | 52.97 | 51.3
7271 | 39.29 | 44.26 | 36.72 | 39.29 | 44.26 | 36.72 | 39.29 | 44.26 | 36.72 | 39.29 | 44.26 | 36.72 | 40 | 46.71 | 36.72 | 40 | 46.71 | 36.72 | 39.29 | 44.26 | 36.72 | 39.29 | 44.26 | 36.72 | 40 | 46.71 | 36.72 | 39.69 | 44.08 | 33.73 | 39.69 | 43.82 | 34.42 | 39.29 | 44.26 | 36.72 | 49.88 | 52.47 | 48.86 | 49.88 | 52.47 | 48.86 | 49.88 | 52.47 | 48.86 | 49.88 | 52.47 | 48.86 | 55.46 | 52.57 | 48.86 | 55.46 | 52.57 | 48.86 | 49.88 | 52.47 | 48.86 | 49.88 | 52.47 | 48.86 | 55.46 | 52.57 | 48.86 | 54.91 | 51 | 44.07 | 50.38 | 51.94 | 44.8 | 49.88 | 52.47 | 49.86
7272 | 39.01 | 43.98 | 36.45 | 39.01 | 43.98 | 36.45 | 39.01 | 43.98 | 36.45 | 39.01 | 43.98 | 36.45 | 39.72 | 46.51 | 36.45 | 39.72 | 46.51 | 36.45 | 39.01 | 43.98 | 36.45 | 39.01 | 43.98 | 36.45 | 39.72 | 46.51 | 36.45 | 39.33 | 44.4 | 34.29 | 39.41 | 43.54 | 34.99 | 39.01 | 43.98 | 36.45 | 49.6 | 52.19 | 48.58 | 49.6 | 52.19 | 48.58 | 49.6 | 52.19 | 48.58 | 49.6 | 52.19 | 48.58 | 55.18 | 52.3 | 48.58 | 55.18 | 52.3 | 48.58 | 49.6 | 52.19 | 48.58 | 49.6 | 52.19 | 48.58 | 55.18 | 52.3 | 48.58 | 54.63 | 48.76 | 44.07 | 50.1 | 51.67 | 44.8 | 49.6 | 52.19 | 48.58
7273 | 38.84 | 43.8 | 36.27 | 38.84 | 43.8 | 36.27 | 38.84 | 43.8 | 36.27 | 38.84 | 43.8 | 36.27 | 39.54 | 46.2 | 36.27 | 39.54 | 46.2 | 36.27 | 38.84 | 43.8 | 36.27 | 38.84 | 43.8 | 36.27 | 39.54 | 46.2 | 36.27 | 38.45 | 44.25 | 34.09 | 38.45 | 43.36 | 34.78 | 38.84 | 43.8 | 36.27 | 49.42 | 52.01 | 47.9 | 49.42 | 52.01 | 47.9 | 49.42 | 52.01 | 47.9 | 49.42 | 52.01 | 47.9 | 55 | 52.12 | 47.9 | 55 | 52.12 | 47.9 | 49.42 | 52.01 | 48.4 | 49.42 | 52.01 | 48.4 | 55 | 52.12 | 47.9 | 54.45 | 50 | 44.07 | 49.92 | 51.49 | 44.8 | 49.42 | 52.01 | 48.4
7274 | 38.66 | 43.63 | 36.09 | 38.66 | 43.63 | 36.09 | 38.66 | 43.63 | 36.09 | 38.66 | 43.63 | 36.09 | 39.28 | 46.02 | 36.09 | 39.28 | 46.02 | 36.09 | 38.66 | 43.63 | 36.09 | 38.66 | 43.63 | 36.09 | 39.28 | 46.02 | 36.09 | 38.28 | 44.07 | 34.42 | 38.28 | 43.19 | 35.12 | 38.66 | 43.63 | 36.09 | 49.25 | 51.84 | 47.16 | 49.25 | 51.84 | 47.16 | 49.25 | 51.84 | 47.16 | 49.25 | 51.84 | 47.16 | 54.83 | 51.95 | 47.16 | 54.83 | 51.95 | 47.16 | 49.25 | 51.84 | 48.23 | 49.25 | 51.84 | 48.23 | 54.83 | 51.95 | 47.16 | 53.42 | 50.29 | 43.9 | 49.75 | 51.32 | 44.8 | 49.25 | 51.84 | 48.23
7275 | 38.23 | 43.62 | 36.08 | 38.23 | 43.62 | 36.08 | 38.23 | 43.62 | 36.08 | 38.23 | 43.62 | 36.08 | 38.65 | 46.01 | 36.08 | 38.65 | 46.01 | 36.08 | 38.65 | 43.62 | 36.08 | 38.65 | 43.62 | 36.08 | 38.65 | 46.01 | 36.08 | 37.84 | 44.07 | 34.42 | 37.85 | 43.19 | 35.12 | 38.23 | 43.62 | 36.08 | 49.24 | 51.83 | 46.99 | 49.24 | 51.83 | 46.99 | 49.24 | 51.83 | 46.99 | 49.24 | 51.83 | 46.99 | 54.5 | 51.93 | 47.16 | 54.5 | 51.93 | 47.16 | 49.24 | 51.83 | 48.22 | 49.24 | 51.83 | 48.22 | 54.5 | 51.93 | 47.16 | 51.28 | 50.28 | 44.38 | 49.74 | 51.31 | 44.8 | 49.24 | 51.83 | 48.22
7276 | 38.87 | 43.83 | 36.3 | 38.87 | 43.83 | 36.3 | 38.87 | 43.83 | 36.3 | 38.87 | 43.83 | 36.3 | 38.87 | 46.23 | 36.3 | 38.87 | 46.23 | 36.3 | 38.87 | 43.83 | 36.3 | 38.87 | 43.83 | 36.3 | 38.87 | 46.23 | 36.3 | 37.7 | 44.53 | 34.42 | 38.47 | 43.64 | 35.12 | 38.87 | 43.83 | 36.3 | 49.46 | 52.04 | 46.68 | 49.46 | 52.04 | 46.68 | 49.46 | 52.04 | 46.68 | 49.46 | 52.04 | 46.68 | 53.95 | 52.15 | 47.16 | 53.95 | 52.15 | 47.16 | 49.46 | 52.04 | 48.43 | 49.46 | 52.04 | 48.43 | 53.95 | 52.15 | 47.16 | 52.33 | 50.06 | 44.8 | 49.96 | 51.52 | 44.8 | 49.46 | 52.04 | 49.38
7277 | 39.58 | 44.55 | 36.72 | 39.58 | 44.55 | 36.72 | 39.58 | 44.55 | 36.72 | 39.58 | 44.55 | 36.72 | 40.29 | 46.87 | 36.72 | 40.29 | 46.87 | 36.59 | 39.58 | 44.55 | 37.01 | 39.58 | 44.55 | 37.01 | 40.29 | 46.87 | 36.72 | 39.88 | 45.01 | 35.14 | 39.57 | 45 | 35.14 | 39.58 | 44.55 | 36.72 | 50.17 | 52.76 | 46.68 | 50.17 | 52.76 | 46.68 | 50.17 | 52.76 | 46.68 | 50.17 | 52.76 | 46.68 | 55.75 | 52.86 | 49.14 | 55.75 | 52.86 | 49.14 | 50.17 | 52.76 | 49.15 | 50.17 | 52.76 | 49.15 | 55.75 | 52.86 | 49.14 | 55.19 | 51.18 | 44.8 | 54.09 | 52.23 | 44.8 | 50.17 | 52.76 | 51.3
7278 | 40.36 | 45.33 | 37.8 | 40.36 | 45.33 | 37.8 | 40.36 | 45.33 | 37.8 | 40.36 | 45.33 | 37.8 | 41.07 | 47.72 | 37.8 | 41.07 | 47.72 | 36.59 | 40.36 | 45.33 | 37.8 | 40.36 | 45.33 | 37.8 | 41.07 | 47.72 | 37.8 | 41.49 | 45.83 | 35.14 | 40.77 | 45.79 | 35.85 | 40.36 | 45.33 | 37.8 | 50.95 | 53.54 | 49.61 | 50.95 | 53.54 | 49.61 | 50.95 | 53.54 | 49.61 | 50.95 | 53.54 | 47.15 | 56.53 | 53.65 | 49.61 | 56.53 | 53.65 | 49.61 | 50.95 | 53.54 | 49.93 | 50.95 | 53.54 | 49.93 | 56.53 | 53.65 | 49.61 | 61.49 | 52.95 | 44.8 | 60.26 | 53.09 | 45.72 | 50.95 | 53.54 | 49.93
7279 | 40.81 | 47.36 | 38.24 | 40.81 | 47.36 | 38.24 | 41.52 | 47.36 | 38.24 | 41.52 | 47.36 | 38.24 | 41.52 | 48.32 | 38.24 | 41.52 | 48.32 | 36.59 | 40.81 | 47.36 | 38.24 | 40.81 | 47.35 | 38.24 | 41.52 | 48.32 | 38.24 | 52.9 | 48.81 | 35.14 | 51.84 | 47.83 | 35.85 | 41.52 | 47.36 | 38.24 | 51.4 | 53.99 | 50.37 | 51.4 | 53.99 | 50.37 | 51.4 | 53.99 | 50.37 | 51.4 | 53.99 | 48.86 | 56.98 | 54.09 | 50.37 | 56.98 | 54.09 | 50.37 | 51.4 | 53.99 | 50.37 | 51.4 | 53.99 | 50.37 | 56.98 | 54.09 | 50.37 | 76.47 | 54.59 | 46.84 | 74.95 | 54.53 | 47.15 | 51.4 | 54.91 | 50.37
7280 | 41.1 | 47.15 | 38.53 | 41.1 | 47.15 | 38.53 | 41.81 | 47.15 | 38.53 | 41.81 | 47.15 | 38.53 | 41.81 | 48.61 | 38.53 | 41.81 | 48.61 | 36.59 | 41.1 | 47.15 | 38.53 | 41.1 | 47.15 | 38.53 | 41.81 | 48.61 | 38.53 | 52.9 | 48.12 | 35.75 | 51.84 | 47.63 | 35.85 | 41.81 | 47.15 | 38.53 | 51.69 | 54.28 | 50.66 | 51.69 | 54.28 | 50.66 | 51.69 | 54.28 | 50.66 | 51.69 | 54.28 | 47.49 | 57.27 | 54.38 | 50.66 | 57.27 | 54.38 | 50.66 | 51.69 | 54.28 | 50.66 | 51.69 | 54.28 | 50.66 | 57.27 | 54.38 | 50.66 | 76.47 | 53.84 | 46.66 | 74.95 | 54.82 | 46.99 | 67.49 | 54.28 | 50.91
7281 | 41.63 | 45.89 | 38.35 | 41.63 | 45.89 | 38.35 | 41.63 | 45.89 | 38.35 | 41.63 | 45.89 | 38.35 | 41.63 | 48.28 | 38.35 | 41.63 | 48.28 | 36.59 | 41.63 | 45.89 | 38.35 | 40.92 | 45.89 | 38.35 | 41.63 | 48.28 | 38.35 | 52.14 | 46.53 | 35.49 | 51.09 | 45.6 | 35.49 | 41.63 | 45.89 | 38.35 | 51.51 | 54.1 | 50.49 | 51.51 | 54.1 | 50.49 | 51.51 | 54.1 | 50.49 | 51.51 | 54.1 | 47.31 | 57.09 | 54.21 | 50.49 | 57.09 | 54.21 | 50.49 | 51.51 | 54.21 | 50.49 | 51.51 | 54.1 | 50.49 | 57.09 | 54.21 | 50.49 | 73.51 | 52.91 | 46.66 | 72.04 | 53.44 | 46.66 | 67.49 | 54.1 | 50.91
7282 | 41.48 | 45.74 | 38.2 | 41.48 | 45.74 | 38.2 | 41.48 | 45.74 | 38.2 | 41.48 | 45.74 | 38.2 | 41.48 | 47.84 | 38.2 | 41.48 | 47.84 | 36.59 | 41.48 | 45.74 | 38.2 | 40.77 | 45.74 | 38.2 | 41.48 | 47.84 | 38.2 | 42.33 | 45.92 | 35.49 | 41.9 | 45.28 | 35.49 | 41.48 | 45.74 | 38.2 | 51.36 | 53.95 | 50.34 | 51.36 | 53.95 | 50.34 | 51.36 | 53.95 | 50.34 | 51.36 | 53.82 | 47.16 | 56.94 | 53.95 | 50.34 | 56.94 | 53.95 | 50.34 | 51.36 | 53.95 | 50.34 | 51.36 | 53.95 | 50.34 | 56.94 | 53.95 | 50.34 | 56.59 | 51.68 | 46.34 | 55.46 | 51.68 | 46.34 | 51.36 | 53.95 | 50.91
7283 | 40.64 | 45.61 | 38.08 | 40.64 | 45.61 | 38.08 | 40.64 | 45.61 | 38.08 | 40.64 | 45.61 | 36.72 | 41.35 | 46.87 | 38.08 | 41.35 | 46.87 | 36.23 | 40.64 | 45.61 | 38.08 | 40.64 | 45.61 | 38.08 | 41.35 | 46.87 | 38.08 | 41.18 | 45.92 | 34.79 | 41.05 | 45.15 | 34.79 | 40.64 | 45.61 | 38.08 | 51.23 | 53.82 | 50.21 | 51.23 | 53.82 | 50.21 | 51.23 | 53.82 | 50.21 | 51.23 | 52.74 | 47.03 | 56.81 | 53.82 | 50.21 | 56.81 | 53.82 | 50.21 | 51.23 | 53.82 | 50.21 | 51.23 | 53.82 | 50.21 | 56.81 | 53.82 | 50.21 | 56.59 | 50.14 | 46.68 | 55.46 | 50.14 | 45.75 | 51.23 | 53.82 | 50.21
7284 | 40.51 | 45.48 | 37.94 | 40.51 | 45.48 | 37.94 | 40.51 | 45.48 | 37.94 | 40.51 | 45.48 | 36.72 | 41.22 | 46.37 | 37.94 | 41.22 | 46.37 | 36.23 | 40.51 | 45.48 | 37.94 | 40.51 | 45.48 | 37.94 | 41.22 | 46.37 | 37.94 | 40.92 | 45.43 | 35.49 | 40.77 | 45.02 | 35.14 | 40.51 | 45.48 | 37.94 | 51.1 | 53.69 | 50.08 | 51.1 | 53.69 | 50.08 | 51.1 | 53.69 | 50.08 | 51.1 | 52.74 | 46.9 | 56.68 | 53.69 | 50.08 | 56.68 | 53.69 | 50.08 | 51.1 | 53.69 | 50.08 | 51.1 | 53.69 | 50.08 | 56.68 | 53.69 | 50.08 | 56.59 | 50.65 | 47.16 | 55.46 | 50.65 | 46.22 | 51.1 | 53.69 | 50.08
7285 | 40.47 | 45.44 | 37.9 | 40.47 | 45.44 | 37.9 | 40.47 | 45.44 | 37.9 | 40.47 | 45.44 | 36.72 | 41.18 | 46.87 | 37.9 | 41.18 | 46.87 | 36.23 | 40.47 | 45.44 | 37.9 | 40.47 | 45.44 | 37.9 | 41.18 | 46.87 | 37.9 | 40.88 | 45.92 | 35.49 | 40.48 | 45 | 35.14 | 40.47 | 45.44 | 37.9 | 51.06 | 53.65 | 50.04 | 51.06 | 53.65 | 50.04 | 51.06 | 53.65 | 50.04 | 51.06 | 52.74 | 46.86 | 56.64 | 53.65 | 50.04 | 56.64 | 53.65 | 50.04 | 51.06 | 53.65 | 50.04 | 51.06 | 53.65 | 50.04 | 56.64 | 53.65 | 50.04 | 56.59 | 50.65 | 47.17 | 51.58 | 50.65 | 46.23 | 51.06 | 53.65 | 50.04
7286 | 40.43 | 45.4 | 37.86 | 40.43 | 45.4 | 37.86 | 40.43 | 45.4 | 37.86 | 40.43 | 45.4 | 37.86 | 41.14 | 46.87 | 37.86 | 41.14 | 46.87 | 36.59 | 40.43 | 45.4 | 37.86 | 40.43 | 45.4 | 37.86 | 41.14 | 46.87 | 37.86 | 41.18 | 45.92 | 35.85 | 40.84 | 45.01 | 35.85 | 40.43 | 45.4 | 37.86 | 51.02 | 53.61 | 50 | 51.02 | 53.61 | 50 | 51.02 | 53.61 | 50 | 51.02 | 53.61 | 47.16 | 56.6 | 53.61 | 50 | 56.6 | 53.61 | 50 | 51.02 | 53.61 | 50 | 51.02 | 53.61 | 50 | 56.6 | 53.61 | 50 | 56.59 | 52.53 | 47.64 | 55.46 | 52.53 | 46.69 | 51.02 | 53.61 | 50
7287 | 40.45 | 47.97 | 37.88 | 40.45 | 47.97 | 37.88 | 41.16 | 47.97 | 37.88 | 41.16 | 47.97 | 37.88 | 41.16 | 47.97 | 37.88 | 41.16 | 47.97 | 36.59 | 40.45 | 47.97 | 37.88 | 40.45 | 47.92 | 37.88 | 41.16 | 47.97 | 37.88 | 46.05 | 48.96 | 35.85 | 45.13 | 48.45 | 35.85 | 41.16 | 47.97 | 37.88 | 51.04 | 53.63 | 50.02 | 51.04 | 53.63 | 50.02 | 51.04 | 53.63 | 50.02 | 51.04 | 53.63 | 48.12 | 56.62 | 53.74 | 50.02 | 56.62 | 53.74 | 50.02 | 51.04 | 53.63 | 50.02 | 51.04 | 53.63 | 50.02 | 56.62 | 53.74 | 50.02 | 61.07 | 53.98 | 48.61 | 59.85 | 53.09 | 47.64 | 58.06 | 53.63 | 50.02
7288 | 40.57 | 65.12 | 38 | 40.57 | 65.12 | 38 | 41.28 | 65.12 | 38 | 41.28 | 65.12 | 38 | 41.28 | 65.12 | 38 | 41.28 | 65.12 | 38 | 40.57 | 65.12 | 38 | 40.57 | 49.74 | 38 | 41.28 | 65.12 | 38 | 53.11 | 67.87 | 39.44 | 53.11 | 66.51 | 38.39 | 41.28 | 65.12 | 38 | 51.16 | 71.89 | 50.14 | 51.16 | 71.89 | 50.14 | 56.74 | 71.89 | 50.14 | 56.74 | 71.89 | 50.14 | 56.74 | 71.89 | 50.14 | 56.74 | 71.89 | 50.14 | 51.16 | 71.89 | 50.14 | 51.16 | 53.75 | 50.14 | 56.74 | 71.89 | 50.14 | 71.71 | 81.2 | 51.88 | 71.71 | 78.77 | 50.64 | 67.49 | 71.89 | 51.3
7289 | 40.89 | 72.79 | 61.81 | 40.89 | 72.79 | 61.81 | 45.72 | 72.79 | 61.81 | 45.72 | 72.79 | 61.81 | 45.72 | 72.79 | 61.81 | 45.72 | 72.79 | 61.81 | 40.89 | 72.79 | 61.81 | 40.89 | 65.31 | 61.81 | 41.6 | 72.79 | 61.81 | 56.51 | 75.82 | 80.28 | 56.51 | 74.31 | 62.43 | 45.72 | 72.79 | 70.53 | 51.48 | 84.68 | 50.46 | 51.48 | 84.68 | 50.46 | 57.06 | 84.68 | 50.46 | 57.06 | 84.68 | 50.46 | 57.06 | 86.22 | 51.61 | 57.06 | 86.22 | 51.61 | 51.48 | 84.68 | 51.61 | 51.48 | 84.68 | 50.46 | 57.06 | 86.22 | 51.61 | 82.6 | 94.3 | 103.95 | 82.6 | 85.54 | 50.97 | 76.97 | 90 | 108.68
7290 | 41.23 | 74.95 | 63.06 | 41.23 | 74.95 | 63.06 | 45.72 | 74.95 | 63.06 | 45.72 | 74.95 | 63.06 | 45.72 | 74.95 | 63.06 | 45.72 | 74.95 | 63.06 | 41.23 | 74.95 | 63.06 | 41.23 | 49.74 | 39.85 | 41.93 | 74.95 | 63.06 | 57.65 | 82.99 | 83.62 | 56.5 | 81.33 | 63.7 | 45.72 | 74.95 | 70.53 | 51.82 | 84.68 | 51.3 | 51.82 | 84.68 | 51.3 | 57.4 | 84.68 | 51.3 | 57.4 | 84.68 | 51.3 | 57.4 | 86.55 | 100.39 | 57.4 | 86.55 | 100.39 | 51.82 | 84.68 | 51.61 | 51.82 | 54.4 | 51.3 | 57.4 | 86.55 | 100.39 | 84.15 | 104.31 | 107.81 | 83.31 | 85.54 | 51.81 | 73.76 | 90 | 108.68
7291 | 40.93 | 65.12 | 39.78 | 40.93 | 65.12 | 39.78 | 41.63 | 65.12 | 39.78 | 41.63 | 65.12 | 39.78 | 41.63 | 65.12 | 39.78 | 41.63 | 65.12 | 39.78 | 40.93 | 65.12 | 39.78 | 40.93 | 49.75 | 39.78 | 41.63 | 65.12 | 39.78 | 57.65 | 84.68 | 83.62 | 56.5 | 65.78 | 40.18 | 41.63 | 65.12 | 39.78 | 51.51 | 71.39 | 50.49 | 51.51 | 71.39 | 50.49 | 51.51 | 71.39 | 50.49 | 51.51 | 71.39 | 50.49 | 57.09 | 86.25 | 105.08 | 57.09 | 86.25 | 105.08 | 51.51 | 71.39 | 51.61 | 51.51 | 71.39 | 50.49 | 57.09 | 86.25 | 105.08 | 85 | 105.09 | 108.9 | 83.3 | 82.45 | 51 | 51.51 | 71.39 | 50.49
7292 | 40.54 | 49.82 | 39.02 | 40.54 | 49.82 | 39.02 | 41.24 | 49.82 | 39.02 | 41.24 | 49.82 | 39.02 | 41.24 | 49.82 | 39.39 | 41.24 | 49.82 | 39.39 | 40.54 | 49.82 | 39.02 | 40.54 | 49.75 | 39.02 | 41.24 | 49.82 | 39.39 | 57.65 | 82.99 | 84.46 | 56.5 | 50.32 | 39.41 | 41.24 | 49.82 | 39.02 | 51.13 | 54.91 | 50.1 | 51.13 | 54.91 | 50.1 | 51.13 | 54.91 | 50.1 | 51.13 | 54.91 | 50.1 | 56.71 | 85.86 | 105.63 | 56.71 | 85.86 | 105.63 | 51.13 | 54.91 | 51.61 | 51.13 | 54.91 | 50.1 | 56.71 | 85.86 | 105.63 | 85 | 107.13 | 108.9 | 83.3 | 55.46 | 50.61 | 51.13 | 54.91 | 50.1
7293 | 40.33 | 45.3 | 37.76 | 40.33 | 45.3 | 37.76 | 40.33 | 45.3 | 37.76 | 40.33 | 45.3 | 37.76 | 41.04 | 47.85 | 39.19 | 41.04 | 47.85 | 39.19 | 40.33 | 45.3 | 37.76 | 40.33 | 45.3 | 37.76 | 41.04 | 47.85 | 39.19 | 55.64 | 82.99 | 83.62 | 54.53 | 47.56 | 38.24 | 40.33 | 45.3 | 37.76 | 50.92 | 53.54 | 49.9 | 50.92 | 53.54 | 49.9 | 50.92 | 53.54 | 49.9 | 50.92 | 53.54 | 49.9 | 56.5 | 54.79 | 105.63 | 56.5 | 54.79 | 105.63 | 50.92 | 53.54 | 51.61 | 50.92 | 53.54 | 49.9 | 56.5 | 54.79 | 105.63 | 80.7 | 107.13 | 110 | 79.09 | 55.46 | 50.4 | 50.92 | 53.54 | 49.9
7294 | 40.04 | 45.01 | 37.47 | 40.04 | 45.01 | 37.47 | 40.04 | 45.01 | 37.47 | 40.04 | 45.01 | 37.47 | 40.75 | 47.56 | 37.47 | 40.75 | 47.56 | 37.47 | 40.04 | 45.01 | 37.47 | 40.04 | 45.01 | 37.47 | 40.75 | 47.56 | 37.47 | 53.63 | 79.9 | 83.62 | 52.56 | 65.89 | 38.24 | 40.04 | 45.01 | 37.47 | 50.63 | 53.22 | 49.61 | 50.63 | 53.22 | 49.61 | 50.63 | 53.22 | 49.61 | 50.63 | 53.22 | 49.61 | 56.21 | 54.5 | 106.7 | 56.21 | 54.5 | 106.7 | 50.63 | 53.22 | 49.61 | 50.63 | 53.22 | 49.61 | 56.21 | 54.5 | 106.7 | 77.52 | 107.13 | 111.11 | 75.97 | 72.55 | 50.11 | 50.63 | 53.22 | 49.61
7295 | 39.59 | 44.56 | 37.02 | 39.59 | 44.56 | 37.02 | 39.59 | 44.56 | 37.02 | 39.59 | 44.56 | 37.02 | 40.3 | 47.1 | 37.02 | 40.3 | 47.1 | 37.02 | 39.59 | 44.56 | 37.02 | 39.59 | 44.56 | 37.02 | 40.3 | 47.1 | 37.02 | 50 | 77.53 | 83.62 | 49 | 65.91 | 38.24 | 39.59 | 44.56 | 37.02 | 50.18 | 52.77 | 49.16 | 50.18 | 52.77 | 49.16 | 50.18 | 52.77 | 49.16 | 50.18 | 52.77 | 49.16 | 55.76 | 52.87 | 51.61 | 55.76 | 52.87 | 51.61 | 50.18 | 52.77 | 49.16 | 50.18 | 52.77 | 49.16 | 55.76 | 52.87 | 51.61 | 71.53 | 105 | 111.11 | 70.1 | 62.47 | 49.78 | 50.18 | 52.77 | 49.16
7296 | 39.29 | 44.25 | 36.72 | 39.29 | 44.25 | 36.72 | 39.29 | 44.25 | 36.72 | 39.29 | 44.25 | 36.72 | 40 | 46.8 | 36.72 | 40 | 46.8 | 36.72 | 39.29 | 44.26 | 36.72 | 39.29 | 44.25 | 36.72 | 40 | 46.8 | 36.72 | 42.81 | 77.36 | 84.46 | 41.95 | 75.81 | 80.28 | 39.29 | 44.25 | 36.72 | 49.88 | 52.47 | 48.85 | 49.88 | 52.47 | 48.85 | 49.88 | 52.47 | 48.85 | 49.88 | 52.47 | 48.85 | 55.46 | 52.57 | 51.61 | 55.46 | 52.57 | 51.61 | 49.88 | 52.47 | 48.85 | 49.88 | 52.47 | 48.85 | 55.46 | 52.57 | 51.61 | 65.34 | 105 | 111.11 | 64.03 | 61.84 | 49.78 | 49.88 | 52.47 | 48.85
7297 | 38.99 | 43.96 | 36.42 | 38.99 | 43.96 | 36.42 | 38.99 | 43.96 | 36.42 | 38.99 | 43.96 | 36.42 | 39.7 | 46.51 | 36.42 | 39.7 | 46.51 | 36.42 | 38.99 | 43.96 | 36.42 | 38.99 | 43.96 | 36.42 | 39.7 | 46.51 | 36.42 | 42.81 | 75.82 | 83.62 | 41.95 | 74.31 | 80.28 | 38.99 | 43.96 | 36.42 | 49.58 | 52.17 | 48.56 | 49.58 | 52.17 | 48.56 | 49.58 | 52.17 | 48.56 | 49.58 | 52.17 | 48.56 | 55.16 | 52.28 | 51.61 | 55.16 | 52.28 | 51.61 | 49.58 | 52.17 | 48.56 | 49.58 | 52.17 | 48.56 | 55.16 | 52.28 | 51.61 | 61.65 | 105 | 111.11 | 61.65 | 65.72 | 50.32 | 49.58 | 52.17 | 48.56
7298 | 38.73 | 43.7 | 36.16 | 38.73 | 43.7 | 36.16 | 38.73 | 43.7 | 36.16 | 38.73 | 43.7 | 36.16 | 39.44 | 46.24 | 36.16 | 39.44 | 46.24 | 36.16 | 38.73 | 43.7 | 36.16 | 38.73 | 43.7 | 36.16 | 39.44 | 46.24 | 36.16 | 42.81 | 75.82 | 83.62 | 42.66 | 74.31 | 80.28 | 38.73 | 43.7 | 36.16 | 49.32 | 51.91 | 48.3 | 49.32 | 51.91 | 48.3 | 49.32 | 51.91 | 48.3 | 49.32 | 51.91 | 48.3 | 54.9 | 52.01 | 49.57 | 54.9 | 52.01 | 49.57 | 49.32 | 51.91 | 48.3 | 49.32 | 51.91 | 48.3 | 54.9 | 52.01 | 49.57 | 61.65 | 105 | 111.11 | 61.65 | 65.72 | 50.32 | 49.32 | 51.91 | 48.3
7299 | 38.72 | 43.69 | 36.16 | 38.72 | 43.69 | 36.16 | 38.72 | 43.69 | 36.16 | 38.72 | 43.69 | 36.16 | 39.43 | 46.24 | 36.16 | 39.43 | 46.24 | 36.16 | 38.72 | 43.69 | 36.16 | 38.72 | 43.69 | 36.16 | 39.43 | 46.24 | 36.16 | 42.81 | 71.98 | 83.62 | 42.66 | 70.54 | 80.28 | 38.72 | 43.69 | 36.16 | 49.31 | 51.9 | 49.38 | 49.31 | 51.9 | 49.38 | 49.31 | 51.9 | 49.38 | 49.31 | 51.9 | 49.38 | 54.89 | 52.01 | 49.47 | 54.89 | 52.01 | 49.47 | 49.31 | 51.9 | 49.38 | 49.31 | 51.9 | 49.38 | 54.89 | 52.01 | 49.47 | 61.65 | 99.16 | 111.11 | 61.65 | 65.72 | 50.26 | 49.31 | 51.9 | 49.38
7300 | 39.03 | 44 | 36.46 | 39.03 | 44 | 36.46 | 39.03 | 44 | 36.46 | 39.03 | 44 | 36.46 | 39.74 | 46.54 | 36.46 | 39.74 | 46.54 | 36.46 | 39.03 | 44 | 36.46 | 39.03 | 44 | 36.46 | 39.74 | 46.54 | 36.46 | 42.66 | 71.98 | 83.62 | 42.66 | 70.55 | 80.28 | 39.03 | 44 | 36.46 | 49.62 | 52.21 | 51.3 | 49.62 | 52.21 | 51.3 | 49.62 | 52.21 | 51.3 | 49.62 | 52.21 | 51.3 | 55.2 | 52.31 | 51.3 | 55.2 | 52.31 | 51.3 | 49.62 | 52.21 | 51.3 | 49.62 | 52.21 | 51.3 | 55.2 | 52.31 | 51.3 | 61.65 | 96.96 | 110 | 61.65 | 83.16 | 53.42 | 49.62 | 52.21 | 51.3
7301 | 39.72 | 44.69 | 39.02 | 39.72 | 44.69 | 39.02 | 39.72 | 44.69 | 39.02 | 39.72 | 44.69 | 39.02 | 40.42 | 47.23 | 39.02 | 40.42 | 47.23 | 39.02 | 39.72 | 44.69 | 39.02 | 39.72 | 44.69 | 39.02 | 40.42 | 47.23 | 39.02 | 45.14 | 78.93 | 84.46 | 44.24 | 77.36 | 82.78 | 39.72 | 44.69 | 39.02 | 50.31 | 53.82 | 51.3 | 50.31 | 53.82 | 51.3 | 50.31 | 53.82 | 51.3 | 50.31 | 53.82 | 51.3 | 55.89 | 53.82 | 51.61 | 55.89 | 53.82 | 51.61 | 50.31 | 52.9 | 51.3 | 50.31 | 52.9 | 51.3 | 55.89 | 53.82 | 51.61 | 62.78 | 104.67 | 111.68 | 63.41 | 102.58 | 104.49 | 50.31 | 53.82 | 51.3
7302 | 40.39 | 56.71 | 68.87 | 40.39 | 56.72 | 68.87 | 41.1 | 56.72 | 68.87 | 41.1 | 56.72 | 68.87 | 41.1 | 56.72 | 68.87 | 41.1 | 56.72 | 68.87 | 40.39 | 56.71 | 68.87 | 40.39 | 49.74 | 39.85 | 41.1 | 56.72 | 68.87 | 55.7 | 88.21 | 97.3 | 56.26 | 88.21 | 95.36 | 41.1 | 56.72 | 68.87 | 50.98 | 75 | 64.79 | 50.98 | 75 | 64.79 | 52.22 | 75 | 64.79 | 52.22 | 75 | 64.79 | 56.56 | 75 | 90 | 56.56 | 75 | 90 | 50.98 | 75 | 51.61 | 50.98 | 53.57 | 51.61 | 56.56 | 75 | 90 | 92.29 | 111.15 | 111.68 | 93.22 | 109.68 | 109.45 | 52.22 | 75 | 64.79
7303 | 40.85 | 74.57 | 80.48 | 40.85 | 74.57 | 80.48 | 45.72 | 74.57 | 85.21 | 45.72 | 74.57 | 85.21 | 45.72 | 74.57 | 93.5 | 45.72 | 74.57 | 93.5 | 40.85 | 74.57 | 80.48 | 40.85 | 74.57 | 80.48 | 41.56 | 74.57 | 93.5 | 59.84 | 88.21 | 98.38 | 61.05 | 88.21 | 96.42 | 45.72 | 74.57 | 80.48 | 57.02 | 97.03 | 100.42 | 57.02 | 97.03 | 100.42 | 70.17 | 97.03 | 100.42 | 70.17 | 97.03 | 100.42 | 70.17 | 97.03 | 105.6 | 70.17 | 97.03 | 105.6 | 57.02 | 97.03 | 100.42 | 57.02 | 97.03 | 100.42 | 57.02 | 97.03 | 105.6 | 103.95 | 112.28 | 112.23 | 106.06 | 111.16 | 111.11 | 70.17 | 97.03 | 100.42
7304 | 41.75 | 75.05 | 80.68 | 41.75 | 75.05 | 80.68 | 46.12 | 75.33 | 93.5 | 46.12 | 75.33 | 93.5 | 46.12 | 75.33 | 93.5 | 46.12 | 75.33 | 93.5 | 41.75 | 75.05 | 80.68 | 41.05 | 75.04 | 80.68 | 41.75 | 75.33 | 93.5 | 61.36 | 88.21 | 98.38 | 61.36 | 88.21 | 96.42 | 45.72 | 75.05 | 80.68 | 57.22 | 98.21 | 102.7 | 57.22 | 98.21 | 102.7 | 73.76 | 98.21 | 102.7 | 73.76 | 98.21 | 102.7 | 73.76 | 98.21 | 106.7 | 73.76 | 98.21 | 106.7 | 57.22 | 98.21 | 102.7 | 51.64 | 98.21 | 102.7 | 57.22 | 98.21 | 106.7 | 103.95 | 112.28 | 113.37 | 106.06 | 111.16 | 111.11 | 73.76 | 98.21 | 102.7
7305 | 41.6 | 74.62 | 80.53 | 41.6 | 74.62 | 80.53 | 45.97 | 74.62 | 81.94 | 45.97 | 74.62 | 81.94 | 45.97 | 74.62 | 81.94 | 45.97 | 74.62 | 81.94 | 40.89 | 74.61 | 39.85 | 40.89 | 65.31 | 39.85 | 41.6 | 74.62 | 81.94 | 59.84 | 88.21 | 85.33 | 59.84 | 86.45 | 83.62 | 45.72 | 74.62 | 80.53 | 57.06 | 98.18 | 102.54 | 57.06 | 98.18 | 102.54 | 71.98 | 98.18 | 102.54 | 71.98 | 98.18 | 102.54 | 71.98 | 98.18 | 105.08 | 71.98 | 98.18 | 105.08 | 51.48 | 98.18 | 51.61 | 51.48 | 98.18 | 51.61 | 57.06 | 98.18 | 105.08 | 103.95 | 111.68 | 111.11 | 103.95 | 109.68 | 108.89 | 71.98 | 98.18 | 102.54
7306 | 41.47 | 74.43 | 80.26 | 41.47 | 74.43 | 80.26 | 45.72 | 74.43 | 80.26 | 45.72 | 74.43 | 80.26 | 45.72 | 74.43 | 80.26 | 45.72 | 74.43 | 80.26 | 40.77 | 45.76 | 39.85 | 40.77 | 45.76 | 39.85 | 41.47 | 74.43 | 80.26 | 56.7 | 78.93 | 83.58 | 56.7 | 77.36 | 81.07 | 45.72 | 74.43 | 80.26 | 56.94 | 96.18 | 101.38 | 56.94 | 96.18 | 101.38 | 57.07 | 96.18 | 101.38 | 57.07 | 96.18 | 101.38 | 57.07 | 96.18 | 101.38 | 57.07 | 96.18 | 101.38 | 51.36 | 53.94 | 51.61 | 51.36 | 53.94 | 51.61 | 56.94 | 96.18 | 101.38 | 87.07 | 100.16 | 104.49 | 87.07 | 98.15 | 102.4 | 57.07 | 96.18 | 101.38
7307 | 41.35 | 63.53 | 70.53 | 41.35 | 63.53 | 70.53 | 45.72 | 63.53 | 70.53 | 45.72 | 63.53 | 70.53 | 45.72 | 63.53 | 70.53 | 45.72 | 63.53 | 70.53 | 40.64 | 63.53 | 39.85 | 40.64 | 49.75 | 39.85 | 41.35 | 63.53 | 70.53 | 55.7 | 66.15 | 73.09 | 55.7 | 64.84 | 71.64 | 45.72 | 63.53 | 70.53 | 56.81 | 80.6 | 81.65 | 56.81 | 80.6 | 81.65 | 56.81 | 80.6 | 81.65 | 56.81 | 80.6 | 81.65 | 56.81 | 79.79 | 81.65 | 56.81 | 79.79 | 81.65 | 56.81 | 79.79 | 51.61 | 51.23 | 79.79 | 51.61 | 56.81 | 79.79 | 81.65 | 85 | 83.07 | 85.03 | 85 | 81.41 | 83.32 | 56.81 | 80.6 | 90
7308 | 41.27 | 63.53 | 70.92 | 41.27 | 63.53 | 70.92 | 43.03 | 63.53 | 70.92 | 43.03 | 63.53 | 70.92 | 43.03 | 63.53 | 70.9 | 43.03 | 63.53 | 70.9 | 41.27 | 63.53 | 70.9 | 40.56 | 49.74 | 39.85 | 41.27 | 63.53 | 70.9 | 55.28 | 66.15 | 73.09 | 55.28 | 64.84 | 71.64 | 43.03 | 63.53 | 70.92 | 56.73 | 78.82 | 81.65 | 56.73 | 78.82 | 81.65 | 56.73 | 78.82 | 81.65 | 56.73 | 78.82 | 81.65 | 56.73 | 78.82 | 81.65 | 56.73 | 78.82 | 81.65 | 56.73 | 78.82 | 81.65 | 51.15 | 53.74 | 81.65 | 56.73 | 78.82 | 81.65 | 83.31 | 83.07 | 85.03 | 83.31 | 81.41 | 83.32 | 56.73 | 78.82 | 90
7309 | 41.21 | 63.53 | 74.6 | 41.21 | 63.53 | 74.6 | 45.58 | 63.53 | 74.6 | 45.58 | 63.53 | 74.6 | 45.58 | 63.53 | 72.36 | 45.58 | 63.53 | 72.36 | 41.21 | 63.53 | 72.36 | 40.51 | 49.74 | 39.85 | 41.21 | 63.53 | 72.36 | 56.13 | 66.15 | 75.36 | 56.13 | 66.15 | 75.36 | 45.58 | 63.53 | 74.6 | 56.68 | 78.82 | 82.47 | 56.68 | 78.82 | 82.47 | 58.74 | 78.82 | 82.47 | 58.74 | 78.82 | 82.47 | 58.74 | 78.82 | 82.47 | 58.74 | 78.82 | 82.47 | 56.68 | 78.82 | 51.61 | 51.1 | 53.68 | 51.61 | 56.68 | 78.82 | 82.47 | 85 | 83.07 | 85.03 | 85 | 82.26 | 85.03 | 58.74 | 78.82 | 82.47
7310 | 41.18 | 74.42 | 80.17 | 41.18 | 74.42 | 80.17 | 46.52 | 74.42 | 80.17 | 46.52 | 74.42 | 80.17 | 46.52 | 74.42 | 78.24 | 46.52 | 74.42 | 78.24 | 41.18 | 74.42 | 78.24 | 40.47 | 45.45 | 39.85 | 41.18 | 74.42 | 78.24 | 57.65 | 79.9 | 82.78 | 58.82 | 81.52 | 83.63 | 46.52 | 74.42 | 80.17 | 56.64 | 95.67 | 102.12 | 56.64 | 95.67 | 102.12 | 72.41 | 95.67 | 102.12 | 72.41 | 95.67 | 102.12 | 67.3 | 82.91 | 102.12 | 67.3 | 82.91 | 102.12 | 56.64 | 82.91 | 100 | 51.06 | 53.65 | 51.61 | 56.64 | 82.91 | 100.52 | 101.87 | 94.71 | 106.84 | 103.95 | 109.68 | 109.02 | 72.41 | 95.67 | 102.12
7311 | 41.21 | 74.5 | 81.96 | 41.21 | 74.5 | 81.96 | 52.4 | 74.5 | 81.96 | 52.4 | 74.5 | 81.96 | 52.4 | 74.5 | 81.96 | 52.4 | 74.5 | 81.96 | 41.21 | 74.5 | 81.96 | 40.5 | 45.48 | 39.85 | 41.21 | 74.5 | 81.96 | 58 | 86.45 | 93.45 | 59.84 | 88.22 | 95.36 | 52.4 | 74.5 | 81.96 | 56.67 | 97.18 | 103.49 | 56.67 | 97.18 | 103.49 | 73.76 | 97.18 | 103.49 | 73.76 | 97.18 | 103.49 | 72.94 | 97.18 | 103.49 | 72.94 | 97.18 | 103.49 | 56.67 | 97.18 | 103.49 | 51.09 | 53.68 | 51.61 | 56.67 | 97.18 | 103.49 | 104.69 | 106.48 | 108.83 | 106.83 | 111.16 | 111.11 | 73.76 | 97.18 | 103.49
7312 | 41.34 | 82.19 | 83.28 | 41.34 | 82.19 | 83.28 | 55.36 | 82.19 | 88.51 | 55.36 | 82.19 | 88.51 | 54.82 | 82.19 | 88.51 | 54.82 | 82.19 | 88.51 | 41.34 | 82.19 | 83.28 | 40.63 | 49.74 | 39.85 | 41.34 | 82.19 | 88.51 | 59.84 | 89.95 | 95.36 | 61.06 | 91.79 | 97.31 | 55.36 | 82.19 | 83.28 | 56.8 | 98.21 | 105.08 | 56.8 | 98.21 | 105.08 | 76.49 | 102.62 | 105.08 | 76.49 | 102.62 | 105.08 | 74.42 | 102.62 | 105.08 | 74.42 | 102.62 | 105.08 | 56.8 | 98.21 | 105.08 | 51.22 | 53.81 | 51.61 | 56.8 | 102.62 | 105.08 | 103.95 | 112.12 | 108.83 | 106.06 | 114.41 | 113.37 | 76.49 | 98.21 | 105.08
7313 | 41.77 | 90 | 82.52 | 41.77 | 90 | 90 | 61.92 | 100.83 | 101.85 | 61.92 | 100.83 | 101.85 | 61.92 | 100.83 | 101.85 | 61.92 | 100.83 | 101.85 | 41.77 | 90 | 90 | 41.07 | 65.31 | 70.53 | 41.77 | 100.83 | 101.85 | 63.84 | 106.06 | 103.95 | 65.13 | 108.23 | 106.07 | 60.08 | 90 | 90 | 57.24 | 101.2 | 107.67 | 57.24 | 101.2 | 107.67 | 92.27 | 109.75 | 107.67 | 92.27 | 109.75 | 107.67 | 92.27 | 109.75 | 107.67 | 92.27 | 109.75 | 107.67 | 57.24 | 101.2 | 107.67 | 51.66 | 101.2 | 107.67 | 57.24 | 109.75 | 107.67 | 126.08 | 116.64 | 108.76 | 128.65 | 119.02 | 113.37 | 91.35 | 101.2 | 107.67
7314 | 42.03 | 89.99 | 82.78 | 42.03 | 89.99 | 85 | 72.42 | 97.59 | 101.85 | 72.42 | 97.59 | 101.85 | 72.42 | 97.59 | 101.85 | 72.42 | 97.59 | 101.85 | 42.03 | 89.99 | 85 | 41.32 | 49.75 | 43.81 | 42.03 | 97.59 | 101.85 | 82.59 | 106.06 | 103.95 | 84.27 | 108.22 | 106.06 | 70.98 | 89.99 | 85 | 57.49 | 101.85 | 107.67 | 57.49 | 101.85 | 107.67 | 91.35 | 112.91 | 107.67 | 91.35 | 112.91 | 107.67 | 91.35 | 112.91 | 107.67 | 91.35 | 112.91 | 107.67 | 57.49 | 101.85 | 107.67 | 51.91 | 98.21 | 107.67 | 57.49 | 112.91 | 107.67 | 126.09 | 118.8 | 108.83 | 128.65 | 121.21 | 111.11 | 90 | 101.85 | 107.67
7315 | 41.59 | 74.88 | 80.81 | 41.59 | 74.88 | 80.81 | 53.62 | 82.02 | 87.63 | 53.62 | 82.02 | 87.63 | 53.62 | 82.02 | 87.63 | 53.62 | 82.02 | 87.63 | 41.59 | 74.88 | 80.81 | 40.88 | 49.75 | 39.85 | 41.59 | 82.02 | 87.63 | 64.37 | 92.74 | 100.8 | 65.68 | 94.62 | 101.81 | 45.72 | 74.88 | 80.81 | 57.05 | 98.21 | 105.33 | 57.05 | 98.21 | 105.33 | 75.26 | 109.34 | 105.33 | 75.26 | 109.34 | 105.33 | 75.26 | 109.34 | 105.33 | 75.26 | 109.34 | 105.33 | 57.05 | 98.21 | 105.33 | 51.47 | 98.21 | 105.33 | 57.05 | 109.34 | 105.33 | 103.95 | 110.45 | 106.39 | 105 | 116.64 | 111.11 | 73.76 | 98.21 | 105.33
7316 | 41.16 | 74.45 | 80.17 | 41.16 | 74.45 | 80.17 | 45.72 | 76.82 | 82.45 | 45.72 | 76.82 | 82.45 | 45.72 | 76.82 | 82.45 | 45.72 | 76.82 | 82.45 | 41.16 | 74.45 | 80.17 | 40.45 | 45.44 | 39.85 | 41.16 | 76.82 | 82.45 | 59.84 | 86.41 | 93.45 | 59.84 | 88.16 | 95.36 | 45.72 | 74.45 | 80.17 | 56.62 | 97.73 | 102.46 | 56.62 | 97.73 | 102.46 | 72.29 | 100.49 | 102.46 | 72.29 | 100.49 | 102.46 | 72.29 | 100.49 | 102.46 | 72.29 | 100.49 | 102.46 | 56.62 | 97.73 | 102.46 | 51.04 | 53.63 | 51.61 | 56.62 | 100.49 | 102.46 | 87.74 | 104.59 | 104.49 | 89.53 | 106.8 | 107.79 | 72.29 | 97.73 | 102.46
7317 | 40.19 | 68.56 | 79.83 | 40.19 | 71.71 | 79.83 | 40.9 | 71.71 | 81.13 | 40.9 | 71.71 | 81.13 | 40.9 | 71.71 | 81.13 | 40.9 | 71.71 | 81.13 | 40.19 | 71.71 | 79.83 | 40.19 | 45.17 | 39.85 | 40.9 | 71.71 | 81.13 | 55.64 | 79.1 | 83.62 | 55.64 | 79.1 | 81.95 | 40.19 | 68.56 | 79.83 | 56.36 | 92.41 | 100.42 | 56.36 | 96.37 | 100.42 | 56.36 | 96.37 | 100.42 | 56.36 | 96.37 | 100.42 | 56.36 | 96.37 | 100 | 56.36 | 96.37 | 100 | 56.36 | 96.37 | 100 | 50.78 | 53.37 | 51.61 | 56.36 | 96.37 | 100 | 79.92 | 100.55 | 101.44 | 81.55 | 102.6 | 103.51 | 56.36 | 92.41 | 100.42
7318 | 39.94 | 61.71 | 77.11 | 39.94 | 61.71 | 78.68 | 40.65 | 61.71 | 78.68 | 40.65 | 61.71 | 78.68 | 40.65 | 61.71 | 63.77 | 40.65 | 61.71 | 63.77 | 39.94 | 61.71 | 63.77 | 39.94 | 44.91 | 39.85 | 40.65 | 61.71 | 63.77 | 51.95 | 72.86 | 82.79 | 52.58 | 74.35 | 80.28 | 39.94 | 61.71 | 77.11 | 56.11 | 82.3 | 81.63 | 56.11 | 83.97 | 81.63 | 56.11 | 83.97 | 81.63 | 56.11 | 83.97 | 81.63 | 56.11 | 83.97 | 51.61 | 56.11 | 83.97 | 51.61 | 56.11 | 83.97 | 51.61 | 50.53 | 53.12 | 51.61 | 56.11 | 83.97 | 51.61 | 73.86 | 95.67 | 84.85 | 73.86 | 90.15 | 86.58 | 56.11 | 82.3 | 81.63
7319 | 39.38 | 46.9 | 73.36 | 39.38 | 46.91 | 73.36 | 40.09 | 46.91 | 73.36 | 40.09 | 46.91 | 73.36 | 40.09 | 46.91 | 38.24 | 40.09 | 46.91 | 38.24 | 39.38 | 46.9 | 38.24 | 39.38 | 44.35 | 38.24 | 40.09 | 46.91 | 38.24 | 46.44 | 67.87 | 80.28 | 45.52 | 66.52 | 78.67 | 39.38 | 46.9 | 73.36 | 49.97 | 54.59 | 73.31 | 49.97 | 54.59 | 73.31 | 51.25 | 54.59 | 73.31 | 51.25 | 54.59 | 73.31 | 55.55 | 54.59 | 51.61 | 55.55 | 54.59 | 51.61 | 49.97 | 54.59 | 51.61 | 49.97 | 52.56 | 51.61 | 55.55 | 54.59 | 51.61 | 70.81 | 83.85 | 84.85 | 70.81 | 82.45 | 82.45 | 49.97 | 54.59 | 73.31
7320 | 39.2 | 44.16 | 39.02 | 39.2 | 46.71 | 39.02 | 39.2 | 46.71 | 39.02 | 39.2 | 46.71 | 39.02 | 39.9 | 46.71 | 38.05 | 39.9 | 46.71 | 38.05 | 39.2 | 46.71 | 38.05 | 39.2 | 44.16 | 36.63 | 39.9 | 46.71 | 38.05 | 41.54 | 58.14 | 74.02 | 40.71 | 56.98 | 72.54 | 39.2 | 44.16 | 39.02 | 49.79 | 53.82 | 63.83 | 49.79 | 53.82 | 63.83 | 49.79 | 53.82 | 63.83 | 49.79 | 53.82 | 63.83 | 55.36 | 53.82 | 51.61 | 55.36 | 53.82 | 51.61 | 49.79 | 53.82 | 51.61 | 49.79 | 52.37 | 51.61 | 55.36 | 53.82 | 51.61 | 59.73 | 77.7 | 84.85 | 59.73 | 76.15 | 80.86 | 49.79 | 53.82 | 63.83
7321 | 39.01 | 43.98 | 39.02 | 39.01 | 46.52 | 39.02 | 39.01 | 46.52 | 39.02 | 39.01 | 46.52 | 39.02 | 39.72 | 46.52 | 37.38 | 39.72 | 46.52 | 37.38 | 39.01 | 46.52 | 37.38 | 39.01 | 43.98 | 36.44 | 39.72 | 46.52 | 37.38 | 40.12 | 58.14 | 68.22 | 39.4 | 56.98 | 66.86 | 39.01 | 43.98 | 39.02 | 49.6 | 53.01 | 53.17 | 49.6 | 53.01 | 53.17 | 49.6 | 53.01 | 53.17 | 49.6 | 53.01 | 53.17 | 55.18 | 53.01 | 50.75 | 55.18 | 53.01 | 50.75 | 49.6 | 53.01 | 50.75 | 49.6 | 52.19 | 50.75 | 55.18 | 53.01 | 50.75 | 59.73 | 77.7 | 102.46 | 59.73 | 76.15 | 80.86 | 49.6 | 53.01 | 53.17
7322 | 38.86 | 43.83 | 39.02 | 38.86 | 46.37 | 39.02 | 38.86 | 46.37 | 39.02 | 38.86 | 46.37 | 39.02 | 39.57 | 46.37 | 37.72 | 39.57 | 46.37 | 37.72 | 38.86 | 46.37 | 37.72 | 38.86 | 43.83 | 37.72 | 39.57 | 46.37 | 37.72 | 39.97 | 58.14 | 63.99 | 39.25 | 58.14 | 62.72 | 38.86 | 43.83 | 39.02 | 49.45 | 52.86 | 60.37 | 49.45 | 52.86 | 60.37 | 49.45 | 52.86 | 60.37 | 49.45 | 52.86 | 60.37 | 55.03 | 52.86 | 50.75 | 55.03 | 52.86 | 50.75 | 49.45 | 52.86 | 50.75 | 49.45 | 52.04 | 50.75 | 55.03 | 52.86 | 50.75 | 59.6 | 77.7 | 102.46 | 59.6 | 77.7 | 100.41 | 49.45 | 52.86 | 60.37
7323 | 38.87 | 43.84 | 39.02 | 38.87 | 43.84 | 39.02 | 38.87 | 43.84 | 39.02 | 38.87 | 43.84 | 39.02 | 39.57 | 46.38 | 37.38 | 39.57 | 46.38 | 37.38 | 38.87 | 43.84 | 37.38 | 38.87 | 43.84 | 37.38 | 39.57 | 46.38 | 37.38 | 39.97 | 58.14 | 63.99 | 39.97 | 58.14 | 62.72 | 38.87 | 43.84 | 39.02 | 49.46 | 52.15 | 53.17 | 49.46 | 52.15 | 53.17 | 49.46 | 52.15 | 53.17 | 49.46 | 52.15 | 53.17 | 55.03 | 52.15 | 50.75 | 55.03 | 52.15 | 50.75 | 49.46 | 52.15 | 50.75 | 49.46 | 52.04 | 50.75 | 55.03 | 52.15 | 50.75 | 58.66 | 77.7 | 91.61 | 58.66 | 77.7 | 89.78 | 49.46 | 52.15 | 53.17
7324 | 39.06 | 46.57 | 39.02 | 39.06 | 46.57 | 39.02 | 39.06 | 46.57 | 39.02 | 39.06 | 46.57 | 39.02 | 39.77 | 46.57 | 37.38 | 39.77 | 46.57 | 37.38 | 39.06 | 46.57 | 37.38 | 39.06 | 44.03 | 37.38 | 39.77 | 46.57 | 37.38 | 40.36 | 58.14 | 63.99 | 40.36 | 58.14 | 63.35 | 39.06 | 46.57 | 39.02 | 49.65 | 52.34 | 64.79 | 49.65 | 52.34 | 64.79 | 49.65 | 52.34 | 64.79 | 49.65 | 52.34 | 64.79 | 55.23 | 52.34 | 49.81 | 55.23 | 52.34 | 49.81 | 49.65 | 52.34 | 49.81 | 49.65 | 52.24 | 49.81 | 55.23 | 52.34 | 49.81 | 58.66 | 77.7 | 91.61 | 58.66 | 77.7 | 89.78 | 49.65 | 52.34 | 64.79
7325 | 39.49 | 47 | 61.84 | 39.49 | 47 | 61.84 | 39.49 | 47 | 61.84 | 39.49 | 47 | 61.84 | 40.19 | 47 | 37.38 | 40.19 | 47 | 37.38 | 39.49 | 46.99 | 37.38 | 39.49 | 44.46 | 37.38 | 40.19 | 47 | 37.38 | 41.16 | 58.15 | 64.39 | 41.16 | 59.32 | 64.39 | 39.49 | 47 | 61.84 | 52.77 | 53.82 | 74.01 | 52.77 | 53.82 | 74.01 | 52.77 | 53.82 | 74.01 | 52.77 | 53.82 | 74.01 | 55.66 | 52.77 | 50.23 | 55.66 | 52.77 | 50.23 | 50.08 | 52.77 | 50.23 | 50.08 | 52.66 | 50.23 | 55.66 | 52.77 | 50.23 | 59.15 | 77.7 | 91.61 | 59.73 | 79.28 | 91.61 | 52.77 | 53.82 | 74.01
7326 | 41.04 | 61.6 | 79.97 | 41.04 | 61.6 | 79.97 | 41.04 | 61.6 | 79.97 | 41.04 | 61.6 | 79.97 | 41.04 | 61.6 | 39.19 | 41.04 | 61.6 | 39.19 | 40.33 | 61.6 | 39.19 | 40.33 | 45.3 | 39.19 | 41.04 | 61.6 | 39.19 | 49.27 | 70.55 | 81.14 | 49.89 | 71.98 | 81.14 | 41.04 | 61.6 | 79.97 | 56.5 | 82.45 | 91.06 | 56.5 | 82.45 | 91.06 | 56.5 | 82.45 | 91.06 | 56.5 | 82.45 | 91.06 | 56.5 | 78.13 | 50.75 | 56.5 | 78.13 | 50.75 | 50.92 | 78.13 | 50.75 | 50.92 | 53.51 | 50.75 | 56.5 | 78.13 | 50.75 | 70.81 | 85 | 106.73 | 71.53 | 86.73 | 106.73 | 56.5 | 82.45 | 91.06
7327 | 41.56 | 74.57 | 80 | 41.56 | 74.57 | 80.48 | 45.72 | 74.57 | 80.48 | 45.72 | 74.57 | 80.48 | 45.72 | 73.45 | 80.3 | 45.72 | 73.45 | 80.3 | 41.56 | 73.45 | 80.3 | 40.85 | 45.84 | 39.85 | 41.56 | 73.45 | 80.3 | 54.72 | 78.06 | 83.62 | 55.83 | 79.1 | 81.96 | 45.72 | 74.57 | 80.48 | 57.02 | 97.15 | 102.5 | 57.02 | 97.15 | 102.5 | 73.76 | 97.15 | 102.5 | 73.76 | 99.13 | 102.5 | 67.34 | 97.15 | 51.61 | 67.34 | 97.15 | 51.61 | 57.02 | 97.15 | 51.61 | 51.44 | 54.03 | 51.61 | 57.02 | 97.15 | 51.61 | 79.9 | 103.26 | 106.73 | 81.52 | 105.35 | 107.81 | 73.76 | 97.15 | 102.5
7328 | 41.76 | 74.77 | 39.02 | 41.76 | 74.77 | 80.68 | 46.12 | 74.77 | 80.68 | 46.12 | 74.77 | 80.68 | 46.12 | 74.43 | 80.3 | 46.12 | 74.43 | 80.3 | 41.76 | 74.43 | 80.3 | 41.05 | 46.03 | 39.02 | 41.76 | 74.43 | 80.3 | 56.13 | 79.1 | 83.62 | 56.13 | 79.1 | 81.96 | 46.12 | 74.77 | 80.68 | 57.22 | 97.23 | 102.7 | 57.22 | 97.23 | 102.7 | 74.96 | 97.23 | 102.7 | 74.96 | 98.82 | 102.7 | 74.96 | 97.15 | 51.61 | 74.96 | 97.15 | 51.61 | 57.22 | 97.15 | 51.61 | 51.64 | 54.23 | 51.61 | 57.22 | 97.15 | 51.61 | 80.72 | 103.26 | 106.72 | 81.54 | 105 | 106.72 | 74.96 | 97.23 | 102.7
7329 | 40.94 | 74.66 | 39.02 | 40.94 | 74.66 | 80.57 | 46.01 | 74.66 | 80.57 | 46.01 | 74.66 | 80.57 | 46.01 | 74.66 | 79.5 | 46.01 | 74.66 | 79.5 | 40.94 | 74.66 | 79.5 | 40.94 | 45.91 | 39.02 | 41.65 | 74.66 | 79.5 | 57.27 | 78.54 | 82.78 | 56.13 | 78.54 | 81.38 | 46.01 | 74.66 | 80.57 | 57.11 | 90 | 84.2 | 57.11 | 90 | 84.2 | 74.96 | 90 | 84.2 | 74.96 | 90 | 84.2 | 74.96 | 89.9 | 50.75 | 74.96 | 89.9 | 50.75 | 57.11 | 89.9 | 50.75 | 51.53 | 54.12 | 50.75 | 57.11 | 89.9 | 50.75 | 81.52 | 93.62 | 85.05 | 79.9 | 93.62 | 85.05 | 74.96 | 90 | 84.2
7330 | 41.5 | 64.96 | 65.72 | 41.5 | 64.96 | 65.72 | 45.87 | 64.96 | 65.72 | 45.87 | 64.96 | 65.72 | 45.87 | 64.94 | 61.45 | 45.87 | 64.94 | 61.45 | 41.5 | 64.94 | 61.45 | 40.79 | 45.76 | 38.23 | 41.5 | 64.94 | 61.45 | 56.21 | 67.63 | 65.06 | 55.09 | 66.95 | 66.39 | 45.87 | 64.96 | 65.72 | 56.96 | 78.48 | 81.4 | 56.96 | 78.48 | 81.4 | 74 | 78.48 | 81.4 | 74 | 78.48 | 81.4 | 74 | 76.13 | 50.75 | 74 | 76.13 | 50.75 | 56.96 | 76.13 | 50.75 | 51.38 | 53.97 | 50.36 | 56.96 | 76.13 | 50.75 | 79.44 | 79.28 | 82.22 | 78.62 | 79.28 | 82.22 | 74 | 78.48 | 81.4
7331 | 41.35 | 58.73 | 65.72 | 41.35 | 58.73 | 65.72 | 45.72 | 58.73 | 65.72 | 45.72 | 58.73 | 65.72 | 45.72 | 56.97 | 61.22 | 45.72 | 56.97 | 61.22 | 41.35 | 56.97 | 61.22 | 40.64 | 45.61 | 39.85 | 41.35 | 56.97 | 61.22 | 55.14 | 59.32 | 65.06 | 54.04 | 59.32 | 66.39 | 45.72 | 58.73 | 65.72 | 56.81 | 75.88 | 77.65 | 56.81 | 75.88 | 77.65 | 71.73 | 75.88 | 77.65 | 71.73 | 75.88 | 77.65 | 70.3 | 75.1 | 50.75 | 70.3 | 75.1 | 50.75 | 56.81 | 75.1 | 50.75 | 51.23 | 53.82 | 50.75 | 56.81 | 75.1 | 50.75 | 74.71 | 76.65 | 78.43 | 73.94 | 77.42 | 78.43 | 71.73 | 75.88 | 77.65
7332 | 41.24 | 56.97 | 64.4 | 41.24 | 56.97 | 64.4 | 41.24 | 56.97 | 64.4 | 41.24 | 56.97 | 64.4 | 41.24 | 56.97 | 61.22 | 41.24 | 56.97 | 61.22 | 40.54 | 56.97 | 61.22 | 40.54 | 45.51 | 37.97 | 41.24 | 56.97 | 61.22 | 48.68 | 59.32 | 63.75 | 47.71 | 58.14 | 65.05 | 41.24 | 56.97 | 64.4 | 56.71 | 74.86 | 75.32 | 56.71 | 74.86 | 75.32 | 56.71 | 74.86 | 75.32 | 56.71 | 74.86 | 75.32 | 56.71 | 74.86 | 50.75 | 56.71 | 74.86 | 50.75 | 56.71 | 74.86 | 50.75 | 51.13 | 53.72 | 50.1 | 56.71 | 74.86 | 50.75 | 66.61 | 76.4 | 78.43 | 65.94 | 76.4 | 76.87 | 56.71 | 74.86 | 75.32
7333 | 41.08 | 56.97 | 63.11 | 41.08 | 56.97 | 63.11 | 41.08 | 56.97 | 63.11 | 41.08 | 56.97 | 63.11 | 41.08 | 56.97 | 61.22 | 41.08 | 56.97 | 61.22 | 41.08 | 56.97 | 61.22 | 40.38 | 45.35 | 37.81 | 41.08 | 56.97 | 61.22 | 48.68 | 59.32 | 63.75 | 47.71 | 58.14 | 63.75 | 41.08 | 56.97 | 63.11 | 56.55 | 74.86 | 75.32 | 56.55 | 74.86 | 75.32 | 56.55 | 74.86 | 75.32 | 56.55 | 74.86 | 75.32 | 56.55 | 74.86 | 50.75 | 56.55 | 74.86 | 50.75 | 56.55 | 74.86 | 50.75 | 50.97 | 53.56 | 49.94 | 56.55 | 74.86 | 50.75 | 66.61 | 76.4 | 78.43 | 65.94 | 76.4 | 76.87 | 56.55 | 74.86 | 75.32
7334 | 40.97 | 65.46 | 70.53 | 40.97 | 65.46 | 70.53 | 45.33 | 65.46 | 70.53 | 45.33 | 65.46 | 70.53 | 45.33 | 65.46 | 66.38 | 45.33 | 65.46 | 66.38 | 40.97 | 65.46 | 66.38 | 40.26 | 45.23 | 37.69 | 40.97 | 65.46 | 66.38 | 54.59 | 67.49 | 69.12 | 53.5 | 67.49 | 70.53 | 45.33 | 65.46 | 70.53 | 56.43 | 76.13 | 81.4 | 56.43 | 76.13 | 81.4 | 70.9 | 76.13 | 81.4 | 70.9 | 76.13 | 81.4 | 70.9 | 76.13 | 50.75 | 70.9 | 76.13 | 50.75 | 56.43 | 76.13 | 50.75 | 50.85 | 53.44 | 49.83 | 56.43 | 76.13 | 50.75 | 75.33 | 77.7 | 82.22 | 75.33 | 77.7 | 82.22 | 70.9 | 76.13 | 81.4
7335 | 40.2 | 71.34 | 79.83 | 40.2 | 71.34 | 79.83 | 45.27 | 71.34 | 79.83 | 45.27 | 71.34 | 79.83 | 45.27 | 71.34 | 79.5 | 45.27 | 71.34 | 79.5 | 40.2 | 71.34 | 79.5 | 40.2 | 45.17 | 37.63 | 40.91 | 71.34 | 79.5 | 55.64 | 75.06 | 82.78 | 55.64 | 73.57 | 81.13 | 45.27 | 71.34 | 79.83 | 56.37 | 90 | 101.85 | 56.37 | 90 | 101.85 | 56.37 | 90 | 101.85 | 56.37 | 90 | 101.85 | 56.37 | 90 | 51.61 | 56.37 | 90 | 51.61 | 56.37 | 90 | 51.61 | 50.79 | 53.38 | 49.77 | 56.37 | 90 | 51.61 | 79.65 | 95.65 | 103.95 | 79.65 | 94.7 | 103.95 | 56.37 | 90 | 101.85
7336 | 40.34 | 74.06 | 39.02 | 40.34 | 74.06 | 79.97 | 45.41 | 74.06 | 81.63 | 45.41 | 74.06 | 81.63 | 45.41 | 74.06 | 81.63 | 45.41 | 74.06 | 81.63 | 40.34 | 74.06 | 79.97 | 40.34 | 45.3 | 37.77 | 41.04 | 74.06 | 81.63 | 56.13 | 79.1 | 85 | 56.13 | 78.31 | 83.3 | 45.41 | 74.06 | 79.97 | 50.93 | 96.51 | 101.99 | 50.93 | 96.51 | 101.99 | 71.42 | 96.51 | 101.99 | 71.42 | 96.51 | 101.99 | 71.42 | 96.51 | 51.61 | 71.42 | 96.51 | 51.61 | 50.93 | 96.51 | 51.61 | 50.93 | 53.51 | 49.9 | 56.51 | 96.51 | 51.61 | 80.72 | 103.6 | 105.08 | 81.54 | 104.65 | 107.23 | 71.42 | 96.51 | 101.99
7337 | 40.67 | 74.39 | 77.11 | 40.67 | 74.39 | 77.11 | 45.72 | 74.39 | 81.94 | 45.72 | 74.39 | 81.94 | 45.72 | 74.39 | 81.94 | 45.72 | 74.39 | 81.94 | 40.67 | 74.39 | 77.11 | 40.67 | 45.64 | 38.1 | 41.38 | 74.39 | 81.94 | 58.94 | 80.95 | 85.33 | 58.35 | 80.14 | 83.62 | 45.72 | 74.39 | 77.11 | 51.26 | 96.85 | 102.32 | 51.26 | 96.85 | 102.32 | 71.75 | 96.85 | 102.32 | 71.75 | 96.85 | 102.32 | 71.75 | 96.85 | 56.18 | 71.75 | 96.85 | 56.18 | 51.26 | 96.85 | 56.18 | 51.26 | 53.85 | 50.24 | 56.84 | 96.85 | 56.18 | 85.58 | 107.13 | 106.7 | 85.58 | 106.06 | 108.88 | 71.75 | 96.85 | 102.32
7338 | 40.83 | 74.56 | 77.11 | 40.83 | 74.56 | 77.11 | 41.54 | 74.56 | 81.94 | 41.54 | 74.56 | 81.94 | 41.54 | 74.56 | 81.94 | 41.54 | 74.56 | 81.94 | 40.83 | 74.56 | 77.11 | 40.83 | 45.8 | 38.26 | 41.54 | 74.56 | 81.94 | 59.54 | 80.95 | 85.33 | 58.35 | 80.14 | 83.62 | 41.54 | 74.56 | 77.11 | 51.42 | 97.01 | 102.48 | 51.42 | 97.01 | 102.48 | 57 | 97.01 | 102.48 | 57 | 97.01 | 102.48 | 57 | 97.01 | 51.61 | 57 | 97.01 | 51.61 | 51.42 | 97.01 | 51.61 | 51.42 | 54.01 | 50.4 | 57 | 97.01 | 51.61 | 91.67 | 107.13 | 106.7 | 91.67 | 106.06 | 108.88 | 57 | 97.01 | 102.48
7339 | 40.53 | 65.31 | 70.53 | 40.53 | 65.31 | 70.53 | 41.24 | 65.31 | 81.8 | 41.24 | 65.31 | 81.8 | 41.24 | 65.31 | 81.8 | 41.24 | 65.31 | 81.8 | 40.53 | 65.31 | 37.96 | 40.53 | 45.5 | 37.96 | 41.24 | 65.31 | 81.8 | 57.53 | 80.17 | 85.33 | 56.38 | 78.57 | 83.62 | 41.24 | 65.31 | 70.53 | 51.12 | 75 | 85 | 51.12 | 75 | 85 | 56.7 | 75 | 85 | 56.7 | 75 | 85 | 56.7 | 75 | 51.28 | 56.7 | 75 | 51.28 | 51.12 | 75 | 51.28 | 51.12 | 53.71 | 50.09 | 56.7 | 75 | 51.28 | 83.31 | 105.08 | 106.7 | 83.31 | 106.06 | 108.88 | 56.7 | 75 | 85
7340 | 40.16 | 47.68 | 39.02 | 40.16 | 47.68 | 39.02 | 40.87 | 47.68 | 70.53 | 40.87 | 47.68 | 70.53 | 40.87 | 47.68 | 39.85 | 40.87 | 47.68 | 39.85 | 40.16 | 47.68 | 37.59 | 40.16 | 45.13 | 37.59 | 40.87 | 47.68 | 39.85 | 56.13 | 79.1 | 85.33 | 55.01 | 77.53 | 83.62 | 40.87 | 47.68 | 70.53 | 50.75 | 54.59 | 51.3 | 50.75 | 54.59 | 51.3 | 56.33 | 54.59 | 51.3 | 56.33 | 54.59 | 51.3 | 56.33 | 54.59 | 50.91 | 56.33 | 54.59 | 50.91 | 50.75 | 54.59 | 50.91 | 50.75 | 53.34 | 49.73 | 56.33 | 54.59 | 50.91 | 79.9 | 103.95 | 106.7 | 79.9 | 103.95 | 108.88 | 56.33 | 56.61 | 77.75
7341 | 39.91 | 44.88 | 39.02 | 39.91 | 44.88 | 39.02 | 39.91 | 44.88 | 39.62 | 39.91 | 44.88 | 39.62 | 40.62 | 47.43 | 39.62 | 40.62 | 47.43 | 39.62 | 39.91 | 44.88 | 37.35 | 39.91 | 44.88 | 37.35 | 40.62 | 47.43 | 39.62 | 50.39 | 75.26 | 83.62 | 49.38 | 74.5 | 81.95 | 39.91 | 44.88 | 39.02 | 50.5 | 53.82 | 51.3 | 50.5 | 53.82 | 51.3 | 50.5 | 53.82 | 51.3 | 50.5 | 53.82 | 51.3 | 56.08 | 53.82 | 51.3 | 56.08 | 53.82 | 51.3 | 50.5 | 53.09 | 51.3 | 50.5 | 53.09 | 49.48 | 56.08 | 53.82 | 51.3 | 73.17 | 101.54 | 106.7 | 73.17 | 101.54 | 108.88 | 50.5 | 53.82 | 64.79
7342 | 39.74 | 44.71 | 37.17 | 39.74 | 44.71 | 37.17 | 39.74 | 44.71 | 63.57 | 39.74 | 44.71 | 63.57 | 40.45 | 47.25 | 63.57 | 40.45 | 47.25 | 63.57 | 39.74 | 44.71 | 37.17 | 39.74 | 44.71 | 37.17 | 40.45 | 47.25 | 63.57 | 49.89 | 68.57 | 83.62 | 48.89 | 68.57 | 81.95 | 39.74 | 44.71 | 37.17 | 50.33 | 52.92 | 51.3 | 50.33 | 52.92 | 51.3 | 50.33 | 52.92 | 51.3 | 50.33 | 52.92 | 51.3 | 55.91 | 53.02 | 51.3 | 55.91 | 53.02 | 51.3 | 50.33 | 52.92 | 51.3 | 50.33 | 52.92 | 49.31 | 55.91 | 53.02 | 51.3 | 70.1 | 95.99 | 105.08 | 68.7 | 97.95 | 107.23 | 50.33 | 52.92 | 51.3
7343 | 39.34 | 44.31 | 36.78 | 39.34 | 44.31 | 36.78 | 39.34 | 44.31 | 38.2 | 39.34 | 44.31 | 38.2 | 40.05 | 46.86 | 38.2 | 40.05 | 46.86 | 38.2 | 39.34 | 44.31 | 36.78 | 39.34 | 44.31 | 36.78 | 40.05 | 46.86 | 38.2 | 49.39 | 68.58 | 82.78 | 48.4 | 68.58 | 81.13 | 39.34 | 44.31 | 36.78 | 49.93 | 52.52 | 51.3 | 49.93 | 52.52 | 51.3 | 49.93 | 52.52 | 51.3 | 49.93 | 52.52 | 51.3 | 55.51 | 52.63 | 51.3 | 55.51 | 52.63 | 51.3 | 49.93 | 52.52 | 51.3 | 49.93 | 52.52 | 48.91 | 55.51 | 52.63 | 51.3 | 70.1 | 97.18 | 110 | 68.7 | 99.16 | 108.88 | 49.93 | 52.52 | 51.3
7344 | 39.56 | 44.53 | 36.99 | 39.56 | 44.53 | 36.99 | 39.56 | 44.53 | 36.99 | 39.56 | 44.53 | 36.99 | 40.27 | 47.07 | 36.99 | 40.27 | 47.07 | 36.99 | 39.56 | 44.53 | 36.99 | 39.56 | 44.53 | 36.99 | 40.27 | 47.07 | 36.99 | 44.23 | 67.87 | 80.66 | 43.34 | 67.87 | 80.28 | 39.56 | 44.53 | 36.99 | 50.15 | 52.74 | 51.3 | 50.15 | 52.74 | 51.3 | 50.15 | 52.74 | 51.3 | 50.15 | 52.74 | 51.3 | 55.73 | 52.84 | 51.3 | 55.73 | 52.84 | 51.3 | 50.15 | 52.74 | 49.13 | 50.15 | 52.74 | 49.13 | 55.73 | 52.84 | 51.3 | 68.73 | 97.57 | 106.7 | 67.36 | 99.55 | 106.71 | 50.15 | 52.74 | 51.3
7345 | 39.42 | 44.38 | 36.85 | 39.42 | 44.38 | 36.85 | 39.42 | 44.38 | 36.85 | 39.42 | 44.38 | 36.85 | 40.12 | 46.93 | 36.85 | 40.12 | 46.93 | 36.85 | 39.42 | 44.38 | 36.85 | 39.42 | 44.38 | 36.85 | 40.12 | 46.93 | 36.85 | 40.53 | 67.87 | 81.96 | 39.81 | 67.87 | 80.32 | 39.42 | 44.38 | 36.85 | 50 | 52.59 | 48.98 | 50 | 52.59 | 48.98 | 50 | 52.59 | 48.98 | 50 | 52.59 | 48.98 | 55.58 | 52.7 | 48.98 | 55.58 | 52.7 | 48.98 | 50 | 52.59 | 48.98 | 50 | 52.59 | 48.98 | 55.58 | 52.7 | 48.98 | 63.23 | 97.57 | 110 | 63.23 | 98.56 | 107.8 | 50 | 52.59 | 51.3
7346 | 39.21 | 44.18 | 36.65 | 39.21 | 44.18 | 36.65 | 39.21 | 44.18 | 36.65 | 39.21 | 44.18 | 36.65 | 39.92 | 46.72 | 36.65 | 39.92 | 46.73 | 36.65 | 39.21 | 44.18 | 36.65 | 39.21 | 44.18 | 36.65 | 39.92 | 46.72 | 36.65 | 40.36 | 67.87 | 81.91 | 39.61 | 66.52 | 80.28 | 39.21 | 44.18 | 36.65 | 49.8 | 52.39 | 48.78 | 49.8 | 52.39 | 48.78 | 49.8 | 52.39 | 48.78 | 49.8 | 52.39 | 48.78 | 55.38 | 52.5 | 48.78 | 55.38 | 52.5 | 48.78 | 49.8 | 52.39 | 48.78 | 49.8 | 52.39 | 48.78 | 55.38 | 52.5 | 48.78 | 58.15 | 97.56 | 110 | 58.15 | 97.56 | 106.7 | 49.8 | 52.39 | 51.3
7347 | 39.03 | 43.99 | 36.46 | 39.03 | 43.99 | 36.46 | 39.03 | 43.99 | 36.46 | 39.03 | 43.99 | 36.46 | 39.73 | 46.39 | 36.46 | 39.73 | 46.54 | 36.46 | 39.03 | 43.99 | 36.46 | 39.03 | 43.99 | 36.46 | 39.73 | 46.39 | 36.46 | 40.36 | 64.3 | 77.38 | 39.55 | 63.01 | 75.83 | 39.03 | 43.99 | 36.46 | 49.61 | 52.2 | 48.59 | 49.61 | 52.2 | 48.59 | 49.61 | 52.2 | 48.59 | 49.61 | 52.2 | 48.59 | 55.19 | 52.31 | 48.59 | 55.19 | 52.31 | 48.59 | 49.61 | 52.2 | 48.59 | 49.61 | 52.2 | 48.59 | 55.19 | 52.31 | 48.59 | 58.15 | 91.87 | 110 | 56.99 | 90.03 | 104.49 | 49.61 | 52.2 | 51.3
7348 | 39.03 | 44 | 36.46 | 39.03 | 44 | 36.46 | 39.03 | 44 | 36.46 | 39.03 | 44 | 36.46 | 39.74 | 46.39 | 36.46 | 39.74 | 46.54 | 36.46 | 39.03 | 44 | 36.46 | 39.03 | 44 | 36.46 | 39.74 | 46.39 | 36.46 | 40.36 | 63.65 | 69.66 | 39.55 | 62.38 | 38.24 | 39.03 | 44 | 36.46 | 49.62 | 52.21 | 48.6 | 49.62 | 52.21 | 48.6 | 49.62 | 52.21 | 48.6 | 49.62 | 52.21 | 48.6 | 55.2 | 52.31 | 48.6 | 55.2 | 52.31 | 48.6 | 49.62 | 52.21 | 48.6 | 49.62 | 52.21 | 48.6 | 55.2 | 52.31 | 48.6 | 58.15 | 80.86 | 107.81 | 56.99 | 79.24 | 49.78 | 49.62 | 52.21 | 51.3
7349 | 39.14 | 44.11 | 36.57 | 39.14 | 44.11 | 36.57 | 39.14 | 44.11 | 36.57 | 39.14 | 44.11 | 36.57 | 39.85 | 46.5 | 36.57 | 39.85 | 46.65 | 36.57 | 39.14 | 44.11 | 36.57 | 39.14 | 44.11 | 36.57 | 39.85 | 46.5 | 36.57 | 40.36 | 63.65 | 69.66 | 39.55 | 47.7 | 38.24 | 39.14 | 44.11 | 36.57 | 49.73 | 52.32 | 48.7 | 49.73 | 52.32 | 48.7 | 49.73 | 52.32 | 48.7 | 49.73 | 52.32 | 48.7 | 55.31 | 52.42 | 48.7 | 55.31 | 52.42 | 48.7 | 49.73 | 52.32 | 48.7 | 49.73 | 52.32 | 48.7 | 55.31 | 52.42 | 48.7 | 58.15 | 80.86 | 107.81 | 56.99 | 79.24 | 49.78 | 49.73 | 52.32 | 51.3
7350 | 39.3 | 44.26 | 36.73 | 39.3 | 44.26 | 36.73 | 39.3 | 44.26 | 36.73 | 39.3 | 44.26 | 36.73 | 40 | 46.66 | 36.73 | 40 | 46.81 | 36.73 | 39.3 | 44.26 | 36.73 | 39.3 | 44.26 | 36.73 | 40 | 46.66 | 36.73 | 40.36 | 63.65 | 80.4 | 39.69 | 47.19 | 38.24 | 39.3 | 44.26 | 36.73 | 49.88 | 52.47 | 48.86 | 49.88 | 52.47 | 48.86 | 49.88 | 52.47 | 48.86 | 49.88 | 52.47 | 48.86 | 55.46 | 52.58 | 48.86 | 55.46 | 52.58 | 48.86 | 49.88 | 52.47 | 48.86 | 49.88 | 52.47 | 48.86 | 55.46 | 52.58 | 48.86 | 58.15 | 80.86 | 108.9 | 56.99 | 63.43 | 49.78 | 49.88 | 52.47 | 51.3
7351 | 39.41 | 44.38 | 36.84 | 39.41 | 44.38 | 36.84 | 39.41 | 44.38 | 36.84 | 39.41 | 44.38 | 36.84 | 40.12 | 46.78 | 36.84 | 40.12 | 46.92 | 36.84 | 39.41 | 44.38 | 36.84 | 39.41 | 44.38 | 36.84 | 40.12 | 46.78 | 36.84 | 40.95 | 75.64 | 81.96 | 40.13 | 74.12 | 38.24 | 39.41 | 44.38 | 36.84 | 50 | 52.59 | 48.98 | 50 | 52.59 | 48.98 | 50 | 52.59 | 48.98 | 50 | 52.59 | 48.98 | 55.58 | 52.7 | 48.98 | 55.58 | 52.7 | 48.98 | 50 | 52.59 | 48.98 | 50 | 52.59 | 48.98 | 55.58 | 52.7 | 48.98 | 72.39 | 95.13 | 110 | 72.39 | 93.23 | 49.78 | 50 | 52.59 | 51.3
7352 | 39.67 | 44.64 | 37.1 | 39.67 | 44.64 | 37.1 | 39.67 | 44.64 | 37.1 | 39.67 | 44.64 | 37.1 | 40.38 | 47.09 | 37.1 | 40.38 | 47.18 | 37.1 | 39.67 | 44.64 | 37.1 | 39.67 | 44.64 | 37.1 | 40.38 | 47.09 | 37.1 | 53.61 | 75.64 | 81.96 | 52.54 | 74.13 | 38.24 | 39.67 | 44.64 | 37.1 | 50.26 | 52.85 | 49.24 | 50.26 | 52.85 | 49.24 | 50.26 | 52.85 | 49.24 | 50.26 | 52.85 | 49.24 | 55.84 | 52.96 | 49.24 | 55.84 | 52.96 | 49.24 | 50.26 | 52.85 | 49.24 | 50.26 | 52.85 | 49.24 | 55.84 | 52.96 | 49.24 | 76.51 | 95.13 | 110 | 76.51 | 92.28 | 49.78 | 50.26 | 56.61 | 85.5
7353 | 39.94 | 44.91 | 37.37 | 39.94 | 44.91 | 37.37 | 39.94 | 44.91 | 37.37 | 39.94 | 44.91 | 37.37 | 40.65 | 47.44 | 37.37 | 40.65 | 47.45 | 37.37 | 39.94 | 44.91 | 37.37 | 39.94 | 44.91 | 37.37 | 40.65 | 47.44 | 37.37 | 54.54 | 68.56 | 80.66 | 54.54 | 67.19 | 38.24 | 39.94 | 44.91 | 49.85 | 50.53 | 53.12 | 49.51 | 50.53 | 53.12 | 49.51 | 50.53 | 53.12 | 49.51 | 50.53 | 53.12 | 49.51 | 56.11 | 53.23 | 49.51 | 56.11 | 53.23 | 49.51 | 50.53 | 53.12 | 49.51 | 50.53 | 53.12 | 49.51 | 56.11 | 53.23 | 49.51 | 77.06 | 85 | 105.57 | 77.06 | 82.45 | 50.01 | 50.53 | 76.13 | 90
7354 | 40.06 | 45.03 | 37.49 | 40.06 | 45.03 | 37.49 | 40.06 | 45.03 | 37.49 | 40.06 | 45.03 | 37.49 | 40.77 | 47.56 | 37.49 | 40.77 | 47.57 | 37.49 | 40.06 | 45.03 | 37.49 | 40.06 | 45.03 | 37.49 | 40.77 | 47.56 | 37.49 | 54.15 | 58.07 | 62.48 | 53.07 | 47.56 | 38.24 | 40.06 | 45.03 | 68.48 | 50.65 | 53.24 | 49.62 | 50.65 | 53.24 | 49.62 | 50.65 | 53.24 | 49.62 | 50.65 | 53.24 | 49.62 | 56.23 | 53.34 | 49.62 | 56.23 | 53.34 | 49.62 | 50.65 | 53.24 | 49.62 | 50.65 | 53.24 | 49.62 | 56.23 | 53.34 | 49.62 | 76.29 | 77.7 | 82.5 | 76.51 | 53.77 | 50.13 | 50.65 | 76.13 | 107.67
7355 | 40.05 | 45.02 | 37.48 | 40.05 | 45.02 | 37.48 | 40.05 | 45.02 | 37.48 | 40.05 | 45.02 | 37.48 | 40.76 | 47.55 | 37.48 | 40.76 | 47.56 | 37.48 | 40.05 | 45.02 | 37.48 | 40.05 | 45.02 | 37.48 | 40.76 | 47.55 | 37.48 | 47.59 | 58.06 | 62.48 | 46.64 | 45.47 | 37.86 | 40.05 | 45.02 | 50 | 50.64 | 53.23 | 49.62 | 50.64 | 53.23 | 49.62 | 50.64 | 53.23 | 49.62 | 50.64 | 53.23 | 49.62 | 56.22 | 53.33 | 49.62 | 56.22 | 53.33 | 49.62 | 50.64 | 53.23 | 49.62 | 50.64 | 53.23 | 49.62 | 56.22 | 53.33 | 49.62 | 59.75 | 54.86 | 77.75 | 60.97 | 53.77 | 49.78 | 50.64 | 76.13 | 107.67
7356 | 39.94 | 44.9 | 37.37 | 39.94 | 44.9 | 37.37 | 39.94 | 44.9 | 37.37 | 39.94 | 44.9 | 37.37 | 40.64 | 47.44 | 37.37 | 40.64 | 47.45 | 37.37 | 39.94 | 44.9 | 37.37 | 39.94 | 44.9 | 37.37 | 40.64 | 47.44 | 37.37 | 43.18 | 57.06 | 39.62 | 42.32 | 45.36 | 38.24 | 39.94 | 44.9 | 37.37 | 50.52 | 53.11 | 49.5 | 50.52 | 53.11 | 49.5 | 50.52 | 53.11 | 49.5 | 50.52 | 53.11 | 49.5 | 56.1 | 53.22 | 49.5 | 56.1 | 53.22 | 49.5 | 50.52 | 53.11 | 49.5 | 50.52 | 53.11 | 49.5 | 56.1 | 53.22 | 49.5 | 58.99 | 54.75 | 51.85 | 59.73 | 53.65 | 49.78 | 50.52 | 53.11 | 64.79
7357 | 39.76 | 44.73 | 37.19 | 39.76 | 44.73 | 37.19 | 39.76 | 44.73 | 37.19 | 39.76 | 44.73 | 37.19 | 40.47 | 47.26 | 37.19 | 40.47 | 47.27 | 37.19 | 39.76 | 44.73 | 37.19 | 39.76 | 44.73 | 37.19 | 40.47 | 47.26 | 37.19 | 41.18 | 54.54 | 37.57 | 40.35 | 45.18 | 37.57 | 39.76 | 44.73 | 37.19 | 50.35 | 52.94 | 49.33 | 50.35 | 52.94 | 49.33 | 50.35 | 52.94 | 49.33 | 50.35 | 52.94 | 49.33 | 55.93 | 53.05 | 49.33 | 55.93 | 53.05 | 49.33 | 50.35 | 52.94 | 49.33 | 50.35 | 52.94 | 49.33 | 55.93 | 53.05 | 49.33 | 57.11 | 64.41 | 49.83 | 58.28 | 53.48 | 49.78 | 50.35 | 52.94 | 64.79
7358 | 39.68 | 44.64 | 37.11 | 39.68 | 44.64 | 37.11 | 39.68 | 44.64 | 37.11 | 39.68 | 44.64 | 37.11 | 40.38 | 47.18 | 37.11 | 40.38 | 47.19 | 37.11 | 39.68 | 44.64 | 37.11 | 39.68 | 44.64 | 37.11 | 40.38 | 47.18 | 37.11 | 41.18 | 47.66 | 37.48 | 40.35 | 46.71 | 37.48 | 39.68 | 44.64 | 49.85 | 50.26 | 52.85 | 49.24 | 50.26 | 52.85 | 49.24 | 50.26 | 52.85 | 49.24 | 50.26 | 52.85 | 49.24 | 55.84 | 52.96 | 49.24 | 55.84 | 52.96 | 49.24 | 50.26 | 52.85 | 49.24 | 50.26 | 52.85 | 49.24 | 55.84 | 52.96 | 49.24 | 57.11 | 53.49 | 49.74 | 58.28 | 53.39 | 49.74 | 50.26 | 76.13 | 90
7359 | 39.71 | 44.68 | 37.14 | 39.71 | 44.68 | 37.14 | 39.71 | 44.68 | 37.14 | 39.71 | 44.68 | 37.14 | 40.42 | 47.21 | 37.14 | 40.42 | 47.22 | 37.14 | 39.71 | 44.68 | 37.14 | 39.71 | 44.68 | 37.14 | 40.42 | 47.21 | 37.14 | 41.18 | 47.7 | 37.52 | 41.18 | 46.74 | 37.52 | 39.71 | 44.68 | 49.85 | 50.3 | 52.89 | 49.27 | 50.3 | 52.89 | 49.27 | 50.3 | 52.89 | 49.27 | 50.3 | 52.89 | 49.27 | 55.88 | 52.99 | 49.27 | 55.88 | 52.99 | 49.27 | 50.3 | 52.89 | 49.27 | 50.3 | 52.89 | 49.27 | 55.88 | 52.99 | 49.27 | 57.11 | 54.51 | 49.77 | 58.28 | 53.42 | 49.77 | 50.3 | 56.61 | 85.5
7360 | 39.93 | 44.9 | 37.36 | 39.93 | 44.9 | 37.36 | 39.93 | 44.9 | 37.36 | 39.93 | 44.9 | 37.36 | 40.64 | 47.43 | 37.36 | 40.64 | 47.44 | 37.36 | 39.93 | 44.9 | 37.36 | 39.93 | 44.9 | 37.36 | 40.64 | 47.43 | 37.36 | 53.27 | 48.53 | 37.74 | 53.81 | 47.56 | 37.74 | 39.93 | 44.9 | 37.36 | 50.52 | 53.11 | 49.5 | 50.52 | 53.11 | 49.5 | 50.52 | 53.11 | 49.5 | 50.52 | 53.11 | 49.5 | 56.1 | 53.21 | 49.5 | 56.1 | 53.21 | 49.5 | 50.52 | 53.11 | 49.5 | 50.52 | 53.11 | 49.5 | 56.1 | 53.21 | 49.5 | 65.93 | 76.4 | 50 | 67.28 | 74.87 | 50 | 50.52 | 56.61 | 63.5
7361 | 40.38 | 45.34 | 37.81 | 40.38 | 45.34 | 37.81 | 40.38 | 45.34 | 37.81 | 40.38 | 45.34 | 37.81 | 41.08 | 47.89 | 37.81 | 41.08 | 47.89 | 37.81 | 40.38 | 45.34 | 37.81 | 40.38 | 45.34 | 37.81 | 41.08 | 47.89 | 37.81 | 55.09 | 48.37 | 38.19 | 55.09 | 47.41 | 38.19 | 40.38 | 45.34 | 37.81 | 50.96 | 53.55 | 49.94 | 50.96 | 53.55 | 49.94 | 50.96 | 53.55 | 49.94 | 50.96 | 53.55 | 49.94 | 56.54 | 53.66 | 49.94 | 56.54 | 53.66 | 49.94 | 50.96 | 53.55 | 49.94 | 50.96 | 53.55 | 49.94 | 56.54 | 53.66 | 49.94 | 77.01 | 76.4 | 50.45 | 78.58 | 74.87 | 50.45 | 50.96 | 56.02 | 51.3
7362 | 40.61 | 45.58 | 38.04 | 40.61 | 45.58 | 38.04 | 40.61 | 45.58 | 38.04 | 40.61 | 45.58 | 38.04 | 41.32 | 48.12 | 38.04 | 41.32 | 48.12 | 38.04 | 40.61 | 45.58 | 38.04 | 40.61 | 45.58 | 38.04 | 41.32 | 48.12 | 38.04 | 55.64 | 50.89 | 38.43 | 55.64 | 49.87 | 38.43 | 40.61 | 45.58 | 38.04 | 51.2 | 53.79 | 50.18 | 51.2 | 53.79 | 50.18 | 51.2 | 53.79 | 50.18 | 51.2 | 53.79 | 50.18 | 56.78 | 53.89 | 50.18 | 56.78 | 53.89 | 50.18 | 51.2 | 53.79 | 50.18 | 51.2 | 53.79 | 50.18 | 56.78 | 53.89 | 50.18 | 78.31 | 76.4 | 49.78 | 79.1 | 74.87 | 50.68 | 51.2 | 53.79 | 51.3
7363 | 40.36 | 45.33 | 37.8 | 40.36 | 45.33 | 37.8 | 40.36 | 45.33 | 37.8 | 40.36 | 45.33 | 37.8 | 41.07 | 47.88 | 37.8 | 41.07 | 47.88 | 37.8 | 40.36 | 45.33 | 37.8 | 40.36 | 45.33 | 37.8 | 41.07 | 47.88 | 37.8 | 54.72 | 48.36 | 37.42 | 54.72 | 47.39 | 38.18 | 40.36 | 45.33 | 37.8 | 50.95 | 53.54 | 49.93 | 50.95 | 53.54 | 49.93 | 50.95 | 53.54 | 49.93 | 50.95 | 53.54 | 49.93 | 56.53 | 53.65 | 49.93 | 56.53 | 53.65 | 49.93 | 50.95 | 53.54 | 49.93 | 50.95 | 53.54 | 49.93 | 56.53 | 53.65 | 49.93 | 75.96 | 54.19 | 49.43 | 77.51 | 54.08 | 50.43 | 50.95 | 53.54 | 49.93
7364 | 40 | 44.97 | 37.43 | 40 | 44.97 | 37.43 | 40 | 44.97 | 37.43 | 40 | 44.97 | 37.43 | 40.71 | 47.51 | 37.43 | 40.71 | 47.51 | 37.43 | 40 | 44.97 | 37.43 | 40 | 44.97 | 37.43 | 40.71 | 47.51 | 37.43 | 52.03 | 47.03 | 37.06 | 50.98 | 46.09 | 37.81 | 40 | 44.97 | 37.43 | 50.59 | 53.18 | 49.56 | 50.59 | 53.18 | 49.56 | 50.59 | 53.18 | 49.56 | 50.59 | 53.18 | 49.56 | 56.17 | 53.28 | 49.56 | 56.17 | 53.28 | 49.56 | 50.59 | 53.18 | 49.56 | 50.59 | 53.18 | 49.56 | 56.17 | 53.28 | 49.56 | 71.78 | 53.28 | 49.07 | 73.24 | 53.71 | 49.07 | 50.59 | 53.18 | 49.56
7365 | 39.78 | 44.75 | 37.21 | 39.78 | 44.75 | 37.21 | 39.78 | 44.75 | 37.21 | 39.78 | 44.75 | 37.21 | 40.49 | 47.29 | 37.21 | 40.49 | 47.29 | 37.21 | 39.78 | 44.75 | 37.21 | 39.78 | 44.75 | 37.21 | 40.49 | 47.29 | 37.21 | 45.12 | 46.12 | 35.75 | 44.22 | 45.2 | 36.84 | 39.78 | 44.75 | 37.21 | 50.37 | 52.96 | 49.35 | 50.37 | 52.96 | 49.35 | 50.37 | 52.96 | 49.35 | 50.37 | 52.96 | 49.35 | 55.95 | 53.07 | 49.35 | 55.95 | 53.07 | 49.35 | 50.37 | 52.96 | 49.35 | 50.37 | 52.96 | 49.35 | 55.95 | 53.07 | 49.35 | 67.57 | 52.5 | 46.21 | 68.95 | 53.49 | 48.85 | 50.37 | 52.96 | 49.35
7366 | 39.67 | 44.63 | 37.1 | 39.67 | 44.63 | 37.1 | 39.67 | 44.63 | 37.1 | 39.67 | 44.63 | 37.1 | 40.37 | 47.17 | 37.1 | 40.37 | 47.17 | 37.1 | 39.67 | 44.63 | 37.1 | 39.67 | 44.63 | 37.1 | 40.37 | 47.17 | 37.1 | 44.21 | 45.08 | 34.42 | 43.33 | 45.08 | 36.73 | 39.67 | 44.63 | 37.1 | 50.26 | 52.84 | 49.23 | 50.26 | 52.84 | 49.23 | 50.26 | 52.84 | 49.23 | 50.26 | 52.84 | 49.23 | 55.84 | 52.95 | 49.23 | 55.84 | 52.95 | 49.23 | 50.26 | 52.84 | 49.23 | 50.26 | 52.84 | 49.23 | 55.84 | 52.95 | 49.23 | 60.85 | 52.42 | 44.8 | 59.64 | 53.38 | 48.74 | 50.26 | 52.84 | 49.23
7367 | 39.36 | 44.33 | 36.79 | 39.36 | 44.33 | 36.79 | 39.36 | 44.33 | 36.79 | 39.36 | 44.33 | 36.79 | 40.07 | 46.78 | 36.79 | 40.07 | 46.78 | 36.79 | 39.36 | 44.33 | 36.79 | 39.36 | 44.33 | 36.79 | 40.07 | 46.78 | 36.79 | 40.47 | 43.88 | 34.42 | 39.76 | 44.77 | 36.42 | 39.36 | 44.33 | 36.79 | 49.95 | 52.54 | 48.92 | 49.95 | 52.54 | 48.92 | 49.95 | 52.54 | 48.92 | 49.95 | 52.54 | 48.92 | 55.53 | 52.64 | 48.92 | 55.53 | 52.64 | 48.92 | 49.95 | 52.54 | 48.92 | 49.95 | 52.54 | 48.92 | 55.53 | 52.64 | 48.92 | 56.09 | 47.89 | 44.8 | 54.97 | 52.01 | 48.43 | 49.95 | 52.54 | 48.92
7368 | 39.27 | 44.23 | 36.7 | 39.27 | 44.23 | 36.7 | 39.27 | 44.23 | 36.7 | 39.27 | 44.23 | 36.7 | 39.98 | 46.63 | 36.7 | 39.98 | 46.63 | 36.7 | 39.27 | 44.23 | 36.7 | 39.27 | 44.23 | 36.7 | 39.98 | 46.63 | 36.7 | 39.58 | 43.79 | 34.42 | 39.66 | 44.68 | 36.33 | 39.27 | 44.23 | 36.7 | 49.86 | 52.45 | 48.83 | 49.86 | 52.45 | 48.83 | 49.86 | 52.45 | 48.83 | 49.86 | 52.45 | 48.83 | 55.44 | 52.55 | 48.83 | 55.44 | 52.55 | 48.83 | 49.86 | 52.45 | 48.83 | 49.86 | 52.45 | 48.83 | 55.44 | 52.55 | 48.83 | 55.08 | 47.89 | 44.8 | 53.98 | 51.92 | 48.34 | 49.86 | 52.45 | 48.83
7369 | 39.11 | 44.08 | 36.55 | 39.11 | 44.08 | 36.55 | 39.11 | 44.08 | 36.55 | 39.11 | 44.08 | 36.55 | 39.82 | 46.47 | 36.55 | 39.82 | 46.47 | 36.55 | 39.11 | 44.08 | 36.55 | 39.11 | 44.08 | 36.55 | 39.82 | 46.47 | 36.55 | 39.42 | 43.64 | 34.42 | 39.51 | 44.53 | 36.18 | 39.11 | 44.08 | 36.55 | 49.7 | 52.29 | 48.68 | 49.7 | 52.29 | 48.68 | 49.7 | 52.29 | 48.68 | 49.7 | 52.29 | 48.68 | 55.28 | 52.4 | 48.68 | 55.28 | 52.4 | 48.68 | 49.7 | 52.29 | 48.68 | 49.7 | 52.29 | 48.68 | 55.28 | 52.4 | 48.68 | 54.73 | 47.89 | 44.8 | 53.64 | 51.77 | 48.19 | 49.7 | 52.29 | 48.68
7370 | 38.82 | 43.79 | 36.26 | 38.82 | 43.79 | 36.26 | 38.82 | 43.79 | 36.26 | 38.82 | 43.79 | 36.26 | 39.53 | 46.18 | 36.26 | 39.53 | 46.18 | 36.26 | 38.82 | 43.79 | 36.26 | 38.82 | 43.79 | 36.26 | 39.53 | 46.18 | 36.26 | 39.14 | 42.81 | 34.42 | 39.22 | 43.72 | 35.89 | 38.82 | 43.79 | 36.26 | 49.41 | 52 | 48.39 | 49.41 | 52 | 48.39 | 49.41 | 52 | 48.39 | 49.41 | 52 | 48.39 | 54.99 | 52.11 | 48.39 | 54.99 | 52.11 | 48.39 | 49.41 | 52 | 48.39 | 49.41 | 52 | 48.39 | 54.99 | 52.11 | 48.39 | 54.44 | 47.89 | 44.8 | 53.35 | 51.48 | 47.91 | 49.41 | 52 | 48.39
7371 | 38.7 | 43.67 | 36.13 | 38.7 | 43.67 | 36.13 | 38.7 | 43.67 | 36.13 | 38.7 | 43.67 | 36.13 | 39.41 | 46.06 | 36.13 | 39.41 | 46.06 | 36.13 | 38.7 | 43.67 | 36.13 | 38.7 | 43.67 | 36.13 | 39.41 | 46.06 | 36.13 | 39.01 | 42.81 | 34.42 | 39.09 | 43.68 | 35.77 | 38.7 | 43.67 | 36.13 | 49.29 | 51.88 | 48.26 | 49.29 | 51.88 | 48.26 | 49.29 | 51.88 | 48.26 | 49.29 | 51.88 | 48.26 | 54.87 | 51.98 | 48.26 | 54.87 | 51.98 | 48.26 | 49.29 | 51.88 | 48.26 | 49.29 | 51.88 | 48.26 | 54.87 | 51.98 | 48.26 | 54.32 | 47.66 | 44.8 | 53.23 | 51.39 | 47.78 | 49.29 | 51.88 | 48.26
7372 | 38.73 | 43.7 | 36.16 | 38.73 | 43.7 | 36.16 | 38.73 | 43.7 | 36.16 | 38.73 | 43.7 | 36.16 | 39.44 | 46.09 | 36.16 | 39.44 | 46.09 | 36.16 | 38.73 | 43.7 | 36.16 | 38.73 | 43.7 | 36.16 | 39.44 | 46.09 | 36.16 | 39.04 | 42.81 | 34.42 | 39.12 | 43.68 | 35.8 | 38.73 | 43.7 | 36.16 | 49.32 | 51.91 | 46.18 | 49.32 | 51.91 | 46.18 | 49.32 | 51.91 | 46.18 | 49.32 | 51.91 | 46.18 | 54.9 | 52.01 | 48.3 | 54.9 | 52.01 | 48.3 | 49.32 | 51.91 | 48.3 | 49.32 | 51.91 | 48.3 | 54.9 | 52.01 | 48.3 | 54.29 | 47.66 | 44.8 | 53.21 | 51.39 | 45.72 | 49.32 | 51.91 | 46.18
7373 | 38.89 | 43.86 | 36.32 | 38.89 | 43.86 | 36.32 | 38.89 | 43.86 | 36.32 | 38.89 | 43.86 | 36.32 | 39.6 | 46.25 | 36.32 | 39.6 | 46.25 | 36.32 | 38.89 | 43.86 | 36.32 | 38.89 | 43.86 | 36.32 | 39.6 | 46.25 | 36.32 | 39.28 | 43.42 | 35.17 | 39.28 | 44.3 | 35.96 | 38.89 | 43.86 | 36.32 | 49.48 | 52.07 | 46.17 | 49.48 | 52.07 | 46.17 | 49.48 | 52.07 | 46.17 | 49.48 | 52.07 | 46.17 | 55.06 | 52.17 | 48.45 | 55.06 | 52.17 | 48.45 | 49.48 | 52.07 | 48.45 | 49.48 | 52.07 | 48.45 | 55.06 | 52.17 | 48.45 | 54.51 | 51.36 | 44.8 | 55.62 | 52.41 | 45.7 | 49.48 | 52.07 | 46.17
7374 | 38.96 | 43.93 | 36.39 | 38.96 | 43.93 | 36.39 | 38.96 | 43.93 | 36.39 | 38.96 | 43.93 | 36.39 | 39.67 | 46.33 | 36.39 | 39.67 | 46.38 | 36.39 | 38.96 | 43.93 | 36.39 | 38.96 | 43.93 | 36.39 | 39.67 | 46.33 | 36.39 | 39.36 | 43.49 | 35.17 | 39.89 | 44.37 | 36.03 | 38.96 | 43.93 | 36.39 | 49.55 | 52.14 | 46.17 | 49.55 | 52.14 | 46.17 | 49.55 | 52.14 | 46.17 | 49.55 | 52.14 | 46.17 | 55.13 | 52.25 | 48.53 | 55.13 | 52.25 | 48.53 | 49.55 | 52.14 | 48.53 | 49.55 | 52.14 | 48.53 | 55.13 | 52.25 | 48.53 | 54.58 | 51.36 | 44.8 | 55.69 | 52.41 | 45.7 | 49.55 | 52.14 | 46.17
7375 | 39.05 | 44.02 | 36.48 | 39.05 | 44.02 | 36.48 | 39.05 | 44.02 | 36.48 | 39.05 | 44.02 | 36.48 | 39.76 | 46.42 | 36.48 | 39.76 | 46.47 | 36.48 | 39.05 | 44.02 | 36.48 | 39.05 | 44.02 | 36.48 | 39.76 | 46.42 | 36.48 | 39.45 | 43.58 | 35.17 | 39.89 | 44.46 | 36.12 | 39.05 | 44.02 | 36.48 | 49.64 | 52.23 | 47.15 | 49.64 | 52.23 | 47.15 | 49.64 | 52.23 | 47.15 | 49.64 | 52.23 | 47.15 | 55.22 | 52.34 | 48.62 | 55.22 | 52.34 | 48.62 | 49.64 | 52.23 | 48.62 | 49.64 | 52.23 | 48.62 | 55.22 | 52.34 | 48.62 | 54.67 | 51.36 | 45.74 | 55.78 | 52.76 | 46.68 | 49.64 | 52.23 | 47.15
7376 | 39.28 | 44.25 | 36.72 | 39.28 | 44.25 | 36.72 | 39.28 | 44.25 | 36.72 | 39.28 | 44.25 | 36.72 | 39.99 | 46.7 | 36.72 | 39.99 | 46.7 | 36.72 | 39.28 | 44.25 | 36.72 | 39.28 | 44.25 | 36.72 | 39.99 | 46.7 | 36.72 | 39.68 | 43.81 | 35.17 | 40.25 | 44.7 | 36.35 | 39.28 | 44.25 | 36.72 | 49.87 | 52.46 | 48.85 | 49.87 | 52.46 | 48.85 | 49.87 | 52.46 | 48.85 | 49.87 | 52.46 | 48.85 | 55.45 | 52.57 | 48.85 | 55.45 | 52.57 | 48.85 | 49.87 | 52.46 | 48.85 | 49.87 | 52.46 | 48.85 | 55.45 | 52.57 | 48.85 | 56.01 | 51.36 | 46.21 | 57.16 | 52.99 | 48.36 | 49.87 | 52.46 | 48.85
7377 | 39.44 | 44.41 | 36.87 | 39.44 | 44.41 | 36.87 | 39.44 | 44.41 | 36.87 | 39.44 | 44.41 | 36.87 | 40.15 | 46.91 | 36.87 | 40.15 | 46.91 | 36.87 | 39.44 | 44.41 | 36.87 | 39.44 | 44.41 | 36.87 | 40.15 | 46.91 | 36.87 | 39.84 | 43.96 | 35.49 | 40.65 | 44.86 | 36.51 | 39.44 | 44.41 | 36.87 | 50.03 | 52.62 | 49.01 | 50.03 | 52.62 | 49.01 | 50.03 | 52.62 | 49.01 | 50.03 | 52.62 | 49.01 | 55.61 | 52.73 | 49.01 | 55.61 | 52.73 | 49.01 | 50.03 | 52.62 | 49.01 | 50.03 | 52.62 | 49.01 | 55.61 | 52.73 | 49.01 | 56.17 | 52.09 | 44.8 | 57.32 | 53.15 | 48.52 | 50.03 | 52.62 | 49.01
7378 | 39.62 | 44.58 | 37.05 | 39.62 | 44.58 | 37.05 | 39.62 | 44.58 | 37.05 | 39.62 | 44.58 | 37.05 | 40.32 | 47.09 | 37.05 | 40.32 | 47.09 | 37.05 | 39.62 | 44.58 | 37.05 | 39.62 | 44.58 | 37.05 | 40.32 | 47.09 | 37.05 | 40.02 | 44.13 | 34.42 | 40.83 | 45.03 | 36.68 | 39.62 | 44.58 | 37.05 | 50.21 | 52.79 | 49.18 | 50.21 | 52.79 | 49.18 | 50.21 | 52.79 | 49.18 | 50.21 | 52.79 | 49.18 | 55.79 | 52.9 | 49.18 | 55.79 | 52.9 | 49.18 | 50.21 | 52.79 | 49.18 | 50.21 | 52.79 | 49.18 | 55.79 | 52.9 | 49.18 | 56.35 | 51.36 | 44.8 | 57.5 | 52.41 | 45.72 | 50.21 | 52.79 | 51.75
7379 | 39.68 | 44.65 | 37.12 | 39.68 | 44.65 | 37.12 | 39.68 | 44.65 | 37.12 | 39.68 | 44.65 | 37.12 | 40.39 | 47.1 | 37.12 | 40.39 | 47.1 | 37.12 | 39.68 | 44.65 | 37.12 | 39.68 | 44.65 | 37.12 | 40.39 | 47.1 | 37.12 | 40.09 | 43.32 | 34.42 | 40.9 | 44.21 | 36.74 | 39.68 | 44.65 | 37.12 | 50.27 | 52.86 | 49.25 | 50.27 | 52.86 | 49.25 | 50.27 | 52.86 | 49.25 | 50.27 | 52.86 | 49.25 | 55.85 | 52.97 | 49.25 | 55.85 | 52.97 | 49.25 | 50.27 | 52.86 | 49.25 | 50.27 | 52.86 | 49.25 | 55.85 | 52.97 | 49.25 | 56.42 | 49.84 | 44.8 | 57.57 | 52.33 | 45.72 | 50.27 | 52.86 | 52.35
7380 | 39.65 | 44.61 | 37.08 | 39.65 | 44.61 | 37.08 | 39.65 | 44.61 | 37.08 | 39.65 | 44.61 | 37.08 | 40.36 | 47.15 | 37.08 | 40.36 | 47.15 | 37.08 | 39.65 | 44.61 | 37.08 | 39.65 | 44.61 | 37.08 | 40.36 | 47.15 | 37.08 | 40.05 | 42.86 | 34.42 | 40.05 | 44.17 | 36.71 | 39.65 | 44.61 | 37.08 | 50.24 | 52.83 | 49.21 | 50.24 | 52.83 | 49.21 | 50.24 | 52.83 | 49.21 | 50.24 | 52.83 | 49.21 | 55.82 | 52.93 | 49.21 | 55.82 | 52.93 | 49.21 | 50.24 | 52.83 | 49.21 | 50.24 | 52.83 | 49.21 | 55.82 | 52.93 | 49.21 | 56.38 | 47.66 | 44.8 | 57.53 | 52.3 | 45.72 | 50.24 | 52.83 | 51.78
7381 | 39.51 | 44.47 | 36.94 | 39.51 | 44.47 | 36.94 | 39.51 | 44.47 | 36.94 | 39.51 | 44.47 | 36.94 | 40.21 | 47 | 36.94 | 40.21 | 47 | 36.94 | 39.51 | 44.47 | 36.94 | 39.51 | 44.47 | 36.94 | 40.21 | 47 | 36.94 | 40.21 | 42.81 | 34.42 | 39.91 | 44.03 | 36.57 | 39.51 | 44.47 | 36.94 | 50.09 | 52.68 | 49.07 | 50.09 | 52.68 | 49.07 | 50.09 | 52.68 | 49.07 | 50.09 | 52.68 | 49.07 | 55.67 | 52.79 | 49.07 | 55.67 | 52.79 | 49.07 | 50.09 | 52.68 | 49.07 | 50.09 | 52.68 | 49.07 | 55.67 | 52.79 | 49.07 | 55.12 | 47.89 | 44.8 | 56.24 | 52.16 | 45.72 | 50.09 | 52.68 | 50.08
7382 | 39.43 | 44.4 | 36.86 | 39.43 | 44.4 | 36.86 | 39.43 | 44.4 | 36.86 | 39.43 | 44.4 | 36.86 | 40.14 | 46.93 | 36.86 | 40.14 | 46.93 | 36.86 | 39.43 | 44.4 | 36.86 | 39.43 | 44.4 | 36.86 | 40.14 | 46.93 | 36.86 | 39.83 | 42.81 | 34.42 | 39.83 | 43.95 | 36.49 | 39.43 | 44.4 | 36.86 | 50.02 | 52.61 | 49 | 50.02 | 52.61 | 49 | 50.02 | 52.61 | 49 | 50.02 | 52.61 | 49 | 55.6 | 52.71 | 49 | 55.6 | 52.71 | 49 | 50.02 | 52.61 | 49 | 50.02 | 52.61 | 49 | 55.6 | 52.71 | 49 | 55.6 | 47.66 | 44.38 | 56.73 | 52.08 | 45.28 | 50.02 | 52.61 | 49
7383 | 39.5 | 44.47 | 36.94 | 39.5 | 44.47 | 36.94 | 39.5 | 44.47 | 36.94 | 39.5 | 44.47 | 36.94 | 40.21 | 47.02 | 36.94 | 40.21 | 47.02 | 36.94 | 39.5 | 44.47 | 36.94 | 39.5 | 44.47 | 36.94 | 40.21 | 47.02 | 36.94 | 39.9 | 44.71 | 34.42 | 39.9 | 44.92 | 36.57 | 39.5 | 44.47 | 36.94 | 50.09 | 52.68 | 49.07 | 50.09 | 52.68 | 49.07 | 50.09 | 52.68 | 49.07 | 50.09 | 52.68 | 49.07 | 55.67 | 52.79 | 49.07 | 55.67 | 52.79 | 49.07 | 50.09 | 52.68 | 49.07 | 50.09 | 52.68 | 49.07 | 55.67 | 52.79 | 49.07 | 56.24 | 47.66 | 44.38 | 57.38 | 52.16 | 45.28 | 50.09 | 52.68 | 49.07
7384 | 39.82 | 44.79 | 37.26 | 39.82 | 44.79 | 37.26 | 39.82 | 44.79 | 37.26 | 39.82 | 44.79 | 37.26 | 40.53 | 47.34 | 37.26 | 40.53 | 47.34 | 37.26 | 39.82 | 44.79 | 37.26 | 39.82 | 44.79 | 37.26 | 40.53 | 47.34 | 37.26 | 40.94 | 45.24 | 34.42 | 41.78 | 45.24 | 36.88 | 39.82 | 44.79 | 37.26 | 50.41 | 53 | 49.39 | 50.41 | 53 | 49.39 | 50.41 | 53 | 49.39 | 50.41 | 53 | 49.39 | 55.99 | 53.11 | 49.39 | 55.99 | 53.11 | 49.39 | 50.41 | 53 | 49.39 | 50.41 | 53 | 49.39 | 55.99 | 53.11 | 49.39 | 56.87 | 52.58 | 44.8 | 58.03 | 53.54 | 48.9 | 50.41 | 53 | 49.39
7385 | 40.23 | 45.2 | 37.66 | 40.23 | 45.2 | 37.66 | 40.23 | 45.2 | 37.66 | 40.23 | 45.2 | 37.66 | 40.94 | 47.74 | 37.66 | 40.94 | 47.74 | 37.66 | 40.23 | 45.2 | 37.66 | 40.23 | 45.2 | 37.66 | 40.94 | 47.74 | 37.66 | 41.35 | 45.65 | 34.42 | 40.64 | 45.65 | 37.28 | 40.23 | 45.2 | 37.66 | 50.82 | 53.41 | 49.79 | 50.82 | 53.41 | 49.79 | 50.82 | 53.41 | 49.79 | 50.82 | 53.41 | 49.79 | 56.4 | 53.51 | 49.79 | 56.4 | 53.51 | 49.79 | 50.82 | 53.41 | 49.79 | 50.82 | 53.41 | 49.79 | 56.4 | 53.51 | 49.79 | 56.97 | 52.95 | 44.8 | 58.13 | 53.95 | 49.3 | 50.82 | 53.41 | 49.79
7386 | 40.4 | 45.36 | 37.83 | 40.4 | 45.36 | 37.83 | 40.4 | 45.36 | 37.83 | 40.4 | 45.36 | 37.83 | 41.1 | 47.91 | 37.83 | 41.1 | 47.91 | 37.83 | 40.4 | 45.36 | 37.83 | 40.4 | 45.36 | 37.83 | 41.1 | 47.91 | 37.83 | 41.52 | 45.82 | 34.42 | 40.8 | 45.82 | 37.45 | 40.4 | 45.36 | 37.83 | 50.99 | 53.57 | 49.96 | 50.99 | 53.57 | 49.96 | 50.99 | 53.57 | 49.96 | 50.99 | 53.57 | 49.96 | 56.57 | 53.68 | 49.96 | 56.57 | 53.68 | 49.96 | 50.99 | 53.57 | 49.96 | 50.99 | 53.57 | 49.96 | 56.57 | 53.68 | 49.96 | 57.14 | 53.04 | 44.8 | 55.99 | 54.12 | 45.72 | 50.99 | 53.57 | 49.96
7387 | 40.26 | 45.23 | 37.69 | 40.26 | 45.23 | 37.69 | 40.26 | 45.23 | 37.69 | 40.26 | 45.23 | 37.69 | 40.97 | 47.77 | 37.69 | 40.97 | 47.77 | 37.69 | 40.26 | 45.23 | 37.69 | 40.26 | 45.23 | 37.69 | 40.97 | 47.77 | 37.69 | 41.38 | 45.68 | 34.42 | 40.67 | 45.68 | 37.31 | 40.26 | 45.23 | 37.69 | 50.85 | 53.44 | 49.83 | 50.85 | 53.44 | 49.83 | 50.85 | 53.44 | 49.83 | 50.85 | 53.44 | 49.83 | 56.43 | 53.54 | 49.83 | 56.43 | 53.54 | 49.83 | 50.85 | 53.44 | 49.83 | 50.85 | 53.44 | 49.83 | 56.43 | 53.54 | 49.83 | 57 | 52.95 | 44.8 | 55.86 | 53.98 | 45.72 | 50.85 | 53.44 | 49.83
7388 | 39.93 | 44.89 | 37.36 | 39.93 | 44.89 | 37.36 | 39.93 | 44.89 | 37.36 | 39.93 | 44.89 | 37.36 | 40.63 | 47.44 | 37.36 | 40.63 | 47.44 | 37.36 | 39.93 | 44.89 | 37.36 | 39.93 | 44.89 | 37.36 | 40.63 | 47.44 | 37.36 | 41.04 | 45.35 | 34.42 | 40.33 | 45.35 | 36.98 | 39.93 | 44.89 | 37.36 | 50.51 | 53.1 | 49.49 | 50.51 | 53.1 | 49.49 | 50.51 | 53.1 | 49.49 | 50.51 | 53.1 | 49.49 | 56.09 | 53.21 | 49.49 | 56.09 | 53.21 | 49.49 | 50.51 | 53.1 | 49.49 | 50.51 | 53.1 | 49.49 | 56.09 | 53.21 | 49.49 | 56.66 | 52.68 | 44.8 | 55.53 | 53.64 | 45.72 | 50.51 | 53.1 | 49.49
7389 | 39.71 | 44.68 | 37.14 | 39.71 | 44.68 | 37.14 | 39.71 | 44.68 | 37.14 | 39.71 | 44.68 | 37.14 | 40.42 | 47.22 | 37.14 | 40.42 | 47.22 | 37.14 | 39.71 | 44.68 | 37.14 | 39.71 | 44.68 | 37.14 | 40.42 | 47.22 | 37.14 | 40.75 | 46.05 | 36.04 | 40.11 | 45.13 | 36.77 | 39.71 | 44.68 | 37.14 | 50.3 | 52.89 | 46.35 | 50.3 | 52.89 | 46.35 | 50.3 | 52.89 | 46.35 | 50.3 | 52.89 | 46.35 | 55.88 | 52.99 | 49.28 | 55.88 | 52.99 | 49.28 | 50.3 | 52.89 | 49.28 | 50.3 | 52.89 | 49.28 | 55.88 | 52.99 | 49.28 | 56.44 | 52.46 | 44.8 | 50.81 | 53.42 | 45.72 | 50.3 | 52.89 | 46.35
7390 | 39.59 | 44.56 | 37.03 | 39.59 | 44.56 | 37.03 | 39.59 | 44.56 | 37.03 | 39.59 | 44.56 | 37.03 | 40.3 | 47.11 | 37.03 | 40.3 | 47.11 | 37.03 | 39.59 | 44.56 | 37.03 | 39.59 | 44.56 | 37.03 | 40.3 | 47.11 | 37.03 | 40.71 | 45.93 | 35.92 | 39.99 | 45.01 | 36.65 | 39.59 | 44.56 | 37.03 | 50.18 | 52.77 | 46.17 | 50.18 | 52.77 | 46.17 | 50.18 | 52.77 | 46.17 | 50.18 | 52.77 | 46.17 | 55.76 | 52.88 | 49.16 | 55.76 | 52.88 | 49.16 | 50.18 | 52.77 | 49.16 | 50.18 | 52.77 | 49.16 | 55.76 | 52.88 | 49.16 | 56.33 | 52.35 | 44.8 | 50.69 | 53.3 | 45.7 | 50.18 | 52.77 | 46.17
7391 | 39.24 | 44.21 | 36.68 | 39.24 | 44.21 | 36.68 | 39.24 | 44.21 | 36.68 | 39.24 | 44.21 | 36.68 | 39.95 | 46.76 | 36.68 | 39.95 | 46.76 | 36.68 | 39.24 | 44.21 | 36.68 | 39.24 | 44.21 | 36.68 | 39.95 | 46.76 | 36.68 | 39.64 | 45.57 | 35.58 | 39.64 | 44.66 | 36.31 | 39.24 | 44.21 | 36.68 | 49.83 | 52.42 | 46.17 | 49.83 | 52.42 | 46.17 | 49.83 | 52.42 | 46.17 | 49.83 | 52.42 | 46.17 | 55.41 | 52.53 | 48.81 | 55.41 | 52.53 | 48.81 | 49.83 | 52.42 | 48.81 | 49.83 | 52.42 | 48.81 | 55.41 | 52.53 | 48.81 | 55.97 | 52 | 44.8 | 50.34 | 52 | 45.7 | 49.83 | 52.42 | 46.17
7392 | 38.97 | 43.94 | 36.4 | 38.97 | 43.94 | 36.4 | 38.97 | 43.94 | 36.4 | 38.97 | 43.94 | 36.4 | 39.68 | 46.48 | 36.4 | 39.68 | 46.48 | 36.4 | 38.97 | 43.94 | 36.4 | 38.97 | 43.94 | 36.4 | 39.68 | 46.48 | 36.4 | 39.28 | 45.71 | 36.04 | 39.36 | 44.38 | 36.04 | 38.97 | 43.94 | 36.4 | 49.56 | 52.15 | 46.17 | 49.56 | 52.15 | 46.17 | 49.56 | 52.15 | 46.17 | 49.56 | 52.15 | 46.17 | 55.14 | 52.25 | 48.54 | 55.14 | 52.25 | 48.54 | 49.56 | 52.15 | 48.54 | 49.56 | 52.15 | 48.54 | 55.14 | 52.25 | 48.54 | 54.59 | 51.73 | 44.8 | 50.06 | 52.36 | 45.7 | 49.56 | 52.15 | 46.17
7393 | 38.77 | 43.74 | 36.2 | 38.77 | 43.74 | 36.2 | 38.77 | 43.74 | 36.2 | 38.77 | 43.74 | 36.2 | 39.48 | 46.28 | 36.2 | 39.48 | 46.28 | 36.2 | 38.77 | 43.74 | 36.2 | 38.77 | 43.74 | 36.2 | 39.48 | 46.28 | 36.2 | 39.16 | 45.71 | 35.17 | 39.16 | 44.18 | 35.84 | 38.77 | 43.74 | 36.2 | 49.36 | 51.95 | 46.17 | 49.36 | 51.95 | 46.17 | 49.36 | 51.95 | 46.17 | 49.36 | 51.95 | 46.17 | 54.94 | 52.05 | 48.34 | 54.94 | 52.05 | 48.34 | 49.36 | 51.95 | 48.34 | 49.36 | 51.95 | 48.34 | 54.94 | 52.05 | 48.34 | 54.39 | 51.43 | 44.8 | 49.86 | 52.47 | 45.7 | 49.36 | 51.95 | 46.17
7394 | 38.67 | 43.64 | 36.11 | 38.67 | 43.64 | 36.11 | 38.67 | 43.64 | 36.11 | 38.67 | 43.64 | 36.11 | 39.38 | 46.19 | 36.11 | 39.38 | 46.19 | 36.11 | 38.67 | 43.64 | 36.11 | 38.67 | 43.64 | 36.11 | 39.38 | 46.19 | 36.11 | 38.99 | 45.72 | 35.17 | 38.99 | 44.08 | 35.74 | 38.67 | 43.64 | 36.11 | 49.26 | 51.85 | 46.17 | 49.26 | 51.85 | 46.17 | 49.26 | 51.85 | 46.17 | 49.26 | 51.85 | 46.17 | 54.84 | 51.96 | 48.24 | 54.84 | 51.96 | 48.24 | 49.26 | 51.85 | 48.24 | 49.26 | 51.85 | 48.24 | 54.84 | 51.96 | 48.24 | 53.74 | 51.42 | 44.8 | 49.76 | 52.38 | 45.7 | 49.26 | 51.85 | 46.17
7395 | 38.66 | 43.63 | 36.09 | 38.66 | 43.63 | 36.09 | 38.66 | 43.63 | 36.09 | 38.66 | 43.63 | 36.09 | 39.37 | 46.17 | 36.09 | 39.37 | 46.17 | 36.09 | 38.66 | 43.63 | 36.09 | 38.66 | 43.63 | 36.09 | 39.37 | 46.17 | 36.09 | 38.97 | 45.71 | 35.17 | 39.05 | 44.07 | 35.73 | 38.66 | 43.63 | 36.09 | 49.25 | 51.84 | 46.17 | 49.25 | 51.84 | 46.17 | 49.25 | 51.84 | 46.17 | 49.25 | 51.84 | 46.17 | 54.83 | 51.94 | 48.22 | 54.83 | 51.94 | 48.22 | 49.25 | 51.84 | 48.22 | 49.25 | 51.84 | 48.22 | 54.83 | 51.94 | 48.22 | 53.74 | 51.42 | 44.8 | 52.66 | 52.36 | 45.7 | 49.25 | 51.84 | 46.17
7396 | 38.86 | 43.82 | 36.29 | 38.86 | 43.82 | 36.29 | 38.86 | 43.82 | 36.29 | 38.86 | 43.82 | 36.29 | 39.57 | 46.37 | 36.29 | 39.57 | 46.37 | 36.29 | 38.86 | 43.82 | 36.29 | 38.86 | 43.82 | 36.29 | 39.57 | 46.37 | 36.29 | 38.97 | 45.91 | 35.93 | 39.25 | 44.27 | 35.93 | 38.86 | 43.82 | 36.29 | 49.45 | 52.04 | 46.18 | 49.45 | 52.04 | 46.18 | 49.45 | 52.04 | 46.18 | 49.45 | 52.04 | 46.18 | 55.03 | 52.14 | 48.42 | 55.03 | 52.14 | 48.42 | 49.45 | 52.04 | 48.42 | 49.45 | 52.04 | 48.42 | 55.03 | 52.14 | 48.42 | 54.48 | 51.62 | 44.8 | 53.39 | 52.56 | 45.72 | 49.45 | 52.04 | 46.18
7397 | 39.49 | 44.46 | 36.92 | 39.49 | 44.46 | 36.92 | 39.49 | 44.46 | 36.92 | 39.49 | 44.46 | 36.92 | 40.2 | 47 | 36.92 | 40.2 | 47 | 36.92 | 39.49 | 44.46 | 36.92 | 39.49 | 44.46 | 36.92 | 40.2 | 47 | 36.92 | 39.89 | 47.48 | 36.55 | 39.89 | 44.91 | 36.55 | 39.49 | 44.46 | 36.92 | 50.08 | 52.67 | 49.06 | 50.08 | 52.67 | 49.06 | 50.08 | 52.67 | 49.06 | 50.08 | 52.67 | 49.06 | 55.66 | 52.77 | 49.06 | 55.66 | 52.77 | 49.06 | 50.08 | 52.67 | 49.06 | 50.08 | 52.67 | 49.06 | 55.66 | 52.77 | 49.06 | 55.53 | 52.95 | 47.75 | 54.42 | 53.2 | 48.57 | 50.08 | 52.67 | 49.06
7398 | 40.12 | 45.09 | 37.55 | 40.12 | 45.09 | 37.55 | 40.12 | 45.09 | 37.55 | 40.12 | 45.09 | 37.55 | 40.83 | 47.64 | 37.55 | 40.83 | 47.64 | 37.55 | 40.12 | 45.09 | 37.55 | 40.12 | 45.09 | 37.55 | 40.83 | 47.64 | 37.55 | 46.04 | 50.31 | 37.38 | 45.12 | 49.31 | 37.93 | 40.12 | 45.09 | 37.55 | 50.71 | 53.3 | 49.69 | 50.71 | 53.3 | 49.69 | 50.71 | 53.3 | 49.69 | 50.71 | 53.3 | 49.69 | 56.29 | 53.4 | 49.69 | 56.29 | 53.4 | 49.69 | 50.71 | 53.3 | 49.69 | 50.71 | 53.3 | 49.69 | 56.29 | 53.4 | 49.69 | 66.01 | 53.84 | 49.19 | 67.36 | 53.84 | 49.19 | 50.71 | 53.3 | 49.69
7399 | 40.6 | 65.31 | 38.03 | 40.6 | 65.31 | 38.03 | 45.72 | 65.31 | 38.03 | 45.72 | 65.31 | 38.03 | 45.72 | 69.2 | 38.03 | 45.72 | 69.2 | 38.03 | 40.6 | 65.31 | 38.03 | 40.6 | 65.31 | 38.03 | 41.31 | 69.2 | 38.03 | 50.46 | 69.9 | 38.24 | 51.49 | 68.5 | 38.42 | 45.72 | 65.31 | 38.03 | 51.19 | 53.82 | 50.17 | 51.19 | 53.82 | 50.17 | 56.77 | 53.82 | 50.17 | 56.77 | 53.82 | 50.17 | 56.77 | 54.04 | 50.17 | 56.77 | 54.04 | 50.17 | 51.19 | 53.82 | 50.17 | 51.19 | 53.82 | 50.17 | 56.77 | 54.04 | 50.17 | 71.71 | 54.59 | 49.67 | 73.18 | 54.36 | 50.67 | 56.77 | 53.82 | 50.17
7400 | 40.76 | 65.31 | 38.19 | 40.76 | 65.31 | 38.19 | 50.79 | 70.6 | 38.19 | 50.79 | 70.6 | 38.19 | 50.79 | 70.61 | 38.19 | 50.79 | 70.61 | 38.19 | 40.76 | 65.31 | 38.19 | 40.76 | 65.31 | 38.19 | 48.74 | 70.61 | 38.19 | 52.36 | 71.32 | 38.24 | 53.42 | 71.32 | 38.57 | 45.72 | 65.31 | 38.19 | 51.34 | 54.04 | 50.32 | 51.34 | 54.04 | 50.32 | 56.92 | 54.04 | 50.32 | 56.92 | 54.04 | 50.32 | 56.92 | 54.04 | 50.32 | 56.92 | 54.04 | 50.32 | 51.34 | 54.04 | 50.32 | 51.34 | 54.04 | 50.32 | 56.92 | 54.04 | 50.32 | 79.82 | 54.59 | 49.82 | 81.45 | 54.59 | 50.83 | 56.92 | 54.04 | 50.32
7401 | 40.69 | 65.31 | 38.12 | 40.69 | 65.31 | 38.12 | 52.36 | 71.44 | 38.12 | 52.36 | 71.44 | 38.12 | 52.36 | 71.44 | 38.12 | 52.36 | 71.44 | 38.12 | 40.69 | 49.75 | 38.12 | 40.69 | 49.75 | 38.12 | 48.67 | 71.44 | 38.12 | 52.9 | 72.17 | 38.24 | 53.98 | 72.17 | 38.51 | 45.72 | 65.31 | 38.12 | 51.28 | 54.59 | 50.26 | 51.28 | 54.59 | 50.26 | 73.76 | 54.59 | 50.26 | 73.76 | 54.59 | 50.26 | 73.76 | 54.59 | 50.26 | 73.76 | 54.59 | 50.26 | 51.28 | 53.87 | 50.26 | 51.28 | 53.87 | 50.26 | 68.92 | 54.59 | 50.26 | 79.82 | 54.59 | 49.75 | 81.45 | 55.7 | 50.76 | 73.76 | 54.59 | 50.26
7402 | 40.64 | 61.33 | 39.02 | 40.64 | 61.33 | 39.02 | 51.88 | 61.33 | 39.1 | 51.88 | 61.33 | 39.1 | 51.88 | 61.33 | 39.49 | 51.88 | 61.33 | 39.49 | 40.64 | 61.33 | 39.02 | 40.64 | 50.95 | 39.02 | 48.62 | 61.33 | 39.49 | 52.42 | 61.95 | 39.49 | 53.49 | 61.95 | 39.49 | 51.88 | 61.33 | 39.1 | 51.23 | 74.97 | 50.2 | 51.23 | 74.97 | 50.2 | 72.94 | 74.97 | 50.2 | 72.94 | 74.97 | 50.2 | 72.94 | 74.97 | 50.2 | 72.94 | 74.97 | 50.2 | 51.23 | 74.97 | 50.2 | 51.23 | 74.97 | 50.2 | 68.86 | 74.97 | 50.2 | 77.52 | 75.72 | 49.7 | 79.11 | 77.27 | 50.71 | 72.94 | 74.97 | 51.3
7403 | 40.57 | 60.71 | 38 | 40.57 | 60.71 | 38 | 51.49 | 60.72 | 38 | 51.49 | 60.72 | 38 | 51.49 | 60.72 | 38 | 51.49 | 60.72 | 38 | 40.57 | 60.71 | 38 | 40.57 | 49.75 | 38 | 41.28 | 60.72 | 38 | 52.01 | 61.33 | 38.24 | 53.07 | 61.33 | 38.39 | 51.49 | 60.71 | 38 | 51.16 | 70.54 | 50.14 | 51.16 | 70.54 | 50.14 | 56.74 | 70.54 | 50.14 | 56.74 | 70.54 | 50.14 | 56.74 | 70.54 | 50.14 | 56.74 | 70.54 | 50.14 | 51.16 | 70.54 | 50.14 | 51.16 | 53.75 | 50.14 | 56.74 | 70.54 | 50.14 | 73.86 | 71.25 | 49.63 | 75.37 | 72.7 | 50.64 | 56.74 | 70.54 | 51.3
7404 | 40.48 | 45.46 | 37.91 | 40.48 | 45.46 | 37.91 | 47.45 | 60.72 | 39.34 | 47.45 | 60.72 | 39.34 | 47.45 | 60.72 | 39.34 | 47.45 | 60.72 | 39.34 | 40.48 | 45.46 | 37.91 | 40.48 | 45.46 | 37.91 | 41.19 | 60.72 | 39.34 | 47.94 | 61.33 | 39.74 | 48.92 | 61.33 | 39.74 | 47.45 | 45.46 | 37.91 | 51.07 | 72.72 | 50.05 | 51.07 | 72.72 | 50.05 | 56.65 | 72.72 | 50.05 | 56.65 | 72.72 | 50.05 | 56.65 | 72.72 | 50.05 | 56.65 | 72.72 | 50.05 | 51.07 | 72.72 | 50.05 | 51.07 | 53.66 | 50.05 | 56.65 | 72.72 | 50.05 | 73.34 | 73.45 | 49.55 | 74.83 | 74.95 | 50.55 | 56.65 | 72.72 | 51.3
7405 | 40.46 | 45.43 | 37.89 | 40.46 | 45.43 | 37.89 | 51.88 | 63.24 | 39.85 | 51.88 | 63.24 | 39.85 | 51.88 | 63.24 | 39.85 | 51.88 | 63.24 | 39.85 | 40.46 | 45.43 | 37.89 | 40.46 | 45.43 | 37.89 | 41.17 | 63.24 | 39.85 | 52.95 | 63.88 | 40.25 | 54.03 | 63.88 | 40.25 | 40.46 | 45.43 | 37.89 | 51.05 | 56.61 | 50.03 | 51.05 | 56.61 | 50.03 | 56.63 | 56.61 | 50.03 | 56.63 | 56.61 | 50.03 | 56.63 | 72.72 | 50.03 | 56.63 | 72.72 | 50.03 | 51.05 | 56.61 | 50.03 | 51.05 | 53.64 | 50.03 | 56.63 | 72.72 | 50.03 | 74.83 | 73.45 | 49.53 | 76.35 | 74.95 | 50.53 | 56.63 | 56.61 | 50.03
7406 | 40.41 | 45.37 | 37.84 | 40.41 | 45.37 | 37.84 | 52.89 | 71.37 | 74.8 | 52.89 | 71.37 | 74.8 | 52.89 | 71.37 | 74.8 | 52.89 | 71.37 | 74.8 | 40.41 | 45.37 | 37.84 | 40.41 | 45.37 | 37.84 | 41.11 | 71.37 | 74.8 | 56.22 | 72.09 | 75.55 | 57.36 | 72.09 | 75.55 | 40.41 | 45.37 | 37.84 | 51 | 53.82 | 49.97 | 51 | 53.82 | 49.97 | 56.58 | 81.33 | 49.97 | 56.58 | 81.33 | 49.97 | 56.58 | 81.33 | 50.07 | 56.58 | 81.33 | 50.07 | 51 | 53.82 | 49.97 | 51 | 53.58 | 49.97 | 56.58 | 81.33 | 50.07 | 77.77 | 82.15 | 49.78 | 79.36 | 83.83 | 50.48 | 56.58 | 53.82 | 49.97
7407 | 40.43 | 45.4 | 37.86 | 40.43 | 45.4 | 37.86 | 54.67 | 77.36 | 77.11 | 54.67 | 77.36 | 77.11 | 54.67 | 77.36 | 77.11 | 54.67 | 77.36 | 77.11 | 40.43 | 45.4 | 37.86 | 40.43 | 45.4 | 37.86 | 41.14 | 77.36 | 77.11 | 58 | 79.75 | 77.89 | 59.18 | 81.38 | 79.48 | 45.72 | 45.4 | 37.86 | 51.02 | 56.61 | 50 | 51.02 | 56.61 | 50 | 73.17 | 90 | 50 | 73.17 | 90 | 50 | 73.17 | 90 | 50.09 | 73.17 | 90 | 50.09 | 51.02 | 56.61 | 50.09 | 51.02 | 53.61 | 50 | 56.6 | 90 | 50.09 | 81.54 | 90.91 | 50.5 | 92.29 | 95.67 | 51.53 | 73.17 | 56.61 | 50
7408 | 40.67 | 45.64 | 38.1 | 40.67 | 45.64 | 38.1 | 58.78 | 97.05 | 88.51 | 58.78 | 97.05 | 88.51 | 58.78 | 97.05 | 88.51 | 58.78 | 97.05 | 88.51 | 40.67 | 45.64 | 38.1 | 40.67 | 45.64 | 38.1 | 48.65 | 97.05 | 88.51 | 60 | 102.1 | 89.41 | 61.22 | 104.18 | 89.41 | 45.72 | 45.64 | 38.1 | 51.26 | 56.61 | 51.3 | 51.26 | 56.61 | 51.3 | 84.66 | 110.04 | 51.3 | 84.66 | 110.04 | 51.3 | 84.66 | 110.04 | 102.4 | 84.66 | 110.04 | 102.4 | 51.26 | 56.61 | 51.61 | 51.26 | 53.85 | 50.23 | 68.89 | 110.04 | 102.4 | 99.12 | 111.15 | 102.4 | 101.15 | 118.33 | 104.49 | 73.76 | 56.61 | 51.3
7409 | 41.07 | 46.03 | 38.5 | 41.07 | 46.03 | 38.5 | 62.87 | 104.54 | 108.51 | 62.87 | 104.54 | 108.51 | 62.87 | 104.54 | 108.51 | 62.87 | 104.54 | 108.51 | 41.07 | 46.04 | 38.5 | 41.07 | 46.03 | 38.5 | 49.05 | 104.54 | 108.51 | 64.81 | 106.7 | 109.61 | 65.47 | 107.78 | 109.61 | 45.72 | 46.03 | 38.5 | 51.66 | 54.24 | 51.3 | 51.66 | 56.61 | 51.3 | 100.2 | 120 | 107.67 | 100.2 | 120 | 107.67 | 100.2 | 133.04 | 110 | 100.2 | 133.04 | 110 | 51.66 | 56.61 | 51.61 | 51.66 | 54.24 | 50.63 | 69.29 | 133.04 | 110 | 123.11 | 134.39 | 108.9 | 125.62 | 141.37 | 111.12 | 73.76 | 56.61 | 51.3
7410 | 41.03 | 46 | 38.46 | 41.03 | 46 | 38.46 | 80.84 | 104.54 | 108.51 | 80.84 | 104.54 | 108.51 | 80.84 | 104.54 | 108.51 | 80.84 | 104.54 | 108.51 | 41.03 | 46 | 38.46 | 41.03 | 46 | 38.46 | 49.01 | 104.54 | 108.51 | 83.34 | 106.7 | 109.61 | 84.18 | 107.78 | 109.61 | 45.72 | 46 | 38.46 | 51.62 | 56.61 | 51.3 | 51.62 | 56.61 | 51.3 | 100.16 | 120 | 107.67 | 100.16 | 120 | 107.67 | 100.16 | 133.04 | 111.11 | 100.16 | 133.04 | 111.11 | 51.62 | 56.61 | 51.61 | 51.62 | 54.21 | 50.6 | 69.25 | 133.04 | 111.11 | 123.11 | 134.39 | 110 | 125.62 | 141.37 | 112.24 | 73.76 | 56.61 | 51.3
7411 | 40.67 | 45.64 | 38.11 | 40.67 | 45.64 | 38.11 | 62.22 | 99.79 | 107.43 | 62.22 | 99.79 | 107.43 | 62.22 | 99.79 | 107.43 | 62.22 | 99.79 | 107.43 | 40.67 | 45.64 | 38.11 | 40.67 | 45.64 | 38.11 | 48.66 | 99.79 | 107.43 | 63.5 | 102.9 | 108.51 | 64.15 | 105 | 110.73 | 40.67 | 45.64 | 38.11 | 51.26 | 53.85 | 50.24 | 51.26 | 53.85 | 50.24 | 88.67 | 120 | 107.67 | 88.67 | 120 | 107.67 | 88.67 | 133.04 | 111.11 | 88.67 | 133.04 | 111.11 | 51.26 | 53.85 | 51.61 | 51.26 | 53.85 | 50.24 | 68.9 | 133.04 | 111.11 | 104.49 | 134.39 | 110 | 104.49 | 138.56 | 117.59 | 73.76 | 53.85 | 50.24
7412 | 40.29 | 45.26 | 37.72 | 40.29 | 45.26 | 37.72 | 57.56 | 97.05 | 103.89 | 57.56 | 97.05 | 103.89 | 57.56 | 97.05 | 103.89 | 57.56 | 97.05 | 103.89 | 40.29 | 45.26 | 37.72 | 40.29 | 45.26 | 37.72 | 48.27 | 97.05 | 103.89 | 61.17 | 102.11 | 104.94 | 61.17 | 104.19 | 107.08 | 40.29 | 45.26 | 37.72 | 50.88 | 53.82 | 49.86 | 50.88 | 53.82 | 49.86 | 85.54 | 120 | 105.63 | 85.54 | 120 | 105.63 | 85.54 | 125 | 106.7 | 85.54 | 125 | 106.7 | 50.88 | 53.82 | 51.61 | 50.88 | 53.47 | 49.86 | 68.52 | 125 | 106.7 | 100.28 | 133.13 | 106.7 | 100.28 | 137.17 | 116.4 | 70.63 | 53.82 | 49.86
7413 | 40.08 | 45.04 | 37.51 | 40.08 | 45.04 | 37.51 | 45.63 | 93.97 | 84.12 | 45.63 | 93.97 | 84.12 | 45.63 | 93.97 | 84.12 | 45.63 | 93.97 | 84.12 | 40.08 | 45.04 | 37.51 | 40.08 | 45.04 | 37.51 | 45.63 | 93.97 | 84.12 | 56.21 | 98.85 | 84.97 | 56.21 | 100.86 | 86.71 | 40.08 | 45.04 | 37.51 | 50.67 | 53.25 | 49.64 | 50.67 | 53.25 | 49.64 | 56.24 | 112.91 | 51.3 | 56.24 | 112.91 | 51.3 | 56.24 | 112.91 | 103.44 | 56.24 | 112.91 | 103.44 | 50.67 | 53.25 | 51.61 | 50.67 | 53.25 | 49.64 | 56.24 | 112.91 | 103.44 | 85.52 | 116.4 | 104.49 | 87.26 | 118.78 | 106.7 | 50.67 | 53.25 | 49.64
7414 | 39.82 | 44.79 | 37.25 | 39.82 | 44.79 | 37.25 | 40.53 | 70.79 | 77.89 | 40.53 | 70.79 | 77.89 | 40.53 | 70.79 | 77.89 | 40.53 | 70.79 | 77.89 | 39.82 | 44.79 | 37.25 | 39.82 | 44.79 | 37.25 | 40.53 | 70.79 | 77.89 | 55.29 | 79.9 | 82.78 | 55.29 | 80.71 | 82.23 | 39.82 | 44.79 | 37.25 | 50.41 | 53 | 49.39 | 50.41 | 53 | 49.39 | 55.99 | 82.03 | 49.39 | 55.99 | 82.03 | 49.39 | 55.99 | 105.08 | 103.5 | 55.99 | 105.08 | 103.5 | 50.41 | 53 | 51.61 | 50.41 | 53 | 49.39 | 55.99 | 105.08 | 103.5 | 80.7 | 111.68 | 104.54 | 80.7 | 113.96 | 106.7 | 50.41 | 53 | 49.39
7415 | 39.4 | 44.37 | 36.83 | 39.4 | 44.37 | 36.83 | 40.11 | 46.92 | 77.89 | 40.11 | 46.92 | 77.89 | 40.11 | 46.92 | 77.89 | 40.11 | 46.92 | 77.89 | 39.4 | 44.37 | 36.83 | 39.4 | 44.37 | 36.83 | 40.11 | 46.92 | 77.89 | 54.19 | 78.53 | 82.78 | 54.19 | 79.9 | 81.13 | 39.4 | 44.37 | 36.83 | 49.99 | 52.58 | 48.97 | 49.99 | 52.58 | 48.97 | 49.99 | 52.58 | 48.97 | 49.99 | 52.58 | 48.97 | 55.57 | 53.86 | 78.96 | 55.57 | 53.86 | 78.96 | 49.99 | 52.58 | 48.97 | 49.99 | 52.58 | 48.97 | 55.57 | 53.86 | 78.96 | 78.31 | 111.15 | 104.49 | 78.31 | 113.42 | 106.7 | 49.99 | 52.58 | 48.97
7416 | 39.12 | 44.08 | 36.55 | 39.12 | 44.08 | 36.55 | 39.78 | 44.08 | 77.38 | 39.78 | 44.08 | 77.38 | 39.82 | 46.63 | 77.38 | 39.82 | 46.63 | 77.38 | 39.12 | 44.08 | 36.55 | 39.12 | 44.08 | 36.55 | 39.82 | 46.63 | 77.38 | 45.27 | 77.36 | 82.78 | 45.27 | 77.37 | 81.13 | 39.12 | 44.08 | 36.55 | 49.7 | 52.29 | 48.68 | 49.7 | 52.29 | 48.68 | 49.7 | 52.29 | 48.68 | 49.7 | 52.29 | 48.68 | 55.28 | 53.57 | 51.61 | 55.28 | 53.57 | 51.61 | 49.7 | 52.29 | 48.68 | 49.7 | 52.29 | 48.68 | 55.28 | 53.57 | 51.61 | 74.21 | 103.92 | 104.57 | 74.21 | 106.04 | 106.7 | 49.7 | 52.29 | 48.68
7417 | 38.84 | 43.81 | 36.27 | 38.84 | 43.81 | 36.27 | 38.84 | 43.81 | 57.04 | 38.84 | 43.81 | 57.04 | 39.55 | 46.36 | 57.04 | 39.55 | 46.36 | 57.04 | 38.84 | 43.81 | 36.27 | 38.84 | 43.81 | 36.27 | 39.55 | 46.36 | 57.04 | 45.14 | 77.36 | 82.78 | 45.14 | 77.36 | 81.13 | 38.84 | 43.81 | 36.27 | 49.43 | 52.02 | 48.41 | 49.43 | 52.02 | 48.41 | 49.43 | 52.02 | 48.41 | 49.43 | 52.02 | 48.41 | 55.01 | 52.84 | 51.58 | 55.01 | 52.84 | 51.58 | 49.43 | 52.02 | 48.41 | 49.43 | 52.02 | 48.41 | 55.01 | 52.84 | 51.58 | 73.2 | 103.29 | 104.49 | 73.2 | 105.4 | 106.7 | 49.43 | 52.02 | 48.41
7418 | 38.73 | 43.7 | 36.16 | 38.73 | 43.7 | 36.16 | 38.77 | 43.7 | 57.26 | 38.77 | 43.7 | 57.26 | 39.44 | 46.24 | 57.26 | 39.44 | 46.24 | 57.26 | 38.73 | 43.7 | 36.16 | 38.73 | 43.7 | 36.16 | 39.44 | 46.24 | 57.26 | 44.86 | 77.36 | 82.78 | 44.86 | 77.36 | 81.13 | 38.73 | 43.7 | 36.16 | 49.32 | 51.91 | 48.29 | 49.32 | 51.91 | 48.29 | 49.32 | 51.91 | 48.29 | 49.32 | 51.91 | 48.29 | 54.9 | 52.73 | 51.47 | 54.9 | 52.73 | 51.47 | 49.32 | 51.91 | 48.29 | 49.32 | 51.91 | 48.29 | 54.9 | 52.73 | 51.47 | 73.2 | 103.29 | 104.49 | 73.2 | 105.4 | 106.7 | 49.32 | 51.91 | 48.29
7419 | 38.77 | 43.73 | 36.2 | 38.77 | 43.73 | 36.2 | 38.77 | 43.73 | 37.62 | 38.77 | 43.73 | 37.62 | 39.47 | 46.28 | 37.62 | 39.47 | 46.28 | 37.62 | 38.77 | 43.73 | 36.2 | 38.77 | 43.73 | 36.2 | 39.47 | 46.28 | 37.62 | 44.69 | 77.36 | 82.78 | 44.69 | 77.36 | 81.13 | 38.77 | 43.73 | 36.2 | 49.35 | 51.94 | 48.33 | 49.35 | 51.94 | 48.33 | 49.35 | 51.94 | 48.33 | 49.35 | 51.94 | 48.33 | 54.93 | 52.4 | 51.51 | 54.93 | 52.4 | 51.51 | 49.35 | 51.94 | 48.33 | 49.35 | 51.94 | 48.33 | 54.93 | 52.4 | 51.51 | 73.2 | 103.29 | 105.63 | 73.2 | 105.4 | 107.79 | 49.35 | 51.94 | 48.33
7420 | 39.02 | 43.99 | 36.45 | 39.02 | 43.99 | 36.45 | 39.02 | 43.99 | 37.88 | 39.02 | 43.99 | 37.88 | 39.73 | 46.54 | 37.88 | 39.73 | 46.54 | 37.88 | 39.02 | 43.99 | 36.45 | 39.02 | 43.99 | 36.45 | 39.73 | 46.54 | 37.88 | 44.86 | 77.36 | 82.78 | 44.86 | 78.14 | 81.13 | 39.02 | 43.99 | 36.45 | 49.61 | 52.2 | 48.59 | 49.61 | 52.2 | 48.59 | 49.61 | 52.2 | 48.59 | 49.61 | 52.2 | 48.59 | 55.19 | 52.3 | 49.77 | 55.19 | 52.3 | 49.77 | 49.61 | 52.2 | 48.59 | 49.61 | 52.2 | 48.59 | 55.19 | 52.3 | 49.77 | 73.2 | 107.13 | 104.49 | 73.2 | 107.13 | 104.49 | 49.61 | 52.2 | 48.59
7421 | 39.56 | 44.53 | 36.99 | 39.56 | 44.53 | 36.99 | 40.27 | 44.53 | 38.42 | 40.27 | 44.53 | 38.42 | 40.27 | 47.07 | 38.42 | 40.27 | 47.07 | 38.42 | 39.56 | 44.53 | 36.99 | 39.56 | 44.53 | 36.99 | 40.27 | 47.07 | 38.42 | 45.27 | 77.37 | 82.78 | 45.73 | 78.94 | 82.78 | 39.56 | 44.53 | 36.99 | 50.15 | 52.74 | 49.13 | 50.15 | 52.74 | 49.13 | 50.15 | 52.74 | 49.13 | 50.15 | 52.74 | 49.13 | 55.73 | 52.84 | 51.61 | 55.73 | 52.84 | 51.61 | 50.15 | 52.74 | 49.13 | 50.15 | 52.74 | 49.13 | 55.73 | 52.84 | 51.61 | 74.21 | 107.13 | 105.57 | 74.96 | 109.31 | 107.79 | 50.15 | 52.74 | 49.13
7422 | 40.22 | 45.19 | 37.65 | 40.22 | 45.19 | 37.65 | 40.93 | 68.16 | 77.89 | 40.93 | 68.16 | 77.89 | 40.93 | 68.16 | 77.89 | 40.93 | 68.16 | 77.89 | 40.22 | 45.19 | 37.65 | 40.22 | 45.19 | 37.65 | 40.93 | 68.16 | 77.89 | 56.21 | 96.51 | 85.62 | 57.35 | 98.48 | 85.62 | 40.22 | 45.19 | 37.65 | 50.81 | 53.4 | 49.79 | 50.81 | 53.4 | 49.79 | 56.39 | 97.18 | 79.78 | 56.39 | 97.18 | 79.78 | 56.39 | 97.18 | 79.78 | 56.39 | 97.18 | 79.78 | 50.81 | 53.4 | 49.79 | 50.81 | 53.4 | 49.79 | 56.39 | 97.18 | 79.78 | 87.26 | 116.64 | 110 | 89.03 | 116.64 | 112.24 | 50.81 | 53.4 | 49.79
7423 | 40.69 | 45.65 | 38.12 | 40.69 | 45.65 | 38.12 | 57.4 | 97.05 | 87.63 | 57.4 | 97.05 | 87.63 | 57.4 | 97.05 | 87.63 | 57.4 | 97.05 | 87.63 | 40.69 | 45.65 | 38.12 | 40.69 | 45.65 | 38.12 | 48.67 | 97.05 | 87.63 | 62.08 | 103.95 | 105 | 63.34 | 106.07 | 107.13 | 45.72 | 45.65 | 38.12 | 51.28 | 53.87 | 51.3 | 51.28 | 53.87 | 51.3 | 90.99 | 114.15 | 103.5 | 90.99 | 114.15 | 103.5 | 90.99 | 114.15 | 103.5 | 90.99 | 114.15 | 103.5 | 51.28 | 53.87 | 51.3 | 51.28 | 53.87 | 50.25 | 68.91 | 114.15 | 103.5 | 103.95 | 142.84 | 117.56 | 106.06 | 142.84 | 119.96 | 73.76 | 53.87 | 51.3
7424 | 40.93 | 45.89 | 38.36 | 40.93 | 45.89 | 38.36 | 60.22 | 97.81 | 91.64 | 60.22 | 97.81 | 91.64 | 60.22 | 97.81 | 91.64 | 60.22 | 97.81 | 91.64 | 40.93 | 45.89 | 38.36 | 40.93 | 45.89 | 38.36 | 48.91 | 97.81 | 91.64 | 62.63 | 103.95 | 105 | 63.9 | 106.06 | 105 | 45.72 | 45.89 | 38.36 | 51.52 | 56.61 | 51.3 | 51.52 | 56.61 | 51.3 | 96.83 | 114.33 | 106.7 | 96.83 | 114.33 | 106.7 | 96.83 | 114.33 | 106.7 | 96.83 | 114.33 | 106.7 | 51.52 | 56.61 | 51.3 | 51.52 | 54.1 | 50.49 | 69.15 | 114.33 | 106.7 | 103.95 | 142.84 | 113.4 | 106.06 | 142.84 | 114.92 | 73.76 | 56.61 | 51.3
7425 | 40.75 | 45.72 | 38.18 | 40.75 | 45.72 | 38.18 | 60.22 | 97.81 | 85.34 | 60.22 | 97.81 | 85.34 | 60.22 | 97.81 | 85.34 | 60.22 | 97.81 | 85.34 | 40.75 | 45.72 | 38.18 | 40.75 | 45.72 | 38.18 | 48.73 | 97.81 | 85.34 | 62.08 | 103.95 | 90.31 | 63.34 | 106.06 | 90.31 | 45.72 | 45.72 | 38.18 | 51.34 | 90 | 51.3 | 51.34 | 90 | 51.3 | 94.35 | 112.91 | 103.5 | 94.35 | 112.91 | 103.5 | 94.35 | 112.91 | 103.5 | 94.35 | 112.91 | 103.5 | 51.34 | 90 | 51.3 | 51.34 | 53.93 | 50.32 | 68.98 | 112.91 | 103.5 | 103.95 | 120 | 110 | 103.95 | 120 | 111.11 | 82.06 | 90 | 51.3
7426 | 40.67 | 45.64 | 38.1 | 40.67 | 45.64 | 38.1 | 60.22 | 97.05 | 81.91 | 60.22 | 97.05 | 81.91 | 60.22 | 97.05 | 81.91 | 60.22 | 97.05 | 81.91 | 40.67 | 45.64 | 38.1 | 40.67 | 45.64 | 38.1 | 48.65 | 97.05 | 81.91 | 62.08 | 103.95 | 86.88 | 62.08 | 103.95 | 85.14 | 45.72 | 45.64 | 38.1 | 51.26 | 85 | 51.3 | 51.26 | 85 | 51.3 | 88.51 | 107.55 | 96.6 | 88.51 | 107.55 | 96.6 | 88.51 | 107.55 | 96.6 | 88.51 | 107.55 | 96.6 | 51.26 | 85 | 51.3 | 51.26 | 53.85 | 50.24 | 68.9 | 107.55 | 96.6 | 103.95 | 114.31 | 107.78 | 103.95 | 116.64 | 105.62 | 74.45 | 85 | 51.3
7427 | 40.62 | 45.58 | 38.05 | 40.62 | 45.58 | 38.05 | 57.06 | 75.82 | 80.3 | 57.06 | 75.82 | 80.3 | 55.64 | 75.82 | 80.3 | 55.64 | 75.82 | 80.3 | 40.62 | 45.58 | 38.05 | 40.62 | 45.58 | 38.05 | 41.32 | 75.82 | 80.3 | 58.82 | 80.58 | 82.78 | 58.82 | 80.58 | 81.11 | 40.62 | 45.58 | 38.05 | 51.21 | 53.82 | 51.3 | 51.21 | 53.82 | 51.3 | 80.7 | 101.47 | 86.7 | 80.7 | 101.47 | 86.7 | 80.7 | 101.47 | 86.7 | 80.7 | 101.47 | 86.7 | 51.21 | 53.82 | 51.3 | 51.21 | 53.8 | 50.18 | 68.84 | 101.47 | 86.7 | 90.57 | 108.95 | 107.78 | 90.57 | 106.77 | 105.62 | 52.21 | 53.82 | 51.3
7428 | 40.53 | 45.5 | 37.96 | 40.53 | 45.5 | 37.96 | 56.49 | 75.18 | 80.3 | 56.49 | 75.18 | 80.3 | 55.35 | 75.18 | 80.3 | 55.35 | 75.18 | 80.3 | 40.53 | 45.5 | 37.96 | 40.53 | 45.5 | 37.96 | 41.24 | 75.18 | 80.3 | 58.82 | 79.9 | 82.78 | 58.82 | 79.9 | 81.13 | 40.53 | 45.5 | 37.96 | 51.12 | 53.82 | 51.3 | 51.12 | 53.82 | 51.3 | 75.18 | 97.18 | 84.85 | 75.18 | 97.18 | 84.85 | 75.18 | 97.18 | 84.85 | 75.18 | 97.18 | 84.85 | 51.12 | 53.82 | 51.3 | 51.12 | 53.71 | 50.1 | 68.76 | 97.18 | 84.85 | 87.26 | 107.13 | 107.78 | 87.26 | 104.99 | 105.62 | 52.21 | 53.82 | 51.3
7429 | 40.53 | 45.5 | 37.96 | 40.53 | 45.5 | 37.96 | 55.7 | 75.18 | 80.3 | 55.7 | 75.18 | 80.3 | 54.57 | 75.18 | 80.3 | 54.57 | 75.18 | 80.3 | 40.53 | 45.5 | 37.96 | 40.53 | 45.5 | 37.96 | 41.24 | 75.18 | 80.3 | 58 | 79.9 | 82.78 | 58 | 81.52 | 81.13 | 40.53 | 45.5 | 37.96 | 51.12 | 53.71 | 51.3 | 51.12 | 53.71 | 51.3 | 75.18 | 97.18 | 83.33 | 75.18 | 97.18 | 83.33 | 75.18 | 97.18 | 83.33 | 75.18 | 97.18 | 83.33 | 51.12 | 53.71 | 51.3 | 51.12 | 53.71 | 50.09 | 56.7 | 97.18 | 83.33 | 87.26 | 107.13 | 107.78 | 87.26 | 107.13 | 107.79 | 51.12 | 53.71 | 51.3
7430 | 40.49 | 45.46 | 37.92 | 40.49 | 45.46 | 37.92 | 55.55 | 75.18 | 81.11 | 55.55 | 75.18 | 81.11 | 55.55 | 75.18 | 80.3 | 55.55 | 75.18 | 80.3 | 40.49 | 45.46 | 37.92 | 40.49 | 45.46 | 37.92 | 41.2 | 75.18 | 80.3 | 57.27 | 79.9 | 82.78 | 57.27 | 81.52 | 82.78 | 40.49 | 45.46 | 37.92 | 51.08 | 53.67 | 51.3 | 51.08 | 53.67 | 51.3 | 81.63 | 97.18 | 83.33 | 81.63 | 102.88 | 83.33 | 79.1 | 97.18 | 83.33 | 79.1 | 97.18 | 83.33 | 51.08 | 53.67 | 51.3 | 51.08 | 53.67 | 50.06 | 56.66 | 97.18 | 83.33 | 87.26 | 111.15 | 107.78 | 87.26 | 111.15 | 109.98 | 52.21 | 53.67 | 51.3
7431 | 40.51 | 45.48 | 37.95 | 40.51 | 45.48 | 37.95 | 55.55 | 79.1 | 82.97 | 55.55 | 79.1 | 82.97 | 55.55 | 79.1 | 82.78 | 55.55 | 79.1 | 82.78 | 40.51 | 45.48 | 37.95 | 40.51 | 45.48 | 37.95 | 41.22 | 75.18 | 82.78 | 57.27 | 103.95 | 85.34 | 58.43 | 106.06 | 87.08 | 45.72 | 45.48 | 37.95 | 51.1 | 53.82 | 51.3 | 51.1 | 53.82 | 51.3 | 90.99 | 91.44 | 99 | 90.99 | 102.88 | 99 | 79.1 | 91.44 | 99 | 79.1 | 91.44 | 99 | 51.1 | 53.82 | 51.3 | 51.1 | 53.69 | 50.08 | 56.68 | 91.44 | 93.15 | 103.95 | 116.64 | 110 | 105 | 119.01 | 112.24 | 73.76 | 53.82 | 51.3
7432 | 40.74 | 45.71 | 38.18 | 40.74 | 45.71 | 38.18 | 60.22 | 96.15 | 98.69 | 60.22 | 96.15 | 98.69 | 60.22 | 96.15 | 98.69 | 60.22 | 96.15 | 98.69 | 40.74 | 45.71 | 38.18 | 40.74 | 45.71 | 38.18 | 48.73 | 90.47 | 82.78 | 62.08 | 103.95 | 109.27 | 63.34 | 106.07 | 111.49 | 45.72 | 45.71 | 38.18 | 51.33 | 53.92 | 51.3 | 51.33 | 53.92 | 51.3 | 93.2 | 103.29 | 106.7 | 93.2 | 124.35 | 106.7 | 84.66 | 103.29 | 104.2 | 84.66 | 103.29 | 104.2 | 51.33 | 53.92 | 51.3 | 51.33 | 53.92 | 50.31 | 68.97 | 97.18 | 98.04 | 103.95 | 142.84 | 113.38 | 106.06 | 145.74 | 115.68 | 73.76 | 53.92 | 51.3
7433 | 41.15 | 46.12 | 38.58 | 41.15 | 46.12 | 38.58 | 67.9 | 101.85 | 107.07 | 67.9 | 101.85 | 107.07 | 67.9 | 101.85 | 106 | 67.9 | 101.85 | 106 | 41.15 | 46.12 | 38.58 | 41.15 | 46.12 | 38.58 | 49.13 | 97.05 | 82.78 | 70 | 103.95 | 109.27 | 71.42 | 106.07 | 111.49 | 45.72 | 46.12 | 38.58 | 51.74 | 54.33 | 51.3 | 51.74 | 54.33 | 51.3 | 100.28 | 111.68 | 106.7 | 100.28 | 124.35 | 106.7 | 100.28 | 111.68 | 94.24 | 100.28 | 111.68 | 94.24 | 51.74 | 54.33 | 51.3 | 51.74 | 54.33 | 50.72 | 69.38 | 111.68 | 88.67 | 117.61 | 142.84 | 118.78 | 120 | 145.74 | 121.2 | 73.76 | 54.33 | 51.3
7434 | 41.1 | 46.07 | 38.53 | 41.1 | 46.07 | 38.53 | 74.02 | 98.16 | 107.07 | 74.02 | 98.16 | 107.07 | 74.02 | 98.16 | 105.99 | 74.02 | 98.16 | 105.99 | 41.1 | 46.07 | 38.53 | 41.1 | 46.07 | 38.53 | 49.08 | 97.05 | 82.78 | 77.08 | 103.95 | 109.27 | 77.85 | 106.06 | 110.38 | 45.72 | 46.07 | 38.53 | 51.69 | 56.61 | 51.3 | 51.69 | 56.61 | 51.3 | 104.67 | 113.4 | 106.7 | 104.67 | 122.02 | 106.7 | 104.67 | 113.4 | 94.24 | 104.67 | 113.4 | 94.24 | 51.69 | 56.61 | 51.3 | 51.69 | 54.28 | 50.67 | 69.33 | 113.4 | 88.67 | 113.5 | 142.84 | 118.78 | 113.5 | 145.74 | 121.2 | 73.76 | 56.61 | 51.3
7435 | 40.77 | 45.74 | 38.2 | 40.77 | 45.74 | 38.2 | 60.22 | 97.12 | 107.07 | 60.22 | 97.12 | 107.07 | 60.22 | 97.12 | 101.85 | 60.22 | 97.12 | 101.85 | 40.77 | 45.74 | 38.2 | 40.77 | 45.74 | 38.2 | 48.75 | 97.06 | 82.78 | 62.08 | 103.95 | 109.27 | 62.08 | 106.06 | 109.27 | 44.67 | 45.74 | 38.2 | 51.36 | 53.95 | 51.3 | 51.36 | 53.95 | 51.3 | 92.27 | 103.29 | 106.7 | 92.27 | 113.88 | 106.7 | 92.27 | 103.29 | 55.7 | 92.27 | 103.29 | 55.7 | 51.36 | 53.95 | 51.3 | 51.36 | 53.95 | 50.34 | 69 | 103.29 | 52.4 | 103.95 | 142.84 | 116.4 | 103.95 | 142.84 | 118.78 | 73.76 | 53.95 | 51.3
7436 | 40.46 | 45.42 | 37.89 | 40.46 | 45.42 | 37.89 | 54.67 | 82.72 | 100.83 | 54.67 | 95.06 | 100.83 | 54.67 | 82.72 | 79.55 | 54.67 | 82.72 | 79.55 | 40.46 | 45.42 | 37.89 | 40.46 | 45.42 | 37.89 | 48.44 | 82.72 | 79.55 | 57.93 | 103.95 | 103.95 | 57.93 | 105 | 101.87 | 40.46 | 45.42 | 37.89 | 51.04 | 53.82 | 51.3 | 51.04 | 53.82 | 51.3 | 73.17 | 83.85 | 84.85 | 73.17 | 95.27 | 84.85 | 73.17 | 83.85 | 52.4 | 73.17 | 83.85 | 52.4 | 51.04 | 53.63 | 51.3 | 51.04 | 53.63 | 50.02 | 68.68 | 83.85 | 52.4 | 103.95 | 123.51 | 109.97 | 103.95 | 123.51 | 111.11 | 71.72 | 53.82 | 51.3
7437 | 40.27 | 45.23 | 37.7 | 40.27 | 45.23 | 37.7 | 40.97 | 66.5 | 81.91 | 40.97 | 66.5 | 81.91 | 40.97 | 66.5 | 79.55 | 40.97 | 66.5 | 79.55 | 40.27 | 45.23 | 37.7 | 40.27 | 45.23 | 37.7 | 40.97 | 66.5 | 79.55 | 55.85 | 85 | 84.47 | 55.85 | 85 | 82.78 | 40.27 | 45.23 | 37.7 | 50.86 | 53.45 | 51.01 | 50.86 | 53.45 | 51.01 | 56.44 | 83.85 | 51.01 | 56.44 | 83.85 | 51.01 | 56.44 | 83.85 | 51.01 | 56.44 | 83.85 | 51.01 | 50.86 | 53.45 | 51.01 | 50.86 | 53.45 | 49.83 | 56.44 | 83.85 | 51.01 | 85 | 116.64 | 107.78 | 85 | 116.64 | 106.7 | 50.86 | 53.45 | 51.01
7438 | 39.99 | 44.96 | 37.42 | 39.99 | 44.96 | 37.42 | 40.7 | 66.5 | 77.38 | 40.7 | 66.5 | 77.38 | 40.7 | 66.5 | 62.09 | 40.7 | 66.5 | 62.09 | 39.99 | 44.96 | 37.42 | 39.99 | 44.96 | 37.42 | 40.7 | 66.5 | 62.09 | 53.91 | 79.1 | 81.6 | 52.83 | 79.1 | 80.28 | 39.99 | 44.96 | 37.42 | 50.58 | 53.17 | 49.56 | 50.58 | 53.17 | 49.56 | 56.16 | 54.45 | 49.56 | 56.16 | 54.45 | 49.56 | 56.16 | 54.45 | 49.56 | 56.16 | 54.45 | 49.56 | 50.58 | 53.17 | 49.56 | 50.58 | 53.17 | 49.56 | 56.16 | 54.45 | 49.56 | 79.9 | 111.5 | 104.49 | 78.3 | 111.5 | 102.4 | 50.58 | 53.17 | 49.56
7439 | 39.54 | 44.51 | 36.97 | 39.54 | 44.51 | 36.97 | 40.25 | 47.06 | 39.44 | 40.25 | 47.06 | 39.44 | 40.25 | 47.06 | 39.44 | 40.25 | 47.06 | 39.44 | 39.54 | 44.51 | 36.97 | 39.54 | 44.51 | 36.97 | 40.25 | 47.06 | 39.44 | 48.94 | 75.2 | 40.65 | 47.96 | 73.7 | 39.84 | 39.54 | 44.51 | 36.97 | 50.13 | 52.72 | 49.11 | 50.13 | 52.72 | 49.11 | 50.13 | 52.72 | 49.11 | 50.13 | 52.72 | 49.11 | 55.71 | 52.82 | 49.11 | 55.71 | 52.82 | 49.11 | 50.13 | 52.72 | 49.11 | 50.13 | 52.72 | 49.11 | 55.71 | 52.82 | 49.11 | 76.92 | 95.67 | 50.79 | 75.38 | 93.75 | 49.78 | 50.13 | 52.72 | 49.11
7440 | 39.32 | 44.29 | 36.75 | 39.32 | 44.29 | 36.75 | 39.32 | 44.29 | 37.72 | 39.32 | 44.29 | 37.72 | 40.03 | 46.84 | 37.72 | 40.03 | 46.84 | 37.72 | 39.32 | 44.29 | 36.75 | 39.32 | 44.29 | 36.75 | 40.03 | 46.84 | 37.72 | 43.43 | 58.02 | 38.1 | 42.56 | 44.74 | 38.1 | 39.32 | 44.29 | 36.75 | 49.91 | 52.5 | 48.89 | 49.91 | 52.5 | 48.89 | 49.91 | 52.5 | 48.89 | 49.91 | 52.5 | 48.89 | 55.49 | 52.61 | 48.89 | 55.49 | 52.61 | 48.89 | 49.91 | 52.5 | 48.89 | 49.91 | 52.5 | 48.89 | 55.49 | 52.61 | 48.89 | 63.31 | 70.56 | 49.38 | 62.04 | 53.03 | 49.38 | 49.91 | 52.5 | 48.89
7441 | 39.13 | 44.1 | 36.56 | 39.13 | 44.1 | 36.56 | 39.13 | 44.1 | 36.56 | 39.13 | 44.1 | 36.56 | 39.84 | 46.65 | 36.56 | 39.84 | 46.65 | 36.56 | 39.13 | 44.1 | 36.56 | 39.13 | 44.1 | 36.56 | 39.84 | 46.65 | 36.56 | 41.18 | 53.11 | 36.93 | 40.35 | 44.54 | 36.93 | 39.13 | 44.1 | 36.56 | 49.72 | 52.31 | 48.7 | 49.72 | 52.31 | 48.7 | 49.72 | 52.31 | 48.7 | 49.72 | 52.31 | 48.7 | 55.3 | 52.42 | 48.7 | 55.3 | 52.42 | 48.7 | 49.72 | 52.31 | 48.7 | 49.72 | 52.31 | 48.7 | 55.3 | 52.42 | 48.7 | 59.33 | 53.92 | 49.19 | 58.15 | 52.84 | 49.19 | 49.72 | 52.31 | 48.7
7442 | 39 | 43.96 | 36.43 | 39 | 43.96 | 36.43 | 39 | 43.96 | 36.43 | 39 | 43.96 | 36.43 | 39.7 | 46.51 | 36.43 | 39.7 | 46.51 | 36.43 | 39 | 43.96 | 36.43 | 39 | 43.96 | 36.43 | 39.7 | 46.51 | 36.43 | 40.59 | 48.95 | 36.8 | 39.78 | 44.41 | 36.8 | 39 | 43.96 | 36.43 | 49.58 | 52.17 | 48.56 | 49.58 | 52.17 | 48.56 | 49.58 | 52.17 | 48.56 | 49.58 | 52.17 | 48.56 | 55.16 | 52.28 | 48.56 | 55.16 | 52.28 | 48.56 | 49.58 | 52.17 | 48.56 | 49.58 | 52.17 | 48.56 | 55.16 | 52.28 | 48.56 | 58.27 | 53.92 | 49.11 | 57.1 | 52.84 | 49.05 | 49.58 | 52.17 | 48.56
7443 | 39 | 43.97 | 36.43 | 39 | 43.97 | 36.43 | 39 | 43.97 | 36.43 | 39 | 43.97 | 36.43 | 39.71 | 46.51 | 36.43 | 39.71 | 46.51 | 36.43 | 39 | 43.97 | 36.43 | 39 | 43.97 | 36.43 | 39.71 | 46.51 | 36.43 | 40.59 | 47.2 | 36.8 | 39.78 | 44.41 | 36.8 | 39 | 43.97 | 36.43 | 49.59 | 52.18 | 48.57 | 49.59 | 52.18 | 48.57 | 49.59 | 52.18 | 48.57 | 49.59 | 52.18 | 48.57 | 55.17 | 52.28 | 48.57 | 55.17 | 52.28 | 48.57 | 49.59 | 52.18 | 48.57 | 49.59 | 52.18 | 48.57 | 55.17 | 52.28 | 48.57 | 55.73 | 53.92 | 49.06 | 54.61 | 52.84 | 49.06 | 49.59 | 52.18 | 48.57
7444 | 39.21 | 44.18 | 36.64 | 39.21 | 44.18 | 36.64 | 39.21 | 44.18 | 36.64 | 39.21 | 44.18 | 36.64 | 39.92 | 46.71 | 36.64 | 39.92 | 46.72 | 36.64 | 39.21 | 44.18 | 36.64 | 39.21 | 44.18 | 36.64 | 39.92 | 46.71 | 36.64 | 40.38 | 47.2 | 37.01 | 39.61 | 44.62 | 37.01 | 39.21 | 44.18 | 36.64 | 49.8 | 52.39 | 48.78 | 49.8 | 52.39 | 48.78 | 49.8 | 52.39 | 48.78 | 49.8 | 52.39 | 48.78 | 55.38 | 52.49 | 48.78 | 55.38 | 52.49 | 48.78 | 49.8 | 52.39 | 48.78 | 49.8 | 52.39 | 48.78 | 55.38 | 52.49 | 48.78 | 55.94 | 54 | 49.11 | 54.82 | 52.92 | 49.11 | 49.8 | 52.39 | 48.78
7445 | 39.67 | 44.64 | 37.1 | 39.67 | 44.64 | 37.1 | 40.38 | 46.24 | 37.1 | 40.38 | 46.24 | 37.1 | 40.38 | 47.17 | 37.1 | 40.38 | 47.18 | 37.1 | 39.67 | 44.64 | 37.1 | 39.67 | 44.64 | 37.1 | 40.38 | 47.17 | 37.1 | 40.78 | 47.66 | 37.48 | 41.62 | 46.7 | 37.48 | 39.67 | 44.64 | 37.1 | 50.26 | 52.95 | 50.23 | 50.26 | 52.95 | 50.23 | 50.26 | 52.95 | 50.23 | 50.26 | 52.95 | 50.23 | 55.84 | 52.95 | 49.23 | 55.84 | 52.95 | 49.23 | 50.26 | 52.85 | 49.23 | 50.26 | 52.85 | 49.23 | 55.84 | 52.95 | 49.23 | 58.62 | 54.58 | 49.73 | 59.81 | 53.49 | 49.73 | 50.26 | 52.95 | 50.23
7446 | 40.18 | 45.15 | 37.61 | 40.18 | 45.15 | 37.61 | 40.89 | 47.7 | 76.63 | 40.89 | 47.7 | 76.63 | 40.89 | 47.7 | 37.62 | 40.89 | 47.7 | 37.62 | 40.18 | 45.15 | 37.61 | 40.18 | 45.15 | 37.61 | 40.89 | 47.7 | 37.61 | 44.78 | 50.32 | 75.86 | 45.69 | 49.31 | 77.41 | 40.18 | 45.15 | 37.61 | 50.77 | 53.82 | 51.3 | 50.77 | 53.82 | 51.3 | 56.35 | 53.82 | 51.3 | 56.35 | 53.82 | 51.3 | 56.35 | 53.47 | 49.75 | 56.35 | 53.47 | 49.75 | 50.77 | 53.36 | 49.75 | 50.77 | 53.36 | 49.75 | 56.35 | 53.47 | 49.75 | 83.3 | 78.15 | 50.78 | 85 | 76.59 | 51.81 | 56.35 | 53.82 | 51.3
7447 | 40.64 | 65.31 | 39.02 | 40.64 | 65.31 | 39.02 | 54.45 | 65.31 | 81.09 | 54.45 | 65.31 | 81.09 | 52.81 | 58.02 | 39.5 | 52.81 | 58.02 | 39.5 | 40.64 | 58.02 | 38.08 | 40.64 | 45.61 | 38.08 | 48.63 | 58.02 | 38.08 | 56.13 | 68.15 | 77.59 | 57.27 | 66.79 | 80.28 | 45.72 | 65.31 | 39.02 | 51.23 | 84.03 | 51.3 | 51.23 | 84.03 | 51.3 | 73.76 | 84.03 | 57.97 | 73.76 | 84.03 | 57.97 | 71.71 | 63.18 | 50.21 | 71.71 | 63.18 | 50.21 | 51.23 | 63.18 | 50.21 | 51.23 | 53.82 | 50.21 | 68.87 | 63.18 | 50.21 | 103.95 | 83.19 | 57.39 | 103.95 | 84.88 | 58.56 | 73.76 | 84.03 | 51.3
7448 | 40.8 | 60.84 | 38.23 | 40.8 | 60.84 | 38.23 | 54.59 | 60.84 | 81.09 | 54.59 | 60.84 | 81.09 | 54.57 | 60.84 | 39.66 | 54.57 | 60.84 | 39.66 | 40.8 | 60.84 | 38.23 | 40.8 | 45.77 | 38.23 | 48.78 | 60.84 | 39.44 | 55.14 | 61.46 | 55.76 | 56.26 | 61.46 | 80.28 | 45.72 | 60.84 | 38.23 | 51.39 | 76.55 | 51.3 | 51.39 | 76.55 | 51.3 | 73.76 | 76.55 | 51.3 | 73.76 | 76.55 | 51.3 | 73.76 | 76.55 | 50.37 | 73.76 | 76.55 | 50.37 | 51.39 | 76.55 | 50.37 | 51.39 | 53.98 | 50.37 | 69.03 | 76.55 | 50.37 | 100.83 | 77.32 | 50.37 | 102.89 | 77.32 | 51.39 | 73.76 | 76.55 | 51.3
7449 | 40.7 | 63.8 | 39.02 | 40.7 | 63.8 | 39.02 | 54.52 | 63.8 | 80.3 | 54.52 | 63.8 | 80.3 | 54.52 | 63.8 | 38.13 | 54.52 | 63.8 | 38.13 | 40.7 | 63.8 | 38.13 | 40.7 | 45.67 | 38.13 | 41.41 | 63.8 | 38.13 | 56.21 | 64.44 | 55.76 | 56.21 | 64.44 | 80.28 | 45.72 | 63.8 | 39.02 | 51.29 | 72.09 | 51.81 | 51.29 | 72.09 | 51.81 | 73.86 | 72.09 | 51.81 | 73.86 | 72.09 | 51.81 | 73.86 | 69.22 | 50.26 | 73.86 | 69.22 | 50.26 | 51.29 | 69.22 | 50.26 | 51.29 | 53.88 | 50.26 | 68.92 | 69.22 | 50.26 | 84.64 | 71.36 | 50.26 | 86.37 | 72.81 | 51.29 | 73.76 | 72.09 | 51.81
7450 | 40.64 | 65.31 | 39.02 | 40.64 | 65.31 | 39.02 | 55.51 | 65.31 | 81.09 | 55.51 | 66.24 | 81.09 | 55.09 | 64.91 | 38.07 | 55.09 | 64.91 | 38.07 | 40.64 | 64.91 | 38.07 | 40.64 | 45.61 | 38.07 | 41.35 | 64.91 | 38.07 | 56.66 | 65.57 | 71.55 | 56.66 | 66.91 | 80.28 | 52.46 | 65.31 | 55.72 | 51.23 | 92.92 | 90 | 51.23 | 92.92 | 90 | 80 | 92.92 | 90 | 80 | 92.93 | 90 | 78.74 | 76.55 | 50.2 | 78.74 | 76.55 | 50.2 | 51.23 | 53.82 | 50.2 | 51.23 | 53.82 | 50.2 | 68.86 | 76.55 | 50.2 | 83.3 | 91.99 | 49.78 | 85 | 93.86 | 90.91 | 80 | 92.92 | 90
7451 | 40.58 | 45.55 | 38.01 | 40.58 | 45.55 | 38.01 | 55.07 | 63.97 | 81.91 | 55.07 | 65.27 | 81.91 | 53.91 | 63.97 | 38.01 | 53.91 | 63.97 | 38.01 | 40.58 | 45.55 | 38.01 | 40.58 | 45.55 | 38.01 | 41.29 | 63.97 | 38.01 | 56.21 | 64.62 | 73 | 56.77 | 65.93 | 81.09 | 40.58 | 45.55 | 38.01 | 51.17 | 56.61 | 63.5 | 51.17 | 56.61 | 63.5 | 81.63 | 77.41 | 95.07 | 81.63 | 95.67 | 95.07 | 72.39 | 74.25 | 50.15 | 72.39 | 74.25 | 50.15 | 51.17 | 56.61 | 50.15 | 51.17 | 53.76 | 50.15 | 56.75 | 74.25 | 50.15 | 83.3 | 78.19 | 50.65 | 85 | 96.63 | 96.03 | 80 | 56.61 | 63.5
7452 | 40.52 | 45.49 | 37.96 | 40.52 | 45.49 | 37.96 | 55.07 | 75.25 | 81.99 | 55.07 | 76.79 | 81.99 | 50.45 | 64.44 | 39.44 | 50.45 | 64.44 | 39.44 | 40.52 | 45.49 | 37.96 | 40.52 | 45.49 | 37.96 | 41.23 | 64.44 | 39.44 | 55.08 | 76.02 | 79.55 | 56.21 | 77.57 | 81.17 | 53.98 | 45.49 | 37.96 | 51.11 | 81.21 | 64.79 | 51.11 | 81.21 | 64.79 | 81.63 | 81.21 | 96.03 | 81.63 | 95.67 | 96.03 | 67.79 | 76.4 | 50.13 | 67.79 | 76.4 | 50.13 | 51.11 | 53.7 | 50.13 | 51.11 | 53.7 | 50.09 | 56.69 | 76.4 | 50.13 | 83.3 | 82.03 | 94.11 | 85 | 103.93 | 97 | 80 | 81.21 | 64.79
7453 | 40.49 | 45.46 | 37.92 | 40.49 | 45.46 | 37.92 | 57.64 | 76.73 | 83.62 | 57.64 | 78.28 | 83.62 | 54.67 | 70.66 | 62.09 | 54.67 | 70.66 | 62.09 | 40.49 | 45.46 | 37.92 | 40.49 | 45.46 | 37.92 | 41.2 | 70.66 | 62.09 | 58.11 | 77.5 | 81.13 | 59.29 | 79.08 | 82.78 | 40.49 | 45.46 | 37.92 | 51.08 | 80 | 64.79 | 51.08 | 80 | 64.79 | 83.79 | 101.35 | 106.7 | 83.79 | 106.03 | 106.7 | 73.17 | 81.2 | 50.16 | 73.17 | 81.2 | 50.16 | 51.08 | 53.67 | 50.06 | 51.08 | 53.67 | 50.06 | 56.66 | 81.2 | 50.16 | 84.64 | 102.37 | 97 | 87.26 | 108.21 | 107.78 | 82.13 | 80 | 64.79
7454 | 40.46 | 45.43 | 37.89 | 40.46 | 45.43 | 37.89 | 57.55 | 97.52 | 106.06 | 57.55 | 98.49 | 106.06 | 54.7 | 70.68 | 62.09 | 54.7 | 70.68 | 62.09 | 40.46 | 45.43 | 37.89 | 40.46 | 45.43 | 37.89 | 41.17 | 70.68 | 62.09 | 58.13 | 100.83 | 83.16 | 59.32 | 102.89 | 105 | 56.41 | 45.43 | 37.89 | 51.05 | 56.61 | 64.79 | 51.05 | 56.61 | 64.79 | 99.59 | 106.74 | 108.87 | 99.59 | 114.28 | 108.87 | 82.39 | 81.2 | 52.4 | 82.39 | 81.2 | 52.4 | 51.05 | 53.64 | 51.61 | 51.05 | 53.64 | 50.03 | 56.63 | 81.2 | 52.4 | 100.83 | 107.82 | 102.4 | 102.89 | 115.44 | 109.97 | 90 | 56.61 | 64.79
7455 | 40.46 | 65.31 | 37.89 | 40.46 | 65.31 | 37.89 | 60.22 | 97.52 | 110.38 | 60.22 | 98.49 | 110.38 | 58.13 | 70.68 | 82.78 | 58.13 | 70.68 | 82.78 | 40.46 | 45.43 | 37.89 | 40.46 | 45.43 | 37.89 | 41.17 | 70.68 | 82.78 | 60.82 | 100.84 | 89.12 | 62.08 | 103.95 | 110.38 | 58.43 | 65.31 | 43.47 | 51.05 | 90 | 77.75 | 51.05 | 90 | 77.75 | 99.59 | 118.77 | 108.96 | 99.59 | 118.77 | 108.96 | 73.14 | 89.12 | 52.4 | 73.14 | 89.12 | 52.4 | 51.05 | 53.64 | 50.03 | 51.05 | 53.64 | 50.03 | 56.63 | 85.78 | 52.4 | 101.87 | 123.66 | 107.78 | 103.95 | 126.18 | 110.07 | 90 | 90 | 77.75
7456 | 40.72 | 68.56 | 46.99 | 40.72 | 68.56 | 46.99 | 60.84 | 101.85 | 114.15 | 60.84 | 101.85 | 114.15 | 60.16 | 70.68 | 82.78 | 60.16 | 70.68 | 82.78 | 40.72 | 68.56 | 38.15 | 40.72 | 45.68 | 38.15 | 41.42 | 70.68 | 82.78 | 61.45 | 103.95 | 110.75 | 62.71 | 106.06 | 113.01 | 47.4 | 68.56 | 46.99 | 51.3 | 90.86 | 77.75 | 51.3 | 90.86 | 77.75 | 100.08 | 120 | 119.98 | 100.08 | 124.35 | 119.98 | 77.77 | 89.12 | 69.87 | 77.77 | 89.12 | 69.87 | 51.3 | 89.12 | 51.61 | 51.3 | 53.89 | 50.28 | 68.94 | 89.12 | 69.87 | 104.33 | 140.91 | 107.78 | 106.44 | 145.27 | 121.19 | 90 | 90.86 | 77.75
7457 | 41.01 | 90 | 46.99 | 41.01 | 90 | 70.53 | 72.56 | 101.85 | 114.15 | 72.56 | 101.85 | 114.15 | 72.56 | 90.02 | 82.78 | 72.56 | 90.02 | 82.78 | 41.01 | 45.99 | 38.45 | 41.01 | 45.98 | 38.45 | 49 | 90 | 82.78 | 74.8 | 103.95 | 110.75 | 76.32 | 106.06 | 113.01 | 70.4 | 90 | 70.53 | 51.6 | 98.21 | 90 | 51.6 | 98.21 | 90 | 100.14 | 120 | 119.98 | 100.14 | 124.35 | 119.98 | 82.39 | 102.06 | 88.67 | 82.39 | 102.06 | 88.67 | 51.6 | 54.19 | 51.61 | 51.6 | 54.19 | 50.58 | 69.24 | 96.03 | 88.67 | 147.86 | 140.91 | 107.78 | 150.86 | 145.27 | 121.19 | 90 | 98.21 | 90
7458 | 40.95 | 90 | 70.53 | 40.95 | 90 | 70.53 | 72.99 | 100.83 | 115.33 | 72.99 | 101.85 | 115.33 | 72.99 | 100.83 | 88.22 | 72.99 | 100.83 | 88.22 | 40.95 | 45.92 | 38.38 | 40.95 | 45.92 | 38.38 | 48.93 | 94.87 | 88.22 | 75.24 | 103.95 | 110.75 | 76.77 | 106.06 | 114.18 | 46.02 | 90 | 70.53 | 51.54 | 98.21 | 90 | 51.54 | 98.21 | 90 | 100.08 | 120 | 119.98 | 100.08 | 124.35 | 119.98 | 95.92 | 102.79 | 103.5 | 95.92 | 102.79 | 103.5 | 51.54 | 54.13 | 51.61 | 51.54 | 54.13 | 50.52 | 69.18 | 96.72 | 103.5 | 103.95 | 140.91 | 110 | 106.06 | 145.27 | 121.19 | 90 | 98.21 | 90
7459 | 40.68 | 90 | 70.53 | 40.68 | 90 | 70.53 | 61.6 | 100.83 | 111.5 | 61.6 | 101.85 | 111.5 | 61.6 | 100.83 | 88.22 | 61.6 | 100.83 | 88.22 | 40.68 | 45.66 | 38.12 | 40.68 | 45.65 | 38.12 | 48.67 | 94.87 | 88.22 | 64.15 | 103.95 | 110.38 | 64.15 | 106.06 | 112.63 | 45.72 | 90 | 70.53 | 51.27 | 98.21 | 90 | 51.27 | 98.21 | 90 | 99.81 | 114.14 | 118.74 | 99.81 | 124.35 | 118.74 | 99.81 | 102.79 | 103.5 | 99.81 | 102.79 | 103.5 | 51.27 | 53.86 | 51.61 | 51.27 | 53.86 | 50.25 | 68.91 | 96.72 | 103.5 | 103.95 | 123.46 | 110 | 105 | 145.27 | 121.19 | 73.76 | 98.21 | 90
7460 | 40.37 | 90 | 77.11 | 40.37 | 90 | 77.11 | 55.55 | 97.42 | 109.36 | 55.55 | 97.42 | 109.36 | 55.55 | 97.42 | 82.78 | 55.55 | 97.42 | 82.78 | 40.37 | 90 | 77.11 | 40.37 | 45.34 | 37.8 | 41.07 | 94.87 | 82.78 | 57.27 | 103.95 | 108.27 | 57.85 | 106.06 | 110.47 | 45.72 | 90 | 77.11 | 50.96 | 100.42 | 106.73 | 50.96 | 100.42 | 106.73 | 81.21 | 108.9 | 108.9 | 81.21 | 108.9 | 108.9 | 81.21 | 102.79 | 103.5 | 81.21 | 102.79 | 103.5 | 50.96 | 100 | 51.61 | 50.96 | 53.54 | 49.93 | 68.59 | 100 | 103.5 | 93.8 | 110 | 110 | 93.8 | 117.82 | 113.37 | 73.76 | 100.42 | 106.73
7461 | 40.16 | 72.79 | 77.11 | 40.16 | 72.79 | 77.11 | 52.5 | 72.79 | 87.08 | 52.5 | 72.79 | 87.08 | 52.5 | 72.79 | 81.11 | 52.5 | 72.79 | 81.11 | 40.16 | 72.79 | 37.59 | 40.16 | 45.13 | 37.59 | 40.86 | 72.79 | 81.11 | 54.67 | 81.4 | 86.21 | 54.67 | 83.05 | 87.96 | 40.16 | 72.79 | 77.11 | 50.75 | 90 | 104.44 | 50.75 | 90 | 104.44 | 77.52 | 92.07 | 108.87 | 77.52 | 92.07 | 108.87 | 77.52 | 92.07 | 103.47 | 77.52 | 92.07 | 103.47 | 50.75 | 90 | 51.61 | 50.75 | 53.33 | 49.72 | 68.38 | 92.07 | 103.47 | 85 | 114.59 | 109.97 | 85 | 116.93 | 112.21 | 61.49 | 90 | 104.44
7462 | 39.91 | 66.5 | 77.11 | 39.91 | 66.5 | 77.11 | 40.62 | 66.5 | 84.47 | 40.62 | 66.5 | 84.47 | 40.62 | 66.5 | 77.89 | 40.62 | 66.5 | 77.89 | 39.91 | 66.5 | 77.11 | 39.91 | 44.88 | 37.34 | 40.62 | 66.5 | 77.89 | 50.46 | 79.9 | 83.63 | 50.46 | 81.52 | 85.33 | 39.91 | 66.5 | 77.11 | 50.5 | 83.85 | 85 | 50.5 | 83.85 | 85 | 56.08 | 83.85 | 107.78 | 56.08 | 83.85 | 107.78 | 56.08 | 83.85 | 69.87 | 56.08 | 83.85 | 69.87 | 50.5 | 83.85 | 51.61 | 50.5 | 53.09 | 49.48 | 56.08 | 83.85 | 69.87 | 76.92 | 114.31 | 108.87 | 76.92 | 116.64 | 111.11 | 56.08 | 83.85 | 85
7463 | 39.46 | 55.54 | 39.04 | 39.46 | 55.54 | 39.04 | 40.16 | 55.54 | 81.96 | 40.16 | 55.54 | 81.96 | 40.16 | 55.54 | 77.89 | 40.16 | 55.54 | 77.89 | 39.46 | 55.53 | 36.89 | 39.46 | 44.42 | 36.89 | 40.16 | 55.54 | 77.89 | 47.91 | 77.96 | 82.78 | 47.91 | 79.55 | 82.78 | 39.46 | 55.54 | 39.04 | 50.04 | 56.61 | 64.79 | 50.04 | 56.61 | 64.79 | 55.62 | 82.03 | 103.92 | 55.62 | 82.03 | 103.92 | 55.62 | 82.03 | 69.87 | 55.62 | 82.03 | 69.87 | 50.04 | 52.63 | 51.61 | 50.04 | 52.63 | 49.02 | 55.62 | 82.03 | 69.87 | 73.17 | 111.16 | 108.89 | 73.17 | 113.42 | 111.11 | 50.04 | 56.61 | 64.79
7464 | 39.35 | 46.88 | 39.02 | 39.35 | 46.88 | 39.02 | 40.05 | 46.88 | 81.91 | 40.05 | 46.88 | 81.91 | 40.05 | 46.88 | 77.88 | 40.05 | 46.88 | 77.88 | 39.35 | 46.88 | 36.78 | 39.35 | 44.32 | 36.78 | 40.05 | 46.88 | 77.88 | 43.59 | 76.92 | 82.78 | 43.59 | 78.48 | 82.78 | 39.35 | 46.88 | 39.02 | 49.94 | 56.61 | 64.79 | 49.94 | 56.61 | 64.79 | 55.52 | 82.03 | 84.85 | 55.52 | 82.03 | 84.85 | 55.52 | 82.03 | 52.4 | 55.52 | 82.03 | 52.4 | 49.94 | 56.61 | 51.61 | 49.94 | 52.52 | 48.91 | 55.52 | 82.03 | 52.4 | 68.79 | 108.95 | 111.11 | 68.79 | 111.16 | 111.11 | 49.94 | 56.61 | 64.79
7465 | 39.18 | 44.17 | 39.02 | 39.18 | 44.18 | 39.02 | 39.89 | 46.7 | 81.11 | 39.89 | 46.7 | 81.11 | 39.89 | 46.7 | 58.42 | 39.89 | 46.7 | 58.42 | 39.18 | 44.15 | 36.61 | 39.18 | 44.15 | 36.61 | 39.89 | 46.7 | 58.42 | 42.01 | 76.92 | 82.78 | 42.01 | 76.93 | 81.93 | 39.18 | 44.17 | 39.02 | 49.77 | 53.82 | 64.79 | 49.77 | 53.82 | 64.79 | 51.76 | 72.1 | 84.85 | 51.76 | 82.03 | 84.85 | 55.35 | 72.1 | 52.4 | 55.35 | 72.1 | 52.4 | 49.77 | 52.36 | 51.61 | 49.77 | 52.36 | 48.74 | 55.35 | 72.1 | 52.4 | 61.08 | 108.95 | 111.11 | 61.08 | 111.16 | 111.11 | 49.77 | 53.82 | 64.79
7466 | 39.03 | 46.55 | 39.02 | 39.03 | 46.55 | 39.02 | 39.74 | 46.55 | 81.11 | 39.74 | 46.55 | 81.11 | 39.74 | 46.55 | 58.42 | 39.74 | 46.55 | 58.42 | 39.03 | 44 | 36.46 | 39.03 | 44 | 36.46 | 39.74 | 46.55 | 58.42 | 40.59 | 76.92 | 82.78 | 40.59 | 76.92 | 81.93 | 39.03 | 46.55 | 39.02 | 49.62 | 53.82 | 64.79 | 49.62 | 53.82 | 64.79 | 51.62 | 53.82 | 64.79 | 51.62 | 53.82 | 64.79 | 55.2 | 53.82 | 51.61 | 55.2 | 53.82 | 51.61 | 49.62 | 52.21 | 51.61 | 49.62 | 52.21 | 48.6 | 55.2 | 53.82 | 51.61 | 59.87 | 108.95 | 111.11 | 59.87 | 111.15 | 111.11 | 49.62 | 53.82 | 64.79
7467 | 39.03 | 46.55 | 73 | 39.03 | 46.55 | 73 | 39.37 | 46.55 | 81.11 | 39.37 | 46.55 | 81.11 | 39.74 | 46.55 | 37.89 | 39.74 | 46.55 | 37.89 | 39.03 | 46.52 | 36.46 | 39.03 | 44 | 36.46 | 39.74 | 46.55 | 37.89 | 40.59 | 76.92 | 82.78 | 40.59 | 76.93 | 81.93 | 39.03 | 46.55 | 73 | 49.62 | 53.82 | 62.12 | 49.62 | 53.82 | 62.12 | 50.63 | 53.82 | 62.12 | 50.63 | 53.82 | 62.12 | 55.2 | 53.82 | 49.31 | 55.2 | 53.82 | 49.31 | 49.62 | 52.21 | 49.31 | 49.62 | 52.21 | 48.6 | 55.2 | 53.82 | 49.31 | 59.87 | 108.95 | 111.11 | 59.87 | 111.15 | 111.11 | 49.62 | 53.82 | 62.12
7468 | 39.24 | 46.77 | 73 | 39.24 | 46.77 | 73 | 39.95 | 46.77 | 81.11 | 39.95 | 46.77 | 81.11 | 39.95 | 46.77 | 37.11 | 39.95 | 46.77 | 37.11 | 39.24 | 44.24 | 36.67 | 39.24 | 44.21 | 36.67 | 39.95 | 46.77 | 37.11 | 40.77 | 76.92 | 82.78 | 40.77 | 78.48 | 81.93 | 39.24 | 46.77 | 73 | 49.83 | 56.61 | 64.79 | 49.83 | 56.61 | 64.79 | 55.41 | 56.61 | 64.79 | 55.41 | 56.61 | 64.79 | 55.41 | 56.61 | 48.81 | 55.41 | 56.61 | 48.81 | 49.83 | 52.42 | 48.81 | 49.83 | 52.42 | 48.81 | 55.41 | 56.61 | 48.81 | 59.87 | 108.95 | 108.89 | 59.87 | 111.15 | 111.11 | 55.41 | 56.61 | 64.79
7469 | 39.68 | 48.05 | 77.11 | 39.68 | 48.05 | 77.11 | 40.39 | 48.05 | 81.11 | 40.39 | 48.05 | 81.11 | 40.39 | 48.05 | 37.11 | 40.39 | 48.05 | 37.11 | 39.68 | 44.65 | 37.11 | 39.68 | 44.65 | 37.11 | 40.39 | 48.05 | 37.11 | 44.69 | 76.92 | 82.78 | 44.69 | 78.49 | 82.78 | 40.39 | 48.05 | 77.11 | 50.27 | 58.06 | 64.79 | 50.27 | 58.06 | 64.79 | 55.85 | 58.06 | 64.79 | 55.85 | 58.06 | 64.79 | 55.85 | 58.06 | 49.25 | 55.85 | 58.06 | 49.25 | 50.27 | 52.86 | 49.25 | 50.27 | 52.86 | 49.25 | 55.85 | 58.06 | 49.25 | 64.03 | 108.95 | 107.78 | 64.03 | 111.16 | 109.98 | 55.85 | 58.06 | 64.79
7470 | 40.19 | 70.5 | 68.89 | 40.19 | 70.5 | 68.89 | 44.67 | 70.5 | 92.85 | 44.67 | 70.5 | 92.85 | 43.67 | 48.05 | 39.06 | 43.67 | 48.05 | 39.06 | 40.19 | 48.05 | 39.06 | 40.19 | 45.16 | 39.06 | 40.9 | 48.05 | 39.06 | 53.11 | 80.58 | 93.79 | 54.19 | 82.22 | 93.79 | 44.67 | 70.5 | 68.89 | 50.78 | 90 | 90 | 50.78 | 90 | 90 | 64.03 | 90 | 90 | 64.03 | 90 | 90 | 57.09 | 70.1 | 49.76 | 57.09 | 70.1 | 49.76 | 50.78 | 70.1 | 49.76 | 50.78 | 53.37 | 49.76 | 56.36 | 70.1 | 49.76 | 85 | 116.64 | 107.78 | 86.73 | 119.01 | 111.11 | 64.03 | 90 | 90
7471 | 40.64 | 95.52 | 77.11 | 40.64 | 95.52 | 77.11 | 63.57 | 95.52 | 109.24 | 63.57 | 99.82 | 109.24 | 53.87 | 65.5 | 39.5 | 53.87 | 65.5 | 39.5 | 40.64 | 65.5 | 39.5 | 40.64 | 65.3 | 39.5 | 48.63 | 65.5 | 39.5 | 65.57 | 103.95 | 108.17 | 66.9 | 106.07 | 110.38 | 62.31 | 95.52 | 77.11 | 56.81 | 98.21 | 107.67 | 56.81 | 98.21 | 107.67 | 99.77 | 98.21 | 107.67 | 99.77 | 117 | 107.67 | 71.71 | 94.08 | 50.21 | 71.71 | 94.08 | 50.21 | 56.81 | 94.08 | 50.21 | 51.23 | 94.08 | 50.21 | 68.87 | 94.08 | 50.21 | 103.95 | 133.1 | 107.78 | 106.06 | 137.22 | 113.37 | 97.84 | 98.21 | 107.67
7472 | 41.56 | 95.73 | 90 | 41.56 | 95.73 | 90 | 63.6 | 95.73 | 108.15 | 63.6 | 99.82 | 108.15 | 59.79 | 77.36 | 45.96 | 59.79 | 77.36 | 45.96 | 41.56 | 77.36 | 45.96 | 40.85 | 49.75 | 43.81 | 48.83 | 77.36 | 45.96 | 65.57 | 103.95 | 108.17 | 66.9 | 106.07 | 110.38 | 62.34 | 95.73 | 90 | 57.02 | 114.31 | 106.7 | 57.02 | 114.31 | 106.7 | 99.82 | 114.31 | 106.7 | 99.82 | 114.31 | 106.7 | 81.72 | 94.08 | 50.42 | 81.72 | 94.08 | 50.42 | 57.02 | 94.08 | 50.42 | 51.44 | 94.08 | 50.42 | 69.08 | 94.08 | 50.42 | 103.95 | 133.1 | 104.49 | 106.06 | 137.22 | 113.37 | 99.82 | 114.31 | 106.7
7473 | 41.42 | 95.59 | 93.14 | 41.42 | 95.59 | 93.14 | 63.6 | 95.59 | 101.85 | 63.6 | 99.82 | 101.85 | 60.16 | 77.36 | 39.44 | 60.16 | 77.36 | 39.44 | 41.42 | 77.36 | 39.44 | 40.71 | 46.05 | 39.44 | 48.69 | 77.36 | 39.44 | 65.57 | 103.94 | 101.87 | 66.9 | 106.06 | 103.95 | 62.34 | 95.59 | 93.14 | 56.88 | 114.17 | 107.67 | 56.88 | 114.17 | 107.67 | 99.84 | 114.17 | 107.67 | 99.84 | 116.49 | 107.67 | 82.39 | 94.08 | 50.28 | 82.39 | 94.08 | 50.28 | 56.88 | 94.08 | 50.28 | 51.3 | 53.89 | 50.28 | 68.94 | 94.08 | 50.28 | 103.95 | 117.37 | 104.49 | 106.06 | 121 | 112.23 | 99.84 | 114.17 | 107.67
7474 | 41.38 | 95.55 | 93.1 | 41.38 | 95.55 | 93.1 | 63.6 | 97.72 | 98.18 | 63.6 | 99.82 | 98.18 | 59.14 | 77.36 | 39.44 | 59.14 | 77.36 | 39.44 | 41.38 | 77.36 | 39.44 | 40.67 | 45.64 | 39.44 | 48.66 | 77.36 | 39.44 | 65.57 | 103.95 | 99.17 | 66.9 | 106.06 | 99.17 | 63.6 | 95.55 | 93.1 | 56.84 | 114.13 | 108.68 | 56.84 | 114.13 | 108.68 | 99.82 | 114.13 | 108.68 | 99.82 | 114.28 | 108.68 | 82.39 | 76.55 | 50.24 | 82.39 | 76.55 | 50.24 | 56.84 | 76.55 | 50.24 | 51.26 | 53.85 | 50.24 | 68.9 | 76.55 | 50.24 | 103.95 | 115.29 | 107.59 | 106.06 | 117.64 | 111.11 | 99.82 | 114.13 | 108.68
7475 | 41.31 | 95.48 | 93.02 | 41.31 | 95.48 | 93.02 | 63.6 | 95.48 | 93.02 | 63.6 | 95.48 | 93.02 | 51.88 | 56.47 | 39.44 | 51.88 | 56.47 | 39.44 | 41.31 | 56.47 | 39.44 | 40.6 | 45.57 | 38.03 | 41.31 | 56.47 | 39.44 | 65.57 | 96.46 | 86.21 | 66.9 | 98.43 | 93.96 | 63.6 | 95.48 | 93.02 | 56.77 | 114.06 | 108.87 | 56.77 | 114.06 | 108.87 | 99.82 | 114.06 | 108.87 | 99.82 | 114.28 | 108.87 | 73.06 | 55.05 | 50.16 | 73.06 | 55.05 | 50.16 | 56.77 | 55.05 | 50.16 | 51.19 | 53.78 | 50.16 | 68.82 | 55.05 | 50.16 | 103.95 | 110 | 104.49 | 103.95 | 116.64 | 111.11 | 99.82 | 114.06 | 108.87
7476 | 41.22 | 95.39 | 92.94 | 41.22 | 95.39 | 92.94 | 63.6 | 95.39 | 92.94 | 63.6 | 95.4 | 92.94 | 50.72 | 53.14 | 39.06 | 50.72 | 53.14 | 39.06 | 40.51 | 45.49 | 37.95 | 40.51 | 45.48 | 37.95 | 41.22 | 53.14 | 39.06 | 64.26 | 96.36 | 80.34 | 65.57 | 98.32 | 93.88 | 63.6 | 95.39 | 92.94 | 56.68 | 113.97 | 108.87 | 56.68 | 113.97 | 108.87 | 99.82 | 113.97 | 108.87 | 99.82 | 114.28 | 108.87 | 58.88 | 53.8 | 50.08 | 58.88 | 53.8 | 50.08 | 56.68 | 53.69 | 50.08 | 51.1 | 53.69 | 50.08 | 58.88 | 53.8 | 50.08 | 103.95 | 110 | 104.49 | 103.95 | 116.64 | 109.97 | 99.82 | 113.97 | 108.87
7477 | 41.15 | 97.5 | 94.45 | 41.15 | 97.5 | 94.45 | 63.6 | 97.5 | 95.41 | 63.6 | 99.82 | 95.41 | 42.9 | 53.14 | 39.06 | 42.9 | 53.14 | 39.06 | 40.45 | 45.42 | 37.88 | 40.45 | 45.42 | 37.88 | 41.15 | 53.14 | 39.06 | 64.26 | 100.83 | 80.34 | 65.57 | 103.95 | 96.37 | 63.6 | 97.5 | 94.45 | 56.62 | 113.91 | 108.87 | 56.62 | 113.91 | 108.87 | 99.82 | 113.91 | 108.87 | 99.82 | 114.28 | 108.87 | 58.14 | 53.73 | 50.01 | 58.14 | 53.73 | 50.01 | 56.62 | 53.63 | 50.01 | 51.04 | 53.63 | 50.01 | 56.62 | 53.73 | 50.01 | 103.95 | 110 | 104.49 | 105 | 116.64 | 109.97 | 99.82 | 113.91 | 108.87
7478 | 41.15 | 97.49 | 108.18 | 41.15 | 97.49 | 108.18 | 63.6 | 97.49 | 109.27 | 63.6 | 99.82 | 109.27 | 43.77 | 56.47 | 39.06 | 43.77 | 56.47 | 39.06 | 41.15 | 56.47 | 39.06 | 40.44 | 45.41 | 37.87 | 41.15 | 56.47 | 39.06 | 64.26 | 100.83 | 80.34 | 65.57 | 103.95 | 110.38 | 63.6 | 97.49 | 108.18 | 56.61 | 113.9 | 110 | 56.61 | 113.9 | 110 | 99.82 | 113.9 | 110 | 99.82 | 114.28 | 110 | 58.88 | 53.72 | 50 | 58.88 | 53.72 | 50 | 56.61 | 53.72 | 50 | 51.03 | 53.62 | 50 | 56.61 | 53.72 | 50 | 103.95 | 110 | 104.49 | 106.06 | 116.64 | 111.11 | 99.82 | 113.9 | 110
7479 | 41.22 | 97.57 | 92.94 | 41.22 | 97.57 | 92.94 | 63.6 | 97.57 | 109.51 | 63.6 | 99.82 | 109.51 | 45.63 | 56.49 | 39.44 | 45.63 | 56.49 | 39.44 | 41.22 | 56.49 | 39.44 | 40.51 | 45.48 | 37.94 | 41.22 | 56.49 | 39.44 | 65.57 | 100.83 | 81.11 | 66.9 | 103.95 | 110.61 | 63.6 | 97.57 | 92.94 | 56.68 | 113.97 | 112.47 | 56.68 | 113.97 | 112.47 | 99.82 | 113.97 | 112.47 | 99.82 | 117 | 112.47 | 58.88 | 53.8 | 50.08 | 58.88 | 53.8 | 50.08 | 56.68 | 53.8 | 50.08 | 51.1 | 53.69 | 50.08 | 56.68 | 53.8 | 50.08 | 103.95 | 110 | 84.85 | 106.06 | 145.27 | 113.61 | 99.82 | 113.97 | 112.47
7480 | 41.47 | 95.64 | 93.19 | 41.47 | 95.64 | 93.19 | 63.69 | 97.82 | 110.38 | 63.69 | 99.82 | 110.38 | 55.14 | 64.44 | 41.92 | 55.14 | 64.44 | 41.92 | 41.47 | 64.44 | 38.19 | 40.76 | 45.73 | 38.19 | 41.47 | 64.44 | 41.92 | 65.57 | 103.93 | 83.16 | 66.9 | 106.06 | 111.49 | 62.43 | 95.64 | 93.19 | 56.93 | 114.22 | 115.24 | 56.93 | 114.22 | 115.24 | 99.89 | 114.22 | 115.24 | 99.89 | 117 | 115.24 | 71.71 | 81.2 | 51.6 | 71.71 | 81.2 | 51.6 | 56.93 | 81.2 | 51.6 | 51.35 | 53.94 | 50.33 | 68.99 | 81.2 | 51.6 | 103.95 | 108.25 | 84.85 | 106.06 | 145.27 | 121.19 | 99.89 | 114.22 | 115.24
7481 | 42.07 | 96.25 | 93.79 | 42.07 | 96.25 | 93.79 | 75.48 | 99.82 | 110.38 | 75.48 | 99.82 | 110.38 | 61.17 | 77.36 | 77.61 | 61.17 | 77.36 | 77.61 | 42.07 | 77.36 | 77.61 | 41.37 | 46.34 | 38.8 | 49.35 | 77.36 | 77.61 | 77.81 | 100.83 | 80.28 | 79.39 | 105 | 111.49 | 73.98 | 96.25 | 93.79 | 57.54 | 114.83 | 115.24 | 57.54 | 114.83 | 115.24 | 101.5 | 114.83 | 115.24 | 101.5 | 117.16 | 115.24 | 82.39 | 95.17 | 52.4 | 82.39 | 95.17 | 52.4 | 57.54 | 95.17 | 51.61 | 51.96 | 54.55 | 50.93 | 69.59 | 95.17 | 52.4 | 104.63 | 96.13 | 76.3 | 106.77 | 145.27 | 121.19 | 101.5 | 114.83 | 115.24
7482 | 41.92 | 96.1 | 93.64 | 41.92 | 96.1 | 93.64 | 64.15 | 98.27 | 110.38 | 64.15 | 99.82 | 110.38 | 64.15 | 86.68 | 80.3 | 64.15 | 86.68 | 80.3 | 41.92 | 86.67 | 38.65 | 41.21 | 46.18 | 38.65 | 49.2 | 86.68 | 80.3 | 66.23 | 99.26 | 82.78 | 67.58 | 103.95 | 111.49 | 62.34 | 96.1 | 93.64 | 57.38 | 114.67 | 115.24 | 57.38 | 114.67 | 115.24 | 100.34 | 114.67 | 115.24 | 100.34 | 117 | 115.24 | 89.03 | 101.04 | 71.79 | 89.03 | 101.04 | 71.79 | 57.38 | 100 | 51.61 | 51.8 | 54.39 | 50.78 | 69.44 | 100 | 71.79 | 101.85 | 102.06 | 76.3 | 105.4 | 145.27 | 120 | 100.2 | 114.67 | 115.24
7483 | 41.44 | 95.61 | 93.16 | 41.44 | 95.61 | 93.16 | 62.97 | 95.61 | 109.72 | 62.97 | 99.82 | 109.72 | 62.56 | 86.68 | 80.3 | 62.56 | 86.68 | 80.3 | 41.44 | 86.68 | 80.3 | 40.73 | 45.7 | 38.16 | 48.71 | 86.68 | 80.3 | 65.57 | 94.65 | 82.78 | 66.23 | 103.95 | 110.83 | 45.72 | 95.61 | 93.16 | 56.9 | 114.19 | 112.69 | 56.9 | 114.19 | 112.69 | 97.84 | 114.19 | 112.69 | 97.84 | 114.19 | 112.69 | 93.27 | 100 | 94.76 | 93.27 | 100 | 94.76 | 56.9 | 100 | 51.61 | 51.32 | 53.91 | 50.29 | 68.95 | 100 | 94.76 | 98.82 | 102.06 | 100.71 | 103.95 | 120 | 113.82 | 97.84 | 114.19 | 112.69
7484 | 41.08 | 95.25 | 92.8 | 41.08 | 95.25 | 92.8 | 56.96 | 95.25 | 102.91 | 56.96 | 95.25 | 102.91 | 56.96 | 86.68 | 78.24 | 56.96 | 86.68 | 78.24 | 41.08 | 86.67 | 78.24 | 40.37 | 45.44 | 43.81 | 48.36 | 86.68 | 78.24 | 58.82 | 94.3 | 82.78 | 58.82 | 96.23 | 103.95 | 47.44 | 95.25 | 92.8 | 56.54 | 113.83 | 110 | 56.54 | 113.83 | 110 | 90 | 113.83 | 110 | 90 | 113.83 | 110 | 85.54 | 100 | 97.69 | 85.54 | 100 | 97.69 | 56.54 | 100 | 51.61 | 50.96 | 53.55 | 51.61 | 68.6 | 100 | 97.69 | 90.91 | 102.06 | 100.71 | 92.76 | 114.98 | 111.11 | 90 | 113.83 | 110
7485 | 40.84 | 79.78 | 87.09 | 40.84 | 79.78 | 87.09 | 49.57 | 79.78 | 87.09 | 49.57 | 79.78 | 87.09 | 49.57 | 78.17 | 78.24 | 49.57 | 78.17 | 78.24 | 40.84 | 78.17 | 37.56 | 40.13 | 45.1 | 37.56 | 40.84 | 78.17 | 78.24 | 55.14 | 80.58 | 82.78 | 55.14 | 80.59 | 85.33 | 43.12 | 79.78 | 87.09 | 56.3 | 96.03 | 108.87 | 56.3 | 96.03 | 108.87 | 77.64 | 96.03 | 108.87 | 77.64 | 96.03 | 108.87 | 77.64 | 96.03 | 97.69 | 77.64 | 96.03 | 97.69 | 56.3 | 96.03 | 51.61 | 50.72 | 53.31 | 49.7 | 68.36 | 96.03 | 97.69 | 82.66 | 97 | 99.7 | 84.34 | 99.33 | 109.97 | 77.64 | 96.03 | 108.87
7486 | 40.57 | 68.57 | 77.11 | 40.57 | 74.27 | 81.12 | 40.57 | 74.27 | 81.12 | 40.57 | 74.27 | 81.12 | 40.57 | 74.27 | 77.89 | 40.57 | 74.27 | 77.89 | 39.86 | 74.26 | 37.29 | 39.86 | 44.83 | 37.29 | 40.57 | 74.27 | 77.89 | 51.91 | 76.56 | 80.3 | 51.91 | 78.13 | 81.94 | 40.57 | 68.57 | 77.11 | 56.03 | 89.16 | 103.4 | 56.03 | 89.16 | 103.4 | 56.03 | 89.16 | 103.4 | 56.03 | 89.16 | 103.4 | 56.03 | 89.16 | 79.03 | 56.03 | 89.16 | 79.03 | 50.45 | 53.04 | 51.61 | 50.45 | 53.04 | 49.43 | 56.03 | 89.16 | 79.03 | 76.1 | 90.06 | 83.99 | 77.66 | 91.9 | 104.44 | 56.03 | 89.16 | 103.4
7487 | 39.39 | 48.33 | 77.11 | 39.39 | 66.5 | 81.11 | 40.1 | 66.5 | 81.11 | 40.1 | 66.5 | 81.11 | 40.1 | 66.5 | 77.89 | 40.1 | 66.5 | 77.89 | 39.39 | 66.5 | 36.83 | 39.39 | 44.36 | 36.83 | 40.1 | 66.5 | 77.89 | 49.07 | 68.56 | 80.3 | 49.07 | 69.96 | 81.93 | 39.39 | 48.33 | 77.11 | 55.56 | 82.03 | 84.85 | 55.56 | 82.03 | 84.85 | 55.56 | 82.03 | 84.85 | 55.56 | 82.03 | 84.85 | 55.56 | 82.03 | 67.18 | 55.56 | 82.03 | 67.18 | 49.98 | 52.57 | 51.61 | 49.98 | 52.57 | 48.96 | 55.56 | 82.03 | 67.18 | 71.71 | 83.85 | 83.99 | 73.18 | 85.56 | 85.7 | 55.56 | 82.03 | 84.85
7488 | 39.38 | 44.35 | 50 | 39.38 | 64.5 | 80.58 | 40.09 | 64.5 | 80.58 | 40.09 | 64.5 | 80.58 | 40.09 | 64.5 | 77.89 | 40.09 | 64.5 | 77.89 | 39.38 | 44.35 | 36.81 | 39.38 | 44.35 | 36.81 | 40.09 | 64.5 | 77.89 | 42.45 | 66.5 | 80.3 | 41.61 | 65.17 | 81.39 | 39.38 | 44.35 | 50 | 54.2 | 77.32 | 84.85 | 54.2 | 77.32 | 84.85 | 55.55 | 77.32 | 84.85 | 55.55 | 77.32 | 84.85 | 55.55 | 77.32 | 79.03 | 55.55 | 77.32 | 79.03 | 49.97 | 52.56 | 51.61 | 49.97 | 52.56 | 48.94 | 55.55 | 77.32 | 79.03 | 65.56 | 79.71 | 84 | 66.9 | 81.33 | 85.7 | 54.2 | 77.32 | 84.85
7489 | 39.12 | 44.09 | 50 | 39.12 | 57.24 | 81.11 | 39.83 | 57.24 | 81.11 | 39.83 | 57.24 | 81.11 | 39.83 | 57.24 | 74.8 | 39.83 | 57.24 | 74.8 | 39.12 | 44.09 | 36.56 | 39.12 | 44.09 | 36.56 | 39.83 | 57.24 | 74.8 | 41.9 | 61.46 | 82.78 | 41.06 | 60.23 | 81.13 | 39.12 | 44.09 | 50 | 50.14 | 56.61 | 84.85 | 50.14 | 69.86 | 84.85 | 55.28 | 69.86 | 84.85 | 55.28 | 69.86 | 84.85 | 55.29 | 69.86 | 51.61 | 55.29 | 69.86 | 51.61 | 49.71 | 52.3 | 51.61 | 49.71 | 52.3 | 48.69 | 55.29 | 69.86 | 51.61 | 61.08 | 76.55 | 87.45 | 61.08 | 75.02 | 85.7 | 50.14 | 56.61 | 84.85
7490 | 39.02 | 46.59 | 50 | 39.02 | 46.59 | 81.11 | 39.73 | 46.59 | 81.11 | 39.73 | 46.59 | 81.11 | 39.73 | 46.59 | 39.62 | 39.73 | 46.59 | 39.62 | 39.02 | 43.99 | 36.45 | 39.02 | 43.99 | 36.45 | 39.73 | 46.59 | 39.62 | 41.18 | 61.47 | 82.78 | 40.35 | 60.24 | 81.13 | 39.02 | 46.59 | 50 | 51.71 | 62.72 | 84.85 | 51.71 | 62.72 | 84.85 | 51.71 | 62.72 | 84.85 | 51.71 | 62.72 | 84.85 | 55.19 | 62.72 | 51.61 | 55.19 | 62.72 | 51.61 | 49.61 | 52.2 | 51.61 | 49.61 | 52.2 | 51.61 | 55.19 | 62.72 | 51.61 | 61.08 | 76.55 | 97.69 | 61.08 | 75.02 | 85.7 | 51.71 | 62.72 | 84.85
7491 | 39.06 | 47.13 | 77.11 | 39.06 | 47.13 | 80.58 | 39.76 | 47.13 | 80.58 | 39.76 | 47.13 | 80.58 | 39.76 | 47.13 | 39.62 | 39.76 | 47.13 | 39.62 | 39.06 | 44.02 | 36.49 | 39.06 | 44.02 | 36.49 | 39.76 | 47.13 | 39.62 | 40.89 | 61.46 | 82.78 | 40.16 | 60.23 | 81.13 | 39.06 | 47.13 | 77.11 | 55.22 | 62.72 | 84.85 | 55.22 | 62.72 | 84.85 | 55.22 | 62.72 | 84.85 | 55.22 | 62.72 | 84.85 | 55.22 | 62.72 | 51.61 | 55.22 | 62.72 | 51.61 | 49.64 | 52.23 | 51.61 | 49.64 | 52.23 | 48.62 | 55.22 | 62.72 | 51.61 | 61.08 | 76.55 | 97.69 | 61.08 | 75.02 | 85.7 | 55.22 | 62.72 | 84.85
7492 | 39.25 | 48.33 | 77.11 | 39.25 | 48.33 | 81.11 | 39.96 | 48.33 | 81.11 | 39.96 | 48.33 | 81.11 | 39.96 | 48.33 | 38.11 | 39.96 | 48.33 | 38.11 | 39.25 | 44.22 | 36.68 | 39.25 | 44.22 | 36.68 | 39.96 | 48.33 | 38.11 | 40.89 | 61.47 | 82.78 | 40.89 | 60.24 | 81.13 | 39.26 | 48.33 | 77.11 | 55.42 | 65.21 | 84.85 | 55.42 | 65.21 | 84.85 | 55.42 | 65.21 | 84.85 | 55.42 | 65.21 | 84.85 | 55.42 | 65.21 | 51.61 | 55.42 | 65.21 | 51.61 | 49.84 | 52.43 | 51.61 | 49.84 | 52.43 | 48.81 | 55.42 | 65.21 | 51.61 | 61.08 | 76.55 | 86.61 | 61.08 | 75.02 | 85.7 | 55.42 | 65.21 | 84.85
7493 | 40.37 | 61.71 | 81.96 | 40.37 | 61.71 | 81.96 | 40.37 | 61.71 | 81.96 | 40.37 | 61.71 | 81.96 | 40.37 | 57.83 | 39.85 | 40.37 | 57.83 | 39.85 | 39.66 | 57.83 | 37.1 | 39.66 | 44.63 | 37.1 | 40.37 | 57.83 | 39.85 | 42.91 | 76.92 | 82.78 | 43.78 | 76.92 | 82.78 | 40.37 | 61.71 | 81.96 | 55.83 | 82.03 | 103.44 | 55.83 | 82.03 | 103.44 | 55.83 | 82.03 | 103.44 | 55.83 | 82.03 | 103.44 | 55.83 | 72.02 | 51.85 | 55.83 | 72.02 | 51.85 | 50.25 | 52.84 | 51.61 | 50.25 | 52.84 | 51.61 | 55.83 | 72.02 | 51.85 | 61.8 | 107.7 | 104.49 | 62.32 | 105.69 | 104.49 | 55.83 | 82.03 | 103.44
7494 | 40.9 | 78.31 | 41.49 | 40.9 | 78.31 | 87.09 | 42.45 | 78.31 | 87.09 | 42.45 | 78.31 | 87.09 | 42.45 | 59.62 | 77.89 | 42.45 | 59.62 | 77.89 | 40.9 | 59.62 | 77.89 | 40.19 | 45.16 | 39.85 | 40.9 | 59.62 | 77.89 | 49.89 | 79.1 | 85.33 | 49.89 | 79.1 | 86.21 | 42.45 | 78.31 | 87.09 | 56.36 | 112.63 | 108.87 | 56.36 | 112.63 | 108.87 | 62.55 | 112.63 | 108.87 | 62.55 | 112.63 | 108.87 | 62.55 | 83.84 | 81.49 | 62.55 | 83.84 | 81.49 | 56.36 | 83.84 | 81.49 | 50.78 | 53.37 | 51.61 | 56.36 | 83.84 | 81.49 | 79.9 | 114.95 | 110 | 79.9 | 114.28 | 109.97 | 62.55 | 112.63 | 108.87
7495 | 41.36 | 95.53 | 46.99 | 41.36 | 95.53 | 107.04 | 58.16 | 95.53 | 107.13 | 58.16 | 95.53 | 107.13 | 55.7 | 82.22 | 78.24 | 55.7 | 82.22 | 78.24 | 41.36 | 82.22 | 78.24 | 40.65 | 45.62 | 43.81 | 48.64 | 82.22 | 78.24 | 59.19 | 96.5 | 106.06 | 59.96 | 98.46 | 106.06 | 58.16 | 95.53 | 107.04 | 56.82 | 114.11 | 112.61 | 56.82 | 114.28 | 112.61 | 89.54 | 114.28 | 112.61 | 89.54 | 114.28 | 112.61 | 79.92 | 103.09 | 108.25 | 79.92 | 103.09 | 108.25 | 56.82 | 103.09 | 100 | 51.24 | 53.83 | 51.61 | 68.88 | 103.09 | 103.5 | 90.44 | 115.44 | 111.11 | 92.29 | 116.64 | 113.37 | 89.54 | 114.28 | 112.61
7496 | 41.69 | 95.86 | 80 | 41.69 | 97 | 108.25 | 59.4 | 97 | 108.25 | 59.4 | 97 | 108.25 | 59.4 | 89.12 | 80.3 | 59.4 | 89.12 | 80.3 | 41.69 | 89.12 | 80.3 | 40.98 | 49.74 | 43.81 | 41.69 | 89.12 | 80.3 | 61.86 | 99 | 106.06 | 61.24 | 101.01 | 107.16 | 59.4 | 97 | 108.25 | 57.15 | 114.44 | 112.94 | 57.15 | 114.44 | 112.94 | 100.11 | 114.44 | 112.94 | 100.11 | 114.44 | 112.94 | 100.11 | 107.01 | 108.83 | 100.11 | 107.01 | 108.83 | 57.15 | 107.01 | 100 | 51.57 | 54.16 | 100 | 69.21 | 107.01 | 103.5 | 103.95 | 116.64 | 111.11 | 105 | 116.64 | 113.38 | 100.11 | 114.44 | 115.24
7497 | 41.53 | 95.7 | 93.25 | 41.53 | 95.7 | 97.75 | 59.4 | 95.7 | 97.75 | 59.4 | 95.7 | 97.75 | 59.4 | 89.12 | 80.3 | 59.4 | 89.12 | 80.3 | 41.53 | 89.12 | 80.3 | 40.82 | 49.74 | 43.39 | 41.53 | 89.12 | 80.3 | 61.24 | 94.72 | 94.82 | 61.24 | 96.67 | 96.78 | 59.4 | 95.7 | 97.75 | 56.99 | 114.28 | 112.78 | 56.99 | 114.28 | 112.78 | 99.95 | 114.28 | 112.78 | 99.95 | 114.28 | 112.78 | 99.95 | 107.01 | 105.57 | 99.95 | 107.01 | 105.57 | 56.99 | 100 | 51.61 | 51.41 | 54 | 51.61 | 69.05 | 100.68 | 99.33 | 103.95 | 116.64 | 111.11 | 103.95 | 116.64 | 113.38 | 99.95 | 114.28 | 118.8
7498 | 41.35 | 87.63 | 93.07 | 41.35 | 87.63 | 93.34 | 60.02 | 87.63 | 93.34 | 60.02 | 87.63 | 93.34 | 57.04 | 78.05 | 79.5 | 57.04 | 78.05 | 79.5 | 40.64 | 45.61 | 38.07 | 40.64 | 45.61 | 38.07 | 41.35 | 74.95 | 79.5 | 60.62 | 86.13 | 91.45 | 60.62 | 88.51 | 92.41 | 60.02 | 87.63 | 93.34 | 56.81 | 114.1 | 112.6 | 56.81 | 114.1 | 112.6 | 91.07 | 114.1 | 112.6 | 91.07 | 114.1 | 112.6 | 79.92 | 102.06 | 74.26 | 79.92 | 102.06 | 74.26 | 51.23 | 53.82 | 50.21 | 51.23 | 53.82 | 50.21 | 68.87 | 96.03 | 69.87 | 103.95 | 115.47 | 111.11 | 103.95 | 115.47 | 113.38 | 91.07 | 114.1 | 112.6
7499 | 41.2 | 87.68 | 92.92 | 41.2 | 87.68 | 92.92 | 57.64 | 87.68 | 92.92 | 57.64 | 87.68 | 92.92 | 54.72 | 59.62 | 43.81 | 54.72 | 59.62 | 43.81 | 40.49 | 45.47 | 37.93 | 40.49 | 45.47 | 37.93 | 41.2 | 59.62 | 43.81 | 58.82 | 86.8 | 90.15 | 58.82 | 88.56 | 91.99 | 57.64 | 87.68 | 92.92 | 56.66 | 113.95 | 112.45 | 56.66 | 113.95 | 112.45 | 89.02 | 113.95 | 112.45 | 89.02 | 113.95 | 112.45 | 66.55 | 74.51 | 54.85 | 66.55 | 74.51 | 54.85 | 56.66 | 53.67 | 51.61 | 51.08 | 53.67 | 51.61 | 56.66 | 74.51 | 51.61 | 90.85 | 115.47 | 111.11 | 90.85 | 115.47 | 113.38 | 89.02 | 113.95 | 112.45
7500 | 41.07 | 85 | 92.79 | 41.07 | 85 | 92.79 | 57.64 | 85 | 92.79 | 57.64 | 85 | 92.79 | 42.45 | 58.43 | 39.44 | 42.45 | 58.43 | 39.44 | 40.37 | 58.43 | 39.44 | 40.37 | 49.74 | 39.44 | 41.07 | 58.43 | 39.44 | 58.82 | 84.15 | 90.92 | 58.82 | 85.86 | 91.87 | 57.64 | 85 | 92.79 | 56.54 | 113.83 | 112.33 | 56.54 | 113.83 | 112.33 | 85.5 | 113.83 | 112.33 | 85.5 | 113.83 | 112.33 | 58.72 | 67.91 | 52.4 | 58.72 | 67.91 | 52.4 | 56.54 | 53.55 | 51.61 | 50.96 | 53.55 | 51.61 | 56.54 | 67.91 | 51.61 | 87.26 | 115.47 | 111.11 | 87.26 | 114.98 | 113.38 | 85.5 | 113.83 | 112.33
7501 | 40.98 | 85 | 92.7 | 40.98 | 85 | 92.7 | 57.64 | 85 | 92.7 | 57.64 | 85 | 92.7 | 41.29 | 58.43 | 39.44 | 41.29 | 58.43 | 39.44 | 40.28 | 58.43 | 37.71 | 40.28 | 45.25 | 37.71 | 40.98 | 58.43 | 39.44 | 58.82 | 84.15 | 90.98 | 58.82 | 85.86 | 91.78 | 57.64 | 85 | 92.7 | 56.44 | 113.74 | 112.23 | 56.44 | 113.74 | 112.23 | 85.5 | 113.74 | 112.23 | 85.5 | 113.74 | 112.23 | 56.44 | 67.23 | 51.02 | 56.44 | 67.23 | 51.02 | 56.44 | 53.45 | 49.84 | 50.86 | 53.45 | 49.84 | 56.44 | 67.23 | 49.84 | 87.26 | 115.47 | 111.11 | 87.26 | 115.47 | 113.37 | 85.5 | 113.74 | 112.23
7502 | 40.93 | 95.1 | 92.65 | 40.93 | 95.1 | 92.65 | 56.44 | 95.1 | 109.22 | 56.44 | 97 | 109.22 | 41.21 | 59.62 | 39.44 | 41.21 | 59.62 | 39.44 | 40.22 | 45.2 | 37.65 | 40.22 | 45.2 | 37.65 | 40.93 | 59.62 | 39.44 | 58.19 | 100 | 110 | 58.19 | 100.14 | 110.32 | 56.44 | 95.1 | 92.65 | 56.39 | 113.68 | 112.18 | 56.39 | 113.68 | 112.18 | 87.63 | 113.68 | 112.18 | 87.63 | 114.28 | 112.18 | 56.39 | 67.23 | 50.27 | 56.39 | 67.23 | 50.27 | 50.81 | 53.4 | 49.79 | 50.81 | 53.4 | 49.79 | 56.39 | 67.23 | 49.79 | 103.95 | 116.64 | 111.11 | 103.95 | 116.64 | 113.31 | 87.63 | 113.68 | 112.18
7503 | 40.24 | 95.12 | 92.66 | 40.24 | 95.12 | 92.66 | 56.65 | 95.12 | 111.87 | 56.65 | 99.82 | 111.87 | 42.45 | 60.24 | 39.44 | 42.45 | 60.24 | 39.44 | 40.24 | 45.2 | 37.67 | 40.24 | 45.2 | 37.67 | 40.94 | 60.24 | 39.44 | 58.82 | 105.61 | 113 | 60.02 | 106.06 | 113 | 56.65 | 95.12 | 92.66 | 50.82 | 113.7 | 112.19 | 50.82 | 113.7 | 112.19 | 88.17 | 113.7 | 112.19 | 88.17 | 142.33 | 112.19 | 56.4 | 70.1 | 50.27 | 56.4 | 70.1 | 50.27 | 50.82 | 53.41 | 49.8 | 50.82 | 53.41 | 49.8 | 56.4 | 70.1 | 49.8 | 103.95 | 145.27 | 113.33 | 106.06 | 145.27 | 115.64 | 88.17 | 113.7 | 112.19
7504 | 40.45 | 95.33 | 90 | 40.45 | 95.33 | 90 | 59.4 | 97.51 | 117.25 | 59.4 | 102.87 | 117.25 | 55.14 | 61.46 | 46.57 | 55.14 | 61.46 | 46.57 | 40.45 | 45.42 | 37.88 | 40.45 | 45.42 | 37.88 | 41.16 | 61.46 | 46.57 | 60.62 | 107.13 | 114.88 | 61.86 | 109.31 | 118.43 | 59.4 | 95.33 | 90 | 51.04 | 113.91 | 112.41 | 51.04 | 113.91 | 112.41 | 91.07 | 113.91 | 120 | 91.07 | 142.33 | 120 | 72.98 | 80.41 | 51.61 | 72.98 | 80.41 | 51.61 | 51.04 | 53.63 | 50.01 | 51.04 | 53.63 | 50.01 | 56.62 | 80.41 | 50.01 | 104.33 | 148.21 | 122.45 | 106.44 | 151.24 | 124.95 | 91.07 | 113.91 | 119.98
7505 | 40.89 | 95.77 | 93.31 | 40.89 | 95.77 | 93.31 | 63.82 | 97.95 | 121.31 | 63.82 | 106.09 | 121.31 | 61.17 | 83.41 | 62.09 | 61.17 | 83.41 | 62.09 | 40.89 | 45.86 | 38.32 | 40.89 | 45.86 | 38.32 | 41.59 | 78.48 | 62.09 | 103.95 | 171.69 | 122.54 | 106.06 | 175.19 | 122.54 | 63.82 | 95.77 | 93.31 | 51.48 | 114.35 | 112.85 | 51.48 | 114.35 | 112.85 | 100.02 | 114.35 | 120 | 100.02 | 200 | 120 | 81.28 | 96.16 | 51.61 | 81.28 | 96.16 | 51.61 | 51.48 | 54.07 | 50.45 | 51.48 | 54.07 | 50.45 | 69.11 | 90.47 | 50.45 | 202.95 | 226.08 | 122.45 | 207.07 | 230.67 | 124.95 | 100.02 | 114.35 | 120
7506 | 40.78 | 95.66 | 93.2 | 40.78 | 95.66 | 93.2 | 67.85 | 97.83 | 121.31 | 67.85 | 106.09 | 121.31 | 67.85 | 84.96 | 62.09 | 67.85 | 84.96 | 62.09 | 40.78 | 45.75 | 38.21 | 40.78 | 45.75 | 38.21 | 41.49 | 79.95 | 62.09 | 73.92 | 171.69 | 122.54 | 75.42 | 175.19 | 122.54 | 67.85 | 95.66 | 93.2 | 51.37 | 114.24 | 112.74 | 51.37 | 114.24 | 112.74 | 91.28 | 114.24 | 120 | 91.28 | 125 | 120 | 88.14 | 96.16 | 52.4 | 88.14 | 96.16 | 52.4 | 51.37 | 53.96 | 50.34 | 51.37 | 53.96 | 50.34 | 56.95 | 90.47 | 50.44 | 202.95 | 226.08 | 122.45 | 207.07 | 230.67 | 124.95 | 91.28 | 114.24 | 120
7507 | 40.42 | 95.3 | 92.85 | 40.42 | 95.3 | 92.85 | 61 | 95.3 | 120 | 61 | 99.83 | 120 | 61 | 84.96 | 62.09 | 61 | 84.96 | 62.09 | 40.42 | 45.39 | 37.85 | 40.42 | 45.39 | 37.85 | 41.13 | 79.95 | 62.09 | 64.83 | 117.6 | 120.1 | 65.28 | 120 | 122.54 | 58.26 | 95.3 | 92.85 | 56.59 | 113.88 | 112.38 | 56.59 | 113.88 | 112.38 | 84.18 | 113.88 | 119.98 | 84.18 | 125 | 119.98 | 83.76 | 96.16 | 51.61 | 83.76 | 96.16 | 51.61 | 51.01 | 53.6 | 49.99 | 51.01 | 53.6 | 49.99 | 56.59 | 90.47 | 50.08 | 104.33 | 226.08 | 122.45 | 106.44 | 230.67 | 124.95 | 84.18 | 113.88 | 117.59
7508 | 40.11 | 94.99 | 92.53 | 40.11 | 94.99 | 92.53 | 55.4 | 94.99 | 110.38 | 55.4 | 99.82 | 110.38 | 55.4 | 82.45 | 62.09 | 55.4 | 82.45 | 62.09 | 40.11 | 45.08 | 37.54 | 40.11 | 45.08 | 37.54 | 40.81 | 77.58 | 62.09 | 60.62 | 103.95 | 110.75 | 61.86 | 106.07 | 113 | 54.3 | 94.99 | 92.53 | 50.7 | 113.57 | 112.06 | 50.7 | 113.57 | 112.06 | 81.63 | 113.57 | 119.98 | 81.63 | 124.96 | 119.98 | 76.47 | 96.16 | 49.67 | 76.47 | 96.16 | 49.67 | 50.7 | 53.28 | 49.67 | 50.7 | 53.28 | 49.67 | 56.27 | 90.47 | 49.67 | 103.95 | 145.27 | 121.19 | 106.06 | 148.23 | 124.94 | 81.63 | 113.57 | 119.98
7509 | 39.89 | 90 | 92.31 | 39.89 | 90 | 92.31 | 44.73 | 90 | 109.22 | 44.73 | 97.56 | 109.22 | 44.73 | 60.63 | 49.33 | 44.73 | 60.63 | 49.33 | 39.89 | 44.86 | 37.32 | 39.89 | 44.86 | 37.32 | 40.59 | 60.63 | 49.33 | 56.77 | 103.95 | 110.32 | 57.93 | 106.06 | 112.57 | 44.73 | 90 | 92.31 | 50.48 | 95.67 | 111.84 | 50.48 | 95.67 | 111.84 | 63.08 | 95.67 | 111.84 | 63.08 | 124.35 | 111.84 | 63.08 | 76.4 | 49.45 | 63.08 | 76.4 | 49.45 | 50.48 | 53.07 | 49.45 | 50.48 | 53.07 | 49.45 | 56.06 | 76.4 | 49.45 | 103.95 | 145.25 | 112.97 | 103.95 | 148.21 | 122.45 | 63.08 | 95.67 | 111.84
7510 | 39.68 | 70.5 | 92.11 | 39.68 | 70.5 | 92.11 | 40.39 | 70.5 | 108.51 | 40.39 | 96.87 | 108.51 | 40.39 | 60.63 | 38.54 | 40.39 | 60.63 | 38.54 | 39.68 | 44.66 | 38.54 | 39.68 | 44.66 | 38.54 | 40.39 | 60.63 | 38.54 | 55.7 | 101.87 | 88.84 | 55.7 | 103.95 | 110.75 | 40.39 | 70.5 | 92.11 | 55.85 | 95.67 | 111.64 | 55.85 | 95.67 | 111.64 | 55.9 | 95.67 | 111.64 | 55.9 | 117 | 111.64 | 55.9 | 72.02 | 49.25 | 55.9 | 72.02 | 49.25 | 50.27 | 52.86 | 49.25 | 50.27 | 52.86 | 49.25 | 55.85 | 72.02 | 49.25 | 87.27 | 140.89 | 104.49 | 88.67 | 145.27 | 122.45 | 55.9 | 95.67 | 111.64
7511 | 39.4 | 52.92 | 88.51 | 39.4 | 52.92 | 88.51 | 40.11 | 52.92 | 90.31 | 40.11 | 67.17 | 90.31 | 40.11 | 52.92 | 36.83 | 40.11 | 52.92 | 36.83 | 39.4 | 44.37 | 36.83 | 39.4 | 44.37 | 36.83 | 40.11 | 52.92 | 36.83 | 54.58 | 82.55 | 80.3 | 54.58 | 85.1 | 107.44 | 39.4 | 52.92 | 88.51 | 49.99 | 85 | 104.58 | 49.99 | 85 | 104.58 | 55.57 | 85 | 104.58 | 55.57 | 114.28 | 104.58 | 55.57 | 72.02 | 48.97 | 55.57 | 72.02 | 48.97 | 49.99 | 52.58 | 48.97 | 49.99 | 52.58 | 48.97 | 55.57 | 72.02 | 48.97 | 79.9 | 95.67 | 49.78 | 79.9 | 116.64 | 111.11 | 55.57 | 85 | 104.58
7512 | 39.59 | 47.12 | 77.11 | 39.59 | 47.12 | 77.11 | 39.59 | 47.12 | 82.97 | 39.59 | 61.71 | 82.97 | 40.3 | 47.12 | 37.02 | 40.3 | 47.12 | 37.02 | 39.59 | 44.56 | 37.02 | 39.59 | 44.56 | 37.02 | 40.3 | 47.12 | 37.02 | 49.89 | 65.9 | 38.24 | 49.89 | 79.1 | 100.84 | 39.59 | 47.12 | 77.11 | 50.23 | 53.82 | 99 | 50.23 | 53.82 | 99 | 51.25 | 53.82 | 99 | 51.25 | 95.67 | 99 | 55.76 | 52.88 | 49.16 | 55.76 | 52.88 | 49.16 | 50.18 | 52.77 | 49.16 | 50.18 | 52.77 | 49.16 | 55.76 | 52.88 | 49.16 | 72.98 | 54.36 | 49.78 | 72.98 | 115.44 | 111.11 | 50.23 | 53.82 | 99
7513 | 39.4 | 46.91 | 76.63 | 39.4 | 46.91 | 76.63 | 39.4 | 46.91 | 76.63 | 39.4 | 61.71 | 76.63 | 40.11 | 46.91 | 36.83 | 40.11 | 46.91 | 36.83 | 39.4 | 44.37 | 36.83 | 39.4 | 44.37 | 36.83 | 40.11 | 46.91 | 36.83 | 46.66 | 47.56 | 38.24 | 46.66 | 75.82 | 81.33 | 39.4 | 46.91 | 76.63 | 49.99 | 53.82 | 90 | 49.99 | 53.82 | 90 | 50.33 | 53.82 | 90 | 50.33 | 77.94 | 90 | 55.57 | 52.68 | 48.96 | 55.57 | 52.68 | 48.96 | 49.99 | 52.58 | 48.96 | 49.99 | 52.58 | 48.96 | 55.57 | 52.68 | 48.96 | 71.53 | 53.28 | 49.11 | 71.53 | 114.95 | 111.11 | 49.99 | 53.82 | 90
7514 | 39.24 | 46.75 | 74.8 | 39.24 | 46.75 | 74.8 | 39.24 | 46.75 | 76.32 | 39.24 | 46.75 | 76.32 | 39.95 | 46.75 | 36.67 | 39.95 | 46.75 | 36.67 | 39.24 | 44.21 | 36.67 | 39.24 | 44.21 | 36.67 | 39.95 | 46.75 | 36.67 | 41.52 | 47.22 | 38.24 | 41.52 | 68.56 | 80.32 | 39.24 | 46.75 | 74.8 | 49.83 | 52.52 | 84.85 | 49.83 | 52.52 | 84.85 | 50.33 | 52.52 | 84.85 | 50.33 | 77.94 | 84.85 | 55.41 | 52.52 | 48.8 | 55.41 | 52.52 | 48.8 | 49.83 | 52.42 | 48.8 | 49.83 | 52.42 | 48.8 | 55.41 | 52.52 | 48.8 | 59.9 | 53.05 | 49.11 | 59.9 | 109.34 | 111.11 | 49.83 | 52.52 | 84.85
7515 | 39.16 | 46.67 | 70.67 | 39.16 | 46.67 | 70.67 | 39.16 | 46.67 | 70.67 | 39.16 | 46.67 | 70.67 | 39.87 | 46.67 | 36.59 | 39.87 | 46.67 | 36.59 | 39.16 | 44.13 | 36.59 | 39.16 | 44.13 | 36.59 | 39.87 | 46.67 | 36.59 | 41.52 | 47.16 | 37.88 | 41.52 | 62.87 | 79.51 | 39.16 | 46.67 | 70.67 | 49.75 | 52.44 | 64.79 | 49.75 | 52.44 | 64.79 | 49.75 | 52.44 | 64.79 | 49.75 | 76.92 | 64.79 | 55.33 | 52.44 | 48.73 | 55.33 | 52.44 | 48.73 | 49.75 | 52.34 | 48.73 | 49.75 | 52.34 | 48.73 | 55.33 | 52.44 | 48.73 | 59.87 | 52.44 | 49.11 | 59.87 | 102.89 | 111.11 | 49.75 | 52.44 | 64.79
7516 | 39.18 | 46.69 | 74.8 | 39.18 | 46.69 | 74.8 | 39.18 | 46.69 | 74.8 | 39.18 | 46.69 | 74.8 | 39.89 | 46.69 | 36.61 | 39.89 | 46.69 | 36.61 | 39.18 | 44.16 | 36.61 | 39.18 | 44.15 | 36.61 | 39.89 | 46.69 | 36.61 | 40.42 | 47.16 | 37.38 | 40.84 | 58.65 | 79.51 | 39.18 | 46.69 | 74.8 | 49.77 | 52.47 | 80 | 49.77 | 52.47 | 80 | 49.77 | 52.47 | 80 | 49.77 | 68.94 | 80 | 55.35 | 52.47 | 48.75 | 55.35 | 52.47 | 48.75 | 49.77 | 52.36 | 48.75 | 49.77 | 52.36 | 48.75 | 55.35 | 52.47 | 48.75 | 59.87 | 51.94 | 48.26 | 59.87 | 88.34 | 101.3 | 49.77 | 52.47 | 80
7517 | 39.31 | 46.82 | 74.8 | 39.31 | 46.82 | 74.8 | 39.31 | 46.82 | 74.8 | 39.31 | 46.82 | 74.8 | 40.01 | 46.82 | 36.74 | 40.01 | 46.82 | 36.74 | 39.31 | 46.81 | 36.74 | 39.31 | 44.27 | 36.74 | 40.01 | 46.81 | 36.74 | 40.42 | 47.29 | 37.38 | 40.84 | 58.65 | 79.51 | 39.31 | 46.82 | 74.8 | 49.89 | 52.59 | 69.1 | 49.89 | 52.59 | 69.1 | 49.89 | 52.59 | 69.1 | 49.89 | 52.59 | 69.1 | 55.47 | 52.59 | 48.87 | 55.47 | 52.59 | 48.87 | 49.89 | 52.59 | 48.87 | 49.89 | 52.48 | 48.87 | 55.47 | 52.59 | 48.87 | 58.67 | 52.06 | 47.75 | 59.87 | 88.34 | 100.23 | 49.89 | 52.59 | 69.1
7518 | 39.45 | 46.96 | 77.92 | 39.45 | 46.96 | 77.92 | 39.45 | 46.96 | 77.92 | 39.45 | 46.96 | 77.92 | 40.16 | 46.96 | 36.88 | 40.16 | 46.96 | 36.88 | 39.45 | 46.96 | 36.88 | 39.45 | 44.42 | 36.88 | 40.16 | 46.96 | 36.88 | 41.52 | 47.43 | 37.38 | 41.52 | 58.82 | 79.51 | 39.45 | 46.96 | 77.92 | 51.38 | 53.82 | 103.53 | 51.38 | 53.82 | 103.53 | 51.38 | 53.82 | 103.53 | 51.38 | 53.82 | 103.53 | 55.62 | 52.73 | 49.02 | 55.62 | 52.73 | 49.02 | 50.04 | 52.73 | 49.02 | 50.04 | 52.63 | 49.02 | 55.62 | 52.73 | 49.02 | 59.86 | 52.21 | 48.53 | 61.08 | 100.84 | 111.11 | 51.38 | 53.82 | 103.53
7519 | 40.21 | 61.71 | 80.3 | 40.21 | 61.71 | 80.3 | 40.21 | 61.71 | 80.3 | 40.21 | 61.71 | 80.3 | 40.21 | 47.02 | 36.93 | 40.21 | 47.02 | 36.93 | 39.5 | 47.02 | 36.93 | 39.5 | 44.48 | 36.93 | 40.21 | 47.02 | 36.93 | 42.74 | 47.56 | 37.38 | 43.6 | 70.4 | 81.96 | 40.21 | 61.71 | 80.3 | 55.67 | 98.21 | 108.68 | 55.67 | 98.21 | 108.68 | 55.67 | 98.21 | 108.68 | 55.67 | 98.21 | 108.68 | 55.67 | 52.79 | 49.07 | 55.67 | 52.79 | 49.07 | 50.09 | 52.79 | 49.07 | 50.09 | 52.68 | 49.07 | 55.67 | 52.79 | 49.07 | 75.97 | 52.95 | 49.11 | 77.52 | 109.31 | 111.11 | 58.19 | 98.21 | 108.68
7520 | 40.36 | 65.31 | 81.14 | 40.36 | 65.31 | 81.14 | 40.36 | 65.31 | 81.14 | 40.36 | 65.31 | 81.14 | 40.36 | 47.17 | 37.08 | 40.36 | 47.17 | 37.08 | 40.36 | 47.17 | 37.08 | 39.65 | 44.62 | 37.08 | 40.36 | 47.17 | 37.08 | 48.26 | 50.07 | 37.38 | 49.25 | 70.4 | 81.96 | 40.36 | 65.31 | 81.14 | 55.82 | 99.82 | 108.82 | 55.82 | 99.82 | 108.82 | 55.82 | 99.82 | 108.82 | 55.82 | 101.85 | 108.82 | 55.82 | 52.93 | 49.21 | 55.82 | 52.93 | 49.21 | 55.82 | 52.93 | 49.21 | 50.24 | 52.83 | 49.21 | 55.82 | 52.93 | 49.21 | 71.67 | 52.95 | 48.72 | 79.1 | 109.31 | 111.11 | 58.19 | 99.82 | 108.82
7521 | 40.53 | 57.63 | 77.11 | 40.53 | 57.63 | 77.11 | 45.72 | 57.63 | 77.11 | 45.72 | 57.63 | 77.11 | 45.72 | 54.23 | 37.26 | 45.72 | 54.23 | 37.26 | 40.53 | 54.23 | 37.26 | 39.83 | 49.74 | 37.26 | 40.53 | 54.23 | 37.26 | 51.94 | 54.78 | 36.37 | 52.99 | 58.82 | 76.34 | 45.72 | 65.31 | 77.11 | 55.99 | 82.45 | 105.63 | 55.99 | 82.45 | 105.63 | 56 | 82.45 | 105.63 | 56 | 82.45 | 105.63 | 56 | 53.11 | 49.39 | 56 | 53.11 | 49.39 | 55.99 | 53.11 | 49.39 | 50.42 | 53 | 49.39 | 55.99 | 53.11 | 49.39 | 73.54 | 52.95 | 48.9 | 77.06 | 84.15 | 106.7 | 58.19 | 88.51 | 107.81
7522 | 40.64 | 57.15 | 76.63 | 40.64 | 57.15 | 76.63 | 45.72 | 57.15 | 76.63 | 45.72 | 57.15 | 76.63 | 45.72 | 53.79 | 37.36 | 45.72 | 53.79 | 37.36 | 40.64 | 53.79 | 37.36 | 39.93 | 49.74 | 37.36 | 40.64 | 53.79 | 37.36 | 48.84 | 54.33 | 36.14 | 48.84 | 57.73 | 75.87 | 45.72 | 57.16 | 76.63 | 56.1 | 78.46 | 90.92 | 56.1 | 78.46 | 90.92 | 58.94 | 78.46 | 90.92 | 58.94 | 78.46 | 90.92 | 58.94 | 53.22 | 49.5 | 58.94 | 53.22 | 49.5 | 56.1 | 53.22 | 49.5 | 50.52 | 53.11 | 49.5 | 56.1 | 53.22 | 49.5 | 63.38 | 53.22 | 44.8 | 64.67 | 79.25 | 91.84 | 59.53 | 78.46 | 107.67
7523 | 40.65 | 53.97 | 64.25 | 40.65 | 53.97 | 64.25 | 40.65 | 53.97 | 64.25 | 40.65 | 53.98 | 64.25 | 40.65 | 53.43 | 37.38 | 40.65 | 53.43 | 37.38 | 40.65 | 53.43 | 37.38 | 39.94 | 44.95 | 37.38 | 40.65 | 53.43 | 37.38 | 45.14 | 53.43 | 35.65 | 45.14 | 54.52 | 63.61 | 40.65 | 53.97 | 64.25 | 56.11 | 77.68 | 82.22 | 56.11 | 77.68 | 82.22 | 56.11 | 77.68 | 82.22 | 56.11 | 77.68 | 82.22 | 56.11 | 53.23 | 49.51 | 56.11 | 53.23 | 49.51 | 56.11 | 53.23 | 49.51 | 50.53 | 53.12 | 49.51 | 56.11 | 53.23 | 49.51 | 58.7 | 51.63 | 44.8 | 59.9 | 78.46 | 83.05 | 56.11 | 77.68 | 89.98
7524 | 40.56 | 47.37 | 64.25 | 40.56 | 47.37 | 64.25 | 40.56 | 47.37 | 64.25 | 40.56 | 47.86 | 64.25 | 40.56 | 47.37 | 37.29 | 40.56 | 47.37 | 37.29 | 40.56 | 47.37 | 37.29 | 39.86 | 44.83 | 37.29 | 40.56 | 47.37 | 37.29 | 43.11 | 47.37 | 35.65 | 42.92 | 48.34 | 63.61 | 40.56 | 47.37 | 64.25 | 56.03 | 76.39 | 81.4 | 56.03 | 76.39 | 81.4 | 56.03 | 76.39 | 81.4 | 56.03 | 76.92 | 81.4 | 56.03 | 53.14 | 49.42 | 56.03 | 53.14 | 49.42 | 56.03 | 53.14 | 49.42 | 50.45 | 53.04 | 49.42 | 56.03 | 53.14 | 49.42 | 57.76 | 51.63 | 44.8 | 58.94 | 77.69 | 82.22 | 56.03 | 76.39 | 88.19
7525 | 40.45 | 47.26 | 64.25 | 40.45 | 47.26 | 64.25 | 40.45 | 47.26 | 64.25 | 40.45 | 47.74 | 64.25 | 40.45 | 47.26 | 37.18 | 40.45 | 47.26 | 37.18 | 39.74 | 47.26 | 37.18 | 39.74 | 44.71 | 37.18 | 40.45 | 47.26 | 37.18 | 41.52 | 47.26 | 35.65 | 40.86 | 48.22 | 63.61 | 40.45 | 47.26 | 64.25 | 55.91 | 76.39 | 81.4 | 55.91 | 76.39 | 81.4 | 55.91 | 76.39 | 81.4 | 55.91 | 77.68 | 81.4 | 55.91 | 53.03 | 49.31 | 55.91 | 53.03 | 49.31 | 55.91 | 53.03 | 49.31 | 50.33 | 52.92 | 49.31 | 55.91 | 53.03 | 49.31 | 57.64 | 51.63 | 44.8 | 58.82 | 78.46 | 82.22 | 55.91 | 76.39 | 90
7526 | 40.41 | 54.33 | 77.11 | 40.41 | 54.33 | 77.11 | 40.41 | 54.33 | 77.11 | 40.41 | 54.34 | 77.11 | 40.41 | 53.25 | 37.13 | 40.41 | 53.25 | 37.13 | 39.7 | 53.25 | 37.13 | 39.7 | 44.67 | 37.13 | 40.41 | 53.25 | 37.13 | 41.52 | 53.79 | 37.11 | 41.52 | 54.89 | 76.34 | 40.41 | 54.33 | 77.11 | 55.87 | 77.68 | 90.92 | 55.87 | 77.68 | 90.92 | 55.87 | 77.68 | 90.92 | 55.87 | 77.68 | 90.92 | 55.87 | 52.99 | 49.27 | 55.87 | 52.99 | 49.27 | 50.29 | 52.99 | 49.27 | 50.29 | 52.88 | 49.27 | 55.87 | 52.99 | 49.27 | 59.27 | 52.99 | 44.8 | 59.87 | 79.28 | 91.84 | 55.87 | 77.68 | 101.85
7527 | 40.55 | 60.03 | 77.11 | 40.55 | 60.03 | 77.11 | 45.72 | 60.03 | 77.11 | 45.72 | 60.03 | 77.11 | 45.72 | 60.03 | 37.38 | 45.72 | 60.03 | 37.38 | 39.85 | 60.02 | 37.28 | 39.85 | 44.81 | 37.28 | 40.55 | 60.03 | 37.38 | 50.46 | 60.63 | 37.76 | 50.97 | 61.87 | 76.34 | 45.72 | 65.31 | 77.11 | 56.01 | 97.98 | 107.78 | 56.01 | 97.98 | 107.78 | 56.01 | 97.98 | 107.78 | 56.01 | 97.98 | 107.78 | 56.01 | 54.3 | 49.41 | 56.01 | 54.3 | 49.41 | 50.43 | 54.3 | 49.41 | 50.43 | 53.02 | 49.41 | 56.01 | 54.3 | 49.41 | 69.56 | 54.59 | 48.92 | 70.62 | 101.01 | 108.87 | 73.76 | 98.21 | 108.68
7528 | 40.13 | 75.8 | 86.21 | 40.13 | 75.8 | 86.21 | 53.3 | 75.8 | 86.21 | 53.3 | 75.8 | 86.21 | 52.24 | 73.58 | 37.86 | 52.24 | 73.58 | 37.86 | 40.13 | 73.57 | 37.56 | 40.13 | 45.1 | 37.56 | 40.84 | 73.58 | 37.86 | 54.4 | 75.04 | 38.24 | 55.51 | 78.14 | 85.34 | 53.3 | 75.8 | 86.21 | 56.3 | 98.21 | 108.87 | 56.3 | 98.21 | 108.87 | 73.76 | 98.21 | 108.87 | 73.76 | 104.61 | 108.87 | 72.94 | 54.58 | 49.69 | 72.94 | 54.58 | 49.69 | 50.72 | 54.58 | 49.69 | 50.72 | 53.31 | 49.69 | 56.3 | 54.58 | 49.69 | 77.52 | 54.59 | 49.78 | 79.11 | 108.94 | 109.97 | 73.76 | 98.21 | 108.87
7529 | 40.59 | 75.96 | 86.21 | 40.59 | 75.96 | 86.21 | 54.45 | 75.96 | 86.21 | 54.45 | 75.96 | 86.21 | 54.45 | 75.96 | 38.02 | 54.45 | 75.96 | 38.02 | 40.59 | 75.96 | 38.02 | 40.59 | 45.56 | 38.02 | 41.3 | 75.96 | 38.02 | 56.13 | 76.73 | 38.24 | 57.27 | 78.31 | 85.34 | 54.45 | 75.96 | 86.21 | 51.18 | 80 | 108.87 | 51.18 | 80 | 108.87 | 74.37 | 80 | 108.87 | 74.37 | 104.61 | 108.87 | 74.37 | 55.04 | 50.25 | 74.37 | 55.04 | 50.25 | 51.18 | 55.04 | 50.25 | 51.18 | 53.77 | 50.25 | 56.76 | 55.04 | 50.25 | 80.9 | 55.04 | 49.78 | 82.54 | 108.94 | 109.97 | 74.37 | 98.21 | 118.8
7530 | 40.62 | 75.96 | 82.78 | 40.62 | 75.96 | 82.78 | 52.8 | 75.96 | 82.78 | 52.8 | 75.96 | 82.78 | 52.8 | 75.96 | 38.05 | 52.8 | 75.96 | 38.05 | 40.62 | 75.95 | 38.05 | 40.62 | 45.58 | 38.05 | 41.32 | 75.96 | 38.05 | 56.1 | 76.73 | 38.24 | 56.67 | 78.29 | 83.62 | 52.8 | 75.96 | 82.78 | 51.2 | 55.14 | 108.87 | 51.2 | 55.14 | 108.87 | 73.76 | 55.14 | 108.87 | 73.76 | 104.61 | 108.87 | 73.76 | 55.07 | 50.28 | 73.76 | 55.07 | 50.28 | 51.2 | 53.79 | 50.28 | 51.2 | 53.79 | 50.28 | 56.78 | 55.07 | 50.28 | 80.9 | 54.59 | 49.78 | 82.54 | 108.94 | 109.97 | 73.76 | 98.21 | 115.24
7531 | 40.31 | 75.2 | 39.02 | 40.31 | 75.2 | 39.02 | 45.72 | 75.2 | 80.3 | 45.72 | 75.96 | 80.3 | 45.72 | 75.2 | 37.86 | 45.72 | 75.2 | 37.86 | 40.31 | 75.2 | 37.75 | 40.31 | 45.28 | 37.75 | 41.02 | 75.2 | 37.86 | 55.64 | 75.96 | 38.24 | 55.64 | 77.53 | 81.11 | 45.72 | 75.2 | 77.11 | 50.9 | 54.59 | 108.87 | 50.9 | 54.59 | 108.87 | 68.8 | 54.59 | 108.87 | 68.8 | 104.61 | 108.87 | 68.8 | 54.59 | 49.98 | 68.8 | 54.59 | 49.98 | 50.9 | 54.59 | 49.98 | 50.9 | 53.49 | 49.98 | 56.48 | 54.59 | 49.98 | 80.9 | 54.59 | 49.78 | 81.72 | 107.85 | 109.97 | 68.8 | 98.21 | 108.87
7532 | 39.96 | 65.31 | 39.02 | 39.96 | 65.31 | 39.02 | 40.67 | 65.31 | 78.71 | 40.67 | 75.8 | 78.71 | 40.67 | 65.31 | 37.39 | 40.67 | 65.31 | 37.39 | 39.96 | 65.3 | 37.39 | 39.96 | 44.93 | 37.39 | 40.67 | 65.31 | 37.39 | 54.04 | 71.37 | 37.88 | 54.04 | 77.36 | 79.51 | 40.67 | 65.31 | 77.11 | 50.55 | 53.82 | 85 | 50.55 | 53.82 | 85 | 56.13 | 53.82 | 85 | 56.13 | 103.92 | 106.71 | 56.13 | 53.82 | 49.62 | 56.13 | 53.82 | 49.62 | 50.55 | 53.14 | 49.62 | 50.55 | 53.14 | 49.62 | 56.13 | 53.82 | 49.62 | 77.52 | 54.36 | 49.13 | 79.1 | 106.06 | 107.79 | 65.81 | 98.21 | 108.68
7533 | 39.78 | 47.29 | 37.21 | 39.78 | 47.3 | 37.21 | 40.49 | 47.3 | 73 | 40.49 | 70.25 | 78.11 | 40.49 | 47.3 | 37.21 | 40.49 | 47.3 | 37.21 | 39.78 | 44.75 | 37.21 | 39.78 | 44.75 | 37.21 | 40.49 | 47.3 | 37.21 | 46.52 | 58.14 | 37.59 | 46.52 | 72.53 | 78.9 | 40.49 | 47.3 | 73 | 50.37 | 53.06 | 51.3 | 50.37 | 53.06 | 51.3 | 55.95 | 53.06 | 51.3 | 55.95 | 101.85 | 101.52 | 55.95 | 53.06 | 49.35 | 55.95 | 53.06 | 49.35 | 50.37 | 52.96 | 49.35 | 50.37 | 52.96 | 49.35 | 55.95 | 53.06 | 49.35 | 72.94 | 52.95 | 48.85 | 74.43 | 103.95 | 102.55 | 55.95 | 56.18 | 106.7
7534 | 39.67 | 45.68 | 37.1 | 39.67 | 45.68 | 37.77 | 39.67 | 45.68 | 37.77 | 39.67 | 48.14 | 37.77 | 40.37 | 47.18 | 37.1 | 40.37 | 47.18 | 37.1 | 39.67 | 44.64 | 37.1 | 39.67 | 44.63 | 37.1 | 40.37 | 47.18 | 37.1 | 45.13 | 47.65 | 37.38 | 46.05 | 48.63 | 38.15 | 39.67 | 45.68 | 37.77 | 50.25 | 52.95 | 51.3 | 50.25 | 52.95 | 51.3 | 55.83 | 52.95 | 51.3 | 55.83 | 98.34 | 81.63 | 55.83 | 52.95 | 49.23 | 55.83 | 52.95 | 49.23 | 50.25 | 52.84 | 49.23 | 50.25 | 52.84 | 49.23 | 55.83 | 52.95 | 49.23 | 67.47 | 52.95 | 47.75 | 68.85 | 99.33 | 82.46 | 55.83 | 52.95 | 90
7535 | 39.45 | 44.41 | 36.88 | 39.45 | 44.41 | 36.88 | 39.45 | 44.41 | 36.88 | 39.45 | 47.91 | 36.88 | 40.15 | 46.96 | 36.88 | 40.15 | 46.96 | 36.88 | 39.45 | 44.41 | 36.88 | 39.45 | 44.41 | 36.88 | 40.15 | 46.96 | 36.88 | 44.67 | 47.43 | 36.51 | 45.58 | 48.4 | 37.25 | 39.45 | 44.41 | 36.88 | 50.04 | 52.73 | 51.3 | 50.04 | 52.73 | 51.3 | 50.04 | 52.73 | 51.3 | 50.04 | 82.33 | 51.3 | 55.62 | 52.73 | 49.01 | 55.62 | 52.73 | 49.01 | 50.04 | 52.62 | 49.01 | 50.04 | 52.62 | 49.01 | 55.62 | 52.73 | 49.01 | 66.68 | 52.2 | 47.75 | 68.04 | 83.16 | 51.81 | 50.04 | 52.73 | 64.79
7536 | 39.35 | 44.32 | 36.78 | 39.35 | 44.32 | 36.78 | 39.35 | 44.32 | 36.78 | 39.35 | 44.32 | 36.78 | 40.06 | 46.86 | 36.78 | 40.06 | 46.86 | 36.78 | 39.35 | 44.32 | 36.78 | 39.35 | 44.32 | 36.78 | 40.06 | 46.86 | 36.78 | 40.46 | 47.34 | 36.42 | 39.75 | 46.39 | 37.15 | 39.35 | 44.32 | 36.78 | 49.94 | 52.63 | 51.3 | 49.94 | 52.63 | 51.3 | 49.94 | 52.63 | 51.3 | 49.94 | 52.64 | 51.3 | 55.52 | 52.63 | 48.92 | 55.52 | 52.63 | 48.92 | 49.94 | 52.53 | 48.92 | 49.94 | 52.53 | 48.92 | 55.52 | 52.63 | 48.92 | 58.07 | 52.11 | 47.75 | 59.25 | 53.17 | 51.81 | 49.94 | 52.63 | 64.79
7537 | 39.16 | 44.13 | 36.59 | 39.16 | 44.13 | 36.59 | 39.16 | 44.13 | 36.59 | 39.16 | 44.13 | 36.59 | 39.87 | 46.67 | 36.59 | 39.87 | 46.67 | 36.59 | 39.16 | 44.13 | 36.59 | 39.16 | 44.13 | 36.59 | 39.87 | 46.67 | 36.59 | 40.27 | 46.75 | 36.23 | 39.56 | 45.82 | 36.96 | 39.16 | 44.13 | 36.59 | 49.75 | 52.34 | 51.3 | 49.75 | 52.34 | 51.3 | 49.75 | 52.34 | 51.3 | 49.75 | 52.45 | 51.3 | 55.33 | 52.44 | 48.73 | 55.33 | 52.44 | 48.73 | 49.75 | 52.34 | 48.73 | 49.75 | 52.34 | 48.73 | 55.33 | 52.44 | 48.73 | 57.47 | 51.92 | 47.75 | 58.64 | 52.98 | 51.81 | 49.75 | 52.34 | 63.5
7538 | 38.98 | 43.95 | 36.41 | 38.98 | 43.95 | 36.41 | 38.98 | 43.95 | 36.41 | 38.98 | 43.95 | 36.41 | 39.69 | 46.49 | 36.41 | 39.69 | 46.49 | 36.41 | 38.98 | 43.95 | 36.41 | 38.98 | 43.95 | 36.41 | 39.69 | 46.49 | 36.41 | 40.27 | 46.96 | 36.05 | 39.46 | 46.02 | 36.78 | 38.98 | 43.95 | 36.41 | 49.57 | 52.26 | 51.3 | 49.57 | 52.26 | 51.3 | 49.57 | 52.26 | 51.3 | 49.57 | 52.27 | 51.3 | 55.15 | 52.26 | 48.55 | 55.15 | 52.26 | 48.55 | 49.57 | 52.16 | 48.55 | 49.57 | 52.16 | 48.55 | 55.15 | 52.26 | 48.55 | 56.95 | 51.74 | 47.75 | 58.11 | 52.8 | 51.81 | 49.57 | 52.26 | 63.5
7539 | 38.8 | 43.77 | 36.23 | 38.8 | 43.77 | 36.23 | 38.8 | 43.77 | 36.23 | 38.8 | 43.77 | 36.23 | 39.51 | 46.31 | 36.23 | 39.51 | 46.31 | 36.23 | 38.8 | 43.77 | 36.23 | 38.8 | 43.77 | 36.23 | 39.51 | 46.31 | 36.23 | 39.91 | 46.75 | 35.87 | 39.19 | 45.81 | 36.6 | 38.8 | 43.77 | 36.23 | 49.39 | 52.08 | 51.3 | 49.39 | 52.08 | 51.3 | 49.39 | 52.08 | 51.3 | 49.39 | 52.16 | 51.3 | 54.97 | 52.08 | 48.37 | 54.97 | 52.08 | 48.37 | 49.39 | 51.98 | 48.37 | 49.39 | 51.98 | 48.37 | 54.97 | 52.08 | 48.37 | 55.83 | 51.63 | 47.88 | 54.71 | 52.68 | 50.78 | 49.39 | 52.08 | 63.5
7540 | 38.77 | 43.74 | 36.2 | 38.77 | 43.74 | 36.2 | 38.77 | 43.74 | 36.2 | 38.77 | 43.74 | 36.2 | 39.48 | 46.28 | 36.2 | 39.48 | 46.28 | 36.2 | 38.77 | 43.74 | 36.2 | 38.77 | 43.74 | 36.2 | 39.48 | 46.28 | 36.2 | 39.87 | 46.75 | 35.84 | 39.16 | 45.81 | 36.57 | 38.77 | 43.74 | 36.2 | 49.36 | 52.05 | 51.3 | 49.36 | 52.05 | 51.3 | 49.36 | 52.05 | 51.3 | 49.36 | 52.05 | 51.3 | 54.94 | 52.05 | 48.33 | 54.94 | 52.05 | 48.33 | 49.36 | 51.95 | 48.33 | 49.36 | 51.95 | 48.33 | 54.94 | 52.05 | 48.33 | 55.83 | 52.58 | 47.85 | 54.71 | 52.58 | 50.78 | 49.36 | 52.05 | 63.5
7541 | 38.94 | 43.91 | 36.37 | 38.94 | 43.91 | 36.37 | 38.94 | 43.91 | 36.37 | 38.94 | 43.91 | 36.37 | 39.65 | 46.45 | 36.37 | 39.65 | 46.45 | 36.37 | 38.94 | 43.91 | 36.37 | 38.94 | 43.91 | 36.37 | 39.65 | 46.45 | 36.37 | 40.05 | 46.92 | 36.01 | 39.34 | 45.98 | 36.74 | 38.94 | 43.91 | 36.37 | 49.53 | 52.23 | 51.3 | 49.53 | 52.23 | 51.3 | 49.53 | 52.23 | 51.3 | 49.53 | 52.23 | 51.3 | 55.11 | 52.23 | 48.61 | 55.11 | 52.23 | 48.61 | 49.53 | 52.12 | 48.61 | 49.53 | 52.12 | 48.51 | 55.11 | 52.23 | 48.61 | 55.83 | 52.75 | 48.12 | 54.71 | 52.75 | 50.78 | 49.53 | 52.23 | 64.79
7542 | 39.09 | 45.67 | 37.58 | 39.09 | 45.67 | 37.58 | 39.09 | 45.67 | 37.58 | 39.09 | 45.67 | 37.58 | 39.79 | 46.6 | 36.83 | 39.79 | 46.6 | 36.83 | 39.09 | 45.67 | 36.83 | 39.09 | 44.05 | 36.52 | 39.79 | 46.6 | 36.83 | 41.18 | 47.07 | 37.2 | 40.35 | 46.13 | 37.96 | 39.09 | 45.67 | 37.58 | 49.67 | 52.4 | 51.3 | 49.67 | 52.4 | 51.3 | 49.67 | 52.4 | 51.3 | 49.67 | 52.4 | 51.3 | 55.25 | 52.4 | 48.78 | 55.25 | 52.4 | 48.78 | 49.67 | 52.4 | 48.78 | 49.67 | 52.26 | 48.65 | 55.25 | 52.4 | 48.78 | 57.15 | 52.93 | 48.78 | 58.32 | 52.93 | 50.78 | 49.67 | 52.4 | 64.79
7543 | 39.07 | 46.59 | 39.02 | 39.07 | 46.59 | 74.8 | 39.31 | 46.59 | 74.8 | 39.31 | 46.59 | 74.8 | 39.78 | 46.59 | 38.58 | 39.78 | 46.59 | 38.58 | 39.07 | 44.05 | 36.51 | 39.07 | 44.04 | 36.51 | 39.78 | 46.59 | 38.58 | 41.52 | 65.45 | 74.04 | 41.52 | 64.14 | 75.55 | 39.31 | 46.59 | 74.8 | 49.66 | 80 | 51.3 | 49.66 | 80 | 51.3 | 50.33 | 80 | 51.3 | 50.33 | 80 | 51.3 | 55.24 | 80 | 50.28 | 55.24 | 80 | 50.28 | 49.66 | 52.25 | 50.28 | 49.66 | 52.25 | 48.64 | 55.24 | 80 | 50.28 | 59.87 | 89.09 | 49.78 | 59.87 | 90.9 | 51.81 | 50.33 | 89.44 | 107.67
7544 | 39.2 | 46.72 | 36.64 | 39.2 | 46.72 | 74.8 | 39.91 | 46.72 | 74.8 | 39.91 | 46.72 | 74.8 | 39.91 | 46.72 | 62.28 | 39.91 | 46.72 | 62.28 | 39.2 | 44.17 | 36.64 | 39.2 | 44.17 | 36.64 | 39.91 | 46.72 | 62.28 | 41.52 | 59.22 | 74.04 | 41.52 | 58.04 | 75.55 | 39.91 | 46.72 | 77.11 | 49.79 | 84.53 | 51.61 | 49.79 | 84.53 | 51.61 | 53.49 | 84.53 | 51.61 | 53.49 | 84.53 | 51.61 | 55.37 | 84.53 | 51.61 | 55.37 | 84.53 | 51.61 | 49.79 | 52.38 | 51.61 | 49.79 | 52.38 | 48.77 | 55.37 | 84.53 | 51.61 | 68.69 | 89.09 | 51.09 | 68.69 | 90.9 | 52.13 | 53.49 | 90 | 108.68
7545 | 39.45 | 56.21 | 36.88 | 39.45 | 56.21 | 73.03 | 40.15 | 56.21 | 73.03 | 40.15 | 56.21 | 73.03 | 40.15 | 56.21 | 73.03 | 40.15 | 56.21 | 73.03 | 39.45 | 44.41 | 36.88 | 39.45 | 44.41 | 36.88 | 40.15 | 56.21 | 73.03 | 44.24 | 57.37 | 73.77 | 44.24 | 56.78 | 73.77 | 40.15 | 56.21 | 77.11 | 50.03 | 78.46 | 95.74 | 50.03 | 78.46 | 95.74 | 55.61 | 78.46 | 95.74 | 55.61 | 78.46 | 95.74 | 55.61 | 78.46 | 95.74 | 55.61 | 78.46 | 95.74 | 50.03 | 52.62 | 51.61 | 50.03 | 52.62 | 49.01 | 55.61 | 78.46 | 95.74 | 59.87 | 79.25 | 95.74 | 59.87 | 79.25 | 96.7 | 55.61 | 84.97 | 107.67
7546 | 39.66 | 56.21 | 37.09 | 39.66 | 56.21 | 61.27 | 40.37 | 56.21 | 61.27 | 40.37 | 56.21 | 61.27 | 40.37 | 56.21 | 61.27 | 40.37 | 56.21 | 61.27 | 39.66 | 44.63 | 37.09 | 39.66 | 44.63 | 37.09 | 40.37 | 56.21 | 61.27 | 44.24 | 57.37 | 61.89 | 43.36 | 56.78 | 61.89 | 40.37 | 56.21 | 77.11 | 50.25 | 77.68 | 80.56 | 50.25 | 77.68 | 80.56 | 55.83 | 77.68 | 80.56 | 55.83 | 77.68 | 80.56 | 55.83 | 77.68 | 80.56 | 55.83 | 77.68 | 80.56 | 50.25 | 52.84 | 51.61 | 50.25 | 52.84 | 49.22 | 55.83 | 77.68 | 80.56 | 59.87 | 78.46 | 81.37 | 59.87 | 78.46 | 79.76 | 55.83 | 83.28 | 107.67
7547 | 39.8 | 47.32 | 37.23 | 39.8 | 47.32 | 60.45 | 40.5 | 47.32 | 60.45 | 40.5 | 47.32 | 60.45 | 40.5 | 47.32 | 60.45 | 40.5 | 47.32 | 60.45 | 39.8 | 47.32 | 60.45 | 39.8 | 44.76 | 37.23 | 40.5 | 47.32 | 60.45 | 43.03 | 56.78 | 61.07 | 42.17 | 47.79 | 59.85 | 40.5 | 47.32 | 60.45 | 50.39 | 74.52 | 80.56 | 50.39 | 74.52 | 80.56 | 51.25 | 74.52 | 80.56 | 51.25 | 74.52 | 80.56 | 55.97 | 74.52 | 80.56 | 55.97 | 74.52 | 80.56 | 50.39 | 74.52 | 51.61 | 50.39 | 52.97 | 49.36 | 55.97 | 74.52 | 80.56 | 59.87 | 75.27 | 81.37 | 58.67 | 75.27 | 79.76 | 51.25 | 74.52 | 90
7548 | 39.77 | 47.29 | 37.2 | 39.77 | 47.29 | 60.45 | 40.48 | 47.29 | 60.45 | 40.48 | 47.29 | 60.45 | 40.48 | 47.29 | 60.45 | 40.48 | 47.29 | 60.45 | 39.77 | 47.29 | 60.45 | 39.77 | 44.74 | 37.2 | 40.48 | 47.29 | 60.45 | 43.03 | 56.78 | 61.07 | 42.17 | 47.77 | 59.85 | 40.48 | 47.29 | 60.45 | 50.36 | 74.52 | 80.56 | 50.36 | 74.52 | 80.56 | 51.25 | 74.52 | 80.56 | 51.25 | 74.52 | 80.56 | 55.94 | 74.52 | 80.56 | 55.94 | 74.52 | 80.56 | 50.36 | 74.52 | 80.56 | 50.36 | 52.95 | 49.33 | 55.94 | 74.52 | 80.56 | 59.87 | 75.27 | 81.37 | 58.67 | 75.27 | 79.76 | 51.25 | 74.52 | 90
7549 | 40.3 | 47.14 | 39.02 | 40.3 | 47.14 | 61.08 | 40.3 | 47.14 | 61.08 | 40.3 | 47.14 | 61.08 | 40.3 | 47.14 | 60.45 | 40.3 | 47.14 | 60.45 | 39.59 | 47.13 | 60.45 | 39.59 | 44.56 | 37.02 | 40.3 | 47.14 | 60.45 | 43.03 | 57.37 | 61.7 | 42.17 | 47.61 | 60.47 | 40.3 | 47.14 | 61.08 | 52.94 | 75.29 | 80.56 | 52.94 | 75.29 | 80.56 | 52.94 | 75.29 | 80.56 | 52.94 | 75.29 | 80.56 | 55.76 | 75.29 | 80.56 | 55.76 | 75.29 | 80.56 | 50.18 | 75.29 | 80.56 | 50.18 | 52.77 | 49.16 | 55.76 | 75.29 | 80.56 | 59.87 | 76.05 | 81.37 | 58.67 | 76.05 | 79.76 | 52.94 | 75.29 | 90
7550 | 40.21 | 58.92 | 77.1 | 40.21 | 58.92 | 77.1 | 40.21 | 58.92 | 77.1 | 40.21 | 58.92 | 77.1 | 40.21 | 58.92 | 74.79 | 40.21 | 58.92 | 74.79 | 40.21 | 58.92 | 74.79 | 39.5 | 44.47 | 36.93 | 40.21 | 58.92 | 74.79 | 46.05 | 60.13 | 76.33 | 45.13 | 59.51 | 76.33 | 40.21 | 58.92 | 77.11 | 55.67 | 78.46 | 101.85 | 55.67 | 78.46 | 101.85 | 55.67 | 78.46 | 101.85 | 55.67 | 78.46 | 101.85 | 55.67 | 78.46 | 101.85 | 55.67 | 78.46 | 101.85 | 55.67 | 78.46 | 101.85 | 50.09 | 52.68 | 49.07 | 55.67 | 78.46 | 101.85 | 67.47 | 79.25 | 102.88 | 67.47 | 79.25 | 102.88 | 55.67 | 78.46 | 101.85
7551 | 40.34 | 72.99 | 81.96 | 40.34 | 72.99 | 81.96 | 40.34 | 72.99 | 81.96 | 40.34 | 72.99 | 81.96 | 40.34 | 72.99 | 77.89 | 40.34 | 72.99 | 77.89 | 40.34 | 72.99 | 77.89 | 39.64 | 44.6 | 37.07 | 40.34 | 72.99 | 77.89 | 47.04 | 74.5 | 82.78 | 47.04 | 74.5 | 82.78 | 40.34 | 72.99 | 81.96 | 55.81 | 98.21 | 108.68 | 55.81 | 98.21 | 108.68 | 55.81 | 98.21 | 108.68 | 55.81 | 98.21 | 108.68 | 55.81 | 95.13 | 107.78 | 55.81 | 95.13 | 107.78 | 55.81 | 95.13 | 103.5 | 50.23 | 52.81 | 49.2 | 55.81 | 95.13 | 103.5 | 70.1 | 103.95 | 110 | 70.1 | 102.88 | 109.77 | 58.19 | 98.21 | 108.68
7552 | 40.72 | 76.33 | 85.94 | 40.72 | 76.33 | 85.94 | 45.72 | 76.33 | 85.94 | 45.72 | 76.33 | 85.94 | 45.72 | 76.33 | 77.89 | 45.72 | 76.33 | 77.89 | 40.72 | 76.33 | 77.89 | 40.01 | 44.98 | 37.45 | 40.72 | 76.33 | 77.89 | 55.09 | 77.9 | 83.38 | 55.64 | 78.69 | 85.08 | 45.72 | 76.33 | 85.94 | 56.18 | 104.97 | 108.87 | 56.18 | 104.97 | 108.87 | 56.18 | 104.97 | 108.87 | 56.18 | 104.97 | 108.87 | 56.18 | 103.29 | 107.78 | 56.18 | 103.29 | 107.78 | 56.18 | 103.29 | 103.5 | 50.6 | 53.19 | 49.58 | 56.18 | 103.29 | 103.5 | 79.9 | 107.13 | 110 | 80.7 | 107.13 | 109.97 | 72.27 | 104.97 | 108.87
7553 | 41.21 | 77.5 | 86.83 | 41.21 | 77.5 | 86.83 | 45.72 | 77.5 | 86.83 | 45.72 | 77.5 | 86.83 | 45.72 | 77.5 | 77.89 | 45.72 | 77.5 | 77.89 | 41.21 | 77.5 | 77.89 | 40.5 | 45.47 | 37.93 | 41.21 | 77.5 | 77.89 | 57.27 | 79.1 | 83.38 | 56.7 | 79.9 | 85.96 | 45.72 | 77.5 | 86.83 | 56.67 | 106.03 | 108.87 | 56.67 | 106.03 | 108.87 | 56.67 | 106.03 | 108.87 | 56.67 | 106.03 | 108.87 | 56.67 | 103.29 | 107.78 | 56.67 | 103.29 | 107.78 | 56.67 | 103.29 | 103.5 | 51.09 | 53.68 | 50.07 | 56.67 | 103.29 | 103.5 | 80.9 | 108.21 | 110 | 81.72 | 109.28 | 109.97 | 73.72 | 106.03 | 108.87
7554 | 41.41 | 77.5 | 86.83 | 41.41 | 77.5 | 86.83 | 45.72 | 77.5 | 86.83 | 45.72 | 77.5 | 86.83 | 45.72 | 77.5 | 77.89 | 45.72 | 77.5 | 77.89 | 41.41 | 77.5 | 77.89 | 40.7 | 45.67 | 38.13 | 41.41 | 77.5 | 77.89 | 56.13 | 79.1 | 83.38 | 56.13 | 79.9 | 85.08 | 45.72 | 77.5 | 86.83 | 56.87 | 106.03 | 109.97 | 56.87 | 106.03 | 109.97 | 56.87 | 106.03 | 109.97 | 56.87 | 106.03 | 109.97 | 56.87 | 103.29 | 107.78 | 56.87 | 103.29 | 107.78 | 56.87 | 103.29 | 102.46 | 51.29 | 53.88 | 50.27 | 56.87 | 103.29 | 102.46 | 81.28 | 107.1 | 108.87 | 82.1 | 109.28 | 111.08 | 72.27 | 106.03 | 109.97
7555 | 41.17 | 76.73 | 86.83 | 41.17 | 76.73 | 86.83 | 41.17 | 76.73 | 86.83 | 41.17 | 76.73 | 86.83 | 41.17 | 75.18 | 77.89 | 41.17 | 75.18 | 77.89 | 41.17 | 75.18 | 77.89 | 40.47 | 45.43 | 37.9 | 41.17 | 75.18 | 77.89 | 55.83 | 78.31 | 82.78 | 55.83 | 78.31 | 85.07 | 41.17 | 76.73 | 86.83 | 56.64 | 102.88 | 108.87 | 56.64 | 102.88 | 108.87 | 56.64 | 102.88 | 108.87 | 56.64 | 102.88 | 108.87 | 56.64 | 102.88 | 82.5 | 56.64 | 102.88 | 82.5 | 56.64 | 102.88 | 77.62 | 51.06 | 53.64 | 50.03 | 56.64 | 102.88 | 77.62 | 80.9 | 103.92 | 104.49 | 80.9 | 107.13 | 109.97 | 70.83 | 102.88 | 108.87
7556 | 40.86 | 75.96 | 85 | 40.86 | 75.96 | 85 | 40.86 | 75.96 | 85 | 40.86 | 75.96 | 85 | 40.86 | 72.79 | 58.42 | 40.86 | 72.79 | 58.42 | 40.86 | 72.79 | 58.42 | 40.15 | 45.12 | 37.58 | 40.86 | 72.79 | 58.42 | 54.98 | 76.73 | 79.5 | 55.09 | 77.52 | 84.15 | 40.86 | 75.96 | 85 | 56.32 | 101.85 | 108.68 | 56.32 | 101.85 | 108.68 | 56.32 | 101.85 | 108.68 | 56.32 | 101.85 | 108.68 | 56.32 | 89.12 | 52.4 | 56.32 | 89.12 | 52.4 | 56.32 | 89.12 | 51.61 | 50.74 | 53.33 | 49.72 | 56.32 | 89.12 | 51.61 | 76.74 | 103.91 | 102.4 | 78.31 | 106.03 | 109.77 | 70.83 | 101.85 | 108.68
7557 | 40.63 | 61.71 | 81.11 | 40.63 | 61.71 | 81.11 | 40.63 | 61.71 | 81.11 | 40.63 | 61.71 | 81.11 | 40.63 | 60.63 | 58.42 | 40.63 | 60.63 | 58.42 | 39.92 | 60.63 | 58.42 | 39.92 | 44.89 | 37.35 | 40.63 | 60.63 | 58.42 | 51.5 | 64.44 | 62.09 | 50.47 | 65.74 | 80.3 | 40.63 | 61.71 | 81.11 | 56.09 | 76.69 | 103.44 | 56.09 | 76.69 | 103.44 | 56.09 | 76.69 | 103.44 | 56.09 | 76.69 | 103.44 | 56.09 | 72.89 | 49.49 | 56.09 | 72.89 | 49.49 | 56.09 | 72.89 | 49.49 | 50.51 | 53.1 | 49.49 | 56.09 | 72.89 | 49.49 | 73.85 | 77.47 | 49.99 | 73.85 | 79.05 | 104.49 | 56.09 | 76.69 | 104.58
7558 | 39.76 | 47.54 | 80 | 39.76 | 47.54 | 80 | 39.76 | 47.54 | 80 | 39.76 | 47.54 | 80 | 40.47 | 47.54 | 38.62 | 40.47 | 47.54 | 38.62 | 39.76 | 47.54 | 38.62 | 39.76 | 44.73 | 37.19 | 40.47 | 47.54 | 38.62 | 45.31 | 48.02 | 41.05 | 44.4 | 48.02 | 80.28 | 39.76 | 47.54 | 80 | 53.12 | 60.8 | 51.3 | 53.12 | 60.8 | 51.3 | 53.12 | 60.8 | 51.3 | 53.12 | 60.8 | 51.3 | 55.93 | 57.79 | 49.33 | 55.93 | 57.79 | 49.33 | 50.35 | 57.79 | 49.33 | 50.35 | 52.94 | 49.33 | 55.93 | 57.79 | 49.33 | 69.56 | 61.42 | 49.78 | 68.17 | 62.67 | 51.81 | 53.12 | 60.8 | 90
7559 | 39.4 | 46.92 | 50 | 39.4 | 46.92 | 50 | 39.4 | 46.92 | 50 | 39.4 | 46.92 | 50 | 40.11 | 46.92 | 38.62 | 40.11 | 46.92 | 38.62 | 39.4 | 44.37 | 36.84 | 39.4 | 44.37 | 36.84 | 40.11 | 46.92 | 38.62 | 40.52 | 47.54 | 39.01 | 39.8 | 47.39 | 50.51 | 39.4 | 46.92 | 50 | 49.99 | 56.61 | 51.3 | 49.99 | 56.61 | 51.3 | 49.99 | 56.61 | 51.3 | 49.99 | 56.61 | 51.3 | 55.57 | 56.61 | 48.97 | 55.57 | 56.61 | 48.97 | 49.99 | 52.58 | 48.97 | 49.99 | 52.58 | 48.97 | 55.57 | 56.61 | 48.97 | 56.13 | 57.79 | 49.11 | 55.01 | 58.97 | 51.81 | 49.99 | 56.61 | 77.75
7560 | 39.21 | 44.17 | 36.64 | 39.21 | 44.17 | 36.64 | 39.21 | 44.17 | 36.64 | 39.21 | 44.17 | 36.64 | 39.91 | 46.72 | 36.64 | 39.91 | 46.72 | 36.64 | 39.21 | 44.17 | 36.64 | 39.21 | 44.17 | 36.64 | 39.91 | 46.72 | 36.64 | 44.48 | 47.19 | 36.27 | 43.59 | 46.25 | 37.01 | 39.21 | 44.17 | 36.74 | 49.8 | 52.38 | 48.77 | 49.8 | 52.38 | 48.77 | 49.8 | 52.38 | 48.77 | 49.8 | 52.38 | 48.77 | 55.38 | 52.49 | 48.77 | 55.38 | 52.49 | 48.77 | 49.8 | 52.38 | 48.77 | 49.8 | 52.38 | 48.77 | 55.38 | 52.49 | 48.77 | 65.38 | 52.49 | 48.29 | 64.07 | 53.56 | 49.27 | 49.8 | 52.38 | 90
7561 | 38.88 | 43.85 | 36.31 | 38.88 | 43.85 | 36.31 | 38.88 | 43.85 | 36.31 | 38.88 | 43.85 | 36.31 | 39.59 | 46.39 | 36.31 | 39.59 | 46.39 | 36.31 | 38.88 | 43.85 | 36.31 | 38.88 | 43.85 | 36.31 | 39.59 | 46.39 | 36.31 | 40.49 | 45.93 | 35.95 | 39.68 | 45.01 | 36.68 | 38.88 | 43.85 | 36.31 | 49.47 | 52.06 | 48.45 | 49.47 | 52.06 | 48.45 | 49.47 | 52.06 | 48.45 | 49.47 | 52.06 | 48.45 | 55.05 | 52.17 | 48.45 | 55.05 | 52.17 | 48.45 | 49.47 | 52.06 | 48.45 | 49.47 | 52.06 | 48.45 | 55.05 | 52.17 | 48.45 | 59.25 | 51.91 | 47.96 | 58.06 | 52.97 | 48.94 | 49.47 | 52.06 | 84.85
7562 | 38.63 | 43.6 | 36.06 | 38.63 | 43.6 | 36.06 | 38.63 | 43.6 | 36.06 | 38.63 | 43.6 | 36.06 | 39.34 | 46.13 | 36.06 | 39.34 | 46.14 | 36.06 | 38.63 | 43.6 | 36.06 | 38.63 | 43.6 | 36.06 | 39.34 | 46.13 | 36.06 | 39.74 | 45.68 | 35.7 | 39.02 | 44.77 | 36.43 | 38.63 | 43.6 | 36.06 | 49.22 | 51.81 | 48.2 | 49.22 | 51.81 | 48.2 | 49.22 | 51.81 | 48.2 | 49.22 | 51.81 | 48.2 | 54.8 | 51.91 | 48.2 | 54.8 | 51.91 | 48.2 | 49.22 | 51.81 | 48.2 | 49.22 | 51.81 | 48.2 | 54.8 | 51.91 | 48.2 | 58.07 | 51.91 | 47.16 | 56.91 | 52.97 | 48.68 | 49.22 | 51.81 | 87.96
7563 | 38.62 | 43.59 | 36.05 | 38.62 | 43.59 | 36.05 | 38.62 | 43.59 | 36.05 | 38.62 | 43.59 | 36.05 | 39.33 | 46.12 | 36.05 | 39.33 | 46.13 | 36.05 | 38.62 | 43.59 | 36.05 | 38.62 | 43.59 | 36.05 | 39.33 | 46.12 | 36.05 | 39.72 | 45.67 | 35.69 | 39.01 | 44.76 | 36.41 | 38.62 | 43.59 | 36.05 | 49.21 | 51.8 | 48.18 | 49.21 | 51.8 | 48.18 | 49.21 | 51.8 | 48.18 | 49.21 | 51.8 | 48.18 | 54.79 | 51.9 | 48.18 | 54.79 | 51.9 | 48.18 | 49.21 | 51.8 | 48.18 | 49.21 | 51.8 | 48.18 | 54.79 | 51.9 | 48.18 | 58.07 | 51.9 | 47.16 | 58.08 | 52.96 | 48.67 | 49.21 | 51.8 | 84.85
7564 | 39.07 | 44.03 | 36.5 | 39.07 | 44.03 | 36.5 | 39.77 | 44.03 | 36.5 | 39.77 | 44.03 | 36.5 | 39.77 | 46.57 | 36.5 | 39.77 | 46.57 | 36.5 | 39.07 | 44.03 | 36.5 | 39.07 | 44.03 | 36.5 | 39.77 | 46.57 | 36.5 | 40.18 | 46.1 | 35.75 | 40.99 | 46.1 | 36.87 | 39.77 | 44.03 | 72.02 | 49.65 | 52.24 | 48.63 | 49.65 | 52.24 | 48.63 | 52.27 | 52.24 | 48.63 | 52.27 | 52.24 | 48.63 | 55.23 | 52.35 | 48.63 | 55.23 | 52.35 | 48.63 | 49.65 | 52.24 | 48.63 | 49.65 | 52.24 | 48.63 | 55.23 | 52.35 | 48.63 | 55.79 | 51.83 | 44.8 | 56.93 | 52.88 | 49.12 | 52.27 | 76.08 | 103.4
7565 | 39.58 | 44.55 | 37.01 | 39.58 | 44.55 | 37.01 | 40.29 | 44.69 | 37.01 | 40.29 | 44.69 | 37.01 | 40.29 | 46.95 | 37.01 | 40.29 | 47.04 | 37.01 | 39.58 | 44.55 | 37.01 | 39.58 | 44.55 | 37.01 | 40.29 | 46.95 | 37.01 | 40.7 | 46.57 | 35.75 | 41.53 | 47.52 | 37.39 | 41.59 | 44.69 | 77.11 | 50.17 | 52.76 | 49.15 | 50.17 | 52.76 | 49.15 | 55.75 | 52.76 | 49.15 | 55.75 | 52.76 | 49.15 | 55.75 | 52.87 | 49.15 | 55.75 | 52.87 | 49.15 | 50.17 | 52.76 | 49.15 | 50.17 | 52.76 | 49.15 | 55.75 | 52.87 | 49.15 | 60.28 | 51.9 | 44.8 | 61.51 | 79.1 | 49.65 | 56.64 | 84.7 | 107.67
7566 | 40.2 | 45.17 | 37.64 | 40.2 | 45.17 | 37.64 | 40.91 | 47.71 | 74.28 | 40.91 | 47.71 | 74.28 | 40.91 | 47.71 | 37.64 | 40.91 | 47.71 | 37.64 | 40.2 | 45.17 | 37.64 | 40.2 | 45.17 | 37.64 | 40.91 | 47.71 | 37.64 | 41.32 | 47.24 | 35.75 | 47.08 | 73.56 | 75.03 | 40.91 | 47.71 | 79.5 | 50.79 | 53.38 | 49.77 | 50.79 | 53.38 | 49.77 | 56.37 | 53.49 | 49.77 | 56.37 | 53.49 | 49.77 | 56.37 | 53.49 | 49.77 | 56.37 | 53.49 | 49.77 | 50.79 | 53.38 | 49.77 | 50.79 | 53.38 | 49.77 | 56.37 | 53.49 | 49.77 | 68 | 52.95 | 47.16 | 71.53 | 97.13 | 52.71 | 61.49 | 90 | 107.67
7567 | 40.82 | 45.78 | 38.25 | 40.82 | 45.78 | 38.25 | 53.9 | 48.33 | 80.3 | 53.9 | 55.54 | 80.3 | 41.52 | 48.33 | 38.25 | 41.52 | 48.33 | 38.25 | 40.82 | 45.78 | 38.25 | 40.82 | 45.78 | 38.25 | 41.52 | 48.33 | 38.25 | 55.01 | 48.69 | 38.24 | 56.13 | 77.52 | 81.11 | 53.9 | 65.31 | 82.52 | 51.4 | 53.99 | 50.38 | 51.4 | 53.99 | 50.38 | 75.15 | 54.1 | 50.38 | 75.15 | 54.1 | 50.38 | 56.98 | 54.1 | 50.38 | 56.98 | 54.1 | 50.38 | 51.4 | 53.99 | 50.38 | 51.4 | 53.99 | 50.38 | 56.98 | 54.1 | 50.38 | 78.46 | 53.56 | 47.16 | 80.9 | 101.06 | 52.71 | 75.15 | 102.08 | 110
7568 | 40.94 | 45.91 | 38.38 | 40.94 | 45.91 | 38.38 | 55 | 49.51 | 79.03 | 55 | 50.53 | 79.03 | 52.81 | 49.51 | 38.38 | 52.81 | 49.51 | 38.38 | 40.94 | 45.91 | 38.38 | 40.94 | 45.91 | 38.38 | 41.65 | 49.51 | 38.38 | 55.55 | 50.01 | 38.03 | 56.13 | 51.04 | 79.83 | 55 | 65.31 | 79.03 | 51.53 | 54.12 | 50.51 | 51.53 | 54.12 | 50.51 | 75.15 | 54.23 | 50.51 | 75.15 | 54.23 | 50.51 | 74.6 | 54.23 | 50.51 | 74.6 | 54.23 | 50.51 | 51.53 | 54.12 | 50.51 | 51.53 | 54.12 | 50.51 | 57.11 | 54.23 | 50.51 | 79.28 | 53.69 | 49.11 | 80.9 | 100.83 | 51.02 | 75.15 | 101.85 | 110
7569 | 40.83 | 45.8 | 38.26 | 40.83 | 45.8 | 38.26 | 53.62 | 48.35 | 54.23 | 53.62 | 48.35 | 54.23 | 41.54 | 48.35 | 38.26 | 41.54 | 48.35 | 38.26 | 40.83 | 45.8 | 38.26 | 40.83 | 45.8 | 38.26 | 41.54 | 48.35 | 38.26 | 54.16 | 48.35 | 35.75 | 55.09 | 48.84 | 53.69 | 53.62 | 65.31 | 77.11 | 51.42 | 54.01 | 50.4 | 51.42 | 54.01 | 50.4 | 73.43 | 54.12 | 50.4 | 73.43 | 54.12 | 50.4 | 57 | 54.12 | 50.4 | 57 | 54.12 | 50.4 | 51.42 | 54.01 | 50.4 | 51.42 | 54.01 | 50.4 | 57 | 54.12 | 50.4 | 76.9 | 53.57 | 44.8 | 78.47 | 54.66 | 49.89 | 73.76 | 98.21 | 108.68
7570 | 40.76 | 45.73 | 38.2 | 40.76 | 45.73 | 38.2 | 52.29 | 48.28 | 38.2 | 52.29 | 48.28 | 38.2 | 41.47 | 48.28 | 38.2 | 41.47 | 48.28 | 38.2 | 40.76 | 45.73 | 38.2 | 40.76 | 45.73 | 38.2 | 41.47 | 48.28 | 38.2 | 52.81 | 48.28 | 35.75 | 52.81 | 48.76 | 37.81 | 52.29 | 48.28 | 70.53 | 51.35 | 53.94 | 50.33 | 51.35 | 53.94 | 50.33 | 72.27 | 54.05 | 50.33 | 72.27 | 54.05 | 50.33 | 56.93 | 54.05 | 50.33 | 56.93 | 54.05 | 48.8 | 51.35 | 53.94 | 50.33 | 51.35 | 53.94 | 50.33 | 56.93 | 54.05 | 50.33 | 73.92 | 53.51 | 44.8 | 73 | 54.59 | 45.72 | 73.76 | 90 | 107.67
7571 | 40.7 | 45.67 | 38.13 | 40.7 | 45.67 | 38.13 | 41.41 | 47.16 | 38.13 | 41.41 | 47.16 | 38.13 | 41.41 | 48.21 | 38.13 | 41.41 | 48.21 | 38.13 | 40.7 | 45.67 | 38.13 | 40.7 | 45.67 | 38.13 | 41.41 | 48.21 | 38.13 | 41.83 | 47.73 | 34.42 | 41.83 | 46.78 | 35.12 | 41.41 | 45.67 | 38.13 | 51.29 | 53.88 | 50.27 | 51.29 | 53.88 | 50.27 | 56.87 | 53.88 | 50.27 | 56.87 | 53.88 | 50.27 | 56.87 | 53.98 | 50.27 | 56.87 | 53.98 | 49.61 | 51.29 | 53.88 | 50.27 | 51.29 | 53.88 | 50.27 | 56.87 | 53.98 | 50.27 | 57.44 | 52.95 | 44.8 | 57.44 | 53.34 | 44.8 | 56.87 | 56.61 | 77.75
7572 | 40.62 | 45.59 | 38.05 | 40.62 | 45.59 | 38.05 | 41.33 | 46.23 | 38.05 | 41.33 | 46.23 | 38.05 | 41.33 | 48.13 | 38.05 | 41.33 | 48.13 | 38.05 | 40.62 | 45.59 | 38.05 | 40.62 | 45.59 | 38.05 | 41.33 | 48.13 | 38.05 | 41.74 | 47.65 | 34.42 | 41.74 | 46.7 | 35.12 | 41.33 | 45.59 | 38.05 | 51.21 | 53.8 | 50.18 | 51.21 | 53.8 | 50.18 | 56.79 | 53.8 | 50.18 | 56.79 | 53.8 | 50.18 | 56.79 | 53.9 | 50.18 | 56.79 | 53.9 | 49.61 | 51.21 | 53.8 | 50.18 | 51.21 | 53.8 | 50.18 | 56.79 | 53.9 | 50.18 | 57.36 | 52.19 | 44.8 | 57.36 | 53.26 | 44.8 | 56.79 | 53.8 | 64.79
7573 | 40.59 | 45.56 | 38.03 | 40.59 | 45.56 | 38.03 | 41.3 | 46.21 | 38.03 | 41.3 | 46.21 | 38.03 | 41.3 | 48.11 | 38.03 | 41.3 | 48.11 | 38.03 | 40.59 | 45.56 | 38.03 | 40.59 | 45.56 | 38.03 | 41.3 | 48.11 | 38.03 | 49.11 | 47.63 | 34.42 | 48.13 | 46.67 | 37.65 | 41.3 | 45.56 | 38.03 | 51.18 | 53.77 | 50.16 | 51.18 | 53.77 | 50.16 | 56.76 | 53.77 | 50.16 | 56.76 | 53.77 | 50.16 | 56.76 | 53.88 | 50.16 | 56.76 | 53.88 | 50.16 | 51.18 | 53.77 | 50.16 | 51.18 | 53.77 | 50.16 | 56.76 | 53.88 | 50.16 | 67.47 | 53.34 | 44.8 | 66.12 | 54.32 | 45.72 | 56.76 | 53.77 | 63.5
7574 | 40.58 | 45.55 | 38.02 | 40.58 | 45.55 | 38.02 | 41.29 | 47.05 | 38.02 | 41.29 | 47.05 | 38.02 | 41.29 | 48.1 | 38.02 | 41.29 | 48.1 | 38.02 | 40.58 | 45.55 | 38.02 | 40.58 | 45.55 | 38.02 | 41.29 | 48.1 | 38.02 | 41.71 | 47.62 | 35.77 | 41.71 | 47.52 | 37.64 | 41.29 | 45.55 | 38.02 | 51.17 | 53.76 | 50.15 | 51.17 | 53.76 | 50.15 | 56.75 | 53.76 | 50.15 | 56.75 | 53.76 | 50.15 | 56.75 | 53.87 | 50.15 | 56.75 | 53.87 | 50.15 | 51.17 | 53.76 | 50.15 | 51.17 | 53.76 | 50.15 | 56.75 | 53.87 | 50.15 | 69.41 | 53.33 | 44.8 | 68.02 | 54.31 | 45.72 | 56.75 | 53.76 | 53.17
7575 | 40.65 | 45.62 | 38.08 | 40.65 | 45.62 | 38.08 | 45.72 | 47.2 | 38.63 | 45.72 | 47.2 | 38.63 | 41.36 | 48.16 | 38.63 | 41.36 | 48.16 | 38.63 | 40.65 | 45.62 | 38.08 | 40.65 | 45.62 | 38.08 | 41.36 | 48.16 | 38.63 | 46.18 | 47.68 | 38.24 | 47.12 | 47.68 | 39.02 | 45.72 | 45.62 | 38.63 | 51.24 | 53.83 | 50.22 | 51.24 | 53.83 | 50.22 | 56.82 | 53.93 | 50.22 | 56.82 | 53.93 | 50.22 | 56.82 | 53.93 | 50.22 | 56.82 | 53.93 | 50.22 | 51.24 | 53.83 | 50.22 | 51.24 | 53.83 | 50.22 | 56.82 | 53.93 | 50.22 | 70.75 | 53.39 | 44.8 | 72.2 | 54.48 | 49.71 | 70.83 | 53.93 | 51.3
7576 | 40.91 | 45.88 | 38.34 | 40.91 | 45.88 | 38.34 | 45.72 | 48.42 | 40.78 | 45.72 | 48.42 | 40.78 | 45.72 | 48.42 | 40.78 | 45.72 | 48.42 | 40.78 | 40.91 | 45.88 | 38.34 | 40.91 | 45.88 | 38.34 | 41.62 | 48.42 | 40.78 | 53.98 | 48.91 | 40.38 | 55.08 | 48.91 | 41.2 | 45.72 | 45.88 | 40.78 | 51.5 | 54.09 | 50.47 | 51.5 | 54.09 | 50.47 | 57.08 | 54.19 | 50.47 | 57.08 | 54.19 | 50.47 | 57.08 | 54.19 | 50.47 | 57.08 | 54.19 | 50.47 | 51.5 | 54.09 | 50.47 | 51.5 | 54.09 | 50.47 | 57.08 | 54.19 | 50.47 | 75.35 | 54.74 | 48.78 | 76.89 | 54.74 | 49.97 | 57.08 | 54.19 | 51.3
7577 | 41.26 | 46.22 | 38.69 | 41.26 | 46.22 | 38.69 | 45.72 | 48.77 | 38.69 | 45.72 | 48.77 | 38.69 | 45.72 | 48.77 | 38.69 | 45.72 | 48.77 | 38.69 | 41.26 | 46.22 | 38.69 | 41.26 | 46.22 | 38.69 | 41.96 | 48.77 | 38.69 | 46.18 | 49.26 | 38.3 | 47.12 | 49.26 | 39.08 | 45.72 | 46.22 | 38.69 | 51.85 | 54.43 | 50.82 | 51.85 | 54.43 | 50.82 | 57.43 | 54.43 | 50.82 | 57.43 | 54.43 | 50.82 | 57.43 | 54.54 | 50.82 | 57.43 | 54.54 | 50.82 | 51.85 | 54.43 | 50.82 | 51.85 | 54.43 | 50.82 | 57.43 | 54.54 | 50.82 | 82.65 | 54 | 49.78 | 84.34 | 54.98 | 50.79 | 70.12 | 56.61 | 51.3
7578 | 41.02 | 45.99 | 38.45 | 41.02 | 45.99 | 38.45 | 41.73 | 47.48 | 38.45 | 41.73 | 47.48 | 38.45 | 41.73 | 48.53 | 38.45 | 41.73 | 48.53 | 38.45 | 41.02 | 45.99 | 38.45 | 41.02 | 45.99 | 38.45 | 41.73 | 48.53 | 38.45 | 42.15 | 48.94 | 38.07 | 42.15 | 47.96 | 38.84 | 41.73 | 45.99 | 38.45 | 51.61 | 54.2 | 50.59 | 51.61 | 54.2 | 50.59 | 57.19 | 54.2 | 50.59 | 57.19 | 54.2 | 50.59 | 57.19 | 54.3 | 50.59 | 57.19 | 54.3 | 50.59 | 51.61 | 54.2 | 50.59 | 51.61 | 54.2 | 50.59 | 57.19 | 54.3 | 50.59 | 57.77 | 54.59 | 50.08 | 57.77 | 54.74 | 50.08 | 57.19 | 54.2 | 51.3
7579 | 40.66 | 45.63 | 38.09 | 40.66 | 45.63 | 38.09 | 41.37 | 47.12 | 38.09 | 41.37 | 47.12 | 38.09 | 41.37 | 48.18 | 38.09 | 41.37 | 48.18 | 38.09 | 40.66 | 45.63 | 38.09 | 40.66 | 45.63 | 38.09 | 41.37 | 48.18 | 38.09 | 41.79 | 48.66 | 37.71 | 41.79 | 47.6 | 38.48 | 41.37 | 45.63 | 38.09 | 51.25 | 53.84 | 50.23 | 51.25 | 53.84 | 50.23 | 56.83 | 53.84 | 50.23 | 56.83 | 53.84 | 50.23 | 56.83 | 53.95 | 50.23 | 56.83 | 53.95 | 50.23 | 51.25 | 53.84 | 50.23 | 51.25 | 53.84 | 50.23 | 56.83 | 53.95 | 50.23 | 57.41 | 54.38 | 49.73 | 57.41 | 54.38 | 49.73 | 56.83 | 53.84 | 51.3
7580 | 40.31 | 45.28 | 37.74 | 40.31 | 45.28 | 37.74 | 41.02 | 45.28 | 37.74 | 41.02 | 45.28 | 37.74 | 41.02 | 47.83 | 37.74 | 41.02 | 47.83 | 37.74 | 40.31 | 45.28 | 37.74 | 40.31 | 45.28 | 37.74 | 41.02 | 47.83 | 37.74 | 41.43 | 47.57 | 37.37 | 41.43 | 45.74 | 37.37 | 41.02 | 45.28 | 37.74 | 50.9 | 53.49 | 49.88 | 50.9 | 53.49 | 49.88 | 55.35 | 53.49 | 49.88 | 55.35 | 53.49 | 49.88 | 56.48 | 53.6 | 49.88 | 56.48 | 53.6 | 49.88 | 50.9 | 53.49 | 49.88 | 50.9 | 53.49 | 49.88 | 56.48 | 53.6 | 49.88 | 57.05 | 54.03 | 49.38 | 55.91 | 54.03 | 49.38 | 55.35 | 53.49 | 51.3
7581 | 40.11 | 45.08 | 37.55 | 40.11 | 45.08 | 37.55 | 40.11 | 45.08 | 37.55 | 40.11 | 45.08 | 37.55 | 40.82 | 47.63 | 37.55 | 40.82 | 47.63 | 37.55 | 40.11 | 45.08 | 37.55 | 40.11 | 45.08 | 37.55 | 40.82 | 47.63 | 37.55 | 41.23 | 47.15 | 37.17 | 40.52 | 45.54 | 37.17 | 40.11 | 45.08 | 37.55 | 50.7 | 53.29 | 49.68 | 50.7 | 53.29 | 49.68 | 50.7 | 53.29 | 49.68 | 50.7 | 53.29 | 49.68 | 56.28 | 53.4 | 49.68 | 56.28 | 53.4 | 49.68 | 50.7 | 53.29 | 49.68 | 50.7 | 53.29 | 49.68 | 56.28 | 53.4 | 49.68 | 56.85 | 52.86 | 49.11 | 55.71 | 53.83 | 49.18 | 50.7 | 53.29 | 49.68
7582 | 39.83 | 44.8 | 37.26 | 39.83 | 44.8 | 37.26 | 39.83 | 44.8 | 37.26 | 39.83 | 44.8 | 37.26 | 40.54 | 47.34 | 37.26 | 40.54 | 47.34 | 37.26 | 39.83 | 44.8 | 37.26 | 39.83 | 44.8 | 37.26 | 40.54 | 47.34 | 37.26 | 40.95 | 46.87 | 36.89 | 40.23 | 45.25 | 36.89 | 39.83 | 44.8 | 37.26 | 50.42 | 53.01 | 49.4 | 50.42 | 53.01 | 49.4 | 50.42 | 53.01 | 49.4 | 50.42 | 53.01 | 49.4 | 56 | 53.11 | 49.4 | 56 | 53.11 | 49.4 | 50.42 | 53.01 | 49.4 | 50.42 | 53.01 | 49.4 | 56 | 53.11 | 49.4 | 56.57 | 52.58 | 48.9 | 50.93 | 53.54 | 48.9 | 50.42 | 53.01 | 49.4
7583 | 39.36 | 44.32 | 36.79 | 39.36 | 44.32 | 36.79 | 39.36 | 44.32 | 36.79 | 39.36 | 44.32 | 36.79 | 40.06 | 46.86 | 36.79 | 40.06 | 46.87 | 36.79 | 39.36 | 44.32 | 36.79 | 39.36 | 44.32 | 36.79 | 40.06 | 46.86 | 36.79 | 40.47 | 46.4 | 36.42 | 39.75 | 44.77 | 36.42 | 39.36 | 44.32 | 36.79 | 49.95 | 52.54 | 48.92 | 49.95 | 52.54 | 48.92 | 49.95 | 52.54 | 48.92 | 49.95 | 52.54 | 48.92 | 55.53 | 52.64 | 48.92 | 55.53 | 52.64 | 48.92 | 49.95 | 52.54 | 48.92 | 49.95 | 52.54 | 48.92 | 55.53 | 52.64 | 48.92 | 56.09 | 52.11 | 48.43 | 50.45 | 52.11 | 48.43 | 49.95 | 52.54 | 48.92
7584 | 39.08 | 44.05 | 36.52 | 39.08 | 44.05 | 36.52 | 39.08 | 44.05 | 36.52 | 39.08 | 44.05 | 36.52 | 39.79 | 46.59 | 36.52 | 39.79 | 46.59 | 36.52 | 39.08 | 44.05 | 36.52 | 39.08 | 44.05 | 36.52 | 39.79 | 46.59 | 36.52 | 40.19 | 46.13 | 36.15 | 39.48 | 44.5 | 36.15 | 39.08 | 44.05 | 36.52 | 49.67 | 52.26 | 48.65 | 49.67 | 52.26 | 48.65 | 49.67 | 52.26 | 48.65 | 49.67 | 52.26 | 48.65 | 55.25 | 52.37 | 48.65 | 55.25 | 52.37 | 48.65 | 49.67 | 52.26 | 48.65 | 49.67 | 52.26 | 48.65 | 55.25 | 52.37 | 48.65 | 55.81 | 51.91 | 48.16 | 50.18 | 51.91 | 48.16 | 49.67 | 52.26 | 48.65
7585 | 38.81 | 43.78 | 36.24 | 38.81 | 43.78 | 36.24 | 38.81 | 43.78 | 36.24 | 38.81 | 43.78 | 36.24 | 39.52 | 46.17 | 36.24 | 39.52 | 46.32 | 36.24 | 38.81 | 43.78 | 36.24 | 38.81 | 43.78 | 36.24 | 39.52 | 46.17 | 36.24 | 39.2 | 45.86 | 35.88 | 39.2 | 44.22 | 35.88 | 38.81 | 43.78 | 36.24 | 49.4 | 51.99 | 48.38 | 49.4 | 51.99 | 48.38 | 49.4 | 51.99 | 48.38 | 49.4 | 51.99 | 48.38 | 54.98 | 52.1 | 48.38 | 54.98 | 52.1 | 48.38 | 49.4 | 51.99 | 48.38 | 49.4 | 51.99 | 48.38 | 54.98 | 52.1 | 48.38 | 55.54 | 51.57 | 47.75 | 49.9 | 51.57 | 47.75 | 49.4 | 51.99 | 48.38
7586 | 38.7 | 43.67 | 36.13 | 38.7 | 43.67 | 36.13 | 38.7 | 43.67 | 36.13 | 38.7 | 43.67 | 36.13 | 39.41 | 46.06 | 36.13 | 39.41 | 46.12 | 36.13 | 38.7 | 43.67 | 36.13 | 38.7 | 43.67 | 36.13 | 39.41 | 46.06 | 36.13 | 39.43 | 45.55 | 35.77 | 39.09 | 44.11 | 35.77 | 38.7 | 43.67 | 36.13 | 49.29 | 51.88 | 48.26 | 49.29 | 51.88 | 48.26 | 49.29 | 51.88 | 48.26 | 49.29 | 51.88 | 48.26 | 54.87 | 51.98 | 48.26 | 54.87 | 51.98 | 48.26 | 49.29 | 51.88 | 48.26 | 49.29 | 51.88 | 48.26 | 54.87 | 51.98 | 48.26 | 54.32 | 51.36 | 47.75 | 49.79 | 51.36 | 47.75 | 49.29 | 51.88 | 48.26
7587 | 38.7 | 43.67 | 36.13 | 38.7 | 43.67 | 36.13 | 38.7 | 43.67 | 36.13 | 38.7 | 43.67 | 36.13 | 39.41 | 46.06 | 36.13 | 39.41 | 46.12 | 36.13 | 38.7 | 43.67 | 36.13 | 38.7 | 43.67 | 36.13 | 39.41 | 46.06 | 36.13 | 39.02 | 44.11 | 35.49 | 39.02 | 43.23 | 35.77 | 38.7 | 43.67 | 36.13 | 49.29 | 51.88 | 48.27 | 49.29 | 51.88 | 48.27 | 49.29 | 51.88 | 48.27 | 49.29 | 51.88 | 48.27 | 54.87 | 51.99 | 48.27 | 54.87 | 51.99 | 48.27 | 49.29 | 51.88 | 48.27 | 49.29 | 51.88 | 48.27 | 54.87 | 51.99 | 48.27 | 53.06 | 51.36 | 44.8 | 49.79 | 51.36 | 44.8 | 49.29 | 51.88 | 48.27
7588 | 38.96 | 43.93 | 36.39 | 38.96 | 43.93 | 36.39 | 38.96 | 43.93 | 36.39 | 38.96 | 43.93 | 36.39 | 39.67 | 46.32 | 36.39 | 39.67 | 46.32 | 36.39 | 38.96 | 43.93 | 36.39 | 38.96 | 43.93 | 36.39 | 39.67 | 46.32 | 36.39 | 39.27 | 44.37 | 35.49 | 39.19 | 44.37 | 36.03 | 38.96 | 43.93 | 36.39 | 49.55 | 52.14 | 48.52 | 49.55 | 52.14 | 48.52 | 49.55 | 52.14 | 48.52 | 49.55 | 52.14 | 48.52 | 55.13 | 52.24 | 48.52 | 55.13 | 52.24 | 48.52 | 49.55 | 52.14 | 48.52 | 49.55 | 52.14 | 48.52 | 55.13 | 52.24 | 48.52 | 53.06 | 51.36 | 44.8 | 50.05 | 52.41 | 45.72 | 49.55 | 52.14 | 48.52
7589 | 39.56 | 44.52 | 36.99 | 39.56 | 44.52 | 36.99 | 39.56 | 44.52 | 36.99 | 39.56 | 44.52 | 36.99 | 40.26 | 46.92 | 36.99 | 40.26 | 46.92 | 36.99 | 39.56 | 44.52 | 36.99 | 39.56 | 44.52 | 36.99 | 40.26 | 46.92 | 36.99 | 40.26 | 44.97 | 35.49 | 39.96 | 44.97 | 36.62 | 39.56 | 44.52 | 36.99 | 50.15 | 52.73 | 49.12 | 50.15 | 52.73 | 49.12 | 50.15 | 52.73 | 49.12 | 50.15 | 52.73 | 49.12 | 55.73 | 52.84 | 49.12 | 55.73 | 52.84 | 49.12 | 50.15 | 52.73 | 49.12 | 50.15 | 52.73 | 49.12 | 55.73 | 52.84 | 49.12 | 55.17 | 52.2 | 44.8 | 54.06 | 53.27 | 48.63 | 50.15 | 52.73 | 49.12
7590 | 40.15 | 45.12 | 37.58 | 40.15 | 45.12 | 37.58 | 40.15 | 45.12 | 37.58 | 40.15 | 45.12 | 37.58 | 40.86 | 47.56 | 37.58 | 40.86 | 47.57 | 37.58 | 40.15 | 45.12 | 37.58 | 40.15 | 45.12 | 37.58 | 40.86 | 47.56 | 37.58 | 41.74 | 46.5 | 35.49 | 40.9 | 45.57 | 37.21 | 40.15 | 45.12 | 37.58 | 50.74 | 53.33 | 49.72 | 50.74 | 53.33 | 49.72 | 50.74 | 53.33 | 49.72 | 50.74 | 53.33 | 49.72 | 56.32 | 53.44 | 49.72 | 56.32 | 53.44 | 49.72 | 50.74 | 53.33 | 49.72 | 50.74 | 53.33 | 49.72 | 56.32 | 53.44 | 49.72 | 58.74 | 52.79 | 44.8 | 57.56 | 53.87 | 49.22 | 50.74 | 53.33 | 49.72
7591 | 40.66 | 45.63 | 38.09 | 40.66 | 45.63 | 38.09 | 41.37 | 47.08 | 38.09 | 41.37 | 47.08 | 38.09 | 41.37 | 48.16 | 38.09 | 41.37 | 48.17 | 38.09 | 40.66 | 45.63 | 38.09 | 40.66 | 45.63 | 38.09 | 41.37 | 48.16 | 38.09 | 48.94 | 47.69 | 35.49 | 48.91 | 47.56 | 38.48 | 41.37 | 45.63 | 38.09 | 51.25 | 53.84 | 50.23 | 51.25 | 53.84 | 50.23 | 51.25 | 53.84 | 50.23 | 51.25 | 53.84 | 50.23 | 56.83 | 53.95 | 50.23 | 56.83 | 53.95 | 50.23 | 51.25 | 53.84 | 50.23 | 51.25 | 53.84 | 50.23 | 56.83 | 53.95 | 50.23 | 65.38 | 51.91 | 44.8 | 66.71 | 54.38 | 50.74 | 51.25 | 53.84 | 50.23
7592 | 40.83 | 45.79 | 38.26 | 40.83 | 45.79 | 38.26 | 41.54 | 45.8 | 38.26 | 41.54 | 45.8 | 38.26 | 41.54 | 48.34 | 38.26 | 41.54 | 48.34 | 38.26 | 40.83 | 45.79 | 38.26 | 40.83 | 45.79 | 38.26 | 41.54 | 48.34 | 38.26 | 53.44 | 48.34 | 35.49 | 54.53 | 49.33 | 38.65 | 41.54 | 45.79 | 38.26 | 51.42 | 54.01 | 50.39 | 51.42 | 54.01 | 50.39 | 51.42 | 54.01 | 50.39 | 51.42 | 54.01 | 50.39 | 57 | 54.11 | 50.39 | 57 | 54.11 | 50.39 | 51.42 | 54.01 | 50.39 | 51.42 | 54.01 | 50.39 | 57 | 54.11 | 50.39 | 78.3 | 52.95 | 44.8 | 79.9 | 92.32 | 50.9 | 51.42 | 54.01 | 50.39
7593 | 40.73 | 45.7 | 38.16 | 40.73 | 45.7 | 38.16 | 41.44 | 45.7 | 38.16 | 41.44 | 45.7 | 38.16 | 41.44 | 48.24 | 38.16 | 41.44 | 48.24 | 38.16 | 40.73 | 45.7 | 38.16 | 40.73 | 45.7 | 38.16 | 41.44 | 48.24 | 38.16 | 52.42 | 48.24 | 35.17 | 53.49 | 47.29 | 38.55 | 41.44 | 45.7 | 38.16 | 51.32 | 53.91 | 50.3 | 51.32 | 53.91 | 50.3 | 51.32 | 53.91 | 50.3 | 51.32 | 53.91 | 50.3 | 56.9 | 54.01 | 50.3 | 56.9 | 54.01 | 50.3 | 51.32 | 53.91 | 50.3 | 51.32 | 53.91 | 50.3 | 56.9 | 54.01 | 50.3 | 75.2 | 52.95 | 45.7 | 76.73 | 54.45 | 49.79 | 51.32 | 53.91 | 50.3
7594 | 40.67 | 45.64 | 38.1 | 40.67 | 45.64 | 38.1 | 41.38 | 45.64 | 38.1 | 41.38 | 45.64 | 38.1 | 41.38 | 48.18 | 38.1 | 41.38 | 48.18 | 38.1 | 40.67 | 45.64 | 38.1 | 40.67 | 45.64 | 38.1 | 41.38 | 48.18 | 38.1 | 53.98 | 47.7 | 35.75 | 54.04 | 46.75 | 37.72 | 41.38 | 45.64 | 38.1 | 51.26 | 53.85 | 46.99 | 51.26 | 53.85 | 46.99 | 51.26 | 53.85 | 46.99 | 51.26 | 53.85 | 46.99 | 56.84 | 53.95 | 46.99 | 56.84 | 53.95 | 46.99 | 51.26 | 53.85 | 46.99 | 51.26 | 53.85 | 46.99 | 56.84 | 53.95 | 46.99 | 71.65 | 53.3 | 44.8 | 73.11 | 54.39 | 46.52 | 51.26 | 53.85 | 46.99
7595 | 40.63 | 45.6 | 33.06 | 40.63 | 45.6 | 38.07 | 41.34 | 45.6 | 38.07 | 41.34 | 45.6 | 38.07 | 41.34 | 48.15 | 38.07 | 41.34 | 48.15 | 38.07 | 40.63 | 45.6 | 38.07 | 40.63 | 45.6 | 38.07 | 41.34 | 48.15 | 38.07 | 43.9 | 47.66 | 35.75 | 43.03 | 46.71 | 37.68 | 40.63 | 45.6 | 33.06 | 51.22 | 53.81 | 46.89 | 51.22 | 53.81 | 46.89 | 51.22 | 53.81 | 46.89 | 51.22 | 53.81 | 46.89 | 56.8 | 53.92 | 46.99 | 56.8 | 53.92 | 46.99 | 51.22 | 53.81 | 46.99 | 51.22 | 53.81 | 46.99 | 56.8 | 53.92 | 46.99 | 58.48 | 53.38 | 44.8 | 59.68 | 54.35 | 46.42 | 51.22 | 53.81 | 46.89
7596 | 40.55 | 45.52 | 33.06 | 40.55 | 45.52 | 37.99 | 41.26 | 45.52 | 37.99 | 41.26 | 45.52 | 37.99 | 41.26 | 48.07 | 37.99 | 41.26 | 48.07 | 37.99 | 40.55 | 45.52 | 37.99 | 40.55 | 45.52 | 37.99 | 41.26 | 48.07 | 37.99 | 43.9 | 47.58 | 36.26 | 43.03 | 46.63 | 37.61 | 40.55 | 45.52 | 33.06 | 51.14 | 53.73 | 46.18 | 51.14 | 53.73 | 46.18 | 51.14 | 53.73 | 46.18 | 51.14 | 53.73 | 46.18 | 56.72 | 53.84 | 46.99 | 56.72 | 53.84 | 46.99 | 51.14 | 53.73 | 46.99 | 51.14 | 53.73 | 46.99 | 56.72 | 53.84 | 46.99 | 61.32 | 53.19 | 44.8 | 61.32 | 54.27 | 45.72 | 51.14 | 53.73 | 46.18
7597 | 40.5 | 45.47 | 29 | 40.5 | 45.47 | 37.93 | 41.21 | 45.47 | 37.93 | 41.21 | 45.47 | 37.93 | 41.21 | 48.01 | 37.93 | 41.21 | 48.01 | 37.93 | 40.5 | 45.47 | 37.93 | 40.5 | 45.47 | 37.93 | 41.21 | 48.01 | 37.93 | 49.7 | 47.53 | 37.55 | 48.71 | 45.93 | 37.55 | 40.5 | 45.47 | 29 | 51.09 | 53.68 | 46.89 | 51.09 | 53.68 | 46.89 | 51.09 | 53.68 | 46.89 | 51.09 | 53.68 | 46.89 | 56.67 | 53.78 | 50.07 | 56.67 | 53.78 | 50.07 | 51.09 | 53.68 | 50.07 | 51.09 | 53.68 | 50.07 | 56.67 | 53.78 | 50.07 | 67.47 | 53.25 | 44.8 | 68.85 | 54.22 | 45.72 | 51.09 | 53.68 | 46.89
7598 | 40.49 | 45.45 | 37.92 | 40.49 | 45.45 | 37.92 | 41.19 | 45.45 | 37.92 | 41.19 | 45.45 | 37.92 | 41.19 | 48 | 37.92 | 41.19 | 48 | 37.92 | 40.49 | 45.45 | 37.92 | 40.49 | 45.45 | 37.92 | 41.19 | 48 | 37.92 | 42.46 | 47.52 | 37.54 | 41.61 | 46.57 | 38.3 | 40.49 | 45.45 | 37.92 | 51.07 | 53.66 | 50.05 | 51.07 | 53.66 | 50.05 | 51.07 | 53.66 | 50.05 | 51.07 | 53.66 | 50.05 | 56.65 | 53.77 | 50.05 | 56.65 | 53.77 | 50.05 | 51.07 | 53.66 | 50.05 | 51.07 | 53.66 | 50.05 | 56.65 | 53.77 | 50.05 | 67.47 | 53.23 | 48.56 | 68.85 | 54.21 | 49.55 | 51.07 | 53.66 | 50.05
7599 | 40.59 | 45.56 | 38.03 | 40.59 | 45.56 | 38.03 | 41.3 | 45.56 | 38.03 | 41.3 | 45.56 | 38.03 | 41.3 | 48.11 | 38.03 | 41.3 | 48.11 | 38.03 | 40.59 | 45.56 | 38.03 | 40.59 | 45.56 | 38.03 | 41.3 | 48.11 | 38.03 | 48.26 | 47.63 | 37.65 | 47.46 | 46.67 | 38.41 | 41.3 | 45.56 | 38.03 | 51.18 | 53.77 | 50.16 | 51.18 | 53.77 | 50.16 | 51.18 | 53.77 | 50.16 | 51.18 | 53.77 | 50.16 | 56.76 | 53.88 | 50.16 | 56.76 | 53.88 | 50.16 | 51.18 | 53.77 | 50.16 | 51.18 | 53.77 | 50.16 | 56.76 | 53.88 | 50.16 | 72.94 | 54.32 | 49.31 | 74.43 | 54.32 | 49.66 | 51.18 | 53.77 | 50.16
7600 | 40.93 | 45.9 | 38.36 | 40.93 | 45.9 | 38.36 | 41.64 | 45.9 | 38.36 | 41.64 | 45.9 | 38.36 | 41.64 | 48.44 | 38.36 | 41.64 | 48.44 | 38.36 | 40.93 | 45.9 | 38.36 | 40.93 | 45.9 | 38.36 | 41.64 | 48.44 | 38.36 | 53.48 | 48.93 | 38.24 | 54.58 | 47.95 | 38.75 | 40.93 | 45.9 | 38.36 | 51.52 | 54.11 | 50.49 | 51.52 | 54.11 | 50.49 | 51.52 | 54.11 | 50.49 | 51.52 | 54.11 | 50.49 | 57.1 | 54.21 | 50.49 | 57.1 | 54.21 | 50.49 | 51.52 | 54.11 | 50.49 | 51.52 | 54.11 | 50.49 | 57.1 | 54.21 | 50.49 | 73.69 | 54.76 | 49.99 | 75.19 | 54.65 | 49.99 | 51.52 | 54.11 | 50.49
7601 | 41.48 | 46.45 | 38.91 | 41.48 | 46.45 | 38.91 | 42.19 | 46.45 | 38.91 | 42.19 | 46.45 | 38.91 | 42.19 | 48.99 | 39.85 | 42.19 | 48.99 | 39.85 | 41.48 | 46.45 | 38.91 | 41.48 | 46.45 | 38.91 | 42.19 | 48.99 | 39.85 | 55.35 | 49.49 | 40.11 | 54.24 | 48.5 | 39.3 | 41.48 | 46.45 | 38.91 | 52.07 | 54.66 | 51.04 | 52.07 | 54.66 | 51.04 | 52.07 | 54.66 | 51.04 | 52.07 | 54.66 | 51.04 | 57.65 | 54.76 | 51.04 | 57.65 | 54.76 | 51.04 | 52.07 | 54.66 | 51.04 | 52.07 | 54.66 | 51.04 | 57.65 | 54.76 | 51.04 | 82.45 | 56.34 | 50.53 | 83.31 | 55.21 | 50.53 | 52.07 | 54.66 | 51.04
7602 | 41.12 | 46.08 | 38.55 | 41.12 | 46.08 | 38.55 | 41.82 | 47.58 | 39.22 | 41.82 | 47.58 | 39.22 | 41.82 | 48.64 | 39.97 | 41.82 | 48.64 | 39.97 | 41.12 | 46.08 | 38.55 | 41.12 | 46.08 | 38.55 | 41.82 | 48.64 | 39.97 | 58.24 | 50.04 | 40.38 | 57.07 | 49.04 | 39.62 | 41.12 | 46.08 | 38.55 | 51.7 | 54.29 | 50.68 | 51.7 | 54.29 | 50.68 | 51.7 | 54.29 | 50.68 | 51.7 | 54.29 | 50.68 | 57.28 | 55.12 | 50.68 | 57.28 | 55.12 | 50.68 | 51.7 | 54.29 | 50.68 | 51.7 | 54.29 | 50.68 | 57.28 | 55.12 | 50.68 | 102.88 | 88.33 | 50.53 | 103.95 | 86.56 | 50.17 | 51.7 | 54.29 | 50.68
7603 | 40.72 | 45.69 | 36.17 | 40.72 | 45.69 | 38.16 | 41.43 | 47.19 | 39.97 | 41.43 | 47.19 | 39.97 | 41.43 | 48.24 | 39.97 | 41.43 | 48.24 | 39.97 | 40.72 | 45.69 | 38.16 | 40.72 | 45.69 | 38.16 | 41.43 | 48.24 | 39.97 | 55.55 | 72.79 | 40.38 | 54.44 | 71.33 | 40.38 | 40.72 | 45.69 | 36.17 | 51.31 | 53.9 | 50.29 | 51.31 | 53.9 | 50.29 | 51.31 | 53.9 | 50.29 | 51.31 | 53.9 | 50.29 | 56.89 | 54.72 | 50.29 | 56.89 | 54.72 | 50.29 | 51.31 | 53.9 | 50.29 | 51.31 | 53.9 | 50.29 | 56.89 | 54.72 | 50.29 | 79.18 | 88.33 | 50.29 | 77.59 | 86.56 | 50.8 | 51.31 | 53.9 | 48.78
7604 | 40.37 | 45.34 | 34.91 | 40.37 | 45.34 | 37.8 | 41.08 | 46.83 | 37.86 | 41.08 | 46.83 | 37.86 | 41.08 | 47.89 | 37.86 | 41.08 | 47.89 | 37.86 | 40.37 | 45.34 | 37.8 | 40.37 | 45.34 | 37.8 | 41.08 | 47.89 | 37.86 | 55.09 | 72.79 | 38.24 | 53.99 | 71.33 | 38.24 | 40.37 | 45.34 | 34.91 | 50.96 | 53.55 | 48.35 | 50.96 | 53.55 | 49.94 | 50.96 | 53.55 | 49.94 | 50.96 | 53.55 | 49.94 | 56.54 | 54.37 | 49.94 | 56.54 | 54.37 | 49.94 | 50.96 | 53.55 | 49.94 | 50.96 | 53.55 | 49.94 | 56.54 | 54.37 | 49.94 | 79.9 | 81.2 | 50.44 | 78.3 | 79.58 | 50.44 | 50.96 | 53.55 | 48.35
7605 | 40.17 | 45.13 | 28.21 | 40.17 | 45.14 | 37.6 | 40.88 | 45.14 | 37.6 | 40.88 | 45.14 | 37.6 | 40.88 | 47.69 | 37.6 | 40.88 | 47.69 | 37.6 | 40.17 | 45.14 | 37.6 | 40.17 | 45.14 | 37.6 | 40.88 | 47.69 | 37.6 | 52.29 | 64.44 | 37.98 | 51.24 | 63.15 | 37.98 | 40.17 | 45.13 | 28.21 | 50.76 | 53.35 | 49.73 | 50.76 | 53.35 | 49.73 | 50.76 | 53.35 | 49.73 | 50.76 | 53.35 | 49.73 | 56.34 | 53.45 | 49.73 | 56.34 | 53.45 | 49.73 | 50.76 | 53.35 | 49.73 | 50.76 | 53.35 | 49.73 | 56.34 | 53.45 | 49.73 | 77.52 | 81.2 | 50.24 | 75.97 | 82.45 | 50.24 | 50.76 | 53.35 | 47.38
7606 | 39.86 | 43.94 | 28.21 | 39.86 | 44.83 | 37.29 | 39.86 | 44.83 | 37.29 | 39.86 | 44.83 | 37.29 | 40.57 | 47.38 | 37.29 | 40.57 | 47.38 | 37.29 | 39.86 | 44.83 | 37.29 | 39.86 | 44.83 | 37.29 | 40.57 | 47.38 | 37.29 | 49.89 | 64.44 | 37.67 | 48.89 | 63.15 | 37.67 | 39.86 | 43.94 | 28.21 | 50.45 | 53.04 | 47.87 | 50.45 | 53.04 | 49.43 | 50.45 | 53.04 | 49.43 | 50.45 | 53.04 | 49.43 | 56.03 | 53.15 | 49.43 | 56.03 | 53.15 | 49.43 | 50.45 | 53.04 | 49.43 | 50.45 | 53.04 | 49.43 | 56.03 | 53.15 | 49.43 | 71 | 78.95 | 49.93 | 69.58 | 77.37 | 49.93 | 50.45 | 53.04 | 47.87
7607 | 39.49 | 43.58 | 31.75 | 39.49 | 44.46 | 36.93 | 39.49 | 44.46 | 36.93 | 39.49 | 44.46 | 36.93 | 40.2 | 47.01 | 36.93 | 40.2 | 47.01 | 36.93 | 39.49 | 44.46 | 36.93 | 39.49 | 44.46 | 36.93 | 40.2 | 47.01 | 36.93 | 46.05 | 64.44 | 37.3 | 45.12 | 63.15 | 37.3 | 39.49 | 43.58 | 31.75 | 50.08 | 52.67 | 49.06 | 50.08 | 52.67 | 49.06 | 50.08 | 52.67 | 49.06 | 50.08 | 52.67 | 49.06 | 55.66 | 52.78 | 49.06 | 55.66 | 52.78 | 49.06 | 50.08 | 52.67 | 49.06 | 50.08 | 52.67 | 49.06 | 55.66 | 52.78 | 49.06 | 69.4 | 70.65 | 49.78 | 68.01 | 69.24 | 49.78 | 50.08 | 52.67 | 47.87
7608 | 39.33 | 44.3 | 33.91 | 39.33 | 44.3 | 36.77 | 39.33 | 44.3 | 36.77 | 39.33 | 44.3 | 36.77 | 40.04 | 46.85 | 36.77 | 40.04 | 46.85 | 36.77 | 39.33 | 44.3 | 36.77 | 39.33 | 44.3 | 36.77 | 40.04 | 46.85 | 36.77 | 41.18 | 49.79 | 37.14 | 40.35 | 48.8 | 37.14 | 39.33 | 44.3 | 33.91 | 49.92 | 52.51 | 48.9 | 49.92 | 52.51 | 48.9 | 49.92 | 52.51 | 48.9 | 49.92 | 52.51 | 48.9 | 55.5 | 52.62 | 48.9 | 55.5 | 52.62 | 48.9 | 49.92 | 52.51 | 48.9 | 49.92 | 52.51 | 48.9 | 55.5 | 52.62 | 48.9 | 63.1 | 75.09 | 49.78 | 61.83 | 73.59 | 50.79 | 49.92 | 52.51 | 48.41
7609 | 39.07 | 44.04 | 36.5 | 39.07 | 44.04 | 36.5 | 39.07 | 44.04 | 36.5 | 39.07 | 44.04 | 36.5 | 39.78 | 46.57 | 36.5 | 39.78 | 46.58 | 36.5 | 39.07 | 44.04 | 36.5 | 39.07 | 44.04 | 36.5 | 39.78 | 46.57 | 36.5 | 40.77 | 47.56 | 36.87 | 39.95 | 48.53 | 37.63 | 39.07 | 44.04 | 36.5 | 49.66 | 52.25 | 48.64 | 49.66 | 52.25 | 48.64 | 49.66 | 52.25 | 48.64 | 49.66 | 52.25 | 48.64 | 55.24 | 52.36 | 48.64 | 55.24 | 52.36 | 48.64 | 49.66 | 52.25 | 48.64 | 49.66 | 52.25 | 48.64 | 55.24 | 52.36 | 48.64 | 59.12 | 67.86 | 49.78 | 57.94 | 69.24 | 50.79 | 49.66 | 52.25 | 48.64
7610 | 38.93 | 43.9 | 36.36 | 38.93 | 43.9 | 36.36 | 38.93 | 43.9 | 36.36 | 38.93 | 43.9 | 36.36 | 39.64 | 46.3 | 36.36 | 39.64 | 46.44 | 36.36 | 38.93 | 43.9 | 36.36 | 38.93 | 43.9 | 36.36 | 39.64 | 46.3 | 36.36 | 40.36 | 47.56 | 36.73 | 39.55 | 48.53 | 37.48 | 38.93 | 43.9 | 36.36 | 49.52 | 52.11 | 48.5 | 49.52 | 52.11 | 48.5 | 49.52 | 52.11 | 48.5 | 49.52 | 52.11 | 48.5 | 55.1 | 52.22 | 48.5 | 55.1 | 52.22 | 48.5 | 49.52 | 52.11 | 48.5 | 49.52 | 52.11 | 48.5 | 55.1 | 52.22 | 48.5 | 58.53 | 67.86 | 48.99 | 57.36 | 69.24 | 61.84 | 49.52 | 52.11 | 48.5
7611 | 38.9 | 43.86 | 36.33 | 38.9 | 43.86 | 36.33 | 38.9 | 43.86 | 36.33 | 38.9 | 43.86 | 36.33 | 39.61 | 46.26 | 36.33 | 39.61 | 46.41 | 36.33 | 38.9 | 43.86 | 36.33 | 38.9 | 43.86 | 36.33 | 39.61 | 46.26 | 36.33 | 40.25 | 47.56 | 36.7 | 39.45 | 48.53 | 37.45 | 38.9 | 43.86 | 36.33 | 49.49 | 52.08 | 48.46 | 49.49 | 52.08 | 48.46 | 49.49 | 52.08 | 48.46 | 49.49 | 52.08 | 48.46 | 55.07 | 52.18 | 48.46 | 55.07 | 52.18 | 48.46 | 49.49 | 52.08 | 48.46 | 49.49 | 52.08 | 48.46 | 55.07 | 52.18 | 48.46 | 57.74 | 52.71 | 48.78 | 56.59 | 69.24 | 61.84 | 49.49 | 52.08 | 48.46
7612 | 39.23 | 44.2 | 36.66 | 39.23 | 44.2 | 36.66 | 39.23 | 44.2 | 36.66 | 39.23 | 44.2 | 36.66 | 39.94 | 46.59 | 36.66 | 39.94 | 46.74 | 36.66 | 39.23 | 44.2 | 36.66 | 39.23 | 44.2 | 36.66 | 39.94 | 46.59 | 36.66 | 40.25 | 47.56 | 37.03 | 40.25 | 52.57 | 59.47 | 39.23 | 44.2 | 36.66 | 49.82 | 52.41 | 48.8 | 49.82 | 52.41 | 48.8 | 49.82 | 52.41 | 48.8 | 49.82 | 52.41 | 48.8 | 55.4 | 52.52 | 48.8 | 55.4 | 52.52 | 48.8 | 49.82 | 52.41 | 48.8 | 49.82 | 52.41 | 48.8 | 55.4 | 52.52 | 48.8 | 55.96 | 52.94 | 48.31 | 57.1 | 69.3 | 65.72 | 49.82 | 52.41 | 48.8
7613 | 39.66 | 44.63 | 37.09 | 39.66 | 44.63 | 37.09 | 39.66 | 44.63 | 37.09 | 39.66 | 44.63 | 37.09 | 40.37 | 47.03 | 37.09 | 40.37 | 47.17 | 37.09 | 39.66 | 44.63 | 37.09 | 39.66 | 44.63 | 37.09 | 40.37 | 47.03 | 37.09 | 40.77 | 47.65 | 36.72 | 40.77 | 54.19 | 61.3 | 39.66 | 44.63 | 37.09 | 50.25 | 52.84 | 49.23 | 50.25 | 52.84 | 49.23 | 50.42 | 52.84 | 49.23 | 50.42 | 52.84 | 49.23 | 55.83 | 52.95 | 49.23 | 55.83 | 52.95 | 49.23 | 50.25 | 52.84 | 49.23 | 50.25 | 52.84 | 49.23 | 55.83 | 52.95 | 49.23 | 57.94 | 52.95 | 48.74 | 59.12 | 71.44 | 75.63 | 50.42 | 52.84 | 62.85
7614 | 40.19 | 45.15 | 37.62 | 40.19 | 45.15 | 37.62 | 40.89 | 46.75 | 37.62 | 40.89 | 46.75 | 37.62 | 40.89 | 47.68 | 37.62 | 40.89 | 47.7 | 37.62 | 40.19 | 45.15 | 37.62 | 40.19 | 45.15 | 37.62 | 40.89 | 47.68 | 37.62 | 42.6 | 47.22 | 37.24 | 48.64 | 73.23 | 78.17 | 40.89 | 45.15 | 37.62 | 50.78 | 53.47 | 49.75 | 50.78 | 53.47 | 49.75 | 56.36 | 53.47 | 49.75 | 56.36 | 88.72 | 49.75 | 56.36 | 53.47 | 49.75 | 56.36 | 53.47 | 49.75 | 50.78 | 53.36 | 49.75 | 50.78 | 53.36 | 49.75 | 56.36 | 53.47 | 49.75 | 59.9 | 52.94 | 48.04 | 70.1 | 95.25 | 100.84 | 56.36 | 53.47 | 63.5
7615 | 40.73 | 45.7 | 38.16 | 40.73 | 45.7 | 38.16 | 45.72 | 48.24 | 38.16 | 45.72 | 71.75 | 38.16 | 41.44 | 48.24 | 38.16 | 41.44 | 48.24 | 38.16 | 40.73 | 45.7 | 38.16 | 40.73 | 45.7 | 38.16 | 41.44 | 48.24 | 38.16 | 55.14 | 48.72 | 37.78 | 56.26 | 73.92 | 79.31 | 45.72 | 45.7 | 70.53 | 51.32 | 53.91 | 50.3 | 51.32 | 53.91 | 50.3 | 70.12 | 54.02 | 50.3 | 70.12 | 92.32 | 50.3 | 56.9 | 54.02 | 50.3 | 56.9 | 54.02 | 50.3 | 51.32 | 53.91 | 50.3 | 51.32 | 53.91 | 50.3 | 56.9 | 54.02 | 50.3 | 78.3 | 53.48 | 47.32 | 79.9 | 97.44 | 99.34 | 70.12 | 56.61 | 90
7616 | 40.92 | 45.89 | 38.35 | 40.92 | 45.89 | 38.35 | 41.63 | 47.46 | 38.35 | 41.63 | 71.75 | 38.35 | 41.63 | 48.42 | 38.35 | 41.63 | 48.43 | 38.35 | 40.92 | 45.89 | 38.35 | 40.92 | 45.89 | 38.35 | 41.63 | 48.42 | 38.35 | 56.13 | 47.94 | 37.38 | 56.7 | 73.23 | 78.47 | 41.63 | 45.89 | 70.53 | 51.51 | 54.1 | 50.48 | 51.51 | 54.1 | 50.48 | 70.12 | 54.2 | 50.48 | 70.12 | 92.32 | 50.48 | 57.09 | 54.2 | 50.48 | 57.09 | 54.2 | 50.48 | 51.51 | 54.1 | 50.48 | 51.51 | 54.1 | 50.48 | 57.09 | 54.2 | 50.48 | 77.2 | 52.95 | 45.92 | 79.9 | 96.46 | 87.63 | 70.12 | 90 | 90
7617 | 40.8 | 45.77 | 38.23 | 40.8 | 45.77 | 38.23 | 41.51 | 47.26 | 38.23 | 41.51 | 61.7 | 38.23 | 41.51 | 48.22 | 38.23 | 41.51 | 48.22 | 38.23 | 40.8 | 45.77 | 38.23 | 40.8 | 45.77 | 38.23 | 41.51 | 48.22 | 38.23 | 54.04 | 47.74 | 35.49 | 55.14 | 62.33 | 38.62 | 41.51 | 45.77 | 70.53 | 51.39 | 53.98 | 50.37 | 51.39 | 53.98 | 50.37 | 56.97 | 54.09 | 50.37 | 56.97 | 91.4 | 50.37 | 56.97 | 54.09 | 50.37 | 56.97 | 54.09 | 50.37 | 51.39 | 53.98 | 50.37 | 51.39 | 53.98 | 50.37 | 56.97 | 54.09 | 50.37 | 75.46 | 51.57 | 44.8 | 79.9 | 92.32 | 50.88 | 56.97 | 56.61 | 90
7618 | 40.72 | 45.69 | 38.16 | 40.72 | 45.69 | 38.16 | 41.43 | 45.69 | 38.16 | 41.43 | 45.69 | 38.16 | 41.43 | 48.08 | 38.16 | 41.43 | 48.08 | 38.16 | 40.72 | 45.69 | 38.16 | 40.72 | 45.69 | 38.16 | 41.43 | 48.08 | 38.16 | 53.08 | 44.6 | 34.42 | 54.16 | 46.15 | 38.54 | 41.43 | 45.69 | 38.16 | 51.31 | 53.9 | 50.29 | 51.31 | 53.9 | 50.29 | 56.89 | 53.9 | 50.29 | 56.89 | 53.9 | 50.29 | 56.89 | 54.01 | 50.29 | 56.89 | 54.01 | 50.29 | 51.31 | 53.9 | 50.29 | 51.31 | 53.9 | 50.29 | 56.89 | 54.01 | 50.29 | 63.14 | 47.66 | 42.67 | 64.42 | 54.45 | 49.79 | 56.89 | 56.61 | 63.5
7619 | 40.66 | 45.63 | 38.09 | 40.66 | 45.63 | 38.09 | 41.37 | 45.63 | 38.09 | 41.37 | 45.63 | 38.09 | 41.37 | 48.02 | 38.09 | 41.37 | 48.02 | 36.59 | 40.66 | 45.63 | 38.09 | 40.66 | 45.63 | 38.09 | 41.37 | 48.02 | 38.09 | 41.79 | 36.84 | 32.28 | 42.64 | 46.09 | 35.49 | 41.37 | 45.63 | 38.09 | 51.25 | 53.84 | 50.23 | 51.25 | 53.84 | 50.23 | 56.83 | 53.84 | 50.23 | 56.83 | 53.84 | 50.23 | 56.83 | 53.95 | 50.23 | 56.83 | 53.95 | 46.68 | 51.25 | 53.84 | 50.23 | 51.25 | 53.84 | 50.23 | 56.83 | 53.95 | 50.23 | 56.59 | 43.23 | 42.67 | 57.75 | 54.38 | 47.64 | 56.83 | 53.84 | 62.85
7620 | 40.56 | 45.53 | 37.99 | 40.56 | 45.53 | 37.99 | 41.27 | 45.53 | 37.99 | 41.27 | 45.53 | 37.99 | 41.27 | 47.92 | 37.99 | 41.27 | 47.92 | 36.59 | 40.56 | 45.53 | 37.99 | 40.56 | 45.53 | 37.99 | 41.27 | 47.92 | 37.99 | 41.32 | 12.13 | 28.42 | 42.12 | 45.99 | 35.49 | 41.27 | 45.53 | 37.99 | 51.15 | 53.74 | 50.13 | 51.15 | 53.74 | 50.13 | 56.73 | 53.74 | 50.13 | 56.73 | 53.74 | 50.13 | 56.73 | 53.84 | 50.13 | 56.73 | 53.84 | 46.68 | 51.15 | 53.74 | 50.13 | 51.15 | 53.74 | 50.13 | 56.73 | 53.84 | 50.13 | 56.59 | 39.99 | 40.59 | 57.75 | 54.28 | 47.64 | 56.73 | 53.74 | 62.85
7621 | 40.54 | 45.51 | 37.97 | 40.54 | 45.51 | 37.97 | 40.77 | 45.51 | 37.97 | 40.77 | 45.51 | 37.97 | 41.25 | 47.9 | 37.97 | 41.25 | 47.9 | 36.59 | 40.54 | 45.51 | 37.97 | 40.54 | 45.51 | 37.97 | 41.25 | 47.9 | 37.97 | 40.84 | 12.13 | 28.32 | 41.18 | 45.97 | 35.85 | 40.77 | 45.51 | 37.97 | 51.13 | 53.72 | 50.11 | 51.13 | 53.72 | 50.11 | 56.71 | 53.72 | 50.11 | 56.71 | 53.72 | 50.11 | 56.71 | 53.72 | 50.11 | 56.71 | 53.72 | 46.68 | 51.13 | 53.72 | 50.11 | 51.13 | 53.72 | 50.11 | 56.71 | 53.72 | 50.11 | 56.59 | 39.99 | 40.59 | 57.75 | 54.26 | 47.64 | 56.71 | 53.72 | 62.85
7622 | 40.51 | 45.48 | 37.94 | 40.51 | 45.48 | 37.94 | 40.8 | 45.48 | 37.94 | 40.8 | 45.48 | 37.94 | 41.22 | 46.16 | 37.94 | 41.22 | 46.16 | 36.59 | 40.51 | 45.48 | 37.94 | 40.51 | 45.48 | 37.94 | 41.22 | 46.16 | 37.94 | 40.8 | 12.13 | 28.32 | 41.22 | 45.02 | 35.49 | 40.8 | 45.48 | 37.94 | 51.1 | 53.69 | 50.08 | 51.1 | 53.69 | 50.08 | 56.68 | 53.69 | 50.08 | 56.68 | 53.69 | 50.08 | 56.68 | 53.69 | 50.08 | 56.68 | 53.69 | 49.61 | 51.1 | 53.69 | 50.08 | 51.1 | 53.69 | 50.08 | 56.68 | 53.69 | 50.08 | 56.11 | 39.99 | 40.59 | 57.25 | 52.6 | 47.64 | 56.68 | 53.69 | 63.5
7623 | 40.6 | 45.57 | 38.04 | 40.6 | 45.57 | 38.04 | 41.31 | 45.57 | 38.04 | 41.31 | 45.57 | 38.04 | 41.31 | 46.98 | 38.04 | 41.31 | 46.98 | 36.59 | 40.6 | 45.57 | 38.04 | 40.6 | 45.57 | 38.04 | 41.31 | 46.98 | 38.04 | 41.2 | 35.76 | 34.42 | 41.73 | 45.12 | 35.49 | 41.31 | 45.57 | 70.12 | 51.19 | 53.78 | 50.17 | 51.19 | 53.78 | 50.17 | 56.77 | 53.78 | 50.17 | 56.77 | 53.78 | 50.17 | 56.77 | 53.78 | 50.17 | 56.77 | 53.78 | 49.61 | 51.19 | 53.78 | 50.17 | 51.19 | 53.78 | 50.17 | 56.77 | 53.78 | 50.17 | 57.17 | 45.47 | 43.93 | 57.35 | 52.69 | 47.64 | 70.12 | 74.88 | 63.5
7624 | 40.99 | 45.96 | 38.42 | 40.99 | 45.96 | 38.42 | 41.7 | 45.96 | 38.42 | 41.7 | 45.96 | 38.42 | 41.7 | 48.35 | 38.42 | 41.7 | 48.35 | 36.59 | 40.99 | 45.96 | 38.42 | 40.99 | 45.96 | 38.42 | 41.7 | 48.35 | 38.42 | 42.12 | 42.81 | 34.42 | 42.12 | 46.42 | 35.85 | 41.7 | 45.96 | 70.12 | 51.58 | 54.17 | 50.56 | 51.58 | 54.17 | 50.56 | 57.16 | 54.17 | 50.56 | 57.16 | 54.17 | 50.56 | 57.16 | 54.28 | 50.56 | 57.16 | 54.28 | 49.61 | 51.58 | 54.17 | 50.56 | 51.58 | 54.17 | 50.56 | 57.16 | 54.28 | 50.56 | 61.63 | 47.66 | 44.38 | 62.88 | 54.72 | 47.64 | 70.12 | 74.88 | 63.5
7625 | 41.52 | 46.48 | 38.95 | 41.52 | 46.48 | 38.95 | 42.22 | 46.48 | 38.95 | 42.22 | 46.48 | 38.95 | 42.22 | 48.88 | 38.95 | 42.22 | 48.88 | 38.54 | 41.52 | 46.48 | 38.95 | 41.52 | 46.48 | 38.95 | 42.22 | 48.88 | 38.95 | 52.13 | 46.01 | 34.42 | 53.19 | 46.95 | 37.76 | 42.22 | 46.48 | 70.12 | 52.11 | 54.69 | 49.61 | 52.11 | 54.69 | 49.61 | 57.69 | 54.69 | 49.61 | 57.69 | 54.69 | 49.61 | 57.69 | 54.8 | 49.61 | 57.69 | 54.8 | 49.61 | 52.11 | 54.69 | 49.61 | 52.11 | 54.69 | 51.08 | 57.69 | 54.8 | 49.61 | 74.42 | 50.64 | 44.38 | 75.94 | 55.25 | 47.64 | 70.12 | 74.88 | 66.79
7626 | 41.19 | 46.15 | 38.62 | 41.19 | 46.15 | 38.62 | 41.89 | 46.15 | 38.62 | 41.89 | 46.15 | 38.62 | 41.89 | 48.55 | 38.62 | 41.89 | 48.55 | 36.59 | 41.19 | 46.15 | 38.62 | 41.19 | 46.15 | 38.62 | 41.89 | 48.55 | 38.62 | 52.42 | 46.01 | 34.42 | 51.37 | 46.62 | 35.85 | 41.89 | 46.15 | 60.88 | 51.77 | 54.36 | 49.61 | 51.77 | 54.36 | 49.61 | 51.77 | 54.36 | 49.61 | 51.77 | 54.36 | 49.61 | 57.35 | 54.47 | 49.61 | 57.35 | 54.47 | 49.61 | 51.77 | 54.36 | 49.61 | 51.77 | 54.36 | 50.75 | 57.35 | 54.47 | 49.61 | 74.42 | 50.64 | 44.8 | 75.94 | 54.91 | 47.64 | 51.77 | 74.88 | 63.5
7627 | 40.76 | 45.72 | 38.19 | 40.76 | 45.72 | 38.19 | 41.46 | 45.72 | 38.19 | 41.46 | 45.72 | 38.19 | 41.46 | 48.18 | 38.19 | 41.46 | 48.18 | 36.59 | 40.76 | 45.72 | 38.19 | 40.76 | 45.72 | 38.19 | 41.46 | 48.18 | 38.19 | 52.42 | 46.01 | 34.42 | 51.37 | 46.19 | 35.49 | 41.46 | 45.72 | 38.19 | 51.35 | 53.93 | 49.61 | 51.35 | 53.93 | 49.61 | 51.35 | 53.93 | 49.61 | 51.35 | 53.93 | 49.61 | 56.93 | 53.93 | 49.61 | 56.93 | 53.93 | 49.61 | 51.35 | 53.93 | 49.61 | 51.35 | 53.93 | 50.32 | 56.93 | 53.93 | 49.61 | 74.65 | 50.64 | 44.8 | 73.16 | 53.4 | 47.64 | 51.35 | 53.93 | 51.14
7628 | 40.42 | 45.38 | 37.85 | 40.42 | 45.38 | 37.85 | 40.42 | 45.38 | 37.85 | 40.42 | 45.38 | 37.85 | 41.12 | 47.75 | 37.85 | 41.12 | 47.75 | 36.59 | 40.42 | 45.38 | 37.85 | 40.42 | 45.38 | 37.85 | 41.12 | 47.75 | 37.85 | 41.66 | 44.93 | 34.42 | 40.82 | 45.84 | 35.14 | 40.42 | 45.38 | 37.85 | 51.01 | 53.59 | 48.48 | 51.01 | 53.59 | 48.48 | 51.01 | 53.59 | 48.48 | 51.01 | 53.59 | 48.48 | 56.59 | 53.59 | 48.48 | 56.59 | 53.59 | 48.48 | 51.01 | 53.59 | 48.48 | 51.01 | 53.59 | 49.98 | 56.59 | 53.59 | 48.48 | 68.18 | 47.66 | 44.8 | 66.82 | 52.08 | 45.72 | 51.01 | 53.59 | 49.98
7629 | 40.23 | 45.19 | 35.12 | 40.23 | 45.19 | 35.12 | 40.23 | 45.19 | 35.12 | 40.23 | 45.19 | 35.12 | 40.94 | 45.2 | 36.59 | 40.94 | 45.2 | 36.59 | 40.23 | 45.2 | 37.66 | 40.23 | 45.2 | 37.66 | 40.94 | 45.2 | 36.59 | 41.47 | 43.84 | 34.42 | 40.64 | 44.74 | 34.77 | 40.23 | 45.19 | 35.12 | 50.82 | 50.95 | 46.68 | 50.82 | 50.95 | 46.68 | 50.82 | 50.95 | 46.68 | 50.82 | 50.95 | 46.68 | 56.4 | 52.4 | 47.16 | 56.4 | 52.4 | 47.16 | 50.82 | 53.41 | 49.8 | 50.82 | 53.41 | 49.8 | 56.4 | 52.4 | 47.16 | 61.49 | 47.66 | 44.8 | 60.26 | 50.44 | 45.72 | 50.82 | 50.95 | 46.68
7630 | 39.98 | 42.22 | 34.43 | 39.98 | 42.22 | 34.43 | 39.98 | 42.22 | 34.43 | 39.98 | 42.22 | 34.43 | 40.69 | 43.09 | 36.59 | 40.69 | 43.09 | 36.59 | 39.98 | 44.94 | 37.41 | 39.98 | 44.94 | 37.41 | 40.69 | 43.09 | 36.59 | 41.1 | 41.38 | 34.42 | 40.38 | 41.8 | 34.78 | 39.98 | 42.22 | 34.43 | 50.57 | 49 | 46.17 | 50.57 | 49 | 46.17 | 50.57 | 49 | 46.17 | 50.57 | 49 | 46.17 | 56.15 | 52.08 | 47.16 | 56.15 | 52.08 | 47.16 | 50.57 | 53.16 | 49.54 | 50.57 | 53.16 | 49.54 | 56.15 | 52.08 | 47.16 | 56.15 | 47.66 | 44.79 | 55.02 | 48.63 | 45.7 | 50.57 | 49 | 46.17
7631 | 39.23 | 41.5 | 34.09 | 39.23 | 41.5 | 34.09 | 39.23 | 41.5 | 34.09 | 39.23 | 41.5 | 34.09 | 40.29 | 42.9 | 36.23 | 40.29 | 42.9 | 36.23 | 39.58 | 44.54 | 37.01 | 39.58 | 44.54 | 37.01 | 40.29 | 42.9 | 36.23 | 39.88 | 41.2 | 33.74 | 39.62 | 41.61 | 34.43 | 39.23 | 41.5 | 34.09 | 50.17 | 49 | 46.17 | 50.17 | 49 | 46.17 | 50.17 | 49 | 46.17 | 50.17 | 49 | 46.17 | 55.75 | 52.08 | 47.16 | 55.75 | 52.08 | 47.16 | 50.17 | 52.76 | 49.14 | 50.17 | 52.76 | 49.14 | 55.75 | 52.08 | 47.16 | 55.19 | 47.66 | 44.38 | 54.09 | 49.49 | 45.7 | 50.17 | 49 | 46.17
7632 | 38.39 | 33.33 | 34.09 | 38.39 | 33.33 | 34.09 | 38.39 | 33.33 | 34.09 | 38.39 | 33.33 | 34.09 | 40.23 | 35.06 | 35.65 | 40.23 | 35.06 | 35.65 | 39.53 | 35.06 | 35.65 | 39.53 | 44.49 | 35.86 | 40.23 | 35.06 | 35.65 | 39.19 | 33.67 | 33.74 | 38.78 | 33.67 | 34.43 | 38.39 | 33.33 | 34.09 | 47.64 | 48.67 | 46.17 | 47.64 | 48.67 | 46.17 | 47.64 | 48.67 | 46.17 | 47.64 | 48.67 | 46.17 | 55.69 | 52.08 | 47.16 | 55.69 | 52.08 | 47.16 | 50.12 | 52.08 | 47.16 | 50.12 | 52.08 | 47.16 | 55.69 | 52.08 | 47.16 | 54.43 | 47.66 | 44.38 | 53.34 | 49.16 | 45.7 | 47.64 | 48.67 | 46.17
7633 | 37.27 | 26.12 | 34.09 | 37.27 | 26.12 | 34.09 | 37.27 | 26.12 | 34.09 | 37.27 | 26.12 | 34.09 | 39.77 | 34.59 | 35.65 | 39.77 | 34.59 | 35.65 | 39.34 | 44.31 | 35.86 | 39.34 | 44.31 | 35.86 | 39.77 | 34.59 | 35.65 | 38.04 | 25.86 | 33.74 | 37.65 | 26.39 | 34.42 | 37.27 | 26.12 | 34.09 | 46.09 | 48.43 | 46.17 | 46.09 | 48.43 | 46.17 | 46.09 | 48.43 | 46.17 | 46.09 | 48.43 | 46.17 | 54.6 | 52.08 | 47.16 | 54.6 | 52.08 | 47.16 | 49.93 | 52.52 | 48.91 | 49.93 | 52.52 | 48.91 | 54.6 | 52.08 | 47.16 | 52.43 | 46.23 | 44.38 | 51.38 | 47.95 | 45.7 | 46.09 | 48.43 | 46.17
7634 | 34.57 | 26.12 | 34.09 | 34.57 | 26.12 | 34.09 | 34.57 | 26.12 | 34.09 | 34.57 | 26.12 | 34.09 | 39.23 | 34.59 | 35.65 | 39.23 | 34.59 | 35.65 | 39.23 | 44.19 | 36.66 | 39.23 | 44.19 | 36.66 | 39.23 | 34.59 | 35.65 | 35.29 | 25.86 | 33.74 | 34.92 | 26.39 | 34.42 | 34.57 | 26.12 | 34.09 | 46.09 | 48.43 | 46.17 | 46.09 | 48.43 | 46.17 | 46.09 | 48.43 | 46.17 | 46.09 | 48.43 | 46.17 | 50.99 | 52.08 | 46.68 | 50.99 | 52.08 | 46.68 | 49.82 | 52.41 | 48.79 | 49.82 | 52.41 | 48.79 | 50.99 | 52.08 | 46.68 | 48.97 | 45.92 | 43.92 | 47.99 | 47.95 | 44.82 | 46.09 | 48.43 | 46.17
7635 | 32.35 | 26.12 | 33.18 | 32.35 | 26.12 | 33.18 | 32.35 | 26.12 | 33.18 | 32.35 | 26.12 | 33.18 | 39.21 | 34.59 | 34.91 | 39.21 | 34.59 | 34.91 | 39.21 | 44.18 | 36.64 | 39.21 | 44.18 | 36.64 | 39.21 | 34.59 | 34.91 | 32.68 | 25.86 | 32.84 | 32.68 | 26.39 | 33.51 | 32.35 | 26.12 | 33.18 | 44.86 | 48.43 | 46.17 | 44.86 | 48.43 | 46.17 | 44.86 | 48.43 | 46.17 | 44.86 | 48.43 | 46.17 | 49.8 | 52.08 | 46.68 | 49.8 | 52.08 | 46.68 | 49.8 | 52.39 | 48.78 | 49.8 | 52.39 | 48.78 | 49.8 | 52.08 | 46.68 | 46.24 | 45.92 | 43.6 | 45.32 | 47.95 | 44.8 | 44.86 | 48.43 | 46.17
7636 | 34.02 | 29 | 31.41 | 34.02 | 29 | 31.41 | 34.02 | 29 | 31.41 | 34.02 | 29 | 31.41 | 39.46 | 34.59 | 31.42 | 39.46 | 34.59 | 31.42 | 39.46 | 44.43 | 36.89 | 39.46 | 44.43 | 36.89 | 39.46 | 34.59 | 31.42 | 34.03 | 25.86 | 30.17 | 34.36 | 28.71 | 31.1 | 34.02 | 29 | 31.41 | 46.7 | 48.43 | 46.17 | 46.7 | 48.43 | 46.17 | 46.7 | 48.43 | 46.17 | 46.7 | 48.43 | 46.17 | 50.05 | 52.08 | 46.68 | 50.05 | 52.08 | 46.68 | 50.05 | 52.64 | 49.03 | 50.05 | 52.64 | 49.03 | 50.05 | 52.08 | 46.68 | 47.67 | 45.01 | 40.59 | 47.18 | 47.95 | 44.8 | 46.7 | 48.43 | 46.17
7637 | 39.84 | 34.35 | 35.12 | 39.84 | 34.35 | 35.12 | 39.84 | 34.35 | 35.12 | 39.84 | 34.35 | 35.12 | 40.54 | 35.06 | 35.5 | 40.54 | 35.06 | 35.5 | 39.84 | 44.8 | 37.27 | 39.84 | 44.8 | 37.27 | 40.54 | 35.06 | 35.5 | 39.19 | 33.32 | 34.07 | 39.98 | 34.01 | 34.77 | 39.84 | 34.35 | 35.12 | 50.43 | 49 | 46.17 | 50.43 | 49 | 46.17 | 50.43 | 49 | 46.17 | 50.43 | 49 | 46.17 | 56.01 | 52.08 | 46.68 | 56.01 | 52.08 | 46.68 | 50.43 | 53.01 | 49.4 | 50.43 | 53.01 | 49.4 | 56.01 | 52.08 | 46.68 | 52.71 | 46.88 | 42.67 | 53.78 | 48.51 | 44.8 | 50.43 | 49 | 46.17
7638 | 40.34 | 45.31 | 36.59 | 40.34 | 45.31 | 36.59 | 40.34 | 45.31 | 36.59 | 40.34 | 45.31 | 36.59 | 41.05 | 45.35 | 36.59 | 41.05 | 45.35 | 36.59 | 40.34 | 45.31 | 37.77 | 40.34 | 45.31 | 37.77 | 41.05 | 45.35 | 36.59 | 42.6 | 44.85 | 35.14 | 43.47 | 45.76 | 35.85 | 40.34 | 45.31 | 36.59 | 50.93 | 53.52 | 46.68 | 50.93 | 53.52 | 46.68 | 50.93 | 53.52 | 46.68 | 50.93 | 53.52 | 46.68 | 56.51 | 53.62 | 46.68 | 56.51 | 53.62 | 46.68 | 50.93 | 53.52 | 49.9 | 50.93 | 53.52 | 49.9 | 56.51 | 53.62 | 46.68 | 57.08 | 47.66 | 44.8 | 58.24 | 54.06 | 46.21 | 50.93 | 53.52 | 46.68
7639 | 40.88 | 45.85 | 38.31 | 40.88 | 45.85 | 38.31 | 40.88 | 45.85 | 38.31 | 40.88 | 45.85 | 38.31 | 41.59 | 46.75 | 38.31 | 41.59 | 46.75 | 37.34 | 40.88 | 45.85 | 38.31 | 40.88 | 45.85 | 38.31 | 41.59 | 46.75 | 38.31 | 52.37 | 44.89 | 35.49 | 53.44 | 45.8 | 36.58 | 40.88 | 45.85 | 38.31 | 51.47 | 54.06 | 50.44 | 51.47 | 54.06 | 50.44 | 51.47 | 54.06 | 50.44 | 51.47 | 54.06 | 50.44 | 57.05 | 54.16 | 50.44 | 57.05 | 54.16 | 49.61 | 51.47 | 54.06 | 50.44 | 51.47 | 54.06 | 50.44 | 57.05 | 54.16 | 50.44 | 71.82 | 49.37 | 44.8 | 73.29 | 54.6 | 48.12 | 51.47 | 54.06 | 50.44
7640 | 41.03 | 46 | 38.46 | 41.03 | 46 | 38.46 | 41.03 | 46 | 38.46 | 41.03 | 46 | 38.46 | 41.74 | 46.75 | 38.46 | 41.74 | 46.75 | 37.34 | 41.03 | 46 | 38.46 | 41.03 | 46 | 38.46 | 41.74 | 46.75 | 38.46 | 54.04 | 44.89 | 35.49 | 55.14 | 45.8 | 36.58 | 41.03 | 46 | 38.46 | 51.62 | 54.21 | 50.6 | 51.62 | 54.21 | 50.6 | 51.62 | 54.21 | 50.6 | 51.62 | 54.21 | 50.6 | 57.2 | 54.31 | 50.6 | 57.2 | 54.31 | 49.61 | 51.62 | 54.21 | 50.6 | 51.62 | 54.21 | 50.6 | 57.2 | 54.31 | 50.6 | 75.46 | 49.37 | 44.8 | 76.22 | 54.75 | 48.61 | 51.62 | 54.21 | 50.6
7641 | 40.9 | 45.87 | 38.34 | 40.9 | 45.87 | 38.34 | 40.9 | 45.87 | 38.34 | 40.9 | 45.87 | 38.34 | 41.61 | 46.75 | 38.34 | 41.61 | 46.75 | 36.59 | 40.9 | 45.87 | 38.34 | 40.9 | 45.87 | 38.34 | 41.61 | 46.75 | 38.34 | 53.44 | 44.5 | 35.14 | 54.47 | 45.41 | 35.86 | 40.9 | 45.87 | 38.34 | 51.49 | 54.08 | 50.47 | 51.49 | 54.08 | 50.47 | 51.49 | 54.08 | 50.47 | 51.49 | 54.08 | 50.47 | 57.07 | 54.19 | 50.47 | 57.07 | 54.19 | 49.61 | 51.49 | 54.08 | 50.47 | 51.49 | 54.08 | 50.47 | 57.07 | 54.19 | 50.47 | 73.55 | 49.13 | 44.8 | 73.55 | 54.63 | 48.12 | 51.49 | 54.08 | 50.47
7642 | 40.83 | 45.8 | 38.26 | 40.83 | 45.8 | 38.26 | 40.83 | 45.8 | 38.26 | 40.83 | 45.8 | 38.26 | 41.54 | 45.8 | 38.26 | 41.54 | 45.8 | 36.59 | 40.83 | 45.8 | 38.26 | 40.83 | 45.8 | 38.26 | 41.54 | 45.8 | 38.26 | 52.85 | 43.98 | 34.58 | 51.79 | 44.88 | 35.29 | 40.83 | 45.8 | 38.26 | 51.42 | 54.01 | 49.61 | 51.42 | 54.01 | 49.61 | 51.42 | 54.01 | 49.61 | 51.42 | 54.01 | 49.61 | 57 | 54.01 | 49.61 | 57 | 54.01 | 49.61 | 51.42 | 54.01 | 50.34 | 51.42 | 54.01 | 50.34 | 57 | 54.01 | 49.61 | 73.55 | 49.13 | 44.8 | 73.55 | 52.92 | 47.64 | 51.42 | 54.01 | 49.61
7643 | 40.73 | 45.7 | 38.16 | 40.73 | 45.7 | 38.16 | 40.73 | 45.7 | 38.16 | 40.73 | 45.7 | 38.16 | 41.44 | 45.7 | 38.16 | 41.44 | 45.7 | 27.57 | 40.73 | 45.7 | 38.16 | 40.73 | 45.7 | 38.16 | 41.44 | 45.7 | 38.16 | 41.86 | 41.38 | 26.36 | 41.14 | 42.22 | 26.9 | 40.73 | 45.7 | 38.16 | 51.32 | 52.08 | 49.61 | 51.32 | 52.08 | 49.61 | 51.32 | 52.08 | 49.61 | 51.32 | 52.08 | 49.61 | 56.9 | 53.91 | 49.61 | 56.9 | 53.91 | 49.61 | 51.32 | 53.91 | 50.3 | 51.32 | 53.91 | 50.3 | 56.9 | 53.91 | 49.61 | 57.47 | 39.99 | 44.8 | 58.65 | 51.03 | 45.72 | 51.32 | 52.08 | 49.61
7644 | 40.64 | 45.61 | 38.07 | 40.64 | 45.61 | 38.07 | 40.64 | 45.61 | 38.07 | 40.64 | 45.61 | 38.07 | 41.35 | 45.61 | 38.07 | 41.35 | 45.61 | 27.57 | 40.64 | 45.61 | 38.07 | 40.64 | 45.61 | 38.07 | 41.35 | 45.61 | 38.07 | 41.35 | 38.16 | 26.36 | 41.05 | 38.94 | 26.9 | 40.64 | 45.61 | 38.07 | 51.23 | 52.08 | 49.61 | 51.23 | 52.08 | 49.61 | 51.23 | 52.08 | 49.61 | 51.23 | 52.08 | 49.61 | 56.81 | 53.82 | 49.61 | 56.81 | 53.82 | 49.61 | 51.23 | 53.82 | 50.2 | 51.23 | 53.82 | 50.2 | 56.81 | 53.82 | 49.61 | 56.81 | 39.99 | 44.8 | 55.67 | 50.52 | 45.72 | 51.23 | 52.08 | 49.61
7645 | 40.61 | 45.58 | 38.04 | 40.61 | 45.58 | 38.04 | 41.32 | 45.58 | 38.04 | 41.32 | 45.58 | 38.04 | 41.32 | 45.58 | 38.04 | 41.32 | 45.58 | 30.17 | 40.61 | 45.58 | 38.04 | 40.61 | 45.58 | 38.04 | 41.32 | 45.58 | 38.04 | 41.74 | 41.38 | 26.62 | 41.74 | 42.22 | 27.16 | 40.61 | 45.58 | 38.04 | 51.2 | 52.08 | 50.18 | 51.2 | 52.08 | 50.18 | 51.2 | 52.08 | 50.18 | 51.2 | 52.08 | 50.18 | 56.78 | 53.79 | 50.18 | 56.78 | 53.79 | 49.61 | 51.2 | 53.79 | 50.18 | 51.2 | 53.79 | 50.18 | 56.78 | 53.79 | 50.18 | 57.35 | 39.99 | 44.8 | 58.52 | 51.03 | 45.72 | 51.2 | 52.08 | 50.18
7646 | 40.64 | 45.61 | 38.07 | 40.64 | 45.61 | 38.07 | 41.35 | 45.61 | 38.07 | 41.35 | 45.61 | 38.07 | 41.35 | 45.61 | 38.07 | 41.35 | 45.61 | 35.49 | 40.64 | 45.61 | 38.07 | 40.64 | 45.61 | 38.07 | 41.35 | 45.61 | 38.07 | 41.77 | 38.16 | 26.62 | 42.2 | 38.94 | 34.42 | 40.64 | 45.61 | 38.07 | 51.23 | 53.82 | 50.21 | 51.23 | 53.82 | 50.21 | 51.23 | 53.82 | 50.21 | 51.23 | 53.82 | 50.21 | 56.81 | 53.82 | 50.21 | 56.81 | 53.82 | 49.61 | 51.23 | 53.82 | 50.21 | 51.23 | 53.82 | 50.21 | 56.81 | 53.82 | 50.21 | 57.38 | 39.99 | 44.8 | 57.98 | 51.03 | 45.72 | 51.23 | 53.82 | 50.21
7647 | 40.83 | 45.8 | 38.27 | 40.83 | 45.8 | 38.27 | 41.54 | 45.8 | 38.27 | 41.54 | 45.8 | 38.27 | 41.54 | 45.8 | 38.27 | 41.54 | 45.8 | 36.23 | 40.83 | 45.8 | 38.27 | 40.83 | 45.8 | 38.27 | 41.54 | 45.8 | 38.27 | 44.06 | 43.93 | 34.78 | 44.96 | 45.34 | 35.49 | 40.83 | 45.8 | 38.27 | 51.42 | 54.01 | 50.4 | 51.42 | 54.01 | 50.4 | 51.42 | 54.01 | 50.4 | 51.42 | 54.01 | 50.4 | 57 | 54.01 | 50.4 | 57 | 54.01 | 49.61 | 51.42 | 54.01 | 50.4 | 51.42 | 54.01 | 50.4 | 57 | 54.01 | 50.4 | 67.27 | 47.89 | 45.28 | 68.64 | 53.47 | 47.64 | 51.42 | 54.01 | 50.4
7648 | 41.3 | 46.27 | 38.73 | 41.3 | 46.27 | 38.73 | 42.01 | 46.27 | 38.73 | 42.01 | 46.27 | 38.73 | 42.01 | 48.72 | 38.73 | 42.01 | 48.72 | 38.73 | 41.3 | 46.27 | 38.73 | 41.3 | 46.27 | 38.73 | 42.01 | 48.72 | 38.73 | 47.34 | 45.8 | 35.49 | 48.31 | 45.8 | 36.22 | 41.3 | 46.27 | 38.73 | 51.89 | 54.48 | 49.61 | 51.89 | 54.48 | 49.61 | 51.89 | 54.48 | 49.61 | 51.89 | 54.48 | 49.61 | 57.47 | 54.58 | 50.86 | 57.47 | 54.58 | 50.86 | 51.89 | 54.48 | 50.86 | 51.89 | 54.48 | 50.86 | 57.47 | 54.58 | 50.86 | 67.27 | 52.42 | 47.16 | 68.64 | 53.93 | 48.12 | 51.89 | 54.48 | 49.61
7649 | 42.28 | 47.24 | 39.71 | 42.28 | 47.24 | 39.71 | 42.98 | 47.24 | 39.71 | 42.98 | 47.24 | 39.71 | 42.98 | 49.78 | 39.71 | 42.98 | 49.78 | 39.71 | 42.28 | 47.24 | 39.71 | 42.28 | 47.24 | 39.71 | 42.98 | 49.78 | 39.71 | 53.44 | 45.8 | 35.49 | 53.44 | 46.77 | 36.22 | 42.28 | 47.24 | 39.71 | 52.87 | 55.45 | 49.61 | 52.87 | 55.45 | 49.61 | 52.87 | 55.45 | 49.61 | 52.87 | 55.45 | 49.61 | 58.45 | 55.56 | 51.84 | 58.45 | 55.56 | 51.84 | 52.87 | 55.45 | 51.84 | 52.87 | 55.45 | 51.84 | 58.45 | 55.56 | 51.84 | 73.55 | 53.35 | 47.64 | 73.55 | 54.9 | 48.61 | 52.87 | 55.45 | 49.61
7650 | 41.54 | 46.51 | 38.97 | 41.54 | 46.51 | 38.97 | 42.25 | 46.51 | 38.97 | 42.25 | 46.51 | 38.97 | 42.25 | 49.04 | 38.97 | 42.25 | 49.04 | 38.97 | 41.54 | 46.51 | 38.97 | 41.54 | 46.51 | 38.97 | 42.25 | 49.04 | 38.97 | 52.85 | 45.57 | 35.49 | 51.79 | 46.04 | 36.22 | 41.54 | 46.51 | 38.97 | 52.13 | 54.72 | 47.93 | 52.13 | 54.72 | 47.93 | 52.13 | 54.72 | 47.93 | 52.13 | 54.72 | 47.93 | 57.71 | 54.82 | 51.11 | 57.71 | 54.82 | 51.11 | 52.13 | 54.72 | 51.11 | 52.13 | 54.72 | 51.11 | 57.71 | 54.82 | 51.11 | 75.04 | 52.95 | 46.5 | 73.55 | 54.17 | 47.45 | 52.13 | 54.72 | 47.93
7651 | 40.85 | 45.82 | 36.23 | 40.85 | 45.82 | 36.23 | 41.56 | 45.82 | 36.23 | 41.56 | 45.82 | 36.23 | 41.56 | 48.36 | 38.29 | 41.56 | 48.36 | 38.29 | 40.85 | 45.82 | 38.29 | 40.85 | 45.82 | 38.29 | 41.56 | 48.36 | 38.29 | 48.99 | 42.89 | 35.15 | 48.01 | 43.77 | 35.86 | 40.85 | 45.82 | 36.23 | 51.44 | 53.82 | 47.24 | 51.44 | 53.82 | 47.24 | 51.44 | 53.82 | 47.24 | 51.44 | 53.82 | 47.24 | 57.02 | 54.14 | 50.42 | 57.02 | 54.14 | 50.42 | 51.44 | 54.03 | 50.42 | 51.44 | 54.03 | 50.42 | 57.02 | 54.14 | 50.42 | 71.82 | 51.35 | 46.34 | 71.82 | 52.39 | 46.77 | 51.44 | 53.82 | 47.24
7652 | 40.5 | 45.46 | 37.93 | 40.5 | 45.46 | 37.93 | 40.5 | 45.46 | 37.93 | 40.5 | 45.46 | 37.93 | 41.21 | 48 | 37.93 | 41.21 | 48 | 37.93 | 40.5 | 45.47 | 37.93 | 40.5 | 45.46 | 37.93 | 41.21 | 48 | 37.93 | 40.79 | 12.59 | 0 | 40.91 | 12.84 | 34.42 | 40.5 | 45.46 | 37.93 | 51.09 | 53.68 | 46.89 | 51.09 | 53.68 | 46.89 | 51.09 | 53.68 | 46.89 | 51.09 | 53.68 | 46.89 | 56.67 | 53.78 | 50.06 | 56.67 | 53.78 | 50.06 | 51.09 | 53.68 | 50.06 | 51.09 | 53.68 | 50.06 | 56.67 | 53.78 | 50.06 | 58.41 | 50.01 | 44.8 | 57.24 | 51.03 | 46.42 | 51.09 | 53.68 | 46.89
7653 | 40.27 | 30.41 | 28.21 | 40.27 | 30.41 | 28.21 | 40.27 | 30.41 | 28.21 | 40.27 | 30.41 | 28.21 | 40.97 | 47.72 | 37.7 | 40.97 | 47.72 | 37.7 | 40.27 | 45.24 | 37.7 | 40.27 | 45.23 | 37.7 | 40.97 | 47.72 | 37.7 | 38.1 | 12.33 | 0 | 38.88 | 12.58 | 0 | 40.27 | 30.41 | 28.21 | 50.85 | 51.19 | 46.66 | 50.85 | 51.19 | 46.66 | 50.85 | 51.19 | 46.66 | 50.85 | 51.19 | 46.66 | 56.43 | 53.55 | 49.83 | 56.43 | 53.55 | 49.83 | 50.85 | 53.44 | 49.83 | 50.85 | 53.44 | 49.83 | 56.43 | 53.55 | 49.83 | 51.92 | 49.13 | 43.9 | 51.37 | 50.68 | 44.8 | 50.85 | 51.19 | 46.66
7654 | 40.03 | 26.12 | 20.6 | 40.03 | 26.12 | 20.6 | 40.03 | 26.12 | 20.6 | 40.03 | 26.12 | 20.6 | 40.74 | 47.45 | 37.46 | 40.74 | 47.45 | 37.46 | 40.03 | 45 | 37.46 | 40.03 | 45 | 37.46 | 40.74 | 47.45 | 37.46 | 38.1 | 12.33 | 0 | 38.88 | 12.58 | 0 | 40.03 | 26.12 | 20.6 | 50.62 | 48.63 | 46.42 | 50.62 | 48.63 | 46.42 | 50.62 | 48.63 | 46.42 | 50.62 | 48.63 | 46.42 | 56.2 | 53.32 | 49.6 | 56.2 | 53.32 | 49.6 | 50.62 | 53.21 | 49.6 | 50.62 | 53.21 | 49.6 | 56.2 | 53.32 | 49.6 | 51.92 | 46.7 | 42.67 | 51.13 | 47.66 | 44.8 | 50.62 | 48.63 | 46.17
7655 | 38.47 | 12.84 | 10.33 | 38.47 | 12.84 | 10.33 | 38.47 | 12.84 | 10.33 | 38.47 | 12.84 | 10.33 | 40.4 | 45.22 | 37.12 | 40.4 | 45.22 | 37.12 | 39.69 | 44.66 | 37.12 | 39.69 | 44.66 | 37.12 | 40.4 | 45.22 | 37.12 | 37.34 | 12.33 | 0 | 38.09 | 12.58 | 0 | 38.47 | 12.84 | 10.33 | 49.37 | 47.35 | 46.17 | 49.37 | 47.35 | 46.17 | 49.37 | 47.35 | 46.17 | 49.37 | 47.35 | 46.17 | 55.86 | 52.87 | 49.26 | 55.86 | 52.87 | 49.26 | 50.28 | 52.87 | 49.26 | 50.28 | 52.87 | 49.26 | 55.86 | 52.87 | 49.26 | 50.89 | 45.47 | 42.67 | 49.87 | 46.4 | 44.8 | 49.37 | 47.35 | 46.17
7656 | 17.92 | 10.33 | 0 | 17.92 | 10.33 | 0 | 17.92 | 10.33 | 0 | 17.92 | 10.33 | 0 | 40.24 | 41 | 36.97 | 40.24 | 41 | 36.97 | 39.54 | 44.5 | 36.97 | 39.54 | 44.5 | 36.97 | 40.24 | 41 | 36.97 | 12.33 | 9.92 | 0 | 12.58 | 10.12 | 0 | 17.92 | 10.33 | 0 | 43.45 | 43.7 | 46.17 | 43.45 | 43.7 | 46.17 | 43.45 | 43.7 | 46.17 | 43.45 | 43.7 | 46.17 | 50.13 | 47.89 | 49.1 | 50.13 | 47.89 | 49.1 | 50.13 | 52.71 | 49.1 | 50.13 | 52.71 | 49.1 | 50.13 | 47.89 | 49.1 | 44.35 | 43.27 | 42.67 | 43.89 | 44.15 | 44.8 | 43.45 | 43.7 | 46.17
7657 | 12.71 | 10.33 | 0 | 12.71 | 10.33 | 0 | 12.71 | 10.33 | 0 | 12.71 | 10.33 | 0 | 40.08 | 41 | 36.8 | 40.08 | 41 | 36.8 | 39.37 | 44.34 | 36.8 | 39.37 | 44.34 | 36.8 | 40.08 | 41 | 36.8 | 12.58 | 9.92 | 0 | 12.58 | 10.12 | 0 | 12.71 | 10.33 | 0 | 35.03 | 40.61 | 44.78 | 35.03 | 40.61 | 44.78 | 35.03 | 40.61 | 44.78 | 35.03 | 40.61 | 44.78 | 49.96 | 47.89 | 48.94 | 49.96 | 47.89 | 48.94 | 49.96 | 52.55 | 48.94 | 49.96 | 52.55 | 48.94 | 49.96 | 47.89 | 48.94 | 35.76 | 40.21 | 42.67 | 35.39 | 41.02 | 44.8 | 35.03 | 40.61 | 44.78
7658 | 12.71 | 10.33 | 0 | 12.71 | 10.33 | 0 | 12.71 | 10.33 | 0 | 12.71 | 10.33 | 0 | 39.23 | 41 | 36.66 | 39.23 | 41 | 36.66 | 39.23 | 44.2 | 36.66 | 39.23 | 44.2 | 36.66 | 39.23 | 41 | 36.66 | 12.58 | 9.92 | 0 | 12.58 | 10.12 | 0 | 12.71 | 10.33 | 0 | 35.03 | 40.61 | 44.04 | 35.03 | 40.61 | 44.04 | 35.03 | 40.61 | 44.04 | 35.03 | 40.61 | 44.04 | 49.82 | 47.89 | 48.8 | 49.82 | 47.89 | 48.8 | 49.82 | 52.41 | 48.8 | 49.82 | 52.41 | 48.8 | 49.82 | 47.89 | 48.8 | 35.76 | 41.02 | 43.6 | 35.39 | 41.02 | 44.49 | 35.03 | 40.61 | 44.04
7659 | 12.84 | 10.33 | 0 | 12.84 | 10.33 | 0 | 12.84 | 10.33 | 0 | 12.84 | 10.33 | 0 | 39.23 | 41 | 36.66 | 39.23 | 41 | 36.66 | 39.23 | 44.19 | 36.66 | 39.23 | 44.19 | 36.66 | 39.23 | 41 | 36.66 | 12.58 | 9.92 | 0 | 12.71 | 10.12 | 0 | 12.84 | 10.33 | 0 | 35.03 | 40.61 | 43.1 | 35.03 | 40.61 | 43.1 | 35.03 | 40.61 | 43.1 | 35.03 | 40.61 | 43.1 | 49.82 | 47.89 | 48.79 | 49.82 | 47.89 | 48.49 | 49.82 | 52.41 | 48.79 | 49.82 | 52.41 | 48.79 | 49.82 | 47.89 | 48.79 | 35.76 | 40.21 | 42.67 | 35.39 | 41.02 | 43.53 | 35.03 | 40.61 | 43.1
7660 | 17.92 | 10.33 | 0 | 17.92 | 10.33 | 0 | 17.92 | 10.33 | 0 | 17.92 | 10.33 | 0 | 39.37 | 41 | 36.8 | 39.37 | 41 | 36.8 | 39.37 | 44.33 | 36.8 | 39.37 | 44.34 | 36.8 | 39.37 | 41 | 36.8 | 12.58 | 9.92 | 0 | 12.84 | 10.12 | 0 | 17.92 | 10.33 | 0 | 35.4 | 41.04 | 44.78 | 35.4 | 41.04 | 44.78 | 35.4 | 41.04 | 44.78 | 35.4 | 41.04 | 44.78 | 49.96 | 47.89 | 48.49 | 49.96 | 47.89 | 48.49 | 49.96 | 52.55 | 48.94 | 49.96 | 52.55 | 48.94 | 49.96 | 47.89 | 48.94 | 35.76 | 40.63 | 42.67 | 35.76 | 41.45 | 44.8 | 35.4 | 41.04 | 44.78
7661 | 37.33 | 12.84 | 17.55 | 37.33 | 12.84 | 17.55 | 37.33 | 12.84 | 17.55 | 37.33 | 12.84 | 17.55 | 40.45 | 41 | 37.17 | 40.45 | 41 | 37.17 | 39.74 | 44.7 | 37.17 | 39.74 | 44.71 | 37.17 | 40.45 | 41 | 37.17 | 36.22 | 12.58 | 0 | 36.96 | 12.71 | 0 | 37.33 | 12.84 | 17.55 | 44.27 | 47.35 | 46.13 | 44.27 | 47.35 | 46.13 | 44.27 | 47.35 | 46.13 | 44.27 | 47.35 | 46.13 | 55.91 | 48.82 | 49.31 | 55.91 | 48.82 | 49.11 | 50.33 | 52.92 | 49.31 | 50.33 | 52.92 | 49.31 | 55.91 | 48.82 | 49.31 | 44.72 | 45.93 | 44.8 | 44.72 | 46.88 | 45.67 | 44.27 | 47.35 | 46.13
7662 | 40.26 | 40.22 | 28.21 | 40.26 | 40.22 | 28.21 | 40.26 | 40.22 | 28.21 | 40.26 | 40.22 | 28.21 | 40.97 | 45.23 | 37.69 | 40.97 | 45.23 | 37.69 | 40.26 | 45.22 | 37.69 | 40.26 | 45.22 | 37.69 | 40.97 | 45.23 | 37.69 | 39.99 | 12.58 | 0 | 39.99 | 12.84 | 27.93 | 40.26 | 40.22 | 28.21 | 50.85 | 50.12 | 46.17 | 50.85 | 50.12 | 46.17 | 50.85 | 50.12 | 46.17 | 50.85 | 50.12 | 46.17 | 56.43 | 53.44 | 49.82 | 56.43 | 53.44 | 49.61 | 50.85 | 53.44 | 49.82 | 50.85 | 53.44 | 49.82 | 56.43 | 53.44 | 49.82 | 53.4 | 48.63 | 45.35 | 52.33 | 49.62 | 45.7 | 50.85 | 50.12 | 46.17
7663 | 40.93 | 45.9 | 35.19 | 40.93 | 45.9 | 35.19 | 40.93 | 45.9 | 35.19 | 40.93 | 45.9 | 35.19 | 41.64 | 48.44 | 38.37 | 41.64 | 48.44 | 38.37 | 40.93 | 45.9 | 38.37 | 40.93 | 45.9 | 38.37 | 41.64 | 48.44 | 38.37 | 47.34 | 17.18 | 33.73 | 46.39 | 42.8 | 34.42 | 40.93 | 45.9 | 35.19 | 51.52 | 52.59 | 47.32 | 51.52 | 52.59 | 47.32 | 51.52 | 52.59 | 47.32 | 51.52 | 52.59 | 47.32 | 57.1 | 54.22 | 50.5 | 57.1 | 54.22 | 50.5 | 51.52 | 54.11 | 50.5 | 51.52 | 54.11 | 50.5 | 57.1 | 54.22 | 50.5 | 66.85 | 51.03 | 46.85 | 66.85 | 52.07 | 46.85 | 51.52 | 52.59 | 47.32
7664 | 41.1 | 46.07 | 35.36 | 41.1 | 46.07 | 35.36 | 41.1 | 46.07 | 35.36 | 41.1 | 46.07 | 35.36 | 41.81 | 48.6 | 38.53 | 41.81 | 48.6 | 38.53 | 41.1 | 46.07 | 38.53 | 41.1 | 46.07 | 38.53 | 41.81 | 48.6 | 38.53 | 50.47 | 42.81 | 34.42 | 50.47 | 45.6 | 35 | 41.1 | 46.07 | 35.36 | 51.69 | 52.08 | 47.49 | 51.69 | 52.08 | 47.49 | 51.69 | 52.08 | 47.49 | 51.69 | 52.08 | 47.49 | 57.27 | 54.38 | 50.67 | 57.27 | 54.38 | 50.67 | 51.69 | 54.28 | 50.67 | 51.69 | 54.28 | 50.67 | 57.27 | 54.38 | 50.67 | 71.12 | 51.03 | 47.64 | 70.16 | 51.56 | 47.64 | 51.69 | 52.08 | 47.49
7665 | 41 | 45.96 | 38.43 | 41 | 45.96 | 38.43 | 41 | 45.96 | 38.43 | 41 | 45.96 | 38.43 | 41.7 | 48.5 | 38.43 | 41.7 | 48.5 | 38.43 | 41 | 45.96 | 38.43 | 41 | 45.96 | 38.43 | 41.7 | 48.5 | 38.43 | 50.47 | 42.81 | 34.42 | 50.47 | 45.5 | 35.12 | 41 | 45.96 | 38.43 | 51.58 | 52.52 | 47.59 | 51.58 | 52.52 | 47.59 | 51.58 | 52.52 | 47.59 | 51.58 | 52.52 | 47.59 | 57.16 | 54.28 | 50.56 | 57.16 | 54.28 | 50.56 | 51.58 | 54.17 | 50.56 | 51.58 | 54.17 | 50.56 | 57.16 | 54.28 | 50.56 | 71.12 | 51.03 | 47.64 | 70.16 | 52 | 47.64 | 51.58 | 52.52 | 47.59
7666 | 40.86 | 45.83 | 38.29 | 40.86 | 45.83 | 38.29 | 41.57 | 45.83 | 38.29 | 41.57 | 45.83 | 38.29 | 41.57 | 48.36 | 38.29 | 41.57 | 48.36 | 38.29 | 40.86 | 45.83 | 38.29 | 40.86 | 45.83 | 38.29 | 41.57 | 48.36 | 38.29 | 47.94 | 42.8 | 34.42 | 46.98 | 43.68 | 34.42 | 40.86 | 45.83 | 38.29 | 51.45 | 51.14 | 47.25 | 51.45 | 51.14 | 47.25 | 51.45 | 51.14 | 47.25 | 51.45 | 51.14 | 47.25 | 57.03 | 54.15 | 50.43 | 57.03 | 54.15 | 50.43 | 51.45 | 54.04 | 50.43 | 51.45 | 54.04 | 50.43 | 57.03 | 54.15 | 50.43 | 67.15 | 49.62 | 47.16 | 67.15 | 50.63 | 47.16 | 51.45 | 51.14 | 46.17
7667 | 40.72 | 42.75 | 33.06 | 40.72 | 42.75 | 33.06 | 40.72 | 42.75 | 33.06 | 40.72 | 42.75 | 33.06 | 41.43 | 48.22 | 38.15 | 41.43 | 48.22 | 38.15 | 40.72 | 45.69 | 38.15 | 40.72 | 45.69 | 38.15 | 41.43 | 48.22 | 38.15 | 41.01 | 12.58 | 0 | 41.01 | 12.84 | 0 | 40.72 | 42.75 | 33.06 | 51.31 | 50.17 | 47.11 | 51.31 | 50.17 | 47.11 | 51.31 | 50.17 | 47.11 | 51.31 | 50.17 | 47.11 | 56.89 | 54 | 50.29 | 56.89 | 54 | 50.29 | 51.31 | 53.9 | 50.29 | 51.31 | 53.9 | 50.29 | 56.89 | 54 | 50.29 | 53.43 | 46.7 | 45.75 | 52.36 | 47.66 | 45.75 | 51.31 | 50.17 | 46.17
7668 | 40.52 | 29.36 | 28.21 | 40.52 | 29.36 | 28.21 | 40.52 | 29.36 | 28.21 | 40.52 | 29.36 | 28.21 | 41.23 | 47.94 | 37.95 | 41.23 | 47.94 | 37.95 | 40.52 | 45.49 | 37.95 | 40.52 | 45.49 | 37.95 | 41.23 | 47.94 | 37.95 | 39.7 | 12.58 | 0 | 40.12 | 12.58 | 0 | 40.52 | 29.36 | 28.21 | 51.11 | 48.43 | 46.17 | 51.11 | 48.43 | 46.17 | 51.11 | 48.43 | 46.17 | 51.11 | 48.43 | 46.17 | 56.69 | 53.7 | 50.09 | 56.69 | 53.7 | 50.09 | 51.11 | 53.7 | 50.09 | 51.11 | 53.7 | 50.09 | 56.69 | 53.7 | 50.09 | 52.97 | 42.29 | 44.8 | 51.91 | 47.66 | 44.8 | 51.11 | 48.43 | 46.17
7669 | 40.39 | 28.78 | 28.21 | 40.39 | 28.78 | 28.21 | 40.39 | 28.78 | 28.21 | 40.39 | 28.78 | 28.21 | 41.1 | 47.75 | 37.82 | 41.1 | 47.75 | 37.82 | 40.39 | 45.35 | 37.82 | 40.39 | 45.35 | 37.82 | 41.1 | 47.75 | 37.82 | 38.49 | 12.58 | 0 | 39.98 | 12.58 | 0 | 40.39 | 28.78 | 28.21 | 50.98 | 48.43 | 46.17 | 50.98 | 48.43 | 46.17 | 50.98 | 48.43 | 46.17 | 50.98 | 48.43 | 46.17 | 56.56 | 53.57 | 49.95 | 56.56 | 53.57 | 49.95 | 50.98 | 53.57 | 49.95 | 50.98 | 53.57 | 49.95 | 56.56 | 53.57 | 49.95 | 52.97 | 42.29 | 44.8 | 51.91 | 47.66 | 44.8 | 50.98 | 48.43 | 46.17
7670 | 40.29 | 26.12 | 21.16 | 40.29 | 26.12 | 21.16 | 40.29 | 26.12 | 21.16 | 40.29 | 26.12 | 21.16 | 41 | 47.71 | 37.72 | 41 | 47.71 | 37.72 | 40.29 | 45.26 | 37.72 | 40.29 | 45.26 | 37.72 | 41 | 47.71 | 37.72 | 39.13 | 12.58 | 0 | 39.89 | 12.58 | 0 | 40.29 | 26.12 | 21.16 | 50.88 | 43.59 | 46.21 | 50.88 | 43.59 | 46.21 | 50.88 | 43.59 | 46.21 | 50.88 | 43.59 | 46.21 | 56.46 | 53.47 | 49.85 | 56.46 | 53.47 | 49.85 | 50.88 | 53.47 | 49.85 | 50.88 | 53.47 | 49.85 | 56.46 | 53.47 | 49.85 | 52.97 | 42.29 | 44.8 | 51.91 | 43.15 | 44.8 | 50.88 | 43.59 | 46.17
7671 | 40.28 | 32.31 | 27.65 | 40.28 | 32.31 | 27.65 | 40.28 | 32.31 | 27.65 | 40.28 | 32.31 | 27.65 | 40.99 | 47.71 | 37.71 | 40.99 | 47.71 | 37.71 | 40.28 | 45.25 | 37.71 | 40.28 | 45.25 | 37.71 | 40.99 | 47.71 | 37.71 | 40.69 | 12.58 | 0 | 40.69 | 12.84 | 0 | 40.28 | 32.31 | 27.65 | 50.87 | 50.17 | 46.67 | 50.87 | 50.17 | 46.67 | 50.87 | 50.17 | 46.67 | 50.87 | 50.17 | 46.67 | 56.45 | 53.46 | 49.84 | 56.45 | 53.46 | 49.84 | 50.87 | 53.46 | 49.84 | 50.87 | 53.46 | 49.84 | 56.45 | 53.46 | 49.84 | 57.02 | 48.85 | 44.8 | 55.88 | 49.84 | 45.72 | 50.87 | 50.17 | 46.17
7672 | 40.48 | 43.09 | 33.06 | 40.48 | 43.09 | 36.01 | 40.48 | 43.09 | 36.01 | 40.48 | 43.09 | 36.01 | 41.19 | 47.98 | 37.91 | 41.19 | 47.98 | 37.91 | 40.48 | 45.45 | 37.91 | 40.48 | 45.45 | 37.91 | 41.19 | 47.98 | 37.91 | 41.61 | 41.81 | 34.42 | 40.89 | 42.66 | 35.12 | 40.48 | 43.09 | 33.06 | 51.07 | 50.64 | 46.68 | 51.07 | 50.64 | 46.68 | 51.07 | 50.64 | 46.68 | 51.07 | 50.64 | 46.68 | 56.65 | 53.77 | 50.05 | 56.65 | 53.77 | 50.05 | 51.07 | 53.66 | 50.05 | 51.07 | 53.66 | 50.05 | 56.65 | 53.77 | 50.05 | 67.34 | 49.13 | 44.8 | 68.72 | 50.13 | 46.21 | 51.07 | 50.64 | 46.17
7673 | 40.81 | 43.62 | 33.06 | 40.81 | 43.62 | 36.23 | 40.81 | 43.62 | 36.23 | 40.81 | 43.62 | 36.23 | 41.52 | 48.31 | 38.24 | 41.52 | 48.31 | 38.24 | 40.81 | 45.78 | 38.24 | 40.81 | 45.78 | 38.24 | 41.52 | 48.31 | 38.24 | 41.94 | 42.32 | 34.43 | 41.22 | 43.19 | 35.14 | 40.81 | 43.62 | 33.06 | 51.4 | 50.17 | 46.68 | 51.4 | 50.17 | 46.68 | 51.4 | 50.17 | 46.68 | 51.4 | 50.17 | 46.68 | 56.98 | 54.1 | 50.38 | 56.98 | 54.1 | 50.38 | 51.4 | 53.99 | 50.38 | 51.4 | 53.99 | 50.38 | 56.98 | 54.1 | 50.38 | 75.2 | 49.34 | 44.8 | 73.69 | 50.53 | 46.21 | 51.4 | 50.17 | 46.17
7674 | 40.64 | 42.75 | 21.16 | 40.64 | 42.75 | 35.14 | 40.64 | 42.75 | 35.14 | 40.64 | 42.75 | 35.14 | 41.35 | 48.15 | 38.08 | 41.35 | 48.15 | 38.08 | 40.64 | 45.61 | 38.08 | 40.64 | 45.61 | 38.08 | 41.35 | 48.15 | 38.08 | 41.77 | 42.32 | 34.42 | 41.05 | 42.32 | 34.79 | 40.64 | 42.75 | 21.16 | 51.23 | 49.51 | 46.17 | 51.23 | 49.51 | 46.17 | 51.23 | 49.51 | 46.17 | 51.23 | 49.51 | 46.17 | 56.81 | 53.93 | 50.21 | 56.81 | 53.93 | 50.21 | 51.23 | 53.82 | 50.21 | 51.23 | 53.82 | 50.21 | 56.81 | 53.93 | 50.21 | 69.43 | 49.01 | 44.8 | 68.04 | 50.01 | 45.7 | 51.23 | 49.51 | 46.17
7675 | 40.27 | 32.32 | 10.33 | 40.27 | 41.89 | 34.77 | 40.27 | 41.89 | 34.77 | 40.27 | 41.89 | 34.77 | 40.98 | 47.77 | 37.7 | 40.98 | 47.77 | 37.7 | 40.27 | 45.24 | 37.7 | 40.27 | 45.24 | 37.7 | 40.98 | 47.77 | 37.7 | 41.39 | 42.32 | 34.42 | 40.68 | 42.32 | 34.42 | 40.27 | 32.32 | 10.33 | 50.86 | 48.43 | 45.25 | 50.86 | 48.43 | 45.25 | 50.86 | 48.43 | 45.25 | 50.86 | 48.43 | 45.25 | 56.44 | 53.55 | 49.84 | 56.44 | 53.55 | 49.84 | 50.86 | 53.45 | 49.84 | 50.86 | 53.45 | 49.84 | 56.44 | 53.55 | 49.84 | 57.01 | 47.94 | 44.8 | 55.87 | 48.92 | 44.8 | 50.86 | 48.43 | 45.25
7676 | 40 | 40.63 | 10.33 | 40 | 40.63 | 34.07 | 40 | 40.63 | 34.07 | 40 | 40.63 | 34.07 | 40.71 | 47.5 | 37.43 | 40.71 | 47.5 | 37.43 | 40 | 44.97 | 37.43 | 40 | 44.97 | 37.43 | 40.71 | 47.5 | 37.43 | 41.12 | 41.47 | 34.42 | 40.4 | 41.04 | 34.42 | 40 | 40.63 | 10.33 | 50.59 | 48.43 | 45.25 | 50.59 | 48.43 | 45.25 | 50.59 | 48.43 | 45.25 | 50.59 | 48.43 | 45.25 | 56.17 | 53.28 | 49.56 | 56.17 | 53.28 | 49.56 | 50.59 | 53.18 | 49.56 | 50.59 | 53.18 | 49.56 | 56.17 | 53.28 | 49.56 | 56.73 | 47.66 | 43.9 | 51.1 | 47.95 | 44.8 | 50.59 | 48.43 | 45.25
7677 | 39.82 | 40.37 | 10.54 | 39.82 | 40.37 | 34.07 | 39.82 | 40.37 | 34.07 | 39.82 | 40.37 | 34.07 | 40.53 | 47.25 | 37.25 | 40.53 | 47.25 | 37.25 | 39.82 | 44.79 | 37.25 | 39.82 | 44.79 | 37.25 | 40.53 | 47.25 | 37.25 | 40.22 | 41.2 | 34.42 | 40.22 | 40.77 | 34.42 | 39.82 | 26.12 | 10.54 | 50.41 | 48.14 | 45.25 | 50.41 | 48.14 | 45.25 | 50.41 | 48.14 | 45.25 | 50.41 | 48.14 | 45.25 | 55.99 | 53.11 | 49.39 | 55.99 | 53.11 | 49.39 | 50.41 | 53 | 49.39 | 50.41 | 53 | 49.39 | 55.99 | 53.11 | 49.39 | 56.56 | 47.66 | 43.9 | 55.42 | 48.62 | 44.8 | 50.41 | 43.16 | 41.5
7678 | 39.62 | 38.77 | 10.33 | 39.62 | 38.77 | 31.04 | 39.62 | 38.77 | 31.04 | 39.62 | 38.77 | 31.04 | 40.33 | 47.04 | 37.06 | 40.33 | 47.04 | 37.06 | 39.62 | 44.59 | 37.06 | 39.62 | 44.59 | 37.06 | 40.33 | 47.04 | 37.06 | 40.02 | 39.96 | 31.35 | 40.02 | 39.16 | 31.35 | 39.62 | 26.12 | 10.33 | 42.58 | 47.18 | 44.35 | 42.58 | 47.18 | 44.35 | 42.58 | 47.18 | 44.35 | 42.58 | 47.18 | 44.35 | 55.79 | 52.91 | 49.19 | 55.79 | 52.91 | 49.19 | 50.21 | 52.8 | 49.19 | 50.21 | 52.8 | 49.19 | 55.79 | 52.91 | 49.19 | 55.79 | 47.66 | 43.9 | 43.01 | 47.66 | 44.8 | 42.58 | 32.95 | 10.33
7679 | 37.2 | 10.35 | 28.97 | 37.2 | 10.35 | 28.97 | 37.2 | 10.35 | 28.97 | 37.2 | 10.35 | 28.97 | 40.02 | 46.73 | 36.74 | 40.02 | 46.73 | 36.74 | 39.31 | 44.28 | 36.74 | 39.31 | 44.28 | 36.74 | 40.02 | 46.73 | 36.74 | 37.96 | 31.41 | 29.27 | 37.57 | 10.46 | 29.27 | 36.46 | 10.34 | 10.33 | 36.14 | 45.76 | 43.16 | 36.14 | 45.76 | 43.16 | 36.14 | 45.76 | 43.16 | 36.14 | 45.76 | 43.16 | 55.48 | 52.59 | 48.88 | 55.48 | 52.59 | 48.88 | 49.9 | 52.49 | 48.88 | 49.9 | 52.49 | 48.88 | 55.48 | 52.59 | 48.88 | 53.28 | 46.23 | 43.6 | 36.51 | 46.23 | 43.6 | 36.14 | 10.33 | 0
7680 | 36.59 | 10.37 | 28.97 | 36.59 | 10.37 | 28.97 | 36.59 | 10.37 | 28.97 | 36.59 | 10.37 | 28.97 | 40.02 | 46.68 | 36.75 | 40.02 | 46.68 | 36.75 | 39.32 | 44.28 | 36.75 | 39.32 | 44.28 | 36.75 | 40.02 | 46.68 | 36.75 | 37.34 | 31.41 | 29.27 | 36.96 | 10.47 | 29.27 | 18.29 | 10.33 | 10.33 | 35.42 | 45.76 | 43.16 | 35.42 | 45.76 | 43.16 | 35.42 | 45.76 | 43.16 | 35.42 | 45.76 | 43.16 | 55.49 | 52.49 | 48.88 | 55.49 | 52.49 | 48.88 | 49.91 | 52.49 | 48.88 | 49.91 | 52.49 | 48.88 | 55.49 | 52.49 | 48.88 | 51.92 | 46.23 | 43.6 | 35.78 | 46.23 | 43.6 | 35.42 | 10.33 | 0
7681 | 36.59 | 11.21 | 31.04 | 36.59 | 11.21 | 31.04 | 36.59 | 11.21 | 31.04 | 36.59 | 11.21 | 31.04 | 39.79 | 46.44 | 36.52 | 39.79 | 46.44 | 36.52 | 39.08 | 44.05 | 36.52 | 39.08 | 44.05 | 36.52 | 39.79 | 46.44 | 36.52 | 37.34 | 31.41 | 31.35 | 36.96 | 11.32 | 31.35 | 18.29 | 10.33 | 10.33 | 35.42 | 45.76 | 43.16 | 35.42 | 45.76 | 43.16 | 35.42 | 45.76 | 43.16 | 35.42 | 45.76 | 43.16 | 55.25 | 52.26 | 48.65 | 55.25 | 52.26 | 48.65 | 49.67 | 52.26 | 48.65 | 49.67 | 52.26 | 48.65 | 55.25 | 52.26 | 48.65 | 51.92 | 46.23 | 43.6 | 35.78 | 46.23 | 43.6 | 35.42 | 10.33 | 0
7682 | 36.59 | 11.23 | 33.89 | 36.59 | 11.23 | 33.89 | 36.59 | 11.23 | 33.89 | 36.59 | 11.23 | 33.89 | 39.6 | 46.25 | 36.32 | 39.6 | 46.25 | 36.32 | 38.89 | 43.86 | 36.32 | 38.89 | 43.86 | 36.32 | 39.6 | 46.25 | 36.32 | 37.34 | 31.41 | 34.23 | 36.96 | 11.34 | 34.23 | 18.29 | 10.35 | 10.33 | 36.14 | 47.18 | 43.16 | 36.14 | 47.18 | 43.16 | 36.14 | 47.18 | 43.16 | 36.14 | 47.18 | 43.16 | 55.06 | 52.08 | 48.45 | 55.06 | 52.08 | 48.45 | 49.48 | 52.07 | 48.45 | 49.48 | 52.07 | 48.45 | 55.06 | 52.08 | 48.45 | 51.92 | 47.66 | 43.6 | 36.51 | 47.66 | 43.6 | 36.14 | 10.33 | 0
7683 | 36.59 | 10.35 | 0 | 36.59 | 10.35 | 0 | 36.59 | 10.35 | 0 | 36.59 | 10.35 | 0 | 39.37 | 44.08 | 36.1 | 39.37 | 44.08 | 36.1 | 38.66 | 43.63 | 36.1 | 38.66 | 43.63 | 36.1 | 39.37 | 44.08 | 36.1 | 37.34 | 31.41 | 33.55 | 36.96 | 10.45 | 0 | 18.29 | 10.33 | 0 | 35.42 | 44.85 | 10.33 | 35.42 | 44.85 | 10.33 | 35.42 | 44.85 | 10.33 | 35.42 | 44.85 | 10.33 | 54.83 | 51.95 | 48.23 | 54.83 | 51.95 | 48.23 | 49.25 | 51.84 | 48.23 | 49.25 | 51.84 | 48.23 | 54.83 | 51.95 | 48.23 | 51.92 | 46.23 | 40.59 | 35.78 | 45.3 | 39.78 | 35.42 | 10.33 | 0
7684 | 36.59 | 10.34 | 0 | 36.59 | 10.34 | 0 | 36.59 | 10.34 | 0 | 36.59 | 10.34 | 0 | 39.45 | 44.08 | 36.17 | 39.45 | 44.08 | 36.17 | 38.74 | 43.71 | 36.17 | 38.74 | 43.71 | 36.17 | 39.45 | 44.08 | 36.17 | 37.71 | 31.74 | 33.55 | 36.96 | 10.44 | 0 | 35.86 | 10.33 | 0 | 36.14 | 44.85 | 0 | 36.14 | 44.85 | 0 | 36.14 | 44.85 | 0 | 36.14 | 44.85 | 0 | 54.91 | 51.95 | 48.31 | 54.91 | 51.95 | 48.31 | 49.33 | 51.92 | 48.31 | 49.33 | 51.92 | 48.31 | 54.91 | 51.95 | 48.31 | 51.92 | 46.23 | 42.67 | 36.51 | 45.3 | 41.81 | 36.14 | 10.33 | 0
7685 | 36.96 | 24.15 | 0 | 36.96 | 24.15 | 0 | 36.96 | 24.15 | 0 | 36.96 | 24.15 | 0 | 39.64 | 44.08 | 36.36 | 39.64 | 44.08 | 36.36 | 38.93 | 43.9 | 36.36 | 38.93 | 43.9 | 36.36 | 39.64 | 44.08 | 36.36 | 38.1 | 31.74 | 34.42 | 37.33 | 24.39 | 0 | 36.22 | 24.15 | 0 | 36.14 | 44.04 | 0 | 36.14 | 44.04 | 0 | 36.14 | 44.04 | 0 | 36.14 | 44.04 | 0 | 55.1 | 52.08 | 48.49 | 55.1 | 52.08 | 48.49 | 49.52 | 52.11 | 48.49 | 49.52 | 52.11 | 48.49 | 55.1 | 52.08 | 48.49 | 51.92 | 47.66 | 42.67 | 50.88 | 46.7 | 41.81 | 36.14 | 10.33 | 0
7686 | 36.97 | 28.33 | 10.54 | 36.97 | 28.33 | 10.54 | 36.97 | 28.33 | 10.54 | 36.97 | 28.33 | 10.54 | 39.82 | 44.08 | 36.55 | 39.82 | 44.08 | 36.55 | 39.12 | 44.08 | 36.55 | 39.12 | 44.08 | 36.55 | 39.82 | 44.08 | 36.55 | 38.1 | 31.74 | 34.42 | 37.34 | 28.61 | 10.65 | 36.23 | 26.12 | 10.33 | 36.14 | 47.18 | 10.33 | 36.14 | 47.18 | 10.33 | 36.14 | 47.18 | 10.33 | 36.14 | 47.18 | 10.33 | 55.29 | 52.3 | 48.68 | 55.29 | 52.3 | 48.68 | 49.71 | 52.3 | 48.68 | 49.71 | 52.3 | 48.68 | 55.29 | 52.3 | 48.68 | 52.99 | 47.66 | 43.13 | 51.93 | 47.66 | 42.27 | 36.14 | 10.33 | 10.13
7687 | 39.34 | 32.97 | 10.54 | 39.34 | 32.97 | 10.54 | 39.34 | 32.97 | 10.54 | 39.34 | 32.97 | 10.54 | 40.05 | 46.7 | 36.77 | 40.05 | 46.7 | 36.77 | 39.34 | 44.31 | 36.77 | 39.34 | 44.31 | 36.77 | 40.05 | 46.7 | 36.77 | 39.74 | 41.97 | 34.42 | 39.74 | 33.31 | 10.65 | 39.34 | 32.32 | 10.33 | 48.12 | 47.18 | 10.33 | 48.12 | 47.18 | 10.33 | 48.12 | 47.18 | 10.33 | 48.12 | 47.18 | 10.33 | 55.51 | 52.52 | 48.91 | 55.51 | 52.52 | 48.91 | 49.93 | 52.52 | 48.91 | 49.93 | 52.52 | 48.91 | 55.51 | 52.52 | 48.91 | 57.25 | 47.66 | 44.8 | 56.11 | 47.66 | 43.9 | 48.12 | 43.16 | 10.33
7688 | 39.54 | 41.46 | 21.59 | 39.54 | 41.46 | 21.59 | 39.54 | 41.46 | 21.59 | 39.54 | 41.46 | 21.59 | 40.24 | 46.95 | 36.97 | 40.24 | 46.95 | 36.97 | 39.54 | 44.5 | 36.97 | 39.54 | 44.5 | 36.97 | 40.24 | 46.95 | 36.97 | 42.6 | 42.32 | 34.42 | 41.75 | 41.88 | 33.73 | 39.54 | 41.46 | 21.16 | 50.13 | 48.43 | 10.54 | 50.13 | 48.43 | 10.54 | 50.13 | 48.43 | 10.54 | 50.13 | 48.43 | 10.54 | 55.7 | 52.82 | 49.1 | 55.7 | 52.82 | 49.1 | 50.13 | 52.71 | 49.1 | 50.13 | 52.71 | 49.1 | 55.7 | 52.82 | 49.1 | 62.66 | 48.92 | 44.8 | 61.41 | 48.92 | 44.8 | 50.13 | 43.16 | 10.33
7689 | 39.73 | 41.46 | 28.21 | 39.73 | 41.46 | 28.21 | 39.73 | 41.46 | 28.21 | 39.73 | 41.46 | 28.21 | 40.44 | 47.19 | 37.16 | 40.44 | 47.19 | 37.16 | 39.73 | 44.7 | 37.16 | 39.73 | 44.7 | 37.16 | 40.44 | 47.19 | 37.16 | 47.18 | 42.32 | 34.42 | 46.23 | 41.88 | 28.5 | 39.73 | 41.46 | 27.65 | 50.32 | 48.43 | 44.35 | 50.32 | 48.43 | 44.35 | 50.32 | 48.43 | 44.35 | 50.32 | 48.43 | 44.35 | 55.9 | 53.01 | 49.3 | 55.9 | 53.01 | 49.3 | 50.32 | 52.91 | 49.3 | 50.32 | 52.91 | 49.3 | 55.9 | 53.01 | 49.3 | 68.06 | 48.92 | 44.8 | 66.69 | 48.92 | 44.8 | 50.32 | 43.16 | 10.33
7690 | 39.82 | 41.46 | 21.16 | 39.82 | 41.46 | 21.16 | 39.82 | 41.46 | 21.16 | 39.82 | 41.46 | 21.16 | 40.53 | 47.3 | 37.25 | 40.53 | 47.3 | 37.25 | 39.82 | 44.79 | 37.25 | 39.82 | 44.79 | 37.25 | 40.53 | 47.3 | 37.25 | 47.18 | 42.32 | 34.42 | 40.22 | 41.47 | 21.37 | 39.82 | 41.46 | 21.16 | 50.41 | 48.43 | 43.47 | 50.41 | 48.43 | 43.47 | 50.41 | 48.43 | 43.47 | 50.41 | 48.43 | 43.47 | 55.99 | 53.1 | 49.39 | 55.99 | 53.1 | 49.39 | 50.41 | 53 | 49.39 | 50.41 | 53 | 49.39 | 55.99 | 53.1 | 49.39 | 68.06 | 48.92 | 44.8 | 66.69 | 48.92 | 43.9 | 50.41 | 29 | 10.33
7691 | 39.83 | 40.54 | 32.07 | 39.83 | 40.54 | 32.07 | 39.83 | 40.54 | 32.07 | 39.83 | 40.54 | 32.07 | 40.54 | 47.29 | 37.26 | 40.54 | 47.29 | 37.26 | 39.83 | 44.8 | 37.26 | 39.83 | 44.8 | 37.26 | 40.54 | 47.29 | 37.26 | 41.05 | 41.38 | 34.42 | 40.23 | 40.55 | 32.39 | 39.83 | 26.12 | 27.65 | 50.42 | 48.43 | 44.35 | 50.42 | 48.43 | 44.35 | 50.42 | 48.43 | 44.35 | 50.42 | 48.43 | 44.35 | 56 | 53.11 | 49.4 | 56 | 53.11 | 49.4 | 50.42 | 53.01 | 49.4 | 50.42 | 53.01 | 49.4 | 56 | 53.11 | 49.4 | 59.3 | 48.92 | 44.8 | 58.12 | 48.92 | 44.8 | 50.42 | 29 | 10.33
7692 | 39.73 | 35.24 | 27.65 | 39.73 | 35.24 | 27.65 | 39.73 | 35.24 | 27.65 | 39.73 | 35.24 | 27.65 | 40.43 | 47.15 | 37.16 | 40.43 | 47.15 | 37.16 | 39.73 | 44.69 | 37.16 | 39.73 | 44.69 | 37.16 | 40.43 | 47.15 | 37.16 | 40.84 | 35.97 | 29.57 | 40.13 | 35.25 | 27.93 | 39.73 | 30.41 | 27.65 | 50.32 | 48.43 | 44.35 | 50.32 | 48.43 | 44.35 | 50.32 | 48.43 | 44.35 | 50.32 | 48.43 | 44.35 | 55.9 | 53.01 | 49.29 | 55.9 | 53.01 | 49.29 | 50.32 | 52.9 | 49.29 | 50.32 | 52.9 | 49.29 | 55.9 | 53.01 | 49.29 | 56.46 | 47.95 | 44.8 | 55.33 | 47.95 | 44.8 | 50.32 | 29 | 10.33
7693 | 39.62 | 35.26 | 28.69 | 39.62 | 35.26 | 28.69 | 39.62 | 35.26 | 28.69 | 39.62 | 35.26 | 28.69 | 40.33 | 47.05 | 37.06 | 40.33 | 47.05 | 37.06 | 39.62 | 44.59 | 37.06 | 39.62 | 44.59 | 37.06 | 40.33 | 47.05 | 37.06 | 40.74 | 36.34 | 29.57 | 40.02 | 35.62 | 28.98 | 39.62 | 35.26 | 28.21 | 50.21 | 48.43 | 44.35 | 50.21 | 48.43 | 44.35 | 50.21 | 48.43 | 44.35 | 50.21 | 48.43 | 44.35 | 55.79 | 52.91 | 49.19 | 55.79 | 52.91 | 49.19 | 50.21 | 52.8 | 49.19 | 50.21 | 52.8 | 49.19 | 55.79 | 52.91 | 49.19 | 55.23 | 48.92 | 44.8 | 54.13 | 48.92 | 44.8 | 50.21 | 43.16 | 10.33
7694 | 39.59 | 41.8 | 33.75 | 39.59 | 41.8 | 33.75 | 39.59 | 41.8 | 33.75 | 39.59 | 41.8 | 33.75 | 40.29 | 47.07 | 37.02 | 40.29 | 47.07 | 37.02 | 39.59 | 44.55 | 37.02 | 39.59 | 44.55 | 37.02 | 40.29 | 47.07 | 37.02 | 39.99 | 42.22 | 34.79 | 39.99 | 41.38 | 34.09 | 39.59 | 41.8 | 32.73 | 50.17 | 49.51 | 45.75 | 50.17 | 49.51 | 45.75 | 50.17 | 49.51 | 45.75 | 50.17 | 49.51 | 45.75 | 55.75 | 52.87 | 49.15 | 55.75 | 52.87 | 49.15 | 50.17 | 52.76 | 49.15 | 50.17 | 52.76 | 49.15 | 55.75 | 52.87 | 49.15 | 55.2 | 50.01 | 45.29 | 55.2 | 50.01 | 45.29 | 50.17 | 49.51 | 45.75
7695 | 39.74 | 44.07 | 34.43 | 39.74 | 44.07 | 34.43 | 39.74 | 44.07 | 34.43 | 39.74 | 44.07 | 34.43 | 40.45 | 47.24 | 37.17 | 40.45 | 47.24 | 37.17 | 39.74 | 44.71 | 37.17 | 39.74 | 44.71 | 37.17 | 40.45 | 47.24 | 37.17 | 40.86 | 43.18 | 34.79 | 40.86 | 43.63 | 34.77 | 39.74 | 44.07 | 34.43 | 50.33 | 52.92 | 46.17 | 50.33 | 52.92 | 46.17 | 50.33 | 52.92 | 46.17 | 50.33 | 52.92 | 46.17 | 55.91 | 53.02 | 49.31 | 55.91 | 53.02 | 49.31 | 50.33 | 52.92 | 49.31 | 50.33 | 52.92 | 49.31 | 55.91 | 53.02 | 49.31 | 59.87 | 52.49 | 45.7 | 59.87 | 53.45 | 45.7 | 50.33 | 52.92 | 46.17
7696 | 40.08 | 45.05 | 34.79 | 40.08 | 45.05 | 34.79 | 40.08 | 45.05 | 34.79 | 40.08 | 45.05 | 34.79 | 40.79 | 47.59 | 37.52 | 40.79 | 47.59 | 37.52 | 40.08 | 45.05 | 37.52 | 40.08 | 45.05 | 37.52 | 40.79 | 47.59 | 37.52 | 50.47 | 44.14 | 35.14 | 50.47 | 44.6 | 35.14 | 40.08 | 45.05 | 34.79 | 50.67 | 53.26 | 46.47 | 50.67 | 53.26 | 46.47 | 50.67 | 53.26 | 46.47 | 50.67 | 53.26 | 46.47 | 56.25 | 53.37 | 49.65 | 56.25 | 53.37 | 49.65 | 50.67 | 53.26 | 49.65 | 50.67 | 53.26 | 49.65 | 56.25 | 53.37 | 49.65 | 69.43 | 53.37 | 46.94 | 70.16 | 53.8 | 46.94 | 50.67 | 53.26 | 46.17
7697 | 40.56 | 45.52 | 34.79 | 40.56 | 45.52 | 34.79 | 40.56 | 45.52 | 34.79 | 40.56 | 45.52 | 34.79 | 41.26 | 48.06 | 37.99 | 41.26 | 48.06 | 37.99 | 40.56 | 45.52 | 37.99 | 40.56 | 45.52 | 37.99 | 41.26 | 48.06 | 37.99 | 55.14 | 45.91 | 35.14 | 55.14 | 45.91 | 35.14 | 40.56 | 45.52 | 34.79 | 51.15 | 53.73 | 46.95 | 51.15 | 53.73 | 46.95 | 51.15 | 53.73 | 46.95 | 51.15 | 53.73 | 46.95 | 56.73 | 53.84 | 50.12 | 56.73 | 53.84 | 50.12 | 51.15 | 53.73 | 50.12 | 51.15 | 53.73 | 50.12 | 56.73 | 53.84 | 50.12 | 78.31 | 54.28 | 47.75 | 79.1 | 54.28 | 47.42 | 51.15 | 53.73 | 46.17
7698 | 40.49 | 45.45 | 32.73 | 40.49 | 45.45 | 34.79 | 40.49 | 45.45 | 34.79 | 40.49 | 45.45 | 34.79 | 41.19 | 47.99 | 37.92 | 41.19 | 47.99 | 37.92 | 40.49 | 45.45 | 37.92 | 40.49 | 45.45 | 37.92 | 41.19 | 47.99 | 37.92 | 55.14 | 45.91 | 35.14 | 55.14 | 45.91 | 35.14 | 40.49 | 45.45 | 32.73 | 51.08 | 53.66 | 46.88 | 51.08 | 53.66 | 46.88 | 51.08 | 53.66 | 46.88 | 51.08 | 53.66 | 46.88 | 56.66 | 53.77 | 50.05 | 56.66 | 53.77 | 50.05 | 51.08 | 53.66 | 50.05 | 51.08 | 53.66 | 50.05 | 56.66 | 53.77 | 50.05 | 79.1 | 54.21 | 47.35 | 79.1 | 55.27 | 47.35 | 51.08 | 53.66 | 46.17
7699 | 40.11 | 44.07 | 32.07 | 40.11 | 44.07 | 34.79 | 40.11 | 44.07 | 34.79 | 40.11 | 44.07 | 34.79 | 40.81 | 47.6 | 37.54 | 40.81 | 47.6 | 37.54 | 40.11 | 45.07 | 37.54 | 40.11 | 45.07 | 37.54 | 40.81 | 47.6 | 37.54 | 51.16 | 44.05 | 35.14 | 51.16 | 44.05 | 35.14 | 40.11 | 44.07 | 32.07 | 50.69 | 53.28 | 46.5 | 50.69 | 53.28 | 46.5 | 50.69 | 53.28 | 46.5 | 50.69 | 53.28 | 46.5 | 56.27 | 53.39 | 49.67 | 56.27 | 53.39 | 49.67 | 50.69 | 53.28 | 49.67 | 50.69 | 53.28 | 49.67 | 56.27 | 53.39 | 49.67 | 71.12 | 53.82 | 46.4 | 71.12 | 54.92 | 46.97 | 50.69 | 53.28 | 46.17
7700 | 39.78 | 43.61 | 31.76 | 39.78 | 43.61 | 34.44 | 39.78 | 43.61 | 34.44 | 39.78 | 43.61 | 34.44 | 40.49 | 47.2 | 37.21 | 40.49 | 47.2 | 37.21 | 39.78 | 44.75 | 37.21 | 39.78 | 44.75 | 37.21 | 40.49 | 47.2 | 37.21 | 43.89 | 43.18 | 34.79 | 43.01 | 43.18 | 34.79 | 39.78 | 43.61 | 31.76 | 50.37 | 52.96 | 46.17 | 50.37 | 52.96 | 46.17 | 50.37 | 52.96 | 46.17 | 50.37 | 52.96 | 46.17 | 55.95 | 53.06 | 49.35 | 55.95 | 53.06 | 49.35 | 50.37 | 52.96 | 49.35 | 50.37 | 52.96 | 49.35 | 55.95 | 53.06 | 49.35 | 60.61 | 52.53 | 46.34 | 60.61 | 53.49 | 46.63 | 50.37 | 52.96 | 46.17
7701 | 39.62 | 26.12 | 27.65 | 39.62 | 42.04 | 34.43 | 39.62 | 42.04 | 34.43 | 39.62 | 42.04 | 34.43 | 40.33 | 47.04 | 37.05 | 40.33 | 47.04 | 37.05 | 39.62 | 44.59 | 37.05 | 39.62 | 44.59 | 37.05 | 40.33 | 47.04 | 37.05 | 40.02 | 42.47 | 34.78 | 40.02 | 42.46 | 34.78 | 39.62 | 26.12 | 27.65 | 50.21 | 49.5 | 46.17 | 50.21 | 49.5 | 46.17 | 50.21 | 49.5 | 46.17 | 50.21 | 49.5 | 46.17 | 55.79 | 52.91 | 49.19 | 55.79 | 52.91 | 49.19 | 50.21 | 52.8 | 49.19 | 50.21 | 52.8 | 49.19 | 55.79 | 52.91 | 49.19 | 59.87 | 50 | 45.7 | 59.87 | 50 | 46.21 | 50.21 | 49.5 | 46.17
7702 | 18.29 | 26.12 | 10.33 | 39.52 | 41.8 | 34.43 | 39.52 | 41.8 | 34.43 | 39.52 | 41.8 | 34.43 | 40.22 | 46.93 | 36.95 | 40.22 | 46.93 | 36.95 | 39.52 | 44.48 | 36.95 | 39.52 | 44.48 | 36.95 | 40.22 | 46.93 | 36.95 | 40.02 | 42.22 | 34.78 | 39.91 | 41.8 | 34.78 | 18.29 | 26.12 | 10.33 | 50.1 | 49.31 | 46.17 | 50.1 | 49.31 | 46.17 | 50.1 | 49.31 | 46.17 | 50.1 | 49.31 | 46.17 | 55.68 | 52.8 | 49.08 | 55.68 | 52.8 | 49.08 | 50.1 | 52.69 | 49.08 | 50.1 | 52.69 | 49.08 | 55.68 | 52.8 | 49.08 | 59.62 | 49.81 | 44.8 | 58.42 | 49.81 | 45.7 | 50.1 | 48.43 | 44.33
7703 | 18.29 | 26.12 | 10.33 | 38.79 | 41.29 | 34.32 | 38.79 | 41.29 | 34.32 | 38.79 | 41.29 | 34.32 | 40.01 | 46.66 | 36.73 | 40.01 | 46.66 | 36.73 | 39.3 | 44.27 | 36.73 | 39.3 | 44.27 | 36.73 | 40.01 | 46.66 | 36.73 | 39.59 | 41.71 | 34.66 | 39.19 | 40.88 | 34.66 | 18.29 | 26.12 | 10.33 | 36.14 | 49 | 46.17 | 49.89 | 49 | 46.17 | 49.89 | 49 | 46.17 | 49.89 | 49 | 46.17 | 55.47 | 52.58 | 48.86 | 55.47 | 52.58 | 48.86 | 49.89 | 52.48 | 48.86 | 49.89 | 52.48 | 48.86 | 55.47 | 52.58 | 48.86 | 54.96 | 49.13 | 44.8 | 53.86 | 49.49 | 45.7 | 36.14 | 48.33 | 43.89
7704 | 18.29 | 12.58 | 10.33 | 34.95 | 12.58 | 34.31 | 34.95 | 12.58 | 34.31 | 34.95 | 12.58 | 34.31 | 39.98 | 46.64 | 36.7 | 39.98 | 46.64 | 36.7 | 39.27 | 44.24 | 36.7 | 39.27 | 44.24 | 36.7 | 39.98 | 46.64 | 36.7 | 35.67 | 12.58 | 34.42 | 35.3 | 12.46 | 34.07 | 18.29 | 12.58 | 10.33 | 36.14 | 49.31 | 46.17 | 47.98 | 49.31 | 46.17 | 47.98 | 49.31 | 46.17 | 47.98 | 49.31 | 46.17 | 55.44 | 52.55 | 48.84 | 55.44 | 52.55 | 48.84 | 49.86 | 52.45 | 48.84 | 49.86 | 52.45 | 48.84 | 55.44 | 52.55 | 48.84 | 49.46 | 49.81 | 44.8 | 48.47 | 49.81 | 45.7 | 36.14 | 48.33 | 32.95
7705 | 32.33 | 10.32 | 10.31 | 32.33 | 10.32 | 10.31 | 32.33 | 10.32 | 10.31 | 32.33 | 10.32 | 10.31 | 39.74 | 46.4 | 36.46 | 39.74 | 46.4 | 36.46 | 39.03 | 44 | 36.46 | 39.03 | 44 | 36.46 | 39.74 | 46.4 | 36.46 | 32.66 | 0 | 10.1 | 32.33 | 0 | 10.21 | 18.29 | 10.32 | 10.31 | 45.9 | 49.31 | 46.17 | 45.9 | 49.31 | 46.17 | 45.9 | 49.31 | 46.17 | 45.9 | 49.31 | 46.17 | 55.2 | 52.32 | 48.6 | 55.2 | 52.32 | 48.6 | 49.62 | 52.21 | 48.6 | 49.62 | 52.21 | 48.6 | 55.2 | 52.32 | 48.6 | 47.79 | 49.81 | 45.35 | 46.84 | 49.81 | 45.7 | 36.14 | 48.33 | 32.95
7706 | 30.57 | 10.33 | 10.2 | 30.57 | 10.33 | 10.2 | 30.57 | 10.33 | 10.2 | 30.57 | 10.33 | 10.2 | 39.59 | 46.25 | 36.32 | 39.59 | 46.25 | 36.32 | 38.89 | 43.85 | 36.32 | 38.89 | 43.85 | 36.32 | 39.59 | 46.25 | 36.32 | 30.88 | 0 | 10.1 | 30.88 | 0 | 10.1 | 30.57 | 10.33 | 10.2 | 44.24 | 49.42 | 46.17 | 44.24 | 49.42 | 46.17 | 44.24 | 49.42 | 46.17 | 44.24 | 49.42 | 46.17 | 55.05 | 52.17 | 48.45 | 55.05 | 52.17 | 48.45 | 49.47 | 52.06 | 48.45 | 49.47 | 52.06 | 48.45 | 55.05 | 52.17 | 48.45 | 45.61 | 50.01 | 45.7 | 44.69 | 49.92 | 45.7 | 44.24 | 48.43 | 46.17
7707 | 18.29 | 10.33 | 24.06 | 18.29 | 10.33 | 24.06 | 18.29 | 10.33 | 24.06 | 18.29 | 10.33 | 24.06 | 39.48 | 46.13 | 36.2 | 39.48 | 46.13 | 36.2 | 38.77 | 43.74 | 36.2 | 38.77 | 43.74 | 36.2 | 39.48 | 46.13 | 36.2 | 17.92 | 0 | 23.82 | 18.1 | 0 | 23.82 | 18.29 | 10.33 | 24.06 | 43.19 | 48.43 | 46.17 | 43.19 | 48.43 | 46.17 | 43.19 | 48.43 | 46.17 | 43.19 | 48.43 | 46.17 | 54.94 | 52.05 | 48.34 | 54.94 | 52.05 | 48.34 | 49.36 | 51.95 | 48.34 | 49.36 | 51.95 | 48.34 | 54.94 | 52.05 | 48.34 | 43.63 | 47.66 | 45.7 | 43.63 | 47.95 | 45.7 | 43.19 | 48.43 | 46.17
7708 | 18.29 | 10.33 | 24.55 | 18.29 | 10.33 | 24.55 | 18.29 | 10.33 | 24.55 | 18.29 | 10.33 | 24.55 | 39.48 | 46.14 | 36.21 | 39.48 | 46.14 | 36.21 | 38.78 | 43.74 | 36.21 | 38.78 | 43.74 | 36.21 | 39.48 | 46.14 | 36.21 | 0 | 0 | 23.82 | 18.1 | 0 | 24.3 | 18.29 | 10.33 | 24.55 | 43.45 | 48.14 | 46.17 | 43.45 | 48.14 | 46.17 | 43.45 | 48.14 | 46.17 | 43.45 | 48.14 | 46.17 | 54.94 | 52.06 | 48.34 | 54.94 | 52.06 | 48.34 | 49.36 | 51.95 | 48.34 | 49.36 | 51.95 | 48.34 | 54.94 | 52.06 | 48.34 | 43.62 | 12.09 | 45.7 | 43.62 | 47.66 | 45.7 | 43.45 | 48.14 | 46.17
7709 | 18.29 | 10.34 | 28.21 | 18.29 | 10.34 | 28.21 | 18.29 | 10.34 | 28.21 | 18.29 | 10.34 | 28.21 | 38.93 | 46.29 | 36.36 | 38.93 | 46.29 | 36.36 | 38.93 | 43.89 | 36.36 | 38.93 | 43.89 | 36.36 | 38.93 | 46.29 | 36.36 | 0 | 0 | 0 | 18.1 | 0 | 27.93 | 18.29 | 10.34 | 28.21 | 36.14 | 48.43 | 46.17 | 36.14 | 48.43 | 46.17 | 36.14 | 48.43 | 46.17 | 36.14 | 48.43 | 46.17 | 52.8 | 52.21 | 48.49 | 52.8 | 52.21 | 48.49 | 49.52 | 52.11 | 48.49 | 49.52 | 52.11 | 48.49 | 52.8 | 52.21 | 48.49 | 30.82 | 12.09 | 45.7 | 35.78 | 47.66 | 45.7 | 36.14 | 48.43 | 46.17
7710 | 34.51 | 25.6 | 32.07 | 34.51 | 25.6 | 32.07 | 34.51 | 25.6 | 32.07 | 34.51 | 25.6 | 32.07 | 39 | 46.36 | 36.43 | 39 | 46.36 | 36.43 | 39 | 43.96 | 36.43 | 39 | 43.96 | 36.43 | 39 | 46.36 | 36.43 | 0 | 0 | 0 | 34.17 | 0 | 0 | 34.51 | 25.6 | 32.07 | 36.14 | 48.43 | 46.17 | 36.14 | 48.43 | 46.17 | 36.14 | 48.43 | 46.17 | 36.14 | 48.43 | 46.17 | 52.8 | 52.28 | 48.56 | 52.8 | 52.28 | 48.56 | 49.58 | 52.17 | 48.56 | 49.58 | 52.17 | 48.56 | 52.8 | 52.28 | 48.56 | 12.96 | 12.09 | 44.8 | 35.78 | 47.66 | 45.7 | 36.14 | 48.43 | 46.17
7711 | 39.09 | 41.95 | 35.12 | 39.09 | 41.95 | 35.12 | 39.09 | 41.95 | 35.12 | 39.09 | 41.95 | 35.12 | 39.79 | 46.45 | 36.52 | 39.79 | 46.45 | 36.52 | 39.09 | 44.05 | 36.52 | 39.09 | 44.05 | 36.52 | 39.79 | 46.45 | 36.52 | 0 | 0 | 0 | 38.7 | 0 | 34.42 | 39.09 | 41.95 | 35.12 | 49.68 | 49.42 | 46.17 | 49.68 | 49.42 | 46.17 | 49.68 | 49.42 | 46.17 | 49.68 | 49.42 | 46.17 | 55.26 | 52.37 | 48.65 | 55.26 | 52.37 | 48.65 | 49.68 | 52.26 | 48.65 | 49.68 | 52.26 | 48.65 | 55.26 | 52.37 | 48.65 | 12.96 | 11.97 | 44.8 | 49.18 | 47.66 | 45.7 | 49.68 | 49.42 | 46.17
7712 | 39.24 | 44.2 | 36.1 | 39.24 | 44.2 | 36.1 | 39.24 | 44.2 | 36.1 | 39.24 | 44.2 | 36.1 | 39.94 | 46.6 | 36.67 | 39.94 | 46.6 | 36.67 | 39.24 | 44.2 | 36.67 | 39.24 | 44.2 | 36.67 | 39.94 | 46.6 | 36.67 | 0 | 0 | 0 | 38.84 | 0 | 0 | 39.24 | 44.2 | 36.1 | 49.83 | 50.17 | 46.18 | 49.83 | 50.17 | 46.18 | 49.83 | 50.17 | 46.18 | 49.83 | 50.17 | 46.18 | 55.41 | 52.52 | 48.8 | 55.41 | 52.52 | 48.8 | 49.83 | 52.41 | 48.8 | 49.83 | 52.41 | 48.8 | 55.41 | 52.52 | 48.8 | 12.96 | 11.97 | 44.8 | 49.33 | 47.66 | 45.72 | 49.83 | 50.17 | 46.18
7713 | 39.49 | 44.45 | 36.92 | 39.49 | 44.45 | 36.92 | 39.49 | 44.45 | 36.92 | 39.49 | 44.45 | 36.46 | 40.19 | 46.85 | 36.92 | 40.19 | 46.85 | 36.92 | 39.49 | 44.45 | 36.92 | 39.49 | 44.45 | 36.92 | 40.19 | 46.85 | 36.92 | 0 | 0 | 0 | 0 | 0 | 0 | 39.49 | 44.45 | 36.92 | 50.08 | 51.48 | 47.12 | 50.08 | 51.48 | 47.12 | 50.08 | 51.48 | 47.12 | 50.08 | 51.48 | 47.12 | 55.66 | 52.77 | 49.05 | 55.66 | 52.77 | 49.05 | 50.08 | 52.66 | 49.05 | 50.08 | 52.66 | 49.05 | 55.66 | 52.77 | 49.05 | 12.71 | 0 | 44.8 | 12.97 | 47.66 | 44.8 | 50.08 | 51.48 | 47.12
7714 | 39.66 | 44.63 | 37.09 | 39.66 | 44.63 | 37.09 | 39.66 | 44.63 | 37.09 | 39.66 | 44.63 | 36.1 | 40.37 | 47.07 | 37.09 | 40.37 | 47.07 | 37.09 | 39.66 | 44.63 | 37.09 | 39.66 | 44.63 | 37.09 | 40.37 | 47.07 | 37.09 | 0 | 0 | 0 | 0 | 0 | 0 | 39.66 | 44.63 | 37.09 | 50.25 | 52.84 | 49.22 | 50.25 | 52.84 | 49.22 | 50.25 | 52.84 | 49.22 | 50.25 | 52.84 | 45.75 | 55.83 | 52.94 | 49.22 | 55.83 | 52.94 | 49.22 | 50.25 | 52.84 | 49.22 | 50.25 | 52.84 | 49.22 | 55.83 | 52.94 | 49.22 | 12.33 | 0 | 0 | 12.59 | 0 | 0 | 50.25 | 52.84 | 49.22
7715 | 39.77 | 44.74 | 37.2 | 39.77 | 44.74 | 37.2 | 39.77 | 44.74 | 37.2 | 39.77 | 44.74 | 34.31 | 40.48 | 47.14 | 37.2 | 40.48 | 47.14 | 37.2 | 39.77 | 44.74 | 37.2 | 39.77 | 44.74 | 37.2 | 40.48 | 47.14 | 37.2 | 0 | 0 | 0 | 0 | 0 | 0 | 39.77 | 44.74 | 37.2 | 50.36 | 51.19 | 49.34 | 50.36 | 51.19 | 49.34 | 50.36 | 51.19 | 49.34 | 50.36 | 49.81 | 0 | 55.94 | 53.06 | 49.34 | 55.94 | 53.06 | 49.34 | 50.36 | 52.95 | 49.34 | 50.36 | 52.95 | 49.34 | 55.94 | 53.06 | 49.34 | 12.33 | 0 | 0 | 12.59 | 0 | 0 | 50.36 | 51.19 | 49.34
7716 | 39.72 | 44.69 | 37.15 | 39.72 | 44.69 | 37.15 | 39.72 | 44.69 | 37.15 | 39.72 | 44.69 | 34.31 | 40.43 | 47.08 | 37.15 | 40.43 | 47.08 | 37.15 | 39.72 | 44.69 | 37.15 | 39.72 | 44.69 | 37.15 | 40.43 | 47.08 | 37.15 | 0 | 0 | 0 | 0 | 0 | 0 | 39.72 | 44.69 | 37.15 | 49.32 | 51.19 | 49.29 | 49.32 | 51.19 | 49.29 | 49.32 | 51.19 | 49.29 | 49.32 | 49.42 | 0 | 55.89 | 52.9 | 49.29 | 55.89 | 52.9 | 46.67 | 50.31 | 52.9 | 49.29 | 50.31 | 52.9 | 49.29 | 55.89 | 52.9 | 49.29 | 12.33 | 0 | 0 | 12.59 | 0 | 0 | 49.32 | 51.19 | 49.29
7717 | 39.59 | 44.56 | 37.02 | 39.59 | 44.56 | 37.02 | 39.59 | 44.56 | 37.02 | 39.59 | 44.56 | 34.43 | 40.3 | 46.92 | 37.02 | 40.3 | 46.92 | 37.02 | 39.59 | 44.56 | 37.02 | 39.59 | 44.56 | 37.02 | 40.3 | 46.92 | 37.02 | 0 | 0 | 0 | 0 | 0 | 0 | 39.59 | 44.56 | 37.02 | 43.89 | 51.19 | 49.16 | 43.89 | 51.19 | 49.16 | 43.89 | 51.19 | 49.16 | 43.89 | 49.42 | 0 | 55.76 | 51.91 | 49.16 | 55.76 | 51.91 | 46.22 | 50.18 | 52.77 | 49.16 | 50.18 | 52.77 | 49.16 | 55.76 | 51.91 | 49.16 | 12.33 | 0 | 0 | 12.59 | 47.66 | 0 | 43.89 | 51.19 | 49.16
7718 | 39.56 | 44.53 | 36.99 | 39.56 | 44.53 | 36.99 | 39.56 | 44.53 | 36.99 | 39.56 | 44.53 | 34.43 | 40.27 | 46.92 | 36.99 | 40.27 | 46.92 | 36.99 | 39.56 | 44.53 | 36.99 | 39.56 | 44.53 | 36.99 | 40.27 | 46.92 | 36.99 | 0 | 0 | 0 | 0 | 0 | 0 | 39.56 | 44.53 | 36.99 | 47.12 | 51.19 | 49.12 | 47.12 | 51.19 | 49.12 | 47.12 | 51.19 | 49.12 | 46.18 | 48.14 | 45.87 | 55.73 | 51.91 | 49.12 | 55.73 | 51.91 | 46.34 | 50.15 | 52.74 | 49.12 | 50.15 | 52.74 | 49.12 | 55.73 | 51.91 | 49.12 | 12.33 | 0 | 43.6 | 45.72 | 47.66 | 44.8 | 47.12 | 51.19 | 49.12
7719 | 39.69 | 44.66 | 37.13 | 39.69 | 44.66 | 37.13 | 39.69 | 44.66 | 37.13 | 39.69 | 44.66 | 34.43 | 40.4 | 46.93 | 37.13 | 40.4 | 46.93 | 37.13 | 39.69 | 44.66 | 37.13 | 39.69 | 44.66 | 37.13 | 40.4 | 46.93 | 37.13 | 0 | 0 | 0 | 0 | 0 | 0 | 39.69 | 44.66 | 37.13 | 50.28 | 52.87 | 49.26 | 50.28 | 52.87 | 49.26 | 50.28 | 52.87 | 49.26 | 46.18 | 49.81 | 46.17 | 55.86 | 52.87 | 49.26 | 55.86 | 52.87 | 48.14 | 50.28 | 52.87 | 49.26 | 50.28 | 52.87 | 49.26 | 55.86 | 52.87 | 49.26 | 12.96 | 12.09 | 45.7 | 45.72 | 47.66 | 45.7 | 50.28 | 52.87 | 49.26
7720 | 40.04 | 45.01 | 37.47 | 40.04 | 45.01 | 37.47 | 40.04 | 45.01 | 37.47 | 40.04 | 45.01 | 37.47 | 40.75 | 47.4 | 37.47 | 40.75 | 47.4 | 37.47 | 40.04 | 45.01 | 37.47 | 40.04 | 45.01 | 37.47 | 40.75 | 47.4 | 37.47 | 0 | 0 | 34.42 | 39.64 | 0 | 34.42 | 40.04 | 45.01 | 37.47 | 50.63 | 53.22 | 49.61 | 50.63 | 53.22 | 49.61 | 50.63 | 53.22 | 49.61 | 50.48 | 53.22 | 48.12 | 56.21 | 53.22 | 49.61 | 56.21 | 53.22 | 49.61 | 50.63 | 53.22 | 49.61 | 50.63 | 53.22 | 49.61 | 56.21 | 53.22 | 49.61 | 41.16 | 46.88 | 47.64 | 49.98 | 47.84 | 47.64 | 50.63 | 53.22 | 49.61
7721 | 40.51 | 45.48 | 36.83 | 40.51 | 45.48 | 36.83 | 40.51 | 45.48 | 36.83 | 40.51 | 45.48 | 36.83 | 41.22 | 47.93 | 37.95 | 41.22 | 47.93 | 37.95 | 40.51 | 45.48 | 37.95 | 40.51 | 45.48 | 37.95 | 41.22 | 47.93 | 37.95 | 32.66 | 12.58 | 35.49 | 40.11 | 12.84 | 35.49 | 40.51 | 45.48 | 36.83 | 51.1 | 52.08 | 47.16 | 51.1 | 52.08 | 47.16 | 51.1 | 52.08 | 47.16 | 51.1 | 52.08 | 47.16 | 56.68 | 53.8 | 50.08 | 56.68 | 53.8 | 49.61 | 51.1 | 53.69 | 50.08 | 51.1 | 53.69 | 50.08 | 56.68 | 53.8 | 50.08 | 50 | 51.03 | 47.64 | 50.59 | 51.56 | 47.64 | 51.1 | 52.08 | 47.16
7722 | 40.51 | 45.43 | 36.23 | 40.51 | 45.43 | 36.23 | 40.51 | 45.43 | 36.23 | 40.51 | 45.43 | 36.23 | 41.21 | 47.93 | 37.94 | 41.21 | 47.93 | 37.94 | 40.51 | 45.47 | 37.94 | 40.51 | 45.47 | 37.94 | 41.21 | 47.93 | 37.94 | 36.18 | 12.58 | 35.49 | 40.1 | 12.84 | 35.49 | 40.51 | 45.43 | 36.23 | 51.09 | 51.54 | 47.16 | 51.09 | 51.54 | 47.16 | 51.09 | 51.54 | 47.16 | 51.09 | 51.54 | 47.16 | 56.67 | 53.79 | 50.07 | 56.67 | 53.79 | 49.61 | 51.09 | 53.68 | 50.07 | 51.09 | 53.68 | 50.07 | 56.67 | 53.79 | 50.07 | 52.33 | 51.03 | 47.64 | 51.61 | 51.03 | 47.64 | 51.09 | 51.54 | 47.16
7723 | 40.29 | 12.85 | 35.12 | 40.29 | 12.85 | 35.12 | 40.29 | 12.85 | 35.12 | 40.29 | 12.85 | 35.12 | 41 | 47.71 | 37.73 | 41 | 47.71 | 37.73 | 40.29 | 45.26 | 37.73 | 40.29 | 45.26 | 37.73 | 41 | 47.71 | 37.73 | 36.18 | 12.58 | 34.77 | 36.91 | 12.72 | 34.77 | 40.29 | 12.85 | 35.12 | 50.88 | 49.51 | 46.68 | 50.88 | 49.51 | 46.68 | 50.88 | 49.51 | 46.68 | 50.88 | 49.51 | 46.68 | 56.46 | 53.58 | 49.86 | 56.46 | 53.58 | 49.86 | 50.88 | 53.47 | 49.86 | 50.88 | 53.47 | 49.86 | 56.46 | 53.58 | 49.86 | 52.33 | 50.01 | 46.34 | 51.4 | 50.01 | 46.34 | 50.88 | 49.51 | 46.68
7724 | 39.94 | 12.46 | 34.09 | 39.94 | 12.46 | 34.09 | 39.94 | 12.46 | 34.09 | 39.94 | 12.46 | 34.09 | 40.7 | 47.41 | 37.42 | 40.7 | 47.41 | 37.42 | 39.99 | 44.96 | 37.42 | 39.99 | 44.96 | 37.42 | 40.7 | 47.41 | 37.42 | 36.18 | 12.33 | 33.74 | 36.91 | 12.33 | 33.74 | 39.94 | 12.46 | 34.09 | 49.65 | 49 | 46.17 | 49.65 | 49 | 46.17 | 49.65 | 49 | 46.17 | 49.65 | 49 | 46.17 | 56.16 | 53.27 | 49.55 | 56.16 | 53.27 | 49.55 | 50.58 | 53.17 | 49.55 | 50.58 | 53.17 | 49.55 | 56.16 | 53.27 | 49.55 | 50.17 | 49.49 | 45.7 | 50.16 | 49.49 | 45.7 | 49.65 | 49 | 46.17
7725 | 35.83 | 12.21 | 31.36 | 35.83 | 12.21 | 31.36 | 35.83 | 12.21 | 31.36 | 35.83 | 12.21 | 31.36 | 40.58 | 47.23 | 37.3 | 40.58 | 47.23 | 37.3 | 39.87 | 44.84 | 37.3 | 39.87 | 44.84 | 37.3 | 40.58 | 47.23 | 37.3 | 36.18 | 12.33 | 32.32 | 35.47 | 12.09 | 31.67 | 35.83 | 12.21 | 31.36 | 42.58 | 48.43 | 46.17 | 42.58 | 48.43 | 46.17 | 42.58 | 48.43 | 46.17 | 42.58 | 48.43 | 46.17 | 56.04 | 53.15 | 49.43 | 56.04 | 53.15 | 49.43 | 50.46 | 53.05 | 49.43 | 50.46 | 53.05 | 49.43 | 56.04 | 53.15 | 49.43 | 46.87 | 49.13 | 45.7 | 43.01 | 48.92 | 45.7 | 42.58 | 48.43 | 46.17
7726 | 35.81 | 11.41 | 28.21 | 35.81 | 11.41 | 28.97 | 35.81 | 11.41 | 28.97 | 35.81 | 11.41 | 28.97 | 40.41 | 47.07 | 37.14 | 40.41 | 47.07 | 37.14 | 39.7 | 44.67 | 37.14 | 39.7 | 44.67 | 37.14 | 40.41 | 47.07 | 37.14 | 36.18 | 11.76 | 30.17 | 35.46 | 11.52 | 29.26 | 35.81 | 11.41 | 28.21 | 36.14 | 48.43 | 46.17 | 36.14 | 48.43 | 46.17 | 36.14 | 48.43 | 46.17 | 36.14 | 48.43 | 46.17 | 55.87 | 52.99 | 49.27 | 55.87 | 52.99 | 49.27 | 50.29 | 52.88 | 49.27 | 50.29 | 52.88 | 49.27 | 55.87 | 52.99 | 49.27 | 49.48 | 49.13 | 45.7 | 36.51 | 48.92 | 45.7 | 36.14 | 48.43 | 46.17
7727 | 32.17 | 10.33 | 28.21 | 32.17 | 10.33 | 28.21 | 32.17 | 10.33 | 28.21 | 32.17 | 10.33 | 28.21 | 40.13 | 46.78 | 36.86 | 40.13 | 46.78 | 36.86 | 39.42 | 44.39 | 36.86 | 39.42 | 44.39 | 36.86 | 40.13 | 46.78 | 36.86 | 33.15 | 10.7 | 30.17 | 32.49 | 10.44 | 28.5 | 32.17 | 10.33 | 28.21 | 34.36 | 46.24 | 45.25 | 34.36 | 46.24 | 45.25 | 34.36 | 46.24 | 45.25 | 34.36 | 46.24 | 45.25 | 55.59 | 52.71 | 48.99 | 55.59 | 52.71 | 48.99 | 50.01 | 52.6 | 48.99 | 50.01 | 52.6 | 48.99 | 55.59 | 52.71 | 48.99 | 45.25 | 47.66 | 44.8 | 34.71 | 46.7 | 44.8 | 34.36 | 46.24 | 45.25
7728 | 25.46 | 10.33 | 28.21 | 25.46 | 10.33 | 33.39 | 25.46 | 10.33 | 33.39 | 25.46 | 10.33 | 33.39 | 40.02 | 46.73 | 36.74 | 40.02 | 46.73 | 36.74 | 39.31 | 44.28 | 36.74 | 39.31 | 44.28 | 36.74 | 40.02 | 46.73 | 36.74 | 26.24 | 29.76 | 34.42 | 25.71 | 10.44 | 33.73 | 25.46 | 10.33 | 28.21 | 33.67 | 46.67 | 45.7 | 33.67 | 46.67 | 45.7 | 33.67 | 46.67 | 45.7 | 33.67 | 46.67 | 45.7 | 55.48 | 52.59 | 48.88 | 55.48 | 52.59 | 48.88 | 49.9 | 52.49 | 48.88 | 49.9 | 52.49 | 48.88 | 55.48 | 52.59 | 48.88 | 43.62 | 50.78 | 46.16 | 34.01 | 47.15 | 45.24 | 33.67 | 46.67 | 45.7
7729 | 25.2 | 10.33 | 27.65 | 25.2 | 10.33 | 27.65 | 25.2 | 10.33 | 27.65 | 25.2 | 10.33 | 27.65 | 39.84 | 46.63 | 36.56 | 39.84 | 46.63 | 36.56 | 39.13 | 44.1 | 36.56 | 39.13 | 44.1 | 36.56 | 39.84 | 46.63 | 36.56 | 26.24 | 29.76 | 35.14 | 25.45 | 10.44 | 27.93 | 25.2 | 10.33 | 27.65 | 10.33 | 36.33 | 44.35 | 10.33 | 36.33 | 44.35 | 10.33 | 36.33 | 44.35 | 10.33 | 36.33 | 44.35 | 55.3 | 52.42 | 48.7 | 55.3 | 52.42 | 48.7 | 49.72 | 52.31 | 48.7 | 49.72 | 52.31 | 48.7 | 55.3 | 52.42 | 48.7 | 43.62 | 51.31 | 47.15 | 10.44 | 36.69 | 44.8 | 10.33 | 36.33 | 44.35
7730 | 25.71 | 10.33 | 28.21 | 25.71 | 10.33 | 28.21 | 25.71 | 10.33 | 28.21 | 25.71 | 10.33 | 28.21 | 39.76 | 46.55 | 36.48 | 39.76 | 46.55 | 36.48 | 39.05 | 44.02 | 36.48 | 39.05 | 44.02 | 36.48 | 39.76 | 46.55 | 36.48 | 26.77 | 29.76 | 35.14 | 25.97 | 10.44 | 28.5 | 25.71 | 10.33 | 28.21 | 34.36 | 44.04 | 45.75 | 34.36 | 44.04 | 45.75 | 34.36 | 44.04 | 45.75 | 34.36 | 44.04 | 45.75 | 55.22 | 52.33 | 48.61 | 55.22 | 52.33 | 48.61 | 49.64 | 52.23 | 48.61 | 49.64 | 52.23 | 48.61 | 55.22 | 52.33 | 48.61 | 43.62 | 51.31 | 47.64 | 34.71 | 44.49 | 45.29 | 34.36 | 44.04 | 45.75
7731 | 26.4 | 10.33 | 28.21 | 26.4 | 10.33 | 28.21 | 26.4 | 10.33 | 28.21 | 26.4 | 10.33 | 28.21 | 39.76 | 46.43 | 36.48 | 39.76 | 46.43 | 36.48 | 39.05 | 44.01 | 36.48 | 39.05 | 44.01 | 36.48 | 39.76 | 46.43 | 36.48 | 27.49 | 42.22 | 35.14 | 26.67 | 10.44 | 28.5 | 26.4 | 10.33 | 28.21 | 36.14 | 44.04 | 45.44 | 36.14 | 44.04 | 45.44 | 36.14 | 44.04 | 45.44 | 36.14 | 44.04 | 45.44 | 55.22 | 52.33 | 48.61 | 55.22 | 52.33 | 48.61 | 49.64 | 52.23 | 48.61 | 49.64 | 52.23 | 48.61 | 55.22 | 52.33 | 48.61 | 45.7 | 51.81 | 47.64 | 36.51 | 47.66 | 45.75 | 36.14 | 44.04 | 45.44
7732 | 34.18 | 13.38 | 28.21 | 34.18 | 13.38 | 28.21 | 34.18 | 13.38 | 28.21 | 34.18 | 13.38 | 28.21 | 39.94 | 46.6 | 36.67 | 39.94 | 46.6 | 36.67 | 39.23 | 44.2 | 36.67 | 39.23 | 44.2 | 36.67 | 39.94 | 46.6 | 36.67 | 35.23 | 45.04 | 35.85 | 34.52 | 13.51 | 28.5 | 34.18 | 13.38 | 28.21 | 41.5 | 44.04 | 44.35 | 41.5 | 44.04 | 44.35 | 41.5 | 44.04 | 44.35 | 41.5 | 44.04 | 44.35 | 55.4 | 52.52 | 48.8 | 55.4 | 52.52 | 48.8 | 49.82 | 52.41 | 48.8 | 49.82 | 52.41 | 48.8 | 55.4 | 52.52 | 48.8 | 52.13 | 55.82 | 48.31 | 51.09 | 47.66 | 44.8 | 41.5 | 44.04 | 44.35
7733 | 39.2 | 26.12 | 28.21 | 39.2 | 26.12 | 28.21 | 39.2 | 26.12 | 28.21 | 39.2 | 26.12 | 28.21 | 40.4 | 47.2 | 37.12 | 40.4 | 47.2 | 37.12 | 39.69 | 44.66 | 37.12 | 39.69 | 44.66 | 37.12 | 40.4 | 47.2 | 37.12 | 39.99 | 48.66 | 38.66 | 39.59 | 26.39 | 34.42 | 39.2 | 26.12 | 28.21 | 44.27 | 48.43 | 45.75 | 44.27 | 48.43 | 45.75 | 44.27 | 48.43 | 45.75 | 44.27 | 48.43 | 45.75 | 55.86 | 52.97 | 49.26 | 55.86 | 52.97 | 49.26 | 50.28 | 52.87 | 49.26 | 50.28 | 52.87 | 49.26 | 55.86 | 52.97 | 49.26 | 57.37 | 62.56 | 51.29 | 57.37 | 52.95 | 46.21 | 44.27 | 48.43 | 45.75
7734 | 40.22 | 45.19 | 35.9 | 40.22 | 45.19 | 35.9 | 40.22 | 45.19 | 35.9 | 40.22 | 45.19 | 35.9 | 40.93 | 47.74 | 39.08 | 40.93 | 47.74 | 39.08 | 40.22 | 45.19 | 37.65 | 40.22 | 45.19 | 37.65 | 40.93 | 47.74 | 39.08 | 44.35 | 60.84 | 47.8 | 44.81 | 59.62 | 46.85 | 40.22 | 45.19 | 35.9 | 50.81 | 51.19 | 46.17 | 50.81 | 51.19 | 46.17 | 50.81 | 51.19 | 46.17 | 50.81 | 51.19 | 46.17 | 56.39 | 53.51 | 50.82 | 56.39 | 53.51 | 50.82 | 50.81 | 53.4 | 49.79 | 50.81 | 53.4 | 49.79 | 56.39 | 53.51 | 50.82 | 65.38 | 83.42 | 54.01 | 65.38 | 81.75 | 49.78 | 50.81 | 51.19 | 46.17
7735 | 40.84 | 45.8 | 38.27 | 40.84 | 45.8 | 38.27 | 40.84 | 45.8 | 38.27 | 40.84 | 45.8 | 38.27 | 41.54 | 48.36 | 45.45 | 41.54 | 48.36 | 45.45 | 40.84 | 45.8 | 38.27 | 40.84 | 45.8 | 38.27 | 41.54 | 48.36 | 45.45 | 51.88 | 78.31 | 48.3 | 51.79 | 76.76 | 47.34 | 40.84 | 45.8 | 38.27 | 51.43 | 54.01 | 48.43 | 51.43 | 54.01 | 48.43 | 51.43 | 54.01 | 48.43 | 51.43 | 54.01 | 48.43 | 57.01 | 85.01 | 53.28 | 57.01 | 85.01 | 53.28 | 51.43 | 54.01 | 50.4 | 51.43 | 54.01 | 50.4 | 57.01 | 85.01 | 53.28 | 77.86 | 89.42 | 57.19 | 77.29 | 87.64 | 56.04 | 51.43 | 54.01 | 46.17
7736 | 41.07 | 46.04 | 38.5 | 41.07 | 46.04 | 38.5 | 41.07 | 46.04 | 38.5 | 41.07 | 46.04 | 38.5 | 41.78 | 48.6 | 45.45 | 41.78 | 48.6 | 45.45 | 41.07 | 46.04 | 38.5 | 41.07 | 46.04 | 38.5 | 41.78 | 48.6 | 45.45 | 52.85 | 78.31 | 48.78 | 52.32 | 78.31 | 47.8 | 41.07 | 46.04 | 38.5 | 51.66 | 54.25 | 50.63 | 51.66 | 54.25 | 50.63 | 51.66 | 54.25 | 50.63 | 51.66 | 54.25 | 50.63 | 57.24 | 82.62 | 51.85 | 57.24 | 82.62 | 51.85 | 51.66 | 54.25 | 50.63 | 51.66 | 54.25 | 50.63 | 57.24 | 82.62 | 51.85 | 78.07 | 87.81 | 57.19 | 78.07 | 86.91 | 55.67 | 51.66 | 54.25 | 46.17
7737 | 40.87 | 45.83 | 38.3 | 40.87 | 45.83 | 38.3 | 40.87 | 45.83 | 38.3 | 40.87 | 45.83 | 38.3 | 41.57 | 48.4 | 38.3 | 41.57 | 48.4 | 38.3 | 40.87 | 45.83 | 38.3 | 40.87 | 45.83 | 38.3 | 41.57 | 48.4 | 38.3 | 52.85 | 63.99 | 48.78 | 51.79 | 62.71 | 47.8 | 40.87 | 45.83 | 38.3 | 51.45 | 54.04 | 47.25 | 51.45 | 54.04 | 47.25 | 51.45 | 54.04 | 47.25 | 51.45 | 54.04 | 47.25 | 57.03 | 79.31 | 50.43 | 57.03 | 79.31 | 50.43 | 51.45 | 54.04 | 50.43 | 51.45 | 54.04 | 50.43 | 57.03 | 79.31 | 50.43 | 78.07 | 85.12 | 57.19 | 78.07 | 83.42 | 49.78 | 51.45 | 54.04 | 46.17
7738 | 40.8 | 45.76 | 38.23 | 40.8 | 45.76 | 38.23 | 40.8 | 45.76 | 38.23 | 40.8 | 45.76 | 38.23 | 41.5 | 48.32 | 38.23 | 41.5 | 48.32 | 38.23 | 40.8 | 45.76 | 38.23 | 40.8 | 45.76 | 38.23 | 41.5 | 48.32 | 38.23 | 52.85 | 63.99 | 39.4 | 51.79 | 62.71 | 38.61 | 40.8 | 45.76 | 38.23 | 51.39 | 53.97 | 48.62 | 51.39 | 53.97 | 48.62 | 51.39 | 53.97 | 48.62 | 51.39 | 53.97 | 48.62 | 56.97 | 76.85 | 50.36 | 56.97 | 76.85 | 50.36 | 51.39 | 53.97 | 50.36 | 51.39 | 53.97 | 50.36 | 56.97 | 76.85 | 50.36 | 78.07 | 81.67 | 50.87 | 76.52 | 80.83 | 49.78 | 51.39 | 53.97 | 46.17
7739 | 40.72 | 45.69 | 38.15 | 40.72 | 45.69 | 38.15 | 41.43 | 45.69 | 38.15 | 41.43 | 45.69 | 38.15 | 41.43 | 48.24 | 38.15 | 41.43 | 48.24 | 38.15 | 40.72 | 45.69 | 38.15 | 40.72 | 45.69 | 38.15 | 41.43 | 48.24 | 38.15 | 52.68 | 52.76 | 38.54 | 51.63 | 51.71 | 38.54 | 40.72 | 45.69 | 33.74 | 51.31 | 53.9 | 49.61 | 51.31 | 53.9 | 49.61 | 51.31 | 53.9 | 49.61 | 51.31 | 53.9 | 49.61 | 56.89 | 54.01 | 50.29 | 56.89 | 54.01 | 50.29 | 51.31 | 53.9 | 50.29 | 51.31 | 53.9 | 50.29 | 56.89 | 54.01 | 50.29 | 70.08 | 62.56 | 50.79 | 68.68 | 61.32 | 49.78 | 51.31 | 52.83 | 46.17
7740 | 40.65 | 45.61 | 38.08 | 40.65 | 45.61 | 38.08 | 41.35 | 45.61 | 38.08 | 41.35 | 45.61 | 38.08 | 41.35 | 48.16 | 38.08 | 41.35 | 48.16 | 38.08 | 40.65 | 45.61 | 38.08 | 40.65 | 45.61 | 38.08 | 41.35 | 48.16 | 38.08 | 49.73 | 52.76 | 37.7 | 48.74 | 51.71 | 37.7 | 40.65 | 45.61 | 33.74 | 51.24 | 53.82 | 49.61 | 51.24 | 53.82 | 49.61 | 52.28 | 53.82 | 49.61 | 52.28 | 53.82 | 49.61 | 56.82 | 53.93 | 50.21 | 56.82 | 53.93 | 50.21 | 51.24 | 53.82 | 50.21 | 51.24 | 53.82 | 50.21 | 56.82 | 53.93 | 50.21 | 73.25 | 62.56 | 49.71 | 71.8 | 61.31 | 49.11 | 51.24 | 52.75 | 46.17
7741 | 40.65 | 45.61 | 38.08 | 40.65 | 45.61 | 38.08 | 41.35 | 45.61 | 38.08 | 41.35 | 45.61 | 38.08 | 41.35 | 48.16 | 38.08 | 41.35 | 48.16 | 38.08 | 40.65 | 45.61 | 38.08 | 40.65 | 45.61 | 38.08 | 41.35 | 48.16 | 38.08 | 52.85 | 56.41 | 37.7 | 51.79 | 55.28 | 37.7 | 40.65 | 45.61 | 38.08 | 51.24 | 53.82 | 49.1 | 51.24 | 53.82 | 49.1 | 53.92 | 53.82 | 49.1 | 53.92 | 53.82 | 49.1 | 56.82 | 53.93 | 50.21 | 56.82 | 53.93 | 50.21 | 51.24 | 53.82 | 50.21 | 51.24 | 53.82 | 50.21 | 56.82 | 53.93 | 50.21 | 75.68 | 61.93 | 48.61 | 75.68 | 60.69 | 48.61 | 51.24 | 53.17 | 49.1
7742 | 40.66 | 45.63 | 38.09 | 40.66 | 45.63 | 38.09 | 41.37 | 45.63 | 38.09 | 41.37 | 45.63 | 38.09 | 41.37 | 48.17 | 38.09 | 41.37 | 48.17 | 38.09 | 40.66 | 45.63 | 38.09 | 40.66 | 45.63 | 38.09 | 41.37 | 48.17 | 38.09 | 51.79 | 48.17 | 37.38 | 51.79 | 47.21 | 37.76 | 40.66 | 45.63 | 38.09 | 51.25 | 53.84 | 48.12 | 51.25 | 53.84 | 48.12 | 56.83 | 53.84 | 48.12 | 56.83 | 53.84 | 48.12 | 56.83 | 53.94 | 50.23 | 56.83 | 53.94 | 50.23 | 51.25 | 53.84 | 50.23 | 51.25 | 53.84 | 50.23 | 56.83 | 53.94 | 50.23 | 70.19 | 53.3 | 47.64 | 71.62 | 54.38 | 47.64 | 51.25 | 53.17 | 48.12
7743 | 40.77 | 45.74 | 38.2 | 40.77 | 45.74 | 38.2 | 41.48 | 45.74 | 38.2 | 41.48 | 45.74 | 38.2 | 41.48 | 48.28 | 38.2 | 41.48 | 48.28 | 38.2 | 40.77 | 45.74 | 38.2 | 40.77 | 45.74 | 38.2 | 41.48 | 48.28 | 38.2 | 44.09 | 47.56 | 37.82 | 44.99 | 47.56 | 38.59 | 40.77 | 45.74 | 38.2 | 51.36 | 53.95 | 47.76 | 51.36 | 53.95 | 47.76 | 51.36 | 53.95 | 47.76 | 51.36 | 53.95 | 47.76 | 56.94 | 54.06 | 50.34 | 56.94 | 54.06 | 50.34 | 51.36 | 53.95 | 50.34 | 51.36 | 53.95 | 50.34 | 56.94 | 54.06 | 50.34 | 65.04 | 53.41 | 46.34 | 66.37 | 54.5 | 47.28 | 51.36 | 53.95 | 46.17
7744 | 41.15 | 46.11 | 38.58 | 41.15 | 46.12 | 38.58 | 41.85 | 46.12 | 38.58 | 41.85 | 46.12 | 38.58 | 41.85 | 48.66 | 38.58 | 41.85 | 48.66 | 38.58 | 41.15 | 46.12 | 38.58 | 41.15 | 46.11 | 38.58 | 41.85 | 48.66 | 38.58 | 47.61 | 48.17 | 38.19 | 51.79 | 49.15 | 38.97 | 41.15 | 46.11 | 38.58 | 51.74 | 54.33 | 48.93 | 51.74 | 54.33 | 48.93 | 57.32 | 54.33 | 48.93 | 57.32 | 54.33 | 48.93 | 57.32 | 54.43 | 50.71 | 57.32 | 54.43 | 50.71 | 51.74 | 54.33 | 50.71 | 51.74 | 54.33 | 50.71 | 57.32 | 54.43 | 50.71 | 74.99 | 53.78 | 46.66 | 76.52 | 54.88 | 48.44 | 51.74 | 54.33 | 46.17
7745 | 41.6 | 46.57 | 39.03 | 41.6 | 46.57 | 39.03 | 42.31 | 46.62 | 39.03 | 42.31 | 46.62 | 39.03 | 42.31 | 49.11 | 39.03 | 42.31 | 49.11 | 39.03 | 41.6 | 46.57 | 39.03 | 41.6 | 46.57 | 39.03 | 42.31 | 49.11 | 39.03 | 51.79 | 48.62 | 37.49 | 52.32 | 49.61 | 38.64 | 41.6 | 46.57 | 39.03 | 52.19 | 54.78 | 49.61 | 52.19 | 54.78 | 49.61 | 57.77 | 54.78 | 49.61 | 57.77 | 54.78 | 49.61 | 57.77 | 54.89 | 51.17 | 57.77 | 54.89 | 51.17 | 52.19 | 54.78 | 51.17 | 52.19 | 54.78 | 51.17 | 57.77 | 54.89 | 51.17 | 74.87 | 54.23 | 47.16 | 76.52 | 55.34 | 48.61 | 52.19 | 54.78 | 46.17
7746 | 41.12 | 46.09 | 38.55 | 41.12 | 46.09 | 38.55 | 41.83 | 46.12 | 38.55 | 41.83 | 46.12 | 38.55 | 41.83 | 48.62 | 38.55 | 41.83 | 48.62 | 38.55 | 41.12 | 46.09 | 38.55 | 41.12 | 46.09 | 38.55 | 41.83 | 48.62 | 38.55 | 51.79 | 46.59 | 36.21 | 51.79 | 47.54 | 38.17 | 41.12 | 46.09 | 38.55 | 51.71 | 54.3 | 49.61 | 51.71 | 54.3 | 49.61 | 57.29 | 54.3 | 49.61 | 57.29 | 54.3 | 49.61 | 57.29 | 54.41 | 50.69 | 57.29 | 54.41 | 50.69 | 51.71 | 54.3 | 50.69 | 51.71 | 54.3 | 50.69 | 57.29 | 54.41 | 50.69 | 76.52 | 52.95 | 46.34 | 76.52 | 54.85 | 48.12 | 51.71 | 53.17 | 46.17
7747 | 40.69 | 45.66 | 38.12 | 40.69 | 45.66 | 38.12 | 41.4 | 45.66 | 38.12 | 41.4 | 45.66 | 38.12 | 41.4 | 48.05 | 38.12 | 41.4 | 48.05 | 38.12 | 40.69 | 45.66 | 38.12 | 40.69 | 45.66 | 38.12 | 41.4 | 48.05 | 38.12 | 47.51 | 45.2 | 35.29 | 46.56 | 46.12 | 37.74 | 40.69 | 45.66 | 27.65 | 51.28 | 53.87 | 49.61 | 51.28 | 53.87 | 49.61 | 51.28 | 53.87 | 49.61 | 51.28 | 53.87 | 49.61 | 56.86 | 53.97 | 50.26 | 56.86 | 53.97 | 50.05 | 51.28 | 53.87 | 50.26 | 51.28 | 53.87 | 50.26 | 56.86 | 53.97 | 50.26 | 72.62 | 49.13 | 44.8 | 74.11 | 54.41 | 48.12 | 51.28 | 50.17 | 46.17
7748 | 40.36 | 45.33 | 36.59 | 40.36 | 45.33 | 36.59 | 41.07 | 45.33 | 36.59 | 41.07 | 45.33 | 36.59 | 41.07 | 47.72 | 37.79 | 41.07 | 47.72 | 37.79 | 40.36 | 45.33 | 37.79 | 40.36 | 45.33 | 37.79 | 41.07 | 47.72 | 37.79 | 47.34 | 44.87 | 35.14 | 46.39 | 45.78 | 35.86 | 40.36 | 44.43 | 27.65 | 50.95 | 53.54 | 46.75 | 50.95 | 53.54 | 46.75 | 50.95 | 53.54 | 46.75 | 50.95 | 53.54 | 46.75 | 56.53 | 53.64 | 49.93 | 56.53 | 53.64 | 49.61 | 50.95 | 53.54 | 49.93 | 50.95 | 53.54 | 49.93 | 56.53 | 53.64 | 49.93 | 63.29 | 49.13 | 44.8 | 62.03 | 54.08 | 46.28 | 50.95 | 39.87 | 46.17
7749 | 40.11 | 45.08 | 35.85 | 40.11 | 45.08 | 35.85 | 40.11 | 45.08 | 35.85 | 40.11 | 45.08 | 35.85 | 40.82 | 47.47 | 37.54 | 40.82 | 47.47 | 37.54 | 40.11 | 45.08 | 37.54 | 40.11 | 45.08 | 37.54 | 40.82 | 47.47 | 37.54 | 41.34 | 42.81 | 34.78 | 40.52 | 45.53 | 35.49 | 40.11 | 26.12 | 24.88 | 50.7 | 53.29 | 46.68 | 50.7 | 53.29 | 46.68 | 50.7 | 53.29 | 46.68 | 50.7 | 53.29 | 46.68 | 56.28 | 53.4 | 49.68 | 56.28 | 53.4 | 49.61 | 50.7 | 53.29 | 49.68 | 50.7 | 53.29 | 49.68 | 56.28 | 53.4 | 49.68 | 56.85 | 47.89 | 44.8 | 55.71 | 53.83 | 46.21 | 50.7 | 29 | 10.33
7750 | 39.85 | 44.26 | 10 | 39.85 | 44.26 | 34.78 | 39.85 | 44.26 | 34.78 | 39.85 | 44.26 | 34.78 | 40.55 | 47.04 | 37.28 | 40.55 | 47.04 | 37.28 | 39.85 | 44.81 | 37.28 | 39.85 | 44.81 | 37.28 | 40.55 | 47.04 | 37.28 | 40.15 | 13.51 | 34.42 | 40.25 | 43.81 | 35.12 | 39.05 | 26.12 | 10 | 50.43 | 53.02 | 46.23 | 50.43 | 53.02 | 46.23 | 50.43 | 53.02 | 46.23 | 50.43 | 53.02 | 46.23 | 56.01 | 53.13 | 49.41 | 56.01 | 53.13 | 49.41 | 50.43 | 53.02 | 49.41 | 50.43 | 53.02 | 49.41 | 56.01 | 53.13 | 49.41 | 55.45 | 47.66 | 44.8 | 54.34 | 52.49 | 45.75 | 48.94 | 10.33 | 10
7751 | 37.94 | 13.1 | 0 | 37.94 | 13.1 | 34.77 | 37.94 | 13.1 | 34.77 | 37.94 | 13.1 | 34.77 | 40.18 | 46.45 | 36.9 | 40.18 | 46.45 | 36.9 | 39.47 | 44.44 | 36.9 | 39.47 | 44.44 | 36.9 | 40.18 | 46.45 | 36.9 | 38.33 | 12.71 | 34.35 | 38.33 | 12.97 | 34.42 | 18.29 | 12.08 | 0 | 50.06 | 52.65 | 46.17 | 50.06 | 52.65 | 46.17 | 50.06 | 52.65 | 46.17 | 50.06 | 52.65 | 46.17 | 55.64 | 52.75 | 49.04 | 55.64 | 52.75 | 49.04 | 50.06 | 52.65 | 49.04 | 50.06 | 52.65 | 49.04 | 55.64 | 52.75 | 49.04 | 51.6 | 45.93 | 44.79 | 50.57 | 52.12 | 45.7 | 36.14 | 10.33 | 0
7752 | 34.64 | 12.58 | 0 | 34.64 | 12.58 | 34.43 | 34.64 | 12.58 | 34.43 | 34.64 | 12.58 | 34.43 | 39.82 | 44.07 | 36.54 | 39.82 | 44.07 | 36.54 | 39.11 | 44.08 | 36.54 | 39.11 | 44.08 | 36.54 | 39.82 | 44.07 | 36.54 | 34.29 | 12.46 | 34.09 | 34.99 | 12.71 | 34.42 | 18.29 | 10.34 | 0 | 36.87 | 48.43 | 46.17 | 36.87 | 48.43 | 46.17 | 36.87 | 48.43 | 46.17 | 36.87 | 48.43 | 46.17 | 55.28 | 52.39 | 48.68 | 55.28 | 52.39 | 48.68 | 49.7 | 52.29 | 48.68 | 49.7 | 52.29 | 48.68 | 55.28 | 52.39 | 48.68 | 36.51 | 45.93 | 44.79 | 37.25 | 47.95 | 45.7 | 36.14 | 0 | 0
7753 | 34.17 | 13.65 | 34.77 | 34.17 | 13.65 | 34.77 | 34.17 | 13.65 | 34.77 | 34.17 | 13.65 | 34.77 | 38.95 | 43.09 | 36.38 | 38.95 | 43.09 | 36.38 | 38.95 | 43.92 | 36.38 | 38.95 | 43.92 | 36.38 | 38.95 | 43.09 | 36.38 | 33.82 | 13.24 | 34.42 | 34.51 | 13.51 | 34.42 | 18.29 | 12.58 | 0 | 43.01 | 48.43 | 46.17 | 43.01 | 48.43 | 46.17 | 43.01 | 48.43 | 46.17 | 43.01 | 48.43 | 46.17 | 55.12 | 52.23 | 48.52 | 55.12 | 52.23 | 48.52 | 49.54 | 52.13 | 48.52 | 49.54 | 52.13 | 48.52 | 55.12 | 52.23 | 48.52 | 42.58 | 46.99 | 44.8 | 43.45 | 47.95 | 45.7 | 36.14 | 10.33 | 0
7754 | 34.26 | 40.54 | 34.78 | 34.26 | 40.54 | 34.78 | 34.26 | 40.54 | 34.78 | 34.26 | 40.54 | 34.78 | 38.86 | 43.09 | 36.29 | 38.86 | 43.09 | 36.29 | 38.86 | 43.82 | 36.29 | 38.86 | 43.82 | 36.29 | 38.86 | 43.09 | 36.29 | 33.91 | 41 | 35.13 | 34.6 | 40.95 | 35.13 | 33.58 | 26.12 | 10.33 | 43.45 | 49.22 | 46.17 | 43.45 | 49.22 | 46.17 | 43.45 | 49.22 | 46.17 | 43.45 | 49.22 | 46.17 | 52.27 | 52.14 | 48.42 | 52.27 | 52.14 | 48.42 | 49.44 | 52.03 | 48.42 | 49.44 | 52.03 | 48.42 | 52.27 | 52.14 | 48.42 | 43.89 | 48.73 | 45.35 | 43.89 | 49.72 | 45.7 | 42.16 | 10.33 | 10.33
7755 | 34.52 | 40.54 | 35.12 | 34.52 | 40.54 | 35.12 | 34.52 | 40.54 | 35.12 | 34.52 | 40.54 | 35.12 | 38.85 | 43.09 | 36.28 | 38.85 | 43.09 | 36.28 | 38.85 | 43.81 | 36.28 | 38.85 | 43.81 | 36.28 | 38.85 | 43.09 | 36.28 | 34.18 | 41 | 34.77 | 34.87 | 40.95 | 34.77 | 34.52 | 31.48 | 28.21 | 46.53 | 49.12 | 46.17 | 46.53 | 49.12 | 46.17 | 46.53 | 49.12 | 46.17 | 46.53 | 49.12 | 46.17 | 52.27 | 52.13 | 48.41 | 52.27 | 52.13 | 48.41 | 49.44 | 52.02 | 48.41 | 49.44 | 52.02 | 48.41 | 52.27 | 52.13 | 48.41 | 47 | 47.66 | 44.8 | 47 | 48.63 | 45.7 | 44.67 | 39.87 | 46.17
7756 | 39.03 | 40.59 | 35.12 | 39.03 | 40.59 | 35.12 | 39.03 | 40.59 | 35.12 | 39.03 | 40.59 | 35.12 | 39.44 | 43.09 | 36.46 | 39.44 | 43.09 | 36.46 | 39.03 | 44 | 36.46 | 39.03 | 44 | 36.46 | 39.44 | 43.09 | 36.46 | 37.87 | 41 | 34.77 | 38.64 | 41 | 34.77 | 39.03 | 40.59 | 33.06 | 49.62 | 51.19 | 46.17 | 49.62 | 51.19 | 46.17 | 49.62 | 51.19 | 46.17 | 49.62 | 51.19 | 46.17 | 54.5 | 52.32 | 48.6 | 54.5 | 52.32 | 48.6 | 49.62 | 52.21 | 48.6 | 49.62 | 52.21 | 48.6 | 54.5 | 52.32 | 48.6 | 50.12 | 49.13 | 44.8 | 50.12 | 50.68 | 45.7 | 49.62 | 51.19 | 46.17
7757 | 39.59 | 44.55 | 36.59 | 39.59 | 44.55 | 36.59 | 39.59 | 44.55 | 36.59 | 39.59 | 44.55 | 36.59 | 40 | 44.55 | 37.02 | 40 | 44.55 | 37.02 | 39.59 | 44.55 | 37.02 | 39.59 | 44.55 | 37.02 | 40 | 44.55 | 37.02 | 38.41 | 44.1 | 35.14 | 39.19 | 45 | 35.85 | 39.59 | 44.55 | 36.59 | 50.18 | 52.76 | 46.68 | 50.18 | 52.76 | 46.68 | 50.18 | 52.76 | 46.68 | 50.18 | 52.76 | 46.68 | 55.76 | 52.87 | 49.15 | 55.76 | 52.87 | 49.15 | 50.18 | 52.76 | 49.15 | 50.18 | 52.76 | 49.15 | 55.76 | 52.87 | 49.15 | 55.2 | 48.33 | 44.83 | 54.09 | 52.24 | 45.75 | 50.18 | 52.76 | 46.68
7758 | 40.17 | 45.13 | 37.6 | 40.17 | 45.13 | 37.6 | 40.17 | 45.13 | 37.6 | 40.17 | 45.13 | 37.6 | 40.87 | 47.59 | 37.6 | 40.87 | 47.59 | 37.6 | 40.17 | 45.13 | 37.6 | 40.17 | 45.13 | 37.6 | 40.87 | 47.59 | 37.6 | 40.57 | 44.68 | 37.11 | 41.4 | 45.59 | 37.38 | 40.17 | 45.13 | 37.6 | 50.76 | 53.35 | 49.61 | 50.76 | 53.35 | 49.61 | 50.76 | 53.35 | 49.61 | 50.76 | 53.35 | 49.61 | 56.34 | 53.45 | 49.73 | 56.34 | 53.45 | 49.61 | 50.76 | 53.35 | 49.73 | 50.76 | 53.35 | 49.73 | 56.34 | 53.45 | 49.73 | 56.01 | 48.33 | 45.35 | 57.16 | 53.88 | 46.68 | 50.76 | 53.35 | 49.61
7759 | 40.82 | 45.81 | 38.25 | 40.82 | 45.81 | 38.25 | 40.82 | 45.81 | 38.25 | 40.82 | 45.81 | 38.25 | 41.53 | 48.32 | 38.25 | 41.53 | 48.32 | 38.25 | 40.82 | 45.81 | 38.25 | 40.82 | 45.81 | 38.25 | 41.53 | 48.32 | 38.25 | 47.34 | 46.82 | 37.86 | 48.31 | 47.78 | 38.64 | 40.82 | 45.81 | 38.25 | 51.41 | 54 | 50.39 | 51.41 | 54 | 50.39 | 51.41 | 54 | 50.39 | 51.41 | 54 | 50.39 | 56.99 | 54.1 | 50.39 | 56.99 | 54.1 | 50.39 | 51.41 | 54 | 50.39 | 51.41 | 54 | 50.39 | 56.99 | 54.1 | 50.39 | 66.04 | 50.65 | 45.6 | 67.39 | 54.54 | 50.89 | 51.41 | 54 | 50.39
7760 | 40.99 | 45.98 | 38.43 | 40.99 | 45.98 | 38.43 | 41.7 | 45.98 | 38.43 | 41.7 | 45.98 | 38.43 | 41.7 | 48.51 | 38.43 | 41.7 | 48.51 | 38.43 | 40.99 | 45.98 | 38.43 | 40.99 | 45.98 | 38.43 | 41.7 | 48.51 | 38.43 | 53.02 | 48.5 | 38.04 | 54.1 | 72.5 | 38.82 | 41.7 | 45.98 | 38.43 | 51.58 | 54.17 | 50.56 | 51.58 | 54.17 | 50.56 | 51.58 | 54.17 | 50.56 | 51.58 | 54.17 | 50.56 | 57.16 | 54.28 | 50.56 | 57.16 | 54.28 | 50.56 | 51.58 | 54.17 | 50.56 | 51.58 | 54.17 | 50.56 | 57.16 | 54.28 | 50.56 | 77.52 | 52.95 | 46.34 | 79.9 | 93.4 | 50.05 | 51.58 | 54.17 | 50.56
7761 | 40.81 | 45.8 | 38.25 | 40.81 | 45.8 | 38.25 | 41.52 | 45.8 | 38.25 | 41.52 | 45.8 | 38.25 | 41.52 | 48.33 | 38.25 | 41.52 | 48.33 | 38.25 | 40.81 | 45.8 | 38.25 | 40.81 | 45.8 | 38.25 | 41.52 | 48.33 | 38.25 | 53.02 | 48.33 | 36.73 | 54.1 | 54.38 | 37.86 | 41.52 | 45.8 | 38.25 | 51.4 | 53.99 | 50.38 | 51.4 | 53.99 | 50.38 | 51.4 | 53.99 | 50.38 | 51.4 | 53.99 | 50.38 | 56.98 | 54.1 | 50.38 | 56.98 | 54.1 | 49.61 | 51.4 | 53.99 | 50.38 | 51.4 | 53.99 | 50.38 | 56.98 | 54.1 | 50.38 | 77.52 | 52.95 | 44.8 | 78.32 | 72.22 | 49.88 | 51.4 | 53.99 | 50.38
7762 | 40.76 | 45.75 | 38.19 | 40.76 | 45.75 | 38.19 | 41.46 | 45.75 | 38.19 | 41.46 | 45.75 | 38.19 | 41.46 | 48.27 | 38.19 | 41.46 | 48.27 | 38.19 | 40.76 | 45.75 | 38.19 | 40.76 | 45.75 | 38.19 | 41.46 | 48.27 | 38.19 | 41.88 | 47.78 | 35.9 | 44.07 | 54.38 | 37.81 | 41.46 | 45.75 | 38.19 | 51.35 | 53.94 | 50.32 | 51.35 | 53.94 | 50.32 | 51.35 | 53.94 | 50.32 | 51.35 | 53.94 | 50.32 | 56.93 | 54.04 | 50.32 | 56.93 | 54.04 | 49.61 | 51.35 | 53.94 | 50.32 | 51.35 | 53.94 | 50.32 | 56.93 | 54.04 | 50.32 | 59.51 | 48.33 | 44.8 | 67.83 | 70.06 | 49.82 | 51.35 | 53.94 | 50.32
7763 | 40.72 | 45.71 | 38.16 | 40.72 | 45.71 | 38.16 | 41.43 | 45.71 | 38.16 | 41.43 | 45.71 | 38.16 | 41.43 | 48.24 | 38.16 | 41.43 | 48.24 | 38.16 | 40.72 | 45.71 | 38.16 | 40.72 | 45.71 | 38.16 | 41.43 | 48.24 | 38.16 | 41.85 | 47.75 | 35.9 | 49.31 | 54.38 | 37.77 | 40.72 | 45.71 | 38.16 | 51.31 | 53.9 | 50.29 | 51.31 | 53.9 | 50.29 | 51.31 | 53.9 | 50.29 | 51.31 | 53.9 | 50.29 | 56.89 | 54.01 | 50.29 | 56.89 | 54.01 | 49.61 | 51.31 | 53.9 | 50.29 | 51.31 | 53.9 | 50.29 | 56.89 | 54.01 | 50.29 | 57.47 | 47.66 | 44.38 | 67.83 | 70.06 | 49.79 | 51.31 | 53.9 | 50.29
7764 | 40.65 | 45.64 | 38.08 | 40.65 | 45.64 | 38.08 | 41.36 | 45.64 | 38.08 | 41.36 | 45.64 | 38.08 | 41.36 | 48.17 | 38.08 | 41.36 | 48.17 | 38.08 | 40.65 | 45.64 | 38.08 | 40.65 | 45.64 | 38.08 | 41.36 | 48.17 | 38.08 | 47.34 | 47.68 | 36.26 | 50.58 | 55.29 | 38.14 | 40.65 | 45.64 | 38.08 | 51.24 | 53.83 | 50.22 | 51.24 | 53.83 | 50.22 | 51.24 | 53.83 | 50.22 | 51.24 | 53.83 | 50.22 | 56.82 | 53.94 | 50.22 | 56.82 | 53.94 | 49.61 | 51.24 | 53.83 | 50.22 | 51.24 | 53.83 | 50.22 | 56.82 | 53.94 | 50.22 | 62.26 | 47.66 | 44.8 | 67.83 | 72.22 | 49.72 | 51.24 | 53.83 | 50.22
7765 | 40.65 | 45.64 | 38.08 | 40.65 | 45.64 | 38.08 | 41.35 | 45.64 | 38.08 | 41.35 | 45.64 | 38.08 | 41.35 | 48.16 | 38.08 | 41.35 | 48.16 | 38.08 | 40.65 | 45.64 | 38.08 | 40.65 | 45.63 | 38.08 | 41.35 | 48.16 | 38.08 | 51.88 | 48.65 | 37.7 | 55.98 | 65.54 | 58.15 | 40.65 | 45.64 | 38.08 | 51.24 | 53.83 | 50.21 | 51.24 | 53.83 | 50.21 | 51.24 | 53.83 | 50.21 | 51.24 | 53.83 | 50.21 | 56.82 | 53.93 | 50.21 | 56.82 | 53.93 | 50.21 | 51.24 | 53.83 | 50.21 | 51.24 | 53.83 | 50.21 | 56.82 | 53.93 | 50.21 | 72.39 | 53.39 | 44.8 | 85 | 81.47 | 49.71 | 51.24 | 53.83 | 50.21
7766 | 40.61 | 45.58 | 38.04 | 40.61 | 45.58 | 38.04 | 41.32 | 45.58 | 38.04 | 41.32 | 45.58 | 38.04 | 41.32 | 48.12 | 38.04 | 41.32 | 48.12 | 38.04 | 40.61 | 45.58 | 38.04 | 40.61 | 45.58 | 38.04 | 41.32 | 48.12 | 38.04 | 51.88 | 48.61 | 37.66 | 56.21 | 69.95 | 77.42 | 40.61 | 45.58 | 38.04 | 51.2 | 53.79 | 50.18 | 51.2 | 53.79 | 50.18 | 51.2 | 53.79 | 50.18 | 51.2 | 53.79 | 50.18 | 56.78 | 53.9 | 50.18 | 56.78 | 53.9 | 50.18 | 51.2 | 53.79 | 50.18 | 51.2 | 53.79 | 50.18 | 56.78 | 53.9 | 50.18 | 73.79 | 53.36 | 49.68 | 88.04 | 88.56 | 86.14 | 51.2 | 53.79 | 50.18
7767 | 40.73 | 45.7 | 38.16 | 40.73 | 45.7 | 38.16 | 41.44 | 45.74 | 38.16 | 41.44 | 45.74 | 38.16 | 41.44 | 48.25 | 38.16 | 41.44 | 48.25 | 38.16 | 40.73 | 48.24 | 38.16 | 40.73 | 45.7 | 38.16 | 41.44 | 48.25 | 38.16 | 51.88 | 48.73 | 38.24 | 58.31 | 77.53 | 80.28 | 40.73 | 45.7 | 38.16 | 51.32 | 53.91 | 50.3 | 51.32 | 53.91 | 50.3 | 56.9 | 53.91 | 50.3 | 56.9 | 53.91 | 50.3 | 56.9 | 54.02 | 50.3 | 56.9 | 54.02 | 50.3 | 51.32 | 54.02 | 50.3 | 51.32 | 53.91 | 50.3 | 56.9 | 54.02 | 50.3 | 73.79 | 53.48 | 49.78 | 88.04 | 107.13 | 106.7 | 56.9 | 53.91 | 50.3
7768 | 41.19 | 46.15 | 38.62 | 41.19 | 46.15 | 38.62 | 41.89 | 46.16 | 38.62 | 41.89 | 46.16 | 38.62 | 41.89 | 48.7 | 38.62 | 41.89 | 48.7 | 38.62 | 41.19 | 48.7 | 38.62 | 41.19 | 46.15 | 38.62 | 41.89 | 48.7 | 38.62 | 56.52 | 72.79 | 38.24 | 58.9 | 80.71 | 82.23 | 41.19 | 46.15 | 38.62 | 51.77 | 54.36 | 50.75 | 51.77 | 54.36 | 50.75 | 57.35 | 54.36 | 50.75 | 57.35 | 54.36 | 50.75 | 57.35 | 54.47 | 50.75 | 57.35 | 54.47 | 50.75 | 51.77 | 54.47 | 50.75 | 51.77 | 54.36 | 50.75 | 57.35 | 54.47 | 50.75 | 76.17 | 54.59 | 49.78 | 88.93 | 112.44 | 111.11 | 51.77 | 54.36 | 50.75
7769 | 41.73 | 46.7 | 39.16 | 41.73 | 46.7 | 39.16 | 42.44 | 46.75 | 39.16 | 42.44 | 46.75 | 39.16 | 42.44 | 49.24 | 39.16 | 42.44 | 49.24 | 39.16 | 41.73 | 49.24 | 39.16 | 41.73 | 46.7 | 39.16 | 42.44 | 49.24 | 39.16 | 60.8 | 79.42 | 38.77 | 62.03 | 82.7 | 94.45 | 41.73 | 46.7 | 39.16 | 52.32 | 54.91 | 51.29 | 52.32 | 54.91 | 51.29 | 57.9 | 54.93 | 51.29 | 57.9 | 54.93 | 51.29 | 57.9 | 55.01 | 51.29 | 57.9 | 55.01 | 51.29 | 52.32 | 55.01 | 51.29 | 52.32 | 54.91 | 51.29 | 57.9 | 55.01 | 51.29 | 88.39 | 55.48 | 49.78 | 100.54 | 112.44 | 111.11 | 52.32 | 54.91 | 51.29
7770 | 41.28 | 46.25 | 38.71 | 41.28 | 46.25 | 38.71 | 41.99 | 46.3 | 38.71 | 41.99 | 46.3 | 38.71 | 41.99 | 48.8 | 38.71 | 41.99 | 48.8 | 38.71 | 41.28 | 48.8 | 38.71 | 41.28 | 46.25 | 38.71 | 41.99 | 48.8 | 38.71 | 63.63 | 79.42 | 38.33 | 64.92 | 82.7 | 94.45 | 41.28 | 46.25 | 38.71 | 51.87 | 54.46 | 50.85 | 51.87 | 54.46 | 50.85 | 57.45 | 54.46 | 50.85 | 57.45 | 54.46 | 50.85 | 57.45 | 54.57 | 50.85 | 57.45 | 54.57 | 50.85 | 51.87 | 54.57 | 50.85 | 51.87 | 54.46 | 50.85 | 57.45 | 54.57 | 50.85 | 90.48 | 55.01 | 49.78 | 92.32 | 112.44 | 111.11 | 51.87 | 54.46 | 46.65
7771 | 40.73 | 45.7 | 33.06 | 40.73 | 45.7 | 38.16 | 41.44 | 45.7 | 38.16 | 41.44 | 45.7 | 38.16 | 41.44 | 48.24 | 38.16 | 41.44 | 48.24 | 38.16 | 40.73 | 48.24 | 38.16 | 40.73 | 45.7 | 38.16 | 41.44 | 48.24 | 38.16 | 60.8 | 79.42 | 38.24 | 62.03 | 81.88 | 94.45 | 40.73 | 45.7 | 33.06 | 51.32 | 53.82 | 50.3 | 51.32 | 53.91 | 50.3 | 53.79 | 53.91 | 50.3 | 53.79 | 53.91 | 50.3 | 56.9 | 54.01 | 50.3 | 56.9 | 54.01 | 50.3 | 51.32 | 54.01 | 50.3 | 51.32 | 53.91 | 50.3 | 56.9 | 54.01 | 50.3 | 86.28 | 54.45 | 49.78 | 88.04 | 112.44 | 111.11 | 51.32 | 52.83 | 46.17
7772 | 40.43 | 45.39 | 25.56 | 40.43 | 45.4 | 37.86 | 41.14 | 45.4 | 37.86 | 41.14 | 45.4 | 37.86 | 41.14 | 47.94 | 37.86 | 41.14 | 47.94 | 37.86 | 40.43 | 47.94 | 37.86 | 40.43 | 45.4 | 37.86 | 41.14 | 47.94 | 37.86 | 58.31 | 51.18 | 38.24 | 58.9 | 80.59 | 81.12 | 40.43 | 45.39 | 25.56 | 51.02 | 53.61 | 49.99 | 51.02 | 53.61 | 49.99 | 51.02 | 53.61 | 49.99 | 51.02 | 53.61 | 49.99 | 56.6 | 53.71 | 49.99 | 56.6 | 53.71 | 49.99 | 51.02 | 53.71 | 49.99 | 51.02 | 53.61 | 49.99 | 56.6 | 53.71 | 49.99 | 82.36 | 54.25 | 49.49 | 86.65 | 108.63 | 111.11 | 51.02 | 52.54 | 46.17
7773 | 40.23 | 28.99 | 23.41 | 40.23 | 45.2 | 37.67 | 40.23 | 45.2 | 37.67 | 40.23 | 45.2 | 37.67 | 40.94 | 47.75 | 37.67 | 40.94 | 47.75 | 37.67 | 40.23 | 45.37 | 37.67 | 40.23 | 45.2 | 37.67 | 40.94 | 47.75 | 37.67 | 54.53 | 48.23 | 38.05 | 55.64 | 75.82 | 79.86 | 40.23 | 28.99 | 23.41 | 50.82 | 53.41 | 49.8 | 50.82 | 53.41 | 49.8 | 50.82 | 53.41 | 49.8 | 50.82 | 53.41 | 49.8 | 56.4 | 53.52 | 49.8 | 56.4 | 53.52 | 49.8 | 50.82 | 53.52 | 49.8 | 50.82 | 53.41 | 49.8 | 56.4 | 53.52 | 49.8 | 75.93 | 53.95 | 49.3 | 79.9 | 100.84 | 111.11 | 50.82 | 50.17 | 46.17
7774 | 39.98 | 26.12 | 10.33 | 39.98 | 44.95 | 37.42 | 39.98 | 44.95 | 37.42 | 39.98 | 44.95 | 37.42 | 40.69 | 47.5 | 37.42 | 40.69 | 47.5 | 37.42 | 39.98 | 44.96 | 37.42 | 39.98 | 44.95 | 37.42 | 40.69 | 47.5 | 37.42 | 52.96 | 47.98 | 37.79 | 54.04 | 71.11 | 79.33 | 39.15 | 26.12 | 10.33 | 50.57 | 53.16 | 49.55 | 50.57 | 53.16 | 49.55 | 50.57 | 53.16 | 49.55 | 50.57 | 53.16 | 49.55 | 56.15 | 53.27 | 49.55 | 56.15 | 53.27 | 49.55 | 50.57 | 53.27 | 49.55 | 50.57 | 53.16 | 49.55 | 56.15 | 53.27 | 49.55 | 70.21 | 52.73 | 49.05 | 71.65 | 87.63 | 105 | 49.57 | 29 | 10.33
7775 | 39.66 | 26.12 | 10.33 | 39.66 | 44.62 | 37.09 | 39.66 | 44.62 | 37.09 | 39.66 | 44.62 | 37.09 | 40.36 | 47.17 | 37.09 | 40.36 | 47.17 | 37.09 | 39.66 | 44.62 | 37.09 | 39.66 | 44.62 | 37.09 | 40.36 | 47.17 | 37.09 | 49.82 | 47.64 | 37.11 | 50.84 | 58.78 | 77.89 | 29 | 26.12 | 10.33 | 50.24 | 52.83 | 49.22 | 50.24 | 52.83 | 49.22 | 50.24 | 52.83 | 49.22 | 50.24 | 52.83 | 49.22 | 55.82 | 52.94 | 49.22 | 55.82 | 52.94 | 49.22 | 50.24 | 52.83 | 49.22 | 50.24 | 52.83 | 49.22 | 55.82 | 52.94 | 49.22 | 69.43 | 52.41 | 46.32 | 70.87 | 84.33 | 87.63 | 47.89 | 10.33 | 10.33
7776 | 39.57 | 26.12 | 10.33 | 39.57 | 44.54 | 37 | 39.57 | 44.54 | 37 | 39.57 | 44.54 | 37 | 40.28 | 47.08 | 37 | 40.28 | 47.08 | 37 | 39.57 | 44.54 | 37 | 39.57 | 44.54 | 37 | 40.28 | 47.08 | 37 | 40.68 | 47.56 | 36.63 | 41.51 | 58.77 | 76.89 | 18.29 | 26.12 | 10.33 | 50.16 | 52.75 | 49.14 | 50.16 | 52.75 | 49.14 | 50.16 | 52.75 | 49.14 | 50.16 | 52.75 | 49.14 | 55.74 | 52.85 | 49.14 | 55.74 | 52.85 | 49.14 | 50.16 | 52.75 | 49.14 | 50.16 | 52.75 | 49.14 | 55.74 | 52.85 | 49.14 | 61.3 | 52.32 | 46.32 | 62.55 | 84.33 | 85.05 | 36.14 | 10.33 | 0
7777 | 39.41 | 44.38 | 10.33 | 39.41 | 44.38 | 36.84 | 39.41 | 44.38 | 36.84 | 39.41 | 44.38 | 36.84 | 40.12 | 46.92 | 36.84 | 40.12 | 46.92 | 36.84 | 39.41 | 44.38 | 36.84 | 39.41 | 44.38 | 36.84 | 40.12 | 46.92 | 36.84 | 40.52 | 47.4 | 36.47 | 41.18 | 50.32 | 76.56 | 18.29 | 26.12 | 10.33 | 50 | 52.59 | 48.98 | 50 | 52.59 | 48.98 | 50 | 52.59 | 48.98 | 50 | 52.59 | 48.98 | 55.58 | 52.69 | 48.98 | 55.58 | 52.69 | 48.98 | 50 | 52.59 | 48.98 | 50 | 52.59 | 48.98 | 55.58 | 52.69 | 48.98 | 59.74 | 53.12 | 46.32 | 60.96 | 79.34 | 80.03 | 36.14 | 10.33 | 0
7778 | 39.32 | 44.29 | 36.75 | 39.32 | 44.29 | 36.75 | 39.32 | 44.29 | 36.75 | 39.32 | 44.29 | 36.75 | 40.03 | 46.83 | 36.75 | 40.03 | 46.83 | 36.75 | 39.32 | 44.29 | 36.75 | 39.32 | 44.29 | 36.75 | 40.03 | 46.83 | 36.75 | 40.43 | 47.3 | 36.38 | 41.18 | 50.31 | 76.37 | 18.29 | 26.12 | 23.41 | 49.91 | 52.5 | 48.89 | 49.91 | 52.5 | 48.89 | 49.91 | 52.5 | 48.89 | 49.91 | 52.5 | 48.89 | 55.49 | 52.6 | 48.89 | 55.49 | 52.6 | 48.89 | 49.91 | 52.5 | 48.89 | 49.91 | 52.5 | 48.89 | 55.49 | 52.6 | 48.89 | 59.74 | 53.03 | 47.32 | 60.96 | 79.34 | 80.03 | 46.21 | 10.33 | 10.33
7779 | 39.32 | 44.29 | 36.75 | 39.32 | 44.29 | 36.75 | 39.32 | 44.29 | 36.75 | 39.32 | 44.29 | 36.75 | 40.03 | 46.83 | 36.75 | 40.03 | 46.83 | 36.75 | 39.32 | 44.29 | 36.75 | 39.32 | 44.29 | 36.75 | 40.03 | 46.83 | 36.75 | 40.43 | 47.3 | 36.38 | 41.26 | 50.31 | 76.37 | 37.63 | 26.12 | 27.65 | 49.91 | 52.5 | 48.88 | 49.91 | 52.5 | 48.88 | 49.91 | 52.5 | 48.88 | 49.91 | 52.5 | 48.88 | 55.49 | 52.6 | 48.88 | 55.49 | 52.6 | 48.88 | 49.91 | 52.5 | 48.88 | 49.91 | 52.5 | 48.88 | 55.49 | 52.6 | 48.88 | 59.74 | 53.03 | 44.8 | 60.96 | 79.34 | 80.03 | 48.42 | 32.95 | 32.92
7780 | 39.46 | 44.43 | 36.89 | 39.46 | 44.43 | 36.89 | 39.46 | 44.43 | 36.89 | 39.46 | 44.43 | 36.89 | 40.17 | 46.97 | 36.89 | 40.17 | 46.97 | 36.89 | 39.46 | 44.43 | 36.89 | 39.46 | 44.43 | 36.89 | 40.17 | 46.97 | 36.89 | 40.62 | 47.44 | 36.52 | 41.45 | 58.77 | 76.66 | 39.46 | 43.54 | 33.06 | 50.05 | 52.64 | 49.02 | 50.05 | 52.64 | 49.02 | 50.05 | 52.64 | 49.02 | 50.05 | 52.64 | 49.02 | 55.63 | 52.74 | 49.02 | 55.63 | 52.74 | 49.02 | 50.05 | 52.64 | 49.02 | 50.05 | 52.64 | 49.02 | 55.63 | 52.74 | 49.02 | 61.34 | 53.17 | 44.8 | 62.6 | 79.34 | 80.03 | 50.05 | 51.19 | 46.17
7781 | 39.84 | 44.81 | 37.27 | 39.84 | 44.81 | 37.27 | 39.84 | 44.81 | 37.27 | 39.84 | 44.81 | 37.27 | 40.55 | 47.35 | 37.27 | 40.55 | 47.35 | 37.27 | 39.84 | 44.81 | 37.27 | 39.84 | 44.81 | 37.27 | 40.55 | 47.35 | 37.27 | 41.85 | 47.83 | 37.11 | 42.71 | 70.66 | 77.89 | 39.84 | 44.81 | 37.27 | 50.43 | 53.02 | 49.41 | 50.43 | 53.02 | 49.41 | 50.43 | 53.02 | 49.41 | 50.43 | 53.02 | 49.41 | 56.01 | 53.13 | 49.41 | 56.01 | 53.13 | 49.41 | 50.43 | 53.02 | 49.41 | 50.43 | 53.02 | 49.41 | 56.01 | 53.13 | 49.41 | 62.21 | 53.66 | 46.32 | 65.15 | 84.33 | 85.05 | 50.43 | 53.02 | 46.17
7782 | 40.31 | 45.28 | 37.75 | 40.31 | 45.28 | 37.75 | 40.31 | 45.28 | 37.75 | 40.31 | 45.28 | 37.75 | 41.02 | 47.83 | 37.75 | 41.02 | 47.83 | 37.75 | 40.31 | 45.28 | 37.75 | 40.31 | 45.28 | 37.75 | 41.02 | 47.83 | 37.75 | 53.48 | 56.31 | 38.24 | 56.21 | 100.35 | 80.28 | 40.31 | 45.28 | 37.75 | 50.9 | 53.49 | 49.88 | 50.9 | 53.49 | 49.88 | 50.9 | 53.49 | 49.88 | 50.9 | 53.49 | 49.88 | 56.48 | 53.6 | 49.88 | 56.48 | 53.6 | 49.88 | 50.9 | 53.49 | 49.88 | 50.9 | 53.49 | 49.88 | 56.48 | 53.6 | 49.88 | 73.79 | 71.74 | 49.38 | 98.95 | 95.67 | 103.65 | 50.9 | 53.49 | 49.88
7783 | 40.91 | 45.88 | 38.34 | 40.91 | 45.88 | 38.34 | 40.91 | 45.88 | 38.34 | 40.91 | 45.88 | 38.34 | 41.62 | 48.42 | 38.34 | 41.62 | 48.42 | 38.34 | 40.91 | 48.42 | 38.34 | 40.91 | 45.88 | 38.34 | 41.62 | 48.42 | 38.34 | 58.6 | 68.54 | 68.71 | 63.63 | 100.36 | 100.84 | 40.91 | 45.88 | 38.34 | 51.5 | 54.09 | 50.47 | 51.5 | 54.09 | 50.47 | 51.5 | 54.09 | 50.47 | 51.5 | 54.09 | 50.47 | 57.08 | 54.19 | 50.47 | 57.08 | 54.19 | 50.47 | 51.5 | 54.19 | 50.47 | 51.5 | 54.09 | 50.47 | 57.08 | 54.19 | 50.47 | 80.02 | 86.29 | 50.98 | 105 | 117.44 | 111.11 | 51.5 | 54.09 | 50.47
7784 | 41.12 | 46.09 | 38.55 | 41.12 | 46.09 | 38.55 | 41.12 | 46.09 | 38.55 | 41.12 | 46.09 | 38.55 | 41.82 | 48.63 | 38.55 | 41.82 | 48.63 | 38.55 | 41.12 | 48.34 | 38.55 | 41.12 | 46.09 | 38.55 | 41.82 | 48.63 | 38.55 | 61.72 | 82.22 | 81.67 | 63.63 | 100.36 | 100.84 | 41.12 | 46.09 | 38.55 | 51.7 | 54.29 | 50.68 | 51.7 | 54.29 | 50.68 | 51.7 | 54.29 | 50.68 | 51.7 | 54.29 | 50.68 | 57.28 | 54.4 | 50.78 | 57.28 | 54.4 | 50.78 | 51.7 | 54.4 | 50.78 | 51.7 | 54.29 | 50.68 | 57.28 | 54.4 | 50.78 | 101.85 | 103.29 | 65.52 | 105 | 117.44 | 111.11 | 51.7 | 54.29 | 50.68
7785 | 40.9 | 45.89 | 38.34 | 40.9 | 45.89 | 38.34 | 40.9 | 45.89 | 38.34 | 40.9 | 45.89 | 38.34 | 41.61 | 48.42 | 38.34 | 41.61 | 48.42 | 38.34 | 40.9 | 48.4 | 38.34 | 40.9 | 45.89 | 38.34 | 41.61 | 48.42 | 38.34 | 61.89 | 82.22 | 82.78 | 63.63 | 100.35 | 84.47 | 40.9 | 45.89 | 38.34 | 51.49 | 54.08 | 50.47 | 51.49 | 54.08 | 50.47 | 51.49 | 54.08 | 50.47 | 51.49 | 54.08 | 50.47 | 57.07 | 54.19 | 50.57 | 57.07 | 54.19 | 50.57 | 51.49 | 54.19 | 50.57 | 51.49 | 54.08 | 50.47 | 57.07 | 54.19 | 50.57 | 101.85 | 110 | 104.49 | 105 | 112.24 | 107.79 | 51.49 | 54.08 | 50.47
7786 | 40.82 | 45.81 | 38.25 | 40.82 | 45.81 | 38.25 | 40.82 | 45.81 | 38.25 | 40.82 | 45.81 | 38.25 | 41.53 | 48.33 | 38.25 | 41.53 | 48.33 | 38.25 | 40.82 | 45.81 | 38.25 | 40.82 | 45.81 | 38.25 | 41.53 | 48.33 | 38.25 | 58.23 | 91.81 | 81.93 | 59.42 | 93.68 | 80.29 | 40.82 | 45.81 | 38.25 | 51.41 | 54 | 50.48 | 51.41 | 54 | 50.48 | 51.41 | 54 | 50.48 | 51.41 | 54 | 50.48 | 56.99 | 54.1 | 50.48 | 56.99 | 54.1 | 50.48 | 51.41 | 54.1 | 50.48 | 51.41 | 54 | 50.48 | 56.99 | 54.1 | 50.48 | 100.83 | 107.82 | 105.63 | 103.95 | 109.34 | 104.49 | 51.41 | 54 | 50.48
7787 | 40.73 | 45.7 | 38.17 | 40.73 | 45.7 | 38.17 | 40.73 | 45.7 | 38.17 | 40.73 | 45.7 | 38.17 | 41.44 | 48.25 | 38.17 | 41.44 | 48.25 | 38.17 | 40.73 | 45.71 | 38.17 | 40.73 | 45.7 | 38.17 | 41.44 | 48.25 | 38.17 | 58.23 | 84.42 | 82.78 | 58.82 | 85.3 | 80.31 | 40.73 | 45.7 | 38.17 | 51.32 | 53.91 | 50.56 | 51.32 | 53.91 | 50.56 | 51.32 | 53.91 | 50.56 | 51.32 | 53.91 | 50.56 | 56.9 | 54.02 | 50.56 | 56.9 | 54.02 | 50.56 | 51.32 | 54.02 | 50.56 | 51.32 | 53.91 | 50.56 | 56.9 | 54.02 | 50.56 | 84.65 | 106.03 | 104.54 | 93.54 | 107.13 | 102.45 | 51.32 | 53.91 | 50.56
7788 | 40.61 | 45.58 | 38.04 | 40.61 | 45.58 | 38.04 | 40.61 | 45.58 | 38.04 | 40.61 | 45.58 | 38.04 | 41.32 | 48.12 | 38.04 | 41.32 | 48.12 | 38.04 | 40.61 | 45.58 | 38.04 | 40.61 | 45.58 | 38.04 | 41.32 | 48.12 | 38.04 | 58.23 | 84.42 | 82.24 | 59.42 | 85.3 | 80.59 | 40.61 | 45.58 | 38.04 | 51.2 | 53.79 | 50.44 | 51.2 | 53.79 | 50.44 | 51.2 | 53.79 | 50.44 | 51.2 | 54.88 | 50.44 | 56.78 | 53.89 | 50.44 | 56.78 | 53.89 | 50.44 | 51.2 | 53.79 | 50.44 | 51.2 | 53.79 | 50.44 | 56.78 | 53.89 | 50.44 | 86.43 | 106.03 | 104.54 | 88.2 | 107.13 | 105.87 | 51.2 | 53.79 | 50.44
7789 | 40.62 | 45.61 | 38.05 | 40.62 | 45.61 | 38.05 | 40.62 | 45.61 | 38.05 | 40.62 | 45.61 | 38.05 | 41.33 | 48.13 | 38.05 | 41.33 | 48.13 | 38.05 | 40.62 | 45.61 | 38.05 | 40.62 | 45.61 | 38.05 | 41.33 | 48.13 | 38.05 | 61.89 | 93.22 | 83.63 | 62.51 | 95.12 | 81.96 | 40.62 | 45.61 | 38.05 | 51.21 | 53.82 | 50.45 | 51.21 | 53.82 | 50.45 | 51.21 | 53.82 | 50.45 | 51.21 | 70.75 | 50.45 | 56.79 | 53.9 | 50.45 | 56.79 | 53.9 | 50.45 | 51.21 | 53.82 | 50.45 | 51.21 | 53.82 | 50.45 | 56.79 | 53.9 | 50.45 | 103.95 | 107.82 | 105.63 | 105 | 110.05 | 107.79 | 51.21 | 53.82 | 50.45
7790 | 40.64 | 45.63 | 38.68 | 40.64 | 45.63 | 38.68 | 40.64 | 45.63 | 38.68 | 40.64 | 45.63 | 38.68 | 41.35 | 48.15 | 38.68 | 41.35 | 48.15 | 38.68 | 40.64 | 45.63 | 38.68 | 40.64 | 45.63 | 38.68 | 41.35 | 48.15 | 38.68 | 61.89 | 93.22 | 89.79 | 63.63 | 100.35 | 91.62 | 40.64 | 45.63 | 38.68 | 51.23 | 53.84 | 50.47 | 51.23 | 53.84 | 50.47 | 51.23 | 53.84 | 50.47 | 51.23 | 53.84 | 50.47 | 56.81 | 53.92 | 50.47 | 56.81 | 53.92 | 50.47 | 51.23 | 53.84 | 50.47 | 51.23 | 53.84 | 50.47 | 56.81 | 53.92 | 50.47 | 101.85 | 103.29 | 104.54 | 105 | 113.15 | 106.7 | 51.23 | 53.84 | 50.47
7791 | 40.85 | 45.84 | 39.71 | 40.85 | 45.84 | 39.71 | 41.56 | 45.84 | 39.71 | 41.56 | 45.84 | 39.71 | 41.56 | 48.36 | 39.71 | 41.56 | 48.36 | 39.71 | 40.85 | 45.84 | 39.71 | 40.85 | 45.84 | 39.71 | 41.56 | 48.36 | 39.71 | 61.78 | 93.22 | 89.79 | 63.63 | 100.35 | 91.62 | 41.56 | 45.84 | 39.71 | 51.44 | 54.05 | 51.3 | 51.44 | 54.05 | 51.3 | 51.44 | 54.05 | 51.3 | 51.44 | 54.05 | 51.3 | 57.02 | 54.13 | 51.3 | 57.02 | 54.13 | 51.3 | 51.44 | 54.05 | 51.3 | 51.44 | 54.05 | 51.3 | 57.02 | 54.13 | 51.3 | 102.9 | 103.29 | 104.49 | 105 | 120 | 106.7 | 51.44 | 54.05 | 51.3
7792 | 41.19 | 46.21 | 39.85 | 41.19 | 46.21 | 39.85 | 41.9 | 46.21 | 40.05 | 41.9 | 46.21 | 40.05 | 41.9 | 48.71 | 40.05 | 41.9 | 48.71 | 40.05 | 41.19 | 46.21 | 39.85 | 41.19 | 46.21 | 39.85 | 41.9 | 48.71 | 40.05 | 63.8 | 103.94 | 93.5 | 65.1 | 106.06 | 95.41 | 41.9 | 46.21 | 39.85 | 51.78 | 54.39 | 51.3 | 51.78 | 54.39 | 51.3 | 57.36 | 54.39 | 51.3 | 57.36 | 54.39 | 51.3 | 57.36 | 54.47 | 51.3 | 57.36 | 54.47 | 51.3 | 51.78 | 54.39 | 51.3 | 51.78 | 54.39 | 51.3 | 57.36 | 54.47 | 51.3 | 105 | 106.03 | 104.54 | 107.13 | 121.06 | 107.78 | 57.36 | 54.39 | 51.3
7793 | 41.66 | 46.68 | 39.71 | 41.66 | 46.68 | 39.71 | 42.37 | 46.68 | 41.16 | 42.37 | 46.68 | 41.16 | 42.37 | 49.18 | 41.16 | 42.37 | 49.18 | 41.16 | 41.66 | 46.68 | 39.71 | 41.66 | 46.68 | 39.71 | 42.37 | 49.18 | 41.16 | 82.52 | 103.94 | 98.83 | 88.73 | 106.06 | 100.84 | 42.37 | 46.68 | 39.71 | 52.25 | 54.86 | 51.49 | 52.25 | 54.86 | 51.49 | 57.83 | 54.86 | 51.49 | 57.83 | 54.86 | 51.49 | 57.83 | 54.95 | 51.49 | 57.83 | 54.95 | 51.49 | 52.25 | 54.86 | 51.49 | 52.25 | 54.86 | 51.49 | 57.83 | 54.95 | 51.49 | 145.33 | 110 | 105.62 | 148.3 | 121.06 | 107.78 | 57.83 | 54.86 | 51.49
7794 | 41.13 | 46.11 | 39.17 | 41.13 | 46.11 | 39.17 | 41.83 | 46.11 | 39.98 | 41.83 | 46.11 | 39.98 | 41.83 | 48.64 | 39.98 | 41.83 | 48.64 | 39.98 | 41.13 | 46.11 | 39.17 | 41.13 | 46.11 | 39.17 | 41.83 | 48.64 | 39.98 | 64.37 | 102.75 | 98.83 | 65.68 | 104.84 | 100.84 | 41.83 | 46.11 | 39.17 | 51.71 | 54.32 | 51.3 | 51.71 | 54.32 | 51.3 | 51.71 | 54.32 | 51.3 | 51.71 | 54.32 | 51.3 | 57.29 | 54.41 | 51.3 | 57.29 | 54.41 | 51.3 | 51.71 | 54.32 | 51.3 | 51.71 | 54.32 | 51.3 | 57.29 | 54.41 | 51.3 | 110.33 | 110 | 105.62 | 112.58 | 121.06 | 107.78 | 51.71 | 54.32 | 51.3
7795 | 40.73 | 45.72 | 38.8 | 40.73 | 45.72 | 38.8 | 40.73 | 45.72 | 39.59 | 40.73 | 45.72 | 39.59 | 41.44 | 48.24 | 39.59 | 41.44 | 48.24 | 39.59 | 40.73 | 45.72 | 38.8 | 40.73 | 45.72 | 38.8 | 41.44 | 48.24 | 39.59 | 58.53 | 100.36 | 81.11 | 63.63 | 101.37 | 80.28 | 40.73 | 45.72 | 38.8 | 51.32 | 53.91 | 51.3 | 51.32 | 53.91 | 51.3 | 51.32 | 53.91 | 51.3 | 51.32 | 53.91 | 51.3 | 56.9 | 54.01 | 51.3 | 56.9 | 54.01 | 51.3 | 51.32 | 53.91 | 51.3 | 51.32 | 53.91 | 51.3 | 56.9 | 54.01 | 51.3 | 86.82 | 105.08 | 104.49 | 105 | 121.06 | 106.62 | 51.32 | 53.91 | 51.3
7796 | 40.41 | 45.38 | 38.45 | 40.41 | 45.38 | 38.45 | 40.41 | 45.38 | 39.27 | 40.41 | 45.38 | 39.27 | 41.12 | 47.92 | 39.27 | 41.12 | 47.92 | 39.27 | 40.41 | 45.38 | 38.45 | 40.41 | 45.38 | 38.45 | 41.12 | 47.92 | 39.27 | 58 | 100.34 | 80.28 | 59.18 | 100.35 | 80.28 | 40.41 | 45.38 | 38.45 | 51 | 53.59 | 50.24 | 51 | 53.59 | 50.24 | 51 | 53.59 | 50.24 | 51 | 53.59 | 50.24 | 56.58 | 53.69 | 50.24 | 56.58 | 53.69 | 50.24 | 51 | 53.59 | 50.24 | 51 | 53.59 | 50.24 | 56.58 | 53.69 | 50.24 | 81.54 | 99.76 | 102.4 | 88.67 | 111.15 | 104.49 | 51 | 53.59 | 50.24
7797 | 40.18 | 45.15 | 37.61 | 40.18 | 45.15 | 37.61 | 40.18 | 45.15 | 37.61 | 40.18 | 45.15 | 37.61 | 40.89 | 47.69 | 37.61 | 40.89 | 47.69 | 37.61 | 40.18 | 45.15 | 37.61 | 40.18 | 45.15 | 37.61 | 40.89 | 47.69 | 37.61 | 53.62 | 78.93 | 38.25 | 54.72 | 77.35 | 38.24 | 40.18 | 45.15 | 37.61 | 50.77 | 53.36 | 49.75 | 50.77 | 53.36 | 49.75 | 50.77 | 53.36 | 49.75 | 50.77 | 53.36 | 49.75 | 56.35 | 53.46 | 49.75 | 56.35 | 53.46 | 49.75 | 50.77 | 53.36 | 49.75 | 50.77 | 53.36 | 49.75 | 56.35 | 53.46 | 49.75 | 75.3 | 86.39 | 50.25 | 76.83 | 88.15 | 50.25 | 50.77 | 53.36 | 49.75
7798 | 39.92 | 44.89 | 37.36 | 39.92 | 44.89 | 37.36 | 39.92 | 44.89 | 37.36 | 39.92 | 44.89 | 37.36 | 40.63 | 47.44 | 37.36 | 40.63 | 47.44 | 37.36 | 39.92 | 44.89 | 37.36 | 39.92 | 44.89 | 37.36 | 40.63 | 47.44 | 37.36 | 49.47 | 68.8 | 38.06 | 48.48 | 67.43 | 38.06 | 39.92 | 44.89 | 37.36 | 50.51 | 53.1 | 49.49 | 50.51 | 53.1 | 49.49 | 50.51 | 53.1 | 49.49 | 50.51 | 53.1 | 49.49 | 56.09 | 53.21 | 49.49 | 56.09 | 53.21 | 49.49 | 50.51 | 53.1 | 49.49 | 50.51 | 53.1 | 49.49 | 56.09 | 53.21 | 49.49 | 69.43 | 78.62 | 49.99 | 70.84 | 77.05 | 49.99 | 50.51 | 53.1 | 49.49
7799 | 39.61 | 44.58 | 37.04 | 39.61 | 44.58 | 37.04 | 39.61 | 44.58 | 37.04 | 39.61 | 44.58 | 37.04 | 40.32 | 47.12 | 37.04 | 40.32 | 47.12 | 37.04 | 39.61 | 44.58 | 37.04 | 39.61 | 44.58 | 37.04 | 40.32 | 47.12 | 37.04 | 42.96 | 66.48 | 38.06 | 42.1 | 50.31 | 37.42 | 39.61 | 44.58 | 37.04 | 50.2 | 52.79 | 49.18 | 50.2 | 52.79 | 49.18 | 50.2 | 52.79 | 49.18 | 50.2 | 52.79 | 49.18 | 55.78 | 52.89 | 49.18 | 55.78 | 52.89 | 49.18 | 50.2 | 52.79 | 49.18 | 50.2 | 52.79 | 49.18 | 55.78 | 52.89 | 49.18 | 69.43 | 63.37 | 49.67 | 68.04 | 62.1 | 49.67 | 50.2 | 52.79 | 49.18
7800 | 39.49 | 44.46 | 36.92 | 39.49 | 44.46 | 36.92 | 39.49 | 44.46 | 36.92 | 39.49 | 44.46 | 36.92 | 40.2 | 47.01 | 36.92 | 40.2 | 47.01 | 36.92 | 39.49 | 44.46 | 36.92 | 39.49 | 44.46 | 36.92 | 40.2 | 47.01 | 36.92 | 40.71 | 62.82 | 38.06 | 39.89 | 44.93 | 37.3 | 39.49 | 44.46 | 36.92 | 50.08 | 52.67 | 49.06 | 50.08 | 52.67 | 49.06 | 50.08 | 52.67 | 49.06 | 50.08 | 52.67 | 49.06 | 55.66 | 52.78 | 49.06 | 55.66 | 52.78 | 49.06 | 50.08 | 52.67 | 49.06 | 50.08 | 52.67 | 49.06 | 55.66 | 52.78 | 49.06 | 66.04 | 54.59 | 49.67 | 64.72 | 53.2 | 49.55 | 50.08 | 52.67 | 49.06
7801 | 39.37 | 44.34 | 36.81 | 39.37 | 44.34 | 36.81 | 39.37 | 44.34 | 36.81 | 39.37 | 44.34 | 36.81 | 40.08 | 46.89 | 36.81 | 40.08 | 46.89 | 36.81 | 39.37 | 44.34 | 36.81 | 39.37 | 44.34 | 36.81 | 40.08 | 46.89 | 36.81 | 40.36 | 58.32 | 56.33 | 39.77 | 47.56 | 38.24 | 39.37 | 44.34 | 36.81 | 49.96 | 52.55 | 48.94 | 49.96 | 52.55 | 48.94 | 49.96 | 52.55 | 48.94 | 49.96 | 52.55 | 48.94 | 55.54 | 52.66 | 48.94 | 55.54 | 52.66 | 48.94 | 49.96 | 52.55 | 48.94 | 49.96 | 52.55 | 48.94 | 55.54 | 52.66 | 48.94 | 59.74 | 54.59 | 51.85 | 58.54 | 53.5 | 49.78 | 49.96 | 52.55 | 48.94
7802 | 39.31 | 44.28 | 36.74 | 39.31 | 44.28 | 36.74 | 39.31 | 44.28 | 36.74 | 39.31 | 44.28 | 36.74 | 40.02 | 46.83 | 36.74 | 40.02 | 46.83 | 36.74 | 39.31 | 44.28 | 36.74 | 39.31 | 44.28 | 36.74 | 40.02 | 46.83 | 36.74 | 39.62 | 57.82 | 56.33 | 39.71 | 50.32 | 38.24 | 39.31 | 44.28 | 36.74 | 49.9 | 52.49 | 48.88 | 49.9 | 52.49 | 48.88 | 49.9 | 52.49 | 48.88 | 49.9 | 52.49 | 48.88 | 55.48 | 52.6 | 48.88 | 55.48 | 52.6 | 48.88 | 49.9 | 52.49 | 48.88 | 49.9 | 52.49 | 48.88 | 55.48 | 52.6 | 48.88 | 56.63 | 54.59 | 50.75 | 55.49 | 53.5 | 49.74 | 49.9 | 52.49 | 48.88
7803 | 39.33 | 44.3 | 36.77 | 39.33 | 44.3 | 36.77 | 39.33 | 44.3 | 36.77 | 39.33 | 44.3 | 36.77 | 40.04 | 46.85 | 36.77 | 40.04 | 46.85 | 36.77 | 39.33 | 44.3 | 36.77 | 39.33 | 44.3 | 36.77 | 40.04 | 46.85 | 36.77 | 39.73 | 56.95 | 47.88 | 39.73 | 55.81 | 46.93 | 39.33 | 44.3 | 36.77 | 49.92 | 52.51 | 48.9 | 49.92 | 52.51 | 48.9 | 49.92 | 52.51 | 48.9 | 49.92 | 52.51 | 48.9 | 55.5 | 52.62 | 48.9 | 55.5 | 52.62 | 48.9 | 49.92 | 52.51 | 48.9 | 49.92 | 52.51 | 48.9 | 55.5 | 52.62 | 48.9 | 56.06 | 54.59 | 50.75 | 54.94 | 53.5 | 49.78 | 49.92 | 52.51 | 48.9
7804 | 39.47 | 44.44 | 36.91 | 39.47 | 44.44 | 36.91 | 39.47 | 44.44 | 36.91 | 39.47 | 44.44 | 36.91 | 40.18 | 46.99 | 36.91 | 40.18 | 46.99 | 36.91 | 39.47 | 44.44 | 36.91 | 39.47 | 44.44 | 36.91 | 40.18 | 46.99 | 36.91 | 39.87 | 56.95 | 76.92 | 39.87 | 55.81 | 75.38 | 39.47 | 44.44 | 36.91 | 50.06 | 52.65 | 49.04 | 50.06 | 52.65 | 49.04 | 50.06 | 52.65 | 49.04 | 50.06 | 52.65 | 49.04 | 55.64 | 52.76 | 49.04 | 55.64 | 52.76 | 49.04 | 50.06 | 52.65 | 49.04 | 50.06 | 52.65 | 49.04 | 55.64 | 52.76 | 49.04 | 56.2 | 63.37 | 50.75 | 56.79 | 64.66 | 49.78 | 50.06 | 52.65 | 49.04
7805 | 39.81 | 44.78 | 37.24 | 39.81 | 44.78 | 37.24 | 39.81 | 44.78 | 37.24 | 39.81 | 44.78 | 37.24 | 40.52 | 47.33 | 37.24 | 40.52 | 47.33 | 37.24 | 39.81 | 44.78 | 37.24 | 39.81 | 44.78 | 37.24 | 40.52 | 47.33 | 37.24 | 40.93 | 60.53 | 77.96 | 40.93 | 61.76 | 77.96 | 39.81 | 44.78 | 37.24 | 50.4 | 52.99 | 49.38 | 50.4 | 52.99 | 49.38 | 50.4 | 52.99 | 49.38 | 50.4 | 52.99 | 49.38 | 55.98 | 53.1 | 49.38 | 55.98 | 53.1 | 49.38 | 50.4 | 52.99 | 49.38 | 50.4 | 52.99 | 49.38 | 55.98 | 53.1 | 49.38 | 57.22 | 74.82 | 97.03 | 59.53 | 90.79 | 96.03 | 50.4 | 52.99 | 49.38
7806 | 40.28 | 45.24 | 37.71 | 40.28 | 45.24 | 37.71 | 40.28 | 45.24 | 37.71 | 40.28 | 45.24 | 37.71 | 40.98 | 47.79 | 37.71 | 40.98 | 47.79 | 37.71 | 40.28 | 45.24 | 37.71 | 40.28 | 45.24 | 37.71 | 40.98 | 47.79 | 37.71 | 44.05 | 63.6 | 83.62 | 46.74 | 69.95 | 81.95 | 40.28 | 45.24 | 37.71 | 50.86 | 53.45 | 49.84 | 50.86 | 53.45 | 49.84 | 50.86 | 53.45 | 49.84 | 50.86 | 53.45 | 49.84 | 56.44 | 53.56 | 49.84 | 56.44 | 53.56 | 49.84 | 50.86 | 53.45 | 49.84 | 50.86 | 53.45 | 49.84 | 56.44 | 53.56 | 49.84 | 70.22 | 79.52 | 104.49 | 71.66 | 105 | 106.62 | 50.86 | 53.45 | 49.84
7807 | 40.87 | 45.84 | 38.3 | 40.87 | 45.84 | 38.3 | 41.58 | 45.84 | 39.73 | 41.58 | 45.84 | 39.73 | 41.58 | 48.39 | 39.73 | 41.58 | 48.39 | 39.73 | 40.87 | 45.84 | 38.3 | 40.87 | 45.84 | 38.3 | 41.58 | 48.39 | 39.73 | 55.14 | 79.09 | 89.43 | 56.26 | 80.71 | 87.65 | 41.58 | 45.84 | 38.3 | 51.46 | 54.05 | 50.44 | 51.46 | 54.05 | 50.44 | 51.46 | 54.05 | 50.44 | 51.46 | 54.05 | 50.44 | 57.04 | 55.33 | 50.44 | 57.04 | 55.33 | 50.44 | 51.46 | 54.05 | 50.44 | 51.46 | 54.05 | 50.44 | 57.04 | 55.33 | 50.44 | 88.03 | 103.29 | 105.08 | 89.83 | 117.82 | 109.97 | 51.46 | 54.05 | 50.44
7808 | 40.99 | 45.96 | 38.43 | 40.99 | 45.96 | 38.43 | 41.7 | 45.96 | 39.85 | 41.7 | 45.96 | 39.85 | 41.7 | 48.52 | 39.85 | 41.7 | 48.52 | 39.85 | 40.99 | 45.96 | 38.43 | 40.99 | 45.96 | 38.43 | 41.7 | 48.52 | 39.85 | 57.65 | 79.09 | 87.65 | 58.82 | 80.71 | 85.91 | 41.7 | 45.96 | 38.43 | 51.58 | 54.17 | 50.56 | 51.58 | 54.17 | 50.56 | 51.58 | 54.17 | 50.56 | 51.58 | 54.17 | 50.56 | 57.16 | 55.45 | 50.56 | 57.16 | 55.45 | 50.56 | 51.58 | 54.17 | 50.56 | 51.58 | 54.17 | 50.56 | 57.16 | 55.45 | 50.56 | 89.07 | 103.29 | 105.08 | 90.89 | 119.01 | 109.97 | 51.58 | 54.17 | 50.56
7809 | 40.87 | 45.84 | 38.3 | 40.87 | 45.84 | 38.3 | 41.58 | 45.84 | 38.3 | 41.58 | 45.84 | 38.3 | 41.58 | 48.39 | 38.3 | 41.58 | 48.39 | 38.3 | 40.87 | 45.84 | 38.3 | 40.87 | 45.84 | 38.3 | 41.58 | 48.39 | 38.3 | 56.21 | 78.31 | 83.63 | 56.77 | 79.1 | 81.96 | 41.58 | 45.84 | 38.3 | 51.46 | 54.05 | 50.44 | 51.46 | 54.05 | 50.44 | 51.46 | 54.05 | 50.44 | 51.46 | 54.05 | 50.44 | 57.04 | 54.15 | 50.44 | 57.04 | 54.15 | 50.44 | 51.46 | 54.05 | 50.44 | 51.46 | 54.05 | 50.44 | 57.04 | 54.15 | 50.44 | 86.28 | 103.29 | 104.54 | 88.04 | 110.05 | 106.71 | 51.46 | 54.05 | 50.44
7810 | 40.79 | 45.76 | 38.22 | 40.79 | 45.76 | 38.22 | 41.5 | 45.76 | 38.22 | 41.5 | 45.76 | 38.22 | 41.5 | 48.31 | 38.22 | 41.5 | 48.31 | 38.22 | 40.79 | 45.76 | 38.22 | 40.79 | 45.76 | 38.22 | 41.5 | 48.31 | 38.22 | 55.29 | 78.31 | 81.96 | 56.21 | 78.31 | 80.28 | 40.79 | 45.76 | 38.22 | 51.38 | 53.97 | 50.36 | 51.38 | 53.97 | 50.36 | 51.38 | 53.97 | 50.36 | 51.38 | 53.97 | 50.36 | 56.96 | 54.07 | 50.36 | 56.96 | 54.07 | 50.36 | 51.38 | 53.97 | 50.36 | 51.38 | 53.97 | 50.36 | 56.96 | 54.07 | 50.36 | 84.65 | 102.9 | 104.49 | 88.04 | 105 | 104.49 | 51.38 | 53.97 | 50.36
7811 | 40.73 | 45.7 | 38.16 | 40.73 | 45.7 | 38.16 | 41.44 | 45.7 | 38.16 | 41.44 | 45.7 | 38.16 | 41.44 | 48.25 | 38.16 | 41.44 | 48.25 | 38.16 | 40.73 | 45.7 | 38.16 | 40.73 | 45.7 | 38.16 | 41.44 | 48.25 | 38.16 | 45.44 | 67.23 | 81.96 | 46.37 | 65.88 | 80.28 | 40.73 | 45.7 | 38.16 | 51.32 | 53.91 | 50.3 | 51.32 | 53.91 | 50.3 | 52.36 | 53.91 | 50.3 | 52.36 | 53.91 | 50.3 | 56.9 | 54.01 | 50.3 | 56.9 | 54.01 | 50.3 | 51.32 | 53.91 | 50.3 | 51.32 | 53.91 | 50.3 | 56.9 | 54.01 | 50.3 | 71.95 | 83.03 | 103.95 | 85.41 | 84.72 | 100.84 | 51.32 | 53.91 | 50.3
7812 | 40.68 | 45.65 | 38.11 | 40.68 | 45.65 | 38.11 | 41.39 | 45.65 | 38.11 | 41.39 | 45.65 | 38.11 | 41.39 | 48.2 | 38.11 | 41.39 | 48.2 | 38.11 | 40.68 | 45.65 | 38.11 | 40.68 | 45.65 | 38.11 | 41.39 | 48.2 | 38.11 | 55.01 | 67.23 | 81.96 | 56.13 | 65.88 | 79.51 | 40.68 | 45.65 | 38.11 | 51.27 | 53.86 | 50.25 | 51.27 | 53.86 | 50.25 | 52.31 | 53.86 | 50.25 | 52.31 | 53.86 | 50.25 | 56.85 | 53.96 | 50.25 | 56.85 | 53.96 | 50.25 | 51.27 | 53.86 | 50.25 | 51.27 | 53.86 | 50.25 | 56.85 | 53.96 | 50.25 | 88.04 | 83.03 | 103.95 | 88.04 | 84.72 | 100.84 | 51.27 | 53.86 | 50.25
7813 | 40.69 | 45.65 | 38.12 | 40.69 | 45.65 | 38.12 | 41.39 | 45.71 | 39.54 | 41.39 | 45.71 | 39.54 | 41.39 | 48.2 | 39.54 | 41.39 | 48.2 | 39.54 | 40.69 | 45.65 | 38.12 | 40.69 | 45.65 | 38.12 | 41.39 | 48.2 | 39.54 | 56.21 | 67.23 | 81.96 | 56.21 | 65.88 | 80.28 | 40.69 | 45.65 | 38.12 | 51.28 | 53.86 | 50.25 | 51.28 | 53.86 | 50.25 | 56.86 | 53.86 | 50.25 | 56.86 | 53.86 | 50.25 | 56.86 | 53.97 | 50.25 | 56.86 | 53.97 | 50.25 | 51.28 | 53.86 | 50.25 | 51.28 | 53.86 | 50.25 | 56.86 | 53.97 | 50.25 | 87.68 | 83.03 | 104.49 | 87.68 | 84.72 | 102.4 | 51.28 | 53.86 | 50.25
7814 | 40.72 | 45.68 | 38.15 | 40.72 | 45.68 | 38.15 | 41.42 | 48.21 | 39.57 | 41.42 | 48.21 | 39.57 | 41.42 | 48.23 | 39.57 | 41.42 | 48.23 | 39.57 | 40.72 | 45.68 | 38.15 | 40.72 | 45.68 | 38.15 | 41.42 | 48.23 | 39.57 | 53.95 | 70.93 | 82.78 | 55.93 | 72.38 | 80.28 | 40.72 | 45.68 | 38.15 | 51.31 | 53.89 | 50.28 | 51.31 | 53.89 | 50.28 | 56.89 | 53.91 | 50.28 | 56.89 | 53.91 | 50.28 | 56.89 | 54 | 50.28 | 56.89 | 54 | 50.28 | 51.31 | 53.89 | 50.28 | 51.31 | 53.89 | 50.28 | 56.89 | 54 | 50.28 | 75.67 | 83.03 | 89.32 | 88.04 | 84.72 | 91.14 | 51.31 | 53.89 | 50.28
7815 | 40.9 | 45.87 | 38.34 | 40.9 | 45.87 | 38.34 | 41.61 | 48.43 | 89.79 | 41.61 | 48.43 | 89.79 | 41.61 | 48.43 | 89.79 | 41.61 | 48.43 | 89.79 | 40.9 | 45.87 | 38.34 | 40.9 | 45.87 | 38.34 | 41.61 | 48.43 | 89.79 | 57.65 | 88.11 | 94.76 | 58.24 | 89.91 | 92.87 | 41.61 | 45.87 | 38.34 | 51.49 | 54.08 | 50.47 | 51.49 | 54.08 | 50.47 | 57.07 | 55.36 | 51.61 | 57.07 | 55.36 | 51.61 | 57.07 | 55.36 | 51.61 | 57.07 | 55.36 | 51.61 | 51.49 | 54.08 | 50.47 | 51.49 | 54.08 | 50.47 | 57.07 | 55.36 | 51.61 | 96.11 | 113.14 | 104.54 | 98.08 | 116.64 | 106.68 | 57.07 | 54.08 | 50.47
7816 | 41.31 | 46.27 | 38.74 | 41.31 | 46.27 | 38.74 | 42.01 | 63.23 | 74.36 | 42.01 | 63.23 | 74.36 | 42.01 | 63.23 | 74.36 | 42.01 | 63.23 | 74.36 | 41.31 | 46.27 | 38.74 | 41.31 | 46.27 | 38.74 | 42.01 | 63.23 | 74.36 | 57.65 | 88.13 | 106.06 | 58.82 | 89.93 | 103.95 | 42.01 | 46.27 | 38.74 | 51.9 | 54.48 | 50.87 | 51.9 | 54.48 | 50.87 | 57.48 | 70.75 | 51.14 | 57.48 | 70.75 | 51.14 | 57.48 | 70.75 | 51.14 | 57.48 | 70.75 | 51.14 | 51.9 | 54.48 | 50.87 | 51.9 | 54.48 | 50.87 | 57.48 | 70.75 | 51.14 | 96.11 | 99.99 | 105.08 | 98.08 | 118.8 | 109.97 | 57.48 | 54.48 | 50.87
7817 | 41.68 | 46.65 | 39.11 | 41.68 | 46.65 | 39.11 | 42.38 | 63.23 | 83.16 | 42.38 | 63.23 | 83.16 | 42.38 | 63.23 | 83.16 | 42.38 | 63.23 | 83.16 | 41.68 | 46.65 | 39.11 | 41.68 | 46.65 | 39.11 | 42.38 | 63.23 | 83.16 | 58.53 | 89.03 | 106.06 | 58.82 | 90.84 | 103.95 | 42.38 | 46.65 | 39.11 | 52.27 | 54.86 | 51.3 | 52.27 | 54.86 | 51.3 | 57.85 | 70.75 | 51.51 | 57.85 | 70.75 | 51.51 | 57.85 | 70.75 | 51.51 | 57.85 | 70.75 | 51.51 | 52.27 | 54.86 | 51.51 | 52.27 | 54.86 | 51.3 | 57.85 | 70.75 | 51.51 | 102.95 | 111.15 | 111.11 | 105.05 | 120 | 111.11 | 57.85 | 54.86 | 51.3
7818 | 41.26 | 46.23 | 38.69 | 41.26 | 46.23 | 38.69 | 41.97 | 55.55 | 81.91 | 41.97 | 55.55 | 81.91 | 41.97 | 55.55 | 81.91 | 41.97 | 55.55 | 81.91 | 41.26 | 46.23 | 38.69 | 41.26 | 46.23 | 38.69 | 41.97 | 55.55 | 81.91 | 58.82 | 90.84 | 106.06 | 58.82 | 90.84 | 103.95 | 41.97 | 46.23 | 38.69 | 51.85 | 54.44 | 51.09 | 51.85 | 54.44 | 51.09 | 57.43 | 70.75 | 51.61 | 57.43 | 70.75 | 51.61 | 57.43 | 70.75 | 51.61 | 57.43 | 70.75 | 51.61 | 51.85 | 54.44 | 51.61 | 51.85 | 54.44 | 51.09 | 57.43 | 70.75 | 51.61 | 102.95 | 111.68 | 111.11 | 105.04 | 120 | 111.11 | 57.43 | 54.44 | 51.09
7819 | 40.86 | 45.83 | 38.3 | 40.86 | 45.83 | 38.3 | 41.57 | 48.39 | 63.89 | 41.57 | 48.39 | 63.89 | 41.57 | 48.39 | 63.89 | 41.57 | 48.39 | 63.89 | 40.86 | 45.83 | 38.3 | 40.86 | 45.83 | 38.3 | 41.57 | 48.39 | 63.89 | 57.65 | 90.84 | 106.06 | 58.82 | 90.84 | 103.95 | 40.86 | 45.83 | 38.3 | 51.45 | 54.04 | 50.7 | 51.45 | 54.04 | 50.7 | 57.03 | 55.32 | 51.61 | 57.03 | 55.32 | 51.61 | 57.03 | 55.32 | 51.61 | 57.03 | 55.32 | 51.61 | 51.45 | 54.04 | 51.61 | 51.45 | 54.04 | 50.7 | 57.03 | 55.32 | 51.61 | 96.12 | 111.68 | 111.11 | 98.08 | 119.01 | 111.11 | 57.03 | 54.04 | 50.7
7820 | 40.47 | 45.44 | 37.91 | 40.47 | 45.44 | 37.91 | 41.18 | 46.37 | 39.62 | 41.18 | 46.37 | 39.62 | 41.18 | 47.99 | 39.62 | 41.18 | 47.99 | 39.62 | 40.47 | 45.44 | 37.91 | 40.47 | 45.44 | 37.91 | 41.18 | 47.99 | 39.62 | 56.75 | 82.22 | 86.48 | 56.77 | 82.22 | 84.76 | 40.47 | 45.44 | 37.91 | 51.06 | 53.65 | 50.31 | 51.06 | 53.65 | 50.31 | 56.64 | 54.9 | 50.31 | 56.64 | 54.9 | 50.31 | 56.64 | 54.93 | 50.31 | 56.64 | 54.93 | 50.31 | 51.06 | 53.65 | 50.31 | 51.06 | 53.65 | 50.31 | 56.64 | 54.93 | 50.31 | 84.99 | 111.68 | 111.11 | 86.73 | 117.82 | 111.11 | 56.64 | 53.65 | 50.31
7821 | 40.3 | 45.27 | 37.74 | 40.3 | 45.27 | 37.74 | 41.01 | 46.16 | 39.16 | 41.01 | 46.16 | 39.16 | 41.01 | 47.82 | 39.16 | 41.01 | 47.82 | 39.16 | 40.3 | 45.27 | 37.74 | 40.3 | 45.27 | 37.74 | 41.01 | 47.82 | 39.16 | 52 | 79.78 | 84.46 | 51.47 | 79.9 | 82.78 | 40.3 | 45.27 | 37.74 | 50.89 | 53.48 | 49.97 | 50.89 | 53.48 | 49.97 | 56.47 | 53.5 | 49.97 | 56.47 | 53.5 | 49.97 | 56.47 | 53.59 | 49.97 | 56.47 | 53.59 | 49.97 | 50.89 | 53.48 | 49.97 | 50.89 | 53.48 | 49.97 | 56.47 | 53.59 | 49.97 | 79.22 | 111.16 | 111.11 | 80.83 | 113.43 | 111.11 | 50.89 | 53.48 | 49.97
7822 | 40.07 | 45.04 | 37.5 | 40.07 | 45.04 | 37.5 | 40.78 | 45.05 | 38.07 | 40.78 | 45.05 | 38.07 | 40.78 | 47.58 | 38.07 | 40.78 | 47.58 | 38.07 | 40.07 | 45.04 | 37.5 | 40.07 | 45.04 | 37.5 | 40.78 | 47.58 | 38.07 | 49.47 | 77.5 | 84.46 | 48.96 | 79.07 | 82.78 | 40.07 | 45.04 | 37.5 | 50.66 | 53.25 | 49.74 | 50.66 | 53.25 | 49.74 | 50.66 | 53.25 | 49.74 | 50.66 | 53.25 | 49.74 | 56.24 | 53.35 | 49.74 | 56.24 | 53.35 | 49.74 | 50.66 | 53.25 | 49.74 | 50.66 | 53.25 | 49.74 | 56.24 | 53.35 | 49.74 | 73.07 | 111.15 | 111.11 | 73.07 | 113.42 | 111.11 | 50.66 | 53.25 | 49.74
7823 | 39.75 | 44.72 | 37.18 | 39.75 | 44.72 | 37.18 | 39.75 | 44.72 | 37.27 | 39.75 | 44.72 | 37.27 | 40.46 | 47.27 | 37.27 | 40.46 | 47.27 | 37.27 | 39.75 | 44.72 | 37.18 | 39.75 | 44.72 | 37.18 | 40.46 | 47.27 | 37.27 | 43.53 | 68.54 | 83.62 | 42.66 | 69.93 | 81.96 | 39.75 | 44.72 | 37.18 | 50.34 | 52.93 | 49.32 | 50.34 | 52.93 | 49.32 | 50.34 | 52.93 | 49.32 | 50.34 | 52.93 | 49.32 | 55.92 | 53.04 | 49.32 | 55.92 | 53.04 | 49.32 | 50.34 | 52.93 | 49.32 | 50.34 | 52.93 | 49.32 | 55.92 | 53.04 | 49.32 | 71.13 | 106.06 | 111.11 | 71.13 | 108.21 | 111.11 | 50.34 | 52.93 | 49.32
7824 | 39.6 | 44.56 | 37.03 | 39.6 | 44.56 | 37.03 | 39.6 | 44.56 | 37.03 | 39.6 | 44.56 | 37.03 | 40.3 | 47.11 | 37.03 | 40.3 | 47.11 | 37.03 | 39.6 | 44.56 | 37.03 | 39.6 | 44.56 | 37.03 | 40.3 | 47.11 | 37.03 | 41.18 | 65.88 | 83.62 | 41.18 | 67.22 | 81.96 | 39.6 | 44.56 | 37.03 | 50.18 | 52.77 | 49.16 | 50.18 | 52.77 | 49.16 | 50.18 | 52.77 | 49.16 | 50.18 | 52.77 | 49.16 | 55.76 | 52.88 | 49.16 | 55.76 | 52.88 | 49.16 | 50.18 | 52.77 | 49.16 | 50.18 | 52.77 | 49.16 | 55.76 | 52.88 | 49.16 | 66.21 | 91.71 | 107.77 | 66.21 | 103.95 | 109.97 | 50.18 | 52.77 | 49.16
7825 | 39.44 | 44.41 | 36.87 | 39.44 | 44.41 | 36.87 | 39.44 | 44.41 | 36.87 | 39.44 | 44.41 | 36.87 | 40.15 | 46.95 | 36.87 | 40.15 | 46.95 | 36.87 | 39.44 | 44.41 | 36.87 | 39.44 | 44.41 | 36.87 | 40.15 | 46.95 | 36.87 | 40.55 | 65.29 | 80.28 | 40.36 | 66.62 | 80.28 | 39.44 | 44.41 | 36.87 | 50.03 | 52.62 | 49 | 50.03 | 52.62 | 49 | 50.03 | 52.62 | 49 | 50.03 | 52.62 | 49 | 55.61 | 52.72 | 49 | 55.61 | 52.72 | 49 | 50.03 | 52.62 | 49 | 50.03 | 52.62 | 49 | 55.61 | 52.72 | 49 | 60.4 | 83.56 | 104.49 | 60.4 | 103.95 | 106.71 | 50.03 | 52.62 | 49
7826 | 39.34 | 44.33 | 36.77 | 39.34 | 44.33 | 36.77 | 39.34 | 44.33 | 36.77 | 39.34 | 44.33 | 36.77 | 40.05 | 46.85 | 36.77 | 40.05 | 46.85 | 36.77 | 39.34 | 44.31 | 36.77 | 39.34 | 44.31 | 36.77 | 40.05 | 46.85 | 36.77 | 40.05 | 60.83 | 78.19 | 39.98 | 62.06 | 79.78 | 39.34 | 44.33 | 36.77 | 49.93 | 52.52 | 49.17 | 49.93 | 52.52 | 49.17 | 49.93 | 52.52 | 49.17 | 49.93 | 52.52 | 49.17 | 55.51 | 52.62 | 49 | 55.51 | 52.62 | 49 | 49.93 | 52.52 | 48.9 | 49.93 | 52.52 | 48.9 | 55.51 | 52.62 | 49 | 60.4 | 77.47 | 96.44 | 60.4 | 102.03 | 106.71 | 49.93 | 52.52 | 49.17
7827 | 39.36 | 44.35 | 36.8 | 39.36 | 44.35 | 36.8 | 39.36 | 44.35 | 36.8 | 39.36 | 44.35 | 36.8 | 40.07 | 46.88 | 36.8 | 40.07 | 46.88 | 36.8 | 39.36 | 44.33 | 36.8 | 39.36 | 44.33 | 36.8 | 40.07 | 46.88 | 36.8 | 39.98 | 52.02 | 71.57 | 39.98 | 60.82 | 77.96 | 39.36 | 44.35 | 36.8 | 49.95 | 52.56 | 49.2 | 49.95 | 52.56 | 49.2 | 49.95 | 52.56 | 49.2 | 49.95 | 52.56 | 49.2 | 55.53 | 52.65 | 48.93 | 55.53 | 52.65 | 48.93 | 49.95 | 52.54 | 48.93 | 49.95 | 52.54 | 48.93 | 55.53 | 52.65 | 48.93 | 56.09 | 75.5 | 83.33 | 58.59 | 91.91 | 106.71 | 49.95 | 52.56 | 49.2
7828 | 39.54 | 44.53 | 36.97 | 39.54 | 44.53 | 36.97 | 39.54 | 44.53 | 36.97 | 39.54 | 44.53 | 36.97 | 40.25 | 47.05 | 36.97 | 40.25 | 47.05 | 36.97 | 39.54 | 44.51 | 36.97 | 39.54 | 44.51 | 36.97 | 40.25 | 47.05 | 36.97 | 40.25 | 52.02 | 70.37 | 40.36 | 60.82 | 77.96 | 39.54 | 44.53 | 36.97 | 50.13 | 52.74 | 49.37 | 50.13 | 52.74 | 49.37 | 50.13 | 52.74 | 49.37 | 50.13 | 52.74 | 49.37 | 55.71 | 52.82 | 49.11 | 55.71 | 52.82 | 49.11 | 50.13 | 52.72 | 49.11 | 50.13 | 52.72 | 49.11 | 55.71 | 52.82 | 49.11 | 56.27 | 63.19 | 55.7 | 58.59 | 91.4 | 100.84 | 50.13 | 52.74 | 49.37
7829 | 39.88 | 44.86 | 37.31 | 39.88 | 44.86 | 37.31 | 39.88 | 44.87 | 37.31 | 39.88 | 44.87 | 37.31 | 40.58 | 47.39 | 37.31 | 40.58 | 47.39 | 37.31 | 39.88 | 44.84 | 37.31 | 39.88 | 44.84 | 37.31 | 40.58 | 47.39 | 37.31 | 40.35 | 52.02 | 70.37 | 41.18 | 65.88 | 77.96 | 39.88 | 44.87 | 37.31 | 50.47 | 53.16 | 49.71 | 50.47 | 53.16 | 49.71 | 56.04 | 53.16 | 49.71 | 56.04 | 53.16 | 49.71 | 56.04 | 53.16 | 49.54 | 56.04 | 53.16 | 49.54 | 50.47 | 53.05 | 49.44 | 50.47 | 53.05 | 49.44 | 56.04 | 53.16 | 49.54 | 56.61 | 63.19 | 55.7 | 61.98 | 99.33 | 104.49 | 56.04 | 53.16 | 64.79
7830 | 40.43 | 47.94 | 38.47 | 40.43 | 47.94 | 38.47 | 41.14 | 47.94 | 39.28 | 41.14 | 47.94 | 39.28 | 41.14 | 47.94 | 39.28 | 41.14 | 47.94 | 39.28 | 40.43 | 45.39 | 37.86 | 40.43 | 45.39 | 37.86 | 41.14 | 47.94 | 39.28 | 44.76 | 69.3 | 80.32 | 50.95 | 70.71 | 81.96 | 41.14 | 47.94 | 39.28 | 51.02 | 54.43 | 50.26 | 51.02 | 54.43 | 50.26 | 56.6 | 54.43 | 50.26 | 56.6 | 54.43 | 50.26 | 56.6 | 54.43 | 50.09 | 56.6 | 54.43 | 50.09 | 51.02 | 53.61 | 49.99 | 51.02 | 53.61 | 49.99 | 56.6 | 54.43 | 50.09 | 73.84 | 77.47 | 103.85 | 75.35 | 107.13 | 107.79 | 56.6 | 54.43 | 90
7831 | 41.44 | 46.43 | 38.88 | 41.44 | 46.43 | 38.88 | 46.45 | 65.31 | 70.53 | 46.45 | 65.31 | 70.53 | 46.45 | 65.31 | 70.53 | 46.45 | 65.31 | 70.53 | 41.44 | 46.41 | 38.88 | 41.44 | 46.41 | 38.88 | 42.15 | 65.31 | 70.53 | 58.24 | 89.02 | 99.32 | 59.42 | 90.84 | 99.32 | 46.45 | 65.31 | 70.53 | 52.03 | 54.64 | 51.3 | 52.03 | 54.64 | 51.3 | 71.55 | 90 | 51.61 | 71.55 | 90 | 51.61 | 71.55 | 90 | 51.61 | 71.55 | 90 | 51.61 | 52.03 | 54.62 | 51.01 | 52.03 | 54.62 | 51.01 | 57.61 | 90 | 51.61 | 100.53 | 110 | 104.49 | 102.58 | 120.65 | 107.79 | 71.55 | 90 | 108.68
7832 | 41.66 | 46.65 | 39.09 | 41.66 | 46.65 | 39.09 | 45.72 | 65.31 | 75.55 | 45.72 | 65.31 | 75.55 | 45.72 | 65.31 | 75.55 | 45.72 | 65.31 | 75.55 | 41.66 | 46.63 | 39.09 | 41.66 | 46.63 | 39.09 | 42.37 | 65.31 | 75.55 | 58.24 | 89.02 | 99.32 | 59.42 | 90.84 | 99.32 | 45.72 | 65.31 | 75.55 | 52.25 | 54.84 | 51.3 | 52.25 | 54.84 | 51.3 | 57.83 | 86.4 | 51.32 | 57.83 | 86.4 | 51.32 | 57.83 | 86.4 | 51.32 | 57.83 | 86.4 | 51.32 | 52.25 | 54.84 | 51.23 | 52.25 | 54.84 | 51.23 | 57.83 | 86.4 | 51.32 | 100.53 | 110 | 104.57 | 102.58 | 120 | 106.7 | 69.2 | 90 | 108.68
7833 | 41.41 | 46.39 | 38.84 | 41.41 | 46.39 | 38.84 | 45.72 | 61.71 | 67.71 | 45.72 | 61.71 | 67.71 | 45.72 | 61.71 | 67.71 | 45.72 | 61.71 | 67.71 | 41.41 | 46.39 | 38.84 | 41.41 | 46.39 | 38.84 | 42.11 | 61.71 | 67.71 | 58.24 | 88.13 | 82.78 | 59.42 | 89.93 | 84.47 | 45.72 | 65.31 | 70.53 | 52 | 54.58 | 51.07 | 52 | 54.58 | 51.07 | 57.58 | 55.86 | 51.07 | 57.58 | 55.86 | 51.07 | 57.58 | 55.86 | 51.07 | 57.58 | 55.86 | 51.07 | 52 | 54.58 | 51.07 | 52 | 54.58 | 51.07 | 57.58 | 55.86 | 51.07 | 99.52 | 103.29 | 104.57 | 101.55 | 115.44 | 106.7 | 70.12 | 90 | 108.68
7834 | 41.28 | 46.26 | 38.72 | 41.28 | 46.27 | 38.72 | 41.99 | 48.81 | 40.14 | 41.99 | 48.81 | 40.14 | 41.99 | 48.81 | 40.14 | 41.99 | 48.81 | 40.14 | 41.28 | 46.26 | 38.72 | 41.28 | 46.26 | 38.72 | 41.99 | 48.81 | 40.14 | 58.24 | 79.77 | 78.67 | 58.82 | 81.4 | 80.28 | 45.72 | 65.31 | 70.53 | 51.87 | 54.46 | 50.85 | 51.87 | 54.46 | 50.85 | 57.45 | 54.57 | 50.85 | 57.45 | 54.57 | 50.85 | 57.45 | 54.57 | 50.85 | 57.45 | 54.57 | 50.85 | 51.87 | 54.46 | 50.85 | 51.87 | 54.46 | 50.85 | 57.45 | 54.57 | 50.85 | 82.39 | 77.47 | 83.33 | 100.54 | 114.28 | 99 | 73.76 | 90 | 108.68
7835 | 41.12 | 46.08 | 38.55 | 41.12 | 46.08 | 38.55 | 41.82 | 46.14 | 39.97 | 41.82 | 46.14 | 39.97 | 41.82 | 48.63 | 38.55 | 41.82 | 48.63 | 38.55 | 41.12 | 46.08 | 38.55 | 41.12 | 46.08 | 38.55 | 41.82 | 48.63 | 38.55 | 55.08 | 58.71 | 67.34 | 56.21 | 59.91 | 68.71 | 41.82 | 46.08 | 48.09 | 51.7 | 54.29 | 50.68 | 51.7 | 54.29 | 50.68 | 57.28 | 54.31 | 50.68 | 57.28 | 54.31 | 50.68 | 57.28 | 54.4 | 50.68 | 57.28 | 54.4 | 50.68 | 51.7 | 54.29 | 50.68 | 51.7 | 54.29 | 50.68 | 57.28 | 54.4 | 50.68 | 63.38 | 70.94 | 51.85 | 99.53 | 95.67 | 52.91 | 57.28 | 56.61 | 64.79
7836 | 40.92 | 45.89 | 38.35 | 40.92 | 45.89 | 38.35 | 41.63 | 45.89 | 38.35 | 41.63 | 45.89 | 38.35 | 41.63 | 48.44 | 38.35 | 41.63 | 48.44 | 38.35 | 40.92 | 45.89 | 38.35 | 40.92 | 45.89 | 38.35 | 41.63 | 48.44 | 38.35 | 42.76 | 56.95 | 38.74 | 56.21 | 55.82 | 38.74 | 41.63 | 45.89 | 39.97 | 51.51 | 54.1 | 50.49 | 51.51 | 54.1 | 50.49 | 57.09 | 54.1 | 50.49 | 57.09 | 54.1 | 50.49 | 57.09 | 54.21 | 50.49 | 57.09 | 54.21 | 50.49 | 51.51 | 54.1 | 50.49 | 51.51 | 54.1 | 50.49 | 57.09 | 54.21 | 50.49 | 63.37 | 54.75 | 51 | 90.11 | 55.87 | 51 | 57.09 | 56.61 | 64.79
7837 | 40.77 | 45.74 | 38.21 | 40.77 | 45.74 | 38.21 | 41.48 | 45.74 | 38.21 | 41.48 | 45.74 | 38.21 | 41.48 | 48.29 | 38.21 | 41.48 | 48.29 | 38.21 | 40.77 | 45.74 | 38.21 | 40.77 | 45.74 | 38.21 | 41.48 | 48.29 | 38.21 | 42.56 | 56.95 | 38.59 | 43.43 | 55.81 | 38.59 | 41.48 | 45.74 | 48.09 | 51.36 | 53.95 | 50.34 | 51.36 | 53.95 | 50.34 | 56.94 | 53.95 | 50.34 | 56.94 | 53.95 | 50.34 | 56.94 | 54.06 | 50.34 | 56.94 | 54.06 | 50.34 | 51.36 | 53.95 | 50.34 | 51.36 | 53.95 | 50.34 | 56.94 | 54.06 | 50.34 | 60.85 | 54.6 | 50.85 | 88.04 | 55.72 | 50.85 | 56.94 | 56.61 | 64.79
7838 | 40.66 | 45.63 | 38.09 | 40.66 | 45.63 | 38.09 | 41.37 | 45.63 | 38.09 | 41.37 | 45.63 | 38.09 | 41.37 | 48.17 | 38.09 | 41.37 | 48.17 | 38.09 | 40.66 | 45.63 | 38.09 | 40.66 | 45.63 | 38.09 | 41.37 | 48.17 | 38.09 | 51.35 | 58.32 | 39.26 | 52.4 | 57.16 | 38.48 | 41.37 | 45.63 | 48.09 | 51.25 | 53.84 | 50.22 | 51.25 | 53.84 | 50.22 | 56.83 | 53.84 | 50.22 | 56.83 | 53.84 | 50.22 | 56.83 | 53.94 | 50.22 | 56.83 | 53.94 | 50.22 | 51.25 | 53.84 | 50.22 | 51.25 | 53.84 | 50.22 | 56.83 | 53.94 | 50.22 | 72.39 | 57.33 | 50.81 | 88.04 | 58.5 | 50.73 | 56.83 | 56.61 | 64.79
7839 | 40.73 | 45.7 | 38.16 | 40.73 | 45.7 | 38.16 | 41.44 | 45.7 | 39.85 | 41.44 | 45.7 | 39.85 | 41.44 | 48.25 | 39.85 | 41.44 | 48.25 | 39.85 | 40.73 | 45.7 | 38.16 | 40.73 | 45.7 | 38.16 | 41.44 | 48.25 | 39.85 | 51.88 | 68.54 | 41.07 | 58.24 | 67.17 | 40.25 | 41.44 | 45.7 | 70.53 | 51.32 | 53.91 | 50.3 | 51.32 | 53.91 | 50.3 | 56.9 | 53.91 | 50.3 | 56.9 | 53.91 | 50.3 | 56.9 | 54.02 | 50.3 | 56.9 | 54.02 | 50.3 | 51.32 | 53.91 | 50.3 | 51.32 | 53.91 | 50.3 | 56.9 | 54.02 | 50.3 | 73.34 | 82.93 | 50.81 | 100.54 | 81.27 | 50.81 | 69.2 | 90 | 101.85
7840 | 41.06 | 46.03 | 38.49 | 41.06 | 46.03 | 38.49 | 41.77 | 46.03 | 39.92 | 41.77 | 46.03 | 39.92 | 41.77 | 48.57 | 39.92 | 41.77 | 48.57 | 39.92 | 41.06 | 46.03 | 38.49 | 41.06 | 46.03 | 38.49 | 41.77 | 48.57 | 39.92 | 54.28 | 73.52 | 79.5 | 63.63 | 75.02 | 77.91 | 41.77 | 46.03 | 48.09 | 51.65 | 54.24 | 50.62 | 51.65 | 54.24 | 50.62 | 51.65 | 54.24 | 50.62 | 51.65 | 54.24 | 50.62 | 57.23 | 54.34 | 50.62 | 57.23 | 54.34 | 50.62 | 51.65 | 54.24 | 50.62 | 51.65 | 54.24 | 50.62 | 57.23 | 54.34 | 50.62 | 79.1 | 95.8 | 52.18 | 103.95 | 97.75 | 51.14 | 51.65 | 56.61 | 58.56
7841 | 41.5 | 46.46 | 38.93 | 41.5 | 46.46 | 38.93 | 42.21 | 46.46 | 39.02 | 42.21 | 46.46 | 39.02 | 42.21 | 49.01 | 39.02 | 42.21 | 49.01 | 39.02 | 41.5 | 46.46 | 38.93 | 41.5 | 46.46 | 38.93 | 42.21 | 49.01 | 39.02 | 63.73 | 90.28 | 67.57 | 65.46 | 92.13 | 66.22 | 42.21 | 46.46 | 39.02 | 52.09 | 54.68 | 51.06 | 52.09 | 54.68 | 51.06 | 52.09 | 54.68 | 51.06 | 52.09 | 54.68 | 51.06 | 57.67 | 54.78 | 51.06 | 57.67 | 54.78 | 51.06 | 52.09 | 54.68 | 51.06 | 52.09 | 54.68 | 51.06 | 57.67 | 54.78 | 51.06 | 89.92 | 104.58 | 52.63 | 151.75 | 106.72 | 51.58 | 52.09 | 54.68 | 51.3
7842 | 41.08 | 46.04 | 38.51 | 41.08 | 46.04 | 38.51 | 41.08 | 46.04 | 38.51 | 41.08 | 46.04 | 38.51 | 41.78 | 48.59 | 38.51 | 41.78 | 48.59 | 38.51 | 41.08 | 46.04 | 38.51 | 41.08 | 46.04 | 38.51 | 41.78 | 48.59 | 38.51 | 65.02 | 90.53 | 91.64 | 65.02 | 88.72 | 80.28 | 41.08 | 46.04 | 38.51 | 51.67 | 54.26 | 50.64 | 51.67 | 54.26 | 50.64 | 51.67 | 54.26 | 50.64 | 51.67 | 54.26 | 50.64 | 57.25 | 54.36 | 50.64 | 57.25 | 54.36 | 50.64 | 51.67 | 54.26 | 50.64 | 51.67 | 54.26 | 50.64 | 57.25 | 54.36 | 50.64 | 101.87 | 107.82 | 104.49 | 103.95 | 105.66 | 51.15 | 51.67 | 54.26 | 50.64
7843 | 40.59 | 45.56 | 38.02 | 40.59 | 45.56 | 38.02 | 40.59 | 45.56 | 38.02 | 40.59 | 45.56 | 38.02 | 41.3 | 48.1 | 38.02 | 41.3 | 48.1 | 38.02 | 40.59 | 45.56 | 38.02 | 40.59 | 45.56 | 38.02 | 41.3 | 48.1 | 38.02 | 64.16 | 90.53 | 91.64 | 64.16 | 88.72 | 80.28 | 40.59 | 45.56 | 38.02 | 51.18 | 53.77 | 50.15 | 51.18 | 53.77 | 50.15 | 51.18 | 53.77 | 50.15 | 51.18 | 53.77 | 50.15 | 56.76 | 53.87 | 50.15 | 56.76 | 53.87 | 50.15 | 51.18 | 53.77 | 50.15 | 51.18 | 53.77 | 50.15 | 56.76 | 53.87 | 50.15 | 94.38 | 107.82 | 104.49 | 96.3 | 105.66 | 50.66 | 51.18 | 53.77 | 50.15
7844 | 40.21 | 45.18 | 37.65 | 40.21 | 45.18 | 37.65 | 40.21 | 45.18 | 37.65 | 40.21 | 45.18 | 37.65 | 40.92 | 47.73 | 37.65 | 40.92 | 47.73 | 37.65 | 40.21 | 45.18 | 37.65 | 40.21 | 45.18 | 37.65 | 40.92 | 47.73 | 37.65 | 57.65 | 90.27 | 91.64 | 58.24 | 88.46 | 38.24 | 40.21 | 45.18 | 37.65 | 50.8 | 53.39 | 46.17 | 50.8 | 53.39 | 46.17 | 50.8 | 53.39 | 46.17 | 50.8 | 53.39 | 46.17 | 56.38 | 53.5 | 49.78 | 56.38 | 53.5 | 49.78 | 50.8 | 53.39 | 49.34 | 50.8 | 53.39 | 49.78 | 56.38 | 53.5 | 49.78 | 86.82 | 106.7 | 104.49 | 88.59 | 104.57 | 49.78 | 50.8 | 53.39 | 46.17
7845 | 40.03 | 26.12 | 28.21 | 40.03 | 26.12 | 28.21 | 40.03 | 26.12 | 28.21 | 40.03 | 26.12 | 28.21 | 40.73 | 47.54 | 37.46 | 40.73 | 47.54 | 37.46 | 40.03 | 44.99 | 37.46 | 40.03 | 44.99 | 37.46 | 40.73 | 47.54 | 37.46 | 56.13 | 82.92 | 39.02 | 55.01 | 65.95 | 38.24 | 40.03 | 26.12 | 28.21 | 43.47 | 50.17 | 46.17 | 43.47 | 50.17 | 46.17 | 43.47 | 50.17 | 46.17 | 43.47 | 50.17 | 46.17 | 56.19 | 53.31 | 49.59 | 56.19 | 53.31 | 49.59 | 50.61 | 53.2 | 49.34 | 50.61 | 53.2 | 49.34 | 56.19 | 53.31 | 49.59 | 81.93 | 106.7 | 50.09 | 83.6 | 104.57 | 49.09 | 43.47 | 50.17 | 46.17
7846 | 39.82 | 18.83 | 27.65 | 39.82 | 18.83 | 27.65 | 39.82 | 18.83 | 27.65 | 39.82 | 18.83 | 27.65 | 40.53 | 47.33 | 37.25 | 40.53 | 47.33 | 37.25 | 39.82 | 44.78 | 35.42 | 39.82 | 44.79 | 37.25 | 40.53 | 47.33 | 37.25 | 54.52 | 47.81 | 36.88 | 53.43 | 46.85 | 36.14 | 39.82 | 18.83 | 27.65 | 36.14 | 48.43 | 46.17 | 36.14 | 48.43 | 46.17 | 36.14 | 48.43 | 46.17 | 36.14 | 48.43 | 46.17 | 55.99 | 53.1 | 49.38 | 55.99 | 53.1 | 49.38 | 50.41 | 51.61 | 47.53 | 50.41 | 53 | 49.34 | 55.99 | 53.1 | 49.38 | 77.52 | 54.03 | 48.89 | 75.97 | 52.95 | 46.63 | 36.14 | 48.43 | 46.17
7847 | 18.29 | 10.33 | 7.39 | 18.29 | 10.33 | 7.39 | 18.29 | 10.33 | 7.39 | 18.29 | 10.33 | 7.39 | 40.34 | 47.14 | 37.06 | 40.34 | 47.14 | 37.06 | 39.63 | 44.59 | 18.88 | 39.63 | 44.6 | 37.06 | 40.34 | 47.14 | 37.06 | 50 | 47.62 | 36.69 | 49 | 10.44 | 35.96 | 18.29 | 10.33 | 7.39 | 10.33 | 29 | 41.5 | 10.33 | 29 | 41.5 | 10.33 | 29 | 41.5 | 10.33 | 29 | 41.5 | 55.8 | 52.91 | 49.2 | 55.8 | 52.91 | 49.2 | 50.22 | 51.61 | 41.5 | 50.22 | 52.81 | 49.2 | 55.8 | 52.91 | 49.2 | 73.68 | 53.45 | 44.8 | 72.21 | 52.38 | 44.8 | 10.33 | 29 | 41.5
7848 | 17.92 | 10.32 | 0 | 17.92 | 10.32 | 0 | 17.92 | 10.32 | 0 | 17.92 | 10.32 | 0 | 40.37 | 47.17 | 37.09 | 40.37 | 47.17 | 37.09 | 39.66 | 44.57 | 0 | 39.66 | 44.63 | 37.09 | 40.37 | 47.17 | 37.09 | 44.7 | 46.7 | 34.42 | 43.81 | 10.43 | 33.73 | 17.92 | 10.32 | 0 | 10.33 | 10.33 | 10.33 | 10.33 | 10.33 | 10.33 | 10.33 | 10.33 | 10.33 | 10.33 | 10.33 | 10.33 | 55.83 | 52.94 | 49.23 | 55.83 | 52.94 | 49.23 | 50.25 | 51.61 | 10.33 | 50.25 | 52.84 | 49.23 | 55.83 | 52.94 | 49.23 | 69.49 | 52.41 | 44.8 | 68.1 | 51.37 | 44.8 | 10.33 | 10.33 | 10.33
7849 | 10.33 | 0 | 0 | 10.33 | 0 | 0 | 10.33 | 0 | 0 | 10.33 | 0 | 0 | 40.23 | 47.03 | 36.95 | 40.23 | 47.03 | 36.95 | 39.52 | 40.32 | 0 | 39.52 | 44.49 | 36.95 | 40.23 | 47.03 | 36.95 | 44.7 | 46.56 | 34.42 | 43.81 | 0 | 0 | 10.33 | 0 | 0 | 10.33 | 0 | 0 | 10.33 | 0 | 0 | 10.33 | 0 | 0 | 10.33 | 0 | 0 | 55.69 | 52.8 | 49.09 | 55.69 | 52.8 | 49.09 | 50.11 | 51.61 | 0 | 50.11 | 52.7 | 49.09 | 55.69 | 52.8 | 49.09 | 67.45 | 52.28 | 44.8 | 66.11 | 51.23 | 44.8 | 10.33 | 0 | 0
7850 | 10.33 | 0 | 0 | 10.33 | 0 | 0 | 10.33 | 0 | 0 | 10.33 | 0 | 0 | 40.08 | 46.88 | 36.8 | 40.08 | 46.88 | 36.8 | 39.37 | 40.17 | 0 | 39.37 | 44.34 | 36.8 | 40.08 | 46.88 | 36.8 | 40.49 | 46.42 | 34.42 | 39.68 | 0 | 0 | 10.33 | 0 | 0 | 0 | 0 | 0 | 0 | 0 | 0 | 0 | 0 | 0 | 0 | 0 | 0 | 55.54 | 52.66 | 48.94 | 55.54 | 52.66 | 48.94 | 49.96 | 51.61 | 0 | 49.96 | 51.61 | 48.94 | 55.54 | 52.66 | 48.94 | 61.34 | 52.13 | 44.8 | 60.12 | 51.09 | 43.9 | 0 | 0 | 0
7851 | 10.33 | 0 | 0 | 10.33 | 0 | 0 | 10.33 | 0 | 0 | 10.33 | 0 | 0 | 39.99 | 46.79 | 36.71 | 39.99 | 46.79 | 36.71 | 39.28 | 40.08 | 0 | 39.28 | 44.24 | 36.71 | 39.99 | 46.79 | 36.71 | 40.39 | 46.32 | 34.42 | 39.58 | 0 | 0 | 10.33 | 0 | 0 | 10.33 | 0 | 0 | 10.33 | 0 | 0 | 10.33 | 0 | 0 | 10.33 | 0 | 0 | 55.45 | 52.56 | 48.84 | 55.45 | 52.56 | 48.84 | 49.87 | 51.61 | 0 | 49.87 | 51.61 | 48.84 | 55.45 | 52.56 | 48.84 | 58.73 | 52.04 | 44.8 | 57.55 | 47.66 | 43.9 | 10.33 | 0 | 0
7852 | 10.33 | 0 | 0 | 10.33 | 0 | 0 | 10.33 | 0 | 0 | 10.33 | 0 | 0 | 40.01 | 46.82 | 36.74 | 40.01 | 46.82 | 36.74 | 39.31 | 40.1 | 0 | 39.31 | 44.27 | 36.74 | 40.01 | 46.82 | 36.74 | 40.42 | 46.35 | 34.42 | 10.44 | 0 | 0 | 10.33 | 0 | 0 | 10.33 | 0 | 0 | 10.33 | 0 | 0 | 10.33 | 0 | 0 | 10.33 | 0 | 0 | 55.48 | 52.59 | 48.87 | 55.48 | 52.59 | 48.87 | 49.9 | 51.61 | 0 | 49.9 | 51.61 | 48.87 | 55.48 | 52.59 | 48.87 | 56.97 | 48.63 | 44.8 | 55.83 | 47.66 | 43.9 | 10.33 | 0 | 0
7853 | 18.29 | 10.33 | 0 | 18.29 | 10.33 | 0 | 18.29 | 10.33 | 0 | 18.29 | 10.33 | 0 | 40.16 | 46.96 | 36.88 | 40.16 | 46.96 | 36.88 | 39.45 | 44.33 | 0 | 39.45 | 44.41 | 36.88 | 40.16 | 46.96 | 36.88 | 40.56 | 46.49 | 34.42 | 34.29 | 10.43 | 0 | 18.29 | 10.33 | 0 | 10.33 | 10.33 | 34.39 | 10.33 | 10.33 | 34.39 | 10.33 | 10.33 | 34.39 | 10.33 | 10.33 | 34.39 | 55.62 | 52.73 | 49.01 | 55.62 | 52.73 | 49.01 | 50.04 | 51.61 | 34.39 | 50.04 | 52.63 | 49.01 | 55.62 | 52.73 | 49.01 | 56.97 | 52.21 | 44.8 | 55.83 | 47.66 | 43.9 | 10.33 | 10.33 | 34.39
7854 | 37.63 | 10.33 | 10.33 | 37.63 | 10.33 | 10.33 | 37.63 | 10.33 | 10.33 | 37.63 | 10.33 | 10.33 | 40.3 | 47.1 | 37.02 | 40.3 | 47.1 | 37.02 | 39.59 | 44.55 | 10.33 | 39.59 | 44.56 | 37.02 | 40.3 | 47.1 | 37.02 | 40.71 | 46.63 | 34.42 | 39.89 | 10.44 | 10.44 | 37.63 | 10.33 | 10.33 | 10.33 | 35.36 | 45.25 | 10.33 | 35.36 | 45.25 | 10.33 | 35.36 | 45.25 | 10.33 | 35.36 | 45.25 | 55.76 | 52.88 | 49.16 | 55.76 | 52.88 | 49.16 | 50.18 | 51.61 | 45.25 | 50.18 | 52.77 | 49.16 | 55.76 | 52.88 | 49.16 | 56.97 | 48.63 | 44.8 | 55.83 | 47.66 | 44.8 | 10.33 | 35.36 | 45.25
7855 | 39.72 | 18.32 | 33.39 | 39.72 | 18.32 | 33.39 | 39.72 | 18.32 | 33.39 | 39.72 | 18.32 | 33.39 | 40.43 | 47.23 | 37.15 | 40.43 | 47.23 | 37.15 | 39.72 | 44.68 | 35.32 | 39.72 | 44.69 | 37.15 | 40.43 | 47.23 | 37.15 | 47.55 | 46.76 | 34.42 | 46.6 | 18.51 | 33.73 | 39.72 | 18.32 | 33.39 | 38.99 | 48.43 | 46.17 | 38.99 | 48.43 | 46.17 | 38.99 | 48.43 | 46.17 | 38.99 | 48.43 | 46.17 | 55.89 | 53 | 49.28 | 55.89 | 53 | 49.28 | 50.31 | 51.61 | 46.17 | 50.31 | 52.9 | 49.28 | 55.89 | 53 | 49.28 | 69.5 | 52.47 | 44.8 | 68.11 | 51.42 | 45.7 | 38.99 | 48.43 | 46.17
7856 | 39.88 | 25.6 | 34.07 | 39.88 | 25.6 | 34.07 | 39.88 | 25.6 | 34.07 | 39.88 | 25.6 | 34.07 | 40.59 | 47.39 | 37.31 | 40.59 | 47.39 | 37.31 | 39.88 | 44.84 | 37.31 | 39.88 | 44.84 | 37.31 | 40.59 | 47.39 | 37.31 | 41 | 42.81 | 34.42 | 40.28 | 25.86 | 34.42 | 39.88 | 25.6 | 34.07 | 50.47 | 48.43 | 46.17 | 50.47 | 48.43 | 46.17 | 50.47 | 48.43 | 46.17 | 50.47 | 48.43 | 46.17 | 56.05 | 53.16 | 49.44 | 56.05 | 53.16 | 49.44 | 50.47 | 51.61 | 47.59 | 50.47 | 53.06 | 49.44 | 56.05 | 53.16 | 49.44 | 56.61 | 48.92 | 44.8 | 55.48 | 48.92 | 45.7 | 50.47 | 48.43 | 46.17
7857 | 40.12 | 25.61 | 34.07 | 40.12 | 25.61 | 34.07 | 40.12 | 25.61 | 34.07 | 40.12 | 25.61 | 34.07 | 40.83 | 47.63 | 37.55 | 40.83 | 47.63 | 37.55 | 40.12 | 45.09 | 37.55 | 40.12 | 45.09 | 37.55 | 40.83 | 47.63 | 37.55 | 40.53 | 26.39 | 34.42 | 40.53 | 25.86 | 34.42 | 40.12 | 25.61 | 34.07 | 50.71 | 48.43 | 46.17 | 50.71 | 48.43 | 46.17 | 50.71 | 48.43 | 46.17 | 50.71 | 48.43 | 46.17 | 56.29 | 53.4 | 49.69 | 56.29 | 53.4 | 49.69 | 50.71 | 53.3 | 49.34 | 50.71 | 53.3 | 49.69 | 56.29 | 53.4 | 49.69 | 56.86 | 48.92 | 44.8 | 55.72 | 48.92 | 45.7 | 50.71 | 48.43 | 46.17
7858 | 40.25 | 25.6 | 27.51 | 40.25 | 25.6 | 27.51 | 40.25 | 25.6 | 27.51 | 40.25 | 25.6 | 27.51 | 40.95 | 47.76 | 37.68 | 40.95 | 47.76 | 37.68 | 40.25 | 45.21 | 37.68 | 40.25 | 45.21 | 37.68 | 40.95 | 47.76 | 37.68 | 40.65 | 26.39 | 27.79 | 40.65 | 25.86 | 27.79 | 40.25 | 25.6 | 27.51 | 50.83 | 48.43 | 46.17 | 50.83 | 48.43 | 46.17 | 50.83 | 48.43 | 46.17 | 50.83 | 48.43 | 46.17 | 56.41 | 53.53 | 49.81 | 56.41 | 53.53 | 49.81 | 50.83 | 53.42 | 49.34 | 50.83 | 53.42 | 49.81 | 56.41 | 53.53 | 49.81 | 56.47 | 47.95 | 44.8 | 55.34 | 48.92 | 45.7 | 50.83 | 48.43 | 46.17
7859 | 40.24 | 25.6 | 10.33 | 40.24 | 25.6 | 10.33 | 40.24 | 25.6 | 10.33 | 40.24 | 25.6 | 10.33 | 40.95 | 47.75 | 37.67 | 40.95 | 47.75 | 37.67 | 40.24 | 45.21 | 37.67 | 40.24 | 45.21 | 37.67 | 40.95 | 47.75 | 37.67 | 40.65 | 25.86 | 10.23 | 40.65 | 25.35 | 10.44 | 40.24 | 25.6 | 10.33 | 50.83 | 48.43 | 46.17 | 50.83 | 48.43 | 46.17 | 50.83 | 48.43 | 46.17 | 50.83 | 48.43 | 46.17 | 56.41 | 53.53 | 49.81 | 56.41 | 53.53 | 49.81 | 50.83 | 53.42 | 49.34 | 50.83 | 53.42 | 49.81 | 56.41 | 53.53 | 49.81 | 55.85 | 47.66 | 43.9 | 54.73 | 47.95 | 44.8 | 50.83 | 48.43 | 46.17
7860 | 40.15 | 25.6 | 10.33 | 40.15 | 25.6 | 10.33 | 40.15 | 25.6 | 10.33 | 40.15 | 25.6 | 10.33 | 40.85 | 47.66 | 37.58 | 40.85 | 47.66 | 37.58 | 40.15 | 45.11 | 37.58 | 40.15 | 45.11 | 37.58 | 40.85 | 47.66 | 37.58 | 40.44 | 25.86 | 10.23 | 40.55 | 25.35 | 10.44 | 40.15 | 25.6 | 10.33 | 50.73 | 48.43 | 46.17 | 50.73 | 48.43 | 46.17 | 50.73 | 48.43 | 46.17 | 50.73 | 48.43 | 46.17 | 56.31 | 53.43 | 49.51 | 56.31 | 53.43 | 49.51 | 50.73 | 53.32 | 49.34 | 50.73 | 53.32 | 49.71 | 56.31 | 53.43 | 49.51 | 55.75 | 47.66 | 43.9 | 54.64 | 47.95 | 44.8 | 50.73 | 48.43 | 46.17
7861 | 40.01 | 25.6 | 10.33 | 40.01 | 25.6 | 10.33 | 40.01 | 25.6 | 10.33 | 40.01 | 25.6 | 10.33 | 40.71 | 47.52 | 37.44 | 40.71 | 47.52 | 37.44 | 40.01 | 44.97 | 37.44 | 40.01 | 44.97 | 37.44 | 40.71 | 47.52 | 37.44 | 40.31 | 25.86 | 10.23 | 40.41 | 25.35 | 10.44 | 40.01 | 25.6 | 10.33 | 50.6 | 48.43 | 45.25 | 50.6 | 48.43 | 45.25 | 50.6 | 48.43 | 45.25 | 50.6 | 48.43 | 45.25 | 56.18 | 53.29 | 49.37 | 56.18 | 53.29 | 49.37 | 50.6 | 53.19 | 49.34 | 50.6 | 53.19 | 49.57 | 56.18 | 53.29 | 49.37 | 55.61 | 47.66 | 43.9 | 54.5 | 47.95 | 44.8 | 50.6 | 48.43 | 46.17
7862 | 40 | 25.61 | 10.33 | 40 | 25.61 | 10.33 | 40 | 25.61 | 10.33 | 40 | 25.61 | 10.33 | 40.71 | 47.51 | 37.43 | 40.71 | 47.51 | 37.43 | 40 | 44.96 | 37.43 | 40 | 44.96 | 37.43 | 40.71 | 47.51 | 37.43 | 40.3 | 25.86 | 10.23 | 40.4 | 25.35 | 10.44 | 40 | 25.61 | 10.33 | 50.59 | 48.43 | 45.25 | 50.59 | 48.43 | 45.25 | 50.59 | 48.43 | 45.25 | 50.59 | 48.43 | 45.25 | 56.17 | 53.28 | 49.56 | 56.17 | 53.28 | 49.56 | 50.59 | 53.18 | 49.34 | 50.59 | 53.18 | 49.56 | 56.17 | 53.28 | 49.56 | 55.6 | 47.66 | 43.9 | 54.49 | 47.95 | 44.8 | 50.59 | 48.43 | 46.17
7863 | 40.19 | 45.15 | 34.07 | 40.19 | 45.15 | 34.07 | 40.19 | 45.15 | 34.07 | 40.19 | 45.15 | 34.07 | 40.89 | 47.7 | 37.62 | 40.89 | 47.7 | 37.62 | 40.19 | 45.15 | 37.62 | 40.19 | 45.15 | 37.62 | 40.89 | 47.7 | 37.62 | 40.59 | 44.7 | 34.42 | 40.59 | 45.61 | 34.42 | 40.19 | 45.15 | 34.07 | 50.78 | 48.43 | 46.17 | 50.78 | 48.43 | 46.17 | 50.78 | 48.43 | 46.17 | 50.78 | 48.43 | 46.17 | 56.36 | 53.47 | 49.75 | 56.36 | 53.47 | 49.75 | 50.78 | 53.36 | 49.34 | 50.78 | 53.36 | 49.75 | 56.36 | 53.47 | 49.75 | 55.79 | 47.94 | 44.8 | 54.68 | 48.92 | 45.7 | 50.78 | 48.43 | 46.17
7864 | 40.54 | 45.51 | 34.77 | 40.54 | 45.51 | 34.77 | 40.54 | 45.51 | 34.77 | 40.54 | 45.51 | 34.77 | 41.25 | 48.05 | 37.97 | 41.25 | 48.05 | 37.97 | 40.54 | 45.51 | 37.97 | 40.54 | 45.51 | 37.97 | 41.25 | 48.05 | 37.97 | 40.95 | 45.44 | 34.42 | 40.95 | 45.97 | 34.42 | 40.54 | 45.51 | 34.77 | 51.13 | 53.49 | 46.17 | 51.13 | 53.49 | 46.17 | 51.13 | 53.49 | 46.17 | 51.13 | 53.49 | 46.17 | 56.71 | 53.82 | 50.11 | 56.71 | 53.82 | 50.11 | 51.13 | 53.72 | 49.34 | 51.13 | 53.72 | 50.11 | 56.71 | 53.82 | 50.11 | 57.28 | 52.95 | 44.8 | 56.14 | 54.03 | 45.7 | 51.13 | 53.49 | 46.17
7865 | 40.93 | 45.9 | 35.19 | 40.93 | 45.9 | 35.19 | 40.93 | 45.9 | 35.19 | 40.93 | 45.9 | 35.19 | 41.64 | 48.44 | 38.37 | 41.64 | 48.44 | 38.37 | 40.93 | 45.9 | 38.36 | 40.93 | 45.9 | 38.36 | 41.64 | 48.44 | 38.37 | 41.35 | 45.44 | 34.42 | 41.35 | 46.36 | 34.84 | 40.93 | 45.9 | 35.19 | 51.52 | 53.82 | 46.17 | 51.52 | 53.82 | 46.17 | 51.52 | 53.82 | 46.17 | 51.52 | 53.82 | 46.17 | 57.1 | 54.22 | 50.5 | 57.1 | 54.22 | 50.5 | 51.52 | 54.11 | 49.34 | 51.52 | 54.11 | 50.5 | 57.1 | 54.22 | 50.5 | 57.68 | 53.27 | 44.8 | 56.53 | 54.36 | 45.7 | 51.52 | 53.82 | 46.17
7866 | 40.83 | 45.79 | 34.07 | 40.83 | 45.79 | 34.07 | 40.83 | 45.79 | 34.07 | 40.83 | 45.79 | 34.07 | 41.53 | 48.34 | 38.26 | 41.53 | 48.34 | 38.26 | 40.83 | 45.79 | 38.26 | 40.83 | 45.79 | 38.26 | 41.53 | 48.34 | 38.26 | 41.24 | 45.44 | 34.42 | 41.24 | 46.26 | 34.42 | 40.83 | 45.79 | 34.07 | 51.42 | 50.17 | 46.17 | 51.42 | 50.17 | 46.17 | 51.42 | 50.17 | 46.17 | 51.42 | 50.17 | 46.17 | 57 | 54.11 | 50.39 | 57 | 54.11 | 50.39 | 51.42 | 54 | 49.34 | 51.42 | 54 | 50.39 | 57 | 54.11 | 50.39 | 56.43 | 49.67 | 44.8 | 55.3 | 50.68 | 45.7 | 51.42 | 50.17 | 46.17
7867 | 40.38 | 42.38 | 27.65 | 40.38 | 42.38 | 27.65 | 40.38 | 42.38 | 27.65 | 40.38 | 42.38 | 27.65 | 41.09 | 47.89 | 37.82 | 41.09 | 47.89 | 37.82 | 40.38 | 45.35 | 37.82 | 40.38 | 45.35 | 37.82 | 41.09 | 47.89 | 37.82 | 40.79 | 42.81 | 27.93 | 40.79 | 42.8 | 27.93 | 40.38 | 42.38 | 27.65 | 50.97 | 48.43 | 46.17 | 50.97 | 48.43 | 46.17 | 50.97 | 48.43 | 46.17 | 50.97 | 48.43 | 46.17 | 56.55 | 53.67 | 49.95 | 56.55 | 53.67 | 49.95 | 50.97 | 53.56 | 49.34 | 50.97 | 53.56 | 49.95 | 56.55 | 53.67 | 49.95 | 55.99 | 47.95 | 44.8 | 54.87 | 48.92 | 45.7 | 50.97 | 48.43 | 46.17
7868 | 40.02 | 25.1 | 0 | 40.02 | 25.1 | 0 | 40.02 | 25.1 | 0 | 40.02 | 25.1 | 0 | 40.73 | 47.53 | 37.45 | 40.73 | 47.53 | 37.45 | 40.02 | 44.98 | 37.45 | 40.02 | 44.99 | 37.45 | 40.73 | 47.53 | 37.45 | 40.32 | 25.35 | 0 | 40.42 | 25.35 | 0 | 40.02 | 25.1 | 0 | 50.61 | 48.43 | 45.25 | 50.61 | 48.43 | 45.25 | 50.61 | 48.43 | 45.25 | 50.61 | 48.43 | 45.25 | 56.19 | 53.3 | 49.58 | 56.19 | 53.3 | 49.58 | 50.61 | 53.2 | 49.34 | 50.61 | 53.2 | 49.58 | 56.19 | 53.3 | 49.58 | 55.63 | 47.94 | 44.8 | 54.51 | 48.92 | 44.8 | 50.61 | 48.43 | 45.25
7869 | 39.88 | 10.54 | 0 | 39.88 | 10.54 | 0 | 39.88 | 10.54 | 0 | 39.88 | 10.54 | 0 | 40.58 | 47.39 | 37.31 | 40.58 | 47.39 | 37.31 | 39.88 | 44.84 | 37.31 | 39.88 | 44.84 | 37.31 | 40.58 | 47.39 | 37.31 | 40.18 | 10.64 | 0 | 40.28 | 10.64 | 0 | 39.88 | 10.54 | 0 | 37.32 | 48.14 | 44.35 | 37.32 | 48.14 | 44.35 | 37.32 | 48.14 | 44.35 | 37.32 | 48.14 | 44.35 | 56.04 | 53.16 | 49.44 | 56.04 | 53.16 | 49.44 | 50.47 | 53.05 | 49.34 | 50.47 | 53.05 | 49.44 | 56.04 | 53.16 | 49.44 | 55.48 | 47.66 | 43.91 | 54.37 | 48.62 | 44.8 | 37.32 | 48.14 | 44.35
7870 | 37.63 | 10.33 | 0 | 37.63 | 10.33 | 0 | 37.63 | 10.33 | 0 | 37.63 | 10.33 | 0 | 40.46 | 47.26 | 37.18 | 40.46 | 47.26 | 37.18 | 39.75 | 44.71 | 37.18 | 39.75 | 44.72 | 37.18 | 40.46 | 47.26 | 37.18 | 40.05 | 10.62 | 0 | 38.01 | 10.44 | 0 | 37.63 | 10.33 | 0 | 36.14 | 47.18 | 10.33 | 36.14 | 47.18 | 10.33 | 36.14 | 47.18 | 10.33 | 36.14 | 47.18 | 10.33 | 55.92 | 53.03 | 49.31 | 55.92 | 53.03 | 49.31 | 50.34 | 52.93 | 49.31 | 50.34 | 52.93 | 49.31 | 55.92 | 53.03 | 49.31 | 55.36 | 47.66 | 10.23 | 36.51 | 47.66 | 10.44 | 36.14 | 47.18 | 10.33
7871 | 18.29 | 10.33 | 0 | 18.29 | 10.33 | 0 | 18.29 | 10.33 | 0 | 18.29 | 10.33 | 0 | 40.28 | 47.08 | 37 | 40.28 | 47.08 | 37 | 39.57 | 44.53 | 35.17 | 39.57 | 44.54 | 37 | 40.28 | 47.08 | 37 | 39.88 | 10.62 | 0 | 18.47 | 10.41 | 0 | 18.29 | 10.33 | 0 | 10.33 | 10.54 | 0 | 10.33 | 10.54 | 0 | 10.33 | 10.54 | 0 | 10.33 | 10.54 | 0 | 55.74 | 52.85 | 49.14 | 55.74 | 52.85 | 49.14 | 50.16 | 51.61 | 47.28 | 50.16 | 52.75 | 49.14 | 55.74 | 52.85 | 49.14 | 55.18 | 28.66 | 0 | 10.44 | 28.09 | 0 | 10.33 | 10.54 | 0
7872 | 10.33 | 10.31 | 0 | 10.33 | 10.31 | 0 | 10.33 | 10.31 | 0 | 10.33 | 10.31 | 0 | 40.29 | 47.09 | 37.02 | 40.29 | 47.09 | 37.02 | 39.59 | 44.55 | 35.19 | 39.59 | 44.55 | 37.02 | 40.29 | 47.09 | 37.02 | 39.68 | 10.63 | 0 | 10.44 | 10.41 | 0 | 10.33 | 10.31 | 0 | 10.33 | 10.33 | 0 | 10.33 | 10.33 | 0 | 10.33 | 10.33 | 0 | 10.33 | 10.33 | 0 | 55.76 | 52.87 | 48.23 | 55.76 | 52.87 | 48.23 | 50.18 | 51.61 | 47.3 | 50.18 | 52.76 | 49.15 | 55.76 | 52.87 | 48.23 | 55.2 | 28.66 | 0 | 10.44 | 28.09 | 0 | 10.33 | 10.33 | 0
7873 | 10.33 | 0 | 0 | 10.33 | 0 | 0 | 10.33 | 0 | 0 | 10.33 | 0 | 0 | 40.11 | 46.91 | 36.59 | 40.11 | 46.91 | 36.59 | 39.41 | 44.37 | 35.01 | 39.41 | 44.37 | 36.84 | 40.11 | 46.91 | 36.84 | 39.71 | 42.81 | 0 | 10.44 | 0 | 0 | 10.33 | 0 | 0 | 10.33 | 10.33 | 0 | 10.33 | 10.33 | 0 | 10.33 | 10.33 | 0 | 10.33 | 10.33 | 0 | 55.57 | 52.69 | 46.68 | 55.57 | 52.69 | 46.68 | 49.99 | 51.61 | 46.68 | 49.99 | 52.58 | 48.97 | 55.57 | 52.69 | 46.68 | 56.14 | 47.66 | 0 | 10.44 | 46.7 | 0 | 10.33 | 10.33 | 0
7874 | 10.33 | 0 | 0 | 10.33 | 0 | 0 | 10.33 | 0 | 0 | 10.33 | 0 | 0 | 39.97 | 46.76 | 36.59 | 39.97 | 46.76 | 36.59 | 39.26 | 44.22 | 34.86 | 39.26 | 44.23 | 36.69 | 39.97 | 46.76 | 36.59 | 39.68 | 42.81 | 34.09 | 10.44 | 0 | 0 | 10.33 | 0 | 0 | 0 | 0 | 0 | 0 | 0 | 0 | 0 | 0 | 0 | 0 | 0 | 0 | 55.43 | 52.54 | 46.68 | 55.43 | 52.54 | 46.68 | 49.85 | 51.61 | 46.68 | 49.85 | 52.44 | 48.83 | 55.43 | 52.54 | 46.68 | 55.99 | 47.66 | 44.07 | 54.87 | 46.7 | 44.8 | 0 | 0 | 0
7875 | 10.33 | 0 | 0 | 10.33 | 0 | 0 | 10.33 | 0 | 0 | 10.33 | 0 | 0 | 39.86 | 46.51 | 35.65 | 39.86 | 46.51 | 35.65 | 39.15 | 44.11 | 34.75 | 39.15 | 44.11 | 36.58 | 39.86 | 46.51 | 35.65 | 39.46 | 44.6 | 34.42 | 38.67 | 0 | 0 | 10.33 | 0 | 0 | 0 | 0 | 0 | 0 | 0 | 0 | 0 | 0 | 0 | 0 | 0 | 0 | 55.32 | 52.43 | 46.68 | 55.32 | 52.43 | 46.68 | 49.74 | 51.61 | 46.68 | 49.74 | 52.33 | 48.71 | 55.32 | 52.43 | 46.68 | 55.88 | 47.66 | 43.9 | 54.76 | 46.7 | 43.03 | 0 | 0 | 0
7876 | 10.33 | 0 | 0 | 10.33 | 0 | 0 | 10.33 | 0 | 0 | 10.33 | 0 | 0 | 39.8 | 46.45 | 35.65 | 39.8 | 46.45 | 35.65 | 39.09 | 44.05 | 34.69 | 39.09 | 44.05 | 36.52 | 39.8 | 46.45 | 35.65 | 39.52 | 44.6 | 33.55 | 38.73 | 0 | 0 | 10.33 | 0 | 0 | 0 | 0 | 0 | 0 | 0 | 0 | 0 | 0 | 0 | 0 | 0 | 0 | 55.26 | 52.37 | 46.68 | 55.26 | 52.37 | 46.68 | 49.68 | 51.61 | 46.68 | 49.68 | 52.27 | 48.65 | 55.26 | 52.37 | 46.68 | 55.26 | 47.66 | 43.9 | 54.15 | 46.7 | 43.03 | 0 | 0 | 0
7877 | 10.33 | 0 | 0 | 10.33 | 0 | 0 | 10.33 | 0 | 0 | 10.33 | 0 | 0 | 39.92 | 46.57 | 35.65 | 39.92 | 46.57 | 35.65 | 39.21 | 44.18 | 34.82 | 39.21 | 44.18 | 36.65 | 39.92 | 46.57 | 35.65 | 39.52 | 44.6 | 33.55 | 38.73 | 0 | 0 | 10.33 | 0 | 0 | 0 | 0 | 0 | 0 | 0 | 0 | 0 | 0 | 0 | 0 | 0 | 0 | 55.38 | 52.5 | 46.68 | 55.38 | 52.5 | 46.68 | 49.8 | 51.61 | 46.68 | 49.8 | 52.39 | 48.78 | 55.38 | 52.5 | 46.68 | 55.38 | 48.63 | 43.9 | 54.28 | 47.66 | 43.03 | 0 | 0 | 0
7878 | 10.33 | 0 | 0 | 10.33 | 0 | 0 | 10.33 | 0 | 0 | 10.33 | 0 | 0 | 39.94 | 46.59 | 35.65 | 39.94 | 46.59 | 35.65 | 39.23 | 44.19 | 34.83 | 39.23 | 44.2 | 36.66 | 39.94 | 46.59 | 35.65 | 39.54 | 46.12 | 33.55 | 38.75 | 0 | 0 | 10.33 | 0 | 0 | 0 | 0 | 0 | 0 | 0 | 0 | 0 | 0 | 0 | 0 | 0 | 0 | 55.4 | 52.51 | 46.68 | 55.4 | 52.51 | 46.68 | 49.82 | 51.61 | 46.68 | 49.82 | 52.41 | 48.79 | 55.4 | 52.51 | 46.68 | 55.96 | 51.36 | 44.38 | 54.84 | 50.34 | 43.49 | 0 | 0 | 0
7879 | 10.33 | 10.12 | 0 | 10.33 | 10.12 | 0 | 10.33 | 10.12 | 0 | 10.33 | 10.12 | 0 | 39.94 | 46.6 | 35.65 | 39.94 | 46.6 | 35.65 | 39.23 | 44.2 | 35.65 | 39.23 | 44.2 | 36.67 | 39.94 | 46.6 | 35.65 | 40.09 | 46.13 | 34.42 | 39.29 | 10.22 | 33.73 | 10.33 | 10.12 | 0 | 10.33 | 10.33 | 0 | 10.33 | 10.33 | 0 | 10.33 | 10.33 | 0 | 10.33 | 10.33 | 0 | 55.4 | 52.52 | 46.68 | 55.4 | 52.52 | 46.68 | 49.82 | 52.41 | 46.68 | 49.82 | 52.41 | 48.8 | 55.4 | 52.52 | 46.68 | 55.96 | 51.36 | 44.38 | 54.84 | 50.34 | 44.8 | 10.33 | 10.33 | 0
7880 | 10.33 | 10.33 | 0 | 10.33 | 10.33 | 0 | 10.33 | 10.33 | 0 | 10.33 | 10.33 | 0 | 40.07 | 46.73 | 36.59 | 40.07 | 46.73 | 36.59 | 39.36 | 44.33 | 36.59 | 39.36 | 44.33 | 36.79 | 40.07 | 46.73 | 36.59 | 40.36 | 46.26 | 34.42 | 39.55 | 10.43 | 33.73 | 10.33 | 10.33 | 0 | 10.33 | 10.33 | 0 | 10.33 | 10.33 | 0 | 10.33 | 10.33 | 0 | 10.33 | 10.33 | 0 | 55.53 | 52.65 | 46.99 | 55.53 | 52.65 | 46.99 | 49.95 | 52.54 | 46.99 | 49.95 | 52.54 | 48.93 | 55.53 | 52.65 | 46.99 | 59 | 52.12 | 44.8 | 57.82 | 51.08 | 44.8 | 10.33 | 10.33 | 0
7881 | 38.39 | 10.33 | 0 | 38.39 | 10.33 | 0 | 38.39 | 10.33 | 0 | 38.39 | 10.33 | 0 | 40.29 | 47.08 | 36.59 | 40.29 | 47.08 | 36.59 | 39.58 | 44.55 | 36.59 | 39.58 | 44.55 | 37.01 | 40.29 | 47.08 | 36.59 | 41.18 | 46.61 | 34.42 | 40.35 | 10.44 | 33.73 | 38.39 | 10.33 | 0 | 10.33 | 10.33 | 0 | 10.33 | 10.33 | 0 | 10.33 | 10.33 | 0 | 10.33 | 10.33 | 0 | 55.75 | 52.87 | 46.68 | 55.75 | 52.87 | 46.68 | 50.17 | 52.76 | 46.68 | 50.17 | 52.76 | 49.15 | 55.75 | 52.87 | 46.68 | 71.06 | 52.34 | 44.8 | 69.64 | 51.29 | 44.8 | 10.33 | 10.33 | 0
7882 | 38.39 | 10.33 | 0 | 38.39 | 10.33 | 0 | 38.39 | 10.33 | 0 | 38.39 | 10.33 | 0 | 40.52 | 47.26 | 36.58 | 40.52 | 47.26 | 36.58 | 39.81 | 44.78 | 36.58 | 39.81 | 44.78 | 37.25 | 40.52 | 47.26 | 36.58 | 40.94 | 46.79 | 34.42 | 40.13 | 10.43 | 0 | 38.39 | 10.33 | 0 | 10.33 | 10.33 | 0 | 10.33 | 10.33 | 0 | 10.33 | 10.33 | 0 | 10.33 | 10.33 | 0 | 55.98 | 53.1 | 47.16 | 55.98 | 53.1 | 47.16 | 50.4 | 52.99 | 47.16 | 50.4 | 52.99 | 49.38 | 55.98 | 53.1 | 47.16 | 61.98 | 51.36 | 44.8 | 60.74 | 47.66 | 0 | 10.33 | 10.33 | 0
7883 | 18.29 | 10.12 | 0 | 18.29 | 10.12 | 0 | 18.29 | 10.12 | 0 | 18.29 | 10.12 | 0 | 40.64 | 47.43 | 36.59 | 40.64 | 47.43 | 36.59 | 39.93 | 44.9 | 36.59 | 39.93 | 44.9 | 37.36 | 40.64 | 47.43 | 36.59 | 41.02 | 46.96 | 34.42 | 18.47 | 10.22 | 0 | 18.29 | 10.12 | 0 | 10.33 | 10.33 | 0 | 10.33 | 10.33 | 0 | 10.33 | 10.33 | 0 | 10.33 | 10.33 | 0 | 56.1 | 53.21 | 47.16 | 56.1 | 53.21 | 47.16 | 50.52 | 53.11 | 47.16 | 50.52 | 53.11 | 49.5 | 56.1 | 53.21 | 47.16 | 60.4 | 52.68 | 44.8 | 59.19 | 10.44 | 0 | 10.33 | 10.33 | 0
7884 | 18.29 | 10 | 0 | 18.29 | 10 | 0 | 18.29 | 10 | 0 | 18.29 | 10 | 0 | 40.6 | 47.4 | 36.59 | 40.6 | 47.4 | 36.59 | 39.89 | 44.86 | 36.59 | 39.89 | 44.86 | 37.32 | 40.6 | 47.4 | 36.59 | 40.36 | 47.39 | 34.42 | 18.47 | 9.9 | 0 | 18.29 | 10 | 0 | 10.33 | 10.33 | 0 | 10.33 | 10.33 | 0 | 10.33 | 10.33 | 0 | 10.33 | 10.33 | 0 | 56.06 | 53.17 | 47.16 | 56.06 | 53.17 | 47.16 | 50.48 | 53.07 | 47.16 | 50.48 | 53.07 | 49.46 | 56.06 | 53.17 | 47.16 | 60.4 | 52.64 | 44.8 | 10.44 | 10.44 | 0 | 10.33 | 10.33 | 0
7885 | 18.29 | 10.33 | 0 | 18.29 | 10.33 | 0 | 18.29 | 10.33 | 0 | 18.29 | 10.33 | 0 | 40.46 | 47.26 | 36.67 | 40.46 | 47.26 | 36.59 | 39.75 | 44.72 | 36.67 | 39.75 | 44.72 | 37.18 | 40.46 | 47.26 | 36.67 | 40.36 | 46.79 | 34.58 | 18.47 | 10.42 | 0 | 18.29 | 10.33 | 0 | 10.33 | 10.33 | 0 | 10.33 | 10.33 | 0 | 10.33 | 10.33 | 0 | 10.33 | 10.33 | 0 | 55.92 | 53.03 | 47.16 | 55.92 | 53.03 | 47.16 | 50.34 | 52.93 | 47.16 | 50.34 | 52.93 | 49.31 | 55.92 | 53.03 | 47.16 | 60.4 | 52.5 | 44.8 | 10.44 | 10.44 | 0 | 10.33 | 10.33 | 0
7886 | 18.29 | 10.33 | 0 | 18.29 | 10.33 | 0 | 18.29 | 10.33 | 0 | 18.29 | 10.33 | 0 | 40.45 | 47.26 | 36.67 | 40.45 | 47.26 | 36.67 | 39.74 | 44.71 | 36.67 | 39.74 | 44.71 | 37.18 | 40.45 | 47.26 | 36.67 | 40.36 | 47.73 | 35.14 | 18.47 | 10.44 | 0 | 18.29 | 10.33 | 0 | 10.33 | 10.33 | 0 | 10.33 | 10.33 | 0 | 10.33 | 10.33 | 0 | 10.33 | 10.33 | 0 | 55.91 | 53.03 | 47.64 | 55.91 | 53.03 | 47.64 | 50.33 | 52.92 | 47.64 | 50.33 | 52.92 | 49.31 | 55.91 | 53.03 | 47.64 | 60.4 | 53.56 | 44.82 | 59.19 | 47.66 | 0 | 10.33 | 10.33 | 0
7887 | 39.9 | 10.34 | 0 | 39.9 | 10.34 | 0 | 39.9 | 10.34 | 0 | 39.9 | 10.34 | 0 | 40.6 | 47.41 | 37.33 | 40.6 | 47.41 | 37.33 | 39.9 | 44.86 | 37.33 | 39.9 | 44.86 | 37.33 | 40.6 | 47.41 | 37.33 | 43.37 | 56.34 | 37.71 | 42.5 | 10.44 | 0 | 39.9 | 10.34 | 0 | 35.42 | 46.5 | 0 | 35.42 | 46.5 | 0 | 35.42 | 46.5 | 0 | 35.42 | 46.5 | 0 | 56.07 | 53.18 | 49.46 | 56.07 | 53.18 | 49.46 | 50.49 | 53.07 | 49.46 | 50.49 | 53.07 | 49.46 | 56.07 | 53.18 | 49.46 | 65.38 | 65.06 | 48.87 | 64.07 | 52.95 | 44.8 | 35.42 | 46.5 | 0
7888 | 40.16 | 25.6 | 0 | 40.16 | 25.6 | 0 | 40.16 | 25.6 | 0 | 40.16 | 25.6 | 0 | 40.87 | 47.68 | 37.59 | 40.87 | 47.68 | 37.59 | 40.16 | 45.13 | 37.59 | 40.16 | 45.13 | 37.59 | 40.87 | 47.68 | 37.59 | 54.18 | 62.48 | 39.02 | 53.1 | 47.56 | 38.24 | 40.16 | 25.6 | 0 | 50.75 | 48.43 | 0 | 50.75 | 48.43 | 0 | 50.75 | 48.43 | 0 | 50.75 | 48.43 | 0 | 56.33 | 53.45 | 49.73 | 56.33 | 53.45 | 49.73 | 50.75 | 53.34 | 49.73 | 50.75 | 53.34 | 49.73 | 56.33 | 53.45 | 49.73 | 71.3 | 78.62 | 49.23 | 71.3 | 77.05 | 44.8 | 50.75 | 48.43 | 0
7889 | 40.61 | 45.58 | 0 | 40.61 | 45.58 | 0 | 40.61 | 45.58 | 0 | 40.61 | 45.58 | 0 | 41.32 | 48.13 | 38.04 | 41.32 | 48.13 | 38.04 | 40.61 | 45.58 | 38.04 | 40.61 | 45.58 | 38.04 | 41.32 | 48.13 | 38.04 | 54.18 | 70.27 | 38.43 | 53.1 | 68.84 | 37.66 | 40.61 | 45.58 | 0 | 51.2 | 48.43 | 10.33 | 51.2 | 48.43 | 10.33 | 51.2 | 48.43 | 10.33 | 51.2 | 48.43 | 10.33 | 56.78 | 53.89 | 50.18 | 56.78 | 53.89 | 50.18 | 51.2 | 53.79 | 50.18 | 51.2 | 53.79 | 50.18 | 56.78 | 53.89 | 50.18 | 77.87 | 89.42 | 49.68 | 77.87 | 77.47 | 44.8 | 51.2 | 48.43 | 10.33
7890 | 40.54 | 45.5 | 0 | 40.54 | 45.51 | 0 | 40.54 | 45.51 | 0 | 40.54 | 45.51 | 0 | 41.25 | 48.06 | 37.97 | 41.25 | 48.06 | 37.97 | 40.54 | 45.51 | 37.97 | 40.54 | 45.51 | 37.97 | 41.25 | 48.06 | 37.97 | 54.18 | 70.27 | 38.36 | 53.1 | 45.97 | 37.59 | 40.54 | 45.5 | 0 | 51.13 | 48.43 | 10.33 | 51.13 | 48.43 | 10.33 | 51.13 | 48.43 | 10.33 | 51.13 | 48.43 | 10.33 | 56.71 | 55 | 50.2 | 56.71 | 55 | 50.2 | 51.13 | 53.72 | 50.11 | 51.13 | 53.72 | 50.11 | 56.71 | 55 | 50.2 | 77.87 | 91.68 | 50.71 | 77.87 | 52.95 | 44.8 | 51.13 | 48.43 | 10.33
7891 | 40.36 | 14.74 | 0 | 40.36 | 15.04 | 0 | 40.36 | 15.04 | 0 | 40.36 | 15.04 | 0 | 41.07 | 47.88 | 37.79 | 41.07 | 47.88 | 37.79 | 40.36 | 45.33 | 37.79 | 40.36 | 45.33 | 37.79 | 41.07 | 47.88 | 37.79 | 53.62 | 70.27 | 38.17 | 52.55 | 15.19 | 37.41 | 40.36 | 14.74 | 0 | 50.95 | 48.43 | 0 | 50.95 | 48.43 | 0 | 50.95 | 48.43 | 0 | 50.95 | 48.43 | 0 | 56.53 | 54.82 | 50.02 | 56.53 | 54.82 | 50.02 | 50.95 | 53.54 | 49.93 | 50.95 | 53.54 | 49.93 | 56.53 | 54.82 | 50.02 | 77.07 | 91.68 | 50.53 | 75.53 | 52.95 | 44.8 | 50.95 | 48.43 | 0
7892 | 40.13 | 14.63 | 0 | 40.13 | 14.63 | 0 | 40.13 | 14.63 | 0 | 40.13 | 14.63 | 0 | 40.84 | 47.65 | 37.57 | 40.84 | 47.65 | 37.57 | 40.13 | 45.1 | 37.57 | 40.13 | 45.1 | 37.57 | 40.84 | 47.65 | 37.57 | 53.48 | 70.27 | 37.95 | 52.41 | 14.78 | 37.19 | 40.13 | 14.63 | 0 | 50.72 | 48.43 | 0 | 50.72 | 48.43 | 0 | 50.72 | 48.43 | 0 | 50.72 | 48.43 | 0 | 56.3 | 54.59 | 53.76 | 56.3 | 54.59 | 53.76 | 50.72 | 53.31 | 49.7 | 50.72 | 53.31 | 49.7 | 56.3 | 54.59 | 53.76 | 76.3 | 89.26 | 54.31 | 74.77 | 52.95 | 44.8 | 50.72 | 48.43 | 0
7893 | 40.01 | 10.33 | 0 | 40.01 | 10.33 | 0 | 40.01 | 10.33 | 0 | 40.01 | 10.33 | 0 | 40.71 | 47.52 | 37.44 | 40.71 | 47.52 | 37.44 | 40.01 | 44.97 | 37.44 | 40.01 | 44.97 | 37.44 | 40.71 | 47.52 | 37.44 | 42.38 | 62.38 | 37.82 | 41.54 | 10.44 | 34.42 | 40.01 | 10.33 | 0 | 36.14 | 35.36 | 0 | 36.14 | 35.36 | 0 | 36.14 | 35.36 | 0 | 36.14 | 35.36 | 0 | 56.17 | 54.46 | 50.83 | 56.17 | 54.46 | 50.83 | 50.59 | 53.18 | 49.57 | 50.59 | 53.18 | 49.57 | 56.17 | 54.46 | 50.83 | 64.71 | 80.92 | 51.35 | 63.41 | 52.95 | 44.8 | 36.14 | 35.36 | 0
7894 | 18.29 | 10.33 | 0 | 18.29 | 10.33 | 0 | 18.29 | 10.33 | 0 | 18.29 | 10.33 | 0 | 40.56 | 47.37 | 37.28 | 40.56 | 47.37 | 37.28 | 39.85 | 44.82 | 37.28 | 39.85 | 44.82 | 37.28 | 40.56 | 47.37 | 37.28 | 40.97 | 47.84 | 37.66 | 40.15 | 10.44 | 0 | 18.29 | 10.33 | 0 | 10.33 | 10.33 | 0 | 10.33 | 10.33 | 0 | 10.33 | 10.33 | 0 | 10.33 | 10.33 | 0 | 56.02 | 54.31 | 50.83 | 56.02 | 54.31 | 50.83 | 50.44 | 53.03 | 49.42 | 50.44 | 53.03 | 49.42 | 56.02 | 54.31 | 50.83 | 64.71 | 81.42 | 51.35 | 63.41 | 52.95 | 44.8 | 10.33 | 10.33 | 0
7895 | 17.92 | 10.33 | 0 | 17.92 | 10.33 | 0 | 17.92 | 10.33 | 0 | 17.92 | 10.33 | 0 | 40.27 | 47.07 | 36.99 | 40.27 | 47.07 | 36.99 | 39.56 | 44.52 | 36.99 | 39.56 | 44.52 | 36.99 | 40.27 | 47.07 | 36.99 | 40.67 | 47.56 | 37.36 | 18.1 | 10.44 | 0 | 17.92 | 10.33 | 0 | 10.33 | 10.33 | 0 | 10.33 | 10.33 | 0 | 10.33 | 10.33 | 0 | 10.33 | 10.33 | 0 | 55.73 | 53.56 | 50.31 | 55.73 | 53.56 | 50.31 | 50.15 | 52.74 | 49.34 | 50.15 | 52.74 | 49.12 | 55.73 | 53.56 | 50.31 | 56.29 | 80.92 | 50.81 | 55.16 | 47.66 | 44.8 | 10.33 | 10.33 | 0
7896 | 10.33 | 10.32 | 0 | 10.33 | 10.32 | 0 | 10.33 | 10.32 | 0 | 10.33 | 10.32 | 0 | 40.07 | 46.88 | 36.79 | 40.07 | 46.88 | 36.79 | 39.36 | 44.33 | 36.79 | 39.36 | 44.33 | 36.79 | 40.07 | 46.88 | 36.79 | 39.67 | 51.46 | 37.17 | 10.44 | 10.42 | 0 | 10.33 | 10.32 | 0 | 10.33 | 10.33 | 0 | 10.33 | 10.33 | 0 | 10.33 | 10.33 | 0 | 10.33 | 10.33 | 0 | 55.53 | 52.65 | 50.83 | 55.53 | 52.65 | 50.83 | 49.95 | 52.54 | 48.93 | 49.95 | 52.54 | 48.93 | 55.53 | 52.65 | 50.83 | 56.09 | 67.65 | 51.35 | 47 | 52.95 | 44.8 | 10.33 | 10.33 | 0
7897 | 10.33 | 0 | 0 | 10.33 | 0 | 0 | 10.33 | 0 | 0 | 10.33 | 0 | 0 | 39.96 | 46.76 | 36.68 | 39.96 | 46.76 | 36.68 | 39.25 | 44.22 | 36.68 | 39.25 | 44.22 | 36.68 | 39.96 | 46.76 | 36.68 | 38.37 | 51.46 | 37.05 | 34.29 | 0.01 | 0 | 10.33 | 0 | 0 | 10.33 | 10.33 | 0 | 10.33 | 10.33 | 0 | 10.33 | 10.33 | 0 | 10.33 | 10.33 | 0 | 55.42 | 52.53 | 50.32 | 55.42 | 52.53 | 50.32 | 49.84 | 52.43 | 48.81 | 49.84 | 52.43 | 48.81 | 55.42 | 52.53 | 50.32 | 55.98 | 67.65 | 50.83 | 54.86 | 52.95 | 44.8 | 10.33 | 10.33 | 0
7898 | 17.92 | 9.74 | 0 | 17.92 | 9.74 | 0 | 17.92 | 9.74 | 0 | 17.92 | 9.74 | 0 | 39.87 | 46.68 | 36.6 | 39.87 | 46.68 | 36.6 | 39.17 | 44.13 | 36.6 | 39.17 | 44.13 | 36.6 | 39.87 | 46.68 | 36.6 | 39.07 | 51.46 | 36.5 | 34.29 | 9.84 | 34.42 | 17.92 | 9.74 | 0 | 10.33 | 10.33 | 0 | 10.33 | 10.33 | 0 | 10.33 | 10.33 | 0 | 10.33 | 10.33 | 0 | 55.34 | 52.45 | 50.83 | 55.34 | 52.45 | 50.83 | 49.76 | 52.34 | 48.73 | 49.76 | 52.34 | 48.73 | 55.34 | 52.45 | 50.83 | 55.34 | 67.65 | 51.35 | 54.23 | 52.95 | 44.8 | 10.33 | 10.33 | 0
7899 | 18.29 | 10.33 | 0 | 18.29 | 10.33 | 0 | 18.29 | 10.33 | 0 | 18.29 | 10.33 | 0 | 39.91 | 46.72 | 36.64 | 39.91 | 46.72 | 36.64 | 39.21 | 44.17 | 36.64 | 39.21 | 44.17 | 36.64 | 39.91 | 46.72 | 36.64 | 39.11 | 52 | 36.5 | 38.33 | 10.44 | 14.26 | 18.29 | 10.33 | 0 | 10.33 | 10.33 | 0 | 10.33 | 10.33 | 0 | 10.33 | 10.33 | 0 | 10.33 | 10.33 | 0 | 55.38 | 52.49 | 50.04 | 55.38 | 52.49 | 50.04 | 49.8 | 52.38 | 48.77 | 49.8 | 52.38 | 48.77 | 55.38 | 52.49 | 50.04 | 55.34 | 68.55 | 52.4 | 54.23 | 52.95 | 44.8 | 10.33 | 10.33 | 0
7900 | 37.33 | 10.34 | 0 | 37.33 | 10.35 | 0 | 37.33 | 10.35 | 0 | 37.33 | 10.35 | 0 | 40.07 | 46.87 | 36.79 | 40.07 | 46.87 | 36.79 | 39.36 | 44.33 | 36.79 | 39.36 | 44.33 | 36.79 | 40.07 | 46.87 | 36.79 | 39.66 | 52 | 36.5 | 38.86 | 10.45 | 34.42 | 37.33 | 10.34 | 0 | 36.14 | 48.43 | 0 | 36.14 | 48.43 | 0 | 36.14 | 48.43 | 0 | 36.14 | 48.43 | 0 | 55.53 | 52.64 | 50.11 | 55.53 | 52.64 | 50.2 | 49.95 | 52.54 | 48.93 | 49.95 | 52.54 | 48.93 | 55.53 | 52.64 | 50.11 | 55.53 | 68.55 | 53.47 | 54.42 | 52.95 | 44.8 | 36.14 | 48.43 | 0
7901 | 39.69 | 42.45 | 10.33 | 39.69 | 42.45 | 10.33 | 39.69 | 42.45 | 10.33 | 39.69 | 42.45 | 10.33 | 40.5 | 47.31 | 37.23 | 40.5 | 47.31 | 37.23 | 39.8 | 44.76 | 37.23 | 39.8 | 44.76 | 37.23 | 40.5 | 47.31 | 37.23 | 40.5 | 53.05 | 38.77 | 40.09 | 50.31 | 37.99 | 39.69 | 42.45 | 10.33 | 43.89 | 51.19 | 46.17 | 43.89 | 51.19 | 46.17 | 43.89 | 51.19 | 46.17 | 43.89 | 51.19 | 46.17 | 55.96 | 53.08 | 50.83 | 55.96 | 53.08 | 50.83 | 50.38 | 52.97 | 49.34 | 50.38 | 52.97 | 49.36 | 55.96 | 53.08 | 50.83 | 57.63 | 71.36 | 54.01 | 57.63 | 62.47 | 46.63 | 43.89 | 51.19 | 46.17
7902 | 40.39 | 45.36 | 34.32 | 40.39 | 45.36 | 34.32 | 40.39 | 45.36 | 34.32 | 40.39 | 45.36 | 34.32 | 41.1 | 47.92 | 39.25 | 41.1 | 47.92 | 39.25 | 40.39 | 45.36 | 37.83 | 40.39 | 45.36 | 37.83 | 41.1 | 47.92 | 39.25 | 47.51 | 60.71 | 60.5 | 47.51 | 59.49 | 59.29 | 40.39 | 45.36 | 34.32 | 50.98 | 53.57 | 46.17 | 50.98 | 53.57 | 46.17 | 50.98 | 53.57 | 46.17 | 50.98 | 53.57 | 46.17 | 56.56 | 78.62 | 51.14 | 56.56 | 78.62 | 51.14 | 50.98 | 53.57 | 49.34 | 50.98 | 53.57 | 49.96 | 56.56 | 78.62 | 51.14 | 67.73 | 82.71 | 54.19 | 67.73 | 78.45 | 49.78 | 50.98 | 53.57 | 46.17
7903 | 41.95 | 46.92 | 39.39 | 41.95 | 46.92 | 39.39 | 43.46 | 55.53 | 39.39 | 43.46 | 55.53 | 39.39 | 43.46 | 75.96 | 76.68 | 43.46 | 75.96 | 76.68 | 41.95 | 46.92 | 39.39 | 41.95 | 46.92 | 39.39 | 43.46 | 75.96 | 76.68 | 56.21 | 79.9 | 81.5 | 56.77 | 78.31 | 79.86 | 42.64 | 46.92 | 39.39 | 52.54 | 55.13 | 51.3 | 52.54 | 55.13 | 51.3 | 57.62 | 55.13 | 51.3 | 57.62 | 55.13 | 51.3 | 58.12 | 98.79 | 69.39 | 58.12 | 98.79 | 69.39 | 52.54 | 55.13 | 51.52 | 52.54 | 55.13 | 51.52 | 58.12 | 98.79 | 69.39 | 82.47 | 105 | 72.25 | 84.15 | 102.9 | 63.56 | 57.62 | 55.13 | 51.3
7904 | 42.73 | 47.7 | 40.16 | 42.73 | 47.7 | 40.16 | 48.5 | 63.63 | 40.98 | 48.5 | 63.63 | 40.98 | 48.5 | 76.73 | 77.46 | 48.5 | 76.73 | 77.46 | 42.73 | 47.7 | 40.16 | 42.73 | 47.7 | 40.16 | 48.5 | 76.73 | 77.46 | 56.77 | 79.9 | 83.16 | 57.35 | 79.1 | 80.28 | 45.72 | 47.7 | 40.16 | 53.32 | 55.91 | 52.29 | 53.32 | 55.91 | 52.29 | 58.9 | 55.91 | 52.29 | 58.9 | 55.91 | 52.29 | 58.9 | 101.43 | 69.39 | 58.9 | 101.43 | 69.39 | 53.32 | 55.91 | 52.29 | 53.32 | 55.91 | 52.29 | 58.9 | 101.43 | 69.39 | 85.46 | 107.13 | 104.49 | 84.61 | 104.99 | 70.82 | 58.9 | 55.91 | 52.29
7905 | 42.15 | 47.12 | 39.58 | 42.15 | 47.12 | 39.58 | 52.12 | 63.05 | 69.42 | 52.12 | 63.05 | 69.42 | 52.12 | 76.56 | 70.12 | 52.12 | 76.56 | 70.12 | 42.15 | 47.12 | 39.58 | 42.15 | 47.12 | 39.58 | 50.13 | 76.56 | 70.12 | 57.35 | 79.9 | 80.28 | 56.21 | 79.1 | 73.02 | 45.72 | 47.12 | 39.58 | 52.74 | 55.33 | 51.72 | 52.74 | 55.33 | 51.72 | 58.32 | 55.33 | 51.72 | 58.32 | 55.33 | 51.72 | 58.32 | 100.38 | 52.4 | 58.32 | 100.38 | 52.4 | 52.74 | 55.33 | 51.72 | 52.74 | 55.33 | 51.72 | 58.32 | 100.38 | 52.4 | 85 | 104.53 | 104.49 | 84.15 | 102.45 | 54.02 | 58.32 | 55.33 | 51.72
7906 | 41.89 | 46.86 | 39.32 | 41.89 | 46.86 | 39.32 | 52.65 | 57.71 | 57.32 | 52.65 | 57.71 | 57.32 | 52.65 | 57.71 | 57.32 | 52.65 | 57.71 | 57.32 | 41.89 | 46.86 | 39.32 | 41.89 | 46.86 | 39.32 | 49.87 | 57.71 | 57.32 | 56.26 | 60.72 | 60.91 | 55.14 | 59.5 | 59.69 | 45.72 | 46.86 | 39.32 | 52.48 | 55.07 | 51.46 | 52.48 | 55.07 | 51.46 | 59.3 | 69.57 | 51.46 | 59.3 | 69.57 | 51.46 | 59.3 | 77.05 | 51.55 | 59.3 | 77.05 | 51.55 | 52.48 | 55.07 | 51.46 | 52.48 | 55.07 | 51.46 | 59.3 | 77.05 | 51.55 | 79.42 | 81.05 | 104.49 | 77.84 | 78.64 | 53.47 | 58.12 | 55.07 | 51.46
7907 | 41.56 | 46.53 | 39 | 41.56 | 46.53 | 39 | 42.27 | 56.78 | 39 | 42.27 | 56.78 | 39 | 42.27 | 56.78 | 39 | 42.27 | 56.78 | 39 | 41.56 | 46.53 | 39 | 41.56 | 46.53 | 39 | 42.27 | 56.78 | 39 | 43.57 | 59.12 | 59.7 | 42.7 | 57.95 | 58.5 | 41.56 | 46.53 | 39 | 52.15 | 54.74 | 51.13 | 52.15 | 54.74 | 51.13 | 57.73 | 56.02 | 51.13 | 57.73 | 56.02 | 51.13 | 57.73 | 56.02 | 51.35 | 57.73 | 56.02 | 51.35 | 52.15 | 54.74 | 51.13 | 52.15 | 54.74 | 51.13 | 57.73 | 56.02 | 51.35 | 63.24 | 74.81 | 88.82 | 61.98 | 73.32 | 53.47 | 52.15 | 54.74 | 51.13
7908 | 41.14 | 46.11 | 38.57 | 41.14 | 46.11 | 38.57 | 41.85 | 56.2 | 38.57 | 41.85 | 56.2 | 38.57 | 41.85 | 56.2 | 38.57 | 41.85 | 56.2 | 38.57 | 41.14 | 46.11 | 38.57 | 41.14 | 46.11 | 38.57 | 41.85 | 56.2 | 38.57 | 43.13 | 59.12 | 59.7 | 42.27 | 57.95 | 58.5 | 41.14 | 46.11 | 38.57 | 51.73 | 54.32 | 50.71 | 51.73 | 54.32 | 50.71 | 57.31 | 55.6 | 50.71 | 57.31 | 55.6 | 50.71 | 57.31 | 55.6 | 51.35 | 57.31 | 55.6 | 51.35 | 51.73 | 54.32 | 50.71 | 51.73 | 54.32 | 50.71 | 57.31 | 55.6 | 51.35 | 63.24 | 74.81 | 88.82 | 61.98 | 73.32 | 53.47 | 51.73 | 54.32 | 50.71
7909 | 41.05 | 46.02 | 38.49 | 41.05 | 46.02 | 38.49 | 41.76 | 57.71 | 39.91 | 41.76 | 57.71 | 39.91 | 41.76 | 57.71 | 39.91 | 41.76 | 57.71 | 39.91 | 41.05 | 46.02 | 38.49 | 41.05 | 46.02 | 38.49 | 41.76 | 57.71 | 39.91 | 47 | 60.71 | 61.11 | 47 | 59.5 | 59.89 | 41.05 | 46.02 | 38.49 | 51.64 | 54.23 | 50.62 | 51.64 | 54.23 | 50.62 | 58.51 | 74.1 | 50.62 | 58.51 | 74.1 | 50.62 | 58.51 | 76.07 | 51.61 | 58.51 | 76.07 | 51.61 | 51.64 | 54.23 | 50.62 | 51.64 | 54.23 | 50.62 | 58.51 | 76.07 | 51.61 | 64.56 | 80.35 | 88.82 | 64.56 | 78.75 | 54.01 | 58.51 | 54.23 | 50.62
7910 | 41.31 | 46.29 | 38.74 | 41.31 | 46.29 | 38.74 | 45.14 | 62.21 | 73 | 45.14 | 62.21 | 73 | 45.14 | 68.53 | 73 | 45.14 | 68.53 | 73 | 41.31 | 46.28 | 38.74 | 41.31 | 46.28 | 38.74 | 42.01 | 68.53 | 73 | 56.13 | 74.68 | 81.66 | 56.7 | 75.44 | 80.02 | 45.14 | 46.29 | 38.74 | 51.9 | 67.1 | 51.3 | 51.9 | 67.1 | 51.3 | 66.73 | 72.76 | 51.3 | 66.73 | 72.76 | 51.3 | 66.73 | 82.88 | 92.63 | 66.73 | 82.88 | 92.63 | 51.9 | 54.49 | 50.87 | 51.9 | 54.49 | 50.87 | 66.73 | 82.88 | 92.63 | 88.04 | 93.37 | 104.11 | 88.93 | 93.37 | 102.03 | 66.73 | 67.1 | 51.3
7911 | 41.98 | 61.61 | 39.41 | 41.98 | 61.61 | 39.41 | 51.08 | 62.88 | 76.49 | 51.08 | 62.88 | 76.49 | 51.08 | 77.49 | 78.24 | 51.08 | 77.49 | 78.24 | 41.98 | 46.95 | 39.41 | 41.98 | 46.95 | 39.41 | 42.69 | 77.49 | 78.24 | 59.44 | 84.03 | 87.83 | 60.65 | 84.03 | 86.08 | 51.08 | 61.61 | 70.53 | 52.57 | 77.18 | 51.54 | 52.57 | 77.18 | 51.54 | 73.76 | 77.18 | 51.54 | 73.76 | 77.18 | 51.54 | 73.76 | 102.96 | 102.4 | 73.76 | 102.96 | 102.4 | 52.57 | 55.16 | 51.54 | 52.57 | 55.16 | 51.54 | 70.2 | 102.96 | 102.4 | 91.82 | 116.64 | 113.37 | 93.68 | 116.64 | 111.1 | 73.76 | 77.18 | 51.54
7912 | 42.96 | 62.59 | 40.39 | 42.96 | 62.59 | 40.39 | 56.22 | 63.86 | 71.97 | 56.22 | 63.86 | 71.97 | 56.22 | 99.87 | 101.85 | 56.22 | 99.87 | 101.85 | 42.96 | 47.93 | 40.39 | 42.96 | 47.93 | 40.39 | 50.94 | 99.87 | 101.85 | 63.73 | 106.06 | 107.14 | 65.02 | 106.06 | 105 | 56.22 | 62.59 | 70.53 | 53.55 | 78.16 | 52.53 | 53.55 | 78.16 | 52.53 | 73.76 | 78.16 | 52.53 | 73.76 | 78.16 | 52.53 | 73.76 | 109.75 | 108.87 | 73.76 | 109.75 | 108.87 | 53.55 | 56.14 | 52.53 | 53.55 | 56.14 | 52.53 | 71.19 | 109.75 | 108.87 | 107.65 | 116.64 | 113.37 | 109.83 | 116.64 | 111.1 | 73.76 | 78.16 | 53.42
7913 | 43.58 | 63.21 | 41.01 | 43.58 | 63.21 | 41.01 | 67.72 | 64.48 | 70.53 | 67.72 | 64.48 | 70.53 | 67.72 | 105.61 | 101.85 | 67.72 | 105.61 | 101.85 | 43.58 | 48.54 | 41.01 | 43.58 | 48.54 | 41.01 | 51.56 | 105.61 | 101.85 | 103.95 | 109.98 | 106.06 | 106.06 | 108.88 | 103.94 | 67.72 | 63.21 | 70.53 | 54.16 | 78.78 | 53.14 | 54.16 | 78.78 | 53.14 | 73.76 | 78.78 | 53.14 | 73.76 | 78.78 | 53.14 | 73.76 | 123.93 | 108.88 | 73.76 | 123.93 | 108.88 | 54.16 | 56.75 | 53.14 | 54.16 | 56.75 | 53.14 | 71.8 | 123.93 | 108.88 | 191.36 | 126.48 | 113.38 | 193.29 | 123.95 | 104.49 | 73.76 | 78.78 | 90
7914 | 42.08 | 61.71 | 39.51 | 42.08 | 61.71 | 39.51 | 51.08 | 61.71 | 46.69 | 51.08 | 61.71 | 46.69 | 51.08 | 105.61 | 101.85 | 51.08 | 105.61 | 101.85 | 42.08 | 47.05 | 39.51 | 42.08 | 47.05 | 39.51 | 50.06 | 105.61 | 101.85 | 84.92 | 109.98 | 106.06 | 85.78 | 107.79 | 81.6 | 51.08 | 61.71 | 46.69 | 52.67 | 71.31 | 51.65 | 52.67 | 71.31 | 51.65 | 67.5 | 71.31 | 51.65 | 67.5 | 71.31 | 51.65 | 67.5 | 123.93 | 108.88 | 67.5 | 123.93 | 108.88 | 52.67 | 55.26 | 51.65 | 52.67 | 55.26 | 51.65 | 67.5 | 123.93 | 108.88 | 144.31 | 126.48 | 113.38 | 145.77 | 111.15 | 73.13 | 67.5 | 71.31 | 90
7915 | 40.96 | 60.6 | 38.4 | 40.96 | 60.6 | 38.4 | 45.72 | 60.6 | 38.4 | 45.72 | 60.6 | 38.4 | 45.72 | 105.61 | 101.85 | 45.72 | 105.61 | 101.85 | 40.96 | 45.93 | 38.4 | 40.96 | 45.93 | 38.4 | 45.72 | 105.61 | 101.85 | 64.37 | 107.79 | 106.06 | 65.02 | 107.79 | 80.28 | 45.72 | 60.6 | 38.4 | 51.55 | 54.14 | 50.53 | 51.55 | 54.14 | 50.53 | 57.13 | 54.14 | 50.53 | 57.13 | 54.14 | 50.53 | 57.13 | 123.93 | 108.88 | 57.13 | 123.93 | 108.88 | 51.55 | 54.14 | 50.53 | 51.55 | 54.14 | 50.53 | 57.13 | 123.93 | 108.88 | 107.65 | 126.48 | 111.12 | 108.74 | 98.58 | 73.13 | 57.25 | 54.14 | 90
7916 | 40.52 | 45.49 | 37.95 | 40.52 | 45.49 | 37.95 | 42.64 | 45.49 | 37.95 | 42.64 | 45.49 | 37.95 | 42.64 | 100.82 | 86.93 | 42.64 | 100.82 | 86.93 | 40.52 | 45.49 | 37.95 | 40.52 | 45.49 | 37.95 | 42.64 | 100.82 | 86.93 | 59.44 | 102.9 | 88.72 | 59.44 | 102.88 | 80.28 | 42.64 | 45.49 | 37.95 | 51.11 | 53.7 | 50.08 | 51.11 | 53.7 | 50.08 | 51.11 | 53.7 | 50.08 | 51.11 | 53.7 | 50.08 | 56.69 | 114.28 | 108.87 | 56.69 | 114.28 | 108.87 | 51.11 | 53.7 | 50.08 | 51.11 | 53.7 | 50.08 | 56.69 | 114.28 | 108.87 | 95.98 | 115.46 | 111.11 | 96.98 | 98.58 | 50.59 | 52.67 | 53.7 | 96.91
7917 | 40.31 | 45.27 | 37.74 | 40.31 | 45.27 | 37.74 | 40.31 | 45.27 | 37.74 | 40.31 | 45.27 | 37.74 | 41.01 | 80.69 | 84.34 | 41.01 | 80.69 | 84.34 | 40.31 | 45.27 | 37.74 | 40.31 | 45.27 | 37.74 | 41.01 | 80.69 | 84.34 | 56.26 | 82.36 | 86.08 | 56.26 | 80.71 | 80.28 | 40.31 | 45.27 | 37.74 | 50.9 | 53.48 | 49.87 | 50.9 | 53.48 | 49.87 | 50.9 | 53.48 | 49.87 | 50.9 | 53.48 | 49.87 | 56.48 | 108.64 | 108.87 | 56.48 | 108.64 | 108.87 | 50.9 | 53.48 | 49.87 | 50.9 | 53.48 | 49.87 | 56.48 | 108.64 | 108.87 | 88.67 | 113.14 | 109.97 | 90.48 | 84.97 | 50.38 | 50.9 | 53.48 | 64.79
7918 | 39.98 | 44.94 | 37.41 | 39.98 | 44.94 | 37.41 | 39.98 | 44.94 | 37.41 | 39.98 | 44.94 | 37.41 | 40.68 | 70.94 | 84.34 | 40.68 | 70.94 | 84.34 | 39.98 | 44.94 | 37.41 | 39.98 | 44.94 | 37.41 | 40.68 | 70.94 | 84.34 | 55.14 | 78.14 | 86.08 | 54.04 | 76.58 | 38.24 | 39.98 | 44.94 | 37.41 | 50.57 | 53.15 | 49.54 | 50.57 | 53.15 | 49.54 | 50.57 | 53.15 | 49.54 | 50.57 | 53.15 | 49.54 | 56.15 | 105.63 | 103.44 | 56.15 | 105.63 | 103.44 | 50.57 | 53.15 | 49.54 | 50.57 | 53.15 | 49.54 | 56.15 | 105.63 | 103.44 | 80.02 | 106.7 | 104.49 | 81.66 | 82.45 | 50.04 | 50.57 | 53.15 | 64.79
7919 | 39.64 | 44.61 | 37.07 | 39.64 | 44.61 | 37.07 | 39.64 | 44.61 | 37.07 | 39.64 | 44.61 | 37.07 | 40.35 | 47.16 | 81.96 | 40.35 | 47.16 | 81.96 | 39.64 | 44.61 | 37.07 | 39.64 | 44.61 | 37.07 | 40.35 | 47.16 | 81.96 | 51.88 | 73.67 | 82.78 | 50.84 | 65.9 | 38.24 | 39.64 | 44.61 | 37.07 | 50.23 | 52.82 | 49.21 | 50.23 | 52.82 | 49.21 | 50.23 | 52.82 | 49.21 | 50.23 | 52.82 | 49.21 | 55.81 | 54.1 | 51.61 | 55.81 | 54.1 | 51.61 | 50.23 | 52.82 | 49.21 | 50.23 | 52.82 | 49.21 | 55.81 | 54.1 | 51.61 | 73.1 | 86.29 | 77.75 | 71.64 | 79.59 | 49.78 | 50.23 | 52.82 | 63.5
7920 | 39.5 | 44.47 | 36.93 | 39.5 | 44.47 | 36.93 | 39.5 | 44.47 | 36.93 | 39.5 | 44.47 | 36.93 | 40.21 | 47.02 | 39.85 | 40.21 | 47.02 | 39.85 | 39.5 | 44.47 | 36.93 | 39.5 | 44.47 | 36.93 | 40.21 | 47.02 | 39.85 | 44.23 | 65.9 | 40.25 | 43.34 | 44.92 | 38.24 | 39.5 | 44.47 | 36.93 | 50.09 | 52.68 | 49.06 | 50.09 | 52.68 | 49.06 | 50.09 | 52.68 | 49.06 | 50.09 | 52.68 | 49.06 | 55.67 | 53.95 | 50.07 | 55.67 | 53.95 | 50.07 | 50.09 | 52.68 | 49.06 | 50.09 | 52.68 | 49.06 | 55.67 | 53.95 | 50.07 | 68.69 | 83.16 | 50.57 | 67.32 | 53.21 | 49.56 | 50.09 | 52.68 | 49.06
7921 | 39.36 | 44.33 | 36.79 | 39.36 | 44.33 | 36.79 | 39.36 | 44.33 | 36.79 | 39.36 | 44.33 | 36.79 | 40.07 | 46.88 | 38.22 | 40.07 | 46.88 | 38.22 | 39.36 | 44.33 | 36.79 | 39.36 | 44.33 | 36.79 | 40.07 | 46.88 | 38.22 | 42.67 | 50.32 | 38.6 | 41.81 | 44.77 | 37.83 | 39.36 | 44.33 | 36.79 | 49.95 | 52.54 | 48.93 | 49.95 | 52.54 | 48.93 | 49.95 | 52.54 | 48.93 | 49.95 | 52.54 | 48.93 | 55.53 | 53.36 | 49.02 | 55.53 | 53.36 | 49.02 | 49.95 | 52.54 | 48.93 | 49.95 | 52.54 | 48.93 | 55.53 | 53.36 | 49.02 | 61.32 | 78.62 | 49.31 | 60.1 | 53.07 | 49.31 | 49.95 | 52.54 | 48.93
7922 | 39.29 | 44.26 | 36.72 | 39.29 | 44.26 | 36.72 | 39.29 | 44.26 | 36.72 | 39.29 | 44.26 | 36.72 | 40 | 46.81 | 36.74 | 40 | 46.81 | 36.74 | 39.29 | 44.26 | 36.72 | 39.29 | 44.26 | 36.72 | 40 | 46.81 | 36.74 | 42.67 | 50.31 | 37.1 | 41.81 | 44.71 | 37.1 | 39.29 | 44.26 | 36.72 | 49.88 | 52.47 | 48.86 | 49.88 | 52.47 | 48.86 | 49.88 | 52.47 | 48.86 | 49.88 | 52.47 | 48.86 | 55.46 | 52.58 | 48.86 | 55.46 | 52.58 | 48.86 | 49.88 | 52.47 | 48.86 | 49.88 | 52.47 | 48.86 | 55.46 | 52.58 | 48.86 | 60.16 | 54.31 | 49.31 | 58.96 | 53 | 49.31 | 49.88 | 52.47 | 48.86
7923 | 39.32 | 44.29 | 36.75 | 39.32 | 44.29 | 36.75 | 39.32 | 44.29 | 36.75 | 39.32 | 44.29 | 36.75 | 40.03 | 46.83 | 36.75 | 40.03 | 46.83 | 36.75 | 39.32 | 44.29 | 36.75 | 39.32 | 44.29 | 36.75 | 40.03 | 46.83 | 36.75 | 40.53 | 50.31 | 36.38 | 39.72 | 44.73 | 36.38 | 39.32 | 44.29 | 36.75 | 49.91 | 52.5 | 48.88 | 49.91 | 52.5 | 48.88 | 49.91 | 52.5 | 48.88 | 49.91 | 52.5 | 48.88 | 55.49 | 52.6 | 48.88 | 55.49 | 52.6 | 48.88 | 49.91 | 52.5 | 48.88 | 49.91 | 52.5 | 48.88 | 55.49 | 52.6 | 48.88 | 59.29 | 54.31 | 48.4 | 58.11 | 53.03 | 48.4 | 49.91 | 52.5 | 48.88
7924 | 39.51 | 44.48 | 36.94 | 39.51 | 44.48 | 36.94 | 39.51 | 44.48 | 36.94 | 39.51 | 44.48 | 36.94 | 40.22 | 47.03 | 36.94 | 40.22 | 47.03 | 36.94 | 39.51 | 44.48 | 36.94 | 39.51 | 44.48 | 36.94 | 40.22 | 47.03 | 36.94 | 41.39 | 50.31 | 36.57 | 40.56 | 44.93 | 36.57 | 39.51 | 44.48 | 36.94 | 50.1 | 52.69 | 49.08 | 50.1 | 52.69 | 49.08 | 50.1 | 52.69 | 49.08 | 50.1 | 52.69 | 49.08 | 55.68 | 52.8 | 49.08 | 55.68 | 52.8 | 49.08 | 50.1 | 52.69 | 49.08 | 50.1 | 52.69 | 49.08 | 55.68 | 52.8 | 49.08 | 61.74 | 54.31 | 48.59 | 60.51 | 53.22 | 48.59 | 50.1 | 52.69 | 53.96
7925 | 39.83 | 44.8 | 37.26 | 39.83 | 44.8 | 37.26 | 39.83 | 44.8 | 37.26 | 39.83 | 44.8 | 37.26 | 40.54 | 47.35 | 37.26 | 40.54 | 47.35 | 37.26 | 39.83 | 44.8 | 37.26 | 39.83 | 44.8 | 37.26 | 40.54 | 47.35 | 37.26 | 42.67 | 53.44 | 36.89 | 41.81 | 52.37 | 37.64 | 39.83 | 44.8 | 37.26 | 50.42 | 53.01 | 49.4 | 50.42 | 53.01 | 49.4 | 50.42 | 53.01 | 49.4 | 50.42 | 53.01 | 49.4 | 56 | 53.11 | 49.4 | 56 | 53.11 | 49.4 | 50.42 | 53.01 | 49.4 | 50.42 | 53.01 | 49.4 | 56 | 53.11 | 49.4 | 63.24 | 69.89 | 48.9 | 64.53 | 68.49 | 48.9 | 50.42 | 53.01 | 53.96
7926 | 40.4 | 45.36 | 37.83 | 40.4 | 45.36 | 37.83 | 41.1 | 45.36 | 37.83 | 41.1 | 45.36 | 37.83 | 41.1 | 47.92 | 37.83 | 41.1 | 47.92 | 37.83 | 40.4 | 45.36 | 37.83 | 40.4 | 45.36 | 37.83 | 41.1 | 47.92 | 37.83 | 51.49 | 53.44 | 37.45 | 52.54 | 52.37 | 38.21 | 41.1 | 45.36 | 37.83 | 50.99 | 53.57 | 49.96 | 50.99 | 53.57 | 49.96 | 56.57 | 53.57 | 49.96 | 56.57 | 53.57 | 49.96 | 56.57 | 54.85 | 49.96 | 56.57 | 54.85 | 49.96 | 50.99 | 53.57 | 49.96 | 50.99 | 53.57 | 49.96 | 56.57 | 54.85 | 49.96 | 67.72 | 69.89 | 49.46 | 69.1 | 68.49 | 50.47 | 56.57 | 53.57 | 54.18
7927 | 41.33 | 46.3 | 38.76 | 41.33 | 46.3 | 38.76 | 48 | 63.86 | 38.77 | 48 | 63.86 | 38.77 | 48 | 69.72 | 38.76 | 48 | 69.72 | 38.76 | 41.33 | 46.3 | 38.76 | 41.33 | 46.3 | 38.76 | 42.04 | 69.72 | 38.76 | 58.45 | 70.42 | 38.38 | 59.44 | 71.86 | 39.16 | 48 | 63.86 | 38.77 | 51.92 | 54.51 | 50.9 | 51.92 | 54.51 | 50.9 | 68.08 | 91.83 | 50.9 | 68.08 | 91.83 | 50.9 | 68.08 | 92.25 | 50.9 | 68.08 | 92.25 | 50.9 | 51.92 | 54.51 | 50.9 | 51.92 | 54.51 | 50.9 | 57.5 | 92.25 | 50.9 | 78.61 | 93.18 | 50.38 | 80.21 | 92.75 | 51.41 | 68.08 | 90 | 51.3
7928 | 41.59 | 46.55 | 39.02 | 41.59 | 46.55 | 39.02 | 52.12 | 73.78 | 39.85 | 52.12 | 73.78 | 39.85 | 52.12 | 73.79 | 39.85 | 52.12 | 73.79 | 39.85 | 41.59 | 46.55 | 39.02 | 41.59 | 46.55 | 39.02 | 49.57 | 73.79 | 39.85 | 61.83 | 74.53 | 39.45 | 63.09 | 76.05 | 40.25 | 52 | 46.55 | 39.85 | 52.17 | 54.76 | 51.15 | 52.17 | 54.76 | 51.15 | 73.15 | 91.83 | 51.15 | 73.15 | 91.83 | 51.15 | 73.15 | 92.25 | 51.15 | 73.15 | 92.25 | 51.15 | 52.17 | 54.76 | 51.15 | 52.17 | 54.76 | 51.15 | 69.81 | 92.25 | 51.15 | 87.91 | 93.18 | 49.78 | 89.71 | 92.75 | 51.67 | 73.15 | 90 | 51.3
7929 | 41.28 | 46.25 | 38.71 | 41.28 | 46.25 | 38.71 | 52.12 | 65.96 | 38.71 | 52.12 | 65.96 | 38.71 | 52.12 | 73.78 | 38.71 | 52.12 | 73.78 | 38.71 | 41.28 | 46.25 | 38.71 | 41.28 | 46.25 | 38.71 | 41.99 | 73.78 | 38.71 | 59.44 | 74.53 | 38.33 | 59.44 | 73.04 | 39.1 | 45.72 | 46.25 | 38.71 | 51.87 | 54.46 | 50.85 | 51.87 | 54.46 | 50.85 | 68.08 | 81.63 | 50.85 | 68.08 | 81.63 | 50.85 | 68.08 | 81.63 | 50.85 | 68.08 | 81.63 | 50.85 | 51.87 | 54.46 | 50.85 | 51.87 | 54.46 | 50.85 | 68.08 | 81.63 | 50.85 | 85.74 | 82.45 | 49.11 | 87.16 | 82.45 | 50.34 | 68.08 | 56.61 | 50.85
7930 | 41.22 | 46.19 | 38.65 | 41.22 | 46.19 | 38.65 | 47 | 53.61 | 38.65 | 47 | 53.61 | 38.65 | 47 | 53.61 | 38.65 | 47 | 53.61 | 38.65 | 41.22 | 46.19 | 38.65 | 41.22 | 46.19 | 38.65 | 41.93 | 53.61 | 38.65 | 54.04 | 54.15 | 35.75 | 52.96 | 54.15 | 38.27 | 45.72 | 46.19 | 38.65 | 51.81 | 54.4 | 50.79 | 51.81 | 54.4 | 50.79 | 62.15 | 54.51 | 50.79 | 62.15 | 54.51 | 50.79 | 62.15 | 54.51 | 50.79 | 62.15 | 54.51 | 50.79 | 51.81 | 54.4 | 50.79 | 51.81 | 54.4 | 50.79 | 57.39 | 54.51 | 50.79 | 74.45 | 55.06 | 46.21 | 75.97 | 55.06 | 50.28 | 62.15 | 54.4 | 50.79
7931 | 41.13 | 46.1 | 38.56 | 41.13 | 46.1 | 38.56 | 41.84 | 46.72 | 38.56 | 41.84 | 46.72 | 38.56 | 41.84 | 48.65 | 38.56 | 41.84 | 48.65 | 38.56 | 41.13 | 46.1 | 38.56 | 41.13 | 46.1 | 38.56 | 41.84 | 48.65 | 38.56 | 43.99 | 48.16 | 35.75 | 43.11 | 47.2 | 38.18 | 41.13 | 46.1 | 38.56 | 51.72 | 54.31 | 50.7 | 51.72 | 54.31 | 50.7 | 57.3 | 54.31 | 50.7 | 57.3 | 54.31 | 50.7 | 57.3 | 54.42 | 50.7 | 57.3 | 54.42 | 50.7 | 51.72 | 54.31 | 50.7 | 51.72 | 54.31 | 50.7 | 57.3 | 54.42 | 50.7 | 64.57 | 54.86 | 44.8 | 63.28 | 54.86 | 45.72 | 56.73 | 54.31 | 50.7
7932 | 40.99 | 45.96 | 38.42 | 40.99 | 45.96 | 38.42 | 41.7 | 45.96 | 38.42 | 41.7 | 45.96 | 38.42 | 41.7 | 48.51 | 38.42 | 41.7 | 48.51 | 38.42 | 40.99 | 45.96 | 38.42 | 40.99 | 45.96 | 38.42 | 41.7 | 48.51 | 38.42 | 42.67 | 48.02 | 35.75 | 42.12 | 46.42 | 38.04 | 40.99 | 45.96 | 38.42 | 51.58 | 54.17 | 50.56 | 51.58 | 54.17 | 50.56 | 51.58 | 54.17 | 50.56 | 51.58 | 54.17 | 50.56 | 57.16 | 54.28 | 50.56 | 57.16 | 54.28 | 50.56 | 51.58 | 54.17 | 50.56 | 51.58 | 54.17 | 50.56 | 57.16 | 54.28 | 50.56 | 60.74 | 53.73 | 44.8 | 59.53 | 54.72 | 45.72 | 51.58 | 54.17 | 50.56
7933 | 40.94 | 45.9 | 38.37 | 40.94 | 45.9 | 38.37 | 41.64 | 45.9 | 38.37 | 41.64 | 45.9 | 38.37 | 41.64 | 48.45 | 38.37 | 41.64 | 48.45 | 38.37 | 40.94 | 45.9 | 38.37 | 40.94 | 45.9 | 38.37 | 41.64 | 48.45 | 38.37 | 42.9 | 47.96 | 35.75 | 42.06 | 46.37 | 37.98 | 41.64 | 45.9 | 38.37 | 51.52 | 54.11 | 50.5 | 51.52 | 54.11 | 50.5 | 51.52 | 54.11 | 50.5 | 51.52 | 54.11 | 50.5 | 57.1 | 54.22 | 50.5 | 57.1 | 54.22 | 50.5 | 51.52 | 54.11 | 50.5 | 51.52 | 54.11 | 50.5 | 57.1 | 54.22 | 50.5 | 60.74 | 53.68 | 44.8 | 59.53 | 54.66 | 45.72 | 51.52 | 54.11 | 50.5
7934 | 41 | 45.97 | 38.43 | 41 | 45.97 | 38.43 | 41.71 | 45.97 | 38.43 | 41.71 | 45.97 | 38.43 | 41.71 | 48.51 | 38.43 | 41.71 | 48.51 | 38.43 | 41 | 45.97 | 38.43 | 41 | 45.97 | 38.43 | 41.71 | 48.51 | 38.43 | 50 | 48.03 | 34.42 | 49 | 46.45 | 38.05 | 41.71 | 45.97 | 38.43 | 51.59 | 54.18 | 50.57 | 51.59 | 54.18 | 50.57 | 51.59 | 54.18 | 50.57 | 51.59 | 54.18 | 50.57 | 57.17 | 54.28 | 50.57 | 57.17 | 54.28 | 50.57 | 51.59 | 54.18 | 50.57 | 51.59 | 54.18 | 50.57 | 57.17 | 54.28 | 50.57 | 69.5 | 53.74 | 44.8 | 70.92 | 54.73 | 50.06 | 51.59 | 54.18 | 50.57
7935 | 41.21 | 46.17 | 38.64 | 41.21 | 46.17 | 38.64 | 41.91 | 46.17 | 38.64 | 41.91 | 46.17 | 38.64 | 41.91 | 48.72 | 38.64 | 41.91 | 48.72 | 38.64 | 41.21 | 46.17 | 38.64 | 41.21 | 46.17 | 38.64 | 41.91 | 48.72 | 38.64 | 52.53 | 48.23 | 34.42 | 51.48 | 47.27 | 38.25 | 41.91 | 46.17 | 38.64 | 51.8 | 54.38 | 50.77 | 51.8 | 54.38 | 50.77 | 51.8 | 54.38 | 50.77 | 51.8 | 54.38 | 50.77 | 57.38 | 54.49 | 50.77 | 57.38 | 54.49 | 50.77 | 51.8 | 54.38 | 50.77 | 51.8 | 54.38 | 50.77 | 57.38 | 54.49 | 50.77 | 72.94 | 53.95 | 44.8 | 74.43 | 54.93 | 50.26 | 51.8 | 54.38 | 50.77
7936 | 41.95 | 46.92 | 39.38 | 41.95 | 46.92 | 39.38 | 42.66 | 46.92 | 39.38 | 42.66 | 46.92 | 39.38 | 42.66 | 49.46 | 39.38 | 42.66 | 49.46 | 39.38 | 41.95 | 46.92 | 39.38 | 41.95 | 46.92 | 39.38 | 42.66 | 49.46 | 39.38 | 55.93 | 48.97 | 38.24 | 57.07 | 47.99 | 39.02 | 42.66 | 46.92 | 39.38 | 52.54 | 55.13 | 51.3 | 52.54 | 55.13 | 51.3 | 52.54 | 55.13 | 51.3 | 52.54 | 55.13 | 51.3 | 58.12 | 55.23 | 51.52 | 58.12 | 55.23 | 51.52 | 52.54 | 55.13 | 51.52 | 52.54 | 55.13 | 51.52 | 58.12 | 55.23 | 51.52 | 77.29 | 54.68 | 46.21 | 78.87 | 55.68 | 50.78 | 52.54 | 55.13 | 51.3
7937 | 43.42 | 48.39 | 40.85 | 43.42 | 48.39 | 40.85 | 44.13 | 48.39 | 40.85 | 44.13 | 48.39 | 40.85 | 44.13 | 50.94 | 40.85 | 44.13 | 50.94 | 40.85 | 43.42 | 48.39 | 40.85 | 43.42 | 48.39 | 40.85 | 44.13 | 50.94 | 40.85 | 44.7 | 50.43 | 40.44 | 45.61 | 49.42 | 41.27 | 44.13 | 48.39 | 40.85 | 54.01 | 56.6 | 51.3 | 54.01 | 56.6 | 51.3 | 54.01 | 56.6 | 51.3 | 54.01 | 56.6 | 51.3 | 59.59 | 56.71 | 52.99 | 59.59 | 56.71 | 52.99 | 54.01 | 56.6 | 51.61 | 54.01 | 56.6 | 52.99 | 59.59 | 56.71 | 52.99 | 88.65 | 56.14 | 45.26 | 90.46 | 57.17 | 50.78 | 54.01 | 56.6 | 51.3
7938 | 41.71 | 46.68 | 35.97 | 41.71 | 46.68 | 35.97 | 41.71 | 46.68 | 35.97 | 41.71 | 46.68 | 35.97 | 42.42 | 49.22 | 39.14 | 42.42 | 49.22 | 39.14 | 41.71 | 46.68 | 39.14 | 41.71 | 46.68 | 39.14 | 42.42 | 49.22 | 39.14 | 42.85 | 48.11 | 35.61 | 42.13 | 47.15 | 36.33 | 41.71 | 46.68 | 35.97 | 52.3 | 54.89 | 46.17 | 52.3 | 54.89 | 46.17 | 52.3 | 54.89 | 46.17 | 52.3 | 54.89 | 46.17 | 57.88 | 54.99 | 51.28 | 57.88 | 54.99 | 51.28 | 52.3 | 54.89 | 49.34 | 52.3 | 54.89 | 51.28 | 57.88 | 54.99 | 51.28 | 66 | 54.44 | 44.8 | 64.68 | 55.44 | 45.7 | 52.3 | 54.89 | 46.17
7939 | 40.94 | 45.9 | 33.39 | 40.94 | 45.9 | 33.39 | 40.94 | 45.9 | 33.39 | 40.94 | 45.9 | 33.39 | 41.64 | 48.45 | 38.37 | 41.64 | 48.45 | 38.37 | 40.94 | 45.9 | 38.37 | 40.94 | 45.9 | 38.37 | 41.64 | 48.45 | 38.37 | 42.06 | 47.31 | 34.42 | 41.35 | 46.37 | 33.73 | 40.94 | 45.9 | 33.39 | 51.52 | 53.82 | 45.25 | 51.52 | 53.82 | 45.25 | 51.52 | 53.82 | 45.25 | 51.52 | 53.82 | 45.25 | 57.1 | 54.22 | 50.5 | 57.1 | 54.22 | 50.5 | 51.52 | 54.11 | 49.34 | 51.52 | 54.11 | 50.5 | 57.1 | 54.22 | 50.5 | 57.68 | 53.68 | 44.8 | 56.53 | 54.36 | 44.8 | 51.52 | 53.82 | 45.25
7940 | 40.49 | 45.46 | 31.88 | 40.49 | 45.46 | 31.88 | 40.49 | 45.46 | 31.88 | 40.49 | 45.46 | 31.88 | 41.2 | 48 | 37.92 | 41.2 | 48 | 37.92 | 40.49 | 45.46 | 37.92 | 40.49 | 45.46 | 37.92 | 41.2 | 48 | 37.92 | 41.61 | 45.92 | 34.42 | 40.9 | 45.92 | 33.73 | 40.49 | 45.46 | 31.88 | 51.08 | 50.17 | 44.35 | 51.08 | 50.17 | 44.35 | 51.08 | 50.17 | 44.35 | 51.08 | 50.17 | 44.35 | 56.66 | 53.77 | 50.06 | 56.66 | 53.77 | 50.06 | 51.08 | 53.67 | 49.34 | 51.08 | 53.67 | 50.06 | 56.66 | 53.77 | 50.06 | 57.23 | 50.68 | 44.8 | 56.09 | 50.68 | 44.8 | 51.08 | 50.17 | 44.35
7941 | 40.37 | 29 | 0 | 40.37 | 29 | 0 | 40.37 | 29 | 0 | 40.37 | 29 | 0 | 41.07 | 47.88 | 37.8 | 41.07 | 47.88 | 37.8 | 40.37 | 45.33 | 37.8 | 40.37 | 45.33 | 37.8 | 41.07 | 47.88 | 37.8 | 40.77 | 29.89 | 0 | 40.77 | 29.29 | 0 | 40.37 | 29 | 0 | 36.14 | 48.43 | 37.16 | 36.14 | 48.43 | 37.16 | 36.14 | 48.43 | 37.16 | 36.14 | 48.43 | 37.16 | 56.54 | 53.65 | 49.93 | 56.54 | 53.65 | 49.93 | 50.96 | 53.54 | 49.34 | 50.96 | 53.54 | 49.93 | 56.54 | 53.65 | 49.93 | 55.97 | 48.92 | 37.53 | 54.85 | 48.92 | 38.3 | 36.14 | 48.43 | 37.16
7942 | 18.29 | 10.33 | 0 | 18.29 | 10.33 | 0 | 18.29 | 10.33 | 0 | 18.29 | 10.33 | 0 | 40.77 | 47.58 | 37.49 | 40.77 | 47.58 | 37.49 | 40.06 | 45.03 | 37.49 | 40.06 | 45.03 | 37.49 | 40.77 | 47.58 | 37.49 | 40.36 | 10.65 | 0 | 18.47 | 10.44 | 0 | 18.29 | 10.33 | 0 | 10.33 | 33.5 | 0 | 10.33 | 33.5 | 0 | 10.33 | 33.5 | 0 | 10.33 | 33.5 | 0 | 56.23 | 53.35 | 49.63 | 56.23 | 53.35 | 49.63 | 50.65 | 53.24 | 49.34 | 50.65 | 53.24 | 49.63 | 56.23 | 53.35 | 49.63 | 55.67 | 47.66 | 0 | 10.44 | 46.7 | 0 | 10.33 | 33.5 | 0
7943 | 10.33 | 0 | 0 | 10.33 | 0 | 0 | 10.33 | 0 | 0 | 10.33 | 0 | 0 | 40.39 | 47.2 | 37.12 | 40.39 | 47.2 | 37.12 | 39.69 | 44.65 | 37.12 | 39.69 | 44.65 | 37.12 | 40.39 | 47.2 | 37.12 | 39.99 | 0 | 0 | 10.44 | 0 | 0 | 10.33 | 0 | 0 | 10.33 | 10.33 | 0 | 10.33 | 10.33 | 0 | 10.33 | 10.33 | 0 | 10.33 | 10.33 | 0 | 55.86 | 52.97 | 49.25 | 55.86 | 52.97 | 49.25 | 50.28 | 52.86 | 49.25 | 50.28 | 52.86 | 49.25 | 55.86 | 52.97 | 49.25 | 55.3 | 10.65 | 0 | 10.44 | 10.44 | 0 | 10.33 | 10.33 | 0
7944 | 10.33 | 0 | 0 | 10.33 | 0 | 0 | 10.33 | 0 | 0 | 10.33 | 0 | 0 | 40.24 | 47.04 | 36.96 | 40.24 | 47.04 | 36.96 | 39.53 | 44.5 | 36.96 | 39.53 | 44.5 | 36.96 | 40.24 | 47.04 | 36.96 | 39.84 | 0 | 0 | 10.44 | 0 | 0 | 10.33 | 0 | 0 | 0 | 0 | 0 | 0 | 0 | 0 | 0 | 0 | 0 | 0 | 0 | 0 | 55.7 | 52.82 | 49.1 | 55.7 | 52.82 | 49.1 | 50.12 | 52.71 | 49.1 | 50.12 | 52.71 | 49.1 | 55.7 | 52.82 | 49.1 | 55.14 | 0 | 0 | 0 | 0 | 0 | 0 | 0 | 0
7945 | 10.33 | 0 | 0 | 10.33 | 0 | 0 | 10.33 | 0 | 0 | 10.33 | 0 | 0 | 40.02 | 46.81 | 36.59 | 40.02 | 46.81 | 36.59 | 39.31 | 44.27 | 34.91 | 39.31 | 44.28 | 36.74 | 40.02 | 46.81 | 36.59 | 39.15 | 0 | 0 | 10.44 | 0 | 0 | 10.33 | 0 | 0 | 0 | 0 | 0 | 0 | 0 | 0 | 0 | 0 | 0 | 0 | 0 | 0 | 55.48 | 52.59 | 48.87 | 55.48 | 52.59 | 48.87 | 49.9 | 51.61 | 47.02 | 49.9 | 52.49 | 48.87 | 55.48 | 52.59 | 48.87 | 54.92 | 0 | 0 | 0 | 0 | 0 | 0 | 0 | 0
7946 | 10.33 | 0 | 0 | 10.33 | 0 | 0 | 10.33 | 0 | 0 | 10.33 | 0 | 0 | 39.88 | 46.56 | 36.23 | 39.88 | 46.56 | 36.23 | 39.17 | 44.13 | 18.88 | 39.17 | 44.14 | 36.6 | 39.88 | 46.56 | 36.23 | 38.01 | 0 | 0 | 10.44 | 0 | 0 | 10.33 | 0 | 0 | 0 | 0 | 0 | 0 | 0 | 0 | 0 | 0 | 0 | 0 | 0 | 0 | 55.34 | 52.46 | 48.74 | 55.34 | 52.46 | 48.74 | 49.76 | 51.61 | 0 | 49.76 | 52.35 | 48.74 | 55.34 | 52.46 | 48.74 | 54.79 | 0 | 0 | 0 | 0 | 0 | 0 | 0 | 0
7947 | 10.33 | 0 | 0 | 10.33 | 0 | 0 | 10.33 | 0 | 0 | 10.33 | 0 | 0 | 39.95 | 46.6 | 36.23 | 39.95 | 46.6 | 36.23 | 39.24 | 44.2 | 18.88 | 39.24 | 44.2 | 36.67 | 39.95 | 46.6 | 36.23 | 37.67 | 0 | 0 | 10.44 | 0 | 0 | 10.33 | 0 | 0 | 10.33 | 0 | 0 | 10.33 | 0 | 0 | 10.33 | 0 | 0 | 10.33 | 0 | 0 | 55.41 | 52.52 | 46.68 | 55.41 | 52.52 | 46.68 | 49.83 | 51.61 | 0 | 49.83 | 52.42 | 48.8 | 55.41 | 52.52 | 46.68 | 54.85 | 0 | 0 | 10.44 | 0 | 0 | 10.33 | 0 | 0
7948 | 18.29 | 10.33 | 0 | 18.29 | 10.33 | 0 | 18.29 | 10.33 | 0 | 18.29 | 10.33 | 0 | 40.14 | 46.79 | 36.23 | 40.14 | 46.79 | 36.23 | 39.43 | 44.39 | 18.88 | 39.43 | 44.4 | 36.86 | 40.14 | 46.79 | 36.23 | 38.88 | 10.65 | 0 | 18.47 | 10.43 | 0 | 18.29 | 10.33 | 0 | 10.33 | 10.33 | 0 | 10.33 | 10.33 | 0 | 10.33 | 10.33 | 0 | 10.33 | 10.33 | 0 | 55.6 | 52.71 | 46.84 | 55.6 | 52.71 | 46.84 | 50.02 | 51.61 | 27.37 | 50.02 | 52.61 | 48.99 | 55.6 | 52.71 | 46.84 | 55.04 | 10.65 | 0 | 10.44 | 10.44 | 0 | 10.33 | 10.33 | 0
7949 | 38.64 | 26.12 | 28.21 | 38.64 | 26.12 | 28.21 | 38.64 | 26.12 | 28.21 | 38.64 | 26.12 | 28.21 | 40.5 | 47.15 | 36.23 | 40.5 | 47.15 | 36.23 | 39.79 | 44.75 | 35.39 | 39.79 | 44.76 | 37.22 | 40.5 | 47.15 | 36.23 | 40.09 | 42.81 | 29.08 | 39.03 | 26.39 | 28.5 | 38.64 | 26.12 | 28.21 | 36.14 | 47.7 | 43.93 | 36.14 | 47.7 | 43.93 | 36.14 | 47.7 | 43.93 | 36.14 | 47.7 | 43.93 | 55.96 | 53.07 | 47.16 | 55.96 | 53.07 | 47.16 | 50.38 | 51.61 | 43.93 | 50.38 | 52.97 | 49.35 | 55.96 | 53.07 | 47.16 | 55.4 | 48.11 | 44.38 | 54.29 | 48.11 | 44.38 | 36.14 | 47.7 | 43.93
7950 | 40.25 | 45.22 | 33.06 | 40.25 | 45.22 | 33.06 | 40.25 | 45.22 | 33.06 | 40.25 | 45.22 | 33.06 | 40.96 | 47.77 | 36.85 | 40.96 | 47.77 | 36.85 | 40.25 | 45.22 | 36.85 | 40.25 | 45.22 | 37.69 | 40.96 | 47.77 | 36.85 | 41.49 | 46.33 | 33.63 | 40.66 | 45.68 | 33.4 | 40.25 | 45.22 | 33.06 | 50.84 | 49.82 | 46.17 | 50.84 | 49.82 | 46.17 | 50.84 | 49.82 | 46.17 | 50.84 | 49.82 | 46.17 | 56.42 | 53.54 | 49.82 | 56.42 | 53.54 | 49.82 | 50.84 | 53.43 | 49.34 | 50.84 | 53.43 | 49.82 | 56.42 | 53.54 | 49.82 | 56.99 | 50.06 | 44.8 | 55.85 | 50.32 | 45.7 | 50.84 | 49.82 | 46.17
7951 | 40.98 | 45.95 | 35.23 | 40.98 | 45.95 | 35.23 | 40.98 | 45.95 | 35.23 | 40.98 | 45.95 | 35.23 | 41.69 | 48.49 | 38.41 | 41.69 | 48.49 | 38.41 | 40.98 | 45.95 | 38.41 | 40.98 | 45.95 | 38.41 | 41.69 | 48.49 | 38.41 | 42.24 | 48.01 | 34.42 | 41.39 | 46.41 | 34.88 | 40.98 | 45.95 | 35.23 | 51.57 | 54.16 | 46.17 | 51.57 | 54.16 | 46.17 | 51.57 | 54.16 | 46.17 | 51.57 | 54.16 | 46.17 | 57.15 | 54.26 | 50.54 | 57.15 | 54.26 | 50.54 | 51.57 | 54.16 | 49.34 | 51.57 | 54.16 | 50.54 | 57.15 | 54.26 | 50.54 | 78.25 | 53.61 | 44.8 | 76.69 | 54.7 | 45.7 | 51.57 | 54.16 | 46.17
7952 | 41.12 | 46.09 | 38.25 | 41.12 | 46.09 | 38.25 | 41.12 | 46.09 | 38.25 | 41.12 | 46.09 | 38.25 | 41.83 | 48.64 | 38.55 | 41.83 | 48.64 | 38.55 | 41.12 | 46.09 | 38.55 | 41.12 | 46.09 | 38.55 | 41.83 | 48.64 | 38.55 | 42.39 | 47.56 | 34.42 | 41.54 | 46.56 | 37.87 | 41.12 | 46.09 | 38.25 | 51.71 | 54.3 | 47.51 | 51.71 | 54.3 | 47.51 | 51.71 | 54.3 | 47.51 | 51.71 | 54.3 | 47.51 | 57.29 | 54.41 | 50.69 | 57.29 | 54.41 | 50.69 | 51.71 | 54.3 | 50.69 | 51.71 | 54.3 | 50.69 | 57.29 | 54.41 | 50.69 | 81.51 | 53.86 | 44.8 | 79.88 | 54.85 | 47.04 | 51.71 | 54.3 | 47.51
7953 | 40.93 | 45.9 | 35.49 | 40.93 | 45.9 | 35.49 | 40.93 | 45.9 | 35.49 | 40.93 | 45.9 | 35.49 | 41.64 | 48.44 | 37.38 | 41.64 | 48.44 | 37.38 | 40.93 | 45.9 | 37.38 | 40.93 | 45.9 | 38.36 | 41.64 | 48.44 | 37.38 | 42.19 | 47.96 | 34.42 | 41.34 | 46.36 | 35.14 | 40.93 | 45.9 | 35.49 | 51.52 | 54.11 | 47.27 | 51.52 | 54.11 | 47.27 | 51.52 | 54.11 | 47.27 | 51.52 | 54.11 | 47.27 | 57.1 | 54.21 | 50.29 | 57.1 | 54.21 | 50.29 | 51.52 | 54.11 | 50.29 | 51.52 | 54.11 | 50.5 | 57.1 | 54.21 | 50.29 | 79.34 | 53.67 | 44.8 | 77.75 | 54.66 | 45.72 | 51.52 | 54.11 | 47.27
7954 | 40.87 | 45.84 | 35.48 | 40.87 | 45.84 | 35.48 | 40.87 | 45.84 | 35.48 | 40.87 | 45.84 | 35.48 | 41.58 | 48.38 | 36.85 | 41.58 | 48.38 | 36.85 | 40.87 | 45.84 | 36.85 | 40.87 | 45.84 | 38.3 | 41.58 | 48.38 | 36.85 | 48.44 | 46.79 | 34.42 | 47.47 | 46.3 | 35.12 | 40.87 | 45.84 | 35.48 | 51.46 | 54.04 | 46.43 | 51.46 | 54.04 | 46.43 | 51.46 | 54.04 | 46.43 | 51.46 | 54.04 | 46.43 | 57.04 | 54.16 | 49.61 | 57.04 | 54.16 | 49.61 | 51.46 | 54.05 | 49.61 | 51.46 | 54.05 | 50.44 | 57.04 | 54.16 | 49.61 | 72.94 | 52.53 | 44.8 | 71.48 | 53.6 | 45.72 | 51.46 | 54.04 | 46.43
7955 | 40.82 | 45.79 | 34.07 | 40.82 | 45.79 | 34.07 | 40.82 | 45.79 | 34.07 | 40.82 | 45.79 | 34.07 | 41.53 | 48.29 | 36.01 | 41.53 | 48.29 | 36.01 | 40.82 | 45.79 | 36.01 | 40.82 | 45.79 | 38.25 | 41.53 | 48.29 | 36.01 | 41.95 | 46.37 | 33.73 | 41.23 | 46.25 | 34.42 | 40.82 | 45.79 | 34.07 | 51.41 | 51.19 | 46.17 | 51.41 | 51.19 | 46.17 | 51.41 | 51.19 | 46.17 | 51.41 | 51.19 | 46.17 | 56.99 | 54.1 | 49.34 | 56.99 | 54.1 | 49.34 | 51.41 | 54 | 49.34 | 51.41 | 54 | 50.38 | 56.99 | 54.1 | 49.34 | 59.1 | 50.06 | 44.38 | 57.92 | 51.08 | 45.28 | 51.41 | 51.19 | 46.17
7956 | 40.74 | 45.52 | 33.89 | 40.74 | 45.52 | 33.89 | 40.74 | 45.52 | 33.89 | 40.74 | 45.52 | 33.89 | 41.44 | 48.1 | 36.01 | 41.44 | 48.1 | 36.01 | 40.74 | 45.7 | 36.01 | 40.74 | 45.7 | 38.17 | 41.44 | 48.1 | 36.01 | 41.18 | 45.98 | 33.55 | 41.15 | 45.98 | 34.23 | 40.74 | 45.52 | 33.89 | 51.33 | 50.39 | 46.17 | 51.33 | 50.39 | 46.17 | 51.33 | 50.39 | 46.17 | 51.33 | 50.39 | 46.17 | 56.91 | 53.91 | 49.34 | 56.91 | 53.91 | 49.34 | 51.33 | 53.91 | 49.34 | 51.33 | 53.91 | 50.3 | 56.91 | 53.91 | 49.34 | 57.72 | 49.54 | 44.38 | 56.56 | 50.55 | 45.28 | 51.33 | 50.39 | 46.17
7957 | 40.72 | 45.69 | 33.89 | 40.72 | 45.69 | 33.89 | 40.72 | 45.69 | 33.89 | 40.72 | 45.69 | 33.89 | 41.43 | 48.09 | 36.01 | 41.43 | 48.09 | 36.01 | 40.72 | 45.69 | 36.01 | 40.72 | 45.69 | 38.15 | 41.43 | 48.09 | 36.01 | 41.18 | 46.18 | 33.55 | 41.13 | 46.15 | 34.23 | 40.72 | 45.69 | 33.89 | 51.31 | 50.77 | 46.17 | 51.31 | 50.77 | 46.17 | 51.31 | 50.77 | 46.17 | 51.31 | 50.77 | 46.17 | 56.89 | 53.9 | 49.34 | 56.89 | 53.9 | 49.34 | 51.31 | 53.9 | 49.34 | 51.31 | 53.9 | 50.29 | 56.89 | 53.9 | 49.34 | 57.72 | 49.26 | 44.38 | 56.56 | 50.27 | 45.28 | 51.31 | 50.77 | 46.17
7958 | 40.78 | 45.74 | 34.07 | 40.78 | 45.74 | 34.07 | 40.78 | 45.74 | 34.07 | 40.78 | 45.74 | 34.07 | 41.48 | 48.28 | 36.01 | 41.48 | 48.28 | 36.01 | 40.78 | 45.74 | 36.01 | 40.78 | 45.74 | 38.21 | 41.48 | 48.28 | 36.01 | 41.9 | 46.18 | 34.42 | 41.19 | 46.21 | 34.42 | 40.78 | 45.74 | 34.07 | 51.37 | 51.19 | 46.43 | 51.37 | 51.19 | 46.43 | 51.37 | 51.19 | 46.43 | 51.37 | 51.19 | 46.43 | 56.95 | 54.06 | 49.61 | 56.95 | 54.06 | 49.61 | 51.37 | 53.95 | 49.61 | 51.37 | 53.95 | 50.34 | 56.95 | 54.06 | 49.61 | 57.72 | 49.54 | 44.38 | 58.8 | 50.68 | 45.28 | 51.37 | 51.19 | 46.43
7959 | 40.94 | 45.91 | 35.12 | 40.94 | 45.91 | 35.12 | 41.65 | 45.91 | 35.12 | 41.65 | 45.91 | 35.12 | 41.65 | 48.45 | 36.59 | 41.65 | 48.45 | 36.59 | 40.94 | 45.91 | 36.59 | 40.94 | 45.91 | 38.37 | 41.65 | 48.45 | 36.59 | 51.88 | 47.56 | 34.42 | 50.84 | 46.37 | 34.77 | 40.94 | 45.91 | 35.12 | 51.53 | 54.12 | 46.43 | 51.53 | 54.12 | 46.43 | 51.53 | 54.12 | 46.43 | 51.53 | 54.12 | 46.43 | 57.11 | 54.22 | 49.61 | 57.11 | 54.22 | 49.61 | 51.53 | 54.12 | 49.61 | 51.53 | 54.12 | 50.51 | 57.11 | 54.22 | 49.61 | 69.43 | 52.6 | 44.8 | 70.84 | 54.66 | 45.97 | 51.53 | 54.12 | 46.43
7960 | 41.37 | 46.34 | 36.63 | 41.37 | 46.34 | 36.63 | 42.08 | 46.34 | 36.63 | 42.08 | 46.34 | 36.63 | 42.08 | 48.88 | 38.8 | 42.08 | 48.88 | 37.76 | 41.37 | 46.34 | 38.8 | 41.37 | 46.34 | 38.8 | 42.08 | 48.88 | 38.8 | 53.88 | 48.39 | 35.17 | 54.97 | 47.43 | 36.26 | 41.37 | 46.34 | 36.63 | 51.96 | 54.55 | 50.83 | 51.96 | 54.55 | 50.83 | 51.96 | 54.55 | 50.83 | 51.96 | 54.55 | 50.83 | 57.54 | 54.65 | 50.93 | 57.54 | 54.65 | 50.93 | 51.96 | 54.55 | 50.93 | 51.96 | 54.55 | 50.93 | 57.54 | 54.65 | 50.93 | 75.18 | 54 | 46.21 | 76.71 | 55.1 | 50.32 | 51.96 | 54.55 | 50.83
7961 | 41.91 | 46.87 | 36.16 | 41.91 | 46.87 | 36.16 | 42.61 | 46.87 | 36.16 | 42.61 | 46.87 | 36.16 | 42.61 | 49.42 | 39.34 | 42.61 | 49.42 | 37.76 | 41.91 | 46.87 | 39.34 | 41.91 | 46.87 | 39.34 | 42.61 | 49.42 | 39.34 | 55.07 | 48.93 | 34.42 | 55.64 | 47.95 | 36.26 | 41.91 | 46.87 | 36.16 | 52.5 | 55.08 | 50.83 | 52.5 | 55.08 | 50.83 | 52.5 | 55.08 | 50.83 | 52.5 | 55.08 | 50.83 | 58.07 | 55.19 | 51.47 | 58.07 | 55.19 | 51.47 | 52.5 | 55.08 | 51.47 | 52.5 | 55.08 | 51.47 | 58.07 | 55.19 | 51.47 | 81.28 | 54.53 | 46.21 | 82.94 | 55.64 | 50.32 | 52.5 | 55.08 | 50.83
7962 | 41.19 | 46.15 | 35.89 | 41.19 | 46.15 | 35.89 | 41.89 | 46.16 | 35.89 | 41.89 | 46.16 | 35.89 | 41.89 | 48.7 | 38.62 | 41.89 | 48.7 | 37.76 | 41.19 | 46.15 | 38.62 | 41.19 | 46.15 | 38.62 | 41.89 | 48.7 | 38.62 | 54.53 | 48.21 | 35.53 | 55.64 | 47.56 | 36.25 | 41.19 | 46.15 | 35.89 | 51.78 | 54.37 | 50.75 | 51.78 | 54.37 | 50.75 | 51.78 | 54.37 | 50.75 | 51.78 | 54.37 | 50.75 | 57.36 | 54.47 | 50.75 | 57.36 | 54.47 | 50.75 | 51.78 | 54.37 | 50.75 | 51.78 | 54.37 | 50.75 | 57.36 | 54.47 | 50.75 | 80.69 | 53.82 | 44.8 | 82.34 | 54.92 | 51.27 | 51.78 | 54.37 | 50.75
7963 | 40.61 | 45.58 | 35.12 | 40.61 | 45.58 | 35.12 | 41.32 | 45.58 | 35.12 | 41.32 | 45.58 | 35.12 | 41.32 | 48.12 | 38.04 | 41.32 | 48.12 | 37.38 | 40.61 | 45.58 | 38.04 | 40.61 | 45.58 | 38.04 | 41.32 | 48.12 | 38.04 | 41.73 | 47.64 | 34.77 | 42.59 | 47.56 | 35.47 | 40.61 | 45.58 | 35.12 | 51.2 | 53.79 | 50.18 | 51.2 | 53.79 | 50.18 | 51.2 | 53.79 | 50.18 | 51.2 | 53.79 | 50.18 | 56.78 | 53.89 | 50.18 | 56.78 | 53.89 | 50.18 | 51.2 | 53.79 | 50.18 | 51.2 | 53.79 | 50.18 | 56.78 | 53.89 | 50.18 | 79.87 | 53.35 | 44.8 | 81.5 | 54.44 | 50.68 | 51.2 | 53.79 | 50.18
7964 | 40.27 | 45.24 | 34.77 | 40.27 | 45.24 | 34.77 | 40.98 | 45.24 | 34.77 | 40.98 | 45.24 | 34.77 | 40.98 | 47.79 | 37.7 | 40.98 | 47.79 | 36.96 | 40.27 | 45.24 | 37.7 | 40.27 | 45.24 | 37.7 | 40.98 | 47.79 | 37.7 | 41.39 | 47.31 | 34.42 | 41.39 | 48.27 | 35.12 | 40.27 | 45.24 | 34.77 | 50.86 | 53.45 | 46.66 | 50.86 | 53.45 | 46.66 | 50.86 | 53.45 | 46.66 | 50.86 | 53.45 | 46.66 | 56.44 | 53.56 | 49.84 | 56.44 | 53.56 | 49.84 | 50.86 | 53.45 | 49.84 | 50.86 | 53.45 | 49.84 | 56.44 | 53.56 | 49.84 | 61.51 | 53.02 | 44.8 | 62.77 | 54.1 | 47.13 | 50.86 | 53.45 | 46.66
7965 | 40.08 | 45.05 | 33.06 | 40.08 | 45.05 | 33.06 | 40.08 | 45.05 | 34.43 | 40.08 | 45.05 | 34.43 | 40.79 | 47.59 | 37.52 | 40.79 | 47.59 | 36.59 | 40.08 | 45.05 | 37.52 | 40.08 | 45.05 | 37.52 | 40.79 | 47.59 | 37.52 | 41.2 | 45.51 | 34.42 | 40.49 | 45.51 | 34.78 | 40.08 | 45.05 | 33.06 | 50.67 | 53.26 | 46.47 | 50.67 | 53.26 | 46.47 | 50.67 | 53.26 | 46.47 | 50.67 | 53.26 | 46.47 | 56.25 | 53.37 | 49.65 | 56.25 | 53.37 | 49.65 | 50.67 | 53.26 | 49.65 | 50.67 | 53.26 | 49.65 | 56.25 | 53.37 | 49.65 | 61.51 | 52.73 | 44.8 | 60.28 | 53.91 | 46.94 | 50.67 | 53.26 | 46.47
7966 | 39.82 | 44.22 | 31.43 | 39.82 | 44.22 | 31.43 | 39.82 | 44.22 | 34.09 | 39.82 | 44.22 | 34.09 | 40.53 | 47.24 | 37.25 | 40.53 | 47.24 | 36.59 | 39.82 | 44.79 | 37.25 | 39.82 | 44.79 | 37.25 | 40.53 | 47.24 | 37.25 | 40.53 | 44.66 | 34.42 | 40.22 | 44.67 | 34.43 | 39.82 | 44.22 | 31.43 | 50.41 | 53 | 46.21 | 50.41 | 53 | 46.21 | 50.41 | 53 | 46.21 | 50.41 | 53 | 46.21 | 55.99 | 53.1 | 49.39 | 55.99 | 53.1 | 49.39 | 50.41 | 53 | 49.39 | 50.41 | 53 | 49.39 | 55.99 | 53.1 | 49.39 | 56.55 | 52.47 | 44.8 | 55.42 | 53.54 | 46.68 | 50.41 | 53 | 46.21
7967 | 37.47 | 40.14 | 28.21 | 38.19 | 40.95 | 28.21 | 38.19 | 40.95 | 33.89 | 38.19 | 40.95 | 33.89 | 40.18 | 45.77 | 36.67 | 40.18 | 45.77 | 36.01 | 39.47 | 44.44 | 36.67 | 39.47 | 44.44 | 36.9 | 40.18 | 45.77 | 36.67 | 39.36 | 41.38 | 33.89 | 38.58 | 41.38 | 34.42 | 37.47 | 40.14 | 28.21 | 48.12 | 49.82 | 46.17 | 48.12 | 49.82 | 46.17 | 48.12 | 49.82 | 46.17 | 48.12 | 49.82 | 46.17 | 55.64 | 52.65 | 49.04 | 55.64 | 52.65 | 49.04 | 50.06 | 52.65 | 49.04 | 50.06 | 52.65 | 49.04 | 55.64 | 52.65 | 49.04 | 56.2 | 49.13 | 44.8 | 55.08 | 50.32 | 46.63 | 48.12 | 49.82 | 46.17
7968 | 37.29 | 29 | 28.21 | 38.05 | 40.06 | 28.21 | 38.05 | 40.06 | 33.89 | 38.05 | 40.06 | 33.89 | 39.91 | 44.17 | 36.63 | 39.91 | 44.17 | 36.01 | 39.2 | 44.17 | 36.63 | 39.2 | 44.17 | 36.63 | 39.91 | 44.17 | 36.63 | 39.19 | 40.89 | 33.73 | 38.43 | 40.89 | 34.42 | 37.29 | 29 | 28.21 | 46.21 | 49.64 | 46.17 | 47.15 | 49.64 | 46.17 | 47.15 | 49.64 | 46.17 | 47.15 | 49.64 | 46.17 | 55.37 | 52.38 | 48.77 | 55.37 | 52.38 | 48.77 | 49.79 | 52.38 | 48.77 | 49.79 | 52.38 | 48.77 | 55.37 | 52.38 | 48.77 | 54.82 | 49.13 | 44.8 | 53.72 | 50.14 | 46.63 | 46.21 | 49.64 | 46.17
7969 | 36.87 | 33.02 | 29 | 36.96 | 40.06 | 29 | 36.96 | 40.06 | 33.89 | 36.96 | 40.06 | 33.89 | 39.67 | 43.93 | 36.01 | 39.67 | 43.93 | 36.01 | 38.96 | 43.93 | 36.01 | 38.96 | 43.93 | 36.39 | 39.67 | 43.93 | 36.01 | 37.72 | 40.47 | 33.63 | 37.33 | 40.89 | 34.42 | 36.87 | 33.02 | 29 | 47.02 | 49.82 | 46.17 | 47.5 | 49.82 | 46.17 | 47.5 | 49.82 | 46.17 | 47.5 | 49.82 | 46.17 | 55.13 | 52.14 | 48.53 | 55.13 | 52.14 | 48.53 | 49.55 | 52.14 | 48.53 | 49.55 | 52.14 | 48.53 | 55.13 | 52.14 | 48.53 | 54.58 | 47.66 | 44.8 | 53.49 | 50.32 | 47.64 | 47.02 | 49.82 | 46.17
7970 | 36.97 | 40.46 | 31.75 | 36.97 | 40.46 | 31.75 | 36.97 | 40.46 | 33.89 | 36.97 | 40.46 | 33.89 | 39.51 | 42.58 | 36.01 | 39.51 | 42.58 | 36.01 | 38.8 | 43.76 | 36.23 | 38.8 | 43.77 | 36.23 | 39.51 | 42.58 | 36.01 | 37.34 | 40.06 | 33.55 | 37.34 | 40.88 | 34.42 | 36.97 | 40.46 | 31.75 | 49.39 | 50.65 | 46.68 | 49.39 | 50.65 | 46.68 | 49.39 | 50.65 | 46.68 | 49.39 | 50.65 | 46.68 | 54.97 | 51.98 | 48.37 | 54.97 | 51.98 | 48.37 | 49.39 | 51.98 | 48.37 | 49.39 | 51.98 | 48.37 | 54.97 | 51.98 | 48.37 | 53.32 | 47.66 | 44.38 | 52.25 | 51.16 | 47.64 | 49.39 | 50.65 | 46.68
7971 | 36.97 | 40.47 | 33.89 | 36.97 | 40.47 | 33.89 | 36.97 | 40.47 | 33.89 | 36.97 | 40.47 | 33.89 | 39.53 | 42.58 | 35.65 | 39.53 | 42.58 | 35.65 | 38.82 | 43.79 | 36.26 | 38.82 | 43.79 | 36.26 | 39.53 | 42.58 | 35.65 | 37.34 | 40.06 | 33.4 | 37.34 | 40.87 | 34.42 | 36.97 | 40.47 | 33.89 | 49.41 | 51.19 | 46.68 | 49.41 | 51.19 | 46.68 | 49.41 | 51.19 | 46.68 | 49.41 | 51.19 | 46.68 | 54.99 | 52 | 48.37 | 54.99 | 52 | 48.37 | 49.41 | 52 | 48.39 | 49.41 | 52 | 48.39 | 54.99 | 52 | 48.37 | 52.81 | 46.23 | 44.38 | 51.75 | 51.16 | 47.15 | 49.41 | 51.19 | 46.68
7972 | 38.05 | 40.47 | 33.74 | 38.05 | 40.47 | 33.74 | 38.05 | 40.47 | 33.74 | 38.05 | 40.47 | 33.74 | 39.82 | 42.58 | 35.65 | 39.82 | 42.58 | 35.65 | 39.11 | 44.07 | 36.54 | 39.11 | 44.08 | 36.54 | 39.82 | 42.58 | 35.65 | 37.72 | 40.06 | 33.4 | 38.1 | 40.88 | 34.08 | 38.05 | 40.47 | 33.74 | 49.7 | 51.19 | 46.17 | 49.7 | 51.19 | 46.17 | 49.7 | 51.19 | 46.17 | 49.7 | 51.19 | 46.17 | 55.28 | 52.22 | 47.16 | 55.28 | 52.22 | 47.16 | 49.7 | 52.29 | 48.68 | 49.7 | 52.29 | 48.68 | 55.28 | 52.22 | 47.16 | 53.08 | 46.23 | 44.38 | 52.02 | 50.68 | 45.7 | 49.7 | 51.19 | 46.17
7973 | 39.5 | 41.72 | 34.07 | 39.5 | 41.72 | 34.07 | 39.5 | 41.72 | 34.07 | 39.5 | 41.72 | 34.07 | 40.21 | 42.58 | 36.01 | 40.21 | 42.58 | 36.01 | 39.5 | 44.46 | 36.93 | 39.5 | 44.47 | 36.93 | 40.21 | 42.58 | 36.01 | 39.19 | 40.47 | 33.73 | 39.58 | 41.3 | 34.42 | 39.5 | 41.72 | 34.07 | 50.09 | 52.22 | 46.68 | 50.09 | 52.22 | 46.68 | 50.09 | 52.22 | 46.68 | 50.09 | 52.22 | 46.68 | 55.67 | 52.22 | 48.8 | 55.67 | 52.22 | 48.8 | 50.09 | 52.68 | 49.07 | 50.09 | 52.68 | 49.07 | 55.67 | 52.22 | 48.8 | 53.08 | 46.23 | 44.38 | 52.02 | 51.16 | 45.28 | 50.09 | 52.22 | 46.68
7974 | 39.99 | 44.96 | 36.59 | 39.99 | 44.96 | 36.59 | 39.99 | 44.96 | 36.59 | 39.99 | 44.96 | 36.59 | 40.7 | 44.96 | 37.42 | 40.7 | 43.9 | 36.59 | 39.99 | 44.96 | 37.42 | 39.99 | 44.96 | 37.42 | 40.7 | 44.96 | 37.42 | 40.4 | 42.16 | 34.42 | 40.4 | 43.02 | 35.14 | 39.99 | 44.96 | 36.59 | 50.58 | 53.17 | 49.56 | 50.58 | 53.17 | 49.56 | 56.16 | 53.17 | 49.56 | 56.16 | 53.17 | 49.56 | 56.16 | 53.17 | 49.56 | 56.16 | 52.4 | 48.8 | 50.58 | 53.17 | 49.56 | 50.58 | 53.17 | 49.56 | 56.16 | 53.17 | 49.56 | 56.73 | 47.66 | 44.8 | 56.73 | 51.35 | 45.72 | 56.16 | 53.17 | 49.56
7975 | 40.76 | 45.73 | 38.19 | 40.76 | 45.73 | 38.19 | 41.47 | 45.73 | 38.19 | 41.47 | 45.73 | 38.19 | 41.47 | 48.26 | 38.19 | 41.47 | 48.26 | 36.96 | 40.76 | 45.73 | 38.19 | 40.76 | 45.73 | 38.19 | 41.47 | 48.26 | 38.19 | 41.89 | 46.19 | 34.42 | 41.89 | 46.19 | 35.49 | 41.47 | 45.73 | 38.19 | 51.35 | 53.94 | 50.33 | 51.35 | 53.94 | 50.33 | 66.18 | 53.94 | 50.33 | 66.18 | 53.94 | 50.33 | 66.18 | 54.05 | 50.33 | 66.18 | 54.05 | 49.71 | 51.35 | 53.94 | 50.33 | 51.35 | 53.94 | 50.33 | 56.93 | 54.05 | 50.33 | 68.7 | 50.96 | 44.8 | 67.33 | 53.4 | 45.72 | 66.18 | 53.94 | 51.3
7976 | 40.9 | 45.87 | 38.33 | 40.9 | 45.87 | 38.33 | 43.5 | 47.45 | 38.33 | 43.5 | 47.45 | 38.33 | 43.5 | 48.41 | 38.33 | 43.5 | 48.41 | 36.96 | 40.9 | 45.87 | 38.33 | 40.9 | 45.87 | 38.33 | 41.61 | 48.41 | 38.33 | 43.94 | 47.93 | 34.42 | 43.94 | 47.93 | 35.49 | 43.5 | 45.87 | 38.33 | 51.49 | 54.08 | 50.46 | 51.49 | 54.08 | 50.46 | 66.32 | 54.08 | 50.46 | 66.32 | 54.08 | 50.46 | 66.32 | 54.18 | 50.46 | 66.32 | 54.18 | 50.24 | 51.49 | 54.08 | 50.46 | 51.49 | 54.08 | 50.46 | 57.07 | 54.18 | 50.46 | 73.69 | 52.95 | 44.8 | 72.22 | 54.03 | 48.25 | 66.32 | 54.08 | 51.3
7977 | 40.71 | 45.67 | 38.14 | 40.71 | 45.67 | 38.14 | 41.41 | 47.26 | 38.14 | 41.41 | 47.26 | 38.14 | 41.41 | 48.22 | 38.14 | 41.41 | 48.22 | 36.96 | 40.71 | 45.67 | 38.14 | 40.71 | 45.67 | 38.14 | 41.41 | 48.22 | 38.14 | 41.83 | 47.74 | 34.42 | 41.83 | 47.74 | 35.14 | 41.41 | 45.67 | 38.14 | 51.3 | 53.88 | 50.27 | 51.3 | 53.88 | 50.27 | 66.12 | 53.88 | 50.27 | 66.12 | 53.88 | 50.27 | 66.12 | 53.99 | 50.27 | 66.12 | 53.99 | 49.61 | 51.3 | 53.88 | 50.27 | 51.3 | 53.88 | 50.27 | 56.88 | 53.99 | 50.27 | 68.16 | 52.95 | 44.8 | 66.79 | 54.03 | 45.72 | 66.12 | 53.88 | 51.3
7978 | 40.75 | 45.72 | 38.18 | 40.75 | 45.72 | 38.18 | 41.46 | 46.34 | 38.18 | 41.46 | 46.34 | 38.18 | 41.46 | 48.26 | 38.18 | 41.46 | 48.26 | 36.59 | 40.75 | 45.72 | 38.18 | 40.75 | 45.72 | 38.18 | 41.46 | 48.26 | 38.18 | 41.88 | 46.81 | 34.42 | 41.88 | 46.81 | 35.14 | 41.46 | 45.72 | 38.18 | 51.34 | 53.93 | 50.32 | 51.34 | 53.93 | 50.32 | 56.92 | 53.93 | 50.32 | 56.92 | 53.93 | 50.32 | 56.92 | 54.04 | 50.32 | 56.92 | 54.04 | 49.61 | 51.34 | 53.93 | 50.32 | 51.34 | 53.93 | 50.32 | 56.92 | 54.04 | 50.32 | 57.5 | 52.32 | 44.38 | 57.5 | 53.39 | 45.28 | 56.92 | 54.91 | 50.93
7979 | 40.74 | 45.7 | 38.17 | 40.74 | 45.7 | 38.17 | 41.45 | 45.7 | 38.17 | 41.45 | 45.7 | 38.17 | 41.45 | 48.1 | 38.17 | 41.45 | 48.1 | 36.01 | 40.74 | 45.71 | 38.17 | 40.74 | 45.7 | 38.17 | 41.45 | 48.1 | 38.17 | 41.86 | 45.25 | 33.89 | 41.86 | 45.25 | 34.58 | 41.45 | 45.7 | 38.17 | 51.33 | 53.92 | 50.3 | 51.33 | 53.92 | 50.3 | 56.91 | 53.92 | 50.3 | 56.91 | 53.92 | 49.9 | 56.91 | 53.92 | 50.3 | 56.91 | 53.92 | 49.61 | 51.33 | 53.92 | 50.3 | 51.33 | 53.92 | 50.3 | 56.91 | 53.92 | 50.3 | 57.48 | 50 | 43.9 | 57.48 | 51.16 | 44.8 | 56.91 | 53.92 | 51.3
7980 | 40.54 | 45.51 | 37.97 | 40.54 | 45.51 | 37.97 | 41.25 | 45.51 | 37.97 | 41.25 | 45.51 | 37.97 | 41.25 | 47.9 | 37.97 | 41.25 | 47.9 | 36.01 | 40.54 | 45.51 | 37.97 | 40.54 | 45.51 | 37.97 | 41.25 | 47.9 | 37.97 | 41.66 | 44.86 | 33.55 | 41.66 | 45.05 | 34.58 | 41.25 | 45.51 | 37.97 | 51.13 | 53.72 | 50.1 | 51.13 | 53.72 | 50.1 | 56.71 | 53.72 | 50.1 | 56.71 | 53.72 | 50.1 | 56.71 | 53.72 | 50.1 | 56.71 | 53.72 | 49.61 | 51.13 | 53.72 | 50.1 | 51.13 | 53.72 | 50.1 | 56.71 | 53.72 | 50.1 | 57.28 | 48.05 | 43.9 | 57.28 | 51.16 | 44.8 | 56.71 | 53.72 | 53.42
7981 | 40.52 | 45.49 | 37.95 | 40.52 | 45.49 | 37.95 | 41.23 | 45.49 | 37.95 | 41.23 | 45.49 | 37.95 | 41.23 | 47.88 | 37.95 | 41.23 | 47.88 | 36.01 | 40.52 | 45.49 | 37.95 | 40.52 | 45.49 | 37.95 | 41.23 | 47.88 | 37.95 | 41.65 | 44.86 | 33.64 | 41.65 | 45.03 | 34.58 | 41.23 | 45.49 | 37.95 | 51.11 | 53.7 | 49.9 | 51.11 | 53.7 | 49.9 | 56.69 | 53.7 | 49.9 | 56.69 | 53.7 | 49.9 | 56.69 | 53.7 | 50.09 | 56.69 | 52.65 | 49.61 | 51.11 | 53.7 | 50.09 | 51.11 | 53.7 | 50.09 | 56.69 | 53.7 | 50.09 | 57.26 | 48.05 | 43.6 | 57.26 | 51.16 | 44.8 | 56.69 | 53.7 | 54.11
7982 | 40.59 | 45.55 | 38.02 | 40.59 | 45.55 | 38.02 | 41.29 | 45.55 | 38.02 | 41.29 | 45.55 | 38.02 | 41.29 | 47.95 | 38.02 | 41.29 | 47.95 | 36.01 | 40.59 | 45.55 | 38.02 | 40.59 | 45.55 | 38.02 | 41.29 | 47.95 | 38.02 | 41.71 | 44.86 | 33.89 | 41.71 | 45.1 | 34.58 | 41.29 | 45.55 | 38.02 | 51.18 | 53.77 | 49.61 | 51.18 | 53.77 | 49.61 | 56.76 | 53.77 | 49.61 | 56.76 | 53.77 | 49.61 | 56.76 | 53.77 | 50.15 | 56.76 | 53.21 | 49.61 | 51.18 | 53.77 | 50.15 | 51.18 | 53.77 | 50.15 | 56.76 | 53.77 | 50.15 | 57.33 | 48.56 | 43.9 | 57.33 | 51.16 | 44.8 | 56.76 | 53.77 | 63.5
7983 | 40.88 | 45.85 | 38.31 | 40.88 | 45.85 | 38.31 | 41.59 | 45.85 | 38.31 | 41.59 | 45.85 | 38.31 | 41.59 | 48.39 | 38.31 | 41.59 | 48.39 | 36.85 | 40.88 | 45.85 | 38.31 | 40.88 | 45.85 | 38.31 | 41.59 | 48.39 | 38.31 | 42.01 | 45.99 | 34.42 | 42.01 | 46.31 | 35.14 | 41.59 | 45.85 | 70.53 | 51.47 | 54.06 | 49.61 | 51.47 | 54.06 | 49.61 | 57.05 | 54.06 | 49.61 | 57.05 | 54.06 | 49.61 | 57.05 | 54.17 | 50.45 | 57.05 | 54.17 | 47.16 | 51.47 | 54.06 | 50.45 | 51.47 | 54.06 | 50.45 | 57.05 | 54.17 | 50.45 | 57.63 | 49.46 | 44.38 | 57.63 | 53.52 | 45.28 | 70.12 | 81.63 | 69.31
7984 | 41.19 | 46.15 | 38.62 | 41.19 | 46.15 | 38.62 | 41.89 | 46.16 | 38.62 | 41.89 | 46.16 | 38.62 | 41.89 | 48.7 | 38.62 | 41.89 | 48.7 | 36.85 | 41.19 | 46.15 | 38.62 | 41.19 | 46.15 | 38.62 | 41.89 | 48.7 | 38.62 | 42.32 | 47.56 | 34.42 | 42.32 | 46.62 | 35.49 | 41.89 | 46.16 | 70.53 | 51.78 | 54.36 | 50.24 | 51.78 | 54.36 | 50.24 | 57.36 | 54.36 | 50.24 | 57.36 | 54.36 | 50.24 | 57.36 | 54.47 | 50.75 | 57.36 | 54.47 | 50.24 | 51.78 | 54.36 | 50.75 | 51.78 | 54.36 | 50.75 | 57.36 | 54.47 | 50.75 | 57.94 | 52.95 | 44.8 | 59.12 | 54.91 | 48.25 | 70.12 | 81.63 | 90
7985 | 41.74 | 46.71 | 39.17 | 41.74 | 46.71 | 39.17 | 42.45 | 46.71 | 39.17 | 42.45 | 46.71 | 39.17 | 42.45 | 49.25 | 39.17 | 42.45 | 49.25 | 37.34 | 41.74 | 46.71 | 39.17 | 41.74 | 46.71 | 39.17 | 42.45 | 49.25 | 39.17 | 42.88 | 47.56 | 35.14 | 42.88 | 47.18 | 35.85 | 42.45 | 46.71 | 70.53 | 52.33 | 54.92 | 50.24 | 52.33 | 54.92 | 50.24 | 57.91 | 54.92 | 50.24 | 57.91 | 54.92 | 50.24 | 57.91 | 55.02 | 51.15 | 57.91 | 55.02 | 50.24 | 52.33 | 54.92 | 51.15 | 52.33 | 54.92 | 51.15 | 57.91 | 55.02 | 51.15 | 58.49 | 52.95 | 44.8 | 58.49 | 55.47 | 48.25 | 70.12 | 81.63 | 90
7986 | 41.18 | 46.14 | 36.59 | 41.18 | 46.14 | 36.59 | 41.88 | 46.14 | 36.59 | 41.88 | 46.14 | 36.59 | 41.88 | 48.69 | 38.61 | 41.88 | 48.69 | 37.38 | 41.18 | 46.14 | 38.61 | 41.18 | 46.14 | 38.61 | 41.88 | 48.69 | 38.61 | 42.31 | 46.61 | 35.14 | 42.31 | 46.61 | 35.85 | 41.88 | 46.14 | 70.53 | 51.77 | 54.35 | 47.27 | 51.77 | 54.35 | 47.27 | 51.77 | 54.35 | 47.27 | 51.77 | 54.35 | 47.27 | 57.34 | 54.46 | 50.24 | 57.34 | 54.46 | 50.24 | 51.77 | 54.35 | 50.24 | 51.77 | 54.35 | 50.24 | 57.34 | 54.46 | 50.24 | 57.92 | 51.36 | 44.8 | 56.77 | 53.81 | 46.8 | 51.77 | 81.63 | 90
7987 | 40.6 | 45.57 | 36.59 | 40.6 | 45.57 | 36.59 | 41.31 | 45.57 | 36.59 | 41.31 | 45.57 | 36.59 | 41.31 | 48.11 | 38.03 | 41.31 | 48.11 | 37.38 | 40.6 | 45.57 | 38.03 | 40.6 | 45.57 | 38.03 | 41.31 | 48.11 | 38.03 | 41.73 | 45.72 | 34.78 | 41.73 | 46.03 | 35.49 | 41.31 | 45.57 | 38.03 | 51.19 | 53.78 | 47.27 | 51.19 | 53.78 | 47.27 | 51.19 | 53.78 | 47.27 | 51.19 | 53.78 | 47.27 | 56.77 | 53.89 | 50.17 | 56.77 | 53.89 | 50.17 | 51.19 | 53.78 | 50.17 | 51.19 | 53.78 | 50.17 | 56.77 | 53.89 | 50.17 | 57.35 | 51.36 | 44.8 | 56.2 | 53.24 | 45.72 | 51.19 | 56.61 | 63.5
7988 | 40.25 | 45.21 | 36.59 | 40.25 | 45.21 | 36.59 | 40.25 | 45.21 | 36.59 | 40.25 | 45.21 | 36.59 | 40.96 | 47.67 | 37.68 | 40.96 | 47.67 | 37.11 | 40.25 | 45.21 | 37.68 | 40.25 | 45.21 | 37.68 | 40.96 | 47.67 | 37.68 | 40.65 | 44.76 | 34.42 | 40.65 | 44.86 | 35.14 | 40.25 | 45.21 | 37.68 | 50.84 | 53.43 | 46.68 | 50.84 | 53.43 | 46.68 | 50.84 | 53.43 | 46.68 | 50.84 | 53.43 | 46.68 | 56.42 | 53.53 | 49.81 | 56.42 | 53.53 | 49.61 | 50.84 | 53.43 | 49.81 | 50.84 | 53.43 | 49.81 | 56.42 | 53.53 | 49.81 | 55.85 | 50.34 | 44.8 | 54.74 | 52.89 | 45.72 | 50.84 | 53.43 | 51.3
7989 | 40.01 | 42.65 | 35.48 | 40.01 | 42.65 | 35.48 | 40.01 | 42.65 | 35.48 | 40.01 | 42.65 | 35.48 | 40.71 | 47.42 | 37.44 | 40.71 | 47.42 | 36.96 | 40.01 | 44.97 | 37.44 | 40.01 | 44.97 | 37.44 | 40.71 | 47.42 | 37.44 | 40.31 | 41.38 | 34.42 | 40.41 | 42.22 | 35.12 | 40.01 | 42.65 | 35.48 | 50.59 | 51.19 | 46.68 | 50.59 | 51.19 | 46.68 | 50.59 | 51.19 | 46.68 | 50.59 | 51.19 | 46.68 | 56.17 | 53.29 | 49.57 | 56.17 | 53.29 | 49.57 | 50.59 | 53.18 | 49.57 | 50.59 | 53.18 | 49.57 | 56.17 | 53.29 | 49.57 | 55.61 | 47.66 | 44.8 | 54.5 | 50.68 | 45.72 | 50.59 | 51.19 | 51.3
7990 | 39.67 | 40.06 | 34.77 | 39.67 | 40.06 | 34.77 | 39.67 | 40.06 | 34.77 | 39.67 | 40.06 | 34.77 | 40.38 | 47.09 | 36.76 | 40.38 | 47.09 | 36.01 | 39.67 | 44.64 | 36.76 | 39.67 | 44.64 | 37.1 | 40.38 | 47.09 | 36.76 | 39.36 | 40.47 | 34.42 | 39.36 | 40.47 | 34.42 | 39.67 | 40.06 | 34.77 | 50.26 | 49.13 | 46.68 | 50.26 | 49.13 | 46.68 | 50.26 | 49.13 | 46.68 | 50.26 | 49.13 | 46.68 | 55.84 | 52.95 | 49.24 | 55.84 | 52.95 | 49.24 | 50.26 | 52.85 | 49.24 | 50.26 | 52.85 | 49.24 | 55.84 | 52.95 | 49.24 | 55.1 | 47.66 | 44.8 | 50.77 | 48.64 | 45.72 | 50.26 | 49.13 | 49.24
7991 | 37.34 | 40.06 | 33.91 | 37.34 | 40.06 | 33.91 | 37.34 | 40.06 | 33.91 | 37.34 | 40.06 | 33.91 | 40.06 | 46.71 | 36.78 | 40.06 | 46.71 | 36.01 | 39.35 | 44.31 | 36.78 | 39.35 | 44.31 | 36.78 | 40.06 | 46.71 | 36.78 | 37.72 | 40.46 | 33.57 | 37.72 | 39.66 | 34.25 | 37.34 | 40.06 | 33.91 | 36.14 | 49.13 | 46.17 | 36.14 | 49.13 | 46.17 | 36.14 | 49.13 | 46.17 | 36.14 | 49.13 | 46.17 | 55.52 | 52.63 | 48.91 | 55.52 | 52.63 | 48.91 | 49.94 | 52.53 | 48.91 | 49.94 | 52.53 | 48.91 | 55.52 | 52.63 | 48.91 | 54.96 | 47.66 | 44.8 | 36.51 | 48.64 | 44.8 | 36.14 | 49.13 | 48.91
7992 | 33.88 | 38.77 | 33.89 | 33.88 | 38.77 | 33.89 | 33.88 | 38.77 | 33.89 | 33.88 | 38.77 | 33.89 | 39.81 | 46.46 | 36.53 | 39.81 | 46.46 | 36.53 | 39.1 | 44.06 | 36.53 | 39.1 | 44.06 | 36.53 | 39.81 | 46.46 | 36.53 | 34.58 | 39.96 | 34.23 | 34.23 | 39.16 | 34.23 | 33.88 | 38.77 | 33.89 | 36.14 | 48.43 | 46.17 | 36.14 | 48.43 | 46.17 | 36.14 | 48.43 | 46.17 | 36.14 | 48.43 | 46.17 | 55.27 | 52.38 | 48.66 | 55.27 | 52.38 | 48.66 | 49.69 | 52.28 | 48.66 | 49.69 | 52.28 | 48.66 | 55.27 | 52.38 | 48.66 | 51.66 | 47.66 | 44.8 | 36.51 | 47.95 | 44.8 | 36.14 | 48.43 | 46.17
7993 | 31.92 | 39.54 | 33.89 | 31.92 | 39.54 | 33.89 | 31.92 | 39.54 | 33.89 | 31.92 | 39.54 | 33.89 | 39.61 | 46.26 | 36.33 | 39.61 | 46.26 | 36.33 | 38.9 | 43.86 | 36.33 | 38.9 | 43.86 | 36.33 | 39.61 | 46.26 | 36.33 | 32.25 | 39.96 | 34.23 | 32.25 | 39.16 | 34.23 | 31.92 | 39.54 | 33.89 | 36.14 | 49.12 | 46.17 | 36.14 | 49.12 | 46.17 | 36.14 | 49.12 | 46.17 | 36.14 | 49.12 | 46.17 | 55.07 | 52.18 | 48.46 | 55.07 | 52.18 | 48.46 | 49.49 | 52.08 | 48.46 | 49.49 | 52.08 | 48.46 | 55.07 | 52.18 | 48.46 | 51.66 | 47.66 | 44.8 | 36.51 | 48.63 | 44.8 | 36.14 | 49.12 | 46.17
7994 | 31.92 | 40.06 | 34.07 | 31.92 | 40.06 | 34.07 | 31.92 | 40.06 | 34.07 | 31.92 | 40.06 | 34.07 | 39.49 | 46.14 | 36.21 | 39.49 | 46.14 | 36.21 | 38.78 | 43.75 | 36.21 | 38.78 | 43.75 | 36.21 | 39.49 | 46.14 | 36.21 | 32.9 | 40.89 | 34.42 | 32.24 | 40.07 | 34.42 | 31.92 | 40.06 | 34.07 | 36.14 | 49.13 | 46.17 | 36.14 | 49.13 | 46.17 | 36.14 | 49.13 | 46.17 | 36.14 | 49.13 | 46.17 | 54.95 | 52.06 | 48.35 | 54.95 | 52.06 | 48.35 | 49.37 | 51.96 | 48.35 | 49.37 | 51.96 | 48.35 | 54.95 | 52.06 | 48.35 | 51.66 | 48.64 | 44.8 | 36.51 | 48.64 | 44.8 | 36.14 | 49.13 | 46.17
7995 | 32.57 | 40.06 | 34.77 | 32.57 | 40.06 | 34.77 | 32.57 | 40.06 | 34.77 | 32.57 | 40.06 | 34.77 | 39.54 | 46.19 | 36.26 | 39.54 | 46.19 | 36.26 | 38.83 | 43.8 | 36.26 | 38.83 | 43.8 | 36.26 | 39.54 | 46.19 | 36.26 | 32.9 | 40.89 | 34.42 | 32.25 | 40.46 | 34.42 | 32.57 | 40.06 | 34.77 | 45.62 | 49.13 | 46.17 | 45.62 | 49.13 | 46.17 | 45.62 | 49.13 | 46.17 | 45.62 | 49.13 | 46.17 | 55 | 52.11 | 48.4 | 55 | 52.11 | 48.4 | 49.42 | 52.01 | 48.4 | 49.42 | 52.01 | 48.4 | 55 | 52.11 | 48.4 | 52.71 | 49.13 | 45.7 | 46.09 | 49.13 | 45.7 | 45.62 | 49.13 | 46.17
7996 | 39.07 | 40.48 | 34.93 | 39.07 | 40.48 | 34.93 | 39.07 | 40.48 | 34.93 | 39.07 | 40.48 | 34.93 | 39.78 | 46.43 | 36.5 | 39.78 | 46.43 | 36.5 | 39.07 | 44.03 | 36.5 | 39.07 | 44.03 | 36.5 | 39.78 | 46.43 | 36.5 | 38.88 | 41.72 | 34.58 | 38.88 | 40.89 | 34.58 | 39.07 | 40.48 | 34.93 | 49.66 | 50.17 | 46.68 | 49.66 | 50.17 | 46.68 | 49.66 | 50.17 | 46.68 | 49.66 | 50.17 | 46.68 | 55.24 | 52.35 | 48.63 | 55.24 | 52.35 | 48.63 | 49.66 | 52.25 | 48.63 | 49.66 | 52.25 | 48.63 | 55.24 | 52.35 | 48.63 | 54.68 | 50.14 | 46.21 | 53.59 | 50.14 | 46.21 | 49.66 | 50.17 | 46.68
7997 | 39.52 | 42.14 | 35.64 | 39.52 | 42.14 | 35.64 | 39.52 | 42.14 | 35.64 | 39.52 | 42.14 | 35.64 | 40.22 | 46.93 | 36.95 | 40.22 | 46.93 | 36.95 | 39.52 | 44.48 | 36.95 | 39.52 | 44.48 | 36.95 | 40.22 | 46.93 | 36.95 | 40.16 | 41.72 | 35.29 | 39.92 | 41.72 | 35.29 | 39.52 | 42.14 | 35.64 | 50.11 | 51.19 | 48.12 | 50.11 | 51.19 | 48.12 | 50.11 | 51.19 | 48.12 | 50.11 | 51.19 | 48.12 | 55.69 | 52.8 | 49.08 | 55.69 | 52.8 | 49.08 | 50.11 | 52.69 | 49.08 | 50.11 | 52.69 | 49.08 | 55.69 | 52.8 | 49.08 | 56.22 | 50.68 | 47.64 | 55.1 | 50.68 | 47.64 | 50.11 | 51.19 | 48.12
7998 | 40.01 | 44.98 | 36.74 | 40.01 | 44.98 | 36.74 | 40.01 | 44.98 | 36.74 | 40.01 | 44.98 | 36.74 | 40.72 | 47.53 | 37.45 | 40.72 | 47.53 | 37.45 | 40.01 | 44.98 | 37.45 | 40.01 | 44.98 | 37.45 | 40.72 | 47.53 | 37.45 | 44.81 | 47.05 | 35.85 | 44.81 | 46.11 | 36.37 | 40.01 | 44.98 | 36.74 | 50.6 | 53.19 | 49.58 | 50.6 | 53.19 | 49.58 | 50.6 | 53.19 | 49.58 | 50.6 | 53.19 | 49.58 | 56.18 | 53.3 | 49.58 | 56.18 | 53.3 | 49.58 | 50.6 | 53.19 | 49.58 | 50.6 | 53.19 | 49.58 | 56.18 | 53.3 | 49.58 | 66.71 | 53.73 | 49.08 | 65.38 | 53.73 | 49.08 | 50.6 | 53.19 | 49.58
7999 | 41.24 | 46.21 | 38.67 | 41.24 | 46.21 | 38.67 | 41.95 | 46.21 | 38.67 | 41.95 | 46.21 | 38.67 | 41.95 | 48.77 | 38.67 | 41.95 | 48.77 | 38.67 | 41.24 | 46.21 | 38.67 | 41.24 | 46.21 | 38.67 | 41.95 | 48.77 | 38.67 | 55.64 | 69.95 | 39.06 | 55.64 | 68.55 | 39.06 | 41.95 | 46.21 | 38.67 | 51.83 | 54.42 | 50.81 | 51.83 | 54.42 | 50.81 | 51.83 | 54.42 | 50.81 | 51.83 | 54.42 | 50.81 | 57.41 | 55.7 | 50.81 | 57.41 | 55.7 | 50.81 | 51.83 | 54.42 | 50.81 | 51.83 | 54.42 | 50.81 | 57.41 | 55.7 | 50.81 | 79.43 | 78.62 | 50.3 | 79.43 | 77.05 | 51.32 | 51.83 | 54.42 | 50.81
8000 | 41.56 | 46.53 | 38.99 | 41.56 | 46.53 | 38.99 | 42.27 | 46.53 | 44.88 | 42.27 | 46.53 | 44.88 | 42.27 | 72.52 | 44.88 | 42.27 | 72.52 | 44.88 | 41.56 | 46.53 | 38.99 | 41.56 | 46.53 | 38.99 | 42.27 | 72.52 | 44.88 | 60 | 79.1 | 45.33 | 60 | 77.52 | 45.33 | 42.27 | 46.53 | 38.99 | 52.15 | 54.74 | 51.13 | 52.15 | 54.74 | 51.13 | 52.15 | 54.74 | 51.13 | 52.15 | 54.74 | 51.13 | 57.73 | 86.89 | 51.13 | 57.73 | 86.89 | 51.13 | 52.15 | 54.74 | 51.13 | 52.15 | 54.74 | 51.13 | 57.73 | 86.89 | 51.13 | 95.05 | 101.85 | 50.62 | 95.05 | 99.81 | 50.62 | 52.15 | 54.74 | 51.13
8001 | 41.24 | 46.21 | 38.67 | 41.24 | 46.21 | 38.67 | 41.95 | 46.21 | 40.1 | 41.95 | 46.21 | 40.1 | 41.95 | 48.77 | 40.1 | 41.95 | 48.77 | 40.1 | 41.24 | 46.21 | 38.67 | 41.24 | 46.21 | 38.67 | 41.95 | 48.77 | 40.1 | 60 | 79.1 | 40.5 | 60 | 77.52 | 40.5 | 41.95 | 46.21 | 38.67 | 51.83 | 54.42 | 50.81 | 51.83 | 54.42 | 50.81 | 51.83 | 54.42 | 50.81 | 51.83 | 54.42 | 50.81 | 57.41 | 55.7 | 50.91 | 57.41 | 55.7 | 50.91 | 51.83 | 54.42 | 50.91 | 51.83 | 54.42 | 50.81 | 57.41 | 55.7 | 50.91 | 96.98 | 101.85 | 51.32 | 96.01 | 99.81 | 50.3 | 51.83 | 54.42 | 50.81
8002 | 41.01 | 45.98 | 38.44 | 41.01 | 45.98 | 38.44 | 41.72 | 45.98 | 38.44 | 41.72 | 45.98 | 38.44 | 41.72 | 48.53 | 39.22 | 41.72 | 48.53 | 39.22 | 41.01 | 45.98 | 38.44 | 41.01 | 45.98 | 38.44 | 41.72 | 48.53 | 39.22 | 56.7 | 78.31 | 39.62 | 55.56 | 46.44 | 38.83 | 41.72 | 45.98 | 38.44 | 51.6 | 54.19 | 50.57 | 51.6 | 54.19 | 50.57 | 51.6 | 54.19 | 50.57 | 51.6 | 54.19 | 50.57 | 57.18 | 55.46 | 50.67 | 57.18 | 55.46 | 50.67 | 51.6 | 54.19 | 50.67 | 51.6 | 54.19 | 50.57 | 57.18 | 55.46 | 50.67 | 96.98 | 101.85 | 51.09 | 96.01 | 54.73 | 50.07 | 51.6 | 54.19 | 50.57
8003 | 41 | 45.97 | 38.43 | 41 | 45.97 | 38.43 | 41.71 | 45.97 | 38.43 | 41.71 | 45.97 | 38.43 | 41.71 | 48.52 | 38.43 | 41.71 | 48.52 | 38.43 | 41 | 45.97 | 38.43 | 41 | 45.97 | 38.43 | 41.71 | 48.52 | 38.43 | 56.13 | 67.24 | 38.82 | 55.01 | 46.43 | 38.05 | 41 | 45.97 | 38.43 | 51.59 | 54.18 | 50.57 | 51.59 | 54.18 | 50.57 | 51.59 | 54.18 | 50.57 | 51.59 | 54.18 | 50.57 | 57.17 | 55.46 | 50.57 | 57.17 | 55.46 | 50.57 | 51.59 | 54.18 | 50.57 | 51.59 | 54.18 | 50.57 | 57.17 | 55.46 | 50.57 | 88.04 | 85 | 50.79 | 86.28 | 54.73 | 49.78 | 51.59 | 54.18 | 50.57
8004 | 40.71 | 45.68 | 36.74 | 40.71 | 45.68 | 38.14 | 41.42 | 45.68 | 38.14 | 41.42 | 45.68 | 38.14 | 41.42 | 48.23 | 38.14 | 41.42 | 48.23 | 38.14 | 40.71 | 45.68 | 38.14 | 40.71 | 45.68 | 38.14 | 41.42 | 48.23 | 38.14 | 54.59 | 67.24 | 38.53 | 53.5 | 46.14 | 37.76 | 40.71 | 45.68 | 36.74 | 51.3 | 53.89 | 50.28 | 51.3 | 53.89 | 50.28 | 51.3 | 53.89 | 50.28 | 51.3 | 53.89 | 50.28 | 56.88 | 54.71 | 50.28 | 56.88 | 54.71 | 50.28 | 51.3 | 53.89 | 50.28 | 51.3 | 53.89 | 50.28 | 56.88 | 54.71 | 50.28 | 80.7 | 85 | 50.78 | 79.09 | 54.43 | 49.77 | 51.3 | 53.89 | 50.28
8005 | 40.45 | 45.42 | 37.88 | 40.45 | 45.42 | 37.88 | 41.16 | 45.42 | 37.88 | 41.16 | 45.42 | 37.88 | 41.16 | 47.97 | 37.88 | 41.16 | 47.97 | 37.88 | 40.45 | 45.42 | 37.88 | 40.45 | 45.42 | 37.88 | 41.16 | 47.97 | 37.88 | 55.83 | 75.82 | 39.02 | 54.72 | 45.88 | 38.24 | 40.45 | 45.42 | 37.88 | 51.04 | 53.63 | 50.02 | 51.04 | 53.63 | 50.02 | 51.04 | 53.63 | 50.02 | 51.04 | 53.63 | 50.02 | 56.62 | 54.45 | 50.02 | 56.62 | 54.45 | 50.02 | 51.04 | 53.63 | 50.02 | 51.04 | 53.63 | 50.02 | 56.62 | 54.45 | 50.02 | 85 | 92.91 | 50.52 | 83.3 | 54.17 | 49.52 | 51.04 | 53.63 | 50.02
8006 | 40.37 | 45.34 | 37.81 | 40.37 | 45.34 | 37.81 | 41.08 | 45.34 | 39.02 | 41.08 | 45.34 | 39.02 | 41.08 | 47.89 | 39.23 | 41.08 | 47.89 | 39.23 | 40.37 | 45.34 | 37.81 | 40.37 | 45.34 | 37.81 | 41.08 | 47.89 | 39.23 | 56.21 | 81.26 | 80.28 | 56.21 | 65.9 | 39.41 | 40.37 | 45.34 | 37.81 | 50.96 | 53.55 | 49.94 | 50.96 | 53.55 | 49.94 | 50.96 | 53.55 | 49.94 | 50.96 | 53.55 | 49.94 | 56.54 | 54.83 | 50.96 | 56.54 | 54.83 | 50.96 | 50.96 | 53.55 | 49.94 | 50.96 | 53.55 | 49.94 | 56.54 | 54.83 | 50.96 | 88.04 | 103.5 | 51.47 | 88.04 | 95.67 | 50.44 | 50.96 | 53.55 | 49.94
8007 | 40.45 | 45.42 | 37.88 | 40.45 | 45.42 | 37.88 | 41.16 | 45.42 | 64.2 | 41.16 | 45.42 | 64.2 | 41.16 | 47.97 | 64.2 | 41.16 | 47.97 | 64.2 | 40.45 | 45.42 | 37.88 | 40.45 | 45.42 | 37.88 | 41.16 | 47.97 | 64.2 | 58.35 | 100.08 | 86.77 | 58.35 | 100.04 | 80.28 | 40.45 | 45.42 | 37.88 | 51.04 | 53.63 | 50.02 | 51.04 | 53.63 | 50.02 | 51.04 | 53.63 | 50.02 | 51.04 | 53.63 | 50.02 | 56.62 | 54.91 | 51.61 | 56.62 | 54.91 | 51.61 | 51.04 | 53.63 | 50.02 | 51.04 | 53.63 | 50.02 | 56.62 | 54.91 | 51.61 | 96.01 | 113.14 | 99 | 96.18 | 110.88 | 50.52 | 51.04 | 53.63 | 50.02
8008 | 40.76 | 45.72 | 38.19 | 40.76 | 45.72 | 38.19 | 41.46 | 45.73 | 81.91 | 41.46 | 45.73 | 81.91 | 41.46 | 48.36 | 81.91 | 41.46 | 48.36 | 81.91 | 40.76 | 45.72 | 38.19 | 40.76 | 45.72 | 38.19 | 41.46 | 48.36 | 81.91 | 63.73 | 102.12 | 103.95 | 64.37 | 100.08 | 82.73 | 40.76 | 45.72 | 38.19 | 51.35 | 53.93 | 50.32 | 51.35 | 53.93 | 50.32 | 51.35 | 53.93 | 50.32 | 51.35 | 53.93 | 50.32 | 56.93 | 90 | 51.61 | 56.93 | 90 | 51.61 | 51.35 | 53.93 | 50.32 | 51.35 | 53.93 | 50.32 | 56.93 | 90 | 51.61 | 105 | 117.61 | 104.49 | 105 | 115.26 | 102.4 | 51.35 | 53.93 | 50.32
8009 | 41.13 | 46.09 | 38.56 | 41.13 | 46.1 | 38.56 | 41.83 | 46.1 | 84.52 | 41.83 | 46.1 | 84.52 | 41.83 | 72.09 | 84.52 | 41.83 | 72.09 | 84.52 | 41.13 | 46.1 | 38.56 | 41.13 | 46.09 | 38.56 | 41.83 | 72.09 | 84.52 | 77.05 | 105.29 | 103.95 | 77.05 | 103.19 | 85.38 | 41.13 | 46.09 | 38.56 | 51.72 | 54.3 | 50.69 | 51.72 | 54.3 | 50.69 | 51.72 | 54.3 | 50.69 | 51.72 | 54.3 | 50.69 | 57.3 | 110 | 51.96 | 57.3 | 110 | 51.96 | 51.72 | 54.3 | 50.69 | 51.72 | 54.3 | 50.69 | 57.3 | 110 | 51.96 | 120 | 117.75 | 106.62 | 121.21 | 115.39 | 104.49 | 51.72 | 54.3 | 50.69
8010 | 40.59 | 45.56 | 38.02 | 40.59 | 45.56 | 38.02 | 41.3 | 45.56 | 83.98 | 41.3 | 45.56 | 83.98 | 41.3 | 90 | 83.98 | 41.3 | 90 | 83.98 | 40.59 | 45.56 | 38.02 | 40.59 | 45.56 | 38.02 | 41.3 | 90 | 83.98 | 77.83 | 105.29 | 106.06 | 77.05 | 104.23 | 103.94 | 40.59 | 45.56 | 38.02 | 51.18 | 53.77 | 50.15 | 51.18 | 53.77 | 50.15 | 51.18 | 53.77 | 50.15 | 51.18 | 53.77 | 50.15 | 56.76 | 115.37 | 108.9 | 56.76 | 115.37 | 108.9 | 51.18 | 53.77 | 50.15 | 51.18 | 53.77 | 50.15 | 56.76 | 115.37 | 108.9 | 123.39 | 120 | 110 | 124.64 | 117.6 | 106.7 | 51.18 | 53.77 | 50.15
8011 | 40.18 | 45.15 | 37.61 | 40.18 | 45.15 | 37.61 | 40.89 | 45.16 | 84.49 | 40.89 | 45.16 | 84.49 | 40.89 | 71.15 | 84.49 | 40.89 | 71.15 | 84.49 | 40.18 | 45.15 | 37.61 | 40.18 | 45.15 | 37.61 | 40.89 | 71.15 | 84.49 | 66.37 | 105.29 | 106.06 | 65.05 | 104.23 | 103.94 | 40.18 | 45.15 | 37.61 | 50.77 | 53.36 | 49.75 | 50.77 | 53.36 | 49.75 | 50.77 | 53.36 | 49.75 | 50.77 | 53.36 | 49.75 | 56.35 | 115.37 | 111.78 | 56.35 | 115.37 | 111.78 | 50.77 | 53.36 | 49.75 | 50.77 | 53.36 | 49.75 | 56.35 | 115.37 | 111.78 | 105.95 | 120 | 112.91 | 107.02 | 117.6 | 110.65 | 50.77 | 53.36 | 49.75
8012 | 39.92 | 44.88 | 37.35 | 39.92 | 44.89 | 37.35 | 40.63 | 44.89 | 83.31 | 40.63 | 44.89 | 83.31 | 40.63 | 47.46 | 83.31 | 40.63 | 47.46 | 83.31 | 39.92 | 44.89 | 37.35 | 39.92 | 44.89 | 37.35 | 40.63 | 47.46 | 83.31 | 61.64 | 102.12 | 106.06 | 60.41 | 101.1 | 103.94 | 39.92 | 44.88 | 37.35 | 50.51 | 53.1 | 49.48 | 50.51 | 53.1 | 49.48 | 50.51 | 53.1 | 49.48 | 50.51 | 53.1 | 49.48 | 56.09 | 110 | 111.78 | 56.09 | 110 | 111.78 | 50.51 | 53.1 | 49.48 | 50.51 | 53.1 | 49.48 | 56.09 | 110 | 111.78 | 97.96 | 117.61 | 112.91 | 96.98 | 115.26 | 113.4 | 50.51 | 53.1 | 49.48
8013 | 39.7 | 44.67 | 37.14 | 39.7 | 44.67 | 37.14 | 39.7 | 44.67 | 81.91 | 39.7 | 44.67 | 81.91 | 40.41 | 47.23 | 81.91 | 40.41 | 47.23 | 81.91 | 39.7 | 44.67 | 37.14 | 39.7 | 44.67 | 37.14 | 40.41 | 47.23 | 81.91 | 57.12 | 102.11 | 106.06 | 56.7 | 102.12 | 103.95 | 39.7 | 44.67 | 37.14 | 50.29 | 52.88 | 49.27 | 50.29 | 52.88 | 49.27 | 50.29 | 52.88 | 49.27 | 50.29 | 52.88 | 49.27 | 55.87 | 110 | 111.78 | 55.87 | 110 | 111.78 | 50.29 | 52.88 | 49.27 | 50.29 | 52.88 | 49.27 | 55.87 | 110 | 111.78 | 96.01 | 117.61 | 114.08 | 96.18 | 117.61 | 113.4 | 50.29 | 52.88 | 49.27
8014 | 39.51 | 44.48 | 36.94 | 39.51 | 44.48 | 36.94 | 39.51 | 44.48 | 39.85 | 39.51 | 44.48 | 39.85 | 40.22 | 47.03 | 39.85 | 40.22 | 47.03 | 39.85 | 39.51 | 44.48 | 36.94 | 39.51 | 44.48 | 36.94 | 40.22 | 47.03 | 39.85 | 56.22 | 100.77 | 106.06 | 56.21 | 101.79 | 103.95 | 39.51 | 44.48 | 36.94 | 50.1 | 52.69 | 49.08 | 50.1 | 52.69 | 49.08 | 50.1 | 52.69 | 49.08 | 50.1 | 52.69 | 49.08 | 55.68 | 84.84 | 110 | 55.68 | 84.84 | 110 | 50.1 | 52.69 | 49.08 | 50.1 | 52.69 | 49.08 | 55.68 | 84.84 | 110 | 85 | 120 | 114.08 | 85.86 | 117.61 | 114.08 | 50.1 | 52.69 | 49.08
8015 | 39.26 | 44.22 | 36.69 | 39.26 | 44.22 | 36.69 | 39.26 | 44.22 | 36.69 | 39.26 | 44.22 | 36.69 | 39.96 | 46.78 | 38.11 | 39.96 | 46.78 | 38.11 | 39.26 | 44.22 | 36.69 | 39.26 | 44.22 | 36.69 | 39.96 | 46.78 | 38.11 | 55.98 | 96.09 | 106.06 | 55.09 | 96.09 | 103.95 | 39.26 | 44.22 | 36.69 | 49.85 | 52.44 | 48.82 | 49.85 | 52.44 | 48.82 | 49.85 | 52.44 | 48.82 | 49.85 | 52.44 | 48.82 | 55.43 | 53.71 | 90 | 55.43 | 53.71 | 90 | 49.85 | 52.44 | 48.82 | 49.85 | 52.44 | 48.82 | 55.43 | 53.71 | 90 | 79.9 | 119.01 | 112.99 | 79.9 | 116.64 | 112.99 | 49.85 | 52.44 | 48.82
8016 | 39.25 | 44.21 | 36.68 | 39.25 | 44.21 | 36.68 | 39.25 | 44.21 | 36.68 | 39.25 | 44.21 | 36.68 | 39.95 | 46.76 | 38.1 | 39.95 | 46.76 | 38.1 | 39.25 | 44.21 | 36.68 | 39.25 | 44.21 | 36.68 | 39.95 | 46.76 | 38.1 | 55.14 | 80.82 | 106.06 | 54.04 | 81.52 | 103.95 | 39.25 | 44.21 | 36.68 | 49.83 | 52.42 | 48.81 | 49.83 | 52.42 | 48.81 | 49.83 | 52.42 | 48.81 | 49.83 | 52.42 | 48.81 | 55.41 | 53.7 | 78.8 | 55.41 | 53.7 | 78.8 | 49.83 | 52.42 | 48.81 | 49.83 | 52.42 | 48.81 | 55.41 | 53.7 | 78.8 | 78.31 | 115 | 111.81 | 78.31 | 115 | 111.81 | 49.83 | 52.42 | 48.81
8017 | 39.02 | 43.98 | 36.45 | 39.02 | 43.98 | 36.45 | 39.02 | 43.98 | 36.45 | 39.02 | 43.98 | 36.45 | 39.72 | 46.53 | 37.31 | 39.72 | 46.53 | 37.31 | 39.02 | 43.98 | 36.45 | 39.02 | 43.98 | 36.45 | 39.72 | 46.53 | 37.31 | 47.18 | 79.7 | 99.35 | 46.71 | 81.31 | 97.38 | 39.02 | 43.98 | 36.45 | 49.61 | 52.19 | 48.58 | 49.61 | 52.19 | 48.58 | 49.61 | 52.19 | 48.58 | 49.61 | 52.19 | 48.58 | 55.19 | 53.47 | 51.61 | 55.19 | 53.47 | 51.61 | 49.61 | 52.19 | 48.58 | 49.61 | 52.19 | 48.58 | 55.19 | 53.47 | 51.61 | 73.94 | 111.16 | 111.11 | 73.94 | 111.16 | 111.11 | 49.61 | 52.19 | 48.58
8018 | 38.88 | 43.85 | 36.31 | 38.88 | 43.85 | 36.31 | 38.88 | 43.85 | 36.31 | 38.88 | 43.85 | 36.31 | 39.59 | 46.39 | 37.31 | 39.59 | 46.39 | 37.31 | 38.88 | 43.85 | 36.31 | 38.88 | 43.85 | 36.31 | 39.59 | 46.39 | 37.31 | 45.61 | 78.42 | 87.88 | 44.7 | 80.01 | 86.13 | 38.88 | 43.85 | 36.31 | 49.47 | 52.06 | 48.45 | 49.47 | 52.06 | 48.45 | 49.47 | 52.06 | 48.45 | 49.47 | 52.06 | 48.45 | 55.05 | 52.88 | 51.61 | 55.05 | 52.88 | 51.61 | 49.47 | 52.06 | 48.45 | 49.47 | 52.06 | 48.45 | 55.05 | 52.88 | 51.61 | 68.61 | 111.16 | 111.11 | 68.61 | 111.15 | 108.89 | 49.47 | 52.06 | 48.45
8019 | 38.81 | 43.78 | 36.24 | 38.81 | 43.78 | 36.24 | 38.81 | 43.78 | 36.24 | 38.81 | 43.78 | 36.24 | 39.52 | 46.33 | 36.24 | 39.52 | 46.33 | 36.24 | 38.81 | 43.78 | 36.24 | 38.81 | 43.78 | 36.24 | 39.52 | 46.33 | 36.24 | 45.16 | 77.52 | 84.46 | 44.7 | 78.31 | 82.78 | 38.81 | 43.78 | 36.24 | 49.4 | 51.99 | 48.38 | 49.4 | 51.99 | 48.38 | 49.4 | 51.99 | 48.38 | 49.4 | 51.99 | 48.38 | 54.98 | 52.81 | 51.55 | 54.98 | 52.81 | 51.55 | 49.4 | 51.99 | 51.55 | 49.4 | 51.99 | 48.38 | 54.98 | 52.81 | 51.55 | 68.61 | 108.21 | 111.11 | 68.61 | 106.05 | 108.89 | 49.4 | 51.99 | 48.38
8020 | 38.85 | 43.81 | 36.28 | 38.85 | 43.81 | 36.28 | 38.85 | 43.81 | 36.28 | 38.85 | 43.81 | 36.28 | 39.55 | 46.36 | 36.28 | 39.55 | 46.36 | 36.28 | 38.85 | 43.81 | 36.28 | 38.85 | 43.81 | 36.28 | 39.55 | 46.36 | 36.28 | 44.7 | 76.97 | 84.46 | 44.7 | 76.97 | 82.78 | 38.85 | 43.81 | 36.28 | 49.44 | 52.03 | 48.41 | 49.44 | 52.03 | 48.41 | 49.44 | 52.03 | 48.41 | 49.44 | 52.03 | 48.41 | 55.02 | 52.4 | 51.59 | 55.02 | 52.4 | 51.59 | 49.44 | 52.03 | 51.59 | 49.44 | 52.03 | 48.41 | 55.02 | 52.4 | 51.59 | 68.61 | 103.29 | 108.9 | 68.61 | 101.22 | 104.49 | 49.44 | 52.03 | 48.41
8021 | 39.06 | 44.03 | 36.49 | 39.06 | 44.03 | 36.49 | 39.06 | 44.03 | 36.49 | 39.06 | 44.03 | 36.49 | 39.77 | 46.57 | 36.49 | 39.77 | 46.57 | 36.49 | 39.06 | 44.03 | 36.49 | 39.06 | 44.03 | 36.49 | 39.77 | 46.57 | 36.49 | 44.7 | 76.97 | 84.46 | 44.7 | 76.97 | 82.78 | 39.06 | 44.03 | 36.49 | 49.65 | 52.24 | 48.63 | 49.65 | 52.24 | 48.63 | 49.65 | 52.24 | 48.63 | 49.65 | 52.24 | 48.63 | 55.23 | 52.4 | 51.61 | 55.23 | 52.4 | 51.61 | 49.65 | 52.24 | 51.61 | 49.65 | 52.24 | 48.63 | 55.23 | 52.4 | 51.61 | 68.61 | 103.29 | 108.9 | 69.31 | 101.22 | 104.49 | 49.65 | 52.24 | 48.63
8022 | 39.21 | 44.18 | 36.65 | 39.21 | 44.18 | 36.65 | 39.21 | 44.18 | 36.65 | 39.21 | 44.18 | 36.65 | 39.92 | 46.73 | 37.31 | 39.92 | 46.73 | 37.31 | 39.21 | 44.18 | 36.65 | 39.21 | 44.18 | 36.65 | 39.92 | 46.73 | 37.31 | 44.7 | 78.93 | 84.46 | 45.16 | 78.93 | 82.78 | 39.21 | 44.18 | 36.65 | 49.8 | 52.39 | 48.78 | 49.8 | 52.39 | 48.78 | 49.8 | 52.39 | 48.78 | 49.8 | 52.39 | 48.78 | 55.38 | 53.67 | 51.61 | 55.38 | 53.67 | 51.61 | 49.8 | 52.39 | 51.61 | 49.8 | 52.39 | 48.78 | 55.38 | 53.67 | 51.61 | 68.61 | 107.13 | 108.9 | 69.31 | 104.99 | 88.82 | 49.8 | 52.39 | 48.78
8023 | 39.44 | 44.41 | 36.87 | 39.44 | 44.41 | 38.3 | 39.44 | 44.41 | 38.3 | 39.44 | 44.41 | 38.3 | 40.15 | 46.96 | 38.3 | 40.15 | 46.96 | 38.3 | 39.44 | 44.41 | 38.3 | 39.44 | 44.41 | 36.87 | 40.15 | 46.96 | 38.3 | 55.09 | 86.43 | 99.37 | 55.64 | 85.57 | 97.38 | 39.44 | 44.41 | 36.87 | 50.03 | 53.82 | 49.01 | 50.03 | 53.82 | 49.01 | 50.03 | 53.82 | 49.01 | 50.03 | 53.82 | 49.01 | 55.61 | 53.9 | 79 | 55.61 | 53.9 | 79 | 50.03 | 53.82 | 51.61 | 50.03 | 53.82 | 49.01 | 55.61 | 53.9 | 79 | 79.91 | 116.64 | 111.11 | 80.71 | 114.31 | 104.49 | 50.03 | 53.82 | 49.01
8024 | 39.51 | 44.48 | 36.94 | 39.51 | 47.33 | 38.75 | 40.21 | 47.33 | 39.01 | 40.21 | 47.33 | 39.01 | 40.21 | 47.33 | 39.01 | 40.21 | 47.33 | 39.01 | 39.51 | 47.33 | 38.75 | 39.51 | 44.48 | 36.94 | 40.21 | 47.33 | 39.01 | 56.13 | 90.56 | 99.37 | 56.7 | 91.47 | 97.38 | 39.51 | 44.48 | 36.94 | 50.1 | 74.71 | 50.92 | 50.1 | 74.71 | 50.92 | 50.1 | 74.71 | 50.92 | 50.1 | 74.71 | 50.92 | 55.68 | 74.71 | 90 | 55.68 | 74.71 | 90 | 50.1 | 74.71 | 51.61 | 50.1 | 74.71 | 50.92 | 55.68 | 74.71 | 90 | 85 | 116.64 | 111.11 | 86.73 | 114.31 | 104.49 | 50.1 | 74.71 | 50.92
8025 | 39.71 | 49.75 | 39.85 | 39.71 | 58.13 | 39.85 | 40.41 | 58.13 | 55.4 | 40.41 | 58.13 | 55.4 | 40.41 | 58.13 | 55.4 | 40.41 | 58.13 | 55.4 | 39.71 | 58.13 | 39.85 | 39.71 | 49.74 | 39.85 | 40.41 | 58.13 | 55.4 | 56.13 | 81.52 | 83.62 | 56.7 | 79.91 | 81.95 | 39.71 | 49.75 | 39.85 | 50.3 | 74.91 | 51.3 | 50.3 | 74.91 | 51.3 | 50.3 | 74.91 | 51.3 | 50.3 | 74.91 | 51.3 | 55.88 | 90 | 107.78 | 55.88 | 90 | 107.78 | 50.3 | 74.91 | 51.61 | 50.3 | 74.91 | 51.3 | 55.88 | 90 | 107.78 | 85 | 111.16 | 111.11 | 85.86 | 108.94 | 75.98 | 50.3 | 74.91 | 51.3
8026 | 39.88 | 59.51 | 54.56 | 39.88 | 59.51 | 62.75 | 40.59 | 59.51 | 62.75 | 40.59 | 59.51 | 62.75 | 40.59 | 59.51 | 62.75 | 40.59 | 59.51 | 62.75 | 39.88 | 59.51 | 62.75 | 39.88 | 59.51 | 54.56 | 40.59 | 59.51 | 62.75 | 55.7 | 76.59 | 79.55 | 54.59 | 75.06 | 77.96 | 39.88 | 59.51 | 54.56 | 50.47 | 75.08 | 51.3 | 50.47 | 75.08 | 51.3 | 56.05 | 75.08 | 51.3 | 56.05 | 75.08 | 51.3 | 56.05 | 92.18 | 101.85 | 56.05 | 92.18 | 101.85 | 50.47 | 75.08 | 51.61 | 50.47 | 75.08 | 51.3 | 56.05 | 92.18 | 101.85 | 79.1 | 95.03 | 104.49 | 79.9 | 93.13 | 75.98 | 56.05 | 75.08 | 51.3
8027 | 39.88 | 44.85 | 39.02 | 39.88 | 59.51 | 62.75 | 40.59 | 59.51 | 62.75 | 40.59 | 59.51 | 62.75 | 40.59 | 59.51 | 62.75 | 40.59 | 59.51 | 62.75 | 39.88 | 59.51 | 62.75 | 39.88 | 44.85 | 39.02 | 40.59 | 59.51 | 62.75 | 49.66 | 75.57 | 75 | 48.67 | 74.06 | 73.5 | 39.88 | 44.85 | 39.02 | 50.47 | 75.08 | 51.3 | 50.47 | 75.08 | 51.3 | 50.47 | 75.08 | 51.3 | 50.47 | 75.08 | 51.3 | 56.05 | 85.37 | 79.43 | 56.05 | 85.37 | 79.43 | 50.47 | 75.08 | 51.61 | 50.47 | 75.08 | 51.3 | 56.05 | 85.37 | 79.43 | 68.61 | 87.13 | 96.97 | 68.61 | 84.53 | 75.98 | 50.47 | 75.08 | 51.3
8028 | 39.78 | 44.75 | 39.02 | 39.78 | 59.41 | 39.02 | 40.49 | 59.41 | 63.53 | 40.49 | 59.41 | 63.53 | 40.49 | 59.41 | 63.53 | 40.49 | 59.41 | 63.53 | 39.78 | 59.41 | 39.02 | 39.78 | 44.75 | 39.02 | 40.49 | 59.41 | 63.53 | 45.61 | 69.29 | 73.51 | 44.7 | 67.91 | 72.04 | 39.78 | 44.75 | 39.02 | 50.37 | 74.98 | 51.61 | 50.37 | 74.98 | 51.61 | 55.95 | 74.98 | 51.61 | 55.95 | 74.98 | 51.61 | 55.95 | 85.1 | 51.61 | 55.95 | 85.1 | 51.61 | 50.37 | 74.98 | 51.61 | 50.37 | 74.98 | 51.61 | 55.95 | 85.1 | 51.61 | 68.61 | 87.13 | 96.97 | 68.61 | 84.53 | 75.98 | 50.37 | 74.98 | 51.61
8029 | 39.69 | 59.32 | 39.85 | 39.69 | 59.32 | 39.85 | 40.4 | 59.32 | 68.77 | 40.4 | 59.32 | 68.77 | 40.4 | 59.32 | 68.77 | 40.4 | 59.32 | 68.77 | 39.69 | 59.32 | 39.85 | 39.69 | 59.32 | 39.85 | 40.4 | 59.32 | 68.77 | 48.41 | 75.57 | 73.51 | 47.44 | 74.06 | 72.04 | 39.69 | 59.32 | 39.85 | 50.28 | 78.62 | 51.61 | 50.28 | 78.62 | 51.61 | 55.86 | 78.62 | 51.61 | 55.86 | 78.62 | 51.61 | 55.86 | 78.62 | 51.61 | 55.86 | 78.62 | 51.61 | 50.28 | 78.62 | 51.61 | 50.28 | 78.62 | 51.61 | 55.86 | 78.62 | 51.61 | 72.39 | 87.13 | 96.97 | 71.67 | 84.53 | 75.98 | 54.75 | 78.62 | 51.61
8030 | 39.73 | 59.36 | 54.41 | 39.73 | 60.62 | 54.41 | 40.43 | 60.63 | 76.66 | 40.43 | 60.63 | 76.66 | 40.43 | 60.63 | 76.66 | 40.43 | 60.63 | 76.66 | 39.73 | 60.62 | 54.41 | 39.73 | 59.36 | 54.41 | 40.43 | 60.63 | 76.66 | 44.7 | 75.56 | 78.24 | 44.7 | 74.06 | 78.24 | 39.73 | 59.36 | 54.41 | 50.31 | 85.05 | 65.34 | 50.31 | 85.05 | 65.34 | 55.89 | 85.05 | 65.34 | 55.89 | 85.05 | 65.34 | 55.89 | 85.05 | 65.34 | 55.89 | 85.05 | 65.34 | 50.31 | 85.05 | 51.61 | 50.31 | 85.05 | 51.61 | 55.89 | 85.05 | 65.34 | 68.61 | 88.21 | 104.49 | 68.61 | 86.44 | 102.4 | 55.89 | 85.05 | 65.34
8031 | 39.94 | 65.31 | 70.53 | 39.94 | 65.31 | 70.53 | 45.72 | 67.44 | 83.83 | 45.72 | 67.44 | 83.83 | 45.72 | 67.44 | 83.83 | 45.72 | 67.44 | 83.83 | 39.94 | 65.31 | 70.53 | 39.94 | 65.31 | 70.53 | 40.65 | 67.44 | 83.83 | 56.13 | 79.9 | 85.56 | 56.13 | 80.71 | 84.68 | 45.72 | 65.31 | 70.53 | 50.53 | 97.89 | 82.45 | 50.53 | 97.89 | 82.45 | 68.9 | 97.89 | 82.45 | 68.9 | 97.89 | 82.45 | 68.9 | 97.89 | 82.45 | 68.9 | 97.89 | 82.45 | 50.53 | 97.89 | 51.61 | 50.53 | 97.89 | 51.61 | 56.11 | 97.89 | 82.45 | 80.02 | 113.4 | 107.78 | 80.83 | 111.15 | 105.62 | 68.9 | 97.89 | 82.45
8032 | 40.35 | 78.18 | 77.11 | 40.35 | 78.18 | 77.11 | 53.66 | 84.77 | 101.85 | 53.66 | 84.77 | 101.85 | 53.66 | 84.77 | 101.85 | 53.66 | 84.77 | 101.85 | 40.35 | 49.75 | 43.81 | 40.35 | 49.75 | 43.81 | 41.05 | 84.77 | 101.85 | 57.27 | 100.77 | 106.06 | 57.85 | 102.12 | 103.95 | 52.59 | 78.18 | 77.11 | 50.93 | 98.21 | 107.67 | 50.93 | 98.21 | 107.67 | 73.76 | 110.66 | 107.67 | 73.76 | 110.66 | 107.67 | 73.76 | 110.66 | 107.67 | 73.76 | 110.66 | 107.67 | 50.93 | 53.52 | 51.61 | 50.93 | 53.52 | 51.61 | 68.57 | 110.66 | 107.67 | 92.72 | 117.61 | 114.08 | 94.6 | 117.61 | 111.8 | 73.76 | 98.21 | 107.67
8033 | 40.7 | 90 | 77.11 | 40.7 | 90 | 77.11 | 57.88 | 97.59 | 101.85 | 57.88 | 97.59 | 101.85 | 57.88 | 97.59 | 101.85 | 57.88 | 97.59 | 101.85 | 40.7 | 45.67 | 38.13 | 40.7 | 45.67 | 38.13 | 41.41 | 97.59 | 101.85 | 61.64 | 102.13 | 106.06 | 61.02 | 102.13 | 103.95 | 56.16 | 90 | 77.11 | 51.29 | 104.28 | 107.67 | 51.29 | 104.28 | 111.78 | 73.76 | 115.37 | 111.78 | 73.76 | 115.37 | 111.78 | 73.76 | 115.37 | 111.78 | 73.76 | 115.37 | 111.78 | 51.29 | 53.88 | 51.61 | 51.29 | 53.88 | 51.61 | 68.93 | 115.37 | 111.78 | 95.24 | 118.54 | 114.08 | 97.17 | 117.75 | 112.91 | 73.76 | 104.28 | 107.67
8034 | 40.47 | 78.18 | 77.11 | 40.47 | 78.18 | 77.11 | 57.88 | 98.07 | 101.85 | 57.88 | 98.07 | 101.85 | 57.88 | 98.07 | 101.85 | 57.88 | 98.07 | 101.85 | 40.47 | 45.44 | 37.9 | 40.47 | 45.44 | 37.9 | 41.18 | 98.07 | 101.85 | 61.64 | 102.13 | 106.06 | 61.02 | 102.13 | 103.95 | 56.16 | 78.18 | 77.11 | 51.06 | 104.15 | 107.67 | 51.06 | 104.15 | 111.78 | 73.76 | 115.37 | 111.78 | 73.76 | 115.37 | 111.78 | 73.76 | 115.37 | 111.78 | 73.76 | 115.37 | 111.78 | 51.06 | 53.65 | 50.04 | 51.06 | 53.65 | 50.04 | 56.64 | 115.37 | 111.78 | 95.24 | 118.54 | 114.08 | 97.17 | 117.75 | 114.08 | 73.76 | 104.15 | 107.67
8035 | 40 | 67.15 | 74.8 | 40 | 67.15 | 74.8 | 52.27 | 98.06 | 102.88 | 52.27 | 98.06 | 102.88 | 52.27 | 98.06 | 102.88 | 52.27 | 98.06 | 102.88 | 40 | 44.97 | 37.44 | 40 | 44.97 | 37.44 | 40.71 | 98.06 | 102.88 | 57.27 | 102.12 | 106.06 | 57.85 | 102.12 | 103.95 | 45.72 | 67.15 | 74.8 | 50.59 | 98.21 | 107.67 | 50.59 | 98.21 | 107.67 | 73.76 | 115.37 | 111.78 | 73.76 | 115.37 | 111.78 | 73.76 | 115.37 | 111.78 | 73.76 | 115.37 | 111.78 | 50.59 | 53.18 | 49.57 | 50.59 | 53.18 | 49.57 | 56.17 | 115.37 | 111.78 | 92.72 | 118.54 | 114.08 | 94.6 | 117.75 | 114.08 | 73.76 | 98.21 | 107.67
8036 | 39.7 | 65.31 | 72.4 | 39.7 | 65.31 | 72.4 | 45.47 | 70.82 | 101.85 | 45.47 | 70.82 | 101.85 | 45.47 | 70.82 | 101.85 | 45.47 | 70.82 | 101.85 | 39.7 | 44.67 | 37.13 | 39.7 | 44.67 | 37.13 | 40.41 | 70.82 | 101.85 | 56.21 | 102.12 | 106.06 | 56.21 | 102.12 | 103.95 | 45.47 | 65.31 | 72.4 | 50.29 | 98.21 | 107.67 | 50.29 | 98.21 | 107.67 | 71.77 | 115.37 | 111.78 | 71.77 | 115.37 | 111.78 | 71.77 | 115.37 | 111.78 | 71.77 | 115.37 | 111.78 | 50.29 | 52.88 | 49.27 | 50.29 | 52.88 | 49.27 | 55.87 | 115.37 | 111.78 | 88.04 | 118.54 | 114.08 | 89.83 | 117.75 | 114.08 | 71.77 | 98.21 | 107.67
8037 | 39.62 | 59.25 | 54.3 | 39.62 | 59.25 | 54.3 | 40.33 | 63.1 | 101.85 | 40.33 | 63.1 | 101.85 | 40.33 | 63.1 | 101.85 | 40.33 | 63.1 | 101.85 | 39.62 | 44.59 | 37.05 | 39.62 | 44.59 | 37.05 | 40.33 | 63.1 | 101.85 | 55.64 | 100.77 | 106.06 | 55.64 | 102.12 | 103.95 | 40.33 | 59.25 | 54.3 | 50.21 | 88.59 | 65.46 | 50.21 | 88.59 | 65.46 | 57.25 | 95.67 | 111.78 | 57.25 | 95.67 | 111.78 | 57.25 | 95.67 | 111.78 | 57.25 | 95.67 | 111.78 | 50.21 | 52.8 | 49.18 | 50.21 | 52.8 | 49.18 | 55.79 | 95.67 | 111.78 | 82.39 | 117.61 | 114.08 | 84.07 | 117.61 | 114.08 | 57.25 | 88.59 | 65.46
8038 | 39.47 | 54.35 | 38.71 | 39.47 | 54.35 | 38.71 | 40.17 | 57.18 | 101.85 | 40.17 | 57.18 | 101.85 | 40.17 | 57.18 | 101.85 | 40.17 | 57.18 | 101.85 | 39.47 | 44.43 | 36.9 | 39.47 | 44.43 | 36.9 | 40.17 | 57.18 | 101.85 | 55.14 | 100.08 | 106.06 | 55.14 | 102.12 | 103.95 | 40.04 | 54.35 | 54.3 | 50.05 | 77.06 | 53.25 | 50.05 | 77.06 | 53.25 | 55.63 | 84.79 | 111.78 | 55.63 | 84.79 | 111.78 | 55.63 | 84.79 | 111.78 | 55.63 | 84.79 | 111.78 | 50.05 | 52.64 | 49.03 | 50.05 | 52.64 | 49.03 | 55.63 | 84.79 | 111.78 | 80.02 | 117.61 | 114.08 | 80.83 | 117.61 | 112.91 | 55.63 | 77.06 | 64.79
8039 | 39.23 | 44.2 | 36.66 | 39.23 | 44.2 | 36.66 | 39.94 | 46.76 | 101.85 | 39.94 | 46.76 | 101.85 | 39.94 | 46.76 | 101.85 | 39.94 | 46.76 | 101.85 | 39.23 | 44.2 | 36.66 | 39.23 | 44.2 | 36.66 | 39.94 | 46.76 | 101.85 | 51.88 | 80.01 | 103.95 | 51.88 | 80.82 | 102.88 | 39.23 | 44.2 | 54.3 | 49.82 | 72.85 | 51.3 | 49.82 | 72.85 | 51.3 | 49.82 | 74.33 | 107.67 | 49.82 | 74.33 | 107.67 | 55.4 | 74.33 | 107.67 | 55.4 | 74.33 | 107.67 | 49.82 | 52.41 | 48.8 | 49.82 | 52.41 | 48.8 | 55.4 | 74.33 | 107.67 | 75.36 | 115.47 | 114.08 | 75.36 | 113.16 | 110.67 | 49.82 | 72.85 | 64.79
8040 | 39.06 | 44.02 | 36.49 | 39.06 | 44.02 | 36.49 | 39.17 | 46.57 | 85.9 | 39.17 | 46.57 | 85.9 | 39.76 | 46.57 | 85.9 | 39.76 | 46.57 | 85.9 | 39.06 | 44.02 | 36.49 | 39.06 | 44.02 | 36.49 | 39.76 | 46.57 | 85.9 | 50.95 | 79.1 | 87.67 | 50.95 | 79.1 | 86.77 | 39.06 | 44.02 | 54.3 | 49.65 | 53.82 | 50.47 | 49.65 | 53.82 | 50.47 | 49.65 | 56.08 | 87.63 | 49.65 | 56.08 | 87.63 | 55.23 | 56.08 | 87.63 | 55.23 | 56.08 | 87.63 | 49.65 | 52.23 | 48.62 | 49.65 | 52.23 | 48.62 | 55.23 | 56.08 | 87.63 | 73.34 | 114.31 | 111.11 | 73.34 | 112.02 | 104.49 | 49.65 | 53.82 | 87.63
8041 | 38.77 | 43.73 | 36.2 | 38.77 | 43.73 | 36.2 | 38.78 | 46.28 | 84.34 | 38.78 | 46.28 | 84.34 | 39.47 | 46.28 | 84.34 | 39.47 | 46.28 | 84.34 | 38.77 | 43.73 | 36.2 | 38.77 | 43.73 | 36.2 | 39.47 | 46.28 | 84.34 | 44.7 | 76.86 | 86.08 | 44.7 | 76.86 | 85.19 | 38.77 | 43.73 | 54.3 | 49.36 | 51.94 | 48.33 | 49.36 | 51.94 | 48.33 | 49.36 | 53.22 | 82.45 | 49.36 | 53.22 | 82.45 | 54.93 | 53.22 | 82.45 | 54.93 | 53.22 | 82.45 | 49.36 | 51.94 | 48.33 | 49.36 | 51.94 | 48.33 | 54.93 | 53.22 | 82.45 | 68.78 | 110 | 110 | 68.78 | 99.33 | 96.91 | 49.36 | 51.94 | 80.83
8042 | 38.51 | 43.48 | 35.94 | 38.51 | 43.48 | 35.94 | 38.51 | 43.48 | 81.91 | 38.51 | 43.48 | 81.91 | 39.22 | 46.02 | 81.91 | 39.22 | 46.02 | 81.91 | 38.51 | 43.48 | 35.94 | 38.51 | 43.48 | 35.94 | 39.22 | 46.02 | 81.91 | 44.7 | 69.63 | 83.63 | 44.7 | 69.63 | 82.73 | 38.51 | 43.48 | 54.3 | 49.1 | 51.69 | 48.08 | 49.1 | 51.69 | 48.08 | 49.1 | 52.51 | 64.79 | 49.1 | 52.72 | 64.79 | 54.68 | 52.51 | 64.79 | 54.68 | 52.51 | 64.79 | 49.1 | 51.69 | 48.08 | 49.1 | 51.69 | 48.08 | 54.68 | 52.51 | 64.79 | 65.67 | 105.68 | 109.97 | 65.67 | 87.63 | 87.63 | 49.1 | 52.51 | 64.79
8043 | 38.39 | 43.35 | 35.82 | 38.39 | 43.35 | 35.82 | 38.39 | 43.35 | 80.3 | 38.39 | 43.35 | 80.3 | 39.09 | 45.9 | 80.3 | 39.09 | 45.9 | 80.3 | 38.39 | 43.35 | 35.82 | 38.39 | 43.35 | 35.82 | 39.09 | 45.9 | 80.3 | 44.7 | 67.44 | 83.63 | 44.7 | 66.09 | 81.11 | 38.39 | 43.35 | 54.3 | 48.98 | 51.57 | 47.95 | 48.98 | 51.57 | 47.95 | 48.98 | 51.67 | 52.88 | 48.98 | 51.67 | 52.88 | 54.56 | 51.67 | 52.88 | 54.56 | 51.67 | 52.88 | 48.98 | 51.57 | 47.95 | 48.98 | 51.57 | 47.95 | 54.56 | 51.67 | 52.88 | 65.67 | 102.88 | 109.97 | 65.67 | 87.63 | 87.63 | 48.98 | 51.67 | 64.79
8044 | 38.44 | 43.4 | 35.87 | 38.44 | 43.4 | 35.87 | 38.44 | 43.4 | 58.88 | 38.44 | 43.4 | 58.88 | 39.14 | 45.95 | 58.88 | 39.14 | 45.95 | 58.88 | 38.44 | 43.4 | 35.87 | 38.44 | 43.4 | 35.87 | 39.14 | 45.95 | 58.88 | 44.7 | 67.44 | 82.78 | 44.7 | 66.09 | 80.28 | 38.44 | 43.4 | 54.3 | 49.03 | 51.61 | 48 | 49.03 | 51.61 | 48 | 49.03 | 51.62 | 49.76 | 49.03 | 51.62 | 49.76 | 54.61 | 51.72 | 49.76 | 54.61 | 51.72 | 49.76 | 49.03 | 51.61 | 48 | 49.03 | 51.61 | 48 | 54.61 | 51.72 | 49.76 | 64.18 | 91.65 | 105.6 | 64.18 | 87.63 | 87.63 | 49.03 | 51.62 | 64.79
8045 | 38.54 | 43.5 | 35.97 | 38.54 | 43.5 | 35.97 | 38.54 | 43.5 | 55.4 | 38.54 | 43.5 | 55.4 | 39.24 | 46.05 | 55.4 | 39.24 | 46.05 | 55.4 | 38.54 | 43.5 | 35.97 | 38.54 | 43.5 | 35.97 | 39.24 | 46.05 | 55.4 | 44.7 | 67.44 | 82.78 | 44.7 | 66.09 | 80.28 | 38.54 | 43.5 | 50 | 49.13 | 51.72 | 48.1 | 49.13 | 51.72 | 48.1 | 49.13 | 51.72 | 49.76 | 49.13 | 51.72 | 49.76 | 54.71 | 51.82 | 49.76 | 54.71 | 51.82 | 49.76 | 49.13 | 51.72 | 48.1 | 49.13 | 51.72 | 48.1 | 54.71 | 51.82 | 49.76 | 64.18 | 100.83 | 105.08 | 64.18 | 87.63 | 82.45 | 49.13 | 51.72 | 53.17
8046 | 38.64 | 43.6 | 36.07 | 38.64 | 43.6 | 36.07 | 38.64 | 43.61 | 79.47 | 38.64 | 43.61 | 79.47 | 39.35 | 46.15 | 79.47 | 39.35 | 46.15 | 79.47 | 38.64 | 43.6 | 36.07 | 38.64 | 43.6 | 36.07 | 39.35 | 46.15 | 79.47 | 44.7 | 67.44 | 83.62 | 44.7 | 67.44 | 80.28 | 38.64 | 43.6 | 41.5 | 49.23 | 51.82 | 48.2 | 49.23 | 51.82 | 48.2 | 49.23 | 51.82 | 51.3 | 49.23 | 51.82 | 51.3 | 54.81 | 51.92 | 51.3 | 54.81 | 51.92 | 51.3 | 49.23 | 51.82 | 48.2 | 49.23 | 51.82 | 48.2 | 54.81 | 51.92 | 51.3 | 65.48 | 101.85 | 109.97 | 65.48 | 87.63 | 87.63 | 49.23 | 51.82 | 51.3
8047 | 38.79 | 43.75 | 36.22 | 38.79 | 43.75 | 36.22 | 39.49 | 43.75 | 80.66 | 39.49 | 43.75 | 80.66 | 39.49 | 46.3 | 80.66 | 39.49 | 46.3 | 80.66 | 38.79 | 43.75 | 36.22 | 38.79 | 43.75 | 36.22 | 39.49 | 46.3 | 80.66 | 44.7 | 71.67 | 85.62 | 44.7 | 71.67 | 83.06 | 39.49 | 43.75 | 36.53 | 49.37 | 51.96 | 48.35 | 49.37 | 51.96 | 48.35 | 54.95 | 51.96 | 51.3 | 54.95 | 51.96 | 51.3 | 54.95 | 52.07 | 51.3 | 54.95 | 52.07 | 51.3 | 49.37 | 51.96 | 48.35 | 49.37 | 51.96 | 48.35 | 54.95 | 52.07 | 51.3 | 65.93 | 107.83 | 111.11 | 65.93 | 105.67 | 87.63 | 54.95 | 51.96 | 51.3
8048 | 39.02 | 43.98 | 36.45 | 39.02 | 43.98 | 36.45 | 39.02 | 43.98 | 81.91 | 39.02 | 43.98 | 81.91 | 39.72 | 46.53 | 81.91 | 39.72 | 46.53 | 81.91 | 39.02 | 43.98 | 36.45 | 39.02 | 43.98 | 36.45 | 39.72 | 46.53 | 81.91 | 46.08 | 79.1 | 86.08 | 46.08 | 79.1 | 84.35 | 39.02 | 43.98 | 36.45 | 49.6 | 52.19 | 48.58 | 49.6 | 52.19 | 48.58 | 49.6 | 52.19 | 51.3 | 49.6 | 52.19 | 51.3 | 55.18 | 52.4 | 51.3 | 55.18 | 52.4 | 51.3 | 49.6 | 52.19 | 48.58 | 49.6 | 52.19 | 48.58 | 55.18 | 52.4 | 51.3 | 77.06 | 107.83 | 111.11 | 77.84 | 105.67 | 75.98 | 49.6 | 52.19 | 48.58
8049 | 39.23 | 44.2 | 36.66 | 39.23 | 44.2 | 36.66 | 39.94 | 44.2 | 79.47 | 39.94 | 44.2 | 79.47 | 39.94 | 46.75 | 79.47 | 39.94 | 46.75 | 79.47 | 39.23 | 44.2 | 36.66 | 39.23 | 44.2 | 36.66 | 39.94 | 46.75 | 79.47 | 50 | 67.44 | 81.96 | 50 | 67.44 | 80.28 | 39.23 | 44.2 | 36.66 | 49.82 | 52.41 | 48.79 | 49.82 | 52.41 | 48.79 | 49.82 | 52.41 | 51.61 | 49.82 | 52.41 | 51.61 | 55.4 | 53.68 | 51.61 | 55.4 | 53.68 | 51.61 | 49.82 | 52.41 | 48.79 | 49.82 | 52.41 | 48.79 | 55.4 | 53.68 | 51.61 | 77.06 | 103.95 | 111.11 | 77.84 | 100.84 | 75.98 | 49.82 | 52.41 | 48.79
8050 | 39.47 | 44.44 | 36.9 | 39.47 | 44.44 | 36.9 | 40.18 | 44.44 | 67.36 | 40.18 | 44.44 | 67.36 | 40.18 | 46.99 | 67.36 | 40.18 | 46.99 | 67.36 | 39.47 | 44.44 | 36.9 | 39.47 | 44.44 | 36.9 | 40.18 | 46.99 | 67.36 | 44.7 | 66.09 | 73.72 | 44.7 | 64.77 | 72.24 | 39.47 | 44.44 | 36.9 | 50.06 | 52.65 | 49.04 | 50.06 | 52.65 | 49.04 | 50.06 | 52.65 | 49.04 | 50.06 | 52.65 | 49.04 | 55.64 | 53.93 | 51.61 | 55.64 | 53.93 | 51.61 | 50.06 | 52.65 | 49.04 | 50.06 | 52.65 | 49.04 | 55.64 | 53.93 | 51.61 | 65.67 | 87.13 | 101.67 | 65.67 | 79 | 71.49 | 50.06 | 52.65 | 49.04
8051 | 39.63 | 44.6 | 28.21 | 39.63 | 44.6 | 37.06 | 40.34 | 44.6 | 63.38 | 40.34 | 44.6 | 63.38 | 40.34 | 47.15 | 63.38 | 40.34 | 47.15 | 63.38 | 39.63 | 44.6 | 37.06 | 39.63 | 44.6 | 37.06 | 40.34 | 47.15 | 63.38 | 44.7 | 63.37 | 65.34 | 44.7 | 62.11 | 64.02 | 39.63 | 44.6 | 28.21 | 50.22 | 52.81 | 49.19 | 50.22 | 52.81 | 49.19 | 50.22 | 52.81 | 49.19 | 50.22 | 52.81 | 49.19 | 55.8 | 54.08 | 51.61 | 55.8 | 54.08 | 51.61 | 50.22 | 52.81 | 49.19 | 50.22 | 52.81 | 49.19 | 55.8 | 54.08 | 51.61 | 65.48 | 80.67 | 83.33 | 65.48 | 73.66 | 49.78 | 50.22 | 52.81 | 49.19
8052 | 39.52 | 44.49 | 28.21 | 39.52 | 44.49 | 28.21 | 40.23 | 44.49 | 62.12 | 40.23 | 44.49 | 62.12 | 40.23 | 47.04 | 62.12 | 40.23 | 47.04 | 62.12 | 39.52 | 44.49 | 36.95 | 39.52 | 44.49 | 36.95 | 40.23 | 47.04 | 62.12 | 44.7 | 63.37 | 65.34 | 44.7 | 58.96 | 62.74 | 39.52 | 44.49 | 28.21 | 50.11 | 52.7 | 49.09 | 50.11 | 52.7 | 49.09 | 50.11 | 52.7 | 49.09 | 50.11 | 52.7 | 49.09 | 55.69 | 53.98 | 50.36 | 55.69 | 53.98 | 50.36 | 50.11 | 52.7 | 49.09 | 50.11 | 52.7 | 49.09 | 55.69 | 53.98 | 50.36 | 65.27 | 80.67 | 83.33 | 65.27 | 72.98 | 49.78 | 50.11 | 52.7 | 49.09
8053 | 39.39 | 44.35 | 33.06 | 39.39 | 44.35 | 33.06 | 39.39 | 44.35 | 62.12 | 39.39 | 44.35 | 62.12 | 40.09 | 46.9 | 62.12 | 40.09 | 46.9 | 62.12 | 39.39 | 44.35 | 36.82 | 39.39 | 44.35 | 36.82 | 40.09 | 46.9 | 62.12 | 44.7 | 63.37 | 65.34 | 44.7 | 62.11 | 62.74 | 39.39 | 44.35 | 33.06 | 49.97 | 52.56 | 48.95 | 49.97 | 52.56 | 48.95 | 49.97 | 52.56 | 48.95 | 49.97 | 52.56 | 48.95 | 55.55 | 53.84 | 50.22 | 55.55 | 53.84 | 50.22 | 49.97 | 52.56 | 48.95 | 49.97 | 52.56 | 48.95 | 55.55 | 53.84 | 50.22 | 65.27 | 80.67 | 83.33 | 65.27 | 74.33 | 49.78 | 49.97 | 52.56 | 48.95
8054 | 39.41 | 44.37 | 36.84 | 39.41 | 44.37 | 36.84 | 39.41 | 44.37 | 62.75 | 39.41 | 44.37 | 62.75 | 40.11 | 46.92 | 62.75 | 40.11 | 46.92 | 62.75 | 39.41 | 44.37 | 36.84 | 39.41 | 44.37 | 36.84 | 40.11 | 46.92 | 62.75 | 44.7 | 66.2 | 72.79 | 44.7 | 64.87 | 63.38 | 39.41 | 44.37 | 36.84 | 50 | 52.58 | 48.97 | 50 | 52.58 | 48.97 | 50 | 52.58 | 48.97 | 50 | 52.58 | 48.97 | 55.57 | 53.86 | 51.61 | 55.57 | 53.86 | 51.61 | 50 | 52.58 | 48.97 | 50 | 52.58 | 48.97 | 55.57 | 53.86 | 51.61 | 65.67 | 85.39 | 90.91 | 65.67 | 74.33 | 49.78 | 50 | 52.58 | 48.97
8055 | 39.59 | 44.56 | 37.02 | 39.59 | 44.56 | 37.02 | 40.3 | 44.56 | 78.53 | 40.3 | 44.56 | 78.53 | 40.3 | 47.11 | 78.53 | 40.3 | 47.11 | 78.53 | 39.59 | 44.56 | 37.02 | 39.59 | 44.56 | 37.02 | 40.3 | 47.11 | 78.53 | 51.88 | 76.86 | 82.78 | 51.88 | 75.32 | 80.28 | 39.59 | 44.56 | 37.02 | 50.18 | 52.77 | 49.16 | 50.18 | 52.77 | 49.16 | 50.18 | 52.77 | 49.16 | 50.18 | 52.77 | 49.16 | 55.76 | 54.05 | 51.61 | 55.76 | 54.05 | 51.61 | 50.18 | 52.77 | 49.16 | 50.18 | 52.77 | 49.16 | 55.76 | 54.05 | 51.61 | 73.11 | 101.55 | 106.7 | 73.11 | 82.45 | 49.78 | 50.18 | 52.77 | 49.16
8056 | 39.98 | 44.95 | 37.41 | 39.98 | 44.95 | 37.41 | 40.69 | 44.95 | 79.47 | 40.69 | 44.95 | 79.47 | 40.69 | 47.5 | 79.47 | 40.69 | 47.5 | 79.47 | 39.98 | 44.95 | 37.41 | 39.98 | 44.95 | 37.41 | 40.69 | 47.5 | 79.47 | 56.21 | 80.59 | 94.35 | 56.21 | 78.97 | 80.28 | 39.98 | 44.95 | 37.41 | 50.57 | 53.16 | 49.55 | 50.57 | 53.16 | 49.55 | 50.57 | 53.16 | 49.55 | 50.57 | 53.16 | 49.55 | 56.15 | 54.44 | 51.61 | 56.15 | 54.44 | 51.61 | 50.57 | 53.16 | 49.55 | 50.57 | 53.16 | 49.55 | 56.15 | 54.44 | 51.61 | 81.57 | 113.4 | 111.11 | 82.39 | 92.74 | 50.05 | 50.57 | 53.16 | 49.55
8057 | 40.4 | 45.37 | 37.83 | 40.4 | 45.37 | 37.83 | 41.11 | 45.37 | 79.47 | 41.11 | 45.37 | 79.47 | 41.11 | 47.92 | 79.47 | 41.11 | 47.92 | 79.47 | 40.4 | 45.37 | 37.83 | 40.4 | 45.37 | 37.83 | 41.11 | 47.92 | 79.47 | 57.83 | 88.75 | 94.35 | 57.83 | 86.98 | 80.28 | 40.4 | 45.37 | 37.83 | 50.99 | 53.58 | 49.97 | 50.99 | 53.58 | 49.97 | 50.99 | 53.58 | 49.97 | 50.99 | 53.58 | 49.97 | 56.57 | 54.86 | 51.61 | 56.57 | 54.86 | 51.61 | 50.99 | 53.58 | 49.97 | 50.99 | 53.58 | 49.97 | 56.57 | 54.86 | 51.61 | 88.74 | 113.4 | 111.11 | 88.74 | 102.88 | 50.47 | 50.99 | 53.58 | 49.97
8058 | 40.37 | 45.34 | 37.8 | 40.37 | 45.34 | 37.8 | 40.37 | 45.34 | 79.47 | 40.37 | 45.34 | 79.47 | 41.08 | 47.9 | 79.47 | 41.08 | 47.9 | 79.47 | 40.37 | 45.34 | 37.8 | 40.37 | 45.34 | 37.8 | 41.08 | 47.9 | 79.47 | 58.82 | 88.75 | 94.35 | 58.82 | 86.98 | 80.28 | 40.37 | 45.34 | 37.8 | 50.96 | 53.55 | 49.94 | 50.96 | 53.55 | 49.94 | 50.96 | 53.55 | 49.94 | 50.96 | 53.55 | 49.94 | 56.54 | 54.83 | 51.61 | 56.54 | 54.83 | 51.61 | 50.96 | 53.55 | 49.94 | 50.96 | 53.55 | 49.94 | 56.54 | 54.83 | 51.61 | 88.74 | 113.4 | 111.11 | 88.74 | 99.11 | 50.44 | 50.96 | 53.55 | 49.94
8059 | 40.1 | 45.07 | 37.54 | 40.1 | 45.07 | 37.54 | 40.1 | 45.07 | 79.47 | 40.1 | 45.07 | 79.47 | 40.81 | 47.63 | 79.47 | 40.81 | 47.63 | 79.47 | 40.1 | 45.07 | 37.54 | 40.1 | 45.07 | 37.54 | 40.81 | 47.63 | 79.47 | 58.82 | 88.75 | 94.35 | 58.82 | 86.98 | 80.28 | 40.1 | 45.07 | 37.54 | 50.69 | 53.28 | 49.67 | 50.69 | 53.28 | 49.67 | 50.69 | 53.28 | 49.67 | 50.69 | 53.28 | 49.67 | 56.27 | 54.56 | 51.61 | 56.27 | 54.56 | 51.61 | 50.69 | 53.28 | 49.67 | 50.69 | 53.28 | 49.67 | 56.27 | 54.56 | 51.61 | 88.74 | 113.14 | 110 | 88.74 | 99.11 | 50.17 | 50.69 | 53.28 | 49.67
8060 | 39.83 | 44.8 | 37.27 | 39.83 | 44.8 | 37.27 | 39.83 | 44.8 | 37.86 | 39.83 | 44.8 | 37.86 | 40.54 | 47.35 | 39.85 | 40.54 | 47.35 | 39.85 | 39.83 | 44.8 | 37.27 | 39.83 | 44.8 | 37.27 | 40.54 | 47.35 | 39.85 | 56.21 | 88.26 | 94.35 | 55.08 | 86.5 | 38.24 | 39.83 | 44.8 | 37.27 | 50.42 | 53.01 | 49.4 | 50.42 | 53.01 | 49.4 | 50.42 | 53.01 | 49.4 | 50.42 | 53.01 | 49.4 | 56 | 54.29 | 51.61 | 56 | 54.29 | 51.61 | 50.42 | 53.01 | 49.4 | 50.42 | 53.01 | 49.4 | 56 | 54.29 | 51.61 | 87.91 | 113.14 | 109.97 | 87.91 | 102.88 | 49.9 | 50.42 | 53.01 | 49.4
8061 | 39.67 | 44.64 | 37.1 | 39.67 | 44.64 | 37.1 | 39.67 | 44.64 | 37.1 | 39.67 | 44.64 | 37.1 | 40.38 | 47.18 | 38.53 | 40.38 | 47.18 | 38.53 | 39.67 | 44.64 | 37.1 | 39.67 | 44.64 | 37.1 | 40.38 | 47.18 | 38.53 | 55.64 | 88.26 | 94.35 | 54.53 | 65.9 | 38.24 | 39.67 | 44.64 | 37.1 | 50.26 | 52.85 | 49.23 | 50.26 | 52.85 | 49.23 | 50.26 | 52.85 | 49.23 | 50.26 | 52.85 | 49.23 | 55.84 | 52.95 | 50.42 | 55.84 | 52.95 | 50.42 | 50.26 | 52.85 | 49.23 | 50.26 | 52.85 | 49.23 | 55.84 | 52.95 | 50.42 | 80.22 | 113.14 | 109.97 | 78.62 | 102.88 | 49.78 | 50.26 | 52.85 | 49.23
8062 | 39.54 | 44.5 | 36.97 | 39.54 | 44.5 | 36.97 | 39.54 | 44.5 | 36.97 | 39.54 | 44.5 | 36.97 | 40.25 | 47.05 | 38.4 | 40.25 | 47.05 | 38.4 | 39.54 | 44.5 | 36.97 | 39.54 | 44.51 | 36.97 | 40.25 | 47.05 | 38.4 | 55.14 | 84.6 | 94.35 | 54.04 | 44.96 | 38.24 | 39.54 | 44.5 | 36.97 | 50.13 | 51.19 | 49.1 | 50.13 | 51.19 | 49.1 | 50.13 | 51.19 | 49.1 | 50.13 | 51.19 | 49.1 | 55.71 | 52.82 | 49.2 | 55.71 | 52.82 | 49.2 | 50.13 | 52.72 | 49.1 | 50.13 | 52.72 | 49.1 | 55.71 | 52.82 | 49.2 | 78.31 | 111.15 | 104.49 | 76.74 | 52.95 | 49.78 | 50.13 | 51.19 | 49.1
8063 | 39.23 | 26.12 | 36.66 | 39.23 | 26.12 | 36.66 | 39.23 | 26.12 | 36.66 | 39.23 | 26.12 | 36.66 | 39.93 | 46.74 | 37.31 | 39.93 | 46.74 | 37.31 | 39.23 | 44.19 | 36.66 | 39.23 | 44.19 | 36.66 | 39.93 | 46.74 | 37.31 | 54.72 | 78.31 | 85.59 | 53.63 | 26.39 | 38.24 | 39.23 | 26.12 | 36.66 | 36.14 | 50.95 | 48.43 | 36.14 | 50.95 | 48.43 | 36.14 | 50.95 | 48.43 | 36.14 | 50.95 | 48.43 | 55.39 | 52.51 | 48.79 | 55.39 | 52.51 | 48.79 | 49.81 | 51.61 | 48.43 | 49.81 | 52.4 | 48.79 | 55.39 | 52.51 | 48.79 | 73.23 | 106.06 | 104.49 | 71.76 | 52.95 | 49.78 | 36.14 | 50.95 | 48.43
8064 | 38.84 | 25.61 | 35.12 | 38.84 | 25.61 | 35.12 | 38.84 | 25.61 | 35.12 | 38.84 | 25.61 | 35.12 | 39.54 | 46.35 | 36.27 | 39.54 | 46.35 | 36.27 | 38.84 | 43.8 | 35.12 | 38.84 | 43.8 | 36.27 | 39.54 | 46.35 | 36.27 | 53.05 | 74.42 | 91.65 | 51.99 | 25.87 | 38.24 | 38.84 | 25.61 | 35.12 | 36.14 | 48.43 | 46.17 | 36.14 | 48.43 | 46.17 | 36.14 | 48.43 | 46.17 | 36.14 | 48.43 | 46.17 | 55.01 | 52.12 | 48.4 | 55.01 | 52.12 | 48.4 | 49.43 | 51.61 | 46.17 | 49.43 | 52.02 | 48.4 | 55.01 | 52.12 | 48.4 | 71.67 | 99.79 | 104.49 | 70.23 | 52.95 | 49.78 | 36.14 | 48.43 | 46.17
8065 | 38.39 | 10.33 | 28.21 | 38.39 | 10.33 | 28.21 | 38.39 | 10.33 | 28.21 | 38.39 | 10.33 | 28.21 | 39.39 | 46.2 | 36.12 | 39.39 | 46.2 | 36.12 | 38.68 | 43.65 | 28.21 | 38.68 | 43.65 | 36.12 | 39.39 | 46.2 | 36.12 | 44.7 | 67.91 | 80.28 | 43.81 | 10.44 | 28.5 | 38.39 | 10.33 | 28.21 | 29 | 32.95 | 46.17 | 29 | 32.95 | 46.17 | 29 | 32.95 | 46.17 | 29 | 32.95 | 46.17 | 54.85 | 51.97 | 48.25 | 54.85 | 51.97 | 48.25 | 49.27 | 51.61 | 46.17 | 49.27 | 51.86 | 48.25 | 54.85 | 51.97 | 48.25 | 65.27 | 97.18 | 104.49 | 63.96 | 52.95 | 49.78 | 29 | 32.95 | 46.17
8066 | 18.29 | 10 | 0 | 18.29 | 10 | 0 | 18.29 | 10 | 0 | 18.29 | 10 | 0 | 39.45 | 46.26 | 36.18 | 39.45 | 46.26 | 36.18 | 38.75 | 43.71 | 0 | 38.75 | 43.71 | 36.18 | 39.45 | 46.26 | 36.18 | 45.6 | 67.91 | 80.28 | 44.69 | 10.1 | 0 | 18.29 | 10 | 0 | 10.33 | 10.33 | 46.17 | 10.33 | 10.33 | 46.17 | 10.33 | 10.33 | 46.17 | 10.33 | 10.33 | 46.17 | 54.91 | 52.03 | 48.31 | 54.91 | 52.03 | 48.31 | 49.34 | 51.61 | 46.17 | 49.34 | 51.92 | 48.31 | 54.91 | 52.03 | 48.31 | 65.27 | 97.18 | 104.49 | 63.96 | 52.95 | 49.78 | 10.33 | 10.33 | 46.17
8067 | 17.92 | 0 | 0 | 17.92 | 0 | 0 | 17.92 | 0 | 0 | 17.92 | 0 | 0 | 39.54 | 46.35 | 36.27 | 39.54 | 46.35 | 36.27 | 38.83 | 43.8 | 36.27 | 38.83 | 43.8 | 36.27 | 39.54 | 46.35 | 36.27 | 45.15 | 67.91 | 77.9 | 44.25 | 0 | 0 | 17.92 | 0 | 0 | 10.33 | 10.33 | 10.33 | 10.33 | 10.33 | 10.33 | 10.33 | 10.33 | 10.33 | 10.33 | 10.33 | 10.33 | 55 | 52.12 | 48.4 | 55 | 52.12 | 48.4 | 49.42 | 52.01 | 48.4 | 49.42 | 52.01 | 48.4 | 55 | 52.12 | 48.4 | 62.41 | 95.42 | 94.04 | 61.16 | 52.95 | 44.8 | 10.33 | 10.33 | 10.33
8068 | 18.29 | 10.33 | 0 | 18.29 | 10.33 | 0 | 18.29 | 10.33 | 0 | 18.29 | 10.33 | 0 | 39.76 | 46.56 | 36.48 | 39.76 | 46.56 | 36.48 | 39.05 | 44.02 | 36.48 | 39.05 | 44.02 | 36.48 | 39.76 | 46.56 | 36.48 | 46.08 | 64.75 | 77.9 | 45.16 | 10.44 | 0 | 18.29 | 10.33 | 0 | 10.33 | 10.33 | 44.55 | 10.33 | 10.33 | 44.55 | 10.33 | 10.33 | 44.55 | 10.33 | 10.33 | 44.55 | 55.22 | 52.34 | 48.62 | 55.22 | 52.34 | 48.62 | 49.64 | 52.23 | 48.62 | 49.64 | 52.23 | 48.62 | 55.22 | 52.34 | 48.62 | 63.7 | 91.06 | 94.46 | 62.42 | 52.95 | 45 | 10.33 | 10.33 | 44.55
8069 | 39.52 | 25.6 | 28.21 | 39.52 | 25.6 | 28.21 | 39.52 | 25.6 | 28.21 | 39.52 | 25.6 | 28.21 | 40.23 | 47.03 | 36.95 | 40.23 | 47.03 | 36.95 | 39.52 | 44.49 | 36.95 | 39.52 | 44.49 | 36.95 | 40.23 | 47.03 | 36.95 | 46.08 | 67.91 | 83.49 | 45.16 | 25.86 | 38.24 | 39.52 | 25.6 | 28.21 | 35.42 | 48.43 | 46.17 | 35.42 | 48.43 | 46.17 | 35.42 | 48.43 | 46.17 | 35.42 | 48.43 | 46.17 | 55.69 | 52.81 | 49.09 | 55.69 | 52.81 | 49.09 | 50.11 | 52.7 | 49.09 | 50.11 | 52.7 | 49.09 | 55.69 | 52.81 | 49.09 | 69.37 | 95.99 | 104.49 | 67.98 | 52.95 | 49.78 | 35.42 | 48.43 | 46.17
8070 | 40.2 | 45.16 | 33.74 | 40.2 | 45.16 | 33.74 | 40.2 | 45.16 | 34.43 | 40.2 | 45.16 | 34.43 | 40.9 | 47.71 | 37.63 | 40.9 | 47.71 | 37.63 | 40.2 | 45.16 | 37.63 | 40.2 | 45.16 | 37.63 | 40.9 | 47.71 | 37.63 | 55.08 | 83.94 | 109.11 | 56.21 | 82.26 | 38.24 | 40.2 | 45.16 | 33.74 | 50.78 | 51.19 | 46.17 | 50.78 | 51.19 | 46.17 | 50.78 | 51.19 | 46.17 | 50.78 | 51.19 | 46.17 | 56.36 | 53.48 | 49.76 | 56.36 | 53.48 | 49.76 | 50.78 | 53.37 | 49.76 | 50.78 | 53.37 | 49.76 | 56.36 | 53.48 | 49.76 | 77.52 | 110 | 104.49 | 79.11 | 107.8 | 49.78 | 50.78 | 51.19 | 46.17
8071 | 41.04 | 46.01 | 38.47 | 41.04 | 46.01 | 38.47 | 41.04 | 46.01 | 38.47 | 41.04 | 46.01 | 38.47 | 41.75 | 48.56 | 39.9 | 41.75 | 48.56 | 39.9 | 41.04 | 46.01 | 38.47 | 41.04 | 46.01 | 38.47 | 41.75 | 48.56 | 39.9 | 56.22 | 106.7 | 109.11 | 57.37 | 104.57 | 38.86 | 41.04 | 46.01 | 38.47 | 51.63 | 54.22 | 48.43 | 51.63 | 54.22 | 48.43 | 51.63 | 54.22 | 48.43 | 51.63 | 54.22 | 48.43 | 57.21 | 54.33 | 50.61 | 57.21 | 54.33 | 50.61 | 51.63 | 54.22 | 50.61 | 51.63 | 54.22 | 50.61 | 57.21 | 54.33 | 50.61 | 80.91 | 125.98 | 104.49 | 82.56 | 120 | 49.78 | 51.63 | 54.22 | 48.43
8072 | 41.49 | 46.46 | 38.92 | 41.49 | 46.46 | 38.92 | 41.49 | 46.46 | 38.92 | 41.49 | 46.46 | 38.92 | 42.2 | 49.01 | 40.35 | 42.2 | 49.01 | 40.35 | 41.49 | 46.46 | 38.92 | 41.49 | 46.46 | 38.92 | 42.2 | 49.01 | 40.35 | 70.73 | 118.87 | 92.74 | 72.17 | 116.49 | 39.31 | 41.49 | 46.46 | 38.92 | 52.08 | 54.67 | 48.43 | 52.08 | 54.67 | 48.43 | 52.08 | 54.67 | 48.43 | 52.08 | 54.67 | 48.43 | 57.66 | 54.77 | 51.15 | 57.66 | 54.77 | 51.15 | 52.08 | 54.67 | 51.05 | 52.08 | 54.67 | 51.05 | 57.66 | 54.77 | 51.15 | 101.95 | 135.68 | 104.49 | 104.03 | 120 | 49.78 | 52.08 | 54.67 | 48.43
8073 | 41.1 | 46.07 | 38.53 | 41.1 | 46.07 | 38.53 | 41.1 | 46.07 | 38.53 | 41.1 | 46.07 | 38.53 | 41.81 | 48.61 | 39.96 | 41.81 | 48.61 | 39.96 | 41.1 | 46.07 | 38.53 | 41.1 | 46.07 | 38.53 | 41.81 | 48.61 | 39.96 | 75.17 | 118.87 | 110 | 76.7 | 116.49 | 38.92 | 41.1 | 46.07 | 38.53 | 51.69 | 54.28 | 47.49 | 51.69 | 54.28 | 47.49 | 51.69 | 54.28 | 47.49 | 51.69 | 54.28 | 47.49 | 57.27 | 54.38 | 50.67 | 57.27 | 54.38 | 50.67 | 51.69 | 54.28 | 50.67 | 51.69 | 54.28 | 50.67 | 57.27 | 54.38 | 50.67 | 113.4 | 135.68 | 104.49 | 115.72 | 109.93 | 49.78 | 51.69 | 54.28 | 47.49
8074 | 40.98 | 45.95 | 38.41 | 40.98 | 45.95 | 38.41 | 40.98 | 45.95 | 38.41 | 40.98 | 45.95 | 38.41 | 41.69 | 48.5 | 39.84 | 41.69 | 48.5 | 39.84 | 40.98 | 45.95 | 38.41 | 40.98 | 45.95 | 38.41 | 41.69 | 48.5 | 39.84 | 57.65 | 95.12 | 82.22 | 58.82 | 50.32 | 38.8 | 40.98 | 45.95 | 38.41 | 51.57 | 54.16 | 47.37 | 51.57 | 54.16 | 47.37 | 51.57 | 54.16 | 47.37 | 51.57 | 54.16 | 47.37 | 57.15 | 54.27 | 50.55 | 57.15 | 54.27 | 50.55 | 51.57 | 54.16 | 50.55 | 51.57 | 54.16 | 50.55 | 57.15 | 54.27 | 50.55 | 98.79 | 107.1 | 104.49 | 100.81 | 63.37 | 49.78 | 51.57 | 54.16 | 47.12
8075 | 40.97 | 45.94 | 38.4 | 40.97 | 45.94 | 38.4 | 40.97 | 45.94 | 38.4 | 40.97 | 45.94 | 38.4 | 41.68 | 48.49 | 39.83 | 41.68 | 48.49 | 39.83 | 40.97 | 45.94 | 38.4 | 40.97 | 45.94 | 38.4 | 41.68 | 48.49 | 39.83 | 55.83 | 90.75 | 50 | 54.72 | 47.56 | 38.79 | 40.97 | 45.94 | 38.4 | 51.56 | 54.15 | 47.36 | 51.56 | 54.15 | 47.36 | 51.56 | 54.15 | 47.36 | 51.56 | 54.15 | 47.36 | 57.14 | 54.26 | 50.54 | 57.14 | 54.26 | 50.54 | 51.56 | 54.15 | 50.54 | 51.56 | 54.15 | 50.54 | 57.14 | 54.26 | 50.54 | 80.7 | 103.5 | 51.05 | 82.35 | 54.7 | 47.84 | 51.56 | 54.15 | 47.36
8076 | 40.85 | 45.81 | 38.28 | 40.85 | 45.81 | 38.28 | 41.56 | 45.81 | 38.28 | 41.56 | 45.81 | 38.28 | 41.56 | 48.36 | 39.71 | 41.56 | 48.36 | 39.71 | 40.85 | 45.81 | 38.28 | 40.85 | 45.81 | 38.28 | 41.56 | 48.36 | 39.71 | 55.64 | 82.11 | 40.11 | 54.53 | 46.28 | 38.67 | 40.85 | 45.81 | 38.28 | 51.44 | 54.03 | 50.41 | 51.44 | 54.03 | 50.41 | 51.44 | 54.03 | 50.41 | 51.44 | 54.03 | 50.41 | 57.02 | 54.13 | 50.41 | 57.02 | 54.13 | 50.41 | 51.44 | 54.03 | 50.41 | 51.44 | 54.03 | 50.41 | 57.02 | 54.13 | 50.41 | 79.1 | 103.5 | 50.92 | 77.52 | 54.57 | 49.9 | 51.44 | 54.03 | 50.41
8077 | 40.79 | 45.76 | 38.23 | 40.79 | 45.76 | 38.23 | 41.5 | 45.76 | 38.23 | 41.5 | 45.76 | 38.23 | 41.5 | 48.31 | 39.65 | 41.5 | 48.31 | 39.65 | 40.79 | 45.76 | 38.23 | 40.79 | 45.76 | 38.23 | 41.5 | 48.31 | 39.65 | 55.64 | 82.11 | 40.05 | 54.53 | 46.22 | 38.61 | 40.79 | 45.76 | 38.23 | 51.38 | 53.97 | 47.59 | 51.38 | 53.97 | 47.59 | 51.38 | 53.97 | 47.59 | 51.38 | 53.97 | 47.59 | 56.96 | 54.08 | 50.36 | 56.96 | 54.08 | 50.36 | 51.38 | 53.97 | 50.36 | 51.38 | 53.97 | 50.36 | 56.96 | 54.08 | 50.36 | 79.1 | 103.5 | 50.87 | 77.52 | 54.52 | 48.07 | 51.38 | 53.97 | 47.59
8078 | 40.86 | 45.83 | 38.29 | 40.86 | 45.83 | 38.29 | 41.57 | 45.83 | 38.29 | 41.57 | 45.83 | 38.29 | 41.57 | 48.37 | 39.65 | 41.57 | 48.37 | 39.65 | 40.86 | 45.83 | 38.29 | 40.86 | 45.83 | 38.29 | 41.57 | 48.37 | 39.65 | 56.12 | 82.11 | 40.05 | 55 | 46.29 | 38.68 | 40.86 | 45.83 | 38.29 | 51.45 | 54.04 | 47.59 | 51.45 | 54.04 | 47.59 | 51.45 | 54.04 | 47.59 | 51.45 | 54.04 | 47.59 | 57.03 | 54.14 | 50.43 | 57.03 | 54.14 | 50.43 | 51.45 | 54.04 | 50.43 | 51.45 | 54.04 | 50.43 | 57.03 | 54.14 | 50.43 | 80.22 | 103.5 | 50.93 | 78.62 | 54.58 | 48.07 | 51.45 | 54.04 | 47.59
8079 | 41.2 | 46.17 | 38.63 | 41.2 | 46.17 | 38.63 | 41.91 | 46.17 | 38.63 | 41.91 | 46.17 | 38.63 | 41.91 | 48.72 | 40.06 | 41.91 | 48.72 | 40.06 | 41.2 | 46.17 | 38.63 | 41.2 | 46.17 | 38.63 | 41.91 | 48.72 | 40.06 | 72.46 | 110 | 40.47 | 71.01 | 50.32 | 39.03 | 41.2 | 46.17 | 38.63 | 51.79 | 54.38 | 49.85 | 51.79 | 54.38 | 49.85 | 51.79 | 54.38 | 49.85 | 51.79 | 54.38 | 49.85 | 57.37 | 54.49 | 50.87 | 57.37 | 54.49 | 50.87 | 51.79 | 54.38 | 50.77 | 51.79 | 54.38 | 50.77 | 57.37 | 54.49 | 50.87 | 107.54 | 110 | 51.38 | 105.39 | 88.81 | 50.35 | 51.79 | 54.38 | 49.85
8080 | 42.06 | 47.03 | 39.5 | 42.06 | 47.03 | 39.5 | 42.77 | 47.03 | 79.17 | 42.77 | 47.03 | 79.17 | 42.77 | 49.58 | 79.17 | 42.77 | 49.58 | 79.17 | 42.06 | 47.03 | 39.5 | 42.06 | 47.03 | 39.5 | 42.77 | 49.58 | 79.17 | 75.52 | 250 | 81.6 | 77.07 | 120 | 79.97 | 42.77 | 47.03 | 39.5 | 52.65 | 55.24 | 51.63 | 52.65 | 55.24 | 51.63 | 58.23 | 55.24 | 51.63 | 58.23 | 55.24 | 51.63 | 58.23 | 56.06 | 51.63 | 58.23 | 56.06 | 51.63 | 52.65 | 55.24 | 51.63 | 52.65 | 55.24 | 51.63 | 58.23 | 56.06 | 51.63 | 108.35 | 250 | 96.91 | 110.57 | 102.88 | 52.15 | 58.23 | 55.24 | 51.63
8081 | 42.16 | 47.13 | 39.59 | 42.16 | 47.13 | 39.59 | 42.87 | 48.09 | 79.47 | 42.87 | 48.09 | 79.47 | 42.87 | 49.68 | 81.09 | 42.87 | 49.68 | 81.09 | 42.16 | 47.13 | 39.59 | 42.16 | 47.13 | 39.59 | 42.87 | 49.68 | 81.09 | 100.83 | 250 | 81.91 | 102.89 | 110.77 | 80.28 | 42.87 | 47.13 | 39.59 | 52.75 | 55.34 | 51.73 | 52.75 | 55.34 | 51.73 | 58.33 | 55.34 | 51.73 | 58.33 | 55.34 | 51.73 | 58.33 | 56.62 | 51.83 | 58.33 | 56.62 | 51.83 | 52.75 | 55.34 | 51.73 | 52.75 | 55.34 | 51.73 | 58.33 | 56.62 | 51.83 | 152.24 | 250 | 96.91 | 149.2 | 102.88 | 52.25 | 58.33 | 55.34 | 51.73
8082 | 41.22 | 46.18 | 38.65 | 41.22 | 46.18 | 38.65 | 41.92 | 48.74 | 78.53 | 41.92 | 48.74 | 78.53 | 41.92 | 48.74 | 78.53 | 41.92 | 48.74 | 78.53 | 41.22 | 46.18 | 38.65 | 41.22 | 46.18 | 38.65 | 41.92 | 48.74 | 78.53 | 98.92 | 250 | 99 | 96.94 | 115.38 | 80.28 | 41.92 | 46.18 | 38.65 | 51.81 | 54.39 | 50.78 | 51.81 | 54.39 | 50.78 | 57.39 | 54.39 | 50.78 | 57.39 | 54.39 | 50.78 | 57.39 | 55.67 | 51.61 | 57.39 | 55.67 | 51.61 | 51.81 | 54.39 | 51.61 | 51.81 | 54.39 | 50.78 | 57.39 | 55.67 | 51.61 | 168.3 | 250 | 99 | 164.93 | 102.88 | 51.3 | 57.39 | 54.39 | 50.78
8083 | 40.6 | 45.56 | 38.03 | 40.6 | 45.56 | 38.03 | 41.3 | 46.49 | 64.35 | 41.3 | 46.49 | 64.35 | 41.3 | 48.12 | 64.35 | 41.3 | 48.12 | 64.35 | 40.6 | 45.56 | 38.03 | 40.6 | 45.56 | 38.03 | 41.3 | 48.12 | 64.35 | 77.86 | 250 | 250 | 76.3 | 115.39 | 80.28 | 41.3 | 45.56 | 38.03 | 51.18 | 53.77 | 50.16 | 51.18 | 53.77 | 50.16 | 56.76 | 53.77 | 50.16 | 56.76 | 53.77 | 50.16 | 56.76 | 55.05 | 51.61 | 56.76 | 55.05 | 51.61 | 51.18 | 53.77 | 51.61 | 51.18 | 53.77 | 50.16 | 56.76 | 55.05 | 51.61 | 121.17 | 250 | 104.49 | 118.75 | 102.88 | 96.91 | 56.76 | 53.77 | 50.16
8084 | 40.29 | 45.26 | 37.72 | 40.29 | 45.26 | 37.72 | 41 | 45.26 | 37.72 | 41 | 45.26 | 37.72 | 41 | 47.81 | 64.04 | 41 | 47.81 | 64.04 | 40.29 | 45.26 | 37.72 | 40.29 | 45.26 | 37.72 | 41 | 47.81 | 64.04 | 71.44 | 250 | 250 | 70.01 | 120 | 80.28 | 41 | 45.26 | 37.72 | 50.88 | 53.47 | 49.86 | 50.88 | 53.47 | 49.86 | 56.46 | 53.47 | 49.86 | 56.46 | 53.47 | 49.86 | 56.46 | 54.75 | 51.61 | 56.46 | 54.75 | 51.61 | 50.88 | 53.47 | 51.61 | 50.88 | 53.47 | 49.86 | 56.46 | 54.75 | 51.61 | 110 | 250 | 104.49 | 107.8 | 109.34 | 102.4 | 56.46 | 53.47 | 49.86
8085 | 40.08 | 45.05 | 37.51 | 40.08 | 45.05 | 37.51 | 40.08 | 45.05 | 37.51 | 40.08 | 45.05 | 37.51 | 40.79 | 47.6 | 39.85 | 40.79 | 47.6 | 39.85 | 40.08 | 45.05 | 37.51 | 40.08 | 45.05 | 37.51 | 40.79 | 47.6 | 39.85 | 66.78 | 250 | 250 | 65.44 | 245 | 117.65 | 40.08 | 45.05 | 37.51 | 50.67 | 53.26 | 49.65 | 50.67 | 53.26 | 49.65 | 50.67 | 53.26 | 49.65 | 50.67 | 53.26 | 49.65 | 56.25 | 54.54 | 51.61 | 56.25 | 54.54 | 51.61 | 50.67 | 53.26 | 51.61 | 50.67 | 53.26 | 49.65 | 56.25 | 54.54 | 51.61 | 105.37 | 250 | 104.49 | 103.28 | 115.39 | 102.4 | 50.67 | 53.26 | 49.65
8086 | 39.81 | 44.77 | 37.24 | 39.81 | 44.77 | 37.24 | 39.81 | 44.77 | 37.24 | 39.81 | 44.77 | 37.24 | 40.51 | 47.32 | 38.66 | 40.51 | 47.32 | 38.66 | 39.81 | 44.77 | 37.24 | 39.81 | 44.77 | 37.24 | 40.51 | 47.32 | 38.66 | 57.27 | 244.97 | 250 | 56.13 | 240.07 | 117.65 | 39.81 | 44.77 | 37.24 | 50.39 | 52.98 | 49.37 | 50.39 | 52.98 | 49.37 | 50.39 | 52.98 | 49.37 | 50.39 | 52.98 | 49.37 | 55.97 | 53.09 | 51.61 | 55.97 | 53.09 | 51.61 | 50.39 | 52.98 | 51.61 | 50.39 | 52.98 | 49.37 | 55.97 | 53.09 | 51.61 | 95.98 | 304.94 | 106.62 | 94.08 | 120 | 104.49 | 50.39 | 52.98 | 49.37
8087 | 39.41 | 44.38 | 36.84 | 39.41 | 44.38 | 36.84 | 39.41 | 44.38 | 36.84 | 39.41 | 44.38 | 36.84 | 40.12 | 46.93 | 38.27 | 40.12 | 46.93 | 38.27 | 39.41 | 44.38 | 36.84 | 39.41 | 44.38 | 36.84 | 40.12 | 46.93 | 38.27 | 54.52 | 187.5 | 250 | 54.53 | 183.75 | 117.65 | 39.41 | 44.38 | 36.84 | 50 | 52.59 | 48.98 | 50 | 52.59 | 48.98 | 50 | 52.59 | 48.98 | 50 | 52.59 | 48.98 | 55.58 | 52.69 | 51.61 | 55.58 | 52.69 | 51.61 | 50 | 52.59 | 51.61 | 50 | 52.59 | 48.98 | 55.58 | 52.69 | 51.61 | 80.7 | 259.2 | 120.05 | 82.35 | 129.88 | 117.65 | 50 | 52.59 | 48.98
8088 | 39.25 | 44.22 | 36.68 | 39.25 | 44.22 | 36.68 | 39.25 | 44.22 | 36.68 | 39.25 | 44.22 | 36.68 | 39.96 | 46.76 | 38.11 | 39.96 | 46.76 | 38.11 | 39.25 | 44.22 | 36.68 | 39.25 | 44.22 | 36.68 | 39.96 | 46.76 | 38.11 | 55.14 | 187.5 | 417.87 | 54.04 | 183.75 | 120 | 39.25 | 44.22 | 36.68 | 49.84 | 52.43 | 48.81 | 49.84 | 52.43 | 48.81 | 49.84 | 52.43 | 48.81 | 49.84 | 52.43 | 48.81 | 55.42 | 52.53 | 51.61 | 55.42 | 52.53 | 51.61 | 49.84 | 52.43 | 51.61 | 49.84 | 52.43 | 48.81 | 55.42 | 52.53 | 51.61 | 79.1 | 269.91 | 423.66 | 80.71 | 139.76 | 120 | 49.84 | 52.43 | 48.81
8089 | 39.02 | 43.99 | 36.45 | 39.02 | 43.99 | 36.45 | 39.02 | 43.99 | 36.45 | 39.02 | 43.99 | 36.45 | 39.73 | 46.54 | 37.31 | 39.73 | 46.54 | 37.31 | 39.02 | 43.99 | 36.45 | 39.02 | 43.99 | 36.45 | 39.73 | 46.54 | 37.31 | 52.47 | 187.5 | 352.95 | 51.42 | 183.75 | 120 | 39.02 | 43.99 | 36.45 | 49.61 | 52.2 | 48.59 | 49.61 | 52.2 | 48.59 | 49.61 | 52.2 | 48.59 | 49.61 | 52.2 | 48.59 | 55.19 | 52.4 | 51.61 | 55.19 | 52.4 | 51.61 | 49.61 | 52.2 | 51.61 | 49.61 | 52.2 | 48.59 | 55.19 | 52.4 | 51.61 | 77.5 | 264.54 | 360.11 | 77.51 | 120 | 120 | 49.61 | 52.2 | 48.59
8090 | 38.91 | 43.88 | 36.34 | 38.91 | 43.88 | 36.34 | 38.91 | 43.88 | 36.34 | 38.91 | 43.88 | 36.34 | 39.62 | 46.42 | 37.31 | 39.62 | 46.42 | 37.31 | 38.91 | 43.88 | 36.34 | 38.91 | 43.88 | 36.34 | 39.62 | 46.42 | 37.31 | 51.33 | 189.41 | 352.95 | 50.3 | 185.62 | 120 | 38.91 | 43.88 | 36.34 | 49.5 | 52.09 | 48.48 | 49.5 | 52.09 | 48.48 | 49.5 | 52.09 | 48.48 | 49.5 | 52.09 | 48.48 | 55.08 | 52.4 | 51.61 | 55.08 | 52.4 | 51.61 | 49.5 | 52.09 | 51.61 | 49.5 | 52.09 | 48.48 | 55.08 | 52.4 | 51.61 | 77.5 | 267.3 | 360.11 | 77.51 | 250 | 120 | 49.5 | 52.09 | 48.48
8091 | 38.9 | 43.86 | 36.33 | 38.9 | 43.86 | 36.33 | 38.9 | 43.86 | 36.33 | 38.9 | 43.86 | 36.33 | 39.6 | 46.41 | 37.31 | 39.6 | 46.41 | 37.31 | 38.9 | 43.86 | 36.33 | 38.9 | 43.86 | 36.33 | 39.6 | 46.41 | 37.31 | 51.33 | 189.41 | 352.95 | 51.33 | 185.62 | 250 | 38.9 | 43.86 | 36.33 | 49.48 | 52.07 | 48.46 | 49.48 | 52.07 | 48.46 | 49.48 | 52.07 | 48.46 | 49.48 | 52.07 | 48.46 | 55.06 | 52.18 | 51.61 | 55.06 | 52.18 | 51.61 | 49.48 | 52.07 | 51.61 | 49.48 | 52.07 | 48.46 | 55.06 | 52.18 | 51.61 | 77.5 | 264.54 | 363.86 | 77.51 | 250 | 250 | 49.48 | 52.07 | 48.46
8092 | 39.09 | 44.06 | 36.52 | 39.09 | 44.06 | 36.52 | 39.09 | 44.06 | 36.52 | 39.09 | 44.06 | 36.52 | 39.8 | 46.6 | 36.52 | 39.8 | 46.6 | 36.52 | 39.09 | 44.06 | 36.52 | 39.09 | 44.06 | 36.52 | 39.8 | 46.6 | 36.52 | 51.33 | 189.41 | 352.95 | 51.33 | 185.62 | 250 | 39.09 | 44.06 | 36.52 | 49.68 | 52.27 | 48.65 | 49.68 | 52.27 | 48.65 | 49.68 | 52.27 | 48.65 | 49.68 | 52.27 | 48.65 | 55.26 | 52.37 | 51.61 | 55.26 | 52.37 | 51.61 | 49.68 | 52.27 | 51.61 | 49.68 | 52.27 | 48.65 | 55.26 | 52.37 | 51.61 | 79.9 | 264.54 | 360.11 | 79.9 | 250 | 250 | 49.68 | 52.27 | 48.65
8093 | 39.44 | 44.41 | 36.88 | 39.44 | 44.42 | 36.88 | 39.44 | 44.42 | 36.88 | 39.44 | 44.42 | 36.88 | 40.15 | 46.96 | 37.31 | 40.15 | 46.96 | 37.31 | 39.44 | 44.42 | 36.88 | 39.44 | 44.41 | 36.88 | 40.15 | 46.96 | 37.31 | 56.21 | 189.41 | 352.95 | 56.21 | 189.41 | 342.39 | 39.44 | 44.42 | 36.88 | 50.03 | 52.62 | 51.3 | 50.03 | 52.62 | 51.3 | 50.03 | 52.62 | 51.3 | 50.03 | 52.62 | 51.3 | 55.61 | 52.73 | 79 | 55.61 | 52.73 | 79 | 50.03 | 52.62 | 51.61 | 50.03 | 52.62 | 49.01 | 55.61 | 52.73 | 79 | 88.04 | 272.73 | 360.11 | 88.04 | 264.57 | 352.91 | 50.03 | 52.62 | 51.3
8094 | 40.01 | 59.35 | 74.36 | 40.01 | 59.35 | 74.36 | 40.72 | 59.35 | 76.63 | 40.72 | 59.35 | 76.63 | 40.72 | 59.35 | 76.63 | 40.72 | 59.35 | 76.63 | 40.01 | 59.35 | 74.36 | 40.01 | 44.98 | 37.45 | 40.72 | 59.35 | 76.63 | 57.27 | 250 | 433.4 | 58.43 | 250 | 420.44 | 40.72 | 59.35 | 74.36 | 50.6 | 85.34 | 66.79 | 50.6 | 85.34 | 66.79 | 56.18 | 85.34 | 66.79 | 56.18 | 85.34 | 66.79 | 56.18 | 85.34 | 108.9 | 56.18 | 85.34 | 108.9 | 50.6 | 85.34 | 66.79 | 50.6 | 53.19 | 49.58 | 56.18 | 85.34 | 108.9 | 103.95 | 363.63 | 485.15 | 106.06 | 356.36 | 470.64 | 56.18 | 85.34 | 66.79
8095 | 40.89 | 86.75 | 82.81 | 40.89 | 86.75 | 82.81 | 54.17 | 86.75 | 85.34 | 54.17 | 86.75 | 85.34 | 54.17 | 109.08 | 109.53 | 54.17 | 109.08 | 109.53 | 40.89 | 86.75 | 82.81 | 40.89 | 45.86 | 38.32 | 41.6 | 109.08 | 109.53 | 85.61 | 255.96 | 470.6 | 87.34 | 255.96 | 456.52 | 50.45 | 86.75 | 82.81 | 51.48 | 109.93 | 108.68 | 51.48 | 109.93 | 108.68 | 75.92 | 109.93 | 108.68 | 75.92 | 109.93 | 108.68 | 75.92 | 125.53 | 108.9 | 75.92 | 125.53 | 108.9 | 51.48 | 109.93 | 108.68 | 51.48 | 54.07 | 50.45 | 57.06 | 125.53 | 108.9 | 194.4 | 368.55 | 485.15 | 194.4 | 361.18 | 470.64 | 75.92 | 109.93 | 108.68
8096 | 41.32 | 100 | 80 | 41.32 | 100 | 90 | 67.22 | 100 | 109.53 | 67.22 | 100 | 109.53 | 67.22 | 110.07 | 109.53 | 67.22 | 110.07 | 109.53 | 41.32 | 100 | 90 | 41.32 | 46.29 | 38.75 | 42.02 | 110.07 | 109.53 | 86.47 | 255.96 | 470.6 | 88.23 | 255.96 | 456.52 | 66.98 | 100 | 90 | 51.91 | 125.53 | 113.4 | 51.91 | 125.53 | 113.4 | 102.19 | 125.53 | 113.4 | 102.19 | 125.53 | 113.4 | 102.19 | 125.53 | 113.4 | 102.19 | 125.53 | 113.4 | 51.91 | 125.53 | 113.4 | 51.91 | 54.5 | 50.88 | 69.54 | 125.53 | 113.4 | 250 | 368.55 | 485.15 | 250 | 361.18 | 470.64 | 102.19 | 125.53 | 113.4
8097 | 41.04 | 61.71 | 38.47 | 41.04 | 99.87 | 84.49 | 67.22 | 99.87 | 84.49 | 67.22 | 99.87 | 84.49 | 67.22 | 99.87 | 84.49 | 67.22 | 99.87 | 84.49 | 41.04 | 99.87 | 84.49 | 41.04 | 46.01 | 38.47 | 41.75 | 99.87 | 84.49 | 85.61 | 255.96 | 432.7 | 87.34 | 255.96 | 419.76 | 67.22 | 99.87 | 84.49 | 51.63 | 110 | 110 | 51.63 | 110 | 110 | 101.95 | 110 | 110 | 101.95 | 110 | 110 | 101.95 | 110 | 110 | 101.95 | 110 | 110 | 51.63 | 110 | 110 | 51.63 | 54.22 | 50.61 | 57.21 | 110 | 110 | 194.4 | 363.63 | 368.68 | 194.4 | 356.36 | 357.65 | 101.95 | 110 | 110
8098 | 40.89 | 45.86 | 38.32 | 40.89 | 82.41 | 39.02 | 66.98 | 82.42 | 81.67 | 66.98 | 82.42 | 81.67 | 60.2 | 82.42 | 81.67 | 60.2 | 82.42 | 81.67 | 40.89 | 82.41 | 39.02 | 40.89 | 45.86 | 38.32 | 41.59 | 82.42 | 81.67 | 85.61 | 189.41 | 257.71 | 87.34 | 189.41 | 250 | 66.98 | 82.41 | 81.67 | 51.48 | 54.07 | 51.37 | 51.48 | 105.4 | 52.4 | 101.85 | 105.4 | 87.63 | 101.85 | 105.4 | 87.63 | 85.32 | 105.4 | 87.63 | 85.32 | 105.4 | 87.63 | 51.48 | 105.4 | 52.4 | 51.48 | 54.07 | 50.45 | 57.06 | 105.4 | 52.4 | 143.86 | 272.73 | 112.27 | 143.86 | 264.57 | 111.12 | 101.85 | 105.4 | 108.68
8099 | 40.81 | 45.78 | 38.24 | 40.81 | 65.31 | 38.24 | 66.98 | 65.31 | 78.02 | 66.98 | 65.31 | 78.02 | 52.36 | 65.31 | 78.02 | 52.36 | 65.31 | 78.02 | 40.81 | 65.31 | 38.24 | 40.81 | 45.78 | 38.24 | 41.52 | 65.31 | 78.02 | 69.19 | 189.41 | 257.71 | 70.59 | 189.41 | 250 | 65.65 | 65.31 | 77.11 | 51.4 | 53.99 | 51.3 | 51.4 | 89.2 | 51.61 | 101.51 | 91.96 | 84.85 | 101.51 | 91.96 | 84.85 | 74.42 | 91.96 | 84.85 | 74.42 | 91.96 | 84.85 | 51.4 | 89.2 | 51.61 | 51.4 | 53.99 | 50.37 | 56.98 | 89.2 | 51.61 | 143.86 | 255.1 | 111.11 | 143.86 | 250 | 108.89 | 100.75 | 91.96 | 107.67
8100 | 40.69 | 45.66 | 38.12 | 40.69 | 45.66 | 38.12 | 60.83 | 62.25 | 78 | 60.83 | 62.25 | 78 | 51.88 | 62.25 | 67.93 | 51.88 | 62.25 | 67.93 | 40.69 | 45.66 | 38.12 | 40.69 | 45.66 | 38.12 | 41.4 | 62.25 | 67.93 | 63.35 | 189.41 | 257.71 | 63.35 | 189.41 | 250 | 59.62 | 45.66 | 74.8 | 51.28 | 53.87 | 51.18 | 51.28 | 82.03 | 51.18 | 96.86 | 87.63 | 72.79 | 96.86 | 87.63 | 72.79 | 72.94 | 87.63 | 72.79 | 72.94 | 87.63 | 72.79 | 51.28 | 82.03 | 51.18 | 51.28 | 53.87 | 50.25 | 56.86 | 86.29 | 51.18 | 143.86 | 255.1 | 111.11 | 140.98 | 250 | 108.89 | 96.86 | 87.63 | 72.79
8101 | 40.67 | 45.64 | 38.1 | 40.67 | 45.64 | 38.1 | 66.45 | 62.25 | 80.3 | 66.45 | 62.25 | 80.3 | 51.88 | 62.25 | 59.65 | 51.88 | 62.25 | 59.65 | 40.67 | 45.64 | 38.1 | 40.67 | 45.64 | 38.1 | 41.38 | 62.25 | 59.65 | 69.19 | 189.41 | 255.1 | 69.19 | 189.41 | 250 | 65.12 | 45.64 | 75.11 | 51.26 | 53.85 | 50.24 | 51.26 | 53.85 | 50.24 | 98.51 | 88.88 | 69.88 | 98.51 | 88.88 | 69.88 | 72.94 | 88.88 | 69.88 | 72.94 | 88.88 | 69.88 | 51.26 | 53.85 | 50.24 | 51.26 | 53.85 | 50.24 | 56.84 | 85.99 | 50.24 | 143.86 | 250 | 111.11 | 140.98 | 250 | 108.89 | 98.51 | 85.43 | 69.88
8102 | 40.8 | 45.76 | 38.23 | 40.8 | 45.76 | 38.23 | 66.55 | 62.36 | 84.49 | 66.55 | 69.51 | 84.49 | 51.88 | 62.36 | 59.65 | 51.88 | 62.36 | 59.65 | 40.8 | 45.76 | 38.23 | 40.8 | 45.76 | 38.23 | 41.5 | 62.36 | 59.65 | 85.61 | 189.41 | 255.1 | 87.34 | 189.41 | 250 | 55.43 | 45.76 | 38.23 | 51.39 | 53.97 | 50.36 | 51.39 | 53.97 | 50.36 | 100.16 | 86.83 | 92.54 | 100.16 | 102.88 | 92.54 | 69.55 | 83.39 | 92.54 | 69.55 | 83.39 | 92.54 | 51.39 | 53.97 | 50.36 | 51.39 | 53.97 | 50.36 | 56.96 | 83.39 | 50.36 | 194.4 | 250 | 112.27 | 194.4 | 250 | 114.56 | 100.16 | 56.61 | 64.79
8103 | 41.49 | 46.45 | 38.92 | 41.49 | 46.46 | 38.92 | 67.66 | 66.16 | 90.31 | 67.66 | 81.62 | 90.31 | 51.88 | 66.16 | 59.65 | 51.88 | 66.16 | 59.65 | 41.49 | 46.46 | 38.92 | 41.49 | 46.45 | 38.92 | 42.2 | 66.16 | 59.65 | 85.61 | 255.96 | 344.73 | 87.34 | 255.96 | 337.84 | 45.72 | 46.46 | 38.92 | 52.08 | 54.67 | 51.05 | 52.08 | 54.67 | 51.05 | 102.19 | 109.93 | 110 | 102.19 | 109.93 | 110 | 73.92 | 83.39 | 110 | 73.92 | 83.39 | 110 | 52.08 | 54.67 | 51.05 | 52.08 | 54.67 | 51.05 | 57.66 | 83.39 | 51.05 | 194.4 | 363.63 | 245 | 194.4 | 356.36 | 250 | 73.76 | 54.67 | 51.05
8104 | 42.35 | 47.31 | 39.78 | 42.35 | 47.31 | 39.78 | 82.45 | 82.45 | 120 | 82.45 | 82.45 | 120 | 68.63 | 66.16 | 59.65 | 68.63 | 66.16 | 59.65 | 42.35 | 47.31 | 39.78 | 42.35 | 47.31 | 39.78 | 43.05 | 66.16 | 59.65 | 98.16 | 351.55 | 344.73 | 100.16 | 351.55 | 337.84 | 45.72 | 47.31 | 39.78 | 52.93 | 55.52 | 51.91 | 52.93 | 55.52 | 51.91 | 120 | 116.84 | 120 | 120 | 116.84 | 120 | 73.92 | 83.39 | 110 | 73.92 | 83.39 | 110 | 52.93 | 55.52 | 51.91 | 52.93 | 55.52 | 51.91 | 70.57 | 83.39 | 51.91 | 495 | 438.51 | 461.23 | 495 | 438.51 | 470.64 | 73.76 | 55.52 | 51.91
8105 | 42.6 | 47.57 | 40.04 | 42.6 | 47.57 | 40.04 | 82.45 | 85.12 | 124.17 | 82.45 | 85.12 | 124.17 | 71.44 | 85.12 | 77.46 | 71.44 | 85.12 | 77.46 | 42.6 | 47.57 | 40.04 | 42.6 | 47.57 | 40.04 | 43.31 | 80.09 | 77.46 | 150.65 | 351.55 | 340.26 | 153.71 | 351.55 | 337.84 | 42.6 | 47.57 | 40.04 | 53.19 | 55.78 | 52.17 | 53.19 | 55.78 | 52.17 | 120 | 116.84 | 120 | 120 | 116.84 | 120 | 98.56 | 105.39 | 52.27 | 98.56 | 105.39 | 52.27 | 53.19 | 55.78 | 52.17 | 53.19 | 55.78 | 52.17 | 58.77 | 99.16 | 52.17 | 495 | 438.51 | 461.23 | 495 | 438.51 | 470.64 | 67.5 | 55.78 | 52.17
8106 | 41.37 | 46.34 | 38.81 | 41.37 | 46.34 | 38.81 | 71.78 | 82.44 | 120 | 71.78 | 82.45 | 120 | 71.78 | 82.44 | 77.46 | 71.78 | 82.44 | 77.46 | 41.37 | 46.34 | 38.81 | 41.37 | 46.34 | 38.81 | 42.08 | 80.09 | 77.46 | 103.95 | 344.52 | 250 | 106.06 | 351.55 | 255.1 | 41.37 | 46.34 | 38.81 | 51.96 | 54.55 | 50.94 | 51.96 | 54.55 | 50.94 | 106.7 | 113.4 | 120 | 106.7 | 113.4 | 120 | 92.74 | 105.39 | 51.04 | 92.74 | 105.39 | 51.04 | 51.96 | 54.55 | 50.94 | 51.96 | 54.55 | 50.94 | 57.54 | 99.16 | 50.94 | 495 | 425.31 | 250 | 495 | 425.4 | 255.1 | 67.5 | 54.55 | 50.94
8107 | 40.65 | 45.62 | 38.09 | 40.65 | 45.62 | 38.09 | 67.22 | 80.09 | 99.88 | 67.22 | 82.45 | 99.88 | 67.22 | 80.09 | 77.46 | 67.22 | 80.09 | 77.46 | 40.65 | 45.62 | 38.09 | 40.65 | 45.62 | 38.09 | 41.36 | 80.09 | 77.46 | 76.16 | 245 | 100.89 | 85.61 | 250 | 250 | 40.65 | 45.62 | 38.09 | 51.24 | 53.83 | 50.22 | 51.24 | 53.83 | 50.22 | 92.74 | 86.68 | 106.7 | 102.19 | 109.93 | 106.7 | 92.74 | 86.68 | 50.22 | 92.74 | 86.68 | 50.22 | 51.24 | 53.83 | 50.22 | 51.24 | 53.83 | 50.22 | 56.82 | 86.68 | 50.22 | 245 | 111.15 | 104.49 | 250 | 250 | 250 | 66.04 | 53.83 | 50.22
8108 | 40.26 | 45.23 | 37.69 | 40.26 | 45.23 | 37.69 | 56.22 | 68.54 | 81.91 | 66.55 | 82.45 | 81.91 | 56.22 | 68.54 | 39.44 | 56.22 | 68.54 | 39.44 | 40.26 | 45.23 | 37.69 | 40.26 | 45.23 | 37.69 | 40.97 | 68.54 | 39.44 | 70.73 | 72.84 | 81.09 | 72.17 | 245 | 117.65 | 40.26 | 45.23 | 37.69 | 50.85 | 53.44 | 49.82 | 50.85 | 53.44 | 49.82 | 75.3 | 86.29 | 67.04 | 88.67 | 109.93 | 93.83 | 75.3 | 86.29 | 49.82 | 75.3 | 86.29 | 49.82 | 50.85 | 53.44 | 49.82 | 50.85 | 53.44 | 49.82 | 56.43 | 86.29 | 49.82 | 108.61 | 91.71 | 50.33 | 120 | 120 | 117.65 | 63.53 | 53.44 | 49.82
8109 | 40.08 | 45.04 | 36.74 | 40.08 | 45.04 | 37.51 | 40.78 | 61.64 | 76.63 | 47.02 | 81.62 | 76.63 | 40.78 | 61.64 | 37.51 | 40.78 | 61.64 | 37.51 | 40.08 | 45.04 | 37.51 | 40.08 | 45.04 | 37.51 | 40.78 | 61.64 | 37.51 | 56.7 | 72.22 | 38.24 | 57.85 | 97.33 | 99 | 40.08 | 45.04 | 36.74 | 50.66 | 53.25 | 49.64 | 50.66 | 53.25 | 49.64 | 56.24 | 54.53 | 49.64 | 56.24 | 109.93 | 83.11 | 56.24 | 54.53 | 49.64 | 56.24 | 54.53 | 49.64 | 50.66 | 53.25 | 49.64 | 50.66 | 53.25 | 49.64 | 56.24 | 54.53 | 49.64 | 88.67 | 83.16 | 49.78 | 100.84 | 116.84 | 113.4 | 50.66 | 53.25 | 49.64
8110 | 39.79 | 29 | 28.21 | 39.79 | 44.76 | 37.22 | 40.5 | 44.76 | 37.22 | 40.5 | 72.9 | 76.32 | 40.5 | 47.31 | 37.22 | 40.5 | 47.31 | 37.22 | 39.79 | 44.76 | 37.22 | 39.79 | 44.76 | 37.22 | 40.5 | 47.31 | 37.22 | 54.86 | 62.48 | 37.6 | 55.98 | 80.82 | 78.92 | 39.79 | 29 | 28.21 | 50.38 | 52.97 | 49.36 | 50.38 | 52.97 | 49.36 | 55.96 | 52.97 | 49.36 | 55.96 | 109.93 | 74.22 | 55.96 | 53.07 | 49.36 | 55.96 | 53.07 | 49.36 | 50.38 | 52.97 | 49.36 | 50.38 | 52.97 | 49.36 | 55.96 | 53.07 | 49.36 | 78.28 | 53.61 | 49.11 | 88.04 | 111.15 | 106.7 | 50.38 | 52.97 | 49.36
8111 | 29 | 26.12 | 27.65 | 39.36 | 44.33 | 36.79 | 39.36 | 44.33 | 36.79 | 39.36 | 55.54 | 36.79 | 40.07 | 46.87 | 36.79 | 40.07 | 46.87 | 36.79 | 39.36 | 44.33 | 36.79 | 39.36 | 44.33 | 36.79 | 40.07 | 46.87 | 36.79 | 50.31 | 47.35 | 36.42 | 51.34 | 76.07 | 76.46 | 29 | 26.12 | 27.65 | 49.95 | 52.54 | 48.93 | 49.95 | 52.54 | 48.93 | 49.95 | 52.54 | 48.93 | 49.95 | 78.62 | 48.93 | 55.53 | 52.64 | 48.93 | 55.53 | 52.64 | 48.93 | 49.95 | 52.54 | 48.93 | 49.95 | 52.54 | 48.93 | 55.53 | 52.64 | 48.93 | 67.35 | 52.64 | 48.44 | 76.1 | 109.93 | 101.67 | 49.95 | 52.54 | 48.93
8112 | 18.29 | 26.12 | 10.33 | 39.28 | 44.24 | 36.71 | 39.28 | 44.24 | 36.71 | 39.28 | 44.24 | 36.71 | 39.98 | 46.79 | 36.71 | 39.98 | 46.79 | 36.71 | 39.28 | 44.24 | 36.71 | 39.28 | 44.24 | 36.71 | 39.98 | 46.79 | 36.71 | 46.19 | 46.79 | 36.34 | 47.14 | 50.31 | 76.28 | 18.29 | 26.12 | 10.33 | 49.86 | 51.33 | 46.17 | 49.86 | 51.51 | 46.17 | 49.86 | 51.51 | 46.17 | 49.86 | 51.51 | 46.17 | 55.44 | 52.56 | 48.84 | 55.44 | 52.56 | 48.84 | 49.86 | 52.45 | 48.84 | 49.86 | 52.45 | 48.84 | 55.44 | 52.56 | 48.84 | 67.27 | 52.03 | 46.63 | 68.64 | 103.92 | 97.88 | 49.86 | 51.33 | 46.17
8113 | 18.29 | 25.6 | 10.33 | 39.01 | 43.98 | 10.33 | 39.01 | 43.98 | 35.86 | 39.01 | 43.98 | 35.86 | 39.72 | 46.51 | 36.44 | 39.72 | 46.52 | 36.44 | 39.01 | 43.98 | 36.44 | 39.01 | 43.98 | 36.44 | 39.72 | 46.51 | 36.44 | 40.96 | 46.05 | 35.49 | 41.79 | 46.99 | 36.22 | 18.29 | 25.6 | 10.33 | 36.14 | 51.19 | 46.17 | 36.14 | 51.19 | 46.17 | 36.14 | 51.19 | 46.17 | 36.14 | 51.19 | 46.17 | 55.18 | 52.29 | 48.57 | 55.18 | 52.29 | 48.57 | 49.6 | 52.19 | 48.57 | 49.6 | 52.19 | 48.57 | 55.18 | 52.29 | 48.57 | 61.27 | 51.71 | 45.7 | 62.52 | 95.67 | 46.63 | 36.14 | 51.19 | 46.17
8114 | 18.29 | 25.6 | 10 | 38.87 | 43.83 | 35.85 | 38.87 | 43.83 | 35.85 | 38.87 | 43.83 | 35.85 | 39.57 | 46.29 | 36.3 | 39.57 | 46.29 | 36.3 | 38.87 | 43.83 | 36.3 | 38.87 | 43.83 | 36.3 | 39.57 | 46.29 | 36.3 | 40.14 | 45.55 | 35.49 | 40.96 | 46.48 | 36.22 | 18.29 | 25.6 | 10 | 36.14 | 49.31 | 46.17 | 36.14 | 49.31 | 46.17 | 36.14 | 49.31 | 46.17 | 36.14 | 49.31 | 46.17 | 55.04 | 52.15 | 48.43 | 55.04 | 52.15 | 48.43 | 49.46 | 52.04 | 48.43 | 49.46 | 52.04 | 48.43 | 55.04 | 52.15 | 48.43 | 58.56 | 49.81 | 44.8 | 59.75 | 95.67 | 46.63 | 36.14 | 49.31 | 46.17
8115 | 29 | 26.12 | 10.33 | 38.89 | 43.86 | 10.33 | 38.89 | 43.86 | 35.12 | 38.89 | 43.86 | 35.12 | 39.6 | 46.31 | 36.33 | 39.6 | 46.31 | 36.33 | 38.89 | 43.86 | 36.33 | 38.89 | 43.86 | 36.33 | 39.6 | 46.31 | 36.33 | 40 | 44.3 | 34.77 | 40.82 | 45.2 | 35.48 | 29 | 26.12 | 10.33 | 36.14 | 48.43 | 46.17 | 36.14 | 48.43 | 46.17 | 36.14 | 48.43 | 46.17 | 36.14 | 48.43 | 46.17 | 55.06 | 52.18 | 48.46 | 55.06 | 52.18 | 48.46 | 49.48 | 52.07 | 48.46 | 49.48 | 52.07 | 48.46 | 55.06 | 52.18 | 48.46 | 58.3 | 48.92 | 44.8 | 59.49 | 63.37 | 46.63 | 36.14 | 48.43 | 46.17
8116 | 39.1 | 29 | 28.21 | 39.1 | 42.38 | 28.21 | 39.1 | 42.38 | 35.12 | 39.1 | 42.38 | 35.12 | 39.81 | 46.51 | 36.54 | 39.81 | 46.52 | 36.54 | 39.1 | 44.07 | 36.54 | 39.1 | 44.07 | 36.54 | 39.81 | 46.51 | 36.54 | 40 | 42.81 | 34.76 | 40.82 | 43.68 | 35.47 | 39.1 | 29 | 28.21 | 49.69 | 50.17 | 46.17 | 49.69 | 50.17 | 46.17 | 49.69 | 50.17 | 46.17 | 49.69 | 50.17 | 46.17 | 55.27 | 52.39 | 48.67 | 55.27 | 52.39 | 48.67 | 49.69 | 52.28 | 48.67 | 49.69 | 52.28 | 48.67 | 55.27 | 52.39 | 48.67 | 55.83 | 50 | 44.8 | 56.97 | 51.02 | 46.63 | 49.69 | 50.17 | 46.17
8117 | 39.52 | 44.49 | 28.21 | 39.52 | 44.49 | 35.53 | 39.52 | 44.49 | 35.53 | 39.52 | 44.49 | 35.53 | 40.23 | 46.94 | 36.96 | 40.23 | 46.94 | 36.96 | 39.52 | 44.49 | 36.96 | 39.52 | 44.49 | 36.96 | 40.23 | 46.94 | 36.96 | 40.64 | 44.94 | 35.17 | 41.47 | 45.86 | 35.89 | 39.52 | 44.49 | 28.21 | 50.11 | 51.19 | 46.17 | 50.11 | 51.19 | 46.17 | 50.11 | 51.19 | 46.17 | 50.11 | 51.19 | 46.17 | 55.69 | 52.81 | 49.09 | 55.69 | 52.81 | 49.09 | 50.11 | 52.7 | 49.09 | 50.11 | 52.7 | 49.09 | 55.69 | 52.81 | 49.09 | 56.26 | 51.36 | 44.8 | 57.4 | 52.41 | 46.63 | 50.11 | 51.19 | 46.17
8118 | 40.11 | 45.08 | 36.79 | 40.11 | 45.08 | 37.54 | 40.11 | 45.08 | 37.54 | 40.11 | 45.08 | 37.54 | 40.82 | 47.61 | 37.54 | 40.82 | 47.61 | 37.54 | 40.11 | 45.08 | 37.54 | 40.11 | 45.08 | 37.54 | 40.82 | 47.61 | 37.54 | 42.52 | 47.13 | 37.16 | 43.39 | 48.09 | 37.92 | 40.11 | 45.08 | 36.79 | 50.7 | 53.29 | 46.5 | 50.7 | 53.29 | 46.5 | 50.7 | 53.29 | 46.5 | 50.7 | 53.29 | 46.5 | 56.28 | 53.39 | 49.68 | 56.28 | 53.39 | 49.68 | 50.7 | 53.29 | 49.68 | 50.7 | 53.29 | 49.68 | 56.28 | 53.39 | 49.68 | 57.78 | 52.86 | 44.8 | 76.1 | 53.94 | 46.97 | 50.7 | 53.29 | 46.5
8119 | 41.55 | 46.52 | 38.98 | 41.55 | 46.52 | 38.98 | 42.26 | 47.09 | 38.98 | 42.26 | 47.09 | 38.98 | 42.26 | 49.06 | 38.98 | 42.26 | 49.06 | 38.98 | 41.55 | 46.52 | 38.98 | 41.55 | 46.52 | 38.98 | 42.26 | 49.06 | 38.98 | 54.01 | 47.56 | 37.27 | 55.12 | 47.56 | 39.38 | 41.55 | 46.52 | 38.98 | 52.14 | 54.73 | 51.12 | 52.14 | 54.73 | 51.12 | 52.14 | 54.73 | 51.12 | 52.14 | 54.73 | 51.12 | 57.72 | 54.84 | 51.12 | 57.72 | 54.84 | 51.12 | 52.14 | 54.73 | 51.12 | 52.14 | 54.73 | 51.12 | 57.72 | 54.84 | 51.12 | 67.27 | 54.18 | 47.16 | 68.64 | 55.28 | 50.61 | 52.14 | 54.73 | 51.12
8120 | 42.54 | 47.51 | 39.18 | 42.54 | 47.51 | 39.97 | 43.25 | 48.83 | 39.97 | 43.25 | 48.83 | 39.97 | 43.25 | 50.05 | 39.97 | 43.25 | 50.05 | 39.97 | 42.54 | 47.51 | 39.97 | 42.54 | 47.51 | 39.97 | 43.25 | 50.05 | 39.97 | 54.99 | 49.32 | 37.27 | 56.11 | 49.32 | 39.57 | 42.54 | 47.51 | 39.18 | 53.13 | 55.72 | 51.3 | 53.13 | 55.72 | 51.3 | 53.13 | 55.72 | 51.3 | 53.13 | 55.72 | 51.3 | 58.71 | 55.82 | 52.11 | 58.71 | 55.82 | 52.11 | 53.13 | 55.72 | 52.11 | 53.13 | 55.72 | 52.11 | 58.71 | 55.82 | 52.11 | 78.07 | 52.95 | 47.16 | 79.67 | 56.28 | 50.78 | 53.13 | 55.72 | 51.3
8121 | 41.82 | 46.78 | 38.47 | 41.82 | 46.78 | 39.25 | 42.52 | 47.37 | 39.25 | 42.52 | 47.37 | 39.25 | 42.52 | 49.33 | 39.25 | 42.52 | 49.33 | 39.25 | 41.82 | 46.78 | 39.25 | 41.82 | 46.78 | 39.25 | 42.52 | 49.32 | 39.25 | 54.99 | 48.83 | 35.75 | 56.11 | 47.86 | 38.85 | 41.82 | 46.78 | 38.47 | 52.4 | 54.99 | 48.21 | 52.4 | 54.99 | 48.21 | 52.4 | 54.99 | 48.21 | 52.4 | 54.99 | 48.21 | 57.98 | 55.1 | 51.38 | 57.98 | 55.1 | 51.38 | 52.4 | 54.99 | 51.38 | 52.4 | 54.99 | 51.38 | 57.98 | 55.1 | 51.38 | 81.2 | 51.36 | 45.03 | 82.86 | 55.55 | 47.72 | 52.4 | 54.99 | 47.25
8122 | 41.26 | 46.23 | 37.92 | 41.26 | 46.23 | 38.69 | 41.97 | 46.23 | 38.69 | 41.97 | 46.23 | 38.69 | 41.97 | 48.77 | 38.69 | 41.97 | 48.77 | 38.69 | 41.26 | 46.23 | 38.69 | 41.26 | 46.23 | 38.69 | 41.97 | 48.77 | 38.69 | 52.81 | 47.56 | 35.17 | 51.75 | 46.7 | 38.31 | 41.26 | 46.23 | 37.92 | 51.85 | 54.44 | 47.65 | 51.85 | 54.44 | 47.65 | 51.85 | 54.44 | 47.65 | 51.85 | 54.44 | 47.65 | 57.43 | 54.55 | 50.83 | 57.43 | 54.55 | 50.83 | 51.85 | 54.44 | 50.83 | 51.85 | 54.44 | 50.83 | 57.43 | 54.55 | 50.83 | 72.94 | 51.36 | 44.8 | 74.43 | 54.99 | 47.17 | 51.85 | 54.44 | 46.65
8123 | 41.12 | 46.08 | 37.78 | 41.12 | 46.08 | 38.55 | 41.82 | 46.08 | 38.55 | 41.82 | 46.08 | 38.55 | 41.82 | 48.61 | 38.55 | 41.82 | 48.61 | 38.55 | 41.12 | 46.08 | 38.55 | 41.12 | 46.08 | 38.55 | 41.82 | 48.61 | 38.55 | 45.61 | 45.56 | 34.42 | 44.7 | 46.55 | 38.16 | 41.12 | 46.08 | 37.78 | 51.71 | 54.29 | 47.51 | 51.71 | 54.29 | 47.51 | 51.71 | 54.29 | 47.51 | 51.71 | 54.29 | 47.51 | 57.29 | 54.4 | 50.68 | 57.29 | 54.4 | 50.68 | 51.71 | 54.29 | 50.68 | 51.71 | 54.29 | 50.68 | 57.29 | 54.4 | 50.68 | 66.76 | 47.89 | 44.8 | 68.12 | 54.84 | 47.03 | 51.71 | 54.29 | 46.65
8124 | 40.82 | 45.79 | 38.25 | 40.82 | 45.79 | 38.25 | 41.53 | 45.79 | 38.25 | 41.53 | 45.79 | 38.25 | 41.53 | 48.32 | 38.25 | 41.53 | 48.32 | 38.25 | 40.82 | 45.79 | 38.25 | 40.82 | 45.79 | 38.25 | 41.53 | 48.32 | 38.25 | 43.2 | 42.81 | 34.42 | 44.08 | 46.25 | 37.87 | 40.82 | 45.79 | 38.25 | 51.41 | 54 | 50.39 | 51.41 | 54 | 50.39 | 51.41 | 54 | 50.39 | 51.41 | 54 | 50.39 | 56.99 | 54.11 | 50.39 | 56.99 | 54.11 | 50.39 | 51.41 | 54 | 50.39 | 51.41 | 54 | 50.39 | 56.99 | 54.11 | 50.39 | 56.99 | 47.48 | 43.9 | 58.15 | 54.55 | 49.88 | 51.41 | 54 | 50.39
8125 | 40.67 | 45.64 | 38.1 | 40.67 | 45.64 | 38.1 | 41.38 | 45.64 | 38.1 | 41.38 | 45.64 | 38.1 | 41.38 | 48.17 | 38.1 | 41.38 | 48.17 | 38.1 | 40.67 | 45.64 | 38.1 | 40.67 | 45.64 | 38.1 | 41.38 | 48.17 | 38.1 | 41.8 | 41.92 | 34.42 | 41.8 | 46.1 | 37.72 | 40.67 | 45.64 | 38.1 | 51.26 | 53.85 | 50.24 | 51.26 | 53.85 | 50.24 | 51.26 | 53.85 | 50.24 | 51.26 | 53.85 | 50.24 | 56.84 | 53.95 | 50.24 | 56.84 | 53.95 | 50.24 | 51.26 | 53.85 | 50.24 | 51.26 | 53.85 | 50.24 | 56.84 | 53.95 | 50.24 | 56.27 | 47.18 | 43.9 | 57.42 | 54.39 | 49.73 | 51.26 | 53.85 | 50.24
8126 | 40.79 | 45.76 | 38.22 | 40.79 | 45.76 | 38.22 | 40.79 | 45.76 | 38.22 | 40.79 | 45.76 | 38.22 | 41.5 | 48.29 | 38.22 | 41.5 | 48.29 | 38.22 | 40.79 | 45.76 | 38.22 | 40.79 | 45.76 | 38.22 | 41.5 | 48.29 | 38.22 | 41.2 | 41.92 | 34.42 | 41.2 | 46.22 | 37.84 | 40.79 | 45.76 | 38.22 | 51.38 | 53.97 | 50.35 | 51.38 | 53.97 | 50.35 | 51.38 | 53.97 | 50.35 | 51.38 | 53.97 | 50.35 | 56.96 | 54.07 | 50.35 | 56.96 | 54.07 | 50.35 | 51.38 | 53.97 | 50.35 | 51.38 | 53.97 | 50.35 | 56.96 | 54.07 | 50.35 | 56.39 | 47.18 | 44.8 | 57.54 | 54.51 | 49.85 | 51.38 | 53.97 | 50.35
8127 | 41.2 | 46.17 | 38.64 | 41.2 | 46.17 | 38.64 | 41.91 | 46.17 | 38.64 | 41.91 | 46.17 | 38.64 | 41.91 | 48.7 | 38.64 | 41.91 | 48.7 | 38.64 | 41.2 | 46.17 | 38.64 | 41.2 | 46.17 | 38.64 | 41.91 | 48.7 | 38.64 | 42.33 | 41.92 | 34.42 | 43.2 | 46.64 | 38.25 | 41.91 | 46.17 | 38.64 | 51.79 | 54.38 | 50.77 | 51.79 | 54.38 | 50.77 | 51.79 | 54.38 | 50.77 | 51.79 | 54.38 | 50.77 | 57.37 | 54.49 | 50.77 | 57.37 | 54.49 | 50.77 | 51.79 | 54.38 | 50.77 | 51.79 | 54.38 | 50.77 | 57.37 | 54.49 | 50.77 | 56.8 | 47.18 | 44.8 | 57.96 | 54.93 | 50.26 | 51.79 | 54.38 | 50.77
8128 | 42.95 | 47.92 | 40.38 | 42.95 | 47.92 | 40.38 | 43.66 | 47.92 | 40.38 | 43.66 | 47.92 | 40.38 | 43.66 | 50.45 | 40.38 | 43.66 | 50.45 | 40.38 | 42.95 | 47.92 | 40.38 | 42.95 | 47.92 | 40.38 | 43.66 | 50.45 | 40.38 | 44.1 | 45.78 | 34.42 | 45 | 48.4 | 39.98 | 43.66 | 47.92 | 40.38 | 53.54 | 56.13 | 52.51 | 53.54 | 56.13 | 52.51 | 53.54 | 56.13 | 52.51 | 53.54 | 56.13 | 52.51 | 59.12 | 56.23 | 52.51 | 59.12 | 56.23 | 52.51 | 53.54 | 56.13 | 52.51 | 53.54 | 56.13 | 52.51 | 59.12 | 56.23 | 52.51 | 59.49 | 47.66 | 45.26 | 60.71 | 56.69 | 51.99 | 53.54 | 56.13 | 52.51
8129 | 43.36 | 48.32 | 40.79 | 43.36 | 48.32 | 40.79 | 44.06 | 48.32 | 40.79 | 44.06 | 48.32 | 40.79 | 44.06 | 50.86 | 40.79 | 44.06 | 50.86 | 40.79 | 43.36 | 48.32 | 40.79 | 43.36 | 48.32 | 40.79 | 44.06 | 50.86 | 40.79 | 44.51 | 47.84 | 34.42 | 45.42 | 48.81 | 40.38 | 44.06 | 48.32 | 40.79 | 53.95 | 56.53 | 52.92 | 53.95 | 56.53 | 52.92 | 53.95 | 56.53 | 52.92 | 53.95 | 56.53 | 52.92 | 59.53 | 56.64 | 52.92 | 59.53 | 56.64 | 52.92 | 53.95 | 56.53 | 52.92 | 53.95 | 56.53 | 52.92 | 59.53 | 56.64 | 52.92 | 78.91 | 51.36 | 45.26 | 80.52 | 57.11 | 52.39 | 53.95 | 56.53 | 52.92
8130 | 41.16 | 46.13 | 38.59 | 41.16 | 46.13 | 38.59 | 41.87 | 46.13 | 38.59 | 41.87 | 46.13 | 38.59 | 41.87 | 48.67 | 38.59 | 41.87 | 48.67 | 38.59 | 41.16 | 46.13 | 38.59 | 41.16 | 46.13 | 38.59 | 41.87 | 48.67 | 38.59 | 42.29 | 46.41 | 34.42 | 42.29 | 46.59 | 38.2 | 41.87 | 46.13 | 38.59 | 51.75 | 54.34 | 50.72 | 51.75 | 54.34 | 50.72 | 51.75 | 54.34 | 50.72 | 51.75 | 54.34 | 50.72 | 57.33 | 54.44 | 50.72 | 57.33 | 54.44 | 50.72 | 51.75 | 54.34 | 50.72 | 51.75 | 54.34 | 50.72 | 57.33 | 54.44 | 50.72 | 57.91 | 51.36 | 44.8 | 59.09 | 54.88 | 50.22 | 51.75 | 54.34 | 50.72
8131 | 40.59 | 45.55 | 38.02 | 40.59 | 45.55 | 38.02 | 40.59 | 45.55 | 38.02 | 40.59 | 45.55 | 38.02 | 41.29 | 48.1 | 38.02 | 41.29 | 48.1 | 38.02 | 40.59 | 45.55 | 38.02 | 40.59 | 45.55 | 38.02 | 41.29 | 48.1 | 38.02 | 41.71 | 46.01 | 34.42 | 41 | 46.01 | 37.64 | 40.59 | 45.55 | 38.02 | 51.18 | 53.77 | 50.15 | 51.18 | 53.77 | 50.15 | 51.18 | 53.77 | 50.15 | 51.18 | 53.77 | 50.15 | 56.76 | 53.87 | 50.15 | 56.76 | 53.87 | 50.15 | 51.18 | 53.77 | 50.15 | 51.18 | 53.77 | 50.15 | 56.76 | 53.87 | 50.15 | 57.33 | 49.13 | 44.8 | 56.18 | 54.31 | 49.65 | 51.18 | 53.77 | 50.15
8132 | 40.21 | 45.18 | 37.64 | 40.21 | 45.18 | 37.64 | 40.21 | 45.18 | 37.64 | 40.21 | 45.18 | 37.64 | 40.92 | 47.72 | 37.64 | 40.92 | 47.72 | 37.64 | 40.21 | 45.18 | 37.64 | 40.21 | 45.18 | 37.64 | 40.92 | 47.72 | 37.64 | 41.33 | 44.9 | 34.42 | 40.61 | 45.63 | 37.26 | 40.21 | 45.18 | 37.64 | 50.8 | 53.39 | 49.77 | 50.8 | 53.39 | 49.77 | 50.8 | 53.39 | 49.77 | 50.8 | 53.39 | 49.77 | 56.38 | 53.49 | 49.77 | 56.38 | 53.49 | 49.77 | 50.8 | 53.39 | 49.77 | 50.8 | 53.39 | 49.77 | 56.38 | 53.49 | 49.77 | 56.95 | 47.66 | 44.8 | 55.81 | 52.85 | 45.72 | 50.8 | 53.39 | 49.77
8133 | 39.99 | 44.96 | 37.43 | 39.99 | 44.96 | 37.43 | 39.99 | 44.96 | 37.43 | 39.99 | 44.96 | 37.43 | 40.7 | 47.36 | 37.43 | 40.7 | 47.36 | 37.43 | 39.99 | 44.96 | 37.43 | 39.99 | 44.96 | 37.43 | 40.7 | 47.36 | 37.43 | 41.11 | 44.4 | 34.42 | 40.4 | 45.31 | 37.05 | 39.99 | 44.96 | 37.43 | 50.58 | 53.17 | 49.56 | 50.58 | 53.17 | 49.56 | 50.58 | 53.17 | 49.56 | 50.58 | 53.17 | 49.56 | 56.16 | 53.28 | 49.56 | 56.16 | 53.28 | 49.56 | 50.58 | 53.17 | 49.56 | 50.58 | 53.17 | 49.56 | 56.16 | 53.28 | 49.56 | 55.6 | 46.23 | 44.8 | 54.49 | 52.64 | 45.72 | 50.58 | 53.17 | 49.56
8134 | 39.66 | 44.63 | 37.09 | 39.66 | 44.63 | 37.09 | 39.66 | 44.63 | 37.09 | 39.66 | 44.63 | 37.09 | 40.37 | 47.02 | 37.09 | 40.37 | 47.02 | 37.09 | 39.66 | 44.63 | 37.09 | 39.66 | 44.63 | 37.09 | 40.37 | 47.02 | 37.09 | 40.06 | 39.96 | 34.42 | 40.06 | 44.18 | 36.72 | 39.66 | 44.63 | 37.09 | 50.25 | 52.84 | 49.22 | 50.25 | 52.84 | 49.22 | 50.25 | 52.84 | 49.22 | 50.25 | 52.84 | 49.22 | 55.83 | 52.94 | 49.22 | 55.83 | 52.94 | 49.22 | 50.25 | 52.84 | 49.22 | 50.25 | 52.84 | 49.22 | 55.83 | 52.94 | 49.22 | 55.27 | 46.23 | 44.38 | 50.76 | 52.31 | 45.28 | 50.25 | 52.84 | 49.22
8135 | 39.24 | 44.21 | 36.68 | 39.24 | 44.21 | 36.68 | 39.24 | 44.21 | 36.68 | 39.24 | 44.21 | 36.68 | 39.95 | 46.6 | 36.68 | 39.95 | 46.6 | 36.59 | 39.24 | 44.21 | 36.68 | 39.24 | 44.21 | 36.68 | 39.95 | 46.6 | 36.68 | 39.55 | 35.88 | 33.55 | 39.64 | 43.77 | 34.42 | 39.24 | 44.21 | 36.68 | 49.83 | 52.42 | 48.81 | 49.83 | 52.42 | 48.81 | 49.83 | 52.42 | 48.81 | 49.83 | 52.42 | 48.81 | 55.41 | 52.53 | 48.81 | 55.41 | 52.53 | 48.8 | 49.83 | 52.42 | 48.81 | 49.83 | 52.42 | 48.81 | 55.41 | 52.53 | 48.81 | 54.86 | 46.05 | 44.38 | 50.34 | 51.9 | 44.8 | 49.83 | 52.42 | 48.81
8136 | 39.07 | 44.04 | 36.51 | 39.07 | 44.04 | 36.51 | 39.07 | 44.04 | 36.51 | 39.07 | 44.04 | 36.51 | 39.78 | 46.43 | 36.51 | 39.78 | 46.43 | 36.51 | 39.07 | 44.04 | 36.51 | 39.07 | 44.04 | 36.51 | 39.78 | 46.43 | 36.51 | 38.68 | 0 | 33.55 | 39.47 | 43.6 | 34.42 | 39.07 | 44.04 | 36.51 | 49.66 | 52.25 | 48.64 | 49.66 | 52.25 | 48.64 | 49.66 | 52.25 | 48.64 | 49.66 | 52.25 | 48.64 | 55.24 | 52.36 | 48.64 | 55.24 | 52.36 | 46.84 | 49.66 | 52.25 | 48.64 | 49.66 | 52.25 | 48.64 | 55.24 | 52.36 | 48.64 | 51.19 | 45.76 | 44.07 | 50.17 | 51.73 | 44.8 | 49.66 | 52.25 | 48.64
8137 | 38.88 | 43.85 | 36.32 | 38.88 | 43.85 | 36.32 | 38.88 | 43.85 | 36.32 | 38.88 | 43.85 | 36.32 | 39.59 | 46.24 | 36.32 | 39.59 | 46.24 | 36.31 | 38.88 | 43.85 | 36.32 | 38.88 | 43.85 | 36.32 | 39.59 | 46.24 | 36.32 | 37.72 | 0 | 33.4 | 38.49 | 43.41 | 34.42 | 38.88 | 43.85 | 36.32 | 49.47 | 52.06 | 48.45 | 49.47 | 52.06 | 48.45 | 49.47 | 52.06 | 48.45 | 49.47 | 52.06 | 48.45 | 55.05 | 52.17 | 48.45 | 55.05 | 52.17 | 46.68 | 49.47 | 52.06 | 48.45 | 49.47 | 52.06 | 48.45 | 55.05 | 52.17 | 48.45 | 49.97 | 45.76 | 42.59 | 49.97 | 51.54 | 44.8 | 49.47 | 52.06 | 48.45
8138 | 38.77 | 43.74 | 36.2 | 38.77 | 43.74 | 36.2 | 38.77 | 43.74 | 36.2 | 38.77 | 43.74 | 36.2 | 39.48 | 46.13 | 36.2 | 39.48 | 46.13 | 36.2 | 38.77 | 43.74 | 36.2 | 38.77 | 43.74 | 36.2 | 39.48 | 46.13 | 36.2 | 37.62 | 0 | 33.4 | 38.38 | 43.3 | 34.42 | 38.77 | 43.74 | 36.2 | 49.36 | 51.95 | 48.34 | 49.36 | 51.95 | 48.34 | 49.36 | 51.95 | 48.34 | 49.36 | 51.95 | 48.34 | 54.94 | 52.06 | 48.34 | 54.94 | 52.06 | 46.68 | 49.36 | 51.95 | 48.34 | 49.36 | 51.95 | 48.34 | 54.94 | 52.06 | 48.34 | 49.97 | 45.76 | 42.59 | 49.86 | 51.43 | 44.8 | 49.36 | 51.95 | 48.34
8139 | 38.75 | 43.72 | 36.18 | 38.75 | 43.72 | 36.18 | 38.75 | 43.72 | 36.18 | 38.75 | 43.72 | 36.18 | 39.46 | 46.11 | 36.18 | 39.46 | 46.11 | 36.18 | 38.75 | 43.72 | 36.18 | 38.75 | 43.72 | 36.18 | 39.46 | 46.11 | 36.18 | 37.6 | 0 | 33.4 | 38.36 | 43.28 | 34.42 | 38.75 | 43.72 | 36.18 | 49.34 | 51.93 | 48.32 | 49.34 | 51.93 | 46.68 | 49.34 | 51.93 | 46.68 | 49.34 | 51.93 | 46.68 | 54.92 | 52.03 | 46.68 | 54.92 | 52.03 | 46.68 | 49.34 | 51.93 | 46.68 | 49.34 | 51.93 | 48.32 | 54.92 | 52.03 | 46.68 | 49.84 | 45.76 | 42.29 | 49.84 | 51.41 | 44.8 | 49.34 | 51.93 | 48.32
8140 | 38.93 | 43.9 | 36.36 | 38.93 | 43.89 | 36.36 | 38.93 | 43.89 | 36.36 | 38.93 | 43.89 | 36.36 | 39.64 | 46.28 | 36.36 | 39.64 | 46.28 | 36.36 | 38.93 | 43.9 | 36.36 | 38.93 | 43.9 | 36.36 | 39.64 | 46.28 | 36.36 | 37.71 | 0 | 33.4 | 38.54 | 43.46 | 34.42 | 38.93 | 43.9 | 36.36 | 49.52 | 52.11 | 48.49 | 49.52 | 52.11 | 46.68 | 49.52 | 52.11 | 46.68 | 49.52 | 52.11 | 46.68 | 55.1 | 52.21 | 46.68 | 55.1 | 52.21 | 46.68 | 49.52 | 52.11 | 46.68 | 49.52 | 52.11 | 48.49 | 55.1 | 52.21 | 46.68 | 50.02 | 45.76 | 42.15 | 50.02 | 51.58 | 44.8 | 49.52 | 52.11 | 48.49
8141 | 39.36 | 44.33 | 36.79 | 39.36 | 44.33 | 36.79 | 39.36 | 44.33 | 36.79 | 39.36 | 44.33 | 36.59 | 40.07 | 46.72 | 36.79 | 40.07 | 46.72 | 36.59 | 39.36 | 44.33 | 36.79 | 39.36 | 44.33 | 36.79 | 40.07 | 46.72 | 36.79 | 38.97 | 0 | 33.4 | 39.76 | 43.88 | 34.42 | 39.36 | 44.33 | 36.79 | 49.95 | 52.54 | 48.92 | 49.95 | 52.54 | 46.68 | 49.95 | 52.54 | 46.68 | 49.95 | 52.54 | 46.68 | 55.53 | 52.64 | 46.68 | 55.53 | 52.64 | 46.68 | 49.95 | 52.54 | 46.68 | 49.95 | 52.54 | 48.92 | 55.53 | 52.64 | 46.68 | 52.25 | 45.76 | 42.29 | 51.2 | 52.01 | 44.8 | 49.95 | 52.54 | 63.5
8142 | 39.98 | 44.94 | 37.41 | 39.98 | 44.94 | 37.41 | 39.98 | 44.94 | 37.41 | 39.98 | 44.94 | 37.41 | 40.68 | 47.34 | 37.41 | 40.68 | 47.34 | 37.41 | 39.98 | 44.94 | 37.41 | 39.98 | 44.94 | 37.41 | 40.68 | 47.34 | 37.41 | 40.28 | 36.99 | 33.55 | 40.38 | 44.49 | 36.27 | 39.98 | 44.94 | 37.41 | 50.56 | 53.15 | 49.54 | 50.56 | 53.15 | 49.54 | 50.56 | 53.15 | 49.54 | 50.56 | 53.15 | 46.68 | 56.14 | 53.26 | 49.54 | 56.14 | 53.26 | 47.16 | 50.56 | 53.15 | 49.54 | 50.56 | 53.15 | 49.54 | 56.14 | 53.26 | 49.54 | 55.58 | 46.23 | 44.07 | 54.47 | 52.62 | 44.97 | 50.56 | 53.15 | 64.79
8143 | 40.93 | 45.9 | 38.36 | 40.93 | 45.9 | 38.36 | 40.93 | 45.9 | 38.36 | 40.93 | 45.9 | 38.36 | 41.64 | 48.35 | 38.36 | 41.64 | 48.35 | 38.36 | 40.93 | 45.9 | 38.36 | 40.93 | 45.9 | 38.36 | 41.64 | 48.35 | 38.36 | 42.06 | 45.49 | 34.42 | 41.34 | 46.36 | 37.98 | 40.93 | 45.9 | 41.72 | 51.52 | 54.11 | 50.49 | 51.52 | 54.11 | 50.49 | 51.52 | 54.11 | 50.49 | 51.52 | 54.11 | 49 | 57.1 | 54.21 | 50.49 | 57.1 | 54.21 | 50.49 | 51.52 | 54.11 | 50.49 | 51.52 | 54.11 | 50.49 | 57.1 | 54.21 | 50.49 | 57.67 | 47.66 | 44.8 | 56.52 | 53.57 | 45.72 | 66.04 | 59.54 | 107.1
8144 | 41.74 | 46.71 | 39.17 | 41.74 | 46.71 | 39.17 | 41.74 | 46.71 | 39.17 | 41.74 | 46.71 | 38.4 | 42.45 | 49.25 | 39.17 | 42.45 | 49.25 | 36.96 | 41.74 | 46.71 | 39.17 | 41.74 | 46.71 | 39.17 | 42.45 | 49.25 | 39.17 | 42.88 | 47.77 | 34.42 | 42.16 | 47.18 | 35.49 | 41.74 | 46.71 | 41.72 | 52.33 | 54.92 | 51.31 | 52.33 | 54.92 | 51.31 | 52.33 | 54.92 | 51.31 | 52.33 | 54.92 | 48.51 | 57.91 | 55.02 | 51.31 | 57.91 | 55.02 | 49.61 | 52.33 | 54.92 | 51.31 | 52.33 | 54.92 | 51.31 | 57.91 | 55.02 | 51.31 | 58.5 | 51.77 | 44.8 | 57.33 | 54.37 | 45.72 | 65.9 | 59.54 | 106.03
8145 | 41.25 | 46.22 | 38.68 | 41.25 | 46.22 | 38.68 | 41.25 | 46.22 | 38.68 | 41.25 | 46.22 | 36.59 | 41.96 | 48.76 | 38.68 | 41.96 | 48.76 | 36.59 | 41.25 | 46.22 | 38.68 | 41.25 | 46.22 | 38.68 | 41.96 | 48.76 | 38.68 | 42.38 | 47.12 | 34.42 | 41.67 | 46.69 | 35.14 | 41.25 | 46.22 | 41.72 | 51.84 | 54.43 | 50.82 | 51.84 | 54.43 | 50.82 | 51.84 | 54.43 | 50.82 | 51.84 | 54.43 | 46.99 | 57.42 | 54.54 | 50.82 | 57.42 | 54.54 | 49.61 | 51.84 | 54.43 | 50.82 | 51.84 | 54.43 | 50.82 | 57.42 | 54.54 | 50.82 | 58 | 53.88 | 44.38 | 56.84 | 54.98 | 45.28 | 65.16 | 59.02 | 102.7
8146 | 40.94 | 45.9 | 38.37 | 40.94 | 45.9 | 38.37 | 40.94 | 45.9 | 38.37 | 40.94 | 45.9 | 36.01 | 41.64 | 48.45 | 38.37 | 41.64 | 48.45 | 36.01 | 40.94 | 45.9 | 38.37 | 40.94 | 45.9 | 38.37 | 41.64 | 48.45 | 38.37 | 41.35 | 47.12 | 34.24 | 41.35 | 46.37 | 34.93 | 40.94 | 45.9 | 41.72 | 51.52 | 54.11 | 50.5 | 51.52 | 54.11 | 49.85 | 51.52 | 54.11 | 49.85 | 51.52 | 54.11 | 46.68 | 57.1 | 54.22 | 49.85 | 57.1 | 54.22 | 49.61 | 51.52 | 54.11 | 49.85 | 51.52 | 54.11 | 50.5 | 57.1 | 54.22 | 49.85 | 57.1 | 52.95 | 44.38 | 55.96 | 54.03 | 45.28 | 51.52 | 58.68 | 100
8147 | 40.77 | 45.73 | 38.2 | 40.77 | 45.73 | 38.2 | 40.77 | 45.73 | 38.2 | 40.77 | 45.73 | 36.01 | 41.47 | 48.28 | 38.2 | 41.47 | 48.28 | 36.01 | 40.77 | 45.73 | 38.2 | 40.77 | 45.73 | 38.2 | 41.47 | 48.28 | 38.2 | 41.18 | 46.19 | 33.89 | 41.18 | 46.2 | 34.58 | 40.77 | 45.73 | 38.2 | 51.36 | 53.94 | 50.33 | 51.36 | 53.94 | 49.85 | 51.36 | 53.94 | 49.85 | 51.36 | 53.94 | 46.68 | 56.94 | 53.94 | 49.85 | 56.94 | 53.94 | 49.61 | 51.36 | 53.94 | 49.85 | 51.36 | 53.94 | 50.33 | 56.94 | 53.94 | 49.85 | 56.37 | 49.13 | 44.38 | 55.24 | 53.4 | 45.28 | 51.36 | 57.91 | 99
8148 | 40.64 | 45.61 | 38.07 | 40.64 | 45.61 | 38.07 | 40.64 | 45.61 | 38.07 | 40.64 | 45.61 | 36.01 | 41.35 | 48.15 | 38.07 | 41.35 | 48.15 | 36.01 | 40.64 | 45.61 | 38.07 | 40.64 | 45.61 | 38.07 | 41.35 | 48.15 | 38.07 | 41.05 | 46.07 | 33.89 | 41.05 | 46.07 | 34.58 | 40.64 | 45.61 | 38.07 | 51.23 | 53.82 | 49.85 | 51.23 | 53.82 | 49.85 | 51.23 | 53.82 | 49.85 | 51.23 | 53.82 | 46.68 | 56.81 | 53.93 | 49.85 | 56.81 | 53.93 | 49.61 | 51.23 | 53.82 | 49.85 | 51.23 | 53.82 | 50.21 | 56.81 | 53.93 | 49.85 | 56.24 | 49.13 | 44.38 | 55.12 | 53.28 | 44.8 | 51.23 | 53.82 | 64.79
8149 | 40.64 | 45.61 | 38.07 | 40.64 | 45.61 | 38.07 | 40.64 | 45.61 | 38.07 | 40.64 | 45.61 | 36.01 | 41.35 | 48.15 | 38.07 | 41.35 | 48.15 | 36.01 | 40.64 | 45.61 | 38.07 | 40.64 | 45.61 | 38.07 | 41.35 | 48.15 | 38.07 | 41.77 | 46.07 | 34.42 | 41.05 | 46.07 | 35.12 | 40.64 | 45.61 | 38.07 | 51.23 | 53.82 | 47.16 | 51.23 | 53.82 | 47.16 | 51.23 | 53.82 | 47.16 | 51.23 | 53.82 | 46.68 | 56.81 | 53.92 | 47.16 | 56.81 | 53.92 | 47.16 | 51.23 | 53.82 | 47.16 | 51.23 | 53.82 | 50.21 | 56.81 | 53.92 | 47.16 | 56.24 | 49.13 | 44.38 | 55.12 | 53.28 | 45.28 | 51.23 | 53.82 | 64.79
8150 | 40.8 | 45.77 | 36.59 | 40.8 | 45.77 | 36.59 | 40.8 | 45.77 | 36.59 | 40.8 | 45.77 | 36.59 | 41.51 | 48.31 | 37.19 | 41.51 | 48.31 | 37.11 | 40.8 | 45.77 | 37.19 | 40.8 | 45.77 | 38.24 | 41.51 | 48.31 | 37.19 | 44.23 | 47.83 | 35.14 | 43.34 | 46.23 | 35.85 | 40.8 | 45.77 | 38.24 | 51.39 | 53.98 | 46.43 | 51.39 | 53.98 | 46.43 | 51.39 | 53.98 | 46.43 | 51.39 | 53.98 | 46.43 | 56.97 | 54.09 | 49.61 | 56.97 | 54.09 | 49.61 | 51.39 | 53.98 | 49.61 | 51.39 | 53.98 | 50.37 | 56.97 | 54.09 | 49.61 | 64.06 | 53.55 | 45.97 | 62.78 | 54.53 | 45.97 | 51.39 | 53.98 | 64.79
8151 | 41.15 | 46.12 | 38.59 | 41.15 | 46.12 | 38.59 | 41.15 | 46.12 | 38.59 | 41.15 | 46.12 | 38.59 | 41.86 | 48.67 | 38.59 | 41.86 | 48.67 | 38.59 | 41.15 | 46.12 | 38.59 | 41.15 | 46.12 | 38.59 | 41.86 | 48.67 | 38.59 | 53.82 | 60.61 | 38.97 | 52.74 | 46.61 | 38.97 | 41.15 | 46.12 | 38.59 | 51.74 | 54.33 | 49.71 | 51.74 | 54.33 | 49.71 | 51.74 | 54.33 | 49.71 | 51.74 | 54.33 | 49.71 | 57.32 | 54.44 | 50.72 | 57.32 | 54.44 | 50.72 | 51.74 | 54.33 | 50.72 | 51.74 | 54.33 | 50.72 | 57.32 | 54.44 | 50.72 | 70.15 | 54.88 | 50.21 | 71.58 | 54.88 | 49.78 | 65.16 | 54.33 | 90
8152 | 42.02 | 46.98 | 39.45 | 42.02 | 46.98 | 39.45 | 42.72 | 46.98 | 39.45 | 42.72 | 46.98 | 39.45 | 42.72 | 49.53 | 39.45 | 42.72 | 49.53 | 39.45 | 42.02 | 46.98 | 39.45 | 42.02 | 46.98 | 39.45 | 42.72 | 49.53 | 39.45 | 55 | 71.96 | 40.66 | 55 | 70.52 | 39.85 | 42.72 | 46.98 | 39.45 | 52.61 | 55.19 | 49.28 | 52.61 | 55.19 | 49.28 | 52.61 | 55.19 | 49.28 | 52.61 | 55.19 | 49.28 | 58.19 | 55.3 | 51.58 | 58.19 | 55.3 | 51.58 | 52.61 | 55.19 | 51.58 | 52.61 | 55.19 | 51.58 | 58.19 | 55.3 | 51.58 | 77.52 | 56.89 | 51.07 | 78.03 | 55.75 | 49.78 | 52.61 | 55.19 | 90
8153 | 42.74 | 47.7 | 40.17 | 42.74 | 47.7 | 40.17 | 43.45 | 47.7 | 40.17 | 43.45 | 47.7 | 40.17 | 43.45 | 50.25 | 40.17 | 43.45 | 50.25 | 40.17 | 42.74 | 47.7 | 40.17 | 42.74 | 47.7 | 40.17 | 43.45 | 50.25 | 40.17 | 56.12 | 74.32 | 46.11 | 56.12 | 72.83 | 40.58 | 43.45 | 47.71 | 40.17 | 53.33 | 55.92 | 48.43 | 53.33 | 55.92 | 48.43 | 53.33 | 55.92 | 48.43 | 53.33 | 55.92 | 48.43 | 58.91 | 56.02 | 52.3 | 58.91 | 56.02 | 52.3 | 53.33 | 55.92 | 51.61 | 53.33 | 55.92 | 51.61 | 58.91 | 56.02 | 52.3 | 81.59 | 85 | 62.88 | 81.59 | 82.45 | 49.78 | 65.16 | 55.92 | 90
8154 | 41.3 | 46.26 | 38.73 | 41.3 | 46.26 | 38.73 | 41.3 | 46.26 | 38.73 | 41.3 | 46.26 | 38.73 | 42.01 | 48.81 | 38.73 | 42.01 | 48.81 | 38.73 | 41.3 | 46.26 | 38.73 | 41.3 | 46.26 | 38.73 | 42.01 | 48.81 | 38.73 | 56.12 | 74.31 | 46.11 | 55 | 72.82 | 39.12 | 41.3 | 46.26 | 38.73 | 51.89 | 54.48 | 47.69 | 51.89 | 54.48 | 47.69 | 51.89 | 54.48 | 47.69 | 51.89 | 54.48 | 47.69 | 57.47 | 54.58 | 50.86 | 57.47 | 54.58 | 50.86 | 51.89 | 54.48 | 50.86 | 51.89 | 54.48 | 50.86 | 57.47 | 54.58 | 50.86 | 85.3 | 85 | 62.88 | 84.45 | 82.45 | 48.17 | 51.89 | 54.48 | 63.5
8155 | 40.59 | 45.55 | 38.02 | 40.59 | 45.55 | 38.02 | 40.59 | 45.55 | 38.02 | 40.59 | 45.55 | 38.02 | 41.29 | 48.1 | 38.02 | 41.29 | 48.1 | 38.02 | 40.59 | 45.55 | 38.02 | 40.59 | 45.55 | 38.02 | 41.29 | 48.1 | 38.02 | 55 | 65.66 | 39.19 | 53.9 | 47.55 | 38.4 | 40.59 | 45.55 | 38.02 | 51.18 | 53.76 | 46.98 | 51.18 | 53.76 | 46.98 | 51.18 | 53.76 | 46.98 | 51.18 | 53.76 | 46.98 | 56.76 | 53.87 | 50.15 | 56.76 | 53.87 | 50.15 | 51.18 | 53.76 | 50.15 | 51.18 | 53.76 | 50.15 | 56.76 | 53.87 | 50.15 | 80.81 | 84.84 | 62.88 | 80.06 | 54.31 | 47.45 | 51.18 | 53.76 | 50.15
8156 | 40.21 | 45.18 | 35.12 | 40.21 | 45.18 | 35.12 | 40.21 | 45.18 | 35.12 | 40.21 | 45.18 | 35.12 | 40.92 | 47.73 | 37.64 | 40.92 | 47.73 | 37.64 | 40.21 | 45.18 | 37.64 | 40.21 | 45.18 | 37.64 | 40.92 | 47.73 | 37.64 | 54.54 | 64.77 | 37.27 | 53.45 | 45.64 | 35.47 | 40.21 | 45.18 | 35.12 | 50.8 | 53.39 | 46.6 | 50.8 | 53.39 | 46.6 | 50.8 | 53.39 | 46.6 | 50.8 | 53.39 | 46.6 | 56.38 | 53.5 | 49.78 | 56.38 | 53.5 | 49.78 | 50.8 | 53.39 | 49.78 | 50.8 | 53.39 | 49.78 | 56.38 | 53.5 | 49.78 | 76.97 | 83.71 | 50.75 | 75.43 | 53.93 | 47.07 | 50.8 | 53.39 | 46.6
8157 | 40.05 | 44.55 | 25.39 | 40.05 | 44.55 | 25.39 | 40.05 | 44.55 | 25.39 | 40.05 | 44.55 | 25.39 | 40.75 | 47.56 | 37.48 | 40.75 | 47.56 | 37.48 | 40.05 | 45.01 | 37.48 | 40.05 | 45.01 | 37.48 | 40.75 | 47.56 | 37.48 | 47.51 | 48.58 | 36.6 | 46.56 | 45 | 25.64 | 40.05 | 44.55 | 25.39 | 50.63 | 52.42 | 46.17 | 50.63 | 52.42 | 46.17 | 50.63 | 52.42 | 46.17 | 50.63 | 52.42 | 46.17 | 56.21 | 53.33 | 49.61 | 56.21 | 53.33 | 49.61 | 50.63 | 53.22 | 49.34 | 50.63 | 53.22 | 49.34 | 56.21 | 53.33 | 49.61 | 66.04 | 54.59 | 50.75 | 64.72 | 52.95 | 46.63 | 50.63 | 52.42 | 46.17
8158 | 39.76 | 26.12 | 10.33 | 39.76 | 26.12 | 10.33 | 39.76 | 26.12 | 10.33 | 39.76 | 26.12 | 10.33 | 40.47 | 47.27 | 37.19 | 40.47 | 47.27 | 37.19 | 39.76 | 44.72 | 37.19 | 39.76 | 44.72 | 37.19 | 40.47 | 47.27 | 37.19 | 41.72 | 48.58 | 36.44 | 40.16 | 26.39 | 10.44 | 39.76 | 26.12 | 10.33 | 36.14 | 50.95 | 46.17 | 36.14 | 50.95 | 46.17 | 36.14 | 50.95 | 46.17 | 36.14 | 50.95 | 46.17 | 55.93 | 53.04 | 49.32 | 55.93 | 53.04 | 49.32 | 50.35 | 52.94 | 49.32 | 50.35 | 52.94 | 49.32 | 55.93 | 53.04 | 49.32 | 65.38 | 54.59 | 50.75 | 36.51 | 51.46 | 46.63 | 36.14 | 50.95 | 46.17
8159 | 38.16 | 26.12 | 0 | 38.16 | 26.12 | 0 | 38.16 | 26.12 | 0 | 38.16 | 26.12 | 0 | 39.92 | 46.73 | 36.65 | 39.92 | 46.73 | 36.65 | 39.22 | 44.18 | 34.82 | 39.22 | 44.18 | 36.65 | 39.92 | 46.73 | 36.65 | 40.33 | 48.58 | 36.26 | 38.55 | 26.39 | 34.42 | 38.16 | 26.12 | 0 | 35.42 | 48.43 | 46.17 | 35.42 | 48.43 | 46.17 | 35.42 | 48.43 | 46.17 | 35.42 | 48.43 | 46.17 | 55.38 | 52.5 | 48.78 | 55.38 | 52.5 | 48.78 | 49.8 | 51.61 | 46.93 | 49.8 | 52.39 | 48.78 | 55.38 | 52.5 | 48.78 | 56.65 | 54.59 | 49.27 | 45 | 52.95 | 46.63 | 35.42 | 48.43 | 46.17
8160 | 18.29 | 25.6 | 0 | 18.29 | 25.6 | 0 | 18.29 | 25.6 | 0 | 18.29 | 25.6 | 0 | 39.73 | 46.54 | 36.46 | 39.73 | 46.54 | 36.46 | 39.03 | 43.99 | 34.63 | 39.03 | 43.99 | 36.46 | 39.73 | 46.54 | 36.46 | 40.13 | 48.08 | 35.85 | 18.47 | 25.86 | 35.14 | 18.29 | 25.6 | 0 | 10.33 | 48.43 | 46.17 | 10.33 | 48.43 | 46.17 | 10.33 | 48.43 | 46.17 | 10.33 | 48.43 | 46.17 | 55.19 | 52.31 | 48.59 | 55.19 | 52.31 | 48.59 | 49.61 | 51.61 | 46.74 | 49.61 | 52.2 | 48.59 | 55.19 | 52.31 | 48.59 | 57.74 | 60.9 | 48.11 | 56.59 | 52.95 | 47.14 | 10.33 | 48.43 | 46.17
8161 | 18.29 | 10.33 | 0 | 18.29 | 10.33 | 0 | 18.29 | 10.33 | 0 | 18.29 | 10.33 | 0 | 39.52 | 46.32 | 36.24 | 39.52 | 46.32 | 36.24 | 38.81 | 43.77 | 0 | 38.81 | 43.78 | 36.24 | 39.52 | 46.32 | 36.24 | 39.92 | 47.12 | 35.14 | 18.47 | 10.44 | 34.44 | 18.29 | 10.33 | 0 | 10.33 | 48.43 | 45.2 | 10.33 | 48.43 | 45.2 | 10.33 | 48.43 | 45.2 | 10.33 | 48.43 | 45.2 | 54.98 | 52.09 | 48.38 | 54.98 | 52.09 | 48.38 | 49.4 | 51.61 | 45.2 | 49.4 | 51.99 | 48.38 | 54.98 | 52.09 | 48.38 | 55.44 | 52.62 | 47.75 | 54.33 | 51.57 | 46.8 | 10.33 | 48.43 | 45.2
8162 | 18.29 | 10.33 | 0 | 18.29 | 10.33 | 0 | 18.29 | 10.33 | 0 | 18.29 | 10.33 | 0 | 39.34 | 46.15 | 36.07 | 39.34 | 46.15 | 36.07 | 38.63 | 43.58 | 0 | 38.63 | 43.6 | 36.07 | 39.34 | 46.15 | 36.07 | 39.74 | 46.61 | 35.14 | 38.94 | 10.44 | 34.44 | 18.29 | 10.33 | 0 | 10.33 | 48.43 | 32.95 | 10.33 | 48.43 | 32.95 | 10.33 | 48.43 | 32.95 | 10.33 | 48.43 | 32.95 | 54.8 | 51.92 | 48.2 | 54.8 | 51.92 | 48.2 | 49.22 | 51.61 | 32.95 | 49.22 | 51.81 | 48.2 | 54.8 | 51.92 | 48.2 | 55.43 | 54.03 | 47.72 | 54.32 | 52.95 | 46.76 | 10.33 | 48.43 | 32.95
8163 | 18.29 | 10.33 | 0 | 18.29 | 10.33 | 0 | 18.29 | 10.33 | 0 | 18.29 | 10.33 | 0 | 39.32 | 46.12 | 36.04 | 39.32 | 46.12 | 36.04 | 38.61 | 43.56 | 0 | 38.61 | 43.58 | 36.04 | 39.32 | 46.12 | 36.04 | 39.72 | 46.59 | 35.14 | 38.92 | 10.44 | 34.42 | 18.29 | 10.33 | 0 | 10.33 | 32.95 | 10.33 | 10.33 | 32.95 | 10.33 | 10.33 | 32.95 | 10.33 | 10.33 | 32.95 | 10.33 | 54.78 | 51.89 | 48.18 | 54.78 | 51.89 | 48.18 | 49.2 | 51.61 | 10.33 | 49.2 | 51.79 | 48.18 | 54.78 | 51.89 | 48.18 | 55.33 | 52.42 | 45.72 | 54.23 | 51.37 | 44.8 | 10.33 | 32.95 | 10.33
8164 | 18.29 | 10.33 | 0 | 18.29 | 10.33 | 0 | 18.29 | 10.33 | 0 | 18.29 | 10.33 | 0 | 39.58 | 46.38 | 36.3 | 39.58 | 46.38 | 36.3 | 38.87 | 43.83 | 0 | 38.87 | 43.84 | 36.3 | 39.58 | 46.38 | 36.3 | 39.18 | 45.92 | 34.42 | 38.4 | 10.44 | 0 | 18.29 | 10.33 | 0 | 10.33 | 48.43 | 10.33 | 10.33 | 48.43 | 10.33 | 10.33 | 48.43 | 10.33 | 10.33 | 48.43 | 10.33 | 55.04 | 52.16 | 47.15 | 55.04 | 52.16 | 47.15 | 49.46 | 51.61 | 27.37 | 49.46 | 52.05 | 48.44 | 55.04 | 52.16 | 47.15 | 55.04 | 51.63 | 44.8 | 53.94 | 50.6 | 44.8 | 10.33 | 48.43 | 10.33
8165 | 39.17 | 26.12 | 10.33 | 39.17 | 26.12 | 10.33 | 39.17 | 26.12 | 10.33 | 39.17 | 26.12 | 10.33 | 40.07 | 46.87 | 36.59 | 40.07 | 46.87 | 36.59 | 39.36 | 44.32 | 34.96 | 39.36 | 44.32 | 36.79 | 40.07 | 46.87 | 36.59 | 39.66 | 46.4 | 34.42 | 39.57 | 26.39 | 10.44 | 39.17 | 26.12 | 10.33 | 36.14 | 48.43 | 44.33 | 36.14 | 48.43 | 44.33 | 36.14 | 48.43 | 44.33 | 36.14 | 48.43 | 44.33 | 55.53 | 52.64 | 48.92 | 55.53 | 52.64 | 48.92 | 49.95 | 51.61 | 47.07 | 49.95 | 52.54 | 48.92 | 55.53 | 52.64 | 48.92 | 55.04 | 52.11 | 44.8 | 53.94 | 51.07 | 44.8 | 36.14 | 48.43 | 44.33
8166 | 39.95 | 44.92 | 28.21 | 39.95 | 44.92 | 28.21 | 39.95 | 44.92 | 28.21 | 39.95 | 44.92 | 28.21 | 40.66 | 47.46 | 37.18 | 40.66 | 47.46 | 37.18 | 39.95 | 44.92 | 37.18 | 39.95 | 44.92 | 37.38 | 40.66 | 47.46 | 37.18 | 41.07 | 47.56 | 34.42 | 40.35 | 45.37 | 33.73 | 39.95 | 44.92 | 28.21 | 50.54 | 51.19 | 45.75 | 50.54 | 51.19 | 45.75 | 50.54 | 51.19 | 45.75 | 50.54 | 51.19 | 45.75 | 56.12 | 53.23 | 49.52 | 56.12 | 53.23 | 49.52 | 50.54 | 53.13 | 49.34 | 50.54 | 53.13 | 49.52 | 56.12 | 53.23 | 49.52 | 56.69 | 52.7 | 46.21 | 55.55 | 51.71 | 46.21 | 50.54 | 51.19 | 45.75
8167 | 41.04 | 46.01 | 34.09 | 41.04 | 46.01 | 34.09 | 41.04 | 46.01 | 34.09 | 41.04 | 46.01 | 34.09 | 41.75 | 48.56 | 38.48 | 41.75 | 48.56 | 38.48 | 41.04 | 46.01 | 38.48 | 41.04 | 46.01 | 38.48 | 41.75 | 48.56 | 38.48 | 52.53 | 49.05 | 36.2 | 51.48 | 48.07 | 35.48 | 41.04 | 46.01 | 34.09 | 51.63 | 54.22 | 46.17 | 51.63 | 54.22 | 46.17 | 51.63 | 54.22 | 46.17 | 51.63 | 54.22 | 46.17 | 57.21 | 54.33 | 50.61 | 57.21 | 54.33 | 50.61 | 51.63 | 54.22 | 49.34 | 51.63 | 54.22 | 50.61 | 57.21 | 54.33 | 50.61 | 73.34 | 54.77 | 46.63 | 74.83 | 54.77 | 46.63 | 51.63 | 54.22 | 46.17
8168 | 41.75 | 46.72 | 34.09 | 41.75 | 46.72 | 34.09 | 41.75 | 46.72 | 34.09 | 41.75 | 46.72 | 34.09 | 42.46 | 49.27 | 39.18 | 42.46 | 49.27 | 39.18 | 41.75 | 46.72 | 39.18 | 41.75 | 46.72 | 39.18 | 42.46 | 49.27 | 39.18 | 53.34 | 49.76 | 34.43 | 52.27 | 47.19 | 34.43 | 41.75 | 46.72 | 34.09 | 52.34 | 54.93 | 46.17 | 52.34 | 54.93 | 46.17 | 52.34 | 54.93 | 46.17 | 52.34 | 54.93 | 46.17 | 57.92 | 55.04 | 51.32 | 57.92 | 55.04 | 51.32 | 52.34 | 54.93 | 51.32 | 52.34 | 54.93 | 51.32 | 57.92 | 55.04 | 51.32 | 73.46 | 55.04 | 46.21 | 71.99 | 55.48 | 46.21 | 52.34 | 54.93 | 46.17
8169 | 41.5 | 46.47 | 33.74 | 41.5 | 46.47 | 33.74 | 41.5 | 46.47 | 33.74 | 41.5 | 46.47 | 33.74 | 42.21 | 49.01 | 36.96 | 42.21 | 49.01 | 36.96 | 41.5 | 46.47 | 36.96 | 41.5 | 46.47 | 38.93 | 42.21 | 49.01 | 36.96 | 53.34 | 49.51 | 34.42 | 52.27 | 46.94 | 34.09 | 41.5 | 46.47 | 33.74 | 52.09 | 53.74 | 46.17 | 52.09 | 53.74 | 46.17 | 52.09 | 53.74 | 46.17 | 52.09 | 53.74 | 46.17 | 57.67 | 54.78 | 49.61 | 57.67 | 54.78 | 49.61 | 52.09 | 54.68 | 49.61 | 52.09 | 54.68 | 51.07 | 57.67 | 54.78 | 49.61 | 75.69 | 53.21 | 45.7 | 77.23 | 54.29 | 45.7 | 52.09 | 53.74 | 46.17
8170 | 41.27 | 46.24 | 33.74 | 41.27 | 46.24 | 33.74 | 41.27 | 46.24 | 33.74 | 41.27 | 46.24 | 33.74 | 41.98 | 48.78 | 37.19 | 41.98 | 48.78 | 36.58 | 41.27 | 46.24 | 38.71 | 41.27 | 46.24 | 38.71 | 41.98 | 48.78 | 37.19 | 51.88 | 48.29 | 34.42 | 50.84 | 46.71 | 34.09 | 41.27 | 46.24 | 33.74 | 51.86 | 52.42 | 45.25 | 51.86 | 52.42 | 45.25 | 51.86 | 52.42 | 45.25 | 51.86 | 52.42 | 45.25 | 57.44 | 54.56 | 49.61 | 57.44 | 54.56 | 49.61 | 51.86 | 54.45 | 50.84 | 51.86 | 54.45 | 50.84 | 57.44 | 54.56 | 49.61 | 68.8 | 52.95 | 44.8 | 67.43 | 52.95 | 44.8 | 51.86 | 52.42 | 45.25
8171 | 41.09 | 46.06 | 33.06 | 41.09 | 46.06 | 33.06 | 41.09 | 46.06 | 33.06 | 41.09 | 46.06 | 33.06 | 41.8 | 48.6 | 37.19 | 41.8 | 48.6 | 36.01 | 41.09 | 46.06 | 38.53 | 41.09 | 46.06 | 38.53 | 41.8 | 48.6 | 37.19 | 41.94 | 47.48 | 34.42 | 41.51 | 46.53 | 33.4 | 41.09 | 46.06 | 33.06 | 51.68 | 50.14 | 44.35 | 51.68 | 50.14 | 44.35 | 51.68 | 50.14 | 44.35 | 51.68 | 50.14 | 44.35 | 57.26 | 54.38 | 49.61 | 57.26 | 54.38 | 49.61 | 51.68 | 54.27 | 50.66 | 51.68 | 54.27 | 50.66 | 57.26 | 54.38 | 49.61 | 56.69 | 50.65 | 44.8 | 55.56 | 50.65 | 44.8 | 51.68 | 50.14 | 44.35
8172 | 40.77 | 45.77 | 23.41 | 40.77 | 45.77 | 23.41 | 40.77 | 45.77 | 23.41 | 40.77 | 45.77 | 23.41 | 41.51 | 48.31 | 37.19 | 41.51 | 48.31 | 37.19 | 40.81 | 45.77 | 38.24 | 40.81 | 45.77 | 38.24 | 41.51 | 48.31 | 37.19 | 41.18 | 47.18 | 34.42 | 41.18 | 46.24 | 23.65 | 40.77 | 45.77 | 23.41 | 51.4 | 49.31 | 44.35 | 51.4 | 49.31 | 44.35 | 51.4 | 49.31 | 44.35 | 51.4 | 49.31 | 44.35 | 56.98 | 54.09 | 49.61 | 56.98 | 54.09 | 49.61 | 51.4 | 53.99 | 50.37 | 51.4 | 53.99 | 50.37 | 56.98 | 54.09 | 49.61 | 56.41 | 49.81 | 44.8 | 55.28 | 49.81 | 44.8 | 51.4 | 49.31 | 44.35
8173 | 40.56 | 38.51 | 23.41 | 40.56 | 38.51 | 23.41 | 40.56 | 38.51 | 23.41 | 40.56 | 38.51 | 23.41 | 41.27 | 48.06 | 37.99 | 41.27 | 48.06 | 37.99 | 40.56 | 45.52 | 37.99 | 40.56 | 45.52 | 37.99 | 41.27 | 48.06 | 37.99 | 41.27 | 47.14 | 34.42 | 40.97 | 38.9 | 23.65 | 40.56 | 38.51 | 23.41 | 51.15 | 49.32 | 44.35 | 51.15 | 49.32 | 44.35 | 51.15 | 49.32 | 44.35 | 51.15 | 49.32 | 44.35 | 56.73 | 53.84 | 49.61 | 56.73 | 53.84 | 49.61 | 51.15 | 53.74 | 50.12 | 51.15 | 53.74 | 50.12 | 56.73 | 53.84 | 49.61 | 56.16 | 50.65 | 44.8 | 55.04 | 49.82 | 44.8 | 51.15 | 49.32 | 44.35
8174 | 40.47 | 45.44 | 23.41 | 40.47 | 45.44 | 23.41 | 40.47 | 45.44 | 23.41 | 40.47 | 45.44 | 23.41 | 41.18 | 47.98 | 37.9 | 41.18 | 47.98 | 37.9 | 40.47 | 45.44 | 37.9 | 40.47 | 45.44 | 37.9 | 41.18 | 47.98 | 37.9 | 44.91 | 47.5 | 34.42 | 44.01 | 45.9 | 23.65 | 40.47 | 45.44 | 23.41 | 51.06 | 49.42 | 44.35 | 51.06 | 49.42 | 44.35 | 51.06 | 49.42 | 44.35 | 51.06 | 49.42 | 44.35 | 56.64 | 53.76 | 49.61 | 56.64 | 53.76 | 49.61 | 51.06 | 53.65 | 50.04 | 51.06 | 53.65 | 50.04 | 56.64 | 53.76 | 49.61 | 57.21 | 50.65 | 44.8 | 56.07 | 49.92 | 44.8 | 51.06 | 49.42 | 44.35
8175 | 40.62 | 45.59 | 31.42 | 40.62 | 45.59 | 33.39 | 40.62 | 45.59 | 33.39 | 40.62 | 45.59 | 33.39 | 41.33 | 48.13 | 38.05 | 41.33 | 48.13 | 38.05 | 40.62 | 45.59 | 38.05 | 40.62 | 45.59 | 38.05 | 41.33 | 48.13 | 38.05 | 51.49 | 47.14 | 34.42 | 50.46 | 46.05 | 33.73 | 40.62 | 45.59 | 31.42 | 51.21 | 50.14 | 44.35 | 51.21 | 50.14 | 44.35 | 51.21 | 50.14 | 44.35 | 51.21 | 50.14 | 44.35 | 56.79 | 53.9 | 50.19 | 56.79 | 53.9 | 50.19 | 51.21 | 53.8 | 50.19 | 51.21 | 53.8 | 50.19 | 56.79 | 53.9 | 50.19 | 66.81 | 50.65 | 44.8 | 65.47 | 50.65 | 44.8 | 51.21 | 50.14 | 44.35
8176 | 41.02 | 45.99 | 33.06 | 41.02 | 45.99 | 34.07 | 41.02 | 45.99 | 34.07 | 41.02 | 45.99 | 34.07 | 41.73 | 48.53 | 38.45 | 41.73 | 48.53 | 38.45 | 41.02 | 45.99 | 38.45 | 41.02 | 45.99 | 38.45 | 41.73 | 48.53 | 38.45 | 53.07 | 48.05 | 34.42 | 52.01 | 47.09 | 34.42 | 41.02 | 45.99 | 33.06 | 51.61 | 52.42 | 46.17 | 51.61 | 52.42 | 46.17 | 51.61 | 52.42 | 46.17 | 51.61 | 52.42 | 46.17 | 57.19 | 54.31 | 50.59 | 57.19 | 54.31 | 50.59 | 51.61 | 54.2 | 50.59 | 51.61 | 54.2 | 50.59 | 57.19 | 54.31 | 50.59 | 73.92 | 52.95 | 46.21 | 75.42 | 52.95 | 46.21 | 51.61 | 52.42 | 46.17
8177 | 41.52 | 46.49 | 31.75 | 41.52 | 46.49 | 35.78 | 41.52 | 46.49 | 35.78 | 41.52 | 46.49 | 35.78 | 42.23 | 49.03 | 38.95 | 42.23 | 49.03 | 38.95 | 41.52 | 46.49 | 38.95 | 41.52 | 46.49 | 38.95 | 42.23 | 49.03 | 38.95 | 55.09 | 49.53 | 35.42 | 53.99 | 48.54 | 36.14 | 41.52 | 46.49 | 31.75 | 52.11 | 53.82 | 46.17 | 52.11 | 53.82 | 46.17 | 52.11 | 53.82 | 46.17 | 52.11 | 53.82 | 46.17 | 57.69 | 54.8 | 51.09 | 57.69 | 54.8 | 51.09 | 52.11 | 54.7 | 51.09 | 52.11 | 54.7 | 51.09 | 57.69 | 54.8 | 51.09 | 76.73 | 53.28 | 46.21 | 78.29 | 54.36 | 46.63 | 52.11 | 53.82 | 46.17
8178 | 40.8 | 45.77 | 31.43 | 40.8 | 45.77 | 38.23 | 40.8 | 45.77 | 38.23 | 40.8 | 45.77 | 38.23 | 41.51 | 48.31 | 38.23 | 41.51 | 48.31 | 38.23 | 40.8 | 45.77 | 38.23 | 40.8 | 45.77 | 38.23 | 41.51 | 48.31 | 38.23 | 55 | 48.8 | 35.17 | 55 | 49.79 | 38.62 | 40.8 | 45.77 | 31.43 | 51.39 | 53.98 | 47.12 | 51.39 | 53.98 | 47.19 | 51.39 | 53.98 | 47.19 | 51.39 | 53.98 | 47.19 | 56.97 | 54.08 | 50.36 | 56.97 | 54.08 | 50.36 | 51.39 | 53.98 | 50.36 | 51.39 | 53.98 | 50.36 | 56.97 | 54.08 | 50.36 | 76.73 | 53.43 | 46.21 | 78.29 | 54.52 | 47.66 | 51.39 | 53.98 | 47.12
8179 | 40.24 | 44.31 | 23.81 | 40.24 | 45.2 | 37.67 | 40.24 | 45.2 | 37.67 | 40.24 | 45.2 | 37.67 | 40.94 | 47.75 | 37.67 | 40.94 | 47.75 | 37.67 | 40.24 | 45.2 | 37.67 | 40.24 | 45.2 | 37.67 | 40.94 | 47.75 | 37.67 | 54.62 | 47.75 | 35.17 | 55 | 48.72 | 38.05 | 40.24 | 44.31 | 23.81 | 50.83 | 53.41 | 46.17 | 50.83 | 53.41 | 49.8 | 50.83 | 53.41 | 49.8 | 50.83 | 53.41 | 49.8 | 56.41 | 53.52 | 49.8 | 56.41 | 53.52 | 49.8 | 50.83 | 53.41 | 49.8 | 50.83 | 53.41 | 49.8 | 56.41 | 53.52 | 49.8 | 74.16 | 52.88 | 46.21 | 75.67 | 82.45 | 50.31 | 50.83 | 53.41 | 46.17
8180 | 39.92 | 44.88 | 23.81 | 39.92 | 44.88 | 37.35 | 39.92 | 44.88 | 37.35 | 39.92 | 44.88 | 37.35 | 40.62 | 47.43 | 37.35 | 40.62 | 47.43 | 37.35 | 39.92 | 44.88 | 37.35 | 39.92 | 44.88 | 37.35 | 40.62 | 47.43 | 37.35 | 50 | 46.95 | 35.14 | 50.33 | 47.91 | 37.72 | 39.92 | 44.88 | 23.81 | 50.5 | 53.09 | 46.17 | 50.5 | 53.09 | 49.48 | 50.5 | 53.09 | 49.48 | 50.5 | 53.09 | 49.48 | 56.08 | 53.2 | 49.48 | 56.08 | 53.2 | 49.48 | 50.5 | 53.09 | 49.48 | 50.5 | 53.09 | 49.48 | 56.08 | 53.2 | 49.48 | 72.21 | 51.6 | 46.21 | 73.68 | 53.63 | 49.98 | 50.5 | 53.09 | 46.17
8181 | 39.75 | 26.12 | 22.95 | 39.75 | 44.71 | 37.18 | 39.75 | 44.71 | 37.18 | 39.75 | 44.71 | 37.18 | 40.45 | 47.26 | 37.18 | 40.45 | 47.26 | 37.18 | 39.75 | 44.71 | 37.18 | 39.75 | 44.71 | 37.18 | 40.45 | 47.26 | 37.18 | 44.7 | 45.72 | 34.42 | 43.81 | 45.16 | 37.55 | 39.75 | 26.12 | 22.95 | 50.33 | 51.19 | 46.17 | 50.33 | 52.92 | 47.59 | 50.33 | 52.92 | 47.59 | 50.33 | 52.92 | 47.59 | 55.91 | 53.03 | 49.31 | 55.91 | 53.03 | 49.31 | 50.33 | 52.92 | 49.31 | 50.33 | 52.92 | 49.31 | 55.91 | 53.03 | 49.31 | 63.29 | 47.66 | 44.8 | 62.03 | 53.46 | 47.12 | 50.33 | 51.19 | 46.17
8182 | 18.29 | 26.12 | 10.33 | 39.46 | 44.43 | 35.48 | 39.46 | 44.43 | 35.48 | 39.46 | 44.43 | 35.48 | 40.17 | 46.96 | 36.59 | 40.17 | 46.96 | 36.59 | 39.46 | 44.43 | 36.59 | 39.46 | 44.43 | 36.89 | 40.17 | 46.96 | 36.59 | 40.57 | 44.18 | 34.42 | 39.86 | 44.87 | 35.12 | 18.29 | 26.12 | 10.33 | 49.08 | 51.19 | 46.17 | 50.05 | 52.64 | 46.17 | 50.05 | 52.64 | 46.17 | 50.05 | 52.64 | 46.17 | 55.63 | 52.74 | 49.02 | 55.63 | 52.74 | 49.02 | 50.05 | 52.64 | 49.02 | 50.05 | 52.64 | 49.02 | 55.63 | 52.74 | 49.02 | 56.19 | 47.66 | 44.8 | 55.07 | 52.11 | 45.7 | 49.08 | 51.19 | 46.17
8183 | 18.29 | 25.6 | 0 | 39.15 | 42.44 | 35.48 | 39.15 | 42.44 | 35.48 | 39.15 | 42.44 | 35.48 | 39.86 | 44.65 | 36.59 | 39.86 | 44.65 | 36.59 | 39.15 | 44.12 | 36.59 | 39.15 | 44.12 | 36.59 | 39.86 | 44.65 | 36.59 | 39.55 | 42.01 | 34.42 | 39.55 | 42.86 | 35.12 | 18.29 | 25.6 | 0 | 36.14 | 49.51 | 46.17 | 49.74 | 49.51 | 46.68 | 49.74 | 49.51 | 46.68 | 49.74 | 49.51 | 46.68 | 55.32 | 52.33 | 48.72 | 55.32 | 52.33 | 48.72 | 49.74 | 52.33 | 48.72 | 49.74 | 52.33 | 48.72 | 55.32 | 52.33 | 48.72 | 54.77 | 47.66 | 44.38 | 50.25 | 49.01 | 45.28 | 36.14 | 49.51 | 46.17
8184 | 18.29 | 25.6 | 0 | 39.2 | 42.44 | 35.12 | 39.2 | 42.44 | 35.12 | 39.2 | 42.44 | 35.12 | 40.29 | 44.56 | 36.01 | 40.29 | 44.56 | 36.01 | 39.59 | 44.55 | 36.01 | 39.59 | 44.55 | 37.02 | 40.29 | 44.56 | 36.01 | 39.6 | 41.2 | 34.42 | 39.6 | 42.01 | 34.58 | 18.29 | 25.6 | 0 | 36.14 | 49.31 | 46.17 | 50.18 | 49.31 | 46.68 | 50.18 | 49.31 | 46.68 | 50.18 | 49.31 | 46.68 | 55.76 | 52.4 | 49.15 | 55.76 | 52.4 | 49.15 | 50.18 | 52.4 | 49.15 | 50.18 | 52.76 | 49.15 | 55.76 | 52.4 | 49.15 | 53.79 | 47.66 | 44.38 | 50.68 | 48.81 | 44.8 | 36.14 | 49.31 | 46.17
8185 | 18.29 | 25.6 | 0 | 38.16 | 41.75 | 36.01 | 38.16 | 41.75 | 36.01 | 38.16 | 41.75 | 36.01 | 40.12 | 44.37 | 36.01 | 40.12 | 44.37 | 36.01 | 39.41 | 44.37 | 36.01 | 39.41 | 44.37 | 36.01 | 40.12 | 44.37 | 36.01 | 38.55 | 41.2 | 34.42 | 38.55 | 41.33 | 34.58 | 18.29 | 25.6 | 0 | 36.14 | 49.31 | 46.17 | 50 | 49.31 | 46.68 | 50 | 49.31 | 46.68 | 50 | 49.31 | 46.68 | 55.58 | 52.4 | 48.97 | 55.58 | 52.4 | 48.97 | 50 | 52.4 | 48.97 | 50 | 52.59 | 48.97 | 55.58 | 52.4 | 48.97 | 53.79 | 47.66 | 44.38 | 50.5 | 48.81 | 44.8 | 36.14 | 49.31 | 46.17
8186 | 18.29 | 25.61 | 0 | 37.98 | 40.54 | 35.12 | 37.98 | 40.54 | 35.12 | 37.98 | 40.54 | 35.12 | 39.95 | 43.09 | 36.01 | 39.95 | 43.09 | 36.01 | 39.24 | 43.09 | 36.01 | 39.24 | 44.21 | 36.01 | 39.95 | 43.09 | 36.01 | 38.37 | 40.14 | 34.42 | 38.37 | 40.14 | 34.58 | 18.29 | 25.61 | 0 | 36.14 | 49.31 | 46.17 | 49.83 | 49.31 | 46.17 | 49.83 | 49.31 | 46.17 | 49.83 | 49.31 | 46.17 | 55.41 | 52.4 | 48.37 | 55.41 | 52.4 | 48.37 | 49.83 | 52.4 | 48.81 | 49.83 | 52.42 | 48.81 | 55.41 | 52.4 | 48.37 | 52.2 | 47.66 | 44.38 | 50.34 | 48.81 | 44.8 | 36.14 | 49.31 | 46.17
8187 | 18.29 | 26.12 | 10.33 | 36.97 | 38.41 | 34.77 | 36.97 | 38.41 | 34.77 | 36.97 | 38.41 | 34.77 | 39.09 | 40.42 | 36.01 | 39.09 | 40.42 | 36.01 | 39.09 | 40.42 | 36.01 | 39.09 | 44.06 | 36.01 | 39.09 | 40.42 | 36.01 | 37.34 | 38.8 | 34.42 | 37.34 | 38.02 | 34.42 | 18.29 | 26.12 | 10.33 | 47.02 | 49.31 | 46.17 | 47.5 | 49.31 | 46.17 | 47.5 | 49.31 | 46.17 | 47.5 | 49.31 | 46.17 | 52.3 | 52.27 | 46.68 | 52.3 | 52.27 | 46.68 | 49.68 | 52.27 | 48.66 | 49.68 | 52.27 | 48.66 | 52.3 | 52.27 | 46.68 | 48.96 | 47.66 | 43.9 | 47.98 | 48.81 | 44.8 | 47.02 | 49.31 | 46.17
8188 | 36.59 | 26.12 | 10.33 | 36.96 | 38.41 | 34.77 | 36.96 | 38.41 | 34.77 | 36.96 | 38.41 | 34.77 | 39.06 | 40.42 | 36.01 | 39.06 | 40.42 | 36.01 | 39.06 | 40.42 | 36.01 | 39.06 | 44.02 | 36.49 | 39.06 | 40.42 | 36.01 | 37.1 | 38.8 | 34.42 | 37.1 | 38.03 | 34.42 | 36.59 | 26.12 | 10.33 | 47.98 | 49.31 | 46.17 | 47.98 | 49.31 | 46.17 | 47.98 | 49.31 | 46.17 | 47.98 | 49.31 | 46.17 | 51.13 | 52.23 | 46.68 | 51.13 | 52.23 | 46.68 | 49.64 | 52.23 | 48.62 | 49.64 | 52.23 | 48.62 | 51.13 | 52.23 | 46.68 | 49.1 | 47.66 | 43.9 | 48.46 | 48.81 | 44.8 | 47.98 | 49.31 | 46.17
8189 | 37.48 | 26.12 | 10.33 | 37.48 | 38.41 | 34.77 | 37.48 | 38.41 | 34.77 | 37.48 | 38.41 | 34.77 | 39.25 | 40.42 | 36.01 | 39.25 | 40.42 | 36.01 | 39.25 | 40.42 | 36.01 | 39.25 | 44.21 | 36.68 | 39.25 | 40.42 | 36.01 | 37.1 | 38.8 | 34.42 | 37.1 | 38.03 | 34.42 | 37.48 | 26.12 | 10.33 | 48.11 | 49.31 | 46.17 | 48.11 | 49.31 | 46.17 | 48.11 | 49.31 | 46.17 | 48.11 | 49.31 | 46.17 | 51.13 | 52.4 | 46.68 | 51.13 | 52.4 | 46.68 | 49.84 | 52.4 | 48.81 | 49.84 | 52.43 | 48.81 | 51.13 | 52.4 | 46.68 | 49.1 | 47.66 | 43.9 | 48.59 | 48.81 | 44.8 | 48.11 | 49.31 | 46.17
8190 | 38.94 | 29 | 28.21 | 38.94 | 38.79 | 34.93 | 38.94 | 38.79 | 34.93 | 38.94 | 38.79 | 34.93 | 40.08 | 40.42 | 36.01 | 40.08 | 40.42 | 36.01 | 39.37 | 40.42 | 36.01 | 39.37 | 44.33 | 36.8 | 40.08 | 40.42 | 36.01 | 38.55 | 38.81 | 34.42 | 38.94 | 38.81 | 34.58 | 38.94 | 29 | 28.21 | 49.96 | 49.31 | 46.17 | 49.96 | 49.31 | 46.17 | 49.96 | 49.31 | 46.17 | 49.96 | 49.31 | 46.17 | 55.54 | 52.4 | 48.37 | 55.54 | 52.4 | 48.37 | 49.96 | 52.4 | 48.93 | 49.96 | 52.55 | 48.93 | 55.54 | 52.4 | 48.37 | 52.25 | 47.66 | 43.9 | 51.21 | 48.81 | 44.8 | 49.96 | 49.31 | 46.17
8191 | 39.6 | 44.56 | 33.21 | 39.6 | 44.56 | 35.12 | 39.6 | 44.56 | 35.12 | 39.6 | 44.56 | 35.12 | 40.3 | 44.92 | 36.01 | 40.3 | 44.92 | 36.01 | 39.6 | 44.56 | 36.01 | 39.6 | 44.56 | 37.03 | 40.3 | 44.92 | 36.01 | 39.9 | 43.31 | 34.42 | 40 | 44.12 | 34.77 | 39.6 | 44.56 | 33.21 | 50.19 | 50.83 | 46.18 | 50.19 | 50.83 | 46.18 | 50.19 | 50.83 | 46.18 | 50.19 | 50.83 | 46.18 | 55.77 | 52.4 | 48.96 | 55.77 | 52.4 | 48.96 | 50.19 | 52.4 | 49.16 | 50.19 | 52.78 | 49.16 | 55.77 | 52.4 | 48.96 | 55.21 | 47.66 | 44.8 | 54.1 | 50.32 | 45.72 | 50.19 | 50.83 | 46.18
8192 | 39.66 | 44.63 | 35.86 | 39.66 | 44.63 | 36.59 | 39.66 | 44.63 | 36.59 | 39.66 | 44.63 | 36.59 | 40.37 | 46.72 | 36.59 | 40.37 | 46.72 | 36.59 | 39.66 | 44.63 | 36.59 | 39.66 | 44.63 | 37.09 | 40.37 | 46.72 | 36.59 | 40.78 | 44.4 | 34.42 | 40.06 | 44.86 | 35.14 | 39.66 | 44.63 | 35.86 | 50.25 | 52.84 | 46.68 | 50.25 | 52.84 | 46.68 | 50.25 | 52.84 | 46.68 | 50.25 | 52.84 | 46.68 | 55.83 | 52.84 | 49.23 | 55.83 | 52.84 | 49.23 | 50.25 | 52.84 | 49.23 | 50.25 | 52.84 | 49.23 | 55.83 | 52.84 | 49.23 | 62.01 | 49.13 | 44.8 | 60.77 | 50.74 | 45.72 | 50.25 | 52.84 | 46.68
8193 | 39.92 | 44.89 | 36.01 | 39.92 | 44.89 | 37.35 | 39.92 | 44.89 | 37.35 | 39.92 | 44.89 | 36.01 | 40.63 | 47.28 | 37.35 | 40.63 | 47.28 | 37.35 | 39.92 | 44.89 | 37.35 | 39.92 | 44.89 | 37.35 | 40.63 | 47.28 | 37.35 | 43.79 | 44.86 | 34.42 | 42.91 | 44.86 | 35.12 | 39.92 | 44.89 | 36.01 | 50.51 | 53.1 | 48.12 | 50.51 | 53.1 | 48.12 | 50.51 | 53.1 | 48.12 | 50.51 | 53.1 | 46.68 | 56.09 | 53.1 | 49.49 | 56.09 | 53.1 | 49.49 | 50.51 | 53.1 | 49.49 | 50.51 | 53.1 | 49.49 | 56.09 | 53.1 | 49.49 | 66.07 | 48.81 | 44.8 | 64.75 | 50.32 | 45.72 | 50.51 | 53.1 | 48.12
8194 | 40.14 | 45.1 | 35.3 | 40.14 | 45.1 | 37.57 | 40.14 | 45.1 | 37.57 | 40.14 | 45.1 | 36.01 | 40.84 | 47.5 | 37.57 | 40.84 | 47.5 | 37.57 | 40.14 | 45.1 | 37.57 | 40.14 | 45.1 | 37.57 | 40.84 | 47.5 | 37.57 | 41.26 | 44.19 | 34.42 | 40.54 | 44.65 | 35.12 | 40.14 | 45.1 | 35.3 | 50.73 | 53.31 | 48.12 | 50.73 | 53.31 | 48.12 | 50.73 | 53.31 | 48.12 | 50.73 | 53.31 | 46.68 | 56.31 | 53.31 | 49.61 | 56.31 | 53.31 | 49.61 | 50.73 | 53.31 | 49.7 | 50.73 | 53.31 | 49.7 | 56.31 | 53.31 | 49.61 | 57.55 | 50.06 | 44.38 | 56.4 | 51.08 | 45.28 | 50.73 | 53.31 | 48.12
8195 | 40.18 | 45.15 | 36.38 | 40.18 | 45.15 | 37.61 | 40.18 | 45.15 | 37.61 | 40.18 | 45.15 | 36.38 | 40.89 | 47.55 | 37.61 | 40.89 | 47.55 | 37.61 | 40.18 | 45.15 | 37.61 | 40.18 | 45.15 | 37.61 | 40.89 | 47.55 | 37.61 | 40.59 | 43.31 | 34.42 | 40.59 | 44.19 | 34.93 | 40.18 | 45.15 | 36.38 | 50.77 | 53.36 | 48.12 | 50.77 | 53.36 | 49.61 | 50.77 | 53.36 | 49.61 | 50.77 | 53.36 | 46.68 | 56.35 | 53.36 | 49.61 | 56.35 | 53.36 | 49.61 | 50.77 | 53.36 | 49.75 | 50.77 | 53.36 | 49.75 | 56.35 | 53.36 | 49.61 | 56.25 | 49.82 | 44.38 | 55.13 | 50.83 | 44.8 | 50.77 | 53.36 | 48.12
8196 | 40.13 | 45.09 | 33.89 | 40.13 | 45.09 | 37.56 | 40.13 | 45.09 | 37.56 | 40.13 | 45.09 | 36.01 | 40.83 | 47.63 | 37.56 | 40.83 | 47.63 | 37.56 | 40.13 | 45.09 | 37.56 | 40.13 | 45.09 | 37.56 | 40.83 | 47.63 | 37.56 | 40.53 | 43.31 | 34.42 | 40.53 | 44.19 | 34.58 | 40.13 | 45.09 | 33.89 | 50.71 | 53.3 | 49.61 | 50.71 | 53.3 | 49.61 | 50.71 | 53.3 | 49.61 | 50.71 | 53.3 | 48.12 | 56.29 | 53.3 | 49.61 | 56.29 | 53.3 | 49.61 | 50.71 | 53.3 | 49.69 | 50.71 | 53.3 | 49.69 | 56.29 | 53.3 | 49.61 | 55.73 | 49.81 | 44.38 | 54.62 | 50.82 | 44.8 | 50.71 | 53.3 | 49.61
8197 | 39.97 | 44.94 | 35.65 | 39.97 | 44.94 | 37.4 | 39.97 | 44.94 | 37.4 | 39.97 | 44.94 | 36.38 | 40.68 | 47.48 | 37.4 | 40.68 | 47.48 | 37.4 | 39.97 | 44.94 | 37.4 | 39.97 | 44.94 | 37.4 | 40.68 | 47.48 | 37.4 | 41.09 | 44.19 | 34.42 | 40.37 | 44.19 | 34.58 | 39.97 | 44.94 | 35.65 | 50.56 | 53.15 | 49.54 | 50.56 | 53.15 | 49.54 | 50.56 | 53.15 | 49.54 | 50.56 | 53.15 | 48.05 | 56.14 | 53.21 | 49.54 | 56.14 | 53.21 | 49.54 | 50.56 | 53.15 | 49.54 | 50.56 | 53.15 | 49.54 | 56.14 | 53.21 | 49.54 | 56.71 | 50.06 | 44.8 | 55.57 | 50.83 | 44.8 | 50.56 | 53.15 | 49.54
8198 | 39.97 | 44.94 | 37.4 | 39.97 | 44.94 | 37.4 | 39.97 | 44.94 | 37.4 | 39.97 | 44.94 | 37.4 | 40.68 | 47.48 | 37.4 | 40.68 | 47.48 | 37.4 | 39.97 | 44.94 | 37.4 | 39.97 | 44.94 | 37.4 | 40.68 | 47.48 | 37.4 | 41.09 | 47.01 | 34.44 | 40.37 | 45.39 | 35.14 | 39.97 | 44.94 | 37.4 | 50.56 | 53.15 | 49.54 | 50.56 | 53.15 | 49.54 | 50.56 | 53.15 | 49.54 | 50.56 | 53.15 | 49.54 | 56.14 | 53.25 | 49.54 | 56.14 | 53.25 | 49.54 | 50.56 | 53.15 | 49.54 | 50.56 | 53.15 | 49.54 | 56.14 | 53.25 | 49.54 | 62.01 | 52.72 | 44.8 | 60.77 | 53.68 | 45.72 | 50.56 | 53.15 | 49.54
8199 | 40.24 | 45.21 | 37.67 | 40.24 | 45.21 | 37.67 | 40.95 | 45.21 | 37.67 | 40.95 | 45.21 | 37.67 | 40.95 | 47.75 | 37.67 | 40.95 | 47.75 | 37.67 | 40.24 | 45.21 | 37.67 | 40.24 | 45.21 | 37.67 | 40.95 | 47.75 | 37.67 | 51.9 | 47.56 | 37.29 | 50.87 | 45.67 | 37.29 | 40.95 | 45.21 | 37.67 | 50.83 | 53.42 | 49.8 | 50.83 | 53.42 | 49.8 | 50.83 | 53.42 | 49.8 | 50.83 | 53.42 | 49.8 | 56.41 | 53.52 | 49.8 | 56.41 | 53.52 | 49.8 | 50.83 | 53.42 | 49.8 | 50.83 | 53.42 | 49.8 | 56.41 | 53.52 | 49.8 | 67.24 | 54.06 | 49.11 | 65.89 | 53.96 | 49.31 | 50.83 | 53.42 | 49.8
8200 | 40.74 | 45.71 | 38.17 | 40.74 | 45.71 | 38.17 | 41.45 | 45.71 | 38.17 | 41.45 | 45.71 | 38.17 | 41.45 | 48.26 | 38.17 | 41.45 | 48.26 | 38.17 | 40.74 | 45.71 | 38.17 | 40.74 | 45.71 | 38.17 | 41.45 | 48.26 | 38.17 | 53.63 | 48.74 | 38.24 | 52.56 | 47.56 | 38.56 | 41.45 | 45.71 | 38.17 | 51.33 | 53.92 | 50.31 | 51.33 | 53.92 | 50.31 | 51.33 | 53.92 | 50.31 | 51.33 | 53.92 | 50.31 | 56.91 | 54.02 | 50.31 | 56.91 | 54.02 | 50.31 | 51.33 | 53.92 | 50.31 | 51.33 | 53.92 | 50.31 | 56.91 | 54.02 | 50.31 | 74.46 | 55.58 | 49.8 | 75.23 | 54.46 | 49.8 | 51.33 | 53.92 | 50.31
8201 | 41.18 | 46.15 | 38.62 | 41.18 | 46.16 | 39.02 | 41.89 | 46.16 | 40.04 | 41.89 | 46.16 | 40.04 | 41.89 | 48.7 | 40.04 | 41.89 | 48.7 | 40.04 | 41.18 | 46.16 | 39.02 | 41.18 | 46.15 | 38.62 | 41.89 | 48.7 | 40.04 | 56.3 | 74.13 | 40.45 | 55.18 | 47.93 | 40.45 | 41.89 | 46.15 | 38.62 | 51.77 | 54.36 | 50.75 | 51.77 | 54.36 | 50.75 | 51.77 | 54.36 | 50.75 | 51.77 | 54.36 | 50.75 | 57.35 | 54.47 | 50.75 | 57.35 | 54.47 | 50.75 | 51.77 | 54.36 | 50.75 | 51.77 | 54.36 | 50.75 | 57.35 | 54.47 | 50.75 | 79.1 | 97.75 | 50.24 | 79.1 | 78.59 | 50.24 | 51.77 | 54.36 | 50.75
8202 | 40.88 | 45.84 | 38.31 | 40.88 | 45.85 | 39.02 | 41.59 | 45.85 | 39.74 | 41.59 | 45.85 | 39.74 | 41.59 | 48.39 | 39.74 | 41.59 | 48.39 | 39.74 | 40.88 | 45.85 | 39.02 | 40.88 | 45.84 | 38.31 | 41.59 | 48.39 | 39.74 | 58.24 | 74.13 | 40.96 | 57.07 | 47.56 | 40.14 | 41.59 | 45.85 | 38.31 | 51.47 | 54.06 | 50.44 | 51.47 | 54.06 | 50.44 | 51.47 | 54.06 | 50.44 | 51.47 | 54.06 | 50.44 | 57.05 | 54.16 | 50.44 | 57.05 | 54.16 | 50.44 | 51.47 | 54.06 | 50.44 | 51.47 | 54.06 | 50.44 | 57.05 | 54.16 | 50.44 | 83.31 | 97.75 | 50.95 | 81.64 | 54.6 | 49.94 | 51.47 | 54.06 | 50.44
8203 | 40.41 | 45.37 | 37.84 | 40.41 | 45.38 | 39.02 | 40.41 | 45.38 | 39.26 | 40.41 | 45.38 | 39.26 | 41.11 | 47.92 | 39.26 | 41.11 | 47.92 | 39.26 | 40.41 | 45.38 | 39.02 | 40.41 | 45.37 | 37.84 | 41.11 | 47.92 | 39.26 | 55.92 | 74.13 | 39.66 | 54.8 | 47.56 | 39.66 | 40.41 | 45.37 | 37.84 | 50.99 | 53.58 | 49.97 | 50.99 | 53.58 | 49.97 | 50.99 | 53.58 | 49.97 | 50.99 | 53.58 | 49.97 | 56.57 | 53.69 | 49.97 | 56.57 | 53.69 | 49.97 | 50.99 | 53.58 | 49.97 | 50.99 | 53.58 | 49.97 | 56.57 | 53.69 | 49.97 | 76.73 | 97.75 | 50.48 | 75.19 | 54.6 | 49.78 | 50.99 | 53.58 | 49.97
8204 | 40.03 | 45 | 37.46 | 40.03 | 45 | 37.46 | 40.74 | 45 | 37.46 | 40.74 | 45 | 37.46 | 40.74 | 47.54 | 37.46 | 40.74 | 47.54 | 37.46 | 40.03 | 45 | 37.46 | 40.03 | 45 | 37.46 | 40.74 | 47.54 | 37.46 | 53.51 | 72.06 | 37.84 | 52.44 | 70.62 | 37.84 | 40.74 | 45 | 37.46 | 50.62 | 53.21 | 49.6 | 50.62 | 53.21 | 49.6 | 50.62 | 53.21 | 49.6 | 50.62 | 53.21 | 49.6 | 56.2 | 53.31 | 49.6 | 56.2 | 53.31 | 49.6 | 50.62 | 53.21 | 49.6 | 50.62 | 53.21 | 49.6 | 56.2 | 53.31 | 49.6 | 74.46 | 67.53 | 49.78 | 72.97 | 66.18 | 49.78 | 50.62 | 53.21 | 49.6
8205 | 39.91 | 44.87 | 37.34 | 39.91 | 44.88 | 37.34 | 39.91 | 44.88 | 37.34 | 39.91 | 44.88 | 37.34 | 40.61 | 47.42 | 37.34 | 40.61 | 47.42 | 37.34 | 39.91 | 44.88 | 37.34 | 39.91 | 44.87 | 37.34 | 40.61 | 47.42 | 37.34 | 47.89 | 60.61 | 37.71 | 46.93 | 59.39 | 37.71 | 39.91 | 44.87 | 37.34 | 50.49 | 53.08 | 49.47 | 50.49 | 53.08 | 49.47 | 50.49 | 53.08 | 49.47 | 50.49 | 53.08 | 49.47 | 56.07 | 53.19 | 49.47 | 56.07 | 53.19 | 49.47 | 50.49 | 53.08 | 49.47 | 50.49 | 53.08 | 49.47 | 56.07 | 53.19 | 49.47 | 68.01 | 67.53 | 49.11 | 66.65 | 66.18 | 49.97 | 50.49 | 53.08 | 49.47
8206 | 39.74 | 44.71 | 37.17 | 39.74 | 44.71 | 37.17 | 39.74 | 44.71 | 37.17 | 39.74 | 44.71 | 37.17 | 40.45 | 47.25 | 37.17 | 40.45 | 47.25 | 37.17 | 39.74 | 44.71 | 37.17 | 39.74 | 44.71 | 37.17 | 40.45 | 47.25 | 37.17 | 47.34 | 47.73 | 37.55 | 46.39 | 46.78 | 37.55 | 39.74 | 44.71 | 37.17 | 50.33 | 52.92 | 49.3 | 50.33 | 52.92 | 49.3 | 50.33 | 52.92 | 49.3 | 50.33 | 52.92 | 49.3 | 55.91 | 53.02 | 49.3 | 55.91 | 53.02 | 49.3 | 50.33 | 52.92 | 49.3 | 50.33 | 52.92 | 49.3 | 55.91 | 53.02 | 49.3 | 64.06 | 53.21 | 49.11 | 62.78 | 53.45 | 49.8 | 50.33 | 52.92 | 49.3
8207 | 39.52 | 44.48 | 36.95 | 39.52 | 44.48 | 36.95 | 39.52 | 44.48 | 36.95 | 39.52 | 44.48 | 36.95 | 40.22 | 47.03 | 36.95 | 40.22 | 47.03 | 36.95 | 39.52 | 44.48 | 36.95 | 39.52 | 44.48 | 36.95 | 40.22 | 47.03 | 36.95 | 45.62 | 47.5 | 36.58 | 44.71 | 46.55 | 37.32 | 39.52 | 44.48 | 36.95 | 50.1 | 52.69 | 49.08 | 50.1 | 52.69 | 49.08 | 50.1 | 52.69 | 49.08 | 50.1 | 52.69 | 49.08 | 55.68 | 52.8 | 49.08 | 55.68 | 52.8 | 49.08 | 50.1 | 52.69 | 49.08 | 50.1 | 52.69 | 49.08 | 55.68 | 52.8 | 49.08 | 63.42 | 52.8 | 49.11 | 62.15 | 53.23 | 49.58 | 50.1 | 52.69 | 49.08
8208 | 39.49 | 44.46 | 36.92 | 39.49 | 44.46 | 36.92 | 39.49 | 44.46 | 36.92 | 39.49 | 44.46 | 36.92 | 40.2 | 46.99 | 36.92 | 40.2 | 47 | 36.92 | 39.49 | 44.46 | 36.92 | 39.49 | 44.46 | 36.92 | 40.2 | 46.99 | 36.92 | 40.61 | 46.53 | 36.55 | 39.89 | 45.6 | 37.3 | 39.49 | 44.46 | 36.92 | 50.08 | 52.67 | 49.06 | 50.08 | 52.67 | 49.06 | 50.08 | 52.67 | 49.06 | 50.08 | 52.67 | 49.06 | 55.66 | 52.78 | 49.06 | 55.66 | 52.78 | 49.06 | 50.08 | 52.67 | 49.06 | 50.08 | 52.67 | 49.06 | 55.66 | 52.78 | 49.06 | 58.79 | 52.22 | 48.57 | 57.61 | 53.2 | 49.24 | 50.08 | 52.67 | 49.06
8209 | 39.13 | 44.09 | 36.56 | 39.13 | 44.09 | 36.56 | 39.13 | 44.09 | 36.56 | 39.13 | 44.1 | 36.56 | 39.83 | 46.5 | 36.56 | 39.83 | 46.55 | 36.56 | 39.13 | 44.09 | 36.56 | 39.13 | 44.09 | 36.56 | 39.83 | 46.5 | 36.56 | 40.15 | 46.08 | 36.19 | 39.52 | 45.16 | 36.93 | 39.13 | 44.09 | 36.56 | 49.72 | 52.31 | 48.69 | 49.72 | 52.31 | 48.69 | 49.72 | 52.31 | 48.69 | 49.72 | 52.31 | 48.69 | 55.3 | 52.41 | 48.69 | 55.3 | 52.41 | 48.69 | 49.72 | 52.31 | 48.69 | 49.72 | 52.31 | 48.69 | 55.3 | 52.41 | 48.69 | 56.44 | 51.89 | 47.16 | 57.59 | 52.83 | 49 | 49.72 | 52.31 | 48.69
8210 | 38.89 | 43.86 | 36.33 | 38.89 | 43.86 | 36.33 | 38.89 | 43.86 | 36.33 | 38.89 | 43.86 | 36.33 | 39.6 | 44.83 | 36.33 | 39.6 | 44.83 | 36.33 | 38.89 | 43.86 | 36.33 | 38.89 | 43.86 | 36.33 | 39.6 | 44.83 | 36.33 | 39.29 | 44.31 | 35.96 | 39.29 | 44.31 | 36.69 | 38.89 | 43.86 | 36.33 | 49.48 | 52.07 | 48.46 | 49.48 | 52.07 | 48.46 | 49.48 | 52.07 | 48.46 | 49.48 | 52.07 | 48.46 | 55.06 | 52.13 | 48.46 | 55.06 | 52.13 | 48.46 | 49.48 | 52.07 | 48.46 | 49.48 | 52.07 | 48.46 | 55.06 | 52.13 | 48.46 | 55.62 | 51.6 | 47.16 | 56.59 | 52.65 | 48.95 | 49.48 | 52.07 | 48.46
8211 | 38.77 | 43.74 | 36.2 | 38.77 | 43.74 | 36.2 | 38.77 | 43.74 | 36.2 | 38.77 | 43.74 | 36.2 | 39.28 | 43.74 | 36.2 | 39.28 | 43.74 | 36.2 | 38.77 | 43.74 | 36.2 | 38.77 | 43.74 | 36.2 | 39.28 | 43.74 | 36.2 | 38.49 | 42.53 | 35.14 | 38.49 | 43.39 | 35.84 | 38.77 | 43.74 | 36.2 | 49.36 | 51.95 | 48.34 | 49.36 | 51.95 | 48.34 | 49.36 | 51.95 | 48.34 | 49.36 | 51.95 | 48.34 | 54.5 | 51.95 | 48.34 | 54.5 | 51.95 | 48.34 | 49.36 | 51.95 | 48.34 | 49.36 | 51.95 | 48.34 | 54.5 | 51.95 | 48.34 | 53.4 | 49.13 | 44.8 | 52.33 | 51.43 | 47.85 | 49.36 | 51.95 | 48.34
8212 | 38.65 | 43.62 | 36.08 | 38.65 | 43.62 | 36.08 | 38.65 | 43.62 | 36.08 | 38.65 | 43.62 | 36.08 | 39.28 | 43.62 | 36.08 | 39.28 | 43.62 | 36.08 | 38.65 | 43.62 | 36.08 | 38.65 | 43.62 | 36.08 | 39.28 | 43.62 | 36.08 | 38.49 | 41.38 | 35.14 | 38.49 | 43.18 | 35.72 | 38.65 | 43.62 | 36.08 | 49.24 | 51.83 | 48.22 | 49.24 | 51.83 | 48.22 | 49.24 | 51.83 | 48.22 | 49.24 | 51.83 | 48.22 | 52.33 | 51.83 | 48.22 | 52.33 | 51.83 | 48.22 | 49.24 | 51.83 | 48.22 | 49.24 | 51.83 | 48.22 | 52.33 | 51.83 | 48.22 | 50.26 | 49.13 | 44.8 | 50.26 | 51.31 | 47.74 | 49.24 | 51.83 | 48.22
8213 | 38.64 | 43.6 | 36.07 | 38.64 | 43.6 | 36.07 | 38.64 | 43.6 | 36.07 | 38.64 | 43.6 | 36.07 | 38.64 | 43.6 | 36.07 | 38.64 | 43.6 | 35.49 | 38.64 | 43.6 | 36.07 | 38.64 | 43.6 | 36.07 | 38.64 | 43.6 | 36.07 | 37.86 | 31.15 | 34.42 | 38.63 | 43.17 | 35.71 | 38.64 | 43.6 | 36.07 | 49.23 | 51.82 | 48.2 | 49.23 | 51.82 | 48.2 | 49.23 | 51.82 | 48.2 | 49.23 | 51.82 | 48.2 | 51.26 | 51.82 | 48.2 | 51.26 | 51.82 | 48.2 | 49.23 | 51.82 | 48.2 | 49.23 | 51.82 | 48.2 | 51.26 | 51.82 | 48.2 | 50.09 | 47.89 | 44.8 | 49.72 | 51.3 | 47.72 | 49.23 | 51.82 | 48.2
8214 | 38.77 | 43.73 | 36.2 | 38.77 | 43.73 | 36.2 | 38.77 | 43.73 | 36.2 | 38.77 | 43.73 | 36.2 | 38.77 | 43.73 | 36.2 | 38.77 | 43.73 | 35.49 | 38.77 | 43.73 | 36.2 | 38.77 | 43.73 | 36.2 | 38.77 | 43.73 | 36.2 | 36 | 31.15 | 34.42 | 38.38 | 43.3 | 35.84 | 38.77 | 43.73 | 36.2 | 49.36 | 51.94 | 48.33 | 49.36 | 51.94 | 48.33 | 49.36 | 51.94 | 48.33 | 49.36 | 51.94 | 48.33 | 51.98 | 51.94 | 48.33 | 51.98 | 51.94 | 48.33 | 49.36 | 51.94 | 48.33 | 49.36 | 51.94 | 48.33 | 51.98 | 51.94 | 48.33 | 50.09 | 47.89 | 44.8 | 49.85 | 51.42 | 47.85 | 49.36 | 51.94 | 51.3
8215 | 39.08 | 44.04 | 36.51 | 39.08 | 44.04 | 36.51 | 39.08 | 44.04 | 36.51 | 39.08 | 44.04 | 36.51 | 39.78 | 44.04 | 36.51 | 39.78 | 44.04 | 35.49 | 39.08 | 44.04 | 36.51 | 39.08 | 44.04 | 36.51 | 39.78 | 44.04 | 36.51 | 38.1 | 31.15 | 34.42 | 38.88 | 43.6 | 36.14 | 39.08 | 44.04 | 36.51 | 49.67 | 52.25 | 48.64 | 49.67 | 52.25 | 48.64 | 49.67 | 52.25 | 48.64 | 49.67 | 52.25 | 48.64 | 55.25 | 52.25 | 48.64 | 55.25 | 52.25 | 48.64 | 49.67 | 52.25 | 48.64 | 49.67 | 52.25 | 48.64 | 55.25 | 52.25 | 48.64 | 50.09 | 47.89 | 44.8 | 50.17 | 51.73 | 48.16 | 49.67 | 52.25 | 51.3
8216 | 39.25 | 44.22 | 36.69 | 39.25 | 44.22 | 36.69 | 39.25 | 44.22 | 36.69 | 39.25 | 44.22 | 36.69 | 39.96 | 44.22 | 36.69 | 39.96 | 44.22 | 35.49 | 39.25 | 44.22 | 36.69 | 39.25 | 44.22 | 36.69 | 39.96 | 44.22 | 36.69 | 38.49 | 31.15 | 34.42 | 39.27 | 43.78 | 36.32 | 39.25 | 44.22 | 36.69 | 49.84 | 52.43 | 48.82 | 49.84 | 52.43 | 48.82 | 51.28 | 52.43 | 48.82 | 51.28 | 52.43 | 48.82 | 55.42 | 52.43 | 48.82 | 55.42 | 52.43 | 48.82 | 49.84 | 52.43 | 48.82 | 49.84 | 52.43 | 48.82 | 55.42 | 52.43 | 48.82 | 53.4 | 47.89 | 44.8 | 52.86 | 51.91 | 48.33 | 51.28 | 56.61 | 51.3
8217 | 39.58 | 44.55 | 37.01 | 39.58 | 44.55 | 37.01 | 39.58 | 44.55 | 37.01 | 39.58 | 44.55 | 37.01 | 40.29 | 44.55 | 37.01 | 40.29 | 44.55 | 35.49 | 39.58 | 44.55 | 37.01 | 39.58 | 44.55 | 37.01 | 40.29 | 44.55 | 37.01 | 38.49 | 31.15 | 33.9 | 39.27 | 44.1 | 36.64 | 39.58 | 44.55 | 37.01 | 50.17 | 52.76 | 49.15 | 50.17 | 52.76 | 49.15 | 52.86 | 52.76 | 49.15 | 52.86 | 52.76 | 49.15 | 55.75 | 52.76 | 49.15 | 55.75 | 52.76 | 49.15 | 50.17 | 52.76 | 49.15 | 50.17 | 52.76 | 49.15 | 55.75 | 52.76 | 49.15 | 53.4 | 47.89 | 44.8 | 53.4 | 52.23 | 48.12 | 52.86 | 56.61 | 63.5
8218 | 39.78 | 44.75 | 37.22 | 39.78 | 44.75 | 37.22 | 39.78 | 44.75 | 37.22 | 39.78 | 44.75 | 37.22 | 40.49 | 44.75 | 37.22 | 40.49 | 44.75 | 35.49 | 39.78 | 44.75 | 37.22 | 39.78 | 44.75 | 37.22 | 40.49 | 44.75 | 37.22 | 38.49 | 31.15 | 33.73 | 39.39 | 42.81 | 34.42 | 39.78 | 44.75 | 37.22 | 50.37 | 52.96 | 49.35 | 50.37 | 52.96 | 49.35 | 52.86 | 52.96 | 49.35 | 52.86 | 52.96 | 49.35 | 55.95 | 52.96 | 49.35 | 55.95 | 52.96 | 49.35 | 50.37 | 52.96 | 49.35 | 50.37 | 52.96 | 49.35 | 55.95 | 52.96 | 49.35 | 53.4 | 47.66 | 43.6 | 53.4 | 52.43 | 47.64 | 52.86 | 52.96 | 51.3
8219 | 39.97 | 44.94 | 37.4 | 39.97 | 44.94 | 37.4 | 39.97 | 44.94 | 37.4 | 39.97 | 44.94 | 37.4 | 40.68 | 44.94 | 37.4 | 40.68 | 44.94 | 35.49 | 39.97 | 44.94 | 37.4 | 39.97 | 44.94 | 37.4 | 40.68 | 44.94 | 37.4 | 38.49 | 31.15 | 33.73 | 39.57 | 31.79 | 34.42 | 39.97 | 44.94 | 37.4 | 50.56 | 53.15 | 49.54 | 50.56 | 53.15 | 49.54 | 52.86 | 53.15 | 49.54 | 52.86 | 53.15 | 49.54 | 56.14 | 53.15 | 49.54 | 56.14 | 53.15 | 49.54 | 50.56 | 53.15 | 49.54 | 50.56 | 53.15 | 49.54 | 56.14 | 53.15 | 49.54 | 53.4 | 47.66 | 43.13 | 53.4 | 51.03 | 44.8 | 52.86 | 53.15 | 51.3
8220 | 39.88 | 44.85 | 37.31 | 39.88 | 44.85 | 37.31 | 39.88 | 44.85 | 37.31 | 39.88 | 44.85 | 37.31 | 40.59 | 44.85 | 37.31 | 40.59 | 44.85 | 35.49 | 39.88 | 44.85 | 37.31 | 39.88 | 44.85 | 37.31 | 40.59 | 44.85 | 37.31 | 38.49 | 31.15 | 33.73 | 39.48 | 31.79 | 34.42 | 39.88 | 44.85 | 37.31 | 50.47 | 53.06 | 49.45 | 50.47 | 53.06 | 49.45 | 51.28 | 53.06 | 49.45 | 51.28 | 53.06 | 49.45 | 56.05 | 53.06 | 49.45 | 56.05 | 53.06 | 49.45 | 50.47 | 53.06 | 49.45 | 50.47 | 53.06 | 49.45 | 56.05 | 53.06 | 49.45 | 52.85 | 47.66 | 43.13 | 51.8 | 51.03 | 44.8 | 51.28 | 53.06 | 51.3
8221 | 39.77 | 44.73 | 37.2 | 39.77 | 44.73 | 37.2 | 39.77 | 44.73 | 37.2 | 39.77 | 44.73 | 37.2 | 40.47 | 44.73 | 37.2 | 40.47 | 44.73 | 35.49 | 39.77 | 44.73 | 37.2 | 39.77 | 44.73 | 37.2 | 40.47 | 44.73 | 37.2 | 38.49 | 31.15 | 33.73 | 39.27 | 31.78 | 34.42 | 39.77 | 44.73 | 37.2 | 50.35 | 52.94 | 49.33 | 50.35 | 52.94 | 49.33 | 50.76 | 52.94 | 49.33 | 50.76 | 52.94 | 49.33 | 55.93 | 52.94 | 49.33 | 55.93 | 52.94 | 49.33 | 50.35 | 52.94 | 49.33 | 50.35 | 52.94 | 49.33 | 55.93 | 52.94 | 49.33 | 52.33 | 47.66 | 43.13 | 51.29 | 50.52 | 44.8 | 50.76 | 52.94 | 51.3
8222 | 39.77 | 44.73 | 37.2 | 39.77 | 44.73 | 37.2 | 39.77 | 44.73 | 37.2 | 39.77 | 44.73 | 37.2 | 40.47 | 44.73 | 37.2 | 40.47 | 44.73 | 35.49 | 39.77 | 44.73 | 37.2 | 39.77 | 44.73 | 37.2 | 40.47 | 44.73 | 37.2 | 38.49 | 31.15 | 33.73 | 39.37 | 31.78 | 34.42 | 39.77 | 44.73 | 37.2 | 50.36 | 52.94 | 49.33 | 50.36 | 52.94 | 49.33 | 50.36 | 52.94 | 49.33 | 50.36 | 52.94 | 49.33 | 55.94 | 52.94 | 49.33 | 55.94 | 52.94 | 49.33 | 50.36 | 52.94 | 49.33 | 50.36 | 52.94 | 49.33 | 55.94 | 52.94 | 49.33 | 53.4 | 47.66 | 44.38 | 52.33 | 50.52 | 45.28 | 50.36 | 52.94 | 51.3
8223 | 39.94 | 44.91 | 37.37 | 39.94 | 44.91 | 37.37 | 39.94 | 44.91 | 37.37 | 39.94 | 44.91 | 37.37 | 40.65 | 44.91 | 37.37 | 40.65 | 44.91 | 35.49 | 39.94 | 44.91 | 37.37 | 39.94 | 44.91 | 37.37 | 40.65 | 44.91 | 37.37 | 38.49 | 31.78 | 33.9 | 39.54 | 32.43 | 34.58 | 39.94 | 44.91 | 37.37 | 50.53 | 53.12 | 49.5 | 50.53 | 53.12 | 49.5 | 52.86 | 53.12 | 49.5 | 52.86 | 53.12 | 49.5 | 56.11 | 53.12 | 49.5 | 56.11 | 53.12 | 49.5 | 50.53 | 53.12 | 49.5 | 50.53 | 53.12 | 49.5 | 56.11 | 53.12 | 49.5 | 53.4 | 47.66 | 44.38 | 53.4 | 51.03 | 46.68 | 52.86 | 53.12 | 51.3
8224 | 40.39 | 45.35 | 37.82 | 40.39 | 45.35 | 37.82 | 40.39 | 45.35 | 37.82 | 40.39 | 45.35 | 37.82 | 41.1 | 47.89 | 37.82 | 41.1 | 47.89 | 37.82 | 40.39 | 45.36 | 37.82 | 40.39 | 45.35 | 37.82 | 41.1 | 47.89 | 37.82 | 40.68 | 42.22 | 34.42 | 40.68 | 44.9 | 35.12 | 40.39 | 45.35 | 37.82 | 50.98 | 53.57 | 49.95 | 50.98 | 53.57 | 49.95 | 56.56 | 53.57 | 49.95 | 56.56 | 53.57 | 49.95 | 56.56 | 53.57 | 49.95 | 56.56 | 53.57 | 49.61 | 50.98 | 53.57 | 49.95 | 50.98 | 53.57 | 49.95 | 56.56 | 53.57 | 49.95 | 58.15 | 50.01 | 44.8 | 58.15 | 53.03 | 48.12 | 56.56 | 53.57 | 51.3
8225 | 40.84 | 45.81 | 38.27 | 40.84 | 45.81 | 38.27 | 41.54 | 45.81 | 38.27 | 41.54 | 45.81 | 38.27 | 41.54 | 48.34 | 38.27 | 41.54 | 48.34 | 38.27 | 40.84 | 45.81 | 38.27 | 40.84 | 45.8 | 38.27 | 41.54 | 48.34 | 38.27 | 42.94 | 45.78 | 35.85 | 42.94 | 46.27 | 37.88 | 41.54 | 45.81 | 38.27 | 51.42 | 54.01 | 50.4 | 51.42 | 54.01 | 50.4 | 57 | 54.01 | 50.4 | 57 | 54.01 | 50.4 | 57 | 54.12 | 50.4 | 57 | 54.12 | 49.61 | 51.42 | 54.01 | 50.4 | 51.42 | 54.01 | 50.4 | 57 | 54.12 | 50.4 | 67.36 | 51.97 | 46.21 | 67.36 | 53.47 | 49.29 | 57 | 56.61 | 51.3
8226 | 40.88 | 45.85 | 38.31 | 40.88 | 46.24 | 38.31 | 41.59 | 46.24 | 38.31 | 41.59 | 46.24 | 38.31 | 41.59 | 48.39 | 38.31 | 41.59 | 48.39 | 38.31 | 40.88 | 46.24 | 38.31 | 40.88 | 45.85 | 38.31 | 41.59 | 48.39 | 38.31 | 50.78 | 46.7 | 35.85 | 50.78 | 46.71 | 37.93 | 41.59 | 46.24 | 38.31 | 51.47 | 54.06 | 50.45 | 51.47 | 54.16 | 50.45 | 57.05 | 54.16 | 50.45 | 57.05 | 54.16 | 50.45 | 57.05 | 54.16 | 50.45 | 57.05 | 54.16 | 50.45 | 51.47 | 54.16 | 50.45 | 51.47 | 54.06 | 50.45 | 57.05 | 54.16 | 50.45 | 72.03 | 53.62 | 48.25 | 72.03 | 54.72 | 49.94 | 61.89 | 82.96 | 90
8227 | 40.56 | 45.52 | 37.99 | 40.56 | 45.53 | 37.99 | 41.26 | 45.53 | 37.99 | 41.26 | 45.53 | 37.99 | 41.26 | 48.06 | 37.99 | 41.26 | 48.06 | 37.99 | 40.56 | 45.53 | 37.99 | 40.56 | 45.52 | 37.99 | 41.26 | 48.06 | 37.99 | 45.28 | 45.99 | 35.85 | 45.28 | 45.99 | 37.61 | 41.26 | 45.53 | 37.99 | 51.15 | 53.74 | 50.12 | 51.15 | 53.74 | 50.12 | 56.73 | 53.74 | 50.12 | 56.73 | 53.74 | 50.12 | 56.73 | 53.84 | 50.12 | 56.73 | 53.84 | 50.12 | 51.15 | 53.84 | 50.12 | 51.15 | 53.74 | 50.12 | 56.73 | 53.84 | 50.12 | 72.03 | 53.2 | 48.13 | 72.03 | 54.28 | 49.62 | 56.73 | 56.61 | 63.5
8228 | 40.21 | 45.18 | 37.64 | 40.21 | 45.18 | 37.64 | 40.92 | 45.18 | 37.64 | 40.92 | 45.18 | 37.64 | 40.92 | 47.72 | 37.64 | 40.92 | 47.72 | 37.64 | 40.21 | 45.18 | 37.64 | 40.21 | 45.18 | 37.64 | 40.92 | 47.72 | 37.64 | 41.34 | 45.64 | 35.85 | 41.34 | 45.64 | 37.27 | 40.92 | 45.18 | 37.64 | 50.8 | 53.39 | 49.78 | 50.8 | 53.39 | 49.78 | 52.72 | 53.39 | 49.78 | 52.72 | 53.39 | 49.78 | 56.38 | 53.49 | 49.78 | 56.38 | 53.49 | 49.78 | 50.8 | 53.49 | 49.78 | 50.8 | 53.39 | 49.78 | 56.38 | 53.49 | 49.78 | 60.4 | 51.37 | 47.8 | 60.4 | 52.85 | 49.28 | 52.72 | 60.56 | 68.16
8229 | 40.05 | 45.01 | 37.48 | 40.05 | 45.01 | 37.48 | 40.05 | 45.01 | 37.48 | 40.05 | 45.01 | 37.48 | 40.75 | 47.55 | 37.48 | 40.75 | 47.55 | 37.48 | 40.05 | 45.02 | 37.48 | 40.05 | 45.01 | 37.48 | 40.75 | 47.55 | 37.48 | 40.35 | 45.47 | 35.17 | 40.45 | 45.47 | 37.1 | 40.05 | 45.01 | 37.48 | 50.64 | 53.22 | 49.61 | 50.64 | 53.22 | 49.61 | 50.64 | 53.22 | 49.61 | 50.64 | 53.22 | 49.61 | 56.22 | 53.33 | 49.61 | 56.22 | 53.33 | 49.61 | 50.64 | 53.33 | 49.61 | 50.64 | 53.22 | 49.61 | 56.22 | 53.33 | 49.61 | 58.15 | 52.8 | 47.64 | 58.15 | 53.76 | 48.61 | 50.64 | 53.22 | 64.79
8230 | 39.85 | 44.82 | 37.29 | 39.85 | 44.82 | 37.29 | 39.85 | 44.82 | 37.29 | 39.85 | 44.82 | 37.29 | 40.56 | 47.36 | 37.29 | 40.56 | 47.36 | 37.29 | 39.85 | 44.83 | 37.29 | 39.85 | 44.82 | 37.29 | 40.56 | 47.36 | 37.29 | 40.97 | 45.27 | 35.85 | 40.97 | 45.27 | 36.91 | 39.85 | 44.82 | 37.29 | 50.44 | 53.03 | 49.42 | 50.44 | 53.03 | 49.42 | 50.44 | 53.03 | 49.42 | 50.44 | 53.03 | 49.42 | 56.02 | 53.14 | 49.42 | 56.02 | 53.14 | 49.42 | 50.44 | 53.03 | 49.42 | 50.44 | 53.03 | 49.42 | 56.02 | 53.14 | 49.42 | 59.78 | 52.61 | 48.25 | 60.4 | 53.57 | 48.93 | 50.44 | 53.03 | 51.3
8231 | 39.5 | 44.47 | 36.93 | 39.5 | 44.47 | 36.93 | 39.5 | 44.47 | 36.93 | 39.5 | 44.47 | 36.93 | 40.21 | 47 | 36.93 | 40.21 | 47 | 36.93 | 39.5 | 44.47 | 36.93 | 39.5 | 44.47 | 36.93 | 40.21 | 47 | 36.93 | 39.8 | 45.04 | 35.85 | 39.8 | 44.59 | 36.56 | 39.5 | 44.47 | 36.93 | 50.09 | 52.68 | 49.06 | 50.09 | 52.68 | 49.06 | 50.09 | 52.68 | 49.06 | 50.09 | 52.68 | 49.06 | 55.67 | 52.78 | 49.06 | 55.67 | 52.78 | 49.06 | 50.09 | 52.68 | 49.06 | 50.09 | 52.68 | 49.06 | 55.67 | 52.78 | 49.06 | 56.23 | 53.2 | 48.25 | 55.11 | 53.2 | 48.57 | 50.09 | 52.68 | 51.3
8232 | 38.97 | 44.34 | 36.81 | 38.97 | 44.34 | 36.81 | 38.97 | 44.34 | 38.23 | 38.97 | 44.34 | 38.23 | 40.08 | 46.89 | 38.23 | 40.08 | 46.89 | 38.23 | 39.38 | 44.34 | 36.81 | 39.38 | 44.34 | 36.81 | 40.08 | 46.89 | 38.23 | 38.58 | 46.42 | 38.62 | 38.58 | 44.79 | 38.62 | 38.97 | 44.34 | 36.81 | 49.96 | 52.55 | 48.94 | 49.96 | 52.55 | 48.94 | 49.96 | 52.55 | 48.94 | 49.96 | 52.55 | 48.94 | 55.54 | 52.66 | 48.94 | 55.54 | 52.66 | 48.94 | 49.96 | 52.55 | 48.94 | 49.96 | 52.55 | 48.94 | 55.54 | 52.66 | 48.94 | 54.39 | 55.69 | 49.44 | 53.3 | 53.08 | 49.44 | 49.96 | 52.55 | 48.94
8233 | 38.23 | 44.09 | 36.56 | 38.23 | 44.09 | 36.56 | 38.23 | 44.09 | 37.87 | 38.23 | 44.09 | 37.87 | 39.83 | 46.64 | 37.87 | 39.83 | 46.64 | 37.87 | 39.13 | 44.1 | 36.56 | 39.13 | 44.09 | 36.56 | 39.83 | 46.64 | 37.87 | 38.58 | 46.42 | 39.04 | 38.19 | 44.54 | 38.25 | 38.23 | 44.09 | 36.56 | 49.72 | 52.31 | 48.69 | 49.72 | 52.31 | 48.69 | 49.72 | 52.31 | 48.69 | 49.72 | 52.31 | 48.69 | 55.3 | 52.41 | 48.78 | 55.3 | 52.41 | 48.78 | 49.72 | 52.31 | 48.78 | 49.72 | 52.31 | 48.69 | 55.3 | 52.41 | 48.78 | 54.39 | 55.69 | 50.19 | 53.3 | 52.95 | 49.18 | 49.72 | 52.31 | 48.69
8234 | 38.19 | 43.81 | 36.28 | 38.19 | 43.81 | 36.28 | 38.19 | 43.81 | 37.88 | 38.19 | 43.81 | 37.88 | 39.55 | 46.36 | 37.88 | 39.55 | 46.36 | 37.88 | 38.85 | 43.81 | 36.28 | 38.85 | 43.81 | 36.28 | 39.55 | 46.36 | 37.88 | 38.58 | 46.82 | 39.04 | 38.19 | 44.26 | 38.26 | 38.19 | 43.81 | 36.28 | 49.43 | 52.02 | 48.41 | 49.43 | 52.02 | 48.41 | 49.43 | 52.02 | 48.41 | 49.43 | 52.02 | 48.41 | 55.01 | 52.13 | 48.41 | 55.01 | 52.13 | 48.41 | 49.43 | 52.02 | 48.41 | 49.43 | 52.02 | 48.41 | 55.01 | 52.13 | 48.41 | 54.39 | 64.75 | 52.93 | 53.3 | 52.95 | 49.18 | 49.43 | 52.02 | 48.41
8235 | 38.81 | 43.78 | 36.24 | 38.81 | 43.78 | 36.24 | 38.81 | 43.78 | 50.91 | 38.81 | 43.78 | 50.91 | 39.52 | 46.32 | 50.91 | 39.52 | 46.32 | 50.91 | 38.81 | 43.78 | 36.24 | 38.81 | 43.78 | 36.24 | 39.52 | 46.32 | 50.91 | 39.2 | 48.33 | 53.02 | 38.81 | 47.36 | 51.43 | 38.81 | 43.78 | 36.24 | 49.4 | 51.99 | 48.38 | 49.4 | 51.99 | 48.38 | 49.4 | 51.99 | 48.38 | 49.4 | 51.99 | 48.38 | 54.98 | 52.1 | 48.38 | 54.98 | 52.1 | 48.38 | 49.4 | 51.99 | 48.38 | 49.4 | 51.99 | 48.38 | 54.98 | 52.1 | 48.38 | 55.54 | 82.03 | 72.42 | 54.43 | 63.37 | 49.78 | 49.4 | 51.99 | 48.38
8236 | 39.07 | 44.03 | 36.5 | 39.07 | 44.03 | 36.5 | 39.07 | 44.03 | 63.06 | 39.07 | 44.03 | 63.06 | 39.77 | 46.58 | 63.06 | 39.77 | 46.58 | 63.06 | 39.07 | 44.04 | 36.5 | 39.07 | 44.03 | 36.5 | 39.77 | 46.58 | 63.06 | 40.18 | 57.55 | 75.99 | 39.46 | 56.4 | 74.47 | 39.07 | 44.03 | 36.5 | 49.66 | 52.24 | 48.63 | 49.66 | 52.24 | 48.63 | 49.66 | 52.24 | 48.63 | 49.66 | 52.24 | 48.63 | 55.24 | 52.35 | 48.63 | 55.24 | 52.35 | 48.63 | 49.66 | 52.24 | 48.63 | 49.66 | 52.24 | 48.63 | 55.24 | 52.35 | 48.63 | 57.79 | 88.52 | 103.5 | 56.64 | 82.45 | 78.42 | 49.66 | 52.24 | 48.63
8237 | 39.67 | 44.64 | 37.1 | 39.67 | 44.64 | 37.1 | 39.67 | 44.64 | 79.47 | 39.67 | 44.64 | 79.47 | 40.38 | 47.18 | 79.47 | 40.38 | 47.18 | 79.47 | 39.67 | 44.64 | 37.1 | 39.67 | 44.64 | 37.1 | 40.38 | 47.18 | 79.47 | 42.56 | 68.38 | 83.6 | 41.72 | 67.02 | 80.28 | 39.67 | 44.64 | 37.1 | 50.26 | 52.85 | 49.23 | 50.26 | 52.85 | 49.23 | 50.26 | 52.85 | 49.33 | 50.26 | 52.85 | 49.33 | 55.84 | 52.95 | 49.33 | 55.84 | 52.95 | 49.33 | 50.26 | 52.85 | 49.33 | 50.26 | 52.85 | 49.23 | 55.84 | 52.95 | 49.33 | 65.34 | 94.08 | 106.73 | 65.34 | 92.2 | 98.15 | 50.26 | 52.85 | 49.33
8238 | 40.34 | 45.3 | 37.77 | 40.34 | 45.3 | 37.77 | 41.05 | 47.89 | 85.87 | 41.05 | 47.89 | 85.87 | 41.05 | 47.89 | 85.87 | 41.05 | 47.89 | 85.87 | 40.34 | 45.31 | 37.77 | 40.34 | 45.3 | 37.77 | 41.05 | 47.89 | 85.87 | 55.14 | 79.1 | 89.45 | 54.59 | 79.1 | 87.66 | 41.05 | 45.3 | 37.77 | 50.93 | 53.82 | 51.3 | 50.93 | 56.61 | 51.3 | 56.51 | 82.03 | 105.5 | 56.51 | 82.03 | 105.5 | 56.51 | 82.03 | 79.89 | 56.51 | 82.03 | 79.89 | 50.93 | 82.03 | 79.89 | 50.93 | 53.52 | 49.9 | 56.51 | 82.03 | 79.89 | 74.6 | 107.13 | 111.11 | 76.11 | 107.13 | 108.89 | 56.51 | 56.61 | 51.3
8239 | 41.42 | 46.39 | 38.85 | 41.42 | 65.31 | 38.85 | 53.75 | 93.42 | 110.03 | 53.75 | 93.42 | 110.03 | 53.75 | 93.42 | 108.9 | 53.75 | 93.42 | 108.9 | 41.42 | 93.42 | 100 | 41.42 | 46.39 | 38.85 | 42.12 | 93.42 | 106.7 | 60.13 | 106.06 | 113.4 | 60.74 | 106.06 | 111.15 | 47.99 | 65.31 | 70.53 | 52.01 | 54.59 | 51.3 | 52.01 | 90 | 51.3 | 77.1 | 111.97 | 110 | 77.1 | 111.97 | 110 | 75.3 | 111.97 | 106.7 | 75.3 | 111.97 | 106.7 | 52.01 | 100 | 100 | 52.01 | 54.59 | 50.98 | 57.59 | 111.97 | 106.7 | 98.95 | 119.01 | 113.4 | 99.95 | 117.82 | 112.27 | 77.1 | 90 | 63.5
8240 | 41.84 | 46.81 | 39.27 | 41.84 | 85.88 | 39.27 | 62.86 | 99.61 | 118.8 | 62.86 | 99.61 | 118.8 | 62.86 | 99.61 | 113.4 | 62.86 | 99.61 | 113.4 | 41.84 | 99.61 | 100 | 41.84 | 46.81 | 39.27 | 42.54 | 99.61 | 113.4 | 68.17 | 123.31 | 122.29 | 69.55 | 125.82 | 120 | 58.55 | 85.88 | 70.53 | 52.43 | 55.01 | 51.4 | 52.43 | 98.08 | 51.4 | 90 | 113.4 | 113.26 | 90 | 113.4 | 113.26 | 90 | 112.73 | 106.7 | 90 | 112.73 | 106.7 | 52.43 | 112.73 | 100 | 52.43 | 55.01 | 51.4 | 58.01 | 112.73 | 106.7 | 107.65 | 137.22 | 119.99 | 108.74 | 137.22 | 119.99 | 90 | 98.08 | 77.75
8241 | 41.59 | 46.56 | 39.02 | 41.59 | 85.64 | 39.02 | 68.07 | 99.61 | 119.82 | 68.07 | 99.61 | 119.82 | 62.86 | 99.61 | 113.4 | 62.86 | 99.61 | 113.4 | 41.59 | 99.6 | 39.02 | 41.59 | 46.56 | 39.02 | 42.3 | 99.61 | 106.7 | 70.6 | 123.32 | 122.29 | 71.31 | 125.36 | 121.03 | 66.72 | 85.64 | 77.11 | 52.18 | 54.77 | 51.3 | 52.18 | 97.83 | 51.3 | 92 | 113.4 | 111.11 | 92 | 113.4 | 111.11 | 92 | 112.73 | 106.7 | 92 | 112.73 | 106.7 | 52.18 | 100 | 100 | 52.18 | 54.77 | 51.15 | 57.76 | 112.73 | 106.7 | 108.61 | 137.22 | 113.4 | 109.71 | 137.22 | 113.4 | 92 | 98.21 | 94.79
8242 | 41.6 | 46.57 | 39.03 | 41.6 | 85.64 | 39.03 | 68.14 | 86.12 | 116.03 | 68.14 | 87.6 | 116.03 | 62.86 | 86.12 | 90.39 | 62.86 | 86.12 | 90.39 | 41.6 | 85.64 | 39.03 | 41.6 | 46.57 | 39.03 | 42.3 | 86.12 | 90.39 | 73.77 | 123.32 | 118.42 | 73.77 | 123.32 | 117.2 | 66.72 | 85.64 | 77.11 | 52.19 | 54.77 | 51.3 | 52.19 | 97.84 | 51.3 | 90 | 113.4 | 108.87 | 90 | 113.4 | 108.87 | 87.63 | 106.7 | 103.5 | 87.63 | 106.7 | 103.5 | 52.19 | 97.84 | 51.3 | 52.19 | 54.77 | 51.16 | 57.77 | 106.7 | 103.5 | 108.61 | 131.1 | 111.11 | 108.61 | 127.18 | 111.11 | 90 | 98.21 | 103.53
8243 | 41.55 | 46.52 | 38.99 | 41.55 | 77.93 | 38.99 | 68.09 | 77.93 | 100.85 | 68.09 | 82.45 | 100.85 | 52.53 | 77.93 | 85.05 | 52.53 | 77.93 | 85.05 | 41.55 | 77.93 | 38.99 | 41.55 | 46.52 | 38.99 | 42.26 | 77.93 | 85.05 | 71.35 | 120.85 | 103.95 | 71.35 | 120.85 | 101.87 | 66.72 | 77.93 | 77.11 | 52.14 | 80 | 51.3 | 52.14 | 97.18 | 51.3 | 87.77 | 97.18 | 106.7 | 87.77 | 102.88 | 106.7 | 74.42 | 97.18 | 81.11 | 74.42 | 97.18 | 81.11 | 52.14 | 97.18 | 51.3 | 52.14 | 54.73 | 51.12 | 57.72 | 97.18 | 81.11 | 108.37 | 116.64 | 111.11 | 108.37 | 114.31 | 108.89 | 87.77 | 97.18 | 103.53
8244 | 41.42 | 71.2 | 38.86 | 41.42 | 74.71 | 38.86 | 67.96 | 74.71 | 86.21 | 67.96 | 81.63 | 86.21 | 51.88 | 74.71 | 85.05 | 51.88 | 74.71 | 85.05 | 41.42 | 74.71 | 38.86 | 41.42 | 46.4 | 38.86 | 42.13 | 74.71 | 85.05 | 70.6 | 104.82 | 103.95 | 70.6 | 104.82 | 101.87 | 66.61 | 74.71 | 77.11 | 52.01 | 89.13 | 51.3 | 52.01 | 90 | 51.3 | 90.85 | 90 | 101.43 | 90.85 | 102.88 | 101.43 | 72.94 | 90 | 80.98 | 72.94 | 90 | 80.98 | 52.01 | 90 | 51.3 | 52.01 | 54.6 | 51.3 | 57.59 | 90 | 80.98 | 105 | 116.64 | 110 | 105 | 114.31 | 107.8 | 90.85 | 90 | 90
8245 | 41.52 | 71.29 | 38.95 | 41.52 | 74.71 | 38.95 | 68.06 | 74.71 | 85.05 | 68.07 | 79.69 | 85.05 | 51.88 | 74.71 | 85.05 | 51.88 | 74.71 | 85.05 | 41.52 | 46.48 | 38.95 | 41.52 | 46.48 | 38.95 | 42.22 | 74.71 | 85.05 | 73.77 | 123.31 | 103.95 | 73.77 | 123.31 | 101.87 | 68.06 | 74.71 | 82.61 | 52.1 | 89.22 | 51.3 | 52.1 | 89.22 | 51.3 | 97.45 | 90 | 90 | 97.45 | 102.88 | 90 | 72.94 | 90 | 81.07 | 72.94 | 90 | 81.07 | 52.1 | 54.69 | 51.08 | 52.1 | 54.69 | 51.08 | 57.68 | 90 | 81.07 | 108.61 | 116.64 | 109.99 | 108.61 | 114.31 | 107.79 | 97.45 | 90 | 90
8246 | 41.68 | 71.45 | 39.11 | 41.68 | 74.71 | 39.11 | 68.07 | 74.71 | 85.05 | 68.07 | 81.63 | 85.05 | 51.88 | 74.71 | 85.05 | 51.88 | 74.71 | 85.05 | 41.68 | 74.71 | 39.11 | 41.68 | 49.74 | 39.11 | 42.38 | 74.71 | 85.05 | 73.77 | 123.32 | 115.62 | 74.51 | 123.32 | 113.31 | 68.07 | 74.71 | 85.05 | 52.27 | 89.38 | 51.61 | 52.27 | 89.38 | 51.61 | 97.45 | 90 | 90 | 97.45 | 107.78 | 90 | 72.94 | 90 | 84.09 | 72.94 | 90 | 84.09 | 52.27 | 89.38 | 51.61 | 52.27 | 54.85 | 51.61 | 57.85 | 90 | 84.09 | 108.61 | 151.94 | 110 | 108.61 | 147.39 | 111.11 | 97.45 | 89.38 | 90
8247 | 42.29 | 72.06 | 39.72 | 42.29 | 72.07 | 39.72 | 68.83 | 74.71 | 95.07 | 68.83 | 87.6 | 95.07 | 53.03 | 74.71 | 85.05 | 53.03 | 74.71 | 85.05 | 42.29 | 72.06 | 39.72 | 42.29 | 49.74 | 39.72 | 43 | 74.71 | 85.05 | 73.77 | 123.32 | 136.45 | 75.26 | 124.56 | 133.72 | 68.83 | 74.71 | 88.51 | 52.88 | 90 | 51.86 | 52.88 | 90 | 51.86 | 97.45 | 90.23 | 90 | 97.45 | 125 | 90 | 73.49 | 90.23 | 84.67 | 73.49 | 90.23 | 84.67 | 52.88 | 90 | 51.86 | 52.88 | 55.47 | 51.86 | 58.46 | 90.23 | 84.67 | 108.61 | 155.52 | 143.7 | 108.61 | 152.41 | 140.83 | 97.45 | 90 | 90
8248 | 43.41 | 73.19 | 40.85 | 43.41 | 85 | 40.85 | 69.95 | 93.1 | 107.07 | 71.38 | 93.1 | 107.07 | 62.86 | 93.1 | 107.07 | 62.86 | 93.1 | 107.07 | 43.41 | 85 | 40.85 | 43.41 | 48.38 | 40.85 | 44.12 | 93.1 | 107.07 | 82.61 | 123.32 | 136.45 | 84.29 | 125.82 | 136.45 | 69.95 | 85 | 79.93 | 54 | 91.12 | 52.98 | 54 | 91.12 | 52.98 | 90 | 106.7 | 90 | 90 | 113.4 | 90 | 85.89 | 106.7 | 90 | 85.89 | 106.7 | 90 | 54 | 91.12 | 52.98 | 54 | 56.59 | 52.98 | 59.59 | 106.7 | 90 | 207.61 | 156.04 | 146.65 | 207.61 | 152.92 | 143.72 | 90 | 91.12 | 90
8249 | 43.94 | 73.72 | 41.37 | 43.94 | 87.99 | 41.37 | 70.48 | 104.72 | 106.7 | 70.48 | 104.72 | 106.7 | 70.48 | 104.72 | 106.7 | 70.48 | 104.72 | 106.7 | 43.94 | 87.99 | 41.37 | 43.94 | 48.91 | 41.37 | 44.65 | 104.72 | 106.7 | 103.95 | 123.32 | 136.45 | 106.06 | 125.82 | 136.45 | 70.48 | 87.99 | 90 | 54.53 | 91.65 | 53.51 | 54.53 | 98.21 | 53.51 | 102.96 | 115.76 | 105.63 | 102.96 | 115.76 | 105.63 | 102.96 | 115.76 | 105.63 | 102.96 | 115.76 | 105.63 | 54.53 | 98.21 | 53.51 | 54.53 | 57.12 | 53.51 | 60.11 | 115.76 | 105.63 | 207.61 | 156.04 | 146.65 | 207.61 | 156.04 | 143.72 | 102.96 | 98.21 | 105.63
8250 | 42.28 | 72.05 | 39.71 | 42.28 | 86.32 | 39.71 | 68.82 | 104.72 | 106.7 | 68.82 | 104.72 | 106.7 | 68.82 | 104.72 | 106.7 | 68.82 | 104.72 | 106.7 | 42.28 | 86.32 | 39.71 | 42.28 | 47.25 | 39.71 | 42.98 | 104.72 | 106.7 | 87.22 | 123.32 | 136.45 | 88.1 | 124.56 | 133.72 | 68.82 | 86.38 | 90 | 52.86 | 89.98 | 53.96 | 52.86 | 98.52 | 79.1 | 90 | 110 | 81.63 | 90 | 110 | 81.63 | 90 | 110 | 81.63 | 90 | 110 | 81.63 | 52.86 | 98.52 | 79.1 | 52.86 | 55.45 | 51.84 | 58.45 | 110 | 81.63 | 136.3 | 156.04 | 146.65 | 136.3 | 156.04 | 143.72 | 90 | 98.52 | 107.67
8251 | 41.54 | 71.31 | 38.97 | 41.54 | 85.59 | 43.02 | 58.08 | 93.1 | 91.83 | 58.08 | 93.1 | 91.83 | 58.08 | 93.1 | 106.7 | 58.08 | 93.1 | 106.7 | 41.54 | 85.59 | 43.02 | 41.54 | 46.51 | 38.97 | 42.25 | 93.1 | 106.7 | 73.77 | 123.32 | 136.45 | 74.51 | 123.32 | 133.72 | 47.99 | 85.59 | 90 | 52.13 | 89.25 | 53.22 | 52.13 | 97.78 | 53.22 | 73.76 | 97.78 | 53.22 | 73.76 | 97.78 | 53.22 | 73.76 | 97.78 | 53.22 | 73.76 | 97.78 | 53.22 | 52.13 | 97.78 | 51.61 | 52.13 | 54.72 | 51.11 | 69.77 | 97.78 | 53.22 | 108.61 | 155.52 | 143.7 | 108.61 | 152.41 | 130.87 | 73.76 | 97.78 | 107.67
8252 | 40.77 | 70.55 | 38.21 | 40.77 | 84.82 | 47.21 | 46.08 | 84.82 | 77.11 | 46.08 | 84.82 | 77.11 | 46.08 | 84.82 | 110 | 46.08 | 84.82 | 110 | 40.77 | 84.82 | 38.21 | 40.77 | 45.77 | 38.21 | 41.48 | 84.82 | 110 | 68.13 | 112.44 | 125.41 | 68.13 | 112.44 | 121.66 | 46.08 | 84.82 | 77.11 | 51.36 | 88.48 | 51.61 | 51.36 | 90 | 51.61 | 64.71 | 90 | 51.61 | 64.71 | 90 | 51.61 | 64.71 | 90 | 51.61 | 64.71 | 90 | 51.61 | 51.36 | 90 | 51.61 | 51.36 | 53.95 | 51.61 | 56.94 | 90 | 51.61 | 107.06 | 144.79 | 113.4 | 107.06 | 147.75 | 115.72 | 66.04 | 90 | 107.67
8253 | 40.5 | 70.28 | 37.94 | 40.5 | 70.65 | 46.94 | 41.21 | 70.65 | 70.55 | 41.21 | 70.65 | 70.55 | 41.21 | 70.65 | 106.7 | 41.21 | 70.65 | 106.7 | 40.5 | 45.48 | 37.94 | 40.5 | 45.47 | 37.94 | 41.21 | 70.65 | 106.7 | 57.27 | 103.95 | 113.4 | 57.27 | 103.95 | 80.28 | 41.21 | 70.65 | 70.55 | 51.09 | 81.9 | 51.3 | 51.09 | 81.9 | 51.3 | 56.67 | 81.9 | 51.3 | 56.67 | 81.9 | 51.3 | 56.67 | 81.9 | 51.3 | 56.67 | 81.9 | 51.3 | 51.09 | 53.68 | 51.3 | 51.09 | 53.68 | 51.3 | 56.67 | 81.9 | 51.3 | 90.04 | 125.31 | 110 | 90.04 | 121.55 | 106.7 | 56.67 | 81.9 | 64.79
8254 | 40.13 | 62.48 | 37.56 | 40.13 | 62.48 | 46.56 | 40.83 | 62.48 | 46.56 | 40.83 | 62.48 | 46.56 | 40.83 | 62.48 | 64.12 | 40.83 | 62.48 | 64.12 | 40.13 | 45.1 | 37.56 | 40.13 | 45.09 | 37.56 | 40.83 | 62.48 | 64.12 | 55.98 | 93.1 | 110 | 55.98 | 91.24 | 80.28 | 40.83 | 62.48 | 46.56 | 50.72 | 56.61 | 49.79 | 50.72 | 56.61 | 49.79 | 50.72 | 56.61 | 49.79 | 50.72 | 56.61 | 49.79 | 56.3 | 56.61 | 49.79 | 56.3 | 56.61 | 49.79 | 50.72 | 53.3 | 49.69 | 50.72 | 53.3 | 49.69 | 56.3 | 56.61 | 49.79 | 80.37 | 115.44 | 104.49 | 80.37 | 102.88 | 102.4 | 50.72 | 56.61 | 63.5
8255 | 39.7 | 47.22 | 37.13 | 39.7 | 47.22 | 39.85 | 39.7 | 47.22 | 39.85 | 39.7 | 47.22 | 39.85 | 40.4 | 47.22 | 39.85 | 40.4 | 47.22 | 39.85 | 39.7 | 44.67 | 37.13 | 39.7 | 44.67 | 37.13 | 40.4 | 47.22 | 39.85 | 54.59 | 91.25 | 102.34 | 53.5 | 89.43 | 80.28 | 39.7 | 47.22 | 39.85 | 50.29 | 53.82 | 49.36 | 50.29 | 53.82 | 49.36 | 50.29 | 53.82 | 49.36 | 50.29 | 53.82 | 49.36 | 55.87 | 53.82 | 49.36 | 55.87 | 53.82 | 49.36 | 50.29 | 52.88 | 49.26 | 50.29 | 52.88 | 49.26 | 55.87 | 53.82 | 49.36 | 79.1 | 111.97 | 104.49 | 77.52 | 102.88 | 92.35 | 50.29 | 53.82 | 53.42
8256 | 39.7 | 44.67 | 37.13 | 39.7 | 44.67 | 37.13 | 39.7 | 44.67 | 37.13 | 39.7 | 44.67 | 37.13 | 40.41 | 47.21 | 38.56 | 40.41 | 47.21 | 38.56 | 39.7 | 44.67 | 37.13 | 39.7 | 44.67 | 37.13 | 40.41 | 47.21 | 38.56 | 48.94 | 79.9 | 102.34 | 47.97 | 78.3 | 80.28 | 39.7 | 44.67 | 37.13 | 50.29 | 52.88 | 49.36 | 50.29 | 52.88 | 49.36 | 50.29 | 52.88 | 49.36 | 50.29 | 52.88 | 49.36 | 55.87 | 52.98 | 49.36 | 55.87 | 52.98 | 49.36 | 50.29 | 52.88 | 49.26 | 50.29 | 52.88 | 49.26 | 55.87 | 52.98 | 49.36 | 73.86 | 108.65 | 104.49 | 72.39 | 102.88 | 92.35 | 50.29 | 52.88 | 50.89
8257 | 39.53 | 44.5 | 36.96 | 39.53 | 44.5 | 36.96 | 39.53 | 44.5 | 36.96 | 39.53 | 44.5 | 36.96 | 40.24 | 47.04 | 36.96 | 40.24 | 47.04 | 36.96 | 39.53 | 44.5 | 36.96 | 39.53 | 44.5 | 36.96 | 40.24 | 47.04 | 36.96 | 47.3 | 79.9 | 102.34 | 46.83 | 78.3 | 80.28 | 39.53 | 44.5 | 36.96 | 50.12 | 52.71 | 49.09 | 50.12 | 52.71 | 49.09 | 50.12 | 52.71 | 49.09 | 50.12 | 52.71 | 49.09 | 55.7 | 52.81 | 49.09 | 55.7 | 52.81 | 49.09 | 50.12 | 52.71 | 49.09 | 50.12 | 52.71 | 49.09 | 55.7 | 52.81 | 49.09 | 73.33 | 108.65 | 104.49 | 71.87 | 102.88 | 98.15 | 50.12 | 52.71 | 49.09
8258 | 39.42 | 44.39 | 36.85 | 39.42 | 44.39 | 36.85 | 39.42 | 44.39 | 36.85 | 39.42 | 44.39 | 36.85 | 40.13 | 46.93 | 36.85 | 40.13 | 46.93 | 36.85 | 39.42 | 44.39 | 36.85 | 39.42 | 44.39 | 36.85 | 40.13 | 46.93 | 36.85 | 46.83 | 79.9 | 102.34 | 46.83 | 79.9 | 84.85 | 39.42 | 44.39 | 36.85 | 50.01 | 52.6 | 48.98 | 50.01 | 52.6 | 48.98 | 50.01 | 52.6 | 48.98 | 50.01 | 52.6 | 48.98 | 55.59 | 52.7 | 48.98 | 55.59 | 52.7 | 48.98 | 50.01 | 52.6 | 48.98 | 50.01 | 52.6 | 48.98 | 55.59 | 52.7 | 48.98 | 70.89 | 110 | 104.49 | 70.89 | 107.8 | 98.15 | 50.01 | 52.6 | 48.98
8259 | 39.4 | 44.37 | 36.83 | 39.4 | 44.37 | 36.83 | 39.4 | 44.37 | 36.83 | 39.4 | 44.37 | 36.83 | 40.11 | 46.91 | 36.83 | 40.11 | 46.91 | 36.83 | 39.4 | 44.37 | 36.83 | 39.4 | 44.37 | 36.83 | 40.11 | 46.91 | 36.83 | 46.83 | 79.9 | 102.34 | 46.83 | 79.9 | 99.28 | 39.4 | 44.37 | 36.83 | 49.99 | 52.58 | 48.97 | 49.99 | 52.58 | 48.97 | 49.99 | 52.58 | 48.97 | 49.99 | 52.58 | 48.97 | 55.57 | 52.69 | 49.07 | 55.57 | 52.69 | 49.07 | 49.99 | 52.58 | 48.97 | 49.99 | 52.58 | 48.97 | 55.57 | 52.69 | 49.07 | 68.76 | 111.15 | 106.7 | 70.16 | 108.93 | 104.49 | 49.99 | 52.58 | 48.97
8260 | 39.59 | 44.56 | 37.02 | 39.59 | 44.56 | 37.02 | 39.59 | 44.56 | 37.02 | 39.59 | 44.56 | 37.02 | 40.3 | 47.1 | 37.02 | 40.3 | 47.1 | 37.02 | 39.59 | 44.56 | 37.02 | 39.59 | 44.56 | 37.02 | 40.3 | 47.1 | 37.02 | 46.83 | 79.9 | 104.41 | 46.83 | 79.9 | 101.25 | 39.59 | 44.56 | 37.02 | 50.18 | 52.77 | 49.15 | 50.18 | 52.77 | 49.15 | 50.18 | 52.77 | 49.15 | 50.18 | 52.77 | 49.15 | 55.76 | 52.87 | 49.25 | 55.76 | 52.87 | 49.25 | 50.18 | 52.77 | 49.15 | 50.18 | 52.77 | 49.15 | 55.76 | 52.87 | 49.25 | 68.76 | 113.4 | 106.7 | 70.16 | 111.13 | 104.49 | 50.18 | 52.77 | 49.15
8261 | 39.98 | 44.95 | 37.41 | 39.98 | 44.95 | 37.41 | 39.98 | 44.95 | 46.51 | 39.98 | 44.95 | 46.51 | 40.69 | 47.5 | 46.51 | 40.69 | 47.5 | 46.51 | 39.98 | 44.95 | 37.41 | 39.98 | 44.95 | 37.41 | 40.69 | 47.5 | 46.51 | 48.97 | 83.48 | 104.41 | 48.97 | 84.32 | 102.33 | 39.98 | 44.95 | 37.41 | 50.57 | 53.16 | 51.3 | 50.57 | 53.16 | 51.3 | 51.42 | 53.16 | 51.3 | 51.42 | 53.16 | 51.3 | 56.15 | 53.27 | 51.3 | 56.15 | 53.27 | 51.3 | 50.57 | 53.16 | 49.55 | 50.57 | 53.16 | 49.55 | 56.15 | 53.27 | 51.3 | 75.96 | 113.42 | 108.83 | 77.51 | 111.15 | 106.66 | 51.42 | 53.16 | 51.3
8262 | 40.69 | 45.66 | 38.12 | 40.69 | 45.66 | 38.12 | 41.4 | 61.71 | 85.34 | 41.4 | 61.71 | 85.34 | 41.4 | 61.71 | 85.34 | 41.4 | 61.71 | 85.34 | 40.69 | 45.66 | 38.12 | 40.69 | 45.66 | 38.12 | 41.4 | 61.71 | 85.34 | 56.13 | 96.09 | 117.97 | 57.27 | 98.04 | 115.62 | 41.4 | 45.66 | 38.12 | 51.28 | 53.87 | 51.3 | 51.28 | 53.87 | 51.3 | 56.86 | 86.01 | 84.85 | 56.86 | 86.01 | 84.85 | 56.86 | 86.01 | 84.85 | 56.86 | 86.01 | 84.85 | 51.28 | 53.87 | 50.26 | 51.28 | 53.87 | 50.26 | 56.86 | 86.01 | 84.85 | 86.28 | 116.64 | 111.11 | 88.04 | 114.31 | 111.11 | 56.86 | 53.87 | 53.17
8263 | 42.49 | 61.71 | 39.92 | 42.49 | 61.71 | 39.92 | 58.07 | 88.52 | 125 | 58.07 | 88.52 | 125 | 58.07 | 88.52 | 125 | 58.07 | 88.52 | 125 | 42.49 | 47.46 | 39.92 | 42.49 | 47.46 | 39.92 | 43.2 | 88.52 | 125 | 74.24 | 117.58 | 136.45 | 75.75 | 119.96 | 136.45 | 56.91 | 65.31 | 70.53 | 53.08 | 80 | 52.06 | 53.08 | 80 | 52.06 | 88.45 | 114.31 | 113.4 | 88.45 | 114.31 | 113.4 | 88.45 | 125 | 125.44 | 88.45 | 125 | 125.44 | 53.08 | 55.67 | 52.06 | 53.08 | 55.67 | 52.06 | 58.66 | 125 | 125.44 | 108.61 | 148.4 | 133.32 | 110.82 | 145.43 | 130.65 | 88.45 | 90 | 80.5
8264 | 43.1 | 48.07 | 40.54 | 43.1 | 48.07 | 40.54 | 63.35 | 88.51 | 125 | 63.35 | 88.51 | 125 | 63.35 | 106.7 | 125 | 63.35 | 106.7 | 125 | 43.1 | 48.07 | 40.54 | 43.1 | 48.07 | 40.54 | 43.81 | 106.7 | 125 | 74.25 | 117.58 | 136.45 | 75.75 | 119.97 | 136.45 | 45.72 | 65.31 | 70.53 | 53.69 | 56.28 | 52.67 | 53.69 | 56.28 | 52.67 | 91.83 | 105.57 | 112.63 | 91.83 | 105.57 | 112.63 | 91.83 | 125 | 125.44 | 91.83 | 125 | 125.44 | 53.69 | 56.28 | 52.67 | 53.69 | 56.28 | 52.67 | 59.27 | 125 | 125.44 | 108.61 | 148.4 | 133.32 | 110.82 | 145.43 | 130.65 | 90 | 90 | 63.5
8265 | 42.23 | 65.31 | 39.66 | 42.23 | 65.31 | 39.66 | 63.35 | 87.63 | 120 | 63.35 | 87.63 | 120 | 63.35 | 106.7 | 125 | 63.35 | 106.7 | 125 | 42.23 | 47.2 | 39.66 | 42.23 | 47.2 | 39.66 | 42.94 | 106.7 | 125 | 74.25 | 114.55 | 134.25 | 75.75 | 116.87 | 131.56 | 45.72 | 65.31 | 70.53 | 52.82 | 85 | 51.79 | 52.82 | 85 | 51.79 | 79.45 | 102.88 | 108.25 | 79.45 | 102.88 | 108.25 | 79.45 | 125 | 116.4 | 79.45 | 125 | 116.4 | 52.82 | 55.41 | 51.79 | 52.82 | 55.41 | 51.79 | 58.4 | 125 | 116.4 | 108.61 | 138.63 | 122.45 | 110.82 | 135.86 | 120 | 79.45 | 90 | 77.75
8266 | 42.15 | 71.93 | 39.58 | 42.15 | 71.93 | 39.58 | 62.86 | 85.85 | 102.46 | 62.86 | 85.86 | 102.46 | 62.86 | 90 | 102.46 | 62.86 | 90 | 102.46 | 42.15 | 47.12 | 39.58 | 42.15 | 47.12 | 39.58 | 42.86 | 90 | 102.46 | 71.35 | 106.06 | 106.7 | 72.8 | 105 | 104.57 | 61.87 | 71.93 | 70.53 | 52.74 | 89.86 | 51.72 | 52.74 | 89.86 | 51.72 | 79.45 | 102.88 | 107.12 | 79.45 | 102.88 | 107.12 | 79.45 | 111.97 | 107.12 | 79.45 | 111.97 | 107.12 | 52.74 | 55.33 | 51.72 | 52.74 | 55.33 | 51.72 | 58.32 | 111.97 | 107.12 | 105 | 119.01 | 113.37 | 106.06 | 116.63 | 111.1 | 79.45 | 90 | 79.82
8267 | 42.13 | 71.91 | 39.56 | 42.13 | 71.91 | 39.56 | 56.21 | 90.33 | 100.27 | 56.21 | 90.33 | 100.27 | 56.21 | 90.33 | 100.27 | 56.21 | 90.33 | 100.27 | 42.13 | 47.1 | 39.56 | 42.13 | 47.1 | 39.56 | 42.84 | 90.33 | 100.27 | 65.33 | 99.95 | 104.41 | 66.28 | 100.96 | 102.33 | 56.21 | 71.91 | 70.53 | 52.72 | 89.84 | 51.7 | 52.72 | 89.84 | 51.7 | 79.45 | 105.57 | 106.7 | 79.45 | 105.57 | 106.7 | 79.45 | 108.21 | 106.7 | 79.45 | 108.21 | 106.7 | 52.72 | 55.31 | 51.7 | 52.72 | 55.31 | 51.7 | 58.3 | 108.21 | 106.7 | 103.95 | 116.64 | 112.21 | 105 | 116.64 | 109.97 | 79.45 | 90 | 90
8268 | 41.88 | 71.66 | 39.31 | 41.88 | 71.66 | 39.31 | 55.64 | 90 | 99.27 | 55.64 | 90 | 99.27 | 55.64 | 90 | 99.27 | 55.64 | 90 | 99.27 | 41.88 | 46.85 | 39.31 | 41.88 | 46.85 | 39.31 | 42.59 | 90 | 99.27 | 63.1 | 99.95 | 104.41 | 64.39 | 100.95 | 102.33 | 55.64 | 71.66 | 77.11 | 52.47 | 73.01 | 51.45 | 52.47 | 73.01 | 51.45 | 58.05 | 73.01 | 105.63 | 58.05 | 73.01 | 105.63 | 58.05 | 106.45 | 105.63 | 58.05 | 106.45 | 105.63 | 52.47 | 55.06 | 51.45 | 52.47 | 55.06 | 51.45 | 58.05 | 106.45 | 105.63 | 103.95 | 116.64 | 112.21 | 105 | 116.64 | 109.97 | 58.05 | 73.01 | 64.79
8269 | 41.83 | 67.13 | 39.26 | 41.83 | 67.13 | 39.26 | 52.88 | 72.8 | 99.27 | 52.88 | 72.8 | 99.27 | 52.88 | 72.8 | 99.27 | 52.88 | 72.8 | 99.27 | 41.83 | 46.8 | 39.26 | 41.83 | 46.8 | 39.26 | 42.54 | 72.8 | 99.27 | 67.91 | 103.95 | 105.5 | 69.3 | 105 | 103.39 | 52.88 | 67.13 | 77.11 | 52.42 | 72.51 | 51.4 | 52.42 | 72.51 | 51.4 | 58 | 72.51 | 82.83 | 58 | 72.51 | 82.83 | 58 | 106.06 | 105.63 | 58 | 106.06 | 105.63 | 52.42 | 55.01 | 51.4 | 52.42 | 55.01 | 51.4 | 58 | 106.06 | 105.63 | 102.9 | 116.64 | 112.27 | 105 | 116.63 | 110.02 | 58 | 72.51 | 76.39
8270 | 41.9 | 46.87 | 39.33 | 41.9 | 46.87 | 39.33 | 52.53 | 90.01 | 100.27 | 52.53 | 90.01 | 100.27 | 52.53 | 90.01 | 100.27 | 52.53 | 90.01 | 100.27 | 41.9 | 46.87 | 39.33 | 41.9 | 46.87 | 39.33 | 42.61 | 90.01 | 100.27 | 70.89 | 120.89 | 114.47 | 71.61 | 120.89 | 112.18 | 52.53 | 70.65 | 88.51 | 52.49 | 55.08 | 51.46 | 52.49 | 55.08 | 51.46 | 72.94 | 72.51 | 91.83 | 72.94 | 72.51 | 91.83 | 72.94 | 106.06 | 105.08 | 72.94 | 106.06 | 105.08 | 52.49 | 55.08 | 51.46 | 52.49 | 55.08 | 51.46 | 58.07 | 106.06 | 105.08 | 107.65 | 125.85 | 111.68 | 108.74 | 128.42 | 109.97 | 72.94 | 72.51 | 90
8271 | 42.3 | 47.27 | 39.73 | 42.3 | 47.27 | 39.73 | 52.53 | 90.34 | 106.7 | 52.53 | 90.34 | 106.7 | 52.53 | 90.34 | 106.7 | 52.53 | 90.34 | 106.7 | 42.3 | 47.27 | 39.73 | 42.3 | 47.27 | 39.73 | 43.01 | 90.34 | 106.7 | 72.35 | 125.42 | 136.45 | 73.82 | 126.62 | 133.72 | 52.53 | 79.65 | 88.51 | 52.89 | 55.48 | 51.87 | 52.89 | 55.48 | 51.87 | 73.76 | 94.11 | 101.85 | 73.76 | 94.11 | 101.85 | 73.76 | 105.08 | 103.5 | 73.76 | 105.08 | 103.5 | 52.89 | 55.48 | 51.87 | 52.89 | 55.48 | 51.87 | 58.47 | 105.08 | 103.5 | 108.61 | 155.52 | 115.29 | 110.82 | 153.92 | 117.65 | 73.76 | 92.24 | 101.85
8272 | 43.62 | 48.59 | 41.05 | 43.62 | 48.59 | 41.05 | 62.72 | 95.62 | 106.7 | 62.72 | 95.62 | 106.7 | 62.72 | 102.98 | 106.7 | 62.72 | 102.98 | 106.7 | 43.62 | 48.59 | 41.05 | 43.62 | 48.59 | 41.05 | 44.33 | 102.98 | 106.7 | 78.08 | 152.13 | 136.45 | 79.67 | 153.67 | 133.72 | 61.87 | 83.3 | 88.51 | 54.21 | 56.8 | 53.19 | 54.21 | 56.8 | 53.19 | 79.45 | 104.27 | 101.85 | 79.45 | 104.27 | 101.85 | 79.45 | 111.97 | 105.08 | 79.45 | 111.97 | 105.08 | 54.21 | 56.8 | 53.19 | 54.21 | 56.8 | 53.19 | 71.85 | 111.97 | 105.08 | 122.3 | 177.84 | 148.65 | 124.79 | 177.84 | 145.68 | 79.45 | 97.35 | 101.85
8273 | 44.2 | 49.17 | 41.64 | 44.2 | 49.17 | 41.64 | 66.85 | 92.31 | 106.7 | 66.85 | 92.31 | 106.7 | 66.85 | 104.72 | 106.7 | 66.85 | 104.72 | 106.7 | 44.2 | 49.17 | 41.64 | 44.2 | 49.17 | 41.64 | 44.91 | 104.72 | 106.7 | 103.95 | 152.13 | 136.45 | 106.06 | 153.67 | 133.72 | 66.85 | 83.3 | 90 | 54.79 | 57.38 | 53.77 | 54.79 | 57.38 | 53.77 | 88.67 | 99.33 | 107.67 | 88.67 | 99.33 | 107.67 | 88.67 | 111.97 | 110 | 88.67 | 111.97 | 110 | 54.79 | 57.38 | 53.77 | 54.79 | 57.38 | 53.77 | 72.43 | 111.97 | 110 | 152.05 | 177.84 | 148.65 | 153.59 | 177.84 | 145.68 | 88.67 | 98.21 | 107.67
8274 | 43 | 47.97 | 40.43 | 43 | 47.97 | 40.43 | 78.81 | 95 | 106.7 | 78.81 | 95 | 106.7 | 78.81 | 104.72 | 106.7 | 78.81 | 104.72 | 106.7 | 43 | 47.97 | 40.43 | 43 | 47.97 | 40.43 | 43.71 | 104.72 | 106.7 | 85.47 | 126.66 | 136.45 | 86.33 | 126.66 | 133.72 | 78.81 | 93.11 | 106.7 | 53.59 | 56.18 | 52.56 | 53.59 | 56.18 | 52.56 | 90 | 99.33 | 106.7 | 90 | 99.33 | 106.7 | 90 | 111.97 | 110 | 90 | 111.97 | 110 | 53.59 | 56.18 | 52.56 | 53.59 | 56.18 | 52.56 | 71.22 | 111.97 | 110 | 121.21 | 162.14 | 148.65 | 122.44 | 158.91 | 145.68 | 90 | 99.33 | 108.68
8275 | 41.61 | 46.58 | 39.05 | 41.61 | 46.58 | 39.05 | 47.99 | 69.23 | 81.96 | 47.99 | 69.23 | 81.96 | 47.99 | 102.98 | 106.7 | 47.99 | 102.98 | 106.7 | 41.61 | 46.58 | 39.05 | 41.61 | 46.58 | 39.05 | 42.32 | 102.98 | 106.7 | 74.25 | 125.42 | 136.45 | 75 | 125.42 | 133.72 | 47.99 | 69.23 | 81.96 | 52.2 | 54.79 | 51.18 | 52.2 | 54.79 | 51.18 | 66.04 | 84.68 | 74.87 | 66.04 | 84.68 | 74.87 | 66.04 | 111.97 | 110 | 66.04 | 111.97 | 110 | 52.2 | 54.79 | 51.18 | 52.2 | 54.79 | 51.18 | 66.04 | 111.97 | 110 | 108.61 | 157.06 | 148.65 | 109.71 | 153.92 | 144.19 | 66.04 | 90 | 107.67
8276 | 40.81 | 45.78 | 38.24 | 40.81 | 45.78 | 38.24 | 46.08 | 65.31 | 77.11 | 46.08 | 65.31 | 77.11 | 46.08 | 95.86 | 106.7 | 46.08 | 95.86 | 106.7 | 40.81 | 45.78 | 38.24 | 40.81 | 45.78 | 38.24 | 41.52 | 95.86 | 106.7 | 68.17 | 123.75 | 136.45 | 68.86 | 123.75 | 133.72 | 46.08 | 65.31 | 77.11 | 51.4 | 53.99 | 50.38 | 51.4 | 53.99 | 50.38 | 56.98 | 53.99 | 50.38 | 56.98 | 53.99 | 50.38 | 56.98 | 111.97 | 103.5 | 56.98 | 111.97 | 103.5 | 51.4 | 53.99 | 50.38 | 51.4 | 53.99 | 50.38 | 56.98 | 111.97 | 103.5 | 105.74 | 155.52 | 148.15 | 105.74 | 153.55 | 139.32 | 66.04 | 77.06 | 107.67
8277 | 40.62 | 45.59 | 38.05 | 40.62 | 45.59 | 38.05 | 41.33 | 45.59 | 70.07 | 41.33 | 45.59 | 70.07 | 41.33 | 81.74 | 106.7 | 41.33 | 81.74 | 106.7 | 40.62 | 45.59 | 38.05 | 40.62 | 45.59 | 38.05 | 41.33 | 81.74 | 106.7 | 57.27 | 103.95 | 124.12 | 57.85 | 105 | 121.64 | 41.33 | 45.59 | 70.07 | 51.21 | 53.8 | 50.19 | 51.21 | 53.8 | 50.19 | 56.79 | 53.8 | 50.19 | 56.79 | 53.8 | 50.19 | 56.79 | 111.97 | 105.08 | 56.79 | 111.97 | 105.08 | 51.21 | 53.8 | 50.19 | 51.21 | 53.8 | 50.19 | 56.79 | 111.97 | 105.08 | 98.95 | 130.79 | 134.39 | 98.95 | 129.44 | 124.9 | 56.79 | 53.8 | 64.79
8278 | 40.27 | 45.24 | 37.71 | 40.27 | 45.24 | 37.71 | 40.27 | 45.24 | 37.71 | 40.27 | 45.24 | 37.71 | 40.98 | 71.24 | 106.7 | 40.98 | 71.24 | 106.7 | 40.27 | 45.24 | 37.71 | 40.27 | 45.24 | 37.71 | 40.98 | 71.24 | 106.7 | 55.64 | 93.71 | 115.62 | 55.64 | 94.66 | 113.31 | 40.27 | 45.24 | 37.71 | 50.86 | 53.45 | 49.84 | 50.86 | 53.45 | 49.84 | 50.86 | 53.45 | 49.84 | 50.86 | 53.45 | 49.84 | 56.44 | 106.7 | 106.7 | 56.44 | 106.7 | 106.7 | 50.86 | 53.45 | 49.84 | 50.86 | 53.45 | 49.84 | 56.44 | 106.7 | 106.7 | 85 | 116.64 | 118.8 | 85 | 114.31 | 115.25 | 50.86 | 53.45 | 53.17
8279 | 39.83 | 44.79 | 37.26 | 39.83 | 44.79 | 37.26 | 39.83 | 44.8 | 37.26 | 39.83 | 44.8 | 37.26 | 40.54 | 47.35 | 90 | 40.54 | 47.35 | 90 | 39.83 | 44.8 | 37.26 | 39.83 | 44.8 | 37.26 | 40.54 | 47.35 | 90 | 54.94 | 92.81 | 102.34 | 54.94 | 92.81 | 100.29 | 39.83 | 44.8 | 37.26 | 50.42 | 53.01 | 49.39 | 50.42 | 53.01 | 49.39 | 50.42 | 53.01 | 49.39 | 50.42 | 53.01 | 49.39 | 56 | 86.29 | 103.5 | 56 | 86.29 | 103.5 | 50.42 | 53.01 | 49.39 | 50.42 | 53.01 | 49.39 | 56 | 86.29 | 103.5 | 80.37 | 116.64 | 111.11 | 80.37 | 114.31 | 108.89 | 50.42 | 53.01 | 53.03
8280 | 39.67 | 44.64 | 37.1 | 39.67 | 44.64 | 37.1 | 39.67 | 44.64 | 37.1 | 39.67 | 44.64 | 37.1 | 40.38 | 47.19 | 38.53 | 40.38 | 47.19 | 38.53 | 39.67 | 44.64 | 37.1 | 39.67 | 44.64 | 37.1 | 40.38 | 47.19 | 38.53 | 49.83 | 92.81 | 101.13 | 49.83 | 92.81 | 99.11 | 39.67 | 44.64 | 37.1 | 50.26 | 52.85 | 49.24 | 50.26 | 52.85 | 49.24 | 50.26 | 52.85 | 49.24 | 50.26 | 52.85 | 49.24 | 55.84 | 54.13 | 79.23 | 55.84 | 54.13 | 79.23 | 50.26 | 52.85 | 49.24 | 50.26 | 52.85 | 49.24 | 55.84 | 54.13 | 79.23 | 76.06 | 116.64 | 111.11 | 76.06 | 114.31 | 107.79 | 50.26 | 52.85 | 49.73
8281 | 39.26 | 44.22 | 36.69 | 39.26 | 44.22 | 36.69 | 39.26 | 44.22 | 36.69 | 39.26 | 44.22 | 36.69 | 39.96 | 46.77 | 38.11 | 39.96 | 46.77 | 38.11 | 39.26 | 44.22 | 36.69 | 39.26 | 44.22 | 36.69 | 39.96 | 46.77 | 38.11 | 47.92 | 92.81 | 101.13 | 47.92 | 92.81 | 99.11 | 39.26 | 44.22 | 36.69 | 49.84 | 52.43 | 48.82 | 49.84 | 52.43 | 48.82 | 49.84 | 52.43 | 48.82 | 49.84 | 52.43 | 48.82 | 55.42 | 53.26 | 51.61 | 55.42 | 53.26 | 51.61 | 49.84 | 52.43 | 48.82 | 49.84 | 52.43 | 48.82 | 55.42 | 53.26 | 51.61 | 74.28 | 116.64 | 111.11 | 74.28 | 114.31 | 107.79 | 49.84 | 52.43 | 52.41
8282 | 39.1 | 44.07 | 36.53 | 39.1 | 44.07 | 36.53 | 39.1 | 44.07 | 36.53 | 39.1 | 44.07 | 36.53 | 39.81 | 46.61 | 37.96 | 39.81 | 46.61 | 37.96 | 39.1 | 44.07 | 36.53 | 39.1 | 44.07 | 36.53 | 39.81 | 46.61 | 37.96 | 45.24 | 92.81 | 101.13 | 45.24 | 92.81 | 99.11 | 39.1 | 44.07 | 36.53 | 49.69 | 52.28 | 48.66 | 49.69 | 52.28 | 48.66 | 49.69 | 52.28 | 48.66 | 49.69 | 52.28 | 48.66 | 55.27 | 52.38 | 48.76 | 55.27 | 52.38 | 48.76 | 49.69 | 52.28 | 48.66 | 49.69 | 52.28 | 48.66 | 55.27 | 52.38 | 48.76 | 68.78 | 116.64 | 111.11 | 68.78 | 114.31 | 107.79 | 49.69 | 52.28 | 53.17
8283 | 39.06 | 44.03 | 36.5 | 39.06 | 44.03 | 36.5 | 39.06 | 44.03 | 36.5 | 39.06 | 44.03 | 36.5 | 39.77 | 46.58 | 37.11 | 39.77 | 46.58 | 37.11 | 39.06 | 44.03 | 36.5 | 39.06 | 44.03 | 36.5 | 39.77 | 46.58 | 37.11 | 45.24 | 92.81 | 101.13 | 45.24 | 92.81 | 99.11 | 39.06 | 44.03 | 36.5 | 49.65 | 52.24 | 48.63 | 49.65 | 52.24 | 48.63 | 49.65 | 52.24 | 48.63 | 49.65 | 52.24 | 48.63 | 55.23 | 52.35 | 48.63 | 55.23 | 52.35 | 48.63 | 49.65 | 52.24 | 48.63 | 49.65 | 52.24 | 48.63 | 55.23 | 52.35 | 48.63 | 68.78 | 116.64 | 111.11 | 68.78 | 114.31 | 107.79 | 49.65 | 52.24 | 64.79
8284 | 39.26 | 44.23 | 36.7 | 39.26 | 44.23 | 36.7 | 39.26 | 44.23 | 36.7 | 39.26 | 44.23 | 36.7 | 39.97 | 46.78 | 36.7 | 39.97 | 46.78 | 36.7 | 39.26 | 44.23 | 36.7 | 39.26 | 44.23 | 36.7 | 39.97 | 46.78 | 36.7 | 45.24 | 92.81 | 101.13 | 45.24 | 94.68 | 99.11 | 39.26 | 44.23 | 73 | 49.85 | 52.44 | 48.83 | 49.85 | 52.44 | 48.83 | 49.85 | 52.44 | 48.83 | 49.85 | 52.44 | 48.83 | 55.43 | 52.55 | 48.83 | 55.43 | 52.55 | 48.83 | 49.85 | 52.44 | 48.83 | 49.85 | 52.44 | 48.83 | 55.43 | 52.55 | 48.83 | 68.78 | 116.64 | 110 | 68.78 | 114.31 | 107.79 | 49.85 | 52.44 | 84.85
8285 | 39.94 | 44.91 | 37.37 | 39.94 | 44.91 | 37.37 | 39.94 | 44.91 | 37.37 | 39.94 | 44.91 | 37.37 | 40.65 | 47.45 | 37.37 | 40.65 | 47.45 | 37.37 | 39.94 | 44.91 | 37.37 | 39.94 | 44.91 | 37.37 | 40.65 | 47.45 | 37.37 | 49.95 | 92.81 | 102.34 | 50.96 | 94.69 | 102.34 | 39.94 | 44.91 | 77.11 | 50.53 | 53.12 | 49.5 | 50.53 | 53.12 | 49.5 | 50.53 | 53.12 | 49.5 | 50.53 | 53.12 | 49.5 | 56.11 | 53.22 | 49.5 | 56.11 | 53.22 | 49.5 | 50.53 | 53.12 | 49.5 | 50.53 | 53.12 | 49.5 | 56.11 | 53.22 | 49.5 | 80.37 | 116.64 | 110 | 81.19 | 114.31 | 107.8 | 57.25 | 87.16 | 104.44
8286 | 40.69 | 45.66 | 38.12 | 40.69 | 45.66 | 38.12 | 41.4 | 48.2 | 38.12 | 41.4 | 48.2 | 38.12 | 41.4 | 48.2 | 38.12 | 41.4 | 48.2 | 38.12 | 40.69 | 45.66 | 38.12 | 40.69 | 45.66 | 38.12 | 41.4 | 48.2 | 38.12 | 56.21 | 103.95 | 103.95 | 57.35 | 106.06 | 103.95 | 41.4 | 69.23 | 82.76 | 51.28 | 53.87 | 50.26 | 51.28 | 53.87 | 50.26 | 56.86 | 53.87 | 50.26 | 56.86 | 53.87 | 50.26 | 56.86 | 53.97 | 50.26 | 56.86 | 53.97 | 50.26 | 51.28 | 53.87 | 50.26 | 51.28 | 53.87 | 50.26 | 56.86 | 53.97 | 50.26 | 98.95 | 116.64 | 108.89 | 100.96 | 116.64 | 111.11 | 63.42 | 90 | 107.67
8287 | 42.56 | 47.53 | 39.99 | 42.56 | 47.53 | 39.99 | 47.99 | 52.64 | 82.45 | 47.99 | 52.64 | 82.45 | 47.99 | 52.64 | 82.45 | 47.99 | 52.64 | 82.45 | 42.56 | 47.54 | 39.99 | 42.56 | 47.53 | 39.99 | 47.99 | 52.64 | 39.99 | 77.86 | 126.66 | 133.72 | 79.44 | 129.23 | 136.45 | 47.99 | 70.21 | 84.97 | 53.15 | 55.74 | 52.13 | 53.15 | 55.74 | 52.13 | 63.11 | 55.84 | 52.13 | 63.11 | 55.84 | 52.13 | 63.11 | 55.84 | 52.13 | 63.11 | 55.84 | 52.13 | 53.15 | 55.84 | 52.13 | 53.15 | 55.74 | 52.13 | 63.11 | 55.84 | 52.13 | 255.1 | 157.62 | 126.8 | 250 | 157.62 | 126.82 | 73.76 | 100.83 | 108.68
8288 | 42.93 | 47.9 | 40.37 | 42.93 | 67.55 | 40.37 | 59.08 | 67.55 | 82.45 | 59.08 | 67.55 | 82.45 | 59.08 | 67.55 | 82.45 | 59.08 | 67.55 | 82.45 | 42.93 | 67.55 | 40.37 | 42.93 | 47.9 | 40.37 | 50.92 | 67.55 | 40.37 | 82.14 | 126.66 | 133.72 | 83.8 | 129.23 | 136.45 | 59.08 | 83.28 | 88.51 | 53.52 | 56.11 | 52.5 | 53.52 | 78.62 | 52.5 | 71.16 | 78.62 | 52.5 | 71.16 | 78.62 | 52.5 | 71.16 | 78.62 | 52.5 | 71.16 | 78.62 | 52.5 | 53.52 | 78.62 | 52.5 | 53.52 | 56.11 | 52.5 | 71.16 | 78.62 | 52.5 | 255.1 | 157.62 | 110 | 250 | 157.62 | 120 | 73.76 | 101.85 | 108.68
8289 | 42.58 | 47.55 | 40.01 | 42.58 | 70.83 | 40.01 | 66.2 | 70.83 | 82.45 | 66.2 | 70.83 | 82.45 | 66.2 | 70.83 | 82.45 | 66.2 | 70.83 | 82.45 | 42.58 | 70.83 | 40.01 | 42.58 | 47.55 | 40.01 | 50.56 | 70.83 | 40.01 | 82.14 | 126.66 | 132.35 | 83.8 | 129.23 | 135.06 | 66.2 | 70.83 | 83.28 | 53.17 | 55.76 | 52.15 | 53.17 | 78.62 | 52.15 | 84.14 | 78.62 | 52.15 | 84.14 | 78.62 | 52.15 | 84.14 | 78.62 | 52.15 | 84.14 | 78.62 | 52.15 | 53.17 | 78.62 | 52.15 | 53.17 | 55.76 | 52.15 | 70.81 | 78.62 | 52.15 | 255.1 | 152.89 | 104.49 | 250 | 156.01 | 117.27 | 84.14 | 98.21 | 108.68
8290 | 42.38 | 47.35 | 39.81 | 42.38 | 67.01 | 39.81 | 55.64 | 67.02 | 80.3 | 55.64 | 67.02 | 80.3 | 55.64 | 67.02 | 41.23 | 55.64 | 67.02 | 41.23 | 42.38 | 67.01 | 39.81 | 42.38 | 47.35 | 39.81 | 50.36 | 67.02 | 39.81 | 82.14 | 126.66 | 114.43 | 83.8 | 129.23 | 116.77 | 55.64 | 67.02 | 80.3 | 52.97 | 55.56 | 51.94 | 52.97 | 78.62 | 51.94 | 76.06 | 78.62 | 51.94 | 76.06 | 78.62 | 51.94 | 76.06 | 78.62 | 51.94 | 76.06 | 78.62 | 51.94 | 52.97 | 78.62 | 51.94 | 52.97 | 55.56 | 51.94 | 70.6 | 78.62 | 51.94 | 255.1 | 152.89 | 104.49 | 250 | 152.91 | 107.79 | 76.06 | 98.21 | 108.68
8291 | 42.49 | 47.46 | 39.92 | 42.49 | 66.4 | 39.92 | 66.2 | 66.4 | 83.28 | 66.2 | 66.4 | 83.28 | 49.97 | 66.4 | 39.92 | 49.97 | 66.4 | 39.92 | 42.49 | 66.4 | 39.92 | 42.49 | 47.46 | 39.92 | 43.2 | 66.4 | 39.92 | 82.14 | 123.75 | 84.85 | 82.14 | 126.28 | 86.58 | 66.2 | 66.4 | 83.28 | 53.08 | 55.67 | 52.06 | 53.08 | 83.56 | 52.06 | 88.67 | 83.56 | 52.06 | 88.67 | 83.56 | 52.06 | 67.07 | 83.56 | 52.06 | 67.07 | 83.56 | 52.06 | 53.08 | 83.56 | 52.06 | 53.08 | 55.67 | 52.06 | 67.07 | 83.56 | 52.06 | 255.1 | 116.19 | 84.85 | 250 | 116.21 | 106.7 | 88.67 | 98.21 | 108.68
8292 | 42.4 | 47.36 | 39.83 | 42.4 | 60.23 | 39.83 | 66.2 | 60.23 | 83.49 | 66.2 | 61.71 | 83.49 | 47.02 | 60.23 | 39.83 | 47.02 | 60.23 | 39.83 | 42.4 | 60.23 | 39.83 | 42.4 | 47.36 | 39.83 | 43.1 | 60.23 | 39.83 | 81.93 | 107.66 | 84.85 | 81.93 | 107.66 | 86.58 | 66.2 | 60.23 | 83.49 | 52.99 | 55.57 | 51.96 | 52.99 | 83.56 | 51.96 | 94.01 | 90 | 84 | 94.01 | 91.83 | 84 | 63.11 | 83.56 | 51.96 | 63.11 | 83.56 | 51.96 | 52.99 | 83.56 | 51.96 | 52.99 | 55.57 | 51.96 | 58.57 | 83.56 | 51.96 | 250 | 116.19 | 84.85 | 245 | 116.21 | 106.7 | 94.01 | 90 | 101.85
8293 | 42.21 | 47.18 | 39.64 | 42.21 | 85 | 39.64 | 67.54 | 85.56 | 86.17 | 67.54 | 85.57 | 86.17 | 47.02 | 66.4 | 39.64 | 47.02 | 66.4 | 39.64 | 42.21 | 66.4 | 39.64 | 42.21 | 47.18 | 39.64 | 42.92 | 66.4 | 39.64 | 82.14 | 111 | 87.04 | 82.14 | 113.27 | 88.82 | 67.54 | 85.56 | 86.17 | 52.8 | 55.39 | 51.78 | 52.8 | 85 | 51.78 | 101.23 | 93.76 | 103.4 | 101.23 | 95.67 | 103.4 | 63.11 | 83.56 | 51.78 | 63.11 | 83.56 | 51.78 | 52.8 | 83.56 | 51.78 | 52.8 | 55.39 | 51.78 | 58.38 | 83.56 | 51.78 | 250 | 116.19 | 102.36 | 245 | 118.56 | 106.7 | 101.23 | 93.76 | 104.44
8294 | 42.55 | 47.52 | 39.98 | 42.55 | 86.16 | 39.98 | 67.54 | 86.16 | 100.83 | 67.54 | 87.8 | 100.83 | 51.88 | 66.41 | 39.98 | 51.88 | 66.41 | 39.98 | 42.55 | 66.41 | 39.98 | 42.55 | 47.52 | 39.98 | 43.26 | 66.41 | 39.98 | 82.14 | 124.12 | 101.85 | 83.8 | 126.66 | 115.25 | 67.54 | 86.16 | 92.98 | 53.14 | 55.73 | 52.12 | 53.14 | 98.79 | 52.12 | 101.28 | 101.85 | 105.55 | 101.28 | 103.92 | 105.55 | 69.43 | 83.56 | 52.12 | 69.43 | 83.56 | 52.12 | 53.14 | 83.56 | 52.12 | 53.14 | 55.73 | 52.12 | 58.72 | 83.56 | 52.12 | 255.1 | 137.16 | 104.49 | 250 | 139.96 | 111.11 | 101.28 | 101.85 | 105.55
8295 | 42.61 | 47.57 | 40.04 | 42.61 | 86.65 | 41.46 | 68.22 | 91.83 | 108.9 | 68.22 | 91.83 | 108.9 | 52.36 | 71.5 | 41.46 | 52.36 | 71.5 | 41.46 | 42.61 | 71.5 | 41.46 | 42.61 | 47.57 | 40.04 | 43.31 | 71.5 | 41.46 | 82.14 | 126.64 | 110 | 83.8 | 129.23 | 132.37 | 68.22 | 90 | 100.42 | 53.19 | 55.78 | 52.17 | 53.19 | 98.85 | 79.43 | 101.63 | 114.42 | 107.67 | 101.63 | 114.42 | 107.67 | 73.79 | 83.56 | 52.17 | 73.79 | 83.56 | 52.17 | 53.19 | 83.56 | 52.17 | 53.19 | 55.78 | 52.17 | 58.77 | 83.56 | 52.17 | 255.1 | 152.89 | 104.49 | 255.1 | 156.01 | 142.28 | 101.63 | 100.83 | 107.67
8296 | 43.33 | 48.29 | 40.76 | 43.33 | 87.37 | 49.76 | 82.45 | 95.33 | 113.79 | 82.45 | 95.33 | 113.79 | 59.75 | 72.84 | 110 | 59.75 | 72.84 | 110 | 43.33 | 72.84 | 49.76 | 43.33 | 48.29 | 40.76 | 51.31 | 72.84 | 49.76 | 86.49 | 126.66 | 114.94 | 88.25 | 129.24 | 136.45 | 82.45 | 90 | 90.94 | 53.91 | 56.5 | 52.89 | 53.91 | 99.57 | 80.15 | 104.37 | 115.14 | 108.68 | 104.37 | 115.14 | 108.68 | 80.02 | 91.71 | 52.89 | 80.02 | 91.71 | 52.89 | 53.91 | 91.71 | 52.89 | 53.91 | 56.5 | 52.89 | 71.55 | 91.71 | 52.89 | 255.1 | 152.89 | 104.49 | 255.1 | 157.62 | 148.65 | 104.37 | 101.85 | 108.68
8297 | 43.56 | 48.53 | 40.99 | 43.56 | 89.36 | 49.99 | 86.75 | 95.56 | 117.12 | 86.75 | 95.56 | 117.12 | 66.78 | 89.36 | 117.12 | 66.78 | 89.36 | 117.12 | 43.56 | 89.36 | 49.99 | 43.56 | 48.53 | 40.99 | 44.27 | 89.36 | 52.58 | 103.95 | 130.75 | 118.3 | 106.06 | 133.42 | 136.45 | 86.75 | 95.56 | 117.12 | 54.15 | 56.74 | 53.13 | 54.15 | 111.41 | 80.38 | 145.47 | 120 | 112.27 | 145.47 | 120 | 112.27 | 89.43 | 111.41 | 53.13 | 89.43 | 111.41 | 53.13 | 54.15 | 111.41 | 53.13 | 54.15 | 56.74 | 53.13 | 71.79 | 111.41 | 53.13 | 354.1 | 164.93 | 104.49 | 354.1 | 170.03 | 148.65 | 145.47 | 120 | 173.29
8298 | 42.7 | 47.67 | 40.13 | 42.7 | 90 | 49.13 | 85.23 | 94.71 | 117.12 | 85.23 | 94.71 | 117.12 | 85.23 | 94.7 | 117.12 | 85.23 | 94.7 | 117.12 | 42.7 | 90 | 49.13 | 42.7 | 47.67 | 40.13 | 43.41 | 90 | 52.58 | 92.43 | 130.75 | 118.3 | 94.3 | 133.42 | 136.45 | 78.59 | 90 | 90 | 53.29 | 55.88 | 52.27 | 53.29 | 100 | 61.21 | 120 | 115.14 | 108.68 | 120 | 115.14 | 108.68 | 113.4 | 110 | 61.21 | 113.4 | 110 | 61.21 | 53.29 | 100 | 61.21 | 53.29 | 55.88 | 52.27 | 70.93 | 104.83 | 61.21 | 255.1 | 164.93 | 104.49 | 255.1 | 170.03 | 148.65 | 120 | 101.85 | 108.68
8299 | 41.73 | 46.69 | 39.16 | 41.73 | 85.77 | 39.16 | 68.27 | 93.73 | 119.5 | 68.27 | 93.73 | 119.5 | 66.78 | 93.73 | 110 | 66.78 | 93.73 | 110 | 41.73 | 85.77 | 39.16 | 41.73 | 46.69 | 39.16 | 49.71 | 90 | 52.58 | 82.14 | 126.64 | 118.3 | 83.8 | 129.23 | 136.45 | 47.99 | 85.77 | 83.42 | 52.31 | 54.9 | 51.29 | 52.31 | 97.97 | 61.21 | 102.3 | 120 | 111.25 | 102.3 | 120 | 111.25 | 102.3 | 110 | 61.21 | 102.3 | 110 | 61.21 | 52.31 | 97.97 | 61.21 | 52.31 | 54.9 | 51.29 | 69.95 | 110 | 61.21 | 255.1 | 152.89 | 104.49 | 255.1 | 156.01 | 148.65 | 99.27 | 98.21 | 108.68
8300 | 40.95 | 45.92 | 38.38 | 40.95 | 85 | 38.38 | 67.49 | 90.34 | 90.67 | 67.49 | 90.34 | 90.67 | 66.78 | 90.34 | 88.86 | 66.78 | 90.34 | 88.86 | 40.95 | 85 | 38.38 | 40.95 | 45.92 | 38.38 | 48.94 | 90 | 52.58 | 69.19 | 95.67 | 89.76 | 70.6 | 129.23 | 136.45 | 46.08 | 85 | 77.11 | 51.54 | 54.13 | 50.52 | 51.54 | 97.19 | 51.3 | 99.97 | 112.54 | 110.48 | 99.97 | 112.54 | 110.48 | 99.97 | 104.83 | 61.21 | 99.97 | 104.83 | 61.21 | 51.54 | 97.19 | 51.61 | 51.54 | 54.13 | 50.52 | 69.18 | 104.83 | 61.21 | 247.45 | 111.41 | 65.06 | 250 | 152.91 | 144.2 | 97.98 | 98.21 | 107.67
8301 | 40.66 | 45.63 | 38.09 | 40.66 | 72.09 | 38.09 | 56.22 | 83.3 | 84.49 | 56.22 | 83.3 | 84.49 | 56.22 | 83.3 | 52.58 | 56.22 | 83.3 | 52.58 | 40.66 | 72.09 | 38.09 | 40.66 | 45.63 | 38.09 | 41.37 | 83.3 | 52.58 | 59.75 | 88.53 | 81.6 | 60.97 | 107.49 | 124.12 | 46.08 | 72.09 | 77.11 | 51.25 | 53.84 | 50.23 | 51.25 | 90 | 51.61 | 81.63 | 104.83 | 107.67 | 81.63 | 104.83 | 107.67 | 75.37 | 104.83 | 61.21 | 75.37 | 104.83 | 61.21 | 51.25 | 90 | 51.61 | 51.25 | 53.84 | 50.23 | 68.89 | 104.83 | 61.21 | 101.87 | 111.41 | 65.06 | 103.95 | 152.91 | 143.72 | 80 | 90 | 90
8302 | 40.29 | 45.26 | 37.72 | 40.29 | 68.53 | 46.73 | 44.94 | 68.54 | 80.3 | 44.94 | 68.54 | 80.3 | 44.94 | 68.54 | 52.58 | 44.94 | 68.54 | 52.58 | 40.29 | 68.53 | 46.73 | 40.29 | 45.26 | 37.72 | 41 | 68.54 | 52.58 | 55.64 | 72.84 | 53.12 | 56.78 | 103.95 | 112.17 | 40.29 | 66.06 | 46.73 | 50.88 | 53.47 | 49.86 | 50.88 | 86.29 | 51.3 | 66.88 | 86.29 | 77.01 | 66.88 | 86.29 | 77.01 | 66.88 | 86.29 | 51.3 | 66.88 | 86.29 | 51.3 | 50.88 | 86.29 | 51.3 | 50.88 | 53.47 | 49.86 | 56.46 | 86.29 | 51.3 | 92.36 | 91.71 | 52.4 | 94.24 | 118.79 | 117.65 | 63.42 | 81.19 | 64.79
8303 | 39.87 | 44.84 | 37.31 | 39.87 | 64.09 | 39.02 | 40.58 | 64.09 | 57.26 | 40.58 | 64.09 | 57.26 | 40.58 | 64.09 | 39.44 | 40.58 | 64.09 | 39.44 | 39.87 | 64.09 | 39.02 | 39.87 | 44.84 | 37.31 | 40.58 | 64.09 | 39.44 | 55.14 | 72.84 | 39.84 | 55.14 | 79.9 | 100.84 | 39.87 | 44.84 | 39.02 | 50.46 | 53.82 | 51.3 | 50.46 | 84.05 | 53.17 | 56.04 | 84.05 | 53.17 | 56.04 | 84.05 | 53.17 | 56.04 | 84.05 | 49.44 | 56.04 | 84.05 | 49.44 | 50.46 | 84.05 | 49.44 | 50.46 | 53.05 | 49.44 | 56.04 | 84.05 | 49.44 | 76.73 | 91.71 | 49.78 | 78.29 | 113.15 | 108.51 | 50.46 | 53.82 | 53.17
8304 | 39.81 | 44.78 | 37.25 | 39.81 | 44.78 | 37.25 | 40.52 | 47.34 | 39.84 | 40.52 | 55.56 | 39.84 | 40.52 | 47.34 | 39.04 | 40.52 | 47.34 | 39.04 | 39.81 | 44.78 | 37.25 | 39.81 | 44.78 | 37.25 | 40.52 | 47.34 | 39.04 | 50.84 | 66.41 | 39.44 | 50.84 | 78.93 | 82.23 | 39.81 | 44.78 | 37.25 | 50.4 | 52.99 | 51.3 | 50.4 | 52.99 | 51.3 | 55.98 | 54.27 | 51.3 | 55.98 | 79.08 | 51.3 | 55.98 | 54.27 | 49.38 | 55.98 | 54.27 | 49.38 | 50.4 | 52.99 | 49.38 | 50.4 | 52.99 | 49.38 | 55.98 | 54.27 | 49.38 | 73.79 | 78.62 | 49.78 | 75.29 | 112.02 | 107.79 | 50.4 | 52.99 | 51.3
8305 | 39.62 | 44.59 | 37.05 | 39.62 | 44.59 | 37.05 | 40.33 | 47.13 | 38.48 | 40.33 | 53.61 | 38.48 | 40.33 | 47.13 | 38.48 | 40.33 | 47.13 | 38.48 | 39.62 | 44.59 | 37.05 | 39.62 | 44.59 | 37.05 | 40.33 | 47.13 | 38.48 | 47.69 | 62.48 | 38.86 | 48.66 | 76.7 | 80.32 | 39.62 | 44.59 | 37.05 | 50.21 | 52.8 | 49.18 | 50.21 | 52.8 | 49.18 | 53.2 | 52.9 | 49.18 | 53.2 | 79.08 | 60.93 | 55.79 | 52.9 | 49.18 | 55.79 | 52.9 | 49.18 | 50.21 | 52.8 | 49.18 | 50.21 | 52.8 | 49.18 | 55.79 | 52.9 | 49.18 | 73.54 | 78.62 | 49.68 | 75.04 | 109.34 | 104.49 | 50.21 | 52.8 | 51.3
8306 | 39.46 | 44.42 | 36.89 | 39.46 | 44.42 | 36.89 | 40.16 | 46.97 | 37.86 | 40.16 | 53.61 | 37.86 | 40.16 | 46.97 | 37.86 | 40.16 | 46.97 | 37.86 | 39.46 | 44.42 | 36.89 | 39.46 | 44.42 | 36.89 | 40.16 | 46.97 | 37.86 | 46.08 | 62.48 | 38.24 | 47.02 | 76.7 | 80.32 | 39.46 | 44.42 | 36.89 | 50.05 | 52.64 | 49.02 | 50.05 | 52.64 | 49.02 | 52.86 | 52.74 | 49.02 | 52.86 | 82.03 | 77.01 | 55.63 | 52.74 | 49.02 | 55.63 | 52.74 | 49.02 | 50.05 | 52.64 | 49.02 | 50.05 | 52.64 | 49.02 | 55.63 | 52.74 | 49.02 | 67.07 | 78.62 | 49.52 | 71.31 | 109.34 | 104.49 | 50.05 | 52.64 | 51.3
8307 | 39.44 | 44.41 | 36.88 | 39.44 | 44.41 | 36.88 | 40.15 | 46.96 | 37.11 | 40.15 | 53.61 | 37.11 | 40.15 | 46.96 | 37.11 | 40.15 | 46.96 | 37.11 | 39.44 | 44.41 | 36.88 | 39.44 | 44.41 | 36.88 | 40.15 | 46.96 | 37.11 | 45.69 | 52.71 | 38.24 | 45.69 | 76.7 | 80.32 | 39.44 | 44.41 | 36.88 | 50.03 | 52.62 | 49.01 | 50.03 | 52.62 | 49.01 | 53.2 | 52.73 | 49.01 | 53.2 | 79.08 | 60.93 | 55.61 | 52.73 | 49.01 | 55.61 | 52.73 | 49.01 | 50.03 | 52.62 | 49.01 | 50.03 | 52.62 | 49.01 | 55.61 | 52.73 | 49.01 | 65.14 | 78.62 | 49.5 | 71.31 | 109.34 | 104.49 | 50.03 | 52.62 | 51.3
8308 | 39.61 | 44.58 | 37.04 | 39.61 | 44.58 | 37.04 | 40.32 | 47.13 | 37.04 | 40.32 | 53.61 | 37.04 | 40.32 | 47.13 | 37.04 | 40.32 | 47.13 | 37.04 | 39.61 | 44.58 | 37.04 | 39.61 | 44.58 | 37.04 | 40.32 | 47.13 | 37.04 | 45.39 | 51.2 | 38.24 | 45.69 | 76.7 | 80.32 | 39.94 | 44.58 | 37.04 | 50.2 | 52.79 | 49.18 | 50.2 | 52.79 | 49.18 | 55.78 | 52.9 | 49.18 | 55.78 | 101.85 | 49.18 | 55.78 | 52.9 | 49.18 | 55.78 | 52.9 | 49.18 | 50.2 | 52.79 | 49.18 | 50.2 | 52.79 | 49.18 | 55.78 | 52.9 | 49.18 | 63.82 | 73.49 | 49.67 | 71.31 | 109.34 | 104.49 | 55.22 | 52.79 | 51.3
8309 | 40.03 | 45 | 37.46 | 40.03 | 45 | 37.46 | 40.74 | 47.55 | 37.86 | 40.74 | 58.04 | 37.86 | 40.74 | 47.55 | 37.47 | 40.74 | 47.55 | 37.47 | 40.03 | 45 | 37.46 | 40.03 | 45 | 37.46 | 40.74 | 47.55 | 37.47 | 48.66 | 51.2 | 38.24 | 49.65 | 78.26 | 82.79 | 40.74 | 45 | 37.46 | 50.62 | 53.21 | 49.6 | 50.62 | 53.21 | 49.6 | 56.2 | 53.32 | 49.6 | 56.2 | 102.88 | 60.93 | 56.2 | 53.32 | 49.6 | 56.2 | 53.32 | 49.6 | 50.62 | 53.21 | 49.6 | 50.62 | 53.21 | 49.6 | 56.2 | 53.32 | 49.6 | 75.38 | 73.49 | 49.78 | 76.92 | 109.34 | 107.79 | 56.2 | 53.21 | 51.3
8310 | 40.66 | 45.63 | 38.1 | 40.66 | 45.63 | 38.1 | 48.47 | 48.18 | 80.3 | 48.47 | 72.87 | 80.3 | 47.02 | 48.18 | 38.1 | 47.02 | 48.18 | 38.1 | 40.66 | 45.63 | 38.1 | 40.66 | 45.63 | 38.1 | 41.37 | 48.18 | 38.1 | 56.2 | 77.5 | 79.5 | 57.35 | 81.52 | 103.95 | 47.99 | 45.63 | 77.11 | 51.25 | 53.84 | 50.23 | 51.25 | 53.84 | 50.23 | 82.77 | 69.14 | 53.17 | 84.45 | 106.7 | 105.5 | 56.83 | 69.14 | 50.23 | 56.83 | 69.14 | 50.23 | 51.25 | 53.84 | 50.23 | 51.25 | 53.84 | 50.23 | 56.83 | 69.14 | 50.23 | 86.28 | 73.49 | 50.74 | 88.04 | 116.64 | 113.26 | 82.77 | 53.84 | 53.17
8311 | 41.66 | 66.41 | 39.1 | 41.66 | 66.41 | 39.1 | 67.75 | 87.8 | 92.78 | 67.75 | 87.8 | 92.78 | 55.14 | 66.41 | 39.1 | 55.14 | 66.41 | 39.1 | 41.66 | 66.41 | 39.1 | 41.66 | 46.64 | 39.1 | 42.37 | 66.41 | 39.1 | 68.7 | 97.23 | 89.4 | 70.09 | 104.35 | 110.39 | 65.74 | 66.41 | 77.11 | 52.25 | 89.37 | 51.3 | 52.25 | 89.37 | 51.3 | 100.69 | 110.04 | 106.7 | 100.69 | 131.26 | 106.7 | 73.79 | 83.56 | 51.23 | 73.79 | 83.56 | 51.23 | 52.25 | 83.56 | 51.23 | 52.25 | 54.84 | 51.23 | 57.83 | 83.56 | 51.23 | 103.95 | 111.15 | 51.75 | 106.06 | 138.07 | 126.8 | 97.84 | 98.21 | 104.44
8312 | 42.19 | 71.96 | 39.62 | 42.19 | 74.27 | 39.62 | 68.01 | 93.85 | 90.31 | 68.01 | 93.85 | 90.31 | 66.62 | 74.28 | 39.85 | 66.62 | 74.28 | 39.85 | 42.19 | 74.27 | 39.62 | 42.19 | 49.74 | 39.62 | 42.89 | 74.27 | 39.62 | 68.7 | 97.23 | 89.4 | 68.7 | 99.21 | 91.22 | 45.72 | 74.27 | 77.11 | 52.78 | 89.89 | 51.75 | 52.78 | 89.89 | 51.75 | 100.85 | 110.04 | 105.63 | 100.85 | 125 | 105.63 | 88.79 | 89.52 | 51.75 | 88.79 | 89.52 | 51.75 | 52.78 | 89.52 | 51.75 | 52.78 | 55.36 | 51.75 | 58.36 | 89.52 | 51.75 | 103.95 | 111.15 | 52.27 | 101.87 | 126.26 | 106.7 | 97.84 | 98.21 | 104.44
8313 | 41.81 | 71.58 | 39.24 | 41.81 | 71.58 | 39.24 | 67.75 | 87.3 | 87.63 | 67.75 | 87.3 | 87.63 | 65.97 | 74.28 | 39.44 | 65.97 | 74.28 | 39.44 | 41.81 | 71.58 | 39.24 | 41.81 | 49.74 | 39.24 | 42.52 | 72.77 | 39.44 | 68.7 | 88.29 | 78.24 | 68.7 | 91.02 | 88.51 | 45.72 | 71.58 | 77.11 | 52.4 | 89.52 | 51.38 | 52.4 | 89.52 | 51.38 | 100.83 | 108.9 | 105.5 | 100.83 | 108.9 | 105.5 | 89.43 | 89.52 | 51.38 | 89.43 | 89.52 | 51.38 | 52.4 | 89.52 | 51.38 | 52.4 | 54.99 | 51.38 | 57.98 | 89.52 | 51.38 | 103.95 | 110 | 51.9 | 103.95 | 113.15 | 106.56 | 97.84 | 98.21 | 104.44
8314 | 41.68 | 65.31 | 39.11 | 41.68 | 65.31 | 39.11 | 67.31 | 65.31 | 81.11 | 67.31 | 77.34 | 81.11 | 63.09 | 65.31 | 39.44 | 63.09 | 65.31 | 39.44 | 41.68 | 65.31 | 39.11 | 41.68 | 46.65 | 39.11 | 42.39 | 65.31 | 39.44 | 67.99 | 67.02 | 39.84 | 69.38 | 80.54 | 81.93 | 45.72 | 65.31 | 77.11 | 52.27 | 83.56 | 51.3 | 52.27 | 83.56 | 51.3 | 99.82 | 83.56 | 90 | 99.82 | 102.88 | 90 | 67.07 | 83.56 | 51.24 | 67.07 | 83.56 | 51.24 | 52.27 | 83.56 | 51.24 | 52.27 | 54.86 | 51.24 | 57.85 | 83.56 | 51.24 | 100.83 | 84.4 | 49.78 | 103.95 | 111.15 | 104.49 | 97.84 | 83.56 | 90
8315 | 41.66 | 62.5 | 39.09 | 41.66 | 62.5 | 39.09 | 64.01 | 62.5 | 80.3 | 64.01 | 75.8 | 80.3 | 53.44 | 62.5 | 39.09 | 53.44 | 62.5 | 39.09 | 41.66 | 62.5 | 39.09 | 41.66 | 49.74 | 39.09 | 42.37 | 62.5 | 39.09 | 64.03 | 63.14 | 38.7 | 65.33 | 78.14 | 81.11 | 45.72 | 62.5 | 77.11 | 52.25 | 69.14 | 51.3 | 52.25 | 69.14 | 51.3 | 97.84 | 69.14 | 90 | 97.84 | 102.88 | 90 | 67.07 | 69.14 | 51.23 | 67.07 | 69.14 | 51.23 | 52.25 | 69.14 | 51.23 | 52.25 | 54.84 | 51.23 | 57.83 | 69.14 | 51.23 | 98.82 | 69.84 | 49.78 | 103.95 | 109.34 | 104.49 | 97.84 | 69.14 | 90
8316 | 41.5 | 59.4 | 38.93 | 41.5 | 59.4 | 38.93 | 55.36 | 59.4 | 80.3 | 56.49 | 75.05 | 80.3 | 52.42 | 59.4 | 38.93 | 52.42 | 59.4 | 38.93 | 41.5 | 59.4 | 38.93 | 41.5 | 46.47 | 38.93 | 42.2 | 59.4 | 38.93 | 55.92 | 63.14 | 38.54 | 57.65 | 77.37 | 81.11 | 55.36 | 59.4 | 78.7 | 52.09 | 69.14 | 51.06 | 52.09 | 69.14 | 51.06 | 88.63 | 69.14 | 64.79 | 88.63 | 102.88 | 64.79 | 67.07 | 69.14 | 51.06 | 67.07 | 69.14 | 51.06 | 52.09 | 69.14 | 51.06 | 52.09 | 54.67 | 51.06 | 57.67 | 69.14 | 51.06 | 89.53 | 69.84 | 49.78 | 94.17 | 109.34 | 104.49 | 88.63 | 69.14 | 64.79
8317 | 41.5 | 46.47 | 38.93 | 41.5 | 62.5 | 38.93 | 56.49 | 62.5 | 81.11 | 57.64 | 75.05 | 81.11 | 53.48 | 62.5 | 38.93 | 53.48 | 62.5 | 38.93 | 41.5 | 62.5 | 38.93 | 41.5 | 46.47 | 38.93 | 42.21 | 62.5 | 38.93 | 56.84 | 63.14 | 38.93 | 58.82 | 77.37 | 81.93 | 56.49 | 62.5 | 79.5 | 52.09 | 54.68 | 51.3 | 52.09 | 69.14 | 51.3 | 90 | 69.14 | 90 | 90 | 102.88 | 90 | 67.07 | 69.14 | 51.07 | 67.07 | 69.14 | 51.07 | 52.09 | 69.14 | 51.07 | 52.09 | 54.68 | 51.07 | 57.67 | 69.14 | 51.07 | 89.1 | 69.84 | 49.78 | 94.67 | 109.34 | 104.49 | 90 | 69.14 | 90
8318 | 41.63 | 46.6 | 39.07 | 41.63 | 62.5 | 39.07 | 57.64 | 62.5 | 81.11 | 57.64 | 76.73 | 81.11 | 53.98 | 62.5 | 39.07 | 53.98 | 62.5 | 39.07 | 41.63 | 62.5 | 39.07 | 41.63 | 46.6 | 39.07 | 42.34 | 62.5 | 39.07 | 57.37 | 63.14 | 39.07 | 58.82 | 78.31 | 81.93 | 57.64 | 62.5 | 80.3 | 52.22 | 54.81 | 51.3 | 52.22 | 76.45 | 51.3 | 92.23 | 76.45 | 105.5 | 92.23 | 106.8 | 105.5 | 76.73 | 76.45 | 51.2 | 76.73 | 76.45 | 51.2 | 52.22 | 76.45 | 51.2 | 52.22 | 54.81 | 51.2 | 57.8 | 76.45 | 51.2 | 91.31 | 77.23 | 49.78 | 96.05 | 110.1 | 107.79 | 92.23 | 76.45 | 103.4
8319 | 41.88 | 46.85 | 39.31 | 41.88 | 63.14 | 39.31 | 67.07 | 64.42 | 82.24 | 67.07 | 77.5 | 82.24 | 53.48 | 63.14 | 39.31 | 53.48 | 63.14 | 39.31 | 41.88 | 63.14 | 39.31 | 41.88 | 46.85 | 39.31 | 42.59 | 63.14 | 39.31 | 66.4 | 63.77 | 39.07 | 68.45 | 79.91 | 83.07 | 65.74 | 64.42 | 80.61 | 52.47 | 55.06 | 51.44 | 52.47 | 72.05 | 51.44 | 97.84 | 73.51 | 107.67 | 97.84 | 112.09 | 107.67 | 67.07 | 72.05 | 51.44 | 67.07 | 72.05 | 51.44 | 52.47 | 72.05 | 51.44 | 52.47 | 55.06 | 51.44 | 58.05 | 72.05 | 51.44 | 96.86 | 72.77 | 49.78 | 102.91 | 115.55 | 111.11 | 97.84 | 73.51 | 107.67
8320 | 42.44 | 47.4 | 39.87 | 42.44 | 66.34 | 39.87 | 67.12 | 66.34 | 95.42 | 67.12 | 89.18 | 95.42 | 55.26 | 66.34 | 39.87 | 55.26 | 66.34 | 39.87 | 42.44 | 66.34 | 39.87 | 42.44 | 47.4 | 39.87 | 43.14 | 66.34 | 39.87 | 66.45 | 67.01 | 39.47 | 68.7 | 92.87 | 97.39 | 65.78 | 66.34 | 88.51 | 53.02 | 55.61 | 52 | 53.02 | 82.72 | 52 | 99.82 | 84.4 | 107.67 | 99.82 | 114.28 | 107.67 | 73.79 | 82.72 | 52 | 73.79 | 82.72 | 52 | 53.02 | 82.72 | 52 | 53.02 | 55.61 | 52 | 58.6 | 82.72 | 52 | 100.83 | 83.56 | 49.78 | 103.95 | 117.82 | 111.11 | 99.82 | 84.4 | 107.67
8321 | 42.96 | 47.92 | 40.39 | 42.96 | 87 | 40.39 | 67.31 | 87.41 | 96.42 | 67.31 | 89.18 | 96.42 | 65.97 | 87.41 | 40.39 | 65.97 | 87.41 | 40.39 | 42.96 | 87 | 40.39 | 42.96 | 47.92 | 40.39 | 43.66 | 87 | 40.39 | 67.99 | 88.29 | 40.39 | 69.38 | 92.87 | 97.39 | 65.78 | 87 | 88.51 | 53.54 | 56.13 | 52.52 | 53.54 | 94.09 | 52.52 | 101.62 | 96 | 108.87 | 101.62 | 114.28 | 108.87 | 97.42 | 94.09 | 52.52 | 97.42 | 94.09 | 52.52 | 53.54 | 94.09 | 52.52 | 53.54 | 56.13 | 52.52 | 59.12 | 94.09 | 52.52 | 102.65 | 95.04 | 49.78 | 104.74 | 117.82 | 111.11 | 101.62 | 96 | 108.68
8322 | 42.14 | 47.1 | 39.57 | 42.14 | 85 | 39.57 | 67.07 | 87.38 | 96.42 | 67.07 | 87.8 | 96.42 | 65.97 | 87.38 | 39.57 | 65.97 | 87.38 | 39.57 | 42.14 | 85 | 39.57 | 42.14 | 47.1 | 39.57 | 42.84 | 85 | 39.57 | 67.33 | 88.27 | 39.57 | 68.71 | 91.94 | 97.39 | 47.99 | 85 | 88.51 | 52.73 | 55.32 | 51.7 | 52.73 | 94.09 | 51.7 | 99.82 | 96 | 108.87 | 99.82 | 108.33 | 108.87 | 99.7 | 94.09 | 51.7 | 99.7 | 94.09 | 51.7 | 52.73 | 94.09 | 51.7 | 52.73 | 55.32 | 51.7 | 58.31 | 94.09 | 51.7 | 100.83 | 95.04 | 49.78 | 103.95 | 117.82 | 111.11 | 99.82 | 96 | 108.68
8323 | 41.44 | 46.41 | 38.87 | 41.44 | 65.31 | 38.87 | 65.99 | 83.73 | 82.78 | 65.99 | 87.8 | 82.78 | 65.31 | 83.73 | 39.44 | 65.31 | 83.73 | 39.44 | 41.44 | 65.31 | 38.87 | 41.44 | 46.41 | 38.87 | 42.15 | 83.73 | 39.44 | 66.66 | 84.58 | 39.44 | 68.02 | 90.26 | 83.62 | 46.08 | 65.31 | 77.11 | 52.03 | 54.62 | 51.01 | 52.03 | 85 | 51.01 | 99.72 | 92.19 | 108.87 | 99.72 | 106.7 | 108.87 | 99.7 | 92.19 | 51.01 | 99.7 | 92.19 | 51.01 | 52.03 | 85 | 51.01 | 52.03 | 54.62 | 51.01 | 57.61 | 92.19 | 51.01 | 100.72 | 93.12 | 49.78 | 102.78 | 117.82 | 109.97 | 73.76 | 90 | 106.7
8324 | 40.8 | 45.77 | 38.23 | 40.8 | 65.31 | 38.23 | 54.86 | 74.31 | 81.91 | 54.86 | 74.31 | 81.91 | 52.67 | 74.31 | 39.44 | 52.67 | 74.31 | 39.44 | 40.8 | 65.31 | 38.23 | 40.8 | 45.77 | 38.23 | 41.51 | 74.31 | 39.44 | 55.41 | 75.06 | 39.44 | 56.54 | 78.98 | 82.73 | 46.08 | 65.31 | 74.8 | 51.39 | 53.98 | 50.37 | 51.39 | 53.98 | 50.37 | 76.14 | 92.19 | 106.7 | 76.14 | 92.64 | 106.7 | 76.14 | 92.19 | 50.37 | 76.14 | 92.19 | 50.37 | 51.39 | 53.98 | 50.37 | 51.39 | 53.98 | 50.37 | 56.97 | 92.19 | 50.37 | 80.92 | 93.12 | 49.78 | 82.57 | 112.32 | 107.78 | 73.76 | 85.43 | 90
8325 | 40.61 | 45.57 | 38.04 | 40.61 | 45.57 | 38.04 | 48.96 | 71.48 | 81.11 | 48.96 | 71.48 | 81.11 | 48.96 | 71.48 | 39.04 | 48.96 | 71.48 | 39.04 | 40.61 | 45.57 | 38.04 | 40.61 | 45.57 | 38.04 | 41.31 | 71.48 | 39.04 | 53.94 | 72.21 | 39.44 | 55.04 | 76.75 | 81.93 | 40.61 | 45.57 | 50 | 51.19 | 53.82 | 50.17 | 51.19 | 53.82 | 50.17 | 61.74 | 81.21 | 70.26 | 61.74 | 81.21 | 70.26 | 61.74 | 81.21 | 50.17 | 61.74 | 81.21 | 50.17 | 51.19 | 53.82 | 50.17 | 51.19 | 53.78 | 50.17 | 56.77 | 81.21 | 50.17 | 77.52 | 82.03 | 49.67 | 79.11 | 108.21 | 106.7 | 61.74 | 53.82 | 64.79
8326 | 40.27 | 45.24 | 37.7 | 40.27 | 45.24 | 37.7 | 40.98 | 47.8 | 71.99 | 40.98 | 55.54 | 71.99 | 40.98 | 47.8 | 39.04 | 40.98 | 47.8 | 39.04 | 40.27 | 45.24 | 37.7 | 40.27 | 45.24 | 37.7 | 40.98 | 47.8 | 39.04 | 52.03 | 62.48 | 39.44 | 53.09 | 74.39 | 80.28 | 40.27 | 45.24 | 37.7 | 50.86 | 53.45 | 49.84 | 50.86 | 53.45 | 49.84 | 56.44 | 54.72 | 53.17 | 56.44 | 54.72 | 53.17 | 56.44 | 54.72 | 49.84 | 56.44 | 54.72 | 49.84 | 50.86 | 53.45 | 49.84 | 50.86 | 53.45 | 49.84 | 56.44 | 54.72 | 49.84 | 73.79 | 78.62 | 49.34 | 75.29 | 108.21 | 103.56 | 50.86 | 53.45 | 53.17
8327 | 39.84 | 44.81 | 37.27 | 39.84 | 44.81 | 37.27 | 40.55 | 47.35 | 50.49 | 40.55 | 47.35 | 50.49 | 40.55 | 47.35 | 37.47 | 40.55 | 47.35 | 37.47 | 39.84 | 44.81 | 37.27 | 39.84 | 44.81 | 37.27 | 40.55 | 47.35 | 37.47 | 49.31 | 59.4 | 39.44 | 50.32 | 60.62 | 51 | 39.84 | 44.81 | 37.27 | 50.43 | 53.02 | 49.4 | 50.43 | 53.02 | 51.3 | 56.01 | 53.12 | 51.3 | 56.01 | 53.12 | 51.3 | 56.01 | 53.12 | 49.4 | 56.01 | 53.12 | 49.4 | 50.43 | 53.02 | 49.4 | 50.43 | 53.02 | 49.4 | 56.01 | 53.12 | 49.4 | 71.64 | 78.62 | 49.11 | 73.1 | 82.03 | 51.81 | 50.43 | 53.02 | 51.3
8328 | 39.68 | 44.64 | 37.11 | 39.68 | 44.64 | 37.11 | 39.94 | 45.86 | 38.93 | 39.94 | 45.86 | 38.93 | 40.38 | 47.19 | 37.11 | 40.38 | 47.19 | 37.11 | 39.68 | 44.64 | 37.11 | 39.68 | 44.64 | 37.11 | 40.38 | 47.19 | 37.11 | 45.79 | 54.21 | 38.54 | 46.27 | 55.32 | 39.33 | 39.68 | 44.64 | 37.11 | 50.27 | 52.85 | 49.24 | 50.27 | 52.85 | 49.61 | 50.27 | 52.96 | 49.61 | 50.27 | 52.96 | 49.61 | 55.85 | 52.96 | 49.24 | 55.85 | 52.96 | 49.24 | 50.27 | 52.85 | 49.24 | 50.27 | 52.85 | 49.24 | 55.85 | 52.96 | 49.24 | 66.06 | 69.14 | 49.11 | 66.73 | 70.56 | 50.12 | 50.27 | 52.85 | 49.61
8329 | 39.42 | 44.38 | 36.85 | 39.42 | 44.39 | 36.85 | 39.42 | 45.29 | 38.93 | 39.42 | 45.29 | 38.93 | 40.12 | 46.93 | 37.11 | 40.12 | 46.93 | 37.11 | 39.42 | 44.39 | 36.85 | 39.42 | 44.38 | 36.85 | 40.12 | 46.93 | 37.11 | 40.53 | 54.21 | 38.54 | 39.81 | 55.32 | 39.33 | 39.42 | 44.38 | 36.85 | 50.01 | 52.59 | 48.98 | 50.01 | 52.59 | 49.61 | 50.01 | 52.7 | 49.61 | 50.01 | 52.7 | 49.61 | 55.59 | 52.7 | 48.98 | 55.59 | 52.7 | 48.98 | 50.01 | 52.59 | 48.98 | 50.01 | 52.59 | 48.98 | 55.59 | 52.7 | 48.98 | 62.35 | 69.14 | 49.11 | 61.1 | 70.56 | 50.12 | 50.01 | 52.59 | 49.61
8330 | 39.2 | 44.17 | 36.63 | 39.2 | 44.17 | 36.63 | 39.2 | 46.71 | 39.84 | 39.2 | 46.71 | 39.84 | 39.91 | 46.71 | 37.11 | 39.91 | 46.71 | 37.11 | 39.2 | 44.17 | 36.63 | 39.2 | 44.17 | 36.63 | 39.91 | 46.71 | 37.11 | 40.31 | 54.21 | 39.44 | 39.6 | 55.32 | 40.24 | 39.2 | 44.17 | 36.63 | 49.79 | 52.38 | 50.88 | 49.79 | 52.38 | 51.3 | 49.79 | 52.49 | 51.3 | 49.79 | 52.49 | 51.3 | 55.37 | 52.49 | 48.77 | 55.37 | 52.49 | 48.77 | 49.79 | 52.38 | 48.77 | 49.79 | 52.38 | 48.77 | 55.37 | 52.49 | 48.77 | 60.4 | 69.14 | 49.11 | 59.19 | 70.56 | 51.81 | 49.79 | 52.38 | 51.3
8331 | 39.21 | 44.18 | 36.64 | 39.21 | 44.18 | 36.64 | 39.41 | 46.72 | 57.26 | 39.41 | 46.72 | 57.26 | 39.92 | 46.72 | 36.76 | 39.92 | 46.72 | 36.76 | 39.21 | 44.18 | 36.64 | 39.21 | 44.18 | 36.64 | 39.92 | 46.72 | 36.76 | 40.32 | 54.22 | 39.07 | 39.81 | 55.32 | 57.84 | 39.21 | 44.18 | 36.64 | 49.8 | 52.39 | 50.89 | 49.8 | 52.39 | 51.3 | 49.8 | 52.49 | 51.3 | 49.8 | 52.49 | 51.3 | 55.38 | 52.49 | 48.77 | 55.38 | 52.49 | 48.77 | 49.8 | 52.39 | 48.77 | 49.8 | 52.39 | 48.77 | 55.38 | 52.49 | 48.77 | 60.4 | 73.49 | 49.78 | 59.19 | 74.99 | 51.81 | 49.8 | 52.39 | 51.3
8332 | 39.5 | 44.47 | 36.93 | 39.5 | 44.47 | 36.93 | 39.81 | 47.01 | 57.26 | 39.81 | 47.01 | 57.26 | 40.21 | 47.02 | 36.93 | 40.21 | 47.02 | 36.93 | 39.5 | 44.47 | 36.93 | 39.5 | 44.47 | 36.93 | 40.21 | 47.02 | 36.93 | 41.04 | 57.62 | 50 | 40.22 | 58.8 | 57.84 | 39.5 | 44.47 | 36.93 | 50.09 | 52.79 | 51.18 | 50.09 | 52.79 | 51.3 | 50.68 | 52.79 | 51.3 | 50.68 | 52.79 | 51.3 | 55.67 | 52.79 | 49.07 | 55.67 | 52.79 | 49.07 | 50.09 | 52.79 | 49.07 | 50.09 | 52.68 | 49.07 | 55.67 | 52.79 | 49.07 | 60.4 | 73.49 | 49.78 | 59.19 | 99.33 | 96.91 | 50.68 | 52.79 | 51.3
8333 | 39.96 | 44.93 | 37.39 | 39.96 | 47.47 | 46.39 | 40.67 | 47.47 | 79.47 | 40.67 | 47.47 | 79.47 | 40.67 | 47.47 | 37.39 | 40.67 | 47.47 | 37.39 | 39.96 | 47.47 | 37.39 | 39.96 | 44.93 | 37.39 | 40.67 | 47.47 | 37.39 | 47.6 | 69.95 | 78.24 | 47.6 | 71.39 | 80.28 | 40.67 | 47.47 | 46.39 | 50.55 | 53.82 | 51.3 | 50.55 | 53.96 | 64.79 | 56.13 | 53.96 | 79.12 | 56.13 | 75 | 79.12 | 56.13 | 53.96 | 49.53 | 56.13 | 53.96 | 49.53 | 50.55 | 53.96 | 49.53 | 50.55 | 53.14 | 49.53 | 56.13 | 53.96 | 49.53 | 66.92 | 78.91 | 78.33 | 66.92 | 108.21 | 104.49 | 56.13 | 53.96 | 64.79
8334 | 40.7 | 45.67 | 38.13 | 40.7 | 62.48 | 47.14 | 46.11 | 62.48 | 81.96 | 46.11 | 69.23 | 81.96 | 46.11 | 62.48 | 39.44 | 46.11 | 62.48 | 39.44 | 40.7 | 62.48 | 39.44 | 40.7 | 45.67 | 38.13 | 41.41 | 62.48 | 39.44 | 54.72 | 77.74 | 81.14 | 54.72 | 79.33 | 82.78 | 46.11 | 62.48 | 47.14 | 51.29 | 53.88 | 51.3 | 51.29 | 78.62 | 64.79 | 69.43 | 78.62 | 103.43 | 69.43 | 92.64 | 103.43 | 69.43 | 78.62 | 50.27 | 69.43 | 78.62 | 50.27 | 51.29 | 78.62 | 50.27 | 51.29 | 53.88 | 50.27 | 56.87 | 78.62 | 50.27 | 77.69 | 93.11 | 102.4 | 77.69 | 111.56 | 109.97 | 69.43 | 78.62 | 64.79
8335 | 41.76 | 71.53 | 39.19 | 41.76 | 85.56 | 48.19 | 64.66 | 92.78 | 101.02 | 64.66 | 92.78 | 101.02 | 55.45 | 72.84 | 40.62 | 55.45 | 72.84 | 40.62 | 41.76 | 72.84 | 40.62 | 41.76 | 46.73 | 39.19 | 42.47 | 72.84 | 40.62 | 65.99 | 103.79 | 100 | 67.33 | 105.9 | 102.04 | 50.26 | 85.56 | 70.53 | 52.35 | 89.47 | 53.44 | 52.35 | 98 | 78.58 | 100.67 | 98 | 108.87 | 100.67 | 106.27 | 108.87 | 80.02 | 91.71 | 51.32 | 80.02 | 91.71 | 51.32 | 52.35 | 91.71 | 51.32 | 52.35 | 54.94 | 51.32 | 57.93 | 91.71 | 51.32 | 103.95 | 110 | 105.63 | 106.06 | 120.71 | 113.37 | 97.84 | 98 | 90
8336 | 42.57 | 72.34 | 40 | 42.57 | 86.61 | 70.53 | 67.75 | 93.32 | 108.25 | 67.75 | 93.32 | 108.25 | 65.97 | 89.35 | 82.78 | 65.97 | 89.35 | 82.78 | 42.57 | 86.61 | 70.53 | 42.57 | 47.53 | 40 | 43.27 | 86.61 | 82.78 | 69.07 | 103.95 | 103.95 | 70.47 | 106.07 | 109.33 | 45.72 | 86.05 | 70.53 | 53.15 | 90.27 | 54.25 | 53.15 | 98.81 | 79.39 | 101.47 | 110 | 108.87 | 101.47 | 110 | 108.87 | 85.72 | 110 | 52.4 | 85.72 | 110 | 52.4 | 53.15 | 98.81 | 52.4 | 53.15 | 55.74 | 52.13 | 58.73 | 105.08 | 52.4 | 103.95 | 126.84 | 105.63 | 106.06 | 133.43 | 116.86 | 97.84 | 98.21 | 90
8337 | 42.05 | 71.83 | 39.48 | 42.05 | 86.1 | 48.49 | 67.75 | 93.31 | 108.24 | 67.75 | 93.31 | 108.24 | 65.97 | 89.36 | 81.93 | 65.97 | 89.36 | 81.93 | 42.05 | 86.1 | 48.49 | 42.05 | 47.02 | 39.48 | 42.76 | 86.1 | 81.93 | 69.07 | 103.95 | 103.95 | 70.47 | 106.07 | 109.33 | 47.99 | 86.1 | 77.11 | 52.64 | 89.76 | 53.73 | 52.64 | 98.29 | 95.34 | 100.83 | 106.06 | 108.87 | 100.83 | 106.5 | 108.87 | 89.43 | 106.06 | 95.34 | 89.43 | 106.06 | 95.34 | 52.64 | 99.79 | 95.34 | 52.64 | 55.23 | 51.62 | 58.22 | 99.79 | 95.34 | 103.95 | 123.49 | 105.63 | 106.06 | 126.01 | 113.37 | 97.84 | 98.21 | 103.4
8338 | 41.92 | 61.71 | 39.36 | 41.92 | 85.97 | 77.11 | 67.75 | 93.23 | 87.09 | 67.75 | 93.23 | 87.09 | 60.42 | 78.31 | 77.11 | 60.42 | 78.31 | 77.11 | 41.92 | 78.31 | 77.11 | 41.92 | 46.89 | 39.36 | 42.63 | 78.31 | 77.11 | 69.07 | 98.46 | 85.33 | 70.47 | 100.47 | 87.96 | 65.74 | 85.97 | 80.31 | 52.51 | 89.63 | 53.6 | 52.51 | 98.16 | 93.15 | 100.83 | 106.28 | 108.87 | 100.83 | 106.28 | 108.87 | 80.22 | 97.18 | 93.15 | 80.22 | 97.18 | 93.15 | 52.51 | 97.18 | 93.15 | 52.51 | 55.1 | 51.49 | 58.09 | 97.18 | 93.15 | 103.95 | 108.25 | 107.78 | 106.06 | 119.01 | 111.11 | 97.84 | 98.16 | 107.67
8339 | 41.97 | 46.94 | 39.4 | 41.97 | 86.02 | 77.11 | 67.75 | 86.57 | 87.09 | 67.75 | 86.57 | 87.09 | 55.07 | 77.36 | 77.11 | 55.07 | 77.36 | 77.11 | 41.97 | 77.36 | 77.11 | 41.97 | 46.94 | 39.4 | 42.68 | 77.36 | 77.11 | 68.45 | 88.36 | 85.33 | 69.84 | 90.15 | 87.07 | 65.74 | 86.02 | 85.35 | 52.56 | 55.15 | 51.54 | 52.56 | 98.21 | 81.04 | 92.83 | 104.17 | 108.87 | 92.83 | 104.17 | 108.87 | 78.31 | 94.93 | 81.04 | 78.31 | 94.93 | 81.04 | 52.56 | 94.93 | 81.04 | 52.56 | 55.15 | 51.54 | 58.14 | 94.93 | 81.04 | 95.7 | 111.15 | 108.83 | 97.65 | 113.42 | 111.11 | 92.83 | 98.21 | 108.68
8340 | 41.52 | 46.48 | 38.95 | 41.52 | 85.56 | 47.95 | 58.22 | 86.57 | 87.09 | 58.22 | 86.57 | 87.09 | 52.4 | 77.36 | 77.11 | 52.4 | 77.36 | 77.11 | 41.52 | 77.36 | 47.95 | 41.52 | 46.48 | 38.95 | 42.22 | 77.36 | 77.11 | 58.82 | 88.36 | 85.33 | 60.02 | 90.15 | 87.07 | 56.49 | 85.56 | 85.35 | 52.1 | 54.69 | 51.3 | 52.1 | 94.93 | 81.04 | 89.53 | 94.93 | 108.87 | 89.53 | 94.93 | 108.87 | 72.94 | 94.93 | 81.04 | 72.94 | 94.93 | 81.04 | 52.1 | 94.93 | 81.04 | 52.1 | 54.69 | 51.08 | 57.68 | 94.93 | 81.04 | 91.37 | 111.16 | 111.11 | 93.23 | 113.43 | 113.37 | 89.53 | 94.93 | 103.4
8341 | 41.08 | 46.04 | 38.51 | 41.08 | 85.12 | 47.51 | 67.07 | 92.78 | 88.26 | 67.07 | 92.78 | 88.26 | 52.4 | 82.22 | 77.89 | 52.4 | 82.22 | 77.89 | 41.08 | 82.22 | 47.51 | 41.08 | 46.04 | 38.51 | 41.78 | 82.22 | 77.89 | 68.24 | 96.3 | 86.48 | 69.63 | 98.25 | 89.15 | 65.74 | 85.56 | 88.26 | 51.67 | 54.25 | 51.3 | 51.67 | 95.99 | 77.9 | 94.32 | 95.99 | 108.87 | 94.32 | 95.99 | 108.87 | 69.57 | 95.99 | 90.74 | 69.57 | 95.99 | 90.74 | 51.67 | 95.99 | 77.9 | 51.67 | 54.25 | 50.64 | 57.25 | 95.99 | 90.74 | 96.27 | 115.47 | 111.11 | 98.22 | 117.83 | 113.37 | 94.32 | 95.99 | 107.67
8342 | 41.13 | 46.1 | 38.56 | 41.13 | 85.18 | 47.57 | 67.67 | 93.14 | 109.35 | 67.67 | 93.3 | 109.35 | 52.4 | 81.76 | 77.89 | 52.4 | 81.76 | 77.89 | 41.13 | 81.76 | 47.57 | 41.13 | 46.1 | 38.56 | 41.84 | 81.76 | 77.89 | 69.07 | 107.22 | 108.25 | 70.47 | 109.41 | 110.46 | 67.67 | 86.04 | 90 | 51.72 | 54.31 | 51.3 | 51.72 | 97.37 | 100 | 100.15 | 107.59 | 108.87 | 100.15 | 109.2 | 108.87 | 72.94 | 102.02 | 101.01 | 72.94 | 102.02 | 101.01 | 51.72 | 97.37 | 100 | 51.72 | 54.31 | 50.7 | 57.3 | 97.37 | 101.01 | 103.95 | 119.06 | 111.11 | 106.06 | 121.49 | 113.38 | 100.15 | 97.37 | 107.67
8343 | 41.5 | 46.46 | 38.93 | 41.5 | 85.54 | 83.28 | 67.75 | 93.5 | 120 | 67.75 | 93.5 | 120 | 56.22 | 84.19 | 83.28 | 56.22 | 84.19 | 83.28 | 41.5 | 84.19 | 83.28 | 41.5 | 46.46 | 38.93 | 42.2 | 84.19 | 83.28 | 69.07 | 109.4 | 120.32 | 70.47 | 111.63 | 121.21 | 65.74 | 85.56 | 90 | 52.09 | 54.67 | 51.06 | 52.09 | 98.21 | 103.5 | 100.83 | 113.31 | 120 | 100.83 | 113.31 | 120 | 72.94 | 110 | 103.5 | 72.94 | 110 | 103.5 | 52.09 | 98.21 | 103.5 | 52.09 | 54.67 | 51.06 | 57.67 | 105.01 | 103.5 | 103.95 | 155.52 | 145.2 | 106.06 | 158.69 | 148.15 | 100.83 | 98.21 | 108.68
8344 | 41.75 | 46.72 | 39.18 | 41.75 | 86.05 | 88.51 | 76.3 | 99.88 | 120 | 76.3 | 99.88 | 120 | 62.72 | 99.88 | 100.37 | 62.72 | 99.88 | 100.37 | 41.75 | 86.05 | 88.51 | 41.75 | 46.72 | 39.18 | 42.46 | 99.87 | 100.37 | 78.66 | 188.05 | 120.32 | 80.26 | 191.87 | 121.21 | 71.13 | 86.05 | 88.51 | 52.34 | 54.93 | 51.32 | 52.34 | 98.21 | 105.08 | 104.42 | 113.57 | 125 | 104.42 | 125 | 125 | 84.14 | 112.91 | 105.08 | 84.14 | 112.91 | 105.08 | 52.34 | 98.21 | 105.08 | 52.34 | 54.93 | 51.32 | 57.92 | 112.91 | 105.08 | 107.65 | 245 | 148.16 | 109.83 | 250 | 151.17 | 99.21 | 98.21 | 107.67
8345 | 42.28 | 47.25 | 39.71 | 42.28 | 86.33 | 48.71 | 79.42 | 106.7 | 120.05 | 79.42 | 106.7 | 120.05 | 79.42 | 106.7 | 109.85 | 79.42 | 106.7 | 109.85 | 42.28 | 86.33 | 48.71 | 42.28 | 47.25 | 39.71 | 42.99 | 106.7 | 109.85 | 87.58 | 188.05 | 120.32 | 89.36 | 191.87 | 121.27 | 47.99 | 86.33 | 77.11 | 52.87 | 55.46 | 51.85 | 52.87 | 98.52 | 103.4 | 106.09 | 125 | 125 | 106.09 | 125 | 125 | 105.18 | 125 | 116.4 | 105.18 | 125 | 116.4 | 52.87 | 98.52 | 103.4 | 52.87 | 55.46 | 51.85 | 58.45 | 125 | 116.4 | 165.8 | 245 | 148.16 | 169.17 | 250 | 151.17 | 97.84 | 98.21 | 103.4
8346 | 41.8 | 46.76 | 39.23 | 41.8 | 85.84 | 48.23 | 79.42 | 106.7 | 120 | 79.42 | 106.7 | 120 | 79.42 | 106.7 | 109.85 | 79.42 | 106.7 | 109.85 | 41.8 | 85.84 | 48.23 | 41.8 | 46.76 | 39.23 | 42.5 | 106.7 | 109.85 | 83.54 | 188.05 | 120.32 | 83.54 | 191.87 | 121.21 | 46.61 | 85.84 | 70.53 | 52.38 | 54.97 | 51.36 | 52.38 | 98.04 | 78.62 | 106.7 | 125 | 120 | 106.7 | 125 | 120 | 106.7 | 125 | 116.4 | 106.7 | 125 | 116.4 | 52.38 | 98.04 | 78.62 | 52.38 | 54.97 | 51.36 | 57.96 | 125 | 116.4 | 113.4 | 245 | 148.16 | 115.7 | 250 | 151.17 | 90 | 98.01 | 90
8347 | 40.93 | 45.9 | 38.36 | 40.93 | 84.98 | 47.36 | 67.33 | 106.7 | 119.12 | 67.33 | 106.7 | 119.12 | 67.33 | 106.7 | 108.75 | 67.33 | 106.7 | 108.75 | 40.93 | 84.98 | 47.36 | 40.93 | 45.9 | 38.36 | 41.64 | 106.7 | 108.75 | 71.26 | 114.55 | 120.32 | 71.26 | 116.87 | 120.32 | 45.72 | 65.31 | 47.36 | 51.52 | 54.11 | 50.5 | 51.52 | 97.17 | 77.75 | 98.79 | 120 | 120 | 98.79 | 120 | 120 | 98.79 | 120 | 106.7 | 98.79 | 120 | 106.7 | 51.52 | 97.17 | 77.75 | 51.52 | 54.11 | 50.5 | 57.1 | 120 | 106.7 | 105 | 164.19 | 148.16 | 107.13 | 167.54 | 151.17 | 73.76 | 87.92 | 77.75
8348 | 40.61 | 45.58 | 38.05 | 40.61 | 84.64 | 47.05 | 60.89 | 92.78 | 116.75 | 60.89 | 92.78 | 116.75 | 60.89 | 92.78 | 106.7 | 60.89 | 92.78 | 106.7 | 40.61 | 84.64 | 47.05 | 40.61 | 45.58 | 38.05 | 41.32 | 92.78 | 106.7 | 64.71 | 107.22 | 117.93 | 66.03 | 109.41 | 120.32 | 45.72 | 65.31 | 70.53 | 51.2 | 53.79 | 50.18 | 51.2 | 90 | 77.43 | 80.1 | 112.43 | 110.14 | 80.1 | 112.43 | 110.14 | 80.1 | 112.43 | 103.5 | 80.1 | 112.43 | 103.5 | 51.2 | 90 | 77.43 | 51.2 | 53.79 | 50.18 | 56.78 | 112.43 | 103.5 | 103.95 | 155.52 | 148.15 | 106.06 | 158.69 | 151.16 | 73.76 | 90 | 77.75
8349 | 40.45 | 45.42 | 37.89 | 40.45 | 45.43 | 37.89 | 41.16 | 73.58 | 115.54 | 41.16 | 73.58 | 115.54 | 41.16 | 73.58 | 100.37 | 41.16 | 73.58 | 100.37 | 40.45 | 45.43 | 37.89 | 40.45 | 45.42 | 37.89 | 41.16 | 73.58 | 100.37 | 57.27 | 107.22 | 117.93 | 58.43 | 109.41 | 120.32 | 40.45 | 45.42 | 37.89 | 51.04 | 53.63 | 50.02 | 51.04 | 75 | 64.79 | 63.42 | 95.67 | 103.5 | 63.42 | 95.67 | 103.5 | 63.42 | 95.67 | 103.5 | 63.42 | 95.67 | 103.5 | 51.04 | 75 | 64.79 | 51.04 | 53.63 | 50.02 | 56.62 | 95.67 | 103.5 | 103.95 | 155.52 | 148.15 | 103.95 | 158.69 | 151.16 | 63.42 | 75 | 64.79
8350 | 40.23 | 45.2 | 37.67 | 40.23 | 45.2 | 37.67 | 40.94 | 47.76 | 115.54 | 40.94 | 61.49 | 115.54 | 40.94 | 47.76 | 100.37 | 40.94 | 47.76 | 100.37 | 40.23 | 45.2 | 37.67 | 40.23 | 45.2 | 37.67 | 40.94 | 47.76 | 100.37 | 57.12 | 107.22 | 117.93 | 57.12 | 109.4 | 117.93 | 40.23 | 45.2 | 37.67 | 50.82 | 53.41 | 49.8 | 50.82 | 53.41 | 51.61 | 56.4 | 85.56 | 99 | 56.4 | 85.56 | 99 | 56.4 | 85.56 | 99 | 56.4 | 85.56 | 99 | 50.82 | 53.41 | 51.61 | 50.82 | 53.41 | 49.8 | 56.4 | 85.56 | 99 | 90.04 | 155.52 | 148.15 | 90.04 | 158.68 | 151.16 | 55.28 | 53.41 | 53.17
8351 | 39.99 | 44.95 | 37.42 | 39.99 | 44.95 | 37.42 | 40.69 | 47.5 | 81.91 | 40.69 | 61.49 | 81.91 | 40.69 | 47.5 | 80.15 | 40.69 | 47.5 | 80.15 | 39.99 | 44.95 | 37.42 | 39.99 | 44.95 | 37.42 | 40.69 | 47.5 | 80.15 | 55.98 | 104.01 | 117.93 | 55.98 | 106.12 | 117.93 | 39.99 | 44.95 | 37.42 | 50.57 | 53.16 | 49.55 | 50.57 | 53.16 | 51.3 | 56.15 | 54.44 | 99 | 56.15 | 79.71 | 99 | 56.15 | 54.44 | 99 | 56.15 | 54.44 | 99 | 50.57 | 53.16 | 51.3 | 50.57 | 53.16 | 49.55 | 56.15 | 54.44 | 99 | 85 | 155.52 | 145.19 | 85 | 158.68 | 148.15 | 50.57 | 53.16 | 51.3
8352 | 40.02 | 44.99 | 37.45 | 40.02 | 44.99 | 37.45 | 40.73 | 47.54 | 80.15 | 40.73 | 55.52 | 80.15 | 40.73 | 47.54 | 80.15 | 40.73 | 47.54 | 80.15 | 40.02 | 44.99 | 37.45 | 40.02 | 44.99 | 37.45 | 40.73 | 47.54 | 80.15 | 54.59 | 96.38 | 117.93 | 54.59 | 98.34 | 117.93 | 40.02 | 44.99 | 37.45 | 50.61 | 53.2 | 51.3 | 50.61 | 53.2 | 51.3 | 54.93 | 53.3 | 81.63 | 54.93 | 75 | 81.63 | 56.19 | 53.3 | 81.63 | 56.19 | 53.3 | 81.63 | 50.61 | 53.2 | 51.3 | 50.61 | 53.2 | 49.59 | 56.19 | 53.3 | 81.63 | 79.11 | 130.78 | 140.84 | 79.11 | 130.78 | 140.86 | 50.61 | 53.2 | 51.3
8353 | 39.77 | 44.74 | 37.2 | 39.77 | 44.74 | 37.2 | 39.77 | 47.28 | 81.91 | 39.77 | 47.28 | 81.91 | 40.48 | 47.28 | 81.91 | 40.48 | 47.28 | 81.91 | 39.77 | 44.74 | 37.2 | 39.77 | 44.74 | 37.2 | 40.48 | 47.28 | 81.91 | 48.97 | 79.9 | 115.62 | 48.97 | 81.52 | 115.62 | 39.77 | 44.74 | 37.2 | 50.36 | 52.95 | 51.3 | 50.36 | 52.95 | 51.3 | 50.36 | 53.05 | 81.63 | 50.36 | 75 | 81.63 | 55.94 | 53.05 | 81.63 | 55.94 | 53.05 | 81.63 | 50.36 | 52.95 | 51.3 | 50.36 | 52.95 | 49.33 | 55.94 | 53.05 | 81.63 | 74.61 | 116.64 | 116.4 | 74.61 | 116.64 | 117.65 | 50.36 | 52.95 | 51.3
8354 | 39.62 | 44.58 | 37.05 | 39.62 | 44.58 | 37.05 | 39.62 | 44.58 | 81.91 | 39.62 | 44.59 | 81.91 | 40.32 | 47.13 | 81.91 | 40.32 | 47.13 | 81.91 | 39.62 | 44.58 | 37.05 | 39.62 | 44.58 | 37.05 | 40.32 | 47.13 | 81.91 | 48.35 | 79.1 | 103.95 | 48.35 | 80.71 | 103.95 | 39.62 | 44.58 | 37.05 | 50.2 | 52.79 | 51.3 | 50.2 | 52.79 | 51.3 | 50.2 | 52.9 | 78.12 | 50.2 | 75 | 78.12 | 55.78 | 52.9 | 78.12 | 55.78 | 52.9 | 78.12 | 50.2 | 52.79 | 51.3 | 50.2 | 52.79 | 49.18 | 55.78 | 52.9 | 78.12 | 72.39 | 116.64 | 113.17 | 72.39 | 116.64 | 114.35 | 50.2 | 52.79 | 51.3
8355 | 39.53 | 44.49 | 36.96 | 39.53 | 44.49 | 36.96 | 39.53 | 44.49 | 71.99 | 39.53 | 44.49 | 71.99 | 40.23 | 47.04 | 71.99 | 40.23 | 47.04 | 71.99 | 39.53 | 44.49 | 36.96 | 39.53 | 44.49 | 36.96 | 40.23 | 47.04 | 71.99 | 48.35 | 79.1 | 100.22 | 48.35 | 80.71 | 100.22 | 39.53 | 44.49 | 36.96 | 50.12 | 52.7 | 51.3 | 50.12 | 52.7 | 51.3 | 50.12 | 52.71 | 73.51 | 50.12 | 75 | 73.51 | 55.7 | 52.81 | 73.51 | 55.7 | 52.81 | 73.51 | 50.12 | 52.7 | 49.09 | 50.12 | 52.7 | 49.09 | 55.7 | 52.81 | 73.51 | 70.89 | 116.64 | 110 | 70.89 | 116.64 | 112.24 | 50.12 | 52.7 | 51.3
8356 | 39.5 | 44.47 | 36.93 | 39.5 | 44.47 | 36.93 | 39.5 | 44.47 | 63.49 | 39.5 | 44.47 | 63.49 | 40.21 | 47.01 | 63.49 | 40.21 | 47.01 | 63.49 | 39.5 | 44.47 | 36.93 | 39.5 | 44.47 | 36.93 | 40.21 | 47.01 | 63.49 | 48.35 | 79.1 | 98.23 | 48.35 | 80.71 | 96.27 | 39.5 | 44.47 | 36.93 | 50.09 | 52.68 | 51.3 | 50.09 | 52.68 | 51.3 | 50.09 | 52.68 | 51.61 | 50.09 | 75 | 51.61 | 55.67 | 52.78 | 51.61 | 55.67 | 52.78 | 51.61 | 50.09 | 52.68 | 51.3 | 50.09 | 52.68 | 49.06 | 55.67 | 52.78 | 51.61 | 70.89 | 116.64 | 110 | 70.89 | 116.64 | 111.11 | 50.09 | 52.68 | 51.3
8357 | 39.6 | 44.57 | 37.03 | 39.6 | 44.57 | 37.03 | 39.6 | 44.57 | 63.59 | 39.6 | 44.57 | 63.59 | 40.31 | 47.11 | 63.59 | 40.31 | 47.11 | 63.59 | 39.6 | 44.57 | 37.03 | 39.6 | 44.57 | 37.03 | 40.31 | 47.11 | 63.59 | 48.35 | 79.1 | 98.23 | 48.35 | 80.71 | 98.23 | 39.6 | 44.57 | 37.03 | 50.19 | 52.78 | 51.28 | 50.19 | 52.78 | 51.3 | 50.19 | 52.78 | 51.61 | 50.19 | 82.03 | 60.93 | 55.77 | 52.88 | 51.61 | 55.77 | 52.88 | 51.61 | 50.19 | 52.78 | 51.3 | 50.19 | 52.78 | 49.17 | 55.77 | 52.88 | 51.61 | 70.89 | 116.64 | 109.97 | 70.89 | 116.64 | 112.21 | 50.19 | 52.78 | 51.3
8358 | 39.69 | 44.66 | 37.12 | 39.69 | 44.66 | 37.12 | 39.69 | 44.66 | 75.28 | 39.69 | 44.66 | 75.28 | 40.4 | 47.21 | 75.28 | 40.4 | 47.21 | 75.28 | 39.69 | 44.66 | 37.12 | 39.69 | 44.66 | 37.12 | 40.4 | 47.21 | 75.28 | 48.35 | 79.9 | 103.95 | 48.35 | 81.52 | 103.95 | 39.69 | 44.66 | 37.12 | 50.28 | 52.87 | 51.3 | 50.28 | 52.87 | 51.3 | 50.28 | 52.87 | 51.61 | 50.28 | 90.15 | 60.93 | 55.86 | 52.98 | 51.61 | 55.86 | 52.98 | 51.61 | 50.28 | 52.87 | 51.3 | 50.28 | 52.87 | 49.26 | 55.86 | 52.98 | 51.61 | 70.89 | 114.31 | 109.97 | 72.33 | 116.64 | 112.21 | 50.28 | 52.87 | 51.3
8359 | 39.96 | 44.93 | 37.4 | 39.96 | 44.93 | 37.4 | 40.67 | 44.93 | 81.91 | 40.67 | 61.71 | 81.91 | 40.67 | 47.48 | 77.89 | 40.67 | 47.48 | 77.89 | 39.96 | 44.93 | 37.4 | 39.96 | 44.93 | 37.4 | 40.67 | 47.48 | 77.89 | 55.14 | 98.71 | 115.57 | 56.26 | 100.73 | 117.93 | 39.96 | 44.93 | 37.4 | 50.55 | 53.25 | 51.3 | 50.55 | 53.25 | 51.3 | 56.13 | 53.25 | 97.42 | 56.13 | 102.74 | 98.01 | 56.13 | 53.25 | 97.42 | 56.13 | 53.25 | 97.42 | 50.55 | 53.14 | 51.3 | 50.55 | 53.14 | 49.53 | 56.13 | 53.25 | 97.42 | 79.91 | 134.06 | 128.1 | 81.53 | 136.8 | 130.72 | 56.13 | 53.25 | 51.3
8360 | 40.12 | 45.08 | 37.55 | 40.12 | 45.08 | 37.55 | 40.82 | 47.63 | 90.31 | 40.82 | 81.98 | 90.31 | 40.82 | 47.63 | 77.89 | 40.82 | 47.63 | 77.89 | 40.12 | 45.08 | 37.55 | 40.12 | 45.08 | 37.55 | 40.82 | 47.63 | 77.89 | 56.13 | 103.95 | 115.57 | 57.27 | 106.07 | 117.93 | 40.12 | 45.08 | 37.55 | 50.7 | 53.82 | 51.3 | 50.7 | 53.82 | 51.3 | 56.28 | 54.12 | 103.5 | 56.28 | 109.2 | 103.5 | 56.28 | 54.12 | 103.5 | 56.28 | 54.12 | 103.5 | 50.7 | 53.29 | 51.3 | 50.7 | 53.29 | 49.68 | 56.28 | 54.12 | 103.5 | 88.04 | 134.48 | 110 | 89.83 | 137.22 | 126.81 | 56.28 | 53.82 | 51.3
8361 | 40.36 | 45.33 | 37.79 | 40.36 | 45.33 | 37.79 | 41.07 | 47.88 | 90.31 | 41.07 | 81.98 | 90.31 | 41.07 | 47.88 | 77.89 | 41.07 | 47.88 | 77.89 | 40.36 | 45.33 | 37.79 | 40.36 | 45.33 | 37.79 | 41.07 | 47.88 | 77.89 | 56.21 | 103.95 | 112.11 | 57.35 | 106.07 | 115.58 | 40.36 | 45.33 | 37.79 | 50.95 | 53.82 | 51.3 | 50.95 | 53.82 | 51.3 | 56.53 | 54.82 | 91.44 | 56.53 | 109.2 | 98.01 | 56.53 | 54.82 | 91.44 | 56.53 | 54.82 | 91.44 | 50.95 | 53.54 | 49.93 | 50.95 | 53.54 | 49.93 | 56.53 | 54.82 | 91.44 | 95.8 | 118.76 | 104.49 | 97.75 | 121.19 | 114.34 | 56.53 | 53.82 | 51.3
8362 | 40.56 | 45.52 | 37.99 | 40.56 | 45.52 | 37.99 | 41.26 | 68.53 | 83.59 | 41.26 | 81.63 | 83.59 | 41.26 | 68.53 | 80.01 | 41.26 | 68.53 | 80.01 | 40.56 | 45.52 | 37.99 | 40.56 | 45.52 | 37.99 | 41.26 | 68.53 | 75.28 | 56.4 | 85 | 83.61 | 57.54 | 86.73 | 85.32 | 40.56 | 45.52 | 37.99 | 51.15 | 53.73 | 50.12 | 51.15 | 53.73 | 50.12 | 56.73 | 86.29 | 98.01 | 56.73 | 109.2 | 98.01 | 56.73 | 86.29 | 52.4 | 56.73 | 86.29 | 52.4 | 51.15 | 53.73 | 50.12 | 51.15 | 53.73 | 50.12 | 56.73 | 86.29 | 50.22 | 88.04 | 113.14 | 99 | 89.83 | 116.64 | 111.11 | 56.73 | 53.73 | 50.12
8363 | 40.56 | 45.53 | 38 | 40.56 | 45.53 | 38 | 41.27 | 60.39 | 81.93 | 41.27 | 75.96 | 81.93 | 41.27 | 60.39 | 39.44 | 41.27 | 60.39 | 39.44 | 40.56 | 45.53 | 38 | 40.56 | 45.53 | 38 | 41.27 | 60.39 | 39.44 | 56.21 | 79.09 | 81.11 | 57.35 | 80.7 | 82.77 | 40.56 | 45.53 | 38 | 51.15 | 53.74 | 50.13 | 51.15 | 53.74 | 50.13 | 67.36 | 78.81 | 89.24 | 67.36 | 109.2 | 89.24 | 67.36 | 78.81 | 50.23 | 67.36 | 78.81 | 50.23 | 51.15 | 53.74 | 50.13 | 51.15 | 53.74 | 50.13 | 56.73 | 78.81 | 50.13 | 85 | 111.15 | 96.91 | 86.73 | 116.64 | 111.11 | 67.36 | 53.74 | 50.13
8364 | 40.48 | 45.45 | 37.91 | 40.48 | 45.45 | 37.91 | 41.19 | 48.06 | 79.46 | 41.19 | 75.96 | 79.46 | 41.19 | 48.06 | 39.44 | 41.19 | 48.06 | 39.44 | 40.48 | 45.45 | 37.91 | 40.48 | 45.45 | 37.91 | 41.19 | 48.06 | 39.44 | 51.89 | 78.28 | 78.67 | 52.95 | 79.88 | 80.28 | 40.48 | 45.45 | 37.91 | 51.07 | 53.66 | 50.04 | 51.07 | 53.66 | 50.04 | 56.65 | 74.97 | 50.04 | 56.65 | 108.92 | 73.51 | 56.65 | 74.97 | 50.04 | 56.65 | 74.97 | 50.04 | 51.07 | 53.66 | 50.04 | 51.07 | 53.66 | 50.04 | 56.65 | 74.97 | 50.04 | 79.9 | 95.67 | 50.55 | 81.52 | 112.28 | 107.79 | 51.07 | 53.66 | 50.04
8365 | 40.38 | 45.34 | 37.81 | 40.38 | 45.35 | 37.81 | 41.08 | 58.18 | 71.81 | 41.08 | 61.71 | 71.81 | 41.08 | 58.18 | 39.44 | 41.08 | 58.18 | 39.44 | 40.38 | 45.34 | 37.81 | 40.38 | 45.34 | 37.81 | 41.08 | 58.18 | 39.44 | 48.66 | 61.84 | 50 | 49.15 | 79.1 | 80.28 | 40.38 | 45.34 | 37.81 | 50.97 | 53.56 | 51.3 | 50.97 | 53.56 | 51.3 | 56.55 | 74.97 | 51.3 | 56.55 | 108.92 | 73.51 | 56.55 | 74.97 | 49.94 | 56.55 | 74.97 | 49.94 | 50.97 | 53.56 | 49.94 | 50.97 | 53.56 | 49.94 | 56.55 | 74.97 | 49.94 | 79.9 | 79.68 | 50.45 | 81.52 | 111.16 | 106.7 | 56.55 | 53.56 | 51.3
8366 | 40.39 | 45.36 | 37.83 | 40.39 | 45.36 | 37.83 | 41.1 | 58.18 | 76.32 | 41.1 | 77.49 | 76.32 | 41.1 | 58.18 | 39.44 | 41.1 | 58.18 | 39.44 | 40.39 | 45.36 | 37.83 | 40.39 | 45.36 | 37.83 | 41.1 | 58.18 | 39.44 | 49.83 | 61.84 | 50 | 50.33 | 79.1 | 80.28 | 40.39 | 45.36 | 37.83 | 50.98 | 53.57 | 51.3 | 50.98 | 53.57 | 51.3 | 56.56 | 74.97 | 51.3 | 56.56 | 108.92 | 73.51 | 56.56 | 74.97 | 49.96 | 56.56 | 74.97 | 49.96 | 50.98 | 53.57 | 49.96 | 50.98 | 53.57 | 49.96 | 56.56 | 74.97 | 49.96 | 79.9 | 79.68 | 50.46 | 81.52 | 111.16 | 104.49 | 56.56 | 53.57 | 51.3
8367 | 40.66 | 45.63 | 38.09 | 40.66 | 45.64 | 38.09 | 45.72 | 58.18 | 79.47 | 45.72 | 81.99 | 79.47 | 45.72 | 58.18 | 39.44 | 45.72 | 58.18 | 39.44 | 40.66 | 45.64 | 38.09 | 40.66 | 45.63 | 38.09 | 41.37 | 58.18 | 39.44 | 55.14 | 61.84 | 50 | 56.26 | 95.73 | 80.28 | 45.72 | 45.64 | 38.09 | 51.25 | 53.84 | 51.3 | 51.25 | 74.97 | 51.3 | 73.75 | 74.97 | 51.3 | 73.75 | 109.2 | 90.34 | 69.5 | 74.97 | 50.23 | 69.5 | 74.97 | 50.23 | 51.25 | 74.97 | 50.23 | 51.25 | 53.84 | 50.23 | 56.83 | 74.97 | 50.23 | 85 | 79.68 | 50.74 | 86.73 | 116.64 | 104.49 | 73.75 | 74.97 | 51.3
8368 | 41.19 | 46.15 | 38.62 | 41.19 | 63.06 | 38.62 | 45.72 | 63.06 | 80.82 | 45.72 | 83.24 | 80.82 | 45.72 | 63.06 | 79.21 | 45.72 | 63.06 | 79.21 | 41.19 | 63.06 | 38.62 | 41.19 | 46.15 | 38.62 | 41.89 | 63.06 | 79.21 | 56.4 | 67.02 | 80.01 | 57.54 | 103.95 | 81.64 | 45.72 | 63.06 | 70.53 | 51.78 | 54.36 | 51.3 | 51.78 | 78.81 | 51.3 | 73.76 | 78.81 | 90 | 73.76 | 109.2 | 98.01 | 72.94 | 78.81 | 50.85 | 72.94 | 78.81 | 50.85 | 51.78 | 78.81 | 50.85 | 51.78 | 54.36 | 50.75 | 57.36 | 78.81 | 50.85 | 95.8 | 83.76 | 50.85 | 97.75 | 120 | 99 | 73.76 | 78.81 | 90
8369 | 41.46 | 46.42 | 38.89 | 41.46 | 65.31 | 39.02 | 45.72 | 75.76 | 80.82 | 45.72 | 75.76 | 80.82 | 45.72 | 75.76 | 79.21 | 45.72 | 75.76 | 79.21 | 41.46 | 65.31 | 39.02 | 41.46 | 46.42 | 38.89 | 42.16 | 75.76 | 79.21 | 65.33 | 80.52 | 80.01 | 65.99 | 82.16 | 81.63 | 45.72 | 65.31 | 70.53 | 52.05 | 54.63 | 51.3 | 52.05 | 86.78 | 78.28 | 73.76 | 86.78 | 80.01 | 73.76 | 101.25 | 81.63 | 73.76 | 86.78 | 77.62 | 73.76 | 86.78 | 77.62 | 52.05 | 86.78 | 77.62 | 52.05 | 54.63 | 51.02 | 57.63 | 86.78 | 77.62 | 94.83 | 91.71 | 77.62 | 96.77 | 105.34 | 82.46 | 73.76 | 86.78 | 80.01
8370 | 41.11 | 46.08 | 38.55 | 41.11 | 65.31 | 38.55 | 45.72 | 69.23 | 78.41 | 45.72 | 69.23 | 78.41 | 45.72 | 69.23 | 76.85 | 45.72 | 69.23 | 76.85 | 41.11 | 65.31 | 38.55 | 41.11 | 46.08 | 38.55 | 41.82 | 69.23 | 76.85 | 65.33 | 80.52 | 77.62 | 65.33 | 82.16 | 79.21 | 45.72 | 65.31 | 70.53 | 51.7 | 54.29 | 51.3 | 51.7 | 90 | 51.61 | 73.75 | 90 | 78.41 | 73.75 | 91.83 | 78.42 | 73.75 | 90 | 76.85 | 73.75 | 90 | 76.85 | 51.7 | 90 | 51.61 | 51.7 | 54.29 | 50.68 | 57.28 | 90 | 76.85 | 95.8 | 90.91 | 77.62 | 96.77 | 92.76 | 79.21 | 73.75 | 90 | 78.41
8371 | 40.64 | 45.6 | 38.07 | 40.64 | 45.62 | 38.07 | 41.34 | 48.16 | 77.89 | 41.34 | 49.81 | 77.89 | 41.34 | 48.16 | 77.89 | 41.34 | 48.16 | 77.89 | 40.64 | 45.62 | 38.07 | 40.64 | 45.6 | 38.07 | 41.34 | 48.16 | 77.89 | 61.15 | 49.31 | 77.11 | 61.15 | 50.32 | 78.68 | 41.34 | 45.62 | 70.53 | 51.22 | 53.82 | 51.3 | 51.22 | 73.51 | 51.3 | 56.8 | 73.51 | 51.62 | 56.8 | 75 | 51.62 | 56.8 | 73.51 | 51.61 | 56.8 | 73.51 | 51.61 | 51.22 | 73.51 | 51.3 | 51.22 | 53.81 | 50.2 | 56.8 | 73.51 | 51.61 | 91.49 | 74.25 | 51.09 | 93.36 | 75.77 | 52.14 | 56.8 | 73.51 | 63.5
8372 | 40.29 | 45.26 | 37.73 | 40.29 | 47.79 | 37.73 | 41 | 47.79 | 71.97 | 41 | 47.79 | 71.97 | 41 | 47.81 | 71.97 | 41 | 47.81 | 71.97 | 40.29 | 47.79 | 37.73 | 40.29 | 45.26 | 37.73 | 41 | 47.81 | 71.97 | 54.44 | 48.29 | 71.25 | 55 | 49.28 | 72.69 | 41 | 47.79 | 70.53 | 50.88 | 53.82 | 51.3 | 50.88 | 54.75 | 51.3 | 56.46 | 54.75 | 51.3 | 56.46 | 54.75 | 51.3 | 56.46 | 54.75 | 51.3 | 56.46 | 54.75 | 51.3 | 50.88 | 54.75 | 51.3 | 50.88 | 53.47 | 49.86 | 56.46 | 54.75 | 51.3 | 80.56 | 55.3 | 50.78 | 82.2 | 56.43 | 51.81 | 56.46 | 56.61 | 72.04
8373 | 40.16 | 45.12 | 37.59 | 40.16 | 45.12 | 37.59 | 40.16 | 45.12 | 57.26 | 40.16 | 45.12 | 57.26 | 40.86 | 47.67 | 57.26 | 40.86 | 47.67 | 57.26 | 40.16 | 45.12 | 37.59 | 40.16 | 45.12 | 37.59 | 40.86 | 47.67 | 57.26 | 52.42 | 48.15 | 56.69 | 52.97 | 49.13 | 57.84 | 40.16 | 45.12 | 37.59 | 50.75 | 53.33 | 49.72 | 50.75 | 53.33 | 49.72 | 50.75 | 53.33 | 50.48 | 50.75 | 53.33 | 50.48 | 56.33 | 53.44 | 50.48 | 56.33 | 53.44 | 50.48 | 50.75 | 53.33 | 49.72 | 50.75 | 53.33 | 49.72 | 56.33 | 53.44 | 50.48 | 72.94 | 53.98 | 49.97 | 74.43 | 55.08 | 50.99 | 50.75 | 53.33 | 61.6
8374 | 40.03 | 45 | 37.47 | 40.03 | 45 | 37.47 | 40.03 | 45 | 39.85 | 40.03 | 45 | 39.85 | 40.74 | 47.55 | 39.85 | 40.74 | 47.55 | 39.85 | 40.03 | 45 | 37.47 | 40.03 | 45 | 37.47 | 40.74 | 47.55 | 39.85 | 50.43 | 48.03 | 39.45 | 49.42 | 47.07 | 40.25 | 40.03 | 45 | 37.47 | 50.62 | 53.21 | 49.6 | 50.62 | 53.21 | 49.6 | 50.62 | 53.21 | 50.48 | 50.62 | 53.21 | 50.48 | 56.2 | 53.32 | 50.48 | 56.2 | 53.32 | 50.48 | 50.62 | 53.21 | 49.6 | 50.62 | 53.21 | 49.6 | 56.2 | 53.32 | 50.48 | 69.49 | 53.75 | 49.97 | 70.9 | 54.85 | 50.99 | 50.62 | 53.21 | 51.3
8375 | 39.8 | 44.77 | 37.23 | 39.8 | 44.77 | 37.23 | 39.8 | 44.77 | 39.85 | 39.8 | 44.77 | 39.85 | 40.51 | 47.31 | 39.85 | 40.51 | 47.31 | 39.85 | 39.8 | 44.77 | 37.23 | 39.8 | 44.77 | 37.23 | 40.51 | 47.31 | 39.85 | 40.92 | 47.79 | 39.45 | 40.2 | 47.07 | 40.25 | 39.8 | 44.77 | 37.23 | 50.39 | 52.98 | 49.37 | 50.39 | 52.98 | 49.37 | 50.39 | 52.98 | 50.48 | 50.39 | 52.98 | 50.48 | 55.97 | 53.08 | 50.48 | 55.97 | 53.08 | 50.48 | 50.39 | 52.98 | 49.37 | 50.39 | 52.98 | 49.37 | 55.97 | 53.08 | 50.48 | 69.43 | 53.62 | 49.97 | 68.04 | 54.72 | 50.99 | 50.39 | 52.98 | 51.3
8376 | 39.89 | 44.86 | 37.33 | 39.89 | 44.86 | 37.33 | 39.89 | 44.86 | 39.85 | 39.89 | 44.86 | 39.85 | 40.6 | 47.41 | 39.85 | 40.6 | 47.41 | 39.85 | 39.89 | 44.86 | 37.33 | 39.89 | 44.86 | 37.33 | 40.6 | 47.41 | 39.85 | 41.01 | 47.89 | 39.45 | 40.3 | 47.07 | 40.25 | 39.89 | 44.86 | 37.33 | 50.48 | 53.07 | 49.46 | 50.48 | 53.07 | 49.46 | 50.48 | 53.07 | 50.73 | 50.48 | 53.07 | 50.73 | 56.06 | 53.18 | 50.73 | 56.06 | 53.18 | 50.73 | 50.48 | 53.07 | 49.46 | 50.48 | 53.07 | 49.46 | 56.06 | 53.18 | 50.73 | 58.59 | 53.71 | 50.22 | 57.42 | 54.81 | 51.24 | 50.48 | 53.07 | 51.3
8377 | 39.64 | 44.61 | 37.07 | 39.64 | 44.61 | 37.07 | 39.64 | 44.61 | 39.85 | 39.64 | 44.61 | 39.85 | 40.35 | 47.16 | 39.85 | 40.35 | 47.16 | 39.85 | 39.64 | 44.61 | 37.07 | 39.64 | 44.61 | 37.07 | 40.35 | 47.16 | 39.85 | 40.76 | 47.63 | 39.45 | 40.04 | 47.08 | 40.25 | 39.64 | 44.61 | 37.07 | 50.23 | 52.82 | 49.21 | 50.23 | 52.82 | 49.21 | 50.23 | 52.82 | 50.48 | 50.23 | 52.82 | 50.48 | 55.81 | 52.93 | 50.48 | 55.81 | 52.93 | 50.48 | 50.23 | 52.82 | 49.21 | 50.23 | 52.82 | 49.21 | 55.81 | 52.93 | 50.48 | 58.59 | 53.62 | 49.97 | 57.42 | 54.72 | 50.99 | 50.23 | 52.82 | 50.48
8378 | 39.41 | 44.38 | 36.84 | 39.41 | 44.38 | 36.84 | 39.41 | 44.38 | 57.26 | 39.41 | 44.38 | 57.26 | 40.12 | 46.93 | 57.26 | 40.12 | 46.93 | 57.26 | 39.41 | 44.38 | 36.84 | 39.41 | 44.38 | 36.84 | 40.12 | 46.93 | 57.26 | 40.36 | 47.63 | 57.84 | 39.81 | 48.61 | 59.02 | 39.41 | 44.38 | 36.84 | 50 | 52.59 | 48.98 | 50 | 52.59 | 48.98 | 50 | 52.59 | 51.3 | 50 | 52.59 | 51.3 | 55.58 | 52.69 | 51.3 | 55.58 | 52.69 | 51.3 | 50 | 52.59 | 48.98 | 50 | 52.59 | 48.98 | 55.58 | 52.69 | 51.3 | 58.59 | 63.37 | 51.3 | 57.42 | 64.66 | 52.34 | 50 | 52.59 | 51.3
8379 | 39.33 | 44.29 | 36.76 | 39.33 | 44.29 | 36.76 | 39.33 | 44.29 | 74.8 | 39.33 | 44.29 | 74.8 | 40.03 | 46.84 | 74.8 | 40.03 | 46.84 | 74.8 | 39.33 | 44.29 | 36.76 | 39.33 | 44.29 | 36.76 | 40.03 | 46.84 | 74.8 | 40.36 | 57.57 | 75.55 | 39.72 | 58.74 | 77.1 | 39.33 | 44.29 | 36.76 | 49.92 | 52.5 | 48.89 | 49.92 | 52.5 | 48.89 | 49.92 | 52.5 | 51.3 | 49.92 | 52.5 | 51.3 | 55.5 | 52.61 | 51.3 | 55.5 | 52.61 | 51.3 | 49.92 | 52.5 | 48.89 | 49.92 | 52.5 | 48.89 | 55.5 | 52.61 | 51.3 | 59.79 | 76.45 | 51.81 | 58.59 | 97.01 | 104.49 | 49.92 | 52.5 | 51.3
8380 | 39.33 | 44.3 | 36.77 | 39.33 | 44.3 | 36.77 | 39.33 | 44.3 | 74.8 | 39.33 | 44.3 | 74.8 | 40.04 | 46.85 | 74.8 | 40.04 | 46.85 | 74.8 | 39.33 | 44.3 | 36.77 | 39.33 | 44.3 | 36.77 | 40.04 | 46.85 | 74.8 | 40.36 | 58.9 | 75.55 | 39.73 | 59.87 | 79.51 | 39.33 | 44.3 | 36.77 | 49.92 | 52.51 | 48.9 | 49.92 | 52.51 | 48.9 | 49.92 | 52.51 | 51.61 | 49.92 | 52.51 | 51.61 | 55.5 | 52.62 | 51.61 | 55.5 | 52.62 | 51.61 | 49.92 | 52.51 | 48.9 | 49.92 | 52.51 | 48.9 | 55.5 | 52.62 | 51.61 | 58.59 | 78.81 | 52.13 | 58.59 | 99.33 | 104.49 | 49.92 | 52.51 | 51.61
8381 | 39.44 | 44.41 | 36.87 | 39.44 | 44.41 | 36.87 | 39.44 | 44.41 | 75.28 | 39.44 | 44.41 | 75.28 | 40.15 | 46.95 | 75.28 | 40.15 | 46.95 | 75.28 | 39.44 | 44.41 | 36.87 | 39.44 | 44.41 | 36.87 | 40.15 | 46.95 | 75.28 | 40.55 | 58.9 | 77.92 | 39.84 | 59.87 | 79.51 | 39.44 | 44.41 | 36.87 | 50.03 | 52.62 | 49.01 | 50.03 | 52.62 | 49.01 | 50.03 | 52.62 | 75.3 | 50.03 | 52.62 | 75.3 | 55.61 | 52.72 | 75.3 | 55.61 | 52.72 | 75.3 | 50.03 | 52.62 | 49.01 | 50.03 | 52.62 | 49.01 | 55.61 | 52.72 | 75.3 | 58.59 | 81.25 | 77.75 | 58.59 | 100 | 106.7 | 50.03 | 52.62 | 51.3
8382 | 39.46 | 44.43 | 36.89 | 39.46 | 44.43 | 36.89 | 39.46 | 44.43 | 76.85 | 39.46 | 44.43 | 76.85 | 40.17 | 46.98 | 76.85 | 40.17 | 46.98 | 76.85 | 39.46 | 44.43 | 36.89 | 39.46 | 44.43 | 36.89 | 40.17 | 46.98 | 76.85 | 41 | 68.24 | 81.67 | 40.18 | 69.63 | 80.28 | 39.46 | 44.43 | 36.89 | 50.05 | 52.64 | 49.03 | 50.05 | 52.64 | 49.03 | 50.05 | 52.64 | 99.33 | 50.05 | 52.64 | 99.33 | 55.63 | 52.75 | 99.33 | 55.63 | 52.75 | 99.33 | 50.05 | 52.64 | 49.03 | 50.05 | 52.64 | 49.03 | 55.63 | 52.75 | 99.33 | 63.06 | 98.81 | 104.49 | 63.06 | 103.95 | 106.7 | 50.05 | 52.64 | 51.3
8383 | 39.62 | 44.59 | 37.05 | 39.62 | 44.59 | 37.05 | 39.62 | 44.59 | 80.3 | 39.62 | 44.59 | 80.3 | 40.33 | 47.13 | 78.68 | 40.33 | 47.13 | 78.68 | 39.62 | 44.59 | 37.05 | 39.62 | 44.59 | 37.05 | 40.33 | 47.13 | 78.68 | 47.69 | 75.82 | 81.96 | 47.28 | 77.36 | 81.96 | 39.62 | 44.59 | 37.05 | 50.21 | 52.8 | 49.18 | 50.21 | 52.8 | 49.18 | 54.93 | 54.07 | 105.63 | 54.93 | 82.03 | 105.63 | 55.79 | 54.07 | 105.63 | 55.79 | 54.07 | 105.63 | 50.21 | 52.8 | 49.18 | 50.21 | 52.8 | 49.18 | 55.79 | 54.07 | 105.08 | 70.89 | 111.15 | 111.11 | 70.89 | 113.42 | 111.11 | 54.93 | 54.07 | 90
8384 | 39.69 | 44.66 | 37.12 | 39.69 | 44.66 | 37.12 | 40.4 | 47.21 | 81.11 | 40.4 | 47.21 | 81.11 | 40.4 | 47.21 | 80.3 | 40.4 | 47.21 | 80.3 | 39.69 | 44.66 | 37.12 | 39.69 | 44.66 | 37.12 | 40.4 | 47.21 | 80.3 | 48.24 | 77.36 | 84.46 | 47.28 | 77.36 | 82.78 | 39.69 | 44.66 | 37.12 | 50.28 | 52.87 | 49.26 | 50.28 | 52.87 | 49.26 | 55.86 | 99.33 | 107.78 | 55.86 | 99.33 | 107.78 | 55.86 | 99.33 | 107.78 | 55.86 | 99.33 | 107.78 | 50.28 | 52.87 | 49.26 | 50.28 | 52.87 | 49.26 | 55.86 | 99.33 | 106.7 | 72.32 | 111.68 | 111.11 | 73.79 | 113.96 | 113.37 | 55.86 | 56.61 | 63.5
8385 | 39.88 | 44.84 | 37.31 | 39.88 | 44.84 | 37.31 | 40.58 | 61.71 | 86.51 | 40.58 | 61.71 | 86.51 | 40.58 | 61.71 | 86.51 | 40.58 | 61.71 | 86.51 | 39.88 | 44.84 | 37.31 | 39.88 | 44.84 | 37.31 | 40.58 | 61.71 | 86.51 | 51.88 | 78.14 | 90.09 | 52.93 | 79.74 | 88.29 | 39.94 | 44.84 | 37.31 | 50.47 | 53.05 | 49.44 | 50.47 | 53.05 | 49.44 | 56.05 | 110 | 108.87 | 56.05 | 110 | 108.87 | 56.05 | 110 | 108.87 | 56.05 | 110 | 108.87 | 50.47 | 53.05 | 49.44 | 50.47 | 53.05 | 49.44 | 56.05 | 110 | 106.7 | 76.75 | 119.01 | 111.11 | 78.31 | 119.01 | 113.37 | 56.05 | 56.61 | 63.5
8386 | 40.12 | 45.08 | 37.55 | 40.12 | 45.08 | 37.55 | 40.82 | 71.08 | 84.47 | 40.82 | 71.08 | 84.47 | 40.82 | 71.08 | 83.6 | 40.82 | 71.08 | 83.6 | 40.12 | 45.08 | 37.55 | 40.12 | 45.08 | 37.55 | 40.82 | 71.08 | 83.6 | 51.99 | 80.71 | 86.19 | 52.09 | 80.71 | 85.33 | 40.12 | 45.08 | 37.55 | 50.71 | 53.29 | 49.68 | 50.71 | 53.29 | 49.68 | 57.62 | 108.2 | 108.87 | 57.62 | 110 | 108.87 | 57.62 | 108.2 | 108.87 | 57.62 | 108.2 | 108.87 | 50.71 | 53.29 | 49.68 | 50.71 | 53.29 | 49.68 | 56.28 | 108.2 | 106.7 | 77.52 | 114.99 | 111.11 | 79.1 | 116.15 | 113.37 | 57.62 | 56.61 | 63.5
8387 | 40.31 | 45.28 | 37.74 | 40.31 | 45.28 | 37.74 | 41.02 | 76.73 | 84.46 | 41.02 | 76.73 | 84.46 | 41.02 | 76.73 | 81.93 | 41.02 | 76.73 | 81.93 | 40.31 | 45.28 | 37.74 | 40.31 | 45.28 | 37.74 | 41.02 | 76.73 | 81.93 | 51.99 | 80.71 | 85.32 | 52.51 | 80.71 | 85.32 | 41.02 | 45.28 | 37.74 | 50.9 | 53.49 | 49.88 | 50.9 | 53.49 | 49.88 | 70.12 | 106.7 | 108.87 | 70.12 | 106.7 | 108.87 | 70.12 | 106.7 | 108.87 | 70.12 | 106.7 | 108.87 | 50.9 | 53.49 | 49.88 | 50.9 | 53.49 | 49.88 | 56.48 | 106.7 | 106.7 | 79.1 | 113.4 | 111.11 | 80.7 | 115.44 | 113.37 | 70.12 | 56.61 | 90
8388 | 40.24 | 45.21 | 37.67 | 40.24 | 45.21 | 37.67 | 40.95 | 77.23 | 85.19 | 40.95 | 77.23 | 85.19 | 40.95 | 77.23 | 82.76 | 40.95 | 77.23 | 82.76 | 40.24 | 45.21 | 37.67 | 40.24 | 45.21 | 37.67 | 40.95 | 77.23 | 82.76 | 55.14 | 81.52 | 86.18 | 54.58 | 81.52 | 86.05 | 40.24 | 45.21 | 37.67 | 50.83 | 53.42 | 49.81 | 50.83 | 53.42 | 49.81 | 56.41 | 106.7 | 107.78 | 56.41 | 106.7 | 107.78 | 56.41 | 106.7 | 107.78 | 56.41 | 106.7 | 107.78 | 50.83 | 53.42 | 49.81 | 50.83 | 53.42 | 49.81 | 56.41 | 106.7 | 106.7 | 80.02 | 113.4 | 111.11 | 80.7 | 115.7 | 113.37 | 50.83 | 53.42 | 63.5
8389 | 40.17 | 45.14 | 37.6 | 40.17 | 45.14 | 37.6 | 40.88 | 77.48 | 93.72 | 40.88 | 77.48 | 93.72 | 40.88 | 77.48 | 93.72 | 40.88 | 77.48 | 93.72 | 40.17 | 45.14 | 37.6 | 40.17 | 45.14 | 37.6 | 40.88 | 77.48 | 93.72 | 54.72 | 82.34 | 97.6 | 55.28 | 82.35 | 95.65 | 40.17 | 45.14 | 37.6 | 50.76 | 53.35 | 49.74 | 50.76 | 53.35 | 49.74 | 56.34 | 106.7 | 108.87 | 56.34 | 110 | 108.87 | 56.34 | 106.7 | 108.87 | 56.34 | 106.7 | 108.87 | 50.76 | 53.35 | 49.74 | 50.76 | 53.35 | 49.74 | 56.34 | 106.7 | 106.7 | 80.02 | 116.64 | 113.37 | 80.7 | 119.01 | 113.37 | 56.34 | 53.35 | 64.79
8390 | 40.14 | 45.1 | 37.57 | 40.14 | 45.1 | 37.57 | 40.84 | 81.98 | 104.54 | 40.84 | 81.98 | 104.54 | 40.84 | 81.98 | 104.54 | 40.84 | 81.98 | 104.54 | 40.14 | 45.1 | 37.57 | 40.14 | 45.1 | 37.57 | 40.84 | 81.98 | 104.54 | 55.14 | 89.69 | 108.87 | 56.26 | 91.52 | 106.7 | 40.14 | 45.1 | 37.57 | 50.72 | 53.31 | 49.7 | 50.72 | 53.31 | 49.7 | 56.3 | 108.21 | 108.87 | 56.3 | 110 | 108.87 | 56.3 | 108.21 | 108.87 | 56.3 | 108.21 | 108.87 | 50.72 | 53.31 | 49.7 | 50.72 | 53.31 | 49.7 | 56.3 | 108.21 | 106.7 | 80.02 | 116.64 | 113.37 | 81.52 | 119.01 | 113.37 | 56.3 | 53.31 | 51.3
8391 | 40.35 | 45.32 | 37.78 | 40.35 | 45.32 | 37.78 | 45.72 | 81.98 | 113.4 | 45.72 | 81.98 | 113.4 | 45.72 | 81.98 | 113.4 | 45.72 | 81.98 | 113.4 | 40.35 | 45.32 | 37.78 | 40.35 | 45.32 | 37.78 | 41.06 | 81.98 | 113.4 | 56.79 | 105.35 | 120.37 | 56.79 | 105.36 | 117.97 | 45.72 | 45.32 | 37.78 | 50.94 | 53.53 | 49.92 | 50.94 | 53.53 | 49.92 | 73.76 | 113.4 | 108.87 | 73.76 | 113.4 | 108.87 | 73.76 | 113.4 | 108.87 | 73.76 | 113.4 | 108.87 | 50.94 | 53.53 | 49.92 | 50.94 | 53.53 | 49.92 | 56.52 | 113.4 | 106.7 | 83.31 | 125 | 113.37 | 85 | 126.26 | 113.4 | 73.76 | 56.61 | 63.5
8392 | 40.75 | 45.72 | 38.19 | 40.75 | 45.72 | 38.19 | 45.72 | 87.19 | 120 | 45.72 | 87.19 | 120 | 45.72 | 87.19 | 120 | 45.72 | 87.19 | 120 | 40.75 | 45.72 | 38.19 | 40.75 | 45.72 | 38.19 | 41.46 | 87.19 | 120 | 58.43 | 125.82 | 500 | 58.43 | 128.39 | 490 | 45.72 | 45.72 | 38.19 | 51.34 | 53.93 | 50.32 | 51.34 | 53.93 | 50.32 | 73.76 | 120 | 120 | 73.76 | 120 | 120 | 73.76 | 120 | 125 | 73.76 | 120 | 125 | 51.34 | 53.93 | 50.32 | 51.34 | 53.93 | 50.32 | 56.92 | 120 | 125 | 98.17 | 208.78 | 490.05 | 100.16 | 204.62 | 480.25 | 73.76 | 56.61 | 51.3
8393 | 41.13 | 46.1 | 38.56 | 41.13 | 46.1 | 38.56 | 45.72 | 90 | 120 | 45.72 | 90 | 120 | 45.72 | 90 | 120 | 45.72 | 90 | 120 | 41.13 | 46.1 | 38.56 | 41.13 | 46.1 | 38.56 | 41.84 | 90 | 120 | 69.52 | 133.07 | 500 | 69.52 | 135.78 | 490 | 45.72 | 46.1 | 38.56 | 51.72 | 54.31 | 50.69 | 51.72 | 54.31 | 50.69 | 73.76 | 120 | 120 | 73.76 | 120 | 120 | 73.76 | 125 | 125 | 73.76 | 125 | 125 | 51.72 | 54.31 | 50.69 | 51.72 | 54.31 | 50.69 | 57.3 | 125 | 125 | 109.5 | 262.41 | 490.05 | 110.61 | 257.16 | 480.25 | 73.76 | 56.61 | 51.3
8394 | 41.09 | 46.06 | 38.52 | 41.09 | 46.06 | 38.52 | 41.8 | 87.13 | 120 | 41.8 | 87.13 | 120 | 41.8 | 87.13 | 120 | 41.8 | 87.13 | 120 | 41.09 | 46.06 | 38.52 | 41.09 | 46.06 | 38.52 | 41.8 | 87.13 | 120 | 72.45 | 133.07 | 500 | 72.45 | 135.78 | 490 | 41.09 | 46.06 | 38.52 | 51.68 | 54.27 | 50.66 | 51.68 | 54.27 | 50.66 | 73.76 | 113.4 | 120 | 73.76 | 113.4 | 120 | 73.76 | 125 | 125 | 73.76 | 125 | 125 | 51.68 | 54.27 | 50.66 | 51.68 | 54.27 | 50.66 | 57.26 | 125 | 125 | 110.61 | 304.62 | 490.05 | 110.61 | 298.53 | 480.25 | 73.76 | 54.27 | 51.3
8395 | 40.82 | 45.79 | 38.25 | 40.82 | 45.79 | 38.25 | 41.53 | 71.78 | 118.59 | 41.53 | 71.78 | 118.59 | 41.53 | 71.78 | 118.59 | 41.53 | 71.78 | 118.59 | 40.82 | 45.79 | 38.25 | 40.82 | 45.79 | 38.25 | 41.53 | 71.78 | 118.59 | 72.45 | 133.07 | 490.05 | 72.45 | 133.07 | 480.25 | 40.82 | 45.79 | 38.25 | 51.41 | 54 | 50.39 | 51.41 | 54 | 50.39 | 56.99 | 110 | 112.27 | 56.99 | 110 | 112.27 | 56.99 | 110 | 125 | 56.99 | 110 | 125 | 51.41 | 54 | 50.39 | 51.41 | 54 | 50.39 | 56.99 | 110 | 125 | 110.61 | 304.62 | 490.05 | 110.61 | 298.53 | 480.25 | 56.99 | 54 | 51.3
8396 | 40.54 | 45.51 | 37.98 | 40.54 | 45.51 | 37.98 | 41.25 | 48.08 | 113.59 | 41.25 | 55.54 | 113.59 | 41.25 | 48.08 | 113.59 | 41.25 | 48.08 | 113.59 | 40.54 | 45.51 | 37.98 | 40.54 | 45.51 | 37.98 | 41.25 | 48.08 | 113.59 | 65.98 | 133.07 | 490.05 | 67.32 | 133.07 | 475.4 | 40.54 | 45.51 | 37.98 | 51.13 | 53.72 | 50.11 | 51.13 | 53.72 | 50.11 | 56.71 | 78.62 | 107.67 | 56.71 | 78.62 | 107.67 | 56.71 | 110 | 125 | 56.71 | 110 | 125 | 51.13 | 53.72 | 50.11 | 51.13 | 53.72 | 50.11 | 56.71 | 110 | 125 | 109.5 | 303.62 | 490.05 | 110.61 | 294.55 | 475.4 | 56.71 | 53.72 | 51.3
8397 | 40.36 | 45.33 | 37.8 | 40.36 | 45.33 | 37.8 | 40.36 | 45.33 | 99 | 40.36 | 45.33 | 99 | 41.07 | 47.89 | 99 | 41.07 | 47.89 | 99 | 40.36 | 45.33 | 37.8 | 40.36 | 45.33 | 37.8 | 41.07 | 47.89 | 99 | 57.27 | 133.07 | 490.05 | 57.27 | 131.74 | 250 | 40.36 | 45.33 | 37.8 | 50.95 | 53.54 | 49.93 | 50.95 | 53.54 | 49.93 | 50.95 | 53.54 | 64.79 | 50.95 | 64.66 | 64.79 | 56.53 | 90 | 125 | 56.53 | 90 | 125 | 50.95 | 53.54 | 49.93 | 50.95 | 53.54 | 49.93 | 56.53 | 90 | 125 | 105.55 | 259.79 | 490.05 | 106.62 | 250 | 250 | 50.95 | 53.54 | 51.3
8398 | 40.11 | 45.07 | 37.54 | 40.11 | 45.07 | 37.54 | 40.11 | 45.07 | 71.99 | 40.11 | 45.07 | 71.99 | 40.81 | 47.63 | 71.99 | 40.81 | 47.63 | 71.99 | 40.11 | 45.07 | 37.54 | 40.11 | 45.07 | 37.54 | 40.81 | 47.63 | 71.99 | 56.22 | 126.94 | 490.05 | 56.22 | 126.94 | 250 | 40.11 | 45.07 | 37.54 | 50.7 | 53.28 | 49.67 | 50.7 | 53.28 | 49.67 | 50.7 | 53.28 | 49.67 | 50.7 | 53.28 | 49.67 | 56.27 | 54.56 | 90 | 56.27 | 54.56 | 90 | 50.7 | 53.28 | 49.67 | 50.7 | 53.28 | 49.67 | 56.27 | 54.56 | 90 | 99.14 | 259.79 | 490.05 | 99.14 | 250 | 250 | 50.7 | 53.28 | 49.67
8399 | 39.72 | 44.69 | 37.15 | 39.72 | 44.69 | 37.15 | 39.72 | 44.69 | 58.03 | 39.72 | 44.69 | 58.03 | 40.43 | 47.24 | 58.03 | 40.43 | 47.24 | 58.03 | 39.72 | 44.69 | 37.15 | 39.72 | 44.69 | 37.15 | 40.43 | 47.24 | 58.03 | 55.98 | 120 | 490.05 | 55.98 | 120 | 250 | 39.72 | 44.69 | 37.15 | 50.31 | 52.9 | 49.29 | 50.31 | 52.9 | 49.29 | 50.31 | 52.9 | 49.29 | 50.31 | 52.9 | 49.29 | 55.89 | 54.18 | 51.61 | 55.89 | 54.18 | 51.61 | 50.31 | 52.9 | 49.29 | 50.31 | 52.9 | 49.29 | 55.89 | 54.18 | 51.61 | 82.35 | 204.62 | 485 | 82.35 | 198.51 | 120 | 50.31 | 52.9 | 49.29
8400 | 39.58 | 44.55 | 37.02 | 39.58 | 44.55 | 37.02 | 39.58 | 44.55 | 39.09 | 39.58 | 44.55 | 39.09 | 40.29 | 47.1 | 39.09 | 40.29 | 47.1 | 39.09 | 39.58 | 44.55 | 37.02 | 39.58 | 44.55 | 37.02 | 40.29 | 47.1 | 39.09 | 55.64 | 99.12 | 131.49 | 55.64 | 99.12 | 128.86 | 39.58 | 44.55 | 37.02 | 50.17 | 52.76 | 49.15 | 50.17 | 52.76 | 49.15 | 50.17 | 52.76 | 49.15 | 50.17 | 52.76 | 49.15 | 55.75 | 52.87 | 51.61 | 55.75 | 52.87 | 51.61 | 50.17 | 52.76 | 49.15 | 50.17 | 52.76 | 49.15 | 55.75 | 52.87 | 51.61 | 80.22 | 153.89 | 133.14 | 80.22 | 137.1 | 130.47 | 50.17 | 52.76 | 49.15
8401 | 39.3 | 44.27 | 36.73 | 39.3 | 44.27 | 36.73 | 39.3 | 44.27 | 38.16 | 39.3 | 44.27 | 38.16 | 40.01 | 46.82 | 38.16 | 40.01 | 46.82 | 38.16 | 39.3 | 44.27 | 36.73 | 39.3 | 44.27 | 36.73 | 40.01 | 46.82 | 38.16 | 54.04 | 96.51 | 116.4 | 54.04 | 96.51 | 114.07 | 39.3 | 44.27 | 36.73 | 49.89 | 52.48 | 48.87 | 49.89 | 52.48 | 48.87 | 49.89 | 52.48 | 48.87 | 49.89 | 52.48 | 48.87 | 55.47 | 52.58 | 50.05 | 55.47 | 52.58 | 50.05 | 49.89 | 52.48 | 48.87 | 49.89 | 52.48 | 48.87 | 55.47 | 52.58 | 50.05 | 80.22 | 153.89 | 115.72 | 80.22 | 111.15 | 113.4 | 49.89 | 52.48 | 48.87
8402 | 39.13 | 44.1 | 36.56 | 39.13 | 44.1 | 36.56 | 39.13 | 44.1 | 37.99 | 39.13 | 44.1 | 37.99 | 39.84 | 46.65 | 37.99 | 39.84 | 46.65 | 37.99 | 39.13 | 44.1 | 36.56 | 39.13 | 44.1 | 36.56 | 39.84 | 46.65 | 37.99 | 53.23 | 96.51 | 113.3 | 53.23 | 96.51 | 111.03 | 39.13 | 44.1 | 36.56 | 49.72 | 52.31 | 48.7 | 49.72 | 52.31 | 48.7 | 49.72 | 52.31 | 48.7 | 49.72 | 52.31 | 48.7 | 55.3 | 52.41 | 49.23 | 55.3 | 52.41 | 49.23 | 49.72 | 52.31 | 48.7 | 49.72 | 52.31 | 48.7 | 55.3 | 52.41 | 49.23 | 80.22 | 126.95 | 115.72 | 80.22 | 111.15 | 113.4 | 49.72 | 52.31 | 48.7
8403 | 39.06 | 44.03 | 36.5 | 39.06 | 44.03 | 36.5 | 39.06 | 44.03 | 37.24 | 39.06 | 44.03 | 37.24 | 39.77 | 46.58 | 37.92 | 39.77 | 46.58 | 37.92 | 39.06 | 44.03 | 36.5 | 39.06 | 44.03 | 36.5 | 39.77 | 46.58 | 37.92 | 52.55 | 96.51 | 111.77 | 52.55 | 96.51 | 109.53 | 39.06 | 44.03 | 36.5 | 49.65 | 52.24 | 48.63 | 49.65 | 52.24 | 48.63 | 49.65 | 52.24 | 48.63 | 49.65 | 52.24 | 48.63 | 55.23 | 52.35 | 49.23 | 55.23 | 52.35 | 49.23 | 49.65 | 52.24 | 48.63 | 49.65 | 52.24 | 48.63 | 55.23 | 52.35 | 49.23 | 79.9 | 116.4 | 113.17 | 79.9 | 111.15 | 110.9 | 49.65 | 52.24 | 48.63
8404 | 39.23 | 44.2 | 36.66 | 39.23 | 44.2 | 36.66 | 39.23 | 44.2 | 38.09 | 39.23 | 44.2 | 38.09 | 39.94 | 46.74 | 38.09 | 39.94 | 46.74 | 38.09 | 39.23 | 44.2 | 36.66 | 39.23 | 44.2 | 36.66 | 39.94 | 46.74 | 38.09 | 52.55 | 89.66 | 111.77 | 52.55 | 89.66 | 109.53 | 39.23 | 44.2 | 36.66 | 49.82 | 52.41 | 48.8 | 49.82 | 52.41 | 48.8 | 49.82 | 52.41 | 48.8 | 49.82 | 52.41 | 48.8 | 55.4 | 52.51 | 48.89 | 55.4 | 52.51 | 49.23 | 49.82 | 52.41 | 48.8 | 49.82 | 52.41 | 48.8 | 55.4 | 52.51 | 48.89 | 79.9 | 116.4 | 113.17 | 79.9 | 111.15 | 110.9 | 49.82 | 52.41 | 51.3
8405 | 39.94 | 44.91 | 37.37 | 39.94 | 44.91 | 37.37 | 39.94 | 44.91 | 58.03 | 39.94 | 44.91 | 58.03 | 40.65 | 47.45 | 58.03 | 40.65 | 47.45 | 58.03 | 39.94 | 44.91 | 37.37 | 39.94 | 44.91 | 37.37 | 40.65 | 47.45 | 58.03 | 54.32 | 96.51 | 114.06 | 54.32 | 97.48 | 111.78 | 39.94 | 44.91 | 41.5 | 50.53 | 53.12 | 49.5 | 50.53 | 53.12 | 49.5 | 50.53 | 53.12 | 49.5 | 50.53 | 53.12 | 49.5 | 56.11 | 53.22 | 49.5 | 56.11 | 53.22 | 49.5 | 50.53 | 53.12 | 49.5 | 50.53 | 53.12 | 49.5 | 56.11 | 53.22 | 49.5 | 80.22 | 120 | 113.17 | 81.03 | 120 | 113.4 | 50.53 | 53.12 | 51.3
8406 | 40.53 | 45.5 | 37.96 | 40.53 | 45.5 | 37.96 | 41.24 | 45.5 | 69.57 | 41.24 | 45.5 | 69.57 | 41.24 | 48.05 | 69.57 | 41.24 | 48.05 | 69.57 | 40.53 | 45.5 | 37.96 | 40.53 | 45.5 | 37.96 | 41.24 | 48.05 | 65.93 | 56.77 | 109.43 | 148.26 | 57.93 | 111.65 | 145.29 | 41.24 | 45.5 | 43.47 | 51.12 | 53.71 | 50.09 | 51.12 | 53.71 | 50.09 | 51.12 | 53.71 | 51.28 | 51.12 | 53.71 | 51.28 | 56.7 | 54.98 | 51.28 | 56.7 | 54.98 | 51.28 | 51.12 | 53.71 | 50.09 | 51.12 | 53.71 | 50.09 | 56.7 | 54.98 | 50.09 | 96.18 | 257.11 | 150.08 | 98.14 | 262.33 | 147.08 | 51.12 | 53.71 | 63.5
8407 | 41.98 | 46.95 | 39.41 | 41.98 | 46.95 | 39.41 | 45.72 | 55.54 | 81.91 | 45.72 | 55.54 | 81.91 | 45.72 | 72.94 | 81.91 | 45.72 | 72.94 | 81.91 | 41.98 | 46.95 | 39.41 | 41.98 | 46.95 | 39.41 | 42.69 | 72.94 | 70.08 | 77.1 | 250 | 157.84 | 78.67 | 250 | 154.69 | 45.72 | 55.54 | 77.11 | 52.57 | 55.16 | 51.55 | 52.57 | 55.16 | 51.55 | 58.15 | 81.93 | 84.68 | 58.15 | 81.93 | 84.68 | 58.15 | 81.93 | 84.68 | 58.15 | 81.93 | 84.68 | 52.57 | 55.16 | 51.55 | 52.57 | 55.16 | 51.55 | 58.15 | 81.93 | 51.61 | 110.47 | 257.11 | 152.93 | 112.72 | 262.36 | 156.05 | 73.75 | 84.5 | 84.68
8408 | 42.58 | 47.55 | 40.01 | 42.58 | 47.55 | 40.01 | 50.5 | 65.31 | 84.49 | 50.5 | 65.31 | 84.49 | 50.5 | 99.87 | 84.49 | 50.5 | 99.87 | 84.49 | 42.58 | 47.55 | 40.01 | 42.58 | 47.55 | 40.01 | 43.29 | 99.87 | 82.78 | 79.54 | 250 | 157.84 | 81.16 | 250 | 154.69 | 50.5 | 65.31 | 77.11 | 53.17 | 55.76 | 52.15 | 53.17 | 55.76 | 52.15 | 73.75 | 88.58 | 90.74 | 73.75 | 88.58 | 90.74 | 73.75 | 106.7 | 90.74 | 73.75 | 106.7 | 90.74 | 53.17 | 55.76 | 52.15 | 53.17 | 55.76 | 52.15 | 58.75 | 106.7 | 90.74 | 116.67 | 257.11 | 152.93 | 119.04 | 262.36 | 156.05 | 73.75 | 88.58 | 90.74
8409 | 42.27 | 47.23 | 39.7 | 42.27 | 47.23 | 39.7 | 45.72 | 55.22 | 86.1 | 45.72 | 55.22 | 86.1 | 45.72 | 73.23 | 86.1 | 45.72 | 73.23 | 86.1 | 42.27 | 47.23 | 39.7 | 42.27 | 47.23 | 39.7 | 42.97 | 73.23 | 86.1 | 77.1 | 250 | 151.07 | 78.67 | 250 | 148.05 | 45.72 | 55.22 | 77.11 | 52.85 | 55.44 | 51.83 | 52.85 | 55.44 | 51.83 | 58.43 | 84.5 | 96.44 | 58.43 | 84.5 | 96.44 | 58.43 | 90 | 96.44 | 58.43 | 90 | 96.44 | 52.85 | 55.44 | 51.83 | 52.85 | 55.44 | 51.83 | 58.43 | 90 | 96.44 | 110.47 | 257.11 | 147.87 | 112.72 | 262.36 | 150.89 | 63.55 | 84.5 | 96.44
8410 | 42.14 | 47.11 | 39.57 | 42.14 | 47.11 | 39.57 | 45.72 | 55.22 | 90.69 | 45.72 | 55.22 | 90.69 | 45.72 | 73.1 | 90.69 | 45.72 | 73.1 | 90.69 | 42.14 | 47.11 | 39.57 | 42.14 | 47.11 | 39.57 | 42.85 | 73.1 | 90.69 | 77.1 | 250 | 110 | 78.67 | 250 | 107.8 | 45.72 | 55.22 | 74.8 | 52.73 | 55.32 | 51.71 | 52.73 | 55.32 | 51.71 | 58.31 | 64.66 | 90 | 58.31 | 64.66 | 90 | 58.31 | 87.46 | 90 | 58.31 | 87.46 | 90 | 52.73 | 55.32 | 51.71 | 52.73 | 55.32 | 51.71 | 58.31 | 87.46 | 90 | 110.47 | 250 | 110 | 112.72 | 250 | 113.17 | 58.31 | 64.66 | 90
8411 | 42.18 | 47.15 | 39.61 | 42.18 | 47.15 | 39.61 | 45.72 | 55.22 | 90.69 | 45.72 | 55.22 | 90.69 | 45.72 | 55.22 | 90.69 | 45.72 | 55.22 | 90.69 | 42.18 | 47.15 | 39.61 | 42.18 | 47.15 | 39.61 | 42.89 | 55.22 | 90.69 | 77.1 | 181.88 | 96.39 | 77.88 | 181.9 | 94.46 | 45.72 | 55.22 | 77.11 | 52.77 | 55.36 | 51.75 | 52.77 | 55.36 | 51.75 | 58.35 | 64.66 | 90 | 58.35 | 64.66 | 90 | 58.35 | 64.66 | 90 | 58.35 | 64.66 | 90 | 52.77 | 55.36 | 51.75 | 52.77 | 55.36 | 51.75 | 58.35 | 64.66 | 90 | 108.56 | 192.83 | 110 | 109.65 | 196.77 | 112.24 | 58.35 | 64.66 | 90
8412 | 42.05 | 47.02 | 39.48 | 42.05 | 47.02 | 39.48 | 42.76 | 49.57 | 106.7 | 42.76 | 55.22 | 106.7 | 42.76 | 49.58 | 106.7 | 42.76 | 49.58 | 106.7 | 42.05 | 47.02 | 39.48 | 42.05 | 47.02 | 39.48 | 42.76 | 49.58 | 106.7 | 76.33 | 181.88 | 110 | 77.1 | 181.89 | 107.78 | 42.76 | 47.02 | 77.11 | 52.64 | 55.23 | 51.62 | 52.64 | 55.23 | 51.62 | 58.22 | 56.51 | 91.83 | 58.22 | 56.51 | 91.83 | 58.22 | 56.51 | 91.83 | 58.22 | 56.51 | 91.83 | 52.64 | 55.23 | 51.62 | 52.64 | 55.23 | 51.62 | 58.22 | 56.51 | 91.83 | 103.95 | 192.81 | 110 | 105 | 196.75 | 112.24 | 58.22 | 56.51 | 84.68
8413 | 41.84 | 46.81 | 39.27 | 41.84 | 46.81 | 39.27 | 42.55 | 49.36 | 107.71 | 42.55 | 55.54 | 107.71 | 42.55 | 49.37 | 107.71 | 42.55 | 49.37 | 107.71 | 41.84 | 46.81 | 39.27 | 41.84 | 46.81 | 39.27 | 42.55 | 49.37 | 107.71 | 76.33 | 181.88 | 111.02 | 77.1 | 181.89 | 108.8 | 42.55 | 46.81 | 77.11 | 52.43 | 55.02 | 51.41 | 52.43 | 55.02 | 51.41 | 58.01 | 56.61 | 96.44 | 58.01 | 56.61 | 96.44 | 58.01 | 56.61 | 96.44 | 58.01 | 56.61 | 96.44 | 52.43 | 55.02 | 51.41 | 52.43 | 55.02 | 51.41 | 58.01 | 56.61 | 96.44 | 103.95 | 192.81 | 110 | 105 | 196.75 | 112.24 | 58.01 | 56.61 | 90
8414 | 42.05 | 47.02 | 39.48 | 42.05 | 47.02 | 39.48 | 42.76 | 49.58 | 108.42 | 42.76 | 61.71 | 108.42 | 42.76 | 49.58 | 108.42 | 42.76 | 49.58 | 108.42 | 42.05 | 47.02 | 39.48 | 42.05 | 47.02 | 39.48 | 42.76 | 49.58 | 108.42 | 77.06 | 181.88 | 113.3 | 77.84 | 185.59 | 111.03 | 42.76 | 47.02 | 77.11 | 52.64 | 55.23 | 51.62 | 52.64 | 55.23 | 51.62 | 58.22 | 78.62 | 106.7 | 58.22 | 78.62 | 106.7 | 58.22 | 78.62 | 106.7 | 58.22 | 78.62 | 106.7 | 52.64 | 55.23 | 51.62 | 52.64 | 55.23 | 51.62 | 58.22 | 78.62 | 106.7 | 104.94 | 192.81 | 110 | 106 | 196.75 | 113.18 | 58.22 | 78.62 | 101.85
8415 | 42.69 | 47.65 | 40.12 | 42.69 | 47.65 | 40.12 | 45.72 | 65.31 | 119.16 | 45.72 | 65.31 | 119.16 | 45.72 | 65.31 | 119.16 | 45.72 | 65.31 | 119.16 | 42.69 | 47.65 | 40.12 | 42.69 | 47.65 | 40.12 | 43.39 | 65.31 | 119.16 | 75.31 | 245 | 125.34 | 76.84 | 250 | 122.83 | 45.72 | 65.31 | 77.11 | 53.28 | 55.86 | 52.25 | 53.28 | 55.86 | 52.25 | 73.75 | 88.58 | 110 | 73.75 | 88.58 | 110 | 73.75 | 88.58 | 110 | 73.75 | 88.58 | 110 | 53.28 | 55.86 | 52.25 | 53.28 | 55.86 | 52.25 | 58.86 | 88.58 | 110 | 110.46 | 250 | 115.5 | 112.7 | 255.1 | 120 | 73.75 | 88.58 | 108.68
8416 | 43.97 | 48.94 | 41.4 | 43.97 | 48.94 | 41.4 | 45.72 | 74.93 | 151.53 | 45.72 | 74.93 | 151.53 | 45.72 | 74.93 | 151.53 | 45.72 | 74.93 | 151.53 | 43.97 | 48.94 | 41.4 | 43.97 | 48.94 | 41.4 | 44.68 | 74.93 | 151.53 | 77.1 | 245 | 156.22 | 78.67 | 250 | 153.09 | 45.72 | 65.31 | 77.11 | 54.56 | 57.15 | 53.54 | 54.56 | 57.15 | 53.54 | 73.75 | 90 | 120 | 73.75 | 90 | 120 | 73.75 | 90 | 120 | 73.75 | 90 | 120 | 54.56 | 57.15 | 53.54 | 54.56 | 57.15 | 53.54 | 60.14 | 90 | 120 | 110.47 | 257.11 | 146.36 | 112.72 | 262.36 | 150.89 | 73.75 | 90 | 107.67
8417 | 44.17 | 49.14 | 41.61 | 44.17 | 49.14 | 41.61 | 45.72 | 65.31 | 151.48 | 45.72 | 75.65 | 151.48 | 45.72 | 65.31 | 151.48 | 45.72 | 65.31 | 151.48 | 44.17 | 49.14 | 41.61 | 44.17 | 49.14 | 41.61 | 44.88 | 65.31 | 151.48 | 97.96 | 255.1 | 161.05 | 99.95 | 250 | 157.83 | 45.72 | 65.31 | 70.53 | 54.76 | 57.35 | 53.74 | 54.76 | 57.35 | 53.74 | 73.75 | 88.58 | 112.04 | 73.75 | 88.58 | 112.04 | 73.75 | 88.58 | 112.04 | 73.75 | 88.58 | 112.04 | 54.76 | 57.35 | 53.74 | 54.76 | 57.35 | 53.74 | 60.34 | 88.58 | 112.04 | 141.06 | 346.01 | 149.87 | 143.93 | 353.07 | 152.93 | 73.75 | 88.58 | 107.67
8418 | 42.85 | 47.82 | 40.28 | 42.85 | 47.82 | 40.28 | 43.56 | 50.37 | 125 | 43.56 | 75.65 | 125 | 43.56 | 50.37 | 125 | 43.56 | 50.37 | 125 | 42.85 | 47.82 | 40.28 | 42.85 | 47.82 | 40.28 | 43.56 | 50.37 | 125 | 97.96 | 255.1 | 161.05 | 99.95 | 250 | 157.83 | 43.56 | 47.82 | 70.53 | 53.44 | 56.03 | 52.41 | 53.44 | 56.03 | 52.41 | 59.02 | 86.82 | 107.67 | 59.02 | 88.58 | 107.67 | 59.02 | 86.82 | 107.67 | 59.02 | 86.82 | 107.67 | 53.44 | 56.03 | 52.41 | 53.44 | 56.03 | 52.41 | 59.02 | 86.82 | 107.67 | 137.9 | 346.01 | 149.87 | 139.3 | 353.07 | 152.93 | 59.02 | 86.82 | 107.67
8419 | 41.98 | 46.94 | 39.41 | 41.98 | 46.94 | 39.41 | 42.68 | 49.49 | 120 | 42.68 | 75.65 | 120 | 42.68 | 49.5 | 120 | 42.68 | 49.5 | 120 | 41.98 | 46.94 | 39.41 | 41.98 | 46.94 | 39.41 | 42.68 | 49.5 | 120 | 77.1 | 250 | 157.84 | 77.88 | 250 | 146.12 | 42.68 | 46.94 | 39.41 | 52.56 | 55.15 | 51.54 | 52.56 | 55.15 | 51.54 | 58.14 | 55.15 | 90.74 | 58.14 | 88.58 | 90.74 | 58.14 | 56.43 | 90.74 | 58.14 | 56.43 | 90.74 | 52.56 | 55.15 | 51.54 | 52.56 | 55.15 | 51.54 | 58.14 | 56.43 | 90.74 | 110.47 | 346.01 | 117.6 | 111.59 | 339.09 | 120 | 58.14 | 55.15 | 51.54
8420 | 41.03 | 45.99 | 38.46 | 41.03 | 45.99 | 38.46 | 41.74 | 45.99 | 99 | 41.74 | 73.62 | 99 | 41.74 | 48.55 | 110 | 41.74 | 48.55 | 110 | 41.03 | 45.99 | 38.46 | 41.03 | 45.99 | 38.46 | 41.74 | 48.55 | 110 | 71.83 | 250 | 156.22 | 71.83 | 245 | 117.65 | 41.74 | 45.99 | 38.46 | 51.62 | 54.21 | 50.59 | 51.62 | 54.21 | 50.59 | 57.2 | 54.21 | 86.4 | 57.2 | 86.22 | 86.4 | 57.2 | 55.48 | 86.4 | 57.2 | 55.48 | 86.4 | 51.62 | 54.21 | 50.59 | 51.62 | 54.21 | 50.59 | 57.2 | 55.48 | 86.4 | 110 | 254.46 | 110 | 111.11 | 250 | 112.24 | 57.2 | 54.21 | 51.3
8421 | 40.65 | 45.62 | 38.09 | 40.65 | 45.62 | 38.09 | 40.65 | 45.62 | 84.49 | 40.65 | 45.62 | 84.49 | 41.36 | 48.17 | 84.49 | 41.36 | 48.17 | 84.49 | 40.65 | 45.62 | 38.09 | 40.65 | 45.62 | 38.09 | 41.36 | 48.17 | 84.49 | 57.27 | 138.61 | 151.07 | 57.85 | 135.84 | 117.65 | 40.65 | 45.62 | 38.09 | 51.24 | 53.83 | 50.22 | 51.24 | 53.83 | 50.22 | 51.24 | 53.83 | 51.61 | 51.24 | 64.66 | 51.61 | 56.82 | 54.65 | 51.61 | 56.82 | 54.65 | 51.61 | 51.24 | 53.83 | 50.22 | 51.24 | 53.83 | 50.22 | 56.82 | 54.65 | 51.61 | 103.95 | 250 | 110 | 103.95 | 250 | 112.24 | 51.24 | 53.83 | 50.22
8422 | 40.29 | 45.25 | 34.71 | 40.29 | 45.26 | 37.72 | 40.29 | 45.26 | 76.63 | 40.29 | 45.26 | 76.63 | 41 | 47.8 | 76.63 | 41 | 47.8 | 76.63 | 40.29 | 45.26 | 37.72 | 40.29 | 45.26 | 37.72 | 41 | 47.8 | 76.63 | 56.22 | 113.27 | 149.56 | 56.22 | 113.27 | 117.65 | 40.29 | 45.25 | 34.71 | 50.88 | 53.47 | 49.85 | 50.88 | 53.47 | 49.85 | 50.88 | 53.47 | 49.85 | 50.88 | 53.47 | 49.85 | 56.46 | 53.57 | 51.61 | 56.46 | 53.57 | 51.61 | 50.88 | 53.47 | 49.85 | 50.88 | 53.47 | 49.85 | 56.46 | 53.57 | 51.61 | 86.57 | 250 | 104.49 | 86.57 | 250 | 106.62 | 50.88 | 53.47 | 49.85
8423 | 39.35 | 26.13 | 28.21 | 39.9 | 44.86 | 37.33 | 39.9 | 44.86 | 38.75 | 39.9 | 44.86 | 38.75 | 40.6 | 47.41 | 38.75 | 40.6 | 47.41 | 38.75 | 39.9 | 44.86 | 37.33 | 39.9 | 44.86 | 37.33 | 40.6 | 47.41 | 38.75 | 55.14 | 99.87 | 101.02 | 55.14 | 99.87 | 99 | 39.35 | 26.13 | 28.21 | 50.48 | 53.07 | 49.46 | 50.48 | 53.07 | 49.46 | 50.48 | 53.07 | 49.46 | 50.48 | 53.07 | 49.46 | 56.06 | 53.18 | 51.61 | 56.06 | 53.18 | 51.61 | 50.48 | 53.07 | 49.46 | 50.48 | 53.07 | 49.46 | 56.06 | 53.18 | 51.61 | 80.02 | 116.39 | 104.49 | 81.66 | 118.76 | 106.62 | 50.48 | 53.07 | 49.46
8424 | 18.29 | 26.12 | 27.65 | 18.29 | 26.13 | 37.31 | 18.29 | 26.13 | 37.31 | 18.29 | 26.13 | 37.31 | 40.59 | 47.39 | 38.74 | 40.59 | 47.39 | 38.74 | 39.88 | 40.68 | 37.31 | 39.88 | 44.84 | 37.31 | 40.59 | 47.39 | 38.74 | 54.64 | 79.9 | 86.75 | 54.64 | 80.36 | 85.01 | 18.29 | 26.12 | 27.65 | 36.14 | 51.19 | 46.37 | 36.14 | 51.19 | 46.37 | 36.14 | 51.19 | 46.37 | 36.14 | 51.19 | 46.37 | 56.05 | 53.16 | 49.54 | 56.05 | 53.16 | 49.54 | 50.47 | 51.61 | 46.37 | 50.47 | 51.61 | 49.44 | 56.05 | 53.16 | 49.54 | 80.02 | 110.88 | 103.52 | 80.02 | 113.14 | 105.63 | 36.14 | 51.19 | 46.37
8425 | 17.92 | 10.34 | 0 | 17.92 | 10.34 | 18.88 | 17.92 | 10.34 | 37.17 | 17.92 | 10.34 | 37.17 | 40.44 | 47.25 | 38.59 | 40.44 | 47.25 | 38.59 | 39.73 | 24.16 | 18.88 | 39.73 | 44.7 | 37.17 | 40.44 | 47.25 | 38.59 | 51.88 | 79.55 | 81.65 | 51.88 | 80.36 | 80.28 | 17.92 | 10.34 | 0 | 10.33 | 48.43 | 46.17 | 10.33 | 48.43 | 46.17 | 10.33 | 48.43 | 46.17 | 10.33 | 48.43 | 46.17 | 55.9 | 53.02 | 49.34 | 55.9 | 53.02 | 49.34 | 50.32 | 51.61 | 46.17 | 50.32 | 52.91 | 49.3 | 55.9 | 53.02 | 49.34 | 78.31 | 110.68 | 104.49 | 78.31 | 112.94 | 106.7 | 10.33 | 48.43 | 46.17
8426 | 10.33 | 10.33 | 0 | 10.33 | 10.33 | 35.16 | 10.33 | 10.33 | 35.24 | 10.33 | 10.33 | 35.24 | 40.27 | 47.07 | 38.42 | 40.27 | 47.07 | 38.42 | 39.56 | 24.16 | 35.16 | 39.56 | 44.53 | 36.99 | 40.27 | 47.07 | 38.42 | 46.83 | 77.5 | 80.28 | 46.83 | 79.08 | 81.91 | 10.33 | 10.33 | 0 | 10.33 | 48.43 | 45.28 | 10.33 | 48.43 | 45.28 | 10.33 | 48.43 | 45.28 | 10.33 | 48.43 | 46.17 | 55.73 | 52.84 | 49.13 | 55.73 | 52.84 | 49.13 | 50.15 | 51.61 | 45.28 | 50.15 | 52.74 | 49.13 | 55.73 | 52.84 | 49.13 | 75.29 | 94.61 | 103.5 | 75.29 | 112.94 | 106.7 | 10.33 | 48.43 | 45.28
8427 | 10.33 | 10.33 | 0 | 10.33 | 10.33 | 35.12 | 10.33 | 10.33 | 35.12 | 10.33 | 10.33 | 35.12 | 40.19 | 47 | 36.92 | 40.19 | 47 | 36.92 | 39.48 | 40.25 | 35.12 | 39.48 | 44.45 | 36.92 | 40.19 | 47 | 36.92 | 46.83 | 77.5 | 53.23 | 46.83 | 79.08 | 80.28 | 10.33 | 10.33 | 0 | 10.33 | 48.43 | 44.78 | 10.33 | 48.43 | 44.78 | 10.33 | 48.43 | 44.78 | 10.33 | 48.43 | 46.17 | 55.65 | 52.77 | 49.05 | 55.65 | 52.77 | 49.05 | 50.07 | 51.61 | 44.78 | 50.07 | 52.66 | 49.05 | 55.65 | 52.77 | 49.05 | 75.29 | 94.48 | 49.78 | 75.29 | 112.94 | 106.7 | 10.33 | 48.43 | 44.78
8428 | 10.33 | 10.33 | 0 | 10.33 | 10.33 | 0 | 10.33 | 10.33 | 35.12 | 10.33 | 10.33 | 35.12 | 40.31 | 47.12 | 37.04 | 40.31 | 47.12 | 37.04 | 39.61 | 40.4 | 0 | 39.61 | 44.57 | 37.04 | 40.31 | 47.12 | 37.04 | 46.83 | 77.5 | 53.23 | 46.83 | 79.9 | 80.28 | 10.33 | 10.33 | 0 | 10.33 | 48.43 | 27.37 | 10.33 | 48.43 | 27.37 | 10.33 | 48.43 | 27.37 | 10.33 | 48.43 | 46.17 | 55.78 | 52.89 | 49.17 | 55.78 | 52.89 | 49.17 | 50.2 | 51.61 | 27.37 | 50.2 | 52.79 | 49.17 | 55.78 | 52.89 | 49.17 | 75.29 | 94.48 | 49.78 | 75.29 | 112.94 | 105.63 | 10.33 | 48.43 | 27.37
8429 | 18.29 | 26.12 | 10.33 | 18.29 | 26.12 | 10.33 | 18.29 | 26.12 | 35.12 | 18.29 | 26.12 | 35.12 | 40.83 | 47.64 | 37.56 | 40.83 | 47.64 | 37.56 | 40.13 | 44.92 | 10.33 | 40.13 | 45.09 | 37.56 | 40.83 | 47.64 | 37.56 | 49.71 | 78.75 | 53.23 | 50.22 | 80.36 | 83.06 | 18.29 | 26.12 | 10.33 | 36.14 | 50.17 | 46.17 | 36.14 | 50.17 | 46.17 | 36.14 | 50.17 | 46.17 | 36.14 | 50.17 | 46.17 | 56.3 | 53.41 | 49.69 | 56.3 | 53.41 | 49.69 | 50.72 | 51.61 | 46.17 | 50.72 | 53.31 | 49.69 | 56.3 | 53.41 | 49.69 | 79.9 | 110 | 50.19 | 79.9 | 113.15 | 107.79 | 36.14 | 50.17 | 46.17
8430 | 40.71 | 29 | 28.21 | 40.71 | 45.68 | 38.15 | 40.71 | 45.68 | 38.15 | 40.71 | 45.68 | 38.15 | 41.42 | 48.23 | 38.15 | 41.42 | 48.23 | 38.15 | 40.71 | 45.68 | 38.15 | 40.71 | 45.68 | 38.15 | 41.42 | 48.23 | 38.15 | 56.21 | 82.26 | 80.28 | 57.35 | 83.94 | 87.93 | 40.71 | 29 | 28.21 | 51.3 | 53.82 | 50.28 | 51.3 | 53.89 | 50.28 | 51.3 | 53.89 | 50.28 | 51.3 | 95.67 | 50.28 | 56.88 | 54 | 50.28 | 56.88 | 54 | 50.28 | 51.3 | 53.89 | 50.28 | 51.3 | 53.89 | 50.28 | 56.88 | 54 | 50.28 | 85 | 111.15 | 50.79 | 86.73 | 116.64 | 111.11 | 51.3 | 53.82 | 50.28
8431 | 43.24 | 48.21 | 36.74 | 43.24 | 48.21 | 40.68 | 43.95 | 48.21 | 40.68 | 43.95 | 75.65 | 40.68 | 43.95 | 50.76 | 40.68 | 43.95 | 50.76 | 40.68 | 43.24 | 48.21 | 40.68 | 43.24 | 48.21 | 40.68 | 43.95 | 50.76 | 40.68 | 73.84 | 108.59 | 80.28 | 75.33 | 110.81 | 115.7 | 43.24 | 48.21 | 36.74 | 53.83 | 56.42 | 51.3 | 53.83 | 56.42 | 52.81 | 53.83 | 56.42 | 52.81 | 53.83 | 106.7 | 52.81 | 59.41 | 56.53 | 52.81 | 59.41 | 56.53 | 52.81 | 53.83 | 56.42 | 52.81 | 53.83 | 56.42 | 52.81 | 59.41 | 56.53 | 52.81 | 110.47 | 111.15 | 53.34 | 112.72 | 155.52 | 142.28 | 53.83 | 56.42 | 51.3
8432 | 43.27 | 48.23 | 36.74 | 43.27 | 48.23 | 40.7 | 43.97 | 48.23 | 40.7 | 43.97 | 75.65 | 40.7 | 43.97 | 50.78 | 40.7 | 43.97 | 50.78 | 40.7 | 43.27 | 48.23 | 40.7 | 43.27 | 48.23 | 40.7 | 43.97 | 50.78 | 40.7 | 73.84 | 108.59 | 80.28 | 75.33 | 110.81 | 115.7 | 43.27 | 48.23 | 36.74 | 53.85 | 56.44 | 51.3 | 53.85 | 56.44 | 52.83 | 59.43 | 56.44 | 52.83 | 59.43 | 113.4 | 52.83 | 59.43 | 56.55 | 52.83 | 59.43 | 56.55 | 52.83 | 53.85 | 56.44 | 52.83 | 53.85 | 56.44 | 52.83 | 59.43 | 56.55 | 52.83 | 110.48 | 111.15 | 53.36 | 112.73 | 155.52 | 142.28 | 53.85 | 56.44 | 51.3
8433 | 42.89 | 47.86 | 39.02 | 42.89 | 47.86 | 40.32 | 43.6 | 47.86 | 40.32 | 43.6 | 75.65 | 40.32 | 43.6 | 50.41 | 40.32 | 43.6 | 50.41 | 40.32 | 42.89 | 47.86 | 40.32 | 42.89 | 47.86 | 40.32 | 43.6 | 50.41 | 40.32 | 73.84 | 108.58 | 68.23 | 75.33 | 110.8 | 115.7 | 42.89 | 47.86 | 39.02 | 53.48 | 56.07 | 51.3 | 53.48 | 56.07 | 52.46 | 59.06 | 56.07 | 52.46 | 59.06 | 106.7 | 52.46 | 59.06 | 56.18 | 52.46 | 59.06 | 56.18 | 52.46 | 53.48 | 56.07 | 52.46 | 53.48 | 56.07 | 52.46 | 59.06 | 56.18 | 52.46 | 110.47 | 110 | 52.99 | 112.72 | 145.46 | 139.45 | 53.48 | 56.07 | 51.3
8434 | 42.51 | 47.47 | 39.02 | 42.51 | 47.47 | 39.94 | 43.21 | 50.02 | 79.47 | 43.21 | 73.48 | 79.47 | 43.21 | 50.02 | 39.94 | 43.21 | 50.02 | 39.94 | 42.51 | 47.47 | 39.94 | 42.51 | 47.47 | 39.94 | 43.21 | 50.02 | 39.94 | 73.84 | 108.58 | 80.28 | 75.33 | 110.8 | 115.7 | 42.51 | 47.47 | 39.02 | 53.09 | 55.68 | 51.3 | 53.09 | 55.68 | 52.07 | 58.67 | 55.79 | 52.07 | 58.67 | 108.63 | 52.07 | 58.67 | 55.79 | 52.07 | 58.67 | 55.79 | 52.07 | 53.09 | 55.68 | 52.07 | 53.09 | 55.68 | 52.07 | 58.67 | 55.79 | 52.07 | 110.47 | 95.67 | 52.6 | 112.72 | 120.03 | 107.79 | 53.09 | 55.68 | 51.3
8435 | 42.51 | 47.48 | 39.02 | 42.51 | 47.48 | 39.94 | 43.22 | 50.02 | 39.94 | 43.22 | 69.87 | 39.94 | 43.22 | 50.02 | 39.94 | 43.22 | 50.02 | 39.94 | 42.51 | 47.48 | 39.94 | 42.51 | 47.48 | 39.94 | 43.22 | 50.02 | 39.94 | 73.84 | 102.88 | 40.34 | 75.33 | 104.98 | 84.18 | 42.51 | 47.48 | 39.02 | 53.1 | 55.69 | 51.3 | 53.1 | 55.69 | 52.07 | 58.68 | 55.69 | 52.07 | 58.68 | 112.94 | 52.07 | 58.68 | 55.79 | 52.07 | 58.68 | 55.79 | 52.07 | 53.1 | 55.69 | 52.07 | 53.1 | 55.69 | 52.07 | 58.68 | 55.79 | 52.07 | 108.26 | 85.6 | 52.6 | 110.46 | 116.64 | 105.2 | 53.1 | 55.69 | 51.3
8436 | 41.85 | 46.82 | 36.74 | 41.85 | 46.82 | 39.28 | 42.56 | 49.37 | 39.28 | 42.56 | 69.87 | 39.28 | 42.56 | 49.37 | 39.28 | 42.56 | 49.37 | 39.28 | 41.85 | 46.82 | 39.28 | 41.85 | 46.82 | 39.28 | 42.56 | 49.37 | 39.28 | 69.19 | 95.52 | 39.68 | 70.6 | 97.49 | 84.18 | 41.85 | 46.82 | 36.74 | 52.44 | 55.03 | 51.3 | 52.44 | 55.03 | 51.42 | 58.02 | 55.03 | 51.42 | 58.02 | 112.94 | 51.42 | 58.02 | 55.14 | 51.42 | 58.02 | 55.14 | 51.42 | 52.44 | 55.03 | 51.42 | 52.44 | 55.03 | 51.42 | 58.02 | 55.14 | 51.42 | 103.95 | 100.7 | 51.94 | 106.06 | 116.64 | 107.79 | 52.44 | 55.03 | 51.3
8437 | 41.84 | 46.81 | 39.27 | 41.84 | 46.81 | 39.27 | 42.55 | 46.81 | 39.27 | 42.55 | 75.65 | 39.27 | 42.55 | 49.35 | 39.27 | 42.55 | 49.35 | 39.27 | 41.84 | 46.81 | 39.27 | 41.84 | 46.81 | 39.27 | 42.55 | 49.35 | 39.27 | 57.65 | 91.36 | 39.67 | 58.82 | 93.24 | 84.18 | 41.84 | 46.81 | 39.27 | 52.43 | 55.02 | 51.41 | 52.43 | 55.02 | 51.41 | 58.01 | 55.02 | 51.41 | 58.01 | 112.94 | 51.41 | 58.01 | 55.12 | 51.41 | 58.01 | 55.12 | 51.41 | 52.43 | 55.02 | 51.41 | 52.43 | 55.02 | 51.41 | 58.01 | 55.12 | 51.41 | 102.46 | 100.7 | 51.92 | 104.54 | 116.64 | 107.79 | 52.43 | 55.02 | 51.41
8438 | 42.11 | 47.08 | 39.54 | 42.11 | 47.08 | 39.54 | 42.82 | 47.08 | 39.54 | 42.82 | 75.65 | 39.54 | 42.82 | 49.63 | 39.54 | 42.82 | 49.63 | 39.54 | 42.11 | 47.08 | 39.54 | 42.11 | 47.08 | 39.54 | 42.82 | 49.63 | 39.54 | 61.36 | 96.54 | 39.94 | 62.6 | 98.53 | 84.18 | 42.11 | 47.08 | 39.54 | 52.7 | 55.29 | 51.68 | 52.7 | 55.29 | 51.68 | 58.28 | 55.29 | 51.68 | 58.28 | 113.14 | 61.6 | 58.28 | 55.39 | 51.68 | 58.28 | 55.39 | 51.68 | 52.7 | 55.29 | 51.68 | 52.7 | 55.29 | 51.68 | 58.28 | 55.39 | 51.68 | 103.95 | 95.67 | 52.2 | 106.06 | 116.64 | 111.11 | 52.7 | 55.29 | 51.68
8439 | 42.62 | 47.59 | 40.06 | 42.62 | 47.59 | 40.06 | 43.33 | 50.14 | 40.06 | 56.9 | 75.65 | 79.5 | 43.33 | 50.14 | 40.06 | 43.33 | 50.14 | 40.06 | 42.62 | 47.59 | 40.06 | 42.62 | 47.59 | 40.06 | 43.33 | 50.14 | 40.06 | 73.84 | 102.88 | 40.46 | 75.33 | 105 | 105.41 | 43.33 | 47.59 | 40.06 | 53.21 | 55.8 | 52.19 | 53.21 | 55.8 | 52.19 | 58.79 | 55.8 | 52.19 | 58.79 | 113.4 | 61.6 | 58.79 | 55.91 | 52.19 | 58.79 | 55.91 | 52.19 | 53.21 | 55.8 | 52.19 | 53.21 | 55.8 | 52.19 | 58.79 | 55.91 | 52.19 | 110.46 | 95.67 | 51.67 | 112.7 | 122.77 | 111.11 | 58.79 | 55.8 | 52.19
8440 | 44.07 | 49.04 | 41.5 | 44.07 | 49.04 | 41.5 | 44.78 | 51.59 | 47.14 | 56.9 | 75.65 | 79.5 | 44.78 | 51.59 | 41.5 | 44.78 | 51.59 | 41.5 | 44.07 | 49.04 | 41.5 | 44.07 | 49.04 | 41.5 | 44.78 | 51.59 | 41.5 | 73.84 | 107.47 | 46.67 | 75.33 | 109.69 | 112.24 | 44.78 | 49.04 | 41.5 | 54.66 | 57.25 | 53.64 | 54.66 | 57.25 | 53.64 | 60.24 | 57.35 | 53.64 | 60.24 | 113.4 | 61.6 | 60.24 | 57.35 | 53.64 | 60.24 | 57.35 | 53.64 | 54.66 | 57.25 | 53.64 | 54.66 | 57.25 | 53.64 | 60.24 | 57.35 | 53.64 | 110.47 | 83.16 | 53.1 | 112.72 | 150.59 | 113.4 | 60.24 | 57.25 | 53.64
8441 | 44.93 | 49.9 | 42.37 | 44.93 | 49.9 | 42.37 | 45.64 | 52.45 | 79.47 | 56.9 | 75.65 | 79.47 | 45.64 | 52.45 | 42.37 | 45.64 | 52.45 | 42.37 | 44.93 | 49.9 | 42.37 | 44.93 | 49.9 | 42.37 | 45.64 | 52.45 | 42.37 | 72.37 | 73.85 | 41.94 | 73.84 | 108.59 | 80.28 | 45.64 | 49.9 | 70.53 | 55.52 | 58.11 | 54.5 | 55.52 | 58.11 | 54.5 | 61.1 | 58.22 | 54.5 | 61.1 | 113.4 | 61.6 | 61.1 | 58.22 | 54.5 | 61.1 | 58.22 | 54.5 | 55.52 | 58.11 | 54.5 | 55.52 | 58.11 | 54.5 | 61.1 | 58.22 | 54.5 | 126.54 | 58.81 | 53.95 | 130.45 | 129.88 | 104.49 | 61.1 | 58.22 | 54.5
8442 | 43.81 | 48.78 | 41.24 | 43.81 | 48.78 | 41.24 | 44.52 | 51.33 | 79.47 | 44.52 | 75.65 | 79.47 | 44.52 | 51.33 | 41.24 | 44.52 | 51.33 | 41.24 | 43.81 | 48.78 | 41.24 | 43.81 | 48.78 | 41.24 | 44.52 | 51.33 | 41.24 | 72.36 | 69.48 | 40.83 | 73.84 | 95.67 | 80.28 | 44.52 | 48.78 | 70.53 | 54.4 | 56.99 | 53.38 | 54.4 | 56.99 | 53.38 | 59.98 | 57.1 | 53.38 | 59.98 | 113.4 | 53.38 | 59.98 | 57.1 | 53.38 | 59.98 | 57.1 | 53.38 | 54.4 | 56.99 | 53.38 | 54.4 | 56.99 | 53.38 | 59.98 | 57.1 | 53.38 | 110 | 57.67 | 49.78 | 120.49 | 115.39 | 53.92 | 59.98 | 57.1 | 53.38
8443 | 41.8 | 46.76 | 39.23 | 41.8 | 46.76 | 39.23 | 42.5 | 49.31 | 39.23 | 42.5 | 69.23 | 39.23 | 42.5 | 49.31 | 39.23 | 42.5 | 49.31 | 39.23 | 41.8 | 46.76 | 39.23 | 41.8 | 46.76 | 39.23 | 42.5 | 49.31 | 39.23 | 63.11 | 69.48 | 38.83 | 64.39 | 70.9 | 39.62 | 42.5 | 46.76 | 39.23 | 52.38 | 54.97 | 51.36 | 52.38 | 54.97 | 51.36 | 57.96 | 55.08 | 51.36 | 57.96 | 86.22 | 51.36 | 57.96 | 55.08 | 51.36 | 57.96 | 55.08 | 51.36 | 52.38 | 54.97 | 51.36 | 52.38 | 54.97 | 51.36 | 57.96 | 55.08 | 51.36 | 88.67 | 55.64 | 49.78 | 90.48 | 87.09 | 51.88 | 57.96 | 54.97 | 51.36
8444 | 41.07 | 46.03 | 38.5 | 41.07 | 46.03 | 38.5 | 41.77 | 48.58 | 38.5 | 41.77 | 48.58 | 38.5 | 41.77 | 48.58 | 38.5 | 41.77 | 48.58 | 38.5 | 41.07 | 46.03 | 38.5 | 41.07 | 46.03 | 38.5 | 41.77 | 48.58 | 38.5 | 55.14 | 50.07 | 38.11 | 56.26 | 49.07 | 38.89 | 41.07 | 46.03 | 38.5 | 51.66 | 54.25 | 50.63 | 51.66 | 54.25 | 50.63 | 51.66 | 54.25 | 50.63 | 51.66 | 54.25 | 50.63 | 57.24 | 54.35 | 50.63 | 57.24 | 54.35 | 50.63 | 51.66 | 54.25 | 50.63 | 51.66 | 54.25 | 50.63 | 57.24 | 54.35 | 50.63 | 73.79 | 53.81 | 49.11 | 75.29 | 54.79 | 50.13 | 51.66 | 54.25 | 50.63
8445 | 40.78 | 45.74 | 28.21 | 40.78 | 45.74 | 38.21 | 40.78 | 45.74 | 38.21 | 40.78 | 45.75 | 38.21 | 41.49 | 48.29 | 38.21 | 41.49 | 48.29 | 38.21 | 40.78 | 45.74 | 38.21 | 40.78 | 45.74 | 38.21 | 41.49 | 48.29 | 38.21 | 51.88 | 48.29 | 37.82 | 50.84 | 47.32 | 38.6 | 40.78 | 45.74 | 28.21 | 51.37 | 53.96 | 50.34 | 51.37 | 53.96 | 50.34 | 51.37 | 53.96 | 50.34 | 51.37 | 53.96 | 50.34 | 56.95 | 54.06 | 50.34 | 56.95 | 54.06 | 50.34 | 51.37 | 53.96 | 50.34 | 51.37 | 53.96 | 50.34 | 56.95 | 54.06 | 50.34 | 67.27 | 53.42 | 48.84 | 65.92 | 54.5 | 49.84 | 51.37 | 53.96 | 50.34
8446 | 18.29 | 26.12 | 10.33 | 40.39 | 45.35 | 37.82 | 40.39 | 45.35 | 37.82 | 40.39 | 45.35 | 37.82 | 41.09 | 47.89 | 37.82 | 41.09 | 47.89 | 37.82 | 40.39 | 45.35 | 37.82 | 40.39 | 45.35 | 37.82 | 41.09 | 47.89 | 37.82 | 45.61 | 46.75 | 35.75 | 44.7 | 45.81 | 37.44 | 18.29 | 26.12 | 10.33 | 50.97 | 53.49 | 46.77 | 50.97 | 53.49 | 46.77 | 50.97 | 53.49 | 46.77 | 50.97 | 53.49 | 46.77 | 56.55 | 53.67 | 49.95 | 56.55 | 53.67 | 49.95 | 50.97 | 53.56 | 49.95 | 50.97 | 53.56 | 49.95 | 56.55 | 53.67 | 49.95 | 63.29 | 52.95 | 46.21 | 62.03 | 54.03 | 46.31 | 50.97 | 53.49 | 46.77
8447 | 18.29 | 10.33 | 0 | 39.97 | 44.94 | 35.85 | 39.97 | 44.94 | 35.85 | 39.97 | 44.94 | 35.85 | 40.68 | 47.47 | 37.41 | 40.68 | 47.47 | 37.41 | 39.97 | 44.94 | 37.41 | 39.97 | 44.94 | 37.41 | 40.68 | 47.47 | 37.41 | 47.04 | 45.55 | 35.49 | 40.38 | 45.39 | 35.49 | 18.29 | 10.33 | 0 | 36.14 | 48.43 | 44.78 | 36.14 | 48.43 | 46.17 | 36.14 | 48.43 | 46.17 | 36.14 | 48.43 | 46.17 | 56.14 | 53.26 | 49.54 | 56.14 | 53.26 | 49.54 | 50.56 | 53.15 | 49.54 | 50.56 | 53.15 | 49.54 | 56.14 | 53.26 | 49.54 | 63.29 | 48.92 | 44.8 | 47 | 48.92 | 45.7 | 36.14 | 48.43 | 44.78
8448 | 18.29 | 10.33 | 0 | 38.99 | 40.76 | 34.77 | 38.99 | 40.76 | 34.77 | 38.99 | 40.76 | 34.77 | 40.59 | 47.25 | 37.32 | 40.59 | 47.25 | 37.32 | 39.89 | 44.85 | 37.32 | 39.89 | 44.85 | 37.32 | 40.59 | 47.25 | 37.32 | 40.19 | 42.02 | 34.42 | 39.38 | 41.18 | 34.42 | 18.29 | 10.33 | 0 | 32.95 | 48.43 | 44.78 | 32.95 | 48.43 | 45.69 | 32.95 | 48.43 | 45.69 | 32.95 | 48.43 | 45.69 | 56.05 | 53.17 | 48.87 | 56.05 | 53.17 | 48.87 | 50.47 | 53.06 | 48.87 | 50.47 | 53.06 | 48.87 | 56.05 | 53.17 | 48.87 | 56.3 | 47.18 | 44.8 | 33.28 | 47.95 | 45.23 | 32.95 | 48.43 | 44.78
8449 | 17.92 | 10.33 | 0 | 37.15 | 40.76 | 34.77 | 37.15 | 40.76 | 34.77 | 37.15 | 40.76 | 34.77 | 40.34 | 47 | 37.07 | 40.34 | 47 | 37.07 | 39.63 | 44.6 | 37.07 | 39.63 | 44.6 | 37.07 | 40.34 | 47 | 37.07 | 39.94 | 42.02 | 34.42 | 37.52 | 41.18 | 34.42 | 17.92 | 10.33 | 0 | 28.09 | 48.14 | 32.95 | 28.09 | 48.14 | 45.62 | 28.09 | 48.14 | 45.62 | 28.09 | 48.14 | 45.62 | 55.8 | 52.92 | 48.8 | 55.8 | 52.92 | 48.8 | 50.22 | 52.81 | 48.8 | 50.22 | 52.81 | 48.8 | 55.8 | 52.92 | 48.8 | 56.3 | 47.66 | 44.8 | 28.37 | 47.66 | 45.17 | 28.09 | 48.14 | 32.95
8450 | 17.92 | 10.33 | 0 | 37.14 | 40.76 | 34.77 | 37.14 | 40.76 | 34.77 | 37.14 | 40.76 | 34.77 | 40.07 | 46.72 | 36.79 | 40.07 | 46.72 | 36.79 | 39.36 | 44.33 | 34.96 | 39.36 | 44.33 | 36.79 | 40.07 | 46.72 | 36.79 | 39.67 | 42.01 | 34.42 | 37.52 | 41.17 | 34.42 | 17.92 | 10.33 | 0 | 28.09 | 48.14 | 32.95 | 28.09 | 48.14 | 45.69 | 28.09 | 48.14 | 45.69 | 28.09 | 48.14 | 45.69 | 55.53 | 52.65 | 48.73 | 55.53 | 52.65 | 48.73 | 49.95 | 51.32 | 47.07 | 49.95 | 51.32 | 48.73 | 55.53 | 52.65 | 48.73 | 56.09 | 47.66 | 44.8 | 47 | 48.62 | 45.23 | 28.09 | 48.14 | 32.95
8451 | 18.29 | 10.33 | 0 | 31.55 | 24.2 | 0 | 31.55 | 24.2 | 34.77 | 31.55 | 24.2 | 34.77 | 39.98 | 46.63 | 36.7 | 39.98 | 46.63 | 36.7 | 39.27 | 44.24 | 36.7 | 39.27 | 44.24 | 36.7 | 39.98 | 46.63 | 36.7 | 39.58 | 41.43 | 34.42 | 31.87 | 24.45 | 34.42 | 18.29 | 10.33 | 0 | 29 | 47.66 | 45.62 | 29 | 47.66 | 45.62 | 29 | 47.66 | 45.62 | 29 | 47.66 | 45.62 | 55.44 | 52.55 | 48.8 | 55.44 | 52.55 | 48.8 | 49.86 | 52.45 | 48.8 | 49.86 | 52.45 | 48.8 | 55.44 | 52.55 | 48.8 | 56 | 47.18 | 44.8 | 47 | 48.14 | 45.17 | 29 | 47.66 | 44.33
8452 | 37.14 | 26.12 | 10.33 | 37.14 | 26.12 | 10.33 | 37.14 | 26.12 | 34.77 | 37.14 | 26.12 | 34.77 | 40.25 | 46.91 | 36.98 | 40.25 | 46.91 | 36.98 | 39.55 | 44.51 | 36.98 | 39.55 | 44.51 | 36.98 | 40.25 | 46.91 | 36.98 | 39.85 | 41.43 | 34.42 | 39.06 | 26.39 | 34.42 | 37.14 | 26.12 | 10.33 | 36.14 | 48.43 | 45.62 | 36.14 | 48.43 | 45.62 | 36.14 | 48.43 | 45.62 | 36.14 | 48.43 | 45.62 | 55.72 | 52.83 | 48.8 | 55.72 | 52.83 | 48.8 | 50.14 | 52.73 | 48.8 | 50.14 | 52.73 | 48.8 | 55.72 | 52.83 | 48.8 | 55.72 | 46.99 | 44.8 | 54.6 | 47.95 | 45.17 | 36.14 | 48.43 | 45.62
8453 | 40.14 | 41.01 | 28.21 | 40.14 | 41.02 | 28.21 | 40.14 | 41.02 | 35.12 | 40.14 | 41.02 | 35.12 | 40.85 | 47.5 | 37.57 | 40.85 | 47.5 | 37.57 | 40.14 | 45.1 | 37.57 | 40.14 | 45.1 | 37.57 | 40.85 | 47.5 | 37.57 | 40.97 | 41.43 | 34.42 | 40.54 | 41.43 | 34.77 | 40.14 | 41.01 | 28.21 | 50.73 | 48.43 | 46.17 | 50.73 | 48.43 | 46.17 | 50.73 | 48.43 | 46.17 | 50.73 | 48.43 | 46.17 | 56.31 | 53.42 | 48.8 | 56.31 | 53.42 | 48.8 | 50.73 | 53.32 | 48.8 | 50.73 | 53.32 | 48.8 | 56.31 | 53.42 | 48.8 | 55.74 | 47.66 | 44.8 | 54.63 | 48.63 | 45.7 | 50.73 | 48.43 | 46.17
8454 | 40.86 | 45.83 | 28.21 | 40.86 | 45.83 | 28.21 | 40.86 | 45.83 | 38.3 | 40.86 | 45.83 | 38.3 | 41.57 | 48.22 | 38.3 | 41.57 | 48.22 | 38.3 | 40.86 | 45.83 | 38.29 | 40.86 | 45.83 | 38.29 | 41.57 | 48.22 | 38.3 | 41.99 | 45.37 | 34.42 | 42.43 | 46.29 | 38.68 | 40.86 | 45.83 | 28.21 | 51.45 | 53.82 | 50.43 | 51.45 | 53.82 | 50.43 | 51.45 | 53.82 | 50.43 | 51.45 | 53.82 | 50.43 | 57.03 | 54.15 | 50.43 | 57.03 | 54.15 | 50.43 | 51.45 | 54.04 | 50.43 | 51.45 | 54.04 | 50.43 | 57.03 | 54.15 | 50.43 | 57.61 | 47.66 | 44.8 | 58.78 | 54.36 | 49.92 | 51.45 | 53.82 | 50.43
8455 | 42.08 | 47.04 | 39.02 | 42.08 | 47.04 | 39.02 | 42.78 | 47.04 | 39.51 | 42.78 | 47.04 | 39.51 | 42.78 | 49.49 | 39.51 | 42.78 | 49.49 | 39.51 | 42.08 | 47.04 | 39.51 | 42.08 | 47.04 | 39.51 | 42.78 | 49.49 | 39.51 | 47.34 | 46.57 | 34.42 | 55.14 | 47.52 | 39.91 | 42.08 | 47.04 | 39.02 | 52.66 | 55.25 | 51.3 | 52.66 | 55.25 | 51.3 | 52.66 | 55.25 | 51.3 | 52.66 | 55.25 | 51.3 | 58.24 | 55.36 | 51.64 | 58.24 | 55.36 | 51.64 | 52.66 | 55.25 | 51.64 | 52.66 | 55.25 | 51.64 | 58.24 | 55.36 | 51.64 | 61.9 | 47.66 | 45.26 | 85 | 55.81 | 51.81 | 52.66 | 55.25 | 51.3
8456 | 43.13 | 48.1 | 39.02 | 43.13 | 48.1 | 39.02 | 43.84 | 48.1 | 40.57 | 43.84 | 48.1 | 40.57 | 43.84 | 50.55 | 40.57 | 43.84 | 50.55 | 40.57 | 43.13 | 48.1 | 40.57 | 43.13 | 48.1 | 40.57 | 43.84 | 50.55 | 40.57 | 48.83 | 47.19 | 34.42 | 49.83 | 48.59 | 40.98 | 43.13 | 48.1 | 39.02 | 53.72 | 56.31 | 51.3 | 53.72 | 56.31 | 51.3 | 53.72 | 56.31 | 51.3 | 53.72 | 56.31 | 51.3 | 59.3 | 56.42 | 51.3 | 59.3 | 56.42 | 51.3 | 53.72 | 56.31 | 51.3 | 53.72 | 56.31 | 51.3 | 59.3 | 56.42 | 51.3 | 67.27 | 47.66 | 44.8 | 68.64 | 56.88 | 50.78 | 53.72 | 56.31 | 51.3
8457 | 42.74 | 47.71 | 39.02 | 42.74 | 47.71 | 40.18 | 42.74 | 47.71 | 40.18 | 42.74 | 47.71 | 40.18 | 43.45 | 50.16 | 40.18 | 43.45 | 50.16 | 40.18 | 42.74 | 47.71 | 40.18 | 42.74 | 47.71 | 40.18 | 43.45 | 50.16 | 40.18 | 52.28 | 47.23 | 34.42 | 53.35 | 48.19 | 40.58 | 42.74 | 47.71 | 39.02 | 53.33 | 55.92 | 47.98 | 53.33 | 55.92 | 47.98 | 53.33 | 55.92 | 47.98 | 53.33 | 55.92 | 47.98 | 58.91 | 56.03 | 52.31 | 58.91 | 56.03 | 52.31 | 53.33 | 55.92 | 52.31 | 53.33 | 55.92 | 52.31 | 58.91 | 56.03 | 52.31 | 75.06 | 47.66 | 44.8 | 76.6 | 56.49 | 47.5 | 53.33 | 55.92 | 47.98
8458 | 42.51 | 47.48 | 35.94 | 42.51 | 47.48 | 36.67 | 42.51 | 47.48 | 36.67 | 42.51 | 47.48 | 36.67 | 43.22 | 49.93 | 39.95 | 43.22 | 49.93 | 39.95 | 42.51 | 47.48 | 39.95 | 42.51 | 47.48 | 39.95 | 43.22 | 49.93 | 39.95 | 43.66 | 45.77 | 34.42 | 44.55 | 47.96 | 36.3 | 42.51 | 47.48 | 35.94 | 53.1 | 53.82 | 46.17 | 53.1 | 53.82 | 46.17 | 53.1 | 53.82 | 46.17 | 53.1 | 53.82 | 46.17 | 58.68 | 55.8 | 51.88 | 58.68 | 55.8 | 51.88 | 53.1 | 55.69 | 51.88 | 53.1 | 55.69 | 51.88 | 58.68 | 55.8 | 51.88 | 70.75 | 47.66 | 36.84 | 72.2 | 54.36 | 45.7 | 53.1 | 53.82 | 46.17
8459 | 42.49 | 47.46 | 34.08 | 42.49 | 47.46 | 34.77 | 42.49 | 47.46 | 34.77 | 42.49 | 47.46 | 34.77 | 43.2 | 49.91 | 39.93 | 43.2 | 49.91 | 39.93 | 42.49 | 47.46 | 39.93 | 42.49 | 47.46 | 39.93 | 43.2 | 49.91 | 39.93 | 43.2 | 44.19 | 34.42 | 42.92 | 47.94 | 35.12 | 42.49 | 47.46 | 34.08 | 53.08 | 48.92 | 46.17 | 53.08 | 48.92 | 46.17 | 53.08 | 48.92 | 46.17 | 53.08 | 48.92 | 46.17 | 58.66 | 55.78 | 52.06 | 58.66 | 55.78 | 52.06 | 53.08 | 55.67 | 52.06 | 53.08 | 55.67 | 52.06 | 58.66 | 55.78 | 52.06 | 59.26 | 47.66 | 36.84 | 60.47 | 49.42 | 45.7 | 53.08 | 48.92 | 46.17
8460 | 42.23 | 43.24 | 28.21 | 42.23 | 43.24 | 34.07 | 42.23 | 43.24 | 34.07 | 42.23 | 43.24 | 34.07 | 42.94 | 49.65 | 39.66 | 42.94 | 49.65 | 39.66 | 42.23 | 47.19 | 39.66 | 42.23 | 47.19 | 39.66 | 42.94 | 49.65 | 39.66 | 42.94 | 42.81 | 33.73 | 43.81 | 43.68 | 34.42 | 42.23 | 43.24 | 28.21 | 52.82 | 48.43 | 46.17 | 52.82 | 48.43 | 46.17 | 52.82 | 48.43 | 46.17 | 52.82 | 48.43 | 46.17 | 58.4 | 55.51 | 51.79 | 58.4 | 55.51 | 51.79 | 52.82 | 55.41 | 51.79 | 52.82 | 55.41 | 51.79 | 58.4 | 55.51 | 51.79 | 58.78 | 46.23 | 36.84 | 59.98 | 48.92 | 45.7 | 52.82 | 48.43 | 46.17
8461 | 42.08 | 47.04 | 28.21 | 42.08 | 47.04 | 34.77 | 42.08 | 47.04 | 34.77 | 42.08 | 47.04 | 34.77 | 42.78 | 49.5 | 39.51 | 42.78 | 49.5 | 39.51 | 42.08 | 47.04 | 39.51 | 42.08 | 47.04 | 39.51 | 42.78 | 49.5 | 39.51 | 43.22 | 44.4 | 29.26 | 44.1 | 47.52 | 34.42 | 42.08 | 47.04 | 28.21 | 52.67 | 49.42 | 46.17 | 52.67 | 49.42 | 46.17 | 52.67 | 49.42 | 46.17 | 52.67 | 49.42 | 46.17 | 58.25 | 55.36 | 49.34 | 58.25 | 55.36 | 49.34 | 52.67 | 55.25 | 49.34 | 52.67 | 55.25 | 49.34 | 58.25 | 55.36 | 49.34 | 58.83 | 46.23 | 36.84 | 60.03 | 49.92 | 45.7 | 52.67 | 49.42 | 46.17
8462 | 42.33 | 47.3 | 28.21 | 42.33 | 47.3 | 36.59 | 42.33 | 47.3 | 36.59 | 42.33 | 47.3 | 36.59 | 43.04 | 49.75 | 39.76 | 43.04 | 49.75 | 39.76 | 42.33 | 47.3 | 39.76 | 42.33 | 47.3 | 39.76 | 43.04 | 49.75 | 39.76 | 43.04 | 42.81 | 29.26 | 43.92 | 47.78 | 36.22 | 42.33 | 47.3 | 28.21 | 52.92 | 51.19 | 46.17 | 52.92 | 51.19 | 46.17 | 52.92 | 51.19 | 46.17 | 52.92 | 51.19 | 46.17 | 58.5 | 55.62 | 50.75 | 58.5 | 55.62 | 50.75 | 52.92 | 55.51 | 50.75 | 52.92 | 55.51 | 50.75 | 58.5 | 55.62 | 50.75 | 58.16 | 46.23 | 36.84 | 59.35 | 51.71 | 45.7 | 52.92 | 51.19 | 46.17
8463 | 42.61 | 47.58 | 33.06 | 42.61 | 47.58 | 39.02 | 43.32 | 47.58 | 39.02 | 43.32 | 47.58 | 39.02 | 43.32 | 50.03 | 40.04 | 43.32 | 50.03 | 40.04 | 42.61 | 47.58 | 40.04 | 42.61 | 47.58 | 40.04 | 43.32 | 50.03 | 40.04 | 43.75 | 44.4 | 29.26 | 44.65 | 48.06 | 38.63 | 42.61 | 47.58 | 33.06 | 53.2 | 53.82 | 47.57 | 53.2 | 53.82 | 47.57 | 53.2 | 53.82 | 47.57 | 53.2 | 53.82 | 47.57 | 58.78 | 55.89 | 50.75 | 58.78 | 55.89 | 50.75 | 53.2 | 55.79 | 50.75 | 53.2 | 55.79 | 50.75 | 58.78 | 55.89 | 50.75 | 58.78 | 46.23 | 36.84 | 59.98 | 54.36 | 47.1 | 53.2 | 53.82 | 46.17
8464 | 43.81 | 48.77 | 33.06 | 43.81 | 48.77 | 39.02 | 44.51 | 48.77 | 39.02 | 44.51 | 48.77 | 39.02 | 44.51 | 51.32 | 41.24 | 44.51 | 51.32 | 41.24 | 43.81 | 48.77 | 41.24 | 43.81 | 48.77 | 41.24 | 44.51 | 51.32 | 41.24 | 44.96 | 48.29 | 34.42 | 45.88 | 49.27 | 39.41 | 43.81 | 48.77 | 33.06 | 54.4 | 53.82 | 47.57 | 54.4 | 53.82 | 47.57 | 54.4 | 53.82 | 47.57 | 54.4 | 53.82 | 47.57 | 59.98 | 57.09 | 50.75 | 59.98 | 57.09 | 50.75 | 54.4 | 56.99 | 50.75 | 54.4 | 56.99 | 50.75 | 59.98 | 57.09 | 50.75 | 63.29 | 47.66 | 44.8 | 64.58 | 54.36 | 47.1 | 54.4 | 53.82 | 46.17
8465 | 45.2 | 50.16 | 34.09 | 45.2 | 50.16 | 36.67 | 45.2 | 50.16 | 36.67 | 45.2 | 50.16 | 36.67 | 45.9 | 52.71 | 42.63 | 45.9 | 52.71 | 42.63 | 45.2 | 50.16 | 42.63 | 45.2 | 50.16 | 42.63 | 45.9 | 52.71 | 42.63 | 46.37 | 50.67 | 34.42 | 47.31 | 50.67 | 36.3 | 45.2 | 50.16 | 34.09 | 55.79 | 53.82 | 46.17 | 55.79 | 53.82 | 46.17 | 55.79 | 53.82 | 46.17 | 55.79 | 53.82 | 46.17 | 61.37 | 58.48 | 50.75 | 61.37 | 58.48 | 50.75 | 55.79 | 58.37 | 49.34 | 55.79 | 58.37 | 54.76 | 61.37 | 58.48 | 50.75 | 77.6 | 51.36 | 44.8 | 79.18 | 54.36 | 45.7 | 55.79 | 53.82 | 46.17
8466 | 43.92 | 48.88 | 33.74 | 43.92 | 48.88 | 34.77 | 43.92 | 48.88 | 34.77 | 43.92 | 48.88 | 34.77 | 44.62 | 51.43 | 41.35 | 44.62 | 51.43 | 41.35 | 43.92 | 48.88 | 41.35 | 43.92 | 48.88 | 41.35 | 44.62 | 51.43 | 41.35 | 45.07 | 50.38 | 34.42 | 44.36 | 49.38 | 35.12 | 43.92 | 48.88 | 33.74 | 54.5 | 50.17 | 46.17 | 54.5 | 50.17 | 46.17 | 54.5 | 50.17 | 46.17 | 54.5 | 50.17 | 46.17 | 60.08 | 57.2 | 50.75 | 60.08 | 57.2 | 50.75 | 54.5 | 57.09 | 49.34 | 54.5 | 57.09 | 53.48 | 60.08 | 57.2 | 50.75 | 60.69 | 50.06 | 44.8 | 61.93 | 50.68 | 45.7 | 54.5 | 50.17 | 46.17
8467 | 41.91 | 45.94 | 10.33 | 41.91 | 46.87 | 10.33 | 41.91 | 46.87 | 34.07 | 41.91 | 46.87 | 34.07 | 42.61 | 49.42 | 39.34 | 42.61 | 49.42 | 39.34 | 41.91 | 46.87 | 39.34 | 41.91 | 46.87 | 39.34 | 42.61 | 49.42 | 39.34 | 43.04 | 48.53 | 34.42 | 42.33 | 47.56 | 34.42 | 41.91 | 45.94 | 10.33 | 52.49 | 48.43 | 44.78 | 52.49 | 48.43 | 44.78 | 52.49 | 48.43 | 44.78 | 52.49 | 48.43 | 44.78 | 58.07 | 55.19 | 50.75 | 58.07 | 55.19 | 50.75 | 52.49 | 55.08 | 49.34 | 52.49 | 55.08 | 51.47 | 58.07 | 55.19 | 50.75 | 58.66 | 50 | 44.8 | 57.49 | 50 | 44.8 | 52.49 | 48.43 | 44.78
8468 | 40.89 | 36.23 | 0 | 40.89 | 36.97 | 0 | 40.89 | 36.97 | 7.08 | 40.89 | 36.97 | 7.08 | 41.59 | 48.4 | 38.32 | 41.59 | 48.4 | 38.32 | 40.89 | 45.85 | 38.32 | 40.89 | 45.85 | 38.32 | 41.59 | 48.4 | 38.32 | 42.01 | 42.81 | 33.63 | 41.3 | 41.95 | 32.96 | 40.89 | 36.23 | 0 | 51.47 | 48.43 | 44.35 | 51.47 | 48.43 | 44.35 | 51.47 | 48.43 | 44.35 | 51.47 | 48.43 | 44.35 | 57.05 | 54.17 | 50.45 | 57.05 | 54.17 | 50.45 | 51.47 | 54.06 | 49.34 | 51.47 | 54.06 | 50.45 | 57.05 | 54.17 | 50.45 | 57.63 | 48.92 | 44.8 | 56.48 | 48.92 | 44.8 | 51.47 | 48.43 | 41.5
8469 | 18.29 | 10.34 | 0 | 18.29 | 10.34 | 0 | 18.29 | 10.34 | 0 | 18.29 | 10.34 | 0 | 41.45 | 48.25 | 38.17 | 41.45 | 48.25 | 38.17 | 40.74 | 45.7 | 38.17 | 40.74 | 45.7 | 38.17 | 41.45 | 48.25 | 38.17 | 41.03 | 42.81 | 33.63 | 40.21 | 10.44 | 32.96 | 18.29 | 10.34 | 0 | 10.33 | 15 | 10.33 | 10.33 | 15 | 10.33 | 10.33 | 15 | 10.33 | 10.33 | 15 | 10.33 | 56.91 | 54.02 | 50.3 | 56.91 | 54.02 | 50.3 | 51.33 | 53.92 | 49.34 | 51.33 | 53.92 | 50.3 | 56.91 | 54.02 | 50.3 | 56.34 | 47.66 | 43.9 | 55.21 | 47.66 | 44.8 | 10.33 | 15 | 10.33
8470 | 10.33 | 10.33 | 0 | 10.33 | 10.33 | 0 | 10.33 | 10.33 | 0 | 10.33 | 10.33 | 0 | 41.13 | 47.84 | 37.85 | 41.13 | 47.84 | 37.85 | 40.42 | 45.39 | 37.85 | 40.42 | 45.39 | 37.85 | 41.13 | 47.84 | 37.85 | 40.72 | 38.9 | 28.39 | 39.9 | 10.44 | 27.82 | 10.33 | 10.33 | 0 | 10.33 | 10.33 | 0 | 10.33 | 10.33 | 0 | 10.33 | 10.33 | 0 | 10.33 | 10.33 | 0 | 56.59 | 53.71 | 49.99 | 56.59 | 53.71 | 49.99 | 51.01 | 53.6 | 49.34 | 51.01 | 53.6 | 49.99 | 56.59 | 53.71 | 49.99 | 56.02 | 45.06 | 38.08 | 54.9 | 45.98 | 38.86 | 10.33 | 10.33 | 0
8471 | 10.33 | 0 | 0 | 10.33 | 0 | 0 | 10.33 | 0 | 0 | 10.33 | 0 | 0 | 40.6 | 47.25 | 37.33 | 40.6 | 47.25 | 37.33 | 39.89 | 44.86 | 37.33 | 39.89 | 44.86 | 37.33 | 40.6 | 47.25 | 37.33 | 40.2 | 42.81 | 28.39 | 10.44 | 0 | 0 | 10.33 | 0 | 0 | 0 | 0 | 0 | 0 | 0 | 0 | 0 | 0 | 0 | 0 | 0 | 0 | 56.06 | 53.18 | 48.8 | 56.06 | 53.18 | 48.8 | 50.48 | 53.07 | 48.8 | 50.48 | 53.07 | 49.46 | 56.06 | 53.18 | 48.8 | 55.5 | 45.06 | 38.08 | 45 | 44.15 | 38.86 | 0 | 0 | 0
8472 | 0 | 0 | 0 | 0 | 0 | 0 | 0 | 0 | 0 | 0 | 0 | 0 | 40.43 | 47.09 | 37.16 | 40.43 | 47.09 | 37.16 | 39.73 | 44.69 | 35.33 | 39.73 | 44.69 | 37.16 | 40.43 | 47.09 | 37.16 | 40.03 | 42.81 | 33.4 | 0 | 0 | 0 | 0 | 0 | 0 | 0 | 0 | 0 | 0 | 0 | 0 | 0 | 0 | 0 | 0 | 0 | 0 | 55.9 | 53.01 | 48.8 | 55.9 | 53.01 | 48.8 | 50.32 | 51.61 | 47.44 | 50.32 | 52.9 | 49.29 | 55.9 | 53.01 | 48.8 | 55.9 | 46.23 | 44.38 | 45 | 45.3 | 43.49 | 0 | 0 | 0
8473 | 0 | 0 | 0 | 0 | 0 | 0 | 0 | 0 | 0 | 0 | 0 | 0 | 40.17 | 46.82 | 36.89 | 40.17 | 46.82 | 36.89 | 39.46 | 44.43 | 35.06 | 39.46 | 44.43 | 36.89 | 40.17 | 46.82 | 36.89 | 40.17 | 42.86 | 33.4 | 10.44 | 0 | 0 | 0 | 0 | 0 | 0 | 0 | 0 | 0 | 0 | 0 | 0 | 0 | 0 | 0 | 0 | 0 | 55.63 | 52.75 | 47.16 | 55.63 | 52.75 | 47.16 | 50.05 | 51.61 | 27.37 | 50.05 | 52.64 | 49.03 | 55.63 | 52.75 | 47.16 | 56.19 | 46.45 | 44.8 | 47 | 45.52 | 44.8 | 0 | 0 | 0
8474 | 0 | 0 | 0 | 0 | 0 | 0 | 0 | 0 | 0 | 0 | 0 | 0 | 39.93 | 46.58 | 36.65 | 39.93 | 46.58 | 36.65 | 39.22 | 44.18 | 18.88 | 39.22 | 44.19 | 36.65 | 39.93 | 46.58 | 36.65 | 39.93 | 42.86 | 26.62 | 34.29 | 0 | 0 | 0 | 0 | 0 | 0 | 0 | 0 | 0 | 0 | 0 | 0 | 0 | 0 | 0 | 0 | 0 | 55.39 | 52.5 | 46.45 | 55.39 | 52.5 | 46.45 | 49.81 | 51.61 | 0 | 49.81 | 52.4 | 48.79 | 55.39 | 52.5 | 46.45 | 55.95 | 47.66 | 21.26 | 47 | 46.7 | 21.69 | 0 | 0 | 0
8475 | 10.33 | 0 | 0 | 10.33 | 0 | 0 | 10.33 | 0 | 0 | 10.33 | 0 | 0 | 39.8 | 46.45 | 36.53 | 39.8 | 46.45 | 36.53 | 39.09 | 44.06 | 0 | 39.09 | 44.06 | 36.53 | 39.8 | 46.45 | 36.53 | 39.4 | 38.9 | 26.62 | 38.61 | 0 | 0 | 10.33 | 0 | 0 | 0 | 0 | 0 | 0 | 0 | 0 | 0 | 0 | 0 | 0 | 0 | 0 | 55.26 | 52.38 | 46.45 | 55.26 | 52.38 | 46.45 | 49.68 | 51.32 | 0 | 49.68 | 52.27 | 48.66 | 55.26 | 52.38 | 46.45 | 55.82 | 47.18 | 21.26 | 54.7 | 46.24 | 21.69 | 0 | 0 | 0
8476 | 10.33 | 0 | 0 | 10.33 | 0 | 0 | 10.33 | 0 | 0 | 10.33 | 0 | 0 | 40.02 | 46.67 | 36.74 | 40.02 | 46.67 | 36.74 | 39.31 | 44.27 | 0 | 39.31 | 44.28 | 36.74 | 40.02 | 46.67 | 36.74 | 39.62 | 38.9 | 26.62 | 38.82 | 0 | 0 | 10.33 | 0 | 0 | 10.33 | 10.33 | 0 | 10.33 | 10.33 | 0 | 10.33 | 10.33 | 0 | 10.33 | 10.33 | 0 | 55.48 | 52.59 | 48.78 | 55.48 | 52.59 | 48.78 | 49.9 | 51.32 | 0 | 49.9 | 52.49 | 48.88 | 55.48 | 52.59 | 48.78 | 56.04 | 47.66 | 21.26 | 54.92 | 46.7 | 21.69 | 10.33 | 10.33 | 0
8477 | 10.33 | 10.33 | 0 | 10.33 | 10.33 | 0 | 10.33 | 10.33 | 0 | 10.33 | 10.33 | 0 | 40.54 | 47.2 | 37.27 | 40.54 | 47.2 | 37.27 | 39.84 | 44.8 | 18.88 | 39.84 | 44.8 | 37.27 | 40.54 | 47.2 | 37.27 | 40.95 | 38.9 | 26.62 | 40.13 | 10.44 | 26.09 | 10.33 | 10.33 | 0 | 10.33 | 10.33 | 0 | 10.33 | 10.33 | 0 | 10.33 | 10.33 | 0 | 10.33 | 10.33 | 0 | 56 | 53.12 | 48.78 | 56 | 53.12 | 48.78 | 50.42 | 51.32 | 0 | 50.42 | 53.01 | 49.4 | 56 | 53.12 | 48.78 | 59.41 | 47.66 | 43.9 | 58.22 | 47.66 | 44.8 | 10.33 | 10.33 | 0
8478 | 40.45 | 26.12 | 0 | 40.45 | 26.12 | 0 | 40.45 | 26.12 | 0 | 40.45 | 26.12 | 0 | 41.15 | 47.87 | 37.88 | 41.15 | 47.87 | 37.88 | 40.45 | 45.41 | 37.87 | 40.45 | 45.41 | 37.88 | 41.15 | 47.87 | 37.88 | 47.99 | 47.39 | 34.42 | 47.99 | 46.44 | 34.42 | 40.45 | 26.12 | 0 | 36.14 | 48.43 | 10.33 | 36.14 | 48.43 | 10.33 | 36.14 | 48.43 | 10.33 | 36.14 | 48.43 | 10.33 | 56.61 | 53.73 | 50.01 | 56.61 | 53.73 | 50.01 | 51.03 | 51.32 | 48.16 | 51.03 | 53.62 | 50.01 | 56.61 | 53.73 | 50.01 | 70.21 | 50 | 44.8 | 71.64 | 50 | 44.8 | 36.14 | 48.43 | 10.33
8479 | 41.81 | 46.78 | 9.51 | 41.81 | 46.78 | 9.7 | 41.81 | 46.78 | 9.7 | 41.81 | 46.78 | 9.7 | 42.52 | 49.31 | 39.24 | 42.52 | 49.32 | 39.24 | 41.81 | 46.78 | 39.24 | 41.81 | 46.78 | 39.24 | 42.52 | 49.31 | 39.24 | 54.45 | 48.82 | 34.42 | 56.13 | 49.82 | 34.42 | 41.81 | 46.78 | 9.51 | 52.4 | 53.82 | 45.23 | 52.4 | 53.82 | 45.23 | 52.4 | 53.82 | 45.23 | 52.4 | 53.82 | 45.23 | 57.98 | 55.09 | 51.38 | 57.98 | 55.09 | 51.38 | 52.4 | 54.99 | 49.34 | 52.4 | 54.99 | 51.38 | 57.98 | 55.09 | 51.38 | 79.07 | 54.36 | 44.8 | 84.02 | 55.47 | 45.69 | 52.4 | 53.82 | 45.23
8480 | 42.76 | 47.73 | 10 | 42.76 | 47.73 | 34.07 | 42.76 | 47.73 | 34.07 | 42.76 | 47.73 | 34.07 | 43.47 | 50.27 | 40.2 | 43.47 | 50.27 | 40.2 | 42.76 | 47.73 | 40.2 | 42.76 | 47.73 | 40.2 | 43.47 | 50.27 | 40.2 | 55.45 | 49.72 | 34.42 | 56.58 | 50.74 | 34.42 | 42.76 | 47.73 | 10 | 53.35 | 53.82 | 45.26 | 53.35 | 53.82 | 45.26 | 53.35 | 53.82 | 45.26 | 53.35 | 53.82 | 45.26 | 58.93 | 56.05 | 52.33 | 58.93 | 56.05 | 52.33 | 53.35 | 55.94 | 49.34 | 53.35 | 55.94 | 52.33 | 58.93 | 56.05 | 52.33 | 83.7 | 54.36 | 44.8 | 86.29 | 55.47 | 45.72 | 53.35 | 53.82 | 45.26
8481 | 42.72 | 47.68 | 0 | 42.72 | 47.68 | 34.07 | 42.72 | 47.68 | 34.07 | 42.72 | 47.68 | 34.07 | 43.42 | 50.22 | 40.15 | 43.42 | 50.22 | 40.15 | 42.72 | 47.68 | 40.15 | 42.72 | 47.68 | 40.15 | 43.42 | 50.22 | 40.15 | 55.45 | 49.72 | 34.42 | 56.58 | 50.74 | 34.42 | 42.72 | 47.68 | 0 | 53.31 | 53.82 | 44.78 | 53.31 | 53.82 | 44.78 | 53.31 | 53.82 | 44.78 | 53.31 | 53.82 | 44.78 | 58.89 | 56 | 52.28 | 58.89 | 56 | 52.28 | 53.31 | 55.89 | 49.34 | 53.31 | 55.89 | 52.28 | 58.89 | 56 | 52.28 | 84.08 | 54.36 | 44.8 | 85.8 | 55.47 | 45.23 | 53.31 | 53.82 | 44.78
8482 | 42.28 | 47.25 | 0 | 42.28 | 47.25 | 9.7 | 42.28 | 47.25 | 9.7 | 42.28 | 47.25 | 9.7 | 42.99 | 49.78 | 39.71 | 42.99 | 49.78 | 39.71 | 42.28 | 47.25 | 39.71 | 42.28 | 47.25 | 39.71 | 42.99 | 49.78 | 39.71 | 55.01 | 47.72 | 34.42 | 56.13 | 48.7 | 34.42 | 42.28 | 47.25 | 0 | 52.87 | 52.42 | 44.55 | 52.87 | 52.42 | 44.55 | 52.87 | 52.42 | 44.55 | 52.87 | 52.42 | 44.55 | 58.45 | 55.56 | 51.84 | 58.45 | 55.56 | 51.84 | 52.87 | 55.46 | 49.34 | 52.87 | 55.46 | 51.84 | 58.45 | 55.56 | 51.84 | 79.1 | 52.95 | 44.8 | 85 | 54.03 | 45 | 52.87 | 52.42 | 44.55
8483 | 42.11 | 47.07 | 0 | 42.11 | 47.07 | 9.7 | 42.11 | 47.07 | 9.7 | 42.11 | 47.07 | 9.7 | 42.81 | 49.61 | 39.54 | 42.81 | 49.61 | 39.54 | 42.11 | 47.07 | 39.54 | 42.11 | 47.07 | 39.54 | 42.81 | 49.61 | 39.54 | 54.45 | 46.61 | 33.73 | 55.56 | 47.56 | 34.42 | 42.11 | 47.07 | 0 | 52.7 | 48.43 | 22.82 | 52.7 | 48.43 | 22.82 | 52.7 | 48.43 | 22.82 | 52.7 | 48.43 | 22.82 | 58.28 | 55.39 | 51.67 | 58.28 | 55.39 | 51.67 | 52.7 | 55.28 | 49.34 | 52.7 | 55.28 | 51.67 | 58.28 | 55.39 | 51.67 | 59.41 | 47.95 | 23.05 | 84.95 | 48.93 | 44.8 | 52.7 | 48.43 | 22.82
8484 | 18.29 | 26.12 | 0 | 41.7 | 46.67 | 9.7 | 41.7 | 46.67 | 9.7 | 41.7 | 46.67 | 9.7 | 42.41 | 49.2 | 39.13 | 42.41 | 49.2 | 39.13 | 41.7 | 46.67 | 39.13 | 41.7 | 46.67 | 39.13 | 42.41 | 49.2 | 39.13 | 42.84 | 46.19 | 26.62 | 43.71 | 47.14 | 27.16 | 18.29 | 26.12 | 0 | 52.29 | 48.43 | 20.2 | 52.29 | 48.43 | 20.2 | 52.29 | 48.43 | 20.2 | 52.29 | 48.43 | 20.2 | 57.87 | 54.98 | 51.27 | 57.87 | 54.98 | 51.27 | 52.29 | 54.88 | 49.34 | 52.29 | 54.88 | 51.27 | 57.87 | 54.98 | 51.27 | 59.41 | 47.94 | 20 | 60.62 | 48.92 | 44.8 | 52.29 | 48.43 | 20.2
8485 | 18.29 | 26.12 | 0 | 41.93 | 39.29 | 0 | 41.93 | 39.29 | 0 | 41.93 | 39.29 | 0 | 42.64 | 49.43 | 39.36 | 42.64 | 49.43 | 39.36 | 41.93 | 46.9 | 39.36 | 41.93 | 46.9 | 39.36 | 42.64 | 49.43 | 39.36 | 42.21 | 38.9 | 25.05 | 43.07 | 39.69 | 25.56 | 18.29 | 26.12 | 0 | 52.52 | 48.43 | 18.63 | 52.52 | 48.43 | 18.63 | 52.52 | 48.43 | 18.63 | 52.52 | 48.43 | 18.63 | 58.1 | 55.21 | 51.5 | 58.1 | 55.21 | 51.5 | 52.52 | 55.11 | 49.34 | 52.52 | 55.11 | 51.5 | 58.1 | 55.21 | 51.5 | 57.52 | 35.91 | 18.82 | 58.69 | 48.92 | 44.8 | 52.52 | 48.43 | 18.63
8486 | 18.29 | 26.12 | 0 | 42.09 | 39.29 | 0 | 42.09 | 39.29 | 0 | 42.09 | 39.29 | 0 | 42.8 | 49.59 | 39.52 | 42.8 | 49.59 | 39.52 | 42.09 | 47.06 | 39.52 | 42.09 | 47.06 | 39.52 | 42.8 | 49.59 | 39.52 | 43.02 | 38.9 | 25.05 | 43.9 | 39.69 | 25.56 | 18.29 | 26.12 | 0 | 52.68 | 48.43 | 20.2 | 52.68 | 48.43 | 20.2 | 52.68 | 48.43 | 20.2 | 52.68 | 48.43 | 20.2 | 58.26 | 55.38 | 51.66 | 58.26 | 55.38 | 51.66 | 52.68 | 55.27 | 49.34 | 52.68 | 55.27 | 51.66 | 58.26 | 55.38 | 51.66 | 58.85 | 47.66 | 20 | 60.05 | 48.92 | 44.8 | 52.68 | 48.43 | 20.2
8487 | 42.02 | 43.24 | 0 | 42.02 | 43.24 | 0 | 42.02 | 43.24 | 0 | 42.02 | 43.24 | 0 | 42.73 | 49.52 | 39.46 | 42.73 | 49.52 | 39.46 | 42.02 | 46.99 | 39.46 | 42.02 | 46.99 | 39.46 | 42.73 | 49.52 | 39.46 | 50.06 | 42.81 | 25.05 | 51.08 | 43.68 | 25.56 | 42.02 | 43.24 | 0 | 52.61 | 48.43 | 21.47 | 52.61 | 48.43 | 21.47 | 52.61 | 48.43 | 21.47 | 52.61 | 48.43 | 21.47 | 58.19 | 55.31 | 51.59 | 58.19 | 55.31 | 51.59 | 52.61 | 55.2 | 49.34 | 52.61 | 55.2 | 51.59 | 58.19 | 55.31 | 51.59 | 58.78 | 47.66 | 21.26 | 59.98 | 48.92 | 44.8 | 52.61 | 48.43 | 21.47
8488 | 43.35 | 48.31 | 0 | 43.35 | 48.31 | 9.7 | 43.35 | 48.31 | 9.7 | 43.35 | 48.31 | 9.7 | 44.05 | 50.86 | 40.78 | 44.05 | 50.86 | 40.78 | 43.35 | 48.31 | 40.78 | 43.35 | 48.31 | 40.78 | 44.05 | 50.86 | 40.78 | 52.53 | 47.85 | 33.4 | 53.61 | 48.8 | 34.08 | 43.35 | 48.31 | 0 | 53.94 | 48.43 | 21.47 | 53.94 | 48.43 | 21.47 | 53.94 | 48.43 | 21.47 | 53.94 | 48.43 | 21.47 | 59.52 | 56.63 | 51.85 | 59.52 | 56.63 | 51.85 | 53.94 | 56.53 | 49.34 | 53.94 | 56.53 | 52.91 | 59.52 | 56.63 | 51.85 | 63.29 | 47.89 | 21.26 | 85 | 48.92 | 44.8 | 53.94 | 48.43 | 21.47
8489 | 44.63 | 48.31 | 0 | 44.63 | 49.29 | 0 | 44.63 | 49.29 | 0 | 44.63 | 49.29 | 0 | 45.34 | 52.13 | 42.06 | 45.34 | 52.13 | 42.06 | 44.63 | 49.6 | 42.06 | 44.63 | 49.6 | 42.06 | 45.34 | 52.13 | 42.06 | 50 | 48.8 | 33.4 | 51.02 | 49.79 | 34.08 | 44.63 | 48.31 | 0 | 55.22 | 48.43 | 26.4 | 55.22 | 48.43 | 26.4 | 55.22 | 48.43 | 26.4 | 55.22 | 48.43 | 26.4 | 60.8 | 57.91 | 50.75 | 60.8 | 57.91 | 50.75 | 55.22 | 57.81 | 49.34 | 55.22 | 57.81 | 54.2 | 60.8 | 57.91 | 50.75 | 79.97 | 47.89 | 26.67 | 81.6 | 48.92 | 44.8 | 55.22 | 48.43 | 26.4
8490 | 43.29 | 25.6 | 0 | 43.29 | 48.26 | 0 | 43.29 | 48.26 | 0 | 43.29 | 48.26 | 0 | 44 | 50.8 | 40.72 | 44 | 50.8 | 40.72 | 43.29 | 48.26 | 40.72 | 43.29 | 48.26 | 40.72 | 44 | 50.8 | 40.72 | 44.44 | 48.8 | 33.4 | 45.35 | 48.75 | 34.08 | 43.29 | 25.6 | 0 | 53.88 | 48.43 | 21.47 | 53.88 | 48.43 | 21.47 | 53.88 | 48.43 | 21.47 | 53.88 | 48.43 | 21.47 | 59.46 | 56.58 | 50.75 | 59.46 | 56.58 | 50.75 | 53.88 | 56.47 | 49.34 | 53.88 | 56.47 | 52.86 | 59.46 | 56.58 | 50.75 | 80.37 | 47.89 | 26.67 | 82.01 | 48.92 | 44.8 | 53.88 | 48.43 | 21.47
8491 | 41.3 | 10.33 | 0 | 41.3 | 46.15 | 0 | 41.3 | 46.15 | 0 | 41.3 | 46.15 | 0 | 42.01 | 48.81 | 38.73 | 42.01 | 48.81 | 38.73 | 41.3 | 46.27 | 38.73 | 41.3 | 46.27 | 38.73 | 42.01 | 48.81 | 38.73 | 42.43 | 47.56 | 33.4 | 43.3 | 46.61 | 34.08 | 41.3 | 10.33 | 0 | 10.33 | 47.18 | 10.33 | 10.33 | 47.18 | 10.33 | 10.33 | 47.18 | 10.33 | 10.33 | 47.18 | 10.33 | 57.47 | 54.59 | 50.75 | 57.47 | 54.59 | 50.75 | 51.89 | 54.48 | 49.34 | 51.89 | 54.48 | 50.87 | 57.47 | 54.59 | 50.75 | 58.05 | 47.66 | 26.67 | 59.24 | 47.66 | 44.8 | 10.33 | 47.18 | 10.33
8492 | 40.73 | 10.33 | 0 | 40.73 | 10.34 | 0 | 40.73 | 10.34 | 0 | 40.73 | 10.34 | 0 | 41.44 | 48.24 | 38.16 | 41.44 | 48.24 | 38.16 | 40.73 | 45.69 | 38.16 | 40.73 | 45.69 | 38.16 | 41.44 | 48.24 | 38.16 | 41.85 | 42.81 | 33.4 | 41.14 | 41.95 | 32.73 | 40.73 | 10.33 | 0 | 10.33 | 34.18 | 0 | 10.33 | 34.18 | 0 | 10.33 | 34.18 | 0 | 10.33 | 34.18 | 0 | 56.9 | 54.01 | 50.29 | 56.9 | 54.01 | 50.29 | 51.32 | 53.91 | 49.34 | 51.32 | 53.91 | 50.29 | 56.9 | 54.01 | 50.29 | 57.47 | 46.45 | 26.67 | 56.32 | 47.4 | 27.21 | 10.33 | 34.18 | 0
8493 | 10.33 | 10.33 | 0 | 10.33 | 10.33 | 0 | 10.33 | 10.33 | 0 | 10.33 | 10.33 | 0 | 41.1 | 47.76 | 37.82 | 41.1 | 47.76 | 37.82 | 40.39 | 45.36 | 37.82 | 40.39 | 45.36 | 37.82 | 41.1 | 47.76 | 37.82 | 41.51 | 42.81 | 33.4 | 40.68 | 10.44 | 32.73 | 10.33 | 10.33 | 0 | 10.33 | 10.33 | 0 | 10.33 | 10.33 | 0 | 10.33 | 10.33 | 0 | 10.33 | 10.33 | 0 | 56.56 | 53.68 | 49.96 | 56.56 | 53.68 | 49.96 | 50.98 | 53.57 | 49.34 | 50.98 | 53.57 | 49.34 | 56.56 | 53.68 | 49.96 | 57.13 | 46.45 | 26.67 | 55.99 | 47.4 | 27.21 | 10.33 | 10.33 | 0
8494 | 10.33 | 0 | 0 | 10.33 | 0 | 0 | 10.33 | 0 | 0 | 10.33 | 0 | 0 | 40.85 | 47.51 | 37.58 | 40.85 | 47.51 | 37.58 | 40.15 | 45.11 | 37.58 | 40.15 | 45.11 | 37.58 | 40.85 | 47.51 | 37.58 | 40.44 | 40.71 | 33.4 | 10.44 | 0 | 0 | 10.33 | 0 | 0 | 0 | 0 | 0 | 0 | 0 | 0 | 0 | 0 | 0 | 0 | 0 | 0 | 56.31 | 53.43 | 49.71 | 56.31 | 53.43 | 49.71 | 50.73 | 53.32 | 49.34 | 50.73 | 53.32 | 49.71 | 56.31 | 53.43 | 49.71 | 56.88 | 44.84 | 26.67 | 55.75 | 43.94 | 26.13 | 0 | 0 | 0
8495 | 0 | 0 | 0 | 0 | 0 | 0 | 0 | 0 | 0 | 0 | 0 | 0 | 40.45 | 47.11 | 37.18 | 40.45 | 47.11 | 37.18 | 39.75 | 44.71 | 37.18 | 39.75 | 44.71 | 37.18 | 40.45 | 47.11 | 37.18 | 40.05 | 38.58 | 33.4 | 0 | 0 | 0 | 0 | 0 | 0 | 0 | 0 | 0 | 0 | 0 | 0 | 0 | 0 | 0 | 0 | 0 | 0 | 55.92 | 53.03 | 49.31 | 55.92 | 53.03 | 49.31 | 50.34 | 52.92 | 49.31 | 50.34 | 52.92 | 49.31 | 55.92 | 53.03 | 49.31 | 55.92 | 44.39 | 0 | 0 | 43.5 | 0 | 0 | 0 | 0
8496 | 0 | 0 | 0 | 0 | 0 | 0 | 0 | 0 | 0 | 0 | 0 | 0 | 40.29 | 46.94 | 34.43 | 40.29 | 46.94 | 34.43 | 39.58 | 44.55 | 34.43 | 39.58 | 44.55 | 37.02 | 40.29 | 46.94 | 34.43 | 39.66 | 33.3 | 0 | 0 | 0 | 0 | 0 | 0 | 0 | 0 | 0 | 0 | 0 | 0 | 0 | 0 | 0 | 0 | 0 | 0 | 0 | 55.75 | 52.87 | 49.15 | 55.75 | 52.87 | 49.15 | 50.17 | 51.32 | 47.3 | 50.17 | 52.76 | 49.15 | 55.75 | 52.87 | 49.15 | 55.19 | 44.39 | 0 | 0 | 43.5 | 0 | 0 | 0 | 0
8497 | 0 | 0 | 0 | 0 | 0 | 0 | 0 | 0 | 0 | 0 | 0 | 0 | 40.09 | 46.75 | 34.43 | 40.09 | 46.75 | 34.43 | 39.39 | 44.35 | 34.43 | 39.39 | 44.35 | 36.82 | 40.09 | 46.75 | 34.43 | 39.12 | 33.3 | 0 | 0 | 0 | 0 | 0 | 0 | 0 | 0 | 0 | 0 | 0 | 0 | 0 | 0 | 0 | 0 | 0 | 0 | 0 | 55.56 | 52.67 | 46.45 | 55.56 | 52.67 | 46.45 | 49.98 | 51.32 | 27.37 | 49.98 | 52.57 | 48.95 | 55.56 | 52.67 | 46.45 | 55 | 44.39 | 0 | 0 | 43.5 | 0 | 0 | 0 | 0
8498 | 0 | 0 | 0 | 0 | 0 | 0 | 0 | 0 | 0 | 0 | 0 | 0 | 39.96 | 46.61 | 34.43 | 39.96 | 46.61 | 34.43 | 39.25 | 44.21 | 18.88 | 39.25 | 44.22 | 36.68 | 39.96 | 46.61 | 34.43 | 38.08 | 33.3 | 0 | 0 | 0 | 0 | 0 | 0 | 0 | 0 | 0 | 0 | 0 | 0 | 0 | 0 | 0 | 0 | 0 | 0 | 0 | 55.42 | 52.54 | 46.45 | 55.42 | 52.54 | 46.45 | 49.84 | 51.32 | 0 | 49.84 | 52.43 | 46.45 | 55.42 | 52.54 | 46.45 | 54.3 | 33.79 | 0 | 0 | 33.12 | 0 | 0 | 0 | 0
8499 | 0 | 0 | 0 | 0 | 0 | 0 | 0 | 0 | 0 | 0 | 0 | 0 | 39.97 | 46.62 | 34.43 | 39.97 | 46.62 | 34.43 | 39.26 | 44.23 | 18.88 | 39.26 | 44.23 | 36.7 | 39.97 | 46.62 | 34.43 | 38.08 | 33.3 | 0 | 0 | 0 | 0 | 0 | 0 | 0 | 0 | 0 | 0 | 0 | 0 | 0 | 0 | 0 | 0 | 0 | 0 | 0 | 55.43 | 52.55 | 46.45 | 55.43 | 52.55 | 46.45 | 49.85 | 51.32 | 0 | 49.85 | 52.44 | 46.45 | 55.43 | 52.55 | 46.45 | 54.87 | 33.79 | 0 | 0 | 33.12 | 0 | 0 | 0 | 0
8500 | 0 | 0 | 0 | 0 | 0 | 0 | 0 | 0 | 0 | 0 | 0 | 0 | 40.14 | 46.79 | 34.43 | 40.14 | 46.79 | 34.43 | 39.43 | 44.39 | 0 | 39.43 | 44.39 | 36.86 | 40.14 | 46.79 | 34.43 | 38.08 | 33.3 | 25.05 | 0 | 0 | 0 | 0 | 0 | 0 | 0 | 0 | 0 | 0 | 0 | 0 | 0 | 0 | 0 | 0 | 0 | 0 | 55.6 | 52.71 | 46.45 | 55.6 | 52.71 | 46.45 | 50.02 | 51.32 | 0 | 50.02 | 52.61 | 48.99 | 55.6 | 52.71 | 46.45 | 55.04 | 33.79 | 0 | 0 | 33.12 | 0 | 0 | 0 | 0
8501 | 10.33 | 0 | 0 | 10.33 | 0 | 0 | 10.33 | 0 | 0 | 10.33 | 0 | 0 | 40.55 | 47 | 34.43 | 40.55 | 47 | 34.43 | 39.84 | 44.8 | 18.88 | 39.84 | 44.81 | 37.27 | 40.55 | 47 | 34.43 | 39.67 | 35.39 | 25.05 | 10.44 | 0 | 0 | 10.33 | 0 | 0 | 0 | 0 | 0 | 0 | 0 | 0 | 0 | 0 | 0 | 0 | 0 | 0 | 56.01 | 53.12 | 46.45 | 56.01 | 53.12 | 46.45 | 50.43 | 51.32 | 0 | 50.43 | 53.02 | 49.41 | 56.01 | 53.12 | 46.45 | 55.45 | 35.91 | 20 | 45 | 35.2 | 19.6 | 0 | 0 | 0
8502 | 10.33 | 10.33 | 0 | 10.33 | 10.33 | 0 | 10.33 | 10.33 | 0 | 10.33 | 10.33 | 0 | 41.08 | 47.74 | 35.98 | 41.08 | 47.74 | 35.98 | 40.38 | 45.34 | 35.98 | 40.38 | 45.34 | 37.81 | 41.08 | 47.74 | 35.98 | 40.67 | 35.39 | 26.62 | 39.86 | 10.44 | 26.09 | 10.33 | 10.33 | 0 | 10.33 | 10.33 | 0 | 10.33 | 10.33 | 0 | 10.33 | 10.33 | 0 | 10.33 | 10.33 | 0 | 56.55 | 53.66 | 49.74 | 56.55 | 53.66 | 49.74 | 50.97 | 51.32 | 48.09 | 50.97 | 53.55 | 49.94 | 56.55 | 53.66 | 49.74 | 56.55 | 47.66 | 43.9 | 55.41 | 47.66 | 44.8 | 10.33 | 10.33 | 0
8503 | 41.29 | 10.34 | 0 | 41.29 | 10.34 | 0 | 41.29 | 10.34 | 0 | 41.29 | 10.34 | 0 | 42 | 48.8 | 38.73 | 42 | 48.8 | 38.73 | 41.29 | 46.26 | 38.73 | 41.29 | 46.26 | 38.73 | 42 | 48.79 | 38.73 | 52.94 | 47.56 | 34.42 | 54.02 | 46.61 | 34.42 | 41.29 | 10.34 | 0 | 35.42 | 48.43 | 10.33 | 35.42 | 48.43 | 10.33 | 35.42 | 48.43 | 10.33 | 35.42 | 48.43 | 10.33 | 57.46 | 54.58 | 50.86 | 57.46 | 54.58 | 50.86 | 51.88 | 54.47 | 49.34 | 51.88 | 54.47 | 50.86 | 57.46 | 54.58 | 50.86 | 61.07 | 51.36 | 44.8 | 62.32 | 51.36 | 44.8 | 35.42 | 48.43 | 10.33
8504 | 42.69 | 13.78 | 0 | 42.69 | 14.06 | 0 | 42.69 | 14.06 | 0 | 42.69 | 14.06 | 0 | 43.39 | 50.19 | 40.12 | 43.39 | 50.19 | 40.12 | 42.69 | 47.65 | 40.12 | 42.69 | 47.65 | 40.12 | 43.39 | 50.19 | 40.12 | 53.48 | 47.56 | 34.42 | 54.58 | 48.53 | 34.42 | 42.69 | 13.78 | 0 | 53.27 | 48.43 | 17.11 | 53.27 | 48.43 | 17.11 | 53.27 | 48.43 | 17.11 | 53.27 | 48.43 | 17.11 | 58.85 | 55.97 | 52.25 | 58.85 | 55.97 | 52.25 | 53.27 | 55.86 | 49.34 | 53.27 | 55.86 | 52.25 | 58.85 | 55.97 | 52.25 | 78.64 | 51.36 | 44.8 | 78.64 | 52.41 | 44.8 | 53.27 | 48.43 | 17.11
8505 | 42.12 | 15.04 | 0 | 42.12 | 15.04 | 0 | 42.12 | 15.04 | 0 | 42.12 | 15.04 | 0 | 42.83 | 49.63 | 39.55 | 42.83 | 49.63 | 39.55 | 42.12 | 47.09 | 39.55 | 42.12 | 47.09 | 39.55 | 42.83 | 49.63 | 39.55 | 53.48 | 47.56 | 34.42 | 54.58 | 48.52 | 34.42 | 42.12 | 15.04 | 0 | 52.71 | 48.43 | 32.69 | 52.71 | 48.43 | 32.69 | 52.71 | 48.43 | 32.69 | 52.71 | 48.43 | 32.69 | 58.29 | 55.41 | 51.69 | 58.29 | 55.41 | 51.69 | 52.71 | 55.3 | 49.34 | 52.71 | 55.3 | 51.69 | 58.29 | 55.41 | 51.69 | 79.06 | 51.36 | 44.8 | 79.06 | 52.41 | 44.8 | 52.71 | 48.43 | 32.69
8506 | 41.73 | 10.34 | 0 | 41.73 | 10.55 | 0 | 41.73 | 10.55 | 0 | 41.73 | 10.55 | 0 | 42.44 | 49.23 | 38.96 | 42.44 | 49.23 | 38.96 | 41.73 | 46.7 | 38.96 | 41.73 | 46.7 | 39.16 | 42.44 | 49.23 | 38.96 | 53.24 | 45.55 | 34.42 | 54.32 | 44.64 | 34.42 | 41.73 | 10.34 | 0 | 52.32 | 47.18 | 16.1 | 52.32 | 47.18 | 16.1 | 52.32 | 47.18 | 16.1 | 52.32 | 47.18 | 16.1 | 57.9 | 55.01 | 49 | 57.9 | 55.01 | 49 | 52.32 | 54.91 | 49 | 52.32 | 54.91 | 51.3 | 57.9 | 55.01 | 49 | 77.52 | 47.66 | 43.9 | 77.52 | 47.66 | 44.8 | 52.32 | 47.18 | 16.1
8507 | 41.56 | 10.41 | 0 | 41.56 | 10.54 | 0 | 41.56 | 10.54 | 0 | 41.56 | 10.54 | 0 | 42.27 | 49.05 | 36.59 | 42.27 | 49.05 | 36.59 | 41.56 | 46.52 | 36.59 | 41.56 | 46.52 | 38.99 | 42.27 | 49.05 | 36.59 | 52.42 | 44.4 | 33.55 | 51.37 | 43.51 | 32.88 | 41.56 | 10.41 | 0 | 52.15 | 47.18 | 17.11 | 52.15 | 47.18 | 17.11 | 52.15 | 47.18 | 17.11 | 52.15 | 47.18 | 17.11 | 57.73 | 54.04 | 46.68 | 57.73 | 54.04 | 46.68 | 52.15 | 54.04 | 46.68 | 52.15 | 54.74 | 51.12 | 57.73 | 54.04 | 46.68 | 73.34 | 47.48 | 28.34 | 73.86 | 47.66 | 44.8 | 52.15 | 47.18 | 17.11
8508 | 41.05 | 10.98 | 0 | 41.05 | 10.98 | 0 | 41.05 | 10.98 | 0 | 41.05 | 10.98 | 0 | 41.76 | 48.41 | 35.65 | 41.76 | 48.41 | 35.65 | 41.05 | 46.01 | 35.65 | 41.05 | 46.01 | 38.48 | 41.76 | 48.41 | 35.65 | 47.03 | 42.81 | 33.55 | 46.09 | 41.95 | 32.88 | 41.05 | 10.98 | 0 | 46.69 | 47.18 | 22.82 | 46.69 | 47.18 | 22.82 | 46.69 | 47.18 | 22.82 | 46.69 | 47.18 | 22.82 | 57.22 | 54.04 | 46.68 | 57.22 | 54.04 | 46.68 | 51.64 | 54.04 | 46.68 | 51.64 | 54.23 | 50.61 | 57.22 | 54.04 | 46.68 | 59.62 | 47.48 | 28.34 | 60.84 | 47.66 | 44.8 | 46.69 | 47.18 | 22.82
8509 | 40.23 | 14.64 | 0 | 40.76 | 14.64 | 0 | 40.76 | 14.64 | 0 | 40.76 | 14.64 | 0 | 41.47 | 48.11 | 35.65 | 41.47 | 48.11 | 35.65 | 40.76 | 45.72 | 35.65 | 40.76 | 45.72 | 38.19 | 41.47 | 48.11 | 35.65 | 42.75 | 43.16 | 33.55 | 41.89 | 42.29 | 32.88 | 40.23 | 14.64 | 0 | 51.35 | 48.14 | 28.63 | 51.35 | 48.14 | 28.63 | 51.35 | 48.14 | 28.63 | 51.35 | 48.14 | 28.63 | 56.93 | 54.04 | 46.68 | 56.93 | 54.04 | 46.68 | 51.35 | 53.94 | 46.68 | 51.35 | 53.94 | 50.32 | 56.93 | 54.04 | 46.68 | 57.5 | 47.66 | 28.34 | 58.68 | 48.63 | 44.8 | 51.35 | 48.14 | 28.63
8510 | 40.67 | 15.35 | 0 | 40.67 | 15.35 | 0 | 40.67 | 15.35 | 0 | 40.67 | 15.35 | 0 | 41.38 | 48.03 | 36.59 | 41.38 | 48.03 | 36.59 | 40.67 | 45.64 | 36.59 | 40.67 | 45.64 | 38.1 | 41.38 | 48.03 | 36.59 | 41.8 | 43.16 | 33.4 | 42.65 | 42.29 | 32.73 | 40.67 | 15.35 | 0 | 51.26 | 48.43 | 44.35 | 51.26 | 48.43 | 44.35 | 51.26 | 48.43 | 44.35 | 51.26 | 48.43 | 44.35 | 56.84 | 53.96 | 46.69 | 56.84 | 53.96 | 46.69 | 51.26 | 53.85 | 46.69 | 51.26 | 53.85 | 50.24 | 56.84 | 53.96 | 46.69 | 57.42 | 47.66 | 43.93 | 58.59 | 48.92 | 44.8 | 51.26 | 48.43 | 44.35
8511 | 40.81 | 43.96 | 0 | 40.81 | 43.96 | 0 | 40.81 | 43.96 | 0 | 40.81 | 43.96 | 0 | 41.51 | 48.17 | 38.24 | 41.51 | 48.17 | 36.59 | 40.81 | 45.77 | 38.24 | 40.81 | 45.77 | 38.24 | 41.51 | 48.17 | 38.24 | 41.93 | 44.4 | 32.39 | 42.79 | 44.4 | 31.75 | 40.81 | 43.96 | 0 | 51.39 | 48.43 | 45.25 | 51.39 | 48.43 | 45.25 | 51.39 | 48.43 | 45.25 | 51.39 | 48.43 | 45.25 | 56.97 | 54.09 | 49.34 | 56.97 | 54.09 | 49.34 | 51.39 | 53.98 | 49.34 | 51.39 | 53.98 | 50.37 | 56.97 | 54.09 | 49.34 | 58.04 | 47.66 | 44.38 | 59.22 | 48.92 | 44.8 | 51.39 | 48.43 | 45.25
8512 | 41.08 | 43.96 | 0 | 41.08 | 43.96 | 0 | 41.08 | 43.96 | 0 | 41.08 | 43.96 | 0 | 41.78 | 48.5 | 38.51 | 41.78 | 48.5 | 38.51 | 41.08 | 46.04 | 38.51 | 41.08 | 46.04 | 38.51 | 41.78 | 48.5 | 38.51 | 42.21 | 44.4 | 34.42 | 43.07 | 44.41 | 33.73 | 41.08 | 43.96 | 0 | 51.67 | 48.43 | 45.25 | 51.67 | 48.43 | 45.25 | 51.67 | 48.43 | 45.25 | 51.67 | 48.43 | 45.25 | 57.25 | 54.36 | 49.49 | 57.25 | 54.36 | 49.49 | 51.67 | 54.25 | 49.49 | 51.67 | 54.25 | 50.64 | 57.25 | 54.36 | 49.49 | 69.5 | 47.89 | 44.8 | 70.92 | 48.92 | 44.8 | 51.67 | 48.43 | 45.25
8513 | 41.34 | 46.31 | 32.73 | 41.34 | 46.31 | 33.39 | 41.34 | 46.31 | 33.39 | 41.34 | 46.31 | 33.39 | 42.05 | 48.76 | 38.78 | 42.05 | 48.76 | 38.78 | 41.34 | 46.31 | 38.78 | 41.34 | 46.31 | 38.78 | 42.05 | 48.76 | 38.78 | 42.48 | 46.78 | 34.42 | 43.34 | 46.78 | 33.73 | 41.34 | 46.31 | 32.73 | 51.93 | 50.95 | 46.17 | 51.93 | 50.95 | 46.17 | 51.93 | 50.95 | 46.17 | 51.93 | 50.95 | 46.17 | 57.51 | 54.63 | 49.34 | 57.51 | 54.63 | 49.34 | 51.93 | 54.52 | 49.34 | 51.93 | 54.52 | 50.91 | 57.51 | 54.63 | 49.34 | 71.24 | 47.89 | 44.8 | 72.69 | 51.46 | 45.7 | 51.93 | 50.95 | 46.17
8514 | 40.9 | 45.87 | 33.06 | 40.9 | 45.87 | 33.06 | 40.9 | 45.87 | 33.06 | 40.9 | 45.87 | 33.06 | 41.61 | 48.32 | 38.33 | 41.61 | 48.32 | 38.33 | 40.9 | 45.87 | 38.33 | 40.9 | 45.87 | 38.33 | 41.61 | 48.32 | 38.33 | 42.03 | 47.19 | 34.42 | 41.31 | 46.33 | 33.73 | 40.9 | 45.87 | 33.06 | 51.49 | 50.17 | 46.17 | 51.49 | 50.17 | 46.17 | 51.49 | 50.17 | 46.17 | 51.49 | 50.17 | 46.17 | 57.07 | 54.18 | 49.34 | 57.07 | 54.18 | 49.34 | 51.49 | 54.08 | 49.34 | 51.49 | 54.08 | 50.47 | 57.07 | 54.18 | 49.34 | 57.65 | 49.13 | 45.7 | 56.49 | 50.68 | 45.7 | 51.49 | 50.17 | 46.17
8515 | 40.45 | 43.04 | 33.06 | 40.45 | 43.04 | 33.06 | 40.45 | 43.04 | 33.06 | 40.45 | 43.04 | 33.06 | 41.16 | 45.75 | 35.65 | 41.16 | 45.75 | 35.65 | 40.45 | 45.42 | 35.65 | 40.45 | 45.42 | 37.88 | 41.16 | 45.75 | 35.65 | 41.57 | 42.81 | 34.42 | 40.86 | 43.48 | 33.73 | 40.45 | 43.04 | 33.06 | 51.04 | 49.51 | 45.25 | 51.04 | 49.51 | 45.25 | 51.04 | 49.51 | 45.25 | 51.04 | 49.51 | 45.25 | 56.62 | 52.62 | 46.68 | 56.62 | 52.62 | 46.68 | 51.04 | 52.62 | 46.68 | 51.04 | 53.63 | 50.01 | 56.62 | 52.62 | 46.68 | 57.19 | 49.02 | 44.8 | 56.05 | 50.01 | 44.8 | 51.04 | 49.51 | 45.25
8516 | 40.17 | 12.09 | 10.33 | 40.17 | 12.09 | 10.33 | 40.17 | 12.09 | 10.33 | 40.17 | 12.09 | 10.33 | 40.87 | 12.84 | 34.43 | 40.87 | 12.84 | 34.43 | 40.17 | 12.84 | 34.43 | 40.17 | 45.13 | 37.6 | 40.87 | 12.84 | 34.43 | 40.57 | 12.21 | 32.32 | 40.57 | 12.21 | 31.67 | 40.17 | 12.09 | 10.33 | 50.75 | 48.43 | 44.35 | 50.75 | 48.43 | 44.35 | 50.75 | 48.43 | 44.35 | 50.75 | 48.43 | 44.35 | 56.33 | 52.08 | 46.68 | 56.33 | 52.08 | 46.68 | 50.75 | 52.08 | 46.68 | 50.75 | 53.34 | 49.73 | 56.33 | 52.08 | 46.68 | 56.66 | 45.47 | 43.6 | 55.53 | 47.95 | 44.8 | 50.75 | 48.43 | 44.35
8517 | 34.61 | 0 | 0 | 34.61 | 0 | 0 | 34.61 | 0 | 0 | 34.61 | 0 | 0 | 40.7 | 10.46 | 19.88 | 40.7 | 10.46 | 19.88 | 39.99 | 10.46 | 19.88 | 39.99 | 44.96 | 37.43 | 40.7 | 10.46 | 19.88 | 34.96 | 0 | 0 | 34.96 | 0 | 0 | 34.61 | 0 | 0 | 36.14 | 48.43 | 44.35 | 36.14 | 48.43 | 44.35 | 36.14 | 48.43 | 44.35 | 36.14 | 48.43 | 44.35 | 56.16 | 52.08 | 46.68 | 56.16 | 52.08 | 46.68 | 50.58 | 52.08 | 46.68 | 50.58 | 53.17 | 49.56 | 56.16 | 52.08 | 46.68 | 50 | 42.16 | 28.34 | 49 | 47.95 | 44.8 | 36.14 | 48.43 | 44.35
8518 | 30.82 | 0 | 0 | 30.82 | 0 | 0 | 30.82 | 0 | 0 | 30.82 | 0 | 0 | 40.51 | 10.27 | 0 | 40.51 | 10.27 | 0 | 39.81 | 10.27 | 0 | 39.81 | 44.77 | 37.24 | 40.51 | 10.27 | 10.27 | 31.77 | 0 | 0 | 31.13 | 0 | 0 | 30.82 | 0 | 0 | 35.42 | 19.6 | 20.2 | 35.42 | 19.6 | 20.2 | 35.42 | 19.6 | 20.2 | 35.42 | 19.6 | 20.2 | 55.98 | 50.52 | 46.45 | 55.98 | 50.52 | 46.45 | 50.4 | 50.52 | 46.45 | 50.4 | 52.98 | 49.37 | 55.98 | 50.52 | 46.45 | 45.65 | 19.4 | 20 | 35.78 | 19.8 | 20.41 | 35.42 | 19.6 | 20.2
8519 | 11.38 | 0 | 0 | 11.38 | 0 | 0 | 11.38 | 0 | 0 | 11.38 | 0 | 0 | 40.31 | 0 | 0 | 40.31 | 0 | 0 | 39.6 | 0 | 0 | 39.6 | 44.57 | 37.03 | 40.31 | 0 | 0 | 11.73 | 0 | 0 | 11.49 | 0 | 0 | 11.38 | 0 | 0 | 10.33 | 9.47 | 0 | 10.33 | 9.47 | 0 | 10.33 | 9.47 | 0 | 10.33 | 9.47 | 0 | 55.77 | 10.06 | 45.35 | 55.77 | 10.06 | 45.35 | 50.19 | 10.06 | 45.35 | 50.19 | 52.78 | 49.17 | 55.77 | 10.06 | 45.35 | 11.73 | 0 | 0 | 10.44 | 9.56 | 0 | 10.33 | 9.47 | 0
8520 | 7.73 | 0 | 0 | 7.73 | 0 | 0 | 7.73 | 0 | 0 | 7.73 | 0 | 0 | 39.5 | 0 | 0 | 39.5 | 0 | 0 | 39.5 | 0 | 0 | 39.5 | 44.46 | 36.93 | 39.5 | 0 | 0 | 7.8 | 0 | 0 | 7.8 | 0 | 0 | 7.73 | 0 | 0 | 0 | 0 | 0 | 0 | 0 | 0 | 0 | 0 | 0 | 0 | 0 | 0 | 52.71 | 0 | 45.29 | 52.71 | 0 | 45.29 | 50.08 | 0 | 45.29 | 50.08 | 52.67 | 49.06 | 52.71 | 0 | 45.29 | 9.41 | 0 | 0 | 0 | 0 | 0 | 0 | 0 | 0
8521 | 0 | 0 | 0 | 0 | 0 | 0 | 0 | 0 | 0 | 0 | 0 | 0 | 39.19 | 0 | 0 | 39.19 | 0 | 0 | 39.19 | 0 | 0 | 39.19 | 44.15 | 36.62 | 39.19 | 0 | 0 | 7.8 | 0 | 0 | 0 | 0 | 0 | 0 | 0 | 0 | 0 | 0 | 0 | 0 | 0 | 0 | 0 | 0 | 0 | 0 | 0 | 0 | 49.78 | 0 | 27.44 | 49.78 | 0 | 27.44 | 49.78 | 0 | 0 | 49.78 | 52.37 | 48.75 | 49.78 | 0 | 27.44 | 8.68 | 0 | 0 | 0 | 0 | 0 | 0 | 0 | 0
8522 | 0 | 0 | 0 | 0 | 0 | 0 | 0 | 0 | 0 | 0 | 0 | 0 | 21.17 | 0 | 0 | 21.17 | 0 | 0 | 21.17 | 0 | 0 | 21.17 | 43.94 | 35.86 | 21.17 | 0 | 0 | 7.8 | 0 | 0 | 0 | 0 | 0 | 0 | 0 | 0 | 0 | 0 | 0 | 0 | 0 | 0 | 0 | 0 | 0 | 0 | 0 | 0 | 40.44 | 0 | 9.7 | 40.44 | 0 | 9.7 | 40.44 | 0 | 0 | 40.44 | 51.19 | 46.45 | 40.44 | 0 | 9.7 | 8.68 | 0 | 0 | 0 | 0 | 0 | 0 | 0 | 0
8523 | 0 | 0 | 0 | 0 | 0 | 0 | 0 | 0 | 0 | 0 | 0 | 0 | 21.17 | 0 | 0 | 21.17 | 0 | 0 | 21.17 | 0 | 0 | 21.17 | 43.82 | 35.86 | 21.17 | 0 | 0 | 0 | 0 | 0 | 0 | 0 | 0 | 0 | 0 | 0 | 0 | 0 | 0 | 0 | 0 | 0 | 0 | 0 | 0 | 0 | 0 | 0 | 36.14 | 0 | 9.7 | 36.14 | 0 | 9.7 | 36.14 | 0 | 0 | 36.14 | 51.19 | 46.45 | 36.14 | 0 | 9.7 | 8.82 | 0 | 0 | 0 | 0 | 0 | 0 | 0 | 0
8524 | 0 | 0 | 0 | 0 | 0 | 0 | 0 | 0 | 0 | 0 | 0 | 0 | 21.17 | 0 | 0 | 21.17 | 0 | 0 | 21.17 | 0 | 0 | 21.17 | 43.81 | 35.86 | 21.17 | 0 | 0 | 0 | 0 | 0 | 0 | 0 | 0 | 0 | 0 | 0 | 0 | 0 | 0 | 0 | 0 | 0 | 0 | 0 | 0 | 0 | 0 | 0 | 32 | 0 | 9.7 | 32 | 0 | 9.7 | 32 | 0 | 0 | 36.14 | 51.19 | 40.19 | 32 | 0 | 9.7 | 0 | 0 | 0 | 0 | 0 | 0 | 0 | 0 | 0
8525 | 0 | 0 | 0 | 0 | 0 | 0 | 0 | 0 | 0 | 0 | 0 | 0 | 21.17 | 0 | 0 | 21.17 | 0 | 0 | 21.17 | 0 | 0 | 39.1 | 44.07 | 36.53 | 21.17 | 0 | 0 | 0 | 0 | 0 | 0 | 0 | 0 | 0 | 0 | 0 | 0 | 0 | 0 | 0 | 0 | 0 | 0 | 0 | 0 | 0 | 0 | 0 | 40.44 | 0 | 9.7 | 40.44 | 0 | 9.7 | 40.44 | 0 | 0 | 49.69 | 52.28 | 48.67 | 40.44 | 0 | 9.7 | 0 | 0 | 0 | 0 | 0 | 0 | 0 | 0 | 0
8526 | 0 | 0 | 0 | 0 | 0 | 0 | 0 | 0 | 0 | 0 | 0 | 0 | 26.27 | 0 | 0 | 26.27 | 0 | 0 | 26.27 | 0 | 0 | 39.26 | 44.23 | 36.69 | 26.27 | 0 | 0 | 0 | 0 | 0 | 0 | 0 | 0 | 0 | 0 | 0 | 0 | 0 | 0 | 0 | 0 | 0 | 0 | 0 | 0 | 0 | 0 | 0 | 49.85 | 0 | 9.7 | 49.85 | 0 | 9.7 | 49.85 | 0 | 0 | 49.85 | 52.44 | 46.45 | 49.85 | 0 | 9.7 | 0 | 0 | 0 | 0 | 0 | 0 | 0 | 0 | 0
8527 | 7.62 | 0 | 0 | 7.62 | 0 | 0 | 7.62 | 0 | 0 | 7.62 | 0 | 0 | 39.47 | 0 | 0 | 39.47 | 0 | 0 | 39.47 | 0 | 0 | 39.47 | 44.43 | 36.9 | 39.47 | 0 | 0 | 7.85 | 0 | 0 | 7.69 | 0 | 0 | 7.62 | 0 | 0 | 0 | 0 | 0 | 0 | 0 | 0 | 0 | 0 | 0 | 0 | 0 | 0 | 52.68 | 0 | 12.29 | 52.68 | 0 | 12.29 | 50.05 | 0 | 12.29 | 50.05 | 52.64 | 49.03 | 52.68 | 0 | 12.29 | 10.31 | 0 | 0 | 10.1 | 0 | 0 | 0 | 0 | 0
8528 | 10.33 | 0 | 0 | 10.33 | 0 | 0 | 10.33 | 0 | 0 | 10.33 | 0 | 0 | 40.41 | 0 | 0 | 40.41 | 0 | 0 | 39.7 | 0 | 0 | 39.7 | 44.66 | 37.13 | 40.41 | 0 | 0 | 10.55 | 0 | 0 | 10.44 | 0 | 0 | 10.33 | 0 | 0 | 10.33 | 0 | 0 | 10.33 | 0 | 0 | 10.33 | 0 | 0 | 10.33 | 0 | 0 | 55.87 | 0 | 12.93 | 55.87 | 0 | 12.93 | 50.29 | 0 | 12.93 | 50.29 | 52.88 | 49.26 | 55.87 | 0 | 12.93 | 11.73 | 0 | 0 | 11.49 | 0 | 0 | 10.33 | 0 | 0
8529 | 10.44 | 0 | 0 | 10.44 | 0 | 0 | 10.44 | 0 | 0 | 10.44 | 0 | 0 | 40.66 | 10.41 | 0 | 40.66 | 10.41 | 0 | 39.95 | 10.41 | 0 | 39.95 | 44.92 | 37.39 | 40.66 | 10.41 | 0 | 10.55 | 0 | 0 | 10.55 | 0 | 0 | 10.44 | 0 | 0 | 10.33 | 0 | 0 | 10.33 | 0 | 0 | 10.33 | 0 | 0 | 10.33 | 0 | 0 | 56.12 | 10.41 | 12.93 | 56.12 | 10.41 | 12.93 | 50.54 | 10.41 | 12.93 | 50.54 | 53.13 | 49.52 | 56.12 | 10.41 | 12.93 | 11.73 | 0 | 0 | 11.49 | 0 | 0 | 10.33 | 0 | 0
8530 | 10.33 | 0 | 0 | 10.33 | 0 | 0 | 10.33 | 0 | 0 | 10.33 | 0 | 0 | 40.81 | 10.57 | 0 | 40.81 | 10.57 | 0 | 40.11 | 10.57 | 0 | 40.11 | 45.07 | 37.54 | 40.81 | 10.57 | 10 | 10.55 | 0 | 0 | 10.44 | 0 | 0 | 10.33 | 0 | 0 | 10.33 | 0 | 0 | 10.33 | 0 | 0 | 10.33 | 0 | 0 | 10.33 | 0 | 0 | 56.28 | 10.57 | 12.93 | 56.28 | 10.57 | 12.93 | 50.7 | 10.57 | 12.93 | 50.7 | 53.28 | 49.67 | 56.28 | 10.57 | 12.93 | 11.49 | 0 | 0 | 11.26 | 0 | 0 | 10.33 | 0 | 0
8531 | 10.33 | 0 | 0 | 10.33 | 0 | 0 | 10.33 | 0 | 0 | 10.33 | 0 | 0 | 40.86 | 10.61 | 0 | 40.86 | 10.61 | 0 | 40.15 | 10.61 | 0 | 40.15 | 45.12 | 37.58 | 40.86 | 10.61 | 10.61 | 10.55 | 0 | 0 | 10.44 | 0 | 0 | 10.33 | 0 | 0 | 10.33 | 0 | 0 | 10.33 | 0 | 0 | 10.33 | 0 | 0 | 10.33 | 0 | 0 | 56.32 | 10.61 | 10.31 | 56.32 | 10.61 | 10.31 | 50.74 | 10.61 | 10.31 | 50.74 | 53.33 | 49.71 | 56.32 | 10.61 | 10.31 | 11.49 | 0 | 0 | 10.44 | 0 | 0 | 10.33 | 0 | 0
8532 | 10.33 | 0 | 0 | 10.33 | 0 | 0 | 10.33 | 0 | 0 | 10.33 | 0 | 0 | 40.74 | 10.49 | 0 | 40.74 | 10.49 | 0 | 40.03 | 10.49 | 0 | 40.03 | 45 | 37.46 | 40.74 | 10.49 | 10.49 | 10.44 | 0 | 0 | 10.44 | 0 | 0 | 10.33 | 0 | 0 | 10.33 | 0 | 0 | 10.33 | 0 | 0 | 10.33 | 0 | 0 | 10.33 | 0 | 0 | 56.2 | 10.49 | 10.31 | 56.2 | 10.49 | 10.31 | 50.62 | 10.49 | 10.31 | 50.62 | 53.21 | 49.6 | 56.2 | 10.49 | 10.31 | 10.23 | 0 | 0 | 10.44 | 0 | 0 | 10.33 | 0 | 0
8533 | 8.15 | 0 | 0 | 8.15 | 0 | 0 | 8.15 | 0 | 0 | 8.15 | 0 | 0 | 40.65 | 10.4 | 0 | 40.65 | 10.4 | 0 | 39.94 | 10.4 | 0 | 39.94 | 44.91 | 37.37 | 40.65 | 10.4 | 10.4 | 7.91 | 0 | 0 | 8.07 | 0 | 0 | 8.15 | 0 | 0 | 9 | 0 | 0 | 9 | 0 | 0 | 9 | 0 | 0 | 9 | 0 | 0 | 56.11 | 10.4 | 10.31 | 56.11 | 10.4 | 10.31 | 50.53 | 10.4 | 10.31 | 50.53 | 53.12 | 49.5 | 56.11 | 10.4 | 10.31 | 9 | 0 | 0 | 9.09 | 0 | 0 | 9 | 0 | 0
8534 | 7.99 | 0 | 0 | 7.99 | 0 | 0 | 7.99 | 0 | 0 | 7.99 | 0 | 0 | 40.67 | 10.43 | 10.43 | 40.67 | 10.43 | 0 | 39.97 | 10.43 | 10.43 | 39.97 | 44.93 | 37.4 | 40.67 | 10.43 | 10.43 | 7.91 | 0 | 0 | 8.07 | 0 | 0 | 7.99 | 0 | 0 | 9.09 | 0 | 0 | 9.09 | 0 | 0 | 9.09 | 0 | 0 | 9.09 | 0 | 0 | 56.14 | 10.43 | 10.43 | 56.14 | 10.43 | 10.31 | 50.56 | 10.43 | 10.43 | 50.56 | 53.14 | 49.53 | 56.14 | 10.43 | 10.43 | 9.19 | 0 | 0 | 9.19 | 0 | 0 | 9.09 | 0 | 0
8535 | 10.33 | 0 | 0 | 10.33 | 0 | 0 | 10.33 | 0 | 0 | 10.33 | 0 | 0 | 40.85 | 10.61 | 10.61 | 40.85 | 10.61 | 0 | 40.15 | 10.61 | 10.61 | 40.15 | 45.11 | 37.58 | 40.85 | 10.61 | 10.61 | 10.23 | 0 | 0 | 10.44 | 0 | 0 | 10.33 | 0 | 0 | 10.33 | 0 | 0 | 10.33 | 0 | 0 | 10.33 | 0 | 0 | 10.33 | 0 | 0 | 56.31 | 26.1 | 10.61 | 56.31 | 26.1 | 10.45 | 50.73 | 26.1 | 10.61 | 50.73 | 53.32 | 49.71 | 56.31 | 26.1 | 10.61 | 12.09 | 0 | 0 | 11.85 | 0 | 0 | 10.33 | 0 | 0
8536 | 10.33 | 0 | 0 | 10.33 | 0 | 0 | 10.33 | 0 | 0 | 10.33 | 0 | 0 | 41.23 | 10.99 | 10.98 | 41.23 | 10.99 | 0 | 40.52 | 10.99 | 10.98 | 40.52 | 45.49 | 37.96 | 41.23 | 10.99 | 10.98 | 10.55 | 0 | 0 | 10.44 | 0 | 0 | 10.33 | 0 | 0 | 10.33 | 0 | 0 | 10.33 | 0 | 0 | 10.33 | 0 | 0 | 10.33 | 0 | 0 | 56.69 | 29.98 | 13.75 | 56.69 | 29.98 | 13.75 | 51.11 | 29.98 | 13.75 | 51.11 | 53.7 | 50.09 | 56.69 | 29.98 | 13.75 | 12.09 | 0 | 0 | 12.09 | 0 | 0 | 10.33 | 0 | 0
8537 | 10.33 | 0 | 0 | 10.33 | 0 | 0 | 10.33 | 0 | 0 | 10.33 | 0 | 0 | 41.59 | 11.34 | 11.34 | 41.59 | 11.34 | 0 | 40.88 | 11.34 | 11.34 | 40.88 | 45.85 | 38.31 | 41.59 | 11.34 | 11.34 | 10.55 | 0 | 0 | 10.44 | 0 | 0 | 10.33 | 0 | 0 | 10.33 | 0 | 0 | 10.33 | 0 | 0 | 10.33 | 0 | 0 | 10.33 | 0 | 0 | 57.05 | 11.34 | 13.75 | 57.05 | 11.34 | 13.75 | 51.47 | 11.34 | 13.75 | 51.47 | 54.06 | 50.45 | 57.05 | 11.34 | 13.75 | 11.73 | 0 | 0 | 11.49 | 0 | 0 | 10.33 | 0 | 0
8538 | 10.33 | 0 | 0 | 10.33 | 0 | 0 | 10.33 | 0 | 0 | 10.33 | 0 | 0 | 41.34 | 11.09 | 0 | 41.34 | 11.09 | 0 | 40.63 | 11.09 | 0 | 40.63 | 45.6 | 38.06 | 41.34 | 11.09 | 11.09 | 10.55 | 0 | 0 | 10.44 | 0 | 0 | 10.33 | 0 | 0 | 10 | 0 | 0 | 10 | 0 | 0 | 10 | 0 | 0 | 10 | 0 | 0 | 56.8 | 11.09 | 13.75 | 56.8 | 11.09 | 13.75 | 51.22 | 11.09 | 13.75 | 51.22 | 53.81 | 50.2 | 56.8 | 11.09 | 13.75 | 11.73 | 0 | 0 | 11.49 | 0 | 0 | 10 | 0 | 0
8539 | 10.33 | 0 | 0 | 10.33 | 0 | 0 | 10.33 | 0 | 0 | 10.33 | 0 | 0 | 40.99 | 10.57 | 0 | 40.99 | 10.57 | 0 | 40.29 | 10.57 | 0 | 40.29 | 45.25 | 37.72 | 40.99 | 10.57 | 10.75 | 10.44 | 0 | 0 | 10.44 | 0 | 0 | 10.33 | 0 | 0 | 10.33 | 0 | 0 | 10.33 | 0 | 0 | 10.33 | 0 | 0 | 10.33 | 0 | 0 | 56.46 | 10.75 | 13.34 | 56.46 | 10.75 | 13.34 | 50.88 | 10.75 | 13.34 | 50.88 | 53.47 | 49.85 | 56.46 | 10.75 | 13.34 | 12.09 | 0 | 0 | 11.85 | 0 | 0 | 10.33 | 0 | 0
8540 | 0 | 0 | 0 | 0 | 0 | 0 | 0 | 0 | 0 | 0 | 0 | 0 | 40.68 | 0 | 0 | 40.68 | 0 | 0 | 39.97 | 0 | 0 | 39.97 | 44.94 | 37.4 | 40.68 | 0 | 10 | 0 | 0 | 0 | 0 | 0 | 0 | 0 | 0 | 0 | 10.33 | 0 | 0 | 10.33 | 0 | 0 | 10.33 | 0 | 0 | 10.33 | 0 | 0 | 56.14 | 10.43 | 13.34 | 56.14 | 10.43 | 13.34 | 50.56 | 10.43 | 13.34 | 50.56 | 53.15 | 49.54 | 56.14 | 10.43 | 13.34 | 11.49 | 0 | 0 | 11.26 | 0 | 0 | 10.33 | 0 | 0
8541 | 0 | 0 | 0 | 0 | 0 | 0 | 0 | 0 | 0 | 0 | 0 | 0 | 40.52 | 0 | 0 | 40.52 | 0 | 0 | 39.82 | 0 | 0 | 39.82 | 44.78 | 37.25 | 40.52 | 0 | 0 | 0 | 0 | 0 | 0 | 0 | 0 | 0 | 0 | 0 | 9.8 | 0 | 0 | 9.8 | 0 | 0 | 9.8 | 0 | 0 | 9.8 | 0 | 0 | 55.99 | 10.28 | 13.34 | 55.99 | 10.28 | 13.34 | 50.41 | 10.28 | 13.34 | 50.41 | 52.99 | 49.38 | 55.99 | 10.28 | 13.34 | 9.9 | 0 | 0 | 9.9 | 0 | 0 | 9.8 | 0 | 0
8542 | 0 | 0 | 0 | 0 | 0 | 0 | 0 | 0 | 0 | 0 | 0 | 0 | 40.4 | 0 | 0 | 40.4 | 0 | 0 | 39.7 | 0 | 0 | 39.7 | 44.66 | 37.13 | 40.4 | 0 | 0 | 0 | 0 | 0 | 0 | 0 | 0 | 0 | 0 | 0 | 9.8 | 0 | 0 | 9.8 | 0 | 0 | 9.8 | 0 | 0 | 9.8 | 0 | 0 | 55.87 | 0 | 13.34 | 55.87 | 0 | 13.34 | 50.29 | 0 | 13.34 | 50.29 | 52.88 | 49.26 | 55.87 | 0 | 13.34 | 9.9 | 0 | 0 | 9.9 | 0 | 0 | 9.8 | 0 | 0
8543 | 0 | 0 | 0 | 0 | 0 | 0 | 0 | 0 | 0 | 0 | 0 | 0 | 40.16 | 0 | 0 | 40.16 | 0 | 0 | 39.45 | 0 | 0 | 39.45 | 44.42 | 36.88 | 40.16 | 0 | 0 | 0 | 0 | 0 | 0 | 0 | 0 | 0 | 0 | 0 | 0 | 0 | 0 | 0 | 0 | 0 | 0 | 0 | 0 | 0 | 0 | 0 | 55.62 | 9.91 | 12.93 | 55.62 | 9.91 | 12.93 | 50.04 | 9.91 | 12.93 | 50.04 | 52.63 | 49.02 | 55.62 | 9.91 | 12.93 | 0 | 0 | 0 | 0 | 0 | 0 | 0 | 0 | 0
8544 | 0 | 0 | 0 | 0 | 0 | 0 | 0 | 0 | 0 | 0 | 0 | 0 | 40.22 | 0 | 0 | 40.22 | 0 | 0 | 39.51 | 0 | 0 | 39.51 | 44.48 | 36.94 | 40.22 | 0 | 0 | 0 | 0 | 0 | 0 | 0 | 0 | 0 | 0 | 0 | 0 | 0 | 0 | 0 | 0 | 0 | 0 | 0 | 0 | 0 | 0 | 0 | 55.68 | 0 | 0 | 55.68 | 0 | 0 | 50.1 | 0 | 0 | 50.1 | 52.69 | 49.07 | 55.68 | 0 | 0 | 0 | 0 | 0 | 0 | 0 | 0 | 0 | 0 | 0
8545 | 0 | 0 | 0 | 0 | 0 | 0 | 0 | 0 | 0 | 0 | 0 | 0 | 39.26 | 0 | 0 | 39.26 | 0 | 0 | 39.26 | 0 | 0 | 39.26 | 44.23 | 36.69 | 39.26 | 0 | 0 | 0 | 0 | 0 | 0 | 0 | 0 | 0 | 0 | 0 | 0 | 0 | 0 | 0 | 0 | 0 | 0 | 0 | 0 | 0 | 0 | 0 | 52.47 | 0 | 0 | 52.47 | 0 | 0 | 49.85 | 0 | 0 | 49.85 | 52.44 | 48.83 | 52.47 | 0 | 0 | 0 | 0 | 0 | 0 | 0 | 0 | 0 | 0 | 0
8546 | 0 | 0 | 0 | 0 | 0 | 0 | 0 | 0 | 0 | 0 | 0 | 0 | 39.03 | 0 | 0 | 39.03 | 0 | 0 | 39.03 | 0 | 0 | 39.03 | 43.99 | 36.46 | 39.03 | 0 | 0 | 0 | 0 | 0 | 0 | 0 | 0 | 0 | 0 | 0 | 0 | 0 | 0 | 0 | 0 | 0 | 0 | 0 | 0 | 0 | 0 | 0 | 49.61 | 0 | 0 | 49.61 | 0 | 0 | 49.61 | 0 | 0 | 49.61 | 52.2 | 48.59 | 49.61 | 0 | 0 | 0 | 0 | 0 | 0 | 0 | 0 | 0 | 0 | 0
8547 | 0 | 0 | 0 | 0 | 0 | 0 | 0 | 0 | 0 | 0 | 0 | 0 | 38.93 | 0 | 0 | 38.93 | 0 | 0 | 38.93 | 0 | 0 | 38.93 | 43.9 | 36.36 | 38.93 | 0 | 0 | 0 | 0 | 0 | 0 | 0 | 0 | 0 | 0 | 0 | 0 | 0 | 0 | 0 | 0 | 0 | 0 | 0 | 0 | 0 | 0 | 0 | 49.52 | 0 | 0 | 49.52 | 0 | 0 | 49.52 | 0 | 0 | 49.52 | 52.11 | 48.5 | 49.52 | 0 | 0 | 0 | 0 | 0 | 0 | 0 | 0 | 0 | 0 | 0
8548 | 0 | 0 | 0 | 0 | 0 | 0 | 0 | 0 | 0 | 0 | 0 | 0 | 26.27 | 0 | 0 | 26.27 | 0 | 0 | 26.27 | 0 | 0 | 38.97 | 43.93 | 36.4 | 26.27 | 0 | 0 | 0 | 0 | 0 | 0 | 0 | 0 | 0 | 0 | 0 | 0 | 0 | 0 | 0 | 0 | 0 | 0 | 0 | 0 | 0 | 0 | 0 | 49.55 | 0 | 0 | 49.55 | 0 | 0 | 49.55 | 0 | 0 | 49.55 | 52.14 | 48.53 | 49.55 | 0 | 0 | 0 | 0 | 0 | 0 | 0 | 0 | 0 | 0 | 0
8549 | 0 | 0 | 0 | 0 | 0 | 0 | 0 | 0 | 0 | 0 | 0 | 0 | 39.05 | 0 | 0 | 39.05 | 0 | 0 | 39.05 | 0 | 0 | 39.05 | 44.02 | 36.48 | 39.05 | 0 | 0 | 0 | 0 | 0 | 0 | 0 | 0 | 0 | 0 | 0 | 0 | 0 | 0 | 0 | 0 | 0 | 0 | 0 | 0 | 0 | 0 | 0 | 49.64 | 0 | 0 | 49.64 | 0 | 0 | 49.64 | 0 | 0 | 49.64 | 52.23 | 48.62 | 49.64 | 0 | 0 | 0 | 0 | 0 | 0 | 0 | 0 | 0 | 0 | 0
8550 | 0 | 0 | 0 | 0 | 0 | 0 | 0 | 0 | 0 | 0 | 0 | 0 | 39.14 | 0 | 0 | 39.14 | 0 | 0 | 39.14 | 0 | 0 | 39.14 | 44.11 | 36.58 | 39.14 | 0 | 0 | 0 | 0 | 0 | 0 | 0 | 0 | 0 | 0 | 0 | 0 | 0 | 0 | 0 | 0 | 0 | 0 | 0 | 0 | 0 | 0 | 0 | 49.73 | 0 | 0 | 49.73 | 0 | 0 | 49.73 | 0 | 0 | 49.73 | 52.32 | 48.71 | 49.73 | 0 | 0 | 0 | 0 | 0 | 0 | 0 | 0 | 0 | 0 | 0
8551 | 0 | 0 | 0 | 0 | 0 | 0 | 0 | 0 | 0 | 0 | 0 | 0 | 39.22 | 0 | 0 | 39.22 | 0 | 0 | 39.22 | 0 | 0 | 39.22 | 44.19 | 36.65 | 39.22 | 0 | 0 | 0 | 0 | 0 | 0 | 0 | 0 | 0 | 0 | 0 | 0 | 0 | 0 | 0 | 0 | 0 | 0 | 0 | 0 | 0 | 0 | 0 | 55.39 | 9.68 | 0 | 55.39 | 9.68 | 0 | 49.81 | 9.68 | 0 | 49.81 | 52.4 | 48.79 | 55.39 | 9.68 | 0 | 0 | 0 | 0 | 0 | 0 | 0 | 0 | 0 | 0
8552 | 10.33 | 0 | 0 | 10.33 | 0 | 0 | 10.33 | 0 | 0 | 10.33 | 0 | 0 | 40.12 | 9.88 | 0 | 40.12 | 9.88 | 0 | 39.42 | 9.88 | 0 | 39.42 | 44.38 | 36.85 | 40.12 | 9.88 | 0 | 0 | 0 | 0 | 10.23 | 0 | 0 | 10.33 | 0 | 0 | 0 | 0 | 0 | 0 | 0 | 0 | 0 | 0 | 0 | 0 | 0 | 0 | 55.59 | 9.88 | 0 | 55.59 | 9.88 | 0 | 50.01 | 9.88 | 0 | 50.01 | 52.59 | 48.98 | 55.59 | 9.88 | 0 | 0 | 0 | 0 | 0 | 0 | 0 | 0 | 0 | 0
8553 | 10.33 | 0 | 0 | 10.33 | 0 | 0 | 10.33 | 0 | 0 | 10.33 | 0 | 0 | 40.31 | 10.06 | 0 | 40.31 | 10.06 | 0 | 39.6 | 10.06 | 0 | 39.6 | 44.57 | 37.04 | 40.31 | 10.06 | 0 | 0 | 0 | 0 | 10.23 | 0 | 0 | 10.33 | 0 | 0 | 10.33 | 0 | 0 | 10.33 | 0 | 0 | 10.33 | 0 | 0 | 10.33 | 0 | 0 | 55.77 | 10.06 | 0 | 55.77 | 10.06 | 0 | 50.19 | 10.06 | 0 | 50.19 | 52.78 | 49.17 | 55.77 | 10.06 | 0 | 0 | 0 | 0 | 10.23 | 0 | 0 | 10.33 | 0 | 0
8554 | 17.92 | 0 | 0 | 17.92 | 0 | 0 | 17.92 | 0 | 0 | 17.92 | 0 | 0 | 40.53 | 10.28 | 0 | 40.53 | 10.28 | 0 | 39.82 | 10.28 | 0 | 39.82 | 44.79 | 37.25 | 40.53 | 10.28 | 0 | 0 | 0 | 0 | 17.74 | 0 | 0 | 17.92 | 0 | 0 | 10.33 | 0 | 0 | 10.33 | 0 | 0 | 10.33 | 0 | 0 | 10.33 | 0 | 0 | 55.99 | 26.1 | 0 | 55.99 | 26.1 | 0 | 50.41 | 26.1 | 0 | 50.41 | 53 | 49.39 | 55.99 | 26.1 | 0 | 0 | 0 | 0 | 10.23 | 0 | 0 | 10.33 | 0 | 0
8555 | 40.05 | 0 | 0 | 40.05 | 0 | 0 | 40.05 | 0 | 0 | 40.05 | 0 | 0 | 40.76 | 10.51 | 0 | 40.76 | 10.51 | 0 | 40.05 | 10.51 | 0 | 40.05 | 45.02 | 37.48 | 40.76 | 10.51 | 0 | 0 | 0 | 0 | 39.65 | 0 | 0 | 40.05 | 0 | 0 | 36.14 | 10.33 | 0 | 36.14 | 10.33 | 0 | 36.14 | 10.33 | 0 | 36.14 | 0 | 0 | 56.22 | 10.51 | 0 | 56.22 | 10.51 | 0 | 50.64 | 10.51 | 0 | 50.64 | 53.23 | 49.62 | 56.22 | 10.51 | 0 | 0 | 0 | 0 | 35.78 | 0 | 0 | 36.14 | 10.33 | 0
8556 | 39.59 | 0 | 0 | 39.59 | 0 | 0 | 39.59 | 0 | 0 | 39.59 | 0 | 0 | 40.7 | 10.46 | 0 | 40.7 | 10.46 | 0 | 40 | 10.46 | 0 | 40 | 44.96 | 37.43 | 40.7 | 10.46 | 0 | 0 | 0 | 0 | 39.2 | 0 | 0 | 39.59 | 0 | 0 | 36.14 | 10.33 | 0 | 36.14 | 10.33 | 0 | 36.14 | 10.33 | 0 | 36.14 | 0 | 0 | 56.16 | 10.46 | 0 | 56.16 | 10.46 | 0 | 50.58 | 10.46 | 0 | 50.58 | 53.17 | 49.56 | 56.16 | 10.46 | 0 | 0 | 0 | 0 | 35.78 | 0 | 0 | 36.14 | 10.33 | 0
8557 | 18.29 | 0 | 0 | 18.29 | 0 | 0 | 18.29 | 0 | 0 | 18.29 | 0 | 0 | 40.58 | 10.33 | 0 | 40.58 | 10.33 | 0 | 39.87 | 10.33 | 0 | 39.87 | 44.84 | 37.31 | 40.58 | 10.33 | 0 | 0 | 0 | 0 | 0 | 0 | 0 | 18.29 | 0 | 0 | 36.14 | 10.33 | 0 | 36.14 | 10.33 | 0 | 36.14 | 10.33 | 0 | 36.14 | 0 | 0 | 56.04 | 10.34 | 0 | 56.04 | 10.34 | 0 | 50.46 | 10.34 | 0 | 50.46 | 53.05 | 49.44 | 56.04 | 10.34 | 0 | 0 | 0 | 0 | 35.78 | 0 | 0 | 36.14 | 10.33 | 0
8558 | 18.29 | 0 | 0 | 18.29 | 0 | 0 | 18.29 | 0 | 0 | 18.29 | 0 | 0 | 40.6 | 10.35 | 10.35 | 40.6 | 10.35 | 0 | 39.89 | 10.35 | 10.35 | 39.89 | 44.86 | 37.32 | 40.6 | 10.35 | 10.35 | 0 | 0 | 0 | 0 | 0 | 0 | 18.29 | 0 | 0 | 35.42 | 10.33 | 10.33 | 35.42 | 10.33 | 10.33 | 35.42 | 10.33 | 10.33 | 35.42 | 0 | 0 | 56.06 | 10.35 | 10.35 | 56.06 | 10.35 | 0 | 50.48 | 10.35 | 10.35 | 50.48 | 53.07 | 49.45 | 56.06 | 10.35 | 10.35 | 0 | 0 | 0 | 35.07 | 0 | 0 | 35.42 | 10.33 | 10.33
8559 | 40.09 | 0 | 0 | 40.09 | 0 | 0 | 40.09 | 0 | 0 | 40.09 | 0 | 0 | 40.8 | 10.55 | 10.55 | 40.8 | 10.55 | 0 | 40.09 | 10.55 | 10.55 | 40.09 | 45.06 | 37.52 | 40.8 | 10.55 | 10.55 | 0 | 0 | 0 | 39.69 | 0 | 0 | 40.09 | 0 | 0 | 45.19 | 10.33 | 43.47 | 45.19 | 10.33 | 43.47 | 45.19 | 10.33 | 43.47 | 45.19 | 0 | 0 | 56.26 | 29.98 | 43.47 | 56.26 | 29.98 | 0 | 50.68 | 46.27 | 43.47 | 50.68 | 53.27 | 49.66 | 56.26 | 29.98 | 43.47 | 0 | 0 | 0 | 44.74 | 0 | 0 | 45.19 | 10.33 | 43.47
8560 | 40.4 | 10.33 | 33.06 | 40.4 | 10.33 | 33.06 | 40.4 | 10.33 | 33.06 | 40.4 | 0 | 0 | 41.11 | 10.86 | 33.06 | 41.11 | 10.86 | 0 | 40.4 | 10.86 | 33.06 | 40.4 | 45.37 | 37.83 | 41.11 | 10.86 | 33.06 | 0 | 0 | 0 | 39.99 | 0 | 0 | 40.4 | 10.33 | 33.06 | 50.99 | 48.43 | 46.17 | 50.99 | 48.43 | 46.17 | 50.99 | 48.43 | 46.17 | 50.99 | 0 | 0 | 56.57 | 48.43 | 46.17 | 56.57 | 29.98 | 0 | 50.99 | 48.43 | 46.17 | 50.99 | 53.58 | 49.96 | 56.57 | 48.43 | 46.17 | 0 | 0 | 0 | 50.48 | 0 | 0 | 50.99 | 48.43 | 46.17
8561 | 40.72 | 10.34 | 36.32 | 40.72 | 10.34 | 36.32 | 40.72 | 10.34 | 36.32 | 40.72 | 0 | 0 | 41.43 | 11.18 | 36.32 | 41.43 | 11.18 | 0 | 40.72 | 11.18 | 36.32 | 40.72 | 45.69 | 38.15 | 41.43 | 11.18 | 36.32 | 0 | 0 | 0 | 40.31 | 0 | 0 | 40.72 | 10.34 | 36.32 | 51.31 | 48.43 | 46.17 | 51.31 | 48.43 | 46.17 | 51.31 | 48.43 | 46.17 | 51.31 | 0 | 45.29 | 56.89 | 48.43 | 46.17 | 56.89 | 29.98 | 45.35 | 51.31 | 48.43 | 46.17 | 51.31 | 53.9 | 50.29 | 56.89 | 48.43 | 46.17 | 0 | 0 | 0 | 50.8 | 0 | 44.8 | 51.31 | 48.43 | 46.17
8562 | 40.71 | 10.33 | 33.06 | 40.71 | 10.33 | 33.06 | 40.71 | 10.33 | 33.06 | 40.71 | 0 | 0 | 41.41 | 10.33 | 33.06 | 41.41 | 10.33 | 0 | 40.71 | 10.33 | 33.06 | 40.71 | 45.67 | 38.14 | 41.41 | 10.34 | 33.06 | 0 | 0 | 0 | 40.3 | 0 | 0 | 40.71 | 10.33 | 33.06 | 51.3 | 46.27 | 46.17 | 51.3 | 46.27 | 46.17 | 51.3 | 46.27 | 46.17 | 51.3 | 0 | 45.29 | 56.88 | 46.27 | 46.17 | 56.88 | 29.98 | 45.35 | 51.3 | 46.27 | 46.17 | 51.3 | 53.88 | 50.27 | 56.88 | 46.27 | 46.17 | 0 | 0 | 0 | 50.78 | 0 | 44.8 | 51.3 | 46.27 | 46.17
8563 | 40.48 | 10.33 | 15.54 | 40.48 | 10.33 | 15.54 | 40.48 | 10.33 | 15.54 | 40.48 | 0 | 0 | 41.19 | 10.33 | 15.54 | 41.19 | 10.33 | 0 | 40.48 | 10.33 | 15.54 | 40.48 | 45.45 | 37.92 | 41.19 | 10.33 | 15.54 | 0 | 0 | 0 | 40.08 | 0 | 0 | 40.48 | 10.33 | 15.54 | 51.07 | 29.98 | 46.17 | 51.07 | 29.98 | 45.35 | 51.07 | 29.98 | 45.35 | 51.07 | 0 | 45.29 | 56.65 | 29.98 | 45.35 | 56.65 | 29.98 | 45.35 | 51.07 | 29.98 | 45.35 | 51.07 | 53.66 | 50.05 | 56.65 | 29.98 | 45.35 | 0 | 0 | 0 | 50.56 | 0 | 44.8 | 51.07 | 29.98 | 46.17
8564 | 40.2 | 10.33 | 10.66 | 40.2 | 10.33 | 10.66 | 40.2 | 10.33 | 10.66 | 40.2 | 0 | 0 | 40.91 | 10.33 | 10.66 | 40.91 | 10.33 | 0 | 40.2 | 10.33 | 10.66 | 40.2 | 45.17 | 37.64 | 40.91 | 10.33 | 10.66 | 0 | 0 | 0 | 34.29 | 0 | 0 | 40.2 | 10.33 | 10.66 | 36.14 | 48.43 | 46.17 | 36.14 | 10.66 | 45.29 | 36.14 | 10.66 | 45.29 | 36.14 | 0 | 45.29 | 56.37 | 10.66 | 45.29 | 56.37 | 10.66 | 45.29 | 50.79 | 10.66 | 45.29 | 50.79 | 53.38 | 49.77 | 56.37 | 10.66 | 45.29 | 0 | 0 | 0 | 35.78 | 0 | 44.8 | 36.14 | 48.43 | 46.17
8565 | 18.29 | 0.01 | 10.33 | 18.29 | 0.01 | 10.33 | 18.29 | 0.01 | 10.33 | 18.29 | 0 | 0 | 40.05 | 0.01 | 10.33 | 40.05 | 0.01 | 0 | 40.05 | 0.01 | 10.33 | 40.05 | 45.02 | 37.49 | 40.05 | 0.01 | 10.33 | 0 | 0 | 0 | 0 | 0 | 0 | 18.29 | 0.01 | 10.33 | 10.33 | 48.43 | 46.17 | 10.33 | 10.33 | 45.25 | 10.33 | 10.33 | 45.25 | 10.33 | 0 | 45.25 | 56.22 | 10.33 | 45.29 | 56.22 | 10.33 | 45.29 | 50.64 | 10.33 | 45.29 | 50.64 | 53.23 | 49.62 | 56.22 | 10.33 | 45.29 | 0 | 0 | 0 | 10.23 | 0 | 44.8 | 33.67 | 48.43 | 46.17
8566 | 10.33 | 0 | 0 | 10.33 | 0 | 0 | 10.33 | 0 | 0 | 10.33 | 0 | 0 | 39.94 | 0 | 0 | 39.94 | 0 | 0 | 39.94 | 0 | 0 | 39.94 | 44.91 | 37.37 | 39.94 | 0 | 0 | 0 | 0 | 0 | 0 | 0 | 0 | 10.33 | 0 | 0 | 0 | 10.33 | 46.17 | 0 | 0 | 10.33 | 0 | 0 | 10.33 | 0 | 0 | 10.33 | 50.53 | 0 | 38.5 | 50.53 | 0 | 38.5 | 50.53 | 0 | 38.5 | 50.53 | 53.12 | 49.51 | 50.53 | 0 | 38.5 | 0 | 0 | 0 | 0 | 0 | 10.44 | 10.33 | 10.33 | 46.17
8567 | 10.33 | 0 | 0 | 10.33 | 0 | 0 | 10.33 | 0 | 0 | 10.33 | 0 | 0 | 39.57 | 0 | 0 | 39.57 | 0 | 0 | 39.57 | 0 | 0 | 39.57 | 44.54 | 37 | 39.57 | 0 | 0 | 0 | 0 | 0 | 0 | 0 | 0 | 10.33 | 0 | 0 | 0 | 0 | 46.17 | 0 | 0 | 9.82 | 0 | 0 | 9.82 | 0 | 0 | 9.82 | 50.16 | 0 | 38.5 | 50.16 | 0 | 38.5 | 50.16 | 0 | 38.5 | 50.16 | 52.75 | 49.14 | 50.16 | 0 | 38.5 | 0 | 0 | 0 | 0 | 0 | 9.92 | 10.33 | 0 | 46.17
8568 | 10.33 | 0 | 0 | 10.33 | 0 | 0 | 10.33 | 0 | 0 | 10.33 | 0 | 0 | 39.49 | 0 | 0 | 39.49 | 0 | 0 | 39.49 | 9.95 | 9.95 | 39.49 | 44.46 | 36.93 | 39.49 | 9.95 | 9.95 | 0 | 0 | 0 | 0 | 0 | 0 | 10.33 | 0 | 0 | 0 | 0 | 46.17 | 0 | 0 | 0 | 0 | 0 | 0 | 0 | 0 | 0 | 50.08 | 0 | 35.49 | 50.08 | 0 | 35.49 | 50.08 | 29.9 | 35.49 | 50.08 | 52.67 | 49.06 | 50.08 | 9.95 | 35.49 | 0 | 0 | 0 | 0 | 0 | 0 | 0 | 0 | 46.17
8569 | 0 | 0 | 0 | 0 | 0 | 0 | 0 | 0 | 0 | 0 | 0 | 0 | 39.28 | 0 | 0 | 39.28 | 0 | 0 | 39.28 | 9.74 | 9.74 | 39.28 | 44.25 | 36.71 | 39.28 | 9.74 | 9.74 | 0 | 0 | 0 | 0 | 0 | 0 | 0 | 0 | 0 | 0 | 0 | 10.33 | 0 | 0 | 0 | 0 | 0 | 0 | 0 | 0 | 0 | 49.87 | 0 | 34.78 | 49.87 | 0 | 34.78 | 49.87 | 29.9 | 34.78 | 49.87 | 52.46 | 48.84 | 49.87 | 9.74 | 34.78 | 0 | 0 | 0 | 0 | 0 | 0 | 0 | 0 | 10.33
8570 | 0 | 0 | 0 | 0 | 0 | 0 | 0 | 0 | 0 | 0 | 0 | 0 | 39.17 | 0 | 0 | 39.17 | 0 | 0 | 39.17 | 9.63 | 9.63 | 39.17 | 44.14 | 36.6 | 39.17 | 9.63 | 9.63 | 0 | 0 | 0 | 0 | 0 | 0 | 0 | 0 | 0 | 0 | 0 | 0 | 0 | 0 | 0 | 0 | 0 | 0 | 0 | 0 | 0 | 49.76 | 0 | 34.78 | 49.76 | 0 | 34.78 | 49.76 | 9.63 | 34.78 | 49.76 | 52.35 | 48.73 | 49.76 | 9.63 | 34.78 | 0 | 0 | 0 | 0 | 0 | 0 | 0 | 0 | 0
8571 | 0 | 0 | 0 | 0 | 0 | 0 | 0 | 0 | 0 | 0 | 0 | 0 | 39.18 | 0 | 0 | 39.18 | 0 | 0 | 39.18 | 9.64 | 9.64 | 39.18 | 44.15 | 36.61 | 39.18 | 9.64 | 9.64 | 0 | 0 | 0 | 0 | 0 | 0 | 0 | 0 | 0 | 0 | 0 | 0 | 0 | 0 | 0 | 0 | 0 | 0 | 0 | 0 | 0 | 49.77 | 0 | 35.49 | 49.77 | 0 | 35.49 | 49.77 | 9.64 | 35.49 | 49.77 | 52.36 | 48.75 | 49.77 | 9.64 | 35.49 | 0 | 0 | 0 | 0 | 0 | 0 | 0 | 0 | 0
8572 | 0 | 0 | 0 | 0 | 0 | 0 | 0 | 0 | 0 | 0 | 0 | 0 | 39.41 | 0 | 13.67 | 39.41 | 0 | 13.67 | 39.41 | 9.87 | 14.53 | 39.41 | 44.37 | 36.84 | 39.41 | 9.87 | 14.53 | 0 | 0 | 0 | 0 | 0 | 0 | 0 | 0 | 0 | 0 | 0 | 0 | 0 | 0 | 0 | 0 | 0 | 0 | 0 | 0 | 0 | 50 | 0 | 35.85 | 50 | 0 | 35.85 | 50 | 9.87 | 36.96 | 50 | 52.59 | 48.97 | 50 | 9.87 | 36.96 | 0 | 0 | 33.4 | 0 | 0 | 0 | 0 | 0 | 0
8573 | 0 | 0 | 0 | 0 | 0 | 0 | 0 | 0 | 0 | 0 | 0 | 0 | 39.8 | 0 | 10.26 | 39.8 | 0 | 10.26 | 39.8 | 0 | 10.26 | 39.8 | 44.76 | 37.23 | 39.8 | 0 | 10.26 | 0 | 0 | 0 | 0 | 0 | 0 | 0 | 0 | 0 | 0 | 0 | 10 | 0 | 0 | 0 | 0 | 0 | 0 | 0 | 0 | 0 | 50.39 | 0 | 35.49 | 50.39 | 0 | 35.49 | 50.39 | 0 | 35.49 | 50.39 | 52.97 | 49.36 | 50.39 | 0 | 35.49 | 0 | 0 | 33.4 | 0 | 0 | 0 | 0 | 0 | 10
8574 | 0 | 0 | 0 | 0 | 0 | 0 | 0 | 0 | 0 | 0 | 0 | 0 | 40.23 | 0 | 10.26 | 40.23 | 0 | 10.26 | 40.23 | 0 | 10.26 | 40.23 | 45.19 | 37.66 | 40.23 | 0 | 10.69 | 0 | 0 | 0 | 0 | 0 | 0 | 0 | 0 | 0 | 0 | 0 | 0 | 0 | 0 | 0 | 0 | 0 | 0 | 0 | 0 | 0 | 50.82 | 0 | 35.85 | 50.82 | 0 | 35.85 | 50.82 | 0 | 35.85 | 50.82 | 53.4 | 49.79 | 50.82 | 0 | 35.85 | 0 | 0 | 33.4 | 0 | 0 | 0 | 10.33 | 0 | 0
8575 | 10 | 0 | 0 | 10 | 0 | 0 | 10 | 0 | 0 | 10 | 0 | 0 | 41.02 | 10.57 | 25.23 | 41.02 | 10.57 | 25.23 | 41.02 | 10.57 | 25.23 | 41.02 | 45.98 | 38.45 | 41.02 | 10.57 | 25.23 | 0 | 0 | 0 | 9.9 | 0 | 0 | 10 | 0 | 0 | 0 | 0 | 10.33 | 0 | 0 | 0 | 0 | 0 | 0 | 0 | 0 | 0 | 54.23 | 11.48 | 36.84 | 54.23 | 11.48 | 36.84 | 51.61 | 11.48 | 36.84 | 51.61 | 54.2 | 50.58 | 54.23 | 11.48 | 36.84 | 0 | 0 | 34.66 | 0 | 0 | 0 | 10.33 | 0 | 10.33
8576 | 10.33 | 0 | 0 | 10.33 | 0 | 0 | 10.33 | 0 | 0 | 10.33 | 0 | 0 | 42.33 | 12.08 | 25.23 | 42.33 | 12.08 | 25.23 | 41.62 | 12.08 | 25.23 | 41.62 | 46.59 | 39.05 | 42.33 | 12.08 | 25.23 | 0 | 0 | 0 | 10.23 | 0 | 0 | 10.33 | 0 | 0 | 0 | 0 | 0 | 0 | 0 | 0 | 0 | 0 | 0 | 0 | 0 | 0 | 57.79 | 12.08 | 42.18 | 57.79 | 12.08 | 42.18 | 52.21 | 12.08 | 42.18 | 52.21 | 54.8 | 51.19 | 57.79 | 12.08 | 42.18 | 0 | 0 | 39.29 | 0 | 0 | 0 | 10.33 | 0 | 46.17
8577 | 10.33 | 0 | 0 | 10.33 | 0 | 0 | 10.33 | 0 | 0 | 10.33 | 0 | 0 | 42.02 | 11.77 | 33.4 | 42.02 | 11.77 | 33.4 | 41.31 | 11.77 | 33.4 | 41.31 | 46.28 | 38.74 | 42.02 | 11.77 | 33.4 | 0 | 0 | 0 | 10.23 | 0 | 0 | 10.33 | 0 | 0 | 0 | 0 | 0 | 0 | 0 | 0 | 0 | 0 | 0 | 0 | 0 | 0 | 57.48 | 20 | 44.38 | 57.48 | 20 | 44.38 | 51.9 | 20 | 44.38 | 51.9 | 54.49 | 50.88 | 57.48 | 20 | 44.38 | 0 | 0 | 39.29 | 0 | 0 | 0 | 10.33 | 0 | 10.33
8578 | 0 | 0 | 0 | 0 | 0 | 0 | 0 | 0 | 0 | 0 | 0 | 0 | 41.97 | 11.72 | 33.4 | 41.97 | 11.72 | 33.4 | 41.26 | 11.72 | 33.4 | 41.26 | 46.23 | 38.69 | 41.97 | 11.72 | 33.4 | 0 | 0 | 0 | 0 | 0 | 0 | 0 | 0 | 0 | 0 | 0 | 0 | 0 | 0 | 0 | 0 | 0 | 0 | 0 | 0 | 0 | 57.43 | 41.02 | 46.45 | 57.43 | 41.02 | 44.38 | 51.85 | 41.02 | 46.45 | 51.85 | 54.44 | 50.83 | 57.43 | 41.02 | 46.45 | 0 | 0 | 33.4 | 0 | 0 | 0 | 10.33 | 0 | 0
8579 | 0 | 0 | 0 | 0 | 0 | 0 | 0 | 0 | 0 | 0 | 0 | 0 | 42.01 | 10.57 | 33.4 | 42.01 | 10.57 | 33.4 | 41.31 | 10.57 | 33.4 | 41.31 | 46.27 | 38.74 | 42.01 | 10.57 | 33.4 | 0 | 0 | 0 | 0 | 0 | 0 | 0 | 0 | 0 | 0 | 0 | 0 | 0 | 0 | 0 | 0 | 0 | 0 | 0 | 0 | 0 | 57.47 | 41.02 | 44.38 | 57.47 | 41.02 | 44.38 | 51.89 | 41.02 | 44.38 | 51.89 | 54.48 | 50.87 | 57.47 | 41.02 | 44.38 | 0 | 0 | 0 | 0 | 0 | 0 | 0 | 0 | 0
8580 | 0 | 0 | 0 | 0 | 0 | 0 | 0 | 0 | 0 | 0 | 0 | 0 | 41.94 | 10.57 | 33.06 | 41.94 | 10.57 | 33.06 | 41.23 | 10.57 | 33.06 | 41.23 | 46.19 | 38.66 | 41.94 | 10.57 | 33.06 | 0 | 0 | 0 | 0 | 0 | 0 | 0 | 0 | 0 | 0 | 0 | 0 | 0 | 0 | 0 | 0 | 0 | 0 | 0 | 0 | 0 | 57.4 | 41.02 | 44.38 | 57.4 | 41.02 | 44.38 | 51.82 | 41.02 | 44.38 | 51.82 | 54.41 | 50.79 | 57.4 | 41.02 | 44.38 | 0 | 0 | 0 | 0 | 0 | 0 | 0 | 0 | 0
8581 | 0 | 0 | 0 | 0 | 0 | 0 | 0 | 0 | 0 | 0 | 0 | 0 | 41.82 | 11.57 | 33.4 | 41.82 | 11.57 | 33.4 | 41.11 | 11.57 | 33.4 | 41.11 | 46.08 | 38.54 | 41.82 | 11.57 | 33.4 | 0 | 0 | 0 | 0 | 0 | 0 | 0 | 0 | 0 | 0 | 0 | 0 | 0 | 0 | 0 | 0 | 0 | 0 | 0 | 0 | 0 | 57.28 | 41.02 | 46.45 | 57.28 | 41.02 | 46.45 | 51.7 | 41.02 | 46.45 | 51.7 | 54.29 | 50.68 | 57.28 | 41.02 | 46.45 | 0 | 0 | 34.43 | 0 | 0 | 0 | 10.33 | 0 | 0
8582 | 10.33 | 0 | 0 | 10.33 | 0 | 0 | 10.33 | 0 | 0 | 10.33 | 0 | 0 | 41.9 | 12.33 | 33.63 | 41.9 | 12.33 | 33.63 | 41.2 | 12.33 | 33.63 | 41.2 | 46.16 | 38.63 | 41.9 | 12.33 | 33.63 | 0 | 0 | 0 | 10.23 | 0 | 0 | 10.33 | 0 | 0 | 0 | 0 | 0 | 0 | 0 | 0 | 0 | 0 | 0 | 0 | 0 | 0 | 57.37 | 45.47 | 49.11 | 57.37 | 45.47 | 49.11 | 51.79 | 45.47 | 49.11 | 51.79 | 54.37 | 50.76 | 57.37 | 45.47 | 49.11 | 0 | 0 | 34.43 | 0 | 0 | 0 | 10.33 | 0 | 0
8583 | 10.33 | 0 | 0 | 10.33 | 0 | 0 | 10.33 | 0 | 0 | 10.33 | 0 | 0 | 42.63 | 12.98 | 35.75 | 42.63 | 12.98 | 33.63 | 41.92 | 12.98 | 35.75 | 41.92 | 46.89 | 39.36 | 42.63 | 12.98 | 35.75 | 0 | 0 | 0 | 10.23 | 0 | 0 | 10.33 | 0 | 0 | 10.33 | 0 | 0 | 10.33 | 0 | 0 | 10.33 | 0 | 0 | 10.33 | 0 | 0 | 58.09 | 49.67 | 49.11 | 58.09 | 49.67 | 49.11 | 52.51 | 49.67 | 49.11 | 52.51 | 55.1 | 51.49 | 58.09 | 49.67 | 49.11 | 10.65 | 0 | 44.8 | 10.44 | 0 | 0 | 10.33 | 0 | 0
8584 | 19.27 | 0 | 0 | 19.27 | 0 | 0 | 19.27 | 0 | 0 | 19.27 | 0 | 0 | 43.31 | 45.55 | 37.72 | 43.31 | 45.55 | 35.49 | 42.6 | 45.55 | 37.72 | 42.6 | 47.57 | 40.04 | 43.31 | 45.55 | 37.72 | 19.08 | 0 | 0 | 19.08 | 0 | 0 | 19.27 | 0 | 0 | 48.99 | 13.46 | 0 | 48.99 | 13.46 | 0 | 48.99 | 13.46 | 0 | 48.99 | 13.46 | 0 | 58.77 | 51.61 | 52.17 | 58.77 | 51.61 | 52.17 | 53.19 | 51.61 | 52.17 | 53.19 | 55.78 | 52.17 | 58.77 | 51.61 | 52.17 | 50 | 14.35 | 47.64 | 49.48 | 13.59 | 0 | 48.99 | 13.46 | 0
8585 | 19.73 | 0 | 0 | 19.73 | 0 | 0 | 19.73 | 0 | 0 | 19.73 | 0 | 0 | 43.89 | 46.48 | 40.62 | 43.89 | 46.48 | 40.61 | 43.18 | 46.48 | 40.62 | 43.18 | 48.15 | 40.62 | 43.89 | 46.48 | 40.62 | 19.34 | 0 | 0 | 19.54 | 0 | 0 | 19.73 | 0 | 0 | 51.81 | 13.78 | 44.35 | 51.81 | 13.78 | 44.35 | 51.81 | 13.78 | 44.35 | 51.81 | 13.78 | 44.35 | 59.35 | 56.36 | 52.75 | 59.35 | 56.36 | 52.75 | 53.77 | 56.36 | 52.75 | 53.77 | 56.36 | 52.75 | 59.35 | 56.36 | 52.75 | 53.4 | 14.35 | 48.61 | 52.33 | 13.92 | 44.8 | 51.81 | 13.78 | 44.35
8586 | 40.81 | 0 | 0 | 40.81 | 0 | 0 | 40.81 | 0 | 0 | 40.81 | 0 | 0 | 42.22 | 46.48 | 38.94 | 42.22 | 46.48 | 37.11 | 41.51 | 46.48 | 38.94 | 41.51 | 46.48 | 38.94 | 42.22 | 46.48 | 38.94 | 39.98 | 0 | 34.42 | 40.4 | 0 | 0 | 40.81 | 0 | 0 | 52.1 | 13.78 | 46.17 | 52.1 | 13.78 | 46.17 | 52.1 | 13.78 | 46.17 | 52.1 | 13.78 | 46.17 | 57.68 | 54.69 | 51.08 | 57.68 | 54.69 | 51.08 | 52.1 | 54.69 | 51.08 | 52.1 | 54.69 | 51.08 | 57.68 | 54.69 | 51.08 | 54.25 | 14.79 | 48.61 | 53.17 | 13.92 | 45.7 | 52.1 | 13.78 | 46.17
8587 | 31.83 | 0 | 0 | 31.83 | 0 | 0 | 31.83 | 0 | 0 | 31.83 | 0 | 0 | 41.53 | 45.55 | 36.07 | 41.53 | 45.55 | 33.63 | 40.82 | 45.79 | 38.25 | 40.82 | 45.79 | 38.25 | 41.53 | 45.55 | 36.07 | 30.88 | 0 | 33.3 | 31.51 | 0 | 0 | 31.83 | 0 | 0 | 51.41 | 13.78 | 46.17 | 51.41 | 13.78 | 46.17 | 51.41 | 13.78 | 46.17 | 51.41 | 13.78 | 46.17 | 56.99 | 54 | 49.61 | 56.99 | 54 | 49.61 | 51.41 | 54 | 50.39 | 51.41 | 54 | 50.39 | 56.99 | 54 | 49.61 | 53.4 | 14.79 | 47.64 | 52.33 | 14.35 | 46.69 | 51.41 | 13.78 | 46.17
8588 | 39.73 | 0.01 | 10.33 | 39.73 | 0.01 | 10.33 | 39.73 | 0.01 | 10.33 | 39.73 | 0.01 | 10.33 | 41.21 | 43.62 | 35.75 | 41.21 | 43.62 | 33.97 | 40.5 | 45.46 | 36.1 | 40.5 | 45.47 | 37.93 | 41.21 | 43.62 | 35.75 | 19.8 | 0.01 | 33.63 | 39.33 | 0.01 | 32.96 | 39.73 | 0.01 | 10.33 | 50.53 | 14.64 | 46.17 | 50.53 | 14.64 | 46.17 | 50.53 | 14.64 | 46.17 | 50.53 | 14.64 | 46.17 | 56.67 | 53.68 | 49.61 | 56.67 | 53.68 | 49.61 | 51.09 | 53.68 | 49.61 | 51.09 | 53.68 | 50.06 | 56.67 | 53.68 | 49.61 | 51.04 | 14.79 | 47.64 | 51.04 | 14.79 | 47.64 | 50.53 | 14.64 | 46.17
8589 | 19.73 | 0.01 | 10.33 | 19.73 | 0.01 | 10.33 | 19.73 | 0.01 | 10.33 | 19.73 | 0.01 | 10.33 | 41.07 | 12.98 | 35.49 | 41.07 | 12.98 | 33.73 | 40.36 | 12.98 | 35.49 | 40.36 | 45.33 | 37.8 | 41.07 | 12.98 | 35.49 | 19.34 | 0.01 | 33.4 | 19.54 | 0.01 | 32.73 | 19.73 | 0.01 | 10.33 | 49.52 | 14.64 | 46.17 | 49.52 | 14.64 | 46.17 | 49.52 | 14.64 | 46.17 | 49.52 | 14.64 | 46.17 | 56.53 | 41.02 | 49.34 | 56.53 | 41.02 | 49.34 | 50.95 | 41.02 | 49.34 | 50.95 | 53.54 | 49.93 | 56.53 | 41.02 | 49.34 | 51.04 | 14.79 | 47.16 | 50.02 | 14.79 | 47.16 | 49.52 | 14.64 | 46.17
8590 | 19.53 | 0 | 0 | 19.53 | 0 | 0 | 19.53 | 0 | 0 | 19.53 | 0 | 0 | 40.89 | 10.64 | 25.23 | 40.89 | 10.64 | 25.23 | 40.18 | 10.64 | 25.23 | 40.18 | 45.15 | 37.62 | 40.89 | 10.64 | 25.23 | 19.34 | 0 | 24.97 | 19.34 | 0 | 24.47 | 19.53 | 0 | 0 | 36.14 | 13.78 | 46.17 | 36.14 | 13.78 | 46.17 | 36.14 | 13.78 | 46.17 | 36.14 | 13.78 | 46.17 | 56.35 | 29.98 | 49.34 | 56.35 | 29.98 | 49.34 | 50.77 | 29.98 | 49.34 | 50.77 | 53.36 | 49.75 | 56.35 | 29.98 | 49.34 | 51.04 | 14.35 | 47.16 | 50.02 | 14.35 | 47.64 | 36.14 | 13.78 | 46.17
8591 | 14.16 | 0 | 0 | 14.16 | 0 | 0 | 14.16 | 0 | 0 | 14.16 | 0 | 0 | 39.81 | 0.01 | 21.44 | 39.81 | 0.01 | 21.44 | 39.81 | 0.01 | 21.44 | 39.81 | 44.78 | 37.24 | 39.81 | 0.01 | 21.44 | 14.31 | 0 | 0 | 14.31 | 0 | 0 | 14.16 | 0 | 0 | 33.67 | 10.33 | 10.33 | 33.67 | 10.33 | 10.33 | 33.67 | 10.33 | 10.33 | 33.67 | 10.33 | 10.33 | 53.02 | 15.1 | 46.68 | 53.02 | 15.1 | 46.68 | 50.4 | 15.1 | 46.68 | 50.4 | 52.99 | 49.38 | 53.02 | 15.1 | 46.68 | 38.45 | 14.35 | 46.21 | 37.69 | 14.35 | 47.15 | 33.67 | 10.33 | 10.33
8592 | 14.16 | 0 | 0 | 14.16 | 0 | 0 | 14.16 | 0 | 0 | 14.16 | 0 | 0 | 39.68 | 0 | 19.88 | 39.68 | 0 | 19.88 | 39.68 | 0 | 19.88 | 39.68 | 44.65 | 37.12 | 39.68 | 0 | 21.44 | 14.31 | 0 | 0 | 14.31 | 0 | 0 | 14.16 | 0 | 0 | 10.33 | 10.33 | 10.33 | 10.33 | 10.33 | 10.33 | 10.33 | 10.33 | 10.33 | 10.33 | 10.33 | 10.33 | 50.27 | 11.32 | 46.45 | 50.27 | 11.32 | 46.45 | 50.27 | 11.32 | 46.45 | 50.27 | 52.86 | 49.25 | 50.27 | 11.32 | 46.45 | 37.77 | 10.76 | 44.95 | 37.02 | 10.65 | 44.95 | 10.33 | 10.33 | 10.33
8593 | 10.33 | 0 | 0 | 10.33 | 0 | 0 | 10.33 | 0 | 0 | 10.33 | 0 | 0 | 39.5 | 0 | 18.88 | 39.5 | 0 | 18.88 | 39.5 | 0 | 18.88 | 39.5 | 44.47 | 36.93 | 39.5 | 0 | 21.44 | 10.23 | 0 | 0 | 10.23 | 0 | 0 | 10.33 | 0 | 0 | 10.33 | 10.2 | 10.33 | 10.33 | 10.2 | 10.33 | 10.33 | 10.2 | 10.33 | 10.33 | 10.2 | 10.33 | 50.09 | 11.17 | 45.29 | 50.09 | 11.17 | 45.29 | 50.09 | 11.17 | 45.29 | 50.09 | 52.68 | 49.07 | 50.09 | 11.17 | 45.29 | 33.56 | 10.51 | 44.8 | 32.9 | 10.41 | 44.8 | 10.33 | 10.2 | 10.33
8594 | 10.33 | 0 | 0 | 10.33 | 0 | 0 | 10.33 | 0 | 0 | 10.33 | 0 | 0 | 39.35 | 0 | 0 | 39.35 | 0 | 0 | 39.35 | 0 | 0 | 39.35 | 44.31 | 36.78 | 39.35 | 0 | 21.44 | 10.23 | 0 | 0 | 10.23 | 0 | 0 | 10.33 | 0 | 0 | 10.33 | 10.2 | 0 | 10.33 | 10.2 | 0 | 10.33 | 10.2 | 0 | 10.33 | 10.2 | 0 | 49.93 | 11.17 | 43.99 | 49.93 | 11.17 | 43.99 | 49.93 | 11.17 | 43.99 | 49.93 | 52.52 | 48.91 | 49.93 | 11.17 | 43.99 | 29.15 | 10.51 | 43.55 | 28.57 | 10.3 | 44.44 | 10.33 | 10.2 | 10.33
8595 | 10.33 | 0 | 0 | 10.33 | 0 | 0 | 10.33 | 0 | 0 | 10.33 | 0 | 0 | 26.27 | 0 | 0 | 26.27 | 0 | 0 | 26.27 | 0 | 0 | 39.27 | 44.24 | 36.71 | 26.27 | 0 | 9.73 | 10.23 | 0 | 0 | 10.23 | 0 | 0 | 10.33 | 0 | 0 | 10.33 | 10.2 | 0 | 10.33 | 10.2 | 0 | 10.33 | 10.2 | 0 | 10.33 | 10.2 | 0 | 49.86 | 11.06 | 37.43 | 49.86 | 11.06 | 37.43 | 49.86 | 11.06 | 27.37 | 49.86 | 52.45 | 48.84 | 49.86 | 11.06 | 37.43 | 24.95 | 10.41 | 36.84 | 24.45 | 10.3 | 36.1 | 10.33 | 10.2 | 46.17
8596 | 10.33 | 0 | 0 | 10.33 | 0 | 0 | 10.33 | 0 | 0 | 10.33 | 0 | 0 | 26.27 | 0 | 0 | 26.27 | 0 | 0 | 26.27 | 0 | 0 | 39.43 | 44.39 | 36.86 | 26.27 | 0 | 9.89 | 10.23 | 0 | 0 | 10.23 | 0 | 0 | 10.33 | 0 | 10.33 | 10.33 | 10.2 | 0 | 10.33 | 10.2 | 0 | 10.33 | 10.2 | 0 | 10.33 | 10.2 | 0 | 50.02 | 10.84 | 37.43 | 50.02 | 10.84 | 37.43 | 50.02 | 10.84 | 27.37 | 50.02 | 52.6 | 48.99 | 50.02 | 10.84 | 37.43 | 24.95 | 10.41 | 34.66 | 24.45 | 10.3 | 0 | 35.69 | 10.33 | 46.17
8597 | 14.16 | 0 | 0 | 14.16 | 0 | 0 | 14.16 | 0 | 0 | 14.16 | 0 | 0 | 39.82 | 0 | 0 | 39.82 | 0 | 0 | 39.82 | 0 | 0 | 39.82 | 44.78 | 37.25 | 39.82 | 0 | 10.28 | 14.31 | 0 | 0 | 14.31 | 0 | 0 | 18.29 | 0 | 10.33 | 10.33 | 10.2 | 0 | 10.33 | 10.2 | 0 | 10.33 | 10.2 | 0 | 10.33 | 10.2 | 0 | 50.4 | 11.06 | 37.43 | 50.4 | 11.06 | 37.43 | 50.4 | 11.06 | 37.43 | 50.4 | 52.99 | 49.38 | 50.4 | 11.06 | 37.43 | 37.77 | 10.41 | 34.66 | 37.01 | 10.3 | 0 | 36.14 | 10.33 | 46.66
8598 | 14.45 | 0 | 0 | 14.45 | 0 | 0 | 14.45 | 0 | 0 | 14.45 | 0 | 0 | 40.22 | 0 | 9.67 | 40.22 | 0 | 9.67 | 40.22 | 0 | 9.67 | 40.22 | 45.18 | 37.65 | 40.22 | 0 | 10.28 | 14.31 | 0 | 0 | 14.31 | 0 | 0 | 17.92 | 0 | 10.33 | 36.14 | 10.33 | 0 | 36.14 | 10.33 | 0 | 36.14 | 10.33 | 0 | 36.14 | 10.33 | 0 | 56.38 | 11.44 | 43.1 | 56.38 | 11.44 | 43.1 | 50.8 | 11.44 | 43.1 | 50.8 | 53.39 | 49.78 | 56.38 | 11.44 | 43.1 | 37.5 | 10.44 | 0 | 37.5 | 10.44 | 0 | 36.14 | 10.33 | 46.17
8599 | 36.77 | 0 | 0 | 36.77 | 0 | 0 | 36.77 | 0 | 0 | 36.77 | 0 | 0 | 41.81 | 11.57 | 21.44 | 41.81 | 11.57 | 21.44 | 41.11 | 11.57 | 21.44 | 41.11 | 46.07 | 38.54 | 41.81 | 11.57 | 21.44 | 35.67 | 0 | 0 | 36.4 | 0 | 0 | 41.11 | 0 | 10.33 | 48.45 | 13.92 | 0 | 48.45 | 13.92 | 0 | 48.45 | 13.92 | 0 | 48.45 | 13.92 | 0 | 57.28 | 30.48 | 46.68 | 57.28 | 30.48 | 46.68 | 51.7 | 30.48 | 46.68 | 51.7 | 54.28 | 50.67 | 57.28 | 30.48 | 46.68 | 49.93 | 14.06 | 0 | 48.94 | 14.06 | 0 | 51.7 | 14.2 | 46.17
8600 | 41.56 | 0 | 0 | 41.56 | 0 | 0 | 41.56 | 0 | 0 | 41.56 | 0 | 0 | 42.26 | 12.02 | 25.23 | 42.26 | 12.02 | 25.23 | 41.56 | 12.02 | 25.23 | 41.56 | 46.52 | 38.99 | 42.26 | 12.02 | 25.23 | 41.41 | 0 | 0 | 41.41 | 0 | 0 | 41.56 | 0 | 0 | 52.15 | 13.92 | 0 | 52.15 | 13.92 | 0 | 52.15 | 13.92 | 0 | 52.15 | 13.92 | 0 | 57.73 | 41.02 | 46.68 | 57.73 | 41.02 | 46.68 | 52.15 | 41.02 | 46.68 | 52.15 | 54.73 | 51.12 | 57.73 | 41.02 | 46.68 | 55.99 | 14.06 | 0 | 54.87 | 14.06 | 0 | 52.15 | 13.92 | 46.17
8601 | 41.28 | 0 | 0 | 41.28 | 0 | 0 | 41.28 | 0 | 0 | 41.28 | 0 | 0 | 41.98 | 34.16 | 26.81 | 41.98 | 34.16 | 26.81 | 41.28 | 34.16 | 26.81 | 41.28 | 46.24 | 38.71 | 41.98 | 34.16 | 26.81 | 41.41 | 0 | 0 | 41.41 | 0 | 0 | 41.28 | 0 | 0 | 51.86 | 13.78 | 0 | 51.86 | 13.78 | 0 | 51.86 | 13.78 | 0 | 51.86 | 13.78 | 0 | 57.44 | 48.82 | 46.68 | 57.44 | 48.82 | 46.68 | 51.86 | 48.82 | 46.68 | 51.86 | 54.45 | 50.84 | 57.44 | 48.82 | 46.68 | 56.61 | 14.06 | 0 | 55.48 | 13.92 | 0 | 51.86 | 13.78 | 0
8602 | 41.35 | 0 | 0 | 41.35 | 0 | 0 | 41.35 | 0 | 0 | 41.35 | 0 | 0 | 42.05 | 42.15 | 26.81 | 42.05 | 42.15 | 26.81 | 41.35 | 42.15 | 26.81 | 41.35 | 46.31 | 38.78 | 42.05 | 42.15 | 26.81 | 40.93 | 0 | 0 | 40.93 | 0 | 0 | 41.35 | 0 | 0 | 51.81 | 10.33 | 0 | 51.81 | 10.33 | 0 | 51.81 | 10.33 | 0 | 51.81 | 10.33 | 0 | 57.52 | 51.32 | 44.89 | 57.52 | 51.32 | 44.89 | 51.94 | 51.32 | 44.89 | 51.94 | 54.52 | 50.91 | 57.52 | 51.32 | 44.89 | 53.4 | 10.55 | 0 | 52.33 | 10.44 | 0 | 51.81 | 10.33 | 0
8603 | 30.95 | 0 | 0 | 30.95 | 0 | 0 | 30.95 | 0 | 0 | 30.95 | 0 | 0 | 42.08 | 46.29 | 22.79 | 42.08 | 46.29 | 22.79 | 41.37 | 46.29 | 22.79 | 41.37 | 46.33 | 38.8 | 42.08 | 46.29 | 22.79 | 30.64 | 0 | 0 | 30.64 | 0 | 0 | 30.95 | 0 | 0 | 43.02 | 10.2 | 0 | 43.02 | 10.2 | 0 | 43.02 | 10.2 | 0 | 43.02 | 10.2 | 0 | 57.54 | 46.27 | 37.21 | 57.54 | 46.27 | 37.21 | 51.96 | 46.27 | 37.21 | 51.96 | 54.55 | 50.93 | 57.54 | 46.27 | 37.21 | 44.35 | 10.3 | 0 | 43.46 | 10.3 | 0 | 43.02 | 10.2 | 0
8604 | 29.43 | 0 | 0 | 29.43 | 0 | 0 | 29.43 | 0 | 0 | 29.43 | 0 | 0 | 42.13 | 46.38 | 22.79 | 42.13 | 46.38 | 22.79 | 41.43 | 46.38 | 22.79 | 41.43 | 46.39 | 38.86 | 42.13 | 46.38 | 22.79 | 30.03 | 0 | 0 | 29.72 | 0 | 0 | 29.43 | 0 | 0 | 36.14 | 10.2 | 0 | 36.14 | 10.2 | 0 | 36.14 | 10.2 | 0 | 36.14 | 10.2 | 0 | 57.59 | 46.27 | 37.21 | 57.59 | 46.27 | 37.21 | 52.01 | 46.27 | 37.21 | 52.01 | 54.6 | 50.99 | 57.59 | 46.27 | 37.21 | 42.28 | 10.3 | 0 | 41.44 | 10.3 | 0 | 36.14 | 10.2 | 0
8605 | 29.73 | 0 | 0 | 29.73 | 0 | 0 | 29.73 | 0 | 0 | 29.73 | 0 | 0 | 42.08 | 46.33 | 26.81 | 42.08 | 46.33 | 26.81 | 41.37 | 46.33 | 26.81 | 41.37 | 46.34 | 38.8 | 42.08 | 46.33 | 26.81 | 30.64 | 0 | 0 | 30.03 | 0 | 0 | 29.73 | 0 | 0 | 36.14 | 10.2 | 0 | 36.14 | 10.2 | 0 | 36.14 | 10.2 | 0 | 36.14 | 10.2 | 0 | 57.54 | 46.27 | 37.21 | 57.54 | 46.27 | 37.21 | 51.96 | 46.27 | 37.21 | 51.96 | 54.55 | 50.93 | 57.54 | 46.27 | 37.21 | 47.03 | 10.3 | 0 | 46.09 | 10.3 | 0 | 36.14 | 10.2 | 0
8606 | 40.39 | 0 | 0 | 40.39 | 0 | 0 | 40.39 | 0 | 0 | 40.39 | 0 | 0 | 42.2 | 46.46 | 26.81 | 42.2 | 46.46 | 26.81 | 41.5 | 46.46 | 26.81 | 41.5 | 46.46 | 38.93 | 42.2 | 46.46 | 26.81 | 40.8 | 0 | 0 | 40.8 | 0 | 0 | 40.39 | 0 | 0 | 36.14 | 10.33 | 0 | 36.14 | 10.33 | 0 | 36.14 | 10.33 | 0 | 36.14 | 10.33 | 0 | 57.66 | 54.67 | 46.45 | 57.66 | 54.67 | 45.81 | 52.08 | 54.67 | 46.45 | 52.08 | 54.67 | 51.06 | 57.66 | 54.67 | 46.45 | 55.52 | 10.55 | 42.67 | 54.41 | 10.44 | 0 | 36.14 | 10.33 | 0
8607 | 41.66 | 10.33 | 0 | 41.66 | 10.34 | 0 | 41.66 | 10.34 | 0 | 41.66 | 10.34 | 0 | 42.37 | 49.17 | 38.29 | 42.37 | 49.17 | 38.29 | 41.66 | 46.63 | 38.29 | 41.66 | 46.63 | 39.1 | 42.37 | 49.17 | 38.29 | 42.12 | 41.38 | 0 | 42.08 | 10.44 | 0 | 41.66 | 10.33 | 0 | 52.25 | 47.18 | 0 | 52.25 | 47.18 | 0 | 52.25 | 47.18 | 0 | 52.25 | 47.18 | 0 | 57.83 | 54.95 | 47.16 | 57.83 | 54.95 | 47.16 | 52.25 | 54.84 | 47.16 | 52.25 | 54.84 | 51.23 | 57.83 | 54.95 | 47.16 | 58.42 | 47.66 | 43.9 | 58.42 | 47.66 | 44.8 | 52.25 | 47.18 | 0
8608 | 42.29 | 10.33 | 0 | 42.29 | 46.86 | 0 | 42.29 | 46.86 | 0 | 42.29 | 46.86 | 0 | 43 | 49.8 | 39.72 | 43 | 49.8 | 39.72 | 42.29 | 47.26 | 39.72 | 42.29 | 47.26 | 39.72 | 43 | 49.8 | 39.72 | 50.14 | 47.82 | 34.42 | 50.65 | 47.33 | 34.42 | 42.29 | 10.33 | 0 | 52.88 | 48.43 | 10.33 | 52.88 | 48.43 | 10.33 | 52.88 | 48.43 | 10.33 | 52.88 | 48.43 | 10.33 | 58.46 | 55.57 | 49.34 | 58.46 | 55.57 | 49.34 | 52.88 | 55.47 | 49.34 | 52.88 | 55.47 | 51.85 | 58.46 | 55.57 | 49.34 | 66.24 | 51.76 | 44.8 | 66.93 | 51.76 | 44.8 | 52.88 | 48.43 | 10.33
8609 | 42.53 | 10.33 | 0 | 42.53 | 47.5 | 0 | 42.53 | 47.5 | 0 | 42.53 | 47.5 | 0 | 43.24 | 50.05 | 39.97 | 43.24 | 50.05 | 39.97 | 42.53 | 47.5 | 39.97 | 42.53 | 47.5 | 39.97 | 43.24 | 50.05 | 39.97 | 51.98 | 49.55 | 34.42 | 51.98 | 50.56 | 34.42 | 42.53 | 10.33 | 0 | 53.12 | 48.43 | 10.33 | 53.12 | 48.43 | 10.33 | 53.12 | 48.43 | 10.33 | 53.12 | 48.43 | 10.33 | 58.7 | 55.82 | 51.14 | 58.7 | 55.82 | 50.75 | 53.12 | 55.71 | 51.14 | 53.12 | 55.71 | 52.1 | 58.7 | 55.82 | 51.14 | 75.95 | 55.26 | 44.8 | 76.74 | 56.38 | 44.8 | 53.12 | 48.43 | 10.33
8610 | 41.54 | 10.33 | 0 | 41.54 | 46.51 | 0 | 41.54 | 46.51 | 34.07 | 41.54 | 46.51 | 34.07 | 42.25 | 49.06 | 38.98 | 42.25 | 49.06 | 38.98 | 41.54 | 46.51 | 38.98 | 41.54 | 46.51 | 38.98 | 42.25 | 49.06 | 38.98 | 50.94 | 48.57 | 34.42 | 51.98 | 49.56 | 34.42 | 41.54 | 10.33 | 0 | 52.13 | 48.43 | 45.25 | 52.13 | 48.43 | 45.25 | 52.13 | 48.43 | 45.25 | 52.13 | 48.43 | 45.25 | 57.71 | 54.83 | 51.11 | 57.71 | 54.83 | 50.75 | 52.13 | 54.72 | 51.11 | 52.13 | 54.72 | 51.11 | 57.71 | 54.83 | 51.11 | 75.95 | 54.28 | 44.8 | 77.5 | 55.39 | 45.71 | 52.13 | 48.43 | 45.25
8611 | 40.96 | 10.33 | 0 | 40.96 | 45.93 | 34.07 | 40.96 | 45.93 | 34.07 | 40.96 | 45.93 | 34.07 | 41.67 | 48.47 | 38.39 | 41.67 | 48.47 | 38.39 | 40.96 | 45.93 | 38.39 | 40.96 | 45.93 | 38.39 | 41.67 | 48.47 | 38.39 | 50.94 | 47.99 | 34.42 | 51.98 | 48.97 | 35.12 | 40.96 | 10.33 | 0 | 51.55 | 48.43 | 45.26 | 51.55 | 48.43 | 45.26 | 51.55 | 48.43 | 45.26 | 51.55 | 48.43 | 45.26 | 57.13 | 54.24 | 50.52 | 57.13 | 54.24 | 50.52 | 51.55 | 54.14 | 50.52 | 51.55 | 54.14 | 50.52 | 57.13 | 54.24 | 50.52 | 75.2 | 53.7 | 44.8 | 76.74 | 69.88 | 45.72 | 51.55 | 48.43 | 45.26
8612 | 40.53 | 10.33 | 0 | 40.53 | 45.5 | 0 | 40.53 | 45.5 | 34.09 | 40.53 | 45.5 | 34.09 | 41.24 | 48.05 | 37.96 | 41.24 | 48.05 | 37.96 | 40.53 | 45.5 | 37.96 | 40.53 | 45.5 | 37.96 | 41.24 | 48.05 | 37.96 | 50.94 | 47.57 | 34.44 | 51.98 | 50.44 | 35.14 | 40.53 | 10.33 | 0 | 51.12 | 48.43 | 46.17 | 51.12 | 48.43 | 46.17 | 51.12 | 48.43 | 46.17 | 51.12 | 48.43 | 46.17 | 56.7 | 53.82 | 50.1 | 56.7 | 53.82 | 50.1 | 51.12 | 53.71 | 50.1 | 51.12 | 53.71 | 50.1 | 56.7 | 53.82 | 50.1 | 75.94 | 53.28 | 44.8 | 76.74 | 69.88 | 47.75 | 51.12 | 48.43 | 46.17
8613 | 39.64 | 10.33 | 0 | 40.44 | 45.41 | 0 | 40.44 | 45.41 | 34.43 | 40.44 | 45.41 | 34.43 | 41.15 | 47.96 | 37.88 | 41.15 | 47.96 | 37.88 | 40.44 | 45.41 | 37.88 | 40.44 | 45.41 | 37.88 | 41.15 | 47.96 | 37.88 | 45.42 | 47.56 | 34.78 | 45.42 | 48.95 | 35.49 | 39.64 | 10.33 | 0 | 36.14 | 48.43 | 46.17 | 36.14 | 48.43 | 46.17 | 36.14 | 48.43 | 46.17 | 36.14 | 48.43 | 46.17 | 56.61 | 53.73 | 50.01 | 56.61 | 53.73 | 50.01 | 51.03 | 53.62 | 50.01 | 51.03 | 53.62 | 50.01 | 56.61 | 53.73 | 50.01 | 70.6 | 53.19 | 44.8 | 70.6 | 70.61 | 48.25 | 36.14 | 48.43 | 46.17
8614 | 18.29 | 0 | 0 | 40.09 | 24.15 | 0 | 40.09 | 24.15 | 34.43 | 40.09 | 24.15 | 34.43 | 40.91 | 47.72 | 37.64 | 40.91 | 47.72 | 37.64 | 40.21 | 45.17 | 37.64 | 40.21 | 45.17 | 37.64 | 40.91 | 47.72 | 37.64 | 41.33 | 47.56 | 34.78 | 41.33 | 48.7 | 35.49 | 18.29 | 0 | 0 | 35.42 | 48.43 | 46.17 | 35.42 | 48.43 | 46.17 | 35.42 | 48.43 | 46.17 | 35.42 | 48.43 | 46.17 | 56.37 | 53.49 | 49.77 | 56.37 | 53.49 | 49.77 | 50.79 | 53.38 | 49.77 | 50.79 | 53.38 | 49.77 | 56.37 | 53.49 | 49.77 | 64.73 | 52.95 | 44.8 | 64.73 | 70.61 | 48.74 | 35.42 | 48.43 | 46.17
8615 | 18.29 | 0 | 0 | 36.03 | 10.33 | 0 | 36.03 | 10.33 | 34.09 | 36.03 | 10.33 | 34.09 | 40.51 | 47.31 | 37.23 | 40.51 | 47.31 | 37.23 | 39.8 | 44.77 | 37.23 | 39.8 | 44.76 | 37.23 | 40.51 | 47.31 | 37.23 | 39.25 | 47.32 | 34.44 | 38.47 | 48.29 | 35.14 | 18.29 | 0 | 0 | 28.09 | 10.33 | 10.33 | 28.09 | 10.33 | 44.35 | 28.09 | 10.33 | 44.35 | 28.09 | 10.33 | 44.35 | 55.97 | 53.08 | 49.36 | 55.97 | 53.08 | 49.36 | 50.39 | 52.98 | 49.36 | 50.39 | 52.98 | 49.36 | 55.97 | 53.08 | 49.36 | 57.12 | 52.55 | 44.8 | 57.12 | 70.09 | 49.23 | 28.09 | 10.33 | 10.33
8616 | 18.29 | 0 | 0 | 20.68 | 10.33 | 0 | 20.68 | 10.33 | 16.68 | 20.68 | 10.33 | 16.68 | 40.46 | 47.27 | 37.19 | 40.46 | 47.27 | 37.19 | 39.76 | 44.72 | 37.19 | 39.76 | 44.72 | 37.19 | 40.46 | 47.27 | 37.19 | 39.25 | 46.79 | 34.42 | 38.47 | 46.91 | 35.14 | 18.29 | 0 | 0 | 10.33 | 10.33 | 10.33 | 10.33 | 10.33 | 45.75 | 10.33 | 10.33 | 45.75 | 10.33 | 10.33 | 45.75 | 55.92 | 53.04 | 49.32 | 55.92 | 53.04 | 49.32 | 50.34 | 52.93 | 49.32 | 50.34 | 52.93 | 49.32 | 55.92 | 53.04 | 49.32 | 56.49 | 52.95 | 46.21 | 56.78 | 57.01 | 49.61 | 10.33 | 10.33 | 10.33
8617 | 18.29 | 0 | 0 | 34.24 | 10.33 | 33.85 | 34.24 | 10.33 | 33.85 | 34.24 | 10.33 | 33.85 | 40.27 | 47.07 | 36.99 | 40.27 | 47.07 | 36.99 | 39.56 | 44.53 | 36.99 | 39.56 | 44.53 | 36.99 | 40.27 | 47.07 | 36.99 | 39.25 | 46.6 | 35.14 | 38.47 | 46.91 | 35.85 | 18.29 | 0 | 0 | 29 | 10.33 | 10.33 | 29 | 48.43 | 46.17 | 29 | 48.43 | 46.17 | 29 | 48.43 | 46.17 | 55.73 | 52.84 | 49.13 | 55.73 | 52.84 | 49.13 | 50.15 | 52.74 | 49.13 | 50.15 | 52.74 | 49.13 | 55.73 | 52.84 | 49.13 | 56.29 | 53.38 | 48.63 | 56.78 | 56.69 | 50.29 | 29 | 10.33 | 10.33
8618 | 18.29 | 0 | 0 | 34.13 | 10.34 | 34.43 | 34.13 | 10.34 | 34.43 | 34.13 | 10.34 | 34.43 | 40.12 | 46.92 | 36.84 | 40.12 | 46.92 | 36.84 | 39.41 | 44.38 | 36.84 | 39.41 | 44.38 | 36.84 | 40.12 | 46.92 | 36.84 | 39.25 | 46.45 | 35.14 | 38.47 | 46.91 | 35.85 | 18.29 | 0 | 0 | 34.36 | 10.33 | 10.33 | 34.36 | 48.43 | 46.17 | 34.36 | 48.43 | 46.17 | 34.36 | 48.43 | 46.17 | 55.58 | 52.7 | 48.98 | 55.58 | 52.7 | 48.98 | 50 | 52.59 | 48.98 | 50 | 52.59 | 48.98 | 55.58 | 52.7 | 48.98 | 56.14 | 53.23 | 47.16 | 56.78 | 56.69 | 50.29 | 34.36 | 10.33 | 10.33
8619 | 18.29 | 0 | 0 | 35.97 | 10.34 | 0 | 35.97 | 10.34 | 0 | 35.97 | 10.34 | 0 | 40.06 | 46.86 | 36.59 | 40.06 | 46.86 | 36.59 | 39.35 | 44.32 | 36.59 | 39.35 | 44.32 | 36.78 | 40.06 | 46.86 | 36.59 | 39.25 | 46.91 | 35.14 | 38.47 | 46.91 | 35.85 | 18.29 | 0 | 0 | 36.14 | 37.28 | 29 | 36.14 | 48.43 | 46.17 | 36.14 | 48.43 | 46.17 | 36.14 | 48.43 | 46.17 | 55.52 | 52.63 | 48.92 | 55.52 | 52.63 | 48.92 | 49.94 | 52.53 | 48.92 | 49.94 | 52.53 | 48.92 | 55.52 | 52.63 | 48.92 | 56.08 | 53.17 | 47.16 | 56.78 | 56.69 | 48.62 | 36.14 | 37.28 | 29
8620 | 36.59 | 10.33 | 0 | 37.33 | 10.37 | 0 | 37.33 | 10.37 | 0 | 37.33 | 10.37 | 0 | 40.23 | 47.03 | 36.59 | 40.23 | 47.03 | 36.59 | 39.52 | 44.49 | 36.59 | 39.52 | 44.49 | 36.96 | 40.23 | 47.03 | 36.59 | 39.25 | 47.51 | 35.14 | 38.47 | 47.72 | 35.85 | 36.59 | 10.33 | 0 | 43.01 | 48.43 | 46.17 | 43.01 | 48.43 | 46.17 | 43.01 | 48.43 | 46.17 | 43.01 | 48.43 | 46.17 | 55.69 | 52.81 | 49.09 | 55.69 | 52.81 | 49.09 | 50.11 | 52.7 | 49.09 | 50.11 | 52.7 | 49.09 | 55.69 | 52.81 | 49.09 | 56.26 | 54.99 | 48.02 | 56.78 | 56.63 | 49 | 43.01 | 48.43 | 46.17
8621 | 39.73 | 26.12 | 10 | 39.73 | 44.79 | 34.79 | 39.73 | 44.79 | 34.79 | 39.73 | 44.79 | 34.79 | 40.53 | 47.34 | 36.59 | 40.53 | 47.34 | 36.59 | 39.83 | 44.79 | 36.59 | 39.83 | 44.79 | 37.26 | 40.53 | 47.34 | 36.59 | 40.13 | 48.32 | 35.14 | 40.13 | 49.3 | 35.85 | 39.73 | 26.12 | 10 | 50.42 | 53.01 | 46.17 | 50.42 | 53.01 | 46.17 | 50.42 | 53.01 | 46.17 | 50.42 | 53.01 | 46.17 | 56 | 53.11 | 49.34 | 56 | 53.11 | 49.34 | 50.42 | 53.01 | 49.34 | 50.42 | 53.01 | 49.39 | 56 | 53.11 | 49.34 | 56.56 | 55.94 | 47.38 | 56.78 | 57.22 | 48.35 | 50.42 | 51.19 | 46.17
8622 | 40.23 | 45.2 | 33.06 | 40.23 | 45.2 | 37.67 | 40.23 | 45.2 | 37.67 | 40.23 | 45.2 | 37.67 | 40.94 | 47.75 | 37.67 | 40.94 | 47.75 | 37.67 | 40.23 | 45.2 | 37.67 | 40.23 | 45.2 | 37.67 | 40.94 | 47.75 | 37.67 | 41.35 | 53.37 | 38.05 | 41.35 | 54.46 | 38.82 | 40.23 | 45.2 | 33.06 | 50.82 | 53.41 | 49.8 | 50.82 | 53.41 | 49.8 | 50.82 | 53.41 | 49.8 | 50.82 | 53.41 | 49.8 | 56.4 | 53.52 | 49.8 | 56.4 | 53.52 | 49.8 | 50.82 | 53.41 | 49.8 | 50.82 | 53.41 | 49.8 | 56.4 | 53.52 | 49.8 | 59.78 | 55.94 | 49.8 | 60.4 | 76.19 | 52.07 | 50.82 | 52.35 | 46.17
8623 | 41.5 | 46.47 | 38.93 | 41.5 | 46.47 | 38.93 | 42.21 | 46.47 | 38.93 | 42.21 | 46.47 | 38.93 | 42.21 | 49.02 | 38.93 | 42.21 | 49.02 | 38.93 | 41.5 | 46.47 | 38.93 | 41.5 | 46.47 | 38.93 | 42.21 | 49.02 | 38.93 | 47.34 | 66.38 | 39.33 | 47.51 | 67.73 | 54.78 | 41.5 | 46.47 | 38.93 | 52.09 | 54.68 | 51.07 | 52.09 | 54.68 | 51.07 | 52.78 | 54.68 | 51.07 | 52.78 | 54.68 | 51.07 | 57.67 | 55.96 | 51.07 | 57.67 | 55.96 | 51.07 | 52.09 | 54.68 | 51.07 | 52.09 | 54.68 | 51.07 | 57.67 | 55.96 | 51.07 | 69.54 | 62.67 | 51.58 | 70.95 | 95.25 | 92.83 | 52.09 | 54.68 | 46.65
8624 | 41.78 | 46.74 | 39.21 | 41.78 | 46.75 | 39.21 | 42.49 | 49.3 | 39.21 | 42.49 | 49.3 | 39.21 | 42.49 | 49.3 | 39.21 | 42.49 | 49.3 | 39.21 | 41.78 | 46.74 | 39.21 | 41.78 | 46.74 | 39.21 | 42.49 | 49.3 | 39.21 | 53.09 | 71.18 | 39.61 | 54.18 | 72.81 | 80.28 | 41.78 | 46.74 | 39.21 | 52.37 | 54.96 | 51.34 | 52.37 | 54.96 | 51.34 | 57.95 | 54.96 | 51.34 | 57.95 | 54.96 | 51.34 | 57.95 | 56.23 | 51.34 | 57.95 | 56.23 | 51.34 | 52.37 | 54.96 | 51.34 | 52.37 | 54.96 | 51.34 | 57.95 | 56.23 | 51.34 | 75.98 | 90.41 | 51.86 | 77.52 | 102.17 | 104.49 | 52.37 | 54.96 | 51.34
8625 | 41.57 | 46.53 | 39 | 41.57 | 46.53 | 39 | 42.27 | 61.71 | 39 | 42.27 | 61.71 | 39 | 42.27 | 61.71 | 39 | 42.27 | 61.71 | 39 | 41.57 | 46.53 | 39 | 41.57 | 46.53 | 39 | 42.27 | 61.71 | 39 | 54.04 | 71.92 | 39.39 | 55.14 | 73.39 | 80.28 | 42.27 | 46.53 | 39 | 52.15 | 54.74 | 51.13 | 52.15 | 54.74 | 51.13 | 57.73 | 58.97 | 51.13 | 57.73 | 58.97 | 51.13 | 57.73 | 58.97 | 51.13 | 57.73 | 58.97 | 51.13 | 52.15 | 54.74 | 51.13 | 52.15 | 54.74 | 51.13 | 57.73 | 58.97 | 51.13 | 79.1 | 90.41 | 51.65 | 80.7 | 102.17 | 104.49 | 57.73 | 54.74 | 51.13
8626 | 41.25 | 46.22 | 38.68 | 41.25 | 46.22 | 38.68 | 45.72 | 54.16 | 38.68 | 45.72 | 54.16 | 38.68 | 45.72 | 54.16 | 38.68 | 45.72 | 54.16 | 38.68 | 41.25 | 46.22 | 38.68 | 41.25 | 46.22 | 38.68 | 41.96 | 54.16 | 38.68 | 54.04 | 71.92 | 39.07 | 55.14 | 73.39 | 62.5 | 45.72 | 46.22 | 38.68 | 51.84 | 54.43 | 50.82 | 51.84 | 54.43 | 50.82 | 59.38 | 58.97 | 50.82 | 59.38 | 58.97 | 50.82 | 59.38 | 58.97 | 50.82 | 59.38 | 58.97 | 50.82 | 51.84 | 54.43 | 50.82 | 51.84 | 54.43 | 50.82 | 57.42 | 58.97 | 50.82 | 78.31 | 78.41 | 51.33 | 79.9 | 80.01 | 87.47 | 59.38 | 54.43 | 50.82
8627 | 41.7 | 46.66 | 39.13 | 41.7 | 46.66 | 39.13 | 51.02 | 54.16 | 39.13 | 51.02 | 54.16 | 39.13 | 51.02 | 54.16 | 39.13 | 51.02 | 54.16 | 39.13 | 41.7 | 46.66 | 39.13 | 41.7 | 46.66 | 39.13 | 42.4 | 54.16 | 39.13 | 53.66 | 61.13 | 39.52 | 53.66 | 62.38 | 61.3 | 50 | 46.67 | 39.13 | 52.29 | 54.87 | 51.26 | 52.29 | 54.87 | 51.26 | 66.08 | 58.97 | 51.26 | 66.08 | 58.97 | 51.26 | 66.08 | 58.97 | 51.26 | 66.08 | 58.97 | 51.26 | 52.29 | 54.87 | 51.26 | 52.29 | 54.87 | 51.26 | 57.87 | 58.97 | 51.26 | 72.89 | 76.85 | 51.78 | 74.37 | 79.22 | 87.47 | 66.08 | 54.87 | 51.26
8628 | 41.24 | 46.2 | 38.67 | 41.24 | 46.2 | 38.67 | 44.71 | 49.43 | 38.67 | 44.71 | 49.43 | 38.67 | 44.71 | 49.43 | 38.67 | 44.71 | 49.43 | 38.67 | 41.24 | 46.2 | 38.67 | 41.24 | 46.2 | 38.67 | 41.94 | 49.43 | 38.67 | 47.5 | 61.13 | 39.06 | 47.98 | 62.38 | 60.68 | 44.71 | 46.2 | 38.67 | 51.83 | 54.41 | 50.8 | 51.83 | 54.41 | 50.8 | 57.4 | 58.97 | 50.8 | 57.4 | 58.97 | 50.8 | 57.4 | 58.97 | 50.8 | 57.4 | 58.97 | 50.8 | 51.83 | 54.41 | 50.8 | 51.83 | 54.41 | 50.8 | 57.4 | 58.97 | 50.8 | 65.05 | 76.85 | 51.31 | 66.37 | 79.22 | 87.47 | 57.4 | 54.41 | 50.8
8629 | 41.05 | 46.02 | 38.48 | 41.05 | 46.02 | 38.48 | 46.07 | 48.58 | 38.48 | 46.07 | 48.58 | 38.48 | 46.07 | 48.58 | 38.48 | 46.07 | 48.58 | 38.48 | 41.05 | 46.02 | 38.48 | 41.05 | 46.02 | 38.48 | 41.76 | 48.58 | 38.48 | 48.95 | 61.13 | 38.87 | 49.44 | 62.38 | 62.5 | 46.07 | 46.02 | 38.48 | 51.64 | 54.23 | 50.62 | 51.64 | 54.23 | 50.62 | 57.22 | 58.97 | 50.62 | 57.22 | 58.97 | 50.62 | 57.22 | 58.97 | 50.62 | 57.22 | 58.97 | 50.62 | 51.64 | 54.23 | 50.62 | 51.64 | 54.23 | 50.62 | 57.22 | 58.97 | 50.62 | 65.05 | 76.85 | 51.13 | 66.37 | 79.22 | 87.47 | 57.22 | 54.23 | 63.5
8630 | 41.18 | 46.15 | 38.62 | 41.18 | 46.15 | 38.62 | 46.05 | 48.71 | 38.62 | 46.05 | 48.71 | 38.62 | 46.05 | 48.71 | 38.62 | 46.05 | 48.71 | 38.62 | 41.18 | 46.15 | 38.62 | 41.18 | 46.15 | 38.62 | 41.89 | 48.71 | 38.62 | 50.43 | 67.6 | 74.48 | 50.43 | 68.98 | 76 | 46.05 | 46.15 | 38.62 | 51.77 | 54.36 | 50.75 | 51.77 | 54.36 | 50.75 | 57.35 | 55.64 | 50.75 | 57.35 | 55.64 | 50.75 | 57.35 | 55.64 | 50.75 | 57.35 | 55.64 | 50.75 | 51.77 | 54.36 | 50.75 | 51.77 | 54.36 | 50.75 | 57.35 | 55.64 | 50.75 | 68.5 | 87.16 | 102.4 | 69.89 | 88.94 | 104.49 | 57.35 | 54.36 | 50.75
8631 | 41.13 | 46.1 | 38.57 | 41.13 | 46.1 | 38.57 | 45.72 | 48.66 | 38.57 | 45.72 | 48.66 | 38.57 | 45.72 | 48.66 | 38.57 | 45.72 | 48.66 | 38.57 | 41.13 | 46.1 | 38.57 | 41.13 | 46.1 | 38.57 | 41.84 | 48.66 | 38.57 | 55.14 | 69.95 | 81.96 | 56.26 | 71.38 | 81.96 | 45.72 | 46.63 | 38.57 | 51.72 | 54.31 | 50.7 | 51.72 | 54.31 | 50.7 | 59.38 | 56.63 | 50.7 | 59.38 | 56.63 | 50.7 | 59.38 | 56.63 | 50.7 | 59.38 | 56.63 | 50.7 | 51.72 | 54.31 | 50.7 | 51.72 | 54.31 | 50.7 | 57.3 | 56.63 | 50.7 | 75.35 | 105 | 107.78 | 76.88 | 107.13 | 109.98 | 59.38 | 55.5 | 50.7
8632 | 41.66 | 46.63 | 39.09 | 41.66 | 46.63 | 39.09 | 45.72 | 49.19 | 39.09 | 45.72 | 49.19 | 39.09 | 45.72 | 49.19 | 39.09 | 45.72 | 49.19 | 39.09 | 41.66 | 46.63 | 39.09 | 41.66 | 46.63 | 39.09 | 42.37 | 49.19 | 39.09 | 55.14 | 78.31 | 81.96 | 56.26 | 79.91 | 83.62 | 45.72 | 46.63 | 39.09 | 52.25 | 54.84 | 51.23 | 52.25 | 54.84 | 51.23 | 68.14 | 56.63 | 51.23 | 68.14 | 56.63 | 51.23 | 68.14 | 56.63 | 51.23 | 68.14 | 56.63 | 51.23 | 52.25 | 54.84 | 51.23 | 52.25 | 54.84 | 51.23 | 57.83 | 56.63 | 51.23 | 81.64 | 105 | 107.78 | 83.3 | 107.13 | 109.98 | 68.14 | 54.84 | 51.23
8633 | 41.81 | 46.78 | 39.02 | 41.81 | 46.78 | 39.02 | 42.52 | 49.33 | 39.24 | 42.52 | 49.33 | 39.24 | 42.52 | 49.33 | 39.24 | 42.52 | 49.33 | 39.24 | 41.81 | 46.78 | 39.24 | 41.81 | 46.78 | 39.24 | 42.52 | 49.33 | 39.24 | 59.42 | 79.9 | 82.78 | 60.02 | 81.53 | 84.46 | 42.52 | 46.78 | 39.02 | 52.4 | 54.99 | 51.38 | 52.4 | 54.99 | 51.38 | 57.98 | 54.99 | 51.38 | 57.98 | 56.63 | 51.38 | 57.98 | 56.27 | 51.38 | 57.98 | 56.27 | 51.38 | 52.4 | 54.99 | 51.38 | 52.4 | 54.99 | 51.38 | 57.98 | 56.27 | 51.38 | 88.04 | 111.16 | 107.78 | 89.83 | 113.42 | 109.98 | 57.98 | 54.99 | 51.38
8634 | 41.2 | 46.17 | 37.8 | 41.2 | 46.17 | 38.64 | 41.91 | 46.17 | 38.64 | 41.91 | 47.58 | 38.64 | 41.91 | 48.73 | 38.64 | 41.91 | 48.73 | 38.64 | 41.2 | 46.17 | 38.64 | 41.2 | 46.17 | 38.64 | 41.91 | 48.73 | 38.64 | 66.63 | 79.9 | 82.78 | 66.63 | 81.53 | 83.62 | 41.2 | 46.17 | 37.8 | 51.79 | 54.38 | 50.77 | 51.79 | 54.38 | 50.77 | 57.37 | 54.38 | 50.77 | 57.37 | 56.63 | 50.77 | 57.37 | 55.66 | 50.77 | 57.37 | 55.66 | 50.77 | 51.79 | 54.38 | 50.77 | 51.79 | 54.38 | 50.77 | 57.37 | 55.66 | 50.77 | 88.54 | 111.16 | 107.78 | 89.83 | 112.28 | 109.98 | 57.37 | 54.38 | 50.77
8635 | 40.72 | 45.69 | 33.04 | 40.72 | 45.69 | 38.15 | 41.43 | 45.69 | 38.15 | 41.43 | 46.61 | 38.15 | 41.43 | 48.24 | 38.15 | 41.43 | 48.24 | 38.15 | 40.72 | 45.69 | 38.15 | 40.72 | 45.69 | 38.15 | 41.43 | 48.24 | 38.15 | 60.02 | 79.9 | 81.93 | 60.02 | 81.52 | 82.78 | 40.72 | 45.69 | 33.04 | 51.31 | 53.9 | 50.28 | 51.31 | 53.9 | 50.28 | 56.89 | 53.9 | 50.28 | 56.89 | 53.9 | 50.28 | 56.89 | 55.17 | 50.28 | 56.89 | 55.17 | 50.28 | 51.31 | 53.9 | 50.28 | 51.31 | 53.9 | 50.28 | 56.89 | 55.17 | 50.28 | 85.91 | 110.02 | 104.49 | 87.66 | 111.16 | 106.62 | 51.31 | 53.9 | 50.28
8636 | 40.34 | 45.31 | 33.04 | 40.34 | 45.31 | 33.04 | 40.34 | 45.31 | 37.77 | 40.34 | 45.31 | 37.77 | 41.05 | 47.86 | 37.77 | 41.05 | 47.86 | 37.77 | 40.34 | 45.31 | 37.77 | 40.34 | 45.31 | 37.77 | 41.05 | 47.86 | 37.77 | 55.95 | 78.31 | 39.33 | 55.7 | 79.9 | 80.28 | 40.34 | 45.31 | 33.04 | 50.93 | 53.52 | 49.91 | 50.93 | 53.52 | 49.91 | 50.93 | 53.52 | 49.91 | 50.93 | 53.52 | 49.91 | 56.51 | 53.62 | 49.91 | 56.51 | 53.62 | 49.91 | 50.93 | 53.52 | 49.91 | 50.93 | 53.52 | 49.91 | 56.51 | 53.62 | 49.91 | 81.64 | 101.85 | 50.41 | 83.3 | 103.93 | 87.63 | 50.93 | 53.52 | 49.91
8637 | 40.21 | 44.28 | 28.21 | 40.21 | 45.18 | 28.21 | 40.21 | 45.18 | 35.12 | 40.21 | 45.18 | 35.12 | 40.92 | 47.73 | 37.64 | 40.92 | 47.73 | 37.64 | 40.21 | 45.18 | 37.64 | 40.21 | 45.18 | 37.64 | 40.92 | 47.73 | 37.64 | 55.14 | 77.52 | 38.24 | 55.14 | 78.31 | 80.28 | 40.21 | 44.28 | 28.21 | 50.8 | 53.33 | 46.17 | 50.8 | 53.33 | 46.17 | 50.8 | 53.33 | 46.17 | 50.8 | 53.33 | 46.17 | 56.38 | 53.49 | 49.78 | 56.38 | 53.49 | 49.78 | 50.8 | 53.39 | 49.34 | 50.8 | 53.39 | 49.34 | 56.38 | 53.49 | 49.78 | 79.9 | 98.34 | 49.28 | 80.7 | 100.35 | 87.63 | 50.8 | 53.33 | 46.17
8638 | 40.02 | 26.12 | 27.65 | 40.02 | 34.88 | 27.65 | 40.02 | 34.88 | 28.21 | 40.02 | 34.88 | 28.21 | 40.73 | 47.54 | 37.45 | 40.73 | 47.54 | 37.45 | 40.02 | 44.99 | 37.45 | 40.02 | 44.99 | 37.45 | 40.73 | 47.54 | 37.45 | 54.86 | 75.81 | 37.83 | 54.86 | 77.36 | 79.41 | 40.02 | 26.12 | 27.65 | 36.14 | 49.42 | 46.17 | 36.14 | 49.42 | 46.17 | 36.14 | 49.42 | 46.17 | 36.14 | 49.42 | 46.17 | 56.19 | 53.31 | 49.59 | 56.19 | 53.31 | 49.59 | 50.61 | 53.2 | 49.34 | 50.61 | 53.2 | 49.34 | 56.19 | 53.31 | 49.59 | 77.52 | 83.56 | 49.09 | 77.52 | 85.27 | 82.45 | 36.14 | 49.42 | 46.17
8639 | 18.29 | 25.6 | 10.33 | 18.29 | 25.6 | 10.33 | 18.29 | 25.6 | 25.29 | 18.29 | 25.6 | 25.29 | 40.38 | 47.18 | 37.1 | 40.38 | 47.18 | 37.1 | 39.67 | 44.63 | 37.1 | 39.67 | 44.63 | 37.1 | 40.38 | 47.18 | 37.1 | 48.45 | 62.48 | 35.75 | 49.44 | 63.76 | 36.48 | 18.29 | 25.6 | 10.33 | 28.09 | 48.43 | 46.06 | 28.09 | 48.43 | 46.06 | 28.09 | 48.43 | 46.06 | 28.09 | 48.43 | 46.06 | 55.84 | 52.95 | 49.23 | 55.84 | 52.95 | 49.23 | 50.26 | 52.85 | 49.23 | 50.26 | 52.85 | 49.23 | 55.84 | 52.95 | 49.23 | 70.87 | 58.97 | 46.52 | 72.32 | 79.59 | 47.47 | 28.09 | 48.43 | 46.06
8640 | 10.33 | 10.33 | 0 | 10.33 | 10.33 | 0 | 10.33 | 10.33 | 0 | 10.33 | 10.33 | 0 | 40.33 | 47.13 | 37.05 | 40.33 | 47.13 | 37.05 | 39.62 | 44.58 | 35.22 | 39.62 | 44.59 | 37.05 | 40.33 | 47.13 | 37.05 | 40.8 | 62.48 | 35.75 | 40.8 | 63.76 | 36.48 | 10.33 | 10.33 | 0 | 10.33 | 48.43 | 44.78 | 10.33 | 48.43 | 44.78 | 10.33 | 48.43 | 44.78 | 10.33 | 48.43 | 44.78 | 55.79 | 52.9 | 49.19 | 55.79 | 52.9 | 49.19 | 50.21 | 51.61 | 47.33 | 50.21 | 52.8 | 49.19 | 55.79 | 52.9 | 49.19 | 64.15 | 58.97 | 46.21 | 64.15 | 60.17 | 47.15 | 10.33 | 48.43 | 44.78
8641 | 10.33 | 10.33 | 0 | 10.33 | 10.33 | 0 | 10.33 | 10.33 | 0 | 10.33 | 10.33 | 0 | 40 | 46.81 | 36.73 | 40 | 46.81 | 36.73 | 39.29 | 44.26 | 34.9 | 39.29 | 44.26 | 36.73 | 40 | 46.81 | 36.73 | 40.8 | 47.28 | 34.42 | 40.8 | 48.24 | 34.42 | 10.33 | 10.33 | 0 | 10.33 | 10.33 | 10.33 | 10.33 | 10.33 | 10.33 | 10.33 | 10.33 | 10.33 | 10.33 | 10.33 | 10.33 | 55.46 | 52.58 | 48.86 | 55.46 | 52.58 | 48.86 | 49.88 | 51.61 | 47.01 | 49.88 | 52.47 | 48.86 | 55.46 | 52.58 | 48.86 | 58.6 | 52.58 | 44.8 | 59.8 | 53.65 | 44.8 | 10.33 | 10.33 | 10.33
8642 | 10.33 | 10.33 | 0 | 10.33 | 10.33 | 0 | 10.33 | 10.33 | 0 | 10.33 | 10.33 | 0 | 39.79 | 46.6 | 36.52 | 39.79 | 46.6 | 36.52 | 39.09 | 44.05 | 34.69 | 39.09 | 44.05 | 36.52 | 39.79 | 46.6 | 36.52 | 40.8 | 47.07 | 34.42 | 40.8 | 47.09 | 34.42 | 10.33 | 10.33 | 0 | 0 | 10.33 | 10.33 | 0 | 10.33 | 10.33 | 0 | 10.33 | 10.33 | 0 | 10.33 | 10.33 | 55.25 | 52.37 | 48.65 | 55.25 | 52.37 | 48.65 | 49.67 | 51.61 | 46.8 | 49.67 | 52.26 | 48.65 | 55.25 | 52.37 | 48.65 | 58.6 | 51.85 | 44.8 | 59.8 | 52.9 | 44.8 | 0 | 10.33 | 10.33
8643 | 10.33 | 10.33 | 0 | 10.33 | 10.33 | 0 | 10.33 | 10.33 | 0 | 10.33 | 10.33 | 0 | 39.7 | 46.51 | 36.43 | 39.7 | 46.51 | 36.43 | 39 | 43.96 | 18.88 | 39 | 43.96 | 36.43 | 39.7 | 46.51 | 36.43 | 40.11 | 46.98 | 34.42 | 40.52 | 47.93 | 34.42 | 10.33 | 10.33 | 0 | 10.33 | 10.33 | 10.33 | 10.33 | 10.33 | 10.33 | 10.33 | 10.33 | 10.33 | 10.33 | 10.33 | 10.33 | 55.17 | 52.28 | 48.56 | 55.17 | 52.28 | 48.56 | 49.59 | 51.61 | 46.71 | 49.59 | 51.61 | 48.56 | 55.17 | 52.28 | 48.56 | 58.6 | 51.76 | 44.8 | 59.8 | 52.81 | 44.8 | 10.33 | 10.33 | 10.33
8644 | 10.33 | 10.33 | 0 | 10.33 | 10.33 | 0 | 10.33 | 10.33 | 0 | 10.33 | 10.33 | 0 | 39.83 | 46.63 | 36.55 | 39.83 | 46.63 | 36.55 | 39.12 | 44.08 | 18.88 | 39.12 | 44.09 | 36.55 | 39.83 | 46.63 | 36.55 | 40.11 | 47.1 | 33.73 | 40.8 | 47.1 | 34.42 | 10.33 | 10.33 | 0 | 10.33 | 10.33 | 10.33 | 10.33 | 10.33 | 10.33 | 10.33 | 10.33 | 10.33 | 10.33 | 10.33 | 10.33 | 55.29 | 52.4 | 48.69 | 55.29 | 52.4 | 48.69 | 49.71 | 51.61 | 27.37 | 49.71 | 52.3 | 48.69 | 55.29 | 52.4 | 48.69 | 58.6 | 48.05 | 41.75 | 59.8 | 49.03 | 44.8 | 10.33 | 10.33 | 10.33
8645 | 18.29 | 10.34 | 0 | 18.29 | 10.34 | 0 | 18.29 | 10.34 | 0 | 18.29 | 10.34 | 0 | 40.14 | 46.94 | 36.86 | 40.14 | 46.94 | 36.86 | 39.43 | 44.39 | 35.03 | 39.43 | 44.39 | 36.86 | 40.14 | 46.94 | 36.86 | 40.14 | 47.1 | 33.73 | 40.8 | 48.06 | 34.42 | 18.29 | 10.34 | 0 | 10.33 | 32.95 | 29 | 10.33 | 32.95 | 29 | 10.33 | 32.95 | 29 | 10.33 | 32.95 | 29 | 55.6 | 52.71 | 48.99 | 55.6 | 52.71 | 48.99 | 50.02 | 51.61 | 47.14 | 50.02 | 52.61 | 48.99 | 55.6 | 52.71 | 48.99 | 58.6 | 48.05 | 41.75 | 59.8 | 49.03 | 44.8 | 10.33 | 32.95 | 29
8646 | 39.66 | 44.63 | 28.21 | 39.66 | 44.63 | 28.21 | 39.66 | 44.63 | 28.21 | 39.66 | 44.63 | 28.21 | 40.37 | 47.17 | 37.09 | 40.37 | 47.17 | 37.09 | 39.66 | 44.63 | 37.09 | 39.66 | 44.63 | 37.09 | 40.37 | 47.17 | 37.09 | 40.78 | 47.17 | 34.42 | 41.2 | 48.14 | 34.42 | 39.66 | 44.63 | 28.21 | 50.25 | 48.43 | 44.78 | 50.25 | 48.43 | 44.78 | 50.25 | 48.43 | 44.78 | 50.25 | 48.43 | 44.78 | 55.83 | 52.95 | 49.23 | 55.83 | 52.95 | 49.23 | 50.25 | 52.84 | 49.23 | 50.25 | 52.84 | 49.23 | 55.83 | 52.95 | 49.23 | 59.34 | 48.92 | 44.8 | 60.55 | 49.92 | 45.23 | 50.25 | 48.43 | 44.78
8647 | 40.2 | 45.17 | 33.06 | 40.2 | 45.17 | 34.07 | 40.2 | 45.17 | 34.07 | 40.2 | 45.17 | 34.07 | 40.91 | 47.72 | 37.63 | 40.91 | 47.72 | 37.63 | 40.2 | 45.17 | 37.63 | 40.2 | 45.17 | 37.63 | 40.91 | 47.72 | 37.63 | 50.97 | 47.72 | 34.42 | 52.01 | 48.69 | 34.42 | 40.2 | 45.17 | 33.06 | 50.79 | 52.42 | 46.17 | 50.79 | 52.42 | 46.17 | 50.79 | 52.42 | 46.17 | 50.79 | 52.42 | 46.17 | 56.37 | 53.49 | 49.77 | 56.37 | 53.49 | 49.77 | 50.79 | 53.38 | 49.34 | 50.79 | 53.38 | 49.77 | 56.37 | 53.49 | 49.77 | 60.96 | 52.95 | 46.21 | 62.2 | 54.03 | 46.63 | 50.79 | 52.42 | 46.17
8648 | 40.44 | 45.41 | 33.06 | 40.44 | 45.41 | 34.43 | 40.44 | 45.41 | 34.43 | 40.44 | 45.41 | 34.43 | 41.15 | 47.96 | 37.88 | 41.15 | 47.96 | 37.88 | 40.44 | 45.41 | 37.88 | 40.44 | 45.41 | 37.88 | 41.15 | 47.96 | 37.88 | 52.36 | 48.33 | 34.42 | 53.42 | 49.32 | 34.78 | 40.44 | 45.41 | 33.06 | 51.03 | 53.28 | 46.17 | 51.03 | 53.28 | 46.17 | 51.03 | 53.28 | 46.17 | 51.03 | 53.28 | 46.17 | 56.61 | 53.73 | 50.01 | 56.61 | 53.73 | 50.01 | 51.03 | 53.62 | 49.34 | 51.03 | 53.62 | 50.01 | 56.61 | 53.73 | 50.01 | 80.8 | 53.19 | 46.21 | 81.64 | 54.28 | 46.63 | 51.03 | 53.28 | 46.17
8649 | 40.33 | 45.3 | 33.06 | 40.33 | 45.3 | 34.77 | 40.33 | 45.3 | 34.77 | 40.33 | 45.3 | 34.77 | 41.04 | 47.85 | 37.77 | 41.04 | 47.85 | 37.77 | 40.33 | 45.3 | 37.77 | 40.33 | 45.3 | 37.77 | 41.04 | 47.85 | 37.77 | 52.88 | 48.33 | 34.42 | 53.96 | 49.32 | 35.12 | 40.33 | 45.3 | 33.06 | 50.92 | 52.66 | 46.17 | 50.92 | 52.66 | 46.17 | 50.92 | 52.66 | 46.17 | 50.92 | 52.66 | 46.17 | 56.5 | 53.62 | 49.9 | 56.5 | 53.62 | 49.9 | 50.92 | 53.51 | 49.34 | 50.92 | 53.51 | 49.9 | 56.5 | 53.62 | 49.9 | 79.84 | 53.19 | 45.7 | 81.47 | 54.27 | 46.63 | 50.92 | 52.66 | 46.17
8650 | 40.44 | 45.41 | 33.41 | 40.44 | 45.41 | 34.77 | 40.44 | 45.41 | 34.77 | 40.44 | 45.41 | 34.77 | 41.15 | 47.96 | 37.87 | 41.15 | 47.96 | 37.87 | 40.44 | 45.41 | 37.87 | 40.44 | 45.41 | 37.87 | 41.15 | 47.96 | 37.87 | 52.42 | 47.56 | 34.42 | 52.97 | 46.61 | 35.12 | 40.44 | 45.41 | 33.41 | 51.03 | 52.66 | 46.17 | 51.03 | 52.66 | 46.17 | 51.03 | 52.66 | 46.17 | 51.03 | 52.66 | 46.17 | 56.61 | 53.72 | 50.01 | 56.61 | 53.72 | 50.01 | 51.03 | 53.62 | 49.34 | 51.03 | 53.62 | 50.01 | 56.61 | 53.72 | 50.01 | 74.76 | 53.19 | 44.8 | 76.29 | 53.19 | 45.7 | 51.03 | 52.66 | 46.17
8651 | 40.5 | 45.47 | 33.74 | 40.5 | 45.47 | 35.12 | 40.5 | 45.47 | 35.12 | 40.5 | 45.47 | 35.12 | 41.21 | 48.01 | 37.94 | 41.21 | 48.01 | 37.94 | 40.5 | 45.47 | 37.94 | 40.5 | 45.47 | 37.94 | 41.21 | 48.01 | 37.94 | 51.74 | 47.53 | 34.42 | 52.79 | 46.58 | 35.12 | 40.5 | 45.47 | 33.74 | 51.09 | 52.42 | 46.17 | 51.09 | 52.42 | 46.17 | 51.09 | 52.42 | 46.17 | 51.09 | 52.42 | 46.17 | 56.67 | 53.79 | 50.07 | 56.67 | 53.79 | 50.07 | 51.09 | 53.68 | 49.34 | 51.09 | 53.68 | 49.34 | 56.67 | 53.79 | 50.07 | 68.11 | 52.95 | 44.79 | 69.5 | 52.95 | 45.7 | 51.09 | 52.42 | 46.17
8652 | 40.45 | 45.42 | 33.06 | 40.45 | 45.42 | 34.77 | 40.45 | 45.42 | 34.77 | 40.45 | 45.42 | 34.77 | 41.16 | 47.96 | 37.88 | 41.16 | 47.96 | 37.88 | 40.45 | 45.42 | 37.88 | 40.45 | 45.42 | 37.88 | 41.16 | 47.96 | 37.88 | 45.34 | 47.48 | 34.42 | 45.81 | 46.53 | 35.12 | 40.45 | 45.42 | 33.06 | 51.04 | 49.42 | 46.17 | 51.04 | 49.42 | 46.17 | 51.04 | 49.42 | 46.17 | 51.04 | 49.42 | 46.17 | 56.62 | 53.73 | 50.01 | 56.62 | 53.73 | 50.01 | 51.04 | 53.63 | 49.34 | 51.04 | 53.63 | 50.01 | 56.62 | 53.73 | 50.01 | 58.59 | 48.92 | 44.79 | 59.78 | 49.92 | 45.7 | 51.04 | 49.42 | 46.17
8653 | 40.34 | 45.3 | 34.43 | 40.34 | 45.3 | 34.43 | 40.34 | 45.3 | 34.43 | 40.34 | 45.3 | 34.43 | 41.05 | 47.85 | 37.77 | 41.05 | 47.85 | 37.77 | 40.34 | 45.3 | 37.77 | 40.34 | 45.3 | 37.77 | 41.05 | 47.85 | 37.77 | 43.6 | 47.37 | 34.09 | 44.06 | 46.42 | 34.78 | 40.34 | 45.3 | 34.43 | 50.93 | 50.95 | 46.17 | 50.93 | 50.95 | 46.17 | 50.93 | 50.95 | 46.17 | 50.93 | 50.95 | 46.17 | 56.51 | 53.62 | 49.9 | 56.51 | 53.62 | 49.9 | 50.93 | 53.52 | 49.34 | 50.93 | 53.52 | 49.34 | 56.51 | 53.62 | 49.9 | 57.79 | 50 | 44.79 | 58.97 | 51.46 | 45.7 | 50.93 | 50.95 | 46.17
8654 | 40.33 | 45.3 | 33.74 | 40.33 | 45.3 | 34.43 | 40.33 | 45.3 | 34.43 | 40.33 | 45.3 | 34.43 | 41.04 | 47.84 | 37.76 | 41.04 | 47.84 | 37.76 | 40.33 | 45.3 | 37.76 | 40.33 | 45.3 | 37.76 | 41.04 | 47.84 | 37.76 | 47.67 | 47.36 | 34.09 | 48.64 | 46.41 | 34.78 | 40.33 | 45.3 | 33.74 | 50.92 | 50.17 | 46.17 | 50.92 | 50.17 | 46.17 | 50.92 | 50.17 | 46.17 | 50.92 | 50.17 | 46.17 | 56.5 | 53.61 | 49.89 | 56.5 | 53.61 | 49.89 | 50.92 | 53.51 | 49.34 | 50.92 | 53.51 | 49.89 | 56.5 | 53.61 | 49.89 | 59.75 | 49.66 | 44.79 | 60.97 | 50.68 | 45.7 | 50.92 | 50.17 | 46.17
8655 | 40.41 | 45.38 | 35.12 | 40.41 | 45.38 | 35.12 | 40.41 | 45.38 | 35.12 | 40.41 | 45.38 | 35.12 | 41.12 | 47.92 | 37.84 | 41.12 | 47.92 | 37.84 | 40.41 | 45.38 | 37.84 | 40.41 | 45.38 | 37.84 | 41.12 | 47.92 | 37.84 | 52.63 | 47.44 | 34.76 | 53.7 | 46.5 | 35.47 | 40.41 | 45.38 | 35.12 | 51 | 53.59 | 46.18 | 51 | 53.59 | 46.18 | 51 | 53.59 | 46.18 | 51 | 53.59 | 46.18 | 56.58 | 53.69 | 49.97 | 56.58 | 53.69 | 49.97 | 51 | 53.59 | 49.97 | 51 | 53.59 | 49.97 | 56.58 | 53.69 | 49.97 | 70.92 | 53.05 | 44.8 | 72.37 | 54.13 | 45.72 | 51 | 53.59 | 46.18
8656 | 40.62 | 45.58 | 36.11 | 40.62 | 45.58 | 36.11 | 40.62 | 45.58 | 36.11 | 40.62 | 45.58 | 36.11 | 41.32 | 48.13 | 38.05 | 41.32 | 48.13 | 38.05 | 40.62 | 45.58 | 38.05 | 40.62 | 45.58 | 38.05 | 41.32 | 48.13 | 38.05 | 54.57 | 48.62 | 35.75 | 55.14 | 49.61 | 36.48 | 40.62 | 45.58 | 36.11 | 51.21 | 53.79 | 47.01 | 51.21 | 53.79 | 47.01 | 51.21 | 53.79 | 47.01 | 51.21 | 53.79 | 47.01 | 56.79 | 53.9 | 50.18 | 56.79 | 53.9 | 50.18 | 51.21 | 53.79 | 50.18 | 51.21 | 53.79 | 50.18 | 56.79 | 53.9 | 50.18 | 78.3 | 54.34 | 46.21 | 79.9 | 55.45 | 47.15 | 51.21 | 53.79 | 47.01
8657 | 40.68 | 45.64 | 38.11 | 40.68 | 45.64 | 38.11 | 40.68 | 45.64 | 38.11 | 40.68 | 45.64 | 38.11 | 41.38 | 48.19 | 38.11 | 41.38 | 48.19 | 38.11 | 40.68 | 45.64 | 38.11 | 40.68 | 45.64 | 38.11 | 41.38 | 48.19 | 38.11 | 57.64 | 48.68 | 35.75 | 58.24 | 49.67 | 38.49 | 40.68 | 45.64 | 38.11 | 51.27 | 53.85 | 47.07 | 51.27 | 53.85 | 47.07 | 51.27 | 53.85 | 47.07 | 51.27 | 53.85 | 47.07 | 56.85 | 53.96 | 50.24 | 56.85 | 53.96 | 50.24 | 51.27 | 53.85 | 50.24 | 51.27 | 53.85 | 50.24 | 56.85 | 53.96 | 50.24 | 84.19 | 54.4 | 46.21 | 85.91 | 55.51 | 47.15 | 51.27 | 53.85 | 47.07
8658 | 40.45 | 45.42 | 35.83 | 40.45 | 45.42 | 35.83 | 40.45 | 45.42 | 35.83 | 40.45 | 45.42 | 35.83 | 41.16 | 47.96 | 37.88 | 41.16 | 47.96 | 37.88 | 40.45 | 45.42 | 37.88 | 40.45 | 45.42 | 37.88 | 41.16 | 47.96 | 37.88 | 65.15 | 47.56 | 35.47 | 65.82 | 47.56 | 36.19 | 40.45 | 45.42 | 35.83 | 51.04 | 53.63 | 46.84 | 51.04 | 53.63 | 46.84 | 51.04 | 53.63 | 46.84 | 51.04 | 53.63 | 46.84 | 56.62 | 53.73 | 50.02 | 56.62 | 53.73 | 50.02 | 51.04 | 53.63 | 50.02 | 51.04 | 53.63 | 50.02 | 56.62 | 53.73 | 50.02 | 82.48 | 53.2 | 46.21 | 84.16 | 54.28 | 47.15 | 51.04 | 53.63 | 46.84
8659 | 40.21 | 45.17 | 35.12 | 40.21 | 45.17 | 35.12 | 40.21 | 45.17 | 35.12 | 40.21 | 45.17 | 35.12 | 40.91 | 47.72 | 37.64 | 40.91 | 47.72 | 37.64 | 40.21 | 45.17 | 37.64 | 40.21 | 45.17 | 37.64 | 40.91 | 47.72 | 37.64 | 55.01 | 47.24 | 34.76 | 56.13 | 46.3 | 35.47 | 40.21 | 45.17 | 35.12 | 50.79 | 53.38 | 46.59 | 50.79 | 53.38 | 46.59 | 50.79 | 53.38 | 46.59 | 50.79 | 53.38 | 46.59 | 56.37 | 53.49 | 49.77 | 56.37 | 53.49 | 49.77 | 50.79 | 53.38 | 49.77 | 50.79 | 53.38 | 49.77 | 56.37 | 53.49 | 49.77 | 80.84 | 52.95 | 45.21 | 82.49 | 53.92 | 46.13 | 50.79 | 53.38 | 46.59
8660 | 39.96 | 44.92 | 37.39 | 39.96 | 44.92 | 37.39 | 39.96 | 44.92 | 37.39 | 39.96 | 44.92 | 37.39 | 40.66 | 47.47 | 37.39 | 40.66 | 47.47 | 37.39 | 39.96 | 44.92 | 37.39 | 39.96 | 44.92 | 37.39 | 40.66 | 47.47 | 37.39 | 44.7 | 47 | 34.42 | 45.61 | 46.06 | 37.77 | 39.96 | 44.92 | 37.39 | 50.55 | 53.13 | 46.35 | 50.55 | 53.13 | 46.35 | 50.55 | 53.13 | 46.35 | 50.55 | 53.13 | 46.35 | 56.13 | 53.24 | 49.52 | 56.13 | 53.24 | 49.52 | 50.55 | 53.13 | 49.52 | 50.55 | 53.13 | 49.52 | 56.13 | 53.24 | 49.52 | 76.82 | 52.71 | 44.8 | 78.39 | 53.67 | 45.88 | 50.55 | 53.13 | 46.35
8661 | 39.84 | 44.81 | 35.12 | 39.84 | 44.81 | 35.12 | 39.84 | 44.81 | 35.12 | 39.84 | 44.81 | 35.12 | 40.55 | 47.35 | 37.27 | 40.55 | 47.35 | 37.27 | 39.84 | 44.81 | 37.27 | 39.84 | 44.81 | 37.27 | 40.55 | 47.35 | 37.27 | 44.1 | 46.88 | 34.42 | 45 | 45.94 | 35.47 | 39.84 | 44.81 | 35.12 | 50.43 | 53.02 | 47.12 | 50.43 | 53.02 | 47.12 | 50.43 | 53.02 | 47.12 | 50.43 | 53.02 | 47.12 | 56.01 | 53.12 | 49.41 | 56.01 | 53.12 | 49.41 | 50.43 | 53.02 | 49.4 | 50.43 | 53.02 | 49.41 | 56.01 | 53.12 | 49.41 | 74.42 | 52.59 | 44.8 | 75.94 | 53.55 | 46.65 | 50.43 | 53.02 | 47.12
8662 | 39.66 | 44.63 | 34.77 | 39.66 | 44.63 | 34.77 | 39.66 | 44.63 | 34.77 | 39.66 | 44.63 | 34.77 | 40.37 | 47.18 | 37.09 | 40.37 | 47.18 | 37.09 | 39.66 | 44.63 | 37.09 | 39.66 | 44.63 | 37.09 | 40.37 | 47.18 | 37.09 | 45.3 | 46.7 | 34.42 | 44.39 | 45.77 | 35.12 | 39.66 | 44.63 | 34.77 | 50.25 | 52.77 | 46.17 | 50.25 | 52.77 | 46.17 | 50.25 | 52.77 | 46.17 | 50.25 | 52.77 | 46.17 | 55.83 | 52.95 | 49.23 | 55.83 | 52.95 | 49.23 | 50.25 | 52.84 | 49.23 | 50.25 | 52.84 | 49.23 | 55.83 | 52.95 | 49.23 | 69.43 | 52.42 | 44.8 | 70.84 | 53.31 | 45.7 | 50.25 | 52.77 | 46.17
8663 | 39.4 | 44.37 | 34.77 | 39.4 | 44.37 | 34.77 | 39.4 | 44.37 | 34.77 | 39.4 | 44.37 | 34.77 | 40.11 | 46.91 | 36.83 | 40.11 | 46.91 | 36.83 | 39.4 | 44.37 | 35 | 39.4 | 44.37 | 36.83 | 40.11 | 46.91 | 36.83 | 41.81 | 46.44 | 34.42 | 40.98 | 45.51 | 35.12 | 39.4 | 44.37 | 34.77 | 49.99 | 51.19 | 46.17 | 49.99 | 51.19 | 46.17 | 49.99 | 51.19 | 46.17 | 49.99 | 51.19 | 46.17 | 55.57 | 52.68 | 48.97 | 55.57 | 52.68 | 48.97 | 49.99 | 51.61 | 48.97 | 49.99 | 52.58 | 48.97 | 55.57 | 52.68 | 48.97 | 63.29 | 50.68 | 44.8 | 62.03 | 51.71 | 45.7 | 49.99 | 51.19 | 46.17
8664 | 39.47 | 27.76 | 33.74 | 39.47 | 27.76 | 34.07 | 39.47 | 27.76 | 34.07 | 39.47 | 27.76 | 34.07 | 40.17 | 46.97 | 36.9 | 40.17 | 46.98 | 36.9 | 39.47 | 44.43 | 36.9 | 39.47 | 44.43 | 36.9 | 40.17 | 46.97 | 36.9 | 40.68 | 44.2 | 34.42 | 39.86 | 43.31 | 34.42 | 39.47 | 27.76 | 33.74 | 42.46 | 50.17 | 46.17 | 42.46 | 50.17 | 46.17 | 42.46 | 50.17 | 46.17 | 42.46 | 50.17 | 46.17 | 55.63 | 52.75 | 49.03 | 55.63 | 52.75 | 49.03 | 50.05 | 52.64 | 49.03 | 50.05 | 52.64 | 49.03 | 55.63 | 52.75 | 49.03 | 58.13 | 49.67 | 44.8 | 56.97 | 50.68 | 45.72 | 42.46 | 50.17 | 46.17
8665 | 38.78 | 27.76 | 34.07 | 38.78 | 27.76 | 34.07 | 38.78 | 27.76 | 34.07 | 38.78 | 27.76 | 34.07 | 39.96 | 46.67 | 36.68 | 39.96 | 46.67 | 36.68 | 39.25 | 44.21 | 34.07 | 39.25 | 44.22 | 36.68 | 39.96 | 46.67 | 36.68 | 40.36 | 42.87 | 34.42 | 39.55 | 42.01 | 34.42 | 38.78 | 27.76 | 34.07 | 42.46 | 48.43 | 46.17 | 42.46 | 48.43 | 46.17 | 42.46 | 48.43 | 46.17 | 42.46 | 48.43 | 46.17 | 55.42 | 52.53 | 48.82 | 55.42 | 52.53 | 48.82 | 49.84 | 51.61 | 46.17 | 49.84 | 52.43 | 48.82 | 55.42 | 52.53 | 48.82 | 55.98 | 47.89 | 44.8 | 54.86 | 48.92 | 45.7 | 42.46 | 48.43 | 46.17
8666 | 36.59 | 26.12 | 28.21 | 36.59 | 26.12 | 28.21 | 36.59 | 26.12 | 28.21 | 36.59 | 26.12 | 28.21 | 39.76 | 46.42 | 36.49 | 39.76 | 46.42 | 36.49 | 39.06 | 43.98 | 28.21 | 39.06 | 44.02 | 36.49 | 39.76 | 46.42 | 36.49 | 40.17 | 42.86 | 27.93 | 39.36 | 42 | 28.5 | 36.59 | 26.12 | 28.21 | 36.14 | 48.43 | 46.17 | 36.14 | 48.43 | 46.17 | 36.14 | 48.43 | 46.17 | 36.14 | 48.43 | 46.17 | 55.22 | 52.34 | 48.62 | 55.22 | 52.34 | 48.62 | 49.65 | 51.61 | 46.17 | 49.65 | 52.23 | 48.62 | 55.22 | 52.34 | 48.62 | 55.78 | 47.89 | 38.08 | 54.67 | 48.92 | 45.7 | 36.14 | 48.43 | 46.17
8667 | 36.96 | 35.78 | 32.07 | 36.96 | 35.78 | 32.07 | 36.96 | 35.78 | 32.07 | 36.96 | 35.78 | 32.07 | 39.72 | 46.38 | 36.45 | 39.72 | 46.38 | 36.45 | 39.02 | 39.81 | 32.07 | 39.02 | 43.98 | 36.45 | 39.72 | 46.38 | 36.45 | 40.09 | 42.86 | 31.75 | 39.28 | 42 | 32.39 | 36.96 | 35.78 | 32.07 | 36.14 | 48.43 | 46.17 | 36.14 | 48.43 | 46.17 | 36.14 | 48.43 | 46.17 | 36.14 | 48.43 | 46.17 | 55.19 | 52.3 | 48.58 | 55.19 | 52.3 | 48.58 | 49.61 | 51.61 | 46.17 | 49.61 | 52.19 | 48.58 | 55.19 | 52.3 | 48.58 | 55.74 | 47.66 | 44.79 | 54.63 | 48.92 | 45.7 | 36.14 | 48.43 | 46.17
8668 | 35.86 | 26.12 | 10.33 | 35.86 | 26.12 | 10.33 | 35.86 | 26.12 | 10.33 | 35.86 | 26.12 | 10.33 | 39.81 | 46.47 | 36.54 | 39.81 | 46.47 | 36.54 | 39.11 | 39.9 | 10.33 | 39.11 | 44.07 | 36.54 | 39.81 | 46.47 | 36.54 | 39.92 | 42.86 | 26.81 | 39.12 | 42 | 26.27 | 35.86 | 26.12 | 10.33 | 28.09 | 47.18 | 44.78 | 28.09 | 47.18 | 44.78 | 28.09 | 47.18 | 44.78 | 28.09 | 47.18 | 44.78 | 55.28 | 52.39 | 48.67 | 55.28 | 52.39 | 48.67 | 49.7 | 51.32 | 44.78 | 49.7 | 52.28 | 48.67 | 55.28 | 52.39 | 48.67 | 55.83 | 47.66 | 43.9 | 54.72 | 47.66 | 44.8 | 35.42 | 47.18 | 46.17
8669 | 35.86 | 26.12 | 10.33 | 35.86 | 26.12 | 10.33 | 35.86 | 26.12 | 10.33 | 35.86 | 26.12 | 10.33 | 40.04 | 46.7 | 36.77 | 40.04 | 46.7 | 36.77 | 39.34 | 40.14 | 10.33 | 39.34 | 44.3 | 36.77 | 40.04 | 46.7 | 36.77 | 39.92 | 42.86 | 26.81 | 39.12 | 42 | 26.27 | 35.86 | 26.12 | 10.33 | 10.33 | 48.14 | 44.35 | 10.33 | 48.14 | 44.35 | 10.33 | 48.14 | 44.35 | 10.33 | 48.14 | 44.35 | 55.51 | 52.62 | 48.78 | 55.51 | 52.62 | 48.78 | 49.93 | 51.32 | 44.35 | 49.93 | 52.52 | 48.9 | 55.51 | 52.62 | 48.78 | 56.07 | 47.66 | 43.91 | 54.95 | 48.62 | 44.8 | 35.42 | 48.14 | 44.35
8670 | 39.52 | 26.12 | 13.78 | 39.52 | 26.12 | 13.78 | 39.52 | 26.12 | 13.78 | 39.52 | 26.12 | 13.78 | 40.22 | 46.93 | 36.95 | 40.22 | 46.93 | 36.95 | 39.52 | 44.48 | 13.78 | 39.52 | 44.48 | 36.95 | 40.22 | 46.93 | 36.95 | 40.22 | 45.55 | 26.81 | 40.8 | 44.64 | 27.36 | 39.52 | 26.12 | 13.78 | 36.14 | 48.43 | 45.25 | 36.14 | 48.43 | 45.25 | 36.14 | 48.43 | 45.25 | 36.14 | 48.43 | 45.25 | 55.68 | 52.8 | 48.43 | 55.68 | 52.8 | 48.43 | 50.1 | 51.32 | 45.25 | 50.1 | 52.69 | 49.08 | 55.68 | 52.8 | 48.43 | 56.25 | 47.95 | 44.8 | 57.39 | 48.92 | 45.71 | 36.14 | 48.43 | 45.25
8671 | 39.75 | 44.62 | 13.78 | 39.75 | 44.62 | 13.78 | 39.75 | 44.62 | 13.78 | 39.75 | 44.62 | 13.78 | 40.45 | 47.25 | 37.18 | 40.45 | 47.25 | 37.18 | 39.75 | 44.71 | 37.18 | 39.75 | 44.71 | 37.18 | 40.45 | 47.25 | 37.18 | 47.34 | 46.77 | 33.73 | 48.31 | 46.77 | 34.42 | 39.75 | 44.62 | 13.78 | 50.34 | 48.43 | 45.25 | 50.34 | 48.43 | 45.25 | 50.34 | 48.43 | 45.25 | 50.34 | 48.43 | 45.25 | 55.92 | 53.03 | 49.31 | 55.92 | 53.03 | 49.31 | 50.34 | 51.61 | 47.46 | 50.34 | 52.92 | 49.31 | 55.92 | 53.03 | 49.31 | 67.27 | 47.95 | 44.8 | 68.64 | 48.93 | 45.71 | 50.34 | 48.43 | 45.25
8672 | 39.9 | 35.54 | 0 | 39.9 | 35.54 | 0 | 39.9 | 35.54 | 0 | 39.9 | 35.54 | 0 | 40.6 | 47.41 | 37.33 | 40.6 | 47.41 | 37.33 | 39.9 | 44.86 | 37.33 | 39.9 | 44.86 | 37.33 | 40.6 | 47.41 | 37.33 | 52.88 | 46.93 | 34.42 | 53.96 | 46.93 | 34.42 | 39.9 | 35.54 | 0 | 50.48 | 48.43 | 43.47 | 50.48 | 48.43 | 43.47 | 50.48 | 48.43 | 43.47 | 50.48 | 48.43 | 43.47 | 56.06 | 53.18 | 49.34 | 56.06 | 53.18 | 49.34 | 50.48 | 53.07 | 49.34 | 50.48 | 53.07 | 49.46 | 56.06 | 53.18 | 49.34 | 74.64 | 48.92 | 43.9 | 76.16 | 48.92 | 44.8 | 50.48 | 48.43 | 43.47
8673 | 39.93 | 25.6 | 0 | 39.93 | 25.6 | 0 | 39.93 | 25.6 | 0 | 39.93 | 25.6 | 0 | 40.64 | 47.44 | 37.36 | 40.64 | 47.44 | 37.36 | 39.93 | 44.89 | 37.36 | 39.93 | 44.89 | 37.36 | 40.64 | 47.44 | 37.36 | 53.96 | 46.96 | 34.42 | 55.06 | 46.03 | 34.42 | 39.93 | 25.6 | 0 | 50.52 | 48.43 | 10.33 | 50.52 | 48.43 | 10.33 | 50.52 | 48.43 | 10.33 | 50.52 | 48.43 | 10.33 | 56.1 | 53.21 | 49.49 | 56.1 | 53.21 | 49.49 | 50.52 | 53.11 | 49.34 | 50.52 | 53.11 | 49.49 | 56.1 | 53.21 | 49.49 | 74.64 | 50.06 | 43.9 | 76.16 | 50.06 | 44.8 | 50.52 | 48.43 | 10.33
8674 | 40.03 | 10.34 | 0 | 40.03 | 10.34 | 0 | 40.03 | 10.34 | 0 | 40.03 | 10.34 | 0 | 40.74 | 47.54 | 37.47 | 40.74 | 47.54 | 37.47 | 40.03 | 45 | 37.47 | 40.03 | 45 | 37.47 | 40.74 | 47.54 | 37.47 | 50.32 | 47.07 | 34.42 | 50.85 | 46.13 | 34.42 | 40.03 | 10.34 | 0 | 50.62 | 43.47 | 0 | 50.62 | 43.47 | 0 | 50.62 | 43.47 | 0 | 50.62 | 43.47 | 0 | 56.2 | 53.32 | 49.6 | 56.2 | 53.32 | 49.6 | 50.62 | 53.21 | 49.34 | 50.62 | 53.21 | 49.6 | 56.2 | 53.32 | 49.6 | 66.42 | 47.66 | 43.9 | 67.11 | 47.66 | 44.8 | 50.62 | 43.47 | 0
8675 | 40.09 | 10.33 | 0 | 40.09 | 10.33 | 0 | 40.09 | 10.33 | 0 | 40.09 | 10.33 | 0 | 40.79 | 47.5 | 37.19 | 40.79 | 47.5 | 37.19 | 40.09 | 45.05 | 37.19 | 40.09 | 45.05 | 37.52 | 40.79 | 47.5 | 37.19 | 41.21 | 44.7 | 25.23 | 41.64 | 43.8 | 24.72 | 40.09 | 10.33 | 0 | 50.68 | 41.5 | 0 | 50.68 | 41.5 | 0 | 50.68 | 41.5 | 0 | 50.68 | 41.5 | 0 | 56.26 | 53.37 | 46.68 | 56.26 | 53.37 | 46.68 | 50.68 | 53.26 | 46.68 | 50.68 | 53.26 | 49.65 | 56.26 | 53.37 | 46.68 | 57.52 | 47.66 | 34.66 | 58.69 | 47.66 | 35.37 | 50.68 | 41.5 | 0
8676 | 39.54 | 10.33 | 0 | 39.96 | 10.33 | 0 | 39.96 | 10.33 | 0 | 39.96 | 10.33 | 0 | 40.67 | 47.32 | 37.19 | 40.67 | 47.32 | 37.19 | 39.96 | 44.92 | 37.19 | 39.96 | 44.92 | 37.39 | 40.67 | 47.32 | 37.19 | 41.08 | 42.81 | 25.23 | 41.18 | 41.95 | 24.72 | 39.54 | 10.33 | 0 | 36.14 | 10.33 | 0 | 36.14 | 10.33 | 0 | 36.14 | 10.33 | 0 | 36.14 | 10.33 | 0 | 56.13 | 53.24 | 46.68 | 56.13 | 53.24 | 46.68 | 50.55 | 53.14 | 46.68 | 50.55 | 53.14 | 49.52 | 56.13 | 53.24 | 46.68 | 56.69 | 46.7 | 34.66 | 57.85 | 47.66 | 35.37 | 36.14 | 10.33 | 0
8677 | 39.82 | 10.33 | 0 | 39.82 | 10.33 | 0 | 39.82 | 10.33 | 0 | 39.82 | 10.33 | 0 | 40.53 | 47.24 | 37.26 | 40.53 | 47.24 | 37.26 | 39.82 | 44.79 | 37.26 | 39.82 | 44.79 | 37.26 | 40.53 | 47.24 | 37.26 | 40.94 | 42.81 | 25.23 | 41.45 | 41.95 | 24.72 | 39.82 | 10.33 | 0 | 36.14 | 13.78 | 0 | 36.14 | 13.78 | 0 | 36.14 | 13.78 | 0 | 36.14 | 13.78 | 0 | 55.99 | 53.11 | 46.68 | 55.99 | 53.11 | 46.68 | 50.41 | 53 | 46.68 | 50.41 | 53 | 49.39 | 55.99 | 53.11 | 46.68 | 56.56 | 46.7 | 34.66 | 57.71 | 47.66 | 35.37 | 36.14 | 13.78 | 0
8678 | 39.84 | 10.33 | 0 | 39.84 | 10.33 | 0 | 39.84 | 10.33 | 0 | 39.84 | 10.33 | 0 | 40.55 | 47.34 | 37.28 | 40.55 | 47.35 | 37.28 | 39.84 | 44.81 | 37.28 | 39.84 | 44.81 | 37.28 | 40.55 | 47.34 | 37.28 | 40.96 | 42.81 | 25.23 | 41.8 | 41.95 | 24.72 | 39.84 | 10.33 | 0 | 35.42 | 10.33 | 0 | 35.42 | 10.33 | 0 | 35.42 | 10.33 | 0 | 35.42 | 10.33 | 0 | 56.01 | 53.13 | 49.41 | 56.01 | 53.13 | 49.41 | 50.43 | 53.02 | 49.34 | 50.43 | 53.02 | 49.41 | 56.01 | 53.13 | 49.41 | 56.58 | 46.7 | 34.66 | 57.73 | 47.66 | 44.8 | 35.42 | 10.33 | 0
8679 | 39.99 | 10.33 | 0 | 39.99 | 10.33 | 0 | 39.99 | 10.33 | 0 | 39.99 | 10.33 | 0 | 40.7 | 47.5 | 37.42 | 40.7 | 47.5 | 37.42 | 39.99 | 44.95 | 37.42 | 39.99 | 44.95 | 37.42 | 40.7 | 47.5 | 37.42 | 50 | 44.69 | 25.23 | 51.02 | 43.8 | 25.74 | 39.99 | 10.33 | 0 | 35.42 | 10.33 | 0 | 35.42 | 10.33 | 0 | 35.42 | 10.33 | 0 | 35.42 | 10.33 | 0 | 56.16 | 53.27 | 49.55 | 56.16 | 53.27 | 49.55 | 50.58 | 53.17 | 49.34 | 50.58 | 53.17 | 49.55 | 56.16 | 53.27 | 49.55 | 63.29 | 47.66 | 34.66 | 64.58 | 47.66 | 44.8 | 35.42 | 10.33 | 0
8680 | 40.2 | 10.34 | 0 | 40.2 | 10.34 | 0 | 40.2 | 10.34 | 0 | 40.2 | 10.34 | 0 | 40.9 | 47.71 | 37.63 | 40.9 | 47.71 | 37.63 | 40.2 | 45.16 | 37.63 | 40.2 | 45.16 | 37.63 | 40.9 | 47.71 | 37.63 | 52.53 | 47.23 | 33.73 | 53.61 | 47.23 | 34.42 | 40.2 | 10.34 | 0 | 50.78 | 13.78 | 0 | 50.78 | 13.78 | 0 | 50.78 | 13.78 | 0 | 50.78 | 13.78 | 0 | 56.36 | 53.48 | 49.76 | 56.36 | 53.48 | 49.76 | 50.78 | 53.37 | 49.34 | 50.78 | 53.37 | 49.76 | 56.36 | 53.48 | 49.76 | 74.15 | 50.06 | 44.8 | 75.66 | 50.06 | 44.8 | 50.78 | 13.78 | 0
8681 | 40.24 | 10.33 | 0 | 40.24 | 10.33 | 0 | 40.24 | 10.33 | 0 | 40.24 | 10.33 | 0 | 40.95 | 47.76 | 37.68 | 40.95 | 47.76 | 37.68 | 40.24 | 45.21 | 37.68 | 40.24 | 45.21 | 37.68 | 40.95 | 47.76 | 37.68 | 54.91 | 47.28 | 33.73 | 56.03 | 47.28 | 34.42 | 40.24 | 10.33 | 0 | 50.83 | 14.15 | 0 | 50.83 | 14.15 | 0 | 50.83 | 14.15 | 0 | 50.83 | 14.15 | 0 | 56.41 | 53.53 | 49.81 | 56.41 | 53.53 | 49.81 | 50.83 | 53.42 | 49.34 | 50.83 | 53.42 | 49.81 | 56.41 | 53.53 | 49.81 | 79.98 | 52.95 | 44.8 | 81.61 | 54.03 | 44.8 | 50.83 | 14.15 | 0
8682 | 40.06 | 10.33 | 0 | 40.06 | 10.33 | 0 | 40.06 | 10.33 | 0 | 40.06 | 10.33 | 0 | 40.77 | 47.57 | 37.49 | 40.77 | 47.57 | 37.49 | 40.06 | 45.03 | 37.49 | 40.06 | 45.03 | 37.49 | 40.77 | 47.57 | 37.49 | 44.7 | 47.1 | 33.73 | 45.61 | 47.1 | 34.42 | 40.06 | 10.33 | 0 | 45.76 | 10.33 | 0 | 45.76 | 10.33 | 0 | 45.76 | 10.33 | 0 | 45.76 | 10.33 | 0 | 56.23 | 53.34 | 49.63 | 56.23 | 53.34 | 49.63 | 50.65 | 53.24 | 49.34 | 50.65 | 53.24 | 49.63 | 56.23 | 53.34 | 49.63 | 81.36 | 52.81 | 44.8 | 83.02 | 53.89 | 44.8 | 45.76 | 10.33 | 0
8683 | 39.8 | 10.33 | 0 | 39.8 | 10.33 | 0 | 39.8 | 10.33 | 0 | 39.8 | 10.33 | 0 | 40.51 | 47.31 | 37.23 | 40.51 | 47.31 | 37.23 | 39.8 | 44.77 | 37.23 | 39.8 | 44.77 | 37.23 | 40.51 | 47.31 | 37.23 | 40.92 | 46.84 | 33.63 | 41.75 | 45.9 | 34.32 | 39.8 | 10.33 | 0 | 10.33 | 10.33 | 0 | 10.33 | 10.33 | 0 | 10.33 | 10.33 | 0 | 10.33 | 10.33 | 0 | 55.97 | 53.08 | 49.37 | 55.97 | 53.08 | 49.37 | 50.39 | 52.98 | 49.34 | 50.39 | 52.98 | 49.37 | 55.97 | 53.08 | 49.37 | 61.51 | 47.66 | 44.8 | 62.77 | 47.66 | 44.8 | 10.33 | 10.33 | 0
8684 | 17.92 | 0 | 0 | 17.92 | 0 | 0 | 17.92 | 0 | 0 | 17.92 | 0 | 0 | 40.3 | 47.1 | 37.02 | 40.3 | 47.1 | 37.02 | 39.59 | 44.56 | 37.02 | 39.59 | 44.56 | 37.02 | 40.3 | 47.1 | 37.02 | 40.71 | 42.81 | 33.63 | 41.54 | 41.95 | 34.32 | 17.92 | 0 | 0 | 10.33 | 0 | 0 | 10.33 | 0 | 0 | 10.33 | 0 | 0 | 10.33 | 0 | 0 | 55.76 | 52.88 | 49.16 | 55.76 | 52.88 | 49.16 | 50.18 | 52.77 | 49.16 | 50.18 | 52.77 | 49.16 | 55.76 | 52.88 | 49.16 | 56.33 | 47.66 | 43.9 | 57.47 | 47.66 | 44.8 | 10.33 | 0 | 0
8685 | 10.33 | 0 | 0 | 10.33 | 0 | 0 | 10.33 | 0 | 0 | 10.33 | 0 | 0 | 40.3 | 47.1 | 37.02 | 40.3 | 47.1 | 37.02 | 39.59 | 44.56 | 37.02 | 39.59 | 44.56 | 37.02 | 40.3 | 47.1 | 37.02 | 39.89 | 42.8 | 33.4 | 39.1 | 41.95 | 32.73 | 10.33 | 0 | 0 | 0 | 0 | 0 | 0 | 0 | 0 | 0 | 0 | 0 | 0 | 0 | 0 | 55.76 | 52.87 | 49.16 | 55.76 | 52.87 | 49.16 | 50.18 | 52.77 | 49.16 | 50.18 | 52.77 | 49.16 | 55.76 | 52.87 | 49.16 | 56.32 | 45.06 | 43.9 | 55.2 | 45.98 | 44.8 | 0 | 0 | 0
8686 | 10.33 | 0 | 0 | 10.33 | 0 | 0 | 10.33 | 0 | 0 | 10.33 | 0 | 0 | 40.23 | 47.03 | 36.96 | 40.23 | 47.03 | 36.96 | 39.52 | 44.49 | 36.96 | 39.52 | 44.49 | 36.96 | 40.23 | 47.03 | 36.96 | 39.83 | 0 | 0 | 39.03 | 0 | 0 | 10.33 | 0 | 0 | 0 | 0 | 0 | 0 | 0 | 0 | 0 | 0 | 0 | 0 | 0 | 0 | 55.69 | 52.81 | 49.09 | 55.69 | 52.81 | 49.09 | 50.11 | 52.7 | 49.09 | 50.11 | 52.7 | 49.09 | 55.69 | 52.81 | 49.09 | 55.14 | 45.06 | 0 | 54.03 | 45.98 | 0 | 0 | 0 | 0
8687 | 0 | 0 | 0 | 0 | 0 | 0 | 0 | 0 | 0 | 0 | 0 | 0 | 39.95 | 46.66 | 36.67 | 39.95 | 46.66 | 36.67 | 39.24 | 44.21 | 36.67 | 39.24 | 44.21 | 36.67 | 39.95 | 46.66 | 36.67 | 39.55 | 0 | 0 | 0 | 0 | 0 | 0 | 0 | 0 | 0 | 0 | 0 | 0 | 0 | 0 | 0 | 0 | 0 | 0 | 0 | 0 | 55.41 | 52.53 | 48.81 | 55.41 | 52.53 | 48.81 | 49.83 | 52.42 | 48.81 | 49.83 | 52.42 | 48.81 | 55.41 | 52.53 | 48.81 | 54.86 | 45.06 | 0 | 53.76 | 44.15 | 0 | 0 | 0 | 0
8688 | 0 | 0 | 0 | 0 | 0 | 0 | 0 | 0 | 0 | 0 | 0 | 0 | 40 | 46.65 | 35.53 | 40 | 46.65 | 35.53 | 39.29 | 44.25 | 35.53 | 39.29 | 44.25 | 36.72 | 40 | 46.65 | 35.53 | 39.6 | 0 | 0 | 0 | 0 | 0 | 0 | 0 | 0 | 0 | 0 | 0 | 0 | 0 | 0 | 0 | 0 | 0 | 0 | 0 | 0 | 55.46 | 52.57 | 47.75 | 55.46 | 52.57 | 47.75 | 49.88 | 52.47 | 47.75 | 49.88 | 52.47 | 48.85 | 55.46 | 52.57 | 47.75 | 54.9 | 37.97 | 0 | 45 | 37.21 | 0 | 0 | 0 | 0
8689 | 0 | 0 | 0 | 0 | 0 | 0 | 0 | 0 | 0 | 0 | 0 | 0 | 39.59 | 45.55 | 34.78 | 39.59 | 45.55 | 34.78 | 38.88 | 43.85 | 34.48 | 38.88 | 43.85 | 36.31 | 39.59 | 45.55 | 34.78 | 39.19 | 0 | 0 | 0 | 0 | 0 | 0 | 0 | 0 | 0 | 0 | 0 | 0 | 0 | 0 | 0 | 0 | 0 | 0 | 0 | 0 | 55.05 | 52.17 | 47.75 | 55.05 | 52.17 | 47.75 | 49.47 | 51.61 | 46.59 | 49.47 | 52.06 | 48.45 | 55.05 | 52.17 | 47.75 | 54.5 | 44.67 | 0 | 45 | 43.78 | 0 | 0 | 0 | 0
8690 | 0 | 0 | 0 | 0 | 0 | 0 | 0 | 0 | 0 | 0 | 0 | 0 | 39.31 | 41.03 | 34.43 | 39.31 | 41.03 | 34.43 | 38.6 | 41.02 | 34.2 | 38.6 | 43.57 | 36.03 | 39.31 | 41.03 | 34.43 | 38.91 | 0 | 0 | 0 | 0 | 0 | 0 | 0 | 0 | 0 | 0 | 0 | 0 | 0 | 0 | 0 | 0 | 0 | 0 | 0 | 0 | 54.77 | 49.51 | 47.75 | 54.77 | 49.51 | 47.75 | 49.19 | 49.51 | 46.31 | 49.19 | 51.78 | 48.16 | 54.77 | 49.51 | 47.75 | 54.22 | 0 | 0 | 0 | 0 | 0 | 0 | 0 | 0
8691 | 0 | 0 | 0 | 0 | 0 | 0 | 0 | 0 | 0 | 0 | 0 | 0 | 39.03 | 40.54 | 34.43 | 39.03 | 40.54 | 34.43 | 38.33 | 40.54 | 18.88 | 38.33 | 43.29 | 35.76 | 39.03 | 40.54 | 34.43 | 38.64 | 0 | 0 | 0 | 0 | 0 | 0 | 0 | 0 | 0 | 0 | 0 | 0 | 0 | 0 | 0 | 0 | 0 | 0 | 0 | 0 | 54.49 | 49.31 | 45.92 | 54.49 | 49.31 | 45.92 | 48.91 | 49.31 | 27.37 | 48.91 | 51.5 | 47.89 | 54.49 | 49.31 | 45.92 | 53.95 | 0 | 0 | 0 | 0 | 0 | 0 | 0 | 0
8692 | 0 | 0 | 0 | 0 | 0 | 0 | 0 | 0 | 0 | 0 | 0 | 0 | 39.1 | 40.54 | 34.43 | 39.1 | 40.54 | 34.43 | 38.39 | 40.54 | 0 | 38.39 | 43.36 | 35.82 | 39.1 | 40.54 | 34.43 | 38.71 | 0 | 0 | 0 | 0 | 0 | 0 | 0 | 0 | 0 | 0 | 0 | 0 | 0 | 0 | 0 | 0 | 0 | 0 | 0 | 0 | 54.56 | 49.31 | 45.92 | 54.56 | 49.31 | 45.92 | 48.98 | 49.31 | 0 | 48.98 | 51.57 | 47.96 | 54.56 | 49.31 | 45.92 | 54.01 | 0 | 0 | 0 | 0 | 0 | 0 | 0 | 0
8693 | 0 | 0 | 0 | 0 | 0 | 0 | 0 | 0 | 0 | 0 | 0 | 0 | 39.21 | 40.54 | 34.43 | 39.21 | 40.54 | 34.43 | 38.5 | 40.54 | 18.88 | 38.5 | 43.47 | 35.93 | 39.21 | 40.54 | 34.43 | 38.09 | 0 | 0 | 0 | 0 | 0 | 0 | 0 | 0 | 0 | 0 | 0 | 0 | 0 | 0 | 0 | 0 | 0 | 0 | 0 | 0 | 54.67 | 49.31 | 45.92 | 54.67 | 49.31 | 45.92 | 49.09 | 49.31 | 27.37 | 49.09 | 51.68 | 48.07 | 54.67 | 49.31 | 45.92 | 54.12 | 0 | 0 | 0 | 0 | 0 | 0 | 0 | 0
8694 | 0 | 0 | 0 | 0 | 0 | 0 | 0 | 0 | 0 | 0 | 0 | 0 | 39.38 | 40.54 | 34.43 | 39.38 | 40.54 | 34.43 | 38.68 | 40.54 | 34.28 | 38.68 | 43.64 | 36.11 | 39.38 | 40.54 | 34.43 | 38.99 | 0 | 0 | 0 | 0 | 0 | 0 | 0 | 0 | 0 | 0 | 0 | 0 | 0 | 0 | 0 | 0 | 0 | 0 | 0 | 0 | 54.85 | 49.31 | 45.92 | 54.85 | 49.31 | 45.92 | 49.27 | 49.31 | 45.92 | 49.27 | 51.85 | 48.24 | 54.85 | 49.31 | 45.92 | 54.3 | 0 | 0 | 0 | 0 | 0 | 0 | 0 | 0
8695 | 0 | 0 | 0 | 0 | 0 | 0 | 0 | 0 | 0 | 0 | 0 | 0 | 39.7 | 40.54 | 34.43 | 39.7 | 40.54 | 34.43 | 38.99 | 40.54 | 34.43 | 38.99 | 43.96 | 36.42 | 39.7 | 40.54 | 34.43 | 39.27 | 0 | 0 | 38.48 | 0 | 0 | 0 | 0 | 0 | 0 | 0 | 0 | 0 | 0 | 0 | 0 | 0 | 0 | 0 | 0 | 0 | 55.16 | 49.51 | 46.68 | 55.16 | 49.51 | 46.68 | 49.58 | 49.51 | 46.68 | 49.58 | 52.17 | 48.56 | 55.16 | 49.51 | 46.68 | 54.79 | 38.59 | 0 | 53.69 | 37.82 | 0 | 0 | 0 | 0
8696 | 10.33 | 0 | 0 | 10.33 | 0 | 0 | 10.33 | 0 | 0 | 10.33 | 0 | 0 | 39.93 | 40.54 | 34.43 | 39.93 | 40.54 | 34.43 | 39.22 | 40.54 | 34.43 | 39.22 | 44.18 | 36.65 | 39.93 | 40.54 | 34.43 | 39.27 | 0 | 0 | 38.48 | 0 | 0 | 10.33 | 0 | 0 | 0 | 0 | 0 | 0 | 0 | 0 | 0 | 0 | 0 | 0 | 0 | 0 | 55.39 | 49.51 | 46.45 | 55.39 | 49.51 | 46.45 | 49.81 | 49.51 | 46.45 | 49.81 | 52.4 | 48.78 | 55.39 | 49.51 | 46.45 | 55.39 | 38.59 | 0 | 54.28 | 39.38 | 0 | 0 | 0 | 0
8697 | 10.33 | 0 | 0 | 10.33 | 0 | 0 | 10.33 | 0 | 0 | 10.33 | 0 | 0 | 40.21 | 44.83 | 34.78 | 40.21 | 44.83 | 34.78 | 39.5 | 44.47 | 34.78 | 39.5 | 44.47 | 36.94 | 40.21 | 44.83 | 34.78 | 40.62 | 0 | 0 | 39.81 | 0 | 0 | 10.33 | 0 | 0 | 0 | 0 | 0 | 0 | 0 | 0 | 0 | 0 | 0 | 0 | 0 | 0 | 55.67 | 49.31 | 46.68 | 55.67 | 49.31 | 46.68 | 50.09 | 49.31 | 46.68 | 50.09 | 52.68 | 49.07 | 55.67 | 49.31 | 46.68 | 56.24 | 44.84 | 0 | 55.11 | 45.76 | 0 | 0 | 0 | 0
8698 | 10.33 | 0 | 0 | 10.33 | 0 | 0 | 10.33 | 0 | 0 | 10.33 | 0 | 0 | 40.44 | 43.09 | 34.78 | 40.44 | 43.09 | 34.78 | 39.73 | 43.09 | 34.78 | 39.73 | 44.7 | 37.16 | 40.44 | 43.09 | 34.78 | 40.04 | 0 | 0 | 39.23 | 0 | 0 | 10.33 | 0 | 0 | 0 | 0 | 0 | 0 | 0 | 0 | 0 | 0 | 0 | 0 | 0 | 0 | 55.9 | 50.45 | 46.68 | 55.9 | 50.45 | 46.68 | 50.32 | 50.45 | 46.68 | 50.32 | 52.91 | 49.3 | 55.9 | 50.45 | 46.68 | 56.47 | 44.84 | 0 | 55.34 | 45.76 | 0 | 0 | 0 | 0
8699 | 10.33 | 0 | 0 | 10.33 | 0 | 0 | 10.33 | 0 | 0 | 10.33 | 0 | 0 | 40.52 | 42.66 | 35.42 | 40.52 | 42.66 | 35.42 | 39.81 | 42.66 | 35.42 | 39.81 | 44.78 | 37.25 | 40.52 | 42.66 | 35.42 | 40.12 | 0 | 0 | 39.31 | 0 | 0 | 10.33 | 0 | 0 | 10.33 | 0 | 0 | 10.33 | 0 | 0 | 10.33 | 0 | 0 | 10.33 | 0 | 0 | 55.98 | 51.32 | 46.66 | 55.98 | 51.32 | 46.66 | 50.4 | 51.32 | 46.66 | 50.4 | 52.99 | 49.38 | 55.98 | 51.32 | 46.66 | 56.55 | 44.39 | 0 | 55.42 | 45.3 | 0 | 10.33 | 0 | 0
8700 | 10.33 | 0 | 0 | 10.33 | 0 | 0 | 10.33 | 0 | 0 | 10.33 | 0 | 0 | 40.47 | 43.09 | 35.65 | 40.47 | 43.09 | 35.65 | 39.76 | 43.09 | 35.65 | 39.76 | 44.73 | 37.19 | 40.47 | 43.09 | 35.65 | 40.06 | 0 | 0 | 39.26 | 0 | 0 | 10.33 | 0 | 0 | 10.33 | 0 | 0 | 10.33 | 0 | 0 | 10.33 | 0 | 0 | 10.33 | 0 | 0 | 55.93 | 51.32 | 46.66 | 55.93 | 51.32 | 46.66 | 50.35 | 51.32 | 46.66 | 50.35 | 52.94 | 49.33 | 55.93 | 51.32 | 46.66 | 56.5 | 38.59 | 0 | 55.37 | 39.38 | 0 | 10.33 | 0 | 0
8701 | 10.33 | 0 | 0 | 10.33 | 0 | 0 | 10.33 | 0 | 0 | 10.33 | 0 | 0 | 40.39 | 43.09 | 35.65 | 40.39 | 43.09 | 35.65 | 39.69 | 43.09 | 35.65 | 39.69 | 44.65 | 37.12 | 40.39 | 43.09 | 35.65 | 39.59 | 0 | 0 | 38.8 | 0 | 0 | 10.33 | 0 | 0 | 10.33 | 0 | 0 | 10.33 | 0 | 0 | 10.33 | 0 | 0 | 10.33 | 0 | 0 | 55.85 | 52.08 | 46.66 | 55.85 | 52.08 | 46.66 | 50.27 | 52.08 | 46.66 | 50.27 | 52.86 | 49.25 | 55.85 | 52.08 | 46.66 | 56.42 | 38.59 | 0 | 55.29 | 39.38 | 0 | 10.33 | 0 | 0
8702 | 10.33 | 0 | 0 | 10.33 | 0 | 0 | 10.33 | 0 | 0 | 10.33 | 0 | 0 | 40.4 | 43.09 | 35.65 | 40.4 | 43.09 | 35.65 | 39.69 | 43.09 | 35.65 | 39.69 | 44.66 | 37.12 | 40.4 | 43.09 | 35.65 | 39.99 | 0 | 0 | 39.19 | 0 | 0 | 10.33 | 0 | 0 | 10.33 | 0 | 0 | 10.33 | 0 | 0 | 10.33 | 0 | 0 | 10.33 | 0 | 0 | 55.86 | 52.08 | 46.68 | 55.86 | 52.08 | 46.68 | 50.28 | 52.08 | 46.68 | 50.28 | 52.87 | 49.26 | 55.86 | 52.08 | 46.68 | 56.42 | 38.59 | 0 | 55.3 | 39.38 | 0 | 10.33 | 0 | 0
8703 | 39.85 | 0 | 0 | 39.85 | 0 | 0 | 39.85 | 0 | 0 | 39.85 | 0 | 0 | 40.56 | 47.21 | 36.23 | 40.56 | 47.21 | 36.23 | 39.85 | 44.82 | 36.23 | 39.85 | 44.82 | 37.28 | 40.56 | 47.21 | 36.23 | 40.97 | 0.01 | 0 | 40.25 | 0.01 | 0 | 39.85 | 0 | 0 | 10.33 | 0 | 0 | 10.33 | 0 | 0 | 10.33 | 0 | 0 | 10.33 | 0 | 0 | 56.02 | 53.14 | 47.56 | 56.02 | 53.14 | 47.56 | 50.44 | 53.03 | 47.56 | 50.44 | 53.03 | 49.42 | 56.02 | 53.14 | 47.56 | 56.59 | 38.59 | 0 | 55.45 | 39.38 | 0 | 10.33 | 0 | 0
8704 | 40.2 | 0.01 | 0 | 40.2 | 0.01 | 0 | 40.2 | 0.01 | 0 | 40.2 | 0.01 | 0 | 40.9 | 47.62 | 37.63 | 40.9 | 47.62 | 37.63 | 40.2 | 45.16 | 37.63 | 40.2 | 45.16 | 37.63 | 40.9 | 47.62 | 37.63 | 41.32 | 0.01 | 0 | 40.6 | 0.01 | 0 | 40.2 | 0.01 | 0 | 10.33 | 10 | 0 | 10.33 | 10 | 0 | 10.33 | 10 | 0 | 10.33 | 10 | 0 | 56.37 | 53.48 | 49.76 | 56.37 | 53.48 | 49.76 | 50.79 | 53.37 | 49.34 | 50.79 | 53.37 | 49.76 | 56.37 | 53.48 | 49.76 | 56.93 | 44.84 | 0 | 58.1 | 45.76 | 0 | 10.33 | 10 | 0
8705 | 40.37 | 0.01 | 0 | 40.37 | 0.01 | 0 | 40.37 | 0.01 | 0 | 40.37 | 0.01 | 0 | 41.08 | 47.88 | 37.8 | 41.08 | 47.88 | 37.8 | 40.37 | 45.34 | 37.8 | 40.37 | 45.34 | 37.8 | 41.08 | 47.88 | 37.8 | 41.49 | 0.01 | 0 | 40.78 | 0.01 | 0 | 40.37 | 0.01 | 0 | 10.33 | 10.33 | 0 | 10.33 | 10.33 | 0 | 10.33 | 10.33 | 0 | 10.33 | 10.33 | 0 | 56.54 | 53.65 | 49.94 | 56.54 | 53.65 | 49.94 | 50.96 | 53.55 | 49.34 | 50.96 | 53.55 | 49.94 | 56.54 | 53.65 | 49.94 | 57.11 | 45.06 | 0 | 55.97 | 45.98 | 0 | 10.33 | 10.33 | 0
8706 | 40.3 | 0.01 | 0 | 40.3 | 0.01 | 0 | 40.3 | 0.01 | 0 | 40.3 | 0.01 | 0 | 41.01 | 47.81 | 37.73 | 41.01 | 47.81 | 37.73 | 40.3 | 45.27 | 37.73 | 40.3 | 45.27 | 37.73 | 41.01 | 47.81 | 37.73 | 41.42 | 0.01 | 0 | 40.71 | 0.01 | 0 | 40.3 | 0.01 | 0 | 10.33 | 10.33 | 0 | 10.33 | 10.33 | 0 | 10.33 | 10.33 | 0 | 10.33 | 10.33 | 0 | 56.47 | 53.59 | 49.87 | 56.47 | 53.59 | 49.87 | 50.89 | 53.48 | 49.34 | 50.89 | 53.48 | 49.87 | 56.47 | 53.59 | 49.87 | 57.04 | 47.66 | 0 | 55.9 | 47.66 | 0 | 10.33 | 10.33 | 0
8707 | 40.04 | 0 | 0 | 40.04 | 0 | 0 | 40.04 | 0 | 0 | 40.04 | 0 | 0 | 40.75 | 47.55 | 36.85 | 40.75 | 47.55 | 36.85 | 40.04 | 45.01 | 36.85 | 40.04 | 45.01 | 37.48 | 40.75 | 47.55 | 36.85 | 40.45 | 0.01 | 0 | 40.45 | 0.01 | 0 | 40.04 | 0 | 0 | 10.33 | 10.33 | 0 | 10.33 | 10.33 | 0 | 10.33 | 10.33 | 0 | 10.33 | 10.33 | 0 | 56.21 | 53.33 | 49.61 | 56.21 | 53.33 | 49.61 | 50.63 | 53.22 | 49.34 | 50.63 | 53.22 | 49.61 | 56.21 | 53.33 | 49.61 | 55.65 | 47.66 | 0 | 54.54 | 47.66 | 0 | 10.33 | 10.33 | 0
8708 | 38.87 | 0 | 0 | 38.87 | 0 | 0 | 38.87 | 0 | 0 | 38.87 | 0 | 0 | 40.47 | 47.27 | 36.23 | 40.47 | 47.27 | 36.23 | 39.76 | 44.72 | 36.23 | 39.76 | 44.73 | 37.19 | 40.47 | 47.27 | 36.23 | 40.06 | 0.01 | 0 | 39.27 | 0 | 0 | 38.87 | 0 | 0 | 10.33 | 10.33 | 0 | 10.33 | 10.33 | 0 | 10.33 | 10.33 | 0 | 10.33 | 10.33 | 0 | 55.93 | 53.04 | 49.33 | 55.93 | 53.04 | 49.33 | 50.35 | 51.61 | 47.47 | 50.35 | 52.94 | 49.33 | 55.93 | 53.04 | 49.33 | 55.37 | 47.66 | 0 | 54.26 | 46.7 | 0 | 10.33 | 10.33 | 0
8709 | 18.29 | 0.01 | 0 | 18.29 | 0.01 | 0 | 18.29 | 0.01 | 0 | 18.29 | 0.01 | 0 | 40.39 | 47.11 | 36.23 | 40.39 | 47.11 | 36.23 | 39.69 | 44.65 | 35.29 | 39.69 | 44.65 | 37.12 | 40.39 | 47.11 | 36.23 | 37.63 | 0.01 | 0 | 18.47 | 0.01 | 0 | 18.29 | 0.01 | 0 | 10.33 | 10.33 | 0 | 10.33 | 10.33 | 0 | 10.33 | 10.33 | 0 | 10.33 | 10.33 | 0 | 55.86 | 52.97 | 49.25 | 55.86 | 52.97 | 49.25 | 50.28 | 51.61 | 47.4 | 50.28 | 52.86 | 49.25 | 55.86 | 52.97 | 49.25 | 55.3 | 47.66 | 0 | 54.19 | 46.7 | 0 | 10.33 | 10.33 | 0
8710 | 18.29 | 0 | 0 | 18.29 | 0 | 0 | 18.29 | 0 | 0 | 18.29 | 0 | 0 | 40.31 | 47.02 | 36.23 | 40.31 | 47.02 | 36.23 | 39.6 | 44.57 | 35.2 | 39.6 | 44.57 | 37.03 | 40.31 | 47.02 | 36.23 | 37.55 | 0.01 | 0 | 18.47 | 0 | 0 | 18.29 | 0 | 0 | 10.33 | 10.33 | 0 | 10.33 | 10.33 | 0 | 10.33 | 10.33 | 0 | 10.33 | 10.33 | 0 | 55.77 | 52.89 | 49.17 | 55.77 | 52.89 | 49.17 | 50.19 | 51.61 | 49.17 | 50.19 | 52.78 | 49.17 | 55.77 | 52.89 | 49.17 | 55.21 | 40.51 | 0 | 45 | 39.7 | 0 | 10.33 | 10.33 | 0
8711 | 18.29 | 0.01 | 0 | 18.29 | 0.01 | 0 | 18.29 | 0.01 | 0 | 18.29 | 0.01 | 0 | 39.99 | 44.93 | 36.23 | 39.99 | 44.93 | 36.23 | 39.28 | 44.24 | 36.23 | 39.28 | 44.24 | 36.71 | 39.99 | 44.93 | 36.23 | 36.92 | 0.01 | 0 | 18.47 | 0.01 | 0 | 18.29 | 0.01 | 0 | 10.33 | 10.33 | 0 | 10.33 | 10.33 | 0 | 10.33 | 10.33 | 0 | 10.33 | 10.33 | 0 | 55.45 | 52.56 | 48.84 | 55.45 | 52.56 | 48.84 | 49.87 | 52.46 | 48.84 | 49.87 | 52.46 | 48.84 | 55.45 | 52.56 | 48.84 | 54.89 | 40.51 | 0 | 10.44 | 39.7 | 0 | 10.33 | 10.33 | 0
8712 | 36.6 | 10.33 | 10.33 | 36.6 | 10.33 | 10.33 | 36.6 | 10.33 | 10.33 | 36.6 | 10.33 | 10.33 | 40.05 | 43.09 | 36.23 | 40.05 | 43.09 | 36.23 | 39.34 | 43.09 | 36.23 | 39.34 | 44.31 | 36.77 | 40.05 | 43.09 | 36.23 | 37.72 | 10.44 | 10.44 | 36.97 | 10.44 | 10.44 | 36.6 | 10.33 | 10.33 | 35.42 | 45.51 | 45.25 | 35.42 | 45.51 | 45.25 | 35.42 | 45.51 | 45.25 | 35.42 | 45.51 | 45.25 | 55.51 | 52.4 | 48.43 | 55.51 | 52.4 | 48.43 | 49.93 | 52.4 | 48.43 | 49.93 | 52.52 | 48.91 | 55.51 | 52.4 | 48.43 | 54.96 | 45.06 | 44.38 | 35.78 | 45.97 | 44.8 | 35.42 | 45.51 | 45.25
8713 | 36.6 | 10.45 | 32.22 | 36.6 | 10.45 | 32.22 | 36.6 | 10.45 | 32.22 | 36.6 | 10.45 | 32.22 | 39.64 | 43.09 | 36.23 | 39.64 | 43.09 | 36.23 | 38.93 | 43.09 | 36.23 | 38.93 | 43.9 | 36.36 | 39.64 | 43.09 | 36.23 | 37.72 | 10.77 | 32.54 | 36.97 | 10.55 | 32.54 | 36.6 | 10.45 | 32.22 | 36.14 | 48.14 | 46.17 | 36.14 | 48.14 | 46.17 | 36.14 | 48.14 | 46.17 | 36.14 | 48.14 | 46.17 | 55.1 | 52.11 | 48.5 | 55.1 | 52.11 | 48.5 | 49.52 | 52.11 | 48.5 | 49.52 | 52.11 | 48.5 | 55.1 | 52.11 | 48.5 | 54.55 | 46.23 | 44.38 | 36.51 | 47.66 | 44.8 | 36.14 | 48.14 | 46.17
8714 | 36.6 | 26.12 | 32.87 | 36.6 | 26.12 | 32.87 | 36.6 | 26.12 | 32.87 | 36.6 | 26.12 | 32.87 | 39.42 | 43.09 | 35.65 | 39.42 | 43.09 | 35.65 | 38.71 | 43.09 | 35.65 | 38.71 | 43.68 | 36.14 | 39.42 | 43.09 | 35.65 | 37.72 | 26.95 | 32.54 | 36.97 | 26.39 | 33.2 | 36.6 | 26.12 | 32.87 | 36.14 | 48.14 | 46.17 | 36.14 | 48.14 | 46.17 | 36.14 | 48.14 | 46.17 | 36.14 | 48.14 | 46.17 | 54.88 | 51.89 | 48.28 | 54.88 | 51.89 | 48.28 | 49.3 | 51.89 | 48.28 | 49.3 | 51.89 | 48.28 | 54.88 | 51.89 | 48.28 | 52.33 | 46.23 | 44.38 | 36.51 | 47.66 | 44.8 | 36.14 | 48.14 | 46.17
8715 | 36.96 | 26.13 | 34.43 | 36.96 | 26.13 | 34.43 | 36.96 | 26.13 | 34.43 | 36.96 | 26.13 | 34.43 | 39.29 | 43.09 | 36.01 | 39.29 | 43.09 | 36.01 | 38.58 | 43.09 | 36.01 | 38.58 | 43.55 | 36.01 | 39.29 | 43.09 | 36.01 | 37.72 | 26.93 | 26.81 | 37.33 | 26.39 | 34.09 | 36.96 | 26.13 | 34.43 | 41.5 | 48.43 | 46.17 | 41.5 | 48.43 | 46.17 | 41.5 | 48.43 | 46.17 | 41.5 | 48.43 | 46.17 | 54.75 | 51.76 | 48.15 | 54.75 | 51.76 | 48.15 | 49.17 | 51.76 | 48.15 | 49.17 | 51.76 | 48.15 | 54.75 | 51.76 | 48.15 | 52.33 | 41.02 | 36.84 | 41.92 | 47.95 | 44.8 | 41.5 | 48.43 | 46.17
8716 | 37.34 | 23.62 | 34.43 | 37.34 | 23.62 | 34.43 | 37.34 | 23.62 | 34.43 | 37.34 | 23.62 | 34.43 | 39.32 | 43.09 | 34.43 | 39.32 | 43.09 | 34.43 | 38.61 | 43.09 | 34.43 | 38.61 | 43.57 | 36.04 | 39.32 | 43.09 | 34.43 | 37.72 | 22.91 | 26.81 | 37.72 | 23.38 | 34.09 | 37.34 | 23.62 | 34.43 | 43.45 | 48.43 | 46.17 | 43.45 | 48.43 | 46.17 | 43.45 | 48.43 | 46.17 | 43.45 | 48.43 | 46.17 | 54.78 | 51.79 | 46.84 | 54.78 | 51.79 | 46.84 | 49.2 | 51.79 | 46.84 | 49.2 | 51.79 | 46.84 | 54.78 | 51.79 | 46.84 | 52.33 | 41.02 | 36.84 | 43.89 | 47.95 | 44.8 | 43.45 | 48.43 | 46.17
8717 | 38.51 | 26.12 | 34.43 | 38.51 | 26.12 | 34.43 | 38.51 | 26.12 | 34.43 | 38.51 | 26.12 | 34.43 | 39.3 | 43.09 | 34.43 | 39.3 | 43.09 | 34.43 | 38.71 | 43.09 | 34.43 | 38.71 | 43.67 | 36.14 | 39.3 | 43.09 | 34.43 | 38.12 | 24.35 | 27.64 | 38.12 | 25.86 | 34.09 | 38.51 | 26.12 | 34.43 | 45.14 | 49 | 46.68 | 45.14 | 49 | 46.68 | 45.14 | 49 | 46.68 | 45.14 | 49 | 46.21 | 54.88 | 51.32 | 46.68 | 54.88 | 51.32 | 46.68 | 49.3 | 51.32 | 46.68 | 49.3 | 51.89 | 46.68 | 54.88 | 51.32 | 46.68 | 46.53 | 41.02 | 43.9 | 45.6 | 48.51 | 44.8 | 45.14 | 49 | 46.68
8718 | 38.11 | 40.54 | 35.12 | 38.11 | 40.54 | 35.12 | 38.11 | 40.54 | 35.12 | 38.11 | 40.54 | 34.77 | 39.44 | 40.55 | 35.12 | 39.44 | 40.55 | 35.12 | 38.73 | 40.54 | 35.12 | 38.73 | 43.7 | 36.16 | 39.44 | 40.55 | 35.12 | 37.73 | 39.34 | 33.73 | 37.73 | 40.14 | 34.42 | 38.11 | 40.54 | 35.12 | 45.27 | 49.01 | 48.3 | 45.27 | 49.01 | 48.3 | 45.27 | 49.01 | 48.3 | 45.27 | 49.01 | 46.21 | 54.9 | 51.32 | 48.3 | 54.9 | 51.32 | 48.3 | 49.32 | 51.32 | 48.3 | 49.32 | 51.91 | 48.3 | 54.9 | 51.32 | 48.3 | 46.2 | 47.55 | 44.8 | 45.73 | 48.52 | 44.8 | 45.27 | 49.01 | 48.3
8719 | 38.85 | 43.09 | 36.29 | 38.85 | 43.09 | 36.29 | 38.85 | 43.09 | 36.29 | 38.85 | 43.09 | 35.48 | 39.56 | 43.09 | 36.29 | 39.56 | 43.09 | 36.29 | 38.85 | 43.09 | 36.29 | 38.85 | 43.82 | 36.29 | 39.56 | 43.09 | 36.29 | 38.47 | 41.38 | 34.42 | 38.47 | 42.22 | 35.12 | 38.85 | 43.09 | 36.29 | 49.44 | 51.32 | 48.42 | 49.44 | 51.32 | 48.42 | 49.44 | 51.32 | 48.42 | 49.44 | 51.32 | 46.21 | 55.02 | 52.03 | 48.42 | 55.02 | 52.03 | 48.42 | 49.44 | 51.32 | 48.42 | 49.44 | 52.03 | 48.42 | 55.02 | 52.03 | 48.42 | 50.46 | 47.66 | 44.8 | 49.94 | 49.01 | 44.8 | 49.44 | 51.32 | 48.42
8720 | 38.98 | 43.09 | 36.42 | 38.98 | 43.09 | 36.42 | 38.98 | 43.09 | 36.42 | 38.98 | 43.09 | 36.23 | 39.69 | 43.09 | 36.42 | 39.69 | 43.09 | 36.42 | 38.98 | 43.09 | 36.42 | 38.98 | 43.95 | 36.42 | 39.69 | 43.09 | 36.42 | 38.49 | 41.38 | 34.42 | 38.59 | 42.22 | 35.14 | 38.98 | 43.09 | 36.42 | 49.57 | 51.57 | 48.55 | 49.57 | 51.57 | 48.55 | 49.57 | 51.57 | 48.55 | 49.57 | 51.57 | 46.68 | 55.15 | 52.08 | 48.55 | 55.15 | 52.08 | 48.55 | 49.57 | 51.57 | 48.55 | 49.57 | 52.16 | 48.55 | 55.15 | 52.08 | 48.55 | 51.1 | 47.66 | 44.8 | 50.07 | 49.01 | 44.8 | 49.57 | 52.16 | 84.85
8721 | 39.26 | 43.09 | 36.69 | 39.26 | 43.09 | 36.69 | 39.26 | 43.09 | 36.69 | 39.26 | 43.09 | 36.23 | 39.96 | 43.09 | 36.69 | 39.96 | 43.09 | 36.59 | 39.26 | 43.09 | 36.69 | 39.26 | 44.22 | 36.69 | 39.96 | 43.09 | 36.69 | 38.86 | 41.38 | 34.42 | 38.86 | 42.22 | 35.14 | 39.26 | 43.09 | 36.69 | 49.84 | 52.08 | 48.82 | 49.84 | 52.08 | 48.82 | 49.84 | 52.08 | 48.82 | 49.84 | 52.08 | 46.68 | 55.42 | 52.08 | 48.82 | 55.42 | 52.08 | 48.82 | 49.84 | 52.08 | 48.82 | 49.84 | 52.43 | 48.82 | 55.42 | 52.08 | 48.82 | 52.86 | 49.01 | 43.9 | 50.35 | 50.01 | 44.8 | 49.84 | 52.43 | 63.5
8722 | 39.64 | 43.09 | 37.07 | 39.64 | 43.09 | 37.07 | 39.64 | 43.09 | 37.07 | 39.64 | 43.09 | 36.59 | 40.35 | 43.09 | 37.07 | 40.35 | 43.09 | 36.59 | 39.64 | 43.09 | 37.07 | 39.64 | 44.6 | 37.07 | 40.35 | 43.09 | 37.07 | 38.91 | 41.38 | 34.42 | 39.24 | 42.22 | 35.14 | 39.64 | 43.09 | 37.07 | 50.23 | 52.08 | 49.2 | 50.23 | 52.08 | 49.2 | 50.23 | 52.08 | 49.2 | 50.23 | 52.08 | 46.68 | 55.81 | 52.08 | 49.2 | 55.81 | 52.08 | 49.2 | 50.23 | 52.08 | 49.2 | 50.23 | 52.82 | 49.2 | 55.81 | 52.08 | 49.2 | 53.4 | 48.82 | 44.8 | 52.33 | 50.01 | 45.72 | 50.23 | 52.82 | 90
8723 | 39.91 | 43.09 | 37.34 | 39.91 | 43.09 | 37.34 | 39.91 | 43.09 | 37.34 | 39.91 | 43.09 | 36.59 | 40.61 | 43.09 | 37.34 | 40.61 | 43.09 | 36.59 | 39.91 | 43.09 | 37.34 | 39.91 | 44.87 | 37.34 | 40.61 | 43.09 | 37.34 | 38.91 | 41.38 | 34.42 | 39.51 | 42.23 | 35.14 | 39.91 | 43.09 | 37.34 | 50.5 | 52.08 | 49.47 | 50.5 | 52.08 | 49.47 | 50.5 | 52.08 | 49.47 | 50.5 | 52.08 | 49.11 | 56.08 | 52.08 | 49.47 | 56.08 | 52.08 | 49.47 | 50.5 | 52.08 | 49.47 | 50.5 | 53.08 | 49.47 | 56.08 | 52.08 | 49.47 | 53.4 | 48.82 | 44.8 | 52.33 | 50.01 | 45.72 | 50.5 | 52.08 | 63.5
8724 | 39.85 | 43.09 | 37.28 | 39.85 | 43.09 | 37.28 | 39.85 | 43.09 | 37.28 | 39.85 | 43.09 | 37.28 | 40.55 | 43.09 | 37.28 | 40.55 | 43.09 | 36.59 | 39.85 | 43.09 | 37.28 | 39.85 | 44.81 | 37.28 | 40.55 | 43.09 | 37.28 | 39.45 | 41.81 | 34.42 | 39.45 | 42.66 | 35.14 | 39.85 | 43.09 | 37.28 | 50.43 | 52.08 | 49.41 | 50.43 | 52.08 | 49.41 | 50.43 | 52.08 | 49.41 | 50.43 | 52.08 | 49.41 | 56.01 | 52.08 | 49.41 | 56.01 | 52.08 | 49.41 | 50.43 | 52.08 | 49.41 | 50.43 | 53.02 | 49.41 | 56.01 | 52.08 | 49.41 | 53.4 | 48.82 | 44.8 | 52.33 | 50.01 | 45.72 | 50.43 | 52.08 | 49.41
8725 | 39.66 | 43.09 | 37.09 | 39.66 | 43.09 | 37.09 | 39.66 | 43.09 | 37.09 | 39.66 | 43.09 | 37.09 | 40.36 | 43.09 | 37.09 | 40.36 | 43.09 | 36.59 | 39.66 | 43.09 | 37.09 | 39.66 | 44.62 | 37.09 | 40.36 | 43.09 | 37.09 | 39.28 | 41.81 | 34.42 | 39.26 | 42.66 | 35.49 | 39.66 | 43.09 | 37.09 | 50.25 | 52.08 | 49.22 | 50.25 | 52.08 | 49.22 | 50.25 | 52.08 | 49.22 | 50.25 | 52.08 | 49.22 | 55.83 | 52.08 | 49.22 | 55.83 | 52.08 | 49.22 | 50.25 | 52.08 | 49.22 | 50.25 | 52.83 | 49.22 | 55.83 | 52.08 | 49.22 | 53.4 | 49.13 | 44.8 | 52.33 | 50.13 | 46.68 | 50.25 | 52.08 | 49.61
8726 | 39.56 | 44.53 | 37 | 39.56 | 44.53 | 37 | 39.56 | 44.53 | 37 | 39.56 | 44.53 | 37 | 40.27 | 46.85 | 37 | 40.27 | 46.85 | 36.59 | 39.56 | 44.53 | 37 | 39.56 | 44.53 | 37 | 40.27 | 46.85 | 37 | 39.87 | 44.98 | 34.42 | 39.87 | 44.98 | 35.85 | 39.56 | 44.53 | 37 | 50.15 | 52.4 | 49.13 | 50.15 | 52.4 | 49.13 | 50.15 | 52.4 | 49.13 | 50.15 | 52.4 | 49.13 | 55.73 | 52.4 | 49.13 | 55.73 | 52.4 | 49.13 | 50.15 | 52.4 | 49.13 | 50.15 | 52.74 | 49.13 | 55.73 | 52.4 | 49.13 | 56.3 | 49.13 | 44.8 | 55.18 | 50.83 | 47.15 | 50.15 | 52.4 | 49.63
8727 | 39.7 | 44.66 | 37.13 | 39.7 | 44.66 | 37.13 | 40.4 | 44.66 | 37.13 | 40.4 | 44.66 | 37.13 | 40.4 | 47.2 | 37.13 | 40.4 | 47.2 | 37.13 | 39.7 | 44.66 | 37.13 | 39.7 | 44.66 | 37.13 | 40.4 | 47.2 | 37.13 | 43.81 | 46.73 | 35.17 | 43.37 | 45.8 | 36.76 | 40.4 | 44.66 | 37.13 | 50.29 | 52.88 | 49.26 | 50.29 | 52.88 | 49.26 | 50.29 | 52.88 | 49.26 | 50.29 | 52.88 | 49.26 | 55.87 | 52.98 | 49.26 | 55.87 | 52.98 | 49.26 | 50.29 | 52.88 | 49.26 | 50.29 | 52.88 | 49.26 | 55.87 | 52.98 | 49.26 | 62.87 | 52.34 | 44.8 | 62.87 | 53.41 | 48.77 | 50.29 | 52.88 | 53.96
8728 | 40.08 | 45.04 | 37.51 | 40.08 | 45.04 | 37.51 | 40.78 | 45.04 | 37.51 | 40.78 | 45.04 | 37.51 | 40.78 | 47.58 | 37.51 | 40.78 | 47.59 | 37.51 | 40.08 | 45.04 | 37.51 | 40.08 | 45.04 | 37.51 | 40.78 | 47.58 | 37.51 | 51.49 | 47.11 | 37.13 | 50.98 | 46.17 | 37.89 | 40.78 | 45.04 | 38.27 | 50.66 | 53.25 | 49.64 | 50.66 | 53.25 | 49.64 | 56.24 | 53.25 | 49.64 | 56.24 | 53.25 | 49.64 | 56.24 | 53.36 | 49.64 | 56.24 | 53.36 | 49.64 | 50.66 | 53.25 | 49.64 | 50.66 | 53.25 | 49.64 | 56.24 | 53.36 | 49.64 | 70.81 | 52.72 | 44.8 | 70.81 | 53.79 | 49.15 | 56.24 | 54.9 | 90
8729 | 40.44 | 45.41 | 37.87 | 40.44 | 45.41 | 37.87 | 41.15 | 45.41 | 37.87 | 41.15 | 45.41 | 37.87 | 41.15 | 47.94 | 37.87 | 41.15 | 47.95 | 37.87 | 40.44 | 45.41 | 37.87 | 40.44 | 45.41 | 37.87 | 41.15 | 47.94 | 37.87 | 52.97 | 47.47 | 37.49 | 53.5 | 48.44 | 38.26 | 41.15 | 45.41 | 38.64 | 51.03 | 53.62 | 50.01 | 51.03 | 53.62 | 50.01 | 56.61 | 53.62 | 50.01 | 56.61 | 53.62 | 50.01 | 56.61 | 53.72 | 50.01 | 56.61 | 53.72 | 50.01 | 51.03 | 53.62 | 50.01 | 51.03 | 53.62 | 50.01 | 56.61 | 53.72 | 50.01 | 77.52 | 53.1 | 49.11 | 77.52 | 54.19 | 50.12 | 64.37 | 56.61 | 107.67
8730 | 40.36 | 45.32 | 37.79 | 40.36 | 45.32 | 37.79 | 41.06 | 45.32 | 37.79 | 41.06 | 45.32 | 37.79 | 41.06 | 47.86 | 37.79 | 41.06 | 47.87 | 37.79 | 40.36 | 45.32 | 37.79 | 40.36 | 45.32 | 37.79 | 41.06 | 47.86 | 37.79 | 56.77 | 47.47 | 37.41 | 56.21 | 48.44 | 38.17 | 41.06 | 45.32 | 70.53 | 50.95 | 53.53 | 49.92 | 50.95 | 53.53 | 49.92 | 50.95 | 53.53 | 49.92 | 50.95 | 53.53 | 49.92 | 56.52 | 53.64 | 49.92 | 56.52 | 53.64 | 49.92 | 50.95 | 53.53 | 49.92 | 50.95 | 53.53 | 49.92 | 56.52 | 53.64 | 49.92 | 81.52 | 53.1 | 49.2 | 81.52 | 54.19 | 50.2 | 64.37 | 90 | 107.67
8731 | 40.13 | 45.1 | 37.57 | 40.13 | 45.1 | 37.57 | 40.84 | 45.1 | 37.57 | 40.84 | 45.1 | 37.57 | 40.84 | 47.64 | 37.57 | 40.84 | 47.64 | 37.57 | 40.13 | 45.1 | 37.57 | 40.13 | 45.1 | 37.57 | 40.84 | 47.64 | 37.57 | 55.09 | 47.36 | 37.19 | 55.09 | 48.33 | 37.95 | 40.84 | 45.1 | 37.57 | 50.72 | 53.31 | 49.7 | 50.72 | 53.31 | 49.7 | 50.72 | 53.31 | 49.7 | 50.72 | 53.31 | 49.7 | 56.3 | 53.42 | 49.7 | 56.3 | 53.42 | 49.7 | 50.72 | 53.31 | 49.7 | 50.72 | 53.31 | 49.7 | 56.3 | 53.42 | 49.7 | 80.7 | 52.95 | 49.2 | 79.9 | 54.03 | 50.2 | 63.99 | 56.61 | 101.85
8732 | 39.92 | 44.88 | 37.35 | 39.92 | 44.88 | 37.35 | 39.92 | 44.88 | 37.35 | 39.92 | 44.88 | 37.35 | 40.62 | 47.42 | 37.35 | 40.62 | 47.43 | 37.35 | 39.92 | 44.88 | 37.35 | 39.92 | 44.88 | 37.35 | 40.62 | 47.42 | 37.35 | 52.01 | 46.95 | 36.98 | 50.98 | 46.01 | 37.73 | 39.92 | 44.88 | 37.35 | 50.51 | 53.1 | 49.48 | 50.51 | 53.1 | 49.48 | 50.51 | 53.1 | 49.48 | 50.51 | 53.1 | 49.48 | 56.09 | 53.2 | 49.48 | 56.09 | 53.2 | 49.48 | 50.51 | 53.1 | 49.48 | 50.51 | 53.1 | 49.48 | 56.09 | 53.2 | 49.48 | 70.81 | 52.67 | 48.78 | 70.81 | 53.63 | 49.78 | 50.51 | 54.91 | 90
8733 | 39.87 | 44.84 | 37.3 | 39.87 | 44.84 | 37.3 | 39.87 | 44.84 | 37.3 | 39.87 | 44.84 | 37.3 | 40.58 | 47.37 | 37.3 | 40.58 | 47.38 | 37.3 | 39.87 | 44.84 | 37.3 | 39.87 | 44.84 | 37.3 | 40.58 | 47.37 | 37.3 | 50.98 | 46.91 | 36.93 | 50.98 | 45.97 | 37.68 | 39.87 | 44.84 | 37.3 | 50.46 | 53.05 | 49.44 | 50.46 | 53.05 | 49.44 | 50.46 | 53.05 | 49.44 | 50.46 | 53.05 | 49.44 | 56.04 | 53.16 | 49.44 | 56.04 | 53.16 | 49.44 | 50.46 | 53.05 | 49.44 | 50.46 | 53.05 | 49.44 | 56.04 | 53.16 | 49.44 | 70.81 | 52.95 | 48.78 | 70.81 | 53.59 | 49.78 | 50.46 | 53.05 | 64.79
8734 | 39.76 | 44.73 | 37.19 | 39.76 | 44.73 | 37.19 | 39.76 | 44.73 | 37.19 | 39.76 | 44.73 | 37.19 | 40.47 | 47.26 | 37.19 | 40.47 | 47.27 | 37.19 | 39.76 | 44.73 | 37.19 | 39.76 | 44.73 | 37.19 | 40.47 | 47.26 | 37.19 | 45.3 | 46.1 | 36.82 | 45.3 | 45.18 | 37.57 | 39.76 | 44.73 | 37.19 | 50.35 | 52.94 | 49.33 | 50.35 | 52.94 | 49.33 | 50.35 | 52.94 | 49.33 | 50.35 | 52.94 | 49.33 | 55.93 | 53.05 | 49.33 | 55.93 | 53.05 | 49.33 | 50.35 | 52.94 | 49.33 | 50.35 | 52.94 | 49.33 | 55.93 | 53.05 | 49.33 | 65.38 | 52.51 | 47.86 | 65.38 | 53.47 | 48.83 | 50.35 | 52.94 | 64.79
8735 | 39.4 | 44.37 | 36.84 | 39.4 | 44.37 | 36.84 | 39.4 | 44.37 | 36.84 | 39.4 | 44.37 | 36.84 | 40.11 | 46.76 | 36.84 | 40.11 | 46.76 | 36.84 | 39.4 | 44.37 | 36.84 | 39.4 | 44.37 | 36.84 | 40.11 | 46.76 | 36.84 | 41.87 | 45.55 | 35.49 | 41.03 | 44.82 | 36.47 | 39.4 | 44.37 | 36.84 | 49.99 | 52.58 | 48.97 | 49.99 | 52.58 | 48.97 | 49.99 | 52.58 | 48.97 | 49.99 | 52.58 | 48.97 | 55.57 | 52.69 | 48.97 | 55.57 | 52.69 | 48.97 | 49.99 | 52.58 | 48.97 | 49.99 | 52.58 | 48.97 | 55.57 | 52.69 | 48.97 | 64.06 | 51.36 | 47.51 | 64.73 | 53.11 | 48.48 | 49.99 | 52.58 | 51.3

## Annual_powerprice
REF | scenario
Power price (EUR/MWh) | 2025 | 2035 | 2045 | Wind weighted prices (EUR/MWh) | 2025 | 2035 | 2045 | RES share | 2025 | 2035 | 2045 | Emission factors from grid (gCO2/kWh) | 2025 | 2035 | 2045 | P2X demand (TWh) | 2025 | 2035 | 2045 | PPA Prices (EUR/MWh) | 2025 | 2035 | 2045 | RES share from PPA | 2025 | 2035 | 2045 | Emission factors from PPA (gCO2/kWh) | 2025 | 2035 | 2045
SE1 | 37.0302 | 40.964 | 38.3515 | SE1 | 34.2173 | 35.479 | 30.199 | SE1 | 97.04% | 97.16% | 97.52% | SE1 | 21.11 | 16.88 | 17.6 | SE1 | 0 | 0.8 | 2.9 | SE1 | 38.62 | 38.34 | 38.34 | SE1 | 88.28% | 89.46% | 95.66% | SE1 | 7.428 | 5.94 | 6.193
SE2 | 37.1915 | 41.9299 | 39.7757 | SE2 | 34.3593 | 36.4195 | 30.6337 | SE2 | 95.96% | 96.12% | 96.68% | SE2 | 21.11 | 16.88 | 17.6 | SE2 | 0 | 0.8 | 1.3 | SE2 | 38.62 | 38.12 | 38.42 | SE2 | 88.56% | 89.72% | 95.76% | SE2 | 7.246 | 5.794 | 6.041
SE3 | 38.3157 | 42.9426 | 44.6935 | SE3 | 35.8499 | 37.5823 | 37.1339 | SE3 | 26.65% | 30.65% | 80.23% | SE3 | 21.11 | 16.88 | 17.6 | SE3 | 0 | 0 | 0.8 | SE3 | 39.13 | 38.64 | 37.79 | SE3 | 90.46% | 91.43% | 96.47% | SE3 | 6.044 | 4.833 | 5.039
SE4 | 38.3224 | 43.168 | 44.1855 | SE4 | 36.1773 | 37.3944 | 35.4628 | SE4 | 76.56% | 75.7% | 81.18% | SE4 | 21.11 | 16.88 | 17.6 | SE4 | 0 | 1.5 | 3.3 | SE4 | 39.11 | 39.26 | 39.35 | SE4 | 89.81% | 90.84% | 96.23% | SE4 | 6.754 | 5.401 | 5.631
NO1 | 40.4249 | 47.2172 | 42.971 | NO1 | 40.4202 | 45.5357 | 40.176 | NO1 | 99.16% | 99.21% | 99.28% | NO1 | 1.49 | 1.25 | 1.17 | NO1 | 0 | 0 | 0.5 | NO1 | 38.03 | 36.75 | 34.28 | NO1 | 99.77% | 99.93% | 99.94% | NO1 | 0.364 | 0.306 | 0.286
NO2 | 41.068 | 47.1142 | 41.9198 | NO2 | 41.1177 | 44.0948 | 36.9892 | NO2 | 99.81% | 99.89% | 99.9% | NO2 | 1.49 | 1.25 | 1.17 | NO2 | 0 | 0 | 2.9 | NO2 | 35.39 | 34.77 | 33.35 | NO2 | 99.7% | 99.91% | 99.92% | NO2 | 0.467 | 0.392 | 0.367
NO3 | 38.798 | 43.7624 | 37.6951 | NO3 | 38.8857 | 42.6247 | 35.5363 | NO3 | 99.96% | 99.96% | 99.96% | NO3 | 1.49 | 1.25 | 1.17 | NO3 | 0 | 0 | 0 | NO3 | 33.21 | 31.05 | 28.97 | NO3 | 99.73% | 99.92% | 99.93% | NO3 | 0.426 | 0.357 | 0.334
NO4 | 38.5568 | 44.2006 | 37.3658 | NO4 | 38.5447 | 43.6896 | 36.8573 | NO4 | 99.32% | 99.33% | 99.35% | NO4 | 1.49 | 1.25 | 1.17 | NO4 | 0 | 1.6 | 2.4 | NO4 | 32.5 | 29.56 | 26.48 | NO4 | 99.75% | 99.92% | 99.93% | NO4 | 0.395 | 0.331 | 0.31
NO5 | 40.0609 | 47.0122 | 42.8143 | NO5 | 40.3636 | 45.5335 |  | NO5 | 99.83% | 99.83% | 99.83% | NO5 | 1.49 | 1.25 | 1.17 | NO5 | 0 | 0 | 0 | NO5 | 35.09 | 33.28 | 30.78 | NO5 | 99.74% | 99.92% | 99.93% | NO5 | 0.41 | 0.344 | 0.322
DK1 | 43.5045 | 52.0838 | 48.3828 | DK1 | 38.9766 | 38.9199 | 33.0936 | DK1 | 69.34% | 89.76% | 92.89% | DK1 | 102.38 | 22.42 | 14.54 | DK1 | 0.2 | 2.9 | 8.3 | DK2 | 39.3 | 45.1 | 44.07 | DK1 | 91.29% | 97.31% | 98.32% | DK1 | 34.74 | 7.608 | 4.934
DK2 | 43.3752 | 51.895 | 49.818 | DK2 | 38.554 | 37.6706 | 35.5426 | DK2 | 65.64% | 80.87% | 86.08% | DK2 | 102.38 | 22.42 | 14.54 | DK2 | 0 | 0.4 | 2.4 | DK1 | 39.05 | 45.41 | 44.5 | DK2 | 90.57% | 97.09% | 98.18% | DK2 | 37.604 | 8.235 | 5.34
IS | 40 | 35 | 32 | IS | 40 | 35 | 32 | IS | 100% | 100% | 100% | IS | 0 | 0 | 0 | IS | 0 | 0 | 0 | IS | 40 | 35 | 32 | IS | 100% | 100% | 100% | IS | 0 | 0 | 0
FI | 37.7694 | 41.5861 | 41.3313 | FI | 34.5771 | 35.1936 | 31.2496 | FI | 30.62% | 35.32% | 47.71% | FI | 79.5 | 42.91 | 42.98 | FI | 0 | 0.1 | 0.9 | FI | 41.11 | 40.45 | 40.77 | FI | 81.55% | 85.42% | 89.19% | FI | 24.6567 | 13.3084 | 13.3301
HIG | scenario
Power price (EUR/MWh) | 2025 | 2035 | 2045 | Wind weighted prices (EUR/MWh) | 2025 | 2035 | 2045 | RES share | 2025 | 2035 | 2045 | Emission factors from grid (gCO2/kWh) | 2025 | 2035 | 2045 | P2X demand (TWh) | 2025 | 2035 | 2045 | PPA Prices (EUR/MWh) | 2025 | 2035 | 2045 | RES share from PPA | 2025 | 2035 | 2045 | Emission factors from PPA (gCO2/kWh) | 2025 | 2035 | 2045
SE1 | 47.5931 | 52.9679 | 51.9793 | SE1 | 43.1187 | 46.8259 | 44.4436 | SE1 | 96.94% | 97.15% | 97.2% | SE1 | 20.04 | 15.39 | 14.21 | SE1 | 0.4 | 4.8 | 5.5 | SE1 | 40.58 | 38.6 | 36.86 | SE1 | 88.51% | 90.27% | 94.56% | SE1 | 7.052 | 5.416 | 5
SE2 | 47.671 | 53.789 | 52.4103 | SE2 | 42.7934 | 47.5077 | 43.8675 | SE2 | 95.87% | 96.19% | 96.62% | SE2 | 20.04 | 15.39 | 14.21 | SE2 | 0.3 | 2.9 | 3.3 | SE2 | 40.97 | 38.69 | 37.56 | SE2 | 88.79% | 90.51% | 94.69% | SE2 | 6.879 | 5.283 | 4.878
SE3 | 50.0232 | 55.0054 | 55.1551 | SE3 | 45.4165 | 48.3955 | 47.0421 | SE3 | 28.9% | 35.51% | 64.43% | SE3 | 20.04 | 15.39 | 14.21 | SE3 | 0 | 0.2 | 0.8 | SE3 | 41.38 | 39.63 | 37.82 | SE3 | 90.65% | 92.08% | 95.57% | SE3 | 5.738 | 4.407 | 4.069
SE4 | 50.0174 | 55.7272 | 54.6558 | SE4 | 45.5883 | 47.479 | 45.1997 | SE4 | 86.22% | 83.8% | 89.4% | SE4 | 20.04 | 15.39 | 14.21 | SE4 | 0 | 4.1 | 12.8 | SE4 | 41.5 | 41.54 | 39.23 | SE4 | 90.02% | 91.55% | 95.27% | SE4 | 6.412 | 4.924 | 4.546
NO1 | 55.4669 | 56.9456 | 54.3191 | NO1 | 55.3335 | 54.2776 | 51.0722 | NO1 | 99.16% | 99.22% | 99.3% | NO1 | 1.49 | 1.22 | 1.06 | NO1 | 0 | 0 | 1.8 | NO1 | 38.19 | 37.17 | 34.08 | NO1 | 99.77% | 99.93% | 99.94% | NO1 | 0.364 | 0.298 | 0.259
NO2 | 56.9391 | 56.4892 | 53.8416 | NO2 | 56.6583 | 52.9089 | 49.1911 | NO2 | 99.81% | 99.89% | 99.91% | NO2 | 1.49 | 1.22 | 1.06 | NO2 | 0 | 0.1 | 4.9 | NO2 | 35.72 | 35.26 | 33.1 | NO2 | 99.7% | 99.91% | 99.92% | NO2 | 0.467 | 0.383 | 0.332
NO3 | 50.0746 | 54.4285 | 50.174 | NO3 | 49.903 | 52.6714 | 47.7146 | NO3 | 99.96% | 99.96% | 99.97% | NO3 | 1.49 | 1.22 | 1.06 | NO3 | 0 | 1 | 5.2 | NO3 | 33.51 | 31.53 | 29.14 | NO3 | 99.73% | 99.92% | 99.93% | NO3 | 0.426 | 0.349 | 0.303
NO4 | 49.1974 | 53.2539 | 49.6585 | NO4 | 49.0211 | 52.6048 | 49.1731 | NO4 | 99.31% | 99.34% | 99.39% | NO4 | 1.49 | 1.22 | 1.06 | NO4 | 0 | 0.2 | 2.1 | NO4 | 32.69 | 29.65 | 26.43 | NO4 | 99.75% | 99.93% | 99.94% | NO4 | 0.395 | 0.323 | 0.281
NO5 | 55.0105 | 56.6395 | 53.684 | NO5 | 55.4447 | 54.8783 | 51.5923 | NO5 | 99.83% | 99.83% | 99.85% | NO5 | 1.49 | 1.22 | 1.06 | NO5 | 0 | 0 | 1 | NO5 | 34.94 | 33.59 | 30.84 | NO5 | 99.74% | 99.92% | 99.93% | NO5 | 0.41 | 0.336 | 0.292
DK1 | 63.4384 | 65.3955 | 61.2157 | DK1 | 55.7256 | 48.3827 | 45.0442 | DK1 | 71.47% | 89.66% | 92.74% | DK1 | 64.89 | 17.13 | 11.57 | DK1 | 0.4 | 4.1 | 10.3 | DK1 | 42.12 | 48.17 | 44.82 | DK1 | 91.71% | 97.95% | 98.68% | DK1 | 20.906 | 6.125 | 4.082
DK2 | 63.0452 | 68.2749 | 64.479 | DK2 | 54.5759 | 51.6078 | 47.4512 | DK2 | 63.78% | 82.99% | 88.36% | DK2 | 64.89 | 17.13 | 11.57 | DK2 | 0 | 1.8 | 3.8 | DK2 | 43.02 | 47.56 | 45.27 | DK2 | 91.03% | 97.78% | 98.57% | DK2 | 22.629 | 6.63 | 4.419
IS | 40 | 35 | 32 | IS | 40 | 35 | 32 | IS | 100% | 100% | 100% | IS | 0 | 0 | 0 | IS | 0 | 0 | 0 | IS | 40 | 37 | 32.5 | IS | 100% | 100% | 100% | IS | 0 | 0 | 0
FI | 50.4862 | 57.9289 | 60.3228 | FI | 45.1931 | 48.7084 | 47.587 | FI | 29.51% | 37.7% | 52.22% | FI | 63.43 | 40.27 | 35.18 | FI | 0 | 3.1 | 8.6 | FI | 43.16 | 43.39 | 43.57 | FI | 82.4% | 86.49% | 90.97% | FI | 19.6727 | 12.4896 | 10.911

## Production pattern (hidden)
Hour | Flat_full_capacity | Flat_half_capacity
0 | 100% | 50%
1 | 100% | 50%
2 | 100% | 50%
3 | 100% | 50%
4 | 100% | 50%
5 | 100% | 50%
6 | 100% | 50%
7 | 100% | 50%
8 | 100% | 50%
9 | 100% | 50%
10 | 100% | 50%
11 | 100% | 50%
12 | 100% | 50%
13 | 100% | 50%
14 | 100% | 50%
15 | 100% | 50%
16 | 100% | 50%
17 | 100% | 50%
18 | 100% | 50%
19 | 100% | 50%
20 | 100% | 50%
21 | 100% | 50%
22 | 100% | 50%
23 | 100% | 50%
24 | 100% | 50%
25 | 100% | 50%
26 | 100% | 50%
27 | 100% | 50%
28 | 100% | 50%
29 | 100% | 50%
30 | 100% | 50%
31 | 100% | 50%
32 | 100% | 50%
33 | 100% | 50%
34 | 100% | 50%
35 | 100% | 50%
36 | 100% | 50%
37 | 100% | 50%
38 | 100% | 50%
39 | 100% | 50%
40 | 100% | 50%
41 | 100% | 50%
42 | 100% | 50%
43 | 100% | 50%
44 | 100% | 50%
45 | 100% | 50%
46 | 100% | 50%
47 | 100% | 50%
48 | 100% | 50%
49 | 100% | 50%
50 | 100% | 50%
51 | 100% | 50%
52 | 100% | 50%
53 | 100% | 50%
54 | 100% | 50%
55 | 100% | 50%
56 | 100% | 50%
57 | 100% | 50%
58 | 100% | 50%
59 | 100% | 50%
60 | 100% | 50%
61 | 100% | 50%
62 | 100% | 50%
63 | 100% | 50%
64 | 100% | 50%
65 | 100% | 50%
66 | 100% | 50%
67 | 100% | 50%
68 | 100% | 50%
69 | 100% | 50%
70 | 100% | 50%
71 | 100% | 50%
72 | 100% | 50%
73 | 100% | 50%
74 | 100% | 50%
75 | 100% | 50%
76 | 100% | 50%
77 | 100% | 50%
78 | 100% | 50%
79 | 100% | 50%
80 | 100% | 50%
81 | 100% | 50%
82 | 100% | 50%
83 | 100% | 50%
84 | 100% | 50%
85 | 100% | 50%
86 | 100% | 50%
87 | 100% | 50%
88 | 100% | 50%
89 | 100% | 50%
90 | 100% | 50%
91 | 100% | 50%
92 | 100% | 50%
93 | 100% | 50%
94 | 100% | 50%
95 | 100% | 50%
96 | 100% | 50%
97 | 100% | 50%
98 | 100% | 50%
99 | 100% | 50%
100 | 100% | 50%
101 | 100% | 50%
102 | 100% | 50%
103 | 100% | 50%
104 | 100% | 50%
105 | 100% | 50%
106 | 100% | 50%
107 | 100% | 50%
108 | 100% | 50%
109 | 100% | 50%
110 | 100% | 50%
111 | 100% | 50%
112 | 100% | 50%
113 | 100% | 50%
114 | 100% | 50%
115 | 100% | 50%
116 | 100% | 50%
117 | 100% | 50%
118 | 100% | 50%
119 | 100% | 50%
120 | 100% | 50%
121 | 100% | 50%
122 | 100% | 50%
123 | 100% | 50%
124 | 100% | 50%
125 | 100% | 50%
126 | 100% | 50%
127 | 100% | 50%
128 | 100% | 50%
129 | 100% | 50%
130 | 100% | 50%
131 | 100% | 50%
132 | 100% | 50%
133 | 100% | 50%
134 | 100% | 50%
135 | 100% | 50%
136 | 100% | 50%
137 | 100% | 50%
138 | 100% | 50%
139 | 100% | 50%
140 | 100% | 50%
141 | 100% | 50%
142 | 100% | 50%
143 | 100% | 50%
144 | 100% | 50%
145 | 100% | 50%
146 | 100% | 50%
147 | 100% | 50%
148 | 100% | 50%
149 | 100% | 50%
150 | 100% | 50%
151 | 100% | 50%
152 | 100% | 50%
153 | 100% | 50%
154 | 100% | 50%
155 | 100% | 50%
156 | 100% | 50%
157 | 100% | 50%
158 | 100% | 50%
159 | 100% | 50%
160 | 100% | 50%
161 | 100% | 50%
162 | 100% | 50%
163 | 100% | 50%
164 | 100% | 50%
165 | 100% | 50%
166 | 100% | 50%
167 | 100% | 50%
168 | 100% | 50%
169 | 100% | 50%
170 | 100% | 50%
171 | 100% | 50%
172 | 100% | 50%
173 | 100% | 50%
174 | 100% | 50%
175 | 100% | 50%
176 | 100% | 50%
177 | 100% | 50%
178 | 100% | 50%
179 | 100% | 50%
180 | 100% | 50%
181 | 100% | 50%
182 | 100% | 50%
183 | 100% | 50%
184 | 100% | 50%
185 | 100% | 50%
186 | 100% | 50%
187 | 100% | 50%
188 | 100% | 50%
189 | 100% | 50%
190 | 100% | 50%
191 | 100% | 50%
192 | 100% | 50%
193 | 100% | 50%
194 | 100% | 50%
195 | 100% | 50%
196 | 100% | 50%
197 | 100% | 50%
198 | 100% | 50%
199 | 100% | 50%
200 | 100% | 50%
201 | 100% | 50%
202 | 100% | 50%
203 | 100% | 50%
204 | 100% | 50%
205 | 100% | 50%
206 | 100% | 50%
207 | 100% | 50%
208 | 100% | 50%
209 | 100% | 50%
210 | 100% | 50%
211 | 100% | 50%
212 | 100% | 50%
213 | 100% | 50%
214 | 100% | 50%
215 | 100% | 50%
216 | 100% | 50%
217 | 100% | 50%
218 | 100% | 50%
219 | 100% | 50%
220 | 100% | 50%
221 | 100% | 50%
222 | 100% | 50%
223 | 100% | 50%
224 | 100% | 50%
225 | 100% | 50%
226 | 100% | 50%
227 | 100% | 50%
228 | 100% | 50%
229 | 100% | 50%
230 | 100% | 50%
231 | 100% | 50%
232 | 100% | 50%
233 | 100% | 50%
234 | 100% | 50%
235 | 100% | 50%
236 | 100% | 50%
237 | 100% | 50%
238 | 100% | 50%
239 | 100% | 50%
240 | 100% | 50%
241 | 100% | 50%
242 | 100% | 50%
243 | 100% | 50%
244 | 100% | 50%
245 | 100% | 50%
246 | 100% | 50%
247 | 100% | 50%
248 | 100% | 50%
249 | 100% | 50%
250 | 100% | 50%
251 | 100% | 50%
252 | 100% | 50%
253 | 100% | 50%
254 | 100% | 50%
255 | 100% | 50%
256 | 100% | 50%
257 | 100% | 50%
258 | 100% | 50%
259 | 100% | 50%
260 | 100% | 50%
261 | 100% | 50%
262 | 100% | 50%
263 | 100% | 50%
264 | 100% | 50%
265 | 100% | 50%
266 | 100% | 50%
267 | 100% | 50%
268 | 100% | 50%
269 | 100% | 50%
270 | 100% | 50%
271 | 100% | 50%
272 | 100% | 50%
273 | 100% | 50%
274 | 100% | 50%
275 | 100% | 50%
276 | 100% | 50%
277 | 100% | 50%
278 | 100% | 50%
279 | 100% | 50%
280 | 100% | 50%
281 | 100% | 50%
282 | 100% | 50%
283 | 100% | 50%
284 | 100% | 50%
285 | 100% | 50%
286 | 100% | 50%
287 | 100% | 50%
288 | 100% | 50%
289 | 100% | 50%
290 | 100% | 50%
291 | 100% | 50%
292 | 100% | 50%
293 | 100% | 50%
294 | 100% | 50%
295 | 100% | 50%
296 | 100% | 50%
297 | 100% | 50%
298 | 100% | 50%
299 | 100% | 50%
300 | 100% | 50%
301 | 100% | 50%
302 | 100% | 50%
303 | 100% | 50%
304 | 100% | 50%
305 | 100% | 50%
306 | 100% | 50%
307 | 100% | 50%
308 | 100% | 50%
309 | 100% | 50%
310 | 100% | 50%
311 | 100% | 50%
312 | 100% | 50%
313 | 100% | 50%
314 | 100% | 50%
315 | 100% | 50%
316 | 100% | 50%
317 | 100% | 50%
318 | 100% | 50%
319 | 100% | 50%
320 | 100% | 50%
321 | 100% | 50%
322 | 100% | 50%
323 | 100% | 50%
324 | 100% | 50%
325 | 100% | 50%
326 | 100% | 50%
327 | 100% | 50%
328 | 100% | 50%
329 | 100% | 50%
330 | 100% | 50%
331 | 100% | 50%
332 | 100% | 50%
333 | 100% | 50%
334 | 100% | 50%
335 | 100% | 50%
336 | 100% | 50%
337 | 100% | 50%
338 | 100% | 50%
339 | 100% | 50%
340 | 100% | 50%
341 | 100% | 50%
342 | 100% | 50%
343 | 100% | 50%
344 | 100% | 50%
345 | 100% | 50%
346 | 100% | 50%
347 | 100% | 50%
348 | 100% | 50%
349 | 100% | 50%
350 | 100% | 50%
351 | 100% | 50%
352 | 100% | 50%
353 | 100% | 50%
354 | 100% | 50%
355 | 100% | 50%
356 | 100% | 50%
357 | 100% | 50%
358 | 100% | 50%
359 | 100% | 50%
360 | 100% | 50%
361 | 100% | 50%
362 | 100% | 50%
363 | 100% | 50%
364 | 100% | 50%
365 | 100% | 50%
366 | 100% | 50%
367 | 100% | 50%
368 | 100% | 50%
369 | 100% | 50%
370 | 100% | 50%
371 | 100% | 50%
372 | 100% | 50%
373 | 100% | 50%
374 | 100% | 50%
375 | 100% | 50%
376 | 100% | 50%
377 | 100% | 50%
378 | 100% | 50%
379 | 100% | 50%
380 | 100% | 50%
381 | 100% | 50%
382 | 100% | 50%
383 | 100% | 50%
384 | 100% | 50%
385 | 100% | 50%
386 | 100% | 50%
387 | 100% | 50%
388 | 100% | 50%
389 | 100% | 50%
390 | 100% | 50%
391 | 100% | 50%
392 | 100% | 50%
393 | 100% | 50%
394 | 100% | 50%
395 | 100% | 50%
396 | 100% | 50%
397 | 100% | 50%
398 | 100% | 50%
399 | 100% | 50%
400 | 100% | 50%
401 | 100% | 50%
402 | 100% | 50%
403 | 100% | 50%
404 | 100% | 50%
405 | 100% | 50%
406 | 100% | 50%
407 | 100% | 50%
408 | 100% | 50%
409 | 100% | 50%
410 | 100% | 50%
411 | 100% | 50%
412 | 100% | 50%
413 | 100% | 50%
414 | 100% | 50%
415 | 100% | 50%
416 | 100% | 50%
417 | 100% | 50%
418 | 100% | 50%
419 | 100% | 50%
420 | 100% | 50%
421 | 100% | 50%
422 | 100% | 50%
423 | 100% | 50%
424 | 100% | 50%
425 | 100% | 50%
426 | 100% | 50%
427 | 100% | 50%
428 | 100% | 50%
429 | 100% | 50%
430 | 100% | 50%
431 | 100% | 50%
432 | 100% | 50%
433 | 100% | 50%
434 | 100% | 50%
435 | 100% | 50%
436 | 100% | 50%
437 | 100% | 50%
438 | 100% | 50%
439 | 100% | 50%
440 | 100% | 50%
441 | 100% | 50%
442 | 100% | 50%
443 | 100% | 50%
444 | 100% | 50%
445 | 100% | 50%
446 | 100% | 50%
447 | 100% | 50%
448 | 100% | 50%
449 | 100% | 50%
450 | 100% | 50%
451 | 100% | 50%
452 | 100% | 50%
453 | 100% | 50%
454 | 100% | 50%
455 | 100% | 50%
456 | 100% | 50%
457 | 100% | 50%
458 | 100% | 50%
459 | 100% | 50%
460 | 100% | 50%
461 | 100% | 50%
462 | 100% | 50%
463 | 100% | 50%
464 | 100% | 50%
465 | 100% | 50%
466 | 100% | 50%
467 | 100% | 50%
468 | 100% | 50%
469 | 100% | 50%
470 | 100% | 50%
471 | 100% | 50%
472 | 100% | 50%
473 | 100% | 50%
474 | 100% | 50%
475 | 100% | 50%
476 | 100% | 50%
477 | 100% | 50%
478 | 100% | 50%
479 | 100% | 50%
480 | 100% | 50%
481 | 100% | 50%
482 | 100% | 50%
483 | 100% | 50%
484 | 100% | 50%
485 | 100% | 50%
486 | 100% | 50%
487 | 100% | 50%
488 | 100% | 50%
489 | 100% | 50%
490 | 100% | 50%
491 | 100% | 50%
492 | 100% | 50%
493 | 100% | 50%
494 | 100% | 50%
495 | 100% | 50%
496 | 100% | 50%
497 | 100% | 50%
498 | 100% | 50%
499 | 100% | 50%
500 | 100% | 50%
501 | 100% | 50%
502 | 100% | 50%
503 | 100% | 50%
504 | 100% | 50%
505 | 100% | 50%
506 | 100% | 50%
507 | 100% | 50%
508 | 100% | 50%
509 | 100% | 50%
510 | 100% | 50%
511 | 100% | 50%
512 | 100% | 50%
513 | 100% | 50%
514 | 100% | 50%
515 | 100% | 50%
516 | 100% | 50%
517 | 100% | 50%
518 | 100% | 50%
519 | 100% | 50%
520 | 100% | 50%
521 | 100% | 50%
522 | 100% | 50%
523 | 100% | 50%
524 | 100% | 50%
525 | 100% | 50%
526 | 100% | 50%
527 | 100% | 50%
528 | 100% | 50%
529 | 100% | 50%
530 | 100% | 50%
531 | 100% | 50%
532 | 100% | 50%
533 | 100% | 50%
534 | 100% | 50%
535 | 100% | 50%
536 | 100% | 50%
537 | 100% | 50%
538 | 100% | 50%
539 | 100% | 50%
540 | 100% | 50%
541 | 100% | 50%
542 | 100% | 50%
543 | 100% | 50%
544 | 100% | 50%
545 | 100% | 50%
546 | 100% | 50%
547 | 100% | 50%
548 | 100% | 50%
549 | 100% | 50%
550 | 100% | 50%
551 | 100% | 50%
552 | 100% | 50%
553 | 100% | 50%
554 | 100% | 50%
555 | 100% | 50%
556 | 100% | 50%
557 | 100% | 50%
558 | 100% | 50%
559 | 100% | 50%
560 | 100% | 50%
561 | 100% | 50%
562 | 100% | 50%
563 | 100% | 50%
564 | 100% | 50%
565 | 100% | 50%
566 | 100% | 50%
567 | 100% | 50%
568 | 100% | 50%
569 | 100% | 50%
570 | 100% | 50%
571 | 100% | 50%
572 | 100% | 50%
573 | 100% | 50%
574 | 100% | 50%
575 | 100% | 50%
576 | 100% | 50%
577 | 100% | 50%
578 | 100% | 50%
579 | 100% | 50%
580 | 100% | 50%
581 | 100% | 50%
582 | 100% | 50%
583 | 100% | 50%
584 | 100% | 50%
585 | 100% | 50%
586 | 100% | 50%
587 | 100% | 50%
588 | 100% | 50%
589 | 100% | 50%
590 | 100% | 50%
591 | 100% | 50%
592 | 100% | 50%
593 | 100% | 50%
594 | 100% | 50%
595 | 100% | 50%
596 | 100% | 50%
597 | 100% | 50%
598 | 100% | 50%
599 | 100% | 50%
600 | 100% | 50%
601 | 100% | 50%
602 | 100% | 50%
603 | 100% | 50%
604 | 100% | 50%
605 | 100% | 50%
606 | 100% | 50%
607 | 100% | 50%
608 | 100% | 50%
609 | 100% | 50%
610 | 100% | 50%
611 | 100% | 50%
612 | 100% | 50%
613 | 100% | 50%
614 | 100% | 50%
615 | 100% | 50%
616 | 100% | 50%
617 | 100% | 50%
618 | 100% | 50%
619 | 100% | 50%
620 | 100% | 50%
621 | 100% | 50%
622 | 100% | 50%
623 | 100% | 50%
624 | 100% | 50%
625 | 100% | 50%
626 | 100% | 50%
627 | 100% | 50%
628 | 100% | 50%
629 | 100% | 50%
630 | 100% | 50%
631 | 100% | 50%
632 | 100% | 50%
633 | 100% | 50%
634 | 100% | 50%
635 | 100% | 50%
636 | 100% | 50%
637 | 100% | 50%
638 | 100% | 50%
639 | 100% | 50%
640 | 100% | 50%
641 | 100% | 50%
642 | 100% | 50%
643 | 100% | 50%
644 | 100% | 50%
645 | 100% | 50%
646 | 100% | 50%
647 | 100% | 50%
648 | 100% | 50%
649 | 100% | 50%
650 | 100% | 50%
651 | 100% | 50%
652 | 100% | 50%
653 | 100% | 50%
654 | 100% | 50%
655 | 100% | 50%
656 | 100% | 50%
657 | 100% | 50%
658 | 100% | 50%
659 | 100% | 50%
660 | 100% | 50%
661 | 100% | 50%
662 | 100% | 50%
663 | 100% | 50%
664 | 100% | 50%
665 | 100% | 50%
666 | 100% | 50%
667 | 100% | 50%
668 | 100% | 50%
669 | 100% | 50%
670 | 100% | 50%
671 | 100% | 50%
672 | 100% | 50%
673 | 100% | 50%
674 | 100% | 50%
675 | 100% | 50%
676 | 100% | 50%
677 | 100% | 50%
678 | 100% | 50%
679 | 100% | 50%
680 | 100% | 50%
681 | 100% | 50%
682 | 100% | 50%
683 | 100% | 50%
684 | 100% | 50%
685 | 100% | 50%
686 | 100% | 50%
687 | 100% | 50%
688 | 100% | 50%
689 | 100% | 50%
690 | 100% | 50%
691 | 100% | 50%
692 | 100% | 50%
693 | 100% | 50%
694 | 100% | 50%
695 | 100% | 50%
696 | 100% | 50%
697 | 100% | 50%
698 | 100% | 50%
699 | 100% | 50%
700 | 100% | 50%
701 | 100% | 50%
702 | 100% | 50%
703 | 100% | 50%
704 | 100% | 50%
705 | 100% | 50%
706 | 100% | 50%
707 | 100% | 50%
708 | 100% | 50%
709 | 100% | 50%
710 | 100% | 50%
711 | 100% | 50%
712 | 100% | 50%
713 | 100% | 50%
714 | 100% | 50%
715 | 100% | 50%
716 | 100% | 50%
717 | 100% | 50%
718 | 100% | 50%
719 | 100% | 50%
720 | 100% | 50%
721 | 100% | 50%
722 | 100% | 50%
723 | 100% | 50%
724 | 100% | 50%
725 | 100% | 50%
726 | 100% | 50%
727 | 100% | 50%
728 | 100% | 50%
729 | 100% | 50%
730 | 100% | 50%
731 | 100% | 50%
732 | 100% | 50%
733 | 100% | 50%
734 | 100% | 50%
735 | 100% | 50%
736 | 100% | 50%
737 | 100% | 50%
738 | 100% | 50%
739 | 100% | 50%
740 | 100% | 50%
741 | 100% | 50%
742 | 100% | 50%
743 | 100% | 50%
744 | 100% | 50%
745 | 100% | 50%
746 | 100% | 50%
747 | 100% | 50%
748 | 100% | 50%
749 | 100% | 50%
750 | 100% | 50%
751 | 100% | 50%
752 | 100% | 50%
753 | 100% | 50%
754 | 100% | 50%
755 | 100% | 50%
756 | 100% | 50%
757 | 100% | 50%
758 | 100% | 50%
759 | 100% | 50%
760 | 100% | 50%
761 | 100% | 50%
762 | 100% | 50%
763 | 100% | 50%
764 | 100% | 50%
765 | 100% | 50%
766 | 100% | 50%
767 | 100% | 50%
768 | 100% | 50%
769 | 100% | 50%
770 | 100% | 50%
771 | 100% | 50%
772 | 100% | 50%
773 | 100% | 50%
774 | 100% | 50%
775 | 100% | 50%
776 | 100% | 50%
777 | 100% | 50%
778 | 100% | 50%
779 | 100% | 50%
780 | 100% | 50%
781 | 100% | 50%
782 | 100% | 50%
783 | 100% | 50%
784 | 100% | 50%
785 | 100% | 50%
786 | 100% | 50%
787 | 100% | 50%
788 | 100% | 50%
789 | 100% | 50%
790 | 100% | 50%
791 | 100% | 50%
792 | 100% | 50%
793 | 100% | 50%
794 | 100% | 50%
795 | 100% | 50%
796 | 100% | 50%
797 | 100% | 50%
798 | 100% | 50%
799 | 100% | 50%
800 | 100% | 50%
801 | 100% | 50%
802 | 100% | 50%
803 | 100% | 50%
804 | 100% | 50%
805 | 100% | 50%
806 | 100% | 50%
807 | 100% | 50%
808 | 100% | 50%
809 | 100% | 50%
810 | 100% | 50%
811 | 100% | 50%
812 | 100% | 50%
813 | 100% | 50%
814 | 100% | 50%
815 | 100% | 50%
816 | 100% | 50%
817 | 100% | 50%
818 | 100% | 50%
819 | 100% | 50%
820 | 100% | 50%
821 | 100% | 50%
822 | 100% | 50%
823 | 100% | 50%
824 | 100% | 50%
825 | 100% | 50%
826 | 100% | 50%
827 | 100% | 50%
828 | 100% | 50%
829 | 100% | 50%
830 | 100% | 50%
831 | 100% | 50%
832 | 100% | 50%
833 | 100% | 50%
834 | 100% | 50%
835 | 100% | 50%
836 | 100% | 50%
837 | 100% | 50%
838 | 100% | 50%
839 | 100% | 50%
840 | 100% | 50%
841 | 100% | 50%
842 | 100% | 50%
843 | 100% | 50%
844 | 100% | 50%
845 | 100% | 50%
846 | 100% | 50%
847 | 100% | 50%
848 | 100% | 50%
849 | 100% | 50%
850 | 100% | 50%
851 | 100% | 50%
852 | 100% | 50%
853 | 100% | 50%
854 | 100% | 50%
855 | 100% | 50%
856 | 100% | 50%
857 | 100% | 50%
858 | 100% | 50%
859 | 100% | 50%
860 | 100% | 50%
861 | 100% | 50%
862 | 100% | 50%
863 | 100% | 50%
864 | 100% | 50%
865 | 100% | 50%
866 | 100% | 50%
867 | 100% | 50%
868 | 100% | 50%
869 | 100% | 50%
870 | 100% | 50%
871 | 100% | 50%
872 | 100% | 50%
873 | 100% | 50%
874 | 100% | 50%
875 | 100% | 50%
876 | 100% | 50%
877 | 100% | 50%
878 | 100% | 50%
879 | 100% | 50%
880 | 100% | 50%
881 | 100% | 50%
882 | 100% | 50%
883 | 100% | 50%
884 | 100% | 50%
885 | 100% | 50%
886 | 100% | 50%
887 | 100% | 50%
888 | 100% | 50%
889 | 100% | 50%
890 | 100% | 50%
891 | 100% | 50%
892 | 100% | 50%
893 | 100% | 50%
894 | 100% | 50%
895 | 100% | 50%
896 | 100% | 50%
897 | 100% | 50%
898 | 100% | 50%
899 | 100% | 50%
900 | 100% | 50%
901 | 100% | 50%
902 | 100% | 50%
903 | 100% | 50%
904 | 100% | 50%
905 | 100% | 50%
906 | 100% | 50%
907 | 100% | 50%
908 | 100% | 50%
909 | 100% | 50%
910 | 100% | 50%
911 | 100% | 50%
912 | 100% | 50%
913 | 100% | 50%
914 | 100% | 50%
915 | 100% | 50%
916 | 100% | 50%
917 | 100% | 50%
918 | 100% | 50%
919 | 100% | 50%
920 | 100% | 50%
921 | 100% | 50%
922 | 100% | 50%
923 | 100% | 50%
924 | 100% | 50%
925 | 100% | 50%
926 | 100% | 50%
927 | 100% | 50%
928 | 100% | 50%
929 | 100% | 50%
930 | 100% | 50%
931 | 100% | 50%
932 | 100% | 50%
933 | 100% | 50%
934 | 100% | 50%
935 | 100% | 50%
936 | 100% | 50%
937 | 100% | 50%
938 | 100% | 50%
939 | 100% | 50%
940 | 100% | 50%
941 | 100% | 50%
942 | 100% | 50%
943 | 100% | 50%
944 | 100% | 50%
945 | 100% | 50%
946 | 100% | 50%
947 | 100% | 50%
948 | 100% | 50%
949 | 100% | 50%
950 | 100% | 50%
951 | 100% | 50%
952 | 100% | 50%
953 | 100% | 50%
954 | 100% | 50%
955 | 100% | 50%
956 | 100% | 50%
957 | 100% | 50%
958 | 100% | 50%
959 | 100% | 50%
960 | 100% | 50%
961 | 100% | 50%
962 | 100% | 50%
963 | 100% | 50%
964 | 100% | 50%
965 | 100% | 50%
966 | 100% | 50%
967 | 100% | 50%
968 | 100% | 50%
969 | 100% | 50%
970 | 100% | 50%
971 | 100% | 50%
972 | 100% | 50%
973 | 100% | 50%
974 | 100% | 50%
975 | 100% | 50%
976 | 100% | 50%
977 | 100% | 50%
978 | 100% | 50%
979 | 100% | 50%
980 | 100% | 50%
981 | 100% | 50%
982 | 100% | 50%
983 | 100% | 50%
984 | 100% | 50%
985 | 100% | 50%
986 | 100% | 50%
987 | 100% | 50%
988 | 100% | 50%
989 | 100% | 50%
990 | 100% | 50%
991 | 100% | 50%
992 | 100% | 50%
993 | 100% | 50%
994 | 100% | 50%
995 | 100% | 50%
996 | 100% | 50%
997 | 100% | 50%
998 | 100% | 50%
999 | 100% | 50%
1000 | 100% | 50%
1001 | 100% | 50%
1002 | 100% | 50%
1003 | 100% | 50%
1004 | 100% | 50%
1005 | 100% | 50%
1006 | 100% | 50%
1007 | 100% | 50%
1008 | 100% | 50%
1009 | 100% | 50%
1010 | 100% | 50%
1011 | 100% | 50%
1012 | 100% | 50%
1013 | 100% | 50%
1014 | 100% | 50%
1015 | 100% | 50%
1016 | 100% | 50%
1017 | 100% | 50%
1018 | 100% | 50%
1019 | 100% | 50%
1020 | 100% | 50%
1021 | 100% | 50%
1022 | 100% | 50%
1023 | 100% | 50%
1024 | 100% | 50%
1025 | 100% | 50%
1026 | 100% | 50%
1027 | 100% | 50%
1028 | 100% | 50%
1029 | 100% | 50%
1030 | 100% | 50%
1031 | 100% | 50%
1032 | 100% | 50%
1033 | 100% | 50%
1034 | 100% | 50%
1035 | 100% | 50%
1036 | 100% | 50%
1037 | 100% | 50%
1038 | 100% | 50%
1039 | 100% | 50%
1040 | 100% | 50%
1041 | 100% | 50%
1042 | 100% | 50%
1043 | 100% | 50%
1044 | 100% | 50%
1045 | 100% | 50%
1046 | 100% | 50%
1047 | 100% | 50%
1048 | 100% | 50%
1049 | 100% | 50%
1050 | 100% | 50%
1051 | 100% | 50%
1052 | 100% | 50%
1053 | 100% | 50%
1054 | 100% | 50%
1055 | 100% | 50%
1056 | 100% | 50%
1057 | 100% | 50%
1058 | 100% | 50%
1059 | 100% | 50%
1060 | 100% | 50%
1061 | 100% | 50%
1062 | 100% | 50%
1063 | 100% | 50%
1064 | 100% | 50%
1065 | 100% | 50%
1066 | 100% | 50%
1067 | 100% | 50%
1068 | 100% | 50%
1069 | 100% | 50%
1070 | 100% | 50%
1071 | 100% | 50%
1072 | 100% | 50%
1073 | 100% | 50%
1074 | 100% | 50%
1075 | 100% | 50%
1076 | 100% | 50%
1077 | 100% | 50%
1078 | 100% | 50%
1079 | 100% | 50%
1080 | 100% | 50%
1081 | 100% | 50%
1082 | 100% | 50%
1083 | 100% | 50%
1084 | 100% | 50%
1085 | 100% | 50%
1086 | 100% | 50%
1087 | 100% | 50%
1088 | 100% | 50%
1089 | 100% | 50%
1090 | 100% | 50%
1091 | 100% | 50%
1092 | 100% | 50%
1093 | 100% | 50%
1094 | 100% | 50%
1095 | 100% | 50%
1096 | 100% | 50%
1097 | 100% | 50%
1098 | 100% | 50%
1099 | 100% | 50%
1100 | 100% | 50%
1101 | 100% | 50%
1102 | 100% | 50%
1103 | 100% | 50%
1104 | 100% | 50%
1105 | 100% | 50%
1106 | 100% | 50%
1107 | 100% | 50%
1108 | 100% | 50%
1109 | 100% | 50%
1110 | 100% | 50%
1111 | 100% | 50%
1112 | 100% | 50%
1113 | 100% | 50%
1114 | 100% | 50%
1115 | 100% | 50%
1116 | 100% | 50%
1117 | 100% | 50%
1118 | 100% | 50%
1119 | 100% | 50%
1120 | 100% | 50%
1121 | 100% | 50%
1122 | 100% | 50%
1123 | 100% | 50%
1124 | 100% | 50%
1125 | 100% | 50%
1126 | 100% | 50%
1127 | 100% | 50%
1128 | 100% | 50%
1129 | 100% | 50%
1130 | 100% | 50%
1131 | 100% | 50%
1132 | 100% | 50%
1133 | 100% | 50%
1134 | 100% | 50%
1135 | 100% | 50%
1136 | 100% | 50%
1137 | 100% | 50%
1138 | 100% | 50%
1139 | 100% | 50%
1140 | 100% | 50%
1141 | 100% | 50%
1142 | 100% | 50%
1143 | 100% | 50%
1144 | 100% | 50%
1145 | 100% | 50%
1146 | 100% | 50%
1147 | 100% | 50%
1148 | 100% | 50%
1149 | 100% | 50%
1150 | 100% | 50%
1151 | 100% | 50%
1152 | 100% | 50%
1153 | 100% | 50%
1154 | 100% | 50%
1155 | 100% | 50%
1156 | 100% | 50%
1157 | 100% | 50%
1158 | 100% | 50%
1159 | 100% | 50%
1160 | 100% | 50%
1161 | 100% | 50%
1162 | 100% | 50%
1163 | 100% | 50%
1164 | 100% | 50%
1165 | 100% | 50%
1166 | 100% | 50%
1167 | 100% | 50%
1168 | 100% | 50%
1169 | 100% | 50%
1170 | 100% | 50%
1171 | 100% | 50%
1172 | 100% | 50%
1173 | 100% | 50%
1174 | 100% | 50%
1175 | 100% | 50%
1176 | 100% | 50%
1177 | 100% | 50%
1178 | 100% | 50%
1179 | 100% | 50%
1180 | 100% | 50%
1181 | 100% | 50%
1182 | 100% | 50%
1183 | 100% | 50%
1184 | 100% | 50%
1185 | 100% | 50%
1186 | 100% | 50%
1187 | 100% | 50%
1188 | 100% | 50%
1189 | 100% | 50%
1190 | 100% | 50%
1191 | 100% | 50%
1192 | 100% | 50%
1193 | 100% | 50%
1194 | 100% | 50%
1195 | 100% | 50%
1196 | 100% | 50%
1197 | 100% | 50%
1198 | 100% | 50%
1199 | 100% | 50%
1200 | 100% | 50%
1201 | 100% | 50%
1202 | 100% | 50%
1203 | 100% | 50%
1204 | 100% | 50%
1205 | 100% | 50%
1206 | 100% | 50%
1207 | 100% | 50%
1208 | 100% | 50%
1209 | 100% | 50%
1210 | 100% | 50%
1211 | 100% | 50%
1212 | 100% | 50%
1213 | 100% | 50%
1214 | 100% | 50%
1215 | 100% | 50%
1216 | 100% | 50%
1217 | 100% | 50%
1218 | 100% | 50%
1219 | 100% | 50%
1220 | 100% | 50%
1221 | 100% | 50%
1222 | 100% | 50%
1223 | 100% | 50%
1224 | 100% | 50%
1225 | 100% | 50%
1226 | 100% | 50%
1227 | 100% | 50%
1228 | 100% | 50%
1229 | 100% | 50%
1230 | 100% | 50%
1231 | 100% | 50%
1232 | 100% | 50%
1233 | 100% | 50%
1234 | 100% | 50%
1235 | 100% | 50%
1236 | 100% | 50%
1237 | 100% | 50%
1238 | 100% | 50%
1239 | 100% | 50%
1240 | 100% | 50%
1241 | 100% | 50%
1242 | 100% | 50%
1243 | 100% | 50%
1244 | 100% | 50%
1245 | 100% | 50%
1246 | 100% | 50%
1247 | 100% | 50%
1248 | 100% | 50%
1249 | 100% | 50%
1250 | 100% | 50%
1251 | 100% | 50%
1252 | 100% | 50%
1253 | 100% | 50%
1254 | 100% | 50%
1255 | 100% | 50%
1256 | 100% | 50%
1257 | 100% | 50%
1258 | 100% | 50%
1259 | 100% | 50%
1260 | 100% | 50%
1261 | 100% | 50%
1262 | 100% | 50%
1263 | 100% | 50%
1264 | 100% | 50%
1265 | 100% | 50%
1266 | 100% | 50%
1267 | 100% | 50%
1268 | 100% | 50%
1269 | 100% | 50%
1270 | 100% | 50%
1271 | 100% | 50%
1272 | 100% | 50%
1273 | 100% | 50%
1274 | 100% | 50%
1275 | 100% | 50%
1276 | 100% | 50%
1277 | 100% | 50%
1278 | 100% | 50%
1279 | 100% | 50%
1280 | 100% | 50%
1281 | 100% | 50%
1282 | 100% | 50%
1283 | 100% | 50%
1284 | 100% | 50%
1285 | 100% | 50%
1286 | 100% | 50%
1287 | 100% | 50%
1288 | 100% | 50%
1289 | 100% | 50%
1290 | 100% | 50%
1291 | 100% | 50%
1292 | 100% | 50%
1293 | 100% | 50%
1294 | 100% | 50%
1295 | 100% | 50%
1296 | 100% | 50%
1297 | 100% | 50%
1298 | 100% | 50%
1299 | 100% | 50%
1300 | 100% | 50%
1301 | 100% | 50%
1302 | 100% | 50%
1303 | 100% | 50%
1304 | 100% | 50%
1305 | 100% | 50%
1306 | 100% | 50%
1307 | 100% | 50%
1308 | 100% | 50%
1309 | 100% | 50%
1310 | 100% | 50%
1311 | 100% | 50%
1312 | 100% | 50%
1313 | 100% | 50%
1314 | 100% | 50%
1315 | 100% | 50%
1316 | 100% | 50%
1317 | 100% | 50%
1318 | 100% | 50%
1319 | 100% | 50%
1320 | 100% | 50%
1321 | 100% | 50%
1322 | 100% | 50%
1323 | 100% | 50%
1324 | 100% | 50%
1325 | 100% | 50%
1326 | 100% | 50%
1327 | 100% | 50%
1328 | 100% | 50%
1329 | 100% | 50%
1330 | 100% | 50%
1331 | 100% | 50%
1332 | 100% | 50%
1333 | 100% | 50%
1334 | 100% | 50%
1335 | 100% | 50%
1336 | 100% | 50%
1337 | 100% | 50%
1338 | 100% | 50%
1339 | 100% | 50%
1340 | 100% | 50%
1341 | 100% | 50%
1342 | 100% | 50%
1343 | 100% | 50%
1344 | 100% | 50%
1345 | 100% | 50%
1346 | 100% | 50%
1347 | 100% | 50%
1348 | 100% | 50%
1349 | 100% | 50%
1350 | 100% | 50%
1351 | 100% | 50%
1352 | 100% | 50%
1353 | 100% | 50%
1354 | 100% | 50%
1355 | 100% | 50%
1356 | 100% | 50%
1357 | 100% | 50%
1358 | 100% | 50%
1359 | 100% | 50%
1360 | 100% | 50%
1361 | 100% | 50%
1362 | 100% | 50%
1363 | 100% | 50%
1364 | 100% | 50%
1365 | 100% | 50%
1366 | 100% | 50%
1367 | 100% | 50%
1368 | 100% | 50%
1369 | 100% | 50%
1370 | 100% | 50%
1371 | 100% | 50%
1372 | 100% | 50%
1373 | 100% | 50%
1374 | 100% | 50%
1375 | 100% | 50%
1376 | 100% | 50%
1377 | 100% | 50%
1378 | 100% | 50%
1379 | 100% | 50%
1380 | 100% | 50%
1381 | 100% | 50%
1382 | 100% | 50%
1383 | 100% | 50%
1384 | 100% | 50%
1385 | 100% | 50%
1386 | 100% | 50%
1387 | 100% | 50%
1388 | 100% | 50%
1389 | 100% | 50%
1390 | 100% | 50%
1391 | 100% | 50%
1392 | 100% | 50%
1393 | 100% | 50%
1394 | 100% | 50%
1395 | 100% | 50%
1396 | 100% | 50%
1397 | 100% | 50%
1398 | 100% | 50%
1399 | 100% | 50%
1400 | 100% | 50%
1401 | 100% | 50%
1402 | 100% | 50%
1403 | 100% | 50%
1404 | 100% | 50%
1405 | 100% | 50%
1406 | 100% | 50%
1407 | 100% | 50%
1408 | 100% | 50%
1409 | 100% | 50%
1410 | 100% | 50%
1411 | 100% | 50%
1412 | 100% | 50%
1413 | 100% | 50%
1414 | 100% | 50%
1415 | 100% | 50%
1416 | 100% | 50%
1417 | 100% | 50%
1418 | 100% | 50%
1419 | 100% | 50%
1420 | 100% | 50%
1421 | 100% | 50%
1422 | 100% | 50%
1423 | 100% | 50%
1424 | 100% | 50%
1425 | 100% | 50%
1426 | 100% | 50%
1427 | 100% | 50%
1428 | 100% | 50%
1429 | 100% | 50%
1430 | 100% | 50%
1431 | 100% | 50%
1432 | 100% | 50%
1433 | 100% | 50%
1434 | 100% | 50%
1435 | 100% | 50%
1436 | 100% | 50%
1437 | 100% | 50%
1438 | 100% | 50%
1439 | 100% | 50%
1440 | 100% | 50%
1441 | 100% | 50%
1442 | 100% | 50%
1443 | 100% | 50%
1444 | 100% | 50%
1445 | 100% | 50%
1446 | 100% | 50%
1447 | 100% | 50%
1448 | 100% | 50%
1449 | 100% | 50%
1450 | 100% | 50%
1451 | 100% | 50%
1452 | 100% | 50%
1453 | 100% | 50%
1454 | 100% | 50%
1455 | 100% | 50%
1456 | 100% | 50%
1457 | 100% | 50%
1458 | 100% | 50%
1459 | 100% | 50%
1460 | 100% | 50%
1461 | 100% | 50%
1462 | 100% | 50%
1463 | 100% | 50%
1464 | 100% | 50%
1465 | 100% | 50%
1466 | 100% | 50%
1467 | 100% | 50%
1468 | 100% | 50%
1469 | 100% | 50%
1470 | 100% | 50%
1471 | 100% | 50%
1472 | 100% | 50%
1473 | 100% | 50%
1474 | 100% | 50%
1475 | 100% | 50%
1476 | 100% | 50%
1477 | 100% | 50%
1478 | 100% | 50%
1479 | 100% | 50%
1480 | 100% | 50%
1481 | 100% | 50%
1482 | 100% | 50%
1483 | 100% | 50%
1484 | 100% | 50%
1485 | 100% | 50%
1486 | 100% | 50%
1487 | 100% | 50%
1488 | 100% | 50%
1489 | 100% | 50%
1490 | 100% | 50%
1491 | 100% | 50%
1492 | 100% | 50%
1493 | 100% | 50%
1494 | 100% | 50%
1495 | 100% | 50%
1496 | 100% | 50%
1497 | 100% | 50%
1498 | 100% | 50%
1499 | 100% | 50%
1500 | 100% | 50%
1501 | 100% | 50%
1502 | 100% | 50%
1503 | 100% | 50%
1504 | 100% | 50%
1505 | 100% | 50%
1506 | 100% | 50%
1507 | 100% | 50%
1508 | 100% | 50%
1509 | 100% | 50%
1510 | 100% | 50%
1511 | 100% | 50%
1512 | 100% | 50%
1513 | 100% | 50%
1514 | 100% | 50%
1515 | 100% | 50%
1516 | 100% | 50%
1517 | 100% | 50%
1518 | 100% | 50%
1519 | 100% | 50%
1520 | 100% | 50%
1521 | 100% | 50%
1522 | 100% | 50%
1523 | 100% | 50%
1524 | 100% | 50%
1525 | 100% | 50%
1526 | 100% | 50%
1527 | 100% | 50%
1528 | 100% | 50%
1529 | 100% | 50%
1530 | 100% | 50%
1531 | 100% | 50%
1532 | 100% | 50%
1533 | 100% | 50%
1534 | 100% | 50%
1535 | 100% | 50%
1536 | 100% | 50%
1537 | 100% | 50%
1538 | 100% | 50%
1539 | 100% | 50%
1540 | 100% | 50%
1541 | 100% | 50%
1542 | 100% | 50%
1543 | 100% | 50%
1544 | 100% | 50%
1545 | 100% | 50%
1546 | 100% | 50%
1547 | 100% | 50%
1548 | 100% | 50%
1549 | 100% | 50%
1550 | 100% | 50%
1551 | 100% | 50%
1552 | 100% | 50%
1553 | 100% | 50%
1554 | 100% | 50%
1555 | 100% | 50%
1556 | 100% | 50%
1557 | 100% | 50%
1558 | 100% | 50%
1559 | 100% | 50%
1560 | 100% | 50%
1561 | 100% | 50%
1562 | 100% | 50%
1563 | 100% | 50%
1564 | 100% | 50%
1565 | 100% | 50%
1566 | 100% | 50%
1567 | 100% | 50%
1568 | 100% | 50%
1569 | 100% | 50%
1570 | 100% | 50%
1571 | 100% | 50%
1572 | 100% | 50%
1573 | 100% | 50%
1574 | 100% | 50%
1575 | 100% | 50%
1576 | 100% | 50%
1577 | 100% | 50%
1578 | 100% | 50%
1579 | 100% | 50%
1580 | 100% | 50%
1581 | 100% | 50%
1582 | 100% | 50%
1583 | 100% | 50%
1584 | 100% | 50%
1585 | 100% | 50%
1586 | 100% | 50%
1587 | 100% | 50%
1588 | 100% | 50%
1589 | 100% | 50%
1590 | 100% | 50%
1591 | 100% | 50%
1592 | 100% | 50%
1593 | 100% | 50%
1594 | 100% | 50%
1595 | 100% | 50%
1596 | 100% | 50%
1597 | 100% | 50%
1598 | 100% | 50%
1599 | 100% | 50%
1600 | 100% | 50%
1601 | 100% | 50%
1602 | 100% | 50%
1603 | 100% | 50%
1604 | 100% | 50%
1605 | 100% | 50%
1606 | 100% | 50%
1607 | 100% | 50%
1608 | 100% | 50%
1609 | 100% | 50%
1610 | 100% | 50%
1611 | 100% | 50%
1612 | 100% | 50%
1613 | 100% | 50%
1614 | 100% | 50%
1615 | 100% | 50%
1616 | 100% | 50%
1617 | 100% | 50%
1618 | 100% | 50%
1619 | 100% | 50%
1620 | 100% | 50%
1621 | 100% | 50%
1622 | 100% | 50%
1623 | 100% | 50%
1624 | 100% | 50%
1625 | 100% | 50%
1626 | 100% | 50%
1627 | 100% | 50%
1628 | 100% | 50%
1629 | 100% | 50%
1630 | 100% | 50%
1631 | 100% | 50%
1632 | 100% | 50%
1633 | 100% | 50%
1634 | 100% | 50%
1635 | 100% | 50%
1636 | 100% | 50%
1637 | 100% | 50%
1638 | 100% | 50%
1639 | 100% | 50%
1640 | 100% | 50%
1641 | 100% | 50%
1642 | 100% | 50%
1643 | 100% | 50%
1644 | 100% | 50%
1645 | 100% | 50%
1646 | 100% | 50%
1647 | 100% | 50%
1648 | 100% | 50%
1649 | 100% | 50%
1650 | 100% | 50%
1651 | 100% | 50%
1652 | 100% | 50%
1653 | 100% | 50%
1654 | 100% | 50%
1655 | 100% | 50%
1656 | 100% | 50%
1657 | 100% | 50%
1658 | 100% | 50%
1659 | 100% | 50%
1660 | 100% | 50%
1661 | 100% | 50%
1662 | 100% | 50%
1663 | 100% | 50%
1664 | 100% | 50%
1665 | 100% | 50%
1666 | 100% | 50%
1667 | 100% | 50%
1668 | 100% | 50%
1669 | 100% | 50%
1670 | 100% | 50%
1671 | 100% | 50%
1672 | 100% | 50%
1673 | 100% | 50%
1674 | 100% | 50%
1675 | 100% | 50%
1676 | 100% | 50%
1677 | 100% | 50%
1678 | 100% | 50%
1679 | 100% | 50%
1680 | 100% | 50%
1681 | 100% | 50%
1682 | 100% | 50%
1683 | 100% | 50%
1684 | 100% | 50%
1685 | 100% | 50%
1686 | 100% | 50%
1687 | 100% | 50%
1688 | 100% | 50%
1689 | 100% | 50%
1690 | 100% | 50%
1691 | 100% | 50%
1692 | 100% | 50%
1693 | 100% | 50%
1694 | 100% | 50%
1695 | 100% | 50%
1696 | 100% | 50%
1697 | 100% | 50%
1698 | 100% | 50%
1699 | 100% | 50%
1700 | 100% | 50%
1701 | 100% | 50%
1702 | 100% | 50%
1703 | 100% | 50%
1704 | 100% | 50%
1705 | 100% | 50%
1706 | 100% | 50%
1707 | 100% | 50%
1708 | 100% | 50%
1709 | 100% | 50%
1710 | 100% | 50%
1711 | 100% | 50%
1712 | 100% | 50%
1713 | 100% | 50%
1714 | 100% | 50%
1715 | 100% | 50%
1716 | 100% | 50%
1717 | 100% | 50%
1718 | 100% | 50%
1719 | 100% | 50%
1720 | 100% | 50%
1721 | 100% | 50%
1722 | 100% | 50%
1723 | 100% | 50%
1724 | 100% | 50%
1725 | 100% | 50%
1726 | 100% | 50%
1727 | 100% | 50%
1728 | 100% | 50%
1729 | 100% | 50%
1730 | 100% | 50%
1731 | 100% | 50%
1732 | 100% | 50%
1733 | 100% | 50%
1734 | 100% | 50%
1735 | 100% | 50%
1736 | 100% | 50%
1737 | 100% | 50%
1738 | 100% | 50%
1739 | 100% | 50%
1740 | 100% | 50%
1741 | 100% | 50%
1742 | 100% | 50%
1743 | 100% | 50%
1744 | 100% | 50%
1745 | 100% | 50%
1746 | 100% | 50%
1747 | 100% | 50%
1748 | 100% | 50%
1749 | 100% | 50%
1750 | 100% | 50%
1751 | 100% | 50%
1752 | 100% | 50%
1753 | 100% | 50%
1754 | 100% | 50%
1755 | 100% | 50%
1756 | 100% | 50%
1757 | 100% | 50%
1758 | 100% | 50%
1759 | 100% | 50%
1760 | 100% | 50%
1761 | 100% | 50%
1762 | 100% | 50%
1763 | 100% | 50%
1764 | 100% | 50%
1765 | 100% | 50%
1766 | 100% | 50%
1767 | 100% | 50%
1768 | 100% | 50%
1769 | 100% | 50%
1770 | 100% | 50%
1771 | 100% | 50%
1772 | 100% | 50%
1773 | 100% | 50%
1774 | 100% | 50%
1775 | 100% | 50%
1776 | 100% | 50%
1777 | 100% | 50%
1778 | 100% | 50%
1779 | 100% | 50%
1780 | 100% | 50%
1781 | 100% | 50%
1782 | 100% | 50%
1783 | 100% | 50%
1784 | 100% | 50%
1785 | 100% | 50%
1786 | 100% | 50%
1787 | 100% | 50%
1788 | 100% | 50%
1789 | 100% | 50%
1790 | 100% | 50%
1791 | 100% | 50%
1792 | 100% | 50%
1793 | 100% | 50%
1794 | 100% | 50%
1795 | 100% | 50%
1796 | 100% | 50%
1797 | 100% | 50%
1798 | 100% | 50%
1799 | 100% | 50%
1800 | 100% | 50%
1801 | 100% | 50%
1802 | 100% | 50%
1803 | 100% | 50%
1804 | 100% | 50%
1805 | 100% | 50%
1806 | 100% | 50%
1807 | 100% | 50%
1808 | 100% | 50%
1809 | 100% | 50%
1810 | 100% | 50%
1811 | 100% | 50%
1812 | 100% | 50%
1813 | 100% | 50%
1814 | 100% | 50%
1815 | 100% | 50%
1816 | 100% | 50%
1817 | 100% | 50%
1818 | 100% | 50%
1819 | 100% | 50%
1820 | 100% | 50%
1821 | 100% | 50%
1822 | 100% | 50%
1823 | 100% | 50%
1824 | 100% | 50%
1825 | 100% | 50%
1826 | 100% | 50%
1827 | 100% | 50%
1828 | 100% | 50%
1829 | 100% | 50%
1830 | 100% | 50%
1831 | 100% | 50%
1832 | 100% | 50%
1833 | 100% | 50%
1834 | 100% | 50%
1835 | 100% | 50%
1836 | 100% | 50%
1837 | 100% | 50%
1838 | 100% | 50%
1839 | 100% | 50%
1840 | 100% | 50%
1841 | 100% | 50%
1842 | 100% | 50%
1843 | 100% | 50%
1844 | 100% | 50%
1845 | 100% | 50%
1846 | 100% | 50%
1847 | 100% | 50%
1848 | 100% | 50%
1849 | 100% | 50%
1850 | 100% | 50%
1851 | 100% | 50%
1852 | 100% | 50%
1853 | 100% | 50%
1854 | 100% | 50%
1855 | 100% | 50%
1856 | 100% | 50%
1857 | 100% | 50%
1858 | 100% | 50%
1859 | 100% | 50%
1860 | 100% | 50%
1861 | 100% | 50%
1862 | 100% | 50%
1863 | 100% | 50%
1864 | 100% | 50%
1865 | 100% | 50%
1866 | 100% | 50%
1867 | 100% | 50%
1868 | 100% | 50%
1869 | 100% | 50%
1870 | 100% | 50%
1871 | 100% | 50%
1872 | 100% | 50%
1873 | 100% | 50%
1874 | 100% | 50%
1875 | 100% | 50%
1876 | 100% | 50%
1877 | 100% | 50%
1878 | 100% | 50%
1879 | 100% | 50%
1880 | 100% | 50%
1881 | 100% | 50%
1882 | 100% | 50%
1883 | 100% | 50%
1884 | 100% | 50%
1885 | 100% | 50%
1886 | 100% | 50%
1887 | 100% | 50%
1888 | 100% | 50%
1889 | 100% | 50%
1890 | 100% | 50%
1891 | 100% | 50%
1892 | 100% | 50%
1893 | 100% | 50%
1894 | 100% | 50%
1895 | 100% | 50%
1896 | 100% | 50%
1897 | 100% | 50%
1898 | 100% | 50%
1899 | 100% | 50%
1900 | 100% | 50%
1901 | 100% | 50%
1902 | 100% | 50%
1903 | 100% | 50%
1904 | 100% | 50%
1905 | 100% | 50%
1906 | 100% | 50%
1907 | 100% | 50%
1908 | 100% | 50%
1909 | 100% | 50%
1910 | 100% | 50%
1911 | 100% | 50%
1912 | 100% | 50%
1913 | 100% | 50%
1914 | 100% | 50%
1915 | 100% | 50%
1916 | 100% | 50%
1917 | 100% | 50%
1918 | 100% | 50%
1919 | 100% | 50%
1920 | 100% | 50%
1921 | 100% | 50%
1922 | 100% | 50%
1923 | 100% | 50%
1924 | 100% | 50%
1925 | 100% | 50%
1926 | 100% | 50%
1927 | 100% | 50%
1928 | 100% | 50%
1929 | 100% | 50%
1930 | 100% | 50%
1931 | 100% | 50%
1932 | 100% | 50%
1933 | 100% | 50%
1934 | 100% | 50%
1935 | 100% | 50%
1936 | 100% | 50%
1937 | 100% | 50%
1938 | 100% | 50%
1939 | 100% | 50%
1940 | 100% | 50%
1941 | 100% | 50%
1942 | 100% | 50%
1943 | 100% | 50%
1944 | 100% | 50%
1945 | 100% | 50%
1946 | 100% | 50%
1947 | 100% | 50%
1948 | 100% | 50%
1949 | 100% | 50%
1950 | 100% | 50%
1951 | 100% | 50%
1952 | 100% | 50%
1953 | 100% | 50%
1954 | 100% | 50%
1955 | 100% | 50%
1956 | 100% | 50%
1957 | 100% | 50%
1958 | 100% | 50%
1959 | 100% | 50%
1960 | 100% | 50%
1961 | 100% | 50%
1962 | 100% | 50%
1963 | 100% | 50%
1964 | 100% | 50%
1965 | 100% | 50%
1966 | 100% | 50%
1967 | 100% | 50%
1968 | 100% | 50%
1969 | 100% | 50%
1970 | 100% | 50%
1971 | 100% | 50%
1972 | 100% | 50%
1973 | 100% | 50%
1974 | 100% | 50%
1975 | 100% | 50%
1976 | 100% | 50%
1977 | 100% | 50%
1978 | 100% | 50%
1979 | 100% | 50%
1980 | 100% | 50%
1981 | 100% | 50%
1982 | 100% | 50%
1983 | 100% | 50%
1984 | 100% | 50%
1985 | 100% | 50%
1986 | 100% | 50%
1987 | 100% | 50%
1988 | 100% | 50%
1989 | 100% | 50%
1990 | 100% | 50%
1991 | 100% | 50%
1992 | 100% | 50%
1993 | 100% | 50%
1994 | 100% | 50%
1995 | 100% | 50%
1996 | 100% | 50%
1997 | 100% | 50%
1998 | 100% | 50%
1999 | 100% | 50%
2000 | 100% | 50%
2001 | 100% | 50%
2002 | 100% | 50%
2003 | 100% | 50%
2004 | 100% | 50%
2005 | 100% | 50%
2006 | 100% | 50%
2007 | 100% | 50%
2008 | 100% | 50%
2009 | 100% | 50%
2010 | 100% | 50%
2011 | 100% | 50%
2012 | 100% | 50%
2013 | 100% | 50%
2014 | 100% | 50%
2015 | 100% | 50%
2016 | 100% | 50%
2017 | 100% | 50%
2018 | 100% | 50%
2019 | 100% | 50%
2020 | 100% | 50%
2021 | 100% | 50%
2022 | 100% | 50%
2023 | 100% | 50%
2024 | 100% | 50%
2025 | 100% | 50%
2026 | 100% | 50%
2027 | 100% | 50%
2028 | 100% | 50%
2029 | 100% | 50%
2030 | 100% | 50%
2031 | 100% | 50%
2032 | 100% | 50%
2033 | 100% | 50%
2034 | 100% | 50%
2035 | 100% | 50%
2036 | 100% | 50%
2037 | 100% | 50%
2038 | 100% | 50%
2039 | 100% | 50%
2040 | 100% | 50%
2041 | 100% | 50%
2042 | 100% | 50%
2043 | 100% | 50%
2044 | 100% | 50%
2045 | 100% | 50%
2046 | 100% | 50%
2047 | 100% | 50%
2048 | 100% | 50%
2049 | 100% | 50%
2050 | 100% | 50%
2051 | 100% | 50%
2052 | 100% | 50%
2053 | 100% | 50%
2054 | 100% | 50%
2055 | 100% | 50%
2056 | 100% | 50%
2057 | 100% | 50%
2058 | 100% | 50%
2059 | 100% | 50%
2060 | 100% | 50%
2061 | 100% | 50%
2062 | 100% | 50%
2063 | 100% | 50%
2064 | 100% | 50%
2065 | 100% | 50%
2066 | 100% | 50%
2067 | 100% | 50%
2068 | 100% | 50%
2069 | 100% | 50%
2070 | 100% | 50%
2071 | 100% | 50%
2072 | 100% | 50%
2073 | 100% | 50%
2074 | 100% | 50%
2075 | 100% | 50%
2076 | 100% | 50%
2077 | 100% | 50%
2078 | 100% | 50%
2079 | 100% | 50%
2080 | 100% | 50%
2081 | 100% | 50%
2082 | 100% | 50%
2083 | 100% | 50%
2084 | 100% | 50%
2085 | 100% | 50%
2086 | 100% | 50%
2087 | 100% | 50%
2088 | 100% | 50%
2089 | 100% | 50%
2090 | 100% | 50%
2091 | 100% | 50%
2092 | 100% | 50%
2093 | 100% | 50%
2094 | 100% | 50%
2095 | 100% | 50%
2096 | 100% | 50%
2097 | 100% | 50%
2098 | 100% | 50%
2099 | 100% | 50%
2100 | 100% | 50%
2101 | 100% | 50%
2102 | 100% | 50%
2103 | 100% | 50%
2104 | 100% | 50%
2105 | 100% | 50%
2106 | 100% | 50%
2107 | 100% | 50%
2108 | 100% | 50%
2109 | 100% | 50%
2110 | 100% | 50%
2111 | 100% | 50%
2112 | 100% | 50%
2113 | 100% | 50%
2114 | 100% | 50%
2115 | 100% | 50%
2116 | 100% | 50%
2117 | 100% | 50%
2118 | 100% | 50%
2119 | 100% | 50%
2120 | 100% | 50%
2121 | 100% | 50%
2122 | 100% | 50%
2123 | 100% | 50%
2124 | 100% | 50%
2125 | 100% | 50%
2126 | 100% | 50%
2127 | 100% | 50%
2128 | 100% | 50%
2129 | 100% | 50%
2130 | 100% | 50%
2131 | 100% | 50%
2132 | 100% | 50%
2133 | 100% | 50%
2134 | 100% | 50%
2135 | 100% | 50%
2136 | 100% | 50%
2137 | 100% | 50%
2138 | 100% | 50%
2139 | 100% | 50%
2140 | 100% | 50%
2141 | 100% | 50%
2142 | 100% | 50%
2143 | 100% | 50%
2144 | 100% | 50%
2145 | 100% | 50%
2146 | 100% | 50%
2147 | 100% | 50%
2148 | 100% | 50%
2149 | 100% | 50%
2150 | 100% | 50%
2151 | 100% | 50%
2152 | 100% | 50%
2153 | 100% | 50%
2154 | 100% | 50%
2155 | 100% | 50%
2156 | 100% | 50%
2157 | 100% | 50%
2158 | 100% | 50%
2159 | 100% | 50%
2160 | 100% | 50%
2161 | 100% | 50%
2162 | 100% | 50%
2163 | 100% | 50%
2164 | 100% | 50%
2165 | 100% | 50%
2166 | 100% | 50%
2167 | 100% | 50%
2168 | 100% | 50%
2169 | 100% | 50%
2170 | 100% | 50%
2171 | 100% | 50%
2172 | 100% | 50%
2173 | 100% | 50%
2174 | 100% | 50%
2175 | 100% | 50%
2176 | 100% | 50%
2177 | 100% | 50%
2178 | 100% | 50%
2179 | 100% | 50%
2180 | 100% | 50%
2181 | 100% | 50%
2182 | 100% | 50%
2183 | 100% | 50%
2184 | 100% | 50%
2185 | 100% | 50%
2186 | 100% | 50%
2187 | 100% | 50%
2188 | 100% | 50%
2189 | 100% | 50%
2190 | 100% | 50%
2191 | 100% | 50%
2192 | 100% | 50%
2193 | 100% | 50%
2194 | 100% | 50%
2195 | 100% | 50%
2196 | 100% | 50%
2197 | 100% | 50%
2198 | 100% | 50%
2199 | 100% | 50%
2200 | 100% | 50%
2201 | 100% | 50%
2202 | 100% | 50%
2203 | 100% | 50%
2204 | 100% | 50%
2205 | 100% | 50%
2206 | 100% | 50%
2207 | 100% | 50%
2208 | 100% | 50%
2209 | 100% | 50%
2210 | 100% | 50%
2211 | 100% | 50%
2212 | 100% | 50%
2213 | 100% | 50%
2214 | 100% | 50%
2215 | 100% | 50%
2216 | 100% | 50%
2217 | 100% | 50%
2218 | 100% | 50%
2219 | 100% | 50%
2220 | 100% | 50%
2221 | 100% | 50%
2222 | 100% | 50%
2223 | 100% | 50%
2224 | 100% | 50%
2225 | 100% | 50%
2226 | 100% | 50%
2227 | 100% | 50%
2228 | 100% | 50%
2229 | 100% | 50%
2230 | 100% | 50%
2231 | 100% | 50%
2232 | 100% | 50%
2233 | 100% | 50%
2234 | 100% | 50%
2235 | 100% | 50%
2236 | 100% | 50%
2237 | 100% | 50%
2238 | 100% | 50%
2239 | 100% | 50%
2240 | 100% | 50%
2241 | 100% | 50%
2242 | 100% | 50%
2243 | 100% | 50%
2244 | 100% | 50%
2245 | 100% | 50%
2246 | 100% | 50%
2247 | 100% | 50%
2248 | 100% | 50%
2249 | 100% | 50%
2250 | 100% | 50%
2251 | 100% | 50%
2252 | 100% | 50%
2253 | 100% | 50%
2254 | 100% | 50%
2255 | 100% | 50%
2256 | 100% | 50%
2257 | 100% | 50%
2258 | 100% | 50%
2259 | 100% | 50%
2260 | 100% | 50%
2261 | 100% | 50%
2262 | 100% | 50%
2263 | 100% | 50%
2264 | 100% | 50%
2265 | 100% | 50%
2266 | 100% | 50%
2267 | 100% | 50%
2268 | 100% | 50%
2269 | 100% | 50%
2270 | 100% | 50%
2271 | 100% | 50%
2272 | 100% | 50%
2273 | 100% | 50%
2274 | 100% | 50%
2275 | 100% | 50%
2276 | 100% | 50%
2277 | 100% | 50%
2278 | 100% | 50%
2279 | 100% | 50%
2280 | 100% | 50%
2281 | 100% | 50%
2282 | 100% | 50%
2283 | 100% | 50%
2284 | 100% | 50%
2285 | 100% | 50%
2286 | 100% | 50%
2287 | 100% | 50%
2288 | 100% | 50%
2289 | 100% | 50%
2290 | 100% | 50%
2291 | 100% | 50%
2292 | 100% | 50%
2293 | 100% | 50%
2294 | 100% | 50%
2295 | 100% | 50%
2296 | 100% | 50%
2297 | 100% | 50%
2298 | 100% | 50%
2299 | 100% | 50%
2300 | 100% | 50%
2301 | 100% | 50%
2302 | 100% | 50%
2303 | 100% | 50%
2304 | 100% | 50%
2305 | 100% | 50%
2306 | 100% | 50%
2307 | 100% | 50%
2308 | 100% | 50%
2309 | 100% | 50%
2310 | 100% | 50%
2311 | 100% | 50%
2312 | 100% | 50%
2313 | 100% | 50%
2314 | 100% | 50%
2315 | 100% | 50%
2316 | 100% | 50%
2317 | 100% | 50%
2318 | 100% | 50%
2319 | 100% | 50%
2320 | 100% | 50%
2321 | 100% | 50%
2322 | 100% | 50%
2323 | 100% | 50%
2324 | 100% | 50%
2325 | 100% | 50%
2326 | 100% | 50%
2327 | 100% | 50%
2328 | 100% | 50%
2329 | 100% | 50%
2330 | 100% | 50%
2331 | 100% | 50%
2332 | 100% | 50%
2333 | 100% | 50%
2334 | 100% | 50%
2335 | 100% | 50%
2336 | 100% | 50%
2337 | 100% | 50%
2338 | 100% | 50%
2339 | 100% | 50%
2340 | 100% | 50%
2341 | 100% | 50%
2342 | 100% | 50%
2343 | 100% | 50%
2344 | 100% | 50%
2345 | 100% | 50%
2346 | 100% | 50%
2347 | 100% | 50%
2348 | 100% | 50%
2349 | 100% | 50%
2350 | 100% | 50%
2351 | 100% | 50%
2352 | 100% | 50%
2353 | 100% | 50%
2354 | 100% | 50%
2355 | 100% | 50%
2356 | 100% | 50%
2357 | 100% | 50%
2358 | 100% | 50%
2359 | 100% | 50%
2360 | 100% | 50%
2361 | 100% | 50%
2362 | 100% | 50%
2363 | 100% | 50%
2364 | 100% | 50%
2365 | 100% | 50%
2366 | 100% | 50%
2367 | 100% | 50%
2368 | 100% | 50%
2369 | 100% | 50%
2370 | 100% | 50%
2371 | 100% | 50%
2372 | 100% | 50%
2373 | 100% | 50%
2374 | 100% | 50%
2375 | 100% | 50%
2376 | 100% | 50%
2377 | 100% | 50%
2378 | 100% | 50%
2379 | 100% | 50%
2380 | 100% | 50%
2381 | 100% | 50%
2382 | 100% | 50%
2383 | 100% | 50%
2384 | 100% | 50%
2385 | 100% | 50%
2386 | 100% | 50%
2387 | 100% | 50%
2388 | 100% | 50%
2389 | 100% | 50%
2390 | 100% | 50%
2391 | 100% | 50%
2392 | 100% | 50%
2393 | 100% | 50%
2394 | 100% | 50%
2395 | 100% | 50%
2396 | 100% | 50%
2397 | 100% | 50%
2398 | 100% | 50%
2399 | 100% | 50%
2400 | 100% | 50%
2401 | 100% | 50%
2402 | 100% | 50%
2403 | 100% | 50%
2404 | 100% | 50%
2405 | 100% | 50%
2406 | 100% | 50%
2407 | 100% | 50%
2408 | 100% | 50%
2409 | 100% | 50%
2410 | 100% | 50%
2411 | 100% | 50%
2412 | 100% | 50%
2413 | 100% | 50%
2414 | 100% | 50%
2415 | 100% | 50%
2416 | 100% | 50%
2417 | 100% | 50%
2418 | 100% | 50%
2419 | 100% | 50%
2420 | 100% | 50%
2421 | 100% | 50%
2422 | 100% | 50%
2423 | 100% | 50%
2424 | 100% | 50%
2425 | 100% | 50%
2426 | 100% | 50%
2427 | 100% | 50%
2428 | 100% | 50%
2429 | 100% | 50%
2430 | 100% | 50%
2431 | 100% | 50%
2432 | 100% | 50%
2433 | 100% | 50%
2434 | 100% | 50%
2435 | 100% | 50%
2436 | 100% | 50%
2437 | 100% | 50%
2438 | 100% | 50%
2439 | 100% | 50%
2440 | 100% | 50%
2441 | 100% | 50%
2442 | 100% | 50%
2443 | 100% | 50%
2444 | 100% | 50%
2445 | 100% | 50%
2446 | 100% | 50%
2447 | 100% | 50%
2448 | 100% | 50%
2449 | 100% | 50%
2450 | 100% | 50%
2451 | 100% | 50%
2452 | 100% | 50%
2453 | 100% | 50%
2454 | 100% | 50%
2455 | 100% | 50%
2456 | 100% | 50%
2457 | 100% | 50%
2458 | 100% | 50%
2459 | 100% | 50%
2460 | 100% | 50%
2461 | 100% | 50%
2462 | 100% | 50%
2463 | 100% | 50%
2464 | 100% | 50%
2465 | 100% | 50%
2466 | 100% | 50%
2467 | 100% | 50%
2468 | 100% | 50%
2469 | 100% | 50%
2470 | 100% | 50%
2471 | 100% | 50%
2472 | 100% | 50%
2473 | 100% | 50%
2474 | 100% | 50%
2475 | 100% | 50%
2476 | 100% | 50%
2477 | 100% | 50%
2478 | 100% | 50%
2479 | 100% | 50%
2480 | 100% | 50%
2481 | 100% | 50%
2482 | 100% | 50%
2483 | 100% | 50%
2484 | 100% | 50%
2485 | 100% | 50%
2486 | 100% | 50%
2487 | 100% | 50%
2488 | 100% | 50%
2489 | 100% | 50%
2490 | 100% | 50%
2491 | 100% | 50%
2492 | 100% | 50%
2493 | 100% | 50%
2494 | 100% | 50%
2495 | 100% | 50%
2496 | 100% | 50%
2497 | 100% | 50%
2498 | 100% | 50%
2499 | 100% | 50%
2500 | 100% | 50%
2501 | 100% | 50%
2502 | 100% | 50%
2503 | 100% | 50%
2504 | 100% | 50%
2505 | 100% | 50%
2506 | 100% | 50%
2507 | 100% | 50%
2508 | 100% | 50%
2509 | 100% | 50%
2510 | 100% | 50%
2511 | 100% | 50%
2512 | 100% | 50%
2513 | 100% | 50%
2514 | 100% | 50%
2515 | 100% | 50%
2516 | 100% | 50%
2517 | 100% | 50%
2518 | 100% | 50%
2519 | 100% | 50%
2520 | 100% | 50%
2521 | 100% | 50%
2522 | 100% | 50%
2523 | 100% | 50%
2524 | 100% | 50%
2525 | 100% | 50%
2526 | 100% | 50%
2527 | 100% | 50%
2528 | 100% | 50%
2529 | 100% | 50%
2530 | 100% | 50%
2531 | 100% | 50%
2532 | 100% | 50%
2533 | 100% | 50%
2534 | 100% | 50%
2535 | 100% | 50%
2536 | 100% | 50%
2537 | 100% | 50%
2538 | 100% | 50%
2539 | 100% | 50%
2540 | 100% | 50%
2541 | 100% | 50%
2542 | 100% | 50%
2543 | 100% | 50%
2544 | 100% | 50%
2545 | 100% | 50%
2546 | 100% | 50%
2547 | 100% | 50%
2548 | 100% | 50%
2549 | 100% | 50%
2550 | 100% | 50%
2551 | 100% | 50%
2552 | 100% | 50%
2553 | 100% | 50%
2554 | 100% | 50%
2555 | 100% | 50%
2556 | 100% | 50%
2557 | 100% | 50%
2558 | 100% | 50%
2559 | 100% | 50%
2560 | 100% | 50%
2561 | 100% | 50%
2562 | 100% | 50%
2563 | 100% | 50%
2564 | 100% | 50%
2565 | 100% | 50%
2566 | 100% | 50%
2567 | 100% | 50%
2568 | 100% | 50%
2569 | 100% | 50%
2570 | 100% | 50%
2571 | 100% | 50%
2572 | 100% | 50%
2573 | 100% | 50%
2574 | 100% | 50%
2575 | 100% | 50%
2576 | 100% | 50%
2577 | 100% | 50%
2578 | 100% | 50%
2579 | 100% | 50%
2580 | 100% | 50%
2581 | 100% | 50%
2582 | 100% | 50%
2583 | 100% | 50%
2584 | 100% | 50%
2585 | 100% | 50%
2586 | 100% | 50%
2587 | 100% | 50%
2588 | 100% | 50%
2589 | 100% | 50%
2590 | 100% | 50%
2591 | 100% | 50%
2592 | 100% | 50%
2593 | 100% | 50%
2594 | 100% | 50%
2595 | 100% | 50%
2596 | 100% | 50%
2597 | 100% | 50%
2598 | 100% | 50%
2599 | 100% | 50%
2600 | 100% | 50%
2601 | 100% | 50%
2602 | 100% | 50%
2603 | 100% | 50%
2604 | 100% | 50%
2605 | 100% | 50%
2606 | 100% | 50%
2607 | 100% | 50%
2608 | 100% | 50%
2609 | 100% | 50%
2610 | 100% | 50%
2611 | 100% | 50%
2612 | 100% | 50%
2613 | 100% | 50%
2614 | 100% | 50%
2615 | 100% | 50%
2616 | 100% | 50%
2617 | 100% | 50%
2618 | 100% | 50%
2619 | 100% | 50%
2620 | 100% | 50%
2621 | 100% | 50%
2622 | 100% | 50%
2623 | 100% | 50%
2624 | 100% | 50%
2625 | 100% | 50%
2626 | 100% | 50%
2627 | 100% | 50%
2628 | 100% | 50%
2629 | 100% | 50%
2630 | 100% | 50%
2631 | 100% | 50%
2632 | 100% | 50%
2633 | 100% | 50%
2634 | 100% | 50%
2635 | 100% | 50%
2636 | 100% | 50%
2637 | 100% | 50%
2638 | 100% | 50%
2639 | 100% | 50%
2640 | 100% | 50%
2641 | 100% | 50%
2642 | 100% | 50%
2643 | 100% | 50%
2644 | 100% | 50%
2645 | 100% | 50%
2646 | 100% | 50%
2647 | 100% | 50%
2648 | 100% | 50%
2649 | 100% | 50%
2650 | 100% | 50%
2651 | 100% | 50%
2652 | 100% | 50%
2653 | 100% | 50%
2654 | 100% | 50%
2655 | 100% | 50%
2656 | 100% | 50%
2657 | 100% | 50%
2658 | 100% | 50%
2659 | 100% | 50%
2660 | 100% | 50%
2661 | 100% | 50%
2662 | 100% | 50%
2663 | 100% | 50%
2664 | 100% | 50%
2665 | 100% | 50%
2666 | 100% | 50%
2667 | 100% | 50%
2668 | 100% | 50%
2669 | 100% | 50%
2670 | 100% | 50%
2671 | 100% | 50%
2672 | 100% | 50%
2673 | 100% | 50%
2674 | 100% | 50%
2675 | 100% | 50%
2676 | 100% | 50%
2677 | 100% | 50%
2678 | 100% | 50%
2679 | 100% | 50%
2680 | 100% | 50%
2681 | 100% | 50%
2682 | 100% | 50%
2683 | 100% | 50%
2684 | 100% | 50%
2685 | 100% | 50%
2686 | 100% | 50%
2687 | 100% | 50%
2688 | 100% | 50%
2689 | 100% | 50%
2690 | 100% | 50%
2691 | 100% | 50%
2692 | 100% | 50%
2693 | 100% | 50%
2694 | 100% | 50%
2695 | 100% | 50%
2696 | 100% | 50%
2697 | 100% | 50%
2698 | 100% | 50%
2699 | 100% | 50%
2700 | 100% | 50%
2701 | 100% | 50%
2702 | 100% | 50%
2703 | 100% | 50%
2704 | 100% | 50%
2705 | 100% | 50%
2706 | 100% | 50%
2707 | 100% | 50%
2708 | 100% | 50%
2709 | 100% | 50%
2710 | 100% | 50%
2711 | 100% | 50%
2712 | 100% | 50%
2713 | 100% | 50%
2714 | 100% | 50%
2715 | 100% | 50%
2716 | 100% | 50%
2717 | 100% | 50%
2718 | 100% | 50%
2719 | 100% | 50%
2720 | 100% | 50%
2721 | 100% | 50%
2722 | 100% | 50%
2723 | 100% | 50%
2724 | 100% | 50%
2725 | 100% | 50%
2726 | 100% | 50%
2727 | 100% | 50%
2728 | 100% | 50%
2729 | 100% | 50%
2730 | 100% | 50%
2731 | 100% | 50%
2732 | 100% | 50%
2733 | 100% | 50%
2734 | 100% | 50%
2735 | 100% | 50%
2736 | 100% | 50%
2737 | 100% | 50%
2738 | 100% | 50%
2739 | 100% | 50%
2740 | 100% | 50%
2741 | 100% | 50%
2742 | 100% | 50%
2743 | 100% | 50%
2744 | 100% | 50%
2745 | 100% | 50%
2746 | 100% | 50%
2747 | 100% | 50%
2748 | 100% | 50%
2749 | 100% | 50%
2750 | 100% | 50%
2751 | 100% | 50%
2752 | 100% | 50%
2753 | 100% | 50%
2754 | 100% | 50%
2755 | 100% | 50%
2756 | 100% | 50%
2757 | 100% | 50%
2758 | 100% | 50%
2759 | 100% | 50%
2760 | 100% | 50%
2761 | 100% | 50%
2762 | 100% | 50%
2763 | 100% | 50%
2764 | 100% | 50%
2765 | 100% | 50%
2766 | 100% | 50%
2767 | 100% | 50%
2768 | 100% | 50%
2769 | 100% | 50%
2770 | 100% | 50%
2771 | 100% | 50%
2772 | 100% | 50%
2773 | 100% | 50%
2774 | 100% | 50%
2775 | 100% | 50%
2776 | 100% | 50%
2777 | 100% | 50%
2778 | 100% | 50%
2779 | 100% | 50%
2780 | 100% | 50%
2781 | 100% | 50%
2782 | 100% | 50%
2783 | 100% | 50%
2784 | 100% | 50%
2785 | 100% | 50%
2786 | 100% | 50%
2787 | 100% | 50%
2788 | 100% | 50%
2789 | 100% | 50%
2790 | 100% | 50%
2791 | 100% | 50%
2792 | 100% | 50%
2793 | 100% | 50%
2794 | 100% | 50%
2795 | 100% | 50%
2796 | 100% | 50%
2797 | 100% | 50%
2798 | 100% | 50%
2799 | 100% | 50%
2800 | 100% | 50%
2801 | 100% | 50%
2802 | 100% | 50%
2803 | 100% | 50%
2804 | 100% | 50%
2805 | 100% | 50%
2806 | 100% | 50%
2807 | 100% | 50%
2808 | 100% | 50%
2809 | 100% | 50%
2810 | 100% | 50%
2811 | 100% | 50%
2812 | 100% | 50%
2813 | 100% | 50%
2814 | 100% | 50%
2815 | 100% | 50%
2816 | 100% | 50%
2817 | 100% | 50%
2818 | 100% | 50%
2819 | 100% | 50%
2820 | 100% | 50%
2821 | 100% | 50%
2822 | 100% | 50%
2823 | 100% | 50%
2824 | 100% | 50%
2825 | 100% | 50%
2826 | 100% | 50%
2827 | 100% | 50%
2828 | 100% | 50%
2829 | 100% | 50%
2830 | 100% | 50%
2831 | 100% | 50%
2832 | 100% | 50%
2833 | 100% | 50%
2834 | 100% | 50%
2835 | 100% | 50%
2836 | 100% | 50%
2837 | 100% | 50%
2838 | 100% | 50%
2839 | 100% | 50%
2840 | 100% | 50%
2841 | 100% | 50%
2842 | 100% | 50%
2843 | 100% | 50%
2844 | 100% | 50%
2845 | 100% | 50%
2846 | 100% | 50%
2847 | 100% | 50%
2848 | 100% | 50%
2849 | 100% | 50%
2850 | 100% | 50%
2851 | 100% | 50%
2852 | 100% | 50%
2853 | 100% | 50%
2854 | 100% | 50%
2855 | 100% | 50%
2856 | 100% | 50%
2857 | 100% | 50%
2858 | 100% | 50%
2859 | 100% | 50%
2860 | 100% | 50%
2861 | 100% | 50%
2862 | 100% | 50%
2863 | 100% | 50%
2864 | 100% | 50%
2865 | 100% | 50%
2866 | 100% | 50%
2867 | 100% | 50%
2868 | 100% | 50%
2869 | 100% | 50%
2870 | 100% | 50%
2871 | 100% | 50%
2872 | 100% | 50%
2873 | 100% | 50%
2874 | 100% | 50%
2875 | 100% | 50%
2876 | 100% | 50%
2877 | 100% | 50%
2878 | 100% | 50%
2879 | 100% | 50%
2880 | 100% | 50%
2881 | 100% | 50%
2882 | 100% | 50%
2883 | 100% | 50%
2884 | 100% | 50%
2885 | 100% | 50%
2886 | 100% | 50%
2887 | 100% | 50%
2888 | 100% | 50%
2889 | 100% | 50%
2890 | 100% | 50%
2891 | 100% | 50%
2892 | 100% | 50%
2893 | 100% | 50%
2894 | 100% | 50%
2895 | 100% | 50%
2896 | 100% | 50%
2897 | 100% | 50%
2898 | 100% | 50%
2899 | 100% | 50%
2900 | 100% | 50%
2901 | 100% | 50%
2902 | 100% | 50%
2903 | 100% | 50%
2904 | 100% | 50%
2905 | 100% | 50%
2906 | 100% | 50%
2907 | 100% | 50%
2908 | 100% | 50%
2909 | 100% | 50%
2910 | 100% | 50%
2911 | 100% | 50%
2912 | 100% | 50%
2913 | 100% | 50%
2914 | 100% | 50%
2915 | 100% | 50%
2916 | 100% | 50%
2917 | 100% | 50%
2918 | 100% | 50%
2919 | 100% | 50%
2920 | 100% | 50%
2921 | 100% | 50%
2922 | 100% | 50%
2923 | 100% | 50%
2924 | 100% | 50%
2925 | 100% | 50%
2926 | 100% | 50%
2927 | 100% | 50%
2928 | 100% | 50%
2929 | 100% | 50%
2930 | 100% | 50%
2931 | 100% | 50%
2932 | 100% | 50%
2933 | 100% | 50%
2934 | 100% | 50%
2935 | 100% | 50%
2936 | 100% | 50%
2937 | 100% | 50%
2938 | 100% | 50%
2939 | 100% | 50%
2940 | 100% | 50%
2941 | 100% | 50%
2942 | 100% | 50%
2943 | 100% | 50%
2944 | 100% | 50%
2945 | 100% | 50%
2946 | 100% | 50%
2947 | 100% | 50%
2948 | 100% | 50%
2949 | 100% | 50%
2950 | 100% | 50%
2951 | 100% | 50%
2952 | 100% | 50%
2953 | 100% | 50%
2954 | 100% | 50%
2955 | 100% | 50%
2956 | 100% | 50%
2957 | 100% | 50%
2958 | 100% | 50%
2959 | 100% | 50%
2960 | 100% | 50%
2961 | 100% | 50%
2962 | 100% | 50%
2963 | 100% | 50%
2964 | 100% | 50%
2965 | 100% | 50%
2966 | 100% | 50%
2967 | 100% | 50%
2968 | 100% | 50%
2969 | 100% | 50%
2970 | 100% | 50%
2971 | 100% | 50%
2972 | 100% | 50%
2973 | 100% | 50%
2974 | 100% | 50%
2975 | 100% | 50%
2976 | 100% | 50%
2977 | 100% | 50%
2978 | 100% | 50%
2979 | 100% | 50%
2980 | 100% | 50%
2981 | 100% | 50%
2982 | 100% | 50%
2983 | 100% | 50%
2984 | 100% | 50%
2985 | 100% | 50%
2986 | 100% | 50%
2987 | 100% | 50%
2988 | 100% | 50%
2989 | 100% | 50%
2990 | 100% | 50%
2991 | 100% | 50%
2992 | 100% | 50%
2993 | 100% | 50%
2994 | 100% | 50%
2995 | 100% | 50%
2996 | 100% | 50%
2997 | 100% | 50%
2998 | 100% | 50%
2999 | 100% | 50%
3000 | 100% | 50%
3001 | 100% | 50%
3002 | 100% | 50%
3003 | 100% | 50%
3004 | 100% | 50%
3005 | 100% | 50%
3006 | 100% | 50%
3007 | 100% | 50%
3008 | 100% | 50%
3009 | 100% | 50%
3010 | 100% | 50%
3011 | 100% | 50%
3012 | 100% | 50%
3013 | 100% | 50%
3014 | 100% | 50%
3015 | 100% | 50%
3016 | 100% | 50%
3017 | 100% | 50%
3018 | 100% | 50%
3019 | 100% | 50%
3020 | 100% | 50%
3021 | 100% | 50%
3022 | 100% | 50%
3023 | 100% | 50%
3024 | 100% | 50%
3025 | 100% | 50%
3026 | 100% | 50%
3027 | 100% | 50%
3028 | 100% | 50%
3029 | 100% | 50%
3030 | 100% | 50%
3031 | 100% | 50%
3032 | 100% | 50%
3033 | 100% | 50%
3034 | 100% | 50%
3035 | 100% | 50%
3036 | 100% | 50%
3037 | 100% | 50%
3038 | 100% | 50%
3039 | 100% | 50%
3040 | 100% | 50%
3041 | 100% | 50%
3042 | 100% | 50%
3043 | 100% | 50%
3044 | 100% | 50%
3045 | 100% | 50%
3046 | 100% | 50%
3047 | 100% | 50%
3048 | 100% | 50%
3049 | 100% | 50%
3050 | 100% | 50%
3051 | 100% | 50%
3052 | 100% | 50%
3053 | 100% | 50%
3054 | 100% | 50%
3055 | 100% | 50%
3056 | 100% | 50%
3057 | 100% | 50%
3058 | 100% | 50%
3059 | 100% | 50%
3060 | 100% | 50%
3061 | 100% | 50%
3062 | 100% | 50%
3063 | 100% | 50%
3064 | 100% | 50%
3065 | 100% | 50%
3066 | 100% | 50%
3067 | 100% | 50%
3068 | 100% | 50%
3069 | 100% | 50%
3070 | 100% | 50%
3071 | 100% | 50%
3072 | 100% | 50%
3073 | 100% | 50%
3074 | 100% | 50%
3075 | 100% | 50%
3076 | 100% | 50%
3077 | 100% | 50%
3078 | 100% | 50%
3079 | 100% | 50%
3080 | 100% | 50%
3081 | 100% | 50%
3082 | 100% | 50%
3083 | 100% | 50%
3084 | 100% | 50%
3085 | 100% | 50%
3086 | 100% | 50%
3087 | 100% | 50%
3088 | 100% | 50%
3089 | 100% | 50%
3090 | 100% | 50%
3091 | 100% | 50%
3092 | 100% | 50%
3093 | 100% | 50%
3094 | 100% | 50%
3095 | 100% | 50%
3096 | 100% | 50%
3097 | 100% | 50%
3098 | 100% | 50%
3099 | 100% | 50%
3100 | 100% | 50%
3101 | 100% | 50%
3102 | 100% | 50%
3103 | 100% | 50%
3104 | 100% | 50%
3105 | 100% | 50%
3106 | 100% | 50%
3107 | 100% | 50%
3108 | 100% | 50%
3109 | 100% | 50%
3110 | 100% | 50%
3111 | 100% | 50%
3112 | 100% | 50%
3113 | 100% | 50%
3114 | 100% | 50%
3115 | 100% | 50%
3116 | 100% | 50%
3117 | 100% | 50%
3118 | 100% | 50%
3119 | 100% | 50%
3120 | 100% | 50%
3121 | 100% | 50%
3122 | 100% | 50%
3123 | 100% | 50%
3124 | 100% | 50%
3125 | 100% | 50%
3126 | 100% | 50%
3127 | 100% | 50%
3128 | 100% | 50%
3129 | 100% | 50%
3130 | 100% | 50%
3131 | 100% | 50%
3132 | 100% | 50%
3133 | 100% | 50%
3134 | 100% | 50%
3135 | 100% | 50%
3136 | 100% | 50%
3137 | 100% | 50%
3138 | 100% | 50%
3139 | 100% | 50%
3140 | 100% | 50%
3141 | 100% | 50%
3142 | 100% | 50%
3143 | 100% | 50%
3144 | 100% | 50%
3145 | 100% | 50%
3146 | 100% | 50%
3147 | 100% | 50%
3148 | 100% | 50%
3149 | 100% | 50%
3150 | 100% | 50%
3151 | 100% | 50%
3152 | 100% | 50%
3153 | 100% | 50%
3154 | 100% | 50%
3155 | 100% | 50%
3156 | 100% | 50%
3157 | 100% | 50%
3158 | 100% | 50%
3159 | 100% | 50%
3160 | 100% | 50%
3161 | 100% | 50%
3162 | 100% | 50%
3163 | 100% | 50%
3164 | 100% | 50%
3165 | 100% | 50%
3166 | 100% | 50%
3167 | 100% | 50%
3168 | 100% | 50%
3169 | 100% | 50%
3170 | 100% | 50%
3171 | 100% | 50%
3172 | 100% | 50%
3173 | 100% | 50%
3174 | 100% | 50%
3175 | 100% | 50%
3176 | 100% | 50%
3177 | 100% | 50%
3178 | 100% | 50%
3179 | 100% | 50%
3180 | 100% | 50%
3181 | 100% | 50%
3182 | 100% | 50%
3183 | 100% | 50%
3184 | 100% | 50%
3185 | 100% | 50%
3186 | 100% | 50%
3187 | 100% | 50%
3188 | 100% | 50%
3189 | 100% | 50%
3190 | 100% | 50%
3191 | 100% | 50%
3192 | 100% | 50%
3193 | 100% | 50%
3194 | 100% | 50%
3195 | 100% | 50%
3196 | 100% | 50%
3197 | 100% | 50%
3198 | 100% | 50%
3199 | 100% | 50%
3200 | 100% | 50%
3201 | 100% | 50%
3202 | 100% | 50%
3203 | 100% | 50%
3204 | 100% | 50%
3205 | 100% | 50%
3206 | 100% | 50%
3207 | 100% | 50%
3208 | 100% | 50%
3209 | 100% | 50%
3210 | 100% | 50%
3211 | 100% | 50%
3212 | 100% | 50%
3213 | 100% | 50%
3214 | 100% | 50%
3215 | 100% | 50%
3216 | 100% | 50%
3217 | 100% | 50%
3218 | 100% | 50%
3219 | 100% | 50%
3220 | 100% | 50%
3221 | 100% | 50%
3222 | 100% | 50%
3223 | 100% | 50%
3224 | 100% | 50%
3225 | 100% | 50%
3226 | 100% | 50%
3227 | 100% | 50%
3228 | 100% | 50%
3229 | 100% | 50%
3230 | 100% | 50%
3231 | 100% | 50%
3232 | 100% | 50%
3233 | 100% | 50%
3234 | 100% | 50%
3235 | 100% | 50%
3236 | 100% | 50%
3237 | 100% | 50%
3238 | 100% | 50%
3239 | 100% | 50%
3240 | 100% | 50%
3241 | 100% | 50%
3242 | 100% | 50%
3243 | 100% | 50%
3244 | 100% | 50%
3245 | 100% | 50%
3246 | 100% | 50%
3247 | 100% | 50%
3248 | 100% | 50%
3249 | 100% | 50%
3250 | 100% | 50%
3251 | 100% | 50%
3252 | 100% | 50%
3253 | 100% | 50%
3254 | 100% | 50%
3255 | 100% | 50%
3256 | 100% | 50%
3257 | 100% | 50%
3258 | 100% | 50%
3259 | 100% | 50%
3260 | 100% | 50%
3261 | 100% | 50%
3262 | 100% | 50%
3263 | 100% | 50%
3264 | 100% | 50%
3265 | 100% | 50%
3266 | 100% | 50%
3267 | 100% | 50%
3268 | 100% | 50%
3269 | 100% | 50%
3270 | 100% | 50%
3271 | 100% | 50%
3272 | 100% | 50%
3273 | 100% | 50%
3274 | 100% | 50%
3275 | 100% | 50%
3276 | 100% | 50%
3277 | 100% | 50%
3278 | 100% | 50%
3279 | 100% | 50%
3280 | 100% | 50%
3281 | 100% | 50%
3282 | 100% | 50%
3283 | 100% | 50%
3284 | 100% | 50%
3285 | 100% | 50%
3286 | 100% | 50%
3287 | 100% | 50%
3288 | 100% | 50%
3289 | 100% | 50%
3290 | 100% | 50%
3291 | 100% | 50%
3292 | 100% | 50%
3293 | 100% | 50%
3294 | 100% | 50%
3295 | 100% | 50%
3296 | 100% | 50%
3297 | 100% | 50%
3298 | 100% | 50%
3299 | 100% | 50%
3300 | 100% | 50%
3301 | 100% | 50%
3302 | 100% | 50%
3303 | 100% | 50%
3304 | 100% | 50%
3305 | 100% | 50%
3306 | 100% | 50%
3307 | 100% | 50%
3308 | 100% | 50%
3309 | 100% | 50%
3310 | 100% | 50%
3311 | 100% | 50%
3312 | 100% | 50%
3313 | 100% | 50%
3314 | 100% | 50%
3315 | 100% | 50%
3316 | 100% | 50%
3317 | 100% | 50%
3318 | 100% | 50%
3319 | 100% | 50%
3320 | 100% | 50%
3321 | 100% | 50%
3322 | 100% | 50%
3323 | 100% | 50%
3324 | 100% | 50%
3325 | 100% | 50%
3326 | 100% | 50%
3327 | 100% | 50%
3328 | 100% | 50%
3329 | 100% | 50%
3330 | 100% | 50%
3331 | 100% | 50%
3332 | 100% | 50%
3333 | 100% | 50%
3334 | 100% | 50%
3335 | 100% | 50%
3336 | 100% | 50%
3337 | 100% | 50%
3338 | 100% | 50%
3339 | 100% | 50%
3340 | 100% | 50%
3341 | 100% | 50%
3342 | 100% | 50%
3343 | 100% | 50%
3344 | 100% | 50%
3345 | 100% | 50%
3346 | 100% | 50%
3347 | 100% | 50%
3348 | 100% | 50%
3349 | 100% | 50%
3350 | 100% | 50%
3351 | 100% | 50%
3352 | 100% | 50%
3353 | 100% | 50%
3354 | 100% | 50%
3355 | 100% | 50%
3356 | 100% | 50%
3357 | 100% | 50%
3358 | 100% | 50%
3359 | 100% | 50%
3360 | 100% | 50%
3361 | 100% | 50%
3362 | 100% | 50%
3363 | 100% | 50%
3364 | 100% | 50%
3365 | 100% | 50%
3366 | 100% | 50%
3367 | 100% | 50%
3368 | 100% | 50%
3369 | 100% | 50%
3370 | 100% | 50%
3371 | 100% | 50%
3372 | 100% | 50%
3373 | 100% | 50%
3374 | 100% | 50%
3375 | 100% | 50%
3376 | 100% | 50%
3377 | 100% | 50%
3378 | 100% | 50%
3379 | 100% | 50%
3380 | 100% | 50%
3381 | 100% | 50%
3382 | 100% | 50%
3383 | 100% | 50%
3384 | 100% | 50%
3385 | 100% | 50%
3386 | 100% | 50%
3387 | 100% | 50%
3388 | 100% | 50%
3389 | 100% | 50%
3390 | 100% | 50%
3391 | 100% | 50%
3392 | 100% | 50%
3393 | 100% | 50%
3394 | 100% | 50%
3395 | 100% | 50%
3396 | 100% | 50%
3397 | 100% | 50%
3398 | 100% | 50%
3399 | 100% | 50%
3400 | 100% | 50%
3401 | 100% | 50%
3402 | 100% | 50%
3403 | 100% | 50%
3404 | 100% | 50%
3405 | 100% | 50%
3406 | 100% | 50%
3407 | 100% | 50%
3408 | 100% | 50%
3409 | 100% | 50%
3410 | 100% | 50%
3411 | 100% | 50%
3412 | 100% | 50%
3413 | 100% | 50%
3414 | 100% | 50%
3415 | 100% | 50%
3416 | 100% | 50%
3417 | 100% | 50%
3418 | 100% | 50%
3419 | 100% | 50%
3420 | 100% | 50%
3421 | 100% | 50%
3422 | 100% | 50%
3423 | 100% | 50%
3424 | 100% | 50%
3425 | 100% | 50%
3426 | 100% | 50%
3427 | 100% | 50%
3428 | 100% | 50%
3429 | 100% | 50%
3430 | 100% | 50%
3431 | 100% | 50%
3432 | 100% | 50%
3433 | 100% | 50%
3434 | 100% | 50%
3435 | 100% | 50%
3436 | 100% | 50%
3437 | 100% | 50%
3438 | 100% | 50%
3439 | 100% | 50%
3440 | 100% | 50%
3441 | 100% | 50%
3442 | 100% | 50%
3443 | 100% | 50%
3444 | 100% | 50%
3445 | 100% | 50%
3446 | 100% | 50%
3447 | 100% | 50%
3448 | 100% | 50%
3449 | 100% | 50%
3450 | 100% | 50%
3451 | 100% | 50%
3452 | 100% | 50%
3453 | 100% | 50%
3454 | 100% | 50%
3455 | 100% | 50%
3456 | 100% | 50%
3457 | 100% | 50%
3458 | 100% | 50%
3459 | 100% | 50%
3460 | 100% | 50%
3461 | 100% | 50%
3462 | 100% | 50%
3463 | 100% | 50%
3464 | 100% | 50%
3465 | 100% | 50%
3466 | 100% | 50%
3467 | 100% | 50%
3468 | 100% | 50%
3469 | 100% | 50%
3470 | 100% | 50%
3471 | 100% | 50%
3472 | 100% | 50%
3473 | 100% | 50%
3474 | 100% | 50%
3475 | 100% | 50%
3476 | 100% | 50%
3477 | 100% | 50%
3478 | 100% | 50%
3479 | 100% | 50%
3480 | 100% | 50%
3481 | 100% | 50%
3482 | 100% | 50%
3483 | 100% | 50%
3484 | 100% | 50%
3485 | 100% | 50%
3486 | 100% | 50%
3487 | 100% | 50%
3488 | 100% | 50%
3489 | 100% | 50%
3490 | 100% | 50%
3491 | 100% | 50%
3492 | 100% | 50%
3493 | 100% | 50%
3494 | 100% | 50%
3495 | 100% | 50%
3496 | 100% | 50%
3497 | 100% | 50%
3498 | 100% | 50%
3499 | 100% | 50%
3500 | 100% | 50%
3501 | 100% | 50%
3502 | 100% | 50%
3503 | 100% | 50%
3504 | 100% | 50%
3505 | 100% | 50%
3506 | 100% | 50%
3507 | 100% | 50%
3508 | 100% | 50%
3509 | 100% | 50%
3510 | 100% | 50%
3511 | 100% | 50%
3512 | 100% | 50%
3513 | 100% | 50%
3514 | 100% | 50%
3515 | 100% | 50%
3516 | 100% | 50%
3517 | 100% | 50%
3518 | 100% | 50%
3519 | 100% | 50%
3520 | 100% | 50%
3521 | 100% | 50%
3522 | 100% | 50%
3523 | 100% | 50%
3524 | 100% | 50%
3525 | 100% | 50%
3526 | 100% | 50%
3527 | 100% | 50%
3528 | 100% | 50%
3529 | 100% | 50%
3530 | 100% | 50%
3531 | 100% | 50%
3532 | 100% | 50%
3533 | 100% | 50%
3534 | 100% | 50%
3535 | 100% | 50%
3536 | 100% | 50%
3537 | 100% | 50%
3538 | 100% | 50%
3539 | 100% | 50%
3540 | 100% | 50%
3541 | 100% | 50%
3542 | 100% | 50%
3543 | 100% | 50%
3544 | 100% | 50%
3545 | 100% | 50%
3546 | 100% | 50%
3547 | 100% | 50%
3548 | 100% | 50%
3549 | 100% | 50%
3550 | 100% | 50%
3551 | 100% | 50%
3552 | 100% | 50%
3553 | 100% | 50%
3554 | 100% | 50%
3555 | 100% | 50%
3556 | 100% | 50%
3557 | 100% | 50%
3558 | 100% | 50%
3559 | 100% | 50%
3560 | 100% | 50%
3561 | 100% | 50%
3562 | 100% | 50%
3563 | 100% | 50%
3564 | 100% | 50%
3565 | 100% | 50%
3566 | 100% | 50%
3567 | 100% | 50%
3568 | 100% | 50%
3569 | 100% | 50%
3570 | 100% | 50%
3571 | 100% | 50%
3572 | 100% | 50%
3573 | 100% | 50%
3574 | 100% | 50%
3575 | 100% | 50%
3576 | 100% | 50%
3577 | 100% | 50%
3578 | 100% | 50%
3579 | 100% | 50%
3580 | 100% | 50%
3581 | 100% | 50%
3582 | 100% | 50%
3583 | 100% | 50%
3584 | 100% | 50%
3585 | 100% | 50%
3586 | 100% | 50%
3587 | 100% | 50%
3588 | 100% | 50%
3589 | 100% | 50%
3590 | 100% | 50%
3591 | 100% | 50%
3592 | 100% | 50%
3593 | 100% | 50%
3594 | 100% | 50%
3595 | 100% | 50%
3596 | 100% | 50%
3597 | 100% | 50%
3598 | 100% | 50%
3599 | 100% | 50%
3600 | 100% | 50%
3601 | 100% | 50%
3602 | 100% | 50%
3603 | 100% | 50%
3604 | 100% | 50%
3605 | 100% | 50%
3606 | 100% | 50%
3607 | 100% | 50%
3608 | 100% | 50%
3609 | 100% | 50%
3610 | 100% | 50%
3611 | 100% | 50%
3612 | 100% | 50%
3613 | 100% | 50%
3614 | 100% | 50%
3615 | 100% | 50%
3616 | 100% | 50%
3617 | 100% | 50%
3618 | 100% | 50%
3619 | 100% | 50%
3620 | 100% | 50%
3621 | 100% | 50%
3622 | 100% | 50%
3623 | 100% | 50%
3624 | 100% | 50%
3625 | 100% | 50%
3626 | 100% | 50%
3627 | 100% | 50%
3628 | 100% | 50%
3629 | 100% | 50%
3630 | 100% | 50%
3631 | 100% | 50%
3632 | 100% | 50%
3633 | 100% | 50%
3634 | 100% | 50%
3635 | 100% | 50%
3636 | 100% | 50%
3637 | 100% | 50%
3638 | 100% | 50%
3639 | 100% | 50%
3640 | 100% | 50%
3641 | 100% | 50%
3642 | 100% | 50%
3643 | 100% | 50%
3644 | 100% | 50%
3645 | 100% | 50%
3646 | 100% | 50%
3647 | 100% | 50%
3648 | 100% | 50%
3649 | 100% | 50%
3650 | 100% | 50%
3651 | 100% | 50%
3652 | 100% | 50%
3653 | 100% | 50%
3654 | 100% | 50%
3655 | 100% | 50%
3656 | 100% | 50%
3657 | 100% | 50%
3658 | 100% | 50%
3659 | 100% | 50%
3660 | 100% | 50%
3661 | 100% | 50%
3662 | 100% | 50%
3663 | 100% | 50%
3664 | 100% | 50%
3665 | 100% | 50%
3666 | 100% | 50%
3667 | 100% | 50%
3668 | 100% | 50%
3669 | 100% | 50%
3670 | 100% | 50%
3671 | 100% | 50%
3672 | 100% | 50%
3673 | 100% | 50%
3674 | 100% | 50%
3675 | 100% | 50%
3676 | 100% | 50%
3677 | 100% | 50%
3678 | 100% | 50%
3679 | 100% | 50%
3680 | 100% | 50%
3681 | 100% | 50%
3682 | 100% | 50%
3683 | 100% | 50%
3684 | 100% | 50%
3685 | 100% | 50%
3686 | 100% | 50%
3687 | 100% | 50%
3688 | 100% | 50%
3689 | 100% | 50%
3690 | 100% | 50%
3691 | 100% | 50%
3692 | 100% | 50%
3693 | 100% | 50%
3694 | 100% | 50%
3695 | 100% | 50%
3696 | 100% | 50%
3697 | 100% | 50%
3698 | 100% | 50%
3699 | 100% | 50%
3700 | 100% | 50%
3701 | 100% | 50%
3702 | 100% | 50%
3703 | 100% | 50%
3704 | 100% | 50%
3705 | 100% | 50%
3706 | 100% | 50%
3707 | 100% | 50%
3708 | 100% | 50%
3709 | 100% | 50%
3710 | 100% | 50%
3711 | 100% | 50%
3712 | 100% | 50%
3713 | 100% | 50%
3714 | 100% | 50%
3715 | 100% | 50%
3716 | 100% | 50%
3717 | 100% | 50%
3718 | 100% | 50%
3719 | 100% | 50%
3720 | 100% | 50%
3721 | 100% | 50%
3722 | 100% | 50%
3723 | 100% | 50%
3724 | 100% | 50%
3725 | 100% | 50%
3726 | 100% | 50%
3727 | 100% | 50%
3728 | 100% | 50%
3729 | 100% | 50%
3730 | 100% | 50%
3731 | 100% | 50%
3732 | 100% | 50%
3733 | 100% | 50%
3734 | 100% | 50%
3735 | 100% | 50%
3736 | 100% | 50%
3737 | 100% | 50%
3738 | 100% | 50%
3739 | 100% | 50%
3740 | 100% | 50%
3741 | 100% | 50%
3742 | 100% | 50%
3743 | 100% | 50%
3744 | 100% | 50%
3745 | 100% | 50%
3746 | 100% | 50%
3747 | 100% | 50%
3748 | 100% | 50%
3749 | 100% | 50%
3750 | 100% | 50%
3751 | 100% | 50%
3752 | 100% | 50%
3753 | 100% | 50%
3754 | 100% | 50%
3755 | 100% | 50%
3756 | 100% | 50%
3757 | 100% | 50%
3758 | 100% | 50%
3759 | 100% | 50%
3760 | 100% | 50%
3761 | 100% | 50%
3762 | 100% | 50%
3763 | 100% | 50%
3764 | 100% | 50%
3765 | 100% | 50%
3766 | 100% | 50%
3767 | 100% | 50%
3768 | 100% | 50%
3769 | 100% | 50%
3770 | 100% | 50%
3771 | 100% | 50%
3772 | 100% | 50%
3773 | 100% | 50%
3774 | 100% | 50%
3775 | 100% | 50%
3776 | 100% | 50%
3777 | 100% | 50%
3778 | 100% | 50%
3779 | 100% | 50%
3780 | 100% | 50%
3781 | 100% | 50%
3782 | 100% | 50%
3783 | 100% | 50%
3784 | 100% | 50%
3785 | 100% | 50%
3786 | 100% | 50%
3787 | 100% | 50%
3788 | 100% | 50%
3789 | 100% | 50%
3790 | 100% | 50%
3791 | 100% | 50%
3792 | 100% | 50%
3793 | 100% | 50%
3794 | 100% | 50%
3795 | 100% | 50%
3796 | 100% | 50%
3797 | 100% | 50%
3798 | 100% | 50%
3799 | 100% | 50%
3800 | 100% | 50%
3801 | 100% | 50%
3802 | 100% | 50%
3803 | 100% | 50%
3804 | 100% | 50%
3805 | 100% | 50%
3806 | 100% | 50%
3807 | 100% | 50%
3808 | 100% | 50%
3809 | 100% | 50%
3810 | 100% | 50%
3811 | 100% | 50%
3812 | 100% | 50%
3813 | 100% | 50%
3814 | 100% | 50%
3815 | 100% | 50%
3816 | 100% | 50%
3817 | 100% | 50%
3818 | 100% | 50%
3819 | 100% | 50%
3820 | 100% | 50%
3821 | 100% | 50%
3822 | 100% | 50%
3823 | 100% | 50%
3824 | 100% | 50%
3825 | 100% | 50%
3826 | 100% | 50%
3827 | 100% | 50%
3828 | 100% | 50%
3829 | 100% | 50%
3830 | 100% | 50%
3831 | 100% | 50%
3832 | 100% | 50%
3833 | 100% | 50%
3834 | 100% | 50%
3835 | 100% | 50%
3836 | 100% | 50%
3837 | 100% | 50%
3838 | 100% | 50%
3839 | 100% | 50%
3840 | 100% | 50%
3841 | 100% | 50%
3842 | 100% | 50%
3843 | 100% | 50%
3844 | 100% | 50%
3845 | 100% | 50%
3846 | 100% | 50%
3847 | 100% | 50%
3848 | 100% | 50%
3849 | 100% | 50%
3850 | 100% | 50%
3851 | 100% | 50%
3852 | 100% | 50%
3853 | 100% | 50%
3854 | 100% | 50%
3855 | 100% | 50%
3856 | 100% | 50%
3857 | 100% | 50%
3858 | 100% | 50%
3859 | 100% | 50%
3860 | 100% | 50%
3861 | 100% | 50%
3862 | 100% | 50%
3863 | 100% | 50%
3864 | 100% | 50%
3865 | 100% | 50%
3866 | 100% | 50%
3867 | 100% | 50%
3868 | 100% | 50%
3869 | 100% | 50%
3870 | 100% | 50%
3871 | 100% | 50%
3872 | 100% | 50%
3873 | 100% | 50%
3874 | 100% | 50%
3875 | 100% | 50%
3876 | 100% | 50%
3877 | 100% | 50%
3878 | 100% | 50%
3879 | 100% | 50%
3880 | 100% | 50%
3881 | 100% | 50%
3882 | 100% | 50%
3883 | 100% | 50%
3884 | 100% | 50%
3885 | 100% | 50%
3886 | 100% | 50%
3887 | 100% | 50%
3888 | 100% | 50%
3889 | 100% | 50%
3890 | 100% | 50%
3891 | 100% | 50%
3892 | 100% | 50%
3893 | 100% | 50%
3894 | 100% | 50%
3895 | 100% | 50%
3896 | 100% | 50%
3897 | 100% | 50%
3898 | 100% | 50%
3899 | 100% | 50%
3900 | 100% | 50%
3901 | 100% | 50%
3902 | 100% | 50%
3903 | 100% | 50%
3904 | 100% | 50%
3905 | 100% | 50%
3906 | 100% | 50%
3907 | 100% | 50%
3908 | 100% | 50%
3909 | 100% | 50%
3910 | 100% | 50%
3911 | 100% | 50%
3912 | 100% | 50%
3913 | 100% | 50%
3914 | 100% | 50%
3915 | 100% | 50%
3916 | 100% | 50%
3917 | 100% | 50%
3918 | 100% | 50%
3919 | 100% | 50%
3920 | 100% | 50%
3921 | 100% | 50%
3922 | 100% | 50%
3923 | 100% | 50%
3924 | 100% | 50%
3925 | 100% | 50%
3926 | 100% | 50%
3927 | 100% | 50%
3928 | 100% | 50%
3929 | 100% | 50%
3930 | 100% | 50%
3931 | 100% | 50%
3932 | 100% | 50%
3933 | 100% | 50%
3934 | 100% | 50%
3935 | 100% | 50%
3936 | 100% | 50%
3937 | 100% | 50%
3938 | 100% | 50%
3939 | 100% | 50%
3940 | 100% | 50%
3941 | 100% | 50%
3942 | 100% | 50%
3943 | 100% | 50%
3944 | 100% | 50%
3945 | 100% | 50%
3946 | 100% | 50%
3947 | 100% | 50%
3948 | 100% | 50%
3949 | 100% | 50%
3950 | 100% | 50%
3951 | 100% | 50%
3952 | 100% | 50%
3953 | 100% | 50%
3954 | 100% | 50%
3955 | 100% | 50%
3956 | 100% | 50%
3957 | 100% | 50%
3958 | 100% | 50%
3959 | 100% | 50%
3960 | 100% | 50%
3961 | 100% | 50%
3962 | 100% | 50%
3963 | 100% | 50%
3964 | 100% | 50%
3965 | 100% | 50%
3966 | 100% | 50%
3967 | 100% | 50%
3968 | 100% | 50%
3969 | 100% | 50%
3970 | 100% | 50%
3971 | 100% | 50%
3972 | 100% | 50%
3973 | 100% | 50%
3974 | 100% | 50%
3975 | 100% | 50%
3976 | 100% | 50%
3977 | 100% | 50%
3978 | 100% | 50%
3979 | 100% | 50%
3980 | 100% | 50%
3981 | 100% | 50%
3982 | 100% | 50%
3983 | 100% | 50%
3984 | 100% | 50%
3985 | 100% | 50%
3986 | 100% | 50%
3987 | 100% | 50%
3988 | 100% | 50%
3989 | 100% | 50%
3990 | 100% | 50%
3991 | 100% | 50%
3992 | 100% | 50%
3993 | 100% | 50%
3994 | 100% | 50%
3995 | 100% | 50%
3996 | 100% | 50%
3997 | 100% | 50%
3998 | 100% | 50%
3999 | 100% | 50%
4000 | 100% | 50%
4001 | 100% | 50%
4002 | 100% | 50%
4003 | 100% | 50%
4004 | 100% | 50%
4005 | 100% | 50%
4006 | 100% | 50%
4007 | 100% | 50%
4008 | 100% | 50%
4009 | 100% | 50%
4010 | 100% | 50%
4011 | 100% | 50%
4012 | 100% | 50%
4013 | 100% | 50%
4014 | 100% | 50%
4015 | 100% | 50%
4016 | 100% | 50%
4017 | 100% | 50%
4018 | 100% | 50%
4019 | 100% | 50%
4020 | 100% | 50%
4021 | 100% | 50%
4022 | 100% | 50%
4023 | 100% | 50%
4024 | 100% | 50%
4025 | 100% | 50%
4026 | 100% | 50%
4027 | 100% | 50%
4028 | 100% | 50%
4029 | 100% | 50%
4030 | 100% | 50%
4031 | 100% | 50%
4032 | 100% | 50%
4033 | 100% | 50%
4034 | 100% | 50%
4035 | 100% | 50%
4036 | 100% | 50%
4037 | 100% | 50%
4038 | 100% | 50%
4039 | 100% | 50%
4040 | 100% | 50%
4041 | 100% | 50%
4042 | 100% | 50%
4043 | 100% | 50%
4044 | 100% | 50%
4045 | 100% | 50%
4046 | 100% | 50%
4047 | 100% | 50%
4048 | 100% | 50%
4049 | 100% | 50%
4050 | 100% | 50%
4051 | 100% | 50%
4052 | 100% | 50%
4053 | 100% | 50%
4054 | 100% | 50%
4055 | 100% | 50%
4056 | 100% | 50%
4057 | 100% | 50%
4058 | 100% | 50%
4059 | 100% | 50%
4060 | 100% | 50%
4061 | 100% | 50%
4062 | 100% | 50%
4063 | 100% | 50%
4064 | 100% | 50%
4065 | 100% | 50%
4066 | 100% | 50%
4067 | 100% | 50%
4068 | 100% | 50%
4069 | 100% | 50%
4070 | 100% | 50%
4071 | 100% | 50%
4072 | 100% | 50%
4073 | 100% | 50%
4074 | 100% | 50%
4075 | 100% | 50%
4076 | 100% | 50%
4077 | 100% | 50%
4078 | 100% | 50%
4079 | 100% | 50%
4080 | 100% | 50%
4081 | 100% | 50%
4082 | 100% | 50%
4083 | 100% | 50%
4084 | 100% | 50%
4085 | 100% | 50%
4086 | 100% | 50%
4087 | 100% | 50%
4088 | 100% | 50%
4089 | 100% | 50%
4090 | 100% | 50%
4091 | 100% | 50%
4092 | 100% | 50%
4093 | 100% | 50%
4094 | 100% | 50%
4095 | 100% | 50%
4096 | 100% | 50%
4097 | 100% | 50%
4098 | 100% | 50%
4099 | 100% | 50%
4100 | 100% | 50%
4101 | 100% | 50%
4102 | 100% | 50%
4103 | 100% | 50%
4104 | 100% | 50%
4105 | 100% | 50%
4106 | 100% | 50%
4107 | 100% | 50%
4108 | 100% | 50%
4109 | 100% | 50%
4110 | 100% | 50%
4111 | 100% | 50%
4112 | 100% | 50%
4113 | 100% | 50%
4114 | 100% | 50%
4115 | 100% | 50%
4116 | 100% | 50%
4117 | 100% | 50%
4118 | 100% | 50%
4119 | 100% | 50%
4120 | 100% | 50%
4121 | 100% | 50%
4122 | 100% | 50%
4123 | 100% | 50%
4124 | 100% | 50%
4125 | 100% | 50%
4126 | 100% | 50%
4127 | 100% | 50%
4128 | 100% | 50%
4129 | 100% | 50%
4130 | 100% | 50%
4131 | 100% | 50%
4132 | 100% | 50%
4133 | 100% | 50%
4134 | 100% | 50%
4135 | 100% | 50%
4136 | 100% | 50%
4137 | 100% | 50%
4138 | 100% | 50%
4139 | 100% | 50%
4140 | 100% | 50%
4141 | 100% | 50%
4142 | 100% | 50%
4143 | 100% | 50%
4144 | 100% | 50%
4145 | 100% | 50%
4146 | 100% | 50%
4147 | 100% | 50%
4148 | 100% | 50%
4149 | 100% | 50%
4150 | 100% | 50%
4151 | 100% | 50%
4152 | 100% | 50%
4153 | 100% | 50%
4154 | 100% | 50%
4155 | 100% | 50%
4156 | 100% | 50%
4157 | 100% | 50%
4158 | 100% | 50%
4159 | 100% | 50%
4160 | 100% | 50%
4161 | 100% | 50%
4162 | 100% | 50%
4163 | 100% | 50%
4164 | 100% | 50%
4165 | 100% | 50%
4166 | 100% | 50%
4167 | 100% | 50%
4168 | 100% | 50%
4169 | 100% | 50%
4170 | 100% | 50%
4171 | 100% | 50%
4172 | 100% | 50%
4173 | 100% | 50%
4174 | 100% | 50%
4175 | 100% | 50%
4176 | 100% | 50%
4177 | 100% | 50%
4178 | 100% | 50%
4179 | 100% | 50%
4180 | 100% | 50%
4181 | 100% | 50%
4182 | 100% | 50%
4183 | 100% | 50%
4184 | 100% | 50%
4185 | 100% | 50%
4186 | 100% | 50%
4187 | 100% | 50%
4188 | 100% | 50%
4189 | 100% | 50%
4190 | 100% | 50%
4191 | 100% | 50%
4192 | 100% | 50%
4193 | 100% | 50%
4194 | 100% | 50%
4195 | 100% | 50%
4196 | 100% | 50%
4197 | 100% | 50%
4198 | 100% | 50%
4199 | 100% | 50%
4200 | 100% | 50%
4201 | 100% | 50%
4202 | 100% | 50%
4203 | 100% | 50%
4204 | 100% | 50%
4205 | 100% | 50%
4206 | 100% | 50%
4207 | 100% | 50%
4208 | 100% | 50%
4209 | 100% | 50%
4210 | 100% | 50%
4211 | 100% | 50%
4212 | 100% | 50%
4213 | 100% | 50%
4214 | 100% | 50%
4215 | 100% | 50%
4216 | 100% | 50%
4217 | 100% | 50%
4218 | 100% | 50%
4219 | 100% | 50%
4220 | 100% | 50%
4221 | 100% | 50%
4222 | 100% | 50%
4223 | 100% | 50%
4224 | 100% | 50%
4225 | 100% | 50%
4226 | 100% | 50%
4227 | 100% | 50%
4228 | 100% | 50%
4229 | 100% | 50%
4230 | 100% | 50%
4231 | 100% | 50%
4232 | 100% | 50%
4233 | 100% | 50%
4234 | 100% | 50%
4235 | 100% | 50%
4236 | 100% | 50%
4237 | 100% | 50%
4238 | 100% | 50%
4239 | 100% | 50%
4240 | 100% | 50%
4241 | 100% | 50%
4242 | 100% | 50%
4243 | 100% | 50%
4244 | 100% | 50%
4245 | 100% | 50%
4246 | 100% | 50%
4247 | 100% | 50%
4248 | 100% | 50%
4249 | 100% | 50%
4250 | 100% | 50%
4251 | 100% | 50%
4252 | 100% | 50%
4253 | 100% | 50%
4254 | 100% | 50%
4255 | 100% | 50%
4256 | 100% | 50%
4257 | 100% | 50%
4258 | 100% | 50%
4259 | 100% | 50%
4260 | 100% | 50%
4261 | 100% | 50%
4262 | 100% | 50%
4263 | 100% | 50%
4264 | 100% | 50%
4265 | 100% | 50%
4266 | 100% | 50%
4267 | 100% | 50%
4268 | 100% | 50%
4269 | 100% | 50%
4270 | 100% | 50%
4271 | 100% | 50%
4272 | 100% | 50%
4273 | 100% | 50%
4274 | 100% | 50%
4275 | 100% | 50%
4276 | 100% | 50%
4277 | 100% | 50%
4278 | 100% | 50%
4279 | 100% | 50%
4280 | 100% | 50%
4281 | 100% | 50%
4282 | 100% | 50%
4283 | 100% | 50%
4284 | 100% | 50%
4285 | 100% | 50%
4286 | 100% | 50%
4287 | 100% | 50%
4288 | 100% | 50%
4289 | 100% | 50%
4290 | 100% | 50%
4291 | 100% | 50%
4292 | 100% | 50%
4293 | 100% | 50%
4294 | 100% | 50%
4295 | 100% | 50%
4296 | 100% | 50%
4297 | 100% | 50%
4298 | 100% | 50%
4299 | 100% | 50%
4300 | 100% | 50%
4301 | 100% | 50%
4302 | 100% | 50%
4303 | 100% | 50%
4304 | 100% | 50%
4305 | 100% | 50%
4306 | 100% | 50%
4307 | 100% | 50%
4308 | 100% | 50%
4309 | 100% | 50%
4310 | 100% | 50%
4311 | 100% | 50%
4312 | 100% | 50%
4313 | 100% | 50%
4314 | 100% | 50%
4315 | 100% | 50%
4316 | 100% | 50%
4317 | 100% | 50%
4318 | 100% | 50%
4319 | 100% | 50%
4320 | 100% | 50%
4321 | 100% | 50%
4322 | 100% | 50%
4323 | 100% | 50%
4324 | 100% | 50%
4325 | 100% | 50%
4326 | 100% | 50%
4327 | 100% | 50%
4328 | 100% | 50%
4329 | 100% | 50%
4330 | 100% | 50%
4331 | 100% | 50%
4332 | 100% | 50%
4333 | 100% | 50%
4334 | 100% | 50%
4335 | 100% | 50%
4336 | 100% | 50%
4337 | 100% | 50%
4338 | 100% | 50%
4339 | 100% | 50%
4340 | 100% | 50%
4341 | 100% | 50%
4342 | 100% | 50%
4343 | 100% | 50%
4344 | 100% | 50%
4345 | 100% | 50%
4346 | 100% | 50%
4347 | 100% | 50%
4348 | 100% | 50%
4349 | 100% | 50%
4350 | 100% | 50%
4351 | 100% | 50%
4352 | 100% | 50%
4353 | 100% | 50%
4354 | 100% | 50%
4355 | 100% | 50%
4356 | 100% | 50%
4357 | 100% | 50%
4358 | 100% | 50%
4359 | 100% | 50%
4360 | 100% | 50%
4361 | 100% | 50%
4362 | 100% | 50%
4363 | 100% | 50%
4364 | 100% | 50%
4365 | 100% | 50%
4366 | 100% | 50%
4367 | 100% | 50%
4368 | 100% | 50%
4369 | 100% | 50%
4370 | 100% | 50%
4371 | 100% | 50%
4372 | 100% | 50%
4373 | 100% | 50%
4374 | 100% | 50%
4375 | 100% | 50%
4376 | 100% | 50%
4377 | 100% | 50%
4378 | 100% | 50%
4379 | 100% | 50%
4380 | 100% | 50%
4381 | 100% | 50%
4382 | 100% | 50%
4383 | 100% | 50%
4384 | 100% | 50%
4385 | 100% | 50%
4386 | 100% | 50%
4387 | 100% | 50%
4388 | 100% | 50%
4389 | 100% | 50%
4390 | 100% | 50%
4391 | 100% | 50%
4392 | 100% | 50%
4393 | 100% | 50%
4394 | 100% | 50%
4395 | 100% | 50%
4396 | 100% | 50%
4397 | 100% | 50%
4398 | 100% | 50%
4399 | 100% | 50%
4400 | 100% | 50%
4401 | 100% | 50%
4402 | 100% | 50%
4403 | 100% | 50%
4404 | 100% | 50%
4405 | 100% | 50%
4406 | 100% | 50%
4407 | 100% | 50%
4408 | 100% | 50%
4409 | 100% | 50%
4410 | 100% | 50%
4411 | 100% | 50%
4412 | 100% | 50%
4413 | 100% | 50%
4414 | 100% | 50%
4415 | 100% | 50%
4416 | 100% | 50%
4417 | 100% | 50%
4418 | 100% | 50%
4419 | 100% | 50%
4420 | 100% | 50%
4421 | 100% | 50%
4422 | 100% | 50%
4423 | 100% | 50%
4424 | 100% | 50%
4425 | 100% | 50%
4426 | 100% | 50%
4427 | 100% | 50%
4428 | 100% | 50%
4429 | 100% | 50%
4430 | 100% | 50%
4431 | 100% | 50%
4432 | 100% | 50%
4433 | 100% | 50%
4434 | 100% | 50%
4435 | 100% | 50%
4436 | 100% | 50%
4437 | 100% | 50%
4438 | 100% | 50%
4439 | 100% | 50%
4440 | 100% | 50%
4441 | 100% | 50%
4442 | 100% | 50%
4443 | 100% | 50%
4444 | 100% | 50%
4445 | 100% | 50%
4446 | 100% | 50%
4447 | 100% | 50%
4448 | 100% | 50%
4449 | 100% | 50%
4450 | 100% | 50%
4451 | 100% | 50%
4452 | 100% | 50%
4453 | 100% | 50%
4454 | 100% | 50%
4455 | 100% | 50%
4456 | 100% | 50%
4457 | 100% | 50%
4458 | 100% | 50%
4459 | 100% | 50%
4460 | 100% | 50%
4461 | 100% | 50%
4462 | 100% | 50%
4463 | 100% | 50%
4464 | 100% | 50%
4465 | 100% | 50%
4466 | 100% | 50%
4467 | 100% | 50%
4468 | 100% | 50%
4469 | 100% | 50%
4470 | 100% | 50%
4471 | 100% | 50%
4472 | 100% | 50%
4473 | 100% | 50%
4474 | 100% | 50%
4475 | 100% | 50%
4476 | 100% | 50%
4477 | 100% | 50%
4478 | 100% | 50%
4479 | 100% | 50%
4480 | 100% | 50%
4481 | 100% | 50%
4482 | 100% | 50%
4483 | 100% | 50%
4484 | 100% | 50%
4485 | 100% | 50%
4486 | 100% | 50%
4487 | 100% | 50%
4488 | 100% | 50%
4489 | 100% | 50%
4490 | 100% | 50%
4491 | 100% | 50%
4492 | 100% | 50%
4493 | 100% | 50%
4494 | 100% | 50%
4495 | 100% | 50%
4496 | 100% | 50%
4497 | 100% | 50%
4498 | 100% | 50%
4499 | 100% | 50%
4500 | 100% | 50%
4501 | 100% | 50%
4502 | 100% | 50%
4503 | 100% | 50%
4504 | 100% | 50%
4505 | 100% | 50%
4506 | 100% | 50%
4507 | 100% | 50%
4508 | 100% | 50%
4509 | 100% | 50%
4510 | 100% | 50%
4511 | 100% | 50%
4512 | 100% | 50%
4513 | 100% | 50%
4514 | 100% | 50%
4515 | 100% | 50%
4516 | 100% | 50%
4517 | 100% | 50%
4518 | 100% | 50%
4519 | 100% | 50%
4520 | 100% | 50%
4521 | 100% | 50%
4522 | 100% | 50%
4523 | 100% | 50%
4524 | 100% | 50%
4525 | 100% | 50%
4526 | 100% | 50%
4527 | 100% | 50%
4528 | 100% | 50%
4529 | 100% | 50%
4530 | 100% | 50%
4531 | 100% | 50%
4532 | 100% | 50%
4533 | 100% | 50%
4534 | 100% | 50%
4535 | 100% | 50%
4536 | 100% | 50%
4537 | 100% | 50%
4538 | 100% | 50%
4539 | 100% | 50%
4540 | 100% | 50%
4541 | 100% | 50%
4542 | 100% | 50%
4543 | 100% | 50%
4544 | 100% | 50%
4545 | 100% | 50%
4546 | 100% | 50%
4547 | 100% | 50%
4548 | 100% | 50%
4549 | 100% | 50%
4550 | 100% | 50%
4551 | 100% | 50%
4552 | 100% | 50%
4553 | 100% | 50%
4554 | 100% | 50%
4555 | 100% | 50%
4556 | 100% | 50%
4557 | 100% | 50%
4558 | 100% | 50%
4559 | 100% | 50%
4560 | 100% | 50%
4561 | 100% | 50%
4562 | 100% | 50%
4563 | 100% | 50%
4564 | 100% | 50%
4565 | 100% | 50%
4566 | 100% | 50%
4567 | 100% | 50%
4568 | 100% | 50%
4569 | 100% | 50%
4570 | 100% | 50%
4571 | 100% | 50%
4572 | 100% | 50%
4573 | 100% | 50%
4574 | 100% | 50%
4575 | 100% | 50%
4576 | 100% | 50%
4577 | 100% | 50%
4578 | 100% | 50%
4579 | 100% | 50%
4580 | 100% | 50%
4581 | 100% | 50%
4582 | 100% | 50%
4583 | 100% | 50%
4584 | 100% | 50%
4585 | 100% | 50%
4586 | 100% | 50%
4587 | 100% | 50%
4588 | 100% | 50%
4589 | 100% | 50%
4590 | 100% | 50%
4591 | 100% | 50%
4592 | 100% | 50%
4593 | 100% | 50%
4594 | 100% | 50%
4595 | 100% | 50%
4596 | 100% | 50%
4597 | 100% | 50%
4598 | 100% | 50%
4599 | 100% | 50%
4600 | 100% | 50%
4601 | 100% | 50%
4602 | 100% | 50%
4603 | 100% | 50%
4604 | 100% | 50%
4605 | 100% | 50%
4606 | 100% | 50%
4607 | 100% | 50%
4608 | 100% | 50%
4609 | 100% | 50%
4610 | 100% | 50%
4611 | 100% | 50%
4612 | 100% | 50%
4613 | 100% | 50%
4614 | 100% | 50%
4615 | 100% | 50%
4616 | 100% | 50%
4617 | 100% | 50%
4618 | 100% | 50%
4619 | 100% | 50%
4620 | 100% | 50%
4621 | 100% | 50%
4622 | 100% | 50%
4623 | 100% | 50%
4624 | 100% | 50%
4625 | 100% | 50%
4626 | 100% | 50%
4627 | 100% | 50%
4628 | 100% | 50%
4629 | 100% | 50%
4630 | 100% | 50%
4631 | 100% | 50%
4632 | 100% | 50%
4633 | 100% | 50%
4634 | 100% | 50%
4635 | 100% | 50%
4636 | 100% | 50%
4637 | 100% | 50%
4638 | 100% | 50%
4639 | 100% | 50%
4640 | 100% | 50%
4641 | 100% | 50%
4642 | 100% | 50%
4643 | 100% | 50%
4644 | 100% | 50%
4645 | 100% | 50%
4646 | 100% | 50%
4647 | 100% | 50%
4648 | 100% | 50%
4649 | 100% | 50%
4650 | 100% | 50%
4651 | 100% | 50%
4652 | 100% | 50%
4653 | 100% | 50%
4654 | 100% | 50%
4655 | 100% | 50%
4656 | 100% | 50%
4657 | 100% | 50%
4658 | 100% | 50%
4659 | 100% | 50%
4660 | 100% | 50%
4661 | 100% | 50%
4662 | 100% | 50%
4663 | 100% | 50%
4664 | 100% | 50%
4665 | 100% | 50%
4666 | 100% | 50%
4667 | 100% | 50%
4668 | 100% | 50%
4669 | 100% | 50%
4670 | 100% | 50%
4671 | 100% | 50%
4672 | 100% | 50%
4673 | 100% | 50%
4674 | 100% | 50%
4675 | 100% | 50%
4676 | 100% | 50%
4677 | 100% | 50%
4678 | 100% | 50%
4679 | 100% | 50%
4680 | 100% | 50%
4681 | 100% | 50%
4682 | 100% | 50%
4683 | 100% | 50%
4684 | 100% | 50%
4685 | 100% | 50%
4686 | 100% | 50%
4687 | 100% | 50%
4688 | 100% | 50%
4689 | 100% | 50%
4690 | 100% | 50%
4691 | 100% | 50%
4692 | 100% | 50%
4693 | 100% | 50%
4694 | 100% | 50%
4695 | 100% | 50%
4696 | 100% | 50%
4697 | 100% | 50%
4698 | 100% | 50%
4699 | 100% | 50%
4700 | 100% | 50%
4701 | 100% | 50%
4702 | 100% | 50%
4703 | 100% | 50%
4704 | 100% | 50%
4705 | 100% | 50%
4706 | 100% | 50%
4707 | 100% | 50%
4708 | 100% | 50%
4709 | 100% | 50%
4710 | 100% | 50%
4711 | 100% | 50%
4712 | 100% | 50%
4713 | 100% | 50%
4714 | 100% | 50%
4715 | 100% | 50%
4716 | 100% | 50%
4717 | 100% | 50%
4718 | 100% | 50%
4719 | 100% | 50%
4720 | 100% | 50%
4721 | 100% | 50%
4722 | 100% | 50%
4723 | 100% | 50%
4724 | 100% | 50%
4725 | 100% | 50%
4726 | 100% | 50%
4727 | 100% | 50%
4728 | 100% | 50%
4729 | 100% | 50%
4730 | 100% | 50%
4731 | 100% | 50%
4732 | 100% | 50%
4733 | 100% | 50%
4734 | 100% | 50%
4735 | 100% | 50%
4736 | 100% | 50%
4737 | 100% | 50%
4738 | 100% | 50%
4739 | 100% | 50%
4740 | 100% | 50%
4741 | 100% | 50%
4742 | 100% | 50%
4743 | 100% | 50%
4744 | 100% | 50%
4745 | 100% | 50%
4746 | 100% | 50%
4747 | 100% | 50%
4748 | 100% | 50%
4749 | 100% | 50%
4750 | 100% | 50%
4751 | 100% | 50%
4752 | 100% | 50%
4753 | 100% | 50%
4754 | 100% | 50%
4755 | 100% | 50%
4756 | 100% | 50%
4757 | 100% | 50%
4758 | 100% | 50%
4759 | 100% | 50%
4760 | 100% | 50%
4761 | 100% | 50%
4762 | 100% | 50%
4763 | 100% | 50%
4764 | 100% | 50%
4765 | 100% | 50%
4766 | 100% | 50%
4767 | 100% | 50%
4768 | 100% | 50%
4769 | 100% | 50%
4770 | 100% | 50%
4771 | 100% | 50%
4772 | 100% | 50%
4773 | 100% | 50%
4774 | 100% | 50%
4775 | 100% | 50%
4776 | 100% | 50%
4777 | 100% | 50%
4778 | 100% | 50%
4779 | 100% | 50%
4780 | 100% | 50%
4781 | 100% | 50%
4782 | 100% | 50%
4783 | 100% | 50%
4784 | 100% | 50%
4785 | 100% | 50%
4786 | 100% | 50%
4787 | 100% | 50%
4788 | 100% | 50%
4789 | 100% | 50%
4790 | 100% | 50%
4791 | 100% | 50%
4792 | 100% | 50%
4793 | 100% | 50%
4794 | 100% | 50%
4795 | 100% | 50%
4796 | 100% | 50%
4797 | 100% | 50%
4798 | 100% | 50%
4799 | 100% | 50%
4800 | 100% | 50%
4801 | 100% | 50%
4802 | 100% | 50%
4803 | 100% | 50%
4804 | 100% | 50%
4805 | 100% | 50%
4806 | 100% | 50%
4807 | 100% | 50%
4808 | 100% | 50%
4809 | 100% | 50%
4810 | 100% | 50%
4811 | 100% | 50%
4812 | 100% | 50%
4813 | 100% | 50%
4814 | 100% | 50%
4815 | 100% | 50%
4816 | 100% | 50%
4817 | 100% | 50%
4818 | 100% | 50%
4819 | 100% | 50%
4820 | 100% | 50%
4821 | 100% | 50%
4822 | 100% | 50%
4823 | 100% | 50%
4824 | 100% | 50%
4825 | 100% | 50%
4826 | 100% | 50%
4827 | 100% | 50%
4828 | 100% | 50%
4829 | 100% | 50%
4830 | 100% | 50%
4831 | 100% | 50%
4832 | 100% | 50%
4833 | 100% | 50%
4834 | 100% | 50%
4835 | 100% | 50%
4836 | 100% | 50%
4837 | 100% | 50%
4838 | 100% | 50%
4839 | 100% | 50%
4840 | 100% | 50%
4841 | 100% | 50%
4842 | 100% | 50%
4843 | 100% | 50%
4844 | 100% | 50%
4845 | 100% | 50%
4846 | 100% | 50%
4847 | 100% | 50%
4848 | 100% | 50%
4849 | 100% | 50%
4850 | 100% | 50%
4851 | 100% | 50%
4852 | 100% | 50%
4853 | 100% | 50%
4854 | 100% | 50%
4855 | 100% | 50%
4856 | 100% | 50%
4857 | 100% | 50%
4858 | 100% | 50%
4859 | 100% | 50%
4860 | 100% | 50%
4861 | 100% | 50%
4862 | 100% | 50%
4863 | 100% | 50%
4864 | 100% | 50%
4865 | 100% | 50%
4866 | 100% | 50%
4867 | 100% | 50%
4868 | 100% | 50%
4869 | 100% | 50%
4870 | 100% | 50%
4871 | 100% | 50%
4872 | 100% | 50%
4873 | 100% | 50%
4874 | 100% | 50%
4875 | 100% | 50%
4876 | 100% | 50%
4877 | 100% | 50%
4878 | 100% | 50%
4879 | 100% | 50%
4880 | 100% | 50%
4881 | 100% | 50%
4882 | 100% | 50%
4883 | 100% | 50%
4884 | 100% | 50%
4885 | 100% | 50%
4886 | 100% | 50%
4887 | 100% | 50%
4888 | 100% | 50%
4889 | 100% | 50%
4890 | 100% | 50%
4891 | 100% | 50%
4892 | 100% | 50%
4893 | 100% | 50%
4894 | 100% | 50%
4895 | 100% | 50%
4896 | 100% | 50%
4897 | 100% | 50%
4898 | 100% | 50%
4899 | 100% | 50%
4900 | 100% | 50%
4901 | 100% | 50%
4902 | 100% | 50%
4903 | 100% | 50%
4904 | 100% | 50%
4905 | 100% | 50%
4906 | 100% | 50%
4907 | 100% | 50%
4908 | 100% | 50%
4909 | 100% | 50%
4910 | 100% | 50%
4911 | 100% | 50%
4912 | 100% | 50%
4913 | 100% | 50%
4914 | 100% | 50%
4915 | 100% | 50%
4916 | 100% | 50%
4917 | 100% | 50%
4918 | 100% | 50%
4919 | 100% | 50%
4920 | 100% | 50%
4921 | 100% | 50%
4922 | 100% | 50%
4923 | 100% | 50%
4924 | 100% | 50%
4925 | 100% | 50%
4926 | 100% | 50%
4927 | 100% | 50%
4928 | 100% | 50%
4929 | 100% | 50%
4930 | 100% | 50%
4931 | 100% | 50%
4932 | 100% | 50%
4933 | 100% | 50%
4934 | 100% | 50%
4935 | 100% | 50%
4936 | 100% | 50%
4937 | 100% | 50%
4938 | 100% | 50%
4939 | 100% | 50%
4940 | 100% | 50%
4941 | 100% | 50%
4942 | 100% | 50%
4943 | 100% | 50%
4944 | 100% | 50%
4945 | 100% | 50%
4946 | 100% | 50%
4947 | 100% | 50%
4948 | 100% | 50%
4949 | 100% | 50%
4950 | 100% | 50%
4951 | 100% | 50%
4952 | 100% | 50%
4953 | 100% | 50%
4954 | 100% | 50%
4955 | 100% | 50%
4956 | 100% | 50%
4957 | 100% | 50%
4958 | 100% | 50%
4959 | 100% | 50%
4960 | 100% | 50%
4961 | 100% | 50%
4962 | 100% | 50%
4963 | 100% | 50%
4964 | 100% | 50%
4965 | 100% | 50%
4966 | 100% | 50%
4967 | 100% | 50%
4968 | 100% | 50%
4969 | 100% | 50%
4970 | 100% | 50%
4971 | 100% | 50%
4972 | 100% | 50%
4973 | 100% | 50%
4974 | 100% | 50%
4975 | 100% | 50%
4976 | 100% | 50%
4977 | 100% | 50%
4978 | 100% | 50%
4979 | 100% | 50%
4980 | 100% | 50%
4981 | 100% | 50%
4982 | 100% | 50%
4983 | 100% | 50%
4984 | 100% | 50%
4985 | 100% | 50%
4986 | 100% | 50%
4987 | 100% | 50%
4988 | 100% | 50%
4989 | 100% | 50%
4990 | 100% | 50%
4991 | 100% | 50%
4992 | 100% | 50%
4993 | 100% | 50%
4994 | 100% | 50%
4995 | 100% | 50%
4996 | 100% | 50%
4997 | 100% | 50%
4998 | 100% | 50%
4999 | 100% | 50%
5000 | 100% | 50%
5001 | 100% | 50%
5002 | 100% | 50%
5003 | 100% | 50%
5004 | 100% | 50%
5005 | 100% | 50%
5006 | 100% | 50%
5007 | 100% | 50%
5008 | 100% | 50%
5009 | 100% | 50%
5010 | 100% | 50%
5011 | 100% | 50%
5012 | 100% | 50%
5013 | 100% | 50%
5014 | 100% | 50%
5015 | 100% | 50%
5016 | 100% | 50%
5017 | 100% | 50%
5018 | 100% | 50%
5019 | 100% | 50%
5020 | 100% | 50%
5021 | 100% | 50%
5022 | 100% | 50%
5023 | 100% | 50%
5024 | 100% | 50%
5025 | 100% | 50%
5026 | 100% | 50%
5027 | 100% | 50%
5028 | 100% | 50%
5029 | 100% | 50%
5030 | 100% | 50%
5031 | 100% | 50%
5032 | 100% | 50%
5033 | 100% | 50%
5034 | 100% | 50%
5035 | 100% | 50%
5036 | 100% | 50%
5037 | 100% | 50%
5038 | 100% | 50%
5039 | 100% | 50%
5040 | 100% | 50%
5041 | 100% | 50%
5042 | 100% | 50%
5043 | 100% | 50%
5044 | 100% | 50%
5045 | 100% | 50%
5046 | 100% | 50%
5047 | 100% | 50%
5048 | 100% | 50%
5049 | 100% | 50%
5050 | 100% | 50%
5051 | 100% | 50%
5052 | 100% | 50%
5053 | 100% | 50%
5054 | 100% | 50%
5055 | 100% | 50%
5056 | 100% | 50%
5057 | 100% | 50%
5058 | 100% | 50%
5059 | 100% | 50%
5060 | 100% | 50%
5061 | 100% | 50%
5062 | 100% | 50%
5063 | 100% | 50%
5064 | 100% | 50%
5065 | 100% | 50%
5066 | 100% | 50%
5067 | 100% | 50%
5068 | 100% | 50%
5069 | 100% | 50%
5070 | 100% | 50%
5071 | 100% | 50%
5072 | 100% | 50%
5073 | 100% | 50%
5074 | 100% | 50%
5075 | 100% | 50%
5076 | 100% | 50%
5077 | 100% | 50%
5078 | 100% | 50%
5079 | 100% | 50%
5080 | 100% | 50%
5081 | 100% | 50%
5082 | 100% | 50%
5083 | 100% | 50%
5084 | 100% | 50%
5085 | 100% | 50%
5086 | 100% | 50%
5087 | 100% | 50%
5088 | 100% | 50%
5089 | 100% | 50%
5090 | 100% | 50%
5091 | 100% | 50%
5092 | 100% | 50%
5093 | 100% | 50%
5094 | 100% | 50%
5095 | 100% | 50%
5096 | 100% | 50%
5097 | 100% | 50%
5098 | 100% | 50%
5099 | 100% | 50%
5100 | 100% | 50%
5101 | 100% | 50%
5102 | 100% | 50%
5103 | 100% | 50%
5104 | 100% | 50%
5105 | 100% | 50%
5106 | 100% | 50%
5107 | 100% | 50%
5108 | 100% | 50%
5109 | 100% | 50%
5110 | 100% | 50%
5111 | 100% | 50%
5112 | 100% | 50%
5113 | 100% | 50%
5114 | 100% | 50%
5115 | 100% | 50%
5116 | 100% | 50%
5117 | 100% | 50%
5118 | 100% | 50%
5119 | 100% | 50%
5120 | 100% | 50%
5121 | 100% | 50%
5122 | 100% | 50%
5123 | 100% | 50%
5124 | 100% | 50%
5125 | 100% | 50%
5126 | 100% | 50%
5127 | 100% | 50%
5128 | 100% | 50%
5129 | 100% | 50%
5130 | 100% | 50%
5131 | 100% | 50%
5132 | 100% | 50%
5133 | 100% | 50%
5134 | 100% | 50%
5135 | 100% | 50%
5136 | 100% | 50%
5137 | 100% | 50%
5138 | 100% | 50%
5139 | 100% | 50%
5140 | 100% | 50%
5141 | 100% | 50%
5142 | 100% | 50%
5143 | 100% | 50%
5144 | 100% | 50%
5145 | 100% | 50%
5146 | 100% | 50%
5147 | 100% | 50%
5148 | 100% | 50%
5149 | 100% | 50%
5150 | 100% | 50%
5151 | 100% | 50%
5152 | 100% | 50%
5153 | 100% | 50%
5154 | 100% | 50%
5155 | 100% | 50%
5156 | 100% | 50%
5157 | 100% | 50%
5158 | 100% | 50%
5159 | 100% | 50%
5160 | 100% | 50%
5161 | 100% | 50%
5162 | 100% | 50%
5163 | 100% | 50%
5164 | 100% | 50%
5165 | 100% | 50%
5166 | 100% | 50%
5167 | 100% | 50%
5168 | 100% | 50%
5169 | 100% | 50%
5170 | 100% | 50%
5171 | 100% | 50%
5172 | 100% | 50%
5173 | 100% | 50%
5174 | 100% | 50%
5175 | 100% | 50%
5176 | 100% | 50%
5177 | 100% | 50%
5178 | 100% | 50%
5179 | 100% | 50%
5180 | 100% | 50%
5181 | 100% | 50%
5182 | 100% | 50%
5183 | 100% | 50%
5184 | 100% | 50%
5185 | 100% | 50%
5186 | 100% | 50%
5187 | 100% | 50%
5188 | 100% | 50%
5189 | 100% | 50%
5190 | 100% | 50%
5191 | 100% | 50%
5192 | 100% | 50%
5193 | 100% | 50%
5194 | 100% | 50%
5195 | 100% | 50%
5196 | 100% | 50%
5197 | 100% | 50%
5198 | 100% | 50%
5199 | 100% | 50%
5200 | 100% | 50%
5201 | 100% | 50%
5202 | 100% | 50%
5203 | 100% | 50%
5204 | 100% | 50%
5205 | 100% | 50%
5206 | 100% | 50%
5207 | 100% | 50%
5208 | 100% | 50%
5209 | 100% | 50%
5210 | 100% | 50%
5211 | 100% | 50%
5212 | 100% | 50%
5213 | 100% | 50%
5214 | 100% | 50%
5215 | 100% | 50%
5216 | 100% | 50%
5217 | 100% | 50%
5218 | 100% | 50%
5219 | 100% | 50%
5220 | 100% | 50%
5221 | 100% | 50%
5222 | 100% | 50%
5223 | 100% | 50%
5224 | 100% | 50%
5225 | 100% | 50%
5226 | 100% | 50%
5227 | 100% | 50%
5228 | 100% | 50%
5229 | 100% | 50%
5230 | 100% | 50%
5231 | 100% | 50%
5232 | 100% | 50%
5233 | 100% | 50%
5234 | 100% | 50%
5235 | 100% | 50%
5236 | 100% | 50%
5237 | 100% | 50%
5238 | 100% | 50%
5239 | 100% | 50%
5240 | 100% | 50%
5241 | 100% | 50%
5242 | 100% | 50%
5243 | 100% | 50%
5244 | 100% | 50%
5245 | 100% | 50%
5246 | 100% | 50%
5247 | 100% | 50%
5248 | 100% | 50%
5249 | 100% | 50%
5250 | 100% | 50%
5251 | 100% | 50%
5252 | 100% | 50%
5253 | 100% | 50%
5254 | 100% | 50%
5255 | 100% | 50%
5256 | 100% | 50%
5257 | 100% | 50%
5258 | 100% | 50%
5259 | 100% | 50%
5260 | 100% | 50%
5261 | 100% | 50%
5262 | 100% | 50%
5263 | 100% | 50%
5264 | 100% | 50%
5265 | 100% | 50%
5266 | 100% | 50%
5267 | 100% | 50%
5268 | 100% | 50%
5269 | 100% | 50%
5270 | 100% | 50%
5271 | 100% | 50%
5272 | 100% | 50%
5273 | 100% | 50%
5274 | 100% | 50%
5275 | 100% | 50%
5276 | 100% | 50%
5277 | 100% | 50%
5278 | 100% | 50%
5279 | 100% | 50%
5280 | 100% | 50%
5281 | 100% | 50%
5282 | 100% | 50%
5283 | 100% | 50%
5284 | 100% | 50%
5285 | 100% | 50%
5286 | 100% | 50%
5287 | 100% | 50%
5288 | 100% | 50%
5289 | 100% | 50%
5290 | 100% | 50%
5291 | 100% | 50%
5292 | 100% | 50%
5293 | 100% | 50%
5294 | 100% | 50%
5295 | 100% | 50%
5296 | 100% | 50%
5297 | 100% | 50%
5298 | 100% | 50%
5299 | 100% | 50%
5300 | 100% | 50%
5301 | 100% | 50%
5302 | 100% | 50%
5303 | 100% | 50%
5304 | 100% | 50%
5305 | 100% | 50%
5306 | 100% | 50%
5307 | 100% | 50%
5308 | 100% | 50%
5309 | 100% | 50%
5310 | 100% | 50%
5311 | 100% | 50%
5312 | 100% | 50%
5313 | 100% | 50%
5314 | 100% | 50%
5315 | 100% | 50%
5316 | 100% | 50%
5317 | 100% | 50%
5318 | 100% | 50%
5319 | 100% | 50%
5320 | 100% | 50%
5321 | 100% | 50%
5322 | 100% | 50%
5323 | 100% | 50%
5324 | 100% | 50%
5325 | 100% | 50%
5326 | 100% | 50%
5327 | 100% | 50%
5328 | 100% | 50%
5329 | 100% | 50%
5330 | 100% | 50%
5331 | 100% | 50%
5332 | 100% | 50%
5333 | 100% | 50%
5334 | 100% | 50%
5335 | 100% | 50%
5336 | 100% | 50%
5337 | 100% | 50%
5338 | 100% | 50%
5339 | 100% | 50%
5340 | 100% | 50%
5341 | 100% | 50%
5342 | 100% | 50%
5343 | 100% | 50%
5344 | 100% | 50%
5345 | 100% | 50%
5346 | 100% | 50%
5347 | 100% | 50%
5348 | 100% | 50%
5349 | 100% | 50%
5350 | 100% | 50%
5351 | 100% | 50%
5352 | 100% | 50%
5353 | 100% | 50%
5354 | 100% | 50%
5355 | 100% | 50%
5356 | 100% | 50%
5357 | 100% | 50%
5358 | 100% | 50%
5359 | 100% | 50%
5360 | 100% | 50%
5361 | 100% | 50%
5362 | 100% | 50%
5363 | 100% | 50%
5364 | 100% | 50%
5365 | 100% | 50%
5366 | 100% | 50%
5367 | 100% | 50%
5368 | 100% | 50%
5369 | 100% | 50%
5370 | 100% | 50%
5371 | 100% | 50%
5372 | 100% | 50%
5373 | 100% | 50%
5374 | 100% | 50%
5375 | 100% | 50%
5376 | 100% | 50%
5377 | 100% | 50%
5378 | 100% | 50%
5379 | 100% | 50%
5380 | 100% | 50%
5381 | 100% | 50%
5382 | 100% | 50%
5383 | 100% | 50%
5384 | 100% | 50%
5385 | 100% | 50%
5386 | 100% | 50%
5387 | 100% | 50%
5388 | 100% | 50%
5389 | 100% | 50%
5390 | 100% | 50%
5391 | 100% | 50%
5392 | 100% | 50%
5393 | 100% | 50%
5394 | 100% | 50%
5395 | 100% | 50%
5396 | 100% | 50%
5397 | 100% | 50%
5398 | 100% | 50%
5399 | 100% | 50%
5400 | 100% | 50%
5401 | 100% | 50%
5402 | 100% | 50%
5403 | 100% | 50%
5404 | 100% | 50%
5405 | 100% | 50%
5406 | 100% | 50%
5407 | 100% | 50%
5408 | 100% | 50%
5409 | 100% | 50%
5410 | 100% | 50%
5411 | 100% | 50%
5412 | 100% | 50%
5413 | 100% | 50%
5414 | 100% | 50%
5415 | 100% | 50%
5416 | 100% | 50%
5417 | 100% | 50%
5418 | 100% | 50%
5419 | 100% | 50%
5420 | 100% | 50%
5421 | 100% | 50%
5422 | 100% | 50%
5423 | 100% | 50%
5424 | 100% | 50%
5425 | 100% | 50%
5426 | 100% | 50%
5427 | 100% | 50%
5428 | 100% | 50%
5429 | 100% | 50%
5430 | 100% | 50%
5431 | 100% | 50%
5432 | 100% | 50%
5433 | 100% | 50%
5434 | 100% | 50%
5435 | 100% | 50%
5436 | 100% | 50%
5437 | 100% | 50%
5438 | 100% | 50%
5439 | 100% | 50%
5440 | 100% | 50%
5441 | 100% | 50%
5442 | 100% | 50%
5443 | 100% | 50%
5444 | 100% | 50%
5445 | 100% | 50%
5446 | 100% | 50%
5447 | 100% | 50%
5448 | 100% | 50%
5449 | 100% | 50%
5450 | 100% | 50%
5451 | 100% | 50%
5452 | 100% | 50%
5453 | 100% | 50%
5454 | 100% | 50%
5455 | 100% | 50%
5456 | 100% | 50%
5457 | 100% | 50%
5458 | 100% | 50%
5459 | 100% | 50%
5460 | 100% | 50%
5461 | 100% | 50%
5462 | 100% | 50%
5463 | 100% | 50%
5464 | 100% | 50%
5465 | 100% | 50%
5466 | 100% | 50%
5467 | 100% | 50%
5468 | 100% | 50%
5469 | 100% | 50%
5470 | 100% | 50%
5471 | 100% | 50%
5472 | 100% | 50%
5473 | 100% | 50%
5474 | 100% | 50%
5475 | 100% | 50%
5476 | 100% | 50%
5477 | 100% | 50%
5478 | 100% | 50%
5479 | 100% | 50%
5480 | 100% | 50%
5481 | 100% | 50%
5482 | 100% | 50%
5483 | 100% | 50%
5484 | 100% | 50%
5485 | 100% | 50%
5486 | 100% | 50%
5487 | 100% | 50%
5488 | 100% | 50%
5489 | 100% | 50%
5490 | 100% | 50%
5491 | 100% | 50%
5492 | 100% | 50%
5493 | 100% | 50%
5494 | 100% | 50%
5495 | 100% | 50%
5496 | 100% | 50%
5497 | 100% | 50%
5498 | 100% | 50%
5499 | 100% | 50%
5500 | 100% | 50%
5501 | 100% | 50%
5502 | 100% | 50%
5503 | 100% | 50%
5504 | 100% | 50%
5505 | 100% | 50%
5506 | 100% | 50%
5507 | 100% | 50%
5508 | 100% | 50%
5509 | 100% | 50%
5510 | 100% | 50%
5511 | 100% | 50%
5512 | 100% | 50%
5513 | 100% | 50%
5514 | 100% | 50%
5515 | 100% | 50%
5516 | 100% | 50%
5517 | 100% | 50%
5518 | 100% | 50%
5519 | 100% | 50%
5520 | 100% | 50%
5521 | 100% | 50%
5522 | 100% | 50%
5523 | 100% | 50%
5524 | 100% | 50%
5525 | 100% | 50%
5526 | 100% | 50%
5527 | 100% | 50%
5528 | 100% | 50%
5529 | 100% | 50%
5530 | 100% | 50%
5531 | 100% | 50%
5532 | 100% | 50%
5533 | 100% | 50%
5534 | 100% | 50%
5535 | 100% | 50%
5536 | 100% | 50%
5537 | 100% | 50%
5538 | 100% | 50%
5539 | 100% | 50%
5540 | 100% | 50%
5541 | 100% | 50%
5542 | 100% | 50%
5543 | 100% | 50%
5544 | 100% | 50%
5545 | 100% | 50%
5546 | 100% | 50%
5547 | 100% | 50%
5548 | 100% | 50%
5549 | 100% | 50%
5550 | 100% | 50%
5551 | 100% | 50%
5552 | 100% | 50%
5553 | 100% | 50%
5554 | 100% | 50%
5555 | 100% | 50%
5556 | 100% | 50%
5557 | 100% | 50%
5558 | 100% | 50%
5559 | 100% | 50%
5560 | 100% | 50%
5561 | 100% | 50%
5562 | 100% | 50%
5563 | 100% | 50%
5564 | 100% | 50%
5565 | 100% | 50%
5566 | 100% | 50%
5567 | 100% | 50%
5568 | 100% | 50%
5569 | 100% | 50%
5570 | 100% | 50%
5571 | 100% | 50%
5572 | 100% | 50%
5573 | 100% | 50%
5574 | 100% | 50%
5575 | 100% | 50%
5576 | 100% | 50%
5577 | 100% | 50%
5578 | 100% | 50%
5579 | 100% | 50%
5580 | 100% | 50%
5581 | 100% | 50%
5582 | 100% | 50%
5583 | 100% | 50%
5584 | 100% | 50%
5585 | 100% | 50%
5586 | 100% | 50%
5587 | 100% | 50%
5588 | 100% | 50%
5589 | 100% | 50%
5590 | 100% | 50%
5591 | 100% | 50%
5592 | 100% | 50%
5593 | 100% | 50%
5594 | 100% | 50%
5595 | 100% | 50%
5596 | 100% | 50%
5597 | 100% | 50%
5598 | 100% | 50%
5599 | 100% | 50%
5600 | 100% | 50%
5601 | 100% | 50%
5602 | 100% | 50%
5603 | 100% | 50%
5604 | 100% | 50%
5605 | 100% | 50%
5606 | 100% | 50%
5607 | 100% | 50%
5608 | 100% | 50%
5609 | 100% | 50%
5610 | 100% | 50%
5611 | 100% | 50%
5612 | 100% | 50%
5613 | 100% | 50%
5614 | 100% | 50%
5615 | 100% | 50%
5616 | 100% | 50%
5617 | 100% | 50%
5618 | 100% | 50%
5619 | 100% | 50%
5620 | 100% | 50%
5621 | 100% | 50%
5622 | 100% | 50%
5623 | 100% | 50%
5624 | 100% | 50%
5625 | 100% | 50%
5626 | 100% | 50%
5627 | 100% | 50%
5628 | 100% | 50%
5629 | 100% | 50%
5630 | 100% | 50%
5631 | 100% | 50%
5632 | 100% | 50%
5633 | 100% | 50%
5634 | 100% | 50%
5635 | 100% | 50%
5636 | 100% | 50%
5637 | 100% | 50%
5638 | 100% | 50%
5639 | 100% | 50%
5640 | 100% | 50%
5641 | 100% | 50%
5642 | 100% | 50%
5643 | 100% | 50%
5644 | 100% | 50%
5645 | 100% | 50%
5646 | 100% | 50%
5647 | 100% | 50%
5648 | 100% | 50%
5649 | 100% | 50%
5650 | 100% | 50%
5651 | 100% | 50%
5652 | 100% | 50%
5653 | 100% | 50%
5654 | 100% | 50%
5655 | 100% | 50%
5656 | 100% | 50%
5657 | 100% | 50%
5658 | 100% | 50%
5659 | 100% | 50%
5660 | 100% | 50%
5661 | 100% | 50%
5662 | 100% | 50%
5663 | 100% | 50%
5664 | 100% | 50%
5665 | 100% | 50%
5666 | 100% | 50%
5667 | 100% | 50%
5668 | 100% | 50%
5669 | 100% | 50%
5670 | 100% | 50%
5671 | 100% | 50%
5672 | 100% | 50%
5673 | 100% | 50%
5674 | 100% | 50%
5675 | 100% | 50%
5676 | 100% | 50%
5677 | 100% | 50%
5678 | 100% | 50%
5679 | 100% | 50%
5680 | 100% | 50%
5681 | 100% | 50%
5682 | 100% | 50%
5683 | 100% | 50%
5684 | 100% | 50%
5685 | 100% | 50%
5686 | 100% | 50%
5687 | 100% | 50%
5688 | 100% | 50%
5689 | 100% | 50%
5690 | 100% | 50%
5691 | 100% | 50%
5692 | 100% | 50%
5693 | 100% | 50%
5694 | 100% | 50%
5695 | 100% | 50%
5696 | 100% | 50%
5697 | 100% | 50%
5698 | 100% | 50%
5699 | 100% | 50%
5700 | 100% | 50%
5701 | 100% | 50%
5702 | 100% | 50%
5703 | 100% | 50%
5704 | 100% | 50%
5705 | 100% | 50%
5706 | 100% | 50%
5707 | 100% | 50%
5708 | 100% | 50%
5709 | 100% | 50%
5710 | 100% | 50%
5711 | 100% | 50%
5712 | 100% | 50%
5713 | 100% | 50%
5714 | 100% | 50%
5715 | 100% | 50%
5716 | 100% | 50%
5717 | 100% | 50%
5718 | 100% | 50%
5719 | 100% | 50%
5720 | 100% | 50%
5721 | 100% | 50%
5722 | 100% | 50%
5723 | 100% | 50%
5724 | 100% | 50%
5725 | 100% | 50%
5726 | 100% | 50%
5727 | 100% | 50%
5728 | 100% | 50%
5729 | 100% | 50%
5730 | 100% | 50%
5731 | 100% | 50%
5732 | 100% | 50%
5733 | 100% | 50%
5734 | 100% | 50%
5735 | 100% | 50%
5736 | 100% | 50%
5737 | 100% | 50%
5738 | 100% | 50%
5739 | 100% | 50%
5740 | 100% | 50%
5741 | 100% | 50%
5742 | 100% | 50%
5743 | 100% | 50%
5744 | 100% | 50%
5745 | 100% | 50%
5746 | 100% | 50%
5747 | 100% | 50%
5748 | 100% | 50%
5749 | 100% | 50%
5750 | 100% | 50%
5751 | 100% | 50%
5752 | 100% | 50%
5753 | 100% | 50%
5754 | 100% | 50%
5755 | 100% | 50%
5756 | 100% | 50%
5757 | 100% | 50%
5758 | 100% | 50%
5759 | 100% | 50%
5760 | 100% | 50%
5761 | 100% | 50%
5762 | 100% | 50%
5763 | 100% | 50%
5764 | 100% | 50%
5765 | 100% | 50%
5766 | 100% | 50%
5767 | 100% | 50%
5768 | 100% | 50%
5769 | 100% | 50%
5770 | 100% | 50%
5771 | 100% | 50%
5772 | 100% | 50%
5773 | 100% | 50%
5774 | 100% | 50%
5775 | 100% | 50%
5776 | 100% | 50%
5777 | 100% | 50%
5778 | 100% | 50%
5779 | 100% | 50%
5780 | 100% | 50%
5781 | 100% | 50%
5782 | 100% | 50%
5783 | 100% | 50%
5784 | 100% | 50%
5785 | 100% | 50%
5786 | 100% | 50%
5787 | 100% | 50%
5788 | 100% | 50%
5789 | 100% | 50%
5790 | 100% | 50%
5791 | 100% | 50%
5792 | 100% | 50%
5793 | 100% | 50%
5794 | 100% | 50%
5795 | 100% | 50%
5796 | 100% | 50%
5797 | 100% | 50%
5798 | 100% | 50%
5799 | 100% | 50%
5800 | 100% | 50%
5801 | 100% | 50%
5802 | 100% | 50%
5803 | 100% | 50%
5804 | 100% | 50%
5805 | 100% | 50%
5806 | 100% | 50%
5807 | 100% | 50%
5808 | 100% | 50%
5809 | 100% | 50%
5810 | 100% | 50%
5811 | 100% | 50%
5812 | 100% | 50%
5813 | 100% | 50%
5814 | 100% | 50%
5815 | 100% | 50%
5816 | 100% | 50%
5817 | 100% | 50%
5818 | 100% | 50%
5819 | 100% | 50%
5820 | 100% | 50%
5821 | 100% | 50%
5822 | 100% | 50%
5823 | 100% | 50%
5824 | 100% | 50%
5825 | 100% | 50%
5826 | 100% | 50%
5827 | 100% | 50%
5828 | 100% | 50%
5829 | 100% | 50%
5830 | 100% | 50%
5831 | 100% | 50%
5832 | 100% | 50%
5833 | 100% | 50%
5834 | 100% | 50%
5835 | 100% | 50%
5836 | 100% | 50%
5837 | 100% | 50%
5838 | 100% | 50%
5839 | 100% | 50%
5840 | 100% | 50%
5841 | 100% | 50%
5842 | 100% | 50%
5843 | 100% | 50%
5844 | 100% | 50%
5845 | 100% | 50%
5846 | 100% | 50%
5847 | 100% | 50%
5848 | 100% | 50%
5849 | 100% | 50%
5850 | 100% | 50%
5851 | 100% | 50%
5852 | 100% | 50%
5853 | 100% | 50%
5854 | 100% | 50%
5855 | 100% | 50%
5856 | 100% | 50%
5857 | 100% | 50%
5858 | 100% | 50%
5859 | 100% | 50%
5860 | 100% | 50%
5861 | 100% | 50%
5862 | 100% | 50%
5863 | 100% | 50%
5864 | 100% | 50%
5865 | 100% | 50%
5866 | 100% | 50%
5867 | 100% | 50%
5868 | 100% | 50%
5869 | 100% | 50%
5870 | 100% | 50%
5871 | 100% | 50%
5872 | 100% | 50%
5873 | 100% | 50%
5874 | 100% | 50%
5875 | 100% | 50%
5876 | 100% | 50%
5877 | 100% | 50%
5878 | 100% | 50%
5879 | 100% | 50%
5880 | 100% | 50%
5881 | 100% | 50%
5882 | 100% | 50%
5883 | 100% | 50%
5884 | 100% | 50%
5885 | 100% | 50%
5886 | 100% | 50%
5887 | 100% | 50%
5888 | 100% | 50%
5889 | 100% | 50%
5890 | 100% | 50%
5891 | 100% | 50%
5892 | 100% | 50%
5893 | 100% | 50%
5894 | 100% | 50%
5895 | 100% | 50%
5896 | 100% | 50%
5897 | 100% | 50%
5898 | 100% | 50%
5899 | 100% | 50%
5900 | 100% | 50%
5901 | 100% | 50%
5902 | 100% | 50%
5903 | 100% | 50%
5904 | 100% | 50%
5905 | 100% | 50%
5906 | 100% | 50%
5907 | 100% | 50%
5908 | 100% | 50%
5909 | 100% | 50%
5910 | 100% | 50%
5911 | 100% | 50%
5912 | 100% | 50%
5913 | 100% | 50%
5914 | 100% | 50%
5915 | 100% | 50%
5916 | 100% | 50%
5917 | 100% | 50%
5918 | 100% | 50%
5919 | 100% | 50%
5920 | 100% | 50%
5921 | 100% | 50%
5922 | 100% | 50%
5923 | 100% | 50%
5924 | 100% | 50%
5925 | 100% | 50%
5926 | 100% | 50%
5927 | 100% | 50%
5928 | 100% | 50%
5929 | 100% | 50%
5930 | 100% | 50%
5931 | 100% | 50%
5932 | 100% | 50%
5933 | 100% | 50%
5934 | 100% | 50%
5935 | 100% | 50%
5936 | 100% | 50%
5937 | 100% | 50%
5938 | 100% | 50%
5939 | 100% | 50%
5940 | 100% | 50%
5941 | 100% | 50%
5942 | 100% | 50%
5943 | 100% | 50%
5944 | 100% | 50%
5945 | 100% | 50%
5946 | 100% | 50%
5947 | 100% | 50%
5948 | 100% | 50%
5949 | 100% | 50%
5950 | 100% | 50%
5951 | 100% | 50%
5952 | 100% | 50%
5953 | 100% | 50%
5954 | 100% | 50%
5955 | 100% | 50%
5956 | 100% | 50%
5957 | 100% | 50%
5958 | 100% | 50%
5959 | 100% | 50%
5960 | 100% | 50%
5961 | 100% | 50%
5962 | 100% | 50%
5963 | 100% | 50%
5964 | 100% | 50%
5965 | 100% | 50%
5966 | 100% | 50%
5967 | 100% | 50%
5968 | 100% | 50%
5969 | 100% | 50%
5970 | 100% | 50%
5971 | 100% | 50%
5972 | 100% | 50%
5973 | 100% | 50%
5974 | 100% | 50%
5975 | 100% | 50%
5976 | 100% | 50%
5977 | 100% | 50%
5978 | 100% | 50%
5979 | 100% | 50%
5980 | 100% | 50%
5981 | 100% | 50%
5982 | 100% | 50%
5983 | 100% | 50%
5984 | 100% | 50%
5985 | 100% | 50%
5986 | 100% | 50%
5987 | 100% | 50%
5988 | 100% | 50%
5989 | 100% | 50%
5990 | 100% | 50%
5991 | 100% | 50%
5992 | 100% | 50%
5993 | 100% | 50%
5994 | 100% | 50%
5995 | 100% | 50%
5996 | 100% | 50%
5997 | 100% | 50%
5998 | 100% | 50%
5999 | 100% | 50%
6000 | 100% | 50%
6001 | 100% | 50%
6002 | 100% | 50%
6003 | 100% | 50%
6004 | 100% | 50%
6005 | 100% | 50%
6006 | 100% | 50%
6007 | 100% | 50%
6008 | 100% | 50%
6009 | 100% | 50%
6010 | 100% | 50%
6011 | 100% | 50%
6012 | 100% | 50%
6013 | 100% | 50%
6014 | 100% | 50%
6015 | 100% | 50%
6016 | 100% | 50%
6017 | 100% | 50%
6018 | 100% | 50%
6019 | 100% | 50%
6020 | 100% | 50%
6021 | 100% | 50%
6022 | 100% | 50%
6023 | 100% | 50%
6024 | 100% | 50%
6025 | 100% | 50%
6026 | 100% | 50%
6027 | 100% | 50%
6028 | 100% | 50%
6029 | 100% | 50%
6030 | 100% | 50%
6031 | 100% | 50%
6032 | 100% | 50%
6033 | 100% | 50%
6034 | 100% | 50%
6035 | 100% | 50%
6036 | 100% | 50%
6037 | 100% | 50%
6038 | 100% | 50%
6039 | 100% | 50%
6040 | 100% | 50%
6041 | 100% | 50%
6042 | 100% | 50%
6043 | 100% | 50%
6044 | 100% | 50%
6045 | 100% | 50%
6046 | 100% | 50%
6047 | 100% | 50%
6048 | 100% | 50%
6049 | 100% | 50%
6050 | 100% | 50%
6051 | 100% | 50%
6052 | 100% | 50%
6053 | 100% | 50%
6054 | 100% | 50%
6055 | 100% | 50%
6056 | 100% | 50%
6057 | 100% | 50%
6058 | 100% | 50%
6059 | 100% | 50%
6060 | 100% | 50%
6061 | 100% | 50%
6062 | 100% | 50%
6063 | 100% | 50%
6064 | 100% | 50%
6065 | 100% | 50%
6066 | 100% | 50%
6067 | 100% | 50%
6068 | 100% | 50%
6069 | 100% | 50%
6070 | 100% | 50%
6071 | 100% | 50%
6072 | 100% | 50%
6073 | 100% | 50%
6074 | 100% | 50%
6075 | 100% | 50%
6076 | 100% | 50%
6077 | 100% | 50%
6078 | 100% | 50%
6079 | 100% | 50%
6080 | 100% | 50%
6081 | 100% | 50%
6082 | 100% | 50%
6083 | 100% | 50%
6084 | 100% | 50%
6085 | 100% | 50%
6086 | 100% | 50%
6087 | 100% | 50%
6088 | 100% | 50%
6089 | 100% | 50%
6090 | 100% | 50%
6091 | 100% | 50%
6092 | 100% | 50%
6093 | 100% | 50%
6094 | 100% | 50%
6095 | 100% | 50%
6096 | 100% | 50%
6097 | 100% | 50%
6098 | 100% | 50%
6099 | 100% | 50%
6100 | 100% | 50%
6101 | 100% | 50%
6102 | 100% | 50%
6103 | 100% | 50%
6104 | 100% | 50%
6105 | 100% | 50%
6106 | 100% | 50%
6107 | 100% | 50%
6108 | 100% | 50%
6109 | 100% | 50%
6110 | 100% | 50%
6111 | 100% | 50%
6112 | 100% | 50%
6113 | 100% | 50%
6114 | 100% | 50%
6115 | 100% | 50%
6116 | 100% | 50%
6117 | 100% | 50%
6118 | 100% | 50%
6119 | 100% | 50%
6120 | 100% | 50%
6121 | 100% | 50%
6122 | 100% | 50%
6123 | 100% | 50%
6124 | 100% | 50%
6125 | 100% | 50%
6126 | 100% | 50%
6127 | 100% | 50%
6128 | 100% | 50%
6129 | 100% | 50%
6130 | 100% | 50%
6131 | 100% | 50%
6132 | 100% | 50%
6133 | 100% | 50%
6134 | 100% | 50%
6135 | 100% | 50%
6136 | 100% | 50%
6137 | 100% | 50%
6138 | 100% | 50%
6139 | 100% | 50%
6140 | 100% | 50%
6141 | 100% | 50%
6142 | 100% | 50%
6143 | 100% | 50%
6144 | 100% | 50%
6145 | 100% | 50%
6146 | 100% | 50%
6147 | 100% | 50%
6148 | 100% | 50%
6149 | 100% | 50%
6150 | 100% | 50%
6151 | 100% | 50%
6152 | 100% | 50%
6153 | 100% | 50%
6154 | 100% | 50%
6155 | 100% | 50%
6156 | 100% | 50%
6157 | 100% | 50%
6158 | 100% | 50%
6159 | 100% | 50%
6160 | 100% | 50%
6161 | 100% | 50%
6162 | 100% | 50%
6163 | 100% | 50%
6164 | 100% | 50%
6165 | 100% | 50%
6166 | 100% | 50%
6167 | 100% | 50%
6168 | 100% | 50%
6169 | 100% | 50%
6170 | 100% | 50%
6171 | 100% | 50%
6172 | 100% | 50%
6173 | 100% | 50%
6174 | 100% | 50%
6175 | 100% | 50%
6176 | 100% | 50%
6177 | 100% | 50%
6178 | 100% | 50%
6179 | 100% | 50%
6180 | 100% | 50%
6181 | 100% | 50%
6182 | 100% | 50%
6183 | 100% | 50%
6184 | 100% | 50%
6185 | 100% | 50%
6186 | 100% | 50%
6187 | 100% | 50%
6188 | 100% | 50%
6189 | 100% | 50%
6190 | 100% | 50%
6191 | 100% | 50%
6192 | 100% | 50%
6193 | 100% | 50%
6194 | 100% | 50%
6195 | 100% | 50%
6196 | 100% | 50%
6197 | 100% | 50%
6198 | 100% | 50%
6199 | 100% | 50%
6200 | 100% | 50%
6201 | 100% | 50%
6202 | 100% | 50%
6203 | 100% | 50%
6204 | 100% | 50%
6205 | 100% | 50%
6206 | 100% | 50%
6207 | 100% | 50%
6208 | 100% | 50%
6209 | 100% | 50%
6210 | 100% | 50%
6211 | 100% | 50%
6212 | 100% | 50%
6213 | 100% | 50%
6214 | 100% | 50%
6215 | 100% | 50%
6216 | 100% | 50%
6217 | 100% | 50%
6218 | 100% | 50%
6219 | 100% | 50%
6220 | 100% | 50%
6221 | 100% | 50%
6222 | 100% | 50%
6223 | 100% | 50%
6224 | 100% | 50%
6225 | 100% | 50%
6226 | 100% | 50%
6227 | 100% | 50%
6228 | 100% | 50%
6229 | 100% | 50%
6230 | 100% | 50%
6231 | 100% | 50%
6232 | 100% | 50%
6233 | 100% | 50%
6234 | 100% | 50%
6235 | 100% | 50%
6236 | 100% | 50%
6237 | 100% | 50%
6238 | 100% | 50%
6239 | 100% | 50%
6240 | 100% | 50%
6241 | 100% | 50%
6242 | 100% | 50%
6243 | 100% | 50%
6244 | 100% | 50%
6245 | 100% | 50%
6246 | 100% | 50%
6247 | 100% | 50%
6248 | 100% | 50%
6249 | 100% | 50%
6250 | 100% | 50%
6251 | 100% | 50%
6252 | 100% | 50%
6253 | 100% | 50%
6254 | 100% | 50%
6255 | 100% | 50%
6256 | 100% | 50%
6257 | 100% | 50%
6258 | 100% | 50%
6259 | 100% | 50%
6260 | 100% | 50%
6261 | 100% | 50%
6262 | 100% | 50%
6263 | 100% | 50%
6264 | 100% | 50%
6265 | 100% | 50%
6266 | 100% | 50%
6267 | 100% | 50%
6268 | 100% | 50%
6269 | 100% | 50%
6270 | 100% | 50%
6271 | 100% | 50%
6272 | 100% | 50%
6273 | 100% | 50%
6274 | 100% | 50%
6275 | 100% | 50%
6276 | 100% | 50%
6277 | 100% | 50%
6278 | 100% | 50%
6279 | 100% | 50%
6280 | 100% | 50%
6281 | 100% | 50%
6282 | 100% | 50%
6283 | 100% | 50%
6284 | 100% | 50%
6285 | 100% | 50%
6286 | 100% | 50%
6287 | 100% | 50%
6288 | 100% | 50%
6289 | 100% | 50%
6290 | 100% | 50%
6291 | 100% | 50%
6292 | 100% | 50%
6293 | 100% | 50%
6294 | 100% | 50%
6295 | 100% | 50%
6296 | 100% | 50%
6297 | 100% | 50%
6298 | 100% | 50%
6299 | 100% | 50%
6300 | 100% | 50%
6301 | 100% | 50%
6302 | 100% | 50%
6303 | 100% | 50%
6304 | 100% | 50%
6305 | 100% | 50%
6306 | 100% | 50%
6307 | 100% | 50%
6308 | 100% | 50%
6309 | 100% | 50%
6310 | 100% | 50%
6311 | 100% | 50%
6312 | 100% | 50%
6313 | 100% | 50%
6314 | 100% | 50%
6315 | 100% | 50%
6316 | 100% | 50%
6317 | 100% | 50%
6318 | 100% | 50%
6319 | 100% | 50%
6320 | 100% | 50%
6321 | 100% | 50%
6322 | 100% | 50%
6323 | 100% | 50%
6324 | 100% | 50%
6325 | 100% | 50%
6326 | 100% | 50%
6327 | 100% | 50%
6328 | 100% | 50%
6329 | 100% | 50%
6330 | 100% | 50%
6331 | 100% | 50%
6332 | 100% | 50%
6333 | 100% | 50%
6334 | 100% | 50%
6335 | 100% | 50%
6336 | 100% | 50%
6337 | 100% | 50%
6338 | 100% | 50%
6339 | 100% | 50%
6340 | 100% | 50%
6341 | 100% | 50%
6342 | 100% | 50%
6343 | 100% | 50%
6344 | 100% | 50%
6345 | 100% | 50%
6346 | 100% | 50%
6347 | 100% | 50%
6348 | 100% | 50%
6349 | 100% | 50%
6350 | 100% | 50%
6351 | 100% | 50%
6352 | 100% | 50%
6353 | 100% | 50%
6354 | 100% | 50%
6355 | 100% | 50%
6356 | 100% | 50%
6357 | 100% | 50%
6358 | 100% | 50%
6359 | 100% | 50%
6360 | 100% | 50%
6361 | 100% | 50%
6362 | 100% | 50%
6363 | 100% | 50%
6364 | 100% | 50%
6365 | 100% | 50%
6366 | 100% | 50%
6367 | 100% | 50%
6368 | 100% | 50%
6369 | 100% | 50%
6370 | 100% | 50%
6371 | 100% | 50%
6372 | 100% | 50%
6373 | 100% | 50%
6374 | 100% | 50%
6375 | 100% | 50%
6376 | 100% | 50%
6377 | 100% | 50%
6378 | 100% | 50%
6379 | 100% | 50%
6380 | 100% | 50%
6381 | 100% | 50%
6382 | 100% | 50%
6383 | 100% | 50%
6384 | 100% | 50%
6385 | 100% | 50%
6386 | 100% | 50%
6387 | 100% | 50%
6388 | 100% | 50%
6389 | 100% | 50%
6390 | 100% | 50%
6391 | 100% | 50%
6392 | 100% | 50%
6393 | 100% | 50%
6394 | 100% | 50%
6395 | 100% | 50%
6396 | 100% | 50%
6397 | 100% | 50%
6398 | 100% | 50%
6399 | 100% | 50%
6400 | 100% | 50%
6401 | 100% | 50%
6402 | 100% | 50%
6403 | 100% | 50%
6404 | 100% | 50%
6405 | 100% | 50%
6406 | 100% | 50%
6407 | 100% | 50%
6408 | 100% | 50%
6409 | 100% | 50%
6410 | 100% | 50%
6411 | 100% | 50%
6412 | 100% | 50%
6413 | 100% | 50%
6414 | 100% | 50%
6415 | 100% | 50%
6416 | 100% | 50%
6417 | 100% | 50%
6418 | 100% | 50%
6419 | 100% | 50%
6420 | 100% | 50%
6421 | 100% | 50%
6422 | 100% | 50%
6423 | 100% | 50%
6424 | 100% | 50%
6425 | 100% | 50%
6426 | 100% | 50%
6427 | 100% | 50%
6428 | 100% | 50%
6429 | 100% | 50%
6430 | 100% | 50%
6431 | 100% | 50%
6432 | 100% | 50%
6433 | 100% | 50%
6434 | 100% | 50%
6435 | 100% | 50%
6436 | 100% | 50%
6437 | 100% | 50%
6438 | 100% | 50%
6439 | 100% | 50%
6440 | 100% | 50%
6441 | 100% | 50%
6442 | 100% | 50%
6443 | 100% | 50%
6444 | 100% | 50%
6445 | 100% | 50%
6446 | 100% | 50%
6447 | 100% | 50%
6448 | 100% | 50%
6449 | 100% | 50%
6450 | 100% | 50%
6451 | 100% | 50%
6452 | 100% | 50%
6453 | 100% | 50%
6454 | 100% | 50%
6455 | 100% | 50%
6456 | 100% | 50%
6457 | 100% | 50%
6458 | 100% | 50%
6459 | 100% | 50%
6460 | 100% | 50%
6461 | 100% | 50%
6462 | 100% | 50%
6463 | 100% | 50%
6464 | 100% | 50%
6465 | 100% | 50%
6466 | 100% | 50%
6467 | 100% | 50%
6468 | 100% | 50%
6469 | 100% | 50%
6470 | 100% | 50%
6471 | 100% | 50%
6472 | 100% | 50%
6473 | 100% | 50%
6474 | 100% | 50%
6475 | 100% | 50%
6476 | 100% | 50%
6477 | 100% | 50%
6478 | 100% | 50%
6479 | 100% | 50%
6480 | 100% | 50%
6481 | 100% | 50%
6482 | 100% | 50%
6483 | 100% | 50%
6484 | 100% | 50%
6485 | 100% | 50%
6486 | 100% | 50%
6487 | 100% | 50%
6488 | 100% | 50%
6489 | 100% | 50%
6490 | 100% | 50%
6491 | 100% | 50%
6492 | 100% | 50%
6493 | 100% | 50%
6494 | 100% | 50%
6495 | 100% | 50%
6496 | 100% | 50%
6497 | 100% | 50%
6498 | 100% | 50%
6499 | 100% | 50%
6500 | 100% | 50%
6501 | 100% | 50%
6502 | 100% | 50%
6503 | 100% | 50%
6504 | 100% | 50%
6505 | 100% | 50%
6506 | 100% | 50%
6507 | 100% | 50%
6508 | 100% | 50%
6509 | 100% | 50%
6510 | 100% | 50%
6511 | 100% | 50%
6512 | 100% | 50%
6513 | 100% | 50%
6514 | 100% | 50%
6515 | 100% | 50%
6516 | 100% | 50%
6517 | 100% | 50%
6518 | 100% | 50%
6519 | 100% | 50%
6520 | 100% | 50%
6521 | 100% | 50%
6522 | 100% | 50%
6523 | 100% | 50%
6524 | 100% | 50%
6525 | 100% | 50%
6526 | 100% | 50%
6527 | 100% | 50%
6528 | 100% | 50%
6529 | 100% | 50%
6530 | 100% | 50%
6531 | 100% | 50%
6532 | 100% | 50%
6533 | 100% | 50%
6534 | 100% | 50%
6535 | 100% | 50%
6536 | 100% | 50%
6537 | 100% | 50%
6538 | 100% | 50%
6539 | 100% | 50%
6540 | 100% | 50%
6541 | 100% | 50%
6542 | 100% | 50%
6543 | 100% | 50%
6544 | 100% | 50%
6545 | 100% | 50%
6546 | 100% | 50%
6547 | 100% | 50%
6548 | 100% | 50%
6549 | 100% | 50%
6550 | 100% | 50%
6551 | 100% | 50%
6552 | 100% | 50%
6553 | 100% | 50%
6554 | 100% | 50%
6555 | 100% | 50%
6556 | 100% | 50%
6557 | 100% | 50%
6558 | 100% | 50%
6559 | 100% | 50%
6560 | 100% | 50%
6561 | 100% | 50%
6562 | 100% | 50%
6563 | 100% | 50%
6564 | 100% | 50%
6565 | 100% | 50%
6566 | 100% | 50%
6567 | 100% | 50%
6568 | 100% | 50%
6569 | 100% | 50%
6570 | 100% | 50%
6571 | 100% | 50%
6572 | 100% | 50%
6573 | 100% | 50%
6574 | 100% | 50%
6575 | 100% | 50%
6576 | 100% | 50%
6577 | 100% | 50%
6578 | 100% | 50%
6579 | 100% | 50%
6580 | 100% | 50%
6581 | 100% | 50%
6582 | 100% | 50%
6583 | 100% | 50%
6584 | 100% | 50%
6585 | 100% | 50%
6586 | 100% | 50%
6587 | 100% | 50%
6588 | 100% | 50%
6589 | 100% | 50%
6590 | 100% | 50%
6591 | 100% | 50%
6592 | 100% | 50%
6593 | 100% | 50%
6594 | 100% | 50%
6595 | 100% | 50%
6596 | 100% | 50%
6597 | 100% | 50%
6598 | 100% | 50%
6599 | 100% | 50%
6600 | 100% | 50%
6601 | 100% | 50%
6602 | 100% | 50%
6603 | 100% | 50%
6604 | 100% | 50%
6605 | 100% | 50%
6606 | 100% | 50%
6607 | 100% | 50%
6608 | 100% | 50%
6609 | 100% | 50%
6610 | 100% | 50%
6611 | 100% | 50%
6612 | 100% | 50%
6613 | 100% | 50%
6614 | 100% | 50%
6615 | 100% | 50%
6616 | 100% | 50%
6617 | 100% | 50%
6618 | 100% | 50%
6619 | 100% | 50%
6620 | 100% | 50%
6621 | 100% | 50%
6622 | 100% | 50%
6623 | 100% | 50%
6624 | 100% | 50%
6625 | 100% | 50%
6626 | 100% | 50%
6627 | 100% | 50%
6628 | 100% | 50%
6629 | 100% | 50%
6630 | 100% | 50%
6631 | 100% | 50%
6632 | 100% | 50%
6633 | 100% | 50%
6634 | 100% | 50%
6635 | 100% | 50%
6636 | 100% | 50%
6637 | 100% | 50%
6638 | 100% | 50%
6639 | 100% | 50%
6640 | 100% | 50%
6641 | 100% | 50%
6642 | 100% | 50%
6643 | 100% | 50%
6644 | 100% | 50%
6645 | 100% | 50%
6646 | 100% | 50%
6647 | 100% | 50%
6648 | 100% | 50%
6649 | 100% | 50%
6650 | 100% | 50%
6651 | 100% | 50%
6652 | 100% | 50%
6653 | 100% | 50%
6654 | 100% | 50%
6655 | 100% | 50%
6656 | 100% | 50%
6657 | 100% | 50%
6658 | 100% | 50%
6659 | 100% | 50%
6660 | 100% | 50%
6661 | 100% | 50%
6662 | 100% | 50%
6663 | 100% | 50%
6664 | 100% | 50%
6665 | 100% | 50%
6666 | 100% | 50%
6667 | 100% | 50%
6668 | 100% | 50%
6669 | 100% | 50%
6670 | 100% | 50%
6671 | 100% | 50%
6672 | 100% | 50%
6673 | 100% | 50%
6674 | 100% | 50%
6675 | 100% | 50%
6676 | 100% | 50%
6677 | 100% | 50%
6678 | 100% | 50%
6679 | 100% | 50%
6680 | 100% | 50%
6681 | 100% | 50%
6682 | 100% | 50%
6683 | 100% | 50%
6684 | 100% | 50%
6685 | 100% | 50%
6686 | 100% | 50%
6687 | 100% | 50%
6688 | 100% | 50%
6689 | 100% | 50%
6690 | 100% | 50%
6691 | 100% | 50%
6692 | 100% | 50%
6693 | 100% | 50%
6694 | 100% | 50%
6695 | 100% | 50%
6696 | 100% | 50%
6697 | 100% | 50%
6698 | 100% | 50%
6699 | 100% | 50%
6700 | 100% | 50%
6701 | 100% | 50%
6702 | 100% | 50%
6703 | 100% | 50%
6704 | 100% | 50%
6705 | 100% | 50%
6706 | 100% | 50%
6707 | 100% | 50%
6708 | 100% | 50%
6709 | 100% | 50%
6710 | 100% | 50%
6711 | 100% | 50%
6712 | 100% | 50%
6713 | 100% | 50%
6714 | 100% | 50%
6715 | 100% | 50%
6716 | 100% | 50%
6717 | 100% | 50%
6718 | 100% | 50%
6719 | 100% | 50%
6720 | 100% | 50%
6721 | 100% | 50%
6722 | 100% | 50%
6723 | 100% | 50%
6724 | 100% | 50%
6725 | 100% | 50%
6726 | 100% | 50%
6727 | 100% | 50%
6728 | 100% | 50%
6729 | 100% | 50%
6730 | 100% | 50%
6731 | 100% | 50%
6732 | 100% | 50%
6733 | 100% | 50%
6734 | 100% | 50%
6735 | 100% | 50%
6736 | 100% | 50%
6737 | 100% | 50%
6738 | 100% | 50%
6739 | 100% | 50%
6740 | 100% | 50%
6741 | 100% | 50%
6742 | 100% | 50%
6743 | 100% | 50%
6744 | 100% | 50%
6745 | 100% | 50%
6746 | 100% | 50%
6747 | 100% | 50%
6748 | 100% | 50%
6749 | 100% | 50%
6750 | 100% | 50%
6751 | 100% | 50%
6752 | 100% | 50%
6753 | 100% | 50%
6754 | 100% | 50%
6755 | 100% | 50%
6756 | 100% | 50%
6757 | 100% | 50%
6758 | 100% | 50%
6759 | 100% | 50%
6760 | 100% | 50%
6761 | 100% | 50%
6762 | 100% | 50%
6763 | 100% | 50%
6764 | 100% | 50%
6765 | 100% | 50%
6766 | 100% | 50%
6767 | 100% | 50%
6768 | 100% | 50%
6769 | 100% | 50%
6770 | 100% | 50%
6771 | 100% | 50%
6772 | 100% | 50%
6773 | 100% | 50%
6774 | 100% | 50%
6775 | 100% | 50%
6776 | 100% | 50%
6777 | 100% | 50%
6778 | 100% | 50%
6779 | 100% | 50%
6780 | 100% | 50%
6781 | 100% | 50%
6782 | 100% | 50%
6783 | 100% | 50%
6784 | 100% | 50%
6785 | 100% | 50%
6786 | 100% | 50%
6787 | 100% | 50%
6788 | 100% | 50%
6789 | 100% | 50%
6790 | 100% | 50%
6791 | 100% | 50%
6792 | 100% | 50%
6793 | 100% | 50%
6794 | 100% | 50%
6795 | 100% | 50%
6796 | 100% | 50%
6797 | 100% | 50%
6798 | 100% | 50%
6799 | 100% | 50%
6800 | 100% | 50%
6801 | 100% | 50%
6802 | 100% | 50%
6803 | 100% | 50%
6804 | 100% | 50%
6805 | 100% | 50%
6806 | 100% | 50%
6807 | 100% | 50%
6808 | 100% | 50%
6809 | 100% | 50%
6810 | 100% | 50%
6811 | 100% | 50%
6812 | 100% | 50%
6813 | 100% | 50%
6814 | 100% | 50%
6815 | 100% | 50%
6816 | 100% | 50%
6817 | 100% | 50%
6818 | 100% | 50%
6819 | 100% | 50%
6820 | 100% | 50%
6821 | 100% | 50%
6822 | 100% | 50%
6823 | 100% | 50%
6824 | 100% | 50%
6825 | 100% | 50%
6826 | 100% | 50%
6827 | 100% | 50%
6828 | 100% | 50%
6829 | 100% | 50%
6830 | 100% | 50%
6831 | 100% | 50%
6832 | 100% | 50%
6833 | 100% | 50%
6834 | 100% | 50%
6835 | 100% | 50%
6836 | 100% | 50%
6837 | 100% | 50%
6838 | 100% | 50%
6839 | 100% | 50%
6840 | 100% | 50%
6841 | 100% | 50%
6842 | 100% | 50%
6843 | 100% | 50%
6844 | 100% | 50%
6845 | 100% | 50%
6846 | 100% | 50%
6847 | 100% | 50%
6848 | 100% | 50%
6849 | 100% | 50%
6850 | 100% | 50%
6851 | 100% | 50%
6852 | 100% | 50%
6853 | 100% | 50%
6854 | 100% | 50%
6855 | 100% | 50%
6856 | 100% | 50%
6857 | 100% | 50%
6858 | 100% | 50%
6859 | 100% | 50%
6860 | 100% | 50%
6861 | 100% | 50%
6862 | 100% | 50%
6863 | 100% | 50%
6864 | 100% | 50%
6865 | 100% | 50%
6866 | 100% | 50%
6867 | 100% | 50%
6868 | 100% | 50%
6869 | 100% | 50%
6870 | 100% | 50%
6871 | 100% | 50%
6872 | 100% | 50%
6873 | 100% | 50%
6874 | 100% | 50%
6875 | 100% | 50%
6876 | 100% | 50%
6877 | 100% | 50%
6878 | 100% | 50%
6879 | 100% | 50%
6880 | 100% | 50%
6881 | 100% | 50%
6882 | 100% | 50%
6883 | 100% | 50%
6884 | 100% | 50%
6885 | 100% | 50%
6886 | 100% | 50%
6887 | 100% | 50%
6888 | 100% | 50%
6889 | 100% | 50%
6890 | 100% | 50%
6891 | 100% | 50%
6892 | 100% | 50%
6893 | 100% | 50%
6894 | 100% | 50%
6895 | 100% | 50%
6896 | 100% | 50%
6897 | 100% | 50%
6898 | 100% | 50%
6899 | 100% | 50%
6900 | 100% | 50%
6901 | 100% | 50%
6902 | 100% | 50%
6903 | 100% | 50%
6904 | 100% | 50%
6905 | 100% | 50%
6906 | 100% | 50%
6907 | 100% | 50%
6908 | 100% | 50%
6909 | 100% | 50%
6910 | 100% | 50%
6911 | 100% | 50%
6912 | 100% | 50%
6913 | 100% | 50%
6914 | 100% | 50%
6915 | 100% | 50%
6916 | 100% | 50%
6917 | 100% | 50%
6918 | 100% | 50%
6919 | 100% | 50%
6920 | 100% | 50%
6921 | 100% | 50%
6922 | 100% | 50%
6923 | 100% | 50%
6924 | 100% | 50%
6925 | 100% | 50%
6926 | 100% | 50%
6927 | 100% | 50%
6928 | 100% | 50%
6929 | 100% | 50%
6930 | 100% | 50%
6931 | 100% | 50%
6932 | 100% | 50%
6933 | 100% | 50%
6934 | 100% | 50%
6935 | 100% | 50%
6936 | 100% | 50%
6937 | 100% | 50%
6938 | 100% | 50%
6939 | 100% | 50%
6940 | 100% | 50%
6941 | 100% | 50%
6942 | 100% | 50%
6943 | 100% | 50%
6944 | 100% | 50%
6945 | 100% | 50%
6946 | 100% | 50%
6947 | 100% | 50%
6948 | 100% | 50%
6949 | 100% | 50%
6950 | 100% | 50%
6951 | 100% | 50%
6952 | 100% | 50%
6953 | 100% | 50%
6954 | 100% | 50%
6955 | 100% | 50%
6956 | 100% | 50%
6957 | 100% | 50%
6958 | 100% | 50%
6959 | 100% | 50%
6960 | 100% | 50%
6961 | 100% | 50%
6962 | 100% | 50%
6963 | 100% | 50%
6964 | 100% | 50%
6965 | 100% | 50%
6966 | 100% | 50%
6967 | 100% | 50%
6968 | 100% | 50%
6969 | 100% | 50%
6970 | 100% | 50%
6971 | 100% | 50%
6972 | 100% | 50%
6973 | 100% | 50%
6974 | 100% | 50%
6975 | 100% | 50%
6976 | 100% | 50%
6977 | 100% | 50%
6978 | 100% | 50%
6979 | 100% | 50%
6980 | 100% | 50%
6981 | 100% | 50%
6982 | 100% | 50%
6983 | 100% | 50%
6984 | 100% | 50%
6985 | 100% | 50%
6986 | 100% | 50%
6987 | 100% | 50%
6988 | 100% | 50%
6989 | 100% | 50%
6990 | 100% | 50%
6991 | 100% | 50%
6992 | 100% | 50%
6993 | 100% | 50%
6994 | 100% | 50%
6995 | 100% | 50%
6996 | 100% | 50%
6997 | 100% | 50%
6998 | 100% | 50%
6999 | 100% | 50%
7000 | 100% | 50%
7001 | 100% | 50%
7002 | 100% | 50%
7003 | 100% | 50%
7004 | 100% | 50%
7005 | 100% | 50%
7006 | 100% | 50%
7007 | 100% | 50%
7008 | 100% | 50%
7009 | 100% | 50%
7010 | 100% | 50%
7011 | 100% | 50%
7012 | 100% | 50%
7013 | 100% | 50%
7014 | 100% | 50%
7015 | 100% | 50%
7016 | 100% | 50%
7017 | 100% | 50%
7018 | 100% | 50%
7019 | 100% | 50%
7020 | 100% | 50%
7021 | 100% | 50%
7022 | 100% | 50%
7023 | 100% | 50%
7024 | 100% | 50%
7025 | 100% | 50%
7026 | 100% | 50%
7027 | 100% | 50%
7028 | 100% | 50%
7029 | 100% | 50%
7030 | 100% | 50%
7031 | 100% | 50%
7032 | 100% | 50%
7033 | 100% | 50%
7034 | 100% | 50%
7035 | 100% | 50%
7036 | 100% | 50%
7037 | 100% | 50%
7038 | 100% | 50%
7039 | 100% | 50%
7040 | 100% | 50%
7041 | 100% | 50%
7042 | 100% | 50%
7043 | 100% | 50%
7044 | 100% | 50%
7045 | 100% | 50%
7046 | 100% | 50%
7047 | 100% | 50%
7048 | 100% | 50%
7049 | 100% | 50%
7050 | 100% | 50%
7051 | 100% | 50%
7052 | 100% | 50%
7053 | 100% | 50%
7054 | 100% | 50%
7055 | 100% | 50%
7056 | 100% | 50%
7057 | 100% | 50%
7058 | 100% | 50%
7059 | 100% | 50%
7060 | 100% | 50%
7061 | 100% | 50%
7062 | 100% | 50%
7063 | 100% | 50%
7064 | 100% | 50%
7065 | 100% | 50%
7066 | 100% | 50%
7067 | 100% | 50%
7068 | 100% | 50%
7069 | 100% | 50%
7070 | 100% | 50%
7071 | 100% | 50%
7072 | 100% | 50%
7073 | 100% | 50%
7074 | 100% | 50%
7075 | 100% | 50%
7076 | 100% | 50%
7077 | 100% | 50%
7078 | 100% | 50%
7079 | 100% | 50%
7080 | 100% | 50%
7081 | 100% | 50%
7082 | 100% | 50%
7083 | 100% | 50%
7084 | 100% | 50%
7085 | 100% | 50%
7086 | 100% | 50%
7087 | 100% | 50%
7088 | 100% | 50%
7089 | 100% | 50%
7090 | 100% | 50%
7091 | 100% | 50%
7092 | 100% | 50%
7093 | 100% | 50%
7094 | 100% | 50%
7095 | 100% | 50%
7096 | 100% | 50%
7097 | 100% | 50%
7098 | 100% | 50%
7099 | 100% | 50%
7100 | 100% | 50%
7101 | 100% | 50%
7102 | 100% | 50%
7103 | 100% | 50%
7104 | 100% | 50%
7105 | 100% | 50%
7106 | 100% | 50%
7107 | 100% | 50%
7108 | 100% | 50%
7109 | 100% | 50%
7110 | 100% | 50%
7111 | 100% | 50%
7112 | 100% | 50%
7113 | 100% | 50%
7114 | 100% | 50%
7115 | 100% | 50%
7116 | 100% | 50%
7117 | 100% | 50%
7118 | 100% | 50%
7119 | 100% | 50%
7120 | 100% | 50%
7121 | 100% | 50%
7122 | 100% | 50%
7123 | 100% | 50%
7124 | 100% | 50%
7125 | 100% | 50%
7126 | 100% | 50%
7127 | 100% | 50%
7128 | 100% | 50%
7129 | 100% | 50%
7130 | 100% | 50%
7131 | 100% | 50%
7132 | 100% | 50%
7133 | 100% | 50%
7134 | 100% | 50%
7135 | 100% | 50%
7136 | 100% | 50%
7137 | 100% | 50%
7138 | 100% | 50%
7139 | 100% | 50%
7140 | 100% | 50%
7141 | 100% | 50%
7142 | 100% | 50%
7143 | 100% | 50%
7144 | 100% | 50%
7145 | 100% | 50%
7146 | 100% | 50%
7147 | 100% | 50%
7148 | 100% | 50%
7149 | 100% | 50%
7150 | 100% | 50%
7151 | 100% | 50%
7152 | 100% | 50%
7153 | 100% | 50%
7154 | 100% | 50%
7155 | 100% | 50%
7156 | 100% | 50%
7157 | 100% | 50%
7158 | 100% | 50%
7159 | 100% | 50%
7160 | 100% | 50%
7161 | 100% | 50%
7162 | 100% | 50%
7163 | 100% | 50%
7164 | 100% | 50%
7165 | 100% | 50%
7166 | 100% | 50%
7167 | 100% | 50%
7168 | 100% | 50%
7169 | 100% | 50%
7170 | 100% | 50%
7171 | 100% | 50%
7172 | 100% | 50%
7173 | 100% | 50%
7174 | 100% | 50%
7175 | 100% | 50%
7176 | 100% | 50%
7177 | 100% | 50%
7178 | 100% | 50%
7179 | 100% | 50%
7180 | 100% | 50%
7181 | 100% | 50%
7182 | 100% | 50%
7183 | 100% | 50%
7184 | 100% | 50%
7185 | 100% | 50%
7186 | 100% | 50%
7187 | 100% | 50%
7188 | 100% | 50%
7189 | 100% | 50%
7190 | 100% | 50%
7191 | 100% | 50%
7192 | 100% | 50%
7193 | 100% | 50%
7194 | 100% | 50%
7195 | 100% | 50%
7196 | 100% | 50%
7197 | 100% | 50%
7198 | 100% | 50%
7199 | 100% | 50%
7200 | 100% | 50%
7201 | 100% | 50%
7202 | 100% | 50%
7203 | 100% | 50%
7204 | 100% | 50%
7205 | 100% | 50%
7206 | 100% | 50%
7207 | 100% | 50%
7208 | 100% | 50%
7209 | 100% | 50%
7210 | 100% | 50%
7211 | 100% | 50%
7212 | 100% | 50%
7213 | 100% | 50%
7214 | 100% | 50%
7215 | 100% | 50%
7216 | 100% | 50%
7217 | 100% | 50%
7218 | 100% | 50%
7219 | 100% | 50%
7220 | 100% | 50%
7221 | 100% | 50%
7222 | 100% | 50%
7223 | 100% | 50%
7224 | 100% | 50%
7225 | 100% | 50%
7226 | 100% | 50%
7227 | 100% | 50%
7228 | 100% | 50%
7229 | 100% | 50%
7230 | 100% | 50%
7231 | 100% | 50%
7232 | 100% | 50%
7233 | 100% | 50%
7234 | 100% | 50%
7235 | 100% | 50%
7236 | 100% | 50%
7237 | 100% | 50%
7238 | 100% | 50%
7239 | 100% | 50%
7240 | 100% | 50%
7241 | 100% | 50%
7242 | 100% | 50%
7243 | 100% | 50%
7244 | 100% | 50%
7245 | 100% | 50%
7246 | 100% | 50%
7247 | 100% | 50%
7248 | 100% | 50%
7249 | 100% | 50%
7250 | 100% | 50%
7251 | 100% | 50%
7252 | 100% | 50%
7253 | 100% | 50%
7254 | 100% | 50%
7255 | 100% | 50%
7256 | 100% | 50%
7257 | 100% | 50%
7258 | 100% | 50%
7259 | 100% | 50%
7260 | 100% | 50%
7261 | 100% | 50%
7262 | 100% | 50%
7263 | 100% | 50%
7264 | 100% | 50%
7265 | 100% | 50%
7266 | 100% | 50%
7267 | 100% | 50%
7268 | 100% | 50%
7269 | 100% | 50%
7270 | 100% | 50%
7271 | 100% | 50%
7272 | 100% | 50%
7273 | 100% | 50%
7274 | 100% | 50%
7275 | 100% | 50%
7276 | 100% | 50%
7277 | 100% | 50%
7278 | 100% | 50%
7279 | 100% | 50%
7280 | 100% | 50%
7281 | 100% | 50%
7282 | 100% | 50%
7283 | 100% | 50%
7284 | 100% | 50%
7285 | 100% | 50%
7286 | 100% | 50%
7287 | 100% | 50%
7288 | 100% | 50%
7289 | 100% | 50%
7290 | 100% | 50%
7291 | 100% | 50%
7292 | 100% | 50%
7293 | 100% | 50%
7294 | 100% | 50%
7295 | 100% | 50%
7296 | 100% | 50%
7297 | 100% | 50%
7298 | 100% | 50%
7299 | 100% | 50%
7300 | 100% | 50%
7301 | 100% | 50%
7302 | 100% | 50%
7303 | 100% | 50%
7304 | 100% | 50%
7305 | 100% | 50%
7306 | 100% | 50%
7307 | 100% | 50%
7308 | 100% | 50%
7309 | 100% | 50%
7310 | 100% | 50%
7311 | 100% | 50%
7312 | 100% | 50%
7313 | 100% | 50%
7314 | 100% | 50%
7315 | 100% | 50%
7316 | 100% | 50%
7317 | 100% | 50%
7318 | 100% | 50%
7319 | 100% | 50%
7320 | 100% | 50%
7321 | 100% | 50%
7322 | 100% | 50%
7323 | 100% | 50%
7324 | 100% | 50%
7325 | 100% | 50%
7326 | 100% | 50%
7327 | 100% | 50%
7328 | 100% | 50%
7329 | 100% | 50%
7330 | 100% | 50%
7331 | 100% | 50%
7332 | 100% | 50%
7333 | 100% | 50%
7334 | 100% | 50%
7335 | 100% | 50%
7336 | 100% | 50%
7337 | 100% | 50%
7338 | 100% | 50%
7339 | 100% | 50%
7340 | 100% | 50%
7341 | 100% | 50%
7342 | 100% | 50%
7343 | 100% | 50%
7344 | 100% | 50%
7345 | 100% | 50%
7346 | 100% | 50%
7347 | 100% | 50%
7348 | 100% | 50%
7349 | 100% | 50%
7350 | 100% | 50%
7351 | 100% | 50%
7352 | 100% | 50%
7353 | 100% | 50%
7354 | 100% | 50%
7355 | 100% | 50%
7356 | 100% | 50%
7357 | 100% | 50%
7358 | 100% | 50%
7359 | 100% | 50%
7360 | 100% | 50%
7361 | 100% | 50%
7362 | 100% | 50%
7363 | 100% | 50%
7364 | 100% | 50%
7365 | 100% | 50%
7366 | 100% | 50%
7367 | 100% | 50%
7368 | 100% | 50%
7369 | 100% | 50%
7370 | 100% | 50%
7371 | 100% | 50%
7372 | 100% | 50%
7373 | 100% | 50%
7374 | 100% | 50%
7375 | 100% | 50%
7376 | 100% | 50%
7377 | 100% | 50%
7378 | 100% | 50%
7379 | 100% | 50%
7380 | 100% | 50%
7381 | 100% | 50%
7382 | 100% | 50%
7383 | 100% | 50%
7384 | 100% | 50%
7385 | 100% | 50%
7386 | 100% | 50%
7387 | 100% | 50%
7388 | 100% | 50%
7389 | 100% | 50%
7390 | 100% | 50%
7391 | 100% | 50%
7392 | 100% | 50%
7393 | 100% | 50%
7394 | 100% | 50%
7395 | 100% | 50%
7396 | 100% | 50%
7397 | 100% | 50%
7398 | 100% | 50%
7399 | 100% | 50%
7400 | 100% | 50%
7401 | 100% | 50%
7402 | 100% | 50%
7403 | 100% | 50%
7404 | 100% | 50%
7405 | 100% | 50%
7406 | 100% | 50%
7407 | 100% | 50%
7408 | 100% | 50%
7409 | 100% | 50%
7410 | 100% | 50%
7411 | 100% | 50%
7412 | 100% | 50%
7413 | 100% | 50%
7414 | 100% | 50%
7415 | 100% | 50%
7416 | 100% | 50%
7417 | 100% | 50%
7418 | 100% | 50%
7419 | 100% | 50%
7420 | 100% | 50%
7421 | 100% | 50%
7422 | 100% | 50%
7423 | 100% | 50%
7424 | 100% | 50%
7425 | 100% | 50%
7426 | 100% | 50%
7427 | 100% | 50%
7428 | 100% | 50%
7429 | 100% | 50%
7430 | 100% | 50%
7431 | 100% | 50%
7432 | 100% | 50%
7433 | 100% | 50%
7434 | 100% | 50%
7435 | 100% | 50%
7436 | 100% | 50%
7437 | 100% | 50%
7438 | 100% | 50%
7439 | 100% | 50%
7440 | 100% | 50%
7441 | 100% | 50%
7442 | 100% | 50%
7443 | 100% | 50%
7444 | 100% | 50%
7445 | 100% | 50%
7446 | 100% | 50%
7447 | 100% | 50%
7448 | 100% | 50%
7449 | 100% | 50%
7450 | 100% | 50%
7451 | 100% | 50%
7452 | 100% | 50%
7453 | 100% | 50%
7454 | 100% | 50%
7455 | 100% | 50%
7456 | 100% | 50%
7457 | 100% | 50%
7458 | 100% | 50%
7459 | 100% | 50%
7460 | 100% | 50%
7461 | 100% | 50%
7462 | 100% | 50%
7463 | 100% | 50%
7464 | 100% | 50%
7465 | 100% | 50%
7466 | 100% | 50%
7467 | 100% | 50%
7468 | 100% | 50%
7469 | 100% | 50%
7470 | 100% | 50%
7471 | 100% | 50%
7472 | 100% | 50%
7473 | 100% | 50%
7474 | 100% | 50%
7475 | 100% | 50%
7476 | 100% | 50%
7477 | 100% | 50%
7478 | 100% | 50%
7479 | 100% | 50%
7480 | 100% | 50%
7481 | 100% | 50%
7482 | 100% | 50%
7483 | 100% | 50%
7484 | 100% | 50%
7485 | 100% | 50%
7486 | 100% | 50%
7487 | 100% | 50%
7488 | 100% | 50%
7489 | 100% | 50%
7490 | 100% | 50%
7491 | 100% | 50%
7492 | 100% | 50%
7493 | 100% | 50%
7494 | 100% | 50%
7495 | 100% | 50%
7496 | 100% | 50%
7497 | 100% | 50%
7498 | 100% | 50%
7499 | 100% | 50%
7500 | 100% | 50%
7501 | 100% | 50%
7502 | 100% | 50%
7503 | 100% | 50%
7504 | 100% | 50%
7505 | 100% | 50%
7506 | 100% | 50%
7507 | 100% | 50%
7508 | 100% | 50%
7509 | 100% | 50%
7510 | 100% | 50%
7511 | 100% | 50%
7512 | 100% | 50%
7513 | 100% | 50%
7514 | 100% | 50%
7515 | 100% | 50%
7516 | 100% | 50%
7517 | 100% | 50%
7518 | 100% | 50%
7519 | 100% | 50%
7520 | 100% | 50%
7521 | 100% | 50%
7522 | 100% | 50%
7523 | 100% | 50%
7524 | 100% | 50%
7525 | 100% | 50%
7526 | 100% | 50%
7527 | 100% | 50%
7528 | 100% | 50%
7529 | 100% | 50%
7530 | 100% | 50%
7531 | 100% | 50%
7532 | 100% | 50%
7533 | 100% | 50%
7534 | 100% | 50%
7535 | 100% | 50%
7536 | 100% | 50%
7537 | 100% | 50%
7538 | 100% | 50%
7539 | 100% | 50%
7540 | 100% | 50%
7541 | 100% | 50%
7542 | 100% | 50%
7543 | 100% | 50%
7544 | 100% | 50%
7545 | 100% | 50%
7546 | 100% | 50%
7547 | 100% | 50%
7548 | 100% | 50%
7549 | 100% | 50%
7550 | 100% | 50%
7551 | 100% | 50%
7552 | 100% | 50%
7553 | 100% | 50%
7554 | 100% | 50%
7555 | 100% | 50%
7556 | 100% | 50%
7557 | 100% | 50%
7558 | 100% | 50%
7559 | 100% | 50%
7560 | 100% | 50%
7561 | 100% | 50%
7562 | 100% | 50%
7563 | 100% | 50%
7564 | 100% | 50%
7565 | 100% | 50%
7566 | 100% | 50%
7567 | 100% | 50%
7568 | 100% | 50%
7569 | 100% | 50%
7570 | 100% | 50%
7571 | 100% | 50%
7572 | 100% | 50%
7573 | 100% | 50%
7574 | 100% | 50%
7575 | 100% | 50%
7576 | 100% | 50%
7577 | 100% | 50%
7578 | 100% | 50%
7579 | 100% | 50%
7580 | 100% | 50%
7581 | 100% | 50%
7582 | 100% | 50%
7583 | 100% | 50%
7584 | 100% | 50%
7585 | 100% | 50%
7586 | 100% | 50%
7587 | 100% | 50%
7588 | 100% | 50%
7589 | 100% | 50%
7590 | 100% | 50%
7591 | 100% | 50%
7592 | 100% | 50%
7593 | 100% | 50%
7594 | 100% | 50%
7595 | 100% | 50%
7596 | 100% | 50%
7597 | 100% | 50%
7598 | 100% | 50%
7599 | 100% | 50%
7600 | 100% | 50%
7601 | 100% | 50%
7602 | 100% | 50%
7603 | 100% | 50%
7604 | 100% | 50%
7605 | 100% | 50%
7606 | 100% | 50%
7607 | 100% | 50%
7608 | 100% | 50%
7609 | 100% | 50%
7610 | 100% | 50%
7611 | 100% | 50%
7612 | 100% | 50%
7613 | 100% | 50%
7614 | 100% | 50%
7615 | 100% | 50%
7616 | 100% | 50%
7617 | 100% | 50%
7618 | 100% | 50%
7619 | 100% | 50%
7620 | 100% | 50%
7621 | 100% | 50%
7622 | 100% | 50%
7623 | 100% | 50%
7624 | 100% | 50%
7625 | 100% | 50%
7626 | 100% | 50%
7627 | 100% | 50%
7628 | 100% | 50%
7629 | 100% | 50%
7630 | 100% | 50%
7631 | 100% | 50%
7632 | 100% | 50%
7633 | 100% | 50%
7634 | 100% | 50%
7635 | 100% | 50%
7636 | 100% | 50%
7637 | 100% | 50%
7638 | 100% | 50%
7639 | 100% | 50%
7640 | 100% | 50%
7641 | 100% | 50%
7642 | 100% | 50%
7643 | 100% | 50%
7644 | 100% | 50%
7645 | 100% | 50%
7646 | 100% | 50%
7647 | 100% | 50%
7648 | 100% | 50%
7649 | 100% | 50%
7650 | 100% | 50%
7651 | 100% | 50%
7652 | 100% | 50%
7653 | 100% | 50%
7654 | 100% | 50%
7655 | 100% | 50%
7656 | 100% | 50%
7657 | 100% | 50%
7658 | 100% | 50%
7659 | 100% | 50%
7660 | 100% | 50%
7661 | 100% | 50%
7662 | 100% | 50%
7663 | 100% | 50%
7664 | 100% | 50%
7665 | 100% | 50%
7666 | 100% | 50%
7667 | 100% | 50%
7668 | 100% | 50%
7669 | 100% | 50%
7670 | 100% | 50%
7671 | 100% | 50%
7672 | 100% | 50%
7673 | 100% | 50%
7674 | 100% | 50%
7675 | 100% | 50%
7676 | 100% | 50%
7677 | 100% | 50%
7678 | 100% | 50%
7679 | 100% | 50%
7680 | 100% | 50%
7681 | 100% | 50%
7682 | 100% | 50%
7683 | 100% | 50%
7684 | 100% | 50%
7685 | 100% | 50%
7686 | 100% | 50%
7687 | 100% | 50%
7688 | 100% | 50%
7689 | 100% | 50%
7690 | 100% | 50%
7691 | 100% | 50%
7692 | 100% | 50%
7693 | 100% | 50%
7694 | 100% | 50%
7695 | 100% | 50%
7696 | 100% | 50%
7697 | 100% | 50%
7698 | 100% | 50%
7699 | 100% | 50%
7700 | 100% | 50%
7701 | 100% | 50%
7702 | 100% | 50%
7703 | 100% | 50%
7704 | 100% | 50%
7705 | 100% | 50%
7706 | 100% | 50%
7707 | 100% | 50%
7708 | 100% | 50%
7709 | 100% | 50%
7710 | 100% | 50%
7711 | 100% | 50%
7712 | 100% | 50%
7713 | 100% | 50%
7714 | 100% | 50%
7715 | 100% | 50%
7716 | 100% | 50%
7717 | 100% | 50%
7718 | 100% | 50%
7719 | 100% | 50%
7720 | 100% | 50%
7721 | 100% | 50%
7722 | 100% | 50%
7723 | 100% | 50%
7724 | 100% | 50%
7725 | 100% | 50%
7726 | 100% | 50%
7727 | 100% | 50%
7728 | 100% | 50%
7729 | 100% | 50%
7730 | 100% | 50%
7731 | 100% | 50%
7732 | 100% | 50%
7733 | 100% | 50%
7734 | 100% | 50%
7735 | 100% | 50%
7736 | 100% | 50%
7737 | 100% | 50%
7738 | 100% | 50%
7739 | 100% | 50%
7740 | 100% | 50%
7741 | 100% | 50%
7742 | 100% | 50%
7743 | 100% | 50%
7744 | 100% | 50%
7745 | 100% | 50%
7746 | 100% | 50%
7747 | 100% | 50%
7748 | 100% | 50%
7749 | 100% | 50%
7750 | 100% | 50%
7751 | 100% | 50%
7752 | 100% | 50%
7753 | 100% | 50%
7754 | 100% | 50%
7755 | 100% | 50%
7756 | 100% | 50%
7757 | 100% | 50%
7758 | 100% | 50%
7759 | 100% | 50%
7760 | 100% | 50%
7761 | 100% | 50%
7762 | 100% | 50%
7763 | 100% | 50%
7764 | 100% | 50%
7765 | 100% | 50%
7766 | 100% | 50%
7767 | 100% | 50%
7768 | 100% | 50%
7769 | 100% | 50%
7770 | 100% | 50%
7771 | 100% | 50%
7772 | 100% | 50%
7773 | 100% | 50%
7774 | 100% | 50%
7775 | 100% | 50%
7776 | 100% | 50%
7777 | 100% | 50%
7778 | 100% | 50%
7779 | 100% | 50%
7780 | 100% | 50%
7781 | 100% | 50%
7782 | 100% | 50%
7783 | 100% | 50%
7784 | 100% | 50%
7785 | 100% | 50%
7786 | 100% | 50%
7787 | 100% | 50%
7788 | 100% | 50%
7789 | 100% | 50%
7790 | 100% | 50%
7791 | 100% | 50%
7792 | 100% | 50%
7793 | 100% | 50%
7794 | 100% | 50%
7795 | 100% | 50%
7796 | 100% | 50%
7797 | 100% | 50%
7798 | 100% | 50%
7799 | 100% | 50%
7800 | 100% | 50%
7801 | 100% | 50%
7802 | 100% | 50%
7803 | 100% | 50%
7804 | 100% | 50%
7805 | 100% | 50%
7806 | 100% | 50%
7807 | 100% | 50%
7808 | 100% | 50%
7809 | 100% | 50%
7810 | 100% | 50%
7811 | 100% | 50%
7812 | 100% | 50%
7813 | 100% | 50%
7814 | 100% | 50%
7815 | 100% | 50%
7816 | 100% | 50%
7817 | 100% | 50%
7818 | 100% | 50%
7819 | 100% | 50%
7820 | 100% | 50%
7821 | 100% | 50%
7822 | 100% | 50%
7823 | 100% | 50%
7824 | 100% | 50%
7825 | 100% | 50%
7826 | 100% | 50%
7827 | 100% | 50%
7828 | 100% | 50%
7829 | 100% | 50%
7830 | 100% | 50%
7831 | 100% | 50%
7832 | 100% | 50%
7833 | 100% | 50%
7834 | 100% | 50%
7835 | 100% | 50%
7836 | 100% | 50%
7837 | 100% | 50%
7838 | 100% | 50%
7839 | 100% | 50%
7840 | 100% | 50%
7841 | 100% | 50%
7842 | 100% | 50%
7843 | 100% | 50%
7844 | 100% | 50%
7845 | 100% | 50%
7846 | 100% | 50%
7847 | 100% | 50%
7848 | 100% | 50%
7849 | 100% | 50%
7850 | 100% | 50%
7851 | 100% | 50%
7852 | 100% | 50%
7853 | 100% | 50%
7854 | 100% | 50%
7855 | 100% | 50%
7856 | 100% | 50%
7857 | 100% | 50%
7858 | 100% | 50%
7859 | 100% | 50%
7860 | 100% | 50%
7861 | 100% | 50%
7862 | 100% | 50%
7863 | 100% | 50%
7864 | 100% | 50%
7865 | 100% | 50%
7866 | 100% | 50%
7867 | 100% | 50%
7868 | 100% | 50%
7869 | 100% | 50%
7870 | 100% | 50%
7871 | 100% | 50%
7872 | 100% | 50%
7873 | 100% | 50%
7874 | 100% | 50%
7875 | 100% | 50%
7876 | 100% | 50%
7877 | 100% | 50%
7878 | 100% | 50%
7879 | 100% | 50%
7880 | 100% | 50%
7881 | 100% | 50%
7882 | 100% | 50%
7883 | 100% | 50%
7884 | 100% | 50%
7885 | 100% | 50%
7886 | 100% | 50%
7887 | 100% | 50%
7888 | 100% | 50%
7889 | 100% | 50%
7890 | 100% | 50%
7891 | 100% | 50%
7892 | 100% | 50%
7893 | 100% | 50%
7894 | 100% | 50%
7895 | 100% | 50%
7896 | 100% | 50%
7897 | 100% | 50%
7898 | 100% | 50%
7899 | 100% | 50%
7900 | 100% | 50%
7901 | 100% | 50%
7902 | 100% | 50%
7903 | 100% | 50%
7904 | 100% | 50%
7905 | 100% | 50%
7906 | 100% | 50%
7907 | 100% | 50%
7908 | 100% | 50%
7909 | 100% | 50%
7910 | 100% | 50%
7911 | 100% | 50%
7912 | 100% | 50%
7913 | 100% | 50%
7914 | 100% | 50%
7915 | 100% | 50%
7916 | 100% | 50%
7917 | 100% | 50%
7918 | 100% | 50%
7919 | 100% | 50%
7920 | 100% | 50%
7921 | 100% | 50%
7922 | 100% | 50%
7923 | 100% | 50%
7924 | 100% | 50%
7925 | 100% | 50%
7926 | 100% | 50%
7927 | 100% | 50%
7928 | 100% | 50%
7929 | 100% | 50%
7930 | 100% | 50%
7931 | 100% | 50%
7932 | 100% | 50%
7933 | 100% | 50%
7934 | 100% | 50%
7935 | 100% | 50%
7936 | 100% | 50%
7937 | 100% | 50%
7938 | 100% | 50%
7939 | 100% | 50%
7940 | 100% | 50%
7941 | 100% | 50%
7942 | 100% | 50%
7943 | 100% | 50%
7944 | 100% | 50%
7945 | 100% | 50%
7946 | 100% | 50%
7947 | 100% | 50%
7948 | 100% | 50%
7949 | 100% | 50%
7950 | 100% | 50%
7951 | 100% | 50%
7952 | 100% | 50%
7953 | 100% | 50%
7954 | 100% | 50%
7955 | 100% | 50%
7956 | 100% | 50%
7957 | 100% | 50%
7958 | 100% | 50%
7959 | 100% | 50%
7960 | 100% | 50%
7961 | 100% | 50%
7962 | 100% | 50%
7963 | 100% | 50%
7964 | 100% | 50%
7965 | 100% | 50%
7966 | 100% | 50%
7967 | 100% | 50%
7968 | 100% | 50%
7969 | 100% | 50%
7970 | 100% | 50%
7971 | 100% | 50%
7972 | 100% | 50%
7973 | 100% | 50%
7974 | 100% | 50%
7975 | 100% | 50%
7976 | 100% | 50%
7977 | 100% | 50%
7978 | 100% | 50%
7979 | 100% | 50%
7980 | 100% | 50%
7981 | 100% | 50%
7982 | 100% | 50%
7983 | 100% | 50%
7984 | 100% | 50%
7985 | 100% | 50%
7986 | 100% | 50%
7987 | 100% | 50%
7988 | 100% | 50%
7989 | 100% | 50%
7990 | 100% | 50%
7991 | 100% | 50%
7992 | 100% | 50%
7993 | 100% | 50%
7994 | 100% | 50%
7995 | 100% | 50%
7996 | 100% | 50%
7997 | 100% | 50%
7998 | 100% | 50%
7999 | 100% | 50%
8000 | 100% | 50%
8001 | 100% | 50%
8002 | 100% | 50%
8003 | 100% | 50%
8004 | 100% | 50%
8005 | 100% | 50%
8006 | 100% | 50%
8007 | 100% | 50%
8008 | 100% | 50%
8009 | 100% | 50%
8010 | 100% | 50%
8011 | 100% | 50%
8012 | 100% | 50%
8013 | 100% | 50%
8014 | 100% | 50%
8015 | 100% | 50%
8016 | 100% | 50%
8017 | 100% | 50%
8018 | 100% | 50%
8019 | 100% | 50%
8020 | 100% | 50%
8021 | 100% | 50%
8022 | 100% | 50%
8023 | 100% | 50%
8024 | 100% | 50%
8025 | 100% | 50%
8026 | 100% | 50%
8027 | 100% | 50%
8028 | 100% | 50%
8029 | 100% | 50%
8030 | 100% | 50%
8031 | 100% | 50%
8032 | 100% | 50%
8033 | 100% | 50%
8034 | 100% | 50%
8035 | 100% | 50%
8036 | 100% | 50%
8037 | 100% | 50%
8038 | 100% | 50%
8039 | 100% | 50%
8040 | 100% | 50%
8041 | 100% | 50%
8042 | 100% | 50%
8043 | 100% | 50%
8044 | 100% | 50%
8045 | 100% | 50%
8046 | 100% | 50%
8047 | 100% | 50%
8048 | 100% | 50%
8049 | 100% | 50%
8050 | 100% | 50%
8051 | 100% | 50%
8052 | 100% | 50%
8053 | 100% | 50%
8054 | 100% | 50%
8055 | 100% | 50%
8056 | 100% | 50%
8057 | 100% | 50%
8058 | 100% | 50%
8059 | 100% | 50%
8060 | 100% | 50%
8061 | 100% | 50%
8062 | 100% | 50%
8063 | 100% | 50%
8064 | 100% | 50%
8065 | 100% | 50%
8066 | 100% | 50%
8067 | 100% | 50%
8068 | 100% | 50%
8069 | 100% | 50%
8070 | 100% | 50%
8071 | 100% | 50%
8072 | 100% | 50%
8073 | 100% | 50%
8074 | 100% | 50%
8075 | 100% | 50%
8076 | 100% | 50%
8077 | 100% | 50%
8078 | 100% | 50%
8079 | 100% | 50%
8080 | 100% | 50%
8081 | 100% | 50%
8082 | 100% | 50%
8083 | 100% | 50%
8084 | 100% | 50%
8085 | 100% | 50%
8086 | 100% | 50%
8087 | 100% | 50%
8088 | 100% | 50%
8089 | 100% | 50%
8090 | 100% | 50%
8091 | 100% | 50%
8092 | 100% | 50%
8093 | 100% | 50%
8094 | 100% | 50%
8095 | 100% | 50%
8096 | 100% | 50%
8097 | 100% | 50%
8098 | 100% | 50%
8099 | 100% | 50%
8100 | 100% | 50%
8101 | 100% | 50%
8102 | 100% | 50%
8103 | 100% | 50%
8104 | 100% | 50%
8105 | 100% | 50%
8106 | 100% | 50%
8107 | 100% | 50%
8108 | 100% | 50%
8109 | 100% | 50%
8110 | 100% | 50%
8111 | 100% | 50%
8112 | 100% | 50%
8113 | 100% | 50%
8114 | 100% | 50%
8115 | 100% | 50%
8116 | 100% | 50%
8117 | 100% | 50%
8118 | 100% | 50%
8119 | 100% | 50%
8120 | 100% | 50%
8121 | 100% | 50%
8122 | 100% | 50%
8123 | 100% | 50%
8124 | 100% | 50%
8125 | 100% | 50%
8126 | 100% | 50%
8127 | 100% | 50%
8128 | 100% | 50%
8129 | 100% | 50%
8130 | 100% | 50%
8131 | 100% | 50%
8132 | 100% | 50%
8133 | 100% | 50%
8134 | 100% | 50%
8135 | 100% | 50%
8136 | 100% | 50%
8137 | 100% | 50%
8138 | 100% | 50%
8139 | 100% | 50%
8140 | 100% | 50%
8141 | 100% | 50%
8142 | 100% | 50%
8143 | 100% | 50%
8144 | 100% | 50%
8145 | 100% | 50%
8146 | 100% | 50%
8147 | 100% | 50%
8148 | 100% | 50%
8149 | 100% | 50%
8150 | 100% | 50%
8151 | 100% | 50%
8152 | 100% | 50%
8153 | 100% | 50%
8154 | 100% | 50%
8155 | 100% | 50%
8156 | 100% | 50%
8157 | 100% | 50%
8158 | 100% | 50%
8159 | 100% | 50%
8160 | 100% | 50%
8161 | 100% | 50%
8162 | 100% | 50%
8163 | 100% | 50%
8164 | 100% | 50%
8165 | 100% | 50%
8166 | 100% | 50%
8167 | 100% | 50%
8168 | 100% | 50%
8169 | 100% | 50%
8170 | 100% | 50%
8171 | 100% | 50%
8172 | 100% | 50%
8173 | 100% | 50%
8174 | 100% | 50%
8175 | 100% | 50%
8176 | 100% | 50%
8177 | 100% | 50%
8178 | 100% | 50%
8179 | 100% | 50%
8180 | 100% | 50%
8181 | 100% | 50%
8182 | 100% | 50%
8183 | 100% | 50%
8184 | 100% | 50%
8185 | 100% | 50%
8186 | 100% | 50%
8187 | 100% | 50%
8188 | 100% | 50%
8189 | 100% | 50%
8190 | 100% | 50%
8191 | 100% | 50%
8192 | 100% | 50%
8193 | 100% | 50%
8194 | 100% | 50%
8195 | 100% | 50%
8196 | 100% | 50%
8197 | 100% | 50%
8198 | 100% | 50%
8199 | 100% | 50%
8200 | 100% | 50%
8201 | 100% | 50%
8202 | 100% | 50%
8203 | 100% | 50%
8204 | 100% | 50%
8205 | 100% | 50%
8206 | 100% | 50%
8207 | 100% | 50%
8208 | 100% | 50%
8209 | 100% | 50%
8210 | 100% | 50%
8211 | 100% | 50%
8212 | 100% | 50%
8213 | 100% | 50%
8214 | 100% | 50%
8215 | 100% | 50%
8216 | 100% | 50%
8217 | 100% | 50%
8218 | 100% | 50%
8219 | 100% | 50%
8220 | 100% | 50%
8221 | 100% | 50%
8222 | 100% | 50%
8223 | 100% | 50%
8224 | 100% | 50%
8225 | 100% | 50%
8226 | 100% | 50%
8227 | 100% | 50%
8228 | 100% | 50%
8229 | 100% | 50%
8230 | 100% | 50%
8231 | 100% | 50%
8232 | 100% | 50%
8233 | 100% | 50%
8234 | 100% | 50%
8235 | 100% | 50%
8236 | 100% | 50%
8237 | 100% | 50%
8238 | 100% | 50%
8239 | 100% | 50%
8240 | 100% | 50%
8241 | 100% | 50%
8242 | 100% | 50%
8243 | 100% | 50%
8244 | 100% | 50%
8245 | 100% | 50%
8246 | 100% | 50%
8247 | 100% | 50%
8248 | 100% | 50%
8249 | 100% | 50%
8250 | 100% | 50%
8251 | 100% | 50%
8252 | 100% | 50%
8253 | 100% | 50%
8254 | 100% | 50%
8255 | 100% | 50%
8256 | 100% | 50%
8257 | 100% | 50%
8258 | 100% | 50%
8259 | 100% | 50%
8260 | 100% | 50%
8261 | 100% | 50%
8262 | 100% | 50%
8263 | 100% | 50%
8264 | 100% | 50%
8265 | 100% | 50%
8266 | 100% | 50%
8267 | 100% | 50%
8268 | 100% | 50%
8269 | 100% | 50%
8270 | 100% | 50%
8271 | 100% | 50%
8272 | 100% | 50%
8273 | 100% | 50%
8274 | 100% | 50%
8275 | 100% | 50%
8276 | 100% | 50%
8277 | 100% | 50%
8278 | 100% | 50%
8279 | 100% | 50%
8280 | 100% | 50%
8281 | 100% | 50%
8282 | 100% | 50%
8283 | 100% | 50%
8284 | 100% | 50%
8285 | 100% | 50%
8286 | 100% | 50%
8287 | 100% | 50%
8288 | 100% | 50%
8289 | 100% | 50%
8290 | 100% | 50%
8291 | 100% | 50%
8292 | 100% | 50%
8293 | 100% | 50%
8294 | 100% | 50%
8295 | 100% | 50%
8296 | 100% | 50%
8297 | 100% | 50%
8298 | 100% | 50%
8299 | 100% | 50%
8300 | 100% | 50%
8301 | 100% | 50%
8302 | 100% | 50%
8303 | 100% | 50%
8304 | 100% | 50%
8305 | 100% | 50%
8306 | 100% | 50%
8307 | 100% | 50%
8308 | 100% | 50%
8309 | 100% | 50%
8310 | 100% | 50%
8311 | 100% | 50%
8312 | 100% | 50%
8313 | 100% | 50%
8314 | 100% | 50%
8315 | 100% | 50%
8316 | 100% | 50%
8317 | 100% | 50%
8318 | 100% | 50%
8319 | 100% | 50%
8320 | 100% | 50%
8321 | 100% | 50%
8322 | 100% | 50%
8323 | 100% | 50%
8324 | 100% | 50%
8325 | 100% | 50%
8326 | 100% | 50%
8327 | 100% | 50%
8328 | 100% | 50%
8329 | 100% | 50%
8330 | 100% | 50%
8331 | 100% | 50%
8332 | 100% | 50%
8333 | 100% | 50%
8334 | 100% | 50%
8335 | 100% | 50%
8336 | 100% | 50%
8337 | 100% | 50%
8338 | 100% | 50%
8339 | 100% | 50%
8340 | 100% | 50%
8341 | 100% | 50%
8342 | 100% | 50%
8343 | 100% | 50%
8344 | 100% | 50%
8345 | 100% | 50%
8346 | 100% | 50%
8347 | 100% | 50%
8348 | 100% | 50%
8349 | 100% | 50%
8350 | 100% | 50%
8351 | 100% | 50%
8352 | 100% | 50%
8353 | 100% | 50%
8354 | 100% | 50%
8355 | 100% | 50%
8356 | 100% | 50%
8357 | 100% | 50%
8358 | 100% | 50%
8359 | 100% | 50%
8360 | 100% | 50%
8361 | 100% | 50%
8362 | 100% | 50%
8363 | 100% | 50%
8364 | 100% | 50%
8365 | 100% | 50%
8366 | 100% | 50%
8367 | 100% | 50%
8368 | 100% | 50%
8369 | 100% | 50%
8370 | 100% | 50%
8371 | 100% | 50%
8372 | 100% | 50%
8373 | 100% | 50%
8374 | 100% | 50%
8375 | 100% | 50%
8376 | 100% | 50%
8377 | 100% | 50%
8378 | 100% | 50%
8379 | 100% | 50%
8380 | 100% | 50%
8381 | 100% | 50%
8382 | 100% | 50%
8383 | 100% | 50%
8384 | 100% | 50%
8385 | 100% | 50%
8386 | 100% | 50%
8387 | 100% | 50%
8388 | 100% | 50%
8389 | 100% | 50%
8390 | 100% | 50%
8391 | 100% | 50%
8392 | 100% | 50%
8393 | 100% | 50%
8394 | 100% | 50%
8395 | 100% | 50%
8396 | 100% | 50%
8397 | 100% | 50%
8398 | 100% | 50%
8399 | 100% | 50%
8400 | 100% | 50%
8401 | 100% | 50%
8402 | 100% | 50%
8403 | 100% | 50%
8404 | 100% | 50%
8405 | 100% | 50%
8406 | 100% | 50%
8407 | 100% | 50%
8408 | 100% | 50%
8409 | 100% | 50%
8410 | 100% | 50%
8411 | 100% | 50%
8412 | 100% | 50%
8413 | 100% | 50%
8414 | 100% | 50%
8415 | 100% | 50%
8416 | 100% | 50%
8417 | 100% | 50%
8418 | 100% | 50%
8419 | 100% | 50%
8420 | 100% | 50%
8421 | 100% | 50%
8422 | 100% | 50%
8423 | 100% | 50%
8424 | 100% | 50%
8425 | 100% | 50%
8426 | 100% | 50%
8427 | 100% | 50%
8428 | 100% | 50%
8429 | 100% | 50%
8430 | 100% | 50%
8431 | 100% | 50%
8432 | 100% | 50%
8433 | 100% | 50%
8434 | 100% | 50%
8435 | 100% | 50%
8436 | 100% | 50%
8437 | 100% | 50%
8438 | 100% | 50%
8439 | 100% | 50%
8440 | 100% | 50%
8441 | 100% | 50%
8442 | 100% | 50%
8443 | 100% | 50%
8444 | 100% | 50%
8445 | 100% | 50%
8446 | 100% | 50%
8447 | 100% | 50%
8448 | 100% | 50%
8449 | 100% | 50%
8450 | 100% | 50%
8451 | 100% | 50%
8452 | 100% | 50%
8453 | 100% | 50%
8454 | 100% | 50%
8455 | 100% | 50%
8456 | 100% | 50%
8457 | 100% | 50%
8458 | 100% | 50%
8459 | 100% | 50%
8460 | 100% | 50%
8461 | 100% | 50%
8462 | 100% | 50%
8463 | 100% | 50%
8464 | 100% | 50%
8465 | 100% | 50%
8466 | 100% | 50%
8467 | 100% | 50%
8468 | 100% | 50%
8469 | 100% | 50%
8470 | 100% | 50%
8471 | 100% | 50%
8472 | 100% | 50%
8473 | 100% | 50%
8474 | 100% | 50%
8475 | 100% | 50%
8476 | 100% | 50%
8477 | 100% | 50%
8478 | 100% | 50%
8479 | 100% | 50%
8480 | 100% | 50%
8481 | 100% | 50%
8482 | 100% | 50%
8483 | 100% | 50%
8484 | 100% | 50%
8485 | 100% | 50%
8486 | 100% | 50%
8487 | 100% | 50%
8488 | 100% | 50%
8489 | 100% | 50%
8490 | 100% | 50%
8491 | 100% | 50%
8492 | 100% | 50%
8493 | 100% | 50%
8494 | 100% | 50%
8495 | 100% | 50%
8496 | 100% | 50%
8497 | 100% | 50%
8498 | 100% | 50%
8499 | 100% | 50%
8500 | 100% | 50%
8501 | 100% | 50%
8502 | 100% | 50%
8503 | 100% | 50%
8504 | 100% | 50%
8505 | 100% | 50%
8506 | 100% | 50%
8507 | 100% | 50%
8508 | 100% | 50%
8509 | 100% | 50%
8510 | 100% | 50%
8511 | 100% | 50%
8512 | 100% | 50%
8513 | 100% | 50%
8514 | 100% | 50%
8515 | 100% | 50%
8516 | 100% | 50%
8517 | 100% | 50%
8518 | 100% | 50%
8519 | 100% | 50%
8520 | 100% | 50%
8521 | 100% | 50%
8522 | 100% | 50%
8523 | 100% | 50%
8524 | 100% | 50%
8525 | 100% | 50%
8526 | 100% | 50%
8527 | 100% | 50%
8528 | 100% | 50%
8529 | 100% | 50%
8530 | 100% | 50%
8531 | 100% | 50%
8532 | 100% | 50%
8533 | 100% | 50%
8534 | 100% | 50%
8535 | 100% | 50%
8536 | 100% | 50%
8537 | 100% | 50%
8538 | 100% | 50%
8539 | 100% | 50%
8540 | 100% | 50%
8541 | 100% | 50%
8542 | 100% | 50%
8543 | 100% | 50%
8544 | 100% | 50%
8545 | 100% | 50%
8546 | 100% | 50%
8547 | 100% | 50%
8548 | 100% | 50%
8549 | 100% | 50%
8550 | 100% | 50%
8551 | 100% | 50%
8552 | 100% | 50%
8553 | 100% | 50%
8554 | 100% | 50%
8555 | 100% | 50%
8556 | 100% | 50%
8557 | 100% | 50%
8558 | 100% | 50%
8559 | 100% | 50%
8560 | 100% | 50%
8561 | 100% | 50%
8562 | 100% | 50%
8563 | 100% | 50%
8564 | 100% | 50%
8565 | 100% | 50%
8566 | 100% | 50%
8567 | 100% | 50%
8568 | 100% | 50%
8569 | 100% | 50%
8570 | 100% | 50%
8571 | 100% | 50%
8572 | 100% | 50%
8573 | 100% | 50%
8574 | 100% | 50%
8575 | 100% | 50%
8576 | 100% | 50%
8577 | 100% | 50%
8578 | 100% | 50%
8579 | 100% | 50%
8580 | 100% | 50%
8581 | 100% | 50%
8582 | 100% | 50%
8583 | 100% | 50%
8584 | 100% | 50%
8585 | 100% | 50%
8586 | 100% | 50%
8587 | 100% | 50%
8588 | 100% | 50%
8589 | 100% | 50%
8590 | 100% | 50%
8591 | 100% | 50%
8592 | 100% | 50%
8593 | 100% | 50%
8594 | 100% | 50%
8595 | 100% | 50%
8596 | 100% | 50%
8597 | 100% | 50%
8598 | 100% | 50%
8599 | 100% | 50%
8600 | 100% | 50%
8601 | 100% | 50%
8602 | 100% | 50%
8603 | 100% | 50%
8604 | 100% | 50%
8605 | 100% | 50%
8606 | 100% | 50%
8607 | 100% | 50%
8608 | 100% | 50%
8609 | 100% | 50%
8610 | 100% | 50%
8611 | 100% | 50%
8612 | 100% | 50%
8613 | 100% | 50%
8614 | 100% | 50%
8615 | 100% | 50%
8616 | 100% | 50%
8617 | 100% | 50%
8618 | 100% | 50%
8619 | 100% | 50%
8620 | 100% | 50%
8621 | 100% | 50%
8622 | 100% | 50%
8623 | 100% | 50%
8624 | 100% | 50%
8625 | 100% | 50%
8626 | 100% | 50%
8627 | 100% | 50%
8628 | 100% | 50%
8629 | 100% | 50%
8630 | 100% | 50%
8631 | 100% | 50%
8632 | 100% | 50%
8633 | 100% | 50%
8634 | 100% | 50%
8635 | 100% | 50%
8636 | 100% | 50%
8637 | 100% | 50%
8638 | 100% | 50%
8639 | 100% | 50%
8640 | 100% | 50%
8641 | 100% | 50%
8642 | 100% | 50%
8643 | 100% | 50%
8644 | 100% | 50%
8645 | 100% | 50%
8646 | 100% | 50%
8647 | 100% | 50%
8648 | 100% | 50%
8649 | 100% | 50%
8650 | 100% | 50%
8651 | 100% | 50%
8652 | 100% | 50%
8653 | 100% | 50%
8654 | 100% | 50%
8655 | 100% | 50%
8656 | 100% | 50%
8657 | 100% | 50%
8658 | 100% | 50%
8659 | 100% | 50%
8660 | 100% | 50%
8661 | 100% | 50%
8662 | 100% | 50%
8663 | 100% | 50%
8664 | 100% | 50%
8665 | 100% | 50%
8666 | 100% | 50%
8667 | 100% | 50%
8668 | 100% | 50%
8669 | 100% | 50%
8670 | 100% | 50%
8671 | 100% | 50%
8672 | 100% | 50%
8673 | 100% | 50%
8674 | 100% | 50%
8675 | 100% | 50%
8676 | 100% | 50%
8677 | 100% | 50%
8678 | 100% | 50%
8679 | 100% | 50%
8680 | 100% | 50%
8681 | 100% | 50%
8682 | 100% | 50%
8683 | 100% | 50%
8684 | 100% | 50%
8685 | 100% | 50%
8686 | 100% | 50%
8687 | 100% | 50%
8688 | 100% | 50%
8689 | 100% | 50%
8690 | 100% | 50%
8691 | 100% | 50%
8692 | 100% | 50%
8693 | 100% | 50%
8694 | 100% | 50%
8695 | 100% | 50%
8696 | 100% | 50%
8697 | 100% | 50%
8698 | 100% | 50%
8699 | 100% | 50%
8700 | 100% | 50%
8701 | 100% | 50%
8702 | 100% | 50%
8703 | 100% | 50%
8704 | 100% | 50%
8705 | 100% | 50%
8706 | 100% | 50%
8707 | 100% | 50%
8708 | 100% | 50%
8709 | 100% | 50%
8710 | 100% | 50%
8711 | 100% | 50%
8712 | 100% | 50%
8713 | 100% | 50%
8714 | 100% | 50%
8715 | 100% | 50%
8716 | 100% | 50%
8717 | 100% | 50%
8718 | 100% | 50%
8719 | 100% | 50%
8720 | 100% | 50%
8721 | 100% | 50%
8722 | 100% | 50%
8723 | 100% | 50%
8724 | 100% | 50%
8725 | 100% | 50%
8726 | 100% | 50%
8727 | 100% | 50%
8728 | 100% | 50%
8729 | 100% | 50%
8730 | 100% | 50%
8731 | 100% | 50%
8732 | 100% | 50%
8733 | 100% | 50%
8734 | 100% | 50%
8735 | 100% | 50%

## CO2_sources
FacilityID | NationalID | FacilityName | StreetName | BuildingNumber | PostalCode | City | CountryName | Lat | Long | Price zone | CompetentAuthorityName | MainIAActivityCode | MainIASectorName | MainIAActivityName | MainIASubActivityName | MainActivityIndicator | ReportingYear | PollutantName | PollutantGroupName | TotalQuantity (ktonne/year) | ReleaseMediumName | Power demand, MAX (MW) | Power demand, MIN (MW) | Water consumption MAX (ktonne/year) | Water consumption MIN (ktonne/year) | Cooling water demand MAX (ktonne/year) | Cooling water demand MIN (ktonne/year)
6592 | 1348 | Metsä Fibre Oy Kemi | Päätie 250, Pajusaari |  | 94200 | KEMI | Finland | 65.7559 | 24.5215 | FI | Lapin ELY ympäristö ja luonnonvarat | 6.(a) | Paper and wood production processing | Industrial plants for the production of pulp from timber or similar fibrous materials |  | TRUE | 2017 | Carbon dioxide (CO2) | Greenhouse gases | 3110 | Air | 3377.792 | 2354.2628 | 2596.475 | 1369.3738 | 299892.8571 | 266571.4286
7303 | 1866 | Neste Oyj, Porvoon jalostamo | Jalostamontie |  | 06850 | PORVOO | Finland | 60.3131 | 25.526 | FI | Uudenmaan ELY ympäristö ja luonnonvarat | 1.(a) | Energy sector | Mineral oil and gas refineries |  | TRUE | 2017 | Carbon dioxide (CO2) | Greenhouse gases | 2770 | Air | 3008.5157 | 2096.8836 | 2312.616 | 1219.6673 | 267107.1429 | 237428.5714
6363 | 1254 | Stora Enso Oyj, Imatran tehtaat | Kanavaranta 1 |  | 55800 | IMATRA | Finland | 61.2491 | 28.8566 | FI | Kaakkois-Suomen ELY ympäristö ja luonnonvarat | 6.(a) | Paper and wood production processing | Industrial plants for the production of pulp from timber or similar fibrous materials |  | TRUE | 2017 | Carbon dioxide (CO2) | Greenhouse gases | 2380 | Air | 2584.9341 | 1801.6545 | 1987.013 | 1047.9452 | 229500 | 204000
192232 | 1263.0002.01 | Equinor avd. Mongstad raffineri | Mongstad |  | 5954 | Mongstad | Norway | 60.8149 | 5.0333 | NO5 | Miljødirektoratet | 1.(a) | Energy sector | Mineral oil and gas refineries |  | TRUE | 2017 | Carbon dioxide (CO2) | Greenhouse gases | 2360 | Air | 2563.212 | 1786.5145 | 1970.3154 | 1039.1389 | 227571.4286 | 202285.7143
7040 | 162 | Aalborg Portland A/S | Rørdalsvej | 44 | 9220 | Aalborg Øst | Denmark | 57.0625 | 9.9765 | DK1 | miljøstyrelsen | 3.(c) | Mineral industry | Installations for the production of: |  | TRUE | 2017 | Carbon dioxide (CO2) | Greenhouse gases | 2280 | Air | 2476.3234 | 1725.9547 | 1903.525 | 1003.9139 | 219857.1429 | 195428.5714
8233 | 2580-121 | Luleå kraftvärmeverk LUKAB | Uddebovägen Aronstorp |  | 97437 | LULEÅ | Sweden | 65.568 | 22.2137 | SE1 | Länsstyrelsen i Norrbottens län | 1.(c) | Energy sector | Thermal power stations and other combustion installations |  | TRUE | 2017 | Carbon dioxide (CO2) | Greenhouse gases | 2170 | Air | 2356.8517 | 1642.685 | 1811.6883 | 955.4795 | 209250 | 186000
7265 | 1833 | UPM KYMMENE OYJ, UPM, Pietarsaari | Luodontie 149 |  | 68600 | PIETARSAARI | Finland | 63.7171 | 22.7115 | FI | Etelä-Pohjanmaan ELY ympäristö ja luonnonvarat | 6.(a) | Paper and wood production processing | Industrial plants for the production of pulp from timber or similar fibrous materials |  | TRUE | 2017 | Carbon dioxide (CO2) | Greenhouse gases | 2050 | Air | 2226.5189 | 1551.8453 | 1711.5028 | 902.6419 | 197678.5714 | 175714.2857
6954 | 1592 | UPM-Kymmene Oyj, Kaukaan tehtaat | Kaukaankatu 30 |  | 53200 | LAPPEENRANTA | Finland | 61.0658 | 28.2475 | FI | Kaakkois-Suomen ELY ympäristö ja luonnonvarat | 6.(a) | Paper and wood production processing | Industrial plants for the production of pulp from timber or similar fibrous materials |  | TRUE | 2017 | Carbon dioxide (CO2) | Greenhouse gases | 2030 | Air | 2204.7967 | 1536.7053 | 1694.8052 | 893.8356 | 195750 | 174000
5099 | 0861-101 | Södra Cell Mönsterås | Södra Cell Mönsterås |  | 383 25 | MÖNSTERÅS | Sweden | 57.0915 | 16.5505 | SE4 | Länsstyrelsen i Kalmar län | 6.(a) | Paper and wood production processing | Industrial plants for the production of pulp from timber or similar fibrous materials |  | TRUE | 2017 | Carbon dioxide (CO2) | Greenhouse gases | 1910 | Air | 2074.4639 | 1445.8656 | 1594.6197 | 840.998 | 184178.5714 | 163714.2857
187 | 0180-81-006 | VÄRTAVERKET | Jägmästargatan 2c |  | 11577 | STOCKHOLM | Sweden | 59.3526 | 18.1009 | SE3 | Stockholms kommun | 1.(c) | Energy sector | Thermal power stations and other combustion installations |  | TRUE | 2017 | Carbon dioxide (CO2) | Greenhouse gases | 1870 | Air | 2031.0196 | 1415.5857 | 1561.2245 | 823.3855 | 180321.4286 | 160285.7143
5203 | 0980-105 | Cementa AB, Slitefabriken | Skolgatan 6 |  | 62448 | Slite | Sweden | 57.7117 | 18.8054 | SE3 | Länsstyrelsen i Gotlands län | 3.(c) | Mineral industry | Installations for the production of: |  | TRUE | 2017 | Carbon dioxide (CO2) | Greenhouse gases | 1760 | Air | 1911.5479 | 1332.3159 | 1469.3878 | 774.9511 | 169714.2857 | 150857.1429
6919 | 1560 | UPM-Kymmene Oyj, Kymi | Selluntie 1 |  | 45700 | KUUSANKOSKI | Finland | 60.9068 | 26.6663 | FI | Kaakkois-Suomen ELY ympäristö ja luonnonvarat | 6.(a) | Paper and wood production processing | Industrial plants for the production of pulp from timber or similar fibrous materials |  | TRUE | 2017 | Carbon dioxide (CO2) | Greenhouse gases | 1750 | Air | 1900.6868 | 1324.746 | 1461.039 | 770.5479 | 168750 | 150000
7924 | 2284-108 | Metsä Board Sverige AB, Husums fabr | Husum Mill |  | 89680 | HUSUM | Sweden | 63.3279 | 19.1601 | SE2 | Länsstyrelsen i Västernorrlands län | 6.(a) | Paper and wood production processing | Industrial plants for the production of pulp from timber or similar fibrous materials |  | TRUE | 2017 | Carbon dioxide (CO2) | Greenhouse gases | 1690 | Air | 1835.5204 | 1279.3261 | 1410.9462 | 744.1292 | 162964.2857 | 144857.1429
6085 | 1111 | STORA ENSO OYJ, ENOCELLIN TEHDAS | Tehtaantie 2 |  | 81280 | UIMAHARJU | Finland | 62.9227 | 30.2216 | FI | Pohjois-Karjalan ELY ympäristö ja luonnonvarat | 1.(c) | Energy sector | Thermal power stations and other combustion installations |  | TRUE | 2017 | Carbon dioxide (CO2) | Greenhouse gases | 1640 | Air | 1781.2151 | 1241.4762 | 1369.2022 | 722.1135 | 158142.8571 | 140571.4286
6808 | 1484-1115 | Preemraff, Lysekil | Preemraff, Lysekil |  | 45392 | LYSEKIL | Sweden | 58.3468 | 11.4231 | SE3 | Länsstyrelsen i Västra Götalands län | 1.(a) | Energy sector | Mineral oil and gas refineries |  | TRUE | 2017 | Carbon dioxide (CO2) | Greenhouse gases | 1580 | Air | 1716.0487 | 1196.0563 | 1319.1095 | 695.6947 | 152357.1429 | 135428.5714
6649 | 1383-113 | Södra Cell Värö | Södra Cell Värö |  | 43286 | VÄRÖBACKA | Sweden | 57.2217 | 12.1719 | SE3 | Länsstyrelsen i Hallands län | 6.(a) | Paper and wood production processing | Industrial plants for the production of pulp from timber or similar fibrous materials |  | TRUE | 2017 | Carbon dioxide (CO2) | Greenhouse gases | 1540 | Air | 1672.6044 | 1165.7764 | 1285.7143 | 678.0822 | 148500 | 132000
293727 | 100239774 | Raahen Voima Oy | Rautaruukintie 155 |  | 92101 | RAAHE | Finland | 64.6548 | 24.4175 | FI | Pohjois-Pohjanmaan ELY ympäristö ja luonnonvarat | 1.(c) | Energy sector | Thermal power stations and other combustion installations |  | TRUE | 2017 | Carbon dioxide (CO2) | Greenhouse gases | 1530 | Air | 1661.7433 | 1158.2065 | 1277.3655 | 673.6791 | 147535.7143 | 131142.8571
539 | 0481-104 | SSAB Oxelösund AB | SSAB |  | 00000 | OXELÖSUND | Sweden | 58.6769 | 17.1256 | SE3 | Länsstyrelsen i Södermanlands län | 2.(b) | Productiona and processing of metals | Installations for the production of pig iron or steel (primary or secondary melting) including continuous casting |  | TRUE | 2017 | Carbon dioxide (CO2) | Greenhouse gases | 1530 | Air | 1661.7433 | 1158.2065 | 1277.3655 | 673.6791 | 147535.7143 | 131142.8571
482 | 0319-102 | Skutskärs Bruk | Skutskärs Bruk |  | 814 81 | SKUTSKÄR | Sweden | 60.6436 | 17.3899 | SE3 | Länsstyrelsen i Uppsala län | 6.(a) | Paper and wood production processing | Industrial plants for the production of pulp from timber or similar fibrous materials |  | TRUE | 2017 | Carbon dioxide (CO2) | Greenhouse gases | 1520 | Air | 1650.8823 | 1150.6365 | 1269.0167 | 669.2759 | 146571.4286 | 130285.7143
6384 | 1269 | Metsä Fibre Oy, Joutsenon tehdas | Haukilahdentie 27 |  | 54120 | PULP | Finland | 61.1311 | 28.4537 | FI | Kaakkois-Suomen ELY ympäristö ja luonnonvarat | 6.(a) | Paper and wood production processing | Industrial plants for the production of pulp from timber or similar fibrous materials |  | TRUE | 2017 | Carbon dioxide (CO2) | Greenhouse gases | 1470 | Air | 1596.5769 | 1112.7866 | 1227.2727 | 647.2603 | 141750 | 126000
7199 | 1780 | STORA ENSO OYJ, Oulun tehdas, Oulu | Paperitehtaantie 1 |  | 90100 | OULU | Finland | 64.9981 | 25.4283 | FI | Pohjois-Pohjanmaan ELY ympäristö ja luonnonvarat | 1.(c) | Energy sector | Thermal power stations and other combustion installations |  | TRUE | 2017 | Carbon dioxide (CO2) | Greenhouse gases | 1420 | Air | 1542.2716 | 1074.9367 | 1185.5288 | 625.2446 | 136928.5714 | 121714.2857
6180 | 1172 | Helen Oy, Hanasaari B -voimalaitos | Parrukatu 1-3 |  | 00580 | HELSINKI | Finland | 60.1837 | 24.9712 | FI | Uudenmaan ELY ympäristö ja luonnonvarat | 1.(c) | Energy sector | Thermal power stations and other combustion installations |  | TRUE | 2017 | Carbon dioxide (CO2) | Greenhouse gases | 1420 | Air | 1542.2716 | 1074.9367 | 1185.5288 | 625.2446 | 136928.5714 | 121714.2857
6594 | 1349 | Stora Enso Veitsiluoto Oy | Rivinkarintie 68b |  | 94800 | KEMI | Finland | 65.6936 | 24.6208 | FI | Lapin ELY ympäristö ja luonnonvarat | 1.(c) | Energy sector | Thermal power stations and other combustion installations |  | TRUE | 2017 | Carbon dioxide (CO2) | Greenhouse gases | 1320 | Air | 1433.6609 | 999.2369 | 1102.0408 | 581.2133 | 127285.7143 | 113142.8571
7153 | 1728 | Turun Seudun Energiantuotanto Oy, Naantalin voimalaitos | Satamatie 16 |  | 21100 | NAANTALI | Finland | 60.4585 | 22.0536 | FI | Varsinais-Suomen ELY ympäristö ja luonnonvarat | 1.(c) | Energy sector | Thermal power stations and other combustion installations |  | TRUE | 2017 | Carbon dioxide (CO2) | Greenhouse gases | 1290 | Air | 1401.0777 | 976.527 | 1076.9944 | 568.0039 | 124392.8571 | 110571.4286
8232 | 2580-101 | SSAB EMEA AB i Luleå | Svartön, Svartövägen 1 |  | 97188 | LULEÅ | Sweden | 65.5635 | 22.206 | SE1 | Länsstyrelsen i Norrbottens län | 2.(b) | Productiona and processing of metals | Installations for the production of pig iron or steel (primary or secondary melting) including continuous casting |  | TRUE | 2017 | Carbon dioxide (CO2) | Greenhouse gases | 1290 | Air | 1401.0777 | 976.527 | 1076.9944 | 568.0039 | 124392.8571 | 110571.4286
7756 | 2180-103 | Korsnäsverken | SAKNAS |  | 80641 | GÄVLE | Sweden | 60.6824 | 17.2733 | SE3 | Länsstyrelsen i Gävleborgs län | 6.(a) | Paper and wood production processing | Industrial plants for the production of pulp from timber or similar fibrous materials |  | TRUE | 2017 | Carbon dioxide (CO2) | Greenhouse gases | 1270 | Air | 1379.3556 | 961.3871 | 1060.2968 | 559.1977 | 122464.2857 | 108857.1429
7189 | 1764-101 | Gruvöns bruk | Storjohanns väg 4 |  | 66428 | GRUMS | Sweden | 59.3383 | 13.1215 | SE3 | Länsstyrelsen i Värmlands län | 6.(a) | Paper and wood production processing | Industrial plants for the production of pulp from timber or similar fibrous materials |  | TRUE | 2017 | Carbon dioxide (CO2) | Greenhouse gases | 1250 | Air | 1357.6335 | 946.2471 | 1043.5993 | 550.3914 | 120535.7143 | 107142.8571
192144 | 1146.0004.01 | Gassco Kårstø | Kårstø |  | 5565 | Tysværvåg | Norway | 59.2747 | 5.5128 | NO2 | Miljødirektoratet | 1.(a) | Energy sector | Mineral oil and gas refineries |  | TRUE | 2017 | Carbon dioxide (CO2) | Greenhouse gases | 1210 | Air | 1314.1892 | 915.9672 | 1010.2041 | 532.7789 | 116678.5714 | 103714.2857
7382 | 1919 | Metsä Fibre Oy, Rauman tehdas | PL 165 |  | 26101 | RAUMA | Finland | 61.1108 | 21.467 | FI | Varsinais-Suomen ELY ympäristö ja luonnonvarat | 6.(a) | Paper and wood production processing | Industrial plants for the production of pulp from timber or similar fibrous materials |  | TRUE | 2017 | Carbon dioxide (CO2) | Greenhouse gases | 1190 | Air | 1292.467 | 900.8272 | 993.5065 | 523.9726 | 114750 | 102000
7891 | 2262-101 | SCA Östrands massafabrik | Järnvägsgatan 2b |  | 86181 | TIMRÅ | Sweden | 62.4753 | 17.329 | SE2 | Länsstyrelsen i Västernorrlands län | 6.(a) | Paper and wood production processing | Industrial plants for the production of pulp from timber or similar fibrous materials |  | TRUE | 2017 | Carbon dioxide (CO2) | Greenhouse gases | 1180 | Air | 1281.606 | 893.2573 | 985.1577 | 519.5695 | 113785.7143 | 101142.8571
6887 | 1516 | Nordjyllandsværket | Nefovej | 50 | 9310 | Vodskov | Denmark | 57.0776 | 10.0404 | DK1 | Miljøstyrelsen | 1.(c) | Energy sector | Thermal power stations and other combustion installations |  | TRUE | 2017 | Carbon dioxide (CO2) | Greenhouse gases | 1143 | Air | 1241.42 | 865.2484 | 954.2672 | 503.2779 | 110217.8571 | 97971.4286
8235 | 2581-101 | Smurfit Kappa Kraftliner Piteå | Kolugnsvägen 30 |  | 94138 | PITEÅ | Sweden | 65.3148 | 21.4404 | SE1 | Länsstyrelsen i Norrbottens län | 6.(a) | Paper and wood production processing | Industrial plants for the production of pulp from timber or similar fibrous materials |  | TRUE | 2017 | Carbon dioxide (CO2) | Greenhouse gases | 1130 | Air | 1227.3006 | 855.4074 | 943.4137 | 497.5538 | 108964.2857 | 96857.1429
6001 | 1082-102 | Södra Cell Mörrum | Södra Cell Mörrum |  | 37586 | MÖRRUM | Sweden | 56.161 | 14.7647 | SE4 | Länsstyrelsen i Blekinge län | 6.(a) | Paper and wood production processing | Industrial plants for the production of pulp from timber or similar fibrous materials |  | TRUE | 2017 | Carbon dioxide (CO2) | Greenhouse gases | 1090 | Air | 1183.8564 | 825.1275 | 910.0186 | 479.9413 | 105107.1429 | 93428.5714
9603 | 451 | DONG ENERGY POWER A/S | Asnæsvej | 16 | 4400 | Kalundborg | Denmark | 55.6615 | 11.0848 | DK1 | miljøstyrelsen | 1.(c) | Energy sector | Thermal power stations and other combustion installations |  | TRUE | 2017 | Carbon dioxide (CO2) | Greenhouse gases | 1050 | Air | 1140.4121 | 794.8476 | 876.6234 | 462.3288 | 101250 | 90000
296149 | 9872 | Fjernvarme Fyn Produktion A/S | Havnegade | 120 | 5000 | Odense C | Denmark | 55.4278 | 10.4052 | DK1 | miljøstyrelsen | 1.(c) | Energy sector | Thermal power stations and other combustion installations |  | TRUE | 2017 | Carbon dioxide (CO2) | Greenhouse gases | 1050 | Air | 1140.4121 | 794.8476 | 876.6234 | 462.3288 | 101250 | 90000
1240 | 0581-110 | BillerudKorsnäs Sweden AB Skärblacka Bruk | Skärblacka Bruk |  | 61710 | SKÄRBLACKA | Sweden | 58.5798 | 15.8997 | SE3 | Länsstyrelsen i Östergötlands län | 6.(a) | Paper and wood production processing | Industrial plants for the production of pulp from timber or similar fibrous materials |  | TRUE | 2017 | Carbon dioxide (CO2) | Greenhouse gases | 1000 | Air | 1086.1068 | 756.9977 | 834.8794 | 440.3131 | 96428.5714 | 85714.2857
7184 | 1761-101 | Skoghalls Bruk | Bruksgatan |  | 66330 | SKOGHALL | Sweden | 59.3184 | 13.4376 | SE3 | Länsstyrelsen i Värmlands län | 6.(a) | Paper and wood production processing | Industrial plants for the production of pulp from timber or similar fibrous materials |  | TRUE | 2017 | Carbon dioxide (CO2) | Greenhouse gases | 1000 | Air | 1086.1068 | 756.9977 | 834.8794 | 440.3131 | 96428.5714 | 85714.2857
192426 | 2004.0004.01 | Hammerfest LNG | Melkøya |  | 9601 | Ukjent Kode Benyttet (9601) | Norway | 70.6911 | 23.602 | NO4 | Miljødirektoratet | 1.(a) | Energy sector | Mineral oil and gas refineries |  | TRUE | 2017 | Carbon dioxide (CO2) | Greenhouse gases | 997 | Air | 1082.8484 | 754.7267 | 832.3748 | 438.9922 | 96139.2857 | 85457.1429
301404 | 100252736 | Metsä Fibre Oy, Äänekosken biotuotetehdas | Sarvelantie 1 |  | 44100 | ÄÄNEKOSKI | Finland | 62.5928 | 25.7502 | FI | Keski-Suomen ELY ympäristö ja luonnonvarat | 6.(a) | Paper and wood production processing | Industrial plants for the production of pulp from timber or similar fibrous materials |  | TRUE | 2017 | Carbon dioxide (CO2) | Greenhouse gases | 994 | Air | 1079.5901 | 752.4557 | 829.8701 | 437.6712 | 95850 | 85200
6178 | 1170 | Helen Oy, Salmisaaren voimalaitokset | Porkkalankatu 9-11 |  | 00090 | HELEN | Finland | 60.1674 | 24.9048 | FI | Uudenmaan ELY ympäristö ja luonnonvarat | 1.(c) | Energy sector | Thermal power stations and other combustion installations |  | TRUE | 2017 | Carbon dioxide (CO2) | Greenhouse gases | 994 | Air | 1079.5901 | 752.4557 | 829.8701 | 437.6712 | 95850 | 85200
237716 | 9832 | HOFOR Energiproduktion A/S Amagerværket | Kraftværksvej | 37 | 2300 | København S | Denmark | 55.6846 | 12.6261 | DK2 | miljøstyrelsen | 1.(c) | Energy sector | Thermal power stations and other combustion installations |  | TRUE | 2017 | Carbon dioxide (CO2) | Greenhouse gases | 961 | Air | 1043.7486 | 727.4748 | 802.3191 | 423.1409 | 92667.8571 | 82371.4286
7435 | 1992 | Vaskiluodon Voima Oy, Seinäjoen turvevoimalaitos | Sevontie 1 |  | 60200 | SEINÄJOKI | Finland | 62.7418 | 22.8157 | FI | Etelä-Pohjanmaan ELY ympäristö ja luonnonvarat | 1.(c) | Energy sector | Thermal power stations and other combustion installations |  | TRUE | 2017 | Carbon dioxide (CO2) | Greenhouse gases | 912 | Air | 990.5294 | 690.3819 | 761.41 | 401.5656 | 87942.8571 | 78171.4286
7213 | 1784 | OULUN ENERGIA, Toppilan voimalaitokset, Oulu, Energiantuotanto | TERVAHOVINTIE 10 |  | 90520 | OULU | Finland | 65.0376 | 25.4352 | FI | Pohjois-Pohjanmaan ELY ympäristö ja luonnonvarat | 1.(c) | Energy sector | Thermal power stations and other combustion installations |  | TRUE | 2017 | Carbon dioxide (CO2) | Greenhouse gases | 887 | Air | 963.3767 | 671.4569 | 740.538 | 390.5577 | 85532.1429 | 76028.5714
7771 | 2184-104 | Iggesunds Bruk | Cellulosagatan |  | 82530 | IGGESUND | Sweden | 61.6386 | 17.0981 | SE2 | Länsstyrelsen i Gävleborgs län | 6.(a) | Paper and wood production processing | Industrial plants for the production of pulp from timber or similar fibrous materials |  | TRUE | 2017 | Carbon dioxide (CO2) | Greenhouse gases | 881 | Air | 956.8601 | 666.915 | 735.5288 | 387.9159 | 84953.5714 | 75514.2857
192083 | 0805.0028.01 | Norcem Brevik | Setrevegen 2 |  | 3950 | Brevik | Norway | 59.0619 | 9.6893 | NO2 | Miljødirektoratet | 3.(c) | Mineral industry | Installations for the production of: | - Cement clinker in rotary kilns | TRUE | 2017 | Carbon dioxide (CO2) | Greenhouse gases | 878 | Air | 953.6017 | 664.644 | 733.0241 | 386.5949 | 84664.2857 | 75257.1429
8155 | 2514-101 | BillerudKorsnäs Karlsborgs AB | Strandvägen 3 |  | 952 83 | Karlsborgsverken | Sweden | 65.7919 | 23.2877 | SE1 | Länsstyrelsen i Norrbottens län | 6.(a) | Paper and wood production processing | Industrial plants for the production of pulp from timber or similar fibrous materials |  | TRUE | 2017 | Carbon dioxide (CO2) | Greenhouse gases | 862 | Air | 936.224 | 652.532 | 719.666 | 379.5499 | 83121.4286 | 73885.7143
6709 | 1409 | Stora Enso Oyj, Sunilan tehdas | Sunilantie 1 |  | 48900 | SUNILA | Finland | 60.4893 | 26.9563 | FI | Kaakkois-Suomen ELY ympäristö ja luonnonvarat | 6.(a) | Paper and wood production processing | Industrial plants for the production of pulp from timber or similar fibrous materials |  | TRUE | 2017 | Carbon dioxide (CO2) | Greenhouse gases | 857 | Air | 930.7935 | 648.747 | 715.4917 | 377.3483 | 82639.2857 | 73457.1429
7377 | 1913 | SSAB Europe Oy (ent. RUUKKI METALS OY), Raahen terästehdas | Rautaruukintie 155 |  | 92100 | RAAHE | Finland | 64.6479 | 24.406 | FI | Pohjois-Pohjanmaan ELY ympäristö ja luonnonvarat | 2.(b) | Productiona and processing of metals | Installations for the production of pig iron or steel (primary or secondary melting) including continuous casting |  | TRUE | 2017 | Carbon dioxide (CO2) | Greenhouse gases | 828 | Air | 899.2964 | 626.7941 | 691.2801 | 364.5793 | 79842.8571 | 70971.4286
7640 | 20744 | Oy Alholmens Kraft Ab | Luodontie 149 (itäportti) |  | 68600 | PIETARSAARI | Finland | 63.7045 | 22.7041 | FI | Etelä-Pohjanmaan ELY ympäristö ja luonnonvarat | 1.(c) | Energy sector | Thermal power stations and other combustion installations |  | TRUE | 2016 | Carbon dioxide (CO2) | Greenhouse gases | 810 | Air | 879.7465 | 613.1681 | 676.2523 | 356.6536 | 78107.1429 | 69428.5714
6093 | 1115 | Fortum Power and Heat Oy, Suomenojan voimalaitos | HYLKEENPYYTÄJÄNTIE 4 |  | 02270 | ESPOO | Finland | 60.1491 | 24.7174 | FI | Uudenmaan ELY ympäristö ja luonnonvarat | 1.(c) | Energy sector | Thermal power stations and other combustion installations |  | TRUE | 2017 | Carbon dioxide (CO2) | Greenhouse gases | 807 | Air | 876.4882 | 610.8971 | 673.7477 | 355.3327 | 77817.8571 | 69171.4286
7249 | 18120 | Stora Enso Oyj, Varkauden tehtaat | Ahlströminkatu 26-28 |  | 78250 | VARKAUS | Finland | 62.3163 | 27.8948 | FI | Pohjois-Savon ELY ympäristö ja luonnonvarat | 6.(b) | Paper and wood production processing | Industrial plants for the production of paper and board and other primary wood products |  | TRUE | 2017 | Carbon dioxide (CO2) | Greenhouse gases | 797 | Air | 865.6271 | 603.3272 | 665.3989 | 350.9295 | 76853.5714 | 68314.2857
1242 | 0581-191-01 | Händelöverket | Energigatan 5 |  | 60238 | Norrköping | Sweden | 58.6196 | 16.2333 | SE3 | Länsstyrelsen i Östergötlands län | 5.(b) | Waste and waste water management | Installations for the incineration of non-hazardous waste in the scope of Directive 2000/76/EC of the European Parliament and of the Council of 4 December 2000 on the incineration of waste |  | TRUE | 2017 | Carbon dioxide (CO2) | Greenhouse gases | 783 | Air | 850.4216 | 592.7292 | 653.7106 | 344.7652 | 75503.5714 | 67114.2857
6391 | 1272-101 | STORA ENSO PAPER AB | Nymölla |  | 29580 | NYMÖLLA | Sweden | 56.0438 | 14.4798 | SE4 | Länsstyrelsen i Skåne län | 6.(a) | Paper and wood production processing | Industrial plants for the production of pulp from timber or similar fibrous materials |  | TRUE | 2017 | Carbon dioxide (CO2) | Greenhouse gases | 778 | Air | 844.9911 | 588.9442 | 649.5362 | 342.5636 | 75021.4286 | 66685.7143
6123 | 11323 | Helen Oy, Vuosaaren voimalaitokset | KÄÄRMENIEMENTIE 8 |  | 00090 | HELEN | Finland | 60.2198 | 25.171 | FI | Uudenmaan ELY ympäristö ja luonnonvarat | 1.(c) | Energy sector | Thermal power stations and other combustion installations |  | TRUE | 2017 | Carbon dioxide (CO2) | Greenhouse gases | 775 | Air | 841.7327 | 586.6732 | 647.0315 | 341.2427 | 74732.1429 | 66428.5714
6879 | 1512 | DONG Energy A/S - Esbjergværket | Amerikavej | 7 | 6700 | Esbjerg | Denmark | 55.4551 | 8.4578 | DK2 | miljøstyrelsen | 1.(c) | Energy sector | Thermal power stations and other combustion installations |  | TRUE | 2017 | Carbon dioxide (CO2) | Greenhouse gases | 768 | Air | 834.13 | 581.3742 | 641.1874 | 338.1605 | 74057.1429 | 65828.5714
7417 | 1980-113 | Västerås kraftvärmeverk | Sjöhagsvägen 23 |  | 72103 | VÄSTERÅS | Sweden | 59.5885 | 16.5135 | SE3 | Länsstyrelsen i Västmanlands län | 1.(c) | Energy sector | Thermal power stations and other combustion installations |  | TRUE | 2017 | Carbon dioxide (CO2) | Greenhouse gases | 755 | Air | 820.0106 | 571.5333 | 630.334 | 332.4364 | 72803.5714 | 64714.2857
7326 | 1885-103 | BillerudKorsnäs Skog & Industri AB, Frövi | Fröviforsvägen |  | 718 80 | Frövi | Sweden | 59.4798 | 15.3287 | SE3 | Länsstyrelsen i Örebro län | 6.(a) | Paper and wood production processing | Industrial plants for the production of pulp from timber or similar fibrous materials |  | TRUE | 2017 | Carbon dioxide (CO2) | Greenhouse gases | 741 | Air | 804.8051 | 560.9353 | 618.6456 | 326.272 | 71453.5714 | 63514.2857
7732 | 2157 | Vaskiluodon Voima Oy | Reinikatu 1 |  | 65170 | VAASA | Finland | 63.045 | 21.7853 | FI | Etelä-Pohjanmaan ELY ympäristö ja luonnonvarat | 1.(c) | Energy sector | Thermal power stations and other combustion installations |  | TRUE | 2017 | Carbon dioxide (CO2) | Greenhouse gases | 735 | Air | 798.2885 | 556.3933 | 613.6364 | 323.6301 | 70875 | 63000
186 | 0180-81-004 | HÖGDALENVERKET | Kvicksundsvägen 16 |  | 12459 | STOCKHOLM | Sweden | 59.2757 | 18.0969 | SE3 | Stockholms kommun | 5.(b) | Waste and waste water management | Installations for the incineration of non-hazardous waste in the scope of Directive 2000/76/EC of the European Parliament and of the Council of 4 December 2000 on the incineration of waste |  | TRUE | 2017 | Carbon dioxide (CO2) | Greenhouse gases | 722 | Air | 784.1691 | 546.5523 | 602.7829 | 317.9061 | 69621.4286 | 61885.7143
112525 | 0181-81-009 | Igelsta kraftvärmeverk | Nynäsvägen 43 |  | 152 27 | Södertälje | Sweden | 59.1775 | 17.6652 | SE3 | Södertälje kommun, tillsynsmyndighet | 1.(c) | Energy sector | Thermal power stations and other combustion installations |  | TRUE | 2017 | Carbon dioxide (CO2) | Greenhouse gases | 718 | Air | 779.8247 | 543.5243 | 599.4434 | 316.1448 | 69235.7143 | 61542.8571
8236 | 2581-102 | SCA Munksund | Munksundsvägen |  | 94143 | PITEÅ | Sweden | 65.2723 | 21.5039 | SE1 | Länsstyrelsen i Norrbottens län | 6.(a) | Paper and wood production processing | Industrial plants for the production of pulp from timber or similar fibrous materials |  | TRUE | 2017 | Carbon dioxide (CO2) | Greenhouse gases | 700 | Air | 760.2747 | 529.8984 | 584.4156 | 308.2192 | 67500 | 60000
192284 | 1563.0008.01 | Hydro Aluminium, Sunndal | Romsdalsvegen 4 |  | 6600 | Sunndalsøra | Norway | 62.6805 | 8.5539 | NO3 | Miljødirektoratet | 2.(e) | Productiona and processing of metals | Installations: - For the production of non-ferrous crude metals from ore, concentrates or secondary raw materials by metallurgical, chemical or electrolytic processes | Al | TRUE | 2017 | Carbon dioxide (CO2) | Greenhouse gases | 660 | Air | 716.8305 | 499.6185 | 551.0204 | 290.6067 | 63642.8571 | 56571.4286
7919 | 2282-19-101 | Mondi Dynäs AB | Väja |  | 873 81 | VÄJA | Sweden | 62.9742 | 17.7235 | SE2 | Länsstyrelsen i Västernorrlands län | 6.(a) | Paper and wood production processing | Industrial plants for the production of pulp from timber or similar fibrous materials |  | TRUE | 2017 | Carbon dioxide (CO2) | Greenhouse gases | 652 | Air | 708.1416 | 493.5625 | 544.3414 | 287.0841 | 62871.4286 | 55885.7143
6724 | 1415-1115 | Borealis Krackeranl. | Uddevallavägen |  | 44485 | STENUNGSUND | Sweden | 58.0832 | 11.8255 | SE3 | Länsstyrelsen i Västra Götalands län | 4.(a) | Chemical industry | Chemical installations for the production on an industrial scale of basic organic chemicals, such as: | - Simple hydrocarbons (linear or cyclic, saturated or unsaturated, aliphatic or aromatic) | TRUE | 2017 | Carbon dioxide (CO2) | Greenhouse gases | 642 | Air | 697.2805 | 485.9925 | 535.9926 | 282.681 | 61907.1429 | 55028.5714
7681 | 2110 | Outokumpu Chrome Oy, Outokumpu Stainless Oy, Tornion tehtaat | Terästie |  | 95400 | TORNIO | Finland | 65.7842 | 24.1758 | FI | Lapin ELY ympäristö ja luonnonvarat | 2.(b) | Productiona and processing of metals | Installations for the production of pig iron or steel (primary or secondary melting) including continuous casting |  | TRUE | 2017 | Carbon dioxide (CO2) | Greenhouse gases | 640 | Air | 695.1083 | 484.4785 | 534.3228 | 281.8004 | 61714.2857 | 54857.1429
7764 | 2182-105 | Vallviks Bruk | Vallvik |  | 82021 | VALLVIK | Sweden | 61.1882 | 17.1828 | SE2 | Länsstyrelsen i Gävleborgs län | 6.(a) | Paper and wood production processing | Industrial plants for the production of pulp from timber or similar fibrous materials |  | TRUE | 2017 | Carbon dioxide (CO2) | Greenhouse gases | 632 | Air | 686.4195 | 478.4225 | 527.6438 | 278.2779 | 60942.8571 | 54171.4286
7866 | 2234 | Metsä Fibre Oy, Äänekosken sellutehdas | Sarvelantie 1 |  | 44100 | ÄÄNEKOSKI | Finland | 62.5906 | 25.753 | FI | Keski-Suomen ELY ympäristö ja luonnonvarat | 6.(a) | Paper and wood production processing | Industrial plants for the production of pulp from timber or similar fibrous materials |  | TRUE | 2017 | Carbon dioxide (CO2) | Greenhouse gases | 625 | Air | 678.8167 | 473.1236 | 521.7996 | 275.1957 | 60267.8571 | 53571.4286
6407 | 1280-60-001 | Sysavs avfallsförbränningsanläggning | Spillepengsgatan 13 |  | 211 24 | MALMÖ | Sweden | 55.6321 | 13.0456 | SE4 | Länsstyrelsen i Skåne län | 5.(b) | Waste and waste water management | Installations for the incineration of non-hazardous waste in the scope of Directive 2000/76/EC of the European Parliament and of the Council of 4 December 2000 on the incineration of waste |  | TRUE | 2017 | Carbon dioxide (CO2) | Greenhouse gases | 569 | Air | 617.9947 | 430.7317 | 475.0464 | 250.5382 | 54867.8571 | 48771.4286
7205 | 1781-103 | Bäckhammars Bruk | Bäckhammar |  | 68183 | KRISTINEHAMN | Sweden | 59.1601 | 14.1812 | SE3 | Länsstyrelsen i Värmlands län | 6.(a) | Paper and wood production processing | Industrial plants for the production of pulp from timber or similar fibrous materials |  | TRUE | 2017 | Carbon dioxide (CO2) | Greenhouse gases | 560 | Air | 608.2198 | 423.9187 | 467.5325 | 246.5753 | 54000 | 48000
10286 | 5743 | Equinor Refining Denmark A/S | Melbyvej | 17 | 4400 | Kalundborg | Denmark | 55.6542 | 11.097 | DK2 | miljøstyrelsen | 1.(a) | Energy sector | Mineral oil and gas refineries |  | TRUE | 2017 | Carbon dioxide (CO2) | Greenhouse gases | 544 | Air | 590.8421 | 411.8067 | 454.1744 | 239.5303 | 52457.1429 | 46628.5714
7923 | 2284-101 | Domsjö Fabriker AB | Hörneborgsv 17 |  | 89186 | ÖRNSKÖLDSVIK | Sweden | 63.2693 | 18.6958 | SE2 | Länsstyrelsen i Västernorrlands län | 6.(a) | Paper and wood production processing | Industrial plants for the production of pulp from timber or similar fibrous materials |  | TRUE | 2017 | Carbon dioxide (CO2) | Greenhouse gases | 540 | Air | 586.4977 | 408.7788 | 450.8349 | 237.7691 | 52071.4286 | 46285.7143
6794 | 1480-1105 | Sävenäs | von Utfallsgatan 29 |  | 41505 | GÖTEBORG | Sweden | 57.732 | 12.0524 | SE3 | Länsstyrelsen i Västra Götalands län | 5.(b) | Waste and waste water management | Installations for the incineration of non-hazardous waste in the scope of Directive 2000/76/EC of the European Parliament and of the Council of 4 December 2000 on the incineration of waste |  | TRUE | 2017 | Carbon dioxide (CO2) | Greenhouse gases | 536 | Air | 582.1532 | 405.7508 | 447.4954 | 236.0078 | 51685.7143 | 45942.8571
26598 | 520303-4210 | Alcoa Fjarðaál | Hraun | 1 | 730 | Fjarðabyggð | Iceland | 65.0338 | -14.0997 | IS | Umhverfisstofnun | 2.(e) | Productiona and processing of metals | Installations: - For the production of non-ferrous crude metals from ore, concentrates or secondary raw materials by metallurgical, chemical or electrolytic processes | Al | TRUE | 2017 | Carbon dioxide (CO2) | Greenhouse gases | 535 | Air | 581.0671 | 404.9938 | 446.6605 | 235.5675 | 51589.2857 | 45857.1429
1232 | 0580-124-02 | Gärstadverket | Gärstadsvägen 3 |  | 58115 | Linköping | Sweden | 58.4367 | 15.6545 | FI | Länsstyrelsen i Östergötlands län | 5.(b) | Waste and waste water management | Installations for the incineration of non-hazardous waste in the scope of Directive 2000/76/EC of the European Parliament and of the Council of 4 December 2000 on the incineration of waste |  | TRUE | 2017 | Carbon dioxide (CO2) | Greenhouse gases | 531 | Air | 576.7227 | 401.9658 | 443.321 | 233.8063 | 51203.5714 | 45514.2857
8369 | 2779 | Finnsementti Oy, Parainen / Sementtitehdas | Skräbbölentie 18 |  | 21600 | PARAINEN | Finland | 60.2856 | 22.2875 | SE3 | Varsinais-Suomen ELY ympäristö ja luonnonvarat | 3.(c) | Mineral industry | Installations for the production of: |  | TRUE | 2017 | Carbon dioxide (CO2) | Greenhouse gases | 531 | Air | 576.7227 | 401.9658 | 443.321 | 233.8063 | 51203.5714 | 45514.2857
6800 | 1480-1182 | St1 Refinery AB | Bensinvägen 10 |  | 40272 | GÖTEBORG | Sweden | 57.7016 | 11.8796 | SE3 | Länsstyrelsen i Västra Götalands län | 1.(a) | Energy sector | Mineral oil and gas refineries |  | TRUE | 2017 | Carbon dioxide (CO2) | Greenhouse gases | 522 | Air | 566.9477 | 395.1528 | 435.8071 | 229.8434 | 50335.7143 | 44742.8571
7297 | 1862 | Fortum Power and Heat Oy, Meri-Porin voimalaitos | Tahkoluoto |  | 28900 | PORI | Finland | 61.6322 | 21.4047 | FI | Varsinais-Suomen ELY ympäristö ja luonnonvarat | 1.(c) | Energy sector | Thermal power stations and other combustion installations |  | TRUE | 2017 | Carbon dioxide (CO2) | Greenhouse gases | 511 | Air | 555.0006 | 386.8258 | 426.6234 | 225 | 49275 | 43800
6698 | 1406 | Kotkamills Oy, Kotkan tehtaat | Gutzeitintie 1 |  | 48100 | KOTKA | Finland | 60.4703 | 26.9607 | FI | Kaakkois-Suomen ELY ympäristö ja luonnonvarat | 6.(b) | Paper and wood production processing | Industrial plants for the production of paper and board and other primary wood products |  | TRUE | 2017 | Carbon dioxide (CO2) | Greenhouse gases | 502 | Air | 545.2256 | 380.0128 | 419.1095 | 221.0372 | 48407.1429 | 43028.5714
8108 | 2480-105-02 | SCA Obbola AB | Linjevägen 33 |  | 91341 | Obbola | Sweden | 63.7012 | 20.3211 | SE2 | Länsstyrelsen i Västerbotten | 6.(a) | Paper and wood production processing | Industrial plants for the production of pulp from timber or similar fibrous materials |  | TRUE | 2017 | Carbon dioxide (CO2) | Greenhouse gases | 501 | Air | 544.1395 | 379.2558 | 418.2746 | 220.5969 | 48310.7143 | 42942.8571
7049 | 16248 | Kymin Voima Oy | Selluntie 3 |  | 45700 | KUUSANKOSKI | Finland | 60.9068 | 26.6663 | FI | Kaakkois-Suomen ELY ympäristö ja luonnonvarat | 1.(c) | Energy sector | Thermal power stations and other combustion installations |  | TRUE | 2017 | Carbon dioxide (CO2) | Greenhouse gases | 500 | Air | 543.0534 | 378.4988 | 417.4397 | 220.1566 | 48214.2857 | 42857.1429
192086 | 0805.0039.01 | Yara Norge, Yara Porsgrunn | Hydrovegen 55 |  | 3936 | Porsgrunn | Norway | 59.1205 | 9.6214 | NO2 | Miljødirektoratet | 4.(c) | Chemical industry | Chemical installations for the production on an industrial scale of phosphorous-, nitrogen- or potassium-based fertilisers (simple or compound fertilisers) |  | TRUE | 2017 | Carbon dioxide (CO2) | Greenhouse gases | 487 | Air | 528.934 | 368.6579 | 406.5863 | 214.4325 | 46960.7143 | 41742.8571
8241 | 2584-101 | LKAB - Kirunagruvan | Kirunavaaravägen 1 |  | 981 86 | Kiruna | Sweden | 67.8494 | 20.1909 | SE1 | Länsstyrelsen i Norrbottens län | 2.(a) | Productiona and processing of metals | Metal ore (including sulphide ore) roasting or sintering installations |  | TRUE | 2017 | Carbon dioxide (CO2) | Greenhouse gases | 479 | Air | 520.2451 | 362.6019 | 399.9072 | 210.91 | 46189.2857 | 41057.1429
26599 | 570297-2609 | Norðurál Grundartanga | Grundartangi |  | 301 | Akranes | Iceland | 64.3638 | -21.7738 | IS | Umhverfisstofnun | 2.(e) | Productiona and processing of metals | Installations: - For the production of non-ferrous crude metals from ore, concentrates or secondary raw materials by metallurgical, chemical or electrolytic processes | Al | TRUE | 2017 | Carbon dioxide (CO2) | Greenhouse gases | 479 | Air | 520.2451 | 362.6019 | 399.9072 | 210.91 | 46189.2857 | 41057.1429
192383 | 1845.0004.01 | Elkem Salten | Valjord |  | 8226 | Straumen | Norway | 67.3635 | 15.5894 | NO4 | Miljødirektoratet | 2.(e) | Productiona and processing of metals | Installations: - For the production of non-ferrous crude metals from ore, concentrates or secondary raw materials by metallurgical, chemical or electrolytic processes | Si | TRUE | 2017 | Carbon dioxide (CO2) | Greenhouse gases | 476 | Air | 516.9868 | 360.3309 | 397.4026 | 209.589 | 45900 | 40800
10313 | 5839 | DONG ENERGY POWER A/S, Studstrupværket | Ny Studstrupvej | 14 | 8541 | Skødstrup | Denmark | 56.2515 | 10.3438 | DK2 | miljøstyrelsen | 1.(c) | Energy sector | Thermal power stations and other combustion installations |  | TRUE | 2017 | Carbon dioxide (CO2) | Greenhouse gases | 475 | Air | 515.9007 | 359.5739 | 396.5677 | 209.1487 | 45803.5714 | 40714.2857
6188 | 1177 | Vantaan Energia Oy, Martinlaakso | MARTINKYLÄNTIE 19 |  | 01620 | VANTAA | Finland | 60.2821 | 24.8367 | FI | Uudenmaan ELY ympäristö ja luonnonvarat | 1.(c) | Energy sector | Thermal power stations and other combustion installations |  | TRUE | 2017 | Carbon dioxide (CO2) | Greenhouse gases | 462 | Air | 501.7813 | 349.7329 | 385.7143 | 203.4247 | 44550 | 39600
6797 | 1480-1179 | Preem AB Preemraff Göteborg | Raffinaderivägen 25 |  | 41879 | GÖTEBORG | Sweden | 57.7106 | 11.8238 | SE3 | Länsstyrelsen i Västra Götalands län | 1.(a) | Energy sector | Mineral oil and gas refineries |  | TRUE | 2017 | Carbon dioxide (CO2) | Greenhouse gases | 461 | Air | 500.6952 | 348.9759 | 384.8794 | 202.9843 | 44453.5714 | 39514.2857
7322 | 1882-102 | Ahlstrom-Munksjö Aspa Bruk AB | Aspabruk |  | 696 80 | Aspabruk | Sweden | 58.7543 | 14.8051 | SE3 | Länsstyrelsen i Örebro län | 6.(a) | Paper and wood production processing | Industrial plants for the production of pulp from timber or similar fibrous materials |  | TRUE | 2017 | Carbon dioxide (CO2) | Greenhouse gases | 449 | Air | 487.6619 | 339.892 | 374.8609 | 197.7006 | 43296.4286 | 38485.7143
7662 | 2096 | TAMPEREEN SÄHKÖLAITOS OY, NAISTENLAHDEN VOIMALAITOS | Rauhaniementie 13 |  | 33100 | TAMPERE | Finland | 61.51 | 23.7767 | FI | Pirkanmaan ELY ympäristö ja luonnonvarat | 1.(c) | Energy sector | Thermal power stations and other combustion installations |  | TRUE | 2017 | Carbon dioxide (CO2) | Greenhouse gases | 437 | Air | 474.6287 | 330.808 | 364.8423 | 192.4168 | 42139.2857 | 37457.1429
192362 | 1824.0013.01 | Alcoa Mosjøen | Havnegata 40 |  | 8663 | Mosjøen | Norway | 65.8471 | 13.1903 | NO4 | Miljødirektoratet | 2.(e) | Productiona and processing of metals | Installations: - For the production of non-ferrous crude metals from ore, concentrates or secondary raw materials by metallurgical, chemical or electrolytic processes | Al | TRUE | 2017 | Carbon dioxide (CO2) | Greenhouse gases | 433 | Air | 470.2842 | 327.78 | 361.5028 | 190.6556 | 41753.5714 | 37114.2857
192094 | 0814.0019.01 | NORETYL AS | Herreveien 801 |  | 3962 | STATHELLE | Norway | 59.0961 | 9.5933 | NO2 | Miljødirektoratet | 4.(a) | Chemical industry | Chemical installations for the production on an industrial scale of basic organic chemicals, such as: | - Simple hydrocarbons (linear or cyclic, saturated or unsaturated, aliphatic or aromatic) | TRUE | 2017 | Carbon dioxide (CO2) | Greenhouse gases | 432 | Air | 469.1981 | 327.023 | 360.6679 | 190.2153 | 41657.1429 | 37028.5714
17086 | 100183092 | Rauman Biovoima Oy | Tikkalantie 1 |  | 26100 | RAUMA | Finland | 61.1175 | 21.4778 | FI | Varsinais-Suomen ELY ympäristö ja luonnonvarat | 1.(c) | Energy sector | Thermal power stations and other combustion installations |  | TRUE | 2017 | Carbon dioxide (CO2) | Greenhouse gases | 419 | Air | 455.0787 | 317.182 | 349.8145 | 184.4912 | 40403.5714 | 35914.2857
8944 | 3500 | Borealis Polymers Oy, Olefiinituotanto | Petrokemiantie |  | 06850 | PORVOO | Finland | 60.3005 | 25.5211 | FI | Uudenmaan ELY ympäristö ja luonnonvarat | 4.(a) | Chemical industry | Chemical installations for the production on an industrial scale of basic organic chemicals, such as: |  | TRUE | 2017 | Carbon dioxide (CO2) | Greenhouse gases | 416 | Air | 451.8204 | 314.911 | 347.3098 | 183.1703 | 40114.2857 | 35657.1429
195 | 0191-81-008 | BRISTAVERKET | Returvägen |  | 19530 | SIGTUNA | Sweden | 59.6147 | 17.8725 | SE3 | Sigtuna kommun | 1.(c) | Energy sector | Thermal power stations and other combustion installations |  | TRUE | 2017 | Carbon dioxide (CO2) | Greenhouse gases | 412 | Air | 447.476 | 311.883 | 343.9703 | 181.409 | 39728.5714 | 35314.2857
6831 | 1496-1102 | Cementa AB Skövdefabriken | Cementvägen 1 |  | 54121 | SKÖVDE | Sweden | 58.3844 | 13.8248 | SE3 | Länsstyrelsen i Västra Götalands län | 3.(c) | Mineral industry | Installations for the production of: |  | TRUE | 2017 | Carbon dioxide (CO2) | Greenhouse gases | 408 | Air | 443.1316 | 308.8551 | 340.6308 | 179.6477 | 39342.8571 | 34971.4286
6394 | 1274 | A/S DANSK SHELL SHELL-RAFFINADERIET | Egeskovvej | 265 | 7000 | Fredericia | Denmark | 55.5898 | 9.7485 | DK1 | miljøstyrelsen | 1.(a) | Energy sector | Mineral oil and gas refineries |  | TRUE | 2017 | Carbon dioxide (CO2) | Greenhouse gases | 403 | Air | 437.701 | 305.0701 | 336.4564 | 177.4462 | 38860.7143 | 34542.8571
192390 | 1850.0002.01 | Norcem Kjøpsvik | Behrens vei 15 |  | 8590 | Kjøpsvik | Norway | 68.0942 | 16.3739 | NO4 | Miljødirektoratet | 3.(c) | Mineral industry | Installations for the production of: | - Cement clinker in rotary kilns | TRUE | 2017 | Carbon dioxide (CO2) | Greenhouse gases | 401 | Air | 435.5288 | 303.5561 | 334.7866 | 176.5656 | 38667.8571 | 34371.4286
8110 | 2480-137-06 | Dåva kraftvärmeverk | Dåva Energiväg 1 |  | 90595 | Umeå | Sweden | 63.8685 | 20.4106 | SE2 | Länsstyrelsen i Västerbotten | 1.(c) | Energy sector | Thermal power stations and other combustion installations |  | TRUE | 2017 | Carbon dioxide (CO2) | Greenhouse gases | 398 | Air | 432.2705 | 301.2851 | 332.282 | 175.2446 | 38378.5714 | 34114.2857
7318 | 1880-113 | E.ON Värme Sverige AB, Åbyverket | Idrottsvägen 37 |  | 70118 | Örebro | Sweden | 59.2652 | 15.1783 | SE3 | Örebro kommun | 1.(c) | Energy sector | Thermal power stations and other combustion installations |  | TRUE | 2017 | Carbon dioxide (CO2) | Greenhouse gases | 395 | Air | 429.0122 | 299.0141 | 329.7774 | 173.9237 | 38089.2857 | 33857.1429
192040 | 0301.0430.01 | Fortum Oslo Varme | Klemetsrudveien 1 |  | 1278 | Oslo | Norway | 59.8406 | 10.8358 | NO1 | Miljødirektoratet | 5.(b) | Waste and waste water management | Installations for the incineration of non-hazardous waste in the scope of Directive 2000/76/EC of the European Parliament and of the Council of 4 December 2000 on the incineration of waste |  | TRUE | 2017 | Carbon dioxide (CO2) | Greenhouse gases | 385 | Air | 418.1511 | 291.4441 | 321.4286 | 169.5205 | 37125 | 33000
8226 | 2577 | Finnsementti Oy, Lappeenrannan sementtitehdas | POIKKITIE 1 |  | 53500 | LAPPEENRANTA | Finland | 61.0307 | 28.1744 | FI | Kaakkois-Suomen ELY ympäristö ja luonnonvarat | 3.(c) | Mineral industry | Installations for the production of: |  | TRUE | 2017 | Carbon dioxide (CO2) | Greenhouse gases | 375 | Air | 407.29 | 283.8741 | 313.0798 | 165.1174 | 36160.7143 | 32142.8571
493 | 0380-60-016 | Boländeranläggningarna, Avfallsförbränningsanläggn | Bolandsgatan 13 |  | 753 23 | UPPSALA | Sweden | 59.8522 | 17.6758 | SE3 | Uppsala kommun | 5.(b) | Waste and waste water management | Installations for the incineration of non-hazardous waste in the scope of Directive 2000/76/EC of the European Parliament and of the Council of 4 December 2000 on the incineration of waste |  | TRUE | 2017 | Carbon dioxide (CO2) | Greenhouse gases | 374 | Air | 406.2039 | 283.1171 | 312.2449 | 164.6771 | 36064.2857 | 32057.1429
67512 | 100184511 | Tornion Voima Oy, Röyttän teollisuusalueen voimalaitos ja kattilalai | Outokumpu, Tornion tehtaat, Röyttä |  | 95400 | TORNIO | Finland | 65.7696 | 24.1757 | FI | Lapin ELY ympäristö ja luonnonvarat | 1.(c) | Energy sector | Thermal power stations and other combustion installations |  | TRUE | 2017 | Carbon dioxide (CO2) | Greenhouse gases | 365 | Air | 396.429 | 276.3042 | 304.731 | 160.7143 | 35196.4286 | 31285.7143
7150 | 1726 | Neste Oyj, Naantalin Jalostamo | Jalostamontie |  | 21100 | NAANTALI | Finland | 60.4537 | 22.0678 | FI | Varsinais-Suomen ELY ympäristö ja luonnonvarat | 1.(a) | Energy sector | Mineral oil and gas refineries |  | TRUE | 2017 | Carbon dioxide (CO2) | Greenhouse gases | 363 | Air | 394.2568 | 274.7902 | 303.0612 | 159.8337 | 35003.5714 | 31114.2857
7948 | 2300 | LAHTI ENERGIA OY, KYMIJÄRVEN VOIMALAITOS | Voimakatu 16 |  | 15170 | LAHTI | Finland | 60.9916 | 25.7201 | FI | Hämeen ELY ympäristö ja luonnonvarat | 1.(c) | Energy sector | Thermal power stations and other combustion installations |  | TRUE | 2017 | Carbon dioxide (CO2) | Greenhouse gases | 353 | Air | 383.3957 | 267.2202 | 294.7124 | 155.4305 | 34039.2857 | 30257.1429
6166 | 1162 | Stora Enso Oyj, Heinolan Flutingtehdas | Rautsalo |  | 18100 | HEINOLA | Finland | 61.1788 | 26.0805 | FI | Hämeen ELY ympäristö ja luonnonvarat | 6.(a) | Paper and wood production processing | Industrial plants for the production of pulp from timber or similar fibrous materials |  | TRUE | 2017 | Carbon dioxide (CO2) | Greenhouse gases | 345 | Air | 374.7068 | 261.1642 | 288.0334 | 151.908 | 33267.8571 | 29571.4286
9893 | 500 | DONG ENERGY POWER A/S, Avedøreværket | Hammerholmen | 50 | 2650 | Hvidovre | Denmark | 55.6021 | 12.4837 | DK2 | miljøstyrelsen | 1.(c) | Energy sector | Thermal power stations and other combustion installations |  | TRUE | 2017 | Carbon dioxide (CO2) | Greenhouse gases | 337 | Air | 366.018 | 255.1082 | 281.3544 | 148.3855 | 32496.4286 | 28885.7143
192151 | 1149.0029.01 | Hydro Aluminium, Karmøy | Hydrovegen 160 |  | 4265 | Håvik | Norway | 59.3149 | 5.3126 | NO2 | Miljødirektoratet | 2.(e) | Productiona and processing of metals | Installations: - For the production of non-ferrous crude metals from ore, concentrates or secondary raw materials by metallurgical, chemical or electrolytic processes | Al | TRUE | 2017 | Carbon dioxide (CO2) | Greenhouse gases | 336 | Air | 364.9319 | 254.3512 | 280.5195 | 147.9452 | 32400 | 28800
26604 | 680466-0179 | Alcan á Íslandi hf. | Straumsvík |  | 222 | Hafnarfjörður | Iceland | 64.0462 | -22.0286 | IS | Umhverfisstofnun | 2.(e) | Productiona and processing of metals | Installations: - For the production of non-ferrous crude metals from ore, concentrates or secondary raw materials by metallurgical, chemical or electrolytic processes | Al | TRUE | 2017 | Carbon dioxide (CO2) | Greenhouse gases | 333 | Air | 361.6736 | 252.0802 | 278.0148 | 146.6243 | 32110.7143 | 28542.8571
7391 | 1931 | Fortum Waste Solutions oy, Riihimäen toimipiste | Kuulojankatu 1 |  | 11120 | RIIHIMÄKI | Finland | 60.7687 | 24.8269 | FI | Hämeen ELY ympäristö ja luonnonvarat | 5.(a) | Waste and waste water management | Installations for the recovery or disposal of hazardous waste |  | TRUE | 2017 | Carbon dioxide (CO2) | Greenhouse gases | 331 | Air | 359.5013 | 250.5662 | 276.3451 | 145.7436 | 31917.8571 | 28371.4286
552 | 0484-179 | Värmeverket Vattumannen | Ståhlbergsvägen 2 |  | 631 86 | Eskilstuna | Sweden | 59.3807 | 16.4966 | NO2 | Eskilstuna kommun | 1.(c) | Energy sector | Thermal power stations and other combustion installations |  | TRUE | 2017 | Carbon dioxide (CO2) | Greenhouse gases | 330 | Air | 358.4152 | 249.8092 | 275.5102 | 145.3033 | 31821.4286 | 28285.7143
192073 | 0704.0064.01 | Esso Norge, Slagentangen | Essoveien 100 |  | 3153 | Tolvsrød | Norway | 59.3211 | 10.5136 | SE3 | Miljødirektoratet | 1.(a) | Energy sector | Mineral oil and gas refineries |  | TRUE | 2017 | Carbon dioxide (CO2) | Greenhouse gases | 330 | Air | 358.4152 | 249.8092 | 275.5102 | 145.3033 | 31821.4286 | 28285.7143
7916 | 2281-101 | SCA Ortviken | Killingholmen |  | 85633 | SUNDSVALL | Sweden | 62.3935 | 17.36 | SE2 | Länsstyrelsen i Västernorrlands län | 6.(b) | Paper and wood production processing | Industrial plants for the production of paper and board and other primary wood products |  | TRUE | 2017 | Carbon dioxide (CO2) | Greenhouse gases | 327 | Air | 355.1569 | 247.5382 | 273.0056 | 143.9824 | 31532.1429 | 28028.5714
192135 | 1135.0001.01 | ERAMET NORWAY AS, Sauda | Birkelandsvegen 1 |  | 4200 | Sauda | Norway | 59.647 | 6.3608 | NO2 | Miljødirektoratet | 2.(e) | Productiona and processing of metals | Installations: - For the production of non-ferrous crude metals from ore, concentrates or secondary raw materials by metallurgical, chemical or electrolytic processes | FeMn | TRUE | 2017 | Carbon dioxide (CO2) | Greenhouse gases | 320 | Air | 347.5542 | 242.2393 | 267.1614 | 140.9002 | 30857.1429 | 27428.5714
192262 | 1438.0002.01 | Elkem Bremanger | Gunnar Scheldrups veg 1 |  | 6723 | Svelgen | Norway | 61.7732 | 5.2965 | NO3 | Miljødirektoratet | 2.(e) | Productiona and processing of metals | Installations: - For the production of non-ferrous crude metals from ore, concentrates or secondary raw materials by metallurgical, chemical or electrolytic processes | Si & FeSi | TRUE | 2017 | Carbon dioxide (CO2) | Greenhouse gases | 319 | Air | 346.4681 | 241.4823 | 266.3265 | 140.4599 | 30760.7143 | 27342.8571
41949 | 0780-116 | Sandviksverket | Lantmannavägen 4 |  | 351 06 | VÄXJÖ | Sweden | 56.868 | 14.8378 | SE3 | Länsstyrelsen i Kronobergs län | 1.(c) | Energy sector | Thermal power stations and other combustion installations |  | TRUE | 2017 | Carbon dioxide (CO2) | Greenhouse gases | 318 | Air | 345.382 | 240.7253 | 265.4917 | 140.0196 | 30664.2857 | 27257.1429
190 | 0181-81-003 | Igelsta värmeverk | Nynäsvägen 43 |  | 15257 | SÖDERTÄLJE | Sweden | 59.1775 | 17.6652 | SE4 | Södertälje kommun, tillsynsmyndighet | 1.(c) | Energy sector | Thermal power stations and other combustion installations |  | TRUE | 2017 | Carbon dioxide (CO2) | Greenhouse gases | 318 | Air | 345.382 | 240.7253 | 265.4917 | 140.0196 | 30664.2857 | 27257.1429
42032 | 0680-81-017 | Kraftvärmeverket Torsvik, KVVT1 (avfall) och KVVT2 (flis) | Energivägen |  | 00000 | Jönköping | Sweden | 57.696 | 14.1517 | SE3 | Länsstyrelsen i Jönköpings län | 5.(b) | Waste and waste water management | Installations for the incineration of non-hazardous waste in the scope of Directive 2000/76/EC of the European Parliament and of the Council of 4 December 2000 on the incineration of waste |  | TRUE | 2017 | Carbon dioxide (CO2) | Greenhouse gases | 313 | Air | 339.9514 | 236.9403 | 261.3173 | 137.818 | 30182.1429 | 26828.5714
192287 | 1576.0023.01 | Equinor ASA avd.Tjeldbergodden Metanolfabrikk | Kjørsvikbugen |  | 6699 | Kjørsvikbugen | Norway | 63.4124 | 8.685 | NO3 | Miljødirektoratet | 4.(b) | Chemical industry | Chemical installations for the production on an industrial scale of basic inorganic chemicals, such as: | - Acids | TRUE | 2017 | Carbon dioxide (CO2) | Greenhouse gases | 312 | Air | 338.8653 | 236.1833 | 260.4824 | 137.3777 | 30085.7143 | 26742.8571
6097 | 11179 | Sappi Finland Operations Oy, Kirkniemen voimalaitos | Pikkukyläntie |  | 08800 | LOHJA | Finland | 60.1905 | 23.9455 | FI | Uudenmaan ELY ympäristö ja luonnonvarat | 1.(c) | Energy sector | Thermal power stations and other combustion installations |  | TRUE | 2017 | Carbon dioxide (CO2) | Greenhouse gases | 311 | Air | 337.7792 | 235.4263 | 259.6475 | 136.9374 | 29989.2857 | 26657.1429
7295 | 1861 | Pori Energia Oy, Aittaluodon voimalaitos | Kuninkaanlahdenkatu |  | 28100 | PORI | Finland | 61.4873 | 21.816 | FI | Varsinais-Suomen ELY ympäristö ja luonnonvarat | 1.(c) | Energy sector | Thermal power stations and other combustion installations |  | TRUE | 2017 | Carbon dioxide (CO2) | Greenhouse gases | 310 | Air | 336.6931 | 234.6693 | 258.8126 | 136.4971 | 29892.8571 | 26571.4286
6828 | 1495 | Powerflute Oy (ent. Savon Sellu Oy) | Selluntie |  | 70101 | KUOPIO | Finland | 62.9462 | 27.72 | FI | Pohjois-Savon ELY ympäristö ja luonnonvarat | 6.(b) | Paper and wood production processing | Industrial plants for the production of paper and board and other primary wood products |  | TRUE | 2017 | Carbon dioxide (CO2) | Greenhouse gases | 300 | Air | 325.832 | 227.0993 | 250.4638 | 132.0939 | 28928.5714 | 25714.2857
6375 | 1262 | Fortum Power and Heat Oy, JOENSUUN VOIMALAITOS | Iiksenvaarantie 2 |  | 80260 | JOENSUU | Finland | 62.591 | 29.8327 | FI | Pohjois-Karjalan ELY ympäristö ja luonnonvarat | 1.(c) | Energy sector | Thermal power stations and other combustion installations |  | TRUE | 2017 | Carbon dioxide (CO2) | Greenhouse gases | 300 | Air | 325.832 | 227.0993 | 250.4638 | 132.0939 | 28928.5714 | 25714.2857
192256 | 1424.0004.01 | Hydro Aluminium, Årdal Metallverk | Verksvegen 1 |  | 6884 | Øvre Årdal | Norway | 61.3116 | 7.8249 | NO5 | Miljødirektoratet | 2.(e) | Productiona and processing of metals | Installations: - For the production of non-ferrous crude metals from ore, concentrates or secondary raw materials by metallurgical, chemical or electrolytic processes | Al | TRUE | 2017 | Carbon dioxide (CO2) | Greenhouse gases | 300 | Air | 325.832 | 227.0993 | 250.4638 | 132.0939 | 28928.5714 | 25714.2857
192369 | 1833.0035.01 | Elkem Rana AS | Valseløypa 22 |  | 8626 | Mo i Rana | Norway | 66.3134 | 14.1676 | NO4 | Miljødirektoratet | 2.(e) | Productiona and processing of metals | Installations: - For the production of non-ferrous crude metals from ore, concentrates or secondary raw materials by metallurgical, chemical or electrolytic processes | FeSi | TRUE | 2017 | Carbon dioxide (CO2) | Greenhouse gases | 298 | Air | 323.6598 | 225.5853 | 248.7941 | 131.2133 | 28735.7143 | 25542.8571
6822 | 1490-1401 | Ryaverket | Västerlånggatan 10 |  | 50330 | Borås | Sweden | 57.7286 | 12.9287 | FI | Länsstyrelsen i Västra Götalands län | 1.(c) | Energy sector | Thermal power stations and other combustion installations |  | TRUE | 2017 | Carbon dioxide (CO2) | Greenhouse gases | 293 | Air | 318.2293 | 221.8003 | 244.6197 | 129.0117 | 28253.5714 | 25114.2857
6445 | 1294 | UPM Paper ENA Oy, UPM Specialty Papers Oy, Jämsänkosken paperitehdas | Tiilikantie 17 |  | 42300 | JÄMSÄNKOSKI | Finland | 61.9154 | 25.16 | SE3 | Keski-Suomen ELY ympäristö ja luonnonvarat | 6.(b) | Paper and wood production processing | Industrial plants for the production of paper and board and other primary wood products |  | TRUE | 2017 | Carbon dioxide (CO2) | Greenhouse gases | 293 | Air | 318.2293 | 221.8003 | 244.6197 | 129.0117 | 28253.5714 | 25114.2857
192417 | 1931.0020.01 | Finnfjord | Ferroveien 1 |  | 9308 | FINNSNES | Norway | 69.2226 | 18.0822 | NO4 | Miljødirektoratet | 2.(e) | Productiona and processing of metals | Installations: - For the production of non-ferrous crude metals from ore, concentrates or secondary raw materials by metallurgical, chemical or electrolytic processes | FeSi | TRUE | 2017 | Carbon dioxide (CO2) | Greenhouse gases | 284 | Air | 308.4543 | 214.9873 | 237.1058 | 125.0489 | 27385.7143 | 24342.8571
213317 | 1780-1118 | Hedenverket | Hedvägen 20 |  | 65460 | Karlstad | Sweden | 59.3865 | 13.5721 | FI | Länsstyrelsen i Värmlands län | 1.(c) | Energy sector | Thermal power stations and other combustion installations |  | TRUE | 2017 | Carbon dioxide (CO2) | Greenhouse gases | 278 | Air | 301.9377 | 210.4454 | 232.0965 | 122.407 | 26807.1429 | 23828.5714
9002 | 3574 | ETELÄ-SAVON ENERGIA OY, PURSIALAN VOIMALAITOS | Lastaajankatu 6 |  | 50100 | MIKKELI | Finland | 61.6689 | 27.2894 | FI | Etelä-Savon ELY ympäristö ja luonnonvarat | 1.(c) | Energy sector | Thermal power stations and other combustion installations |  | TRUE | 2017 | Carbon dioxide (CO2) | Greenhouse gases | 278 | Air | 301.9377 | 210.4454 | 232.0965 | 122.407 | 26807.1429 | 23828.5714
8303 | 2677 | Äänevoima Oy | Kuhnamontie 2 F |  | 44100 | ÄÄNEKOSKI | Finland | 62.5946 | 25.7409 | SE3 | Keski-Suomen ELY ympäristö ja luonnonvarat | 1.(c) | Energy sector | Thermal power stations and other combustion installations |  | TRUE | 2017 | Carbon dioxide (CO2) | Greenhouse gases | 278 | Air | 301.9377 | 210.4454 | 232.0965 | 122.407 | 26807.1429 | 23828.5714
192328 | 5024.0011.02 | Elkem Thamshavn | Byveien 10 |  | 7300 | Orkanger | Norway | 63.3259 | 9.8944 | NO3 | Miljødirektoratet | 2.(e) | Productiona and processing of metals | Installations: - For the production of non-ferrous crude metals from ore, concentrates or secondary raw materials by metallurgical, chemical or electrolytic processes | Si | TRUE | 2017 | Carbon dioxide (CO2) | Greenhouse gases | 277 | Air | 300.8516 | 209.6884 | 231.2616 | 121.9667 | 26710.7143 | 23742.8571
8114 | 2482-107-01 | Rönnskärsverken | SKORSTENSLEDEN 1, RÖNNSKÄR |  | 93281 | SKELLEFTEHAMN | Sweden | 64.6681 | 21.2687 | SE1 | Länsstyrelsen i Västerbotten | 2.(e) | Productiona and processing of metals | Installations: - For the production of non-ferrous crude metals from ore, concentrates or secondary raw materials by metallurgical, chemical or electrolytic processes | Cu | TRUE | 2017 | Carbon dioxide (CO2) | Greenhouse gases | 275 | Air | 298.6794 | 208.1744 | 229.5918 | 121.0861 | 26517.8571 | 23571.4286
192295 | 5011.0005.01 | Wacker Chemicals Norway | Hollaveien 482 |  | 7200 | Kyrksæterøra | Norway | 63.3178 | 9.1436 | NO3 | Miljødirektoratet | 2.(e) | Productiona and processing of metals | Installations: - For the production of non-ferrous crude metals from ore, concentrates or secondary raw materials by metallurgical, chemical or electrolytic processes | Si | TRUE | 2017 | Carbon dioxide (CO2) | Greenhouse gases | 274 | Air | 297.5933 | 207.4174 | 228.757 | 120.6458 | 26421.4286 | 23485.7143
8249 | 2591 | Stora Enso Oyj, Anjalankosken tehtaat | Ensontie 1 |  | 46900 | INKEROINEN | Finland | 60.7166 | 26.8117 | FI | Kaakkois-Suomen ELY ympäristö ja luonnonvarat | 6.(b) | Paper and wood production processing | Industrial plants for the production of paper and board and other primary wood products |  | TRUE | 2017 | Carbon dioxide (CO2) | Greenhouse gases | 268 | Air | 291.0766 | 202.8754 | 223.7477 | 118.0039 | 25842.8571 | 22971.4286
42045 | 2380-103 | Lugnviksverket | Wikanders väg |  | 87295 | Lugnvik | Sweden | 63.2069 | 14.6508 | SE2 | Östersunds kommun, samhällsbyggnad | 1.(c) | Energy sector | Thermal power stations and other combustion installations |  | TRUE | 2017 | Carbon dioxide (CO2) | Greenhouse gases | 267 | Air | 289.9905 | 202.1184 | 222.9128 | 117.5636 | 25746.4286 | 22885.7143
241733 | 2284-181 | Kraftvärmeverket Övik Energi A | Hörneborgsvägen 3 |  | 89121 | ÖRNSKÖLDSVIK | Sweden | 63.2767 | 18.7116 | SE2 | Länsstyrelsen i Västernorrlands län | 1.(c) | Energy sector | Thermal power stations and other combustion installations |  | TRUE | 2017 | Carbon dioxide (CO2) | Greenhouse gases | 262 | Air | 284.56 | 198.3334 | 218.7384 | 115.362 | 25264.2857 | 22457.1429
301411 | 100239220 | AGA Oy Ab, Kilpilahden vedyntuotantolaitos | N/A |  | N/A | N/A | Finland | 60.3177 | 25.5167 | FI | Uudenmaan ELY ympäristö ja luonnonvarat | 4.(b) | Chemical industry | Chemical installations for the production on an industrial scale of basic inorganic chemicals, such as: |  | TRUE | 2017 | Carbon dioxide (CO2) | Greenhouse gases | 262 | Air | 284.56 | 198.3334 | 218.7384 | 115.362 | 25264.2857 | 22457.1429
192197 | 1228.0021.01 | TiZir Titanium & Iron AS | Naustbakken 1 |  | 5770 | Tyssedal | Norway | 60.1151 | 6.5543 | NO2 | Miljødirektoratet | 2.(b) | Productiona and processing of metals | Installations for the production of pig iron or steel (primary or secondary melting) including continuous casting |  | TRUE | 2017 | Carbon dioxide (CO2) | Greenhouse gases | 261 | Air | 283.4739 | 197.5764 | 217.9035 | 114.9217 | 25167.8571 | 22371.4286
5098 | 0840-106 | CEMENTA, Degerhamn | Degerhamnsvägen 44 Mörbylånga |  | 386 63 | DEGERHAMN | Sweden | 56.3533 | 16.4086 | SE4 | Länsstyrelsen i Kalmar län | 3.(c) | Mineral industry | Installations for the production of: |  | TRUE | 2017 | Carbon dioxide (CO2) | Greenhouse gases | 256 | Air | 278.0433 | 193.7914 | 213.7291 | 112.7202 | 24685.7143 | 21942.8571
7647 | 2081-102 | Stora Enso Paper AB, Kvarnsveden Mill | Kvarnsveden Mill |  | 781 83 | BORLÄNGE | Sweden | 60.5232 | 15.4209 | SE3 | Länsstyrelsen i Dalarnas län | 6.(a) | Paper and wood production processing | Industrial plants for the production of pulp from timber or similar fibrous materials |  | TRUE | 2017 | Carbon dioxide (CO2) | Greenhouse gases | 252 | Air | 273.6989 | 190.7634 | 210.3896 | 110.9589 | 24300 | 21600
213320 | 2180-1129 | Bomhus Energi | Korsnäsvägen 181 |  | 801 05 | Gävle | Sweden | 60.6839 | 17.2693 | SE3 | Gävle kommun | 1.(c) | Energy sector | Thermal power stations and other combustion installations |  | TRUE | 2017 | Carbon dioxide (CO2) | Greenhouse gases | 250 | Air | 271.5267 | 189.2494 | 208.7199 | 110.0783 | 24107.1429 | 21428.5714
7646 | 2081-101 | SSAB EMEA AB | Siljansvägen |  | 78462 | BORLÄNGE | Sweden | 60.4906 | 15.4512 | SE3 | Länsstyrelsen i Dalarnas län | 2.(c) | Productiona and processing of metals | Installations for the processing of ferrous metals | - Hot-rolling mills | TRUE | 2017 | Carbon dioxide (CO2) | Greenhouse gases | 249 | Air | 270.4406 | 188.4924 | 207.885 | 109.638 | 24010.7143 | 21342.8571
10318 | 5862 | DONG ENERGY POWER A/S - Skærbækværket | Klippehagevej | 22 | 7000 | Fredericia | Denmark | 55.5133 | 9.6134 | DK1 | Miljøstyrelsen | 1.(c) | Energy sector | Thermal power stations and other combustion installations |  | TRUE | 2017 | Carbon dioxide (CO2) | Greenhouse gases | 248 | Air | 269.3545 | 187.7354 | 207.0501 | 109.1977 | 23914.2857 | 21257.1429
6437 | 1291 | UPM Paper ENA Oy, Kaipolan tehdas | TEHTAANKATU 1 |  | 42220 | KAIPOLA | Finland | 61.8105 | 25.2384 | FI | Keski-Suomen ELY ympäristö ja luonnonvarat | 6.(b) | Paper and wood production processing | Industrial plants for the production of paper and board and other primary wood products |  | TRUE | 2017 | Carbon dioxide (CO2) | Greenhouse gases | 246 | Air | 267.1823 | 186.2214 | 205.3803 | 108.317 | 23721.4286 | 21085.7143
8334 | 27131 | Napapiirin Energia ja Vesi Oy, Suosiolan voimalaitos | Lampelankatu 24 |  | 96300 | ROVANIEMI | Finland | 66.4953 | 25.6759 | FI | Lapin ELY ympäristö ja luonnonvarat | 1.(c) | Energy sector | Thermal power stations and other combustion installations |  | TRUE | 2017 | Carbon dioxide (CO2) | Greenhouse gases | 244 | Air | 265.01 | 184.7074 | 203.7106 | 107.4364 | 23528.5714 | 20914.2857
8372 | 27819 | SMA MINERAL OY, Röyttän Kalkkitehdas | Selleenkatu, Röyttä |  | 95400 | TORNIO | Finland | 65.7598 | 24.1556 | FI | Lapin ELY ympäristö ja luonnonvarat | 3.(c) | Mineral industry | Installations for the production of: |  | TRUE | 2017 | Carbon dioxide (CO2) | Greenhouse gases | 242 | Air | 262.8378 | 183.1934 | 202.0408 | 106.5558 | 23335.7143 | 20742.8571
7652 | 2084-106 | STORA ENSO FORS AB | Kopparforsvägen 3 |  | 774 89 | FORS | Sweden | 60.2074 | 16.3153 | SE3 | Länsstyrelsen i Dalarnas län | 6.(a) | Paper and wood production processing | Industrial plants for the production of pulp from timber or similar fibrous materials |  | TRUE | 2017 | Carbon dioxide (CO2) | Greenhouse gases | 241 | Air | 261.7517 | 182.4364 | 201.2059 | 106.1155 | 23239.2857 | 20657.1429
185 | 0180-81-003 | HÄSSELBYVERKET | Vassbrinken 5 |  | 165 65 | HÄSSELBY | Sweden | 59.3626 | 17.8252 | SE3 | Stockholms kommun | 1.(c) | Energy sector | Thermal power stations and other combustion installations |  | TRUE | 2017 | Carbon dioxide (CO2) | Greenhouse gases | 241 | Air | 261.7517 | 182.4364 | 201.2059 | 106.1155 | 23239.2857 | 20657.1429
7425 | 1983-105 | Nordkalk / Köping | Kungsängsvägen 22 |  | 73136 | KÖPING | Sweden | 59.4981 | 16.0285 | SE3 | Enköpings kommun | 3.(c) | Mineral industry | Installations for the production of: |  | TRUE | 2017 | Carbon dioxide (CO2) | Greenhouse gases | 240 | Air | 260.6656 | 181.6794 | 200.3711 | 105.6751 | 23142.8571 | 20571.4286
7386 | 1926 | Metsä Board Oyj, Simpele | Kenraalintie 1 |  | 56800 | SIMPELE | Finland | 61.4351 | 29.344 | FI | Kaakkois-Suomen ELY ympäristö ja luonnonvarat | 6.(b) | Paper and wood production processing | Industrial plants for the production of paper and board and other primary wood products |  | TRUE | 2016 | Carbon dioxide (CO2) | Greenhouse gases | 238 | Air | 258.4934 | 180.1654 | 198.7013 | 104.7945 | 22950 | 20400
16761 | 6867 | Energnist Esbjerg | Måde Industrivej | 35 | 6705 | Esbjerg Ø | Denmark | 55.4615 | 8.5091 | DK1 | Miljøstyrelsen | 5.(b) | Waste and waste water management | Installations for the incineration of non-hazardous waste in the scope of Directive 2000/76/EC of the European Parliament and of the Council of 4 December 2000 on the incineration of waste |  | TRUE | 2015 | Carbon dioxide (CO2) | Greenhouse gases | 236 | Air | 256.3212 | 178.6515 | 197.0315 | 103.9139 | 22757.1429 | 20228.5714
6827 | 1494-1139 | Lidköpings Värmeverk, Filen | Sjöhagsgatan 8 |  | 53140 | LIDKÖPING | Sweden | 58.5076 | 13.1741 | SE3 | Länsstyrelsen i Västra Götalands län | 5.(b) | Waste and waste water management | Installations for the incineration of non-hazardous waste in the scope of Directive 2000/76/EC of the European Parliament and of the Council of 4 December 2000 on the incineration of waste |  | TRUE | 2017 | Carbon dioxide (CO2) | Greenhouse gases | 234 | Air | 254.149 | 177.1375 | 195.3618 | 103.0333 | 22564.2857 | 20057.1429
6533 | 1300 | Kainuun Voima Oy, Kajaanin Höyryvoimalaitos | Tehdaskatu 15 |  | 87100 | KAJAANI | Finland | 64.2335 | 27.6892 | FI | Kainuun ELY ympäristö ja luonnonvarat | 1.(c) | Energy sector | Thermal power stations and other combustion installations |  | TRUE | 2017 | Carbon dioxide (CO2) | Greenhouse gases | 229 | Air | 248.7184 | 173.3525 | 191.1874 | 100.8317 | 22082.1429 | 19628.5714
192117 | 1037.0010.01 | Eramet Norway Kvinesdal | Øyesletta 61 |  | 4484 | Øyestranda | Norway | 58.2768 | 6.8913 | NO2 | Miljødirektoratet | 2.(e) | Productiona and processing of metals | Installations: - For the production of non-ferrous crude metals from ore, concentrates or secondary raw materials by metallurgical, chemical or electrolytic processes | SiMn | TRUE | 2017 | Carbon dioxide (CO2) | Greenhouse gases | 228 | Air | 247.6323 | 172.5955 | 190.3525 | 100.3914 | 21985.7143 | 19542.8571
239289 | 100198201 | Jyväskylän Voima Oy, Keljonlahden voimalaitos | Keljonrannantie 276 |  | 40530 | JYVÄSKYLÄ | Finland | 62.1926 | 25.737 | FI | Keski-Suomen ELY ympäristö ja luonnonvarat | 1.(c) | Energy sector | Thermal power stations and other combustion installations |  | TRUE | 2017 | Carbon dioxide (CO2) | Greenhouse gases | 225 | Air | 244.374 | 170.3245 | 187.8479 | 99.0705 | 21696.4286 | 19285.7143
6568 | 1315-105 | Stora Enso Paper AB | Gamla Nissastigen 16 |  | 31481 | HYLTEBRUK | Sweden | 56.9993 | 13.2351 | SE4 | Länsstyrelsen i Hallands län | 6.(a) | Paper and wood production processing | Industrial plants for the production of pulp from timber or similar fibrous materials |  | TRUE | 2017 | Carbon dioxide (CO2) | Greenhouse gases | 220 | Air | 238.9435 | 166.5395 | 183.6735 | 96.8689 | 21214.2857 | 18857.1429
192160 | 1201.0113.01 | BIR Avfallsenergi | Conrad Mohrs veg 15 |  | 5072 | Bergen | Norway | 60.2826 | 5.3178 | NO5 | Fylkesmannen i Vestland | 5.(b) | Waste and waste water management | Installations for the incineration of non-hazardous waste in the scope of Directive 2000/76/EC of the European Parliament and of the Council of 4 December 2000 on the incineration of waste |  | TRUE | 2017 | Carbon dioxide (CO2) | Greenhouse gases | 216 | Air | 234.5991 | 163.5115 | 180.334 | 95.1076 | 20828.5714 | 18514.2857
7917 | 2281-103 | Kubikenborg Aluminium AB | Landsvägsallen 79 |  | 85671 | SUNDSVALL | Sweden | 62.3757 | 17.3638 | SE2 | Länsstyrelsen i Västernorrlands län | 2.(e) | Productiona and processing of metals | Installations: - For the production of non-ferrous crude metals from ore, concentrates or secondary raw materials by metallurgical, chemical or electrolytic processes | Al | TRUE | 2017 | Carbon dioxide (CO2) | Greenhouse gases | 216 | Air | 234.5991 | 163.5115 | 180.334 | 95.1076 | 20828.5714 | 18514.2857
193225 | 1283-109H | Filborna Kraftvärmeverk | Hjortshögsvägen 7 |  | 25189 | Helsingborg | Sweden | 56.0693 | 12.766 | SE4 | Länsstyrelsen i Skåne län | 5.(b) | Waste and waste water management | Installations for the incineration of non-hazardous waste in the scope of Directive 2000/76/EC of the European Parliament and of the Council of 4 December 2000 on the incineration of waste |  | TRUE | 2017 | Carbon dioxide (CO2) | Greenhouse gases | 208 | Air | 225.9102 | 157.4555 | 173.6549 | 91.5851 | 20057.1429 | 17828.5714
6315 | 1216 | Elenia Lämpö Oy, Vanajan voimalaitos, Hämeenlinna | Voimatie 32 |  | 13110 | HÄMEENLINNA | Finland | 60.9752 | 24.5048 | FI | Hämeen ELY ympäristö ja luonnonvarat | 1.(c) | Energy sector | Thermal power stations and other combustion installations |  | TRUE | 2017 | Carbon dioxide (CO2) | Greenhouse gases | 207 | Air | 224.8241 | 156.6985 | 172.82 | 91.1448 | 19960.7143 | 17742.8571
8261 | 2611 | Kokkolan Energia Oy (ent. Oy Kokkola Power Ab) | Outokummuntie 12 |  | 67101 | KOKKOLA | Finland | 63.86 | 23.0476 | FI | Etelä-Pohjanmaan ELY ympäristö ja luonnonvarat | 1.(c) | Energy sector | Thermal power stations and other combustion installations |  | TRUE | 2017 | Carbon dioxide (CO2) | Greenhouse gases | 207 | Air | 224.8241 | 156.6985 | 172.82 | 91.1448 | 19960.7143 | 17742.8571
6639 | 1380-60-001 | Kristinehedsverket | Kristinehedsvägen |  | 30244 | Halmstad | Sweden | 56.6921 | 12.906 | SE4 | Länsstyrelsen i Hallands län | 5.(b) | Waste and waste water management | Installations for the incineration of non-hazardous waste in the scope of Directive 2000/76/EC of the European Parliament and of the Council of 4 December 2000 on the incineration of waste |  | TRUE | 2017 | Carbon dioxide (CO2) | Greenhouse gases | 204 | Air | 221.5658 | 154.4275 | 170.3154 | 89.8239 | 19671.4286 | 17485.7143
192335 | 5037.0039.02 | Norske Skog Skogn | Sjøvegen 108 |  | 7620 | Skogn | Norway | 63.7119 | 11.1583 | NO3 | Miljødirektoratet | 6.(a) | Paper and wood production processing | Industrial plants for the production of pulp from timber or similar fibrous materials |  | TRUE | 2017 | Carbon dioxide (CO2) | Greenhouse gases | 203 | Air | 220.4797 | 153.6705 | 169.4805 | 89.3836 | 19575 | 17400
6803 | 1481-1113 | Riskullaverket | Aminogatan 21 |  | 43153 | MÖLNDAL | Sweden | 57.6401 | 11.9991 | SE3 | Länsstyrelsen i Västra Götalands län | 1.(c) | Energy sector | Thermal power stations and other combustion installations |  | TRUE | 2017 | Carbon dioxide (CO2) | Greenhouse gases | 202 | Air | 219.3936 | 152.9135 | 168.6456 | 88.9432 | 19478.5714 | 17314.2857
8711 | 3158 | KUOPION ENERGIA OY HAAPANIEMEN VOIMALAITOS | Haapaniementie 32 |  | 70100 | KUOPIO | Finland | 62.8796 | 27.676 | FI | Pohjois-Savon ELY ympäristö ja luonnonvarat | 1.(c) | Energy sector | Thermal power stations and other combustion installations |  | TRUE | 2017 | Carbon dioxide (CO2) | Greenhouse gases | 199 | Air | 216.1352 | 150.6425 | 166.141 | 87.6223 | 19189.2857 | 17057.1429
10452 | 6458 | I/S VESTFORBRÆNDING, GLOSTRUP | Ejby Mosevej | 219 | 2600 | Glostrup | Denmark | 55.7066 | 12.4217 | DK1 | Miljøstyrelsen | 5.(b) | Waste and waste water management | Installations for the incineration of non-hazardous waste in the scope of Directive 2000/76/EC of the European Parliament and of the Council of 4 December 2000 on the incineration of waste |  | TRUE | 2017 | Carbon dioxide (CO2) | Greenhouse gases | 199 | Air | 216.1352 | 150.6425 | 166.141 | 87.6223 | 19189.2857 | 17057.1429
6421 | 1284-101 | Höganäs Sweden AB | Höganäs |  | 26332 | HÖGANÄS | Sweden | 56.2087 | 12.5474 | SE4 | Länsstyrelsen i Skåne län | 2.(b) | Productiona and processing of metals | Installations for the production of pig iron or steel (primary or secondary melting) including continuous casting |  | TRUE | 2017 | Carbon dioxide (CO2) | Greenhouse gases | 197 | Air | 213.963 | 149.1285 | 164.4712 | 86.7417 | 18996.4286 | 16885.7143
8487 | 2904 | RENO NORD I/S | Troensevej | 2 | 9220 | Aalborg Øst | Denmark | 57.0244 | 10.0164 | DK2 | miljøstyrelsen | 5.(b) | Waste and waste water management | Installations for the incineration of non-hazardous waste in the scope of Directive 2000/76/EC of the European Parliament and of the Council of 4 December 2000 on the incineration of waste |  | TRUE | 2017 | Carbon dioxide (CO2) | Greenhouse gases | 195 | Air | 211.7908 | 147.6145 | 162.8015 | 85.8611 | 18803.5714 | 16714.2857
112488 | 0136-81-001 | JORDBRO KRAFTVÄRMEVERK | Nynäsvägen 140 |  | 13637 | HANINGE | Sweden | 59.1534 | 18.1316 | SE3 | Länsstyrelsen i Stockholms län | 1.(c) | Energy sector | Thermal power stations and other combustion installations |  | TRUE | 2017 | Carbon dioxide (CO2) | Greenhouse gases | 192 | Air | 208.5325 | 145.3436 | 160.2968 | 84.5401 | 18514.2857 | 16457.1429
239305 | 100203967 | Fortum Power and Heat Oy, Järvenpään voimalaitos | Ristinummi, Järvenpää |  | N/A | FORTUM | Finland | 60.4555 | 25.128 | FI | Uudenmaan ELY ympäristö ja luonnonvarat | 1.(c) | Energy sector | Thermal power stations and other combustion installations |  | TRUE | 2017 | Carbon dioxide (CO2) | Greenhouse gases | 187 | Air | 203.102 | 141.5586 | 156.1224 | 82.3386 | 18032.1429 | 16028.5714
17218 | 100178732 | LAANILAN VOIMA OY, Laanilan teollisuusalueen voimalaitos | Typpitie 1 |  | 90650 | OULU | Finland | 65.0352 | 25.5189 | FI | Pohjois-Pohjanmaan ELY ympäristö ja luonnonvarat | 1.(c) | Energy sector | Thermal power stations and other combustion installations |  | TRUE | 2017 | Carbon dioxide (CO2) | Greenhouse gases | 187 | Air | 203.102 | 141.5586 | 156.1224 | 82.3386 | 18032.1429 | 16028.5714
192087 | 0805.0042.01 | Eramet Norway AS, Porsgrunn | Rolighetsvegen 11 |  | 3933 | Porsgrunn | Norway | 59.1272 | 9.6238 | NO2 | Miljødirektoratet | 2.(e) | Productiona and processing of metals | Installations: - For the production of non-ferrous crude metals from ore, concentrates or secondary raw materials by metallurgical, chemical or electrolytic processes | Mn alloys | TRUE | 2017 | Carbon dioxide (CO2) | Greenhouse gases | 185 | Air | 200.9298 | 140.0446 | 154.4527 | 81.4579 | 17839.2857 | 15857.1429
6761 | 1460-1105 | Munksjö Paper AB Billingsfors | Se ovan |  | 66011 | BILLINGSFORS | Sweden | 58.9878 | 12.256 | SE3 | Länsstyrelsen i Västra Götalands län | 6.(a) | Paper and wood production processing | Industrial plants for the production of pulp from timber or similar fibrous materials |  | TRUE | 2017 | Carbon dioxide (CO2) | Greenhouse gases | 184 | Air | 199.8436 | 139.2876 | 153.6178 | 81.0176 | 17742.8571 | 15771.4286
492 | 0380-57-001 | Boländeranläggningarna, Kraftvärmeverket o Bolandv | Bolandsgatan 13 |  | 753 23 | UPPSALA | Sweden | 59.8522 | 17.6758 | SE3 | Uppsala kommun | 1.(c) | Energy sector | Thermal power stations and other combustion installations |  | TRUE | 2017 | Carbon dioxide (CO2) | Greenhouse gases | 182 | Air | 197.6714 | 137.7736 | 151.9481 | 80.137 | 17550 | 15600
7918 | 2281-121 | Sundsvall Energi AB, Korstaverk | Sjöfartsvägen 1 |  | 85634 | SUNDSVALL | Sweden | 62.4035 | 17.3906 | SE2 | Länsstyrelsen i Västernorrlands län | 1.(c) | Energy sector | Thermal power stations and other combustion installations |  | TRUE | 2017 | Carbon dioxide (CO2) | Greenhouse gases | 179 | Air | 194.4131 | 135.5026 | 149.4434 | 78.816 | 17260.7143 | 15342.8571
192002 | 0101.0031.01 | Norske Skog Saugbrugs | Tistedalsgata 9-11 |  | 1772 | Halden | Norway | 59.125 | 11.4023 | NO1 | Miljødirektoratet | 6.(a) | Paper and wood production processing | Industrial plants for the production of pulp from timber or similar fibrous materials |  | TRUE | 2017 | Carbon dioxide (CO2) | Greenhouse gases | 178 | Air | 193.327 | 134.7456 | 148.6085 | 78.3757 | 17164.2857 | 15257.1429
157329 | 0581-1071 | Lantmännen Agroetanol AB | Hanholmsvägen 69 |  | 601 19 | Norrköping | Sweden | 58.6141 | 16.2292 | SE3 | Länsstyrelsen i Östergötlands län | 4.(a) | Chemical industry | Chemical installations for the production on an industrial scale of basic organic chemicals, such as: | - Oxygen-containing hydrocarbons | TRUE | 2017 | Carbon dioxide (CO2) | Greenhouse gases | 177 | Air | 192.2409 | 133.9886 | 147.7737 | 77.9354 | 17067.8571 | 15171.4286
6107 | 11208 | Porvoon Energia Oy, Tolkkisten voimalaitokset | Tolkkistentie |  | 06750 | TOLKKINEN | Finland | 60.3319 | 25.5833 | FI | Uudenmaan ELY ympäristö ja luonnonvarat | 1.(c) | Energy sector | Thermal power stations and other combustion installations |  | TRUE | 2017 | Carbon dioxide (CO2) | Greenhouse gases | 175 | Air | 190.0687 | 132.4746 | 146.1039 | 77.0548 | 16875 | 15000
41979 | 1290-195A | Allöverket | Näsbyholmsvägen 10 |  | 29135 | KRISTIANSTAD | Sweden | 56.0395 | 14.1496 | NO5 | Kristianstads kommun | 1.(c) | Energy sector | Thermal power stations and other combustion installations |  | TRUE | 2017 | Carbon dioxide (CO2) | Greenhouse gases | 174 | Air | 188.9826 | 131.7176 | 145.269 | 76.6145 | 16778.5714 | 14914.2857
192199 | 1238.0012.01 | ELKEM ASA AVD BJØLVEFOSSEN | Ålvikvegen 1055 |  | 5614 | Ålvik | Norway | 60.4309 | 6.4304 | FI | Miljødirektoratet | 2.(e) | Productiona and processing of metals | Installations: - For the production of non-ferrous crude metals from ore, concentrates or secondary raw materials by metallurgical, chemical or electrolytic processes | FeSi, MnFeSi | TRUE | 2017 | Carbon dioxide (CO2) | Greenhouse gases | 174 | Air | 188.9826 | 131.7176 | 145.269 | 76.6145 | 16778.5714 | 14914.2857
239315 | 100215001 | Vantaan Energia Oy, Jätevoimala | Långmosseninkuja 1 |  | 01200 | VANTAA | Finland | 60.261 | 25.1295 | SE4 | Uudenmaan ELY ympäristö ja luonnonvarat | 1.(c) | Energy sector | Thermal power stations and other combustion installations |  | TRUE | 2017 | Carbon dioxide (CO2) | Greenhouse gases | 174 | Air | 188.9826 | 131.7176 | 145.269 | 76.6145 | 16778.5714 | 14914.2857
8115 | 2482-137-01 | Hedensbyns kraftvärmeverk | Risbergsgatan 75 |  | 93180 | SKELLEFTEÅ | Sweden | 64.7442 | 21.0441 | SE1 | Skellefteå kommun | 1.(c) | Energy sector | Thermal power stations and other combustion installations |  | TRUE | 2017 | Carbon dioxide (CO2) | Greenhouse gases | 173 | Air | 187.8965 | 130.9606 | 144.4341 | 76.1742 | 16682.1429 | 14828.5714
41893 | 0480-101 | Idbäckens Kraftvärmeverk | Idbäcksvägen 14 |  | 61138 | NYKÖPING | Sweden | 58.7437 | 16.9995 | SE3 | Länsstyrelsen i Södermanlands län | 5.(b) | Waste and waste water management | Installations for the incineration of non-hazardous waste in the scope of Directive 2000/76/EC of the European Parliament and of the Council of 4 December 2000 on the incineration of waste |  | TRUE | 2017 | Carbon dioxide (CO2) | Greenhouse gases | 170 | Air | 184.6381 | 128.6896 | 141.9295 | 74.8532 | 16392.8571 | 14571.4286
192336 | 5038.0001.04 | NorFraKalk | Hamnevegen 4 |  | 7652 | Verdal | Norway | 63.7843 | 11.4441 | NO3 | Miljødirektoratet | 3.(c) | Mineral industry | Installations for the production of: | - Lime in rotary kilns | TRUE | 2017 | Carbon dioxide (CO2) | Greenhouse gases | 167 | Air | 181.3798 | 126.4186 | 139.4249 | 73.5323 | 16103.5714 | 14314.2857
192008 | 0105.0014.01 | Borregaard AS, avd. spesialcellulose | Hjalmar Wessels vei 6 |  | 1721 | Sarpsborg | Norway | 59.2729 | 11.1163 | NO1 | Miljødirektoratet | 6.(a) | Paper and wood production processing | Industrial plants for the production of pulp from timber or similar fibrous materials |  | TRUE | 2017 | Carbon dioxide (CO2) | Greenhouse gases | 166 | Air | 180.2937 | 125.6616 | 138.59 | 73.092 | 16007.1429 | 14228.5714
239311 | 100198358 | Keravan Lämpövoima Oy, Keravan voimalaitos | Myllykorventie 20 |  | 04260 | KERAVA | Finland | 60.3687 | 25.1146 | FI | Uudenmaan ELY ympäristö ja luonnonvarat | 1.(c) | Energy sector | Thermal power stations and other combustion installations |  | TRUE | 2017 | Carbon dioxide (CO2) | Greenhouse gases | 164 | Air | 178.1215 | 124.1476 | 136.9202 | 72.2114 | 15814.2857 | 14057.1429
7003 | 16028 | Kotkan Energia Oy, Hovinsaaren voimalaitos | Kotkantie 2 |  | 48100 | KOTKA | Finland | 60.471 | 26.9169 | FI | Kaakkois-Suomen ELY ympäristö ja luonnonvarat | 1.(c) | Energy sector | Thermal power stations and other combustion installations |  | TRUE | 2017 | Carbon dioxide (CO2) | Greenhouse gases | 163 | Air | 177.0354 | 123.3906 | 136.0853 | 71.771 | 15717.8571 | 13971.4286
6811 | 1487-1120 | Vargön Alloys AB | Vargön |  | 46880 | Vargön | Sweden | 58.3586 | 12.3793 | SE3 | Länsstyrelsen i Västra Götalands län | 2.(e) | Productiona and processing of metals | Installations: - For the smelting, including the alloying, of non-ferrous metals, including recovered products (refining, foundry casting, etc.) | FeCr & FeSi | TRUE | 2017 | Carbon dioxide (CO2) | Greenhouse gases | 163 | Air | 177.0354 | 123.3906 | 136.0853 | 71.771 | 15717.8571 | 13971.4286
239299 | 100204977 | NORDKALK Oyj Abp, Raahen kalkinpolttamo | Rautaruukintie |  | 92100 | RAAHE | Finland | 64.6549 | 24.4132 | FI | Pohjois-Pohjanmaan ELY ympäristö ja luonnonvarat | 3.(c) | Mineral industry | Installations for the production of: |  | TRUE | 2017 | Carbon dioxide (CO2) | Greenhouse gases | 161 | Air | 174.8632 | 121.8766 | 134.4156 | 70.8904 | 15525 | 13800
192113 | 1003.0009.01 | Alcoa aluminium, Lista | Lundevågen |  | 4550 | Farsund | Norway | 58.0731 | 6.7832 | NO2 | Miljødirektoratet | 2.(e) | Productiona and processing of metals | Installations: - For the production of non-ferrous crude metals from ore, concentrates or secondary raw materials by metallurgical, chemical or electrolytic processes | Al | TRUE | 2017 | Carbon dioxide (CO2) | Greenhouse gases | 160 | Air | 173.7771 | 121.1196 | 133.5807 | 70.4501 | 15428.5714 | 13714.2857
7320 | 1881-106 | Fortum Waste Solutions AB, Norrtorp | Norrtorp |  | 692 85 | Kumla | Sweden | 59.1175 | 15.2826 | SE3 | Länsstyrelsen i Örebro län | 5.(a) | Waste and waste water management | Installations for the recovery or disposal of hazardous waste |  | TRUE | 2017 | Carbon dioxide (CO2) | Greenhouse gases | 157 | Air | 170.5188 | 118.8486 | 131.0761 | 69.1292 | 15139.2857 | 13457.1429
8896 | 3428 | Fortum Waste Solutions A/S | LINDHOLMVEJ | 3 | 5800 | NYBORG | Denmark | 55.3022 | 10.8152 | DK2 | miljøstyrelsen | 5.(a) | Waste and waste water management | Installations for the recovery or disposal of hazardous waste |  | TRUE | 2017 | Carbon dioxide (CO2) | Greenhouse gases | 157 | Air | 170.5188 | 118.8486 | 131.0761 | 69.1292 | 15139.2857 | 13457.1429
6903 | 1531 | DONG ENERGY POWER A/S, H.C. Ørstedværket | Tømmergravsgade | 2 | 2450 | København SV | Denmark | 55.6567 | 12.5561 | DK1 | miljøstyrelsen | 1.(c) | Energy sector | Thermal power stations and other combustion installations |  | TRUE | 2017 | Carbon dioxide (CO2) | Greenhouse gases | 155 | Air | 168.3465 | 117.3346 | 129.4063 | 68.2485 | 14946.4286 | 13285.7143
41915 | 1480-1193 | Sävenäs Kraftvärmeverk | Kvibergs Broväg 5 |  | 41505 | GÖTEBORG | Sweden | 57.729 | 12.0275 | SE3 | Göteborgs Stad | 1.(c) | Energy sector | Thermal power stations and other combustion installations |  | TRUE | 2017 | Carbon dioxide (CO2) | Greenhouse gases | 151 | Air | 164.0021 | 114.3067 | 126.0668 | 66.4873 | 14560.7143 | 12942.8571
7977 | 2336 | Mäntän Energia Oy, Voimalaitos | Tehtaankatu 20 |  | 35800 | MÄNTTÄ | Finland | 62.0276 | 24.6354 | FI | Pirkanmaan ELY ympäristö ja luonnonvarat | 1.(c) | Energy sector | Thermal power stations and other combustion installations |  | TRUE | 2017 | Carbon dioxide (CO2) | Greenhouse gases | 147 | Air | 159.6577 | 111.2787 | 122.7273 | 64.726 | 14175 | 12600
196 | 0192-102 | NYNAS AB, Oljeraffinaderiet i Nynäshamn | Raffinaderivägen |  | 149 82 | NYNÄSHAMN | Sweden | 58.9166 | 17.9594 | SE3 | Länsstyrelsen i Stockholms län | 1.(a) | Energy sector | Mineral oil and gas refineries |  | TRUE | 2017 | Carbon dioxide (CO2) | Greenhouse gases | 147 | Air | 159.6577 | 111.2787 | 122.7273 | 64.726 | 14175 | 12600
10075 | 52805 | Järvi-Suomen Voima Oy, Ristiinan voimalaitos | Karsikkoniementie 10 |  | 52420 | PELLOSNIEMI | Finland | 61.4726 | 27.2655 | FI | Etelä-Savon ELY ympäristö ja luonnonvarat | 1.(c) | Energy sector | Thermal power stations and other combustion installations |  | TRUE | 2017 | Carbon dioxide (CO2) | Greenhouse gases | 146 | Air | 158.5716 | 110.5217 | 121.8924 | 64.2857 | 14078.5714 | 12514.2857
6420 | 1284 | Jyväskylän Energiantuotanto Oy, Rauhalahden voimalaitos | KUOKKALANTIE 4 |  | 40520 | JYVÄSKYLÄ | Finland | 62.2389 | 25.8134 | FI | Keski-Suomen ELY ympäristö ja luonnonvarat | 1.(c) | Energy sector | Thermal power stations and other combustion installations |  | TRUE | 2017 | Carbon dioxide (CO2) | Greenhouse gases | 143 | Air | 155.3133 | 108.2507 | 119.3878 | 62.9648 | 13789.2857 | 12257.1429
6405 | 1280-122A | Heleneholmsverket, (HVK) | Eriksfältsgatan 24 |  | 21432 | MALMÖ | Sweden | 55.5783 | 13.0118 | NO2 | Malmö kommun | 1.(c) | Energy sector | Thermal power stations and other combustion installations |  | TRUE | 2017 | Carbon dioxide (CO2) | Greenhouse gases | 142 | Air | 154.2272 | 107.4937 | 118.5529 | 62.5245 | 13692.8571 | 12171.4286
192181 | 1224.0008.01 | Sør-Norge Aluminium | Onarheimsvegen 54 |  | 5460 | Husnes | Norway | 59.8681 | 5.7683 | SE4 | Miljødirektoratet | 2.(e) | Productiona and processing of metals | Installations: - For the production of non-ferrous crude metals from ore, concentrates or secondary raw materials by metallurgical, chemical or electrolytic processes | Al | TRUE | 2017 | Carbon dioxide (CO2) | Greenhouse gases | 142 | Air | 154.2272 | 107.4937 | 118.5529 | 62.5245 | 13692.8571 | 12171.4286
8165 | 2523-101 | LKAB - Malmbergsgruvan | Vitåfors |  | 98381 | Malmberget | Sweden | 67.1964 | 20.7087 | SE1 | Länsstyrelsen i Norrbottens län | 2.(a) | Productiona and processing of metals | Metal ore (including sulphide ore) roasting or sintering installations |  | TRUE | 2017 | Carbon dioxide (CO2) | Greenhouse gases | 141 | Air | 153.1411 | 106.7367 | 117.718 | 62.0841 | 13596.4286 | 12085.7143
41877 | 0980-162 | Kalkproduktion Storugns AB | Storugns |  | 62453 | Lärbro | Sweden | 57.8421 | 18.8028 | SE3 | Länsstyrelsen i Gotlands län | 3.(c) | Mineral industry | Installations for the production of: | - Cement clinker or lime in other furnaces | TRUE | 2017 | Carbon dioxide (CO2) | Greenhouse gases | 140 | Air | 152.0549 | 105.9797 | 116.8831 | 61.6438 | 13500 | 12000
7651 | 2084-101 | Outokumpu Stainless AB, Avesta | Bergsnäsgatan 11 |  | 77492 | Avesta | Sweden | 60.1351 | 16.1803 | SE3 | Länsstyrelsen i Dalarnas län | 2.(b) | Productiona and processing of metals | Installations for the production of pig iron or steel (primary or secondary melting) including continuous casting |  | TRUE | 2017 | Carbon dioxide (CO2) | Greenhouse gases | 139 | Air | 150.9688 | 105.2227 | 116.0482 | 61.2035 | 13403.5714 | 11914.2857
85650 | 2582-106 | Bodens värmeverk, BEAB | Degerbergsvägen 2 |  | 96136 | BODEN | Sweden | 65.8199 | 21.6487 | SE1 | Länsstyrelsen i Norrbottens län | 1.(c) | Energy sector | Thermal power stations and other combustion installations |  | TRUE | 2017 | Carbon dioxide (CO2) | Greenhouse gases | 137 | Air | 148.7966 | 103.7087 | 114.3785 | 60.3229 | 13210.7143 | 11742.8571
192365 | 1833.0007.01 | Ferroglobe Mangan Norge AS | Mo industripark |  | 8601 | Mo i Rana | Norway | 66.3126 | 14.1635 | NO4 | Miljødirektoratet | 2.(e) | Productiona and processing of metals | Installations: - For the production of non-ferrous crude metals from ore, concentrates or secondary raw materials by metallurgical, chemical or electrolytic processes | FeMn | TRUE | 2017 | Carbon dioxide (CO2) | Greenhouse gases | 137 | Air | 148.7966 | 103.7087 | 114.3785 | 60.3229 | 13210.7143 | 11742.8571
6720 | 1415-1110 | Perstorp Oxo AB, Stenungsund | Sanden, Ödsmål |  | 44484 | STENUNGSUND | Sweden | 58.0958 | 11.8569 | SE3 | Länsstyrelsen i Västra Götalands län | 4.(a) | Chemical industry | Chemical installations for the production on an industrial scale of basic organic chemicals, such as: |  | TRUE | 2017 | Carbon dioxide (CO2) | Greenhouse gases | 132 | Air | 143.3661 | 99.9237 | 110.2041 | 58.1213 | 12728.5714 | 11314.2857
8457 | 2878 | Amager Ressource Center alias I/S AMAGERFORBRÆNDINGEN | Vindmøllevej | 6 | 2300 | København S | Denmark | 55.6631 | 12.5712 | DK1 | miljøstyrelsen | 5.(b) | Waste and waste water management | Installations for the incineration of non-hazardous waste in the scope of Directive 2000/76/EC of the European Parliament and of the Council of 4 December 2000 on the incineration of waste |  | TRUE | 2017 | Carbon dioxide (CO2) | Greenhouse gases | 131 | Air | 142.28 | 99.1667 | 109.3692 | 57.681 | 12632.1429 | 11228.5714
41953 | 2080-159 | Västermalmsverket / Falu Energi & Vatten AB | Slagvarpsvägen 3 |  | 791 77 | FALUN | Sweden | 60.6078 | 15.6113 | SE3 | Falu kommun | 1.(c) | Energy sector | Thermal power stations and other combustion installations |  | TRUE | 2017 | Carbon dioxide (CO2) | Greenhouse gases | 130 | Air | 141.1939 | 98.4097 | 108.5343 | 57.2407 | 12535.7143 | 11142.8571
1238 | 0581-104 | Bravikens Pappersbruk | Östra Bravikenvägen 20 |  | 601 88 | NORRKÖPING | Sweden | 58.6398 | 16.2615 | SE3 | Länsstyrelsen i Östergötlands län | 6.(b) | Paper and wood production processing | Industrial plants for the production of paper and board and other primary wood products |  | TRUE | 2017 | Carbon dioxide (CO2) | Greenhouse gases | 130 | Air | 141.1939 | 98.4097 | 108.5343 | 57.2407 | 12535.7143 | 11142.8571
42038 | 0381-57-001 | HPC Simpan och Ena Kraft, kraftvärmeverket | Kaptensgatan 23 |  | 749 35 | ENKÖPING | Sweden | 59.628 | 17.0777 | SE3 | Enköpings kommun | 1.(c) | Energy sector | Thermal power stations and other combustion installations |  | TRUE | 2017 | Carbon dioxide (CO2) | Greenhouse gases | 128 | Air | 139.0217 | 96.8957 | 106.8646 | 56.3601 | 12342.8571 | 10971.4286
42071 | 1275-101B12 | Ångcentralen | Perstorp Industripark |  | 28480 | PERSTORP | Sweden | 56.1248 | 13.3841 | FI | Länsstyrelsen i Skåne län | 1.(c) | Energy sector | Thermal power stations and other combustion installations |  | TRUE | 2017 | Carbon dioxide (CO2) | Greenhouse gases | 128 | Air | 139.0217 | 96.8957 | 106.8646 | 56.3601 | 12342.8571 | 10971.4286
17081 | 100180527 | Porin Prosessivoima Oy | Titaanitie 1 |  | 28840 | PORI | Finland | 61.5775 | 21.5528 | SE4 | Varsinais-Suomen ELY ympäristö ja luonnonvarat | 1.(c) | Energy sector | Thermal power stations and other combustion installations |  | TRUE | 2017 | Carbon dioxide (CO2) | Greenhouse gases | 128 | Air | 139.0217 | 96.8957 | 106.8646 | 56.3601 | 12342.8571 | 10971.4286
1231 | 0580-124-01 | Kraftvärmeverket i Linköping | Södra Oskarsgatan 7 |  | 582 73 | LINKÖPING | Sweden | 58.4194 | 15.625 | SE3 | Länsstyrelsen i Östergötlands län | 1.(c) | Energy sector | Thermal power stations and other combustion installations |  | TRUE | 2017 | Carbon dioxide (CO2) | Greenhouse gases | 127 | Air | 137.9356 | 96.1387 | 106.0297 | 55.9198 | 12246.4286 | 10885.7143
181988 | 1485-1159 | Lillesjö Avfallskraftvärmeverk | Nitstansvägen 2 |  | 45155 | Uddevalla | Sweden | 58.3666 | 11.9954 | SE3 | Länsstyrelsen i Västra Götalands län | 5.(b) | Waste and waste water management | Installations for the incineration of non-hazardous waste in the scope of Directive 2000/76/EC of the European Parliament and of the Council of 4 December 2000 on the incineration of waste |  | TRUE | 2017 | Carbon dioxide (CO2) | Greenhouse gases | 127 | Air | 137.9356 | 96.1387 | 106.0297 | 55.9198 | 12246.4286 | 10885.7143
1239 | 0581-109 | Fiskeby bruk | Fiskeby bruk |  | 60210 | NORRKÖPING | Sweden | 58.5926 | 16.1147 | SE3 | Länsstyrelsen i Östergötlands län | 6.(b) | Paper and wood production processing | Industrial plants for the production of paper and board and other primary wood products |  | TRUE | 2017 | Carbon dioxide (CO2) | Greenhouse gases | 122 | Air | 132.505 | 92.3537 | 101.8553 | 53.7182 | 11764.2857 | 10457.1429
239300 | 100088039 | OULUN ENERGIA OY, Laanilan ekovoimalaitos | Typpitie 1 |  | 90650 | OULU | Finland | 65.0357 | 25.5156 | FI | Pohjois-Pohjanmaan ELY ympäristö ja luonnonvarat | 1.(c) | Energy sector | Thermal power stations and other combustion installations |  | TRUE | 2017 | Carbon dioxide (CO2) | Greenhouse gases | 120 | Air | 130.3328 | 90.8397 | 100.1855 | 52.8376 | 11571.4286 | 10285.7143
192037 | 0301.0263.01 | Haraldrud energigjenvinningsanlegg | Brobekkveien 87 |  | 0582 | Oslo | Norway | 59.9295 | 10.8271 | NO1 | Fylkesmannen i Oslo og Viken | 5.(b) | Waste and waste water management | Installations for the incineration of non-hazardous waste in the scope of Directive 2000/76/EC of the European Parliament and of the Council of 4 December 2000 on the incineration of waste |  | TRUE | 2017 | Carbon dioxide (CO2) | Greenhouse gases | 118 | Air | 128.1606 | 89.3257 | 98.5158 | 51.9569 | 11378.5714 | 10114.2857
8051 | 2416 | TAMPEREEN SÄHKÖLAITOS OY, Lielahden voimalaitos | Rahtimiehenkatu 7 |  | 33270 | TAMPERE | Finland | 61.5102 | 23.6752 | FI | Pirkanmaan ELY ympäristö ja luonnonvarat | 1.(c) | Energy sector | Thermal power stations and other combustion installations |  | TRUE | 2017 | Carbon dioxide (CO2) | Greenhouse gases | 116 | Air | 125.9884 | 87.8117 | 96.846 | 51.0763 | 11185.7143 | 9942.8571
6415 | 1283-109B | Västhamnsverket, (VHV) | Atlantgatan 10 |  | 25225 | Helsingborg | Sweden | 56.0339 | 12.6939 | SE4 | Länsstyrelsen i Skåne län | 1.(c) | Energy sector | Thermal power stations and other combustion installations |  | TRUE | 2017 | Carbon dioxide (CO2) | Greenhouse gases | 112 | Air | 121.644 | 84.7837 | 93.5065 | 49.3151 | 10800 | 9600
17021 | 2674 | KUMPUNIEMEN VOIMA OY, Voimalaitos | Vaneritehtaankatu 1 |  | 44200 | SUOLAHTI | Finland | 62.5733 | 25.8393 | FI | Keski-Suomen ELY ympäristö ja luonnonvarat | 1.(c) | Energy sector | Thermal power stations and other combustion installations |  | TRUE | 2017 | Carbon dioxide (CO2) | Greenhouse gases | 110 | Air | 119.4717 | 83.2697 | 91.8367 | 48.4344 | 10607.1429 | 9428.5714
192012 | 0106.0048.01 | FREVAR - Forbrenningsanlegget | Habornveien 61 |  | 1630 | Gamle Fredrikstad | Norway | 59.1854 | 10.9672 | NO1 | Fylkesmannen i Oslo og Viken | 5.(b) | Waste and waste water management | Installations for the incineration of non-hazardous waste in the scope of Directive 2000/76/EC of the European Parliament and of the Council of 4 December 2000 on the incineration of waste |  | TRUE | 2017 | Carbon dioxide (CO2) | Greenhouse gases | 110 | Air | 119.4717 | 83.2697 | 91.8367 | 48.4344 | 10607.1429 | 9428.5714
237700 | 9792 | AVV I/S Forbrændingsanlægget | Miljøvej | 7 | 9800 | Hjørring | Denmark | 57.4531 | 10.032 | DK1 | miljøstyrelsen | 5.(b) | Waste and waste water management | Installations for the incineration of non-hazardous waste in the scope of Directive 2000/76/EC of the European Parliament and of the Council of 4 December 2000 on the incineration of waste |  | TRUE | 2017 | Carbon dioxide (CO2) | Greenhouse gases | 109 | Air | 118.3856 | 82.5127 | 91.0019 | 47.9941 | 10510.7143 | 9342.8571
7758 | 2180-1075 | Johannes Kraftvärmeverk | Johannesbergsvägen 50 |  | 80591 | Gävle | Sweden | 60.6365 | 17.1355 | SE3 | Gävle kommun | 1.(c) | Energy sector | Thermal power stations and other combustion installations |  | TRUE | 2017 | Carbon dioxide (CO2) | Greenhouse gases | 106 | Air | 115.1273 | 80.2418 | 88.4972 | 46.6732 | 10221.4286 | 9085.7143
10455 | 6494 | ENERGI VIBORG KRAFTVARME A/S | Industrivej | 40 | 8800 | Viborg | Denmark | 56.4738 | 9.4148 | DK1 | miljøstyrelsen | 1.(c) | Energy sector | Thermal power stations and other combustion installations |  | TRUE | 2017 | Carbon dioxide (CO2) | Greenhouse gases | 106 | Air | 115.1273 | 80.2418 | 88.4972 | 46.6732 | 10221.4286 | 9085.7143
8242 | 2584-103 | LKAB - Svappavaaragruvan Leveäniemi | LKAB:s Industriområde, Svappavaara |  | 98192 | Kiruna | Sweden | 67.6409 | 21.0137 | SE1 | Länsstyrelsen i Norrbottens län | 2.(a) | Productiona and processing of metals | Metal ore (including sulphide ore) roasting or sintering installations |  | TRUE | 2017 | Carbon dioxide (CO2) | Greenhouse gases | 106 | Air | 115.1273 | 80.2418 | 88.4972 | 46.6732 | 10221.4286 | 9085.7143
8059 | 24256 | Kokkolan Energia Oy, Ykspihlajan voimalaitos | Kemirantie 8 |  | 67900 | KOKKOLA | Finland | 63.8475 | 23.0543 | SE3 | Etelä-Pohjanmaan ELY ympäristö ja luonnonvarat | 1.(c) | Energy sector | Thermal power stations and other combustion installations |  | TRUE | 2017 | Carbon dioxide (CO2) | Greenhouse gases | 105 | Air | 114.0412 | 79.4848 | 87.6623 | 46.2329 | 10125 | 9000
42016 | 1480-1272 | Rya Gaskraftvärmeverk | Skarvikshamnen, Fågelrov. 20 |  | 418 34 | Göteborg | Sweden | 57.692 | 11.8887 | FI | Göteborgs Stad | 1.(c) | Energy sector | Thermal power stations and other combustion installations |  | TRUE | 2017 | Carbon dioxide (CO2) | Greenhouse gases | 105 | Air | 114.0412 | 79.4848 | 87.6623 | 46.2329 | 10125 | 9000
6377 | 1264 | Leca Danmark A/S | Randersvej | 75 | 8940 | Randers SV | Denmark | 56.3752 | 10.0421 | DK1 | miljøstyrelsen | 3.(g) | Mineral industry | Installations for the manufacture of ceramic products by firing, in particular roofing tiles, bricks, refractory bricks, tiles, stoneware or porcelain |  | TRUE | 2017 | Carbon dioxide (CO2) | Greenhouse gases | 105 | Air | 114.0412 | 79.4848 | 87.6623 | 46.2329 | 10125 | 9000
192252 | 1416.0007.01 | Hydro Aluminium, Høyanger | Storgata 1 |  | 6993 | Høyanger | Norway | 61.2187 | 6.0683 | NO3 | Miljødirektoratet | 2.(e) | Productiona and processing of metals | Installations: - For the production of non-ferrous crude metals from ore, concentrates or secondary raw materials by metallurgical, chemical or electrolytic processes | Al | TRUE | 2017 | Carbon dioxide (CO2) | Greenhouse gases | 104 | Air | 112.9551 | 78.7278 | 86.8275 | 45.7926 | 10028.5714 | 8914.2857
296150 | 9873 | FJERNVARME FYN AFFALDSENERGI A/S | Havnegade | 120 | 5000 | Odense C | Denmark | 55.4278 | 10.4052 | DK1 | miljøstyrelsen | 5.(b) | Waste and waste water management | Installations for the incineration of non-hazardous waste in the scope of Directive 2000/76/EC of the European Parliament and of the Council of 4 December 2000 on the incineration of waste |  | TRUE | 2017 | Carbon dioxide (CO2) | Greenhouse gases | 102 | Air | 110.7829 | 77.2138 | 85.1577 | 44.9119 | 9835.7143 | 8742.8571
7762 | 2181-109 | Björksätra Kraftvärmeverk | Smassens Väg 4 |  | 81151 | SANDVIKEN | Sweden | 60.6111 | 16.7487 | SE3 | Västra Gästriklands samhällsbyggnadsförvaltning | 1.(c) | Energy sector | Thermal power stations and other combustion installations |  | TRUE | 2017 | Carbon dioxide (CO2) | Greenhouse gases | 101 | Air | 109.6968 | 76.4568 | 84.3228 | 44.4716 | 9739.2857 | 8657.1429

## Mass and Energy_balances
Production data | Methanol |  | DME |  | Methane |  | FT-liquids |  | Hydrogen
LHV fuel | 19.9 | MJ/kg | 28.9 | MJ/kg | 50 | MJ/kg | 43.2 | MJ/kg | 120 | MJ/kg
Unit | 5.5278 | GWh/kton | 8.0278 | GWh/kton | 13.8889 | GWh/kton | 12 | GWh/kton | 33.3333 | GWh/kton
Mass and energy balance | Selma Brynolf et al. Electrofuels for the transport sector: a review of production costs
|  | Unit per MWh fuel |  | Unit per MWh fuel |  | Unit per MWh fuel |  | Unit per MWh fuel |  | Unit per MWh fuel
Electrolyser efficiency (LHV) | 0.65 | - | 0.65 | - | 0.65 | - | 0.65 | - | 0.65 | -
Fuel synthesis efficiency (LHV) | 0.79 | - | 0.8 | - | 0.77 | - | 0.73 | - | 1 | -
Electricity input | 1.9474 | MWh | 1.9231 | MWh | 1.998 | MWh | 2.1075 | MWh | 1.5385 | MWh
Heat output, electrolysis | 0.58 | MWh | 0.58 | MWh | 0.6 | MWh | 0.63 | MWh | 0.458 | MWh
Heat output, synthesis | 0.1 | MWh | 0.1 | MWh | 0.2 | MWh | 0.2 | MWh | 0 | MWh
Hydrogen production | 0.037975 | ton | 0.0375 | ton | 0.038961 | ton | 0.041096 | ton | 0.03 | ton
Electrolyser feed water | 0.34177 | ton | 0.3375 | ton | 0.35065 | ton | 0.36986 | ton | 0.27 | ton
Theoretical recycle rate (water) | 0.33333 | - | 0.33333 |  | 0.5 | - | 0.66667 | - | 0 | -
Net water input (CONSUMED) | 0.22785 | ton | 0.225 | ton | 0.17532 | ton | 0.12329 | ton | 0.27 | ton
CO2 input | 0.28 | ton | 0.29 | ton | 0.21 | ton | 0.28 | ton | 0.28 | ton
Oxygen output | 0.3038 | ton | 0.3 | ton | 0.31169 | ton | 0.32877 | ton | 0.24 | ton
Fuel output | 0.1809 | ton | 0.12457 | ton | 0.072 | ton | 0.083333 | ton | 0.03 | ton
Cooling water flow rate (dt 20°C) | 24.8571 | ton | 24.8571 | ton | 25.7143 | ton | 27 | ton | 19.6286 | ton
|  | Unit per ktonCO2 |  | Unit per ktonCO2 |  | Unit per ktonCO2 |  | Unit per ktonCO2
Electricity input | 6.9551 | GWh | 6.6313 | GWh | 9.5143 | GWh | 7.5267 | GWh
Heat output, electrolysis | 2.0714 | GWh | 2 | GWh | 2.8571 | GWh | 2.25 | GWh
Heat output, synthesis | 0.35714 | GWh | 0.34483 | GWh | 0.95238 | GWh | 0.71429 | GWh
Hydrogen production | 0.13562 | kton | 0.12931 | kton | 0.18553 | kton | 0.14677 | kton
Electrolyser feed water | 1.2206 | kton | 1.1638 | kton | 1.6698 | kton | 1.3209 | kton
2.381
Net water input (CONSUMED) | 0.81374 | kton | 0.77586 | kton | 0.83488 | kton | 0.44031 | kton
CO2 input | 1 | kton | 1 | kton | 1 | kton | 1 | kton
Oxygen output | 1.085 | kton | 1.0345 | kton | 1.4842 | kton | 1.1742 | kton
Fuel output | 0.64609 | kton | 0.42954 | kton | 0.34286 | kton | 0.29762 | kton
Cooling water flow rate (dt 20°C) | 88.7755 | kton | 85.7143 | kton | 122.449 | kton | 96.4286 | kton
| Methanol |  | DME |  | Methane |  | FT-liquids |  | Hydrogen

## Cost_model
Economic parameters
Interest rate | 5%
Economic life | 25 | years
Capital recovery factor | 0.070952
O&M | 4% | of CAPEX
Steam cost | 0.0077273 | EUR/MJ
| 17 | EUR/tonne
Cooling water | 0.02 | EUR/tonne
Process water | 1 | EUR/tonne
Production data | Methanol |  | DME |  | Methane |  | FT-liquids |  | Hydrogen
LHV fuel | 19.9 | MJ/kg | 28.9 | MJ/kg | 50 | MJ/kg | 43.2 | MJ/kg | 120 | MJ/kg
| 5.5278 | GWh/kton | 8.0278 | GWh/kton | 13.8889 | GWh/kton | 12 | GWh/kton | 33.3333 | GWh/kton
| Industry | Thermal H&P | Industry | Thermal H&P | Industry | Thermal H&P | Industry | Thermal H&P | Industry | Thermal H&P
Plant availability (P2X-facility) (industry/thermal) | 80% | 70% | 80% | 70% | 80% | 70% | 80% | 70% | 80% | 70%
Source availability (industry/thermal) | 80% | 70% | 80% | 70% | 80% | 70% | 80% | 70% | 80% | 70%
CO2 capture rate | 76.5% | 76.5% | 76.5% | 76.5% | 76.5% | 76.5% | 76.5% | 76.5% | 76.5% | 76.5%
Overall CO2 utilisation | 76.5% | 76.5% | 76.5% | 76.5% | 76.5% | 76.5% | 76.5% | 76.5% | 76.5% | 76.5%
Energetic efficiency (MW fuel/MW el) | 0.5135 | 0.5135 | 0.52 | 0.52 | 0.5005 | 0.5005 | 0.4745 | 0.4745 | 0.65 | MW fuel/MW el
Lower size limit (kton CO2/year) | 100 | 100 | 100 | 100 | 100 | 100 | 100 | 100
kg/s (captured) | 3.0322 | 3.4654 | 3.0322 | 3.4654 | 3.0322 | 3.4654 | 3.0322 | 3.4654
Lower size limit (MW el) | 75.9222 | 86.7682 | 72.3879 | 82.729 | 103.859 | 118.696 | 82.1624 | 93.8999
MW fuel LHV | 38.9861 | 44.5555 | 37.6417 | 43.0191 | 51.9814 | 59.4073 | 38.9861 | 44.5555
CO2 consumption
ton CO2/MWh fuel | 0.28 | 0.28 | 0.29 | 0.29 | 0.21 | 0.21 | 0.28 | 0.28 | 0
MWh fuel/ton CO2 | 3.5714 | 3.5714 | 3.4483 | 3.4483 | 4.7619 | 4.7619 | 3.5714 | 3.5714
MJ fuel/kg CO2 | 12.8571 | 12.8571 | 12.4138 | 12.4138 | 17.1429 | 17.1429 | 12.8571 | 12.8571
MWh el/ton CO2 | 6.9551 | 6.9551 | 6.6313 | 6.6313 | 9.5143 | 9.5143 | 7.5267 | 7.5267
ton CO2/MWh el | 0.14378 | 0.14378 | 0.1508 | 0.1508 | 0.10511 | 0.10511 | 0.13286 | 0.13286 | 0 |  | CO2 source categories
[11 empty] | Category | Name | Avg Conc. | a | b
kg CO2/kg fuel | 1.5478 | 1.5478 | 2.3281 | 2.3281 | 2.9167 | 2.9167 | 3.36 | 3.36 | 0 |  | 11 | Chemical pulp (and paper) | 13% | 3351.2454 | 0.6498
kg fuel/kg CO2 | 0.64609 | 0.64609 | 0.42954 | 0.42954 | 0.34286 | 0.34286 | 0.29762 | 0.29762 |  |  | 12 | Mechanical and TMP pulp (and paper) | 13% | 3351.2454 | 0.6498
[11 empty] | 13 | CTMP (and paper) | 13% | 3351.2454 | 0.6498
[11 empty] | 14 | Paper | 13% | 3351.2454 | 0.6498
Cost function (investment) | [10 empty] | 21 | Steel mills (primary steel, blast furnace process) | 24% | 4171.4863 | 0.6545
Selma Brynolf et al. Electrofuels for the transport sector: a review of production costs | [10 empty] | 22 | Secondary steel (electric arc furnace) | 30% | 3209.9281 | 0.7419
Hydrogen production kEUR/MW fuel = 3*a*[MW_fuel]^b | [10 empty] | 23 | DRI | 20% | 5306.3614 | 0.5644
a | 1168.4518 |  | 1153.8462 |  | 1198.8012 |  | 1264.4889 |  | 923.0769 |  | 24 | TiZir | 30% | 3209.9281 | 0.7419
b | 1 |  | 1 |  | 1 |  | 1 |  | 1 |  | 31 | Aluminium | 5% | 3081.2698 | 0.6
[11 empty] | 32 | Si | 5% | 3081.2698 | 0.6
Fuel synthesis kEUR/MW=2*a*[MW_fuel]^b | [10 empty] | 33 | FeSi | 13% | 3351.2454 | 0.6498
a | 1710 |  | 1710 |  | 970 |  | 2220 |  | 0 |  | 34 | FeMn | 24% | 4171.4863 | 0.6545
b | 0.7 |  | 0.7 |  | 0.7 |  | 0.7 |  | 0 |  | 35 | SiMn | 13% | 3351.2454 | 0.6498
[11 empty] | 36 | Cu | 9% | 3332.7398 | 0.6134
Carbon capture cost model, EUR/ton=a*([kg/s CO2]/[CO2 concentration])^b+c*[kg/s CO2]^d | [10 empty] | 37 | FeCr | 20% | 5306.3614 | 0.5644
SO Gardarsdottir et al. Investment costs and CO2 reduction potential of carbon capture from industrial plants – A Swedish case study | [10 empty] | 4 | Minerals | 20% | 5306.3614 | 0.5644
CO2 conc. (vol%) | a | b | [8 empty] | 51 | Refinery w SMR | 13% | 3351.2454 | 0.6498
5% | 3081.2698 | 0.6 | [8 empty] | 52 | Refinery wo SMR | 9% | 3332.7398 | 0.6134
9% | 3332.7398 | 0.6134 | [8 empty] | 61 | Heat and power (solid fuel) | 13% | 3351.2454 | 0.6498
13% | 3351.2454 | 0.6498 | [8 empty] | 62 | Heat and power (liquid fuel) | 9% | 3332.7398 | 0.6134
20% | 5306.3614 | 0.5644 | [8 empty] | 63 | Heat and power (gaseous fuel) | 5% | 3081.2698 | 0.6
24% | 4171.4863 | 0.6545 | [8 empty] | 71 | Borealis Krackeranl. | 5% | 3081.2698 | 0.6
30% | 3209.9281 | 0.7419 | [8 empty] | 72 | Yara Norge, Yara Porsgrunn | 30% | 3209.9281 | 0.7419
[11 empty] | 73 | NORETYL AS | 5% | 3081.2698 | 0.6
[11 empty] | 74 | Borealis Polymers Oy, Olefiinituotanto | 5% | 3081.2698 | 0.6
[11 empty] | 75 | Equinor ASA avd.Tjeldbergodden Metanolfabrikk | 5% | 3081.2698 | 0.6
[11 empty] | 76 | AGA Oy Ab, Kilpilahden vedyntuotantolaitos | 24% | 4171.4863 | 0.6545
[11 empty] | 77 | Lantmännen Agroetanol AB | 13% | 3351.2454 | 0.6498
[11 empty] | 78 | Perstorp Oxo AB, Stenungsund | 9% | 3332.7398 | 0.6134
[11 empty] | 8 | Metal ore | 5% | 3081.2698 | 0.6
[11 empty] | 9 | Steel processing | 9% | 3332.7398 | 0.6134

## Cost_model (2025) (hidden)
Economic parameters
Interest rate | 5%
Economic life | 25 | years
Capital recovery factor | 0.070952
O&M | 4% | of CAPEX
Steam cost | 0.0077273 | EUR/MJ
| 17 | EUR/tonne
Cooling water | 0.02 | EUR/tonne
Process water | 1 | EUR/tonne
Production data | Methanol |  | DME |  | Methane |  | FT-liquids |  | Hydrogen
LHV fuel | 19.9 | MJ/kg | 28.9 | MJ/kg | 50 | MJ/kg | 43.2 | MJ/kg | 120 | MJ/kg
| 5.5278 | GWh/kton | 8.0278 | GWh/kton | 13.8889 | GWh/kton | 12 | GWh/kton | 33.3333 | GWh/kton
Plant availability (P2X-facility) | 80% |  | 80% |  | 80% |  | 80% |  | 80%
Source availability | 80% |  | 80% |  | 80% |  | 80% |  | 80%
CO2 capture rate | 76.5% |  | 76.5% |  | 76.5% |  | 76.5% |  | 76.5%
Overall CO2 utilisation | 76.5% |  | 76.5% |  | 76.5% |  | 76.5% |  | 76.5%
Energetic efficiency | 0.5135 | MW fuel/MW el | 0.52 | MW fuel/MW el | 0.5005 | MW fuel/MW el | 0.4745 | MW fuel/MW el | 0.65 | MW fuel/MW el
Lower size limit | 100 | kton CO2/year | 100 | kton CO2/year | 100 | kton CO2/year | 100 | kton CO2/year
| 3.0322 | kg/s (captured) | 3.0322 | kg/s (captured) | 3.0322 | kg/s (captured) | 3.0322 | kg/s (captured)
Lower size limit | 75.9222 | MW el | 72.3879 | MW el | 103.859 | MW el | 82.1624 | MW el
| 38.9861 | MW fuel LHV | 37.6417 | MW fuel LHV | 51.9814 | MW fuel LHV | 38.9861 | MW fuel LHV
CO2 consumption
ton CO2/MWh fuel | 0.28 |  | 0.29 |  | 0.21 |  | 0.28
MWh fuel/ton CO2 | 3.5714 |  | 3.4483 |  | 4.7619 |  | 3.5714
MJ fuel/kg CO2 | 12.8571 |  | 12.4138 |  | 17.1429 |  | 12.8571
MWh el/ton CO2 | 6.9551 |  | 6.6313 |  | 9.5143 |  | 7.5267
ton CO2/MWh el | 0.14378 |  | 0.1508 |  | 0.10511 |  | 0.13286 |  |  |  | CO2 source categories
[11 empty] | Category | Name | Avg Conc. | a | b | OLD!
kg CO2/kg fuel | 1.5478 |  | 2.3281 |  | 2.9167 |  | 3.36 |  |  |  | 11 | Chemical pulp (and paper) | 13% | 3351.2454 | 0.6498 | 13.82%
kg fuel/kg CO2 | 0.64609 |  | 0.42954 |  | 0.34286 |  | 0.29762 |  |  |  | 12 | Mechanical and TMP pulp (and paper) | 13% | 3351.2454 | 0.6498 | 12%
[11 empty] | 13 | CTMP (and paper) | 13% | 3351.2454 | 0.6498 | 12%
[11 empty] | 14 | Paper | 13% | 3351.2454 | 0.6498 | 12%
Cost function (investment) | [10 empty] | 21 | Steel mills (primary steel, blast furnace process) | 24% | 4171.4863 | 0.6545 | 24%
Selma Brynolf et al. Electrofuels for the transport sector: a review of production costs | [10 empty] | 22 | Secondary steel (electric arc furnace) | 30% | 3209.9281 | 0.7419 | 37.81%
Hydrogen production kEUR/MW fuel = 3*a*[MW_fuel]^b | [10 empty] | 23 | DRI | 20% | 5306.3614 | 0.5644 | 18.04%
a | 1168.4518 |  | 1153.8462 |  | 1198.8012 |  | 1264.4889 |  | 923.0769 |  | 24 | TiZir | 30% | 3209.9281 | 0.7419 | 35%
b | 1 |  | 1 |  | 1 |  | 1 |  | 1 |  | 31 | Aluminium | 5% | 3081.2698 | 0.6 | 3%
[11 empty] | 32 | Si | 5% | 3081.2698 | 0.6 | 3%
Fuel synthesis kEUR/MW=2*a*[MW_fuel]^b | [10 empty] | 33 | FeSi | 13% | 3351.2454 | 0.6498 | 15%
a | 1710 |  | 1710 |  | 970 |  | 2220 |  | 0 |  | 34 | FeMn | 24% | 4171.4863 | 0.6545 | 24%
b | 0.7 |  | 0.7 |  | 0.7 |  | 0.7 |  | 0 |  | 35 | SiMn | 13% | 3351.2454 | 0.6498 | 13%
[11 empty] | 36 | Cu | 9% | 3332.7398 | 0.6134 | 10%
Carbon capture cost model, EUR/ton=a*([kg/s CO2]/[CO2 concentration])^b+c*[kg/s CO2]^d | [10 empty] | 37 | FeCr | 9% | 3332.7398 | 0.6134 | 10%
SO Gardarsdottir et al. Investment costs and CO2 reduction potential of carbon capture from industrial plants – A Swedish case study | [10 empty] | 4 | Minerals | 20% | 5306.3614 | 0.5644 | 20%
CO2 conc. (vol%) | a | b | [8 empty] | 51 | Refinery w SMR | 13% | 3351.2454 | 0.6498 | 13.11%
5% | 3081.2698 | 0.6 | [8 empty] | 52 | Refinery wo SMR | 9% | 3332.7398 | 0.6134 | 8%
9% | 3332.7398 | 0.6134 | [8 empty] | 61 | Heat and power (solid fuel) | 13% | 3351.2454 | 0.6498 | 12%
13% | 3351.2454 | 0.6498 | [8 empty] | 62 | Heat and power (liquid fuel) | 9% | 3332.7398 | 0.6134 | 10%
20% | 5306.3614 | 0.5644 | [8 empty] | 63 | Heat and power (gaseous fuel) | 5% | 3081.2698 | 0.6 | 5%
24% | 4171.4863 | 0.6545 | [8 empty] | 71 | Borealis Krackeranl. | 5% | 3081.2698 | 0.6 | 5%
30% | 3209.9281 | 0.7419 | [8 empty] | 72 | Yara Norge, Yara Porsgrunn | 30% | 3209.9281 | 0.7419 | 28.61%
[11 empty] | 73 | NORETYL AS | 5% | 3081.2698 | 0.6 | 5%
[11 empty] | 74 | Borealis Polymers Oy, Olefiinituotanto | 5% | 3081.2698 | 0.6 | 5%
[11 empty] | 75 | Equinor ASA avd.Tjeldbergodden Metanolfabrikk | 5% | 3081.2698 | 0.6 | 5%
[11 empty] | 76 | AGA Oy Ab, Kilpilahden vedyntuotantolaitos | 24% | 4171.4863 | 0.6545 | 24%
[11 empty] | 77 | Lantmännen Agroetanol AB | 13% | 3351.2454 | 0.6498 | 12%
[11 empty] | 78 | Perstorp Oxo AB, Stenungsund | 9% | 3332.7398 | 0.6134 | 9%
[11 empty] | 8 | Metal ore | 5% | 3081.2698 | 0.6 | 6%
[11 empty] | 9 | Steel processing | 9% | 3332.7398 | 0.6134 | 10%

## Cost_model (2035) (hidden)
Economic parameters
Interest rate | 5%
Economic life | 25 | years
Capital recovery factor | 0.070952
O&M | 4% | of CAPEX
Steam cost | 0.0077273 | EUR/MJ
| 17 | EUR/tonne
Cooling water | 0.02 | EUR/tonne
Process water | 1 | EUR/tonne
Production data | Methanol |  | DME |  | Methane |  | FT-liquids |  | Hydrogen
LHV fuel | 19.9 | MJ/kg | 28.9 | MJ/kg | 50 | MJ/kg | 43.2 | MJ/kg | 120 | MJ/kg
| 5.5278 | GWh/kton | 8.0278 | GWh/kton | 13.8889 | GWh/kton | 12 | GWh/kton | 33.3333 | GWh/kton
Plant availability (P2X-facility) | 80% |  | 80% |  | 80% |  | 80% |  | 80%
Source availability | 80% |  | 80% |  | 80% |  | 80% |  | 80%
CO2 capture rate | 76.5% |  | 76.5% |  | 76.5% |  | 76.5% |  | 76.5%
Overall CO2 utilisation | 76.5% |  | 76.5% |  | 76.5% |  | 76.5% |  | 76.5%
Energetic efficiency | 0.5135 | MW fuel/MW el | 0.52 | MW fuel/MW el | 0.5005 | MW fuel/MW el | 0.4745 | MW fuel/MW el | 0.65 | MW fuel/MW el
Lower size limit | 100 | kton CO2/year | 100 | kton CO2/year | 100 | kton CO2/year | 100 | kton CO2/year
| 3.0322 | kg/s (captured) | 3.0322 | kg/s (captured) | 3.0322 | kg/s (captured) | 3.0322 | kg/s (captured)
Lower size limit | 75.9222 | MW el | 72.3879 | MW el | 103.859 | MW el | 82.1624 | MW el
| 38.9861 | MW fuel LHV | 37.6417 | MW fuel LHV | 51.9814 | MW fuel LHV | 38.9861 | MW fuel LHV
CO2 consumption
ton CO2/MWh fuel | 0.28 |  | 0.29 |  | 0.21 |  | 0.28
MWh fuel/ton CO2 | 3.5714 |  | 3.4483 |  | 4.7619 |  | 3.5714
MJ fuel/kg CO2 | 12.8571 |  | 12.4138 |  | 17.1429 |  | 12.8571
MWh el/ton CO2 | 6.9551 |  | 6.6313 |  | 9.5143 |  | 7.5267
ton CO2/MWh el | 0.14378 |  | 0.1508 |  | 0.10511 |  | 0.13286 |  |  |  | CO2 source categories
[11 empty] | Category | Name | Avg Conc. | a | b | OLD!
kg CO2/kg fuel | 1.5478 |  | 2.3281 |  | 2.9167 |  | 3.36 |  |  |  | 11 | Chemical pulp (and paper) | 13% | 3351.2454 | 0.6498 | 13.82%
kg fuel/kg CO2 | 0.64609 |  | 0.42954 |  | 0.34286 |  | 0.29762 |  |  |  | 12 | Mechanical and TMP pulp (and paper) | 13% | 3351.2454 | 0.6498 | 12%
[11 empty] | 13 | CTMP (and paper) | 13% | 3351.2454 | 0.6498 | 12%
[11 empty] | 14 | Paper | 13% | 3351.2454 | 0.6498 | 12%
Cost function (investment) | [10 empty] | 21 | Steel mills (primary steel, blast furnace process) | 24% | 4171.4863 | 0.6545 | 24%
Selma Brynolf et al. Electrofuels for the transport sector: a review of production costs | [10 empty] | 22 | Secondary steel (electric arc furnace) | 30% | 3209.9281 | 0.7419 | 37.81%
Hydrogen production kEUR/MW fuel = 3*a*[MW_fuel]^b | [10 empty] | 23 | DRI | 20% | 5306.3614 | 0.5644 | 18.04%
a | 876.3389 |  | 865.3846 |  | 899.1009 |  | 948.3667 |  | 692.3077 |  | 24 | TiZir | 30% | 3209.9281 | 0.7419 | 35%
b | 1 |  | 1 |  | 1 |  | 1 |  | 1 |  | 31 | Aluminium | 5% | 3081.2698 | 0.6 | 3%
[11 empty] | 32 | Si | 5% | 3081.2698 | 0.6 | 3%
Fuel synthesis kEUR/MW=2*a*[MW_fuel]^b | [10 empty] | 33 | FeSi | 13% | 3351.2454 | 0.6498 | 15%
a | 1710 |  | 1710 |  | 970 |  | 2220 |  | 0 |  | 34 | FeMn | 24% | 4171.4863 | 0.6545 | 24%
b | 0.7 |  | 0.7 |  | 0.7 |  | 0.7 |  | 0 |  | 35 | SiMn | 13% | 3351.2454 | 0.6498 | 13%
[11 empty] | 36 | Cu | 9% | 3332.7398 | 0.6134 | 10%
Carbon capture cost model, EUR/ton=a*([kg/s CO2]/[CO2 concentration])^b+c*[kg/s CO2]^d | [10 empty] | 37 | FeCr | 9% | 3332.7398 | 0.6134 | 10%
SO Gardarsdottir et al. Investment costs and CO2 reduction potential of carbon capture from industrial plants – A Swedish case study | [10 empty] | 4 | Minerals | 20% | 5306.3614 | 0.5644 | 20%
CO2 conc. (vol%) | a | b | [8 empty] | 51 | Refinery w SMR | 13% | 3351.2454 | 0.6498 | 13.11%
5% | 3081.2698 | 0.6 | [8 empty] | 52 | Refinery wo SMR | 9% | 3332.7398 | 0.6134 | 8%
9% | 3332.7398 | 0.6134 | [8 empty] | 61 | Heat and power (solid fuel) | 13% | 3351.2454 | 0.6498 | 12%
13% | 3351.2454 | 0.6498 | [8 empty] | 62 | Heat and power (liquid fuel) | 9% | 3332.7398 | 0.6134 | 10%
20% | 5306.3614 | 0.5644 | [8 empty] | 63 | Heat and power (gaseous fuel) | 5% | 3081.2698 | 0.6 | 5%
24% | 4171.4863 | 0.6545 | [8 empty] | 71 | Borealis Krackeranl. | 5% | 3081.2698 | 0.6 | 5%
30% | 3209.9281 | 0.7419 | [8 empty] | 72 | Yara Norge, Yara Porsgrunn | 30% | 3209.9281 | 0.7419 | 28.61%
[11 empty] | 73 | NORETYL AS | 5% | 3081.2698 | 0.6 | 5%
[11 empty] | 74 | Borealis Polymers Oy, Olefiinituotanto | 5% | 3081.2698 | 0.6 | 5%
[11 empty] | 75 | Equinor ASA avd.Tjeldbergodden Metanolfabrikk | 5% | 3081.2698 | 0.6 | 5%
[11 empty] | 76 | AGA Oy Ab, Kilpilahden vedyntuotantolaitos | 24% | 4171.4863 | 0.6545 | 24%
[11 empty] | 77 | Lantmännen Agroetanol AB | 13% | 3351.2454 | 0.6498 | 12%
[11 empty] | 78 | Perstorp Oxo AB, Stenungsund | 9% | 3332.7398 | 0.6134 | 9%
[11 empty] | 8 | Metal ore | 5% | 3081.2698 | 0.6 | 6%
[11 empty] | 9 | Steel processing | 9% | 3332.7398 | 0.6134 | 10%

## Cost_model (2045) (hidden)
Economic parameters
Interest rate | 5%
Economic life | 25 | years
Capital recovery factor | 0.070952
O&M | 4% | of CAPEX
Steam cost | 0.0077273 | EUR/MJ
| 17 | EUR/tonne
Cooling water | 0.02 | EUR/tonne
Process water | 1 | EUR/tonne
Production data | Methanol |  | DME |  | Methane |  | FT-liquids |  | Hydrogen
LHV fuel | 19.9 | MJ/kg | 28.9 | MJ/kg | 50 | MJ/kg | 43.2 | MJ/kg | 120 | MJ/kg
| 5.5278 | GWh/kton | 8.0278 | GWh/kton | 13.8889 | GWh/kton | 12 | GWh/kton | 33.3333 | GWh/kton
Plant availability (P2X-facility) | 80% |  | 80% |  | 80% |  | 80% |  | 80%
Source availability | 80% |  | 80% |  | 80% |  | 80% |  | 80%
CO2 capture rate | 76.5% |  | 76.5% |  | 76.5% |  | 76.5% |  | 76.5%
Overall CO2 utilisation | 76.5% |  | 76.5% |  | 76.5% |  | 76.5% |  | 76.5%
Energetic efficiency | 0.5135 | MW fuel/MW el | 0.52 | MW fuel/MW el | 0.5005 | MW fuel/MW el | 0.4745 | MW fuel/MW el | 0.65 | MW fuel/MW el
Lower size limit | 100 | kton CO2/year | 100 | kton CO2/year | 100 | kton CO2/year | 100 | kton CO2/year
| 3.0322 | kg/s (captured) | 3.0322 | kg/s (captured) | 3.0322 | kg/s (captured) | 3.0322 | kg/s (captured)
Lower size limit | 75.9222 | MW el | 72.3879 | MW el | 103.859 | MW el | 82.1624 | MW el
| 38.9861 | MW fuel LHV | 37.6417 | MW fuel LHV | 51.9814 | MW fuel LHV | 38.9861 | MW fuel LHV
CO2 consumption
ton CO2/MWh fuel | 0.28 |  | 0.29 |  | 0.21 |  | 0.28
MWh fuel/ton CO2 | 3.5714 |  | 3.4483 |  | 4.7619 |  | 3.5714
MJ fuel/kg CO2 | 12.8571 |  | 12.4138 |  | 17.1429 |  | 12.8571
MWh el/ton CO2 | 6.9551 |  | 6.6313 |  | 9.5143 |  | 7.5267
ton CO2/MWh el | 0.14378 |  | 0.1508 |  | 0.10511 |  | 0.13286 |  |  |  | CO2 source categories
[11 empty] | Category | Name | Avg Conc. | a | b | OLD!
kg CO2/kg fuel | 1.5478 |  | 2.3281 |  | 2.9167 |  | 3.36 |  |  |  | 11 | Chemical pulp (and paper) | 13% | 3351.2454 | 0.6498 | 13.82%
kg fuel/kg CO2 | 0.64609 |  | 0.42954 |  | 0.34286 |  | 0.29762 |  |  |  | 12 | Mechanical and TMP pulp (and paper) | 13% | 3351.2454 | 0.6498 | 12%
[11 empty] | 13 | CTMP (and paper) | 13% | 3351.2454 | 0.6498 | 12%
[11 empty] | 14 | Paper | 13% | 3351.2454 | 0.6498 | 12%
Cost function (investment) | [10 empty] | 21 | Steel mills (primary steel, blast furnace process) | 24% | 4171.4863 | 0.6545 | 24%
Selma Brynolf et al. Electrofuels for the transport sector: a review of production costs | [10 empty] | 22 | Secondary steel (electric arc furnace) | 30% | 3209.9281 | 0.7419 | 37.81%
Hydrogen production kEUR/MW fuel = 3*a*[MW_fuel]^b | [10 empty] | 23 | DRI | 20% | 5306.3614 | 0.5644 | 18.04%
a | 584.2259 |  | 576.9231 |  | 599.4006 |  | 632.2445 |  | 461.5385 |  | 24 | TiZir | 30% | 3209.9281 | 0.7419 | 35%
b | 1 |  | 1 |  | 1 |  | 1 |  | 1 |  | 31 | Aluminium | 5% | 3081.2698 | 0.6 | 3%
[11 empty] | 32 | Si | 5% | 3081.2698 | 0.6 | 3%
Fuel synthesis kEUR/MW=2*a*[MW_fuel]^b | [10 empty] | 33 | FeSi | 13% | 3351.2454 | 0.6498 | 15%
a | 1710 |  | 1710 |  | 970 |  | 2220 |  | 0 |  | 34 | FeMn | 24% | 4171.4863 | 0.6545 | 24%
b | 0.7 |  | 0.7 |  | 0.7 |  | 0.7 |  | 0 |  | 35 | SiMn | 13% | 3351.2454 | 0.6498 | 13%
[11 empty] | 36 | Cu | 9% | 3332.7398 | 0.6134 | 10%
Carbon capture cost model, EUR/ton=a*([kg/s CO2]/[CO2 concentration])^b+c*[kg/s CO2]^d | [10 empty] | 37 | FeCr | 9% | 3332.7398 | 0.6134 | 10%
SO Gardarsdottir et al. Investment costs and CO2 reduction potential of carbon capture from industrial plants – A Swedish case study | [10 empty] | 4 | Minerals | 20% | 5306.3614 | 0.5644 | 20%
CO2 conc. (vol%) | a | b | [8 empty] | 51 | Refinery w SMR | 13% | 3351.2454 | 0.6498 | 13.11%
5% | 3081.2698 | 0.6 | [8 empty] | 52 | Refinery wo SMR | 9% | 3332.7398 | 0.6134 | 8%
9% | 3332.7398 | 0.6134 | [8 empty] | 61 | Heat and power (solid fuel) | 13% | 3351.2454 | 0.6498 | 12%
13% | 3351.2454 | 0.6498 | [8 empty] | 62 | Heat and power (liquid fuel) | 9% | 3332.7398 | 0.6134 | 10%
20% | 5306.3614 | 0.5644 | [8 empty] | 63 | Heat and power (gaseous fuel) | 5% | 3081.2698 | 0.6 | 5%
24% | 4171.4863 | 0.6545 | [8 empty] | 71 | Borealis Krackeranl. | 5% | 3081.2698 | 0.6 | 5%
30% | 3209.9281 | 0.7419 | [8 empty] | 72 | Yara Norge, Yara Porsgrunn | 30% | 3209.9281 | 0.7419 | 28.61%
[11 empty] | 73 | NORETYL AS | 5% | 3081.2698 | 0.6 | 5%
[11 empty] | 74 | Borealis Polymers Oy, Olefiinituotanto | 5% | 3081.2698 | 0.6 | 5%
[11 empty] | 75 | Equinor ASA avd.Tjeldbergodden Metanolfabrikk | 5% | 3081.2698 | 0.6 | 5%
[11 empty] | 76 | AGA Oy Ab, Kilpilahden vedyntuotantolaitos | 24% | 4171.4863 | 0.6545 | 24%
[11 empty] | 77 | Lantmännen Agroetanol AB | 13% | 3351.2454 | 0.6498 | 12%
[11 empty] | 78 | Perstorp Oxo AB, Stenungsund | 9% | 3332.7398 | 0.6134 | 9%
[11 empty] | 8 | Metal ore | 5% | 3081.2698 | 0.6 | 6%
[11 empty] | 9 | Steel processing | 9% | 3332.7398 | 0.6134 | 10%

## Mass and Energy_balances (2025) (hidden)
Production data | Methanol |  | DME |  | Methane |  | FT-liquids |  | Hydrogen
LHV fuel | 19.9 | MJ/kg | 28.9 | MJ/kg | 50 | MJ/kg | 43.2 | MJ/kg | 120 | MJ/kg
Unit | 5.5278 | GWh/kton | 8.0278 | GWh/kton | 13.8889 | GWh/kton | 12 | GWh/kton | 33.3333 | GWh/kton
Mass and energy balance | Selma Brynolf et al. Electrofuels for the transport sector: a review of production costs
|  | Unit per MWh fuel |  | Unit per MWh fuel |  | Unit per MWh fuel |  | Unit per MWh fuel |  | Unit per MWh fuel
Electrolyser efficiency (LHV) | 0.65 | - | 0.65 | - | 0.65 | - | 0.65 | - | 0.65 | -
Fuel synthesis efficiency (LHV) | 0.79 | - | 0.8 | - | 0.77 | - | 0.73 | - | 1 | -
Electricity input | 1.9474 | MWh | 1.9231 | MWh | 1.998 | MWh | 2.1075 | MWh | 1.5385 | MWh
Heat output, electrolysis | 0.58 | MWh | 0.58 | MWh | 0.6 | MWh | 0.63 | MWh | 0.458 | MWh
Heat output, synthesis | 0.1 | MWh | 0.1 | MWh | 0.2 | MWh | 0.2 | MWh | 0 | MWh
Hydrogen production | 0.037975 | ton | 0.0375 | ton | 0.038961 | ton | 0.041096 | ton | 0.03 | ton
Electrolyser feed water | 0.34177 | ton | 0.3375 | ton | 0.35065 | ton | 0.36986 | ton | 0.27 | ton
Theoretical recycle rate (water) | 0.33333 | - | 0.33333 |  | 0.5 | - | 0.66667 | - | 0 | -
Net water input (CONSUMED) | 0.22785 | ton | 0.225 | ton | 0.17532 | ton | 0.12329 | ton | 0.27 | ton
CO2 input | 0.28 | ton | 0.29 | ton | 0.21 | ton | 0.28 | ton | 0 | ton
Oxygen output | 0.3038 | ton | 0.3 | ton | 0.31169 | ton | 0.32877 | ton | 0.24 | ton
Fuel output | 0.1809 | ton | 0.12457 | ton | 0.072 | ton | 0.083333 | ton | 0.03 | ton
Cooling water flow rate (dt 20°C) | 24.8571 | ton | 24.8571 | ton | 25.7143 | ton | 27 | ton | 19.6286 | ton
|  | Unit per ktonCO2 |  | Unit per ktonCO2 |  | Unit per ktonCO2 |  | Unit per ktonCO2
Electricity input | 6.9551 | GWh | 6.6313 | GWh | 9.5143 | GWh | 7.5267 | GWh
Heat output, electrolysis | 2.0714 | GWh | 2 | GWh | 2.8571 | GWh | 2.25 | GWh
Heat output, synthesis | 0.35714 | GWh | 0.34483 | GWh | 0.95238 | GWh | 0.71429 | GWh
Hydrogen production | 0.13562 | kton | 0.12931 | kton | 0.18553 | kton | 0.14677 | kton
Electrolyser feed water | 1.2206 | kton | 1.1638 | kton | 1.6698 | kton | 1.3209 | kton
2.381
Net water input (CONSUMED) | 0.81374 | kton | 0.77586 | kton | 0.83488 | kton | 0.44031 | kton
CO2 input | 1 | kton | 1 | kton | 1 | kton | 1 | kton
Oxygen output | 1.085 | kton | 1.0345 | kton | 1.4842 | kton | 1.1742 | kton
Fuel output | 0.64609 | kton | 0.42954 | kton | 0.34286 | kton | 0.29762 | kton
Cooling water flow rate (dt 20°C) | 88.7755 | kton | 85.7143 | kton | 122.449 | kton | 96.4286 | kton

## Mass and Energy_balances (2035) (hidden)
Production data | Methanol |  | DME |  | Methane |  | FT-liquids |  | Hydrogen
LHV fuel | 19.9 | MJ/kg | 28.9 | MJ/kg | 50 | MJ/kg | 43.2 | MJ/kg | 120 | MJ/kg
Unit | 5.5278 | GWh/kton | 8.0278 | GWh/kton | 13.8889 | GWh/kton | 12 | GWh/kton | 33.3333 | GWh/kton
Mass and energy balance | Selma Brynolf et al. Electrofuels for the transport sector: a review of production costs
|  | Unit per MWh fuel |  | Unit per MWh fuel |  | Unit per MWh fuel |  | Unit per MWh fuel |  | Unit per MWh fuel
Electrolyser efficiency (LHV) | 0.7 | - | 0.7 | - | 0.7 | - | 0.7 | - | 0.7 | -
Fuel synthesis efficiency (LHV) | 0.79 | - | 0.8 | - | 0.77 | - | 0.73 | - | 1 | -
Electricity input | 1.8083 | MWh | 1.7857 | MWh | 1.8553 | MWh | 1.9569 | MWh | 1.4286 | MWh
Heat output, electrolysis | 0.4409 | MWh | 0.44264 | MWh | 0.45729 | MWh | 0.47947 | MWh | 0.348 | MWh
Heat output, synthesis | 0.1 | MWh | 0.1 | MWh | 0.2 | MWh | 0.2 | MWh | 0 | MWh
Hydrogen production | 0.037975 | ton | 0.0375 | ton | 0.038961 | ton | 0.041096 | ton | 0.03 | ton
Electrolyser feed water | 0.34177 | ton | 0.3375 | ton | 0.35065 | ton | 0.36986 | ton | 0.27 | ton
Theoretical recycle rate (water) | 0.33333 | - | 0.33333 |  | 0.5 | - | 0.66667 | - | 0 | -
Net water input (CONSUMED) | 0.22785 | ton | 0.225 | ton | 0.17532 | ton | 0.12329 | ton | 0.27 | ton
CO2 input | 0.28 | ton | 0.29 | ton | 0.21 | ton | 0.28 | ton | 0 | ton
Oxygen output | 0.3038 | ton | 0.3 | ton | 0.31169 | ton | 0.32877 | ton | 0.24 | ton
Fuel output | 0.1809 | ton | 0.12457 | ton | 0.072 | ton | 0.083333 | ton | 0.03 | ton
Cooling water flow rate (dt 20°C) | 18.8957 | ton | 18.9702 | ton | 19.598 | ton | 20.5485 | ton | 14.9143 | ton
|  | Unit per ktonCO2 |  | Unit per ktonCO2 |  | Unit per ktonCO2 |  | Unit per ktonCO2
Electricity input | 6.4583 | GWh | 6.1576 | GWh | 8.8347 | GWh | 6.9891 | GWh
Heat output, electrolysis | 1.5746 | GWh | 1.5263 | GWh | 2.1776 | GWh | 1.7124 | GWh
Heat output, synthesis | 0.35714 | GWh | 0.34483 | GWh | 0.95238 | GWh | 0.71429 | GWh
Hydrogen production | 0.13562 | kton | 0.12931 | kton | 0.18553 | kton | 0.14677 | kton
Electrolyser feed water | 1.2206 | kton | 1.1638 | kton | 1.6698 | kton | 1.3209 | kton
2.381
Net water input (CONSUMED) | 0.81374 | kton | 0.77586 | kton | 0.83488 | kton | 0.44031 | kton
CO2 input | 1 | kton | 1 | kton | 1 | kton | 1 | kton
Oxygen output | 1.085 | kton | 1.0345 | kton | 1.4842 | kton | 1.1742 | kton
Fuel output | 0.64609 | kton | 0.42954 | kton | 0.34286 | kton | 0.29762 | kton
Cooling water flow rate (dt 20°C) | 67.4845 | kton | 65.4144 | kton | 93.3236 | kton | 73.3876 | kton

## Mass and Energy_balances (2045) (hidden)
Production data | Methanol |  | DME |  | Methane |  | FT-liquids |  | Hydrogen
LHV fuel | 19.9 | MJ/kg | 28.9 | MJ/kg | 50 | MJ/kg | 43.2 | MJ/kg | 120 | MJ/kg
Unit | 5.5278 | GWh/kton | 8.0278 | GWh/kton | 13.8889 | GWh/kton | 12 | GWh/kton | 33.3333 | GWh/kton
Mass and energy balance | Selma Brynolf et al. Electrofuels for the transport sector: a review of production costs
|  | Unit per MWh fuel |  | Unit per MWh fuel |  | Unit per MWh fuel |  | Unit per MWh fuel |  | Unit per MWh fuel
Electrolyser efficiency (LHV) | 0.75 | - | 0.75 | - | 0.75 | - | 0.75 | - | 0.75 | -
Fuel synthesis efficiency (LHV) | 0.79 | - | 0.8 | - | 0.77 | - | 0.73 | - | 1 | -
Electricity input | 1.6878 | MWh | 1.6667 | MWh | 1.7316 | MWh | 1.8265 | MWh | 1.3333 | MWh
Heat output, electrolysis | 0.32034 | MWh | 0.32359 | MWh | 0.3336 | MWh | 0.349 | MWh | 0.253 | MWh
Heat output, synthesis | 0.1 | MWh | 0.1 | MWh | 0.2 | MWh | 0.2 | MWh | 0 | MWh
Hydrogen production | 0.037975 | ton | 0.0375 | ton | 0.038961 | ton | 0.041096 | ton | 0.03 | ton
Electrolyser feed water | 0.34177 | ton | 0.3375 | ton | 0.35065 | ton | 0.36986 | ton | 0.27 | ton
Theoretical recycle rate (water) | 0.33333 | - | 0.33333 |  | 0.5 | - | 0.66667 | - | 0 | -
Net water input (CONSUMED) | 0.22785 | ton | 0.225 | ton | 0.17532 | ton | 0.12329 | ton | 0.27 | ton
CO2 input | 0.28 | ton | 0.29 | ton | 0.21 | ton | 0.28 | ton | 0 | ton
Oxygen output | 0.3038 | ton | 0.3 | ton | 0.31169 | ton | 0.32877 | ton | 0.24 | ton
Fuel output | 0.1809 | ton | 0.12457 | ton | 0.072 | ton | 0.083333 | ton | 0.03 | ton
Cooling water flow rate (dt 20°C) | 13.729 | ton | 13.8681 | ton | 14.2971 | ton | 14.9572 | ton | 10.8429 | ton
|  | Unit per ktonCO2 |  | Unit per ktonCO2 |  | Unit per ktonCO2 |  | Unit per ktonCO2
Electricity input | 6.0277 | GWh | 5.7471 | GWh | 8.2457 | GWh | 6.5232 | GWh
Heat output, electrolysis | 1.1441 | GWh | 1.1158 | GWh | 1.5886 | GWh | 1.2464 | GWh
Heat output, synthesis | 0.35714 | GWh | 0.34483 | GWh | 0.95238 | GWh | 0.71429 | GWh
Hydrogen production | 0.13562 | kton | 0.12931 | kton | 0.18553 | kton | 0.14677 | kton
Electrolyser feed water | 1.2206 | kton | 1.1638 | kton | 1.6698 | kton | 1.3209 | kton
2.381
Net water input (CONSUMED) | 0.81374 | kton | 0.77586 | kton | 0.83488 | kton | 0.44031 | kton
CO2 input | 1 | kton | 1 | kton | 1 | kton | 1 | kton
Oxygen output | 1.085 | kton | 1.0345 | kton | 1.4842 | kton | 1.1742 | kton
Fuel output | 0.64609 | kton | 0.42954 | kton | 0.34286 | kton | 0.29762 | kton
Cooling water flow rate (dt 20°C) | 49.0323 | kton | 47.8211 | kton | 68.0816 | kton | 53.4187 | kton

## GHG input data
Non-electricity emissions
| Methanol | DME | Methane | FT-liquids | Hydrogen
Transport and distribution of final fuel | 2 | 2 | 2 | 2 | 2 | gCO2/MJ_fuel | RED2 default value
Construction and decommissioning | 0.6 | 0.6 | 0.6 | 0.6 | 0.6 | gCO2/MJ_fuel | Liu et al. 2020 | NOT USED!
Chemicals and catalysts | 0.1 | 0.1 | 0.1 | 0.1 | 0.1 | gCO2/MJ_fuel | Liu et al. 2020
Water treatment | 0.5 | 0.5 | 0.5 | 0.5 | 0.5 | gCO2/MJ_fuel | Liu et al. 2020 | NOT USED!
SUM | 2.1 | 2.1 | 2.1 | 2.1 | 2.1
FOSSIL COMPARATOR, RED2
Transport | 94 | g/MJ

## Byproduct Heat
Maximum DH share | 0.25 |  | Heat price | 25 | EUR/MWh | CCS cooling >60dc: | 2.56 | MJ/kg CO2
Country | Name (E-PRTR) | DH area (HUDHC) | DH area heat demand (MWh) |  |  |  | 2.56
Finland | PORVOO | PORVOO | 209976.1111
Finland | IMATRA | IMATRA | 85510.8333
Norway | Mongstad | Mongstad | 0
Denmark | Aalborg Øst | Aalborg | 887645.2778
Finland | RAAHE | RAAHE | 52970
Sweden | LULEÅ | LULEÅ | 252630.5556
Finland | PIETARSAARI | PIETARSAARI | 236865.8333
Finland | LAPPEENRANTA | LAPPEENRANTA | 476829.1667
Sweden | MÖNSTERÅS | Oskarshamn | 139019.7222
Sweden | STOCKHOLM | STOCKHOLM | 8771595.5556
Sweden | Slite | Slite | 0
Finland | KUUSANKOSKI | kouvola | 230713.3333
Sweden | HUSUM | HUSUM | 40590.2778
Finland | UIMAHARJU | Joensuu | 349446.9444
Finland | KEMI | KEMI | 3617.2222
Sweden | LYSEKIL | LYSEKIL | 38293.6111
Sweden | VÄRÖBACKA | Varberg | 167306.6667
Finland | RAAHE | RAAHE | 52970
Sweden | OXELÖSUND | OXELÖSUND | 116293.8889
Sweden | SKUTSKÄR | Gävle | 754996.9444
Finland | PULP | LAPPEENRANTA | 476829.1667
Finland | OULU | OULU | 1956006.1111
Finland | HELSINKI | HELSINKI | 9189494.1667
Finland | KEMI | KEMI | 3617.2222
Finland | NAANTALI | NAANTALI | 88086.9444
Sweden | LULEÅ | LULEÅ | 252630.5556
Sweden | GÄVLE | GÄVLE | 754996.9444
Sweden | GRUMS | GRUMS | 58077.2222
Norway | Tysværvåg | Tysværvåg | 0
Finland | RAUMA | RAUMA | 410963.8889
Sweden | TIMRÅ | TIMRÅ | 59133.8889
Denmark | Vodskov | Aalborg | 887645.2778
Sweden | PITEÅ | PITEÅ | 66688.0556
Sweden | MÖRRUM | Karlshamn | 40538.8889
Denmark | Kalundborg | Kalundborg | 0
Denmark | Odense C | Odense | 1108949.4444
Sweden | SKÄRBLACKA | SKÄRBLACKA | 4571.1111
Sweden | SKOGHALL | SKOGHALL | 37461.6667
Norway | Ukjent Kode Benyttet (9601) | Ukjent Kode Benyttet (9601) | 0
Finland | ÄÄNEKOSKI | ÄÄNEKOSKI | 68747.7778
Finland | HELEN | Helsinki | 9189494.1667
Denmark | København S | København | 9544654.4444
Finland | OULU | OULU | 1956006.1111
Sweden | IGGESUND | IGGESUND | 1503.6111
Norway | Brevik | Porsgrunn | 31840
Sweden | Karlsborgsverken | Kalix | 37990.5556
Finland | SUNILA | Kotka | 221923.8889
Finland | PIETARSAARI | PIETARSAARI | 236865.8333
Finland | ESPOO | Helsinki | 9189494.1667
Finland | VARKAUS | VARKAUS | 28178.0556
Sweden | Norrköping | Norrköping | 897046.6667
Sweden | NYMÖLLA | NYMÖLLA | 0
Finland | HELEN | Helsinki | 9189494.1667
Denmark | Esbjerg | Esbjerg | 460786.1111
Sweden | VÄSTERÅS | VÄSTERÅS | 1199290.5556
Sweden | Frövi | Frövi | 0
Finland | VAASA | VAASA | 1068525.5556
Sweden | STOCKHOLM | STOCKHOLM | 8771595.5556
Sweden | Södertälje | Södertälje | 555316.3889
Sweden | PITEÅ | PITEÅ | 66688.0556
Norway | Sunndalsøra | Sunndalsøra | 70880
Sweden | VÄJA | Sandviken | 266239.7222
Sweden | STENUNGSUND | STENUNGSUND | 47432.5
Finland | TORNIO | TORNIO | 16232.2222
Sweden | VALLVIK | VALLVIK | 0
Finland | ÄÄNEKOSKI | ÄÄNEKOSKI | 68747.7778
Sweden | MALMÖ | MALMÖ | 2974122.7778
Sweden | KRISTINEHAMN | KRISTINEHAMN | 49821.3889
Denmark | Kalundborg | Kalundborg | 0
Sweden | ÖRNSKÖLDSVIK | ÖRNSKÖLDSVIK | 145806.1111
Sweden | GÖTEBORG | GÖTEBORG | 4656982.7778
Iceland | Fjarðabyggð | Fjarðabyggð | 0
Sweden | Linköping | Linköping | 921819.7222
Finland | PARAINEN | PARAINEN | 28245.2778
Sweden | GÖTEBORG | GÖTEBORG | 4656982.7778
Finland | SEINÄJOKI | SEINÄJOKI | 771780.5556
Finland | PORI | PORI | 1071998.0556
Finland | KOTKA | KOTKA | 221923.8889
Sweden | Obbola | Obbola | 0
Finland | KUUSANKOSKI | kouvola | 230713.3333
Norway | Porsgrunn | Porsgrunn | 31840
Sweden | Kiruna | Kiruna | 58599.4444
Iceland | Akranes | Akranes | 98055.5556
Norway | Straumen | Straumen | 0
Denmark | Skødstrup | Aarhus | 2188046.3889
Finland | VANTAA | VANTAA | 9189494.1667
Sweden | GÖTEBORG | GÖTEBORG | 4656982.7778
Sweden | Aspabruk | Aspabruk | 0
Finland | TAMPERE | TAMPERE | 3141860.8333
Norway | Mosjøen | Mosjøen | 22400
Norway | STATHELLE | STATHELLE | 0
Finland | RAUMA | RAUMA | 410963.8889
Finland | PORVOO | PORVOO | 209976.1111
Sweden | SIGTUNA | SIGTUNA | 0
Sweden | SKÖVDE | SKÖVDE | 154066.3889
Denmark | Fredericia | Fredericia | 222277.2222
Norway | Kjøpsvik | Kjøpsvik | 0
Sweden | Umeå | Umeå | 813768.3333
Sweden | Örebro | Örebro | 783484.1667
Norway | Oslo | Oslo | 1735200
Finland | LAPPEENRANTA | LAPPEENRANTA | 476829.1667
Sweden | UPPSALA | UPPSALA | 1351552.2222
Finland | TORNIO | TORNIO | 16232.2222
Finland | LAHTI | LAHTI | 1151591.9444
Finland | HEINOLA | HEINOLA | 85375
Denmark | Hvidovre | København | 9544654.4444
Norway | Håvik | Håvik | 0
Iceland | Hafnarfjörður | Hafnarfjörður | 0
Finland | RIIHIMÄKI | RIIHIMÄKI | 243006.9444
Sweden | Eskilstuna | Eskilstuna | 388879.4444
Norway | Tolvsrød | Tønsberg | 107200
Sweden | SUNDSVALL | SUNDSVALL | 382075.8333
Norway | Sauda | Sauda | 0
Norway | Svelgen | Svelgen | 0
Sweden | VÄXJÖ | VÄXJÖ | 406761.6667
Sweden | SÖDERTÄLJE | Södertälje | 555316.3889
Sweden | Jönköping | Jönköping | 143884.1667
Norway | Kjørsvikbugen | Kjørsvikbugen | 0
Finland | LOHJA | LOHJA | 94910.8333
Finland | PORI | PORI | 1071998.0556
Finland | KUOPIO | KUOPIO | 568648.8889
Finland | JOENSUU | JOENSUU | 349446.9444
Norway | Øvre Årdal | Øvre Årdal | 0
Norway | Mo i Rana | Mo i Rana | 0
Sweden | Borås | Borås | 377278.3333
Finland | JÄMSÄNKOSKI | JÄMSÄNKOSKI | 0
Norway | FINNSNES | FINNSNES | 0
Sweden | Karlstad | Karlstad | 474065.5556
Finland | MIKKELI | MIKKELI | 279071.9444
Finland | ÄÄNEKOSKI | ÄÄNEKOSKI | 68747.7778
Norway | Orkanger | Orkanger | 0
Sweden | SKELLEFTEHAMN | Skellefteå | 198451.6667
Norway | Kyrksæterøra | Kyrksæterøra | 0
Finland | INKEROINEN | INKEROINEN | 0
Sweden | Lugnvik | Östersund | 250261.3889
Finland | NAANTALI | NAANTALI | 88086.9444
Sweden | ÖRNSKÖLDSVIK | ÖRNSKÖLDSVIK | 145806.1111
Finland | N/A | Porvoo | 209976.1111
Norway | Tyssedal | Odda | 9920
Sweden | DEGERHAMN | DEGERHAMN | 0
Sweden | BORLÄNGE | BORLÄNGE | 292795
Sweden | Gävle | GÄVLE | 754996.9444
Sweden | BORLÄNGE | BORLÄNGE | 292795
Denmark | Fredericia | Fredericia | 222277.2222
Finland | KAIPOLA | Jämsä | 29572.7778
Finland | ROVANIEMI | ROVANIEMI | 52395.8333
Finland | TORNIO | TORNIO | 16232.2222
Sweden | FORS | FORS | 0
Sweden | HÄSSELBY | Stockholm | 8771595.5556
Sweden | KÖPING | KÖPING | 70170
Finland | SIMPELE | SIMPELE | 0
Denmark | Esbjerg Ø | Esbjerg | 460786.1111
Sweden | LIDKÖPING | LIDKÖPING | 104746.3889
Finland | KAJAANI | KAJAANI | 188492.7778
Norway | Øyestranda | Feda | 0
Finland | JYVÄSKYLÄ | JYVÄSKYLÄ | 1132021.3889
Sweden | HYLTEBRUK | HYLTEBRUK | 0
Norway | Bergen | Bergen | 344000
Sweden | SUNDSVALL | SUNDSVALL | 382075.8333
Sweden | Helsingborg | Helsingborg | 1146905.5556
Finland | HÄMEENLINNA | HÄMEENLINNA | 402177.7778
Finland | KOKKOLA | KOKKOLA | 414860.8333
Sweden | Halmstad | Halmstad | 367889.7222
Norway | Skogn | Levanger | 27200
Sweden | MÖLNDAL | MÖLNDAL | 0
Finland | KUOPIO | KUOPIO | 568648.8889
Denmark | Glostrup | København | 9544654.4444
Sweden | HÖGANÄS | HÖGANÄS | 28641.6667
Denmark | Aalborg Øst | Aalborg | 887645.2778
Sweden | HANINGE | Stockholm | 8771595.5556
Finland | FORTUM | Järvenpää | 283092.5
Finland | OULU | OULU | 1956006.1111
Norway | Porsgrunn | Porsgrunn | 31840
Sweden | BILLINGSFORS | Bengtsfors | 3392.2222
Sweden | UPPSALA | UPPSALA | 1351552.2222
Sweden | SUNDSVALL | SUNDSVALL | 382075.8333
Norway | Halden | Halden | 43440
Sweden | Norrköping | Norrköping | 897046.6667
Finland | TOLKKINEN | Porvoo | 209976.1111
Sweden | KRISTIANSTAD | KRISTIANSTAD | 228853.6111
Norway | Ålvik | Ålvik | 0
Finland | VANTAA | VANTAA | 9189494.1667
Sweden | SKELLEFTEÅ | SKELLEFTEÅ | 198451.6667
Sweden | NYKÖPING | NYKÖPING | 174367.2222
Norway | Verdal | Levanger | 27200
Norway | Sarpsborg | Sarpsborg | 17600
Finland | KERAVA | Helsinki | 9189494.1667
Finland | KOTKA | KOTKA | 221923.8889
Sweden | Vargön | Trollhättan | 288610.5556
Finland | RAAHE | RAAHE | 52970
Norway | Farsund | Farsund | 0
Sweden | Kumla | Kumla | 0
Denmark | NYBORG | NYBORG | 0
Denmark | København SV | København | 9544654.4444
Sweden | GÖTEBORG | GÖTEBORG | 4656982.7778
Finland | MÄNTTÄ | MÄNTTÄ | 14587.7778
Sweden | NYNÄSHAMN | NYNÄSHAMN | 61648.0556
Finland | PELLOSNIEMI | PELLOSNIEMI | 0
Finland | JYVÄSKYLÄ | JYVÄSKYLÄ | 1132021.3889
Sweden | MALMÖ | MALMÖ | 2974122.7778
Norway | Husnes | Husnes | 0
Sweden | Malmberget | Malmberget | 0
Sweden | Lärbro | Västervik | 56722.7778
Sweden | Avesta | Avesta | 2756.3889
Sweden | BODEN | BODEN | 0
Norway | Mo i Rana | Mo i Rana | 0
Sweden | STENUNGSUND | STENUNGSUND | 47432.5
Denmark | København S | København | 9544654.4444
Sweden | FALUN | FALUN | 183574.7222
Sweden | NORRKÖPING | Norrköping | 897046.6667
Sweden | ENKÖPING | ENKÖPING | 124325.8333
Sweden | PERSTORP | PERSTORP | 11430.2778
Finland | PORI | PORI | 1071998.0556
Sweden | LINKÖPING | Linköping | 921819.7222
Sweden | Uddevalla | Uddevalla | 216531.9444
Sweden | NORRKÖPING | Norrköping | 897046.6667
Finland | OULU | OULU | 1956006.1111
Norway | Oslo | Oslo | 1735200
Finland | TAMPERE | TAMPERE | 3141860.8333
Sweden | Helsingborg | Helsingborg | 1146905.5556
Finland | SUOLAHTI | Äänekoski | 68747.7778
Norway | Gamle Fredrikstad | Fredrikstad | 129250
Denmark | Hjørring | Hjørring | 103946.9444
Sweden | Gävle | GÄVLE | 754996.9444
Denmark | Viborg | Viborg | 205073.0556
Sweden | Kiruna | Kiruna | 58599.4444
Finland | KOKKOLA | KOKKOLA | 414860.8333
Sweden | Göteborg | GÖTEBORG | 4656982.7778
Denmark | Randers SV | Randers | 450094.7222
Norway | Høyanger | Høyanger | 0
Denmark | Odense C | Odense | 1108949.4444
Sweden | SANDVIKEN | SANDVIKEN | 266239.7222

## Byproduct O2
Category ID | Category name | Case, total CO2 (kton) | Case, O2 demand (ton) | ton O2/kton CO2
11 | Chemical pulp (and paper) | 1540 | 16903 | 10.976
12 | Mechanical and TMP pulp (and paper) | none | none | 0
13 | CTMP (and paper) | none | none | 0
14 | Paper | none | none | 0
21 | Steel mills (primary steel, blast furnace process) | 3937 | 350000 | 88.9002
22 | Secondary steel (electric arc furnace) | 640 | 100000 | 156.25
23 | DRI | minor | minor | 0
24 | TiZir | none | none | 0
31 | Aluminium | none | none | 0
32 | Si | none | none | 0
33 | FeSi | minor | minor | 0
34 | FeMn | 185 | 13466.6667 | 72.7928
35 | SiMn | none | none | 0
36 | Cu | 275 | 406604.575 | 1478.5621
37 | FeCr | minor | minor | 0
4 | Minerals | none | none | 0
51 | Refinery w SMR | minor | minor | 0
52 | Refinery wo SMR | minor | minor | 0
61 | Heat and power (solid fuel) | none | none | 0
62 | Heat and power (liquid fuel) | none | none | 0
63 | Heat and power (gaseous fuel) | none | none | 0
71 | Borealis Krackeranl. | none | none | 0
72 | Yara Norge, Yara Porsgrunn | none | none | 0
73 | NORETYL AS | 432 | 150000 | 347.2222
74 | Borealis Polymers Oy, Olefiinituotanto | none | none | 0
75 | Equinor ASA avd.Tjeldbergodden Metanolfabrikk | 312 | 363000 | 1163.4615
76 | AGA Oy Ab, Kilpilahden vedyntuotantolaitos | none | none | 0
77 | Lantmännen Agroetanol AB | none | none | 0
78 | Perstorp Oxo AB, Stenungsund | 132 | 140000 | 1060.6061
8 | Metal ore | none | none | 0
9 | Steel processing | 249 | 22867 | 91.8353
Oxygen price (EUR/ton)
50

## Water availability
FacilityID | Water consumption MAX (ktonne/year) | Water consumption MIN (ktonne/year) | Cooling water demand MAX (ktonne/year) | Cooling water demand MIN (ktonne/year) | Water scarcity factor, annual non-agri, [m3-world eq./m3 consumed] | Water scarcity footprint with water cons. MAX [1000 m3-world eq./year] | Water scarcity footprint with water cons. MIN [1000 m3-world eq./year]
192135 | 267.1614 | 187.8669 | 41142.8571 | 27428.5714 | 0.1 | 26.7161 | 18.7867
192232 | 1970.3154 | 1385.5186 | 303428.5714 | 202285.7143 | 0.1 | 197.0315 | 138.5519
192252 | 86.8275 | 61.0568 | 13371.4286 | 8914.2857 | 0.2 | 17.3655 | 12.2114
192113 | 133.5807 | 93.9335 | 20571.4286 | 13714.2857 | 0.2 | 26.7161 | 18.7867
192199 | 145.269 | 102.1526 | 22371.4286 | 14914.2857 | 0.2 | 29.0538 | 20.4305
192117 | 190.3525 | 133.8552 | 29314.2857 | 19542.8571 | 0.2 | 38.0705 | 26.771
192197 | 217.9035 | 153.229 | 33557.1429 | 22371.4286 | 0.2 | 43.5807 | 30.6458
192256 | 250.4638 | 176.1252 | 38571.4286 | 25714.2857 | 0.2 | 50.0928 | 35.225
192287 | 260.4824 | 183.1703 | 40114.2857 | 26742.8571 | 0.2 | 52.0965 | 36.6341
192262 | 266.3265 | 187.2798 | 41014.2857 | 27342.8571 | 0.2 | 53.2653 | 37.456
192181 | 118.5529 | 83.3659 | 18257.1429 | 12171.4286 | 0.3 | 35.5659 | 25.0098
192336 | 139.4249 | 98.0431 | 21471.4286 | 14314.2857 | 0.3 | 41.8275 | 29.4129
192335 | 169.4805 | 119.1781 | 26100 | 17400 | 0.3 | 50.8442 | 35.7534
192295 | 228.757 | 160.8611 | 35228.5714 | 23485.7143 | 0.3 | 68.6271 | 48.2583
192362 | 361.5028 | 254.2074 | 55671.4286 | 37114.2857 | 0.3 | 108.4508 | 76.2622
192365 | 114.3785 | 80.4305 | 17614.2857 | 11742.8571 | 0.4 | 45.7514 | 32.1722
192328 | 231.2616 | 162.6223 | 35614.2857 | 23742.8571 | 0.4 | 92.5046 | 65.0489
192369 | 248.7941 | 174.9511 | 38314.2857 | 25542.8571 | 0.4 | 99.5176 | 69.9804
26604 | 278.0148 | 195.499 | 42814.2857 | 28542.8571 | 0.4 | 111.2059 | 78.1996
192383 | 397.4026 | 279.4521 | 61200 | 40800 | 0.4 | 158.961 | 111.7808
26599 | 399.9072 | 281.2133 | 61585.7143 | 41057.1429 | 0.4 | 159.9629 | 112.4853
26598 | 446.6605 | 314.09 | 68785.7143 | 45857.1429 | 0.4 | 178.6642 | 125.636
10455 | 88.4972 | 62.2309 | 13628.5714 | 9085.7143 | 0.5 | 44.2486 | 31.1155
85650 | 114.3785 | 80.4305 | 17614.2857 | 11742.8571 | 0.5 | 57.1892 | 40.2153
192087 | 154.4527 | 108.6106 | 23785.7143 | 15857.1429 | 0.5 | 77.2263 | 54.3053
6639 | 170.3154 | 119.7652 | 26228.5714 | 17485.7143 | 0.5 | 85.1577 | 59.8826
192160 | 180.334 | 126.8102 | 27771.4286 | 18514.2857 | 0.5 | 90.167 | 63.4051
6568 | 183.6735 | 129.1585 | 28285.7143 | 18857.1429 | 0.5 | 91.8367 | 64.5793
42045 | 222.9128 | 156.7515 | 34328.5714 | 22885.7143 | 0.5 | 111.4564 | 78.3757
192390 | 334.7866 | 235.4207 | 51557.1429 | 34371.4286 | 0.5 | 167.3933 | 117.7104
192094 | 360.6679 | 253.6204 | 55542.8571 | 37028.5714 | 0.5 | 180.334 | 126.8102
192086 | 406.5863 | 285.91 | 62614.2857 | 41742.8571 | 0.5 | 203.2931 | 142.955
192083 | 733.0241 | 515.4599 | 112885.7143 | 75257.1429 | 0.5 | 366.5121 | 257.7299
192012 | 91.8367 | 64.5793 | 14142.8571 | 9428.5714 | 0.6 | 55.102 | 38.7476
181988 | 106.0297 | 74.5597 | 16328.5714 | 10885.7143 | 0.6 | 63.6178 | 44.7358
6720 | 110.2041 | 77.4951 | 16971.4286 | 11314.2857 | 0.6 | 66.1224 | 46.4971
192008 | 138.59 | 97.456 | 21342.8571 | 14228.5714 | 0.6 | 83.154 | 58.4736
192002 | 148.6085 | 104.501 | 22885.7143 | 15257.1429 | 0.6 | 89.1651 | 62.7006
6822 | 244.6197 | 172.0157 | 37671.4286 | 25114.2857 | 0.6 | 146.7718 | 103.2094
192073 | 275.5102 | 193.7378 | 42428.5714 | 28285.7143 | 0.6 | 165.3061 | 116.2427
6724 | 535.9926 | 376.908 | 82542.8571 | 55028.5714 | 0.6 | 321.5955 | 226.1448
192284 | 551.0204 | 387.4755 | 84857.1429 | 56571.4286 | 0.6 | 330.6122 | 232.4853
6649 | 1285.7143 | 904.1096 | 198000 | 132000 | 0.6 | 771.4286 | 542.4658
41953 | 108.5343 | 76.3209 | 16714.2857 | 11142.8571 | 0.7 | 75.974 | 53.4247
7651 | 116.0482 | 81.6047 | 17871.4286 | 11914.2857 | 0.7 | 81.2338 | 57.1233
16761 | 197.0315 | 138.5519 | 30342.8571 | 20228.5714 | 0.7 | 137.9221 | 96.9863
7652 | 201.2059 | 141.4873 | 30985.7143 | 20657.1429 | 0.7 | 140.8442 | 99.0411
7647 | 210.3896 | 147.9452 | 32400 | 21600 | 0.7 | 147.2727 | 103.5616
8110 | 332.282 | 233.6595 | 51171.4286 | 34114.2857 | 0.7 | 232.5974 | 163.5616
8108 | 418.2746 | 294.1292 | 64414.2857 | 42942.8571 | 0.7 | 292.7922 | 205.8904
192144 | 1010.2041 | 710.3718 | 155571.4286 | 103714.2857 | 0.7 | 707.1429 | 497.2603
42016 | 87.6623 | 61.6438 | 13500 | 9000 | 0.8 | 70.1299 | 49.3151
8165 | 117.718 | 82.7789 | 18128.5714 | 12085.7143 | 0.8 | 94.1744 | 66.2231
41915 | 126.0668 | 88.6497 | 19414.2857 | 12942.8571 | 0.8 | 100.8534 | 70.9198
6811 | 136.0853 | 95.6947 | 20957.1429 | 13971.4286 | 0.8 | 108.8683 | 76.5558
6761 | 153.6178 | 108.0235 | 23657.1429 | 15771.4286 | 0.8 | 122.8942 | 86.4188
6803 | 168.6456 | 118.591 | 25971.4286 | 17314.2857 | 0.8 | 134.9165 | 94.8728
6827 | 195.3618 | 137.3777 | 30085.7143 | 20057.1429 | 0.8 | 156.2894 | 109.9022
213317 | 232.0965 | 163.2094 | 35742.8571 | 23828.5714 | 0.8 | 185.6772 | 130.5675
6831 | 340.6308 | 239.5303 | 52457.1429 | 34971.4286 | 0.8 | 272.5046 | 191.6243
6797 | 384.8794 | 270.6458 | 59271.4286 | 39514.2857 | 0.8 | 307.9035 | 216.5166
8241 | 399.9072 | 281.2133 | 61585.7143 | 41057.1429 | 0.8 | 319.9258 | 224.9706
6800 | 435.8071 | 306.4579 | 67114.2857 | 44742.8571 | 0.8 | 348.6456 | 245.1663
6794 | 447.4954 | 314.6771 | 68914.2857 | 45942.8571 | 0.8 | 357.9963 | 251.7417
7205 | 467.5325 | 328.7671 | 72000 | 48000 | 0.8 | 374.026 | 263.0137
7919 | 544.3414 | 382.7789 | 83828.5714 | 55885.7143 | 0.8 | 435.4731 | 306.2231
8155 | 719.666 | 506.0665 | 110828.5714 | 73885.7143 | 0.8 | 575.7328 | 404.8532
7184 | 834.8794 | 587.0841 | 128571.4286 | 85714.2857 | 0.8 | 667.9035 | 469.6673
7189 | 1043.5993 | 733.8552 | 160714.2857 | 107142.8571 | 0.8 | 834.8794 | 587.0841
8115 | 144.4341 | 101.5656 | 22242.8571 | 14828.5714 | 0.9 | 129.9907 | 91.409
6533 | 191.1874 | 134.4423 | 29442.8571 | 19628.5714 | 0.9 | 172.0686 | 120.998
10318 | 207.0501 | 145.5969 | 31885.7143 | 21257.1429 | 0.9 | 186.3451 | 131.0372
8114 | 229.5918 | 161.4481 | 35357.1429 | 23571.4286 | 0.9 | 206.6327 | 145.3033
41949 | 265.4917 | 186.6928 | 40885.7143 | 27257.1429 | 0.9 | 238.9425 | 168.0235
192151 | 280.5195 | 197.2603 | 43200 | 28800 | 0.9 | 252.4675 | 177.5342
6394 | 336.4564 | 236.5949 | 51814.2857 | 34542.8571 | 0.9 | 302.8108 | 212.9354
6001 | 910.0186 | 639.9217 | 140142.8571 | 93428.5714 | 0.9 | 819.0167 | 575.9295
7199 | 1185.5288 | 833.6595 | 182571.4286 | 121714.2857 | 0.9 | 1066.9759 | 750.2935
7040 | 1903.525 | 1338.5519 | 293142.8571 | 195428.5714 | 0.9 | 1713.1725 | 1204.6967
237700 | 91.0019 | 63.9922 | 14014.2857 | 9342.8571 | 1 | 91.0019 | 63.9922
17021 | 91.8367 | 64.5793 | 14142.8571 | 9428.5714 | 1 | 91.8367 | 64.5793
6415 | 93.5065 | 65.7534 | 14400 | 9600 | 1 | 93.5065 | 65.7534
8051 | 96.846 | 68.1018 | 14914.2857 | 9942.8571 | 1 | 96.846 | 68.1018
42071 | 106.8646 | 75.1468 | 16457.1429 | 10971.4286 | 1 | 106.8646 | 75.1468
6420 | 119.3878 | 83.953 | 18385.7143 | 12257.1429 | 1 | 119.3878 | 83.953
7977 | 122.7273 | 86.3014 | 18900 | 12600 | 1 | 122.7273 | 86.3014
7003 | 136.0853 | 95.6947 | 20957.1429 | 13971.4286 | 1 | 136.0853 | 95.6947
8487 | 162.8015 | 114.4814 | 25071.4286 | 16714.2857 | 1 | 162.8015 | 114.4814
6421 | 164.4712 | 115.6556 | 25328.5714 | 16885.7143 | 1 | 164.4712 | 115.6556
193225 | 173.6549 | 122.1135 | 26742.8571 | 17828.5714 | 1 | 173.6549 | 122.1135
239289 | 187.8479 | 132.0939 | 28928.5714 | 19285.7143 | 1 | 187.8479 | 132.0939
6437 | 205.3803 | 144.4227 | 31628.5714 | 21085.7143 | 1 | 205.3803 | 144.4227
8249 | 223.7477 | 157.3386 | 34457.1429 | 22971.4286 | 1 | 223.7477 | 157.3386
9002 | 232.0965 | 163.2094 | 35742.8571 | 23828.5714 | 1 | 232.0965 | 163.2094
8303 | 232.0965 | 163.2094 | 35742.8571 | 23828.5714 | 1 | 232.0965 | 163.2094
192417 | 237.1058 | 166.7319 | 36514.2857 | 24342.8571 | 1 | 237.1058 | 166.7319
6445 | 244.6197 | 172.0157 | 37671.4286 | 25114.2857 | 1 | 244.6197 | 172.0157
7295 | 258.8126 | 181.9961 | 39857.1429 | 26571.4286 | 1 | 258.8126 | 181.9961
6166 | 288.0334 | 202.544 | 44357.1429 | 29571.4286 | 1 | 288.0334 | 202.544
17086 | 349.8145 | 245.9883 | 53871.4286 | 35914.2857 | 1 | 349.8145 | 245.9883
7662 | 364.8423 | 256.5558 | 56185.7143 | 37457.1429 | 1 | 364.8423 | 256.5558
7049 | 417.4397 | 293.5421 | 64285.7143 | 42857.1429 | 1 | 417.4397 | 293.5421
6698 | 419.1095 | 294.7162 | 64542.8571 | 43028.5714 | 1 | 419.1095 | 294.7162
7866 | 521.7996 | 366.9276 | 80357.1429 | 53571.4286 | 1 | 521.7996 | 366.9276
6709 | 715.4917 | 503.1311 | 110185.7143 | 73457.1429 | 1 | 715.4917 | 503.1311
7771 | 735.5288 | 517.2211 | 113271.4286 | 75514.2857 | 1 | 735.5288 | 517.2211
301404 | 829.8701 | 583.5616 | 127800 | 85200 | 1 | 829.8701 | 583.5616
6887 | 954.2672 | 671.0372 | 146957.1429 | 97971.4286 | 1 | 954.2672 | 671.0372
7382 | 993.5065 | 698.6301 | 153000 | 102000 | 1 | 993.5065 | 698.6301
6919 | 1461.039 | 1027.3973 | 225000 | 150000 | 1 | 1461.039 | 1027.3973
7762 | 84.3228 | 59.2955 | 12985.7143 | 8657.1429 | 1.1 | 92.7551 | 65.225
7758 | 88.4972 | 62.2309 | 13628.5714 | 9085.7143 | 1.1 | 97.3469 | 68.454
8242 | 88.4972 | 62.2309 | 13628.5714 | 9085.7143 | 1.1 | 97.3469 | 68.454
239300 | 100.1855 | 70.4501 | 15428.5714 | 10285.7143 | 1.1 | 110.2041 | 77.4951
10075 | 121.8924 | 85.7143 | 18771.4286 | 12514.2857 | 1.1 | 134.0816 | 94.2857
41979 | 145.269 | 102.1526 | 22371.4286 | 14914.2857 | 1.1 | 159.7959 | 112.3679
17218 | 156.1224 | 109.7847 | 24042.8571 | 16028.5714 | 1.1 | 171.7347 | 120.7632
8711 | 166.141 | 116.8297 | 25585.7143 | 17057.1429 | 1.1 | 182.7551 | 128.5127
7386 | 198.7013 | 139.726 | 30600 | 20400 | 1.1 | 218.5714 | 153.6986
8372 | 202.0408 | 142.0744 | 31114.2857 | 20742.8571 | 1.1 | 222.2449 | 156.2818
213320 | 208.7199 | 146.771 | 32142.8571 | 21428.5714 | 1.1 | 229.5918 | 161.4481
6828 | 250.4638 | 176.1252 | 38571.4286 | 25714.2857 | 1.1 | 275.5102 | 193.7378
6375 | 250.4638 | 176.1252 | 38571.4286 | 25714.2857 | 1.1 | 275.5102 | 193.7378
67512 | 304.731 | 214.2857 | 46928.5714 | 31285.7143 | 1.1 | 335.2041 | 235.7143
8226 | 313.0798 | 220.1566 | 48214.2857 | 32142.8571 | 1.1 | 344.3878 | 242.1722
7681 | 534.3228 | 375.7339 | 82285.7143 | 54857.1429 | 1.1 | 587.7551 | 413.3072
6391 | 649.5362 | 456.7515 | 100028.5714 | 66685.7143 | 1.1 | 714.4898 | 502.4266
7249 | 665.3989 | 467.9061 | 102471.4286 | 68314.2857 | 1.1 | 731.9388 | 514.6967
7213 | 740.538 | 520.7436 | 114042.8571 | 76028.5714 | 1.1 | 814.5918 | 572.818
8235 | 943.4137 | 663.4051 | 145285.7143 | 96857.1429 | 1.1 | 1037.7551 | 729.7456
7756 | 1060.2968 | 745.5969 | 163285.7143 | 108857.1429 | 1.1 | 1166.3265 | 820.1566
6384 | 1227.2727 | 863.0137 | 189000 | 126000 | 1.1 | 1350 | 949.3151
482 | 1269.0167 | 892.3679 | 195428.5714 | 130285.7143 | 1.1 | 1395.9184 | 981.6047
6085 | 1369.2022 | 962.818 | 210857.1429 | 140571.4286 | 1.1 | 1506.1224 | 1059.0998
6954 | 1694.8052 | 1191.7808 | 261000 | 174000 | 1.1 | 1864.2857 | 1310.9589
6363 | 1987.013 | 1397.2603 | 306000 | 204000 | 1.1 | 2185.7143 | 1536.9863
8059 | 87.6623 | 61.6438 | 13500 | 9000 | 1.2 | 105.1948 | 73.9726
42038 | 106.8646 | 75.1468 | 16457.1429 | 10971.4286 | 1.2 | 128.2375 | 90.1761
17081 | 106.8646 | 75.1468 | 16457.1429 | 10971.4286 | 1.2 | 128.2375 | 90.1761
7320 | 131.0761 | 92.1722 | 20185.7143 | 13457.1429 | 1.2 | 157.2913 | 110.6067
7918 | 149.4434 | 105.0881 | 23014.2857 | 15342.8571 | 1.2 | 179.3321 | 126.1057
8261 | 172.82 | 121.5264 | 26614.2857 | 17742.8571 | 1.2 | 207.384 | 145.8317
7917 | 180.334 | 126.8102 | 27771.4286 | 18514.2857 | 1.2 | 216.4007 | 152.1722
7425 | 200.3711 | 140.9002 | 30857.1429 | 20571.4286 | 1.2 | 240.4453 | 169.0802
185 | 201.2059 | 141.4873 | 30985.7143 | 20657.1429 | 1.2 | 241.4471 | 169.7847
7646 | 207.885 | 146.184 | 32014.2857 | 21342.8571 | 1.2 | 249.462 | 175.4207
190 | 265.4917 | 186.6928 | 40885.7143 | 27257.1429 | 1.2 | 318.59 | 224.0313
7916 | 273.0056 | 191.9765 | 42042.8571 | 28028.5714 | 1.2 | 327.6067 | 230.3718
552 | 275.5102 | 193.7378 | 42428.5714 | 28285.7143 | 1.2 | 330.6122 | 232.4853
7318 | 329.7774 | 231.8982 | 50785.7143 | 33857.1429 | 1.2 | 395.7328 | 278.2779
7297 | 426.6234 | 300 | 65700 | 43800 | 1.2 | 511.9481 | 360
7764 | 527.6438 | 371.0372 | 81257.1429 | 54171.4286 | 1.2 | 633.1725 | 445.2446
112525 | 599.4434 | 421.5264 | 92314.2857 | 61542.8571 | 1.2 | 719.3321 | 505.8317
7326 | 618.6456 | 435.0294 | 95271.4286 | 63514.2857 | 1.2 | 742.3748 | 522.0352
7417 | 630.334 | 443.2485 | 97071.4286 | 64714.2857 | 1.2 | 756.4007 | 531.8982
7891 | 985.1577 | 692.7593 | 151714.2857 | 101142.8571 | 1.2 | 1182.1892 | 831.3112
10452 | 166.141 | 116.8297 | 25585.7143 | 17057.1429 | 1.3 | 215.9833 | 151.8787
8334 | 203.7106 | 143.2485 | 31371.4286 | 20914.2857 | 1.3 | 264.8237 | 186.2231
9893 | 281.3544 | 197.8474 | 43328.5714 | 28885.7143 | 1.3 | 365.7607 | 257.2016
8236 | 584.4156 | 410.9589 | 90000 | 60000 | 1.3 | 759.7403 | 534.2466
7640 | 676.2523 | 475.5382 | 104142.8571 | 69428.5714 | 1.3 | 879.128 | 618.1996
6594 | 1102.0408 | 774.9511 | 169714.2857 | 113142.8571 | 1.3 | 1432.6531 | 1007.4364
7265 | 1711.5028 | 1203.5225 | 263571.4286 | 175714.2857 | 1.3 | 2224.9536 | 1564.5793
6592 | 2596.475 | 1825.8317 | 399857.1429 | 266571.4286 | 1.3 | 3375.4174 | 2373.5812
192037 | 98.5158 | 69.2759 | 15171.4286 | 10114.2857 | 1.4 | 137.9221 | 96.9863
6107 | 146.1039 | 102.7397 | 22500 | 15000 | 1.4 | 204.5455 | 143.8356
301411 | 218.7384 | 153.816 | 33685.7143 | 22457.1429 | 1.4 | 306.2338 | 215.3425
6097 | 259.6475 | 182.5832 | 39985.7143 | 26657.1429 | 1.4 | 363.5065 | 255.6164
7948 | 294.7124 | 207.2407 | 45385.7143 | 30257.1429 | 1.4 | 412.5974 | 290.137
192040 | 321.4286 | 226.0274 | 49500 | 33000 | 1.4 | 450 | 316.4384
8944 | 347.3098 | 244.227 | 53485.7143 | 35657.1429 | 1.4 | 486.2338 | 341.9178
7732 | 613.6364 | 431.5068 | 94500 | 63000 | 1.4 | 859.0909 | 604.1096
7435 | 761.41 | 535.4207 | 117257.1429 | 78171.4286 | 1.4 | 1065.974 | 749.589
7924 | 1410.9462 | 992.1722 | 217285.7143 | 144857.1429 | 1.4 | 1975.3247 | 1389.0411
7303 | 2312.616 | 1626.2231 | 356142.8571 | 237428.5714 | 1.4 | 3237.6623 | 2276.7123
8232 | 1076.9944 | 757.3386 | 165857.1429 | 110571.4286 | 1.5 | 1615.4917 | 1136.0078
8233 | 1811.6883 | 1273.9726 | 279000 | 186000 | 1.5 | 2717.5325 | 1910.9589
296150 | 85.1577 | 59.8826 | 13114.2857 | 8742.8571 | 1.6 | 136.2523 | 95.8121
6377 | 87.6623 | 61.6438 | 13500 | 9000 | 1.6 | 140.2597 | 98.6301
241733 | 218.7384 | 153.816 | 33685.7143 | 22457.1429 | 1.6 | 349.9814 | 246.1057
10313 | 396.5677 | 278.865 | 61071.4286 | 40714.2857 | 1.6 | 634.5083 | 446.184
7923 | 450.8349 | 317.0254 | 69428.5714 | 46285.7143 | 1.6 | 721.3358 | 507.2407
296149 | 876.6234 | 616.4384 | 135000 | 90000 | 1.6 | 1402.5974 | 986.3014
1239 | 101.8553 | 71.6243 | 15685.7143 | 10457.1429 | 1.7 | 173.154 | 121.7613
1231 | 106.0297 | 74.5597 | 16328.5714 | 10885.7143 | 1.7 | 180.2505 | 126.7515
1238 | 108.5343 | 76.3209 | 16714.2857 | 11142.8571 | 1.7 | 184.5083 | 129.7456
8457 | 109.3692 | 76.908 | 16842.8571 | 11228.5714 | 1.7 | 185.9276 | 130.7436
6405 | 118.5529 | 83.3659 | 18257.1429 | 12171.4286 | 1.7 | 201.5399 | 141.7221
6903 | 129.4063 | 90.998 | 19928.5714 | 13285.7143 | 1.7 | 219.9907 | 154.6967
41893 | 141.9295 | 99.8043 | 21857.1429 | 14571.4286 | 1.7 | 241.2801 | 169.6673
157329 | 147.7737 | 103.9139 | 22757.1429 | 15171.4286 | 1.7 | 251.2152 | 176.6536
42032 | 261.3173 | 183.7573 | 40242.8571 | 26828.5714 | 1.7 | 444.2393 | 312.3875
7322 | 374.8609 | 263.6008 | 57728.5714 | 38485.7143 | 1.7 | 637.2635 | 448.1213
1232 | 443.321 | 311.7417 | 68271.4286 | 45514.2857 | 1.7 | 753.6456 | 529.9609
6407 | 475.0464 | 334.0509 | 73157.1429 | 48771.4286 | 1.7 | 807.5788 | 567.8865
1242 | 653.7106 | 459.6869 | 100671.4286 | 67114.2857 | 1.7 | 1111.308 | 781.4677
237716 | 802.3191 | 564.1879 | 123557.1429 | 82371.4286 | 1.7 | 1363.9425 | 959.1194
1240 | 834.8794 | 587.0841 | 128571.4286 | 85714.2857 | 1.7 | 1419.295 | 998.0431
539 | 1277.3655 | 898.2387 | 196714.2857 | 131142.8571 | 1.7 | 2171.5213 | 1527.0059
239311 | 136.9202 | 96.2818 | 21085.7143 | 14057.1429 | 2 | 273.8404 | 192.5636
239315 | 145.269 | 102.1526 | 22371.4286 | 14914.2857 | 2 | 290.538 | 204.3053
239305 | 156.1224 | 109.7847 | 24042.8571 | 16028.5714 | 2 | 312.2449 | 219.5695
6123 | 647.0315 | 454.9902 | 99642.8571 | 66428.5714 | 2 | 1294.0631 | 909.9804
7150 | 303.0612 | 213.1115 | 46671.4286 | 31114.2857 | 2.1 | 636.4286 | 447.5342
8369 | 443.321 | 311.7417 | 68271.4286 | 45514.2857 | 2.1 | 930.974 | 654.6575
7153 | 1076.9944 | 757.3386 | 165857.1429 | 110571.4286 | 2.1 | 2261.6883 | 1590.411
8896 | 131.0761 | 92.1722 | 20185.7143 | 13457.1429 | 2.2 | 288.3673 | 202.7789
6315 | 172.82 | 121.5264 | 26614.2857 | 17742.8571 | 2.2 | 380.2041 | 267.3581
7391 | 276.3451 | 194.3249 | 42557.1429 | 28371.4286 | 2.2 | 607.9592 | 427.5147
6188 | 385.7143 | 271.2329 | 59400 | 39600 | 2.2 | 848.5714 | 596.7123
6093 | 673.7477 | 473.7769 | 103757.1429 | 69171.4286 | 2.2 | 1482.2449 | 1042.3092
6178 | 829.8701 | 583.5616 | 127800 | 85200 | 2.2 | 1825.7143 | 1283.8356
6180 | 1185.5288 | 833.6595 | 182571.4286 | 121714.2857 | 2.2 | 2608.1633 | 1834.0509
492 | 151.9481 | 106.8493 | 23400 | 15600 | 3.4 | 516.6234 | 363.2877
112488 | 160.2968 | 112.7202 | 24685.7143 | 16457.1429 | 3.4 | 545.0093 | 383.2485
493 | 312.2449 | 219.5695 | 48085.7143 | 32057.1429 | 3.4 | 1061.6327 | 746.5362
195 | 343.9703 | 241.8787 | 52971.4286 | 35314.2857 | 3.4 | 1169.4991 | 822.3875
10286 | 454.1744 | 319.3738 | 69942.8571 | 46628.5714 | 3.4 | 1544.1929 | 1085.8708
186 | 602.7829 | 423.8748 | 92828.5714 | 61885.7143 | 3.4 | 2049.462 | 1441.1742
9603 | 876.6234 | 616.4384 | 135000 | 90000 | 3.4 | 2980.5195 | 2095.8904
187 | 1561.2245 | 1097.8474 | 240428.5714 | 160285.7143 | 3.4 | 5308.1633 | 3732.681
41877 | 116.8831 | 82.1918 | 18000 | 12000 | 5.4 | 631.1688 | 443.8356
5203 | 1469.3878 | 1033.2681 | 226285.7143 | 150857.1429 | 5.4 | 7934.6939 | 5579.6477
6808 | 1319.1095 | 927.593 | 203142.8571 | 135428.5714 | 5.8 | 7650.8349 | 5380.0391
192426 | 832.3748 | 585.3229 | 128185.7143 | 85457.1429 | 13.3 | 11070.5844 | 7784.7945
5099 | 1594.6197 | 1121.3307 | 245571.4286 | 163714.2857 | 13.4 | 21367.9035 | 15025.8317
5098 | 213.7291 | 150.2935 | 32914.2857 | 21942.8571 | 16.1 | 3441.039 | 2419.726
196 | 122.7273 | 86.3014 | 18900 | 12600 | 23.6 | 2896.3636 | 2036.7123
6879 | 641.1874 | 450.8806 | 98742.8571 | 65828.5714 | 34.6 | 22185.0835 | 15600.4697
239299 | 134.4156 | 94.5205 | 20700 | 13800 | 40.8 | 5484.1558 | 3856.4384
7377 | 691.2801 | 486.1057 | 106457.1429 | 70971.4286 | 40.8 | 28204.2301 | 19833.1115
293727 | 1277.3655 | 898.2387 | 196714.2857 | 131142.8571 | 40.8 | 52116.5121 | 36648.1409

## H2 transport cost case study
Calculations | [10 empty] | Illustration grid investments for the investigated cases
[11 empty] | Luleå |  |  | Aalborg
[5 empty] | Luleå: co-location | Luleå: H2 from Iceland | Luleå: H2 from Raggovidda | Aalborg: co-location | Aalborg: H2 from Iceland | Aalborg: H2 from Raggovidda
|  |  |  | Grid investments | 2262350.6827 | 0 | 0 | 130849.4719 | 0 | 0
|  |  |  | Electricity costs | 72737344 | 56064000 | 53961600 | 82646656 | 56064000 | 53961600
|  |  |  | H2 infrastructure and transport | 0 | 71632115.8036 | 43210062.0056 | 0 | 72569076.9556 | 72569076.9556
|  |  |  | SUM | 74999694.6827 | 127696115.8036 | 97171662.0056 | 82777505.4719 | 128633076.9556 | 126530676.9556
Luleå |  |  |  | Aalborg
Alt. 1: Producing H2 at the efuel factory Luleå (75 tonnes H2/day = 200 MW electrolysers) |  |  |  | Alt. 1: Producing H2 at the efuel factory Aalborg (75 tonnes H2/day = 200 MW electrolysers)
|  | Unit | Comment |  |  |  | Comment
Investments |  |  |  | Investments
Annualisering av investeringer ved hjelp av:
High voltage transformer | 23000000 | EUR | (one transformer, down from 400 kV) | Trafoavgang | 312800 | EUR | ( connection to existing transformer)
Expansion of distribution grid | 11040000 | EUR | (40 km) | Expansion of distribution grid | 1656000 | EUR | (6 km)
Total grid investment | 34040000 | EUR |  | Total grid investment | 1968800 | EUR
Total grid investment (annualised) | 2262350.6827 | EUR/year |  | Total grid investment (annualised) | 130849.4719 | EUR/year |  |  |  |  | Assumptions and references
O&M costs |  |  |  | O&M costs
Electricity cost per year | 53737344 | EUR/year | Assumed power price * (200 MW*24 h*365 days)*operational hours | Electricity cost per year | 63646656 | EUR/year | Assumed power price * (200 MW*24 h)*operational hours |  |  |  | Assumptions electrolyser
Nettleie cost per year | 19000000 | EUR/year |  | Nettleie cost per year | 19000000 | EUR/year | [6 empty] | Unit | Comment
[11 empty] | Power demand for electrolyser | 200 | MW | All power is used by electrolyser
[11 empty] | Operational hours | 80% | % | Of the time
TOTAL cost per year | 74999694.6827 | EUR/year |  | TOTAL cost per year | 82777505.4719 | EUR/year |  |  |  |  | Kg H2 per day | 74887.4887 | kg
Alt. 2: Producing H2 in Iceland and transporting to Luleå via ship + pipeline (75 tonnes H2/day) |  |  |  | Alt. 2: Producing H2 in Iceland and transporting to Aalborg via ship + pipeline (75 tonnes/day)
|  | Unit | Comment |  |  |  | Comment
Investments |  |  |  | Investments
Assumptions power grid and power prices
H2 gas grid (20 km) | 10920000 | EUR |  | H2 gas grid (20 km) | 20020000 | EUR | [6 empty] | Unit | Comment
Annualised H2 gas grid | 1124353.3824 | EUR/year |  | Annualised H2 gas grid | 2061314.5344 | EUR/year |  |  |  |  | Build-out central grid | 902500 | EUR/km | For 2 GW capacity
[11 empty] | Build out distribution grid | 276000 | EUR/km | http://publikasjoner.nve.no/rapport/2015/rapport2015_02a.pdf
O&M costs |  |  |  | O&M costs | [6 empty] | Transformer station (high voltage) | 23000000 | EUR/station | http://publikasjoner.nve.no/eksternrapport/2019/eksternrapport2019_09.pdf
[11 empty] | Transformer station (low voltage) | 92000 | EUR/station | http://publikasjoner.nve.no/rapport/2015/rapport2015_02a.pdf
Electricity cost per year | 56064000 | EUR/year | System price Iceland | Electricity cost per year | 56064000 | EUR/year | System price Iceland |  |  |  | Outgoing feeder | 312800 | EUR/station | Double bus bar, 132 kV. http://publikasjoner.nve.no/rapport/2015/rapport2015_02a.pdf
[11 empty] | Lifetime grid components | 40 | years
[11 empty] | ROI investment in grid | 6% | %
H2 transport & conversion costs |  |  |  | H2 transport & conversion costs
Storage in tank on Iceland (15 days) | 25147218.7219 | EUR/year | 15 days, liquid form | Storage in tank on Iceland (15 days) | 25147218.7219 | EUR/year | 15 days, liquid form |  |  |  | Power price Luleå (SE1) | 38.34 | EUR/MWh | NER_P2X database: ref PPA Price for 2035
Liquification | 32691384.3384 | EUR/year | 75 000 kg per day | Liquification | 32691384.3384 | EUR/year | 75 000 kg per day |  |  |  | Grid tariff Luleå | 19000000 | EUR/år | Grid tariff for customers with consumption of 140 000 MWh/20MW lie between 15-25 mSEK/year incl mva. multiply this number by 10 to approximate cost for our 1 750 000 MWh/200 MW facility. https://ei.se/Documents/Publikationer/arsrapporter/el/sammanstsllningar_over_elnatsforetagens_tariffer/Effektkunder.xlsx
Transport by ship | 12573609.3609 | EUR/year | Cost for 1000 km. Actual distance is 3500 km | Transport by ship | 12573609.3609 | EUR/year | Cost for 1000 km. Actual distance is 1600 km |  |  |  | Power price Aalborg (DK1) | 45.41 | EUR/MWh | NER_P2X database: ref PPA Price for 2035
Conversion from liquid to gas state |  | EUR/year |  | Conversion from liquid to gas state | ? | EUR/year |  |  |  |  | Grid tariff Aalborg | 19000000 |  | Assume equal to Sweden.
Pipe transport (last 20 km) | 95550 | EUR/year | 20 km | Pipe transport (last 20 km) | 95550 | EUR/year | 20 km |  |  |  | Power price Island | 40 | EUR/MWh | Based on average cost of a portfolio of hydro an geothermal power. THEMA analysis
[11 empty] | Power price Raggovidda | 38.5 | EUR/MWh | LCOE + 10% THEMA analyse ( mail fra Lisa)
TOTAL cost per year | 127696115.8036 | EUR/year |  | TOTAL cost per year | 128633076.9556
Assumptions transport of hydrogen
[13 empty] | Unit | Comment
[11 empty] | Pipe transport CAPEX (rural area) | 546000 | EUR/km | In rural areas. https://www.iea.org/publications/freepublications/publication/TechnologyRoadmapHydrogenandFuelCells.pdf
Alt. 2: Producing H2 in Raggovidda and transporting to Luleå via trucks (75 tonnes H2/day) |  |  |  | Alt. 2: Producing H2 in Raggovidda and transporting to Aalborg via ship + pipeline (75 tonnes/day) | [6 empty] | Pipe transport CAPEX (urban area) | 1001000 | EUR/km | In urban areas. https://www.iea.org/publications/freepublications/publication/TechnologyRoadmapHydrogenandFuelCells.pdf
|  | Unit | Comment |  |  |  | Comment |  |  |  | Pipe transport OPEX | 477.75 | EUR/MW/år | https://www.iea.org/publications/freepublications/publication/TechnologyRoadmapHydrogenandFuelCells.pdf
Investments |  |  |  | Investments | [6 empty] | Lifetime H2 pipelines | 15 | years
[11 empty] | ROI investment in pipe | 6% | %
Truck CAPEX | 20475000 | EUR | Assumed capacity of 1500 kg. Assume 150 trucks | H2 gas grid (20 km) | 20020000 | EUR |  |  |  |  | Compression (for road transport) | 0.39867 | EUR/kg H2 | https://www.regjeringen.no/contentassets/0762c0682ad04e6abd66a9555e7468df/hydrogen-i-norge---synteserapport.pdf
Truck CAPEX annualised | 2108162.592 | EUR/year |  | Annualised H2 gas grid | 2061314.5344 | EUR/year |  |  |  |  | Compressor CAPEX | 273000 |  | To 70 Mpa. https://www.iea.org/publications/freepublications/publication/TechnologyRoadmapHydrogenandFuelCells.pdf
[11 empty] | Liquificiation (for transport by ship) (CAPEX + OPEX) | 1.196 | EUR/kg H2 | https://www.regjeringen.no/contentassets/0762c0682ad04e6abd66a9555e7468df/hydrogen-i-norge---synteserapport.pdf
Compressor CAPEX | 273000 |  | Compress H2 to 700 bar / 70 mpa | [7 empty] | Ship transport (CAPEX + OPEX) | 0.46 | EUR/kg H2 | for 1000 km. https://www.regjeringen.no/contentassets/0762c0682ad04e6abd66a9555e7468df/hydrogen-i-norge---synteserapport.pdf
Compressor CAPEX Annualised | 28108.8346 |  |  | O&M costs | [6 empty] | Import terminal | small |  | Moving H2 from ship to truck
[11 empty] | Truck transport (OPEX + CAPEX for pressure container) | 1.104 | EUR/kg H2 | for 700 km. Innkjøp av UMOE sin 20 fot container (tre kontainere trengs; en for transport, en for fylling og en for avlevering). NB kun kontainer, ikke lastebil. SINTEF; 20181130-Rapport-Rullestad-Endelig_med markeringer
O&M costs |  |  |  | Electricity cost per year | 53961600 | EUR/year | LCOE land based wind + 10% |  |  |  | CAPEX truck (undercarrige + cab) | 136500 | per truck | http://citeseerx.ist.psu.edu/viewdoc/download?doi=10.1.1.710.3061&rep=rep1&type=pdf
[11 empty] | 15 day storage in tank (liqiud) (CAPEX + OPEX) | 0.92 | EUR/kg H2 | https://www.regjeringen.no/contentassets/0762c0682ad04e6abd66a9555e7468df/hydrogen-i-norge---synteserapport.pdf
Electricity cost per year | 53961600 | EUR/year | LCOE land based wind + 10%
Compressor O&M | 10897128.1128 |  |  | H2 transport & conversion costs | [6 empty] | Energy content H2 | 33.33 | kWh/kg_H2 | https://www.idealhy.eu/index.php?page=lh2_outline
[11 empty] | kg H2 per day | 74887.4887 | kg_H2
|  |  |  | Storage in tank in Raggovidda (15 days) | 25147218.7219 | EUR/year | 15 days, liquid form |  |  |  | kg H2 per year | 27333933.3933 | kg_H2
H2 transport costs |  |  |  | Liquification | 32691384.3384 | EUR/year
|  |  |  | Transport by ship | 12573609.3609 | EUR/year | Cost for 1000 km. Actual distance is 3000 km |  |  |  | USD | EUR
Transport by truck | 30176662.4662 | EUR/year | Cost for 700 km. Actual distance is 800 km | Conversion from liquid to gas state | ? | EUR/year |  |  |  |  | 1 | 0.91
|  |  |  | Pipe transport (last 20 km) | 95550 | EUR/year
TOTAL cost per year | 97171662.0056 | EUR/year | [8 empty] | SEK | EUR
|  |  |  | TOTAL cost per year | 126530676.9556 | EUR/year |  |  |  |  | 1 | 0.095
[11 empty] | DDK | EUR
[11 empty] | 1 | 0.13
[11 empty] | NOK | EUR
[11 empty] | 1 | 0.092
http://publikasjoner.nve.no/rapport/2015/rapport2015_02a.pdf
Construction of 400 kV transformer. Investment cost 23 mEUR
Construction of 40 km air grid line of 132 kV. Investment cost ~ 11 mEUR
Construction of 6 km 132-150 kV Transmission Line
Installing an outgoing feeder on existing transformer
Construction of 400 kV transformer. Investment cost 23 mEUR
Construction of 40 km air grid line of 132 kV. Investment cost ~ 11 mEUR
Construction of 6 km 132-150 kV Transmission Line
Installing an outgoing feeder on existing transformer