## ReadMe
P2X for sustainable transport - cost database
Client | Nordic Energy Research
Collaborators | CIT, VTT, THEMA
Project | P2X for sustainable transport
Last version | 2020-09-22
SHEET | DESCRIPTION |  |  | SOURCE
Site_overview | Summary of data per CO2 source given in sheet CO2_sources including power demand, water consumption, cooling water requirements, water availability, power price per zone. Site ranking based on production cost or CHG reduction potential. Possibility to select fuel, year, power price scenario and raking criteria |  |  | Compilation of all input data
Annual_powerprice | Annual data for power price, RES share, wind weighted prices (onshore), electricity emission factors and assumptions for P2X demand in two scenarios; REF - reference case, HIG - high scenario with increased P2X demand. Data for all Nordic price zones is extracted from THEMA's power market model, expect for Iceland. For Iceland PPA prices for electricity are estimated based on the marginal cost of new generation in the portfolio of Landsvirkjun. Scenarios: REF: Our best guess Scenario for developments in the main input parameters (fuel prices, demand development, RES build-out etc) . Based on national strategy documents, planned projects, fuel price developments, technology advancement etc. HIG: We assume a strong global climate policy commitment. In additon, we assume a very strong focus on electrification, ranging from transport and heating sectors to parts of industry. Power-to-Power (P2P) and Power-to-X (P2X, e.g. power for heating, power for production of hydrogen). |  |  | THEMA
Hourly_powerprice | Hourly power price data for each Nordic zone for the years 2025,2035,2045 and REF, HIG scenarios |  |  | THEMA
CO2_sources | Contains a list of 232 CO2 point sources in the Nordic region, with annual CO2 emissions exceeding 100 kton/yr (including both fossil and biogenic emissions). The list is based on an excerpt from the European Pollutant Release and Transfer Register (E-PRTR) Columns I,J mark the coordinates which are given in decimal degrees (DD) for coordinate system WGS84. |  |  | CIT
Mass and energy balances | Mass and energy balances for electrofuel production |  |  | CIT
Cost model | Input data for the cost ranking, including cost functions for electrolysis, fuel synthesis and carbon capture. Economic and financial parameters, capacity utilisation |  |  | CIT
GHG input data | Complementary input data for GHG calculations according to REDII. This sheet contains data about the fossil fuel comparator, emissions associated with fuel distribution and the consumption of chemicals and catalysts. Other important factors used in the GHG calculations (electricity emissions, by-product utilisation) are sourced from sheets "Annual_powerprice" and "Byproduct heat". |  |  | VTT
Byproduct Heat | Annual district heating demand of each location included in the database. Based on Halmstad University District Heating and Cooling Database. |  |  | CIT
Byproduct O2 | Estimated oxygen demand for industries in this database. See report for complete references. |  |  | CIT
Water availability | Columns F-H summarize water availability. The smaller the Water scarcity factor, the better availability of water is at the site location. The ranking of the sites (from water availability perspective) should be based on this column, since the other factors do not consider the differences in production capacity. The water scarcity footprints should be still divided by the production capacity at site, to change the unit to e.g. "m3 world eq./t product" instead of "1000 m3-world eq./year" |  |  | VTT
Hydrogen transport cost case study | Calculation details for hydrogen transport cost case study (Chapter 4.2.2), including an illustration of the cases investigated and underlying assumptions and references |  |  | THEMA
Contacts | Stefan Heyne | Julian Hentschel | Kati Koponen
Company | CIT Industriell Energi AB | THEMA Consulting Group | VTT Technical Research Centre of Finland
email | stefan.heyne@chalmersindustriteknik.se | julian.hentschel@thema.no | kati.koponen@vtt.fi

## Site_overview
Year | Set-up | Power price scenario |  |  | Heat sales | O2 sales |  |  | Fuel | Capacity limit (MW power) |  |  |  | Renewable fraction only
2025 | PPA | HIG |  |  | Yes | Yes |  |  | Methanol | 200 |  |  |  | No
FacilityID | NationalID | FacilityName | StreetName | BuildingNumber | PostalCode | City | CountryName | Lat | Long | Price zone | CompetentAuthorityName | MainIAActivityCode | MainIASectorName | MainIAActivityName | MainIASubActivityName | MainActivityIndicator | ReportingYear | PollutantName | PollutantGroupName | CO2 category | CO2 TotalQuantity (ktonne/year) | ReleaseMediumName | Fossil fraction | CO2 utilised (ktonne/yr) | MAX P2X capacity (MW fuel) | P2X capacity (MW fuel) | Annual fuel production (GWh) | RES Share | Power demand (MW) | Annual electricity consumption (MWh) | Potential heat sales (MWh Heat/MWh fuel) | Water consumption (ktonne/year) | Water scarcity factor, annual non-agri, [m3-world eq./m3 consumed] | Water scarcity footprint with water cons. MAX [1000 m3-world eq./year] | Power price (EUR/MWh) | Power cost (EUR/MWh fuel) | Electrolysis annualised CAPEX (EUR/MWh fuel) | Fuel synthesis annualised CAPEX (EUR/MWh fuel) | Carbon capture annualised CAPEX (EUR/MWh fuel) | Steam cost CC (EUR/MWh fuel) | Water costs (cooling and process water) (EUR/MWh fuel) | O&M (EUR/MWh fuel) |  | Heat revenue (EUR/MWh fuel) | O2 revenue | Specific fuel cost (EUR/MWh fuel) | Cost rank | Emission factor el (gCO2/kWh) | GHG emissions (gCO2/MJ fuel) | Reduction | GHG rank
7303 | 1866 | Neste Oyj, Porvoon jalostamo | Jalostamontie |  | 06850 | PORVOO | Finland | 60.3131 | 25.526 | FI | Uudenmaan ELY ympäristö ja luonnonvarat | 1.(a) | Energy sector | Mineral oil and gas refineries |  | TRUE | 2017 | Carbon dioxide (CO2) | Greenhouse gases | 51 | 2770 | Air | 1 | 201.522 | 1079.9138 | 102.7 | 719.7216 | 0.29508 | 200 | 1401.6 | 0.072937 | 163.9872 | 1.4 | 3237.6623 | 43.16 | 84.0506 | 35.49 | 8.6284 | 4.7992 | 3.7561 | 0.72499 | 11.807 | 0 | 1.8234 | 0 | 147.4328 | 134 | 19.6727 | 12.0185 | 87.21% | 199
6363 | 1254 | Stora Enso Oyj, Imatran tehtaat | Kanavaranta 1 |  | 55800 | IMATRA | Finland | 61.2491 | 28.8566 | FI | Kaakkois-Suomen ELY ympäristö ja luonnonvarat | 6.(a) | Paper and wood production processing | Industrial plants for the production of pulp from timber or similar fibrous materials |  | TRUE | 2017 | Carbon dioxide (CO2) | Greenhouse gases | 11 | 2380 | Air | 0.077731 | 201.522 | 927.8682 | 102.7 | 719.7216 | 0.29508 | 200 | 1401.6 | 0.029703 | 163.9872 | 1.1 | 2185.7143 | 43.16 | 84.0506 | 35.49 | 8.6284 | 4.7992 | 3.7561 | 0.72499 | 11.807 | 0 | 0.74257 | 1.8148 | 146.6988 | 126 | 19.6727 | 12.435 | 86.77% | 206
192232 | 1263.0002.01 | Equinor avd. Mongstad raffineri | Mongstad |  | 5954 | Mongstad | Norway | 60.8149 | 5.0333 | NO5 | Miljødirektoratet | 1.(a) | Energy sector | Mineral oil and gas refineries |  | TRUE | 2017 | Carbon dioxide (CO2) | Greenhouse gases | 52 | 2360 | Air | 1 | 201.522 | 920.0709 | 102.7 | 719.7216 | 0.99826 | 200 | 1401.6 | 0 | 163.9872 | 0.1 | 197.0315 | 34.94 | 68.0428 | 35.49 | 8.6284 | 5.1478 | 4.0687 | 0.72499 | 12.0035 | 0 | 0 | 0 | 134.1061 | 36 | 0.41 | 2.3218 | 97.53% | 17
7040 | 162 | Aalborg Portland A/S | Rørdalsvej | 44 | 9220 | Aalborg Øst | Denmark | 57.0625 | 9.9765 | DK1 | miljøstyrelsen | 3.(c) | Mineral industry | Installations for the production of: |  | TRUE | 2017 | Carbon dioxide (CO2) | Greenhouse gases | 4 | 2280 | Air | 1 | 201.522 | 888.8821 | 102.7 | 719.7216 | 0.71475 | 200 | 1401.6 | 0.30833 | 163.9872 | 0.9 | 1713.1725 | 42.12 | 82.0253 | 35.49 | 8.6284 | 4.1921 | 3.4081 | 0.72499 | 11.4647 | 0 | 7.7082 | 0 | 138.2252 | 56 | 20.906 | 10.7439 | 88.57% | 172
7377 | 1913 | SSAB Europe Oy (ent. RUUKKI METALS OY), Raahen terästehdas | Rautaruukintie 155 |  | 92100 | RAAHE | Finland | 64.6479 | 24.406 | FI | Pohjois-Pohjanmaan ELY ympäristö ja luonnonvarat | 2.(b) | Productiona and processing of metals | Installations for the production of pig iron or steel (primary or secondary melting) including continuous casting |  | TRUE | 2017 | Carbon dioxide (CO2) | Greenhouse gases | 21 | 2262 | Air | 1 | 201.522 | 881.8646 | 102.7 | 719.7216 | 0.29508 | 200 | 1401.6 | 0.018399 | 163.9872 | 40.8 | 28204.2301 | 43.16 | 84.0506 | 35.49 | 8.6284 | 4.0774 | 3.2664 | 0.72499 | 11.4001 | 0 | 0.45999 | 15.1899 | 131.9879 | 25 | 19.6727 | 12.5497 | 86.65% | 215
8233 | 2580-121 | Luleå kraftvärmeverk LUKAB | Uddebovägen Aronstorp |  | 97437 | LULEÅ | Sweden | 65.568 | 22.2137 | SE1 | Länsstyrelsen i Norrbottens län | 1.(c) | Energy sector | Thermal power stations and other combustion installations |  | TRUE | 2017 | Carbon dioxide (CO2) | Greenhouse gases | 21 | 2170 | Air | 0.99993 | 176.3318 | 966.8542 | 102.7 | 629.7564 | 0.96944 | 200 | 1226.4 | 0.10029 | 143.4888 | 1.5 | 2717.5325 | 40.58 | 79.0263 | 40.5599 | 9.861 | 4.6599 | 3.2664 | 0.72499 | 13.0286 | 0 | 2.5072 | 15.1899 | 148.6199 | 145 | 7.052 | 5.5671 | 94.08% | 118
7265 | 1833 | UPM KYMMENE OYJ, UPM, Pietarsaari | Luodontie 149 |  | 68600 | PIETARSAARI | Finland | 63.7171 | 22.7115 | FI | Etelä-Pohjanmaan ELY ympäristö ja luonnonvarat | 6.(a) | Paper and wood production processing | Industrial plants for the production of pulp from timber or similar fibrous materials |  | TRUE | 2017 | Carbon dioxide (CO2) | Greenhouse gases | 11 | 2050 | Air | 0.0034146 | 201.522 | 799.2142 | 102.7 | 719.7216 | 0.29508 | 200 | 1401.6 | 0.082277 | 163.9872 | 1.3 | 2224.9536 | 43.16 | 84.0506 | 35.49 | 8.6284 | 4.7992 | 3.7561 | 0.72499 | 11.807 | 0 | 2.0569 | 1.5632 | 145.6361 | 115 | 19.6727 | 11.9329 | 87.31% | 193
6954 | 1592 | UPM-Kymmene Oyj, Kaukaan tehtaat | Kaukaankatu 30 |  | 53200 | LAPPEENRANTA | Finland | 61.0658 | 28.2475 | FI | Kaakkois-Suomen ELY ympäristö ja luonnonvarat | 6.(a) | Paper and wood production processing | Industrial plants for the production of pulp from timber or similar fibrous materials |  | TRUE | 2017 | Carbon dioxide (CO2) | Greenhouse gases | 11 | 2030 | Air | 0.034975 | 201.522 | 791.417 | 102.7 | 719.7216 | 0.29508 | 200 | 1401.6 | 0.16563 | 163.9872 | 1.1 | 1864.2857 | 43.16 | 84.0506 | 35.49 | 8.6284 | 4.7992 | 3.7561 | 0.72499 | 11.807 | 0 | 4.1407 | 1.5479 | 143.5675 | 86 | 19.6727 | 11.2298 | 88.05% | 176
5099 | 0861-101 | Södra Cell Mönsterås | Södra Cell Mönsterås |  | 383 25 | MÖNSTERÅS | Sweden | 57.0915 | 16.5505 | SE4 | Länsstyrelsen i Kalmar län | 6.(a) | Paper and wood production processing | Industrial plants for the production of pulp from timber or similar fibrous materials |  | TRUE | 2017 | Carbon dioxide (CO2) | Greenhouse gases | 11 | 1910 | Air | 0.0074346 | 201.522 | 744.6337 | 102.7 | 719.7216 | 0.86217 | 200 | 1401.6 | 0.048289 | 163.9872 | 13.4 | 21367.9035 | 41.5 | 80.8179 | 35.49 | 8.6284 | 4.7992 | 3.7561 | 0.72499 | 11.807 | 0 | 1.2072 | 1.4564 | 143.3598 | 82 | 6.412 | 5.4088 | 94.25% | 111
187 | 0180-81-006 | VÄRTAVERKET | Jägmästargatan 2c |  | 11577 | STOCKHOLM | Sweden | 59.3526 | 18.1009 | SE3 | Stockholms kommun | 1.(c) | Energy sector | Thermal power stations and other combustion installations |  | TRUE | 2017 | Carbon dioxide (CO2) | Greenhouse gases | 61 | 1870 | Air | 0.24011 | 176.3318 | 833.1877 | 102.7 | 629.7564 | 0.28898 | 200 | 1226.4 | 0.77911 | 143.4888 | 3.4 | 5308.1633 | 41.38 | 80.5842 | 40.5599 | 9.861 | 5.4848 | 3.7561 | 0.72499 | 13.4937 | 0 | 19.4778 | 0 | 134.9869 | 42 | 5.738 | 3.8447 | 95.91% | 41
5203 | 0980-105 | Cementa AB, Slitefabriken | Skolgatan 6 |  | 62448 | Slite | Sweden | 57.7117 | 18.8054 | SE3 | Länsstyrelsen i Gotlands län | 3.(c) | Mineral industry | Installations for the production of: |  | TRUE | 2017 | Carbon dioxide (CO2) | Greenhouse gases | 4 | 1760 | Air | 0.90909 | 201.522 | 686.1546 | 102.7 | 719.7216 | 0.28898 | 200 | 1401.6 | 0 | 163.9872 | 5.4 | 7934.6939 | 41.38 | 80.5842 | 35.49 | 8.6284 | 4.1921 | 3.4081 | 0.72499 | 11.4647 | 0 | 0 | 0 | 144.4924 | 97 | 5.738 | 5.204 | 94.46% | 102
6919 | 1560 | UPM-Kymmene Oyj, Kymi | Selluntie 1 |  | 45700 | KUUSANKOSKI | Finland | 60.9068 | 26.6663 | FI | Kaakkois-Suomen ELY ympäristö ja luonnonvarat | 6.(a) | Paper and wood production processing | Industrial plants for the production of pulp from timber or similar fibrous materials |  | TRUE | 2017 | Carbon dioxide (CO2) | Greenhouse gases | 11 | 1750 | Air | 0.065714 | 201.522 | 682.256 | 102.7 | 719.7216 | 0.29508 | 200 | 1401.6 | 0.08014 | 163.9872 | 1 | 1461.039 | 43.16 | 84.0506 | 35.49 | 8.6284 | 4.7992 | 3.7561 | 0.72499 | 11.807 | 0 | 2.0035 | 1.3344 | 145.9183 | 118 | 19.6727 | 11.9524 | 87.28% | 194
7924 | 2284-108 | Metsä Board Sverige AB, Husums fabr | Husum Mill |  | 89680 | HUSUM | Sweden | 63.3279 | 19.1601 | SE2 | Länsstyrelsen i Västernorrlands län | 6.(a) | Paper and wood production processing | Industrial plants for the production of pulp from timber or similar fibrous materials |  | TRUE | 2017 | Carbon dioxide (CO2) | Greenhouse gases | 11 | 1690 | Air | 0.038343 | 201.522 | 658.8644 | 102.7 | 719.7216 | 0.95871 | 200 | 1401.6 | 0.014099 | 163.9872 | 1.4 | 1975.3247 | 40.97 | 79.7858 | 35.49 | 8.6284 | 4.7992 | 3.7561 | 0.72499 | 11.807 | 0 | 0.35248 | 1.2887 | 143.3502 | 81 | 6.879 | 5.7695 | 93.86% | 128
6085 | 1111 | STORA ENSO OYJ, ENOCELLIN TEHDAS | Tehtaantie 2 |  | 81280 | UIMAHARJU | Finland | 62.9227 | 30.2216 | FI | Pohjois-Karjalan ELY ympäristö ja luonnonvarat | 1.(c) | Energy sector | Thermal power stations and other combustion installations |  | TRUE | 2017 | Carbon dioxide (CO2) | Greenhouse gases | 61 | 1640 | Air | 0.030427 | 176.3318 | 730.7101 | 102.7 | 629.7564 | 0.29508 | 200 | 1226.4 | 0.13872 | 143.4888 | 1.1 | 1506.1224 | 43.16 | 84.0506 | 40.5599 | 9.861 | 5.4848 | 3.7561 | 0.72499 | 13.4937 | 0 | 3.4681 | 0 | 154.463 | 173 | 19.6727 | 11.4455 | 87.82% | 181
6592 | 1348 | Metsä Fibre Oy Kemi | Päätie 250, Pajusaari |  | 94200 | KEMI | Finland | 65.7559 | 24.5215 | FI | Lapin ELY ympäristö ja luonnonvarat | 6.(a) | Paper and wood production processing | Industrial plants for the production of pulp from timber or similar fibrous materials |  | TRUE | 2016 | Carbon dioxide (CO2) | Greenhouse gases | 11 | 1590 | Air | 0.038742 | 201.522 | 619.8783 | 102.7 | 719.7216 | 0.29508 | 200 | 1401.6 | 0.0012565 | 163.9872 | 1.3 | 3375.4174 | 43.16 | 84.0506 | 35.49 | 8.6284 | 4.7992 | 3.7561 | 0.72499 | 11.807 | 0 | 0.031412 | 1.2124 | 148.0124 | 139 | 19.6727 | 12.7286 | 86.46% | 225
6808 | 1484-1115 | Preemraff, Lysekil | Preemraff, Lysekil |  | 45392 | LYSEKIL | Sweden | 58.3468 | 11.4231 | SE3 | Länsstyrelsen i Västra Götalands län | 1.(a) | Energy sector | Mineral oil and gas refineries |  | TRUE | 2017 | Carbon dioxide (CO2) | Greenhouse gases | 51 | 1580 | Air | 1 | 201.522 | 615.9797 | 102.7 | 719.7216 | 0.28898 | 200 | 1401.6 | 0.013302 | 163.9872 | 5.8 | 7650.8349 | 41.38 | 80.5842 | 35.49 | 8.6284 | 4.7992 | 3.7561 | 0.72499 | 11.807 | 0 | 0.33254 | 0 | 145.4572 | 111 | 5.738 | 5.1632 | 94.51% | 95
6649 | 1383-113 | Södra Cell Värö | Södra Cell Värö |  | 43286 | VÄRÖBACKA | Sweden | 57.2217 | 12.1719 | SE3 | Länsstyrelsen i Hallands län | 6.(a) | Paper and wood production processing | Industrial plants for the production of pulp from timber or similar fibrous materials |  | TRUE | 2017 | Carbon dioxide (CO2) | Greenhouse gases | 11 | 1540 | Air | 0.0068831 | 201.522 | 600.3853 | 102.7 | 719.7216 | 0.28898 | 200 | 1401.6 | 0.058115 | 163.9872 | 0.6 | 771.4286 | 41.38 | 80.5842 | 35.49 | 8.6284 | 4.7992 | 3.7561 | 0.72499 | 11.807 | 0 | 1.4529 | 1.1743 | 143.1626 | 78 | 5.738 | 5.0335 | 94.65% | 81
293727 | 100239774 | Raahen Voima Oy | Rautaruukintie 155 |  | 92101 | RAAHE | Finland | 64.6548 | 24.4175 | FI | Pohjois-Pohjanmaan ELY ympäristö ja luonnonvarat | 1.(c) | Energy sector | Thermal power stations and other combustion installations |  | TRUE | 2017 | Carbon dioxide (CO2) | Greenhouse gases | 21 | 1530.1 | Air | 0.99993 | 176.3318 | 681.7436 | 102.7 | 629.7564 | 0.29508 | 200 | 1226.4 | 0.021028 | 143.4888 | 40.8 | 52116.5121 | 43.16 | 84.0506 | 40.5599 | 9.861 | 4.6599 | 3.2664 | 0.72499 | 13.0286 | 0 | 0.5257 | 10.7999 | 155.6258 | 182 | 19.6727 | 12.5228 | 86.68% | 213
539 | 0481-104 | SSAB Oxelösund AB | SSAB |  | 00000 | OXELÖSUND | Sweden | 58.6769 | 17.1256 | SE3 | Länsstyrelsen i Södermanlands län | 2.(b) | Productiona and processing of metals | Installations for the production of pig iron or steel (primary or secondary melting) including continuous casting |  | TRUE | 2017 | Carbon dioxide (CO2) | Greenhouse gases | 21 | 1530 | Air | 1 | 201.522 | 596.4867 | 102.7 | 719.7216 | 0.28898 | 200 | 1401.6 | 0.040395 | 163.9872 | 1.7 | 2171.5213 | 41.38 | 80.5842 | 35.49 | 8.6284 | 4.0774 | 3.2664 | 0.72499 | 11.4001 | 0 | 1.0099 | 9.4493 | 133.7122 | 31 | 5.738 | 5.0835 | 94.59% | 86
482 | 0319-102 | Skutskärs Bruk | Skutskärs Bruk |  | 814 81 | SKUTSKÄR | Sweden | 60.6436 | 17.3899 | SE3 | Länsstyrelsen i Uppsala län | 6.(a) | Paper and wood production processing | Industrial plants for the production of pulp from timber or similar fibrous materials |  | TRUE | 2017 | Carbon dioxide (CO2) | Greenhouse gases | 11 | 1520 | Air | 0.00035855 | 201.522 | 592.5881 | 102.7 | 719.7216 | 0.28898 | 200 | 1401.6 | 0.26225 | 163.9872 | 1.1 | 1395.9184 | 41.38 | 80.5842 | 35.49 | 8.6284 | 4.7992 | 3.7561 | 0.72499 | 11.807 | 0 | 6.5563 | 1.159 | 138.0744 | 54 | 5.738 | 4.5591 | 95.15% | 65
6384 | 1269 | Metsä Fibre Oy, Joutsenon tehdas | Haukilahdentie 27 |  | 54120 | PULP | Finland | 61.1311 | 28.4537 | FI | Kaakkois-Suomen ELY ympäristö ja luonnonvarat | 6.(a) | Paper and wood production processing | Industrial plants for the production of pulp from timber or similar fibrous materials |  | TRUE | 2017 | Carbon dioxide (CO2) | Greenhouse gases | 11 | 1470 | Air | 0.011701 | 201.522 | 573.095 | 102.7 | 719.7216 | 0.29508 | 200 | 1401.6 | 0.16563 | 163.9872 | 1.1 | 1350 | 43.16 | 84.0506 | 35.49 | 8.6284 | 4.7992 | 3.7561 | 0.72499 | 11.807 | 0 | 4.1407 | 1.1209 | 143.9946 | 91 | 19.6727 | 11.2298 | 88.05% | 176
7199 | 1780 | STORA ENSO OYJ, Oulun tehdas, Oulu | Paperitehtaantie 1 |  | 90100 | OULU | Finland | 64.9981 | 25.4283 | FI | Pohjois-Pohjanmaan ELY ympäristö ja luonnonvarat | 1.(c) | Energy sector | Thermal power stations and other combustion installations |  | TRUE | 2017 | Carbon dioxide (CO2) | Greenhouse gases | 61 | 1420.1 | Air | 0.16759 | 176.3318 | 632.7326 | 102.7 | 629.7564 | 0.29508 | 200 | 1226.4 | 0.77649 | 143.4888 | 0.9 | 1066.9759 | 43.16 | 84.0506 | 40.5599 | 9.861 | 5.4848 | 3.7561 | 0.72499 | 13.4937 | 0 | 19.4123 | 0 | 138.5188 | 58 | 19.6727 | 8.0904 | 91.39% | 149
6180 | 1172 | Helen Oy, Hanasaari B -voimalaitos | Parrukatu 1-3 |  | 00580 | HELSINKI | Finland | 60.1837 | 24.9712 | FI | Uudenmaan ELY ympäristö ja luonnonvarat | 1.(c) | Energy sector | Thermal power stations and other combustion installations |  | TRUE | 2017 | Carbon dioxide (CO2) | Greenhouse gases | 61 | 1420 | Air | 1 | 176.3318 | 632.688 | 102.7 | 629.7564 | 0.29508 | 200 | 1226.4 | 0.77911 | 143.4888 | 2.2 | 2608.1633 | 43.16 | 84.0506 | 40.5599 | 9.861 | 5.4848 | 3.7561 | 0.72499 | 13.4937 | 0 | 19.4778 | 0 | 1138.4533 | 199 | 19.6727 | 8.0816 | 91.4% | 138
6594 | 1349 | Stora Enso Veitsiluoto Oy | Rivinkarintie 68b |  | 94800 | KEMI | Finland | 65.6936 | 24.6208 | FI | Lapin ELY ympäristö ja luonnonvarat | 1.(c) | Energy sector | Thermal power stations and other combustion installations |  | TRUE | 2017 | Carbon dioxide (CO2) | Greenhouse gases | 61 | 1320 | Air | 0.15833 | 176.3318 | 588.1325 | 102.7 | 629.7564 | 0.29508 | 200 | 1226.4 | 0.001436 | 143.4888 | 1.3 | 1432.6531 | 43.16 | 84.0506 | 40.5599 | 9.861 | 5.4848 | 3.7561 | 0.72499 | 13.4937 | 0 | 0.035899 | 0 | 157.8952 | 192 | 19.6727 | 12.7267 | 86.46% | 224
8232 | 2580-101 | SSAB EMEA AB i Luleå | Svartön, Svartövägen 1 |  | 97188 | LULEÅ | Sweden | 65.5635 | 22.206 | SE1 | Länsstyrelsen i Norrbottens län | 2.(b) | Productiona and processing of metals | Installations for the production of pig iron or steel (primary or secondary melting) including continuous casting |  | TRUE | 2017 | Carbon dioxide (CO2) | Greenhouse gases | 21 | 1290.1 | Air | 0.99992 | 201.522 | 502.9591 | 102.7 | 719.7216 | 0.96944 | 200 | 1401.6 | 0.087753 | 163.9872 | 1.5 | 1615.4917 | 40.58 | 79.0263 | 35.49 | 8.6284 | 4.0774 | 3.2664 | 0.72499 | 11.4001 | 0 | 2.1938 | 15.1899 | 125.2297 | 3 | 7.052 | 5.607 | 94.04% | 122
7153 | 1728 | Turun Seudun Energiantuotanto Oy, Naantalin voimalaitos | Satamatie 16 |  | 21100 | NAANTALI | Finland | 60.4585 | 22.0536 | FI | Varsinais-Suomen ELY ympäristö ja luonnonvarat | 1.(c) | Energy sector | Thermal power stations and other combustion installations |  | TRUE | 2017 | Carbon dioxide (CO2) | Greenhouse gases | 61 | 1290 | Air | 0.88372 | 176.3318 | 574.7659 | 102.7 | 629.7564 | 0.29508 | 200 | 1226.4 | 0.034969 | 143.4888 | 2.1 | 2261.6883 | 43.16 | 84.0506 | 40.5599 | 9.861 | 5.4848 | 3.7561 | 0.72499 | 13.4937 | 0 | 0.87422 | 0 | 1157.0569 | 227 | 19.6727 | 12.3824 | 86.83% | 203
7756 | 2180-103 | Korsnäsverken | SAKNAS |  | 80641 | GÄVLE | Sweden | 60.6824 | 17.2733 | SE3 | Länsstyrelsen i Gävleborgs län | 6.(a) | Paper and wood production processing | Industrial plants for the production of pulp from timber or similar fibrous materials |  | TRUE | 2017 | Carbon dioxide (CO2) | Greenhouse gases | 11 | 1270 | Air | 0.01189 | 201.522 | 495.1229 | 102.7 | 719.7216 | 0.28898 | 200 | 1401.6 | 0.26225 | 163.9872 | 1.1 | 1166.3265 | 41.38 | 80.5842 | 35.49 | 8.6284 | 4.7992 | 3.7561 | 0.72499 | 11.807 | 0 | 6.5563 | 0.96839 | 138.2651 | 57 | 5.738 | 4.5591 | 95.15% | 66
7189 | 1764-101 | Gruvöns bruk | Storjohanns väg 4 |  | 66428 | GRUMS | Sweden | 59.3383 | 13.1215 | SE3 | Länsstyrelsen i Värmlands län | 6.(a) | Paper and wood production processing | Industrial plants for the production of pulp from timber or similar fibrous materials |  | TRUE | 2017 | Carbon dioxide (CO2) | Greenhouse gases | 11 | 1250 | Air | 0.01224 | 201.522 | 487.3257 | 102.7 | 719.7216 | 0.28898 | 200 | 1401.6 | 0.020174 | 163.9872 | 0.8 | 834.8794 | 41.38 | 80.5842 | 35.49 | 8.6284 | 4.7992 | 3.7561 | 0.72499 | 11.807 | 0 | 0.50434 | 0.95314 | 144.3323 | 95 | 5.738 | 5.1426 | 94.53% | 92
192144 | 1146.0004.01 | Gassco Kårstø | Kårstø |  | 5565 | Tysværvåg | Norway | 59.2747 | 5.5128 | NO2 | Miljødirektoratet | 1.(a) | Energy sector | Mineral oil and gas refineries |  | TRUE | 2017 | Carbon dioxide (CO2) | Greenhouse gases | 52 | 1210 | Air | 1 | 201.522 | 471.7313 | 102.7 | 719.7216 | 0.99808 | 200 | 1401.6 | 0 | 163.9872 | 0.7 | 707.1429 | 35.72 | 69.5618 | 35.49 | 8.6284 | 5.1478 | 4.0687 | 0.72499 | 12.0035 | 0 | 0 | 0 | 135.6251 | 44 | 0.467 | 2.3526 | 97.5% | 33
7382 | 1919 | Metsä Fibre Oy, Rauman tehdas | PL 165 |  | 26101 | RAUMA | Finland | 61.1108 | 21.467 | FI | Varsinais-Suomen ELY ympäristö ja luonnonvarat | 6.(a) | Paper and wood production processing | Industrial plants for the production of pulp from timber or similar fibrous materials |  | TRUE | 2017 | Carbon dioxide (CO2) | Greenhouse gases | 11 | 1190 | Air | 0.064286 | 201.522 | 463.9341 | 102.7 | 719.7216 | 0.29508 | 200 | 1401.6 | 0.14275 | 163.9872 | 1 | 993.5065 | 43.16 | 84.0506 | 35.49 | 8.6284 | 4.7992 | 3.7561 | 0.72499 | 11.807 | 0 | 3.5688 | 0.90739 | 144.78 | 102 | 19.6727 | 11.4126 | 87.86% | 180
7891 | 2262-101 | SCA Östrands massafabrik | Järnvägsgatan 2b |  | 86181 | TIMRÅ | Sweden | 62.4753 | 17.329 | SE2 | Länsstyrelsen i Västernorrlands län | 6.(a) | Paper and wood production processing | Industrial plants for the production of pulp from timber or similar fibrous materials |  | TRUE | 2017 | Carbon dioxide (CO2) | Greenhouse gases | 11 | 1180 | Air | 0.035508 | 201.522 | 460.0355 | 102.7 | 719.7216 | 0.95871 | 200 | 1401.6 | 0.020541 | 163.9872 | 1.2 | 1182.1892 | 40.97 | 79.7858 | 35.49 | 8.6284 | 4.7992 | 3.7561 | 0.72499 | 11.807 | 0 | 0.51351 | 0.89977 | 143.5781 | 87 | 6.879 | 5.7463 | 93.89% | 127
6887 | 1516 | Nordjyllandsværket | Nefovej | 50 | 9310 | Vodskov | Denmark | 57.0776 | 10.0404 | DK1 | Miljøstyrelsen | 1.(c) | Energy sector | Thermal power stations and other combustion installations |  | TRUE | 2017 | Carbon dioxide (CO2) | Greenhouse gases | 61 | 1143 | Air | 1 | 176.3318 | 509.2693 | 102.7 | 629.7564 | 0.71475 | 200 | 1226.4 | 0.35238 | 143.4888 | 1 | 954.2672 | 42.12 | 82.0253 | 40.5599 | 9.861 | 5.4848 | 3.7561 | 0.72499 | 13.4937 | 0 | 8.8094 | 0 | 1147.0964 | 217 | 20.906 | 10.4624 | 88.87% | 170
8235 | 2581-101 | Smurfit Kappa Kraftliner Piteå | Kolugnsvägen 30 |  | 94138 | PITEÅ | Sweden | 65.3148 | 21.4404 | SE1 | Länsstyrelsen i Norrbottens län | 6.(a) | Paper and wood production processing | Industrial plants for the production of pulp from timber or similar fibrous materials |  | TRUE | 2017 | Carbon dioxide (CO2) | Greenhouse gases | 11 | 1130 | Air | 0.0089381 | 201.522 | 440.5424 | 102.7 | 719.7216 | 0.96944 | 200 | 1401.6 | 0.023165 | 163.9872 | 1.1 | 1037.7551 | 40.58 | 79.0263 | 35.49 | 8.6284 | 4.7992 | 3.7561 | 0.72499 | 11.807 | 0 | 0.57911 | 0.86164 | 142.7911 | 72 | 7.052 | 5.8284 | 93.8% | 132
6001 | 1082-102 | Södra Cell Mörrum | Södra Cell Mörrum |  | 37586 | MÖRRUM | Sweden | 56.161 | 14.7647 | SE4 | Länsstyrelsen i Blekinge län | 6.(a) | Paper and wood production processing | Industrial plants for the production of pulp from timber or similar fibrous materials |  | TRUE | 2017 | Carbon dioxide (CO2) | Greenhouse gases | 11 | 1090 | Air | 0.0090367 | 201.522 | 424.948 | 102.7 | 719.7216 | 0.86217 | 200 | 1401.6 | 0.014081 | 163.9872 | 0.9 | 819.0167 | 41.5 | 80.8179 | 35.49 | 8.6284 | 4.7992 | 3.7561 | 0.72499 | 11.807 | 0 | 0.35204 | 0.83114 | 144.8403 | 103 | 6.412 | 5.5204 | 94.13% | 114
9603 | 451 | DONG ENERGY POWER A/S | Asnæsvej | 16 | 4400 | Kalundborg | Denmark | 55.6615 | 11.0848 | DK2 | miljøstyrelsen | 1.(c) | Energy sector | Thermal power stations and other combustion installations |  | TRUE | 2017 | Carbon dioxide (CO2) | Greenhouse gases | 61 | 1050.1 | Air | 1 | 176.3318 | 467.8772 | 102.7 | 629.7564 | 0.63776 | 200 | 1226.4 | 0 | 143.4888 | 3.4 | 2980.5195 | 43.02 | 83.778 | 40.5599 | 9.861 | 5.4848 | 3.7561 | 0.72499 | 13.4937 | 0 | 0 | 0 | 1157.6585 | 229 | 22.629 | 14.3412 | 84.74% | 231
296149 | 9872 | Fjernvarme Fyn Produktion A/S | Havnegade | 120 | 5000 | Odense C | Denmark | 55.4278 | 10.4052 | DK1 | miljøstyrelsen | 1.(c) | Energy sector | Thermal power stations and other combustion installations |  | TRUE | 2017 | Carbon dioxide (CO2) | Greenhouse gases | 61 | 1050 | Air | 1 | 176.3318 | 467.8327 | 102.7 | 629.7564 | 0.71475 | 200 | 1226.4 | 0.44023 | 143.4888 | 1.6 | 1402.5974 | 42.12 | 82.0253 | 40.5599 | 9.861 | 5.4848 | 3.7561 | 0.72499 | 13.4937 | 0 | 11.0057 | 0 | 1144.9001 | 212 | 20.906 | 9.9523 | 89.41% | 166
7184 | 1761-101 | Skoghalls Bruk | Bruksgatan |  | 66330 | SKOGHALL | Sweden | 59.3184 | 13.4376 | SE3 | Länsstyrelsen i Värmlands län | 6.(a) | Paper and wood production processing | Industrial plants for the production of pulp from timber or similar fibrous materials |  | TRUE | 2017 | Carbon dioxide (CO2) | Greenhouse gases | 11 | 1000.1 | Air | 0.055494 | 201.522 | 389.8996 | 102.7 | 719.7216 | 0.28898 | 200 | 1401.6 | 0.013013 | 163.9872 | 0.8 | 667.9035 | 41.38 | 80.5842 | 35.49 | 8.6284 | 4.7992 | 3.7561 | 0.72499 | 11.807 | 0 | 0.32531 | 0.76259 | 144.7019 | 101 | 5.738 | 5.1641 | 94.51% | 96
1240 | 0581-110 | BillerudKorsnäs Sweden AB Skärblacka Bruk | Skärblacka Bruk |  | 61710 | SKÄRBLACKA | Sweden | 58.5798 | 15.8997 | SE3 | Länsstyrelsen i Östergötlands län | 6.(a) | Paper and wood production processing | Industrial plants for the production of pulp from timber or similar fibrous materials |  | TRUE | 2017 | Carbon dioxide (CO2) | Greenhouse gases | 11 | 1000 | Air | 0.0106 | 201.522 | 389.8606 | 102.7 | 719.7216 | 0.28898 | 200 | 1401.6 | 0.0015878 | 163.9872 | 1.7 | 1419.295 | 41.38 | 80.5842 | 35.49 | 8.6284 | 4.7992 | 3.7561 | 0.72499 | 11.807 | 0 | 0.039695 | 0.76252 | 144.9876 | 106 | 5.738 | 5.199 | 94.47% | 100
192426 | 2004.0004.01 | Hammerfest LNG | Melkøya |  | 9601 | Ukjent Kode Benyttet (9601) | Norway | 70.6911 | 23.602 | NO4 | Miljødirektoratet | 1.(a) | Energy sector | Mineral oil and gas refineries |  | TRUE | 2017 | Carbon dioxide (CO2) | Greenhouse gases | 52 | 997 | Air | 1 | 201.522 | 388.691 | 102.7 | 719.7216 | 0.99315 | 200 | 1401.6 | 0 | 163.9872 | 13.3 | 11070.5844 | 32.69 | 63.6611 | 35.49 | 8.6284 | 5.1478 | 4.0687 | 0.72499 | 12.0035 | 0 | 0 | 0 | 129.7244 | 15 | 0.395 | 2.3137 | 97.54% | 11
301404 | 100252736 | Metsä Fibre Oy, Äänekosken biotuotetehdas | Sarvelantie 1 |  | 44100 | ÄÄNEKOSKI | Finland | 62.5928 | 25.7502 | FI | Keski-Suomen ELY ympäristö ja luonnonvarat | 6.(a) | Paper and wood production processing | Industrial plants for the production of pulp from timber or similar fibrous materials |  | TRUE | 2017 | Carbon dioxide (CO2) | Greenhouse gases | 11 | 994.1 | Air | 0.0050699 | 201.522 | 387.5604 | 102.7 | 719.7216 | 0.29508 | 200 | 1401.6 | 0.02388 | 163.9872 | 1 | 829.8701 | 43.16 | 84.0506 | 35.49 | 8.6284 | 4.7992 | 3.7561 | 0.72499 | 11.807 | 0 | 0.597 | 0.75802 | 147.9012 | 137 | 19.6727 | 12.4937 | 86.71% | 210
6178 | 1170 | Helen Oy, Salmisaaren voimalaitokset | Porkkalankatu 9-11 |  | 00090 | HELEN | Finland | 60.1674 | 24.9048 | FI | Uudenmaan ELY ympäristö ja luonnonvarat | 1.(c) | Energy sector | Thermal power stations and other combustion installations |  | TRUE | 2017 | Carbon dioxide (CO2) | Greenhouse gases | 61 | 994 | Air | 1 | 176.3318 | 442.8816 | 102.7 | 629.7564 | 0.29508 | 200 | 1226.4 | 0.77911 | 143.4888 | 2.2 | 1825.7143 | 43.16 | 84.0506 | 40.5599 | 9.861 | 5.4848 | 3.7561 | 0.72499 | 13.4937 | 0 | 19.4778 | 0 | 1138.4533 | 199 | 19.6727 | 8.0816 | 91.4% | 138
237716 | 9832 | HOFOR Energiproduktion A/S Amagerværket | Kraftværksvej | 37 | 2300 | København S | Denmark | 55.6846 | 12.6261 | DK2 | miljøstyrelsen | 1.(c) | Energy sector | Thermal power stations and other combustion installations |  | TRUE | 2017 | Carbon dioxide (CO2) | Greenhouse gases | 61 | 961 | Air | 1 | 176.3318 | 428.1783 | 102.7 | 629.7564 | 0.63776 | 200 | 1226.4 | 0.77911 | 143.4888 | 1.7 | 1363.9425 | 43.02 | 83.778 | 40.5599 | 9.861 | 5.4848 | 3.7561 | 0.72499 | 13.4937 | 0 | 19.4778 | 0 | 1138.1807 | 197 | 22.629 | 8.9805 | 90.45% | 155
7213 | 1784 | OULUN ENERGIA, Toppilan voimalaitokset, Oulu, Energiantuotanto | TERVAHOVINTIE 10 |  | 90520 | OULU | Finland | 65.0376 | 25.4352 | FI | Pohjois-Pohjanmaan ELY ympäristö ja luonnonvarat | 1.(c) | Energy sector | Thermal power stations and other combustion installations |  | TRUE | 2017 | Carbon dioxide (CO2) | Greenhouse gases | 61 | 887 | Air | 0.59977 | 176.3318 | 395.2072 | 102.7 | 629.7564 | 0.29508 | 200 | 1226.4 | 0.77649 | 143.4888 | 1.1 | 814.5918 | 43.16 | 84.0506 | 40.5599 | 9.861 | 5.4848 | 3.7561 | 0.72499 | 13.4937 | 0 | 19.4123 | 0 | 1138.5188 | 203 | 19.6727 | 8.0904 | 91.39% | 149
7771 | 2184-104 | Iggesunds Bruk | Cellulosagatan |  | 82530 | IGGESUND | Sweden | 61.6386 | 17.0981 | SE2 | Länsstyrelsen i Gävleborgs län | 6.(a) | Paper and wood production processing | Industrial plants for the production of pulp from timber or similar fibrous materials |  | TRUE | 2017 | Carbon dioxide (CO2) | Greenhouse gases | 11 | 881 | Air | 0.027809 | 201.522 | 343.4672 | 102.7 | 719.7216 | 0.95871 | 200 | 1401.6 | 0.00052229 | 163.9872 | 1 | 735.5288 | 40.97 | 79.7858 | 35.49 | 8.6284 | 4.7992 | 3.7561 | 0.72499 | 11.807 | 0 | 0.013057 | 0.67178 | 144.3065 | 93 | 6.879 | 5.8193 | 93.81% | 129
192083 | 0805.0028.01 | Norcem Brevik | Setrevegen 2 |  | 3950 | Brevik | Norway | 59.0619 | 9.6893 | NO2 | Miljødirektoratet | 3.(c) | Mineral industry | Installations for the production of: | - Cement clinker in rotary kilns | TRUE | 2017 | Carbon dioxide (CO2) | Greenhouse gases | 4 | 878 | Air | 0.8918 | 201.522 | 342.2976 | 102.7 | 719.7216 | 0.99808 | 200 | 1401.6 | 0.01106 | 163.9872 | 0.5 | 366.5121 | 35.72 | 69.5618 | 35.49 | 8.6284 | 4.1921 | 3.4081 | 0.72499 | 11.4647 | 0 | 0.2765 | 0 | 133.1935 | 29 | 0.467 | 2.3499 | 97.5% | 30
8155 | 2514-101 | BillerudKorsnäs Karlsborgs AB | Strandvägen 3 |  | 952 83 | Karlsborgsverken | Sweden | 65.7919 | 23.2877 | SE1 | Länsstyrelsen i Norrbottens län | 6.(a) | Paper and wood production processing | Industrial plants for the production of pulp from timber or similar fibrous materials |  | TRUE | 2017 | Carbon dioxide (CO2) | Greenhouse gases | 11 | 862 | Air | 0.010905 | 201.522 | 336.0598 | 102.7 | 719.7216 | 0.96944 | 200 | 1401.6 | 0.013196 | 163.9872 | 0.8 | 575.7328 | 40.58 | 79.0263 | 35.49 | 8.6284 | 4.7992 | 3.7561 | 0.72499 | 11.807 | 0 | 0.32991 | 0.65729 | 143.2447 | 79 | 7.052 | 5.8651 | 93.76% | 135
6709 | 1409 | Stora Enso Oyj, Sunilan tehdas | Sunilantie 1 |  | 48900 | SUNILA | Finland | 60.4893 | 26.9563 | FI | Kaakkois-Suomen ELY ympäristö ja luonnonvarat | 6.(a) | Paper and wood production processing | Industrial plants for the production of pulp from timber or similar fibrous materials |  | TRUE | 2017 | Carbon dioxide (CO2) | Greenhouse gases | 11 | 857 | Air | 0.037106 | 201.522 | 334.1105 | 102.7 | 719.7216 | 0.29508 | 200 | 1401.6 | 0.077087 | 163.9872 | 1 | 715.4917 | 43.16 | 84.0506 | 35.49 | 8.6284 | 4.7992 | 3.7561 | 0.72499 | 11.807 | 0 | 1.9272 | 0.65348 | 146.6756 | 124 | 19.6727 | 11.9803 | 87.26% | 195
7640 | 20744 | Oy Alholmens Kraft Ab | Luodontie 149 (itäportti) |  | 68600 | PIETARSAARI | Finland | 63.7045 | 22.7041 | FI | Etelä-Pohjanmaan ELY ympäristö ja luonnonvarat | 1.(c) | Energy sector | Thermal power stations and other combustion installations |  | TRUE | 2016 | Carbon dioxide (CO2) | Greenhouse gases | 61 | 810 | Air | 0 | 176.3318 | 360.8995 | 102.7 | 629.7564 | 0.29508 | 200 | 1226.4 | 0.094031 | 143.4888 | 1.3 | 879.128 | 43.16 | 84.0506 | 40.5599 | 9.861 | 5.4848 | 3.7561 | 0.72499 | 13.4937 | 0 | 2.3508 | 0 | 155.5803 | 181 | 19.6727 | 11.8273 | 87.42% | 190
6093 | 1115 | Fortum Power and Heat Oy, Suomenojan voimalaitos | HYLKEENPYYTÄJÄNTIE 4 |  | 02270 | ESPOO | Finland | 60.1491 | 24.7174 | FI | Uudenmaan ELY ympäristö ja luonnonvarat | 1.(c) | Energy sector | Thermal power stations and other combustion installations |  | TRUE | 2017 | Carbon dioxide (CO2) | Greenhouse gases | 61 | 807 | Air | 1 | 176.3318 | 359.5628 | 102.7 | 629.7564 | 0.29508 | 200 | 1226.4 | 0.77911 | 143.4888 | 2.2 | 1482.2449 | 43.16 | 84.0506 | 40.5599 | 9.861 | 5.4848 | 3.7561 | 0.72499 | 13.4937 | 0 | 19.4778 | 0 | 1138.4533 | 199 | 19.6727 | 8.0816 | 91.4% | 141
7249 | 18120 | Stora Enso Oyj, Varkauden tehtaat | Ahlströminkatu 26-28 |  | 78250 | VARKAUS | Finland | 62.3163 | 27.8948 | FI | Pohjois-Savon ELY ympäristö ja luonnonvarat | 6.(b) | Paper and wood production processing | Industrial plants for the production of paper and board and other primary wood products |  | TRUE | 2017 | Carbon dioxide (CO2) | Greenhouse gases | 11 | 797 | Air | 0 | 201.522 | 310.7189 | 102.7 | 719.7216 | 0.29508 | 200 | 1401.6 | 0.0097878 | 163.9872 | 1.1 | 731.9388 | 43.16 | 84.0506 | 35.49 | 8.6284 | 4.7992 | 3.7561 | 0.72499 | 11.807 | 0 | 0.2447 | 0.60772 | 148.4038 | 142 | 19.6727 | 12.6388 | 86.55% | 219
1242 | 0581-191-01 | Händelöverket | Energigatan 5 |  | 60238 | Norrköping | Sweden | 58.6196 | 16.2333 | SE3 | Länsstyrelsen i Östergötlands län | 5.(b) | Waste and waste water management | Installations for the incineration of non-hazardous waste in the scope of Directive 2000/76/EC of the European Parliament and of the Council of 4 December 2000 on the incineration of waste |  | TRUE | 2017 | Carbon dioxide (CO2) | Greenhouse gases | 61 | 783 | Air | 0.22733 | 201.522 | 305.2608 | 102.7 | 719.7216 | 0.28898 | 200 | 1401.6 | 0.3116 | 163.9872 | 1.7 | 1111.308 | 41.38 | 80.5842 | 35.49 | 8.6284 | 4.7992 | 3.7561 | 0.72499 | 11.807 | 0 | 7.7899 | 0 | 137.9999 | 52 | 5.738 | 4.4666 | 95.25% | 62
6391 | 1272-101 | STORA ENSO PAPER AB | Nymölla |  | 29580 | NYMÖLLA | Sweden | 56.0438 | 14.4798 | SE4 | Länsstyrelsen i Skåne län | 6.(a) | Paper and wood production processing | Industrial plants for the production of pulp from timber or similar fibrous materials |  | TRUE | 2017 | Carbon dioxide (CO2) | Greenhouse gases | 11 | 778 | Air | 0.03856 | 201.522 | 303.3115 | 102.7 | 719.7216 | 0.86217 | 200 | 1401.6 | 0 | 163.9872 | 1.1 | 714.4898 | 41.5 | 80.8179 | 35.49 | 8.6284 | 4.7992 | 3.7561 | 0.72499 | 11.807 | 0 | 0 | 0.59324 | 145.4302 | 109 | 6.412 | 5.5686 | 94.08% | 119
6123 | 11323 | Helen Oy, Vuosaaren voimalaitokset | KÄÄRMENIEMENTIE 8 |  | 00090 | HELEN | Finland | 60.2198 | 25.171 | FI | Uudenmaan ELY ympäristö ja luonnonvarat | 1.(c) | Energy sector | Thermal power stations and other combustion installations |  | TRUE | 2017 | Carbon dioxide (CO2) | Greenhouse gases | 63 | 775 | Air | 1 | 176.3318 | 345.3051 | 102.7 | 629.7564 | 0.29508 | 200 | 1226.4 | 0.77911 | 143.4888 | 2 | 1294.0631 | 43.16 | 84.0506 | 40.5599 | 9.861 | 7.2878 | 4.5997 | 0.72499 | 14.5102 | 0 | 19.4778 | 0 | 1142.1164 | 207 | 19.6727 | 8.0816 | 91.4% | 141
6879 | 1512 | DONG Energy A/S - Esbjergværket | Amerikavej | 7 | 6700 | Esbjerg | Denmark | 55.4551 | 8.4578 | DK1 | miljøstyrelsen | 1.(c) | Energy sector | Thermal power stations and other combustion installations |  | TRUE | 2017 | Carbon dioxide (CO2) | Greenhouse gases | 61 | 768 | Air | 1 | 176.3318 | 342.1862 | 102.7 | 629.7564 | 0.71475 | 200 | 1226.4 | 0.18292 | 143.4888 | 34.6 | 22185.0835 | 42.12 | 82.0253 | 40.5599 | 9.861 | 5.4848 | 3.7561 | 0.72499 | 13.4937 | 0 | 4.5731 | 0 | 1151.3327 | 223 | 20.906 | 11.6603 | 87.6% | 185
7417 | 1980-113 | Västerås kraftvärmeverk | Sjöhagsvägen 23 |  | 72103 | VÄSTERÅS | Sweden | 59.5885 | 16.5135 | SE3 | Länsstyrelsen i Västmanlands län | 1.(c) | Energy sector | Thermal power stations and other combustion installations |  | TRUE | 2017 | Carbon dioxide (CO2) | Greenhouse gases | 61 | 755 | Air | 0.34305 | 176.3318 | 336.394 | 102.7 | 629.7564 | 0.28898 | 200 | 1226.4 | 0.47609 | 143.4888 | 1.2 | 756.4007 | 41.38 | 80.5842 | 40.5599 | 9.861 | 5.4848 | 3.7561 | 0.72499 | 13.4937 | 0 | 11.9023 | 0 | 142.5624 | 70 | 5.738 | 4.2028 | 95.53% | 57
7326 | 1885-103 | BillerudKorsnäs Skog & Industri AB, Frövi | Fröviforsvägen |  | 718 80 | Frövi | Sweden | 59.4798 | 15.3287 | SE3 | Länsstyrelsen i Örebro län | 6.(a) | Paper and wood production processing | Industrial plants for the production of pulp from timber or similar fibrous materials |  | TRUE | 2017 | Carbon dioxide (CO2) | Greenhouse gases | 11 | 741 | Air | 0.04224 | 201.522 | 288.8867 | 102.7 | 719.7216 | 0.28898 | 200 | 1401.6 | 0 | 163.9872 | 1.2 | 742.3748 | 41.38 | 80.5842 | 35.49 | 8.6284 | 4.7992 | 3.7561 | 0.72499 | 11.807 | 0 | 0 | 0.56502 | 145.2248 | 107 | 5.738 | 5.204 | 94.46% | 102
7732 | 2157 | Vaskiluodon Voima Oy | Reinikatu 1 |  | 65170 | VAASA | Finland | 63.045 | 21.7853 | FI | Etelä-Pohjanmaan ELY ympäristö ja luonnonvarat | 1.(c) | Energy sector | Thermal power stations and other combustion installations |  | TRUE | 2017 | Carbon dioxide (CO2) | Greenhouse gases | 61 | 735 | Air | 0.65306 | 176.3318 | 327.4829 | 102.7 | 629.7564 | 0.29508 | 200 | 1226.4 | 0.42418 | 143.4888 | 1.4 | 859.0909 | 43.16 | 84.0506 | 40.5599 | 9.861 | 5.4848 | 3.7561 | 0.72499 | 13.4937 | 0 | 10.6046 | 0 | 1147.3266 | 219 | 19.6727 | 9.5723 | 89.82% | 164
186 | 0180-81-004 | HÖGDALENVERKET | Kvicksundsvägen 16 |  | 12459 | STOCKHOLM | Sweden | 59.2757 | 18.0969 | SE3 | Stockholms kommun | 5.(b) | Waste and waste water management | Installations for the incineration of non-hazardous waste in the scope of Directive 2000/76/EC of the European Parliament and of the Council of 4 December 2000 on the incineration of waste |  | TRUE | 2017 | Carbon dioxide (CO2) | Greenhouse gases | 61 | 722 | Air | 0.34903 | 201.522 | 281.4793 | 102.7 | 719.7216 | 0.28898 | 200 | 1401.6 | 0.77911 | 163.9872 | 3.4 | 2049.462 | 41.38 | 80.5842 | 35.49 | 8.6284 | 4.7992 | 3.7561 | 0.72499 | 11.807 | 0 | 19.4778 | 0 | 126.312 | 5 | 5.738 | 3.8447 | 95.91% | 41
112525 | 0181-81-009 | Igelsta kraftvärmeverk | Nynäsvägen 43 |  | 152 27 | Södertälje | Sweden | 59.1775 | 17.6652 | SE3 | Södertälje kommun, tillsynsmyndighet | 1.(c) | Energy sector | Thermal power stations and other combustion installations |  | TRUE | 2017 | Carbon dioxide (CO2) | Greenhouse gases | 61 | 718 | Air | 0.00091086 | 176.3318 | 319.9084 | 102.7 | 629.7564 | 0.28898 | 200 | 1226.4 | 0.22045 | 143.4888 | 1.2 | 719.3321 | 41.38 | 80.5842 | 40.5599 | 9.861 | 5.4848 | 3.7561 | 0.72499 | 13.4937 | 0 | 5.5112 | 0 | 148.9535 | 147 | 5.738 | 4.6433 | 95.06% | 68
8236 | 2581-102 | SCA Munksund | Munksundsvägen |  | 94143 | PITEÅ | Sweden | 65.2723 | 21.5039 | SE1 | Länsstyrelsen i Norrbottens län | 6.(a) | Paper and wood production processing | Industrial plants for the production of pulp from timber or similar fibrous materials |  | TRUE | 2017 | Carbon dioxide (CO2) | Greenhouse gases | 11 | 700 | Air | 0.026286 | 201.522 | 272.9024 | 102.7 | 719.7216 | 0.96944 | 200 | 1401.6 | 0.023165 | 163.9872 | 1.3 | 759.7403 | 40.58 | 79.0263 | 35.49 | 8.6284 | 4.7992 | 3.7561 | 0.72499 | 11.807 | 0 | 0.57911 | 0.53376 | 143.119 | 75 | 7.052 | 5.8284 | 93.8% | 132
192284 | 1563.0008.01 | Hydro Aluminium, Sunndal | Romsdalsvegen 4 |  | 6600 | Sunndalsøra | Norway | 62.6805 | 8.5539 | NO3 | Miljødirektoratet | 2.(e) | Productiona and processing of metals | Installations: - For the production of non-ferrous crude metals from ore, concentrates or secondary raw materials by metallurgical, chemical or electrolytic processes | Al | TRUE | 2017 | Carbon dioxide (CO2) | Greenhouse gases | 31 | 660 | Air | 1 | 201.522 | 257.308 | 102.7 | 719.7216 | 0.99957 | 200 | 1401.6 | 0.024621 | 163.9872 | 0.6 | 330.6122 | 33.51 | 65.258 | 35.49 | 8.6284 | 6.3769 | 4.5997 | 0.72499 | 12.6964 | 0 | 0.61552 | 0 | 133.1587 | 28 | 0.426 | 2.3249 | 97.53% | 20
7919 | 2282-19-101 | Mondi Dynäs AB | Väja |  | 873 81 | VÄJA | Sweden | 62.9742 | 17.7235 | SE2 | Länsstyrelsen i Västernorrlands län | 6.(a) | Paper and wood production processing | Industrial plants for the production of pulp from timber or similar fibrous materials |  | TRUE | 2017 | Carbon dioxide (CO2) | Greenhouse gases | 11 | 652 | Air | 0.025 | 201.522 | 254.1891 | 102.7 | 719.7216 | 0.95871 | 200 | 1401.6 | 0.09248 | 163.9872 | 0.8 | 435.4731 | 40.97 | 79.7858 | 35.49 | 8.6284 | 4.7992 | 3.7561 | 0.72499 | 11.807 | 0 | 2.312 | 0.49716 | 142.1822 | 68 | 6.879 | 5.5062 | 94.14% | 113
6724 | 1415-1115 | Borealis Krackeranl. | Uddevallavägen |  | 44485 | STENUNGSUND | Sweden | 58.0832 | 11.8255 | SE3 | Länsstyrelsen i Västra Götalands län | 4.(a) | Chemical industry | Chemical installations for the production on an industrial scale of basic organic chemicals, such as: | - Simple hydrocarbons (linear or cyclic, saturated or unsaturated, aliphatic or aromatic) | TRUE | 2017 | Carbon dioxide (CO2) | Greenhouse gases | 71 | 642 | Air | 1 | 201.522 | 250.2905 | 102.7 | 719.7216 | 0.28898 | 200 | 1401.6 | 0.016476 | 163.9872 | 0.6 | 321.5955 | 41.38 | 80.5842 | 35.49 | 8.6284 | 6.3769 | 4.5997 | 0.72499 | 12.6964 | 0 | 0.4119 | 0 | 148.6885 | 146 | 5.738 | 5.1537 | 94.52% | 94
7681 | 2110 | Outokumpu Chrome Oy, Outokumpu Stainless Oy, Tornion tehtaat | Terästie |  | 95400 | TORNIO | Finland | 65.7842 | 24.1758 | FI | Lapin ELY ympäristö ja luonnonvarat | 2.(b) | Productiona and processing of metals | Installations for the production of pig iron or steel (primary or secondary melting) including continuous casting |  | TRUE | 2017 | Carbon dioxide (CO2) | Greenhouse gases | 22 | 640 | Air | 1 | 201.522 | 249.5108 | 102.7 | 719.7216 | 0.29508 | 200 | 1401.6 | 0.0056384 | 163.9872 | 1.1 | 587.7551 | 43.16 | 84.0506 | 35.49 | 8.6284 | 3.6119 | 3.0974 | 0.72499 | 11.1376 | 0 | 0.14096 | 6.9471 | 139.6527 | 60 | 19.6727 | 12.6823 | 86.51% | 223
7764 | 2182-105 | Vallviks Bruk | Vallvik |  | 82021 | VALLVIK | Sweden | 61.1882 | 17.1828 | SE2 | Länsstyrelsen i Gävleborgs län | 6.(a) | Paper and wood production processing | Industrial plants for the production of pulp from timber or similar fibrous materials |  | TRUE | 2017 | Carbon dioxide (CO2) | Greenhouse gases | 11 | 632 | Air | 0.0055063 | 201.522 | 246.3919 | 102.7 | 719.7216 | 0.95871 | 200 | 1401.6 | 0 | 163.9872 | 1.2 | 633.1725 | 40.97 | 79.7858 | 35.49 | 8.6284 | 4.7992 | 3.7561 | 0.72499 | 11.807 | 0 | 0 | 0.48191 | 144.5094 | 98 | 6.879 | 5.8212 | 93.81% | 130
7866 | 2234 | Metsä Fibre Oy, Äänekosken sellutehdas | Sarvelantie 1 |  | 44100 | ÄÄNEKOSKI | Finland | 62.5906 | 25.753 | FI | Keski-Suomen ELY ympäristö ja luonnonvarat | 6.(a) | Paper and wood production processing | Industrial plants for the production of pulp from timber or similar fibrous materials |  | TRUE | 2017 | Carbon dioxide (CO2) | Greenhouse gases | 11 | 625 | Air | 0.06704 | 201.522 | 243.6629 | 102.7 | 719.7216 | 0.29508 | 200 | 1401.6 | 0.02388 | 163.9872 | 1 | 521.7996 | 43.16 | 84.0506 | 35.49 | 8.6284 | 4.7992 | 3.7561 | 0.72499 | 11.807 | 0 | 0.597 | 0.47657 | 148.1826 | 140 | 19.6727 | 12.4937 | 86.71% | 210
6407 | 1280-60-001 | Sysavs avfallsförbränningsanläggning | Spillepengsgatan 13 |  | 211 24 | MALMÖ | Sweden | 55.6321 | 13.0456 | SE4 | Länsstyrelsen i Skåne län | 5.(b) | Waste and waste water management | Installations for the incineration of non-hazardous waste in the scope of Directive 2000/76/EC of the European Parliament and of the Council of 4 December 2000 on the incineration of waste |  | TRUE | 2017 | Carbon dioxide (CO2) | Greenhouse gases | 61 | 569 | Air | 0.35501 | 201.522 | 221.8307 | 102.7 | 719.7216 | 0.86217 | 200 | 1401.6 | 0.77911 | 163.9872 | 1.7 | 807.5788 | 41.5 | 80.8179 | 35.49 | 8.6284 | 4.7992 | 3.7561 | 0.72499 | 11.807 | 0 | 19.4778 | 0 | 126.5457 | 7 | 6.412 | 4.0496 | 95.69% | 54
7205 | 1781-103 | Bäckhammars Bruk | Bäckhammar |  | 68183 | KRISTINEHAMN | Sweden | 59.1601 | 14.1812 | SE3 | Länsstyrelsen i Värmlands län | 6.(a) | Paper and wood production processing | Industrial plants for the production of pulp from timber or similar fibrous materials |  | TRUE | 2017 | Carbon dioxide (CO2) | Greenhouse gases | 11 | 560 | Air | 0.0145 | 201.522 | 218.3219 | 102.7 | 719.7216 | 0.28898 | 200 | 1401.6 | 0.017306 | 163.9872 | 0.8 | 374.026 | 41.38 | 80.5842 | 35.49 | 8.6284 | 4.7992 | 3.7561 | 0.72499 | 11.807 | 0 | 0.43264 | 0.42701 | 144.9301 | 105 | 5.738 | 5.1512 | 94.52% | 93
10286 | 5743 | Equinor Refining Denmark A/S | Melbyvej | 17 | 4400 | Kalundborg | Denmark | 55.6542 | 11.097 | DK2 | miljøstyrelsen | 1.(a) | Energy sector | Mineral oil and gas refineries |  | TRUE | 2017 | Carbon dioxide (CO2) | Greenhouse gases | 51 | 544 | Air | 1 | 201.522 | 212.0841 | 102.7 | 719.7216 | 0.63776 | 200 | 1401.6 | 0 | 163.9872 | 3.4 | 1544.1929 | 43.02 | 83.778 | 35.49 | 8.6284 | 4.7992 | 3.7561 | 0.72499 | 11.807 | 0 | 0 | 0 | 148.9836 | 149 | 22.629 | 14.3412 | 84.74% | 231
7923 | 2284-101 | Domsjö Fabriker AB | Hörneborgsv 17 |  | 89186 | ÖRNSKÖLDSVIK | Sweden | 63.2693 | 18.6958 | SE2 | Länsstyrelsen i Västernorrlands län | 6.(a) | Paper and wood production processing | Industrial plants for the production of pulp from timber or similar fibrous materials |  | TRUE | 2017 | Carbon dioxide (CO2) | Greenhouse gases | 11 | 540 | Air | 0.0087037 | 201.522 | 210.5247 | 102.7 | 719.7216 | 0.95871 | 200 | 1401.6 | 0.050647 | 163.9872 | 1.6 | 721.3358 | 40.97 | 79.7858 | 35.49 | 8.6284 | 4.7992 | 3.7561 | 0.72499 | 11.807 | 0 | 1.2662 | 0.41176 | 143.3134 | 80 | 6.879 | 5.6418 | 94% | 124
6794 | 1480-1105 | Sävenäs | von Utfallsgatan 29 |  | 41505 | GÖTEBORG | Sweden | 57.732 | 12.0524 | SE3 | Länsstyrelsen i Västra Götalands län | 5.(b) | Waste and waste water management | Installations for the incineration of non-hazardous waste in the scope of Directive 2000/76/EC of the European Parliament and of the Council of 4 December 2000 on the incineration of waste |  | TRUE | 2017 | Carbon dioxide (CO2) | Greenhouse gases | 61 | 536 | Air | 0.33022 | 201.522 | 208.9653 | 102.7 | 719.7216 | 0.28898 | 200 | 1401.6 | 0.77911 | 163.9872 | 0.8 | 357.9963 | 41.38 | 80.5842 | 35.49 | 8.6284 | 4.7992 | 3.7561 | 0.72499 | 11.807 | 0 | 19.4778 | 0 | 126.312 | 5 | 5.738 | 3.8447 | 95.91% | 41
26598 | 520303-4210 | Alcoa Fjarðaál | Hraun | 1 | 730 | Fjarðabyggð | Iceland | 65.0338 | -14.0997 | IS | Umhverfisstofnun | 2.(e) | Productiona and processing of metals | Installations: - For the production of non-ferrous crude metals from ore, concentrates or secondary raw materials by metallurgical, chemical or electrolytic processes | Al | TRUE | 2017 | Carbon dioxide (CO2) | Greenhouse gases | 31 | 535 | Air | 1 | 201.522 | 208.5754 | 102.7 | 719.7216 | 1 | 200 | 1401.6 | 0 | 163.9872 | 0.4 | 178.6642 | 40 | 77.8968 | 35.49 | 8.6284 | 6.3769 | 4.5997 | 0.72499 | 12.6964 | 0 | 0 | 0 | 146.413 | 122 | 0 | 2.1 | 97.77% | 1
8369 | 2779 | Finnsementti Oy, Parainen / Sementtitehdas | Skräbbölentie 18 |  | 21600 | PARAINEN | Finland | 60.2856 | 22.2875 | FI | Varsinais-Suomen ELY ympäristö ja luonnonvarat | 3.(c) | Mineral industry | Installations for the production of: |  | TRUE | 2017 | Carbon dioxide (CO2) | Greenhouse gases | 4 | 531.1 | Air | 0.99981 | 201.522 | 207.0549 | 102.7 | 719.7216 | 0.29508 | 200 | 1401.6 | 0.0098112 | 163.9872 | 2.1 | 930.974 | 43.16 | 84.0506 | 35.49 | 8.6284 | 4.1921 | 3.4081 | 0.72499 | 11.4647 | 0 | 0.24528 | 0 | 147.7135 | 135 | 19.6727 | 12.6385 | 86.55% | 218
1232 | 0580-124-02 | Gärstadverket | Gärstadsvägen 3 |  | 58115 | Linköping | Sweden | 58.4367 | 15.6545 | SE3 | Länsstyrelsen i Östergötlands län | 5.(b) | Waste and waste water management | Installations for the incineration of non-hazardous waste in the scope of Directive 2000/76/EC of the European Parliament and of the Council of 4 December 2000 on the incineration of waste |  | TRUE | 2017 | Carbon dioxide (CO2) | Greenhouse gases | 61 | 531 | Air | 0.49341 | 201.522 | 207.016 | 102.7 | 719.7216 | 0.28898 | 200 | 1401.6 | 0.3202 | 163.9872 | 1.7 | 753.6456 | 41.38 | 80.5842 | 35.49 | 8.6284 | 4.7992 | 3.7561 | 0.72499 | 11.807 | 0 | 8.005 | 0 | 137.7848 | 51 | 5.738 | 4.4511 | 95.26% | 61
6800 | 1480-1182 | St1 Refinery AB | Bensinvägen 10 |  | 40272 | GÖTEBORG | Sweden | 57.7016 | 11.8796 | SE3 | Länsstyrelsen i Västra Götalands län | 1.(a) | Energy sector | Mineral oil and gas refineries |  | TRUE | 2017 | Carbon dioxide (CO2) | Greenhouse gases | 52 | 522 | Air | 1 | 201.522 | 203.5072 | 102.7 | 719.7216 | 0.28898 | 200 | 1401.6 | 0.77911 | 163.9872 | 0.8 | 348.6456 | 41.38 | 80.5842 | 35.49 | 8.6284 | 5.1478 | 4.0687 | 0.72499 | 12.0035 | 0 | 19.4778 | 0 | 127.1697 | 8 | 5.738 | 3.8447 | 95.91% | 41
7435 | 1992 | Vaskiluodon Voima Oy, Seinäjoen turvevoimalaitos | Sevontie 1 |  | 60200 | SEINÄJOKI | Finland | 62.7418 | 22.8157 | FI | Etelä-Pohjanmaan ELY ympäristö ja luonnonvarat | 1.(c) | Energy sector | Thermal power stations and other combustion installations |  | TRUE | 2016 | Carbon dioxide (CO2) | Greenhouse gases | 61 | 516 | Air | 0.77907 | 176.3318 | 229.9063 | 102.7 | 629.7564 | 0.29508 | 200 | 1226.4 | 0.30638 | 143.4888 | 1.4 | 1065.974 | 43.16 | 84.0506 | 40.5599 | 9.861 | 5.4848 | 3.7561 | 0.72499 | 13.4937 | 0 | 7.6595 | 0 | 1150.2716 | 222 | 19.6727 | 10.2461 | 89.1% | 169
7297 | 1862 | Fortum Power and Heat Oy, Meri-Porin voimalaitos | Tahkoluoto |  | 28900 | PORI | Finland | 61.6322 | 21.4047 | FI | Varsinais-Suomen ELY ympäristö ja luonnonvarat | 1.(c) | Energy sector | Thermal power stations and other combustion installations |  | TRUE | 2017 | Carbon dioxide (CO2) | Greenhouse gases | 61 | 511 | Air | 1 | 176.3318 | 227.6786 | 102.7 | 629.7564 | 0.29508 | 200 | 1226.4 | 0.42556 | 143.4888 | 1.2 | 511.9481 | 43.16 | 84.0506 | 40.5599 | 9.861 | 5.4848 | 3.7561 | 0.72499 | 13.4937 | 0 | 10.639 | 0 | 1147.2921 | 218 | 19.6727 | 9.5651 | 89.82% | 162
6698 | 1406 | Kotkamills Oy, Kotkan tehtaat | Gutzeitintie 1 |  | 48100 | KOTKA | Finland | 60.4703 | 26.9607 | FI | Kaakkois-Suomen ELY ympäristö ja luonnonvarat | 6.(b) | Paper and wood production processing | Industrial plants for the production of paper and board and other primary wood products |  | TRUE | 2017 | Carbon dioxide (CO2) | Greenhouse gases | 11 | 502 | Air | 0.47211 | 201.522 | 195.71 | 102.7 | 719.7216 | 0.29508 | 200 | 1401.6 | 0.077087 | 163.9872 | 1 | 419.1095 | 43.16 | 84.0506 | 35.49 | 8.6284 | 4.7992 | 3.7561 | 0.72499 | 11.807 | 0 | 1.9272 | 0.38278 | 146.9462 | 128 | 19.6727 | 11.9803 | 87.26% | 195
8108 | 2480-105-02 | SCA Obbola AB | Linjevägen 33 |  | 91341 | Obbola | Sweden | 63.7012 | 20.3211 | SE2 | Länsstyrelsen i Västerbotten | 6.(a) | Paper and wood production processing | Industrial plants for the production of pulp from timber or similar fibrous materials |  | TRUE | 2017 | Carbon dioxide (CO2) | Greenhouse gases | 11 | 501 | Air | 0.062874 | 201.522 | 195.3201 | 102.7 | 719.7216 | 0.95871 | 200 | 1401.6 | 0 | 163.9872 | 0.7 | 292.7922 | 40.97 | 79.7858 | 35.49 | 8.6284 | 4.7992 | 3.7561 | 0.72499 | 11.807 | 0 | 0 | 0.38202 | 144.6093 | 100 | 6.879 | 5.8212 | 93.81% | 130
7049 | 16248 | Kymin Voima Oy | Selluntie 3 |  | 45700 | KUUSANKOSKI | Finland | 60.9068 | 26.6663 | FI | Kaakkois-Suomen ELY ympäristö ja luonnonvarat | 1.(c) | Energy sector | Thermal power stations and other combustion installations |  | TRUE | 2017 | Carbon dioxide (CO2) | Greenhouse gases | 61 | 500 | Air | 0 | 176.3318 | 222.7775 | 102.7 | 629.7564 | 0.29508 | 200 | 1226.4 | 0.091588 | 143.4888 | 1 | 417.4397 | 43.16 | 84.0506 | 40.5599 | 9.861 | 5.4848 | 3.7561 | 0.72499 | 13.4937 | 0 | 2.2897 | 0 | 155.6414 | 183 | 19.6727 | 11.849 | 87.39% | 191
192086 | 0805.0039.01 | Yara Norge, Yara Porsgrunn | Hydrovegen 55 |  | 3936 | Porsgrunn | Norway | 59.1205 | 9.6214 | NO2 | Miljødirektoratet | 4.(c) | Chemical industry | Chemical installations for the production on an industrial scale of phosphorous-, nitrogen- or potassium-based fertilisers (simple or compound fertilisers) |  | TRUE | 2017 | Carbon dioxide (CO2) | Greenhouse gases | 72 | 487 | Air | 1 | 201.522 | 189.8621 | 102.7 | 719.7216 | 0.99808 | 200 | 1401.6 | 0.01106 | 163.9872 | 0.5 | 203.2931 | 35.72 | 69.5618 | 35.49 | 8.6284 | 3.6119 | 3.0974 | 0.72499 | 11.1376 | 0 | 0.2765 | 0 | 131.9755 | 23 | 0.467 | 2.3499 | 97.5% | 30
8241 | 2584-101 | LKAB - Kirunagruvan | Kirunavaaravägen 1 |  | 981 86 | Kiruna | Sweden | 67.8494 | 20.1909 | SE1 | Länsstyrelsen i Norrbottens län | 2.(a) | Productiona and processing of metals | Metal ore (including sulphide ore) roasting or sintering installations |  | TRUE | 2017 | Carbon dioxide (CO2) | Greenhouse gases | 8 | 479.1 | Air | 0.99979 | 201.522 | 186.7822 | 102.7 | 719.7216 | 0.96944 | 200 | 1401.6 | 0.020355 | 163.9872 | 0.8 | 319.9258 | 40.58 | 79.0263 | 35.49 | 8.6284 | 6.3769 | 4.5997 | 0.72499 | 12.6964 | 0 | 0.50887 | 0 | 147.0336 | 130 | 7.052 | 5.8387 | 93.79% | 134
26599 | 570297-2609 | Norðurál Grundartanga | Grundartangi |  | 301 | Akranes | Iceland | 64.3638 | -21.7738 | IS | Umhverfisstofnun | 2.(e) | Productiona and processing of metals | Installations: - For the production of non-ferrous crude metals from ore, concentrates or secondary raw materials by metallurgical, chemical or electrolytic processes | Al | TRUE | 2017 | Carbon dioxide (CO2) | Greenhouse gases | 31 | 479 | Air | 1 | 201.522 | 186.7432 | 102.7 | 719.7216 | 1 | 200 | 1401.6 | 0.03406 | 163.9872 | 0.4 | 159.9629 | 40 | 77.8968 | 35.49 | 8.6284 | 6.3769 | 4.5997 | 0.72499 | 12.6964 | 0 | 0.85151 | 0 | 145.5615 | 113 | 0 | 2.1 | 97.77% | 1
192383 | 1845.0004.01 | Elkem Salten | Valjord |  | 8226 | Straumen | Norway | 67.3635 | 15.5894 | NO4 | Miljødirektoratet | 2.(e) | Productiona and processing of metals | Installations: - For the production of non-ferrous crude metals from ore, concentrates or secondary raw materials by metallurgical, chemical or electrolytic processes | Si | TRUE | 2017 | Carbon dioxide (CO2) | Greenhouse gases | 32 | 476 | Air | 0.68067 | 201.522 | 185.5736 | 102.7 | 719.7216 | 0.99315 | 200 | 1401.6 | 0 | 163.9872 | 0.4 | 158.961 | 32.69 | 63.6611 | 35.49 | 8.6284 | 6.3769 | 4.5997 | 0.72499 | 12.6964 | 0 | 0 | 0 | 132.1774 | 26 | 0.395 | 2.3137 | 97.54% | 11
10313 | 5839 | DONG ENERGY POWER A/S, Studstrupværket | Ny Studstrupvej | 14 | 8541 | Skødstrup | Denmark | 56.2515 | 10.3438 | DK1 | miljøstyrelsen | 1.(c) | Energy sector | Thermal power stations and other combustion installations |  | TRUE | 2017 | Carbon dioxide (CO2) | Greenhouse gases | 61 | 475 | Air | 1 | 176.3318 | 211.6386 | 102.7 | 629.7564 | 0.71475 | 200 | 1226.4 | 0.77911 | 143.4888 | 1.6 | 634.5083 | 42.12 | 82.0253 | 40.5599 | 9.861 | 5.4848 | 3.7561 | 0.72499 | 13.4937 | 0 | 19.4778 | 0 | 1136.428 | 196 | 20.906 | 8.4566 | 91% | 153
6188 | 1177 | Vantaan Energia Oy, Martinlaakso | MARTINKYLÄNTIE 19 |  | 01620 | VANTAA | Finland | 60.2821 | 24.8367 | FI | Uudenmaan ELY ympäristö ja luonnonvarat | 1.(c) | Energy sector | Thermal power stations and other combustion installations |  | TRUE | 2017 | Carbon dioxide (CO2) | Greenhouse gases | 61 | 462 | Air | 1 | 176.3318 | 205.8464 | 102.7 | 629.7564 | 0.29508 | 200 | 1226.4 | 0.77911 | 143.4888 | 2.2 | 848.5714 | 43.16 | 84.0506 | 40.5599 | 9.861 | 5.4848 | 3.7561 | 0.72499 | 13.4937 | 0 | 19.4778 | 0 | 1138.4533 | 199 | 19.6727 | 8.0816 | 91.4% | 141
6797 | 1480-1179 | Preem AB Preemraff Göteborg | Raffinaderivägen 25 |  | 41879 | GÖTEBORG | Sweden | 57.7106 | 11.8238 | SE3 | Länsstyrelsen i Västra Götalands län | 1.(a) | Energy sector | Mineral oil and gas refineries |  | TRUE | 2017 | Carbon dioxide (CO2) | Greenhouse gases | 52 | 461 | Air | 1 | 201.522 | 179.7257 | 102.7 | 719.7216 | 0.28898 | 200 | 1401.6 | 0.77911 | 163.9872 | 0.8 | 307.9035 | 41.38 | 80.5842 | 35.49 | 8.6284 | 5.1478 | 4.0687 | 0.72499 | 12.0035 | 0 | 19.4778 | 0 | 127.1697 | 8 | 5.738 | 3.8447 | 95.91% | 41
7322 | 1882-102 | Ahlstrom-Munksjö Aspa Bruk AB | Aspabruk |  | 696 80 | Aspabruk | Sweden | 58.7543 | 14.8051 | SE3 | Länsstyrelsen i Örebro län | 6.(a) | Paper and wood production processing | Industrial plants for the production of pulp from timber or similar fibrous materials |  | TRUE | 2017 | Carbon dioxide (CO2) | Greenhouse gases | 11 | 449 | Air | 0.043207 | 201.522 | 175.0474 | 102.7 | 719.7216 | 0.28898 | 200 | 1401.6 | 0 | 163.9872 | 1.7 | 637.2635 | 41.38 | 80.5842 | 35.49 | 8.6284 | 4.7992 | 3.7561 | 0.72499 | 11.807 | 0 | 0 | 0.34237 | 145.4474 | 110 | 5.738 | 5.204 | 94.46% | 102
7662 | 2096 | TAMPEREEN SÄHKÖLAITOS OY, NAISTENLAHDEN VOIMALAITOS | Rauhaniementie 13 |  | 33100 | TAMPERE | Finland | 61.51 | 23.7767 | FI | Pirkanmaan ELY ympäristö ja luonnonvarat | 1.(c) | Energy sector | Thermal power stations and other combustion installations |  | TRUE | 2017 | Carbon dioxide (CO2) | Greenhouse gases | 63 | 437 | Air | 0.60183 | 176.3318 | 194.7075 | 102.7 | 629.7564 | 0.29508 | 200 | 1226.4 | 0.77911 | 143.4888 | 1 | 364.8423 | 43.16 | 84.0506 | 40.5599 | 9.861 | 7.2878 | 4.5997 | 0.72499 | 14.5102 | 0 | 19.4778 | 0 | 1142.1164 | 207 | 19.6727 | 8.0816 | 91.4% | 141
192362 | 1824.0013.01 | Alcoa Mosjøen | Havnegata 40 |  | 8663 | Mosjøen | Norway | 65.8471 | 13.1903 | NO4 | Miljødirektoratet | 2.(e) | Productiona and processing of metals | Installations: - For the production of non-ferrous crude metals from ore, concentrates or secondary raw materials by metallurgical, chemical or electrolytic processes | Al | TRUE | 2017 | Carbon dioxide (CO2) | Greenhouse gases | 31 | 433 | Air | 1 | 201.522 | 168.8096 | 102.7 | 719.7216 | 0.99315 | 200 | 1401.6 | 0.0077808 | 163.9872 | 0.3 | 108.4508 | 32.69 | 63.6611 | 35.49 | 8.6284 | 6.3769 | 4.5997 | 0.72499 | 12.6964 | 0 | 0.19452 | 0 | 131.9828 | 24 | 0.395 | 2.312 | 97.54% | 10
192094 | 0814.0019.01 | NORETYL AS | Herreveien 801 |  | 3962 | STATHELLE | Norway | 59.0961 | 9.5933 | NO2 | Miljødirektoratet | 4.(a) | Chemical industry | Chemical installations for the production on an industrial scale of basic organic chemicals, such as: | - Simple hydrocarbons (linear or cyclic, saturated or unsaturated, aliphatic or aromatic) | TRUE | 2017 | Carbon dioxide (CO2) | Greenhouse gases | 73 | 432 | Air | 1 | 201.522 | 168.4198 | 102.7 | 719.7216 | 0.99808 | 200 | 1401.6 | 0 | 163.9872 | 0.5 | 180.334 | 35.72 | 69.5618 | 35.49 | 8.6284 | 6.3769 | 4.5997 | 0.72499 | 12.6964 | 0 | 0 | 10.4207 | 127.6574 | 11 | 0.467 | 2.3526 | 97.5% | 33
17086 | 100183092 | Rauman Biovoima Oy | Tikkalantie 1 |  | 26100 | RAUMA | Finland | 61.1175 | 21.4778 | FI | Varsinais-Suomen ELY ympäristö ja luonnonvarat | 1.(c) | Energy sector | Thermal power stations and other combustion installations |  | TRUE | 2017 | Carbon dioxide (CO2) | Greenhouse gases | 61 | 419 | Air | 0.13222 | 176.3318 | 186.6875 | 102.7 | 629.7564 | 0.29508 | 200 | 1226.4 | 0.16314 | 143.4888 | 1 | 349.8145 | 43.16 | 84.0506 | 40.5599 | 9.861 | 5.4848 | 3.7561 | 0.72499 | 13.4937 | 0 | 4.0786 | 0 | 153.8525 | 170 | 19.6727 | 11.2493 | 88.03% | 179
8944 | 3500 | Borealis Polymers Oy, Olefiinituotanto | Petrokemiantie |  | 06850 | PORVOO | Finland | 60.3005 | 25.5211 | FI | Uudenmaan ELY ympäristö ja luonnonvarat | 4.(a) | Chemical industry | Chemical installations for the production on an industrial scale of basic organic chemicals, such as: |  | TRUE | 2017 | Carbon dioxide (CO2) | Greenhouse gases | 74 | 416 | Air | 1 | 201.522 | 162.182 | 102.7 | 719.7216 | 0.29508 | 200 | 1401.6 | 0.072937 | 163.9872 | 1.4 | 486.2338 | 43.16 | 84.0506 | 35.49 | 8.6284 | 6.3769 | 4.5997 | 0.72499 | 12.6964 | 0 | 1.8234 | 0 | 150.7434 | 163 | 19.6727 | 12.0185 | 87.21% | 199
195 | 0191-81-008 | BRISTAVERKET | Returvägen |  | 19530 | SIGTUNA | Sweden | 59.6147 | 17.8725 | SE3 | Sigtuna kommun | 1.(c) | Energy sector | Thermal power stations and other combustion installations |  | TRUE | 2017 | Carbon dioxide (CO2) | Greenhouse gases | 61 | 412 | Air | 0.19903 | 176.3318 | 183.5686 | 102.7 | 629.7564 | 0.28898 | 200 | 1226.4 | 0 | 143.4888 | 3.4 | 1169.4991 | 41.38 | 80.5842 | 40.5599 | 9.861 | 5.4848 | 3.7561 | 0.72499 | 13.4937 | 0 | 0 | 0 | 154.4647 | 175 | 5.738 | 5.204 | 94.46% | 102
6831 | 1496-1102 | Cementa AB Skövdefabriken | Cementvägen 1 |  | 54121 | SKÖVDE | Sweden | 58.3844 | 13.8248 | SE3 | Länsstyrelsen i Västra Götalands län | 3.(c) | Mineral industry | Installations for the production of: |  | TRUE | 2017 | Carbon dioxide (CO2) | Greenhouse gases | 4 | 408 | Air | 0.97794 | 201.522 | 159.0631 | 102.7 | 719.7216 | 0.28898 | 200 | 1401.6 | 0.053516 | 163.9872 | 0.8 | 272.5046 | 41.38 | 80.5842 | 35.49 | 8.6284 | 4.1921 | 3.4081 | 0.72499 | 11.4647 | 0 | 1.3379 | 0 | 143.1545 | 77 | 5.738 | 5.0463 | 94.63% | 82
6394 | 1274 | A/S DANSK SHELL SHELL-RAFFINADERIET | Egeskovvej | 265 | 7000 | Fredericia | Denmark | 55.5898 | 9.7485 | DK1 | miljøstyrelsen | 1.(a) | Energy sector | Mineral oil and gas refineries |  | TRUE | 2017 | Carbon dioxide (CO2) | Greenhouse gases | 51 | 403 | Air | 1 | 201.522 | 157.1138 | 102.7 | 719.7216 | 0.71475 | 200 | 1401.6 | 0.077209 | 163.9872 | 0.9 | 302.8108 | 42.12 | 82.0253 | 35.49 | 8.6284 | 4.7992 | 3.7561 | 0.72499 | 11.807 | 0 | 1.9302 | 0 | 145.3006 | 108 | 20.906 | 12.5985 | 86.6% | 216
192390 | 1850.0002.01 | Norcem Kjøpsvik | Behrens vei 15 |  | 8590 | Kjøpsvik | Norway | 68.0942 | 16.3739 | NO4 | Miljødirektoratet | 3.(c) | Mineral industry | Installations for the production of: | - Cement clinker in rotary kilns | TRUE | 2017 | Carbon dioxide (CO2) | Greenhouse gases | 4 | 401 | Air | 0.96758 | 201.522 | 156.3341 | 102.7 | 719.7216 | 0.99315 | 200 | 1401.6 | 0 | 163.9872 | 0.5 | 167.3933 | 32.69 | 63.6611 | 35.49 | 8.6284 | 4.1921 | 3.4081 | 0.72499 | 11.4647 | 0 | 0 | 0 | 127.5693 | 10 | 0.395 | 2.3137 | 97.54% | 11
8110 | 2480-137-06 | Dåva kraftvärmeverk | Dåva Energiväg 1 |  | 90595 | Umeå | Sweden | 63.8685 | 20.4106 | SE2 | Länsstyrelsen i Västerbotten | 1.(c) | Energy sector | Thermal power stations and other combustion installations |  | TRUE | 2017 | Carbon dioxide (CO2) | Greenhouse gases | 61 | 398 | Air | 0.18467 | 176.3318 | 177.3309 | 102.7 | 629.7564 | 0.95871 | 200 | 1226.4 | 0.32305 | 143.4888 | 0.7 | 232.5974 | 40.97 | 79.7858 | 40.5599 | 9.861 | 5.4848 | 3.7561 | 0.72499 | 13.4937 | 0 | 8.0762 | 0 | 145.59 | 114 | 6.879 | 4.9126 | 94.77% | 78
7318 | 1880-113 | E.ON Värme Sverige AB, Åbyverket | Idrottsvägen 37 |  | 70118 | Örebro | Sweden | 59.2652 | 15.1783 | SE3 | Örebro kommun | 1.(c) | Energy sector | Thermal power stations and other combustion installations |  | TRUE | 2017 | Carbon dioxide (CO2) | Greenhouse gases | 61 | 395 | Air | 0.15342 | 176.3318 | 175.9942 | 102.7 | 629.7564 | 0.28898 | 200 | 1226.4 | 0.31103 | 143.4888 | 1.2 | 395.7328 | 41.38 | 80.5842 | 40.5599 | 9.861 | 5.4848 | 3.7561 | 0.72499 | 13.4937 | 0 | 7.7757 | 0 | 146.689 | 125 | 5.738 | 4.4676 | 95.25% | 63
192040 | 0301.0430.01 | Fortum Oslo Varme | Klemetsrudveien 1 |  | 1278 | Oslo | Norway | 59.8406 | 10.8358 | NO1 | Miljødirektoratet | 5.(b) | Waste and waste water management | Installations for the incineration of non-hazardous waste in the scope of Directive 2000/76/EC of the European Parliament and of the Council of 4 December 2000 on the incineration of waste |  | TRUE | 2017 | Carbon dioxide (CO2) | Greenhouse gases | 61 | 385 | Air | 0.48312 | 201.522 | 150.0963 | 102.7 | 719.7216 | 0.99164 | 200 | 1401.6 | 0.60273 | 163.9872 | 1.4 | 450 | 38.19 | 74.372 | 35.49 | 8.6284 | 4.7992 | 3.7561 | 0.72499 | 11.807 | 0 | 15.0683 | 0 | 124.5092 | 2 | 0.364 | 2.2229 | 97.64% | 5
8226 | 2577 | Finnsementti Oy, Lappeenrannan sementtitehdas | POIKKITIE 1 |  | 53500 | LAPPEENRANTA | Finland | 61.0307 | 28.1744 | FI | Kaakkois-Suomen ELY ympäristö ja luonnonvarat | 3.(c) | Mineral industry | Installations for the production of: |  | TRUE | 2017 | Carbon dioxide (CO2) | Greenhouse gases | 4 | 375 | Air | 1 | 201.522 | 146.1977 | 102.7 | 719.7216 | 0.29508 | 200 | 1401.6 | 0.16563 | 163.9872 | 1.1 | 344.3878 | 43.16 | 84.0506 | 35.49 | 8.6284 | 4.1921 | 3.4081 | 0.72499 | 11.4647 | 0 | 4.1407 | 0 | 143.818 | 90 | 19.6727 | 11.2298 | 88.05% | 176
493 | 0380-60-016 | Boländeranläggningarna, Avfallsförbränningsanläggn | Bolandsgatan 13 |  | 753 23 | UPPSALA | Sweden | 59.8522 | 17.6758 | SE3 | Uppsala kommun | 5.(b) | Waste and waste water management | Installations for the incineration of non-hazardous waste in the scope of Directive 2000/76/EC of the European Parliament and of the Council of 4 December 2000 on the incineration of waste |  | TRUE | 2017 | Carbon dioxide (CO2) | Greenhouse gases | 61 | 374 | Air | 0.4385 | 201.522 | 145.8079 | 102.7 | 719.7216 | 0.28898 | 200 | 1401.6 | 0.46947 | 163.9872 | 3.4 | 1061.6327 | 41.38 | 80.5842 | 35.49 | 8.6284 | 4.7992 | 3.7561 | 0.72499 | 11.807 | 0 | 11.7368 | 0 | 134.053 | 35 | 5.738 | 4.2123 | 95.52% | 58
67512 | 100184511 | Tornion Voima Oy, Röyttän teollisuusalueen voimalaitos ja kattilalai | Outokumpu, Tornion tehtaat, Röyttä |  | 95400 | TORNIO | Finland | 65.7696 | 24.1757 | FI | Lapin ELY ympäristö ja luonnonvarat | 1.(c) | Energy sector | Thermal power stations and other combustion installations |  | TRUE | 2017 | Carbon dioxide (CO2) | Greenhouse gases | 61 | 365 | Air | 0.73425 | 176.3318 | 162.6276 | 102.7 | 629.7564 | 0.29508 | 200 | 1226.4 | 0.0064438 | 143.4888 | 1.1 | 335.2041 | 43.16 | 84.0506 | 40.5599 | 9.861 | 5.4848 | 3.7561 | 0.72499 | 13.4937 | 0 | 0.1611 | 0 | 1157.77 | 230 | 19.6727 | 12.6738 | 86.52% | 221
7948 | 2300 | LAHTI ENERGIA OY, KYMIJÄRVEN VOIMALAITOS | Voimakatu 16 |  | 15170 | LAHTI | Finland | 60.9916 | 25.7201 | FI | Hämeen ELY ympäristö ja luonnonvarat | 1.(c) | Energy sector | Thermal power stations and other combustion installations |  | TRUE | 2017 | Carbon dioxide (CO2) | Greenhouse gases | 61 | 353 | Air | 1 | 176.3318 | 157.2809 | 102.7 | 629.7564 | 0.29508 | 200 | 1226.4 | 0.45716 | 143.4888 | 1.4 | 412.5974 | 43.16 | 84.0506 | 40.5599 | 9.861 | 5.4848 | 3.7561 | 0.72499 | 13.4937 | 0 | 11.4289 | 0 | 1146.5022 | 215 | 19.6727 | 9.4032 | 90% | 161
6166 | 1162 | Stora Enso Oyj, Heinolan Flutingtehdas | Rautsalo |  | 18100 | HEINOLA | Finland | 61.1788 | 26.0805 | FI | Hämeen ELY ympäristö ja luonnonvarat | 6.(a) | Paper and wood production processing | Industrial plants for the production of pulp from timber or similar fibrous materials |  | TRUE | 2017 | Carbon dioxide (CO2) | Greenhouse gases | 12 | 345 | Air | 0.42029 | 201.522 | 134.5019 | 102.7 | 719.7216 | 0.29508 | 200 | 1401.6 | 0.029656 | 163.9872 | 1 | 288.0334 | 43.16 | 84.0506 | 35.49 | 8.6284 | 4.7992 | 3.7561 | 0.72499 | 11.807 | 0 | 0.74139 | 0 | 148.5148 | 144 | 19.6727 | 12.4354 | 86.77% | 207
9893 | 500 | DONG ENERGY POWER A/S, Avedøreværket | Hammerholmen | 50 | 2650 | Hvidovre | Denmark | 55.6021 | 12.4837 | DK2 | miljøstyrelsen | 1.(c) | Energy sector | Thermal power stations and other combustion installations |  | TRUE | 2017 | Carbon dioxide (CO2) | Greenhouse gases | 61 | 337 | Air | 1 | 176.3318 | 150.152 | 102.7 | 629.7564 | 0.63776 | 200 | 1226.4 | 0.77911 | 143.4888 | 1.3 | 365.7607 | 43.02 | 83.778 | 40.5599 | 9.861 | 5.4848 | 3.7561 | 0.72499 | 13.4937 | 0 | 19.4778 | 0 | 1138.1807 | 197 | 22.629 | 8.9805 | 90.45% | 155
192151 | 1149.0029.01 | Hydro Aluminium, Karmøy | Hydrovegen 160 |  | 4265 | Håvik | Norway | 59.3149 | 5.3126 | NO2 | Miljødirektoratet | 2.(e) | Productiona and processing of metals | Installations: - For the production of non-ferrous crude metals from ore, concentrates or secondary raw materials by metallurgical, chemical or electrolytic processes | Al | TRUE | 2017 | Carbon dioxide (CO2) | Greenhouse gases | 31 | 336 | Air | 1 | 201.522 | 130.9932 | 102.7 | 719.7216 | 0.99808 | 200 | 1401.6 | 0 | 163.9872 | 0.9 | 252.4675 | 35.72 | 69.5618 | 35.49 | 8.6284 | 6.3769 | 4.5997 | 0.72499 | 12.6964 | 0 | 0 | 0 | 138.078 | 55 | 0.467 | 2.3526 | 97.5% | 33
26604 | 680466-0179 | Alcan á Íslandi hf. | Straumsvík |  | 222 | Hafnarfjörður | Iceland | 64.0462 | -22.0286 | IS | Umhverfisstofnun | 2.(e) | Productiona and processing of metals | Installations: - For the production of non-ferrous crude metals from ore, concentrates or secondary raw materials by metallurgical, chemical or electrolytic processes | Al | TRUE | 2017 | Carbon dioxide (CO2) | Greenhouse gases | 31 | 333 | Air | 1 | 201.522 | 129.8236 | 102.7 | 719.7216 | 1 | 200 | 1401.6 | 0 | 163.9872 | 0.4 | 111.2059 | 40 | 77.8968 | 35.49 | 8.6284 | 6.3769 | 4.5997 | 0.72499 | 12.6964 | 0 | 0 | 0 | 146.413 | 122 | 0 | 2.1 | 97.77% | 1
7391 | 1931 | Fortum Waste Solutions oy, Riihimäen toimipiste | Kuulojankatu 1 |  | 11120 | RIIHIMÄKI | Finland | 60.7687 | 24.8269 | FI | Hämeen ELY ympäristö ja luonnonvarat | 5.(a) | Waste and waste water management | Installations for the recovery or disposal of hazardous waste |  | TRUE | 2017 | Carbon dioxide (CO2) | Greenhouse gases | 61 | 331 | Air | 1 | 201.522 | 129.0438 | 102.7 | 719.7216 | 0.29508 | 200 | 1401.6 | 0.08441 | 163.9872 | 2.2 | 607.9592 | 43.16 | 84.0506 | 35.49 | 8.6284 | 4.7992 | 3.7561 | 0.72499 | 11.807 | 0 | 2.1103 | 0 | 147.1459 | 132 | 19.6727 | 11.9136 | 87.33% | 192
552 | 0484-179 | Värmeverket Vattumannen | Ståhlbergsvägen 2 |  | 631 86 | Eskilstuna | Sweden | 59.3807 | 16.4966 | SE3 | Eskilstuna kommun | 1.(c) | Energy sector | Thermal power stations and other combustion installations |  | TRUE | 2017 | Carbon dioxide (CO2) | Greenhouse gases | 61 | 330.1 | Air | 0.0096637 | 176.3318 | 147.0777 | 102.7 | 629.7564 | 0.28898 | 200 | 1226.4 | 0.15438 | 143.4888 | 1.2 | 330.6122 | 41.38 | 80.5842 | 40.5599 | 9.861 | 5.4848 | 3.7561 | 0.72499 | 13.4937 | 0 | 3.8594 | 0 | 150.6053 | 160 | 5.738 | 4.7889 | 94.91% | 73
192073 | 0704.0064.01 | Esso Norge, Slagentangen | Essoveien 100 |  | 3153 | Tolvsrød | Norway | 59.3211 | 10.5136 | NO2 | Miljødirektoratet | 1.(a) | Energy sector | Mineral oil and gas refineries |  | TRUE | 2017 | Carbon dioxide (CO2) | Greenhouse gases | 51 | 330 | Air | 1 | 201.522 | 128.654 | 102.7 | 719.7216 | 0.99808 | 200 | 1401.6 | 0.037237 | 163.9872 | 0.6 | 165.3061 | 35.72 | 69.5618 | 35.49 | 8.6284 | 4.7992 | 3.7561 | 0.72499 | 11.807 | 0 | 0.93092 | 0 | 133.8365 | 34 | 0.467 | 2.3436 | 97.51% | 28
7916 | 2281-101 | SCA Ortviken | Killingholmen |  | 85633 | SUNDSVALL | Sweden | 62.3935 | 17.36 | SE2 | Länsstyrelsen i Västernorrlands län | 6.(b) | Paper and wood production processing | Industrial plants for the production of paper and board and other primary wood products |  | TRUE | 2017 | Carbon dioxide (CO2) | Greenhouse gases | 12 | 327 | Air | 0.051988 | 201.522 | 127.4844 | 102.7 | 719.7216 | 0.95871 | 200 | 1401.6 | 0.13272 | 163.9872 | 1.2 | 327.6067 | 40.97 | 79.7858 | 35.49 | 8.6284 | 4.7992 | 3.7561 | 0.72499 | 11.807 | 0 | 3.3179 | 0 | 141.6734 | 64 | 6.879 | 5.3852 | 94.27% | 110
192135 | 1135.0001.01 | ERAMET NORWAY AS, Sauda | Birkelandsvegen 1 |  | 4200 | Sauda | Norway | 59.647 | 6.3608 | NO2 | Miljødirektoratet | 2.(e) | Productiona and processing of metals | Installations: - For the production of non-ferrous crude metals from ore, concentrates or secondary raw materials by metallurgical, chemical or electrolytic processes | FeMn | TRUE | 2017 | Carbon dioxide (CO2) | Greenhouse gases | 34 | 320 | Air | 1 | 201.522 | 124.7554 | 102.7 | 719.7216 | 0.99808 | 200 | 1401.6 | 0 | 163.9872 | 0.1 | 26.7161 | 35.72 | 69.5618 | 35.49 | 8.6284 | 4.0774 | 3.2664 | 0.72499 | 11.4001 | 0 | 0 | 1.6182 | 131.5307 | 20 | 0.467 | 2.3526 | 97.5% | 33
192262 | 1438.0002.01 | Elkem Bremanger | Gunnar Scheldrups veg 1 |  | 6723 | Svelgen | Norway | 61.7732 | 5.2965 | NO3 | Miljødirektoratet | 2.(e) | Productiona and processing of metals | Installations: - For the production of non-ferrous crude metals from ore, concentrates or secondary raw materials by metallurgical, chemical or electrolytic processes | Si & FeSi | TRUE | 2017 | Carbon dioxide (CO2) | Greenhouse gases | 33 | 319 | Air | 0.76803 | 201.522 | 124.3655 | 102.7 | 719.7216 | 0.99957 | 200 | 1401.6 | 0 | 163.9872 | 0.2 | 53.2653 | 33.51 | 65.258 | 35.49 | 8.6284 | 4.7992 | 3.7561 | 0.72499 | 11.807 | 0 | 0 | 0 | 130.4636 | 17 | 0.426 | 2.3304 | 97.52% | 23
190 | 0181-81-003 | Igelsta värmeverk | Nynäsvägen 43 |  | 15257 | SÖDERTÄLJE | Sweden | 59.1775 | 17.6652 | SE3 | Södertälje kommun, tillsynsmyndighet | 1.(c) | Energy sector | Thermal power stations and other combustion installations |  | TRUE | 2017 | Carbon dioxide (CO2) | Greenhouse gases | 61 | 318.1 | Air | 0.25275 | 176.3318 | 141.731 | 102.7 | 629.7564 | 0.28898 | 200 | 1226.4 | 0.22045 | 143.4888 | 1.2 | 318.59 | 41.38 | 80.5842 | 40.5599 | 9.861 | 5.4848 | 3.7561 | 0.72499 | 13.4937 | 0 | 5.5112 | 0 | 148.9535 | 147 | 5.738 | 4.6433 | 95.06% | 68
41949 | 0780-116 | Sandviksverket | Lantmannavägen 4 |  | 351 06 | VÄXJÖ | Sweden | 56.868 | 14.8378 | SE4 | Länsstyrelsen i Kronobergs län | 1.(c) | Energy sector | Thermal power stations and other combustion installations |  | TRUE | 2017 | Carbon dioxide (CO2) | Greenhouse gases | 61 | 318 | Air | 0.041509 | 176.3318 | 141.6865 | 102.7 | 629.7564 | 0.86217 | 200 | 1226.4 | 0.16148 | 143.4888 | 0.9 | 238.9425 | 41.5 | 80.8179 | 40.5599 | 9.861 | 5.4848 | 3.7561 | 0.72499 | 13.4937 | 0 | 4.0369 | 0 | 150.6615 | 161 | 6.412 | 5.0863 | 94.59% | 87
42032 | 0680-81-017 | Kraftvärmeverket Torsvik, KVVT1 (avfall) och KVVT2 (flis) | Energivägen |  | 00000 | Jönköping | Sweden | 57.696 | 14.1517 | SE3 | Länsstyrelsen i Jönköpings län | 5.(b) | Waste and waste water management | Installations for the incineration of non-hazardous waste in the scope of Directive 2000/76/EC of the European Parliament and of the Council of 4 December 2000 on the incineration of waste |  | TRUE | 2017 | Carbon dioxide (CO2) | Greenhouse gases | 61 | 313 | Air | 0.21406 | 201.522 | 122.0264 | 102.7 | 719.7216 | 0.28898 | 200 | 1401.6 | 0.049979 | 163.9872 | 1.7 | 444.2393 | 41.38 | 80.5842 | 35.49 | 8.6284 | 4.7992 | 3.7561 | 0.72499 | 11.807 | 0 | 1.2495 | 0 | 144.5403 | 99 | 5.738 | 5.0562 | 94.62% | 83
192287 | 1576.0023.01 | Equinor ASA avd.Tjeldbergodden Metanolfabrikk | Kjørsvikbugen |  | 6699 | Kjørsvikbugen | Norway | 63.4124 | 8.685 | NO3 | Miljødirektoratet | 4.(b) | Chemical industry | Chemical installations for the production on an industrial scale of basic inorganic chemicals, such as: | - Acids | TRUE | 2017 | Carbon dioxide (CO2) | Greenhouse gases | 75 | 312 | Air | 1 | 201.522 | 121.6365 | 102.7 | 719.7216 | 0.99957 | 200 | 1401.6 | 0 | 163.9872 | 0.2 | 52.0965 | 33.51 | 65.258 | 35.49 | 8.6284 | 6.3769 | 4.5997 | 0.72499 | 12.6964 | 0 | 0 | 15.1899 | 118.5844 | 1 | 0.426 | 2.3304 | 97.52% | 23
6097 | 11179 | Sappi Finland Operations Oy, Kirkniemen voimalaitos | Pikkukyläntie |  | 08800 | LOHJA | Finland | 60.1905 | 23.9455 | FI | Uudenmaan ELY ympäristö ja luonnonvarat | 1.(c) | Energy sector | Thermal power stations and other combustion installations |  | TRUE | 2017 | Carbon dioxide (CO2) | Greenhouse gases | 61 | 311 | Air | 0.74277 | 176.3318 | 138.5676 | 102.7 | 629.7564 | 0.29508 | 200 | 1226.4 | 0.037678 | 143.4888 | 1.4 | 363.5065 | 43.16 | 84.0506 | 40.5599 | 9.861 | 5.4848 | 3.7561 | 0.72499 | 13.4937 | 0 | 0.94194 | 0 | 1156.9892 | 226 | 19.6727 | 12.3555 | 86.86% | 202
7295 | 1861 | Pori Energia Oy, Aittaluodon voimalaitos | Kuninkaanlahdenkatu |  | 28100 | PORI | Finland | 61.4873 | 21.816 | FI | Varsinais-Suomen ELY ympäristö ja luonnonvarat | 1.(c) | Energy sector | Thermal power stations and other combustion installations |  | TRUE | 2017 | Carbon dioxide (CO2) | Greenhouse gases | 61 | 310 | Air | 0.42903 | 176.3318 | 138.122 | 102.7 | 629.7564 | 0.29508 | 200 | 1226.4 | 0.42556 | 143.4888 | 1 | 258.8126 | 43.16 | 84.0506 | 40.5599 | 9.861 | 5.4848 | 3.7561 | 0.72499 | 13.4937 | 0 | 10.639 | 0 | 147.2921 | 133 | 19.6727 | 9.5651 | 89.82% | 162
6828 | 1495 | Powerflute Oy (ent. Savon Sellu Oy) | Selluntie |  | 70101 | KUOPIO | Finland | 62.9462 | 27.72 | FI | Pohjois-Savon ELY ympäristö ja luonnonvarat | 6.(b) | Paper and wood production processing | Industrial plants for the production of paper and board and other primary wood products |  | TRUE | 2017 | Carbon dioxide (CO2) | Greenhouse gases | 13 | 300.2 | Air | 0.31845 | 201.522 | 117.0361 | 102.7 | 719.7216 | 0.29508 | 200 | 1401.6 | 0.19752 | 163.9872 | 1.1 | 275.5102 | 43.16 | 84.0506 | 35.49 | 8.6284 | 4.7992 | 3.7561 | 0.72499 | 11.807 | 0 | 4.9381 | 0 | 144.3181 | 94 | 19.6727 | 10.9866 | 88.31% | 173
6375 | 1262 | Fortum Power and Heat Oy, JOENSUUN VOIMALAITOS | Iiksenvaarantie 2 |  | 80260 | JOENSUU | Finland | 62.591 | 29.8327 | FI | Pohjois-Karjalan ELY ympäristö ja luonnonvarat | 1.(c) | Energy sector | Thermal power stations and other combustion installations |  | TRUE | 2017 | Carbon dioxide (CO2) | Greenhouse gases | 61 | 300.1 | Air | 0.40653 | 176.3318 | 133.711 | 102.7 | 629.7564 | 0.29508 | 200 | 1226.4 | 0.13872 | 143.4888 | 1.1 | 275.5102 | 43.16 | 84.0506 | 40.5599 | 9.861 | 5.4848 | 3.7561 | 0.72499 | 13.4937 | 0 | 3.4681 | 0 | 154.463 | 173 | 19.6727 | 11.4455 | 87.82% | 181
192256 | 1424.0004.01 | Hydro Aluminium, Årdal Metallverk | Verksvegen 1 |  | 6884 | Øvre Årdal | Norway | 61.3116 | 7.8249 | NO5 | Miljødirektoratet | 2.(e) | Productiona and processing of metals | Installations: - For the production of non-ferrous crude metals from ore, concentrates or secondary raw materials by metallurgical, chemical or electrolytic processes | Al | TRUE | 2017 | Carbon dioxide (CO2) | Greenhouse gases | 31 | 300 | Air | 1 | 201.522 | 116.9582 | 102.7 | 719.7216 | 0.99826 | 200 | 1401.6 | 0 | 163.9872 | 0.2 | 50.0928 | 34.94 | 68.0428 | 35.49 | 8.6284 | 6.3769 | 4.5997 | 0.72499 | 12.6964 | 0 | 0 | 0 | 136.5591 | 49 | 0.41 | 2.3218 | 97.53% | 17
192369 | 1833.0035.01 | Elkem Rana AS | Valseløypa 22 |  | 8626 | Mo i Rana | Norway | 66.3134 | 14.1676 | NO4 | Miljødirektoratet | 2.(e) | Productiona and processing of metals | Installations: - For the production of non-ferrous crude metals from ore, concentrates or secondary raw materials by metallurgical, chemical or electrolytic processes | FeSi | TRUE | 2017 | Carbon dioxide (CO2) | Greenhouse gases | 33 | 298 | Air | 0.94295 | 201.522 | 116.1784 | 102.7 | 719.7216 | 0.99315 | 200 | 1401.6 | 0 | 163.9872 | 0.4 | 99.5176 | 32.69 | 63.6611 | 35.49 | 8.6284 | 4.7992 | 3.7561 | 0.72499 | 11.807 | 0 | 0 | 0 | 128.8667 | 13 | 0.395 | 2.3137 | 97.54% | 11
6445 | 1294 | UPM Paper ENA Oy, UPM Specialty Papers Oy, Jämsänkosken paperitehdas | Tiilikantie 17 |  | 42300 | JÄMSÄNKOSKI | Finland | 61.9154 | 25.16 | FI | Keski-Suomen ELY ympäristö ja luonnonvarat | 6.(b) | Paper and wood production processing | Industrial plants for the production of paper and board and other primary wood products |  | TRUE | 2017 | Carbon dioxide (CO2) | Greenhouse gases | 12 | 293.1 | Air | 0.28796 | 201.522 | 114.2681 | 102.7 | 719.7216 | 0.29508 | 200 | 1401.6 | 0 | 163.9872 | 1 | 244.6197 | 43.16 | 84.0506 | 35.49 | 8.6284 | 4.7992 | 3.7561 | 0.72499 | 11.807 | 0 | 0 | 0 | 149.2562 | 151 | 19.6727 | 12.7419 | 86.44% | 227
6822 | 1490-1401 | Ryaverket | Västerlånggatan 10 |  | 50330 | Borås | Sweden | 57.7286 | 12.9287 | SE3 | Länsstyrelsen i Västra Götalands län | 1.(c) | Energy sector | Thermal power stations and other combustion installations |  | TRUE | 2017 | Carbon dioxide (CO2) | Greenhouse gases | 61 | 293 | Air | 0.1587 | 176.3318 | 130.5476 | 102.7 | 629.7564 | 0.28898 | 200 | 1226.4 | 0.14977 | 143.4888 | 0.6 | 146.7718 | 41.38 | 80.5842 | 40.5599 | 9.861 | 5.4848 | 3.7561 | 0.72499 | 13.4937 | 0 | 3.7443 | 0 | 150.7204 | 162 | 5.738 | 4.7996 | 94.89% | 74
192417 | 1931.0020.01 | Finnfjord | Ferroveien 1 |  | 9308 | FINNSNES | Norway | 69.2226 | 18.0822 | NO4 | Miljødirektoratet | 2.(e) | Productiona and processing of metals | Installations: - For the production of non-ferrous crude metals from ore, concentrates or secondary raw materials by metallurgical, chemical or electrolytic processes | FeSi | TRUE | 2017 | Carbon dioxide (CO2) | Greenhouse gases | 33 | 284 | Air | 0.94366 | 201.522 | 110.7204 | 102.7 | 719.7216 | 0.99315 | 200 | 1401.6 | 0 | 163.9872 | 1 | 237.1058 | 32.69 | 63.6611 | 35.49 | 8.6284 | 4.7992 | 3.7561 | 0.72499 | 11.807 | 0 | 0 | 0 | 128.8667 | 13 | 0.395 | 2.3137 | 97.54% | 11
8303 | 2677 | Äänevoima Oy | Kuhnamontie 2 F |  | 44100 | ÄÄNEKOSKI | Finland | 62.5946 | 25.7409 | FI | Keski-Suomen ELY ympäristö ja luonnonvarat | 1.(c) | Energy sector | Thermal power stations and other combustion installations |  | TRUE | 2017 | Carbon dioxide (CO2) | Greenhouse gases | 61 | 278.2 | Air | 0.23185 | 176.3318 | 123.9534 | 102.7 | 629.7564 | 0.29508 | 200 | 1226.4 | 0.027291 | 143.4888 | 1 | 232.0965 | 43.16 | 84.0506 | 40.5599 | 9.861 | 5.4848 | 3.7561 | 0.72499 | 13.4937 | 0 | 0.68229 | 0 | 157.2488 | 189 | 19.6727 | 12.4592 | 86.75% | 208
9002 | 3574 | ETELÄ-SAVON ENERGIA OY, PURSIALAN VOIMALAITOS | Lastaajankatu 6 |  | 50100 | MIKKELI | Finland | 61.6689 | 27.2894 | FI | Etelä-Savon ELY ympäristö ja luonnonvarat | 1.(c) | Energy sector | Thermal power stations and other combustion installations |  | TRUE | 2017 | Carbon dioxide (CO2) | Greenhouse gases | 61 | 278.1 | Air | 0.21 | 176.3318 | 123.9088 | 102.7 | 629.7564 | 0.29508 | 200 | 1226.4 | 0.11079 | 143.4888 | 1 | 232.0965 | 43.16 | 84.0506 | 40.5599 | 9.861 | 5.4848 | 3.7561 | 0.72499 | 13.4937 | 0 | 2.7696 | 0 | 155.1615 | 178 | 19.6727 | 11.6805 | 87.57% | 186
213317 | 1780-1118 | Hedenverket | Hedvägen 20 |  | 65460 | Karlstad | Sweden | 59.3865 | 13.5721 | SE3 | Länsstyrelsen i Värmlands län | 1.(c) | Energy sector | Thermal power stations and other combustion installations |  | TRUE | 2017 | Carbon dioxide (CO2) | Greenhouse gases | 61 | 278 | Air | 0.079856 | 176.3318 | 123.8643 | 102.7 | 629.7564 | 0.28898 | 200 | 1226.4 | 0.18819 | 143.4888 | 0.8 | 185.6772 | 41.38 | 80.5842 | 40.5599 | 9.861 | 5.4848 | 3.7561 | 0.72499 | 13.4937 | 0 | 4.7049 | 0 | 149.7599 | 154 | 5.738 | 4.7123 | 94.99% | 70
192328 | 5024.0011.02 | Elkem Thamshavn | Byveien 10 |  | 7300 | Orkanger | Norway | 63.3259 | 9.8944 | NO3 | Miljødirektoratet | 2.(e) | Productiona and processing of metals | Installations: - For the production of non-ferrous crude metals from ore, concentrates or secondary raw materials by metallurgical, chemical or electrolytic processes | Si | TRUE | 2017 | Carbon dioxide (CO2) | Greenhouse gases | 32 | 277 | Air | 0.76895 | 201.522 | 107.9914 | 102.7 | 719.7216 | 0.99957 | 200 | 1401.6 | 0 | 163.9872 | 0.4 | 92.5046 | 33.51 | 65.258 | 35.49 | 8.6284 | 6.3769 | 4.5997 | 0.72499 | 12.6964 | 0 | 0 | 0 | 133.7742 | 32 | 0.426 | 2.3304 | 97.52% | 23
8114 | 2482-107-01 | Rönnskärsverken | SKORSTENSLEDEN 1, RÖNNSKÄR |  | 93281 | SKELLEFTEHAMN | Sweden | 64.6681 | 21.2687 | SE1 | Länsstyrelsen i Västerbotten | 2.(e) | Productiona and processing of metals | Installations: - For the production of non-ferrous crude metals from ore, concentrates or secondary raw materials by metallurgical, chemical or electrolytic processes | Cu | TRUE | 2017 | Carbon dioxide (CO2) | Greenhouse gases | 36 | 275 | Air | 0.99636 | 201.522 | 107.2117 | 102.7 | 719.7216 | 0.96944 | 200 | 1401.6 | 0.068933 | 163.9872 | 0.9 | 206.6327 | 40.58 | 79.0263 | 35.49 | 8.6284 | 5.1478 | 4.0687 | 0.72499 | 12.0035 | 0 | 1.7233 | 15.1899 | 128.1764 | 12 | 7.052 | 5.6688 | 93.97% | 125
192295 | 5011.0005.01 | Wacker Chemicals Norway | Hollaveien 482 |  | 7200 | Kyrksæterøra | Norway | 63.3178 | 9.1436 | NO3 | Miljødirektoratet | 2.(e) | Productiona and processing of metals | Installations: - For the production of non-ferrous crude metals from ore, concentrates or secondary raw materials by metallurgical, chemical or electrolytic processes | Si | TRUE | 2017 | Carbon dioxide (CO2) | Greenhouse gases | 32 | 274 | Air | 0.90511 | 201.522 | 106.8218 | 102.7 | 719.7216 | 0.99957 | 200 | 1401.6 | 0 | 163.9872 | 0.3 | 68.6271 | 33.51 | 65.258 | 35.49 | 8.6284 | 6.3769 | 4.5997 | 0.72499 | 12.6964 | 0 | 0 | 0 | 133.7742 | 32 | 0.426 | 2.3304 | 97.52% | 23
8249 | 2591 | Stora Enso Oyj, Anjalankosken tehtaat | Ensontie 1 |  | 46900 | INKEROINEN | Finland | 60.7166 | 26.8117 | FI | Kaakkois-Suomen ELY ympäristö ja luonnonvarat | 6.(b) | Paper and wood production processing | Industrial plants for the production of paper and board and other primary wood products |  | TRUE | 2017 | Carbon dioxide (CO2) | Greenhouse gases | 14 | 268 | Air | 0.39925 | 201.522 | 104.4826 | 102.7 | 719.7216 | 0.29508 | 200 | 1401.6 | 0 | 163.9872 | 1 | 223.7477 | 43.16 | 84.0506 | 35.49 | 8.6284 | 4.7992 | 3.7561 | 0.72499 | 11.807 | 0 | 0 | 0 | 149.2562 | 151 | 19.6727 | 12.7419 | 86.44% | 227
42045 | 2380-103 | Lugnviksverket | Wikanders väg |  | 87295 | Lugnvik | Sweden | 63.2069 | 14.6508 | SE2 | Östersunds kommun, samhällsbyggnad | 1.(c) | Energy sector | Thermal power stations and other combustion installations |  | TRUE | 2017 | Carbon dioxide (CO2) | Greenhouse gases | 61 | 267 | Air | 0.074532 | 176.3318 | 118.9632 | 102.7 | 629.7564 | 0.95871 | 200 | 1226.4 | 0.099348 | 143.4888 | 0.5 | 111.4564 | 40.97 | 79.7858 | 40.5599 | 9.861 | 5.4848 | 3.7561 | 0.72499 | 13.4937 | 0 | 2.4837 | 0 | 151.1826 | 165 | 6.879 | 5.4849 | 94.16% | 112
7150 | 1726 | Neste Oyj, Naantalin Jalostamo | Jalostamontie |  | 21100 | NAANTALI | Finland | 60.4537 | 22.0678 | FI | Varsinais-Suomen ELY ympäristö ja luonnonvarat | 1.(a) | Energy sector | Mineral oil and gas refineries |  | TRUE | 2017 | Carbon dioxide (CO2) | Greenhouse gases | 51 | 263 | Air | 1 | 201.195 | 102.5333 | 102.5333 | 718.5536 | 0.29508 | 199.6754 | 1399.3254 | 0.030647 | 163.7211 | 2.1 | 636.4286 | 43.16 | 84.0506 | 35.49 | 8.6326 | 4.8019 | 3.7561 | 0.72499 | 11.8097 | 0 | 0.76618 | 0 | 148.4997 | 143 | 19.6727 | 12.4255 | 86.78% | 204
241733 | 2284-181 | Kraftvärmeverket Övik Energi A | Hörneborgsvägen 3 |  | 89121 | ÖRNSKÖLDSVIK | Sweden | 63.2767 | 18.7116 | SE2 | Länsstyrelsen i Västernorrlands län | 1.(c) | Energy sector | Thermal power stations and other combustion installations |  | TRUE | 2017 | Carbon dioxide (CO2) | Greenhouse gases | 61 | 262.1 | Air | 0.16024 | 176.3318 | 116.7799 | 102.7 | 629.7564 | 0.95871 | 200 | 1226.4 | 0.057882 | 143.4888 | 1.6 | 349.9814 | 40.97 | 79.7858 | 40.5599 | 9.861 | 5.4848 | 3.7561 | 0.72499 | 13.4937 | 0 | 1.447 | 0 | 152.2192 | 166 | 6.879 | 5.6176 | 94.02% | 123
301411 | 100239220 | AGA Oy Ab, Kilpilahden vedyntuotantolaitos | N/A |  | N/A | N/A | Finland | 60.3177 | 25.5167 | FI | Uudenmaan ELY ympäristö ja luonnonvarat | 4.(b) | Chemical industry | Chemical installations for the production on an industrial scale of basic inorganic chemicals, such as: |  | TRUE | 2017 | Carbon dioxide (CO2) | Greenhouse gases | 76 | 262 | Air | 1 | 200.43 | 102.1435 | 102.1435 | 715.8214 | 0.29508 | 198.9162 | 1394.0047 | 0.073334 | 163.0986 | 1.4 | 306.2338 | 43.16 | 84.0506 | 35.49 | 8.6424 | 4.0851 | 3.2664 | 0.72499 | 11.4084 | 0 | 1.8333 | 0 | 145.8345 | 117 | 19.6727 | 12.0148 | 87.22% | 198
192197 | 1228.0021.01 | TiZir Titanium & Iron AS | Naustbakken 1 |  | 5770 | Tyssedal | Norway | 60.1151 | 6.5543 | NO2 | Miljødirektoratet | 2.(b) | Productiona and processing of metals | Installations for the production of pig iron or steel (primary or secondary melting) including continuous casting |  | TRUE | 2017 | Carbon dioxide (CO2) | Greenhouse gases | 24 | 261 | Air | 1 | 199.665 | 101.7536 | 101.7536 | 713.0893 | 0.99808 | 198.157 | 1388.6841 | 0.0034778 | 162.476 | 0.2 | 43.5807 | 35.72 | 69.5618 | 35.49 | 8.6524 | 3.6205 | 3.0974 | 0.72499 | 11.1493 | 0 | 0.086946 | 0 | 132.2093 | 27 | 0.467 | 2.3517 | 97.5% | 32
5098 | 0840-106 | CEMENTA, Degerhamn | Degerhamnsvägen 44 Mörbylånga |  | 386 63 | DEGERHAMN | Sweden | 56.3533 | 16.4086 | SE4 | Länsstyrelsen i Kalmar län | 3.(c) | Mineral industry | Installations for the production of: |  | TRUE | 2017 | Carbon dioxide (CO2) | Greenhouse gases | 4 | 256 | Air | 0.98047 | 195.84 | 99.8043 | 99.8043 | 699.4286 | 0.86217 | 194.3609 | 1362.081 | 0 | 159.3635 | 16.1 | 3441.039 | 41.5 | 80.8179 | 35.49 | 8.7027 | 4.2446 | 3.4081 | 0.72499 | 11.5153 | 0 | 0 | 0 | 144.9035 | 104 | 6.412 | 5.5686 | 94.08% | 119
7647 | 2081-102 | Stora Enso Paper AB, Kvarnsveden Mill | Kvarnsveden Mill |  | 781 83 | BORLÄNGE | Sweden | 60.5232 | 15.4209 | SE3 | Länsstyrelsen i Dalarnas län | 6.(a) | Paper and wood production processing | Industrial plants for the production of pulp from timber or similar fibrous materials |  | TRUE | 2017 | Carbon dioxide (CO2) | Greenhouse gases | 12 | 252 | Air | 0.048016 | 192.78 | 98.2449 | 98.2449 | 688.5 | 0.28898 | 191.324 | 1340.7984 | 0.10632 | 156.8734 | 0.7 | 147.2727 | 41.38 | 80.5842 | 35.49 | 8.7439 | 4.8743 | 3.7561 | 0.72499 | 11.8819 | 0 | 2.6579 | 0 | 143.3975 | 83 | 5.738 | 4.9057 | 94.78% | 77
213320 | 2180-1129 | Bomhus Energi | Korsnäsvägen 181 |  | 801 05 | Gävle | Sweden | 60.6839 | 17.2693 | SE3 | Gävle kommun | 1.(c) | Energy sector | Thermal power stations and other combustion installations |  | TRUE | 2017 | Carbon dioxide (CO2) | Greenhouse gases | 61 | 250 | Air | 0 | 176.3318 | 111.3887 | 102.7 | 629.7564 | 0.28898 | 200 | 1226.4 | 0.29972 | 143.4888 | 1.1 | 229.5918 | 41.38 | 80.5842 | 40.5599 | 9.861 | 5.4848 | 3.7561 | 0.72499 | 13.4937 | 0 | 7.4929 | 0 | 146.9718 | 129 | 5.738 | 4.4882 | 95.23% | 64
7646 | 2081-101 | SSAB EMEA AB | Siljansvägen |  | 78462 | BORLÄNGE | Sweden | 60.4906 | 15.4512 | SE3 | Länsstyrelsen i Dalarnas län | 2.(c) | Productiona and processing of metals | Installations for the processing of ferrous metals | - Hot-rolling mills | TRUE | 2017 | Carbon dioxide (CO2) | Greenhouse gases | 9 | 249 | Air | 1 | 190.485 | 97.0753 | 97.0753 | 680.3036 | 0.28898 | 189.0463 | 1324.8366 | 0.1076 | 155.0059 | 1.2 | 249.462 | 41.38 | 80.5842 | 35.49 | 8.7754 | 5.2611 | 4.0687 | 0.72499 | 12.1088 | 0 | 2.6899 | 1.6806 | 142.6426 | 71 | 5.738 | 4.9024 | 94.78% | 76
10318 | 5862 | DONG ENERGY POWER A/S - Skærbækværket | Klippehagevej | 22 | 7000 | Fredericia | Denmark | 55.5133 | 9.6134 | DK1 | Miljøstyrelsen | 1.(c) | Energy sector | Thermal power stations and other combustion installations |  | TRUE | 2017 | Carbon dioxide (CO2) | Greenhouse gases | 63 | 248 | Air | 1 | 176.3318 | 110.4976 | 102.7 | 629.7564 | 0.71475 | 200 | 1226.4 | 0.088239 | 143.4888 | 0.9 | 186.3451 | 42.12 | 82.0253 | 40.5599 | 9.861 | 7.2878 | 4.5997 | 0.72499 | 14.5102 | 0 | 2.206 | 0 | 1157.3629 | 228 | 20.906 | 12.4921 | 86.71% | 209
6437 | 1291 | UPM Paper ENA Oy, Kaipolan tehdas | TEHTAANKATU 1 |  | 42220 | KAIPOLA | Finland | 61.8105 | 25.2384 | FI | Keski-Suomen ELY ympäristö ja luonnonvarat | 6.(b) | Paper and wood production processing | Industrial plants for the production of paper and board and other primary wood products |  | TRUE | 2017 | Carbon dioxide (CO2) | Greenhouse gases | 12 | 246 | Air | 0.23252 | 188.19 | 95.9057 | 95.9057 | 672.1071 | 0.29508 | 186.7686 | 1308.8747 | 0.011 | 153.1383 | 1 | 205.3803 | 43.16 | 84.0506 | 35.49 | 8.8074 | 4.9156 | 3.7561 | 0.72499 | 11.9231 | 0 | 0.275 | 0 | 149.3927 | 153 | 19.6727 | 12.6261 | 86.57% | 217
8334 | 27131 | Napapiirin Energia ja Vesi Oy, Suosiolan voimalaitos | Lampelankatu 24 |  | 96300 | ROVANIEMI | Finland | 66.4953 | 25.6759 | FI | Lapin ELY ympäristö ja luonnonvarat | 1.(c) | Energy sector | Thermal power stations and other combustion installations |  | TRUE | 2017 | Carbon dioxide (CO2) | Greenhouse gases | 61 | 244 | Air | 0.40738 | 176.3318 | 108.7154 | 102.7 | 629.7564 | 0.29508 | 200 | 1226.4 | 0.0208 | 143.4888 | 1.3 | 264.8237 | 43.16 | 84.0506 | 40.5599 | 9.861 | 5.4848 | 3.7561 | 0.72499 | 13.4937 | 0 | 0.52 | 0 | 157.4111 | 191 | 19.6727 | 12.5251 | 86.68% | 214
8372 | 27819 | SMA MINERAL OY, Röyttän Kalkkitehdas | Selleenkatu, Röyttä |  | 95400 | TORNIO | Finland | 65.7598 | 24.1556 | FI | Lapin ELY ympäristö ja luonnonvarat | 3.(c) | Mineral industry | Installations for the production of: |  | TRUE | 2017 | Carbon dioxide (CO2) | Greenhouse gases | 4 | 242 | Air | 1 | 185.13 | 94.3463 | 94.3463 | 661.1786 | 0.29508 | 183.7318 | 1287.5922 | 0.0061376 | 150.6483 | 1.1 | 222.2449 | 43.16 | 84.0506 | 35.49 | 8.8508 | 4.3499 | 3.4081 | 0.72499 | 11.6164 | 0 | 0.15344 | 0 | 148.3372 | 141 | 19.6727 | 12.677 | 86.51% | 222
7652 | 2084-106 | STORA ENSO FORS AB | Kopparforsvägen 3 |  | 774 89 | FORS | Sweden | 60.2074 | 16.3153 | SE3 | Länsstyrelsen i Dalarnas län | 6.(a) | Paper and wood production processing | Industrial plants for the production of pulp from timber or similar fibrous materials |  | TRUE | 2017 | Carbon dioxide (CO2) | Greenhouse gases | 13 | 241.1 | Air | 0.010535 | 184.4415 | 93.9954 | 93.9954 | 658.7196 | 0.28898 | 183.0485 | 1282.8036 | 0 | 150.088 | 0.7 | 140.8442 | 41.38 | 80.5842 | 35.49 | 8.8607 | 4.9503 | 3.7561 | 0.72499 | 11.9577 | 0 | 0 | 0 | 146.324 | 121 | 5.738 | 5.204 | 94.46% | 102
185 | 0180-81-003 | HÄSSELBYVERKET | Vassbrinken 5 |  | 165 65 | HÄSSELBY | Sweden | 59.3626 | 17.8252 | SE3 | Stockholms kommun | 1.(c) | Energy sector | Thermal power stations and other combustion installations |  | TRUE | 2017 | Carbon dioxide (CO2) | Greenhouse gases | 61 | 241 | Air | 0.040954 | 176.3318 | 107.3787 | 102.7 | 629.7564 | 0.28898 | 200 | 1226.4 | 0.77911 | 143.4888 | 1.2 | 241.4471 | 41.38 | 80.5842 | 40.5599 | 9.861 | 5.4848 | 3.7561 | 0.72499 | 13.4937 | 0 | 19.4778 | 0 | 134.9869 | 42 | 5.738 | 3.8447 | 95.91% | 41
7425 | 1983-105 | Nordkalk / Köping | Kungsängsvägen 22 |  | 73136 | KÖPING | Sweden | 59.4981 | 16.0285 | SE3 | Enköpings kommun | 3.(c) | Mineral industry | Installations for the production of: |  | TRUE | 2017 | Carbon dioxide (CO2) | Greenhouse gases | 4 | 240 | Air | 1 | 183.6 | 93.5665 | 93.5665 | 655.7143 | 0.28898 | 182.2133 | 1276.9509 | 0.026753 | 149.4033 | 1.2 | 240.4453 | 41.38 | 80.5842 | 35.49 | 8.8729 | 4.3656 | 3.4081 | 0.72499 | 11.6315 | 0 | 0.66883 | 0 | 144.4084 | 96 | 5.738 | 5.1231 | 94.55% | 91
7386 | 1926 | Metsä Board Oyj, Simpele | Kenraalintie 1 |  | 56800 | SIMPELE | Finland | 61.4351 | 29.344 | FI | Kaakkois-Suomen ELY ympäristö ja luonnonvarat | 6.(b) | Paper and wood production processing | Industrial plants for the production of paper and board and other primary wood products |  | TRUE | 2016 | Carbon dioxide (CO2) | Greenhouse gases | 14 | 238 | Air | 0 | 182.07 | 92.7868 | 92.7868 | 650.25 | 0.29508 | 180.6949 | 1266.3096 | 0 | 148.1582 | 1.1 | 218.5714 | 43.16 | 84.0506 | 35.49 | 8.8952 | 4.9728 | 3.7561 | 0.72499 | 11.9801 | 0 | 0 | 0 | 149.8698 | 156 | 19.6727 | 12.7419 | 86.44% | 226
16761 | 6867 | Energnist Esbjerg | Måde Industrivej | 35 | 6705 | Esbjerg Ø | Denmark | 55.4615 | 8.5091 | DK1 | Miljøstyrelsen | 5.(b) | Waste and waste water management | Installations for the incineration of non-hazardous waste in the scope of Directive 2000/76/EC of the European Parliament and of the Council of 4 December 2000 on the incineration of waste |  | TRUE | 2015 | Carbon dioxide (CO2) | Greenhouse gases | 61 | 236 | Air | 0.5 | 180.54 | 92.0071 | 92.0071 | 644.7857 | 0.71475 | 179.1764 | 1255.6684 | 0.17866 | 146.9132 | 0.7 | 137.9221 | 42.12 | 82.0253 | 35.49 | 8.9177 | 4.9875 | 3.7561 | 0.72499 | 11.9947 | 0 | 4.4665 | 0 | 143.4299 | 84 | 20.906 | 11.6949 | 87.56% | 188
6827 | 1494-1139 | Lidköpings Värmeverk, Filen | Sjöhagsgatan 8 |  | 53140 | LIDKÖPING | Sweden | 58.5076 | 13.1741 | SE3 | Länsstyrelsen i Västra Götalands län | 5.(b) | Waste and waste water management | Installations for the incineration of non-hazardous waste in the scope of Directive 2000/76/EC of the European Parliament and of the Council of 4 December 2000 on the incineration of waste |  | TRUE | 2017 | Carbon dioxide (CO2) | Greenhouse gases | 61 | 234 | Air | 0.22692 | 179.01 | 91.2274 | 91.2274 | 639.3214 | 0.28898 | 177.658 | 1245.0271 | 0.04096 | 145.6682 | 0.8 | 156.2894 | 41.38 | 80.5842 | 35.49 | 8.9405 | 5.0024 | 3.7561 | 0.72499 | 12.0095 | 0 | 1.024 | 0 | 145.4838 | 112 | 5.738 | 5.0818 | 94.59% | 85
6533 | 1300 | Kainuun Voima Oy, Kajaanin Höyryvoimalaitos | Tehdaskatu 15 |  | 87100 | KAJAANI | Finland | 64.2335 | 27.6892 | FI | Kainuun ELY ympäristö ja luonnonvarat | 1.(c) | Energy sector | Thermal power stations and other combustion installations |  | TRUE | 2017 | Carbon dioxide (CO2) | Greenhouse gases | 61 | 229 | Air | 0.35022 | 175.185 | 102.0321 | 102.0321 | 625.6607 | 0.29508 | 198.6993 | 1218.424 | 0.075317 | 142.5556 | 0.9 | 172.0686 | 43.16 | 84.0506 | 40.5599 | 9.8803 | 5.4973 | 3.7561 | 0.72499 | 13.5062 | 0 | 1.8829 | 0 | 156.0926 | 185 | 19.6727 | 11.9965 | 87.24% | 197
192117 | 1037.0010.01 | Eramet Norway Kvinesdal | Øyesletta 61 |  | 4484 | Øyestranda | Norway | 58.2768 | 6.8913 | NO2 | Miljødirektoratet | 2.(e) | Productiona and processing of metals | Installations: - For the production of non-ferrous crude metals from ore, concentrates or secondary raw materials by metallurgical, chemical or electrolytic processes | SiMn | TRUE | 2017 | Carbon dioxide (CO2) | Greenhouse gases | 35 | 228 | Air | 1 | 174.42 | 88.8882 | 88.8882 | 622.9286 | 0.99808 | 173.1026 | 1213.1034 | 0 | 141.9331 | 0.2 | 38.0705 | 35.72 | 69.5618 | 35.49 | 9.0104 | 5.0481 | 3.7561 | 0.72499 | 12.055 | 0 | 0 | 0 | 135.6465 | 45 | 0.467 | 2.3526 | 97.5% | 33
239289 | 100198201 | Jyväskylän Voima Oy, Keljonlahden voimalaitos | Keljonrannantie 276 |  | 40530 | JYVÄSKYLÄ | Finland | 62.1926 | 25.737 | FI | Keski-Suomen ELY ympäristö ja luonnonvarat | 1.(c) | Energy sector | Thermal power stations and other combustion installations |  | TRUE | 2017 | Carbon dioxide (CO2) | Greenhouse gases | 61 | 225 | Air | 1 | 172.125 | 100.2499 | 100.2499 | 614.7321 | 0.29508 | 195.2285 | 1197.1415 | 0.46037 | 140.0656 | 1 | 187.8479 | 43.16 | 84.0506 | 40.5599 | 9.9327 | 5.5313 | 3.7561 | 0.72499 | 13.5401 | 0 | 11.5093 | 0 | 1146.5866 | 216 | 19.6727 | 9.3871 | 90.01% | 160
6568 | 1315-105 | Stora Enso Paper AB | Gamla Nissastigen 16 |  | 31481 | HYLTEBRUK | Sweden | 56.9993 | 13.2351 | SE4 | Länsstyrelsen i Hallands län | 6.(a) | Paper and wood production processing | Industrial plants for the production of pulp from timber or similar fibrous materials |  | TRUE | 2017 | Carbon dioxide (CO2) | Greenhouse gases | 12 | 220 | Air | 0.046364 | 168.3 | 85.7693 | 85.7693 | 601.0714 | 0.86217 | 167.0289 | 1170.5383 | 0 | 136.953 | 0.5 | 91.8367 | 41.5 | 80.8179 | 35.49 | 9.1075 | 5.1117 | 3.7561 | 0.72499 | 12.1182 | 0 | 0 | 0 | 147.1264 | 131 | 6.412 | 5.5686 | 94.08% | 119
7917 | 2281-103 | Kubikenborg Aluminium AB | Landsvägsallen 79 |  | 85671 | SUNDSVALL | Sweden | 62.3757 | 17.3638 | SE2 | Länsstyrelsen i Västernorrlands län | 2.(e) | Productiona and processing of metals | Installations: - For the production of non-ferrous crude metals from ore, concentrates or secondary raw materials by metallurgical, chemical or electrolytic processes | Al | TRUE | 2017 | Carbon dioxide (CO2) | Greenhouse gases | 31 | 216.1 | Air | 0.99954 | 165.3165 | 84.2489 | 84.2489 | 590.4161 | 0.95871 | 164.0679 | 1149.7879 | 0.16178 | 134.5252 | 1.2 | 216.4007 | 40.97 | 79.7858 | 35.49 | 9.1565 | 6.9025 | 4.5997 | 0.72499 | 13.1416 | 0 | 4.0446 | 0 | 145.7565 | 116 | 6.879 | 5.303 | 94.36% | 109
192160 | 1201.0113.01 | BIR Avfallsenergi | Conrad Mohrs veg 15 |  | 5072 | Bergen | Norway | 60.2826 | 5.3178 | NO5 | Fylkesmannen i Vestland | 5.(b) | Waste and waste water management | Installations for the incineration of non-hazardous waste in the scope of Directive 2000/76/EC of the European Parliament and of the Council of 4 December 2000 on the incineration of waste |  | TRUE | 2017 | Carbon dioxide (CO2) | Greenhouse gases | 61 | 216 | Air | 0.33333 | 165.24 | 84.2099 | 84.2099 | 590.1429 | 0.99826 | 163.992 | 1149.2558 | 0.14573 | 134.4629 | 0.5 | 90.167 | 34.94 | 68.0428 | 35.49 | 9.1578 | 5.1446 | 3.7561 | 0.72499 | 12.151 | 0 | 3.6432 | 0 | 130.8241 | 18 | 0.41 | 2.2936 | 97.56% | 8
193225 | 1283-109H | Filborna Kraftvärmeverk | Hjortshögsvägen 7 |  | 25189 | Helsingborg | Sweden | 56.0693 | 12.766 | SE4 | Länsstyrelsen i Skåne län | 5.(b) | Waste and waste water management | Installations for the incineration of non-hazardous waste in the scope of Directive 2000/76/EC of the European Parliament and of the Council of 4 December 2000 on the incineration of waste |  | TRUE | 2017 | Carbon dioxide (CO2) | Greenhouse gases | 61 | 208 | Air | 0.4 | 159.12 | 81.091 | 81.091 | 568.2857 | 0.86217 | 157.9182 | 1106.6908 | 0.50455 | 129.4828 | 1 | 173.6549 | 41.5 | 80.8179 | 35.49 | 9.2621 | 5.2131 | 3.7561 | 0.72499 | 12.2189 | 0 | 12.6137 | 0 | 134.8694 | 41 | 6.412 | 4.4054 | 95.31% | 60
8261 | 2611 | Kokkolan Energia Oy (ent. Oy Kokkola Power Ab) | Outokummuntie 12 |  | 67101 | KOKKOLA | Finland | 63.86 | 23.0476 | FI | Etelä-Pohjanmaan ELY ympäristö ja luonnonvarat | 1.(c) | Energy sector | Thermal power stations and other combustion installations |  | TRUE | 2017 | Carbon dioxide (CO2) | Greenhouse gases | 61 | 207.1 | Air | 0.8788 | 158.4315 | 92.2744 | 92.2744 | 565.8268 | 0.29508 | 179.697 | 1101.9022 | 0.1833 | 128.9226 | 1.2 | 207.384 | 43.16 | 84.0506 | 40.5599 | 10.1828 | 5.6943 | 3.7561 | 0.72499 | 13.7025 | 0 | 4.5825 | 0 | 1154.0888 | 225 | 19.6727 | 11.0934 | 88.2% | 174
6315 | 1216 | Elenia Lämpö Oy, Vanajan voimalaitos, Hämeenlinna | Voimatie 32 |  | 13110 | HÄMEENLINNA | Finland | 60.9752 | 24.5048 | FI | Hämeen ELY ympäristö ja luonnonvarat | 1.(c) | Energy sector | Thermal power stations and other combustion installations |  | TRUE | 2017 | Carbon dioxide (CO2) | Greenhouse gases | 61 | 207 | Air | 0.24396 | 158.355 | 92.2299 | 92.2299 | 565.5536 | 0.29508 | 179.6103 | 1101.3701 | 0.17778 | 128.8603 | 2.2 | 380.2041 | 43.16 | 84.0506 | 40.5599 | 10.1843 | 5.6952 | 3.7561 | 0.72499 | 13.7035 | 0 | 4.4445 | 0 | 154.2301 | 172 | 19.6727 | 11.1356 | 88.15% | 175
6639 | 1380-60-001 | Kristinehedsverket | Kristinehedsvägen |  | 30244 | Halmstad | Sweden | 56.6921 | 12.906 | SE4 | Länsstyrelsen i Hallands län | 5.(b) | Waste and waste water management | Installations for the incineration of non-hazardous waste in the scope of Directive 2000/76/EC of the European Parliament and of the Council of 4 December 2000 on the incineration of waste |  | TRUE | 2017 | Carbon dioxide (CO2) | Greenhouse gases | 61 | 204 | Air | 0.41912 | 156.06 | 79.5316 | 79.5316 | 557.3571 | 0.86217 | 154.8813 | 1085.4083 | 0.16502 | 126.9928 | 0.5 | 85.1577 | 41.5 | 80.8179 | 35.49 | 9.3162 | 5.2487 | 3.7561 | 0.72499 | 12.2542 | 0 | 4.1254 | 0 | 143.4827 | 85 | 6.412 | 5.0773 | 94.6% | 84
192335 | 5037.0039.02 | Norske Skog Skogn | Sjøvegen 108 |  | 7620 | Skogn | Norway | 63.7119 | 11.1583 | NO3 | Miljødirektoratet | 6.(a) | Paper and wood production processing | Industrial plants for the production of pulp from timber or similar fibrous materials |  | TRUE | 2017 | Carbon dioxide (CO2) | Greenhouse gases | 12 | 203 | Air | 0.044335 | 155.295 | 79.1417 | 79.1417 | 554.625 | 0.99957 | 154.1221 | 1080.0876 | 0.012261 | 126.3703 | 0.3 | 50.8442 | 33.51 | 65.258 | 35.49 | 9.3299 | 5.2577 | 3.7561 | 0.72499 | 12.2632 | 0 | 0.30651 | 0 | 131.7734 | 21 | 0.426 | 2.3277 | 97.52% | 22
6803 | 1481-1113 | Riskullaverket | Aminogatan 21 |  | 43153 | MÖLNDAL | Sweden | 57.6401 | 11.9991 | SE3 | Länsstyrelsen i Västra Götalands län | 1.(c) | Energy sector | Thermal power stations and other combustion installations |  | TRUE | 2017 | Carbon dioxide (CO2) | Greenhouse gases | 61 | 202 | Air | 0.041832 | 154.53 | 90.0021 | 90.0021 | 551.8929 | 0.28898 | 175.2719 | 1074.767 | 0 | 125.7477 | 0.8 | 134.9165 | 41.38 | 80.5842 | 40.5599 | 10.2592 | 5.7442 | 3.7561 | 0.72499 | 13.7522 | 0 | 0 | 0 | 155.381 | 179 | 5.738 | 5.204 | 94.46% | 101
8711 | 3158 | KUOPION ENERGIA OY HAAPANIEMEN VOIMALAITOS | Haapaniementie 32 |  | 70100 | KUOPIO | Finland | 62.8796 | 27.676 | FI | Pohjois-Savon ELY ympäristö ja luonnonvarat | 1.(c) | Energy sector | Thermal power stations and other combustion installations |  | TRUE | 2017 | Carbon dioxide (CO2) | Greenhouse gases | 61 | 199.1 | Air | 1 | 152.3115 | 88.71 | 88.71 | 543.9696 | 0.29508 | 172.7556 | 1059.3372 | 0.26134 | 123.9425 | 1.1 | 182.7551 | 43.16 | 84.0506 | 40.5599 | 10.3039 | 5.7734 | 3.7561 | 0.72499 | 13.7812 | 0 | 6.5336 | 0 | 1152.4166 | 224 | 19.6727 | 10.537 | 88.79% | 171
10452 | 6458 | I/S VESTFORBRÆNDING, GLOSTRUP | Ejby Mosevej | 219 | 2600 | Glostrup | Denmark | 55.7066 | 12.4217 | DK2 | Miljøstyrelsen | 5.(b) | Waste and waste water management | Installations for the incineration of non-hazardous waste in the scope of Directive 2000/76/EC of the European Parliament and of the Council of 4 December 2000 on the incineration of waste |  | TRUE | 2017 | Carbon dioxide (CO2) | Greenhouse gases | 61 | 199 | Air | 1 | 152.235 | 77.5823 | 77.5823 | 543.6964 | 0.63776 | 151.0852 | 1058.8051 | 0.77911 | 123.8802 | 1.3 | 215.9833 | 43.02 | 83.778 | 35.49 | 9.3858 | 5.2945 | 3.7561 | 0.72499 | 12.2997 | 0 | 19.4778 | 0 | 131.2513 | 19 | 22.629 | 8.9805 | 90.45% | 155
6421 | 1284-101 | Höganäs Sweden AB | Höganäs |  | 26332 | HÖGANÄS | Sweden | 56.2087 | 12.5474 | SE4 | Länsstyrelsen i Skåne län | 2.(b) | Productiona and processing of metals | Installations for the production of pig iron or steel (primary or secondary melting) including continuous casting |  | TRUE | 2017 | Carbon dioxide (CO2) | Greenhouse gases | 23 | 197 | Air | 1 | 150.705 | 76.8025 | 76.8025 | 538.2321 | 0.86217 | 149.5668 | 1048.1639 | 0.013304 | 122.6352 | 1 | 164.4712 | 41.5 | 80.8179 | 35.49 | 9.4143 | 4.7577 | 3.4081 | 0.72499 | 12.0051 | 0 | 0.33259 | 0 | 146.2854 | 120 | 6.412 | 5.523 | 94.12% | 115
8487 | 2904 | RENO NORD I/S | Troensevej | 2 | 9220 | Aalborg Øst | Denmark | 57.0244 | 10.0164 | DK1 | miljøstyrelsen | 5.(b) | Waste and waste water management | Installations for the incineration of non-hazardous waste in the scope of Directive 2000/76/EC of the European Parliament and of the Council of 4 December 2000 on the incineration of waste |  | TRUE | 2017 | Carbon dioxide (CO2) | Greenhouse gases | 61 | 195 | Air | 0.40513 | 149.175 | 76.0228 | 76.0228 | 532.7679 | 0.71475 | 148.0483 | 1037.5226 | 0.41653 | 121.3901 | 1 | 162.8015 | 42.12 | 82.0253 | 35.49 | 9.4431 | 5.3323 | 3.7561 | 0.72499 | 12.3372 | 0 | 10.4131 | 0 | 138.6958 | 59 | 20.906 | 10.0837 | 89.27% | 167
112488 | 0136-81-001 | JORDBRO KRAFTVÄRMEVERK | Nynäsvägen 140 |  | 13637 | HANINGE | Sweden | 59.1534 | 18.1316 | SE3 | Länsstyrelsen i Stockholms län | 1.(c) | Energy sector | Thermal power stations and other combustion installations |  | TRUE | 2017 | Carbon dioxide (CO2) | Greenhouse gases | 61 | 192 | Air | 0 | 146.88 | 85.5465 | 85.5465 | 524.5714 | 0.28898 | 166.595 | 1021.5607 | 0.77911 | 119.5226 | 3.4 | 545.0093 | 41.38 | 80.5842 | 40.5599 | 10.4167 | 5.8473 | 3.7561 | 0.72499 | 13.8547 | 0 | 19.4778 | 0 | 136.2662 | 48 | 5.738 | 3.8447 | 95.91% | 40
17218 | 100178732 | LAANILAN VOIMA OY, Laanilan teollisuusalueen voimalaitos | Typpitie 1 |  | 90650 | OULU | Finland | 65.0352 | 25.5189 | FI | Pohjois-Pohjanmaan ELY ympäristö ja luonnonvarat | 1.(c) | Energy sector | Thermal power stations and other combustion installations |  | TRUE | 2017 | Carbon dioxide (CO2) | Greenhouse gases | 61 | 187.1 | Air | 0.75895 | 143.1315 | 83.3633 | 83.3633 | 511.1839 | 0.29508 | 162.3434 | 995.4896 | 0.77911 | 116.4723 | 1.1 | 171.7347 | 43.16 | 84.0506 | 40.5599 | 10.4978 | 5.9004 | 3.7561 | 0.72499 | 13.9075 | 0 | 19.4778 | 0 | 1139.9197 | 205 | 19.6727 | 8.0816 | 91.4% | 141
239305 | 100203967 | Fortum Power and Heat Oy, Järvenpään voimalaitos | Ristinummi, Järvenpää |  | N/A | FORTUM | Finland | 60.4555 | 25.128 | FI | Uudenmaan ELY ympäristö ja luonnonvarat | 1.(c) | Energy sector | Thermal power stations and other combustion installations |  | TRUE | 2017 | Carbon dioxide (CO2) | Greenhouse gases | 61 | 187 | Air | 0.13369 | 143.055 | 83.3188 | 83.3188 | 510.9107 | 0.29508 | 162.2566 | 994.9576 | 0.13852 | 116.41 | 2 | 312.2449 | 43.16 | 84.0506 | 40.5599 | 10.4995 | 5.9015 | 3.7561 | 0.72499 | 13.9086 | 0 | 3.4631 | 0 | 155.9383 | 184 | 19.6727 | 11.4471 | 87.82% | 183
192087 | 0805.0042.01 | Eramet Norway AS, Porsgrunn | Rolighetsvegen 11 |  | 3933 | Porsgrunn | Norway | 59.1272 | 9.6238 | NO2 | Miljødirektoratet | 2.(e) | Productiona and processing of metals | Installations: - For the production of non-ferrous crude metals from ore, concentrates or secondary raw materials by metallurgical, chemical or electrolytic processes | FeMn | TRUE | 2017 | Carbon dioxide (CO2) | Greenhouse gases | 34 | 185 | Air | 1 | 141.525 | 72.1242 | 72.1242 | 505.4464 | 0.99808 | 140.4561 | 984.3163 | 0.015748 | 115.165 | 0.5 | 77.2263 | 35.72 | 69.5618 | 35.49 | 9.5935 | 4.607 | 3.2664 | 0.72499 | 11.9706 | 0 | 0.39371 | 1.3322 | 133.4883 | 30 | 0.467 | 2.3487 | 97.5% | 29
6761 | 1460-1105 | Munksjö Paper AB Billingsfors | Se ovan |  | 66011 | BILLINGSFORS | Sweden | 58.9878 | 12.256 | SE3 | Länsstyrelsen i Västra Götalands län | 6.(a) | Paper and wood production processing | Industrial plants for the production of pulp from timber or similar fibrous materials |  | TRUE | 2017 | Carbon dioxide (CO2) | Greenhouse gases | 11 | 184 | Air | 0.10109 | 140.76 | 71.7343 | 71.7343 | 502.7143 | 0.28898 | 139.6969 | 978.9957 | 0.001687 | 114.5425 | 0.8 | 122.8942 | 41.38 | 80.5842 | 35.49 | 9.6091 | 5.4418 | 3.7561 | 0.72499 | 12.4457 | 0 | 0.042174 | 0.20087 | 147.8088 | 136 | 5.738 | 5.1987 | 94.47% | 99
492 | 0380-57-001 | Boländeranläggningarna, Kraftvärmeverket o Bolandv | Bolandsgatan 13 |  | 753 23 | UPPSALA | Sweden | 59.8522 | 17.6758 | SE3 | Uppsala kommun | 1.(c) | Energy sector | Thermal power stations and other combustion installations |  | TRUE | 2017 | Carbon dioxide (CO2) | Greenhouse gases | 61 | 182 | Air | 0.75275 | 139.23 | 81.091 | 81.091 | 497.25 | 0.28898 | 157.9182 | 968.3544 | 0.67951 | 113.2975 | 3.4 | 516.6234 | 41.38 | 80.5842 | 40.5599 | 10.5852 | 5.9578 | 3.7561 | 0.72499 | 13.9645 | 0 | 16.9878 | 0 | 1139.145 | 204 | 5.738 | 3.9481 | 95.8% | 49
7918 | 2281-121 | Sundsvall Energi AB, Korstaverk | Sjöfartsvägen 1 |  | 85634 | SUNDSVALL | Sweden | 62.4035 | 17.3906 | SE2 | Länsstyrelsen i Västernorrlands län | 1.(c) | Energy sector | Thermal power stations and other combustion installations |  | TRUE | 2017 | Carbon dioxide (CO2) | Greenhouse gases | 61 | 179 | Air | 0.40168 | 136.935 | 79.7543 | 79.7543 | 489.0536 | 0.95871 | 155.3152 | 952.3925 | 0.19531 | 111.4299 | 1.2 | 179.3321 | 40.97 | 79.7858 | 40.5599 | 10.6381 | 5.9926 | 3.7561 | 0.72499 | 13.999 | 0 | 4.8828 | 0 | 150.5738 | 158 | 6.879 | 5.2132 | 94.45% | 108
192002 | 0101.0031.01 | Norske Skog Saugbrugs | Tistedalsgata 9-11 |  | 1772 | Halden | Norway | 59.125 | 11.4023 | NO1 | Miljødirektoratet | 6.(a) | Paper and wood production processing | Industrial plants for the production of pulp from timber or similar fibrous materials |  | TRUE | 2017 | Carbon dioxide (CO2) | Greenhouse gases | 12 | 178 | Air | 0.002427 | 136.17 | 69.3952 | 69.3952 | 486.3214 | 0.99164 | 135.1415 | 947.0719 | 0.022331 | 110.8074 | 0.6 | 89.1651 | 38.19 | 74.372 | 35.49 | 9.7051 | 5.5053 | 3.7561 | 0.72499 | 12.5086 | 0 | 0.55827 | 0 | 141.5038 | 63 | 0.364 | 2.2926 | 97.56% | 7
157329 | 0581-1071 | Lantmännen Agroetanol AB | Hanholmsvägen 69 |  | 601 19 | Norrköping | Sweden | 58.6141 | 16.2292 | SE3 | Länsstyrelsen i Östergötlands län | 4.(a) | Chemical industry | Chemical installations for the production on an industrial scale of basic organic chemicals, such as: | - Oxygen-containing hydrocarbons | TRUE | 2017 | Carbon dioxide (CO2) | Greenhouse gases | 77 | 177 | Air | 0.0084746 | 135.405 | 69.0053 | 69.0053 | 483.5893 | 0.28898 | 134.3823 | 941.7513 | 0.46374 | 110.1849 | 1.7 | 251.2152 | 41.38 | 80.5842 | 35.49 | 9.7215 | 5.5162 | 3.7561 | 0.72499 | 12.5193 | 0 | 11.5936 | 0 | 136.7188 | 50 | 5.738 | 4.2206 | 95.51% | 59
6107 | 11208 | Porvoon Energia Oy, Tolkkisten voimalaitokset | Tolkkistentie |  | 06750 | TOLKKINEN | Finland | 60.3319 | 25.5833 | FI | Uudenmaan ELY ympäristö ja luonnonvarat | 1.(c) | Energy sector | Thermal power stations and other combustion installations |  | TRUE | 2017 | Carbon dioxide (CO2) | Greenhouse gases | 61 | 175 | Air | 0.00081143 | 133.875 | 77.9721 | 77.9721 | 478.125 | 0.29508 | 151.8444 | 931.11 | 0.10979 | 108.9399 | 1.4 | 204.5455 | 43.16 | 84.0506 | 40.5599 | 10.7105 | 6.0402 | 3.7561 | 0.72499 | 14.0463 | 0 | 2.7448 | 0 | 157.1439 | 188 | 19.6727 | 11.6891 | 87.56% | 187
192199 | 1238.0012.01 | ELKEM ASA AVD BJØLVEFOSSEN | Ålvikvegen 1055 |  | 5614 | Ålvik | Norway | 60.4309 | 6.4304 | NO5 | Miljødirektoratet | 2.(e) | Productiona and processing of metals | Installations: - For the production of non-ferrous crude metals from ore, concentrates or secondary raw materials by metallurgical, chemical or electrolytic processes | FeSi, MnFeSi | TRUE | 2017 | Carbon dioxide (CO2) | Greenhouse gases | 33 | 174.2 | Air | 0.8783 | 133.263 | 67.9137 | 67.9137 | 475.9393 | 0.99826 | 132.2565 | 926.8535 | 0 | 108.4419 | 0.2 | 29.0538 | 34.94 | 68.0428 | 35.49 | 9.7681 | 5.5471 | 3.7561 | 0.72499 | 12.5499 | 0 | 0 | 0 | 135.8791 | 47 | 0.41 | 2.3218 | 97.53% | 17
239315 | 100215001 | Vantaan Energia Oy, Jätevoimala | Långmosseninkuja 1 |  | 01200 | VANTAA | Finland | 60.261 | 25.1295 | FI | Uudenmaan ELY ympäristö ja luonnonvarat | 1.(c) | Energy sector | Thermal power stations and other combustion installations |  | TRUE | 2017 | Carbon dioxide (CO2) | Greenhouse gases | 61 | 174.1 | Air | 0.99943 | 133.1865 | 77.5711 | 77.5711 | 475.6661 | 0.29508 | 151.0635 | 926.3215 | 0.77911 | 108.3796 | 2 | 290.538 | 43.16 | 84.0506 | 40.5599 | 10.7271 | 6.0511 | 3.7561 | 0.72499 | 14.0571 | 0 | 19.4778 | 0 | 1140.4492 | 206 | 19.6727 | 8.0816 | 91.4% | 141
41979 | 1290-195A | Allöverket | Näsbyholmsvägen 10 |  | 29135 | KRISTIANSTAD | Sweden | 56.0395 | 14.1496 | SE4 | Kristianstads kommun | 1.(c) | Energy sector | Thermal power stations and other combustion installations |  | TRUE | 2017 | Carbon dioxide (CO2) | Greenhouse gases | 61 | 174 | Air | 0.0015575 | 133.11 | 77.5266 | 77.5266 | 475.3929 | 0.86217 | 150.9767 | 925.7894 | 0.12035 | 108.3174 | 1.1 | 159.7959 | 41.5 | 80.8179 | 40.5599 | 10.7289 | 6.0523 | 3.7561 | 0.72499 | 14.0583 | 0 | 3.0087 | 0 | 153.6898 | 169 | 6.412 | 5.196 | 94.47% | 97
8115 | 2482-137-01 | Hedensbyns kraftvärmeverk | Risbergsgatan 75 |  | 93180 | SKELLEFTEÅ | Sweden | 64.7442 | 21.0441 | SE1 | Skellefteå kommun | 1.(c) | Energy sector | Thermal power stations and other combustion installations |  | TRUE | 2017 | Carbon dioxide (CO2) | Greenhouse gases | 61 | 173 | Air | 0.15029 | 132.345 | 77.081 | 77.081 | 472.6607 | 0.96944 | 150.1091 | 920.4688 | 0.10497 | 107.6948 | 0.9 | 129.9907 | 40.58 | 79.0263 | 40.5599 | 10.7475 | 6.0646 | 3.7561 | 0.72499 | 14.0704 | 0 | 2.6241 | 0 | 152.3257 | 167 | 7.052 | 5.5524 | 94.09% | 117
41893 | 0480-101 | Idbäckens Kraftvärmeverk | Idbäcksvägen 14 |  | 61138 | NYKÖPING | Sweden | 58.7437 | 16.9995 | SE3 | Länsstyrelsen i Södermanlands län | 5.(b) | Waste and waste water management | Installations for the incineration of non-hazardous waste in the scope of Directive 2000/76/EC of the European Parliament and of the Council of 4 December 2000 on the incineration of waste |  | TRUE | 2017 | Carbon dioxide (CO2) | Greenhouse gases | 61 | 170 | Air | 0.0026059 | 130.05 | 66.2763 | 66.2763 | 464.4643 | 0.28898 | 129.0678 | 904.5069 | 0.093854 | 105.8273 | 1.7 | 241.2801 | 41.38 | 80.5842 | 35.49 | 9.8399 | 5.5947 | 3.7561 | 0.72499 | 12.597 | 0 | 2.3463 | 0 | 146.2406 | 119 | 5.738 | 4.9376 | 94.75% | 79
192336 | 5038.0001.04 | NorFraKalk | Hamnevegen 4 |  | 7652 | Verdal | Norway | 63.7843 | 11.4441 | NO3 | Miljødirektoratet | 3.(c) | Mineral industry | Installations for the production of: | - Lime in rotary kilns | TRUE | 2017 | Carbon dioxide (CO2) | Greenhouse gases | 4 | 167 | Air | 1 | 127.755 | 65.1067 | 65.1067 | 456.2679 | 0.99957 | 126.7901 | 888.545 | 0.014904 | 103.9598 | 0.3 | 41.8275 | 33.51 | 65.258 | 35.49 | 9.8926 | 5.1127 | 3.4081 | 0.72499 | 12.3401 | 0 | 0.37259 | 0 | 131.8539 | 22 | 0.426 | 2.3271 | 97.52% | 21
192008 | 0105.0014.01 | Borregaard AS, avd. spesialcellulose | Hjalmar Wessels vei 6 |  | 1721 | Sarpsborg | Norway | 59.2729 | 11.1163 | NO1 | Miljødirektoratet | 6.(a) | Paper and wood production processing | Industrial plants for the production of pulp from timber or similar fibrous materials |  | TRUE | 2017 | Carbon dioxide (CO2) | Greenhouse gases | 11 | 166 | Air | 0.48675 | 126.99 | 64.7169 | 64.7169 | 453.5357 | 0.99164 | 126.0309 | 883.2244 | 0.0097016 | 103.3373 | 0.6 | 83.154 | 38.19 | 74.372 | 35.49 | 9.9105 | 5.6416 | 3.7561 | 0.72499 | 12.6433 | 0 | 0.24254 | 0.20087 | 142.0949 | 67 | 0.364 | 2.295 | 97.56% | 9
239311 | 100198358 | Keravan Lämpövoima Oy, Keravan voimalaitos | Myllykorventie 20 |  | 04260 | KERAVA | Finland | 60.3687 | 25.1146 | FI | Uudenmaan ELY ympäristö ja luonnonvarat | 1.(c) | Energy sector | Thermal power stations and other combustion installations |  | TRUE | 2017 | Carbon dioxide (CO2) | Greenhouse gases | 61 | 164 | Air | 0.2122 | 125.46 | 73.071 | 73.071 | 448.0714 | 0.29508 | 142.2999 | 872.5831 | 0.77911 | 102.0922 | 2 | 273.8404 | 43.16 | 84.0506 | 40.5599 | 10.9211 | 6.1791 | 3.7561 | 0.72499 | 14.184 | 0 | 19.4778 | 0 | 140.8981 | 62 | 19.6727 | 8.0816 | 91.4% | 141
7003 | 16028 | Kotkan Energia Oy, Hovinsaaren voimalaitos | Kotkantie 2 |  | 48100 | KOTKA | Finland | 60.471 | 26.9169 | FI | Kaakkois-Suomen ELY ympäristö ja luonnonvarat | 1.(c) | Energy sector | Thermal power stations and other combustion installations |  | TRUE | 2017 | Carbon dioxide (CO2) | Greenhouse gases | 61 | 163.1 | Air | 0.33231 | 124.7715 | 72.67 | 72.67 | 445.6125 | 0.29508 | 141.519 | 867.7945 | 0.1245 | 101.532 | 1 | 136.0853 | 43.16 | 84.0506 | 40.5599 | 10.9392 | 6.191 | 3.7561 | 0.72499 | 14.1958 | 0 | 3.1126 | 0 | 157.305 | 190 | 19.6727 | 11.5637 | 87.7% | 184
6811 | 1487-1120 | Vargön Alloys AB | Vargön |  | 46880 | Vargön | Sweden | 58.3586 | 12.3793 | SE3 | Länsstyrelsen i Västra Götalands län | 2.(e) | Productiona and processing of metals | Installations: - For the smelting, including the alloying, of non-ferrous metals, including recovered products (refining, foundry casting, etc.) | FeCr & FeSi | TRUE | 2017 | Carbon dioxide (CO2) | Greenhouse gases | 37 | 163 | Air | 1 | 124.695 | 63.5473 | 63.5473 | 445.3393 | 0.28898 | 123.7532 | 867.2625 | 0.16202 | 101.4697 | 0.8 | 108.8683 | 41.38 | 80.5842 | 35.49 | 9.9648 | 5.167 | 3.4081 | 0.72499 | 12.3911 | 0 | 4.0504 | 0 | 143.6797 | 88 | 5.738 | 4.7712 | 94.92% | 71
239299 | 100204977 | NORDKALK Oyj Abp, Raahen kalkinpolttamo | Rautaruukintie |  | 92100 | RAAHE | Finland | 64.6549 | 24.4132 | FI | Pohjois-Pohjanmaan ELY ympäristö ja luonnonvarat | 3.(c) | Mineral industry | Installations for the production of: |  | TRUE | 2017 | Carbon dioxide (CO2) | Greenhouse gases | 4 | 161 | Air | 1 | 123.165 | 62.7676 | 62.7676 | 439.875 | 0.29508 | 122.2348 | 856.6212 | 0.030105 | 100.2247 | 40.8 | 5484.1558 | 43.16 | 84.0506 | 35.49 | 10.0018 | 5.1949 | 3.4081 | 0.72499 | 12.4172 | 0 | 0.75263 | 0 | 150.5349 | 157 | 19.6727 | 12.4309 | 86.78% | 205
192113 | 1003.0009.01 | Alcoa aluminium, Lista | Lundevågen |  | 4550 | Farsund | Norway | 58.0731 | 6.7832 | NO2 | Miljødirektoratet | 2.(e) | Productiona and processing of metals | Installations: - For the production of non-ferrous crude metals from ore, concentrates or secondary raw materials by metallurgical, chemical or electrolytic processes | Al | TRUE | 2017 | Carbon dioxide (CO2) | Greenhouse gases | 31 | 160 | Air | 1 | 122.4 | 62.3777 | 62.3777 | 437.1429 | 0.99808 | 121.4755 | 851.3006 | 0 | 99.6022 | 0.2 | 26.7161 | 35.72 | 69.5618 | 35.49 | 10.0205 | 7.7844 | 4.5997 | 0.72499 | 13.8823 | 0 | 0 | 0 | 142.0636 | 66 | 0.467 | 2.3526 | 97.5% | 33
7320 | 1881-106 | Fortum Waste Solutions AB, Norrtorp | Norrtorp |  | 692 85 | Kumla | Sweden | 59.1175 | 15.2826 | SE3 | Länsstyrelsen i Örebro län | 5.(a) | Waste and waste water management | Installations for the recovery or disposal of hazardous waste |  | TRUE | 2017 | Carbon dioxide (CO2) | Greenhouse gases | 61 | 157.1 | Air | 0.84023 | 120.1815 | 61.2471 | 61.2471 | 429.2196 | 0.28898 | 119.2738 | 835.8708 | 0 | 97.7969 | 1.2 | 157.2913 | 41.38 | 80.5842 | 35.49 | 10.0757 | 5.7515 | 3.7561 | 0.72499 | 12.7518 | 0 | 0 | 0 | 149.1343 | 150 | 5.738 | 5.204 | 94.46% | 102
8896 | 3428 | Fortum Waste Solutions A/S | LINDHOLMVEJ | 3 | 5800 | NYBORG | Denmark | 55.3022 | 10.8152 | DK1 | miljøstyrelsen | 5.(a) | Waste and waste water management | Installations for the recovery or disposal of hazardous waste |  | TRUE | 2017 | Carbon dioxide (CO2) | Greenhouse gases | 61 | 157 | Air | 0.4 | 120.105 | 61.2081 | 61.2081 | 428.9464 | 0.71475 | 119.1979 | 835.3387 | 0 | 97.7346 | 2.2 | 288.3673 | 42.12 | 82.0253 | 35.49 | 10.0776 | 5.7528 | 3.7561 | 0.72499 | 12.7531 | 0 | 0 | 0 | 150.5798 | 159 | 20.906 | 13.4091 | 85.74% | 230
6903 | 1531 | DONG ENERGY POWER A/S, H.C. Ørstedværket | Tømmergravsgade | 2 | 2450 | København SV | Denmark | 55.6567 | 12.5561 | DK2 | miljøstyrelsen | 1.(c) | Energy sector | Thermal power stations and other combustion installations |  | TRUE | 2017 | Carbon dioxide (CO2) | Greenhouse gases | 63 | 155 | Air | 1 | 118.575 | 69.061 | 69.061 | 423.4821 | 0.63776 | 134.4908 | 824.6975 | 0.77911 | 96.4896 | 1.7 | 219.9907 | 43.02 | 83.778 | 40.5599 | 11.1076 | 8.5415 | 4.5997 | 0.72499 | 15.5683 | 0 | 19.4778 | 0 | 1145.4023 | 213 | 22.629 | 8.9805 | 90.45% | 155
41915 | 1480-1193 | Sävenäs Kraftvärmeverk | Kvibergs Broväg 5 |  | 41505 | GÖTEBORG | Sweden | 57.729 | 12.0275 | SE3 | Göteborgs Stad | 1.(c) | Energy sector | Thermal power stations and other combustion installations |  | TRUE | 2017 | Carbon dioxide (CO2) | Greenhouse gases | 61 | 151 | Air | 0.05457 | 115.515 | 67.2788 | 67.2788 | 412.5536 | 0.28898 | 131.02 | 803.4149 | 0.77911 | 93.9995 | 0.8 | 100.8534 | 41.38 | 80.5842 | 40.5599 | 11.1951 | 6.3604 | 3.7561 | 0.72499 | 14.3634 | 0 | 19.4778 | 0 | 138.0664 | 53 | 5.738 | 3.8447 | 95.91% | 41
7977 | 2336 | Mäntän Energia Oy, Voimalaitos | Tehtaankatu 20 |  | 35800 | MÄNTTÄ | Finland | 62.0276 | 24.6354 | FI | Pirkanmaan ELY ympäristö ja luonnonvarat | 1.(c) | Energy sector | Thermal power stations and other combustion installations |  | TRUE | 2017 | Carbon dioxide (CO2) | Greenhouse gases | 61 | 147.1 | Air | 0.6431 | 112.5315 | 65.5411 | 65.5411 | 401.8982 | 0.29508 | 127.6361 | 782.6645 | 0.0090743 | 91.5717 | 1 | 122.7273 | 43.16 | 84.0506 | 40.5599 | 11.2833 | 6.419 | 3.7561 | 0.72499 | 14.4213 | 0 | 0.22686 | 0 | 1160.9884 | 231 | 19.6727 | 12.6462 | 86.55% | 220
196 | 0192-102 | NYNAS AB, Oljeraffinaderiet i Nynäshamn | Raffinaderivägen |  | 149 82 | NYNÄSHAMN | Sweden | 58.9166 | 17.9594 | SE3 | Länsstyrelsen i Stockholms län | 1.(a) | Energy sector | Mineral oil and gas refineries |  | TRUE | 2017 | Carbon dioxide (CO2) | Greenhouse gases | 52 | 147 | Air | 1 | 112.455 | 57.3095 | 57.3095 | 401.625 | 0.28898 | 111.6057 | 782.1324 | 0.038374 | 91.5095 | 23.6 | 2896.3636 | 41.38 | 80.5842 | 35.49 | 10.2785 | 6.45 | 4.0687 | 0.72499 | 13.2028 | 0 | 0.95935 | 0 | 149.8399 | 155 | 5.738 | 5.0893 | 94.59% | 88
10075 | 52805 | Järvi-Suomen Voima Oy, Ristiinan voimalaitos | Karsikkoniementie 10 |  | 52420 | PELLOSNIEMI | Finland | 61.4726 | 27.2655 | FI | Etelä-Savon ELY ympäristö ja luonnonvarat | 1.(c) | Energy sector | Thermal power stations and other combustion installations |  | TRUE | 2017 | Carbon dioxide (CO2) | Greenhouse gases | 61 | 146 | Air | 0.0099315 | 111.69 | 65.051 | 65.051 | 398.8929 | 0.29508 | 126.6816 | 776.8118 | 0 | 90.887 | 1.1 | 134.0816 | 43.16 | 84.0506 | 40.5599 | 11.3088 | 6.4359 | 3.7561 | 0.72499 | 14.438 | 0 | 0 | 0 | 161.2743 | 194 | 19.6727 | 12.7419 | 86.44% | 227
6420 | 1284 | Jyväskylän Energiantuotanto Oy, Rauhalahden voimalaitos | KUOKKALANTIE 4 |  | 40520 | JYVÄSKYLÄ | Finland | 62.2389 | 25.8134 | FI | Keski-Suomen ELY ympäristö ja luonnonvarat | 1.(c) | Energy sector | Thermal power stations and other combustion installations |  | TRUE | 2017 | Carbon dioxide (CO2) | Greenhouse gases | 61 | 143 | Air | 1 | 109.395 | 63.7144 | 63.7144 | 390.6964 | 0.29508 | 124.0786 | 760.8499 | 0.72436 | 89.0194 | 1 | 119.3878 | 43.16 | 84.0506 | 40.5599 | 11.3794 | 6.4828 | 3.7561 | 0.72499 | 14.4844 | 0 | 18.109 | 0 | 1143.3293 | 210 | 19.6727 | 8.2715 | 91.2% | 152
192181 | 1224.0008.01 | Sør-Norge Aluminium | Onarheimsvegen 54 |  | 5460 | Husnes | Norway | 59.8681 | 5.7683 | NO2 | Miljødirektoratet | 2.(e) | Productiona and processing of metals | Installations: - For the production of non-ferrous crude metals from ore, concentrates or secondary raw materials by metallurgical, chemical or electrolytic processes | Al | TRUE | 2017 | Carbon dioxide (CO2) | Greenhouse gases | 31 | 142.1 | Air | 0.9993 | 108.7065 | 55.3992 | 55.3992 | 388.2375 | 0.99808 | 107.8855 | 756.0613 | 0 | 88.4592 | 0.3 | 35.5659 | 35.72 | 69.5618 | 35.49 | 10.3836 | 8.1627 | 4.5997 | 0.72499 | 14.1979 | 0 | 0 | 0 | 143.1207 | 76 | 0.467 | 2.3526 | 97.5% | 33
6405 | 1280-122A | Heleneholmsverket, (HVK) | Eriksfältsgatan 24 |  | 21432 | MALMÖ | Sweden | 55.5783 | 13.0118 | SE4 | Malmö kommun | 1.(c) | Energy sector | Thermal power stations and other combustion installations |  | TRUE | 2017 | Carbon dioxide (CO2) | Greenhouse gases | 63 | 142 | Air | 0.93662 | 108.63 | 63.2688 | 63.2688 | 387.9643 | 0.86217 | 123.2109 | 755.5293 | 0.77911 | 88.3969 | 1.7 | 201.5399 | 41.5 | 80.8179 | 40.5599 | 11.4034 | 8.8461 | 4.5997 | 0.72499 | 15.8234 | 0 | 19.4778 | 0 | 1143.2976 | 209 | 6.412 | 4.0496 | 95.69% | 54
8165 | 2523-101 | LKAB - Malmbergsgruvan | Vitåfors |  | 98381 | Malmberget | Sweden | 67.1964 | 20.7087 | SE1 | Länsstyrelsen i Norrbottens län | 2.(a) | Productiona and processing of metals | Metal ore (including sulphide ore) roasting or sintering installations |  | TRUE | 2017 | Carbon dioxide (CO2) | Greenhouse gases | 8 | 141 | Air | 1 | 107.865 | 54.9703 | 54.9703 | 385.2321 | 0.96944 | 107.0503 | 750.2087 | 0 | 87.7744 | 0.8 | 94.1744 | 40.58 | 79.0263 | 35.49 | 10.4078 | 8.1881 | 4.5997 | 0.72499 | 14.2191 | 0 | 0 | 0 | 152.6559 | 168 | 7.052 | 5.9148 | 93.71% | 136
41877 | 0980-162 | Kalkproduktion Storugns AB | Storugns |  | 62453 | Lärbro | Sweden | 57.8421 | 18.8028 | SE3 | Länsstyrelsen i Gotlands län | 3.(c) | Mineral industry | Installations for the production of: | - Cement clinker or lime in other furnaces | TRUE | 2017 | Carbon dioxide (CO2) | Greenhouse gases | 4 | 140 | Air | 1 | 107.1 | 54.5805 | 54.5805 | 382.5 | 0.28898 | 106.2911 | 744.888 | 0.037074 | 87.1519 | 5.4 | 631.1688 | 41.38 | 80.5842 | 35.49 | 10.4301 | 5.521 | 3.4081 | 0.72499 | 12.7218 | 0 | 0.92684 | 0 | 147.9532 | 138 | 5.738 | 5.093 | 94.58% | 89
7651 | 2084-101 | Outokumpu Stainless AB, Avesta | Bergsnäsgatan 11 |  | 77492 | Avesta | Sweden | 60.1351 | 16.1803 | SE3 | Länsstyrelsen i Dalarnas län | 2.(b) | Productiona and processing of metals | Installations for the production of pig iron or steel (primary or secondary melting) including continuous casting |  | TRUE | 2017 | Carbon dioxide (CO2) | Greenhouse gases | 22 | 139 | Air | 1 | 106.335 | 54.1906 | 54.1906 | 379.7679 | 0.28898 | 105.5319 | 739.5674 | 0.0018145 | 86.5294 | 0.7 | 81.2338 | 41.38 | 80.5842 | 35.49 | 10.4525 | 4.2598 | 3.0974 | 0.72499 | 12.0171 | 0 | 0.045363 | 2.8595 | 143.7212 | 89 | 5.738 | 5.1983 | 94.47% | 98
192365 | 1833.0007.01 | Ferroglobe Mangan Norge AS | Mo industripark |  | 8601 | Mo i Rana | Norway | 66.3126 | 14.1635 | NO4 | Miljødirektoratet | 2.(e) | Productiona and processing of metals | Installations: - For the production of non-ferrous crude metals from ore, concentrates or secondary raw materials by metallurgical, chemical or electrolytic processes | FeMn | TRUE | 2017 | Carbon dioxide (CO2) | Greenhouse gases | 34 | 137.1 | Air | 0.99927 | 104.8815 | 53.4499 | 53.4499 | 374.5768 | 0.99315 | 104.0894 | 729.4582 | 0 | 85.3466 | 0.4 | 45.7514 | 32.69 | 63.6611 | 35.49 | 10.4958 | 5.1095 | 3.2664 | 0.72499 | 12.5083 | 0 | 0 | 1.3322 | 129.9239 | 16 | 0.395 | 2.3137 | 97.54% | 11
85650 | 2582-106 | Bodens värmeverk, BEAB | Degerbergsvägen 2 |  | 96136 | BODEN | Sweden | 65.8199 | 21.6487 | SE1 | Länsstyrelsen i Norrbottens län | 1.(c) | Energy sector | Thermal power stations and other combustion installations |  | TRUE | 2017 | Carbon dioxide (CO2) | Greenhouse gases | 61 | 137 | Air | 0.35036 | 104.805 | 61.041 | 61.041 | 374.3036 | 0.96944 | 118.8725 | 728.9261 | 0 | 85.2844 | 0.5 | 57.1892 | 40.58 | 79.0263 | 40.5599 | 11.5267 | 6.5809 | 3.7561 | 0.72499 | 14.5812 | 0 | 0 | 0 | 156.7561 | 187 | 7.052 | 5.9148 | 93.71% | 136
6720 | 1415-1110 | Perstorp Oxo AB, Stenungsund | Sanden, Ödsmål |  | 44484 | STENUNGSUND | Sweden | 58.0958 | 11.8569 | SE3 | Länsstyrelsen i Västra Götalands län | 4.(a) | Chemical industry | Chemical installations for the production on an industrial scale of basic organic chemicals, such as: |  | TRUE | 2017 | Carbon dioxide (CO2) | Greenhouse gases | 78 | 132 | Air | 1 | 100.98 | 51.4616 | 51.4616 | 360.6429 | 0.28898 | 100.2173 | 702.323 | 0.032881 | 82.1718 | 0.6 | 66.1224 | 41.38 | 80.5842 | 35.49 | 10.6158 | 6.7241 | 4.0687 | 0.72499 | 13.4524 | 0 | 0.82201 | 15.1899 | 135.6483 | 46 | 5.738 | 5.1052 | 94.57% | 90
8457 | 2878 | Amager Ressource Center alias I/S AMAGERFORBRÆNDINGEN | Vindmøllevej | 6 | 2300 | København S | Denmark | 55.6631 | 12.5712 | DK2 | miljøstyrelsen | 5.(b) | Waste and waste water management | Installations for the incineration of non-hazardous waste in the scope of Directive 2000/76/EC of the European Parliament and of the Council of 4 December 2000 on the incineration of waste |  | TRUE | 2017 | Carbon dioxide (CO2) | Greenhouse gases | 61 | 131 | Air | 1 | 100.215 | 51.0717 | 51.0717 | 357.9107 | 0.63776 | 99.4581 | 697.0024 | 0.77911 | 81.5493 | 1.7 | 185.9276 | 43.02 | 83.778 | 35.49 | 10.6401 | 6.1293 | 3.7561 | 0.72499 | 13.1239 | 0 | 19.4778 | 0 | 134.1646 | 37 | 22.629 | 8.9805 | 90.45% | 155
41953 | 2080-159 | Västermalmsverket / Falu Energi & Vatten AB | Slagvarpsvägen 3 |  | 791 77 | FALUN | Sweden | 60.6078 | 15.6113 | SE3 | Falu kommun | 1.(c) | Energy sector | Thermal power stations and other combustion installations |  | TRUE | 2017 | Carbon dioxide (CO2) | Greenhouse gases | 61 | 130.1 | Air | 0.0072406 | 99.5265 | 57.9667 | 57.9667 | 355.4518 | 0.28898 | 112.8855 | 692.2138 | 0.12911 | 80.989 | 0.7 | 75.974 | 41.38 | 80.5842 | 40.5599 | 11.7068 | 6.7011 | 3.7561 | 0.72499 | 14.6997 | 0 | 3.2278 | 0 | 155.505 | 180 | 5.738 | 4.849 | 94.84% | 75
1238 | 0581-104 | Bravikens Pappersbruk | Östra Bravikenvägen 20 |  | 601 88 | NORRKÖPING | Sweden | 58.6398 | 16.2615 | SE3 | Länsstyrelsen i Östergötlands län | 6.(b) | Paper and wood production processing | Industrial plants for the production of paper and board and other primary wood products |  | TRUE | 2017 | Carbon dioxide (CO2) | Greenhouse gases | 12 | 130 | Air | 0.12077 | 99.45 | 50.6819 | 50.6819 | 355.1786 | 0.28898 | 98.6989 | 691.6817 | 0.63141 | 80.9268 | 1.7 | 184.5083 | 41.38 | 80.5842 | 35.49 | 10.6646 | 6.1458 | 3.7561 | 0.72499 | 13.1401 | 0 | 15.7851 | 0 | 134.7206 | 40 | 5.738 | 4.0026 | 95.74% | 53
17081 | 100180527 | Porin Prosessivoima Oy | Titaanitie 1 |  | 28840 | PORI | Finland | 61.5775 | 21.5528 | FI | Varsinais-Suomen ELY ympäristö ja luonnonvarat | 1.(c) | Energy sector | Thermal power stations and other combustion installations |  | TRUE | 2017 | Carbon dioxide (CO2) | Greenhouse gases | 63 | 128.2 | Air | 0.99844 | 98.073 | 57.1201 | 57.1201 | 350.2607 | 0.29508 | 111.2369 | 682.1046 | 0.76514 | 79.8062 | 1.2 | 128.2375 | 43.16 | 84.0506 | 40.5599 | 11.7586 | 9.2153 | 4.5997 | 0.72499 | 16.1317 | 0 | 19.1286 | 0 | 1147.9123 | 220 | 19.6727 | 8.1289 | 91.35% | 151
42038 | 0381-57-001 | HPC Simpan och Ena Kraft, kraftvärmeverket | Kaptensgatan 23 |  | 749 35 | ENKÖPING | Sweden | 59.628 | 17.0777 | SE3 | Enköpings kommun | 1.(c) | Energy sector | Thermal power stations and other combustion installations |  | TRUE | 2017 | Carbon dioxide (CO2) | Greenhouse gases | 61 | 128.1 | Air | 0.0025995 | 97.9965 | 57.0756 | 57.0756 | 349.9875 | 0.28898 | 111.1501 | 681.5725 | 0.088807 | 79.744 | 1.2 | 128.2375 | 41.38 | 80.5842 | 40.5599 | 11.7613 | 6.7375 | 3.7561 | 0.72499 | 14.7356 | 0 | 2.2202 | 0 | 156.6396 | 186 | 5.738 | 4.9508 | 94.73% | 80
42071 | 1275-101B12 | Ångcentralen | Perstorp Industripark |  | 28480 | PERSTORP | Sweden | 56.1248 | 13.3841 | SE4 | Länsstyrelsen i Skåne län | 1.(c) | Energy sector | Thermal power stations and other combustion installations |  | TRUE | 2017 | Carbon dioxide (CO2) | Greenhouse gases | 61 | 128 | Air | 0.23359 | 97.92 | 57.031 | 57.031 | 349.7143 | 0.86217 | 111.0634 | 681.0405 | 0.0081712 | 79.6817 | 1 | 106.8646 | 41.5 | 80.8179 | 40.5599 | 11.7641 | 6.7394 | 3.7561 | 0.72499 | 14.7374 | 0 | 0.20428 | 0 | 158.8956 | 193 | 6.412 | 5.5405 | 94.11% | 116
1231 | 0580-124-01 | Kraftvärmeverket i Linköping | Södra Oskarsgatan 7 |  | 582 73 | LINKÖPING | Sweden | 58.4194 | 15.625 | SE3 | Länsstyrelsen i Östergötlands län | 1.(c) | Energy sector | Thermal power stations and other combustion installations |  | TRUE | 2017 | Carbon dioxide (CO2) | Greenhouse gases | 61 | 127.1 | Air | 0.1967 | 97.2315 | 56.63 | 56.63 | 347.2554 | 0.28898 | 110.2824 | 676.2519 | 0.66365 | 79.1215 | 1.7 | 180.2505 | 41.38 | 80.5842 | 40.5599 | 11.789 | 6.756 | 3.7561 | 0.72499 | 14.7538 | 0 | 16.5912 | 0 | 142.333 | 69 | 5.738 | 3.9658 | 95.78% | 51
181988 | 1485-1159 | Lillesjö Avfallskraftvärmeverk | Nitstansvägen 2 |  | 45155 | Uddevalla | Sweden | 58.3666 | 11.9954 | SE3 | Länsstyrelsen i Västra Götalands län | 5.(b) | Waste and waste water management | Installations for the incineration of non-hazardous waste in the scope of Directive 2000/76/EC of the European Parliament and of the Council of 4 December 2000 on the incineration of waste |  | TRUE | 2017 | Carbon dioxide (CO2) | Greenhouse gases | 61 | 127 | Air | 0.38661 | 97.155 | 49.5123 | 49.5123 | 346.9821 | 0.28898 | 96.4212 | 675.7198 | 0.15601 | 79.0592 | 0.6 | 63.6178 | 41.38 | 80.5842 | 35.49 | 10.7395 | 6.1962 | 3.7561 | 0.72499 | 13.1897 | 0 | 3.9003 | 0 | 146.7805 | 127 | 5.738 | 4.7851 | 94.91% | 72
1239 | 0581-109 | Fiskeby bruk | Fiskeby bruk |  | 60210 | NORRKÖPING | Sweden | 58.5926 | 16.1147 | SE3 | Länsstyrelsen i Östergötlands län | 6.(b) | Paper and wood production processing | Industrial plants for the production of paper and board and other primary wood products |  | TRUE | 2017 | Carbon dioxide (CO2) | Greenhouse gases | 14 | 122 | Air | 0.37869 | 93.33 | 47.563 | 47.563 | 333.3214 | 0.28898 | 92.6251 | 649.1167 | 0.67281 | 75.9467 | 1.7 | 173.154 | 41.38 | 80.5842 | 35.49 | 10.8697 | 6.284 | 3.7561 | 0.72499 | 13.2759 | 0 | 16.8202 | 0 | 134.1647 | 38 | 5.738 | 3.9555 | 95.79% | 50
239300 | 100088039 | OULUN ENERGIA OY, Laanilan ekovoimalaitos | Typpitie 1 |  | 90650 | OULU | Finland | 65.0357 | 25.5156 | FI | Pohjois-Pohjanmaan ELY ympäristö ja luonnonvarat | 1.(c) | Energy sector | Thermal power stations and other combustion installations |  | TRUE | 2017 | Carbon dioxide (CO2) | Greenhouse gases | 61 | 120 | Air | 0.50583 | 91.8 | 53.4666 | 53.4666 | 327.8571 | 0.29508 | 104.1219 | 638.4754 | 0.77911 | 74.7016 | 1.1 | 110.2041 | 43.16 | 84.0506 | 40.5599 | 11.9941 | 6.8934 | 3.7561 | 0.72499 | 14.8891 | 0 | 19.4778 | 0 | 1143.3905 | 211 | 19.6727 | 8.0816 | 91.4% | 141
192037 | 0301.0263.01 | Haraldrud energigjenvinningsanlegg | Brobekkveien 87 |  | 0582 | Oslo | Norway | 59.9295 | 10.8271 | NO1 | Fylkesmannen i Oslo og Viken | 5.(b) | Waste and waste water management | Installations for the incineration of non-hazardous waste in the scope of Directive 2000/76/EC of the European Parliament and of the Council of 4 December 2000 on the incineration of waste |  | TRUE | 2017 | Carbon dioxide (CO2) | Greenhouse gases | 61 | 118 | Air | 0.39831 | 90.27 | 46.0035 | 46.0035 | 322.3929 | 0.99164 | 89.5882 | 627.8342 | 0.77911 | 73.4566 | 1.4 | 137.9221 | 38.19 | 74.372 | 35.49 | 10.979 | 6.3578 | 3.7561 | 0.72499 | 13.3483 | 0 | 19.4778 | 0 | 125.5503 | 4 | 0.364 | 2.2107 | 97.65% | 4
8051 | 2416 | TAMPEREEN SÄHKÖLAITOS OY, Lielahden voimalaitos | Rahtimiehenkatu 7 |  | 33270 | TAMPERE | Finland | 61.5102 | 23.6752 | FI | Pirkanmaan ELY ympäristö ja luonnonvarat | 1.(c) | Energy sector | Thermal power stations and other combustion installations |  | TRUE | 2017 | Carbon dioxide (CO2) | Greenhouse gases | 63 | 116 | Air | 1 | 88.74 | 51.6844 | 51.6844 | 316.9286 | 0.29508 | 100.6512 | 617.1929 | 0.77911 | 72.2116 | 1 | 96.846 | 43.16 | 84.0506 | 40.5599 | 12.1167 | 9.5914 | 4.5997 | 0.72499 | 16.4447 | 0 | 19.4778 | 0 | 1148.6102 | 221 | 19.6727 | 8.0816 | 91.4% | 138
6415 | 1283-109B | Västhamnsverket, (VHV) | Atlantgatan 10 |  | 25225 | Helsingborg | Sweden | 56.0339 | 12.6939 | SE4 | Länsstyrelsen i Skåne län | 1.(c) | Energy sector | Thermal power stations and other combustion installations |  | TRUE | 2017 | Carbon dioxide (CO2) | Greenhouse gases | 61 | 112 | Air | 0.0091964 | 85.68 | 49.9022 | 49.9022 | 306 | 0.86217 | 97.1804 | 595.9104 | 0.77911 | 69.7215 | 1 | 93.5065 | 41.5 | 80.8179 | 40.5599 | 12.2449 | 7.062 | 3.7561 | 0.72499 | 15.0548 | 0 | 19.4778 | 0 | 140.743 | 61 | 6.412 | 4.0496 | 95.69% | 54
17021 | 2674 | KUMPUNIEMEN VOIMA OY, Voimalaitos | Vaneritehtaankatu 1 |  | 44200 | SUOLAHTI | Finland | 62.5733 | 25.8393 | FI | Keski-Suomen ELY ympäristö ja luonnonvarat | 1.(c) | Energy sector | Thermal power stations and other combustion installations |  | TRUE | 2017 | Carbon dioxide (CO2) | Greenhouse gases | 61 | 110.1 | Air | 0.0045141 | 84.2265 | 49.0556 | 49.0556 | 300.8089 | 0.29508 | 95.5318 | 585.8012 | 0.057136 | 68.5387 | 1 | 91.8367 | 43.16 | 84.0506 | 40.5599 | 12.3079 | 7.1044 | 3.7561 | 0.72499 | 15.0965 | 0 | 1.4284 | 0 | 162.1722 | 195 | 19.6727 | 12.1668 | 87.06% | 201
192012 | 0106.0048.01 | FREVAR - Forbrenningsanlegget | Habornveien 61 |  | 1630 | Gamle Fredrikstad | Norway | 59.1854 | 10.9672 | NO1 | Fylkesmannen i Oslo og Viken | 5.(b) | Waste and waste water management | Installations for the incineration of non-hazardous waste in the scope of Directive 2000/76/EC of the European Parliament and of the Council of 4 December 2000 on the incineration of waste |  | TRUE | 2017 | Carbon dioxide (CO2) | Greenhouse gases | 61 | 110 | Air | 0.40818 | 84.15 | 42.8847 | 42.8847 | 300.5357 | 0.99164 | 83.5144 | 585.2692 | 0.10752 | 68.4765 | 0.6 | 55.102 | 38.19 | 74.372 | 35.49 | 11.2127 | 6.5161 | 3.7561 | 0.72499 | 13.5033 | 0 | 2.6879 | 0 | 142.8872 | 74 | 0.364 | 2.2778 | 97.58% | 6
237700 | 9792 | AVV I/S Forbrændingsanlægget | Miljøvej | 7 | 9800 | Hjørring | Denmark | 57.4531 | 10.032 | DK1 | miljøstyrelsen | 5.(b) | Waste and waste water management | Installations for the incineration of non-hazardous waste in the scope of Directive 2000/76/EC of the European Parliament and of the Council of 4 December 2000 on the incineration of waste |  | TRUE | 2017 | Carbon dioxide (CO2) | Greenhouse gases | 61 | 109 | Air | 0.4 | 83.385 | 42.4948 | 42.4948 | 297.8036 | 0.71475 | 82.7552 | 579.9485 | 0.087261 | 67.854 | 1 | 91.0019 | 42.12 | 82.0253 | 35.49 | 11.2434 | 6.5369 | 3.7561 | 0.72499 | 13.5238 | 0 | 2.1815 | 0 | 151.119 | 164 | 20.906 | 12.5015 | 86.7% | 212
8242 | 2584-103 | LKAB - Svappavaaragruvan Leveäniemi | LKAB:s Industriområde, Svappavaara |  | 98192 | Kiruna | Sweden | 67.6409 | 21.0137 | SE1 | Länsstyrelsen i Norrbottens län | 2.(a) | Productiona and processing of metals | Metal ore (including sulphide ore) roasting or sintering installations |  | TRUE | 2017 | Carbon dioxide (CO2) | Greenhouse gases | 8 | 106.2 | Air | 0.99812 | 81.243 | 41.4032 | 41.4032 | 290.1536 | 0.96944 | 80.6294 | 565.0508 | 0.05049 | 66.1109 | 1.1 | 97.3469 | 40.58 | 79.0263 | 35.49 | 11.3315 | 9.1711 | 4.5997 | 0.72499 | 15.0336 | 0 | 1.2623 | 0 | 154.1149 | 171 | 7.052 | 5.7314 | 93.9% | 126
7758 | 2180-1075 | Johannes Kraftvärmeverk | Johannesbergsvägen 50 |  | 80591 | Gävle | Sweden | 60.6365 | 17.1355 | SE3 | Gävle kommun | 1.(c) | Energy sector | Thermal power stations and other combustion installations |  | TRUE | 2017 | Carbon dioxide (CO2) | Greenhouse gases | 61 | 106.1 | Air | 0 | 81.1665 | 47.2734 | 47.2734 | 289.8804 | 0.28898 | 92.0611 | 564.5187 | 0.65113 | 66.0487 | 1.1 | 97.3469 | 41.38 | 80.5842 | 40.5599 | 12.4453 | 7.1971 | 3.7561 | 0.72499 | 15.1875 | 0 | 16.2782 | 0 | 144.177 | 92 | 5.738 | 3.9799 | 95.77% | 52
10455 | 6494 | ENERGI VIBORG KRAFTVARME A/S | Industrivej | 40 | 8800 | Viborg | Denmark | 56.4738 | 9.4148 | DK1 | miljøstyrelsen | 1.(c) | Energy sector | Thermal power stations and other combustion installations |  | TRUE | 2017 | Carbon dioxide (CO2) | Greenhouse gases | 63 | 106 | Air | 0.84906 | 81.09 | 47.2288 | 47.2288 | 289.6071 | 0.71475 | 91.9743 | 563.9866 | 0.17703 | 65.9864 | 0.5 | 44.2486 | 42.12 | 82.0253 | 40.5599 | 12.4489 | 9.9436 | 4.5997 | 0.72499 | 16.7368 | 0 | 4.4257 | 0 | 1162.6135 | 232 | 20.906 | 11.7082 | 87.54% | 189
8059 | 24256 | Kokkolan Energia Oy, Ykspihlajan voimalaitos | Kemirantie 8 |  | 67900 | KOKKOLA | Finland | 63.8475 | 23.0543 | FI | Etelä-Pohjanmaan ELY ympäristö ja luonnonvarat | 1.(c) | Energy sector | Thermal power stations and other combustion installations |  | TRUE | 2017 | Carbon dioxide (CO2) | Greenhouse gases | 61 | 105.2 | Air | 0.21768 | 80.478 | 46.8724 | 46.8724 | 287.4214 | 0.29508 | 91.2802 | 559.7301 | 0.36085 | 65.4884 | 1.2 | 105.1948 | 43.16 | 84.0506 | 40.5599 | 12.4772 | 7.2186 | 3.7561 | 0.72499 | 15.2086 | 0 | 9.0212 | 0 | 154.9749 | 177 | 19.6727 | 9.9201 | 89.45% | 165
42016 | 1480-1272 | Rya Gaskraftvärmeverk | Skarvikshamnen, Fågelrov. 20 |  | 418 34 | Göteborg | Sweden | 57.692 | 11.8887 | SE3 | Göteborgs Stad | 1.(c) | Energy sector | Thermal power stations and other combustion installations |  | TRUE | 2017 | Carbon dioxide (CO2) | Greenhouse gases | 63 | 105.1 | Air | 0.99905 | 80.4015 | 46.8278 | 46.8278 | 287.1482 | 0.28898 | 91.1934 | 559.1981 | 0.77911 | 65.4262 | 0.8 | 70.1299 | 41.38 | 80.5842 | 40.5599 | 12.4807 | 9.9776 | 4.5997 | 0.72499 | 16.765 | 0 | 19.4778 | 0 | 1146.2143 | 214 | 5.738 | 3.8447 | 95.91% | 41
6377 | 1264 | Leca Danmark A/S | Randersvej | 75 | 8940 | Randers SV | Denmark | 56.3752 | 10.0421 | DK1 | miljøstyrelsen | 3.(g) | Mineral industry | Installations for the manufacture of ceramic products by firing, in particular roofing tiles, bricks, refractory bricks, tiles, stoneware or porcelain |  | TRUE | 2017 | Carbon dioxide (CO2) | Greenhouse gases | 4 | 105 | Air | 1 | 80.325 | 40.9354 | 40.9354 | 286.875 | 0.71475 | 79.7183 | 558.666 | 0.39224 | 65.3639 | 1.6 | 140.2597 | 42.12 | 82.0253 | 35.49 | 11.3702 | 6.258 | 3.4081 | 0.72499 | 13.4023 | 0 | 9.806 | 0 | 142.8729 | 73 | 20.906 | 10.223 | 89.12% | 168
192252 | 1416.0007.01 | Hydro Aluminium, Høyanger | Storgata 1 |  | 6993 | Høyanger | Norway | 61.2187 | 6.0683 | NO3 | Miljødirektoratet | 2.(e) | Productiona and processing of metals | Installations: - For the production of non-ferrous crude metals from ore, concentrates or secondary raw materials by metallurgical, chemical or electrolytic processes | Al | TRUE | 2017 | Carbon dioxide (CO2) | Greenhouse gases | 31 | 104 | Air | 1 | 79.56 | 40.5455 | 40.5455 | 284.1429 | 0.99957 | 78.9591 | 553.3454 | 0 | 64.7414 | 0.2 | 17.3655 | 33.51 | 65.258 | 35.49 | 11.4029 | 9.2482 | 4.5997 | 0.72499 | 15.0972 | 0 | 0 | 0 | 141.821 | 65 | 0.426 | 2.3304 | 97.52% | 23
296150 | 9873 | FJERNVARME FYN AFFALDSENERGI A/S | Havnegade | 120 | 5000 | Odense C | Denmark | 55.4278 | 10.4052 | DK1 | miljøstyrelsen | 5.(b) | Waste and waste water management | Installations for the incineration of non-hazardous waste in the scope of Directive 2000/76/EC of the European Parliament and of the Council of 4 December 2000 on the incineration of waste |  | TRUE | 2017 | Carbon dioxide (CO2) | Greenhouse gases | 61 | 102 | Air | 1 | 78.03 | 39.7658 | 39.7658 | 278.6786 | 0.71475 | 77.4407 | 542.7041 | 0.77911 | 63.4964 | 1.6 | 136.2523 | 42.12 | 82.0253 | 35.49 | 11.4696 | 6.6907 | 3.7561 | 0.72499 | 13.6742 | 0 | 19.4778 | 0 | 134.353 | 39 | 20.906 | 8.4566 | 91% | 153
7762 | 2181-109 | Björksätra Kraftvärmeverk | Smassens Väg 4 |  | 81151 | SANDVIKEN | Sweden | 60.6111 | 16.7487 | SE3 | Västra Gästriklands samhällsbyggnadsförvaltning | 1.(c) | Energy sector | Thermal power stations and other combustion installations |  | TRUE | 2017 | Carbon dioxide (CO2) | Greenhouse gases | 61 | 101 | Air | 0.42574 | 77.265 | 45.001 | 45.001 | 275.9464 | 0.28898 | 87.6359 | 537.3835 | 0.24121 | 62.8739 | 1.1 | 92.7551 | 41.38 | 80.5842 | 40.5599 | 12.6306 | 7.3224 | 3.7561 | 0.72499 | 15.3103 | 0 | 6.0301 | 0 | 154.8584 | 176 | 5.738 | 4.6008 | 95.11% | 67

## Hourly_powerprice
Hour | SE1_2025_REF | SE1_2035_REF | SE1_2045_REF | SE2_2025_REF | SE2_2035_REF | SE2_2045_REF | SE3_2025_REF | SE3_2035_REF | SE3_2045_REF | SE4_2025_REF | SE4_2035_REF | SE4_2045_REF | NO1_2025_REF | NO1_2035_REF | NO1_2045_REF | NO2_2025_REF | NO2_2035_REF | NO2_2045_REF | NO3_2025_REF | NO3_2035_REF | NO3_2045_REF | NO4_2025_REF | NO4_2035_REF | NO4_2045_REF | NO5_2025_REF | NO5_2035_REF | NO5_2045_REF | DK1_2025_REF | DK1_2035_REF | DK1_2045_REF | DK2_2025_REF | DK2_2035_REF | DK2_2045_REF | FIN_2025_REF | FIN_2035_REF | FIN_2045_REF | SE1_2025_HIG | SE1_2035_HIG | SE1_2045_HIG | SE2_2025_HIG | SE2_2035_HIG | SE2_2045_HIG | SE3_2025_HIG | SE3_2035_HIG | SE3_2045_HIG | SE4_2025_HIG | SE4_2035_HIG | SE4_2045_HIG | NO1_2025_HIG | NO1_2035_HIG | NO1_2045_HIG | NO2_2025_HIG | NO2_2035_HIG | NO2_2045_HIG | NO3_2025_HIG | NO3_2035_HIG | NO3_2045_HIG | NO4_2025_HIG | NO4_2035_HIG | NO4_2045_HIG | NO5_2025_HIG | NO5_2035_HIG | NO5_2045_HIG | DK1_2025_HIG | DK1_2035_HIG | DK1_2045_HIG | DK2_2025_HIG | DK2_2035_HIG | DK2_2045_HIG | FIN_2025_HIG | FIN_2035_HIG | FIN_2045_HIG
Avg | 37.0302 | 40.964 | 38.3515 | 37.1915 | 41.9299 | 39.7757 | 38.3157 | 42.9426 | 44.6935 | 38.3224 | 43.168 | 44.1855 | 40.4249 | 47.2172 | 42.971 | 41.068 | 47.1142 | 41.9198 | 38.798 | 43.7624 | 37.6951 | 38.5568 | 44.2006 | 37.3658 | 40.0609 | 47.0122 | 42.8143 | 43.5045 | 52.0838 | 48.3828 | 43.3752 | 51.895 | 49.818 | 37.7694 | 41.5861 | 41.3313 | 47.5931 | 52.9679 | 51.9793 | 47.671 | 53.789 | 52.4103 | 50.0232 | 55.0054 | 55.1551 | 50.0174 | 55.7272 | 54.6558 | 55.4669 | 56.9456 | 54.3191 | 56.9391 | 56.4892 | 53.8416 | 50.0746 | 54.4285 | 50.174 | 49.1974 | 53.2539 | 49.6585 | 55.0105 | 56.6395 | 53.684 | 63.4384 | 65.3955 | 61.2157 | 63.0452 | 68.2749 | 64.479 | 50.4862 | 57.9289 | 60.3228
0 | 37.91 | 42.88 | 35.34 | 37.91 | 42.88 | 35.34 | 37.91 | 42.88 | 35.34 | 37.91 | 42.88 | 35.34 | 38.62 | 42.88 | 35.34 | 38.62 | 42.88 | 35.34 | 37.91 | 42.88 | 35.34 | 37.91 | 42.88 | 35.34 | 38.62 | 42.88 | 35.34 | 35.44 | 13.11 | 34.29 | 36.16 | 41.54 | 34.99 | 37.91 | 42.88 | 35.34 | 48.5 | 51.09 | 47.48 | 48.5 | 51.09 | 47.48 | 48.5 | 51.09 | 47.48 | 48.5 | 51.09 | 47.48 | 54.08 | 51.19 | 47.48 | 54.08 | 51.19 | 47.48 | 48.5 | 51.09 | 47.48 | 48.5 | 51.09 | 47.48 | 54.08 | 51.19 | 47.48 | 47.05 | 46.23 | 44.38 | 48.01 | 50.58 | 47 | 48.5 | 51.09 | 47.48
1 | 38.01 | 42.97 | 35.44 | 38.01 | 42.97 | 35.44 | 38.01 | 42.97 | 35.44 | 38.01 | 42.97 | 35.44 | 38.71 | 42.97 | 35.44 | 38.71 | 42.97 | 35.44 | 38.01 | 42.97 | 35.44 | 38.01 | 42.97 | 35.44 | 38.71 | 42.97 | 35.44 | 31.52 | 13.11 | 31.41 | 32.16 | 41.54 | 35.08 | 38.01 | 42.97 | 35.44 | 48.6 | 51.18 | 47.57 | 48.6 | 51.18 | 47.57 | 48.6 | 51.18 | 47.57 | 48.6 | 51.18 | 47.57 | 54.18 | 51.29 | 47.57 | 54.18 | 51.29 | 47.57 | 48.6 | 51.18 | 47.57 | 48.6 | 51.18 | 47.57 | 54.18 | 51.29 | 47.57 | 46.56 | 46.23 | 43.9 | 48.11 | 50.67 | 44.8 | 48.6 | 51.18 | 47.57
2 | 37.73 | 42.7 | 35.16 | 37.73 | 42.7 | 35.16 | 37.73 | 42.7 | 35.16 | 37.73 | 42.7 | 35.16 | 38.44 | 42.7 | 35.16 | 38.44 | 42.7 | 35.16 | 37.73 | 42.7 | 35.16 | 37.73 | 42.7 | 35.16 | 38.44 | 42.7 | 35.16 | 30.27 | 12.71 | 31.35 | 30.88 | 41.54 | 34.81 | 37.73 | 42.7 | 35.16 | 48.32 | 50.91 | 47.3 | 48.32 | 50.91 | 47.3 | 48.32 | 50.91 | 47.3 | 48.32 | 50.91 | 47.3 | 53.9 | 51.01 | 47.3 | 53.9 | 51.01 | 47.3 | 48.32 | 50.91 | 47.3 | 48.32 | 50.91 | 47.3 | 53.9 | 51.01 | 47.3 | 46.56 | 45.35 | 43.9 | 47.84 | 50.4 | 44.8 | 48.32 | 50.91 | 47.3
3 | 37.43 | 42.4 | 34.86 | 37.43 | 42.4 | 34.86 | 37.43 | 42.4 | 34.86 | 37.43 | 42.4 | 34.86 | 38.14 | 42.4 | 34.86 | 38.14 | 42.4 | 34.86 | 37.43 | 42.4 | 34.86 | 37.43 | 42.4 | 34.86 | 38.14 | 42.4 | 34.86 | 24.51 | 12.33 | 31.2 | 30.88 | 41.54 | 34.51 | 37.43 | 42.4 | 34.86 | 48.02 | 50.61 | 47 | 48.02 | 50.61 | 47 | 48.02 | 50.61 | 47 | 48.02 | 50.61 | 47 | 53.6 | 50.71 | 47 | 53.6 | 50.71 | 47 | 48.02 | 50.61 | 47 | 48.02 | 50.61 | 47 | 53.6 | 50.71 | 47 | 46.56 | 45.47 | 43.9 | 47.51 | 50.1 | 44.8 | 48.02 | 50.61 | 47
4 | 37.35 | 42.32 | 34.78 | 37.35 | 42.32 | 34.78 | 37.35 | 42.32 | 34.78 | 37.35 | 42.32 | 34.78 | 38.06 | 42.4 | 34.78 | 38.06 | 42.4 | 34.78 | 37.35 | 42.32 | 34.78 | 37.35 | 42.32 | 34.78 | 38.06 | 42.4 | 34.78 | 24.51 | 12.33 | 30.17 | 36.6 | 41.54 | 34.44 | 37.35 | 42.32 | 34.78 | 47.94 | 50.53 | 46.92 | 47.94 | 50.53 | 46.92 | 47.94 | 50.53 | 46.92 | 47.94 | 50.53 | 46.92 | 53.52 | 50.64 | 46.92 | 53.52 | 50.64 | 46.92 | 47.94 | 50.53 | 46.92 | 47.94 | 50.53 | 46.92 | 53.52 | 50.64 | 46.92 | 46.56 | 44.97 | 42.67 | 47.51 | 50.03 | 44.8 | 47.94 | 50.53 | 46.92
5 | 37.45 | 42.42 | 34.89 | 37.45 | 42.42 | 34.89 | 37.45 | 42.42 | 34.89 | 37.45 | 42.42 | 34.89 | 38.16 | 43.09 | 34.89 | 38.16 | 43.09 | 34.89 | 37.45 | 42.42 | 34.89 | 37.45 | 42.42 | 34.89 | 38.16 | 43.09 | 34.89 | 36.6 | 12.33 | 30.17 | 37.34 | 42 | 34.54 | 37.45 | 42.42 | 34.89 | 48.04 | 50.63 | 47.02 | 48.04 | 50.63 | 47.02 | 48.04 | 50.63 | 47.02 | 48.04 | 50.63 | 47.02 | 53.62 | 50.74 | 47.02 | 53.62 | 50.74 | 47.02 | 48.04 | 50.63 | 47.02 | 48.04 | 50.63 | 47.02 | 53.62 | 50.74 | 47.02 | 48.53 | 45.35 | 43.6 | 48.53 | 50.13 | 44.8 | 48.04 | 50.63 | 47.02
6 | 36.86 | 41.83 | 34.3 | 36.86 | 41.83 | 34.3 | 37.57 | 41.83 | 34.3 | 37.57 | 41.83 | 34.3 | 37.57 | 44.23 | 34.3 | 37.57 | 44.23 | 34.3 | 36.86 | 41.83 | 34.3 | 36.86 | 41.83 | 34.3 | 37.57 | 44.23 | 34.3 | 37.2 | 41.41 | 33.55 | 37.95 | 42.25 | 34.42 | 36.86 | 41.83 | 34.3 | 47.45 | 50.15 | 46.43 | 47.45 | 50.15 | 46.43 | 53.03 | 50.15 | 46.43 | 53.03 | 50.15 | 46.43 | 53.03 | 50.15 | 46.43 | 53.03 | 50.15 | 46.43 | 47.45 | 50.04 | 46.43 | 47.45 | 50.04 | 46.43 | 53.03 | 50.15 | 46.43 | 52.5 | 47.19 | 44.8 | 53.57 | 50.65 | 45.96 | 53.03 | 50.15 | 51.3
7 | 37.18 | 44.69 | 34.61 | 37.18 | 44.69 | 34.61 | 45.62 | 44.69 | 35.68 | 45.62 | 44.69 | 35.68 | 45.16 | 44.69 | 34.61 | 45.16 | 44.69 | 34.61 | 37.18 | 44.69 | 34.61 | 37.18 | 42.14 | 34.61 | 45.16 | 44.69 | 34.61 | 45.62 | 44.24 | 34.42 | 46.55 | 45.14 | 35.32 | 45.62 | 44.69 | 35.68 | 47.77 | 53.82 | 51.3 | 47.77 | 53.82 | 51.3 | 64.51 | 53.82 | 51.3 | 64.51 | 53.82 | 51.3 | 64.51 | 50.46 | 47.16 | 64.51 | 50.46 | 46.84 | 47.77 | 50.46 | 47.16 | 47.77 | 50.35 | 46.74 | 64.51 | 50.46 | 47.16 | 65.16 | 49.96 | 44.8 | 65.84 | 54.36 | 50.78 | 65.82 | 90 | 63.5
8 | 37.16 | 59.75 | 39.02 | 37.16 | 59.75 | 39.02 | 46.87 | 59.75 | 46.4 | 46.87 | 59.75 | 46.4 | 46.87 | 44.68 | 35.49 | 46.87 | 44.68 | 35.49 | 37.16 | 44.68 | 35.49 | 37.16 | 42.13 | 34.59 | 46.87 | 44.68 | 35.49 | 47.35 | 44.23 | 35.14 | 47.84 | 60.36 | 45.93 | 46.41 | 59.75 | 46.4 | 47.75 | 93.37 | 62.04 | 47.75 | 93.37 | 62.04 | 70.72 | 93.37 | 62.04 | 70.72 | 93.37 | 62.04 | 70.72 | 50.45 | 47.16 | 70.72 | 50.45 | 46.83 | 47.75 | 50.45 | 47.16 | 47.75 | 50.34 | 46.73 | 70.72 | 50.45 | 47.16 | 71.43 | 49.94 | 44.8 | 72.18 | 94.31 | 61.42 | 70.72 | 93.37 | 90
9 | 36.86 | 65.31 | 46.87 | 36.86 | 65.31 | 46.87 | 50.42 | 65.31 | 46.87 | 50.42 | 65.31 | 46.87 | 50.42 | 44.37 | 35.49 | 50.42 | 44.37 | 35.49 | 36.86 | 44.37 | 35.49 | 36.86 | 41.82 | 34.29 | 50.42 | 44.37 | 35.49 | 50.93 | 43.93 | 35.14 | 51.46 | 65.97 | 46.4 | 49.41 | 65.31 | 46.87 | 47.44 | 93.37 | 62.04 | 47.44 | 93.37 | 62.04 | 74.16 | 93.37 | 62.04 | 74.16 | 93.37 | 62.04 | 74.16 | 51.31 | 47.16 | 74.16 | 51.31 | 46.52 | 47.44 | 51.31 | 47.16 | 47.44 | 50.03 | 46.42 | 74.16 | 51.31 | 47.16 | 74.91 | 51.31 | 44.8 | 76.44 | 94.31 | 61.42 | 74.16 | 98.21 | 90
10 | 36.98 | 44.49 | 39.02 | 36.98 | 44.49 | 39.02 | 50.94 | 44.49 | 46.4 | 50.94 | 44.49 | 46.4 | 50.94 | 44.49 | 35.49 | 50.94 | 44.49 | 35.49 | 36.98 | 44.49 | 35.49 | 36.98 | 41.94 | 34.41 | 50.94 | 44.49 | 35.49 | 51.46 | 44.04 | 35.14 | 51.46 | 44.94 | 45.93 | 49.93 | 44.49 | 46.4 | 47.57 | 81.58 | 51.3 | 47.57 | 81.58 | 51.3 | 74.16 | 81.58 | 51.3 | 74.16 | 81.58 | 51.3 | 74.16 | 50.26 | 47.16 | 74.16 | 50.26 | 46.64 | 47.57 | 50.26 | 47.16 | 47.57 | 50.15 | 46.54 | 74.16 | 50.26 | 47.16 | 74.91 | 49.76 | 44.8 | 76.44 | 82.4 | 50.78 | 74.16 | 98.21 | 90
11 | 37.45 | 44.96 | 38.25 | 37.45 | 44.96 | 38.25 | 50.43 | 44.96 | 38.25 | 50.43 | 44.96 | 38.25 | 50.43 | 44.96 | 34.88 | 50.43 | 44.96 | 34.88 | 37.45 | 44.96 | 34.88 | 37.45 | 42.41 | 34.88 | 50.43 | 44.96 | 34.88 | 50.43 | 43.62 | 34.42 | 50.94 | 44.51 | 37.87 | 49.93 | 44.96 | 38.25 | 48.04 | 53.82 | 47.11 | 48.04 | 53.82 | 47.11 | 73.76 | 53.82 | 47.11 | 73.76 | 53.82 | 47.11 | 73.76 | 50.73 | 47.11 | 73.76 | 50.73 | 47.11 | 48.04 | 50.73 | 47.11 | 48.04 | 50.62 | 47.01 | 73.76 | 50.73 | 47.11 | 74.5 | 47.89 | 44.8 | 74.5 | 53.28 | 45.72 | 73.76 | 90 | 90
12 | 37.63 | 45.14 | 35.06 | 37.63 | 45.14 | 35.06 | 50.43 | 45.14 | 35.12 | 50.43 | 45.14 | 35.12 | 50.43 | 45.14 | 35.06 | 50.43 | 45.14 | 35.06 | 37.63 | 45.14 | 35.06 | 37.63 | 42.6 | 35.06 | 50.43 | 45.14 | 35.06 | 50.43 | 42.81 | 31.94 | 50.94 | 44.69 | 34.42 | 49.93 | 45.14 | 35.12 | 48.22 | 50.91 | 47.19 | 48.22 | 50.91 | 47.19 | 61.78 | 50.91 | 47.19 | 61.78 | 50.91 | 47.19 | 61.78 | 50.91 | 47.19 | 61.78 | 50.91 | 47.19 | 48.22 | 50.91 | 47.19 | 48.22 | 50.81 | 47.19 | 61.78 | 50.91 | 47.19 | 62.41 | 47.89 | 44.8 | 62.41 | 50.4 | 45 | 61.78 | 51.19 | 64.79
13 | 37.78 | 45.29 | 35.22 | 37.78 | 45.29 | 35.22 | 50.43 | 45.29 | 35.22 | 50.43 | 45.29 | 35.22 | 50.43 | 45.3 | 35.22 | 50.43 | 45.3 | 35.22 | 37.78 | 45.29 | 35.22 | 37.78 | 42.75 | 35.22 | 50.43 | 45.3 | 35.22 | 50.43 | 42.81 | 32.38 | 50.94 | 44.84 | 34.86 | 50.43 | 45.29 | 35.22 | 48.37 | 51.07 | 47.35 | 48.37 | 51.07 | 47.35 | 64.34 | 51.07 | 47.35 | 64.34 | 51.07 | 47.35 | 64.34 | 51.07 | 47.35 | 64.34 | 51.07 | 47.35 | 48.37 | 51.07 | 47.35 | 48.37 | 50.96 | 47.35 | 64.34 | 51.07 | 47.35 | 64.99 | 47.89 | 44.8 | 64.99 | 50.56 | 45.72 | 64.34 | 51.19 | 63.5
14 | 38.03 | 45.53 | 35.46 | 38.03 | 45.53 | 35.46 | 51.46 | 45.54 | 35.48 | 51.46 | 45.54 | 35.48 | 51.46 | 45.54 | 35.46 | 51.46 | 45.54 | 35.46 | 38.03 | 45.53 | 35.46 | 38.03 | 43 | 35.46 | 51.46 | 45.54 | 35.46 | 51.46 | 42.81 | 34.42 | 51.98 | 45.09 | 35.12 | 51.46 | 45.53 | 35.46 | 48.62 | 51.32 | 47.6 | 48.62 | 51.32 | 47.6 | 66.26 | 51.32 | 47.6 | 66.26 | 51.32 | 47.6 | 66.26 | 51.32 | 47.6 | 66.26 | 51.32 | 47.6 | 48.62 | 51.32 | 47.6 | 48.62 | 51.21 | 47.6 | 66.26 | 51.32 | 47.6 | 66.93 | 47.89 | 44.8 | 66.93 | 51.83 | 45.72 | 66.26 | 51.32 | 51.3
15 | 38.21 | 45.72 | 35.64 | 38.21 | 45.72 | 35.64 | 52.4 | 45.72 | 58.83 | 52.4 | 45.72 | 58.83 | 52.4 | 45.72 | 35.64 | 52.4 | 45.72 | 35.64 | 38.21 | 45.72 | 35.64 | 38.21 | 43.18 | 35.64 | 52.4 | 45.72 | 35.64 | 52.4 | 45.26 | 34.42 | 52.93 | 46.19 | 58.24 | 52.4 | 45.72 | 58.83 | 48.8 | 53.82 | 50.95 | 48.8 | 53.82 | 50.95 | 76.22 | 53.82 | 50.95 | 76.22 | 53.82 | 50.95 | 76.22 | 51.49 | 47.78 | 76.22 | 51.49 | 47.78 | 48.8 | 51.49 | 47.78 | 48.8 | 51.39 | 47.78 | 76.22 | 51.49 | 47.78 | 76.22 | 50 | 44.8 | 77.78 | 54.36 | 50.44 | 76.22 | 56.61 | 51.3
16 | 38.4 | 45.96 | 35.83 | 38.4 | 45.96 | 35.83 | 52.93 | 45.96 | 73.72 | 52.93 | 45.96 | 73.72 | 52.93 | 45.96 | 35.84 | 52.93 | 45.96 | 35.84 | 38.4 | 45.96 | 35.83 | 38.4 | 43.37 | 35.83 | 52.93 | 45.96 | 35.84 | 52.94 | 45.5 | 35.48 | 54.02 | 46.42 | 74.47 | 52.59 | 45.96 | 70.53 | 48.99 | 53.82 | 51.3 | 48.99 | 53.82 | 51.3 | 76.45 | 53.82 | 51.3 | 76.45 | 53.82 | 51.3 | 76.45 | 51.69 | 49.11 | 76.45 | 51.69 | 49.11 | 48.99 | 51.69 | 49.11 | 48.99 | 51.58 | 47.97 | 76.45 | 51.69 | 49.11 | 76.45 | 51.17 | 46.21 | 78.01 | 54.36 | 50.78 | 76.45 | 90 | 51.3
17 | 38.75 | 47.72 | 36.19 | 38.75 | 47.72 | 36.19 | 52.93 | 47.72 | 73.72 | 52.93 | 47.72 | 73.72 | 52.93 | 47.72 | 36.19 | 52.93 | 47.72 | 36.19 | 38.75 | 47.72 | 36.19 | 38.75 | 43.72 | 36.19 | 52.93 | 47.72 | 36.19 | 53.47 | 47.72 | 35.75 | 54.02 | 48.69 | 74.47 | 52.59 | 47.72 | 70.53 | 49.34 | 83.35 | 51.3 | 49.34 | 83.35 | 51.3 | 77.5 | 83.35 | 51.3 | 77.5 | 83.35 | 51.3 | 77.5 | 53.5 | 49.11 | 77.5 | 53.5 | 48.78 | 49.34 | 53.5 | 49.11 | 49.34 | 51.93 | 48.32 | 77.5 | 53.5 | 49.11 | 78.28 | 53.5 | 46.21 | 79.9 | 84.2 | 51.81 | 77.5 | 90 | 51.3
18 | 38.6 | 48.2 | 36.03 | 38.6 | 48.2 | 36.03 | 52.93 | 48.2 | 73.72 | 52.93 | 48.2 | 73.72 | 52.93 | 47.72 | 36.7 | 52.93 | 47.72 | 36.7 | 38.6 | 47.72 | 36.03 | 38.6 | 43.57 | 36.03 | 52.93 | 47.72 | 36.7 | 53.47 | 47.72 | 36.33 | 54.02 | 48.69 | 74.47 | 52.59 | 48.2 | 70.53 | 49.19 | 85 | 51.3 | 49.19 | 85 | 51.3 | 77.08 | 85 | 51.3 | 77.08 | 85 | 51.3 | 77.08 | 53.5 | 49.11 | 77.08 | 53.5 | 48.26 | 49.19 | 53.5 | 49.11 | 49.19 | 51.78 | 48.16 | 77.08 | 53.5 | 49.11 | 77.86 | 53.5 | 46.21 | 79.47 | 85.86 | 51.81 | 77.08 | 90 | 51.3
19 | 38.41 | 47.72 | 35.84 | 38.41 | 47.72 | 35.84 | 52.93 | 47.72 | 73.72 | 52.93 | 47.72 | 73.72 | 52.93 | 47.72 | 36.7 | 52.93 | 47.72 | 36.7 | 38.41 | 47.72 | 35.84 | 38.41 | 43.38 | 35.84 | 52.93 | 47.72 | 36.7 | 52.95 | 47.56 | 36.33 | 54.02 | 48.53 | 74.47 | 45.72 | 47.72 | 70.53 | 49 | 83.01 | 51.3 | 49 | 83.01 | 51.3 | 76.22 | 83.01 | 51.3 | 76.22 | 83.01 | 51.3 | 76.22 | 53.5 | 49.11 | 76.22 | 53.49 | 48.08 | 49 | 53.5 | 49.11 | 49 | 51.59 | 47.98 | 76.22 | 53.5 | 49.11 | 76.99 | 52.95 | 46.21 | 78.56 | 83.85 | 51.81 | 76.22 | 90 | 51.3
20 | 38.22 | 47.72 | 36.74 | 38.22 | 47.72 | 36.74 | 50.94 | 47.72 | 72.96 | 50.94 | 47.72 | 72.96 | 50.94 | 47.72 | 35.65 | 50.94 | 47.72 | 35.65 | 38.22 | 47.72 | 35.65 | 38.22 | 43.19 | 35.65 | 50.94 | 47.72 | 35.65 | 51.46 | 47.24 | 35.3 | 51.99 | 48.21 | 73.7 | 45.72 | 47.72 | 36.74 | 48.81 | 56.61 | 51.3 | 48.81 | 56.61 | 51.3 | 73.1 | 56.61 | 51.3 | 73.1 | 56.61 | 51.3 | 73.1 | 51.88 | 49.11 | 73.1 | 51.88 | 47.89 | 48.81 | 51.88 | 49.11 | 48.81 | 51.4 | 47.79 | 73.1 | 51.88 | 49.11 | 73.84 | 51.36 | 46.21 | 75.35 | 57.18 | 50.78 | 73.1 | 56.61 | 51.3
21 | 38.29 | 45.8 | 35.72 | 38.29 | 45.8 | 35.72 | 46.41 | 45.8 | 72.96 | 46.41 | 45.8 | 72.96 | 46.41 | 45.8 | 35.72 | 46.41 | 45.8 | 35.72 | 38.29 | 45.8 | 35.72 | 38.29 | 43.26 | 35.72 | 46.41 | 45.8 | 35.72 | 46.87 | 45.34 | 35.11 | 46.87 | 46.26 | 73.7 | 38.29 | 45.8 | 35.72 | 48.88 | 53.82 | 51.3 | 48.88 | 53.82 | 51.3 | 63.7 | 53.82 | 51.3 | 63.7 | 53.82 | 51.3 | 63.7 | 51.57 | 49.11 | 63.7 | 51.57 | 47.95 | 48.88 | 51.57 | 49.11 | 48.88 | 51.47 | 47.85 | 63.7 | 51.57 | 49.11 | 64.34 | 51.06 | 46.21 | 65.66 | 54.36 | 50.78 | 63.7 | 53.82 | 51.3
22 | 38.16 | 45.13 | 35.59 | 38.16 | 45.13 | 35.59 | 38.87 | 45.13 | 35.59 | 38.87 | 45.13 | 35.59 | 38.87 | 45.67 | 35.59 | 38.87 | 45.67 | 35.59 | 38.16 | 43.14 | 35.59 | 38.16 | 43.13 | 35.59 | 38.87 | 45.67 | 35.59 | 39.26 | 44.68 | 34.43 | 39.26 | 45.59 | 35.95 | 38.16 | 45.13 | 35.59 | 48.75 | 51.44 | 51.3 | 48.75 | 51.44 | 51.3 | 54.33 | 51.44 | 51.3 | 54.33 | 51.44 | 51.3 | 54.33 | 51.44 | 48.12 | 54.33 | 51.44 | 47.75 | 48.75 | 51.44 | 48.12 | 48.75 | 51.34 | 47.73 | 54.33 | 51.44 | 48.12 | 63.7 | 48.4 | 46.21 | 65 | 51.96 | 50.78 | 54.33 | 51.44 | 51.3
23 | 37.94 | 42.91 | 35.37 | 37.94 | 42.91 | 35.37 | 38.65 | 42.91 | 35.37 | 38.65 | 42.91 | 35.37 | 38.65 | 45.45 | 35.37 | 38.65 | 45.45 | 35.37 | 37.94 | 42.91 | 35.37 | 37.94 | 42.91 | 35.37 | 38.65 | 45.45 | 35.37 | 39.04 | 43.34 | 34.42 | 39.04 | 43.34 | 35.12 | 37.94 | 42.91 | 35.37 | 48.53 | 51.22 | 50.68 | 48.53 | 51.22 | 50.68 | 48.53 | 51.22 | 50.68 | 48.53 | 51.22 | 50.68 | 54.11 | 51.22 | 47.5 | 54.11 | 51.22 | 47.5 | 48.53 | 51.22 | 47.5 | 48.53 | 51.12 | 47.5 | 54.11 | 51.22 | 47.5 | 54.65 | 47.89 | 44.8 | 53.56 | 51.74 | 50.17 | 48.53 | 51.22 | 51.3
24 | 39.17 | 44.13 | 36.6 | 39.17 | 44.13 | 36.6 | 39.17 | 44.13 | 36.6 | 39.17 | 44.13 | 36.6 | 39.87 | 46.67 | 36.6 | 39.87 | 46.67 | 36.6 | 39.17 | 44.13 | 36.6 | 39.17 | 44.13 | 36.6 | 39.87 | 46.67 | 36.6 | 39.48 | 42.81 | 34.42 | 39.56 | 44.58 | 36.23 | 39.17 | 44.13 | 36.6 | 49.76 | 52.34 | 48.73 | 49.76 | 52.34 | 48.73 | 49.76 | 52.34 | 48.73 | 49.76 | 52.34 | 48.73 | 55.34 | 52.45 | 48.73 | 55.34 | 52.45 | 48.73 | 49.76 | 52.34 | 48.73 | 49.76 | 52.34 | 48.73 | 55.34 | 52.45 | 48.73 | 54.78 | 47.66 | 44.8 | 53.69 | 52.87 | 48.24 | 49.76 | 52.34 | 48.73
25 | 39.03 | 44 | 36.46 | 39.03 | 44 | 36.46 | 39.03 | 44 | 36.46 | 39.03 | 44 | 36.46 | 39.74 | 46.53 | 36.46 | 39.74 | 46.53 | 36.46 | 39.03 | 44 | 36.46 | 39.03 | 44 | 36.46 | 39.74 | 46.53 | 36.46 | 39.34 | 41.97 | 34.42 | 39.43 | 43.56 | 36.1 | 39.03 | 44 | 36.46 | 49.62 | 52.21 | 48.6 | 49.62 | 52.21 | 48.6 | 49.62 | 52.21 | 48.6 | 49.62 | 52.21 | 48.6 | 55.2 | 52.32 | 48.6 | 55.2 | 52.32 | 48.6 | 49.62 | 52.21 | 48.6 | 49.62 | 52.21 | 48.6 | 55.2 | 52.32 | 48.6 | 54.65 | 47.66 | 44.8 | 53.56 | 51.69 | 48.11 | 49.62 | 52.21 | 48.6
26 | 38.82 | 43.79 | 36.25 | 38.82 | 43.79 | 36.25 | 38.82 | 43.79 | 36.25 | 38.82 | 43.79 | 36.25 | 39.53 | 46.32 | 36.25 | 39.53 | 46.32 | 36.25 | 38.82 | 43.79 | 36.25 | 38.82 | 43.79 | 36.25 | 39.53 | 46.32 | 36.25 | 39.13 | 41.97 | 34.42 | 39.21 | 43.35 | 35.89 | 38.82 | 43.79 | 36.25 | 49.41 | 52 | 48.38 | 49.41 | 52 | 48.38 | 49.41 | 52 | 48.38 | 49.41 | 52 | 48.38 | 54.99 | 52.1 | 48.38 | 54.99 | 52.1 | 48.38 | 49.41 | 52 | 48.38 | 49.41 | 52 | 48.38 | 54.99 | 52.1 | 48.38 | 51.74 | 47.66 | 44.8 | 50.7 | 51.48 | 47.9 | 49.41 | 52 | 48.38
27 | 38.69 | 43.66 | 36.12 | 38.69 | 43.66 | 36.12 | 38.69 | 43.66 | 36.12 | 38.69 | 43.66 | 36.12 | 39.4 | 46.19 | 36.12 | 39.4 | 46.19 | 36.12 | 38.69 | 43.66 | 36.12 | 38.69 | 43.66 | 36.12 | 39.4 | 46.19 | 36.12 | 38.3 | 41.97 | 34.42 | 39.08 | 43.22 | 35.76 | 38.69 | 43.66 | 36.12 | 49.28 | 51.87 | 48.26 | 49.28 | 51.87 | 48.26 | 49.28 | 51.87 | 48.26 | 49.28 | 51.87 | 48.26 | 54.86 | 51.97 | 48.26 | 54.86 | 51.97 | 48.26 | 49.28 | 51.87 | 48.26 | 49.28 | 51.87 | 48.26 | 54.86 | 51.97 | 48.26 | 49.81 | 47.19 | 44.8 | 49.78 | 51.38 | 47.77 | 49.28 | 51.87 | 51.3
28 | 38.72 | 43.69 | 36.15 | 38.72 | 43.69 | 36.15 | 38.72 | 43.69 | 36.15 | 38.72 | 43.69 | 36.15 | 39.43 | 46.22 | 36.15 | 39.43 | 46.22 | 36.15 | 38.72 | 43.69 | 36.15 | 38.72 | 43.69 | 36.15 | 39.43 | 46.22 | 36.15 | 38.33 | 41.97 | 33.55 | 39.11 | 43.25 | 35.79 | 38.72 | 43.69 | 36.15 | 49.31 | 51.9 | 48.29 | 49.31 | 51.9 | 48.29 | 49.31 | 51.9 | 48.29 | 49.31 | 51.9 | 48.29 | 54.89 | 52 | 48.29 | 54.89 | 52 | 48.29 | 49.31 | 51.9 | 48.29 | 49.31 | 51.9 | 48.29 | 54.89 | 52 | 48.29 | 49.81 | 47.19 | 44.8 | 49.81 | 51.38 | 47.8 | 49.31 | 51.9 | 51.3
29 | 39.1 | 44.07 | 36.53 | 39.1 | 44.07 | 36.53 | 39.1 | 44.07 | 36.53 | 39.1 | 44.07 | 36.53 | 39.81 | 46.6 | 36.53 | 39.81 | 46.6 | 36.53 | 39.1 | 44.07 | 36.53 | 39.1 | 44.07 | 36.53 | 39.81 | 46.6 | 36.53 | 38.71 | 42.81 | 33.55 | 39.5 | 44.51 | 36.17 | 39.1 | 44.07 | 36.53 | 49.69 | 52.38 | 48.67 | 49.69 | 52.38 | 48.67 | 51.65 | 52.38 | 48.67 | 51.65 | 52.38 | 48.67 | 55.27 | 52.38 | 48.67 | 55.27 | 52.38 | 48.67 | 49.69 | 52.28 | 48.67 | 49.69 | 52.28 | 48.67 | 55.27 | 52.38 | 48.67 | 52.17 | 47.19 | 44.8 | 52.17 | 52.91 | 48.18 | 51.65 | 52.38 | 51.3
30 | 39.17 | 44.14 | 36.6 | 39.17 | 46.68 | 39.02 | 39.88 | 46.68 | 39.02 | 39.88 | 46.68 | 39.02 | 39.88 | 46.68 | 36.6 | 39.88 | 46.68 | 36.6 | 39.17 | 44.14 | 36.6 | 39.17 | 44.14 | 36.6 | 39.88 | 46.68 | 36.6 | 39.88 | 46.21 | 34.42 | 40.69 | 47.15 | 39.41 | 39.88 | 46.68 | 39.02 | 49.76 | 52.45 | 51.3 | 49.76 | 52.45 | 51.3 | 55.34 | 52.45 | 51.3 | 55.34 | 52.45 | 51.3 | 55.34 | 52.45 | 48.74 | 55.34 | 52.45 | 48.74 | 49.76 | 52.35 | 48.74 | 49.76 | 52.35 | 48.74 | 55.34 | 52.45 | 48.74 | 55.9 | 47.66 | 44.8 | 57.04 | 52.98 | 50.78 | 55.34 | 52.45 | 51.3
31 | 39.22 | 45.32 | 36.65 | 39.22 | 65.24 | 77.11 | 47.64 | 65.24 | 77.45 | 47.64 | 65.24 | 77.45 | 47.64 | 46.73 | 36.65 | 47.64 | 46.73 | 36.65 | 39.22 | 45.32 | 36.65 | 39.22 | 45.32 | 36.65 | 47.64 | 46.73 | 36.65 | 48.12 | 47.2 | 36.28 | 48.62 | 65.9 | 76.68 | 47.64 | 65.24 | 77.11 | 49.81 | 53.82 | 51.3 | 49.81 | 98.21 | 90 | 69.07 | 98.21 | 90 | 69.07 | 98.21 | 90 | 67.7 | 52.5 | 48.78 | 67.7 | 52.5 | 48.78 | 49.81 | 52.4 | 48.78 | 49.81 | 52.4 | 48.78 | 67.7 | 52.5 | 48.78 | 68.38 | 51.36 | 47.16 | 75.9 | 99.2 | 90.91 | 73.76 | 98.21 | 90
32 | 39.21 | 48.09 | 36.64 | 39.21 | 75.2 | 80.3 | 53.73 | 75.2 | 80.3 | 53.73 | 75.2 | 80.3 | 53.73 | 48.09 | 36.64 | 53.73 | 48.09 | 36.64 | 39.21 | 48.09 | 36.64 | 39.21 | 48.09 | 36.64 | 53.73 | 48.09 | 36.64 | 54.27 | 48.57 | 37.01 | 55.38 | 75.96 | 81.11 | 53.73 | 75.2 | 80.3 | 49.8 | 80 | 51.3 | 49.8 | 98.21 | 98.01 | 81.63 | 98.21 | 98.01 | 81.63 | 98.21 | 98.01 | 80.44 | 52.49 | 48.87 | 80.44 | 52.49 | 48.77 | 49.8 | 52.49 | 48.87 | 49.8 | 52.49 | 48.87 | 80.44 | 52.49 | 48.87 | 81.25 | 51.97 | 47.16 | 83.31 | 101.85 | 99 | 81.63 | 98.21 | 98.01
33 | 39.34 | 75.96 | 36.77 | 39.34 | 75.96 | 80.3 | 53.98 | 75.96 | 80.3 | 53.98 | 75.96 | 80.3 | 53.98 | 48.09 | 36.77 | 53.98 | 48.09 | 36.77 | 39.34 | 48.09 | 36.77 | 39.34 | 48.09 | 36.77 | 53.98 | 48.09 | 36.77 | 54.52 | 48.57 | 36.41 | 55.63 | 76.73 | 79.5 | 53.98 | 75.96 | 80.3 | 49.93 | 100.83 | 100.83 | 49.93 | 100.83 | 100.83 | 82.08 | 100.83 | 100.83 | 82.08 | 100.83 | 100.83 | 80.44 | 52.63 | 49.01 | 80.44 | 52.63 | 48.91 | 49.93 | 52.63 | 49.01 | 49.93 | 52.63 | 49.01 | 80.44 | 52.63 | 49.01 | 81.25 | 52.1 | 47.56 | 83.31 | 101.85 | 99.82 | 82.08 | 100.83 | 100.83
34 | 39.66 | 65.31 | 37.09 | 39.66 | 65.31 | 76.04 | 54.52 | 65.31 | 76.04 | 54.52 | 65.31 | 76.04 | 53.45 | 47.17 | 37.09 | 53.45 | 47.17 | 37.09 | 39.66 | 47.17 | 37.09 | 39.66 | 47.16 | 37.09 | 53.45 | 47.17 | 37.09 | 53.99 | 46.7 | 35.49 | 55.09 | 65.97 | 74.51 | 54.52 | 65.31 | 76.04 | 50.24 | 83.28 | 87.63 | 50.24 | 83.28 | 87.63 | 82.45 | 83.28 | 87.63 | 82.45 | 83.28 | 87.63 | 79.38 | 52.94 | 49.22 | 79.38 | 52.94 | 49.22 | 50.24 | 52.94 | 49.22 | 50.24 | 52.94 | 49.22 | 79.38 | 52.94 | 49.22 | 80.19 | 47.89 | 44.8 | 83.31 | 84.12 | 86.75 | 82.45 | 98.21 | 108.68
35 | 39.81 | 65.24 | 39.02 | 39.81 | 65.24 | 73.38 | 53.98 | 65.24 | 73.38 | 53.98 | 65.24 | 73.38 | 41.13 | 47.33 | 37.24 | 41.13 | 47.33 | 37.24 | 39.81 | 47.33 | 37.24 | 39.81 | 47.33 | 37.24 | 41.13 | 47.33 | 37.24 | 41.54 | 46.85 | 35.17 | 54.52 | 65.9 | 72.64 | 53.98 | 65.31 | 73.38 | 60.33 | 81.54 | 85.11 | 60.33 | 81.54 | 85.11 | 82.45 | 81.54 | 85.11 | 82.45 | 81.54 | 85.11 | 60.33 | 53.1 | 49.38 | 60.33 | 53.1 | 49.38 | 60.33 | 53.1 | 49.38 | 50.4 | 53.1 | 49.38 | 60.33 | 53.1 | 49.38 | 60.94 | 47.89 | 44.8 | 83.31 | 82.36 | 84.26 | 82.45 | 98.21 | 108.68
36 | 47.87 | 64.57 | 72.54 | 47.87 | 64.57 | 72.54 | 53.98 | 64.57 | 72.54 | 53.98 | 64.57 | 72.54 | 47.87 | 47.4 | 37.32 | 47.87 | 47.4 | 37.32 | 47.87 | 47.4 | 37.32 | 39.89 | 47.4 | 37.32 | 47.87 | 47.4 | 37.32 | 48.35 | 46.93 | 34.42 | 54.52 | 65.22 | 71.08 | 53.98 | 64.57 | 72.54 | 60.33 | 81.54 | 85.03 | 60.33 | 81.54 | 85.03 | 82.45 | 81.54 | 85.03 | 82.45 | 81.54 | 85.03 | 60.33 | 53.17 | 49.45 | 60.33 | 53.17 | 49.45 | 60.33 | 53.17 | 49.45 | 50.48 | 53.17 | 49.45 | 60.33 | 53.17 | 49.45 | 60.94 | 47.89 | 44.8 | 83.28 | 80.72 | 84.18 | 82.45 | 90 | 107.67
37 | 53.43 | 65.18 | 72.54 | 53.43 | 65.18 | 72.54 | 54.51 | 65.18 | 72.54 | 54.51 | 65.18 | 72.54 | 53.43 | 47.41 | 37.33 | 53.43 | 47.41 | 37.33 | 53.43 | 47.41 | 37.33 | 39.9 | 47.41 | 37.33 | 53.43 | 47.41 | 37.33 | 53.97 | 46.94 | 34.42 | 55.07 | 65.84 | 71.08 | 54.51 | 65.18 | 72.54 | 80 | 82.36 | 85.11 | 80 | 82.36 | 85.11 | 82.45 | 82.36 | 85.11 | 82.45 | 82.36 | 85.11 | 68.13 | 53.18 | 49.47 | 68.13 | 53.18 | 49.47 | 68.13 | 53.18 | 49.47 | 50.49 | 53.18 | 49.47 | 68.13 | 53.18 | 49.47 | 68.13 | 47.66 | 44.8 | 83.28 | 82.36 | 84.26 | 82.45 | 90 | 107.67
38 | 53.99 | 69.7 | 76.63 | 53.99 | 69.7 | 76.63 | 55.07 | 69.7 | 76.63 | 55.07 | 69.7 | 76.63 | 53.99 | 47.42 | 37.34 | 53.99 | 47.42 | 37.34 | 53.99 | 47.42 | 37.34 | 39.91 | 47.42 | 37.34 | 53.99 | 47.42 | 37.34 | 54.53 | 46.95 | 35.77 | 55.64 | 70.4 | 75.08 | 55.07 | 69.7 | 76.63 | 80 | 91.66 | 95.07 | 80 | 91.66 | 95.07 | 82.45 | 91.66 | 95.07 | 82.45 | 91.66 | 95.07 | 74.26 | 53.19 | 49.57 | 74.26 | 53.19 | 49.47 | 74.26 | 53.19 | 49.57 | 74.26 | 53.19 | 49.57 | 74.26 | 53.19 | 49.57 | 75.01 | 52.66 | 44.84 | 83.31 | 92.59 | 94.12 | 82.45 | 91.66 | 95.07
39 | 55 | 77.53 | 80 | 55 | 77.53 | 80 | 56.11 | 77.53 | 80 | 56.11 | 77.53 | 80 | 55 | 48.09 | 38.11 | 55 | 48.09 | 38.11 | 55 | 48.09 | 38.11 | 40.07 | 48.09 | 38.11 | 55 | 48.09 | 38.11 | 55.55 | 48.09 | 37.73 | 56.68 | 78.31 | 79.2 | 56.11 | 77.53 | 80 | 82.48 | 102.64 | 103.89 | 82.48 | 102.64 | 103.89 | 82.48 | 102.64 | 103.89 | 82.48 | 102.64 | 103.89 | 80.81 | 53.74 | 49.73 | 80.81 | 53.74 | 49.63 | 80.81 | 53.74 | 49.73 | 50.66 | 53.74 | 49.73 | 80.81 | 53.74 | 49.73 | 81.63 | 53.21 | 47.16 | 83.31 | 103.67 | 102.85 | 82.48 | 102.64 | 108.68
40 | 56.77 | 79.61 | 85.34 | 56.77 | 79.61 | 85.34 | 56.77 | 79.61 | 85.34 | 56.77 | 79.61 | 85.34 | 55.64 | 67.81 | 38.63 | 55.64 | 67.81 | 38.63 | 55.64 | 67.81 | 38.63 | 40.31 | 49.75 | 38.63 | 55.64 | 67.81 | 38.63 | 56.21 | 68.49 | 38.24 | 57.35 | 79.9 | 83.62 | 56.77 | 79.61 | 85.34 | 84.15 | 105.76 | 108.77 | 84.15 | 105.76 | 108.77 | 84.15 | 105.76 | 108.77 | 84.15 | 105.76 | 108.77 | 84.15 | 54.76 | 51.61 | 81.63 | 54.76 | 49.87 | 84.15 | 54.76 | 51.61 | 50.9 | 54.76 | 51.61 | 84.15 | 54.76 | 49.97 | 83.3 | 54.21 | 49.11 | 85 | 106.83 | 107.69 | 84.15 | 105.76 | 108.77
41 | 56.77 | 79.87 | 85.34 | 56.77 | 79.87 | 85.34 | 56.77 | 79.87 | 85.34 | 56.77 | 79.87 | 85.34 | 56.77 | 77.87 | 39.44 | 56.77 | 76.73 | 39.44 | 56.77 | 77.87 | 39.44 | 45.72 | 77.87 | 39.44 | 56.77 | 77.87 | 39.44 | 56.77 | 77.87 | 39.44 | 57.35 | 80.68 | 84.49 | 56.77 | 79.87 | 85.34 | 85.5 | 106.03 | 108.87 | 85.5 | 106.03 | 108.87 | 86.81 | 106.03 | 108.87 | 86.81 | 106.03 | 108.87 | 86.81 | 83.1 | 51.61 | 86.81 | 83.1 | 50.14 | 85.5 | 83.1 | 51.61 | 73.76 | 83.1 | 51.61 | 86.81 | 83.1 | 50.24 | 87.69 | 83.1 | 49.64 | 89.47 | 107.1 | 107.78 | 86.81 | 106.03 | 108.87
42 | 57.11 | 79.82 | 86.21 | 57.11 | 79.82 | 86.21 | 57.11 | 79.82 | 86.21 | 57.11 | 79.82 | 86.21 | 57.11 | 78.31 | 39.44 | 57.11 | 76.73 | 39.44 | 57.11 | 78.31 | 39.44 | 40.52 | 49.75 | 39.44 | 57.11 | 78.31 | 39.44 | 57.4 | 78.3 | 39.44 | 57.68 | 80.63 | 85.34 | 57.11 | 90 | 86.21 | 85.45 | 105.98 | 108.87 | 85.45 | 105.98 | 108.87 | 86.26 | 105.98 | 108.87 | 86.26 | 105.98 | 108.87 | 85.45 | 85.67 | 51.61 | 85.45 | 85.67 | 50.19 | 85.45 | 85.67 | 51.61 | 51.11 | 85.67 | 51.61 | 85.45 | 85.67 | 50.29 | 87.16 | 85.67 | 49.69 | 88.93 | 107.05 | 107.78 | 88.01 | 485 | 485
43 | 56.77 | 79.7 | 85.34 | 56.77 | 79.7 | 85.34 | 56.77 | 79.7 | 85.34 | 56.77 | 79.7 | 85.34 | 56.77 | 76.73 | 39.44 | 56.77 | 76.73 | 39.44 | 56.77 | 76.73 | 39.44 | 40.4 | 49.75 | 39.44 | 56.77 | 76.73 | 39.44 | 57.35 | 78.3 | 39.04 | 57.35 | 79.96 | 84.49 | 56.77 | 79.7 | 85.34 | 84.15 | 105.86 | 108.87 | 84.15 | 105.86 | 108.87 | 84.15 | 105.86 | 108.87 | 84.15 | 105.86 | 108.87 | 82.48 | 85.67 | 51.61 | 82.48 | 85.67 | 50.06 | 82.48 | 85.67 | 51.61 | 50.99 | 85.67 | 51.61 | 82.48 | 85.67 | 50.29 | 83.31 | 85.67 | 49.56 | 85 | 106.93 | 107.78 | 84.15 | 124.13 | 485
44 | 55.64 | 79.42 | 85.34 | 55.64 | 79.42 | 85.34 | 55.64 | 79.42 | 85.34 | 55.64 | 79.42 | 85.34 | 55.64 | 76.73 | 39.44 | 55.64 | 76.73 | 39.44 | 55.64 | 76.73 | 39.44 | 40.13 | 49.75 | 39.44 | 55.64 | 76.73 | 39.44 | 56.21 | 78.3 | 39.04 | 56.77 | 79.9 | 84.49 | 55.64 | 79.42 | 85.34 | 83.28 | 105.58 | 108.59 | 83.28 | 105.58 | 108.59 | 83.28 | 105.58 | 108.59 | 83.28 | 105.58 | 108.59 | 81.63 | 80.89 | 51.61 | 81.63 | 80.89 | 49.69 | 81.63 | 80.89 | 51.61 | 50.72 | 80.89 | 51.61 | 81.63 | 80.89 | 49.79 | 82.45 | 80.89 | 49.2 | 84.13 | 106.65 | 107.51 | 83.28 | 105.58 | 480.15
45 | 51.96 | 79.1 | 85.34 | 51.96 | 79.1 | 85.34 | 51.96 | 79.1 | 85.34 | 51.96 | 79.1 | 85.34 | 51.96 | 76.73 | 38.8 | 51.96 | 76.73 | 38.63 | 51.96 | 76.73 | 38.8 | 39.94 | 44.92 | 38.63 | 51.96 | 76.73 | 38.8 | 52.49 | 76.75 | 38.24 | 53.02 | 79.9 | 84.49 | 51.96 | 79.1 | 85.34 | 79.07 | 105.39 | 108.4 | 79.07 | 105.39 | 108.4 | 79.07 | 105.39 | 108.4 | 79.07 | 105.39 | 108.4 | 78.28 | 74.08 | 51.61 | 78.28 | 74.08 | 49.5 | 78.28 | 74.08 | 51.61 | 50.53 | 53.12 | 51.61 | 78.28 | 74.08 | 49.6 | 79.61 | 73.34 | 49.01 | 80.7 | 106.46 | 108.19 | 79.07 | 105.39 | 485
46 | 47.35 | 70.23 | 84.46 | 47.35 | 70.23 | 84.46 | 47.35 | 70.23 | 84.46 | 47.35 | 70.23 | 84.46 | 47.35 | 66.86 | 37.29 | 47.35 | 66.86 | 37.29 | 47.35 | 66.86 | 37.29 | 39.86 | 44.83 | 37.29 | 47.35 | 66.86 | 37.29 | 48.32 | 66.86 | 37.67 | 48.32 | 70.94 | 83.62 | 47.35 | 70.23 | 84.46 | 71.43 | 104.97 | 107.78 | 71.43 | 104.97 | 107.78 | 71.43 | 104.97 | 107.78 | 71.43 | 104.97 | 107.78 | 71.43 | 70.94 | 49.43 | 71.43 | 70.94 | 49.43 | 71.43 | 70.94 | 49.43 | 50.45 | 53.04 | 49.43 | 71.43 | 70.94 | 49.43 | 72.15 | 70.23 | 48.93 | 73.63 | 106.03 | 108.19 | 71.43 | 104.97 | 480.15
47 | 41.77 | 65.51 | 81.11 | 41.77 | 65.51 | 81.11 | 41.77 | 65.51 | 81.11 | 41.77 | 65.51 | 81.11 | 41.77 | 65.48 | 36.88 | 41.77 | 65.48 | 36.88 | 41.77 | 65.48 | 36.88 | 39.44 | 44.42 | 36.88 | 41.77 | 65.48 | 36.88 | 43.06 | 64.85 | 37.25 | 43.06 | 66.17 | 81.14 | 41.77 | 65.51 | 81.11 | 65.16 | 101.85 | 105.63 | 65.16 | 101.85 | 105.63 | 65.16 | 101.85 | 105.63 | 65.16 | 101.85 | 105.63 | 65.16 | 69.51 | 49.11 | 65.16 | 69.51 | 49.11 | 65.16 | 69.51 | 49.11 | 50.03 | 52.62 | 49.11 | 65.16 | 69.51 | 49.11 | 66 | 68.81 | 48.78 | 67.35 | 102.88 | 106.7 | 65.16 | 101.85 | 105.63
48 | 42.28 | 57.15 | 74.92 | 42.28 | 57.15 | 74.92 | 42.28 | 57.15 | 74.92 | 42.28 | 57.15 | 74.92 | 42.99 | 56.58 | 39.71 | 42.99 | 56.58 | 39.71 | 42.28 | 56.58 | 39.71 | 42.28 | 47.25 | 39.71 | 42.99 | 56.58 | 39.71 | 42.44 | 56.58 | 36.05 | 42.44 | 57.74 | 75.68 | 42.28 | 57.15 | 74.92 | 58.45 | 78.73 | 85 | 58.45 | 78.73 | 85 | 58.45 | 78.73 | 85 | 58.45 | 78.73 | 85 | 58.45 | 55.56 | 51.85 | 58.45 | 55.56 | 51.85 | 52.87 | 55.56 | 51.85 | 52.87 | 55.46 | 51.85 | 58.45 | 55.56 | 51.85 | 59.04 | 55.01 | 47.75 | 60.24 | 79.52 | 85.86 | 58.45 | 78.73 | 85
49 | 41.98 | 54.9 | 62.32 | 41.98 | 54.9 | 62.32 | 41.98 | 54.9 | 62.32 | 41.98 | 54.9 | 62.32 | 42.69 | 53.8 | 39.41 | 42.69 | 53.8 | 39.41 | 41.98 | 53.8 | 39.41 | 41.98 | 46.95 | 39.41 | 42.69 | 53.8 | 39.41 | 42.26 | 54.35 | 35.75 | 42.4 | 55.46 | 62.95 | 41.98 | 54.9 | 62.32 | 58.15 | 62.73 | 84.85 | 58.15 | 62.73 | 84.85 | 58.15 | 62.73 | 84.85 | 58.15 | 62.73 | 84.85 | 58.15 | 55.26 | 51.55 | 58.15 | 55.26 | 51.55 | 52.57 | 55.26 | 51.55 | 52.57 | 55.16 | 51.55 | 58.15 | 55.26 | 51.55 | 58.74 | 54.71 | 47.75 | 59.93 | 63.37 | 85.7 | 58.15 | 62.73 | 84.85
50 | 41.69 | 54.9 | 75.56 | 41.69 | 54.9 | 75.56 | 41.69 | 54.9 | 75.56 | 41.69 | 54.9 | 75.56 | 42.39 | 53.8 | 39.12 | 42.39 | 53.8 | 39.12 | 41.69 | 53.8 | 39.12 | 41.69 | 46.65 | 39.12 | 42.39 | 53.8 | 39.12 | 41.97 | 54.35 | 35.75 | 42.01 | 55.46 | 74.8 | 41.69 | 54.9 | 75.56 | 57.86 | 78.73 | 90 | 57.86 | 78.73 | 90 | 57.86 | 78.73 | 90 | 57.86 | 78.73 | 90 | 57.86 | 54.97 | 51.25 | 57.86 | 54.97 | 51.25 | 52.28 | 54.97 | 51.25 | 52.28 | 54.86 | 51.25 | 57.86 | 54.97 | 51.25 | 58.44 | 54.42 | 48.22 | 59.63 | 79.52 | 90.91 | 57.86 | 78.73 | 90
51 | 41.58 | 54.9 | 63.35 | 41.58 | 54.9 | 63.35 | 41.58 | 54.9 | 63.35 | 41.58 | 54.9 | 63.35 | 42.29 | 53.8 | 39.01 | 42.29 | 53.8 | 39.01 | 41.58 | 53.8 | 39.01 | 41.58 | 46.55 | 39.01 | 42.29 | 53.8 | 39.01 | 41.87 | 54.35 | 35.49 | 42 | 55.46 | 62.71 | 41.58 | 54.9 | 63.35 | 57.75 | 78.73 | 85.79 | 57.75 | 78.73 | 85.79 | 57.75 | 78.73 | 85.79 | 57.75 | 78.73 | 85.79 | 57.75 | 54.87 | 51.15 | 57.75 | 54.87 | 51.15 | 52.17 | 54.87 | 51.15 | 52.17 | 54.76 | 51.15 | 57.75 | 54.87 | 51.15 | 58.33 | 54.41 | 47.75 | 59.53 | 79.52 | 86.66 | 57.75 | 78.73 | 90
52 | 41.67 | 54.9 | 62.71 | 41.67 | 54.9 | 62.71 | 41.67 | 54.9 | 62.71 | 41.67 | 54.9 | 62.71 | 42.38 | 53.8 | 39.11 | 42.38 | 53.8 | 39.11 | 41.67 | 53.8 | 39.11 | 41.67 | 46.64 | 39.11 | 42.38 | 53.8 | 39.11 | 41.96 | 54.35 | 35.17 | 42.01 | 55.46 | 62.09 | 41.67 | 54.9 | 62.71 | 57.84 | 78.73 | 84.85 | 57.84 | 78.73 | 84.85 | 57.84 | 78.73 | 84.85 | 57.84 | 78.73 | 84.85 | 57.84 | 54.96 | 51.24 | 57.84 | 54.96 | 51.24 | 52.26 | 54.96 | 51.24 | 52.26 | 54.85 | 51.24 | 57.84 | 54.96 | 51.24 | 58.43 | 54.41 | 47.16 | 59.62 | 79.52 | 85.7 | 57.84 | 78.73 | 90
53 | 41.95 | 56.21 | 64.01 | 41.95 | 56.21 | 64.01 | 41.95 | 56.21 | 64.01 | 41.95 | 56.21 | 64.01 | 42.66 | 55.09 | 39.39 | 42.66 | 55.09 | 39.39 | 41.95 | 55.09 | 39.39 | 41.95 | 46.93 | 39.39 | 42.66 | 55.09 | 39.39 | 42.24 | 55.64 | 38.24 | 42.38 | 56.78 | 63.37 | 41.95 | 56.21 | 64.01 | 58.12 | 78.73 | 84.85 | 58.12 | 78.73 | 84.85 | 58.12 | 78.73 | 84.85 | 58.12 | 78.73 | 84.85 | 58.12 | 55.24 | 51.52 | 58.12 | 55.24 | 51.52 | 52.54 | 55.24 | 51.52 | 52.54 | 55.13 | 51.52 | 58.12 | 55.24 | 51.52 | 58.71 | 54.69 | 47.16 | 59.91 | 79.52 | 85.7 | 58.12 | 90 | 475.35
54 | 42.97 | 60.94 | 78.02 | 42.97 | 60.94 | 78.02 | 42.97 | 60.94 | 78.02 | 42.97 | 60.94 | 78.02 | 42.97 | 59.73 | 39.7 | 42.97 | 59.73 | 39.7 | 42.97 | 59.73 | 39.7 | 42.27 | 49.74 | 39.7 | 42.97 | 59.73 | 39.7 | 43.41 | 60.33 | 39.3 | 43.41 | 61.55 | 77.24 | 42.97 | 60.94 | 78.02 | 62.79 | 81.63 | 101.38 | 62.79 | 81.63 | 101.38 | 62.79 | 81.63 | 101.38 | 62.79 | 81.63 | 101.38 | 62.79 | 55.56 | 51.83 | 62.79 | 55.56 | 51.83 | 62.79 | 55.56 | 51.83 | 52.85 | 55.44 | 51.83 | 62.79 | 55.56 | 51.83 | 64.74 | 56.12 | 48.78 | 64.74 | 82.45 | 102.4 | 62.79 | 90 | 485
55 | 53.99 | 72.86 | 87.63 | 53.99 | 72.86 | 87.63 | 53.99 | 72.86 | 87.63 | 53.99 | 72.86 | 87.63 | 53.99 | 70.68 | 77.46 | 53.99 | 70.68 | 77.46 | 53.99 | 70.68 | 77.46 | 42.75 | 65.31 | 70.53 | 53.99 | 70.68 | 77.46 | 54.54 | 71.39 | 78.24 | 55.09 | 73.6 | 86.75 | 53.99 | 72.86 | 90 | 79.4 | 102.88 | 107.78 | 79.4 | 102.88 | 107.78 | 79.4 | 102.88 | 107.78 | 79.4 | 102.88 | 107.78 | 79.4 | 98.21 | 107.78 | 77.51 | 96.8 | 52.32 | 79.4 | 98.21 | 52.42 | 53.34 | 98.21 | 52.42 | 79.4 | 96.8 | 52.42 | 79.11 | 96.8 | 49.78 | 80.71 | 103.92 | 106.7 | 88.67 | 500 | 500
56 | 57.85 | 79.92 | 90 | 57.85 | 79.92 | 90 | 57.85 | 79.92 | 90 | 57.85 | 79.92 | 90 | 57.85 | 79.92 | 79.5 | 56.7 | 75.96 | 79.5 | 57.85 | 79.92 | 79.5 | 42.94 | 79.92 | 79.5 | 57.85 | 76.75 | 79.5 | 57.27 | 76.75 | 78.7 | 58.43 | 80.73 | 89.1 | 57.85 | 79.92 | 90 | 85.86 | 105.68 | 108.87 | 85.86 | 105.68 | 108.87 | 85.86 | 105.68 | 108.87 | 85.86 | 105.68 | 108.87 | 85.86 | 105.68 | 108.87 | 83.28 | 101.85 | 52.51 | 85.86 | 101.85 | 100 | 73.76 | 101.85 | 100 | 85.86 | 101.85 | 52.61 | 85 | 101.85 | 51.98 | 86.73 | 106.75 | 107.78 | 88.84 | 500 | 500
57 | 57.93 | 80.73 | 99 | 57.93 | 80.73 | 99 | 57.93 | 80.73 | 99 | 57.93 | 80.73 | 99 | 57.93 | 80.71 | 79.5 | 56.77 | 75.96 | 79.5 | 57.93 | 80.71 | 79.5 | 42.8 | 80.71 | 79.5 | 57.93 | 76.75 | 79.5 | 57.35 | 76.75 | 78.7 | 58.52 | 79.92 | 83.62 | 57.93 | 80.73 | 99 | 87.61 | 106.06 | 108.87 | 87.61 | 106.06 | 108.87 | 87.61 | 106.06 | 108.87 | 87.61 | 106.06 | 108.87 | 87.61 | 106.06 | 108.87 | 83.28 | 101.85 | 52.36 | 87.61 | 106.06 | 108.68 | 73.76 | 106.06 | 108.68 | 87.61 | 101.85 | 52.46 | 86.73 | 101.85 | 51.84 | 88.5 | 107.13 | 107.78 | 89.72 | 500 | 500
58 | 58.53 | 78.28 | 99 | 58.53 | 78.28 | 99 | 58.53 | 78.28 | 99 | 58.53 | 78.28 | 99 | 58.53 | 75.18 | 42.45 | 56.77 | 73.66 | 42.45 | 58.53 | 75.18 | 42.45 | 42.95 | 65.31 | 42.45 | 58.53 | 75.17 | 42.45 | 57.35 | 75.17 | 42.03 | 58.52 | 77.5 | 83.62 | 58.53 | 78.3 | 99 | 87.88 | 106.06 | 111.11 | 87.88 | 106.06 | 111.11 | 87.88 | 106.06 | 111.11 | 87.88 | 106.06 | 111.11 | 87.88 | 100 | 100 | 83.28 | 98.81 | 52.52 | 87.88 | 100 | 100 | 53.54 | 100 | 100 | 87.88 | 98.81 | 52.62 | 85 | 98.81 | 49.78 | 88.77 | 105 | 110 | 89.72 | 500 | 500
59 | 58.53 | 79.25 | 110.66 | 58.53 | 79.25 | 110.66 | 58.53 | 79.25 | 110.66 | 58.53 | 79.25 | 110.66 | 58.53 | 73.82 | 41.87 | 56.77 | 73.82 | 40.44 | 56.77 | 73.82 | 41.87 | 43.01 | 73.82 | 41.87 | 56.77 | 73.82 | 41.87 | 57.35 | 73.82 | 38.24 | 58.52 | 78.46 | 83.62 | 58.53 | 79.25 | 110.66 | 87.94 | 108.25 | 111.48 | 87.94 | 108.25 | 111.48 | 87.94 | 108.25 | 111.48 | 87.94 | 108.25 | 111.48 | 87.94 | 88.34 | 52.68 | 83.28 | 88.34 | 52.58 | 87.94 | 88.34 | 52.68 | 73.76 | 88.34 | 52.68 | 87.94 | 88.34 | 52.68 | 85 | 87.45 | 49.78 | 88.83 | 107.16 | 107.81 | 89.72 | 500 | 500
60 | 58.53 | 80.56 | 110.57 | 58.53 | 80.56 | 110.57 | 58.53 | 80.56 | 110.57 | 58.53 | 80.56 | 110.57 | 58.53 | 74.29 | 41.77 | 56.77 | 74.29 | 40.35 | 58.53 | 74.29 | 41.77 | 42.91 | 49.74 | 40.35 | 58.53 | 74.29 | 41.77 | 57.35 | 74.29 | 39.94 | 58.52 | 79.76 | 83.62 | 58.53 | 80.56 | 110.57 | 87.84 | 108.37 | 111.38 | 87.84 | 108.37 | 111.38 | 87.84 | 108.37 | 111.38 | 87.84 | 108.37 | 111.38 | 87.84 | 88.24 | 52.48 | 83.28 | 88.24 | 52.48 | 87.84 | 88.24 | 52.48 | 53.5 | 56.09 | 52.48 | 87.84 | 88.24 | 52.48 | 85 | 87.36 | 49.78 | 86.96 | 107.29 | 108.9 | 89.63 | 485 | 500
61 | 58.53 | 81.76 | 110.6 | 58.53 | 81.76 | 110.6 | 58.53 | 81.76 | 110.6 | 58.53 | 81.76 | 110.6 | 58.53 | 73.9 | 41.8 | 56.77 | 73.9 | 40.38 | 58.53 | 73.9 | 41.8 | 42.95 | 49.75 | 40.38 | 58.53 | 73.9 | 41.8 | 57.35 | 74.65 | 39.97 | 58.52 | 80.94 | 83.62 | 58.53 | 81.76 | 110.6 | 87.87 | 108.4 | 111.41 | 87.87 | 108.4 | 111.41 | 87.87 | 108.4 | 111.41 | 87.87 | 108.4 | 111.41 | 87.87 | 87.45 | 52.61 | 83.28 | 87.45 | 52.51 | 87.87 | 87.45 | 52.61 | 53.54 | 56.12 | 52.61 | 87.87 | 87.45 | 52.61 | 85 | 86.57 | 49.78 | 88.67 | 108.21 | 110 | 89.72 | 500 | 500
62 | 58.53 | 82.37 | 110.72 | 58.53 | 82.37 | 110.72 | 58.53 | 82.37 | 110.72 | 58.53 | 82.37 | 110.72 | 58.53 | 74.03 | 41.93 | 56.77 | 74.03 | 40.5 | 58.53 | 74.03 | 41.93 | 58.53 | 74.03 | 41.93 | 58.53 | 74.03 | 41.93 | 57.35 | 74.78 | 40.1 | 58.52 | 81.54 | 83.62 | 58.53 | 90 | 110.72 | 87.94 | 108.53 | 111.54 | 87.94 | 108.53 | 111.54 | 87.94 | 108.53 | 111.54 | 87.94 | 108.53 | 111.54 | 87.94 | 88.39 | 52.73 | 83.28 | 88.39 | 52.64 | 87.94 | 88.39 | 52.73 | 87.94 | 88.39 | 52.73 | 87.94 | 88.39 | 52.73 | 85 | 87.51 | 49.78 | 88.83 | 108.21 | 110.42 | 90 | 500 | 500
63 | 59.72 | 82.54 | 110.9 | 59.72 | 82.54 | 110.9 | 59.72 | 82.54 | 110.9 | 59.72 | 82.54 | 110.9 | 59.72 | 75.2 | 42.1 | 56.77 | 75.2 | 40.68 | 59.72 | 75.2 | 42.1 | 43.25 | 65.31 | 42.1 | 59.72 | 75.2 | 42.1 | 57.35 | 75.96 | 40.27 | 59.12 | 81.72 | 83.62 | 59.72 | 90 | 165.14 | 88.17 | 108.7 | 111.71 | 88.17 | 108.7 | 111.71 | 88.17 | 108.7 | 111.71 | 88.17 | 108.7 | 111.71 | 88.17 | 100 | 111.71 | 83.28 | 88.57 | 52.81 | 88.17 | 100 | 100 | 53.84 | 100 | 100 | 88.17 | 88.57 | 52.91 | 85 | 87.68 | 49.78 | 89.06 | 108.21 | 110.6 | 90 | 500 | 500
64 | 60.24 | 82.96 | 111.31 | 60.24 | 82.96 | 111.31 | 60.24 | 82.96 | 111.31 | 60.24 | 82.96 | 111.31 | 60.24 | 82.96 | 67.65 | 56.77 | 76.73 | 42.52 | 60.24 | 82.95 | 67.65 | 43.66 | 82.95 | 67.65 | 60.24 | 76.75 | 67.65 | 57.35 | 77.5 | 42.09 | 60.85 | 82.13 | 83.62 | 60.24 | 90 | 165.14 | 88.59 | 109.12 | 112.13 | 88.59 | 109.12 | 112.13 | 88.59 | 109.12 | 112.13 | 88.59 | 109.12 | 112.13 | 88.59 | 109.12 | 112.13 | 83.28 | 103.92 | 53.23 | 88.59 | 103.92 | 100 | 54.25 | 103.92 | 100 | 88.59 | 103.92 | 53.32 | 85 | 103.92 | 49.78 | 89.48 | 108.21 | 111.01 | 91.59 | 500 | 500
65 | 60.34 | 83.06 | 111.41 | 60.34 | 83.06 | 111.41 | 60.34 | 83.06 | 111.41 | 60.34 | 83.06 | 111.41 | 60.34 | 83.05 | 111.41 | 58.53 | 77.39 | 45.45 | 60.34 | 83.05 | 111.41 | 60.34 | 83.05 | 111.41 | 60.34 | 78.17 | 67.75 | 59.12 | 78.17 | 44.99 | 60.95 | 83.89 | 110.29 | 60.34 | 102.6 | 485 | 88.68 | 109.21 | 112.22 | 88.68 | 109.21 | 112.22 | 88.68 | 109.21 | 112.22 | 88.68 | 109.21 | 112.22 | 88.68 | 109.21 | 112.22 | 87.13 | 103.92 | 53.32 | 88.68 | 109.21 | 112.22 | 88.68 | 109.21 | 112.22 | 88.68 | 103.92 | 53.42 | 88.04 | 103.92 | 49.78 | 89.83 | 109.31 | 111.1 | 109.5 | 500 | 500
66 | 60.12 | 82.84 | 111.19 | 60.12 | 82.84 | 111.19 | 60.12 | 82.84 | 111.19 | 60.12 | 82.84 | 111.19 | 60.12 | 82.84 | 100 | 58.92 | 77.39 | 43.81 | 60.12 | 82.84 | 100 | 43.54 | 49.75 | 43.81 | 60.12 | 78.17 | 67.53 | 59.52 | 78.17 | 43.37 | 60.73 | 83.67 | 110.08 | 60.12 | 104.25 | 485 | 88.47 | 108.99 | 112 | 88.47 | 108.99 | 112 | 88.47 | 108.99 | 112 | 88.47 | 108.99 | 112 | 88.47 | 108.99 | 112 | 87.13 | 103.92 | 53.1 | 88.47 | 103.92 | 108.68 | 54.13 | 56.72 | 108.68 | 88.47 | 103.92 | 53.2 | 88.03 | 103.92 | 49.78 | 89.83 | 109.31 | 111.1 | 296.87 | 500 | 500
67 | 59.64 | 82.35 | 110.71 | 59.64 | 82.35 | 110.71 | 59.64 | 82.35 | 110.71 | 59.64 | 82.35 | 110.71 | 59.64 | 82.35 | 110.71 | 57.27 | 77.39 | 43.81 | 59.64 | 78.17 | 43.81 | 43.06 | 49.74 | 43.81 | 59.64 | 78.17 | 43.81 | 57.85 | 78.17 | 43.37 | 60.24 | 83.19 | 109.6 | 59.64 | 102.6 | 485 | 87.98 | 108.51 | 111.52 | 87.98 | 108.51 | 111.52 | 87.98 | 108.51 | 111.52 | 87.98 | 108.51 | 111.52 | 87.98 | 108.51 | 111.52 | 84.12 | 100 | 52.62 | 87.98 | 100 | 52.62 | 53.64 | 56.23 | 52.62 | 87.98 | 100 | 52.62 | 85.86 | 101.01 | 49.78 | 88.87 | 109.31 | 110.41 | 108.01 | 500 | 500
68 | 58.53 | 82 | 110.35 | 58.53 | 82 | 110.35 | 58.53 | 82 | 110.35 | 58.53 | 82 | 110.35 | 58.53 | 77.37 | 43.81 | 55.64 | 76.73 | 42.2 | 58.53 | 77.36 | 43.81 | 42.7 | 65.31 | 43.81 | 58.53 | 77.36 | 43.81 | 56.21 | 77.36 | 41.78 | 57.94 | 81.18 | 109.25 | 58.53 | 90 | 165.14 | 87.63 | 108.16 | 111.17 | 87.63 | 108.16 | 111.17 | 87.63 | 108.16 | 111.17 | 87.63 | 108.16 | 111.17 | 87.63 | 108.16 | 111.17 | 83.28 | 96.8 | 52.27 | 87.63 | 100 | 100 | 53.29 | 100 | 100 | 87.63 | 96.8 | 52.37 | 85 | 96.8 | 49.78 | 88.51 | 109.25 | 110.06 | 90 | 500 | 500
69 | 54.36 | 81.94 | 110.29 | 54.36 | 81.94 | 110.29 | 54.36 | 81.94 | 110.29 | 54.36 | 81.94 | 110.29 | 52.73 | 76.75 | 41.5 | 52.73 | 76.73 | 40.07 | 52.73 | 76.75 | 41.5 | 42.64 | 49.74 | 40.23 | 52.73 | 76.75 | 41.5 | 53.27 | 76.75 | 39.67 | 54.35 | 81.12 | 87.2 | 54.36 | 90 | 123.85 | 84.15 | 108.1 | 111.11 | 84.15 | 108.1 | 111.11 | 84.15 | 108.1 | 111.11 | 84.15 | 108.1 | 111.11 | 81.63 | 84.95 | 111.11 | 81.63 | 84.95 | 52.21 | 81.63 | 84.95 | 52.21 | 53.23 | 55.82 | 52.21 | 81.63 | 84.95 | 52.21 | 83.3 | 84.1 | 49.78 | 85 | 108.21 | 110 | 90 | 500 | 500
70 | 50.33 | 76.65 | 110.04 | 50.33 | 76.65 | 110.04 | 50.33 | 76.65 | 110.04 | 50.33 | 76.65 | 110.04 | 48.82 | 66.86 | 39.82 | 48.82 | 66.86 | 39.82 | 48.82 | 66.86 | 39.82 | 42.39 | 49.74 | 39.82 | 48.82 | 66.86 | 39.82 | 49.82 | 66.86 | 38.24 | 50.83 | 75.89 | 86.2 | 50.33 | 78.21 | 110.04 | 75.14 | 107.84 | 110.85 | 75.14 | 107.84 | 110.85 | 75.14 | 107.84 | 110.85 | 75.14 | 107.84 | 110.85 | 73.62 | 70.94 | 51.95 | 73.62 | 70.94 | 51.95 | 73.62 | 70.94 | 51.95 | 52.97 | 55.56 | 51.95 | 73.62 | 70.94 | 51.95 | 74.36 | 70.94 | 49.78 | 75.9 | 108.21 | 111.1 | 76.1 | 500 | 500
71 | 46.89 | 73.34 | 101.82 | 46.89 | 73.34 | 101.82 | 46.89 | 73.34 | 101.82 | 46.89 | 73.34 | 101.82 | 46.89 | 66.86 | 39.34 | 46.89 | 66.86 | 39.34 | 46.89 | 66.86 | 39.34 | 41.91 | 49.75 | 39.34 | 46.89 | 66.86 | 39.34 | 47.36 | 66.86 | 38.24 | 47.36 | 72.6 | 83.62 | 46.89 | 73.34 | 101.82 | 68.38 | 106.03 | 110.38 | 68.38 | 106.03 | 110.38 | 68.38 | 106.03 | 110.38 | 68.38 | 106.03 | 110.38 | 67.02 | 55.19 | 51.48 | 67.02 | 55.19 | 51.48 | 67.02 | 55.19 | 51.48 | 52.5 | 55.19 | 51.48 | 67.02 | 55.19 | 51.48 | 67.7 | 54.64 | 49.11 | 69.08 | 107.1 | 109.27 | 68.38 | 363.75 | 500
72 | 41.46 | 61.71 | 90 | 41.46 | 61.71 | 90 | 41.46 | 61.71 | 90 | 41.46 | 61.71 | 90 | 41.46 | 48.27 | 38.18 | 41.46 | 48.27 | 38.18 | 41.46 | 48.27 | 38.18 | 40.75 | 45.72 | 38.18 | 41.46 | 48.27 | 38.18 | 41.04 | 48.26 | 38.24 | 41.88 | 61.09 | 83.62 | 41.46 | 61.71 | 90 | 60.01 | 101.85 | 109.22 | 60.01 | 101.85 | 109.22 | 60.01 | 101.85 | 109.22 | 60.01 | 101.85 | 109.22 | 60.01 | 54.03 | 50.32 | 60.01 | 54.03 | 50.32 | 60.01 | 54.03 | 50.32 | 51.34 | 53.93 | 50.32 | 60.01 | 54.03 | 50.32 | 60.62 | 53.49 | 49.11 | 61.86 | 102.88 | 108.13 | 60.01 | 101.85 | 500
73 | 41.22 | 57.56 | 84.85 | 41.22 | 57.56 | 84.85 | 41.22 | 57.56 | 84.85 | 41.22 | 57.56 | 84.85 | 41.22 | 48.02 | 37.94 | 41.22 | 48.02 | 37.94 | 40.51 | 48.02 | 37.94 | 40.51 | 45.48 | 37.94 | 41.22 | 48.02 | 37.94 | 40.8 | 48.02 | 37.94 | 41.63 | 58.14 | 80.6 | 41.22 | 57.56 | 84.85 | 56.68 | 90 | 107.78 | 56.68 | 90 | 107.78 | 56.68 | 90 | 107.78 | 56.68 | 90 | 107.78 | 56.68 | 53.79 | 50.07 | 56.68 | 53.79 | 50.07 | 56.68 | 53.79 | 50.07 | 51.1 | 53.69 | 50.07 | 56.68 | 53.79 | 50.07 | 57.25 | 52.95 | 49.11 | 58.42 | 90.91 | 106.7 | 56.68 | 90 | 480.15
74 | 41.01 | 57.35 | 84.85 | 41.01 | 57.35 | 84.85 | 41.01 | 57.35 | 84.85 | 41.01 | 57.35 | 84.85 | 41.02 | 47.82 | 37.74 | 41.02 | 47.82 | 37.74 | 40.31 | 47.82 | 37.74 | 40.31 | 45.28 | 37.74 | 41.02 | 47.82 | 37.74 | 39.79 | 47.34 | 36.42 | 40.6 | 57.93 | 76.44 | 41.01 | 57.35 | 84.85 | 56.48 | 81.82 | 105.63 | 56.48 | 81.82 | 105.63 | 56.48 | 81.82 | 105.63 | 56.48 | 81.82 | 105.63 | 56.48 | 53.59 | 49.87 | 56.48 | 53.59 | 49.87 | 56.48 | 53.59 | 49.87 | 50.9 | 53.49 | 49.87 | 56.48 | 53.59 | 49.87 | 55.91 | 50 | 47.75 | 57.05 | 81 | 104.58 | 56.48 | 90 | 500
75 | 40.51 | 56.78 | 84.85 | 40.51 | 56.78 | 84.85 | 40.51 | 56.78 | 84.85 | 40.51 | 56.78 | 84.85 | 40.93 | 47.74 | 37.66 | 40.93 | 47.74 | 37.66 | 40.22 | 47.73 | 37.66 | 40.22 | 45.19 | 37.66 | 40.93 | 47.74 | 37.66 | 39.31 | 47.26 | 34.42 | 40.1 | 57.35 | 72.25 | 40.51 | 56.78 | 84.85 | 56.39 | 80 | 97.64 | 56.39 | 80 | 97.64 | 56.39 | 80 | 97.64 | 56.39 | 80 | 97.64 | 56.39 | 53.51 | 49.79 | 56.39 | 53.51 | 49.79 | 56.39 | 53.51 | 49.79 | 50.81 | 53.4 | 49.79 | 56.39 | 53.51 | 49.79 | 55.83 | 47.66 | 44.8 | 56.97 | 80.81 | 96.66 | 56.39 | 90 | 500
76 | 41.07 | 57.37 | 84.85 | 41.07 | 57.37 | 84.85 | 41.07 | 57.37 | 84.85 | 41.07 | 57.37 | 84.85 | 41.07 | 47.88 | 37.8 | 41.07 | 47.88 | 37.8 | 40.37 | 47.88 | 37.8 | 40.37 | 45.33 | 37.8 | 41.07 | 47.88 | 37.8 | 39.85 | 47.4 | 34.42 | 40.66 | 57.95 | 72.25 | 41.07 | 57.37 | 84.85 | 56.53 | 79.39 | 94.12 | 56.53 | 79.39 | 94.12 | 56.53 | 79.39 | 94.12 | 56.53 | 79.39 | 94.12 | 56.53 | 53.65 | 49.93 | 56.53 | 53.65 | 49.93 | 50.96 | 53.65 | 49.93 | 50.96 | 53.54 | 49.93 | 56.53 | 53.65 | 49.93 | 55.97 | 49.13 | 44.8 | 57.11 | 80.19 | 93.18 | 56.53 | 354.05 | 500
77 | 41.55 | 59.72 | 84.85 | 41.55 | 59.72 | 84.85 | 41.55 | 59.72 | 84.85 | 41.55 | 59.72 | 84.85 | 41.55 | 48.35 | 38.27 | 41.55 | 48.35 | 38.27 | 40.84 | 48.35 | 38.27 | 40.84 | 45.81 | 38.27 | 41.55 | 48.35 | 38.27 | 40.9 | 47.87 | 34.42 | 41.73 | 59.13 | 72.25 | 41.55 | 82.02 | 90 | 60.18 | 81.79 | 95.07 | 60.18 | 81.79 | 95.07 | 60.18 | 81.79 | 95.07 | 60.18 | 81.79 | 95.07 | 57.01 | 54.13 | 50.41 | 57.01 | 54.13 | 50.41 | 57.01 | 54.13 | 50.41 | 51.43 | 54.02 | 50.41 | 57.01 | 54.13 | 50.41 | 57.59 | 49.13 | 44.8 | 60.79 | 81 | 94.12 | 69.96 | 500 | 500
78 | 50.32 | 80.44 | 108.79 | 50.32 | 80.44 | 108.79 | 50.32 | 80.44 | 108.79 | 50.32 | 80.44 | 108.79 | 41.85 | 48.65 | 38.57 | 41.85 | 48.65 | 38.57 | 41.85 | 48.65 | 38.57 | 41.14 | 46.11 | 38.57 | 41.85 | 48.65 | 38.57 | 42.27 | 48.17 | 38.19 | 49.82 | 79.63 | 83.62 | 51.34 | 95.67 | 165.14 | 77.46 | 106.6 | 107.67 | 77.46 | 106.6 | 107.67 | 77.46 | 106.6 | 107.67 | 77.46 | 106.6 | 107.67 | 57.31 | 54.42 | 50.71 | 57.31 | 54.42 | 50.71 | 57.31 | 54.42 | 50.71 | 51.73 | 54.32 | 50.71 | 57.31 | 54.42 | 50.71 | 57.89 | 47.66 | 44.8 | 76.69 | 105.53 | 103.95 | 90 | 500 | 500
79 | 57.95 | 81.55 | 109.02 | 57.95 | 81.55 | 109.02 | 57.95 | 81.55 | 109.02 | 57.95 | 81.55 | 109.02 | 57.95 | 48.9 | 40.23 | 43.43 | 48.89 | 38.8 | 57.95 | 48.89 | 40.23 | 41.37 | 46.34 | 39.99 | 57.95 | 48.89 | 40.23 | 43.87 | 48.4 | 38.24 | 57.38 | 80.73 | 107.93 | 90 | 361.07 | 500 | 86.3 | 106.83 | 112.23 | 86.3 | 106.83 | 112.23 | 86.3 | 106.83 | 112.23 | 86.3 | 106.83 | 112.23 | 86.3 | 106.83 | 112.23 | 64.19 | 54.66 | 50.94 | 86.3 | 55.83 | 51.31 | 51.96 | 54.55 | 51.31 | 86.3 | 55.83 | 50.94 | 83.01 | 51.41 | 46.66 | 87.17 | 107.91 | 111.11 | 500 | 500 | 500
80 | 58.53 | 81.55 | 109.25 | 58.53 | 81.55 | 109.25 | 58.53 | 81.55 | 109.25 | 58.53 | 81.55 | 109.25 | 58.53 | 81.55 | 109.25 | 54.52 | 49.12 | 39.03 | 58.53 | 81.54 | 100 | 41.6 | 46.57 | 39.99 | 58.53 | 49.13 | 65.59 | 55.07 | 48.63 | 38.24 | 57.94 | 80.73 | 83.62 | 90 | 117.58 | 500 | 87.1 | 111.34 | 114.55 | 87.1 | 111.34 | 114.55 | 87.1 | 111.34 | 114.55 | 87.1 | 111.34 | 114.55 | 87.1 | 111.34 | 114.55 | 75.3 | 54.89 | 51.17 | 87.1 | 100 | 100 | 52.19 | 54.78 | 51.31 | 87.1 | 56.06 | 51.27 | 76.43 | 50 | 46.66 | 87.98 | 110.22 | 111.11 | 500 | 500 | 500
81 | 58.34 | 80.88 | 109.24 | 58.34 | 80.88 | 109.24 | 58.34 | 80.88 | 109.24 | 58.34 | 80.88 | 109.24 | 58.34 | 80.88 | 65.58 | 54.15 | 49.1 | 39.02 | 58.34 | 80.88 | 65.58 | 41.59 | 65.3 | 39.99 | 58.34 | 49.11 | 65.58 | 54.7 | 48.61 | 38.24 | 57.76 | 80.08 | 83.62 | 90 | 104.25 | 500 | 86.51 | 107.13 | 110.05 | 86.51 | 107.13 | 110.05 | 86.51 | 107.13 | 110.05 | 86.51 | 107.13 | 110.05 | 86.51 | 107.13 | 110.05 | 76.57 | 54.87 | 51.15 | 86.51 | 100 | 100 | 52.17 | 98.21 | 51.31 | 86.51 | 56.04 | 51.25 | 77.35 | 49.13 | 46.66 | 85.65 | 106.06 | 99 | 500 | 500 | 500
82 | 58.23 | 80.94 | 109.29 | 58.23 | 80.94 | 109.29 | 58.23 | 80.94 | 109.29 | 58.23 | 80.94 | 109.29 | 58.23 | 49.17 | 40.5 | 54.15 | 49.16 | 38.93 | 58.23 | 49.17 | 40.5 | 41.64 | 49.17 | 39.99 | 58.23 | 49.17 | 40.5 | 54.7 | 47.56 | 34.42 | 57.64 | 80.13 | 72.25 | 90 | 102.61 | 485 | 86.57 | 106.67 | 110.11 | 86.57 | 106.67 | 110.11 | 86.57 | 106.67 | 110.11 | 86.57 | 106.67 | 107.67 | 86.57 | 106.67 | 110.11 | 75.81 | 54.93 | 51.15 | 86.57 | 100 | 100 | 52.23 | 100 | 51.21 | 86.57 | 56.1 | 51.21 | 76.57 | 47.66 | 44.8 | 85.71 | 98.41 | 94.04 | 500 | 500 | 500
83 | 58.24 | 80.96 | 109.31 | 58.24 | 80.96 | 109.31 | 58.24 | 80.96 | 109.31 | 58.24 | 80.96 | 109.31 | 58.24 | 80.95 | 40.51 | 53.98 | 49.17 | 36.59 | 58.24 | 80.95 | 40.51 | 41.66 | 46.63 | 39.09 | 58.24 | 49.18 | 40.51 | 54.52 | 42.81 | 33.69 | 57.66 | 80.15 | 35.85 | 63.47 | 102.6 | 480.15 | 86.58 | 87.63 | 110.12 | 86.58 | 87.63 | 110.12 | 86.58 | 87.63 | 110.12 | 86.58 | 87.63 | 93.47 | 86.58 | 87.63 | 100 | 75.27 | 54.94 | 49.61 | 86.58 | 87.63 | 100 | 52.25 | 54.83 | 51.22 | 86.58 | 56.11 | 51.22 | 76.03 | 47.66 | 44.8 | 85.72 | 82.45 | 48.61 | 187.53 | 500 | 500
84 | 58.17 | 80.89 | 109.24 | 58.17 | 80.89 | 109.24 | 58.17 | 80.89 | 109.24 | 58.17 | 80.89 | 109.24 | 58.17 | 49.11 | 40.45 | 50.64 | 49.1 | 36.96 | 58.17 | 49.11 | 40.45 | 41.59 | 46.56 | 39.03 | 58.17 | 49.11 | 40.45 | 50.64 | 42.25 | 33.69 | 57.59 | 59.32 | 35.85 | 59.72 | 90 | 165.14 | 86.52 | 83.06 | 110.05 | 86.52 | 83.06 | 110.05 | 86.52 | 83.06 | 110.05 | 86.52 | 83.06 | 93.25 | 86.52 | 83.06 | 100 | 75.27 | 54.87 | 49.61 | 86.52 | 83.06 | 100 | 52.18 | 54.77 | 51.15 | 86.52 | 56.04 | 51.15 | 75.27 | 47.66 | 44.8 | 85.65 | 77.11 | 47.64 | 94.46 | 500 | 500
85 | 58.13 | 80.85 | 109.2 | 58.13 | 80.85 | 109.2 | 58.13 | 80.85 | 109.2 | 58.13 | 80.85 | 109.2 | 58.13 | 49.07 | 40.41 | 54.15 | 49.06 | 38.98 | 58.13 | 49.07 | 40.41 | 41.55 | 46.52 | 39.99 | 58.13 | 49.07 | 40.41 | 54.7 | 42.81 | 34.42 | 57.55 | 59.32 | 37.81 | 59.72 | 90 | 109.2 | 86.48 | 85 | 107.67 | 86.48 | 85 | 107.67 | 86.48 | 85 | 107.67 | 86.48 | 85 | 101.04 | 86.48 | 85 | 100 | 73.03 | 54.83 | 51.11 | 86.48 | 85 | 100 | 52.14 | 54.73 | 51.15 | 86.48 | 56 | 51.11 | 73.03 | 47.66 | 44.8 | 85.61 | 82.45 | 48.61 | 94.46 | 500 | 500
86 | 58.17 | 80.89 | 109.24 | 58.17 | 80.89 | 109.24 | 58.17 | 80.89 | 109.24 | 58.17 | 80.89 | 109.24 | 58.17 | 49.11 | 40.44 | 50 | 49.1 | 39.02 | 58.17 | 49.11 | 40.44 | 41.59 | 46.56 | 39.99 | 58.17 | 49.11 | 40.44 | 50 | 42.81 | 34.42 | 57.59 | 69.79 | 40.63 | 59.72 | 90 | 109.24 | 86.51 | 97.42 | 96.03 | 86.51 | 97.42 | 96.03 | 86.51 | 97.42 | 96.03 | 86.51 | 97.42 | 96.03 | 86.51 | 97.42 | 96.03 | 57.76 | 54.87 | 51.15 | 86.51 | 97.42 | 51.15 | 52.18 | 54.76 | 51.15 | 86.51 | 56.04 | 51.15 | 58.2 | 47.66 | 44.8 | 85.65 | 94.5 | 56.05 | 90 | 500 | 500
87 | 58.34 | 81.06 | 109.41 | 58.34 | 81.06 | 109.41 | 58.34 | 81.06 | 109.41 | 58.34 | 81.06 | 109.41 | 58.34 | 49.28 | 40.62 | 42.47 | 49.27 | 39.19 | 58.34 | 49.28 | 40.62 | 41.76 | 46.73 | 39.99 | 58.34 | 49.28 | 40.62 | 42.31 | 42.25 | 33.69 | 57.76 | 69.79 | 38.4 | 76.1 | 90 | 165.14 | 86.69 | 97.42 | 96.03 | 86.69 | 97.42 | 96.03 | 86.69 | 97.42 | 96.03 | 86.69 | 97.42 | 96.03 | 86.69 | 97.42 | 96.03 | 57.93 | 55.04 | 51.32 | 86.69 | 97.42 | 51.32 | 52.35 | 54.94 | 51.32 | 86.69 | 56.21 | 51.32 | 57.61 | 47.66 | 44.8 | 85.82 | 94.5 | 52.38 | 500 | 500 | 500
88 | 58.61 | 81.33 | 109.68 | 58.61 | 81.33 | 109.68 | 58.61 | 81.33 | 109.68 | 58.61 | 81.33 | 109.68 | 58.61 | 81.33 | 109.68 | 42.74 | 49.54 | 39.46 | 58.61 | 81.33 | 100 | 42.03 | 47 | 39.99 | 58.61 | 49.55 | 66.02 | 42.31 | 42.47 | 34.42 | 58.02 | 80.51 | 41.09 | 90 | 102.6 | 480.15 | 86.96 | 104.93 | 110.49 | 86.96 | 104.93 | 110.49 | 86.96 | 104.93 | 110.49 | 86.96 | 104.93 | 81.63 | 86.96 | 104.93 | 110.49 | 58.2 | 55.31 | 51.59 | 86.96 | 100 | 100 | 52.62 | 55.21 | 51.59 | 86.96 | 56.48 | 51.59 | 57.61 | 47.66 | 44.8 | 86.09 | 102.81 | 56.62 | 500 | 500 | 500
89 | 58.76 | 81.48 | 109.83 | 58.76 | 81.48 | 109.83 | 58.76 | 81.48 | 109.83 | 58.76 | 81.48 | 109.83 | 58.76 | 81.48 | 109.83 | 54.71 | 49.69 | 39.61 | 58.76 | 49.7 | 41.03 | 42.18 | 47.15 | 39.99 | 58.76 | 49.7 | 41.03 | 55.27 | 42.81 | 34.58 | 58.17 | 80.66 | 72.6 | 90 | 104.25 | 485 | 87.1 | 104.93 | 110.64 | 87.1 | 104.93 | 110.64 | 87.1 | 104.93 | 110.64 | 87.1 | 104.93 | 58.37 | 87.1 | 104.93 | 110.64 | 81.33 | 55.46 | 51.74 | 87.1 | 56.63 | 51.74 | 52.77 | 55.35 | 51.74 | 87.1 | 56.63 | 51.74 | 81.33 | 48.14 | 44.95 | 86.23 | 103.88 | 57.19 | 500 | 500 | 500
90 | 58.63 | 81.35 | 109.7 | 58.63 | 81.35 | 109.7 | 58.63 | 81.35 | 109.7 | 58.63 | 81.35 | 109.7 | 58.63 | 81.35 | 109.7 | 56.96 | 49.56 | 39.48 | 58.63 | 49.57 | 40.91 | 42.05 | 49.57 | 39.99 | 58.63 | 49.57 | 40.91 | 56.39 | 49.07 | 35.49 | 58.05 | 80.53 | 74.51 | 88.67 | 104.24 | 485 | 86.44 | 104.93 | 107.67 | 86.44 | 104.93 | 107.67 | 86.44 | 104.93 | 107.67 | 86.44 | 104.93 | 58.37 | 86.44 | 104.93 | 107.67 | 82.18 | 55.33 | 51.61 | 86.44 | 56.5 | 51.61 | 52.64 | 55.23 | 51.61 | 86.44 | 56.5 | 51.61 | 83.01 | 52.95 | 46.21 | 85.57 | 103.88 | 57.19 | 500 | 500 | 500
91 | 57.93 | 66.57 | 99 | 57.93 | 66.57 | 99 | 57.93 | 66.57 | 99 | 57.93 | 66.57 | 99 | 57.93 | 66.57 | 99 | 56.77 | 49.29 | 39.2 | 56.77 | 49.29 | 40.62 | 41.77 | 46.75 | 40.62 | 56.77 | 49.29 | 40.62 | 56.21 | 48.79 | 37.27 | 57.35 | 65.9 | 78.22 | 63.47 | 102.6 | 165.14 | 80.7 | 91.35 | 99 | 80.7 | 91.35 | 99 | 80.7 | 91.35 | 99 | 80.7 | 91.35 | 55.12 | 80.7 | 91.35 | 99 | 79.1 | 55.05 | 51.33 | 80.7 | 56.22 | 51.61 | 52.36 | 54.94 | 51.61 | 80.7 | 56.22 | 51.43 | 79.9 | 53.7 | 46.21 | 81.52 | 90.44 | 54.01 | 180.08 | 500 | 500
92 | 46.87 | 49 | 85 | 46.87 | 49 | 85 | 46.87 | 49 | 85 | 46.87 | 49 | 85 | 46.87 | 49 | 40.35 | 46.14 | 49 | 36.59 | 46.87 | 49 | 40.35 | 41.49 | 46.47 | 38.92 | 46.87 | 49 | 40.35 | 46.14 | 45.99 | 34.42 | 47.08 | 48.51 | 72.25 | 48.31 | 90 | 99 | 67.93 | 75.92 | 51.3 | 67.93 | 75.92 | 51.3 | 67.93 | 75.92 | 51.3 | 67.93 | 75.92 | 51.3 | 67.93 | 75.92 | 51.3 | 67.93 | 54.78 | 50.89 | 67.93 | 55.49 | 51.15 | 52.08 | 54.67 | 51.15 | 67.93 | 55.49 | 51.15 | 67.93 | 52.09 | 44.8 | 68.61 | 76.69 | 49.86 | 90 | 500 | 500
93 | 42.08 | 48.87 | 78.27 | 42.08 | 48.87 | 78.27 | 42.08 | 48.87 | 78.27 | 42.08 | 48.87 | 78.27 | 42.08 | 48.87 | 38.8 | 42.08 | 48.87 | 36.59 | 42.08 | 48.87 | 38.8 | 41.37 | 46.35 | 38.8 | 42.08 | 48.87 | 38.8 | 41.66 | 42.22 | 34.42 | 41.66 | 48.38 | 45 | 47.35 | 90 | 99 | 65.18 | 54.65 | 51.15 | 65.18 | 54.65 | 51.15 | 65.18 | 54.65 | 51.15 | 65.18 | 54.65 | 51.15 | 65.18 | 54.65 | 51.15 | 65.18 | 54.65 | 49.94 | 65.18 | 54.65 | 51.15 | 51.96 | 54.55 | 51.15 | 65.18 | 54.65 | 51.15 | 65.84 | 50.34 | 44.8 | 65.84 | 54.11 | 48.93 | 90 | 500 | 500
94 | 41.87 | 48.53 | 76.63 | 41.87 | 48.53 | 76.63 | 41.87 | 48.53 | 76.63 | 41.87 | 48.53 | 76.63 | 41.88 | 48.53 | 38.6 | 41.88 | 48.53 | 36.59 | 41.87 | 48.53 | 38.6 | 41.17 | 46.14 | 38.6 | 41.88 | 48.53 | 38.6 | 40.62 | 41.23 | 34.42 | 41.45 | 48.05 | 35.85 | 41.87 | 70.5 | 90 | 57.34 | 54.35 | 50.74 | 57.34 | 54.35 | 50.74 | 57.34 | 54.35 | 50.74 | 57.34 | 54.35 | 50.74 | 57.34 | 54.45 | 50.74 | 57.34 | 54.45 | 49.61 | 57.34 | 54.35 | 50.74 | 51.76 | 54.35 | 50.74 | 57.34 | 54.45 | 50.74 | 57.92 | 47.66 | 44.8 | 57.92 | 53.81 | 47.64 | 69.25 | 500 | 500
95 | 40.63 | 45.6 | 39.02 | 40.63 | 45.6 | 39.02 | 40.63 | 45.6 | 39.02 | 40.63 | 45.6 | 39.02 | 41.34 | 47.99 | 38.06 | 41.34 | 47.99 | 36.59 | 40.63 | 45.6 | 38.06 | 40.63 | 45.6 | 38.06 | 41.34 | 47.99 | 38.06 | 39.19 | 40.82 | 34.42 | 40.22 | 42.07 | 35.49 | 40.63 | 66.61 | 77.11 | 54.54 | 53.81 | 50.19 | 54.54 | 53.81 | 50.19 | 54.54 | 53.81 | 50.19 | 54.54 | 53.81 | 50.19 | 56.8 | 53.91 | 50.19 | 56.8 | 53.91 | 49.61 | 54.54 | 53.81 | 50.19 | 51.22 | 53.81 | 50.19 | 56.8 | 53.91 | 50.19 | 55.09 | 47.66 | 44.38 | 55.09 | 51.03 | 47.64 | 66.5 | 90 | 201.5
96 | 40.71 | 45.68 | 38.15 | 40.71 | 45.68 | 38.15 | 40.71 | 45.68 | 38.15 | 40.71 | 45.68 | 38.15 | 41.42 | 47.15 | 38.15 | 41.42 | 47.15 | 36.59 | 40.71 | 45.68 | 38.15 | 40.71 | 45.68 | 38.15 | 41.42 | 47.15 | 38.15 | 30.27 | 35.35 | 33.69 | 30.88 | 36.07 | 35.14 | 40.71 | 45.68 | 50 | 51.3 | 53.89 | 50.28 | 51.3 | 53.89 | 50.28 | 51.3 | 53.89 | 50.28 | 51.3 | 53.89 | 50.28 | 56.88 | 54 | 50.28 | 56.88 | 54 | 49.61 | 51.3 | 53.89 | 50.28 | 51.3 | 53.89 | 50.28 | 56.88 | 54 | 50.28 | 49.77 | 47.34 | 44.38 | 50.79 | 51.03 | 45.28 | 51.3 | 82.03 | 104.44
97 | 40.46 | 45.43 | 37.89 | 40.46 | 45.43 | 37.89 | 40.46 | 45.43 | 37.89 | 40.46 | 45.43 | 37.89 | 41.17 | 45.79 | 37.89 | 41.17 | 45.79 | 36.59 | 40.46 | 45.43 | 37.89 | 40.46 | 45.43 | 37.89 | 41.17 | 45.79 | 37.89 | 30.27 | 35.34 | 33.69 | 30.88 | 36.07 | 35.14 | 40.46 | 45.43 | 50 | 51.05 | 53.64 | 50.03 | 51.05 | 53.64 | 50.03 | 51.05 | 53.64 | 50.03 | 51.05 | 53.64 | 50.03 | 56.63 | 53.64 | 50.03 | 56.63 | 53.64 | 49.61 | 51.05 | 53.64 | 50.03 | 51.05 | 53.64 | 50.03 | 56.63 | 53.64 | 50.03 | 49.46 | 47.34 | 44.38 | 50.47 | 51.03 | 45.28 | 51.05 | 75.76 | 90
98 | 40.16 | 45.13 | 37.6 | 40.16 | 45.13 | 37.6 | 40.16 | 45.13 | 37.6 | 40.16 | 45.13 | 37.6 | 40.87 | 45.49 | 37.6 | 40.87 | 45.49 | 36.59 | 40.16 | 45.13 | 37.6 | 40.16 | 45.13 | 37.6 | 40.87 | 45.49 | 37.6 | 30.27 | 35.34 | 33.69 | 30.88 | 36.07 | 35.14 | 40.16 | 45.13 | 50 | 50.75 | 53.34 | 49.73 | 50.75 | 53.34 | 49.73 | 50.75 | 53.34 | 49.73 | 50.75 | 53.34 | 49.73 | 56.33 | 53.34 | 49.73 | 56.33 | 53.34 | 49.61 | 50.75 | 53.34 | 49.73 | 50.75 | 53.34 | 49.73 | 56.33 | 53.34 | 49.73 | 49.46 | 47.34 | 44.18 | 50.25 | 50.52 | 45.09 | 50.75 | 56.61 | 90
99 | 40.08 | 45.05 | 37.52 | 40.08 | 45.05 | 37.52 | 40.08 | 45.05 | 37.52 | 40.08 | 45.05 | 37.52 | 40.79 | 45.05 | 37.52 | 40.79 | 45.05 | 36.59 | 40.08 | 45.05 | 37.52 | 40.08 | 45.05 | 37.52 | 40.79 | 45.05 | 37.52 | 30.57 | 35.34 | 33.69 | 31.19 | 36.06 | 35.14 | 40.08 | 45.05 | 50 | 50.67 | 53.26 | 49.65 | 50.67 | 53.26 | 49.65 | 50.67 | 53.26 | 49.65 | 50.67 | 53.26 | 49.61 | 56.25 | 53.26 | 49.65 | 56.25 | 53.26 | 49.61 | 50.67 | 53.26 | 49.65 | 50.67 | 53.26 | 49.65 | 56.25 | 53.26 | 49.65 | 49.46 | 47.34 | 44.18 | 50.17 | 50.52 | 45.09 | 50.67 | 77.71 | 90
100 | 40.29 | 45.26 | 37.73 | 40.29 | 45.26 | 37.73 | 40.29 | 45.26 | 37.73 | 40.29 | 45.26 | 37.73 | 41 | 45.26 | 37.73 | 41 | 45.26 | 36.59 | 40.29 | 45.26 | 37.73 | 40.29 | 45.26 | 37.73 | 41 | 45.26 | 37.73 | 30.86 | 35.34 | 33.69 | 31.49 | 36.07 | 35.14 | 40.29 | 45.26 | 50 | 50.88 | 53.47 | 49.86 | 50.88 | 53.47 | 49.86 | 50.88 | 53.47 | 49.86 | 50.88 | 53.47 | 49.61 | 56.46 | 53.47 | 49.86 | 56.46 | 53.47 | 49.61 | 50.88 | 53.47 | 49.86 | 50.88 | 53.47 | 49.86 | 56.46 | 53.47 | 49.86 | 49.59 | 47.34 | 44.18 | 50.38 | 50.52 | 45.09 | 57.8 | 79.47 | 90
101 | 40.78 | 45.75 | 38.21 | 40.78 | 45.75 | 38.21 | 40.78 | 45.75 | 38.21 | 40.78 | 45.75 | 38.21 | 41.49 | 46.11 | 38.21 | 41.49 | 46.11 | 36.59 | 40.78 | 45.75 | 38.21 | 40.78 | 45.75 | 38.21 | 41.49 | 46.11 | 38.21 | 30.88 | 36.5 | 34.42 | 34.29 | 37.25 | 35.14 | 40.83 | 66.62 | 77.11 | 51.37 | 53.96 | 50.35 | 51.37 | 53.96 | 50.35 | 51.37 | 53.96 | 50.35 | 51.37 | 53.82 | 49.61 | 56.95 | 53.96 | 50.35 | 56.95 | 53.96 | 49.61 | 51.37 | 53.96 | 50.35 | 51.37 | 53.96 | 50.35 | 56.95 | 53.96 | 50.35 | 50.86 | 47.66 | 44.38 | 50.86 | 51.03 | 45.28 | 69.25 | 87.01 | 104.44
102 | 41.03 | 46 | 38.47 | 41.03 | 46 | 38.47 | 41.45 | 46 | 38.47 | 41.45 | 46 | 38.47 | 41.74 | 48.39 | 38.47 | 41.74 | 48.39 | 36.59 | 41.03 | 46 | 38.47 | 41.03 | 46 | 38.47 | 41.74 | 48.39 | 38.47 | 41.03 | 42.07 | 34.42 | 41.03 | 45 | 35.85 | 45.66 | 89.97 | 77.11 | 56.79 | 54.21 | 50.6 | 56.79 | 54.21 | 50.6 | 56.79 | 54.21 | 50.6 | 56.79 | 54.21 | 49.61 | 57.2 | 54.32 | 50.6 | 57.2 | 54.32 | 49.61 | 56.79 | 54.21 | 50.6 | 51.62 | 54.21 | 50.6 | 57.2 | 54.32 | 50.6 | 57.37 | 50.01 | 44.8 | 57.37 | 53.67 | 47.64 | 69.25 | 90 | 104.44
103 | 44.66 | 49.1 | 39.02 | 44.66 | 49.1 | 39.02 | 44.66 | 49.1 | 39.02 | 44.66 | 49.1 | 39.02 | 44.66 | 49.1 | 39.02 | 44.66 | 49.1 | 37.35 | 44.66 | 49.1 | 39.02 | 41.59 | 49.1 | 39.02 | 44.66 | 49.1 | 39.02 | 45.11 | 46.91 | 35.14 | 45.11 | 48.61 | 38.63 | 52.55 | 91.25 | 90 | 71.67 | 54.87 | 51.15 | 71.67 | 54.87 | 51.15 | 71.67 | 54.87 | 51.15 | 71.67 | 54.87 | 49.61 | 71.67 | 54.87 | 51.15 | 71.67 | 54.87 | 49.61 | 71.67 | 54.87 | 51.15 | 52.18 | 54.76 | 51.15 | 71.67 | 54.87 | 51.15 | 72.39 | 54.32 | 45.28 | 72.39 | 55.42 | 48.61 | 140.9 | 358.35 | 143.56
104 | 55.7 | 49.97 | 39.38 | 55.7 | 49.97 | 39.38 | 55.7 | 49.97 | 39.38 | 55.7 | 49.97 | 39.38 | 55.7 | 49.97 | 39.38 | 55.7 | 49.47 | 39.38 | 55.7 | 49.97 | 39.38 | 41.95 | 49.95 | 39.38 | 55.7 | 49.97 | 39.38 | 55.14 | 48.96 | 35.85 | 56.26 | 49.47 | 38.99 | 56.83 | 90.01 | 90 | 76.75 | 55.52 | 51.52 | 76.75 | 55.52 | 51.52 | 76.75 | 55.52 | 51.52 | 76.75 | 55.52 | 50.24 | 76.75 | 55.52 | 51.52 | 76.75 | 55.24 | 51.52 | 76.75 | 55.52 | 51.52 | 52.54 | 55.52 | 51.52 | 76.75 | 55.52 | 51.52 | 77.52 | 54.68 | 48.25 | 77.52 | 56.08 | 49.23 | 108.25 | 123.29 | 115.24
105 | 41.97 | 49.48 | 39.4 | 41.97 | 49.48 | 39.4 | 53.5 | 49.48 | 39.4 | 53.5 | 49.48 | 39.4 | 53.5 | 49.48 | 39.4 | 53.5 | 49.48 | 39.4 | 41.97 | 49.48 | 39.4 | 41.97 | 49.48 | 39.4 | 53.5 | 49.48 | 39.4 | 54.04 | 47.56 | 35.85 | 54.04 | 48.98 | 39 | 53.5 | 90 | 77.11 | 75.98 | 55.25 | 51.53 | 75.98 | 55.25 | 51.53 | 75.98 | 55.25 | 51.53 | 75.98 | 55.25 | 49.97 | 75.98 | 55.25 | 51.53 | 75.98 | 55.25 | 51.53 | 75.98 | 55.25 | 51.53 | 52.55 | 55.14 | 51.53 | 75.98 | 55.25 | 51.53 | 76.75 | 54.13 | 48.49 | 76.75 | 55.24 | 49.47 | 90 | 108.87 | 108.68
106 | 42.07 | 49.58 | 39.5 | 42.77 | 49.58 | 39.5 | 42.77 | 49.58 | 39.5 | 42.77 | 49.58 | 39.5 | 42.77 | 49.58 | 39.5 | 42.77 | 49.58 | 39.5 | 42.77 | 49.58 | 39.5 | 42.07 | 49.58 | 39.5 | 42.77 | 49.58 | 39.5 | 42.35 | 48.1 | 36.96 | 43.21 | 49.08 | 37.72 | 46.77 | 90 | 77.11 | 63.5 | 55.24 | 51.63 | 63.5 | 55.24 | 51.63 | 63.5 | 55.24 | 51.63 | 63.5 | 55.24 | 51.3 | 63.5 | 55.35 | 51.63 | 63.5 | 55.35 | 51.61 | 63.5 | 55.24 | 51.63 | 52.66 | 55.24 | 51.63 | 63.5 | 55.35 | 51.63 | 64.14 | 51.56 | 48.61 | 64.14 | 54.69 | 48.61 | 90 | 98.21 | 108.68
107 | 42.07 | 49.59 | 39.5 | 42.78 | 49.59 | 40.93 | 42.78 | 49.59 | 40.93 | 42.78 | 49.59 | 40.93 | 42.78 | 49.59 | 40.93 | 42.78 | 49.58 | 39.5 | 42.78 | 49.59 | 40.93 | 42.07 | 49.59 | 39.5 | 42.78 | 49.59 | 40.93 | 42.3 | 49.09 | 39.11 | 43.16 | 49.1 | 39.91 | 49.55 | 65.31 | 77.11 | 58.24 | 55.25 | 51.64 | 58.24 | 55.25 | 51.64 | 58.24 | 55.25 | 51.64 | 58.24 | 55.25 | 51.3 | 58.24 | 55.35 | 51.64 | 58.24 | 55.35 | 51.61 | 58.24 | 55.25 | 51.64 | 58.24 | 55.25 | 51.64 | 58.24 | 55.35 | 51.64 | 58.53 | 53.6 | 48.61 | 58.83 | 54.7 | 48.61 | 90 | 98.21 | 108.68
108 | 41.88 | 49.39 | 39.31 | 42.59 | 49.39 | 40.11 | 42.59 | 49.39 | 40.11 | 42.59 | 49.39 | 40.11 | 42.59 | 49.39 | 40.11 | 42.59 | 49.39 | 39.31 | 42.59 | 49.39 | 39.31 | 41.88 | 49.39 | 39.31 | 42.59 | 49.39 | 40.11 | 42.16 | 48.9 | 38.92 | 43.02 | 48.9 | 39.71 | 42.59 | 49.39 | 50 | 58.05 | 55.06 | 51.44 | 58.05 | 55.06 | 51.44 | 58.05 | 55.06 | 51.44 | 58.05 | 55.06 | 51.3 | 58.05 | 55.16 | 51.44 | 58.05 | 55.16 | 51.44 | 58.05 | 55.06 | 51.44 | 58.05 | 55.06 | 51.44 | 58.05 | 55.16 | 51.44 | 58.53 | 54.51 | 49.11 | 58.63 | 54.51 | 49.11 | 80.78 | 90 | 90
109 | 41.7 | 49.22 | 39.14 | 41.7 | 49.22 | 39.94 | 42.41 | 49.22 | 39.94 | 42.41 | 49.22 | 39.94 | 42.41 | 49.22 | 39.94 | 42.41 | 49.22 | 39.14 | 41.7 | 49.22 | 39.14 | 41.7 | 49.22 | 39.14 | 42.41 | 49.22 | 39.94 | 41.99 | 48.72 | 38.75 | 42.84 | 48.73 | 39.54 | 42.41 | 49.22 | 50 | 52.29 | 54.88 | 51.27 | 57.95 | 54.88 | 51.27 | 57.95 | 54.88 | 51.27 | 57.95 | 54.88 | 51.27 | 57.95 | 54.99 | 51.27 | 57.95 | 54.99 | 51.27 | 57.95 | 54.88 | 51.27 | 52.29 | 54.88 | 51.27 | 57.95 | 54.99 | 51.27 | 58.53 | 54.44 | 49.78 | 58.53 | 54.33 | 50.76 | 59.12 | 82.03 | 84.85
110 | 41.7 | 49.74 | 39.13 | 41.7 | 53.61 | 45.6 | 42.41 | 53.61 | 45.6 | 42.41 | 53.61 | 45.6 | 42.41 | 53.61 | 45.6 | 42.41 | 53.61 | 39.13 | 41.7 | 53.6 | 45.6 | 41.7 | 49.74 | 39.13 | 42.41 | 53.61 | 45.6 | 42.01 | 53.61 | 44.24 | 42.84 | 53.07 | 45.14 | 42.41 | 53.61 | 50 | 52.29 | 69.19 | 51.27 | 66.5 | 69.19 | 51.27 | 66.5 | 69.19 | 51.27 | 66.5 | 69.19 | 51.27 | 66.5 | 69.19 | 51.27 | 66.5 | 69.19 | 51.27 | 66.5 | 69.19 | 51.27 | 52.29 | 69.19 | 51.27 | 66.5 | 69.19 | 51.27 | 67.17 | 69.89 | 50.75 | 67.17 | 69.89 | 50.75 | 67.85 | 90 | 90
111 | 41.84 | 47.12 | 39.28 | 51.68 | 66.52 | 77.21 | 51.68 | 66.52 | 77.21 | 51.68 | 66.52 | 77.21 | 51.68 | 66.52 | 77.21 | 51.68 | 66.52 | 73.41 | 51.68 | 66.52 | 77.21 | 41.84 | 47.12 | 39.28 | 51.68 | 66.52 | 77.21 | 52.21 | 67.19 | 76.44 | 52.21 | 67.19 | 76.44 | 51.68 | 66.52 | 77.21 | 52.43 | 80 | 80 | 70.58 | 86.85 | 81.63 | 70.58 | 86.85 | 81.63 | 70.58 | 86.85 | 81.63 | 70.58 | 86.85 | 81.63 | 70.58 | 86.85 | 81.32 | 70.58 | 86.85 | 81.63 | 52.43 | 55.02 | 51.61 | 70.58 | 86.85 | 81.63 | 71.29 | 88.64 | 83.83 | 71.29 | 87.73 | 82.46 | 80.78 | 98.21 | 108.68
112 | 42.18 | 61.71 | 39.61 | 42.18 | 76.59 | 83.62 | 55.14 | 76.59 | 83.62 | 55.14 | 76.59 | 83.62 | 55.14 | 76.59 | 83.62 | 55.14 | 76.59 | 80.3 | 42.18 | 76.59 | 83.62 | 42.18 | 49.75 | 39.61 | 55.14 | 76.59 | 83.62 | 55.7 | 77.36 | 83.62 | 55.7 | 77.36 | 82.78 | 55.14 | 78.51 | 83.62 | 52.77 | 97.94 | 105.42 | 52.77 | 97.94 | 105.42 | 78.31 | 97.94 | 105.42 | 78.31 | 97.94 | 105.42 | 78.31 | 97.94 | 105.42 | 78.31 | 96.93 | 103.5 | 52.77 | 96.93 | 51.74 | 52.77 | 55.36 | 51.74 | 78.31 | 96.93 | 103.5 | 79.1 | 98.93 | 107.81 | 79.1 | 98.93 | 106.48 | 84.92 | 98.21 | 108.68
113 | 42.31 | 79.97 | 39.74 | 57.01 | 80.73 | 85.34 | 57.01 | 80.73 | 85.34 | 57.01 | 80.73 | 85.34 | 57.01 | 80.73 | 85.34 | 57.01 | 79.12 | 82.78 | 57.01 | 80.73 | 85.34 | 42.31 | 79.96 | 39.74 | 57.01 | 80.73 | 85.34 | 57.01 | 79.92 | 83.62 | 57.58 | 81.55 | 84.49 | 57.01 | 90 | 85.34 | 52.89 | 103.24 | 103.5 | 84.15 | 103.24 | 105.63 | 84.15 | 103.24 | 105.63 | 84.15 | 103.24 | 105.63 | 84.15 | 103.24 | 105.63 | 84.15 | 103.24 | 103.5 | 84.15 | 103.24 | 103.5 | 52.89 | 103.24 | 103.5 | 84.15 | 103.24 | 103.5 | 85 | 104.28 | 107.81 | 85 | 104.28 | 106.7 | 86.73 | 106.7 | 108.68
114 | 42.2 | 47.18 | 39.64 | 57.29 | 80.73 | 86.19 | 57.29 | 80.73 | 86.19 | 57.29 | 80.73 | 86.19 | 57.29 | 80.73 | 86.19 | 57.29 | 79.12 | 82.78 | 57.29 | 80.73 | 86.19 | 42.2 | 47.18 | 39.64 | 57.29 | 80.73 | 86.19 | 57.87 | 79.92 | 83.62 | 57.87 | 81.55 | 85.33 | 57.29 | 90 | 86.19 | 52.79 | 55.38 | 51.77 | 84.58 | 103.24 | 106.7 | 84.58 | 103.24 | 106.7 | 84.58 | 103.24 | 106.7 | 84.58 | 103.24 | 106.7 | 84.58 | 103.24 | 103.5 | 84.58 | 103.24 | 100 | 52.79 | 55.38 | 51.77 | 84.58 | 103.24 | 103.5 | 85.44 | 104.28 | 107.81 | 85.44 | 104.28 | 107.78 | 90 | 115.26 | 118.8
115 | 41.87 | 46.85 | 39.3 | 56.21 | 80.71 | 85.34 | 56.21 | 80.71 | 85.34 | 56.21 | 80.71 | 85.34 | 56.21 | 80.71 | 85.34 | 56.21 | 79.1 | 82.78 | 56.21 | 80.71 | 85.34 | 41.87 | 46.85 | 39.3 | 56.21 | 80.71 | 85.34 | 56.77 | 79.9 | 83.62 | 56.77 | 81.53 | 86.2 | 56.21 | 90 | 85.34 | 52.46 | 55.05 | 51.61 | 84.15 | 103.24 | 105.63 | 84.15 | 103.24 | 105.63 | 84.15 | 103.24 | 105.63 | 84.15 | 103.24 | 105.63 | 84.15 | 103.24 | 103.5 | 84.15 | 103.24 | 100 | 52.46 | 55.05 | 51.61 | 84.15 | 103.24 | 103.5 | 85 | 104.28 | 105.65 | 85 | 104.28 | 107.81 | 85.86 | 108.87 | 143.56
116 | 41.42 | 78.62 | 38.85 | 55.13 | 78.62 | 85.34 | 55.13 | 78.62 | 85.34 | 55.13 | 78.62 | 85.34 | 55.13 | 77.36 | 82.78 | 55.13 | 77.36 | 80.3 | 55.13 | 77.36 | 82.78 | 41.42 | 49.74 | 38.85 | 55.13 | 77.36 | 82.78 | 55.68 | 78.93 | 83.62 | 55.68 | 80.54 | 86.2 | 55.13 | 78.63 | 85.34 | 52.01 | 99.93 | 105.63 | 77.52 | 99.93 | 105.63 | 77.52 | 99.93 | 105.63 | 77.52 | 99.93 | 105.63 | 77.52 | 96.93 | 105.63 | 77.52 | 96.93 | 103.44 | 77.52 | 96.93 | 100 | 52.01 | 54.6 | 51.61 | 77.52 | 96.93 | 103.5 | 79.1 | 98.93 | 104.49 | 79.1 | 100.95 | 107.81 | 77.52 | 101.85 | 108.9
117 | 53.44 | 75.85 | 40.42 | 53.44 | 75.85 | 84.85 | 53.44 | 75.85 | 84.85 | 53.44 | 75.85 | 84.85 | 53.44 | 75.82 | 82.78 | 53.44 | 75.82 | 80.3 | 53.44 | 75.82 | 82.78 | 41.26 | 46.23 | 38.69 | 53.44 | 75.82 | 82.78 | 55.64 | 76.61 | 82.78 | 54.54 | 78.18 | 85.7 | 53.44 | 75.85 | 84.85 | 75.96 | 97.94 | 105.63 | 75.96 | 97.94 | 105.63 | 75.96 | 97.94 | 105.63 | 75.96 | 97.94 | 105.63 | 75.96 | 96.93 | 103.5 | 75.96 | 96.93 | 102.46 | 75.96 | 96.93 | 51.61 | 51.85 | 54.43 | 51.61 | 75.96 | 96.93 | 103.5 | 79.1 | 98.93 | 103.5 | 79.1 | 100.95 | 107.81 | 75.96 | 97.94 | 108.9
118 | 49.59 | 75.06 | 39.44 | 49.59 | 75.06 | 82.79 | 49.59 | 75.06 | 82.79 | 49.59 | 75.06 | 82.79 | 49.59 | 75.06 | 82.78 | 49.59 | 75.06 | 80.3 | 41.2 | 46.17 | 38.64 | 41.2 | 46.17 | 38.64 | 49.59 | 75.06 | 82.78 | 54.04 | 75.82 | 81.96 | 53.5 | 77.37 | 83.63 | 49.59 | 75.06 | 82.79 | 71.43 | 95.23 | 104.44 | 71.43 | 95.23 | 104.44 | 71.43 | 95.23 | 104.44 | 71.43 | 95.23 | 104.44 | 71.43 | 95.23 | 103.5 | 71.43 | 95.23 | 52.04 | 51.79 | 54.38 | 51.61 | 51.79 | 54.38 | 51.61 | 71.43 | 95.23 | 103.5 | 75.89 | 96.19 | 89.72 | 75.89 | 99.17 | 107.81 | 71.43 | 95.23 | 107.67
119 | 42.88 | 74.29 | 81.91 | 42.88 | 74.29 | 81.91 | 42.88 | 74.29 | 81.91 | 42.88 | 74.29 | 81.91 | 42.88 | 74.29 | 81.91 | 42.88 | 74.29 | 79.5 | 40.87 | 45.83 | 38.3 | 40.87 | 45.83 | 38.3 | 42.88 | 74.29 | 81.91 | 48.81 | 75.82 | 81.14 | 47.84 | 77.37 | 82.78 | 42.88 | 74.29 | 81.91 | 66.5 | 90.59 | 92.03 | 66.5 | 90.59 | 92.03 | 66.5 | 90.59 | 92.03 | 66.5 | 90.59 | 92.03 | 66.5 | 90.59 | 92.03 | 66.5 | 90.59 | 51.85 | 51.46 | 54.04 | 51.61 | 51.46 | 54.04 | 51.61 | 66.5 | 90.59 | 92.03 | 72.84 | 91.51 | 87.09 | 72.84 | 93.38 | 107.81 | 66.5 | 90.59 | 104.44
120 | 41.56 | 67.61 | 79.5 | 41.56 | 67.61 | 79.5 | 41.56 | 67.61 | 79.5 | 41.56 | 67.61 | 79.5 | 42.27 | 67.61 | 79.5 | 42.27 | 67.61 | 79.5 | 41.56 | 46.53 | 38.99 | 41.56 | 46.53 | 38.99 | 42.27 | 67.61 | 79.5 | 48.81 | 69 | 81.14 | 47.84 | 70.41 | 82.78 | 41.56 | 67.61 | 79.5 | 57.73 | 87.63 | 90 | 57.73 | 87.63 | 90 | 57.73 | 87.63 | 90 | 57.73 | 87.63 | 90 | 57.73 | 87.63 | 90 | 57.73 | 87.63 | 51.85 | 52.15 | 54.74 | 51.12 | 52.15 | 54.74 | 51.12 | 57.73 | 87.63 | 90 | 69.87 | 89.43 | 89.1 | 69.87 | 91.25 | 107.81 | 57.73 | 87.63 | 90
121 | 41.34 | 61.63 | 74.92 | 41.34 | 61.63 | 74.92 | 41.34 | 61.63 | 74.92 | 41.34 | 61.63 | 74.92 | 42.04 | 61.63 | 74.15 | 42.04 | 61.63 | 74.15 | 41.34 | 46.31 | 38.77 | 41.34 | 46.31 | 38.77 | 42.04 | 61.63 | 74.15 | 43.78 | 62.91 | 75.68 | 42.91 | 64.19 | 77.22 | 41.34 | 61.63 | 74.92 | 57.51 | 85.97 | 90 | 57.51 | 85.97 | 90 | 57.51 | 85.97 | 90 | 57.51 | 85.97 | 90 | 57.51 | 85.97 | 80.89 | 57.51 | 85.97 | 51.85 | 51.93 | 54.51 | 51.61 | 51.93 | 54.51 | 51.61 | 57.51 | 85.97 | 80.89 | 62.59 | 88.63 | 102.46 | 63.22 | 90.44 | 107.81 | 57.51 | 85.97 | 90
122 | 41.16 | 58.68 | 65.51 | 41.16 | 58.68 | 65.51 | 41.16 | 58.68 | 65.51 | 41.16 | 58.68 | 65.51 | 41.87 | 58.68 | 61.02 | 41.87 | 58.68 | 61.02 | 41.16 | 46.13 | 38.59 | 41.16 | 46.13 | 38.59 | 41.87 | 58.68 | 61.02 | 41.26 | 59.89 | 64.86 | 41.58 | 61.11 | 66.18 | 41.16 | 58.68 | 65.51 | 56.21 | 79.13 | 87.63 | 56.21 | 79.13 | 87.63 | 56.21 | 79.13 | 87.63 | 56.21 | 79.13 | 87.63 | 57.33 | 79.13 | 51.91 | 57.33 | 79.13 | 51.85 | 51.75 | 54.34 | 50.73 | 51.75 | 54.34 | 50.73 | 57.33 | 79.13 | 51.91 | 57.91 | 81.59 | 91.21 | 58.53 | 83.26 | 104.49 | 56.21 | 79.13 | 90
123 | 41.04 | 54.97 | 64.19 | 41.04 | 54.98 | 64.19 | 41.04 | 54.98 | 64.19 | 41.04 | 54.98 | 64.19 | 41.75 | 54.98 | 39.14 | 41.75 | 54.98 | 39.14 | 41.04 | 46.01 | 38.48 | 41.04 | 46.01 | 38.48 | 41.75 | 54.98 | 39.14 | 41.21 | 56.11 | 64.84 | 41.46 | 57.25 | 66.17 | 41.04 | 54.98 | 64.19 | 56.21 | 73.54 | 63.52 | 56.21 | 73.54 | 63.52 | 56.21 | 73.54 | 63.52 | 56.21 | 73.54 | 63.52 | 57.21 | 69.89 | 51.61 | 57.21 | 69.89 | 51.61 | 51.63 | 54.22 | 50.61 | 51.63 | 54.22 | 50.61 | 57.21 | 69.89 | 51.61 | 57.37 | 74.28 | 62.88 | 57.95 | 80.15 | 104.01 | 56.21 | 73.54 | 84.85
124 | 41.07 | 54.97 | 64.19 | 41.07 | 54.97 | 64.19 | 41.07 | 54.97 | 64.19 | 41.07 | 54.97 | 64.19 | 41.78 | 54.97 | 39.14 | 41.78 | 54.97 | 39.14 | 41.07 | 46.04 | 38.5 | 41.07 | 46.04 | 38.5 | 41.78 | 54.97 | 39.14 | 41.21 | 56.11 | 63.56 | 41.49 | 57.25 | 64.86 | 41.07 | 54.98 | 64.19 | 56.82 | 75.03 | 63.52 | 56.82 | 75.03 | 63.52 | 56.82 | 75.03 | 63.52 | 56.82 | 75.03 | 63.52 | 57.24 | 69.89 | 50.75 | 57.24 | 69.89 | 50.75 | 51.66 | 54.25 | 50.64 | 51.66 | 54.25 | 50.64 | 57.24 | 69.89 | 50.75 | 57.39 | 74.28 | 62.88 | 57.39 | 78.13 | 98.01 | 56.82 | 75.03 | 90
125 | 41.21 | 54.98 | 64.2 | 41.21 | 54.98 | 64.2 | 41.21 | 54.98 | 64.2 | 41.21 | 54.98 | 64.2 | 41.91 | 54.98 | 39.14 | 41.91 | 54.97 | 39.14 | 41.21 | 46.17 | 38.64 | 41.21 | 46.17 | 38.64 | 41.91 | 54.97 | 39.14 | 41.21 | 56.11 | 63.56 | 41.62 | 57.25 | 64.86 | 41.21 | 54.98 | 64.2 | 56.94 | 77.89 | 75.3 | 56.94 | 77.89 | 75.3 | 56.94 | 77.89 | 75.3 | 56.94 | 77.89 | 75.3 | 57.37 | 69.89 | 51.85 | 57.37 | 69.89 | 51.85 | 51.79 | 54.38 | 50.77 | 51.79 | 54.38 | 50.77 | 57.37 | 69.89 | 51.85 | 57.52 | 74.28 | 62.88 | 57.52 | 78.68 | 87.63 | 56.94 | 77.89 | 104.44
126 | 41.19 | 54.98 | 65.51 | 41.19 | 54.98 | 65.51 | 41.19 | 54.98 | 65.51 | 41.19 | 54.98 | 65.51 | 41.9 | 54.98 | 39.67 | 41.9 | 54.98 | 39.67 | 41.19 | 46.16 | 38.62 | 41.19 | 46.16 | 38.62 | 41.9 | 54.98 | 39.67 | 41.21 | 56.11 | 64.85 | 41.61 | 56.68 | 66.17 | 41.19 | 54.98 | 65.51 | 57.36 | 78.54 | 84.85 | 57.36 | 78.54 | 84.85 | 57.36 | 78.54 | 84.85 | 57.36 | 78.54 | 84.85 | 57.36 | 69.89 | 50.86 | 57.36 | 69.89 | 50.86 | 51.78 | 54.37 | 50.76 | 51.78 | 54.37 | 50.76 | 57.36 | 69.89 | 50.86 | 57.94 | 74.28 | 63.52 | 57.94 | 79.33 | 87.63 | 57.36 | 82.03 | 104.44
127 | 41.99 | 67.71 | 81.14 | 41.99 | 67.71 | 81.14 | 41.99 | 67.71 | 81.14 | 41.99 | 67.71 | 81.14 | 41.99 | 66.34 | 48.94 | 41.99 | 66.34 | 48.94 | 41.28 | 46.25 | 38.71 | 41.28 | 46.25 | 38.71 | 41.99 | 66.34 | 48.94 | 42.41 | 68.39 | 80.32 | 42.41 | 68.39 | 81.96 | 41.99 | 67.71 | 81.14 | 59.23 | 98.18 | 103.44 | 59.23 | 98.18 | 103.44 | 59.23 | 98.18 | 103.44 | 59.23 | 98.18 | 103.44 | 57.45 | 91.45 | 52.03 | 57.45 | 91.45 | 50.94 | 51.87 | 54.46 | 50.85 | 51.87 | 54.46 | 50.85 | 57.45 | 91.45 | 52.03 | 58.63 | 97.19 | 84.69 | 59.82 | 99.18 | 104.49 | 73.76 | 98.21 | 108.68
128 | 46.87 | 73.3 | 83.62 | 46.87 | 73.3 | 83.62 | 46.87 | 73.3 | 83.62 | 46.87 | 73.3 | 83.62 | 46.87 | 73.3 | 52.89 | 46.87 | 73.3 | 52.89 | 41.42 | 46.39 | 38.85 | 41.42 | 46.39 | 38.85 | 46.87 | 73.3 | 52.89 | 47.84 | 74.04 | 81.13 | 48.32 | 74.04 | 82.78 | 46.87 | 87.66 | 83.62 | 75.96 | 98.18 | 103.4 | 75.96 | 98.18 | 103.4 | 75.96 | 98.18 | 103.4 | 75.96 | 98.18 | 103.4 | 73.86 | 91.45 | 79.69 | 73.86 | 91.45 | 51.61 | 52.01 | 54.6 | 50.98 | 52.01 | 54.6 | 50.98 | 73.86 | 91.45 | 79.69 | 77.52 | 97.19 | 84.69 | 78.31 | 99.18 | 103.4 | 75.96 | 108.87 | 108.68
129 | 53.29 | 74.79 | 81.1 | 53.29 | 74.79 | 81.1 | 53.29 | 74.79 | 81.1 | 53.29 | 74.79 | 81.1 | 53.29 | 73.3 | 52.89 | 53.29 | 73.3 | 52.89 | 41.65 | 46.61 | 39.08 | 41.65 | 46.61 | 39.08 | 53.29 | 73.3 | 52.89 | 53.83 | 74.04 | 78.67 | 53.83 | 75.54 | 80.28 | 53.29 | 89.44 | 81.1 | 77.52 | 98.17 | 87.29 | 77.52 | 98.17 | 87.29 | 77.52 | 98.17 | 87.29 | 77.52 | 98.17 | 87.29 | 75.96 | 91.45 | 79.69 | 75.96 | 91.45 | 51.61 | 52.23 | 54.82 | 51.21 | 52.23 | 54.82 | 51.21 | 75.96 | 91.45 | 79.69 | 77.98 | 97.19 | 84.69 | 78.31 | 99.17 | 86.42 | 77.52 | 108.87 | 113.17
130 | 52.75 | 60.73 | 68.22 | 52.75 | 60.73 | 68.22 | 52.75 | 60.73 | 68.22 | 52.75 | 60.73 | 68.22 | 52.75 | 60.73 | 52.89 | 52.75 | 59.52 | 52.89 | 41.88 | 46.87 | 39.31 | 41.88 | 46.87 | 39.31 | 52.75 | 60.73 | 52.89 | 53.29 | 60.12 | 61.47 | 53.29 | 61.34 | 67.54 | 52.75 | 89.44 | 77.11 | 77.84 | 80 | 77.18 | 77.84 | 80 | 77.18 | 77.84 | 80 | 77.18 | 77.84 | 80 | 77.18 | 75.64 | 79.13 | 76.46 | 75.64 | 76.85 | 51.61 | 52.47 | 55.06 | 51.61 | 52.47 | 55.06 | 51.61 | 75.64 | 79.13 | 76.46 | 77.98 | 79.13 | 77.96 | 78.62 | 79.2 | 77.96 | 77.84 | 108.87 | 108.68
131 | 53.57 | 59.92 | 68.22 | 53.57 | 59.92 | 68.22 | 53.57 | 59.92 | 68.22 | 53.57 | 59.92 | 68.22 | 53.29 | 59.92 | 52.89 | 53.29 | 58.72 | 52.89 | 41.96 | 49.75 | 39.85 | 41.96 | 49.75 | 39.85 | 53.29 | 59.92 | 52.89 | 54.01 | 59.32 | 61.47 | 54.11 | 59.32 | 67.54 | 53.57 | 65.31 | 77.11 | 77.2 | 76.55 | 76.39 | 77.2 | 76.55 | 76.39 | 77.2 | 76.55 | 76.39 | 77.2 | 76.55 | 76.39 | 75.5 | 72.78 | 59.17 | 75.5 | 72.78 | 51.85 | 75.5 | 55.13 | 51.61 | 75.5 | 55.13 | 51.61 | 75.5 | 72.78 | 59.17 | 77.98 | 74.28 | 74.11 | 77.98 | 75.78 | 75.62 | 77.2 | 101.85 | 108.68
132 | 49.89 | 58.61 | 64.19 | 49.89 | 58.61 | 64.19 | 49.89 | 58.61 | 64.19 | 49.89 | 58.61 | 64.19 | 49.89 | 58.02 | 40.77 | 49.89 | 57.44 | 40.77 | 41.91 | 58.02 | 39.85 | 41.91 | 58.02 | 39.85 | 49.89 | 58.02 | 40.77 | 50.4 | 58.02 | 61.47 | 50.4 | 58.02 | 62.72 | 49.89 | 58.61 | 77.11 | 70.31 | 76.55 | 76.39 | 70.31 | 76.55 | 76.39 | 70.31 | 76.55 | 76.39 | 70.31 | 76.55 | 76.39 | 69.6 | 72.78 | 51.61 | 69.6 | 72.78 | 51.47 | 69.6 | 55.09 | 51.61 | 69.6 | 55.09 | 51.61 | 69.6 | 72.78 | 51.61 | 71.02 | 74.28 | 74.11 | 71.02 | 75.78 | 75.62 | 70.31 | 90 | 107.67
133 | 47.4 | 58.62 | 68.22 | 47.4 | 58.62 | 68.22 | 47.4 | 58.62 | 68.22 | 47.4 | 58.62 | 68.22 | 47.4 | 55.72 | 39.44 | 47.4 | 55.72 | 39.44 | 41.85 | 55.72 | 39.44 | 41.85 | 55.72 | 39.44 | 47.4 | 55.72 | 39.44 | 47.88 | 58.02 | 61.47 | 47.88 | 58.04 | 62.72 | 47.4 | 58.63 | 77.11 | 62.59 | 76.55 | 76.39 | 62.59 | 76.55 | 76.39 | 62.59 | 76.55 | 76.39 | 62.59 | 76.55 | 76.39 | 60.71 | 55.14 | 51.42 | 60.71 | 55.14 | 51.42 | 60.71 | 55.03 | 51.42 | 60.71 | 55.03 | 51.42 | 60.71 | 55.14 | 51.42 | 61.96 | 74.28 | 74.11 | 63.22 | 75.78 | 75.62 | 62.59 | 90 | 107.67
134 | 46.46 | 59.31 | 81.44 | 46.46 | 59.31 | 81.44 | 46.46 | 59.31 | 81.44 | 46.46 | 59.31 | 81.44 | 45.98 | 49.4 | 39.32 | 45.98 | 49.4 | 39.32 | 45.98 | 49.4 | 39.32 | 45.98 | 49.4 | 39.32 | 45.98 | 49.4 | 39.32 | 46.93 | 57.54 | 78.21 | 46.93 | 58.71 | 80.28 | 46.46 | 59.31 | 81.44 | 62.59 | 89.54 | 95.07 | 62.59 | 89.54 | 95.07 | 62.59 | 89.54 | 95.07 | 62.59 | 89.54 | 95.07 | 60.71 | 55.17 | 51.45 | 60.71 | 55.17 | 51.45 | 60.71 | 55.17 | 51.45 | 60.71 | 55.17 | 51.45 | 60.71 | 55.17 | 51.45 | 61.96 | 86.87 | 51.97 | 63.22 | 88.64 | 94.12 | 62.59 | 90 | 104.44
135 | 55.13 | 78.17 | 86.21 | 55.13 | 78.17 | 86.21 | 55.13 | 78.17 | 86.21 | 55.13 | 78.17 | 86.21 | 44.28 | 49.59 | 39.5 | 44.28 | 49.59 | 39.5 | 44.28 | 49.59 | 39.5 | 44.28 | 49.59 | 39.5 | 44.28 | 49.59 | 39.5 | 54.57 | 75.82 | 50 | 55.68 | 77.39 | 82.78 | 55.13 | 78.17 | 86.21 | 78.31 | 100.94 | 101.85 | 78.31 | 100.94 | 101.85 | 78.31 | 100.94 | 101.85 | 78.31 | 100.94 | 101.85 | 59.26 | 55.36 | 51.64 | 59.26 | 55.36 | 51.64 | 59.26 | 55.36 | 51.64 | 59.26 | 55.36 | 51.64 | 59.26 | 55.36 | 51.64 | 77.52 | 55.92 | 51.12 | 79.1 | 99.93 | 100.83 | 78.31 | 101.85 | 108.68
136 | 55.93 | 79.75 | 91.2 | 55.93 | 79.75 | 91.2 | 55.93 | 79.75 | 91.2 | 55.93 | 79.75 | 91.2 | 53.47 | 50.08 | 39.99 | 53.47 | 50.07 | 39.99 | 53.47 | 50.08 | 39.99 | 53.47 | 50.07 | 39.99 | 53.47 | 50.07 | 39.99 | 54.58 | 75.82 | 40.39 | 55.69 | 78.96 | 83.62 | 55.93 | 89.44 | 91.2 | 78.32 | 103.02 | 107.63 | 78.32 | 103.02 | 107.63 | 78.32 | 103.02 | 107.63 | 78.32 | 103.02 | 107.63 | 70.78 | 56.55 | 52.12 | 60.55 | 55.84 | 52.12 | 70.78 | 56.55 | 52.12 | 70.78 | 56.55 | 52.12 | 70.78 | 56.55 | 52.12 | 77.52 | 56.4 | 50 | 79.11 | 101.99 | 105 | 78.32 | 104.58 | 108.68
137 | 56.25 | 82.33 | 98.82 | 56.25 | 82.33 | 98.82 | 56.25 | 82.33 | 98.82 | 56.25 | 82.33 | 98.82 | 55.13 | 50.55 | 40.46 | 55.13 | 50.55 | 40.46 | 55.13 | 50.55 | 40.46 | 55.13 | 50.55 | 40.46 | 55.13 | 50.55 | 40.46 | 55.68 | 51.06 | 40.06 | 56.82 | 81.51 | 83.62 | 56.25 | 89.44 | 98.82 | 80.71 | 103.02 | 107.63 | 80.71 | 103.02 | 107.63 | 80.71 | 103.02 | 107.63 | 80.71 | 103.02 | 107.63 | 78.31 | 57.03 | 52.6 | 78.31 | 56.32 | 52.6 | 78.31 | 57.03 | 52.6 | 78.31 | 57.03 | 52.6 | 78.31 | 57.03 | 52.6 | 79.9 | 55.75 | 49.78 | 81.53 | 101.99 | 105 | 80.71 | 108.87 | 108.68
138 | 55.24 | 80.12 | 98.82 | 55.24 | 80.12 | 98.82 | 55.24 | 80.12 | 98.82 | 55.24 | 80.12 | 98.82 | 54.01 | 50.44 | 40.35 | 54.01 | 50.44 | 40.35 | 54.01 | 50.44 | 40.35 | 54.01 | 50.44 | 40.35 | 54.01 | 50.44 | 40.35 | 54.68 | 50.95 | 39.95 | 55.79 | 79.32 | 83.62 | 55.24 | 89.44 | 98.82 | 79.1 | 101.96 | 107.63 | 79.1 | 101.96 | 107.63 | 79.1 | 101.96 | 107.63 | 79.1 | 101.96 | 107.63 | 75.96 | 56.21 | 52.49 | 75.96 | 56.21 | 52.49 | 75.96 | 56.21 | 52.49 | 75.96 | 56.21 | 52.49 | 75.96 | 56.21 | 52.49 | 78.31 | 55.64 | 49.78 | 79.9 | 100.94 | 105 | 79.42 | 108.87 | 109.81
139 | 54.54 | 78.96 | 98.82 | 54.54 | 78.96 | 98.82 | 54.54 | 78.96 | 98.82 | 54.54 | 78.96 | 98.82 | 53.44 | 50.01 | 39.93 | 53.44 | 50.01 | 39.93 | 53.44 | 50.01 | 39.93 | 53.44 | 50.01 | 39.93 | 53.44 | 50.01 | 39.93 | 54.54 | 50.51 | 39.53 | 55.09 | 78.17 | 83.62 | 54.54 | 78.96 | 98.82 | 77.84 | 98.01 | 107.63 | 77.84 | 98.01 | 107.63 | 77.84 | 98.01 | 107.63 | 77.84 | 98.01 | 107.63 | 75.96 | 55.78 | 52.06 | 75.96 | 55.78 | 52.06 | 75.96 | 55.78 | 52.06 | 75.96 | 55.78 | 52.06 | 75.96 | 55.78 | 52.06 | 77.52 | 55.22 | 48.11 | 78.62 | 98.93 | 103.95 | 77.84 | 106.7 | 108.68
140 | 46.98 | 71.14 | 92.98 | 46.98 | 71.14 | 92.98 | 46.98 | 71.14 | 92.98 | 46.98 | 71.14 | 92.98 | 46.98 | 49.62 | 39.54 | 46.98 | 49.62 | 39.54 | 46.98 | 49.62 | 39.54 | 46.98 | 49.62 | 39.54 | 46.98 | 49.62 | 39.54 | 47.47 | 50.12 | 39.14 | 47.47 | 70.43 | 83.62 | 46.98 | 71.14 | 92.98 | 67.02 | 97.94 | 105 | 67.02 | 97.94 | 105 | 67.02 | 97.94 | 105 | 67.02 | 97.94 | 105 | 65.67 | 55.39 | 51.67 | 65.67 | 55.39 | 51.67 | 65.67 | 55.39 | 51.67 | 65.67 | 55.39 | 51.67 | 65.67 | 55.39 | 51.67 | 67.02 | 54.84 | 47.95 | 67.7 | 98.93 | 103.95 | 73.76 | 101.85 | 108.68
141 | 45.22 | 61.71 | 90.31 | 45.22 | 61.71 | 90.31 | 45.22 | 61.71 | 90.31 | 45.22 | 61.71 | 90.31 | 44.76 | 49.58 | 39.5 | 44.76 | 49.58 | 39.5 | 42.07 | 49.58 | 39.5 | 42.07 | 49.58 | 39.5 | 44.76 | 49.58 | 39.5 | 45.68 | 50.08 | 39.11 | 45.68 | 62.22 | 80.28 | 45.22 | 61.71 | 90.31 | 64.51 | 86.85 | 102.29 | 64.51 | 86.85 | 102.29 | 64.51 | 86.85 | 102.29 | 64.51 | 86.85 | 102.29 | 64.19 | 55.35 | 51.63 | 64.19 | 55.35 | 51.63 | 64.19 | 55.35 | 51.63 | 64.19 | 55.35 | 51.63 | 64.19 | 55.35 | 51.63 | 65.84 | 52.95 | 47.16 | 65.84 | 87.73 | 101.27 | 64.51 | 90 | 106.7
142 | 42.71 | 50.03 | 90 | 42.71 | 50.03 | 90 | 42.71 | 50.03 | 90 | 42.71 | 50.03 | 90 | 42.71 | 49.52 | 39.44 | 42.71 | 49.52 | 39.44 | 42 | 47.03 | 39.44 | 42 | 47.03 | 39.44 | 42.71 | 49.52 | 39.44 | 42.28 | 49.02 | 38.24 | 43.14 | 50.54 | 80.28 | 42.71 | 50.03 | 90 | 58.17 | 85.98 | 97 | 58.17 | 85.98 | 97 | 58.17 | 85.98 | 97 | 58.17 | 85.98 | 97 | 58.17 | 55.29 | 51.57 | 58.17 | 55.29 | 51.57 | 52.59 | 55.18 | 51.57 | 52.59 | 55.18 | 51.57 | 58.17 | 55.29 | 51.57 | 58.76 | 52.95 | 46.35 | 59.37 | 86.85 | 96.03 | 58.82 | 90 | 104.44
143 | 41.74 | 49.1 | 77.11 | 41.74 | 49.1 | 77.11 | 41.74 | 49.1 | 77.11 | 41.74 | 49.1 | 77.11 | 42.44 | 49.1 | 39.17 | 42.44 | 49.1 | 36.59 | 41.74 | 49.09 | 39.17 | 41.74 | 49.09 | 39.17 | 42.44 | 49.1 | 39.17 | 39.98 | 47.15 | 34.42 | 41.32 | 48.61 | 35.85 | 41.74 | 49.1 | 77.11 | 52.32 | 55.02 | 51.3 | 52.32 | 55.02 | 51.3 | 52.32 | 55.02 | 51.3 | 52.32 | 55.02 | 51.3 | 57.9 | 55.02 | 51.3 | 57.9 | 55.02 | 49.61 | 52.32 | 55.02 | 51.3 | 52.32 | 55.02 | 51.3 | 57.9 | 55.02 | 51.3 | 51.8 | 47.66 | 45.75 | 52.85 | 55.58 | 48.12 | 52.32 | 55.02 | 64.79
144 | 41.36 | 46.32 | 50 | 41.36 | 46.32 | 50 | 41.36 | 46.32 | 50 | 41.36 | 46.32 | 50 | 42.06 | 46.68 | 38.79 | 42.06 | 46.68 | 36.59 | 41.36 | 46.32 | 38.79 | 41.36 | 46.32 | 38.79 | 42.06 | 46.68 | 38.79 | 30.75 | 41.38 | 34.42 | 40.94 | 45 | 35.85 | 41.36 | 46.32 | 50 | 51.94 | 54.53 | 50.92 | 51.94 | 54.53 | 50.92 | 51.94 | 54.53 | 50.92 | 51.94 | 54.53 | 50.92 | 57.52 | 54.53 | 50.92 | 57.52 | 54.53 | 49.61 | 51.94 | 54.53 | 50.92 | 51.94 | 54.53 | 50.92 | 57.52 | 54.53 | 50.92 | 47.03 | 30.05 | 44.8 | 51.42 | 53.99 | 47.64 | 51.94 | 54.53 | 64.79
145 | 41.1 | 46.07 | 38.54 | 41.1 | 46.07 | 38.54 | 41.1 | 46.07 | 38.54 | 41.1 | 46.07 | 38.54 | 41.81 | 46.07 | 38.54 | 41.81 | 46.07 | 36.59 | 41.1 | 46.07 | 38.54 | 41.1 | 46.07 | 38.54 | 41.81 | 46.07 | 38.54 | 30.14 | 0 | 34.42 | 40.69 | 0.01 | 35.85 | 41.1 | 46.07 | 38.54 | 51.69 | 54.28 | 50.67 | 51.69 | 54.28 | 50.67 | 51.69 | 54.28 | 50.67 | 51.69 | 54.28 | 50.67 | 57.27 | 54.28 | 50.67 | 57.27 | 54.28 | 49.61 | 51.69 | 54.28 | 50.67 | 51.69 | 54.28 | 50.67 | 57.27 | 54.28 | 50.67 | 47.03 | 20.21 | 44.8 | 51.18 | 51.03 | 47.64 | 51.69 | 54.28 | 64.79
146 | 40.94 | 45.91 | 38.38 | 40.94 | 45.91 | 38.38 | 40.94 | 45.91 | 38.38 | 40.94 | 45.91 | 38.38 | 41.65 | 45.91 | 38.38 | 41.65 | 45.91 | 36.59 | 40.94 | 45.91 | 38.38 | 40.94 | 45.91 | 38.38 | 41.65 | 45.91 | 38.38 | 30.14 | 0 | 34.42 | 40.54 | 0 | 35.85 | 40.94 | 45.91 | 38.38 | 51.53 | 54.12 | 50.51 | 51.53 | 54.12 | 50.51 | 51.53 | 54.12 | 50.51 | 51.53 | 54.12 | 50.51 | 57.11 | 54.12 | 50.51 | 57.11 | 54.12 | 49.61 | 51.53 | 54.12 | 50.51 | 51.53 | 54.12 | 50.51 | 57.11 | 54.12 | 50.51 | 47 | 12.46 | 44.8 | 51.02 | 51.03 | 47.64 | 51.53 | 54.12 | 64.79
147 | 40.86 | 45.82 | 38.29 | 40.86 | 45.82 | 38.29 | 40.86 | 45.82 | 38.29 | 40.86 | 45.82 | 38.29 | 41.56 | 45.82 | 38.29 | 41.56 | 45.82 | 36.59 | 40.86 | 45.82 | 38.29 | 40.86 | 45.82 | 38.29 | 41.56 | 45.82 | 38.29 | 30.14 | 0 | 0 | 40.45 | 0 | 35.49 | 40.86 | 45.82 | 38.29 | 51.44 | 54.03 | 50.42 | 51.44 | 54.03 | 50.42 | 51.44 | 54.03 | 50.42 | 51.44 | 54.03 | 50.42 | 57.02 | 54.03 | 50.42 | 57.02 | 54.03 | 49.61 | 51.44 | 54.03 | 50.42 | 51.44 | 54.03 | 50.42 | 57.02 | 54.03 | 50.42 | 46.1 | 12.33 | 44.8 | 50.93 | 51.03 | 45.72 | 51.44 | 54.03 | 63.5
148 | 40.83 | 45.8 | 38.26 | 40.83 | 45.8 | 38.26 | 40.83 | 45.8 | 38.26 | 40.83 | 45.8 | 38.26 | 41.54 | 45.8 | 38.26 | 41.54 | 45.8 | 36.59 | 40.83 | 45.8 | 38.26 | 40.83 | 45.8 | 38.26 | 41.54 | 45.8 | 38.26 | 28.89 | 0 | 0 | 34.29 | 0 | 35.14 | 40.83 | 45.8 | 38.26 | 51.42 | 54.01 | 50.39 | 51.42 | 54.01 | 50.39 | 51.42 | 54.01 | 50.39 | 51.42 | 54.01 | 50.39 | 57 | 54.01 | 50.39 | 57 | 54.01 | 49.61 | 51.42 | 54.01 | 50.39 | 51.42 | 54.01 | 50.39 | 57 | 54.01 | 50.39 | 44.35 | 12.33 | 43.9 | 50.9 | 51.03 | 44.8 | 51.42 | 54.01 | 64.79
149 | 40.91 | 45.87 | 38.34 | 40.91 | 45.87 | 38.34 | 40.91 | 45.87 | 38.34 | 40.91 | 45.87 | 38.34 | 41.61 | 45.87 | 38.34 | 41.61 | 45.87 | 36.59 | 40.91 | 45.87 | 38.34 | 40.91 | 45.87 | 38.34 | 41.61 | 45.87 | 38.34 | 0 | 0 | 0 | 40.5 | 0 | 35.14 | 40.91 | 45.87 | 38.34 | 51.5 | 54.09 | 50.47 | 51.5 | 54.09 | 50.47 | 51.5 | 54.09 | 50.47 | 51.5 | 52.08 | 50.47 | 57.08 | 54.09 | 50.47 | 57.08 | 54.09 | 49.61 | 51.5 | 54.09 | 50.47 | 51.5 | 54.09 | 50.47 | 57.08 | 54.09 | 50.47 | 40.35 | 12.33 | 42.67 | 50.98 | 51.03 | 44.8 | 51.5 | 54.09 | 64.79
150 | 40.88 | 45.84 | 38.31 | 40.88 | 45.84 | 38.31 | 40.88 | 45.84 | 38.31 | 40.88 | 45.84 | 38.31 | 41.59 | 45.84 | 38.31 | 41.59 | 45.84 | 36.59 | 40.88 | 45.84 | 38.31 | 40.88 | 45.84 | 38.31 | 41.59 | 45.85 | 38.31 | 0 | 0 | 0 | 40.47 | 0 | 35.14 | 40.88 | 45.84 | 38.31 | 51.47 | 54.06 | 50.44 | 51.47 | 54.06 | 50.44 | 51.47 | 54.06 | 50.44 | 51.47 | 52.08 | 50.44 | 57.05 | 54.06 | 50.44 | 57.05 | 54.06 | 49.61 | 51.47 | 54.06 | 50.44 | 51.47 | 54.06 | 50.44 | 57.05 | 54.06 | 50.44 | 40.17 | 12.33 | 42.67 | 50.95 | 51.03 | 44.8 | 51.47 | 54.06 | 84.85
151 | 40.86 | 45.83 | 38.3 | 40.86 | 45.83 | 38.3 | 40.86 | 45.83 | 38.3 | 40.86 | 45.83 | 38.3 | 41.57 | 45.83 | 38.3 | 41.57 | 45.83 | 36.59 | 40.86 | 45.83 | 38.3 | 40.86 | 45.83 | 38.3 | 41.57 | 45.83 | 38.3 | 0 | 0 | 0 | 40.46 | 0 | 35.49 | 40.86 | 65.31 | 77.11 | 51.45 | 54.04 | 50.43 | 51.45 | 54.04 | 50.43 | 51.45 | 54.04 | 50.43 | 51.45 | 52.08 | 50.43 | 57.03 | 54.04 | 50.43 | 57.03 | 54.04 | 49.61 | 51.45 | 54.04 | 50.43 | 51.45 | 54.04 | 50.43 | 57.03 | 54.04 | 50.43 | 40.17 | 20 | 43.99 | 50.94 | 51.03 | 47.64 | 73.76 | 98.21 | 108.68
152 | 40.86 | 45.82 | 38.29 | 40.86 | 45.82 | 38.29 | 40.86 | 45.82 | 38.29 | 40.86 | 45.82 | 38.29 | 41.56 | 45.82 | 38.29 | 41.56 | 45.82 | 36.59 | 40.86 | 45.82 | 38.29 | 40.86 | 45.82 | 38.29 | 41.56 | 45.82 | 38.29 | 0 | 0 | 0 | 40.45 | 0 | 35.49 | 40.86 | 65.31 | 77.11 | 51.45 | 54.03 | 50.42 | 51.45 | 54.03 | 50.42 | 51.45 | 54.03 | 50.42 | 51.45 | 52.08 | 50.42 | 57.03 | 54.03 | 50.42 | 57.03 | 54.03 | 49.61 | 51.45 | 54.03 | 50.42 | 51.45 | 54.03 | 50.42 | 57.03 | 54.03 | 50.42 | 40.35 | 23.53 | 44.38 | 50.93 | 51.03 | 47.64 | 73.76 | 98.21 | 108.68
153 | 40.98 | 45.95 | 38.41 | 40.98 | 45.95 | 38.41 | 40.98 | 45.95 | 38.41 | 40.98 | 45.95 | 38.41 | 41.69 | 45.95 | 38.41 | 41.69 | 45.95 | 36.59 | 40.98 | 45.95 | 38.41 | 40.98 | 45.95 | 38.41 | 41.69 | 45.95 | 38.41 | 30.14 | 0 | 0 | 40.57 | 0 | 35.49 | 40.98 | 65.31 | 77.11 | 51.57 | 54.16 | 50.54 | 51.57 | 54.16 | 50.54 | 51.57 | 54.16 | 50.54 | 51.57 | 52.08 | 49.61 | 57.15 | 54.16 | 50.54 | 57.15 | 54.16 | 49.61 | 51.57 | 54.16 | 50.54 | 51.57 | 54.16 | 50.54 | 57.15 | 54.16 | 50.54 | 46.1 | 23.53 | 44.38 | 51.05 | 51.03 | 45.28 | 73.76 | 98.21 | 108.68
154 | 41.26 | 46.22 | 38.69 | 41.26 | 46.22 | 38.69 | 41.26 | 46.22 | 38.69 | 41.26 | 46.22 | 38.69 | 41.96 | 46.9 | 38.69 | 41.96 | 46.9 | 36.59 | 41.26 | 46.22 | 38.69 | 41.26 | 46.22 | 38.69 | 41.96 | 46.9 | 38.69 | 30.14 | 0 | 0 | 40.84 | 0 | 35.14 | 41.26 | 65.31 | 77.11 | 51.84 | 54.43 | 50.82 | 51.84 | 54.43 | 50.82 | 51.84 | 54.43 | 50.82 | 51.84 | 52.08 | 49.61 | 57.42 | 54.43 | 50.82 | 57.42 | 54.43 | 49.61 | 51.84 | 54.43 | 50.82 | 51.84 | 54.43 | 50.82 | 57.42 | 54.43 | 50.82 | 46.1 | 18.82 | 44.38 | 51.33 | 51.03 | 45.28 | 73.76 | 98.21 | 108.68
155 | 41.47 | 46.43 | 38.9 | 41.47 | 46.43 | 38.9 | 41.47 | 46.43 | 38.9 | 41.47 | 46.43 | 38.9 | 42.17 | 47.12 | 38.9 | 42.17 | 47.12 | 36.59 | 41.47 | 46.43 | 38.9 | 41.47 | 46.43 | 38.9 | 42.17 | 47.12 | 38.9 | 30.14 | 0 | 0 | 41.05 | 0 | 35.14 | 41.47 | 65.31 | 77.11 | 52.06 | 54.64 | 51.03 | 52.06 | 54.64 | 51.03 | 52.06 | 54.64 | 51.03 | 52.06 | 52.08 | 49.61 | 57.63 | 54.64 | 51.03 | 57.63 | 54.64 | 49.61 | 52.06 | 54.64 | 51.03 | 52.06 | 54.64 | 51.03 | 57.63 | 54.64 | 51.03 | 46.1 | 18.82 | 44.38 | 51.53 | 51.03 | 45.28 | 73.76 | 98.21 | 108.68
156 | 41.42 | 46.39 | 38.86 | 41.42 | 46.39 | 38.86 | 41.42 | 46.39 | 38.86 | 41.42 | 46.39 | 38.86 | 42.13 | 47.08 | 38.86 | 42.13 | 47.07 | 36.59 | 41.42 | 46.39 | 38.86 | 41.42 | 46.39 | 38.86 | 42.13 | 47.08 | 38.86 | 30.14 | 0 | 0 | 41.01 | 42.8 | 35.49 | 41.42 | 46.39 | 77.11 | 52.01 | 54.6 | 50.99 | 52.01 | 54.6 | 50.99 | 52.01 | 54.6 | 50.99 | 52.01 | 54.6 | 50.99 | 57.59 | 54.6 | 50.99 | 57.59 | 54.6 | 49.61 | 52.01 | 54.6 | 50.99 | 52.01 | 54.6 | 50.99 | 57.59 | 54.6 | 50.99 | 46.1 | 18.82 | 44.38 | 51.49 | 51.03 | 47.64 | 52.06 | 85.21 | 104.44
157 | 41.28 | 46.25 | 38.72 | 41.28 | 46.25 | 38.72 | 41.28 | 46.25 | 38.72 | 41.28 | 46.25 | 38.72 | 41.99 | 47.4 | 38.72 | 41.99 | 47.4 | 36.59 | 41.28 | 46.25 | 38.72 | 41.28 | 46.25 | 38.72 | 41.99 | 47.4 | 38.72 | 30.14 | 0 | 0 | 40.87 | 45.79 | 35.85 | 41.28 | 46.25 | 77.11 | 51.87 | 54.46 | 50.85 | 51.87 | 54.46 | 50.85 | 51.87 | 54.46 | 50.85 | 51.87 | 54.46 | 50.85 | 57.45 | 54.46 | 50.85 | 57.45 | 54.46 | 49.61 | 51.87 | 54.46 | 50.85 | 51.87 | 54.46 | 50.85 | 57.45 | 54.46 | 50.85 | 47.03 | 20 | 44.8 | 51.36 | 53.92 | 47.64 | 52.06 | 85.21 | 107.67
158 | 41.28 | 46.25 | 38.71 | 41.28 | 46.25 | 38.71 | 41.28 | 46.25 | 38.71 | 41.28 | 46.25 | 38.71 | 41.99 | 46.93 | 38.71 | 41.99 | 46.93 | 36.59 | 41.28 | 46.25 | 38.71 | 41.28 | 46.25 | 38.71 | 41.99 | 46.93 | 38.71 | 35.44 | 0 | 34.42 | 40.87 | 45.79 | 35.85 | 41.28 | 46.25 | 77.11 | 51.87 | 54.46 | 50.85 | 51.87 | 54.46 | 50.85 | 51.87 | 54.46 | 50.85 | 51.87 | 54.46 | 50.85 | 57.45 | 54.46 | 50.85 | 57.45 | 54.46 | 49.61 | 51.87 | 54.46 | 50.85 | 51.87 | 54.46 | 50.85 | 57.45 | 54.46 | 50.85 | 48.97 | 20 | 44.8 | 51.35 | 53.91 | 48.12 | 52.06 | 90 | 107.67
159 | 41.74 | 46.44 | 38.9 | 41.74 | 46.44 | 38.9 | 41.74 | 46.44 | 38.9 | 41.74 | 46.44 | 38.9 | 42.18 | 47.12 | 38.9 | 42.18 | 47.12 | 36.59 | 41.74 | 46.44 | 38.9 | 41.74 | 46.44 | 38.9 | 42.18 | 47.12 | 38.9 | 41.32 | 42.8 | 34.42 | 42.16 | 45.97 | 38.51 | 45.72 | 65.31 | 90 | 52.06 | 54.65 | 51.04 | 52.06 | 54.65 | 51.04 | 52.06 | 54.65 | 51.04 | 52.06 | 54.65 | 51.04 | 57.64 | 54.65 | 51.04 | 57.64 | 54.65 | 49.61 | 52.06 | 54.65 | 51.04 | 52.06 | 54.65 | 51.04 | 57.64 | 54.65 | 51.04 | 52.33 | 30.97 | 44.8 | 52.86 | 54.1 | 48.61 | 73.76 | 98.21 | 108.68
160 | 42.52 | 49.31 | 39.25 | 42.52 | 49.31 | 39.25 | 42.52 | 49.31 | 39.25 | 42.52 | 49.31 | 39.25 | 42.52 | 49.31 | 39.25 | 42.52 | 49.31 | 36.59 | 42.52 | 49.31 | 39.25 | 42.52 | 49.31 | 39.25 | 42.52 | 49.31 | 39.25 | 42.73 | 48.82 | 35.14 | 43.16 | 49.81 | 38.86 | 45.72 | 81.72 | 90 | 57.99 | 55.1 | 51.38 | 57.99 | 55.1 | 51.38 | 57.99 | 55.1 | 51.38 | 57.99 | 55.1 | 51.3 | 57.99 | 55.1 | 51.38 | 57.99 | 55.1 | 49.61 | 57.99 | 55.1 | 51.38 | 57.99 | 55.1 | 51.38 | 57.99 | 55.1 | 51.38 | 59.18 | 49.13 | 44.95 | 60.38 | 55.66 | 48.61 | 85.7 | 101.01 | 115.24
161 | 52 | 49.77 | 39.69 | 52 | 49.77 | 39.69 | 52 | 49.77 | 39.69 | 52 | 49.77 | 39.69 | 52 | 49.77 | 39.69 | 52 | 49.77 | 38.93 | 42.26 | 49.77 | 39.69 | 42.26 | 49.77 | 39.69 | 52 | 49.77 | 39.69 | 53.08 | 49.27 | 37.38 | 54.15 | 54.29 | 39.29 | 52 | 80.1 | 90 | 70.02 | 55.54 | 51.82 | 70.02 | 55.54 | 51.82 | 70.02 | 55.54 | 51.82 | 70.02 | 55.54 | 51.82 | 70.02 | 55.54 | 51.82 | 70.02 | 55.54 | 51.31 | 70.02 | 55.54 | 51.82 | 70.02 | 55.54 | 51.82 | 70.02 | 55.54 | 51.82 | 74.42 | 52.95 | 47.16 | 75.93 | 83.31 | 51.31 | 74.18 | 98.99 | 108.68
162 | 52 | 53.19 | 39.83 | 52 | 53.19 | 39.83 | 52 | 53.19 | 39.83 | 52 | 53.19 | 39.83 | 52 | 49.91 | 39.83 | 52 | 49.91 | 39.83 | 42.4 | 49.91 | 39.83 | 42.4 | 49.91 | 39.83 | 52 | 49.91 | 39.83 | 54.15 | 50.16 | 38.25 | 54.15 | 54.84 | 40.24 | 52 | 69.7 | 85.7 | 71.6 | 55.69 | 51.97 | 71.6 | 55.69 | 51.97 | 71.6 | 55.69 | 51.97 | 71.6 | 55.69 | 51.97 | 71.6 | 55.69 | 51.97 | 71.6 | 55.69 | 51.97 | 71.6 | 55.69 | 51.97 | 71.6 | 55.69 | 51.97 | 71.6 | 55.69 | 51.97 | 74.42 | 54.54 | 48 | 75.93 | 85 | 54.12 | 73.76 | 98.21 | 108.68
163 | 42.14 | 53.19 | 39.58 | 42.14 | 53.19 | 39.58 | 52 | 53.19 | 39.58 | 52 | 53.19 | 39.58 | 52 | 49.66 | 39.58 | 52 | 49.66 | 39.58 | 42.14 | 47.12 | 39.58 | 42.14 | 47.12 | 39.58 | 52 | 49.66 | 39.58 | 54.15 | 50.16 | 38 | 54.15 | 55.39 | 39.98 | 52 | 65.31 | 77.11 | 72.19 | 55.43 | 51.71 | 72.19 | 55.43 | 51.71 | 72.19 | 55.43 | 51.71 | 72.19 | 55.43 | 51.71 | 72.19 | 55.43 | 51.71 | 72.19 | 55.43 | 51.71 | 52.73 | 55.32 | 51.71 | 52.73 | 55.32 | 51.71 | 72.19 | 55.43 | 51.71 | 74.42 | 54.54 | 48 | 75.93 | 98.01 | 100.76 | 73.76 | 98.21 | 108.68
164 | 41.8 | 53.19 | 39.23 | 41.8 | 53.19 | 39.23 | 49.26 | 53.19 | 39.23 | 49.26 | 53.19 | 39.23 | 49.26 | 49.31 | 39.23 | 49.26 | 49.31 | 39.23 | 41.8 | 46.77 | 39.23 | 41.8 | 46.77 | 39.23 | 49.26 | 49.31 | 39.23 | 50.27 | 49.81 | 37.67 | 51.3 | 55.39 | 39.62 | 49.26 | 65.31 | 76.39 | 52.39 | 55.08 | 51.36 | 52.39 | 55.08 | 51.36 | 70.73 | 55.08 | 51.36 | 70.73 | 55.08 | 51.36 | 70.73 | 55.08 | 51.36 | 70.73 | 55.08 | 51.36 | 52.39 | 54.97 | 51.36 | 52.39 | 54.97 | 51.36 | 70.73 | 55.08 | 51.36 | 74.42 | 54.53 | 48.24 | 75.93 | 98.01 | 101.27 | 73.76 | 90 | 107.67
165 | 41.67 | 49.19 | 40.51 | 41.67 | 49.19 | 40.51 | 46.21 | 49.19 | 40.51 | 46.21 | 49.19 | 40.51 | 46.21 | 49.19 | 39.1 | 46.21 | 49.19 | 39.1 | 41.67 | 46.64 | 39.1 | 41.67 | 46.64 | 39.1 | 46.21 | 49.19 | 39.1 | 47.64 | 49.68 | 38.71 | 48.12 | 55.39 | 42.18 | 46.21 | 49.19 | 76.39 | 52.26 | 54.96 | 51.3 | 52.26 | 54.96 | 51.3 | 63.86 | 54.96 | 51.3 | 63.86 | 54.96 | 51.3 | 63.86 | 54.96 | 51.24 | 63.86 | 54.96 | 51.24 | 52.26 | 54.85 | 51.24 | 52.26 | 54.85 | 51.24 | 63.86 | 54.96 | 51.24 | 71.68 | 54.41 | 49.78 | 73.13 | 87.62 | 101.27 | 63.86 | 85.21 | 99
166 | 41.52 | 49.03 | 40.51 | 41.52 | 49.03 | 40.51 | 42.22 | 49.03 | 40.51 | 42.22 | 49.03 | 40.51 | 42.22 | 49.03 | 38.95 | 42.22 | 49.03 | 38.95 | 41.52 | 46.49 | 38.95 | 41.52 | 46.49 | 38.95 | 42.22 | 49.03 | 38.95 | 43.09 | 49.52 | 38.71 | 43.09 | 55.39 | 42.18 | 42.22 | 49.03 | 71.05 | 52.1 | 54.8 | 51.3 | 52.1 | 54.8 | 51.3 | 53.56 | 54.8 | 51.3 | 53.56 | 54.8 | 51.3 | 57.68 | 54.8 | 51.08 | 57.68 | 54.8 | 51.08 | 52.1 | 54.69 | 51.08 | 52.1 | 54.69 | 51.08 | 57.68 | 54.8 | 51.08 | 65.85 | 54.25 | 50.21 | 67.19 | 85 | 98.63 | 53.56 | 75 | 90
167 | 41.15 | 48.66 | 38.59 | 41.15 | 48.66 | 38.59 | 41.15 | 48.66 | 38.59 | 41.15 | 48.67 | 38.59 | 41.86 | 48.66 | 38.59 | 41.86 | 48.66 | 38.59 | 41.15 | 46.12 | 38.59 | 41.15 | 46.12 | 38.59 | 41.86 | 48.66 | 38.59 | 41.57 | 49.16 | 38.71 | 41.57 | 52 | 40.18 | 41.15 | 48.66 | 38.59 | 51.74 | 54.44 | 51.3 | 51.74 | 54.44 | 51.3 | 51.74 | 54.44 | 51.3 | 51.74 | 54.44 | 51.3 | 57.32 | 54.44 | 50.72 | 57.32 | 54.44 | 50.72 | 51.74 | 54.33 | 50.72 | 51.74 | 54.33 | 50.72 | 57.32 | 54.44 | 50.72 | 57.9 | 53.89 | 50.21 | 58.49 | 84.15 | 66.81 | 51.74 | 56.61 | 77.75
168 | 41.18 | 48.69 | 38.61 | 41.18 | 48.69 | 38.61 | 41.18 | 48.69 | 38.61 | 41.18 | 48.69 | 38.61 | 41.89 | 48.69 | 38.61 | 41.89 | 48.69 | 38.61 | 41.18 | 46.15 | 38.61 | 41.18 | 46.15 | 38.61 | 41.89 | 48.69 | 38.61 | 40.07 | 49.18 | 39 | 40.89 | 50.61 | 62.71 | 41.18 | 48.69 | 38.61 | 51.77 | 54.46 | 50.74 | 51.77 | 54.46 | 50.74 | 51.77 | 54.46 | 50.74 | 51.77 | 54.46 | 50.74 | 57.35 | 54.46 | 50.74 | 57.35 | 54.46 | 50.74 | 51.77 | 54.36 | 50.74 | 51.77 | 54.36 | 50.74 | 57.35 | 54.46 | 50.74 | 55.07 | 53.92 | 50.24 | 55.07 | 79.34 | 92.77 | 51.77 | 54.46 | 64.79
169 | 41.05 | 46.02 | 38.48 | 41.05 | 46.02 | 38.48 | 41.05 | 46.02 | 38.48 | 41.05 | 46.02 | 38.48 | 41.76 | 48.56 | 38.48 | 41.76 | 48.56 | 38.48 | 41.05 | 46.02 | 38.48 | 41.05 | 46.02 | 38.48 | 41.76 | 48.56 | 38.48 | 40.07 | 49.05 | 38.87 | 40.89 | 50.61 | 62.09 | 41.05 | 46.02 | 38.48 | 51.64 | 54.23 | 50.61 | 51.64 | 54.23 | 50.61 | 51.64 | 54.23 | 50.61 | 51.64 | 54.23 | 50.61 | 57.22 | 54.33 | 50.61 | 57.22 | 54.33 | 50.61 | 51.64 | 54.23 | 50.61 | 51.64 | 54.23 | 50.61 | 57.22 | 54.33 | 50.61 | 55.07 | 53.92 | 50.11 | 55.07 | 77.76 | 92.77 | 51.64 | 54.23 | 51.64
170 | 40.92 | 45.89 | 38.35 | 40.92 | 45.89 | 38.35 | 40.92 | 45.89 | 38.35 | 40.92 | 45.89 | 38.35 | 41.63 | 48.43 | 38.35 | 41.63 | 48.43 | 38.35 | 40.92 | 45.89 | 38.35 | 40.92 | 45.89 | 38.35 | 41.63 | 48.43 | 38.35 | 40.07 | 48.92 | 38.74 | 40.89 | 50.61 | 62.09 | 40.92 | 45.89 | 38.35 | 51.51 | 54.1 | 50.49 | 51.51 | 54.1 | 50.49 | 51.51 | 54.1 | 50.49 | 51.51 | 54.1 | 50.49 | 57.09 | 54.21 | 50.49 | 57.09 | 54.21 | 50.49 | 51.51 | 54.1 | 50.49 | 51.51 | 54.1 | 50.49 | 57.09 | 54.21 | 50.49 | 55.07 | 53.92 | 50.11 | 55.07 | 77.76 | 90.92 | 51.51 | 54.1 | 53.17
171 | 40.92 | 45.89 | 38.36 | 40.92 | 45.89 | 38.36 | 40.92 | 45.89 | 38.36 | 40.92 | 45.89 | 38.36 | 41.63 | 48.43 | 38.36 | 41.63 | 48.43 | 38.36 | 40.92 | 45.89 | 38.36 | 40.92 | 45.89 | 38.36 | 41.63 | 48.43 | 38.36 | 40.07 | 48.92 | 38.74 | 40.89 | 50.44 | 62.09 | 40.92 | 45.89 | 38.36 | 51.51 | 54.1 | 50.49 | 51.51 | 54.1 | 50.49 | 51.51 | 54.1 | 50.49 | 51.51 | 54.1 | 50.49 | 57.09 | 54.21 | 50.49 | 57.09 | 54.21 | 50.49 | 51.51 | 54.1 | 50.49 | 51.51 | 54.1 | 50.49 | 57.09 | 54.21 | 50.49 | 55.07 | 54.65 | 50.11 | 55.07 | 75.56 | 88.2 | 51.51 | 54.1 | 51.3
172 | 41.1 | 46.07 | 38.53 | 41.1 | 46.07 | 38.53 | 41.1 | 46.07 | 38.53 | 41.1 | 46.07 | 38.53 | 41.81 | 48.61 | 38.53 | 41.81 | 48.61 | 38.53 | 41.1 | 46.07 | 38.53 | 41.1 | 46.07 | 38.53 | 41.81 | 48.61 | 38.53 | 40.97 | 49.1 | 38.92 | 41.52 | 50.45 | 62.09 | 41.1 | 46.07 | 38.53 | 51.69 | 54.39 | 50.67 | 51.69 | 54.39 | 50.67 | 51.69 | 54.39 | 50.67 | 51.69 | 54.39 | 50.67 | 57.27 | 54.39 | 50.67 | 57.27 | 54.39 | 50.67 | 51.69 | 54.28 | 50.67 | 51.69 | 54.28 | 50.67 | 57.27 | 54.39 | 50.67 | 56.7 | 54.94 | 51.18 | 56.7 | 75.56 | 88.2 | 51.69 | 54.39 | 51.3
173 | 41.37 | 48.88 | 38.8 | 41.37 | 48.88 | 38.8 | 41.37 | 48.88 | 38.8 | 41.37 | 48.88 | 38.8 | 42.08 | 48.88 | 38.8 | 42.08 | 48.88 | 38.8 | 41.37 | 46.34 | 38.8 | 41.37 | 46.34 | 38.8 | 42.08 | 48.88 | 38.8 | 41.66 | 50.32 | 73.42 | 41.79 | 56.98 | 74.92 | 41.37 | 48.88 | 38.8 | 51.96 | 54.65 | 50.93 | 51.96 | 54.65 | 50.93 | 51.96 | 54.65 | 50.93 | 51.96 | 54.65 | 50.93 | 57.54 | 54.65 | 50.93 | 57.54 | 54.65 | 50.93 | 51.96 | 54.55 | 50.93 | 51.96 | 54.55 | 50.93 | 57.54 | 54.65 | 50.93 | 58.12 | 55.2 | 51.45 | 60.83 | 79.27 | 95.07 | 51.96 | 54.65 | 64.79
174 | 41.74 | 49.25 | 39.17 | 41.74 | 49.25 | 39.17 | 42.45 | 49.26 | 71.55 | 42.45 | 49.26 | 71.55 | 42.45 | 49.25 | 39.17 | 42.45 | 49.25 | 39.17 | 41.74 | 49.25 | 39.17 | 41.74 | 46.71 | 39.17 | 42.45 | 49.25 | 39.17 | 49.3 | 70.42 | 81.96 | 50.3 | 71.14 | 81.96 | 42.45 | 49.26 | 71.55 | 52.33 | 82.03 | 51.31 | 52.33 | 82.03 | 51.31 | 59.19 | 82.03 | 51.31 | 59.19 | 82.03 | 51.31 | 57.91 | 55.03 | 51.31 | 57.91 | 55.03 | 51.31 | 52.33 | 54.92 | 51.31 | 52.33 | 54.92 | 51.31 | 57.91 | 55.03 | 51.31 | 75.13 | 86.3 | 99.66 | 76.66 | 88.06 | 101.69 | 59.19 | 82.03 | 64.79
175 | 42.54 | 69.7 | 39.97 | 42.54 | 69.7 | 39.97 | 55.07 | 69.7 | 81.11 | 55.07 | 69.7 | 81.11 | 49.82 | 66.86 | 57.78 | 49.82 | 66.86 | 57.78 | 42.54 | 66.86 | 39.97 | 42.54 | 65.28 | 39.97 | 49.82 | 66.86 | 57.78 | 55.64 | 78.31 | 82.78 | 56.77 | 79.9 | 82.78 | 55.07 | 69.7 | 77.11 | 53.13 | 101.35 | 85 | 53.13 | 101.35 | 85 | 88.21 | 101.35 | 94.72 | 88.21 | 101.35 | 94.72 | 67.7 | 77.72 | 52.2 | 67.7 | 77.72 | 52.2 | 53.13 | 77.72 | 52.1 | 53.13 | 77.72 | 52.1 | 67.7 | 77.72 | 52.2 | 91.86 | 108.95 | 105.63 | 93.72 | 108.95 | 107.79 | 88.21 | 101.35 | 103.4
176 | 43.32 | 73.34 | 40.75 | 43.32 | 73.34 | 40.75 | 57.08 | 73.34 | 81.11 | 57.08 | 73.34 | 81.11 | 54.36 | 73.34 | 67.31 | 54.36 | 73.34 | 67.31 | 43.32 | 73.34 | 40.75 | 43.32 | 65.31 | 40.75 | 54.36 | 73.34 | 67.31 | 58.25 | 78.31 | 82.78 | 59.44 | 79.9 | 83.62 | 57.08 | 73.34 | 77.11 | 53.91 | 101.85 | 103.4 | 53.91 | 101.85 | 103.4 | 90 | 101.85 | 103.4 | 90 | 101.85 | 103.4 | 74.26 | 84.1 | 52.99 | 74.26 | 84.1 | 52.99 | 53.91 | 84.1 | 52.89 | 53.91 | 84.1 | 52.89 | 74.26 | 84.1 | 52.99 | 91.86 | 108.95 | 105.63 | 93.72 | 110.05 | 107.79 | 90 | 101.85 | 103.4
177 | 43.47 | 76.73 | 40.9 | 43.47 | 76.73 | 40.9 | 57.08 | 76.73 | 81.11 | 57.08 | 76.73 | 81.11 | 57.08 | 76.73 | 77.89 | 57.08 | 76.73 | 77.89 | 43.47 | 76.73 | 40.9 | 43.47 | 65.3 | 40.9 | 57.08 | 76.73 | 77.89 | 58.26 | 78.31 | 82.78 | 59.44 | 79.91 | 83.62 | 57.08 | 76.73 | 77.11 | 54.05 | 98.21 | 98.6 | 54.05 | 98.21 | 98.6 | 90 | 98.21 | 98.6 | 90 | 98.21 | 98.6 | 75.19 | 94.24 | 53.13 | 75.19 | 94.24 | 53.13 | 54.05 | 94.24 | 53.03 | 54.05 | 94.24 | 53.03 | 75.19 | 94.24 | 53.13 | 103.95 | 108.95 | 104.49 | 106.06 | 110.05 | 106.62 | 90 | 98.21 | 101.85
178 | 43.41 | 76.73 | 40.84 | 43.41 | 76.73 | 40.84 | 57.08 | 76.73 | 81.11 | 57.08 | 76.73 | 81.11 | 57.08 | 76.73 | 77.89 | 57.08 | 76.73 | 77.89 | 43.41 | 76.73 | 40.84 | 43.41 | 49.74 | 40.84 | 57.08 | 76.73 | 77.89 | 58.82 | 78.31 | 82.78 | 60.02 | 79.9 | 82.78 | 55.94 | 76.73 | 76.32 | 54 | 98.21 | 98.54 | 54 | 98.21 | 98.54 | 90 | 98.21 | 98.54 | 90 | 98.21 | 98.54 | 80.5 | 96.75 | 53.07 | 80.5 | 96.75 | 53.07 | 54 | 96.75 | 52.98 | 54 | 56.59 | 52.98 | 80.5 | 96.75 | 53.07 | 103.95 | 106.77 | 102.4 | 106.06 | 108.95 | 104.49 | 90 | 98.21 | 98.54
179 | 43.17 | 74.1 | 40.6 | 43.17 | 74.1 | 40.6 | 57.08 | 74.1 | 79.5 | 57.08 | 74.1 | 79.5 | 57.08 | 74.1 | 77.89 | 57.08 | 74.1 | 77.89 | 43.17 | 74.1 | 40.6 | 43.17 | 49.74 | 40.6 | 57.08 | 74.1 | 77.89 | 58.26 | 78.31 | 82.78 | 59.44 | 79.9 | 82.78 | 55.94 | 74.1 | 70.53 | 53.76 | 94.24 | 85 | 53.76 | 94.24 | 85 | 90 | 94.24 | 85 | 90 | 94.24 | 85 | 80.5 | 91.41 | 52.84 | 80.5 | 91.41 | 52.74 | 53.76 | 56.35 | 52.74 | 53.76 | 56.35 | 52.74 | 80.5 | 91.41 | 52.84 | 91.86 | 95.19 | 84.15 | 93.72 | 108.95 | 104.49 | 90 | 94.24 | 85
180 | 42.9 | 74.1 | 40.33 | 42.9 | 74.1 | 40.33 | 57.08 | 74.1 | 79.5 | 57.08 | 74.1 | 79.5 | 56.32 | 74.1 | 66.89 | 56.32 | 74.1 | 66.89 | 42.9 | 74.1 | 40.33 | 42.9 | 47.87 | 40.33 | 56.32 | 74.1 | 66.89 | 58.26 | 78.31 | 82.78 | 59.44 | 79.91 | 84.46 | 55.94 | 74.1 | 40.33 | 53.49 | 90 | 77.55 | 53.49 | 90 | 77.55 | 90 | 93.84 | 77.55 | 90 | 93.84 | 77.55 | 80.5 | 93.84 | 52.57 | 80.5 | 93.84 | 52.47 | 53.49 | 90 | 52.47 | 53.49 | 56.08 | 52.47 | 80.5 | 93.84 | 52.57 | 91.86 | 99.74 | 78.89 | 93.72 | 108.95 | 107.79 | 90 | 90 | 77.55
181 | 42.81 | 75.96 | 40.24 | 42.81 | 75.96 | 40.24 | 57.08 | 75.96 | 81.85 | 57.08 | 75.96 | 81.85 | 57.08 | 75.96 | 77.89 | 57.08 | 75.96 | 77.89 | 42.81 | 75.96 | 40.24 | 42.81 | 47.82 | 40.24 | 57.08 | 75.96 | 77.89 | 58.26 | 78.31 | 82.78 | 59.44 | 79.91 | 84.46 | 55.94 | 75.96 | 40.24 | 53.4 | 89.84 | 77.55 | 53.4 | 89.84 | 77.55 | 90 | 93.84 | 77.55 | 90 | 93.84 | 77.55 | 82.6 | 93.84 | 52.47 | 82.6 | 93.84 | 52.47 | 53.4 | 89.84 | 52.37 | 53.4 | 55.99 | 52.37 | 82.6 | 93.84 | 52.47 | 91.86 | 99.74 | 78.89 | 93.72 | 108.95 | 107.79 | 90 | 89.84 | 77.55
182 | 42.92 | 76.71 | 40.35 | 42.92 | 76.72 | 40.35 | 57.08 | 76.72 | 81.96 | 57.08 | 76.72 | 81.96 | 57.08 | 76.72 | 77.89 | 57.08 | 76.72 | 77.89 | 42.92 | 76.72 | 40.35 | 42.92 | 49.75 | 40.35 | 57.08 | 76.72 | 77.89 | 58.26 | 78.31 | 82.78 | 59.44 | 79.91 | 84.46 | 55.94 | 76.72 | 40.35 | 53.51 | 89.84 | 64.79 | 53.51 | 89.84 | 64.79 | 90 | 96.75 | 78.1 | 90 | 96.75 | 78.1 | 82.99 | 96.75 | 52.58 | 82.99 | 96.75 | 52.58 | 53.51 | 89.84 | 52.48 | 53.51 | 56.09 | 52.48 | 82.99 | 96.75 | 52.58 | 91.86 | 99.74 | 78.89 | 93.73 | 108.95 | 111.11 | 90 | 89.84 | 64.79
183 | 43.4 | 75.2 | 40.83 | 43.4 | 76.73 | 48.99 | 57.08 | 76.73 | 81.96 | 57.08 | 76.73 | 81.96 | 57.08 | 76.73 | 77.89 | 57.08 | 76.73 | 77.89 | 43.4 | 76.73 | 48.99 | 43.4 | 49.74 | 40.83 | 57.08 | 76.73 | 77.89 | 58.26 | 78.31 | 82.78 | 59.44 | 79.91 | 84.46 | 55.94 | 75.2 | 70.53 | 53.98 | 98.21 | 78.1 | 53.98 | 98.21 | 78.1 | 90 | 98.74 | 79.69 | 90 | 104.59 | 79.69 | 85.55 | 98.21 | 54.14 | 85.55 | 98.21 | 53.06 | 53.98 | 98.21 | 52.96 | 53.98 | 56.57 | 52.96 | 85.55 | 98.21 | 54.14 | 91.86 | 99.74 | 78.89 | 93.72 | 111.16 | 111.11 | 90 | 98.21 | 78.1
184 | 44.64 | 49.63 | 42.07 | 44.64 | 76.73 | 50.23 | 57.66 | 76.73 | 83.62 | 57.66 | 76.73 | 83.62 | 57.08 | 76.73 | 77.89 | 57.08 | 76.73 | 77.89 | 44.64 | 76.73 | 50.23 | 44.64 | 49.63 | 42.07 | 57.08 | 76.73 | 77.89 | 58.26 | 78.31 | 82.78 | 59.44 | 79.91 | 84.46 | 48.32 | 75.2 | 50.23 | 55.23 | 80 | 54.21 | 55.23 | 98.21 | 85 | 90 | 100.75 | 96.03 | 90 | 105.68 | 96.03 | 85.55 | 98.74 | 59.17 | 85.55 | 98.74 | 54.31 | 55.23 | 98.21 | 54.21 | 55.23 | 57.82 | 54.21 | 85.55 | 98.74 | 59.17 | 91.86 | 99.74 | 59.17 | 93.73 | 111.16 | 111.11 | 90 | 98.21 | 85
185 | 45.54 | 61.71 | 42.97 | 45.54 | 76.72 | 42.97 | 57.7 | 76.73 | 83.63 | 57.7 | 76.73 | 83.63 | 57.08 | 76.73 | 77.89 | 57.08 | 76.73 | 77.89 | 45.54 | 76.72 | 42.97 | 45.54 | 50.51 | 42.97 | 57.08 | 76.73 | 77.89 | 59.44 | 78.31 | 82.78 | 60.65 | 82.36 | 84.47 | 48.32 | 75.2 | 42.97 | 56.13 | 98.21 | 80 | 56.13 | 98.21 | 80.53 | 90 | 101.76 | 100.67 | 90 | 105.68 | 100.67 | 90 | 99.74 | 59.17 | 90 | 99.74 | 55.2 | 56.13 | 98.21 | 55.1 | 56.13 | 58.72 | 55.1 | 90 | 99.74 | 59.17 | 91.86 | 100.75 | 59.17 | 93.73 | 111.16 | 113.37 | 90 | 98.21 | 80.53
186 | 44.52 | 61.73 | 41.95 | 44.52 | 76.73 | 50.11 | 57.7 | 76.73 | 83.62 | 57.7 | 76.73 | 83.62 | 57.7 | 76.73 | 77.89 | 57.7 | 76.73 | 77.89 | 44.52 | 76.73 | 50.11 | 44.52 | 49.74 | 41.95 | 57.7 | 76.73 | 77.89 | 59.44 | 78.31 | 82.78 | 59.44 | 79.91 | 84.46 | 48.32 | 76.23 | 50.11 | 55.11 | 98.21 | 90 | 55.11 | 98.74 | 90 | 90 | 100.75 | 106.7 | 90 | 105.68 | 106.7 | 90 | 98.74 | 59.17 | 90 | 98.74 | 54.19 | 55.11 | 98.74 | 54.09 | 55.11 | 57.7 | 54.09 | 90 | 98.74 | 59.17 | 91.86 | 99.74 | 54.73 | 93.73 | 111.16 | 113.37 | 90 | 98.21 | 90
187 | 43.09 | 75.06 | 40.52 | 43.09 | 76.59 | 48.68 | 55.07 | 76.59 | 82.78 | 55.07 | 76.59 | 82.78 | 55.07 | 76.59 | 66.35 | 55.07 | 76.59 | 66.35 | 43.09 | 76.58 | 40.52 | 43.09 | 49.74 | 40.52 | 55.07 | 76.59 | 66.35 | 56.21 | 77.36 | 67.02 | 57.35 | 79.75 | 83.62 | 46.61 | 75.06 | 48.68 | 53.68 | 90 | 90 | 53.68 | 90 | 90 | 89.1 | 90 | 106.7 | 89.1 | 105.68 | 106.7 | 80.5 | 83.26 | 52.75 | 80.5 | 83.26 | 52.65 | 53.68 | 56.27 | 52.65 | 53.68 | 56.27 | 52.65 | 80.5 | 83.26 | 52.75 | 90.93 | 84.1 | 52.65 | 92.78 | 111.16 | 112.23 | 88.22 | 90 | 90
188 | 42.37 | 65.31 | 39.8 | 42.37 | 65.31 | 39.8 | 51.15 | 66.54 | 81.14 | 51.15 | 68.99 | 81.14 | 51.15 | 66.54 | 66.35 | 51.15 | 66.54 | 66.35 | 42.37 | 65.31 | 39.8 | 42.37 | 49.74 | 39.8 | 51.15 | 66.54 | 66.35 | 52.21 | 67.21 | 67.02 | 53.27 | 71.85 | 81.96 | 45.72 | 65.31 | 39.8 | 52.96 | 85.98 | 90 | 52.96 | 85.98 | 90 | 80 | 85.98 | 100.67 | 80 | 103.92 | 100.67 | 70.29 | 80.76 | 51.94 | 70.29 | 80.76 | 51.94 | 52.96 | 55.55 | 51.94 | 52.96 | 55.55 | 51.94 | 70.29 | 80.76 | 51.94 | 80.81 | 81.58 | 50.82 | 84.15 | 109.31 | 109.96 | 80 | 85.98 | 90
189 | 42.17 | 47.14 | 39.6 | 42.17 | 47.14 | 39.6 | 47.36 | 62.91 | 80.3 | 47.36 | 68.3 | 80.3 | 47.36 | 62.91 | 39.6 | 47.36 | 62.91 | 39.6 | 42.17 | 47.14 | 39.6 | 42.17 | 47.14 | 39.6 | 47.36 | 62.91 | 39.6 | 49.82 | 64.85 | 39.44 | 49.82 | 71.85 | 81.96 | 42.17 | 47.14 | 39.6 | 52.76 | 56.06 | 64.79 | 52.76 | 56.06 | 64.79 | 69.87 | 56.06 | 69.15 | 69.87 | 97.81 | 69.15 | 69.87 | 55.5 | 51.74 | 69.87 | 55.5 | 51.74 | 52.76 | 55.35 | 51.74 | 52.76 | 55.35 | 51.74 | 69.87 | 55.5 | 51.74 | 73.52 | 55.5 | 49.78 | 75.01 | 105 | 107.79 | 69.2 | 56.06 | 64.79
190 | 41.87 | 46.84 | 39.3 | 41.87 | 46.84 | 39.3 | 42.58 | 49.38 | 72.27 | 42.58 | 55.54 | 72.27 | 42.58 | 49.38 | 39.3 | 42.58 | 49.38 | 39.3 | 41.87 | 46.84 | 39.3 | 41.87 | 46.84 | 39.3 | 42.58 | 49.38 | 39.3 | 47.64 | 49.88 | 38.91 | 48.12 | 59.14 | 76.44 | 41.87 | 46.84 | 39.3 | 52.46 | 55.05 | 51.43 | 52.46 | 55.05 | 51.43 | 58.04 | 55.15 | 51.43 | 58.04 | 89.59 | 51.43 | 58.04 | 55.15 | 51.43 | 58.04 | 55.15 | 51.43 | 52.46 | 55.05 | 51.43 | 52.46 | 55.05 | 51.43 | 58.04 | 55.15 | 51.43 | 67.7 | 52.95 | 48.11 | 71.39 | 96.18 | 102.06 | 58.04 | 55.05 | 51.43
191 | 41.42 | 46.38 | 38.85 | 41.42 | 46.39 | 38.85 | 41.42 | 48.93 | 71.55 | 41.42 | 48.93 | 71.55 | 42.12 | 48.93 | 38.85 | 42.12 | 48.93 | 38.85 | 41.42 | 46.39 | 38.85 | 41.42 | 46.38 | 38.85 | 42.12 | 48.93 | 38.85 | 42.55 | 48.44 | 38.24 | 42.55 | 57.95 | 73.76 | 41.42 | 46.38 | 38.85 | 52.01 | 54.6 | 51.3 | 52.01 | 54.6 | 51.3 | 57.59 | 54.7 | 51.3 | 57.59 | 78.73 | 51.3 | 57.59 | 54.7 | 50.98 | 57.59 | 54.7 | 50.98 | 52.01 | 54.6 | 50.98 | 52.01 | 54.6 | 50.98 | 57.59 | 54.7 | 50.98 | 61.29 | 52.95 | 47.16 | 61.29 | 80.35 | 100.84 | 52.01 | 54.6 | 51.3
192 | 41.4 | 46.37 | 38.84 | 41.4 | 46.37 | 38.84 | 41.4 | 47.94 | 48.01 | 41.4 | 47.94 | 48.01 | 42.11 | 48.91 | 38.84 | 42.11 | 48.91 | 38.84 | 41.4 | 46.37 | 38.84 | 41.4 | 46.37 | 38.84 | 42.11 | 48.91 | 38.84 | 42.24 | 48.42 | 38.24 | 41.82 | 57.95 | 61.47 | 41.4 | 46.37 | 38.84 | 51.99 | 54.58 | 50.97 | 51.99 | 54.58 | 50.97 | 52.52 | 54.69 | 50.97 | 52.52 | 76.38 | 50.97 | 57.57 | 54.69 | 50.97 | 57.57 | 54.69 | 50.97 | 51.99 | 54.58 | 50.97 | 51.99 | 54.58 | 50.97 | 57.57 | 54.69 | 50.97 | 61.19 | 52.95 | 47.16 | 61.29 | 80.35 | 99 | 51.99 | 54.58 | 50.97
193 | 41.13 | 46.1 | 38.56 | 41.13 | 46.1 | 38.56 | 41.13 | 47.09 | 38.56 | 41.13 | 47.09 | 38.56 | 41.84 | 48.63 | 38.56 | 41.84 | 48.63 | 38.56 | 41.13 | 46.1 | 38.56 | 41.13 | 46.1 | 38.56 | 41.84 | 48.63 | 38.56 | 41.55 | 47.57 | 38.18 | 41.55 | 57.95 | 61.47 | 41.13 | 46.1 | 38.56 | 51.72 | 54.31 | 50.7 | 51.72 | 54.31 | 50.7 | 51.73 | 54.31 | 50.7 | 51.73 | 76.38 | 50.7 | 57.3 | 54.41 | 50.7 | 57.3 | 54.41 | 50.7 | 51.72 | 54.31 | 50.7 | 51.72 | 54.31 | 50.7 | 57.3 | 54.41 | 50.7 | 58.16 | 50 | 46.66 | 59.35 | 80.35 | 97.95 | 51.72 | 54.31 | 50.7
194 | 40.93 | 45.9 | 38.36 | 40.93 | 45.9 | 38.36 | 40.93 | 45.9 | 38.36 | 40.93 | 45.9 | 38.36 | 41.64 | 48.43 | 38.36 | 41.64 | 48.43 | 38.36 | 40.93 | 45.9 | 38.36 | 40.93 | 45.9 | 38.36 | 41.64 | 48.43 | 38.36 | 41.22 | 47.56 | 37.98 | 41.34 | 56.24 | 61.47 | 40.93 | 45.9 | 38.36 | 51.52 | 54.11 | 50.49 | 51.52 | 54.11 | 50.49 | 51.52 | 54.11 | 50.49 | 51.52 | 76.38 | 50.49 | 57.1 | 54.21 | 50.49 | 57.1 | 54.21 | 50.49 | 51.52 | 54.11 | 50.49 | 51.52 | 54.11 | 50.49 | 57.1 | 54.21 | 50.49 | 57.1 | 49.13 | 46.66 | 58.26 | 80.35 | 97.95 | 51.52 | 54.11 | 50.49
195 | 40.91 | 45.88 | 38.34 | 40.91 | 45.88 | 38.34 | 40.91 | 45.88 | 38.34 | 40.91 | 45.88 | 38.34 | 41.62 | 48.41 | 38.34 | 41.62 | 48.41 | 38.34 | 40.91 | 45.88 | 38.34 | 40.91 | 45.88 | 38.34 | 41.62 | 48.41 | 38.34 | 41.07 | 47.56 | 37.96 | 41.33 | 56.22 | 61.47 | 40.91 | 45.88 | 38.34 | 51.5 | 54.09 | 50.48 | 51.5 | 54.09 | 50.48 | 51.5 | 54.09 | 50.48 | 51.5 | 76.38 | 50.48 | 57.08 | 54.2 | 50.48 | 57.08 | 54.2 | 50.48 | 51.5 | 54.09 | 50.48 | 51.5 | 54.09 | 50.48 | 57.08 | 54.2 | 50.48 | 56.51 | 49.13 | 46.66 | 57.66 | 79.52 | 95.68 | 51.5 | 54.09 | 50.48
196 | 41.08 | 46.05 | 38.51 | 41.08 | 46.05 | 38.51 | 41.08 | 46.05 | 38.51 | 41.08 | 46.05 | 38.51 | 41.79 | 48.58 | 38.51 | 41.79 | 48.58 | 38.51 | 41.08 | 46.05 | 38.51 | 41.08 | 46.05 | 38.51 | 41.79 | 48.58 | 38.51 | 41.18 | 47.56 | 37.96 | 41.5 | 56.22 | 61.47 | 41.08 | 46.05 | 38.51 | 51.67 | 54.26 | 50.65 | 51.67 | 54.26 | 50.65 | 51.67 | 54.26 | 50.65 | 51.67 | 76.38 | 50.65 | 57.25 | 54.37 | 50.65 | 57.25 | 54.37 | 50.65 | 51.67 | 54.26 | 50.65 | 51.67 | 54.26 | 50.65 | 57.25 | 54.37 | 50.65 | 56.68 | 49.13 | 46.66 | 57.84 | 79.52 | 93.5 | 51.67 | 54.26 | 50.65
197 | 41.49 | 46.45 | 38.92 | 41.49 | 46.45 | 38.92 | 41.49 | 48.02 | 48.01 | 41.49 | 48.02 | 48.01 | 42.19 | 48.99 | 38.92 | 42.19 | 48.99 | 38.92 | 41.49 | 46.45 | 38.92 | 41.49 | 46.45 | 38.92 | 42.19 | 48.99 | 38.92 | 41.59 | 48.5 | 37.96 | 41.9 | 57.95 | 61.47 | 41.49 | 46.45 | 38.92 | 52.07 | 54.66 | 51.3 | 52.07 | 54.66 | 51.3 | 57.65 | 54.66 | 51.3 | 57.65 | 78.73 | 51.3 | 57.65 | 54.77 | 51.05 | 57.65 | 54.77 | 51.05 | 52.07 | 54.66 | 51.05 | 52.07 | 54.66 | 51.05 | 57.65 | 54.77 | 51.05 | 58.24 | 49.13 | 46.66 | 59.42 | 80.35 | 93.5 | 57.65 | 54.66 | 51.3
198 | 41.81 | 46.78 | 39.25 | 41.81 | 49.33 | 39.25 | 42.52 | 49.33 | 75.26 | 42.52 | 57.88 | 75.26 | 42.52 | 49.33 | 39.25 | 42.52 | 49.33 | 39.25 | 41.81 | 46.78 | 39.25 | 41.81 | 46.78 | 39.25 | 42.52 | 49.33 | 39.25 | 42.95 | 48.83 | 38.24 | 43.83 | 59.08 | 76.02 | 41.81 | 46.78 | 39.25 | 52.4 | 55.1 | 51.38 | 52.4 | 55.1 | 51.38 | 57.98 | 55.1 | 79.12 | 57.98 | 91.26 | 79.12 | 57.98 | 55.1 | 51.38 | 57.98 | 55.1 | 51.38 | 52.4 | 54.99 | 51.38 | 52.4 | 54.99 | 51.38 | 57.98 | 55.1 | 51.38 | 62.51 | 52.95 | 47.16 | 66.5 | 93.14 | 99 | 57.98 | 55.1 | 51.38
199 | 42.4 | 49.91 | 39.83 | 42.4 | 49.91 | 39.83 | 53.44 | 49.91 | 84.85 | 53.44 | 76.73 | 84.85 | 50.63 | 49.91 | 39.83 | 50.63 | 49.91 | 39.83 | 42.4 | 47.37 | 39.83 | 42.4 | 47.37 | 39.83 | 50.63 | 49.91 | 39.83 | 53.98 | 50.42 | 39.43 | 55.09 | 79.9 | 85.7 | 45.72 | 49.91 | 39.83 | 52.99 | 98.21 | 51.96 | 52.99 | 98.21 | 51.96 | 79.48 | 98.21 | 107.78 | 79.48 | 104.97 | 107.78 | 67.7 | 55.68 | 51.96 | 67.7 | 55.68 | 51.96 | 52.99 | 55.58 | 51.96 | 52.99 | 55.58 | 51.96 | 67.7 | 55.68 | 51.96 | 81.11 | 55.12 | 49.78 | 82.76 | 109.31 | 110 | 79.48 | 98.21 | 51.96
200 | 42.95 | 50.47 | 40.39 | 42.95 | 50.47 | 40.39 | 55.07 | 50.47 | 85.34 | 55.07 | 76.73 | 85.34 | 55.07 | 50.47 | 40.39 | 55.07 | 50.47 | 40.39 | 42.95 | 50.47 | 40.39 | 42.95 | 50.47 | 40.39 | 55.07 | 50.47 | 40.39 | 56.21 | 50.98 | 39.98 | 57.35 | 79.9 | 86.21 | 45.72 | 50.47 | 40.39 | 53.54 | 93.5 | 52.52 | 53.54 | 93.5 | 52.52 | 81.16 | 93.5 | 107.78 | 81.16 | 104.97 | 107.78 | 79.54 | 56.24 | 52.52 | 79.54 | 56.24 | 52.52 | 53.54 | 56.24 | 52.52 | 53.54 | 56.24 | 52.52 | 79.54 | 56.24 | 52.52 | 82.83 | 55.68 | 49.78 | 84.52 | 109.31 | 111.11 | 81.16 | 93.5 | 52.52
201 | 42.79 | 50.3 | 40.22 | 42.79 | 50.3 | 40.22 | 55.07 | 50.3 | 85.34 | 55.07 | 76.73 | 85.34 | 55.07 | 50.3 | 40.22 | 55.07 | 50.3 | 40.22 | 42.79 | 50.3 | 40.22 | 42.79 | 50.3 | 40.22 | 55.07 | 50.3 | 40.22 | 56.21 | 50.81 | 39.82 | 57.35 | 79.9 | 86.21 | 45.72 | 50.3 | 40.22 | 53.38 | 90 | 52.35 | 53.38 | 90 | 52.35 | 80.34 | 90 | 107.67 | 80.34 | 104.97 | 107.67 | 79.54 | 56.07 | 52.35 | 79.54 | 56.07 | 52.35 | 53.38 | 56.07 | 52.35 | 53.38 | 56.07 | 52.35 | 79.54 | 56.07 | 52.35 | 82.82 | 55.51 | 49.78 | 84.51 | 109.31 | 111.11 | 80.34 | 90 | 52.35
202 | 42.73 | 50.24 | 40.16 | 42.73 | 50.25 | 40.16 | 55.55 | 50.25 | 84.31 | 55.55 | 71.01 | 84.31 | 55 | 50.25 | 40.16 | 55 | 50.25 | 40.16 | 42.73 | 50.2 | 40.16 | 42.73 | 50.19 | 40.16 | 55 | 50.25 | 40.16 | 56.13 | 50.75 | 39.76 | 57.27 | 73.95 | 83.46 | 45.72 | 50.25 | 40.16 | 53.32 | 90 | 52.3 | 53.32 | 90 | 52.3 | 79.07 | 90 | 96.03 | 79.07 | 101.85 | 96.03 | 78.28 | 56.02 | 52.3 | 78.28 | 56.02 | 52.3 | 53.32 | 55.91 | 52.3 | 53.32 | 55.91 | 52.3 | 78.28 | 56.02 | 52.3 | 79.89 | 55.46 | 47.16 | 81.52 | 109.33 | 99 | 78.28 | 90 | 52.3
203 | 42.72 | 50.23 | 40.15 | 42.72 | 50.23 | 40.15 | 53.27 | 50.23 | 84.27 | 53.27 | 57.55 | 84.27 | 44.89 | 50.23 | 40.15 | 44.89 | 50.23 | 40.15 | 42.72 | 50.23 | 40.15 | 42.72 | 50.22 | 40.15 | 44.89 | 50.23 | 40.15 | 53.81 | 50.74 | 39.75 | 54.91 | 59.93 | 83.43 | 45.72 | 50.23 | 40.15 | 53.31 | 78.73 | 52.28 | 53.31 | 78.73 | 52.28 | 74.5 | 78.73 | 86.78 | 74.5 | 78.73 | 86.78 | 61.18 | 56 | 52.28 | 61.18 | 56 | 52.28 | 53.31 | 56 | 52.28 | 53.31 | 56 | 52.28 | 61.18 | 56 | 52.28 | 75.27 | 55.44 | 47.16 | 76.81 | 84.51 | 96.03 | 73.76 | 78.73 | 52.28
204 | 42.45 | 47.42 | 39.88 | 42.45 | 47.43 | 39.88 | 50.45 | 49.96 | 83.72 | 50.45 | 57.54 | 83.72 | 44.89 | 49.96 | 39.88 | 44.89 | 49.96 | 39.88 | 42.45 | 47.43 | 39.88 | 42.45 | 47.42 | 39.88 | 44.89 | 49.96 | 39.88 | 50.96 | 50 | 39.48 | 52 | 59.92 | 82.88 | 42.45 | 47.42 | 39.88 | 53.04 | 55.73 | 52.02 | 53.04 | 55.73 | 52.02 | 63.69 | 55.73 | 86.78 | 63.69 | 78.73 | 86.78 | 61.18 | 55.73 | 52.02 | 61.18 | 55.73 | 52.02 | 53.04 | 55.73 | 52.02 | 53.04 | 55.63 | 52.02 | 61.18 | 55.73 | 52.02 | 64.34 | 55.18 | 46.66 | 65.66 | 84.51 | 87.66 | 63.05 | 55.73 | 52.02
205 | 42.36 | 47.33 | 39.79 | 42.36 | 47.33 | 39.79 | 48.42 | 49.87 | 83.52 | 48.42 | 57.54 | 83.52 | 45.78 | 49.87 | 39.79 | 45.78 | 49.87 | 39.79 | 42.36 | 47.33 | 39.79 | 42.36 | 47.33 | 39.79 | 45.78 | 49.87 | 39.79 | 48.91 | 50 | 39.39 | 49.91 | 59.92 | 82.69 | 42.36 | 47.33 | 39.79 | 52.95 | 55.54 | 51.93 | 52.95 | 55.54 | 51.93 | 61.18 | 55.64 | 86.78 | 61.18 | 78.73 | 86.78 | 61.18 | 55.64 | 51.93 | 61.18 | 55.64 | 51.93 | 52.95 | 55.54 | 51.93 | 52.95 | 55.54 | 51.93 | 61.18 | 55.64 | 51.93 | 62.43 | 55.09 | 46.66 | 63.71 | 84.51 | 87.65 | 61.18 | 55.54 | 51.93
206 | 42.45 | 47.42 | 39.89 | 42.45 | 47.43 | 39.89 | 48.85 | 49.97 | 83.72 | 48.85 | 57.54 | 83.72 | 48.85 | 49.97 | 39.89 | 48.85 | 49.97 | 39.89 | 42.45 | 47.43 | 39.89 | 42.45 | 47.42 | 39.89 | 48.85 | 49.97 | 39.89 | 49.34 | 49.47 | 39.49 | 50.35 | 59.92 | 82.89 | 42.45 | 47.42 | 39.89 | 53.04 | 55.74 | 52.02 | 53.04 | 55.74 | 52.02 | 65.04 | 55.74 | 86.78 | 65.04 | 78.73 | 86.78 | 61.18 | 55.74 | 52.02 | 61.18 | 55.74 | 52.02 | 53.04 | 55.63 | 52.02 | 53.04 | 55.63 | 52.02 | 61.18 | 55.74 | 52.02 | 65.71 | 55.18 | 46.66 | 67.05 | 84.51 | 87.65 | 65.04 | 55.74 | 52.02
207 | 42.89 | 50.41 | 40.32 | 42.89 | 50.41 | 40.32 | 53.44 | 50.41 | 92.78 | 53.44 | 62.27 | 92.78 | 51.4 | 50.41 | 40.32 | 51.4 | 50.41 | 40.32 | 42.89 | 50.4 | 40.32 | 42.89 | 50.4 | 40.32 | 51.4 | 50.41 | 40.32 | 53.45 | 49.9 | 38.24 | 54.54 | 64.84 | 91.85 | 45.72 | 50.41 | 40.32 | 53.48 | 85 | 52.46 | 53.48 | 85 | 52.46 | 78.28 | 85 | 108.25 | 78.28 | 86.92 | 108.25 | 63.07 | 56.18 | 52.46 | 63.07 | 56.18 | 52.46 | 53.48 | 56.18 | 52.46 | 53.48 | 56.18 | 52.46 | 63.07 | 56.18 | 52.46 | 79.07 | 52.95 | 48.11 | 80.7 | 93.3 | 109.34 | 78.28 | 85 | 52.46
208 | 43.45 | 65.3 | 40.88 | 43.45 | 65.3 | 40.88 | 55.01 | 65.3 | 117.61 | 55.01 | 76.73 | 117.61 | 55 | 65.3 | 62.56 | 55 | 65.3 | 62.56 | 43.45 | 49.75 | 40.88 | 43.45 | 49.74 | 40.88 | 55 | 65.3 | 62.56 | 55.56 | 65.3 | 62.56 | 56.7 | 79.9 | 116.44 | 45.72 | 65.3 | 40.88 | 54.04 | 90 | 53.02 | 54.04 | 90 | 53.02 | 81.98 | 90 | 115.7 | 81.98 | 104.97 | 115.7 | 70.68 | 77.72 | 53.02 | 70.68 | 77.72 | 53.02 | 54.04 | 56.63 | 53.02 | 54.04 | 56.63 | 53.02 | 70.68 | 77.72 | 53.02 | 82.82 | 76.95 | 49.78 | 84.51 | 112.68 | 116.87 | 81.98 | 90 | 53.02
209 | 44.02 | 65.31 | 41.45 | 44.02 | 65.31 | 41.45 | 58.79 | 78.32 | 118.8 | 58.79 | 78.32 | 118.8 | 58.79 | 78.32 | 88.46 | 58.79 | 78.32 | 81.11 | 44.02 | 49.75 | 41.45 | 44.02 | 49.74 | 41.45 | 58.79 | 78.32 | 88.46 | 59.38 | 79.11 | 81.93 | 60.6 | 83.19 | 120 | 45.72 | 65.31 | 41.45 | 54.61 | 98.21 | 53.59 | 54.61 | 98.21 | 53.59 | 86.09 | 104.97 | 115.7 | 86.09 | 104.97 | 115.7 | 86.09 | 104.97 | 103.5 | 86.09 | 104.97 | 103.5 | 54.61 | 57.2 | 53.59 | 54.61 | 57.2 | 53.59 | 86.09 | 104.97 | 103.5 | 87.84 | 103.92 | 58.49 | 89.63 | 120 | 116.87 | 86.07 | 98.21 | 53.59
210 | 43.19 | 65.31 | 40.62 | 43.19 | 65.31 | 40.62 | 56.83 | 78.32 | 118.8 | 56.83 | 78.32 | 118.8 | 56.83 | 78.32 | 88.46 | 56.83 | 78.32 | 81.11 | 43.19 | 49.75 | 40.62 | 43.19 | 49.74 | 40.62 | 56.83 | 78.32 | 88.46 | 57.4 | 79.11 | 81.93 | 57.4 | 80.72 | 120 | 45.72 | 65.31 | 40.62 | 53.78 | 98.21 | 54.79 | 53.78 | 98.21 | 54.79 | 83.2 | 103.63 | 115.7 | 83.2 | 104.97 | 115.7 | 83.2 | 103.63 | 103.5 | 83.2 | 103.63 | 103.5 | 53.78 | 56.37 | 52.76 | 53.78 | 56.37 | 52.76 | 83.2 | 103.63 | 103.5 | 84.04 | 102.59 | 58.49 | 85.76 | 120 | 116.87 | 81.54 | 98.21 | 54.79
211 | 42.25 | 65.31 | 39.69 | 42.25 | 65.31 | 39.69 | 55.63 | 78.32 | 95.4 | 55.63 | 78.32 | 95.4 | 55.63 | 78.32 | 95.4 | 55.63 | 78.32 | 80.3 | 42.25 | 49.74 | 39.69 | 42.25 | 49.74 | 39.69 | 55.63 | 78.32 | 95.4 | 57.35 | 79.11 | 81.11 | 57.35 | 80.72 | 96.36 | 45.72 | 65.31 | 39.69 | 52.84 | 98.21 | 51.86 | 52.84 | 98.21 | 51.86 | 81.16 | 100.98 | 108.87 | 81.16 | 104.97 | 108.87 | 81.16 | 100.98 | 105.08 | 81.16 | 100.98 | 105.08 | 52.84 | 55.43 | 51.82 | 52.84 | 55.43 | 51.82 | 81.16 | 100.98 | 105.08 | 83.67 | 99.97 | 50.75 | 84.51 | 120 | 116.86 | 79.54 | 98.21 | 51.86
212 | 41.85 | 61.71 | 39.28 | 41.85 | 61.71 | 39.28 | 53.01 | 76.74 | 90 | 53.01 | 76.74 | 90 | 53.01 | 76.74 | 90 | 53.01 | 76.74 | 80.3 | 41.85 | 46.83 | 39.28 | 41.85 | 46.83 | 39.28 | 53.01 | 76.74 | 90 | 55.2 | 78.31 | 81.11 | 55.2 | 79.91 | 89.1 | 41.85 | 61.71 | 39.28 | 52.43 | 98.21 | 51.41 | 52.43 | 98.21 | 51.41 | 78.28 | 99.79 | 108.87 | 78.28 | 102.88 | 108.87 | 78.28 | 99.79 | 105.08 | 78.28 | 99.79 | 105.08 | 52.43 | 55.02 | 51.41 | 52.43 | 55.02 | 51.41 | 78.28 | 99.79 | 105.08 | 79.92 | 99.79 | 50.75 | 81.52 | 110.43 | 113.37 | 73.76 | 98.21 | 51.41
213 | 41.68 | 46.65 | 39.12 | 41.68 | 46.65 | 39.12 | 46.87 | 71.01 | 83.68 | 46.87 | 71.01 | 83.68 | 46.87 | 71.01 | 83.68 | 46.87 | 71.01 | 78.74 | 41.68 | 46.65 | 39.12 | 41.68 | 46.65 | 39.12 | 46.87 | 71.01 | 83.68 | 47.84 | 72.47 | 79.53 | 48.81 | 73.94 | 82.85 | 41.68 | 46.65 | 39.12 | 52.27 | 56.61 | 51.3 | 52.27 | 56.61 | 51.3 | 66.43 | 97.51 | 106.56 | 66.43 | 101.85 | 106.56 | 66.43 | 97.51 | 105.08 | 66.43 | 97.51 | 105.08 | 52.27 | 54.86 | 51.25 | 52.27 | 54.86 | 51.25 | 66.43 | 97.51 | 105.08 | 69.18 | 97.51 | 50.75 | 70.58 | 106.06 | 109.86 | 65.11 | 56.61 | 51.3
214 | 41.46 | 46.42 | 38.89 | 41.46 | 46.42 | 38.89 | 42.02 | 59.75 | 63.9 | 42.02 | 59.75 | 63.9 | 42.16 | 59.75 | 63.9 | 42.16 | 59.75 | 60.23 | 41.46 | 46.42 | 38.89 | 41.46 | 46.42 | 38.89 | 42.16 | 59.75 | 63.9 | 42.89 | 60.36 | 60.83 | 43.32 | 61.59 | 64.54 | 41.46 | 46.42 | 38.89 | 52.04 | 54.63 | 51.3 | 52.04 | 54.63 | 51.3 | 57.62 | 86.78 | 103.5 | 57.62 | 86.78 | 103.5 | 57.62 | 86.78 | 103.5 | 57.62 | 86.78 | 103.5 | 52.04 | 54.63 | 51.02 | 52.04 | 54.63 | 51.02 | 57.62 | 86.78 | 103.5 | 65.67 | 85.91 | 50.75 | 66.5 | 89.54 | 104.54 | 52.04 | 54.63 | 51.3
215 | 41.14 | 46.11 | 38.57 | 41.14 | 46.11 | 38.57 | 41.14 | 48.67 | 60.03 | 41.14 | 48.67 | 60.03 | 41.85 | 48.67 | 60.02 | 41.85 | 48.67 | 60.02 | 41.14 | 46.11 | 38.57 | 41.14 | 46.11 | 38.57 | 41.85 | 48.67 | 60.02 | 42.27 | 49.16 | 59.42 | 41.59 | 50.16 | 60.63 | 41.14 | 46.11 | 38.57 | 51.73 | 54.32 | 51.3 | 51.73 | 54.32 | 51.3 | 51.73 | 54.32 | 51.89 | 51.73 | 54.32 | 51.89 | 57.31 | 54.42 | 51.89 | 57.31 | 54.42 | 51.89 | 51.73 | 54.32 | 50.7 | 51.73 | 54.32 | 50.7 | 57.31 | 54.42 | 51.89 | 61.29 | 53.88 | 49.72 | 61.29 | 63.37 | 52.41 | 51.73 | 54.32 | 51.3
216 | 41.06 | 46.02 | 38.49 | 41.06 | 46.02 | 38.49 | 41.06 | 46.02 | 60.02 | 41.06 | 46.02 | 60.02 | 41.76 | 48.57 | 40.56 | 41.76 | 48.57 | 40.56 | 41.06 | 46.02 | 38.49 | 41.06 | 46.02 | 38.49 | 41.76 | 48.57 | 40.56 | 41.35 | 48.57 | 40.15 | 41.35 | 47.6 | 60.63 | 41.06 | 46.02 | 38.49 | 51.64 | 54.23 | 50.62 | 51.64 | 54.23 | 50.62 | 51.64 | 54.23 | 50.72 | 51.64 | 54.23 | 50.72 | 57.22 | 54.34 | 50.72 | 57.22 | 54.34 | 50.72 | 51.64 | 54.23 | 50.62 | 51.64 | 54.23 | 50.62 | 57.22 | 54.34 | 50.72 | 59.19 | 53.8 | 49.72 | 60.4 | 54.89 | 51.23 | 51.64 | 54.23 | 50.62
217 | 40.8 | 45.76 | 38.23 | 40.8 | 45.76 | 38.23 | 40.8 | 45.76 | 38.23 | 40.8 | 45.76 | 38.23 | 41.5 | 48.31 | 38.23 | 41.5 | 48.31 | 38.23 | 40.8 | 45.76 | 38.23 | 40.8 | 45.76 | 38.23 | 41.5 | 48.31 | 38.23 | 40.67 | 47.82 | 38.14 | 40.67 | 46.87 | 38.61 | 40.8 | 45.76 | 38.23 | 51.39 | 53.97 | 50.36 | 51.39 | 53.97 | 50.36 | 51.39 | 53.97 | 50.36 | 51.39 | 53.97 | 50.36 | 56.97 | 54.08 | 50.36 | 56.97 | 54.08 | 50.36 | 51.39 | 53.97 | 50.36 | 51.39 | 53.97 | 50.36 | 56.97 | 54.08 | 50.36 | 57.75 | 53.54 | 49.78 | 57.75 | 54.52 | 50.79 | 51.39 | 53.97 | 50.36
218 | 40.66 | 45.62 | 38.09 | 40.66 | 45.62 | 38.09 | 40.66 | 45.62 | 38.09 | 40.66 | 45.62 | 38.09 | 41.36 | 48.17 | 38.09 | 41.36 | 48.17 | 38.09 | 40.66 | 45.62 | 38.09 | 40.66 | 45.62 | 38.09 | 41.36 | 48.17 | 38.09 | 39.98 | 47.32 | 37.71 | 40.25 | 46.37 | 37.76 | 40.66 | 45.62 | 38.09 | 51.24 | 53.83 | 50.22 | 51.24 | 53.83 | 50.22 | 51.24 | 53.83 | 50.22 | 51.24 | 53.83 | 50.22 | 56.82 | 53.94 | 50.22 | 56.82 | 53.94 | 50.22 | 51.24 | 53.83 | 50.22 | 51.24 | 53.83 | 50.22 | 56.82 | 53.94 | 50.22 | 55.14 | 53.54 | 49.72 | 54.58 | 54.38 | 50.73 | 51.24 | 53.83 | 50.22
219 | 40.67 | 45.63 | 38.1 | 40.67 | 45.63 | 38.1 | 40.67 | 45.63 | 38.1 | 40.67 | 45.63 | 38.1 | 41.37 | 48.17 | 38.1 | 41.37 | 48.17 | 38.1 | 40.67 | 45.63 | 38.1 | 40.67 | 45.63 | 38.1 | 41.37 | 48.17 | 38.1 | 39.46 | 47.32 | 38.14 | 40.26 | 46.37 | 38.14 | 40.67 | 45.63 | 38.1 | 51.26 | 53.84 | 50.23 | 51.26 | 53.84 | 50.23 | 51.26 | 53.84 | 50.23 | 51.26 | 53.84 | 50.23 | 56.84 | 53.95 | 50.23 | 56.84 | 53.95 | 50.23 | 51.26 | 53.84 | 50.23 | 51.26 | 53.84 | 50.23 | 56.84 | 53.95 | 50.23 | 54.58 | 54.39 | 50 | 54.58 | 54.39 | 50.6 | 51.26 | 53.84 | 50.23
220 | 40.92 | 45.89 | 38.36 | 40.92 | 45.89 | 38.36 | 40.92 | 45.89 | 38.36 | 40.92 | 45.89 | 38.36 | 41.63 | 48.3 | 38.36 | 41.63 | 48.3 | 38.36 | 40.92 | 45.89 | 38.36 | 40.92 | 45.89 | 38.36 | 41.63 | 48.3 | 38.36 | 39.7 | 47.32 | 38.14 | 40.51 | 46.37 | 38.14 | 40.92 | 45.89 | 38.36 | 51.51 | 54.1 | 50.49 | 51.51 | 54.1 | 50.49 | 51.51 | 54.1 | 50.49 | 51.51 | 54.1 | 50.49 | 57.09 | 54.21 | 50.49 | 57.09 | 54.21 | 50.49 | 51.51 | 54.1 | 50.49 | 51.51 | 54.1 | 50.49 | 57.09 | 54.21 | 50.49 | 54.58 | 54.75 | 51 | 54.58 | 54.65 | 50.6 | 51.51 | 54.1 | 50.49
221 | 41.24 | 46.21 | 38.68 | 41.24 | 46.21 | 38.68 | 41.24 | 46.21 | 38.68 | 41.24 | 46.21 | 38.68 | 41.95 | 48.6 | 38.68 | 41.95 | 48.6 | 38.68 | 41.24 | 46.21 | 38.68 | 41.24 | 46.21 | 38.68 | 41.95 | 48.6 | 38.68 | 40.3 | 47.32 | 38.29 | 40.83 | 46.68 | 38.29 | 41.24 | 46.21 | 38.68 | 51.83 | 54.42 | 50.81 | 51.83 | 54.42 | 50.81 | 51.83 | 54.42 | 50.81 | 51.83 | 54.42 | 50.81 | 57.41 | 54.53 | 50.81 | 57.41 | 54.53 | 50.81 | 51.83 | 54.42 | 50.81 | 51.83 | 54.42 | 50.81 | 57.41 | 54.53 | 50.81 | 55.76 | 57.61 | 51.32 | 55.13 | 56.46 | 50.6 | 51.83 | 54.42 | 50.81
222 | 41.55 | 46.51 | 38.98 | 41.55 | 48.94 | 38.98 | 41.55 | 48.94 | 38.98 | 41.55 | 48.94 | 38.98 | 42.25 | 49.06 | 38.98 | 42.25 | 49.06 | 38.98 | 41.55 | 46.51 | 38.98 | 41.55 | 46.51 | 38.98 | 42.25 | 49.06 | 38.98 | 41.99 | 50.96 | 39.37 | 41.97 | 49.95 | 38.59 | 41.55 | 46.51 | 38.98 | 52.14 | 54.83 | 51.11 | 52.14 | 54.83 | 51.11 | 57.72 | 54.83 | 51.11 | 57.72 | 54.83 | 51.11 | 57.72 | 54.83 | 51.11 | 57.72 | 54.83 | 51.11 | 52.14 | 54.72 | 51.11 | 52.14 | 54.72 | 51.11 | 57.72 | 54.83 | 51.11 | 61.29 | 80.35 | 51.63 | 61.29 | 80.35 | 51.11 | 57.72 | 54.83 | 51.11
223 | 42.22 | 62.91 | 39.65 | 42.22 | 62.91 | 39.65 | 47.35 | 62.91 | 64.01 | 47.35 | 62.91 | 64.01 | 47.35 | 62.91 | 62.59 | 47.35 | 62.91 | 60.23 | 42.22 | 47.26 | 39.65 | 42.22 | 47.26 | 39.65 | 47.35 | 62.91 | 62.59 | 48.32 | 65.51 | 63.37 | 48.32 | 64.2 | 64.65 | 45.72 | 62.91 | 39.65 | 52.81 | 86.85 | 51.79 | 52.81 | 86.85 | 51.79 | 69.95 | 86.85 | 80.56 | 69.95 | 86.85 | 80.56 | 69.95 | 84.1 | 55.7 | 69.95 | 84.1 | 55.7 | 52.81 | 55.4 | 51.79 | 52.81 | 55.4 | 51.79 | 69.95 | 84.1 | 55.7 | 72.11 | 88.64 | 83.89 | 72.11 | 89.54 | 82.22 | 69.95 | 86.85 | 51.79
224 | 42.98 | 65.31 | 40.41 | 42.98 | 75.58 | 40.41 | 53.98 | 75.59 | 78.02 | 53.98 | 75.59 | 78.02 | 53.98 | 75.59 | 73.41 | 53.98 | 75.59 | 73.41 | 42.98 | 65.31 | 40.41 | 42.98 | 65.31 | 40.41 | 53.98 | 75.59 | 73.41 | 55.49 | 78.72 | 77.23 | 55.64 | 77.93 | 78.81 | 45.72 | 65.31 | 40.41 | 53.57 | 98.21 | 52.54 | 53.57 | 98.21 | 52.54 | 76.73 | 98.21 | 80.56 | 76.73 | 98.21 | 80.56 | 76.73 | 98.21 | 64.22 | 76.73 | 98.21 | 64.22 | 53.57 | 98.21 | 52.54 | 53.57 | 98.21 | 52.54 | 76.73 | 98.21 | 64.22 | 79.1 | 102.27 | 83.89 | 79.9 | 102.27 | 83.05 | 75.95 | 98.21 | 52.54
225 | 42.63 | 65.31 | 40.06 | 42.63 | 75.59 | 40.06 | 55 | 75.59 | 82.78 | 55 | 75.59 | 82.78 | 55 | 75.59 | 77.92 | 55 | 75.59 | 77.92 | 42.63 | 49.75 | 40.06 | 42.63 | 49.75 | 40.06 | 55 | 75.59 | 75.66 | 57.27 | 78.72 | 81.96 | 56.7 | 78.72 | 83.62 | 45.72 | 65.31 | 40.06 | 53.21 | 98.21 | 52.19 | 53.21 | 98.21 | 52.19 | 77.5 | 98.21 | 94.78 | 77.5 | 98.21 | 94.78 | 77.5 | 98.21 | 64.22 | 77.5 | 98.21 | 64.22 | 53.21 | 55.8 | 52.19 | 53.21 | 55.8 | 52.19 | 77.5 | 98.21 | 64.22 | 80.7 | 102.27 | 98.7 | 80.7 | 102.88 | 98.7 | 75.96 | 98.21 | 52.19
226 | 42.66 | 49.74 | 40.09 | 42.66 | 75.59 | 40.09 | 55.14 | 75.59 | 82.75 | 55.14 | 75.59 | 82.75 | 55.14 | 75.59 | 70.51 | 55.14 | 75.59 | 70.51 | 42.66 | 49.74 | 40.09 | 42.66 | 49.74 | 40.09 | 55.14 | 75.59 | 70.51 | 56.84 | 78.72 | 81.92 | 56.28 | 78.72 | 83.58 | 45.72 | 49.74 | 40.09 | 53.25 | 90 | 52.23 | 53.25 | 96.82 | 52.23 | 76.73 | 96.82 | 80.56 | 76.73 | 96.82 | 80.56 | 76.73 | 96.82 | 55.7 | 76.73 | 96.82 | 55.7 | 53.25 | 55.84 | 52.23 | 53.25 | 55.84 | 52.23 | 76.73 | 96.82 | 55.7 | 80.7 | 100.82 | 83.89 | 80.7 | 102.88 | 85.6 | 73.76 | 90 | 52.23
227 | 42.51 | 49.74 | 39.95 | 42.51 | 71.1 | 39.95 | 54.52 | 71.1 | 79.81 | 54.52 | 71.1 | 79.81 | 54.52 | 71.1 | 70.51 | 54.52 | 71.1 | 70.51 | 42.51 | 71.1 | 39.95 | 42.51 | 49.74 | 39.95 | 54.52 | 71.1 | 70.51 | 56.77 | 74.04 | 79.01 | 56.21 | 74.04 | 80.62 | 45.72 | 49.74 | 39.95 | 53.1 | 78.73 | 52.08 | 53.1 | 78.73 | 52.08 | 73.76 | 78.73 | 80.56 | 73.76 | 78.73 | 80.56 | 73.76 | 77.72 | 53.24 | 73.76 | 77.72 | 53.24 | 53.1 | 77.72 | 52.08 | 53.1 | 77.72 | 52.08 | 73.76 | 77.72 | 53.24 | 76.81 | 81.98 | 83.89 | 77.58 | 83.65 | 86.48 | 73.76 | 78.73 | 52.08
228 | 42.35 | 47.32 | 39.79 | 42.35 | 61.71 | 39.79 | 46.81 | 61.71 | 71.1 | 46.81 | 61.71 | 71.1 | 46.81 | 61.71 | 64.31 | 46.81 | 61.71 | 64.31 | 42.35 | 61.71 | 39.79 | 42.35 | 47.32 | 39.79 | 46.81 | 61.71 | 64.31 | 48.75 | 63.62 | 69.66 | 48.75 | 64.26 | 71.82 | 42.35 | 47.32 | 39.79 | 52.94 | 55.53 | 51.92 | 52.94 | 77.72 | 51.92 | 64.49 | 77.72 | 80.56 | 64.49 | 77.72 | 80.56 | 64.49 | 77.72 | 53.1 | 64.49 | 77.72 | 53.1 | 52.94 | 77.72 | 51.92 | 52.94 | 55.53 | 51.92 | 64.49 | 77.72 | 53.1 | 67.17 | 80.35 | 82.22 | 67.85 | 84.51 | 86.48 | 54.22 | 55.53 | 51.92
229 | 42.31 | 47.28 | 39.75 | 42.31 | 61.71 | 39.75 | 49.05 | 61.71 | 71.1 | 49.05 | 61.71 | 71.1 | 49.05 | 61.71 | 60.51 | 49.05 | 61.71 | 60.51 | 42.31 | 61.71 | 39.75 | 42.31 | 47.28 | 39.75 | 49.05 | 61.71 | 60.51 | 51.08 | 63.62 | 69.66 | 51.08 | 64.92 | 71.82 | 42.31 | 47.28 | 39.75 | 52.9 | 55.49 | 51.88 | 52.9 | 77.72 | 51.88 | 65.76 | 77.72 | 80.56 | 65.76 | 77.72 | 80.56 | 65.76 | 77.72 | 53.06 | 65.76 | 77.72 | 53.06 | 52.9 | 77.72 | 51.88 | 52.9 | 55.49 | 51.88 | 65.76 | 77.72 | 53.06 | 68.49 | 80.35 | 82.22 | 69.18 | 84.51 | 104.49 | 52.9 | 55.49 | 51.88
230 | 42.36 | 47.32 | 39.79 | 42.36 | 61.71 | 39.79 | 50.01 | 61.71 | 78.02 | 50.01 | 61.71 | 78.02 | 50.01 | 61.71 | 60.51 | 50.01 | 61.71 | 60.51 | 42.36 | 61.71 | 39.79 | 42.36 | 47.33 | 39.79 | 50.01 | 61.71 | 60.51 | 51.04 | 63.62 | 76.44 | 52.07 | 64.92 | 78.81 | 42.36 | 47.32 | 39.79 | 52.95 | 55.54 | 51.92 | 52.95 | 77.72 | 51.92 | 65.46 | 77.72 | 80.56 | 65.46 | 77.72 | 80.56 | 65.46 | 77.72 | 53.19 | 65.46 | 77.72 | 53.19 | 52.95 | 77.72 | 51.92 | 52.95 | 55.54 | 51.92 | 65.46 | 77.72 | 53.19 | 68.17 | 80.35 | 82.22 | 69.55 | 111.15 | 104.49 | 52.95 | 55.54 | 51.92
231 | 42.88 | 47.85 | 40.31 | 42.88 | 69 | 40.31 | 53.98 | 69 | 81.32 | 53.98 | 69 | 81.32 | 53.98 | 69 | 77.3 | 53.98 | 69 | 77.3 | 42.88 | 69 | 40.31 | 42.88 | 47.85 | 40.31 | 53.98 | 69 | 77.3 | 56.21 | 71.86 | 80.5 | 56.21 | 73.32 | 82.14 | 45.72 | 47.85 | 40.31 | 53.47 | 90 | 52.45 | 53.47 | 92.3 | 52.45 | 75.16 | 92.3 | 103.44 | 75.16 | 92.3 | 103.44 | 75.16 | 92.3 | 78.37 | 75.16 | 92.3 | 78.37 | 53.47 | 92.3 | 52.45 | 53.47 | 90 | 52.45 | 75.16 | 92.3 | 78.37 | 79.06 | 98.3 | 104.49 | 80.67 | 120 | 107.72 | 73.76 | 90 | 52.45
232 | 43.89 | 48.86 | 41.32 | 43.89 | 77.93 | 41.32 | 56.21 | 77.93 | 86.21 | 56.21 | 77.93 | 86.21 | 56.21 | 77.93 | 82.78 | 56.21 | 77.93 | 81.11 | 43.89 | 77.93 | 41.32 | 43.89 | 48.86 | 41.32 | 56.21 | 77.93 | 82.78 | 57.35 | 80.71 | 84.46 | 58.52 | 83.19 | 87.08 | 45.72 | 48.86 | 41.32 | 54.48 | 90 | 53.46 | 54.48 | 103.63 | 53.46 | 81.05 | 104.97 | 108.87 | 81.05 | 104.97 | 108.87 | 81.05 | 103.63 | 108.87 | 81.05 | 103.63 | 108.87 | 54.48 | 103.63 | 53.46 | 54.48 | 90 | 53.46 | 81.05 | 103.63 | 108.87 | 83.56 | 107.13 | 110 | 85.27 | 137.17 | 116.86 | 76.8 | 90 | 53.46
233 | 44.46 | 49.43 | 41.89 | 44.46 | 49.44 | 41.89 | 58.24 | 81.47 | 93.5 | 58.24 | 81.47 | 93.5 | 58.24 | 81.47 | 92.56 | 58.24 | 81.47 | 83.16 | 44.46 | 49.44 | 41.89 | 44.46 | 49.43 | 41.89 | 58.24 | 81.47 | 92.56 | 58.82 | 83.12 | 92.56 | 60.02 | 120 | 94.45 | 45.72 | 49.43 | 41.89 | 55.05 | 90 | 54.03 | 55.05 | 90 | 54.03 | 85.23 | 111.11 | 108.87 | 85.23 | 111.11 | 108.87 | 85.23 | 111.11 | 108.87 | 85.23 | 111.11 | 108.87 | 55.05 | 90 | 54.03 | 55.05 | 90 | 54.03 | 85.23 | 111.11 | 108.87 | 88.73 | 113.4 | 111.11 | 90.54 | 137.17 | 116.87 | 81.2 | 90 | 54.03
234 | 43.51 | 48.48 | 40.94 | 43.51 | 48.48 | 40.94 | 62.21 | 84 | 101.39 | 62.21 | 84 | 101.39 | 62.21 | 84 | 101.39 | 62.21 | 84 | 87.38 | 43.51 | 48.48 | 40.94 | 43.51 | 48.48 | 40.94 | 62.21 | 84 | 101.39 | 63.11 | 85.01 | 102.41 | 64.4 | 120 | 104.5 | 45.72 | 48.48 | 40.94 | 54.1 | 90 | 53.08 | 54.1 | 90 | 53.08 | 89.71 | 111.11 | 108.87 | 89.71 | 111.11 | 108.87 | 89.71 | 111.11 | 108.87 | 89.71 | 111.11 | 108.87 | 54.1 | 90 | 53.08 | 54.1 | 90 | 53.08 | 89.71 | 111.11 | 108.87 | 93.42 | 115.7 | 111.11 | 95.32 | 137.17 | 120 | 80 | 90 | 53.08
235 | 42.48 | 47.45 | 39.91 | 42.48 | 47.45 | 39.91 | 59.42 | 82.46 | 92.37 | 59.42 | 82.46 | 92.37 | 59.42 | 82.46 | 92.37 | 59.42 | 82.46 | 87.38 | 42.48 | 47.45 | 39.91 | 42.48 | 47.45 | 39.91 | 59.42 | 82.46 | 92.37 | 60.02 | 85.01 | 93.3 | 61.24 | 103.66 | 95.2 | 42.48 | 47.45 | 39.91 | 53.07 | 55.66 | 52.05 | 53.07 | 56.61 | 52.05 | 88.01 | 111.11 | 108.87 | 88.01 | 111.11 | 108.87 | 88.01 | 111.11 | 108.87 | 88.01 | 111.11 | 108.87 | 53.07 | 55.66 | 52.05 | 53.07 | 55.66 | 52.05 | 88.01 | 111.11 | 108.87 | 91.65 | 115.7 | 113.37 | 93.52 | 137.17 | 120 | 79.54 | 56.61 | 52.05
236 | 41.91 | 46.88 | 39.35 | 41.91 | 46.88 | 39.35 | 55.07 | 81.63 | 88.26 | 55.07 | 81.63 | 88.26 | 55.07 | 81.63 | 88.26 | 55.07 | 81.63 | 87.37 | 41.91 | 46.88 | 39.35 | 41.91 | 46.88 | 39.35 | 55.07 | 81.63 | 88.26 | 57.35 | 85 | 89.16 | 57.35 | 87.62 | 89.16 | 41.91 | 46.88 | 39.35 | 52.5 | 55.09 | 51.48 | 52.5 | 55.09 | 51.48 | 83.28 | 111.11 | 108.87 | 83.28 | 111.11 | 108.87 | 83.28 | 111.11 | 108.87 | 83.28 | 111.11 | 108.87 | 52.5 | 55.09 | 51.48 | 52.5 | 55.09 | 51.48 | 83.28 | 111.11 | 108.87 | 86.73 | 114.57 | 113.37 | 88.5 | 137.17 | 116.86 | 73.76 | 55.09 | 51.48
237 | 41.72 | 46.69 | 39.15 | 41.72 | 46.69 | 39.15 | 53.79 | 78.76 | 88.26 | 53.79 | 78.76 | 88.26 | 53.79 | 78.76 | 88.26 | 53.79 | 78.76 | 86.21 | 41.72 | 46.69 | 39.15 | 41.72 | 46.69 | 39.15 | 53.79 | 78.76 | 88.26 | 56.58 | 82.01 | 89.15 | 56.58 | 84.54 | 89.15 | 41.72 | 46.69 | 39.15 | 52.31 | 54.9 | 51.28 | 52.31 | 54.9 | 51.28 | 69.59 | 110 | 108.87 | 69.59 | 110 | 108.87 | 69.59 | 110 | 108.87 | 69.59 | 110 | 108.87 | 52.31 | 54.9 | 51.28 | 52.31 | 54.9 | 51.28 | 69.59 | 110 | 108.87 | 84.92 | 113.4 | 113.37 | 85.77 | 137.17 | 116.86 | 52.31 | 54.9 | 51.28
238 | 41.56 | 46.52 | 38.99 | 41.56 | 46.52 | 38.99 | 43.16 | 77.34 | 83.05 | 43.16 | 77.34 | 83.05 | 43.16 | 77.34 | 83.05 | 43.16 | 77.34 | 83.05 | 41.56 | 46.52 | 38.99 | 41.56 | 46.52 | 38.99 | 43.16 | 77.34 | 83.05 | 54.72 | 80.54 | 86.48 | 55.83 | 82.18 | 86.48 | 41.56 | 46.52 | 38.99 | 52.14 | 54.73 | 51.12 | 52.14 | 54.73 | 51.12 | 57.72 | 100.49 | 108.83 | 57.72 | 100.49 | 108.83 | 57.72 | 100.49 | 108.83 | 57.72 | 100.49 | 108.83 | 52.14 | 54.73 | 51.12 | 52.14 | 54.73 | 51.12 | 57.72 | 100.49 | 108.83 | 79.83 | 111.16 | 111.11 | 81.42 | 113.43 | 113.38 | 52.14 | 54.73 | 51.12
239 | 41.17 | 46.14 | 33.06 | 41.17 | 46.14 | 38.6 | 41.88 | 63.19 | 81.11 | 41.88 | 63.19 | 81.11 | 41.88 | 69.97 | 81.11 | 41.88 | 69.97 | 81.11 | 41.17 | 46.14 | 38.6 | 41.17 | 46.14 | 38.6 | 41.88 | 69.97 | 81.11 | 49.82 | 73.6 | 84.46 | 48.83 | 75.1 | 84.46 | 41.17 | 46.14 | 33.06 | 51.76 | 54.35 | 50.73 | 51.76 | 54.35 | 50.73 | 54.92 | 90 | 52.3 | 54.92 | 90 | 52.3 | 57.34 | 90 | 52.3 | 57.34 | 90 | 52.3 | 51.76 | 54.35 | 50.73 | 51.76 | 54.35 | 50.73 | 57.34 | 90 | 52.3 | 73.15 | 105 | 111.11 | 73.86 | 107.14 | 113.38 | 51.76 | 54.35 | 50.73
240 | 40.92 | 45.88 | 29.98 | 40.92 | 45.88 | 38.35 | 40.92 | 62.78 | 80.3 | 40.92 | 62.78 | 80.3 | 41.62 | 62.78 | 80.3 | 41.62 | 62.78 | 80.3 | 40.92 | 45.88 | 38.35 | 40.92 | 45.88 | 38.35 | 41.62 | 62.78 | 80.3 | 42.44 | 69 | 83.62 | 41.59 | 69 | 83.62 | 40.92 | 45.88 | 29.98 | 51.51 | 54.09 | 50.48 | 51.51 | 54.09 | 50.48 | 51.51 | 56.35 | 51.85 | 51.51 | 56.35 | 51.85 | 57.09 | 56.35 | 51.85 | 57.09 | 56.35 | 51.85 | 51.51 | 54.09 | 50.48 | 51.51 | 54.09 | 50.48 | 57.09 | 56.35 | 51.85 | 63.54 | 103.94 | 111.11 | 62.9 | 106.06 | 113.37 | 51.51 | 54.09 | 50.48
241 | 39.17 | 45.57 | 28.21 | 40.6 | 45.57 | 38.03 | 40.6 | 48.18 | 64.59 | 40.6 | 48.18 | 64.59 | 41.31 | 48.18 | 64.59 | 41.31 | 48.18 | 64.59 | 40.6 | 45.57 | 38.03 | 40.6 | 45.57 | 38.03 | 41.31 | 48.18 | 64.59 | 42.14 | 61.51 | 83.62 | 41.3 | 61.51 | 81.96 | 39.17 | 45.57 | 28.21 | 51.19 | 53.78 | 50.17 | 51.19 | 53.78 | 50.17 | 51.19 | 55.06 | 51.35 | 51.19 | 55.06 | 51.35 | 56.77 | 55.06 | 51.35 | 56.77 | 55.06 | 51.35 | 51.19 | 53.78 | 50.17 | 51.19 | 53.78 | 50.17 | 56.77 | 55.06 | 51.35 | 61.44 | 103.94 | 111.11 | 61.44 | 106.06 | 113.37 | 51.19 | 53.78 | 50.17
242 | 40.39 | 45.36 | 28.21 | 40.39 | 45.36 | 37.82 | 40.39 | 47.92 | 55.6 | 40.39 | 47.92 | 55.6 | 41.1 | 47.92 | 55.6 | 41.1 | 47.92 | 55.6 | 40.39 | 45.36 | 37.82 | 40.39 | 45.36 | 37.82 | 41.1 | 47.92 | 55.6 | 41.51 | 61.51 | 83.62 | 41.09 | 61.51 | 81.96 | 40.39 | 45.36 | 28.21 | 50.98 | 53.57 | 49.96 | 50.98 | 53.57 | 49.96 | 50.98 | 54.59 | 50.75 | 50.98 | 54.59 | 50.75 | 56.56 | 54.59 | 50.75 | 56.56 | 54.59 | 50.75 | 50.98 | 53.57 | 49.96 | 50.98 | 53.57 | 49.96 | 56.56 | 54.59 | 50.75 | 61.32 | 103.95 | 110 | 61.32 | 106.06 | 111.11 | 50.98 | 53.57 | 49.96
243 | 40.42 | 45.38 | 31.75 | 40.42 | 45.38 | 37.85 | 40.42 | 45.46 | 39.27 | 40.42 | 45.46 | 39.27 | 41.12 | 47.94 | 39.27 | 41.12 | 47.94 | 39.27 | 40.42 | 45.38 | 37.85 | 40.42 | 45.38 | 37.85 | 41.12 | 47.94 | 39.27 | 40.82 | 61.12 | 83.62 | 40.82 | 60.31 | 81.95 | 40.42 | 45.38 | 31.75 | 51.01 | 53.59 | 49.98 | 51.01 | 53.59 | 49.98 | 51.01 | 54.59 | 50.75 | 51.01 | 54.59 | 50.75 | 56.59 | 54.59 | 50.75 | 56.59 | 54.59 | 50.75 | 51.01 | 53.59 | 49.98 | 51.01 | 53.59 | 49.98 | 56.59 | 54.59 | 50.75 | 60.4 | 103.95 | 110 | 60.4 | 103.95 | 107.8 | 51.01 | 53.59 | 49.98
244 | 40.69 | 45.66 | 33.06 | 40.69 | 45.66 | 38.12 | 40.69 | 45.67 | 39.55 | 40.69 | 45.67 | 39.55 | 41.4 | 48.22 | 39.55 | 41.4 | 48.22 | 39.55 | 40.69 | 45.66 | 38.12 | 40.69 | 45.66 | 38.12 | 41.4 | 48.22 | 39.55 | 41.1 | 61.12 | 82.78 | 41.1 | 60.29 | 81.13 | 40.69 | 45.66 | 33.06 | 51.28 | 53.87 | 50.26 | 51.28 | 53.87 | 50.26 | 51.28 | 53.87 | 50.36 | 51.28 | 53.87 | 50.36 | 56.86 | 53.98 | 50.36 | 56.86 | 53.98 | 50.36 | 51.28 | 53.87 | 50.26 | 51.28 | 53.87 | 50.26 | 56.86 | 53.98 | 50.36 | 60.43 | 103.95 | 110 | 61.67 | 103.95 | 107.8 | 51.28 | 53.87 | 50.26
245 | 41.03 | 46 | 38.47 | 41.03 | 46 | 38.47 | 41.18 | 57.21 | 49.48 | 41.18 | 57.21 | 49.48 | 41.74 | 57.21 | 49.48 | 41.74 | 57.21 | 49.48 | 41.03 | 46 | 38.47 | 41.03 | 46 | 38.47 | 41.74 | 57.21 | 49.48 | 41.59 | 61.12 | 81.96 | 41.59 | 60.29 | 80.32 | 41.03 | 46 | 38.47 | 51.62 | 54.21 | 50.6 | 51.62 | 54.21 | 50.6 | 57.2 | 55.49 | 50.75 | 57.2 | 55.49 | 50.75 | 57.2 | 55.49 | 50.75 | 57.2 | 55.49 | 50.75 | 51.62 | 54.21 | 50.6 | 51.62 | 54.21 | 50.6 | 57.2 | 55.49 | 50.75 | 61.64 | 103.95 | 104.57 | 62.9 | 103.95 | 106.7 | 51.62 | 54.21 | 50.6
246 | 41.39 | 46.36 | 38.83 | 41.39 | 46.36 | 38.83 | 42.24 | 57.51 | 81.11 | 42.24 | 61.71 | 81.11 | 42.24 | 57.51 | 71.79 | 42.24 | 57.51 | 71.79 | 41.39 | 46.36 | 38.83 | 41.39 | 46.36 | 38.83 | 42.24 | 57.51 | 71.79 | 43.54 | 79.1 | 82.78 | 43.98 | 79.9 | 81.93 | 41.39 | 46.36 | 38.83 | 51.98 | 54.57 | 51.3 | 51.98 | 54.57 | 51.3 | 63.86 | 74.87 | 52.88 | 63.86 | 74.87 | 52.88 | 59.95 | 74.87 | 52.14 | 59.95 | 74.87 | 52.14 | 51.98 | 54.57 | 51.3 | 51.98 | 54.57 | 51.3 | 59.95 | 74.87 | 52.14 | 72.9 | 107.13 | 104.57 | 73.64 | 108.21 | 106.7 | 63.86 | 54.57 | 51.3
247 | 42.79 | 47.76 | 40.22 | 42.79 | 65.31 | 40.22 | 55.64 | 78.76 | 84.76 | 55.64 | 78.76 | 84.76 | 55.64 | 78.76 | 83.05 | 55.07 | 78.76 | 83.05 | 42.79 | 65.31 | 40.22 | 42.79 | 47.76 | 40.22 | 55.07 | 78.76 | 83.05 | 56.21 | 82.02 | 86.48 | 57.35 | 82.02 | 85.62 | 45.72 | 65.31 | 40.22 | 53.38 | 55.97 | 52.36 | 53.38 | 90 | 52.36 | 84.15 | 111.11 | 107.67 | 84.15 | 111.11 | 107.67 | 84.15 | 111.11 | 107.67 | 75.9 | 103.63 | 53.63 | 53.38 | 90 | 52.36 | 53.38 | 55.97 | 52.36 | 75.9 | 103.63 | 103.5 | 85 | 112.23 | 110 | 86.73 | 114.52 | 111.11 | 80 | 90 | 52.36
248 | 43.85 | 48.82 | 41.28 | 43.85 | 78.76 | 41.28 | 56.77 | 78.76 | 85.62 | 56.77 | 78.76 | 85.62 | 56.77 | 78.76 | 85.62 | 55.64 | 78.76 | 83.05 | 43.85 | 78.76 | 41.28 | 43.85 | 48.82 | 41.28 | 55.64 | 78.76 | 84.46 | 57.35 | 80.73 | 86.48 | 57.35 | 82.02 | 86.48 | 45.72 | 65.31 | 41.28 | 54.44 | 57.03 | 53.41 | 54.44 | 90 | 53.41 | 84.15 | 110 | 106.7 | 84.15 | 110 | 106.7 | 84.15 | 110 | 106.7 | 83.28 | 104.68 | 53.51 | 54.44 | 90 | 53.41 | 54.44 | 57.03 | 53.41 | 83.28 | 104.68 | 103.5 | 85 | 110 | 105.11 | 86.73 | 114.55 | 111.11 | 80 | 90 | 53.41
249 | 43.7 | 48.66 | 41.13 | 43.7 | 65.31 | 41.13 | 57.93 | 78.31 | 84.46 | 57.93 | 78.31 | 84.46 | 57.93 | 78.31 | 84.46 | 55.64 | 78.31 | 82.78 | 43.7 | 65.31 | 41.13 | 43.7 | 48.66 | 41.13 | 55.64 | 78.31 | 84.46 | 57.35 | 79.1 | 83.62 | 58.51 | 80.71 | 85.32 | 45.72 | 65.31 | 41.13 | 54.28 | 56.87 | 53.26 | 54.28 | 95.87 | 53.26 | 85.86 | 101.85 | 105.63 | 85.86 | 101.85 | 105.63 | 85.86 | 101.85 | 105.63 | 83.28 | 101.85 | 53.36 | 54.28 | 95.87 | 53.26 | 54.28 | 56.87 | 53.26 | 83.28 | 101.85 | 103.5 | 85.86 | 102.88 | 103.5 | 86.73 | 105 | 107.81 | 80 | 95.87 | 53.26
250 | 43.45 | 48.42 | 40.89 | 43.45 | 65.31 | 40.89 | 56.45 | 76.59 | 77.89 | 56.45 | 76.59 | 77.89 | 56.45 | 76.59 | 77.89 | 55.64 | 76.59 | 73 | 43.45 | 65.31 | 40.89 | 43.45 | 48.42 | 40.89 | 55.64 | 76.59 | 77.89 | 57.02 | 77.36 | 76.02 | 57.02 | 77.36 | 78.68 | 45.72 | 65.31 | 40.89 | 54.04 | 56.63 | 53.02 | 54.04 | 90 | 53.02 | 80.7 | 91.47 | 84.85 | 80.7 | 91.47 | 84.85 | 80.7 | 91.47 | 84.85 | 79.07 | 90.56 | 53.02 | 54.04 | 90 | 53.02 | 54.04 | 56.63 | 53.02 | 79.07 | 91.47 | 84.85 | 81.52 | 92.42 | 53.56 | 81.52 | 94.3 | 90.3 | 74.42 | 90 | 53.02
251 | 43.48 | 48.45 | 40.91 | 43.48 | 60.9 | 40.91 | 55.16 | 60.9 | 70.12 | 55.16 | 60.9 | 70.12 | 55.16 | 60.9 | 70.12 | 55.14 | 60.9 | 61.46 | 43.48 | 60.9 | 40.91 | 43.48 | 48.45 | 40.91 | 55.14 | 60.9 | 70.12 | 55.71 | 61.51 | 62.72 | 56.26 | 61.51 | 70.83 | 45.72 | 60.9 | 40.91 | 54.07 | 56.66 | 53.04 | 54.07 | 83.05 | 53.04 | 77.55 | 83.05 | 53.04 | 77.55 | 83.05 | 53.04 | 77.55 | 83.05 | 53.04 | 75.96 | 82.22 | 53.04 | 54.07 | 83.05 | 53.04 | 54.07 | 56.66 | 53.04 | 75.96 | 83.05 | 53.04 | 78.33 | 83.05 | 52.51 | 79.1 | 84.75 | 54.01 | 73.76 | 83.05 | 53.04
252 | 43.1 | 48.07 | 40.53 | 43.1 | 59.68 | 40.53 | 54.72 | 59.68 | 66.35 | 54.72 | 59.68 | 66.35 | 54.72 | 59.68 | 66.35 | 54.72 | 59.68 | 56.04 | 43.1 | 59.68 | 40.53 | 43.1 | 48.07 | 40.53 | 54.72 | 59.68 | 66.35 | 55.28 | 60.29 | 57.2 | 55.38 | 61.51 | 67.02 | 43.1 | 48.07 | 40.53 | 53.69 | 56.28 | 52.66 | 53.69 | 73.13 | 52.66 | 66.15 | 73.13 | 52.66 | 66.15 | 73.13 | 52.66 | 66.15 | 73.13 | 52.66 | 66.15 | 72.4 | 52.66 | 53.69 | 73.13 | 52.66 | 53.69 | 56.28 | 52.66 | 66.15 | 73.13 | 52.66 | 68.17 | 73.13 | 52.14 | 68.88 | 75.39 | 54.01 | 63.54 | 56.61 | 52.66
253 | 42.73 | 47.7 | 40.17 | 42.73 | 59.68 | 40.17 | 50.58 | 59.68 | 66.35 | 50.58 | 59.68 | 66.35 | 50.58 | 59.68 | 66.35 | 50.07 | 59.68 | 61.42 | 42.73 | 59.68 | 40.17 | 42.73 | 47.7 | 40.17 | 50.07 | 59.68 | 66.35 | 51.09 | 60.29 | 62.04 | 51.09 | 61.51 | 67.02 | 42.73 | 47.7 | 40.17 | 53.32 | 55.91 | 52.3 | 53.32 | 73.87 | 52.3 | 64.44 | 73.87 | 52.88 | 64.44 | 73.87 | 52.88 | 64.44 | 73.87 | 52.88 | 63.77 | 72.4 | 52.3 | 53.32 | 73.87 | 52.3 | 53.32 | 55.91 | 52.3 | 63.77 | 73.87 | 52.88 | 65.09 | 73.13 | 51.85 | 66.41 | 75.39 | 54.01 | 63.13 | 56.61 | 52.3
254 | 42.74 | 47.71 | 40.18 | 42.74 | 59.68 | 40.18 | 51.42 | 59.68 | 73.02 | 51.42 | 59.68 | 73.02 | 51.42 | 59.68 | 66.35 | 50.9 | 59.68 | 62.93 | 42.74 | 59.68 | 40.18 | 42.74 | 47.71 | 40.18 | 50.9 | 59.68 | 66.35 | 51.43 | 60.29 | 63.57 | 52.48 | 61.51 | 73.76 | 42.74 | 47.71 | 40.18 | 53.33 | 55.92 | 52.31 | 53.33 | 75.65 | 52.31 | 70.56 | 82.51 | 80.56 | 70.56 | 82.51 | 80.56 | 70.56 | 75.65 | 52.93 | 63.86 | 73.38 | 52.31 | 53.33 | 75.65 | 52.31 | 53.33 | 55.92 | 52.31 | 63.86 | 75.65 | 52.93 | 71.27 | 73.38 | 51.79 | 72.73 | 85.06 | 82.22 | 68.45 | 56.61 | 52.31
255 | 43.4 | 48.37 | 40.84 | 43.4 | 64.07 | 40.84 | 54.52 | 64.07 | 79.52 | 54.52 | 64.07 | 79.52 | 54.52 | 63.43 | 66.35 | 51.39 | 63.43 | 66.35 | 43.4 | 63.43 | 40.84 | 43.4 | 48.37 | 40.84 | 51.39 | 63.43 | 66.35 | 53.98 | 63.43 | 66.35 | 55.64 | 65.39 | 80.32 | 53.44 | 64.07 | 40.84 | 53.99 | 56.58 | 52.97 | 53.99 | 90 | 52.97 | 83.28 | 101.85 | 105.88 | 83.28 | 101.85 | 105.88 | 83.28 | 75.65 | 52.97 | 65.83 | 74.12 | 52.97 | 53.99 | 75.65 | 52.97 | 53.99 | 56.58 | 52.97 | 65.83 | 75.65 | 52.97 | 84.12 | 73.38 | 51.85 | 85.84 | 103.95 | 106.95 | 83.28 | 90 | 52.97
256 | 44.43 | 49.39 | 41.86 | 44.43 | 75.91 | 41.86 | 56.78 | 76.68 | 85.32 | 56.78 | 76.68 | 85.32 | 56.78 | 76.68 | 68.42 | 55.07 | 75.91 | 67.71 | 44.43 | 75.91 | 41.86 | 44.43 | 49.39 | 41.86 | 55.07 | 75.91 | 68.42 | 56.21 | 75.91 | 67.71 | 57.35 | 79.05 | 84.46 | 45.82 | 65.31 | 41.86 | 55.01 | 57.6 | 53.99 | 55.01 | 98.21 | 63.5 | 85.86 | 106.75 | 108.87 | 85.86 | 106.75 | 108.87 | 85.86 | 106.75 | 108.87 | 74.94 | 76.15 | 53.99 | 55.01 | 77.72 | 63.5 | 55.01 | 57.6 | 53.99 | 74.94 | 77.72 | 77.62 | 85 | 75.39 | 51.85 | 86.73 | 108.95 | 109.97 | 84.97 | 98.21 | 63.5
257 | 45.22 | 50.19 | 42.66 | 45.22 | 78.76 | 42.66 | 59.13 | 79.72 | 87.63 | 59.13 | 79.72 | 87.63 | 59.13 | 79.72 | 87.63 | 56.49 | 78.76 | 83.05 | 45.22 | 78.76 | 42.66 | 45.22 | 50.19 | 42.66 | 56.49 | 78.76 | 83.05 | 58.53 | 80.37 | 83.16 | 59.72 | 82.01 | 86.75 | 45.72 | 65.31 | 42.66 | 55.81 | 58.4 | 54.79 | 55.81 | 100 | 63.5 | 88.37 | 111.11 | 108.87 | 88.37 | 111.11 | 108.87 | 88.37 | 111.11 | 108.87 | 84.85 | 103.6 | 54.79 | 55.81 | 100 | 63.5 | 55.81 | 58.4 | 54.79 | 84.85 | 103.6 | 103.5 | 87.48 | 102.56 | 51.85 | 89.26 | 113.4 | 109.97 | 86.57 | 98.21 | 63.5
258 | 44.24 | 49.2 | 41.67 | 44.24 | 80.38 | 49.83 | 59.48 | 80.38 | 88.26 | 59.48 | 80.38 | 88.26 | 59.48 | 80.38 | 88.26 | 58.88 | 80.38 | 84.49 | 44.24 | 80.38 | 49.83 | 44.24 | 49.2 | 41.67 | 58.88 | 80.38 | 88.26 | 58.88 | 80.38 | 84.76 | 60.08 | 82.01 | 87.38 | 55.42 | 65.31 | 57.07 | 54.82 | 57.41 | 53.8 | 54.82 | 100 | 90 | 87.18 | 111.11 | 108.87 | 87.18 | 111.11 | 108.87 | 87.18 | 111.11 | 108.87 | 84.57 | 103.6 | 53.9 | 54.82 | 100 | 90 | 54.82 | 57.41 | 53.8 | 84.57 | 103.6 | 103.5 | 86.31 | 102.56 | 53.36 | 88.06 | 113.4 | 109.97 | 87.18 | 98.21 | 90
259 | 43.24 | 48.21 | 40.68 | 43.24 | 80.38 | 48.83 | 57.93 | 80.38 | 88.26 | 57.93 | 80.38 | 88.26 | 57.93 | 80.38 | 88.26 | 57.93 | 80.38 | 83.16 | 43.24 | 80.38 | 48.83 | 43.24 | 48.21 | 40.68 | 57.93 | 80.38 | 88.26 | 57.35 | 80.38 | 84 | 58.51 | 82.01 | 87.38 | 45.72 | 65.31 | 48.83 | 53.83 | 56.42 | 52.81 | 53.83 | 102.56 | 90 | 84.97 | 111.11 | 108.87 | 84.97 | 111.11 | 108.87 | 84.97 | 111.11 | 108.87 | 83.28 | 102.56 | 52.81 | 53.83 | 102.56 | 90 | 53.83 | 56.42 | 52.81 | 83.28 | 102.56 | 103.5 | 85 | 101.54 | 51.85 | 86.73 | 113.4 | 109.97 | 84.97 | 98.21 | 90
260 | 41.88 | 46.85 | 39.31 | 41.88 | 80.38 | 39.31 | 56.21 | 80.38 | 87.1 | 56.21 | 80.38 | 87.1 | 56.21 | 80.38 | 87.1 | 56.21 | 80.38 | 84.49 | 41.88 | 80.38 | 39.31 | 41.88 | 46.85 | 39.31 | 56.21 | 80.38 | 87.1 | 56.77 | 80.38 | 84.49 | 56.77 | 81.23 | 86.23 | 45.72 | 65.31 | 39.31 | 52.47 | 55.06 | 51.45 | 52.47 | 98.21 | 51.61 | 83.3 | 111.11 | 108.87 | 83.3 | 111.11 | 108.87 | 83.3 | 111.11 | 108.87 | 83.28 | 102.56 | 51.61 | 52.47 | 98.21 | 51.61 | 52.47 | 55.06 | 51.45 | 83.28 | 102.56 | 103.5 | 84.14 | 101.54 | 51.09 | 85.86 | 112.23 | 109.97 | 81.63 | 98.21 | 51.61
261 | 41.59 | 46.56 | 39.02 | 41.59 | 77.14 | 39.02 | 51.36 | 77.16 | 85.32 | 51.36 | 77.16 | 85.32 | 51.36 | 77.16 | 85.32 | 51.36 | 77.16 | 81.11 | 41.59 | 77.14 | 39.02 | 41.59 | 46.56 | 39.02 | 51.36 | 77.16 | 85.32 | 51.88 | 77.93 | 80.3 | 52.41 | 79.25 | 84.46 | 41.59 | 46.56 | 39.02 | 52.18 | 54.77 | 51.16 | 52.18 | 85 | 51.61 | 78.28 | 106.75 | 108.87 | 78.28 | 106.75 | 108.87 | 78.28 | 106.75 | 108.87 | 78.28 | 97.51 | 51.61 | 52.18 | 85 | 51.61 | 52.18 | 54.77 | 51.16 | 78.28 | 97.51 | 103.5 | 79.07 | 96.53 | 50 | 80.69 | 107.83 | 109.97 | 75.2 | 56.61 | 51.61
262 | 41.34 | 46.31 | 38.78 | 41.34 | 61.71 | 38.78 | 47.84 | 69.7 | 81.96 | 47.84 | 69.7 | 81.96 | 47.84 | 69.7 | 81.96 | 47.84 | 69.7 | 81.11 | 41.34 | 61.71 | 38.78 | 41.34 | 46.31 | 38.78 | 47.84 | 69.7 | 81.96 | 48.32 | 70.4 | 80.3 | 48.81 | 71.84 | 82.78 | 41.34 | 46.31 | 38.78 | 51.93 | 54.52 | 50.91 | 51.93 | 56.61 | 51.61 | 69.87 | 92.03 | 106.7 | 69.87 | 92.03 | 106.7 | 69.87 | 92.03 | 103.5 | 69.87 | 92.03 | 51.61 | 51.93 | 56.61 | 51.61 | 51.93 | 54.52 | 50.91 | 69.87 | 92.03 | 103.5 | 71.45 | 91.11 | 50 | 72.9 | 102.88 | 107.78 | 64.44 | 56.61 | 51.61
263 | 40.94 | 45.91 | 38.37 | 40.94 | 45.91 | 38.37 | 41.65 | 64.85 | 80.3 | 41.65 | 64.85 | 80.3 | 41.65 | 64.85 | 80.3 | 41.65 | 64.85 | 80.29 | 40.94 | 45.91 | 38.37 | 40.94 | 45.91 | 38.37 | 41.65 | 64.85 | 80.3 | 42.07 | 64.85 | 79.49 | 42.07 | 66.18 | 81.11 | 40.94 | 45.91 | 38.37 | 51.53 | 54.12 | 50.5 | 51.53 | 54.12 | 51.61 | 65.72 | 79.13 | 95.99 | 65.72 | 79.13 | 95.99 | 65.72 | 79.13 | 95.99 | 65.72 | 79.13 | 50.75 | 51.53 | 54.12 | 51.61 | 51.53 | 54.12 | 50.5 | 65.72 | 79.13 | 95.99 | 67.88 | 78.34 | 50 | 69.26 | 91.47 | 96.96 | 60.61 | 54.12 | 51.61
264 | 40.85 | 45.82 | 38.28 | 40.85 | 45.82 | 38.28 | 41.56 | 59.07 | 80.3 | 41.56 | 59.07 | 80.3 | 41.56 | 59.07 | 80.3 | 41.56 | 59.07 | 80.29 | 40.85 | 45.82 | 38.28 | 40.85 | 45.82 | 38.28 | 41.56 | 59.07 | 80.3 | 41.98 | 59.07 | 79.49 | 41.98 | 60.27 | 81.11 | 40.85 | 45.82 | 38.28 | 51.44 | 54.03 | 50.42 | 51.44 | 54.03 | 51.3 | 58.28 | 73.13 | 81.85 | 58.28 | 77.89 | 81.85 | 58.28 | 73.13 | 80.41 | 58.28 | 73.13 | 50.75 | 51.44 | 54.03 | 51.3 | 51.44 | 54.03 | 50.42 | 58.28 | 73.13 | 80.41 | 61.64 | 72.4 | 50 | 62.9 | 91.47 | 96.03 | 54.26 | 54.03 | 63.5
265 | 40.62 | 45.58 | 38.05 | 40.62 | 45.58 | 38.05 | 40.91 | 56.47 | 71.55 | 40.91 | 56.47 | 71.55 | 41.32 | 56.47 | 71.55 | 41.32 | 56.47 | 71.55 | 40.62 | 45.58 | 38.05 | 40.62 | 45.58 | 38.05 | 41.32 | 56.47 | 71.55 | 40.91 | 56.47 | 70.83 | 41.32 | 58.48 | 72.28 | 40.62 | 45.58 | 38.05 | 51.2 | 53.79 | 50.18 | 51.2 | 53.79 | 51.3 | 56.78 | 72.89 | 84.09 | 56.78 | 78.54 | 84.09 | 56.78 | 72.89 | 80.17 | 56.78 | 72.89 | 50.75 | 51.2 | 53.79 | 51.3 | 51.2 | 53.79 | 50.18 | 56.78 | 72.89 | 80.17 | 60.35 | 72.16 | 50.24 | 61.58 | 91.47 | 95.68 | 54.69 | 53.79 | 64.79
266 | 40.46 | 45.42 | 37.89 | 40.46 | 45.42 | 37.89 | 40.77 | 55.49 | 72.27 | 40.77 | 55.49 | 72.27 | 41.16 | 55.49 | 72.27 | 41.16 | 55.49 | 71.55 | 40.46 | 45.42 | 37.89 | 40.46 | 45.42 | 37.89 | 41.16 | 55.49 | 72.27 | 40.75 | 56.05 | 71.55 | 41.18 | 58.48 | 73.01 | 40.46 | 45.42 | 37.89 | 51.05 | 53.63 | 50.02 | 51.05 | 53.63 | 51.3 | 56.63 | 67.78 | 84.85 | 56.63 | 78.54 | 84.85 | 56.63 | 67.78 | 84.85 | 56.63 | 67.78 | 51.26 | 51.05 | 53.63 | 51.3 | 51.05 | 53.63 | 50.02 | 56.63 | 67.78 | 84.85 | 57.2 | 67.1 | 50.75 | 58.36 | 84.18 | 95.68 | 53.8 | 53.63 | 64.79
267 | 40.45 | 45.42 | 37.89 | 40.45 | 45.42 | 37.89 | 40.45 | 55.49 | 64.2 | 40.45 | 55.49 | 64.2 | 41.16 | 55.49 | 64.2 | 41.16 | 55.49 | 62.92 | 40.45 | 45.42 | 37.89 | 40.45 | 45.42 | 37.89 | 41.16 | 55.49 | 64.2 | 40.75 | 56.05 | 63.55 | 40.86 | 58.48 | 64.85 | 40.45 | 45.42 | 37.89 | 51.04 | 53.63 | 50.02 | 51.04 | 53.63 | 51.3 | 56.62 | 67.78 | 81.85 | 56.62 | 77.89 | 81.85 | 56.62 | 67.78 | 77.62 | 56.62 | 67.78 | 52.37 | 51.04 | 53.63 | 51.3 | 51.04 | 53.63 | 50.02 | 56.62 | 67.78 | 77.62 | 57.2 | 67.78 | 51.85 | 58.36 | 84.18 | 97.98 | 54.69 | 53.63 | 64.79
268 | 40.7 | 45.66 | 38.13 | 40.7 | 45.67 | 38.13 | 40.77 | 55.49 | 64.86 | 40.77 | 55.49 | 64.86 | 41.41 | 55.49 | 63.57 | 41.41 | 55.49 | 63.57 | 40.7 | 45.67 | 38.13 | 40.7 | 45.67 | 38.13 | 41.41 | 55.49 | 63.57 | 40.99 | 56.05 | 64.21 | 41.18 | 58.48 | 65.52 | 40.7 | 45.67 | 43.47 | 51.29 | 53.88 | 50.26 | 51.29 | 67.78 | 51.3 | 56.87 | 67.78 | 77.62 | 56.87 | 67.78 | 77.62 | 56.87 | 67.78 | 77.62 | 56.87 | 67.78 | 77.62 | 51.29 | 67.78 | 51.3 | 51.29 | 53.88 | 50.26 | 56.87 | 67.78 | 77.62 | 57.44 | 68.46 | 76.85 | 58.61 | 85.05 | 95.68 | 56.87 | 67.78 | 76.08
269 | 41.01 | 45.98 | 38.45 | 41.01 | 58.39 | 38.45 | 41.72 | 58.39 | 66.87 | 41.72 | 58.39 | 66.87 | 41.72 | 58.39 | 65.01 | 41.72 | 58.39 | 64.21 | 41.01 | 58.39 | 38.45 | 41.01 | 45.98 | 38.45 | 41.72 | 58.39 | 65.01 | 41.59 | 58.98 | 64.86 | 42.14 | 60.29 | 67.54 | 41.72 | 58.39 | 70.12 | 51.6 | 54.19 | 50.58 | 51.6 | 82.03 | 51.3 | 60.73 | 82.03 | 99 | 60.73 | 82.03 | 99 | 59.5 | 72.04 | 77.62 | 59.5 | 72.04 | 77.62 | 51.6 | 72.04 | 51.3 | 51.6 | 54.19 | 50.58 | 59.5 | 72.04 | 77.62 | 61.34 | 72.04 | 77.62 | 62.6 | 85.05 | 102.88 | 60.73 | 82.03 | 99
270 | 41.37 | 46.34 | 38.8 | 41.37 | 69.99 | 38.8 | 51.14 | 69.99 | 85.34 | 51.14 | 69.99 | 85.34 | 49.61 | 69.27 | 80.3 | 49.61 | 69.27 | 80.3 | 41.37 | 69.27 | 38.8 | 41.37 | 46.34 | 38.8 | 49.61 | 69.27 | 80.3 | 50.63 | 70.7 | 82.78 | 51.66 | 72.14 | 84.49 | 51.14 | 69.99 | 83.99 | 51.96 | 54.55 | 51.3 | 51.96 | 86.55 | 51.3 | 75.9 | 101.85 | 107.78 | 75.9 | 101.85 | 107.78 | 70.49 | 99.82 | 107.78 | 70.49 | 99.82 | 107.78 | 51.96 | 86.55 | 51.3 | 51.96 | 54.55 | 51.3 | 70.49 | 86.55 | 107.78 | 75.14 | 100.83 | 108.87 | 76.66 | 103.95 | 110 | 75.9 | 101.85 | 107.78
271 | 44.2 | 49.16 | 41.63 | 44.2 | 83.37 | 41.63 | 59.96 | 85.62 | 114.52 | 59.96 | 85.62 | 114.52 | 59.96 | 85.62 | 114.52 | 58 | 82.22 | 83.89 | 44.2 | 82.22 | 41.63 | 44.2 | 49.16 | 41.63 | 58 | 82.22 | 83.89 | 58.6 | 83.89 | 87.36 | 60.41 | 86.48 | 113.38 | 59.96 | 85.62 | 109.25 | 54.79 | 57.38 | 53.76 | 54.79 | 103.29 | 53.76 | 99.84 | 120 | 115.7 | 99.84 | 120 | 115.7 | 99.84 | 120 | 115.7 | 93.95 | 114.28 | 108.87 | 54.79 | 103.29 | 53.76 | 54.79 | 57.38 | 53.76 | 93.95 | 103.29 | 103.5 | 95.89 | 116.64 | 110 | 100.85 | 121.21 | 116.87 | 99.84 | 120 | 113.4
272 | 47.55 | 52.52 | 44.98 | 47.55 | 86.73 | 44.98 | 63.73 | 99.04 | 120 | 63.73 | 99.04 | 120 | 63.73 | 99.04 | 120 | 60.58 | 94.14 | 88.46 | 47.55 | 86.73 | 44.98 | 47.55 | 52.52 | 44.98 | 60.58 | 89.04 | 88.46 | 61.2 | 98.04 | 89.35 | 64.37 | 100.04 | 120 | 63.73 | 97.06 | 101.85 | 58.14 | 60.73 | 57.12 | 58.14 | 108.68 | 57.12 | 108.68 | 120 | 115.7 | 108.68 | 120 | 115.7 | 108.68 | 120 | 115.7 | 102.95 | 114.28 | 108.87 | 58.14 | 108.68 | 57.12 | 58.14 | 60.73 | 57.12 | 102.95 | 108.68 | 103.5 | 107.21 | 118.79 | 111.11 | 109.78 | 121.21 | 116.87 | 108.68 | 120 | 113.4
273 | 47.2 | 52.17 | 44.63 | 47.2 | 86.38 | 44.63 | 63.09 | 105 | 120 | 63.09 | 105 | 120 | 63.09 | 105 | 120 | 60.58 | 101.85 | 90.29 | 47.2 | 86.38 | 44.63 | 47.2 | 52.17 | 44.63 | 60.58 | 89.04 | 90.29 | 61.2 | 106.06 | 94.02 | 63.73 | 108.23 | 120 | 63.09 | 90 | 90 | 57.79 | 60.38 | 56.77 | 57.79 | 108.68 | 56.77 | 108.33 | 120 | 115.7 | 108.33 | 120 | 115.7 | 108.33 | 120 | 115.7 | 102.95 | 114.28 | 108.87 | 57.79 | 108.68 | 56.77 | 57.79 | 60.38 | 56.77 | 102.95 | 108.68 | 103.5 | 107.21 | 119.01 | 113.37 | 109.42 | 121.44 | 116.87 | 108.33 | 117.61 | 108.68
274 | 45.44 | 50.41 | 42.87 | 45.44 | 84.62 | 42.87 | 62.46 | 97.49 | 110.45 | 62.46 | 97.49 | 110.45 | 62.46 | 97.49 | 90.29 | 59.36 | 94.56 | 90.29 | 45.44 | 84.62 | 42.87 | 45.44 | 50.41 | 42.87 | 59.36 | 84.62 | 90.29 | 61.2 | 98.47 | 94.02 | 63.09 | 100.48 | 109.34 | 62.46 | 88.16 | 90 | 56.03 | 58.62 | 55.01 | 56.03 | 101.9 | 55.01 | 108.3 | 120 | 114.55 | 108.3 | 120 | 114.55 | 108.3 | 120 | 114.55 | 90 | 114.28 | 108.87 | 56.03 | 101.9 | 55.01 | 56.03 | 58.62 | 55.01 | 90 | 101.9 | 103.5 | 107.21 | 119.01 | 113.37 | 109.4 | 121.44 | 115.7 | 108.3 | 110.66 | 108.68
275 | 43.99 | 49.74 | 41.42 | 43.99 | 82.22 | 41.42 | 62.46 | 105 | 110.28 | 62.46 | 105 | 110.28 | 62.46 | 104.99 | 84.49 | 60.58 | 101.85 | 84.49 | 43.99 | 82.22 | 41.42 | 43.99 | 49.74 | 41.42 | 60.58 | 82.22 | 84.49 | 61.2 | 106.06 | 106.06 | 63.09 | 108.22 | 109.33 | 62.46 | 82.22 | 77.11 | 54.58 | 80 | 53.56 | 54.58 | 101.85 | 53.56 | 106.14 | 120 | 114.52 | 106.14 | 120 | 114.52 | 106.14 | 120 | 114.52 | 102.95 | 114.28 | 108.87 | 54.58 | 101.85 | 53.56 | 54.58 | 80 | 53.56 | 102.95 | 103.29 | 103.5 | 105.08 | 119.01 | 113.37 | 107.21 | 121.44 | 115.68 | 106.14 | 101.85 | 107.67
276 | 43.12 | 61.71 | 40.55 | 43.12 | 82.3 | 40.55 | 61.82 | 110.98 | 111.55 | 61.82 | 110.98 | 111.55 | 61.82 | 110.98 | 101.85 | 59.98 | 110.98 | 101.85 | 43.12 | 82.3 | 40.55 | 43.12 | 61.71 | 40.55 | 59.98 | 82.3 | 82.78 | 61.2 | 115.57 | 108.23 | 62.44 | 117.92 | 110.43 | 61.82 | 82.3 | 77.11 | 53.71 | 90 | 52.69 | 53.71 | 90 | 52.69 | 106.14 | 120 | 114.51 | 106.14 | 120 | 114.51 | 106.14 | 120 | 114.51 | 102.95 | 120 | 108.87 | 53.71 | 90 | 52.69 | 53.71 | 90 | 52.69 | 102.95 | 90 | 91.21 | 107.21 | 124.96 | 113.37 | 107.21 | 127.51 | 115.67 | 106.14 | 90 | 103.4
277 | 42.57 | 61.71 | 40 | 42.57 | 81.75 | 40 | 61.27 | 110.98 | 120 | 61.27 | 110.98 | 120 | 61.27 | 110.98 | 110 | 58.77 | 110.98 | 110 | 42.57 | 81.75 | 40 | 42.57 | 61.71 | 40 | 58.77 | 81.75 | 80.91 | 61.2 | 115.57 | 117.58 | 61.89 | 117.93 | 121.2 | 61.27 | 81.75 | 77.11 | 53.16 | 100 | 52.14 | 53.16 | 100 | 52.14 | 104.03 | 124.8 | 114.52 | 104.03 | 124.8 | 114.52 | 104.03 | 124.8 | 114.52 | 102.95 | 124.8 | 108.87 | 53.16 | 100 | 52.14 | 53.16 | 100 | 52.14 | 102.95 | 100 | 84.51 | 105.08 | 129.96 | 113.37 | 107.21 | 132.61 | 115.68 | 104.03 | 100 | 104.44
278 | 41.9 | 46.87 | 39.33 | 41.9 | 81.07 | 39.33 | 60.6 | 110.98 | 121.72 | 60.6 | 110.98 | 121.72 | 60.6 | 110.98 | 101.85 | 58.77 | 110.98 | 101.85 | 41.9 | 81.07 | 39.33 | 41.9 | 46.87 | 39.33 | 58.77 | 81.07 | 82.78 | 61.2 | 115.57 | 120.83 | 61.21 | 117.93 | 122.95 | 60.6 | 81.07 | 77.11 | 52.48 | 55.07 | 51.46 | 52.48 | 100 | 51.46 | 104.03 | 138.98 | 115.7 | 104.03 | 141.85 | 115.7 | 104.03 | 138.98 | 115.7 | 102.95 | 138.98 | 108.87 | 52.48 | 100 | 51.61 | 52.48 | 55.07 | 51.46 | 102.95 | 100 | 89.71 | 105.08 | 147.71 | 113.37 | 107.21 | 150.73 | 116.87 | 104.03 | 100 | 104.44
279 | 42.14 | 61.71 | 39.57 | 42.14 | 81.31 | 39.57 | 60.83 | 110.44 | 121.72 | 60.83 | 110.44 | 121.72 | 60.83 | 110 | 82.78 | 58.77 | 110 | 82.78 | 42.14 | 81.31 | 39.57 | 42.14 | 61.71 | 39.57 | 58.77 | 81.31 | 82.78 | 60.58 | 115.57 | 120.83 | 61.45 | 117.93 | 122.95 | 60.83 | 90 | 90 | 52.72 | 100 | 51.7 | 52.72 | 100 | 51.7 | 104.03 | 120 | 116.47 | 104.03 | 141.85 | 116.47 | 104.03 | 120 | 116.47 | 102.95 | 114.59 | 108.93 | 52.72 | 100 | 51.7 | 52.72 | 100 | 51.7 | 102.95 | 100 | 99.42 | 105.08 | 144.77 | 114.12 | 107.21 | 147.73 | 117.65 | 104.03 | 120 | 114.15
280 | 42.77 | 61.71 | 40.2 | 42.77 | 81.95 | 40.2 | 61.82 | 110.98 | 122.06 | 61.82 | 110.98 | 122.06 | 61.82 | 110.98 | 78.24 | 58.77 | 110.98 | 78.24 | 42.77 | 81.95 | 40.2 | 42.77 | 61.71 | 40.2 | 58.77 | 81.95 | 70.51 | 61.2 | 115.57 | 120.83 | 62.44 | 117.93 | 123.29 | 61.82 | 90 | 90 | 53.36 | 112.55 | 55.7 | 53.36 | 112.55 | 55.7 | 108.29 | 125 | 144.64 | 108.29 | 141.85 | 144.64 | 108.29 | 125 | 125 | 102.95 | 125 | 108.83 | 53.36 | 112.55 | 55.7 | 53.36 | 112.55 | 55.7 | 102.95 | 112.55 | 55.7 | 107.21 | 147.71 | 146.67 | 109.39 | 152.26 | 149.66 | 108.29 | 125 | 138.04
281 | 43.58 | 48.55 | 41.02 | 43.58 | 82.76 | 41.02 | 64.39 | 117.82 | 123.31 | 64.39 | 117.82 | 123.31 | 64.39 | 117.82 | 123.31 | 61.2 | 110 | 78.24 | 43.58 | 82.76 | 41.02 | 43.58 | 48.55 | 41.02 | 61.2 | 82.76 | 59.94 | 63.73 | 122.69 | 122.06 | 65.04 | 126.47 | 124.55 | 64.39 | 90 | 90 | 54.17 | 56.76 | 53.15 | 54.17 | 100 | 53.15 | 137.01 | 125.81 | 148.15 | 137.01 | 141.85 | 148.15 | 137.01 | 125 | 125 | 137.01 | 125 | 90.75 | 54.17 | 100 | 53.15 | 54.17 | 56.76 | 53.15 | 137.01 | 100 | 53.15 | 139.84 | 147.71 | 149.64 | 142.69 | 250 | 152.7 | 137.01 | 125.81 | 138.04
282 | 43.04 | 48.06 | 40.48 | 43.04 | 82.22 | 40.48 | 63.7 | 117.82 | 123.31 | 63.7 | 117.82 | 123.31 | 63.7 | 117.82 | 123.31 | 61.2 | 110 | 70.51 | 43.04 | 82.22 | 70.51 | 43.04 | 48.06 | 40.48 | 61.2 | 82.22 | 70.51 | 63.06 | 122.69 | 122.06 | 64.34 | 126.47 | 124.55 | 63.7 | 90 | 77.11 | 53.63 | 56.22 | 52.61 | 53.63 | 112.82 | 52.61 | 120 | 125.27 | 148.15 | 120 | 141.85 | 148.15 | 120 | 125 | 125 | 90.18 | 125 | 90.75 | 53.63 | 112.82 | 55.7 | 53.63 | 56.22 | 52.61 | 90.18 | 112.82 | 55.7 | 121.21 | 147.71 | 149.64 | 123.69 | 250 | 152.7 | 120 | 125.27 | 138.04
283 | 41.83 | 46.8 | 39.26 | 41.83 | 81.01 | 39.26 | 62.43 | 116.64 | 123.31 | 62.43 | 116.64 | 123.31 | 62.43 | 116.64 | 81.11 | 61.8 | 116.64 | 81.11 | 41.83 | 81.01 | 39.26 | 41.83 | 46.8 | 39.26 | 61.8 | 82.22 | 70.51 | 63.06 | 122.69 | 122.06 | 64.34 | 126.47 | 124.55 | 62.43 | 81.01 | 77.11 | 52.42 | 55.01 | 51.4 | 52.42 | 102.02 | 51.4 | 102.96 | 130.81 | 143.7 | 102.96 | 141.85 | 143.7 | 102.96 | 130.81 | 125 | 102.96 | 130.81 | 120.27 | 52.42 | 102.02 | 51.61 | 52.42 | 55.01 | 51.4 | 102.96 | 102.02 | 55.7 | 105.08 | 147.71 | 149.64 | 107.23 | 152.26 | 152.7 | 102.96 | 130.81 | 138.04
284 | 41.53 | 46.5 | 38.96 | 41.53 | 80.71 | 38.96 | 60.23 | 109.88 | 122.05 | 60.23 | 109.88 | 122.05 | 58.77 | 109.88 | 101.85 | 58.77 | 109.88 | 101.85 | 41.53 | 80.71 | 38.96 | 41.53 | 46.5 | 38.96 | 58.77 | 82.22 | 70.51 | 61.2 | 115.58 | 120.83 | 62.44 | 119.14 | 123.29 | 57.6 | 80.71 | 77.11 | 52.12 | 54.71 | 51.3 | 52.12 | 102.02 | 51.3 | 102.65 | 123.76 | 143.7 | 102.65 | 141.85 | 143.7 | 102.65 | 123.76 | 125 | 101.92 | 123.76 | 120.27 | 52.12 | 102.02 | 51.61 | 52.12 | 54.71 | 51.3 | 101.92 | 102.02 | 55.7 | 105.08 | 147.71 | 149.64 | 107.21 | 152.26 | 152.7 | 102.65 | 102.02 | 108.68
285 | 41.43 | 46.4 | 38.86 | 41.43 | 80.61 | 38.86 | 57.58 | 109.29 | 121.72 | 57.58 | 109.29 | 121.72 | 57.58 | 109.29 | 113.69 | 57.58 | 109.29 | 113.69 | 41.43 | 80.61 | 38.86 | 41.43 | 46.4 | 38.86 | 57.58 | 82.22 | 70.51 | 59.96 | 115.57 | 120.83 | 59.96 | 117.93 | 122.95 | 56.43 | 80.61 | 77.11 | 52.02 | 54.61 | 51.3 | 52.02 | 102.02 | 51.3 | 100.83 | 120 | 143.7 | 100.83 | 140.87 | 143.7 | 100.83 | 120 | 113.17 | 100.83 | 120 | 113.17 | 52.02 | 102.02 | 51.61 | 52.02 | 54.61 | 51.3 | 100.83 | 102.02 | 55.7 | 103.95 | 147.71 | 146.67 | 106.06 | 152.26 | 149.66 | 100.83 | 102.02 | 107.67
286 | 41.28 | 46.24 | 38.71 | 41.28 | 70.5 | 38.71 | 55.13 | 95.67 | 120 | 55.13 | 100.55 | 120 | 55.13 | 95.67 | 86.77 | 55.13 | 95.67 | 86.77 | 41.28 | 70.5 | 38.71 | 41.28 | 46.25 | 38.71 | 55.13 | 82.22 | 70.51 | 57.41 | 115.57 | 120.83 | 57.41 | 117.93 | 121.21 | 48.32 | 70.5 | 50 | 51.87 | 54.46 | 51.3 | 51.87 | 90 | 51.3 | 82.39 | 110 | 143.15 | 82.39 | 125 | 143.15 | 82.39 | 110 | 61.65 | 82.39 | 110 | 61.65 | 51.87 | 90 | 51.61 | 51.87 | 54.46 | 51.3 | 82.39 | 102.02 | 58.01 | 99.59 | 147.71 | 146.67 | 101.61 | 150.73 | 149.64 | 82.39 | 90 | 90
287 | 41.02 | 45.99 | 38.45 | 41.02 | 45.99 | 38.45 | 52.58 | 77.36 | 119.8 | 52.58 | 77.36 | 119.8 | 52.58 | 77.36 | 81.11 | 52.58 | 77.36 | 81.11 | 41.02 | 45.99 | 38.45 | 41.02 | 45.99 | 38.45 | 52.58 | 77.36 | 70.51 | 55.88 | 106.06 | 120.83 | 56.21 | 108.22 | 121.01 | 42.75 | 45.99 | 38.45 | 51.61 | 54.2 | 51.3 | 51.61 | 56.61 | 51.3 | 69.99 | 95.99 | 142.89 | 69.99 | 110.45 | 142.89 | 69.99 | 95.99 | 61.65 | 69.99 | 95.99 | 61.65 | 51.61 | 56.61 | 51.61 | 51.61 | 54.2 | 51.3 | 69.99 | 95.99 | 58.01 | 85 | 144.77 | 146.67 | 86.73 | 147.73 | 149.64 | 66.5 | 56.61 | 64.79
288 | 41.08 | 46.04 | 38.51 | 41.08 | 46.04 | 38.51 | 43.84 | 73.34 | 117.24 | 43.84 | 73.34 | 117.24 | 43.84 | 73.34 | 79.5 | 43.84 | 73.34 | 79.5 | 41.08 | 46.04 | 38.51 | 41.08 | 46.04 | 38.51 | 43.84 | 73.34 | 54.98 | 52.21 | 86.73 | 118.42 | 53.27 | 88.5 | 120 | 41.08 | 46.04 | 38.51 | 51.66 | 54.25 | 51.3 | 51.66 | 54.25 | 51.3 | 61.4 | 94.08 | 110 | 61.4 | 99.41 | 110 | 61.4 | 94.08 | 51.91 | 61.4 | 94.08 | 51.91 | 51.66 | 54.25 | 51.3 | 51.66 | 54.25 | 51.3 | 61.4 | 94.08 | 51.82 | 75.9 | 129.42 | 112.27 | 77.44 | 132.05 | 114.55 | 57.19 | 54.25 | 53.17
289 | 40.82 | 45.79 | 38.25 | 40.82 | 45.79 | 38.25 | 42.88 | 66.86 | 115.16 | 42.88 | 66.86 | 115.16 | 42.88 | 66.86 | 54.98 | 42.88 | 66.86 | 54.98 | 40.82 | 45.79 | 38.25 | 40.82 | 45.79 | 38.25 | 42.88 | 66.86 | 54.98 | 48.32 | 79.1 | 116.32 | 48.32 | 80.71 | 116.32 | 40.82 | 45.79 | 38.25 | 51.41 | 54 | 51.3 | 51.41 | 54 | 51.3 | 56.99 | 86.14 | 108.87 | 56.99 | 103.92 | 108.87 | 56.99 | 86.14 | 51.61 | 56.99 | 86.14 | 51.61 | 51.41 | 54 | 51.3 | 51.41 | 54 | 51.3 | 56.99 | 86.14 | 51.61 | 72.9 | 116.64 | 111.11 | 74.38 | 119.01 | 113.37 | 54.87 | 54 | 53.17
290 | 40.61 | 45.58 | 38.05 | 40.61 | 45.58 | 38.05 | 41.32 | 59.82 | 101.85 | 41.32 | 64.9 | 101.85 | 41.32 | 59.82 | 39.44 | 41.32 | 59.82 | 39.44 | 40.61 | 45.58 | 38.05 | 40.61 | 45.58 | 38.05 | 41.32 | 59.82 | 39.44 | 42.17 | 77.52 | 100.83 | 42.17 | 79.1 | 102.89 | 40.61 | 45.58 | 38.05 | 51.2 | 53.79 | 50.18 | 51.2 | 53.79 | 50.18 | 56.78 | 75.39 | 107.67 | 56.78 | 113.4 | 107.67 | 56.78 | 75.39 | 50.28 | 56.78 | 75.39 | 50.28 | 51.2 | 53.79 | 50.18 | 51.2 | 53.79 | 50.18 | 56.78 | 75.39 | 50.28 | 65 | 77.72 | 52.4 | 66.32 | 116.64 | 111.11 | 52.89 | 53.79 | 53.17
291 | 40.51 | 45.48 | 37.94 | 40.51 | 45.48 | 37.94 | 41.22 | 53.14 | 85.7 | 41.22 | 62.35 | 85.7 | 41.22 | 53.14 | 39.37 | 41.22 | 53.14 | 39.37 | 40.51 | 45.48 | 37.94 | 40.51 | 45.48 | 37.94 | 41.22 | 53.14 | 39.37 | 42.17 | 56.47 | 50 | 42.17 | 64.28 | 86.56 | 40.51 | 45.48 | 37.94 | 51.1 | 53.69 | 50.08 | 51.1 | 53.69 | 50.08 | 56.68 | 67.74 | 106.56 | 56.68 | 106.7 | 106.56 | 56.68 | 67.74 | 50.08 | 56.68 | 67.74 | 50.08 | 51.1 | 53.69 | 50.08 | 51.1 | 53.69 | 50.08 | 56.68 | 67.74 | 50.08 | 65 | 68.42 | 50.58 | 66.32 | 116.64 | 111.11 | 55.55 | 53.69 | 64.79
292 | 40.51 | 45.47 | 37.94 | 40.51 | 45.47 | 37.94 | 41.21 | 53.14 | 82.79 | 41.21 | 61.72 | 82.79 | 41.21 | 53.14 | 39.36 | 41.21 | 53.14 | 39.36 | 40.51 | 45.47 | 37.94 | 40.51 | 45.47 | 37.94 | 41.21 | 53.14 | 39.36 | 42.17 | 56.47 | 39.8 | 42.17 | 63.63 | 83.63 | 40.51 | 45.47 | 50 | 51.1 | 53.68 | 50.07 | 51.1 | 53.68 | 50.07 | 56.68 | 67.74 | 106.56 | 56.68 | 104.97 | 106.56 | 56.68 | 67.74 | 50.07 | 56.68 | 67.74 | 50.07 | 51.1 | 53.68 | 50.07 | 51.1 | 53.68 | 50.07 | 56.68 | 67.74 | 50.07 | 65 | 68.42 | 50.11 | 66.32 | 108.21 | 110.83 | 56.68 | 56.61 | 84.85
293 | 40.6 | 45.57 | 38.04 | 40.6 | 45.57 | 38.04 | 41.31 | 53.14 | 82.79 | 41.31 | 61.72 | 82.79 | 41.31 | 53.14 | 39.4 | 41.31 | 53.14 | 39.4 | 40.6 | 45.57 | 38.04 | 40.6 | 45.57 | 38.04 | 41.31 | 53.14 | 39.4 | 42.16 | 56.47 | 39.8 | 42.16 | 63.64 | 83.63 | 40.6 | 45.57 | 50 | 51.19 | 53.78 | 50.17 | 51.19 | 53.78 | 50.17 | 56.77 | 67.74 | 106.56 | 56.77 | 104.97 | 106.56 | 56.77 | 67.74 | 50.17 | 56.77 | 67.74 | 50.17 | 51.19 | 53.78 | 50.17 | 51.19 | 53.78 | 50.17 | 56.77 | 67.74 | 50.17 | 65 | 68.42 | 50.11 | 66.32 | 109.31 | 111.11 | 56.77 | 67.74 | 90
294 | 40.54 | 45.51 | 37.97 | 40.54 | 45.51 | 37.97 | 41.25 | 53.14 | 83.6 | 41.25 | 61.72 | 83.6 | 41.25 | 53.14 | 39.4 | 41.25 | 53.14 | 39.4 | 40.54 | 45.51 | 37.97 | 40.54 | 45.51 | 37.97 | 41.25 | 53.14 | 39.4 | 42.17 | 56.47 | 39.8 | 43.03 | 64.92 | 84.45 | 41.25 | 45.51 | 73 | 51.13 | 53.72 | 50.11 | 51.13 | 53.72 | 50.11 | 59.41 | 72.89 | 107.67 | 59.41 | 106.7 | 107.67 | 57.59 | 72.89 | 50.11 | 57.59 | 72.89 | 50.11 | 51.13 | 53.72 | 50.11 | 51.13 | 53.72 | 50.11 | 57.59 | 72.89 | 50.11 | 65 | 73.62 | 50.11 | 66.32 | 110 | 111.11 | 59.41 | 72.89 | 90
295 | 40.74 | 45.71 | 38.17 | 40.74 | 68.42 | 38.17 | 42.88 | 68.42 | 96.44 | 42.88 | 74.45 | 96.44 | 42.74 | 68.42 | 39.85 | 42.74 | 68.42 | 39.85 | 40.74 | 68.42 | 38.17 | 40.74 | 45.71 | 38.17 | 42.74 | 68.42 | 39.85 | 43.63 | 69.11 | 40.25 | 44.51 | 78.31 | 97.42 | 42.88 | 68.42 | 77.11 | 51.33 | 53.92 | 50.31 | 51.33 | 85 | 50.4 | 73.76 | 86.06 | 108.87 | 73.76 | 114.28 | 108.87 | 69.5 | 86.06 | 50.4 | 69.5 | 86.06 | 50.4 | 51.33 | 85 | 50.4 | 51.33 | 53.92 | 50.31 | 69.5 | 86.06 | 50.4 | 78.31 | 86.93 | 50.75 | 79.9 | 119.01 | 113.37 | 73.76 | 98.21 | 108.87
296 | 40.83 | 45.8 | 38.26 | 40.83 | 75.2 | 38.26 | 52.21 | 75.2 | 88.85 | 52.21 | 75.2 | 88.85 | 52.21 | 75.2 | 46.74 | 52.21 | 75.2 | 46.74 | 40.83 | 75.2 | 38.26 | 40.83 | 45.8 | 38.26 | 52.21 | 75.2 | 46.74 | 55.14 | 75.98 | 47.21 | 56.26 | 80.73 | 89.75 | 52.21 | 75.2 | 88.85 | 51.42 | 54.01 | 50.4 | 51.42 | 95.99 | 51.3 | 78.28 | 95.99 | 108.87 | 78.28 | 113.1 | 108.87 | 77.52 | 95.99 | 51.3 | 77.52 | 95.99 | 50.75 | 51.42 | 95.99 | 51.3 | 51.42 | 54.01 | 50.4 | 77.52 | 95.99 | 51.3 | 79.9 | 95.99 | 50.75 | 81.53 | 119.01 | 113.37 | 78.28 | 98.21 | 108.87
297 | 41.04 | 46.01 | 38.48 | 41.04 | 75.2 | 38.48 | 55.14 | 75.2 | 87.09 | 55.14 | 75.2 | 87.09 | 55.14 | 75.2 | 46.74 | 55.14 | 75.2 | 46.74 | 41.04 | 75.2 | 38.48 | 41.04 | 46.01 | 38.48 | 55.14 | 75.2 | 46.74 | 55.77 | 75.98 | 47.21 | 56.9 | 80.73 | 87.97 | 55.14 | 75.2 | 87.09 | 51.63 | 54.22 | 50.61 | 51.63 | 96.96 | 51.3 | 82.48 | 96.96 | 108.87 | 82.48 | 108.92 | 108.87 | 81.63 | 95.99 | 51.3 | 81.63 | 95.99 | 50.75 | 51.63 | 95.99 | 51.3 | 51.63 | 54.22 | 50.61 | 81.63 | 95.99 | 51.3 | 83.31 | 95.99 | 51.26 | 85.01 | 112.69 | 113.37 | 82.48 | 98.21 | 108.87
298 | 41.23 | 46.2 | 38.66 | 41.23 | 63 | 38.66 | 55.21 | 63 | 86.21 | 55.21 | 63 | 86.21 | 55.14 | 62.37 | 40.13 | 55.14 | 61.11 | 40.13 | 41.23 | 62.37 | 38.66 | 41.23 | 46.2 | 38.66 | 55.14 | 62.37 | 40.13 | 55.77 | 62.37 | 40.54 | 56.91 | 65.6 | 87.08 | 55.21 | 64.28 | 83.6 | 51.82 | 54.41 | 50.79 | 51.82 | 93.35 | 51.61 | 81.57 | 93.35 | 108.87 | 81.57 | 106.03 | 108.87 | 79.92 | 77.72 | 51.61 | 79.92 | 77.72 | 50.79 | 51.82 | 77.72 | 51.61 | 51.82 | 54.41 | 50.79 | 79.92 | 77.72 | 51.61 | 82.39 | 78.51 | 50.75 | 84.08 | 110.41 | 113.37 | 81.57 | 98.21 | 108.87
299 | 41.23 | 46.19 | 38.66 | 41.23 | 61.72 | 38.66 | 49.68 | 61.72 | 86.21 | 49.68 | 61.72 | 86.21 | 49.68 | 61.67 | 40.08 | 49.68 | 61.11 | 40.08 | 41.23 | 61.67 | 38.66 | 41.23 | 46.19 | 38.66 | 49.68 | 61.67 | 40.08 | 50.19 | 61.72 | 40.49 | 50.19 | 65.58 | 87.08 | 49.68 | 63.61 | 83.6 | 51.82 | 54.41 | 50.79 | 51.82 | 82.03 | 51.3 | 80.7 | 82.03 | 108.68 | 80.7 | 104.97 | 108.68 | 78.28 | 76.52 | 51.3 | 78.28 | 76.52 | 50.79 | 51.82 | 76.52 | 51.3 | 51.82 | 54.41 | 50.79 | 78.28 | 76.52 | 51.3 | 81.52 | 76.52 | 50.75 | 83.18 | 109.31 | 112.23 | 80.7 | 98.21 | 108.68
300 | 41.12 | 46.09 | 38.55 | 41.12 | 61.11 | 38.55 | 48.21 | 61.11 | 86.21 | 48.21 | 61.11 | 86.21 | 48.21 | 61.11 | 39.98 | 48.21 | 61.11 | 39.98 | 41.12 | 61.11 | 38.55 | 41.12 | 46.09 | 38.55 | 48.21 | 61.11 | 39.98 | 48.7 | 61.72 | 40.13 | 48.7 | 63.63 | 87.08 | 48.21 | 61.11 | 83.6 | 51.71 | 54.3 | 50.69 | 51.71 | 82.03 | 51.3 | 65.66 | 82.03 | 107.78 | 65.66 | 104.97 | 107.78 | 63.69 | 76.52 | 51.3 | 63.69 | 76.52 | 50.75 | 51.71 | 76.52 | 51.3 | 51.71 | 54.3 | 50.69 | 63.69 | 76.52 | 51.3 | 66.32 | 76.52 | 50.24 | 67.67 | 109.31 | 112.23 | 65.66 | 82.03 | 107.78
301 | 41.01 | 45.98 | 38.44 | 41.01 | 61.11 | 38.44 | 42.6 | 61.11 | 86.21 | 42.6 | 61.11 | 86.21 | 42.6 | 61.11 | 39.87 | 42.6 | 61.11 | 39.87 | 41.01 | 61.11 | 38.44 | 41.01 | 45.98 | 38.44 | 42.6 | 61.11 | 39.87 | 43.03 | 61.67 | 40.13 | 43.03 | 63.63 | 87.08 | 41.59 | 61.11 | 78.87 | 51.6 | 54.19 | 50.57 | 51.6 | 76.52 | 50.67 | 65.66 | 82.03 | 107.78 | 65.66 | 104.97 | 107.78 | 63.69 | 76.52 | 50.67 | 63.69 | 76.52 | 50.67 | 51.6 | 76.52 | 50.67 | 51.6 | 54.19 | 50.57 | 63.69 | 76.52 | 50.67 | 66.32 | 76.52 | 50.17 | 67.67 | 109.31 | 111.11 | 65.66 | 82.03 | 107.78
302 | 40.98 | 45.95 | 38.41 | 40.98 | 61.11 | 38.41 | 42.58 | 61.11 | 86.21 | 42.58 | 61.11 | 86.21 | 42.58 | 61.11 | 39.84 | 42.58 | 61.11 | 39.84 | 40.98 | 61.11 | 38.41 | 40.98 | 45.95 | 38.41 | 42.58 | 61.11 | 39.84 | 43.03 | 61.67 | 40.13 | 43.03 | 63.63 | 87.08 | 42.58 | 61.11 | 86.21 | 51.57 | 54.16 | 50.55 | 51.57 | 76.52 | 50.55 | 65.66 | 82.03 | 107.78 | 65.66 | 104.97 | 107.78 | 63.69 | 76.52 | 50.64 | 63.69 | 76.52 | 50.64 | 51.57 | 76.52 | 50.64 | 51.57 | 54.16 | 50.55 | 63.69 | 76.52 | 50.64 | 66.32 | 76.52 | 50.11 | 67.67 | 109.31 | 110 | 65.66 | 82.03 | 107.78
303 | 41.16 | 46.13 | 38.59 | 41.16 | 61.11 | 38.59 | 43.46 | 61.72 | 87.97 | 43.46 | 61.72 | 87.97 | 42.61 | 61.11 | 40.66 | 42.61 | 61.11 | 40.66 | 41.16 | 61.11 | 38.59 | 41.16 | 46.13 | 38.59 | 42.61 | 61.11 | 40.66 | 43.03 | 61.72 | 40.26 | 43.9 | 63.63 | 87.09 | 43.46 | 65.31 | 87.97 | 51.75 | 54.34 | 50.73 | 51.75 | 54.34 | 50.73 | 67.69 | 82.03 | 112.27 | 67.69 | 104.97 | 112.27 | 63.69 | 77.72 | 50.83 | 63.69 | 77.72 | 50.75 | 51.75 | 54.34 | 50.83 | 51.75 | 54.34 | 50.73 | 63.69 | 77.72 | 50.83 | 66.32 | 76.95 | 50.11 | 68.37 | 107.13 | 113.4 | 73.4 | 98.21 | 112.27
304 | 41.49 | 46.46 | 38.92 | 41.49 | 46.47 | 38.92 | 55.09 | 72.58 | 117.29 | 55.09 | 72.58 | 117.29 | 53.82 | 71.14 | 81.11 | 53.82 | 71.14 | 81.11 | 41.49 | 46.47 | 38.92 | 41.49 | 46.46 | 38.92 | 53.82 | 71.14 | 81.11 | 54.54 | 71.85 | 80.3 | 55.65 | 73.32 | 118.47 | 55.09 | 84.82 | 114.52 | 52.08 | 54.67 | 51.06 | 52.08 | 54.67 | 51.06 | 83.11 | 108.92 | 115.7 | 83.11 | 108.92 | 115.7 | 78.2 | 92.3 | 91.21 | 78.2 | 92.3 | 91.21 | 52.08 | 54.67 | 51.61 | 52.08 | 54.67 | 51.06 | 78.2 | 92.3 | 91.21 | 79.81 | 91.38 | 90.3 | 83.95 | 113.42 | 115.7 | 83.11 | 108.92 | 142.24
305 | 41.86 | 46.83 | 39.3 | 41.86 | 46.88 | 39.3 | 58.47 | 82.68 | 118.8 | 58.47 | 82.68 | 118.8 | 58.47 | 79.42 | 82.78 | 57.88 | 79.42 | 82.78 | 41.86 | 46.88 | 39.3 | 41.86 | 46.83 | 39.3 | 57.88 | 79.42 | 82.78 | 57.88 | 80.23 | 82.78 | 59.06 | 83.52 | 120 | 58.47 | 84.82 | 114.52 | 52.45 | 55.04 | 51.43 | 52.45 | 55.04 | 51.43 | 89.56 | 114.28 | 115.7 | 89.56 | 114.28 | 115.7 | 89.56 | 114.28 | 115.7 | 84.27 | 111.68 | 104.54 | 52.45 | 55.04 | 51.61 | 52.45 | 55.04 | 51.43 | 84.27 | 111.68 | 104.54 | 87.75 | 110.57 | 99 | 90.47 | 120 | 116.87 | 89.56 | 130.81 | 142.24
306 | 41.63 | 46.6 | 39.06 | 41.63 | 46.63 | 39.06 | 59.45 | 83.17 | 118.8 | 59.45 | 83.17 | 118.8 | 59.45 | 82.33 | 97.39 | 59.45 | 82.32 | 96.42 | 41.63 | 46.63 | 39.06 | 41.63 | 46.6 | 39.06 | 59.45 | 82.32 | 97.39 | 58.86 | 82.33 | 97.39 | 60.06 | 84.83 | 120 | 59.45 | 83.17 | 90 | 52.22 | 54.81 | 51.2 | 52.22 | 54.81 | 51.2 | 91.45 | 115.47 | 115.7 | 91.45 | 115.47 | 115.7 | 91.45 | 115.47 | 115.7 | 90.88 | 115.47 | 108.87 | 52.22 | 54.81 | 51.61 | 52.22 | 54.81 | 51.2 | 90.88 | 115.47 | 109.99 | 90.54 | 114.32 | 99 | 92.39 | 119.01 | 116.87 | 91.45 | 115.47 | 142.24
307 | 41.23 | 46.19 | 38.66 | 41.23 | 46.2 | 38.66 | 57.57 | 82.32 | 111.47 | 57.57 | 82.32 | 111.47 | 57.57 | 82.32 | 106.7 | 57.57 | 82.32 | 86.88 | 41.23 | 46.2 | 38.66 | 41.23 | 46.19 | 38.66 | 57.57 | 82.32 | 106.7 | 58.15 | 82.32 | 87.76 | 58.15 | 84 | 112.6 | 57.57 | 82.32 | 90 | 51.81 | 54.4 | 50.79 | 51.81 | 54.4 | 50.79 | 89.56 | 116.22 | 115.69 | 89.56 | 116.22 | 115.69 | 89.56 | 116.22 | 115.69 | 89.56 | 116.22 | 108.87 | 51.81 | 54.4 | 51.61 | 51.81 | 54.4 | 50.79 | 89.56 | 116.22 | 113.37 | 89.62 | 115.05 | 99 | 91.45 | 119.01 | 116.86 | 89.56 | 116.22 | 115.69
308 | 40.86 | 45.83 | 38.3 | 40.86 | 45.83 | 38.3 | 56.9 | 82.32 | 106.7 | 56.9 | 82.32 | 106.7 | 56.9 | 82.32 | 106.7 | 56.9 | 82.32 | 81.94 | 40.86 | 45.83 | 38.3 | 40.86 | 45.83 | 38.3 | 56.9 | 82.32 | 106.7 | 57.47 | 82.32 | 83.63 | 57.47 | 84 | 107.78 | 54.09 | 82.32 | 77.11 | 51.45 | 54.04 | 50.43 | 51.45 | 54.04 | 50.43 | 86.02 | 114.28 | 110 | 86.02 | 114.28 | 110 | 86.02 | 114.28 | 110 | 86.02 | 114.28 | 108.87 | 51.45 | 54.04 | 51.61 | 51.45 | 54.04 | 50.43 | 86.02 | 114.28 | 110 | 86.89 | 113.14 | 104.49 | 87.75 | 119.01 | 111.11 | 86.02 | 114.28 | 110
309 | 40.78 | 45.75 | 38.22 | 40.78 | 45.75 | 38.22 | 53.44 | 79.6 | 90 | 53.44 | 79.6 | 90 | 53.44 | 79.6 | 90 | 53.44 | 79.6 | 81.11 | 40.78 | 45.75 | 38.22 | 40.78 | 45.75 | 38.22 | 53.44 | 79.6 | 90 | 54.54 | 80.4 | 82.78 | 55.64 | 82.04 | 90.91 | 52.67 | 79.6 | 77.11 | 51.37 | 53.96 | 50.35 | 51.37 | 53.96 | 50.35 | 79.9 | 110.04 | 109.97 | 79.9 | 110.04 | 109.97 | 79.9 | 110.04 | 109.97 | 79.9 | 110.04 | 108.87 | 51.37 | 53.96 | 51.61 | 51.37 | 53.96 | 50.35 | 79.9 | 110.04 | 109.97 | 80.7 | 111.15 | 107.78 | 81.52 | 114.59 | 111.11 | 79.9 | 110.04 | 109.97
310 | 40.7 | 45.67 | 38.13 | 40.7 | 45.67 | 38.13 | 50.02 | 75.2 | 86.21 | 50.02 | 75.2 | 86.21 | 50.02 | 75.2 | 86.21 | 50.02 | 75.2 | 81.11 | 40.7 | 45.67 | 38.13 | 40.7 | 45.67 | 38.13 | 50.02 | 75.2 | 86.21 | 51.57 | 76.75 | 84.46 | 52.61 | 78.32 | 87.07 | 48.32 | 73.71 | 77.11 | 51.29 | 53.88 | 50.27 | 51.29 | 53.88 | 50.27 | 75.33 | 108.9 | 108.87 | 75.33 | 108.9 | 108.87 | 75.33 | 108.9 | 108.87 | 75.33 | 108.9 | 108.87 | 51.29 | 53.88 | 51.61 | 51.29 | 53.88 | 50.27 | 75.33 | 108.9 | 108.87 | 76.88 | 110 | 107.78 | 78.44 | 113.4 | 111.11 | 75.33 | 90 | 108.87
311 | 40.44 | 45.41 | 37.87 | 40.44 | 45.41 | 37.87 | 41.25 | 69 | 85.33 | 41.25 | 69 | 85.33 | 41.25 | 69 | 85.33 | 41.25 | 69 | 81.11 | 40.44 | 45.41 | 37.87 | 40.44 | 45.41 | 37.87 | 41.25 | 69 | 85.33 | 42.37 | 71.85 | 84.46 | 42.8 | 71.86 | 86.19 | 41.25 | 45.41 | 50 | 51.03 | 53.82 | 50.01 | 51.03 | 53.82 | 50.01 | 67.17 | 104.97 | 108.87 | 67.17 | 104.97 | 108.87 | 67.17 | 104.97 | 108.87 | 67.17 | 104.97 | 108.87 | 51.03 | 53.82 | 51.61 | 51.03 | 53.62 | 50.01 | 67.17 | 104.97 | 108.87 | 71.39 | 106.7 | 108.89 | 72.84 | 109.31 | 111.11 | 67.17 | 82.03 | 90
312 | 40.44 | 45.41 | 37.87 | 40.44 | 45.41 | 37.87 | 41.15 | 61.11 | 83.6 | 41.15 | 61.11 | 83.6 | 41.15 | 61.11 | 83.6 | 41.15 | 61.11 | 81.11 | 40.44 | 45.41 | 37.87 | 40.44 | 45.41 | 37.87 | 41.15 | 61.11 | 83.6 | 42.17 | 63.63 | 84.45 | 42.17 | 63.63 | 84.45 | 40.44 | 45.41 | 37.87 | 51.03 | 53.62 | 50.01 | 51.03 | 53.62 | 50.01 | 56.61 | 104.97 | 108.87 | 56.61 | 104.97 | 108.87 | 56.61 | 104.97 | 108.87 | 56.61 | 104.97 | 108.87 | 51.03 | 53.62 | 51.61 | 51.03 | 53.62 | 50.01 | 56.61 | 104.97 | 108.87 | 66.69 | 106.06 | 109.97 | 67.36 | 107.13 | 111.11 | 56.61 | 53.62 | 64.79
313 | 40.19 | 45.15 | 37.62 | 40.19 | 45.15 | 37.62 | 40.9 | 61.11 | 83.6 | 40.9 | 61.11 | 83.6 | 40.9 | 61.11 | 81.11 | 40.9 | 61.11 | 81.11 | 40.19 | 45.16 | 37.62 | 40.19 | 45.15 | 37.62 | 40.9 | 61.11 | 81.11 | 41.74 | 63.63 | 84.46 | 41.74 | 63.63 | 84.45 | 40.19 | 45.15 | 37.62 | 50.78 | 53.37 | 49.75 | 50.78 | 53.37 | 49.75 | 56.36 | 99.41 | 107.78 | 56.36 | 99.41 | 107.78 | 56.36 | 104.97 | 107.78 | 56.36 | 104.97 | 107.78 | 50.78 | 53.37 | 49.75 | 50.78 | 53.37 | 49.75 | 56.36 | 104.97 | 107.78 | 65 | 106.03 | 108.87 | 65 | 107.13 | 110 | 56.36 | 53.37 | 64.79
314 | 39.91 | 44.88 | 37.35 | 39.91 | 44.88 | 37.35 | 40.62 | 61.11 | 82.77 | 40.62 | 61.11 | 82.77 | 40.62 | 61.11 | 81.11 | 40.62 | 61.11 | 81.11 | 39.91 | 44.88 | 37.35 | 39.91 | 44.88 | 37.35 | 40.62 | 61.11 | 81.11 | 42.67 | 63 | 84.46 | 41.83 | 63.63 | 83.6 | 39.91 | 44.88 | 37.35 | 50.5 | 53.09 | 49.48 | 50.5 | 53.09 | 49.48 | 55.8 | 97.43 | 107.78 | 55.8 | 97.43 | 107.78 | 56.08 | 104.97 | 107.78 | 56.08 | 104.97 | 107.78 | 50.5 | 53.09 | 49.48 | 50.5 | 53.09 | 49.48 | 56.08 | 104.97 | 107.78 | 62.49 | 107.13 | 110 | 62.29 | 107.13 | 108.87 | 55.8 | 53.09 | 64.79
315 | 39.76 | 44.73 | 37.2 | 39.76 | 44.73 | 37.2 | 40.47 | 61.11 | 81.95 | 40.47 | 61.11 | 81.95 | 40.47 | 61.11 | 81.11 | 40.47 | 61.11 | 81.11 | 39.76 | 44.73 | 37.2 | 39.76 | 44.73 | 37.2 | 40.47 | 61.11 | 81.11 | 42.45 | 63.22 | 84.46 | 41.6 | 63 | 82.78 | 39.76 | 44.73 | 37.2 | 50.35 | 52.94 | 49.33 | 50.35 | 52.94 | 49.33 | 50.35 | 82.03 | 106.71 | 50.35 | 82.03 | 106.71 | 55.93 | 101.82 | 106.71 | 55.93 | 101.82 | 106.71 | 50.35 | 52.94 | 49.33 | 50.35 | 52.94 | 49.33 | 55.93 | 101.82 | 106.71 | 62.16 | 107.13 | 109.99 | 62.16 | 107.13 | 107.79 | 50.35 | 52.94 | 64.79
316 | 39.78 | 44.74 | 37.21 | 39.78 | 44.74 | 37.21 | 40.49 | 61.11 | 81.91 | 40.49 | 61.11 | 81.91 | 40.49 | 61.11 | 81.11 | 40.49 | 61.11 | 81.11 | 39.78 | 44.74 | 37.21 | 39.78 | 44.74 | 37.21 | 40.49 | 61.11 | 81.11 | 42.45 | 63.63 | 84.46 | 41.6 | 63 | 82.78 | 39.78 | 44.74 | 37.21 | 50.37 | 53.82 | 49.34 | 50.37 | 53.82 | 49.34 | 50.37 | 82.03 | 106.7 | 50.37 | 82.03 | 106.7 | 55.95 | 90 | 106.7 | 55.95 | 90 | 106.7 | 50.37 | 52.96 | 49.34 | 50.37 | 52.96 | 49.34 | 55.95 | 90 | 106.7 | 62.16 | 104.99 | 109.99 | 62.16 | 107.13 | 107.79 | 50.37 | 53.82 | 64.79
317 | 39.86 | 44.83 | 37.29 | 39.86 | 44.83 | 37.29 | 40.57 | 61.11 | 81.94 | 40.57 | 61.11 | 81.94 | 40.57 | 61.11 | 81.11 | 40.57 | 61.11 | 81.11 | 39.86 | 44.83 | 37.29 | 39.86 | 44.83 | 37.29 | 40.57 | 61.11 | 81.11 | 42.56 | 63.63 | 84.46 | 41.71 | 63.02 | 82.78 | 39.86 | 44.83 | 37.29 | 50.45 | 53.82 | 51.3 | 50.45 | 53.82 | 51.3 | 56.03 | 82.03 | 106.72 | 56.03 | 82.03 | 106.72 | 56.03 | 98.78 | 106.72 | 56.03 | 98.78 | 106.72 | 50.45 | 53.04 | 51.3 | 50.45 | 53.04 | 51.3 | 56.03 | 98.78 | 106.72 | 63.42 | 107.13 | 110 | 62.16 | 107.13 | 107.8 | 56.03 | 56.61 | 84.85
318 | 39.78 | 44.75 | 37.21 | 39.78 | 44.75 | 37.21 | 40.49 | 61.11 | 82.77 | 40.49 | 61.11 | 82.77 | 40.49 | 61.11 | 82.77 | 40.49 | 61.11 | 82.77 | 39.78 | 44.75 | 37.21 | 39.78 | 44.75 | 37.21 | 40.49 | 61.11 | 82.77 | 42.63 | 63.63 | 84.46 | 41.78 | 63.63 | 83.6 | 39.78 | 44.75 | 50 | 50.37 | 82.03 | 51.3 | 50.37 | 82.03 | 51.3 | 55.95 | 82.03 | 107.67 | 55.95 | 82.03 | 107.67 | 55.95 | 100.8 | 107.67 | 55.95 | 100.8 | 107.67 | 50.37 | 52.96 | 51.3 | 50.37 | 52.96 | 51.3 | 55.95 | 100.8 | 107.67 | 63.42 | 107.13 | 110 | 62.79 | 107.13 | 108.76 | 55.95 | 82.03 | 90
319 | 39.89 | 69.97 | 37.32 | 39.89 | 69.97 | 37.32 | 45.72 | 69.97 | 86.21 | 45.72 | 69.97 | 86.21 | 45.72 | 69.97 | 86.21 | 45.72 | 69.97 | 86.21 | 39.89 | 44.86 | 37.32 | 39.89 | 44.86 | 37.32 | 45.72 | 69.97 | 86.21 | 48.32 | 72.86 | 88.86 | 47.84 | 74.35 | 87.09 | 45.72 | 69.97 | 77.11 | 50.48 | 105.08 | 51.3 | 50.48 | 105.08 | 51.3 | 68.11 | 105.08 | 108.87 | 68.11 | 105.08 | 108.87 | 68.11 | 105.08 | 108.87 | 68.11 | 105.08 | 108.87 | 50.48 | 53.07 | 51.3 | 50.48 | 53.07 | 51.3 | 68.11 | 105.08 | 108.87 | 72.39 | 111.68 | 113.37 | 72.39 | 111.68 | 111.11 | 68.11 | 105.08 | 108.87
320 | 39.85 | 75.8 | 37.28 | 39.85 | 75.8 | 37.28 | 49.63 | 75.8 | 90.31 | 49.63 | 75.8 | 90.31 | 49.63 | 75.8 | 90.31 | 49.63 | 75.8 | 90.31 | 39.85 | 44.82 | 37.28 | 39.85 | 44.82 | 37.28 | 49.63 | 75.8 | 90.31 | 52.21 | 78.94 | 92.17 | 52.21 | 80.55 | 91.22 | 46.41 | 75.8 | 77.11 | 50.44 | 109.63 | 51.3 | 50.44 | 109.63 | 51.3 | 73.76 | 113.14 | 109.97 | 73.76 | 113.14 | 109.97 | 73.76 | 113.14 | 109.97 | 73.76 | 113.14 | 109.97 | 50.44 | 53.03 | 49.42 | 50.44 | 53.03 | 49.42 | 73.76 | 113.14 | 109.97 | 78.39 | 119.01 | 113.37 | 78.39 | 119.01 | 113.37 | 73.76 | 113.14 | 109.97
321 | 40.06 | 79.07 | 37.49 | 40.06 | 79.07 | 37.49 | 53.48 | 79.07 | 105.71 | 53.48 | 79.07 | 105.71 | 53.48 | 79.07 | 105.71 | 53.48 | 79.07 | 105.71 | 40.06 | 45.03 | 37.49 | 40.06 | 45.03 | 37.49 | 53.48 | 79.07 | 105.71 | 55.7 | 81.63 | 106.78 | 55.7 | 83.3 | 106.78 | 48.32 | 79.07 | 77.11 | 50.65 | 109.84 | 85 | 50.65 | 109.84 | 85 | 78.28 | 117.58 | 113.4 | 78.28 | 117.58 | 113.4 | 78.28 | 117.58 | 113.4 | 78.28 | 117.58 | 113.4 | 50.65 | 53.24 | 49.63 | 50.65 | 53.24 | 49.63 | 78.28 | 117.58 | 113.4 | 81.52 | 122.44 | 116.67 | 81.52 | 122.44 | 114.55 | 78.28 | 112.94 | 112.27
322 | 40.46 | 79.64 | 43.93 | 40.46 | 79.64 | 43.93 | 53.96 | 79.64 | 92.22 | 53.96 | 79.64 | 92.22 | 53.96 | 79.64 | 92.22 | 53.96 | 79.64 | 92.22 | 40.46 | 45.43 | 37.89 | 40.46 | 45.43 | 37.89 | 53.96 | 79.64 | 92.22 | 56.19 | 82.93 | 93.15 | 56.19 | 84.62 | 93.15 | 52.89 | 79.64 | 85.04 | 51.05 | 110.24 | 107.51 | 51.05 | 110.24 | 107.51 | 78.28 | 114.28 | 111.11 | 78.28 | 114.28 | 111.11 | 78.28 | 114.28 | 111.11 | 78.28 | 114.28 | 111.11 | 51.05 | 53.64 | 50.03 | 51.05 | 53.64 | 50.03 | 78.28 | 114.28 | 111.11 | 81.52 | 119.01 | 113.37 | 81.52 | 119.01 | 113.37 | 78.28 | 110.24 | 111
323 | 40.67 | 78.14 | 46.26 | 40.67 | 78.14 | 46.26 | 53.62 | 78.14 | 89.4 | 53.62 | 78.14 | 89.4 | 53.62 | 78.14 | 89.4 | 53.62 | 78.14 | 89.4 | 40.67 | 45.64 | 38.1 | 40.67 | 45.64 | 38.1 | 53.62 | 78.14 | 89.4 | 55.83 | 80.71 | 90.31 | 55.83 | 82.35 | 90.31 | 52.55 | 78.14 | 82.44 | 51.26 | 110.45 | 107.72 | 51.26 | 110.45 | 107.72 | 78.28 | 110.45 | 109.99 | 78.28 | 110.45 | 109.99 | 78.28 | 110.45 | 109.99 | 78.28 | 110.45 | 109.99 | 51.26 | 53.85 | 50.24 | 51.26 | 53.85 | 50.24 | 78.28 | 110.45 | 109.99 | 81.52 | 112.72 | 111.11 | 81.52 | 112.72 | 111.11 | 78.28 | 110.45 | 109.99
324 | 40.66 | 78.14 | 46.25 | 40.66 | 78.14 | 46.25 | 48.68 | 78.14 | 89.4 | 48.68 | 78.14 | 89.4 | 48.68 | 78.14 | 89.4 | 48.68 | 78.14 | 89.4 | 40.66 | 45.63 | 38.09 | 40.66 | 45.63 | 38.09 | 48.68 | 78.14 | 89.4 | 50.69 | 80.71 | 90.31 | 50.69 | 80.71 | 90.31 | 45.86 | 78.14 | 82.44 | 51.25 | 109.43 | 108.87 | 51.25 | 109.43 | 108.87 | 75.38 | 109.43 | 108.87 | 75.38 | 109.43 | 108.87 | 75.38 | 109.43 | 108.87 | 75.38 | 109.43 | 108.87 | 51.25 | 53.84 | 50.22 | 51.25 | 53.84 | 50.22 | 75.38 | 109.43 | 108.87 | 78.49 | 111.68 | 111.11 | 78.49 | 112.81 | 111.11 | 75.38 | 109.43 | 108.87
325 | 40.54 | 78.14 | 46.15 | 40.54 | 78.14 | 46.15 | 47.24 | 78.14 | 89.4 | 47.24 | 78.14 | 89.4 | 47.24 | 78.14 | 89.4 | 47.24 | 78.14 | 89.4 | 40.54 | 45.51 | 37.97 | 40.54 | 45.51 | 37.97 | 47.24 | 78.14 | 89.4 | 49.19 | 80.54 | 90.31 | 49.19 | 80.54 | 90.31 | 43.56 | 78.14 | 77.11 | 51.13 | 109.43 | 109.99 | 51.13 | 109.43 | 109.99 | 71.65 | 109.43 | 109.99 | 71.65 | 109.43 | 109.99 | 71.65 | 109.43 | 109.99 | 71.65 | 109.43 | 109.99 | 51.13 | 53.72 | 50.11 | 51.13 | 53.72 | 50.11 | 71.65 | 109.43 | 109.99 | 74.61 | 111.68 | 111.11 | 74.61 | 111.68 | 111.11 | 71.65 | 109.43 | 109.99
326 | 40.5 | 79.68 | 90 | 40.5 | 79.68 | 90 | 47.71 | 79.68 | 98.01 | 47.71 | 79.68 | 98.01 | 47.71 | 78.3 | 95.07 | 47.71 | 78.3 | 95.07 | 40.5 | 45.47 | 37.93 | 40.5 | 45.47 | 37.93 | 47.71 | 78.3 | 95.07 | 49.68 | 80.71 | 99 | 49.68 | 80.71 | 99 | 46.76 | 79.68 | 90 | 51.09 | 114.28 | 111.11 | 51.09 | 114.28 | 111.11 | 71.65 | 114.28 | 111.11 | 71.65 | 114.28 | 111.11 | 71.65 | 114.28 | 110 | 71.65 | 114.28 | 110 | 51.09 | 53.68 | 50.07 | 51.09 | 53.68 | 50.07 | 71.65 | 113.4 | 110 | 74.61 | 116.64 | 113.37 | 74.61 | 117.82 | 112.23 | 71.65 | 114.28 | 111.11
327 | 40.73 | 92.57 | 46.99 | 40.73 | 92.57 | 46.99 | 53.08 | 94.44 | 113.68 | 53.08 | 94.44 | 113.68 | 53.08 | 94.44 | 110.27 | 53.08 | 94.44 | 110.27 | 40.73 | 45.7 | 38.16 | 40.73 | 45.7 | 38.16 | 53.08 | 94.44 | 110.27 | 55.28 | 98.34 | 114.83 | 55.28 | 100.35 | 114.83 | 53.08 | 92.57 | 90 | 51.32 | 117.9 | 112.23 | 51.32 | 117.9 | 112.23 | 75.78 | 117.9 | 112.23 | 75.78 | 117.9 | 112.23 | 75.78 | 116.68 | 112.23 | 75.78 | 116.68 | 112.23 | 51.32 | 53.91 | 50.29 | 51.32 | 53.91 | 50.29 | 75.78 | 116.68 | 112.23 | 78.91 | 121.51 | 113.37 | 78.91 | 121.51 | 113.37 | 75.78 | 117.9 | 112.23
328 | 41.13 | 99.82 | 46.73 | 41.13 | 99.82 | 46.73 | 56.77 | 101.85 | 119.9 | 56.77 | 101.85 | 119.9 | 56.77 | 101.85 | 113.97 | 56.77 | 101.85 | 113.97 | 41.13 | 46.09 | 38.56 | 41.13 | 46.09 | 38.56 | 56.77 | 101.85 | 113.97 | 57.35 | 106.88 | 119.88 | 57.35 | 109.06 | 121.11 | 56.77 | 99.82 | 112.24 | 51.72 | 134.77 | 111.73 | 51.72 | 134.77 | 111.73 | 87.6 | 134.77 | 143.7 | 87.6 | 135.76 | 143.7 | 83.28 | 134.77 | 143.7 | 83.28 | 134.77 | 143.7 | 51.72 | 54.3 | 50.69 | 51.72 | 54.3 | 50.69 | 83.28 | 134.77 | 143.7 | 86.73 | 141.37 | 149.64 | 88.5 | 141.37 | 148.15 | 87.6 | 134.77 | 148.15
329 | 41.67 | 109.53 | 47.28 | 41.67 | 109.53 | 47.28 | 65.29 | 109.53 | 141.28 | 65.29 | 109.53 | 141.28 | 65.29 | 109.53 | 141.28 | 65.29 | 109.53 | 141.28 | 41.67 | 46.64 | 39.11 | 41.67 | 46.64 | 39.11 | 65.29 | 109.53 | 141.28 | 65.95 | 113.75 | 145.65 | 67.3 | 117.26 | 145.65 | 65.29 | 109.53 | 141.28 | 52.26 | 159.03 | 112.28 | 52.26 | 159.03 | 112.28 | 95.39 | 159.03 | 192.17 | 95.39 | 159.03 | 192.17 | 95.39 | 159.03 | 192.17 | 95.39 | 159.03 | 192.17 | 52.26 | 54.85 | 51.24 | 52.26 | 54.85 | 51.24 | 95.39 | 159.03 | 192.17 | 99.33 | 165.6 | 200.12 | 101.36 | 168.98 | 198.12 | 95.39 | 172.45 | 500
330 | 41.64 | 110.98 | 47.24 | 41.64 | 110.98 | 47.24 | 66.19 | 110.98 | 141.28 | 66.19 | 110.98 | 141.28 | 66.19 | 110.98 | 141.28 | 66.19 | 110.98 | 141.28 | 41.64 | 46.6 | 39.07 | 41.64 | 46.6 | 39.07 | 66.19 | 110.98 | 141.28 | 66.85 | 115.57 | 145.65 | 68.22 | 119.99 | 148.62 | 66.19 | 110.98 | 141.28 | 52.23 | 162.26 | 192.17 | 52.23 | 162.26 | 192.17 | 102.76 | 162.26 | 192.17 | 102.76 | 162.26 | 192.17 | 102.76 | 162.26 | 192.17 | 102.76 | 162.26 | 192.17 | 52.23 | 54.82 | 51.2 | 52.23 | 54.82 | 51.2 | 102.76 | 162.26 | 192.17 | 106.06 | 168.97 | 200.12 | 108.23 | 172.41 | 200.12 | 102.76 | 281.45 | 500
331 | 41.38 | 106.55 | 46.99 | 41.38 | 106.55 | 46.99 | 65.29 | 110.98 | 139.87 | 65.29 | 110.98 | 139.87 | 65.29 | 110.98 | 139.87 | 65.29 | 110.98 | 139.87 | 41.38 | 46.35 | 38.81 | 41.38 | 46.35 | 38.81 | 65.29 | 110.98 | 139.87 | 65.95 | 115.57 | 145.65 | 67.3 | 119.13 | 148.62 | 65.29 | 106.55 | 139.87 | 51.97 | 162.26 | 192.17 | 51.97 | 162.26 | 192.17 | 95.39 | 162.26 | 192.17 | 95.39 | 162.26 | 192.17 | 95.39 | 162.26 | 192.17 | 95.39 | 162.26 | 192.17 | 51.97 | 54.56 | 50.95 | 51.97 | 54.56 | 50.95 | 95.39 | 162.26 | 192.17 | 99.33 | 168.97 | 200.12 | 101.36 | 172.41 | 200.12 | 95.39 | 175.95 | 500
332 | 41.09 | 98.56 | 46.69 | 41.09 | 98.56 | 46.69 | 62.12 | 105.6 | 118.8 | 62.12 | 105.6 | 118.8 | 62.12 | 105.6 | 115.24 | 62.12 | 105.6 | 115.24 | 41.09 | 46.05 | 38.52 | 41.09 | 46.05 | 38.52 | 62.12 | 105.6 | 115.24 | 64.68 | 109.97 | 120 | 64.68 | 113.34 | 120 | 62.12 | 98.56 | 112.24 | 51.68 | 133.13 | 111.7 | 51.68 | 133.13 | 111.7 | 91.38 | 133.13 | 143.67 | 91.38 | 133.13 | 143.67 | 91.38 | 133.13 | 143.67 | 91.38 | 133.13 | 143.67 | 51.68 | 54.26 | 50.65 | 51.68 | 54.26 | 50.65 | 91.38 | 133.13 | 143.67 | 97.35 | 158.68 | 151.13 | 99.33 | 158.68 | 151.13 | 91.38 | 133.13 | 152.7
333 | 41.04 | 92.88 | 46.65 | 41.04 | 92.88 | 46.65 | 55.07 | 96.6 | 112.54 | 55.07 | 96.6 | 112.54 | 55.07 | 96.6 | 108.25 | 55.07 | 96.6 | 108.25 | 41.04 | 46.01 | 38.47 | 41.04 | 46.01 | 38.47 | 55.07 | 96.6 | 105 | 57.35 | 106.06 | 114.86 | 57.35 | 108.23 | 117.2 | 55.07 | 92.88 | 109.25 | 51.63 | 118.21 | 111.65 | 51.63 | 118.21 | 111.65 | 80.72 | 120 | 125 | 80.72 | 120 | 125 | 80.72 | 120 | 125 | 80.72 | 120 | 125 | 51.63 | 54.22 | 50.61 | 51.63 | 54.22 | 50.61 | 80.72 | 120 | 120 | 85 | 142.84 | 146.67 | 86.73 | 145.74 | 149.64 | 80.72 | 120 | 146.71
334 | 40.9 | 80.08 | 46.49 | 40.9 | 80.08 | 46.49 | 49.82 | 80.08 | 97.6 | 49.82 | 80.08 | 97.6 | 49.82 | 80.08 | 91.62 | 49.82 | 80.08 | 91.62 | 40.9 | 45.87 | 38.34 | 40.9 | 45.87 | 38.34 | 49.82 | 79.75 | 88.87 | 55.14 | 98.34 | 114.86 | 56.26 | 100.35 | 116.02 | 49.82 | 80.08 | 90 | 51.49 | 110.68 | 111.51 | 51.49 | 110.68 | 111.51 | 69.59 | 110.68 | 114.34 | 69.59 | 110.68 | 114.34 | 69.59 | 111.68 | 114.34 | 69.59 | 111.68 | 114.34 | 51.49 | 54.08 | 50.47 | 51.49 | 54.08 | 50.47 | 69.59 | 111.68 | 114.34 | 83.2 | 142.84 | 146.67 | 84.89 | 142.84 | 146.67 | 69.59 | 110.68 | 114.34
335 | 40.62 | 77.36 | 46.22 | 40.62 | 77.36 | 46.22 | 41.33 | 77.36 | 85.34 | 41.33 | 77.36 | 85.34 | 41.33 | 77.36 | 85.34 | 41.33 | 77.36 | 85.34 | 40.62 | 45.59 | 38.06 | 40.62 | 45.59 | 38.06 | 41.33 | 77.36 | 82.78 | 54.54 | 80.7 | 114.86 | 55.09 | 82.34 | 114.86 | 41.33 | 77.36 | 81.94 | 51.21 | 97.18 | 107.67 | 51.21 | 97.18 | 107.67 | 61.52 | 97.18 | 107.67 | 61.52 | 97.18 | 107.67 | 61.52 | 97.18 | 107.67 | 61.52 | 97.18 | 107.67 | 51.21 | 53.8 | 50.19 | 51.21 | 53.8 | 50.19 | 61.52 | 97.18 | 107.67 | 75.9 | 117.89 | 111.12 | 77.44 | 120.29 | 111.12 | 61.52 | 97.18 | 107.67
336 | 40.43 | 75.15 | 81.94 | 40.43 | 75.15 | 81.94 | 40.43 | 75.15 | 83.6 | 40.43 | 75.15 | 83.6 | 41.13 | 75.15 | 83.6 | 41.13 | 75.15 | 83.6 | 40.43 | 45.39 | 37.86 | 40.43 | 45.39 | 37.86 | 41.13 | 75.15 | 82.78 | 50.63 | 79.76 | 86.76 | 50.63 | 81.37 | 88.54 | 40.43 | 75.15 | 81.94 | 51.02 | 96.18 | 106.68 | 51.02 | 96.18 | 106.68 | 56.46 | 96.18 | 106.68 | 56.46 | 96.18 | 106.68 | 56.6 | 96.18 | 106.68 | 56.6 | 96.18 | 106.68 | 51.02 | 53.6 | 49.99 | 51.02 | 53.6 | 49.99 | 56.6 | 96.18 | 106.68 | 72.39 | 102.22 | 107.76 | 73.12 | 117.86 | 107.79 | 56.46 | 96.18 | 106.68
337 | 40.12 | 72.88 | 81.94 | 40.12 | 72.88 | 81.94 | 40.35 | 72.88 | 82.78 | 40.35 | 72.88 | 82.78 | 40.83 | 72.88 | 82.78 | 40.83 | 72.88 | 82.78 | 40.12 | 45.09 | 37.55 | 40.12 | 45.09 | 37.55 | 40.83 | 72.88 | 82.78 | 47.83 | 77.52 | 83.62 | 47.83 | 79.1 | 83.62 | 40.12 | 72.88 | 81.94 | 50.71 | 91.44 | 102.4 | 50.71 | 91.44 | 102.4 | 55.34 | 91.44 | 102.4 | 55.34 | 91.44 | 102.4 | 56.29 | 91.44 | 102.4 | 56.29 | 91.44 | 102.4 | 50.71 | 53.3 | 49.69 | 50.71 | 53.3 | 49.69 | 56.29 | 91.44 | 102.4 | 70.6 | 100.19 | 107.76 | 72.04 | 117.86 | 107.78 | 55.34 | 91.44 | 102.4
338 | 40.35 | 74.35 | 81.96 | 40.35 | 74.35 | 81.96 | 40.35 | 74.35 | 81.96 | 40.35 | 74.35 | 81.96 | 40.63 | 74.35 | 81.96 | 40.63 | 74.35 | 81.96 | 39.92 | 44.89 | 37.35 | 39.92 | 44.89 | 37.35 | 40.63 | 74.35 | 81.96 | 47.83 | 77.52 | 82.78 | 47.83 | 79.1 | 82.78 | 40.35 | 74.35 | 81.96 | 51.76 | 90.32 | 102.4 | 51.76 | 90.32 | 102.4 | 51.76 | 90.32 | 102.4 | 51.76 | 90.32 | 102.4 | 56.09 | 90.32 | 102.4 | 56.09 | 90.32 | 102.4 | 50.51 | 53.1 | 49.49 | 50.51 | 53.1 | 49.49 | 56.09 | 90.32 | 102.4 | 68.49 | 98.96 | 104.49 | 69.89 | 117.86 | 106.62 | 51.76 | 90.32 | 102.4
339 | 40.35 | 64.36 | 79.24 | 40.35 | 64.36 | 79.24 | 40.35 | 64.36 | 79.24 | 40.35 | 64.36 | 79.24 | 40.62 | 64.36 | 79.24 | 40.62 | 64.36 | 79.24 | 39.92 | 44.88 | 37.35 | 39.92 | 44.88 | 37.35 | 40.62 | 64.36 | 79.24 | 47.83 | 68.4 | 80.04 | 47.83 | 69.8 | 80.28 | 40.35 | 64.36 | 79.24 | 51.76 | 85.24 | 87.04 | 51.76 | 85.24 | 87.04 | 51.76 | 85.24 | 87.04 | 51.76 | 85.24 | 87.04 | 56.09 | 85.24 | 87.04 | 56.09 | 85.24 | 87.04 | 50.51 | 53.09 | 49.48 | 50.51 | 53.09 | 49.48 | 56.09 | 85.24 | 85.41 | 68.89 | 93.4 | 87.92 | 70.3 | 113.15 | 89.71 | 51.76 | 85.24 | 87.04
340 | 40.96 | 65.76 | 75.54 | 40.96 | 65.76 | 75.54 | 40.96 | 65.76 | 75.54 | 40.96 | 65.76 | 75.54 | 40.96 | 65.76 | 70.37 | 40.96 | 65.76 | 70.37 | 40.25 | 45.22 | 37.69 | 40.25 | 45.22 | 37.69 | 40.96 | 65.76 | 70.37 | 47.83 | 67.79 | 74.79 | 47.83 | 69.18 | 76.31 | 40.96 | 65.76 | 75.54 | 56.42 | 82.03 | 87.04 | 56.42 | 82.03 | 87.04 | 56.42 | 82.03 | 87.04 | 56.42 | 82.03 | 87.04 | 56.42 | 82.03 | 87.04 | 56.42 | 82.03 | 87.04 | 50.84 | 53.43 | 49.82 | 50.84 | 53.43 | 49.82 | 56.42 | 82.03 | 85.41 | 68.06 | 85.16 | 87.92 | 69.89 | 110.2 | 89.71 | 56.42 | 82.03 | 87.04
341 | 46.55 | 70.5 | 83 | 46.55 | 70.5 | 83 | 46.55 | 70.5 | 83 | 46.55 | 70.5 | 83 | 46.55 | 68.4 | 79.7 | 46.55 | 68.4 | 79.7 | 40.66 | 45.63 | 38.09 | 40.66 | 45.63 | 38.09 | 46.55 | 66.35 | 79.7 | 47.99 | 71.21 | 82.16 | 47.99 | 72.67 | 83.84 | 46.55 | 70.5 | 83 | 62.27 | 87.65 | 88.81 | 62.27 | 87.65 | 88.81 | 62.27 | 87.65 | 88.81 | 62.27 | 87.65 | 88.81 | 62.27 | 87.65 | 87.04 | 62.27 | 87.65 | 87.04 | 51.25 | 53.84 | 50.23 | 51.25 | 53.84 | 50.23 | 62.27 | 85.88 | 85.41 | 68.91 | 88.53 | 87.92 | 72.04 | 115.39 | 89.71 | 66.5 | 90 | 106.63
342 | 55.49 | 100.56 | 99 | 55.49 | 100.56 | 99 | 55.49 | 100.56 | 99 | 55.49 | 100.56 | 99 | 55.49 | 100.56 | 83.16 | 55.49 | 100.56 | 83.16 | 41.16 | 46.12 | 38.59 | 41.16 | 46.12 | 38.59 | 55.49 | 73.34 | 82.16 | 56.05 | 101.58 | 98 | 57.19 | 115.39 | 100 | 55.49 | 100.56 | 99 | 85 | 111.11 | 106.56 | 85 | 111.11 | 106.56 | 85 | 111.11 | 106.56 | 85 | 111.11 | 106.56 | 78.24 | 108.9 | 95.37 | 78.24 | 108.9 | 95.37 | 51.74 | 54.33 | 50.72 | 51.74 | 54.33 | 50.72 | 78.24 | 92.3 | 95.37 | 88.67 | 110 | 96.33 | 103.95 | 120 | 107.64 | 88.67 | 115.74 | 111
343 | 76.29 | 147.98 | 145 | 76.29 | 147.98 | 145 | 76.29 | 147.98 | 145 | 76.29 | 147.98 | 145 | 76.29 | 147.98 | 125 | 74.01 | 147.98 | 125 | 42.78 | 47.74 | 40.21 | 42.78 | 47.74 | 40.21 | 74.01 | 78.31 | 82.78 | 75.53 | 151.03 | 143.55 | 77.07 | 151.03 | 146.46 | 76.29 | 147.98 | 145 | 121.78 | 200 | 129.2 | 121.78 | 200 | 129.2 | 121.78 | 200 | 129.2 | 121.78 | 200 | 129.2 | 121.78 | 200 | 125 | 121.78 | 200 | 110 | 53.36 | 55.95 | 52.34 | 53.36 | 55.95 | 52.34 | 121.78 | 109.06 | 110 | 125.55 | 202.02 | 110 | 125.55 | 250 | 130.51 | 125.59 | 500 | 500
344 | 77.85 | 147.98 | 145 | 77.85 | 147.98 | 145 | 77.85 | 147.98 | 145 | 77.85 | 147.98 | 145 | 77.85 | 147.98 | 125 | 74.01 | 147.98 | 125 | 44.33 | 49.3 | 41.76 | 44.33 | 49.3 | 41.76 | 74.01 | 105 | 87.98 | 77.07 | 151.03 | 143.55 | 78.64 | 152.55 | 146.46 | 77.85 | 147.98 | 145 | 123.01 | 200 | 130.51 | 123.01 | 200 | 130.51 | 123.01 | 200 | 130.51 | 123.01 | 200 | 130.51 | 123.01 | 200 | 125 | 123.01 | 200 | 110 | 54.92 | 57.51 | 53.9 | 54.92 | 57.51 | 53.9 | 123.01 | 120 | 110 | 125.55 | 202.02 | 110 | 126.82 | 250 | 131.83 | 125.59 | 500 | 500
345 | 77.85 | 147.98 | 145 | 77.85 | 147.98 | 145 | 77.85 | 147.98 | 145 | 77.85 | 147.98 | 145 | 77.85 | 147.98 | 113.4 | 74.01 | 147.98 | 113.4 | 43.67 | 48.64 | 41.1 | 43.67 | 48.64 | 41.1 | 74.01 | 106.88 | 113.4 | 77.07 | 149.47 | 114.55 | 78.64 | 152.52 | 146.46 | 77.85 | 147.98 | 145 | 124.3 | 200 | 130.51 | 124.3 | 200 | 130.51 | 124.3 | 200 | 130.51 | 124.3 | 200 | 130.51 | 124.3 | 127.54 | 125 | 110 | 127.54 | 110 | 54.26 | 56.85 | 53.24 | 54.26 | 56.85 | 53.24 | 110 | 127.54 | 110 | 125.55 | 128.83 | 108.9 | 126.82 | 250 | 131.83 | 128.14 | 500 | 500
346 | 78.65 | 120 | 119.32 | 78.65 | 120 | 119.32 | 78.65 | 120 | 119.32 | 78.65 | 120 | 119.32 | 78.65 | 120 | 112.27 | 74.01 | 118.76 | 112.27 | 43.2 | 48.17 | 40.64 | 43.2 | 48.17 | 40.64 | 74.01 | 109.37 | 112.27 | 75.53 | 119.96 | 113.4 | 79.44 | 121.21 | 118.13 | 78.65 | 120 | 119.32 | 125 | 200 | 112.12 | 125 | 200 | 112.12 | 125 | 200 | 112.12 | 125 | 200 | 112.12 | 125 | 127.54 | 112.12 | 110 | 127.54 | 108.87 | 53.79 | 56.38 | 52.77 | 53.79 | 56.38 | 52.77 | 110 | 127.54 | 108.87 | 125.55 | 127.54 | 107.78 | 126.26 | 250 | 112.23 | 125.59 | 500 | 500
347 | 74.26 | 113.25 | 115.58 | 74.26 | 113.25 | 115.58 | 74.26 | 113.25 | 115.58 | 74.26 | 113.25 | 115.58 | 74.26 | 110.98 | 108.75 | 69.87 | 110.98 | 108.75 | 42.9 | 47.87 | 40.33 | 42.9 | 47.87 | 40.33 | 69.87 | 110.98 | 108.75 | 71.31 | 112.1 | 109.85 | 75.01 | 114.39 | 114.42 | 74.26 | 113.25 | 115.58 | 116.16 | 200 | 113.18 | 116.16 | 200 | 113.18 | 116.16 | 200 | 113.18 | 116.16 | 200 | 113.18 | 116.16 | 127.12 | 108.87 | 110 | 127.12 | 108.87 | 53.49 | 56.08 | 52.47 | 53.49 | 56.08 | 52.47 | 110 | 127.12 | 108.87 | 115 | 127.12 | 107.78 | 117.33 | 250 | 112.05 | 116.16 | 500 | 500
348 | 65.57 | 111.76 | 114.33 | 65.57 | 111.76 | 114.33 | 65.57 | 111.76 | 114.33 | 65.57 | 111.76 | 114.33 | 65.57 | 110 | 108.75 | 61.7 | 110 | 108.75 | 42.66 | 47.64 | 40.1 | 42.66 | 47.64 | 40.1 | 61.7 | 110 | 108.75 | 62.97 | 111.76 | 109.85 | 66.23 | 112.89 | 113.19 | 65.57 | 111.76 | 114.33 | 105 | 200 | 110.93 | 105 | 200 | 110.93 | 105 | 200 | 110.93 | 105 | 200 | 110.93 | 105 | 127.54 | 110 | 101.85 | 127.54 | 108.87 | 53.25 | 55.84 | 52.23 | 53.25 | 55.84 | 52.23 | 101.85 | 127.54 | 110 | 103.95 | 126.26 | 107.78 | 106.06 | 250 | 112.05 | 105 | 200 | 500
349 | 67.85 | 111.76 | 115.52 | 67.85 | 111.76 | 115.52 | 67.85 | 111.76 | 115.52 | 67.85 | 111.76 | 115.52 | 67.85 | 110.64 | 113.97 | 65.83 | 110.64 | 112.06 | 42.55 | 47.55 | 39.98 | 42.55 | 47.55 | 39.98 | 65.83 | 110.64 | 113.97 | 66.49 | 111.76 | 110.94 | 68.54 | 112.89 | 114.37 | 67.85 | 111.76 | 115.52 | 105 | 200 | 113.37 | 105 | 200 | 113.37 | 105 | 200 | 113.37 | 105 | 200 | 113.37 | 105 | 128.87 | 110 | 102.91 | 128.87 | 108.87 | 53.14 | 55.73 | 52.12 | 53.14 | 55.73 | 52.12 | 102.91 | 128.87 | 110 | 103.95 | 127.58 | 104.49 | 106.06 | 250 | 112.23 | 105 | 200 | 500
350 | 64.13 | 112.89 | 115.58 | 64.13 | 112.89 | 115.58 | 64.13 | 112.89 | 115.58 | 64.13 | 112.89 | 115.58 | 64.13 | 111.76 | 113.97 | 62.21 | 111.76 | 112.11 | 62.21 | 111.76 | 113.97 | 42.61 | 49.75 | 43.81 | 62.21 | 111.76 | 113.97 | 62.84 | 111.76 | 110.99 | 64.78 | 114.03 | 114.42 | 64.13 | 112.89 | 115.58 | 106.06 | 200 | 114.55 | 106.06 | 200 | 114.55 | 106.06 | 200 | 114.55 | 106.06 | 200 | 114.55 | 106.06 | 200 | 111.11 | 103.95 | 200 | 108.87 | 103.95 | 200 | 111.11 | 53.2 | 55.79 | 64.79 | 103.95 | 200 | 111.11 | 105 | 198 | 106.7 | 107.13 | 250 | 113.4 | 106.06 | 200 | 500
351 | 77.83 | 121.21 | 127.68 | 77.83 | 121.21 | 127.68 | 77.83 | 121.21 | 127.68 | 77.83 | 121.21 | 127.68 | 77.83 | 121.21 | 127.68 | 75.5 | 120 | 123.85 | 77.83 | 121.21 | 127.68 | 42.84 | 120 | 70.53 | 77.83 | 121.21 | 127.68 | 76.26 | 120 | 122.61 | 78.62 | 122.44 | 126.41 | 77.83 | 121.21 | 127.68 | 120 | 200 | 121.49 | 120 | 200 | 121.49 | 120 | 200 | 121.49 | 120 | 200 | 121.49 | 120 | 200 | 121.49 | 116.4 | 200 | 114.31 | 120 | 200 | 121.49 | 53.43 | 120 | 120 | 120 | 200 | 121.49 | 118.8 | 250 | 113.17 | 121.21 | 255.1 | 120.27 | 120 | 200 | 500
352 | 80.25 | 154.12 | 200 | 80.25 | 154.12 | 200 | 80.25 | 154.12 | 200 | 80.25 | 154.12 | 200 | 80.25 | 154.12 | 200 | 76.26 | 154.12 | 200 | 80.25 | 154.12 | 200 | 43.74 | 49.75 | 43.81 | 80.25 | 154.12 | 200 | 77.03 | 154.12 | 202.02 | 81.06 | 155.68 | 202.02 | 80.25 | 154.12 | 200 | 126.82 | 200 | 200 | 126.82 | 200 | 200 | 126.82 | 200 | 200 | 126.82 | 200 | 200 | 126.82 | 200 | 200 | 123.01 | 200 | 200 | 123.01 | 200 | 200 | 54.33 | 98.21 | 53.3 | 123.01 | 200 | 200 | 125.55 | 250 | 198 | 128.1 | 255.1 | 202.02 | 126.82 | 500 | 500
353 | 90 | 200 | 201.73 | 90 | 200 | 201.73 | 90 | 200 | 201.73 | 90 | 200 | 201.73 | 90 | 200 | 201.73 | 83.86 | 200 | 201.73 | 90 | 200 | 200 | 44.68 | 119.99 | 70.53 | 90 | 200 | 201.73 | 84.71 | 204.12 | 203.76 | 90.91 | 206.18 | 203.76 | 90 | 200 | 201.73 | 200 | 200 | 200 | 200 | 200 | 200 | 200 | 200 | 200 | 200 | 200 | 200 | 200 | 200 | 200 | 200 | 200 | 200 | 200 | 200 | 200 | 55.27 | 120 | 120 | 200 | 200 | 200 | 202.02 | 250 | 198 | 206.14 | 255.1 | 202.02 | 204.19 | 500 | 500
354 | 95.4 | 200 | 201.73 | 95.4 | 200 | 201.73 | 95.4 | 200 | 201.73 | 95.4 | 200 | 201.73 | 95.4 | 200 | 201.73 | 95.4 | 200 | 201.73 | 95.4 | 200 | 200 | 43.6 | 49.75 | 43.81 | 95.4 | 200 | 201.73 | 96.36 | 204.12 | 203.76 | 98.32 | 204.12 | 203.76 | 95.4 | 200 | 201.73 | 200 | 200 | 200 | 200 | 200 | 200 | 200 | 200 | 200 | 200 | 200 | 200 | 200 | 200 | 200 | 200 | 200 | 200 | 200 | 200 | 200 | 54.19 | 56.78 | 53.17 | 200 | 200 | 200 | 202.06 | 250 | 198 | 206.19 | 250 | 202.02 | 204.19 | 500 | 500
355 | 93.31 | 200 | 200 | 93.31 | 200 | 200 | 93.31 | 200 | 200 | 93.31 | 200 | 200 | 93.31 | 200 | 200 | 91.46 | 200 | 200 | 93.31 | 200 | 200 | 42.31 | 120 | 120 | 93.31 | 200 | 200 | 92.38 | 202.02 | 198 | 94.26 | 202.02 | 202.02 | 93.31 | 200 | 200 | 200 | 200 | 200 | 200 | 200 | 200 | 200 | 200 | 200 | 200 | 200 | 200 | 200 | 200 | 200 | 200 | 200 | 200 | 200 | 200 | 200 | 73.76 | 120 | 120 | 200 | 200 | 200 | 202.02 | 202.02 | 104.49 | 204.06 | 206.14 | 138.71 | 200 | 500 | 500
356 | 77.07 | 154.08 | 200 | 77.07 | 154.08 | 200 | 77.07 | 154.08 | 200 | 77.07 | 154.08 | 200 | 77.07 | 154.08 | 200 | 75.86 | 154.08 | 200 | 75.86 | 154.08 | 200 | 45.72 | 120.01 | 120 | 75.86 | 154.08 | 200 | 76.29 | 154.12 | 198 | 77.85 | 155.64 | 198 | 77.07 | 154.08 | 200 | 124.3 | 200 | 200 | 124.3 | 200 | 200 | 124.3 | 200 | 200 | 124.3 | 200 | 200 | 124.3 | 200 | 200 | 123.01 | 200 | 200 | 123.01 | 200 | 200 | 120 | 200 | 200 | 123.01 | 200 | 200 | 124.26 | 198 | 104.49 | 125.55 | 202.02 | 130.51 | 124.3 | 500 | 500
357 | 71.75 | 149.98 | 200 | 71.75 | 149.98 | 200 | 71.75 | 149.98 | 200 | 71.75 | 149.98 | 200 | 71.75 | 149.98 | 200 | 71.75 | 149.98 | 200 | 71.75 | 149.98 | 200 | 41.29 | 120 | 120 | 71.75 | 149.98 | 200 | 71.04 | 151.49 | 198 | 72.48 | 151.49 | 198 | 71.75 | 149.98 | 200 | 111.11 | 200 | 200 | 111.11 | 200 | 200 | 111.11 | 200 | 200 | 111.11 | 200 | 200 | 111.11 | 200 | 200 | 110 | 200 | 200 | 110 | 200 | 200 | 51.88 | 120 | 120 | 110 | 200 | 200 | 110 | 198 | 84.85 | 112.23 | 202.02 | 120 | 111.11 | 200 | 500
358 | 56.7 | 125 | 200 | 56.7 | 125 | 200 | 56.7 | 125 | 200 | 56.7 | 125 | 200 | 56.7 | 125 | 200 | 56.7 | 125 | 200 | 56.7 | 125 | 200 | 40.98 | 120 | 120 | 56.7 | 125 | 200 | 57.27 | 123.75 | 110 | 57.27 | 126.26 | 112.24 | 56.7 | 125 | 200 | 98.79 | 200 | 200 | 98.79 | 200 | 200 | 98.79 | 200 | 200 | 98.79 | 200 | 200 | 98.79 | 200 | 200 | 98.79 | 200 | 200 | 98.79 | 200 | 200 | 51.56 | 120 | 120 | 98.79 | 200 | 200 | 99.79 | 198 | 49.78 | 99.79 | 202.02 | 104.49 | 98.79 | 200 | 500
359 | 53.62 | 112.48 | 200 | 53.62 | 112.48 | 200 | 53.62 | 112.48 | 200 | 53.62 | 112.48 | 200 | 53.62 | 112.48 | 200 | 53.62 | 112.48 | 200 | 53.62 | 112.48 | 200 | 40.55 | 112.48 | 120 | 53.62 | 112.48 | 200 | 54.16 | 111.36 | 84.85 | 54.16 | 113.62 | 86.58 | 53.62 | 112.48 | 200 | 86.72 | 131.06 | 125 | 86.72 | 131.06 | 125 | 86.72 | 131.06 | 125 | 86.72 | 131.06 | 125 | 86.72 | 131.06 | 125 | 86.72 | 131.06 | 125 | 86.72 | 131.06 | 125 | 51.13 | 120 | 120 | 86.72 | 131.06 | 125 | 87.42 | 127.16 | 49.78 | 87.6 | 129.75 | 101.25 | 86.72 | 131.06 | 125
360 | 43.31 | 106.46 | 131.78 | 43.31 | 106.46 | 131.78 | 43.31 | 106.46 | 131.78 | 43.31 | 106.46 | 131.78 | 43.31 | 106.46 | 131.78 | 43.31 | 106.46 | 131.78 | 40.33 | 106.46 | 131.78 | 40.33 | 45.3 | 43.81 | 43.31 | 106.46 | 131.78 | 43.75 | 105.4 | 84.85 | 43.75 | 105.39 | 86.58 | 43.31 | 106.46 | 131.78 | 76.1 | 125 | 120 | 76.1 | 125 | 120 | 76.1 | 125 | 120 | 76.1 | 125 | 120 | 76.1 | 125 | 120 | 76.1 | 125 | 120 | 50.92 | 125 | 120 | 50.92 | 53.5 | 51.61 | 76.1 | 125 | 120 | 76.87 | 123.75 | 73.76 | 76.87 | 123.75 | 101.25 | 76.1 | 125 | 120
361 | 40.78 | 98.98 | 120 | 40.78 | 98.98 | 120 | 40.78 | 98.98 | 120 | 40.78 | 98.98 | 120 | 40.78 | 98.98 | 120 | 40.78 | 98.98 | 120 | 40.07 | 98.98 | 100 | 40.07 | 45.05 | 43.81 | 40.78 | 98.98 | 120 | 41.19 | 97.99 | 103.32 | 41.19 | 99.33 | 101.25 | 40.78 | 98.98 | 120 | 56.24 | 120 | 107.67 | 56.24 | 120 | 107.67 | 56.24 | 120 | 107.67 | 56.24 | 120 | 107.67 | 56.24 | 120 | 107.67 | 56.24 | 120 | 107.67 | 50.66 | 120 | 100 | 50.66 | 53.25 | 51.61 | 56.24 | 120 | 107.67 | 56.81 | 118.8 | 99.23 | 56.81 | 118.8 | 101.25 | 56.24 | 120 | 107.67
362 | 40.64 | 96.02 | 120 | 40.64 | 96.02 | 120 | 40.64 | 96.02 | 120 | 40.64 | 96.02 | 120 | 40.64 | 97.97 | 120 | 40.64 | 97.97 | 120 | 39.93 | 49.75 | 43.81 | 39.93 | 49.74 | 43.81 | 40.64 | 97.97 | 120 | 41.05 | 96.99 | 103.32 | 41.05 | 95.06 | 101.25 | 40.64 | 96.02 | 120 | 56.1 | 112.27 | 107.67 | 56.1 | 112.27 | 107.67 | 56.1 | 112.27 | 107.67 | 56.1 | 112.27 | 107.67 | 56.1 | 112.27 | 107.67 | 56.1 | 112.27 | 107.67 | 50.52 | 53.11 | 51.61 | 50.52 | 53.11 | 51.61 | 56.1 | 112.27 | 107.67 | 56.66 | 111.15 | 103.32 | 56.66 | 111.15 | 101.25 | 56.1 | 112.27 | 107.67
363 | 40.8 | 96.02 | 103.74 | 40.8 | 96.02 | 103.74 | 40.8 | 96.02 | 103.74 | 40.8 | 96.02 | 103.74 | 40.8 | 97.97 | 103.74 | 40.8 | 97.97 | 103.74 | 39.87 | 96.02 | 100 | 39.87 | 44.85 | 43.81 | 40.8 | 97.97 | 103.74 | 41.21 | 96.99 | 102.7 | 41.21 | 95.06 | 100.65 | 40.8 | 96.02 | 103.74 | 56.04 | 110.04 | 104.36 | 56.04 | 110.04 | 104.36 | 56.04 | 110.04 | 104.36 | 56.04 | 110.04 | 104.36 | 56.04 | 110.04 | 104.36 | 56.04 | 110.04 | 104.36 | 50.46 | 100 | 51.61 | 50.46 | 53.05 | 51.61 | 56.04 | 110.04 | 104.36 | 56.61 | 111.15 | 103.32 | 56.61 | 108.94 | 101.25 | 56.04 | 110.04 | 104.36
364 | 42.88 | 96.03 | 107.81 | 42.88 | 96.03 | 107.81 | 42.88 | 96.03 | 107.81 | 42.88 | 96.03 | 107.81 | 42.88 | 97.99 | 110 | 42.88 | 97.99 | 110 | 40.08 | 45.05 | 37.51 | 40.08 | 45.05 | 37.51 | 42.88 | 97.99 | 110 | 43.31 | 97.01 | 108.9 | 43.31 | 95.07 | 86.58 | 42.88 | 96.03 | 107.81 | 56.92 | 110.04 | 105.55 | 56.92 | 110.04 | 105.55 | 56.92 | 110.04 | 105.55 | 56.92 | 110.04 | 105.55 | 56.92 | 110.04 | 105.55 | 56.92 | 110.04 | 105.55 | 50.67 | 53.26 | 51.61 | 50.67 | 53.26 | 51.61 | 56.92 | 110.04 | 105.55 | 58.67 | 111.15 | 104.49 | 57.5 | 108.94 | 101.25 | 56.92 | 110.04 | 107.67
365 | 51.49 | 105.63 | 189.8 | 51.49 | 105.63 | 189.8 | 51.49 | 105.63 | 189.8 | 51.49 | 105.63 | 189.8 | 51.49 | 105.63 | 193.66 | 51.49 | 105.63 | 193.66 | 40.51 | 45.49 | 37.94 | 40.51 | 45.48 | 37.94 | 51.49 | 105.63 | 193.66 | 52.01 | 106.7 | 191.72 | 52.01 | 104.58 | 101.25 | 51.49 | 105.63 | 189.8 | 74.42 | 146 | 107.67 | 74.42 | 146 | 107.67 | 74.42 | 146 | 107.67 | 74.42 | 146 | 107.67 | 74.42 | 146.01 | 107.67 | 74.42 | 146.01 | 107.67 | 51.1 | 53.69 | 51.61 | 51.1 | 53.69 | 51.61 | 74.42 | 146.01 | 107.67 | 75.18 | 147.49 | 106.6 | 75.18 | 144.54 | 104.46 | 74.42 | 146 | 500
366 | 55.33 | 111.75 | 195.67 | 55.33 | 111.75 | 195.67 | 55.33 | 111.75 | 195.67 | 55.33 | 111.75 | 195.67 | 54.76 | 111.75 | 195.67 | 54.76 | 111.75 | 195.67 | 40.89 | 100 | 100 | 40.89 | 100 | 100 | 54.76 | 111.75 | 195.67 | 55.32 | 112.88 | 197.65 | 55.89 | 110.63 | 120 | 55.33 | 111.75 | 195.67 | 90 | 200 | 200 | 90 | 200 | 200 | 90 | 200 | 200 | 90 | 200 | 125 | 90 | 200 | 200 | 90 | 200 | 200 | 51.48 | 100 | 51.61 | 51.48 | 100 | 51.61 | 90 | 200 | 200 | 90.12 | 250 | 202.02 | 90.91 | 202.02 | 104.49 | 91.59 | 500 | 500
367 | 79.7 | 198.01 | 200 | 79.7 | 198.01 | 200 | 79.7 | 198.01 | 200 | 79.7 | 198.01 | 200 | 79.7 | 198.01 | 200 | 76.55 | 198.01 | 200 | 42.02 | 100 | 43.81 | 42.02 | 100 | 43.81 | 76.55 | 198.01 | 200 | 77.33 | 200.01 | 250 | 78.91 | 200.01 | 198 | 79.7 | 198.01 | 200 | 123.01 | 200 | 200 | 123.01 | 200 | 200 | 123.01 | 200 | 200 | 123.01 | 200 | 138.71 | 123.01 | 200 | 200 | 123.01 | 200 | 200 | 52.61 | 98.21 | 51.61 | 52.61 | 98.21 | 51.61 | 123.01 | 200 | 200 | 124.26 | 470.45 | 250 | 124.26 | 202.02 | 130.51 | 130.74 | 500 | 500
368 | 80.85 | 200 | 200 | 80.85 | 200 | 200 | 80.85 | 200 | 200 | 80.85 | 200 | 200 | 80.85 | 200 | 200 | 80.01 | 200 | 200 | 80.01 | 200 | 200 | 45.72 | 120 | 120 | 80.01 | 200 | 200 | 79.21 | 204.07 | 250 | 80.04 | 200.01 | 198 | 80.85 | 200 | 200 | 124.3 | 200 | 200 | 124.3 | 200 | 200 | 124.3 | 200 | 200 | 124.3 | 200 | 138.71 | 124.3 | 200 | 200 | 124.3 | 200 | 200 | 124.3 | 200 | 108.68 | 73.76 | 120 | 108.68 | 124.3 | 200 | 200 | 125.55 | 475.3 | 250 | 125.55 | 202.02 | 137.32 | 130.74 | 500 | 500
369 | 80.85 | 200 | 200 | 80.85 | 200 | 200 | 80.85 | 200 | 200 | 80.85 | 200 | 200 | 80.85 | 200 | 200 | 80.01 | 200 | 200 | 80.01 | 200 | 200 | 45.72 | 120 | 120 | 80.01 | 200 | 200 | 79.21 | 204.07 | 250 | 80.04 | 202.02 | 202.02 | 80.85 | 200 | 200 | 124.3 | 200 | 200 | 124.3 | 200 | 200 | 124.3 | 200 | 200 | 124.3 | 200 | 160.47 | 124.3 | 200 | 200 | 124.3 | 200 | 200 | 124.3 | 200 | 120 | 120 | 120 | 120 | 124.3 | 200 | 200 | 125.55 | 475.3 | 342.25 | 125.55 | 250 | 158.87 | 130.74 | 500 | 500
370 | 80.85 | 200 | 200 | 80.85 | 200 | 200 | 80.85 | 200 | 200 | 80.85 | 200 | 200 | 80.85 | 200 | 200 | 80.01 | 200 | 200 | 80.01 | 200 | 200 | 80.01 | 200 | 200 | 80.01 | 200 | 200 | 79.21 | 202.67 | 202.04 | 80.04 | 200.64 | 198 | 80.85 | 200 | 200 | 124.3 | 200 | 200 | 124.3 | 200 | 200 | 124.3 | 200 | 200 | 124.3 | 200 | 160.47 | 124.3 | 200 | 200 | 124.3 | 200 | 200 | 124.3 | 200 | 120 | 124.3 | 200 | 120 | 124.3 | 200 | 200 | 125.55 | 475.3 | 342.25 | 125.55 | 250 | 158.87 | 124.3 | 500 | 500
371 | 80.01 | 148.98 | 199.65 | 80.01 | 148.98 | 199.65 | 80.01 | 148.98 | 199.65 | 80.01 | 148.98 | 199.65 | 80.01 | 148.98 | 199.65 | 78.42 | 148.98 | 199.65 | 78.42 | 148.98 | 199.65 | 45.72 | 120 | 120 | 78.42 | 148.98 | 199.65 | 79.21 | 150.48 | 201.66 | 79.21 | 150.48 | 197.65 | 80.01 | 148.98 | 199.65 | 112.27 | 200 | 137.1 | 112.27 | 200 | 137.1 | 112.27 | 200 | 137.1 | 112.27 | 200 | 125 | 112.27 | 200 | 137.1 | 112.27 | 200 | 137.1 | 112.27 | 200 | 137.1 | 112.27 | 120 | 120 | 112.27 | 200 | 137.1 | 113.4 | 355.31 | 138.48 | 113.4 | 250 | 123.75 | 112.27 | 216.88 | 500
372 | 65.36 | 145.97 | 199.65 | 65.36 | 145.97 | 199.65 | 65.36 | 145.97 | 199.65 | 65.36 | 145.97 | 199.65 | 65.36 | 145.97 | 199.65 | 64.04 | 145.97 | 199.65 | 64.04 | 145.96 | 199.65 | 42.1 | 120 | 120 | 64.04 | 145.97 | 199.65 | 64.68 | 148.97 | 201.66 | 66 | 147.44 | 197.65 | 65.36 | 145.97 | 199.65 | 103.95 | 200 | 122.47 | 103.95 | 200 | 122.47 | 103.95 | 200 | 122.47 | 103.95 | 200 | 122.47 | 103.95 | 200 | 122.47 | 103.95 | 200 | 122.47 | 103.95 | 200 | 120 | 52.69 | 120 | 120 | 103.95 | 200 | 122.47 | 105 | 348.13 | 123.71 | 105 | 250 | 121.24 | 103.95 | 216.88 | 500
373 | 60.64 | 145.97 | 199.65 | 60.64 | 145.97 | 199.65 | 60.64 | 145.97 | 199.65 | 60.64 | 145.97 | 199.65 | 60.64 | 145.97 | 199.65 | 59.42 | 145.97 | 199.65 | 59.42 | 145.97 | 199.65 | 59.42 | 145.96 | 120 | 59.42 | 145.97 | 199.65 | 60.02 | 148.97 | 201.66 | 61.24 | 147.44 | 197.65 | 60.64 | 145.97 | 199.65 | 99.22 | 200 | 121.25 | 99.22 | 200 | 121.25 | 99.22 | 200 | 121.25 | 99.22 | 200 | 121.25 | 99.22 | 200 | 121.25 | 99.22 | 200 | 121.25 | 99.22 | 200 | 121.25 | 99.22 | 200 | 121.25 | 99.22 | 200 | 121.25 | 100.23 | 345.82 | 121.25 | 100.23 | 250 | 120.04 | 99.22 | 216.88 | 500
374 | 60.62 | 145.97 | 199.65 | 60.62 | 145.97 | 199.65 | 60.62 | 145.97 | 199.65 | 60.62 | 145.97 | 199.65 | 60.62 | 145.97 | 199.65 | 59.42 | 145.97 | 199.65 | 59.42 | 145.97 | 199.65 | 41.85 | 120 | 120 | 59.42 | 145.97 | 199.65 | 60.02 | 148.97 | 201.66 | 61.24 | 147.44 | 197.65 | 60.62 | 145.97 | 199.65 | 99.22 | 200 | 122.46 | 99.22 | 200 | 122.46 | 99.22 | 200 | 122.46 | 99.22 | 200 | 122.46 | 99.22 | 200 | 122.46 | 99.22 | 200 | 121.25 | 99.22 | 200 | 121.25 | 99.22 | 120 | 120 | 99.22 | 200 | 121.25 | 100.22 | 345.82 | 121.25 | 100.22 | 250 | 121.24 | 99.22 | 216.88 | 500
375 | 66.02 | 147.49 | 200 | 66.02 | 147.49 | 200 | 66.02 | 147.49 | 200 | 66.02 | 147.49 | 200 | 66.02 | 147.49 | 200 | 64.04 | 147.48 | 200 | 64.04 | 147.48 | 200 | 45.72 | 120 | 120 | 64.04 | 147.48 | 200 | 64.68 | 148.98 | 204.12 | 66 | 148.98 | 202.02 | 66.02 | 147.49 | 200 | 106.06 | 200 | 144.48 | 106.06 | 200 | 144.48 | 106.06 | 200 | 144.48 | 106.06 | 200 | 144.48 | 106.06 | 200 | 125 | 102.91 | 200 | 121.25 | 102.91 | 200 | 121.25 | 73.76 | 120 | 120 | 102.91 | 200 | 121.25 | 105 | 345.82 | 121.25 | 107.13 | 338.9 | 143.04 | 106.06 | 216.88 | 500
376 | 82.48 | 196.65 | 360.11 | 82.48 | 196.65 | 360.11 | 82.48 | 196.65 | 360.11 | 82.48 | 196.65 | 360.11 | 82.48 | 196.65 | 360.11 | 77.86 | 196.65 | 360.11 | 82.48 | 196.65 | 200 | 42.59 | 49.75 | 43.81 | 82.48 | 196.65 | 360.11 | 79.21 | 198.63 | 363.75 | 81.66 | 198.63 | 363.75 | 82.48 | 196.65 | 360.11 | 126.82 | 203.19 | 200 | 126.82 | 203.19 | 200 | 126.82 | 203.19 | 200 | 126.82 | 203.19 | 200 | 126.82 | 203.19 | 200 | 123.01 | 203.19 | 200 | 123.01 | 200 | 200 | 53.18 | 55.77 | 108.68 | 123.01 | 203.19 | 200 | 125.55 | 461.09 | 202.02 | 128.1 | 451.87 | 202.02 | 126.82 | 220.33 | 500
377 | 90 | 200 | 470.45 | 90 | 200 | 470.45 | 90 | 200 | 470.45 | 90 | 200 | 470.45 | 90 | 200 | 470.45 | 82.51 | 200 | 470.45 | 90 | 200 | 200 | 45.72 | 120 | 120 | 90 | 200 | 470.45 | 82.51 | 202.02 | 475.2 | 90.91 | 202.04 | 475.2 | 90 | 200 | 470.45 | 132.05 | 203.77 | 247.5 | 132.05 | 203.77 | 247.5 | 132.05 | 203.77 | 247.5 | 132.05 | 203.77 | 247.5 | 132.05 | 203.77 | 247.5 | 125.55 | 203.77 | 247.5 | 125.55 | 200 | 200 | 73.76 | 120 | 200 | 125.55 | 203.77 | 200 | 130.71 | 470.45 | 250 | 133.38 | 475.4 | 250 | 132.05 | 220.97 | 500
378 | 94.35 | 200 | 480.15 | 94.35 | 200 | 480.15 | 99.33 | 200 | 480.15 | 99.33 | 200 | 480.15 | 99.33 | 200 | 480.15 | 99.33 | 200 | 480.15 | 94.35 | 200 | 200 | 45.72 | 120 | 120 | 99.33 | 200 | 480.15 | 100.34 | 202.02 | 485 | 100.34 | 204.08 | 485 | 99.33 | 200 | 480.15 | 200 | 203.15 | 247.5 | 200 | 203.15 | 247.5 | 200 | 203.15 | 247.5 | 200 | 203.15 | 247.5 | 200 | 203.15 | 247.5 | 200 | 203.15 | 247.5 | 200 | 200 | 200 | 73.76 | 120 | 200 | 200 | 203.15 | 200 | 202.02 | 470.45 | 250 | 202.02 | 480.05 | 250 | 200 | 500 | 500
379 | 90 | 200 | 479.17 | 90 | 200 | 479.17 | 90 | 200 | 479.17 | 90 | 200 | 479.17 | 90 | 200 | 479.17 | 89.99 | 200 | 479.17 | 89.99 | 200 | 200 | 41.47 | 65.31 | 43.81 | 89.99 | 200 | 479.17 | 89.09 | 202.02 | 485 | 90.91 | 204.08 | 484.01 | 90 | 200 | 479.17 | 149.1 | 202.07 | 247.5 | 149.1 | 202.07 | 247.5 | 149.1 | 202.07 | 247.5 | 149.1 | 202.07 | 247.5 | 149.1 | 202.07 | 247.5 | 149.1 | 202.07 | 247.5 | 149.1 | 200 | 200 | 52.06 | 120 | 120 | 149.1 | 202.07 | 247.5 | 150.61 | 470.45 | 250 | 150.61 | 480.05 | 250 | 149.1 | 216.88 | 500
380 | 80.01 | 199.95 | 470.64 | 80.01 | 199.95 | 470.64 | 80.01 | 199.95 | 470.64 | 80.01 | 199.95 | 470.64 | 80.01 | 199.95 | 470.64 | 78.42 | 199.95 | 470.64 | 78.42 | 199.95 | 200 | 45.72 | 199.82 | 120 | 78.42 | 199.95 | 470.64 | 79.21 | 201.97 | 485 | 80.82 | 204.08 | 475.4 | 80.01 | 199.95 | 470.64 | 126.82 | 201.58 | 247.5 | 126.82 | 201.58 | 247.5 | 126.82 | 201.58 | 247.5 | 126.82 | 201.58 | 247.5 | 126.82 | 201.58 | 247.5 | 126.82 | 201.58 | 247.5 | 126.82 | 200 | 200 | 120 | 200 | 200 | 126.82 | 201.58 | 247.5 | 128.1 | 470.45 | 250 | 128.1 | 461.04 | 250 | 126.82 | 205.67 | 500
381 | 71.75 | 199.77 | 200 | 71.75 | 199.77 | 200 | 71.75 | 199.77 | 200 | 71.75 | 199.77 | 200 | 71.75 | 199.77 | 200 | 71.75 | 199.77 | 200 | 71.75 | 199.76 | 200 | 40.87 | 120 | 120 | 71.75 | 199.77 | 200 | 71.84 | 201.78 | 485 | 72.48 | 204.07 | 475.3 | 71.75 | 199.77 | 200 | 111.11 | 200 | 200 | 111.11 | 200 | 200 | 111.11 | 200 | 200 | 111.11 | 200 | 200 | 111.11 | 200 | 200 | 111.11 | 200 | 200 | 111.11 | 200 | 200 | 111.11 | 200 | 200 | 111.11 | 200 | 200 | 112.27 | 470.45 | 250 | 112.27 | 461.04 | 250 | 111.11 | 200 | 500
382 | 57.45 | 193.95 | 200 | 57.45 | 193.95 | 200 | 57.45 | 193.95 | 200 | 57.45 | 193.95 | 200 | 57.45 | 193.95 | 200 | 57.45 | 193.95 | 200 | 57.45 | 193.95 | 200 | 40.47 | 120 | 120 | 57.45 | 193.95 | 200 | 58.62 | 197.95 | 392.86 | 58.03 | 197.95 | 385 | 57.45 | 193.95 | 200 | 101.85 | 200 | 200 | 101.85 | 200 | 200 | 101.85 | 200 | 200 | 101.85 | 200 | 200 | 101.85 | 200 | 200 | 101.85 | 200 | 200 | 101.85 | 200 | 200 | 51.06 | 120 | 120 | 101.85 | 200 | 200 | 103.95 | 470.45 | 250 | 102.88 | 461.04 | 250 | 101.85 | 200 | 200
383 | 55.53 | 145.46 | 200 | 55.53 | 145.46 | 200 | 55.53 | 145.46 | 200 | 55.53 | 145.46 | 200 | 55.53 | 145.47 | 200 | 55.53 | 145.47 | 200 | 40.13 | 145.44 | 100 | 40.13 | 49.75 | 43.81 | 55.53 | 145.47 | 200 | 56.68 | 148.98 | 449.87 | 56.68 | 148.98 | 250 | 55.53 | 145.46 | 200 | 88.3 | 200 | 200 | 88.3 | 200 | 200 | 88.3 | 200 | 200 | 88.3 | 200 | 200 | 88.3 | 200 | 200 | 88.3 | 200 | 200 | 50.72 | 100 | 64.79 | 50.72 | 100 | 64.79 | 88.3 | 200 | 200 | 92.91 | 470.45 | 250 | 92.91 | 461.04 | 250 | 88.3 | 200 | 200
384 | 47.9 | 120 | 200 | 47.9 | 120 | 200 | 47.9 | 120 | 200 | 47.9 | 120 | 200 | 47.9 | 142.09 | 200 | 47.9 | 142.09 | 200 | 39.92 | 120 | 100 | 39.92 | 49.74 | 43.81 | 47.9 | 142.09 | 200 | 55.64 | 148.01 | 367.54 | 55.64 | 148.01 | 250 | 47.9 | 120 | 200 | 76.1 | 200 | 200 | 76.1 | 200 | 200 | 76.1 | 200 | 200 | 76.1 | 200 | 200 | 76.1 | 200 | 200 | 76.1 | 200 | 200 | 50.51 | 200 | 100 | 50.51 | 53.1 | 100 | 76.1 | 200 | 200 | 91.65 | 355.31 | 250 | 91.65 | 250 | 245 | 76.1 | 200 | 200
385 | 41.63 | 90 | 200 | 41.63 | 90 | 200 | 41.63 | 90 | 200 | 41.63 | 90 | 200 | 41.63 | 141.14 | 200 | 41.63 | 141.14 | 200 | 39.72 | 90 | 43.81 | 39.72 | 49.74 | 43.81 | 41.63 | 141.14 | 200 | 52.16 | 148.01 | 367.54 | 52.16 | 148.01 | 250 | 41.63 | 90 | 200 | 56.46 | 200 | 200 | 56.46 | 200 | 200 | 56.46 | 200 | 200 | 56.46 | 200 | 200 | 56.46 | 200 | 200 | 56.46 | 200 | 200 | 50.31 | 100 | 51.61 | 50.31 | 52.9 | 51.61 | 56.46 | 200 | 200 | 80.7 | 355.31 | 250 | 80.7 | 250 | 245 | 56.46 | 200 | 200
386 | 41.13 | 90 | 200 | 41.13 | 90 | 200 | 41.13 | 90 | 200 | 41.13 | 90 | 200 | 41.13 | 140.67 | 200 | 41.13 | 140.67 | 200 | 39.59 | 90 | 200 | 39.59 | 49.74 | 43.81 | 41.13 | 140.67 | 200 | 49.27 | 148.01 | 367.54 | 49.27 | 148.01 | 250 | 41.13 | 90 | 200 | 55.76 | 200 | 200 | 55.76 | 200 | 200 | 55.76 | 200 | 200 | 55.76 | 200 | 200 | 55.76 | 200 | 200 | 55.76 | 200 | 200 | 50.18 | 200 | 200 | 50.18 | 52.76 | 120 | 55.76 | 200 | 200 | 79.9 | 355.31 | 250 | 79.9 | 250 | 245 | 55.76 | 200 | 200
387 | 40.26 | 82.03 | 124.96 | 40.26 | 82.03 | 200 | 40.26 | 82.03 | 200 | 40.26 | 82.03 | 200 | 40.26 | 140.67 | 200 | 40.26 | 140.67 | 200 | 39.55 | 82.02 | 43.81 | 39.55 | 49.74 | 43.81 | 40.26 | 140.67 | 200 | 49.27 | 148.01 | 367.54 | 49.27 | 148.01 | 250 | 40.26 | 82.03 | 124.96 | 55.72 | 122.5 | 200 | 55.72 | 122.5 | 200 | 55.72 | 122.5 | 200 | 55.72 | 122.5 | 200 | 55.72 | 200 | 200 | 55.72 | 200 | 200 | 50.14 | 100 | 51.61 | 50.14 | 52.73 | 51.61 | 55.72 | 200 | 200 | 79.1 | 355.31 | 255.1 | 79.9 | 250 | 250 | 55.72 | 122.5 | 200
388 | 44.83 | 109.36 | 200 | 44.83 | 109.36 | 200 | 44.83 | 109.36 | 200 | 44.83 | 109.36 | 200 | 44.83 | 140.67 | 200 | 44.83 | 140.67 | 200 | 39.73 | 109.36 | 200 | 39.73 | 49.74 | 43.81 | 44.83 | 140.67 | 200 | 49.27 | 148.01 | 367.54 | 49.27 | 148.01 | 250 | 44.83 | 109.36 | 200 | 74.42 | 162.66 | 200 | 74.42 | 162.66 | 200 | 74.42 | 162.66 | 200 | 74.42 | 162.66 | 200 | 74.42 | 200 | 200 | 74.42 | 200 | 200 | 50.32 | 162.66 | 200 | 50.32 | 52.91 | 64.79 | 74.42 | 200 | 200 | 79.1 | 355.31 | 255.1 | 79.9 | 250 | 250 | 74.42 | 162.66 | 200
389 | 48.91 | 140.67 | 200 | 48.91 | 140.67 | 200 | 48.91 | 140.67 | 200 | 48.91 | 140.67 | 200 | 48.91 | 140.67 | 200 | 48.91 | 140.67 | 200 | 40.1 | 49.75 | 43.81 | 40.1 | 49.75 | 43.81 | 48.91 | 140.67 | 200 | 51.45 | 149.5 | 367.54 | 51.45 | 148.01 | 250 | 48.91 | 140.67 | 200 | 77.5 | 200 | 200 | 77.5 | 200 | 200 | 77.5 | 200 | 200 | 77.5 | 200 | 200 | 77.5 | 200 | 200 | 77.5 | 200 | 200 | 50.69 | 100 | 51.61 | 50.69 | 100 | 51.61 | 77.5 | 200 | 200 | 79.1 | 355.31 | 356.44 | 80.71 | 250 | 250 | 77.5 | 200 | 200
390 | 57.84 | 145.97 | 200 | 57.84 | 145.97 | 200 | 57.84 | 145.97 | 200 | 57.84 | 145.97 | 200 | 56.88 | 145.97 | 200 | 56.88 | 145.97 | 200 | 40.69 | 120 | 120 | 40.69 | 120 | 120 | 56.88 | 145.97 | 200 | 57.45 | 149.51 | 470.45 | 58.62 | 148.98 | 250 | 57.84 | 145.97 | 200 | 92.58 | 200 | 200 | 92.58 | 200 | 200 | 92.58 | 200 | 200 | 92.58 | 200 | 200 | 91.65 | 200 | 200 | 91.65 | 200 | 200 | 51.28 | 120 | 100 | 51.28 | 120 | 100 | 91.65 | 200 | 200 | 93.51 | 356.51 | 356.44 | 93.56 | 250 | 250 | 92.58 | 200 | 200
391 | 93.69 | 200 | 479.59 | 93.69 | 200 | 479.59 | 93.69 | 200 | 479.59 | 93.69 | 200 | 479.59 | 93.69 | 200 | 479.59 | 76.83 | 200 | 479.59 | 76.83 | 200 | 120 | 76.83 | 200 | 120 | 76.83 | 200 | 479.59 | 80.01 | 495 | 494.42 | 94.63 | 485.1 | 484.43 | 93.69 | 200 | 479.59 | 200 | 202.48 | 470.45 | 200 | 202.48 | 470.45 | 200 | 202.48 | 470.45 | 200 | 202.48 | 470.45 | 200 | 202.48 | 470.45 | 197.94 | 202.48 | 470.45 | 120 | 200 | 120 | 120 | 200 | 120 | 197.94 | 202.48 | 470.45 | 202.02 | 495 | 475.2 | 202.02 | 480.2 | 475.2 | 200 | 500 | 500
392 | 94.01 | 200 | 480.15 | 94.01 | 200 | 480.15 | 94.01 | 200 | 480.15 | 94.01 | 200 | 480.15 | 94.01 | 200 | 480.15 | 88.45 | 200 | 480.15 | 88.45 | 200 | 200 | 88.45 | 200 | 200 | 88.45 | 200 | 480.15 | 91.16 | 495 | 495 | 94.96 | 485.1 | 485 | 94.01 | 200 | 480.15 | 200 | 203.05 | 471.64 | 200 | 203.05 | 471.64 | 200 | 203.05 | 471.64 | 200 | 203.05 | 471.64 | 200 | 203.05 | 471.64 | 200 | 203.05 | 471.64 | 200 | 200 | 120 | 200 | 200 | 120 | 200 | 203.05 | 471.64 | 206.19 | 495 | 486.12 | 206.19 | 323.17 | 476.4 | 204.06 | 500 | 500
393 | 94.01 | 200 | 479.91 | 94.01 | 200 | 479.91 | 94.01 | 200 | 479.91 | 94.01 | 200 | 479.91 | 94.01 | 200 | 479.91 | 88.45 | 200 | 479.91 | 88.45 | 200 | 200 | 88.45 | 199.99 | 120 | 88.45 | 200 | 479.91 | 91.16 | 500 | 495 | 94.96 | 490 | 484.76 | 94.01 | 200 | 479.91 | 200 | 202.81 | 471.4 | 200 | 202.81 | 471.4 | 200 | 202.81 | 471.4 | 200 | 202.81 | 471.4 | 200 | 202.81 | 471.4 | 200 | 202.81 | 471.4 | 200 | 200 | 120 | 120 | 200 | 120 | 200 | 202.81 | 471.4 | 206.19 | 495 | 486.12 | 208.27 | 380.2 | 476.16 | 204.06 | 500 | 500
394 | 93.5 | 200 | 479.4 | 93.5 | 200 | 479.4 | 93.5 | 200 | 479.4 | 93.5 | 200 | 479.4 | 93.5 | 200 | 479.4 | 89.34 | 200 | 479.4 | 89.34 | 200 | 200 | 89.34 | 120 | 120 | 89.34 | 200 | 479.4 | 91.16 | 500 | 495 | 94.44 | 490 | 484.24 | 93.5 | 200 | 479.4 | 200 | 202.29 | 470.88 | 200 | 202.29 | 470.88 | 200 | 202.29 | 470.88 | 200 | 202.29 | 470.88 | 200 | 202.29 | 470.88 | 200 | 202.29 | 470.88 | 200 | 200 | 120 | 120 | 200 | 120 | 200 | 202.29 | 470.88 | 206.19 | 495 | 486.12 | 206.19 | 250 | 475.64 | 203.78 | 500 | 500
395 | 93.16 | 200 | 470.55 | 93.16 | 200 | 470.55 | 93.16 | 200 | 470.55 | 93.16 | 200 | 470.55 | 93.16 | 200 | 470.55 | 88.45 | 200 | 470.55 | 45.72 | 120 | 100 | 45.72 | 120 | 100 | 88.45 | 200 | 470.55 | 91.16 | 495 | 485 | 94.1 | 485.1 | 475.3 | 93.16 | 200 | 470.55 | 199.8 | 200 | 247.5 | 199.8 | 200 | 247.5 | 200 | 200 | 247.5 | 200 | 200 | 247.5 | 200 | 200 | 247.5 | 200 | 200 | 247.5 | 100 | 120 | 51.61 | 100 | 120 | 51.61 | 200 | 200 | 247.5 | 206.19 | 495 | 461.09 | 206.19 | 250 | 250 | 200 | 500 | 500
396 | 83.96 | 200 | 465.75 | 83.96 | 200 | 465.75 | 83.96 | 200 | 465.75 | 83.96 | 200 | 465.75 | 83.96 | 200 | 465.75 | 80.63 | 200 | 465.75 | 41.29 | 200 | 120 | 41.29 | 120 | 120 | 80.63 | 200 | 465.75 | 82.26 | 495 | 485 | 84.81 | 485.1 | 470.45 | 83.96 | 200 | 465.75 | 199.72 | 200 | 247.5 | 199.72 | 200 | 247.5 | 199.72 | 200 | 247.5 | 199.72 | 200 | 247.5 | 195.69 | 200 | 247.5 | 195.69 | 200 | 247.5 | 100 | 200 | 120 | 100 | 120 | 120 | 195.69 | 200 | 247.5 | 199.72 | 495 | 412.38 | 201.74 | 250 | 250 | 199.72 | 500 | 500
397 | 77.85 | 200 | 465.75 | 77.85 | 200 | 465.75 | 77.85 | 200 | 465.75 | 77.85 | 200 | 465.75 | 77.85 | 200 | 465.75 | 75.52 | 200 | 465.75 | 75.52 | 200 | 120 | 41.39 | 120 | 120 | 75.52 | 200 | 465.75 | 76.28 | 490.05 | 485 | 78.64 | 480.25 | 470.45 | 77.85 | 200 | 465.75 | 198 | 200 | 247.5 | 198 | 200 | 247.5 | 198 | 200 | 247.5 | 198 | 200 | 247.5 | 188.24 | 200 | 247.5 | 188.24 | 200 | 247.5 | 100 | 200 | 100 | 51.98 | 120 | 100 | 188.24 | 200 | 247.5 | 196.02 | 425 | 412.38 | 200 | 250 | 250 | 198 | 500 | 500
398 | 75.39 | 200 | 470.55 | 75.39 | 200 | 470.55 | 75.39 | 200 | 470.55 | 75.39 | 200 | 470.55 | 75.39 | 200 | 470.55 | 72.4 | 200 | 470.55 | 72.4 | 200 | 200 | 72.4 | 199.99 | 120 | 72.4 | 200 | 470.55 | 73.87 | 490.05 | 485 | 76.16 | 480.25 | 475.3 | 75.39 | 200 | 470.55 | 198 | 200 | 400.01 | 198 | 200 | 400.01 | 198 | 200 | 400.01 | 198 | 200 | 400.01 | 188.24 | 200 | 400.01 | 188.24 | 200 | 400.01 | 120 | 200 | 120 | 120 | 200 | 120 | 188.24 | 200 | 400.01 | 196.02 | 490.05 | 412.38 | 200 | 250 | 404.05 | 198 | 500 | 500
399 | 92.14 | 200 | 479.36 | 92.14 | 200 | 479.36 | 92.14 | 200 | 479.36 | 92.14 | 200 | 479.36 | 92.14 | 200 | 479.36 | 73.25 | 200 | 479.36 | 73.25 | 200 | 200 | 73.25 | 199.98 | 120 | 73.25 | 200 | 479.36 | 76.28 | 495 | 495 | 93.07 | 485.1 | 484.2 | 92.14 | 200 | 479.36 | 200 | 202.25 | 470.85 | 200 | 202.25 | 470.85 | 200 | 202.25 | 470.85 | 200 | 202.25 | 470.85 | 200 | 202.25 | 470.85 | 200 | 202.25 | 470.85 | 200 | 200 | 200 | 120 | 200 | 200 | 200 | 202.25 | 470.85 | 204.12 | 495 | 490.05 | 204.12 | 250 | 475.6 | 200 | 500 | 500
400 | 94.06 | 201.15 | 485 | 94.06 | 201.15 | 485 | 94.06 | 201.15 | 485 | 94.06 | 201.15 | 485 | 94.06 | 201.15 | 485 | 87.54 | 201.15 | 485 | 87.54 | 200 | 120 | 87.54 | 200 | 120 | 87.54 | 201.15 | 485 | 91.16 | 500 | 500 | 95.01 | 490 | 489.9 | 94.06 | 201.15 | 485 | 200 | 202.85 | 471.44 | 200 | 202.85 | 471.44 | 200 | 202.85 | 471.44 | 200 | 202.85 | 471.44 | 200 | 202.85 | 471.44 | 200 | 202.85 | 471.44 | 120 | 200 | 120 | 120 | 200 | 120 | 200 | 202.85 | 471.44 | 206.19 | 495 | 495 | 206.19 | 250 | 476.21 | 204.06 | 500 | 500
401 | 94.53 | 201.63 | 485 | 94.53 | 201.63 | 485 | 94.95 | 201.63 | 485 | 94.95 | 201.63 | 485 | 94.95 | 201.63 | 485 | 93.07 | 201.63 | 485 | 93.07 | 200 | 120 | 93.07 | 200 | 120 | 93.07 | 201.63 | 485 | 94.01 | 500 | 500 | 95.91 | 495 | 489.9 | 94.95 | 201.63 | 500 | 200 | 203.32 | 485 | 200 | 203.32 | 485 | 200 | 203.32 | 485 | 200 | 203.32 | 485 | 200 | 203.32 | 485 | 200 | 203.32 | 485 | 120 | 120 | 100 | 120 | 120 | 100 | 200 | 203.32 | 485 | 495 | 500 | 500 | 495 | 480.2 | 489.9 | 216.88 | 500 | 500
402 | 93.7 | 200.8 | 485 | 93.7 | 200.8 | 485 | 120 | 200.8 | 485 | 120 | 200.8 | 485 | 120 | 200.8 | 485 | 120 | 200.8 | 485 | 93.7 | 200 | 200 | 93.7 | 200 | 200 | 120 | 200.8 | 485 | 121.21 | 500 | 500 | 121.21 | 495 | 489.9 | 120 | 200.8 | 500 | 200 | 202.5 | 485 | 200 | 202.5 | 485 | 200 | 202.5 | 485 | 200 | 202.5 | 485 | 200 | 202.5 | 485 | 200 | 202.5 | 485 | 200 | 200 | 200 | 200 | 200 | 200 | 200 | 202.5 | 485 | 495 | 500 | 500 | 495 | 480.2 | 489.9 | 500 | 500 | 500
403 | 92.83 | 200 | 485 | 92.83 | 200 | 485 | 107.78 | 200 | 485 | 107.78 | 200 | 485 | 107.78 | 200 | 485 | 107.78 | 200 | 485 | 92.83 | 200 | 200 | 92.83 | 200 | 200 | 107.78 | 200 | 485 | 108.87 | 500 | 500 | 108.87 | 490 | 489.9 | 107.78 | 200 | 500 | 199.47 | 201.63 | 485 | 199.47 | 201.63 | 485 | 200 | 201.63 | 485 | 200 | 201.63 | 485 | 200 | 201.63 | 485 | 200 | 201.63 | 485 | 199.47 | 200 | 200 | 199.47 | 200 | 200 | 200 | 201.63 | 485 | 495 | 500 | 500 | 495 | 480.2 | 489.9 | 206.12 | 500 | 500
404 | 92.42 | 200 | 478.32 | 92.42 | 200 | 478.32 | 92.42 | 200 | 478.32 | 92.42 | 200 | 478.32 | 92.42 | 200 | 478.32 | 92.11 | 200 | 478.32 | 92.42 | 200 | 200 | 92.42 | 200 | 200 | 92.42 | 200 | 478.32 | 91.5 | 500 | 500 | 93.35 | 490 | 483.15 | 92.42 | 200 | 478.32 | 200 | 201.22 | 475.4 | 200 | 201.22 | 475.4 | 200 | 201.22 | 475.4 | 200 | 201.22 | 475.4 | 200 | 201.22 | 475.4 | 200 | 201.22 | 475.4 | 200 | 200 | 200 | 200 | 200 | 200 | 200 | 201.22 | 475.4 | 206.19 | 500 | 500 | 206.19 | 480.2 | 480.2 | 200 | 500 | 500
405 | 83.51 | 200 | 478.18 | 83.51 | 200 | 478.18 | 83.51 | 200 | 478.18 | 83.51 | 200 | 478.18 | 83.51 | 200 | 478.18 | 82.67 | 200 | 478.18 | 82.67 | 200 | 200 | 82.67 | 200 | 200 | 82.67 | 200 | 478.18 | 82.67 | 500 | 500 | 84.35 | 490 | 483.01 | 83.51 | 200 | 478.18 | 198.91 | 201.08 | 469.67 | 198.91 | 201.08 | 469.67 | 198.91 | 201.08 | 469.67 | 198.91 | 201.08 | 469.67 | 198.91 | 201.08 | 469.67 | 198.91 | 201.08 | 469.67 | 198.91 | 200 | 200 | 198.91 | 200 | 200 | 198.91 | 201.08 | 469.67 | 205.07 | 500 | 500 | 205.07 | 480.2 | 474.41 | 198.91 | 500 | 500
406 | 73.95 | 200 | 475.4 | 73.95 | 200 | 475.4 | 73.95 | 200 | 475.4 | 73.95 | 200 | 475.4 | 73.95 | 200 | 475.4 | 73.95 | 200 | 475.4 | 73.95 | 200 | 200 | 40.21 | 120 | 120 | 73.95 | 200 | 475.4 | 74.7 | 500 | 500 | 74.7 | 490 | 480.2 | 73.95 | 200 | 475.4 | 146 | 200 | 469.4 | 146 | 200 | 469.4 | 146 | 200 | 469.4 | 146 | 200 | 469.4 | 146 | 200 | 469.4 | 146 | 200 | 469.4 | 146 | 200 | 200 | 50.8 | 200 | 200 | 146 | 200 | 469.4 | 152.58 | 500 | 500 | 152.58 | 393.17 | 474.14 | 146 | 500 | 500
407 | 64.78 | 198.86 | 200 | 64.78 | 198.86 | 200 | 64.78 | 198.86 | 200 | 64.78 | 198.86 | 200 | 64.78 | 200 | 200 | 64.78 | 200 | 200 | 39.89 | 198.86 | 200 | 39.89 | 119.99 | 120 | 64.78 | 200 | 200 | 66.11 | 500 | 500 | 66.11 | 490 | 308.17 | 64.78 | 198.86 | 200 | 108.24 | 200 | 321.11 | 108.24 | 200 | 321.11 | 108.24 | 200 | 321.11 | 108.24 | 200 | 321.11 | 108.24 | 200 | 321.11 | 108.24 | 200 | 321.11 | 100 | 200 | 200 | 50.48 | 120 | 120 | 108.24 | 200 | 321.11 | 110.47 | 495 | 495 | 109.33 | 393.17 | 324.35 | 108.24 | 204.06 | 500
408 | 55.63 | 198.6 | 200 | 55.63 | 198.6 | 200 | 55.63 | 198.6 | 200 | 55.63 | 198.6 | 200 | 55.63 | 200 | 200 | 55.63 | 200 | 200 | 39.71 | 198.6 | 200 | 39.71 | 44.71 | 43.81 | 55.63 | 200 | 200 | 56.77 | 495 | 500 | 56.77 | 485.1 | 480.2 | 55.63 | 198.6 | 200 | 80.54 | 200 | 221.88 | 80.54 | 200 | 221.88 | 80.54 | 200 | 221.88 | 80.54 | 200 | 221.88 | 80.54 | 200 | 221.88 | 80.54 | 200 | 221.88 | 50.3 | 200 | 200 | 50.3 | 52.88 | 51.61 | 80.54 | 200 | 221.88 | 103.95 | 495 | 495 | 101.87 | 480.2 | 324.35 | 80.54 | 200 | 500
409 | 54.52 | 198.42 | 200 | 54.52 | 198.42 | 200 | 54.52 | 198.42 | 200 | 54.52 | 198.42 | 200 | 54.52 | 200 | 200 | 54.52 | 200 | 200 | 39.53 | 198.42 | 200 | 39.53 | 44.49 | 36.96 | 54.52 | 200 | 200 | 56.21 | 371.25 | 500 | 56.21 | 363.82 | 480.2 | 54.52 | 198.42 | 200 | 76.1 | 200 | 200 | 76.1 | 200 | 200 | 76.1 | 200 | 200 | 76.1 | 200 | 200 | 76.1 | 200 | 200 | 76.1 | 200 | 200 | 50.11 | 200 | 100 | 50.11 | 52.7 | 51.61 | 76.1 | 200 | 200 | 88.04 | 495 | 495 | 88.04 | 480.2 | 381.59 | 76.1 | 200 | 450.69
410 | 54.52 | 198.3 | 200 | 54.52 | 198.3 | 200 | 54.52 | 198.3 | 200 | 54.52 | 198.3 | 200 | 54.52 | 200 | 200 | 54.52 | 200 | 200 | 39.41 | 198.3 | 200 | 39.41 | 44.38 | 36.84 | 54.52 | 200 | 200 | 56.21 | 371.25 | 495 | 56.21 | 363.82 | 480.2 | 54.52 | 198.3 | 200 | 76.1 | 200 | 200 | 76.1 | 200 | 200 | 76.1 | 200 | 200 | 76.1 | 200 | 200 | 76.1 | 200 | 200 | 76.1 | 200 | 200 | 50 | 200 | 200 | 50 | 52.58 | 51.61 | 76.1 | 200 | 200 | 88.04 | 495 | 495 | 88.04 | 480.2 | 381.59 | 76.1 | 200 | 386.6
411 | 51.57 | 146 | 200 | 51.57 | 146 | 200 | 51.57 | 146 | 200 | 51.57 | 146 | 200 | 51.57 | 146 | 200 | 51.57 | 146 | 200 | 39.39 | 146 | 200 | 39.39 | 44.36 | 36.82 | 51.57 | 146 | 200 | 56.21 | 371.25 | 495 | 56.21 | 363.82 | 250 | 51.57 | 146 | 200 | 74.25 | 200 | 200 | 74.25 | 200 | 200 | 74.25 | 200 | 200 | 74.25 | 200 | 200 | 74.25 | 200 | 200 | 74.25 | 200 | 200 | 49.98 | 200 | 200 | 49.98 | 52.57 | 51.61 | 74.25 | 200 | 200 | 88.04 | 420.75 | 495 | 88.04 | 408.17 | 250 | 74.25 | 200 | 450.69
412 | 54.52 | 150 | 200 | 54.52 | 150 | 200 | 54.52 | 150 | 200 | 54.52 | 150 | 200 | 54.52 | 150 | 200 | 54.52 | 150 | 200 | 39.54 | 150 | 200 | 39.54 | 44.51 | 36.98 | 54.52 | 150 | 200 | 56.21 | 371.25 | 495 | 56.21 | 363.82 | 250 | 54.52 | 150 | 200 | 76.1 | 200 | 200 | 76.1 | 200 | 200 | 76.1 | 200 | 200 | 76.1 | 200 | 200 | 74.25 | 200 | 200 | 74.25 | 200 | 200 | 74.25 | 200 | 200 | 50.13 | 52.72 | 51.61 | 74.25 | 200 | 200 | 88.04 | 420.75 | 495 | 88.04 | 250 | 250 | 76.1 | 200 | 450.69
413 | 57.85 | 198.82 | 200 | 57.85 | 198.82 | 200 | 57.85 | 198.82 | 200 | 57.85 | 198.82 | 200 | 54.57 | 198.82 | 200 | 54.57 | 198.82 | 200 | 39.92 | 150 | 200 | 39.92 | 44.9 | 43.81 | 54.57 | 150 | 200 | 57.27 | 371.25 | 495 | 58.43 | 363.82 | 250 | 57.85 | 198.82 | 200 | 102.91 | 200 | 200 | 102.91 | 200 | 200 | 102.91 | 200 | 200 | 102.91 | 200 | 200 | 86.18 | 200 | 200 | 86.18 | 200 | 200 | 50.51 | 180.68 | 100 | 50.51 | 53.1 | 51.61 | 86.18 | 180.68 | 200 | 103.95 | 420.75 | 495 | 103.95 | 250 | 250 | 102.91 | 500 | 500
414 | 72.29 | 200 | 470.45 | 72.29 | 200 | 470.45 | 72.29 | 200 | 470.45 | 72.29 | 200 | 470.45 | 68.02 | 200 | 470.45 | 68.02 | 200 | 470.45 | 40.32 | 150 | 200 | 40.32 | 49.74 | 43.81 | 68.02 | 150 | 470.45 | 69.42 | 495 | 495 | 73.02 | 485.1 | 475.2 | 72.29 | 200 | 470.55 | 151.05 | 200 | 469.51 | 151.05 | 200 | 469.51 | 151.05 | 200 | 469.51 | 151.05 | 200 | 469.51 | 143.56 | 200 | 469.51 | 143.56 | 200 | 469.51 | 100 | 180.68 | 200 | 50.91 | 53.5 | 64.79 | 143.56 | 180.68 | 469.51 | 152.58 | 495 | 495 | 152.58 | 250 | 474.25 | 151.05 | 500 | 500
415 | 93.06 | 200 | 478.96 | 93.06 | 200 | 478.96 | 93.06 | 200 | 478.96 | 93.06 | 200 | 478.96 | 93.06 | 200 | 478.96 | 90.25 | 200 | 478.96 | 90.25 | 200 | 200 | 41.26 | 120 | 120 | 90.25 | 200 | 470.45 | 91.16 | 495 | 495 | 94 | 485.1 | 483.8 | 93.06 | 200.01 | 500 | 199.7 | 201.86 | 470.45 | 199.7 | 201.86 | 470.45 | 200 | 201.86 | 470.45 | 200 | 201.86 | 470.45 | 200 | 200 | 470.45 | 200 | 200 | 470.45 | 199.7 | 200 | 200 | 51.85 | 120 | 120 | 200 | 200 | 470.45 | 396 | 495 | 495 | 396 | 250 | 475.2 | 500 | 500 | 500
416 | 93.37 | 200 | 479.27 | 93.37 | 200 | 479.27 | 108.24 | 200 | 485 | 108.24 | 200 | 485 | 108.24 | 200 | 485 | 101.85 | 200 | 485 | 93.37 | 200 | 200 | 93.37 | 200 | 200 | 101.85 | 200 | 485 | 106.06 | 495 | 499.9 | 109.33 | 485.1 | 489.9 | 108.24 | 200 | 500 | 200 | 202.16 | 470.75 | 200 | 202.16 | 470.75 | 200 | 202.16 | 470.75 | 200 | 202.16 | 470.75 | 200 | 202.16 | 470.75 | 200 | 202.16 | 470.75 | 200 | 200 | 200 | 200 | 200 | 200 | 200 | 200 | 470.45 | 461.22 | 495 | 495 | 461.22 | 294.12 | 475.51 | 500 | 500 | 500
417 | 93.15 | 200 | 479.05 | 93.15 | 200 | 479.05 | 93.15 | 200 | 479.05 | 93.15 | 200 | 479.05 | 93.15 | 200 | 479.05 | 90.25 | 200 | 479.05 | 93.15 | 200 | 200 | 93.15 | 200 | 200 | 93.15 | 200 | 465.75 | 91.16 | 495 | 495 | 94.09 | 485.1 | 483.89 | 93.15 | 200 | 485 | 199.78 | 201.94 | 470.54 | 199.78 | 201.94 | 470.54 | 200 | 201.94 | 470.54 | 200 | 201.94 | 470.54 | 200 | 200 | 470.54 | 200 | 200 | 470.54 | 199.78 | 200 | 200 | 199.78 | 200 | 200 | 200 | 200 | 200 | 396 | 495 | 495 | 396 | 250 | 475.29 | 204.06 | 500 | 500
418 | 93.03 | 200 | 475.4 | 93.03 | 200 | 475.4 | 93.03 | 200 | 475.4 | 93.03 | 200 | 475.4 | 93.03 | 200 | 126.22 | 90.25 | 200 | 126.22 | 90.25 | 113.4 | 121.13 | 90.25 | 113.4 | 121.13 | 90.25 | 113.4 | 121.13 | 91.16 | 495 | 490 | 93.97 | 485.1 | 480.2 | 93.03 | 200 | 485 | 199.66 | 201.82 | 247.5 | 199.66 | 201.82 | 247.5 | 200 | 201.82 | 247.5 | 200 | 201.82 | 247.5 | 200 | 200 | 200 | 200 | 200 | 200 | 199.66 | 120 | 113.4 | 199.66 | 120 | 113.4 | 200 | 120 | 113.4 | 396 | 495 | 250 | 388.08 | 250 | 250 | 204.06 | 500 | 500
419 | 92.91 | 200 | 324.6 | 92.91 | 200 | 324.6 | 92.91 | 200 | 324.6 | 92.91 | 200 | 324.6 | 92.91 | 200 | 110 | 87.54 | 200 | 110 | 87.54 | 100 | 100 | 87.54 | 100 | 100 | 87.54 | 100 | 100 | 91.16 | 371.25 | 327.87 | 93.84 | 363.82 | 327.87 | 92.91 | 200 | 470.55 | 199.54 | 200 | 200 | 199.54 | 200 | 200 | 200 | 200 | 200 | 200 | 200 | 200 | 200 | 200 | 125 | 200 | 200 | 125 | 199.54 | 113.4 | 108.9 | 199.54 | 113.4 | 108.9 | 200 | 113.4 | 108.9 | 250 | 250 | 250 | 255.1 | 250 | 245 | 200 | 500 | 500
420 | 92.9 | 200 | 247.5 | 92.9 | 200 | 247.5 | 92.9 | 200 | 247.5 | 92.9 | 200 | 247.5 | 92.9 | 200 | 90 | 64.78 | 200 | 90 | 64.78 | 100 | 90 | 64.78 | 100 | 90 | 64.78 | 100 | 90 | 67.46 | 371.24 | 255.1 | 91.97 | 363.82 | 250 | 92.9 | 200 | 470.55 | 199.53 | 200 | 200 | 199.53 | 200 | 200 | 200 | 200 | 200 | 200 | 200 | 200 | 199.53 | 200 | 125 | 199.53 | 200 | 125 | 199.53 | 100 | 52.4 | 199.53 | 100 | 52.4 | 199.53 | 100 | 52.4 | 250 | 250 | 250 | 255.1 | 250 | 245 | 200 | 500 | 500
421 | 68.85 | 200 | 247.5 | 68.85 | 200 | 247.5 | 68.85 | 200 | 247.5 | 68.85 | 200 | 247.5 | 68.85 | 200 | 84.49 | 64.78 | 200 | 84.49 | 64.78 | 90 | 84.49 | 64.78 | 90 | 84.49 | 64.78 | 90 | 84.49 | 67.46 | 371.25 | 255.1 | 69.54 | 363.82 | 250 | 68.85 | 200 | 470.55 | 199.56 | 200 | 200 | 199.56 | 200 | 200 | 199.8 | 200 | 200 | 199.8 | 200 | 200 | 125 | 200 | 114.55 | 125 | 200 | 114.55 | 125 | 92.3 | 51.61 | 120 | 92.3 | 51.61 | 125 | 92.3 | 51.61 | 278.59 | 250 | 250 | 284.28 | 250 | 245 | 199.8 | 500 | 500
422 | 68.85 | 200 | 200 | 68.85 | 200 | 200 | 68.85 | 200 | 200 | 68.85 | 200 | 200 | 68.85 | 200 | 84.49 | 64.78 | 200 | 84.49 | 64.78 | 72.14 | 84.49 | 64.78 | 72.14 | 84.49 | 64.78 | 72.14 | 84.49 | 67.46 | 371.25 | 255.1 | 69.54 | 363.82 | 250 | 68.85 | 200 | 470.55 | 199.61 | 200 | 200 | 199.61 | 200 | 200 | 199.84 | 200 | 200 | 199.84 | 200 | 200 | 125 | 200 | 114.55 | 125 | 200 | 114.55 | 125 | 90 | 51.61 | 120 | 90 | 51.61 | 125 | 90 | 51.61 | 278.59 | 250 | 250 | 284.28 | 250 | 245 | 199.84 | 500 | 500
423 | 93.03 | 200 | 324.6 | 93.03 | 200 | 324.6 | 93.03 | 200 | 324.6 | 93.03 | 200 | 324.6 | 93.03 | 200 | 123.71 | 87.54 | 200 | 123.71 | 87.54 | 72.3 | 90 | 41.33 | 72.3 | 90 | 87.54 | 72.3 | 90 | 91.16 | 371.25 | 334.57 | 93.97 | 363.83 | 327.87 | 93.03 | 200 | 475.4 | 199.76 | 200 | 247.5 | 199.76 | 200 | 247.5 | 200 | 200 | 247.5 | 200 | 200 | 247.5 | 200 | 200 | 125 | 200 | 200 | 115.7 | 199.76 | 90 | 51.61 | 73.76 | 90 | 51.61 | 200 | 90 | 51.61 | 396 | 250 | 250 | 396 | 250 | 250 | 200 | 500 | 500
424 | 93.79 | 200 | 479.69 | 93.79 | 200 | 479.69 | 93.79 | 200 | 479.69 | 93.79 | 200 | 479.69 | 93.79 | 200 | 200 | 87.54 | 200 | 200 | 87.54 | 90 | 90 | 42 | 90 | 90 | 87.54 | 90 | 90 | 91.16 | 495 | 494.43 | 94.74 | 495 | 484.54 | 93.79 | 200 | 485 | 200 | 202.16 | 471.18 | 200 | 202.16 | 471.18 | 200 | 202.16 | 471.18 | 200 | 202.16 | 471.18 | 200 | 200 | 200 | 200 | 200 | 200 | 200 | 100 | 51.66 | 73.76 | 100 | 51.61 | 200 | 100 | 51.66 | 396 | 495 | 475.94 | 396 | 485.1 | 475.94 | 206.12 | 500 | 500
425 | 94.15 | 200 | 480.05 | 94.15 | 200 | 480.05 | 108.25 | 200 | 480.05 | 108.25 | 200 | 480.05 | 108.25 | 200 | 200 | 101.85 | 200 | 200 | 94.15 | 79.81 | 66.35 | 42.35 | 49.75 | 43.81 | 101.85 | 79.81 | 66.35 | 106.06 | 495 | 494.43 | 109.34 | 495 | 484.9 | 108.25 | 200 | 500 | 200 | 202.95 | 471.54 | 200 | 202.95 | 471.54 | 461.09 | 202.95 | 471.54 | 461.09 | 202.95 | 471.54 | 200 | 200 | 200 | 200 | 200 | 200 | 200 | 92.71 | 51.92 | 52.94 | 92.71 | 51.92 | 200 | 92.71 | 51.92 | 495 | 495 | 476.3 | 495 | 495 | 480.2 | 500 | 500 | 500
426 | 93.94 | 200 | 479.84 | 93.94 | 200 | 479.84 | 94.92 | 200 | 479.84 | 94.92 | 200 | 479.84 | 94.92 | 200 | 200 | 89.32 | 200 | 200 | 89.32 | 90 | 90 | 42.14 | 90 | 90 | 89.32 | 90 | 90 | 93.01 | 495 | 484.68 | 95.87 | 495 | 484.68 | 94.92 | 200 | 500 | 200 | 202.16 | 471.33 | 200 | 202.16 | 471.33 | 200.81 | 202.16 | 471.33 | 200.81 | 202.16 | 471.33 | 200 | 200 | 200 | 200 | 200 | 200 | 200 | 98.21 | 51.8 | 52.73 | 98.21 | 51.7 | 200 | 98.21 | 51.8 | 495 | 495 | 476.09 | 495 | 495 | 480.2 | 217.75 | 500 | 500
427 | 92.99 | 200 | 200 | 92.99 | 200 | 475.4 | 93.03 | 200 | 475.4 | 93.03 | 200 | 475.4 | 93.03 | 200 | 200 | 87.54 | 200 | 200 | 87.54 | 81.73 | 65.19 | 41.2 | 46.31 | 43.81 | 87.54 | 81.73 | 65.19 | 91.16 | 495 | 470.64 | 93.97 | 495 | 480.2 | 93.03 | 200 | 480.15 | 199.63 | 201.79 | 470.38 | 199.63 | 201.79 | 470.38 | 200 | 201.79 | 470.38 | 200 | 201.79 | 470.38 | 200 | 200 | 200 | 200 | 200 | 200 | 199.63 | 92.71 | 51.61 | 51.79 | 54.37 | 50.76 | 200 | 92.71 | 51.61 | 396 | 480.1 | 465.89 | 396 | 489.9 | 475.4 | 216.88 | 500 | 500
428 | 79.22 | 199.51 | 46.99 | 79.22 | 200 | 252.53 | 79.22 | 200 | 252.53 | 79.22 | 200 | 252.53 | 79.22 | 200 | 133.85 | 76.64 | 200 | 133.85 | 40.54 | 81.73 | 43.81 | 40.54 | 49.74 | 43.81 | 76.64 | 81.73 | 43.81 | 78.42 | 250 | 250 | 80.02 | 480.2 | 255.1 | 79.22 | 200 | 252.53 | 88.67 | 200 | 200 | 100 | 201.14 | 469.73 | 200 | 201.14 | 469.73 | 200 | 201.14 | 469.73 | 200 | 200 | 200 | 200 | 200 | 200 | 100 | 92.71 | 51.29 | 51.13 | 53.72 | 51.29 | 200 | 92.71 | 51.29 | 376.48 | 250 | 250 | 384.16 | 255.1 | 474.47 | 200 | 500 | 500
429 | 40.4 | 125 | 39.44 | 40.4 | 125 | 200 | 61.15 | 125 | 200 | 61.15 | 125 | 200 | 61.15 | 125 | 125 | 59.31 | 125 | 121.25 | 40.4 | 73.34 | 39.44 | 40.4 | 49.74 | 39.44 | 59.31 | 73.34 | 39.44 | 60.54 | 126.26 | 198 | 61.76 | 128.88 | 250 | 61.15 | 125 | 200 | 50.98 | 200 | 200 | 50.98 | 200 | 200 | 109.5 | 200 | 200 | 109.5 | 200 | 200 | 109.5 | 125 | 125 | 102.67 | 124.96 | 103.44 | 50.98 | 84.1 | 51.14 | 50.98 | 53.57 | 51.14 | 102.67 | 84.1 | 51.14 | 108.41 | 126.22 | 104.49 | 110.61 | 250 | 250 | 109.5 | 485 | 500
430 | 40.18 | 99.37 | 43.41 | 40.18 | 99.37 | 148.45 | 56.11 | 99.37 | 148.45 | 56.11 | 99.37 | 148.45 | 56.11 | 99.37 | 92.22 | 56.11 | 99.37 | 92.22 | 40.18 | 45.16 | 37.61 | 40.18 | 45.15 | 37.61 | 56.11 | 66.86 | 39.04 | 57.2 | 100.38 | 93.15 | 58.37 | 106.06 | 149.95 | 56.11 | 99.37 | 148.45 | 50.77 | 200 | 200 | 50.77 | 200 | 200 | 90 | 200 | 200 | 90 | 200 | 200 | 90 | 125 | 125 | 82.37 | 110 | 51.61 | 50.77 | 53.36 | 49.85 | 50.77 | 53.36 | 49.75 | 82.37 | 84.1 | 49.85 | 101.87 | 111.11 | 101.85 | 103.95 | 250 | 250 | 90 | 200 | 480.15
431 | 39.84 | 78.28 | 43.41 | 39.84 | 78.28 | 90 | 51.31 | 78.28 | 116.16 | 51.31 | 78.28 | 116.16 | 51.31 | 78.28 | 78.24 | 51.31 | 78.28 | 78.24 | 39.84 | 44.81 | 37.27 | 39.84 | 44.81 | 37.27 | 51.31 | 66.86 | 38.7 | 54.53 | 79.07 | 79.03 | 55.64 | 81.52 | 117.33 | 50.29 | 78.28 | 90 | 50.43 | 115.47 | 120 | 50.43 | 115.47 | 120 | 76.1 | 115.47 | 120 | 76.1 | 115.47 | 120 | 76.1 | 95.22 | 49.41 | 76.1 | 95.22 | 49.41 | 50.43 | 53.02 | 49.41 | 50.43 | 53.02 | 49.41 | 76.1 | 54.3 | 49.41 | 81.54 | 96.19 | 49.78 | 85 | 116.64 | 118.8 | 76.1 | 115.47 | 120
432 | 39.67 | 66.75 | 41.62 | 39.67 | 66.75 | 85 | 46.11 | 66.75 | 87.36 | 46.11 | 66.75 | 87.36 | 46.11 | 66.75 | 78.24 | 46.11 | 66.75 | 78.24 | 39.67 | 44.64 | 37.1 | 39.67 | 44.64 | 37.1 | 46.11 | 66.2 | 38.53 | 49 | 67.43 | 78.24 | 49 | 80.7 | 88.25 | 42.52 | 66.75 | 85 | 50.26 | 92.18 | 113.4 | 50.26 | 92.18 | 113.4 | 67.7 | 92.18 | 113.4 | 67.7 | 114.28 | 113.4 | 67.7 | 54.12 | 49.23 | 67.7 | 54.12 | 49.23 | 50.26 | 52.85 | 49.23 | 50.26 | 52.85 | 49.23 | 67.7 | 54.12 | 49.23 | 74.34 | 91.26 | 49.73 | 80.82 | 116.64 | 114.55 | 67.7 | 92.18 | 113.4
433 | 39.48 | 56.87 | 41.19 | 39.48 | 56.87 | 77.11 | 42.8 | 56.87 | 86.46 | 42.8 | 56.87 | 86.46 | 42.8 | 56.87 | 38.33 | 42.8 | 56.87 | 38.33 | 39.48 | 44.44 | 36.91 | 39.48 | 44.44 | 36.91 | 42.8 | 56.87 | 38.33 | 45.49 | 57.44 | 38.33 | 45.95 | 78.26 | 87.34 | 39.94 | 56.87 | 77.11 | 50.06 | 85 | 109.61 | 50.06 | 85 | 109.61 | 60.64 | 85 | 109.61 | 60.64 | 114.28 | 109.61 | 60.64 | 52.95 | 49.04 | 60.64 | 52.95 | 49.04 | 50.06 | 52.65 | 49.04 | 50.06 | 52.65 | 49.04 | 60.64 | 52.95 | 49.04 | 64.45 | 83.16 | 49.11 | 80.82 | 116.64 | 111.11 | 60.64 | 85 | 109.61
434 | 39.35 | 48.33 | 36.78 | 39.35 | 48.33 | 50 | 40.75 | 48.33 | 86.46 | 40.75 | 56.3 | 86.46 | 40.75 | 48.33 | 37.86 | 40.75 | 48.33 | 37.86 | 39.35 | 44.32 | 36.78 | 39.35 | 44.32 | 36.78 | 40.75 | 48.33 | 37.86 | 43.31 | 48.82 | 38.24 | 44.58 | 78.26 | 87.34 | 39.94 | 48.33 | 50 | 49.94 | 82.03 | 107.67 | 49.94 | 82.03 | 107.67 | 58.67 | 82.03 | 108.87 | 58.67 | 113.14 | 108.87 | 58.67 | 52.63 | 48.92 | 58.67 | 52.63 | 48.92 | 49.94 | 52.53 | 48.92 | 49.94 | 52.53 | 48.92 | 58.67 | 52.63 | 48.92 | 62.35 | 53.17 | 49.11 | 80.82 | 114.28 | 111.11 | 58.67 | 82.03 | 107.67
435 | 39.35 | 46.87 | 36.78 | 39.35 | 46.87 | 36.78 | 40.75 | 46.87 | 85.34 | 40.75 | 62.81 | 85.34 | 40.75 | 46.87 | 37.27 | 40.75 | 46.87 | 37.27 | 39.35 | 44.32 | 36.78 | 39.35 | 44.32 | 36.78 | 40.75 | 46.87 | 37.27 | 43.31 | 47.34 | 38.24 | 44.58 | 78.26 | 86.21 | 39.94 | 46.87 | 50 | 49.94 | 56.61 | 84.85 | 49.94 | 56.61 | 84.85 | 58.67 | 56.61 | 108.87 | 58.67 | 113.14 | 108.87 | 58.67 | 52.64 | 48.92 | 58.67 | 52.64 | 48.92 | 49.94 | 52.53 | 48.92 | 49.94 | 52.53 | 48.92 | 58.67 | 52.64 | 48.92 | 62.35 | 53.17 | 49.11 | 80.82 | 114.28 | 111.11 | 58.67 | 56.61 | 84.85
436 | 39.53 | 44.5 | 36.97 | 39.53 | 47.05 | 36.97 | 40.24 | 47.05 | 87.63 | 40.24 | 62.81 | 87.63 | 40.24 | 47.05 | 36.97 | 40.24 | 47.05 | 36.97 | 39.53 | 44.5 | 36.97 | 39.53 | 44.5 | 36.97 | 40.24 | 47.05 | 36.97 | 40.72 | 47.52 | 37.38 | 44.58 | 78.26 | 88.51 | 40.24 | 47.05 | 77.11 | 50.12 | 56.61 | 51.86 | 50.12 | 56.61 | 51.86 | 58.45 | 56.61 | 108.87 | 58.45 | 114.28 | 108.87 | 58.45 | 52.82 | 49.1 | 58.45 | 52.82 | 49.1 | 50.12 | 52.71 | 49.1 | 50.12 | 52.71 | 49.1 | 58.45 | 52.82 | 49.1 | 65.12 | 52.29 | 48.78 | 80.82 | 115.44 | 111.11 | 58.45 | 56.61 | 90
437 | 39.91 | 44.88 | 37.35 | 39.91 | 58.7 | 37.35 | 42.88 | 58.7 | 108.15 | 42.88 | 75.96 | 108.15 | 40.62 | 47.43 | 37.35 | 40.62 | 47.43 | 37.35 | 39.91 | 47.43 | 37.35 | 39.91 | 44.88 | 37.35 | 40.62 | 47.43 | 37.35 | 42.45 | 58.12 | 37.72 | 49 | 78.31 | 109.24 | 42.88 | 58.7 | 90 | 50.5 | 53.82 | 51.3 | 50.5 | 82.03 | 51.3 | 76.1 | 82.03 | 110 | 76.1 | 114.28 | 110 | 56.08 | 53.2 | 49.48 | 56.08 | 53.2 | 49.48 | 50.5 | 53.2 | 49.48 | 50.5 | 53.09 | 49.48 | 56.08 | 53.2 | 49.48 | 76.1 | 52.95 | 48.99 | 80.82 | 115.44 | 111.11 | 76.1 | 90 | 110
438 | 40.35 | 45.32 | 37.79 | 40.35 | 94.69 | 37.79 | 57.28 | 94.69 | 114.94 | 57.28 | 94.69 | 114.94 | 43.31 | 64.26 | 37.79 | 43.31 | 64.26 | 37.79 | 40.35 | 47.88 | 37.79 | 40.35 | 45.32 | 37.79 | 43.31 | 47.88 | 37.79 | 56.7 | 64.91 | 38.24 | 57.86 | 98.61 | 113.79 | 57.28 | 94.69 | 114.62 | 50.94 | 53.82 | 53.1 | 50.94 | 120 | 85 | 105 | 120 | 115.7 | 105 | 149.34 | 115.7 | 70.22 | 53.64 | 49.92 | 70.22 | 53.64 | 49.92 | 50.94 | 53.64 | 49.92 | 50.94 | 53.53 | 49.92 | 70.22 | 53.64 | 49.92 | 103.95 | 53.1 | 49.42 | 106.06 | 150.85 | 114.55 | 105 | 485 | 485
439 | 41.7 | 46.67 | 39.13 | 41.7 | 108.67 | 125 | 93.5 | 108.67 | 125 | 93.5 | 108.67 | 125 | 93.5 | 108.67 | 125 | 55.71 | 78.17 | 39.14 | 41.7 | 72.67 | 40.56 | 41.7 | 46.67 | 39.13 | 55.71 | 72.67 | 40.56 | 62.1 | 82.8 | 38.74 | 94.45 | 109.77 | 123.75 | 93.5 | 108.67 | 125 | 52.29 | 80 | 80 | 52.29 | 157.09 | 136.12 | 123.14 | 157.09 | 136.12 | 123.14 | 157.09 | 136.12 | 123.14 | 125 | 125 | 83.2 | 54.99 | 51.27 | 52.29 | 55.7 | 51.61 | 52.29 | 54.88 | 51.27 | 83.2 | 55.7 | 51.27 | 118.25 | 54.59 | 49.78 | 124.38 | 158.68 | 134.76 | 125.64 | 500 | 500
440 | 42.55 | 47.53 | 39.98 | 42.55 | 108.67 | 125 | 94.35 | 108.67 | 125 | 94.35 | 108.67 | 125 | 94.35 | 108.67 | 125 | 60.84 | 81.98 | 39.98 | 42.55 | 81.97 | 41.41 | 42.55 | 47.52 | 39.98 | 60.84 | 81.97 | 41.41 | 62.1 | 82.8 | 39.58 | 95.3 | 109.77 | 123.75 | 94.35 | 108.67 | 125 | 53.14 | 80 | 80 | 53.14 | 153.96 | 131.94 | 123.14 | 153.96 | 131.94 | 123.14 | 153.96 | 131.94 | 123.14 | 125 | 125 | 91.02 | 55.83 | 52.11 | 53.14 | 57 | 52.11 | 53.14 | 55.73 | 52.11 | 91.02 | 57 | 52.11 | 118.25 | 55.27 | 49.78 | 124.38 | 155.52 | 130.62 | 133.53 | 500 | 500
441 | 42.14 | 61.71 | 39.57 | 42.14 | 98.64 | 43.02 | 73.74 | 98.64 | 120 | 73.74 | 98.64 | 120 | 73.74 | 98.64 | 120 | 60.84 | 73.1 | 39.57 | 42.14 | 73.1 | 41 | 42.14 | 47.11 | 39.57 | 60.84 | 73.1 | 41 | 62.1 | 73.84 | 39.18 | 74.49 | 99.63 | 118.8 | 73.74 | 98.64 | 120 | 52.73 | 120 | 115.7 | 52.73 | 120 | 115.7 | 118.8 | 120 | 115.7 | 118.8 | 120 | 115.7 | 118.8 | 120 | 115.7 | 86.29 | 55.42 | 51.7 | 52.73 | 56.59 | 51.7 | 52.73 | 55.32 | 51.7 | 86.29 | 56.59 | 51.7 | 112.58 | 54.87 | 49.78 | 120 | 121.21 | 114.55 | 121.21 | 500 | 500
442 | 41.84 | 61.71 | 39.27 | 41.84 | 81.55 | 40.7 | 63.16 | 81.55 | 99 | 63.16 | 81.55 | 99 | 63.16 | 81.55 | 99 | 57.64 | 66.13 | 39.27 | 41.84 | 66.13 | 40.7 | 41.84 | 46.81 | 39.27 | 57.64 | 66.13 | 40.7 | 58.82 | 66.8 | 38.88 | 63.8 | 82.37 | 98.01 | 63.16 | 90 | 99 | 52.43 | 113.14 | 84.85 | 52.43 | 113.14 | 84.85 | 108.25 | 113.14 | 113.37 | 108.25 | 113.14 | 113.37 | 108.25 | 113.14 | 113.37 | 78.33 | 55.12 | 51.41 | 52.43 | 56.3 | 51.61 | 52.43 | 55.02 | 51.41 | 78.33 | 56.3 | 51.5 | 103.95 | 54.57 | 49.78 | 109.34 | 114.28 | 112.23 | 110.45 | 500 | 500
443 | 41.11 | 61.71 | 38.54 | 41.11 | 73.33 | 85 | 59.43 | 73.33 | 87.56 | 59.43 | 73.33 | 87.56 | 59.43 | 73.33 | 39.96 | 55.07 | 66.13 | 38.54 | 41.11 | 66.13 | 39.96 | 41.11 | 46.08 | 38.54 | 55.07 | 66.13 | 39.96 | 56.21 | 66.8 | 38.24 | 60.03 | 74.07 | 86.68 | 59.43 | 86.16 | 90 | 51.69 | 103.95 | 80 | 51.69 | 103.95 | 106.06 | 91.68 | 103.95 | 106.06 | 91.68 | 103.95 | 106.06 | 91.68 | 103.95 | 106.06 | 77.52 | 54.39 | 50.67 | 51.69 | 55.56 | 51.32 | 51.69 | 54.28 | 50.67 | 77.52 | 55.56 | 50.77 | 88.04 | 52.95 | 48.82 | 92.6 | 105 | 105 | 93.54 | 485 | 500
444 | 40.79 | 45.76 | 38.22 | 40.79 | 61.56 | 86.89 | 57.58 | 61.56 | 86.89 | 57.58 | 61.56 | 86.89 | 57.58 | 61.56 | 39.65 | 54.17 | 56.87 | 38.22 | 40.79 | 56.87 | 39.65 | 40.79 | 45.76 | 38.22 | 54.17 | 56.87 | 39.65 | 55.29 | 56.87 | 38.24 | 58.15 | 62.18 | 80.28 | 57.58 | 61.56 | 86.89 | 51.38 | 53.97 | 51.3 | 51.38 | 88.57 | 97.34 | 87.63 | 88.57 | 97.34 | 87.63 | 88.57 | 97.34 | 87.63 | 88.57 | 97.34 | 73.86 | 54.07 | 50.35 | 51.38 | 54.79 | 51.31 | 51.38 | 53.97 | 50.35 | 73.86 | 54.79 | 50.45 | 85 | 52.95 | 47.16 | 88.51 | 89.46 | 96.36 | 90 | 485 | 485
445 | 40.49 | 60.33 | 37.92 | 40.49 | 60.34 | 84.85 | 49.89 | 60.34 | 84.85 | 49.89 | 60.34 | 84.85 | 49.89 | 60.33 | 39.35 | 48.39 | 49.6 | 37.92 | 40.49 | 49.6 | 39.35 | 40.49 | 45.46 | 37.92 | 48.39 | 49.6 | 39.35 | 49.39 | 49.6 | 37.54 | 50.39 | 60.94 | 78.81 | 49.89 | 60.34 | 84.85 | 51.08 | 87.68 | 80 | 51.08 | 87.68 | 96.36 | 84.16 | 87.68 | 96.36 | 84.16 | 87.68 | 96.36 | 84.16 | 87.68 | 96.36 | 68.72 | 53.78 | 50.06 | 51.08 | 54.95 | 51.31 | 51.08 | 53.67 | 50.06 | 68.72 | 54.95 | 50.16 | 83.31 | 50.65 | 47.16 | 85.01 | 88.57 | 95.4 | 85.87 | 124.13 | 485
446 | 40.45 | 60.33 | 37.88 | 40.45 | 60.33 | 81.91 | 48.51 | 60.33 | 81.91 | 48.51 | 60.33 | 81.91 | 48.51 | 60.33 | 37.88 | 47.06 | 49.6 | 37.88 | 40.45 | 49.6 | 37.88 | 40.45 | 45.42 | 37.88 | 47.06 | 49.6 | 37.88 | 48.03 | 49.6 | 37.5 | 49 | 60.94 | 78.71 | 48.51 | 60.33 | 81.91 | 51.03 | 87.68 | 80 | 51.03 | 87.68 | 102.85 | 83.31 | 87.68 | 102.85 | 83.31 | 87.68 | 102.85 | 83.31 | 87.68 | 102.85 | 64.25 | 53.73 | 50.01 | 51.03 | 53.73 | 50.01 | 51.03 | 53.62 | 50.01 | 64.25 | 53.73 | 50.01 | 82.47 | 50 | 47.16 | 84.15 | 88.57 | 101.82 | 83.31 | 90 | 107.67
447 | 40.51 | 70.6 | 37.94 | 40.51 | 70.6 | 87.63 | 55.09 | 70.6 | 87.63 | 55.09 | 70.6 | 87.63 | 55.09 | 70.6 | 39.37 | 48.49 | 49.6 | 37.94 | 40.51 | 49.6 | 39.37 | 40.51 | 45.48 | 37.94 | 48.49 | 49.6 | 39.37 | 48.98 | 49.6 | 38.24 | 55.64 | 71.32 | 83.62 | 55.09 | 70.6 | 87.63 | 62.35 | 107.13 | 111.11 | 62.35 | 107.13 | 111.11 | 85 | 107.13 | 111.11 | 85 | 107.13 | 111.11 | 85 | 107.13 | 111.11 | 62.35 | 53.79 | 50.07 | 62.35 | 54.51 | 51.61 | 51.1 | 53.69 | 50.07 | 62.35 | 54.51 | 50.17 | 84.14 | 50 | 49.11 | 85.86 | 108.21 | 110 | 85 | 107.13 | 111.11
448 | 40.83 | 80.75 | 38.26 | 40.83 | 80.75 | 113.79 | 58.45 | 80.75 | 113.79 | 58.45 | 80.75 | 113.79 | 58.45 | 80.75 | 113.79 | 54.18 | 49.6 | 38.26 | 40.83 | 49.6 | 39.69 | 40.83 | 45.8 | 38.26 | 54.18 | 49.6 | 39.69 | 54.73 | 49.6 | 38.24 | 57.87 | 79.94 | 83.62 | 58.45 | 80.75 | 113.79 | 51.42 | 113.45 | 115.7 | 51.42 | 113.45 | 115.7 | 90 | 113.45 | 115.7 | 90 | 113.45 | 115.7 | 90 | 113.45 | 115.7 | 69.06 | 54.11 | 50.4 | 51.42 | 54.11 | 50.5 | 51.42 | 54.01 | 50.4 | 69.06 | 54.11 | 50.5 | 88.04 | 53.57 | 49.11 | 90.91 | 112.32 | 112.23 | 90 | 113.45 | 115.7
449 | 41.31 | 85 | 38.74 | 41.31 | 85 | 120 | 58.53 | 85 | 120 | 58.53 | 85 | 120 | 58.53 | 85 | 120 | 55.07 | 75.82 | 38.74 | 41.31 | 75.82 | 40.16 | 41.31 | 46.28 | 38.74 | 55.07 | 75.82 | 40.16 | 56.21 | 76.59 | 38.24 | 59.12 | 85.86 | 118.8 | 58.53 | 85 | 120 | 51.9 | 113.45 | 115.7 | 83.14 | 113.45 | 115.7 | 101.85 | 113.45 | 115.7 | 101.85 | 113.45 | 115.7 | 101.85 | 113.45 | 115.7 | 83.14 | 54.59 | 50.87 | 83.14 | 54.59 | 50.97 | 51.89 | 54.48 | 50.87 | 83.14 | 54.59 | 50.97 | 98.01 | 54.04 | 49.78 | 102.88 | 112.32 | 113.37 | 101.85 | 179.49 | 115.7
450 | 56.7 | 80.73 | 80 | 56.7 | 80.73 | 113.79 | 56.7 | 80.73 | 113.79 | 56.7 | 80.73 | 113.79 | 56.7 | 80.73 | 113.79 | 55 | 75.96 | 38.34 | 40.91 | 75.96 | 38.34 | 40.91 | 45.88 | 38.34 | 55 | 75.96 | 38.34 | 56.13 | 76.59 | 38.24 | 57.27 | 79.92 | 83.62 | 56.7 | 80.73 | 113.79 | 88.93 | 113.01 | 115.7 | 88.93 | 113.01 | 115.7 | 88.93 | 113.01 | 115.7 | 88.93 | 113.01 | 115.7 | 88.93 | 113.01 | 115.7 | 86.26 | 55.14 | 50.47 | 86.26 | 56.28 | 50.47 | 51.5 | 54.08 | 50.47 | 86.26 | 56.28 | 50.47 | 87.43 | 54.59 | 49.11 | 89.83 | 111.88 | 113.37 | 88.93 | 113.01 | 115.7
451 | 54.54 | 78.14 | 90.31 | 54.54 | 78.14 | 90.31 | 54.54 | 78.14 | 90.31 | 54.54 | 78.14 | 90.31 | 54.54 | 75.84 | 39.85 | 54.34 | 75.8 | 37.72 | 40.29 | 75.8 | 37.72 | 40.29 | 45.26 | 37.72 | 54.34 | 75.8 | 37.72 | 54.89 | 76.56 | 37.72 | 55.09 | 78.93 | 83.39 | 54.54 | 78.14 | 90.31 | 87.4 | 102.91 | 114.55 | 87.4 | 102.91 | 114.55 | 87.4 | 102.91 | 114.55 | 87.4 | 102.91 | 114.55 | 87.4 | 102.91 | 114.55 | 84.78 | 54.59 | 49.86 | 84.78 | 56.28 | 49.86 | 50.88 | 53.47 | 49.86 | 84.78 | 56.28 | 49.86 | 86.53 | 54.04 | 49.11 | 88.29 | 103.95 | 111.11 | 87.4 | 102.91 | 114.55
452 | 47.64 | 69.72 | 83.65 | 47.64 | 69.72 | 83.65 | 47.64 | 69.72 | 83.65 | 47.64 | 69.72 | 83.65 | 47.64 | 69 | 37.45 | 47.64 | 69 | 37.45 | 40.01 | 44.99 | 37.45 | 40.01 | 44.99 | 37.45 | 47.64 | 69 | 37.45 | 48.12 | 69.02 | 37.38 | 48.62 | 70.42 | 81.14 | 47.64 | 69.72 | 83.65 | 76.73 | 96.12 | 107.67 | 76.73 | 96.12 | 107.67 | 76.73 | 96.12 | 107.67 | 76.73 | 96.12 | 107.67 | 76.73 | 53.3 | 107.67 | 76.73 | 53.3 | 49.58 | 50.6 | 53.19 | 49.58 | 50.6 | 53.19 | 49.58 | 76.73 | 53.3 | 49.58 | 77.5 | 52.76 | 49.08 | 78.31 | 97.09 | 106.6 | 76.73 | 96.12 | 107.67
453 | 46.41 | 62.9 | 77.03 | 46.41 | 62.9 | 77.03 | 46.41 | 62.9 | 77.03 | 46.41 | 62.9 | 77.03 | 46.41 | 62.27 | 37.32 | 46.41 | 62.27 | 37.32 | 39.89 | 62.27 | 37.32 | 39.89 | 44.86 | 37.32 | 46.41 | 62.27 | 37.32 | 47.64 | 62.27 | 36.9 | 46.87 | 63.54 | 76.26 | 46.41 | 62.9 | 77.03 | 64.82 | 89.54 | 99 | 64.82 | 89.54 | 99 | 64.82 | 89.54 | 99 | 64.82 | 89.54 | 99 | 64.82 | 53.17 | 49.45 | 64.82 | 53.17 | 49.45 | 50.48 | 53.17 | 49.45 | 50.48 | 53.07 | 49.45 | 64.82 | 53.17 | 49.45 | 65.48 | 52.64 | 47.75 | 66.81 | 90.44 | 98.01 | 64.82 | 89.54 | 99
454 | 45.94 | 54.61 | 76.63 | 45.94 | 54.61 | 76.63 | 45.94 | 54.61 | 76.63 | 45.94 | 54.61 | 76.63 | 45.94 | 54.61 | 37.28 | 45.94 | 54.61 | 37.28 | 39.84 | 44.81 | 37.28 | 39.84 | 44.81 | 37.28 | 45.94 | 54.61 | 37.28 | 47.35 | 55.16 | 36.9 | 46.41 | 55.16 | 75.87 | 45.94 | 54.61 | 76.63 | 63.7 | 53.82 | 85.7 | 63.7 | 53.82 | 85.7 | 63.7 | 53.82 | 85.7 | 63.7 | 53.82 | 85.7 | 63.7 | 53.13 | 49.41 | 63.7 | 53.13 | 49.41 | 50.43 | 53.02 | 49.41 | 50.43 | 53.02 | 49.41 | 63.7 | 53.13 | 49.41 | 64.34 | 52.95 | 47.75 | 64.34 | 54.36 | 84.85 | 63.7 | 53.82 | 85.7
455 | 40.37 | 47.18 | 67.78 | 40.37 | 47.18 | 67.78 | 40.37 | 47.18 | 67.78 | 40.37 | 47.18 | 67.78 | 40.37 | 47.18 | 37.1 | 40.37 | 47.18 | 37.1 | 39.67 | 44.64 | 37.1 | 39.67 | 44.64 | 37.1 | 40.37 | 47.18 | 37.1 | 45.47 | 47.66 | 37.38 | 44.56 | 47.66 | 67.1 | 40.37 | 47.18 | 67.78 | 55.84 | 53.49 | 60.93 | 55.84 | 53.49 | 60.93 | 55.84 | 53.49 | 60.93 | 55.84 | 53.49 | 60.93 | 55.84 | 52.95 | 49.23 | 55.84 | 52.95 | 49.23 | 50.26 | 52.85 | 49.23 | 50.26 | 52.85 | 49.23 | 55.84 | 52.95 | 49.23 | 63.51 | 52.95 | 49.11 | 62.24 | 54.03 | 60.32 | 55.84 | 53.49 | 60.93
456 | 39.81 | 46.85 | 39.02 | 39.81 | 46.85 | 39.02 | 39.81 | 46.85 | 39.02 | 39.81 | 46.85 | 39.02 | 40.52 | 47.32 | 37.24 | 40.52 | 47.32 | 37.24 | 39.81 | 44.78 | 37.24 | 39.81 | 44.78 | 37.24 | 40.52 | 47.32 | 37.24 | 40.93 | 47.32 | 37.62 | 40.22 | 47.32 | 38.63 | 39.81 | 46.85 | 39.02 | 50.4 | 53.1 | 51.3 | 50.4 | 53.1 | 51.3 | 50.4 | 53.1 | 51.3 | 50.4 | 53.1 | 51.3 | 55.98 | 53.1 | 49.38 | 55.98 | 53.1 | 49.38 | 50.4 | 52.99 | 49.38 | 50.4 | 52.99 | 49.38 | 55.98 | 53.1 | 49.38 | 56.55 | 52.95 | 49.77 | 55.42 | 53.63 | 50.78 | 50.4 | 53.1 | 51.3
457 | 39.63 | 45.29 | 38.53 | 39.63 | 45.29 | 38.53 | 39.63 | 45.29 | 38.53 | 39.63 | 45.29 | 38.53 | 40.34 | 47.14 | 37.07 | 40.34 | 47.14 | 37.07 | 39.63 | 44.6 | 37.07 | 39.63 | 44.6 | 37.07 | 40.34 | 47.14 | 37.07 | 40.48 | 46.67 | 37.38 | 40.03 | 45.74 | 38.15 | 39.63 | 45.29 | 38.53 | 50.22 | 52.92 | 51.3 | 50.22 | 52.92 | 51.3 | 50.22 | 52.92 | 51.3 | 50.22 | 52.92 | 51.3 | 55.8 | 52.92 | 49.2 | 55.8 | 52.92 | 49.2 | 50.22 | 52.81 | 49.2 | 50.22 | 52.81 | 49.2 | 55.8 | 52.92 | 49.2 | 56.37 | 52.39 | 49.11 | 55.24 | 53.45 | 50.78 | 50.22 | 52.92 | 51.3
458 | 39.51 | 45.16 | 38.46 | 39.51 | 45.16 | 38.46 | 39.51 | 45.16 | 38.46 | 39.51 | 45.16 | 38.46 | 40.22 | 47.02 | 36.94 | 40.22 | 47.02 | 36.94 | 39.51 | 44.48 | 36.94 | 39.51 | 44.48 | 36.94 | 40.22 | 47.02 | 36.94 | 40.33 | 46.55 | 37.31 | 39.91 | 45.62 | 38.07 | 39.51 | 45.16 | 38.46 | 50.1 | 52.79 | 51.3 | 50.1 | 52.79 | 51.3 | 50.1 | 52.79 | 51.3 | 50.1 | 52.79 | 51.3 | 55.68 | 52.79 | 49.07 | 55.68 | 52.79 | 49.07 | 50.1 | 52.69 | 49.07 | 50.1 | 52.69 | 49.07 | 55.68 | 52.79 | 49.07 | 56.24 | 52.26 | 49.11 | 55.11 | 53.33 | 50.78 | 50.1 | 52.79 | 51.3
459 | 39.47 | 46.08 | 39.02 | 39.47 | 46.09 | 39.02 | 39.47 | 46.09 | 39.02 | 39.47 | 46.09 | 39.02 | 40.18 | 46.98 | 36.9 | 40.18 | 46.98 | 36.9 | 39.47 | 44.44 | 36.9 | 39.47 | 44.44 | 36.9 | 40.18 | 46.98 | 36.9 | 40.33 | 46.55 | 37.27 | 39.87 | 46.55 | 39.41 | 39.47 | 46.09 | 39.02 | 50.06 | 52.75 | 51.3 | 50.06 | 52.75 | 51.3 | 50.06 | 52.75 | 51.3 | 50.06 | 52.75 | 51.3 | 55.64 | 52.75 | 49.03 | 55.64 | 52.75 | 49.03 | 50.06 | 52.65 | 49.03 | 50.06 | 52.65 | 49.03 | 55.64 | 52.75 | 49.03 | 57.74 | 52.22 | 49.53 | 57.74 | 53.29 | 50.78 | 50.06 | 52.75 | 51.3
460 | 39.51 | 44.48 | 37.69 | 39.51 | 44.48 | 37.69 | 39.51 | 44.48 | 37.69 | 39.51 | 44.48 | 37.69 | 40.22 | 47.02 | 36.94 | 40.22 | 47.02 | 36.94 | 39.51 | 44.48 | 36.94 | 39.51 | 44.48 | 36.94 | 40.22 | 47.02 | 36.94 | 40.33 | 47.19 | 37.31 | 40.33 | 48.15 | 38.07 | 39.51 | 44.48 | 37.69 | 50.1 | 52.79 | 51.3 | 50.1 | 52.79 | 51.3 | 50.1 | 52.79 | 51.3 | 50.1 | 52.79 | 51.3 | 55.68 | 52.79 | 49.07 | 55.68 | 52.79 | 49.07 | 50.1 | 52.69 | 49.07 | 50.1 | 52.69 | 49.07 | 55.68 | 52.79 | 49.07 | 57.74 | 52.26 | 48.8 | 57.74 | 53.33 | 51.81 | 50.1 | 52.79 | 51.3
461 | 39.62 | 44.72 | 39.02 | 39.62 | 44.72 | 39.02 | 39.62 | 44.72 | 39.02 | 39.62 | 44.72 | 39.02 | 40.33 | 47.13 | 37.06 | 40.33 | 47.13 | 37.06 | 39.62 | 44.59 | 37.06 | 39.62 | 44.59 | 37.06 | 40.33 | 47.13 | 37.06 | 40.33 | 47.61 | 38.24 | 40.33 | 48.59 | 39.41 | 39.62 | 44.72 | 39.02 | 50.21 | 52.91 | 51.3 | 50.21 | 52.91 | 51.3 | 50.21 | 52.91 | 51.3 | 50.21 | 52.91 | 51.3 | 55.79 | 52.91 | 49.19 | 55.79 | 52.91 | 49.19 | 50.21 | 52.8 | 49.19 | 50.21 | 52.8 | 49.19 | 55.79 | 52.91 | 49.19 | 57.74 | 52.95 | 48.8 | 57.74 | 77.26 | 84.85 | 50.21 | 52.91 | 51.3
462 | 39.6 | 47.11 | 50 | 39.6 | 47.11 | 50 | 39.6 | 47.11 | 50 | 39.6 | 47.11 | 50 | 40.31 | 47.11 | 37.04 | 40.31 | 47.11 | 37.04 | 39.6 | 44.57 | 37.04 | 39.6 | 44.57 | 37.04 | 40.31 | 47.11 | 37.04 | 40.72 | 47.59 | 49.5 | 40.48 | 56.6 | 61.47 | 39.6 | 47.11 | 50 | 50.19 | 52.89 | 53.17 | 50.19 | 52.89 | 53.17 | 50.19 | 52.89 | 53.17 | 50.19 | 52.89 | 53.17 | 55.77 | 52.89 | 49.17 | 55.77 | 52.89 | 49.17 | 50.19 | 52.78 | 49.17 | 50.19 | 52.78 | 49.17 | 55.77 | 52.89 | 49.17 | 57.8 | 53.42 | 49.78 | 58.38 | 78.28 | 92.56 | 50.19 | 52.89 | 53.17
463 | 39.79 | 56.22 | 68.77 | 39.79 | 56.22 | 68.77 | 40.49 | 56.22 | 68.77 | 40.49 | 56.22 | 68.77 | 40.49 | 56.22 | 37.22 | 40.49 | 56.22 | 37.22 | 39.79 | 56.21 | 37.22 | 39.79 | 44.76 | 37.22 | 40.49 | 56.22 | 37.22 | 48.32 | 57.96 | 66.04 | 48.32 | 59.14 | 69.46 | 40.49 | 56.22 | 68.77 | 50.38 | 54.04 | 104.44 | 50.38 | 54.04 | 104.44 | 58.23 | 54.04 | 104.44 | 58.23 | 54.04 | 104.44 | 58.23 | 53.07 | 49.35 | 58.23 | 53.07 | 49.35 | 50.38 | 53.07 | 49.35 | 50.38 | 52.96 | 49.35 | 58.23 | 53.07 | 49.35 | 67.7 | 54.59 | 50 | 67.7 | 93.23 | 107.81 | 58.82 | 90 | 104.44
464 | 39.9 | 67.6 | 70.53 | 39.9 | 67.6 | 70.53 | 45.72 | 67.6 | 81.13 | 45.72 | 67.6 | 81.13 | 45.72 | 67.6 | 37.33 | 45.72 | 67.6 | 37.33 | 39.9 | 67.6 | 37.33 | 39.9 | 44.87 | 37.33 | 45.72 | 67.6 | 37.33 | 53.89 | 75.82 | 80.31 | 53.89 | 77.37 | 81.95 | 45.72 | 67.6 | 70.53 | 50.48 | 89.93 | 105.63 | 50.48 | 89.93 | 105.63 | 63.86 | 89.93 | 105.63 | 63.86 | 99.22 | 105.63 | 63.86 | 70.6 | 49.46 | 63.86 | 70.6 | 49.46 | 50.48 | 70.6 | 49.46 | 50.48 | 53.07 | 49.46 | 63.86 | 70.6 | 49.46 | 77.28 | 90.84 | 49.96 | 78.85 | 103.32 | 110 | 63.86 | 90 | 105.63
465 | 40.02 | 74.29 | 77.11 | 40.02 | 74.29 | 77.11 | 53.44 | 74.29 | 81.47 | 53.44 | 74.29 | 81.47 | 53.44 | 74.29 | 38.88 | 53.44 | 74.29 | 38.88 | 40.02 | 74.29 | 38.88 | 40.02 | 49.73 | 38.88 | 53.44 | 74.29 | 38.88 | 55.64 | 75.83 | 80.65 | 55.64 | 77.38 | 82.3 | 52.37 | 74.29 | 77.11 | 50.61 | 98.21 | 104.58 | 50.61 | 98.21 | 104.58 | 73.49 | 98.21 | 104.58 | 73.49 | 99.22 | 104.58 | 73.49 | 98.21 | 97 | 73.49 | 98.21 | 97 | 50.61 | 70.6 | 51.61 | 50.61 | 53.2 | 51.61 | 73.49 | 70.6 | 50.77 | 78.11 | 99.22 | 97.98 | 79.7 | 106.5 | 108.9 | 73.49 | 98.21 | 104.58
466 | 40.15 | 74.29 | 77.11 | 40.15 | 74.29 | 77.11 | 53.59 | 74.29 | 81.48 | 53.59 | 74.29 | 81.48 | 53.59 | 74.29 | 39.01 | 53.59 | 74.29 | 39.01 | 40.15 | 74.29 | 39.01 | 40.15 | 49.73 | 39.01 | 53.59 | 74.29 | 39.01 | 55.81 | 75.83 | 80.65 | 55.81 | 79.72 | 82.3 | 52.52 | 74.29 | 77.11 | 50.74 | 92.18 | 99.97 | 50.74 | 92.18 | 99.97 | 73.76 | 92.18 | 99.97 | 73.76 | 92.18 | 99.97 | 73.76 | 91.26 | 51.61 | 73.76 | 91.26 | 51.61 | 50.74 | 70.6 | 49.81 | 50.74 | 53.33 | 49.81 | 73.76 | 70.6 | 49.81 | 78.11 | 94.08 | 97.98 | 79.7 | 98.95 | 104.49 | 73.76 | 92.18 | 99.97
467 | 40.16 | 74.29 | 77.11 | 40.16 | 74.29 | 77.11 | 53.59 | 74.29 | 81.48 | 53.59 | 74.29 | 81.48 | 53.59 | 74.29 | 39.02 | 53.59 | 74.29 | 39.02 | 40.16 | 45.13 | 37.59 | 40.16 | 45.13 | 37.59 | 53.59 | 74.29 | 39.02 | 54.7 | 75.83 | 80.65 | 55.81 | 79.71 | 82.3 | 45.72 | 74.29 | 77.11 | 73.76 | 98.21 | 105.63 | 73.76 | 98.21 | 105.63 | 73.76 | 98.21 | 105.63 | 73.76 | 99.22 | 105.63 | 73.76 | 98.21 | 51.61 | 73.76 | 98.21 | 51.61 | 50.75 | 53.34 | 49.73 | 50.75 | 53.34 | 49.73 | 73.76 | 70.6 | 49.73 | 78.11 | 99.2 | 97.98 | 79.7 | 104.39 | 110 | 73.76 | 98.21 | 105.63
468 | 49.99 | 56.91 | 79.47 | 49.99 | 56.91 | 79.47 | 51 | 56.91 | 79.47 | 51 | 56.91 | 79.47 | 51 | 56.91 | 38.92 | 51 | 56.91 | 38.92 | 40.07 | 45.04 | 37.5 | 40.07 | 45.04 | 37.5 | 51 | 56.91 | 38.92 | 52.58 | 58.08 | 61.47 | 53.11 | 59.27 | 80.28 | 49.99 | 56.91 | 79.47 | 62.52 | 75.93 | 82.45 | 62.52 | 75.93 | 82.45 | 62.52 | 75.93 | 82.45 | 62.52 | 75.93 | 82.45 | 62.52 | 75.17 | 49.73 | 62.52 | 75.17 | 49.73 | 50.66 | 53.24 | 49.63 | 50.66 | 53.24 | 49.63 | 62.52 | 54.07 | 49.63 | 64.45 | 76.7 | 50.23 | 65.76 | 82.45 | 87.63 | 62.52 | 75.93 | 82.45
469 | 42.88 | 56.91 | 79.47 | 42.88 | 56.91 | 79.47 | 43.76 | 56.91 | 79.47 | 43.76 | 56.91 | 79.47 | 43.76 | 56.91 | 37.4 | 43.76 | 56.91 | 37.4 | 39.97 | 44.93 | 37.4 | 39.97 | 44.93 | 37.4 | 43.76 | 56.91 | 37.4 | 44.66 | 58.08 | 38.24 | 45.56 | 59.27 | 80.28 | 42.88 | 56.91 | 79.47 | 56.63 | 75.93 | 86.31 | 56.63 | 75.93 | 86.31 | 56.63 | 75.93 | 86.31 | 56.63 | 75.93 | 86.31 | 56.63 | 54.04 | 49.53 | 56.63 | 54.04 | 49.53 | 50.56 | 53.14 | 49.53 | 50.56 | 53.14 | 49.53 | 56.63 | 53.97 | 49.53 | 57.8 | 54.59 | 50 | 58.98 | 82.45 | 87.63 | 56.63 | 75.93 | 86.31
470 | 40.64 | 56.91 | 79.47 | 40.64 | 56.91 | 79.47 | 40.64 | 56.91 | 79.47 | 40.64 | 56.91 | 79.47 | 40.64 | 56.91 | 37.36 | 40.64 | 56.91 | 37.36 | 39.93 | 44.9 | 37.36 | 39.93 | 44.9 | 37.36 | 40.64 | 56.91 | 37.36 | 41.47 | 58.08 | 39.71 | 42.32 | 59.27 | 80.28 | 40.64 | 56.91 | 79.47 | 56.63 | 75.93 | 86.31 | 56.63 | 75.93 | 86.31 | 56.63 | 75.93 | 86.31 | 56.63 | 75.93 | 86.31 | 56.63 | 73.67 | 49.5 | 56.63 | 73.67 | 49.5 | 50.52 | 53.11 | 49.5 | 50.52 | 53.11 | 49.5 | 56.63 | 53.93 | 49.5 | 57.8 | 76.7 | 50 | 58.98 | 82.45 | 106.7 | 56.63 | 75.93 | 86.31
471 | 40.78 | 65.31 | 83.99 | 40.78 | 65.31 | 83.99 | 40.78 | 65.31 | 83.99 | 40.78 | 65.31 | 83.99 | 40.78 | 63.08 | 37.5 | 40.78 | 63.08 | 37.5 | 40.07 | 45.04 | 37.5 | 40.07 | 45.04 | 37.5 | 40.78 | 63.08 | 37.5 | 41.62 | 65.03 | 50 | 42.47 | 66.36 | 84.84 | 40.78 | 65.31 | 83.99 | 57.56 | 82.03 | 106.54 | 57.56 | 82.03 | 106.54 | 57.56 | 82.03 | 106.54 | 57.56 | 82.03 | 106.54 | 56.97 | 74.88 | 49.74 | 56.97 | 74.88 | 49.74 | 50.66 | 53.25 | 49.64 | 50.66 | 53.25 | 49.64 | 56.97 | 54.07 | 49.64 | 58.14 | 78.77 | 50.24 | 59.33 | 102.88 | 107.61 | 57.56 | 82.03 | 106.54
472 | 54.13 | 79.89 | 101.85 | 54.13 | 79.89 | 101.85 | 54.13 | 79.89 | 101.85 | 54.13 | 79.89 | 101.85 | 53.75 | 75.22 | 40.23 | 53.75 | 75.22 | 40.23 | 40.39 | 45.35 | 37.82 | 40.39 | 45.35 | 37.82 | 53.75 | 75.22 | 39.24 | 54.7 | 78.84 | 81.96 | 55.81 | 81.27 | 102.88 | 54.13 | 79.89 | 101.85 | 74.63 | 104.67 | 108.87 | 74.63 | 104.67 | 108.87 | 74.63 | 104.67 | 108.87 | 74.63 | 104.67 | 108.87 | 73.86 | 97.5 | 57.39 | 73.86 | 97.5 | 57.39 | 50.98 | 53.56 | 49.95 | 50.98 | 53.56 | 49.95 | 73.86 | 70.6 | 49.95 | 75.39 | 103.62 | 104.49 | 76.92 | 111.15 | 114.54 | 74.63 | 104.67 | 108.87
473 | 55.07 | 79.9 | 104.54 | 55.07 | 79.9 | 104.54 | 55.07 | 79.9 | 104.54 | 55.07 | 79.9 | 104.54 | 55.07 | 75.96 | 40.23 | 55.07 | 75.96 | 40.23 | 40.85 | 45.82 | 38.28 | 40.85 | 45.82 | 38.28 | 55.07 | 75.96 | 39.71 | 56.21 | 79.1 | 81.96 | 57.35 | 120 | 105.6 | 55.07 | 79.9 | 104.54 | 79.92 | 105 | 109.37 | 79.92 | 105 | 109.37 | 79.92 | 105 | 109.37 | 79.92 | 105 | 109.37 | 76.73 | 98.81 | 50.52 | 76.73 | 98.81 | 50.52 | 51.44 | 54.03 | 50.42 | 51.44 | 54.03 | 50.42 | 76.73 | 70.6 | 50.42 | 79.9 | 103.95 | 104.49 | 81.53 | 116.84 | 116.24 | 79.92 | 105 | 109.37
474 | 54.68 | 79.9 | 101.02 | 54.68 | 79.9 | 101.02 | 54.68 | 79.9 | 101.02 | 54.68 | 79.9 | 101.02 | 54.68 | 75.96 | 39.44 | 54.68 | 75.96 | 39.44 | 40.61 | 45.58 | 38.05 | 40.61 | 45.58 | 38.05 | 54.68 | 75.96 | 39.44 | 56.37 | 79.1 | 81.96 | 57.52 | 107.33 | 102.04 | 54.68 | 79.9 | 101.02 | 78.31 | 105 | 108.68 | 78.31 | 105 | 108.68 | 78.31 | 105 | 108.68 | 78.31 | 105 | 108.68 | 77.5 | 70.6 | 50.18 | 77.5 | 70.6 | 50.18 | 51.2 | 53.79 | 50.18 | 51.2 | 53.79 | 50.18 | 77.5 | 70.6 | 50.18 | 79.1 | 103.95 | 50.75 | 80.71 | 116.84 | 116.24 | 78.31 | 105 | 108.68
475 | 53.59 | 76.06 | 85.34 | 53.59 | 76.06 | 85.34 | 53.59 | 76.06 | 85.34 | 53.59 | 76.06 | 85.34 | 53.59 | 75.96 | 37.66 | 53.59 | 75.96 | 37.66 | 40.22 | 45.19 | 37.66 | 40.22 | 45.19 | 37.66 | 53.59 | 75.96 | 37.66 | 54.72 | 77.53 | 80.28 | 55.81 | 81.54 | 86.21 | 53.59 | 76.06 | 85.34 | 76.53 | 101.82 | 108.28 | 76.53 | 101.82 | 108.28 | 76.53 | 101.82 | 108.28 | 76.53 | 101.85 | 108.28 | 76.53 | 70.6 | 49.79 | 76.53 | 70.6 | 49.79 | 50.81 | 53.4 | 49.79 | 50.81 | 53.4 | 49.79 | 76.53 | 70.6 | 49.79 | 78.11 | 71.32 | 50.29 | 79.7 | 109.93 | 114.55 | 76.53 | 101.82 | 108.28
476 | 52.42 | 75.71 | 82.78 | 52.42 | 75.71 | 82.78 | 52.42 | 75.71 | 82.78 | 52.42 | 75.71 | 82.78 | 52.42 | 75.71 | 37.41 | 52.42 | 75.71 | 37.41 | 39.98 | 44.95 | 37.41 | 39.98 | 44.95 | 37.41 | 52.42 | 75.71 | 37.41 | 54.04 | 76.48 | 38.24 | 55.14 | 78.84 | 83.62 | 52.42 | 75.71 | 82.78 | 73.76 | 98.21 | 107.67 | 73.76 | 98.21 | 107.67 | 73.76 | 98.21 | 107.67 | 73.76 | 101.24 | 107.67 | 73.7 | 69.9 | 49.55 | 73.7 | 69.9 | 49.55 | 50.57 | 53.16 | 49.55 | 50.57 | 53.16 | 49.55 | 73.7 | 69.9 | 49.55 | 77.52 | 70.6 | 49.78 | 79.1 | 105.43 | 112.23 | 73.76 | 98.21 | 107.67
477 | 46.41 | 73.13 | 81.11 | 46.41 | 73.13 | 81.11 | 46.41 | 73.13 | 81.11 | 46.41 | 73.13 | 81.11 | 46.41 | 73.13 | 37.35 | 46.41 | 73.13 | 37.35 | 39.92 | 44.88 | 37.35 | 39.92 | 44.88 | 37.35 | 46.41 | 73.13 | 37.35 | 47.84 | 75.22 | 38.24 | 48.81 | 77.53 | 81.96 | 46.41 | 73.13 | 81.11 | 63.86 | 85.98 | 105.63 | 63.86 | 85.98 | 105.63 | 63.86 | 85.98 | 105.63 | 63.86 | 87.73 | 105.63 | 63.86 | 54.37 | 49.48 | 63.86 | 54.37 | 49.48 | 50.51 | 53.09 | 49.48 | 50.51 | 53.09 | 49.48 | 63.86 | 54.37 | 49.48 | 67.7 | 54.59 | 49.78 | 69.07 | 105.43 | 110 | 63.86 | 85.98 | 105.63
478 | 42.64 | 63.24 | 80.21 | 42.64 | 63.24 | 80.21 | 42.64 | 63.24 | 80.21 | 42.64 | 63.24 | 80.21 | 42.64 | 63.24 | 37.32 | 42.64 | 63.24 | 37.32 | 39.89 | 44.86 | 37.32 | 39.89 | 44.85 | 37.32 | 42.64 | 63.24 | 37.32 | 47.64 | 63.88 | 38.24 | 48.12 | 65.85 | 81.02 | 42.64 | 63.24 | 80.21 | 59.79 | 85 | 103.4 | 59.79 | 85 | 103.4 | 59.79 | 85 | 103.4 | 59.79 | 85.98 | 103.4 | 59.79 | 53.21 | 49.45 | 59.79 | 53.21 | 49.45 | 50.48 | 53.06 | 49.45 | 50.48 | 53.06 | 49.45 | 59.79 | 53.21 | 49.45 | 67.02 | 53.21 | 49.11 | 68.38 | 98.17 | 108.9 | 59.79 | 85 | 103.4
479 | 40.46 | 47.27 | 77.3 | 40.46 | 47.27 | 77.3 | 40.46 | 47.27 | 77.3 | 40.46 | 47.27 | 77.3 | 40.46 | 47.27 | 37.18 | 40.46 | 47.27 | 37.18 | 39.75 | 44.72 | 37.18 | 39.75 | 44.72 | 37.18 | 40.46 | 47.27 | 37.18 | 44.11 | 47.75 | 37.38 | 44.11 | 60.98 | 78.47 | 40.46 | 47.27 | 77.3 | 55.92 | 53.82 | 64.79 | 55.92 | 53.82 | 64.79 | 55.92 | 53.82 | 64.79 | 55.92 | 77.92 | 64.79 | 55.92 | 53.03 | 49.31 | 55.92 | 53.03 | 49.31 | 50.34 | 52.93 | 49.31 | 50.34 | 52.93 | 49.31 | 55.92 | 53.03 | 49.31 | 64.52 | 53.03 | 49.11 | 65.84 | 88.64 | 106.7 | 55.92 | 53.82 | 64.79
480 | 39.76 | 47.27 | 59.5 | 39.76 | 47.27 | 59.5 | 39.76 | 47.27 | 59.5 | 39.76 | 47.27 | 59.5 | 40.47 | 47.28 | 37.2 | 40.47 | 47.28 | 37.2 | 39.76 | 44.73 | 37.2 | 39.76 | 44.73 | 37.2 | 40.47 | 47.28 | 37.2 | 40.58 | 47.28 | 36.82 | 40.58 | 48.25 | 62.18 | 39.76 | 47.27 | 59.5 | 50.35 | 53.05 | 53.17 | 50.35 | 53.05 | 53.17 | 50.35 | 53.05 | 53.17 | 50.35 | 53.05 | 53.17 | 55.93 | 53.05 | 49.33 | 55.93 | 53.05 | 49.33 | 50.35 | 52.94 | 49.33 | 50.35 | 52.94 | 49.33 | 55.93 | 53.05 | 49.33 | 59.43 | 52.52 | 48.84 | 60.64 | 83.31 | 101.01 | 50.35 | 53.05 | 53.17
481 | 39.61 | 46.41 | 37.75 | 39.61 | 46.41 | 37.75 | 39.61 | 46.41 | 37.75 | 39.61 | 46.41 | 37.75 | 40.31 | 47.11 | 37.04 | 40.31 | 47.11 | 37.04 | 39.61 | 44.57 | 37.04 | 39.61 | 44.57 | 37.04 | 40.31 | 47.11 | 37.04 | 40.22 | 46.88 | 36.67 | 40.22 | 47.83 | 38.53 | 39.61 | 46.41 | 37.75 | 50.19 | 52.89 | 51.3 | 50.19 | 52.89 | 51.3 | 50.19 | 52.89 | 51.3 | 50.19 | 52.89 | 51.3 | 55.77 | 52.89 | 49.17 | 55.77 | 52.89 | 49.17 | 50.19 | 52.78 | 49.17 | 50.19 | 52.78 | 49.17 | 55.77 | 52.89 | 49.17 | 56.34 | 52.36 | 48.68 | 56.38 | 76.26 | 93.14 | 50.19 | 52.89 | 51.3
482 | 39.47 | 46.41 | 37.67 | 39.47 | 46.41 | 37.67 | 39.47 | 46.41 | 37.67 | 39.47 | 46.41 | 37.67 | 40.17 | 46.98 | 36.9 | 40.17 | 46.98 | 36.9 | 39.47 | 44.43 | 36.9 | 39.47 | 44.43 | 36.9 | 40.17 | 46.98 | 36.9 | 40.16 | 46.88 | 36.36 | 40.16 | 47.83 | 38.44 | 39.47 | 46.41 | 37.67 | 50.06 | 52.75 | 53.17 | 50.06 | 52.75 | 53.17 | 50.06 | 52.75 | 53.17 | 50.06 | 52.75 | 53.17 | 55.64 | 52.75 | 49.03 | 55.64 | 52.75 | 49.03 | 50.06 | 52.65 | 49.03 | 50.06 | 52.65 | 49.03 | 55.64 | 52.75 | 49.03 | 56.2 | 52.22 | 48.54 | 56.38 | 75.6 | 77 | 50.06 | 52.75 | 53.17
483 | 39.38 | 46.27 | 37.67 | 39.38 | 46.27 | 37.67 | 39.38 | 46.27 | 37.67 | 39.38 | 46.27 | 37.67 | 40.09 | 46.89 | 36.81 | 40.09 | 46.89 | 36.81 | 39.38 | 44.35 | 36.81 | 39.38 | 44.35 | 36.81 | 40.09 | 46.89 | 36.81 | 40.12 | 46.74 | 36.45 | 40.12 | 47.82 | 38.44 | 39.38 | 46.27 | 37.67 | 49.97 | 52.67 | 53.17 | 49.97 | 52.67 | 53.17 | 49.97 | 52.67 | 53.17 | 49.97 | 52.67 | 53.17 | 55.55 | 52.67 | 48.95 | 55.55 | 52.67 | 48.95 | 49.97 | 52.56 | 48.95 | 49.97 | 52.56 | 48.95 | 55.55 | 52.67 | 48.95 | 55.55 | 52.14 | 48.46 | 56.38 | 75.6 | 77 | 49.97 | 52.67 | 53.17
484 | 39.36 | 46.27 | 37.67 | 39.36 | 46.27 | 37.67 | 39.36 | 46.27 | 37.67 | 39.36 | 46.27 | 37.67 | 40.06 | 46.87 | 36.79 | 40.06 | 46.87 | 36.79 | 39.36 | 44.32 | 36.79 | 39.36 | 44.32 | 36.79 | 40.06 | 46.87 | 36.79 | 40.12 | 46.74 | 36.42 | 40.12 | 47.81 | 38.44 | 39.36 | 46.27 | 37.67 | 49.94 | 52.64 | 53.17 | 49.94 | 52.64 | 53.17 | 49.94 | 52.64 | 53.17 | 49.94 | 52.64 | 53.17 | 55.52 | 52.64 | 48.92 | 55.52 | 52.64 | 48.92 | 49.94 | 52.53 | 48.92 | 49.94 | 52.53 | 48.92 | 55.52 | 52.64 | 48.92 | 55.52 | 52.11 | 47.75 | 56.38 | 75.48 | 77 | 49.94 | 52.64 | 53.17
485 | 39.44 | 46.27 | 37.67 | 39.44 | 46.27 | 37.67 | 39.44 | 46.27 | 37.67 | 39.44 | 46.27 | 37.67 | 40.15 | 46.95 | 36.88 | 40.15 | 46.95 | 36.88 | 39.44 | 44.41 | 36.87 | 39.44 | 44.41 | 36.87 | 40.15 | 46.95 | 36.88 | 40.12 | 46.74 | 36.51 | 40.12 | 47.81 | 38.44 | 39.44 | 46.27 | 37.67 | 50.03 | 52.73 | 51.3 | 50.03 | 52.73 | 51.3 | 50.03 | 52.73 | 51.3 | 50.03 | 52.73 | 51.3 | 55.61 | 52.73 | 49.23 | 55.61 | 52.73 | 49.23 | 50.03 | 52.62 | 49.01 | 50.03 | 52.62 | 49.01 | 55.61 | 52.73 | 49.23 | 56.17 | 52.2 | 48.74 | 56.38 | 75.48 | 77 | 50.03 | 52.73 | 53.17
486 | 39.28 | 46.41 | 37.67 | 39.28 | 46.41 | 37.67 | 39.28 | 46.41 | 37.67 | 39.28 | 46.41 | 37.67 | 39.99 | 46.79 | 36.76 | 39.99 | 46.79 | 36.76 | 39.28 | 44.25 | 36.71 | 39.28 | 44.25 | 36.71 | 39.99 | 46.79 | 36.76 | 40.12 | 46.88 | 37.13 | 40.12 | 47.83 | 38.44 | 39.28 | 46.41 | 37.67 | 49.87 | 52.57 | 51.3 | 49.87 | 52.57 | 51.3 | 49.87 | 52.57 | 51.3 | 49.87 | 52.57 | 51.3 | 55.45 | 52.57 | 49.31 | 55.45 | 52.57 | 49.31 | 49.87 | 52.46 | 48.85 | 49.87 | 52.46 | 48.85 | 55.45 | 52.57 | 49.31 | 56.01 | 52.04 | 49.31 | 56.38 | 75.48 | 77 | 49.87 | 52.57 | 63.5
487 | 39.63 | 46.87 | 39.44 | 39.63 | 46.87 | 39.44 | 39.63 | 46.87 | 39.44 | 39.63 | 46.87 | 39.44 | 40.06 | 46.87 | 37.38 | 40.06 | 46.87 | 37.38 | 39.35 | 44.32 | 36.78 | 39.35 | 44.32 | 36.78 | 40.06 | 46.87 | 37.38 | 40.22 | 47.34 | 37.76 | 40.22 | 48.3 | 39.84 | 39.63 | 46.87 | 69.19 | 53.67 | 53.82 | 68.16 | 53.67 | 53.82 | 68.16 | 53.67 | 53.82 | 68.16 | 53.67 | 53.82 | 68.16 | 55.52 | 52.64 | 49.23 | 55.52 | 52.64 | 49.23 | 49.94 | 52.53 | 48.92 | 49.94 | 52.53 | 48.92 | 55.52 | 52.64 | 49.23 | 56.38 | 52.95 | 49.23 | 56.95 | 76.26 | 77 | 53.67 | 73.36 | 88.51
488 | 39.64 | 46.86 | 39.22 | 39.64 | 46.86 | 39.22 | 39.64 | 46.86 | 39.22 | 39.64 | 46.86 | 39.22 | 40.06 | 46.86 | 36.78 | 40.06 | 46.86 | 36.78 | 39.35 | 44.32 | 36.78 | 39.35 | 44.32 | 36.78 | 40.06 | 46.86 | 36.78 | 40.46 | 47.34 | 36.85 | 40.87 | 48.3 | 39.62 | 39.64 | 46.86 | 69.19 | 55.52 | 53.82 | 80 | 55.52 | 53.82 | 80 | 55.52 | 53.82 | 80 | 55.52 | 53.82 | 80 | 55.52 | 52.63 | 48.92 | 55.52 | 52.63 | 48.92 | 49.94 | 52.53 | 48.92 | 49.94 | 52.53 | 48.92 | 55.52 | 52.63 | 48.92 | 57.52 | 52.95 | 49.11 | 58.1 | 76.26 | 82.45 | 55.52 | 73.24 | 90
489 | 40.2 | 47.01 | 40.03 | 40.2 | 47.01 | 40.03 | 40.2 | 47.01 | 40.03 | 40.2 | 47.01 | 40.03 | 40.2 | 47.01 | 36.93 | 40.2 | 47.01 | 36.93 | 39.49 | 46.99 | 36.93 | 39.49 | 44.46 | 36.93 | 40.2 | 47.01 | 36.93 | 41.44 | 47.48 | 36.56 | 41.86 | 48.45 | 40.44 | 40.2 | 47.01 | 70.53 | 55.66 | 74.72 | 74.69 | 55.66 | 74.72 | 74.69 | 55.66 | 74.72 | 74.69 | 55.66 | 74.72 | 74.69 | 55.66 | 52.78 | 49.06 | 55.66 | 52.78 | 49.06 | 50.08 | 52.67 | 49.06 | 50.08 | 52.67 | 49.06 | 55.66 | 52.78 | 49.06 | 67.8 | 52.25 | 48.57 | 69.19 | 76.26 | 77 | 55.66 | 74.73 | 90
490 | 40.87 | 47.27 | 40.03 | 40.87 | 47.27 | 40.03 | 40.87 | 47.27 | 40.03 | 40.87 | 47.27 | 40.03 | 40.87 | 47.27 | 37.19 | 40.87 | 47.27 | 37.19 | 39.76 | 47.27 | 37.19 | 39.76 | 44.73 | 37.19 | 40.87 | 47.27 | 37.19 | 42.14 | 47.27 | 36.82 | 42.56 | 48.23 | 40.44 | 40.87 | 47.27 | 70.53 | 57.86 | 74.72 | 74.69 | 57.86 | 74.72 | 74.69 | 57.86 | 74.72 | 74.69 | 57.86 | 74.72 | 74.69 | 57.86 | 53.04 | 49.32 | 57.86 | 53.04 | 49.32 | 50.35 | 53.04 | 49.32 | 50.35 | 52.94 | 49.32 | 57.86 | 53.04 | 49.32 | 61.49 | 52.51 | 47.16 | 62.75 | 76.26 | 77 | 57.86 | 75.76 | 90
491 | 40.87 | 47.4 | 40.03 | 40.87 | 47.4 | 40.03 | 40.87 | 47.4 | 40.03 | 40.87 | 47.4 | 40.03 | 40.87 | 47.4 | 37.32 | 40.87 | 47.4 | 37.32 | 39.89 | 47.4 | 37.32 | 39.89 | 44.86 | 37.32 | 40.87 | 47.4 | 37.32 | 42.14 | 46.92 | 36.95 | 42.56 | 47.88 | 40.44 | 40.87 | 47.4 | 70.53 | 58.44 | 74.72 | 74.69 | 58.44 | 74.72 | 74.69 | 58.44 | 74.72 | 74.69 | 58.44 | 74.72 | 74.69 | 58.44 | 53.17 | 49.45 | 58.44 | 53.17 | 49.45 | 50.48 | 53.17 | 49.45 | 50.48 | 53.07 | 49.45 | 58.44 | 53.17 | 49.45 | 62.11 | 50 | 46.66 | 63.38 | 76.26 | 77 | 58.44 | 76.37 | 90
492 | 40.53 | 47.33 | 40.03 | 40.53 | 47.33 | 40.03 | 40.53 | 47.33 | 40.03 | 40.53 | 47.33 | 40.03 | 40.53 | 47.33 | 37.25 | 40.53 | 47.33 | 37.25 | 39.82 | 47.33 | 37.25 | 39.82 | 44.79 | 37.25 | 40.53 | 47.33 | 37.25 | 41.78 | 46.85 | 35.65 | 42.2 | 47.83 | 40.44 | 40.53 | 47.33 | 40.03 | 55.99 | 53.82 | 76.23 | 55.99 | 53.82 | 76.23 | 55.99 | 53.82 | 76.23 | 55.99 | 74.72 | 76.23 | 55.99 | 53.1 | 49.38 | 55.99 | 53.1 | 49.38 | 50.41 | 53.1 | 49.38 | 50.41 | 53 | 49.38 | 55.99 | 53.1 | 49.38 | 58.1 | 49.13 | 46.66 | 59.29 | 76.26 | 77 | 55.99 | 53.82 | 83.28
493 | 40.35 | 47.22 | 40.03 | 40.35 | 47.22 | 40.03 | 40.35 | 47.22 | 40.03 | 40.35 | 47.22 | 40.03 | 40.42 | 47.22 | 37.15 | 40.42 | 47.22 | 37.15 | 39.72 | 47.22 | 37.15 | 39.72 | 44.69 | 37.15 | 40.42 | 47.22 | 37.15 | 41.18 | 46.75 | 35.65 | 41.59 | 47.83 | 40.44 | 40.35 | 47.22 | 40.03 | 55.32 | 53.82 | 74.69 | 55.32 | 53.82 | 74.69 | 55.32 | 53.82 | 74.69 | 55.32 | 74.72 | 74.69 | 55.89 | 53 | 49.28 | 55.89 | 53 | 49.28 | 50.31 | 53 | 49.28 | 50.31 | 52.9 | 49.28 | 55.89 | 53 | 49.28 | 56.45 | 49.13 | 46.66 | 57.6 | 77.03 | 77.78 | 55.32 | 53.82 | 83.28
494 | 39.71 | 47.21 | 40.03 | 39.71 | 47.21 | 40.03 | 40.36 | 47.21 | 40.03 | 40.36 | 47.21 | 40.03 | 40.41 | 47.21 | 37.14 | 40.41 | 47.21 | 37.14 | 39.71 | 47.21 | 37.14 | 39.71 | 44.67 | 37.14 | 40.41 | 47.21 | 37.14 | 40.77 | 46.74 | 35.65 | 41.18 | 47.83 | 40.43 | 40.36 | 47.21 | 40.03 | 50.29 | 53.82 | 77 | 50.29 | 53.82 | 77 | 55.87 | 53.82 | 77 | 55.87 | 74.72 | 77 | 55.87 | 52.99 | 49.27 | 55.87 | 52.99 | 49.27 | 50.29 | 52.99 | 49.27 | 50.29 | 52.88 | 49.27 | 55.87 | 52.99 | 49.27 | 56.44 | 49.13 | 46.66 | 57.59 | 77.03 | 77.78 | 55.87 | 53.82 | 90
495 | 39.88 | 47.39 | 40.03 | 39.88 | 47.39 | 40.03 | 40.59 | 47.39 | 40.03 | 40.59 | 47.39 | 40.03 | 40.59 | 47.39 | 37.31 | 40.59 | 47.39 | 37.31 | 39.88 | 47.39 | 37.31 | 39.88 | 44.85 | 37.31 | 40.59 | 47.39 | 37.31 | 41 | 46.92 | 36.59 | 41.18 | 47.88 | 39.63 | 40.59 | 47.39 | 70.53 | 50.47 | 74.72 | 77 | 50.47 | 74.72 | 77 | 56.38 | 74.72 | 77 | 56.38 | 74.72 | 77 | 56.05 | 53.17 | 49.45 | 56.05 | 53.17 | 49.45 | 50.47 | 53.17 | 49.45 | 50.47 | 53.06 | 49.45 | 56.05 | 53.17 | 49.45 | 56.95 | 49.13 | 46.66 | 60.03 | 76.26 | 77.78 | 58.82 | 85.98 | 103.4
496 | 40.16 | 47.88 | 77.11 | 40.16 | 47.88 | 77.11 | 42.12 | 47.88 | 77.11 | 42.12 | 47.88 | 77.11 | 42.12 | 47.67 | 37.59 | 42.12 | 47.67 | 37.59 | 40.16 | 47.67 | 37.59 | 40.16 | 45.13 | 37.59 | 42.12 | 47.67 | 37.59 | 42.99 | 47.4 | 37.21 | 42.99 | 48.37 | 76.34 | 42.12 | 47.88 | 77.11 | 50.75 | 98.21 | 104.37 | 50.75 | 98.21 | 104.37 | 63.88 | 98.21 | 104.37 | 63.88 | 98.21 | 104.37 | 63.88 | 53.44 | 49.72 | 63.88 | 53.44 | 49.72 | 50.75 | 53.44 | 49.72 | 50.75 | 53.33 | 49.72 | 63.88 | 53.44 | 49.72 | 64.52 | 52.95 | 49.23 | 65.84 | 100.24 | 103.33 | 73.76 | 98.21 | 108.68
497 | 40.58 | 62.35 | 85 | 40.58 | 62.35 | 85 | 53.08 | 62.35 | 85 | 53.08 | 62.35 | 85 | 53.08 | 58.94 | 38.01 | 53.08 | 58.94 | 38.01 | 40.58 | 58.94 | 38.01 | 40.58 | 45.55 | 38.01 | 53.08 | 58.94 | 38.01 | 53.62 | 58.95 | 38.24 | 54.72 | 62.98 | 84.15 | 53.08 | 65.31 | 85 | 51.17 | 99.63 | 106.17 | 51.17 | 99.63 | 106.17 | 73.52 | 99.63 | 106.17 | 73.52 | 99.63 | 106.17 | 72.78 | 53.86 | 50.14 | 72.78 | 53.86 | 50.14 | 51.17 | 53.86 | 50.14 | 51.17 | 53.76 | 50.14 | 72.78 | 53.86 | 50.14 | 75.03 | 53.32 | 49.64 | 75.79 | 102.71 | 105.11 | 73.76 | 99.63 | 108.68
498 | 40.59 | 61.71 | 81.91 | 40.59 | 61.71 | 81.91 | 53.25 | 61.71 | 81.91 | 53.25 | 61.71 | 81.91 | 53.25 | 58.95 | 38.02 | 53.25 | 58.95 | 38.02 | 40.59 | 58.95 | 38.02 | 40.59 | 45.56 | 38.02 | 53.25 | 58.95 | 38.02 | 54.35 | 58.95 | 38.24 | 54.9 | 63.61 | 81.09 | 53.25 | 65.31 | 81.91 | 51.18 | 99.63 | 105.63 | 51.18 | 99.63 | 105.63 | 73.76 | 99.63 | 105.63 | 73.76 | 99.63 | 105.63 | 73.76 | 53.87 | 50.16 | 73.76 | 53.87 | 50.16 | 51.18 | 53.87 | 50.16 | 51.18 | 53.77 | 50.16 | 73.76 | 53.87 | 50.16 | 76.04 | 53.87 | 49.66 | 77.58 | 102.71 | 105.11 | 73.76 | 99.63 | 108.68
499 | 40.36 | 61.71 | 77.75 | 40.36 | 61.71 | 77.75 | 52.3 | 61.71 | 77.75 | 52.3 | 61.71 | 77.75 | 52.3 | 58.36 | 37.79 | 52.3 | 58.36 | 37.79 | 40.36 | 58.36 | 37.79 | 40.36 | 45.33 | 37.79 | 52.3 | 58.36 | 37.79 | 54.35 | 58.95 | 37.41 | 54.9 | 63.62 | 78.53 | 52.3 | 65.31 | 77.75 | 50.95 | 97.59 | 104.05 | 50.95 | 97.59 | 104.05 | 72.78 | 97.59 | 104.05 | 72.78 | 97.59 | 104.05 | 72.78 | 53.64 | 49.93 | 72.78 | 53.64 | 49.93 | 50.95 | 53.64 | 49.93 | 50.95 | 53.54 | 49.93 | 72.78 | 53.64 | 49.93 | 75.03 | 53.64 | 49.43 | 75.79 | 101.62 | 105.11 | 73.76 | 98.21 | 108.68
500 | 40.16 | 57.75 | 77.11 | 40.16 | 57.75 | 77.11 | 45.72 | 57.75 | 77.11 | 45.72 | 57.75 | 77.11 | 45.72 | 57.75 | 37.59 | 45.72 | 57.75 | 37.59 | 40.16 | 57.75 | 37.59 | 40.16 | 45.13 | 37.59 | 45.72 | 57.75 | 37.59 | 47.26 | 58.34 | 37.21 | 47.26 | 59.53 | 77.89 | 45.72 | 57.75 | 77.11 | 50.74 | 75.56 | 102.29 | 50.74 | 75.56 | 102.29 | 67.13 | 75.56 | 102.29 | 67.13 | 75.56 | 102.29 | 67.13 | 53.44 | 49.72 | 67.13 | 53.44 | 49.72 | 50.74 | 53.44 | 49.72 | 50.74 | 53.33 | 49.72 | 67.13 | 53.44 | 49.72 | 69.21 | 53.21 | 49.22 | 69.91 | 78.69 | 103.33 | 67.81 | 93.37 | 108.68
501 | 40.12 | 47.63 | 74.8 | 40.12 | 47.63 | 74.8 | 40.12 | 47.63 | 74.8 | 40.12 | 47.63 | 74.8 | 40.82 | 47.63 | 37.55 | 40.82 | 47.63 | 37.55 | 40.12 | 47.63 | 37.55 | 40.12 | 45.08 | 37.55 | 40.82 | 47.63 | 37.55 | 40.82 | 48.11 | 37.17 | 40.52 | 49.09 | 75.55 | 40.12 | 47.63 | 74.8 | 50.7 | 71.56 | 97.02 | 50.7 | 71.56 | 97.02 | 55.24 | 71.56 | 97.02 | 55.24 | 71.56 | 97.02 | 56.28 | 53.4 | 49.68 | 56.28 | 53.4 | 49.68 | 50.7 | 53.4 | 49.68 | 50.7 | 53.29 | 49.68 | 56.28 | 53.4 | 49.68 | 56.38 | 53.21 | 49.11 | 56.38 | 77.03 | 98 | 55.24 | 71.56 | 104.44
502 | 40 | 47.52 | 44.55 | 40 | 47.52 | 44.55 | 40 | 47.52 | 44.55 | 40 | 47.52 | 44.55 | 40.71 | 47.52 | 37.43 | 40.71 | 47.52 | 37.43 | 40 | 47.52 | 37.43 | 40 | 44.97 | 37.43 | 40.71 | 47.52 | 37.43 | 40.63 | 48 | 37.06 | 40.41 | 48.98 | 45 | 40 | 47.52 | 60.32 | 50.59 | 56.61 | 93.17 | 50.59 | 56.61 | 93.17 | 53.67 | 56.61 | 93.17 | 53.67 | 56.61 | 93.17 | 56.17 | 53.29 | 49.57 | 56.17 | 53.29 | 49.57 | 50.59 | 53.29 | 49.57 | 50.59 | 53.18 | 49.57 | 56.17 | 53.29 | 49.57 | 56.38 | 52.95 | 49.07 | 56.38 | 77.03 | 95.09 | 53.67 | 56.61 | 93.17
503 | 39.8 | 47.31 | 50 | 39.8 | 47.31 | 50 | 39.8 | 47.31 | 50 | 39.8 | 47.31 | 50 | 40.5 | 47.31 | 37.23 | 40.5 | 47.31 | 37.23 | 39.8 | 47.31 | 37.23 | 39.8 | 44.76 | 37.23 | 40.5 | 47.31 | 37.23 | 40.3 | 47.79 | 36.85 | 40.22 | 48.76 | 49.5 | 39.8 | 47.31 | 50 | 50.38 | 53.82 | 88.45 | 50.38 | 53.82 | 88.45 | 50.38 | 53.82 | 88.45 | 50.38 | 53.82 | 88.45 | 55.96 | 53.08 | 49.36 | 55.96 | 53.08 | 49.36 | 50.38 | 53.08 | 49.36 | 50.38 | 52.97 | 49.36 | 55.96 | 53.08 | 49.36 | 56.38 | 52.95 | 48.87 | 56.38 | 76.26 | 89.34 | 50.38 | 53.82 | 90
504 | 39.71 | 47.22 | 62.33 | 39.71 | 47.22 | 62.33 | 40.42 | 47.22 | 62.33 | 40.42 | 47.22 | 62.33 | 40.42 | 47.22 | 37.14 | 40.42 | 47.22 | 37.14 | 39.71 | 47.22 | 37.14 | 39.71 | 44.68 | 37.14 | 40.42 | 47.22 | 37.14 | 41.25 | 47.19 | 36.77 | 41.25 | 48.16 | 61.71 | 40.42 | 47.22 | 62.33 | 50.3 | 66.83 | 64.31 | 50.3 | 66.83 | 64.31 | 54.9 | 66.83 | 64.31 | 54.9 | 66.83 | 64.31 | 55.88 | 53 | 49.28 | 55.88 | 53 | 49.28 | 50.3 | 53 | 49.28 | 50.3 | 52.89 | 49.28 | 55.88 | 53 | 49.28 | 58.15 | 52.47 | 48.79 | 58.15 | 68.2 | 64.96 | 54.9 | 66.83 | 81.63
505 | 39.58 | 47.07 | 62.19 | 39.58 | 47.07 | 62.19 | 39.58 | 47.07 | 62.19 | 39.58 | 47.07 | 62.19 | 40.28 | 47.07 | 37.01 | 40.28 | 47.07 | 37.01 | 39.58 | 47.07 | 37.01 | 39.58 | 44.54 | 37.01 | 40.28 | 47.07 | 37.01 | 40.22 | 46.6 | 35.54 | 40.22 | 47.83 | 61.57 | 39.58 | 47.07 | 62.19 | 50.16 | 56.61 | 64.17 | 50.16 | 56.61 | 64.17 | 52.6 | 56.61 | 64.17 | 52.6 | 56.61 | 64.17 | 55.74 | 52.86 | 49.14 | 55.74 | 52.86 | 49.14 | 50.16 | 52.86 | 49.14 | 50.16 | 52.75 | 49.14 | 55.74 | 52.86 | 49.14 | 56.38 | 52.33 | 48.65 | 56.38 | 58.95 | 64.82 | 52.6 | 56.61 | 73.87
506 | 39.49 | 46.99 | 62.1 | 39.49 | 46.99 | 62.1 | 39.49 | 46.99 | 62.1 | 39.49 | 46.99 | 62.1 | 40.19 | 46.99 | 36.92 | 40.19 | 46.99 | 36.92 | 39.49 | 44.46 | 36.92 | 39.49 | 44.46 | 36.92 | 40.19 | 46.99 | 36.92 | 40.22 | 46.88 | 35.54 | 40.22 | 47.83 | 61.48 | 39.49 | 46.99 | 62.1 | 50.08 | 54.44 | 64.08 | 50.08 | 54.44 | 64.08 | 52.52 | 54.44 | 64.08 | 52.52 | 54.44 | 64.08 | 55.66 | 52.77 | 49.05 | 55.66 | 52.77 | 49.05 | 50.08 | 52.67 | 49.05 | 50.08 | 52.66 | 49.05 | 55.66 | 52.77 | 49.05 | 56.38 | 52.95 | 48.56 | 56.38 | 56.69 | 64.73 | 52.52 | 54.44 | 84.85
507 | 39.5 | 47 | 62.12 | 39.5 | 47 | 62.12 | 39.5 | 47 | 62.12 | 39.5 | 47 | 62.12 | 40.21 | 47 | 36.93 | 40.21 | 47 | 36.93 | 39.5 | 44.48 | 36.93 | 39.5 | 44.47 | 36.93 | 40.21 | 47 | 36.93 | 40.22 | 46.53 | 35.14 | 39.9 | 47.48 | 61.49 | 39.5 | 47 | 62.12 | 50.09 | 54.44 | 64.1 | 50.09 | 54.44 | 64.1 | 50.86 | 54.44 | 64.1 | 50.86 | 54.44 | 64.1 | 55.67 | 52.78 | 49.07 | 55.67 | 52.78 | 49.07 | 50.09 | 52.68 | 49.07 | 50.09 | 52.68 | 49.07 | 55.67 | 52.78 | 49.07 | 56.38 | 52.95 | 48.57 | 56.38 | 56.69 | 64.74 | 50.86 | 54.44 | 81.63
508 | 39.65 | 47.01 | 62.26 | 39.65 | 47.01 | 62.26 | 39.82 | 47.01 | 62.26 | 39.82 | 47.01 | 62.26 | 40.35 | 47.01 | 37.08 | 40.35 | 47.01 | 37.08 | 39.65 | 44.62 | 37.08 | 39.65 | 44.62 | 37.08 | 40.35 | 47.01 | 37.08 | 40.22 | 46.54 | 35.14 | 40.22 | 47.49 | 61.64 | 39.82 | 47.01 | 62.26 | 50.24 | 56.13 | 64.24 | 50.24 | 56.13 | 64.24 | 53.67 | 56.13 | 64.24 | 53.67 | 56.13 | 64.24 | 55.82 | 52.93 | 49.21 | 55.82 | 52.93 | 49.21 | 50.24 | 52.82 | 49.21 | 50.24 | 52.82 | 49.21 | 55.82 | 52.93 | 49.21 | 56.38 | 52.95 | 46.66 | 56.38 | 56.69 | 64.89 | 53.67 | 56.13 | 84.85
509 | 39.92 | 47.43 | 74.8 | 39.92 | 47.43 | 74.8 | 40.63 | 47.43 | 74.8 | 40.63 | 47.43 | 74.8 | 40.63 | 47.43 | 37.35 | 40.63 | 47.43 | 37.35 | 39.92 | 44.91 | 37.35 | 39.92 | 44.91 | 37.35 | 40.63 | 47.43 | 37.35 | 41.04 | 47.4 | 35.28 | 41.04 | 48.31 | 74.05 | 40.63 | 47.43 | 74.8 | 50.51 | 68.25 | 78.57 | 50.51 | 68.25 | 78.57 | 56.09 | 68.25 | 78.57 | 56.09 | 68.25 | 78.57 | 56.09 | 53.2 | 49.49 | 56.09 | 53.2 | 49.49 | 50.51 | 53.1 | 49.49 | 50.51 | 53.1 | 49.49 | 56.09 | 53.2 | 49.49 | 56.66 | 52.95 | 46.66 | 56.66 | 70.36 | 79.37 | 56.09 | 75 | 101.85
510 | 40.41 | 58.26 | 83.99 | 40.41 | 58.26 | 83.99 | 46.21 | 58.26 | 83.99 | 46.21 | 58.26 | 83.99 | 42.02 | 47.92 | 37.84 | 42.02 | 47.92 | 37.84 | 40.41 | 47.92 | 37.84 | 40.41 | 47.92 | 37.84 | 42.02 | 47.92 | 37.84 | 46.67 | 48.58 | 38.24 | 47.63 | 59.46 | 83.15 | 46.21 | 58.26 | 83.99 | 51 | 91.01 | 104.44 | 51 | 91.01 | 104.44 | 63.88 | 91.01 | 104.44 | 63.88 | 91.01 | 104.44 | 56.58 | 53.69 | 49.97 | 56.58 | 53.69 | 49.97 | 51 | 53.69 | 49.97 | 51 | 53.69 | 49.97 | 56.58 | 53.69 | 49.97 | 64.52 | 54.23 | 49.47 | 65.84 | 94.77 | 103.4 | 63.88 | 92.9 | 107.67
511 | 41.34 | 75.45 | 120 | 41.34 | 75.45 | 120 | 55.5 | 75.45 | 120 | 55.5 | 75.45 | 120 | 54.92 | 48.87 | 38.77 | 54.92 | 48.87 | 38.77 | 41.34 | 48.86 | 38.77 | 41.34 | 48.86 | 38.77 | 54.92 | 48.86 | 38.77 | 56.06 | 72.46 | 39.16 | 56.62 | 76.22 | 118.8 | 55.5 | 78.26 | 120 | 51.93 | 98.03 | 120 | 51.93 | 98.03 | 120 | 77.52 | 98.03 | 120 | 77.52 | 98.03 | 120 | 76.19 | 54.62 | 50.91 | 76.19 | 54.62 | 50.91 | 51.93 | 54.62 | 50.91 | 51.93 | 54.62 | 50.91 | 76.19 | 54.62 | 50.91 | 78.31 | 54.76 | 50 | 79.9 | 99.02 | 118.8 | 77.52 | 106.3 | 500
512 | 42.03 | 75.45 | 120 | 42.03 | 75.45 | 120 | 55.64 | 75.45 | 120 | 55.64 | 75.45 | 120 | 55.07 | 49.56 | 39.46 | 55.07 | 49.56 | 39.46 | 42.03 | 49.55 | 39.46 | 42.03 | 49.55 | 39.46 | 55.07 | 49.55 | 39.46 | 56.21 | 72.46 | 39.16 | 57.35 | 76.22 | 118.8 | 55.64 | 78.26 | 120 | 78.01 | 98.03 | 120 | 78.01 | 98.03 | 120 | 79.1 | 98.03 | 120 | 79.1 | 98.03 | 120 | 78.01 | 55.31 | 51.59 | 78.01 | 55.31 | 51.59 | 78.01 | 55.31 | 51.59 | 78.01 | 55.31 | 51.59 | 78.01 | 55.31 | 51.59 | 79.9 | 54.76 | 50 | 81.52 | 99.02 | 118.8 | 79.1 | 100.02 | 500
513 | 41.51 | 73.19 | 96.7 | 41.51 | 73.19 | 96.7 | 55.5 | 73.19 | 96.7 | 55.5 | 73.19 | 96.7 | 55 | 49.03 | 38.94 | 55 | 49.03 | 38.94 | 41.51 | 49.03 | 38.94 | 41.51 | 49.03 | 38.94 | 55 | 49.03 | 38.94 | 56.13 | 62.88 | 38.55 | 57.27 | 73.93 | 95.73 | 55.5 | 76.7 | 96.7 | 52.1 | 98.03 | 107.67 | 52.1 | 98.03 | 107.67 | 77.21 | 98.03 | 107.67 | 77.21 | 98.03 | 107.67 | 77.21 | 54.79 | 51.08 | 77.21 | 54.79 | 51.08 | 52.1 | 54.79 | 51.08 | 52.1 | 54.79 | 51.08 | 77.21 | 54.79 | 51.08 | 78.8 | 54.25 | 49.78 | 80.4 | 99.02 | 106.6 | 77.21 | 98.21 | 122.48
514 | 41.26 | 68.62 | 90 | 41.26 | 68.62 | 90 | 55.48 | 68.62 | 90 | 55.48 | 68.62 | 90 | 53.45 | 48.77 | 38.69 | 53.45 | 48.77 | 38.69 | 41.26 | 48.77 | 38.69 | 41.26 | 48.77 | 38.69 | 53.45 | 48.77 | 38.69 | 56.06 | 49.83 | 38.3 | 56.62 | 70.74 | 89.1 | 55.48 | 68.62 | 90 | 51.85 | 96.71 | 95.97 | 51.85 | 96.71 | 95.97 | 76.74 | 96.71 | 95.97 | 76.74 | 96.71 | 95.97 | 72.94 | 54.54 | 50.82 | 72.94 | 54.54 | 50.82 | 51.85 | 54.54 | 50.82 | 51.85 | 54.54 | 50.82 | 72.94 | 54.54 | 50.82 | 77.52 | 54 | 45.26 | 79.1 | 97.69 | 95.01 | 76.74 | 98.21 | 111
515 | 41.14 | 53.61 | 78.44 | 41.14 | 53.61 | 78.44 | 55.48 | 53.61 | 78.44 | 55.48 | 53.61 | 78.44 | 52.9 | 48.65 | 38.57 | 52.9 | 48.65 | 38.57 | 41.14 | 48.65 | 38.57 | 41.14 | 48.65 | 38.57 | 49.12 | 48.65 | 38.57 | 56.06 | 49.14 | 37 | 56.62 | 54.71 | 77.66 | 55.48 | 65.31 | 78.44 | 51.73 | 71.81 | 79.79 | 51.73 | 71.81 | 79.79 | 74.29 | 71.81 | 79.79 | 74.29 | 71.81 | 79.79 | 70.6 | 54.42 | 50.7 | 70.6 | 54.42 | 49.61 | 51.73 | 54.42 | 50.7 | 51.73 | 54.42 | 50.7 | 70.6 | 54.42 | 50.7 | 75.04 | 52.95 | 44.8 | 76.57 | 72.54 | 79.79 | 74.29 | 98.21 | 108.68
516 | 41.16 | 51.47 | 76.02 | 41.16 | 51.47 | 76.02 | 48.51 | 51.47 | 76.02 | 48.51 | 51.47 | 76.02 | 48.51 | 48.67 | 38.59 | 48.51 | 48.67 | 38.59 | 41.16 | 48.67 | 38.59 | 41.16 | 48.67 | 38.59 | 48.51 | 48.67 | 38.59 | 49.51 | 48.18 | 35.85 | 50.01 | 52 | 75.26 | 48.51 | 51.47 | 77.11 | 51.75 | 71.81 | 75.08 | 51.75 | 71.81 | 75.08 | 65.65 | 71.81 | 75.08 | 65.65 | 71.81 | 75.08 | 57.32 | 54.44 | 50.72 | 57.32 | 54.44 | 49.61 | 51.75 | 54.44 | 50.72 | 51.75 | 54.44 | 50.72 | 57.32 | 54.44 | 50.72 | 65.09 | 47.66 | 44.8 | 66.42 | 72.54 | 75.83 | 65.65 | 90 | 107.67
517 | 41.14 | 48.66 | 72.98 | 41.14 | 48.66 | 72.98 | 46.94 | 48.66 | 72.98 | 46.94 | 50.95 | 72.98 | 41.85 | 48.65 | 38.57 | 41.85 | 48.65 | 38.57 | 41.14 | 48.65 | 38.57 | 41.14 | 48.65 | 38.57 | 41.85 | 48.65 | 38.57 | 46.76 | 48.17 | 34.42 | 47.71 | 52 | 72.25 | 46.94 | 48.66 | 77.11 | 51.73 | 68.25 | 65.74 | 51.73 | 68.25 | 65.74 | 65.15 | 68.25 | 65.74 | 65.15 | 68.25 | 65.74 | 57.31 | 54.42 | 50.71 | 57.31 | 54.42 | 49.61 | 51.73 | 54.42 | 50.71 | 51.73 | 54.42 | 50.71 | 57.31 | 54.42 | 50.71 | 65.09 | 47.66 | 44.8 | 66.42 | 71.08 | 66.4 | 65.15 | 90 | 107.67
518 | 41.08 | 48.6 | 63.7 | 41.08 | 48.6 | 63.7 | 46.88 | 48.6 | 72.27 | 46.88 | 50.95 | 72.27 | 41.79 | 48.6 | 38.52 | 41.79 | 48.6 | 38.52 | 41.08 | 48.59 | 38.52 | 41.08 | 48.59 | 38.52 | 41.79 | 48.6 | 38.52 | 46.42 | 48.11 | 34.42 | 53.81 | 52 | 72.25 | 46.88 | 48.6 | 77.11 | 51.67 | 68.2 | 65.68 | 51.67 | 68.2 | 65.68 | 65.58 | 68.2 | 65.68 | 65.58 | 68.25 | 65.68 | 57.25 | 54.37 | 50.65 | 57.25 | 54.37 | 49.61 | 51.67 | 54.37 | 50.65 | 51.67 | 54.37 | 50.65 | 57.25 | 54.37 | 50.65 | 65.09 | 47.66 | 44.8 | 66.93 | 71.08 | 66.34 | 65.58 | 90 | 107.67
519 | 41.12 | 48.63 | 39.02 | 41.12 | 48.63 | 39.02 | 46.92 | 48.63 | 72.95 | 46.92 | 67.93 | 72.95 | 41.82 | 48.63 | 38.55 | 41.82 | 48.63 | 38.55 | 41.12 | 48.63 | 38.55 | 41.12 | 48.63 | 38.55 | 41.82 | 48.63 | 38.55 | 46.45 | 48.14 | 34.42 | 54.56 | 70.03 | 72.25 | 46.92 | 65.31 | 77.11 | 51.71 | 68.23 | 51.3 | 51.71 | 68.23 | 51.3 | 74.17 | 68.23 | 51.3 | 74.17 | 91.01 | 51.3 | 57.29 | 54.4 | 50.68 | 57.29 | 54.4 | 50.44 | 51.71 | 54.4 | 50.68 | 51.71 | 54.4 | 50.68 | 57.29 | 54.4 | 50.68 | 73.43 | 47.66 | 44.8 | 77.23 | 93.82 | 51.81 | 74.17 | 98.21 | 108.68
520 | 41.56 | 49.07 | 39.02 | 41.56 | 49.07 | 39.02 | 54.55 | 49.07 | 77.16 | 54.55 | 67.93 | 77.16 | 51.84 | 49.07 | 38.99 | 51.84 | 49.07 | 38.99 | 41.56 | 49.07 | 38.99 | 41.56 | 49.07 | 38.99 | 49.54 | 49.07 | 38.99 | 55.1 | 48.58 | 37.13 | 56.22 | 70.73 | 77.94 | 54.55 | 65.31 | 90 | 52.15 | 68.68 | 66.16 | 52.15 | 68.68 | 66.16 | 75.67 | 68.68 | 66.16 | 75.67 | 92.24 | 66.16 | 70.49 | 54.85 | 51.13 | 70.49 | 54.85 | 51.13 | 52.15 | 54.85 | 51.13 | 52.15 | 54.85 | 51.13 | 70.49 | 54.85 | 51.13 | 74.92 | 49.13 | 44.8 | 79.1 | 96.05 | 66.83 | 75.67 | 98.21 | 246.88
521 | 42.44 | 49.96 | 39.88 | 42.44 | 49.96 | 39.88 | 55.57 | 49.96 | 79.47 | 55.57 | 67.93 | 79.47 | 54.5 | 49.96 | 39.88 | 54.5 | 49.96 | 39.88 | 42.44 | 49.74 | 39.88 | 42.44 | 49.74 | 39.88 | 50.43 | 49.96 | 39.88 | 56.13 | 49.46 | 38.24 | 57.27 | 70.74 | 80.28 | 55.57 | 75.19 | 90 | 53.03 | 69.56 | 67.04 | 53.03 | 69.56 | 67.04 | 76.73 | 69.56 | 67.04 | 76.73 | 92.24 | 67.04 | 74.35 | 55.73 | 52.01 | 74.35 | 55.73 | 52.01 | 53.03 | 55.62 | 52.01 | 53.03 | 55.62 | 52.01 | 74.35 | 55.73 | 52.01 | 77.5 | 49.37 | 47.75 | 79.1 | 96.05 | 67.72 | 76.73 | 100.02 | 500
522 | 41.46 | 48.97 | 38.89 | 41.46 | 48.97 | 38.89 | 55 | 48.97 | 73.3 | 55 | 67.93 | 73.3 | 55 | 48.97 | 38.89 | 55 | 48.97 | 38.89 | 41.46 | 48.96 | 38.89 | 41.46 | 48.96 | 38.89 | 49.45 | 48.97 | 38.89 | 55.64 | 48.48 | 35.27 | 56.78 | 70.03 | 74.04 | 55 | 65.31 | 90 | 52.05 | 54.75 | 51.3 | 52.05 | 54.75 | 51.3 | 77.58 | 54.75 | 63.08 | 77.58 | 92.24 | 63.08 | 77.58 | 54.75 | 51.03 | 77.58 | 54.75 | 51.03 | 52.05 | 54.64 | 51.03 | 52.05 | 54.64 | 51.03 | 69.69 | 54.75 | 51.03 | 79.89 | 49.37 | 47.75 | 81.52 | 96.03 | 65.03 | 77.58 | 100.02 | 500
523 | 40.82 | 45.79 | 38.25 | 40.82 | 48.33 | 38.25 | 53.29 | 48.33 | 41.23 | 53.29 | 67.93 | 41.23 | 53.29 | 48.33 | 38.25 | 53.29 | 48.33 | 38.25 | 40.82 | 45.79 | 38.25 | 40.82 | 45.79 | 38.25 | 48.8 | 48.33 | 38.25 | 55.64 | 47.85 | 34.42 | 56.62 | 69.33 | 41.64 | 53.29 | 65.31 | 82.4 | 51.41 | 54 | 51.3 | 51.41 | 54 | 51.3 | 74.44 | 54.1 | 63.08 | 74.44 | 92.24 | 63.08 | 74.44 | 54.1 | 50.39 | 74.44 | 54.1 | 50.39 | 51.41 | 54 | 50.39 | 51.41 | 54 | 50.39 | 69.05 | 54.1 | 50.39 | 76.74 | 47.89 | 46.21 | 78.31 | 95.09 | 64.38 | 74.44 | 98.21 | 118.8
524 | 40.4 | 45.37 | 37.83 | 40.4 | 45.37 | 37.83 | 46.2 | 47.91 | 39.02 | 46.2 | 47.91 | 39.02 | 46.2 | 47.91 | 37.83 | 46.2 | 47.91 | 37.83 | 40.4 | 45.37 | 37.83 | 40.4 | 45.37 | 37.83 | 46.2 | 47.91 | 37.83 | 50.29 | 47.43 | 34.42 | 51.31 | 48.4 | 39.41 | 46.2 | 65.31 | 77.11 | 50.99 | 53.68 | 49.96 | 50.99 | 53.68 | 49.96 | 64.89 | 53.68 | 49.96 | 64.89 | 53.68 | 49.96 | 64.89 | 53.68 | 49.96 | 64.89 | 53.68 | 49.96 | 50.99 | 53.58 | 49.96 | 50.99 | 53.58 | 49.96 | 64.89 | 53.68 | 49.96 | 71.68 | 47.89 | 46.21 | 73.15 | 54.22 | 50.47 | 73.16 | 98.21 | 108.68
525 | 40.24 | 45.21 | 37.67 | 40.24 | 45.21 | 37.67 | 40.95 | 45.21 | 37.67 | 40.95 | 45.21 | 37.67 | 40.95 | 47.75 | 37.67 | 40.95 | 47.75 | 37.67 | 40.24 | 45.21 | 37.67 | 40.24 | 45.21 | 37.67 | 40.95 | 47.75 | 37.67 | 41.36 | 44.93 | 34.42 | 42.21 | 45.67 | 38.05 | 40.95 | 45.21 | 77.11 | 50.83 | 53.42 | 49.81 | 50.83 | 53.42 | 49.81 | 56.41 | 53.42 | 49.81 | 56.41 | 53.42 | 49.81 | 56.41 | 53.53 | 49.81 | 56.41 | 53.53 | 49.81 | 50.83 | 53.42 | 49.81 | 50.83 | 53.42 | 49.81 | 56.41 | 53.53 | 49.81 | 61.31 | 47.66 | 44.8 | 62.56 | 53.96 | 49.31 | 56.41 | 90 | 104.44
526 | 40.09 | 45.06 | 37.52 | 40.09 | 45.06 | 37.52 | 40.09 | 45.06 | 37.52 | 40.09 | 45.06 | 37.52 | 40.8 | 47.59 | 37.52 | 40.8 | 47.59 | 37.52 | 40.09 | 45.06 | 37.52 | 40.09 | 45.06 | 37.52 | 40.8 | 47.59 | 37.52 | 40.5 | 44.19 | 34.42 | 40.5 | 45.51 | 37.15 | 40.09 | 45.06 | 73 | 50.68 | 53.27 | 49.66 | 50.68 | 53.27 | 49.66 | 50.68 | 53.27 | 49.66 | 50.68 | 53.27 | 49.66 | 56.26 | 53.38 | 49.66 | 56.26 | 53.38 | 49.66 | 50.68 | 53.27 | 49.66 | 50.68 | 53.27 | 49.66 | 56.26 | 53.38 | 49.66 | 56.83 | 47.66 | 44.8 | 55.69 | 53.81 | 49.16 | 50.68 | 75 | 99
527 | 39.81 | 44.78 | 37.24 | 39.81 | 44.78 | 37.24 | 39.81 | 44.78 | 37.24 | 39.81 | 44.78 | 37.24 | 40.52 | 47.17 | 37.24 | 40.52 | 47.17 | 36.59 | 39.81 | 44.78 | 37.24 | 39.81 | 44.78 | 37.24 | 40.52 | 47.17 | 37.24 | 39.81 | 41 | 33.39 | 40.21 | 44.33 | 35.49 | 39.81 | 44.78 | 37.24 | 50.4 | 52.99 | 49.38 | 50.4 | 52.99 | 49.38 | 50.4 | 52.99 | 49.38 | 50.4 | 52.99 | 49.38 | 55.98 | 53.1 | 49.38 | 55.98 | 53.1 | 49.38 | 50.4 | 52.99 | 49.38 | 50.4 | 52.99 | 49.38 | 55.98 | 53.1 | 49.38 | 54.3 | 46.23 | 44.8 | 53.22 | 52.46 | 48.88 | 50.4 | 52.99 | 77.75
528 | 39.69 | 44.66 | 37.13 | 39.69 | 44.66 | 37.13 | 39.69 | 44.66 | 37.13 | 39.69 | 44.66 | 37.13 | 40.4 | 44.66 | 37.13 | 40.4 | 44.66 | 36.59 | 39.69 | 44.66 | 37.13 | 39.69 | 44.66 | 37.13 | 40.4 | 44.66 | 37.13 | 39.28 | 41 | 33.39 | 39.54 | 43.76 | 35.14 | 39.69 | 44.66 | 37.13 | 50.28 | 52.87 | 49.26 | 50.28 | 52.87 | 49.26 | 50.28 | 52.87 | 49.26 | 50.28 | 52.87 | 49.26 | 55.86 | 52.87 | 49.26 | 55.86 | 52.87 | 49.26 | 50.28 | 52.87 | 49.26 | 50.28 | 52.87 | 49.26 | 55.86 | 52.87 | 49.26 | 52.56 | 46.23 | 44.38 | 50.79 | 51.8 | 45.28 | 50.28 | 52.87 | 64.79
529 | 39.54 | 44.51 | 36.97 | 39.54 | 44.51 | 36.97 | 39.54 | 44.51 | 36.97 | 39.54 | 44.51 | 36.97 | 40.25 | 44.51 | 36.97 | 40.25 | 44.51 | 36.59 | 39.54 | 44.51 | 36.97 | 39.54 | 44.51 | 36.97 | 40.25 | 44.51 | 36.97 | 38.65 | 41 | 32.38 | 39.14 | 43.6 | 35.14 | 39.54 | 44.51 | 36.97 | 50.13 | 52.4 | 49.1 | 50.13 | 52.4 | 49.1 | 50.13 | 52.4 | 49.1 | 50.13 | 52.4 | 49.1 | 55.71 | 52.4 | 49.1 | 55.71 | 52.4 | 49.1 | 50.13 | 52.4 | 49.1 | 50.13 | 52.72 | 49.1 | 55.71 | 52.4 | 49.1 | 52.42 | 46.23 | 43.9 | 50.63 | 50.83 | 44.8 | 50.13 | 52.72 | 64.79
530 | 39.42 | 44.39 | 36.85 | 39.42 | 44.39 | 36.85 | 39.42 | 44.39 | 36.85 | 39.42 | 44.39 | 36.85 | 40.13 | 44.51 | 36.85 | 40.13 | 44.51 | 36.59 | 39.42 | 44.39 | 36.85 | 39.42 | 44.39 | 36.85 | 40.13 | 44.51 | 36.85 | 39.03 | 41.2 | 33.55 | 39.03 | 43.17 | 35.14 | 39.42 | 44.39 | 36.85 | 50.01 | 52.4 | 48.99 | 50.01 | 52.4 | 48.99 | 50.01 | 52.4 | 48.99 | 50.01 | 52.4 | 48.99 | 55.59 | 52.4 | 48.99 | 55.59 | 52.4 | 48.99 | 50.01 | 52.4 | 48.99 | 50.01 | 52.6 | 48.99 | 55.59 | 52.4 | 48.99 | 51.55 | 46.23 | 43.9 | 50.52 | 50.83 | 44.8 | 50.01 | 52.4 | 51.3
531 | 39.28 | 44.37 | 36.84 | 39.28 | 44.37 | 36.84 | 39.28 | 44.37 | 36.84 | 39.28 | 44.37 | 36.84 | 40.11 | 44.5 | 36.84 | 40.11 | 44.5 | 36.59 | 39.41 | 44.37 | 36.84 | 39.41 | 44.37 | 36.84 | 40.11 | 44.51 | 36.84 | 38.06 | 39.96 | 31.78 | 38.84 | 43.17 | 35.14 | 39.28 | 44.37 | 36.84 | 49.99 | 52.4 | 48.97 | 49.99 | 52.4 | 48.97 | 49.99 | 52.4 | 48.97 | 49.99 | 52.4 | 48.97 | 55.57 | 52.4 | 48.97 | 55.57 | 52.4 | 48.97 | 49.99 | 52.4 | 48.97 | 49.99 | 52.58 | 48.97 | 55.57 | 52.4 | 48.97 | 50.5 | 46.23 | 40.59 | 50.5 | 50.83 | 44.8 | 49.99 | 52.4 | 49.97
532 | 39.55 | 44.51 | 36.98 | 39.55 | 44.51 | 36.98 | 39.55 | 44.51 | 36.98 | 39.55 | 44.51 | 36.98 | 40.26 | 44.51 | 36.98 | 40.26 | 44.51 | 36.59 | 39.55 | 44.51 | 36.98 | 39.55 | 44.51 | 36.98 | 40.26 | 44.51 | 36.98 | 38.36 | 39.96 | 33.55 | 39.14 | 43.17 | 35.14 | 39.55 | 44.51 | 36.98 | 50.14 | 52.4 | 49.11 | 50.14 | 52.4 | 49.11 | 50.14 | 52.4 | 49.11 | 50.14 | 52.4 | 49.11 | 55.72 | 52.4 | 49.11 | 55.72 | 52.4 | 49.11 | 50.14 | 52.4 | 49.11 | 50.14 | 52.73 | 49.11 | 55.72 | 52.4 | 49.11 | 50.64 | 46.23 | 43.9 | 50.64 | 50.32 | 44.8 | 50.14 | 52.4 | 49.11
533 | 39.87 | 44.83 | 37.3 | 39.87 | 44.83 | 37.3 | 39.87 | 44.83 | 37.3 | 39.87 | 44.83 | 37.3 | 40.58 | 44.83 | 37.3 | 40.58 | 44.83 | 36.59 | 39.87 | 44.83 | 37.3 | 39.87 | 44.83 | 37.3 | 40.58 | 44.83 | 37.3 | 39.14 | 39.96 | 33.55 | 39.54 | 43.18 | 35.14 | 39.87 | 44.83 | 37.3 | 50.46 | 52.4 | 49.43 | 50.46 | 52.4 | 49.43 | 50.46 | 52.4 | 49.43 | 50.46 | 52.4 | 49.43 | 56.04 | 52.4 | 49.43 | 56.04 | 52.4 | 49.43 | 50.46 | 52.4 | 49.43 | 50.46 | 53.05 | 49.43 | 56.04 | 52.4 | 49.43 | 52.83 | 46.23 | 43.9 | 50.97 | 50.83 | 44.8 | 50.46 | 52.4 | 49.43
534 | 40.33 | 45.3 | 37.76 | 40.33 | 45.3 | 37.76 | 40.33 | 45.3 | 37.76 | 40.33 | 45.3 | 37.76 | 41.04 | 47.83 | 37.76 | 41.04 | 47.83 | 37.76 | 40.33 | 45.3 | 37.76 | 40.33 | 45.3 | 37.76 | 41.04 | 47.83 | 37.76 | 40.74 | 44.84 | 34.42 | 40.74 | 45.75 | 36.26 | 40.33 | 45.3 | 37.76 | 50.92 | 53.51 | 49.89 | 50.92 | 53.51 | 49.89 | 50.92 | 53.51 | 49.89 | 50.92 | 53.51 | 49.89 | 56.5 | 53.61 | 49.89 | 56.5 | 53.61 | 49.89 | 50.92 | 53.51 | 49.89 | 50.92 | 53.51 | 49.89 | 56.5 | 53.61 | 49.89 | 55.93 | 51.36 | 44.8 | 54.81 | 52.97 | 45.72 | 50.92 | 53.51 | 51.3
535 | 41.91 | 47.08 | 39.34 | 41.91 | 47.08 | 39.34 | 42.61 | 47.08 | 39.34 | 42.61 | 47.08 | 39.34 | 42.61 | 49.42 | 39.34 | 42.61 | 49.42 | 39.34 | 41.91 | 46.87 | 39.34 | 41.91 | 46.87 | 39.34 | 42.61 | 49.42 | 39.34 | 51.03 | 47.56 | 37.38 | 52.07 | 47.56 | 38.95 | 42.61 | 47.08 | 39.34 | 52.5 | 55.09 | 51.47 | 52.5 | 55.09 | 51.47 | 52.5 | 55.09 | 51.47 | 52.5 | 55.09 | 51.47 | 58.08 | 55.19 | 51.47 | 58.08 | 55.19 | 51.47 | 52.5 | 55.09 | 51.47 | 52.5 | 55.09 | 51.47 | 58.08 | 55.19 | 51.47 | 73.84 | 52.95 | 45.12 | 75.35 | 55.64 | 50.96 | 65.5 | 56.61 | 51.47
536 | 42.98 | 48.35 | 40.41 | 42.98 | 48.35 | 40.41 | 43.69 | 48.35 | 40.41 | 43.69 | 48.35 | 40.41 | 43.69 | 50.49 | 40.41 | 43.69 | 50.49 | 40.41 | 42.98 | 47.95 | 40.41 | 42.98 | 47.95 | 40.41 | 43.69 | 50.49 | 40.41 | 53.9 | 48.83 | 37.38 | 55 | 48.83 | 40.01 | 43.69 | 48.35 | 40.41 | 53.57 | 56.16 | 52.54 | 53.57 | 56.16 | 52.54 | 53.57 | 56.16 | 52.54 | 53.57 | 56.16 | 52.54 | 59.15 | 56.26 | 52.54 | 59.15 | 56.26 | 52.54 | 53.57 | 56.16 | 52.54 | 53.57 | 56.16 | 52.54 | 59.15 | 56.26 | 52.54 | 79.1 | 54.38 | 47.75 | 79.9 | 56.72 | 52.02 | 66.29 | 56.61 | 52.54
537 | 42.15 | 47.12 | 39.59 | 42.15 | 47.12 | 39.59 | 42.86 | 47.12 | 39.59 | 42.86 | 47.12 | 39.59 | 42.86 | 49.66 | 39.59 | 42.86 | 49.66 | 39.59 | 42.15 | 47.12 | 39.59 | 42.15 | 47.12 | 39.59 | 42.86 | 49.66 | 39.59 | 53.7 | 47.6 | 34.54 | 53.7 | 47.6 | 38.79 | 42.86 | 47.12 | 39.59 | 52.74 | 55.33 | 51.72 | 52.74 | 55.33 | 51.72 | 52.74 | 55.33 | 51.72 | 52.74 | 55.33 | 51.3 | 58.32 | 55.44 | 51.72 | 58.32 | 55.44 | 50.18 | 52.74 | 55.33 | 51.72 | 52.74 | 55.33 | 51.72 | 58.32 | 55.44 | 51.72 | 78.31 | 49.37 | 44.95 | 78.31 | 55.89 | 48.18 | 52.74 | 55.33 | 51.72
538 | 41.76 | 46.72 | 39.19 | 41.76 | 46.72 | 39.19 | 42.46 | 46.72 | 39.19 | 42.46 | 46.72 | 39.19 | 42.46 | 49.12 | 39.19 | 42.46 | 49.12 | 36.59 | 41.76 | 46.72 | 39.19 | 41.76 | 46.72 | 39.19 | 42.46 | 49.12 | 39.19 | 52.9 | 47.17 | 34.42 | 52.9 | 47.19 | 35.49 | 42.46 | 46.72 | 39.19 | 52.34 | 54.93 | 51.32 | 52.34 | 54.93 | 51.32 | 52.34 | 54.93 | 51.32 | 52.34 | 54.93 | 51.3 | 57.92 | 54.93 | 51.32 | 57.92 | 54.93 | 49.61 | 52.34 | 54.93 | 51.32 | 52.34 | 54.93 | 51.32 | 57.92 | 54.93 | 51.32 | 73.87 | 49.13 | 44.8 | 73.87 | 51.35 | 47.64 | 52.34 | 54.93 | 51.32
539 | 41.66 | 46.63 | 39.1 | 41.66 | 46.63 | 39.1 | 42.37 | 46.63 | 39.1 | 42.37 | 46.63 | 39.1 | 42.37 | 46.63 | 39.1 | 42.37 | 46.63 | 35.13 | 41.66 | 46.63 | 39.1 | 41.66 | 46.63 | 39.1 | 42.37 | 46.63 | 39.1 | 52.9 | 42.22 | 34.42 | 52.9 | 43.08 | 34.42 | 42.37 | 46.63 | 39.1 | 52.25 | 54.84 | 51.23 | 52.25 | 54.84 | 51.23 | 52.25 | 54.84 | 51.23 | 52.25 | 54.84 | 51.23 | 57.83 | 54.84 | 51.23 | 57.83 | 54.84 | 49.61 | 52.25 | 54.84 | 51.23 | 52.25 | 54.84 | 51.23 | 57.83 | 54.84 | 51.23 | 72.99 | 47.89 | 44.8 | 73.87 | 51.03 | 47.64 | 52.25 | 54.84 | 51.23
540 | 41.46 | 46.42 | 38.89 | 41.46 | 46.42 | 38.89 | 41.46 | 46.42 | 38.89 | 41.46 | 46.42 | 38.89 | 42.16 | 46.42 | 38.89 | 42.16 | 46.42 | 28.56 | 41.46 | 46.42 | 38.89 | 41.46 | 46.42 | 38.89 | 42.16 | 46.42 | 38.89 | 42.59 | 31.66 | 26.87 | 42.59 | 45.96 | 34.42 | 41.46 | 46.42 | 38.89 | 52.05 | 54.63 | 51.02 | 52.05 | 54.63 | 51.02 | 52.05 | 54.63 | 51.02 | 52.05 | 54.63 | 51.02 | 57.63 | 54.63 | 51.02 | 57.63 | 54.63 | 49.11 | 52.05 | 54.63 | 51.02 | 52.05 | 54.63 | 51.02 | 57.63 | 54.63 | 51.02 | 58.15 | 46.88 | 44.8 | 58.15 | 54.09 | 47.64 | 52.05 | 54.63 | 51.02
541 | 41.37 | 46.34 | 38.8 | 41.37 | 46.34 | 38.8 | 41.37 | 46.34 | 38.8 | 41.37 | 46.34 | 38.8 | 42.08 | 46.34 | 38.8 | 42.08 | 46.34 | 28.08 | 41.37 | 46.34 | 38.8 | 41.37 | 46.34 | 38.8 | 42.08 | 46.34 | 38.8 | 41.79 | 31.04 | 26.87 | 41.79 | 45.87 | 34.42 | 41.37 | 46.34 | 38.8 | 51.96 | 54.55 | 50.93 | 51.96 | 54.55 | 50.93 | 51.96 | 54.55 | 50.93 | 51.96 | 54.55 | 50.93 | 57.54 | 54.55 | 50.93 | 57.54 | 54.55 | 49.11 | 51.96 | 54.55 | 50.93 | 51.96 | 54.55 | 50.93 | 57.54 | 54.55 | 50.93 | 56.96 | 47.37 | 44.8 | 56.96 | 54 | 48.12 | 51.96 | 54.55 | 50.93
542 | 41.38 | 46.35 | 38.81 | 41.38 | 46.35 | 38.81 | 41.38 | 46.35 | 38.81 | 41.38 | 46.35 | 38.81 | 42.09 | 46.35 | 38.81 | 42.09 | 46.35 | 28.08 | 41.38 | 46.35 | 38.81 | 41.38 | 46.35 | 38.81 | 42.09 | 46.35 | 38.81 | 41.8 | 31.04 | 26.87 | 41.8 | 45.88 | 34.42 | 41.38 | 46.35 | 38.81 | 51.97 | 54.56 | 50.95 | 51.97 | 54.56 | 50.95 | 51.97 | 54.56 | 50.95 | 51.97 | 54.56 | 50.95 | 57.55 | 54.56 | 50.95 | 57.55 | 54.56 | 49.61 | 51.97 | 54.56 | 50.95 | 51.97 | 54.56 | 50.95 | 57.55 | 54.56 | 50.95 | 56.97 | 46.48 | 44.8 | 57.13 | 54.01 | 48.12 | 51.97 | 54.56 | 50.95
543 | 41.75 | 46.72 | 39.18 | 41.75 | 46.72 | 39.18 | 42.46 | 46.72 | 39.18 | 42.46 | 46.72 | 39.18 | 42.46 | 46.72 | 39.18 | 42.46 | 46.72 | 28.08 | 41.75 | 46.72 | 39.18 | 41.75 | 46.72 | 39.18 | 42.46 | 46.72 | 39.18 | 42.46 | 41.38 | 27.51 | 43.33 | 46.25 | 34.42 | 42.46 | 46.72 | 39.18 | 52.34 | 54.93 | 51.32 | 52.34 | 54.93 | 51.32 | 56.77 | 54.93 | 51.32 | 56.77 | 54.93 | 51.32 | 57.92 | 54.93 | 51.32 | 57.92 | 54.93 | 49.61 | 52.34 | 54.93 | 51.32 | 52.34 | 54.93 | 51.32 | 57.92 | 54.93 | 51.32 | 57.34 | 45.95 | 44.8 | 58.51 | 54.38 | 47.64 | 56.77 | 54.93 | 51.32
544 | 42.6 | 47.57 | 40.03 | 42.6 | 47.57 | 40.03 | 43.31 | 47.57 | 40.03 | 43.31 | 47.57 | 40.03 | 43.31 | 47.57 | 40.03 | 43.31 | 47.57 | 36.57 | 42.6 | 47.57 | 40.03 | 42.6 | 47.57 | 40.03 | 43.31 | 47.57 | 40.03 | 43.72 | 41.38 | 34.42 | 44.62 | 47.09 | 35.83 | 43.31 | 47.57 | 40.03 | 53.19 | 55.78 | 52.16 | 53.19 | 55.78 | 52.16 | 58.77 | 55.78 | 52.16 | 58.77 | 55.78 | 52.16 | 58.77 | 55.78 | 52.16 | 58.77 | 55.78 | 49.61 | 53.19 | 55.78 | 52.16 | 53.19 | 55.78 | 52.16 | 58.77 | 55.78 | 52.16 | 58.18 | 46.88 | 44.95 | 59.37 | 55.22 | 48.12 | 58.77 | 55.78 | 52.16
545 | 43.78 | 48.75 | 41.21 | 43.78 | 48.75 | 41.21 | 44.49 | 48.75 | 41.21 | 44.49 | 48.75 | 41.21 | 44.49 | 48.75 | 41.21 | 44.49 | 48.75 | 36.57 | 43.78 | 48.75 | 41.21 | 43.78 | 48.75 | 41.21 | 44.49 | 48.75 | 41.21 | 50.45 | 41.38 | 34.42 | 51.48 | 48.26 | 40.8 | 44.49 | 48.75 | 41.21 | 54.37 | 56.96 | 53.35 | 54.37 | 56.96 | 53.35 | 59.95 | 56.96 | 53.35 | 59.95 | 56.96 | 53.35 | 59.95 | 57.06 | 53.35 | 59.95 | 57.06 | 49.61 | 54.37 | 56.96 | 53.35 | 54.37 | 56.96 | 53.35 | 59.95 | 57.06 | 53.35 | 70.2 | 49.13 | 44.95 | 71.64 | 56.39 | 48.61 | 59.95 | 56.96 | 53.35
546 | 42.56 | 47.52 | 39.99 | 42.56 | 47.52 | 39.99 | 43.26 | 47.52 | 39.99 | 43.26 | 47.52 | 39.99 | 43.26 | 47.52 | 39.99 | 43.26 | 47.52 | 36.57 | 42.56 | 47.52 | 39.99 | 42.56 | 47.52 | 39.99 | 43.26 | 47.52 | 39.99 | 51.31 | 27.13 | 34.42 | 52.36 | 47.05 | 39.59 | 43.26 | 47.52 | 39.99 | 53.15 | 55.73 | 52.12 | 53.15 | 55.73 | 52.12 | 58.73 | 55.73 | 52.12 | 58.73 | 55.73 | 51.3 | 58.73 | 55.73 | 52.12 | 58.73 | 55.73 | 49.61 | 53.15 | 55.73 | 52.12 | 53.15 | 55.73 | 52.12 | 58.73 | 55.73 | 52.12 | 70.2 | 47.89 | 44.8 | 71.64 | 55.18 | 48.61 | 58.73 | 55.73 | 52.12
547 | 41.2 | 46.17 | 38.64 | 41.2 | 46.17 | 38.64 | 41.91 | 46.17 | 38.64 | 41.91 | 46.17 | 38.64 | 41.91 | 46.17 | 38.64 | 41.91 | 46.17 | 36.57 | 41.2 | 46.17 | 38.64 | 41.2 | 46.17 | 38.64 | 41.91 | 46.17 | 38.64 | 43.53 | 26.85 | 34.42 | 44.42 | 45.71 | 35.83 | 41.91 | 46.17 | 38.64 | 51.79 | 54.38 | 50.77 | 51.79 | 54.38 | 50.77 | 51.79 | 54.38 | 50.77 | 51.79 | 54.38 | 50.77 | 57.37 | 54.38 | 50.77 | 57.37 | 54.38 | 49.61 | 51.79 | 54.38 | 50.77 | 51.79 | 54.38 | 50.77 | 57.37 | 54.38 | 50.77 | 69.81 | 47.66 | 44.8 | 71.24 | 53.84 | 48.61 | 51.79 | 54.38 | 51.3
548 | 40.64 | 45.6 | 38.07 | 40.64 | 45.6 | 38.07 | 40.64 | 45.6 | 38.07 | 40.64 | 45.6 | 38.07 | 41.34 | 45.6 | 38.07 | 41.34 | 45.6 | 26.61 | 40.64 | 45.6 | 38.07 | 40.64 | 45.6 | 38.07 | 41.34 | 45.6 | 38.07 | 40.8 | 12.33 | 25.56 | 41.05 | 45.15 | 34.42 | 40.64 | 45.6 | 38.07 | 51.23 | 52.84 | 50.2 | 51.23 | 52.84 | 50.2 | 51.23 | 52.84 | 50.2 | 51.23 | 52.84 | 49.61 | 56.81 | 53.81 | 50.2 | 56.81 | 53.81 | 49.61 | 51.23 | 53.81 | 50.2 | 51.23 | 53.81 | 50.2 | 56.81 | 53.81 | 50.2 | 56.81 | 45.47 | 44.8 | 57.97 | 52.32 | 47.64 | 51.23 | 52.84 | 50.2
549 | 40.33 | 45.29 | 37.76 | 40.33 | 45.29 | 37.76 | 40.33 | 45.29 | 37.76 | 40.33 | 45.29 | 37.76 | 41.03 | 45.29 | 37.76 | 41.03 | 45.29 | 13.11 | 40.33 | 45.29 | 37.76 | 40.33 | 45.29 | 37.76 | 41.03 | 45.29 | 37.76 | 38.71 | 0 | 12.33 | 39.92 | 44.83 | 34.42 | 40.33 | 45.29 | 37.76 | 50.92 | 52.08 | 49.61 | 50.92 | 52.08 | 49.61 | 50.92 | 52.08 | 49.61 | 50.92 | 52.08 | 49.61 | 56.5 | 53.51 | 49.89 | 56.5 | 53.51 | 49.61 | 50.92 | 53.51 | 49.89 | 50.92 | 53.51 | 49.89 | 56.5 | 53.51 | 49.89 | 50 | 45.47 | 43.93 | 50.41 | 51.56 | 47.64 | 50.92 | 52.08 | 51.14
550 | 40.1 | 26.12 | 33.06 | 40.1 | 26.12 | 33.06 | 40.1 | 26.12 | 33.06 | 40.1 | 26.12 | 33.06 | 40.81 | 45.07 | 37.53 | 40.81 | 25.96 | 0 | 40.1 | 45.07 | 37.53 | 40.1 | 45.07 | 37.53 | 40.81 | 45.07 | 37.53 | 33.88 | 0 | 0 | 39.7 | 0 | 32.73 | 40.1 | 26.12 | 33.06 | 47.5 | 48.43 | 46.68 | 47.5 | 48.43 | 46.68 | 47.5 | 48.43 | 46.68 | 47.5 | 48.43 | 46.68 | 56.27 | 53.28 | 49.67 | 56.27 | 49.23 | 49.61 | 50.69 | 53.28 | 49.67 | 50.69 | 53.28 | 49.67 | 56.27 | 53.28 | 49.67 | 47.14 | 45.02 | 42.67 | 47.98 | 47.66 | 46.21 | 47.5 | 48.43 | 46.68
551 | 34.1 | 25.6 | 28.21 | 34.1 | 25.6 | 28.21 | 34.1 | 25.6 | 28.21 | 34.1 | 25.6 | 28.21 | 40.5 | 32.55 | 35.4 | 40.5 | 25.94 | 0 | 39.8 | 32.55 | 35.4 | 39.8 | 44.76 | 37.23 | 40.5 | 32.55 | 35.4 | 33.08 | 0 | 0 | 33.76 | 0 | 27.93 | 34.1 | 25.6 | 28.21 | 45.62 | 48.14 | 46.17 | 45.62 | 48.14 | 46.17 | 45.62 | 48.14 | 46.17 | 45.62 | 48.14 | 46.17 | 55.96 | 48.14 | 46.69 | 55.96 | 45.85 | 46.69 | 50.39 | 48.14 | 46.69 | 50.39 | 52.97 | 49.36 | 55.96 | 48.14 | 46.69 | 46.1 | 41.85 | 43.93 | 46.08 | 47.66 | 44.83 | 45.62 | 48.14 | 46.17
552 | 18.29 | 10.34 | 28.21 | 18.29 | 10.34 | 28.21 | 18.29 | 10.34 | 28.21 | 18.29 | 10.34 | 28.21 | 40.38 | 25.94 | 28.21 | 40.38 | 25.94 | 0 | 39.68 | 25.94 | 28.21 | 39.68 | 44.64 | 37.11 | 40.38 | 25.94 | 28.21 | 12.33 | 0 | 0 | 12.59 | 0 | 0 | 18.29 | 10.34 | 28.21 | 36.14 | 45.85 | 46.17 | 36.14 | 45.85 | 46.17 | 36.14 | 45.85 | 46.17 | 36.14 | 45.85 | 46.17 | 55.84 | 47.83 | 46.69 | 55.84 | 45.85 | 46.69 | 50.26 | 47.83 | 46.69 | 50.26 | 52.85 | 49.24 | 55.84 | 47.83 | 46.69 | 36.51 | 41.01 | 43.9 | 36.51 | 45.39 | 44.8 | 36.14 | 45.85 | 46.17
553 | 17.92 | 10.33 | 0 | 17.92 | 10.33 | 0 | 17.92 | 10.33 | 0 | 17.92 | 10.33 | 0 | 40.26 | 25.94 | 10.01 | 40.26 | 25.94 | 0 | 39.55 | 25.94 | 10.01 | 39.55 | 44.51 | 36.98 | 40.26 | 25.94 | 10.01 | 12.33 | 0 | 0 | 12.59 | 0 | 0 | 17.92 | 10.33 | 0 | 12.71 | 45.37 | 45.35 | 12.71 | 45.37 | 45.35 | 12.71 | 45.37 | 45.35 | 12.71 | 45.37 | 45.35 | 55.72 | 45.85 | 46.75 | 55.72 | 45.85 | 46.75 | 50.14 | 45.85 | 46.75 | 50.14 | 52.73 | 49.11 | 55.72 | 45.85 | 46.75 | 12.59 | 41.01 | 42.67 | 12.71 | 44.92 | 44.8 | 12.71 | 45.37 | 45.35
554 | 12.84 | 10.33 | 0 | 12.84 | 10.33 | 0 | 12.84 | 10.33 | 0 | 12.84 | 10.33 | 0 | 40.15 | 25.94 | 34.42 | 40.15 | 25.94 | 32.38 | 39.44 | 25.94 | 34.42 | 39.44 | 44.41 | 36.87 | 40.15 | 25.94 | 34.42 | 12.58 | 0 | 0 | 12.71 | 0 | 0 | 12.84 | 10.33 | 0 | 12.46 | 43.58 | 45.29 | 12.46 | 43.58 | 45.29 | 12.46 | 43.58 | 45.29 | 12.46 | 43.58 | 45.29 | 55.61 | 45.86 | 47.16 | 55.61 | 45.86 | 47.16 | 50.03 | 45.86 | 47.16 | 50.03 | 52.62 | 49.01 | 55.61 | 45.86 | 47.16 | 12.59 | 43.15 | 42.67 | 12.59 | 44.02 | 44.8 | 12.46 | 43.58 | 45.29
555 | 12.84 | 0.01 | 0 | 12.84 | 0.01 | 0 | 12.84 | 0.01 | 0 | 12.84 | 0.01 | 0 | 40.14 | 35.09 | 33.4 | 40.14 | 35.09 | 33.4 | 39.43 | 35.09 | 33.4 | 39.43 | 44.4 | 36.86 | 40.14 | 35.09 | 33.4 | 12.58 | 0 | 0 | 12.71 | 0 | 0 | 12.84 | 0.01 | 0 | 12.46 | 43.14 | 44.84 | 12.46 | 43.14 | 44.84 | 12.46 | 43.14 | 44.84 | 12.46 | 43.14 | 44.84 | 55.6 | 47.89 | 48.14 | 55.6 | 47.89 | 48.14 | 50.02 | 47.89 | 48.14 | 50.02 | 52.61 | 49 | 55.6 | 47.89 | 48.14 | 12.59 | 42.71 | 42.67 | 12.59 | 43.57 | 44.8 | 12.46 | 43.14 | 44.84
556 | 17.92 | 0 | 0 | 17.92 | 0 | 0 | 17.92 | 0 | 0 | 17.92 | 0 | 0 | 40.25 | 40.99 | 33.4 | 40.25 | 40.99 | 33.4 | 39.54 | 40.99 | 33.4 | 39.54 | 44.51 | 36.97 | 40.25 | 40.99 | 33.4 | 12.58 | 0 | 0 | 12.84 | 0 | 0 | 17.92 | 0 | 0 | 24.98 | 43.14 | 43.1 | 24.98 | 43.14 | 43.1 | 24.98 | 43.14 | 43.1 | 24.98 | 43.14 | 43.1 | 55.71 | 47.89 | 48.14 | 55.71 | 47.89 | 48.14 | 50.13 | 47.89 | 48.14 | 50.13 | 52.72 | 48.14 | 55.71 | 47.89 | 48.14 | 24.48 | 42.7 | 42.67 | 24.73 | 43.57 | 43.53 | 24.98 | 43.14 | 43.1
557 | 35.1 | 10.33 | 0 | 35.1 | 10.33 | 0 | 35.1 | 10.33 | 0 | 35.1 | 10.13 | 0 | 40.56 | 35.09 | 35.46 | 40.56 | 35.09 | 35.46 | 39.86 | 35.09 | 35.46 | 39.86 | 44.82 | 37.29 | 40.56 | 35.09 | 35.46 | 29.48 | 0 | 0 | 30.08 | 0 | 0 | 35.1 | 10.33 | 0 | 39.43 | 44.11 | 45.29 | 39.43 | 44.11 | 45.29 | 39.43 | 44.11 | 45.29 | 39.43 | 44.11 | 45.29 | 56.02 | 47.89 | 48.14 | 56.02 | 47.89 | 48.14 | 50.45 | 47.89 | 48.14 | 50.45 | 53.03 | 49.42 | 56.02 | 47.89 | 48.14 | 39.83 | 44.03 | 44.8 | 39.83 | 44.11 | 44.8 | 39.43 | 44.11 | 45.29
558 | 40.43 | 32.75 | 28.21 | 40.43 | 32.75 | 28.21 | 40.43 | 32.75 | 28.21 | 40.43 | 32.75 | 0 | 41.14 | 41.01 | 37.87 | 41.14 | 41.01 | 37.87 | 40.43 | 41.01 | 37.87 | 40.43 | 45.4 | 37.87 | 41.14 | 41.01 | 37.87 | 33.88 | 0 | 0 | 40.03 | 0 | 0 | 40.43 | 32.75 | 28.21 | 49.5 | 48.43 | 46.17 | 49.5 | 48.43 | 46.17 | 49.5 | 48.43 | 46.17 | 49.5 | 47.35 | 46.17 | 56.6 | 51.61 | 50 | 56.6 | 51.61 | 50 | 51.02 | 51.61 | 49.34 | 51.02 | 53.61 | 50 | 56.6 | 51.61 | 50 | 48.5 | 45.47 | 44.8 | 49 | 46.4 | 45.7 | 49.5 | 48.43 | 46.17
559 | 42.42 | 47.39 | 39.85 | 42.42 | 47.39 | 39.85 | 42.42 | 47.39 | 39.85 | 42.42 | 47.39 | 0 | 43.13 | 49.79 | 39.85 | 43.13 | 49.79 | 39.85 | 42.42 | 47.39 | 39.85 | 42.42 | 47.39 | 39.85 | 43.13 | 49.79 | 39.85 | 43.57 | 0 | 0 | 42.85 | 42.81 | 0 | 42.42 | 47.39 | 39.85 | 53.01 | 55.6 | 47.16 | 53.01 | 55.6 | 47.16 | 53.01 | 55.6 | 47.16 | 53.01 | 52.08 | 47.16 | 58.59 | 55.71 | 51.99 | 58.59 | 55.71 | 51.99 | 53.01 | 55.6 | 50.34 | 53.01 | 55.6 | 51.99 | 58.59 | 55.71 | 51.99 | 62.42 | 47.66 | 44.8 | 63.7 | 51.03 | 45.75 | 53.01 | 55.6 | 47.16
560 | 43.64 | 48.6 | 41.07 | 43.64 | 48.6 | 41.07 | 43.64 | 48.6 | 41.07 | 43.64 | 48.6 | 0 | 44.34 | 51 | 41.07 | 44.34 | 51 | 39.85 | 43.64 | 48.6 | 41.07 | 43.64 | 48.6 | 41.07 | 44.34 | 51 | 41.07 | 44.87 | 0 | 0 | 44.87 | 48.12 | 0 | 43.64 | 48.6 | 41.07 | 54.23 | 52.08 | 47.59 | 54.23 | 52.08 | 47.59 | 54.23 | 52.08 | 47.59 | 54.23 | 52.08 | 47.59 | 59.81 | 56.92 | 53.2 | 59.81 | 56.92 | 53.2 | 54.23 | 56.82 | 51.35 | 54.23 | 56.82 | 53.2 | 59.81 | 56.92 | 53.2 | 63.7 | 49.13 | 44.83 | 63.7 | 51.03 | 45.75 | 54.23 | 52.08 | 47.59
561 | 42.81 | 47.77 | 38.41 | 42.81 | 47.77 | 38.41 | 42.81 | 47.77 | 38.41 | 42.81 | 47.77 | 0 | 43.51 | 50.16 | 38.41 | 43.51 | 50.16 | 38.41 | 42.81 | 47.77 | 38.41 | 42.81 | 47.77 | 40.24 | 43.51 | 50.16 | 38.41 | 44.87 | 0 | 0 | 44.87 | 47.29 | 0 | 42.81 | 47.77 | 38.41 | 53.39 | 52.08 | 46.68 | 53.39 | 52.08 | 46.68 | 53.39 | 52.08 | 46.68 | 53.39 | 52.08 | 46.68 | 58.97 | 56.09 | 52.37 | 58.97 | 56.09 | 52.37 | 53.39 | 55.98 | 49.85 | 53.39 | 55.98 | 52.37 | 58.97 | 56.09 | 52.37 | 63.7 | 49.13 | 46.21 | 63.7 | 51.03 | 46.21 | 53.39 | 52.08 | 46.68
562 | 42.35 | 47.32 | 35.12 | 42.35 | 47.32 | 35.12 | 42.35 | 47.32 | 35.12 | 42.35 | 47.32 | 0 | 43.06 | 48.79 | 35.49 | 43.06 | 48.79 | 35.49 | 42.35 | 47.32 | 35.49 | 42.35 | 47.32 | 39.78 | 43.06 | 48.79 | 35.49 | 44.87 | 0 | 0 | 43.97 | 42.8 | 0 | 42.35 | 47.32 | 35.12 | 52.94 | 48.43 | 46.21 | 52.94 | 48.43 | 46.21 | 52.94 | 48.43 | 46.21 | 52.94 | 47.35 | 46.21 | 58.52 | 55.64 | 51.92 | 58.52 | 55.64 | 51.92 | 52.94 | 55.53 | 49.39 | 52.94 | 55.53 | 51.92 | 58.52 | 55.64 | 51.92 | 63.7 | 45.94 | 44.8 | 63.7 | 46.88 | 45.72 | 52.94 | 48.43 | 46.21
563 | 42.05 | 47.02 | 38.67 | 42.05 | 47.02 | 38.67 | 42.05 | 47.02 | 38.67 | 42.05 | 47.02 | 0 | 42.76 | 48.49 | 38.67 | 42.76 | 48.49 | 38.67 | 42.05 | 47.02 | 38.67 | 42.05 | 47.02 | 39.48 | 42.76 | 48.49 | 38.67 | 43.19 | 0 | 0 | 42.48 | 0 | 0 | 42.05 | 47.02 | 38.67 | 52.64 | 50.17 | 46.17 | 52.64 | 50.17 | 46.17 | 52.64 | 50.17 | 46.17 | 52.64 | 46.45 | 45.29 | 58.22 | 55.33 | 51.62 | 58.22 | 55.33 | 51.62 | 52.64 | 55.23 | 51.62 | 52.64 | 55.23 | 51.62 | 58.22 | 55.33 | 51.62 | 58.81 | 45.06 | 44.8 | 58.81 | 45.98 | 44.8 | 52.64 | 50.17 | 46.17
564 | 41.78 | 46.75 | 33.06 | 41.78 | 46.75 | 33.06 | 41.78 | 46.75 | 33.06 | 41.78 | 46.75 | 0 | 42.49 | 47.43 | 37.38 | 42.49 | 47.43 | 37.38 | 41.78 | 46.75 | 37.38 | 41.78 | 46.75 | 39.21 | 42.49 | 47.43 | 37.38 | 42.06 | 0 | 0 | 42.2 | 0 | 0 | 41.78 | 46.75 | 33.06 | 52.37 | 48.43 | 46.17 | 52.37 | 48.43 | 46.17 | 52.37 | 48.43 | 46.17 | 52.37 | 45.85 | 45.29 | 57.95 | 55.07 | 51.35 | 57.95 | 55.07 | 51.35 | 52.37 | 54.96 | 51.35 | 52.37 | 54.96 | 51.35 | 57.95 | 55.07 | 51.35 | 53.45 | 39.04 | 43.99 | 52.9 | 45.39 | 44.8 | 52.37 | 48.43 | 46.17
565 | 41.63 | 46.59 | 28.21 | 41.63 | 46.59 | 28.21 | 41.63 | 46.59 | 28.21 | 41.63 | 46.59 | 0 | 42.34 | 47.28 | 38.29 | 42.34 | 47.28 | 38.29 | 41.63 | 46.59 | 38.29 | 41.63 | 46.59 | 39.06 | 42.34 | 47.28 | 38.29 | 41.9 | 0 | 0 | 41.9 | 0 | 0 | 41.63 | 46.59 | 28.21 | 52.22 | 48.43 | 46.17 | 52.22 | 48.43 | 46.17 | 52.22 | 48.43 | 46.17 | 52.22 | 46.92 | 46.17 | 57.8 | 54.91 | 51.19 | 57.8 | 54.91 | 51.19 | 52.22 | 54.81 | 51.19 | 52.22 | 54.81 | 51.19 | 57.8 | 54.91 | 51.19 | 52.33 | 39.04 | 43.93 | 52.74 | 46.45 | 44.82 | 52.22 | 48.43 | 46.17
566 | 41.61 | 46.58 | 33.06 | 41.61 | 46.58 | 33.06 | 41.61 | 46.58 | 33.06 | 41.61 | 46.58 | 0 | 42.32 | 48.05 | 39.05 | 42.32 | 48.05 | 38.29 | 41.61 | 46.58 | 39.05 | 41.61 | 46.58 | 39.05 | 42.32 | 48.05 | 39.05 | 41.9 | 0 | 0 | 42.03 | 0 | 0 | 41.61 | 46.58 | 33.06 | 52.2 | 50.17 | 47.16 | 52.2 | 50.17 | 47.16 | 52.2 | 50.17 | 47.16 | 52.2 | 46.92 | 47.16 | 57.78 | 54.9 | 51.18 | 57.78 | 54.9 | 51.18 | 52.2 | 54.79 | 51.18 | 52.2 | 54.79 | 51.18 | 57.78 | 54.9 | 51.18 | 52.75 | 39.04 | 43.93 | 52.73 | 46.45 | 44.82 | 52.2 | 50.17 | 47.16
567 | 41.8 | 46.77 | 39.23 | 41.8 | 46.77 | 39.23 | 41.8 | 46.77 | 39.23 | 41.8 | 46.77 | 0 | 42.51 | 49.12 | 39.23 | 42.51 | 49.12 | 38.67 | 41.8 | 46.77 | 39.23 | 41.8 | 46.77 | 39.23 | 42.51 | 49.12 | 39.23 | 42.22 | 0 | 0 | 42.22 | 0 | 0 | 41.8 | 46.77 | 39.23 | 52.39 | 54.98 | 51.37 | 52.39 | 54.98 | 51.37 | 52.39 | 54.98 | 51.37 | 52.39 | 49.44 | 47.55 | 57.97 | 55.08 | 51.37 | 57.97 | 55.08 | 50.73 | 52.39 | 54.98 | 51.37 | 52.39 | 54.98 | 51.37 | 57.97 | 55.08 | 51.37 | 55.67 | 39.04 | 44.38 | 54.55 | 47.66 | 45.28 | 52.39 | 54.98 | 51.37
568 | 42.62 | 47.59 | 40.05 | 42.62 | 47.59 | 40.05 | 42.9 | 47.59 | 40.05 | 42.9 | 47.59 | 0 | 43.33 | 49.98 | 40.05 | 43.33 | 49.98 | 38.67 | 42.62 | 47.59 | 40.05 | 42.62 | 47.59 | 40.05 | 43.33 | 49.98 | 40.05 | 43.33 | 0 | 0 | 43.33 | 42.81 | 0 | 42.9 | 47.59 | 40.05 | 53.21 | 55.8 | 52.19 | 53.21 | 55.8 | 52.19 | 53.21 | 55.8 | 52.19 | 53.21 | 52.08 | 47.16 | 58.79 | 55.9 | 52.19 | 58.79 | 55.9 | 50.34 | 53.21 | 55.8 | 52.19 | 53.21 | 55.8 | 52.19 | 58.79 | 55.9 | 52.19 | 58.2 | 44.68 | 43.93 | 58.2 | 51.56 | 46.21 | 53.21 | 55.8 | 52.19
569 | 43.68 | 48.65 | 41.12 | 43.68 | 48.65 | 41.12 | 44.39 | 48.65 | 41.12 | 44.39 | 48.65 | 34.77 | 44.39 | 51.04 | 41.12 | 44.39 | 51.04 | 38.67 | 43.68 | 48.65 | 41.12 | 43.68 | 48.65 | 41.12 | 44.39 | 51.04 | 41.12 | 44.84 | 0 | 0 | 44.87 | 48.17 | 34.42 | 44.39 | 48.65 | 41.12 | 54.27 | 56.86 | 53.25 | 54.27 | 56.86 | 53.25 | 54.27 | 56.86 | 53.25 | 54.27 | 52.84 | 47.59 | 59.85 | 56.97 | 53.25 | 59.85 | 56.97 | 49.61 | 54.27 | 56.86 | 53.25 | 54.27 | 56.86 | 53.25 | 59.85 | 56.97 | 53.25 | 61.79 | 45.47 | 44.38 | 63.05 | 52.32 | 47.12 | 54.27 | 56.86 | 53.25
570 | 42.38 | 47.34 | 39.81 | 42.38 | 47.34 | 39.81 | 43.09 | 47.34 | 39.81 | 43.09 | 47.34 | 0 | 43.09 | 48.82 | 39.81 | 43.09 | 48.82 | 19.88 | 42.38 | 47.35 | 39.81 | 42.38 | 47.34 | 39.81 | 43.09 | 48.82 | 39.81 | 43.52 | 0 | 0 | 44.41 | 46.87 | 0 | 43.09 | 47.34 | 39.81 | 52.97 | 55.56 | 51.94 | 52.97 | 55.56 | 51.94 | 52.97 | 55.56 | 51.94 | 52.97 | 53.29 | 47.98 | 58.55 | 55.66 | 51.94 | 58.55 | 55.66 | 49.61 | 52.97 | 55.56 | 51.94 | 52.97 | 55.56 | 51.94 | 58.55 | 55.66 | 51.94 | 61.79 | 45.93 | 44.38 | 63.05 | 52.76 | 47.5 | 52.97 | 55.56 | 51.94
571 | 41.18 | 46.15 | 38.62 | 41.18 | 46.15 | 38.62 | 41.89 | 46.15 | 38.62 | 41.89 | 46.15 | 0 | 41.89 | 46.51 | 38.62 | 41.89 | 46.51 | 18.88 | 41.18 | 46.15 | 38.62 | 41.18 | 46.15 | 38.62 | 41.89 | 46.51 | 38.62 | 42.31 | 0 | 0 | 42.31 | 45.69 | 0 | 41.89 | 46.15 | 38.62 | 51.77 | 54.36 | 50.75 | 51.77 | 54.36 | 50.75 | 51.77 | 54.36 | 50.75 | 51.77 | 52.52 | 47.55 | 57.35 | 54.36 | 50.75 | 57.35 | 54.36 | 49.61 | 51.77 | 54.36 | 50.75 | 51.77 | 54.36 | 50.75 | 57.35 | 54.36 | 50.75 | 57.93 | 45.93 | 44.38 | 59.11 | 52 | 47.08 | 51.77 | 54.36 | 50.75
572 | 40.5 | 45.47 | 37.93 | 40.5 | 45.47 | 37.93 | 40.5 | 45.47 | 37.93 | 40.5 | 45.47 | 0 | 41.21 | 45.47 | 37.93 | 41.21 | 45.47 | 18.88 | 40.5 | 45.47 | 37.93 | 40.5 | 45.47 | 37.93 | 41.21 | 45.47 | 37.93 | 41.62 | 0 | 0 | 40.91 | 44.99 | 0 | 40.5 | 45.47 | 37.93 | 51.09 | 53.68 | 50.06 | 51.09 | 53.68 | 50.06 | 51.09 | 53.68 | 50.06 | 51.09 | 52.08 | 46.89 | 56.67 | 53.68 | 50.06 | 56.67 | 53.68 | 49.61 | 51.09 | 53.68 | 50.06 | 51.09 | 53.68 | 50.06 | 56.67 | 53.68 | 50.06 | 57.24 | 45.47 | 44.38 | 58.41 | 51.56 | 46.42 | 51.09 | 53.68 | 50.06
573 | 40.3 | 45.26 | 37.73 | 40.3 | 45.26 | 37.73 | 40.3 | 45.26 | 37.73 | 40.3 | 45.26 | 0 | 41 | 45.26 | 37.73 | 41 | 45.26 | 18.88 | 40.3 | 45.26 | 37.73 | 40.3 | 45.26 | 37.73 | 41 | 45.26 | 37.73 | 39.89 | 0 | 0 | 39.89 | 0.02 | 0 | 40.3 | 45.26 | 37.73 | 50.89 | 53.48 | 49.86 | 50.89 | 53.48 | 49.86 | 50.89 | 53.48 | 49.86 | 50.89 | 52.08 | 46.69 | 56.47 | 53.48 | 49.86 | 56.47 | 53.48 | 49.61 | 50.89 | 53.48 | 49.86 | 50.89 | 53.48 | 49.86 | 56.47 | 53.48 | 49.86 | 51.4 | 43.67 | 44.38 | 51.4 | 51.03 | 46.22 | 50.89 | 53.48 | 49.86
574 | 40 | 34.81 | 37.43 | 40 | 34.81 | 37.43 | 40 | 34.81 | 37.43 | 40 | 34.81 | 0 | 40.71 | 44.97 | 37.43 | 40.71 | 44.97 | 18.88 | 40 | 44.97 | 37.43 | 40 | 44.97 | 37.43 | 40.71 | 44.97 | 37.43 | 38.3 | 0 | 0 | 39.6 | 0 | 0 | 40 | 34.81 | 37.43 | 49.24 | 50.95 | 49.57 | 49.24 | 50.95 | 49.57 | 49.24 | 50.95 | 49.57 | 49.24 | 47.35 | 46.39 | 56.17 | 53.18 | 49.57 | 56.17 | 53.18 | 49.57 | 50.59 | 53.18 | 49.57 | 50.59 | 53.18 | 49.57 | 56.17 | 53.18 | 49.57 | 47.77 | 44.11 | 44.38 | 48.74 | 46.88 | 45.28 | 49.24 | 50.95 | 49.57
575 | 35.43 | 26.12 | 35.12 | 35.43 | 26.12 | 35.12 | 35.43 | 26.12 | 35.12 | 35.43 | 26.12 | 0 | 40.42 | 44.68 | 37.15 | 40.42 | 44.68 | 18.88 | 39.71 | 44.68 | 37.15 | 39.71 | 44.68 | 37.15 | 40.42 | 44.68 | 37.15 | 33.2 | 0 | 0 | 33.88 | 0 | 0 | 35.43 | 26.12 | 35.12 | 46.04 | 48.43 | 49.28 | 46.04 | 48.43 | 49.28 | 46.04 | 48.43 | 49.28 | 46.04 | 45.93 | 46.17 | 55.88 | 52.89 | 49.28 | 55.88 | 52.89 | 49.11 | 50.3 | 52.89 | 49.28 | 50.3 | 52.89 | 49.28 | 55.88 | 52.89 | 49.28 | 46.5 | 43.23 | 42.67 | 46.5 | 45.47 | 44.8 | 46.04 | 48.43 | 49.28
576 | 34.61 | 10.33 | 33.06 | 34.61 | 10.33 | 33.06 | 34.61 | 10.33 | 33.06 | 34.61 | 10.33 | 0 | 40.33 | 44.59 | 37.06 | 40.33 | 44.59 | 0 | 39.63 | 44.59 | 37.06 | 39.63 | 44.59 | 37.06 | 40.33 | 44.59 | 37.06 | 28.89 | 0 | 0 | 29.48 | 0 | 0 | 34.61 | 10.33 | 33.06 | 40.28 | 48.43 | 46.17 | 40.28 | 48.43 | 46.17 | 40.28 | 48.43 | 46.17 | 40.28 | 45.37 | 46.17 | 55.8 | 52.8 | 49.07 | 55.8 | 52.8 | 49.07 | 50.22 | 52.8 | 49.19 | 50.22 | 52.8 | 49.19 | 55.8 | 52.8 | 49.07 | 40.35 | 40.89 | 41.39 | 40.69 | 44.92 | 44.8 | 40.28 | 48.43 | 49.19
577 | 31.57 | 10.33 | 32.95 | 31.57 | 10.33 | 32.95 | 31.57 | 10.33 | 32.95 | 31.57 | 0.01 | 0 | 40.17 | 44.43 | 36.89 | 40.17 | 44.43 | 0 | 39.46 | 44.43 | 36.89 | 39.46 | 44.43 | 36.89 | 40.17 | 44.43 | 36.89 | 12.33 | 0 | 0 | 12.59 | 0 | 0 | 31.57 | 10.33 | 32.95 | 23.2 | 48.43 | 46.17 | 23.2 | 48.43 | 46.17 | 23.2 | 48.43 | 46.17 | 23.2 | 45.37 | 45.29 | 55.63 | 52.64 | 48.14 | 55.63 | 52.64 | 48.14 | 50.05 | 52.64 | 49.03 | 50.05 | 52.64 | 49.03 | 55.63 | 52.64 | 48.14 | 22.5 | 40.71 | 41.39 | 22.96 | 44.92 | 44.8 | 23.2 | 48.43 | 46.17
578 | 20.68 | 10.33 | 28.21 | 20.68 | 10.33 | 28.21 | 20.68 | 10.33 | 28.21 | 20.68 | 0 | 0 | 40.08 | 32.55 | 28.21 | 40.08 | 32.55 | 0 | 39.37 | 44.34 | 36.8 | 39.37 | 44.34 | 36.8 | 40.08 | 32.55 | 28.21 | 12.33 | 0 | 0 | 12.59 | 0 | 0 | 20.68 | 10.33 | 28.21 | 21.69 | 47.89 | 46.17 | 21.69 | 47.89 | 46.17 | 21.69 | 47.89 | 46.17 | 21.69 | 45.37 | 45.29 | 55.54 | 47.89 | 46.68 | 55.54 | 47.89 | 46.68 | 49.96 | 52.55 | 48.94 | 49.96 | 52.55 | 48.94 | 55.54 | 47.89 | 46.68 | 21.26 | 34.84 | 34.66 | 21.47 | 44.92 | 44.8 | 21.69 | 47.89 | 46.17
579 | 18.29 | 0.01 | 19.88 | 18.29 | 0.01 | 19.88 | 18.29 | 0.01 | 19.88 | 18.29 | 0 | 0 | 40.05 | 25.94 | 19.88 | 40.05 | 25.94 | 0 | 39.34 | 44.31 | 36.78 | 39.34 | 44.31 | 36.78 | 40.05 | 25.94 | 19.88 | 12.33 | 0 | 0 | 12.59 | 0 | 0 | 18.29 | 0.01 | 19.88 | 21.47 | 44.47 | 46.17 | 21.47 | 44.47 | 46.17 | 21.47 | 44.47 | 46.17 | 21.47 | 44.47 | 45.29 | 55.51 | 45.85 | 46.17 | 55.51 | 45.85 | 46.17 | 49.93 | 52.52 | 48.91 | 49.93 | 52.52 | 48.91 | 55.51 | 45.85 | 46.17 | 21.26 | 34.84 | 34.66 | 21.47 | 44.03 | 44.8 | 21.47 | 44.47 | 46.17
580 | 18.29 | 0.04 | 10.33 | 18.29 | 0.04 | 10.33 | 18.29 | 0.04 | 10.33 | 18.29 | 0 | 0 | 40.16 | 25.94 | 19.88 | 40.16 | 25.94 | 0 | 39.46 | 44.42 | 36.89 | 39.46 | 44.42 | 36.89 | 40.16 | 25.94 | 19.88 | 12.33 | 0 | 0 | 12.59 | 0 | 0 | 18.29 | 0.04 | 10.33 | 21.91 | 44.01 | 45.85 | 21.91 | 44.01 | 45.29 | 21.91 | 44.01 | 45.29 | 21.91 | 44.01 | 45.29 | 55.63 | 45.85 | 45.35 | 55.63 | 45.85 | 45.35 | 50.05 | 52.63 | 49.02 | 50.05 | 52.63 | 49.02 | 55.63 | 45.85 | 45.35 | 21.26 | 34.84 | 34.66 | 21.69 | 43.57 | 44.8 | 21.91 | 44.01 | 46.17
581 | 35.32 | 10.33 | 28.21 | 35.32 | 10.33 | 28.21 | 35.32 | 10.33 | 28.21 | 35.32 | 10.12 | 0 | 40.5 | 32.55 | 28.21 | 40.5 | 32.55 | 0 | 39.8 | 44.76 | 37.23 | 39.8 | 44.76 | 37.23 | 40.5 | 32.55 | 28.21 | 32.75 | 0 | 0 | 33.42 | 0 | 0 | 35.32 | 10.33 | 28.21 | 40.33 | 48.43 | 46.17 | 40.33 | 47.89 | 45.29 | 40.33 | 47.89 | 45.29 | 40.33 | 45.37 | 45.29 | 55.96 | 47.89 | 45.35 | 55.96 | 47.89 | 45.35 | 50.38 | 52.97 | 49.36 | 50.38 | 52.97 | 49.36 | 55.96 | 47.89 | 45.35 | 40.35 | 34.84 | 34.66 | 40.74 | 44.92 | 44.8 | 40.33 | 48.43 | 49.36
582 | 40.46 | 44.96 | 35.12 | 40.46 | 44.96 | 35.12 | 40.46 | 44.96 | 35.12 | 40.46 | 44.96 | 0 | 41.16 | 45.42 | 37.89 | 41.16 | 45.42 | 18.88 | 40.46 | 45.42 | 37.89 | 40.46 | 45.42 | 37.89 | 41.16 | 45.42 | 37.89 | 40.32 | 0 | 0 | 40.86 | 0 | 0 | 40.46 | 44.96 | 35.12 | 51.05 | 50.52 | 46.21 | 51.05 | 50.52 | 46.21 | 51.05 | 50.52 | 46.21 | 51.05 | 50.52 | 46.21 | 56.62 | 53.63 | 49.39 | 56.62 | 53.63 | 49.39 | 51.05 | 53.63 | 49.39 | 51.05 | 53.63 | 50.02 | 56.62 | 53.63 | 49.39 | 51.56 | 35.91 | 36.84 | 51.56 | 50.01 | 44.8 | 51.05 | 50.95 | 50.02
583 | 42.71 | 47.68 | 40.14 | 42.71 | 47.68 | 40.14 | 42.71 | 47.68 | 40.14 | 42.71 | 47.68 | 0 | 43.42 | 50.07 | 40.14 | 43.42 | 50.07 | 39.85 | 42.71 | 47.68 | 40.14 | 42.71 | 47.68 | 40.14 | 43.42 | 50.07 | 40.14 | 46.41 | 42.81 | 0 | 45.48 | 48.08 | 0 | 42.71 | 47.68 | 40.14 | 53.3 | 55.89 | 52.28 | 53.3 | 55.89 | 52.28 | 53.3 | 55.89 | 52.28 | 53.3 | 52.4 | 46.68 | 58.88 | 55.89 | 52.28 | 58.88 | 55.89 | 49.61 | 53.3 | 55.89 | 52.28 | 53.3 | 55.89 | 52.28 | 58.88 | 55.89 | 52.28 | 68.63 | 47.66 | 44.8 | 70.03 | 51.35 | 46.21 | 56.75 | 55.89 | 90
584 | 44.55 | 49.52 | 41.98 | 44.55 | 49.52 | 41.98 | 44.55 | 49.52 | 41.98 | 44.55 | 49.52 | 0 | 45.26 | 51.57 | 41.98 | 45.26 | 51.57 | 41.78 | 44.55 | 49.52 | 41.98 | 44.55 | 49.52 | 41.98 | 45.26 | 51.57 | 41.98 | 50.8 | 45.55 | 0 | 51.83 | 49.52 | 0 | 44.55 | 49.52 | 41.98 | 55.14 | 57.73 | 54.11 | 55.14 | 57.73 | 54.11 | 55.14 | 57.73 | 54.11 | 55.14 | 53.82 | 46.68 | 60.72 | 57.73 | 54.11 | 60.72 | 57.73 | 49.61 | 55.14 | 57.73 | 54.11 | 55.14 | 57.73 | 54.11 | 60.72 | 57.73 | 54.11 | 69.29 | 47.89 | 44.8 | 70.7 | 53.28 | 46.21 | 55.14 | 57.73 | 63.5
585 | 43.55 | 48.52 | 40.98 | 43.55 | 48.52 | 40.98 | 43.55 | 48.52 | 40.98 | 43.55 | 48.52 | 0 | 44.26 | 50.91 | 40.98 | 44.26 | 50.91 | 40.98 | 43.55 | 48.52 | 40.98 | 43.55 | 48.52 | 40.98 | 44.26 | 50.91 | 40.98 | 50 | 45.55 | 0 | 49 | 48.03 | 0 | 43.55 | 48.52 | 40.98 | 54.14 | 56.73 | 53.12 | 54.14 | 56.73 | 53.12 | 54.14 | 56.73 | 53.12 | 54.14 | 52.4 | 46.68 | 59.72 | 56.73 | 53.12 | 59.72 | 56.73 | 49.61 | 54.14 | 56.73 | 53.12 | 54.14 | 56.73 | 53.12 | 59.72 | 56.73 | 53.12 | 69.29 | 47.66 | 44.8 | 70.7 | 50.83 | 45.72 | 54.14 | 56.73 | 53.12
586 | 42.87 | 47.84 | 40.3 | 42.87 | 47.84 | 40.3 | 42.87 | 47.84 | 40.3 | 42.87 | 47.84 | 0 | 43.58 | 47.84 | 40.3 | 43.58 | 47.84 | 40.3 | 42.87 | 47.84 | 40.3 | 42.87 | 47.84 | 40.3 | 43.58 | 47.84 | 40.3 | 44.02 | 41.2 | 0 | 43.3 | 46.39 | 0 | 42.87 | 47.84 | 40.3 | 53.46 | 56.05 | 49.85 | 53.46 | 56.05 | 49.85 | 53.46 | 56.05 | 49.85 | 53.46 | 52.08 | 46.68 | 59.04 | 56.05 | 49.85 | 59.04 | 56.05 | 49.61 | 53.46 | 56.05 | 49.85 | 53.46 | 56.05 | 52.43 | 59.04 | 56.05 | 49.85 | 67.21 | 46.05 | 35.73 | 65.87 | 50.01 | 44.8 | 53.46 | 56.05 | 52.43
587 | 42.34 | 47.31 | 39.77 | 42.34 | 47.31 | 39.77 | 42.34 | 47.31 | 39.77 | 42.34 | 47.31 | 0 | 43.05 | 47.31 | 39.77 | 43.05 | 47.31 | 39.77 | 42.34 | 47.31 | 39.77 | 42.34 | 47.31 | 39.77 | 43.05 | 47.31 | 39.77 | 43.48 | 40.96 | 0 | 42.77 | 41.8 | 0 | 42.34 | 47.31 | 39.77 | 52.93 | 55.52 | 49.34 | 52.93 | 55.52 | 49.34 | 52.93 | 55.52 | 49.34 | 52.93 | 49.63 | 46.17 | 58.51 | 55.52 | 49.34 | 58.51 | 55.52 | 49.34 | 52.93 | 55.52 | 49.34 | 52.93 | 55.52 | 51.91 | 58.51 | 55.52 | 49.34 | 59.1 | 33.79 | 35.73 | 57.92 | 47.66 | 44.8 | 52.93 | 55.52 | 51.91
588 | 42.1 | 47.07 | 39.53 | 42.1 | 47.07 | 39.53 | 42.1 | 47.07 | 39.53 | 42.1 | 47.07 | 0 | 42.81 | 47.07 | 39.53 | 42.81 | 47.07 | 39.53 | 42.1 | 47.07 | 39.53 | 42.1 | 47.07 | 39.53 | 42.81 | 47.07 | 39.53 | 42.53 | 28.19 | 0 | 42.53 | 41.38 | 0 | 42.1 | 47.07 | 39.53 | 52.69 | 51.19 | 49.34 | 52.69 | 51.19 | 49.34 | 52.69 | 51.19 | 49.34 | 52.69 | 46.41 | 45.29 | 58.27 | 52.82 | 49.34 | 58.27 | 52.82 | 48.14 | 52.69 | 52.82 | 49.34 | 52.69 | 55.28 | 51.67 | 58.27 | 52.82 | 49.34 | 56.52 | 33.79 | 35.73 | 55.39 | 44.57 | 43.43 | 52.69 | 51.19 | 51.67
589 | 41.86 | 46.82 | 32.95 | 41.86 | 46.82 | 32.95 | 41.86 | 46.82 | 32.95 | 41.86 | 46.82 | 0 | 42.57 | 46.82 | 32.95 | 42.57 | 46.82 | 32.95 | 41.86 | 46.82 | 32.95 | 41.86 | 46.83 | 39.29 | 42.57 | 46.82 | 32.95 | 42.14 | 28.19 | 0 | 42.28 | 41.38 | 0 | 41.86 | 46.82 | 32.95 | 52.45 | 50.17 | 46.17 | 52.45 | 50.17 | 46.17 | 52.45 | 50.17 | 46.17 | 52.45 | 47.39 | 45.29 | 58.03 | 50.17 | 46.17 | 58.03 | 50.17 | 46.17 | 52.45 | 50.17 | 46.17 | 52.45 | 55.04 | 51.43 | 58.03 | 50.17 | 46.17 | 56.29 | 33.79 | 35.73 | 55.16 | 45.97 | 44.8 | 52.45 | 50.17 | 46.17
590 | 42.03 | 46.99 | 28.21 | 42.03 | 46.99 | 28.21 | 42.03 | 46.99 | 28.21 | 42.03 | 46.99 | 0 | 42.73 | 46.99 | 28.21 | 42.73 | 46.99 | 28.21 | 42.03 | 46.99 | 28.21 | 42.03 | 46.99 | 39.46 | 42.73 | 46.99 | 28.21 | 42.45 | 28.2 | 0 | 42.45 | 45.13 | 0 | 42.03 | 46.99 | 28.21 | 52.61 | 50.17 | 46.17 | 52.61 | 50.17 | 46.17 | 52.61 | 50.17 | 46.17 | 52.61 | 50.17 | 46.17 | 58.19 | 52.08 | 46.68 | 58.19 | 52.08 | 46.68 | 52.61 | 52.08 | 46.68 | 52.61 | 55.2 | 51.59 | 58.19 | 52.08 | 46.68 | 58.19 | 34.84 | 35.73 | 57.03 | 48.52 | 44.8 | 52.61 | 50.17 | 46.17
591 | 42.23 | 47.2 | 36.23 | 42.23 | 47.2 | 36.23 | 42.23 | 47.2 | 36.23 | 42.23 | 47.2 | 36.23 | 42.94 | 49.74 | 36.59 | 42.94 | 49.74 | 36.59 | 42.23 | 47.2 | 36.59 | 42.23 | 47.2 | 39.67 | 42.94 | 49.74 | 36.59 | 43.38 | 30.9 | 0 | 42.66 | 46.73 | 35.14 | 42.23 | 47.2 | 36.23 | 52.82 | 55.41 | 46.17 | 52.82 | 55.41 | 46.17 | 52.82 | 55.41 | 46.17 | 52.82 | 55.41 | 46.17 | 58.4 | 55.52 | 46.68 | 58.4 | 55.52 | 46.68 | 52.82 | 55.41 | 46.68 | 52.82 | 55.41 | 51.8 | 58.4 | 55.52 | 46.68 | 61.79 | 34.84 | 35.73 | 60.55 | 54.86 | 44.8 | 52.82 | 55.41 | 46.17
592 | 43.26 | 48.22 | 36.59 | 43.26 | 48.22 | 36.59 | 43.26 | 48.22 | 36.59 | 43.26 | 48.22 | 36.59 | 43.96 | 50.76 | 36.59 | 43.96 | 50.76 | 36.59 | 43.26 | 48.22 | 36.59 | 43.26 | 48.22 | 40.69 | 43.96 | 50.76 | 36.59 | 48.28 | 42.47 | 33.55 | 47.31 | 48.71 | 35.85 | 43.26 | 48.22 | 36.59 | 53.85 | 56.44 | 47.98 | 53.85 | 56.44 | 47.98 | 53.85 | 56.44 | 47.98 | 53.85 | 56.44 | 47.98 | 59.43 | 56.54 | 52.82 | 59.43 | 56.54 | 52.82 | 53.85 | 56.44 | 51.15 | 53.85 | 56.44 | 52.82 | 59.43 | 56.54 | 52.82 | 68.11 | 47.66 | 44.8 | 69.5 | 57.01 | 47.5 | 53.85 | 56.44 | 47.98
593 | 44.9 | 49.87 | 42.33 | 44.9 | 49.87 | 42.33 | 44.9 | 49.87 | 42.33 | 44.9 | 49.87 | 39.02 | 45.61 | 52.41 | 42.33 | 45.61 | 52.41 | 39.02 | 44.9 | 49.87 | 42.33 | 44.9 | 49.87 | 42.33 | 45.61 | 52.41 | 42.33 | 55.66 | 47.56 | 34.42 | 56.22 | 50.37 | 38.63 | 44.9 | 49.87 | 42.33 | 55.49 | 58.08 | 51.3 | 55.49 | 58.08 | 51.3 | 55.49 | 58.08 | 51.3 | 55.49 | 58.08 | 51.3 | 61.07 | 58.19 | 54.47 | 61.07 | 58.19 | 54.47 | 55.49 | 58.08 | 51.61 | 55.49 | 58.08 | 54.47 | 61.07 | 58.19 | 54.47 | 79.94 | 47.89 | 46.21 | 81.57 | 58.67 | 50.78 | 55.49 | 58.08 | 51.3
594 | 43.11 | 48.08 | 40.54 | 43.11 | 48.08 | 40.54 | 43.11 | 48.08 | 40.54 | 43.11 | 48.08 | 39.02 | 43.82 | 50.62 | 40.54 | 43.82 | 50.62 | 39.02 | 43.11 | 48.08 | 40.54 | 43.11 | 48.08 | 40.54 | 43.82 | 50.62 | 40.54 | 63.89 | 47.56 | 34.42 | 63.89 | 48.56 | 38.63 | 43.11 | 48.08 | 40.54 | 53.7 | 56.29 | 51.61 | 53.7 | 56.29 | 51.61 | 53.7 | 56.29 | 51.61 | 53.7 | 56.29 | 51.61 | 59.28 | 56.39 | 52.68 | 59.28 | 56.39 | 52.68 | 53.7 | 56.29 | 51.61 | 53.7 | 56.29 | 52.68 | 59.28 | 56.39 | 52.68 | 83.28 | 47.89 | 46.21 | 84.98 | 56.86 | 51.09 | 53.7 | 56.29 | 51.61
595 | 41.09 | 46.06 | 36.59 | 41.09 | 46.06 | 36.59 | 41.09 | 46.06 | 36.59 | 41.09 | 46.06 | 36.59 | 41.8 | 48.6 | 36.59 | 41.8 | 48.6 | 36.59 | 41.09 | 46.06 | 36.59 | 41.09 | 46.06 | 38.52 | 41.8 | 48.6 | 36.59 | 54.52 | 46.52 | 34.42 | 55.63 | 46.52 | 35.85 | 41.09 | 46.06 | 36.59 | 51.68 | 54.27 | 50.65 | 51.68 | 54.27 | 50.65 | 51.68 | 54.27 | 50.65 | 51.68 | 54.27 | 50.65 | 57.26 | 54.37 | 50.65 | 57.26 | 54.37 | 50.65 | 51.68 | 54.27 | 50.65 | 51.68 | 54.27 | 50.65 | 57.26 | 54.37 | 50.65 | 76.28 | 47.89 | 46.21 | 77.83 | 54.81 | 50.15 | 51.68 | 54.27 | 50.65
596 | 40.42 | 45.39 | 36.23 | 40.42 | 45.39 | 36.23 | 40.42 | 45.39 | 36.23 | 40.42 | 45.39 | 36.23 | 41.13 | 47.92 | 36.59 | 41.13 | 47.92 | 36.59 | 40.42 | 45.39 | 36.59 | 40.42 | 45.39 | 37.85 | 41.13 | 47.92 | 36.59 | 50.29 | 44.94 | 34.09 | 51.31 | 45.85 | 35.85 | 40.42 | 45.39 | 36.23 | 51.01 | 53.6 | 49.99 | 51.01 | 53.6 | 49.99 | 51.01 | 53.6 | 49.99 | 51.01 | 53.6 | 49.99 | 56.59 | 53.71 | 49.99 | 56.59 | 53.71 | 49.99 | 51.01 | 53.6 | 49.99 | 51.01 | 53.6 | 49.99 | 56.59 | 53.71 | 49.99 | 69.29 | 47.66 | 44.8 | 70.7 | 54.14 | 49.49 | 51.01 | 53.6 | 49.99
597 | 40.31 | 45.28 | 34.43 | 40.31 | 45.28 | 34.43 | 40.31 | 45.28 | 34.43 | 40.31 | 45.28 | 34.43 | 41.02 | 47.82 | 36.59 | 41.02 | 47.82 | 36.59 | 40.31 | 45.28 | 36.59 | 40.31 | 45.28 | 37.75 | 41.02 | 47.82 | 36.59 | 42.79 | 43.27 | 33.55 | 41.93 | 45.74 | 34.42 | 40.31 | 45.28 | 34.43 | 50.9 | 53.49 | 46.7 | 50.9 | 53.49 | 46.7 | 50.9 | 53.49 | 46.7 | 50.9 | 53.49 | 46.7 | 56.48 | 53.6 | 49.88 | 56.48 | 53.6 | 49.88 | 50.9 | 53.49 | 49.88 | 50.9 | 53.49 | 49.88 | 56.48 | 53.6 | 49.88 | 63.2 | 47.66 | 44.8 | 64.49 | 54.03 | 46.24 | 50.9 | 53.49 | 46.7
598 | 39.99 | 44.95 | 34.09 | 39.99 | 44.95 | 34.09 | 39.99 | 44.95 | 34.09 | 39.99 | 44.95 | 34.09 | 40.7 | 47.48 | 36.59 | 40.7 | 47.48 | 36.59 | 39.99 | 44.96 | 36.59 | 39.99 | 44.96 | 37.42 | 40.7 | 47.48 | 36.59 | 41.11 | 41.2 | 0 | 40.39 | 45.41 | 34.42 | 39.99 | 44.95 | 34.09 | 50.58 | 51.19 | 46.17 | 50.58 | 51.19 | 46.17 | 50.58 | 51.19 | 46.17 | 50.58 | 51.19 | 46.17 | 56.16 | 53.27 | 49 | 56.16 | 53.27 | 49 | 50.58 | 53.17 | 49 | 50.58 | 53.17 | 49.55 | 56.16 | 53.27 | 49 | 58.82 | 47.66 | 44.8 | 57.64 | 51.71 | 45.7 | 50.58 | 51.19 | 46.17
599 | 39.63 | 26.12 | 10.33 | 39.63 | 26.12 | 10.33 | 39.63 | 26.12 | 10.33 | 39.63 | 26.12 | 10.33 | 40.34 | 46.99 | 34.43 | 40.34 | 46.99 | 34.43 | 39.63 | 44.6 | 34.43 | 39.63 | 44.6 | 37.06 | 40.34 | 46.99 | 34.43 | 40.03 | 26.39 | 0 | 40.03 | 26.39 | 10.44 | 39.63 | 26.12 | 10.33 | 46.33 | 48.43 | 45.25 | 46.33 | 48.43 | 45.25 | 46.33 | 48.43 | 45.25 | 46.33 | 48.43 | 45.25 | 55.8 | 52.91 | 46.84 | 55.8 | 52.91 | 46.84 | 50.22 | 52.81 | 46.84 | 50.22 | 52.81 | 49.2 | 55.8 | 52.91 | 46.84 | 55.8 | 46.23 | 44.07 | 54.68 | 47.95 | 44.8 | 46.33 | 48.43 | 46.17
600 | 35.86 | 10.33 | 0 | 35.86 | 10.33 | 0 | 35.86 | 10.33 | 0 | 35.86 | 10.33 | 0 | 40.22 | 25.94 | 34.43 | 40.22 | 25.94 | 34.43 | 39.52 | 25.94 | 34.43 | 39.52 | 44.48 | 36.95 | 40.22 | 25.94 | 34.43 | 36.22 | 10.23 | 0 | 36.22 | 10.44 | 0 | 35.86 | 10.33 | 0 | 36.14 | 34.14 | 43.5 | 36.14 | 34.14 | 43.5 | 36.14 | 34.14 | 43.5 | 36.14 | 34.14 | 43.5 | 55.69 | 52.08 | 46.68 | 55.69 | 52.08 | 46.68 | 50.11 | 52.08 | 46.68 | 50.11 | 52.69 | 49.08 | 55.69 | 52.08 | 46.68 | 45.92 | 33.79 | 43.06 | 45 | 34.48 | 43.94 | 36.14 | 34.14 | 46.17
601 | 31.21 | 10.33 | 0 | 31.21 | 10.33 | 0 | 31.21 | 10.33 | 0 | 31.21 | 10.33 | 0 | 40.04 | 12.59 | 18.88 | 40.04 | 12.59 | 18.88 | 39.34 | 12.59 | 18.88 | 39.34 | 44.3 | 36.77 | 40.04 | 12.59 | 18.88 | 31.52 | 0 | 0 | 31.52 | 10.23 | 0 | 31.21 | 10.33 | 0 | 35.42 | 34.13 | 35.01 | 35.42 | 34.13 | 35.01 | 35.42 | 34.13 | 35.01 | 35.42 | 34.13 | 35.01 | 55.5 | 52.08 | 46.68 | 55.5 | 52.08 | 46.68 | 49.92 | 52.08 | 46.68 | 49.92 | 52.51 | 48.9 | 55.5 | 52.08 | 46.68 | 41.96 | 33.79 | 34.66 | 41.12 | 34.48 | 35.37 | 35.42 | 34.13 | 46.17
602 | 29.08 | 10.33 | 0 | 29.08 | 10.33 | 0 | 29.08 | 10.33 | 0 | 29.08 | 10.33 | 0 | 39.9 | 12.59 | 9.65 | 39.9 | 12.59 | 0 | 39.19 | 12.59 | 9.65 | 39.19 | 44.16 | 36.62 | 39.9 | 12.59 | 9.65 | 29.97 | 0 | 0 | 29.37 | 10.23 | 0 | 29.08 | 10.33 | 0 | 35.42 | 33.11 | 35.01 | 35.42 | 33.11 | 35.01 | 35.42 | 33.11 | 35.01 | 35.42 | 33.11 | 35.01 | 55.36 | 47.35 | 46.68 | 55.36 | 47.35 | 46.68 | 49.78 | 47.35 | 46.68 | 49.78 | 52.37 | 48.76 | 55.36 | 47.35 | 46.68 | 41.96 | 32.78 | 34.66 | 41.12 | 33.44 | 35.37 | 35.42 | 33.11 | 46.17
603 | 12.46 | 10 | 0 | 12.46 | 10 | 0 | 12.46 | 10 | 0 | 12.46 | 10 | 0 | 39.87 | 12.59 | 9.63 | 39.87 | 12.59 | 0 | 39.17 | 12.59 | 9.63 | 39.17 | 44.13 | 36.6 | 39.87 | 12.59 | 9.63 | 12.33 | 0 | 0 | 12.59 | 9.9 | 0 | 12.46 | 10 | 0 | 12.09 | 10.33 | 34.31 | 12.09 | 10.33 | 34.31 | 12.09 | 10.33 | 34.31 | 12.09 | 10.33 | 34.31 | 55.33 | 46.41 | 46.68 | 55.33 | 46.41 | 46.68 | 49.75 | 46.41 | 46.68 | 49.75 | 52.34 | 48.73 | 55.33 | 46.41 | 46.68 | 12.22 | 3.57 | 34.66 | 12.22 | 10.44 | 34.66 | 12.09 | 10.33 | 46.17
604 | 18.29 | 10.33 | 0 | 18.29 | 10.33 | 0 | 18.29 | 10.33 | 0 | 18.29 | 10.33 | 0 | 40.05 | 12.59 | 9.81 | 40.05 | 12.59 | 0 | 39.35 | 12.59 | 9.81 | 39.35 | 44.31 | 36.78 | 40.05 | 12.59 | 9.81 | 12.33 | 0 | 0 | 18.47 | 10.23 | 0 | 18.29 | 10.33 | 0 | 12.34 | 10.33 | 24.04 | 12.34 | 10.33 | 24.04 | 12.34 | 10.33 | 24.04 | 12.34 | 10.33 | 24.04 | 55.52 | 44.27 | 46.21 | 55.52 | 44.27 | 46.21 | 49.94 | 46.27 | 46.45 | 49.94 | 52.52 | 48.91 | 55.52 | 44.27 | 46.21 | 12.47 | 3.57 | 24.28 | 12.47 | 10.44 | 24.28 | 29 | 10.33 | 46.17
605 | 30.57 | 11.84 | 0 | 30.57 | 11.84 | 0 | 30.57 | 11.84 | 0 | 30.57 | 11.84 | 0 | 40.42 | 25.94 | 10.17 | 40.42 | 25.94 | 0 | 39.71 | 25.94 | 10.17 | 39.71 | 44.68 | 37.14 | 40.42 | 25.94 | 10.17 | 12.33 | 0 | 0 | 30.27 | 11.73 | 0 | 30.57 | 11.84 | 10.33 | 36.14 | 41.65 | 35.01 | 36.14 | 41.65 | 35.01 | 36.14 | 41.65 | 35.01 | 36.14 | 41.65 | 35.01 | 55.88 | 44.27 | 46.21 | 55.88 | 44.27 | 46.21 | 50.3 | 46.27 | 46.45 | 50.3 | 52.89 | 49.28 | 55.88 | 44.27 | 46.21 | 35.78 | 3.57 | 34.66 | 36.51 | 42.07 | 35.37 | 36.14 | 41.65 | 46.17
606 | 40.54 | 19.22 | 0 | 40.54 | 19.22 | 0 | 40.54 | 19.22 | 0 | 40.54 | 19.22 | 0 | 41.25 | 25.95 | 19.88 | 41.25 | 25.94 | 0 | 40.54 | 25.95 | 19.88 | 40.54 | 45.51 | 37.97 | 41.25 | 25.95 | 19.88 | 37.97 | 12.09 | 0 | 40.13 | 12.33 | 0 | 40.54 | 19.22 | 10.33 | 47.5 | 47.35 | 45.73 | 47.5 | 47.35 | 45.73 | 47.5 | 47.35 | 45.73 | 47.5 | 47.35 | 45.73 | 56.71 | 47.35 | 47.16 | 56.71 | 47.35 | 47.16 | 51.13 | 47.35 | 47.16 | 51.13 | 53.72 | 50.11 | 56.71 | 47.35 | 47.16 | 47.02 | 35.91 | 44.37 | 47.98 | 46.88 | 45.28 | 47.5 | 47.35 | 46.17
607 | 42.77 | 40.69 | 0 | 42.77 | 40.69 | 0 | 42.77 | 40.69 | 0 | 42.77 | 40.69 | 0 | 43.48 | 47.73 | 40.2 | 43.48 | 47.73 | 33.4 | 42.77 | 47.73 | 40.2 | 42.77 | 47.73 | 40.2 | 43.48 | 47.73 | 40.2 | 43.91 | 16.67 | 0 | 43.91 | 40.29 | 0 | 42.77 | 40.69 | 27.65 | 53.36 | 52.08 | 46.18 | 53.36 | 52.08 | 46.18 | 53.36 | 52.08 | 46.18 | 53.36 | 52.08 | 46.18 | 58.94 | 55.95 | 49.35 | 58.94 | 55.95 | 49.35 | 53.36 | 55.95 | 49.35 | 53.36 | 55.95 | 52.33 | 58.94 | 55.95 | 49.35 | 59.53 | 49.13 | 44.8 | 60.27 | 51.56 | 45.72 | 53.36 | 52.08 | 52.33
608 | 43.72 | 48.69 | 0 | 43.72 | 48.69 | 0 | 43.72 | 48.69 | 0 | 43.72 | 48.69 | 0 | 44.43 | 51.22 | 41.15 | 44.43 | 51.22 | 41.15 | 43.72 | 48.69 | 41.15 | 43.72 | 48.69 | 41.15 | 44.43 | 51.22 | 41.15 | 50 | 16.67 | 0 | 50.78 | 48.2 | 0 | 43.72 | 48.69 | 10.33 | 54.31 | 51.54 | 46.68 | 54.31 | 51.54 | 46.68 | 54.31 | 51.54 | 46.68 | 54.31 | 51.54 | 46.68 | 59.89 | 56.9 | 52.44 | 59.89 | 56.9 | 49.61 | 54.31 | 56.9 | 52.44 | 54.31 | 56.9 | 53.29 | 59.89 | 56.9 | 52.44 | 72.17 | 50 | 45.29 | 72.17 | 51.03 | 46.21 | 54.31 | 51.54 | 46.68
609 | 43.48 | 43.24 | 0 | 43.48 | 43.24 | 0 | 43.48 | 43.24 | 0 | 43.48 | 43.24 | 0 | 44.19 | 50.98 | 40.91 | 44.19 | 50.98 | 40.91 | 43.48 | 48.45 | 40.91 | 43.48 | 48.45 | 40.91 | 44.19 | 50.98 | 40.91 | 43.92 | 16.44 | 0 | 43.92 | 42.8 | 0 | 43.48 | 43.24 | 10.33 | 54.07 | 49.12 | 46.17 | 54.07 | 49.12 | 46.17 | 54.07 | 49.12 | 46.17 | 54.07 | 49.12 | 46.17 | 59.65 | 56.66 | 52.44 | 59.65 | 56.66 | 49.34 | 54.07 | 56.66 | 52.44 | 54.07 | 56.66 | 53.04 | 59.65 | 56.66 | 52.44 | 60.27 | 48.62 | 46.17 | 60.27 | 48.62 | 46.17 | 54.07 | 49.12 | 46.17
610 | 43 | 41.59 | 27.65 | 43 | 41.59 | 27.65 | 43 | 41.59 | 27.65 | 43 | 41.59 | 27.65 | 43.7 | 50.42 | 40.43 | 43.7 | 50.42 | 40.43 | 43 | 47.96 | 40.43 | 43 | 47.96 | 40.43 | 43.7 | 50.42 | 40.43 | 43.43 | 16.67 | 27.93 | 43.43 | 41.17 | 27.38 | 43 | 41.59 | 27.65 | 53.59 | 48.43 | 46.17 | 53.59 | 48.43 | 46.17 | 53.59 | 48.43 | 46.17 | 53.59 | 13.06 | 36.84 | 59.17 | 56.17 | 52.4 | 59.17 | 56.17 | 52.4 | 53.59 | 56.17 | 52.4 | 53.59 | 56.17 | 52.56 | 59.17 | 56.17 | 52.4 | 58.57 | 13.06 | 44.8 | 58.15 | 13.06 | 37.21 | 53.59 | 48.43 | 46.17
611 | 42.82 | 27.98 | 27.65 | 42.82 | 27.98 | 27.65 | 42.82 | 27.98 | 27.65 | 42.82 | 27.98 | 27.65 | 43.52 | 50.17 | 39.44 | 43.52 | 50.17 | 37.11 | 42.82 | 47.78 | 39.44 | 42.82 | 47.78 | 40.25 | 43.52 | 50.17 | 39.44 | 32.84 | 16.67 | 27.93 | 42.39 | 27.7 | 27.38 | 42.82 | 27.98 | 27.65 | 53.41 | 48.43 | 46.17 | 53.41 | 48.43 | 46.17 | 53.41 | 48.43 | 46.17 | 53.41 | 12.89 | 36.84 | 58.99 | 56 | 52.38 | 58.99 | 56 | 52.38 | 53.41 | 56 | 52.38 | 53.41 | 56 | 52.38 | 58.99 | 56 | 52.38 | 52.87 | 12.89 | 44.8 | 53.95 | 12.76 | 36.47 | 53.41 | 48.43 | 46.17
612 | 41.99 | 26.12 | 12.45 | 41.99 | 26.12 | 12.45 | 41.99 | 26.12 | 12.45 | 41.99 | 26.12 | 12.45 | 42.7 | 41 | 35.49 | 42.7 | 41 | 33.4 | 41.99 | 41 | 35.49 | 41.99 | 46.96 | 39.42 | 42.7 | 41 | 35.49 | 31.48 | 16.67 | 12.58 | 41.57 | 25.86 | 12.32 | 41.99 | 26.12 | 12.45 | 52.58 | 48.43 | 46.17 | 52.58 | 48.43 | 45.25 | 52.58 | 48.43 | 45.25 | 52.58 | 12.71 | 36.84 | 58.16 | 55.17 | 49.34 | 58.16 | 55.17 | 49.34 | 52.58 | 55.17 | 49.34 | 52.58 | 55.17 | 51.56 | 58.16 | 55.17 | 49.34 | 43.7 | 12.46 | 44.8 | 52.05 | 12.59 | 36.47 | 52.58 | 48.43 | 46.17
613 | 41.34 | 10.34 | 0 | 41.34 | 10.34 | 0 | 41.34 | 10.34 | 0 | 41.34 | 10.34 | 0 | 42.04 | 25.94 | 11.8 | 42.04 | 25.94 | 0 | 41.34 | 25.94 | 11.8 | 41.34 | 46.3 | 38.77 | 42.04 | 25.94 | 11.8 | 31.48 | 0 | 0 | 40.92 | 10.23 | 0 | 41.34 | 10.34 | 0 | 44.58 | 12.59 | 36.84 | 44.58 | 12.59 | 36.84 | 44.58 | 12.59 | 36.84 | 44.58 | 12.59 | 36.84 | 57.51 | 47.89 | 47.16 | 57.51 | 47.89 | 47.16 | 51.93 | 47.89 | 47.16 | 51.93 | 54.51 | 50.9 | 57.51 | 47.89 | 47.16 | 43.25 | 12.33 | 37.21 | 44.14 | 12.46 | 36.47 | 44.58 | 12.59 | 46.17
614 | 32.44 | 10.33 | 0 | 32.44 | 10.33 | 0 | 32.44 | 10.33 | 0 | 32.44 | 10.33 | 0 | 41.66 | 25.94 | 11.42 | 41.66 | 25.94 | 0 | 40.96 | 25.94 | 11.42 | 40.96 | 45.92 | 38.39 | 41.66 | 25.94 | 11.42 | 31.48 | 0 | 0 | 32.12 | 10.23 | 0 | 32.44 | 10.33 | 0 | 42.82 | 12.51 | 35.73 | 42.82 | 12.51 | 35.73 | 42.82 | 12.51 | 35.73 | 42.82 | 12.51 | 35.73 | 57.13 | 47.89 | 47.16 | 57.13 | 47.89 | 47.16 | 51.55 | 47.89 | 47.16 | 51.55 | 54.13 | 50.52 | 57.13 | 47.89 | 47.16 | 43.25 | 12.25 | 36.09 | 43.25 | 12.38 | 36.09 | 42.82 | 12.51 | 35.73
615 | 40.11 | 7.29 | 0 | 40.11 | 7.29 | 0 | 40.11 | 7.29 | 0 | 40.11 | 7.29 | 0 | 41.76 | 25.94 | 11.51 | 41.76 | 25.94 | 0 | 41.05 | 25.94 | 11.51 | 41.05 | 46.02 | 38.48 | 41.76 | 25.94 | 11.51 | 31.48 | 0 | 0 | 39.71 | 7.22 | 0 | 40.11 | 7.29 | 0 | 43.69 | 12.38 | 36.46 | 43.69 | 12.38 | 36.46 | 43.69 | 12.38 | 36.46 | 43.69 | 12.38 | 36.46 | 57.22 | 46.27 | 46.45 | 57.22 | 46.27 | 38.75 | 51.64 | 46.27 | 46.45 | 51.64 | 54.23 | 50.62 | 57.22 | 46.27 | 46.45 | 43.25 | 12.25 | 36.09 | 44.13 | 12.5 | 36.82 | 43.69 | 12.38 | 36.46
616 | 41.68 | 10.33 | 0 | 41.68 | 10.33 | 0 | 41.68 | 10.33 | 0 | 41.68 | 10.33 | 0 | 42.39 | 25.94 | 12.14 | 42.39 | 25.94 | 0 | 41.68 | 25.94 | 12.14 | 41.68 | 46.65 | 39.11 | 42.39 | 25.94 | 12.14 | 32.16 | 0 | 0 | 41.27 | 10.23 | 0 | 41.68 | 10.33 | 0 | 48.9 | 16.39 | 45.25 | 48.9 | 16.39 | 45.25 | 48.9 | 16.39 | 45.25 | 48.9 | 16.39 | 45.25 | 57.85 | 46.27 | 49.11 | 57.85 | 46.27 | 49.11 | 52.27 | 46.27 | 49.11 | 52.27 | 54.86 | 51.25 | 57.85 | 46.27 | 49.11 | 47.45 | 16.22 | 37.21 | 48.41 | 16.55 | 44.8 | 48.9 | 16.39 | 45.25
617 | 42.58 | 10.33 | 0 | 42.58 | 10.33 | 0 | 42.58 | 10.33 | 0 | 42.58 | 10.33 | 0 | 43.29 | 25.94 | 13.04 | 43.29 | 25.94 | 0 | 42.58 | 25.94 | 13.04 | 42.58 | 47.55 | 40.01 | 43.29 | 25.94 | 13.04 | 42.16 | 0 | 0 | 43.01 | 10.23 | 0 | 42.58 | 10.33 | 0 | 53.17 | 16.56 | 45.75 | 53.17 | 16.56 | 45.75 | 53.17 | 16.56 | 45.75 | 53.17 | 16.56 | 45.75 | 58.75 | 46.27 | 48.92 | 58.75 | 46.27 | 48.92 | 53.17 | 46.27 | 48.92 | 53.17 | 55.76 | 52.15 | 58.75 | 46.27 | 48.92 | 57.29 | 16.39 | 42.67 | 57.29 | 16.73 | 45.29 | 53.17 | 16.56 | 45.75
618 | 41.69 | 10.33 | 0 | 41.69 | 10.33 | 0 | 41.69 | 10.33 | 0 | 41.69 | 10.33 | 0 | 42.4 | 32.55 | 19.88 | 42.4 | 32.55 | 0 | 41.69 | 32.55 | 19.88 | 41.69 | 46.66 | 39.12 | 42.4 | 32.55 | 19.88 | 41.97 | 0 | 0 | 42.11 | 10.23 | 0 | 41.69 | 10.33 | 0 | 52.28 | 16.56 | 45.75 | 52.28 | 16.56 | 45.75 | 52.28 | 16.56 | 45.75 | 52.28 | 16.56 | 45.75 | 57.86 | 46.27 | 48.92 | 57.86 | 46.27 | 48.92 | 52.28 | 46.27 | 48.92 | 52.28 | 54.87 | 51.26 | 57.86 | 46.27 | 48.92 | 57.29 | 16.39 | 43.99 | 57.29 | 16.73 | 45.29 | 52.28 | 16.56 | 45.75
619 | 40.36 | 0.01 | 0 | 40.36 | 0.01 | 0 | 40.36 | 0.01 | 0 | 40.36 | 0.01 | 0 | 41.06 | 25.94 | 10.82 | 41.06 | 25.94 | 0 | 40.36 | 25.94 | 10.82 | 40.36 | 45.32 | 37.79 | 41.06 | 25.94 | 10.82 | 41.48 | 0 | 0 | 41.69 | 0.01 | 0 | 40.36 | 0.01 | 0 | 50.94 | 16.39 | 44.35 | 50.94 | 16.39 | 44.35 | 50.94 | 16.39 | 44.35 | 50.94 | 16.39 | 44.35 | 56.52 | 46.27 | 46.75 | 56.52 | 46.27 | 46.75 | 50.94 | 46.27 | 46.75 | 50.94 | 53.53 | 49.92 | 56.52 | 46.27 | 46.75 | 57.1 | 16.22 | 43.99 | 57.1 | 16.56 | 44.8 | 50.94 | 16.39 | 44.35
620 | 39 | 0 | 0 | 39 | 0 | 0 | 39 | 0 | 0 | 39 | 0 | 0 | 40.61 | 25.94 | 10.36 | 40.61 | 25.94 | 0 | 39.9 | 25.94 | 10.36 | 39.9 | 44.87 | 37.33 | 40.61 | 25.94 | 10.36 | 38.21 | 0 | 0 | 38.61 | 0 | 0 | 39 | 0 | 0 | 50.49 | 16.22 | 43.52 | 50.49 | 16.22 | 43.52 | 50.49 | 16.22 | 43.52 | 50.49 | 16.22 | 43.52 | 56.07 | 30.8 | 46.69 | 56.07 | 30.8 | 46.69 | 50.49 | 30.8 | 46.69 | 50.49 | 53.08 | 49.47 | 56.07 | 30.8 | 46.69 | 52.33 | 16.06 | 43.9 | 52.33 | 16.39 | 44.8 | 50.49 | 16.22 | 43.52
621 | 12.84 | 0 | 0 | 12.84 | 0 | 0 | 12.84 | 0 | 0 | 12.84 | 0 | 0 | 40.48 | 25.94 | 10.23 | 40.48 | 25.94 | 0 | 39.77 | 25.94 | 10.23 | 39.77 | 44.74 | 37.2 | 40.48 | 25.94 | 10.23 | 12.46 | 0 | 0 | 12.71 | 0 | 0 | 12.84 | 0 | 0 | 36.14 | 11.84 | 42.24 | 36.14 | 11.84 | 42.24 | 36.14 | 11.84 | 42.24 | 36.14 | 11.84 | 42.24 | 55.94 | 30.8 | 46.69 | 55.94 | 30.8 | 46.69 | 50.36 | 30.8 | 46.69 | 50.36 | 52.95 | 49.34 | 55.94 | 30.8 | 46.69 | 42.76 | 11.73 | 42.67 | 41.9 | 11.96 | 43.54 | 36.14 | 11.84 | 42.24
622 | 12.46 | 0 | 0 | 12.46 | 0 | 0 | 12.46 | 0 | 0 | 12.46 | 0 | 0 | 40.33 | 24.16 | 10.08 | 40.33 | 24.16 | 0 | 39.62 | 24.16 | 10.08 | 39.62 | 44.58 | 37.05 | 40.33 | 24.16 | 10.08 | 12.33 | 0 | 0 | 12.58 | 0 | 0 | 12.46 | 0 | 0 | 19.6 | 11.49 | 10.33 | 19.6 | 11.49 | 10.33 | 19.6 | 11.49 | 10.33 | 19.6 | 11.49 | 10.33 | 55.79 | 29.98 | 46.69 | 55.79 | 29.98 | 46.69 | 50.21 | 29.98 | 46.69 | 50.21 | 52.8 | 49.18 | 55.79 | 29.98 | 46.69 | 19.8 | 11.6 | 42.67 | 19.8 | 11.84 | 43.54 | 19.6 | 11.49 | 10.33
623 | 10.33 | 0 | 0 | 10.33 | 0 | 0 | 10.33 | 0 | 0 | 10.33 | 0 | 0 | 40.12 | 25.95 | 19.88 | 40.12 | 25.94 | 0 | 39.41 | 25.95 | 19.88 | 39.41 | 44.38 | 36.84 | 40.12 | 25.95 | 19.88 | 10.44 | 0 | 0 | 10.44 | 0 | 0 | 10.33 | 0 | 0 | 10.33 | 0 | 0 | 10.33 | 0 | 0 | 10.33 | 0 | 0 | 10.33 | 0 | 0 | 55.58 | 47.89 | 47.16 | 55.58 | 30.8 | 47.16 | 50 | 47.89 | 47.16 | 50 | 52.59 | 47.16 | 55.58 | 47.89 | 47.16 | 12.09 | 0 | 0 | 11.85 | 0 | 0 | 10.33 | 0 | 0
624 | 0 | 0 | 0 | 0 | 0 | 0 | 0 | 0 | 0 | 0 | 0 | 0 | 40.14 | 25.94 | 9.89 | 40.14 | 25.94 | 0 | 39.43 | 25.94 | 9.89 | 39.43 | 44.4 | 36.86 | 40.14 | 25.94 | 9.89 | 0 | 0 | 0 | 0 | 0 | 0 | 0 | 0 | 0 | 0 | 0 | 0 | 0 | 0 | 0 | 0 | 0 | 0 | 0 | 0 | 0 | 55.6 | 46.27 | 47.16 | 55.6 | 29.98 | 47.16 | 50.02 | 46.27 | 47.16 | 50.02 | 52.61 | 47.16 | 55.6 | 46.27 | 47.16 | 0 | 0 | 0 | 0 | 0 | 0 | 0 | 0 | 0
625 | 0 | 0 | 0 | 0 | 0 | 0 | 0 | 0 | 0 | 0 | 0 | 0 | 39.98 | 9.74 | 9.74 | 39.98 | 9.74 | 0 | 39.28 | 9.74 | 9.74 | 39.28 | 44.24 | 36.71 | 39.98 | 9.74 | 9.74 | 0 | 0 | 0 | 0 | 0 | 0 | 0 | 0 | 0 | 0 | 0 | 0 | 0 | 0 | 0 | 0 | 0 | 0 | 0 | 0 | 0 | 55.45 | 29.98 | 37.59 | 55.45 | 29.98 | 37.59 | 49.87 | 29.98 | 37.59 | 49.87 | 52.46 | 40.19 | 55.45 | 29.98 | 37.59 | 0 | 0 | 0 | 0 | 0 | 0 | 0 | 0 | 0
626 | 0 | 0 | 0 | 0 | 0 | 0 | 0 | 0 | 0 | 0 | 0 | 0 | 39.82 | 9.58 | 0 | 39.82 | 9.58 | 0 | 39.12 | 9.58 | 0 | 39.12 | 44.08 | 36.55 | 39.82 | 9.58 | 9.58 | 0 | 0 | 0 | 0 | 0 | 0 | 0 | 0 | 0 | 0 | 0 | 0 | 0 | 0 | 0 | 0 | 0 | 0 | 0 | 0 | 0 | 55.29 | 9.58 | 35.73 | 55.29 | 9.58 | 35.73 | 49.71 | 9.58 | 35.73 | 49.71 | 52.29 | 40.19 | 55.29 | 9.58 | 35.73 | 0 | 0 | 0 | 0 | 0 | 0 | 0 | 0 | 0
627 | 0 | 0 | 0 | 0 | 0 | 0 | 0 | 0 | 0 | 0 | 0 | 0 | 39.73 | 0 | 0 | 39.73 | 0 | 0 | 39.03 | 0 | 0 | 39.03 | 43.99 | 36.46 | 39.73 | 0 | 9.49 | 0 | 0 | 0 | 0 | 0 | 0 | 0 | 0 | 0 | 0 | 0 | 0 | 0 | 0 | 0 | 0 | 0 | 0 | 0 | 0 | 0 | 55.19 | 9.49 | 35.73 | 55.19 | 9.49 | 35.73 | 49.61 | 9.49 | 35.73 | 49.61 | 52.2 | 40.19 | 55.19 | 9.49 | 35.73 | 0 | 0 | 0 | 0 | 0 | 0 | 0 | 0 | 0
628 | 0 | 0 | 0 | 0 | 0 | 0 | 0 | 0 | 0 | 0 | 0 | 0 | 39.72 | 0 | 0 | 39.72 | 0 | 0 | 39.02 | 0 | 0 | 39.02 | 43.98 | 36.45 | 39.72 | 0 | 9.48 | 0 | 0 | 0 | 0 | 0 | 0 | 0 | 0 | 0 | 0 | 0 | 0 | 0 | 0 | 0 | 0 | 0 | 0 | 0 | 0 | 0 | 55.19 | 0 | 35.37 | 55.19 | 0 | 35.37 | 49.61 | 0 | 35.37 | 49.61 | 52.19 | 46.45 | 55.19 | 0 | 35.37 | 0 | 0 | 0 | 0 | 0 | 0 | 0 | 0 | 0
629 | 0 | 0 | 0 | 0 | 0 | 0 | 0 | 0 | 0 | 0 | 0 | 0 | 39.79 | 0 | 0 | 39.79 | 0 | 0 | 39.08 | 0 | 0 | 39.08 | 44.04 | 36.51 | 39.79 | 0 | 9.54 | 0 | 0 | 0 | 0 | 0 | 0 | 0 | 0 | 0 | 0 | 0 | 0 | 0 | 0 | 0 | 0 | 0 | 0 | 0 | 0 | 0 | 55.25 | 9.54 | 35.37 | 55.25 | 9.54 | 35.37 | 49.67 | 9.54 | 35.37 | 49.67 | 52.26 | 48.64 | 55.25 | 9.54 | 35.37 | 0 | 0 | 0 | 0 | 0 | 0 | 0 | 0 | 0
630 | 0 | 0 | 0 | 0 | 0 | 0 | 0 | 0 | 0 | 0 | 0 | 0 | 39.81 | 9.56 | 0 | 39.81 | 9.56 | 0 | 39.1 | 9.56 | 0 | 39.1 | 44.07 | 36.54 | 39.81 | 9.56 | 9.56 | 0 | 0 | 0 | 0 | 0 | 0 | 0 | 0 | 0 | 0 | 0 | 0 | 0 | 0 | 0 | 0 | 0 | 0 | 0 | 0 | 0 | 55.27 | 9.56 | 35.37 | 55.27 | 9.56 | 35.37 | 49.69 | 9.56 | 35.37 | 49.69 | 52.28 | 48.67 | 55.27 | 9.56 | 35.37 | 0 | 0 | 0 | 0 | 0 | 0 | 0 | 0 | 0
631 | 0 | 0 | 0 | 0 | 0 | 0 | 0 | 0 | 0 | 0 | 0 | 0 | 39.97 | 9.72 | 9.72 | 39.97 | 9.72 | 0 | 39.26 | 9.72 | 9.72 | 39.26 | 44.23 | 36.69 | 39.97 | 9.72 | 9.72 | 0 | 0 | 0 | 0 | 0 | 0 | 0 | 0 | 0 | 0 | 0 | 0 | 0 | 0 | 0 | 0 | 0 | 0 | 0 | 0 | 0 | 55.43 | 9.72 | 35.73 | 55.43 | 9.72 | 35.73 | 49.85 | 9.72 | 35.73 | 49.85 | 52.44 | 48.83 | 55.43 | 9.72 | 35.73 | 0 | 0 | 0 | 0 | 0 | 0 | 0 | 0 | 0
632 | 0 | 0 | 0 | 0 | 0 | 0 | 0 | 0 | 0 | 0 | 0 | 0 | 40.09 | 9.84 | 9.84 | 40.09 | 9.84 | 0 | 39.38 | 9.84 | 9.84 | 39.38 | 44.35 | 36.81 | 40.09 | 9.84 | 9.84 | 0 | 0 | 0 | 0 | 0 | 0 | 0 | 0 | 0 | 0 | 0 | 0 | 0 | 0 | 0 | 0 | 0 | 0 | 0 | 0 | 0 | 55.55 | 29.98 | 36.47 | 55.55 | 29.98 | 36.47 | 49.97 | 29.98 | 36.47 | 49.97 | 52.56 | 48.95 | 55.55 | 29.98 | 36.47 | 0 | 0 | 0 | 0 | 0 | 0 | 0 | 0 | 0
633 | 0 | 0 | 0 | 0 | 0 | 0 | 0 | 0 | 0 | 0 | 0 | 0 | 40.3 | 25.94 | 10.06 | 40.3 | 25.94 | 0 | 39.6 | 25.94 | 10.06 | 39.6 | 44.56 | 37.03 | 40.3 | 25.94 | 10.06 | 0 | 0 | 0 | 0 | 0 | 0 | 0 | 0 | 0 | 0 | 0 | 0 | 0 | 0 | 0 | 0 | 0 | 0 | 0 | 0 | 0 | 55.77 | 29.98 | 36.84 | 55.77 | 29.98 | 36.84 | 50.19 | 29.98 | 36.84 | 50.19 | 52.78 | 49.16 | 55.77 | 29.98 | 36.84 | 0 | 0 | 34.66 | 0 | 0 | 33.96 | 0 | 0 | 0
634 | 0 | 0 | 0 | 0 | 0 | 0 | 0 | 0 | 0 | 0 | 0 | 0 | 40.51 | 25.94 | 10.26 | 40.51 | 25.94 | 10.26 | 39.8 | 25.94 | 10.26 | 39.8 | 44.76 | 37.23 | 40.51 | 25.94 | 10.26 | 0 | 0 | 0 | 0 | 0 | 0 | 0 | 0 | 0 | 0 | 0 | 0 | 0 | 0 | 0 | 0 | 0 | 0 | 0 | 0 | 0 | 55.97 | 30.48 | 36.84 | 55.97 | 30.48 | 36.84 | 50.39 | 30.48 | 36.84 | 50.39 | 52.98 | 49.36 | 55.97 | 30.48 | 36.84 | 0 | 0 | 34.66 | 0 | 0 | 33.96 | 0 | 0 | 0
635 | 0 | 0 | 0 | 0 | 0 | 0 | 0 | 0 | 0 | 0 | 0 | 0 | 40.52 | 32.55 | 18.88 | 40.52 | 32.55 | 18.88 | 39.81 | 32.55 | 18.88 | 39.81 | 44.78 | 37.24 | 40.52 | 32.55 | 18.88 | 0 | 0 | 0 | 0 | 0 | 0 | 0 | 0 | 0 | 0 | 0 | 0 | 0 | 0 | 0 | 0 | 0 | 0 | 0 | 0 | 0 | 55.98 | 46.27 | 36.84 | 55.98 | 46.27 | 36.84 | 50.4 | 46.27 | 36.84 | 50.4 | 52.99 | 49.38 | 55.98 | 46.27 | 36.84 | 0 | 0 | 34.3 | 0 | 0 | 33.61 | 0 | 0 | 0
636 | 0 | 0 | 0 | 0 | 0 | 0 | 0 | 0 | 0 | 0 | 0 | 0 | 40.44 | 25.94 | 18.88 | 40.44 | 25.94 | 18.88 | 39.73 | 25.94 | 18.88 | 39.73 | 44.7 | 37.16 | 40.44 | 25.94 | 18.88 | 0 | 0 | 0 | 0 | 0 | 0 | 0 | 0 | 0 | 0 | 0 | 0 | 0 | 0 | 0 | 0 | 0 | 0 | 0 | 0 | 0 | 55.9 | 30.48 | 36.84 | 55.9 | 30.48 | 36.84 | 50.32 | 30.48 | 36.84 | 50.32 | 52.91 | 49.3 | 55.9 | 30.48 | 36.84 | 0 | 0 | 0 | 0 | 0 | 0 | 0 | 0 | 0
637 | 0 | 0 | 0 | 0 | 0 | 0 | 0 | 0 | 0 | 0 | 0 | 0 | 40.29 | 25.94 | 10.04 | 40.29 | 25.94 | 10.04 | 39.58 | 25.94 | 10.04 | 39.58 | 44.55 | 37.01 | 40.29 | 25.94 | 10.04 | 0 | 0 | 0 | 0 | 0 | 0 | 0 | 0 | 0 | 0 | 0 | 0 | 0 | 0 | 0 | 0 | 0 | 0 | 0 | 0 | 0 | 55.75 | 30.48 | 36.47 | 55.75 | 30.48 | 36.47 | 50.17 | 30.48 | 36.47 | 50.17 | 52.76 | 49.15 | 55.75 | 30.48 | 36.47 | 0 | 0 | 0 | 0 | 0 | 0 | 0 | 0 | 0
638 | 0 | 0 | 0 | 0 | 0 | 0 | 0 | 0 | 0 | 0 | 0 | 0 | 40.2 | 25.94 | 9.95 | 40.2 | 25.94 | 9.95 | 39.49 | 25.94 | 9.95 | 39.49 | 44.46 | 36.92 | 40.2 | 25.94 | 9.95 | 0 | 0 | 0 | 0 | 0 | 0 | 0 | 0 | 0 | 0 | 0 | 0 | 0 | 0 | 0 | 0 | 0 | 0 | 0 | 0 | 0 | 55.66 | 29.98 | 36.84 | 55.66 | 29.98 | 36.84 | 50.08 | 29.98 | 36.84 | 50.08 | 52.67 | 49.06 | 55.66 | 29.98 | 36.84 | 0 | 0 | 0 | 0 | 0 | 0 | 0 | 0 | 0
639 | 0 | 0 | 0 | 0 | 0 | 0 | 0 | 0 | 0 | 0 | 0 | 0 | 40.32 | 40.41 | 19.88 | 40.32 | 40.41 | 18.88 | 39.61 | 40.41 | 19.88 | 39.61 | 44.58 | 37.04 | 40.32 | 40.41 | 19.88 | 0 | 0 | 0 | 0 | 0 | 0 | 0 | 0 | 0 | 10.33 | 0 | 0 | 10.33 | 0 | 0 | 10.33 | 0 | 0 | 10.33 | 0 | 0 | 55.78 | 46.27 | 46.45 | 55.78 | 46.27 | 37.21 | 50.2 | 46.27 | 46.45 | 50.2 | 52.79 | 49.17 | 55.78 | 46.27 | 46.45 | 12.33 | 0 | 0 | 12.33 | 0 | 0 | 10.33 | 0 | 0
640 | 12.84 | 0 | 0 | 12.84 | 0 | 0 | 12.84 | 0 | 0 | 12.84 | 0 | 0 | 40.73 | 44.99 | 37.46 | 40.73 | 44.99 | 18.88 | 40.02 | 44.99 | 37.46 | 40.02 | 44.99 | 37.46 | 40.73 | 44.99 | 37.46 | 12.58 | 0 | 0 | 12.84 | 0 | 0 | 12.84 | 0 | 0 | 16.5 | 0 | 0 | 16.5 | 0 | 0 | 16.5 | 0 | 0 | 16.5 | 0 | 0 | 56.19 | 53.2 | 49.34 | 56.19 | 53.2 | 48.14 | 50.61 | 53.2 | 49.34 | 50.61 | 53.2 | 49.59 | 56.19 | 53.2 | 49.34 | 16.34 | 0 | 42.67 | 16.67 | 0 | 41.81 | 16.5 | 0 | 0
641 | 40.65 | 0 | 0 | 40.65 | 0 | 0 | 40.65 | 0 | 0 | 40.65 | 0 | 0 | 41.36 | 45.61 | 19.88 | 41.36 | 45.61 | 0 | 40.65 | 45.61 | 19.88 | 40.65 | 45.62 | 38.09 | 41.36 | 45.61 | 19.88 | 12.84 | 0 | 0 | 40.25 | 0 | 0 | 40.65 | 0 | 0 | 48 | 0 | 10.33 | 48 | 0 | 10.33 | 48 | 0 | 10.33 | 48 | 0 | 10.33 | 56.82 | 47.89 | 46.68 | 56.82 | 47.89 | 46.68 | 51.24 | 47.89 | 46.68 | 51.24 | 53.83 | 50.22 | 56.82 | 47.89 | 46.68 | 46.1 | 0 | 42.67 | 47.52 | 0 | 41.81 | 48 | 0 | 10.33
642 | 40.64 | 0 | 0 | 40.64 | 0 | 0 | 40.64 | 0 | 0 | 40.64 | 0 | 0 | 41.35 | 45.61 | 36.25 | 41.35 | 45.61 | 0 | 40.64 | 45.61 | 36.25 | 40.64 | 45.61 | 38.08 | 41.35 | 45.61 | 36.25 | 40.23 | 0 | 0 | 41.05 | 0 | 0 | 40.64 | 0 | 0 | 51.23 | 0 | 11.1 | 51.23 | 0 | 11.1 | 51.23 | 0 | 11.1 | 51.23 | 0 | 11.1 | 56.81 | 53.82 | 48.36 | 56.81 | 53.82 | 48.36 | 51.23 | 53.82 | 48.36 | 51.23 | 53.82 | 50.21 | 56.81 | 53.82 | 48.36 | 55.58 | 0 | 42.67 | 55.58 | 0 | 41.81 | 51.23 | 0 | 11.1
643 | 40.02 | 0 | 0 | 40.02 | 0 | 0 | 40.02 | 0 | 0 | 40.02 | 0 | 0 | 40.72 | 32.55 | 19.88 | 40.72 | 32.55 | 0 | 40.02 | 32.55 | 19.88 | 40.02 | 44.98 | 37.45 | 40.72 | 32.55 | 19.88 | 39.43 | 0 | 0 | 40.24 | 0 | 0 | 40.02 | 0 | 0 | 50.61 | 0 | 10.33 | 50.61 | 0 | 10.33 | 50.61 | 0 | 10.33 | 50.61 | 0 | 10.33 | 56.19 | 47.89 | 46.75 | 56.19 | 47.89 | 46.75 | 50.61 | 47.89 | 46.75 | 50.61 | 53.2 | 49.58 | 56.19 | 47.89 | 46.75 | 54.5 | 0 | 42.67 | 54.5 | 0 | 41.81 | 50.61 | 0 | 10.33
644 | 12.46 | 0 | 0 | 12.46 | 0 | 0 | 12.46 | 0 | 0 | 12.46 | 0 | 0 | 40.4 | 32.55 | 19.88 | 40.4 | 32.55 | 0 | 39.69 | 32.55 | 19.88 | 39.69 | 44.66 | 37.13 | 40.4 | 32.55 | 19.88 | 12.33 | 0 | 0 | 12.58 | 0 | 0 | 12.46 | 0 | 0 | 19.8 | 0 | 0 | 19.8 | 0 | 0 | 19.8 | 0 | 0 | 19.8 | 0 | 0 | 55.86 | 47.89 | 46.75 | 55.86 | 47.89 | 46.75 | 50.28 | 47.89 | 46.75 | 50.28 | 52.87 | 49.26 | 55.86 | 47.89 | 46.75 | 20 | 0 | 42.67 | 20 | 0 | 41.81 | 19.8 | 0 | 0
645 | 12.46 | 0 | 0 | 12.46 | 0 | 0 | 12.46 | 0 | 0 | 12.46 | 0 | 0 | 40.25 | 25.94 | 18.88 | 40.25 | 25.94 | 0 | 39.55 | 25.94 | 18.88 | 39.55 | 44.51 | 36.98 | 40.25 | 25.94 | 18.88 | 12.33 | 0 | 0 | 12.58 | 0 | 0 | 12.46 | 0 | 0 | 16.17 | 0 | 0 | 16.17 | 0 | 0 | 16.17 | 0 | 0 | 16.17 | 0 | 0 | 55.72 | 46.27 | 46.68 | 55.72 | 46.27 | 46.68 | 50.14 | 46.27 | 46.68 | 50.14 | 52.72 | 49.11 | 55.72 | 46.27 | 46.68 | 16.34 | 0 | 42.67 | 16.34 | 0 | 41.81 | 16.17 | 0 | 0
646 | 12.21 | 0 | 0 | 12.21 | 0 | 0 | 12.21 | 0 | 0 | 12.21 | 0 | 0 | 40.19 | 44.44 | 36.91 | 40.19 | 44.44 | 0 | 39.48 | 44.44 | 36.91 | 39.48 | 44.45 | 36.91 | 40.19 | 44.44 | 36.91 | 12.33 | 0 | 0 | 12.33 | 0 | 0 | 12.21 | 0 | 0 | 16.01 | 0 | 0 | 16.01 | 0 | 0 | 16.01 | 0 | 0 | 16.01 | 0 | 0 | 55.65 | 52.66 | 46.68 | 55.65 | 52.66 | 46.68 | 50.07 | 52.66 | 46.68 | 50.07 | 52.66 | 49.05 | 55.65 | 52.66 | 46.68 | 16.33 | 0 | 0 | 16.17 | 0 | 0 | 16.01 | 0 | 0
647 | 11.97 | 0 | 0 | 11.97 | 0 | 0 | 11.97 | 0 | 0 | 11.97 | 0 | 0 | 39.96 | 44.21 | 36.68 | 39.96 | 25.94 | 0 | 39.25 | 44.22 | 36.68 | 39.25 | 44.22 | 36.68 | 39.96 | 44.22 | 36.68 | 12.09 | 0 | 0 | 12.09 | 0 | 0 | 11.97 | 0 | 0 | 14.4 | 0 | 0 | 14.4 | 0 | 0 | 14.4 | 0 | 0 | 14.4 | 0 | 0 | 55.42 | 52.43 | 48.82 | 55.42 | 46.27 | 48.14 | 49.84 | 52.43 | 48.82 | 49.84 | 52.43 | 48.82 | 55.42 | 52.43 | 48.82 | 14.7 | 0 | 0 | 14.55 | 0 | 0 | 14.4 | 0 | 0
648 | 9.41 | 0 | 0 | 9.41 | 0 | 0 | 9.41 | 0 | 0 | 9.41 | 0 | 0 | 40 | 32.55 | 36.73 | 40 | 32.55 | 0 | 39.3 | 44.26 | 36.73 | 39.3 | 44.26 | 36.73 | 40 | 32.55 | 36.73 | 9.13 | 0 | 0 | 9.31 | 0 | 0 | 9.41 | 0 | 0 | 10.33 | 0 | 0 | 10.33 | 0 | 0 | 10.33 | 0 | 0 | 10.33 | 0 | 0 | 55.47 | 52.48 | 48.14 | 55.47 | 52.48 | 48.14 | 49.89 | 52.48 | 48.86 | 49.89 | 52.48 | 48.86 | 55.47 | 52.48 | 48.14 | 11.6 | 0 | 0 | 11.37 | 0 | 0 | 10.33 | 0 | 0
649 | 9.31 | 0 | 0 | 9.31 | 0 | 0 | 9.31 | 0 | 0 | 9.31 | 0 | 0 | 39.8 | 25.95 | 36.52 | 39.8 | 25.94 | 0 | 39.09 | 44.06 | 36.52 | 39.09 | 44.06 | 36.52 | 39.8 | 25.95 | 36.52 | 9.13 | 0 | 0 | 9.22 | 0 | 0 | 9.31 | 0 | 0 | 10.33 | 0 | 0 | 10.33 | 0 | 0 | 10.33 | 0 | 0 | 10.33 | 0 | 0 | 55.26 | 47.89 | 46.68 | 55.26 | 30.8 | 46.68 | 49.68 | 52.27 | 48.66 | 49.68 | 52.27 | 48.66 | 55.26 | 47.89 | 46.68 | 11.6 | 0 | 0 | 11.37 | 0 | 0 | 10.33 | 0 | 0
650 | 8.91 | 0 | 0 | 8.91 | 0 | 0 | 8.91 | 0 | 0 | 8.91 | 0 | 0 | 39.63 | 25.94 | 19.88 | 39.63 | 25.94 | 0 | 38.92 | 43.87 | 34.52 | 38.92 | 43.89 | 36.35 | 39.63 | 25.94 | 19.88 | 8.82 | 0 | 0 | 8.91 | 0 | 0 | 8.91 | 0 | 0 | 10.33 | 0 | 0 | 10.33 | 0 | 0 | 10.33 | 0 | 0 | 10.33 | 0 | 0 | 55.09 | 47.89 | 37.97 | 55.09 | 30.8 | 37.97 | 49.51 | 52.1 | 46.63 | 49.51 | 52.1 | 48.49 | 55.09 | 47.89 | 37.97 | 11.15 | 0 | 0 | 10.92 | 0 | 0 | 10.33 | 0 | 0
651 | 8.79 | 0 | 0 | 8.79 | 0 | 0 | 8.79 | 0 | 0 | 8.79 | 0 | 0 | 39.56 | 25.94 | 19.88 | 39.56 | 25.94 | 0 | 38.85 | 43.81 | 36.28 | 38.85 | 43.81 | 36.28 | 39.56 | 25.94 | 19.88 | 8.7 | 0 | 0 | 8.79 | 0 | 0 | 8.79 | 0 | 0 | 10.33 | 0 | 0 | 10.33 | 0 | 0 | 10.33 | 0 | 0 | 10.33 | 0 | 0 | 55.02 | 30.48 | 36.84 | 55.02 | 29.98 | 36.84 | 49.44 | 52.03 | 48.41 | 49.44 | 52.03 | 48.41 | 55.02 | 30.48 | 36.84 | 10.92 | 0 | 0 | 10.71 | 0 | 0 | 10.33 | 0 | 0
652 | 3.01 | 0 | 0 | 3.01 | 0 | 0 | 3.01 | 0 | 0 | 3.01 | 0 | 0 | 39.57 | 25.94 | 19.88 | 39.57 | 25.94 | 0 | 38.86 | 43.83 | 36.29 | 38.86 | 43.83 | 36.29 | 39.57 | 25.94 | 19.88 | 2.92 | 0 | 0 | 2.98 | 0 | 0 | 3.01 | 0 | 0 | 10.33 | 0 | 0 | 10.33 | 0 | 0 | 10.33 | 0 | 0 | 10.33 | 0 | 0 | 55.03 | 29.98 | 36.84 | 55.03 | 29.98 | 36.84 | 49.45 | 52.04 | 48.43 | 49.45 | 52.04 | 48.43 | 55.03 | 29.98 | 36.84 | 11.15 | 0 | 0 | 10.93 | 0 | 0 | 10.33 | 0 | 0
653 | 3.01 | 0 | 0 | 3.01 | 0 | 0 | 3.01 | 0 | 0 | 3.01 | 0 | 0 | 39.61 | 25.94 | 19.88 | 39.61 | 25.94 | 0 | 38.9 | 43.86 | 36.33 | 38.9 | 43.87 | 36.33 | 39.61 | 25.94 | 19.88 | 2.92 | 0 | 0 | 2.98 | 0 | 0 | 3.01 | 0 | 0 | 10.33 | 0 | 0 | 10.33 | 0 | 0 | 10.33 | 0 | 0 | 10.33 | 0 | 0 | 55.07 | 30.48 | 36.84 | 55.07 | 30.48 | 36.84 | 49.49 | 52.08 | 48.47 | 49.49 | 52.08 | 48.47 | 55.07 | 30.48 | 36.84 | 11.04 | 0 | 0 | 10.82 | 0 | 0 | 10.33 | 0 | 0
654 | 9.15 | 0 | 0 | 9.15 | 0 | 0 | 9.15 | 0 | 0 | 9.15 | 0 | 0 | 39.56 | 32.55 | 19.88 | 39.56 | 32.55 | 0 | 38.85 | 43.82 | 36.28 | 38.85 | 43.82 | 36.28 | 39.56 | 32.55 | 19.88 | 8.88 | 0 | 0 | 9.06 | 0 | 0 | 9.15 | 0 | 0 | 11.04 | 0 | 0 | 11.04 | 0 | 0 | 11.04 | 0 | 0 | 11.04 | 0 | 0 | 55.02 | 47.89 | 36.84 | 55.02 | 47.89 | 36.84 | 49.44 | 52.03 | 48.42 | 49.44 | 52.03 | 48.42 | 55.02 | 47.89 | 36.84 | 11.38 | 0 | 0 | 11.15 | 0 | 0 | 11.04 | 0 | 0
655 | 10.33 | 0 | 0 | 10.33 | 0 | 0 | 10.33 | 0 | 0 | 10.33 | 0 | 0 | 39.56 | 43.82 | 36.29 | 39.56 | 43.82 | 0 | 38.86 | 43.82 | 36.29 | 38.86 | 43.82 | 36.29 | 39.56 | 43.82 | 36.29 | 9.24 | 0 | 0 | 10.23 | 0 | 0 | 10.33 | 0 | 0 | 11.97 | 0 | 15 | 11.97 | 0 | 15 | 11.97 | 0 | 15 | 11.97 | 0 | 15 | 55.03 | 52.04 | 45.81 | 55.03 | 52.04 | 45.81 | 49.45 | 52.04 | 48.42 | 49.45 | 52.04 | 48.42 | 55.03 | 52.04 | 45.81 | 12.09 | 0 | 15.46 | 12.09 | 0 | 15.15 | 11.97 | 0 | 15
656 | 10.33 | 0 | 0 | 10.33 | 0 | 0 | 10.33 | 0 | 0 | 10.33 | 0 | 0 | 39.7 | 43.96 | 36.43 | 39.7 | 43.96 | 10 | 39 | 43.96 | 36.43 | 39 | 43.96 | 36.43 | 39.7 | 43.96 | 36.43 | 9.31 | 0 | 0 | 10.23 | 0 | 0 | 10.33 | 0 | 0 | 12.21 | 0 | 42.24 | 12.21 | 0 | 42.24 | 12.21 | 0 | 42.24 | 12.21 | 0 | 42.24 | 55.16 | 52.17 | 47.17 | 55.16 | 52.17 | 47.17 | 49.58 | 52.17 | 48.56 | 49.58 | 52.17 | 48.56 | 55.16 | 52.17 | 47.17 | 12.33 | 0 | 42.67 | 12.33 | 0 | 42.67 | 12.21 | 0 | 42.24
657 | 12.97 | 0 | 0 | 12.97 | 0 | 0 | 12.97 | 0 | 0 | 12.97 | 0 | 0 | 39.92 | 44.18 | 36.64 | 39.92 | 44.18 | 0 | 39.21 | 44.18 | 36.64 | 39.21 | 44.18 | 36.64 | 39.92 | 44.18 | 36.64 | 12.58 | 0 | 0 | 12.84 | 0 | 0 | 12.97 | 0 | 0 | 32.45 | 0 | 43.1 | 32.45 | 0 | 43.1 | 32.45 | 0 | 43.1 | 32.45 | 0 | 43.1 | 55.38 | 52.39 | 46.75 | 55.38 | 52.39 | 45.81 | 49.8 | 52.39 | 48.78 | 49.8 | 52.39 | 48.78 | 55.38 | 52.39 | 46.75 | 32.13 | 0 | 43.53 | 32.13 | 0 | 43.53 | 32.45 | 0 | 43.1
658 | 31.21 | 0 | 0 | 31.21 | 0 | 0 | 31.21 | 0 | 0 | 31.21 | 0 | 0 | 40.13 | 44.39 | 36.85 | 40.13 | 44.39 | 0 | 39.42 | 44.39 | 36.85 | 39.42 | 44.39 | 36.85 | 40.13 | 44.39 | 36.85 | 30.88 | 0 | 0 | 30.9 | 0 | 0 | 31.21 | 0 | 0 | 42.96 | 0 | 42.24 | 42.96 | 0 | 42.24 | 42.96 | 0 | 42.24 | 42.96 | 0 | 42.24 | 55.59 | 52.6 | 47.16 | 55.59 | 52.6 | 45.35 | 50.01 | 52.6 | 48.99 | 50.01 | 52.6 | 48.99 | 55.59 | 52.6 | 47.16 | 43.84 | 0 | 42.67 | 43.4 | 0 | 41.82 | 42.96 | 0 | 42.24
659 | 34.54 | 0 | 0 | 34.54 | 0 | 0 | 34.54 | 0 | 0 | 34.54 | 0 | 0 | 40.28 | 44.54 | 37.01 | 40.28 | 44.54 | 0 | 39.58 | 44.54 | 37.01 | 39.58 | 44.54 | 37.01 | 40.28 | 44.54 | 37.01 | 32.66 | 0 | 0 | 33.33 | 0 | 0 | 34.54 | 0 | 0 | 42.98 | 10.33 | 42.24 | 42.98 | 10.33 | 42.24 | 42.98 | 10.33 | 42.24 | 42.98 | 0 | 42.24 | 55.75 | 52.76 | 47.16 | 55.75 | 52.76 | 45.35 | 50.17 | 52.76 | 49.14 | 50.17 | 52.76 | 49.14 | 55.75 | 52.76 | 47.16 | 43.42 | 0 | 42.67 | 43.42 | 0 | 41.82 | 42.98 | 10.33 | 42.24
660 | 33.77 | 0 | 0 | 33.77 | 0 | 0 | 33.77 | 0 | 0 | 33.77 | 0 | 0 | 40.23 | 44.49 | 36.95 | 40.23 | 44.49 | 0 | 39.52 | 44.49 | 36.95 | 39.52 | 44.49 | 36.95 | 40.23 | 44.49 | 36.95 | 33.43 | 0 | 0 | 33.43 | 0 | 0 | 33.77 | 0 | 0 | 46.36 | 10.33 | 43.48 | 46.36 | 10.33 | 43.48 | 46.36 | 10.33 | 43.48 | 46.36 | 0 | 42.61 | 55.69 | 52.7 | 47.16 | 55.69 | 52.7 | 45.75 | 50.11 | 52.7 | 49.09 | 50.11 | 52.7 | 49.09 | 55.69 | 52.7 | 47.16 | 47.78 | 0 | 43.04 | 46.83 | 0 | 42.19 | 46.36 | 10.33 | 43.48
661 | 32.21 | 0 | 0 | 32.21 | 0 | 0 | 32.21 | 0 | 0 | 32.21 | 0 | 0 | 40.09 | 44.35 | 19.88 | 40.09 | 44.35 | 0 | 39.38 | 44.35 | 19.88 | 39.38 | 44.35 | 36.82 | 40.09 | 44.35 | 19.88 | 31.89 | 0 | 0 | 31.89 | 0 | 0 | 32.21 | 0 | 0 | 46.37 | 10.33 | 43.99 | 46.37 | 10.33 | 43.99 | 46.37 | 10.33 | 43.99 | 46.37 | 0 | 43.16 | 55.55 | 52.56 | 47.16 | 55.55 | 52.56 | 46.34 | 49.97 | 52.56 | 47.16 | 49.97 | 52.56 | 48.95 | 55.55 | 52.56 | 47.16 | 47.79 | 0 | 43.6 | 46.84 | 0 | 42.73 | 46.37 | 10.33 | 43.99
662 | 36.03 | 0 | 0 | 36.03 | 0 | 0 | 36.03 | 0 | 0 | 36.03 | 0 | 0 | 40.06 | 32.55 | 9.81 | 40.06 | 32.55 | 0 | 39.35 | 32.55 | 9.81 | 39.35 | 44.32 | 36.78 | 40.06 | 32.55 | 9.81 | 35.67 | 0 | 0 | 35.67 | 0 | 0 | 36.03 | 0 | 0 | 47.06 | 11.97 | 45.25 | 47.06 | 11.97 | 45.25 | 47.06 | 11.97 | 45.25 | 47.06 | 11.97 | 45.25 | 55.52 | 47.89 | 47.16 | 55.52 | 47.89 | 47.16 | 49.94 | 47.89 | 47.16 | 49.94 | 52.53 | 48.91 | 55.52 | 47.89 | 47.16 | 48.5 | 12.09 | 44.38 | 47.53 | 12.09 | 44.8 | 47.06 | 11.97 | 45.25
663 | 39.44 | 10.33 | 0 | 39.44 | 10.33 | 0 | 39.44 | 10.33 | 0 | 39.44 | 0 | 0 | 40.15 | 44.4 | 34.42 | 40.15 | 44.4 | 34.42 | 39.44 | 44.4 | 34.42 | 39.44 | 44.41 | 36.87 | 40.15 | 44.4 | 34.42 | 39.34 | 0 | 0 | 39.34 | 0 | 0 | 39.44 | 10.33 | 0 | 50.03 | 48.14 | 46.17 | 50.03 | 48.14 | 46.17 | 50.03 | 48.14 | 46.17 | 50.03 | 48.14 | 46.17 | 55.61 | 52.62 | 49 | 55.61 | 52.62 | 49 | 50.03 | 52.62 | 49 | 50.03 | 52.62 | 49 | 55.61 | 52.62 | 49 | 53.94 | 46.71 | 44.8 | 52.86 | 47.66 | 44.8 | 50.03 | 48.14 | 46.17
664 | 39.67 | 43.24 | 34.93 | 39.67 | 43.24 | 34.93 | 39.67 | 43.24 | 34.93 | 39.67 | 43.24 | 34.93 | 40.38 | 47.03 | 35.65 | 40.38 | 47.03 | 35.65 | 39.67 | 44.64 | 35.65 | 39.67 | 44.64 | 37.1 | 40.38 | 47.03 | 35.65 | 40.6 | 42.22 | 34.42 | 40.07 | 42.81 | 34.58 | 39.67 | 43.24 | 34.93 | 50.26 | 50.95 | 46.68 | 50.26 | 50.95 | 46.68 | 50.26 | 50.95 | 46.68 | 50.26 | 50.95 | 46.68 | 55.84 | 52.85 | 49.24 | 55.84 | 52.85 | 49.24 | 50.26 | 52.85 | 49.24 | 50.26 | 52.85 | 49.24 | 55.84 | 52.85 | 49.24 | 56.4 | 50.01 | 46.21 | 56.4 | 50.44 | 46.21 | 50.26 | 50.95 | 46.68
665 | 40.37 | 45.34 | 36.59 | 40.37 | 45.34 | 36.59 | 40.37 | 45.34 | 36.59 | 40.37 | 45.34 | 36.59 | 41.08 | 47.88 | 37.8 | 41.08 | 47.88 | 37.8 | 40.37 | 45.34 | 37.8 | 40.37 | 45.34 | 37.8 | 41.08 | 47.88 | 37.8 | 47.69 | 47.21 | 36.23 | 47.21 | 46.27 | 36.23 | 40.37 | 45.34 | 36.59 | 50.96 | 53.55 | 48.12 | 50.96 | 53.55 | 48.12 | 50.96 | 53.55 | 48.12 | 50.96 | 53.55 | 48.12 | 56.54 | 53.66 | 49.94 | 56.54 | 53.66 | 49.94 | 50.96 | 53.55 | 49.94 | 50.96 | 53.55 | 49.94 | 56.54 | 53.66 | 49.94 | 69.87 | 53.12 | 48.61 | 69.88 | 53.31 | 48.61 | 50.96 | 53.55 | 48.12
666 | 40.6 | 45.57 | 38.03 | 40.6 | 45.57 | 38.03 | 40.6 | 45.57 | 38.03 | 40.6 | 45.57 | 38.03 | 41.31 | 48.11 | 38.03 | 41.31 | 48.11 | 38.03 | 40.6 | 45.57 | 38.03 | 40.6 | 45.57 | 38.03 | 41.31 | 48.11 | 38.03 | 47.69 | 47.56 | 37.65 | 47.21 | 46.61 | 37.65 | 40.6 | 45.57 | 38.03 | 51.19 | 53.78 | 49.1 | 51.19 | 53.78 | 49.1 | 51.19 | 53.78 | 49.1 | 51.19 | 53.78 | 49.1 | 56.77 | 53.88 | 50.17 | 56.77 | 53.88 | 50.17 | 51.19 | 53.78 | 50.17 | 51.19 | 53.78 | 50.17 | 56.77 | 53.88 | 50.17 | 69.88 | 53.31 | 48.61 | 69.88 | 53.31 | 48.61 | 51.19 | 53.78 | 49.1
667 | 40.22 | 45.19 | 36.91 | 40.22 | 45.19 | 36.91 | 40.22 | 45.19 | 36.91 | 40.22 | 45.19 | 36.91 | 40.93 | 47.74 | 37.66 | 40.93 | 47.74 | 37.66 | 40.22 | 45.19 | 37.66 | 40.22 | 45.19 | 37.66 | 40.93 | 47.74 | 37.66 | 45.54 | 47.26 | 37.28 | 44.63 | 46.31 | 37.28 | 40.22 | 45.19 | 36.91 | 50.81 | 53.4 | 48.62 | 50.81 | 53.4 | 48.62 | 50.81 | 53.4 | 48.62 | 50.81 | 53.4 | 48.62 | 56.39 | 53.51 | 49.79 | 56.39 | 53.51 | 49.79 | 50.81 | 53.4 | 49.79 | 50.81 | 53.4 | 49.79 | 56.39 | 53.51 | 49.79 | 69.88 | 53.31 | 48.61 | 69.18 | 53.31 | 48.61 | 50.81 | 53.4 | 48.62
668 | 39.81 | 44.78 | 36.59 | 39.81 | 44.78 | 36.59 | 39.81 | 44.78 | 36.59 | 39.81 | 44.78 | 36.59 | 40.52 | 47.33 | 37.25 | 40.52 | 47.33 | 37.25 | 39.81 | 44.78 | 37.25 | 39.81 | 44.78 | 37.25 | 40.52 | 47.33 | 37.25 | 40.93 | 47.21 | 36.87 | 40.22 | 46.27 | 36.87 | 39.81 | 44.78 | 36.59 | 50.4 | 52.99 | 48.12 | 50.4 | 52.99 | 48.12 | 50.4 | 52.99 | 48.12 | 50.4 | 52.99 | 48.12 | 55.98 | 53.1 | 49.38 | 55.98 | 53.1 | 49.38 | 50.4 | 52.99 | 49.38 | 50.4 | 52.99 | 49.38 | 55.98 | 53.1 | 49.38 | 66.5 | 53.31 | 48.61 | 65.84 | 53.31 | 48.61 | 50.4 | 52.99 | 48.12
669 | 39.7 | 44.67 | 36.23 | 39.7 | 44.67 | 36.23 | 39.7 | 44.67 | 36.23 | 39.7 | 44.67 | 36.23 | 40.41 | 47.21 | 37.13 | 40.41 | 47.21 | 37.13 | 39.7 | 44.67 | 37.13 | 39.7 | 44.67 | 37.13 | 40.41 | 47.21 | 37.13 | 40.1 | 46.91 | 36.59 | 40.1 | 45.98 | 36.59 | 39.7 | 44.67 | 36.23 | 50.29 | 52.77 | 48.12 | 50.29 | 52.77 | 48.12 | 50.29 | 52.77 | 48.12 | 50.29 | 52.77 | 48.12 | 55.87 | 52.99 | 49.27 | 55.87 | 52.99 | 49.27 | 50.29 | 52.88 | 49.27 | 50.29 | 52.88 | 49.27 | 55.87 | 52.99 | 49.27 | 58.66 | 53.31 | 48.61 | 57.49 | 52.95 | 48.12 | 50.29 | 52.77 | 48.12
670 | 39.6 | 44.56 | 35.12 | 39.6 | 44.56 | 35.12 | 39.6 | 44.56 | 35.12 | 39.6 | 44.56 | 35.12 | 40.3 | 47.11 | 37.03 | 40.3 | 47.11 | 37.03 | 39.6 | 44.56 | 37.03 | 39.6 | 44.56 | 37.03 | 40.3 | 47.11 | 37.03 | 40.41 | 47.21 | 35.85 | 40 | 46.27 | 35.47 | 39.6 | 44.56 | 35.12 | 50.18 | 51.72 | 47.22 | 50.18 | 51.72 | 47.22 | 50.18 | 51.72 | 47.22 | 50.18 | 51.72 | 47.22 | 55.76 | 52.88 | 49.16 | 55.76 | 52.88 | 49.16 | 50.18 | 52.77 | 49.16 | 50.18 | 52.77 | 49.16 | 55.76 | 52.88 | 49.16 | 58.66 | 52.35 | 48.67 | 57.49 | 52.25 | 47.7 | 50.18 | 51.72 | 47.22
671 | 39.27 | 44.33 | 34.43 | 39.27 | 44.34 | 34.43 | 39.27 | 44.34 | 34.43 | 39.27 | 44.34 | 34.43 | 40.08 | 46.88 | 36.8 | 40.08 | 46.88 | 36.8 | 39.37 | 44.34 | 36.8 | 39.37 | 44.34 | 36.8 | 40.08 | 46.88 | 36.8 | 39.68 | 46.41 | 35.85 | 39.66 | 45.48 | 35.14 | 39.27 | 44.33 | 34.43 | 45.62 | 50.8 | 47.15 | 45.62 | 50.8 | 47.15 | 45.62 | 50.8 | 47.15 | 45.62 | 50.8 | 47.15 | 55.54 | 52.65 | 48.93 | 55.54 | 52.65 | 48.93 | 49.96 | 52.55 | 48.93 | 49.96 | 52.55 | 48.93 | 55.54 | 52.65 | 48.93 | 55.02 | 51.31 | 48.93 | 53.92 | 51.31 | 47.63 | 45.62 | 50.8 | 47.15
672 | 38.81 | 40.43 | 28.21 | 38.81 | 40.43 | 28.21 | 38.81 | 40.43 | 28.21 | 38.81 | 40.43 | 28.21 | 40.01 | 44.27 | 36.59 | 40.01 | 44.27 | 36.59 | 39.31 | 44.27 | 36.59 | 39.31 | 44.27 | 36.74 | 40.01 | 44.27 | 36.59 | 39.61 | 42.22 | 35.49 | 39.2 | 41.38 | 34.78 | 38.81 | 40.43 | 28.21 | 49.89 | 49.28 | 46.17 | 49.89 | 49.28 | 46.17 | 49.89 | 49.28 | 46.17 | 49.89 | 49.28 | 46.17 | 55.47 | 52.59 | 48.87 | 55.47 | 52.59 | 48.87 | 49.89 | 52.48 | 48.87 | 49.89 | 52.48 | 48.87 | 55.47 | 52.59 | 48.87 | 52.33 | 50.3 | 47.64 | 51.29 | 49.78 | 46.63 | 49.89 | 49.28 | 46.17
673 | 36.2 | 33.1 | 27.65 | 36.2 | 33.11 | 27.65 | 36.2 | 33.11 | 27.65 | 36.2 | 33.11 | 27.65 | 39.87 | 44.12 | 36.59 | 39.87 | 44.12 | 36.59 | 39.16 | 44.12 | 36.59 | 39.16 | 44.13 | 36.59 | 39.87 | 44.12 | 36.59 | 36.95 | 42.22 | 35.65 | 36.57 | 41.37 | 34.94 | 36.2 | 33.1 | 27.65 | 44.1 | 49.28 | 46.17 | 44.1 | 49.28 | 46.17 | 44.1 | 49.28 | 46.17 | 44.1 | 49.28 | 46.17 | 55.33 | 52.44 | 48.73 | 55.33 | 52.44 | 48.73 | 49.75 | 52.34 | 48.73 | 49.75 | 52.34 | 48.73 | 55.33 | 52.44 | 48.73 | 50.68 | 50.3 | 48.13 | 49.67 | 49.78 | 46.63 | 44.1 | 49.28 | 46.17
674 | 34.69 | 32.44 | 27.65 | 34.69 | 32.44 | 27.65 | 34.69 | 32.44 | 27.65 | 34.69 | 32.44 | 27.65 | 39.77 | 44.03 | 36.49 | 39.77 | 44.03 | 36.49 | 39.06 | 44.03 | 36.49 | 39.06 | 44.03 | 36.49 | 39.77 | 44.03 | 36.49 | 35.41 | 42.22 | 35.85 | 35.04 | 41.38 | 35.14 | 34.69 | 32.44 | 27.65 | 44.1 | 49.28 | 46.17 | 44.1 | 49.28 | 46.17 | 44.1 | 49.28 | 46.17 | 44.1 | 49.28 | 46.17 | 55.23 | 52.35 | 48.63 | 55.23 | 52.35 | 48.63 | 49.65 | 52.24 | 48.63 | 49.65 | 52.24 | 48.63 | 55.23 | 52.35 | 48.63 | 50.68 | 50.8 | 48.13 | 50.68 | 49.78 | 46.63 | 44.1 | 49.28 | 46.17
675 | 37.41 | 32.44 | 24.88 | 37.41 | 32.44 | 24.88 | 37.41 | 32.44 | 24.88 | 37.41 | 32.44 | 24.88 | 39.76 | 43.09 | 36.49 | 39.76 | 43.09 | 36.49 | 39.05 | 43.09 | 36.49 | 39.05 | 44.02 | 36.49 | 39.76 | 43.09 | 36.49 | 38.18 | 42.22 | 35.85 | 38.18 | 41.38 | 35.14 | 37.41 | 32.44 | 24.88 | 45.31 | 49.28 | 46.17 | 45.31 | 49.28 | 46.17 | 45.31 | 49.28 | 46.17 | 45.31 | 49.28 | 46.17 | 55.22 | 52.34 | 48.62 | 55.22 | 52.34 | 48.62 | 49.64 | 52.23 | 48.62 | 49.64 | 52.23 | 48.62 | 55.22 | 52.34 | 48.62 | 51.71 | 51.32 | 48.13 | 50.68 | 50.3 | 47.17 | 45.31 | 49.28 | 46.17
676 | 39.2 | 40.14 | 27.65 | 39.2 | 40.14 | 27.65 | 39.2 | 40.14 | 27.65 | 39.2 | 40.14 | 27.65 | 39.91 | 43.09 | 36.59 | 39.91 | 43.09 | 36.59 | 39.2 | 43.09 | 36.59 | 39.2 | 44.17 | 36.63 | 39.91 | 43.09 | 36.59 | 39.79 | 42.22 | 35.85 | 39.79 | 41.38 | 35.49 | 39.2 | 40.14 | 27.65 | 49.79 | 49.28 | 46.17 | 49.79 | 49.28 | 46.17 | 49.79 | 49.28 | 46.17 | 49.79 | 49.28 | 46.17 | 55.37 | 52.38 | 48.77 | 55.37 | 52.38 | 48.77 | 49.79 | 52.38 | 48.77 | 49.79 | 52.38 | 48.77 | 55.37 | 52.38 | 48.77 | 54.82 | 51.32 | 48.13 | 54.41 | 50.3 | 47.64 | 49.79 | 49.28 | 46.17
677 | 39.54 | 44.51 | 32.95 | 39.54 | 44.51 | 32.95 | 39.54 | 44.51 | 32.95 | 39.54 | 44.51 | 32.95 | 40.25 | 46.9 | 36.59 | 40.25 | 46.9 | 36.59 | 39.54 | 44.51 | 36.59 | 39.54 | 44.51 | 36.97 | 40.25 | 46.9 | 36.59 | 40.66 | 46.26 | 35.14 | 41.48 | 46.27 | 35.14 | 39.54 | 44.51 | 32.95 | 50.13 | 50.12 | 46.68 | 50.13 | 50.12 | 46.68 | 50.13 | 50.12 | 46.68 | 50.13 | 50.12 | 46.68 | 55.71 | 52.72 | 49.11 | 55.71 | 52.72 | 49.11 | 50.13 | 52.72 | 49.11 | 50.13 | 52.72 | 49.11 | 55.71 | 52.72 | 49.11 | 57.15 | 50.63 | 47.64 | 58.32 | 50.63 | 47.64 | 50.13 | 50.12 | 46.68
678 | 40.18 | 45.15 | 35.12 | 40.18 | 45.15 | 35.12 | 40.89 | 45.15 | 35.12 | 40.89 | 45.15 | 35.12 | 40.89 | 47.69 | 36.59 | 40.89 | 47.69 | 36.59 | 40.18 | 45.15 | 36.59 | 40.18 | 45.15 | 37.61 | 40.89 | 47.69 | 36.59 | 47.84 | 47.21 | 35.14 | 48.81 | 51.74 | 35.85 | 40.18 | 45.15 | 35.12 | 50.77 | 53.36 | 49.75 | 50.77 | 53.36 | 49.75 | 50.77 | 53.36 | 49.75 | 50.77 | 53.36 | 49.75 | 56.35 | 53.46 | 49.75 | 56.35 | 53.46 | 49.75 | 50.77 | 53.36 | 49.75 | 50.77 | 53.36 | 49.75 | 56.35 | 53.46 | 49.75 | 69.91 | 52.82 | 45.35 | 71.33 | 53.9 | 50.25 | 50.77 | 53.36 | 49.75
679 | 41.72 | 46.69 | 39.16 | 41.72 | 46.69 | 39.16 | 42.43 | 49.23 | 39.16 | 42.43 | 49.23 | 39.16 | 42.43 | 49.24 | 39.16 | 42.43 | 49.24 | 36.59 | 41.72 | 46.69 | 39.16 | 41.72 | 46.69 | 39.16 | 42.43 | 49.24 | 39.16 | 57.99 | 49.73 | 35.14 | 59.17 | 74.85 | 39.55 | 42.43 | 46.69 | 39.16 | 52.31 | 54.9 | 51.29 | 52.31 | 54.9 | 51.29 | 57.89 | 54.9 | 51.29 | 57.89 | 54.9 | 51.29 | 57.89 | 55.01 | 51.29 | 57.89 | 55.01 | 51.29 | 52.31 | 54.9 | 51.29 | 52.31 | 54.9 | 51.29 | 57.89 | 55.01 | 51.29 | 85 | 52.95 | 44.8 | 86.73 | 56.6 | 51.8 | 57.89 | 54.9 | 51.29
680 | 43.02 | 47.99 | 40.45 | 43.02 | 47.99 | 40.45 | 43.73 | 50.52 | 40.45 | 43.73 | 50.52 | 40.45 | 43.73 | 50.52 | 40.45 | 43.73 | 50.52 | 36.59 | 43.02 | 47.99 | 40.45 | 43.02 | 47.99 | 40.45 | 43.73 | 50.52 | 40.45 | 56.83 | 50.01 | 35.14 | 57.99 | 52.08 | 40.86 | 43.73 | 47.99 | 40.45 | 53.61 | 56.2 | 51.3 | 53.61 | 56.2 | 51.3 | 59.19 | 56.2 | 51.3 | 59.19 | 56.2 | 51.3 | 59.19 | 56.3 | 51.3 | 59.19 | 56.3 | 49.61 | 53.61 | 56.2 | 51.3 | 53.61 | 56.2 | 52.58 | 59.19 | 56.3 | 51.3 | 80.17 | 52.95 | 44.8 | 81.8 | 56.76 | 50.78 | 59.19 | 56.2 | 51.3
681 | 42.03 | 47 | 39.46 | 42.03 | 47 | 39.46 | 46.35 | 47 | 39.46 | 46.35 | 47 | 39.46 | 46.35 | 49.38 | 39.46 | 46.35 | 49.38 | 36.59 | 42.03 | 47 | 39.46 | 42.03 | 47 | 39.46 | 46.35 | 49.38 | 39.46 | 49.27 | 46.28 | 35.14 | 56.7 | 47.47 | 39.86 | 45.72 | 47 | 39.46 | 52.62 | 55.21 | 49.61 | 52.62 | 55.21 | 49.61 | 58.2 | 55.21 | 49.61 | 58.2 | 55.21 | 49.61 | 58.2 | 55.31 | 50.34 | 58.2 | 55.31 | 49.61 | 52.62 | 55.21 | 50.34 | 52.62 | 55.21 | 51.6 | 58.2 | 55.31 | 50.34 | 78.3 | 50.87 | 44.8 | 79.9 | 54.66 | 49.11 | 58.2 | 55.21 | 49.61
682 | 41.59 | 46.56 | 39.02 | 41.59 | 46.56 | 39.02 | 42.3 | 46.56 | 39.02 | 42.3 | 46.56 | 39.02 | 42.3 | 47.24 | 39.02 | 42.3 | 47.24 | 27.93 | 41.59 | 46.56 | 39.02 | 41.59 | 46.56 | 39.02 | 42.3 | 47.24 | 39.02 | 44.95 | 41.38 | 26.82 | 55.09 | 46.09 | 38.63 | 42.3 | 46.56 | 39.02 | 52.18 | 54.77 | 49.61 | 52.18 | 54.77 | 49.61 | 57.76 | 54.77 | 49.61 | 57.76 | 54.77 | 49.61 | 57.76 | 54.77 | 50.34 | 57.76 | 54.77 | 49.61 | 52.18 | 54.77 | 50.34 | 52.18 | 54.77 | 51.15 | 57.76 | 54.77 | 50.34 | 58.34 | 10.31 | 44.8 | 68.49 | 52.91 | 48.61 | 57.76 | 54.77 | 49.61
683 | 41.39 | 46.36 | 35.12 | 41.39 | 46.36 | 35.12 | 42.1 | 46.36 | 35.12 | 42.1 | 46.36 | 35.12 | 42.1 | 47.03 | 38.82 | 42.1 | 47.03 | 18.88 | 41.39 | 46.36 | 38.82 | 41.39 | 46.36 | 38.82 | 42.1 | 47.03 | 38.82 | 42.52 | 41.38 | 0 | 43.39 | 45.89 | 34.42 | 42.1 | 46.36 | 35.12 | 51.98 | 54.57 | 49.11 | 51.98 | 54.57 | 49.11 | 57.56 | 54.57 | 49.11 | 57.56 | 54.57 | 49.11 | 57.56 | 54.57 | 50.34 | 57.56 | 54.57 | 49.61 | 51.98 | 54.57 | 50.34 | 51.98 | 54.57 | 50.95 | 57.56 | 54.57 | 50.34 | 58.14 | 9.44 | 42.67 | 68.49 | 51.03 | 47.64 | 57.56 | 54.57 | 49.11
684 | 41.08 | 46.04 | 33.06 | 41.08 | 46.04 | 33.06 | 41.79 | 46.04 | 33.06 | 41.79 | 46.04 | 33.06 | 41.79 | 46.41 | 38.51 | 41.79 | 46.41 | 0 | 41.08 | 46.04 | 38.51 | 41.08 | 46.04 | 38.51 | 41.79 | 46.41 | 38.51 | 42.21 | 10.32 | 0 | 43.07 | 45.58 | 32.73 | 41.08 | 46.04 | 33.06 | 51.67 | 50.95 | 46.27 | 51.67 | 50.95 | 46.27 | 57.25 | 50.95 | 46.27 | 57.25 | 50.95 | 46.27 | 57.25 | 54.26 | 49.45 | 57.25 | 54.26 | 46.74 | 51.67 | 54.26 | 49.45 | 51.67 | 54.26 | 50.64 | 57.25 | 54.26 | 49.45 | 56.67 | 9.25 | 42.67 | 57.83 | 47.66 | 44.8 | 51.67 | 50.95 | 46.27
685 | 40.82 | 45.78 | 28.21 | 40.82 | 45.78 | 28.21 | 40.82 | 45.78 | 28.21 | 40.82 | 45.78 | 28.21 | 41.52 | 46.14 | 38.25 | 41.52 | 46.14 | 0 | 40.82 | 45.78 | 38.25 | 40.82 | 45.78 | 38.25 | 41.52 | 46.14 | 38.25 | 40.41 | 10.31 | 0 | 41.23 | 45.32 | 27.93 | 40.82 | 45.78 | 28.21 | 51.41 | 49.63 | 46.17 | 51.41 | 49.63 | 46.17 | 51.41 | 49.63 | 46.17 | 51.41 | 49.63 | 46.17 | 56.98 | 53.99 | 49.34 | 56.98 | 53.99 | 45.1 | 51.41 | 53.99 | 49.34 | 51.41 | 53.99 | 50.38 | 56.98 | 53.99 | 49.34 | 51.92 | 9.25 | 40.49 | 52.33 | 47.66 | 44.8 | 51.41 | 49.63 | 46.17
686 | 40.74 | 45.71 | 31.75 | 40.74 | 45.71 | 31.75 | 40.74 | 45.71 | 31.75 | 40.74 | 45.71 | 31.75 | 41.45 | 46.07 | 38.17 | 41.45 | 46.07 | 0 | 40.74 | 45.71 | 38.17 | 40.74 | 45.71 | 38.17 | 41.45 | 46.07 | 38.17 | 39.92 | 10.31 | 0 | 40.34 | 45 | 31.43 | 40.74 | 45.71 | 31.75 | 51.33 | 50.34 | 46.17 | 51.33 | 50.34 | 46.17 | 51.33 | 50.34 | 46.17 | 51.33 | 50.34 | 46.17 | 56.91 | 53.92 | 49.34 | 56.91 | 53.92 | 46.74 | 51.33 | 53.92 | 49.34 | 51.33 | 53.92 | 50.31 | 56.91 | 53.92 | 49.34 | 46.1 | 9.25 | 42.67 | 50.82 | 49.84 | 44.87 | 51.33 | 50.34 | 46.17
687 | 40.74 | 45.7 | 28.21 | 40.74 | 45.7 | 28.21 | 40.74 | 45.7 | 28.21 | 40.74 | 45.7 | 28.21 | 41.45 | 45.71 | 38.17 | 41.45 | 45.71 | 0 | 40.74 | 45.7 | 38.17 | 40.74 | 45.7 | 38.17 | 41.45 | 45.71 | 38.17 | 39.52 | 10.31 | 0 | 40.33 | 45 | 27.93 | 40.74 | 45.7 | 28.21 | 51.33 | 49.63 | 46.17 | 51.33 | 49.63 | 46.17 | 51.33 | 49.63 | 46.17 | 51.33 | 49.63 | 46.17 | 56.91 | 53.92 | 50.3 | 56.91 | 53.92 | 49.07 | 51.33 | 53.92 | 50.3 | 51.33 | 53.92 | 50.3 | 56.91 | 53.92 | 50.3 | 46.1 | 9.25 | 43.99 | 50.81 | 49.13 | 45.7 | 51.33 | 49.63 | 46.17
688 | 41.15 | 46.12 | 27.65 | 41.15 | 46.12 | 27.65 | 41.15 | 46.12 | 27.65 | 41.15 | 46.12 | 27.65 | 41.86 | 46.8 | 38.59 | 41.86 | 46.8 | 18.88 | 41.15 | 46.12 | 38.59 | 41.15 | 46.12 | 38.59 | 41.86 | 46.8 | 38.59 | 40.74 | 13.05 | 0 | 41.57 | 45.66 | 27.38 | 41.15 | 46.12 | 27.65 | 51.74 | 49.34 | 46.21 | 51.74 | 49.34 | 46.21 | 51.74 | 49.34 | 46.21 | 51.74 | 49.34 | 46.21 | 57.32 | 54.33 | 50.72 | 57.32 | 54.33 | 49.39 | 51.74 | 54.33 | 50.72 | 51.74 | 54.33 | 50.72 | 57.32 | 54.33 | 50.72 | 51.23 | 12.97 | 44.38 | 52.27 | 48.85 | 45.75 | 51.74 | 49.34 | 46.21
689 | 42.24 | 47.21 | 27.65 | 42.24 | 47.21 | 27.65 | 42.24 | 47.21 | 27.65 | 42.24 | 47.21 | 27.65 | 42.95 | 47.89 | 39.67 | 42.95 | 47.89 | 35.49 | 42.24 | 47.21 | 39.67 | 42.24 | 47.21 | 39.67 | 42.95 | 47.89 | 39.67 | 42.94 | 18.24 | 0 | 42.94 | 46.74 | 27.38 | 42.24 | 47.21 | 27.65 | 52.83 | 51.54 | 46.21 | 52.83 | 51.54 | 46.21 | 52.83 | 51.54 | 46.21 | 52.83 | 51.54 | 46.21 | 58.41 | 55.42 | 51.81 | 58.41 | 55.42 | 49.39 | 52.83 | 55.42 | 51.81 | 52.83 | 55.42 | 51.81 | 58.41 | 55.42 | 51.81 | 57.83 | 47.66 | 44.8 | 57.83 | 51.03 | 45.75 | 52.83 | 51.54 | 46.21
690 | 41.59 | 46.56 | 27.65 | 41.59 | 46.56 | 27.65 | 42.3 | 46.56 | 27.65 | 42.3 | 46.56 | 27.65 | 42.3 | 47.24 | 39.03 | 42.3 | 47.24 | 35.49 | 41.59 | 46.56 | 39.03 | 41.59 | 46.56 | 39.03 | 42.3 | 47.24 | 39.03 | 42.73 | 18.24 | 0 | 43.6 | 46.1 | 27.38 | 41.59 | 46.56 | 27.65 | 52.18 | 51.54 | 46.18 | 52.18 | 51.54 | 46.18 | 52.18 | 51.54 | 46.18 | 52.18 | 51.54 | 46.18 | 57.76 | 54.77 | 51.16 | 57.76 | 54.77 | 49.35 | 52.18 | 54.77 | 51.16 | 52.18 | 54.77 | 51.16 | 57.76 | 54.77 | 51.16 | 59.2 | 47.66 | 44.8 | 60.41 | 51.03 | 45.72 | 52.18 | 51.54 | 46.18
691 | 40.78 | 45.75 | 0 | 40.78 | 45.75 | 0 | 40.78 | 45.75 | 0 | 40.78 | 45.75 | 0 | 41.49 | 46.41 | 38.21 | 41.49 | 46.41 | 35.49 | 40.78 | 45.75 | 38.21 | 40.78 | 45.75 | 38.21 | 41.49 | 46.41 | 38.21 | 41.62 | 18.24 | 0 | 41.62 | 45.29 | 0 | 40.78 | 45.75 | 0 | 51.37 | 50.34 | 46.17 | 51.37 | 50.34 | 46.17 | 51.37 | 50.34 | 46.17 | 51.37 | 50.34 | 46.17 | 56.95 | 53.96 | 50.35 | 56.95 | 53.96 | 49.34 | 51.37 | 53.96 | 50.35 | 51.37 | 53.96 | 50.35 | 56.95 | 53.96 | 50.35 | 57.53 | 47.66 | 44.8 | 58.7 | 50.34 | 45.72 | 51.37 | 50.34 | 46.17
692 | 40.16 | 18.8 | 0 | 40.16 | 18.8 | 0 | 40.16 | 18.8 | 0 | 40.16 | 18.8 | 0 | 40.87 | 45.49 | 37.59 | 40.87 | 45.49 | 35.49 | 40.16 | 45.13 | 37.59 | 40.16 | 45.13 | 37.59 | 40.87 | 45.49 | 37.59 | 38.97 | 18.24 | 0 | 39.76 | 18.61 | 0 | 40.16 | 18.8 | 0 | 50.75 | 47.35 | 46.17 | 50.75 | 47.35 | 46.17 | 50.75 | 47.35 | 46.17 | 50.75 | 47.35 | 46.17 | 56.33 | 53.34 | 49.73 | 56.33 | 53.34 | 49.34 | 50.75 | 53.34 | 49.73 | 50.75 | 53.34 | 49.73 | 56.33 | 53.34 | 49.73 | 52.86 | 46.4 | 44.8 | 52.33 | 47.35 | 45.7 | 50.75 | 47.35 | 46.17
693 | 39.93 | 15.25 | 0 | 39.93 | 15.25 | 0 | 39.93 | 15.25 | 0 | 39.93 | 15.25 | 0 | 40.64 | 44.9 | 37.37 | 40.64 | 44.9 | 35.49 | 39.93 | 44.9 | 37.37 | 39.93 | 44.9 | 37.37 | 40.64 | 44.9 | 37.37 | 29.48 | 14.79 | 0 | 39.53 | 15.09 | 0 | 39.93 | 15.25 | 0 | 49.5 | 46.87 | 46.17 | 49.5 | 46.87 | 46.17 | 49.5 | 46.87 | 46.17 | 49.5 | 46.87 | 46.17 | 56.1 | 53.11 | 49.5 | 56.1 | 53.11 | 49.12 | 50.52 | 53.11 | 49.5 | 50.52 | 53.11 | 49.5 | 56.1 | 53.11 | 49.5 | 48.5 | 45.47 | 44.8 | 49 | 46.4 | 45.7 | 49.5 | 46.87 | 46.17
694 | 36.91 | 13.82 | 0 | 36.91 | 13.82 | 0 | 36.91 | 13.82 | 0 | 36.91 | 13.82 | 0 | 40.42 | 44.68 | 37.15 | 40.42 | 44.68 | 35.49 | 39.71 | 44.68 | 37.15 | 39.71 | 44.68 | 37.15 | 40.42 | 44.68 | 37.15 | 29.48 | 13.41 | 0 | 36.54 | 13.68 | 0 | 36.91 | 13.82 | 0 | 43.52 | 44.57 | 46.1 | 43.52 | 44.57 | 46.1 | 43.52 | 44.57 | 46.1 | 43.52 | 44.57 | 46.1 | 55.88 | 52.89 | 49.28 | 55.88 | 52.89 | 49.12 | 50.3 | 52.89 | 49.28 | 50.3 | 52.89 | 49.28 | 55.88 | 52.89 | 49.28 | 43.52 | 44.57 | 44.8 | 43.96 | 45.02 | 45.64 | 43.52 | 44.57 | 46.1
695 | 35.09 | 13.36 | 0 | 35.09 | 13.36 | 0 | 35.09 | 13.36 | 0 | 35.09 | 13.36 | 0 | 40.11 | 44.37 | 36.83 | 40.11 | 44.37 | 35.49 | 39.4 | 44.37 | 36.83 | 39.4 | 44.37 | 36.83 | 40.11 | 44.37 | 36.83 | 12.58 | 13.23 | 0 | 12.84 | 13.23 | 0 | 35.09 | 13.36 | 0 | 42.16 | 37.51 | 45.79 | 42.16 | 37.51 | 45.79 | 42.16 | 37.51 | 45.79 | 42.16 | 37.51 | 45.79 | 55.57 | 52.58 | 48.96 | 55.57 | 52.58 | 48.96 | 49.99 | 52.58 | 48.96 | 49.99 | 52.58 | 48.96 | 55.57 | 52.58 | 48.96 | 42.33 | 37.51 | 44.42 | 42.58 | 37.89 | 45.33 | 42.16 | 37.51 | 45.79
696 | 18.29 | 0 | 0 | 18.29 | 0 | 0 | 18.29 | 0 | 0 | 18.29 | 0 | 0 | 40.11 | 44.37 | 36.83 | 40.11 | 44.37 | 36.64 | 39.4 | 44.37 | 36.83 | 39.4 | 44.37 | 36.83 | 40.11 | 44.37 | 36.83 | 12.33 | 0 | 0 | 12.59 | 0 | 0 | 18.29 | 0 | 0 | 34.36 | 37.12 | 45.25 | 34.36 | 37.12 | 45.25 | 34.36 | 37.12 | 45.25 | 34.36 | 37.12 | 45.25 | 55.57 | 52.58 | 48.97 | 55.57 | 48.33 | 48.76 | 49.99 | 52.58 | 48.97 | 49.99 | 52.58 | 48.97 | 55.57 | 52.58 | 48.97 | 33.67 | 37.5 | 43.9 | 34.01 | 37.5 | 44.8 | 34.36 | 37.12 | 45.25
697 | 29 | 0 | 10.33 | 29 | 0 | 10.33 | 29 | 0 | 10.33 | 29 | 0 | 0 | 39.97 | 44.23 | 36.69 | 39.97 | 44.23 | 36.69 | 39.26 | 44.23 | 36.69 | 39.26 | 44.23 | 36.69 | 39.97 | 44.23 | 36.69 | 12.33 | 0 | 0 | 12.59 | 0 | 0 | 29 | 0 | 10.33 | 12.84 | 37.13 | 45.29 | 12.84 | 37.13 | 45.29 | 12.84 | 37.13 | 45.29 | 12.84 | 37.13 | 45.29 | 55.43 | 51.61 | 48.83 | 55.43 | 47.89 | 48.83 | 49.85 | 51.61 | 48.83 | 49.85 | 52.44 | 48.83 | 55.43 | 51.61 | 48.83 | 12.58 | 37.51 | 44.8 | 12.71 | 37.51 | 44.8 | 12.84 | 37.13 | 45.29
698 | 30.75 | 10.33 | 28.21 | 30.75 | 10.33 | 28.21 | 30.75 | 10.33 | 28.21 | 30.75 | 0 | 0 | 39.87 | 44.12 | 36.59 | 39.87 | 44.12 | 36.39 | 39.16 | 44.12 | 36.59 | 39.16 | 44.13 | 36.59 | 39.87 | 44.12 | 36.59 | 12.33 | 0 | 0 | 12.59 | 0 | 0 | 30.75 | 10.33 | 28.21 | 12.84 | 37.89 | 46.17 | 12.84 | 37.89 | 46.17 | 12.84 | 37.89 | 46.17 | 12.84 | 37.89 | 45.29 | 55.33 | 52.34 | 48.73 | 55.33 | 47.89 | 48.73 | 49.75 | 52.34 | 48.73 | 49.75 | 52.34 | 48.73 | 55.33 | 52.34 | 48.73 | 12.58 | 37.51 | 44.8 | 12.71 | 37.51 | 44.8 | 12.84 | 37.89 | 46.17
699 | 33.42 | 10.33 | 35.12 | 33.42 | 10.33 | 35.12 | 33.42 | 10.33 | 35.12 | 33.42 | 0 | 0 | 39.83 | 44.09 | 36.56 | 39.83 | 44.09 | 35.49 | 39.13 | 44.09 | 36.56 | 39.13 | 44.09 | 36.56 | 39.83 | 44.09 | 36.56 | 12.33 | 0 | 0 | 12.59 | 0 | 0 | 33.42 | 10.33 | 35.12 | 29 | 39.06 | 46.17 | 29 | 39.06 | 46.17 | 29 | 39.06 | 46.17 | 29 | 39.06 | 44.35 | 55.3 | 47.89 | 48.69 | 55.3 | 46.27 | 48.69 | 49.72 | 52.3 | 48.69 | 49.72 | 52.3 | 48.69 | 55.3 | 47.89 | 48.69 | 12.58 | 38.27 | 44.8 | 12.84 | 38.67 | 43.9 | 29 | 39.06 | 46.17
700 | 33.68 | 10.33 | 36.73 | 33.68 | 10.33 | 36.73 | 33.68 | 10.33 | 36.73 | 33.68 | 0 | 0 | 40 | 32.55 | 36.73 | 40 | 32.55 | 35.49 | 39.29 | 44.26 | 36.73 | 39.29 | 44.26 | 36.73 | 40 | 32.55 | 36.73 | 12.33 | 0 | 0 | 12.59 | 0 | 0 | 33.68 | 10.33 | 36.73 | 35.42 | 48.43 | 46.17 | 35.42 | 48.43 | 46.17 | 35.42 | 48.43 | 46.17 | 35.42 | 39.06 | 45.25 | 55.46 | 48.43 | 48.86 | 55.46 | 46.27 | 48.86 | 49.88 | 52.47 | 48.86 | 49.88 | 52.47 | 48.86 | 55.46 | 48.43 | 48.86 | 12.58 | 38.27 | 44.8 | 12.84 | 38.67 | 44.8 | 35.42 | 48.43 | 46.17
701 | 39.62 | 26.12 | 37.05 | 39.62 | 26.12 | 37.05 | 39.62 | 26.12 | 37.05 | 39.62 | 14.06 | 0 | 40.32 | 32.55 | 37.05 | 40.32 | 32.55 | 35.49 | 39.62 | 44.58 | 37.05 | 39.62 | 44.58 | 37.05 | 40.32 | 32.55 | 37.05 | 12.58 | 13.5 | 0 | 12.84 | 13.5 | 0 | 39.62 | 26.12 | 37.05 | 47.59 | 50.95 | 49.18 | 47.59 | 50.95 | 49.18 | 47.59 | 50.95 | 49.18 | 43.89 | 39.06 | 45.29 | 55.79 | 52.79 | 49.18 | 55.79 | 52.79 | 49.18 | 50.21 | 52.79 | 49.18 | 50.21 | 52.79 | 49.18 | 55.79 | 52.79 | 49.18 | 20 | 38.27 | 44.8 | 43.45 | 38.67 | 44.8 | 47.59 | 50.95 | 49.18
702 | 40.02 | 44.98 | 37.45 | 40.02 | 44.98 | 37.45 | 40.02 | 44.98 | 37.45 | 40.02 | 44.98 | 0 | 40.72 | 44.98 | 37.45 | 40.72 | 44.98 | 35.49 | 40.02 | 44.98 | 37.45 | 40.02 | 44.98 | 37.45 | 40.72 | 44.98 | 37.45 | 29.19 | 18.12 | 0 | 39.62 | 18.49 | 0 | 40.02 | 44.98 | 37.45 | 50.61 | 53.19 | 49.58 | 50.61 | 53.19 | 49.58 | 50.61 | 53.19 | 49.58 | 50.48 | 46.88 | 46.41 | 56.19 | 53.19 | 49.58 | 56.19 | 53.19 | 49.58 | 50.61 | 53.19 | 49.58 | 50.61 | 53.19 | 49.58 | 56.19 | 53.19 | 49.58 | 43.52 | 45.93 | 45.94 | 49.98 | 46.41 | 45.94 | 50.61 | 53.19 | 49.58
703 | 41.9 | 46.16 | 38.62 | 41.9 | 46.16 | 38.62 | 41.9 | 46.16 | 38.62 | 41.9 | 46.16 | 34.77 | 41.9 | 46.16 | 38.62 | 41.9 | 46.16 | 38.62 | 41.9 | 46.16 | 38.62 | 41.9 | 46.16 | 38.62 | 41.9 | 46.16 | 38.62 | 43.6 | 19.85 | 33.73 | 43.6 | 45.7 | 34.42 | 41.9 | 46.16 | 38.62 | 56.77 | 54.37 | 50.76 | 56.77 | 54.37 | 50.76 | 56.77 | 54.37 | 50.76 | 56.77 | 50.33 | 48.12 | 57.36 | 54.37 | 50.76 | 57.36 | 54.37 | 50.76 | 56.77 | 54.37 | 50.76 | 56.77 | 54.37 | 50.76 | 57.36 | 54.37 | 50.76 | 57.94 | 48.33 | 47.64 | 57.94 | 49.32 | 47.64 | 56.77 | 54.37 | 50.76
704 | 42.74 | 47 | 39.47 | 42.74 | 47 | 39.47 | 42.74 | 47 | 39.47 | 42.74 | 47 | 34.77 | 42.74 | 47 | 39.47 | 42.74 | 47 | 38.67 | 42.74 | 47 | 39.47 | 42.74 | 47 | 39.47 | 42.74 | 47 | 39.47 | 43.6 | 19.85 | 33.73 | 43.6 | 46.53 | 34.42 | 42.74 | 47 | 39.47 | 57.05 | 55.21 | 51.6 | 57.05 | 55.21 | 51.6 | 57.05 | 55.21 | 51.6 | 57.05 | 50.33 | 48.12 | 58.2 | 55.21 | 51.6 | 58.2 | 55.21 | 51.3 | 57.05 | 55.21 | 51.6 | 57.05 | 55.21 | 51.6 | 58.2 | 55.21 | 51.6 | 58.23 | 48.33 | 47.64 | 58.23 | 49.32 | 47.64 | 57.05 | 55.21 | 51.6
705 | 42.35 | 46.61 | 39.08 | 42.35 | 46.61 | 39.08 | 42.35 | 46.61 | 39.08 | 42.35 | 46.61 | 34.77 | 42.35 | 46.61 | 39.08 | 42.35 | 46.61 | 38.67 | 42.35 | 46.61 | 39.08 | 42.35 | 46.61 | 39.08 | 42.35 | 46.61 | 39.08 | 43.6 | 19.85 | 33.73 | 43.6 | 45 | 34.42 | 42.35 | 46.61 | 39.08 | 57.05 | 54.82 | 51.21 | 57.05 | 54.82 | 51.21 | 57.05 | 54.82 | 51.21 | 57.05 | 48.32 | 48.04 | 57.81 | 54.82 | 51.21 | 57.81 | 54.82 | 51.21 | 57.05 | 54.82 | 51.21 | 57.05 | 54.82 | 51.21 | 57.81 | 54.82 | 51.21 | 58.23 | 47.34 | 47.64 | 58.23 | 47.84 | 47.55 | 57.05 | 54.82 | 51.21
706 | 42.12 | 46.38 | 38.84 | 42.12 | 46.38 | 38.84 | 42.12 | 46.38 | 38.84 | 42.12 | 46.37 | 34.42 | 42.12 | 46.38 | 38.84 | 42.12 | 46.38 | 35.49 | 42.12 | 46.38 | 38.84 | 42.12 | 46.38 | 38.84 | 42.12 | 46.38 | 38.84 | 43.6 | 19.33 | 33.4 | 42.73 | 19.72 | 34.08 | 42.12 | 46.38 | 38.84 | 54.16 | 54.59 | 50.97 | 54.16 | 54.59 | 50.97 | 54.16 | 54.59 | 50.97 | 54.16 | 47.35 | 46.69 | 57.58 | 54.59 | 50.97 | 57.58 | 54.59 | 49.86 | 54.16 | 54.59 | 50.97 | 54.16 | 54.59 | 50.97 | 57.58 | 54.59 | 50.97 | 56.39 | 46.4 | 47.16 | 56.39 | 46.88 | 46.22 | 54.16 | 54.59 | 50.97
707 | 41.37 | 46.05 | 38.51 | 41.37 | 46.05 | 38.51 | 41.37 | 46.05 | 38.51 | 41.37 | 46.05 | 0 | 41.79 | 46.05 | 38.51 | 41.79 | 46.05 | 35.49 | 41.37 | 46.05 | 38.51 | 41.37 | 46.05 | 38.51 | 41.79 | 46.05 | 38.51 | 41.37 | 14.25 | 0 | 41.79 | 14.54 | 0 | 41.37 | 46.05 | 38.51 | 51.67 | 54.26 | 50.65 | 51.67 | 54.26 | 50.65 | 51.67 | 54.26 | 50.65 | 51.67 | 39.06 | 45.25 | 57.25 | 54.26 | 50.65 | 57.25 | 54.26 | 47.16 | 51.67 | 54.26 | 50.65 | 51.67 | 54.26 | 50.65 | 57.25 | 54.26 | 50.65 | 52.19 | 38.27 | 44.8 | 52.19 | 38.67 | 44.8 | 51.67 | 54.26 | 50.65
708 | 40.84 | 45.81 | 38.27 | 40.84 | 45.81 | 38.27 | 40.84 | 45.81 | 38.27 | 40.84 | 45.81 | 0 | 41.55 | 45.81 | 38.27 | 41.55 | 45.81 | 0 | 40.84 | 45.81 | 38.27 | 40.84 | 45.81 | 38.27 | 41.55 | 45.81 | 38.27 | 39.63 | 14.11 | 0 | 40.43 | 14.4 | 0 | 40.84 | 45.81 | 38.27 | 51.43 | 54.02 | 50.41 | 51.43 | 54.02 | 50.41 | 51.43 | 54.02 | 50.41 | 51.43 | 39.06 | 43.47 | 57.01 | 54.02 | 50.41 | 57.01 | 54.02 | 46.75 | 51.43 | 54.02 | 50.41 | 51.43 | 54.02 | 50.41 | 57.01 | 54.02 | 50.41 | 45.41 | 37.51 | 44.8 | 50.92 | 38.67 | 43.9 | 51.43 | 54.02 | 50.41
709 | 40.84 | 45.81 | 38.27 | 40.84 | 45.81 | 38.27 | 40.84 | 45.81 | 38.27 | 40.84 | 45.81 | 0 | 41.55 | 45.81 | 38.27 | 41.55 | 45.81 | 0 | 40.84 | 45.81 | 38.27 | 40.84 | 45.81 | 38.27 | 41.55 | 45.81 | 38.27 | 36.95 | 13.97 | 0 | 40.43 | 14.25 | 0 | 40.84 | 45.81 | 38.27 | 51.43 | 54.02 | 50.41 | 51.43 | 54.02 | 50.41 | 51.43 | 54.02 | 50.41 | 51.43 | 39.06 | 44.35 | 57.01 | 54.02 | 50.41 | 57.01 | 54.02 | 46.65 | 51.43 | 54.02 | 50.41 | 51.43 | 54.02 | 50.41 | 57.01 | 54.02 | 50.41 | 46.33 | 37.51 | 44.8 | 50.92 | 38.67 | 44.8 | 51.43 | 54.02 | 50.41
710 | 40.71 | 45.67 | 38.14 | 40.71 | 45.67 | 38.14 | 40.71 | 45.67 | 38.14 | 40.71 | 45.67 | 0 | 41.41 | 45.68 | 38.14 | 41.41 | 45.68 | 0.05 | 40.71 | 45.68 | 38.14 | 40.71 | 45.67 | 38.14 | 41.41 | 45.68 | 38.14 | 38.09 | 13.97 | 0 | 40.3 | 14.25 | 0 | 40.71 | 45.67 | 38.14 | 51.3 | 53.89 | 50.27 | 51.3 | 53.89 | 50.27 | 51.3 | 53.89 | 50.27 | 51.3 | 39.06 | 45.29 | 56.88 | 53.89 | 50.27 | 56.88 | 53.89 | 48.14 | 51.3 | 53.89 | 50.27 | 51.3 | 53.89 | 50.27 | 56.88 | 53.89 | 50.27 | 46.34 | 37.51 | 44.8 | 50.78 | 38.67 | 44.84 | 51.3 | 53.89 | 50.27
711 | 40.72 | 45.69 | 38.16 | 40.72 | 45.69 | 38.16 | 40.72 | 45.69 | 38.16 | 40.72 | 45.69 | 0 | 41.43 | 45.69 | 38.16 | 41.43 | 45.69 | 18.88 | 40.72 | 45.69 | 38.16 | 40.72 | 45.69 | 38.16 | 41.43 | 45.69 | 38.16 | 39.79 | 13.97 | 0 | 40.59 | 14.26 | 0 | 40.72 | 45.69 | 38.16 | 51.31 | 53.9 | 50.29 | 51.31 | 53.9 | 50.29 | 51.31 | 53.9 | 50.29 | 51.31 | 39.06 | 46.21 | 56.89 | 53.9 | 50.29 | 56.89 | 53.9 | 49.11 | 51.31 | 53.9 | 50.29 | 51.31 | 53.9 | 50.29 | 56.89 | 53.9 | 50.29 | 50.8 | 37.51 | 44.8 | 51.83 | 38.67 | 45.75 | 51.31 | 53.9 | 50.29
712 | 42.05 | 46.31 | 38.77 | 42.05 | 46.31 | 38.77 | 42.05 | 46.31 | 38.77 | 42.05 | 46.31 | 16.3 | 42.05 | 46.67 | 38.77 | 42.05 | 46.67 | 16.14 | 42.05 | 46.31 | 38.77 | 42.05 | 46.31 | 38.77 | 42.05 | 46.67 | 38.77 | 41.63 | 14.25 | 15.5 | 42.47 | 45.84 | 16.14 | 42.05 | 46.31 | 38.77 | 57.51 | 54.52 | 50.91 | 57.51 | 54.52 | 50.91 | 57.51 | 54.52 | 50.91 | 57.51 | 51.72 | 46.68 | 57.51 | 54.52 | 50.91 | 57.51 | 54.52 | 49.61 | 57.51 | 54.52 | 50.91 | 57.51 | 54.52 | 50.91 | 57.51 | 54.52 | 50.91 | 56.94 | 37.51 | 44.8 | 58.09 | 51.03 | 45.75 | 59.43 | 54.52 | 90
713 | 43.17 | 47.43 | 39.89 | 43.17 | 47.43 | 39.89 | 43.17 | 47.43 | 39.89 | 43.17 | 47.43 | 34.77 | 43.17 | 47.78 | 39.89 | 43.17 | 47.78 | 26.08 | 43.17 | 47.45 | 39.89 | 43.17 | 47.43 | 39.89 | 43.17 | 47.78 | 39.89 | 43.6 | 18.87 | 24.3 | 43.6 | 46.95 | 34.42 | 43.17 | 47.43 | 39.89 | 58.63 | 55.64 | 52.02 | 58.63 | 55.64 | 52.02 | 58.63 | 55.64 | 52.02 | 58.63 | 52.08 | 47.16 | 58.63 | 55.64 | 52.02 | 58.63 | 55.64 | 49.61 | 58.63 | 55.64 | 52.02 | 58.63 | 55.64 | 52.02 | 58.63 | 55.64 | 52.02 | 58.23 | 46.88 | 44.8 | 59.22 | 51.03 | 46.69 | 60.64 | 55.64 | 90
714 | 42.44 | 46.7 | 39.16 | 42.44 | 46.7 | 39.16 | 42.44 | 46.7 | 39.16 | 42.44 | 46.7 | 34.77 | 42.44 | 46.7 | 39.16 | 42.44 | 46.7 | 35.49 | 42.44 | 46.7 | 39.16 | 42.44 | 46.7 | 39.16 | 42.44 | 46.7 | 39.16 | 50.84 | 19.26 | 24.3 | 51.87 | 46.23 | 34.42 | 42.44 | 46.7 | 39.16 | 57.9 | 54.91 | 51.3 | 57.9 | 54.91 | 51.3 | 57.9 | 54.91 | 51.3 | 57.9 | 52.08 | 47.98 | 57.9 | 54.91 | 51.3 | 57.9 | 54.91 | 49.61 | 57.9 | 54.91 | 51.3 | 57.9 | 54.91 | 51.3 | 57.9 | 54.91 | 51.3 | 67.05 | 47.66 | 44.8 | 68.42 | 51.03 | 47.5 | 60.64 | 54.91 | 96.91
715 | 41.51 | 45.77 | 38.23 | 41.51 | 45.77 | 38.23 | 41.51 | 45.77 | 38.23 | 41.51 | 45.77 | 34.77 | 41.51 | 45.77 | 38.23 | 41.51 | 45.77 | 35.49 | 41.51 | 45.77 | 38.23 | 41.51 | 45.77 | 38.23 | 41.51 | 45.77 | 38.23 | 50.33 | 19.26 | 24.3 | 51.35 | 45.31 | 34.42 | 41.51 | 45.77 | 38.23 | 56.97 | 53.98 | 50.37 | 56.97 | 53.98 | 50.37 | 56.97 | 53.98 | 50.37 | 56.97 | 52.08 | 47.19 | 56.97 | 53.98 | 50.37 | 56.97 | 53.98 | 49.61 | 56.97 | 53.98 | 50.37 | 56.97 | 53.98 | 50.37 | 56.97 | 53.98 | 50.37 | 65.05 | 47.66 | 44.8 | 66.38 | 51.03 | 46.72 | 59.43 | 53.98 | 96.91
716 | 41.02 | 45.28 | 37.74 | 41.02 | 45.28 | 37.74 | 41.02 | 45.28 | 37.74 | 41.02 | 45.28 | 25.04 | 41.02 | 45.28 | 37.74 | 41.02 | 45.28 | 35.49 | 41.02 | 45.28 | 37.74 | 41.02 | 45.28 | 37.74 | 41.02 | 45.28 | 37.74 | 41.43 | 19.26 | 24.3 | 41.43 | 44.83 | 24.79 | 41.02 | 45.28 | 37.74 | 56.48 | 53.49 | 49.88 | 56.48 | 53.49 | 49.88 | 56.48 | 53.49 | 49.88 | 56.48 | 52.08 | 46.68 | 56.48 | 53.49 | 49.88 | 56.48 | 53.49 | 49.61 | 56.48 | 53.49 | 49.88 | 56.48 | 53.49 | 49.88 | 56.48 | 53.49 | 49.88 | 57.05 | 47.66 | 44.8 | 58.22 | 51.03 | 46.21 | 56.48 | 53.49 | 90
717 | 40.81 | 45.07 | 37.53 | 40.81 | 45.07 | 37.53 | 40.81 | 45.07 | 37.53 | 40.81 | 45.07 | 24.71 | 40.81 | 45.07 | 37.53 | 40.81 | 45.07 | 35.49 | 40.81 | 45.07 | 37.53 | 40.81 | 45.07 | 37.53 | 40.81 | 45.07 | 37.53 | 41.22 | 18.87 | 23.97 | 41.22 | 42.81 | 24.46 | 40.81 | 45.07 | 37.53 | 50.69 | 53.28 | 49.66 | 50.69 | 53.28 | 49.66 | 50.69 | 53.28 | 49.66 | 50.69 | 52.08 | 46.68 | 56.27 | 53.28 | 49.66 | 56.27 | 53.28 | 49.61 | 50.69 | 53.28 | 49.66 | 50.69 | 53.28 | 49.66 | 56.27 | 53.28 | 49.66 | 55.7 | 47.66 | 44.8 | 54.59 | 50.52 | 46.21 | 50.69 | 53.28 | 64.79
718 | 39.91 | 44.87 | 37.34 | 39.91 | 44.87 | 37.34 | 39.91 | 44.87 | 37.34 | 39.91 | 44.87 | 24.47 | 40.61 | 44.87 | 37.34 | 40.61 | 44.87 | 35.38 | 39.91 | 44.87 | 37.34 | 39.91 | 44.87 | 37.34 | 40.61 | 44.87 | 37.34 | 40.21 | 18.87 | 23.5 | 40.31 | 19.26 | 24.22 | 39.91 | 44.87 | 37.34 | 50.5 | 53.08 | 49.47 | 50.5 | 53.08 | 49.47 | 50.5 | 53.08 | 49.47 | 50.5 | 49.87 | 46.68 | 56.08 | 53.08 | 49.47 | 56.08 | 53.08 | 49.47 | 50.5 | 53.08 | 49.47 | 50.5 | 53.08 | 49.47 | 56.08 | 53.08 | 49.47 | 52.33 | 45.98 | 44.38 | 51.29 | 48.37 | 46.21 | 50.5 | 53.08 | 63.5
719 | 39.55 | 44.52 | 36.98 | 39.55 | 44.52 | 36.98 | 39.55 | 44.52 | 36.98 | 39.55 | 36.74 | 18.17 | 40.26 | 44.52 | 36.98 | 40.26 | 44.52 | 26.62 | 39.55 | 44.52 | 36.98 | 39.55 | 44.52 | 36.98 | 40.26 | 44.52 | 36.98 | 34.77 | 14.16 | 17.62 | 35.47 | 14.44 | 17.98 | 39.55 | 44.52 | 36.98 | 50.14 | 52.73 | 49.11 | 50.14 | 52.73 | 49.11 | 50.14 | 52.73 | 49.11 | 46.56 | 45.95 | 46.17 | 55.72 | 52.73 | 49.11 | 55.72 | 52.73 | 49.11 | 50.14 | 52.73 | 49.11 | 50.14 | 52.73 | 49.11 | 55.72 | 52.73 | 49.11 | 45.18 | 43.23 | 43.9 | 46.1 | 45.47 | 44.8 | 50.14 | 52.73 | 49.11
720 | 39.53 | 34.54 | 36.97 | 39.53 | 34.54 | 36.97 | 39.53 | 34.54 | 36.97 | 39.53 | 33.85 | 18.17 | 40.24 | 44.49 | 36.97 | 40.24 | 25.94 | 25.05 | 39.53 | 44.5 | 36.97 | 39.53 | 44.5 | 36.97 | 40.24 | 44.49 | 36.97 | 31.83 | 13.87 | 17.62 | 32.48 | 14.25 | 17.98 | 39.53 | 34.54 | 36.97 | 48 | 52.71 | 49.1 | 48 | 52.71 | 49.1 | 48 | 52.71 | 49.1 | 44.26 | 39.06 | 46.17 | 55.7 | 52.71 | 49.1 | 55.7 | 46.27 | 48.9 | 50.12 | 52.71 | 49.1 | 50.12 | 52.71 | 49.1 | 55.7 | 52.71 | 49.1 | 42.51 | 36.38 | 41.39 | 43.82 | 38.27 | 44.8 | 48 | 52.71 | 49.1
721 | 39.37 | 29 | 36.8 | 39.37 | 29 | 36.8 | 39.37 | 29 | 36.8 | 39.37 | 28.42 | 18.17 | 40.08 | 32.55 | 36.8 | 40.08 | 25.94 | 25.05 | 39.37 | 44.34 | 36.8 | 39.37 | 44.34 | 36.8 | 40.08 | 32.55 | 36.8 | 25.18 | 13.41 | 17.62 | 25.7 | 13.68 | 17.98 | 39.37 | 29 | 36.8 | 43.76 | 51.33 | 48.94 | 43.76 | 51.33 | 48.94 | 43.76 | 51.33 | 48.94 | 43.76 | 39.06 | 45.29 | 55.54 | 52.55 | 48.94 | 55.54 | 39.06 | 48.14 | 49.96 | 52.55 | 48.94 | 49.96 | 52.55 | 48.94 | 55.54 | 52.55 | 48.94 | 40.35 | 36.38 | 41.39 | 41.17 | 38.27 | 44.8 | 43.76 | 51.33 | 48.94
722 | 39.25 | 29 | 36.68 | 39.25 | 29 | 36.68 | 39.25 | 29 | 36.68 | 39.25 | 28.42 | 18.17 | 39.95 | 32.55 | 36.68 | 39.95 | 32.55 | 25.05 | 39.25 | 44.21 | 36.68 | 39.25 | 44.21 | 36.68 | 39.95 | 32.55 | 36.68 | 25.18 | 13.41 | 17.62 | 25.7 | 13.68 | 17.98 | 39.25 | 29 | 36.68 | 41.58 | 51.33 | 48.81 | 41.58 | 51.33 | 48.81 | 41.58 | 51.33 | 48.81 | 41.58 | 39.06 | 45.29 | 55.41 | 52.42 | 48.81 | 55.41 | 52.42 | 48.14 | 49.83 | 52.42 | 48.81 | 49.83 | 52.42 | 48.81 | 55.41 | 52.42 | 48.81 | 40.35 | 36.38 | 42.67 | 41.17 | 38.27 | 44.8 | 41.58 | 51.33 | 48.81
723 | 39.19 | 26.12 | 36.62 | 39.19 | 26.12 | 36.62 | 39.19 | 26.12 | 36.62 | 39.19 | 24.09 | 18.17 | 39.89 | 44.15 | 36.62 | 39.89 | 44.15 | 26.62 | 39.19 | 44.15 | 36.62 | 39.19 | 44.15 | 36.62 | 39.89 | 44.15 | 36.62 | 25.18 | 13.41 | 17.62 | 25.7 | 13.68 | 17.98 | 39.19 | 26.12 | 36.62 | 41.58 | 51.19 | 48.75 | 41.58 | 51.19 | 48.75 | 41.58 | 51.19 | 48.75 | 41.58 | 39.06 | 45.29 | 55.35 | 52.36 | 48.75 | 55.35 | 52.36 | 48.14 | 49.77 | 52.36 | 48.75 | 49.77 | 52.36 | 48.75 | 55.35 | 52.36 | 48.75 | 40.35 | 36.38 | 42.67 | 41.16 | 38.27 | 44.8 | 41.58 | 51.19 | 48.75
724 | 39.32 | 26.12 | 36.76 | 39.32 | 26.12 | 36.76 | 39.32 | 26.12 | 36.76 | 39.32 | 24.1 | 18.17 | 40.03 | 44.29 | 36.76 | 40.03 | 44.29 | 26.62 | 39.32 | 44.29 | 36.76 | 39.32 | 44.29 | 36.76 | 40.03 | 44.29 | 36.76 | 28.89 | 13.55 | 17.62 | 29.48 | 14.11 | 17.98 | 39.32 | 26.12 | 36.76 | 41.58 | 51.19 | 48.14 | 41.58 | 51.19 | 48.14 | 41.58 | 51.19 | 48.14 | 41.58 | 39.06 | 45.29 | 55.49 | 52.5 | 48.14 | 55.49 | 52.5 | 48.14 | 49.91 | 52.5 | 48.89 | 49.91 | 52.5 | 48.89 | 55.49 | 52.5 | 48.14 | 40.35 | 36.38 | 42.67 | 41.17 | 38.27 | 44.8 | 41.58 | 51.19 | 48.89
725 | 39.6 | 37.12 | 37.03 | 39.6 | 37.12 | 37.03 | 39.6 | 37.12 | 37.03 | 39.6 | 33.86 | 18.17 | 40.3 | 44.56 | 37.03 | 40.3 | 44.56 | 26.62 | 39.6 | 44.56 | 37.03 | 39.6 | 44.56 | 37.03 | 40.3 | 44.56 | 37.03 | 32.27 | 13.55 | 17.62 | 32.92 | 14.24 | 17.98 | 39.6 | 37.12 | 37.03 | 50.19 | 52.77 | 49.16 | 50.19 | 52.77 | 49.16 | 50.19 | 52.77 | 49.16 | 44.87 | 39.45 | 46.17 | 55.77 | 52.77 | 49.16 | 55.77 | 52.77 | 49.11 | 50.19 | 52.77 | 49.16 | 50.19 | 52.77 | 49.16 | 55.77 | 52.77 | 49.16 | 43.09 | 36.38 | 38.08 | 44.42 | 38.66 | 44.8 | 50.19 | 52.77 | 64.79
726 | 40.02 | 44.99 | 37.45 | 40.02 | 44.99 | 37.45 | 40.02 | 44.99 | 37.45 | 40.02 | 44.99 | 24.47 | 40.73 | 44.99 | 37.45 | 40.73 | 44.99 | 26.62 | 40.02 | 44.99 | 37.45 | 40.02 | 44.99 | 37.45 | 40.73 | 44.99 | 37.45 | 39.62 | 14.74 | 23.74 | 40.42 | 15.04 | 24.22 | 40.02 | 44.99 | 37.45 | 50.61 | 53.2 | 49.59 | 50.61 | 53.2 | 49.59 | 50.61 | 53.2 | 49.59 | 50.61 | 48.67 | 46.68 | 56.19 | 53.2 | 49.59 | 56.19 | 53.2 | 49.59 | 50.61 | 53.2 | 49.59 | 50.61 | 53.2 | 49.59 | 56.19 | 53.2 | 49.59 | 51.65 | 44.11 | 40.09 | 51.12 | 47.66 | 44.8 | 50.61 | 53.2 | 90
727 | 41.06 | 46.03 | 38.49 | 41.06 | 46.03 | 38.49 | 45.72 | 46.03 | 38.49 | 45.72 | 46.03 | 25.04 | 45.72 | 47.5 | 38.49 | 45.72 | 47.5 | 26.62 | 41.06 | 46.03 | 38.49 | 41.06 | 46.03 | 38.49 | 45.72 | 47.5 | 38.49 | 50.84 | 22.7 | 24.3 | 49.82 | 45.57 | 24.79 | 45.72 | 46.03 | 69.4 | 51.65 | 54.24 | 50.63 | 51.65 | 54.24 | 50.63 | 51.65 | 54.24 | 50.63 | 51.65 | 52.08 | 47.45 | 57.23 | 54.35 | 50.63 | 57.23 | 54.35 | 49.61 | 51.65 | 54.24 | 50.63 | 51.65 | 54.24 | 50.63 | 57.23 | 54.35 | 50.63 | 69.67 | 47.89 | 44.8 | 71.09 | 51.03 | 46.21 | 65.5 | 90 | 108.68
728 | 42.04 | 47.01 | 39.47 | 42.04 | 47.01 | 39.47 | 45.72 | 47.01 | 39.47 | 45.72 | 47.01 | 25.04 | 45.72 | 49.39 | 39.47 | 45.72 | 49.39 | 35.38 | 42.04 | 47.01 | 39.47 | 42.04 | 47.01 | 39.47 | 45.72 | 49.39 | 39.47 | 52.41 | 22.7 | 24.3 | 52.41 | 46.54 | 24.79 | 45.72 | 47.01 | 44.53 | 58.21 | 55.22 | 51.61 | 58.21 | 55.22 | 51.61 | 58.21 | 55.22 | 51.61 | 58.21 | 52.08 | 47.98 | 58.21 | 55.32 | 51.61 | 58.21 | 55.32 | 49.61 | 58.21 | 55.22 | 51.61 | 58.21 | 55.22 | 51.61 | 58.21 | 55.32 | 51.61 | 73.64 | 47.89 | 44.8 | 73.64 | 51.03 | 45.72 | 65.5 | 90 | 108.68
729 | 42.1 | 46.36 | 38.82 | 42.1 | 46.36 | 38.82 | 45.72 | 46.36 | 38.82 | 45.72 | 46.36 | 25.04 | 45.72 | 47.04 | 38.82 | 45.72 | 47.04 | 35.38 | 41.39 | 46.36 | 38.82 | 41.39 | 46.36 | 38.82 | 45.72 | 47.04 | 38.82 | 52.41 | 22.7 | 24.3 | 52.41 | 45.89 | 24.79 | 45.72 | 46.36 | 44.53 | 57.56 | 54.57 | 50.96 | 57.56 | 54.57 | 50.96 | 57.56 | 54.57 | 50.96 | 57.56 | 52.08 | 46.68 | 57.56 | 54.57 | 50.96 | 57.56 | 54.57 | 49.61 | 51.98 | 54.57 | 50.96 | 51.98 | 54.57 | 50.96 | 57.56 | 54.57 | 50.96 | 73.3 | 47.89 | 44.8 | 73.3 | 50.01 | 44.8 | 58.14 | 90 | 108.68
730 | 41.87 | 46.13 | 38.59 | 41.87 | 46.13 | 38.59 | 41.87 | 46.13 | 38.59 | 41.87 | 46.13 | 18.35 | 41.87 | 46.13 | 38.59 | 41.87 | 46.13 | 26.62 | 41.16 | 46.13 | 38.59 | 41.16 | 46.13 | 38.59 | 41.87 | 46.13 | 38.59 | 44.5 | 19.91 | 17.98 | 43.61 | 20.33 | 18.17 | 41.87 | 46.13 | 44.53 | 51.75 | 54.34 | 50.73 | 51.75 | 54.34 | 50.73 | 51.75 | 54.34 | 50.73 | 51.75 | 47.36 | 46.22 | 57.33 | 54.34 | 50.73 | 57.33 | 54.34 | 49.12 | 51.75 | 54.34 | 50.73 | 51.75 | 54.34 | 50.73 | 57.33 | 54.34 | 50.73 | 72.39 | 45.47 | 44.8 | 72.39 | 46.4 | 44.8 | 51.75 | 59.54 | 108.19
731 | 40.93 | 45.9 | 38.36 | 40.93 | 45.9 | 38.36 | 40.93 | 45.9 | 38.36 | 40.93 | 45.9 | 17.86 | 41.64 | 45.9 | 38.36 | 41.64 | 45.9 | 0 | 40.93 | 45.9 | 38.36 | 40.93 | 45.9 | 38.36 | 41.64 | 45.9 | 38.36 | 40.1 | 14.94 | 0 | 40.52 | 15.24 | 0 | 40.93 | 45.9 | 38.36 | 51.52 | 54.11 | 50.5 | 51.52 | 54.11 | 50.5 | 53.15 | 54.11 | 50.5 | 53.15 | 48.67 | 45.25 | 57.1 | 54.11 | 50.5 | 57.1 | 54.11 | 45.72 | 51.52 | 54.11 | 50.5 | 51.52 | 54.11 | 50.5 | 57.1 | 54.11 | 50.5 | 54.79 | 36.25 | 39.71 | 53.83 | 39.09 | 44.8 | 53.15 | 54.11 | 107.67
732 | 40.54 | 45.51 | 37.98 | 40.54 | 45.51 | 37.98 | 40.54 | 45.51 | 37.98 | 40.54 | 45.51 | 17.86 | 41.25 | 45.51 | 37.98 | 41.25 | 45.51 | 0 | 40.54 | 45.51 | 37.98 | 40.54 | 45.51 | 37.98 | 41.25 | 45.51 | 37.98 | 39.57 | 12.59 | 0 | 40.14 | 12.84 | 0 | 40.54 | 45.51 | 37.98 | 51.13 | 53.72 | 50.11 | 51.13 | 53.72 | 50.11 | 51.13 | 53.72 | 50.11 | 51.13 | 49.44 | 40.11 | 56.71 | 53.72 | 50.11 | 56.71 | 53.72 | 40.11 | 51.13 | 53.72 | 50.11 | 51.13 | 53.72 | 50.11 | 56.71 | 53.72 | 50.11 | 54.79 | 19.4 | 37.37 | 53.7 | 38.27 | 38.52 | 51.13 | 53.72 | 64.79
733 | 40.39 | 45.36 | 37.82 | 40.39 | 45.36 | 37.82 | 40.39 | 45.36 | 37.82 | 40.39 | 45.36 | 17.86 | 41.1 | 45.36 | 37.82 | 41.1 | 45.36 | 0 | 40.39 | 45.36 | 37.82 | 40.39 | 45.36 | 37.82 | 41.1 | 45.36 | 37.82 | 39.57 | 12.59 | 0 | 39.99 | 12.84 | 0 | 40.39 | 45.36 | 37.82 | 50.98 | 53.57 | 49.96 | 50.98 | 53.57 | 49.96 | 50.98 | 53.57 | 49.96 | 50.98 | 49.4 | 40.11 | 56.56 | 53.57 | 49.96 | 56.56 | 53.57 | 40.11 | 50.98 | 53.57 | 49.96 | 50.98 | 53.57 | 49.96 | 56.56 | 53.57 | 49.96 | 54.24 | 19.4 | 37.37 | 53.16 | 38.27 | 38.52 | 50.98 | 53.57 | 64.79
734 | 40.32 | 45.29 | 37.75 | 40.32 | 45.29 | 37.75 | 40.32 | 45.29 | 37.75 | 40.32 | 45.29 | 18.35 | 41.03 | 45.29 | 37.75 | 41.03 | 45.28 | 0 | 40.32 | 45.29 | 37.75 | 40.32 | 45.29 | 37.75 | 41.03 | 45.29 | 37.75 | 39.57 | 13.11 | 0 | 39.91 | 15.24 | 0 | 40.32 | 45.29 | 37.75 | 50.91 | 53.5 | 49.88 | 50.91 | 53.5 | 49.88 | 50.91 | 53.5 | 49.88 | 50.91 | 49.44 | 44.2 | 56.49 | 53.5 | 49.88 | 56.49 | 53.5 | 44.2 | 50.91 | 53.5 | 49.88 | 50.91 | 53.5 | 49.88 | 56.49 | 53.5 | 49.88 | 54.79 | 19.4 | 40.35 | 53.7 | 38.27 | 42.88 | 50.91 | 53.5 | 64.79
735 | 40.35 | 45.32 | 37.78 | 40.35 | 45.32 | 37.78 | 40.35 | 45.32 | 37.78 | 40.35 | 45.32 | 34.77 | 41.06 | 45.32 | 37.78 | 41.06 | 45.32 | 18.35 | 40.35 | 45.32 | 37.78 | 40.35 | 45.32 | 37.78 | 41.06 | 45.32 | 37.78 | 40.65 | 14.94 | 17.62 | 40.65 | 15.24 | 34.42 | 40.35 | 45.32 | 37.78 | 50.94 | 53.53 | 49.92 | 50.94 | 53.53 | 49.92 | 54.28 | 53.53 | 49.92 | 54.28 | 52.08 | 48.62 | 56.52 | 53.53 | 49.92 | 56.52 | 53.53 | 49.61 | 50.94 | 53.53 | 49.92 | 50.94 | 53.53 | 49.92 | 56.52 | 53.53 | 49.92 | 55.95 | 36.25 | 43.99 | 55.95 | 50.52 | 44.89 | 54.28 | 53.53 | 64.79
736 | 40.57 | 45.54 | 38 | 40.57 | 45.54 | 38 | 45.72 | 45.54 | 38 | 45.72 | 45.54 | 38 | 45.72 | 45.54 | 38 | 45.72 | 45.54 | 36.59 | 40.57 | 45.54 | 38 | 40.57 | 45.54 | 38 | 45.72 | 45.54 | 38 | 46.18 | 42.47 | 32.94 | 47.12 | 45.08 | 35.85 | 45.72 | 45.54 | 44.53 | 51.16 | 53.75 | 50.14 | 51.16 | 53.75 | 50.14 | 61.79 | 53.75 | 50.14 | 61.79 | 53.75 | 49.61 | 61.79 | 53.75 | 50.14 | 61.79 | 53.75 | 49.61 | 51.16 | 53.75 | 50.14 | 51.16 | 53.75 | 50.14 | 61.79 | 53.75 | 50.14 | 63.7 | 47.89 | 44.8 | 65 | 53.21 | 46.21 | 65.5 | 90 | 107.67
737 | 41.41 | 48.96 | 38.84 | 41.41 | 48.96 | 38.84 | 50.84 | 48.96 | 38.84 | 50.84 | 48.96 | 38.84 | 50.84 | 48.96 | 38.84 | 50.84 | 48.96 | 36.59 | 41.41 | 48.96 | 38.84 | 41.41 | 48.96 | 38.84 | 50.84 | 48.96 | 38.84 | 51.36 | 48.96 | 34.42 | 52.41 | 49.96 | 38.45 | 50.84 | 48.96 | 70.53 | 52 | 54.69 | 50.98 | 52 | 54.69 | 50.98 | 73.64 | 54.69 | 50.98 | 73.64 | 54.69 | 50.11 | 73.64 | 54.69 | 50.98 | 73.64 | 54.69 | 49.61 | 52 | 54.69 | 50.98 | 52 | 54.69 | 50.98 | 73.64 | 54.69 | 50.98 | 75.16 | 52.95 | 44.8 | 77.48 | 55.25 | 47.64 | 73.76 | 90 | 108.68
738 | 41.03 | 49.52 | 38.47 | 41.03 | 49.52 | 38.47 | 50.57 | 49.52 | 38.47 | 50.57 | 49.53 | 38.47 | 50.57 | 49.52 | 38.47 | 50.57 | 49.52 | 36.59 | 41.03 | 49.52 | 38.47 | 41.03 | 49.52 | 38.47 | 50.57 | 49.52 | 38.47 | 54.49 | 49.67 | 34.42 | 55.57 | 50.68 | 38.08 | 50.57 | 49.53 | 70.53 | 51.62 | 54.32 | 50.6 | 51.62 | 54.32 | 50.6 | 71.26 | 54.32 | 50.6 | 71.26 | 54.32 | 50.6 | 71.26 | 54.32 | 50.6 | 71.26 | 54.32 | 50.6 | 51.62 | 54.21 | 50.6 | 51.62 | 54.21 | 50.6 | 71.26 | 54.32 | 50.6 | 79.18 | 53.78 | 47.61 | 80.8 | 54.87 | 50.09 | 73.76 | 90 | 108.68
739 | 40.36 | 47.89 | 37.8 | 40.36 | 47.89 | 37.8 | 45.72 | 47.89 | 37.8 | 45.72 | 47.89 | 37.8 | 45.72 | 47.89 | 37.8 | 45.72 | 47.89 | 36.59 | 40.36 | 47.89 | 37.8 | 40.36 | 47.89 | 37.8 | 45.72 | 47.89 | 37.8 | 53.99 | 47.57 | 34.42 | 55.09 | 48.37 | 35.85 | 45.72 | 47.89 | 37.8 | 50.95 | 53.65 | 49.93 | 50.95 | 53.65 | 49.93 | 56.53 | 53.65 | 49.93 | 56.53 | 53.65 | 49.93 | 56.53 | 53.65 | 49.93 | 56.53 | 53.65 | 49.93 | 50.95 | 53.65 | 49.93 | 50.95 | 53.65 | 49.93 | 56.53 | 53.65 | 49.93 | 78.44 | 53.11 | 46.6 | 80 | 54.2 | 49.43 | 65.5 | 59.54 | 107.67
740 | 40.03 | 46.6 | 37.46 | 40.03 | 46.6 | 37.46 | 40.74 | 46.6 | 37.46 | 40.74 | 46.6 | 37.46 | 40.74 | 47.54 | 37.46 | 40.74 | 47.54 | 36.59 | 40.03 | 46.6 | 37.46 | 40.03 | 46.6 | 37.46 | 40.74 | 47.54 | 37.46 | 50 | 47.07 | 34.42 | 51.02 | 47.07 | 35.85 | 40.74 | 46.6 | 37.46 | 50.62 | 53.31 | 49.6 | 50.62 | 53.31 | 49.6 | 56.2 | 53.31 | 49.6 | 56.2 | 53.31 | 49.6 | 56.2 | 53.31 | 49.6 | 56.2 | 53.31 | 49.6 | 50.62 | 53.31 | 49.6 | 50.62 | 53.31 | 49.6 | 56.2 | 53.31 | 49.6 | 72.55 | 52.78 | 44.8 | 73.3 | 53.85 | 47.64 | 56.2 | 54.4 | 90
741 | 39.9 | 44.87 | 37.33 | 39.9 | 44.87 | 37.33 | 39.9 | 44.87 | 37.33 | 39.9 | 44.87 | 36.96 | 40.61 | 47.41 | 37.33 | 40.61 | 47.41 | 36.59 | 39.9 | 44.87 | 37.33 | 39.9 | 44.87 | 37.33 | 40.61 | 47.41 | 37.33 | 41.02 | 46.94 | 34.42 | 40.3 | 46 | 35.85 | 39.9 | 44.87 | 37.33 | 50.49 | 53.08 | 49.47 | 50.49 | 53.08 | 49.47 | 50.49 | 53.08 | 49.47 | 50.49 | 53.08 | 47.59 | 56.07 | 53.18 | 49.47 | 56.07 | 53.18 | 49.47 | 50.49 | 53.08 | 49.47 | 50.49 | 53.08 | 49.47 | 56.07 | 53.18 | 49.47 | 56.64 | 52.55 | 44.8 | 57.79 | 53.61 | 47 | 50.49 | 53.08 | 64.79
742 | 39.73 | 44.7 | 37.16 | 39.73 | 44.7 | 37.16 | 39.73 | 44.7 | 37.16 | 39.73 | 44.7 | 36.59 | 40.44 | 47.24 | 37.16 | 40.44 | 47.24 | 36.23 | 39.73 | 44.7 | 37.16 | 39.73 | 44.7 | 37.16 | 40.44 | 47.24 | 37.16 | 40.63 | 45.15 | 34.42 | 40.13 | 45.15 | 35.14 | 39.73 | 44.7 | 37.16 | 50.32 | 52.91 | 49.3 | 50.32 | 52.91 | 49.3 | 50.32 | 52.91 | 49.3 | 50.32 | 52.91 | 47.12 | 55.9 | 53.02 | 49.3 | 55.9 | 53.02 | 49.3 | 50.32 | 52.91 | 49.3 | 50.32 | 52.91 | 49.3 | 55.9 | 53.02 | 49.3 | 56.47 | 50.06 | 44.8 | 55.34 | 52.15 | 46.65 | 50.32 | 52.91 | 63.5
743 | 39.46 | 44.43 | 36.01 | 39.46 | 44.43 | 36.01 | 39.46 | 44.43 | 36.01 | 39.46 | 44.43 | 36.01 | 40.17 | 46.96 | 36.01 | 40.17 | 46.96 | 36.01 | 39.46 | 44.43 | 36.01 | 39.46 | 44.43 | 36.89 | 40.17 | 46.96 | 36.01 | 39.77 | 44.88 | 34.42 | 39.86 | 44.88 | 35.12 | 39.46 | 44.43 | 36.01 | 50.05 | 52.64 | 46.99 | 50.05 | 52.64 | 46.99 | 50.05 | 52.64 | 46.99 | 50.05 | 52.64 | 46.99 | 55.63 | 52.74 | 48.11 | 55.63 | 52.74 | 48.11 | 50.05 | 52.64 | 48.11 | 50.05 | 52.64 | 49.03 | 55.63 | 52.74 | 48.11 | 56.19 | 49.63 | 44.8 | 55.07 | 51.16 | 45.72 | 50.05 | 52.64 | 49.03
744 | 39.48 | 44.45 | 35.12 | 39.48 | 44.45 | 35.12 | 39.48 | 44.45 | 35.12 | 39.48 | 44.45 | 35.12 | 40.19 | 46.4 | 36.01 | 40.19 | 46.4 | 36.01 | 39.48 | 44.45 | 36.01 | 39.48 | 44.45 | 36.92 | 40.19 | 46.4 | 36.01 | 39.09 | 43.57 | 33.55 | 39.17 | 44.01 | 34.58 | 39.48 | 44.45 | 35.12 | 50.07 | 51.33 | 46.68 | 50.07 | 51.33 | 46.68 | 50.07 | 51.33 | 46.68 | 50.07 | 51.33 | 46.68 | 55.65 | 52.08 | 48.12 | 55.65 | 52.08 | 48.12 | 50.07 | 52.08 | 48.12 | 50.07 | 52.66 | 49.05 | 55.65 | 52.08 | 48.12 | 54.24 | 47.66 | 43.9 | 53.16 | 50.01 | 44.8 | 50.07 | 51.33 | 49.05
745 | 39.27 | 43.66 | 34.77 | 39.27 | 43.66 | 34.77 | 39.27 | 43.66 | 34.77 | 39.27 | 43.66 | 34.77 | 40.08 | 46.4 | 36.01 | 40.08 | 46.4 | 36.01 | 39.37 | 44.34 | 36.01 | 39.37 | 44.34 | 36.8 | 40.08 | 46.4 | 36.01 | 38.88 | 42.79 | 33.63 | 38.88 | 43.22 | 34.42 | 39.27 | 43.66 | 34.77 | 49.96 | 51.04 | 46.68 | 49.96 | 51.04 | 46.68 | 49.96 | 51.04 | 46.68 | 49.96 | 51.04 | 46.68 | 55.54 | 52.08 | 48.12 | 55.54 | 52.08 | 48.12 | 49.96 | 51.61 | 48.12 | 49.96 | 52.55 | 48.94 | 55.54 | 52.08 | 48.12 | 54.24 | 47.66 | 43.9 | 53.16 | 50.01 | 44.8 | 49.96 | 51.04 | 48.94
746 | 38.92 | 42.65 | 34.77 | 38.92 | 42.65 | 34.77 | 38.92 | 42.65 | 34.77 | 38.92 | 42.65 | 34.77 | 39.99 | 46.4 | 36.71 | 39.99 | 46.4 | 36.71 | 39.28 | 44.24 | 34.77 | 39.28 | 44.25 | 36.71 | 39.99 | 46.4 | 36.71 | 38.53 | 42.22 | 34.42 | 38.53 | 42.22 | 34.42 | 38.92 | 42.65 | 34.77 | 49.87 | 50.95 | 46.68 | 49.87 | 50.95 | 46.68 | 49.87 | 50.95 | 46.68 | 49.87 | 50.95 | 46.68 | 55.45 | 52.56 | 48.85 | 55.45 | 52.56 | 48.85 | 49.87 | 51.61 | 46.68 | 49.87 | 52.46 | 48.85 | 55.45 | 52.56 | 48.85 | 53.79 | 49.01 | 43.9 | 50.37 | 50.01 | 44.8 | 49.87 | 50.95 | 48.85
747 | 38.88 | 42.65 | 34.09 | 38.88 | 42.65 | 34.09 | 38.88 | 42.65 | 34.09 | 38.88 | 42.65 | 34.09 | 39.98 | 46.4 | 36.71 | 39.98 | 46.4 | 36.71 | 39.27 | 44.24 | 34.09 | 39.27 | 44.24 | 36.71 | 39.98 | 46.4 | 36.71 | 38.49 | 42.22 | 34.42 | 38.49 | 42.22 | 34.42 | 38.88 | 42.65 | 34.09 | 49.86 | 50.95 | 46.17 | 49.86 | 50.95 | 46.17 | 49.86 | 50.95 | 46.17 | 49.86 | 50.95 | 46.17 | 55.44 | 52.56 | 48.84 | 55.44 | 52.56 | 48.84 | 49.86 | 51.61 | 46.17 | 49.86 | 52.45 | 48.84 | 55.44 | 52.56 | 48.84 | 53.51 | 49.01 | 44.8 | 52.44 | 50.01 | 45.7 | 49.86 | 50.95 | 48.84
748 | 38.88 | 43.08 | 34.09 | 38.88 | 43.08 | 34.09 | 38.88 | 43.08 | 34.09 | 38.88 | 43.08 | 34.09 | 40.16 | 46.4 | 36.88 | 40.16 | 46.4 | 36.88 | 39.45 | 44.41 | 34.09 | 39.45 | 44.42 | 36.88 | 40.16 | 46.4 | 36.88 | 38.49 | 42.65 | 34.42 | 38.49 | 42.65 | 34.42 | 38.88 | 43.08 | 34.09 | 50.04 | 51.04 | 46.17 | 50.04 | 51.04 | 46.17 | 50.04 | 51.04 | 46.17 | 50.04 | 51.04 | 46.17 | 55.62 | 52.73 | 49.01 | 55.62 | 52.73 | 49.01 | 50.04 | 51.61 | 46.17 | 50.04 | 52.63 | 49.01 | 55.62 | 52.73 | 49.01 | 53.51 | 49.13 | 44.8 | 52.44 | 50.13 | 45.7 | 50.04 | 51.04 | 49.01
749 | 39.75 | 44.56 | 35.12 | 39.75 | 44.56 | 35.12 | 39.75 | 44.56 | 35.12 | 39.75 | 44.56 | 35.12 | 40.45 | 46.4 | 37.18 | 40.45 | 46.4 | 37.18 | 39.75 | 44.71 | 35.35 | 39.75 | 44.71 | 37.18 | 40.45 | 46.4 | 37.18 | 39.32 | 43.66 | 34.58 | 39.35 | 44.11 | 34.77 | 39.75 | 44.56 | 35.12 | 50.34 | 52.08 | 46.18 | 50.34 | 52.08 | 46.18 | 50.34 | 52.08 | 46.18 | 50.34 | 52.08 | 46.18 | 55.92 | 53.03 | 49.31 | 55.92 | 53.03 | 49.31 | 50.34 | 52.08 | 47.46 | 50.34 | 52.93 | 49.31 | 55.92 | 53.03 | 49.31 | 54.6 | 49.9 | 44.8 | 53.51 | 50.92 | 45.72 | 50.34 | 52.08 | 53.17
750 | 40.09 | 45.06 | 37.53 | 40.09 | 45.06 | 37.53 | 40.09 | 45.06 | 37.53 | 40.09 | 45.06 | 37.33 | 40.8 | 47.6 | 37.53 | 40.8 | 47.6 | 37.53 | 40.09 | 45.06 | 37.53 | 40.09 | 45.06 | 37.53 | 40.8 | 47.6 | 37.53 | 40.39 | 46.45 | 35.49 | 40.5 | 45.52 | 35.85 | 40.09 | 45.06 | 37.53 | 50.68 | 53.27 | 48.12 | 50.68 | 53.27 | 48.12 | 50.68 | 53.27 | 48.12 | 50.68 | 53.27 | 48.12 | 56.26 | 53.38 | 49.66 | 56.26 | 53.38 | 49.66 | 50.68 | 53.27 | 49.66 | 50.68 | 53.27 | 49.66 | 56.26 | 53.38 | 49.66 | 56.83 | 50.53 | 47.64 | 55.7 | 51.56 | 47.64 | 50.68 | 53.27 | 64.79
751 | 40.98 | 45.94 | 38.41 | 40.98 | 45.94 | 38.41 | 46.87 | 53.77 | 38.41 | 46.87 | 53.77 | 38.41 | 46.87 | 57.04 | 38.41 | 46.87 | 57.04 | 38.41 | 40.98 | 45.94 | 38.41 | 40.98 | 45.94 | 38.41 | 46.87 | 57.04 | 38.41 | 47.64 | 58.21 | 36.21 | 47.84 | 57.05 | 36.95 | 46.87 | 53.77 | 44.53 | 51.56 | 54.15 | 50.54 | 51.56 | 54.15 | 50.54 | 68.11 | 54.15 | 50.54 | 68.11 | 54.15 | 50.32 | 68.11 | 55.43 | 50.54 | 68.11 | 55.43 | 50.54 | 51.56 | 54.15 | 50.54 | 51.56 | 54.15 | 50.54 | 68.11 | 55.43 | 50.54 | 70.95 | 55.48 | 49.31 | 70.95 | 54.7 | 49.31 | 68.82 | 90 | 107.67
752 | 41.6 | 46.56 | 39.03 | 41.6 | 46.56 | 39.03 | 51.72 | 53.77 | 39.03 | 51.72 | 53.77 | 39.03 | 51.72 | 58.13 | 39.03 | 51.72 | 58.13 | 39.03 | 41.6 | 46.56 | 39.03 | 41.6 | 46.56 | 39.03 | 51.72 | 58.13 | 39.03 | 52.79 | 59.32 | 38.24 | 52.79 | 58.14 | 38.64 | 51.72 | 53.77 | 44.53 | 52.18 | 54.77 | 51.16 | 52.18 | 54.77 | 51.16 | 71.83 | 54.88 | 51.16 | 71.83 | 54.88 | 49.94 | 71.83 | 58.36 | 51.16 | 71.83 | 58.36 | 51.16 | 52.18 | 54.77 | 51.16 | 52.18 | 54.77 | 51.16 | 71.83 | 58.36 | 51.16 | 74.38 | 58.95 | 48.93 | 74.38 | 57.77 | 48.93 | 71.83 | 90 | 107.67
753 | 41.16 | 46.13 | 38.59 | 41.16 | 46.13 | 38.59 | 51.72 | 53.77 | 38.59 | 51.72 | 53.77 | 38.59 | 51.72 | 58.13 | 38.59 | 51.72 | 58.13 | 38.59 | 41.16 | 46.13 | 38.59 | 41.16 | 46.13 | 38.59 | 51.72 | 58.13 | 38.59 | 52.79 | 59.32 | 38.21 | 52.24 | 58.14 | 38.21 | 51.72 | 53.77 | 44.53 | 51.75 | 54.34 | 50.73 | 51.75 | 54.34 | 50.73 | 71.39 | 54.45 | 50.73 | 71.39 | 54.45 | 49.76 | 71.39 | 56.08 | 50.73 | 71.39 | 56.08 | 50.73 | 51.75 | 54.34 | 50.73 | 51.75 | 54.34 | 50.73 | 71.39 | 56.08 | 50.73 | 75.14 | 57.24 | 48.61 | 75.14 | 55.52 | 48.61 | 71.39 | 90 | 107.67
754 | 41.09 | 46.06 | 38.52 | 41.09 | 46.06 | 38.52 | 51.35 | 53.17 | 38.52 | 51.35 | 53.17 | 38.52 | 51.35 | 53.71 | 38.52 | 51.35 | 53.71 | 38.52 | 41.09 | 46.06 | 38.52 | 41.09 | 46.06 | 38.52 | 51.35 | 53.71 | 38.52 | 52.41 | 54.82 | 35.85 | 51.87 | 53.71 | 35.85 | 51.35 | 53.17 | 38.52 | 51.68 | 54.27 | 50.65 | 51.68 | 54.27 | 50.65 | 68.82 | 54.27 | 50.65 | 68.82 | 54.27 | 49.76 | 68.82 | 54.37 | 50.65 | 68.82 | 54.37 | 50.65 | 51.68 | 54.27 | 50.65 | 51.68 | 54.27 | 50.65 | 68.82 | 54.37 | 50.65 | 75.14 | 55.38 | 48.61 | 73.63 | 54.27 | 47.64 | 68.82 | 59.54 | 107.67
755 | 40.8 | 45.77 | 38.24 | 40.8 | 45.77 | 38.24 | 42.59 | 47.6 | 38.24 | 42.59 | 47.6 | 38.24 | 42.59 | 48.57 | 38.24 | 42.59 | 48.57 | 38.24 | 40.8 | 45.77 | 38.24 | 40.8 | 45.77 | 38.24 | 42.59 | 48.57 | 38.24 | 43.47 | 49.06 | 35.85 | 43.02 | 48.08 | 35.85 | 42.59 | 47.6 | 38.24 | 51.39 | 53.98 | 50.37 | 51.39 | 53.98 | 50.37 | 56.97 | 53.98 | 50.37 | 56.97 | 53.98 | 49.61 | 56.97 | 54.09 | 50.37 | 56.97 | 54.09 | 50.37 | 51.39 | 53.98 | 50.37 | 51.39 | 53.98 | 50.37 | 56.97 | 54.09 | 50.37 | 61.61 | 53.55 | 46.66 | 60.38 | 53.01 | 45.73 | 56.97 | 58.54 | 90
756 | 40.57 | 45.53 | 38 | 40.57 | 45.53 | 38 | 41.27 | 45.53 | 38 | 41.27 | 45.53 | 38 | 41.27 | 48.08 | 38 | 41.27 | 48.08 | 38 | 40.57 | 45.53 | 38 | 40.57 | 45.53 | 38 | 41.27 | 48.08 | 38 | 42.13 | 48.08 | 35.14 | 41.69 | 45.99 | 35.14 | 41.27 | 45.53 | 38 | 51.16 | 53.75 | 50.13 | 51.16 | 53.75 | 50.13 | 51.16 | 53.75 | 50.13 | 51.16 | 53.75 | 49.61 | 56.74 | 53.85 | 50.13 | 56.74 | 53.85 | 50.13 | 51.16 | 53.75 | 50.13 | 51.16 | 53.75 | 50.13 | 56.74 | 53.85 | 50.13 | 58.79 | 52.95 | 44.8 | 57.62 | 52.95 | 44.8 | 51.16 | 53.75 | 64.79
757 | 40.45 | 45.42 | 37.89 | 40.45 | 45.42 | 37.89 | 41.16 | 45.42 | 37.89 | 41.16 | 45.42 | 37.89 | 41.16 | 47.97 | 37.89 | 41.16 | 47.97 | 37.89 | 40.45 | 45.42 | 37.89 | 40.45 | 45.42 | 37.89 | 41.16 | 47.97 | 37.89 | 42.43 | 48.08 | 35.14 | 41.58 | 45.88 | 35.14 | 41.16 | 45.42 | 37.89 | 51.04 | 53.63 | 50.02 | 51.04 | 53.63 | 50.02 | 51.04 | 53.63 | 50.02 | 51.04 | 53.63 | 49.61 | 56.62 | 53.74 | 50.02 | 56.62 | 53.74 | 50.02 | 51.04 | 53.63 | 50.02 | 51.04 | 53.63 | 50.02 | 56.62 | 53.74 | 50.02 | 63.52 | 53.1 | 44.8 | 62.25 | 53.1 | 44.8 | 51.04 | 53.63 | 64.79
758 | 40.42 | 45.39 | 37.85 | 40.42 | 45.39 | 37.85 | 41.13 | 45.39 | 37.85 | 41.13 | 45.39 | 37.85 | 41.13 | 47.94 | 37.85 | 41.13 | 47.94 | 37.85 | 40.42 | 45.39 | 37.85 | 40.42 | 45.39 | 37.85 | 41.13 | 47.94 | 37.85 | 46.87 | 48.08 | 36.72 | 45.94 | 45.85 | 37.47 | 41.13 | 45.39 | 37.85 | 51.01 | 53.6 | 49.99 | 51.01 | 53.6 | 49.99 | 56.59 | 53.6 | 49.99 | 56.59 | 53.6 | 49.99 | 56.59 | 53.71 | 49.99 | 56.59 | 53.71 | 49.99 | 51.01 | 53.6 | 49.99 | 51.01 | 53.6 | 49.99 | 56.59 | 53.71 | 49.99 | 69.87 | 53.17 | 44.83 | 68.48 | 54.14 | 45.75 | 56.59 | 53.6 | 64.79
759 | 40.49 | 45.46 | 37.92 | 40.49 | 45.46 | 37.92 | 41.2 | 45.46 | 37.92 | 41.2 | 45.46 | 37.92 | 41.2 | 48.01 | 37.92 | 41.2 | 48.01 | 37.92 | 40.49 | 45.46 | 37.92 | 40.49 | 45.46 | 37.92 | 41.2 | 48.01 | 37.92 | 52.21 | 48.49 | 38.24 | 53.27 | 47.52 | 38.3 | 41.2 | 45.46 | 37.92 | 51.08 | 53.67 | 50.05 | 51.08 | 53.67 | 50.05 | 56.66 | 53.67 | 50.05 | 56.66 | 53.67 | 50.05 | 56.66 | 54.49 | 50.05 | 56.66 | 54.49 | 50.05 | 51.08 | 53.67 | 50.05 | 51.08 | 53.67 | 50.05 | 56.66 | 54.49 | 50.05 | 69.95 | 55.04 | 48.78 | 71.38 | 54.21 | 49.55 | 56.66 | 53.67 | 64.79
760 | 40.79 | 45.76 | 38.22 | 40.79 | 45.76 | 38.22 | 51.46 | 53.41 | 40.29 | 51.46 | 53.41 | 40.29 | 51.46 | 68.31 | 40.29 | 51.46 | 68.31 | 40.29 | 40.79 | 45.76 | 38.22 | 40.79 | 45.76 | 38.22 | 51.46 | 68.31 | 40.29 | 54.36 | 69 | 40.7 | 55.61 | 70.41 | 41.53 | 51.46 | 53.41 | 44.53 | 51.38 | 53.97 | 50.36 | 51.38 | 53.97 | 50.36 | 68.21 | 54.08 | 50.36 | 68.21 | 54.08 | 50.36 | 68.21 | 84.42 | 50.46 | 68.21 | 84.42 | 50.46 | 51.38 | 53.97 | 50.36 | 51.38 | 53.97 | 50.36 | 68.21 | 84.42 | 50.46 | 77.52 | 85.27 | 49.95 | 79.1 | 87.01 | 50.87 | 68.21 | 59.54 | 107.67
761 | 41.68 | 50.17 | 39.12 | 41.68 | 50.17 | 39.12 | 54.52 | 53.77 | 70.53 | 54.52 | 53.77 | 70.53 | 54.52 | 76.73 | 78.8 | 54.52 | 76.73 | 78.8 | 41.68 | 46.65 | 39.12 | 41.68 | 46.65 | 39.12 | 54.52 | 76.73 | 78.8 | 56.21 | 78.31 | 80.43 | 57.35 | 79.9 | 80.28 | 54.52 | 53.77 | 70.53 | 52.27 | 54.97 | 51.25 | 52.27 | 54.97 | 51.25 | 73.76 | 54.97 | 51.25 | 73.76 | 54.97 | 51.25 | 73.76 | 98.79 | 103.44 | 73.76 | 98.79 | 103.44 | 52.27 | 54.86 | 51.25 | 52.27 | 54.86 | 51.25 | 73.76 | 98.79 | 103.44 | 83.31 | 101.85 | 104.49 | 85 | 103 | 64.83 | 73.76 | 59.54 | 107.67
762 | 41.27 | 49.76 | 38.7 | 41.27 | 49.76 | 38.7 | 54.58 | 53.41 | 79.5 | 54.58 | 53.41 | 79.5 | 54.58 | 78.28 | 80.3 | 54.58 | 78.28 | 80.3 | 41.27 | 46.23 | 38.7 | 41.27 | 46.23 | 38.7 | 54.58 | 78.28 | 80.3 | 57.41 | 79.91 | 81.96 | 57.99 | 81.52 | 80.32 | 54.58 | 53.41 | 70.53 | 51.85 | 54.55 | 50.83 | 51.85 | 54.55 | 50.83 | 73.76 | 54.55 | 50.83 | 73.76 | 54.55 | 50.83 | 73.76 | 102.88 | 105.63 | 73.76 | 102.88 | 105.63 | 51.85 | 54.44 | 50.83 | 51.85 | 54.44 | 50.83 | 73.76 | 102.88 | 105.63 | 106.06 | 105 | 106.7 | 106.06 | 105 | 104.49 | 73.76 | 59.54 | 107.67
763 | 40.56 | 49.05 | 38 | 40.56 | 49.05 | 38 | 51.23 | 49.05 | 70.53 | 51.23 | 49.05 | 70.53 | 51.23 | 78.28 | 80.3 | 51.23 | 78.28 | 80.3 | 40.56 | 45.53 | 38 | 40.56 | 45.53 | 38 | 51.23 | 78.28 | 80.3 | 57.41 | 79.91 | 81.96 | 57.99 | 81.52 | 81.96 | 51.23 | 49.05 | 70.53 | 51.15 | 53.85 | 50.13 | 51.15 | 53.85 | 50.13 | 70.79 | 53.85 | 50.13 | 70.79 | 53.85 | 50.13 | 70.79 | 102.88 | 105.63 | 70.79 | 102.88 | 105.63 | 51.15 | 53.74 | 50.13 | 51.15 | 53.74 | 50.13 | 70.79 | 102.88 | 105.63 | 89.2 | 105 | 106.7 | 89.2 | 105 | 104.49 | 70.79 | 58.39 | 90
764 | 40.17 | 45.14 | 37.6 | 40.17 | 45.14 | 37.6 | 45.72 | 45.14 | 44.53 | 45.72 | 45.14 | 44.53 | 45.72 | 76.73 | 77.89 | 45.72 | 76.73 | 77.89 | 40.17 | 45.14 | 37.6 | 40.17 | 45.14 | 37.6 | 45.72 | 76.73 | 77.89 | 55.64 | 78.31 | 80.32 | 56.21 | 79.9 | 80.32 | 45.72 | 45.14 | 44.53 | 50.76 | 53.46 | 49.74 | 50.76 | 53.46 | 49.74 | 67.14 | 53.46 | 49.74 | 67.14 | 53.46 | 49.74 | 67.14 | 99.79 | 102.46 | 67.14 | 99.79 | 102.46 | 50.76 | 53.35 | 49.74 | 50.76 | 53.35 | 49.74 | 67.14 | 99.79 | 102.46 | 79.9 | 103.95 | 106.7 | 80.7 | 103.95 | 104.57 | 67.14 | 53.46 | 90
765 | 40.08 | 45.05 | 37.51 | 40.08 | 45.05 | 37.51 | 40.79 | 45.05 | 37.51 | 40.79 | 45.05 | 37.51 | 40.79 | 70.77 | 70.1 | 40.79 | 70.77 | 70.1 | 40.08 | 45.05 | 37.51 | 40.08 | 45.05 | 37.51 | 40.79 | 70.77 | 70.1 | 55.08 | 75.21 | 80.32 | 55.08 | 76.74 | 80.28 | 40.08 | 45.05 | 37.51 | 50.67 | 53.26 | 49.65 | 50.67 | 53.26 | 49.65 | 50.67 | 53.26 | 49.65 | 50.67 | 53.26 | 49.65 | 56.25 | 86.85 | 72.16 | 56.25 | 86.85 | 72.16 | 50.67 | 53.26 | 49.65 | 50.67 | 53.26 | 49.65 | 56.25 | 86.85 | 72.16 | 79.86 | 103 | 106.7 | 80.67 | 103 | 104.57 | 50.67 | 53.26 | 63.5
766 | 39.88 | 44.84 | 37.31 | 39.88 | 44.84 | 37.31 | 39.88 | 44.84 | 37.31 | 39.88 | 44.84 | 37.31 | 40.58 | 69 | 37.31 | 40.58 | 69 | 37.31 | 39.88 | 44.84 | 37.31 | 39.88 | 44.84 | 37.31 | 40.58 | 69 | 37.31 | 53.68 | 75.21 | 80.32 | 53.68 | 75.97 | 80.28 | 39.88 | 44.84 | 37.31 | 50.47 | 53.05 | 49.44 | 50.47 | 53.05 | 49.44 | 50.47 | 53.05 | 49.44 | 50.47 | 53.05 | 49.44 | 56.04 | 79.13 | 51.61 | 56.04 | 79.13 | 51.61 | 50.47 | 53.05 | 49.44 | 50.47 | 53.05 | 49.44 | 56.04 | 79.13 | 51.61 | 74.38 | 103 | 106.7 | 74.38 | 103 | 104.57 | 50.47 | 53.05 | 49.44
767 | 39.58 | 44.55 | 37.01 | 39.58 | 44.55 | 37.01 | 39.58 | 44.55 | 37.01 | 39.58 | 44.55 | 37.01 | 40.29 | 56.54 | 37.01 | 40.29 | 56.54 | 37.01 | 39.58 | 44.55 | 37.01 | 39.58 | 44.55 | 37.01 | 40.29 | 56.54 | 37.01 | 51.37 | 75.21 | 80.32 | 51.37 | 75.21 | 80.28 | 39.58 | 44.55 | 37.01 | 50.17 | 52.76 | 49.14 | 50.17 | 52.76 | 49.14 | 50.17 | 52.76 | 49.14 | 50.17 | 52.76 | 49.14 | 55.75 | 52.86 | 49.14 | 55.75 | 52.86 | 49.14 | 50.17 | 52.76 | 49.14 | 50.17 | 52.76 | 49.14 | 55.75 | 52.86 | 49.14 | 73.64 | 101.96 | 106.62 | 73.64 | 99.92 | 104.49 | 50.17 | 52.76 | 49.14
768 | 39.57 | 44.54 | 37 | 39.57 | 44.54 | 37 | 39.57 | 44.54 | 37 | 39.57 | 44.54 | 37 | 40.28 | 47.1 | 37 | 40.28 | 47.1 | 37 | 39.57 | 44.54 | 37 | 39.57 | 44.54 | 37 | 40.28 | 47.1 | 37 | 46.69 | 75.21 | 79.5 | 45.75 | 75.21 | 80.28 | 39.57 | 44.54 | 37 | 50.16 | 52.75 | 49.14 | 50.16 | 52.75 | 49.14 | 50.16 | 52.75 | 49.14 | 50.16 | 52.75 | 49.14 | 55.74 | 52.85 | 49.14 | 55.74 | 52.85 | 49.14 | 50.16 | 52.75 | 49.14 | 50.16 | 52.75 | 49.14 | 55.74 | 52.85 | 49.14 | 67.7 | 101.93 | 104.49 | 67.7 | 99.9 | 102.4 | 50.16 | 52.75 | 49.14
769 | 39.44 | 44.41 | 36.87 | 39.44 | 44.41 | 36.87 | 39.44 | 44.41 | 36.87 | 39.44 | 44.41 | 36.87 | 40.15 | 46.96 | 36.87 | 40.15 | 46.96 | 36.87 | 39.44 | 44.41 | 36.87 | 39.44 | 44.41 | 36.87 | 40.15 | 46.96 | 36.87 | 41.15 | 70.42 | 78.24 | 40.33 | 70.42 | 79.84 | 39.44 | 44.41 | 36.87 | 50.03 | 52.62 | 49.01 | 50.03 | 52.62 | 49.01 | 50.03 | 52.62 | 49.01 | 50.03 | 52.62 | 49.01 | 55.61 | 52.72 | 49.11 | 55.61 | 52.72 | 49.11 | 50.03 | 52.62 | 49.01 | 50.03 | 52.62 | 49.01 | 55.61 | 52.72 | 49.11 | 62.26 | 91.25 | 55.68 | 62.26 | 89.43 | 54.57 | 50.03 | 52.62 | 49.01
770 | 39.36 | 44.33 | 36.8 | 39.36 | 44.33 | 36.8 | 39.36 | 44.33 | 36.8 | 39.36 | 44.33 | 36.8 | 40.07 | 46.88 | 36.8 | 40.07 | 46.88 | 36.8 | 39.36 | 44.33 | 36.8 | 39.36 | 44.33 | 36.8 | 40.07 | 46.88 | 36.8 | 41.15 | 63.89 | 38.24 | 40.33 | 65.19 | 39.02 | 39.36 | 44.33 | 36.8 | 49.95 | 52.54 | 48.93 | 49.95 | 52.54 | 48.93 | 49.95 | 52.54 | 48.93 | 49.95 | 52.54 | 48.93 | 55.53 | 52.65 | 48.93 | 55.53 | 52.65 | 48.93 | 49.95 | 52.54 | 48.93 | 49.95 | 52.54 | 48.93 | 55.53 | 52.65 | 48.93 | 59.12 | 79.13 | 49.78 | 59.12 | 77.55 | 50.79 | 49.95 | 52.54 | 48.93
771 | 39.36 | 44.33 | 36.8 | 39.36 | 44.33 | 36.8 | 39.36 | 44.33 | 36.8 | 39.36 | 44.33 | 36.8 | 40.07 | 46.87 | 36.8 | 40.07 | 46.87 | 36.8 | 39.36 | 44.33 | 36.8 | 39.36 | 44.33 | 36.8 | 40.07 | 46.87 | 36.8 | 40.59 | 54.72 | 37.17 | 40.59 | 55.83 | 37.32 | 39.36 | 44.33 | 36.8 | 49.95 | 52.54 | 48.93 | 49.95 | 52.54 | 48.93 | 49.95 | 52.54 | 48.93 | 49.95 | 52.54 | 48.93 | 55.53 | 52.65 | 48.93 | 55.53 | 52.65 | 48.93 | 49.95 | 52.54 | 48.93 | 49.95 | 52.54 | 48.93 | 55.53 | 52.65 | 48.93 | 58.32 | 63.95 | 49.42 | 58.32 | 65.26 | 49.42 | 49.95 | 52.54 | 48.93
772 | 39.52 | 44.49 | 36.95 | 39.52 | 44.49 | 36.95 | 39.52 | 44.49 | 36.95 | 39.52 | 44.49 | 36.95 | 40.23 | 47.02 | 36.95 | 40.23 | 47.03 | 36.95 | 39.52 | 44.49 | 36.95 | 39.52 | 44.49 | 36.95 | 40.23 | 47.02 | 36.95 | 40.38 | 48.04 | 37.32 | 40.38 | 49.03 | 37.32 | 39.52 | 44.49 | 36.95 | 50.11 | 52.7 | 49.08 | 50.11 | 52.7 | 49.08 | 50.11 | 52.7 | 49.08 | 50.11 | 52.7 | 49.08 | 55.69 | 52.8 | 49.08 | 55.69 | 52.8 | 49.08 | 50.11 | 52.7 | 49.08 | 50.11 | 52.7 | 49.08 | 55.69 | 52.8 | 49.08 | 58.32 | 53.34 | 48.8 | 58.32 | 54.42 | 49.58 | 50.11 | 52.7 | 49.08
773 | 39.84 | 44.81 | 37.27 | 39.84 | 44.81 | 37.27 | 39.84 | 44.81 | 37.27 | 39.84 | 44.81 | 37.27 | 40.55 | 47.35 | 37.27 | 40.55 | 47.35 | 37.27 | 39.84 | 44.81 | 37.27 | 39.84 | 44.81 | 37.27 | 40.55 | 47.35 | 37.27 | 40.66 | 47.83 | 37.13 | 40.66 | 48.8 | 37.89 | 39.84 | 44.81 | 37.27 | 50.43 | 53.02 | 49.41 | 50.43 | 53.02 | 49.41 | 50.43 | 53.02 | 49.41 | 50.43 | 53.02 | 49.41 | 56.01 | 53.12 | 49.41 | 56.01 | 53.12 | 49.41 | 50.43 | 53.02 | 49.41 | 50.43 | 53.02 | 49.41 | 56.01 | 53.12 | 49.41 | 56.68 | 52.59 | 48.91 | 57.83 | 65.26 | 49.9 | 50.43 | 53.02 | 49.41
774 | 40.27 | 45.23 | 37.7 | 40.27 | 45.23 | 37.7 | 40.97 | 45.23 | 37.7 | 40.97 | 45.23 | 37.7 | 40.97 | 47.78 | 37.7 | 40.97 | 47.78 | 37.7 | 40.27 | 45.23 | 37.7 | 40.27 | 45.23 | 37.7 | 40.97 | 47.78 | 37.7 | 43.45 | 48.26 | 38.08 | 43.89 | 71.35 | 74.51 | 40.89 | 45.23 | 37.7 | 50.85 | 53.44 | 49.83 | 50.85 | 53.44 | 49.83 | 56.43 | 53.44 | 49.83 | 56.43 | 53.44 | 49.83 | 56.43 | 53.55 | 49.83 | 56.43 | 53.55 | 49.83 | 50.85 | 53.44 | 49.83 | 50.85 | 53.44 | 49.83 | 56.43 | 53.55 | 49.83 | 71.45 | 53.01 | 49.33 | 72.9 | 92.48 | 61 | 56.43 | 53.44 | 49.83
775 | 41.93 | 49.44 | 39.36 | 41.93 | 49.44 | 39.36 | 52.6 | 49.44 | 39.36 | 52.6 | 49.44 | 39.36 | 52.6 | 49.44 | 39.36 | 52.6 | 49.44 | 39.36 | 41.93 | 49.44 | 39.36 | 41.93 | 49.44 | 39.36 | 52.6 | 49.44 | 39.36 | 55.61 | 50.01 | 38.97 | 56.74 | 75.97 | 80.28 | 52.6 | 49.44 | 39.36 | 52.52 | 55.21 | 51.49 | 52.52 | 55.21 | 51.49 | 71.97 | 55.21 | 51.49 | 71.97 | 55.21 | 51.49 | 71.97 | 55.21 | 51.49 | 71.97 | 55.21 | 51.49 | 52.52 | 55.21 | 51.49 | 52.52 | 55.21 | 51.49 | 71.97 | 55.21 | 51.49 | 79.9 | 54.66 | 50.75 | 81.52 | 103 | 75.79 | 71.97 | 59.54 | 90
776 | 43.12 | 53.19 | 40.55 | 43.12 | 53.19 | 40.55 | 54.36 | 53.19 | 40.55 | 54.36 | 53.19 | 40.55 | 54.36 | 53.19 | 40.55 | 54.36 | 53.19 | 40.55 | 43.12 | 53.19 | 40.55 | 43.12 | 53.19 | 40.55 | 54.36 | 53.19 | 40.55 | 56.05 | 56.52 | 40.15 | 57.18 | 76.74 | 80.28 | 53.4 | 53.19 | 40.55 | 53.71 | 56.41 | 52.69 | 53.71 | 56.41 | 52.69 | 73.76 | 56.41 | 52.69 | 73.76 | 56.41 | 52.69 | 73.76 | 56.41 | 52.69 | 73.76 | 56.41 | 52.69 | 53.71 | 56.41 | 52.69 | 53.71 | 56.41 | 52.69 | 73.76 | 56.41 | 52.69 | 82.5 | 55.84 | 50.75 | 84.17 | 103 | 104.49 | 73.76 | 58.36 | 90
777 | 42.73 | 53.19 | 40.16 | 42.73 | 53.19 | 40.16 | 54.36 | 53.19 | 40.16 | 54.36 | 53.19 | 40.16 | 54.36 | 53.19 | 40.16 | 54.36 | 53.19 | 40.16 | 42.73 | 53.19 | 40.16 | 42.73 | 53.19 | 40.16 | 54.36 | 53.19 | 40.16 | 55.61 | 54.83 | 39.76 | 56.74 | 74.28 | 74.51 | 53.4 | 53.19 | 40.16 | 58.9 | 56.01 | 52.29 | 58.9 | 56.01 | 52.29 | 72.96 | 56.01 | 52.29 | 72.96 | 56.01 | 52.29 | 72.96 | 56.01 | 52.29 | 72.96 | 56.01 | 52.29 | 58.9 | 56.01 | 52.29 | 58.9 | 56.01 | 52.29 | 72.96 | 56.01 | 52.29 | 79.9 | 55.45 | 49.78 | 81.52 | 94.08 | 67.94 | 72.96 | 58.36 | 90
778 | 42.89 | 52.64 | 39.62 | 42.89 | 52.64 | 39.62 | 54.36 | 52.64 | 39.62 | 54.36 | 52.64 | 39.62 | 54.36 | 52.64 | 39.62 | 54.36 | 52.64 | 39.62 | 42.89 | 52.64 | 39.62 | 42.89 | 52.64 | 39.62 | 54.36 | 52.64 | 39.62 | 55.61 | 53.18 | 39.22 | 56.74 | 55.37 | 40.02 | 53.28 | 52.64 | 39.62 | 58.35 | 55.47 | 51.75 | 58.35 | 55.47 | 51.75 | 72.41 | 55.47 | 51.75 | 72.41 | 55.47 | 51.3 | 72.41 | 55.47 | 51.75 | 72.41 | 55.47 | 49.94 | 58.35 | 55.47 | 51.75 | 58.35 | 55.47 | 51.75 | 72.41 | 55.47 | 51.75 | 79.89 | 54.91 | 46.66 | 81.52 | 76.44 | 50.78 | 72.41 | 55.47 | 90
779 | 42.42 | 50.21 | 39.15 | 42.42 | 50.21 | 39.15 | 52.39 | 50.21 | 39.15 | 52.39 | 50.21 | 39.15 | 52.39 | 49.23 | 39.15 | 52.39 | 49.23 | 38.93 | 42.42 | 49.23 | 39.15 | 42.42 | 49.23 | 39.15 | 52.39 | 49.23 | 39.15 | 53.47 | 49.73 | 37.38 | 54.56 | 52.8 | 39.54 | 51.35 | 50.21 | 39.15 | 57.89 | 55 | 51.28 | 57.89 | 55 | 51.28 | 69.34 | 55 | 51.28 | 69.34 | 55 | 51.28 | 69.34 | 55 | 51.28 | 69.34 | 55 | 49.61 | 57.89 | 55 | 51.28 | 57.89 | 55 | 51.28 | 69.34 | 55 | 51.28 | 73.69 | 54.45 | 46.34 | 75.2 | 68.58 | 50.77 | 69.34 | 55 | 90
780 | 42 | 48.81 | 38.72 | 42 | 48.81 | 38.72 | 42 | 48.81 | 38.72 | 42 | 48.81 | 38.72 | 42 | 48.81 | 38.72 | 42 | 48.81 | 38.72 | 42 | 48.81 | 38.72 | 42 | 48.81 | 38.72 | 42 | 48.81 | 38.72 | 42.87 | 48.32 | 37.19 | 43.3 | 52.8 | 39.11 | 42 | 48.81 | 38.72 | 57.46 | 54.58 | 50.86 | 57.46 | 54.58 | 50.86 | 57.46 | 54.58 | 50.86 | 57.46 | 54.58 | 50.86 | 57.46 | 54.58 | 50.86 | 57.46 | 54.58 | 49.61 | 57.46 | 54.58 | 50.86 | 57.46 | 54.58 | 50.86 | 57.46 | 54.58 | 50.86 | 58.04 | 54.03 | 45.88 | 59.23 | 67.67 | 50.35 | 57.46 | 54.58 | 64.79
781 | 41.58 | 49.36 | 38.3 | 41.58 | 49.36 | 38.3 | 41.58 | 49.36 | 38.3 | 41.58 | 49.36 | 38.3 | 41.58 | 48.39 | 38.3 | 41.58 | 48.39 | 38.3 | 41.58 | 48.39 | 38.3 | 41.58 | 48.39 | 38.3 | 41.58 | 48.39 | 38.3 | 42 | 48.05 | 37.19 | 42.42 | 52.8 | 38.69 | 41.58 | 49.36 | 38.3 | 57.04 | 54.16 | 50.44 | 57.04 | 54.16 | 50.44 | 57.04 | 54.16 | 50.44 | 57.04 | 54.16 | 50.44 | 57.04 | 54.16 | 50.44 | 57.04 | 54.16 | 49.61 | 57.04 | 54.16 | 50.44 | 57.04 | 54.16 | 50.44 | 57.04 | 54.16 | 50.44 | 57.62 | 52.95 | 44.8 | 59.12 | 67.67 | 49.93 | 57.04 | 54.16 | 64.79
782 | 41.35 | 49.13 | 38.07 | 41.35 | 49.13 | 38.07 | 41.35 | 49.13 | 38.07 | 41.35 | 49.13 | 38.07 | 41.35 | 48.16 | 38.07 | 41.35 | 48.16 | 38.07 | 41.35 | 48.16 | 38.07 | 41.35 | 48.16 | 38.07 | 41.35 | 48.16 | 38.07 | 42.2 | 48.64 | 37.38 | 42.63 | 52.8 | 38.46 | 41.35 | 49.13 | 38.07 | 56.81 | 53.93 | 50.21 | 56.81 | 53.93 | 50.21 | 56.81 | 53.93 | 50.21 | 56.81 | 53.93 | 50.21 | 56.81 | 53.93 | 50.21 | 56.81 | 53.93 | 49.61 | 56.81 | 53.93 | 50.21 | 56.81 | 53.93 | 50.21 | 56.81 | 53.93 | 50.21 | 57.98 | 52.95 | 44.8 | 59.16 | 67.67 | 49.71 | 56.81 | 53.93 | 64.79
783 | 41.33 | 51.08 | 38.05 | 41.33 | 51.08 | 38.05 | 46.3 | 51.08 | 38.05 | 46.3 | 51.08 | 38.05 | 46.3 | 48.13 | 38.05 | 46.3 | 48.13 | 38.05 | 41.33 | 48.13 | 38.05 | 41.33 | 48.13 | 38.05 | 46.3 | 48.13 | 38.05 | 47.25 | 48.62 | 37.38 | 47.25 | 53.03 | 38.15 | 46.3 | 51.08 | 38.05 | 56.79 | 53.9 | 50.19 | 56.79 | 53.9 | 50.19 | 58.76 | 53.9 | 50.19 | 58.76 | 53.9 | 50.19 | 56.79 | 53.9 | 50.19 | 56.79 | 53.9 | 49.61 | 56.79 | 53.9 | 50.19 | 56.79 | 53.9 | 50.19 | 56.79 | 53.9 | 50.19 | 59.36 | 53.36 | 45.35 | 64.84 | 76.9 | 49.68 | 58.76 | 53.9 | 64.79
784 | 41.75 | 63.12 | 50.35 | 41.75 | 63.12 | 50.35 | 52.41 | 63.12 | 50.35 | 52.41 | 63.12 | 50.35 | 52.41 | 61.86 | 38.47 | 52.41 | 61.86 | 38.47 | 41.75 | 61.86 | 38.47 | 41.75 | 61.86 | 38.47 | 52.41 | 61.86 | 38.47 | 53.49 | 62.49 | 38.09 | 54.03 | 70.7 | 50.86 | 52.41 | 63.12 | 70.53 | 57.21 | 88.21 | 60.39 | 57.21 | 88.21 | 60.39 | 72.77 | 88.21 | 60.39 | 72.77 | 88.21 | 60.39 | 69.26 | 54.32 | 50.6 | 69.26 | 54.32 | 50.6 | 57.21 | 54.32 | 50.6 | 57.21 | 54.32 | 50.6 | 69.26 | 54.32 | 50.6 | 73.5 | 53.78 | 48.8 | 77.25 | 89.1 | 61 | 73.76 | 90 | 108.68
785 | 42.66 | 69.91 | 51.9 | 42.66 | 69.91 | 51.9 | 54.48 | 69.91 | 51.9 | 54.48 | 69.91 | 51.9 | 54.48 | 69.91 | 39.38 | 54.48 | 69.91 | 39.38 | 42.66 | 69.91 | 39.38 | 42.66 | 69.9 | 39.38 | 54.48 | 69.91 | 39.38 | 55.61 | 70.61 | 38.99 | 56.17 | 72.05 | 52.43 | 54.48 | 69.91 | 70.53 | 58.12 | 89.6 | 62.24 | 58.12 | 89.6 | 62.24 | 77.5 | 89.6 | 62.24 | 77.5 | 89.6 | 62.24 | 77.5 | 55.24 | 51.52 | 77.5 | 55.24 | 51.52 | 58.12 | 55.24 | 51.52 | 58.12 | 55.24 | 51.52 | 77.5 | 55.24 | 51.52 | 78.28 | 54.68 | 49.78 | 80.7 | 91.45 | 62.87 | 77.5 | 98.21 | 108.68
786 | 42.11 | 69.9 | 50.35 | 42.11 | 69.9 | 50.35 | 54.52 | 69.9 | 50.35 | 54.52 | 69.9 | 50.35 | 54.52 | 69.9 | 38.83 | 54.52 | 69.9 | 38.83 | 42.11 | 69.9 | 38.83 | 42.11 | 69.9 | 38.83 | 54.52 | 69.9 | 38.83 | 55.64 | 70.61 | 38.24 | 56.21 | 72.07 | 50.86 | 54.52 | 69.9 | 70.53 | 57.57 | 85 | 62.24 | 57.57 | 85 | 62.24 | 81.63 | 85 | 62.24 | 81.63 | 85 | 62.24 | 81.63 | 55.24 | 50.97 | 81.63 | 55.14 | 50.97 | 57.57 | 55.24 | 50.97 | 57.57 | 55.24 | 50.97 | 81.63 | 55.24 | 50.97 | 83.31 | 54.59 | 49.11 | 85 | 91.45 | 62.87 | 81.63 | 98.21 | 108.68
787 | 41.28 | 66.46 | 48.84 | 41.28 | 66.46 | 48.84 | 53.94 | 66.46 | 48.84 | 53.94 | 66.46 | 48.84 | 53.94 | 66.46 | 38 | 53.94 | 66.46 | 38 | 40.57 | 66.46 | 38 | 40.57 | 66.46 | 38 | 53.94 | 66.46 | 38 | 55.61 | 67.13 | 37.38 | 56.17 | 71.35 | 49.84 | 53.94 | 66.46 | 70.53 | 56.74 | 54.59 | 51.3 | 56.74 | 54.59 | 51.3 | 73.76 | 54.59 | 51.3 | 73.76 | 54.59 | 51.3 | 73.76 | 54.59 | 50.14 | 73.76 | 54.59 | 50.14 | 51.16 | 54.59 | 50.14 | 51.16 | 54.59 | 50.14 | 73.76 | 54.59 | 50.14 | 79.9 | 54.04 | 49.11 | 81.52 | 91.45 | 61.62 | 73.76 | 98.21 | 108.68
788 | 40.8 | 56.89 | 37.52 | 40.8 | 56.89 | 37.52 | 45.72 | 56.89 | 37.52 | 45.72 | 56.89 | 37.52 | 45.72 | 56.89 | 37.52 | 45.72 | 56.89 | 37.52 | 40.09 | 49.75 | 37.52 | 40.09 | 49.75 | 37.52 | 45.72 | 56.89 | 37.52 | 51.37 | 57.47 | 35.75 | 51.88 | 67.06 | 39.44 | 45.72 | 56.89 | 70.53 | 56.26 | 53.38 | 49.66 | 56.26 | 53.38 | 49.66 | 70.01 | 53.38 | 49.66 | 70.01 | 53.38 | 49.66 | 70.01 | 53.38 | 49.66 | 70.01 | 53.38 | 49.66 | 50.68 | 53.27 | 49.66 | 50.68 | 53.27 | 49.66 | 70.01 | 53.38 | 49.66 | 72.9 | 52.84 | 47.75 | 74.39 | 89.7 | 61.63 | 70.72 | 90 | 108.68
789 | 40.68 | 47.48 | 37.4 | 40.68 | 47.48 | 37.4 | 40.68 | 47.48 | 37.4 | 40.68 | 47.48 | 37.4 | 40.68 | 47.48 | 37.4 | 40.68 | 47.48 | 37.4 | 39.97 | 47.48 | 37.4 | 39.97 | 47.48 | 37.4 | 40.68 | 47.48 | 37.4 | 47.64 | 47.96 | 35.49 | 47.64 | 53.93 | 37.78 | 40.68 | 47.48 | 41.5 | 56.14 | 53.25 | 49.54 | 56.14 | 53.25 | 49.54 | 56.14 | 53.25 | 49.54 | 56.14 | 53.25 | 49.54 | 56.14 | 53.25 | 49.54 | 56.14 | 53.25 | 49.54 | 50.56 | 53.15 | 49.54 | 50.56 | 53.15 | 49.54 | 56.14 | 53.25 | 49.54 | 64.52 | 52.72 | 45.92 | 65.84 | 87.92 | 50.52 | 56.14 | 54.34 | 107.67
790 | 39.82 | 44.79 | 37.25 | 39.82 | 44.79 | 37.25 | 40.53 | 44.79 | 37.25 | 40.53 | 44.79 | 37.25 | 40.53 | 47.33 | 37.25 | 40.53 | 47.33 | 37.25 | 39.82 | 44.79 | 37.25 | 39.82 | 44.79 | 37.25 | 40.53 | 47.33 | 37.25 | 44.66 | 46.86 | 35.49 | 44.66 | 47.81 | 36.88 | 40.53 | 44.79 | 37.25 | 50.41 | 53.1 | 49.39 | 50.41 | 53.1 | 49.39 | 52.72 | 53.1 | 49.39 | 52.72 | 53.1 | 49.39 | 55.99 | 53.1 | 49.39 | 55.99 | 53.1 | 49.39 | 50.41 | 53 | 49.39 | 50.41 | 53 | 49.39 | 55.99 | 53.1 | 49.39 | 63.7 | 49.13 | 44.8 | 65 | 76.69 | 48.93 | 52.72 | 53.1 | 90
791 | 39.58 | 44.54 | 37.01 | 39.58 | 44.54 | 37.01 | 39.58 | 44.54 | 37.01 | 39.58 | 44.54 | 37.01 | 40.28 | 46.94 | 37.01 | 40.28 | 46.94 | 37.01 | 39.58 | 44.54 | 37.01 | 39.58 | 44.54 | 37.01 | 40.28 | 46.94 | 37.01 | 41.53 | 44.05 | 34.42 | 41.53 | 44.99 | 36.64 | 39.58 | 44.54 | 37.01 | 50.16 | 52.75 | 49.14 | 50.16 | 52.75 | 49.14 | 50.16 | 52.75 | 49.14 | 50.16 | 52.75 | 49.14 | 55.74 | 52.86 | 49.14 | 55.74 | 52.86 | 49.14 | 50.16 | 52.75 | 49.14 | 50.16 | 52.75 | 49.14 | 55.74 | 52.86 | 49.14 | 58.82 | 47.89 | 44.8 | 60.02 | 53.29 | 48.65 | 50.16 | 52.75 | 64.79
792 | 39.76 | 44.73 | 37.19 | 39.76 | 44.73 | 37.19 | 39.76 | 44.73 | 37.19 | 39.76 | 44.73 | 37.19 | 40.47 | 44.73 | 37.19 | 40.47 | 44.73 | 36.59 | 39.76 | 44.73 | 37.19 | 39.76 | 44.73 | 37.19 | 40.47 | 44.73 | 37.19 | 40.06 | 17 | 34.42 | 40.16 | 44.28 | 35.85 | 39.76 | 44.73 | 37.19 | 50.35 | 52.94 | 49.33 | 50.35 | 52.94 | 49.33 | 50.35 | 52.94 | 49.33 | 50.35 | 52.94 | 49.33 | 55.93 | 53.05 | 49.33 | 55.93 | 53.05 | 49.12 | 50.35 | 52.94 | 49.33 | 50.35 | 52.94 | 49.33 | 55.93 | 53.05 | 49.33 | 54.96 | 45.47 | 44.37 | 53.86 | 53.47 | 48.12 | 50.35 | 52.94 | 52.96
793 | 39.62 | 44.59 | 37.05 | 39.62 | 44.59 | 37.05 | 39.62 | 44.59 | 37.05 | 39.62 | 44.59 | 37.05 | 40.33 | 44.59 | 37.05 | 40.33 | 44.59 | 36.59 | 39.62 | 44.59 | 37.05 | 39.62 | 44.59 | 37.05 | 40.33 | 44.59 | 37.05 | 13.2 | 17 | 34.09 | 39.22 | 42.22 | 35.85 | 39.62 | 44.59 | 37.05 | 50.21 | 52.8 | 49.18 | 50.21 | 52.8 | 49.18 | 50.21 | 52.8 | 49.18 | 50.21 | 52.8 | 49.18 | 55.79 | 52.8 | 49.18 | 55.79 | 52.8 | 48.98 | 50.21 | 52.8 | 49.18 | 50.21 | 52.8 | 49.18 | 55.79 | 52.8 | 49.18 | 49.7 | 43.67 | 43.99 | 50.71 | 51.73 | 47.15 | 50.21 | 52.8 | 49.18
794 | 39.45 | 44.42 | 36.88 | 39.45 | 44.42 | 36.88 | 39.45 | 44.42 | 36.88 | 39.45 | 44.42 | 36.88 | 40.16 | 44.42 | 36.88 | 40.16 | 44.42 | 36.59 | 39.45 | 44.42 | 36.88 | 39.45 | 44.42 | 36.88 | 40.16 | 44.42 | 36.88 | 13.11 | 16.83 | 32.73 | 39.06 | 42.22 | 35.14 | 39.45 | 44.42 | 36.88 | 50.04 | 52.4 | 49.02 | 50.04 | 52.4 | 49.02 | 50.04 | 52.4 | 49.02 | 50.04 | 52.4 | 49.02 | 55.62 | 52.4 | 49.02 | 55.62 | 52.4 | 46.69 | 50.04 | 52.4 | 49.02 | 50.04 | 52.63 | 49.02 | 55.62 | 52.4 | 49.02 | 47 | 43.23 | 42.67 | 49.61 | 51.35 | 44.8 | 50.04 | 52.4 | 49.02
795 | 38.09 | 26.12 | 36.59 | 38.09 | 26.12 | 36.59 | 38.09 | 26.12 | 36.59 | 38.09 | 26.12 | 36.59 | 40.06 | 26.12 | 36.59 | 40.06 | 26.12 | 36.59 | 39.35 | 26.12 | 36.59 | 39.35 | 44.32 | 36.78 | 40.06 | 26.12 | 36.59 | 13.11 | 11.72 | 31.35 | 37.71 | 12.58 | 35.14 | 38.09 | 26.12 | 36.59 | 49.94 | 52.08 | 48.92 | 49.94 | 52.08 | 48.92 | 49.94 | 52.08 | 48.92 | 49.94 | 52.08 | 48.92 | 55.52 | 52.08 | 48.92 | 55.52 | 52.08 | 46.68 | 49.94 | 52.08 | 48.92 | 49.94 | 52.53 | 48.92 | 55.52 | 52.08 | 48.92 | 13.11 | 43.23 | 42.67 | 49.44 | 51.03 | 44.8 | 49.94 | 52.08 | 48.92
796 | 36.96 | 25.93 | 28.21 | 36.96 | 25.93 | 28.21 | 36.96 | 25.93 | 28.21 | 36.96 | 25.93 | 28.21 | 40.02 | 25.94 | 28.21 | 40.02 | 25.94 | 28.21 | 39.32 | 25.94 | 28.21 | 39.32 | 44.28 | 36.75 | 40.02 | 25.94 | 28.21 | 13.11 | 0 | 14.85 | 36.59 | 0 | 27.64 | 36.96 | 25.93 | 28.21 | 46.09 | 49.99 | 46.68 | 46.09 | 49.99 | 46.68 | 46.09 | 49.99 | 46.68 | 46.09 | 49.99 | 46.68 | 55.49 | 52.08 | 46.68 | 55.49 | 52.08 | 46.68 | 49.91 | 52.08 | 46.68 | 49.91 | 52.49 | 48.88 | 55.49 | 52.08 | 46.68 | 13.11 | 16.33 | 38.89 | 45.62 | 49.49 | 44.8 | 46.09 | 49.99 | 46.68
797 | 36.96 | 10.55 | 25.82 | 36.96 | 10.55 | 25.82 | 36.96 | 10.55 | 25.82 | 36.96 | 10.55 | 25.82 | 40.17 | 25.94 | 25.82 | 40.17 | 25.94 | 16.27 | 39.47 | 25.94 | 25.82 | 39.47 | 44.43 | 36.9 | 40.17 | 25.94 | 25.82 | 13.11 | 0 | 14.85 | 36.59 | 0 | 15.94 | 36.96 | 10.55 | 25.82 | 45.62 | 49.62 | 46.68 | 45.62 | 49.62 | 46.68 | 45.62 | 49.62 | 46.68 | 45.62 | 49.62 | 46.68 | 55.63 | 52.08 | 46.68 | 55.63 | 52.08 | 46.68 | 50.05 | 52.08 | 46.68 | 50.05 | 52.64 | 49.03 | 55.63 | 52.08 | 46.68 | 13.11 | 16.33 | 38.89 | 45.17 | 49.13 | 44.8 | 45.62 | 49.63 | 46.68
798 | 31.52 | 10.34 | 19.88 | 31.52 | 10.34 | 19.88 | 31.52 | 10.34 | 19.88 | 31.52 | 10.34 | 19.88 | 40.27 | 25.94 | 19.88 | 40.27 | 25.94 | 16.27 | 39.56 | 25.94 | 19.88 | 39.56 | 44.53 | 36.99 | 40.27 | 25.94 | 19.88 | 13.11 | 0 | 14.85 | 31.2 | 0 | 19.68 | 31.52 | 10.34 | 19.88 | 45.25 | 49.49 | 46.17 | 45.25 | 49.49 | 46.17 | 45.25 | 49.49 | 46.17 | 45.25 | 49.49 | 46.17 | 55.73 | 52.08 | 46.68 | 55.73 | 52.08 | 46.68 | 50.15 | 52.08 | 46.68 | 50.15 | 52.74 | 49.13 | 55.73 | 52.08 | 46.68 | 43.9 | 16.33 | 41.39 | 44.79 | 49 | 44.8 | 45.25 | 49.49 | 46.17
799 | 39.65 | 13.79 | 25.82 | 39.65 | 13.79 | 25.82 | 39.65 | 13.79 | 25.82 | 39.65 | 13.79 | 25.82 | 40.36 | 44.53 | 25.82 | 40.36 | 44.53 | 19.14 | 39.65 | 44.53 | 25.82 | 39.65 | 44.61 | 37.08 | 40.36 | 44.53 | 25.82 | 35.48 | 0 | 18.38 | 39.25 | 0.02 | 25.56 | 39.65 | 13.79 | 25.82 | 50.24 | 49.92 | 46.68 | 50.24 | 49.92 | 46.68 | 50.24 | 49.92 | 46.68 | 50.24 | 49.92 | 46.68 | 55.82 | 52.83 | 49.21 | 55.82 | 52.83 | 49.21 | 50.24 | 52.83 | 49.21 | 50.24 | 52.83 | 49.21 | 55.82 | 52.83 | 49.21 | 49.73 | 20 | 44.38 | 50.74 | 49.92 | 45.75 | 50.24 | 50.17 | 46.68
800 | 39.76 | 10.34 | 25.56 | 39.76 | 10.34 | 25.56 | 39.76 | 10.34 | 25.56 | 39.76 | 10.34 | 25.56 | 40.46 | 44.72 | 35.36 | 40.46 | 44.72 | 19.88 | 39.76 | 44.72 | 35.36 | 39.76 | 44.72 | 37.19 | 40.46 | 44.72 | 35.36 | 38.18 | 0 | 18.38 | 39.36 | 10.23 | 25.31 | 39.76 | 10.34 | 25.56 | 50.35 | 49.49 | 46.17 | 50.35 | 49.49 | 46.17 | 50.35 | 49.49 | 46.17 | 50.35 | 49.49 | 46.17 | 55.93 | 52.94 | 49.32 | 55.93 | 52.94 | 49.32 | 50.35 | 52.94 | 49.32 | 50.35 | 52.94 | 49.32 | 55.93 | 52.94 | 49.32 | 49.84 | 21.04 | 44.8 | 50.85 | 49.49 | 45.7 | 50.35 | 49.49 | 46.17
801 | 39.95 | 10.34 | 10.33 | 39.95 | 10.34 | 10.33 | 39.95 | 10.34 | 10.33 | 39.95 | 10.34 | 10.33 | 40.65 | 44.91 | 37.38 | 40.65 | 44.91 | 37.38 | 39.95 | 44.91 | 37.38 | 39.95 | 44.91 | 37.38 | 40.65 | 44.91 | 37.38 | 38.18 | 0 | 0 | 39.55 | 10.23 | 10.23 | 39.95 | 10.34 | 10.33 | 50.54 | 44.54 | 46.21 | 50.54 | 44.54 | 46.21 | 50.54 | 44.54 | 46.21 | 50.54 | 44.54 | 46.21 | 56.12 | 53.12 | 49.39 | 56.12 | 53.12 | 49.39 | 50.54 | 53.12 | 49.39 | 50.54 | 53.12 | 49.51 | 56.12 | 53.12 | 49.39 | 50.03 | 34.88 | 45.75 | 51.05 | 44.09 | 45.75 | 50.54 | 44.54 | 46.21
802 | 40.07 | 10.33 | 0 | 40.07 | 10.33 | 0 | 40.07 | 10.33 | 0 | 40.07 | 10.33 | 0 | 40.78 | 45.72 | 37.5 | 40.78 | 45.72 | 37.5 | 40.07 | 45.04 | 37.5 | 40.07 | 45.04 | 37.5 | 40.78 | 45.72 | 37.5 | 31.85 | 0 | 0 | 39.67 | 0.01 | 0 | 40.07 | 10.33 | 0 | 50.66 | 39.39 | 43.76 | 50.66 | 39.39 | 43.76 | 50.66 | 39.39 | 43.76 | 50.66 | 39.39 | 43.76 | 56.24 | 53.35 | 49.34 | 56.24 | 53.35 | 49.34 | 50.66 | 53.25 | 49.34 | 50.66 | 53.25 | 49.64 | 56.24 | 53.35 | 49.34 | 44.35 | 34.88 | 42.88 | 50.15 | 39 | 43.32 | 50.66 | 39.39 | 43.76
803 | 40.07 | 10.33 | 0 | 40.07 | 10.33 | 0 | 40.07 | 10.33 | 0 | 40.07 | 10.33 | 0 | 40.77 | 46.5 | 37.5 | 40.77 | 46.5 | 37.5 | 40.07 | 45.03 | 37.5 | 40.07 | 45.03 | 37.5 | 40.77 | 46.5 | 37.5 | 30.23 | 0 | 0 | 39.66 | 0.01 | 0 | 40.07 | 10.33 | 0 | 42.17 | 33.62 | 36.06 | 42.17 | 33.62 | 36.06 | 42.17 | 33.62 | 36.06 | 42.17 | 33.62 | 36.06 | 56.23 | 53.35 | 45.62 | 56.23 | 53.35 | 45.62 | 50.65 | 53.24 | 45.62 | 50.65 | 53.24 | 49.63 | 56.23 | 53.35 | 45.62 | 40.49 | 0 | 35.7 | 41.74 | 33.29 | 35.7 | 42.17 | 33.62 | 36.06
804 | 31.48 | 10.33 | 0 | 31.48 | 10.33 | 0 | 31.48 | 10.33 | 0 | 31.48 | 10.33 | 0 | 40.66 | 46.38 | 19.88 | 40.66 | 46.38 | 19.88 | 39.95 | 44.92 | 19.88 | 39.95 | 44.92 | 37.38 | 40.66 | 46.38 | 19.88 | 30.23 | 0 | 0 | 31.16 | 0.01 | 0 | 31.48 | 10.33 | 0 | 40.9 | 10.33 | 21.25 | 40.9 | 10.33 | 21.25 | 40.9 | 10.33 | 21.25 | 40.9 | 10.33 | 21.25 | 56.12 | 53.23 | 28.26 | 56.12 | 53.23 | 28.26 | 50.54 | 53.13 | 28.26 | 50.54 | 53.13 | 49.52 | 56.12 | 53.23 | 28.26 | 40.49 | 0 | 20.82 | 41.31 | 10.23 | 21.04 | 40.9 | 10.33 | 21.25
805 | 31.07 | 10.33 | 0 | 31.07 | 10.33 | 0 | 31.07 | 10.33 | 0 | 31.07 | 10.33 | 0 | 40.51 | 45.45 | 19.88 | 40.51 | 45.45 | 19.88 | 39.8 | 44.77 | 19.88 | 39.8 | 44.77 | 37.23 | 40.51 | 45.45 | 19.88 | 30.14 | 0 | 0 | 30.76 | 0 | 0 | 31.07 | 10.33 | 0 | 38.84 | 10.33 | 21.25 | 38.84 | 10.33 | 21.25 | 38.84 | 10.33 | 21.25 | 38.84 | 10.33 | 21.25 | 55.97 | 52.98 | 27.44 | 55.97 | 52.98 | 27.44 | 50.39 | 52.98 | 27.44 | 50.39 | 52.98 | 49.37 | 55.97 | 52.98 | 27.44 | 38.45 | 0 | 20.82 | 39.23 | 10.23 | 21.04 | 38.84 | 10.33 | 21.25
806 | 31.07 | 10.33 | 0 | 31.07 | 10.33 | 0 | 31.07 | 10.33 | 0 | 31.07 | 10.33 | 0 | 40.45 | 45.06 | 19.88 | 40.45 | 45.06 | 19.88 | 39.74 | 44.7 | 19.88 | 39.74 | 44.71 | 37.17 | 40.45 | 45.06 | 19.88 | 30.14 | 0 | 0 | 30.76 | 0.01 | 0 | 31.07 | 10.33 | 0 | 40.9 | 10.33 | 21.25 | 40.9 | 10.33 | 21.25 | 40.9 | 10.33 | 21.25 | 40.9 | 10.33 | 21.25 | 55.91 | 52.92 | 21.26 | 55.91 | 52.92 | 21.26 | 50.33 | 52.92 | 21.26 | 50.33 | 52.92 | 49.3 | 55.91 | 52.92 | 21.26 | 40.49 | 0 | 20.82 | 41.31 | 10.23 | 21.25 | 40.9 | 10.33 | 21.25
807 | 31.48 | 10.33 | 0 | 31.48 | 10.33 | 0 | 31.48 | 10.33 | 0 | 31.48 | 10.33 | 0 | 40.56 | 45.18 | 19.88 | 40.56 | 45.18 | 19.88 | 39.85 | 44.82 | 19.88 | 39.85 | 44.82 | 37.29 | 40.56 | 45.18 | 19.88 | 30.23 | 0 | 0 | 31.16 | 10.23 | 0 | 31.48 | 10.33 | 0 | 43.37 | 35.84 | 36.47 | 43.37 | 35.84 | 36.47 | 43.37 | 35.84 | 36.47 | 43.37 | 35.84 | 36.47 | 56.02 | 53.03 | 37.21 | 56.02 | 53.03 | 37.21 | 50.44 | 53.03 | 37.21 | 50.44 | 53.03 | 49.42 | 56.02 | 53.03 | 37.21 | 42.08 | 0 | 35.25 | 42.94 | 35.48 | 36.1 | 43.37 | 35.84 | 36.47
808 | 40.1 | 10.34 | 0 | 40.1 | 10.34 | 0 | 40.1 | 10.34 | 0 | 40.1 | 10.34 | 0 | 40.81 | 45.42 | 19.88 | 40.81 | 45.42 | 19.88 | 40.1 | 45.06 | 19.88 | 40.1 | 45.06 | 37.53 | 40.81 | 45.42 | 19.88 | 39.79 | 0 | 0 | 40.5 | 10.24 | 0 | 40.1 | 10.34 | 0 | 50.69 | 48.43 | 46.17 | 50.69 | 48.43 | 46.17 | 50.69 | 48.43 | 46.17 | 50.69 | 48.43 | 46.17 | 56.27 | 53.28 | 49.34 | 56.27 | 53.28 | 49.34 | 50.69 | 53.28 | 49.34 | 50.69 | 53.28 | 49.66 | 56.27 | 53.28 | 49.34 | 53.62 | 0 | 42.67 | 54.72 | 47.95 | 45.7 | 50.69 | 48.43 | 46.17
809 | 40.85 | 26.07 | 34.77 | 40.85 | 26.07 | 34.77 | 40.85 | 26.07 | 34.77 | 40.85 | 26.07 | 34.77 | 41.56 | 46.5 | 34.77 | 41.56 | 46.5 | 34.77 | 40.85 | 45.82 | 34.77 | 40.85 | 45.82 | 38.28 | 41.56 | 46.5 | 34.77 | 40.85 | 0 | 0 | 41.26 | 25.81 | 34.42 | 40.85 | 26.07 | 34.77 | 51.44 | 49.44 | 46.68 | 51.44 | 49.44 | 46.68 | 51.44 | 49.44 | 46.68 | 51.44 | 49.44 | 46.68 | 57.02 | 54.03 | 49.61 | 57.02 | 54.03 | 49.61 | 51.44 | 54.03 | 49.61 | 51.44 | 54.03 | 50.42 | 57.02 | 54.03 | 49.61 | 53.66 | 0 | 43.99 | 54.76 | 48.95 | 46.21 | 51.44 | 49.44 | 46.68
810 | 41.01 | 45.98 | 38.44 | 41.01 | 45.98 | 38.44 | 41.01 | 45.98 | 38.44 | 41.01 | 45.98 | 38.44 | 41.72 | 46.34 | 38.44 | 41.72 | 46.34 | 38.25 | 41.01 | 45.98 | 38.44 | 41.01 | 45.98 | 38.44 | 41.72 | 46.34 | 38.44 | 41.3 | 0 | 0 | 41.43 | 45.52 | 38.06 | 41.01 | 45.98 | 38.44 | 51.6 | 49.63 | 47.63 | 51.6 | 49.63 | 47.63 | 51.6 | 49.63 | 47.63 | 51.6 | 49.63 | 47.63 | 57.18 | 54.19 | 49.61 | 57.18 | 54.19 | 49.61 | 51.6 | 54.19 | 49.61 | 51.6 | 54.19 | 50.58 | 57.18 | 54.19 | 49.61 | 53.81 | 0 | 43.99 | 54.91 | 49.13 | 47.15 | 51.6 | 49.63 | 47.63
811 | 40.17 | 43.24 | 36.59 | 40.17 | 43.24 | 36.59 | 40.17 | 43.24 | 36.59 | 40.17 | 43.24 | 36.59 | 40.88 | 45.14 | 37.61 | 40.88 | 45.14 | 18.88 | 40.17 | 45.14 | 37.61 | 40.17 | 45.14 | 37.61 | 40.88 | 45.14 | 37.61 | 40.47 | 0 | 0 | 40.85 | 42.8 | 36.23 | 40.17 | 43.24 | 36.59 | 50.76 | 49.44 | 47.59 | 50.76 | 49.44 | 47.59 | 50.76 | 49.44 | 47.59 | 50.76 | 49.44 | 47.59 | 56.34 | 53.35 | 49.74 | 56.34 | 53.35 | 49.61 | 50.76 | 53.35 | 49.74 | 50.76 | 53.35 | 49.74 | 56.34 | 53.35 | 49.74 | 51.28 | 0 | 43.21 | 52.32 | 48.95 | 47.12 | 50.76 | 49.44 | 46.65
812 | 39.9 | 14.64 | 35.12 | 39.9 | 14.64 | 35.12 | 39.9 | 14.64 | 35.12 | 39.9 | 14.64 | 35.12 | 40.61 | 44.86 | 37.33 | 40.61 | 44.86 | 0 | 39.9 | 44.86 | 37.33 | 39.9 | 44.86 | 37.33 | 40.61 | 44.86 | 37.33 | 38.31 | 0 | 0 | 39.5 | 14.5 | 34.42 | 39.9 | 14.64 | 35.12 | 50.49 | 48.43 | 47.15 | 50.49 | 48.43 | 47.15 | 50.49 | 48.43 | 47.15 | 50.49 | 48.43 | 47.15 | 56.07 | 53.08 | 49.46 | 56.07 | 53.08 | 49.46 | 50.49 | 53.08 | 49.46 | 50.49 | 53.08 | 49.46 | 56.07 | 53.08 | 49.46 | 48.98 | 0 | 43.21 | 49.98 | 47.95 | 46.68 | 50.49 | 48.43 | 46.21
813 | 39.84 | 10.33 | 28.21 | 39.84 | 10.33 | 28.21 | 39.84 | 10.33 | 28.21 | 39.84 | 10.33 | 28.21 | 40.55 | 44.81 | 37.27 | 40.55 | 44.8 | 0 | 39.84 | 44.81 | 37.27 | 39.84 | 44.81 | 37.27 | 40.55 | 44.81 | 37.27 | 32.99 | 0 | 0 | 39.44 | 10.23 | 27.93 | 39.84 | 10.33 | 28.21 | 48.78 | 48.43 | 46.68 | 48.78 | 48.43 | 46.68 | 48.78 | 48.43 | 46.68 | 48.78 | 48.43 | 46.68 | 56.01 | 53.02 | 49.4 | 56.01 | 53.02 | 49.4 | 50.43 | 53.02 | 49.4 | 50.43 | 53.02 | 49.4 | 56.01 | 53.02 | 49.4 | 46.84 | 0 | 43.21 | 48.29 | 47.95 | 46.21 | 48.78 | 48.43 | 46.65
814 | 35.91 | 0.01 | 0 | 35.91 | 0.01 | 0 | 35.91 | 0.01 | 0 | 35.91 | 0.01 | 0 | 40.47 | 44.73 | 37.2 | 40.47 | 44.72 | 0 | 39.76 | 44.73 | 37.2 | 39.76 | 44.73 | 37.2 | 40.47 | 44.73 | 37.2 | 0 | 0 | 0 | 35.55 | 0.01 | 0 | 35.91 | 0.01 | 0 | 46.11 | 48.43 | 46.17 | 46.11 | 48.43 | 46.17 | 46.11 | 48.43 | 46.17 | 46.11 | 48.43 | 46.17 | 55.93 | 52.94 | 49.33 | 55.93 | 48.43 | 49.33 | 50.35 | 52.94 | 49.33 | 50.35 | 52.94 | 49.33 | 55.93 | 52.94 | 49.33 | 45.64 | 0 | 42.67 | 46.57 | 47.95 | 45.7 | 46.11 | 48.43 | 46.17
815 | 18.29 | 0.01 | 10.33 | 18.29 | 0.01 | 10.33 | 18.29 | 0.01 | 10.33 | 18.29 | 0.01 | 10.33 | 40.28 | 32.55 | 37 | 40.28 | 25.94 | 0 | 39.57 | 44.54 | 37 | 39.57 | 44.54 | 37 | 40.28 | 32.55 | 37 | 0 | 0 | 0 | 18.1 | 0 | 10.23 | 18.29 | 0.01 | 10.33 | 39.25 | 10.33 | 46.17 | 39.25 | 10.33 | 46.17 | 39.25 | 10.33 | 46.17 | 39.25 | 10.33 | 46.17 | 55.74 | 52.75 | 46.68 | 55.74 | 30.8 | 46.68 | 50.16 | 52.75 | 49.14 | 50.16 | 52.75 | 49.14 | 55.74 | 52.75 | 46.68 | 38.85 | 0 | 42.67 | 39.65 | 10.23 | 45.7 | 39.25 | 10.33 | 46.17
816 | 18.29 | 0.01 | 0 | 18.29 | 0.01 | 0 | 18.29 | 0.01 | 0 | 18.29 | 0.01 | 0 | 40.39 | 25.95 | 35.28 | 40.39 | 25.94 | 0 | 39.68 | 40.48 | 35.28 | 39.68 | 44.65 | 37.11 | 40.39 | 25.95 | 35.28 | 0 | 0 | 0 | 18.1 | 0 | 0 | 18.29 | 0.01 | 0 | 35.42 | 12.16 | 46.17 | 35.42 | 12.16 | 46.17 | 35.42 | 12.16 | 46.17 | 35.42 | 12.16 | 46.17 | 55.85 | 47.89 | 46.21 | 55.85 | 29.98 | 46.21 | 50.27 | 50.4 | 49.25 | 50.27 | 52.86 | 49.25 | 55.85 | 47.89 | 46.21 | 21.79 | 0 | 41.39 | 35.07 | 12.04 | 45.7 | 35.42 | 12.16 | 46.17
817 | 17.92 | 0 | 0 | 17.92 | 0 | 0 | 17.92 | 0 | 0 | 17.92 | 0 | 0 | 40.27 | 25.94 | 19.88 | 40.27 | 25.94 | 0 | 39.56 | 44.51 | 35.16 | 39.56 | 44.52 | 36.99 | 40.27 | 25.94 | 19.88 | 0 | 0 | 0 | 17.74 | 0 | 0 | 17.92 | 0 | 0 | 27.21 | 10.33 | 46.17 | 27.21 | 10.33 | 46.17 | 27.21 | 10.33 | 46.17 | 27.21 | 10.33 | 46.17 | 55.73 | 30.48 | 46.68 | 55.73 | 29.98 | 46.21 | 50.15 | 52.74 | 49.12 | 50.15 | 52.74 | 49.12 | 55.73 | 30.48 | 46.68 | 25.56 | 0 | 36.98 | 26.94 | 10.23 | 44.8 | 27.21 | 10.33 | 46.17
818 | 17.92 | 0 | 0 | 17.92 | 0 | 0 | 17.92 | 0 | 0 | 17.92 | 0 | 0 | 40.12 | 24.16 | 10 | 40.12 | 24.16 | 0 | 39.42 | 24.16 | 10 | 39.42 | 44.38 | 36.85 | 40.12 | 24.16 | 10 | 0 | 0 | 0 | 17.74 | 0 | 0 | 17.92 | 0 | 0 | 26.61 | 10.33 | 46.17 | 26.61 | 10.33 | 46.17 | 26.61 | 10.33 | 46.17 | 26.61 | 10.33 | 46.17 | 55.58 | 29.98 | 46.68 | 55.58 | 29.98 | 46.21 | 50.01 | 46.27 | 48.98 | 50.01 | 52.59 | 48.98 | 55.58 | 29.98 | 46.68 | 25.56 | 0 | 37.74 | 26.35 | 10.23 | 44.8 | 26.61 | 10.33 | 46.17
819 | 10.33 | 0 | 0 | 10.33 | 0 | 0 | 10.33 | 0 | 0 | 10.33 | 0 | 0 | 39.98 | 9.74 | 0 | 39.98 | 9.74 | 0 | 39.28 | 10.01 | 18.88 | 39.28 | 44.24 | 36.71 | 39.98 | 9.74 | 18.88 | 0 | 0 | 0 | 10.23 | 0 | 0 | 10.33 | 0 | 0 | 26.34 | 0 | 45.75 | 26.34 | 0 | 45.75 | 26.34 | 0 | 45.75 | 26.34 | 0 | 45.75 | 55.44 | 29.98 | 45.75 | 55.44 | 29.98 | 45.29 | 49.86 | 46.27 | 48.84 | 49.86 | 52.45 | 48.84 | 55.44 | 29.98 | 45.75 | 25.56 | 0 | 29.46 | 26.08 | 0 | 44.8 | 26.34 | 0 | 45.75
820 | 10.33 | 0 | 0 | 10.33 | 0 | 0 | 10.33 | 0 | 0 | 10.33 | 0 | 0 | 39.93 | 0.01 | 0 | 39.93 | 0.01 | 0 | 39.23 | 40.02 | 34.83 | 39.23 | 44.19 | 36.66 | 39.93 | 9.69 | 19.88 | 0 | 0 | 0 | 10.23 | 0 | 0 | 10.33 | 0 | 0 | 22.46 | 0 | 35.01 | 22.46 | 0 | 35.01 | 22.46 | 0 | 35.01 | 22.46 | 0 | 35.01 | 55.4 | 9.69 | 35.01 | 55.4 | 9.69 | 35.01 | 49.82 | 49.94 | 46.94 | 49.82 | 52.4 | 48.79 | 55.4 | 9.69 | 35.01 | 21.79 | 0 | 28.58 | 22.24 | 0 | 35.01 | 22.46 | 0 | 35.01
821 | 17.92 | 0 | 0 | 17.92 | 0 | 0 | 17.92 | 0 | 0 | 17.92 | 0 | 0 | 39.29 | 0.01 | 0 | 39.29 | 0.01 | 0 | 39.29 | 9.85 | 9.75 | 39.29 | 44.25 | 36.72 | 39.29 | 9.75 | 9.75 | 0 | 0 | 0 | 17.74 | 0 | 0 | 17.92 | 0 | 0 | 23.15 | 0 | 36.06 | 23.15 | 0 | 36.06 | 23.15 | 0 | 36.06 | 23.15 | 0 | 36.06 | 55.46 | 0 | 36.06 | 55.46 | 0 | 35.01 | 49.88 | 46.27 | 46.45 | 49.88 | 52.47 | 48.85 | 55.46 | 9.75 | 36.06 | 21.79 | 0 | 28.58 | 22.92 | 0 | 35.73 | 23.15 | 0 | 36.06
822 | 18.29 | 0 | 0 | 18.29 | 0 | 0 | 18.29 | 0 | 0 | 18.29 | 0 | 0 | 39.98 | 9.73 | 0 | 39.98 | 9.73 | 0 | 39.27 | 9.73 | 9.73 | 39.27 | 44.24 | 36.7 | 39.98 | 9.73 | 9.73 | 0 | 0 | 0 | 18.1 | 0 | 0 | 18.29 | 0 | 0 | 35.42 | 10 | 37.21 | 35.42 | 10 | 37.21 | 35.42 | 10 | 37.21 | 35.42 | 0 | 37.21 | 55.44 | 10 | 37.21 | 55.44 | 10 | 36.1 | 49.86 | 46.27 | 46.45 | 49.86 | 52.45 | 48.84 | 55.44 | 10 | 37.21 | 22.24 | 0 | 28.58 | 35.07 | 0 | 36.46 | 35.42 | 10 | 37.21
823 | 31.84 | 0 | 0 | 31.84 | 0 | 0 | 31.84 | 0 | 0 | 31.84 | 0 | 0 | 40.01 | 25.93 | 0 | 40.01 | 25.93 | 0 | 39.3 | 25.93 | 9.76 | 39.3 | 44.27 | 36.74 | 40.01 | 25.93 | 9.76 | 0 | 0 | 0 | 31.52 | 0 | 0 | 31.84 | 0 | 0 | 35.42 | 10.33 | 43.27 | 35.42 | 10.33 | 37.97 | 35.42 | 10.33 | 37.97 | 35.42 | 0 | 37.97 | 55.47 | 29.98 | 37.97 | 55.47 | 29.98 | 36.84 | 49.89 | 46.27 | 46.45 | 49.89 | 52.48 | 48.87 | 55.47 | 29.98 | 37.97 | 22.24 | 0 | 30.37 | 35.07 | 0 | 37.59 | 35.42 | 10.33 | 43.27
824 | 31.84 | 0 | 0 | 31.84 | 0 | 0 | 31.84 | 0 | 0 | 31.84 | 0 | 0 | 40.08 | 25.94 | 18.88 | 40.08 | 25.94 | 0 | 39.37 | 25.94 | 18.88 | 39.37 | 44.33 | 36.8 | 40.08 | 25.94 | 18.88 | 0 | 0 | 0 | 31.52 | 0 | 0 | 31.84 | 0 | 0 | 36.14 | 10.33 | 45.76 | 36.14 | 10.33 | 36.84 | 36.14 | 10.33 | 36.84 | 36.14 | 0 | 36.84 | 55.54 | 29.98 | 36.84 | 55.54 | 29.98 | 36.84 | 49.96 | 46.27 | 48.93 | 49.96 | 52.55 | 48.93 | 55.54 | 29.98 | 36.84 | 25.56 | 0 | 34.66 | 35.78 | 0 | 36.47 | 36.14 | 10.33 | 45.76
825 | 39.28 | 0 | 0 | 39.28 | 0 | 0 | 39.28 | 0 | 0 | 39.28 | 0 | 0 | 40.29 | 32.55 | 19.88 | 40.29 | 32.55 | 18.88 | 39.59 | 40.38 | 19.88 | 39.59 | 44.55 | 37.02 | 40.29 | 32.55 | 19.88 | 0 | 0 | 0 | 38.89 | 0 | 0 | 39.28 | 0 | 0 | 36.96 | 10.33 | 46.17 | 36.96 | 10.33 | 36.79 | 36.96 | 10.33 | 36.79 | 36.96 | 0 | 36.79 | 55.76 | 47.89 | 36.84 | 55.76 | 29.98 | 36.84 | 50.18 | 50.3 | 49.15 | 50.18 | 52.77 | 49.15 | 55.76 | 47.89 | 36.84 | 25.56 | 0 | 34.66 | 36.59 | 0 | 36.09 | 36.96 | 10.33 | 46.17
826 | 39.28 | 0 | 0 | 39.28 | 0 | 0 | 39.28 | 0 | 0 | 39.28 | 0 | 0 | 40.53 | 44.79 | 37.25 | 40.53 | 44.79 | 19.88 | 39.82 | 44.79 | 37.25 | 39.82 | 44.79 | 37.25 | 40.53 | 44.79 | 37.25 | 0 | 0 | 0 | 38.89 | 0 | 0 | 39.28 | 0 | 0 | 41.49 | 10.33 | 44.36 | 41.49 | 10.33 | 34.54 | 41.49 | 10.33 | 34.54 | 41.49 | 0 | 34.54 | 55.99 | 53 | 34.54 | 55.99 | 30.8 | 34.54 | 50.41 | 53 | 47.53 | 50.41 | 53 | 49.39 | 55.99 | 53 | 34.54 | 25.56 | 0 | 28.58 | 41.07 | 0 | 34.2 | 41.49 | 10.33 | 44.36
827 | 39.87 | 0 | 0 | 39.87 | 0 | 0 | 39.87 | 0 | 0 | 39.87 | 0 | 0 | 40.57 | 44.83 | 37.3 | 40.57 | 44.83 | 19.88 | 39.87 | 44.83 | 37.3 | 39.87 | 44.83 | 37.3 | 40.57 | 44.83 | 37.3 | 0 | 0 | 0 | 39.47 | 0 | 0 | 39.87 | 0 | 0 | 42.2 | 0 | 23.52 | 42.2 | 0 | 23.52 | 42.2 | 0 | 23.52 | 42.2 | 0 | 23.52 | 56.03 | 53.04 | 38.45 | 56.03 | 46.27 | 25 | 50.45 | 53.04 | 49.43 | 50.45 | 53.04 | 49.43 | 56.03 | 53.04 | 38.45 | 30.95 | 0 | 0 | 41.78 | 0 | 23.29 | 42.2 | 0 | 23.52
828 | 18.29 | 0 | 0 | 18.29 | 0 | 0 | 18.29 | 0 | 0 | 18.29 | 0 | 0 | 40.5 | 44.76 | 37.23 | 40.5 | 44.76 | 18.88 | 39.79 | 44.76 | 37.23 | 39.79 | 44.76 | 37.23 | 40.5 | 44.76 | 37.23 | 0 | 0 | 0 | 18.1 | 0 | 0 | 18.29 | 0 | 0 | 35.42 | 0 | 10.33 | 35.42 | 0 | 10.33 | 35.42 | 0 | 10.33 | 35.42 | 0 | 10.33 | 55.96 | 52.97 | 34.14 | 55.96 | 52.97 | 12.84 | 50.38 | 52.97 | 49.36 | 50.38 | 52.97 | 49.36 | 55.96 | 52.97 | 34.14 | 25.56 | 0 | 0 | 35.07 | 0 | 10.23 | 35.42 | 0 | 10.33
829 | 18.29 | 0 | 0 | 18.29 | 0 | 0 | 18.29 | 0 | 0 | 18.29 | 0 | 0 | 40.37 | 44.63 | 37.09 | 40.37 | 44.63 | 18.88 | 39.66 | 44.63 | 37.09 | 39.66 | 44.63 | 37.09 | 40.37 | 44.63 | 37.09 | 0 | 0 | 0 | 18.1 | 0 | 0 | 18.29 | 0 | 0 | 29 | 0 | 10.33 | 29 | 0 | 10.33 | 29 | 0 | 10.33 | 29 | 0 | 10.33 | 55.83 | 52.84 | 34.14 | 55.83 | 52.84 | 12.84 | 50.25 | 52.84 | 49.22 | 50.25 | 52.84 | 49.22 | 55.83 | 52.84 | 34.14 | 25.56 | 0 | 0 | 28.71 | 0 | 10.23 | 29 | 0 | 10.33
830 | 18.29 | 0 | 0 | 18.29 | 0 | 0 | 18.29 | 0 | 0 | 18.29 | 0 | 0 | 40.29 | 44.55 | 37.01 | 40.29 | 44.55 | 18.88 | 39.58 | 44.55 | 37.01 | 39.58 | 44.55 | 37.01 | 40.29 | 44.55 | 37.01 | 0 | 0 | 0 | 18.1 | 0 | 0 | 18.29 | 0 | 0 | 26.61 | 0 | 12.08 | 26.61 | 0 | 12.08 | 26.61 | 0 | 12.08 | 26.61 | 0 | 12.08 | 55.75 | 52.76 | 38.45 | 55.75 | 46.27 | 12.84 | 50.17 | 52.76 | 49.15 | 50.17 | 52.76 | 49.15 | 55.75 | 52.76 | 38.45 | 25.56 | 0 | 0 | 26.35 | 0 | 11.96 | 26.61 | 0 | 12.08
831 | 18.29 | 0 | 0 | 18.29 | 0 | 0 | 18.29 | 0 | 0 | 18.29 | 0 | 0 | 40.34 | 44.6 | 37.07 | 40.34 | 44.6 | 0 | 39.63 | 44.6 | 37.07 | 39.63 | 44.6 | 37.07 | 40.34 | 44.6 | 37.07 | 0 | 0 | 0 | 18.1 | 0 | 0 | 18.29 | 0 | 0 | 32.82 | 0 | 34.54 | 32.82 | 0 | 34.54 | 32.82 | 0 | 34.54 | 32.82 | 0 | 34.54 | 55.8 | 52.81 | 44.16 | 55.8 | 30.8 | 36.71 | 50.22 | 52.81 | 49.2 | 50.22 | 52.81 | 49.2 | 55.8 | 52.81 | 44.16 | 31.85 | 0 | 0 | 32.5 | 0 | 34.66 | 32.82 | 0 | 34.54
832 | 39.91 | 0 | 0 | 39.91 | 0 | 0 | 39.91 | 0 | 0 | 39.91 | 0 | 0 | 40.61 | 44.87 | 37.34 | 40.61 | 44.86 | 0 | 39.91 | 44.87 | 37.34 | 39.91 | 44.87 | 37.34 | 40.61 | 44.87 | 37.34 | 0 | 0 | 0 | 39.51 | 0 | 0 | 39.91 | 0 | 0 | 35.6 | 0 | 44.35 | 35.6 | 0 | 44.35 | 35.6 | 0 | 44.35 | 35.6 | 0 | 44.35 | 56.07 | 53.08 | 49.34 | 56.07 | 30.8 | 49.11 | 50.49 | 53.08 | 49.47 | 50.49 | 53.08 | 49.47 | 56.07 | 53.08 | 49.34 | 34.54 | 0 | 43.9 | 35.24 | 0 | 44.8 | 35.6 | 0 | 44.35
833 | 40.29 | 0.01 | 0 | 40.29 | 0.01 | 0 | 40.29 | 0.01 | 0 | 40.29 | 0.01 | 0 | 40.99 | 45.25 | 37.72 | 40.99 | 25.94 | 0 | 40.29 | 45.25 | 37.72 | 40.29 | 45.25 | 37.72 | 40.99 | 45.25 | 37.72 | 0 | 0 | 0 | 39.88 | 0.01 | 0 | 40.29 | 0.01 | 0 | 50.88 | 0 | 44.35 | 50.88 | 0 | 44.35 | 50.88 | 0 | 44.35 | 50.88 | 0 | 44.35 | 56.46 | 53.46 | 49.34 | 56.46 | 30.8 | 49.34 | 50.88 | 53.46 | 49.34 | 50.88 | 53.46 | 49.85 | 56.46 | 53.46 | 49.34 | 48.86 | 0 | 43.91 | 51.39 | 0 | 44.8 | 50.88 | 0 | 44.35
834 | 40.37 | 0.01 | 0 | 40.37 | 0.01 | 0 | 40.37 | 0.01 | 0 | 40.37 | 0.01 | 0 | 41.08 | 45.33 | 37.8 | 41.08 | 45.32 | 0 | 40.37 | 45.33 | 37.8 | 40.37 | 45.34 | 37.8 | 41.08 | 45.33 | 37.8 | 39.96 | 0 | 0 | 40.78 | 0.01 | 0 | 40.37 | 0.01 | 0 | 50.96 | 0 | 44.35 | 50.96 | 0 | 44.35 | 50.96 | 0 | 44.35 | 50.96 | 0 | 44.35 | 56.54 | 53.55 | 49.34 | 56.54 | 53.55 | 49.34 | 50.96 | 53.55 | 49.34 | 50.96 | 53.55 | 49.93 | 56.54 | 53.55 | 49.34 | 51.29 | 0 | 43.91 | 52.33 | 0 | 44.8 | 50.96 | 0 | 44.35
835 | 23.8 | 0 | 0 | 23.8 | 0 | 0 | 23.8 | 0 | 0 | 23.8 | 0 | 0 | 40.89 | 45.14 | 37.61 | 40.89 | 45.14 | 0 | 40.18 | 45.14 | 37.61 | 40.18 | 45.15 | 37.61 | 40.89 | 45.14 | 37.61 | 0 | 0 | 0 | 23.56 | 0 | 0 | 23.8 | 0 | 0 | 49.51 | 0 | 42.61 | 49.51 | 0 | 42.61 | 49.51 | 0 | 42.61 | 49.51 | 0 | 42.61 | 56.35 | 53.36 | 49.34 | 56.35 | 53.36 | 49.34 | 50.77 | 53.36 | 49.34 | 50.77 | 53.36 | 49.74 | 56.35 | 53.36 | 49.34 | 49.01 | 0 | 43.04 | 50.01 | 0 | 44.8 | 49.51 | 0 | 42.61
836 | 10.33 | 0 | 0 | 10.33 | 0 | 0 | 10.33 | 0 | 0 | 10.33 | 0 | 0 | 40.63 | 44.89 | 37.36 | 40.63 | 25.94 | 0 | 39.93 | 44.89 | 37.36 | 39.93 | 44.89 | 37.36 | 40.63 | 44.89 | 37.36 | 0 | 0 | 0 | 10.23 | 0 | 0 | 10.33 | 0 | 0 | 34.54 | 0 | 26.86 | 34.54 | 0 | 26.86 | 34.54 | 0 | 26.86 | 34.54 | 0 | 26.86 | 56.1 | 53.1 | 49.34 | 56.1 | 46.27 | 49.34 | 50.52 | 53.1 | 49.49 | 50.52 | 53.1 | 49.49 | 56.1 | 53.1 | 49.34 | 34.19 | 0 | 42.67 | 34.89 | 0 | 44.8 | 34.54 | 0 | 26.86
837 | 10.33 | 0 | 0 | 10.33 | 0 | 0 | 10.33 | 0 | 0 | 10.33 | 0 | 0 | 40.59 | 44.85 | 37.31 | 40.59 | 25.94 | 0 | 39.88 | 44.85 | 37.31 | 39.88 | 44.85 | 37.31 | 40.59 | 44.85 | 37.31 | 0 | 0 | 0 | 10.23 | 0 | 0 | 10.33 | 0 | 0 | 32.95 | 0 | 10.33 | 32.95 | 0 | 10.33 | 32.95 | 0 | 10.33 | 32.95 | 0 | 10.33 | 56.05 | 53.06 | 49.34 | 56.05 | 46.27 | 49.34 | 50.47 | 53.06 | 49.45 | 50.47 | 53.06 | 49.45 | 56.05 | 53.06 | 49.34 | 32.61 | 0 | 42.67 | 33.28 | 0 | 44.8 | 32.95 | 0 | 10.33
838 | 0 | 0 | 0 | 0 | 0 | 0 | 0 | 0 | 0 | 0 | 0 | 0 | 40.41 | 44.65 | 37.13 | 40.41 | 25.94 | 0 | 39.7 | 44.66 | 37.13 | 39.7 | 44.66 | 37.13 | 40.41 | 44.65 | 37.13 | 0 | 0 | 0 | 0 | 0 | 0 | 0 | 0 | 0 | 10.33 | 0 | 0 | 10.33 | 0 | 0 | 10.33 | 0 | 0 | 10.33 | 0 | 0 | 55.87 | 52.88 | 49.06 | 55.87 | 30.8 | 49.06 | 50.29 | 52.88 | 49.26 | 50.29 | 52.88 | 49.26 | 55.87 | 52.88 | 49.06 | 10.23 | 0 | 42.67 | 10.44 | 0 | 43.54 | 10.33 | 0 | 0
839 | 0 | 0 | 0 | 0 | 0 | 0 | 0 | 0 | 0 | 0 | 0 | 0 | 40.18 | 25.94 | 19.88 | 40.18 | 25.94 | 0 | 39.48 | 25.94 | 19.88 | 39.48 | 44.44 | 36.91 | 40.18 | 25.94 | 19.88 | 0 | 0 | 0 | 0 | 0 | 0 | 0 | 0 | 0 | 0 | 0 | 0 | 0 | 0 | 0 | 0 | 0 | 0 | 0 | 0 | 0 | 55.64 | 46.27 | 46.45 | 55.64 | 29.98 | 46.45 | 50.06 | 46.27 | 46.45 | 50.06 | 52.65 | 49.04 | 55.64 | 46.27 | 46.45 | 0 | 0 | 37.32 | 0 | 0 | 38.08 | 0 | 0 | 0
840 | 0 | 0 | 0 | 0 | 0 | 0 | 0 | 0 | 0 | 0 | 0 | 0 | 40.18 | 9.93 | 9.93 | 40.18 | 9.93 | 0 | 39.47 | 9.93 | 9.93 | 39.47 | 44.44 | 36.9 | 40.18 | 9.93 | 9.93 | 0 | 0 | 0 | 0 | 0 | 0 | 0 | 0 | 0 | 0 | 0 | 0 | 0 | 0 | 0 | 0 | 0 | 0 | 0 | 0 | 0 | 55.64 | 29.98 | 47.16 | 55.64 | 29.98 | 47.16 | 50.06 | 29.98 | 47.16 | 50.06 | 52.65 | 49.04 | 55.64 | 29.98 | 47.16 | 0 | 0 | 0 | 0 | 0 | 0 | 0 | 0 | 0
841 | 0 | 0 | 0 | 0 | 0 | 0 | 0 | 0 | 0 | 0 | 0 | 0 | 40.08 | 9.83 | 9.83 | 40.08 | 9.83 | 0 | 39.37 | 9.83 | 9.83 | 39.37 | 44.33 | 36.8 | 40.08 | 9.83 | 9.83 | 0 | 0 | 0 | 0 | 0 | 0 | 0 | 0 | 0 | 0 | 0 | 0 | 0 | 0 | 0 | 0 | 0 | 0 | 0 | 0 | 0 | 55.54 | 29.98 | 47.16 | 55.54 | 29.98 | 47.16 | 49.96 | 29.98 | 47.16 | 49.96 | 52.55 | 48.93 | 55.54 | 29.98 | 47.16 | 0 | 0 | 0 | 0 | 0 | 0 | 0 | 0 | 0
842 | 0 | 0 | 0 | 0 | 0 | 0 | 0 | 0 | 0 | 0 | 0 | 0 | 39.93 | 9.69 | 18.88 | 39.93 | 9.69 | 18.88 | 39.23 | 9.69 | 18.88 | 39.23 | 44.19 | 36.66 | 39.93 | 9.69 | 18.88 | 0 | 0 | 0 | 0 | 0 | 0 | 0 | 0 | 0 | 0 | 0 | 0 | 0 | 0 | 0 | 0 | 0 | 0 | 0 | 0 | 0 | 55.4 | 45.92 | 47.16 | 55.4 | 45.92 | 47.16 | 49.82 | 46.27 | 47.16 | 49.82 | 52.4 | 48.79 | 55.4 | 45.92 | 47.16 | 0 | 0 | 0 | 0 | 0 | 0 | 0 | 0 | 0
843 | 0 | 0 | 0 | 0 | 0 | 0 | 0 | 0 | 0 | 0 | 0 | 0 | 39.92 | 9.67 | 9.67 | 39.92 | 9.67 | 9.67 | 39.21 | 9.67 | 9.67 | 39.21 | 44.18 | 36.64 | 39.92 | 9.67 | 9.67 | 0 | 0 | 0 | 0 | 0 | 0 | 0 | 0 | 0 | 0 | 0 | 0 | 0 | 0 | 0 | 0 | 0 | 0 | 0 | 0 | 0 | 55.38 | 45.92 | 46.45 | 55.38 | 45.92 | 46.45 | 49.8 | 45.92 | 46.45 | 49.8 | 52.39 | 48.78 | 55.38 | 45.92 | 46.45 | 0 | 0 | 0 | 0 | 0 | 0 | 0 | 0 | 0
844 | 0 | 0 | 0 | 0 | 0 | 0 | 0 | 0 | 0 | 0 | 0 | 0 | 40.09 | 9.85 | 0 | 40.09 | 9.85 | 0 | 39.39 | 9.85 | 9.85 | 39.39 | 44.35 | 36.82 | 40.09 | 9.85 | 9.85 | 0 | 0 | 0 | 0 | 0 | 0 | 0 | 0 | 0 | 0 | 0 | 0 | 0 | 0 | 0 | 0 | 0 | 0 | 0 | 0 | 0 | 55.55 | 9.85 | 45.35 | 55.55 | 9.85 | 45.35 | 49.97 | 46.27 | 46.45 | 49.97 | 52.56 | 48.95 | 55.55 | 9.85 | 45.35 | 0 | 0 | 0 | 0 | 0 | 0 | 0 | 0 | 0
845 | 0 | 0 | 0 | 0 | 0 | 0 | 0 | 0 | 0 | 0 | 0 | 0 | 40.4 | 10.16 | 10.16 | 40.4 | 10.16 | 0 | 39.7 | 10.16 | 10.16 | 39.7 | 44.66 | 37.13 | 40.4 | 10.16 | 10.16 | 0 | 0 | 0 | 0 | 0 | 0 | 0 | 0 | 0 | 0 | 0 | 0 | 0 | 0 | 0 | 0 | 0 | 0 | 0 | 0 | 0 | 55.86 | 29.98 | 45.35 | 55.86 | 29.98 | 45.35 | 50.28 | 46.27 | 46.45 | 50.28 | 52.87 | 49.26 | 55.86 | 29.98 | 45.35 | 0 | 0 | 0 | 0 | 0 | 0 | 0 | 0 | 0
846 | 10.33 | 0 | 0 | 10.33 | 0 | 0 | 10.33 | 0 | 0 | 10.33 | 0 | 0 | 40.93 | 32.55 | 35.83 | 40.93 | 25.94 | 0 | 40.23 | 32.55 | 35.83 | 40.23 | 45.19 | 37.66 | 40.93 | 32.55 | 35.83 | 0 | 0 | 0 | 10.23 | 0 | 0 | 10.33 | 0 | 0 | 10.33 | 0 | 0 | 10.33 | 0 | 0 | 10.33 | 0 | 0 | 10.33 | 0 | 0 | 56.4 | 47.89 | 46.45 | 56.4 | 29.98 | 45.76 | 50.82 | 47.89 | 46.45 | 50.82 | 53.41 | 49.79 | 56.4 | 47.89 | 46.45 | 10.23 | 0 | 0 | 10.44 | 0 | 0 | 10.33 | 0 | 0
847 | 13.51 | 0 | 0 | 13.51 | 0 | 0 | 13.51 | 0 | 0 | 13.51 | 0 | 0 | 42.04 | 46.3 | 38.77 | 42.04 | 46.3 | 0 | 41.33 | 46.3 | 38.77 | 41.33 | 46.3 | 38.77 | 42.04 | 46.3 | 38.77 | 12.97 | 0 | 0 | 13.37 | 0 | 0 | 13.51 | 0 | 0 | 38.06 | 0 | 34.31 | 38.06 | 0 | 34.31 | 38.06 | 0 | 34.31 | 38.06 | 0 | 34.31 | 57.5 | 54.51 | 50.9 | 57.5 | 54.51 | 49.11 | 51.92 | 54.51 | 50.9 | 51.92 | 54.51 | 50.9 | 57.5 | 54.51 | 50.9 | 37.68 | 0 | 43.04 | 38.45 | 0 | 44.8 | 38.06 | 0 | 34.31
848 | 31.83 | 0.01 | 0 | 31.83 | 0.01 | 0 | 31.83 | 0.01 | 0 | 31.83 | 0.01 | 0 | 42.97 | 47.23 | 39.69 | 42.97 | 47.23 | 18.88 | 42.26 | 47.23 | 39.69 | 42.26 | 47.23 | 39.69 | 42.97 | 47.23 | 39.69 | 30.88 | 0 | 0 | 31.51 | 0.01 | 0 | 31.83 | 0.01 | 0 | 52.85 | 0 | 34.61 | 52.85 | 0 | 34.61 | 52.85 | 0 | 34.61 | 52.85 | 0 | 34.61 | 58.43 | 55.44 | 51.83 | 58.43 | 55.44 | 48.14 | 52.85 | 55.44 | 51.83 | 52.85 | 55.44 | 51.83 | 58.43 | 55.44 | 51.83 | 53.38 | 0 | 43.04 | 53.38 | 0 | 44.8 | 52.85 | 0 | 34.61
849 | 41.7 | 0.01 | 0 | 41.7 | 0.01 | 0 | 41.7 | 0.01 | 0 | 41.7 | 0.01 | 0 | 42.4 | 46.66 | 39.13 | 42.4 | 46.66 | 33.4 | 41.7 | 46.66 | 39.13 | 41.7 | 46.66 | 39.13 | 42.4 | 46.66 | 39.13 | 30.88 | 0 | 0 | 41.28 | 0.01 | 0 | 41.7 | 0.01 | 0 | 52.28 | 0 | 34.31 | 52.28 | 0 | 34.31 | 52.28 | 0 | 34.31 | 52.28 | 0 | 34.31 | 57.86 | 54.87 | 51.26 | 57.86 | 54.87 | 47.17 | 52.28 | 54.87 | 51.26 | 52.28 | 54.87 | 51.26 | 57.86 | 54.87 | 51.26 | 53.4 | 0 | 42.67 | 52.81 | 0 | 41.81 | 52.28 | 0 | 34.31
850 | 41.38 | 0.01 | 0 | 41.38 | 0.01 | 0 | 41.38 | 0.01 | 0 | 41.38 | 0.01 | 0 | 42.09 | 46.35 | 38.81 | 42.09 | 46.34 | 35.49 | 41.38 | 46.35 | 38.81 | 41.38 | 46.35 | 38.81 | 42.09 | 46.35 | 38.81 | 30.88 | 0 | 0 | 40.96 | 0.01 | 0 | 41.38 | 0.01 | 0 | 51.97 | 0 | 32.94 | 51.97 | 0 | 32.94 | 51.97 | 0 | 32.94 | 51.97 | 0 | 32.94 | 57.55 | 54.56 | 50.94 | 57.55 | 54.56 | 45.29 | 51.97 | 54.56 | 50.94 | 51.97 | 54.56 | 50.94 | 57.55 | 54.56 | 50.94 | 53.4 | 0 | 42.19 | 52.49 | 0 | 36.84 | 51.97 | 0 | 32.94
851 | 41.05 | 0.01 | 0 | 41.05 | 0.01 | 0 | 41.05 | 0.01 | 0 | 41.05 | 0.01 | 0 | 41.76 | 46.02 | 38.48 | 41.76 | 46.02 | 38.29 | 41.05 | 46.02 | 38.48 | 41.05 | 46.02 | 38.48 | 41.76 | 46.02 | 38.48 | 30.88 | 0 | 0 | 40.64 | 0.01 | 0 | 41.05 | 0.01 | 0 | 47.5 | 0 | 24.77 | 47.5 | 0 | 24.77 | 47.5 | 0 | 24.77 | 47.5 | 0 | 24.77 | 57.22 | 54.23 | 50.62 | 57.22 | 54.23 | 44.38 | 51.64 | 54.23 | 50.62 | 51.64 | 54.23 | 50.62 | 57.22 | 54.23 | 50.62 | 47.98 | 0 | 34.2 | 47.98 | 0 | 32.91 | 47.5 | 0 | 24.77
852 | 23.32 | 0.01 | 0 | 23.32 | 0.01 | 0 | 23.32 | 0.01 | 0 | 23.32 | 0.01 | 0 | 41.47 | 47.93 | 38.19 | 41.47 | 47.93 | 38.19 | 40.76 | 45.73 | 38.19 | 40.76 | 45.73 | 38.19 | 41.47 | 47.93 | 38.19 | 22.85 | 0 | 0 | 23.09 | 0 | 0 | 23.32 | 0.01 | 0 | 39.12 | 0 | 25.27 | 39.12 | 0 | 25.27 | 39.12 | 0 | 25.27 | 39.12 | 0 | 25.27 | 56.93 | 53.94 | 50.32 | 56.93 | 53.94 | 49.24 | 51.35 | 53.94 | 50.32 | 51.35 | 53.94 | 50.32 | 56.93 | 53.94 | 50.32 | 39.51 | 0 | 34.2 | 39.51 | 0 | 32.91 | 39.12 | 0 | 25.27
853 | 23.55 | 7.29 | 0 | 23.55 | 7.29 | 0 | 23.55 | 7.29 | 0 | 23.55 | 7.29 | 0 | 41.42 | 47.93 | 38.14 | 41.42 | 47.93 | 38.14 | 40.71 | 45.68 | 38.14 | 40.71 | 45.68 | 38.14 | 41.42 | 47.93 | 38.14 | 22.85 | 0 | 0 | 23.32 | 0 | 0 | 23.55 | 7.29 | 0 | 39.12 | 0 | 33.18 | 39.12 | 0 | 33.18 | 39.12 | 0 | 33.18 | 39.12 | 0 | 33.18 | 56.88 | 53.89 | 50.28 | 56.88 | 53.89 | 49.24 | 51.3 | 53.89 | 50.28 | 51.3 | 53.89 | 50.28 | 56.88 | 53.89 | 50.28 | 39.51 | 0 | 34.2 | 39.51 | 0 | 33.51 | 39.12 | 0 | 33.18
854 | 23.55 | 9.92 | 0 | 23.55 | 9.92 | 0 | 23.55 | 9.92 | 0 | 23.55 | 9.92 | 0 | 41.28 | 47.93 | 38.01 | 41.28 | 47.93 | 38.01 | 40.57 | 45.54 | 38.01 | 40.57 | 45.54 | 38.01 | 41.28 | 47.93 | 38.01 | 22.85 | 0 | 0 | 23.32 | 0 | 0 | 23.55 | 9.92 | 0 | 39.65 | 0 | 34.31 | 39.65 | 0 | 34.31 | 39.65 | 0 | 34.31 | 39.65 | 0 | 34.31 | 56.74 | 53.75 | 50.14 | 56.74 | 53.75 | 49.31 | 51.16 | 53.75 | 50.14 | 51.16 | 53.75 | 50.14 | 56.74 | 53.75 | 50.14 | 40.05 | 0 | 34.2 | 40.05 | 0 | 34.66 | 39.65 | 0 | 34.31
855 | 40.58 | 9.92 | 0 | 40.58 | 9.92 | 0 | 40.58 | 9.92 | 0 | 40.58 | 9.92 | 0 | 41.28 | 47.93 | 38.01 | 41.28 | 47.93 | 38.01 | 40.58 | 45.54 | 38.01 | 40.58 | 45.54 | 38.01 | 41.28 | 47.93 | 38.01 | 40.14 | 0 | 0 | 40.17 | 0 | 0 | 40.58 | 9.92 | 0 | 51.16 | 0 | 41.4 | 51.16 | 0 | 41.4 | 51.16 | 0 | 41.4 | 51.16 | 0 | 41.4 | 56.74 | 53.75 | 50.14 | 56.74 | 53.75 | 49.34 | 51.16 | 53.75 | 50.14 | 51.16 | 53.75 | 50.14 | 56.74 | 53.75 | 50.14 | 53.28 | 0 | 42.67 | 52.21 | 0 | 41.81 | 51.16 | 0 | 41.4
856 | 41.05 | 10.33 | 0 | 41.05 | 10.33 | 0 | 41.05 | 10.33 | 0 | 41.05 | 10.33 | 0 | 41.75 | 47.93 | 38.48 | 41.75 | 47.93 | 38.48 | 41.05 | 46.01 | 38.48 | 41.05 | 46.01 | 38.48 | 41.75 | 47.93 | 38.48 | 40.91 | 0 | 0 | 40.91 | 10.23 | 0 | 41.05 | 10.33 | 0 | 51.63 | 45.93 | 44.35 | 51.63 | 45.93 | 44.35 | 51.63 | 45.93 | 44.35 | 51.63 | 45.93 | 44.35 | 57.21 | 54.22 | 50.61 | 57.21 | 54.22 | 49.61 | 51.63 | 54.22 | 50.61 | 51.63 | 54.22 | 50.61 | 57.21 | 54.22 | 50.61 | 54.51 | 46.4 | 44.8 | 53.42 | 46.4 | 44.8 | 51.63 | 45.93 | 44.35
857 | 42.55 | 10.33 | 0 | 42.55 | 10.33 | 0 | 42.55 | 10.33 | 0 | 42.55 | 10.33 | 0 | 43.25 | 47.93 | 39.98 | 43.25 | 47.93 | 39.98 | 42.55 | 47.51 | 39.98 | 42.55 | 47.51 | 39.98 | 43.25 | 47.93 | 39.98 | 49.45 | 0 | 0 | 49.45 | 10.23 | 0 | 42.55 | 10.33 | 0 | 53.13 | 46.87 | 44.35 | 53.13 | 46.87 | 44.35 | 53.13 | 46.87 | 44.35 | 53.13 | 46.87 | 44.35 | 58.71 | 55.72 | 52.11 | 58.71 | 55.72 | 52.11 | 53.13 | 55.72 | 52.11 | 53.13 | 55.72 | 52.11 | 58.71 | 55.72 | 52.11 | 70.53 | 47.34 | 44.8 | 70.53 | 47.34 | 44.8 | 53.13 | 46.87 | 44.35
858 | 42.2 | 10.33 | 0 | 42.2 | 10.33 | 0 | 42.2 | 10.33 | 0 | 42.2 | 10.33 | 0 | 42.9 | 47.93 | 39.63 | 42.9 | 47.93 | 39.63 | 42.2 | 47.16 | 39.63 | 42.2 | 47.16 | 39.63 | 42.9 | 47.93 | 39.63 | 55.09 | 0 | 0 | 55.09 | 10.23 | 0 | 42.2 | 10.33 | 0 | 52.78 | 47.82 | 46.17 | 52.78 | 47.82 | 46.17 | 52.78 | 47.82 | 46.17 | 52.78 | 47.82 | 46.17 | 58.36 | 55.37 | 51.76 | 58.36 | 55.37 | 51.76 | 52.78 | 55.37 | 51.76 | 52.78 | 55.37 | 51.76 | 58.36 | 55.37 | 51.76 | 78.99 | 47.34 | 46.21 | 79.79 | 47.66 | 46.21 | 52.78 | 47.82 | 46.17
859 | 40.9 | 10.33 | 0 | 40.9 | 10.33 | 0 | 40.9 | 10.33 | 0 | 40.9 | 10.33 | 0 | 41.61 | 47.93 | 38.33 | 41.61 | 47.93 | 38.33 | 40.9 | 45.87 | 38.33 | 40.9 | 45.87 | 38.33 | 41.61 | 47.93 | 38.33 | 42.03 | 0 | 0 | 42.03 | 10.23 | 0 | 40.9 | 10.33 | 0 | 51.49 | 48.14 | 46.17 | 51.49 | 48.14 | 46.17 | 51.49 | 48.14 | 46.17 | 51.49 | 48.14 | 46.17 | 57.07 | 54.19 | 50.47 | 57.07 | 54.19 | 50.47 | 51.49 | 54.08 | 50.47 | 51.49 | 54.08 | 50.47 | 57.07 | 54.19 | 50.47 | 58.25 | 47.34 | 46.21 | 58.25 | 47.66 | 46.21 | 51.49 | 48.14 | 46.17
860 | 40.26 | 10.33 | 0 | 40.26 | 10.33 | 0 | 40.26 | 10.33 | 0 | 40.26 | 10.33 | 0 | 40.97 | 45.23 | 37.69 | 40.97 | 45.23 | 37.69 | 40.26 | 45.23 | 37.69 | 40.26 | 45.23 | 37.69 | 40.97 | 45.23 | 37.69 | 40.14 | 0 | 0 | 40.14 | 10.23 | 0 | 40.26 | 10.33 | 0 | 50.85 | 47.82 | 46.17 | 50.85 | 47.82 | 46.17 | 50.85 | 47.82 | 46.17 | 50.85 | 47.82 | 46.17 | 56.43 | 53.44 | 49.83 | 56.43 | 53.44 | 49.83 | 50.85 | 53.44 | 49.83 | 50.85 | 53.44 | 49.83 | 56.43 | 53.44 | 49.83 | 53.4 | 47.34 | 46.21 | 52.33 | 47.66 | 46.21 | 50.85 | 47.82 | 46.17
861 | 40.07 | 7.75 | 0 | 40.07 | 7.75 | 0 | 40.07 | 7.75 | 0 | 40.07 | 7.75 | 0 | 40.78 | 45.04 | 37.5 | 40.78 | 45.04 | 37.5 | 40.07 | 45.04 | 37.5 | 40.07 | 45.04 | 37.5 | 40.78 | 45.04 | 37.5 | 39.95 | 0 | 0 | 39.95 | 7.67 | 0 | 40.07 | 7.75 | 0 | 50.66 | 46.4 | 46.17 | 50.66 | 46.4 | 46.17 | 50.66 | 46.4 | 46.17 | 50.66 | 46.4 | 46.17 | 56.24 | 53.25 | 49.64 | 56.24 | 53.25 | 49.64 | 50.66 | 53.25 | 49.64 | 50.66 | 53.25 | 49.64 | 56.24 | 53.25 | 49.64 | 52.75 | 46.4 | 44.8 | 51.7 | 46.87 | 45.7 | 50.66 | 46.4 | 46.17
862 | 30.01 | 0.01 | 0 | 30.01 | 0.01 | 0 | 30.01 | 0.01 | 0 | 30.01 | 0.01 | 0 | 40.53 | 44.79 | 37.25 | 40.53 | 44.79 | 35.49 | 39.82 | 44.79 | 37.25 | 39.82 | 44.79 | 37.25 | 40.53 | 44.79 | 37.25 | 29.71 | 0 | 0 | 29.71 | 0 | 0 | 30.01 | 0.01 | 0 | 43.31 | 45.02 | 45.25 | 43.31 | 45.02 | 45.25 | 43.31 | 45.02 | 45.25 | 43.31 | 45.02 | 45.25 | 55.99 | 53 | 49.39 | 55.99 | 53 | 49.34 | 50.41 | 53 | 49.39 | 50.41 | 53 | 49.39 | 55.99 | 53 | 49.39 | 44.64 | 45.47 | 44.8 | 43.75 | 45.47 | 44.8 | 43.31 | 45.02 | 45.25
863 | 30.01 | 0 | 0 | 30.01 | 0 | 0 | 30.01 | 0 | 0 | 30.01 | 0 | 0 | 40.22 | 44.48 | 36.94 | 40.22 | 44.48 | 35.49 | 39.51 | 44.48 | 36.94 | 39.51 | 44.48 | 36.94 | 40.22 | 44.48 | 36.94 | 29.71 | 0 | 0 | 29.71 | 0 | 0 | 30.01 | 0 | 0 | 38.34 | 43.48 | 45.25 | 38.34 | 43.48 | 45.25 | 38.34 | 43.48 | 45.25 | 38.34 | 43.48 | 45.25 | 55.68 | 52.69 | 49.08 | 55.68 | 52.69 | 49.08 | 50.1 | 52.69 | 49.08 | 50.1 | 52.69 | 49.08 | 55.68 | 52.69 | 49.08 | 39.51 | 44.37 | 44.8 | 38.72 | 43.92 | 44.8 | 38.34 | 43.48 | 10.33
864 | 12.84 | 0 | 0 | 12.84 | 0 | 0 | 12.84 | 0 | 0 | 12.84 | 0 | 0 | 40.29 | 44.55 | 37.01 | 40.29 | 44.55 | 35.49 | 39.58 | 44.55 | 37.01 | 39.58 | 44.55 | 37.01 | 40.29 | 44.55 | 37.01 | 12.58 | 0 | 0 | 12.71 | 0 | 0 | 12.84 | 0 | 0 | 12.46 | 34.44 | 45.25 | 12.46 | 34.44 | 45.25 | 12.46 | 34.44 | 45.25 | 12.46 | 34.44 | 45.25 | 55.75 | 52.76 | 49.15 | 55.75 | 52.76 | 48.14 | 50.17 | 52.76 | 49.15 | 50.17 | 52.76 | 49.15 | 55.75 | 52.76 | 49.15 | 12.58 | 34.8 | 44.8 | 12.46 | 34.79 | 44.8 | 12.46 | 10.33 | 10
865 | 10.33 | 0 | 0 | 10.33 | 0 | 0 | 10.33 | 0 | 0 | 10.33 | 0 | 0 | 40.17 | 44.43 | 35.49 | 40.17 | 44.43 | 35.49 | 39.46 | 44.43 | 36.89 | 39.46 | 44.43 | 36.89 | 40.17 | 44.43 | 35.49 | 0 | 0 | 0 | 0 | 0 | 0 | 10.33 | 0 | 0 | 10.33 | 33.99 | 45.25 | 10.33 | 33.99 | 45.25 | 10.33 | 33.99 | 45.25 | 10.33 | 33.99 | 45.25 | 55.63 | 52.64 | 49.03 | 55.63 | 52.64 | 48.14 | 50.05 | 52.64 | 49.03 | 50.05 | 52.64 | 49.03 | 55.63 | 52.64 | 49.03 | 10.03 | 34.33 | 44.8 | 10.23 | 34.33 | 44.8 | 10.33 | 10.33 | 0
866 | 10.33 | 0 | 0 | 10.33 | 0 | 0 | 10.33 | 0 | 0 | 10.33 | 0 | 0 | 40.07 | 44.33 | 35.49 | 40.07 | 44.33 | 35.49 | 39.37 | 44.33 | 36.8 | 39.37 | 44.33 | 36.8 | 40.07 | 44.33 | 35.49 | 0 | 0 | 0 | 0 | 0 | 0 | 10.33 | 0 | 0 | 10.33 | 34.09 | 45.25 | 10.33 | 34.09 | 45.25 | 10.33 | 34.09 | 45.25 | 10.33 | 34.09 | 45.25 | 55.53 | 52.54 | 48.93 | 55.53 | 52.54 | 48.1 | 49.95 | 52.54 | 48.93 | 49.95 | 52.54 | 48.93 | 55.53 | 52.54 | 48.93 | 10.03 | 34.33 | 44.8 | 10.23 | 34.44 | 44.8 | 10.33 | 10.33 | 0
867 | 10.33 | 0 | 0 | 10.33 | 0 | 0 | 10.33 | 0 | 0 | 10.33 | 0 | 0 | 40.07 | 44.33 | 35.49 | 40.07 | 44.33 | 35.49 | 39.36 | 44.33 | 36.79 | 39.36 | 44.33 | 36.79 | 40.07 | 44.33 | 35.49 | 0 | 0 | 0 | 0 | 0 | 0 | 10.33 | 0 | 0 | 10.33 | 34.09 | 44.78 | 10.33 | 34.09 | 44.78 | 10.33 | 34.09 | 44.78 | 10.33 | 34.09 | 44.78 | 55.53 | 52.54 | 48.93 | 55.53 | 52.54 | 47.17 | 49.95 | 52.54 | 48.93 | 49.95 | 52.54 | 48.93 | 55.53 | 52.54 | 48.93 | 10.03 | 34.33 | 44.38 | 10.23 | 34.44 | 44.8 | 10.33 | 10.33 | 0
868 | 17.92 | 0.02 | 0 | 17.92 | 0.02 | 0 | 17.92 | 0.02 | 0 | 17.92 | 0.02 | 0 | 40.24 | 32.57 | 35.49 | 40.24 | 32.57 | 35.49 | 39.53 | 44.5 | 36.96 | 39.53 | 44.5 | 36.96 | 40.24 | 32.57 | 35.49 | 0 | 0 | 0 | 0 | 0 | 0 | 17.92 | 0.02 | 0 | 10.33 | 33.99 | 44.39 | 10.33 | 33.99 | 44.39 | 10.33 | 33.99 | 44.39 | 10.33 | 33.99 | 44.39 | 55.7 | 52.71 | 49.1 | 55.7 | 52.71 | 47.17 | 50.12 | 52.71 | 49.1 | 50.12 | 52.71 | 49.1 | 55.7 | 52.71 | 49.1 | 10.03 | 34.33 | 44.38 | 10.23 | 34.33 | 44.8 | 10.33 | 10.33 | 0
869 | 33.61 | 10.33 | 0 | 33.61 | 10.33 | 0 | 33.61 | 10.33 | 0 | 33.61 | 10.33 | 0 | 40.53 | 44.79 | 35.49 | 40.53 | 44.79 | 35.49 | 39.82 | 44.79 | 37.25 | 39.82 | 44.79 | 37.25 | 40.53 | 44.79 | 35.49 | 9.37 | 0 | 0 | 9.56 | 0 | 0 | 33.61 | 10.33 | 0 | 36.14 | 35.03 | 44.39 | 36.14 | 35.03 | 44.39 | 36.14 | 35.03 | 44.39 | 36.14 | 35.03 | 44.39 | 55.99 | 53 | 49.34 | 55.99 | 53 | 47.17 | 50.41 | 53 | 49.39 | 50.41 | 53 | 49.39 | 55.99 | 53 | 49.34 | 34.71 | 34.68 | 44.38 | 35.78 | 34.68 | 44.8 | 36.14 | 35.03 | 44.39
870 | 40.27 | 29 | 27.65 | 40.27 | 29 | 27.65 | 40.27 | 29 | 27.65 | 40.27 | 29 | 0 | 40.98 | 45.24 | 37.71 | 40.98 | 45.24 | 37.71 | 40.27 | 45.24 | 37.71 | 40.27 | 45.24 | 37.71 | 40.98 | 45.24 | 37.71 | 30.33 | 0 | 0 | 39.87 | 0 | 0 | 40.27 | 29 | 27.65 | 46.09 | 46.44 | 46.17 | 46.09 | 46.44 | 46.17 | 46.09 | 46.44 | 46.17 | 46.09 | 46.44 | 46.17 | 56.44 | 53.45 | 49.84 | 56.44 | 53.45 | 49.34 | 50.86 | 53.45 | 49.84 | 50.86 | 53.45 | 49.84 | 56.44 | 53.45 | 49.84 | 42.75 | 45.06 | 44.8 | 45.62 | 45.98 | 45.7 | 46.09 | 46.44 | 46.17
871 | 41.46 | 46.43 | 38.89 | 41.46 | 46.43 | 38.89 | 41.46 | 46.43 | 38.89 | 41.46 | 46.43 | 34.77 | 42.17 | 47.11 | 38.89 | 42.17 | 47.11 | 38.89 | 41.46 | 46.43 | 38.89 | 41.46 | 46.43 | 38.89 | 42.17 | 47.11 | 38.89 | 41.21 | 12.71 | 0 | 41.21 | 45.97 | 34.42 | 41.46 | 46.43 | 38.89 | 52.05 | 50.17 | 47.76 | 52.05 | 50.17 | 47.76 | 52.05 | 50.17 | 47.76 | 52.05 | 50.17 | 47.76 | 57.63 | 54.75 | 51.03 | 57.63 | 54.75 | 51.03 | 52.05 | 54.64 | 51.03 | 52.05 | 54.64 | 51.03 | 57.63 | 54.75 | 51.03 | 57.06 | 48.73 | 46.34 | 55.92 | 49.16 | 47.28 | 52.05 | 50.17 | 46.17
872 | 42.2 | 47.16 | 39.63 | 42.2 | 47.16 | 39.63 | 42.2 | 47.16 | 39.63 | 42.2 | 47.16 | 34.77 | 42.9 | 49.7 | 39.63 | 42.9 | 49.7 | 39.63 | 42.2 | 47.16 | 39.63 | 42.2 | 47.16 | 39.63 | 42.9 | 49.7 | 39.63 | 42.98 | 42.47 | 0 | 42.62 | 46.69 | 34.42 | 42.2 | 47.16 | 39.63 | 52.78 | 55.37 | 46.8 | 52.78 | 55.37 | 46.8 | 52.78 | 55.37 | 46.8 | 52.78 | 50.64 | 46.8 | 58.36 | 55.48 | 51.76 | 58.36 | 55.48 | 51.76 | 52.78 | 55.37 | 51.76 | 52.78 | 55.37 | 51.76 | 58.36 | 55.48 | 51.76 | 62 | 49.13 | 46.34 | 61.02 | 49.62 | 46.34 | 52.78 | 55.37 | 46.17
873 | 41.68 | 46.64 | 39.11 | 41.68 | 46.64 | 39.11 | 41.68 | 46.64 | 39.11 | 41.68 | 46.64 | 34.77 | 42.38 | 49.18 | 39.11 | 42.38 | 49.18 | 39.11 | 41.68 | 46.64 | 39.11 | 41.68 | 46.64 | 39.11 | 42.38 | 49.18 | 39.11 | 42.81 | 42.47 | 31.43 | 42.12 | 46.18 | 34.42 | 41.68 | 46.64 | 39.11 | 52.27 | 54.85 | 48.07 | 52.27 | 54.85 | 48.07 | 52.27 | 54.85 | 48.07 | 52.27 | 49.63 | 47.59 | 57.85 | 54.96 | 51.24 | 57.85 | 54.96 | 51.24 | 52.27 | 54.85 | 51.24 | 52.27 | 54.85 | 51.24 | 57.85 | 54.96 | 51.24 | 61.02 | 48.62 | 46.34 | 61.02 | 48.62 | 46.34 | 52.27 | 54.85 | 48.07
874 | 41.44 | 46.4 | 38.87 | 41.44 | 46.4 | 38.87 | 41.44 | 46.4 | 38.87 | 41.44 | 46.4 | 32.39 | 42.15 | 48.94 | 38.87 | 42.15 | 48.94 | 38.87 | 41.44 | 46.41 | 38.87 | 41.44 | 46.4 | 38.87 | 42.15 | 48.94 | 38.87 | 43.24 | 39.96 | 31.43 | 42.37 | 40.78 | 32.07 | 41.44 | 46.4 | 38.87 | 52.03 | 54.62 | 47.83 | 52.03 | 54.62 | 47.83 | 52.03 | 54.62 | 47.83 | 52.03 | 49.42 | 47.59 | 57.61 | 54.72 | 51 | 57.61 | 54.72 | 51 | 52.03 | 54.62 | 51 | 52.03 | 54.62 | 51 | 57.61 | 54.72 | 51 | 65.18 | 47.66 | 44.8 | 63.88 | 47.66 | 44.8 | 52.03 | 54.62 | 47.83
875 | 41.02 | 45.99 | 38.45 | 41.02 | 45.99 | 38.45 | 41.02 | 45.99 | 38.45 | 41.02 | 45.99 | 32.07 | 41.73 | 48.53 | 38.45 | 41.73 | 48.53 | 38.45 | 41.02 | 45.99 | 38.45 | 41.02 | 45.99 | 38.45 | 41.73 | 48.53 | 38.45 | 44.84 | 42.22 | 0 | 43.94 | 42.81 | 0 | 41.02 | 45.99 | 38.45 | 51.61 | 54.2 | 50.59 | 51.61 | 54.2 | 50.59 | 51.61 | 54.2 | 50.59 | 51.61 | 52.08 | 46.21 | 57.19 | 54.31 | 50.59 | 57.19 | 54.31 | 50.59 | 51.61 | 54.2 | 50.59 | 51.61 | 54.2 | 50.59 | 57.19 | 54.31 | 50.59 | 68.09 | 50.01 | 44.8 | 66.72 | 50.01 | 44.8 | 51.61 | 54.2 | 50.59
876 | 40.77 | 45.74 | 38.2 | 40.77 | 45.74 | 38.2 | 40.77 | 45.74 | 38.2 | 40.77 | 45.74 | 32.07 | 41.48 | 48.28 | 38.2 | 41.48 | 48.28 | 38.2 | 40.77 | 45.74 | 38.2 | 40.77 | 45.74 | 38.2 | 41.48 | 48.28 | 38.2 | 50.19 | 46.2 | 0 | 49.18 | 45.28 | 0 | 40.77 | 45.74 | 38.2 | 51.36 | 52.08 | 50.34 | 51.36 | 52.08 | 50.34 | 51.36 | 52.08 | 50.34 | 51.36 | 52.08 | 46.68 | 56.94 | 54.06 | 50.34 | 56.94 | 54.06 | 50.34 | 51.36 | 53.95 | 50.34 | 51.36 | 53.95 | 50.34 | 56.94 | 54.06 | 50.34 | 72.31 | 51.03 | 44.8 | 70.86 | 50.01 | 44.8 | 51.36 | 52.08 | 50.34
877 | 40.68 | 45.65 | 38.11 | 40.68 | 45.65 | 38.11 | 40.68 | 45.65 | 38.11 | 40.68 | 45.65 | 35.84 | 41.39 | 48.19 | 38.11 | 41.39 | 48.19 | 38.11 | 40.68 | 45.65 | 38.11 | 40.68 | 45.65 | 38.11 | 41.39 | 48.19 | 38.11 | 52.86 | 47.05 | 34.42 | 51.8 | 46.11 | 34.42 | 40.68 | 45.65 | 38.11 | 51.27 | 53.86 | 50.24 | 51.27 | 53.86 | 50.24 | 51.27 | 53.86 | 50.24 | 51.27 | 53.43 | 46.68 | 56.85 | 53.96 | 50.24 | 56.85 | 53.96 | 50.24 | 51.27 | 53.86 | 50.24 | 51.27 | 53.86 | 50.24 | 56.85 | 53.96 | 50.24 | 72.31 | 52.35 | 44.8 | 70.86 | 51.83 | 44.8 | 51.27 | 53.86 | 50.24
878 | 40.57 | 45.54 | 38 | 40.57 | 45.54 | 38 | 40.57 | 45.54 | 38 | 40.57 | 45.54 | 36.59 | 41.28 | 48.09 | 38 | 41.28 | 48.09 | 38 | 40.57 | 45.54 | 38 | 40.57 | 45.54 | 38 | 41.28 | 48.09 | 38 | 52.86 | 47.61 | 35.14 | 51.8 | 46 | 35.85 | 40.57 | 45.54 | 38 | 51.16 | 53.75 | 50.14 | 51.16 | 53.75 | 50.14 | 51.16 | 53.75 | 50.14 | 51.16 | 53.75 | 46.68 | 56.74 | 54.57 | 50.14 | 56.74 | 54.57 | 50.14 | 51.16 | 53.75 | 50.14 | 51.16 | 53.75 | 50.14 | 56.74 | 54.57 | 50.14 | 72.31 | 54.29 | 44.8 | 70.86 | 53.75 | 44.8 | 51.16 | 53.75 | 50.14
879 | 40.64 | 45.61 | 38.07 | 40.64 | 47.2 | 38.07 | 41.35 | 47.2 | 38.07 | 41.35 | 47.2 | 38.07 | 41.35 | 48.16 | 38.07 | 41.35 | 48.16 | 38.07 | 40.64 | 47.2 | 38.07 | 40.64 | 45.61 | 38.07 | 41.35 | 48.16 | 38.07 | 52.31 | 48.65 | 37.69 | 52.86 | 47.67 | 37.69 | 40.64 | 45.61 | 38.07 | 51.23 | 53.82 | 50.2 | 51.23 | 53.82 | 50.2 | 51.23 | 53.82 | 50.2 | 51.23 | 53.82 | 50.2 | 56.81 | 55.09 | 50.3 | 56.81 | 55.09 | 50.3 | 51.23 | 53.82 | 50.2 | 51.23 | 53.82 | 50.2 | 56.81 | 55.09 | 50.3 | 72.31 | 55.65 | 49.8 | 72.31 | 54.54 | 49.7 | 51.23 | 53.82 | 50.2
880 | 45.71 | 54.79 | 38.67 | 45.71 | 54.79 | 38.67 | 45.71 | 54.79 | 38.67 | 45.71 | 54.79 | 38.67 | 45.71 | 54.79 | 38.67 | 45.71 | 54.79 | 38.67 | 45.71 | 54.79 | 38.67 | 41.24 | 54.79 | 38.67 | 45.71 | 54.79 | 38.67 | 52.86 | 55.92 | 38.29 | 52.86 | 55.35 | 38.29 | 45.71 | 54.79 | 38.67 | 57.41 | 65.57 | 50.81 | 57.41 | 65.57 | 50.81 | 57.41 | 65.57 | 50.81 | 57.41 | 65.57 | 50.81 | 57.41 | 66.22 | 50.91 | 57.41 | 66.22 | 50.91 | 57.41 | 65.57 | 50.91 | 51.83 | 65.57 | 50.81 | 57.41 | 66.22 | 50.91 | 72.31 | 67.58 | 51.32 | 72.31 | 66.23 | 50.3 | 57.41 | 65.57 | 50.81
881 | 48.19 | 54.79 | 41.15 | 48.19 | 54.79 | 41.15 | 48.19 | 54.79 | 41.15 | 48.19 | 54.79 | 41.15 | 48.19 | 54.79 | 41.15 | 48.19 | 54.79 | 41.15 | 48.19 | 54.79 | 41.15 | 43.72 | 54.79 | 41.15 | 48.19 | 54.79 | 41.15 | 52.86 | 55.92 | 38.69 | 53.93 | 57.04 | 40.74 | 48.19 | 54.79 | 41.15 | 70.14 | 65.33 | 53.29 | 70.14 | 65.33 | 53.29 | 70.14 | 65.33 | 53.29 | 70.14 | 65.33 | 51.3 | 70.14 | 65.33 | 53.29 | 70.14 | 65.33 | 53.29 | 70.14 | 65.33 | 53.29 | 70.14 | 65.33 | 53.29 | 70.14 | 65.33 | 53.29 | 72.31 | 66.68 | 49.77 | 73.78 | 66.68 | 50.78 | 70.14 | 65.33 | 53.29
882 | 47.11 | 54.79 | 40.08 | 47.11 | 54.79 | 40.08 | 47.11 | 54.79 | 40.08 | 47.11 | 54.79 | 40.08 | 47.11 | 54.79 | 40.08 | 47.11 | 54.79 | 40.08 | 47.11 | 54.79 | 40.08 | 42.65 | 54.79 | 40.08 | 47.11 | 54.79 | 40.08 | 53.93 | 57.05 | 39.68 | 53.93 | 57.05 | 40.48 | 47.11 | 54.79 | 40.08 | 70.16 | 65.33 | 52.21 | 70.16 | 65.33 | 52.21 | 70.16 | 65.33 | 52.21 | 70.16 | 65.33 | 51.3 | 70.16 | 65.33 | 52.21 | 70.16 | 65.33 | 52.21 | 70.16 | 65.33 | 52.21 | 70.16 | 65.33 | 52.21 | 70.16 | 65.33 | 52.21 | 75.14 | 66.68 | 49.78 | 75.14 | 67.35 | 50.78 | 70.16 | 65.33 | 52.21
883 | 45.62 | 54.79 | 38.59 | 45.62 | 54.79 | 38.59 | 45.62 | 54.79 | 38.59 | 45.62 | 54.79 | 38.59 | 45.62 | 54.79 | 38.59 | 45.62 | 54.79 | 38.59 | 45.62 | 54.79 | 38.59 | 41.16 | 54.79 | 38.59 | 45.62 | 54.79 | 38.59 | 53.93 | 57.05 | 38.24 | 53.93 | 57.06 | 38.98 | 45.62 | 54.79 | 38.59 | 68.66 | 65.33 | 50.72 | 68.66 | 65.33 | 50.72 | 68.66 | 65.33 | 50.72 | 68.66 | 65.33 | 50.72 | 68.66 | 65.33 | 50.72 | 68.66 | 65.33 | 50.72 | 68.66 | 65.33 | 50.72 | 51.75 | 65.33 | 50.72 | 68.66 | 65.33 | 50.72 | 73.78 | 67.58 | 50.21 | 73.78 | 68.03 | 51.23 | 68.66 | 65.33 | 50.72
884 | 41.22 | 47.09 | 37.95 | 41.22 | 48.05 | 37.95 | 41.22 | 48.05 | 37.95 | 41.22 | 48.05 | 37.95 | 41.22 | 48.05 | 37.95 | 41.22 | 48.05 | 37.95 | 41.22 | 48.05 | 37.95 | 40.51 | 47.09 | 37.95 | 41.22 | 48.05 | 37.95 | 42.01 | 50.03 | 38.33 | 42.01 | 51.05 | 39.11 | 41.22 | 47.09 | 37.95 | 56.68 | 53.82 | 50.08 | 56.68 | 53.82 | 50.08 | 56.68 | 53.82 | 50.08 | 56.68 | 53.82 | 50.08 | 56.68 | 53.82 | 50.08 | 56.68 | 53.82 | 50.08 | 56.68 | 53.82 | 50.08 | 51.1 | 53.69 | 50.08 | 56.68 | 53.82 | 50.08 | 67.17 | 56.04 | 49.78 | 67.17 | 65.99 | 50.58 | 56.68 | 53.82 | 50.08
885 | 40.23 | 45.2 | 37.66 | 40.23 | 45.31 | 37.66 | 40.23 | 45.31 | 37.66 | 40.23 | 45.31 | 37.66 | 40.94 | 47.74 | 37.66 | 40.94 | 47.74 | 37.66 | 40.23 | 45.31 | 37.66 | 40.23 | 45.2 | 37.66 | 40.94 | 47.74 | 37.66 | 40.64 | 48.22 | 38.04 | 40.64 | 47.56 | 38.04 | 40.23 | 45.2 | 37.66 | 52.72 | 53.41 | 49.8 | 53.64 | 53.41 | 49.8 | 53.64 | 53.41 | 49.8 | 53.64 | 53.41 | 49.8 | 56.4 | 53.51 | 49.8 | 56.4 | 53.51 | 49.8 | 53.64 | 53.41 | 49.8 | 50.82 | 53.41 | 49.8 | 56.4 | 53.51 | 49.8 | 60.64 | 53.95 | 50.3 | 60.03 | 53.95 | 50.3 | 52.72 | 53.41 | 49.8
886 | 39.96 | 44.92 | 37.39 | 39.96 | 44.92 | 37.39 | 39.96 | 44.92 | 37.39 | 39.96 | 44.92 | 37.39 | 40.66 | 47.47 | 37.39 | 40.66 | 47.47 | 37.39 | 39.96 | 44.92 | 37.39 | 39.96 | 44.92 | 37.39 | 40.66 | 47.47 | 37.39 | 40.32 | 46.99 | 37.77 | 40.36 | 45.38 | 37.77 | 39.96 | 44.92 | 37.39 | 50.54 | 53.13 | 49.52 | 50.54 | 53.13 | 49.52 | 50.54 | 53.13 | 49.52 | 50.54 | 53.13 | 49.52 | 56.12 | 53.24 | 49.52 | 56.12 | 53.24 | 49.52 | 50.54 | 53.13 | 49.52 | 50.54 | 53.13 | 49.52 | 56.12 | 53.24 | 49.52 | 58.44 | 53.24 | 50.02 | 57.28 | 53.67 | 50.02 | 50.54 | 53.13 | 49.52
887 | 39.61 | 44.57 | 37.04 | 39.61 | 44.57 | 37.04 | 39.61 | 44.57 | 37.04 | 39.61 | 44.57 | 37.04 | 40.32 | 47.12 | 37.04 | 40.32 | 47.12 | 37.04 | 39.61 | 44.58 | 37.04 | 39.61 | 44.57 | 37.04 | 40.32 | 47.12 | 37.04 | 39.91 | 46.65 | 37.41 | 39.5 | 45.03 | 37.41 | 39.61 | 44.57 | 37.04 | 50.2 | 52.79 | 49.17 | 50.2 | 52.79 | 49.17 | 50.2 | 52.79 | 49.17 | 50.2 | 52.79 | 49.17 | 55.78 | 52.89 | 49.17 | 55.78 | 52.89 | 49.17 | 50.2 | 52.79 | 49.17 | 50.2 | 52.79 | 49.17 | 55.78 | 52.89 | 49.17 | 55.22 | 52.36 | 49.67 | 54.1 | 52.6 | 49.67 | 50.2 | 52.79 | 49.17
888 | 39.67 | 44.64 | 37.1 | 39.67 | 44.64 | 37.1 | 39.67 | 44.64 | 37.1 | 39.67 | 44.64 | 37.1 | 40.38 | 45.55 | 37.1 | 40.38 | 45.55 | 37.1 | 39.67 | 44.64 | 37.1 | 39.67 | 44.64 | 37.1 | 40.38 | 45.55 | 37.1 | 39.98 | 45.1 | 37.48 | 39.28 | 44.19 | 37.48 | 39.67 | 44.64 | 37.1 | 50.26 | 52.85 | 49.24 | 50.26 | 52.85 | 49.24 | 50.26 | 52.85 | 49.24 | 50.26 | 52.85 | 49.24 | 55.84 | 52.85 | 49.24 | 55.84 | 52.85 | 49.24 | 50.26 | 52.85 | 49.24 | 50.26 | 52.85 | 49.24 | 55.84 | 52.85 | 49.24 | 51.8 | 51.79 | 49.31 | 50.77 | 52.32 | 48.75 | 50.26 | 52.85 | 49.24
889 | 39.52 | 44.49 | 36.95 | 39.52 | 44.49 | 36.95 | 39.52 | 44.49 | 36.95 | 39.52 | 44.49 | 36.95 | 40.23 | 44.49 | 36.95 | 40.23 | 44.49 | 36.95 | 39.52 | 44.49 | 36.95 | 39.52 | 44.49 | 36.95 | 40.23 | 44.49 | 36.95 | 39.13 | 43.88 | 36.58 | 39.13 | 44.04 | 36.58 | 39.52 | 44.49 | 36.95 | 50.11 | 52.7 | 49.09 | 50.11 | 52.7 | 49.09 | 50.11 | 52.7 | 49.09 | 50.11 | 52.59 | 49.09 | 55.69 | 52.7 | 49.09 | 55.69 | 52.7 | 49.09 | 50.11 | 52.7 | 49.09 | 50.11 | 52.7 | 49.09 | 55.69 | 52.7 | 49.09 | 49.61 | 51.03 | 48.61 | 49.61 | 52.06 | 48.6 | 50.11 | 52.7 | 49.09
890 | 39.38 | 44.34 | 36.81 | 39.38 | 44.34 | 36.81 | 39.38 | 44.34 | 36.81 | 39.38 | 44.34 | 35.85 | 40.09 | 44.35 | 36.81 | 40.09 | 44.35 | 36.81 | 39.38 | 44.35 | 36.81 | 39.38 | 44.35 | 36.81 | 40.09 | 44.35 | 36.81 | 32.03 | 43.88 | 35.49 | 34.29 | 43.89 | 35.49 | 39.38 | 44.33 | 36.81 | 49.97 | 52.56 | 48.95 | 49.97 | 52.56 | 48.95 | 49.97 | 52.56 | 48.95 | 48.98 | 52.08 | 48.61 | 55.55 | 52.56 | 48.95 | 55.55 | 52.56 | 48.95 | 49.97 | 52.56 | 48.95 | 49.97 | 52.56 | 48.95 | 55.55 | 52.56 | 48.95 | 47.52 | 51.03 | 48.46 | 48.49 | 51.03 | 48.12 | 49.97 | 52.56 | 48.95
891 | 39.35 | 44.32 | 36.79 | 39.35 | 44.32 | 36.79 | 39.35 | 44.32 | 36.79 | 39.35 | 44.32 | 34.77 | 40.06 | 44.32 | 36.79 | 40.06 | 44.32 | 36.79 | 39.35 | 44.32 | 36.79 | 39.35 | 44.32 | 36.79 | 40.06 | 44.32 | 36.79 | 30.75 | 43.88 | 34.42 | 31.38 | 43.88 | 34.42 | 39.35 | 44.32 | 36.79 | 49.94 | 52.53 | 48.92 | 49.94 | 52.53 | 48.92 | 49.94 | 52.53 | 48.92 | 49.94 | 51.56 | 48.12 | 55.52 | 52.53 | 48.92 | 55.52 | 52.53 | 48.92 | 49.94 | 52.53 | 48.92 | 49.94 | 52.53 | 48.92 | 55.52 | 52.53 | 48.92 | 47.03 | 51.03 | 48.61 | 47.99 | 51.03 | 47.64 | 49.94 | 52.53 | 48.92
892 | 39.55 | 44.52 | 36.98 | 39.55 | 44.52 | 36.98 | 39.55 | 44.52 | 36.98 | 39.55 | 43.63 | 29.31 | 40.26 | 44.52 | 36.98 | 40.26 | 44.52 | 36.98 | 39.55 | 44.52 | 36.98 | 39.55 | 44.52 | 36.98 | 40.26 | 44.52 | 36.98 | 38.49 | 44.07 | 34.42 | 39.16 | 43.19 | 29.01 | 39.55 | 44.52 | 36.98 | 50.14 | 52.73 | 49.12 | 50.14 | 52.73 | 49.12 | 50.14 | 52.73 | 49.12 | 50.14 | 51.54 | 46.68 | 55.72 | 52.73 | 49.12 | 55.72 | 52.73 | 49.12 | 50.14 | 52.73 | 49.12 | 50.14 | 52.73 | 49.12 | 55.72 | 52.73 | 49.12 | 50.65 | 51.03 | 48.61 | 50.14 | 51.03 | 46.21 | 50.14 | 52.73 | 49.12
893 | 39.96 | 44.93 | 37.39 | 39.96 | 44.93 | 37.39 | 39.96 | 44.93 | 37.39 | 39.96 | 44.93 | 36.65 | 40.67 | 44.93 | 37.39 | 40.67 | 44.93 | 37.39 | 39.96 | 44.93 | 37.39 | 39.96 | 44.93 | 37.39 | 40.67 | 44.93 | 37.39 | 39.91 | 44.48 | 37.02 | 39.56 | 44.48 | 36.28 | 39.96 | 44.93 | 37.39 | 50.55 | 53.14 | 49.53 | 50.55 | 53.14 | 49.53 | 50.55 | 53.14 | 49.53 | 50.55 | 52.08 | 48.07 | 56.13 | 53.14 | 49.53 | 56.13 | 53.14 | 49.53 | 50.55 | 53.14 | 49.53 | 50.55 | 53.14 | 49.53 | 56.13 | 53.14 | 49.53 | 54.59 | 52.61 | 49.03 | 53.5 | 51.56 | 47.59 | 50.55 | 53.14 | 49.53
894 | 40.51 | 45.47 | 37.94 | 40.51 | 45.47 | 37.94 | 40.51 | 45.47 | 37.94 | 40.51 | 45.47 | 37.94 | 41.21 | 47.92 | 37.94 | 41.21 | 47.92 | 37.94 | 40.51 | 45.47 | 37.94 | 40.51 | 45.47 | 37.94 | 41.21 | 47.92 | 37.94 | 41.33 | 47.45 | 37.56 | 40.91 | 46.5 | 37.56 | 40.51 | 45.47 | 37.94 | 51.09 | 53.68 | 50.07 | 51.09 | 53.68 | 50.07 | 51.09 | 53.68 | 50.07 | 51.09 | 53.68 | 49.1 | 56.67 | 53.79 | 50.07 | 56.67 | 53.79 | 50.07 | 51.09 | 53.68 | 50.07 | 51.09 | 53.68 | 50.07 | 56.67 | 53.79 | 50.07 | 58.15 | 54.23 | 49.6 | 56.99 | 53.15 | 48.61 | 51.09 | 53.68 | 50.07
895 | 45.66 | 50.81 | 40.73 | 45.66 | 50.81 | 40.73 | 45.66 | 50.81 | 40.73 | 45.66 | 50.81 | 40.73 | 45.66 | 50.81 | 40.73 | 45.66 | 50.81 | 40.73 | 43.3 | 48.27 | 40.73 | 43.3 | 48.27 | 40.73 | 45.66 | 50.81 | 40.73 | 48.81 | 64.61 | 41.14 | 47.84 | 63.32 | 40.32 | 45.66 | 50.81 | 40.73 | 59.46 | 56.58 | 52.86 | 59.46 | 56.58 | 52.86 | 59.46 | 56.58 | 52.86 | 59.46 | 56.58 | 49.42 | 59.46 | 56.58 | 52.86 | 59.46 | 56.58 | 52.86 | 53.88 | 56.47 | 52.86 | 53.88 | 56.47 | 52.86 | 59.46 | 56.58 | 52.86 | 69.47 | 76.38 | 53.4 | 69.47 | 74.85 | 48.93 | 59.46 | 56.58 | 52.86
896 | 45.72 | 52.97 | 42.89 | 46.64 | 52.97 | 42.89 | 46.64 | 52.97 | 42.89 | 46.64 | 52.97 | 42.89 | 46.64 | 52.97 | 42.89 | 46.64 | 52.97 | 42.89 | 45.45 | 50.42 | 42.89 | 45.45 | 50.42 | 42.89 | 46.64 | 52.97 | 42.89 | 55.5 | 64.61 | 43.32 | 54.39 | 63.32 | 42.46 | 45.72 | 52.97 | 42.89 | 61.62 | 58.74 | 55.02 | 61.62 | 58.74 | 55.02 | 61.62 | 58.74 | 55.02 | 61.62 | 58.74 | 49.42 | 61.62 | 58.74 | 55.02 | 61.62 | 58.74 | 55.02 | 56.04 | 58.63 | 55.02 | 56.04 | 58.63 | 55.02 | 61.62 | 58.74 | 55.02 | 78.5 | 76.38 | 55.58 | 78.31 | 74.85 | 48.93 | 61.62 | 58.74 | 55.02
897 | 48.22 | 51.27 | 41.19 | 48.22 | 51.27 | 41.19 | 49.2 | 51.27 | 41.19 | 49.2 | 51.27 | 41.18 | 49.2 | 51.27 | 41.19 | 49.2 | 51.27 | 41.19 | 43.76 | 48.72 | 41.19 | 43.76 | 48.72 | 41.19 | 49.2 | 51.27 | 41.19 | 55.5 | 58.53 | 41.6 | 54.39 | 57.37 | 40.77 | 48.22 | 51.27 | 41.19 | 59.93 | 57.04 | 53.32 | 59.93 | 57.04 | 53.32 | 59.93 | 57.04 | 53.32 | 59.93 | 57.04 | 49.61 | 59.93 | 57.04 | 53.32 | 59.93 | 57.04 | 53.32 | 54.35 | 56.93 | 53.32 | 54.35 | 56.93 | 53.32 | 59.93 | 57.04 | 53.32 | 78.5 | 76.38 | 53.86 | 78.5 | 74.85 | 49.12 | 59.93 | 57.04 | 53.32
898 | 47.07 | 50.12 | 40.04 | 47.07 | 50.12 | 40.04 | 50.33 | 50.12 | 40.04 | 50.33 | 50.12 | 40.04 | 50.33 | 50.12 | 40.04 | 50.33 | 50.12 | 40.04 | 42.61 | 47.58 | 40.04 | 42.61 | 47.58 | 40.04 | 50.33 | 50.12 | 40.04 | 53.47 | 51.67 | 40.45 | 52.41 | 50.64 | 39.64 | 47.07 | 50.12 | 40.04 | 62.32 | 55.79 | 52.17 | 62.32 | 55.79 | 52.17 | 62.32 | 55.79 | 52.17 | 62.32 | 55.79 | 49.61 | 62.32 | 55.89 | 52.17 | 62.32 | 55.89 | 52.17 | 53.2 | 55.79 | 52.17 | 53.2 | 55.79 | 52.17 | 62.32 | 55.89 | 52.17 | 78.27 | 57.28 | 51.65 | 77.55 | 56.35 | 49.78 | 62.32 | 55.79 | 52.17
899 | 42.43 | 49.24 | 39.16 | 42.43 | 49.24 | 39.16 | 42.43 | 49.24 | 39.16 | 42.43 | 49.24 | 39.16 | 42.43 | 49.24 | 39.16 | 42.43 | 49.24 | 39.16 | 41.73 | 46.69 | 39.16 | 41.73 | 46.69 | 39.16 | 42.43 | 49.24 | 39.16 | 44.19 | 50.93 | 38.77 | 43.31 | 49.92 | 38.77 | 42.43 | 49.24 | 39.16 | 57.9 | 55.01 | 51.29 | 57.9 | 55.01 | 51.29 | 57.9 | 55.01 | 51.29 | 57.9 | 55.01 | 49.61 | 57.9 | 55.01 | 51.29 | 57.9 | 55.01 | 51.29 | 52.32 | 54.9 | 51.29 | 52.32 | 54.9 | 51.29 | 57.9 | 55.01 | 51.29 | 60.9 | 57.28 | 50.79 | 60.29 | 56.14 | 49.78 | 57.9 | 55.01 | 51.29
900 | 41.4 | 46.37 | 38.83 | 42.11 | 48.91 | 38.83 | 42.11 | 48.91 | 38.83 | 42.11 | 48.91 | 38.83 | 42.11 | 48.91 | 38.83 | 42.11 | 48.91 | 38.83 | 41.4 | 46.37 | 38.83 | 41.4 | 46.37 | 38.83 | 42.11 | 48.91 | 38.83 | 43.43 | 50.93 | 38.44 | 42.57 | 49.92 | 38.44 | 41.4 | 46.37 | 38.83 | 57.57 | 54.58 | 50.97 | 57.57 | 54.69 | 50.97 | 57.57 | 54.69 | 50.97 | 57.57 | 54.69 | 49.61 | 57.57 | 54.69 | 50.97 | 57.57 | 54.69 | 50.97 | 51.99 | 54.58 | 50.97 | 51.99 | 54.58 | 50.97 | 57.57 | 54.69 | 50.97 | 60.56 | 57.28 | 50.46 | 59.95 | 56.14 | 49.45 | 57.57 | 54.58 | 50.97
901 | 41.42 | 47.96 | 38.85 | 42.13 | 48.93 | 38.85 | 42.13 | 48.93 | 38.85 | 42.13 | 48.93 | 38.85 | 42.13 | 48.93 | 38.85 | 42.13 | 48.93 | 38.85 | 41.42 | 46.39 | 38.85 | 41.42 | 46.39 | 38.85 | 42.13 | 48.93 | 38.85 | 43.43 | 50.96 | 38.47 | 42.57 | 49.95 | 39.25 | 41.42 | 47.96 | 38.85 | 57.59 | 54.6 | 50.99 | 57.59 | 54.71 | 50.99 | 57.59 | 54.71 | 50.99 | 57.59 | 54.71 | 49.61 | 57.59 | 54.71 | 50.99 | 57.59 | 54.71 | 50.99 | 52.01 | 54.6 | 50.99 | 52.01 | 54.6 | 50.99 | 57.59 | 54.71 | 50.99 | 60.29 | 57.28 | 50.48 | 60.29 | 57.28 | 49.78 | 57.59 | 54.6 | 50.99
902 | 42.57 | 48.75 | 38.67 | 42.57 | 48.75 | 38.67 | 42.57 | 48.75 | 38.67 | 42.57 | 48.75 | 38.67 | 42.57 | 48.75 | 38.67 | 42.57 | 48.75 | 38.67 | 41.24 | 46.2 | 38.67 | 41.24 | 46.2 | 38.67 | 42.57 | 48.75 | 38.67 | 45.24 | 57.14 | 38.28 | 45.24 | 56.57 | 39.06 | 42.57 | 48.75 | 38.67 | 57.4 | 54.52 | 50.8 | 57.4 | 54.52 | 50.8 | 57.4 | 54.52 | 50.8 | 57.4 | 54.52 | 49.61 | 57.4 | 54.52 | 50.8 | 57.4 | 54.52 | 50.8 | 51.82 | 54.41 | 50.8 | 51.82 | 54.41 | 50.8 | 57.4 | 54.52 | 50.8 | 67.5 | 76.69 | 50.29 | 68.18 | 77.46 | 49.78 | 57.4 | 54.52 | 50.8
903 | 45.68 | 48.73 | 38.65 | 45.68 | 48.73 | 38.65 | 46.87 | 48.73 | 38.65 | 46.87 | 48.73 | 38.65 | 46.87 | 48.73 | 38.65 | 46.87 | 48.73 | 38.65 | 41.22 | 46.18 | 38.65 | 41.22 | 46.18 | 38.65 | 46.87 | 48.73 | 38.65 | 51.36 | 59.72 | 39.04 | 51.88 | 59.72 | 39.04 | 45.68 | 48.73 | 38.65 | 63.71 | 54.5 | 50.78 | 63.71 | 54.5 | 50.78 | 63.71 | 54.5 | 50.78 | 63.71 | 54.5 | 50.78 | 63.71 | 54.5 | 50.78 | 63.71 | 54.5 | 50.78 | 51.81 | 54.39 | 50.78 | 51.81 | 54.39 | 50.78 | 63.71 | 54.5 | 50.78 | 72.9 | 80.93 | 50.27 | 74.38 | 82.58 | 51.29 | 63.71 | 54.5 | 50.78
904 | 46.86 | 65.31 | 70.53 | 46.86 | 65.31 | 74.95 | 50.64 | 65.31 | 74.95 | 50.64 | 65.31 | 74.95 | 50.64 | 64.39 | 39.83 | 50.64 | 64.39 | 39.83 | 42.4 | 47.37 | 39.83 | 42.4 | 47.37 | 39.83 | 50.64 | 64.39 | 39.83 | 55.49 | 72.98 | 78.05 | 55.89 | 72.98 | 79.64 | 46.86 | 65.31 | 70.53 | 69.87 | 57.77 | 51.96 | 69.87 | 57.77 | 51.96 | 69.87 | 57.77 | 51.96 | 69.87 | 57.77 | 51.96 | 69.87 | 55.68 | 51.96 | 69.87 | 55.68 | 51.96 | 52.99 | 55.58 | 51.96 | 52.99 | 55.58 | 51.96 | 69.87 | 55.68 | 51.96 | 78.31 | 90.24 | 94.24 | 79.9 | 92.07 | 94.24 | 69.87 | 57.77 | 51.96
905 | 49.3 | 65.31 | 70.53 | 49.3 | 70 | 76.73 | 55 | 72.03 | 76.73 | 55 | 72.03 | 76.73 | 55 | 72.03 | 42.27 | 55 | 72.03 | 42.27 | 44.83 | 49.8 | 42.26 | 44.83 | 49.8 | 42.26 | 55 | 72.03 | 42.27 | 57.27 | 77.53 | 79.1 | 57.27 | 79.11 | 80.28 | 49.3 | 65.31 | 70.53 | 72.34 | 90.02 | 73.91 | 72.34 | 90.02 | 73.91 | 75.26 | 90.02 | 73.91 | 75.26 | 90.02 | 73.91 | 75.26 | 84.1 | 54.4 | 75.26 | 84.1 | 54.4 | 55.42 | 58.01 | 54.4 | 55.42 | 58.01 | 54.4 | 75.26 | 84.1 | 54.4 | 81.94 | 105.15 | 94.55 | 83.62 | 106.25 | 94.55 | 73.76 | 90.02 | 73.91
906 | 47.18 | 67.27 | 70.53 | 47.18 | 67.88 | 76.73 | 55.58 | 75.96 | 76.73 | 55.58 | 75.96 | 76.73 | 55.58 | 75.96 | 70.1 | 55.58 | 75.96 | 70.1 | 42.72 | 47.69 | 40.15 | 42.72 | 47.69 | 40.15 | 55.58 | 75.96 | 70.1 | 58.46 | 79.9 | 79.1 | 58.46 | 81.53 | 80.28 | 47.18 | 67.27 | 70.53 | 70.23 | 95.45 | 88.69 | 70.23 | 95.45 | 88.69 | 77.73 | 95.68 | 88.69 | 77.73 | 95.68 | 88.69 | 77.73 | 95.68 | 52.4 | 77.73 | 95.68 | 52.4 | 53.31 | 55.9 | 52.28 | 53.31 | 55.9 | 52.28 | 77.73 | 95.68 | 52.4 | 86.73 | 105.15 | 101.01 | 88.5 | 106.25 | 103.07 | 73.76 | 95.45 | 88.69
907 | 45.72 | 65.8 | 75.96 | 45.72 | 66.41 | 75.96 | 54.11 | 75.18 | 75.96 | 54.11 | 75.18 | 75.96 | 54.11 | 75.18 | 74.95 | 54.11 | 75.18 | 74.95 | 41.25 | 46.22 | 38.68 | 41.25 | 46.22 | 38.68 | 54.11 | 75.18 | 74.95 | 57.76 | 79.9 | 79.1 | 57.76 | 81.53 | 80.28 | 45.72 | 65.8 | 75.96 | 68.76 | 93.98 | 90 | 68.76 | 93.98 | 90 | 75.26 | 95.68 | 90 | 75.26 | 95.68 | 90 | 75.26 | 95.68 | 90 | 75.26 | 95.68 | 90 | 51.84 | 54.43 | 50.82 | 51.84 | 54.43 | 50.82 | 75.26 | 95.68 | 87.79 | 85.86 | 105.15 | 101.01 | 87.61 | 106.25 | 103.07 | 73.76 | 93.98 | 90
908 | 45.22 | 65.31 | 70.53 | 45.22 | 65.92 | 75.46 | 53.61 | 71.93 | 75.72 | 53.61 | 71.93 | 75.72 | 53.61 | 71.93 | 74.95 | 53.61 | 71.93 | 74.95 | 40.75 | 49.75 | 39.85 | 40.75 | 49.75 | 39.85 | 53.61 | 71.93 | 74.95 | 56.17 | 75.67 | 78.85 | 56.17 | 77.22 | 80.28 | 45.22 | 65.31 | 70.53 | 68.26 | 93.49 | 90 | 68.26 | 93.49 | 90 | 68.98 | 95.68 | 90 | 68.98 | 95.68 | 90 | 68.98 | 95.68 | 87.79 | 68.98 | 95.68 | 87.79 | 51.34 | 53.93 | 51.61 | 51.34 | 53.93 | 51.61 | 68.98 | 95.68 | 87.79 | 79.9 | 103.75 | 99 | 79.9 | 104.83 | 101.02 | 68.95 | 93.49 | 90
909 | 41.2 | 65.04 | 70.53 | 41.2 | 65.65 | 75.2 | 41.2 | 68.21 | 75.2 | 41.2 | 68.21 | 75.2 | 41.2 | 70.97 | 74.95 | 41.2 | 70.97 | 74.95 | 40.49 | 45.46 | 37.92 | 40.49 | 45.46 | 37.92 | 41.2 | 70.97 | 74.95 | 54.59 | 73.91 | 78.67 | 54.59 | 75.42 | 80.28 | 41.2 | 65.04 | 70.53 | 56.66 | 74.7 | 64.79 | 56.66 | 93.22 | 87.79 | 56.66 | 95.39 | 87.79 | 56.66 | 95.39 | 87.79 | 56.66 | 95.39 | 87.79 | 56.66 | 95.39 | 87.79 | 51.08 | 53.67 | 51.61 | 51.08 | 53.67 | 51.61 | 56.66 | 95.39 | 87.79 | 78.83 | 102.41 | 94.55 | 78.83 | 103.47 | 96.48 | 56.66 | 74.7 | 64.79
910 | 40.18 | 48.35 | 49.77 | 40.18 | 56.92 | 71.55 | 40.89 | 56.92 | 71.55 | 40.89 | 56.92 | 71.55 | 40.89 | 66.93 | 70.81 | 40.89 | 66.93 | 70.81 | 40.18 | 45.15 | 37.61 | 40.18 | 45.15 | 37.61 | 40.89 | 66.93 | 70.81 | 48.81 | 70.4 | 74.51 | 48.81 | 71.83 | 76.03 | 40.18 | 48.35 | 49.77 | 56.35 | 56.61 | 64.79 | 56.35 | 86.85 | 87.79 | 56.35 | 86.85 | 87.79 | 56.35 | 86.85 | 87.79 | 56.35 | 86.85 | 87.79 | 56.35 | 86.85 | 87.79 | 50.77 | 53.36 | 49.75 | 50.77 | 53.36 | 49.75 | 56.35 | 86.85 | 87.79 | 73.64 | 92.3 | 94.24 | 73.64 | 92.3 | 96.17 | 56.35 | 56.61 | 64.79
911 | 39.74 | 44.71 | 39.02 | 39.74 | 49.47 | 39.02 | 39.74 | 49.48 | 56.21 | 39.74 | 49.48 | 56.21 | 40.45 | 49.48 | 56.21 | 40.45 | 49.48 | 56.21 | 39.74 | 44.71 | 37.17 | 39.74 | 44.71 | 37.17 | 40.45 | 49.48 | 56.21 | 47.16 | 55.43 | 59.13 | 46.22 | 55.43 | 60.34 | 39.74 | 44.71 | 39.02 | 50.33 | 53.82 | 63.5 | 50.33 | 78.48 | 64.79 | 50.33 | 78.48 | 64.79 | 50.33 | 78.48 | 64.79 | 55.91 | 78.48 | 64.79 | 55.91 | 78.48 | 64.79 | 50.33 | 52.92 | 49.31 | 50.33 | 52.92 | 49.31 | 55.91 | 78.48 | 64.79 | 67.85 | 84.26 | 94.24 | 67.85 | 84.26 | 94.24 | 50.33 | 53.82 | 63.5
912 | 39.69 | 44.65 | 37.12 | 39.69 | 44.65 | 37.12 | 39.69 | 44.65 | 56.21 | 39.69 | 44.65 | 56.21 | 40.39 | 47.21 | 56.21 | 40.39 | 47.21 | 56.21 | 39.69 | 44.65 | 37.12 | 39.69 | 44.65 | 37.12 | 40.39 | 47.21 | 56.21 | 41.36 | 55.43 | 59.13 | 40.54 | 55.43 | 60.34 | 39.69 | 44.65 | 37.12 | 50.27 | 53.82 | 51.3 | 50.27 | 53.82 | 51.3 | 50.27 | 53.82 | 51.85 | 50.27 | 53.82 | 51.85 | 55.85 | 54.14 | 51.85 | 55.85 | 54.14 | 51.85 | 50.27 | 52.86 | 49.25 | 50.27 | 52.86 | 49.25 | 55.85 | 54.14 | 51.85 | 59.12 | 77.81 | 70.68 | 58.53 | 78.62 | 71.42 | 50.27 | 53.82 | 51.3
913 | 39.54 | 44.51 | 36.97 | 39.54 | 44.51 | 36.97 | 39.54 | 44.51 | 56.21 | 39.54 | 44.51 | 56.21 | 40.25 | 47.06 | 56.21 | 40.25 | 47.06 | 56.21 | 39.54 | 44.51 | 36.97 | 39.54 | 44.51 | 36.97 | 40.25 | 47.06 | 56.21 | 40.62 | 55.32 | 59.13 | 39.94 | 55.32 | 60.34 | 39.54 | 44.51 | 36.97 | 50.13 | 52.72 | 51.3 | 50.13 | 52.72 | 51.3 | 50.13 | 52.72 | 51.3 | 50.13 | 52.72 | 51.3 | 55.71 | 53.54 | 51.3 | 55.71 | 53.54 | 51.3 | 50.13 | 52.72 | 49.11 | 50.13 | 52.72 | 49.11 | 55.71 | 53.54 | 51.3 | 57.4 | 77.81 | 70.68 | 56.26 | 77.81 | 70.7 | 50.13 | 52.72 | 51.3
914 | 39.41 | 44.38 | 36.84 | 39.41 | 44.38 | 36.84 | 39.41 | 44.38 | 39.85 | 39.41 | 44.38 | 39.85 | 40.12 | 46.93 | 39.85 | 40.12 | 46.93 | 39.85 | 39.41 | 44.38 | 36.84 | 39.41 | 44.38 | 36.84 | 40.12 | 46.93 | 39.85 | 40.6 | 55.32 | 59.13 | 39.81 | 55.32 | 60.34 | 39.41 | 44.38 | 36.84 | 50 | 52.59 | 51.3 | 50 | 52.59 | 51.3 | 50 | 52.59 | 51.61 | 50 | 52.59 | 51.61 | 55.58 | 53.87 | 51.61 | 55.58 | 53.87 | 51.61 | 50 | 52.59 | 48.98 | 50 | 52.59 | 48.98 | 55.58 | 53.87 | 51.61 | 57.4 | 77.81 | 69.97 | 56.26 | 77.81 | 70.7 | 50 | 52.59 | 51.3
915 | 39.42 | 44.39 | 36.85 | 39.42 | 44.39 | 36.85 | 39.42 | 44.39 | 55.28 | 39.42 | 44.39 | 55.28 | 40.13 | 46.94 | 55.28 | 40.13 | 46.94 | 55.28 | 39.42 | 44.39 | 36.85 | 39.42 | 44.39 | 36.85 | 40.13 | 46.94 | 55.28 | 40.6 | 55.32 | 60.41 | 39.82 | 55.32 | 60.34 | 39.42 | 44.39 | 36.85 | 50.01 | 52.6 | 50.26 | 50.01 | 52.6 | 50.26 | 50.01 | 52.6 | 50.26 | 50.01 | 52.6 | 50.26 | 55.59 | 53.88 | 50.26 | 55.59 | 53.88 | 50.26 | 50.01 | 52.6 | 48.99 | 50.01 | 52.6 | 48.99 | 55.59 | 53.88 | 50.26 | 57.4 | 77.81 | 69.97 | 56.26 | 77.81 | 70.7 | 50.01 | 52.6 | 50.26
916 | 39.59 | 44.56 | 37.03 | 39.59 | 44.56 | 37.03 | 39.59 | 44.56 | 55.65 | 39.59 | 44.56 | 55.65 | 40.3 | 47.11 | 55.65 | 40.3 | 47.11 | 55.65 | 39.59 | 44.56 | 37.03 | 39.59 | 44.56 | 37.03 | 40.3 | 47.11 | 55.65 | 40.62 | 55.32 | 59.14 | 39.99 | 55.32 | 60.34 | 39.59 | 44.56 | 37.03 | 50.18 | 52.77 | 49.16 | 50.18 | 52.77 | 49.16 | 50.18 | 52.77 | 49.16 | 50.18 | 52.77 | 49.16 | 55.76 | 54.05 | 49.26 | 55.76 | 54.05 | 49.26 | 50.18 | 52.77 | 49.16 | 50.18 | 52.77 | 49.16 | 55.76 | 54.05 | 49.26 | 57.4 | 77.81 | 69.97 | 56.26 | 77.81 | 70.7 | 50.18 | 52.77 | 49.16
917 | 39.98 | 44.95 | 37.42 | 39.98 | 44.95 | 37.42 | 39.98 | 44.95 | 55.28 | 39.98 | 44.95 | 55.28 | 40.69 | 47.51 | 55.28 | 40.69 | 47.51 | 55.28 | 39.98 | 44.95 | 37.42 | 39.98 | 44.95 | 37.42 | 40.69 | 47.51 | 55.28 | 41.36 | 55.43 | 61.57 | 40.94 | 55.43 | 60.34 | 39.98 | 44.95 | 37.42 | 50.57 | 53.16 | 51.3 | 50.57 | 53.16 | 51.3 | 50.57 | 53.16 | 51.3 | 50.57 | 53.16 | 51.3 | 56.15 | 54.44 | 51.3 | 56.15 | 54.44 | 51.3 | 50.57 | 53.16 | 49.55 | 50.57 | 53.16 | 49.55 | 56.15 | 54.44 | 51.3 | 59.12 | 77.81 | 72.14 | 59.12 | 78.62 | 70.7 | 50.57 | 53.16 | 51.3
918 | 40.69 | 45.65 | 38.12 | 40.69 | 45.65 | 38.12 | 41.39 | 57.76 | 57.12 | 41.39 | 57.76 | 57.12 | 41.39 | 62.27 | 57.12 | 41.39 | 62.27 | 57.12 | 40.69 | 45.65 | 38.12 | 40.69 | 45.65 | 38.12 | 41.39 | 62.27 | 57.12 | 48.81 | 66.85 | 81.91 | 48.81 | 66.85 | 80.28 | 40.69 | 45.65 | 38.12 | 51.27 | 53.86 | 51.3 | 51.27 | 53.86 | 51.3 | 56.85 | 82.45 | 51.85 | 56.85 | 82.45 | 51.85 | 56.85 | 86.01 | 51.85 | 56.85 | 86.01 | 51.85 | 51.27 | 53.86 | 50.25 | 51.27 | 53.86 | 50.25 | 56.85 | 86.01 | 51.85 | 72.84 | 92.19 | 103.5 | 72.84 | 92.19 | 101.43 | 51.27 | 53.86 | 51.3
919 | 44.93 | 49.9 | 42.37 | 44.93 | 49.9 | 42.37 | 54.45 | 78.28 | 80.46 | 54.45 | 78.28 | 80.46 | 54.45 | 78.28 | 80.46 | 54.45 | 78.28 | 80.46 | 44.93 | 49.9 | 42.37 | 44.93 | 49.9 | 42.37 | 54.45 | 78.28 | 80.46 | 57.27 | 83.01 | 94.62 | 58.44 | 84.7 | 92.73 | 44.93 | 49.9 | 42.37 | 55.52 | 85 | 54.5 | 55.52 | 85 | 54.5 | 76.23 | 102.28 | 90.5 | 76.23 | 102.28 | 90.5 | 76.23 | 102.28 | 90.5 | 76.23 | 102.28 | 90.5 | 55.52 | 58.11 | 54.5 | 55.52 | 58.11 | 54.5 | 76.23 | 102.28 | 90.5 | 84.99 | 108.7 | 106.62 | 86.73 | 110.92 | 104.49 | 70.3 | 85 | 54.5
920 | 46.41 | 51.38 | 43.84 | 46.41 | 51.38 | 43.84 | 55.89 | 78.28 | 80.46 | 55.89 | 78.28 | 80.46 | 55.89 | 78.28 | 80.46 | 55.89 | 78.28 | 80.46 | 46.41 | 51.38 | 43.84 | 46.41 | 51.38 | 43.84 | 55.89 | 78.28 | 80.46 | 58.58 | 83.01 | 106.7 | 59.78 | 84.7 | 104.57 | 46.41 | 51.38 | 43.84 | 57 | 86.75 | 55.98 | 57 | 86.75 | 55.98 | 79.22 | 102.28 | 90.5 | 79.22 | 102.28 | 90.5 | 79.22 | 102.28 | 90.5 | 79.22 | 102.28 | 90.5 | 57 | 59.59 | 55.98 | 57 | 59.59 | 55.98 | 79.22 | 102.28 | 90.5 | 86.66 | 109.8 | 106.62 | 88.43 | 111.15 | 104.49 | 73.06 | 86.75 | 55.98
921 | 43.71 | 48.68 | 41.14 | 43.71 | 48.68 | 41.14 | 55.69 | 78.28 | 76.73 | 55.69 | 78.28 | 76.73 | 55.69 | 78.28 | 76.73 | 55.69 | 78.28 | 76.73 | 43.71 | 48.68 | 41.14 | 43.71 | 48.68 | 41.14 | 55.69 | 78.28 | 76.73 | 57.99 | 83.01 | 106.7 | 59.18 | 84.7 | 104.57 | 45.72 | 48.68 | 41.14 | 54.3 | 90 | 63.5 | 54.3 | 90 | 63.5 | 78.72 | 102.28 | 85.15 | 78.72 | 102.28 | 85.15 | 78.72 | 102.28 | 85.15 | 78.72 | 102.28 | 85.15 | 54.3 | 56.89 | 53.28 | 54.3 | 56.89 | 53.28 | 78.72 | 102.28 | 85.15 | 86.66 | 109.8 | 104.49 | 88.43 | 109.79 | 104.49 | 73.06 | 90 | 63.5
922 | 43.14 | 61.71 | 40.57 | 43.14 | 61.71 | 40.57 | 53.44 | 67.15 | 56.78 | 53.44 | 67.15 | 56.78 | 53.44 | 67.15 | 56.78 | 53.44 | 67.15 | 56.78 | 43.14 | 48.11 | 40.57 | 43.14 | 48.11 | 40.57 | 53.44 | 67.15 | 56.78 | 56.21 | 82.91 | 81.91 | 56.21 | 84.6 | 80.28 | 45.72 | 61.71 | 40.57 | 53.73 | 83.07 | 52.71 | 53.73 | 83.07 | 52.71 | 73.21 | 83.07 | 52.81 | 73.21 | 83.07 | 52.81 | 73.21 | 83.07 | 52.81 | 73.21 | 83.07 | 52.81 | 53.73 | 56.32 | 52.71 | 53.73 | 56.32 | 52.71 | 73.21 | 83.07 | 52.81 | 81.54 | 87.41 | 104.49 | 83.19 | 89.17 | 104.49 | 73.21 | 83.07 | 52.71
923 | 43.03 | 57.93 | 40.46 | 43.03 | 57.93 | 40.46 | 52.03 | 57.93 | 56.78 | 52.03 | 57.93 | 56.78 | 52.03 | 57.93 | 56.78 | 52.03 | 57.93 | 56.78 | 43.03 | 48 | 40.46 | 43.03 | 48 | 40.46 | 52.03 | 57.93 | 56.78 | 54.72 | 62.19 | 78.78 | 54.72 | 62.19 | 77.2 | 45.72 | 57.93 | 40.46 | 53.62 | 75.68 | 52.59 | 53.62 | 75.68 | 52.59 | 70.01 | 75.68 | 52.59 | 70.01 | 75.68 | 52.59 | 70.01 | 75.68 | 52.59 | 70.01 | 75.68 | 52.59 | 53.62 | 56.21 | 52.59 | 53.62 | 56.21 | 52.59 | 70.01 | 75.68 | 52.59 | 73.64 | 79.63 | 56.81 | 73.64 | 78.81 | 55.68 | 70.01 | 75.68 | 52.59
924 | 41.66 | 49.75 | 39.1 | 41.66 | 49.75 | 39.1 | 42.37 | 57.93 | 56.78 | 42.37 | 57.93 | 56.78 | 42.37 | 57.93 | 56.78 | 42.37 | 57.93 | 56.78 | 41.66 | 49.75 | 39.1 | 41.66 | 49.74 | 39.1 | 42.37 | 57.93 | 56.78 | 44.12 | 61.14 | 59.14 | 44.12 | 60.33 | 60.34 | 41.66 | 49.75 | 39.1 | 52.25 | 75.41 | 51.86 | 52.25 | 75.41 | 51.86 | 57.83 | 75.41 | 51.86 | 57.83 | 75.41 | 51.86 | 57.83 | 75.41 | 51.86 | 57.83 | 75.41 | 51.86 | 52.25 | 75.41 | 51.86 | 52.25 | 75.41 | 51.86 | 57.83 | 75.41 | 51.86 | 64.13 | 79.34 | 56.81 | 64.13 | 78.62 | 55.68 | 53.33 | 75.41 | 51.86
925 | 41.35 | 46.32 | 38.78 | 41.35 | 46.32 | 38.78 | 42.05 | 57.93 | 56.78 | 42.05 | 57.93 | 56.78 | 42.05 | 57.93 | 56.78 | 42.05 | 57.93 | 56.78 | 41.35 | 46.32 | 38.78 | 41.35 | 46.32 | 38.78 | 42.05 | 57.93 | 56.78 | 43.79 | 61.14 | 59.14 | 43.79 | 60.33 | 60.34 | 41.35 | 46.32 | 38.78 | 51.94 | 73.91 | 51.61 | 51.94 | 73.91 | 51.61 | 57.52 | 75.41 | 51.86 | 57.52 | 75.41 | 51.86 | 57.52 | 75.41 | 51.86 | 57.52 | 75.41 | 51.86 | 51.94 | 73.91 | 51.61 | 51.94 | 73.91 | 51.61 | 57.52 | 75.41 | 51.86 | 64.13 | 79.34 | 56.81 | 64.13 | 79.34 | 55.68 | 54.22 | 73.91 | 51.86
926 | 41.31 | 46.38 | 38.74 | 41.31 | 46.38 | 38.74 | 42.15 | 58.71 | 56.78 | 42.15 | 58.71 | 56.78 | 42.15 | 58.71 | 56.78 | 42.15 | 58.71 | 56.78 | 41.31 | 46.38 | 38.74 | 41.31 | 46.38 | 38.74 | 42.15 | 58.71 | 56.78 | 44.43 | 61.14 | 60.34 | 44.43 | 62.38 | 60.34 | 41.31 | 46.38 | 38.74 | 51.9 | 76.71 | 51.61 | 51.9 | 76.71 | 51.61 | 57.48 | 76.71 | 51.86 | 57.48 | 76.71 | 51.86 | 57.48 | 76.71 | 51.86 | 57.48 | 76.71 | 51.86 | 51.9 | 76.71 | 51.61 | 51.9 | 76.71 | 51.61 | 57.48 | 76.71 | 51.86 | 64.13 | 80.69 | 65.19 | 64.13 | 80.71 | 66.52 | 55.77 | 76.71 | 63.5
927 | 41.16 | 46.13 | 38.59 | 41.16 | 46.14 | 38.59 | 49.41 | 66.75 | 74.15 | 49.41 | 66.75 | 74.15 | 49.41 | 66.75 | 74.15 | 49.41 | 66.75 | 74.15 | 41.16 | 46.14 | 38.59 | 41.16 | 46.13 | 38.59 | 49.41 | 66.75 | 74.15 | 52.5 | 69.51 | 78.81 | 52.5 | 70.93 | 80.28 | 41.16 | 46.14 | 38.59 | 51.75 | 85.12 | 51.61 | 51.75 | 85.12 | 51.61 | 59.63 | 86.85 | 86.59 | 59.63 | 86.85 | 86.59 | 59.63 | 86.85 | 86.59 | 59.63 | 86.85 | 86.59 | 51.75 | 85.12 | 51.61 | 51.75 | 85.12 | 51.61 | 59.63 | 86.85 | 86.59 | 71.95 | 90.44 | 92.03 | 71.95 | 91.38 | 92.03 | 58.45 | 85.12 | 72.74
928 | 42.59 | 65.31 | 40.02 | 42.59 | 65.31 | 40.02 | 53.44 | 77.53 | 82.45 | 53.44 | 77.53 | 82.45 | 53.44 | 78.28 | 82.45 | 53.44 | 78.28 | 82.45 | 42.59 | 65.31 | 40.02 | 42.59 | 65.31 | 40.02 | 53.44 | 78.28 | 82.45 | 56.77 | 81.52 | 85.32 | 56.77 | 83.19 | 85.32 | 45.72 | 65.31 | 70.53 | 53.17 | 95.32 | 52.15 | 53.17 | 95.32 | 52.15 | 75.3 | 108.92 | 108.87 | 75.3 | 108.92 | 108.87 | 75.3 | 108.92 | 108.87 | 75.3 | 108.92 | 108.87 | 53.17 | 95.32 | 52.15 | 53.17 | 95.32 | 52.15 | 75.3 | 108.92 | 108.87 | 82.34 | 113.42 | 113.37 | 84.02 | 114.6 | 113.4 | 73.76 | 95.32 | 107.67
929 | 47.48 | 52.45 | 44.91 | 47.48 | 52.45 | 44.91 | 56.82 | 101.85 | 102.88 | 56.82 | 101.85 | 102.88 | 56.82 | 101.85 | 102.88 | 56.82 | 101.85 | 102.88 | 47.48 | 52.45 | 44.91 | 47.48 | 52.45 | 44.91 | 56.82 | 101.85 | 102.88 | 59.17 | 106.06 | 109.34 | 60.38 | 109.32 | 109.33 | 47.48 | 52.45 | 74.8 | 58.07 | 60.66 | 57.05 | 58.07 | 60.66 | 57.05 | 82.49 | 123.72 | 108.87 | 82.49 | 123.72 | 108.87 | 82.49 | 123.72 | 108.87 | 82.49 | 123.72 | 108.87 | 58.07 | 60.66 | 57.05 | 58.07 | 60.66 | 57.05 | 82.49 | 123.72 | 108.87 | 97.84 | 128.84 | 113.37 | 99.83 | 131.47 | 114.55 | 76.07 | 96.85 | 107.67
930 | 44.4 | 49.37 | 41.84 | 44.4 | 49.38 | 41.84 | 66.49 | 100.83 | 108.25 | 66.49 | 100.83 | 108.25 | 66.49 | 101.85 | 108.25 | 66.49 | 101.85 | 108.25 | 44.4 | 49.38 | 41.84 | 44.4 | 49.37 | 41.84 | 66.49 | 101.85 | 108.25 | 70.61 | 122.47 | 111.57 | 72.05 | 124.97 | 109.34 | 45.72 | 49.38 | 74.8 | 54.99 | 57.58 | 53.97 | 54.99 | 57.58 | 53.97 | 80.18 | 120 | 108.87 | 80.18 | 125 | 108.87 | 80.18 | 132.16 | 108.87 | 80.18 | 132.16 | 108.87 | 54.99 | 57.58 | 53.97 | 54.99 | 57.58 | 53.97 | 80.18 | 132.16 | 108.87 | 112.5 | 137.62 | 113.37 | 114.79 | 139.05 | 114.55 | 77.8 | 98.21 | 108.68
931 | 41.62 | 46.59 | 39.05 | 41.62 | 46.59 | 39.05 | 59.89 | 100.83 | 108.25 | 59.89 | 100.83 | 108.25 | 59.89 | 101.85 | 108.25 | 59.89 | 101.85 | 108.25 | 41.62 | 46.59 | 39.05 | 41.62 | 46.59 | 39.05 | 59.89 | 101.85 | 108.25 | 67.68 | 122.47 | 111.57 | 69.06 | 124.97 | 109.34 | 45.72 | 46.59 | 74.8 | 52.21 | 54.8 | 51.3 | 52.21 | 54.8 | 51.3 | 76.63 | 120 | 108.87 | 76.63 | 120 | 108.87 | 76.63 | 132.16 | 108.87 | 76.63 | 132.16 | 108.87 | 52.21 | 54.8 | 51.3 | 52.21 | 54.8 | 51.19 | 76.63 | 132.16 | 108.87 | 115.12 | 137.62 | 113.37 | 117.47 | 139.05 | 114.55 | 73.76 | 98.21 | 108.68
932 | 40.89 | 45.86 | 38.33 | 40.89 | 45.86 | 38.33 | 54.58 | 81.54 | 104.98 | 54.58 | 81.54 | 104.98 | 54.58 | 101.85 | 104.98 | 54.58 | 101.85 | 104.98 | 40.89 | 45.86 | 38.33 | 40.89 | 45.86 | 38.33 | 54.58 | 101.85 | 104.98 | 59.17 | 107.14 | 106.06 | 59.17 | 109.33 | 106.06 | 45.72 | 45.86 | 70.53 | 51.48 | 54.07 | 50.46 | 51.48 | 54.07 | 50.46 | 75.3 | 120 | 108.87 | 75.3 | 120 | 108.87 | 75.3 | 123.72 | 108.87 | 75.3 | 123.72 | 108.87 | 51.48 | 54.07 | 51.61 | 51.48 | 54.07 | 50.46 | 75.3 | 123.72 | 108.87 | 99.59 | 128.84 | 113.37 | 99.59 | 131.47 | 114.55 | 73.76 | 95.18 | 107.67
933 | 40.62 | 45.58 | 38.05 | 40.62 | 45.58 | 38.05 | 41.33 | 75.38 | 102.88 | 41.33 | 75.38 | 102.88 | 41.33 | 101.28 | 102.88 | 41.33 | 101.28 | 102.88 | 40.62 | 45.58 | 38.05 | 40.62 | 45.58 | 38.05 | 41.33 | 101.28 | 102.88 | 57.76 | 105.47 | 106.06 | 57.76 | 107.62 | 106.06 | 40.62 | 45.58 | 41.5 | 51.21 | 53.8 | 50.18 | 51.21 | 53.8 | 50.18 | 63.53 | 99.78 | 108.87 | 63.53 | 99.78 | 108.87 | 63.53 | 123.72 | 108.87 | 63.53 | 123.72 | 108.87 | 51.21 | 53.8 | 50.18 | 51.21 | 53.8 | 50.18 | 63.53 | 123.72 | 108.87 | 88.13 | 126.81 | 113.17 | 88.13 | 128.84 | 113.37 | 63.53 | 56.61 | 100.39
934 | 40.27 | 45.24 | 37.7 | 40.27 | 45.24 | 37.7 | 40.98 | 69.69 | 101.85 | 40.98 | 69.69 | 101.85 | 40.98 | 96.57 | 101.85 | 40.98 | 96.57 | 101.85 | 40.27 | 45.24 | 37.7 | 40.27 | 45.24 | 37.7 | 40.98 | 96.57 | 101.85 | 56.58 | 100.56 | 106.06 | 56.58 | 100.56 | 103.95 | 40.27 | 45.24 | 37.7 | 50.86 | 53.45 | 49.84 | 50.86 | 53.45 | 49.84 | 56.44 | 82.03 | 107.67 | 56.44 | 93.24 | 107.67 | 56.44 | 90 | 107.67 | 56.44 | 90 | 107.67 | 50.86 | 53.45 | 49.84 | 50.86 | 53.45 | 49.84 | 56.44 | 90 | 107.67 | 85 | 123.75 | 112.91 | 86.73 | 126.26 | 113.37 | 50.86 | 53.45 | 90
935 | 39.85 | 44.82 | 37.28 | 39.85 | 44.82 | 37.28 | 39.85 | 44.82 | 101.85 | 39.85 | 57.15 | 101.85 | 40.56 | 70.81 | 101.85 | 40.56 | 70.81 | 101.85 | 39.85 | 44.82 | 37.28 | 39.85 | 44.82 | 37.28 | 40.56 | 70.81 | 101.85 | 52.88 | 89.4 | 106.06 | 52.35 | 89.4 | 103.95 | 39.85 | 44.82 | 37.28 | 50.44 | 53.03 | 49.42 | 50.44 | 53.03 | 49.42 | 50.44 | 53.03 | 84.85 | 50.44 | 70.89 | 84.85 | 56.02 | 54.31 | 84.85 | 56.02 | 54.31 | 84.85 | 50.44 | 53.03 | 49.42 | 50.44 | 53.03 | 49.42 | 56.02 | 54.31 | 84.85 | 75.78 | 116.64 | 111.11 | 77.32 | 117.82 | 111.11 | 50.44 | 53.03 | 71.11
936 | 39.84 | 44.8 | 37.27 | 39.84 | 44.8 | 37.27 | 39.84 | 44.8 | 97.63 | 39.84 | 44.8 | 97.63 | 40.54 | 47.36 | 97.63 | 40.54 | 47.36 | 97.63 | 39.84 | 44.8 | 37.27 | 39.84 | 44.8 | 37.27 | 40.54 | 47.36 | 97.63 | 48.16 | 79.1 | 101.66 | 47.2 | 80.7 | 99.63 | 39.84 | 44.8 | 37.27 | 50.42 | 53.01 | 49.4 | 50.42 | 53.01 | 49.4 | 50.42 | 53.01 | 79.39 | 50.42 | 70.89 | 79.39 | 56 | 54.29 | 79.39 | 56 | 54.29 | 79.39 | 50.42 | 53.01 | 49.4 | 50.42 | 53.01 | 49.4 | 56 | 54.29 | 79.39 | 73.64 | 114.31 | 110 | 73.64 | 116.64 | 111.11 | 50.42 | 53.01 | 64.79
937 | 39.66 | 44.63 | 37.09 | 39.66 | 44.63 | 37.09 | 39.66 | 44.63 | 81.11 | 39.66 | 44.63 | 81.11 | 40.37 | 47.18 | 81.11 | 40.37 | 47.18 | 81.11 | 39.66 | 44.63 | 37.09 | 39.66 | 44.63 | 37.09 | 40.37 | 47.18 | 81.11 | 43.79 | 77.53 | 82.78 | 42.92 | 78.31 | 81.93 | 39.66 | 44.63 | 37.09 | 50.25 | 52.84 | 49.23 | 50.25 | 52.84 | 49.23 | 50.25 | 52.84 | 74.78 | 50.25 | 70.89 | 74.78 | 55.83 | 54.12 | 74.78 | 55.83 | 54.12 | 74.78 | 50.25 | 52.84 | 49.23 | 50.25 | 52.84 | 49.23 | 55.83 | 54.12 | 74.78 | 70.96 | 110.04 | 108.33 | 70.96 | 111.15 | 107.79 | 50.25 | 52.84 | 63.5
938 | 39.52 | 44.49 | 36.95 | 39.52 | 44.49 | 36.95 | 39.52 | 44.49 | 81.11 | 39.52 | 44.49 | 81.11 | 40.23 | 47.04 | 81.11 | 40.23 | 47.04 | 81.11 | 39.52 | 44.49 | 36.95 | 39.52 | 44.49 | 36.95 | 40.23 | 47.04 | 81.11 | 43.71 | 76.93 | 82.78 | 42.92 | 78.31 | 81.93 | 39.52 | 44.49 | 36.95 | 50.11 | 52.7 | 49.08 | 50.11 | 52.7 | 49.08 | 50.11 | 52.7 | 74.78 | 50.11 | 70.89 | 74.78 | 55.69 | 53.97 | 74.78 | 55.69 | 53.97 | 74.78 | 50.11 | 52.7 | 49.08 | 50.11 | 52.7 | 49.08 | 55.69 | 53.97 | 74.78 | 64.78 | 103.92 | 107.78 | 64.78 | 106.04 | 107.79 | 50.11 | 52.7 | 53.17
939 | 39.53 | 44.49 | 36.96 | 39.53 | 44.49 | 36.96 | 39.53 | 44.49 | 77.3 | 39.53 | 44.49 | 77.3 | 40.23 | 47.05 | 77.3 | 40.23 | 47.05 | 77.3 | 39.53 | 44.49 | 36.96 | 39.53 | 44.49 | 36.96 | 40.23 | 47.05 | 77.3 | 42.08 | 76.92 | 82.16 | 42.08 | 76.92 | 80.52 | 39.53 | 44.49 | 36.96 | 50.12 | 52.7 | 49.09 | 50.12 | 52.7 | 49.09 | 50.12 | 52.7 | 74.78 | 50.12 | 70.89 | 74.78 | 55.7 | 53.98 | 74.78 | 55.7 | 53.98 | 74.78 | 50.12 | 52.7 | 49.09 | 50.12 | 52.7 | 49.09 | 55.7 | 53.98 | 74.78 | 62.27 | 103.91 | 104.57 | 62.27 | 106.03 | 106.7 | 50.12 | 52.7 | 51.3
940 | 39.66 | 44.63 | 37.1 | 39.66 | 44.63 | 37.1 | 39.66 | 44.63 | 63.65 | 39.66 | 44.63 | 63.65 | 40.37 | 47.19 | 63.65 | 40.37 | 47.19 | 63.65 | 39.66 | 44.63 | 37.1 | 39.66 | 44.63 | 37.1 | 40.37 | 47.19 | 63.65 | 42.92 | 76.92 | 78.67 | 42.92 | 76.92 | 80.28 | 39.66 | 44.63 | 37.1 | 50.25 | 52.84 | 49.23 | 50.25 | 52.84 | 49.23 | 50.25 | 52.84 | 67.86 | 50.25 | 70.89 | 67.86 | 55.83 | 54.12 | 67.86 | 55.83 | 54.12 | 67.86 | 50.25 | 52.84 | 49.23 | 50.25 | 52.84 | 49.23 | 55.83 | 54.12 | 67.86 | 62.27 | 101.85 | 104.49 | 62.27 | 103.93 | 106.62 | 50.25 | 52.84 | 51.3
941 | 40.02 | 44.99 | 37.45 | 40.02 | 44.99 | 37.45 | 40.02 | 44.99 | 65.31 | 40.02 | 44.99 | 65.31 | 40.73 | 47.55 | 65.31 | 40.73 | 47.55 | 65.31 | 40.02 | 44.99 | 37.45 | 40.02 | 44.99 | 37.45 | 40.73 | 47.55 | 65.31 | 42.92 | 77.53 | 81.95 | 42.92 | 78.31 | 80.31 | 40.02 | 44.99 | 37.45 | 50.61 | 53.2 | 49.59 | 50.61 | 53.2 | 49.59 | 50.61 | 53.2 | 51.3 | 50.61 | 70.89 | 60.93 | 56.19 | 54.48 | 51.3 | 56.19 | 54.48 | 51.3 | 50.61 | 53.2 | 49.59 | 50.61 | 53.2 | 49.59 | 56.19 | 54.48 | 51.3 | 70.96 | 107.13 | 104.49 | 71.67 | 107.13 | 106.62 | 50.61 | 53.2 | 51.3
942 | 40.83 | 45.79 | 38.26 | 40.83 | 45.79 | 38.26 | 41.53 | 57.63 | 91.58 | 41.53 | 76.2 | 91.58 | 41.53 | 57.63 | 81.11 | 41.53 | 57.63 | 81.11 | 40.83 | 45.79 | 38.26 | 40.83 | 45.79 | 38.26 | 41.53 | 57.63 | 65.31 | 55.09 | 95.93 | 92.51 | 56.21 | 97.88 | 94.39 | 40.83 | 45.79 | 38.26 | 51.41 | 54 | 50.39 | 51.41 | 54 | 50.39 | 56.99 | 70.55 | 102.43 | 56.99 | 103.22 | 102.43 | 56.99 | 70.55 | 51.61 | 56.99 | 70.55 | 51.61 | 51.41 | 54 | 50.39 | 51.41 | 54 | 50.39 | 56.99 | 70.55 | 50.39 | 85 | 114.31 | 104.57 | 86.73 | 116.64 | 106.7 | 51.41 | 54 | 53.17
943 | 44.59 | 49.56 | 42.02 | 44.59 | 49.56 | 42.02 | 55.64 | 72.49 | 101.85 | 55.64 | 76.72 | 101.85 | 55.64 | 72.49 | 98.61 | 55.64 | 72.49 | 98.61 | 44.59 | 49.56 | 42.02 | 44.59 | 49.56 | 42.02 | 55.64 | 72.49 | 65.31 | 59.14 | 103.95 | 103.95 | 59.17 | 106.07 | 105 | 45.72 | 49.56 | 42.02 | 55.18 | 57.77 | 54.15 | 55.18 | 57.77 | 54.15 | 77.28 | 94.07 | 107.78 | 77.28 | 103.22 | 107.78 | 77.28 | 94.07 | 107.78 | 77.28 | 94.07 | 107.78 | 55.18 | 57.77 | 54.15 | 55.18 | 57.77 | 54.15 | 77.28 | 94.07 | 54.15 | 103.95 | 126.28 | 108.87 | 106.06 | 128.84 | 111.11 | 73.76 | 57.77 | 63.5
944 | 45.7 | 50.66 | 43.13 | 45.7 | 50.66 | 43.13 | 58.18 | 75.83 | 101.85 | 58.18 | 76.72 | 101.85 | 58.18 | 75.83 | 100.83 | 58.18 | 75.83 | 100.83 | 45.7 | 50.66 | 43.13 | 45.7 | 50.66 | 43.13 | 58.18 | 75.83 | 65.31 | 61.19 | 103.95 | 103.95 | 61.19 | 106.07 | 105 | 45.72 | 50.66 | 43.13 | 56.28 | 58.87 | 55.26 | 56.28 | 58.87 | 55.26 | 80.7 | 94.07 | 107.78 | 80.7 | 103.22 | 107.78 | 80.7 | 94.07 | 107.78 | 80.7 | 94.07 | 107.78 | 56.28 | 58.87 | 55.26 | 56.28 | 58.87 | 55.26 | 80.7 | 94.07 | 55.26 | 103.95 | 126.28 | 108.87 | 106.06 | 128.84 | 111.11 | 73.76 | 58.87 | 55.26
945 | 44.91 | 49.87 | 42.34 | 44.91 | 49.87 | 42.34 | 56.82 | 75.83 | 82.79 | 56.82 | 76.72 | 82.79 | 56.82 | 75.83 | 81.12 | 56.82 | 75.83 | 81.12 | 44.91 | 49.88 | 42.34 | 44.91 | 49.87 | 42.34 | 56.82 | 75.83 | 65.31 | 59.17 | 103.36 | 83.63 | 59.17 | 105.46 | 83.63 | 45.72 | 49.87 | 42.34 | 55.5 | 58.08 | 54.47 | 55.5 | 58.08 | 54.47 | 80.28 | 94.07 | 107.78 | 80.28 | 103.22 | 107.78 | 80.28 | 94.07 | 107.78 | 80.28 | 94.07 | 107.78 | 55.5 | 58.08 | 54.47 | 55.5 | 58.08 | 54.47 | 80.28 | 94.07 | 54.47 | 103.95 | 116.64 | 108.87 | 106.06 | 119.01 | 111.11 | 73.76 | 58.08 | 54.47
946 | 42.24 | 47.21 | 39.68 | 42.24 | 47.21 | 39.68 | 55.14 | 75.83 | 79.86 | 55.14 | 76.2 | 79.86 | 55.14 | 75.83 | 78.24 | 55.14 | 75.83 | 78.24 | 42.24 | 47.21 | 39.68 | 42.24 | 47.21 | 39.68 | 55.14 | 75.83 | 41.92 | 57.99 | 78.56 | 80.67 | 57.99 | 80.15 | 80.67 | 45.72 | 47.21 | 39.68 | 52.83 | 55.42 | 51.81 | 52.83 | 55.42 | 51.81 | 79.1 | 77.57 | 102.4 | 79.1 | 100.83 | 102.4 | 79.1 | 77.57 | 102.4 | 79.1 | 77.57 | 102.4 | 52.83 | 55.42 | 51.81 | 52.83 | 55.42 | 51.81 | 79.1 | 77.57 | 52.4 | 89.08 | 103.95 | 103.46 | 90.89 | 106.06 | 105.57 | 73.76 | 55.42 | 51.81
947 | 41.8 | 46.77 | 39.23 | 41.8 | 46.77 | 39.23 | 53.9 | 61.25 | 76.9 | 53.9 | 73.87 | 76.9 | 53.9 | 61.25 | 74.62 | 53.9 | 61.25 | 74.62 | 41.8 | 46.77 | 39.23 | 41.8 | 46.77 | 39.23 | 53.9 | 61.25 | 40.66 | 56.13 | 76.92 | 76.92 | 57.27 | 78.48 | 78.48 | 45.72 | 46.77 | 39.23 | 52.39 | 54.98 | 51.37 | 52.39 | 54.98 | 51.37 | 75.22 | 74.99 | 81.65 | 75.22 | 91.56 | 81.65 | 75.22 | 74.99 | 81.65 | 75.22 | 74.99 | 81.65 | 52.39 | 54.98 | 51.37 | 52.39 | 54.98 | 51.37 | 75.22 | 74.99 | 51.37 | 83.31 | 93.44 | 83.33 | 85 | 95.34 | 85.03 | 73.76 | 54.98 | 51.37
948 | 41.16 | 46.13 | 38.6 | 41.16 | 46.13 | 38.6 | 51.87 | 61.25 | 76.15 | 51.87 | 73.87 | 76.15 | 51.87 | 61.25 | 74.62 | 51.87 | 61.25 | 74.62 | 41.16 | 46.13 | 38.6 | 41.16 | 46.13 | 38.6 | 51.87 | 61.25 | 40.02 | 53.48 | 76.92 | 76.92 | 54.56 | 78.48 | 78.48 | 41.16 | 46.13 | 38.6 | 51.75 | 54.34 | 50.73 | 51.75 | 54.34 | 50.73 | 63.31 | 74.97 | 81.65 | 63.31 | 75.35 | 81.65 | 63.31 | 74.97 | 81.65 | 63.31 | 74.97 | 81.65 | 51.75 | 54.34 | 50.83 | 51.75 | 54.34 | 50.73 | 63.31 | 74.97 | 50.83 | 76.92 | 93.44 | 83.33 | 78.48 | 95.34 | 85.03 | 51.75 | 54.34 | 51.3
949 | 40.82 | 45.78 | 38.25 | 40.82 | 45.78 | 38.25 | 47.97 | 61.24 | 76.15 | 47.97 | 61.39 | 76.15 | 47.97 | 61.24 | 74.62 | 47.97 | 61.24 | 74.62 | 40.82 | 45.78 | 38.25 | 40.82 | 45.78 | 38.25 | 47.97 | 61.24 | 39.67 | 50.98 | 76.92 | 76.92 | 52.02 | 78.48 | 78.48 | 40.82 | 45.78 | 38.25 | 51.4 | 53.99 | 50.38 | 51.4 | 53.99 | 50.38 | 61.03 | 74.97 | 81.65 | 61.03 | 74.97 | 81.65 | 61.03 | 74.97 | 81.65 | 61.03 | 74.97 | 81.65 | 51.4 | 53.99 | 50.38 | 51.4 | 53.99 | 50.38 | 61.03 | 74.97 | 50.38 | 76.92 | 93.44 | 83.33 | 78.48 | 95.34 | 85.03 | 51.4 | 53.99 | 51.3
950 | 40.68 | 45.65 | 38.11 | 40.68 | 45.65 | 38.11 | 44.08 | 57.63 | 77.29 | 44.08 | 57.63 | 77.29 | 44.08 | 57.63 | 75.75 | 44.08 | 57.63 | 75.75 | 40.68 | 45.65 | 38.11 | 40.68 | 45.65 | 38.11 | 44.08 | 57.63 | 39.54 | 55.64 | 76.92 | 78.09 | 56.77 | 78.48 | 79.68 | 40.68 | 45.65 | 38.11 | 51.27 | 53.86 | 50.25 | 51.27 | 53.86 | 50.25 | 61.03 | 74.97 | 96.23 | 61.03 | 74.97 | 96.23 | 61.03 | 74.97 | 96.23 | 61.03 | 74.97 | 96.23 | 51.27 | 53.86 | 50.25 | 51.27 | 53.86 | 50.25 | 61.03 | 74.97 | 50.25 | 79.9 | 94.71 | 99.2 | 81.52 | 96.63 | 101.22 | 51.27 | 53.86 | 51.3
951 | 40.64 | 45.61 | 38.07 | 40.64 | 45.61 | 38.07 | 45.71 | 57.63 | 80.3 | 45.71 | 57.63 | 80.3 | 45.71 | 57.63 | 78.24 | 45.71 | 57.63 | 78.24 | 40.64 | 45.61 | 38.07 | 40.64 | 45.61 | 38.07 | 45.71 | 57.63 | 39.5 | 55.09 | 79.1 | 81.96 | 56.21 | 80.71 | 81.96 | 40.64 | 45.61 | 38.07 | 51.23 | 53.82 | 50.21 | 51.23 | 53.82 | 50.21 | 61.03 | 74.97 | 107.38 | 61.03 | 74.97 | 107.38 | 61.03 | 74.97 | 107.38 | 61.03 | 74.97 | 107.38 | 51.23 | 53.82 | 50.21 | 51.23 | 53.82 | 50.21 | 61.03 | 74.97 | 52.4 | 85 | 108.21 | 111.11 | 86.73 | 110.41 | 113.37 | 51.23 | 53.82 | 51.3
952 | 40.96 | 45.93 | 38.4 | 40.96 | 45.93 | 38.4 | 52.41 | 61.25 | 101.85 | 52.41 | 76.2 | 101.85 | 52.41 | 61.25 | 81.11 | 52.41 | 61.25 | 81.11 | 40.96 | 45.93 | 38.4 | 40.96 | 45.93 | 38.4 | 52.41 | 61.25 | 41.92 | 57.27 | 106.06 | 103.95 | 58.43 | 108.22 | 106.06 | 45.72 | 45.93 | 38.4 | 51.55 | 54.14 | 50.53 | 51.55 | 54.14 | 50.53 | 73.72 | 74.99 | 107.78 | 73.72 | 88.51 | 107.78 | 73.72 | 74.99 | 107.78 | 73.72 | 74.99 | 107.78 | 51.55 | 54.14 | 50.53 | 51.55 | 54.14 | 50.53 | 73.72 | 74.99 | 52.4 | 103.95 | 126.28 | 111.11 | 106.06 | 128.85 | 113.38 | 73.72 | 54.14 | 51.3
953 | 44.06 | 49.03 | 41.49 | 44.06 | 49.03 | 41.49 | 56.92 | 75.83 | 101.85 | 56.92 | 76.72 | 101.85 | 56.92 | 75.83 | 100.83 | 56.92 | 75.83 | 100.83 | 44.06 | 49.03 | 41.49 | 44.06 | 49.03 | 41.49 | 56.92 | 75.83 | 65.31 | 60.21 | 106.06 | 106.06 | 61.44 | 109.33 | 108.23 | 45.72 | 49.03 | 41.49 | 54.65 | 57.24 | 53.62 | 54.65 | 57.24 | 53.62 | 80.16 | 103.22 | 108.87 | 80.16 | 103.22 | 108.87 | 80.16 | 103.22 | 107.78 | 80.16 | 103.22 | 107.78 | 54.65 | 57.24 | 53.62 | 54.65 | 57.24 | 53.62 | 80.16 | 92.3 | 53.62 | 110.61 | 128.84 | 112.26 | 112.87 | 132.81 | 114.55 | 73.92 | 57.24 | 53.62
954 | 42.39 | 47.36 | 39.82 | 42.39 | 47.36 | 39.82 | 74.34 | 81.66 | 102.88 | 74.34 | 81.66 | 102.88 | 74.34 | 81.66 | 100.83 | 74.34 | 81.66 | 100.83 | 42.39 | 47.36 | 39.82 | 42.39 | 47.36 | 39.82 | 74.34 | 81.66 | 82.16 | 79.01 | 106.06 | 106.06 | 80.62 | 109.33 | 108.23 | 45.72 | 47.36 | 39.82 | 52.98 | 55.57 | 51.95 | 52.98 | 55.57 | 51.95 | 88.22 | 103.22 | 108.87 | 88.22 | 103.22 | 108.87 | 88.22 | 103.22 | 108.87 | 88.22 | 103.22 | 108.87 | 52.98 | 55.57 | 51.95 | 52.98 | 55.57 | 51.95 | 88.22 | 99.98 | 85.54 | 155.74 | 128.84 | 113.37 | 158.92 | 132.81 | 115.68 | 76.15 | 56.61 | 51.95
955 | 41.21 | 46.18 | 38.65 | 41.21 | 46.18 | 38.65 | 63.3 | 81.54 | 101.85 | 63.3 | 81.54 | 101.85 | 63.3 | 81.54 | 86.77 | 63.3 | 81.54 | 86.77 | 41.21 | 46.18 | 38.65 | 41.21 | 46.18 | 38.65 | 63.3 | 81.54 | 82.78 | 66.59 | 106.06 | 106.06 | 67.94 | 109.33 | 108.23 | 41.21 | 46.18 | 38.65 | 51.8 | 54.39 | 50.78 | 51.8 | 54.39 | 50.78 | 79.98 | 100.37 | 108.87 | 79.98 | 103.22 | 108.87 | 79.98 | 100.37 | 108.87 | 79.98 | 100.37 | 108.87 | 51.8 | 54.39 | 50.78 | 51.8 | 54.39 | 50.78 | 79.98 | 99.98 | 102.43 | 106.06 | 128.84 | 113.37 | 108.23 | 132.81 | 115.68 | 73.76 | 54.39 | 51.3
956 | 40.46 | 45.43 | 37.9 | 40.46 | 45.43 | 37.9 | 54.58 | 76.83 | 101.85 | 54.58 | 76.84 | 101.85 | 54.58 | 76.83 | 82.78 | 54.58 | 76.84 | 82.78 | 40.46 | 45.43 | 37.9 | 40.46 | 45.43 | 37.9 | 54.58 | 76.83 | 82.78 | 59.17 | 106.06 | 106.06 | 60.38 | 109.33 | 108.23 | 40.46 | 45.43 | 37.9 | 51.05 | 53.64 | 50.03 | 51.05 | 53.64 | 50.03 | 75.47 | 99.98 | 108.87 | 75.47 | 99.98 | 108.87 | 75.47 | 99.98 | 108.87 | 75.47 | 99.98 | 108.87 | 51.05 | 53.64 | 50.03 | 51.05 | 53.64 | 50.03 | 75.47 | 99.98 | 102.46 | 103.95 | 128.84 | 113.37 | 106.06 | 132.81 | 115.68 | 73.72 | 53.64 | 51.3
957 | 40.2 | 45.16 | 37.63 | 40.2 | 45.16 | 37.63 | 47.37 | 76.83 | 97.99 | 47.37 | 76.83 | 97.99 | 47.37 | 76.83 | 82.78 | 47.37 | 76.83 | 82.78 | 40.2 | 45.16 | 37.63 | 40.2 | 45.16 | 37.63 | 47.37 | 76.83 | 82.78 | 57.35 | 106.06 | 106.06 | 57.35 | 108.22 | 108.23 | 40.2 | 45.16 | 37.63 | 50.78 | 53.37 | 49.76 | 50.78 | 53.37 | 49.76 | 64.82 | 99.35 | 108.87 | 64.82 | 99.35 | 108.87 | 64.82 | 99.35 | 108.87 | 64.82 | 99.35 | 108.87 | 50.78 | 53.37 | 51.61 | 50.78 | 53.37 | 49.76 | 64.82 | 99.35 | 102.46 | 103.95 | 126.28 | 113.37 | 106.06 | 128.85 | 115.68 | 50.78 | 53.37 | 50.31
958 | 40.09 | 45.06 | 37.52 | 40.09 | 45.06 | 37.52 | 40.8 | 74.85 | 90.31 | 40.8 | 74.85 | 90.31 | 40.8 | 74.85 | 82.78 | 40.8 | 74.85 | 82.78 | 40.09 | 45.06 | 37.52 | 40.09 | 45.06 | 37.52 | 40.8 | 74.85 | 82.78 | 57.35 | 105.47 | 106.06 | 57.35 | 107.62 | 106.06 | 40.09 | 45.06 | 37.52 | 50.68 | 53.27 | 49.66 | 50.68 | 53.27 | 49.66 | 56.26 | 94.07 | 107.78 | 56.26 | 94.07 | 107.78 | 56.26 | 94.07 | 107.78 | 56.26 | 94.07 | 107.78 | 50.68 | 53.27 | 51.61 | 50.68 | 53.27 | 49.66 | 56.26 | 94.07 | 103.5 | 85 | 128.84 | 112.26 | 86.73 | 131.47 | 114.55 | 50.68 | 53.27 | 49.66
959 | 39.71 | 44.68 | 37.14 | 39.71 | 44.68 | 37.14 | 40.42 | 62.91 | 87.08 | 40.42 | 62.91 | 87.08 | 40.42 | 74.27 | 87.08 | 40.42 | 74.27 | 87.08 | 39.71 | 44.68 | 37.14 | 39.71 | 44.68 | 37.14 | 40.42 | 74.27 | 87.08 | 52.41 | 105.46 | 106.06 | 53.47 | 107.61 | 106.06 | 39.71 | 44.68 | 37.14 | 50.3 | 52.89 | 49.27 | 50.3 | 52.89 | 49.27 | 55.88 | 94.07 | 107.78 | 55.88 | 94.07 | 107.78 | 55.88 | 94.07 | 107.78 | 55.88 | 94.07 | 107.78 | 50.3 | 52.89 | 49.27 | 50.3 | 52.89 | 49.27 | 55.88 | 94.07 | 103.5 | 79.9 | 126.28 | 111.11 | 81.52 | 128.84 | 113.38 | 50.3 | 52.89 | 49.27
960 | 39.16 | 44.93 | 37.39 | 39.96 | 44.93 | 37.39 | 39.96 | 56 | 86.77 | 39.96 | 56 | 86.77 | 40.67 | 74.06 | 86.77 | 40.67 | 74.06 | 86.77 | 39.96 | 44.93 | 37.39 | 39.96 | 44.93 | 37.39 | 40.67 | 74.06 | 86.77 | 52.21 | 79.9 | 103.95 | 52.21 | 81.53 | 106.06 | 39.16 | 44.93 | 37.39 | 50.55 | 53.14 | 49.53 | 50.55 | 53.14 | 49.53 | 50.55 | 75.35 | 106.7 | 50.55 | 75.35 | 106.7 | 56.13 | 94.07 | 106.7 | 56.13 | 94.07 | 106.7 | 50.55 | 53.14 | 49.53 | 50.55 | 53.14 | 49.53 | 56.13 | 94.07 | 103.5 | 75.14 | 119.09 | 111.11 | 76.66 | 121.51 | 113.37 | 50.55 | 53.14 | 49.53
961 | 38.82 | 33.67 | 33.49 | 39.73 | 44.7 | 37.17 | 39.73 | 44.7 | 81.93 | 39.73 | 44.7 | 81.93 | 40.44 | 47.41 | 81.93 | 40.44 | 47.41 | 81.93 | 39.73 | 44.7 | 37.17 | 39.73 | 44.7 | 37.17 | 40.44 | 47.41 | 81.93 | 48.83 | 79.1 | 88.46 | 48.83 | 80.71 | 88.46 | 38.82 | 33.67 | 33.49 | 49.35 | 52.91 | 49.3 | 50.32 | 52.91 | 49.3 | 50.32 | 70.89 | 106.47 | 50.32 | 70.89 | 106.47 | 55.9 | 94.07 | 106.47 | 55.9 | 94.07 | 106.47 | 50.32 | 52.91 | 49.3 | 50.32 | 52.91 | 49.3 | 55.9 | 94.07 | 103.5 | 73.64 | 116.64 | 111.11 | 75.14 | 119.01 | 113.37 | 49.35 | 52.91 | 49.3
962 | 37.47 | 29 | 28.21 | 39.61 | 44.57 | 37.04 | 39.61 | 44.57 | 81.93 | 39.61 | 44.57 | 81.93 | 40.31 | 47.14 | 81.93 | 40.31 | 47.14 | 81.93 | 39.61 | 44.57 | 37.04 | 39.61 | 44.57 | 37.04 | 40.31 | 47.14 | 81.93 | 48.32 | 74.1 | 87.08 | 48.32 | 75.6 | 86.59 | 37.47 | 29 | 28.21 | 49.35 | 52.78 | 49.17 | 50.2 | 52.78 | 49.17 | 50.2 | 70.89 | 103.5 | 50.2 | 70.89 | 103.5 | 55.78 | 94.07 | 103.5 | 55.78 | 94.07 | 103.5 | 50.2 | 52.78 | 49.17 | 50.2 | 52.78 | 49.17 | 55.78 | 94.07 | 103.5 | 71.39 | 116.64 | 111.11 | 72.84 | 119.01 | 113.37 | 49.35 | 52.78 | 49.17
963 | 37.47 | 29 | 28.21 | 39.52 | 44.49 | 36.95 | 39.52 | 44.49 | 81.93 | 39.52 | 44.49 | 81.93 | 40.23 | 47.04 | 81.93 | 40.23 | 47.04 | 81.93 | 39.52 | 44.49 | 36.95 | 39.52 | 44.49 | 36.95 | 40.23 | 47.04 | 81.93 | 43.71 | 73.34 | 87.08 | 43.71 | 74.83 | 86.59 | 37.47 | 29 | 28.21 | 49.35 | 52.7 | 49.09 | 50.11 | 52.7 | 49.09 | 50.11 | 70.89 | 103.5 | 50.11 | 70.89 | 103.5 | 55.69 | 86.85 | 103.5 | 55.69 | 86.85 | 103.5 | 50.11 | 52.7 | 51.61 | 50.11 | 52.7 | 49.09 | 55.69 | 86.85 | 103.5 | 63.75 | 111.16 | 111.11 | 65.05 | 111.16 | 113.37 | 49.35 | 52.7 | 49.09
964 | 38.77 | 32.95 | 28.21 | 39.55 | 44.52 | 36.98 | 39.55 | 44.52 | 77.89 | 39.55 | 44.52 | 77.89 | 40.26 | 47.07 | 77.89 | 40.26 | 47.07 | 77.89 | 39.55 | 44.52 | 36.98 | 39.55 | 44.52 | 36.98 | 40.26 | 47.07 | 77.89 | 41.18 | 67.16 | 83.58 | 41.18 | 67.16 | 83.58 | 38.77 | 32.95 | 28.21 | 50.14 | 52.73 | 49.12 | 50.14 | 52.73 | 49.12 | 50.14 | 62.09 | 103.5 | 50.14 | 70.89 | 103.5 | 55.72 | 77.36 | 103.5 | 55.72 | 77.36 | 103.5 | 50.14 | 52.73 | 51.61 | 50.14 | 52.73 | 49.12 | 55.72 | 77.36 | 103.5 | 60.68 | 108.21 | 111.11 | 61.91 | 109.34 | 113.37 | 50.14 | 52.73 | 49.12
965 | 38.82 | 44.55 | 33.06 | 39.58 | 44.55 | 37.01 | 39.58 | 44.55 | 77.89 | 39.58 | 44.55 | 77.89 | 40.29 | 47.1 | 77.89 | 40.29 | 47.1 | 77.89 | 39.58 | 44.55 | 37.01 | 39.58 | 44.55 | 37.01 | 40.29 | 47.1 | 77.89 | 41.18 | 67.16 | 83.58 | 41.18 | 67.16 | 82.78 | 38.82 | 44.55 | 33.06 | 50.17 | 52.76 | 49.15 | 50.17 | 52.76 | 49.15 | 50.17 | 70.89 | 102.4 | 50.17 | 70.89 | 102.4 | 55.75 | 77.36 | 102.4 | 55.75 | 77.36 | 102.4 | 50.17 | 52.76 | 51.61 | 50.17 | 52.76 | 49.15 | 55.75 | 77.36 | 102.4 | 60.68 | 107.13 | 111.11 | 61.91 | 109.31 | 113.37 | 50.17 | 52.76 | 49.15
966 | 39.58 | 44.55 | 37.01 | 39.58 | 44.55 | 37.01 | 39.8 | 44.55 | 79.49 | 39.8 | 44.55 | 79.49 | 40.29 | 47.13 | 79.49 | 40.29 | 47.13 | 79.49 | 39.58 | 44.55 | 37.01 | 39.58 | 44.55 | 37.01 | 40.29 | 47.13 | 79.49 | 42.29 | 67.16 | 84.48 | 42.29 | 68.53 | 83.62 | 39.58 | 44.55 | 37.01 | 50.17 | 52.76 | 49.15 | 50.17 | 52.76 | 49.15 | 50.86 | 73.69 | 105.63 | 50.86 | 73.69 | 105.63 | 55.75 | 77.36 | 105.63 | 55.75 | 77.36 | 105.63 | 50.17 | 52.76 | 51.61 | 50.17 | 52.76 | 49.15 | 55.75 | 77.36 | 103.5 | 69.26 | 110 | 111.11 | 70.67 | 112.23 | 113.37 | 50.17 | 52.76 | 49.15
967 | 39.77 | 44.74 | 37.2 | 39.77 | 61.72 | 37.2 | 40.48 | 61.72 | 81.93 | 40.48 | 61.72 | 81.93 | 40.48 | 73.68 | 81.93 | 40.48 | 73.68 | 81.93 | 39.77 | 61.72 | 37.2 | 39.77 | 44.74 | 37.2 | 40.48 | 73.68 | 81.93 | 54.54 | 80.7 | 98.33 | 55.64 | 82.35 | 98.33 | 39.77 | 44.74 | 37.2 | 50.36 | 52.95 | 49.34 | 50.36 | 92.5 | 51.3 | 51.38 | 94.07 | 105.63 | 51.38 | 94.07 | 105.63 | 55.94 | 94.07 | 105.63 | 55.94 | 94.07 | 105.63 | 50.36 | 92.5 | 51.61 | 50.36 | 52.95 | 49.34 | 55.94 | 94.07 | 103.5 | 79.9 | 116.64 | 111.13 | 81.52 | 119.01 | 113.4 | 50.36 | 52.95 | 49.34
968 | 39.89 | 44.86 | 37.32 | 39.89 | 65.06 | 37.32 | 40.6 | 73.68 | 81.93 | 40.6 | 73.68 | 81.93 | 40.6 | 73.68 | 81.93 | 40.6 | 73.68 | 81.93 | 39.89 | 65.06 | 37.32 | 39.89 | 44.86 | 37.32 | 40.6 | 73.68 | 81.93 | 55.09 | 80.7 | 85.32 | 56.21 | 82.35 | 85.32 | 39.89 | 44.86 | 37.32 | 50.48 | 53.07 | 51.3 | 50.48 | 92.62 | 51.61 | 56.06 | 94.07 | 106.63 | 56.06 | 94.07 | 106.63 | 56.06 | 94.07 | 106.63 | 56.06 | 94.07 | 106.63 | 50.48 | 92.62 | 51.61 | 50.48 | 53.07 | 51.3 | 56.06 | 94.07 | 103.5 | 79.9 | 111.16 | 111.11 | 81.52 | 113.42 | 113.38 | 50.48 | 53.07 | 51.3
969 | 40.19 | 45.16 | 37.63 | 40.19 | 65.36 | 37.63 | 52.9 | 69 | 80.3 | 52.9 | 69 | 80.3 | 52.9 | 69 | 80.3 | 52.9 | 69 | 80.3 | 40.19 | 65.36 | 37.63 | 40.19 | 45.16 | 37.63 | 52.9 | 69 | 80.3 | 56.21 | 71.86 | 83.62 | 56.21 | 73.32 | 83.62 | 40.19 | 45.16 | 37.63 | 50.78 | 53.82 | 51.3 | 50.78 | 92.93 | 95.42 | 64.48 | 94.07 | 105.63 | 64.48 | 94.07 | 105.63 | 64.48 | 94.07 | 105.63 | 64.48 | 94.07 | 105.63 | 50.78 | 92.93 | 100 | 50.78 | 53.82 | 51.3 | 64.48 | 94.07 | 105.63 | 79.9 | 101.99 | 108.9 | 81.52 | 104.06 | 111.11 | 50.78 | 53.82 | 51.3
970 | 40.33 | 45.3 | 37.76 | 40.33 | 63.87 | 72.02 | 48.97 | 63.87 | 75.02 | 48.97 | 63.87 | 75.02 | 48.97 | 63.87 | 72.02 | 48.97 | 63.87 | 72.02 | 40.33 | 63.87 | 72.02 | 40.33 | 45.3 | 37.76 | 48.97 | 63.87 | 72.02 | 51.51 | 66.51 | 75.78 | 51.51 | 66.52 | 77.31 | 40.33 | 45.3 | 37.76 | 50.92 | 53.82 | 51.3 | 50.92 | 83.75 | 95.56 | 64.82 | 83.75 | 97 | 64.82 | 83.75 | 97 | 64.82 | 83.75 | 97 | 64.82 | 83.75 | 97 | 50.92 | 83.75 | 95.56 | 50.92 | 53.82 | 51.3 | 64.82 | 83.75 | 97 | 78.62 | 87.21 | 101.01 | 78.62 | 87.21 | 101.01 | 50.92 | 53.82 | 51.3
971 | 40.22 | 45.19 | 37.65 | 40.22 | 60.86 | 68.93 | 46.9 | 60.86 | 68.93 | 46.9 | 60.86 | 68.93 | 46.9 | 60.86 | 68.93 | 46.9 | 60.86 | 68.93 | 40.22 | 60.86 | 68.93 | 40.22 | 45.19 | 37.65 | 46.9 | 60.86 | 68.93 | 48.84 | 63.68 | 69.63 | 48.84 | 63.38 | 69.63 | 40.22 | 45.19 | 37.65 | 50.81 | 56.61 | 51.3 | 50.81 | 76.39 | 78.96 | 63.06 | 76.39 | 78.96 | 63.06 | 76.39 | 78.96 | 63.06 | 76.39 | 78.96 | 63.06 | 76.39 | 78.96 | 50.81 | 76.39 | 78.96 | 50.81 | 56.61 | 51.3 | 63.06 | 76.39 | 78.96 | 67.68 | 79.55 | 82.22 | 67.68 | 81.17 | 83.9 | 50.81 | 56.61 | 51.3
972 | 40.04 | 45.01 | 37.48 | 40.04 | 55.24 | 62.52 | 40.75 | 55.24 | 62.52 | 40.75 | 55.24 | 62.52 | 40.75 | 55.24 | 62.52 | 40.75 | 55.24 | 61.28 | 40.04 | 55.24 | 62.52 | 40.04 | 45.01 | 37.48 | 40.75 | 55.24 | 62.52 | 48.62 | 57.52 | 61.9 | 48.62 | 57.52 | 63.15 | 40.04 | 45.01 | 37.48 | 50.63 | 53.82 | 63.5 | 56.21 | 75.25 | 78.17 | 56.21 | 75.25 | 78.17 | 56.21 | 75.25 | 78.17 | 56.21 | 75.25 | 78.17 | 56.21 | 75.25 | 78.17 | 56.21 | 75.25 | 78.17 | 50.63 | 53.22 | 51.61 | 56.21 | 75.25 | 78.17 | 58.92 | 78.36 | 81.4 | 59.5 | 78.36 | 81.4 | 50.63 | 53.82 | 63.5
973 | 39.84 | 44.81 | 37.27 | 39.84 | 55.24 | 62.52 | 40.55 | 55.24 | 62.52 | 40.55 | 55.24 | 62.52 | 40.55 | 55.24 | 62.52 | 40.55 | 55.24 | 61.28 | 39.84 | 55.24 | 62.52 | 39.84 | 44.81 | 37.27 | 40.55 | 55.24 | 62.52 | 45.17 | 57.52 | 61.9 | 45 | 57.52 | 63.15 | 39.84 | 44.81 | 37.27 | 50.43 | 56.61 | 64.79 | 56.01 | 75.25 | 78.17 | 56.01 | 75.25 | 78.17 | 56.01 | 75.25 | 78.17 | 56.01 | 75.25 | 78.17 | 56.01 | 75.25 | 78.17 | 56.01 | 75.25 | 78.17 | 50.43 | 53.02 | 51.61 | 56.01 | 75.25 | 78.17 | 58.92 | 78.36 | 81.4 | 59.5 | 78.36 | 81.4 | 50.43 | 56.61 | 64.79
974 | 39.73 | 44.7 | 38.75 | 39.73 | 55.24 | 62.52 | 40.44 | 55.24 | 62.52 | 40.44 | 55.24 | 62.52 | 40.44 | 55.24 | 62.52 | 40.44 | 55.24 | 61.28 | 39.73 | 55.24 | 62.52 | 39.73 | 44.7 | 37.16 | 40.44 | 55.24 | 62.52 | 42.01 | 57.52 | 61.9 | 41.18 | 57.52 | 63.15 | 39.73 | 44.7 | 38.75 | 50.32 | 56.61 | 71.11 | 55.9 | 75.25 | 78.96 | 55.9 | 75.25 | 78.96 | 55.9 | 75.25 | 78.96 | 55.9 | 75.25 | 78.96 | 55.9 | 75.25 | 78.96 | 55.9 | 75.25 | 78.96 | 50.32 | 52.91 | 49.3 | 55.9 | 75.25 | 78.96 | 58.92 | 78.36 | 82.22 | 59.5 | 78.36 | 82.22 | 50.32 | 56.61 | 71.11
975 | 39.84 | 44.81 | 37.27 | 40.55 | 55.34 | 72.27 | 40.55 | 55.34 | 72.27 | 40.55 | 55.34 | 72.27 | 40.55 | 55.34 | 68 | 40.55 | 55.34 | 68 | 40.55 | 55.34 | 68 | 39.84 | 44.81 | 37.27 | 40.55 | 55.34 | 68 | 42.23 | 57.63 | 71.55 | 42.23 | 57.63 | 73 | 39.84 | 44.81 | 37.27 | 50.43 | 56.61 | 64.79 | 56.01 | 76.13 | 95.07 | 56.01 | 76.13 | 95.07 | 56.01 | 76.13 | 95.07 | 56.01 | 76.13 | 95.07 | 56.01 | 76.13 | 95.07 | 56.01 | 76.13 | 95.07 | 50.43 | 53.02 | 51.61 | 56.01 | 76.13 | 95.07 | 59.5 | 79.28 | 99 | 59.5 | 80.9 | 101.02 | 50.43 | 56.61 | 64.79
976 | 42.33 | 64.82 | 70.53 | 42.33 | 66.92 | 78.44 | 42.33 | 66.92 | 82.77 | 42.33 | 66.92 | 82.77 | 42.33 | 66.92 | 78.44 | 42.33 | 66.92 | 78.44 | 42.33 | 66.92 | 78.44 | 40.27 | 45.24 | 39.85 | 42.33 | 66.92 | 78.44 | 45.43 | 69.69 | 81.93 | 45.43 | 71.11 | 83.6 | 42.33 | 64.82 | 70.53 | 67.78 | 93 | 95.5 | 67.78 | 99.43 | 100.39 | 67.78 | 99.43 | 100.39 | 67.78 | 99.43 | 100.39 | 67.78 | 99.43 | 100.39 | 67.78 | 99.43 | 100.39 | 67.78 | 99.43 | 100.39 | 50.86 | 53.45 | 51.61 | 67.78 | 99.43 | 100.39 | 69.87 | 101.48 | 104.49 | 71.29 | 103.55 | 105.63 | 67.78 | 93 | 95.5
977 | 45.64 | 65.31 | 70.53 | 45.64 | 75.93 | 83.36 | 53.98 | 75.93 | 85.81 | 53.98 | 75.93 | 85.81 | 53.98 | 75.93 | 83.36 | 53.98 | 75.93 | 83.36 | 45.64 | 75.93 | 83.36 | 41.17 | 46.14 | 38.6 | 53.98 | 75.93 | 83.36 | 55.09 | 76.7 | 84.94 | 56.21 | 79.06 | 86.68 | 45.64 | 65.31 | 70.53 | 68.68 | 93.9 | 96.4 | 68.68 | 100.33 | 105.08 | 76.18 | 100.33 | 107.45 | 76.18 | 100.33 | 107.45 | 76.18 | 100.33 | 105.08 | 76.18 | 100.33 | 105.08 | 68.68 | 100.33 | 105.08 | 51.76 | 54.35 | 50.74 | 76.18 | 100.33 | 105.08 | 79.9 | 102.4 | 108.53 | 79.9 | 107.7 | 111.88 | 73.76 | 93.9 | 96.4
978 | 45.72 | 65.31 | 70.53 | 46.3 | 76.71 | 76.55 | 54.52 | 76.71 | 94.01 | 54.52 | 76.71 | 94.01 | 54.52 | 76.71 | 90 | 54.52 | 76.71 | 83.36 | 46.3 | 76.71 | 90 | 41.84 | 46.81 | 39.27 | 54.52 | 76.71 | 90 | 56.77 | 77.48 | 93.06 | 56.77 | 79.06 | 94.96 | 45.72 | 65.31 | 70.53 | 69.35 | 94.57 | 90 | 69.35 | 100.33 | 106.7 | 77.21 | 100.33 | 107.67 | 77.21 | 100.33 | 107.67 | 77.21 | 100.33 | 106.7 | 77.21 | 100.33 | 106.7 | 69.35 | 100.33 | 106.7 | 52.43 | 55.02 | 51.41 | 77.21 | 100.33 | 106.7 | 80.41 | 104.48 | 108.53 | 80.41 | 107.7 | 111.88 | 73.76 | 94.57 | 90
979 | 40.8 | 45.77 | 38.23 | 45.27 | 68.71 | 75.51 | 51.91 | 68.71 | 81.91 | 51.91 | 68.71 | 81.91 | 51.91 | 68.71 | 75.51 | 51.91 | 68.71 | 74.46 | 45.27 | 68.71 | 75.51 | 40.8 | 45.77 | 38.23 | 51.91 | 68.71 | 75.51 | 54.06 | 69.41 | 81.08 | 54.06 | 70.82 | 82.73 | 40.8 | 45.77 | 38.23 | 68.31 | 77.94 | 51.3 | 68.31 | 100.33 | 96.03 | 75.81 | 100.33 | 106.7 | 75.81 | 100.33 | 106.7 | 75.81 | 100.33 | 105.63 | 75.81 | 100.33 | 105.63 | 68.31 | 100.33 | 105.63 | 51.39 | 53.98 | 50.37 | 75.81 | 100.33 | 105.63 | 79.74 | 102.4 | 106.7 | 79.74 | 107.7 | 108.88 | 68.31 | 77.94 | 51.3
980 | 40.19 | 45.16 | 37.62 | 44.65 | 62.24 | 74.9 | 44.76 | 62.24 | 74.9 | 44.76 | 62.24 | 74.9 | 44.76 | 62.24 | 74.9 | 44.76 | 62.24 | 63.26 | 44.65 | 62.24 | 74.9 | 40.19 | 45.16 | 37.62 | 44.76 | 62.24 | 74.9 | 46.61 | 62.87 | 63.9 | 46.14 | 64.14 | 75.65 | 40.19 | 45.16 | 37.62 | 50.78 | 53.82 | 51.3 | 67.7 | 92.92 | 95.42 | 71.43 | 92.92 | 103.52 | 71.43 | 92.92 | 103.52 | 71.43 | 92.92 | 103.52 | 71.43 | 92.92 | 103.52 | 67.7 | 92.92 | 103.52 | 50.78 | 53.37 | 49.75 | 71.43 | 92.92 | 103.52 | 75.14 | 94.84 | 104.57 | 75.14 | 102.88 | 106.7 | 50.78 | 53.82 | 51.3
981 | 39.96 | 44.93 | 37.4 | 39.96 | 55.37 | 74.67 | 41.83 | 55.37 | 74.67 | 41.83 | 55.37 | 74.67 | 41.83 | 55.37 | 74.67 | 41.83 | 55.37 | 39.84 | 39.96 | 55.37 | 74.67 | 39.96 | 44.93 | 37.4 | 41.83 | 55.37 | 74.67 | 44 | 55.93 | 40.24 | 44 | 57.07 | 75.43 | 39.96 | 44.93 | 37.4 | 50.55 | 53.14 | 51.3 | 59.19 | 86.85 | 95.19 | 59.19 | 86.85 | 101.01 | 59.19 | 86.85 | 101.01 | 59.19 | 86.85 | 97.98 | 59.19 | 86.85 | 97.98 | 59.19 | 86.85 | 97.98 | 50.55 | 53.14 | 49.53 | 59.19 | 86.85 | 97.98 | 66.15 | 90.44 | 102.03 | 66.15 | 93.23 | 104.49 | 50.55 | 53.14 | 51.3
982 | 39.84 | 44.81 | 37.28 | 39.84 | 53.71 | 62.9 | 40.55 | 53.71 | 62.9 | 40.55 | 53.71 | 62.9 | 40.55 | 53.71 | 62.9 | 40.55 | 53.71 | 39.84 | 39.84 | 53.71 | 62.9 | 39.84 | 44.81 | 37.28 | 40.55 | 53.71 | 62.9 | 45.11 | 55.93 | 40.24 | 44.66 | 55.93 | 63.54 | 39.84 | 44.81 | 37.28 | 50.43 | 53.02 | 51.3 | 50.43 | 86.85 | 95.07 | 56.01 | 86.85 | 95.07 | 56.01 | 86.85 | 95.07 | 56.01 | 86.85 | 95.07 | 56.01 | 86.85 | 95.07 | 50.43 | 86.85 | 95.07 | 50.43 | 53.02 | 49.41 | 56.01 | 86.85 | 95.07 | 68.2 | 88.64 | 96.03 | 67.52 | 90.45 | 101 | 50.43 | 53.02 | 51.3
983 | 39.57 | 44.54 | 37 | 39.57 | 52.43 | 40.66 | 40.28 | 52.43 | 40.66 | 40.28 | 52.43 | 40.66 | 40.28 | 52.43 | 40.66 | 40.28 | 52.43 | 39.44 | 39.57 | 52.43 | 40.66 | 39.57 | 44.54 | 37 | 40.28 | 52.43 | 40.66 | 41.59 | 54.6 | 39.84 | 40.77 | 54.6 | 41.07 | 39.57 | 44.54 | 37 | 50.16 | 52.75 | 51.3 | 50.16 | 75.14 | 78.39 | 55.74 | 75.14 | 78.39 | 55.74 | 75.14 | 78.39 | 55.74 | 75.14 | 78.39 | 55.74 | 75.14 | 76.04 | 50.16 | 75.14 | 78.39 | 50.16 | 52.75 | 49.14 | 55.74 | 75.14 | 78.39 | 63.7 | 76.69 | 76.81 | 63.06 | 78.25 | 79.18 | 50.16 | 52.75 | 51.3
984 | 39.77 | 44.73 | 37.2 | 39.77 | 47.28 | 40.25 | 39.77 | 47.28 | 40.25 | 39.77 | 47.28 | 40.25 | 40.47 | 47.28 | 40.25 | 40.47 | 47.28 | 39.04 | 39.77 | 47.28 | 40.25 | 39.77 | 44.73 | 37.2 | 40.47 | 47.28 | 40.25 | 40.6 | 47.35 | 39.44 | 40.17 | 47.76 | 40.66 | 39.77 | 44.73 | 37.2 | 50.36 | 52.94 | 49.33 | 50.36 | 74.72 | 54.57 | 51.37 | 74.72 | 54.57 | 51.37 | 74.72 | 54.57 | 55.94 | 74.72 | 54.57 | 55.94 | 74.72 | 52.93 | 50.36 | 74.72 | 54.57 | 50.36 | 52.94 | 49.33 | 55.94 | 74.72 | 54.57 | 59.12 | 76.26 | 53.47 | 57.95 | 77.82 | 55.12 | 50.36 | 52.94 | 49.33
985 | 39.61 | 44.57 | 37.04 | 39.61 | 46.24 | 39.02 | 39.61 | 46.24 | 39.02 | 39.61 | 46.24 | 39.02 | 40.31 | 47.12 | 38.46 | 40.31 | 47.12 | 38.46 | 39.61 | 46.24 | 38.46 | 39.61 | 44.57 | 37.04 | 40.31 | 47.12 | 38.46 | 40.6 | 46.71 | 38.24 | 40.01 | 46.71 | 39.41 | 39.61 | 44.57 | 37.04 | 50.2 | 52.79 | 51.3 | 50.86 | 57.95 | 54.02 | 50.86 | 57.95 | 54.02 | 50.86 | 57.95 | 54.02 | 55.78 | 57.95 | 54.02 | 55.78 | 57.95 | 51.61 | 50.86 | 57.95 | 54.02 | 50.2 | 52.79 | 49.17 | 55.78 | 57.95 | 54.02 | 57.95 | 59.15 | 52.13 | 57.95 | 60.36 | 54.56 | 50.2 | 52.79 | 51.3
986 | 39.46 | 44.43 | 36.89 | 39.46 | 46.24 | 37.28 | 39.46 | 46.24 | 37.28 | 39.46 | 46.24 | 37.28 | 40.17 | 46.97 | 37.28 | 40.17 | 46.97 | 36.89 | 39.46 | 46.24 | 37.28 | 39.46 | 44.43 | 36.89 | 40.17 | 46.97 | 37.28 | 39.98 | 46.71 | 36.52 | 39.86 | 46.71 | 37.65 | 39.46 | 44.43 | 36.89 | 50.05 | 52.64 | 51.3 | 50.86 | 56.35 | 52.41 | 50.86 | 56.35 | 52.41 | 50.86 | 56.35 | 52.41 | 55.63 | 56.35 | 52.41 | 55.63 | 56.35 | 51.61 | 50.86 | 56.35 | 52.41 | 50.05 | 52.64 | 49.03 | 55.63 | 56.35 | 52.41 | 56.78 | 56.93 | 51.88 | 56.78 | 58.1 | 52.94 | 50.05 | 52.64 | 51.3
987 | 39.36 | 44.33 | 36.79 | 39.36 | 46.23 | 36.8 | 39.36 | 46.23 | 36.8 | 39.36 | 46.23 | 36.8 | 40.07 | 46.88 | 36.8 | 40.07 | 46.88 | 36.79 | 39.36 | 46.23 | 36.8 | 39.36 | 44.33 | 36.79 | 40.07 | 46.88 | 36.8 | 39.67 | 46.7 | 36.06 | 39.67 | 46.7 | 36.8 | 39.36 | 44.33 | 36.79 | 49.95 | 52.54 | 51.3 | 49.95 | 56.35 | 51.3 | 49.95 | 56.35 | 51.3 | 49.95 | 56.35 | 51.3 | 55.53 | 56.35 | 51.3 | 55.53 | 56.35 | 51.29 | 49.95 | 56.35 | 51.3 | 49.95 | 52.54 | 48.93 | 55.53 | 56.35 | 51.3 | 54.85 | 56.92 | 50.78 | 53.76 | 58.08 | 51.81 | 49.95 | 52.54 | 51.3
988 | 39.37 | 44.34 | 36.8 | 39.37 | 45.03 | 36.8 | 39.37 | 45.03 | 36.8 | 39.37 | 45.03 | 36.8 | 40.08 | 46.88 | 36.8 | 40.08 | 46.88 | 36.8 | 39.37 | 45.03 | 36.8 | 39.37 | 44.34 | 36.8 | 40.08 | 46.88 | 36.8 | 39.27 | 46.41 | 36.06 | 39.27 | 45.49 | 36.43 | 39.37 | 44.34 | 36.8 | 49.96 | 52.55 | 48.94 | 49.96 | 54.59 | 48.94 | 49.96 | 54.59 | 48.94 | 49.96 | 54.59 | 48.94 | 55.54 | 54.59 | 48.94 | 55.54 | 54.59 | 48.94 | 49.96 | 54.59 | 48.94 | 49.96 | 52.55 | 48.94 | 55.54 | 54.59 | 48.94 | 54.42 | 55.14 | 47.95 | 53.33 | 56.27 | 48.93 | 49.96 | 52.55 | 48.94
989 | 39.4 | 44.36 | 36.83 | 39.4 | 45.04 | 36.83 | 39.4 | 45.04 | 36.83 | 39.4 | 45.04 | 36.83 | 40.1 | 46.91 | 36.83 | 40.1 | 46.91 | 36.83 | 39.4 | 45.04 | 36.83 | 39.4 | 44.36 | 36.83 | 40.1 | 46.91 | 36.83 | 38.6 | 46.41 | 35.73 | 39 | 45.49 | 36.46 | 39.4 | 44.36 | 36.83 | 49.98 | 52.57 | 49.29 | 49.98 | 55.14 | 49.29 | 49.98 | 55.14 | 49.29 | 49.98 | 55.14 | 49.29 | 55.56 | 55.14 | 49.29 | 55.56 | 55.14 | 49.06 | 49.98 | 55.14 | 49.29 | 49.98 | 52.57 | 48.96 | 55.56 | 55.14 | 49.29 | 54.27 | 54.59 | 48.57 | 53.18 | 55.8 | 49.79 | 49.98 | 52.57 | 49.29
990 | 39.37 | 44.34 | 36.8 | 39.37 | 45.95 | 36.8 | 39.37 | 45.95 | 36.8 | 39.37 | 45.95 | 36.8 | 40.08 | 46.88 | 36.8 | 40.08 | 46.88 | 36.8 | 39.37 | 45.95 | 36.8 | 39.37 | 44.34 | 36.8 | 40.08 | 46.88 | 36.8 | 38.6 | 46.42 | 35.65 | 38.98 | 46.41 | 36.44 | 39.37 | 44.34 | 36.8 | 49.96 | 52.55 | 51.3 | 50.47 | 55.14 | 51.3 | 50.47 | 55.14 | 51.3 | 50.47 | 55.14 | 51.3 | 55.54 | 55.14 | 51.3 | 55.54 | 55.14 | 50.21 | 50.47 | 55.14 | 51.3 | 49.96 | 52.55 | 48.94 | 55.54 | 55.14 | 51.3 | 54.3 | 54.59 | 49.71 | 53.76 | 56.27 | 51.36 | 49.96 | 52.55 | 51.3
991 | 39.37 | 44.34 | 36.8 | 39.37 | 45.95 | 36.8 | 39.37 | 45.95 | 36.8 | 39.37 | 45.95 | 36.8 | 40.08 | 46.88 | 36.8 | 40.08 | 46.88 | 36.8 | 39.37 | 45.95 | 36.8 | 39.37 | 44.34 | 36.8 | 40.08 | 46.88 | 36.8 | 39.77 | 46.41 | 35.71 | 39.77 | 46.41 | 36.44 | 39.37 | 44.34 | 36.8 | 49.96 | 53.82 | 51.3 | 50.46 | 56.35 | 51.61 | 50.46 | 56.35 | 51.61 | 50.46 | 56.35 | 51.61 | 55.54 | 56.35 | 51.61 | 55.54 | 56.35 | 50.83 | 50.46 | 56.35 | 51.61 | 49.96 | 52.55 | 48.93 | 55.54 | 56.35 | 51.61 | 56.68 | 55.79 | 50 | 56.68 | 57.52 | 52.13 | 49.96 | 53.82 | 51.3
992 | 39.42 | 44.39 | 36.85 | 39.42 | 46.24 | 37.47 | 39.42 | 46.24 | 37.47 | 39.42 | 46.24 | 37.47 | 40.13 | 46.93 | 37.47 | 40.13 | 46.93 | 36.85 | 39.42 | 46.24 | 37.47 | 39.42 | 44.39 | 36.85 | 40.13 | 46.93 | 37.47 | 40.28 | 46.47 | 36.06 | 39.82 | 46.71 | 37.1 | 39.42 | 44.39 | 36.85 | 50.01 | 53.82 | 51.3 | 51.37 | 56.35 | 51.61 | 51.37 | 56.35 | 51.61 | 51.37 | 56.35 | 51.61 | 55.59 | 56.35 | 51.61 | 55.59 | 56.35 | 50.75 | 51.37 | 56.35 | 51.61 | 50.01 | 52.6 | 48.99 | 55.59 | 56.35 | 51.61 | 57.95 | 55.79 | 50.24 | 57.95 | 57.52 | 52.13 | 50.01 | 53.82 | 51.3
993 | 39.66 | 44.62 | 37.09 | 39.79 | 47.17 | 38.51 | 39.79 | 47.17 | 38.51 | 39.79 | 47.17 | 38.51 | 40.36 | 47.17 | 38.51 | 40.36 | 47.17 | 37.09 | 39.79 | 47.17 | 38.51 | 39.66 | 44.62 | 37.09 | 40.36 | 47.17 | 38.51 | 40.6 | 46.7 | 36.06 | 40.19 | 47.64 | 38.13 | 39.66 | 44.62 | 37.09 | 50.35 | 56.35 | 51.3 | 54.05 | 56.35 | 51.61 | 54.05 | 56.35 | 51.61 | 54.05 | 56.35 | 51.61 | 55.83 | 56.35 | 51.61 | 55.83 | 56.35 | 50.28 | 54.05 | 56.35 | 51.61 | 50.25 | 52.83 | 49.22 | 55.83 | 56.35 | 51.61 | 57.95 | 55.79 | 49.78 | 57.95 | 58.1 | 52.13 | 50.35 | 56.35 | 51.3
994 | 39.83 | 44.8 | 37.26 | 40.19 | 47.19 | 38.69 | 40.19 | 47.19 | 38.69 | 40.19 | 47.19 | 38.69 | 40.54 | 47.34 | 38.69 | 40.54 | 47.34 | 37.26 | 40.19 | 47.19 | 38.69 | 39.83 | 44.8 | 37.26 | 40.54 | 47.34 | 38.69 | 40.6 | 46.71 | 35.65 | 40.6 | 47.66 | 38.3 | 39.83 | 44.8 | 37.26 | 51.64 | 56.35 | 51.3 | 56 | 56.35 | 51.3 | 56 | 56.35 | 51.3 | 56 | 56.35 | 51.3 | 56 | 56.35 | 51.3 | 56 | 56.35 | 49.5 | 56 | 56.35 | 51.3 | 50.42 | 53.01 | 49.4 | 56 | 56.35 | 51.3 | 58.15 | 55.79 | 46.34 | 58.15 | 58.1 | 51.81 | 51.64 | 56.35 | 51.3
995 | 39.89 | 44.86 | 37.32 | 40.6 | 47.18 | 38.51 | 40.6 | 47.18 | 38.51 | 40.6 | 47.18 | 38.51 | 40.6 | 47.4 | 38.51 | 40.6 | 47.4 | 37.32 | 40.6 | 47.18 | 38.51 | 39.89 | 44.86 | 37.32 | 40.6 | 47.4 | 38.51 | 41.18 | 46.71 | 35.65 | 41.18 | 47.66 | 38.13 | 39.89 | 44.86 | 37.32 | 54.94 | 56.35 | 51.3 | 56.06 | 56.35 | 51.3 | 56.06 | 56.35 | 51.3 | 56.06 | 56.35 | 51.3 | 56.06 | 56.35 | 51.3 | 56.06 | 56.35 | 49.56 | 56.06 | 56.35 | 51.3 | 50.48 | 53.07 | 49.46 | 56.06 | 56.35 | 51.3 | 58.32 | 55.79 | 46.34 | 58.32 | 57.52 | 50.78 | 54.94 | 56.35 | 51.3
996 | 39.79 | 44.76 | 37.22 | 40.5 | 47.18 | 37.47 | 40.5 | 47.18 | 37.47 | 40.5 | 47.18 | 37.47 | 40.5 | 47.3 | 37.47 | 40.5 | 47.3 | 37.22 | 40.5 | 47.18 | 37.47 | 39.79 | 44.76 | 37.22 | 40.5 | 47.3 | 37.47 | 41.33 | 46.71 | 35.65 | 41.33 | 47.66 | 37.1 | 39.79 | 44.76 | 37.22 | 50.38 | 53.82 | 51.3 | 54.63 | 56.35 | 51.3 | 54.63 | 56.35 | 51.3 | 54.63 | 56.35 | 51.3 | 55.96 | 56.35 | 50.54 | 55.96 | 56.35 | 49.46 | 54.63 | 56.35 | 50.54 | 50.38 | 52.97 | 49.36 | 55.96 | 56.35 | 50.54 | 67.45 | 55.79 | 46.34 | 67.45 | 57.52 | 50.78 | 50.38 | 53.82 | 51.3
997 | 39.62 | 44.58 | 37.05 | 40.32 | 46.24 | 37.05 | 40.32 | 46.24 | 37.05 | 40.32 | 46.24 | 37.05 | 40.32 | 47.13 | 37.05 | 40.32 | 47.13 | 37.05 | 40.32 | 46.24 | 37.05 | 39.62 | 44.58 | 37.05 | 40.32 | 47.13 | 37.05 | 40.73 | 46.66 | 35.65 | 40.73 | 46.71 | 36.68 | 39.62 | 44.58 | 37.05 | 50.2 | 53.82 | 51.3 | 54.05 | 56.35 | 51.3 | 54.05 | 56.35 | 51.3 | 54.05 | 56.35 | 51.3 | 55.78 | 56.35 | 49.28 | 55.78 | 56.35 | 49.28 | 54.05 | 56.35 | 49.28 | 50.2 | 52.79 | 49.18 | 55.78 | 56.35 | 49.28 | 57.95 | 55.79 | 46.34 | 57.95 | 57.52 | 50.78 | 50.2 | 53.82 | 51.3
998 | 39.54 | 44.51 | 37.47 | 40.19 | 46.24 | 37.47 | 40.19 | 46.24 | 37.47 | 40.19 | 46.24 | 37.47 | 40.25 | 47.05 | 37.47 | 40.25 | 47.05 | 36.97 | 40.19 | 46.24 | 37.47 | 39.54 | 44.51 | 36.97 | 40.25 | 47.05 | 37.47 | 40.6 | 46.58 | 35.65 | 40.6 | 46.71 | 37.1 | 39.54 | 44.51 | 37.47 | 50.13 | 56.35 | 51.3 | 55.71 | 56.35 | 51.3 | 55.71 | 56.35 | 51.3 | 55.71 | 56.35 | 51.3 | 55.71 | 56.35 | 49.2 | 55.71 | 56.35 | 49.2 | 55.71 | 56.35 | 49.2 | 50.13 | 52.72 | 49.1 | 55.71 | 56.35 | 49.2 | 57.95 | 55.79 | 46.34 | 57.95 | 56.93 | 50.78 | 50.13 | 56.35 | 51.3
999 | 39.65 | 44.62 | 39.14 | 40.36 | 46.88 | 39.14 | 40.36 | 46.88 | 39.14 | 40.36 | 46.88 | 39.14 | 40.36 | 47.16 | 38.51 | 40.36 | 47.16 | 37.08 | 40.36 | 46.88 | 38.51 | 39.65 | 44.62 | 37.08 | 40.36 | 47.16 | 38.51 | 40.76 | 46.69 | 36.71 | 40.76 | 47.35 | 38.75 | 39.65 | 44.62 | 39.14 | 55.26 | 56.35 | 52.95 | 55.82 | 56.35 | 52.95 | 55.82 | 56.35 | 52.95 | 55.82 | 56.35 | 52.95 | 55.82 | 56.35 | 49.82 | 55.82 | 56.35 | 49.82 | 55.82 | 56.35 | 49.82 | 50.24 | 52.83 | 49.21 | 55.82 | 56.35 | 49.82 | 57.95 | 55.79 | 49.32 | 57.95 | 56.93 | 52.42 | 55.26 | 56.35 | 52.95
1000 | 43.22 | 53.51 | 74.69 | 43.22 | 53.51 | 74.69 | 43.22 | 53.51 | 74.69 | 43.22 | 53.51 | 74.69 | 43.22 | 53.51 | 44.53 | 43.22 | 53.51 | 39.44 | 43.22 | 53.51 | 44.53 | 39.98 | 44.95 | 37.41 | 43.22 | 53.51 | 44.53 | 44.11 | 53.51 | 39.04 | 44.11 | 54.05 | 73.94 | 43.22 | 53.51 | 74.69 | 63.69 | 75.5 | 90 | 63.69 | 75.5 | 90 | 63.69 | 75.5 | 90 | 63.69 | 75.5 | 90 | 63.69 | 68.6 | 52.39 | 63.69 | 68.6 | 52.39 | 63.69 | 68.6 | 52.39 | 50.57 | 53.16 | 49.55 | 63.69 | 68.6 | 52.39 | 64.33 | 67.91 | 50.75 | 65 | 76.26 | 89.1 | 63.69 | 75.5 | 90
1001 | 45.08 | 65.78 | 77.11 | 45.08 | 65.78 | 77.11 | 53.48 | 65.78 | 77.11 | 53.48 | 65.78 | 77.11 | 53.48 | 65.78 | 47.12 | 53.48 | 65.78 | 46.65 | 45.08 | 65.78 | 47.12 | 40.62 | 45.59 | 38.05 | 53.48 | 65.78 | 47.12 | 54.58 | 66.45 | 47.12 | 54.58 | 67.12 | 76.34 | 45.72 | 65.78 | 77.11 | 68.13 | 93.35 | 101.79 | 68.13 | 93.35 | 101.79 | 74.17 | 93.35 | 101.79 | 74.17 | 93.35 | 101.79 | 74.17 | 90.55 | 69.17 | 74.17 | 90.55 | 69.17 | 68.13 | 90.55 | 69.17 | 51.21 | 53.8 | 50.18 | 74.17 | 90.55 | 69.17 | 77.46 | 90.55 | 68.48 | 78.83 | 94.29 | 100.77 | 73.76 | 93.35 | 101.79
1002 | 45.35 | 66.05 | 81.09 | 45.35 | 66.05 | 81.09 | 53.48 | 66.05 | 81.09 | 53.48 | 66.05 | 81.09 | 53.48 | 66.05 | 47.97 | 53.48 | 66.05 | 47.49 | 45.35 | 66.05 | 47.97 | 40.89 | 45.86 | 38.32 | 53.48 | 66.05 | 47.97 | 54.58 | 66.45 | 47.97 | 55.13 | 67.12 | 80.28 | 45.72 | 66.05 | 81.09 | 68.4 | 95.25 | 104.44 | 68.4 | 95.25 | 104.44 | 75.9 | 95.25 | 104.44 | 75.9 | 95.25 | 104.44 | 75.9 | 95.25 | 69.87 | 75.9 | 95.25 | 69.87 | 68.4 | 95.25 | 69.87 | 51.48 | 54.07 | 50.45 | 75.9 | 95.25 | 69.87 | 78.31 | 96.22 | 69.17 | 79.1 | 98.2 | 104.49 | 73.76 | 95.25 | 104.44
1003 | 45.08 | 65.79 | 81.09 | 45.08 | 65.79 | 81.09 | 53.48 | 65.79 | 81.09 | 53.48 | 65.79 | 81.09 | 53.48 | 65.79 | 47.49 | 53.48 | 65.79 | 47.49 | 45.08 | 65.79 | 47.49 | 40.62 | 45.59 | 38.05 | 53.48 | 65.79 | 47.49 | 54.58 | 66.45 | 47.97 | 54.58 | 67.12 | 80.28 | 45.72 | 65.79 | 81.09 | 68.13 | 95.25 | 104.44 | 68.13 | 95.25 | 104.44 | 75.63 | 95.25 | 104.44 | 75.63 | 95.25 | 104.44 | 75.63 | 95.25 | 72.03 | 75.63 | 95.25 | 72.03 | 68.13 | 95.25 | 72.03 | 51.21 | 53.8 | 50.18 | 75.63 | 95.25 | 72.03 | 78.31 | 96.22 | 71.31 | 79.1 | 98.2 | 104.49 | 73.76 | 95.25 | 104.44
1004 | 44.71 | 65.31 | 77.11 | 44.71 | 65.41 | 77.11 | 53.11 | 65.41 | 77.11 | 53.11 | 65.41 | 77.11 | 53.11 | 65.41 | 46.17 | 53.11 | 65.41 | 46.17 | 44.71 | 65.41 | 46.17 | 40.25 | 45.22 | 37.68 | 53.11 | 65.41 | 46.17 | 54.03 | 66.45 | 47.12 | 54.54 | 67.12 | 76.34 | 45.72 | 65.31 | 77.11 | 67.76 | 93.11 | 103.4 | 67.76 | 93.11 | 103.4 | 75.26 | 93.11 | 103.4 | 75.26 | 93.11 | 103.4 | 75.26 | 93.11 | 52.4 | 75.26 | 93.11 | 52.4 | 67.76 | 93.11 | 52.4 | 50.84 | 53.43 | 49.81 | 75.26 | 93.11 | 52.4 | 78.31 | 94.05 | 52.93 | 78.31 | 95.99 | 104.44 | 73.76 | 93.11 | 103.4
1005 | 44.57 | 59.81 | 76.97 | 44.57 | 59.81 | 76.97 | 50.84 | 59.81 | 76.97 | 50.84 | 59.81 | 76.97 | 50.84 | 56.87 | 39.44 | 50.84 | 56.87 | 39.44 | 44.57 | 56.87 | 39.44 | 40.1 | 45.07 | 37.53 | 50.84 | 56.87 | 39.44 | 52.41 | 60.41 | 47.12 | 52.41 | 61.64 | 76.2 | 44.57 | 59.81 | 76.97 | 67.61 | 77.46 | 95.33 | 67.61 | 77.46 | 95.33 | 67.61 | 77.46 | 95.33 | 67.61 | 77.46 | 95.33 | 67.61 | 75.14 | 52.4 | 67.61 | 75.14 | 52.4 | 67.61 | 75.14 | 52.4 | 50.69 | 53.28 | 49.67 | 67.61 | 75.14 | 52.4 | 71.14 | 76.69 | 73.52 | 71.14 | 78.24 | 96.29 | 67.61 | 77.46 | 95.33
1006 | 44.4 | 59.22 | 74.64 | 44.4 | 59.22 | 74.64 | 44.4 | 59.22 | 74.64 | 44.4 | 59.22 | 74.64 | 44.4 | 47.47 | 39.44 | 44.4 | 47.47 | 39.44 | 44.4 | 47.47 | 39.44 | 39.94 | 44.9 | 37.37 | 44.4 | 47.47 | 39.44 | 47.64 | 59.82 | 47.12 | 47.64 | 61.04 | 73.9 | 44.4 | 59.22 | 74.64 | 61.17 | 77.94 | 95.16 | 61.17 | 77.94 | 95.16 | 61.17 | 77.94 | 95.16 | 61.17 | 77.94 | 95.16 | 61.17 | 77.94 | 50.75 | 61.17 | 77.94 | 50.75 | 61.17 | 77.94 | 50.75 | 50.53 | 53.11 | 49.5 | 61.17 | 77.94 | 50.75 | 66.26 | 78.73 | 73.52 | 66.26 | 80.33 | 94.21 | 61.17 | 77.94 | 95.16
1007 | 40.37 | 47.18 | 74.38 | 40.37 | 47.18 | 74.38 | 40.37 | 47.18 | 74.38 | 40.37 | 47.18 | 74.38 | 40.37 | 47.18 | 38.54 | 40.37 | 47.18 | 38.54 | 40.37 | 47.18 | 38.54 | 39.67 | 44.63 | 37.1 | 40.37 | 47.18 | 38.54 | 42.8 | 47.66 | 39.84 | 42.8 | 48.63 | 73.63 | 40.37 | 47.18 | 74.38 | 55.84 | 75.14 | 72.02 | 55.84 | 75.14 | 72.02 | 55.84 | 75.14 | 72.02 | 55.84 | 75.14 | 72.02 | 55.84 | 54.12 | 50.75 | 55.84 | 54.12 | 50.75 | 55.84 | 54.12 | 50.75 | 50.26 | 52.84 | 49.23 | 55.84 | 54.12 | 50.41 | 62.27 | 75.15 | 67.8 | 62.27 | 76.69 | 71.3 | 55.84 | 75.14 | 72.02
1008 | 39.67 | 47.18 | 57.22 | 39.67 | 47.18 | 57.22 | 39.67 | 47.18 | 57.22 | 39.67 | 47.18 | 57.22 | 40.38 | 47.18 | 37.1 | 40.38 | 47.18 | 37.1 | 39.67 | 47.18 | 37.1 | 39.67 | 44.64 | 37.1 | 40.38 | 47.18 | 37.1 | 40.39 | 47.66 | 37.48 | 40.07 | 48.63 | 56.65 | 39.67 | 47.18 | 57.22 | 50.26 | 53.82 | 63.5 | 50.26 | 53.82 | 63.5 | 50.26 | 53.82 | 63.5 | 50.26 | 53.82 | 63.5 | 55.84 | 52.95 | 49.33 | 55.84 | 52.95 | 49.33 | 50.26 | 52.95 | 49.33 | 50.26 | 52.85 | 49.24 | 55.84 | 52.95 | 49.33 | 57.57 | 53.49 | 58.56 | 57.95 | 54.58 | 62.87 | 50.26 | 53.82 | 63.5
1009 | 39.54 | 47.05 | 39.02 | 39.54 | 47.05 | 39.02 | 39.57 | 47.05 | 39.02 | 39.57 | 47.05 | 39.02 | 40.25 | 47.05 | 36.97 | 40.25 | 47.05 | 36.97 | 39.54 | 47.05 | 36.97 | 39.54 | 44.51 | 36.97 | 40.25 | 47.05 | 36.97 | 40.39 | 47.53 | 36.94 | 39.97 | 47.7 | 38.63 | 39.54 | 47.05 | 39.02 | 50.13 | 53.82 | 56.65 | 50.13 | 53.82 | 56.65 | 50.13 | 53.82 | 56.65 | 50.13 | 53.82 | 56.65 | 55.71 | 52.82 | 49.21 | 55.71 | 52.82 | 49.21 | 50.13 | 52.82 | 49.21 | 50.13 | 52.72 | 49.11 | 55.71 | 52.82 | 49.21 | 56.78 | 53.36 | 49.78 | 57.94 | 54.45 | 56.09 | 50.13 | 53.82 | 56.65
1010 | 39.48 | 46.99 | 39.02 | 39.48 | 46.99 | 39.02 | 39.57 | 46.99 | 39.02 | 39.57 | 46.99 | 39.02 | 40.19 | 46.99 | 36.91 | 40.19 | 46.99 | 36.91 | 39.48 | 46.99 | 36.91 | 39.48 | 44.45 | 36.91 | 40.19 | 46.99 | 36.91 | 40.39 | 47.46 | 36.94 | 39.97 | 47.47 | 38.63 | 39.48 | 46.99 | 39.02 | 50.07 | 53.82 | 56.65 | 50.07 | 53.82 | 56.65 | 50.07 | 53.82 | 56.65 | 50.07 | 53.82 | 56.65 | 55.65 | 52.76 | 49.04 | 55.65 | 52.76 | 49.04 | 50.07 | 52.76 | 49.04 | 50.07 | 52.66 | 49.04 | 55.65 | 52.76 | 49.04 | 56.64 | 53.28 | 49.78 | 57.79 | 54.36 | 56.09 | 50.07 | 53.82 | 64.79
1011 | 39.49 | 47 | 37.67 | 39.49 | 47 | 37.67 | 39.57 | 47 | 37.67 | 39.57 | 47 | 37.67 | 40.19 | 47 | 36.92 | 40.19 | 47 | 36.92 | 39.49 | 47 | 36.92 | 39.49 | 44.46 | 36.92 | 40.19 | 47 | 36.92 | 40.19 | 47.47 | 36.55 | 39.97 | 47.47 | 37.3 | 39.49 | 47 | 37.67 | 50.08 | 52.84 | 56.65 | 50.08 | 52.84 | 56.65 | 50.08 | 52.84 | 56.65 | 50.08 | 52.84 | 56.65 | 55.66 | 52.77 | 49.05 | 55.66 | 52.77 | 49.05 | 50.08 | 52.77 | 49.05 | 50.08 | 52.66 | 49.05 | 55.66 | 52.77 | 49.05 | 56.22 | 52.95 | 49.78 | 57.37 | 54.03 | 56.09 | 50.08 | 52.84 | 64.79
1012 | 39.71 | 47.22 | 37.14 | 39.71 | 47.22 | 37.14 | 39.71 | 47.22 | 37.14 | 39.71 | 47.22 | 37.14 | 40.42 | 47.22 | 37.14 | 40.42 | 47.22 | 37.14 | 39.71 | 47.22 | 37.14 | 39.71 | 44.68 | 37.14 | 40.42 | 47.22 | 37.14 | 40.01 | 47.7 | 36.39 | 40.11 | 47.7 | 36.77 | 39.71 | 47.22 | 37.14 | 50.3 | 52.99 | 51.3 | 50.3 | 52.99 | 51.3 | 50.3 | 52.99 | 51.3 | 50.3 | 52.99 | 51.3 | 55.88 | 52.99 | 49.28 | 55.88 | 52.99 | 49.28 | 50.3 | 52.99 | 49.28 | 50.3 | 52.89 | 49.28 | 55.88 | 52.99 | 49.28 | 55.32 | 52.95 | 49.78 | 56.45 | 54.03 | 51.81 | 50.3 | 52.99 | 64.79
1013 | 40.1 | 47.61 | 38.93 | 40.1 | 47.61 | 38.93 | 40.8 | 47.61 | 38.93 | 40.8 | 47.61 | 38.93 | 40.8 | 47.61 | 37.53 | 40.8 | 47.61 | 37.53 | 40.1 | 47.61 | 37.53 | 40.1 | 45.33 | 37.53 | 40.8 | 47.61 | 37.53 | 41.21 | 48.09 | 37.77 | 42.06 | 49.07 | 38.54 | 40.8 | 47.61 | 38.93 | 50.68 | 53.38 | 53.3 | 50.68 | 53.38 | 53.3 | 56.21 | 53.38 | 53.3 | 56.21 | 53.38 | 53.3 | 56.26 | 53.38 | 49.66 | 56.26 | 53.38 | 49.66 | 50.68 | 53.38 | 49.66 | 50.68 | 53.27 | 49.66 | 56.26 | 53.38 | 49.66 | 56.83 | 53.92 | 50.16 | 57.99 | 55.02 | 53.84 | 56.21 | 53.38 | 77.75
1014 | 40.67 | 62.91 | 68.35 | 40.67 | 62.91 | 68.35 | 44.97 | 62.91 | 76.63 | 44.97 | 62.91 | 76.63 | 44.97 | 48.22 | 39.53 | 44.97 | 48.22 | 39.53 | 40.67 | 48.22 | 39.53 | 40.67 | 48.22 | 39.53 | 44.97 | 48.22 | 39.53 | 45.43 | 64.18 | 74.92 | 46.36 | 64.2 | 76.44 | 44.97 | 62.91 | 76.63 | 51.26 | 86.94 | 98.3 | 51.26 | 86.94 | 98.3 | 63.86 | 86.94 | 98.3 | 63.86 | 86.94 | 98.3 | 61.25 | 85.21 | 51.31 | 61.25 | 85.21 | 51.31 | 51.26 | 85.21 | 51.31 | 51.26 | 85.21 | 51.31 | 61.25 | 85.21 | 51.31 | 66 | 86.07 | 97.32 | 67.35 | 87.82 | 99.29 | 63.86 | 86.94 | 98.3
1015 | 42.86 | 67.32 | 70.53 | 42.86 | 75.96 | 70.53 | 55.07 | 75.96 | 84.85 | 55.07 | 75.96 | 84.85 | 55.07 | 75.96 | 70.53 | 55.07 | 75.96 | 70.53 | 42.86 | 75.96 | 70.53 | 42.86 | 67.32 | 70.53 | 55.07 | 75.96 | 70.53 | 55.63 | 77.53 | 83.62 | 56.76 | 78.31 | 84 | 53.98 | 75.96 | 84.85 | 53.44 | 103.92 | 100.48 | 53.44 | 103.92 | 100.48 | 80.81 | 103.92 | 107.78 | 80.81 | 103.92 | 107.78 | 80.81 | 103.92 | 100.48 | 80.81 | 103.92 | 53.6 | 53.44 | 103.92 | 100.48 | 53.44 | 103.92 | 100.48 | 80.81 | 103.92 | 53.6 | 83.31 | 106.06 | 108.87 | 84.15 | 106.06 | 108.87 | 80.81 | 103.92 | 108.68
1016 | 44.33 | 68.79 | 41.76 | 44.33 | 77.49 | 72 | 56.03 | 77.5 | 85.34 | 56.03 | 77.5 | 85.34 | 55.7 | 77.5 | 72 | 55.7 | 77.5 | 72 | 44.33 | 77.49 | 72 | 44.33 | 68.79 | 41.76 | 55.7 | 77.49 | 72 | 56.6 | 79.1 | 83.62 | 57.41 | 80.7 | 84.49 | 56.03 | 77.49 | 85.34 | 54.91 | 98.8 | 101.95 | 54.91 | 100 | 101.95 | 83.28 | 103.92 | 107.78 | 83.28 | 103.92 | 107.78 | 83.28 | 103.92 | 101.95 | 83.28 | 103.92 | 55.07 | 54.91 | 100 | 101.95 | 54.91 | 98.8 | 101.95 | 83.28 | 100 | 55.07 | 85 | 106.06 | 108.87 | 85.86 | 107.13 | 108.87 | 83.28 | 103.92 | 108.68
1017 | 43.5 | 67.96 | 40.93 | 43.5 | 74.46 | 42.36 | 56.27 | 77.5 | 84.46 | 56.27 | 77.5 | 84.46 | 56.27 | 77.5 | 42.36 | 56.27 | 77.5 | 42.36 | 43.5 | 74.46 | 42.36 | 43.5 | 67.96 | 40.93 | 56.27 | 74.46 | 42.36 | 56.84 | 79.1 | 83.62 | 56.84 | 79.89 | 83.62 | 55.1 | 74.47 | 84.46 | 54.09 | 97.97 | 53.16 | 54.09 | 97.97 | 53.16 | 83.28 | 101.85 | 106.7 | 83.28 | 101.85 | 106.7 | 83.28 | 101.85 | 53.16 | 83.28 | 101.85 | 53.16 | 54.09 | 97.97 | 53.16 | 54.09 | 97.97 | 53.16 | 83.28 | 97.97 | 53.16 | 85 | 103.95 | 107.78 | 85.86 | 103.95 | 107.78 | 83.28 | 101.85 | 107.67
1018 | 42.99 | 65.31 | 40.42 | 42.99 | 73.95 | 40.42 | 55.64 | 73.95 | 77.11 | 55.64 | 73.95 | 77.11 | 55.13 | 73.95 | 40.42 | 55.13 | 73.95 | 40.42 | 42.99 | 73.95 | 40.42 | 42.99 | 65.31 | 40.42 | 55.13 | 73.95 | 40.42 | 56.21 | 75.48 | 76.34 | 56.21 | 74.7 | 77.11 | 54.54 | 73.95 | 77.11 | 53.58 | 92.59 | 52.56 | 53.58 | 92.59 | 52.56 | 81.63 | 92.59 | 95.07 | 81.63 | 92.59 | 95.07 | 81.63 | 92.59 | 52.56 | 81.63 | 92.59 | 52.56 | 53.58 | 92.59 | 52.56 | 53.58 | 92.59 | 52.56 | 81.63 | 92.59 | 52.56 | 82.45 | 93.53 | 96.03 | 83.31 | 93.53 | 96.03 | 81.63 | 92.59 | 107.67
1019 | 42.34 | 61.71 | 39.77 | 42.34 | 61.78 | 39.77 | 55 | 61.78 | 72.15 | 55 | 61.78 | 72.15 | 55 | 61.78 | 39.77 | 55 | 61.78 | 39.77 | 42.34 | 61.78 | 39.77 | 42.34 | 61.71 | 39.77 | 55 | 61.78 | 39.77 | 55.55 | 62.4 | 69.29 | 55.55 | 62.4 | 70.69 | 53.9 | 61.78 | 72.15 | 52.93 | 81.63 | 51.9 | 52.93 | 81.63 | 51.9 | 80 | 81.63 | 91.61 | 80 | 81.63 | 91.61 | 75.38 | 81.63 | 51.9 | 75.38 | 81.63 | 51.9 | 52.93 | 81.63 | 51.9 | 52.93 | 81.63 | 51.9 | 75.38 | 81.63 | 51.9 | 79.2 | 82.45 | 90.69 | 80.82 | 82.45 | 92.54 | 80 | 84.97 | 104.44
1020 | 41.72 | 49.24 | 39.15 | 41.72 | 49.24 | 39.16 | 54.17 | 49.24 | 70.69 | 54.17 | 49.24 | 70.69 | 53.09 | 49.24 | 39.16 | 53.09 | 49.24 | 39.16 | 41.72 | 49.24 | 39.16 | 41.72 | 49.24 | 39.15 | 53.09 | 49.24 | 39.16 | 53.62 | 49.74 | 69.29 | 54.71 | 49.74 | 69.99 | 53.9 | 49.24 | 70.69 | 52.31 | 77.94 | 51.3 | 52.31 | 77.94 | 51.3 | 75.2 | 77.94 | 66.13 | 75.2 | 77.94 | 66.13 | 61.84 | 76.38 | 51.29 | 61.84 | 76.38 | 51.29 | 52.31 | 76.38 | 51.29 | 52.31 | 76.38 | 51.29 | 61.84 | 76.38 | 51.29 | 74.44 | 77.15 | 65.46 | 75.96 | 78.73 | 66.8 | 75.2 | 77.94 | 90
1021 | 41.52 | 49.03 | 38.95 | 41.52 | 49.03 | 38.95 | 50.51 | 49.03 | 69.99 | 50.51 | 49.03 | 69.99 | 49.5 | 49.03 | 38.95 | 49.5 | 49.03 | 38.95 | 41.52 | 49.03 | 38.95 | 41.52 | 49.03 | 38.95 | 49.5 | 49.03 | 38.95 | 50 | 49.53 | 69.29 | 51.02 | 49.53 | 69.29 | 50.51 | 49.03 | 69.99 | 52.11 | 76.39 | 51.3 | 52.11 | 76.39 | 51.3 | 63.09 | 76.39 | 66.12 | 63.09 | 76.39 | 66.12 | 61.84 | 55.97 | 51.08 | 61.84 | 55.97 | 51.08 | 52.11 | 55.97 | 51.08 | 52.11 | 55.97 | 51.08 | 61.84 | 55.97 | 51.08 | 62.46 | 75.62 | 65.46 | 63.74 | 77.16 | 66.79 | 63.09 | 76.39 | 66.12
1022 | 41.29 | 48.71 | 38.72 | 41.29 | 48.81 | 38.72 | 54.52 | 48.81 | 69.99 | 54.52 | 48.81 | 69.99 | 52.21 | 48.81 | 38.72 | 52.21 | 48.81 | 38.72 | 41.29 | 48.81 | 38.72 | 41.29 | 48.71 | 38.72 | 52.21 | 48.81 | 38.72 | 55.07 | 49.31 | 69.29 | 55.07 | 49.31 | 69.29 | 53.44 | 48.81 | 69.99 | 51.88 | 55.75 | 51.3 | 51.88 | 76.4 | 51.3 | 75.01 | 76.4 | 66.13 | 75.01 | 76.4 | 66.13 | 69.87 | 55.75 | 50.86 | 69.87 | 55.75 | 50.86 | 51.88 | 55.75 | 50.86 | 51.88 | 55.75 | 50.86 | 69.87 | 55.75 | 50.86 | 74.26 | 75.62 | 65.46 | 75.78 | 77.17 | 66.8 | 75.01 | 76.4 | 66.13
1023 | 41.24 | 47.55 | 38.68 | 41.24 | 66.19 | 39.02 | 54.93 | 66.19 | 78.9 | 54.93 | 66.19 | 78.9 | 52.21 | 66.19 | 39.44 | 52.21 | 66.19 | 39.44 | 41.24 | 66.19 | 39.02 | 41.24 | 47.55 | 38.68 | 52.21 | 66.19 | 39.44 | 55.49 | 66.86 | 78.11 | 56.06 | 66.86 | 79.7 | 41.24 | 66.19 | 77.11 | 51.83 | 84.1 | 51.3 | 51.83 | 85.81 | 51.3 | 74.45 | 85.81 | 71.61 | 74.45 | 85.81 | 71.61 | 69.87 | 84.1 | 50.91 | 69.87 | 84.1 | 50.91 | 51.83 | 84.1 | 50.91 | 51.83 | 84.1 | 50.91 | 69.87 | 84.1 | 50.91 | 74.26 | 84.95 | 70.89 | 75.78 | 86.68 | 72.33 | 74.45 | 85.81 | 71.61
1024 | 41.63 | 46.6 | 39.06 | 41.63 | 65.31 | 39.06 | 54.52 | 70.91 | 81.91 | 54.52 | 70.91 | 81.91 | 54.52 | 70.91 | 80.3 | 54.52 | 70.91 | 80.3 | 41.63 | 65.31 | 39.06 | 41.63 | 46.6 | 39.06 | 54.52 | 70.91 | 80.3 | 55.64 | 72.37 | 81.96 | 55.64 | 72.37 | 81.96 | 52.9 | 65.31 | 77.11 | 52.22 | 54.81 | 51.3 | 52.22 | 92.3 | 51.3 | 76.73 | 96.63 | 104.44 | 76.73 | 96.64 | 104.44 | 76.73 | 92.3 | 103.25 | 76.73 | 92.3 | 103.25 | 52.22 | 92.3 | 51.61 | 52.22 | 54.81 | 51.3 | 76.73 | 92.3 | 103.25 | 79.9 | 95.67 | 104.49 | 79.9 | 97.62 | 105.5 | 75.2 | 96.63 | 104.44
1025 | 43.17 | 48.14 | 40.61 | 43.17 | 65.31 | 40.61 | 56.58 | 82.98 | 89.62 | 56.58 | 82.98 | 89.62 | 56.58 | 82.98 | 89.62 | 56.58 | 82.98 | 89.62 | 43.17 | 65.31 | 40.61 | 43.17 | 48.14 | 40.61 | 56.58 | 82.98 | 89.62 | 57.19 | 84.67 | 90.52 | 57.77 | 83.82 | 88.72 | 54.92 | 65.31 | 77.11 | 53.76 | 56.35 | 52.74 | 53.76 | 97.64 | 52.74 | 83.28 | 108.92 | 108.87 | 83.28 | 108.92 | 108.87 | 83.28 | 108.92 | 108.87 | 83.28 | 108.92 | 108.87 | 53.76 | 100 | 100 | 53.76 | 56.35 | 52.74 | 83.28 | 108.92 | 108.87 | 85 | 111.16 | 111.11 | 85.86 | 111.15 | 109.97 | 81.63 | 98.21 | 107.67
1026 | 43.55 | 48.52 | 40.98 | 43.55 | 65.31 | 40.98 | 60.17 | 102.88 | 107.16 | 60.17 | 102.88 | 107.16 | 60.17 | 102.88 | 107.16 | 60.17 | 102.88 | 107.16 | 43.55 | 65.31 | 40.98 | 43.55 | 48.52 | 40.98 | 60.17 | 102.88 | 107.16 | 62.01 | 106.06 | 108.25 | 61.39 | 105 | 106.09 | 45.72 | 65.31 | 70.53 | 54.14 | 56.73 | 53.11 | 54.14 | 98.02 | 53.11 | 97.6 | 121.83 | 108.87 | 97.6 | 121.83 | 108.87 | 97.6 | 121.83 | 108.87 | 97.6 | 121.83 | 108.87 | 54.14 | 98.02 | 53.11 | 54.14 | 56.73 | 53.11 | 97.6 | 121.83 | 108.87 | 102.84 | 126.87 | 113.37 | 101.81 | 124.33 | 109.97 | 90 | 98.21 | 104.58
1027 | 42.61 | 47.58 | 40.04 | 42.61 | 61.71 | 40.04 | 63.94 | 102.88 | 108.25 | 63.94 | 102.88 | 108.25 | 63.94 | 102.88 | 108.25 | 63.94 | 102.88 | 108.25 | 42.61 | 61.71 | 40.04 | 42.61 | 47.58 | 40.04 | 63.94 | 102.88 | 108.25 | 66.59 | 106.7 | 109.34 | 65.92 | 106.06 | 107.16 | 45.72 | 61.71 | 70.53 | 53.2 | 55.79 | 52.18 | 53.2 | 97.08 | 52.18 | 87.8 | 122.08 | 108.87 | 87.8 | 122.08 | 108.87 | 87.8 | 122.08 | 108.87 | 87.8 | 122.08 | 108.87 | 53.2 | 97.08 | 52.18 | 53.2 | 55.79 | 52.18 | 87.8 | 122.08 | 108.87 | 106.06 | 127.12 | 113.37 | 105 | 124.58 | 111.1 | 80 | 98.21 | 90
1028 | 41.15 | 46.12 | 38.58 | 41.15 | 46.12 | 38.58 | 59.55 | 101.85 | 106.08 | 59.55 | 101.85 | 106.08 | 59.55 | 101.85 | 106.08 | 59.55 | 101.85 | 106.08 | 41.15 | 46.12 | 38.58 | 41.15 | 46.12 | 38.58 | 59.55 | 101.85 | 106.08 | 62.01 | 106.7 | 109.34 | 61.39 | 106.06 | 107.15 | 45.72 | 46.12 | 38.58 | 51.74 | 54.33 | 51.3 | 51.74 | 85 | 51.3 | 85.89 | 120 | 108.87 | 85.89 | 120 | 108.87 | 85.89 | 122.08 | 109.97 | 85.89 | 122.08 | 109.97 | 51.74 | 85 | 51.61 | 51.74 | 54.33 | 51.3 | 85.89 | 122.08 | 109.97 | 102.84 | 127.12 | 113.37 | 102.84 | 124.59 | 111.11 | 73.76 | 85.01 | 77.75
1029 | 40.57 | 45.54 | 38.01 | 40.57 | 45.54 | 38.01 | 50.85 | 100.83 | 103.02 | 50.85 | 100.83 | 103.02 | 50.85 | 101.85 | 103.02 | 50.85 | 101.85 | 103.02 | 40.57 | 45.54 | 38.01 | 40.57 | 45.54 | 38.01 | 50.85 | 101.85 | 103.02 | 57.85 | 106.7 | 108.23 | 57.85 | 106.06 | 106.06 | 40.57 | 45.54 | 38.01 | 51.16 | 53.75 | 50.14 | 51.16 | 53.75 | 50.14 | 68.89 | 117.68 | 108.87 | 68.89 | 117.68 | 108.87 | 68.89 | 122.08 | 109.97 | 68.89 | 122.08 | 109.97 | 51.16 | 53.75 | 51.61 | 51.16 | 53.75 | 50.14 | 68.89 | 122.08 | 109.97 | 102.43 | 127.12 | 113.37 | 102.84 | 124.59 | 112.23 | 51.16 | 53.75 | 51.3
1030 | 40.23 | 45.19 | 37.66 | 40.23 | 45.19 | 37.66 | 46.74 | 97.79 | 102.88 | 46.74 | 97.79 | 102.88 | 46.74 | 101.85 | 102.88 | 46.74 | 101.85 | 102.88 | 40.23 | 45.2 | 37.66 | 40.23 | 45.19 | 37.66 | 46.74 | 101.85 | 102.88 | 56.77 | 106.06 | 108.23 | 56.77 | 108.22 | 106.06 | 40.23 | 45.19 | 37.66 | 50.82 | 53.41 | 49.79 | 50.82 | 53.41 | 49.79 | 62.91 | 117.34 | 108.87 | 62.91 | 117.34 | 108.87 | 62.91 | 122.08 | 109.97 | 62.91 | 122.08 | 109.97 | 50.82 | 53.41 | 51.61 | 50.82 | 53.41 | 49.79 | 62.91 | 122.08 | 109.97 | 85.21 | 127.12 | 113.37 | 86.73 | 124.59 | 113.37 | 50.82 | 53.41 | 51.3
1031 | 39.88 | 44.84 | 37.31 | 39.88 | 44.84 | 37.31 | 42.88 | 85.45 | 102.32 | 42.88 | 85.45 | 102.32 | 42.88 | 100.56 | 102.32 | 42.88 | 100.56 | 102.32 | 39.88 | 44.84 | 37.31 | 39.88 | 44.84 | 37.31 | 42.88 | 100.56 | 102.32 | 55.44 | 104.72 | 106.07 | 55.13 | 104.72 | 103.95 | 39.88 | 44.84 | 37.31 | 50.46 | 53.05 | 49.44 | 50.46 | 53.05 | 49.44 | 56.04 | 109.93 | 108.17 | 56.04 | 109.93 | 108.17 | 56.04 | 111.71 | 109.97 | 56.04 | 111.71 | 109.97 | 50.46 | 53.05 | 51.61 | 50.46 | 53.05 | 49.44 | 56.04 | 111.71 | 109.97 | 80.54 | 118.73 | 113.37 | 81.52 | 116.64 | 113.37 | 50.46 | 53.05 | 49.44
1032 | 38.59 | 44.85 | 37.31 | 39.88 | 44.85 | 37.31 | 39.88 | 59 | 101.85 | 39.88 | 59 | 101.85 | 40.59 | 77.5 | 101.85 | 40.59 | 77.5 | 101.85 | 39.88 | 44.85 | 37.31 | 39.88 | 44.85 | 37.31 | 40.59 | 77.5 | 101.85 | 45.89 | 80.71 | 106.07 | 44.98 | 80.71 | 103.95 | 38.59 | 44.85 | 37.31 | 50.47 | 53.06 | 49.45 | 50.47 | 53.06 | 49.45 | 50.47 | 77.18 | 101.69 | 50.47 | 77.18 | 101.69 | 56.05 | 106.06 | 108.87 | 56.05 | 106.06 | 108.87 | 50.47 | 53.06 | 49.45 | 50.47 | 53.06 | 49.45 | 56.05 | 106.06 | 108.87 | 76.1 | 112.72 | 113.37 | 75.34 | 112.72 | 113.37 | 50.47 | 53.06 | 49.45
1033 | 38.59 | 44.72 | 36.74 | 39.76 | 44.72 | 37.19 | 39.76 | 59 | 81.93 | 39.76 | 59 | 81.93 | 40.46 | 75.94 | 81.93 | 40.46 | 75.94 | 81.93 | 39.76 | 44.72 | 37.19 | 39.76 | 44.72 | 37.19 | 40.46 | 75.94 | 81.93 | 45.89 | 80.71 | 85.32 | 44.98 | 80.71 | 83.62 | 38.59 | 44.72 | 36.74 | 50.35 | 52.94 | 49.32 | 50.35 | 52.94 | 49.32 | 50.35 | 77.18 | 101.44 | 50.35 | 77.18 | 101.44 | 55.93 | 95.99 | 106.7 | 55.93 | 95.99 | 106.7 | 50.35 | 52.94 | 49.32 | 50.35 | 52.94 | 49.32 | 55.93 | 95.99 | 106.7 | 74.26 | 111.15 | 113.37 | 75.01 | 111.15 | 113.37 | 50.35 | 52.94 | 49.32
1034 | 38.39 | 44.67 | 29 | 39.7 | 44.67 | 37.13 | 39.7 | 57.25 | 81.11 | 39.7 | 57.25 | 81.11 | 40.41 | 71.35 | 81.11 | 40.41 | 71.35 | 81.11 | 39.7 | 44.67 | 37.13 | 39.7 | 44.67 | 37.13 | 40.41 | 71.35 | 81.11 | 44.98 | 80.71 | 85.32 | 44.98 | 80.71 | 83.62 | 38.39 | 44.67 | 29 | 50.29 | 52.88 | 49.26 | 50.29 | 52.88 | 49.26 | 50.29 | 82.03 | 106.7 | 50.29 | 82.03 | 106.7 | 55.87 | 89.28 | 106.7 | 55.87 | 89.28 | 106.7 | 50.29 | 52.88 | 49.26 | 50.29 | 52.88 | 49.26 | 55.87 | 89.28 | 103.5 | 74.26 | 111.16 | 111.11 | 75.01 | 109.34 | 113.37 | 50.29 | 52.88 | 49.26
1035 | 38.39 | 44.67 | 36.37 | 39.7 | 44.67 | 37.14 | 39.7 | 57.83 | 80.3 | 39.7 | 57.83 | 80.3 | 40.41 | 69 | 80.3 | 40.41 | 69 | 80.3 | 39.7 | 44.67 | 37.14 | 39.7 | 44.67 | 37.14 | 40.41 | 69 | 73.02 | 45.89 | 80.71 | 85.32 | 44.98 | 80.71 | 83.62 | 38.39 | 44.67 | 36.37 | 50.29 | 52.88 | 49.27 | 50.29 | 52.88 | 49.27 | 50.29 | 82.03 | 79.92 | 50.29 | 82.03 | 79.92 | 55.87 | 86.85 | 79.92 | 55.87 | 86.85 | 79.92 | 50.29 | 52.88 | 49.27 | 50.29 | 52.88 | 49.27 | 55.87 | 86.85 | 61.61 | 74.26 | 116.64 | 111.11 | 75.01 | 114.31 | 113.37 | 50.29 | 52.88 | 49.27
1036 | 39.86 | 44.83 | 37.29 | 39.86 | 44.83 | 37.29 | 40.57 | 55.1 | 80.3 | 40.57 | 55.1 | 80.3 | 40.57 | 55.1 | 80.3 | 40.57 | 55.1 | 80.3 | 39.86 | 44.83 | 37.29 | 39.86 | 44.83 | 37.29 | 40.57 | 55.1 | 38.72 | 45.31 | 80.71 | 85.32 | 44.98 | 80.71 | 83.62 | 39.86 | 44.83 | 37.29 | 50.45 | 53.04 | 49.43 | 50.45 | 53.04 | 49.43 | 50.45 | 75.86 | 79.92 | 50.45 | 75.86 | 79.92 | 56.03 | 75.86 | 79.92 | 56.03 | 75.86 | 79.92 | 50.45 | 53.04 | 49.43 | 50.45 | 53.04 | 49.43 | 56.03 | 75.86 | 49.43 | 74.59 | 116.64 | 111.11 | 76.1 | 114.31 | 111.11 | 50.45 | 53.04 | 49.43
1037 | 40.11 | 45.08 | 37.55 | 40.11 | 45.08 | 37.55 | 41.43 | 57.83 | 85.34 | 41.43 | 57.83 | 85.34 | 41.43 | 57.83 | 85.34 | 41.43 | 57.83 | 85.34 | 40.11 | 45.08 | 37.55 | 40.11 | 45.08 | 37.55 | 41.43 | 57.83 | 38.97 | 44.98 | 105.9 | 106.06 | 45.89 | 105.9 | 106.06 | 40.11 | 45.08 | 37.55 | 50.7 | 53.29 | 49.68 | 50.7 | 53.29 | 49.68 | 56.28 | 71.16 | 107.67 | 56.28 | 71.16 | 107.67 | 56.28 | 71.16 | 107.67 | 56.28 | 71.16 | 107.67 | 50.7 | 53.29 | 49.68 | 50.7 | 53.29 | 49.68 | 56.28 | 71.16 | 49.68 | 79.9 | 119.01 | 111.11 | 81.52 | 116.64 | 113.37 | 50.7 | 53.29 | 49.68
1038 | 40.8 | 45.77 | 38.23 | 40.8 | 45.77 | 38.23 | 54.01 | 83.61 | 101.85 | 54.01 | 83.61 | 101.85 | 54.01 | 83.61 | 101.85 | 54.01 | 83.61 | 101.85 | 40.8 | 45.77 | 38.23 | 40.8 | 45.77 | 38.23 | 54.01 | 58.56 | 39.66 | 57.27 | 106.06 | 106.06 | 58.43 | 108.23 | 106.06 | 40.8 | 45.77 | 38.23 | 51.39 | 53.98 | 50.37 | 51.39 | 53.98 | 50.37 | 63.9 | 110 | 113.17 | 63.9 | 110 | 113.17 | 63.9 | 110 | 113.17 | 63.9 | 110 | 113.17 | 51.39 | 53.98 | 50.37 | 51.39 | 53.98 | 50.37 | 63.9 | 71.16 | 50.37 | 103.95 | 127.12 | 119.04 | 106.06 | 124.59 | 119.04 | 51.39 | 53.98 | 51.3
1039 | 42.71 | 47.68 | 40.14 | 42.71 | 47.68 | 40.14 | 74.01 | 120 | 120 | 74.01 | 120 | 120 | 74.01 | 120 | 120 | 74.01 | 120 | 120 | 42.71 | 47.68 | 40.14 | 42.71 | 47.68 | 40.14 | 74.01 | 65.8 | 41.57 | 75.54 | 190.66 | 124.96 | 77.08 | 194.56 | 127.51 | 42.71 | 47.68 | 40.14 | 53.3 | 55.89 | 52.28 | 53.3 | 55.89 | 52.28 | 120 | 120 | 114.31 | 120 | 120 | 114.31 | 120 | 120 | 114.31 | 120 | 120 | 114.31 | 53.3 | 55.89 | 52.28 | 53.3 | 55.89 | 52.28 | 120 | 91 | 52.28 | 142.92 | 207.93 | 119.04 | 145.82 | 207.93 | 120 | 73.76 | 55.89 | 52.28
1040 | 43.11 | 48.07 | 40.54 | 43.11 | 48.07 | 40.54 | 73.27 | 100.67 | 120 | 73.27 | 100.67 | 120 | 73.27 | 100.67 | 120 | 73.27 | 100.67 | 120 | 43.11 | 48.07 | 40.54 | 43.11 | 48.07 | 40.54 | 73.27 | 77.53 | 41.96 | 75.54 | 186.87 | 122.47 | 77.07 | 190.68 | 124.96 | 43.11 | 48.07 | 40.54 | 53.69 | 56.28 | 52.67 | 53.69 | 56.61 | 52.67 | 120 | 120 | 113.4 | 120 | 120 | 113.4 | 120 | 120 | 113.17 | 120 | 120 | 113.17 | 53.69 | 56.28 | 52.67 | 53.69 | 56.28 | 52.67 | 120 | 94.89 | 52.67 | 155 | 203.79 | 116.67 | 158.15 | 203.79 | 119.04 | 73.76 | 56.61 | 52.67
1041 | 42.73 | 47.7 | 40.16 | 42.73 | 73.69 | 40.16 | 62.64 | 86.75 | 101.85 | 62.64 | 86.75 | 101.85 | 62.64 | 86.75 | 100.83 | 62.64 | 86.75 | 100.83 | 42.73 | 73.69 | 40.16 | 42.73 | 47.7 | 40.16 | 62.64 | 77.53 | 41.59 | 65.23 | 103.95 | 103.95 | 65.23 | 106.06 | 103.95 | 45.72 | 47.7 | 40.16 | 53.32 | 55.91 | 52.3 | 53.32 | 94.89 | 52.3 | 87.92 | 109.34 | 107.67 | 87.92 | 109.34 | 107.67 | 87.92 | 109.34 | 52.4 | 87.92 | 109.34 | 52.4 | 53.32 | 94.89 | 52.3 | 53.32 | 55.91 | 52.3 | 87.92 | 94.89 | 52.3 | 103.95 | 124.59 | 110 | 106.06 | 122.1 | 112.24 | 73.76 | 94.89 | 52.3
1042 | 42.37 | 47.34 | 39.8 | 42.37 | 61.71 | 39.8 | 60.13 | 72.11 | 81.11 | 60.13 | 72.11 | 81.11 | 60.13 | 72.11 | 78.24 | 60.13 | 72.11 | 78.24 | 42.37 | 61.71 | 39.8 | 42.37 | 47.34 | 39.8 | 60.13 | 71.48 | 41.23 | 62.62 | 79.9 | 82.78 | 62.62 | 79.9 | 81.93 | 45.72 | 47.34 | 39.8 | 52.96 | 55.55 | 51.93 | 52.96 | 85 | 77.55 | 85.21 | 88.51 | 81.63 | 85.21 | 88.51 | 81.63 | 85.21 | 88.51 | 51.93 | 85.21 | 88.51 | 51.93 | 52.96 | 85 | 51.93 | 52.96 | 55.55 | 51.93 | 85.21 | 88.51 | 51.93 | 103.95 | 95.67 | 102.4 | 103.95 | 97.62 | 104.49 | 73.76 | 85 | 77.55
1043 | 42.04 | 47.01 | 39.47 | 42.04 | 61.71 | 69.72 | 55.35 | 61.71 | 76.63 | 55.35 | 61.71 | 76.63 | 54.59 | 61.71 | 39.47 | 54.59 | 61.71 | 39.47 | 42.04 | 47.33 | 39.47 | 42.04 | 47.01 | 39.47 | 54.59 | 61.71 | 39.47 | 57.64 | 66.26 | 75.86 | 57.64 | 67.61 | 77.41 | 45.72 | 61.71 | 69.72 | 52.63 | 55.22 | 51.6 | 52.63 | 82.33 | 77.55 | 73.17 | 82.33 | 77.55 | 73.17 | 82.45 | 77.55 | 73.17 | 71.16 | 51.6 | 73.17 | 71.16 | 51.6 | 52.63 | 55.22 | 51.6 | 52.63 | 55.22 | 51.6 | 73.17 | 71.16 | 51.6 | 85 | 83.16 | 52.07 | 85 | 84.86 | 80.03 | 73.17 | 82.33 | 77.55
1044 | 41.91 | 46.88 | 39.35 | 41.91 | 56.84 | 39.35 | 48.37 | 56.84 | 74.87 | 48.37 | 57.25 | 74.87 | 48.37 | 56.84 | 39.35 | 48.37 | 56.84 | 39.35 | 41.91 | 56.84 | 39.35 | 41.91 | 46.88 | 39.35 | 48.37 | 56.84 | 39.35 | 56.13 | 57.41 | 39.74 | 56.13 | 58.59 | 75.62 | 41.91 | 46.88 | 39.35 | 52.5 | 55.09 | 51.48 | 52.5 | 55.2 | 64.79 | 63.05 | 55.2 | 64.79 | 63.05 | 81.63 | 64.79 | 63.05 | 55.2 | 51.48 | 63.05 | 55.2 | 51.48 | 52.5 | 55.2 | 51.48 | 52.5 | 55.09 | 51.48 | 63.05 | 55.2 | 51.48 | 85 | 55.75 | 50.96 | 85 | 82.45 | 80.03 | 61.18 | 55.2 | 64.79
1045 | 41.58 | 46.54 | 39.01 | 41.58 | 55.19 | 64.3 | 44.88 | 55.19 | 64.3 | 44.88 | 57.25 | 64.3 | 44.88 | 55.19 | 39.01 | 44.88 | 55.19 | 39.01 | 41.58 | 55.19 | 39.01 | 41.58 | 46.54 | 39.01 | 44.88 | 55.19 | 39.01 | 56.13 | 55.75 | 38.68 | 56.13 | 57.83 | 64.95 | 41.58 | 46.54 | 64.3 | 52.17 | 54.75 | 51.3 | 52.17 | 54.86 | 64.79 | 58.11 | 54.86 | 64.79 | 58.11 | 82.03 | 64.79 | 58.11 | 54.86 | 51.14 | 58.11 | 54.86 | 51.14 | 52.17 | 54.86 | 51.14 | 52.17 | 54.75 | 51.14 | 58.11 | 54.86 | 51.14 | 83.31 | 55.41 | 49.78 | 83.31 | 82.85 | 80.03 | 52.17 | 54.86 | 64.79
1046 | 41.23 | 46.2 | 38.66 | 41.23 | 52.45 | 39.02 | 44.13 | 52.45 | 64.45 | 44.13 | 57.25 | 64.45 | 44.13 | 52.45 | 38.66 | 44.13 | 52.45 | 38.66 | 41.23 | 52.45 | 38.66 | 41.23 | 46.2 | 38.66 | 44.13 | 52.45 | 38.66 | 55.01 | 55.75 | 38.68 | 56.13 | 75.63 | 65.1 | 41.23 | 46.2 | 38.66 | 51.82 | 54.52 | 51.3 | 51.82 | 54.52 | 51.3 | 57.4 | 54.52 | 51.3 | 57.4 | 82.03 | 51.3 | 57.4 | 54.52 | 50.8 | 57.4 | 54.52 | 50.8 | 51.82 | 54.52 | 50.8 | 51.82 | 54.41 | 50.8 | 57.4 | 54.52 | 50.8 | 83.3 | 54.95 | 49 | 85 | 87.63 | 85.05 | 51.82 | 54.52 | 51.3
1047 | 41.12 | 46.09 | 38.55 | 41.12 | 52.45 | 38.55 | 44.13 | 52.45 | 74.68 | 44.13 | 61.71 | 74.68 | 44.13 | 52.45 | 38.55 | 44.13 | 52.45 | 38.55 | 41.12 | 52.45 | 38.55 | 41.12 | 46.09 | 38.55 | 44.13 | 52.45 | 38.55 | 55.08 | 55.75 | 38.94 | 56.21 | 79.1 | 80.28 | 41.12 | 46.09 | 38.55 | 51.71 | 54.3 | 51.3 | 51.71 | 54.4 | 63.5 | 59.89 | 54.4 | 63.5 | 59.89 | 82.45 | 63.5 | 59.89 | 54.4 | 50.69 | 59.89 | 54.4 | 50.69 | 51.71 | 54.4 | 50.69 | 51.71 | 54.3 | 50.69 | 59.89 | 54.4 | 50.69 | 83.3 | 54.95 | 50.18 | 85 | 87.63 | 87.63 | 52.06 | 54.4 | 63.5
1048 | 41.43 | 46.4 | 38.86 | 41.43 | 58.56 | 40.29 | 49.81 | 58.56 | 80.3 | 49.81 | 75.33 | 80.3 | 49.81 | 58.56 | 40.29 | 49.81 | 58.56 | 40.29 | 41.43 | 58.56 | 40.29 | 41.43 | 46.4 | 38.86 | 49.81 | 58.56 | 40.29 | 57.99 | 59.15 | 40.7 | 59.17 | 106.06 | 103.95 | 45.72 | 58.56 | 40.29 | 52.02 | 54.61 | 51.3 | 52.02 | 71.16 | 84.85 | 73.76 | 71.16 | 84.85 | 73.76 | 102.88 | 84.85 | 71.23 | 71.16 | 51 | 71.23 | 71.16 | 51 | 52.02 | 71.16 | 51 | 52.02 | 54.61 | 51 | 71.23 | 71.16 | 51 | 103.95 | 71.88 | 50.49 | 106.06 | 120 | 111.11 | 73.76 | 71.16 | 84.85
1049 | 42.81 | 47.78 | 40.24 | 42.81 | 47.78 | 40.24 | 59.65 | 73.78 | 84.48 | 59.65 | 81.17 | 84.48 | 59.65 | 73.78 | 84.48 | 59.65 | 73.78 | 84.48 | 42.81 | 47.78 | 40.24 | 42.81 | 47.78 | 40.24 | 59.65 | 73.78 | 41.67 | 63.4 | 100.83 | 85.33 | 64.69 | 106.06 | 105 | 45.72 | 47.78 | 40.24 | 53.4 | 55.99 | 52.38 | 53.4 | 89.28 | 52.38 | 77.6 | 89.28 | 52.38 | 77.6 | 109.93 | 52.38 | 77.6 | 89.28 | 52.38 | 77.6 | 89.28 | 52.38 | 53.4 | 89.28 | 52.38 | 53.4 | 55.99 | 52.38 | 77.6 | 89.28 | 52.38 | 103.95 | 110 | 51.85 | 106.06 | 124.59 | 116.67 | 73.76 | 89.28 | 52.38
1050 | 42.36 | 47.33 | 39.8 | 42.36 | 47.33 | 39.8 | 63.5 | 78.8 | 88.08 | 63.5 | 81.63 | 88.08 | 63.5 | 78.8 | 86.33 | 63.5 | 78.8 | 86.33 | 42.36 | 47.33 | 39.8 | 42.36 | 47.33 | 39.8 | 63.5 | 78.8 | 41.22 | 67.49 | 100.83 | 87.2 | 68.87 | 106.06 | 105 | 42.36 | 47.33 | 39.8 | 52.95 | 55.54 | 51.93 | 52.95 | 55.54 | 51.93 | 84.54 | 89.28 | 51.93 | 84.54 | 109.93 | 51.93 | 84.54 | 89.28 | 51.93 | 84.54 | 89.28 | 51.93 | 52.95 | 55.54 | 51.93 | 52.95 | 55.54 | 51.93 | 84.54 | 89.28 | 51.93 | 152.64 | 110 | 51.41 | 155.74 | 124.59 | 116.67 | 73.76 | 55.54 | 51.93
1051 | 41.38 | 46.34 | 38.81 | 41.38 | 46.34 | 38.81 | 60.49 | 78.8 | 81.91 | 60.49 | 79.22 | 81.91 | 60.49 | 78.8 | 79.47 | 60.49 | 78.8 | 79.47 | 41.38 | 46.34 | 38.81 | 41.38 | 46.34 | 38.81 | 60.49 | 78.8 | 40.23 | 64.89 | 83.75 | 80.28 | 66.21 | 106.06 | 103.95 | 41.38 | 46.34 | 38.81 | 51.97 | 56.61 | 51.3 | 51.97 | 56.61 | 51.3 | 79.98 | 89.28 | 51.3 | 79.98 | 109.93 | 51.3 | 79.98 | 89.28 | 50.94 | 79.98 | 89.28 | 50.94 | 51.97 | 54.55 | 50.94 | 51.97 | 54.55 | 50.94 | 79.98 | 89.28 | 50.94 | 103.94 | 94.89 | 50.43 | 106.06 | 120.87 | 113.4 | 73.76 | 56.61 | 51.3
1052 | 40.93 | 61.71 | 38.36 | 40.93 | 61.71 | 38.36 | 56.03 | 73.46 | 38.63 | 56.03 | 79.22 | 38.63 | 56.03 | 73.46 | 38.63 | 56.03 | 73.46 | 38.63 | 40.93 | 45.9 | 38.36 | 40.93 | 45.9 | 38.36 | 56.03 | 73.46 | 38.63 | 62.76 | 74.2 | 38.24 | 64.04 | 105 | 80.28 | 45.72 | 61.71 | 38.36 | 51.52 | 89.28 | 51.3 | 51.52 | 89.28 | 51.3 | 73.76 | 89.28 | 51.3 | 73.76 | 103.54 | 51.3 | 73.76 | 89.28 | 50.5 | 73.76 | 89.28 | 50.5 | 51.52 | 54.11 | 50.5 | 51.52 | 54.11 | 50.5 | 73.76 | 89.28 | 50.5 | 88.67 | 90.18 | 49.78 | 103.95 | 111.15 | 106.7 | 73.76 | 89.28 | 51.3
1053 | 40.55 | 45.52 | 37.98 | 40.55 | 45.52 | 37.98 | 41.26 | 45.52 | 37.98 | 41.26 | 45.52 | 37.98 | 41.26 | 62.28 | 37.98 | 41.26 | 62.28 | 37.98 | 40.55 | 45.52 | 37.98 | 40.55 | 45.52 | 37.98 | 41.26 | 62.28 | 37.98 | 55.55 | 62.91 | 37.6 | 57.27 | 88.93 | 78.93 | 40.55 | 45.52 | 37.98 | 51.14 | 56.61 | 50.12 | 51.14 | 56.61 | 50.12 | 51.14 | 56.61 | 50.12 | 51.14 | 56.61 | 50.12 | 56.72 | 56.61 | 50.12 | 56.72 | 56.61 | 50.12 | 51.14 | 53.73 | 50.12 | 51.14 | 53.73 | 50.12 | 56.72 | 56.61 | 50.12 | 74.26 | 66.96 | 49.62 | 86.73 | 102.88 | 104.15 | 51.14 | 56.61 | 64.79
1054 | 40.25 | 45.21 | 37.68 | 40.25 | 45.21 | 37.68 | 40.25 | 45.21 | 37.68 | 40.25 | 45.21 | 37.68 | 40.95 | 47.77 | 37.68 | 40.95 | 47.77 | 37.68 | 40.25 | 45.21 | 37.68 | 40.25 | 45.21 | 37.68 | 40.95 | 47.77 | 37.68 | 53.44 | 62.91 | 37.3 | 55.09 | 79.9 | 78.3 | 40.25 | 45.21 | 37.68 | 50.84 | 53.42 | 49.81 | 50.84 | 53.42 | 49.81 | 50.84 | 53.42 | 49.81 | 50.84 | 53.42 | 49.81 | 56.42 | 54.7 | 49.81 | 56.42 | 54.7 | 49.81 | 50.84 | 53.42 | 49.81 | 50.84 | 53.42 | 49.81 | 56.42 | 54.7 | 49.81 | 74.26 | 55.25 | 49.11 | 84.56 | 102.88 | 73.76 | 50.84 | 53.42 | 51.3
1055 | 39.87 | 44.84 | 37.3 | 39.87 | 44.84 | 37.3 | 39.87 | 44.84 | 37.3 | 39.87 | 44.84 | 37.3 | 40.58 | 47.39 | 37.3 | 40.58 | 47.39 | 37.3 | 39.87 | 44.84 | 37.3 | 39.87 | 44.84 | 37.3 | 40.58 | 47.39 | 37.3 | 48.33 | 47.86 | 35.75 | 49.32 | 48.84 | 37.68 | 39.87 | 44.84 | 37.3 | 50.46 | 53.05 | 49.43 | 50.46 | 53.05 | 49.43 | 50.46 | 53.05 | 49.43 | 50.46 | 53.05 | 49.43 | 56.04 | 53.15 | 49.43 | 56.04 | 53.15 | 49.43 | 50.46 | 53.05 | 49.43 | 50.46 | 53.05 | 49.43 | 56.04 | 53.15 | 49.43 | 63.9 | 53.69 | 48.78 | 69.96 | 73.88 | 49.93 | 50.46 | 53.05 | 49.43
1056 | 39.87 | 44.84 | 37.3 | 39.87 | 44.84 | 37.3 | 39.87 | 44.84 | 37.3 | 39.87 | 44.84 | 37.3 | 40.58 | 47.39 | 37.3 | 40.58 | 47.39 | 37.3 | 39.87 | 44.84 | 37.3 | 39.87 | 44.84 | 37.3 | 40.58 | 47.39 | 37.3 | 40.99 | 47.65 | 35.75 | 41.83 | 48.63 | 37.68 | 39.87 | 44.84 | 37.3 | 50.46 | 53.05 | 49.44 | 50.46 | 53.05 | 49.44 | 50.46 | 53.05 | 49.44 | 50.46 | 53.05 | 49.44 | 56.04 | 53.16 | 49.44 | 56.04 | 53.16 | 49.44 | 50.46 | 53.05 | 49.44 | 50.46 | 53.05 | 49.44 | 56.04 | 53.16 | 49.44 | 56.61 | 53.59 | 46.21 | 57.76 | 54.68 | 49.94 | 50.46 | 53.05 | 49.44
1057 | 38.2 | 44.74 | 37.21 | 38.98 | 44.74 | 37.21 | 38.98 | 44.74 | 37.21 | 38.98 | 44.74 | 37.21 | 40.48 | 47.29 | 37.21 | 40.48 | 47.29 | 37.21 | 39.77 | 44.74 | 37.21 | 39.77 | 44.74 | 37.21 | 40.48 | 47.29 | 37.21 | 40.89 | 47.56 | 35.75 | 41.73 | 47.56 | 37.58 | 38.2 | 44.74 | 37.21 | 49.96 | 52.95 | 49.34 | 49.96 | 52.95 | 49.34 | 49.96 | 52.95 | 49.34 | 49.96 | 52.95 | 49.34 | 55.94 | 53.06 | 49.34 | 55.94 | 53.06 | 49.34 | 50.36 | 52.95 | 49.34 | 50.36 | 52.95 | 49.34 | 55.94 | 53.06 | 49.34 | 56.51 | 52.95 | 46.21 | 57.66 | 54.03 | 48.85 | 49.96 | 52.95 | 49.34
1058 | 38.2 | 44.68 | 33.06 | 38.98 | 44.68 | 37.15 | 38.98 | 44.68 | 37.15 | 38.98 | 44.68 | 37.15 | 40.42 | 47.23 | 37.15 | 40.42 | 47.23 | 37.15 | 39.72 | 44.68 | 37.15 | 39.72 | 44.68 | 37.15 | 40.42 | 47.23 | 37.15 | 42.38 | 47.56 | 35.75 | 43.24 | 46.62 | 37.52 | 38.2 | 44.68 | 33.06 | 49.03 | 52.89 | 49.28 | 49.03 | 52.89 | 49.28 | 49.03 | 52.89 | 49.28 | 49.03 | 52.89 | 49.28 | 55.89 | 53 | 49.28 | 55.89 | 53 | 49.28 | 50.31 | 52.89 | 49.28 | 50.31 | 52.89 | 49.28 | 55.89 | 53 | 49.28 | 60.13 | 52.95 | 46.21 | 61.35 | 54.03 | 48.79 | 49.03 | 52.89 | 49.28
1059 | 38.59 | 44.7 | 33.06 | 39.37 | 44.7 | 36.11 | 39.37 | 44.7 | 36.11 | 39.37 | 44.7 | 36.11 | 40.44 | 47.24 | 37.16 | 40.44 | 47.24 | 37.16 | 39.73 | 44.7 | 37.16 | 39.73 | 44.7 | 37.16 | 40.44 | 47.24 | 37.16 | 40.26 | 47.56 | 35.75 | 41.08 | 46.61 | 36.48 | 38.59 | 44.7 | 33.06 | 49.96 | 52.91 | 49.3 | 49.96 | 52.91 | 49.3 | 49.96 | 52.91 | 49.3 | 49.96 | 52.91 | 49.3 | 55.9 | 53.01 | 49.3 | 55.9 | 53.01 | 49.3 | 50.32 | 52.91 | 49.3 | 50.32 | 52.91 | 49.3 | 55.9 | 53.01 | 49.3 | 56.46 | 52.95 | 46.21 | 57.62 | 53.44 | 48.8 | 49.96 | 52.91 | 49.3
1060 | 39.86 | 44.82 | 37.29 | 39.86 | 44.82 | 37.29 | 39.86 | 44.82 | 37.29 | 39.86 | 44.82 | 37.29 | 40.56 | 47.37 | 37.29 | 40.56 | 47.37 | 37.29 | 39.86 | 44.82 | 37.29 | 39.86 | 44.82 | 37.29 | 40.56 | 47.37 | 37.29 | 40.26 | 47.56 | 35.75 | 41.08 | 46.61 | 37.67 | 39.86 | 44.82 | 37.29 | 50.45 | 53.04 | 49.42 | 50.45 | 53.04 | 49.42 | 50.45 | 53.04 | 49.42 | 50.45 | 53.04 | 49.42 | 56.03 | 53.14 | 49.42 | 56.03 | 53.14 | 49.42 | 50.45 | 53.04 | 49.42 | 50.45 | 53.04 | 49.42 | 56.03 | 53.14 | 49.42 | 56.59 | 52.95 | 46.21 | 57.75 | 53.57 | 48.93 | 50.45 | 53.04 | 49.42
1061 | 40.09 | 45.06 | 37.52 | 40.09 | 45.06 | 37.52 | 40.09 | 45.06 | 37.52 | 40.09 | 45.06 | 37.52 | 40.8 | 47.61 | 37.52 | 40.8 | 47.61 | 37.52 | 40.09 | 45.06 | 37.52 | 40.09 | 45.06 | 37.52 | 40.8 | 47.61 | 37.52 | 40.8 | 47.56 | 35.75 | 41.63 | 46.61 | 37.15 | 40.09 | 45.06 | 37.52 | 50.68 | 53.27 | 49.66 | 50.68 | 53.27 | 49.66 | 50.68 | 53.27 | 49.66 | 50.68 | 53.27 | 49.66 | 56.26 | 53.38 | 49.66 | 56.26 | 53.38 | 49.66 | 50.68 | 53.27 | 49.66 | 50.68 | 53.27 | 49.66 | 56.26 | 53.38 | 49.66 | 56.83 | 53.81 | 46.21 | 57.99 | 53.81 | 49.16 | 50.68 | 53.27 | 49.66
1062 | 40.93 | 45.9 | 38.36 | 40.93 | 45.9 | 38.36 | 40.93 | 45.9 | 38.36 | 40.93 | 45.9 | 38.36 | 41.64 | 48.44 | 38.36 | 41.64 | 48.44 | 38.36 | 40.93 | 45.9 | 38.36 | 40.93 | 45.9 | 38.36 | 41.64 | 48.44 | 38.36 | 44.88 | 48.93 | 35.75 | 45.8 | 47.96 | 38.75 | 40.93 | 45.9 | 38.36 | 51.52 | 54.11 | 50.5 | 51.52 | 54.11 | 50.5 | 51.52 | 54.11 | 50.5 | 51.52 | 54.11 | 50.5 | 57.1 | 54.21 | 50.5 | 57.1 | 54.21 | 50.5 | 51.52 | 54.11 | 50.5 | 51.52 | 54.11 | 50.5 | 57.1 | 54.21 | 50.5 | 63.9 | 54.76 | 48.78 | 65.21 | 54.65 | 49.99 | 51.52 | 54.11 | 50.5
1063 | 43.33 | 48.3 | 40.76 | 43.33 | 48.3 | 40.76 | 44.04 | 61.71 | 40.76 | 44.04 | 61.71 | 40.76 | 44.04 | 61.71 | 40.76 | 44.04 | 61.71 | 40.76 | 43.33 | 48.3 | 40.76 | 43.33 | 48.3 | 40.76 | 44.04 | 61.71 | 40.76 | 53.82 | 62.91 | 38.24 | 54.92 | 64.19 | 41.17 | 43.33 | 48.3 | 40.76 | 53.92 | 56.51 | 52.89 | 53.92 | 56.51 | 52.89 | 59.5 | 56.51 | 52.89 | 59.5 | 56.51 | 52.89 | 59.5 | 57.78 | 52.89 | 59.5 | 57.78 | 52.89 | 53.92 | 56.51 | 52.89 | 53.92 | 56.51 | 52.89 | 59.5 | 57.78 | 52.89 | 74.26 | 58.37 | 49.11 | 85 | 59.56 | 53.43 | 59.5 | 56.51 | 52.89
1064 | 44.51 | 49.48 | 41.94 | 44.51 | 49.48 | 41.94 | 52.58 | 62.28 | 41.94 | 52.58 | 62.28 | 41.94 | 52.58 | 62.28 | 41.94 | 52.58 | 62.28 | 41.94 | 44.51 | 49.48 | 41.94 | 44.51 | 49.48 | 41.94 | 52.58 | 62.28 | 41.94 | 55.88 | 62.91 | 39.44 | 57.02 | 64.19 | 42.37 | 44.51 | 49.48 | 41.94 | 55.1 | 57.69 | 54.08 | 55.1 | 57.69 | 54.08 | 60.68 | 57.69 | 54.08 | 60.68 | 57.69 | 54.08 | 60.68 | 58.97 | 54.08 | 60.68 | 58.97 | 54.08 | 55.1 | 57.69 | 54.08 | 55.1 | 57.69 | 54.08 | 60.68 | 58.97 | 54.08 | 74.26 | 59.56 | 49.11 | 86.7 | 60.78 | 53.54 | 60.68 | 57.69 | 54.08
1065 | 43.58 | 48.55 | 41.02 | 43.58 | 48.55 | 41.02 | 54.9 | 51.1 | 41.02 | 54.9 | 51.1 | 41.02 | 54.9 | 51.11 | 41.02 | 54.9 | 51.11 | 41.02 | 43.58 | 48.55 | 41.02 | 43.58 | 48.55 | 41.02 | 54.9 | 51.11 | 41.02 | 55.46 | 51.62 | 39.44 | 56.59 | 51.62 | 40.61 | 43.58 | 48.55 | 41.02 | 54.17 | 56.76 | 53.15 | 54.17 | 56.76 | 53.15 | 59.75 | 56.76 | 53.15 | 59.75 | 56.76 | 53.15 | 59.75 | 56.87 | 53.15 | 59.75 | 56.87 | 53.15 | 54.17 | 56.76 | 53.15 | 54.17 | 56.76 | 53.15 | 59.75 | 56.87 | 53.15 | 82.44 | 57.33 | 46.21 | 84.13 | 57.33 | 52.62 | 54.17 | 56.76 | 53.15
1066 | 43.06 | 48.03 | 40.49 | 43.06 | 48.03 | 40.49 | 51.32 | 48.03 | 40.49 | 51.32 | 48.03 | 40.49 | 51.32 | 50.57 | 40.49 | 51.32 | 50.57 | 40.49 | 43.06 | 48.03 | 40.49 | 43.06 | 48.03 | 40.49 | 51.32 | 50.57 | 40.49 | 52.9 | 50.07 | 38.1 | 51.84 | 48.51 | 38.88 | 43.06 | 48.03 | 40.49 | 53.65 | 56.24 | 52.63 | 53.65 | 56.24 | 52.63 | 59.23 | 56.24 | 52.63 | 59.23 | 56.24 | 52.63 | 59.23 | 56.34 | 52.63 | 59.23 | 56.34 | 52.63 | 53.65 | 56.24 | 52.63 | 53.65 | 56.24 | 52.63 | 59.23 | 56.34 | 52.63 | 75.18 | 55.78 | 45.26 | 76.71 | 56.81 | 45.26 | 53.65 | 56.24 | 52.63
1067 | 42.57 | 47.53 | 40 | 42.57 | 47.53 | 40 | 43.27 | 47.53 | 40 | 43.27 | 47.53 | 40 | 43.27 | 50.08 | 40 | 43.27 | 50.08 | 40 | 42.57 | 47.53 | 40 | 42.57 | 47.53 | 40 | 43.27 | 50.08 | 40 | 43.71 | 49 | 37.11 | 43.71 | 48.01 | 37.86 | 42.57 | 47.53 | 40 | 53.15 | 55.74 | 51.86 | 53.15 | 55.74 | 51.86 | 58.73 | 55.74 | 51.86 | 58.73 | 55.74 | 51.86 | 58.73 | 55.85 | 52.13 | 58.73 | 55.85 | 51.86 | 53.15 | 55.74 | 52.13 | 53.15 | 55.74 | 52.13 | 58.73 | 55.85 | 52.13 | 70.42 | 55.29 | 45.26 | 69.01 | 56.31 | 45.26 | 53.15 | 55.74 | 51.86
1068 | 42.09 | 47.06 | 39.52 | 42.09 | 47.06 | 39.52 | 42.8 | 47.06 | 39.52 | 42.8 | 47.06 | 39.52 | 42.8 | 49.61 | 39.52 | 42.8 | 49.61 | 39.52 | 42.09 | 47.06 | 39.52 | 42.09 | 47.06 | 39.52 | 42.8 | 49.61 | 39.52 | 43.23 | 48.95 | 37.11 | 43.23 | 47.54 | 37.86 | 42.09 | 47.06 | 39.52 | 52.68 | 55.27 | 51.66 | 52.68 | 55.27 | 51.66 | 53.75 | 55.27 | 51.66 | 53.75 | 55.27 | 51.66 | 58.26 | 55.38 | 51.66 | 58.26 | 55.38 | 51.66 | 52.68 | 55.27 | 51.66 | 52.68 | 55.27 | 51.66 | 58.26 | 55.38 | 51.66 | 70.01 | 54.82 | 45.26 | 71.44 | 55.83 | 46.18 | 52.68 | 55.27 | 51.66
1069 | 41.99 | 46.95 | 39.42 | 41.99 | 46.95 | 39.42 | 42.69 | 46.95 | 39.42 | 42.69 | 46.95 | 39.42 | 42.69 | 49.5 | 39.42 | 42.69 | 49.5 | 39.42 | 41.99 | 46.95 | 39.42 | 41.99 | 46.95 | 39.42 | 42.69 | 49.5 | 39.42 | 46.73 | 49 | 37.11 | 45.8 | 47.43 | 39.02 | 41.99 | 46.95 | 39.42 | 52.57 | 55.16 | 51.55 | 52.57 | 55.16 | 51.55 | 58.15 | 55.16 | 51.55 | 58.15 | 55.16 | 51.55 | 58.15 | 55.27 | 51.55 | 58.15 | 55.27 | 51.55 | 52.57 | 55.16 | 51.55 | 52.57 | 55.16 | 51.55 | 58.15 | 55.27 | 51.55 | 70.42 | 54.72 | 45.26 | 71.86 | 55.72 | 46.18 | 52.57 | 55.16 | 51.55
1070 | 41.93 | 46.9 | 39.36 | 41.93 | 46.9 | 39.36 | 42.64 | 46.92 | 39.36 | 42.64 | 46.92 | 39.36 | 42.64 | 49.44 | 39.36 | 42.64 | 49.44 | 39.36 | 41.93 | 46.9 | 39.36 | 41.93 | 46.9 | 39.36 | 42.64 | 49.44 | 39.36 | 49.82 | 48.95 | 37.11 | 48.83 | 47.39 | 38.97 | 41.93 | 46.9 | 39.36 | 52.52 | 55.11 | 51.49 | 52.52 | 55.11 | 51.49 | 58.1 | 55.11 | 51.49 | 58.1 | 55.11 | 51.49 | 58.1 | 55.21 | 51.49 | 58.1 | 55.21 | 51.49 | 52.52 | 55.11 | 51.49 | 52.52 | 55.11 | 51.49 | 58.1 | 55.21 | 51.49 | 70.42 | 54.66 | 45.26 | 71.86 | 55.66 | 46.18 | 52.52 | 55.11 | 51.49
1071 | 41.99 | 46.96 | 39.42 | 41.99 | 46.96 | 39.42 | 42.7 | 48.51 | 40.85 | 42.7 | 48.51 | 40.85 | 42.7 | 49.51 | 40.85 | 42.7 | 49.51 | 40.85 | 41.99 | 46.96 | 39.42 | 41.99 | 46.96 | 39.42 | 42.7 | 49.51 | 40.85 | 50.84 | 50 | 40.44 | 49.82 | 49 | 40.44 | 41.99 | 46.96 | 39.42 | 52.58 | 55.17 | 51.56 | 52.58 | 55.17 | 51.56 | 58.16 | 55.17 | 51.56 | 58.16 | 55.17 | 51.56 | 58.16 | 55.27 | 51.56 | 58.16 | 55.27 | 51.56 | 52.58 | 55.17 | 51.56 | 52.58 | 55.17 | 51.56 | 58.16 | 55.27 | 51.56 | 75.78 | 55.73 | 49.31 | 77.33 | 55.73 | 50.31 | 52.58 | 55.17 | 51.56
1072 | 42.55 | 47.51 | 39.98 | 42.55 | 47.51 | 39.98 | 43.41 | 65.24 | 79.47 | 43.41 | 65.24 | 79.47 | 43.41 | 65.24 | 79.47 | 43.41 | 65.24 | 79.47 | 42.55 | 47.51 | 39.98 | 42.55 | 47.51 | 39.98 | 43.41 | 65.24 | 79.47 | 56.58 | 65.9 | 78.68 | 56.58 | 65.9 | 80.28 | 42.55 | 47.51 | 39.98 | 53.13 | 55.72 | 52.11 | 53.13 | 55.72 | 52.11 | 58.71 | 57 | 52.11 | 58.71 | 57 | 52.11 | 58.71 | 57 | 52.11 | 58.71 | 57 | 52.11 | 53.13 | 55.72 | 52.11 | 53.13 | 55.72 | 52.11 | 58.71 | 57 | 52.11 | 83.28 | 57.58 | 51.59 | 84.98 | 57.58 | 51.59 | 53.13 | 55.72 | 52.11
1073 | 44.2 | 49.16 | 41.63 | 44.2 | 49.16 | 41.63 | 56.04 | 79.39 | 95.4 | 56.04 | 79.39 | 95.4 | 56.04 | 79.39 | 95.4 | 56.04 | 79.39 | 95.4 | 44.2 | 49.16 | 41.63 | 44.2 | 49.16 | 41.63 | 56.04 | 79.39 | 95.4 | 62.74 | 103.95 | 94.44 | 63.4 | 103.95 | 96.36 | 44.2 | 49.16 | 41.63 | 54.78 | 57.37 | 53.76 | 54.78 | 57.37 | 53.76 | 68.44 | 81.94 | 53.86 | 68.44 | 81.94 | 53.86 | 68.44 | 89.52 | 53.86 | 68.44 | 89.52 | 53.86 | 54.78 | 57.37 | 53.76 | 54.78 | 57.37 | 53.76 | 68.44 | 89.52 | 53.86 | 101.54 | 93.75 | 53.32 | 103.61 | 95.67 | 54.4 | 68.44 | 57.37 | 53.76
1074 | 45.06 | 50.02 | 42.49 | 45.06 | 50.02 | 42.49 | 58.18 | 79.37 | 93.5 | 58.18 | 79.37 | 93.5 | 58.18 | 79.37 | 93.5 | 58.18 | 79.37 | 93.5 | 45.06 | 50.02 | 42.49 | 45.06 | 50.02 | 42.49 | 58.18 | 79.37 | 93.5 | 65.44 | 103.95 | 94.44 | 65.44 | 103.95 | 94.44 | 45.06 | 50.02 | 42.49 | 55.65 | 58.23 | 54.62 | 55.65 | 58.23 | 54.62 | 61.23 | 58.23 | 54.62 | 61.23 | 58.23 | 54.62 | 61.23 | 90.38 | 54.62 | 61.23 | 90.38 | 54.62 | 55.65 | 58.23 | 54.62 | 55.65 | 58.23 | 54.62 | 61.23 | 90.38 | 54.62 | 118.76 | 103.42 | 54.08 | 120 | 105.53 | 55.17 | 61.23 | 58.23 | 54.62
1075 | 43.54 | 48.51 | 40.97 | 43.54 | 48.51 | 40.97 | 51.52 | 60.74 | 79.47 | 51.52 | 60.74 | 79.47 | 51.52 | 60.74 | 79.47 | 51.52 | 60.74 | 79.47 | 43.54 | 48.51 | 40.97 | 43.54 | 48.51 | 40.97 | 51.52 | 60.74 | 79.47 | 77.07 | 103.95 | 80.28 | 77.07 | 103.95 | 80.28 | 43.54 | 48.51 | 40.97 | 54.13 | 56.72 | 53.11 | 54.13 | 56.72 | 53.11 | 59.71 | 56.72 | 53.11 | 59.71 | 56.72 | 53.11 | 59.71 | 58 | 53.11 | 59.71 | 58 | 53.11 | 54.13 | 56.72 | 53.11 | 54.13 | 56.72 | 53.11 | 59.71 | 58 | 53.11 | 121.78 | 87.91 | 52.57 | 123.05 | 89.7 | 53.64 | 59.71 | 56.72 | 53.11
1076 | 42.49 | 47.46 | 39.92 | 42.49 | 47.46 | 39.92 | 43.2 | 50.01 | 79.47 | 43.2 | 50.01 | 79.47 | 43.2 | 50.01 | 79.47 | 43.2 | 50.01 | 79.47 | 42.49 | 47.46 | 39.92 | 42.49 | 47.46 | 39.92 | 43.2 | 50.01 | 79.47 | 63.4 | 103.95 | 80.28 | 63.4 | 103.95 | 80.28 | 42.49 | 47.46 | 39.92 | 53.08 | 55.67 | 52.06 | 53.08 | 55.67 | 52.06 | 53.08 | 55.67 | 52.06 | 53.08 | 55.67 | 52.06 | 58.66 | 56.95 | 52.06 | 58.66 | 56.95 | 52.06 | 53.08 | 55.67 | 52.06 | 53.08 | 55.67 | 52.06 | 58.66 | 56.95 | 52.06 | 102.88 | 95.67 | 52.58 | 103.95 | 97.62 | 52.58 | 53.08 | 55.67 | 52.06
1077 | 41.04 | 46.01 | 38.47 | 41.04 | 46.01 | 38.47 | 41.04 | 46.01 | 79.47 | 41.04 | 46.01 | 79.47 | 41.75 | 48.56 | 79.47 | 41.75 | 48.56 | 79.47 | 41.04 | 46.01 | 38.47 | 41.04 | 46.01 | 38.47 | 41.75 | 48.56 | 79.47 | 62.83 | 103.95 | 80.28 | 62.83 | 103.95 | 80.28 | 41.04 | 46.01 | 38.47 | 51.63 | 54.22 | 50.6 | 51.63 | 54.22 | 50.6 | 51.63 | 54.22 | 50.6 | 51.63 | 54.22 | 50.6 | 57.21 | 55.49 | 50.7 | 57.21 | 55.49 | 50.7 | 51.63 | 54.22 | 50.6 | 51.63 | 54.22 | 50.6 | 57.21 | 55.49 | 50.7 | 101.54 | 111.15 | 51.22 | 103.61 | 113.42 | 51.12 | 51.63 | 54.22 | 50.6
1078 | 40.38 | 45.35 | 37.81 | 40.38 | 45.35 | 37.81 | 40.38 | 45.35 | 39.85 | 40.38 | 45.35 | 39.85 | 41.09 | 47.9 | 39.85 | 41.09 | 47.9 | 39.85 | 40.38 | 45.35 | 37.81 | 40.38 | 45.35 | 37.81 | 41.09 | 47.9 | 39.85 | 56.96 | 103.95 | 104.6 | 56.96 | 103.95 | 101.25 | 40.38 | 45.35 | 37.81 | 50.97 | 53.56 | 49.95 | 50.97 | 53.56 | 49.95 | 50.97 | 53.56 | 49.95 | 50.97 | 53.56 | 49.95 | 56.55 | 54.38 | 50.05 | 56.55 | 54.38 | 50.05 | 50.97 | 53.56 | 49.95 | 50.97 | 53.56 | 49.95 | 56.55 | 54.38 | 50.05 | 101.19 | 126.81 | 99 | 101.19 | 128.41 | 101.02 | 50.97 | 53.56 | 49.95
1079 | 39.93 | 44.89 | 37.36 | 39.93 | 44.89 | 37.36 | 39.93 | 44.89 | 38.78 | 39.93 | 44.89 | 38.78 | 40.63 | 47.44 | 38.78 | 40.63 | 47.44 | 38.78 | 39.93 | 44.89 | 37.36 | 39.93 | 44.89 | 37.36 | 40.63 | 47.44 | 38.78 | 56.21 | 103.15 | 107.84 | 55.64 | 103.15 | 105.68 | 39.93 | 44.89 | 37.36 | 50.52 | 53.1 | 49.49 | 50.52 | 53.1 | 49.49 | 50.52 | 53.1 | 49.49 | 50.52 | 53.1 | 49.49 | 56.1 | 53.21 | 49.49 | 56.1 | 53.21 | 49.49 | 50.52 | 53.1 | 49.49 | 50.52 | 53.1 | 49.49 | 56.1 | 53.21 | 49.49 | 79.9 | 119.87 | 110 | 79.9 | 119.87 | 107.8 | 50.52 | 53.1 | 49.49
1080 | 39.94 | 43.12 | 31.43 | 39.94 | 44.91 | 37.38 | 39.94 | 44.91 | 38.8 | 39.94 | 44.91 | 38.8 | 40.65 | 47.46 | 38.8 | 40.65 | 47.46 | 38.8 | 39.94 | 44.91 | 37.38 | 39.94 | 44.91 | 37.38 | 40.65 | 47.46 | 38.8 | 50.43 | 79.1 | 107.84 | 50.43 | 79.9 | 105.68 | 39.94 | 43.12 | 31.43 | 50.53 | 53.12 | 49.51 | 50.53 | 53.12 | 49.51 | 50.53 | 53.12 | 49.51 | 50.53 | 53.12 | 49.51 | 56.11 | 53.23 | 49.51 | 56.11 | 53.23 | 49.51 | 50.53 | 53.12 | 49.51 | 50.53 | 53.12 | 49.51 | 56.11 | 53.23 | 49.51 | 76.67 | 114.59 | 104.49 | 76.67 | 116.64 | 106.7 | 50.53 | 51.53 | 48.03
1081 | 39.8 | 44.77 | 32.07 | 39.8 | 44.77 | 37.23 | 39.8 | 44.77 | 46.53 | 39.8 | 44.77 | 46.53 | 40.51 | 47.32 | 46.53 | 40.51 | 47.32 | 46.53 | 39.8 | 44.77 | 37.23 | 39.8 | 44.77 | 37.23 | 40.51 | 47.32 | 46.53 | 46.91 | 78.77 | 84.85 | 46.91 | 79.9 | 83.63 | 37.63 | 42.12 | 32.07 | 50.39 | 52.98 | 49.37 | 50.39 | 52.98 | 49.37 | 50.39 | 52.98 | 49.37 | 50.39 | 52.98 | 49.37 | 55.97 | 53.08 | 49.37 | 55.97 | 53.08 | 49.37 | 50.39 | 52.98 | 49.37 | 50.39 | 52.98 | 49.37 | 55.97 | 53.08 | 49.37 | 74.62 | 111.15 | 110 | 74.62 | 111.17 | 111.11 | 50.39 | 51.19 | 46.17
1082 | 39.74 | 44.7 | 37.17 | 39.74 | 44.7 | 37.17 | 39.74 | 44.7 | 39.85 | 39.74 | 44.7 | 39.85 | 40.44 | 47.25 | 39.85 | 40.44 | 47.25 | 39.85 | 39.74 | 44.7 | 37.17 | 39.74 | 44.7 | 37.17 | 40.44 | 47.25 | 39.85 | 46.91 | 78.77 | 83.62 | 46.91 | 79.55 | 83.62 | 37.47 | 42.06 | 33.06 | 50.33 | 52.92 | 49.3 | 50.33 | 52.92 | 49.3 | 50.33 | 52.92 | 49.3 | 50.33 | 52.92 | 49.3 | 55.91 | 53.02 | 49.3 | 55.91 | 53.02 | 49.3 | 50.33 | 52.92 | 49.3 | 50.33 | 52.92 | 49.3 | 55.91 | 53.02 | 49.3 | 74.38 | 111.16 | 111.11 | 74.38 | 113.42 | 111.11 | 50.33 | 51.19 | 46.17
1083 | 39.74 | 44.7 | 37.17 | 39.74 | 44.7 | 37.17 | 39.74 | 44.7 | 39.85 | 39.74 | 44.7 | 39.85 | 40.44 | 47.25 | 39.85 | 40.44 | 47.25 | 39.85 | 39.74 | 44.7 | 37.17 | 39.74 | 44.7 | 37.17 | 40.44 | 47.25 | 39.85 | 46.45 | 79.55 | 83.62 | 46.45 | 79.55 | 83.62 | 39.74 | 44.7 | 34.09 | 50.33 | 52.91 | 49.3 | 50.33 | 52.91 | 49.3 | 50.33 | 52.91 | 49.3 | 50.33 | 52.91 | 49.3 | 55.91 | 53.02 | 49.3 | 55.91 | 53.02 | 49.3 | 50.33 | 52.91 | 49.3 | 50.33 | 52.91 | 49.3 | 55.91 | 53.02 | 49.3 | 73.22 | 108.41 | 108.89 | 73.22 | 110.61 | 111.11 | 50.33 | 52.91 | 48.32
1084 | 39.88 | 44.85 | 37.31 | 39.88 | 44.85 | 37.31 | 39.88 | 44.85 | 38.74 | 39.88 | 44.85 | 38.74 | 40.59 | 47.39 | 38.74 | 40.59 | 47.39 | 38.74 | 39.88 | 44.85 | 37.31 | 39.88 | 44.85 | 37.31 | 40.59 | 47.39 | 38.74 | 46.45 | 78.77 | 83.62 | 46.45 | 79.55 | 83.62 | 39.88 | 44.85 | 37.31 | 50.47 | 53.06 | 49.45 | 50.47 | 53.06 | 49.45 | 50.47 | 53.06 | 49.45 | 50.47 | 53.06 | 49.45 | 56.05 | 53.16 | 49.45 | 56.05 | 53.16 | 49.45 | 50.47 | 53.06 | 49.45 | 50.47 | 53.06 | 49.45 | 56.05 | 53.16 | 49.45 | 73.22 | 108.21 | 110 | 73.22 | 110.41 | 112.24 | 50.47 | 53.06 | 49.45
1085 | 40.19 | 45.16 | 37.62 | 40.19 | 45.16 | 37.62 | 40.9 | 47.7 | 39.05 | 40.9 | 47.7 | 39.05 | 40.9 | 47.7 | 39.05 | 40.9 | 47.7 | 39.05 | 40.19 | 45.16 | 37.62 | 40.19 | 45.16 | 37.62 | 40.9 | 47.7 | 39.05 | 46.91 | 78.77 | 83.62 | 47.87 | 80.37 | 83.62 | 40.19 | 45.16 | 37.62 | 50.78 | 53.37 | 49.75 | 50.78 | 53.37 | 49.75 | 50.78 | 53.47 | 49.75 | 50.78 | 53.47 | 49.75 | 56.36 | 53.47 | 49.75 | 56.36 | 53.47 | 49.75 | 50.78 | 53.37 | 49.75 | 50.78 | 53.37 | 49.75 | 56.36 | 53.47 | 49.75 | 76.67 | 110 | 111.1 | 78.23 | 112.23 | 113.37 | 50.78 | 53.37 | 49.75
1086 | 40.87 | 45.84 | 38.3 | 40.87 | 45.84 | 38.3 | 41.58 | 77.36 | 81.91 | 41.58 | 77.36 | 81.91 | 41.58 | 77.36 | 39.73 | 41.58 | 77.36 | 39.73 | 40.87 | 45.84 | 38.3 | 40.87 | 45.84 | 38.3 | 41.58 | 77.36 | 39.73 | 56.21 | 83.06 | 103.95 | 57.35 | 84.75 | 106.06 | 40.87 | 45.84 | 38.3 | 51.46 | 54.05 | 50.43 | 51.46 | 54.05 | 50.43 | 59.79 | 82.03 | 81.63 | 59.79 | 82.03 | 81.63 | 59.79 | 82.03 | 51.62 | 59.79 | 82.03 | 51.62 | 51.46 | 54.05 | 51.61 | 51.46 | 54.05 | 50.43 | 59.79 | 82.03 | 51.62 | 85 | 116.64 | 111.1 | 86.73 | 119.02 | 113.37 | 51.46 | 54.05 | 50.43
1087 | 42.24 | 47.2 | 39.67 | 42.24 | 47.2 | 39.67 | 60.34 | 100.83 | 104.68 | 60.34 | 100.83 | 104.68 | 60.34 | 100.83 | 90 | 60.34 | 100.83 | 83.16 | 42.24 | 47.2 | 39.67 | 42.24 | 47.2 | 39.67 | 60.34 | 100.83 | 90 | 63.4 | 106.06 | 107.84 | 64.68 | 109.33 | 110.04 | 42.24 | 47.2 | 39.67 | 52.83 | 55.41 | 51.8 | 52.83 | 55.41 | 51.8 | 90 | 120 | 106.7 | 90 | 120 | 106.7 | 90 | 120 | 51.9 | 90 | 120 | 51.9 | 52.83 | 55.41 | 51.8 | 52.83 | 55.41 | 51.8 | 90 | 120 | 51.9 | 103.95 | 127.54 | 114.05 | 106.06 | 130.14 | 118.8 | 68.98 | 55.41 | 51.8
1088 | 42.89 | 47.86 | 40.32 | 42.89 | 47.86 | 40.32 | 62.12 | 101.85 | 102.06 | 62.12 | 101.85 | 102.06 | 62.12 | 101.85 | 102.06 | 62.12 | 101.85 | 102.06 | 42.89 | 47.86 | 40.32 | 42.89 | 47.86 | 40.32 | 62.12 | 101.85 | 102.06 | 64.68 | 106.06 | 106.7 | 66 | 109.33 | 108.88 | 42.89 | 47.86 | 40.32 | 53.48 | 56.07 | 52.46 | 53.48 | 56.07 | 52.46 | 95.21 | 120 | 106.7 | 95.21 | 120 | 106.7 | 95.21 | 120 | 53.64 | 95.21 | 120 | 53.64 | 53.48 | 56.07 | 52.46 | 53.48 | 56.07 | 52.46 | 95.21 | 120 | 53.64 | 103.95 | 126.26 | 112.23 | 106.07 | 128.84 | 114.52 | 73.76 | 56.07 | 52.46
1089 | 42.49 | 47.46 | 39.92 | 42.49 | 47.46 | 39.92 | 62.12 | 100.05 | 81.93 | 62.12 | 100.05 | 81.93 | 62.12 | 100.05 | 81.93 | 62.12 | 100.05 | 81.93 | 42.49 | 47.46 | 39.92 | 42.49 | 47.46 | 39.92 | 62.12 | 100.05 | 81.93 | 64.68 | 104.19 | 83.62 | 66 | 107.4 | 85.33 | 42.49 | 47.46 | 39.92 | 53.08 | 55.67 | 52.06 | 53.08 | 55.67 | 52.06 | 98.79 | 114.28 | 96.01 | 98.79 | 114.28 | 96.01 | 98.79 | 114.28 | 53.24 | 98.79 | 114.28 | 53.24 | 53.08 | 55.67 | 52.06 | 53.08 | 55.67 | 52.06 | 98.79 | 114.28 | 53.24 | 105 | 116.64 | 104.49 | 107.14 | 119.02 | 113.4 | 73.76 | 55.67 | 52.06
1090 | 41.91 | 46.88 | 39.34 | 41.91 | 72.86 | 39.34 | 56.82 | 76.39 | 80.04 | 56.82 | 76.39 | 80.04 | 56.82 | 76.39 | 79.24 | 56.82 | 76.39 | 79.24 | 41.91 | 72.86 | 39.34 | 41.91 | 46.88 | 39.34 | 56.82 | 76.39 | 79.24 | 59.17 | 79.55 | 80.88 | 59.17 | 81.17 | 82.52 | 41.91 | 46.88 | 39.34 | 52.5 | 55.09 | 51.47 | 52.5 | 85 | 51.47 | 85.78 | 101.85 | 84 | 85.78 | 101.85 | 84 | 85.78 | 101.85 | 51.85 | 85.78 | 101.85 | 51.85 | 52.5 | 85 | 51.61 | 52.5 | 55.09 | 51.47 | 85.78 | 101.85 | 51.85 | 89.33 | 103.95 | 84.85 | 91.15 | 107.16 | 110 | 70.12 | 55.09 | 51.47
1091 | 41.75 | 46.72 | 39.18 | 41.75 | 72.71 | 39.18 | 55.07 | 74.81 | 78.19 | 55.07 | 74.81 | 78.19 | 55.07 | 74.81 | 78.19 | 55.07 | 74.81 | 78.19 | 41.75 | 72.71 | 39.18 | 41.75 | 46.72 | 39.18 | 55.07 | 74.81 | 78.19 | 56.79 | 76.36 | 79.8 | 57.35 | 77.91 | 81.42 | 41.75 | 46.72 | 39.18 | 52.34 | 54.93 | 51.32 | 52.34 | 95.34 | 51.85 | 75.96 | 95.34 | 60.93 | 75.96 | 95.34 | 60.93 | 75.96 | 95.34 | 51.85 | 75.96 | 95.34 | 51.85 | 52.34 | 95.34 | 51.85 | 52.34 | 54.93 | 51.32 | 75.96 | 95.34 | 51.85 | 80.73 | 97.31 | 61.55 | 81.52 | 99.29 | 89.7 | 70.05 | 54.93 | 51.32
1092 | 41.31 | 46.28 | 38.74 | 41.31 | 72.27 | 39.02 | 53.62 | 72.34 | 76.32 | 53.62 | 72.34 | 76.32 | 53.62 | 72.34 | 76.32 | 53.62 | 72.34 | 76.32 | 41.31 | 72.27 | 39.02 | 41.31 | 46.28 | 38.74 | 53.62 | 72.34 | 76.32 | 54.72 | 74.13 | 77.89 | 55.83 | 75.63 | 79.47 | 41.31 | 46.28 | 38.74 | 51.9 | 54.49 | 50.87 | 51.9 | 91.25 | 52.06 | 72.38 | 91.25 | 52.98 | 72.38 | 91.25 | 52.98 | 72.38 | 91.25 | 52.06 | 72.38 | 91.25 | 52.06 | 51.9 | 91.25 | 52.06 | 51.9 | 54.49 | 50.87 | 72.38 | 91.25 | 52.06 | 76.92 | 92.17 | 61.55 | 78.48 | 96.01 | 89.7 | 51.9 | 54.49 | 50.87
1093 | 41.38 | 46.35 | 38.81 | 41.38 | 72.34 | 39.02 | 53.62 | 72.34 | 76.32 | 53.62 | 72.34 | 76.32 | 52.03 | 72.34 | 76.32 | 52.03 | 72.34 | 76.32 | 41.38 | 72.34 | 39.02 | 41.38 | 46.35 | 38.81 | 52.03 | 72.34 | 76.32 | 54.72 | 74.13 | 77.89 | 55.83 | 75.63 | 79.47 | 41.38 | 46.35 | 38.81 | 51.97 | 54.56 | 51.3 | 51.97 | 91.25 | 52.22 | 71.41 | 91.25 | 60.93 | 71.41 | 91.25 | 60.93 | 71.41 | 91.25 | 52.22 | 71.41 | 91.25 | 52.22 | 51.97 | 91.25 | 52.22 | 51.97 | 54.56 | 50.95 | 71.41 | 91.25 | 52.22 | 76.92 | 94.07 | 73.76 | 78.48 | 95.99 | 87.63 | 51.97 | 54.56 | 51.3
1094 | 41.19 | 46.16 | 38.62 | 41.19 | 72.15 | 38.62 | 51.41 | 72.34 | 78.98 | 51.41 | 72.34 | 78.98 | 51.41 | 72.34 | 77.89 | 51.41 | 72.34 | 77.89 | 41.19 | 72.15 | 38.62 | 41.19 | 46.16 | 38.62 | 51.41 | 72.34 | 77.89 | 53 | 76.88 | 79.8 | 54.07 | 78.44 | 80.28 | 41.19 | 46.16 | 38.62 | 51.78 | 54.37 | 50.75 | 51.78 | 91.25 | 51.61 | 74.62 | 91.25 | 81.63 | 74.62 | 91.25 | 81.63 | 74.62 | 91.25 | 81.63 | 74.62 | 91.25 | 81.63 | 51.78 | 91.25 | 51.61 | 51.78 | 54.37 | 50.75 | 74.62 | 91.25 | 81.63 | 76.92 | 96.98 | 94.09 | 78.48 | 98.96 | 96.01 | 51.78 | 54.37 | 50.75
1095 | 41.06 | 46.02 | 38.49 | 41.06 | 72.01 | 38.49 | 53.62 | 73.35 | 80.3 | 53.62 | 73.35 | 80.3 | 53.62 | 73.35 | 78.24 | 53.62 | 73.35 | 78.24 | 41.06 | 72.01 | 38.49 | 41.06 | 46.02 | 38.49 | 53.62 | 73.35 | 78.24 | 55.28 | 77.96 | 81.96 | 56.4 | 79.54 | 81.96 | 41.06 | 46.02 | 38.49 | 51.64 | 54.23 | 50.62 | 51.64 | 95 | 51.61 | 81.63 | 95 | 96.15 | 81.63 | 95 | 96.15 | 75.9 | 95 | 96.15 | 75.9 | 95 | 96.15 | 51.64 | 95 | 51.61 | 51.64 | 54.23 | 50.62 | 75.9 | 95 | 96.15 | 85 | 103.03 | 102.19 | 86.73 | 103.03 | 104.49 | 51.64 | 54.23 | 50.62
1096 | 41.53 | 46.5 | 38.97 | 41.53 | 72.49 | 69.21 | 55.55 | 88.61 | 81.94 | 55.55 | 88.61 | 81.94 | 55.55 | 88.61 | 79.5 | 55.55 | 88.61 | 79.5 | 41.53 | 72.49 | 69.21 | 41.53 | 46.5 | 38.97 | 55.55 | 88.61 | 79.5 | 57.27 | 96.09 | 83.63 | 58.43 | 98.05 | 85.33 | 44.83 | 46.5 | 38.97 | 52.12 | 56.61 | 51.3 | 52.12 | 96.01 | 99.16 | 82.45 | 106.7 | 106.7 | 82.45 | 106.7 | 106.7 | 79.9 | 106.7 | 106.7 | 79.9 | 106.7 | 106.7 | 52.12 | 96.01 | 99.16 | 52.12 | 54.71 | 51.1 | 79.9 | 106.7 | 103.5 | 103.95 | 116.64 | 110 | 106.06 | 119.01 | 112.24 | 73.76 | 56.61 | 51.3
1097 | 43.21 | 61.71 | 40.64 | 43.21 | 74.17 | 70.89 | 62.12 | 99.1 | 105.66 | 62.12 | 99.1 | 105.66 | 62.12 | 99.1 | 102.52 | 62.12 | 99.1 | 102.52 | 43.21 | 74.17 | 70.89 | 43.21 | 48.18 | 40.64 | 62.12 | 99.1 | 102.52 | 63.4 | 105.32 | 107.84 | 64.69 | 107.47 | 110.03 | 45.72 | 61.71 | 40.64 | 53.8 | 90 | 52.78 | 53.8 | 97.68 | 100.84 | 100.83 | 125 | 111.51 | 100.83 | 125 | 111.51 | 100.83 | 125 | 111.11 | 100.83 | 125 | 111.11 | 53.8 | 97.68 | 100.84 | 53.8 | 56.39 | 52.78 | 100.83 | 125 | 104.54 | 103.95 | 132.85 | 114.55 | 106.06 | 135.56 | 118.8 | 73.76 | 90 | 52.78
1098 | 43.55 | 65.31 | 46.99 | 43.55 | 74.51 | 71.23 | 70.47 | 101.12 | 105.66 | 70.47 | 101.12 | 105.66 | 70.47 | 101.12 | 105.66 | 70.47 | 101.12 | 105.66 | 43.55 | 74.51 | 71.23 | 43.55 | 48.52 | 40.98 | 70.47 | 101.12 | 105.66 | 71.92 | 107.46 | 107.84 | 73.39 | 110.77 | 110.04 | 45.72 | 65.31 | 46.99 | 54.14 | 90 | 53.12 | 54.14 | 98.02 | 101.18 | 110 | 127.12 | 115.24 | 110 | 127.12 | 115.24 | 110 | 127.12 | 115.24 | 110 | 127.12 | 115.24 | 54.14 | 98.02 | 101.18 | 54.14 | 56.73 | 53.12 | 110 | 127.12 | 111.78 | 126.28 | 133.76 | 118.8 | 128.84 | 136.47 | 121.21 | 73.76 | 90 | 53.12
1099 | 41.78 | 65.31 | 69.46 | 41.78 | 72.74 | 69.46 | 70.47 | 101.11 | 105.66 | 70.47 | 101.11 | 105.66 | 70.47 | 101.11 | 105.66 | 70.47 | 101.11 | 105.66 | 41.78 | 72.74 | 69.46 | 41.78 | 46.75 | 39.21 | 70.47 | 101.11 | 105.66 | 71.92 | 107.46 | 107.84 | 73.38 | 109.66 | 110.03 | 45.72 | 65.31 | 69.46 | 52.37 | 90 | 54.79 | 52.37 | 96.25 | 99.41 | 112.91 | 127.12 | 115.27 | 112.91 | 127.12 | 115.27 | 112.91 | 127.12 | 115.27 | 112.91 | 127.12 | 115.27 | 52.37 | 96.25 | 99.41 | 52.37 | 54.96 | 51.35 | 112.91 | 127.12 | 112.91 | 122.44 | 133.76 | 118.8 | 124.92 | 136.47 | 121.21 | 73.76 | 90 | 54.79
1100 | 40.96 | 45.93 | 38.39 | 40.96 | 71.92 | 68.64 | 62.32 | 101.11 | 103.85 | 62.32 | 101.11 | 103.85 | 62.32 | 101.11 | 103.85 | 62.32 | 101.11 | 103.85 | 40.96 | 71.92 | 68.64 | 40.96 | 45.93 | 38.39 | 62.32 | 101.11 | 103.85 | 63.6 | 107.46 | 107.84 | 64.89 | 109.65 | 110.03 | 40.96 | 45.93 | 38.39 | 51.55 | 90 | 51.3 | 51.55 | 95.43 | 98.59 | 87.1 | 125 | 113.4 | 87.1 | 125 | 113.4 | 87.1 | 126.26 | 113.4 | 87.1 | 126.26 | 113.4 | 51.55 | 95.43 | 98.59 | 51.55 | 54.14 | 50.53 | 87.1 | 126.26 | 112.91 | 103.95 | 132.85 | 118.8 | 106.06 | 135.55 | 120 | 73.76 | 90 | 51.3
1101 | 40.65 | 45.61 | 38.08 | 40.65 | 71.61 | 68.32 | 59.76 | 98.21 | 103.09 | 59.76 | 98.21 | 103.09 | 59.76 | 101.11 | 103.09 | 59.76 | 101.11 | 103.09 | 40.65 | 71.61 | 68.32 | 40.65 | 45.61 | 38.08 | 59.76 | 101.11 | 103.09 | 63.15 | 105.32 | 107.84 | 64.43 | 107.47 | 110.03 | 40.65 | 45.61 | 38.08 | 51.24 | 56.61 | 61.6 | 51.24 | 95.12 | 98.27 | 85.83 | 117.76 | 112.91 | 85.83 | 117.76 | 112.91 | 85.83 | 126.26 | 112.91 | 85.83 | 126.26 | 112.91 | 51.24 | 95.12 | 98.27 | 51.24 | 53.82 | 50.21 | 85.83 | 126.26 | 112.91 | 102.22 | 132.85 | 115.27 | 104.3 | 132.85 | 117.62 | 51.24 | 56.61 | 61.6
1102 | 40.37 | 45.34 | 37.8 | 40.37 | 71.33 | 37.81 | 41.19 | 71.84 | 101.46 | 41.19 | 71.84 | 101.46 | 41.19 | 71.84 | 101.46 | 41.19 | 71.84 | 101.46 | 40.37 | 71.33 | 37.81 | 40.37 | 45.34 | 37.8 | 41.19 | 71.84 | 101.46 | 56.77 | 105.32 | 107.84 | 57.93 | 107.46 | 107.84 | 40.37 | 45.34 | 37.8 | 50.96 | 56.61 | 61.6 | 50.96 | 94.84 | 98 | 62.87 | 102.88 | 108.46 | 62.87 | 102.88 | 108.46 | 62.87 | 125 | 108.46 | 62.87 | 125 | 108.46 | 50.96 | 94.84 | 98 | 50.96 | 53.55 | 49.94 | 62.87 | 125 | 108.46 | 99.19 | 132.85 | 115.27 | 101.21 | 132.85 | 117.62 | 50.96 | 56.61 | 61.6
1103 | 40.04 | 45.01 | 37.47 | 40.04 | 61.71 | 37.47 | 40.75 | 61.71 | 99.44 | 40.75 | 61.71 | 99.44 | 40.75 | 61.71 | 99.44 | 40.75 | 61.71 | 99.44 | 40.04 | 61.71 | 37.47 | 40.04 | 45.01 | 37.47 | 40.75 | 61.71 | 99.44 | 55.64 | 103.95 | 107.84 | 56.21 | 106.06 | 107.84 | 40.04 | 45.01 | 37.47 | 50.63 | 53.82 | 51.3 | 50.63 | 94.51 | 51.61 | 56.21 | 95.67 | 106.7 | 56.21 | 95.67 | 106.7 | 56.21 | 112.91 | 106.7 | 56.21 | 112.91 | 106.7 | 50.63 | 94.51 | 51.61 | 50.63 | 53.22 | 49.6 | 56.21 | 112.91 | 104.54 | 79.09 | 129.29 | 115.24 | 80.7 | 126.99 | 115.25 | 50.63 | 53.82 | 51.3
1104 | 40.09 | 45.05 | 37.52 | 40.09 | 57.15 | 37.52 | 40.75 | 57.15 | 83.62 | 40.75 | 57.15 | 83.62 | 40.79 | 57.15 | 83.62 | 40.79 | 57.15 | 83.62 | 40.09 | 57.15 | 37.52 | 40.09 | 45.05 | 37.52 | 40.79 | 57.15 | 83.62 | 52.41 | 94.17 | 103.95 | 52.41 | 96.08 | 103.95 | 40.09 | 45.05 | 37.52 | 50.67 | 53.82 | 51.3 | 50.67 | 85 | 51.61 | 55.24 | 95.67 | 104.54 | 55.24 | 95.67 | 104.54 | 56.25 | 105.65 | 104.54 | 56.25 | 105.65 | 104.54 | 50.67 | 85 | 51.61 | 50.67 | 53.26 | 49.65 | 56.25 | 105.65 | 104.54 | 76.1 | 116.64 | 111.11 | 76.92 | 116.64 | 112.27 | 50.67 | 53.82 | 51.3
1105 | 39.92 | 44.88 | 37.35 | 39.92 | 57.15 | 37.35 | 40.62 | 57.15 | 83.62 | 40.62 | 57.15 | 83.62 | 40.62 | 57.15 | 83.62 | 40.62 | 57.15 | 83.62 | 39.92 | 44.9 | 37.35 | 39.92 | 44.88 | 37.35 | 40.62 | 57.15 | 83.62 | 46.91 | 81.67 | 91.66 | 46.91 | 83.33 | 91.66 | 39.92 | 44.88 | 37.35 | 50.51 | 53.82 | 51.3 | 50.51 | 94.39 | 51.61 | 55.24 | 95.67 | 104.54 | 55.24 | 95.67 | 104.54 | 56.09 | 95.67 | 104.54 | 56.09 | 95.67 | 104.54 | 50.51 | 53.09 | 51.61 | 50.51 | 53.09 | 49.48 | 56.09 | 95.67 | 104.54 | 76.1 | 116.64 | 111.11 | 76.92 | 114.31 | 111.11 | 50.51 | 53.82 | 51.3
1106 | 39.84 | 44.8 | 37.27 | 39.84 | 56.02 | 37.27 | 39.84 | 56.02 | 78.68 | 39.84 | 56.02 | 78.68 | 40.54 | 56.02 | 78.68 | 40.54 | 56.02 | 78.68 | 39.84 | 44.81 | 37.27 | 39.84 | 44.8 | 37.27 | 40.54 | 56.02 | 78.68 | 46.91 | 81.67 | 91.66 | 46.91 | 83.33 | 91.66 | 39.84 | 44.8 | 37.27 | 50.42 | 53.82 | 51.3 | 50.42 | 94.31 | 51.61 | 51.45 | 94.31 | 103.5 | 51.45 | 94.31 | 103.5 | 56 | 94.31 | 103.5 | 56 | 94.31 | 103.5 | 50.42 | 53.01 | 51.61 | 50.42 | 53.01 | 49.4 | 56 | 94.31 | 103.5 | 76.1 | 116.64 | 111.11 | 76.92 | 114.31 | 111.11 | 50.42 | 53.82 | 51.3
1107 | 39.87 | 44.84 | 37.3 | 39.87 | 53.61 | 37.3 | 39.87 | 53.61 | 77.89 | 39.87 | 53.61 | 77.89 | 40.58 | 53.61 | 77.89 | 40.58 | 53.61 | 77.89 | 39.87 | 44.84 | 37.3 | 39.87 | 44.84 | 37.3 | 40.58 | 53.61 | 77.89 | 46.91 | 81.67 | 91.66 | 46.91 | 83.33 | 89.83 | 39.87 | 44.84 | 37.3 | 50.46 | 53.82 | 51.3 | 50.46 | 84.39 | 51.61 | 51.48 | 84.39 | 102.46 | 51.48 | 84.39 | 102.46 | 56.04 | 84.39 | 102.46 | 56.04 | 84.39 | 102.46 | 50.46 | 53.05 | 51.61 | 50.46 | 53.05 | 49.44 | 56.04 | 84.39 | 102.46 | 76.92 | 116.64 | 111.11 | 76.92 | 114.31 | 108.89 | 50.46 | 53.82 | 51.3
1108 | 39.98 | 44.95 | 37.41 | 39.98 | 47.51 | 37.41 | 39.98 | 47.51 | 77.89 | 39.98 | 53.61 | 77.89 | 40.69 | 47.51 | 77.89 | 40.69 | 47.51 | 77.89 | 39.98 | 44.95 | 37.41 | 39.98 | 44.95 | 37.41 | 40.69 | 47.51 | 77.89 | 46.91 | 81.67 | 91.66 | 46.91 | 82.5 | 89.83 | 39.98 | 44.95 | 37.41 | 50.57 | 53.82 | 51.61 | 50.57 | 76.31 | 51.61 | 51.6 | 76.31 | 80.18 | 51.6 | 76.31 | 80.18 | 56.15 | 76.31 | 80.18 | 56.15 | 76.31 | 80.18 | 50.57 | 53.16 | 51.61 | 50.57 | 53.16 | 49.55 | 56.15 | 76.31 | 80.18 | 76.92 | 116.64 | 109.99 | 76.92 | 114.31 | 107.79 | 50.57 | 53.82 | 51.61
1109 | 40.34 | 48.35 | 50 | 40.34 | 56.97 | 50 | 41.05 | 56.97 | 81.91 | 41.05 | 56.97 | 81.91 | 41.05 | 56.97 | 74.49 | 41.05 | 56.97 | 74.49 | 40.34 | 45.31 | 37.77 | 40.34 | 45.31 | 37.77 | 41.05 | 56.97 | 74.49 | 46.91 | 103.8 | 103.95 | 47.39 | 104.85 | 101.87 | 40.34 | 48.35 | 50 | 50.93 | 76.31 | 77.75 | 50.93 | 76.31 | 84.31 | 56.51 | 76.31 | 84.31 | 56.51 | 85.24 | 84.31 | 56.51 | 76.31 | 84.31 | 56.51 | 76.31 | 84.31 | 50.93 | 53.52 | 51.61 | 50.93 | 53.52 | 49.91 | 56.51 | 76.31 | 79.46 | 76.92 | 116.64 | 107.78 | 76.92 | 114.31 | 105.62 | 52.57 | 76.31 | 77.75
1110 | 40.9 | 65.37 | 68.58 | 40.9 | 67.63 | 68.58 | 48.83 | 67.63 | 103.35 | 48.83 | 67.63 | 103.35 | 48.83 | 67.63 | 82.78 | 48.83 | 67.63 | 82.78 | 40.9 | 67.62 | 68.58 | 40.9 | 45.87 | 38.34 | 48.83 | 67.63 | 82.78 | 56.77 | 105.32 | 107.84 | 57.93 | 107.46 | 107.84 | 40.9 | 65.37 | 68.58 | 51.49 | 90 | 98.53 | 51.49 | 95.37 | 98.53 | 63.17 | 95.37 | 110.45 | 63.17 | 102.88 | 110.45 | 63.17 | 95.37 | 88.35 | 63.17 | 95.37 | 88.35 | 51.49 | 95.37 | 51.61 | 51.49 | 54.08 | 50.47 | 63.17 | 95.37 | 83.13 | 103.95 | 132.85 | 115.24 | 105 | 130.19 | 115.25 | 61.91 | 90 | 98.53
1111 | 43.74 | 68.21 | 71.42 | 43.74 | 74.7 | 71.42 | 60.37 | 77.12 | 105.85 | 60.37 | 77.12 | 105.85 | 60.37 | 77.12 | 104.6 | 60.37 | 77.12 | 104.6 | 43.74 | 74.7 | 71.42 | 43.74 | 48.71 | 41.17 | 60.37 | 77.12 | 82.78 | 64.89 | 105.32 | 107.84 | 66.21 | 107.47 | 108.93 | 45.72 | 68.21 | 71.42 | 54.33 | 98.21 | 101.37 | 54.33 | 98.21 | 101.37 | 87.63 | 109.34 | 113.4 | 87.63 | 109.34 | 113.4 | 87.63 | 109.34 | 110 | 87.63 | 109.34 | 110 | 54.33 | 95.42 | 53.31 | 54.33 | 56.92 | 53.31 | 87.63 | 95.42 | 93.48 | 116.67 | 133.76 | 116.42 | 119.04 | 133.76 | 118.8 | 80.81 | 98.21 | 101.37
1112 | 46.27 | 70.74 | 73.95 | 46.27 | 77.12 | 73.95 | 62.12 | 77.12 | 105.66 | 62.12 | 77.12 | 105.66 | 62.12 | 77.12 | 104.6 | 62.12 | 77.12 | 104.6 | 46.27 | 77.12 | 73.95 | 46.27 | 51.24 | 43.71 | 62.12 | 77.12 | 80.02 | 64.89 | 105.32 | 107.84 | 66.21 | 107.47 | 108.93 | 46.27 | 70.74 | 73.95 | 56.86 | 100.75 | 103.9 | 56.86 | 100.75 | 103.9 | 88.51 | 109.25 | 113.4 | 88.51 | 109.25 | 113.4 | 88.51 | 109.25 | 55.94 | 88.51 | 109.25 | 55.94 | 56.86 | 95.42 | 55.84 | 56.86 | 59.45 | 55.84 | 88.51 | 95.42 | 55.84 | 137.11 | 132.85 | 115.27 | 139.89 | 132.85 | 117.62 | 81.63 | 100.75 | 103.9
1113 | 44.23 | 68.69 | 71.9 | 44.23 | 75.18 | 71.9 | 61.5 | 75.18 | 105.66 | 61.5 | 75.18 | 105.66 | 61.5 | 73.96 | 43.81 | 61.5 | 73.96 | 43.81 | 44.23 | 73.96 | 43.08 | 44.23 | 49.19 | 41.66 | 61.5 | 73.96 | 43.08 | 63.4 | 105.32 | 107.84 | 64.68 | 107.46 | 107.84 | 45.72 | 68.69 | 71.9 | 54.81 | 98.7 | 101.85 | 54.81 | 98.7 | 101.85 | 84.93 | 98.7 | 107.67 | 84.93 | 102.88 | 107.67 | 84.93 | 89.69 | 53.79 | 84.93 | 89.69 | 53.79 | 54.81 | 89.69 | 53.79 | 54.81 | 57.4 | 53.79 | 84.93 | 89.69 | 53.79 | 103.95 | 132.49 | 108.76 | 106.06 | 132.49 | 111.11 | 80 | 98.7 | 101.85
1114 | 43.17 | 67.63 | 70.84 | 43.17 | 74.12 | 70.84 | 56.77 | 74.12 | 81.91 | 56.77 | 74.12 | 81.91 | 56.77 | 71.15 | 40.6 | 56.77 | 71.15 | 40.6 | 43.17 | 48.14 | 40.6 | 43.17 | 48.13 | 40.6 | 56.77 | 71.15 | 40.6 | 58.55 | 79.1 | 82.73 | 59.74 | 80.71 | 82.78 | 45.72 | 67.63 | 70.84 | 53.75 | 97.64 | 100.79 | 53.75 | 97.64 | 100.79 | 81.63 | 97.64 | 100.79 | 81.63 | 102.88 | 100.79 | 73.86 | 81.72 | 52.73 | 73.86 | 81.72 | 52.73 | 53.75 | 56.34 | 52.73 | 53.75 | 56.34 | 52.73 | 73.86 | 81.72 | 52.73 | 103.95 | 98.62 | 99 | 106.06 | 112.23 | 107.79 | 80 | 97.64 | 100.79
1115 | 42.18 | 66.64 | 69.85 | 42.18 | 73.14 | 70.53 | 56.23 | 73.14 | 80.3 | 56.23 | 73.19 | 80.3 | 52.95 | 64.87 | 39.61 | 52.95 | 64.87 | 39.61 | 42.18 | 64.87 | 39.61 | 42.18 | 47.14 | 39.61 | 52.95 | 64.87 | 39.61 | 57.97 | 75.45 | 80.28 | 59.15 | 76.99 | 81.11 | 45.72 | 66.64 | 70.53 | 52.77 | 96.65 | 99.8 | 52.77 | 96.65 | 99.8 | 81.63 | 96.65 | 99.8 | 81.63 | 102.88 | 99.8 | 72.17 | 55.46 | 51.74 | 72.17 | 55.46 | 51.74 | 52.77 | 55.46 | 51.74 | 52.77 | 55.35 | 51.74 | 72.17 | 55.46 | 51.74 | 103.95 | 95.67 | 52.27 | 105 | 106.06 | 104.49 | 80 | 96.65 | 99.8
1116 | 41.49 | 65.95 | 69.17 | 41.49 | 68.68 | 69.17 | 54 | 68.68 | 79.24 | 54 | 68.69 | 79.24 | 48.11 | 49 | 38.92 | 48.11 | 49 | 38.92 | 41.49 | 49 | 38.92 | 41.49 | 46.46 | 38.92 | 48.11 | 49 | 38.92 | 56.21 | 69.38 | 78.44 | 57.35 | 70.79 | 80.04 | 41.49 | 65.95 | 69.17 | 52.08 | 90 | 90 | 52.08 | 90 | 99.12 | 81.63 | 90 | 99.12 | 81.63 | 99.82 | 99.12 | 61.56 | 54.77 | 51.05 | 61.56 | 54.77 | 51.05 | 52.08 | 54.77 | 51.05 | 52.08 | 54.67 | 51.05 | 61.56 | 54.77 | 51.05 | 85 | 83.16 | 50.54 | 86.73 | 101.88 | 101.68 | 57.58 | 90 | 90
1117 | 41.14 | 48.34 | 50 | 41.14 | 48.66 | 68.82 | 41.85 | 48.66 | 76.88 | 41.85 | 65.47 | 76.88 | 41.85 | 48.66 | 38.57 | 41.85 | 48.66 | 38.57 | 41.14 | 48.65 | 38.57 | 41.14 | 46.11 | 38.57 | 41.85 | 48.66 | 38.57 | 52.52 | 49.15 | 38.24 | 53.6 | 67.49 | 80.06 | 41.14 | 48.34 | 50 | 51.73 | 74.4 | 90 | 51.73 | 74.4 | 98.77 | 57.31 | 74.4 | 98.77 | 57.31 | 99.82 | 98.77 | 57.31 | 54.43 | 50.71 | 57.31 | 54.43 | 50.71 | 51.73 | 54.43 | 50.71 | 51.73 | 54.32 | 50.71 | 57.31 | 54.43 | 50.71 | 85 | 53.88 | 48.44 | 86.73 | 101.88 | 101.68 | 52.57 | 74.4 | 90
1118 | 40.79 | 48.3 | 50 | 40.79 | 48.3 | 68.46 | 41.49 | 48.3 | 79.26 | 41.49 | 64.74 | 79.26 | 41.49 | 48.3 | 38.22 | 41.49 | 48.3 | 38.22 | 40.79 | 48.3 | 38.22 | 40.79 | 45.75 | 38.22 | 41.49 | 48.3 | 38.22 | 44.92 | 48.79 | 38.14 | 50.4 | 67.41 | 80.06 | 40.79 | 48.3 | 50 | 51.38 | 82.03 | 80 | 51.38 | 82.03 | 98.41 | 56.96 | 82.03 | 100.83 | 56.96 | 101.85 | 100.83 | 56.96 | 54.07 | 50.35 | 56.96 | 54.07 | 50.35 | 51.38 | 54.07 | 50.35 | 51.38 | 53.96 | 50.35 | 56.96 | 54.07 | 50.35 | 83.12 | 53.53 | 46.66 | 84.82 | 106.06 | 103.95 | 52.57 | 82.03 | 80
1119 | 40.64 | 48.16 | 68.32 | 40.64 | 48.17 | 68.32 | 41.61 | 48.17 | 82.76 | 41.61 | 64.74 | 82.76 | 41.61 | 48.16 | 38.08 | 41.61 | 48.16 | 38.08 | 40.64 | 45.63 | 38.08 | 40.64 | 45.61 | 38.08 | 41.61 | 48.16 | 38.08 | 44.92 | 48.65 | 38.24 | 49.22 | 67.41 | 83.59 | 40.64 | 48.16 | 68.32 | 51.23 | 85 | 82.96 | 51.23 | 85 | 98.27 | 56.81 | 85 | 107.67 | 56.81 | 104.97 | 107.67 | 56.81 | 53.93 | 50.21 | 56.81 | 53.93 | 50.21 | 51.23 | 53.82 | 50.21 | 51.23 | 53.82 | 50.21 | 56.81 | 53.93 | 50.21 | 83.3 | 52.95 | 48.8 | 85 | 111.15 | 111.11 | 51.23 | 85 | 82.96
1120 | 40.84 | 65.31 | 68.52 | 40.84 | 65.31 | 68.52 | 45.72 | 65.31 | 84.46 | 45.72 | 76.74 | 84.46 | 41.55 | 48.36 | 38.27 | 41.55 | 48.36 | 38.27 | 40.84 | 45.81 | 38.27 | 40.84 | 45.81 | 38.27 | 41.55 | 48.36 | 38.27 | 46.18 | 48.84 | 38.24 | 56.21 | 80.71 | 85.32 | 45.72 | 65.31 | 68.52 | 51.43 | 95.31 | 98.47 | 51.43 | 95.31 | 98.47 | 73.76 | 95.31 | 108.87 | 73.76 | 109.34 | 108.87 | 57.01 | 54.12 | 50.41 | 57.01 | 54.12 | 50.41 | 51.43 | 54.02 | 50.41 | 51.43 | 54.02 | 50.41 | 57.01 | 54.12 | 50.41 | 84.14 | 53.58 | 49.78 | 85.86 | 119.01 | 111.11 | 73.76 | 95.31 | 98.47
1121 | 41.48 | 65.31 | 69.16 | 41.48 | 65.31 | 69.16 | 56.23 | 65.31 | 99.79 | 56.23 | 78.28 | 99.79 | 50.84 | 63.83 | 38.91 | 50.84 | 63.83 | 38.91 | 41.48 | 63.83 | 38.91 | 41.48 | 46.45 | 38.91 | 50.84 | 63.83 | 38.91 | 56.8 | 64.47 | 38.52 | 59.15 | 81.52 | 100.8 | 45.72 | 65.31 | 69.16 | 52.07 | 95.95 | 99.11 | 52.07 | 95.95 | 99.11 | 81.63 | 95.95 | 108.87 | 81.63 | 113.4 | 108.87 | 71.43 | 54.76 | 51.05 | 71.43 | 54.76 | 51.05 | 52.07 | 54.76 | 51.05 | 52.07 | 54.66 | 51.05 | 71.43 | 54.76 | 51.05 | 103.94 | 54.59 | 49.78 | 106.06 | 120 | 111.11 | 80 | 95.95 | 99.11
1122 | 41.59 | 65.13 | 69.26 | 41.59 | 65.13 | 69.26 | 56.23 | 65.13 | 99.79 | 56.23 | 78.28 | 99.79 | 56.15 | 63.83 | 39.02 | 56.15 | 63.83 | 39.02 | 41.59 | 63.83 | 39.02 | 41.59 | 46.55 | 39.02 | 56.15 | 63.83 | 39.02 | 58.48 | 64.47 | 38.24 | 64.45 | 81.52 | 100.8 | 45.72 | 65.13 | 69.26 | 52.18 | 96.06 | 99.21 | 52.18 | 96.06 | 99.21 | 81.63 | 96.06 | 108.87 | 81.63 | 102.88 | 108.87 | 81.63 | 54.87 | 51.15 | 81.63 | 54.87 | 51.15 | 52.18 | 54.87 | 51.15 | 52.18 | 54.76 | 51.15 | 81.63 | 54.87 | 51.15 | 86.75 | 54.32 | 49.78 | 105 | 120 | 111.11 | 73.76 | 96.06 | 99.21
1123 | 40.96 | 61.91 | 41.5 | 40.96 | 61.91 | 41.5 | 54.58 | 61.91 | 83.62 | 54.58 | 76.73 | 83.62 | 54.58 | 61.91 | 38.39 | 54.58 | 61.91 | 38.39 | 40.96 | 45.93 | 38.39 | 40.96 | 45.92 | 38.39 | 54.58 | 61.91 | 38.39 | 56.83 | 62.54 | 38.01 | 57.99 | 79.9 | 84.46 | 45.72 | 61.91 | 41.5 | 51.55 | 90 | 90 | 51.55 | 90 | 90 | 73.76 | 90 | 108.87 | 73.76 | 102.88 | 108.87 | 73.76 | 54.24 | 50.52 | 73.76 | 54.24 | 50.52 | 51.55 | 54.14 | 50.52 | 51.55 | 54.14 | 50.52 | 73.76 | 54.24 | 50.52 | 78.39 | 54.24 | 49.11 | 85.86 | 119.01 | 111.11 | 73.76 | 90 | 90
1124 | 40.64 | 45.6 | 38.07 | 40.64 | 45.6 | 38.07 | 45.44 | 48.15 | 81.14 | 45.44 | 61.71 | 81.14 | 45.44 | 48.15 | 38.07 | 45.44 | 48.15 | 38.07 | 40.64 | 45.6 | 38.07 | 40.64 | 45.6 | 38.07 | 45.44 | 48.15 | 38.07 | 46.33 | 47.67 | 37.69 | 50.58 | 69.02 | 81.96 | 41.5 | 45.6 | 38.07 | 51.23 | 53.92 | 51.3 | 51.23 | 53.92 | 51.3 | 61.91 | 53.92 | 106.7 | 61.91 | 95.67 | 106.7 | 61.91 | 53.92 | 50.2 | 61.91 | 53.92 | 50.2 | 51.23 | 53.81 | 50.2 | 51.23 | 53.81 | 50.2 | 61.91 | 53.92 | 50.2 | 65.8 | 53.2 | 49.11 | 79.9 | 109.31 | 107.78 | 61.91 | 53.92 | 51.3
1125 | 40.36 | 45.33 | 37.79 | 40.36 | 45.33 | 37.79 | 41.07 | 47.87 | 73.71 | 41.07 | 47.87 | 73.71 | 41.07 | 47.87 | 37.79 | 41.07 | 47.87 | 37.79 | 40.36 | 45.33 | 37.79 | 40.36 | 45.33 | 37.79 | 41.07 | 47.87 | 37.79 | 44.21 | 42.81 | 35.49 | 46.37 | 59.18 | 74.45 | 40.36 | 45.33 | 37.79 | 50.95 | 53.65 | 51.3 | 50.95 | 53.65 | 51.3 | 56.53 | 53.65 | 81.63 | 56.53 | 53.65 | 81.63 | 56.53 | 53.65 | 49.93 | 56.53 | 53.65 | 49.93 | 50.95 | 53.54 | 49.93 | 50.95 | 53.54 | 49.93 | 56.53 | 53.65 | 49.93 | 61.51 | 47.89 | 47.75 | 69.2 | 103.95 | 100.23 | 50.95 | 53.65 | 51.3
1126 | 40.22 | 45.19 | 37.65 | 40.22 | 45.19 | 37.65 | 40.93 | 45.19 | 37.65 | 40.93 | 45.19 | 37.65 | 40.93 | 47.72 | 37.65 | 40.93 | 47.72 | 37.65 | 40.22 | 45.19 | 37.65 | 40.22 | 45.19 | 37.65 | 40.93 | 47.72 | 37.65 | 41.34 | 20.62 | 34.42 | 42.19 | 45.65 | 38.03 | 40.22 | 45.19 | 37.65 | 50.81 | 53.4 | 51.3 | 50.81 | 53.4 | 51.3 | 56.39 | 53.4 | 51.3 | 56.39 | 53.4 | 51.3 | 56.39 | 53.51 | 49.79 | 56.39 | 53.51 | 49.79 | 50.81 | 53.4 | 49.79 | 50.81 | 53.4 | 49.79 | 56.39 | 53.51 | 49.79 | 57.03 | 47.89 | 44.8 | 61.51 | 86.13 | 51.81 | 50.81 | 53.4 | 51.3
1127 | 39.96 | 44.92 | 37.39 | 39.96 | 44.92 | 37.39 | 39.96 | 44.92 | 37.39 | 39.96 | 44.93 | 37.39 | 40.67 | 47.32 | 37.39 | 40.67 | 47.32 | 37.39 | 39.96 | 44.92 | 37.39 | 39.96 | 44.92 | 37.39 | 40.67 | 47.32 | 37.39 | 40.26 | 12.33 | 34.42 | 41.08 | 45.38 | 37.02 | 39.96 | 44.92 | 37.39 | 50.55 | 53.14 | 49.52 | 50.55 | 53.14 | 49.52 | 50.55 | 53.14 | 49.52 | 50.55 | 53.14 | 49.52 | 56.13 | 53.24 | 49.52 | 56.13 | 53.24 | 49.52 | 50.55 | 53.14 | 49.52 | 50.55 | 53.14 | 49.52 | 56.13 | 53.24 | 49.52 | 55.57 | 45.47 | 44.38 | 56.7 | 53.67 | 49.03 | 50.55 | 53.14 | 49.52
1128 | 40.17 | 45.14 | 37.61 | 40.17 | 45.14 | 37.61 | 40.17 | 45.14 | 37.61 | 40.17 | 45.14 | 37.61 | 40.88 | 45.14 | 37.61 | 40.88 | 45.14 | 37.61 | 40.17 | 45.14 | 37.61 | 40.17 | 45.14 | 37.61 | 40.88 | 45.14 | 37.61 | 39.66 | 0 | 12.48 | 40.47 | 42.81 | 35.85 | 40.17 | 45.14 | 37.61 | 50.76 | 53.35 | 49.74 | 50.76 | 53.35 | 49.74 | 50.76 | 53.35 | 49.74 | 50.76 | 53.35 | 49.74 | 56.34 | 53.46 | 49.74 | 56.34 | 53.46 | 49.61 | 50.76 | 53.35 | 49.74 | 50.76 | 53.35 | 49.74 | 56.34 | 53.46 | 49.74 | 51.28 | 44.57 | 43.93 | 51.28 | 52.82 | 47.64 | 50.76 | 53.35 | 49.74
1129 | 38.81 | 42.35 | 37.48 | 38.81 | 42.35 | 37.48 | 38.81 | 42.35 | 37.48 | 38.81 | 42.35 | 37.48 | 40.76 | 42.35 | 37.48 | 40.76 | 42.35 | 37.48 | 40.05 | 42.35 | 37.48 | 40.05 | 45.01 | 37.48 | 40.76 | 42.35 | 37.48 | 12.33 | 0 | 0 | 38.42 | 0 | 35.49 | 38.81 | 42.35 | 37.48 | 50.64 | 52.08 | 49.61 | 50.64 | 52.08 | 49.61 | 50.64 | 52.08 | 49.61 | 50.64 | 52.08 | 49.61 | 56.22 | 52.08 | 49.61 | 56.22 | 52.08 | 49.61 | 50.64 | 52.08 | 49.61 | 50.64 | 53.23 | 49.61 | 56.22 | 52.08 | 49.61 | 12.33 | 0 | 42.67 | 50.13 | 51.03 | 45 | 50.64 | 52.08 | 49.61
1130 | 36.96 | 26.12 | 37.35 | 36.96 | 26.12 | 37.35 | 36.96 | 26.12 | 37.35 | 36.96 | 26.12 | 37.35 | 40.63 | 26.12 | 37.35 | 40.63 | 26.12 | 37.16 | 39.92 | 26.12 | 37.35 | 39.92 | 44.89 | 37.35 | 40.63 | 26.12 | 37.35 | 12.33 | 0 | 0 | 34.29 | 0 | 34.42 | 36.96 | 26.12 | 37.35 | 47.79 | 52.08 | 49.49 | 47.79 | 52.08 | 49.49 | 47.79 | 52.08 | 49.49 | 47.79 | 52.08 | 49.49 | 56.09 | 52.08 | 49.49 | 56.09 | 52.08 | 49.49 | 50.51 | 52.08 | 49.49 | 50.51 | 53.1 | 49.49 | 56.09 | 52.08 | 49.49 | 12.33 | 0 | 42.67 | 47.32 | 51.03 | 44.8 | 47.79 | 52.08 | 49.49
1131 | 18.29 | 25.6 | 35.47 | 18.29 | 25.6 | 35.47 | 18.29 | 25.6 | 35.47 | 18.29 | 25.6 | 35.47 | 40.57 | 25.6 | 35.47 | 40.57 | 25.6 | 19.88 | 39.87 | 25.6 | 35.47 | 39.87 | 44.83 | 37.3 | 40.57 | 25.6 | 35.47 | 9.47 | 0 | 0 | 9.66 | 0 | 0 | 18.29 | 25.6 | 35.47 | 43.63 | 49.44 | 49.43 | 43.63 | 49.44 | 49.43 | 43.63 | 49.44 | 49.43 | 43.63 | 49.44 | 49.43 | 56.03 | 49.44 | 49.43 | 56.03 | 49.44 | 49.43 | 50.46 | 49.44 | 49.43 | 50.46 | 53.04 | 49.43 | 56.03 | 49.44 | 49.43 | 12.33 | 0 | 41.39 | 43.19 | 47.96 | 44.8 | 43.63 | 49.44 | 49.43
1132 | 18.29 | 10.35 | 28.21 | 18.29 | 10.35 | 28.21 | 18.29 | 10.35 | 28.21 | 18.29 | 10.35 | 28.21 | 40.59 | 10.35 | 28.21 | 40.59 | 10.35 | 19.88 | 39.89 | 10.35 | 28.21 | 39.89 | 44.85 | 37.32 | 40.59 | 10.35 | 28.21 | 9 | 0 | 0 | 9.66 | 0 | 0 | 18.29 | 10.35 | 28.21 | 36.14 | 40.92 | 49.11 | 36.14 | 40.92 | 49.11 | 36.14 | 40.92 | 49.11 | 36.14 | 40.92 | 49.11 | 56.05 | 40.92 | 49.11 | 56.05 | 40.92 | 49.11 | 50.47 | 40.92 | 49.11 | 50.47 | 53.06 | 49.45 | 56.05 | 40.92 | 49.11 | 12.33 | 0 | 34.48 | 36.51 | 40.51 | 44.8 | 36.14 | 40.92 | 49.45
1133 | 18.29 | 10.34 | 28.21 | 18.29 | 10.34 | 28.21 | 18.29 | 10.34 | 28.21 | 18.29 | 10.34 | 28.21 | 40.69 | 25.93 | 28.21 | 40.69 | 25.93 | 28.21 | 39.98 | 25.93 | 28.21 | 39.98 | 44.95 | 37.41 | 40.69 | 25.93 | 28.21 | 0.55 | 0 | 0 | 0.56 | 0 | 0 | 18.29 | 10.34 | 28.21 | 36.14 | 46.27 | 46.45 | 36.14 | 46.27 | 46.45 | 36.14 | 46.27 | 46.45 | 36.14 | 46.27 | 46.45 | 56.15 | 46.27 | 46.45 | 56.15 | 46.27 | 46.45 | 50.57 | 46.27 | 46.45 | 50.57 | 53.16 | 49.55 | 56.15 | 46.27 | 46.45 | 12.21 | 0 | 34.48 | 36.51 | 45.81 | 44.8 | 36.14 | 46.27 | 49.55
1134 | 36.96 | 25.88 | 35.12 | 36.96 | 25.88 | 35.12 | 36.96 | 25.88 | 35.12 | 36.96 | 25.88 | 35.12 | 40.65 | 25.94 | 35.12 | 40.65 | 25.94 | 35.12 | 39.94 | 25.94 | 35.12 | 39.94 | 44.91 | 37.37 | 40.65 | 25.94 | 35.12 | 0.55 | 0 | 0 | 0.56 | 0 | 0 | 36.96 | 25.88 | 35.12 | 35.42 | 48.43 | 48.14 | 35.42 | 48.43 | 48.14 | 35.42 | 48.43 | 48.14 | 35.42 | 48.43 | 48.14 | 56.11 | 48.43 | 48.14 | 56.11 | 48.43 | 48.14 | 50.53 | 48.43 | 48.14 | 50.53 | 53.12 | 49.51 | 56.11 | 48.43 | 48.14 | 12.21 | 0 | 34.48 | 34.71 | 47.66 | 44.8 | 35.42 | 48.43 | 50.53
1135 | 40.07 | 25.61 | 37.47 | 40.07 | 25.61 | 37.47 | 40.07 | 25.61 | 37.47 | 40.07 | 25.61 | 37.47 | 40.78 | 40.87 | 37.47 | 40.78 | 40.87 | 19.88 | 40.07 | 40.87 | 37.47 | 40.07 | 45.04 | 37.5 | 40.78 | 40.87 | 37.47 | 9.47 | 0 | 0 | 39.67 | 0 | 34.42 | 40.07 | 25.61 | 37.47 | 38.01 | 48.43 | 48.14 | 38.01 | 48.43 | 48.14 | 38.01 | 48.43 | 48.14 | 38.01 | 48.43 | 48.14 | 56.24 | 48.43 | 48.14 | 56.24 | 48.43 | 48.14 | 50.66 | 48.43 | 48.14 | 50.66 | 53.25 | 49.64 | 56.24 | 48.43 | 48.14 | 36.51 | 0 | 42.67 | 37.63 | 47.66 | 44.8 | 38.01 | 48.43 | 51.26
1136 | 40.2 | 25.6 | 35.8 | 40.2 | 25.6 | 35.8 | 40.2 | 25.6 | 35.8 | 40.2 | 25.6 | 35.8 | 40.9 | 40.99 | 35.8 | 40.9 | 40.99 | 18.88 | 40.2 | 40.99 | 35.8 | 40.2 | 45.16 | 37.63 | 40.9 | 40.99 | 35.8 | 9.66 | 0 | 0 | 39.79 | 0 | 34.42 | 40.2 | 25.6 | 35.8 | 38.01 | 48.43 | 46.17 | 38.01 | 48.43 | 46.17 | 38.01 | 48.43 | 46.17 | 38.01 | 48.43 | 46.17 | 56.36 | 48.43 | 46.17 | 56.36 | 48.43 | 46.17 | 50.78 | 48.43 | 46.17 | 50.78 | 53.37 | 49.76 | 56.36 | 48.43 | 46.17 | 36.51 | 0 | 42.67 | 37.63 | 47.66 | 45.7 | 38.01 | 48.43 | 50.53
1137 | 40.37 | 45.34 | 37.8 | 40.37 | 45.34 | 37.8 | 40.37 | 45.34 | 37.8 | 40.37 | 45.34 | 37.8 | 41.08 | 45.34 | 37.8 | 41.08 | 45.34 | 18.88 | 40.37 | 45.34 | 37.8 | 40.37 | 45.34 | 37.8 | 41.08 | 45.34 | 37.8 | 12.58 | 0 | 0 | 39.97 | 0.01 | 34.42 | 40.37 | 45.34 | 37.8 | 50.96 | 48.43 | 46.74 | 50.96 | 48.43 | 46.74 | 50.96 | 48.43 | 46.74 | 50.96 | 48.43 | 46.74 | 56.54 | 52.4 | 46.74 | 56.54 | 52.4 | 46.74 | 50.96 | 52.4 | 46.74 | 50.96 | 53.55 | 49.94 | 56.54 | 52.4 | 46.74 | 36.51 | 0 | 42.67 | 50.45 | 47.66 | 44.89 | 50.96 | 48.43 | 50.53
1138 | 40.45 | 45.41 | 37.88 | 40.45 | 45.41 | 37.88 | 40.45 | 45.41 | 37.88 | 40.45 | 45.41 | 37.88 | 41.15 | 45.41 | 37.88 | 41.15 | 45.41 | 18.88 | 40.45 | 45.41 | 37.88 | 40.45 | 45.41 | 37.88 | 41.15 | 45.41 | 37.88 | 12.58 | 0 | 0 | 40.04 | 0.01 | 34.42 | 40.45 | 45.41 | 37.88 | 51.04 | 49.44 | 46.17 | 51.04 | 49.44 | 46.17 | 51.04 | 49.44 | 46.17 | 51.04 | 49.44 | 46.17 | 56.62 | 53.62 | 46.45 | 56.62 | 53.62 | 41.41 | 51.04 | 53.62 | 46.45 | 51.04 | 53.62 | 50.01 | 56.62 | 53.62 | 46.45 | 36.51 | 0 | 39.77 | 50.53 | 47.66 | 44.8 | 51.04 | 49.44 | 50.01
1139 | 40.4 | 45.37 | 37.83 | 40.4 | 45.37 | 37.83 | 40.4 | 45.37 | 37.83 | 40.4 | 45.37 | 37.83 | 41.11 | 45.37 | 37.83 | 41.11 | 45.37 | 18.88 | 40.4 | 45.37 | 37.83 | 40.4 | 45.37 | 37.83 | 41.11 | 45.37 | 37.83 | 12.58 | 0 | 0 | 40 | 0 | 34.42 | 40.4 | 45.37 | 37.83 | 50.99 | 48.43 | 46.17 | 50.99 | 48.43 | 46.17 | 50.99 | 48.43 | 46.17 | 50.99 | 48.43 | 46.17 | 56.57 | 53.58 | 46.45 | 56.57 | 53.58 | 38.94 | 50.99 | 53.58 | 46.45 | 50.99 | 53.58 | 49.97 | 56.57 | 53.58 | 46.45 | 36.51 | 0 | 37.02 | 50.48 | 47.66 | 44.8 | 50.99 | 48.43 | 49.97
1140 | 40.27 | 10.43 | 33.06 | 40.27 | 10.43 | 33.06 | 40.27 | 10.43 | 33.06 | 40.27 | 10.43 | 33.06 | 40.98 | 45.24 | 37.7 | 40.98 | 45.24 | 0 | 40.27 | 45.24 | 37.7 | 40.27 | 45.24 | 37.7 | 40.98 | 45.24 | 37.7 | 9.66 | 0 | 0 | 39.87 | 0 | 0 | 40.27 | 10.43 | 33.06 | 36.87 | 48.43 | 46.17 | 36.87 | 48.43 | 46.17 | 36.87 | 48.43 | 46.17 | 36.87 | 48.43 | 46.17 | 56.44 | 53.45 | 47.98 | 56.44 | 53.45 | 38.94 | 50.86 | 53.45 | 47.98 | 50.86 | 53.45 | 49.83 | 56.44 | 53.45 | 47.98 | 36.51 | 0 | 36.27 | 37.25 | 47.66 | 44.8 | 36.87 | 48.43 | 49.83
1141 | 40.1 | 10.34 | 28.21 | 40.1 | 10.34 | 28.21 | 40.1 | 10.34 | 28.21 | 40.1 | 10.34 | 28.21 | 40.8 | 45.06 | 37.47 | 40.8 | 45.06 | 0 | 40.1 | 45.06 | 37.47 | 40.1 | 45.06 | 37.53 | 40.8 | 45.06 | 37.47 | 9.66 | 0 | 0 | 39.69 | 0 | 0 | 40.1 | 10.34 | 28.21 | 36.87 | 48.14 | 46.17 | 36.87 | 48.14 | 46.17 | 36.87 | 48.14 | 46.17 | 36.87 | 48.14 | 46.17 | 56.26 | 53.27 | 46.45 | 56.26 | 53.27 | 38.94 | 50.68 | 53.27 | 46.45 | 50.68 | 53.27 | 49.66 | 56.26 | 53.27 | 46.45 | 36.51 | 0 | 36.27 | 37.25 | 47.66 | 44.8 | 36.87 | 48.14 | 46.17
1142 | 20.68 | 10.33 | 28.21 | 20.68 | 10.33 | 28.21 | 20.68 | 10.33 | 28.21 | 20.68 | 10.33 | 28.21 | 40.67 | 44.93 | 37.38 | 40.67 | 44.93 | 0 | 39.96 | 44.93 | 37.38 | 39.96 | 44.93 | 37.39 | 40.67 | 44.93 | 37.38 | 9.66 | 0 | 0 | 20.47 | 0 | 0 | 20.68 | 10.33 | 28.21 | 36.87 | 48.14 | 46.17 | 36.87 | 48.14 | 46.17 | 36.87 | 48.14 | 46.17 | 36.87 | 48.14 | 46.17 | 56.13 | 53.14 | 46.17 | 56.13 | 53.14 | 38.94 | 50.55 | 53.14 | 46.17 | 50.55 | 53.14 | 49.53 | 56.13 | 53.14 | 46.17 | 36.51 | 0 | 36.27 | 37.25 | 47.66 | 44.8 | 36.87 | 48.14 | 46.17
1143 | 18.29 | 10.33 | 27.65 | 18.29 | 10.33 | 27.65 | 18.29 | 10.33 | 27.65 | 18.29 | 10.33 | 27.65 | 40.71 | 44.96 | 37.43 | 40.71 | 44.96 | 0 | 40 | 44.96 | 37.43 | 40 | 44.97 | 37.43 | 40.71 | 44.96 | 37.43 | 9.66 | 0 | 0 | 18.1 | 0 | 0 | 18.29 | 10.33 | 27.65 | 36.14 | 26.88 | 45.69 | 36.14 | 26.88 | 45.69 | 36.14 | 26.88 | 45.69 | 36.14 | 26.88 | 45.69 | 56.17 | 53.18 | 47.71 | 56.17 | 53.18 | 44.2 | 50.59 | 53.18 | 47.71 | 50.59 | 53.18 | 49.57 | 56.17 | 53.18 | 47.71 | 36.51 | 0 | 41.17 | 36.51 | 26.61 | 44.8 | 36.14 | 26.88 | 45.69
1144 | 39.28 | 25.6 | 33.06 | 39.28 | 25.6 | 33.06 | 39.28 | 25.6 | 33.06 | 39.28 | 25.6 | 33.06 | 40.98 | 45.24 | 37.7 | 40.98 | 45.24 | 0 | 40.27 | 45.24 | 37.7 | 40.27 | 45.24 | 37.7 | 40.98 | 45.24 | 37.7 | 13.06 | 0 | 0 | 38.89 | 25.35 | 32.73 | 39.28 | 25.6 | 33.06 | 50.85 | 48.43 | 46.21 | 50.85 | 48.43 | 46.21 | 50.85 | 48.43 | 46.21 | 50.85 | 48.43 | 46.21 | 56.44 | 53.45 | 49.39 | 56.44 | 53.45 | 49.11 | 50.86 | 53.45 | 49.39 | 50.86 | 53.45 | 49.83 | 56.44 | 53.45 | 49.39 | 49.33 | 0 | 44.43 | 50.34 | 47.95 | 45.75 | 50.85 | 48.43 | 46.21
1145 | 40.87 | 45.83 | 35.12 | 40.87 | 45.83 | 35.12 | 40.87 | 45.83 | 35.12 | 40.87 | 45.83 | 35.12 | 41.58 | 45.84 | 38.3 | 41.58 | 45.84 | 0 | 40.87 | 45.84 | 38.3 | 40.87 | 45.84 | 38.3 | 41.58 | 45.84 | 38.3 | 13.06 | 0 | 0 | 40.46 | 45.37 | 34.42 | 40.87 | 45.83 | 35.12 | 51.46 | 48.92 | 49.61 | 51.46 | 48.92 | 49.61 | 51.46 | 48.92 | 49.61 | 51.46 | 48.92 | 49.61 | 57.04 | 54.05 | 50.34 | 57.04 | 54.05 | 49.61 | 51.46 | 54.05 | 50.34 | 51.46 | 54.05 | 50.44 | 57.04 | 54.05 | 50.34 | 50.33 | 0 | 44.8 | 51.36 | 48.43 | 48.61 | 51.46 | 48.92 | 49.61
1146 | 41.03 | 46 | 35.12 | 41.03 | 46 | 35.12 | 41.03 | 46 | 35.12 | 41.03 | 46 | 35.12 | 41.74 | 46 | 38.46 | 41.74 | 46 | 0 | 41.03 | 46 | 38.46 | 41.03 | 46 | 38.46 | 41.74 | 46 | 38.46 | 40.62 | 0 | 0 | 41.45 | 45.54 | 34.77 | 41.03 | 46 | 35.12 | 51.62 | 49.44 | 49.61 | 51.62 | 49.44 | 49.61 | 51.62 | 49.44 | 49.61 | 51.62 | 49.44 | 49.61 | 57.2 | 54.21 | 50.34 | 57.2 | 54.21 | 49.61 | 51.62 | 54.21 | 50.34 | 51.62 | 54.21 | 50.6 | 57.2 | 54.21 | 50.34 | 52.69 | 0 | 44.8 | 52.69 | 48.95 | 48.61 | 51.62 | 49.44 | 49.61
1147 | 40.61 | 25.03 | 34.77 | 40.61 | 25.03 | 34.77 | 40.61 | 25.03 | 34.77 | 40.61 | 25.03 | 34.77 | 41.31 | 45.57 | 38.04 | 41.31 | 45.57 | 0 | 40.61 | 45.57 | 38.04 | 40.61 | 45.57 | 38.04 | 41.31 | 45.57 | 38.04 | 13.06 | 0 | 0 | 40.2 | 24.78 | 34.42 | 40.61 | 25.03 | 34.77 | 51.19 | 48.43 | 48.12 | 51.19 | 48.43 | 48.12 | 51.19 | 48.43 | 48.12 | 51.19 | 48.43 | 48.12 | 56.77 | 53.78 | 50.17 | 56.77 | 53.78 | 49.61 | 51.19 | 53.78 | 50.17 | 51.19 | 53.78 | 50.17 | 56.77 | 53.78 | 50.17 | 51.71 | 0 | 44.8 | 51.71 | 47.95 | 47.64 | 51.19 | 48.43 | 48.12
1148 | 40.29 | 10.33 | 27.65 | 40.29 | 10.33 | 27.65 | 40.29 | 10.33 | 27.65 | 40.29 | 10.33 | 27.65 | 41 | 45.26 | 37.72 | 41 | 45.26 | 0 | 40.29 | 45.26 | 37.72 | 40.29 | 45.26 | 37.72 | 41 | 45.26 | 37.72 | 13.06 | 0 | 0 | 39.89 | 10.23 | 27.38 | 40.29 | 10.33 | 27.65 | 50.88 | 48.14 | 46.68 | 50.88 | 48.14 | 46.68 | 50.88 | 48.14 | 46.68 | 50.88 | 48.14 | 46.68 | 56.46 | 53.47 | 49.85 | 56.46 | 53.47 | 49.61 | 50.88 | 53.47 | 49.85 | 50.88 | 53.47 | 49.86 | 56.46 | 53.47 | 49.85 | 49.33 | 0 | 44.8 | 50.37 | 47.66 | 46.21 | 50.88 | 48.14 | 46.68
1149 | 35.7 | 10.33 | 10.33 | 35.7 | 10.33 | 10.33 | 35.7 | 10.33 | 10.33 | 35.7 | 10.33 | 10.33 | 40.85 | 45.11 | 37.57 | 40.85 | 45.11 | 0 | 40.14 | 45.11 | 37.57 | 40.14 | 45.11 | 37.57 | 40.85 | 45.11 | 37.57 | 13.06 | 0 | 0 | 35.34 | 10.23 | 10.23 | 35.7 | 10.33 | 10.33 | 49.33 | 43.47 | 46.53 | 49.33 | 43.47 | 46.53 | 49.33 | 43.47 | 46.53 | 49.33 | 43.47 | 46.53 | 56.31 | 53.32 | 49.7 | 56.31 | 53.32 | 49.61 | 50.73 | 53.32 | 49.7 | 50.73 | 53.32 | 49.7 | 56.31 | 53.32 | 49.7 | 49.33 | 0 | 44.8 | 49.83 | 43.04 | 46.06 | 49.33 | 43.47 | 46.53
1150 | 37.53 | 0.01 | 0 | 37.53 | 0.01 | 0 | 37.53 | 0.01 | 0 | 37.53 | 0.01 | 0 | 40.8 | 45.06 | 37.53 | 40.8 | 45.06 | 0 | 40.09 | 45.06 | 37.53 | 40.09 | 45.06 | 37.53 | 40.8 | 45.06 | 37.53 | 13.06 | 0 | 0 | 37.15 | 0.01 | 0 | 37.53 | 0.01 | 0 | 48.12 | 10.33 | 46.28 | 48.12 | 10.33 | 46.28 | 48.12 | 10.33 | 46.28 | 48.12 | 10.33 | 46.28 | 56.26 | 53.27 | 49.66 | 56.26 | 53.27 | 49.46 | 50.68 | 53.27 | 49.66 | 50.68 | 53.27 | 49.66 | 56.26 | 53.27 | 49.66 | 48.61 | 0 | 44.8 | 48.61 | 10.23 | 45.82 | 48.12 | 10.33 | 46.28
1151 | 18.29 | 0 | 0 | 18.29 | 0 | 0 | 18.29 | 0 | 0 | 18.29 | 0 | 0 | 40.59 | 44.85 | 37.31 | 40.59 | 44.85 | 0 | 39.88 | 44.85 | 37.31 | 39.88 | 44.85 | 37.31 | 40.59 | 44.85 | 37.31 | 0 | 0 | 0 | 18.1 | 0 | 0 | 18.29 | 0 | 0 | 14.94 | 10.33 | 46.17 | 14.94 | 10.33 | 46.17 | 14.94 | 10.33 | 46.17 | 14.94 | 10.33 | 46.17 | 56.05 | 53.06 | 49.34 | 56.05 | 53.06 | 49.11 | 50.47 | 53.06 | 49.45 | 50.47 | 53.06 | 49.45 | 56.05 | 53.06 | 49.34 | 14.5 | 0 | 44.43 | 14.79 | 10.23 | 45.7 | 14.94 | 10.33 | 46.17
1152 | 10.33 | 0 | 0 | 10.33 | 0 | 0 | 10.33 | 0 | 0 | 10.33 | 0 | 0 | 40.69 | 44.95 | 37.42 | 40.69 | 44.95 | 0 | 39.99 | 44.95 | 37.42 | 39.99 | 44.95 | 37.42 | 40.69 | 44.95 | 37.42 | 0 | 0 | 0 | 10.23 | 0 | 0 | 10.33 | 0 | 0 | 14.8 | 10.33 | 46.17 | 14.8 | 10.33 | 46.17 | 14.8 | 10.33 | 46.17 | 14.8 | 10.33 | 46.17 | 56.16 | 53.16 | 49.34 | 56.16 | 53.16 | 49.07 | 50.58 | 53.16 | 49.34 | 50.58 | 53.16 | 49.34 | 56.16 | 53.16 | 49.34 | 14.21 | 0 | 44.43 | 14.65 | 10.23 | 45.7 | 14.8 | 10.33 | 46.17
1153 | 10.33 | 0 | 0 | 10.33 | 0 | 0 | 10.33 | 0 | 0 | 10.33 | 0 | 0 | 40.54 | 44.79 | 37.26 | 40.54 | 44.79 | 0 | 39.83 | 44.79 | 37.26 | 39.83 | 44.8 | 37.26 | 40.54 | 44.79 | 37.26 | 0 | 0 | 0 | 0 | 0 | 0 | 10.33 | 0 | 0 | 10.33 | 0 | 45.25 | 10.33 | 0 | 45.25 | 10.33 | 0 | 45.25 | 10.33 | 0 | 45.25 | 56 | 53.01 | 49.34 | 56 | 53.01 | 48.1 | 50.42 | 53.01 | 49.39 | 50.42 | 53.01 | 49.39 | 56 | 53.01 | 49.34 | 0 | 0 | 42.67 | 0 | 0 | 44.8 | 10.33 | 0 | 45.25
1154 | 10.33 | 0 | 0 | 10.33 | 0 | 0 | 10.33 | 0 | 0 | 10.33 | 0 | 0 | 40.42 | 44.67 | 37.14 | 40.42 | 44.67 | 0 | 39.71 | 44.67 | 37.14 | 39.71 | 44.67 | 37.14 | 40.42 | 44.67 | 37.14 | 0 | 0 | 0 | 0 | 0 | 0 | 10.33 | 0 | 0 | 10.33 | 0 | 44.88 | 10.33 | 0 | 44.88 | 10.33 | 0 | 44.88 | 10.33 | 0 | 44.88 | 55.88 | 52.89 | 48.37 | 55.88 | 46.27 | 45.81 | 50.3 | 52.89 | 48.37 | 50.3 | 52.89 | 48.37 | 55.88 | 52.89 | 48.37 | 0 | 0 | 42.67 | 0 | 0 | 44.43 | 10.33 | 0 | 32.95
1155 | 10.33 | 0 | 0 | 10.33 | 0 | 0 | 10.33 | 0 | 0 | 10.33 | 0 | 0 | 40.35 | 42.35 | 37.07 | 40.35 | 42.35 | 0 | 39.64 | 44.61 | 37.07 | 39.64 | 44.61 | 37.07 | 40.35 | 42.35 | 37.07 | 0 | 0 | 0 | 0 | 0 | 0 | 10.33 | 0 | 0 | 10.33 | 9.53 | 38.94 | 10.33 | 9.53 | 38.94 | 10.33 | 9.53 | 38.94 | 10.33 | 9.53 | 38.94 | 55.81 | 52.82 | 48.37 | 55.81 | 46.27 | 38.94 | 50.23 | 52.82 | 49.21 | 50.23 | 52.82 | 49.21 | 55.81 | 52.82 | 48.37 | 0 | 0 | 36.27 | 0 | 9.43 | 38.55 | 10.33 | 9.53 | 29
1156 | 10.33 | 0 | 0 | 10.33 | 0 | 0 | 10.33 | 0 | 0 | 10.33 | 0 | 0 | 40.39 | 25.95 | 37.11 | 40.39 | 25.95 | 0 | 39.68 | 44.64 | 37.11 | 39.68 | 44.65 | 37.11 | 40.39 | 25.95 | 37.11 | 0 | 0 | 0 | 0 | 0 | 0 | 10.33 | 0 | 0 | 10.33 | 0 | 37.77 | 10.33 | 0 | 37.77 | 10.33 | 0 | 37.77 | 10.33 | 0 | 37.77 | 55.85 | 52.4 | 38.55 | 55.85 | 30.8 | 38.55 | 50.27 | 52.86 | 49.25 | 50.27 | 52.86 | 49.25 | 55.85 | 52.4 | 38.55 | 0 | 0 | 36.27 | 0 | 0 | 37.39 | 10.33 | 0 | 10.33
1157 | 10.33 | 0 | 0 | 10.33 | 0 | 0 | 10.33 | 0 | 0 | 10.33 | 0 | 0 | 40.46 | 25.95 | 37.18 | 40.46 | 25.95 | 0 | 39.75 | 44.71 | 37.18 | 39.75 | 44.71 | 37.18 | 40.46 | 25.95 | 37.18 | 0 | 0 | 0 | 0 | 0 | 0 | 10.33 | 0 | 0 | 10.33 | 0 | 37.02 | 10.33 | 0 | 37.02 | 10.33 | 0 | 37.02 | 10.33 | 0 | 37.02 | 55.92 | 52.4 | 38.94 | 55.92 | 30.8 | 38.94 | 50.34 | 52.93 | 49.31 | 50.34 | 52.93 | 49.31 | 55.92 | 52.4 | 38.94 | 0 | 0 | 36.65 | 0 | 0 | 37.39 | 10.33 | 0 | 29
1158 | 10.33 | 0 | 0 | 10.33 | 0 | 0 | 10.33 | 0 | 0 | 10.33 | 0 | 0 | 40.41 | 44.66 | 37.13 | 40.41 | 44.66 | 0 | 39.7 | 44.67 | 37.13 | 39.7 | 44.67 | 37.13 | 40.41 | 44.66 | 37.13 | 0 | 0 | 0 | 0 | 0 | 0 | 10.33 | 0 | 0 | 10.33 | 0 | 37.02 | 10.33 | 0 | 37.02 | 10.33 | 0 | 37.02 | 10.33 | 0 | 37.02 | 55.87 | 52.88 | 48.37 | 55.87 | 46.27 | 38.94 | 50.29 | 52.88 | 49.27 | 50.29 | 52.88 | 49.27 | 55.87 | 52.88 | 48.37 | 0 | 0 | 36.65 | 0 | 0 | 37.39 | 10.33 | 0 | 32.95
1159 | 10.33 | 0 | 0 | 10.33 | 0 | 0 | 10.33 | 0 | 0 | 10.33 | 0 | 0 | 40.4 | 44.66 | 37.12 | 40.4 | 44.66 | 0 | 39.69 | 44.66 | 37.12 | 39.69 | 44.66 | 37.12 | 40.4 | 44.66 | 37.12 | 0 | 0 | 0 | 0 | 0 | 0 | 10.33 | 0 | 0 | 10.33 | 10.33 | 36.64 | 10.33 | 10.33 | 36.64 | 10.33 | 10.33 | 36.64 | 10.33 | 10.33 | 36.64 | 55.86 | 52.87 | 48.37 | 55.86 | 52.87 | 38.94 | 50.28 | 52.87 | 49.26 | 50.28 | 52.87 | 49.26 | 55.86 | 52.87 | 48.37 | 0 | 0 | 36.27 | 10.23 | 10.23 | 37.01 | 10.33 | 10.33 | 36.64
1160 | 10.33 | 0 | 0 | 10.33 | 0 | 0 | 10.33 | 0 | 0 | 10.33 | 0 | 0 | 40.46 | 44.72 | 37.18 | 40.46 | 44.72 | 0 | 39.75 | 44.72 | 37.18 | 39.75 | 44.72 | 37.18 | 40.46 | 44.72 | 37.18 | 0 | 0 | 0 | 10.23 | 0 | 0 | 10.33 | 0 | 0 | 14.65 | 10.33 | 43.1 | 14.65 | 10.33 | 43.1 | 14.65 | 10.33 | 43.1 | 14.65 | 10.33 | 43.1 | 55.92 | 52.93 | 49.32 | 55.92 | 52.93 | 45.81 | 50.34 | 52.93 | 49.32 | 50.34 | 52.93 | 49.32 | 55.92 | 52.93 | 49.32 | 14.21 | 0 | 42.67 | 14.5 | 10.23 | 43.54 | 14.65 | 10.33 | 43.1
1161 | 17.92 | 0 | 0 | 17.92 | 0 | 0 | 17.92 | 0 | 0 | 17.92 | 0 | 0 | 40.61 | 44.87 | 37.33 | 40.61 | 44.87 | 0 | 39.9 | 44.87 | 37.33 | 39.9 | 44.87 | 37.33 | 40.61 | 44.87 | 37.33 | 0 | 0 | 0 | 0 | 0 | 0 | 17.92 | 0 | 0 | 14.8 | 10.33 | 43.1 | 14.8 | 10.33 | 43.1 | 14.8 | 10.33 | 43.1 | 14.8 | 10.33 | 43.1 | 56.07 | 53.08 | 49.34 | 56.07 | 53.08 | 45.81 | 50.49 | 53.08 | 49.47 | 50.49 | 53.08 | 49.47 | 56.07 | 53.08 | 49.34 | 14.21 | 0 | 42.24 | 14.65 | 10.23 | 43.54 | 14.8 | 10.33 | 43.1
1162 | 17.92 | 0 | 0 | 17.92 | 0 | 0 | 17.92 | 0 | 0 | 17.92 | 0 | 0 | 40.73 | 44.99 | 37.45 | 40.73 | 44.99 | 0 | 40.02 | 44.99 | 37.45 | 40.02 | 44.99 | 37.45 | 40.73 | 44.99 | 37.45 | 0 | 0 | 0 | 0 | 0 | 0 | 17.92 | 0 | 0 | 14.65 | 9.53 | 36.27 | 14.65 | 9.53 | 36.27 | 14.65 | 9.53 | 36.27 | 14.65 | 0 | 36.27 | 56.19 | 53.2 | 43 | 56.19 | 53.2 | 38.94 | 50.61 | 53.2 | 49.59 | 50.61 | 53.2 | 49.59 | 56.19 | 53.2 | 43 | 14.21 | 0 | 35.55 | 14.5 | 0 | 36.27 | 14.65 | 9.53 | 36.27
1163 | 38.59 | 0 | 0 | 38.59 | 0 | 0 | 38.59 | 0 | 0 | 38.59 | 0 | 0 | 40.77 | 45.03 | 37.49 | 40.77 | 45.03 | 0 | 40.06 | 45.03 | 37.49 | 40.06 | 45.03 | 37.49 | 40.77 | 45.03 | 37.49 | 0 | 0 | 0 | 0 | 0 | 0 | 38.59 | 0 | 0 | 19.79 | 9.53 | 20.2 | 19.79 | 9.53 | 20.2 | 19.79 | 9.53 | 20.2 | 19.79 | 0 | 20.2 | 56.23 | 53.24 | 40.57 | 56.23 | 53.24 | 38.94 | 50.65 | 53.24 | 49.63 | 50.65 | 53.24 | 49.63 | 56.23 | 53.24 | 40.57 | 19.2 | 0 | 19.6 | 19.59 | 0 | 20 | 19.79 | 9.53 | 20.2
1164 | 17.92 | 0 | 0 | 17.92 | 0 | 0 | 17.92 | 0 | 0 | 17.92 | 0 | 0 | 40.68 | 44.94 | 37.4 | 40.68 | 44.94 | 0 | 39.97 | 44.94 | 37.4 | 39.97 | 44.94 | 37.4 | 40.68 | 44.94 | 37.4 | 0 | 0 | 0 | 0 | 0 | 0 | 17.92 | 0 | 0 | 19.79 | 0 | 19.79 | 19.79 | 0 | 19.79 | 19.79 | 0 | 19.79 | 19.79 | 0 | 19.79 | 56.14 | 53.15 | 38.94 | 56.14 | 53.15 | 38.94 | 50.56 | 53.15 | 49.54 | 50.56 | 53.15 | 49.54 | 56.14 | 53.15 | 38.94 | 19.2 | 0 | 19.6 | 19.59 | 0 | 19.6 | 19.79 | 0 | 19.79
1165 | 17.92 | 0 | 0 | 17.92 | 0 | 0 | 17.92 | 0 | 0 | 17.92 | 0 | 0 | 40.49 | 44.74 | 37.21 | 40.49 | 44.74 | 0 | 39.78 | 44.74 | 37.21 | 39.78 | 44.75 | 37.21 | 40.49 | 44.74 | 37.21 | 0 | 0 | 0 | 17.74 | 0 | 0 | 17.92 | 0 | 0 | 19.79 | 0 | 20.2 | 19.79 | 0 | 20.2 | 19.79 | 0 | 20.2 | 19.79 | 0 | 20.2 | 55.95 | 52.96 | 36.64 | 55.95 | 46.27 | 36.64 | 50.37 | 52.96 | 49.34 | 50.37 | 52.96 | 49.34 | 55.95 | 52.96 | 36.64 | 19.2 | 0 | 19.6 | 19.59 | 0 | 20.2 | 19.79 | 0 | 20.2
1166 | 18.29 | 0 | 0 | 18.29 | 0 | 0 | 18.29 | 0 | 0 | 18.29 | 0 | 0 | 40.39 | 44.64 | 37.11 | 40.39 | 44.64 | 0 | 39.68 | 44.64 | 37.11 | 39.68 | 44.65 | 37.11 | 40.39 | 44.64 | 37.11 | 0 | 0 | 0 | 18.1 | 0 | 0 | 18.29 | 0 | 0 | 35.42 | 0 | 36.64 | 35.42 | 0 | 36.64 | 35.42 | 0 | 36.64 | 35.42 | 0 | 36.64 | 55.85 | 52.86 | 40.57 | 55.85 | 52.86 | 38.94 | 50.27 | 52.86 | 47.39 | 50.27 | 52.86 | 49.24 | 55.85 | 52.86 | 40.57 | 19.2 | 0 | 20 | 35.07 | 0 | 36.27 | 35.42 | 0 | 36.64
1167 | 33.15 | 0.01 | 0 | 33.15 | 0.01 | 0 | 33.15 | 0.01 | 0 | 33.15 | 0.01 | 0 | 40.4 | 44.66 | 37.12 | 40.4 | 44.66 | 0 | 39.69 | 44.66 | 37.12 | 39.69 | 44.66 | 37.12 | 40.4 | 44.66 | 37.12 | 0 | 0 | 0 | 32.82 | 0.01 | 0 | 33.15 | 0.01 | 0 | 36.14 | 10.54 | 40.98 | 36.14 | 10.54 | 40.98 | 36.14 | 10.54 | 40.98 | 36.14 | 10.54 | 40.98 | 55.86 | 52.87 | 44.16 | 55.86 | 52.87 | 41.83 | 50.28 | 52.87 | 44.16 | 50.28 | 52.87 | 49.26 | 55.86 | 52.87 | 44.16 | 19.59 | 0 | 36.65 | 35.78 | 10.44 | 40.57 | 36.14 | 10.54 | 40.98
1168 | 39.91 | 30.99 | 0 | 39.91 | 30.99 | 0 | 39.91 | 30.99 | 0 | 39.91 | 30.99 | 0 | 40.62 | 44.88 | 37.34 | 40.62 | 44.88 | 0 | 39.91 | 44.88 | 37.34 | 39.91 | 44.88 | 37.34 | 40.62 | 44.88 | 37.34 | 0 | 0 | 0 | 39.51 | 30.68 | 0 | 39.91 | 30.99 | 0 | 50.5 | 47.35 | 46.17 | 50.5 | 47.35 | 46.17 | 50.5 | 47.35 | 46.17 | 50.5 | 47.35 | 46.17 | 56.08 | 53.09 | 49.34 | 56.08 | 53.09 | 49.11 | 50.5 | 53.09 | 49.34 | 50.5 | 53.09 | 49.48 | 56.08 | 53.09 | 49.34 | 19.59 | 0 | 44.8 | 49.99 | 46.88 | 45.72 | 50.5 | 47.35 | 46.17
1169 | 40.49 | 45.46 | 34.43 | 40.49 | 45.46 | 34.43 | 40.49 | 45.46 | 34.43 | 40.49 | 45.46 | 34.43 | 41.2 | 45.46 | 37.92 | 41.2 | 45.46 | 18.88 | 40.49 | 45.46 | 37.92 | 40.49 | 45.46 | 37.92 | 41.2 | 45.46 | 37.92 | 0 | 0 | 0 | 40.09 | 45 | 34.42 | 40.49 | 45.46 | 34.43 | 51.08 | 49.63 | 46.88 | 51.08 | 49.63 | 46.88 | 51.08 | 49.63 | 46.88 | 51.08 | 49.63 | 46.88 | 56.66 | 53.67 | 50.06 | 56.66 | 53.67 | 49.61 | 51.08 | 53.67 | 50.06 | 51.08 | 53.67 | 50.06 | 56.66 | 53.67 | 50.06 | 19.59 | 46.4 | 45.35 | 51.6 | 49.13 | 46.41 | 51.08 | 49.63 | 46.88
1170 | 40.73 | 45.7 | 35.12 | 40.73 | 45.7 | 35.12 | 40.73 | 45.7 | 35.12 | 40.73 | 45.7 | 35.12 | 41.44 | 45.7 | 38.16 | 41.44 | 45.7 | 18.88 | 40.73 | 45.7 | 38.16 | 40.73 | 45.7 | 38.16 | 41.44 | 45.7 | 38.16 | 13.11 | 0 | 0 | 41.14 | 45.24 | 34.77 | 40.73 | 45.7 | 35.12 | 51.32 | 53.91 | 48.61 | 51.32 | 53.91 | 48.61 | 51.32 | 53.91 | 48.61 | 51.32 | 53.91 | 48.61 | 56.9 | 53.91 | 50.3 | 56.9 | 53.91 | 49.61 | 51.32 | 53.91 | 50.3 | 51.32 | 53.91 | 50.3 | 56.9 | 53.91 | 50.3 | 19.59 | 46.4 | 46.75 | 51.84 | 53.37 | 48.12 | 51.32 | 53.91 | 48.61
1171 | 40.61 | 45.58 | 35.12 | 40.61 | 45.58 | 35.12 | 40.61 | 45.58 | 35.12 | 40.61 | 45.58 | 35.12 | 41.32 | 45.58 | 38.05 | 41.32 | 45.58 | 18.88 | 40.61 | 45.58 | 38.05 | 40.61 | 45.58 | 38.05 | 41.32 | 45.58 | 38.05 | 13.11 | 0 | 0 | 40.21 | 45.13 | 34.77 | 40.61 | 45.58 | 35.12 | 51.2 | 53.79 | 48.61 | 51.2 | 53.79 | 48.61 | 51.2 | 53.79 | 48.61 | 51.2 | 53.79 | 48.61 | 56.78 | 53.79 | 50.18 | 56.78 | 53.79 | 49.61 | 51.2 | 53.79 | 50.18 | 51.2 | 53.79 | 50.18 | 56.78 | 53.79 | 50.18 | 21.26 | 46.4 | 47.16 | 51.72 | 53.25 | 48.13 | 51.2 | 53.79 | 48.61
1172 | 40.41 | 45.38 | 37.84 | 40.41 | 45.38 | 37.84 | 40.41 | 45.38 | 37.84 | 40.41 | 45.38 | 37.84 | 41.12 | 45.38 | 37.84 | 41.12 | 45.38 | 18.88 | 40.41 | 45.38 | 37.84 | 40.41 | 45.38 | 37.84 | 41.12 | 45.38 | 37.84 | 0 | 0 | 0 | 40.01 | 44.92 | 37.46 | 40.41 | 45.38 | 37.84 | 51 | 53.59 | 49.1 | 51 | 53.59 | 49.1 | 51 | 53.59 | 49.1 | 51 | 53.59 | 49.1 | 56.58 | 53.59 | 49.98 | 56.58 | 53.59 | 49.61 | 51 | 53.59 | 49.98 | 51 | 53.59 | 49.98 | 56.58 | 53.59 | 49.98 | 20 | 46.4 | 47.16 | 51.51 | 53.05 | 48.61 | 51 | 53.59 | 49.1
1173 | 40.33 | 45.29 | 37.76 | 40.33 | 45.29 | 37.76 | 40.33 | 45.29 | 37.76 | 40.33 | 45.29 | 37.76 | 41.04 | 45.29 | 37.76 | 41.04 | 45.29 | 18.88 | 40.33 | 45.29 | 37.76 | 40.33 | 45.29 | 37.76 | 41.04 | 45.29 | 37.76 | 0 | 0 | 0 | 39.92 | 44.84 | 37.38 | 40.33 | 45.29 | 37.76 | 50.92 | 52.77 | 49.89 | 50.92 | 52.77 | 49.89 | 50.92 | 52.77 | 49.89 | 50.92 | 52.77 | 49.61 | 56.5 | 53.51 | 49.89 | 56.5 | 53.51 | 49.61 | 50.92 | 53.51 | 49.89 | 50.92 | 53.51 | 49.89 | 56.5 | 53.51 | 49.89 | 16.44 | 46.4 | 45.35 | 50.41 | 52.25 | 48.61 | 50.92 | 52.77 | 49.89
1174 | 40.22 | 45.18 | 37.65 | 40.22 | 45.18 | 37.65 | 40.22 | 45.18 | 37.65 | 40.22 | 45.18 | 37.65 | 40.92 | 45.18 | 37.65 | 40.92 | 45.18 | 18.88 | 40.22 | 45.18 | 37.65 | 40.22 | 45.18 | 37.65 | 40.92 | 45.18 | 37.65 | 0 | 0 | 0 | 39.81 | 44.73 | 37.27 | 40.22 | 45.18 | 37.65 | 50.81 | 51.48 | 49.78 | 50.81 | 51.48 | 49.78 | 50.81 | 51.48 | 49.78 | 50.81 | 51.48 | 49.61 | 56.39 | 53.39 | 49.78 | 56.39 | 53.39 | 49.61 | 50.81 | 53.39 | 49.78 | 50.81 | 53.39 | 49.78 | 56.39 | 53.39 | 49.78 | 14.5 | 45.03 | 44.8 | 50.3 | 47.66 | 48.61 | 50.81 | 51.48 | 49.78
1175 | 39.95 | 44.92 | 37.38 | 39.95 | 44.92 | 37.38 | 39.95 | 44.92 | 37.38 | 39.95 | 44.92 | 37.38 | 40.66 | 44.92 | 37.38 | 40.66 | 44.92 | 0 | 39.95 | 44.92 | 37.38 | 39.95 | 44.92 | 37.38 | 40.66 | 44.92 | 37.38 | 0 | 0 | 0 | 39.55 | 44.47 | 37.01 | 39.95 | 44.92 | 37.38 | 50.54 | 51.19 | 49.52 | 50.54 | 51.19 | 49.52 | 50.54 | 51.19 | 49.52 | 50.54 | 51.19 | 49.11 | 56.12 | 53.13 | 49.52 | 56.12 | 53.13 | 49.11 | 50.54 | 53.13 | 49.52 | 50.54 | 53.13 | 49.52 | 56.12 | 53.13 | 49.52 | 14.5 | 39.05 | 44.8 | 50.03 | 47.66 | 47.64 | 50.54 | 51.19 | 49.52
1176 | 39.82 | 44.88 | 37.35 | 39.82 | 44.88 | 37.35 | 39.82 | 44.88 | 37.35 | 39.82 | 44.88 | 37.35 | 40.63 | 44.88 | 37.35 | 40.63 | 44.88 | 0 | 39.92 | 44.88 | 37.35 | 39.92 | 44.88 | 37.35 | 40.63 | 44.88 | 37.35 | 0 | 0 | 0 | 39.42 | 44.44 | 34.42 | 39.82 | 44.88 | 37.35 | 50.51 | 51.19 | 49.48 | 50.51 | 51.19 | 49.48 | 50.51 | 51.19 | 49.48 | 50.51 | 51.19 | 49.48 | 56.09 | 53.1 | 49.48 | 56.09 | 53.1 | 49.11 | 50.51 | 53.1 | 49.48 | 50.51 | 53.1 | 49.48 | 56.09 | 53.1 | 49.48 | 12.33 | 34.4 | 44.8 | 50 | 47.66 | 47.16 | 50.51 | 51.19 | 49.48
1177 | 39.8 | 44.76 | 37.23 | 39.8 | 44.76 | 37.23 | 39.8 | 44.76 | 37.23 | 39.8 | 44.76 | 37.23 | 40.51 | 44.76 | 37.23 | 40.51 | 44.76 | 0 | 39.8 | 44.76 | 37.23 | 39.8 | 44.76 | 37.23 | 40.51 | 44.76 | 37.23 | 0 | 0 | 0 | 39.4 | 44.31 | 34.42 | 39.8 | 44.76 | 37.23 | 50.39 | 51.19 | 49.36 | 50.39 | 51.19 | 49.36 | 50.39 | 51.19 | 49.36 | 50.39 | 51.19 | 49.36 | 55.97 | 52.98 | 49.36 | 55.97 | 52.98 | 48.62 | 50.39 | 52.98 | 49.36 | 50.39 | 52.98 | 49.36 | 55.97 | 52.98 | 49.36 | 12.33 | 34 | 44.8 | 49.88 | 47.66 | 46.69 | 50.39 | 51.19 | 49.36
1178 | 39.75 | 44.72 | 37.18 | 39.75 | 44.72 | 37.18 | 39.75 | 44.72 | 37.18 | 39.75 | 44.71 | 37.18 | 40.46 | 44.72 | 37.18 | 40.46 | 44.71 | 0 | 39.75 | 44.72 | 37.18 | 39.75 | 44.72 | 37.18 | 40.46 | 44.72 | 37.18 | 0 | 0 | 0 | 39.35 | 0.01 | 34.42 | 39.75 | 44.71 | 37.18 | 50.34 | 52.74 | 49.31 | 50.34 | 52.74 | 49.31 | 50.34 | 52.74 | 49.31 | 50.34 | 49.63 | 48.62 | 55.92 | 52.93 | 49.31 | 55.92 | 52.93 | 48.14 | 50.34 | 52.93 | 49.31 | 50.34 | 52.93 | 49.31 | 55.92 | 52.93 | 49.31 | 4.09 | 33.65 | 44.8 | 49.83 | 46.88 | 45.75 | 50.34 | 52.74 | 49.31
1179 | 39.74 | 44.71 | 37.17 | 39.74 | 44.71 | 37.17 | 39.74 | 44.71 | 37.17 | 39.74 | 44.71 | 37.17 | 40.45 | 44.71 | 37.17 | 40.45 | 44.71 | 0 | 39.74 | 44.71 | 37.17 | 39.74 | 44.71 | 37.17 | 40.45 | 44.71 | 37.17 | 0 | 0 | 0 | 34.29 | 0 | 34.42 | 39.74 | 44.71 | 37.17 | 50.33 | 52.92 | 49.31 | 50.33 | 52.92 | 49.31 | 50.33 | 52.92 | 49.31 | 50.33 | 49.63 | 48.62 | 55.91 | 52.92 | 49.31 | 55.91 | 52.92 | 48.14 | 50.33 | 52.92 | 49.31 | 50.33 | 52.92 | 49.31 | 55.91 | 52.92 | 49.31 | 4.09 | 33.65 | 44.8 | 49.83 | 46.88 | 45.75 | 50.33 | 52.92 | 49.31
1180 | 39.93 | 44.9 | 37.36 | 39.93 | 44.9 | 37.36 | 39.93 | 44.9 | 37.36 | 39.93 | 44.9 | 36.49 | 40.64 | 44.9 | 37.36 | 40.64 | 44.9 | 0 | 39.93 | 44.9 | 37.36 | 39.93 | 44.9 | 37.36 | 40.64 | 44.9 | 37.36 | 0 | 0 | 0 | 0 | 0 | 34.42 | 39.93 | 44.9 | 37.36 | 50.52 | 53.11 | 49.5 | 50.52 | 53.11 | 49.5 | 50.52 | 53.11 | 49.5 | 50.52 | 49.63 | 48.14 | 56.1 | 53.11 | 49.5 | 56.1 | 53.11 | 48.14 | 50.52 | 53.11 | 49.5 | 50.52 | 53.11 | 49.5 | 56.1 | 53.11 | 49.5 | 4.09 | 33.65 | 43.6 | 47 | 46.88 | 45.75 | 50.52 | 53.11 | 49.5
1181 | 40.21 | 45.17 | 37.64 | 40.21 | 45.17 | 37.64 | 40.21 | 45.17 | 37.64 | 40.21 | 45.17 | 36.89 | 40.91 | 45.17 | 37.64 | 40.91 | 45.17 | 18.88 | 40.21 | 45.17 | 37.64 | 40.21 | 45.17 | 37.64 | 40.91 | 45.17 | 37.64 | 0 | 0 | 0 | 34.29 | 0 | 34.42 | 40.21 | 45.17 | 37.64 | 50.8 | 53.38 | 49.77 | 50.8 | 53.38 | 49.77 | 50.8 | 53.38 | 49.77 | 50.8 | 49.62 | 48.14 | 56.38 | 53.38 | 49.77 | 56.38 | 53.38 | 48.14 | 50.8 | 53.38 | 49.77 | 50.8 | 53.38 | 49.77 | 56.38 | 53.38 | 49.77 | 12.84 | 34.05 | 44.8 | 50.29 | 46.88 | 45.75 | 50.8 | 53.38 | 49.77
1182 | 40.72 | 45.69 | 38.15 | 40.72 | 45.69 | 38.15 | 40.72 | 45.69 | 38.15 | 40.72 | 45.69 | 38.15 | 41.43 | 45.69 | 38.15 | 41.43 | 45.69 | 35.65 | 40.72 | 45.69 | 38.15 | 40.72 | 45.69 | 38.15 | 41.43 | 45.69 | 38.15 | 12.58 | 0 | 0 | 40.31 | 0.02 | 34.42 | 40.72 | 45.69 | 38.15 | 51.31 | 53.9 | 50.28 | 51.31 | 53.9 | 50.28 | 51.31 | 53.9 | 50.28 | 51.31 | 52.84 | 49.11 | 56.89 | 53.9 | 50.28 | 56.89 | 53.9 | 49.11 | 51.31 | 53.9 | 50.28 | 51.31 | 53.9 | 50.28 | 56.89 | 53.9 | 50.28 | 47.03 | 46.23 | 44.8 | 50.79 | 47.66 | 45.75 | 51.31 | 53.9 | 51.3
1183 | 42.89 | 49.54 | 39.61 | 42.89 | 49.54 | 39.61 | 42.89 | 49.54 | 39.61 | 42.89 | 49.54 | 39.02 | 42.89 | 49.54 | 39.61 | 42.89 | 49.54 | 36.23 | 42.89 | 49.54 | 39.61 | 42.18 | 47.15 | 39.61 | 42.89 | 49.54 | 39.61 | 42.77 | 13.47 | 0 | 42.98 | 49.04 | 34.42 | 42.89 | 49.54 | 39.61 | 58.35 | 55.36 | 51.75 | 58.35 | 55.36 | 51.75 | 58.35 | 55.36 | 51.75 | 58.35 | 55.36 | 49.61 | 58.35 | 55.46 | 51.75 | 58.35 | 55.46 | 49.61 | 58.35 | 55.36 | 51.75 | 52.77 | 55.36 | 51.75 | 58.35 | 55.46 | 51.75 | 58.94 | 48.51 | 44.95 | 58.94 | 51.03 | 45.87 | 58.35 | 55.36 | 51.75
1184 | 44.95 | 48.09 | 40.55 | 44.95 | 48.09 | 40.55 | 44.95 | 48.09 | 40.55 | 44.95 | 48.09 | 36.49 | 44.95 | 50.48 | 40.55 | 44.95 | 50.48 | 35.65 | 44.95 | 48.09 | 40.55 | 43.12 | 48.09 | 40.55 | 44.95 | 50.48 | 40.55 | 45.41 | 13.47 | 0 | 45.41 | 47.61 | 34.42 | 44.95 | 48.09 | 40.55 | 69.56 | 56.3 | 52.69 | 69.56 | 56.3 | 52.69 | 69.56 | 56.3 | 52.69 | 69.56 | 53.82 | 49.11 | 69.56 | 56.4 | 52.69 | 69.56 | 56.4 | 49.11 | 69.56 | 56.3 | 52.69 | 53.71 | 56.3 | 52.69 | 69.56 | 56.4 | 52.69 | 71 | 47.66 | 44.95 | 71 | 48.63 | 45.87 | 69.56 | 56.3 | 52.69
1185 | 45.71 | 47.39 | 39.86 | 45.71 | 47.39 | 39.86 | 45.71 | 47.39 | 39.86 | 45.71 | 47.39 | 26.64 | 45.71 | 49.78 | 39.86 | 45.71 | 49.78 | 35.65 | 45.71 | 47.39 | 39.86 | 42.42 | 47.39 | 39.86 | 45.71 | 49.78 | 39.86 | 46.17 | 13.2 | 0 | 46.17 | 13.47 | 0 | 45.71 | 47.39 | 39.86 | 69.56 | 55.6 | 51.99 | 69.56 | 55.6 | 51.99 | 69.56 | 55.6 | 51.99 | 69.56 | 47.35 | 47.98 | 69.56 | 55.71 | 51.99 | 69.56 | 55.71 | 48.14 | 69.56 | 55.6 | 51.99 | 53.01 | 55.6 | 51.99 | 69.56 | 55.71 | 51.99 | 71 | 46.23 | 44.8 | 70.27 | 46.88 | 44.8 | 69.56 | 55.6 | 52.11
1186 | 42.4 | 46.66 | 39.12 | 42.4 | 46.66 | 39.12 | 42.4 | 46.66 | 39.12 | 42.4 | 46.66 | 0 | 42.4 | 47.34 | 39.12 | 42.4 | 47.34 | 35.49 | 42.4 | 46.66 | 39.12 | 41.69 | 46.66 | 39.12 | 42.4 | 47.34 | 39.12 | 41.97 | 10.1 | 0 | 41.97 | 10.06 | 0 | 42.4 | 46.66 | 39.12 | 56.14 | 54.87 | 51.26 | 56.14 | 54.87 | 51.26 | 56.14 | 54.87 | 51.26 | 56.14 | 46.41 | 45.25 | 57.86 | 54.97 | 51.26 | 57.86 | 54.97 | 47.16 | 56.14 | 54.87 | 51.26 | 52.28 | 54.87 | 51.26 | 57.86 | 54.97 | 51.26 | 57.28 | 45.06 | 44.38 | 56.71 | 45.47 | 44.8 | 56.14 | 54.87 | 52.11
1187 | 41.62 | 46.31 | 38.78 | 41.62 | 46.31 | 38.78 | 41.62 | 46.31 | 38.78 | 41.62 | 45.93 | 0 | 42.05 | 48.7 | 38.78 | 42.05 | 48.7 | 38.78 | 41.62 | 46.31 | 38.78 | 41.35 | 46.31 | 38.78 | 42.05 | 48.7 | 38.78 | 41.63 | 10.1 | 0 | 41.63 | 9.9 | 0 | 41.62 | 46.31 | 38.78 | 56.36 | 54.52 | 50.91 | 56.36 | 54.52 | 50.91 | 56.36 | 54.52 | 50.91 | 56.36 | 46.41 | 44.04 | 57.51 | 54.63 | 50.91 | 57.51 | 54.63 | 47.16 | 56.36 | 54.52 | 50.91 | 51.93 | 54.52 | 50.91 | 57.51 | 54.63 | 50.91 | 58.1 | 45.06 | 43.9 | 56.93 | 45.47 | 43.6 | 56.36 | 54.52 | 52.11
1188 | 40.96 | 45.92 | 38.39 | 40.96 | 45.92 | 38.39 | 40.96 | 45.92 | 38.39 | 40.96 | 45.92 | 0 | 41.66 | 48.31 | 38.39 | 41.66 | 48.31 | 38.39 | 40.96 | 45.92 | 38.39 | 40.96 | 45.92 | 38.39 | 41.66 | 48.31 | 38.39 | 41.25 | 10.1 | 0 | 40.97 | 9.9 | 0 | 40.96 | 45.92 | 38.39 | 51.55 | 54.13 | 50.52 | 51.55 | 54.13 | 50.52 | 51.55 | 54.13 | 50.52 | 51.55 | 46.41 | 44.04 | 57.13 | 54.24 | 50.52 | 57.13 | 54.24 | 47.16 | 51.55 | 54.13 | 50.52 | 51.55 | 54.13 | 50.52 | 57.13 | 54.24 | 50.52 | 56.55 | 44.57 | 43.6 | 52.07 | 44.57 | 43.6 | 51.55 | 54.13 | 50.52
1189 | 40.88 | 45.85 | 38.32 | 40.88 | 45.85 | 38.32 | 40.88 | 45.85 | 38.32 | 40.88 | 45.85 | 0 | 41.59 | 48.24 | 38.32 | 41.59 | 48.24 | 38.32 | 40.88 | 45.85 | 38.32 | 40.88 | 45.85 | 38.32 | 41.59 | 48.24 | 38.32 | 41.18 | 10.1 | 0 | 40.9 | 9.9 | 0 | 40.88 | 45.85 | 38.32 | 51.47 | 54.06 | 50.45 | 51.47 | 54.06 | 50.45 | 51.47 | 54.06 | 50.45 | 51.47 | 46.41 | 44.83 | 57.05 | 54.17 | 50.45 | 57.05 | 54.17 | 47.65 | 51.47 | 54.06 | 50.45 | 51.47 | 54.06 | 50.45 | 57.05 | 54.17 | 50.45 | 56.48 | 44.11 | 43.6 | 51.99 | 45.01 | 44.39 | 51.47 | 54.06 | 50.45
1190 | 41.46 | 45.72 | 38.19 | 41.46 | 45.72 | 38.19 | 41.46 | 45.72 | 38.19 | 41.46 | 45.72 | 0 | 41.46 | 48.11 | 38.19 | 41.46 | 48.11 | 38.19 | 41.46 | 45.72 | 38.19 | 40.76 | 45.72 | 38.19 | 41.46 | 48.11 | 38.19 | 41.88 | 11.46 | 0 | 41.88 | 11.69 | 0 | 41.46 | 45.72 | 38.19 | 55.79 | 53.93 | 50.32 | 55.79 | 53.93 | 50.32 | 55.79 | 53.93 | 50.32 | 55.79 | 47.35 | 46.17 | 56.93 | 54.04 | 50.32 | 56.93 | 54.04 | 48.14 | 55.79 | 53.93 | 50.32 | 51.35 | 53.93 | 50.32 | 56.93 | 54.04 | 50.32 | 57.5 | 45.01 | 43.6 | 56.35 | 45.93 | 44.8 | 55.79 | 53.93 | 52.11
1191 | 43.65 | 45.63 | 38.1 | 43.65 | 45.63 | 38.1 | 43.65 | 45.63 | 38.1 | 43.65 | 45.63 | 34.3 | 43.65 | 48.01 | 38.1 | 43.65 | 48.01 | 38.1 | 43.65 | 45.63 | 38.1 | 40.67 | 45.63 | 38.1 | 43.65 | 48.01 | 38.1 | 44.09 | 41 | 32.61 | 44.09 | 42.05 | 33.28 | 43.65 | 45.63 | 38.1 | 56.83 | 53.84 | 50.23 | 56.83 | 53.84 | 50.23 | 56.83 | 53.84 | 50.23 | 56.83 | 52.52 | 47.06 | 56.83 | 53.95 | 50.23 | 56.83 | 53.95 | 49.61 | 56.83 | 53.84 | 50.23 | 51.25 | 53.84 | 50.23 | 56.83 | 53.95 | 50.23 | 61.51 | 47.66 | 43.9 | 60.28 | 50.01 | 44.8 | 56.83 | 53.84 | 63.5
1192 | 46.67 | 48.34 | 38.26 | 46.67 | 48.34 | 38.26 | 46.67 | 48.34 | 38.26 | 46.67 | 48.34 | 38.26 | 46.67 | 48.34 | 38.26 | 46.67 | 48.34 | 38.06 | 46.67 | 48.34 | 38.26 | 40.83 | 48.34 | 38.26 | 46.67 | 48.34 | 38.26 | 47.14 | 47.85 | 34.42 | 47.14 | 48.83 | 35.14 | 46.67 | 48.34 | 38.26 | 61.29 | 54.01 | 50.39 | 61.29 | 54.01 | 50.39 | 61.29 | 54.01 | 50.39 | 61.29 | 53.82 | 48.62 | 61.29 | 54.11 | 50.39 | 61.29 | 54.11 | 49.61 | 61.29 | 54.01 | 50.39 | 51.42 | 54.01 | 50.39 | 61.29 | 54.11 | 50.39 | 61.91 | 47.66 | 44.8 | 61.91 | 52.35 | 45.72 | 61.29 | 55.48 | 69.49
1193 | 49.63 | 62.66 | 39.28 | 49.63 | 62.66 | 39.28 | 51.88 | 62.66 | 39.28 | 51.88 | 62.66 | 39.28 | 51.88 | 62.04 | 39.28 | 51.88 | 62.04 | 39.28 | 49.63 | 62.04 | 39.28 | 41.85 | 62.04 | 39.28 | 51.88 | 62.04 | 39.28 | 52.41 | 62.04 | 36.59 | 53.48 | 63.3 | 38.49 | 51.88 | 62.66 | 48.97 | 72.87 | 73.01 | 51.42 | 72.87 | 73.01 | 51.42 | 72.87 | 73.01 | 51.42 | 72.87 | 73.01 | 50.89 | 72.87 | 73.01 | 51.42 | 72.87 | 73.01 | 50.89 | 72.87 | 73.01 | 51.42 | 52.44 | 73.01 | 51.42 | 72.87 | 73.01 | 51.42 | 73.64 | 72.28 | 44.8 | 75.14 | 73.75 | 48.87 | 72.87 | 77.03 | 107.67
1194 | 49.53 | 69.54 | 46.69 | 49.53 | 69.54 | 46.69 | 55 | 69.54 | 46.69 | 55 | 69.54 | 46.69 | 55 | 69.54 | 39.44 | 55 | 69.54 | 39.18 | 49.53 | 69.54 | 39.44 | 41.75 | 49.75 | 39.44 | 55 | 69.54 | 39.44 | 55.55 | 69.54 | 38.24 | 56.13 | 70.25 | 40.8 | 55 | 69.54 | 48.97 | 72.77 | 89.66 | 51.86 | 72.77 | 89.66 | 51.86 | 73.76 | 89.66 | 51.86 | 73.76 | 89.66 | 51.86 | 73.76 | 89.66 | 51.61 | 73.76 | 89.66 | 51.31 | 72.77 | 89.66 | 51.61 | 52.34 | 89.66 | 51.61 | 73.76 | 89.66 | 51.31 | 78.31 | 88.77 | 46.21 | 78.31 | 90.57 | 51.35 | 73.76 | 90 | 107.67
1195 | 48.77 | 68.85 | 43.04 | 48.77 | 68.85 | 43.04 | 53.9 | 68.85 | 43.04 | 53.9 | 68.85 | 43.04 | 53.9 | 68.85 | 41.76 | 53.9 | 68.85 | 40.91 | 48.77 | 68.85 | 41.76 | 45.72 | 68.85 | 41.76 | 53.9 | 68.85 | 41.76 | 55.55 | 69.54 | 39.29 | 54.44 | 69.54 | 42.61 | 52.83 | 68.85 | 43.04 | 72.01 | 89.66 | 51.61 | 72.01 | 89.66 | 51.61 | 72.01 | 89.66 | 51.61 | 72.01 | 89.66 | 51.61 | 72.01 | 89.66 | 51.61 | 72.01 | 89.66 | 50.66 | 72.01 | 89.66 | 51.61 | 72.01 | 89.66 | 51.61 | 72.01 | 89.66 | 51.61 | 79.9 | 88.77 | 49.31 | 79.9 | 90.57 | 51.09 | 72.01 | 89.66 | 107.67
1196 | 48.38 | 68.85 | 39.04 | 48.38 | 68.85 | 39.04 | 48.38 | 68.85 | 39.04 | 48.38 | 68.85 | 39.04 | 48.38 | 68.85 | 39.04 | 48.38 | 68.85 | 38.25 | 48.38 | 68.85 | 39.04 | 40.61 | 68.85 | 39.04 | 48.38 | 68.85 | 39.04 | 50 | 69.54 | 37.87 | 49 | 69.54 | 38.65 | 48.38 | 68.85 | 39.04 | 68.83 | 88.77 | 51.3 | 68.83 | 88.77 | 51.3 | 68.83 | 88.77 | 51.3 | 68.83 | 88.77 | 51.3 | 68.83 | 88.77 | 51.3 | 68.83 | 88.77 | 50.27 | 68.83 | 88.77 | 51.3 | 68.83 | 88.77 | 51.3 | 68.83 | 88.77 | 51.3 | 74.78 | 87.88 | 48.26 | 73.28 | 89.66 | 50.78 | 68.83 | 88.77 | 63.5
1197 | 41.54 | 67.93 | 37.92 | 41.54 | 67.93 | 37.92 | 41.54 | 67.93 | 37.92 | 41.54 | 67.93 | 37.92 | 41.54 | 67.93 | 37.92 | 41.54 | 67.93 | 37.92 | 41.54 | 67.93 | 37.92 | 40.49 | 67.93 | 37.92 | 41.54 | 67.93 | 37.92 | 42.82 | 68.61 | 36.79 | 41.96 | 68.62 | 37.55 | 41.54 | 67.93 | 37.92 | 56.66 | 85.82 | 51.3 | 56.66 | 85.82 | 51.3 | 56.66 | 85.82 | 51.3 | 56.66 | 85.82 | 51.3 | 56.66 | 85.82 | 51.3 | 56.66 | 85.82 | 50.06 | 56.66 | 85.82 | 51.3 | 56.66 | 85.82 | 51.3 | 56.66 | 85.82 | 50.06 | 72.21 | 84.96 | 47.1 | 70.77 | 86.68 | 50.78 | 56.66 | 85.82 | 64.79
1198 | 41.03 | 47.85 | 37.75 | 41.03 | 47.85 | 37.75 | 41.03 | 47.85 | 37.75 | 41.03 | 47.85 | 37.75 | 41.03 | 47.85 | 37.75 | 41.03 | 47.85 | 37.75 | 41.03 | 47.85 | 37.75 | 40.32 | 47.85 | 37.75 | 41.03 | 47.85 | 37.75 | 42.29 | 48.34 | 36.63 | 41.44 | 48.34 | 37.38 | 41.03 | 47.85 | 37.75 | 50.91 | 54.32 | 49.89 | 50.91 | 54.32 | 49.89 | 50.91 | 54.32 | 49.89 | 50.91 | 54.32 | 49.89 | 56.49 | 54.32 | 49.89 | 56.49 | 54.32 | 49.89 | 50.91 | 54.32 | 49.89 | 50.91 | 54.32 | 49.89 | 56.49 | 54.32 | 49.89 | 62.87 | 53.78 | 46.21 | 61.61 | 54.87 | 49.39 | 50.91 | 54.32 | 63.5
1199 | 39.99 | 46.2 | 37.42 | 39.99 | 46.2 | 37.42 | 39.99 | 46.2 | 37.42 | 39.99 | 46.2 | 37.42 | 40.7 | 47.51 | 37.42 | 40.7 | 47.51 | 37.42 | 39.99 | 46.2 | 37.42 | 39.99 | 46.2 | 37.42 | 40.7 | 47.51 | 37.42 | 40.29 | 47.03 | 35.94 | 40.12 | 46.67 | 37.05 | 39.99 | 46.2 | 37.42 | 50.58 | 53.28 | 49.56 | 50.58 | 53.28 | 49.56 | 50.58 | 53.28 | 49.56 | 50.58 | 53.28 | 49.56 | 56.16 | 53.28 | 49.56 | 56.16 | 53.28 | 49.56 | 50.58 | 53.28 | 49.56 | 50.58 | 53.28 | 49.56 | 56.16 | 53.28 | 49.56 | 56.73 | 52.74 | 44.8 | 51.09 | 53.81 | 45.72 | 50.58 | 53.28 | 49.56
1200 | 40.1 | 45.06 | 37.53 | 40.1 | 45.06 | 37.53 | 40.1 | 45.06 | 37.53 | 40.1 | 45.06 | 37.53 | 40.8 | 47.61 | 37.53 | 40.8 | 47.61 | 37.53 | 40.1 | 45.06 | 37.53 | 40.1 | 45.06 | 37.53 | 40.8 | 47.61 | 37.53 | 40.4 | 46.45 | 35.94 | 39.95 | 45.52 | 37.15 | 40.1 | 45.06 | 37.53 | 50.68 | 53.27 | 49.66 | 50.68 | 53.27 | 49.66 | 50.68 | 53.27 | 49.66 | 50.68 | 53.27 | 49.66 | 56.26 | 53.38 | 49.66 | 56.26 | 53.38 | 49.66 | 50.68 | 53.27 | 49.66 | 50.68 | 53.27 | 49.66 | 56.26 | 53.38 | 49.66 | 55.7 | 52.85 | 44.8 | 51.2 | 53.81 | 45.72 | 50.68 | 53.27 | 49.66
1201 | 39.96 | 44.93 | 37.39 | 39.96 | 44.93 | 37.39 | 39.96 | 44.93 | 37.39 | 39.96 | 44.93 | 37.39 | 40.67 | 47.48 | 37.39 | 40.67 | 47.48 | 37.39 | 39.96 | 44.93 | 37.39 | 39.96 | 44.93 | 37.39 | 40.67 | 47.48 | 37.39 | 39.79 | 46.31 | 35.56 | 39.79 | 45.38 | 37.02 | 39.96 | 44.93 | 37.39 | 50.55 | 53.14 | 49.53 | 50.55 | 53.14 | 49.53 | 50.55 | 53.14 | 49.53 | 50.55 | 53.14 | 49.53 | 56.13 | 53.25 | 49.53 | 56.13 | 53.25 | 49.53 | 50.55 | 53.14 | 49.53 | 50.55 | 53.14 | 49.53 | 56.13 | 53.25 | 49.53 | 55.28 | 52.71 | 44.8 | 51.06 | 53.68 | 45.72 | 50.55 | 53.14 | 49.53
1202 | 39.91 | 44.87 | 37.34 | 39.91 | 44.87 | 37.34 | 39.91 | 44.87 | 37.34 | 39.91 | 44.87 | 37.34 | 40.61 | 47.42 | 37.34 | 40.61 | 47.42 | 37.34 | 39.91 | 44.87 | 37.34 | 39.91 | 44.87 | 37.34 | 40.61 | 47.42 | 37.34 | 39.95 | 46.26 | 35.94 | 39.95 | 45.33 | 36.96 | 39.91 | 44.87 | 37.34 | 50.5 | 53.08 | 49.47 | 50.5 | 53.08 | 49.47 | 50.5 | 53.08 | 49.47 | 50.5 | 53.08 | 49.47 | 56.07 | 53.19 | 49.47 | 56.07 | 53.19 | 49.47 | 50.5 | 53.08 | 49.47 | 50.5 | 53.08 | 49.47 | 56.07 | 53.19 | 49.47 | 55.33 | 52.66 | 44.8 | 51.01 | 53.62 | 45.72 | 50.5 | 53.08 | 49.47
1203 | 39.91 | 44.88 | 37.34 | 39.91 | 44.88 | 37.34 | 39.91 | 44.88 | 37.34 | 39.91 | 44.88 | 37.34 | 40.62 | 47.42 | 37.34 | 40.62 | 47.42 | 37.34 | 39.91 | 44.88 | 37.34 | 39.91 | 44.88 | 37.34 | 40.62 | 47.42 | 37.34 | 39.95 | 46.26 | 34.42 | 39.95 | 45.33 | 36.97 | 39.91 | 44.88 | 37.34 | 50.5 | 53.09 | 49.48 | 50.5 | 53.09 | 49.48 | 50.5 | 53.09 | 49.48 | 50.5 | 53.09 | 49.48 | 56.08 | 53.2 | 49.48 | 56.08 | 53.2 | 49.48 | 50.5 | 53.09 | 49.48 | 50.5 | 53.09 | 49.48 | 56.08 | 53.2 | 49.48 | 54.78 | 52.66 | 44.8 | 51.01 | 53.63 | 45.72 | 50.5 | 53.09 | 49.48
1204 | 40.08 | 45.04 | 37.51 | 40.08 | 45.04 | 37.51 | 40.08 | 45.04 | 37.51 | 40.08 | 45.04 | 37.51 | 40.78 | 47.59 | 37.51 | 40.78 | 47.59 | 37.51 | 40.08 | 45.04 | 37.51 | 40.08 | 45.04 | 37.51 | 40.78 | 47.59 | 37.51 | 39.95 | 46.43 | 34.42 | 39.95 | 45.5 | 37.13 | 40.08 | 45.04 | 37.51 | 50.66 | 53.25 | 49.64 | 50.66 | 53.25 | 49.64 | 50.66 | 53.25 | 49.64 | 50.66 | 53.25 | 49.64 | 56.24 | 53.36 | 49.64 | 56.24 | 53.36 | 49.64 | 50.66 | 53.25 | 49.64 | 50.66 | 53.25 | 49.64 | 56.24 | 53.36 | 49.64 | 54.56 | 52.83 | 44.8 | 51.18 | 53.79 | 45.72 | 50.66 | 53.25 | 50.65
1205 | 40.31 | 45.29 | 37.74 | 40.31 | 45.29 | 37.74 | 40.31 | 45.29 | 37.74 | 40.31 | 45.29 | 37.74 | 41.01 | 47.82 | 37.74 | 41.01 | 47.82 | 37.74 | 40.31 | 45.29 | 37.74 | 40.31 | 45.28 | 37.74 | 41.01 | 47.82 | 37.74 | 39.95 | 47.34 | 34.42 | 40.35 | 45.74 | 37.36 | 40.31 | 45.29 | 37.74 | 50.9 | 53.48 | 49.87 | 50.9 | 53.48 | 49.87 | 50.9 | 53.48 | 49.87 | 50.9 | 53.48 | 49.87 | 56.48 | 53.59 | 49.87 | 56.48 | 53.59 | 49.87 | 50.9 | 53.48 | 49.87 | 50.9 | 53.48 | 49.87 | 56.48 | 53.59 | 49.87 | 55.91 | 53.05 | 44.8 | 54.79 | 54.02 | 45.72 | 50.9 | 53.48 | 64.79
1206 | 41.34 | 48.58 | 38.06 | 41.34 | 48.58 | 38.06 | 41.34 | 48.58 | 38.06 | 41.34 | 48.58 | 38.06 | 41.34 | 48.58 | 38.06 | 41.34 | 48.58 | 38.06 | 40.63 | 48.58 | 38.06 | 40.63 | 45.6 | 38.06 | 41.34 | 48.58 | 38.06 | 44.46 | 49.07 | 35.75 | 43.57 | 49.07 | 37.68 | 41.34 | 48.58 | 38.06 | 56.8 | 55.09 | 50.2 | 56.8 | 55.09 | 50.2 | 56.8 | 55.09 | 50.2 | 56.8 | 55.09 | 50.2 | 56.8 | 55.09 | 50.2 | 56.8 | 55.09 | 50.2 | 51.22 | 55.09 | 50.2 | 51.22 | 53.81 | 50.2 | 56.8 | 55.09 | 50.2 | 62.54 | 54.53 | 46.21 | 61.29 | 55.64 | 49.69 | 56.8 | 55.09 | 69.49
1207 | 49.22 | 68.84 | 48.39 | 49.22 | 68.84 | 48.39 | 49.42 | 68.84 | 48.39 | 49.42 | 68.84 | 48.39 | 49.42 | 68.84 | 38.87 | 49.42 | 68.84 | 38.87 | 49.22 | 68.84 | 38.87 | 41.44 | 46.41 | 38.87 | 49.42 | 68.84 | 38.87 | 54.16 | 68.84 | 38.2 | 53.08 | 69.53 | 47.91 | 49.38 | 68.84 | 70.53 | 72.46 | 88.51 | 51.3 | 72.46 | 88.51 | 51.3 | 72.46 | 88.51 | 51.3 | 72.46 | 88.51 | 51.3 | 72.46 | 88.51 | 51.01 | 72.46 | 88.51 | 51.01 | 72.46 | 88.51 | 51.01 | 52.03 | 54.62 | 51.01 | 72.46 | 88.51 | 51.01 | 74.42 | 88.51 | 46.21 | 75.94 | 89.41 | 50.78 | 72.46 | 90 | 108.68
1208 | 49.9 | 69.05 | 47.91 | 49.9 | 69.05 | 47.91 | 53.98 | 69.05 | 47.91 | 53.98 | 69.05 | 47.91 | 53.98 | 69.05 | 39.55 | 53.98 | 69.05 | 39.55 | 49.9 | 69.05 | 39.55 | 42.12 | 47.12 | 39.55 | 53.98 | 69.05 | 39.55 | 55.07 | 69.05 | 39.16 | 54.52 | 69.75 | 47.43 | 53.44 | 69.05 | 70.53 | 73.14 | 88.51 | 51.69 | 73.14 | 88.51 | 51.69 | 73.76 | 88.51 | 51.69 | 73.76 | 88.51 | 51.69 | 73.76 | 88.51 | 51.69 | 73.76 | 88.51 | 51.69 | 73.14 | 88.51 | 51.69 | 52.71 | 55.3 | 51.69 | 73.76 | 88.51 | 51.69 | 78.26 | 88.51 | 46.21 | 79.86 | 89.41 | 50.83 | 73.76 | 98.21 | 108.68
1209 | 49.68 | 69.05 | 39.33 | 49.68 | 69.05 | 39.33 | 53.24 | 69.05 | 39.33 | 53.24 | 69.05 | 39.33 | 53.24 | 69.05 | 39.33 | 53.24 | 69.05 | 39.33 | 41.9 | 46.87 | 39.33 | 41.9 | 46.87 | 39.33 | 53.24 | 69.05 | 39.33 | 53.78 | 69.05 | 38.16 | 53.78 | 69.75 | 38.94 | 53.24 | 69.05 | 70.53 | 72.92 | 87.3 | 51.46 | 72.92 | 87.3 | 51.46 | 73.76 | 87.3 | 51.46 | 73.76 | 87.3 | 51.46 | 73.76 | 87.3 | 51.46 | 73.76 | 87.3 | 51.46 | 52.49 | 55.08 | 51.46 | 52.49 | 55.08 | 51.46 | 73.76 | 87.3 | 51.46 | 79.6 | 86.42 | 46.21 | 78.01 | 86.42 | 47.15 | 73.76 | 98.21 | 108.68
1210 | 49.4 | 67.47 | 39.05 | 49.4 | 67.47 | 39.05 | 51.87 | 67.47 | 39.05 | 51.87 | 67.47 | 39.05 | 51.87 | 67.47 | 39.05 | 51.87 | 67.47 | 39.05 | 49.4 | 67.47 | 39.05 | 41.62 | 49.73 | 39.05 | 51.87 | 67.47 | 39.05 | 52.4 | 66.8 | 35.64 | 52.4 | 66.8 | 36.37 | 51.87 | 67.47 | 70.53 | 72.64 | 66.11 | 51.18 | 72.64 | 66.11 | 51.18 | 72.64 | 66.11 | 51.18 | 72.64 | 66.11 | 49.11 | 72.64 | 66.11 | 51.18 | 72.64 | 66.11 | 49.61 | 72.64 | 66.11 | 51.18 | 52.21 | 54.8 | 51.18 | 72.64 | 66.11 | 51.18 | 75.59 | 65.45 | 44.38 | 74.07 | 65.45 | 44.8 | 72.64 | 90 | 108.68
1211 | 49.23 | 51.1 | 38.88 | 49.23 | 51.1 | 38.88 | 49.23 | 51.1 | 38.88 | 49.23 | 51.1 | 38.88 | 49.23 | 51.1 | 38.88 | 49.23 | 51.1 | 38.35 | 41.45 | 46.42 | 38.88 | 41.45 | 46.42 | 38.88 | 49.23 | 51.1 | 38.88 | 49.72 | 50.59 | 34.42 | 49.72 | 50.59 | 35.12 | 49.23 | 51.1 | 48.97 | 71.45 | 65.25 | 51.01 | 71.45 | 65.25 | 51.01 | 71.45 | 65.25 | 51.01 | 71.45 | 65.25 | 48.62 | 71.45 | 65.25 | 51.01 | 71.45 | 65.25 | 49.61 | 52.04 | 54.63 | 51.01 | 52.04 | 54.63 | 51.01 | 71.45 | 65.25 | 51.01 | 73.64 | 64.6 | 44.8 | 72.17 | 64.6 | 44.8 | 71.45 | 72.48 | 99
1212 | 41.96 | 48.78 | 38.69 | 41.96 | 48.78 | 38.69 | 41.96 | 48.78 | 38.69 | 41.96 | 48.78 | 38.69 | 41.96 | 48.78 | 38.69 | 41.96 | 48.78 | 38.35 | 41.25 | 46.22 | 38.69 | 41.25 | 46.22 | 38.69 | 41.96 | 48.78 | 38.69 | 42.38 | 48.29 | 34.42 | 42.38 | 48.29 | 35.12 | 41.96 | 48.78 | 38.69 | 57.42 | 54.54 | 50.82 | 57.42 | 54.54 | 50.82 | 57.42 | 54.54 | 50.82 | 57.42 | 54.54 | 48.62 | 57.42 | 54.54 | 50.82 | 57.42 | 54.54 | 49.61 | 51.84 | 54.43 | 50.82 | 51.84 | 54.43 | 50.82 | 57.42 | 54.54 | 50.82 | 58.04 | 51.36 | 44.38 | 58 | 53.99 | 44.8 | 57.42 | 54.54 | 64.79
1213 | 41.76 | 48.57 | 38.48 | 41.76 | 48.57 | 38.48 | 41.76 | 48.57 | 38.48 | 41.76 | 48.57 | 38.48 | 41.76 | 48.57 | 38.48 | 41.76 | 48.57 | 38.35 | 41.05 | 46.02 | 38.48 | 41.05 | 46.02 | 38.48 | 41.76 | 48.57 | 38.48 | 42.18 | 48.08 | 34.42 | 42.18 | 49.06 | 36.83 | 41.76 | 48.57 | 38.48 | 57.22 | 54.33 | 50.62 | 57.22 | 54.33 | 50.62 | 57.22 | 54.33 | 50.62 | 57.22 | 54.33 | 48.62 | 57.22 | 54.33 | 50.62 | 57.22 | 54.33 | 49.61 | 51.64 | 54.23 | 50.62 | 51.64 | 54.23 | 50.62 | 57.22 | 54.33 | 50.62 | 57.8 | 51.12 | 44.38 | 57.8 | 54.88 | 45.75 | 57.22 | 54.33 | 64.79
1214 | 41.63 | 48.44 | 38.35 | 41.63 | 48.44 | 38.35 | 41.63 | 48.44 | 38.35 | 41.63 | 48.44 | 38.35 | 41.63 | 48.44 | 38.35 | 41.63 | 48.44 | 38.35 | 40.92 | 45.89 | 38.35 | 40.92 | 45.89 | 38.35 | 41.63 | 48.44 | 38.35 | 42.05 | 47.95 | 34.42 | 42.05 | 48.93 | 37.2 | 41.63 | 48.44 | 38.35 | 57.09 | 54.21 | 50.49 | 57.09 | 54.21 | 50.49 | 57.09 | 54.21 | 50.49 | 57.09 | 54.21 | 49.61 | 57.09 | 54.21 | 50.49 | 57.09 | 54.21 | 49.61 | 51.51 | 54.1 | 50.49 | 51.51 | 54.1 | 50.49 | 57.09 | 54.21 | 50.49 | 57.67 | 51.12 | 44.38 | 57.67 | 54.75 | 47.64 | 57.09 | 54.21 | 64.79
1215 | 40.8 | 48.32 | 38.23 | 40.8 | 48.32 | 38.23 | 41.51 | 48.32 | 38.23 | 41.51 | 48.32 | 38.23 | 41.51 | 48.32 | 38.23 | 41.51 | 48.32 | 38.23 | 40.8 | 45.77 | 38.23 | 40.8 | 45.77 | 38.23 | 41.51 | 48.32 | 38.23 | 41.93 | 48.08 | 34.42 | 41.93 | 48.8 | 37.58 | 40.8 | 48.32 | 38.23 | 56.97 | 54.12 | 50.37 | 56.97 | 54.12 | 50.37 | 56.97 | 54.12 | 50.37 | 56.97 | 54.12 | 49.61 | 56.97 | 54.09 | 50.37 | 56.97 | 54.09 | 49.61 | 51.39 | 53.98 | 50.37 | 51.39 | 53.98 | 50.37 | 56.97 | 54.09 | 50.37 | 57.55 | 51.12 | 44.8 | 58.72 | 54.67 | 47.64 | 56.97 | 54.12 | 63.5
1216 | 40.87 | 57.4 | 38.64 | 40.87 | 57.4 | 38.64 | 41.58 | 57.4 | 38.64 | 41.58 | 57.4 | 38.64 | 41.58 | 56.87 | 38.3 | 41.58 | 56.87 | 38.3 | 40.87 | 45.84 | 38.3 | 40.87 | 45.84 | 38.3 | 41.58 | 56.87 | 38.3 | 42.76 | 56.87 | 35.94 | 42.77 | 58.03 | 39.03 | 41.58 | 57.4 | 38.64 | 51.46 | 56.61 | 51.3 | 51.46 | 56.61 | 51.3 | 61.29 | 56.61 | 51.3 | 61.29 | 56.61 | 51.3 | 61.29 | 55.14 | 50.44 | 61.29 | 55.14 | 50.44 | 51.46 | 54.05 | 50.44 | 51.46 | 54.05 | 50.44 | 61.29 | 55.14 | 50.44 | 61.96 | 54.59 | 46.16 | 63.22 | 82.45 | 51.81 | 61.29 | 56.61 | 69.49
1217 | 41.63 | 65.31 | 39.06 | 41.63 | 65.31 | 39.06 | 50.8 | 65.31 | 48.39 | 50.8 | 65.31 | 48.39 | 50.8 | 65.31 | 39.06 | 50.8 | 65.31 | 39.06 | 41.63 | 46.6 | 39.06 | 41.63 | 46.6 | 39.06 | 50.8 | 65.31 | 39.06 | 52.37 | 65.97 | 38.2 | 53.44 | 70.26 | 49.39 | 50.8 | 65.31 | 48.39 | 52.22 | 73.95 | 51.3 | 52.22 | 73.95 | 51.3 | 71.43 | 73.95 | 51.3 | 71.43 | 73.95 | 51.3 | 71.43 | 73.95 | 51.19 | 71.43 | 73.95 | 51.19 | 52.22 | 54.81 | 51.19 | 52.22 | 54.81 | 51.19 | 71.43 | 73.95 | 51.19 | 75.92 | 73.21 | 47.75 | 78.31 | 93.24 | 65.72 | 71.43 | 73.95 | 69.49
1218 | 41.89 | 65.3 | 39.33 | 41.89 | 65.31 | 39.33 | 54.61 | 73.55 | 48.39 | 54.61 | 73.55 | 48.39 | 54.61 | 73.55 | 39.33 | 54.61 | 73.55 | 39.33 | 41.89 | 65.31 | 39.33 | 41.89 | 46.86 | 39.33 | 54.61 | 73.55 | 39.33 | 55.83 | 74.29 | 38.93 | 56.4 | 76.59 | 49.89 | 53.53 | 65.31 | 48.39 | 52.48 | 90 | 51.46 | 52.48 | 90 | 51.46 | 74.44 | 90 | 51.46 | 74.44 | 90 | 51.46 | 74.44 | 90 | 51.46 | 74.44 | 90 | 51.46 | 52.48 | 90 | 51.46 | 52.48 | 55.07 | 51.46 | 74.44 | 90 | 51.46 | 80.41 | 90.91 | 49.31 | 82.04 | 96.81 | 66.39 | 74.44 | 90 | 63.5
1219 | 41.1 | 61.71 | 38.53 | 41.1 | 61.71 | 38.53 | 54.21 | 74.29 | 48.39 | 54.21 | 74.29 | 48.39 | 54.21 | 74.29 | 48.39 | 54.21 | 74.29 | 48.39 | 41.1 | 46.07 | 38.53 | 41.1 | 46.06 | 38.53 | 54.21 | 74.29 | 48.39 | 55.44 | 75.04 | 47.91 | 55.44 | 76.59 | 49.89 | 45.72 | 61.71 | 48.39 | 51.68 | 80 | 50.66 | 51.68 | 80 | 50.66 | 73.76 | 90 | 50.66 | 73.76 | 90 | 50.66 | 73.76 | 90 | 50.66 | 73.76 | 90 | 50.66 | 51.68 | 54.27 | 50.66 | 51.68 | 54.27 | 50.66 | 73.76 | 90 | 50.66 | 83.19 | 90.91 | 49.78 | 84.03 | 96.81 | 66.81 | 73.76 | 90 | 53.96
1220 | 40.68 | 45.64 | 38.11 | 40.68 | 45.64 | 38.11 | 48.66 | 70.26 | 47.91 | 48.66 | 70.26 | 47.91 | 48.66 | 70.26 | 47.91 | 48.66 | 70.26 | 47.91 | 40.68 | 45.64 | 38.11 | 40.68 | 45.64 | 38.11 | 48.66 | 70.26 | 47.91 | 55.44 | 70.98 | 47.43 | 55.44 | 72.43 | 50.39 | 45.72 | 45.64 | 38.11 | 51.27 | 53.85 | 50.24 | 51.27 | 53.85 | 50.24 | 68.45 | 78.8 | 50.24 | 68.45 | 78.8 | 50.24 | 68.45 | 78.8 | 50.24 | 68.45 | 78.8 | 50.24 | 51.27 | 53.85 | 50.24 | 51.27 | 53.85 | 50.24 | 68.45 | 78.8 | 50.24 | 80.41 | 79.59 | 49.74 | 80.41 | 96.81 | 66.81 | 68.45 | 72.66 | 50.55
1221 | 40.54 | 45.51 | 37.97 | 40.54 | 45.51 | 37.97 | 41.25 | 61.71 | 40.36 | 41.25 | 61.71 | 40.36 | 41.25 | 61.71 | 40.36 | 41.25 | 61.71 | 40.36 | 40.54 | 45.51 | 37.97 | 40.54 | 45.51 | 37.97 | 41.25 | 61.71 | 40.36 | 49.65 | 62.33 | 39.95 | 49.65 | 64.44 | 50.39 | 40.54 | 45.51 | 37.97 | 51.13 | 53.72 | 50.1 | 51.13 | 53.72 | 50.1 | 56.71 | 54.99 | 50.1 | 56.71 | 54.99 | 50.1 | 56.71 | 54.99 | 50.1 | 56.71 | 54.99 | 50.1 | 51.13 | 53.72 | 50.1 | 51.13 | 53.72 | 50.1 | 56.71 | 54.99 | 50.1 | 77.16 | 55.55 | 49.6 | 77.16 | 96.81 | 54.01 | 55.89 | 53.72 | 50.1
1222 | 40.35 | 45.32 | 37.78 | 40.35 | 45.32 | 37.78 | 40.35 | 45.32 | 38.25 | 40.35 | 45.32 | 38.25 | 41.06 | 47.87 | 38.25 | 41.06 | 47.87 | 38.25 | 40.35 | 45.32 | 37.78 | 40.35 | 45.32 | 37.78 | 41.06 | 47.87 | 38.25 | 42.84 | 48.35 | 37.87 | 43.29 | 54.82 | 39.04 | 40.35 | 45.32 | 37.78 | 50.94 | 53.53 | 49.91 | 50.94 | 53.53 | 49.91 | 50.94 | 53.53 | 49.91 | 50.94 | 53.53 | 49.91 | 56.52 | 53.63 | 49.91 | 56.52 | 53.63 | 49.91 | 50.94 | 53.53 | 49.91 | 50.94 | 53.53 | 49.91 | 56.52 | 53.63 | 49.91 | 69.2 | 54.17 | 49.41 | 69.2 | 90.39 | 52.93 | 50.94 | 53.53 | 49.91
1223 | 39.98 | 44.95 | 37.41 | 39.98 | 44.95 | 37.41 | 39.98 | 44.95 | 37.41 | 39.98 | 44.95 | 37.41 | 40.69 | 47.49 | 37.41 | 40.69 | 47.49 | 37.41 | 39.98 | 44.95 | 37.41 | 39.98 | 44.95 | 37.41 | 40.69 | 47.49 | 37.41 | 41.03 | 47.57 | 37.04 | 40.38 | 51.12 | 39.04 | 39.98 | 44.95 | 37.41 | 50.57 | 53.16 | 49.55 | 50.57 | 53.16 | 49.55 | 50.57 | 53.16 | 49.55 | 50.57 | 53.16 | 49.55 | 56.15 | 53.26 | 49.55 | 56.15 | 53.26 | 49.55 | 50.57 | 53.16 | 49.55 | 50.57 | 53.16 | 49.55 | 56.15 | 53.26 | 49.55 | 59.5 | 53.69 | 49.05 | 58.31 | 77.6 | 52.93 | 50.57 | 53.16 | 49.55
1224 | 39.9 | 44.87 | 37.33 | 39.9 | 44.87 | 37.33 | 39.9 | 44.87 | 37.33 | 39.9 | 44.87 | 37.33 | 40.61 | 47.41 | 37.33 | 40.61 | 47.41 | 37.33 | 39.9 | 44.87 | 37.33 | 39.9 | 44.87 | 37.33 | 40.61 | 47.41 | 37.33 | 40.3 | 46.94 | 36.96 | 40.3 | 47.9 | 37.71 | 39.9 | 44.87 | 37.33 | 50.49 | 53.08 | 49.47 | 50.49 | 53.08 | 49.47 | 50.49 | 53.08 | 49.47 | 50.49 | 53.08 | 49.47 | 56.07 | 53.18 | 49.47 | 56.07 | 53.18 | 49.47 | 50.49 | 53.08 | 49.47 | 50.49 | 53.08 | 49.47 | 56.07 | 53.18 | 49.47 | 58.9 | 52.95 | 44.8 | 57.72 | 70.43 | 50.83 | 50.49 | 53.08 | 49.47
1225 | 39.28 | 44.73 | 37.19 | 39.28 | 44.73 | 37.19 | 39.28 | 44.73 | 37.19 | 39.28 | 44.73 | 37.19 | 40.47 | 47.27 | 37.19 | 40.47 | 47.27 | 37.19 | 39.76 | 44.73 | 37.19 | 39.76 | 44.73 | 37.19 | 40.47 | 47.27 | 37.19 | 39.79 | 46.8 | 36.82 | 39.68 | 47.75 | 37.57 | 39.28 | 44.73 | 37.19 | 50.35 | 52.94 | 49.33 | 50.35 | 52.94 | 49.33 | 50.35 | 52.94 | 49.33 | 50.35 | 52.94 | 49.33 | 55.93 | 53.04 | 49.33 | 55.93 | 53.04 | 49.33 | 50.35 | 52.94 | 49.33 | 50.35 | 52.94 | 49.33 | 55.93 | 53.04 | 49.33 | 56.49 | 52.95 | 44.8 | 55.36 | 54.03 | 49.82 | 50.35 | 52.94 | 49.33
1226 | 38.39 | 44.63 | 36.73 | 38.39 | 44.64 | 36.73 | 38.39 | 44.64 | 36.73 | 38.39 | 44.64 | 36.73 | 40.38 | 47.18 | 37.1 | 40.38 | 47.18 | 37.1 | 39.67 | 44.64 | 37.1 | 39.67 | 44.64 | 37.1 | 40.38 | 47.18 | 37.1 | 39.19 | 46.71 | 36.73 | 38.78 | 45.78 | 37.1 | 38.39 | 44.63 | 36.73 | 50.26 | 52.85 | 49.23 | 50.26 | 52.85 | 49.23 | 50.26 | 52.85 | 49.23 | 50.26 | 52.85 | 49.23 | 55.84 | 52.95 | 49.23 | 55.84 | 52.95 | 49.23 | 50.26 | 52.85 | 49.23 | 50.26 | 52.85 | 49.23 | 55.84 | 52.95 | 49.23 | 56.4 | 52.44 | 44.8 | 55.27 | 53.4 | 49.73 | 50.26 | 52.85 | 49.23
1227 | 38.79 | 44.65 | 36.73 | 38.79 | 44.65 | 36.73 | 38.79 | 44.65 | 36.73 | 38.79 | 44.65 | 36.73 | 40.39 | 47.2 | 37.12 | 40.39 | 47.2 | 37.12 | 39.68 | 44.65 | 37.12 | 39.68 | 44.65 | 37.12 | 40.39 | 47.2 | 37.12 | 39.19 | 46.72 | 36.73 | 39.19 | 45.79 | 37.1 | 38.79 | 44.65 | 36.73 | 50.27 | 52.86 | 49.25 | 50.27 | 52.86 | 49.25 | 50.27 | 52.86 | 49.25 | 50.27 | 52.86 | 49.25 | 55.85 | 52.97 | 49.25 | 55.85 | 52.97 | 49.25 | 50.27 | 52.86 | 49.25 | 50.27 | 52.86 | 49.25 | 55.85 | 52.97 | 49.25 | 56.42 | 52.44 | 44.8 | 55.29 | 53.4 | 48.76 | 50.27 | 52.86 | 49.25
1228 | 39.39 | 44.83 | 36.73 | 39.39 | 44.83 | 36.73 | 39.39 | 44.83 | 36.73 | 39.39 | 44.83 | 36.73 | 40.57 | 47.38 | 37.3 | 40.57 | 47.38 | 37.3 | 39.87 | 44.83 | 37.3 | 39.87 | 44.83 | 37.3 | 40.57 | 47.38 | 37.3 | 39.79 | 46.91 | 36.73 | 39.79 | 45.29 | 36.73 | 39.39 | 44.83 | 36.73 | 50.46 | 53.04 | 49.43 | 50.46 | 53.04 | 49.43 | 50.46 | 53.04 | 49.43 | 50.46 | 53.04 | 49.43 | 56.04 | 53.15 | 49.43 | 56.04 | 53.15 | 49.43 | 50.46 | 53.04 | 49.43 | 50.46 | 53.04 | 49.43 | 56.04 | 53.15 | 49.43 | 56.55 | 52.62 | 44.8 | 55.42 | 53.58 | 48.94 | 50.46 | 53.04 | 49.43
1229 | 40.13 | 45.09 | 37.56 | 40.13 | 45.09 | 37.56 | 40.13 | 45.09 | 37.56 | 40.13 | 45.09 | 37.56 | 40.84 | 47.64 | 37.56 | 40.84 | 47.64 | 37.56 | 40.13 | 45.09 | 37.56 | 40.13 | 45.09 | 37.56 | 40.84 | 47.64 | 37.56 | 40.47 | 47.16 | 37.11 | 40.53 | 45.55 | 37.86 | 40.13 | 45.09 | 37.56 | 50.72 | 53.31 | 49.69 | 50.72 | 53.31 | 49.69 | 50.72 | 53.31 | 49.69 | 50.72 | 53.31 | 49.69 | 56.3 | 53.41 | 49.69 | 56.3 | 53.41 | 49.69 | 50.72 | 53.31 | 49.69 | 50.72 | 53.31 | 49.69 | 56.3 | 53.41 | 49.69 | 56.87 | 52.95 | 46.76 | 55.73 | 53.84 | 49.2 | 50.72 | 53.31 | 49.69
1230 | 40.46 | 45.43 | 37.89 | 40.46 | 45.43 | 37.89 | 40.75 | 47.01 | 39.32 | 40.75 | 47.01 | 39.32 | 41.17 | 47.98 | 39.32 | 41.17 | 47.98 | 39.32 | 40.46 | 45.43 | 37.89 | 40.46 | 45.43 | 37.89 | 41.17 | 47.98 | 39.32 | 48.75 | 48.46 | 38.92 | 47.78 | 47.49 | 39.71 | 40.46 | 45.43 | 37.89 | 51.05 | 53.64 | 50.03 | 51.05 | 53.64 | 50.03 | 51.05 | 53.64 | 50.03 | 51.05 | 53.64 | 50.03 | 56.63 | 53.74 | 50.03 | 56.63 | 53.74 | 50.03 | 51.05 | 53.64 | 50.03 | 51.05 | 53.64 | 50.03 | 56.63 | 53.74 | 50.03 | 67.9 | 54.18 | 49.31 | 66.55 | 54.18 | 50.31 | 51.05 | 53.64 | 50.03
1231 | 41.26 | 46.23 | 38.69 | 41.26 | 46.23 | 38.69 | 54.38 | 70.03 | 48.39 | 54.38 | 70.03 | 48.39 | 54.38 | 70.03 | 48.39 | 54.38 | 70.03 | 48.39 | 41.26 | 46.23 | 38.69 | 41.26 | 46.23 | 38.69 | 54.38 | 70.03 | 48.39 | 55.63 | 71.48 | 48.88 | 55.63 | 71.47 | 48.88 | 45.72 | 46.23 | 38.69 | 51.85 | 74.7 | 51.3 | 51.85 | 74.7 | 51.3 | 67.12 | 81 | 51.3 | 67.12 | 81 | 51.3 | 67.12 | 95.07 | 51.3 | 67.12 | 95.07 | 51.3 | 51.85 | 74.7 | 51.3 | 51.85 | 54.44 | 51.3 | 67.12 | 95.07 | 51.3 | 80.72 | 96.03 | 50.78 | 80.72 | 92.75 | 50.83 | 67.12 | 74.7 | 51.3
1232 | 41.88 | 46.86 | 39.32 | 41.88 | 46.86 | 39.32 | 55 | 70.03 | 48.39 | 55 | 70.03 | 48.39 | 55 | 70.03 | 48.39 | 55 | 70.03 | 48.39 | 41.88 | 46.86 | 39.32 | 41.88 | 46.86 | 39.32 | 55 | 70.03 | 48.39 | 56.13 | 71.48 | 48.88 | 56.13 | 70.74 | 48.88 | 45.72 | 46.86 | 39.32 | 52.47 | 84.68 | 51.45 | 52.47 | 84.68 | 51.45 | 73.76 | 91.83 | 51.45 | 73.76 | 91.83 | 51.45 | 73.76 | 95.07 | 51.55 | 73.76 | 95.07 | 51.55 | 52.47 | 84.68 | 51.55 | 52.47 | 84.68 | 51.45 | 73.76 | 95.07 | 51.55 | 83.19 | 96.03 | 51.03 | 83.19 | 92.75 | 50.93 | 73.76 | 84.68 | 51.45
1233 | 41.65 | 65.31 | 39.09 | 41.65 | 65.31 | 39.09 | 54.52 | 69.2 | 39.09 | 54.52 | 69.2 | 39.09 | 54.52 | 69.21 | 39.09 | 54.52 | 69.21 | 39.09 | 41.65 | 65.31 | 39.09 | 41.65 | 65.31 | 39.09 | 54.52 | 69.21 | 39.09 | 55.64 | 70.64 | 38.69 | 55.07 | 69.9 | 39.1 | 45.72 | 65.31 | 39.09 | 52.24 | 80.19 | 51.3 | 52.24 | 80.19 | 51.3 | 73.76 | 80.19 | 51.3 | 73.76 | 80.19 | 51.3 | 73.76 | 92.22 | 51.3 | 73.76 | 92.22 | 51.3 | 52.24 | 80.19 | 51.3 | 52.24 | 80.19 | 51.3 | 73.76 | 92.22 | 51.3 | 80.59 | 93.15 | 50.78 | 80.59 | 81 | 50.11 | 73.76 | 80.19 | 51.3
1234 | 41.34 | 51.63 | 38.77 | 41.34 | 51.63 | 38.77 | 45.3 | 51.63 | 38.77 | 45.3 | 51.63 | 38.77 | 45.3 | 51.63 | 38.77 | 45.3 | 51.63 | 38.77 | 41.34 | 51.63 | 38.77 | 41.34 | 51.63 | 38.77 | 45.3 | 51.63 | 38.77 | 46.24 | 52.15 | 37.04 | 45.76 | 52.15 | 37.41 | 45.3 | 51.63 | 38.77 | 51.93 | 71.14 | 50.9 | 51.93 | 71.14 | 50.9 | 57.51 | 71.14 | 50.9 | 57.51 | 71.14 | 50.64 | 57.51 | 71.14 | 50.9 | 57.51 | 71.14 | 50.9 | 51.93 | 71.14 | 50.9 | 51.93 | 71.14 | 50.9 | 57.51 | 71.14 | 50.9 | 76.96 | 71.86 | 48.13 | 75.42 | 70.43 | 48.13 | 57.51 | 71.14 | 52.11
1235 | 41.05 | 48.56 | 38.48 | 41.05 | 48.56 | 38.48 | 41.05 | 48.56 | 38.48 | 41.05 | 48.56 | 38.48 | 41.75 | 48.56 | 38.48 | 41.75 | 48.56 | 38.48 | 41.05 | 48.56 | 38.48 | 41.05 | 48.56 | 38.48 | 41.75 | 48.56 | 38.48 | 41.34 | 49.05 | 35.14 | 41.46 | 48.07 | 35.14 | 41.05 | 48.56 | 38.48 | 51.64 | 54.44 | 50.61 | 51.64 | 54.44 | 50.61 | 57.22 | 54.44 | 50.61 | 57.22 | 54.44 | 49.61 | 57.22 | 54.44 | 50.61 | 57.22 | 54.44 | 50.11 | 51.64 | 54.44 | 50.61 | 51.64 | 54.44 | 50.61 | 57.22 | 54.44 | 50.61 | 57.94 | 53.9 | 44.8 | 57.79 | 53.9 | 44.8 | 57.22 | 56.02 | 52.11
1236 | 40.82 | 48.03 | 38.25 | 40.82 | 48.03 | 38.25 | 40.82 | 48.03 | 38.25 | 40.82 | 48.03 | 38.25 | 41.53 | 48.33 | 38.25 | 41.53 | 48.33 | 38.17 | 40.82 | 48.03 | 38.25 | 40.82 | 48.03 | 38.25 | 41.53 | 48.33 | 38.25 | 41.18 | 48.51 | 35.14 | 41.23 | 47.55 | 35.14 | 40.82 | 48.03 | 38.25 | 51.41 | 54.11 | 50.39 | 51.41 | 54.11 | 50.39 | 51.41 | 54.11 | 50.39 | 51.41 | 54.11 | 49.61 | 56.99 | 54.11 | 50.39 | 56.99 | 54.11 | 50.11 | 51.41 | 54.11 | 50.39 | 51.41 | 54.11 | 50.39 | 56.99 | 54.11 | 50.39 | 57.57 | 53.56 | 44.8 | 56.41 | 53.56 | 44.8 | 51.41 | 54.11 | 50.62
1237 | 40.74 | 47.55 | 38.17 | 40.74 | 47.55 | 38.17 | 40.74 | 47.55 | 38.17 | 40.74 | 47.55 | 38.17 | 41.45 | 48.25 | 38.17 | 41.45 | 48.25 | 38.17 | 40.74 | 47.55 | 38.17 | 40.74 | 47.55 | 38.17 | 41.45 | 48.25 | 38.17 | 41.18 | 48.51 | 35.14 | 41.15 | 47.56 | 35.14 | 40.74 | 47.55 | 38.17 | 51.33 | 54.02 | 50.31 | 51.33 | 54.02 | 50.31 | 51.33 | 54.02 | 50.31 | 51.33 | 54.02 | 49.11 | 56.91 | 54.02 | 50.31 | 56.91 | 54.02 | 50.11 | 51.33 | 54.02 | 50.31 | 51.33 | 54.02 | 50.31 | 56.91 | 54.02 | 50.31 | 57.94 | 53.56 | 47.15 | 56.78 | 53.56 | 47.15 | 51.33 | 54.02 | 52.11
1238 | 40.63 | 48.14 | 38.06 | 40.63 | 48.14 | 38.06 | 40.63 | 48.14 | 38.06 | 40.63 | 48.14 | 38.06 | 41.33 | 48.14 | 38.06 | 41.33 | 48.14 | 38.06 | 40.63 | 48.14 | 38.06 | 40.63 | 48.14 | 38.06 | 41.33 | 48.14 | 38.06 | 41.18 | 48.63 | 37.03 | 41.04 | 48.62 | 37.03 | 40.63 | 48.14 | 38.06 | 51.21 | 55.08 | 50.19 | 51.21 | 55.08 | 50.19 | 51.21 | 55.08 | 50.19 | 51.21 | 55.08 | 49.61 | 56.79 | 55.08 | 50.19 | 56.79 | 55.08 | 50.11 | 51.21 | 55.08 | 50.19 | 51.21 | 55.08 | 50.19 | 56.79 | 55.08 | 50.19 | 58.55 | 55.64 | 47.64 | 57.38 | 55.64 | 47.64 | 51.21 | 55.08 | 53.8
1239 | 40.57 | 48.09 | 38 | 40.57 | 48.09 | 38 | 41.28 | 48.09 | 38 | 41.28 | 48.09 | 38 | 41.28 | 48.09 | 38 | 41.28 | 48.09 | 38 | 40.57 | 48.09 | 38 | 40.57 | 48.09 | 38 | 41.28 | 48.09 | 38 | 41.69 | 49.56 | 37.66 | 41.69 | 48.57 | 37.66 | 40.57 | 48.09 | 38 | 51.16 | 68.34 | 50.13 | 51.16 | 68.34 | 50.13 | 56.74 | 68.34 | 50.13 | 56.74 | 68.34 | 50.13 | 56.74 | 68.34 | 50.13 | 56.74 | 68.34 | 50.13 | 51.16 | 68.34 | 50.13 | 51.16 | 68.34 | 50.13 | 56.74 | 68.34 | 50.13 | 60.95 | 70.44 | 49.29 | 59.73 | 69.03 | 49.29 | 56.28 | 68.34 | 53.96
1240 | 40.68 | 64.92 | 39.85 | 40.68 | 64.92 | 39.85 | 45.03 | 64.92 | 71.53 | 45.03 | 64.92 | 71.53 | 45.03 | 64.92 | 70.1 | 45.03 | 64.92 | 70.1 | 40.68 | 64.91 | 39.85 | 40.68 | 64.91 | 39.85 | 45.03 | 64.92 | 70.1 | 51.28 | 65.6 | 70.81 | 51.28 | 65.58 | 72.25 | 45.03 | 64.92 | 70.53 | 51.27 | 84.39 | 74.81 | 51.27 | 84.39 | 74.81 | 58.84 | 84.39 | 74.81 | 58.84 | 84.39 | 74.81 | 58.84 | 84.39 | 74.81 | 58.84 | 84.39 | 74.81 | 51.27 | 84.39 | 51.61 | 51.27 | 84.39 | 51.61 | 58.84 | 84.39 | 74.81 | 72.88 | 85.24 | 75.57 | 73.64 | 85.24 | 75.57 | 58.84 | 84.39 | 74.81
1241 | 41.72 | 74.12 | 39.15 | 41.72 | 74.12 | 39.15 | 53.9 | 74.87 | 81.94 | 53.9 | 74.87 | 81.94 | 53.9 | 74.87 | 81.94 | 53.9 | 74.87 | 81.94 | 41.72 | 49.75 | 39.15 | 41.72 | 49.75 | 39.15 | 53.9 | 74.87 | 81.94 | 57.27 | 79.55 | 82.77 | 57.27 | 80.38 | 82.77 | 52.83 | 74.12 | 76.98 | 52.3 | 101.19 | 98.24 | 52.3 | 101.19 | 98.24 | 73.76 | 101.19 | 98.24 | 73.76 | 101.19 | 98.24 | 73.76 | 101.19 | 98.24 | 73.76 | 101.19 | 98.24 | 52.3 | 54.89 | 51.61 | 52.3 | 54.89 | 51.61 | 73.76 | 101.19 | 98.24 | 83.28 | 110.02 | 104.41 | 85 | 105.65 | 99.23 | 73.76 | 101.19 | 98.24
1242 | 42.48 | 78.09 | 39.91 | 42.48 | 78.09 | 39.91 | 66.57 | 80.87 | 85.46 | 66.57 | 80.87 | 85.46 | 66.57 | 80.87 | 85.46 | 66.57 | 80.87 | 85.46 | 42.48 | 49.74 | 39.91 | 42.48 | 49.74 | 39.91 | 66.57 | 80.87 | 85.46 | 69.95 | 85.95 | 86.33 | 70.66 | 86.82 | 86.33 | 65.25 | 78.09 | 77.11 | 53.07 | 101.95 | 98.24 | 53.07 | 101.95 | 98.24 | 84.12 | 101.95 | 98.24 | 84.12 | 101.95 | 98.24 | 84.12 | 106.7 | 98.24 | 84.12 | 106.7 | 98.24 | 53.07 | 55.66 | 52.05 | 53.07 | 55.66 | 52.05 | 84.12 | 106.7 | 98.24 | 102.23 | 112.23 | 104.41 | 103.95 | 109.99 | 99.23 | 84.12 | 101.95 | 98.24
1243 | 41.21 | 76.82 | 39.85 | 41.21 | 76.82 | 39.85 | 54.32 | 78.38 | 85.46 | 54.32 | 78.38 | 85.46 | 54.32 | 80.87 | 85.46 | 54.32 | 80.87 | 85.46 | 41.21 | 76.82 | 39.85 | 41.21 | 76.82 | 39.85 | 54.32 | 80.87 | 85.46 | 64.65 | 85.95 | 86.33 | 65.31 | 85.96 | 86.33 | 53.24 | 76.82 | 77.11 | 51.8 | 100.68 | 98.24 | 51.8 | 100.68 | 98.24 | 73.76 | 100.68 | 98.24 | 73.76 | 100.68 | 98.24 | 73.76 | 106.7 | 98.24 | 73.76 | 106.7 | 98.24 | 51.8 | 100 | 51.61 | 51.8 | 100 | 51.61 | 73.76 | 106.7 | 98.24 | 102.91 | 112.23 | 104.41 | 103.95 | 109.99 | 99.23 | 73.76 | 100.68 | 98.24
1244 | 40.66 | 70.6 | 39.85 | 40.66 | 70.6 | 39.85 | 45.72 | 72.03 | 85.46 | 45.72 | 72.03 | 85.46 | 45.72 | 78.74 | 85.46 | 45.72 | 78.74 | 85.46 | 40.66 | 70.6 | 39.85 | 40.66 | 70.6 | 39.85 | 45.72 | 78.74 | 85.46 | 57.46 | 80.38 | 86.33 | 57.46 | 80.38 | 86.33 | 45.72 | 70.6 | 76.98 | 51.25 | 98.21 | 95.78 | 51.25 | 98.21 | 95.78 | 68.71 | 98.21 | 95.78 | 68.71 | 98.21 | 95.78 | 68.71 | 105.65 | 95.78 | 68.71 | 105.65 | 95.78 | 51.25 | 98.21 | 51.61 | 51.25 | 98.21 | 51.61 | 68.71 | 105.65 | 95.78 | 85 | 110 | 98.72 | 85.86 | 107.8 | 96.75 | 68.71 | 98.21 | 95.78
1245 | 40.51 | 61.19 | 39.1 | 40.51 | 61.19 | 39.1 | 41.21 | 61.39 | 82.07 | 41.21 | 61.39 | 82.07 | 41.21 | 76.39 | 82.07 | 41.21 | 76.39 | 82.07 | 40.51 | 61.16 | 39.1 | 40.51 | 61.16 | 39.1 | 41.21 | 76.39 | 82.07 | 57.27 | 78.78 | 82.9 | 57.27 | 80.38 | 82.9 | 40.51 | 61.19 | 50 | 51.1 | 86.1 | 90 | 51.1 | 86.1 | 90 | 54.21 | 86.1 | 90 | 54.21 | 86.1 | 90 | 56.68 | 103.55 | 90 | 56.68 | 103.55 | 90 | 51.1 | 86.1 | 51.61 | 51.1 | 86.1 | 51.61 | 56.68 | 103.55 | 90 | 85 | 104.59 | 98.24 | 85 | 93.99 | 96.27 | 54.21 | 86.1 | 90
1246 | 40.27 | 53.81 | 39.85 | 40.27 | 53.81 | 39.85 | 40.27 | 53.81 | 79.26 | 40.27 | 53.81 | 79.26 | 40.98 | 71.23 | 79.26 | 40.98 | 71.23 | 79.26 | 40.27 | 53.81 | 39.85 | 40.27 | 53.81 | 39.85 | 40.98 | 71.23 | 79.26 | 54.79 | 75.63 | 80.06 | 54.79 | 77.17 | 80.06 | 40.27 | 53.81 | 39.85 | 50.86 | 76.89 | 74.81 | 50.86 | 76.89 | 74.81 | 50.86 | 76.89 | 74.81 | 50.86 | 76.89 | 74.81 | 56.44 | 103.55 | 74.81 | 56.44 | 103.55 | 74.81 | 50.86 | 76.89 | 74.81 | 50.86 | 76.89 | 74.81 | 56.44 | 103.55 | 74.81 | 78.3 | 104.59 | 75.57 | 79.9 | 87.63 | 75.57 | 50.86 | 76.89 | 74.81
1247 | 39.97 | 44.94 | 39.02 | 39.97 | 44.94 | 39.02 | 39.97 | 44.94 | 77.89 | 39.97 | 44.94 | 77.89 | 40.68 | 47.5 | 77.89 | 40.68 | 47.5 | 77.89 | 39.97 | 44.94 | 39.02 | 39.97 | 44.94 | 39.02 | 40.68 | 47.5 | 77.89 | 50.77 | 55.81 | 77.89 | 49.75 | 54.69 | 78.68 | 39.97 | 44.94 | 39.02 | 50.56 | 53.82 | 51.61 | 50.56 | 53.82 | 51.61 | 50.56 | 53.82 | 51.61 | 50.56 | 53.82 | 51.61 | 56.14 | 64.01 | 51.61 | 56.14 | 64.01 | 51.61 | 50.56 | 53.82 | 51.61 | 50.56 | 53.82 | 51.61 | 56.14 | 64.01 | 51.61 | 71.43 | 64.66 | 52.13 | 72.89 | 63.37 | 52.13 | 50.56 | 53.82 | 51.61
1248 | 40.05 | 45.02 | 37.49 | 40.05 | 45.02 | 37.49 | 40.05 | 45.02 | 65.84 | 40.05 | 45.02 | 65.84 | 40.76 | 47.58 | 65.84 | 40.76 | 47.58 | 65.84 | 40.05 | 45.02 | 37.49 | 40.05 | 45.02 | 37.49 | 40.76 | 47.58 | 65.84 | 43.08 | 50.32 | 66.51 | 42.22 | 49.31 | 66.51 | 40.05 | 45.02 | 37.49 | 50.64 | 53.82 | 51.61 | 50.64 | 53.82 | 51.61 | 50.64 | 53.82 | 51.61 | 50.64 | 53.82 | 51.61 | 56.22 | 54.51 | 51.61 | 56.22 | 54.51 | 51.61 | 50.64 | 53.82 | 51.61 | 50.64 | 53.82 | 51.61 | 56.22 | 54.51 | 51.61 | 65.14 | 63.37 | 51.81 | 66.47 | 63.37 | 52.13 | 50.64 | 53.82 | 51.61
1249 | 39.91 | 44.88 | 37.35 | 39.91 | 44.88 | 37.35 | 39.91 | 44.88 | 60.94 | 39.91 | 44.88 | 60.94 | 40.62 | 47.44 | 60.94 | 40.62 | 47.44 | 60.94 | 39.91 | 44.88 | 37.35 | 39.91 | 44.88 | 37.35 | 40.62 | 47.44 | 60.94 | 42.52 | 50.32 | 61.55 | 41.67 | 49.31 | 61.55 | 39.91 | 44.88 | 37.35 | 50.5 | 53.82 | 51.3 | 50.5 | 53.82 | 51.3 | 50.5 | 53.82 | 51.3 | 50.5 | 53.82 | 51.3 | 56.08 | 54.37 | 51.3 | 56.08 | 54.37 | 51.3 | 50.5 | 53.09 | 51.3 | 50.5 | 53.09 | 51.3 | 56.08 | 54.37 | 51.3 | 61.01 | 63.37 | 51.81 | 62.26 | 62.1 | 51.81 | 50.5 | 53.82 | 51.3
1250 | 39.85 | 44.81 | 37.28 | 39.85 | 44.81 | 37.28 | 39.85 | 44.81 | 60.94 | 39.85 | 44.82 | 60.94 | 40.55 | 47.37 | 60.94 | 40.55 | 47.37 | 60.94 | 39.85 | 44.81 | 37.28 | 39.85 | 44.81 | 37.28 | 40.55 | 47.37 | 60.94 | 41.91 | 50.32 | 61.55 | 41.07 | 49.31 | 61.55 | 39.85 | 44.81 | 37.28 | 50.44 | 53.82 | 51.3 | 50.44 | 53.82 | 51.3 | 50.44 | 53.82 | 51.3 | 50.44 | 53.82 | 51.3 | 56.02 | 54.3 | 51.3 | 56.02 | 54.3 | 51.3 | 50.44 | 53.03 | 51.3 | 50.44 | 53.03 | 51.3 | 56.02 | 54.3 | 51.3 | 60.1 | 63.37 | 51.81 | 58.9 | 62.1 | 51.81 | 50.44 | 53.82 | 51.3
1251 | 39.86 | 44.82 | 37.29 | 39.86 | 44.82 | 37.29 | 39.86 | 44.82 | 60.94 | 39.86 | 44.82 | 60.94 | 40.56 | 47.38 | 60.94 | 40.56 | 47.38 | 60.94 | 39.86 | 44.82 | 37.29 | 39.86 | 44.82 | 37.29 | 40.56 | 47.38 | 60.94 | 41.82 | 50.32 | 61.55 | 40.98 | 49.31 | 61.55 | 39.86 | 44.82 | 37.29 | 50.44 | 53.03 | 51.3 | 50.44 | 53.03 | 51.3 | 50.44 | 53.03 | 51.3 | 50.44 | 53.03 | 51.3 | 56.02 | 54.31 | 51.3 | 56.02 | 54.31 | 51.3 | 50.44 | 53.03 | 51.3 | 50.44 | 53.03 | 51.3 | 56.02 | 54.31 | 51.3 | 59.51 | 63.37 | 51.81 | 60.72 | 62.1 | 51.81 | 50.44 | 53.03 | 51.3
1252 | 40.03 | 45 | 37.46 | 40.03 | 45 | 37.46 | 40.03 | 45 | 60.94 | 40.03 | 45 | 60.94 | 40.74 | 47.55 | 60.94 | 40.74 | 47.55 | 60.94 | 40.03 | 45 | 37.46 | 40.03 | 45 | 37.46 | 40.74 | 47.55 | 60.94 | 42 | 56.72 | 61.55 | 41.16 | 55.59 | 61.55 | 40.03 | 45 | 37.46 | 50.62 | 53.82 | 51.39 | 50.62 | 53.82 | 51.39 | 50.62 | 53.82 | 51.39 | 50.62 | 53.82 | 51.39 | 56.2 | 54.49 | 51.39 | 56.2 | 54.49 | 51.39 | 50.62 | 53.82 | 51.39 | 50.62 | 53.82 | 51.39 | 56.2 | 54.49 | 51.39 | 59.39 | 75 | 51.91 | 60.6 | 73.5 | 51.91 | 50.62 | 53.82 | 51.39
1253 | 40.37 | 49.74 | 37.8 | 40.37 | 49.75 | 64.36 | 40.37 | 49.75 | 64.36 | 40.37 | 49.75 | 64.36 | 41.08 | 49.75 | 64.36 | 41.08 | 49.75 | 64.36 | 40.37 | 49.75 | 64.36 | 40.37 | 49.74 | 37.8 | 41.08 | 49.75 | 64.36 | 42.52 | 56.72 | 65.01 | 42.52 | 55.59 | 65.01 | 40.37 | 49.74 | 64.36 | 50.96 | 75 | 51.61 | 50.96 | 75 | 72.94 | 50.96 | 75 | 72.94 | 50.96 | 75 | 72.94 | 56.54 | 75 | 72.94 | 56.54 | 75 | 72.94 | 50.96 | 75 | 72.94 | 50.96 | 75 | 51.61 | 56.54 | 75 | 72.94 | 61.96 | 75.76 | 73.68 | 62.81 | 75.76 | 73.68 | 50.96 | 75 | 72.94
1254 | 40.9 | 71.14 | 39.02 | 40.9 | 72.57 | 77.11 | 41.61 | 72.57 | 80.55 | 41.61 | 72.57 | 80.55 | 41.61 | 72.57 | 79.5 | 41.61 | 72.57 | 79.5 | 40.9 | 72.57 | 77.11 | 40.9 | 71.14 | 39.02 | 41.61 | 72.57 | 79.5 | 53.5 | 77.13 | 80.3 | 53.5 | 78.71 | 81.37 | 40.9 | 71.14 | 77.11 | 51.49 | 84.5 | 79.9 | 51.49 | 84.5 | 79.9 | 57.42 | 84.5 | 79.9 | 57.42 | 84.5 | 79.9 | 57.42 | 84.5 | 78.31 | 57.42 | 84.5 | 78.31 | 51.49 | 84.5 | 78.31 | 51.49 | 84.5 | 78.31 | 57.42 | 84.5 | 78.31 | 77.46 | 97.42 | 79.1 | 79.9 | 99.4 | 80.71 | 57.42 | 84.5 | 79.9
1255 | 42.27 | 77.88 | 43.81 | 42.27 | 77.88 | 82.29 | 56.51 | 77.88 | 85.61 | 56.51 | 77.88 | 85.61 | 56.51 | 77.88 | 85.46 | 56.51 | 77.88 | 85.46 | 42.27 | 77.88 | 82.29 | 42.27 | 77.88 | 43.81 | 56.51 | 77.88 | 85.46 | 57.99 | 80.38 | 87.23 | 58.58 | 81.19 | 87.23 | 45.72 | 77.88 | 82.29 | 73.29 | 101.74 | 107.67 | 73.29 | 101.74 | 107.67 | 74.51 | 104.59 | 107.67 | 74.51 | 104.59 | 107.67 | 74.51 | 104.59 | 107.67 | 74.51 | 104.59 | 107.67 | 73.29 | 101.74 | 107.67 | 73.29 | 101.74 | 107.67 | 74.51 | 104.59 | 107.67 | 89.19 | 110 | 107.78 | 91.01 | 111.16 | 108.76 | 73.76 | 101.74 | 107.67
1256 | 50.84 | 78.67 | 83.08 | 50.84 | 78.67 | 83.08 | 56.82 | 78.67 | 85.46 | 56.82 | 78.67 | 85.46 | 56.82 | 78.67 | 85.46 | 56.82 | 78.67 | 85.46 | 50.84 | 78.67 | 83.08 | 50.84 | 78.67 | 83.08 | 56.82 | 78.67 | 85.46 | 59.17 | 80.38 | 87.23 | 58.58 | 81.19 | 86.33 | 53.71 | 78.67 | 83.08 | 74.08 | 102.53 | 107.78 | 74.08 | 102.53 | 107.78 | 75.61 | 102.53 | 107.78 | 75.61 | 102.53 | 107.78 | 75.61 | 104.59 | 107.78 | 75.61 | 104.59 | 107.78 | 74.08 | 102.53 | 107.78 | 74.08 | 102.53 | 107.78 | 75.61 | 104.59 | 107.78 | 90.43 | 110 | 107.78 | 91.01 | 111.16 | 108.86 | 74.08 | 102.53 | 107.78
1257 | 50.42 | 76.73 | 81.14 | 50.42 | 76.73 | 81.14 | 56.82 | 76.73 | 81.14 | 56.82 | 76.73 | 81.14 | 56.82 | 76.73 | 81.14 | 56.82 | 76.73 | 81.14 | 50.42 | 76.73 | 81.14 | 50.42 | 76.73 | 81.14 | 56.82 | 76.73 | 81.14 | 59.17 | 77.53 | 81.96 | 57.99 | 77.53 | 81.96 | 50.42 | 76.73 | 81.14 | 73.66 | 102.11 | 106.7 | 73.66 | 102.11 | 106.7 | 74.37 | 102.11 | 106.7 | 74.37 | 102.11 | 106.7 | 74.37 | 102.88 | 105.63 | 74.37 | 102.88 | 105.63 | 73.66 | 102.11 | 105.63 | 73.66 | 102.11 | 105.63 | 74.37 | 102.88 | 105.63 | 88.58 | 105 | 106.7 | 87.69 | 103.15 | 105.64 | 73.76 | 102.11 | 106.7
1258 | 50.11 | 69.21 | 75.26 | 50.11 | 69.21 | 75.26 | 55 | 69.21 | 75.26 | 55 | 69.21 | 75.26 | 55 | 69.21 | 74.51 | 55 | 69.21 | 73.76 | 50.11 | 69.21 | 74.51 | 50.11 | 69.21 | 74.51 | 55 | 69.21 | 74.51 | 57.27 | 71.33 | 74.51 | 56.13 | 69.91 | 74.51 | 50.11 | 69.21 | 75.26 | 73.35 | 82.54 | 82.47 | 73.35 | 82.54 | 82.47 | 74 | 82.54 | 82.47 | 74 | 82.54 | 82.47 | 74 | 82.54 | 82.47 | 74 | 82.54 | 82.47 | 73.35 | 82.54 | 82.47 | 73.35 | 82.54 | 82.47 | 74 | 82.54 | 82.47 | 81.52 | 83.37 | 83.31 | 79.9 | 83.37 | 81.65 | 73.76 | 82.54 | 82.47
1259 | 49.33 | 57.71 | 64.1 | 49.33 | 57.71 | 64.1 | 50.33 | 57.71 | 64.1 | 50.33 | 57.71 | 64.1 | 50.33 | 57.71 | 61.55 | 50.33 | 57.71 | 60.94 | 49.33 | 57.71 | 61.55 | 49.33 | 57.71 | 61.55 | 50.33 | 57.71 | 61.55 | 52.41 | 58.29 | 61.55 | 51.37 | 58.29 | 62.81 | 49.33 | 57.71 | 64.1 | 72.15 | 75.5 | 53.47 | 72.15 | 75.5 | 53.47 | 72.15 | 75.5 | 53.47 | 72.15 | 75.5 | 53.47 | 72.15 | 75.5 | 52.3 | 72.15 | 75.5 | 52.3 | 72.15 | 75.5 | 52.3 | 72.15 | 75.5 | 52.3 | 72.15 | 75.5 | 52.3 | 75.14 | 76.26 | 52.93 | 73.64 | 76.26 | 52.93 | 72.15 | 75.5 | 54.99
1260 | 42.19 | 56.7 | 61.66 | 42.19 | 56.7 | 61.66 | 42.19 | 56.7 | 61.66 | 42.19 | 56.7 | 61.66 | 42.19 | 56.7 | 59.81 | 42.19 | 56.7 | 59.81 | 42.19 | 56.7 | 59.81 | 42.19 | 56.7 | 59.81 | 42.19 | 56.7 | 59.81 | 44.38 | 57.87 | 61.04 | 43.5 | 57.28 | 62.28 | 42.19 | 56.7 | 61.66 | 63.38 | 74.55 | 51.86 | 63.38 | 74.55 | 51.86 | 63.38 | 74.55 | 51.86 | 63.38 | 74.55 | 51.86 | 63.38 | 74.55 | 51.85 | 63.38 | 74.55 | 51.85 | 63.38 | 74.55 | 51.85 | 63.38 | 74.55 | 51.85 | 63.38 | 74.55 | 51.85 | 67.13 | 75.31 | 51.85 | 66 | 75.31 | 52.39 | 63.38 | 74.55 | 54.99
1261 | 41.73 | 56.7 | 60.43 | 41.73 | 56.7 | 60.43 | 41.73 | 56.7 | 60.43 | 41.73 | 56.7 | 60.43 | 41.73 | 56.7 | 59.81 | 41.73 | 56.7 | 59.81 | 41.73 | 56.7 | 59.81 | 41.73 | 56.7 | 59.81 | 41.73 | 56.7 | 59.81 | 43.9 | 57.87 | 61.04 | 43.02 | 57.28 | 61.04 | 41.73 | 56.7 | 60.43 | 61.9 | 74.55 | 52.37 | 61.9 | 74.55 | 52.37 | 61.9 | 74.55 | 52.37 | 61.9 | 74.55 | 52.37 | 61.9 | 74.55 | 51.85 | 61.9 | 74.55 | 51.85 | 61.9 | 74.55 | 51.85 | 61.9 | 74.55 | 51.85 | 61.9 | 74.55 | 51.85 | 66 | 75.31 | 51.85 | 66 | 75.31 | 52.9 | 61.9 | 74.55 | 54.99
1262 | 41.55 | 56.7 | 61.57 | 41.55 | 56.7 | 61.57 | 41.55 | 56.7 | 61.57 | 41.55 | 56.7 | 61.57 | 41.55 | 56.7 | 60.94 | 41.55 | 56.7 | 60.94 | 41.55 | 56.7 | 60.94 | 41.55 | 56.7 | 60.94 | 41.55 | 56.7 | 60.94 | 43.9 | 57.87 | 61.55 | 43.02 | 57.87 | 62.19 | 41.55 | 56.7 | 61.57 | 61.9 | 75.31 | 52.37 | 61.9 | 75.31 | 52.37 | 61.9 | 75.31 | 52.37 | 61.9 | 75.31 | 52.37 | 61.9 | 75.31 | 51.85 | 61.9 | 75.31 | 51.85 | 61.9 | 75.31 | 51.85 | 61.9 | 75.31 | 51.85 | 61.9 | 75.31 | 51.85 | 66 | 75.31 | 51.85 | 66 | 76.84 | 52.93 | 61.9 | 75.31 | 55.72
1263 | 45.35 | 58.28 | 66.08 | 45.35 | 58.28 | 66.08 | 45.35 | 58.28 | 66.08 | 45.35 | 58.28 | 66.08 | 45.35 | 58.28 | 64.1 | 45.35 | 58.28 | 64.1 | 45.35 | 58.28 | 64.1 | 45.35 | 58.28 | 64.1 | 45.35 | 58.28 | 64.1 | 48.18 | 58.87 | 64.75 | 48.18 | 60.07 | 66.75 | 45.35 | 58.28 | 66.08 | 58.31 | 78.44 | 72.28 | 58.31 | 78.44 | 72.28 | 58.31 | 78.44 | 72.28 | 58.31 | 78.44 | 72.28 | 58.31 | 78.44 | 51.85 | 58.31 | 78.44 | 51.85 | 58.31 | 78.44 | 51.85 | 58.31 | 78.44 | 51.85 | 58.31 | 78.44 | 51.85 | 66.15 | 79.24 | 51.85 | 67.5 | 82.26 | 82.22 | 58.31 | 78.44 | 72.28
1264 | 48.58 | 69.21 | 79.5 | 48.58 | 69.21 | 79.5 | 48.58 | 69.21 | 79.5 | 48.58 | 69.21 | 79.5 | 48.58 | 69.21 | 79.5 | 48.58 | 69.21 | 79.5 | 48.58 | 69.21 | 79.5 | 48.58 | 69.21 | 79.5 | 48.58 | 69.21 | 79.5 | 55 | 71.34 | 80.3 | 56.12 | 72.8 | 81.94 | 48.58 | 69.21 | 79.5 | 71.82 | 98.79 | 102.46 | 71.82 | 98.79 | 102.46 | 71.82 | 98.79 | 102.46 | 71.82 | 98.79 | 102.46 | 71.82 | 98.79 | 102.46 | 71.82 | 98.79 | 102.46 | 71.82 | 98.79 | 102.46 | 71.82 | 98.79 | 102.46 | 71.82 | 98.79 | 102.46 | 79.9 | 100.83 | 102.46 | 81.52 | 106.06 | 108.9 | 71.82 | 98.79 | 102.46
1265 | 49.6 | 77.43 | 81.84 | 49.6 | 77.43 | 81.84 | 54.93 | 79.27 | 81.84 | 54.93 | 79.27 | 81.84 | 54.93 | 85.93 | 81.84 | 54.93 | 85.93 | 81.84 | 49.6 | 77.43 | 81.84 | 49.6 | 77.43 | 81.84 | 54.93 | 85.93 | 81.84 | 57.99 | 87.7 | 82.67 | 59.17 | 92.23 | 84.35 | 53.84 | 77.43 | 81.84 | 72.84 | 101.29 | 105.55 | 72.84 | 101.29 | 105.55 | 73.76 | 101.29 | 105.55 | 73.76 | 101.29 | 105.55 | 73.76 | 109.75 | 105.55 | 73.76 | 109.75 | 105.55 | 72.84 | 101.29 | 105.55 | 72.84 | 101.29 | 105.55 | 73.76 | 109.75 | 105.55 | 92.89 | 113.14 | 104.49 | 94.78 | 117.82 | 112.27 | 73.76 | 101.29 | 105.55
1266 | 50.08 | 80 | 82.32 | 50.08 | 80 | 82.32 | 55.41 | 80 | 101.85 | 55.41 | 80 | 101.85 | 55.41 | 100.82 | 101.85 | 55.41 | 100.82 | 101.85 | 50.08 | 80 | 82.32 | 50.08 | 80 | 82.32 | 55.41 | 100.82 | 101.85 | 67.33 | 103.61 | 103.95 | 68.7 | 108.23 | 106.07 | 54.31 | 80 | 82.32 | 73.32 | 101.77 | 109.34 | 73.32 | 101.77 | 109.34 | 74.53 | 101.77 | 109.34 | 74.53 | 101.77 | 109.34 | 74.53 | 121.68 | 110 | 74.53 | 121.68 | 110 | 73.32 | 101.77 | 109.34 | 73.32 | 101.77 | 109.34 | 74.53 | 121.68 | 110 | 109.16 | 124.18 | 110.44 | 111.39 | 126.71 | 116.4 | 74.53 | 101.77 | 109.34
1267 | 48.9 | 76.73 | 81.14 | 48.9 | 76.73 | 81.14 | 54.23 | 76.73 | 101.85 | 54.23 | 76.73 | 101.85 | 54.23 | 100.82 | 101.85 | 54.23 | 100.82 | 101.85 | 48.9 | 76.73 | 81.14 | 48.9 | 76.73 | 81.14 | 54.23 | 100.82 | 101.85 | 66.81 | 103.61 | 103.95 | 66.81 | 108.23 | 106.07 | 53.26 | 76.73 | 81.14 | 72.14 | 100.59 | 108.16 | 72.14 | 100.59 | 108.16 | 73.67 | 100.59 | 108.16 | 73.67 | 100.59 | 108.16 | 73.67 | 121.68 | 111.11 | 73.67 | 121.68 | 111.11 | 72.14 | 100.59 | 108.16 | 72.14 | 100.59 | 108.16 | 73.67 | 121.68 | 111.11 | 112.43 | 122.91 | 110 | 114.73 | 125.42 | 116.4 | 73.67 | 100.59 | 108.16
1268 | 48.41 | 76.24 | 80.65 | 48.41 | 76.24 | 80.65 | 48.61 | 76.24 | 100.18 | 48.61 | 76.24 | 100.18 | 48.61 | 100.82 | 101.85 | 48.61 | 100.82 | 101.85 | 48.41 | 76.24 | 80.65 | 48.41 | 76.24 | 80.65 | 48.61 | 100.82 | 101.85 | 59.17 | 102.9 | 103.95 | 59.17 | 105 | 106.06 | 48.41 | 76.24 | 80.65 | 71.65 | 100.1 | 107.67 | 71.65 | 100.1 | 107.67 | 71.65 | 100.1 | 107.67 | 71.65 | 100.1 | 107.67 | 71.65 | 121.68 | 111.11 | 71.65 | 121.68 | 111.11 | 71.65 | 100.1 | 107.67 | 71.65 | 100.1 | 107.67 | 71.65 | 121.68 | 111.11 | 93.87 | 122.91 | 110 | 94.82 | 125.42 | 114.08 | 71.65 | 100.1 | 107.67
1269 | 44.98 | 76.06 | 80.47 | 44.98 | 76.06 | 80.47 | 44.98 | 76.06 | 100.01 | 44.98 | 76.06 | 100.01 | 44.98 | 99.5 | 101.85 | 44.98 | 99.5 | 101.85 | 44.98 | 76.06 | 80.47 | 44.98 | 76.06 | 80.47 | 44.98 | 99.5 | 101.85 | 57.27 | 102.55 | 103.95 | 58.43 | 104.65 | 106.06 | 44.98 | 76.06 | 80.47 | 56.62 | 99.93 | 107.5 | 56.62 | 99.93 | 107.5 | 56.62 | 99.93 | 107.5 | 56.62 | 99.93 | 107.5 | 56.62 | 121.68 | 108.87 | 56.62 | 121.68 | 108.87 | 56.62 | 99.93 | 107.5 | 56.62 | 99.93 | 107.5 | 56.62 | 121.68 | 108.87 | 92.6 | 124.19 | 109.97 | 94.48 | 126.71 | 112.27 | 56.62 | 99.93 | 107.5
1270 | 40.9 | 71.88 | 80.21 | 40.9 | 71.88 | 80.21 | 40.9 | 71.88 | 98.07 | 40.9 | 71.88 | 98.07 | 40.9 | 99.5 | 98.07 | 40.9 | 99.5 | 98.07 | 40.9 | 71.88 | 80.21 | 40.9 | 71.88 | 80.21 | 40.9 | 99.5 | 98.07 | 55.64 | 101.55 | 100.09 | 56.77 | 103.61 | 102.12 | 40.9 | 71.88 | 80.21 | 56.36 | 94.4 | 107.23 | 56.36 | 94.4 | 107.23 | 56.36 | 94.4 | 107.23 | 56.36 | 94.4 | 107.23 | 56.36 | 121.67 | 108.87 | 56.36 | 121.67 | 108.87 | 56.36 | 94.4 | 107.23 | 56.36 | 94.4 | 107.23 | 56.36 | 121.67 | 108.87 | 85 | 124.18 | 109.97 | 86.73 | 124.18 | 112.21 | 56.36 | 94.4 | 107.23
1271 | 39.92 | 58.12 | 79.94 | 39.92 | 58.12 | 79.94 | 39.92 | 58.12 | 81.93 | 39.92 | 58.13 | 81.93 | 40.63 | 70.88 | 81.93 | 40.63 | 70.88 | 81.93 | 39.92 | 58.12 | 79.94 | 39.92 | 58.12 | 79.94 | 40.63 | 70.88 | 81.93 | 52.57 | 79.9 | 83.62 | 52.57 | 81.52 | 83.62 | 39.92 | 58.12 | 79.94 | 50.51 | 82.03 | 101.42 | 50.51 | 82.03 | 101.42 | 50.51 | 82.03 | 101.42 | 50.51 | 82.03 | 101.42 | 56.09 | 110 | 104.58 | 56.09 | 110 | 104.58 | 50.51 | 82.03 | 101.42 | 50.51 | 82.03 | 101.42 | 56.09 | 110 | 104.58 | 73.86 | 116.4 | 105.63 | 73.86 | 116.64 | 107.79 | 50.51 | 82.03 | 101.42
1272 | 39.93 | 52.01 | 77.11 | 39.93 | 52.02 | 79.95 | 39.93 | 52.02 | 81.11 | 39.93 | 52.02 | 81.11 | 40.63 | 52.02 | 81.11 | 40.63 | 52.02 | 81.11 | 39.93 | 52.01 | 79.95 | 39.93 | 52.01 | 77.11 | 40.63 | 52.02 | 81.11 | 42.92 | 78.31 | 82.78 | 42.92 | 79.9 | 82.78 | 39.93 | 52.01 | 77.11 | 50.51 | 62.31 | 85 | 50.51 | 62.31 | 85 | 50.51 | 62.31 | 85 | 50.51 | 62.31 | 85 | 56.09 | 110 | 104.58 | 56.09 | 110 | 104.58 | 50.51 | 62.31 | 85 | 50.51 | 62.31 | 85 | 56.09 | 110 | 104.58 | 68.74 | 114.5 | 105.63 | 68.74 | 115.69 | 107.79 | 50.51 | 62.31 | 85
1273 | 39.78 | 49.75 | 77.11 | 39.78 | 49.75 | 79.8 | 39.78 | 49.75 | 81.11 | 39.78 | 49.75 | 81.11 | 40.49 | 49.75 | 81.11 | 40.49 | 49.75 | 81.11 | 39.78 | 49.75 | 77.11 | 39.78 | 49.75 | 77.11 | 40.49 | 49.75 | 81.11 | 42.92 | 77.18 | 82.78 | 42.92 | 77.96 | 81.93 | 39.78 | 49.75 | 77.11 | 50.37 | 56.61 | 84.85 | 50.37 | 56.61 | 84.85 | 50.37 | 56.61 | 84.85 | 50.37 | 56.61 | 84.85 | 55.95 | 90 | 108.87 | 55.95 | 90 | 108.87 | 50.37 | 56.61 | 84.85 | 50.37 | 56.61 | 84.85 | 55.95 | 90 | 108.87 | 68.74 | 111.15 | 109.97 | 68.74 | 108.93 | 107.77 | 50.37 | 56.61 | 84.85
1274 | 39.73 | 47.26 | 61.36 | 39.73 | 47.26 | 79.75 | 39.73 | 47.26 | 81.11 | 39.73 | 47.26 | 81.11 | 40.43 | 47.26 | 81.11 | 40.43 | 47.26 | 81.11 | 39.73 | 47.26 | 61.36 | 39.73 | 47.26 | 61.36 | 40.43 | 47.26 | 81.11 | 42.92 | 77.94 | 82.78 | 42.92 | 77.96 | 81.93 | 39.73 | 47.26 | 61.36 | 50.31 | 56.02 | 84.85 | 50.31 | 56.02 | 84.85 | 50.31 | 56.02 | 84.85 | 50.31 | 56.02 | 84.85 | 55.89 | 85.05 | 108.87 | 55.89 | 85.05 | 108.87 | 50.31 | 56.02 | 84.85 | 50.31 | 56.02 | 84.85 | 55.89 | 85.05 | 108.87 | 67.6 | 111.16 | 109.99 | 67.6 | 108.94 | 107.79 | 50.31 | 56.02 | 84.85
1275 | 39.77 | 47.3 | 57.74 | 39.77 | 47.3 | 79.79 | 39.77 | 47.3 | 81.11 | 39.77 | 47.3 | 81.11 | 40.48 | 47.3 | 81.11 | 40.48 | 47.3 | 81.11 | 39.77 | 47.3 | 39.85 | 39.77 | 47.3 | 39.85 | 40.48 | 47.3 | 81.11 | 41.91 | 77.94 | 83.6 | 41.91 | 77.18 | 81.93 | 39.77 | 47.3 | 57.74 | 50.36 | 56.02 | 64.79 | 50.36 | 56.02 | 82.45 | 50.36 | 56.02 | 82.45 | 50.36 | 56.02 | 82.45 | 55.94 | 85.1 | 108.87 | 55.94 | 85.1 | 108.87 | 50.36 | 56.02 | 51.61 | 50.36 | 56.02 | 51.61 | 55.94 | 85.1 | 108.87 | 67.1 | 107.82 | 111.11 | 67.1 | 105.66 | 104.49 | 50.36 | 56.02 | 64.79
1276 | 39.97 | 49.74 | 77.11 | 39.97 | 49.74 | 79.99 | 39.97 | 49.74 | 81.11 | 39.97 | 49.74 | 81.11 | 40.68 | 49.74 | 81.11 | 40.68 | 49.74 | 81.11 | 39.97 | 49.74 | 77.11 | 39.97 | 49.74 | 77.11 | 40.68 | 49.74 | 81.11 | 41.91 | 78.74 | 83.6 | 41.91 | 77.18 | 81.93 | 39.97 | 49.74 | 77.11 | 50.56 | 62.85 | 64.79 | 50.56 | 62.85 | 82.45 | 50.56 | 62.85 | 82.45 | 50.56 | 62.85 | 82.45 | 56.14 | 85.29 | 108.87 | 56.14 | 85.29 | 108.87 | 50.56 | 62.85 | 64.79 | 50.56 | 62.85 | 64.79 | 56.14 | 85.29 | 108.87 | 67.1 | 107.13 | 111.11 | 67.1 | 104.99 | 104.49 | 50.56 | 62.85 | 64.79
1277 | 40.25 | 53.8 | 80.27 | 40.25 | 53.8 | 80.27 | 40.25 | 53.8 | 98.07 | 40.25 | 53.8 | 98.07 | 40.96 | 53.8 | 98.07 | 40.96 | 53.8 | 98.07 | 40.25 | 53.79 | 80.27 | 40.25 | 53.79 | 80.27 | 40.96 | 53.8 | 98.07 | 42.92 | 79.1 | 102.12 | 42.92 | 79.1 | 100.08 | 40.25 | 53.8 | 80.27 | 50.84 | 80.09 | 90 | 50.84 | 80.09 | 90 | 50.84 | 80.09 | 90 | 50.84 | 80.09 | 90 | 56.42 | 109.75 | 108.87 | 56.42 | 109.75 | 108.87 | 50.84 | 80.09 | 90 | 50.84 | 80.09 | 90 | 56.42 | 109.75 | 108.87 | 68.74 | 113.14 | 111.11 | 68.74 | 110.88 | 101.25 | 50.84 | 80.09 | 90
1278 | 41.34 | 76.24 | 80.65 | 41.34 | 76.24 | 80.65 | 41.34 | 76.24 | 101.85 | 41.34 | 76.24 | 101.85 | 41.34 | 98.79 | 101.85 | 41.34 | 98.79 | 101.85 | 41.34 | 76.24 | 80.65 | 41.34 | 76.24 | 80.65 | 41.34 | 98.79 | 101.85 | 55.83 | 102.9 | 106.06 | 56.4 | 103.94 | 103.94 | 41.34 | 76.24 | 80.65 | 63.51 | 98.11 | 107.67 | 63.51 | 100.1 | 107.67 | 63.51 | 100.1 | 107.68 | 63.51 | 100.1 | 107.68 | 63.51 | 120.47 | 111.78 | 63.51 | 120.47 | 111.78 | 63.51 | 100.1 | 107.67 | 63.51 | 98.11 | 107.67 | 63.51 | 120.47 | 111.78 | 85 | 124.19 | 114.08 | 85.86 | 121.71 | 111.8 | 63.51 | 98.11 | 107.67
1279 | 49.16 | 76.99 | 81.4 | 49.16 | 76.99 | 81.4 | 54.5 | 76.99 | 102.91 | 54.5 | 76.99 | 102.91 | 54.5 | 100.82 | 102.91 | 54.5 | 100.82 | 102.91 | 49.16 | 76.99 | 81.4 | 49.16 | 76.99 | 81.4 | 54.5 | 100.82 | 102.91 | 58.58 | 104.99 | 106.06 | 59.17 | 104.99 | 103.95 | 53.26 | 76.99 | 81.4 | 72.4 | 100.86 | 108.43 | 72.4 | 100.86 | 108.43 | 73.93 | 100.86 | 111.78 | 73.93 | 100.86 | 111.78 | 73.93 | 121.68 | 112.94 | 73.93 | 121.68 | 112.94 | 72.4 | 100.86 | 108.43 | 72.4 | 100.86 | 108.43 | 73.93 | 121.68 | 112.94 | 98.42 | 126.71 | 114.08 | 99.41 | 124.18 | 112.91 | 73.93 | 100.86 | 108.43
1280 | 49.9 | 77.73 | 81.82 | 49.9 | 77.73 | 82.14 | 56.82 | 77.73 | 102.91 | 56.82 | 77.73 | 102.91 | 56.82 | 100.82 | 102.91 | 56.82 | 100.82 | 102.91 | 49.9 | 77.73 | 82.14 | 49.9 | 77.73 | 81.82 | 56.82 | 100.82 | 102.91 | 59.17 | 104.99 | 106.06 | 58.58 | 103.94 | 103.95 | 53.76 | 77.73 | 81.82 | 73.14 | 101.59 | 109.16 | 73.14 | 101.59 | 109.16 | 79.81 | 101.59 | 109.16 | 79.81 | 101.59 | 109.16 | 79.81 | 121.68 | 112.54 | 79.81 | 121.68 | 112.54 | 73.14 | 101.59 | 109.16 | 73.14 | 101.59 | 109.16 | 79.81 | 121.68 | 112.54 | 106.06 | 126.71 | 113.68 | 106.06 | 124.18 | 110.27 | 79.81 | 101.59 | 109.16
1281 | 49.63 | 77.46 | 81.88 | 49.63 | 77.46 | 81.88 | 54.97 | 77.46 | 81.88 | 54.97 | 77.46 | 81.88 | 54.97 | 100.82 | 81.88 | 54.97 | 100.82 | 81.88 | 49.63 | 77.47 | 81.88 | 49.63 | 77.46 | 81.88 | 54.97 | 100.82 | 81.88 | 59.17 | 104.99 | 83.62 | 57.99 | 102.9 | 81.95 | 53.34 | 77.46 | 81.88 | 72.87 | 101.33 | 108.68 | 72.87 | 101.33 | 108.68 | 73.77 | 101.33 | 108.68 | 73.77 | 101.33 | 108.68 | 73.77 | 114.28 | 110 | 73.77 | 114.28 | 110 | 72.87 | 101.33 | 108.68 | 72.87 | 101.33 | 108.68 | 73.77 | 114.28 | 110 | 98.42 | 117.58 | 111.11 | 96.46 | 102.35 | 107.79 | 73.77 | 101.33 | 108.68
1282 | 49.26 | 76.38 | 77.7 | 49.26 | 76.38 | 77.7 | 54.33 | 76.38 | 77.7 | 54.33 | 76.38 | 77.7 | 54.33 | 76.38 | 77.7 | 54.33 | 76.38 | 77.7 | 49.26 | 76.38 | 77.7 | 49.26 | 76.38 | 77.7 | 54.33 | 76.38 | 77.7 | 56.57 | 78.74 | 78.48 | 55.45 | 77.15 | 76.92 | 53.25 | 76.38 | 77.7 | 72.5 | 98.21 | 100 | 72.5 | 98.21 | 100 | 73.76 | 98.21 | 100 | 73.76 | 98.21 | 99.99 | 73.76 | 98.21 | 100 | 73.76 | 98.21 | 100 | 72.5 | 98.21 | 100 | 72.5 | 98.21 | 100 | 73.76 | 98.21 | 100 | 80.7 | 101.85 | 101.01 | 79.9 | 99.2 | 98.99 | 73.76 | 98.21 | 100
1283 | 48.91 | 74.61 | 75.98 | 48.91 | 74.61 | 75.98 | 51.9 | 74.61 | 75.98 | 51.9 | 74.61 | 75.98 | 51.9 | 74.61 | 75.98 | 51.9 | 74.61 | 75.98 | 48.91 | 74.61 | 75.98 | 48.91 | 74.61 | 75.98 | 51.9 | 74.61 | 75.98 | 54.04 | 76.15 | 76.75 | 52.96 | 75.36 | 75.22 | 50.86 | 74.61 | 75.98 | 72.15 | 91.25 | 86.43 | 72.15 | 91.25 | 86.43 | 72.15 | 91.25 | 86.43 | 72.15 | 91.25 | 83.83 | 72.15 | 91.25 | 86.43 | 72.15 | 91.25 | 86.43 | 72.15 | 91.25 | 86.43 | 72.15 | 91.25 | 86.43 | 72.15 | 91.25 | 86.43 | 73.64 | 93.13 | 87.3 | 73.64 | 90.35 | 83 | 72.15 | 91.25 | 86.43
1284 | 48.59 | 74.1 | 68.81 | 48.59 | 74.1 | 68.81 | 48.59 | 74.1 | 68.81 | 48.59 | 74.1 | 68.81 | 48.59 | 74.11 | 68.81 | 48.59 | 74.11 | 68.81 | 48.59 | 74.1 | 68.81 | 48.59 | 74.1 | 68.81 | 48.59 | 74.11 | 68.81 | 50.45 | 75.63 | 70.23 | 49.44 | 74.85 | 68.12 | 48.59 | 74.1 | 68.81 | 63.41 | 87 | 83.83 | 63.41 | 87 | 83.83 | 63.41 | 87 | 83.83 | 63.41 | 87 | 83.83 | 63.41 | 90.05 | 83.83 | 63.41 | 90.05 | 83.83 | 63.41 | 87 | 83.83 | 63.41 | 87 | 83.83 | 63.41 | 90.05 | 83.83 | 71.38 | 91.9 | 85.56 | 69.95 | 86.13 | 83 | 63.41 | 87 | 83.83
1285 | 44.29 | 62.96 | 68.81 | 44.29 | 62.96 | 68.81 | 44.29 | 62.96 | 68.81 | 44.29 | 62.96 | 68.81 | 44.29 | 71.56 | 68.81 | 44.29 | 71.56 | 68.81 | 44.29 | 62.96 | 68.81 | 44.29 | 62.96 | 68.81 | 44.29 | 71.56 | 68.81 | 47.06 | 75.63 | 70.23 | 46.12 | 63.6 | 68.82 | 44.29 | 62.96 | 68.81 | 56.77 | 80.84 | 83.83 | 56.77 | 80.84 | 83.83 | 56.77 | 80.84 | 83.83 | 56.77 | 80.84 | 83.83 | 56.77 | 90.05 | 83.83 | 56.77 | 90.05 | 83.83 | 56.77 | 80.84 | 83.83 | 56.77 | 80.84 | 83.83 | 56.77 | 90.05 | 83.83 | 71.38 | 91.9 | 85.56 | 69.95 | 81.66 | 83 | 56.77 | 80.84 | 83.83
1286 | 41.13 | 58.88 | 75.37 | 41.13 | 58.88 | 75.37 | 41.13 | 58.88 | 75.37 | 41.13 | 58.88 | 75.37 | 41.13 | 58.88 | 75.37 | 41.13 | 58.88 | 75.37 | 41.13 | 58.88 | 75.37 | 41.13 | 58.88 | 75.37 | 41.13 | 58.88 | 75.37 | 45 | 76.15 | 76.92 | 45 | 73.87 | 75.38 | 41.13 | 58.88 | 75.37 | 51.97 | 76.84 | 82.17 | 51.97 | 76.84 | 82.17 | 51.97 | 76.84 | 82.17 | 51.97 | 76.84 | 82.17 | 56.59 | 91.26 | 94.02 | 56.59 | 91.26 | 94.02 | 51.97 | 76.84 | 82.17 | 51.97 | 76.84 | 82.17 | 56.59 | 91.26 | 94.02 | 71.38 | 93.14 | 95.95 | 71.38 | 77.61 | 83 | 51.97 | 76.84 | 82.17
1287 | 40.34 | 66.55 | 77.11 | 40.99 | 66.55 | 80.3 | 40.99 | 66.55 | 80.3 | 40.99 | 66.55 | 80.3 | 40.99 | 66.55 | 80.3 | 40.99 | 66.55 | 80.3 | 40.99 | 66.55 | 80.3 | 40.34 | 66.55 | 77.11 | 40.99 | 66.55 | 80.3 | 52.41 | 78.31 | 81.96 | 52.41 | 76.74 | 80.32 | 40.34 | 66.55 | 77.11 | 51.25 | 67.27 | 84.61 | 51.25 | 67.27 | 84.61 | 51.25 | 67.27 | 84.61 | 51.25 | 67.27 | 84.61 | 56.45 | 101.85 | 107.78 | 56.45 | 101.85 | 107.78 | 51.25 | 67.27 | 84.61 | 51.25 | 67.27 | 84.61 | 56.45 | 101.85 | 107.78 | 78.27 | 103.95 | 110 | 79.07 | 87.63 | 85.47 | 51.25 | 67.27 | 84.61
1288 | 41.04 | 70.87 | 70.53 | 41.04 | 72.31 | 80.36 | 41.04 | 72.31 | 99.89 | 41.04 | 72.31 | 99.89 | 41.04 | 72.31 | 101.85 | 41.04 | 72.31 | 101.85 | 41.04 | 72.31 | 80.36 | 41.04 | 70.87 | 70.53 | 41.04 | 72.31 | 101.85 | 56.21 | 102.9 | 103.95 | 56.77 | 102.9 | 100.9 | 41.04 | 70.87 | 70.53 | 66.46 | 98.21 | 107.38 | 66.46 | 99.81 | 107.38 | 66.46 | 99.81 | 107.38 | 66.46 | 99.81 | 107.38 | 66.46 | 111.97 | 108.87 | 66.46 | 111.97 | 108.87 | 66.46 | 99.81 | 107.38 | 66.46 | 98.21 | 107.38 | 66.46 | 111.97 | 108.87 | 96.46 | 116.64 | 111.11 | 97.43 | 111.15 | 108.46 | 66.46 | 98.21 | 107.38
1289 | 40.81 | 71.14 | 70.53 | 40.81 | 76.41 | 80.83 | 45.72 | 76.41 | 110.97 | 45.72 | 76.41 | 110.97 | 45.72 | 103.5 | 110.97 | 45.72 | 103.5 | 110.97 | 40.81 | 76.41 | 80.83 | 40.81 | 71.14 | 70.53 | 45.72 | 103.5 | 110.97 | 57.99 | 107.78 | 115.56 | 59.17 | 106.7 | 113.25 | 45.72 | 71.14 | 70.53 | 71.82 | 98.21 | 107.67 | 71.82 | 100.28 | 107.85 | 71.82 | 100.28 | 107.85 | 71.82 | 100.28 | 107.85 | 71.82 | 125 | 117.58 | 71.82 | 125 | 117.58 | 71.82 | 100.28 | 107.85 | 71.82 | 98.21 | 107.67 | 71.82 | 125 | 117.58 | 103.95 | 127.58 | 120 | 106.06 | 120 | 112.27 | 71.82 | 98.21 | 107.67
1290 | 40.99 | 70.64 | 46.99 | 40.99 | 76.6 | 81.01 | 54.11 | 76.6 | 120 | 54.11 | 76.6 | 120 | 54.11 | 197.82 | 198.85 | 54.11 | 197.82 | 198.85 | 40.99 | 76.6 | 81.01 | 40.99 | 70.64 | 46.99 | 54.11 | 197.82 | 198.85 | 80.99 | 206 | 207.07 | 82.64 | 203.94 | 202.93 | 45.72 | 70.64 | 70.53 | 51.58 | 90 | 90 | 51.58 | 100.47 | 108.04 | 73.54 | 100.47 | 108.04 | 73.54 | 100.47 | 108.04 | 73.54 | 200 | 200 | 73.54 | 200 | 200 | 51.58 | 100.47 | 108.04 | 51.58 | 90 | 90 | 73.54 | 200 | 200 | 177.27 | 217.85 | 208.27 | 180.87 | 213.49 | 120 | 73.54 | 90 | 90
1291 | 40.62 | 65.31 | 43.81 | 40.62 | 70.82 | 70.53 | 45.72 | 70.82 | 120 | 45.72 | 70.82 | 120 | 45.72 | 197.82 | 198.85 | 45.72 | 197.82 | 198.85 | 40.62 | 70.82 | 70.53 | 40.62 | 65.31 | 43.81 | 45.72 | 197.82 | 198.85 | 73.97 | 206 | 207.07 | 73.97 | 203.94 | 202.93 | 45.72 | 65.31 | 70.53 | 51.21 | 90 | 90 | 51.21 | 90 | 100 | 68.71 | 90 | 107.66 | 68.71 | 90 | 107.66 | 68.71 | 200 | 200 | 68.71 | 200 | 200 | 51.21 | 90 | 100 | 51.21 | 90 | 90 | 68.71 | 200 | 200 | 117.54 | 217.85 | 208.27 | 119.93 | 213.49 | 198.02 | 68.71 | 90 | 90
1292 | 40.31 | 65.31 | 46.99 | 40.31 | 65.31 | 59.62 | 41.02 | 65.31 | 99.86 | 41.02 | 65.31 | 99.86 | 41.02 | 121.25 | 110.97 | 41.02 | 121.25 | 110.97 | 40.31 | 65.31 | 59.62 | 40.31 | 65.31 | 46.99 | 41.02 | 121.25 | 110.97 | 59.17 | 126.26 | 115.56 | 59.17 | 125 | 113.26 | 41.02 | 65.31 | 59.62 | 50.9 | 75 | 77.75 | 50.9 | 75 | 99 | 56.48 | 75 | 99 | 56.48 | 75 | 99 | 56.48 | 124.15 | 200 | 56.48 | 124.15 | 200 | 50.9 | 75 | 99 | 50.9 | 75 | 77.75 | 56.48 | 124.15 | 200 | 103.95 | 126.71 | 208.27 | 106.06 | 124.18 | 198.02 | 56.48 | 75 | 77.75
1293 | 40.18 | 52.16 | 46.99 | 40.18 | 53.21 | 56.1 | 40.88 | 53.21 | 99.73 | 40.88 | 53.21 | 99.73 | 40.88 | 101.53 | 101.85 | 40.88 | 101.53 | 101.85 | 40.18 | 53.21 | 56.1 | 40.18 | 52.14 | 46.99 | 40.88 | 101.53 | 101.85 | 56.97 | 105.72 | 106.06 | 57.54 | 104.67 | 103.94 | 40.18 | 52.16 | 56.1 | 50.76 | 66.8 | 64.79 | 50.76 | 66.8 | 64.79 | 50.76 | 66.8 | 64.79 | 50.76 | 66.8 | 64.79 | 56.34 | 121.68 | 112.04 | 56.34 | 121.68 | 112.04 | 50.76 | 66.8 | 64.79 | 50.76 | 66.8 | 64.79 | 56.34 | 121.68 | 112.04 | 96.46 | 124.19 | 116.67 | 98.42 | 121.71 | 114.33 | 50.76 | 66.8 | 64.79
1294 | 40.07 | 55.51 | 56.1 | 40.07 | 55.51 | 56.1 | 40.07 | 55.51 | 98.63 | 40.07 | 55.51 | 98.63 | 40.78 | 100.82 | 101.85 | 40.78 | 100.82 | 101.85 | 40.07 | 55.51 | 56.1 | 40.07 | 49.75 | 43.81 | 40.78 | 100.82 | 101.85 | 55.99 | 104.99 | 106.06 | 56.56 | 102.95 | 103.94 | 40.07 | 55.51 | 56.1 | 50.66 | 67.27 | 86.83 | 50.66 | 67.27 | 98.47 | 50.66 | 67.27 | 98.47 | 50.66 | 67.27 | 98.47 | 56.24 | 119.23 | 111.78 | 56.24 | 119.23 | 111.78 | 50.66 | 67.27 | 98.47 | 50.66 | 67.27 | 51.61 | 56.24 | 119.23 | 111.78 | 85 | 124.19 | 116.4 | 85.86 | 120.94 | 112.27 | 50.66 | 67.27 | 86.83
1295 | 39.9 | 52.15 | 77.11 | 39.9 | 52.15 | 77.11 | 39.9 | 52.15 | 90.31 | 39.9 | 52.15 | 90.31 | 40.6 | 89.97 | 101.85 | 40.6 | 89.97 | 101.85 | 39.9 | 52.15 | 77.11 | 39.9 | 44.87 | 39.85 | 40.6 | 89.97 | 101.85 | 52.41 | 102.9 | 106.06 | 52.94 | 102.9 | 103.94 | 39.9 | 52.15 | 77.11 | 50.48 | 62.85 | 81.63 | 50.48 | 62.85 | 81.63 | 50.48 | 62.85 | 81.63 | 50.48 | 62.85 | 81.63 | 56.06 | 112.96 | 111.78 | 56.06 | 112.96 | 111.78 | 50.48 | 62.85 | 81.63 | 50.48 | 53.07 | 51.61 | 56.06 | 112.96 | 111.78 | 78.27 | 118.85 | 116.4 | 79.06 | 116.47 | 112.27 | 50.48 | 62.85 | 81.63
1296 | 40.11 | 52.15 | 77.11 | 40.11 | 52.15 | 77.11 | 40.11 | 52.15 | 90.31 | 40.11 | 52.15 | 90.31 | 40.82 | 71.08 | 100.83 | 40.82 | 71.08 | 100.83 | 40.11 | 52.15 | 77.11 | 40.11 | 45.08 | 39.85 | 40.82 | 71.08 | 100.83 | 50.74 | 95.67 | 106.06 | 50.24 | 95.12 | 103.94 | 40.11 | 52.15 | 77.11 | 50.7 | 62.85 | 77.75 | 50.7 | 62.85 | 81.63 | 50.7 | 62.85 | 81.63 | 50.7 | 62.85 | 81.63 | 56.28 | 109.75 | 111.78 | 56.28 | 109.75 | 111.78 | 50.7 | 62.85 | 81.63 | 50.7 | 53.29 | 49.68 | 56.28 | 109.75 | 111.78 | 74.99 | 116.64 | 116.4 | 75.75 | 114.31 | 112.27 | 50.7 | 62.85 | 77.75
1297 | 39.92 | 44.89 | 56.1 | 39.92 | 44.89 | 56.1 | 39.92 | 44.89 | 86.9 | 39.92 | 44.89 | 86.9 | 40.63 | 47.45 | 90 | 40.63 | 47.45 | 90 | 39.92 | 44.89 | 56.1 | 39.92 | 44.89 | 37.35 | 40.63 | 47.45 | 90 | 47.32 | 80.71 | 94.67 | 46.37 | 79.9 | 92.77 | 39.92 | 44.89 | 56.1 | 50.51 | 56.61 | 64.79 | 50.51 | 56.61 | 64.79 | 50.51 | 56.61 | 64.79 | 50.51 | 56.61 | 64.79 | 56.09 | 109.75 | 107.78 | 56.09 | 109.75 | 107.78 | 50.51 | 56.61 | 64.79 | 50.51 | 53.1 | 49.48 | 56.09 | 109.75 | 107.78 | 69.28 | 115.69 | 113.37 | 69.28 | 113.38 | 111.1 | 50.51 | 56.61 | 64.79
1298 | 39.78 | 44.75 | 56.1 | 39.78 | 44.75 | 56.1 | 39.78 | 44.75 | 81.8 | 39.78 | 44.75 | 81.8 | 40.49 | 47.31 | 81.8 | 40.49 | 47.31 | 81.8 | 39.78 | 44.75 | 56.1 | 39.78 | 44.75 | 39.85 | 40.49 | 47.31 | 81.8 | 46.37 | 78.1 | 86.04 | 46.37 | 77.31 | 84.32 | 39.78 | 44.75 | 56.1 | 50.37 | 56.61 | 66.72 | 50.37 | 56.61 | 66.72 | 50.37 | 56.61 | 66.72 | 50.37 | 56.61 | 66.72 | 55.95 | 106.7 | 107.78 | 55.95 | 106.7 | 107.78 | 50.37 | 56.61 | 66.72 | 50.37 | 52.96 | 49.35 | 55.95 | 106.7 | 107.78 | 66.13 | 111.16 | 113.37 | 66.13 | 108.94 | 111.1 | 50.37 | 56.61 | 66.72
1299 | 39.72 | 44.69 | 39.02 | 39.72 | 44.69 | 39.02 | 39.72 | 44.69 | 81.8 | 39.72 | 44.69 | 81.8 | 40.43 | 47.25 | 81.8 | 40.43 | 47.25 | 81.8 | 39.72 | 44.69 | 39.02 | 39.72 | 44.69 | 39.02 | 40.43 | 47.25 | 81.8 | 45.04 | 70.73 | 86.04 | 45.04 | 71.44 | 84.32 | 39.72 | 44.69 | 39.02 | 50.31 | 53.82 | 64.79 | 50.31 | 53.82 | 64.79 | 50.31 | 53.82 | 64.79 | 50.31 | 53.82 | 64.79 | 55.89 | 90 | 107.78 | 55.89 | 90 | 107.78 | 50.31 | 53.82 | 64.79 | 50.31 | 52.9 | 51.61 | 55.89 | 90 | 107.78 | 60.94 | 110.57 | 113.37 | 60.94 | 108.36 | 111.1 | 50.31 | 53.82 | 64.79
1300 | 39.8 | 44.76 | 37.23 | 39.8 | 44.76 | 37.23 | 39.8 | 44.76 | 80.3 | 39.8 | 44.76 | 80.3 | 40.5 | 47.32 | 80.3 | 40.5 | 47.32 | 80.3 | 39.8 | 44.76 | 37.23 | 39.8 | 44.76 | 37.23 | 40.5 | 47.32 | 80.3 | 41.76 | 65.44 | 84.46 | 41.76 | 66.1 | 82.78 | 39.8 | 44.76 | 37.23 | 50.38 | 53.82 | 53.42 | 50.38 | 53.82 | 53.42 | 50.38 | 53.82 | 53.42 | 50.38 | 53.82 | 53.42 | 55.96 | 85.12 | 106.7 | 55.96 | 85.12 | 106.7 | 50.38 | 53.82 | 53.42 | 50.38 | 53.81 | 51.61 | 55.96 | 85.12 | 106.7 | 58.32 | 103.95 | 111.11 | 58.9 | 101.87 | 108.89 | 50.38 | 53.82 | 53.42
1301 | 39.94 | 44.9 | 37.37 | 39.94 | 44.9 | 37.37 | 39.94 | 44.9 | 81.11 | 39.94 | 44.9 | 81.11 | 40.64 | 47.46 | 81.11 | 40.64 | 47.46 | 81.11 | 39.94 | 44.9 | 37.37 | 39.94 | 44.9 | 37.37 | 40.64 | 47.46 | 81.11 | 41.59 | 65.44 | 85.32 | 41.59 | 66.46 | 83.61 | 39.94 | 44.9 | 37.37 | 50.53 | 53.82 | 51.61 | 50.53 | 53.82 | 51.61 | 50.53 | 53.82 | 66.72 | 50.53 | 53.82 | 66.72 | 56.11 | 85.26 | 107.78 | 56.11 | 85.26 | 107.78 | 50.53 | 53.82 | 51.61 | 50.53 | 53.11 | 51.61 | 56.11 | 85.26 | 107.78 | 58.32 | 103.95 | 111.11 | 58.91 | 103.95 | 108.89 | 50.53 | 53.82 | 53.42
1302 | 39.86 | 44.85 | 39.03 | 39.86 | 44.85 | 39.03 | 39.86 | 44.85 | 81.93 | 39.86 | 44.85 | 81.93 | 40.57 | 61.57 | 81.93 | 40.57 | 61.57 | 81.93 | 39.86 | 44.85 | 39.03 | 39.86 | 44.85 | 39.03 | 40.57 | 61.57 | 81.93 | 41.82 | 65.45 | 85.32 | 41.82 | 66.77 | 83.62 | 39.86 | 44.85 | 56.1 | 50.45 | 62.85 | 64.79 | 50.45 | 62.85 | 64.79 | 50.45 | 62.85 | 105.63 | 50.45 | 62.85 | 105.63 | 56.03 | 98.79 | 107.78 | 56.03 | 98.79 | 107.78 | 50.45 | 62.85 | 64.79 | 50.45 | 53.04 | 51.61 | 56.03 | 98.79 | 107.78 | 58.91 | 105.01 | 111.11 | 58.91 | 105.01 | 111.11 | 50.45 | 62.85 | 64.79
1303 | 39.98 | 65.31 | 39.03 | 39.98 | 65.31 | 39.03 | 40.69 | 65.31 | 81.93 | 40.69 | 65.31 | 81.93 | 40.69 | 72.44 | 81.93 | 40.69 | 72.44 | 81.93 | 39.98 | 49.75 | 39.03 | 39.98 | 49.74 | 39.03 | 40.69 | 72.44 | 81.93 | 51.98 | 76.99 | 86.21 | 53.04 | 78.55 | 84.48 | 40.69 | 65.31 | 74.8 | 50.57 | 90.72 | 107.02 | 50.57 | 90.72 | 107.02 | 56.15 | 90.72 | 107.03 | 56.15 | 90.72 | 107.03 | 56.15 | 104.97 | 108.87 | 56.15 | 104.97 | 108.87 | 50.57 | 53.16 | 51.61 | 50.57 | 53.16 | 51.61 | 56.15 | 104.97 | 108.87 | 75.05 | 110.41 | 113.37 | 76.58 | 108.21 | 111.11 | 56.15 | 90.72 | 107.03
1304 | 40.14 | 66.95 | 39.02 | 40.14 | 66.95 | 39.02 | 45.72 | 66.95 | 75.29 | 45.72 | 66.95 | 75.29 | 45.72 | 66.95 | 75.29 | 45.72 | 66.95 | 75.29 | 40.14 | 45.17 | 39.02 | 40.14 | 45.17 | 39.02 | 45.72 | 66.95 | 75.29 | 53.04 | 69.72 | 81.6 | 53.04 | 69.72 | 80.28 | 45.72 | 66.95 | 75.29 | 50.73 | 92.18 | 107.18 | 50.73 | 92.18 | 107.18 | 68.92 | 92.18 | 107.67 | 68.92 | 92.18 | 107.67 | 68.92 | 92.18 | 107.78 | 68.92 | 92.18 | 107.78 | 50.73 | 53.32 | 51.61 | 50.73 | 53.32 | 51.61 | 68.92 | 92.18 | 107.78 | 73.51 | 95.99 | 112.23 | 73.51 | 95.03 | 109.99 | 68.92 | 92.18 | 107.67
1305 | 40.37 | 55.53 | 39.85 | 40.37 | 55.53 | 39.85 | 42.09 | 55.53 | 62.52 | 42.09 | 55.53 | 62.52 | 42.09 | 55.53 | 62.52 | 42.09 | 55.54 | 62.52 | 40.37 | 49.74 | 39.85 | 40.37 | 49.74 | 39.85 | 42.09 | 55.53 | 62.52 | 44.27 | 59.61 | 65.09 | 44.27 | 58.42 | 63.79 | 42.09 | 55.53 | 62.52 | 50.96 | 76.39 | 75.44 | 50.96 | 76.39 | 75.44 | 66.26 | 76.39 | 75.44 | 66.26 | 76.39 | 75.44 | 66.26 | 76.39 | 75.44 | 66.26 | 76.39 | 75.44 | 50.96 | 53.55 | 51.61 | 50.96 | 53.55 | 51.61 | 66.26 | 76.39 | 75.44 | 69.69 | 80.37 | 80.17 | 69.69 | 78.77 | 78.56 | 66.26 | 76.39 | 90
1306 | 40.45 | 51.99 | 37.89 | 40.45 | 51.99 | 37.89 | 41.16 | 51.99 | 37.89 | 41.16 | 51.99 | 37.89 | 41.16 | 51.99 | 37.89 | 41.16 | 51.99 | 37.89 | 40.45 | 51.99 | 37.89 | 40.45 | 51.99 | 37.89 | 41.16 | 51.99 | 37.89 | 42.01 | 54.14 | 38.27 | 42.01 | 54.14 | 38.27 | 41.16 | 51.99 | 37.89 | 51.04 | 73.01 | 50.02 | 51.04 | 73.01 | 50.02 | 57.42 | 73.01 | 50.02 | 57.42 | 73.01 | 50.02 | 57.42 | 73.01 | 50.02 | 57.42 | 73.01 | 50.02 | 51.04 | 73.01 | 50.02 | 51.04 | 73.01 | 50.02 | 57.42 | 73.01 | 50.02 | 60.4 | 76.03 | 50.52 | 60.4 | 76.03 | 50.52 | 57.42 | 74.54 | 75.59
1307 | 40.39 | 45.35 | 37.82 | 40.39 | 45.35 | 37.82 | 40.49 | 45.35 | 37.82 | 40.49 | 45.35 | 37.82 | 41.09 | 47.9 | 37.82 | 41.09 | 47.9 | 37.82 | 40.39 | 45.35 | 37.82 | 40.39 | 45.35 | 37.82 | 41.09 | 47.9 | 37.82 | 40.9 | 47.42 | 38.2 | 40.9 | 46.07 | 38.2 | 40.49 | 45.35 | 37.82 | 50.97 | 53.56 | 49.95 | 50.97 | 53.56 | 49.95 | 56.55 | 53.56 | 49.95 | 56.55 | 53.56 | 49.95 | 56.55 | 53.67 | 49.95 | 56.55 | 53.67 | 49.95 | 50.97 | 53.56 | 49.95 | 50.97 | 53.56 | 49.95 | 56.55 | 53.67 | 49.95 | 59.12 | 54.1 | 50.46 | 59.12 | 54.1 | 50.45 | 56.55 | 55.22 | 53.42
1308 | 40.25 | 45.22 | 37.68 | 40.25 | 45.22 | 37.68 | 40.25 | 45.22 | 37.68 | 40.25 | 45.22 | 37.68 | 40.96 | 47.76 | 37.68 | 40.96 | 47.76 | 37.68 | 40.25 | 45.22 | 37.68 | 40.25 | 45.22 | 37.68 | 40.96 | 47.76 | 37.68 | 40.55 | 47.28 | 38.06 | 40.66 | 46.06 | 38.06 | 40.25 | 45.22 | 37.68 | 50.84 | 53.43 | 49.81 | 50.84 | 53.43 | 49.81 | 50.84 | 53.43 | 49.81 | 50.84 | 53.43 | 49.81 | 56.42 | 53.53 | 49.81 | 56.42 | 53.53 | 49.81 | 50.84 | 53.43 | 49.81 | 50.84 | 53.43 | 49.81 | 56.42 | 53.53 | 49.81 | 55.85 | 53.97 | 50.32 | 54.74 | 53.97 | 50.32 | 50.84 | 53.43 | 52.88
1309 | 40.07 | 45.04 | 37.51 | 40.07 | 45.04 | 37.51 | 40.07 | 45.04 | 37.51 | 40.07 | 45.04 | 37.51 | 40.78 | 47.58 | 37.51 | 40.78 | 47.58 | 37.51 | 40.07 | 45.04 | 37.51 | 40.07 | 45.04 | 37.51 | 40.78 | 47.58 | 37.51 | 40.37 | 47.11 | 37.88 | 40.48 | 46.07 | 37.88 | 40.07 | 45.04 | 37.51 | 50.66 | 53.25 | 49.64 | 50.66 | 53.25 | 49.64 | 50.66 | 53.25 | 49.64 | 50.66 | 53.25 | 49.64 | 56.24 | 53.36 | 49.64 | 56.24 | 53.36 | 49.64 | 50.66 | 53.25 | 49.64 | 50.66 | 53.25 | 49.64 | 56.24 | 53.36 | 49.64 | 54.7 | 53.79 | 50.14 | 53.61 | 53.79 | 50.14 | 50.66 | 53.25 | 49.64
1310 | 39.95 | 44.92 | 37.38 | 39.95 | 44.92 | 37.38 | 39.95 | 44.92 | 37.38 | 39.95 | 44.92 | 37.38 | 40.66 | 47.46 | 37.38 | 40.66 | 47.46 | 37.38 | 39.95 | 44.92 | 37.38 | 39.95 | 44.92 | 37.38 | 40.66 | 47.46 | 37.38 | 40.25 | 47.11 | 37.76 | 40.35 | 46.16 | 37.76 | 39.95 | 44.92 | 37.38 | 50.54 | 53.13 | 49.52 | 50.54 | 53.13 | 49.52 | 50.54 | 53.13 | 49.52 | 50.54 | 53.13 | 49.52 | 56.12 | 53.23 | 49.52 | 56.12 | 53.23 | 49.52 | 50.54 | 53.13 | 49.52 | 50.54 | 53.13 | 49.52 | 56.12 | 53.23 | 49.52 | 54.7 | 53.66 | 50.02 | 53.61 | 54.76 | 50.11 | 50.54 | 53.13 | 52.63
1311 | 39.97 | 46.05 | 37.4 | 39.97 | 46.05 | 37.4 | 39.97 | 46.05 | 37.4 | 39.97 | 46.05 | 37.4 | 40.67 | 47.48 | 37.4 | 40.67 | 47.48 | 37.4 | 39.97 | 46.05 | 37.4 | 39.97 | 46.05 | 37.4 | 40.67 | 47.48 | 37.4 | 40.6 | 47.96 | 37.78 | 40.6 | 47.96 | 37.78 | 39.97 | 46.05 | 37.4 | 50.56 | 54.91 | 49.53 | 50.56 | 54.91 | 49.53 | 50.56 | 54.91 | 49.53 | 50.56 | 54.91 | 49.53 | 56.13 | 54.91 | 49.53 | 56.13 | 54.91 | 49.53 | 50.56 | 54.91 | 49.53 | 50.56 | 54.91 | 49.53 | 56.13 | 54.91 | 49.53 | 58.5 | 75.73 | 50.03 | 58.66 | 75.73 | 51.05 | 50.56 | 54.91 | 52.88
1312 | 40.2 | 54.96 | 60.23 | 40.2 | 54.96 | 60.23 | 40.2 | 54.96 | 60.23 | 40.2 | 54.96 | 60.23 | 40.91 | 54.96 | 60.23 | 40.91 | 54.96 | 60.23 | 40.2 | 54.96 | 60.23 | 40.2 | 54.96 | 60.22 | 40.91 | 54.96 | 60.23 | 41.44 | 57.83 | 62.71 | 41.44 | 59.01 | 63.99 | 40.2 | 54.96 | 60.23 | 50.79 | 77.38 | 53.17 | 50.79 | 77.38 | 53.17 | 56.37 | 77.38 | 53.17 | 56.37 | 77.38 | 53.17 | 56.37 | 77.38 | 53.17 | 56.37 | 77.38 | 53.17 | 50.79 | 77.38 | 53.17 | 50.79 | 77.38 | 53.17 | 56.37 | 77.38 | 53.17 | 59.79 | 82.24 | 85.03 | 61.01 | 83.91 | 86.76 | 56.37 | 77.38 | 53.17
1313 | 40.69 | 67.49 | 70.53 | 40.69 | 67.49 | 70.53 | 41.48 | 67.49 | 80.3 | 41.48 | 67.49 | 80.3 | 41.48 | 67.49 | 80.3 | 41.48 | 67.49 | 80.3 | 40.69 | 67.49 | 70.53 | 40.69 | 67.49 | 70.53 | 41.48 | 67.49 | 80.3 | 54.17 | 77.11 | 83.62 | 55.26 | 79.48 | 85.33 | 41.48 | 67.49 | 74.8 | 51.28 | 95.16 | 72.89 | 51.28 | 95.16 | 72.89 | 58.58 | 95.16 | 72.89 | 58.58 | 95.16 | 72.89 | 58.58 | 95.16 | 72.89 | 58.58 | 95.16 | 72.89 | 51.28 | 95.16 | 72.89 | 51.28 | 95.16 | 72.89 | 58.58 | 95.16 | 72.89 | 79.1 | 103.95 | 112.75 | 80.71 | 106.07 | 113.37 | 68.23 | 95.16 | 72.89
1314 | 40.9 | 74.34 | 74.8 | 40.9 | 74.34 | 74.8 | 45.72 | 74.34 | 80.3 | 45.72 | 74.34 | 80.3 | 45.72 | 74.34 | 80.3 | 45.72 | 74.34 | 80.3 | 40.9 | 74.34 | 74.8 | 40.9 | 74.34 | 74.8 | 45.72 | 74.34 | 80.3 | 57.35 | 78.21 | 84.47 | 58.52 | 79.81 | 86.2 | 45.72 | 74.34 | 74.8 | 51.49 | 98.21 | 90 | 51.49 | 98.21 | 90 | 73.45 | 98.21 | 90 | 73.45 | 98.21 | 90 | 73.45 | 98.21 | 90 | 73.45 | 98.21 | 90 | 51.49 | 98.21 | 90 | 51.49 | 98.21 | 90 | 73.45 | 98.21 | 90 | 81.51 | 106.06 | 113.37 | 83.18 | 108.23 | 115.68 | 73.45 | 98.21 | 90
1315 | 40.6 | 72.89 | 39.02 | 40.6 | 72.89 | 39.02 | 45.72 | 72.89 | 80.3 | 45.72 | 72.89 | 80.3 | 45.72 | 74.34 | 80.3 | 45.72 | 74.34 | 80.3 | 40.6 | 72.89 | 39.02 | 40.6 | 72.88 | 39.02 | 45.72 | 74.34 | 80.3 | 56.21 | 78.21 | 84.47 | 56.21 | 79.81 | 86.2 | 45.72 | 72.89 | 74.8 | 51.19 | 98.21 | 80 | 51.19 | 98.21 | 80 | 72.86 | 98.21 | 89.68 | 72.86 | 98.21 | 89.68 | 72.86 | 98.21 | 89.68 | 72.86 | 98.21 | 89.68 | 51.19 | 98.21 | 80 | 51.19 | 98.21 | 80 | 72.86 | 98.21 | 89.68 | 79.9 | 106.06 | 113.37 | 81.53 | 108.23 | 115.68 | 72.86 | 98.21 | 89.68
1316 | 40.26 | 71.13 | 39.85 | 40.26 | 71.13 | 39.85 | 40.97 | 71.13 | 80.3 | 40.97 | 71.13 | 80.3 | 40.97 | 73.3 | 80.3 | 40.97 | 73.3 | 80.3 | 40.26 | 71.13 | 39.85 | 40.26 | 71.13 | 39.85 | 40.97 | 73.3 | 80.3 | 55.26 | 78.2 | 83.62 | 55.26 | 79.8 | 85.33 | 40.97 | 71.13 | 70.53 | 50.85 | 90.43 | 79.81 | 50.85 | 90.43 | 79.81 | 56.43 | 90.43 | 79.81 | 56.43 | 90.43 | 79.81 | 56.43 | 90.43 | 79.81 | 56.43 | 90.43 | 79.81 | 50.85 | 90.43 | 79.81 | 50.85 | 90.43 | 79.81 | 56.43 | 90.43 | 79.81 | 79.9 | 106.06 | 113.37 | 81.53 | 108.23 | 113.37 | 56.43 | 90.43 | 79.81
1317 | 40.2 | 66.18 | 39.02 | 40.2 | 66.18 | 39.02 | 40.2 | 66.18 | 80.3 | 40.2 | 66.18 | 80.3 | 40.91 | 72.86 | 80.3 | 40.91 | 72.86 | 80.3 | 40.2 | 66.18 | 39.02 | 40.2 | 66.18 | 39.02 | 40.91 | 72.86 | 80.3 | 54.44 | 77.24 | 83.62 | 54.44 | 79.47 | 84.85 | 40.2 | 66.18 | 74.8 | 50.79 | 89.69 | 64.79 | 50.79 | 89.69 | 64.79 | 56.28 | 89.69 | 64.79 | 56.28 | 89.69 | 64.79 | 56.37 | 89.69 | 64.79 | 56.37 | 89.69 | 64.79 | 50.79 | 89.69 | 64.79 | 50.79 | 89.69 | 64.79 | 56.37 | 89.69 | 64.79 | 78.18 | 106.06 | 113.37 | 78.62 | 108.23 | 113.37 | 56.28 | 89.69 | 64.79
1318 | 40.13 | 60.17 | 39.02 | 40.13 | 60.17 | 39.02 | 40.13 | 60.17 | 80.3 | 40.13 | 60.17 | 80.3 | 40.84 | 67.72 | 80.3 | 40.84 | 67.72 | 80.3 | 40.13 | 60.17 | 39.02 | 40.13 | 60.17 | 39.02 | 40.84 | 67.72 | 80.3 | 50.77 | 77.11 | 83.62 | 50.77 | 78.68 | 83.62 | 40.13 | 60.17 | 74.8 | 50.72 | 85 | 64.79 | 50.72 | 85 | 64.79 | 50.72 | 85 | 64.79 | 50.72 | 85 | 64.79 | 56.3 | 85 | 64.79 | 56.3 | 85 | 64.79 | 50.72 | 85 | 64.79 | 50.72 | 85 | 64.79 | 56.3 | 85 | 64.79 | 69 | 103.95 | 111.11 | 69 | 106.06 | 113.37 | 50.72 | 85 | 64.79
1319 | 39.94 | 44.91 | 39.02 | 39.94 | 44.91 | 39.02 | 39.94 | 44.91 | 80.3 | 39.94 | 44.91 | 80.3 | 40.65 | 64.94 | 80.3 | 40.65 | 64.94 | 80.3 | 39.94 | 44.91 | 39.02 | 39.94 | 44.91 | 39.02 | 40.65 | 64.94 | 80.3 | 45.11 | 69.71 | 83.62 | 45.11 | 71.13 | 83.62 | 39.94 | 44.91 | 56.1 | 50.53 | 66.01 | 63.5 | 50.53 | 66.01 | 63.5 | 50.53 | 66.01 | 63.5 | 50.53 | 66.01 | 63.5 | 56.11 | 76.86 | 63.5 | 56.11 | 76.86 | 63.5 | 50.53 | 66.01 | 63.5 | 50.53 | 66.01 | 63.5 | 56.11 | 76.86 | 63.5 | 67.9 | 101.87 | 111.11 | 67.9 | 103.95 | 111.11 | 50.53 | 66.01 | 63.5
1320 | 40.01 | 44.98 | 37.44 | 40.01 | 44.98 | 37.44 | 40.01 | 44.98 | 80.3 | 40.01 | 44.98 | 80.3 | 40.72 | 64.94 | 80.3 | 40.72 | 64.94 | 80.3 | 40.01 | 44.98 | 37.44 | 40.01 | 44.98 | 37.44 | 40.72 | 64.94 | 80.3 | 43.63 | 68.31 | 83.62 | 43.2 | 69.7 | 83.62 | 40.01 | 44.98 | 37.44 | 50.6 | 56.61 | 51.61 | 50.6 | 56.61 | 51.61 | 50.6 | 56.61 | 101.44 | 50.6 | 66.01 | 101.44 | 56.18 | 86.94 | 101.44 | 56.18 | 86.94 | 101.44 | 50.6 | 56.61 | 51.61 | 50.6 | 56.61 | 51.61 | 56.18 | 86.94 | 101.44 | 65.12 | 94.08 | 111.11 | 65.12 | 95.99 | 111.11 | 50.6 | 56.61 | 64.79
1321 | 39.84 | 44.81 | 37.27 | 39.84 | 44.81 | 37.27 | 39.84 | 44.81 | 80.3 | 39.84 | 44.81 | 80.3 | 40.55 | 47.37 | 80.3 | 40.55 | 47.37 | 80.3 | 39.84 | 44.81 | 37.27 | 39.84 | 44.81 | 37.27 | 40.55 | 47.37 | 80.3 | 41.91 | 64.58 | 83.62 | 41.07 | 64.58 | 81.96 | 39.84 | 44.81 | 37.27 | 50.43 | 56.61 | 64.79 | 50.43 | 56.61 | 64.79 | 50.43 | 56.61 | 101.44 | 50.43 | 66.01 | 101.44 | 56.01 | 83.54 | 101.44 | 56.01 | 83.54 | 101.44 | 50.43 | 53.02 | 51.61 | 50.43 | 53.02 | 51.61 | 56.01 | 83.54 | 101.44 | 65.12 | 88.79 | 107.81 | 65.12 | 90.6 | 110.01 | 50.43 | 56.61 | 64.79
1322 | 39.74 | 44.7 | 39.02 | 39.74 | 44.7 | 39.02 | 39.74 | 44.7 | 80.24 | 39.74 | 44.7 | 80.24 | 40.44 | 47.26 | 80.24 | 40.44 | 47.26 | 80.24 | 39.74 | 44.7 | 39.02 | 39.74 | 44.7 | 39.02 | 40.44 | 47.26 | 80.24 | 41.38 | 60.38 | 83.55 | 40.55 | 61.61 | 83.55 | 39.74 | 44.7 | 39.02 | 50.32 | 63.29 | 64.79 | 50.32 | 63.29 | 64.79 | 50.32 | 63.29 | 101.44 | 50.32 | 66.01 | 101.44 | 55.9 | 63.29 | 101.44 | 55.9 | 63.29 | 101.44 | 50.32 | 63.29 | 64.79 | 50.32 | 63.29 | 64.79 | 55.9 | 63.29 | 101.44 | 61.56 | 87.88 | 107.81 | 61.56 | 89.67 | 110.01 | 50.32 | 63.29 | 64.79
1323 | 39.67 | 44.64 | 39.85 | 39.67 | 44.64 | 39.85 | 39.67 | 44.64 | 79.03 | 39.67 | 44.64 | 79.03 | 40.38 | 47.19 | 79.03 | 40.38 | 47.19 | 79.03 | 39.67 | 44.64 | 39.85 | 39.67 | 44.64 | 39.85 | 40.38 | 47.19 | 79.03 | 40.78 | 59.18 | 82.3 | 40.49 | 60.38 | 80.66 | 39.67 | 44.64 | 39.85 | 50.26 | 78.6 | 92.58 | 50.26 | 78.6 | 92.58 | 50.26 | 78.6 | 100.39 | 50.26 | 82.76 | 100.39 | 55.84 | 78.6 | 100.39 | 55.84 | 78.6 | 100.39 | 50.26 | 78.6 | 92.58 | 50.26 | 78.6 | 92.58 | 55.84 | 78.6 | 100.39 | 59.34 | 86.12 | 106.7 | 59.5 | 87.88 | 109.52 | 50.26 | 78.6 | 92.58
1324 | 39.7 | 44.67 | 39.85 | 39.7 | 44.67 | 39.85 | 39.7 | 44.67 | 73.74 | 39.7 | 44.67 | 73.74 | 40.41 | 47.22 | 73.74 | 40.41 | 47.22 | 73.74 | 39.7 | 44.67 | 39.85 | 39.7 | 44.67 | 39.85 | 40.41 | 47.22 | 73.74 | 40.81 | 55.93 | 76.79 | 40.1 | 57.07 | 78.36 | 39.7 | 44.67 | 39.85 | 50.29 | 77.38 | 87.57 | 50.29 | 77.38 | 87.57 | 50.29 | 77.38 | 87.57 | 50.29 | 80.57 | 87.57 | 55.87 | 77.38 | 87.57 | 55.87 | 77.38 | 87.57 | 50.29 | 77.38 | 87.57 | 50.29 | 77.38 | 87.57 | 55.87 | 77.38 | 87.57 | 58.15 | 82.24 | 94.99 | 59.33 | 83.91 | 101.01 | 50.29 | 77.38 | 87.57
1325 | 39.79 | 44.77 | 73.74 | 39.79 | 44.77 | 73.74 | 39.79 | 44.77 | 73.74 | 39.79 | 44.77 | 73.74 | 40.5 | 47.32 | 73.74 | 40.5 | 47.32 | 73.74 | 39.79 | 44.77 | 73.74 | 39.79 | 44.77 | 73.74 | 40.5 | 47.32 | 73.74 | 40.9 | 55.93 | 76.79 | 40.2 | 57.07 | 78.36 | 39.79 | 44.77 | 73.74 | 50.38 | 77.38 | 89.38 | 50.38 | 77.38 | 89.38 | 50.38 | 77.38 | 89.38 | 50.38 | 80.57 | 89.38 | 55.96 | 77.38 | 89.38 | 55.96 | 77.38 | 89.38 | 50.38 | 77.38 | 89.38 | 50.38 | 77.38 | 89.38 | 55.96 | 77.38 | 89.38 | 57.95 | 82.24 | 94.99 | 59.12 | 83.91 | 101.01 | 50.38 | 77.38 | 89.38
1326 | 39.64 | 44.88 | 56.1 | 39.64 | 44.89 | 56.1 | 39.64 | 44.89 | 74.48 | 39.64 | 44.89 | 74.48 | 40.34 | 47.17 | 74.48 | 40.34 | 47.17 | 74.48 | 39.64 | 44.88 | 56.1 | 39.64 | 44.88 | 56.1 | 40.34 | 47.17 | 74.48 | 40.9 | 55.93 | 77.56 | 40.9 | 57.07 | 79.14 | 39.64 | 44.89 | 56.1 | 50.23 | 77.38 | 90 | 50.23 | 77.38 | 90 | 50.23 | 77.38 | 93.14 | 50.23 | 78.16 | 93.14 | 55.81 | 77.38 | 93.14 | 55.81 | 77.38 | 93.14 | 50.23 | 77.38 | 51.61 | 50.23 | 77.38 | 51.61 | 55.81 | 77.38 | 93.14 | 58.91 | 84.04 | 99 | 59.5 | 85.76 | 101.02 | 50.23 | 77.38 | 90
1327 | 39.65 | 61.91 | 78.24 | 39.65 | 61.91 | 78.24 | 39.65 | 61.91 | 78.24 | 39.65 | 61.91 | 78.24 | 40.36 | 61.91 | 78.24 | 40.36 | 61.91 | 78.24 | 39.65 | 61.91 | 78.24 | 39.65 | 61.9 | 78.24 | 40.36 | 61.91 | 78.24 | 40.9 | 65.79 | 81.48 | 40.9 | 67.14 | 81.48 | 39.65 | 61.91 | 78.24 | 50.24 | 91.03 | 102.46 | 50.24 | 91.03 | 102.46 | 50.31 | 91.03 | 102.46 | 50.31 | 91.03 | 102.46 | 55.82 | 91.03 | 102.46 | 55.82 | 91.03 | 102.46 | 50.24 | 91.03 | 102.46 | 50.24 | 91.03 | 102.46 | 55.82 | 91.03 | 102.46 | 62.18 | 96.75 | 104.58 | 62.81 | 98.72 | 106.7 | 50.31 | 91.03 | 102.46
1328 | 40.45 | 56.36 | 76.04 | 40.45 | 56.36 | 76.04 | 40.45 | 56.36 | 76.04 | 40.45 | 56.36 | 76.04 | 40.45 | 56.36 | 76.04 | 40.45 | 56.36 | 76.04 | 40.45 | 56.36 | 76.04 | 40.45 | 56.36 | 76.04 | 40.45 | 56.36 | 76.04 | 42.12 | 58.69 | 76.81 | 42.12 | 59.89 | 78.38 | 40.45 | 56.36 | 76.04 | 53.47 | 84.39 | 97.98 | 53.47 | 84.39 | 97.98 | 53.47 | 84.39 | 97.98 | 53.47 | 84.39 | 97.98 | 55.91 | 84.39 | 97.98 | 55.91 | 84.39 | 97.98 | 53.47 | 84.39 | 97.98 | 53.47 | 84.39 | 97.98 | 55.91 | 84.39 | 97.98 | 66.09 | 87.88 | 102.03 | 66.09 | 89.67 | 104.11 | 53.47 | 84.39 | 97.98
1329 | 40.75 | 54.79 | 64.01 | 40.75 | 54.79 | 64.01 | 40.75 | 54.79 | 64.01 | 40.75 | 54.79 | 64.01 | 40.75 | 54.79 | 59.25 | 40.75 | 54.79 | 59.25 | 40.75 | 54.79 | 59.25 | 40.04 | 54.79 | 59.25 | 40.75 | 54.79 | 59.25 | 41.16 | 57.06 | 63.36 | 41.16 | 58.22 | 64.65 | 40.75 | 54.79 | 64.01 | 56.21 | 77.7 | 82.14 | 56.21 | 77.7 | 82.14 | 56.21 | 77.7 | 82.14 | 56.21 | 77.7 | 82.14 | 56.21 | 77.7 | 79.68 | 56.21 | 77.7 | 79.68 | 56.21 | 77.7 | 79.68 | 50.63 | 77.7 | 79.68 | 56.21 | 77.7 | 79.68 | 65.12 | 78.48 | 82.97 | 65.12 | 78.48 | 84.66 | 56.21 | 77.7 | 82.14
1330 | 40.98 | 54.14 | 70.53 | 40.98 | 54.14 | 70.53 | 40.98 | 54.14 | 70.53 | 40.98 | 54.14 | 70.53 | 40.98 | 54.14 | 54.75 | 40.98 | 54.14 | 54.75 | 40.98 | 54.14 | 54.75 | 40.27 | 54.14 | 54.75 | 40.98 | 54.14 | 54.75 | 41.32 | 54.69 | 57.01 | 41.4 | 55.81 | 71.25 | 40.98 | 54.14 | 70.53 | 56.44 | 76.49 | 60.93 | 56.44 | 76.49 | 60.93 | 56.44 | 76.49 | 60.93 | 56.44 | 76.49 | 60.93 | 56.44 | 76.49 | 57.33 | 56.44 | 76.49 | 57.33 | 56.44 | 76.49 | 57.33 | 50.86 | 76.49 | 57.33 | 56.44 | 76.49 | 57.33 | 59.37 | 77.26 | 59.7 | 59.37 | 78.07 | 61.55 | 56.44 | 76.49 | 63.5
1331 | 41.01 | 51.46 | 70.53 | 41.01 | 51.46 | 70.53 | 41.01 | 51.46 | 70.53 | 41.01 | 51.46 | 70.53 | 41.01 | 51.46 | 37.86 | 41.01 | 51.46 | 37.86 | 41.01 | 51.46 | 37.86 | 40.3 | 51.46 | 37.86 | 41.01 | 51.46 | 37.86 | 40.9 | 53.05 | 38.24 | 41.42 | 53.2 | 71.25 | 41.01 | 51.46 | 70.53 | 56.47 | 66.7 | 51.3 | 56.47 | 66.7 | 51.3 | 56.47 | 66.7 | 51.3 | 56.47 | 66.7 | 51.3 | 56.47 | 66.7 | 51.3 | 56.47 | 66.7 | 49.86 | 56.47 | 66.7 | 51.3 | 56.47 | 66.7 | 51.3 | 56.47 | 66.7 | 51.3 | 59.12 | 67.37 | 49.78 | 59.12 | 68.75 | 51.81 | 56.47 | 66.7 | 53.17
1332 | 40.19 | 48.01 | 60.22 | 40.19 | 48.01 | 60.23 | 40.19 | 48.01 | 60.23 | 40.19 | 48.01 | 60.23 | 40.84 | 48.01 | 37.56 | 40.84 | 48.01 | 37.56 | 40.19 | 48.01 | 37.56 | 40.13 | 48.01 | 37.56 | 40.84 | 48.01 | 37.56 | 40.6 | 50 | 38.14 | 40.6 | 50 | 60.83 | 40.19 | 48.01 | 60.23 | 56.3 | 60.46 | 51.3 | 56.3 | 60.46 | 51.3 | 56.3 | 60.46 | 51.3 | 56.3 | 60.46 | 51.3 | 56.3 | 60.46 | 51.3 | 56.3 | 60.46 | 49.69 | 56.3 | 60.46 | 51.3 | 50.72 | 60.46 | 51.3 | 56.3 | 60.46 | 51.3 | 59.12 | 62.96 | 49.78 | 59.12 | 64.25 | 51.81 | 56.3 | 60.46 | 53.17
1333 | 40.19 | 47.5 | 60.23 | 40.19 | 47.5 | 60.23 | 40.19 | 47.5 | 60.23 | 40.19 | 47.5 | 60.23 | 40.68 | 47.5 | 37.41 | 40.68 | 47.5 | 37.41 | 40.19 | 47.5 | 37.41 | 39.97 | 47.48 | 37.41 | 40.68 | 47.5 | 37.41 | 40.6 | 49.46 | 38.14 | 40.6 | 49.96 | 60.83 | 40.19 | 47.5 | 60.23 | 56.14 | 62.33 | 63.41 | 56.14 | 62.33 | 63.41 | 56.14 | 62.33 | 63.41 | 56.14 | 62.33 | 63.41 | 56.14 | 60.46 | 49.64 | 56.14 | 60.46 | 49.54 | 56.14 | 60.46 | 49.64 | 50.56 | 60.46 | 49.64 | 56.14 | 60.46 | 49.64 | 59.12 | 62.96 | 49.78 | 59.12 | 64.25 | 64.05 | 56.14 | 62.33 | 64.79
1334 | 40.19 | 47.5 | 73 | 40.19 | 47.5 | 73 | 40.19 | 47.5 | 73 | 40.19 | 47.5 | 73 | 40.6 | 47.5 | 38.75 | 40.6 | 47.5 | 38.75 | 40.19 | 47.5 | 38.75 | 39.89 | 47.23 | 38.75 | 40.6 | 47.5 | 38.75 | 40.6 | 49.46 | 40.35 | 40.6 | 50.47 | 73.74 | 40.19 | 47.5 | 73 | 56.06 | 71.27 | 64.79 | 56.06 | 71.27 | 64.79 | 56.06 | 71.27 | 64.79 | 56.06 | 71.27 | 64.79 | 56.06 | 71.27 | 49.56 | 56.06 | 71.27 | 49.46 | 56.06 | 71.27 | 49.56 | 50.48 | 53.07 | 49.56 | 56.06 | 71.27 | 49.56 | 59.12 | 72.74 | 49.78 | 59.12 | 74.23 | 77.28 | 56.06 | 71.27 | 64.79
1335 | 40.49 | 54.79 | 76.63 | 40.49 | 54.79 | 76.63 | 40.49 | 54.79 | 76.63 | 40.49 | 54.79 | 76.63 | 40.58 | 54.79 | 58.83 | 40.58 | 54.79 | 58.83 | 40.49 | 54.79 | 58.83 | 39.87 | 47.23 | 39.85 | 40.58 | 54.79 | 58.83 | 40.9 | 56.95 | 61.26 | 40.9 | 58.11 | 77.4 | 40.49 | 54.79 | 76.63 | 56.04 | 76.6 | 83.77 | 56.04 | 76.6 | 83.77 | 56.04 | 76.6 | 83.77 | 56.04 | 76.6 | 83.77 | 56.04 | 75.25 | 76.21 | 56.04 | 75.25 | 76.21 | 56.04 | 75.25 | 76.21 | 50.46 | 53.05 | 50.34 | 56.04 | 75.25 | 76.21 | 59.12 | 77.38 | 79.36 | 59.12 | 80.78 | 84.61 | 56.04 | 76.6 | 83.77
1336 | 40.88 | 60.08 | 80.19 | 40.88 | 60.08 | 80.19 | 40.88 | 60.08 | 80.19 | 40.88 | 60.08 | 80.19 | 40.88 | 57.12 | 59.42 | 40.88 | 57.12 | 59.42 | 40.88 | 57.12 | 59.42 | 40.17 | 47.23 | 39.85 | 40.88 | 57.12 | 59.42 | 41.29 | 59.48 | 61.88 | 41.29 | 60.7 | 81 | 40.88 | 60.08 | 80.19 | 58 | 89.69 | 104.44 | 58 | 89.69 | 104.44 | 58 | 89.69 | 104.44 | 58 | 89.69 | 104.44 | 56.34 | 84.39 | 97 | 56.34 | 84.39 | 97 | 56.34 | 84.39 | 97 | 50.76 | 53.35 | 50.34 | 56.34 | 84.39 | 97 | 64.47 | 87.88 | 101.01 | 64.47 | 92.59 | 105.5 | 58 | 89.69 | 107.67
1337 | 48.68 | 76.51 | 80.92 | 48.68 | 76.51 | 80.92 | 48.68 | 76.51 | 90.31 | 48.68 | 76.51 | 90.31 | 44.09 | 71.16 | 79 | 44.09 | 71.16 | 79 | 44.09 | 71.15 | 79 | 40.9 | 47.55 | 39.85 | 44.09 | 71.16 | 79 | 53.96 | 76.08 | 89.39 | 55.06 | 78.43 | 91.22 | 48.68 | 76.51 | 88.51 | 70.66 | 100.37 | 109.52 | 70.66 | 100.37 | 109.52 | 70.66 | 100.37 | 109.52 | 70.66 | 100.37 | 109.52 | 60.61 | 100.34 | 107.78 | 60.61 | 100.34 | 107.78 | 60.61 | 100.34 | 107.78 | 51.49 | 54.08 | 51.61 | 60.61 | 100.34 | 107.78 | 71.38 | 103.44 | 110.63 | 72.83 | 107.71 | 112.88 | 70.66 | 100.37 | 109.52
1338 | 41.26 | 76.87 | 81.28 | 41.26 | 76.87 | 81.28 | 53.98 | 76.87 | 99 | 53.98 | 76.87 | 99 | 53.98 | 76.87 | 81.28 | 53.98 | 76.87 | 79 | 41.26 | 76.87 | 81.28 | 41.26 | 49.74 | 42.61 | 53.98 | 76.87 | 81.28 | 56.21 | 79.31 | 100 | 57.35 | 120 | 102.04 | 53.98 | 76.87 | 91.3 | 72.28 | 100.73 | 110 | 72.28 | 100.73 | 110 | 76.73 | 100.73 | 112.27 | 76.73 | 100.73 | 112.27 | 76.73 | 100.73 | 110 | 76.73 | 100.73 | 110 | 72.28 | 100.73 | 110 | 51.85 | 54.44 | 51.61 | 76.73 | 100.73 | 110 | 79.9 | 104.78 | 112.23 | 81.53 | 108.02 | 115.69 | 76.73 | 100.73 | 112.27
1339 | 41.15 | 76.75 | 80 | 41.15 | 76.75 | 81.17 | 53.98 | 76.76 | 99 | 53.98 | 76.76 | 99 | 53.98 | 76.76 | 81.17 | 53.98 | 76.76 | 81.17 | 41.15 | 76.75 | 81.17 | 41.15 | 49.74 | 43.81 | 53.98 | 76.76 | 81.17 | 56.21 | 80.13 | 100 | 57.35 | 101.12 | 102.04 | 53.98 | 76.76 | 90 | 51.73 | 100.62 | 108.19 | 51.73 | 100.62 | 108.19 | 75.96 | 100.62 | 111.11 | 75.96 | 100.62 | 111.11 | 75.96 | 100.62 | 110 | 75.96 | 100.62 | 110 | 51.73 | 100.62 | 108.19 | 51.73 | 54.32 | 51.61 | 75.96 | 100.62 | 110 | 80.71 | 104.78 | 112.23 | 82.36 | 108.02 | 115.69 | 75.96 | 100.62 | 111.11
1340 | 40.86 | 76.47 | 46.99 | 40.86 | 76.47 | 79 | 53.07 | 76.47 | 99 | 53.07 | 76.47 | 99 | 53.07 | 76.47 | 79 | 53.07 | 76.47 | 79 | 40.86 | 76.47 | 79 | 40.86 | 49.74 | 43.81 | 53.07 | 76.47 | 79 | 55.26 | 80.13 | 100 | 55.26 | 81.77 | 100 | 52.01 | 76.47 | 79 | 51.45 | 100.34 | 107.91 | 51.45 | 100.34 | 107.91 | 75.03 | 100.34 | 110 | 75.03 | 100.34 | 110 | 75.03 | 100.34 | 110 | 75.03 | 100.34 | 110 | 51.45 | 100.34 | 107.91 | 51.45 | 54.04 | 51.61 | 75.03 | 100.34 | 110 | 79.9 | 104.48 | 112.23 | 81.53 | 107.71 | 114.52 | 75.03 | 100.34 | 108.68
1341 | 40.69 | 73.06 | 38.12 | 40.69 | 73.06 | 77.11 | 51.78 | 73.06 | 86.84 | 51.78 | 73.06 | 86.84 | 51.78 | 73.06 | 83.12 | 51.78 | 73.06 | 83.12 | 40.69 | 73.06 | 77.11 | 40.69 | 45.66 | 38.12 | 51.78 | 73.06 | 83.12 | 55.02 | 76.08 | 89.51 | 55.02 | 78.42 | 87.72 | 50.75 | 73.06 | 77.11 | 51.28 | 100.16 | 107.73 | 51.28 | 100.16 | 107.73 | 63.89 | 100.34 | 108.83 | 63.89 | 100.34 | 108.83 | 63.89 | 100.34 | 108.83 | 63.89 | 100.34 | 108.83 | 51.28 | 100.16 | 107.73 | 51.28 | 53.87 | 50.26 | 63.89 | 100.34 | 108.83 | 67.2 | 104.48 | 112.23 | 68.57 | 106.64 | 114.52 | 63.89 | 100.16 | 107.73
1342 | 40.42 | 71.61 | 40.6 | 40.42 | 71.61 | 40.6 | 41.12 | 73.06 | 85.22 | 41.12 | 73.06 | 85.22 | 41.12 | 73.06 | 83.12 | 41.12 | 73.06 | 83.12 | 40.42 | 71.61 | 40.6 | 40.42 | 45.38 | 37.85 | 41.12 | 73.06 | 83.12 | 50.77 | 76.08 | 87.84 | 50.77 | 77.64 | 86.09 | 40.42 | 71.61 | 40.6 | 51 | 90 | 103.4 | 51 | 90 | 103.4 | 56.58 | 100.34 | 108.83 | 56.58 | 100.34 | 108.83 | 56.58 | 100.34 | 108.83 | 56.58 | 100.34 | 108.83 | 51 | 90 | 103.4 | 51 | 53.59 | 49.98 | 56.58 | 100.34 | 108.83 | 67.9 | 104.48 | 112.23 | 67.9 | 106.62 | 114.52 | 56.28 | 90 | 103.4
1343 | 40.14 | 45.11 | 37.57 | 40.14 | 45.11 | 37.57 | 40.85 | 65.6 | 83.96 | 40.85 | 65.6 | 83.96 | 40.85 | 65.6 | 83.12 | 40.85 | 65.6 | 83.12 | 40.14 | 45.11 | 37.57 | 40.14 | 45.11 | 37.57 | 40.85 | 65.6 | 83.12 | 44.21 | 68.31 | 84.81 | 44.21 | 69.7 | 84.81 | 40.14 | 45.11 | 37.57 | 50.73 | 83.54 | 81.28 | 50.73 | 83.54 | 81.28 | 56.1 | 99.59 | 108.83 | 56.1 | 99.59 | 108.83 | 56.31 | 99.59 | 108.83 | 56.31 | 99.59 | 108.83 | 50.73 | 83.54 | 81.28 | 50.73 | 53.32 | 49.71 | 56.31 | 99.59 | 108.83 | 65.12 | 103.7 | 112.23 | 65.12 | 104.78 | 113.4 | 50.73 | 83.54 | 81.28
1344 | 40.12 | 45.08 | 37.55 | 40.12 | 45.09 | 37.55 | 40.12 | 58.28 | 83.16 | 40.12 | 58.28 | 83.16 | 40.82 | 58.28 | 83.16 | 40.82 | 58.28 | 83.16 | 40.12 | 45.09 | 37.55 | 40.12 | 45.08 | 37.55 | 40.82 | 58.28 | 83.16 | 40.42 | 60.69 | 84 | 40.52 | 61.93 | 84 | 40.12 | 45.08 | 37.55 | 50.71 | 53.82 | 64.79 | 50.71 | 53.82 | 64.79 | 51.58 | 87 | 107.78 | 51.58 | 87 | 107.78 | 56.29 | 87 | 107.78 | 56.29 | 87 | 107.78 | 50.71 | 53.3 | 51.61 | 50.71 | 53.3 | 49.68 | 56.29 | 87 | 107.78 | 59.12 | 90.59 | 110 | 59.12 | 92.44 | 112.23 | 50.71 | 53.82 | 64.79
1345 | 39.92 | 44.89 | 37.35 | 39.92 | 44.89 | 37.35 | 39.92 | 57.12 | 82.78 | 39.92 | 57.12 | 82.78 | 40.63 | 57.12 | 82.78 | 40.63 | 57.12 | 82.78 | 39.92 | 44.89 | 37.35 | 39.92 | 44.89 | 37.35 | 40.63 | 57.12 | 82.78 | 40.22 | 59.48 | 83.62 | 40.32 | 59.48 | 83.62 | 39.92 | 44.89 | 37.35 | 50.51 | 53.82 | 63.5 | 50.51 | 53.82 | 63.5 | 51.41 | 82.69 | 107.78 | 51.41 | 82.69 | 107.78 | 56.09 | 82.69 | 107.78 | 56.09 | 82.69 | 107.78 | 50.51 | 53.1 | 51.61 | 50.51 | 53.1 | 49.49 | 56.09 | 82.69 | 107.78 | 58.81 | 86.11 | 110 | 58.81 | 87.87 | 112.23 | 50.51 | 53.82 | 63.5
1346 | 39.83 | 44.79 | 37.26 | 39.83 | 44.79 | 37.26 | 39.83 | 57.12 | 81.91 | 39.83 | 57.12 | 81.91 | 40.53 | 57.12 | 80.66 | 40.53 | 57.12 | 80.66 | 39.83 | 44.79 | 37.26 | 39.83 | 44.79 | 37.26 | 40.53 | 57.12 | 80.66 | 40.21 | 59.48 | 82.3 | 40.23 | 59.48 | 82.73 | 39.83 | 44.79 | 37.26 | 50.42 | 53.82 | 51.35 | 50.42 | 53.82 | 51.35 | 51.44 | 82.97 | 107.78 | 51.44 | 82.97 | 107.78 | 56 | 82.97 | 107.78 | 56 | 82.97 | 107.78 | 50.42 | 53 | 49.39 | 50.42 | 53 | 49.39 | 56 | 82.97 | 107.78 | 58.8 | 86.4 | 110 | 58.8 | 88.17 | 112.23 | 50.42 | 53.82 | 53.17
1347 | 39.89 | 44.86 | 37.32 | 39.89 | 44.86 | 37.32 | 39.89 | 57.12 | 78.38 | 39.89 | 57.12 | 78.38 | 40.6 | 57.12 | 77.11 | 40.6 | 57.12 | 77.11 | 39.89 | 44.86 | 37.32 | 39.89 | 44.86 | 37.32 | 40.6 | 57.12 | 77.11 | 40.21 | 59.48 | 77.89 | 40.3 | 59.48 | 79.17 | 39.89 | 44.86 | 37.32 | 50.48 | 53.82 | 51.3 | 50.48 | 53.82 | 64.79 | 54.09 | 76.03 | 101.25 | 54.09 | 78.73 | 101.25 | 56.06 | 76.03 | 100.15 | 56.06 | 76.03 | 100.15 | 50.48 | 53.07 | 49.46 | 50.48 | 53.07 | 49.46 | 56.06 | 76.03 | 100.15 | 56.63 | 80.8 | 103.25 | 56.63 | 82.45 | 104.49 | 50.48 | 53.82 | 64.79
1348 | 40.1 | 45.07 | 37.54 | 40.1 | 45.07 | 37.54 | 40.1 | 56.95 | 74.02 | 40.1 | 57.12 | 74.02 | 40.81 | 56.95 | 69.64 | 40.81 | 56.95 | 69.64 | 40.1 | 45.07 | 37.54 | 40.1 | 45.07 | 37.54 | 40.81 | 56.95 | 69.64 | 40.4 | 59.48 | 73.27 | 40.51 | 59.48 | 74.76 | 40.1 | 45.07 | 37.54 | 50.69 | 53.82 | 51.3 | 50.69 | 56.61 | 64.79 | 54.27 | 72.87 | 96.06 | 54.27 | 78.73 | 96.06 | 56.27 | 72.87 | 92.51 | 56.27 | 72.87 | 92.51 | 50.69 | 53.28 | 51.61 | 50.69 | 53.28 | 49.67 | 56.27 | 72.87 | 88.83 | 56.84 | 80.8 | 97.03 | 56.84 | 82.45 | 99.01 | 50.69 | 56.61 | 64.79
1349 | 40.58 | 45.55 | 38.01 | 40.58 | 57.12 | 77.11 | 40.58 | 57.12 | 79.47 | 40.58 | 57.12 | 79.47 | 41.29 | 57.12 | 74.51 | 41.29 | 57.12 | 74.51 | 40.58 | 45.55 | 38.01 | 40.58 | 45.55 | 38.01 | 41.29 | 57.12 | 74.51 | 40.87 | 59.48 | 78.68 | 40.99 | 60.7 | 80.28 | 40.58 | 57.12 | 77.11 | 51.17 | 53.82 | 51.3 | 51.17 | 78.73 | 103.4 | 56.75 | 78.73 | 105.5 | 56.75 | 78.73 | 105.5 | 56.75 | 77.45 | 93.5 | 56.75 | 77.45 | 93.5 | 51.17 | 53.76 | 50.15 | 51.17 | 53.76 | 50.15 | 56.75 | 77.45 | 87.97 | 58.53 | 81.98 | 104.44 | 59.12 | 83.65 | 106.56 | 56.75 | 78.73 | 103.4
1350 | 41.41 | 75.9 | 38.84 | 41.41 | 75.9 | 89.15 | 43.63 | 75.9 | 94.09 | 43.63 | 75.9 | 94.09 | 42.77 | 75.14 | 81.11 | 42.77 | 75.14 | 81.11 | 41.41 | 46.37 | 38.84 | 41.41 | 46.37 | 38.84 | 42.77 | 75.14 | 81.11 | 44.53 | 78.25 | 93.14 | 44.53 | 79.85 | 95.04 | 43.63 | 75.9 | 90 | 51.99 | 104.97 | 108.9 | 51.99 | 104.97 | 108.9 | 68.49 | 104.97 | 113.38 | 68.49 | 104.97 | 113.38 | 68.49 | 99.84 | 101.17 | 68.49 | 99.84 | 101.17 | 51.99 | 54.58 | 50.97 | 51.99 | 54.58 | 50.97 | 68.49 | 95.91 | 91.41 | 71.32 | 109.31 | 112.23 | 71.32 | 111.54 | 114.52 | 68.49 | 104.97 | 108.9
1351 | 44.11 | 80.94 | 41.54 | 44.11 | 80.94 | 91.86 | 56.77 | 80.94 | 101.31 | 56.77 | 80.94 | 101.31 | 56.77 | 79.89 | 82.78 | 56.77 | 79.89 | 82.78 | 44.11 | 79.88 | 41.54 | 44.11 | 49.08 | 41.54 | 56.77 | 79.89 | 82.78 | 57.35 | 80.7 | 100.3 | 58.52 | 82.34 | 102.33 | 56.77 | 80.94 | 91.86 | 54.7 | 107.73 | 111.78 | 54.7 | 107.73 | 111.78 | 83.2 | 107.73 | 115.69 | 83.2 | 107.73 | 115.69 | 82.59 | 104.97 | 108.87 | 82.59 | 104.97 | 108.87 | 54.7 | 57.29 | 53.68 | 54.7 | 57.29 | 53.68 | 82.59 | 103.26 | 103.5 | 83.42 | 109.31 | 113.37 | 85.12 | 112.68 | 116.86 | 83.2 | 107.73 | 111.78
1352 | 46.63 | 79.89 | 44.06 | 46.63 | 79.89 | 92.96 | 58.53 | 79.89 | 101.31 | 58.53 | 79.89 | 101.31 | 58.53 | 79.89 | 81.93 | 58.53 | 79.89 | 81.93 | 46.63 | 51.61 | 44.06 | 46.63 | 51.6 | 44.06 | 58.53 | 79.89 | 81.93 | 59.12 | 80.7 | 100.3 | 59.12 | 82.34 | 102.33 | 58.53 | 79.89 | 92.96 | 57.22 | 110.25 | 114.3 | 57.22 | 110.25 | 114.3 | 84.47 | 110.25 | 115.69 | 84.47 | 110.25 | 115.69 | 84.47 | 104.97 | 108.87 | 84.47 | 104.97 | 108.87 | 57.22 | 59.81 | 56.2 | 57.22 | 59.81 | 56.2 | 84.47 | 103.26 | 103.5 | 85.32 | 109.31 | 113.37 | 87.05 | 112.68 | 116.86 | 84.47 | 110.25 | 114.3
1353 | 45.11 | 79.76 | 46.66 | 45.11 | 79.76 | 90.32 | 57.94 | 79.76 | 97.95 | 57.94 | 79.76 | 97.95 | 57.94 | 76.16 | 80.3 | 57.94 | 76.16 | 80.3 | 45.11 | 50.08 | 42.54 | 45.11 | 50.08 | 42.54 | 57.94 | 76.16 | 80.3 | 58.53 | 80.57 | 96.97 | 58.53 | 82.21 | 98.94 | 57.94 | 79.76 | 90.32 | 55.7 | 108.25 | 112.27 | 55.7 | 108.25 | 112.27 | 83.2 | 108.25 | 112.27 | 83.2 | 108.25 | 112.27 | 83.2 | 102.88 | 55.86 | 83.2 | 102.88 | 55.86 | 55.7 | 58.29 | 54.68 | 55.7 | 58.29 | 54.68 | 83.2 | 89.69 | 55.86 | 84.04 | 107.13 | 110 | 85.12 | 109.34 | 113.39 | 83.2 | 108.25 | 112.27
1354 | 56.66 | 76.63 | 87.01 | 56.66 | 76.63 | 87.01 | 56.66 | 76.63 | 87.01 | 56.66 | 76.63 | 87.01 | 56.66 | 64.87 | 41.14 | 56.66 | 64.87 | 41.14 | 43.7 | 48.67 | 41.14 | 43.7 | 48.67 | 41.14 | 56.66 | 64.87 | 41.14 | 57.35 | 77.14 | 84.42 | 57.35 | 77.4 | 86.14 | 56.66 | 76.63 | 87.01 | 80.7 | 101.31 | 105.18 | 80.7 | 101.31 | 105.18 | 80.7 | 101.31 | 105.18 | 80.7 | 101.31 | 105.18 | 78.28 | 59.78 | 53.27 | 78.28 | 59.78 | 53.27 | 54.29 | 56.88 | 53.27 | 54.29 | 56.88 | 53.27 | 78.28 | 59.78 | 53.27 | 81.52 | 100.3 | 101.01 | 81.52 | 102.34 | 104.12 | 80.7 | 101.31 | 107.67
1355 | 52.23 | 59.29 | 77.11 | 52.23 | 59.29 | 77.11 | 52.23 | 59.29 | 77.11 | 52.23 | 59.29 | 77.11 | 50.66 | 50.46 | 40.38 | 50.66 | 50.46 | 40.38 | 42.95 | 50.46 | 40.38 | 42.95 | 49.62 | 40.38 | 50.66 | 50.46 | 40.38 | 52.76 | 58.69 | 63.99 | 52.76 | 59.89 | 76.34 | 52.23 | 59.29 | 77.11 | 75.42 | 83.67 | 87.63 | 75.42 | 83.67 | 87.63 | 75.42 | 83.67 | 87.63 | 75.42 | 83.67 | 87.63 | 62.18 | 56.23 | 52.52 | 62.18 | 56.23 | 52.52 | 53.54 | 56.23 | 52.52 | 53.54 | 56.13 | 52.52 | 62.18 | 56.23 | 52.52 | 76.18 | 81.98 | 84.85 | 76.18 | 83.65 | 86.75 | 75.42 | 83.67 | 107.67
1356 | 43.13 | 58.1 | 77.11 | 43.13 | 58.1 | 77.11 | 43.13 | 58.1 | 77.11 | 43.13 | 58.1 | 77.11 | 43.13 | 49.94 | 39.85 | 43.13 | 49.94 | 39.85 | 42.42 | 49.94 | 39.85 | 42.42 | 47.4 | 39.85 | 43.13 | 49.94 | 39.85 | 43.57 | 58.69 | 63.99 | 43.57 | 58.69 | 65.96 | 43.13 | 58.1 | 77.11 | 62.81 | 82.82 | 87.45 | 62.81 | 82.82 | 87.45 | 62.81 | 82.82 | 87.45 | 62.81 | 82.82 | 87.45 | 58.59 | 55.71 | 51.99 | 58.59 | 55.71 | 51.99 | 53.01 | 55.71 | 51.99 | 53.01 | 55.6 | 51.99 | 58.59 | 55.71 | 51.99 | 62.18 | 81.98 | 84.85 | 63.44 | 83.65 | 86.58 | 62.81 | 82.82 | 101.85
1357 | 42.85 | 59.28 | 81.11 | 42.85 | 59.28 | 81.11 | 42.85 | 59.28 | 81.11 | 42.85 | 59.28 | 81.11 | 42.85 | 49.65 | 39.57 | 42.85 | 49.65 | 39.57 | 42.14 | 49.62 | 39.57 | 42.14 | 47.11 | 39.57 | 42.85 | 49.65 | 39.57 | 43.28 | 58.69 | 63.99 | 43.28 | 59.88 | 65.96 | 42.85 | 59.28 | 81.11 | 61.54 | 82.82 | 96.03 | 61.54 | 82.82 | 96.03 | 61.54 | 82.82 | 96.03 | 61.54 | 82.82 | 96.03 | 58.31 | 55.42 | 51.71 | 58.31 | 55.42 | 51.71 | 52.73 | 55.32 | 51.71 | 52.73 | 55.32 | 51.71 | 58.31 | 55.42 | 51.71 | 61.56 | 81.98 | 84.85 | 62.16 | 83.65 | 95.07 | 61.54 | 82.82 | 101.85
1358 | 41.99 | 58.1 | 82.45 | 41.99 | 58.1 | 82.45 | 42.69 | 58.1 | 82.45 | 42.69 | 58.1 | 82.45 | 42.69 | 49.5 | 39.42 | 42.69 | 49.5 | 39.42 | 41.99 | 49.5 | 39.42 | 41.99 | 46.96 | 39.42 | 42.69 | 49.5 | 39.42 | 43.13 | 58.69 | 63.99 | 43.13 | 58.69 | 80.28 | 41.99 | 58.1 | 82.45 | 64.75 | 83.66 | 96.03 | 64.75 | 83.66 | 96.03 | 64.75 | 83.66 | 96.03 | 64.75 | 83.66 | 96.03 | 58.16 | 55.27 | 51.55 | 58.16 | 55.27 | 51.55 | 52.58 | 55.16 | 51.55 | 52.58 | 55.16 | 51.55 | 58.16 | 55.27 | 51.55 | 65.43 | 81.98 | 85.03 | 66.75 | 84.51 | 95.07 | 64.75 | 83.66 | 96.03
1359 | 43.46 | 68.42 | 89.19 | 43.46 | 68.42 | 89.19 | 44.34 | 68.42 | 89.19 | 44.34 | 68.42 | 89.19 | 44.34 | 48.96 | 38.88 | 44.34 | 48.96 | 38.88 | 41.45 | 48.96 | 38.88 | 41.45 | 46.42 | 38.88 | 44.34 | 48.96 | 38.88 | 45.26 | 69.11 | 78.4 | 46.17 | 69.11 | 88.3 | 43.46 | 68.42 | 89.19 | 69.46 | 98.42 | 103.99 | 69.46 | 98.42 | 103.99 | 69.46 | 98.42 | 103.99 | 69.46 | 98.42 | 103.99 | 59.41 | 54.73 | 51.01 | 59.41 | 54.73 | 51.01 | 52.04 | 54.73 | 51.01 | 52.04 | 54.63 | 51.01 | 59.41 | 54.73 | 51.01 | 70.89 | 99.42 | 101.89 | 72.33 | 99.42 | 103.99 | 69.46 | 98.42 | 103.99
1360 | 41.49 | 76.16 | 43.16 | 41.49 | 76.16 | 77.11 | 49.29 | 76.16 | 90.6 | 49.29 | 76.16 | 90.6 | 49.29 | 64.88 | 73 | 49.29 | 64.88 | 73 | 41.49 | 64.87 | 38.92 | 41.49 | 46.46 | 38.92 | 49.29 | 64.87 | 40.34 | 51.33 | 79.31 | 85.32 | 52.37 | 80.93 | 89.7 | 41.49 | 76.16 | 77.11 | 52.08 | 103.5 | 109.15 | 52.08 | 103.5 | 109.15 | 73.6 | 103.5 | 112.23 | 73.6 | 104.97 | 112.23 | 72.17 | 55.94 | 51.61 | 72.17 | 55.94 | 51.61 | 52.08 | 55.94 | 51.15 | 52.08 | 54.66 | 51.05 | 72.17 | 55.94 | 51.15 | 79.1 | 109.31 | 111.11 | 80.7 | 111.54 | 113.38 | 72.14 | 103.5 | 109.15
1361 | 42.95 | 76.18 | 40.39 | 42.95 | 76.18 | 77.11 | 55.07 | 76.18 | 99 | 55.07 | 76.18 | 99 | 55.07 | 75.4 | 81.11 | 55.07 | 75.4 | 81.11 | 42.95 | 74.19 | 66.95 | 42.95 | 47.92 | 40.39 | 55.07 | 74.19 | 66.95 | 57.35 | 79.31 | 98 | 58.52 | 81.75 | 100 | 53.26 | 76.18 | 77.11 | 53.54 | 102.88 | 108.68 | 53.54 | 102.88 | 108.68 | 78.5 | 104.97 | 114.55 | 78.5 | 104.97 | 114.55 | 78.5 | 88.28 | 52.62 | 78.5 | 88.28 | 52.62 | 53.54 | 88.28 | 52.52 | 53.54 | 56.13 | 52.52 | 78.5 | 88.28 | 52.52 | 82.57 | 109.31 | 113.37 | 84.26 | 112.68 | 115.7 | 78.5 | 102.88 | 108.68
1362 | 43.22 | 61.71 | 40.65 | 43.22 | 77.36 | 40.65 | 60.91 | 79.07 | 99 | 60.91 | 79.07 | 99 | 60.91 | 79.07 | 81.12 | 60.91 | 79.07 | 81.12 | 43.22 | 77.36 | 40.65 | 43.22 | 48.19 | 40.65 | 60.91 | 77.36 | 42.08 | 63.43 | 82.34 | 98 | 64.72 | 120 | 100 | 58.51 | 77.36 | 77.11 | 53.81 | 98.21 | 52.78 | 53.81 | 98.21 | 52.78 | 87.5 | 106.83 | 115.69 | 87.5 | 108.92 | 115.69 | 87.5 | 101.75 | 52.78 | 87.5 | 101.75 | 52.78 | 53.81 | 98.21 | 52.78 | 53.81 | 56.4 | 52.78 | 87.5 | 101.75 | 52.78 | 91.12 | 113.42 | 113.37 | 92.98 | 116.93 | 116.86 | 87.5 | 98.21 | 107.67
1363 | 41.99 | 46.96 | 39.42 | 41.99 | 65.31 | 39.42 | 60.56 | 77.36 | 96.67 | 60.56 | 79.07 | 96.67 | 60.56 | 77.36 | 81.94 | 60.56 | 77.36 | 81.94 | 41.99 | 65.31 | 39.42 | 41.99 | 46.96 | 39.42 | 60.56 | 77.36 | 40.84 | 63.06 | 82.34 | 87.97 | 64.35 | 101.12 | 97.64 | 50.29 | 65.31 | 70.53 | 52.58 | 55.16 | 51.55 | 52.58 | 98.21 | 51.55 | 84.87 | 105.6 | 114.55 | 84.87 | 108.92 | 114.55 | 84.87 | 101.75 | 51.61 | 84.87 | 101.75 | 51.61 | 52.58 | 98.21 | 51.61 | 52.58 | 55.16 | 51.55 | 84.87 | 101.75 | 51.61 | 91.12 | 113.42 | 113.37 | 92.98 | 116.93 | 115.7 | 79.86 | 98.21 | 105.63
1364 | 41.31 | 46.28 | 38.75 | 41.31 | 65.31 | 38.75 | 55.07 | 77.36 | 94.09 | 55.07 | 78.17 | 94.09 | 55.07 | 77.36 | 81.93 | 55.07 | 77.36 | 81.93 | 41.31 | 65.31 | 38.75 | 41.31 | 46.28 | 38.75 | 55.07 | 77.36 | 40.17 | 57.35 | 81.4 | 85.32 | 58.52 | 83.91 | 95.04 | 45.72 | 65.31 | 70.53 | 51.9 | 54.49 | 51.3 | 51.9 | 90 | 51.3 | 79.06 | 101.75 | 112.23 | 79.06 | 106.75 | 112.23 | 79.06 | 101.75 | 50.98 | 79.06 | 101.75 | 50.98 | 51.9 | 90 | 50.98 | 51.9 | 54.49 | 50.98 | 79.06 | 101.75 | 50.98 | 84.87 | 111.16 | 111.11 | 86.61 | 114.59 | 114.54 | 75.18 | 90 | 90
1365 | 41.1 | 46.06 | 38.53 | 41.1 | 46.06 | 38.53 | 48.83 | 72.79 | 87.08 | 48.83 | 72.79 | 87.08 | 48.83 | 72.79 | 81.55 | 48.83 | 72.79 | 81.55 | 41.1 | 46.06 | 38.53 | 41.1 | 46.06 | 38.53 | 48.83 | 72.79 | 39.95 | 56.86 | 77.73 | 85.32 | 56.86 | 81.75 | 87.96 | 41.1 | 46.06 | 38.53 | 51.68 | 54.27 | 51.3 | 51.68 | 75 | 51.3 | 67.14 | 79.71 | 108.87 | 67.14 | 104.97 | 108.87 | 67.14 | 79.71 | 50.76 | 67.14 | 79.71 | 50.76 | 51.68 | 75 | 50.76 | 51.68 | 54.27 | 50.76 | 67.14 | 79.71 | 50.76 | 80.93 | 107.13 | 109.97 | 82.58 | 112.68 | 113.4 | 61.91 | 75 | 64.79
1366 | 40.49 | 45.45 | 37.92 | 40.49 | 45.45 | 37.92 | 41.19 | 61.04 | 84.46 | 41.19 | 67.62 | 84.46 | 41.19 | 61.04 | 39.85 | 41.19 | 61.04 | 39.85 | 40.49 | 45.45 | 37.92 | 40.49 | 45.45 | 37.92 | 41.19 | 61.04 | 39.34 | 54.72 | 77.73 | 83.62 | 55.83 | 79.32 | 85.32 | 40.49 | 45.45 | 37.92 | 51.07 | 75 | 64.79 | 51.07 | 75 | 64.79 | 56.65 | 75 | 107.67 | 56.65 | 90.59 | 107.67 | 56.65 | 75 | 50.05 | 56.65 | 75 | 50.05 | 51.07 | 75 | 50.05 | 51.07 | 53.66 | 50.05 | 56.65 | 75 | 50.05 | 79.9 | 106.03 | 104.49 | 81.52 | 109.31 | 113.37 | 55.48 | 75 | 64.79
1367 | 40.08 | 45.05 | 37.51 | 40.08 | 45.05 | 37.51 | 40.35 | 47.64 | 81.93 | 40.35 | 61.71 | 81.93 | 40.79 | 47.64 | 38.94 | 40.79 | 47.64 | 38.94 | 40.08 | 45.05 | 37.51 | 40.08 | 45.05 | 37.51 | 40.79 | 47.64 | 38.94 | 52.94 | 64.87 | 81.11 | 52.94 | 79.31 | 83.62 | 40.08 | 45.05 | 37.51 | 50.67 | 56.25 | 64.79 | 50.67 | 56.25 | 64.79 | 51.7 | 56.25 | 105.63 | 51.7 | 90.59 | 105.63 | 56.25 | 56.25 | 49.65 | 56.25 | 56.25 | 49.65 | 50.67 | 56.25 | 49.65 | 50.67 | 53.26 | 49.65 | 56.25 | 56.25 | 49.65 | 73.86 | 83.16 | 50.15 | 75.36 | 109.31 | 111.11 | 50.67 | 56.25 | 64.79
1368 | 40.01 | 44.97 | 37.44 | 40.01 | 44.98 | 37.44 | 40.01 | 47.52 | 80.02 | 40.01 | 56.32 | 80.02 | 40.72 | 47.52 | 37.44 | 40.72 | 47.52 | 37.44 | 40.01 | 44.98 | 37.44 | 40.01 | 44.98 | 37.44 | 40.72 | 47.52 | 37.44 | 48.26 | 66.94 | 79.22 | 48.26 | 77.36 | 81.6 | 40.01 | 44.97 | 37.44 | 50.6 | 53.29 | 63.5 | 50.6 | 53.29 | 63.5 | 50.86 | 53.29 | 77.55 | 50.86 | 72.9 | 77.55 | 56.18 | 53.29 | 49.57 | 56.18 | 53.29 | 49.57 | 50.6 | 53.19 | 49.57 | 50.6 | 53.19 | 49.57 | 56.18 | 53.29 | 49.57 | 71.21 | 83.16 | 50.07 | 71.21 | 107.13 | 111.11 | 50.6 | 53.29 | 63.5
1369 | 39.86 | 44.83 | 37.29 | 39.86 | 44.83 | 37.29 | 39.86 | 47.37 | 73.46 | 39.86 | 56.32 | 73.46 | 40.57 | 47.37 | 37.29 | 40.57 | 47.37 | 37.29 | 39.86 | 44.83 | 37.29 | 39.86 | 44.83 | 37.29 | 40.57 | 47.37 | 37.29 | 44.59 | 50 | 38.24 | 44.59 | 77.36 | 80.31 | 39.86 | 44.83 | 37.29 | 50.45 | 53.15 | 62.59 | 50.45 | 53.15 | 62.59 | 50.45 | 53.15 | 67.54 | 50.45 | 72.9 | 75.48 | 56.03 | 53.15 | 49.43 | 56.03 | 53.15 | 49.43 | 50.45 | 53.04 | 49.43 | 50.45 | 53.04 | 49.43 | 56.03 | 53.15 | 49.43 | 65.8 | 53.68 | 49.78 | 65.8 | 107.13 | 111.11 | 50.45 | 53.15 | 62.59
1370 | 39.69 | 44.66 | 37.12 | 39.69 | 44.66 | 37.12 | 39.69 | 47.2 | 73.46 | 39.69 | 56.32 | 73.46 | 40.4 | 47.2 | 37.12 | 40.4 | 47.2 | 37.12 | 39.69 | 44.66 | 37.12 | 39.69 | 44.66 | 37.12 | 40.4 | 47.2 | 37.12 | 41.59 | 47.94 | 38.24 | 41.59 | 72.84 | 80.31 | 39.69 | 44.66 | 37.12 | 50.28 | 52.98 | 53.17 | 50.28 | 52.98 | 53.17 | 50.28 | 52.98 | 60.93 | 50.28 | 72.9 | 76.01 | 55.86 | 52.98 | 49.26 | 55.86 | 52.98 | 49.26 | 50.28 | 52.87 | 49.26 | 50.28 | 52.87 | 49.26 | 55.86 | 52.98 | 49.26 | 61.56 | 53.51 | 49.75 | 61.56 | 107.13 | 107.79 | 50.28 | 52.98 | 53.17
1371 | 39.71 | 44.68 | 37.15 | 39.71 | 44.68 | 37.15 | 39.71 | 47.23 | 72 | 39.71 | 55.54 | 72 | 40.42 | 47.23 | 37.15 | 40.42 | 47.23 | 37.15 | 39.71 | 44.68 | 37.15 | 39.71 | 44.68 | 37.15 | 40.42 | 47.23 | 37.15 | 41.59 | 47.94 | 38.24 | 41.59 | 68 | 80.28 | 39.71 | 44.68 | 37.15 | 50.3 | 53 | 64.79 | 50.3 | 53 | 64.79 | 50.3 | 53 | 75.48 | 50.3 | 72.9 | 75.48 | 55.88 | 53 | 49.28 | 55.88 | 53 | 49.28 | 50.3 | 52.89 | 49.28 | 50.3 | 52.89 | 49.28 | 55.88 | 53 | 49.28 | 59.89 | 53.53 | 49.78 | 59.89 | 103.95 | 107.79 | 50.3 | 53 | 64.79
1372 | 39.95 | 44.91 | 37.38 | 39.95 | 44.91 | 37.38 | 39.95 | 47.45 | 67.28 | 39.95 | 47.45 | 67.28 | 40.65 | 47.45 | 37.38 | 40.65 | 47.46 | 37.38 | 39.95 | 44.91 | 37.38 | 39.95 | 44.91 | 37.38 | 40.65 | 47.45 | 37.38 | 41.49 | 47.94 | 38.24 | 41.49 | 63.16 | 80.28 | 39.95 | 44.91 | 37.38 | 50.53 | 53.23 | 64.79 | 50.53 | 53.23 | 64.79 | 50.53 | 53.23 | 64.79 | 50.53 | 72.9 | 64.79 | 56.11 | 53.23 | 49.51 | 56.11 | 53.23 | 49.51 | 50.53 | 53.12 | 49.51 | 50.53 | 53.12 | 49.51 | 56.11 | 53.23 | 49.51 | 59.89 | 53.77 | 49.78 | 59.89 | 94.07 | 106.7 | 50.53 | 53.23 | 64.79
1373 | 40.3 | 47.81 | 39.02 | 40.3 | 47.81 | 39.02 | 40.3 | 47.81 | 73 | 40.3 | 47.81 | 73 | 41 | 47.81 | 37.73 | 41 | 47.81 | 37.73 | 40.3 | 45.26 | 37.73 | 40.3 | 45.26 | 37.73 | 41 | 47.81 | 37.73 | 41.42 | 48.29 | 37.73 | 41.59 | 63.16 | 74.51 | 40.3 | 47.81 | 39.02 | 50.88 | 53.82 | 80 | 50.88 | 53.82 | 80 | 51.93 | 53.82 | 80 | 51.93 | 72.9 | 80 | 56.46 | 53.58 | 49.86 | 56.46 | 53.58 | 49.86 | 50.88 | 53.47 | 49.86 | 50.88 | 53.47 | 49.86 | 56.46 | 53.58 | 49.86 | 59.89 | 54.12 | 49.36 | 60.49 | 94.08 | 106.7 | 50.89 | 53.82 | 80
1374 | 40.73 | 48.24 | 77.11 | 40.73 | 48.24 | 77.11 | 41.44 | 48.24 | 81.96 | 41.44 | 61.71 | 81.96 | 41.44 | 48.24 | 38.16 | 41.44 | 48.24 | 38.16 | 40.73 | 45.7 | 38.16 | 40.73 | 45.7 | 38.16 | 41.44 | 48.24 | 38.16 | 52.8 | 48.73 | 38.24 | 53.87 | 75.83 | 82.78 | 40.73 | 48.24 | 77.11 | 51.32 | 82.03 | 103.4 | 51.32 | 82.03 | 103.4 | 56.9 | 82.03 | 107.67 | 56.9 | 83.54 | 107.67 | 56.9 | 54.01 | 50.3 | 56.9 | 54.01 | 50.3 | 51.32 | 53.91 | 50.3 | 51.32 | 53.91 | 50.3 | 56.9 | 54.01 | 50.3 | 79.89 | 54.56 | 49.78 | 81.52 | 107.13 | 108.76 | 56.9 | 82.03 | 103.4
1375 | 41.67 | 74.3 | 77.11 | 41.67 | 74.3 | 77.11 | 53.89 | 74.3 | 87.08 | 53.89 | 74.3 | 87.08 | 52.4 | 49.19 | 39.1 | 52.4 | 49.19 | 39.1 | 41.67 | 49.19 | 39.1 | 41.67 | 46.64 | 39.1 | 52.4 | 49.19 | 39.1 | 55.69 | 73.55 | 38.71 | 56.82 | 77.37 | 87.95 | 45.72 | 74.3 | 77.11 | 73.76 | 104.97 | 108.68 | 73.76 | 104.97 | 108.68 | 73.76 | 104.97 | 108.87 | 73.76 | 104.97 | 108.87 | 73.1 | 54.95 | 51.23 | 73.1 | 54.95 | 51.23 | 73.1 | 54.95 | 51.23 | 52.26 | 54.85 | 51.23 | 73.1 | 54.95 | 51.23 | 80.93 | 54.59 | 49.78 | 82.57 | 108.21 | 111.11 | 73.76 | 104.97 | 108.68
1376 | 53.26 | 74.3 | 85.34 | 53.26 | 74.3 | 85.34 | 55.07 | 74.3 | 85.34 | 55.07 | 74.3 | 85.34 | 55.07 | 49.85 | 39.77 | 55.07 | 49.85 | 39.77 | 42.33 | 49.85 | 39.77 | 42.33 | 47.33 | 39.77 | 55.07 | 49.85 | 39.77 | 55.69 | 50.35 | 38.24 | 56.82 | 76.6 | 84.49 | 53.26 | 74.3 | 85.34 | 79.3 | 104.97 | 108.87 | 79.3 | 104.97 | 108.87 | 79.3 | 104.97 | 108.87 | 79.3 | 104.97 | 108.87 | 75.07 | 55.62 | 51.9 | 75.07 | 55.62 | 51.9 | 75.07 | 55.62 | 51.9 | 52.92 | 55.51 | 51.9 | 75.07 | 55.62 | 51.9 | 80.1 | 54.59 | 49.78 | 82.57 | 108.21 | 109.97 | 79.3 | 104.97 | 108.87
1377 | 53.26 | 66.95 | 79.79 | 53.26 | 66.95 | 79.79 | 54.74 | 66.95 | 79.79 | 54.74 | 66.95 | 79.79 | 54.74 | 49.45 | 39.37 | 54.74 | 49.45 | 39.37 | 53.26 | 49.45 | 39.37 | 41.94 | 46.91 | 39.37 | 54.74 | 49.45 | 39.37 | 55.29 | 49.94 | 38.24 | 56.42 | 68.33 | 80.28 | 53.26 | 66.95 | 79.79 | 77.5 | 101.85 | 104.97 | 77.5 | 101.85 | 104.97 | 77.5 | 101.85 | 104.97 | 77.5 | 101.85 | 104.97 | 76.92 | 55.22 | 51.5 | 76.92 | 55.22 | 51.5 | 76.92 | 55.22 | 51.5 | 52.53 | 55.11 | 51.5 | 76.92 | 55.22 | 51.5 | 77.69 | 52.09 | 47.16 | 81.75 | 103.95 | 106.03 | 77.5 | 101.85 | 104.97
1378 | 51.85 | 58.51 | 74.8 | 51.85 | 58.51 | 74.8 | 52.42 | 58.51 | 74.8 | 52.42 | 58.51 | 74.8 | 52.41 | 49.18 | 39.1 | 52.41 | 49.18 | 39.1 | 51.85 | 49.18 | 39.1 | 41.67 | 46.63 | 39.1 | 52.41 | 49.18 | 39.1 | 52.95 | 48.69 | 35.49 | 55.09 | 59.72 | 74.51 | 51.85 | 58.51 | 74.8 | 74.69 | 86.1 | 79.38 | 74.69 | 86.1 | 79.38 | 74.69 | 86.1 | 79.38 | 74.69 | 86.1 | 79.38 | 74.69 | 54.95 | 51.23 | 74.69 | 54.95 | 51.23 | 74.69 | 54.95 | 51.23 | 52.26 | 54.84 | 51.23 | 74.69 | 54.95 | 51.23 | 75.45 | 49.13 | 44.88 | 79.9 | 86.97 | 80.18 | 74.69 | 86.1 | 79.38
1379 | 45.72 | 48.96 | 67.74 | 45.72 | 48.96 | 67.74 | 46.84 | 48.96 | 67.74 | 46.84 | 53.71 | 67.74 | 46.84 | 48.96 | 38.88 | 46.84 | 48.96 | 38.88 | 41.45 | 48.95 | 38.88 | 41.45 | 46.42 | 38.88 | 46.84 | 48.96 | 38.88 | 47.32 | 42.81 | 34.42 | 55.09 | 54.82 | 67.07 | 45.72 | 48.96 | 67.74 | 65.8 | 73.41 | 61 | 65.8 | 73.41 | 61 | 65.8 | 73.41 | 61 | 65.8 | 73.41 | 61 | 65.8 | 54.73 | 51.01 | 65.8 | 54.73 | 51.01 | 52.04 | 54.63 | 51.01 | 52.04 | 54.63 | 51.01 | 65.8 | 54.73 | 51.01 | 66.47 | 47.66 | 44.8 | 74.56 | 76.44 | 61.61 | 65.8 | 73.41 | 61
1380 | 42 | 48.8 | 66.4 | 42 | 48.8 | 66.4 | 42 | 48.8 | 66.4 | 42 | 48.8 | 66.4 | 42 | 48.8 | 38.72 | 42 | 48.8 | 38.72 | 41.29 | 46.27 | 38.72 | 41.29 | 46.26 | 38.72 | 42 | 48.8 | 38.72 | 41.58 | 13.52 | 34.42 | 54.4 | 54.82 | 65.73 | 42 | 48.8 | 66.4 | 57.46 | 73.41 | 61 | 57.46 | 73.41 | 61 | 57.46 | 73.41 | 61 | 57.46 | 73.41 | 61 | 57.46 | 54.58 | 50.86 | 57.46 | 54.58 | 50.86 | 51.88 | 54.47 | 50.86 | 51.88 | 54.47 | 50.86 | 57.46 | 54.58 | 50.86 | 57.46 | 45.1 | 44.8 | 73.89 | 75.68 | 61.61 | 57.46 | 73.41 | 61
1381 | 41.8 | 48.61 | 60.95 | 41.8 | 48.61 | 60.95 | 41.8 | 48.61 | 60.95 | 41.8 | 48.61 | 60.95 | 41.8 | 48.61 | 38.53 | 41.8 | 48.61 | 38.53 | 41.8 | 48.61 | 38.53 | 41.1 | 46.06 | 38.53 | 41.8 | 48.61 | 38.53 | 41.39 | 13.51 | 34.42 | 56.21 | 68.46 | 60.34 | 41.8 | 48.61 | 60.95 | 57.27 | 80 | 78.89 | 57.27 | 80 | 78.89 | 57.27 | 80 | 78.89 | 57.27 | 80 | 78.89 | 57.27 | 54.38 | 50.66 | 57.27 | 54.38 | 50.66 | 57.27 | 54.38 | 50.66 | 51.69 | 54.27 | 50.66 | 57.27 | 54.38 | 50.66 | 57.31 | 45.1 | 44.8 | 80.93 | 98.87 | 79.69 | 57.27 | 80 | 78.89
1382 | 40.94 | 45.91 | 38.37 | 40.94 | 45.91 | 38.37 | 41.64 | 48.45 | 38.37 | 41.64 | 48.45 | 38.37 | 41.64 | 48.45 | 38.37 | 41.64 | 48.45 | 38.37 | 40.94 | 45.91 | 38.37 | 40.94 | 45.9 | 38.37 | 41.64 | 48.45 | 38.37 | 41.23 | 13.51 | 34.42 | 50.14 | 48.94 | 37.98 | 40.94 | 45.91 | 38.37 | 51.52 | 54.22 | 50.5 | 51.52 | 54.22 | 50.5 | 57.1 | 54.22 | 50.5 | 57.1 | 54.22 | 50.5 | 57.1 | 54.22 | 50.5 | 57.1 | 54.22 | 50.37 | 51.52 | 54.22 | 50.5 | 51.52 | 54.11 | 50.5 | 57.1 | 54.22 | 50.5 | 56.72 | 45.1 | 44.8 | 63.01 | 54.77 | 49.36 | 51.52 | 54.22 | 51.3
1383 | 40.81 | 45.78 | 38.24 | 40.81 | 45.78 | 38.24 | 41.52 | 48.32 | 38.24 | 41.52 | 48.32 | 38.24 | 41.52 | 48.32 | 38.24 | 41.52 | 48.32 | 38.04 | 40.81 | 45.78 | 38.24 | 40.81 | 45.78 | 38.24 | 41.52 | 48.32 | 38.24 | 41.16 | 13.51 | 34.42 | 42 | 48.81 | 35.92 | 40.81 | 45.78 | 38.24 | 51.4 | 54.09 | 50.37 | 51.4 | 54.09 | 50.37 | 56.98 | 54.09 | 50.37 | 56.98 | 54.09 | 50.37 | 56.98 | 54.09 | 50.37 | 56.98 | 54.09 | 50.37 | 51.4 | 54.09 | 50.37 | 51.4 | 53.99 | 50.37 | 56.98 | 54.09 | 50.37 | 57.31 | 45.1 | 44.8 | 65.21 | 54.64 | 49.36 | 51.4 | 54.09 | 50.37
1384 | 40.91 | 45.87 | 38.34 | 40.91 | 45.87 | 38.34 | 41.61 | 48.42 | 38.93 | 41.61 | 48.42 | 38.93 | 41.61 | 48.42 | 38.34 | 41.61 | 48.42 | 38.34 | 40.91 | 45.87 | 38.34 | 40.91 | 45.87 | 38.34 | 41.61 | 48.42 | 38.34 | 41.2 | 42.14 | 34.42 | 42.04 | 48.91 | 38.54 | 40.91 | 45.87 | 38.34 | 51.49 | 54.08 | 51.3 | 51.49 | 54.08 | 51.3 | 57.07 | 54.19 | 51.3 | 57.07 | 54.19 | 51.3 | 57.07 | 54.19 | 50.47 | 57.07 | 54.19 | 50.47 | 51.49 | 54.08 | 50.47 | 51.49 | 54.08 | 50.47 | 57.07 | 54.19 | 50.47 | 56.72 | 47.89 | 44.8 | 75.88 | 54.74 | 50.78 | 51.49 | 54.08 | 51.3
1385 | 41.76 | 46.72 | 39.19 | 41.76 | 46.72 | 39.19 | 47.97 | 49.27 | 78.18 | 47.97 | 61.6 | 78.18 | 47.97 | 49.27 | 39.19 | 47.97 | 49.27 | 39.19 | 41.76 | 46.72 | 39.19 | 41.76 | 46.72 | 39.19 | 47.97 | 49.27 | 39.19 | 48.46 | 48.77 | 36.87 | 49.45 | 62.22 | 77.4 | 45.72 | 46.72 | 39.19 | 52.34 | 54.93 | 51.32 | 52.34 | 54.93 | 51.32 | 73.2 | 55.04 | 63.85 | 73.2 | 55.04 | 63.85 | 73.2 | 55.04 | 51.32 | 73.2 | 55.04 | 51.32 | 52.34 | 54.93 | 51.32 | 52.34 | 54.93 | 51.32 | 73.2 | 55.04 | 51.32 | 73.94 | 51.57 | 44.97 | 78.31 | 97.84 | 64.5 | 73.2 | 55.04 | 51.32
1386 | 42.49 | 47.46 | 39.92 | 42.49 | 47.46 | 39.92 | 55 | 50 | 81.09 | 55 | 67.93 | 81.09 | 55 | 50 | 39.92 | 55 | 50 | 39.92 | 42.49 | 47.46 | 39.92 | 42.49 | 47.46 | 39.92 | 55 | 50 | 39.92 | 55.55 | 48.78 | 38.24 | 56.69 | 69.33 | 80.28 | 45.72 | 47.46 | 39.92 | 53.08 | 55.67 | 52.06 | 53.08 | 55.67 | 52.06 | 75.18 | 55.77 | 63.85 | 75.18 | 96.86 | 63.85 | 75.18 | 55.77 | 52.16 | 75.18 | 55.77 | 52.06 | 53.08 | 55.67 | 52.06 | 53.08 | 55.67 | 52.06 | 75.18 | 55.77 | 52.16 | 75.93 | 53.49 | 47.56 | 79.9 | 98.86 | 64.5 | 73.76 | 55.67 | 52.06
1387 | 41.73 | 46.7 | 39.16 | 41.73 | 46.7 | 39.16 | 53.59 | 49.24 | 39.16 | 53.59 | 50.95 | 39.16 | 53.59 | 49.24 | 39.16 | 53.59 | 49.24 | 39.16 | 41.73 | 46.7 | 39.16 | 41.73 | 46.7 | 39.16 | 53.59 | 49.24 | 39.16 | 54.13 | 48.75 | 37.11 | 54.7 | 51.46 | 38.77 | 41.73 | 46.7 | 39.16 | 52.32 | 54.91 | 51.3 | 52.32 | 54.91 | 51.3 | 74.69 | 55.01 | 51.87 | 74.69 | 55.01 | 51.87 | 74.69 | 55.01 | 51.3 | 74.69 | 55.01 | 51.3 | 52.32 | 54.91 | 51.3 | 52.32 | 54.91 | 51.3 | 74.69 | 55.01 | 51.3 | 75.93 | 54.04 | 47.56 | 78.31 | 55.57 | 52.39 | 73.2 | 54.91 | 51.3
1388 | 41.11 | 46.07 | 38.54 | 41.11 | 46.07 | 38.54 | 43.65 | 46.07 | 38.54 | 43.65 | 46.07 | 38.54 | 43.65 | 47.52 | 38.54 | 43.65 | 47.52 | 36.59 | 41.11 | 46.07 | 38.54 | 41.11 | 46.07 | 38.54 | 43.65 | 47.52 | 38.54 | 44.09 | 45.61 | 35.14 | 44.99 | 46.54 | 38.15 | 41.11 | 46.07 | 38.54 | 51.7 | 54.28 | 50.67 | 51.7 | 54.28 | 50.67 | 61.91 | 54.39 | 50.67 | 61.91 | 54.39 | 50.67 | 61.91 | 54.39 | 50.67 | 61.91 | 54.39 | 49.94 | 51.7 | 54.28 | 50.67 | 51.7 | 54.28 | 50.67 | 61.91 | 54.39 | 50.67 | 69.52 | 52.09 | 45.12 | 70.94 | 54.94 | 48.93 | 61.91 | 54.28 | 50.67
1389 | 40.68 | 45.64 | 38.11 | 40.68 | 45.64 | 38.11 | 41.38 | 45.64 | 38.11 | 41.38 | 45.64 | 38.11 | 41.38 | 47.22 | 38.11 | 41.38 | 47.22 | 36.59 | 40.68 | 45.64 | 38.11 | 40.68 | 45.64 | 38.11 | 41.38 | 47.22 | 38.11 | 41.8 | 37.93 | 34.42 | 42.34 | 45.35 | 37.73 | 40.68 | 45.64 | 38.11 | 51.26 | 53.85 | 50.24 | 51.26 | 53.85 | 50.24 | 51.26 | 53.85 | 50.24 | 51.26 | 53.85 | 50.24 | 56.84 | 53.96 | 50.24 | 56.84 | 53.96 | 49.61 | 51.26 | 53.85 | 50.24 | 51.26 | 53.85 | 50.24 | 56.84 | 53.96 | 50.24 | 57.42 | 47.89 | 44.8 | 58.59 | 54.4 | 48.61 | 51.26 | 53.85 | 50.24
1390 | 40.4 | 45.36 | 37.83 | 40.4 | 45.36 | 37.83 | 40.4 | 45.36 | 37.83 | 40.4 | 45.36 | 37.83 | 41.1 | 47.22 | 37.83 | 41.1 | 47.22 | 36.59 | 40.4 | 45.36 | 37.83 | 40.4 | 45.36 | 37.83 | 41.1 | 47.22 | 37.83 | 40.77 | 18.51 | 34.42 | 40.8 | 45.34 | 35.85 | 40.4 | 45.36 | 37.83 | 50.98 | 53.57 | 49.96 | 50.98 | 53.57 | 49.96 | 50.98 | 53.57 | 49.96 | 50.98 | 53.57 | 49.96 | 56.56 | 53.68 | 49.96 | 56.56 | 53.68 | 49.61 | 50.98 | 53.57 | 49.96 | 50.98 | 53.57 | 49.96 | 56.56 | 53.68 | 49.96 | 56 | 47.66 | 44.8 | 57.14 | 54.11 | 48.12 | 50.98 | 53.57 | 49.96
1391 | 40.07 | 43.09 | 37.5 | 40.07 | 43.09 | 37.5 | 40.07 | 43.09 | 37.5 | 40.07 | 43.09 | 37.5 | 40.78 | 43.1 | 37.5 | 40.78 | 43.1 | 36.59 | 40.07 | 43.1 | 37.5 | 40.07 | 45.03 | 37.5 | 40.78 | 43.1 | 37.5 | 39.19 | 12.71 | 34.42 | 39.98 | 42.66 | 35.85 | 40.07 | 43.09 | 37.5 | 50.66 | 53.25 | 49.63 | 50.66 | 53.25 | 49.63 | 50.66 | 53.25 | 49.63 | 50.66 | 53.25 | 49.63 | 56.24 | 53.35 | 49.63 | 56.24 | 53.35 | 49.61 | 50.66 | 53.25 | 49.63 | 50.66 | 53.25 | 49.63 | 56.24 | 53.35 | 49.63 | 53.07 | 45.93 | 44.8 | 52 | 53.78 | 47.64 | 50.66 | 53.25 | 49.63
1392 | 38.1 | 42.65 | 37.58 | 38.1 | 42.65 | 37.58 | 38.1 | 42.65 | 37.58 | 38.1 | 42.65 | 37.58 | 40.85 | 43.09 | 37.58 | 40.85 | 43.09 | 36.59 | 40.15 | 43.09 | 37.58 | 40.15 | 45.11 | 37.58 | 40.85 | 43.09 | 37.58 | 37.72 | 12.71 | 34.42 | 38.49 | 42.22 | 35.49 | 38.1 | 42.65 | 37.58 | 50.73 | 53.32 | 49.71 | 50.73 | 53.32 | 49.71 | 50.73 | 53.32 | 49.71 | 50.73 | 53.32 | 49.71 | 56.31 | 53.43 | 49.71 | 56.31 | 53.43 | 49.61 | 50.73 | 53.32 | 49.71 | 50.73 | 53.32 | 49.71 | 56.31 | 53.43 | 49.71 | 51.25 | 45.93 | 44.8 | 51.25 | 53.86 | 47.64 | 50.73 | 53.32 | 49.71
1393 | 35.34 | 41.8 | 33.06 | 35.34 | 41.8 | 37.36 | 35.34 | 41.8 | 37.36 | 35.34 | 41.8 | 37.36 | 40.64 | 43.09 | 37.36 | 40.64 | 43.09 | 36.59 | 39.93 | 43.09 | 37.36 | 39.93 | 44.89 | 37.36 | 40.64 | 43.09 | 37.36 | 34.29 | 40.55 | 34.42 | 34.99 | 41.38 | 35.49 | 35.34 | 41.8 | 33.06 | 50.52 | 53.11 | 49.49 | 50.52 | 53.11 | 49.49 | 50.52 | 53.11 | 49.49 | 50.52 | 53.11 | 49.49 | 56.1 | 53.21 | 49.49 | 56.1 | 53.21 | 49.49 | 50.52 | 53.11 | 49.49 | 50.52 | 53.11 | 49.49 | 56.1 | 53.21 | 49.49 | 50.11 | 47.66 | 44.8 | 51.03 | 52.58 | 47.64 | 50.52 | 53.11 | 49.49
1394 | 36.57 | 40.97 | 33.27 | 36.57 | 40.97 | 36.59 | 36.57 | 40.97 | 36.59 | 36.57 | 40.97 | 36.59 | 40.5 | 43.09 | 37.23 | 40.5 | 43.09 | 36.59 | 39.79 | 43.09 | 37.23 | 39.79 | 44.76 | 37.23 | 40.5 | 43.09 | 37.23 | 36.94 | 40.55 | 34.42 | 36.57 | 41.38 | 35.49 | 36.57 | 40.97 | 33.27 | 50.38 | 52.97 | 49.36 | 50.38 | 52.97 | 49.36 | 50.38 | 52.97 | 49.36 | 50.38 | 52.97 | 49.36 | 55.96 | 53.08 | 49.36 | 55.96 | 53.08 | 49.36 | 50.38 | 52.97 | 49.36 | 50.38 | 52.97 | 49.36 | 55.96 | 53.08 | 49.36 | 51.8 | 47.89 | 44.8 | 50.89 | 52.44 | 47.64 | 50.38 | 52.97 | 49.36
1395 | 35.02 | 41.82 | 36.59 | 35.02 | 41.82 | 36.59 | 35.02 | 41.82 | 36.59 | 35.02 | 41.82 | 36.59 | 40.45 | 43.09 | 36.59 | 40.45 | 43.09 | 36.59 | 39.74 | 43.09 | 36.59 | 39.74 | 44.71 | 37.18 | 40.45 | 43.09 | 36.59 | 34.67 | 41.38 | 35.14 | 34.67 | 41.4 | 35.85 | 35.02 | 41.82 | 36.59 | 50.33 | 52.92 | 49.31 | 50.33 | 52.92 | 49.31 | 50.33 | 52.92 | 49.31 | 50.33 | 52.92 | 49.31 | 55.91 | 53.03 | 49.31 | 55.91 | 53.03 | 49.31 | 50.33 | 52.92 | 49.31 | 50.33 | 52.92 | 49.31 | 55.91 | 53.03 | 49.31 | 53.48 | 48.33 | 44.8 | 52.41 | 52.39 | 47.64 | 50.33 | 52.92 | 49.31
1396 | 34.29 | 42.65 | 37.46 | 34.29 | 42.65 | 37.46 | 34.29 | 42.65 | 37.46 | 34.29 | 42.65 | 37.46 | 40.74 | 43.09 | 37.46 | 40.74 | 43.09 | 36.59 | 40.03 | 43.09 | 37.46 | 40.03 | 44.99 | 37.46 | 40.74 | 43.09 | 37.46 | 32.93 | 41.38 | 35.14 | 33.94 | 42.22 | 35.85 | 34.29 | 42.65 | 37.46 | 50.62 | 53.21 | 49.59 | 50.62 | 53.21 | 49.59 | 50.62 | 53.21 | 49.59 | 50.62 | 53.21 | 49.59 | 56.2 | 53.31 | 49.59 | 56.2 | 53.31 | 49.59 | 50.62 | 53.21 | 49.59 | 50.62 | 53.21 | 49.59 | 56.2 | 53.31 | 49.59 | 51.13 | 52.67 | 46.69 | 51.13 | 53.74 | 47.64 | 50.62 | 53.21 | 49.59
1397 | 40.48 | 45.44 | 37.91 | 40.48 | 45.44 | 37.91 | 40.48 | 45.44 | 37.91 | 40.48 | 45.44 | 37.91 | 41.18 | 45.44 | 37.91 | 41.18 | 45.44 | 36.59 | 40.48 | 45.44 | 37.91 | 40.48 | 45.44 | 37.91 | 41.18 | 45.44 | 37.91 | 39.98 | 44.52 | 35.75 | 40.07 | 44.99 | 35.85 | 40.48 | 45.44 | 37.91 | 51.06 | 53.65 | 50.04 | 51.06 | 53.65 | 50.04 | 51.06 | 53.65 | 50.04 | 51.06 | 53.65 | 50.04 | 56.64 | 53.76 | 50.04 | 56.64 | 53.76 | 49.84 | 51.06 | 53.65 | 50.04 | 51.06 | 53.65 | 50.04 | 56.64 | 53.76 | 50.04 | 55.5 | 53.12 | 47.64 | 54.39 | 54.2 | 48.12 | 51.06 | 53.65 | 50.04
1398 | 40.84 | 45.8 | 38.27 | 40.84 | 45.8 | 38.27 | 40.84 | 45.8 | 38.27 | 40.84 | 45.8 | 38.27 | 41.54 | 47.22 | 38.27 | 41.54 | 47.22 | 38.07 | 40.84 | 45.8 | 38.27 | 40.84 | 45.8 | 38.27 | 41.54 | 47.22 | 38.27 | 41.18 | 46.26 | 36.01 | 41.25 | 46.26 | 36.74 | 40.84 | 45.8 | 38.27 | 51.42 | 54.01 | 50.4 | 51.42 | 54.01 | 50.4 | 51.42 | 54.01 | 50.4 | 51.42 | 54.01 | 50.4 | 57 | 54.12 | 50.4 | 57 | 54.12 | 50.4 | 51.42 | 54.01 | 50.4 | 51.42 | 54.01 | 50.4 | 57 | 54.12 | 50.4 | 58.71 | 53.58 | 48.61 | 58.71 | 54.56 | 48.61 | 51.42 | 54.01 | 50.4
1399 | 41.71 | 46.68 | 39.15 | 41.71 | 46.68 | 39.15 | 49.7 | 53.07 | 39.15 | 49.7 | 53.07 | 39.15 | 49.7 | 53.07 | 39.15 | 49.7 | 53.07 | 39.15 | 41.71 | 46.68 | 39.15 | 41.71 | 46.68 | 39.15 | 49.7 | 53.07 | 39.15 | 50.77 | 54.17 | 38.75 | 50.77 | 54.17 | 38.75 | 41.71 | 46.68 | 39.15 | 52.3 | 54.89 | 51.28 | 52.3 | 54.89 | 51.28 | 67.9 | 69.99 | 51.28 | 67.9 | 69.99 | 51.28 | 67.9 | 69.99 | 51.28 | 67.9 | 69.99 | 51.28 | 52.3 | 54.89 | 51.28 | 52.3 | 54.89 | 51.28 | 67.9 | 69.99 | 51.28 | 71.45 | 72.16 | 51.28 | 71.45 | 73.63 | 50.77 | 67.9 | 54.89 | 51.28
1400 | 42.62 | 47.59 | 40.05 | 42.62 | 47.59 | 40.05 | 52.41 | 53.07 | 40.05 | 52.41 | 53.07 | 40.05 | 52.41 | 53.07 | 40.05 | 52.41 | 53.07 | 40.05 | 42.62 | 47.59 | 40.05 | 42.62 | 47.59 | 40.05 | 52.41 | 53.07 | 40.05 | 53.54 | 55.27 | 39.65 | 53.54 | 54.17 | 39.65 | 45.72 | 47.59 | 40.05 | 53.21 | 55.8 | 52.19 | 53.21 | 56.61 | 52.19 | 72.48 | 72.16 | 52.19 | 72.48 | 72.16 | 52.19 | 72.48 | 72.16 | 52.19 | 72.48 | 72.16 | 52.19 | 53.21 | 56.61 | 52.19 | 53.21 | 55.8 | 52.19 | 72.48 | 72.16 | 52.19 | 74.72 | 73.65 | 51.67 | 74.72 | 73.64 | 51.67 | 72.48 | 56.61 | 52.19
1401 | 42.13 | 47.1 | 39.56 | 42.13 | 47.1 | 39.56 | 52.45 | 49.64 | 39.56 | 52.45 | 49.64 | 39.56 | 52.45 | 49.64 | 39.56 | 52.45 | 49.64 | 39.56 | 42.13 | 47.1 | 39.56 | 42.13 | 47.1 | 39.56 | 52.45 | 49.64 | 39.56 | 54.62 | 51.69 | 39.16 | 53.54 | 50.66 | 39.16 | 45.72 | 47.1 | 39.56 | 52.72 | 55.31 | 51.69 | 52.72 | 58.6 | 51.69 | 71.55 | 58.6 | 51.69 | 71.55 | 58.6 | 51.3 | 71.55 | 58.6 | 51.69 | 71.55 | 58.6 | 51.69 | 52.72 | 58.6 | 51.69 | 52.72 | 55.31 | 51.69 | 71.55 | 58.6 | 51.69 | 76.24 | 61.03 | 51.18 | 74.72 | 59.81 | 50.11 | 71.55 | 58.6 | 51.69
1402 | 41.69 | 46.65 | 39.12 | 41.69 | 46.65 | 39.12 | 48.68 | 46.65 | 39.12 | 48.68 | 46.65 | 39.12 | 48.68 | 49.2 | 39.12 | 48.68 | 49.2 | 39.12 | 41.69 | 46.65 | 39.12 | 41.69 | 46.65 | 39.12 | 48.68 | 49.2 | 39.12 | 50.69 | 48.7 | 39.51 | 49.69 | 47.13 | 38.73 | 45.72 | 46.65 | 39.12 | 52.28 | 54.86 | 51.25 | 52.28 | 54.86 | 51.25 | 70.7 | 54.86 | 51.25 | 70.7 | 54.86 | 51.25 | 70.7 | 54.97 | 51.25 | 70.7 | 54.97 | 51.25 | 52.28 | 54.86 | 51.25 | 52.28 | 54.86 | 51.25 | 70.7 | 54.97 | 51.25 | 73.86 | 56.36 | 50.74 | 72.39 | 55.42 | 49.78 | 70.7 | 54.86 | 51.3
1403 | 41.29 | 46.26 | 38.72 | 41.29 | 46.26 | 38.72 | 41.29 | 46.26 | 38.72 | 41.29 | 46.26 | 38.72 | 42 | 48.8 | 38.72 | 42 | 48.8 | 38.72 | 41.29 | 46.26 | 38.72 | 41.29 | 46.26 | 38.72 | 42 | 48.8 | 38.72 | 41.59 | 48.31 | 38.33 | 41.71 | 46.73 | 38.33 | 41.29 | 46.26 | 38.72 | 51.88 | 54.47 | 50.86 | 51.88 | 54.47 | 50.86 | 56.83 | 54.47 | 50.86 | 56.83 | 54.47 | 50.86 | 57.46 | 54.57 | 50.86 | 57.46 | 54.57 | 50.86 | 51.88 | 54.47 | 50.86 | 51.88 | 54.47 | 50.86 | 57.46 | 54.57 | 50.86 | 58.04 | 56.36 | 50.35 | 58 | 55.23 | 49.78 | 56.83 | 54.47 | 51.3
1404 | 41.17 | 46.14 | 38.6 | 41.17 | 46.14 | 38.6 | 41.18 | 46.14 | 38.6 | 41.18 | 46.14 | 38.6 | 41.88 | 48.68 | 38.6 | 41.88 | 48.68 | 38.6 | 41.17 | 46.14 | 38.6 | 41.17 | 46.14 | 38.6 | 41.88 | 48.68 | 38.6 | 41.59 | 48.19 | 38.99 | 41.59 | 46.6 | 38.21 | 41.17 | 46.14 | 38.6 | 51.76 | 54.35 | 50.74 | 51.76 | 54.35 | 50.74 | 56.83 | 54.35 | 50.74 | 56.83 | 54.35 | 50.74 | 57.34 | 54.45 | 50.74 | 57.34 | 54.45 | 50.74 | 51.76 | 54.35 | 50.74 | 51.76 | 54.35 | 50.74 | 57.34 | 54.45 | 50.74 | 58 | 56.36 | 50.23 | 58 | 55.23 | 49.78 | 56.83 | 54.35 | 50.74
1405 | 40.88 | 45.85 | 38.31 | 40.88 | 45.85 | 38.31 | 41.18 | 45.85 | 38.31 | 41.18 | 45.85 | 38.31 | 41.59 | 48.39 | 38.31 | 41.59 | 48.39 | 38.31 | 40.88 | 45.85 | 38.31 | 40.88 | 45.85 | 38.31 | 41.59 | 48.39 | 38.31 | 41.59 | 47.91 | 38.7 | 41.59 | 46.32 | 37.93 | 40.88 | 45.85 | 38.31 | 51.47 | 54.12 | 50.45 | 51.47 | 54.12 | 50.45 | 56.83 | 54.12 | 50.45 | 56.83 | 54.12 | 50.45 | 57.05 | 54.17 | 50.45 | 57.05 | 54.17 | 50.45 | 51.47 | 54.12 | 50.45 | 51.47 | 54.06 | 50.45 | 57.05 | 54.17 | 50.45 | 58 | 56.36 | 50.96 | 58 | 55.23 | 49.94 | 56.83 | 54.12 | 51.3
1406 | 40.7 | 45.66 | 38.13 | 40.7 | 45.66 | 38.13 | 41.4 | 48.21 | 38.13 | 41.4 | 48.21 | 38.13 | 41.4 | 48.21 | 38.13 | 41.4 | 48.21 | 38.13 | 40.7 | 45.66 | 38.13 | 40.7 | 45.66 | 38.13 | 41.4 | 48.21 | 38.13 | 41.94 | 50.21 | 38.51 | 41.82 | 49.21 | 38.24 | 40.7 | 45.66 | 38.13 | 51.28 | 54.12 | 50.26 | 51.28 | 54.12 | 50.26 | 56.86 | 54.12 | 50.26 | 56.86 | 54.12 | 50.26 | 56.86 | 54.12 | 50.26 | 56.86 | 54.12 | 50.26 | 51.28 | 54.12 | 50.26 | 51.28 | 53.87 | 50.26 | 56.86 | 54.12 | 50.26 | 58.59 | 56.36 | 50.77 | 59.18 | 55.79 | 49.78 | 51.28 | 54.12 | 51.3
1407 | 40.5 | 45.47 | 37.94 | 40.5 | 45.47 | 37.94 | 46.84 | 65.01 | 72.6 | 46.84 | 65.01 | 72.6 | 46.84 | 65.01 | 72.6 | 46.84 | 65.01 | 72.6 | 40.5 | 45.47 | 37.94 | 40.5 | 45.47 | 37.94 | 46.84 | 65.01 | 72.6 | 48.29 | 67.69 | 74.1 | 48.29 | 67.02 | 73.33 | 40.5 | 45.47 | 37.94 | 51.09 | 56.61 | 51.61 | 51.09 | 56.61 | 51.61 | 62.87 | 81.08 | 51.86 | 62.87 | 81.08 | 51.86 | 62.87 | 81.08 | 51.86 | 62.87 | 81.08 | 51.86 | 51.09 | 56.61 | 51.61 | 51.09 | 53.68 | 50.07 | 62.87 | 81.08 | 51.86 | 69.2 | 85.41 | 54.01 | 70.61 | 85.36 | 53.47 | 51.09 | 56.61 | 51.61
1408 | 40.54 | 45.5 | 37.97 | 40.54 | 45.51 | 37.97 | 53.44 | 76.03 | 81.11 | 53.44 | 76.03 | 81.11 | 53.44 | 76.03 | 81.11 | 53.44 | 76.03 | 81.11 | 40.54 | 45.51 | 37.97 | 40.54 | 45.5 | 37.97 | 53.44 | 76.03 | 81.11 | 56.21 | 79.17 | 83.62 | 55.64 | 79.17 | 81.96 | 40.54 | 45.5 | 37.97 | 51.12 | 53.82 | 51.61 | 51.12 | 53.82 | 51.61 | 73.21 | 98.07 | 102.88 | 73.21 | 98.07 | 102.88 | 73.21 | 98.07 | 102.88 | 73.21 | 98.07 | 102.88 | 51.12 | 53.82 | 51.61 | 51.12 | 53.71 | 50.1 | 73.21 | 98.07 | 102.88 | 81.52 | 103.95 | 107.13 | 81.52 | 105 | 105 | 51.12 | 53.82 | 51.61
1409 | 41.06 | 46.03 | 38.49 | 41.06 | 46.03 | 38.49 | 44.14 | 72.61 | 82.78 | 44.14 | 72.61 | 82.78 | 44.14 | 72.61 | 82.78 | 44.14 | 72.61 | 82.78 | 41.06 | 46.03 | 38.49 | 41.06 | 46.03 | 38.49 | 44.14 | 72.61 | 82.78 | 55.09 | 81.52 | 84.49 | 55.64 | 81.52 | 84.49 | 41.06 | 46.03 | 38.49 | 51.65 | 54.24 | 51.3 | 51.65 | 85.94 | 51.3 | 58.82 | 85.94 | 107.67 | 58.82 | 85.94 | 107.67 | 58.82 | 85.94 | 107.77 | 58.82 | 85.94 | 107.77 | 51.65 | 85.94 | 51.3 | 51.65 | 54.24 | 50.63 | 58.82 | 85.94 | 107.77 | 81.52 | 113.16 | 111.11 | 83.17 | 115.47 | 111.11 | 58.82 | 85.94 | 51.3
1410 | 41.93 | 46.9 | 39.36 | 41.93 | 46.9 | 39.36 | 53.96 | 78.4 | 96.03 | 53.96 | 78.4 | 96.03 | 53.96 | 78.4 | 96.03 | 53.96 | 78.4 | 96.03 | 41.93 | 46.9 | 39.36 | 41.93 | 46.9 | 39.36 | 53.96 | 78.4 | 96.03 | 56.84 | 81.64 | 100 | 57.41 | 80.83 | 98 | 45.72 | 46.9 | 39.36 | 52.52 | 55.11 | 51.5 | 52.52 | 90 | 51.5 | 73.76 | 97.01 | 107.67 | 73.76 | 97.01 | 107.67 | 73.76 | 97.01 | 108.87 | 73.76 | 97.01 | 108.87 | 52.52 | 90 | 51.5 | 52.52 | 55.11 | 51.5 | 73.76 | 97.01 | 108.87 | 85 | 116.64 | 113.37 | 85.86 | 116.64 | 111.1 | 73.76 | 90 | 51.5
1411 | 41.35 | 46.32 | 38.78 | 41.35 | 46.32 | 38.78 | 55.48 | 78.4 | 96.03 | 55.48 | 78.4 | 96.03 | 55.48 | 78.4 | 96.03 | 55.48 | 78.4 | 96.03 | 41.35 | 46.32 | 38.78 | 41.35 | 46.32 | 38.78 | 55.48 | 78.4 | 96.03 | 56.73 | 81.64 | 100 | 56.73 | 80.82 | 98 | 45.72 | 46.32 | 38.78 | 51.94 | 54.53 | 51.3 | 51.94 | 90 | 51.3 | 75.26 | 99.17 | 105.42 | 75.26 | 99.17 | 105.42 | 75.26 | 110 | 109.97 | 75.26 | 110 | 109.97 | 51.94 | 90 | 51.3 | 51.94 | 54.53 | 50.92 | 75.26 | 110 | 109.97 | 86.73 | 116.64 | 113.37 | 85.86 | 116.64 | 111.1 | 73.76 | 90 | 51.3
1412 | 40.52 | 45.48 | 37.95 | 40.52 | 45.5 | 37.95 | 53.44 | 75.83 | 94.12 | 53.44 | 75.83 | 94.12 | 53.44 | 78.4 | 94.12 | 53.44 | 78.4 | 94.12 | 40.52 | 45.5 | 37.95 | 40.52 | 45.48 | 37.95 | 53.44 | 78.4 | 94.12 | 56.21 | 81.64 | 98.01 | 55.09 | 80.02 | 95.07 | 40.52 | 45.48 | 37.95 | 51.1 | 53.82 | 51.3 | 51.1 | 53.82 | 51.3 | 56.68 | 53.82 | 51.3 | 56.68 | 53.82 | 51.3 | 56.68 | 110 | 108.87 | 56.68 | 110 | 108.87 | 51.1 | 53.82 | 51.3 | 51.1 | 53.69 | 50.08 | 56.68 | 110 | 108.87 | 83.17 | 116.64 | 113.37 | 81.52 | 114.59 | 106.7 | 56.68 | 53.82 | 51.3
1413 | 40.46 | 45.43 | 37.89 | 40.46 | 45.43 | 37.89 | 41.17 | 45.43 | 85.73 | 41.17 | 45.43 | 85.73 | 41.17 | 78.28 | 85.73 | 41.17 | 78.28 | 85.73 | 40.46 | 45.43 | 37.89 | 40.46 | 45.43 | 37.89 | 41.17 | 78.28 | 85.73 | 53.47 | 81.52 | 89.28 | 52.41 | 79.9 | 86.6 | 40.46 | 45.43 | 37.89 | 51.05 | 53.64 | 51.3 | 51.05 | 53.64 | 51.3 | 51.05 | 53.64 | 51.3 | 51.05 | 53.64 | 51.3 | 56.63 | 108.65 | 109.97 | 56.63 | 108.65 | 109.97 | 51.05 | 53.64 | 51.3 | 51.05 | 53.64 | 50.03 | 56.63 | 108.65 | 109.97 | 82.34 | 115.45 | 113.37 | 81.52 | 113.14 | 106.7 | 51.05 | 53.64 | 51.3
1414 | 40.23 | 45.2 | 37.67 | 40.23 | 45.2 | 37.67 | 40.23 | 45.2 | 79.5 | 40.23 | 45.2 | 79.5 | 40.94 | 76.73 | 79.5 | 40.94 | 76.73 | 79.5 | 40.23 | 45.2 | 37.67 | 40.23 | 45.2 | 37.67 | 40.94 | 76.73 | 79.5 | 49.73 | 79.9 | 83.62 | 49.73 | 78.31 | 80.3 | 40.23 | 45.2 | 37.67 | 50.82 | 53.41 | 51.3 | 50.82 | 53.41 | 51.3 | 50.82 | 53.41 | 51.3 | 50.82 | 53.41 | 51.3 | 56.4 | 105.19 | 108.87 | 56.4 | 105.19 | 108.87 | 50.82 | 53.41 | 51.3 | 50.82 | 53.41 | 49.8 | 56.4 | 105.19 | 108.87 | 74.72 | 111.15 | 111.11 | 74.72 | 111.15 | 104.49 | 50.82 | 53.41 | 51.3
1415 | 39.91 | 44.88 | 37.34 | 39.91 | 44.88 | 37.34 | 39.91 | 44.88 | 69.12 | 39.91 | 44.88 | 69.12 | 40.62 | 65.6 | 77.18 | 40.62 | 65.6 | 77.18 | 39.91 | 44.88 | 37.34 | 39.91 | 44.88 | 37.34 | 40.62 | 65.6 | 77.18 | 41.59 | 67.63 | 81.96 | 41.59 | 67.63 | 80.28 | 39.91 | 44.88 | 37.34 | 50.5 | 53.09 | 51.3 | 50.5 | 53.09 | 51.3 | 50.5 | 53.09 | 51.3 | 50.5 | 53.09 | 51.3 | 56.08 | 91.27 | 105.08 | 56.08 | 91.27 | 105.08 | 50.5 | 53.09 | 51.3 | 50.5 | 53.09 | 49.48 | 56.08 | 91.27 | 105.08 | 70.05 | 97.01 | 106.62 | 70.05 | 99.33 | 104.49 | 50.5 | 53.09 | 51.3
1416 | 40.1 | 45.07 | 37.53 | 40.1 | 45.07 | 37.53 | 40.1 | 45.07 | 73.46 | 40.1 | 45.07 | 73.46 | 40.81 | 61.01 | 73.46 | 40.81 | 61.01 | 73.46 | 40.1 | 45.07 | 37.53 | 40.1 | 45.07 | 37.53 | 40.81 | 61.01 | 73.46 | 41.22 | 63.54 | 81.96 | 40.77 | 62.27 | 80.32 | 40.1 | 45.07 | 37.53 | 50.69 | 53.28 | 51.3 | 50.69 | 53.28 | 51.3 | 50.69 | 53.28 | 51.3 | 50.69 | 53.28 | 51.3 | 56.27 | 91.27 | 100.39 | 56.27 | 91.27 | 100.39 | 50.69 | 53.28 | 51.3 | 50.69 | 53.28 | 49.67 | 56.27 | 91.27 | 100.39 | 66.49 | 97.01 | 106.7 | 65.16 | 103.92 | 104.57 | 50.69 | 53.28 | 51.3
1417 | 39.83 | 44.8 | 37.26 | 39.83 | 44.8 | 37.26 | 39.83 | 44.8 | 69.12 | 39.83 | 44.8 | 69.12 | 40.54 | 47.37 | 69.12 | 40.54 | 47.37 | 69.12 | 39.83 | 44.8 | 37.26 | 39.83 | 44.8 | 37.26 | 40.54 | 47.37 | 69.12 | 40.26 | 59.21 | 80.66 | 40.26 | 59.21 | 80.28 | 39.83 | 44.8 | 37.26 | 50.42 | 53.01 | 51.3 | 50.42 | 53.01 | 51.3 | 50.42 | 53.01 | 51.3 | 50.42 | 53.01 | 51.3 | 56 | 76.34 | 89.12 | 56 | 76.34 | 89.12 | 50.42 | 53.01 | 51.3 | 50.42 | 53.01 | 49.4 | 56 | 76.34 | 89.12 | 56.82 | 84.48 | 104.49 | 57.98 | 102.88 | 106.62 | 50.42 | 53.01 | 51.3
1418 | 39.71 | 44.67 | 39.02 | 39.71 | 44.67 | 39.02 | 39.71 | 44.67 | 59.31 | 39.71 | 44.67 | 59.31 | 40.41 | 47.24 | 59.31 | 40.41 | 47.24 | 59.31 | 39.71 | 44.67 | 37.14 | 39.71 | 44.67 | 37.14 | 40.41 | 47.24 | 59.31 | 40.06 | 59.21 | 81.96 | 40.11 | 60.41 | 81.96 | 39.71 | 44.67 | 39.02 | 50.3 | 52.88 | 53.17 | 50.3 | 52.88 | 53.17 | 50.3 | 52.88 | 53.17 | 50.3 | 52.88 | 53.17 | 55.88 | 68.46 | 77.62 | 55.88 | 68.46 | 77.62 | 50.3 | 52.88 | 51.61 | 50.3 | 52.88 | 49.27 | 55.88 | 68.46 | 77.62 | 57.15 | 102.9 | 107.77 | 58.32 | 105 | 109.97 | 50.3 | 52.88 | 53.17
1419 | 39.76 | 44.73 | 39.02 | 39.76 | 44.73 | 39.02 | 39.76 | 44.73 | 58.42 | 39.76 | 44.73 | 58.42 | 40.47 | 47.28 | 58.42 | 40.47 | 47.28 | 58.42 | 39.76 | 44.73 | 37.19 | 39.76 | 44.73 | 37.19 | 40.47 | 47.28 | 58.42 | 40.06 | 59.21 | 80.66 | 40.16 | 60.41 | 80.66 | 39.76 | 44.73 | 39.02 | 50.35 | 53.04 | 52.4 | 50.35 | 53.04 | 52.4 | 50.35 | 53.04 | 52.4 | 50.35 | 53.04 | 52.4 | 55.93 | 53.04 | 52.4 | 55.93 | 53.04 | 52.4 | 50.35 | 52.94 | 51.61 | 50.35 | 52.94 | 49.33 | 55.93 | 53.04 | 52.4 | 57.15 | 103.44 | 107.78 | 58.32 | 104.48 | 109.98 | 50.35 | 53.04 | 52.4
1420 | 39.97 | 44.93 | 38.83 | 39.97 | 44.94 | 38.83 | 39.97 | 44.94 | 38.83 | 39.97 | 44.94 | 38.83 | 40.68 | 47.48 | 38.83 | 40.68 | 47.48 | 38.83 | 39.97 | 44.94 | 37.4 | 39.97 | 44.93 | 37.4 | 40.68 | 47.48 | 38.83 | 40.27 | 59.21 | 80.66 | 40.37 | 60.41 | 80.28 | 39.97 | 44.93 | 38.83 | 50.56 | 53.25 | 51.3 | 50.56 | 53.25 | 51.3 | 50.56 | 53.25 | 51.3 | 50.56 | 53.25 | 51.3 | 56.14 | 53.25 | 51.3 | 56.14 | 53.25 | 51.3 | 50.56 | 53.15 | 51.3 | 50.56 | 53.15 | 49.53 | 56.14 | 53.25 | 51.3 | 58.32 | 99.14 | 104.49 | 58.32 | 100.14 | 104.49 | 50.56 | 53.25 | 51.3
1421 | 40.29 | 45.26 | 39.79 | 40.29 | 45.26 | 39.79 | 40.29 | 45.26 | 39.79 | 40.29 | 45.26 | 39.79 | 41 | 47.8 | 39.79 | 41 | 47.8 | 39.79 | 40.29 | 45.26 | 37.72 | 40.29 | 45.26 | 37.72 | 41 | 47.8 | 39.79 | 40.77 | 59.21 | 80.66 | 40.77 | 60.41 | 80.28 | 40.29 | 45.26 | 39.79 | 50.88 | 53.82 | 51.3 | 50.88 | 53.82 | 51.3 | 50.88 | 53.82 | 51.3 | 50.88 | 53.82 | 51.3 | 56.46 | 53.82 | 51.3 | 56.46 | 53.82 | 51.3 | 50.88 | 53.47 | 51.3 | 50.88 | 53.47 | 49.86 | 56.46 | 53.82 | 51.3 | 60.32 | 103.95 | 106.89 | 60.93 | 105 | 104.75 | 50.88 | 53.82 | 51.3
1422 | 41.4 | 50.07 | 73 | 41.4 | 50.07 | 76.63 | 41.4 | 50.07 | 76.63 | 41.4 | 50.07 | 76.63 | 41.4 | 50.07 | 76.63 | 41.4 | 50.07 | 76.63 | 40.69 | 50.07 | 41.26 | 40.69 | 45.66 | 38.12 | 41.4 | 50.07 | 41.26 | 50.23 | 79.1 | 83.16 | 51.26 | 79.1 | 82.78 | 41.4 | 50.07 | 73 | 56.86 | 55.77 | 77.75 | 56.86 | 55.77 | 77.75 | 56.86 | 55.77 | 77.75 | 56.86 | 103.92 | 77.75 | 56.86 | 55.77 | 77.75 | 56.86 | 55.77 | 77.75 | 51.28 | 55.77 | 52.4 | 51.28 | 53.87 | 50.25 | 56.86 | 55.77 | 52.4 | 79.9 | 111.15 | 111.11 | 81.52 | 113.41 | 111.11 | 56.86 | 55.77 | 77.75
1423 | 53.5 | 77.5 | 77.11 | 53.96 | 77.5 | 80.3 | 53.96 | 77.5 | 80.3 | 53.96 | 77.5 | 80.3 | 53.96 | 77.5 | 78.24 | 53.96 | 77.5 | 78.24 | 53.96 | 64.88 | 65.45 | 41.46 | 46.43 | 38.89 | 53.96 | 64.88 | 65.45 | 56.84 | 81.52 | 84.46 | 57.99 | 83.18 | 83.62 | 53.5 | 77.5 | 77.11 | 80 | 102.18 | 106.7 | 80 | 102.18 | 106.7 | 80 | 102.18 | 106.7 | 80 | 102.88 | 106.7 | 80 | 102.18 | 106.7 | 80 | 102.18 | 106.7 | 80 | 86.78 | 82.5 | 52.05 | 54.64 | 51.02 | 80 | 86.78 | 82.5 | 90.09 | 114.59 | 111.11 | 91.92 | 116.71 | 113.37 | 80 | 102.18 | 106.7
1424 | 55.08 | 78.28 | 80.3 | 55.08 | 78.28 | 80.3 | 55.51 | 78.28 | 80.3 | 55.51 | 78.28 | 80.3 | 55.51 | 77.5 | 80.02 | 55.51 | 77.5 | 80.02 | 55.08 | 73.09 | 80.02 | 42.13 | 47.1 | 39.56 | 55.51 | 73.09 | 80.02 | 56.84 | 81.52 | 83.62 | 57.99 | 83.18 | 81.96 | 55.08 | 78.28 | 80.3 | 81.14 | 105.74 | 107.67 | 81.14 | 105.74 | 107.67 | 81.14 | 105.74 | 107.67 | 81.14 | 105.74 | 107.67 | 81.14 | 105.74 | 107.67 | 81.14 | 105.74 | 107.67 | 81.14 | 89.69 | 90 | 52.72 | 55.31 | 51.69 | 81.14 | 89.69 | 90 | 90.09 | 113.42 | 111.11 | 91.92 | 112.28 | 111.11 | 81.14 | 105.74 | 107.67
1425 | 54.86 | 77.5 | 80.3 | 54.86 | 77.5 | 80.3 | 55.51 | 77.5 | 80.3 | 55.51 | 77.5 | 80.3 | 55.51 | 76.73 | 80.3 | 55.51 | 76.73 | 80.3 | 54.86 | 73.66 | 80.3 | 41.9 | 46.87 | 39.34 | 55.51 | 73.66 | 80.3 | 56.84 | 80.71 | 83.62 | 57.99 | 80.71 | 81.96 | 54.86 | 77.5 | 80.3 | 80.91 | 105.52 | 107.67 | 80.91 | 105.52 | 107.67 | 80.91 | 105.52 | 107.67 | 80.91 | 105.52 | 107.67 | 80.91 | 105.52 | 107.67 | 80.91 | 105.52 | 107.67 | 80.91 | 89.69 | 107.67 | 52.49 | 55.08 | 51.47 | 80.91 | 89.69 | 107.67 | 90.09 | 111.15 | 110 | 91.92 | 108.95 | 108.76 | 80.91 | 105.52 | 107.67
1426 | 54.61 | 76.73 | 80.68 | 54.61 | 76.73 | 80.68 | 55.17 | 76.73 | 80.68 | 55.17 | 76.73 | 80.68 | 55.17 | 76.73 | 80.3 | 55.17 | 76.73 | 80.3 | 54.61 | 76.73 | 80.3 | 41.66 | 46.63 | 39.09 | 55.17 | 76.73 | 80.3 | 57.99 | 79.9 | 83.16 | 57.99 | 79.17 | 81.49 | 54.61 | 76.73 | 80.68 | 80.67 | 102.18 | 102.88 | 80.67 | 102.18 | 102.88 | 81.08 | 102.18 | 102.88 | 81.08 | 102.18 | 102.88 | 81.08 | 96.42 | 102.88 | 81.08 | 96.42 | 102.88 | 80.67 | 96.42 | 100 | 52.25 | 54.84 | 51.22 | 81.08 | 96.42 | 102.88 | 90.09 | 104.29 | 107.13 | 91 | 104.29 | 104.49 | 81.08 | 102.18 | 103.4
1427 | 54.21 | 72.22 | 80.32 | 54.21 | 72.22 | 80.32 | 55.38 | 72.22 | 80.32 | 55.38 | 72.22 | 80.32 | 55.38 | 72.21 | 80.3 | 55.38 | 72.21 | 80.3 | 41.25 | 72.21 | 80.3 | 41.25 | 46.22 | 38.68 | 55.38 | 72.21 | 80.3 | 57.45 | 74.45 | 82.78 | 56.84 | 73.7 | 81.13 | 54.41 | 72.22 | 80.32 | 80.26 | 101.85 | 103.09 | 80.26 | 101.85 | 103.09 | 81.63 | 101.85 | 103.09 | 81.63 | 101.85 | 103.09 | 81.63 | 87.86 | 103.09 | 81.63 | 87.86 | 103.09 | 80.26 | 87.86 | 51.61 | 51.84 | 54.43 | 50.82 | 81.63 | 87.86 | 103.09 | 87.67 | 103.95 | 104.49 | 87.67 | 102.88 | 102.46 | 81.63 | 101.85 | 104.44
1428 | 53.81 | 67.97 | 80.32 | 53.81 | 67.97 | 80.32 | 55.07 | 67.97 | 80.32 | 55.07 | 67.97 | 80.32 | 55.07 | 67.97 | 80.3 | 55.07 | 67.97 | 80.3 | 40.86 | 45.84 | 38.29 | 40.86 | 45.83 | 38.29 | 55.07 | 67.97 | 80.3 | 56.21 | 69.37 | 82.78 | 56.21 | 68.66 | 81.13 | 53.98 | 67.97 | 80.32 | 79.87 | 98.21 | 103.09 | 79.87 | 98.21 | 103.09 | 80.28 | 98.21 | 103.09 | 80.28 | 98.21 | 103.09 | 79.5 | 90 | 103.09 | 79.5 | 90 | 103.09 | 51.45 | 54.04 | 51.61 | 51.45 | 54.04 | 50.43 | 79.5 | 90 | 103.09 | 85 | 100.24 | 104.13 | 85 | 99.2 | 102.06 | 80.28 | 98.21 | 104.44
1429 | 53.71 | 76.73 | 80.32 | 53.71 | 76.73 | 80.32 | 54.23 | 76.73 | 80.32 | 54.23 | 76.73 | 80.32 | 54.23 | 65.62 | 80.3 | 54.23 | 65.62 | 80.3 | 40.75 | 45.72 | 38.18 | 40.75 | 45.72 | 38.18 | 54.23 | 65.62 | 80.3 | 56.84 | 78.31 | 82.78 | 56.84 | 78.31 | 81.13 | 54.23 | 76.73 | 80.32 | 79.76 | 101.85 | 103.09 | 79.76 | 101.85 | 103.09 | 80.18 | 101.85 | 103.09 | 80.18 | 101.85 | 103.09 | 70.9 | 87.86 | 103.09 | 70.9 | 87.86 | 103.09 | 51.34 | 53.93 | 51.61 | 51.34 | 53.93 | 50.32 | 70.9 | 87.86 | 103.09 | 85 | 103.95 | 104.49 | 85 | 102.88 | 103.95 | 80.18 | 101.85 | 103.4
1430 | 53.53 | 77.5 | 81.96 | 53.53 | 77.5 | 81.96 | 53.53 | 77.5 | 81.96 | 53.53 | 77.5 | 81.96 | 53.48 | 70.74 | 80.3 | 53.48 | 70.74 | 80.3 | 40.58 | 45.55 | 38.01 | 40.58 | 45.54 | 38.01 | 53.48 | 70.74 | 80.3 | 56.84 | 79.1 | 82.78 | 57.41 | 79.1 | 82.78 | 53.53 | 77.5 | 81.96 | 79.59 | 103.92 | 106.71 | 79.59 | 103.92 | 106.71 | 80 | 103.92 | 106.71 | 80 | 103.92 | 106.71 | 66.77 | 86.3 | 103.5 | 66.77 | 86.3 | 103.5 | 51.16 | 53.75 | 51.61 | 51.16 | 53.75 | 50.14 | 66.77 | 86.3 | 103.5 | 85 | 106.06 | 110 | 85.7 | 104.97 | 107.79 | 80 | 103.92 | 106.71
1431 | 53.37 | 77.64 | 82.78 | 53.37 | 77.64 | 82.78 | 54.54 | 77.64 | 82.78 | 54.54 | 77.64 | 82.78 | 54.54 | 77.64 | 81.11 | 54.54 | 77.64 | 81.11 | 40.41 | 45.38 | 37.85 | 40.41 | 45.38 | 37.85 | 54.54 | 77.64 | 81.11 | 56.84 | 81.52 | 83.62 | 57.41 | 79.9 | 83.62 | 53.37 | 77.64 | 82.78 | 79.42 | 104.03 | 107.67 | 79.42 | 104.03 | 107.67 | 79.84 | 104.03 | 107.67 | 79.84 | 104.03 | 107.67 | 73.64 | 97.01 | 107.67 | 73.64 | 97.01 | 107.67 | 51 | 53.59 | 51.61 | 51 | 53.59 | 49.98 | 73.64 | 97.01 | 107.67 | 88.67 | 111.16 | 110 | 89.56 | 108.94 | 107.8 | 79.84 | 104.03 | 107.67
1432 | 53.5 | 77.77 | 80 | 53.5 | 77.77 | 88.29 | 54.67 | 79.87 | 96.03 | 54.67 | 79.87 | 96.03 | 54.67 | 79.87 | 96.03 | 54.67 | 79.87 | 96.03 | 40.54 | 45.51 | 37.97 | 40.54 | 45.51 | 37.97 | 54.67 | 79.87 | 96.03 | 56.84 | 83.18 | 100 | 57.41 | 82.34 | 98 | 53.5 | 77.77 | 80 | 79.55 | 104.16 | 107.67 | 79.55 | 104.16 | 108.21 | 79.97 | 107.74 | 108.21 | 79.97 | 107.74 | 108.21 | 79.5 | 107.74 | 108.21 | 79.5 | 107.74 | 108.21 | 51.13 | 53.72 | 50.11 | 51.13 | 53.72 | 50.11 | 79.5 | 107.74 | 108.21 | 90.09 | 116.64 | 111.53 | 91 | 114.31 | 109.3 | 79.97 | 104.16 | 107.67
1433 | 54.16 | 78.43 | 77.11 | 54.16 | 78.43 | 88.95 | 56.81 | 106.7 | 110.97 | 56.81 | 106.7 | 110.97 | 56.81 | 106.7 | 110.97 | 56.81 | 106.7 | 110.97 | 41.2 | 46.17 | 38.64 | 41.2 | 46.17 | 38.64 | 56.81 | 106.7 | 110.97 | 59.75 | 111.55 | 115.56 | 59.75 | 111.55 | 113.26 | 54.16 | 78.43 | 77.11 | 80.21 | 104.82 | 108.68 | 80.21 | 104.82 | 108.87 | 97.6 | 116.45 | 113.17 | 97.6 | 116.45 | 113.17 | 97.6 | 116.45 | 113.17 | 97.6 | 116.45 | 113.17 | 51.79 | 54.38 | 50.77 | 51.79 | 54.38 | 50.77 | 97.6 | 116.45 | 113.17 | 103.95 | 123.76 | 117.85 | 106.06 | 121.29 | 115.49 | 90 | 104.82 | 108.68
1434 | 54.82 | 79.09 | 77.11 | 54.82 | 79.09 | 89.61 | 83.45 | 120 | 198.85 | 83.45 | 120 | 198.85 | 83.45 | 200 | 198.85 | 83.45 | 200 | 198.85 | 41.87 | 46.83 | 39.3 | 41.87 | 46.83 | 39.3 | 83.45 | 200 | 198.85 | 89.59 | 212.56 | 207.07 | 91.41 | 212.56 | 202.95 | 54.82 | 79.09 | 77.11 | 80.88 | 105.48 | 107.67 | 80.88 | 105.48 | 109.54 | 98.95 | 120.25 | 164.89 | 98.95 | 120.25 | 164.89 | 98.95 | 151.52 | 200 | 98.95 | 151.52 | 200 | 52.46 | 55.04 | 51.43 | 52.46 | 55.04 | 51.43 | 98.95 | 151.52 | 200 | 189.09 | 215.64 | 212.23 | 192.93 | 215.64 | 207.99 | 96.01 | 105.48 | 107.67
1435 | 46.84 | 78.31 | 70.53 | 54.04 | 78.31 | 88.83 | 77.27 | 120 | 198.85 | 77.27 | 120 | 198.85 | 77.27 | 200 | 198.85 | 77.27 | 200 | 198.85 | 41.09 | 46.05 | 38.52 | 41.09 | 46.05 | 38.52 | 77.27 | 200 | 198.85 | 89.59 | 212.56 | 207.07 | 91.41 | 212.56 | 202.95 | 46.84 | 78.31 | 70.53 | 80.1 | 104.58 | 104.96 | 80.1 | 104.7 | 120 | 113.4 | 120.25 | 120 | 113.4 | 120.25 | 120 | 113.4 | 125 | 120 | 113.4 | 125 | 120 | 51.68 | 54.26 | 50.65 | 51.68 | 54.26 | 50.65 | 113.4 | 125 | 120 | 189.09 | 215.64 | 212.23 | 192.93 | 215.64 | 207.99 | 90 | 104.58 | 104.96
1436 | 45.72 | 77.5 | 70.53 | 53.53 | 77.8 | 88.33 | 59 | 91.6 | 125 | 59 | 91.6 | 125 | 59 | 125 | 192.16 | 59 | 125 | 192.16 | 40.58 | 45.55 | 38.01 | 40.58 | 45.55 | 38.01 | 59 | 125 | 192.16 | 63.72 | 143.62 | 200.11 | 65.01 | 143.62 | 196.11 | 45.72 | 77.5 | 70.53 | 79.59 | 98.21 | 104.58 | 79.59 | 104.2 | 108.25 | 82.45 | 120 | 113.4 | 82.45 | 120 | 113.4 | 82.45 | 120 | 113.4 | 82.45 | 120 | 113.4 | 51.17 | 53.76 | 50.14 | 51.17 | 53.76 | 50.14 | 82.45 | 120 | 113.4 | 103.95 | 159.42 | 212.23 | 106.06 | 159.42 | 207.99 | 79.59 | 98.21 | 104.58
1437 | 44.98 | 77.5 | 50 | 53.39 | 77.66 | 88.19 | 53.39 | 82.45 | 101.85 | 53.39 | 82.45 | 101.85 | 53.39 | 97.54 | 101.85 | 53.39 | 97.54 | 101.85 | 40.44 | 45.41 | 37.87 | 40.44 | 45.41 | 37.87 | 53.39 | 97.54 | 101.85 | 56.84 | 102.6 | 106.06 | 57.99 | 104.68 | 103.95 | 44.98 | 77.5 | 50 | 78.31 | 101.2 | 103.4 | 78.31 | 104.06 | 108.11 | 78.31 | 109.75 | 108.11 | 78.31 | 109.75 | 108.11 | 78.31 | 109.75 | 108.11 | 78.31 | 109.75 | 108.11 | 51.03 | 53.62 | 51.61 | 51.03 | 53.62 | 50 | 78.31 | 109.75 | 108.11 | 90.09 | 116.64 | 111.11 | 91.92 | 119.01 | 113.37 | 78.31 | 101.2 | 103.4
1438 | 40.14 | 77.36 | 77.11 | 40.85 | 77.36 | 87.89 | 40.85 | 77.36 | 96.03 | 40.85 | 77.36 | 96.03 | 40.85 | 77.36 | 96.03 | 40.85 | 77.36 | 96.03 | 40.14 | 45.11 | 37.57 | 40.14 | 45.11 | 37.57 | 40.85 | 77.36 | 96.03 | 55.73 | 82.22 | 100 | 56.86 | 83.9 | 99 | 40.14 | 77.36 | 77.11 | 61.62 | 95.68 | 104.44 | 61.62 | 103.76 | 105.63 | 61.62 | 103.76 | 105.63 | 61.62 | 103.76 | 105.63 | 61.62 | 103.76 | 105.63 | 61.62 | 103.76 | 105.63 | 50.73 | 53.32 | 49.7 | 50.73 | 53.32 | 49.7 | 61.62 | 103.76 | 105.63 | 87 | 113.68 | 111.11 | 88.77 | 116.64 | 113.37 | 61.62 | 95.68 | 104.44
1439 | 39.79 | 67.63 | 77.11 | 40.35 | 69.21 | 85 | 40.35 | 69.21 | 85 | 40.35 | 69.21 | 85 | 40.5 | 69.21 | 85 | 40.5 | 69.21 | 85 | 39.79 | 44.76 | 37.22 | 39.79 | 44.76 | 37.22 | 40.5 | 69.21 | 85 | 50.77 | 79.1 | 98.01 | 50.77 | 80.71 | 98.01 | 39.79 | 67.63 | 77.11 | 55.96 | 87.65 | 90 | 55.96 | 87.65 | 90 | 55.96 | 87.65 | 90 | 55.96 | 87.65 | 90 | 55.96 | 87.65 | 51.61 | 55.96 | 87.65 | 51.61 | 50.38 | 52.97 | 51.61 | 50.38 | 52.97 | 49.35 | 55.96 | 87.65 | 51.61 | 73.5 | 110 | 108.89 | 74.99 | 115.39 | 111.11 | 55.96 | 87.65 | 90
1440 | 39.75 | 59.18 | 76.19 | 39.94 | 59.18 | 82.62 | 39.94 | 59.18 | 82.62 | 39.94 | 59.18 | 82.62 | 40.46 | 59.18 | 63.74 | 40.46 | 59.18 | 63.74 | 39.75 | 44.72 | 37.18 | 39.75 | 44.72 | 37.18 | 40.46 | 59.18 | 63.74 | 45.65 | 69.02 | 84.33 | 45.29 | 69.72 | 84.33 | 39.75 | 59.18 | 76.19 | 55.92 | 77.08 | 90 | 55.92 | 77.08 | 90 | 55.92 | 77.08 | 90 | 55.92 | 77.08 | 90 | 55.92 | 77.08 | 51.61 | 55.92 | 77.08 | 51.61 | 50.34 | 52.93 | 51.61 | 50.34 | 52.93 | 49.32 | 55.92 | 77.08 | 51.61 | 64.47 | 110 | 108.89 | 65.12 | 115.39 | 111.11 | 55.92 | 77.08 | 90
1441 | 39.63 | 58.13 | 77.11 | 39.63 | 58.13 | 81.11 | 39.63 | 58.13 | 81.11 | 39.63 | 58.13 | 81.11 | 40.34 | 58.13 | 39.85 | 40.34 | 58.13 | 39.85 | 39.63 | 44.6 | 37.07 | 39.63 | 44.6 | 37.07 | 40.34 | 58.13 | 39.85 | 41.53 | 65.9 | 82.78 | 41.24 | 67.24 | 82.78 | 39.63 | 58.13 | 77.11 | 52.03 | 68.69 | 103.4 | 52.03 | 68.69 | 103.4 | 52.03 | 68.69 | 103.4 | 52.03 | 78.19 | 103.4 | 55.8 | 68.69 | 50.47 | 55.8 | 68.69 | 50.47 | 50.22 | 52.81 | 50.47 | 50.22 | 52.81 | 49.2 | 55.8 | 68.69 | 50.47 | 59.85 | 104.99 | 108.89 | 59.85 | 107.13 | 111.11 | 52.03 | 68.69 | 103.4
1442 | 39.54 | 47.18 | 71.3 | 39.54 | 47.18 | 77.32 | 39.54 | 47.18 | 77.32 | 39.54 | 47.18 | 77.32 | 40.25 | 47.18 | 63.53 | 40.25 | 47.18 | 63.53 | 39.54 | 44.51 | 36.97 | 39.54 | 44.51 | 36.97 | 40.25 | 47.18 | 63.53 | 40.65 | 59.92 | 82.78 | 40.65 | 61.14 | 82.78 | 39.54 | 47.18 | 71.3 | 50.23 | 54.59 | 85 | 50.23 | 54.59 | 85 | 50.23 | 54.59 | 85 | 50.23 | 70.33 | 85 | 55.71 | 54.59 | 50.75 | 55.71 | 54.59 | 50.75 | 50.13 | 52.72 | 50.75 | 50.13 | 52.72 | 49.11 | 55.71 | 54.59 | 50.75 | 59.85 | 106.05 | 110 | 59.85 | 108.21 | 111.11 | 50.23 | 54.59 | 85
1443 | 39.6 | 47.12 | 67.74 | 39.6 | 47.12 | 73.46 | 39.6 | 47.12 | 73.46 | 39.6 | 47.12 | 73.46 | 40.31 | 47.12 | 39.85 | 40.31 | 47.12 | 39.85 | 39.6 | 44.57 | 37.04 | 39.6 | 44.57 | 37.04 | 40.31 | 47.12 | 39.85 | 40.42 | 59.92 | 81.96 | 40.42 | 61.14 | 81.96 | 39.6 | 47.12 | 67.74 | 50.19 | 54.06 | 84.85 | 50.19 | 54.06 | 84.85 | 50.19 | 54.06 | 84.85 | 50.19 | 69.38 | 84.85 | 55.77 | 54.06 | 50.75 | 55.77 | 54.06 | 50.75 | 50.19 | 52.78 | 50.75 | 50.19 | 52.78 | 49.17 | 55.77 | 54.06 | 50.75 | 58.32 | 102.9 | 110 | 58.32 | 105 | 111.11 | 50.19 | 54.06 | 84.85
1444 | 39.81 | 47.33 | 77.11 | 39.81 | 47.33 | 78.68 | 39.81 | 47.33 | 78.68 | 39.81 | 47.33 | 78.68 | 40.52 | 47.33 | 39.85 | 40.52 | 47.33 | 39.85 | 39.81 | 47.3 | 37.24 | 39.81 | 44.78 | 37.24 | 40.52 | 47.33 | 39.85 | 40.63 | 59.92 | 81.96 | 40.63 | 61.14 | 80.32 | 39.81 | 47.33 | 77.11 | 53.63 | 54.26 | 93.91 | 53.63 | 54.26 | 93.91 | 53.63 | 54.26 | 93.91 | 53.63 | 76.11 | 93.91 | 55.98 | 54.26 | 50.75 | 55.98 | 54.26 | 50.75 | 50.4 | 52.99 | 50.75 | 50.4 | 52.99 | 49.37 | 55.98 | 54.26 | 50.75 | 59.5 | 101.87 | 104.58 | 59.5 | 103.95 | 106.71 | 53.63 | 54.26 | 93.91
1445 | 40.27 | 47.68 | 81.14 | 40.27 | 47.68 | 81.14 | 40.27 | 47.68 | 81.14 | 40.27 | 47.68 | 81.14 | 40.87 | 47.68 | 77.11 | 40.87 | 47.68 | 77.11 | 40.16 | 47.68 | 77.11 | 40.16 | 45.13 | 37.59 | 40.87 | 47.68 | 77.11 | 41.24 | 62.08 | 81.96 | 41.24 | 63.34 | 81.96 | 40.27 | 47.68 | 81.14 | 56.33 | 82.03 | 106.7 | 56.33 | 82.03 | 106.7 | 56.33 | 82.03 | 106.7 | 56.33 | 83.69 | 106.7 | 56.33 | 68.46 | 50.75 | 56.33 | 68.46 | 50.75 | 50.75 | 68.46 | 50.75 | 50.75 | 53.34 | 49.73 | 56.33 | 68.46 | 50.75 | 59.85 | 101.87 | 105.63 | 60.45 | 103.95 | 107.79 | 56.33 | 82.03 | 106.7
1446 | 45.03 | 77.79 | 90 | 45.03 | 77.79 | 90 | 45.03 | 77.79 | 91.83 | 45.03 | 78.28 | 91.83 | 41.28 | 54.78 | 77.89 | 41.28 | 54.78 | 77.89 | 40.57 | 54.78 | 77.89 | 40.57 | 45.54 | 38 | 41.28 | 54.78 | 77.89 | 49.21 | 79.9 | 92.75 | 50.22 | 81.52 | 92.75 | 45.03 | 77.79 | 90 | 75.11 | 104.18 | 108.24 | 75.11 | 104.18 | 108.24 | 75.11 | 104.18 | 108.24 | 75.11 | 110.8 | 108.24 | 56.74 | 68.46 | 51.61 | 56.74 | 68.46 | 51.61 | 56.74 | 68.46 | 51.61 | 51.16 | 53.75 | 50.13 | 56.74 | 68.46 | 51.61 | 79.9 | 105.24 | 108.89 | 81.52 | 114.32 | 111.11 | 75.11 | 104.18 | 108.24
1447 | 54.28 | 78.54 | 89.07 | 54.28 | 78.54 | 89.07 | 54.28 | 78.54 | 89.07 | 54.28 | 78.54 | 89.07 | 52.41 | 77.58 | 82.78 | 52.41 | 77.58 | 82.78 | 52.41 | 77.58 | 82.78 | 41.32 | 46.29 | 38.75 | 52.41 | 77.58 | 82.78 | 55.84 | 79.9 | 87.27 | 56.98 | 81.53 | 89.96 | 54.28 | 78.54 | 89.07 | 80.06 | 104.94 | 108.99 | 80.06 | 104.94 | 108.99 | 80.06 | 104.94 | 108.99 | 80.06 | 108.92 | 108.99 | 74.41 | 97.01 | 100 | 74.41 | 97.01 | 100 | 74.41 | 97.01 | 100 | 51.91 | 54.5 | 50.89 | 74.41 | 97.01 | 100 | 80.87 | 111.15 | 110 | 82.52 | 113.42 | 112.24 | 80.06 | 104.94 | 108.99
1448 | 55.53 | 79.8 | 90.32 | 55.53 | 79.8 | 90.32 | 55.53 | 79.8 | 90.32 | 55.53 | 79.8 | 90.32 | 55.37 | 77.5 | 79.5 | 55.37 | 77.5 | 79.5 | 55.37 | 77.5 | 79.5 | 42.58 | 47.55 | 40.01 | 55.37 | 77.5 | 79.5 | 56.86 | 79.9 | 82.78 | 56.86 | 81.53 | 89.42 | 55.53 | 79.8 | 90.32 | 81.59 | 105.31 | 110.25 | 81.59 | 105.31 | 110.25 | 81.59 | 105.31 | 110.25 | 81.59 | 105.31 | 110.25 | 79.24 | 97.01 | 103.5 | 79.24 | 97.01 | 103.5 | 79.24 | 97.01 | 103.5 | 53.17 | 55.76 | 52.14 | 79.24 | 97.01 | 103.5 | 82.41 | 103.95 | 106.73 | 84.09 | 106.37 | 111.36 | 81.59 | 105.31 | 110.25
1449 | 55.18 | 69.21 | 82.76 | 55.18 | 69.21 | 82.76 | 55.18 | 69.21 | 82.76 | 55.18 | 69.21 | 82.76 | 55.18 | 67.15 | 77.89 | 55.18 | 67.15 | 66.73 | 55.18 | 67.15 | 77.89 | 42.22 | 47.19 | 39.65 | 55.18 | 67.15 | 77.89 | 56.21 | 67.83 | 77.89 | 56.21 | 69.91 | 81.93 | 55.18 | 69.21 | 82.76 | 80.06 | 89.69 | 107.67 | 80.06 | 89.69 | 107.67 | 80.06 | 89.69 | 107.67 | 80.06 | 89.69 | 107.67 | 77.66 | 87 | 100 | 77.66 | 87 | 74.69 | 77.66 | 87 | 100 | 52.81 | 55.4 | 51.79 | 77.66 | 87 | 100 | 80.87 | 87.87 | 77.78 | 80.87 | 90.59 | 106.6 | 80.06 | 89.69 | 107.67
1450 | 54.16 | 60.19 | 77.59 | 54.16 | 60.19 | 77.59 | 54.16 | 60.19 | 77.59 | 54.16 | 60.19 | 77.59 | 54.16 | 58.22 | 75.29 | 54.16 | 58.22 | 39.21 | 54.16 | 58.22 | 75.29 | 41.78 | 46.74 | 39.21 | 54.16 | 58.22 | 75.29 | 54.71 | 58.97 | 73 | 54.71 | 60.8 | 78.37 | 54.16 | 60.19 | 77.59 | 74.67 | 78.98 | 85.91 | 74.67 | 78.98 | 85.91 | 74.67 | 78.98 | 85.91 | 74.67 | 78.98 | 85.91 | 74.67 | 74.31 | 78.42 | 74.67 | 74.31 | 51.34 | 74.67 | 74.31 | 78.42 | 52.36 | 54.95 | 51.34 | 74.67 | 74.31 | 78.42 | 75.42 | 77.39 | 51.86 | 75.42 | 79.78 | 85.05 | 74.67 | 78.98 | 87.65
1451 | 43.82 | 56.63 | 77.11 | 43.82 | 56.63 | 77.11 | 43.82 | 56.63 | 77.11 | 43.82 | 56.63 | 77.11 | 42.95 | 55.49 | 58.42 | 42.95 | 55.49 | 38.58 | 42.95 | 55.49 | 58.42 | 41.15 | 46.12 | 38.58 | 42.95 | 55.49 | 58.42 | 43.38 | 55.49 | 38.97 | 44.26 | 57.2 | 76.34 | 43.82 | 56.63 | 77.11 | 62.49 | 78.19 | 85.05 | 62.49 | 78.19 | 85.05 | 62.49 | 78.19 | 85.05 | 62.49 | 78.19 | 85.05 | 61.25 | 64.63 | 77.62 | 61.25 | 64.63 | 50.71 | 61.25 | 64.63 | 77.62 | 51.74 | 54.33 | 50.71 | 61.25 | 64.63 | 77.62 | 61.86 | 64.63 | 50.21 | 63.13 | 78.98 | 84.2 | 62.49 | 78.19 | 85.05
1452 | 42.94 | 56.63 | 75.78 | 42.94 | 56.63 | 75.78 | 42.94 | 56.63 | 75.78 | 42.94 | 56.63 | 75.78 | 42.08 | 55.49 | 39.58 | 42.08 | 55.49 | 38.15 | 42.08 | 55.49 | 39.58 | 40.72 | 45.69 | 38.15 | 42.08 | 55.49 | 39.58 | 42.51 | 55.49 | 38.54 | 43.37 | 57.2 | 75.02 | 42.94 | 56.63 | 75.78 | 61.68 | 76.64 | 84.85 | 61.68 | 76.64 | 84.85 | 61.68 | 76.64 | 84.85 | 61.68 | 76.64 | 84.85 | 60.45 | 64.63 | 50.38 | 60.45 | 64.63 | 50.29 | 60.45 | 64.63 | 50.38 | 51.31 | 53.9 | 50.29 | 60.45 | 64.63 | 50.38 | 61.06 | 64.63 | 49.78 | 62.3 | 77.41 | 84.2 | 61.68 | 76.64 | 84.85
1453 | 42.51 | 56.63 | 76.95 | 42.51 | 56.63 | 76.95 | 42.51 | 56.63 | 76.95 | 42.51 | 56.63 | 76.95 | 41.66 | 55.49 | 39.32 | 41.66 | 55.49 | 38.15 | 41.66 | 55.49 | 39.32 | 40.46 | 45.43 | 37.89 | 41.66 | 55.49 | 39.32 | 42.08 | 55.49 | 38.54 | 42.94 | 57.2 | 77.73 | 42.51 | 56.63 | 76.95 | 60.45 | 76.64 | 84.2 | 60.45 | 76.64 | 84.2 | 60.45 | 76.64 | 84.2 | 60.45 | 76.64 | 84.2 | 60.45 | 64.63 | 50.13 | 60.45 | 64.63 | 50.03 | 60.45 | 64.63 | 50.13 | 51.05 | 53.64 | 50.03 | 60.45 | 64.63 | 50.13 | 61.06 | 64.63 | 49.78 | 61.06 | 77.41 | 85.05 | 60.45 | 76.64 | 84.2
1454 | 41.66 | 56.05 | 80 | 41.66 | 56.05 | 80 | 41.66 | 56.05 | 80 | 41.66 | 56.05 | 80 | 41.66 | 55.49 | 40.1 | 41.66 | 55.49 | 40.1 | 41.66 | 55.49 | 40.1 | 40.26 | 45.22 | 37.69 | 41.66 | 55.49 | 40.1 | 42.08 | 55.49 | 39.7 | 42.08 | 56.62 | 80.28 | 41.66 | 56.05 | 80 | 59.25 | 72.99 | 82.45 | 59.25 | 72.99 | 82.45 | 59.25 | 72.99 | 82.45 | 59.25 | 72.99 | 82.45 | 59.25 | 69.37 | 50.03 | 59.25 | 69.37 | 50.03 | 59.25 | 69.37 | 50.03 | 50.84 | 53.43 | 49.82 | 59.25 | 69.37 | 50.03 | 59.85 | 71.51 | 50.03 | 61.06 | 73.73 | 83.28 | 59.25 | 72.99 | 82.45
1455 | 42.44 | 58.39 | 81.09 | 42.44 | 58.39 | 81.09 | 42.44 | 58.39 | 81.09 | 42.44 | 58.39 | 81.09 | 42.44 | 56.63 | 58.42 | 42.44 | 56.63 | 58.42 | 40.11 | 56.63 | 58.42 | 40.11 | 45.08 | 37.55 | 42.44 | 56.63 | 58.42 | 43.75 | 57.8 | 58.53 | 43.75 | 58.98 | 80.28 | 42.44 | 58.39 | 81.09 | 59.23 | 81.63 | 103.44 | 59.23 | 81.63 | 103.44 | 59.23 | 81.63 | 103.44 | 59.23 | 81.63 | 103.44 | 59.23 | 77.08 | 52.4 | 59.23 | 77.08 | 52.4 | 59.23 | 77.08 | 52.4 | 50.7 | 53.29 | 49.68 | 59.23 | 77.08 | 52.4 | 59.85 | 78.67 | 52.93 | 61.06 | 82.45 | 104.49 | 59.23 | 81.63 | 103.44
1456 | 48.75 | 69.7 | 87.96 | 48.75 | 69.7 | 87.96 | 48.75 | 69.7 | 87.96 | 48.75 | 69.7 | 87.96 | 48.75 | 66.95 | 74.51 | 48.75 | 66.95 | 74.51 | 48.75 | 66.95 | 74.51 | 40.21 | 45.18 | 37.64 | 48.75 | 66.95 | 74.51 | 50.77 | 69 | 73.76 | 50.77 | 70.41 | 87.08 | 48.75 | 69.7 | 87.96 | 70.71 | 89.69 | 104.44 | 70.71 | 89.69 | 104.44 | 70.71 | 89.69 | 104.44 | 70.71 | 89.69 | 104.44 | 70 | 85.27 | 96.06 | 70 | 85.27 | 96.06 | 70 | 85.27 | 96.06 | 50.8 | 53.39 | 49.78 | 70 | 85.27 | 96.06 | 71.45 | 86.13 | 97.03 | 72.9 | 102.88 | 105.5 | 70.71 | 89.69 | 104.44
1457 | 53.59 | 77.86 | 88.38 | 53.59 | 77.86 | 88.38 | 54.68 | 77.86 | 88.38 | 54.68 | 77.86 | 88.38 | 54.68 | 75.96 | 79.52 | 54.68 | 75.96 | 79.52 | 53.59 | 75.96 | 79.52 | 40.64 | 45.61 | 38.07 | 54.68 | 75.96 | 79.52 | 55.37 | 76.75 | 80.32 | 56.49 | 78.65 | 87.5 | 53.59 | 77.86 | 88.38 | 79.65 | 104.25 | 108.31 | 79.65 | 104.25 | 108.31 | 79.65 | 104.25 | 108.31 | 79.65 | 104.25 | 108.31 | 78.28 | 101.85 | 105.63 | 78.28 | 101.85 | 105.63 | 78.28 | 101.85 | 105.63 | 51.23 | 53.82 | 50.2 | 78.28 | 101.85 | 105.63 | 80.45 | 102.88 | 106.7 | 81.52 | 106.06 | 109.4 | 79.65 | 104.25 | 108.31
1458 | 53.99 | 78.25 | 88.78 | 53.99 | 78.25 | 88.78 | 55.16 | 78.25 | 88.78 | 55.16 | 78.25 | 88.78 | 55.16 | 78.25 | 82.59 | 55.16 | 78.25 | 82.59 | 53.99 | 78.25 | 82.59 | 41.03 | 46 | 38.46 | 55.16 | 78.25 | 82.59 | 56.29 | 79.04 | 82.59 | 56.86 | 79.71 | 87.89 | 54.06 | 78.25 | 88.78 | 80.04 | 104.65 | 108.7 | 80.04 | 104.65 | 108.7 | 80.04 | 104.65 | 108.7 | 80.04 | 104.65 | 108.7 | 80.04 | 104.65 | 107.78 | 80.04 | 104.65 | 107.78 | 80.04 | 104.65 | 107.78 | 51.62 | 54.21 | 50.6 | 80.04 | 104.65 | 107.78 | 80.87 | 106.3 | 106.7 | 82.52 | 108.47 | 109.8 | 80.04 | 104.65 | 108.7
1459 | 53.5 | 78.25 | 88.29 | 53.5 | 78.25 | 88.29 | 54.6 | 78.25 | 88.29 | 54.6 | 78.25 | 88.29 | 54.6 | 78.25 | 83.62 | 54.6 | 78.25 | 83.62 | 53.5 | 78.25 | 83.62 | 40.54 | 45.51 | 37.97 | 54.6 | 78.25 | 83.62 | 56.28 | 79.04 | 83.62 | 56.29 | 79.69 | 87.41 | 53.52 | 78.25 | 88.29 | 79.55 | 104.16 | 108.21 | 79.55 | 104.16 | 108.21 | 81.63 | 104.16 | 108.21 | 81.63 | 104.16 | 108.21 | 81.63 | 104.16 | 107.78 | 81.63 | 104.16 | 107.78 | 79.55 | 104.16 | 107.78 | 51.13 | 53.72 | 50.11 | 81.63 | 104.16 | 107.78 | 85 | 105.23 | 106.7 | 85 | 107.38 | 109.3 | 79.55 | 104.16 | 108.21
1460 | 53.07 | 77.33 | 86.19 | 53.07 | 77.33 | 86.19 | 54.14 | 77.33 | 86.19 | 54.14 | 77.33 | 86.19 | 54.14 | 77.33 | 83.62 | 54.14 | 77.33 | 83.62 | 53.07 | 77.33 | 83.62 | 40.11 | 45.08 | 37.54 | 54.14 | 77.33 | 83.62 | 55.26 | 78.11 | 83.62 | 55.26 | 78.62 | 85.33 | 53.07 | 77.33 | 86.19 | 79.12 | 103.73 | 107.78 | 79.12 | 103.73 | 107.78 | 79.24 | 104.16 | 107.78 | 79.24 | 104.16 | 107.78 | 79.24 | 104.16 | 107.78 | 79.24 | 104.16 | 107.78 | 79.12 | 103.73 | 107.78 | 50.7 | 53.29 | 49.68 | 79.24 | 104.16 | 107.78 | 80.87 | 105.21 | 106.7 | 81.69 | 107.36 | 108.87 | 79.12 | 103.73 | 107.78
1461 | 49.33 | 75.2 | 84.49 | 49.33 | 75.2 | 84.49 | 49.33 | 75.2 | 84.49 | 49.33 | 75.2 | 84.49 | 49.33 | 75.2 | 81.94 | 49.33 | 75.2 | 81.94 | 39.98 | 75.2 | 81.94 | 39.98 | 44.94 | 37.41 | 49.33 | 75.2 | 81.94 | 51.37 | 75.96 | 81.94 | 51.37 | 76.75 | 83.61 | 49.33 | 75.2 | 84.49 | 75.2 | 102.88 | 106.7 | 75.2 | 102.88 | 106.7 | 75.2 | 102.88 | 106.7 | 75.2 | 102.88 | 106.7 | 75.2 | 102.88 | 106.7 | 75.2 | 102.88 | 106.7 | 75.2 | 102.88 | 106.7 | 50.56 | 53.15 | 49.54 | 75.2 | 102.88 | 106.7 | 77.52 | 103.92 | 105.62 | 77.52 | 105.31 | 107.78 | 75.2 | 102.88 | 106.7
1462 | 40.58 | 73.99 | 82.78 | 40.58 | 73.99 | 82.78 | 40.58 | 73.99 | 82.78 | 40.58 | 73.99 | 82.78 | 40.58 | 73.99 | 81.96 | 40.58 | 73.99 | 81.96 | 39.87 | 73.99 | 81.96 | 39.87 | 44.84 | 37.3 | 40.58 | 73.99 | 81.96 | 51.37 | 74.73 | 81.96 | 51.37 | 75.51 | 81.96 | 40.58 | 73.99 | 82.78 | 61.91 | 101.85 | 106.56 | 61.91 | 101.85 | 106.56 | 61.91 | 101.85 | 106.56 | 61.91 | 101.85 | 106.56 | 61.91 | 101.85 | 105.62 | 61.91 | 101.85 | 105.62 | 50.46 | 101.85 | 105.62 | 50.46 | 53.05 | 49.44 | 61.91 | 101.85 | 105.62 | 73.64 | 102.88 | 104.57 | 73.64 | 102.88 | 106.7 | 61.91 | 101.85 | 106.56
1463 | 40.46 | 67.81 | 77.11 | 40.46 | 67.81 | 79.5 | 40.46 | 67.81 | 79.5 | 40.46 | 67.81 | 79.5 | 40.46 | 67.81 | 79.5 | 40.46 | 67.81 | 79.5 | 39.75 | 67.81 | 79.5 | 39.75 | 44.72 | 37.18 | 40.46 | 67.81 | 79.5 | 46.37 | 68.49 | 79.5 | 45.45 | 68.49 | 80.28 | 40.46 | 67.81 | 77.11 | 55.92 | 93.94 | 103.51 | 55.92 | 95.85 | 103.51 | 55.92 | 95.85 | 103.51 | 55.92 | 95.85 | 103.51 | 55.92 | 95.85 | 103.51 | 55.92 | 95.85 | 103.51 | 50.34 | 95.85 | 51.61 | 50.34 | 52.93 | 49.31 | 55.92 | 95.85 | 103.51 | 69.18 | 95.85 | 102.47 | 67.8 | 96.82 | 104.49 | 55.92 | 93.94 | 103.51
1464 | 39.87 | 61.71 | 77.11 | 39.87 | 61.71 | 78.68 | 39.87 | 61.71 | 78.68 | 39.87 | 61.71 | 78.68 | 40.58 | 61.71 | 77.89 | 40.58 | 61.71 | 77.89 | 39.87 | 61.7 | 37.3 | 39.87 | 44.84 | 37.3 | 40.58 | 61.71 | 77.89 | 41.41 | 62.33 | 77.88 | 40.58 | 62.33 | 79.47 | 39.87 | 61.71 | 77.11 | 50.46 | 83.54 | 101.85 | 50.46 | 83.54 | 101.85 | 50.46 | 83.54 | 101.85 | 50.46 | 83.54 | 101.85 | 56.04 | 83.54 | 101.85 | 56.04 | 83.54 | 101.85 | 50.46 | 83.54 | 51.61 | 50.46 | 53.05 | 49.43 | 56.04 | 83.54 | 101.85 | 67.81 | 84.39 | 100.83 | 66.45 | 84.39 | 100.83 | 50.46 | 83.54 | 101.85
1465 | 39.73 | 47.25 | 76.34 | 39.73 | 47.25 | 77.89 | 39.73 | 47.25 | 77.89 | 39.73 | 47.25 | 77.89 | 40.44 | 47.25 | 77.89 | 40.44 | 47.25 | 77.89 | 39.73 | 47.25 | 77.89 | 39.73 | 44.7 | 37.16 | 40.44 | 47.25 | 77.89 | 40.85 | 47.72 | 77.11 | 40.13 | 47.72 | 77.11 | 39.73 | 47.25 | 76.34 | 50.32 | 56.61 | 84.85 | 50.32 | 56.61 | 84.85 | 50.32 | 56.61 | 84.85 | 50.32 | 56.61 | 84.85 | 55.9 | 56.61 | 84.85 | 55.9 | 56.61 | 84.85 | 50.32 | 56.61 | 51.61 | 50.32 | 52.91 | 49.3 | 55.9 | 56.61 | 84.85 | 59.23 | 57.18 | 77.75 | 58.04 | 57.18 | 84 | 50.32 | 56.61 | 84.85
1466 | 39.64 | 45.29 | 74.8 | 39.64 | 45.29 | 74.8 | 39.64 | 45.29 | 74.8 | 39.64 | 45.29 | 74.8 | 40.34 | 47.15 | 74.8 | 40.34 | 47.15 | 74.8 | 39.64 | 44.61 | 37.07 | 39.64 | 44.6 | 37.07 | 40.34 | 47.15 | 74.8 | 40.75 | 46.68 | 74.05 | 40.04 | 45.75 | 74.05 | 39.64 | 45.29 | 74.8 | 50.23 | 53.82 | 64.79 | 50.23 | 53.82 | 64.79 | 50.23 | 53.82 | 64.79 | 50.23 | 53.82 | 64.79 | 55.81 | 53.82 | 64.79 | 55.81 | 53.82 | 64.79 | 50.23 | 52.81 | 51.61 | 50.23 | 52.81 | 49.2 | 55.81 | 53.82 | 64.79 | 56.37 | 53.28 | 49.78 | 55.24 | 54.36 | 50.79 | 50.23 | 53.82 | 64.79
1467 | 39.59 | 45.24 | 50 | 39.59 | 45.24 | 50 | 39.59 | 45.24 | 50 | 39.59 | 45.24 | 50 | 40.3 | 47.1 | 50 | 40.3 | 47.1 | 50 | 39.59 | 44.56 | 37.02 | 39.59 | 44.56 | 37.02 | 40.3 | 47.1 | 50 | 40.3 | 46.63 | 49.5 | 39.99 | 45.7 | 49.5 | 39.59 | 45.24 | 50 | 50.18 | 53.82 | 60.93 | 50.18 | 53.82 | 60.93 | 50.18 | 53.82 | 60.93 | 50.18 | 53.82 | 60.93 | 55.76 | 53.82 | 60.93 | 55.76 | 53.82 | 60.93 | 50.18 | 52.77 | 51.61 | 50.18 | 52.77 | 49.15 | 55.76 | 53.82 | 60.93 | 56.31 | 53.28 | 49.78 | 55.18 | 54.36 | 50.79 | 50.18 | 53.82 | 60.93
1468 | 39.61 | 44.58 | 50 | 39.61 | 44.58 | 50 | 39.61 | 44.58 | 50 | 39.61 | 44.58 | 50 | 40.32 | 47.13 | 50 | 40.32 | 47.13 | 50 | 39.61 | 44.58 | 37.05 | 39.61 | 44.58 | 37.05 | 40.32 | 47.13 | 50 | 40.42 | 46.66 | 49.5 | 40.01 | 45.03 | 49.5 | 39.61 | 44.58 | 50 | 50.2 | 52.9 | 51.61 | 50.2 | 52.9 | 51.61 | 50.2 | 52.9 | 51.61 | 50.2 | 52.9 | 51.61 | 55.78 | 52.9 | 51.61 | 55.78 | 52.9 | 51.61 | 50.2 | 52.79 | 51.61 | 50.2 | 52.79 | 49.18 | 55.78 | 52.9 | 51.61 | 56.35 | 53.43 | 49.78 | 55.18 | 53.43 | 50.79 | 50.2 | 52.9 | 51.61
1469 | 39.68 | 44.75 | 50 | 39.68 | 44.75 | 50 | 39.68 | 44.75 | 50 | 39.68 | 44.75 | 50 | 40.39 | 47.2 | 50 | 40.39 | 47.2 | 50 | 39.68 | 44.75 | 50 | 39.68 | 44.65 | 37.12 | 40.39 | 47.2 | 50 | 40.42 | 47.56 | 49.5 | 40.09 | 45.2 | 49.5 | 39.68 | 44.75 | 50 | 50.27 | 53.82 | 51.61 | 50.27 | 53.82 | 51.61 | 50.27 | 53.82 | 51.61 | 50.27 | 53.82 | 51.61 | 55.85 | 53.82 | 51.61 | 55.85 | 53.82 | 51.61 | 50.27 | 53.82 | 51.61 | 50.27 | 52.86 | 49.25 | 55.85 | 53.82 | 51.61 | 56.42 | 54.36 | 49.78 | 55.29 | 54.36 | 50.79 | 50.27 | 53.82 | 51.61
1470 | 39.67 | 46.24 | 58.42 | 39.67 | 46.24 | 58.42 | 39.67 | 46.24 | 58.42 | 39.67 | 46.24 | 58.42 | 40.38 | 47.19 | 58.42 | 40.38 | 47.19 | 58.42 | 39.67 | 46.24 | 58.42 | 39.67 | 44.64 | 37.1 | 40.38 | 47.19 | 58.42 | 40.79 | 47.66 | 57.83 | 40.07 | 46.71 | 59.01 | 39.67 | 46.24 | 58.42 | 50.26 | 53.82 | 53.17 | 50.26 | 53.82 | 53.17 | 50.26 | 53.82 | 53.17 | 50.26 | 53.82 | 53.17 | 55.84 | 53.82 | 53.17 | 55.84 | 53.82 | 53.17 | 50.26 | 53.82 | 51.61 | 50.26 | 52.85 | 49.24 | 55.84 | 53.82 | 53.17 | 58.05 | 54.36 | 51.58 | 56.89 | 54.36 | 52.63 | 50.26 | 53.82 | 53.17
1471 | 39.65 | 63.97 | 70.53 | 39.65 | 63.97 | 70.53 | 39.65 | 63.97 | 70.53 | 39.65 | 63.97 | 70.53 | 40.35 | 63.97 | 58.42 | 40.35 | 63.97 | 58.42 | 39.65 | 63.97 | 58.42 | 39.65 | 44.61 | 37.08 | 40.35 | 63.97 | 58.42 | 41.24 | 64.62 | 58.42 | 40.42 | 64.62 | 69.83 | 39.65 | 63.97 | 70.53 | 50.24 | 83.48 | 65.82 | 50.24 | 83.48 | 65.82 | 50.24 | 83.48 | 65.82 | 50.24 | 83.48 | 65.82 | 55.81 | 83.48 | 65.82 | 55.81 | 83.48 | 65.82 | 50.24 | 83.48 | 65.82 | 50.24 | 52.82 | 49.21 | 55.81 | 83.48 | 65.82 | 60.13 | 83.48 | 63.86 | 58.93 | 84.32 | 65.16 | 50.24 | 83.48 | 65.82
1472 | 40.52 | 64.62 | 77.11 | 40.52 | 64.62 | 77.11 | 40.52 | 64.62 | 77.11 | 40.52 | 64.62 | 77.11 | 40.52 | 64.62 | 59.01 | 40.52 | 64.62 | 59.01 | 39.82 | 64.62 | 59.01 | 39.82 | 44.78 | 37.25 | 40.52 | 64.62 | 59.01 | 49.94 | 65.27 | 58.42 | 48.95 | 65.27 | 76.34 | 40.52 | 64.62 | 77.11 | 55.98 | 83.48 | 78.72 | 55.98 | 83.48 | 78.72 | 55.98 | 83.48 | 78.72 | 55.98 | 83.48 | 78.72 | 55.98 | 83.48 | 64.5 | 55.98 | 83.48 | 64.5 | 50.4 | 83.48 | 64.5 | 50.4 | 52.99 | 49.38 | 55.98 | 83.48 | 64.5 | 73.64 | 83.48 | 63.86 | 75.14 | 84.32 | 77.94 | 55.98 | 83.48 | 78.72
1473 | 49.33 | 64.64 | 72.02 | 49.33 | 64.64 | 72.02 | 49.33 | 64.64 | 72.02 | 49.33 | 64.64 | 72.02 | 49.33 | 64.64 | 62.09 | 49.33 | 64.64 | 62.09 | 39.94 | 64.64 | 62.09 | 39.94 | 44.91 | 37.37 | 49.33 | 64.64 | 62.09 | 52.41 | 65.29 | 61.47 | 51.36 | 65.29 | 71.3 | 49.33 | 64.64 | 72.02 | 69.41 | 78.73 | 79.22 | 69.41 | 78.73 | 79.22 | 69.41 | 78.73 | 79.22 | 69.41 | 78.73 | 79.22 | 69.41 | 78.73 | 52.93 | 69.41 | 78.73 | 52.93 | 69.41 | 78.73 | 52.93 | 50.53 | 53.12 | 49.51 | 69.41 | 78.73 | 52.93 | 77.96 | 79.52 | 52.4 | 77.96 | 79.52 | 78.43 | 69.41 | 78.73 | 80.83
1474 | 50.84 | 56.63 | 66.73 | 50.84 | 56.63 | 66.73 | 50.84 | 56.63 | 66.73 | 50.84 | 56.63 | 66.73 | 50.84 | 56.63 | 62.09 | 50.84 | 56.63 | 62.09 | 40.02 | 56.63 | 62.09 | 40.02 | 44.98 | 37.45 | 50.84 | 56.63 | 62.09 | 52.41 | 57.21 | 61.47 | 51.36 | 57.21 | 64.73 | 50.84 | 56.63 | 66.73 | 69.41 | 75.54 | 77.89 | 69.41 | 75.54 | 77.89 | 69.41 | 75.54 | 77.89 | 69.41 | 75.54 | 77.89 | 69.41 | 75.41 | 51.61 | 69.41 | 75.41 | 51.61 | 69.41 | 75.41 | 51.61 | 50.61 | 53.19 | 49.58 | 69.41 | 75.41 | 51.61 | 77.06 | 75.41 | 50 | 77.06 | 76.31 | 77.11 | 69.41 | 75.54 | 79.47
1475 | 43.4 | 56.63 | 66.73 | 43.4 | 56.63 | 66.73 | 43.4 | 56.63 | 66.73 | 43.4 | 56.63 | 66.73 | 43.4 | 56.63 | 39.44 | 43.4 | 56.63 | 39.44 | 39.95 | 56.63 | 39.44 | 39.95 | 44.92 | 37.38 | 43.4 | 56.63 | 39.44 | 44.74 | 57.2 | 39.44 | 44.74 | 57.21 | 64.73 | 43.4 | 56.63 | 66.73 | 56.12 | 73.49 | 60.93 | 56.12 | 73.49 | 60.93 | 56.12 | 73.49 | 60.93 | 56.12 | 73.49 | 60.93 | 56.12 | 72.76 | 50.13 | 56.12 | 72.76 | 50.13 | 50.54 | 72.76 | 50.13 | 50.54 | 53.13 | 49.52 | 56.12 | 72.76 | 50.13 | 59.85 | 72.76 | 49.62 | 59.85 | 74.23 | 60.32 | 56.12 | 73.49 | 78.72
1476 | 41.47 | 55.51 | 66.06 | 41.47 | 55.51 | 66.06 | 41.47 | 55.51 | 66.06 | 41.47 | 55.51 | 66.06 | 41.47 | 55.51 | 37.72 | 41.47 | 55.51 | 37.72 | 39.82 | 55.51 | 37.72 | 39.82 | 44.79 | 37.25 | 41.47 | 55.51 | 37.72 | 42.76 | 56.07 | 37.72 | 42.76 | 56.07 | 64.73 | 41.47 | 55.51 | 66.06 | 55.99 | 56.61 | 60.93 | 55.99 | 56.61 | 60.93 | 55.99 | 56.61 | 60.93 | 55.99 | 56.61 | 60.93 | 55.99 | 56.61 | 49.49 | 55.99 | 56.61 | 49.49 | 50.41 | 56.61 | 49.49 | 50.41 | 53 | 49.39 | 55.99 | 56.61 | 49.49 | 59.85 | 56.61 | 49.35 | 59.85 | 57.18 | 60.32 | 55.99 | 56.61 | 79.47
1477 | 40.43 | 54.95 | 66.73 | 40.43 | 54.95 | 66.73 | 40.43 | 54.95 | 66.73 | 40.43 | 54.95 | 66.73 | 40.43 | 54.95 | 37.35 | 40.43 | 54.95 | 37.35 | 39.72 | 54.94 | 37.35 | 39.72 | 44.69 | 37.15 | 40.43 | 54.95 | 37.35 | 41.24 | 55.5 | 37.72 | 40.84 | 55.5 | 64.08 | 40.43 | 54.95 | 66.73 | 55.89 | 55.21 | 60.93 | 55.89 | 55.21 | 60.93 | 55.89 | 55.21 | 60.93 | 55.89 | 55.21 | 60.93 | 55.89 | 54.66 | 49.35 | 55.89 | 54.66 | 49.35 | 50.31 | 54.66 | 49.35 | 50.31 | 52.9 | 49.29 | 55.89 | 54.66 | 49.35 | 59.85 | 54.66 | 49.35 | 59.85 | 55.77 | 50.79 | 55.89 | 55.21 | 80.83
1478 | 40.37 | 53.84 | 62.79 | 40.37 | 53.84 | 62.79 | 40.37 | 53.84 | 62.79 | 40.37 | 53.84 | 62.79 | 40.37 | 53.84 | 37.72 | 40.37 | 53.84 | 37.72 | 39.66 | 44.63 | 37.09 | 39.66 | 44.63 | 37.09 | 40.37 | 53.84 | 37.72 | 41.24 | 55.49 | 37.72 | 40.77 | 54.38 | 62.16 | 40.37 | 53.84 | 62.79 | 50.67 | 54.12 | 51.57 | 50.67 | 54.12 | 51.57 | 50.67 | 54.12 | 51.57 | 50.67 | 54.12 | 51.57 | 55.83 | 54.12 | 49.35 | 55.83 | 54.12 | 49.35 | 50.25 | 52.84 | 49.35 | 50.25 | 52.84 | 49.23 | 55.83 | 54.12 | 49.35 | 59.85 | 54.66 | 49.35 | 59.85 | 54.66 | 51.05 | 50.67 | 54.12 | 64.79
1479 | 40.39 | 53.84 | 74.8 | 40.39 | 53.84 | 74.8 | 40.39 | 53.84 | 74.8 | 40.39 | 53.84 | 74.8 | 40.39 | 53.84 | 39.44 | 40.39 | 53.84 | 39.44 | 39.68 | 44.65 | 37.11 | 39.68 | 44.65 | 37.11 | 40.39 | 53.84 | 39.44 | 41.24 | 55.49 | 39.84 | 40.8 | 54.38 | 74.05 | 40.39 | 53.84 | 74.8 | 50.27 | 54.14 | 51.3 | 50.27 | 54.14 | 51.3 | 50.27 | 54.14 | 51.3 | 50.27 | 54.14 | 51.3 | 55.85 | 54.14 | 49.35 | 55.85 | 54.14 | 49.35 | 50.27 | 52.86 | 49.35 | 50.27 | 52.86 | 49.25 | 55.85 | 54.14 | 49.35 | 59.85 | 54.68 | 49.35 | 59.85 | 54.68 | 50.78 | 50.27 | 54.14 | 64.79
1480 | 40.53 | 58.97 | 81.11 | 40.53 | 58.97 | 81.11 | 40.53 | 58.97 | 81.11 | 40.53 | 58.97 | 81.11 | 40.53 | 58.97 | 62.09 | 40.53 | 58.97 | 62.09 | 39.82 | 44.79 | 37.26 | 39.82 | 44.79 | 37.26 | 40.53 | 58.97 | 62.09 | 45.91 | 59.57 | 62.71 | 45 | 59.57 | 80.28 | 40.53 | 58.97 | 81.11 | 55.99 | 74.99 | 90 | 55.99 | 74.99 | 90 | 55.99 | 74.99 | 90 | 55.99 | 74.99 | 90 | 55.99 | 74.99 | 52.4 | 55.99 | 74.99 | 52.4 | 50.41 | 53 | 49.39 | 50.41 | 53 | 49.39 | 55.99 | 74.99 | 52.4 | 69.9 | 75.75 | 52.4 | 69.9 | 75.75 | 89.1 | 55.99 | 74.99 | 90
1481 | 51.31 | 76.53 | 88.02 | 51.31 | 76.53 | 88.02 | 51.31 | 76.53 | 88.02 | 51.31 | 76.53 | 88.02 | 51.31 | 71.16 | 81.12 | 51.31 | 71.16 | 81.12 | 40.27 | 45.24 | 37.7 | 40.27 | 45.24 | 37.7 | 51.31 | 71.15 | 78.47 | 55.09 | 77.3 | 81.94 | 55.09 | 77.31 | 85.44 | 51.31 | 76.53 | 88.02 | 68.71 | 98.21 | 107.67 | 68.71 | 98.21 | 107.67 | 68.71 | 98.21 | 107.67 | 68.71 | 98.21 | 107.67 | 68.71 | 89.69 | 72.86 | 68.71 | 89.69 | 72.86 | 50.86 | 53.45 | 49.84 | 50.86 | 53.45 | 49.84 | 68.71 | 89.69 | 72.86 | 79.9 | 99.2 | 73.6 | 79.9 | 99.2 | 106.6 | 69.41 | 98.21 | 107.67
1482 | 53.55 | 77.5 | 88.34 | 53.55 | 77.5 | 88.34 | 53.55 | 77.5 | 88.34 | 53.55 | 77.5 | 88.34 | 53.55 | 77.5 | 84.85 | 53.55 | 77.5 | 84.85 | 40.6 | 77.5 | 82.78 | 40.6 | 45.56 | 38.03 | 53.55 | 77.5 | 82.78 | 56.15 | 79.1 | 85.71 | 56.15 | 79.1 | 87.46 | 53.55 | 77.5 | 88.34 | 74.87 | 102.88 | 108.26 | 74.87 | 102.88 | 108.26 | 74.87 | 102.88 | 108.26 | 74.87 | 102.88 | 108.26 | 74.87 | 102.88 | 108.26 | 74.87 | 102.88 | 108.26 | 51.18 | 100.55 | 100 | 51.18 | 53.77 | 50.16 | 74.87 | 100.55 | 108.26 | 81.07 | 103.92 | 107.18 | 81.89 | 103.92 | 107.18 | 74.87 | 102.88 | 108.26
1483 | 53.21 | 77.48 | 88 | 53.21 | 77.48 | 88 | 53.21 | 77.48 | 88 | 53.21 | 77.48 | 88 | 53.21 | 77.48 | 86.25 | 53.21 | 77.48 | 86.25 | 40.26 | 77.48 | 37.69 | 40.26 | 45.22 | 37.69 | 53.21 | 77.48 | 86.25 | 56.21 | 79.1 | 87.12 | 56.21 | 79.1 | 87.67 | 53.21 | 77.48 | 88 | 73.76 | 102.89 | 107.92 | 73.76 | 102.89 | 107.92 | 73.76 | 102.89 | 107.92 | 73.76 | 102.89 | 107.92 | 73.76 | 102.89 | 107.92 | 73.76 | 102.89 | 107.92 | 50.85 | 100 | 51.61 | 50.85 | 53.43 | 49.82 | 73.76 | 102.89 | 107.92 | 85 | 106.03 | 106.85 | 85.86 | 103.93 | 106.85 | 73.76 | 102.89 | 107.92
1484 | 45.72 | 77.12 | 87.64 | 45.72 | 77.12 | 87.64 | 45.72 | 77.12 | 87.64 | 45.72 | 77.12 | 87.64 | 45.72 | 77.12 | 85.9 | 45.72 | 77.12 | 85.9 | 39.9 | 44.87 | 37.33 | 39.9 | 44.86 | 37.33 | 45.72 | 77.12 | 85.9 | 55.73 | 78.88 | 86.77 | 55.73 | 78.87 | 87.67 | 45.72 | 77.12 | 87.64 | 68.03 | 102.18 | 107.56 | 68.03 | 102.18 | 107.56 | 68.03 | 102.18 | 107.56 | 68.03 | 102.18 | 107.56 | 68.03 | 102.18 | 107.56 | 68.03 | 102.18 | 107.56 | 50.48 | 53.07 | 51.61 | 50.48 | 53.07 | 49.46 | 68.03 | 102.18 | 107.56 | 80.87 | 106.03 | 106.7 | 80.87 | 103.91 | 106.49 | 68.03 | 102.18 | 107.56
1485 | 40.54 | 75.13 | 85.9 | 40.54 | 75.13 | 85.9 | 40.54 | 75.13 | 85.9 | 40.54 | 75.13 | 85.9 | 40.54 | 75.13 | 85.9 | 40.54 | 75.13 | 85.9 | 39.84 | 75.13 | 85.9 | 39.84 | 44.8 | 37.27 | 40.54 | 75.13 | 85.9 | 55.09 | 78.11 | 86.77 | 55.09 | 78.1 | 85.04 | 40.54 | 75.13 | 85.9 | 50.42 | 99.12 | 106.7 | 50.42 | 99.12 | 106.7 | 50.42 | 99.12 | 106.7 | 50.42 | 99.12 | 106.7 | 56 | 99.12 | 106.7 | 56 | 99.12 | 106.7 | 50.42 | 99.12 | 100 | 50.42 | 53.01 | 49.4 | 56 | 99.12 | 106.7 | 80.7 | 105.35 | 106.7 | 80.7 | 103.24 | 105.63 | 50.42 | 99.12 | 106.7
1486 | 40.46 | 74.99 | 84.85 | 40.46 | 74.99 | 84.85 | 40.46 | 74.99 | 84.85 | 40.46 | 74.99 | 84.85 | 40.46 | 74.99 | 84.85 | 40.46 | 74.99 | 84.85 | 39.75 | 74.99 | 84.85 | 39.75 | 44.72 | 37.18 | 40.46 | 74.99 | 84.85 | 55.03 | 77.83 | 85.7 | 55.03 | 76.28 | 84 | 40.46 | 74.99 | 84.85 | 50.34 | 95.99 | 106.7 | 50.34 | 95.99 | 106.7 | 50.34 | 95.99 | 106.7 | 50.34 | 95.99 | 106.7 | 55.92 | 95.99 | 106.7 | 55.92 | 95.99 | 106.7 | 50.34 | 95.99 | 106.7 | 50.34 | 52.93 | 49.31 | 55.92 | 95.99 | 106.7 | 79.9 | 102.02 | 107.78 | 79.9 | 99.98 | 105.63 | 50.34 | 95.99 | 106.7
1487 | 39.66 | 67.24 | 83.71 | 39.66 | 67.24 | 83.71 | 39.66 | 67.24 | 83.71 | 39.66 | 67.24 | 83.71 | 40.37 | 70.62 | 83.71 | 40.37 | 70.62 | 83.71 | 39.66 | 67.24 | 83.71 | 39.66 | 44.63 | 37.09 | 40.37 | 70.62 | 83.71 | 50.77 | 77.07 | 84.56 | 50.77 | 75.53 | 82.88 | 39.66 | 67.24 | 83.71 | 50.25 | 83.54 | 105.08 | 50.25 | 83.54 | 105.08 | 50.25 | 83.54 | 105.08 | 50.25 | 83.54 | 105.08 | 55.83 | 94.61 | 105.08 | 55.83 | 94.61 | 105.08 | 50.25 | 83.54 | 105.08 | 50.25 | 52.84 | 49.22 | 55.83 | 94.61 | 105.08 | 73.64 | 100.55 | 106.14 | 73.64 | 98.54 | 104.03 | 50.25 | 83.54 | 105.08
1488 | 39.63 | 57.12 | 79.47 | 39.63 | 57.12 | 79.47 | 39.63 | 57.12 | 79.47 | 39.63 | 57.12 | 79.47 | 40.34 | 57.12 | 79.47 | 40.34 | 57.12 | 79.47 | 39.63 | 57.12 | 79.47 | 39.63 | 44.6 | 37.06 | 40.34 | 57.12 | 79.47 | 46.37 | 71.35 | 81.91 | 46.37 | 69.92 | 80.28 | 39.63 | 57.12 | 79.47 | 50.22 | 75.11 | 103.5 | 50.22 | 75.11 | 103.5 | 50.22 | 75.11 | 103.5 | 50.22 | 75.11 | 103.5 | 55.8 | 90 | 103.5 | 55.8 | 90 | 103.5 | 50.22 | 75.11 | 103.5 | 50.22 | 52.81 | 49.2 | 55.8 | 90 | 103.5 | 69.2 | 97.01 | 104.54 | 69.2 | 95.07 | 102.46 | 50.22 | 75.11 | 103.5
1489 | 39.48 | 44.46 | 77.11 | 39.48 | 44.46 | 77.89 | 39.48 | 44.46 | 77.89 | 39.48 | 44.46 | 77.89 | 40.19 | 47.01 | 77.89 | 40.19 | 47.01 | 77.89 | 39.48 | 44.46 | 77.89 | 39.48 | 44.45 | 36.92 | 40.19 | 47.01 | 77.89 | 46.33 | 68.33 | 80.3 | 45.4 | 66.96 | 78.68 | 39.48 | 44.46 | 77.11 | 50.07 | 53.82 | 101.38 | 50.07 | 53.82 | 101.38 | 50.07 | 53.82 | 101.38 | 50.07 | 53.82 | 101.38 | 55.65 | 84.81 | 103.44 | 55.65 | 84.81 | 103.44 | 50.07 | 53.82 | 101.38 | 50.07 | 52.66 | 49.05 | 55.65 | 84.81 | 103.44 | 64.82 | 97.01 | 104.49 | 64.82 | 83.99 | 102.4 | 50.07 | 53.82 | 101.38
1490 | 39.38 | 44.35 | 77.89 | 39.38 | 44.35 | 77.89 | 39.38 | 44.35 | 77.89 | 39.38 | 44.35 | 77.89 | 40.08 | 46.9 | 77.89 | 40.08 | 46.9 | 77.89 | 39.38 | 44.35 | 77.89 | 39.38 | 44.34 | 36.81 | 40.08 | 46.9 | 77.89 | 45.16 | 68.33 | 82.78 | 44.26 | 66.96 | 78.68 | 39.38 | 44.35 | 77.89 | 49.97 | 53.82 | 101.38 | 49.97 | 53.82 | 101.38 | 49.97 | 53.82 | 101.38 | 49.97 | 53.82 | 101.38 | 55.54 | 53.83 | 103.44 | 55.54 | 53.83 | 103.44 | 49.97 | 53.82 | 101.38 | 49.97 | 52.55 | 48.94 | 55.54 | 53.83 | 103.44 | 63.34 | 100.83 | 104.49 | 63.34 | 98.81 | 102.4 | 49.97 | 53.82 | 101.38
1491 | 39.34 | 44.3 | 77.11 | 39.34 | 44.3 | 77.11 | 39.34 | 44.3 | 77.11 | 39.34 | 44.3 | 77.11 | 40.04 | 46.86 | 77.11 | 40.04 | 46.86 | 77.11 | 39.34 | 44.3 | 77.11 | 39.34 | 44.3 | 36.77 | 40.04 | 46.86 | 77.11 | 41.24 | 64.58 | 81.96 | 41.24 | 63.29 | 80.28 | 39.34 | 44.3 | 77.11 | 49.93 | 53.82 | 90 | 49.93 | 53.82 | 90 | 49.93 | 53.82 | 90 | 49.93 | 53.82 | 90 | 55.5 | 53.82 | 90 | 55.5 | 53.82 | 90 | 49.93 | 53.82 | 90 | 49.93 | 52.51 | 48.9 | 55.5 | 53.82 | 90 | 60.19 | 90.64 | 97.15 | 60.19 | 85.36 | 90.91 | 49.93 | 53.82 | 90
1492 | 39.36 | 44.33 | 67.74 | 39.36 | 44.33 | 67.74 | 39.36 | 44.33 | 67.74 | 39.36 | 44.33 | 67.74 | 40.07 | 46.88 | 62.09 | 40.07 | 46.88 | 62.09 | 39.36 | 44.33 | 62.09 | 39.36 | 44.33 | 36.79 | 40.07 | 46.88 | 62.09 | 41.24 | 62.3 | 78.24 | 41.24 | 61.05 | 76.68 | 39.36 | 44.33 | 67.74 | 49.95 | 53.82 | 68.56 | 49.95 | 53.82 | 68.56 | 49.95 | 53.82 | 68.56 | 49.95 | 53.82 | 68.56 | 55.53 | 53.82 | 68.56 | 55.53 | 53.82 | 68.56 | 49.95 | 53.82 | 68.56 | 49.95 | 52.54 | 48.93 | 55.53 | 53.82 | 68.56 | 59.85 | 82.45 | 104.49 | 59.85 | 80.8 | 69.25 | 49.95 | 53.82 | 68.56
1493 | 39.44 | 44.41 | 77.11 | 39.44 | 44.41 | 77.11 | 39.44 | 44.41 | 77.11 | 39.44 | 44.41 | 77.11 | 40.15 | 46.96 | 62.09 | 40.15 | 46.96 | 62.09 | 39.44 | 44.41 | 62.09 | 39.44 | 44.41 | 36.87 | 40.15 | 46.96 | 62.09 | 41.24 | 58.97 | 80.28 | 41.24 | 58.97 | 78.67 | 39.44 | 44.41 | 77.11 | 50.03 | 53.9 | 55.7 | 50.03 | 53.9 | 55.7 | 50.03 | 53.9 | 55.7 | 50.03 | 53.9 | 55.7 | 55.61 | 53.9 | 55.7 | 55.61 | 53.9 | 55.7 | 50.03 | 53.9 | 55.7 | 50.03 | 52.62 | 49.01 | 55.61 | 53.9 | 55.7 | 59.85 | 80.35 | 104.49 | 59.85 | 78.74 | 97.84 | 50.03 | 53.9 | 55.7
1494 | 39.34 | 44.31 | 68.69 | 39.34 | 44.31 | 68.69 | 39.34 | 44.31 | 68.69 | 39.34 | 44.31 | 68.69 | 40.05 | 46.87 | 62.09 | 40.05 | 46.87 | 62.09 | 39.34 | 44.31 | 62.09 | 39.34 | 44.31 | 36.78 | 40.05 | 46.87 | 62.09 | 41.24 | 64.37 | 80.66 | 41.24 | 64.37 | 80.28 | 39.34 | 44.31 | 68.69 | 49.93 | 53.82 | 55.7 | 49.93 | 53.82 | 55.7 | 49.93 | 53.82 | 55.7 | 49.93 | 53.82 | 55.7 | 55.51 | 53.82 | 55.7 | 55.51 | 53.82 | 55.7 | 49.93 | 53.82 | 55.7 | 49.93 | 52.52 | 48.91 | 55.51 | 53.82 | 55.7 | 59.85 | 88.11 | 107.78 | 59.85 | 86.35 | 84.61 | 49.93 | 53.82 | 55.7
1495 | 39.25 | 55.54 | 76.63 | 39.25 | 55.54 | 76.63 | 39.25 | 55.54 | 76.63 | 39.25 | 55.54 | 76.63 | 39.96 | 55.54 | 55.75 | 39.96 | 55.54 | 55.75 | 39.25 | 55.54 | 55.75 | 39.25 | 44.22 | 36.68 | 39.96 | 55.54 | 55.75 | 41.24 | 60.39 | 80.66 | 41.24 | 60.39 | 80.28 | 39.25 | 55.54 | 76.63 | 49.84 | 83.89 | 67.54 | 49.84 | 83.89 | 67.54 | 49.84 | 83.89 | 67.54 | 49.84 | 83.89 | 67.54 | 55.42 | 83.89 | 55.7 | 55.42 | 83.89 | 55.7 | 49.84 | 83.89 | 55.7 | 49.84 | 52.43 | 48.82 | 55.42 | 83.89 | 55.7 | 61.42 | 94.53 | 109.97 | 62.04 | 92.64 | 87.63 | 49.84 | 83.89 | 67.54
1496 | 40.14 | 55.49 | 71.5 | 40.14 | 55.49 | 71.5 | 40.14 | 55.49 | 71.5 | 40.14 | 55.49 | 71.5 | 40.14 | 55.49 | 53.55 | 40.14 | 55.49 | 53.55 | 39.43 | 55.49 | 53.55 | 39.43 | 44.4 | 36.86 | 40.14 | 55.49 | 53.55 | 41.24 | 58.97 | 72.97 | 41.66 | 58.92 | 72.97 | 40.14 | 55.49 | 71.5 | 50.02 | 76.52 | 75.82 | 50.02 | 76.52 | 75.82 | 50.02 | 76.52 | 75.82 | 50.02 | 76.52 | 75.82 | 55.6 | 76.52 | 75.82 | 55.6 | 76.52 | 75.82 | 50.02 | 76.52 | 55.7 | 50.02 | 52.61 | 49 | 55.6 | 76.52 | 55.7 | 62.66 | 86.13 | 109.97 | 63.3 | 84.4 | 85.05 | 50.02 | 76.52 | 78.42
1497 | 40.31 | 55.49 | 66.73 | 40.31 | 55.49 | 66.73 | 40.31 | 55.49 | 66.73 | 40.31 | 55.49 | 66.73 | 40.31 | 55.49 | 53.55 | 40.31 | 55.49 | 53.55 | 39.6 | 55.49 | 53.55 | 39.6 | 44.57 | 37.03 | 40.31 | 55.49 | 53.55 | 41.27 | 58.97 | 65.38 | 41.66 | 58.97 | 67.4 | 40.31 | 55.49 | 66.73 | 50.19 | 75.41 | 78.42 | 50.19 | 75.41 | 78.42 | 50.19 | 75.41 | 78.42 | 50.19 | 75.41 | 78.42 | 55.77 | 75.41 | 78.42 | 55.77 | 75.41 | 78.42 | 50.19 | 75.41 | 51.61 | 50.19 | 52.78 | 49.17 | 55.77 | 75.41 | 51.61 | 61.07 | 80.35 | 83.33 | 61.07 | 81.16 | 83.33 | 50.19 | 75.41 | 78.42
1498 | 40.45 | 55.49 | 64.64 | 40.45 | 55.49 | 64.64 | 40.45 | 55.49 | 64.64 | 40.45 | 55.49 | 64.64 | 40.45 | 55.49 | 39.44 | 40.45 | 55.49 | 39.44 | 39.74 | 55.49 | 39.44 | 39.74 | 44.71 | 37.17 | 40.45 | 55.49 | 39.44 | 42.12 | 58.97 | 63.99 | 41.7 | 58.97 | 65.29 | 40.45 | 55.49 | 64.64 | 50.48 | 75.41 | 77.36 | 50.48 | 75.41 | 77.36 | 50.48 | 75.41 | 77.36 | 50.48 | 75.41 | 77.36 | 55.91 | 75.41 | 77.36 | 55.91 | 75.41 | 77.36 | 50.48 | 75.41 | 51.61 | 50.33 | 52.92 | 49.3 | 55.91 | 75.41 | 51.61 | 61.06 | 79.28 | 82.22 | 61.06 | 80.08 | 82.22 | 50.48 | 75.41 | 77.36
1499 | 40.51 | 49.49 | 50.24 | 40.51 | 49.49 | 50.24 | 40.51 | 49.49 | 50.24 | 40.51 | 49.49 | 50.24 | 40.51 | 49.49 | 37.28 | 40.51 | 49.49 | 37.28 | 39.8 | 49.49 | 37.28 | 39.8 | 44.77 | 37.23 | 40.51 | 49.49 | 37.28 | 42.08 | 51.02 | 49.23 | 42.08 | 51.53 | 50.75 | 40.51 | 49.49 | 50.24 | 55.97 | 72.01 | 51.86 | 55.97 | 72.01 | 51.86 | 55.97 | 72.01 | 51.86 | 55.97 | 72.01 | 51.86 | 55.97 | 72.01 | 51.35 | 55.97 | 72.01 | 51.35 | 55.97 | 72.01 | 51.35 | 50.39 | 52.98 | 49.37 | 55.97 | 72.01 | 51.35 | 61.06 | 73.5 | 52.93 | 61.06 | 74.99 | 54.01 | 55.97 | 72.01 | 53.17
1500 | 40.41 | 47.84 | 47.5 | 40.41 | 47.84 | 47.5 | 40.41 | 47.84 | 47.5 | 40.41 | 47.84 | 47.5 | 40.41 | 47.84 | 37.28 | 40.41 | 47.84 | 37.28 | 39.7 | 47.84 | 37.28 | 39.7 | 44.67 | 37.13 | 40.41 | 47.84 | 37.28 | 42.08 | 49.82 | 46.54 | 42.08 | 49.82 | 47.98 | 40.41 | 47.84 | 47.5 | 55.87 | 62.33 | 51.86 | 55.87 | 62.33 | 51.86 | 55.87 | 62.33 | 51.86 | 55.87 | 62.33 | 51.86 | 55.87 | 62.33 | 51.35 | 55.87 | 62.33 | 51.35 | 50.29 | 62.33 | 51.35 | 50.29 | 52.88 | 49.27 | 55.87 | 62.33 | 51.35 | 59.51 | 64.26 | 52.93 | 59.51 | 64.91 | 54.01 | 55.87 | 62.33 | 53.17
1501 | 40.25 | 47.36 | 47.5 | 40.25 | 47.36 | 47.5 | 40.25 | 47.36 | 47.5 | 40.25 | 47.36 | 47.5 | 40.25 | 47.36 | 36.98 | 40.25 | 47.36 | 36.98 | 39.55 | 47.36 | 36.98 | 39.55 | 44.51 | 36.98 | 40.25 | 47.36 | 36.98 | 42.01 | 49.82 | 46.54 | 42.01 | 49.82 | 47.98 | 40.25 | 47.36 | 47.5 | 50.98 | 62.33 | 51.86 | 50.98 | 62.33 | 51.86 | 50.98 | 62.33 | 51.86 | 50.98 | 62.33 | 51.86 | 55.71 | 62.33 | 50.29 | 55.71 | 62.33 | 50.29 | 50.13 | 62.33 | 50.29 | 50.13 | 52.72 | 49.11 | 55.71 | 62.33 | 50.29 | 59.33 | 64.26 | 52.93 | 59.33 | 64.91 | 54.01 | 50.98 | 62.33 | 53.17
1502 | 40.09 | 46.92 | 47.01 | 40.09 | 46.92 | 47.01 | 40.09 | 46.92 | 47.01 | 40.09 | 46.92 | 47.01 | 40.09 | 46.92 | 36.82 | 40.09 | 46.92 | 36.82 | 39.39 | 46.92 | 36.82 | 39.39 | 44.35 | 36.82 | 40.09 | 46.92 | 36.82 | 41.75 | 49.82 | 46.54 | 41.75 | 49.83 | 47.49 | 40.09 | 46.92 | 47.01 | 49.98 | 61.71 | 51.86 | 49.98 | 61.71 | 51.86 | 49.98 | 61.71 | 51.86 | 49.98 | 61.71 | 51.86 | 55.56 | 61.71 | 50.22 | 55.56 | 61.71 | 50.22 | 49.98 | 61.71 | 50.22 | 49.98 | 52.56 | 48.95 | 55.56 | 61.71 | 50.22 | 59.32 | 64.26 | 52.93 | 59.32 | 64.91 | 54.01 | 49.98 | 61.71 | 52.92
1503 | 40.11 | 48.99 | 61.24 | 40.11 | 48.99 | 61.24 | 40.11 | 48.99 | 61.24 | 40.11 | 48.99 | 61.24 | 40.11 | 48.99 | 37.72 | 40.11 | 48.99 | 37.72 | 39.4 | 48.99 | 37.72 | 39.4 | 44.37 | 36.84 | 40.11 | 48.99 | 37.72 | 42.08 | 52.07 | 61.26 | 42.08 | 53.13 | 62.51 | 40.11 | 48.99 | 61.24 | 49.99 | 72.76 | 51.86 | 49.99 | 72.76 | 51.86 | 49.99 | 72.76 | 51.86 | 49.99 | 72.76 | 51.86 | 55.57 | 72.76 | 50.24 | 55.57 | 72.76 | 50.24 | 49.99 | 72.76 | 50.24 | 49.99 | 52.58 | 48.97 | 55.57 | 72.76 | 50.24 | 61.06 | 77.81 | 52.93 | 61.06 | 79.4 | 54.01 | 49.99 | 72.76 | 51.86
1504 | 40.31 | 55.49 | 66.73 | 40.31 | 55.49 | 66.73 | 40.31 | 55.49 | 66.73 | 40.31 | 55.49 | 66.73 | 40.31 | 55.49 | 50.48 | 40.31 | 55.49 | 50.48 | 39.6 | 55.49 | 50.48 | 39.6 | 44.57 | 37.04 | 40.31 | 55.49 | 50.48 | 42.08 | 58.97 | 65.38 | 42.08 | 60.18 | 67.4 | 40.31 | 55.49 | 66.73 | 50.19 | 77.93 | 78.42 | 50.19 | 77.93 | 78.42 | 50.19 | 77.93 | 78.42 | 50.19 | 77.93 | 78.42 | 55.77 | 77.93 | 78.42 | 55.77 | 77.93 | 78.42 | 50.19 | 77.93 | 52.4 | 50.19 | 52.78 | 49.17 | 55.77 | 77.93 | 52.4 | 63.16 | 80.35 | 82.5 | 63.16 | 81.99 | 85.05 | 50.19 | 77.93 | 78.42
1505 | 45.44 | 65.31 | 80.3 | 45.44 | 65.31 | 80.3 | 45.44 | 65.31 | 80.3 | 45.44 | 65.31 | 80.3 | 45.44 | 65.31 | 78.24 | 45.44 | 65.31 | 78.24 | 39.97 | 65.31 | 62.09 | 39.97 | 44.94 | 37.41 | 45.44 | 65.31 | 62.09 | 47.32 | 69.01 | 81.96 | 47.32 | 70.42 | 83.62 | 45.44 | 65.31 | 80.3 | 67.81 | 89.69 | 102.4 | 67.81 | 89.69 | 102.4 | 67.81 | 89.69 | 102.4 | 67.81 | 89.69 | 102.4 | 67.81 | 89.69 | 102.4 | 67.81 | 89.69 | 102.4 | 50.56 | 89.69 | 72.86 | 50.56 | 53.15 | 49.54 | 67.81 | 89.69 | 72.86 | 71.32 | 100.94 | 108.83 | 72.78 | 103 | 111.11 | 67.81 | 89.69 | 102.4
1506 | 53.37 | 76.16 | 84.46 | 53.37 | 76.16 | 84.46 | 54.52 | 76.16 | 84.46 | 54.52 | 76.16 | 84.46 | 54.52 | 76.16 | 81.93 | 54.52 | 76.16 | 81.93 | 53.37 | 76.16 | 81.93 | 40.42 | 45.39 | 37.85 | 54.52 | 76.16 | 81.93 | 57.35 | 79.31 | 85.32 | 58.52 | 81.75 | 87.06 | 53.37 | 76.16 | 84.46 | 76.34 | 104.04 | 107.67 | 76.34 | 104.04 | 107.67 | 76.34 | 104.04 | 107.67 | 76.34 | 104.04 | 107.67 | 76.34 | 104.04 | 105.63 | 76.34 | 104.04 | 105.63 | 76.34 | 104.04 | 97.15 | 51.01 | 53.6 | 49.98 | 76.34 | 104.04 | 97.15 | 83.51 | 107.13 | 111.1 | 85.22 | 109.32 | 113.37 | 76.34 | 104.04 | 107.67
1507 | 53.17 | 77 | 81.93 | 53.34 | 77 | 81.93 | 54.51 | 77 | 81.93 | 54.51 | 77 | 81.93 | 54.51 | 77 | 81.93 | 54.51 | 77 | 81.93 | 53.34 | 77 | 81.93 | 40.39 | 45.36 | 37.82 | 54.51 | 77 | 81.93 | 57.35 | 80.19 | 85.32 | 58.52 | 82.66 | 87.06 | 53.17 | 77 | 81.93 | 75.57 | 103.92 | 107.67 | 75.57 | 103.92 | 107.67 | 75.57 | 103.92 | 107.67 | 75.57 | 103.92 | 107.67 | 75.57 | 103.92 | 106.18 | 75.57 | 103.92 | 106.18 | 75.57 | 103.92 | 97.15 | 50.98 | 53.57 | 49.95 | 75.57 | 103.92 | 97.15 | 85.54 | 107.13 | 111.11 | 87.28 | 109.32 | 113.38 | 75.57 | 103.92 | 107.67
1508 | 51.75 | 76.16 | 80 | 52.81 | 76.17 | 81.93 | 52.81 | 76.17 | 81.93 | 52.81 | 76.17 | 81.93 | 52.81 | 76.17 | 81.93 | 52.81 | 76.17 | 81.93 | 52.81 | 76.17 | 81.93 | 40.12 | 45.08 | 37.55 | 52.81 | 76.17 | 81.93 | 57.35 | 80.19 | 85.32 | 57.35 | 82.66 | 87.06 | 51.75 | 76.16 | 80 | 73.76 | 98.21 | 107.78 | 73.76 | 103.73 | 107.78 | 73.76 | 103.73 | 107.78 | 73.76 | 103.73 | 107.78 | 73.76 | 103.73 | 107.78 | 73.76 | 103.73 | 107.78 | 73.76 | 103.73 | 97.15 | 50.7 | 53.29 | 49.68 | 73.76 | 103.73 | 97.15 | 84.64 | 107.13 | 111.11 | 86.37 | 109.32 | 113.38 | 73.76 | 98.21 | 107.78
1509 | 40.05 | 75.17 | 81.93 | 40.76 | 75.18 | 81.93 | 40.76 | 75.18 | 81.93 | 40.76 | 75.18 | 81.93 | 40.76 | 75.18 | 81.93 | 40.76 | 75.18 | 81.93 | 40.05 | 75.18 | 81.93 | 40.05 | 45.02 | 37.49 | 40.76 | 75.18 | 81.93 | 57.26 | 79.9 | 85.32 | 57.26 | 81.53 | 85.32 | 40.05 | 75.17 | 81.93 | 56.22 | 90 | 97.15 | 56.22 | 100.8 | 97.15 | 56.22 | 100.8 | 97.15 | 56.22 | 100.8 | 97.15 | 56.22 | 100.8 | 97.15 | 56.22 | 100.8 | 97.15 | 56.22 | 100.8 | 97.15 | 50.64 | 53.23 | 49.62 | 56.22 | 100.8 | 97.15 | 81.52 | 107.13 | 111.11 | 81.52 | 109.32 | 113.37 | 56.22 | 90 | 97.15
1510 | 39.92 | 58.9 | 81.93 | 40.63 | 58.9 | 81.93 | 40.63 | 58.9 | 81.93 | 40.63 | 58.9 | 81.93 | 40.63 | 74.62 | 81.93 | 40.63 | 74.62 | 81.93 | 39.92 | 58.9 | 81.93 | 39.92 | 44.89 | 37.35 | 40.63 | 74.62 | 81.93 | 56.21 | 79.31 | 85.32 | 56.21 | 80.93 | 85.32 | 39.92 | 58.9 | 81.93 | 50.86 | 88.51 | 97.15 | 50.86 | 88.51 | 97.15 | 50.86 | 88.51 | 97.15 | 50.86 | 88.51 | 97.15 | 56.09 | 91.27 | 97.15 | 56.09 | 91.27 | 97.15 | 50.51 | 88.51 | 97.15 | 50.51 | 53.1 | 49.49 | 56.09 | 91.27 | 97.15 | 80.7 | 107.13 | 111.11 | 81.52 | 109.31 | 113.37 | 50.86 | 88.51 | 97.15
1511 | 39.71 | 55.25 | 77.11 | 39.71 | 56.97 | 81.11 | 39.71 | 56.97 | 81.11 | 39.71 | 56.97 | 81.11 | 40.42 | 73.68 | 81.11 | 40.42 | 73.68 | 81.11 | 39.71 | 56.97 | 81.11 | 39.71 | 44.68 | 37.14 | 40.42 | 73.68 | 81.11 | 55.64 | 78.31 | 83.62 | 54.54 | 79.9 | 84.86 | 39.71 | 55.25 | 77.11 | 50.3 | 76.52 | 82.58 | 50.3 | 82.01 | 82.58 | 50.3 | 82.01 | 82.58 | 50.3 | 82.01 | 82.58 | 55.88 | 91.27 | 82.58 | 55.88 | 91.27 | 82.58 | 50.3 | 82.01 | 82.58 | 50.3 | 52.89 | 49.28 | 55.88 | 91.27 | 82.58 | 73.64 | 107.13 | 111.11 | 74.38 | 109.31 | 111.11 | 50.3 | 76.52 | 82.58
1512 | 39.72 | 44.69 | 69.18 | 39.72 | 51.99 | 75.99 | 39.72 | 51.99 | 75.99 | 39.72 | 51.99 | 75.99 | 40.43 | 60.35 | 75.99 | 40.43 | 60.35 | 75.99 | 39.72 | 51.99 | 75.99 | 39.72 | 44.69 | 37.15 | 40.43 | 60.35 | 75.99 | 50.73 | 69.93 | 81.96 | 50.34 | 71.35 | 81.96 | 39.72 | 44.69 | 69.18 | 50.31 | 77.08 | 82.15 | 50.31 | 77.14 | 82.15 | 50.31 | 77.14 | 82.15 | 50.31 | 77.14 | 82.15 | 55.89 | 77.14 | 82.15 | 55.89 | 77.14 | 82.15 | 50.31 | 77.14 | 82.15 | 50.31 | 52.9 | 49.29 | 55.89 | 77.14 | 82.15 | 73.64 | 105 | 108.83 | 72.18 | 105 | 111.05 | 50.31 | 77.08 | 82.15
1513 | 39.53 | 44.5 | 68.43 | 39.53 | 51.47 | 75.99 | 39.53 | 51.47 | 75.99 | 39.53 | 51.47 | 75.99 | 40.24 | 51.47 | 75.99 | 40.24 | 51.47 | 75.99 | 39.53 | 51.47 | 75.99 | 39.53 | 44.5 | 36.97 | 40.24 | 51.47 | 75.99 | 43.29 | 69.93 | 81.96 | 42.43 | 71.35 | 81.96 | 39.53 | 44.5 | 68.43 | 50.12 | 73.62 | 74.31 | 50.12 | 77.14 | 80.59 | 50.12 | 77.14 | 80.59 | 50.12 | 77.14 | 80.59 | 55.7 | 77.14 | 82.15 | 55.7 | 77.14 | 82.15 | 50.12 | 77.14 | 80.59 | 50.12 | 52.71 | 49.1 | 55.7 | 77.14 | 82.15 | 62.63 | 105 | 107.78 | 61.39 | 105 | 109.98 | 50.12 | 73.62 | 74.31
1514 | 39.43 | 44.4 | 50 | 39.43 | 49.67 | 77.11 | 39.43 | 49.67 | 77.11 | 39.43 | 49.67 | 77.11 | 40.14 | 49.67 | 77.11 | 40.14 | 49.67 | 77.11 | 39.43 | 49.67 | 77.11 | 39.43 | 44.4 | 36.87 | 40.14 | 49.67 | 77.11 | 42.44 | 64.13 | 81.96 | 41.59 | 65.43 | 81.96 | 39.43 | 44.4 | 50 | 50.02 | 56.61 | 74.31 | 50.02 | 77.14 | 80.03 | 50.02 | 77.14 | 80.03 | 50.02 | 77.14 | 80.03 | 55.6 | 77.14 | 80.03 | 55.6 | 77.14 | 80.03 | 50.02 | 77.14 | 80.03 | 50.02 | 52.61 | 49 | 55.6 | 77.14 | 80.03 | 62.01 | 105 | 105.63 | 61.39 | 105 | 107.79 | 50.02 | 56.61 | 74.31
1515 | 39.46 | 44.43 | 39.02 | 39.46 | 48.99 | 77.11 | 39.46 | 48.99 | 77.11 | 39.46 | 48.99 | 77.11 | 40.17 | 48.99 | 77.11 | 40.17 | 48.99 | 77.11 | 39.46 | 48.99 | 77.11 | 39.46 | 44.43 | 36.89 | 40.17 | 48.99 | 77.11 | 41.59 | 60.65 | 81.96 | 41.59 | 61.88 | 81.96 | 39.46 | 44.43 | 39.02 | 50.05 | 56.61 | 64.79 | 50.05 | 69.63 | 64.79 | 50.05 | 69.63 | 64.79 | 50.05 | 69.63 | 64.79 | 55.63 | 69.63 | 64.79 | 55.63 | 69.63 | 64.79 | 50.05 | 69.63 | 64.79 | 50.05 | 52.64 | 49.02 | 55.63 | 69.63 | 64.79 | 61.39 | 92.45 | 104.49 | 61.39 | 94.34 | 106.62 | 50.05 | 56.61 | 64.79
1516 | 39.72 | 44.69 | 50 | 39.72 | 49.56 | 75.1 | 39.72 | 49.56 | 75.1 | 39.72 | 49.56 | 75.1 | 40.43 | 49.56 | 77.11 | 40.43 | 49.56 | 77.11 | 39.72 | 49.56 | 75.1 | 39.72 | 44.69 | 37.15 | 40.43 | 49.56 | 77.11 | 41.59 | 60.65 | 81.96 | 41.59 | 61.88 | 81.96 | 39.72 | 44.69 | 50 | 50.31 | 73.62 | 63.5 | 50.31 | 75.11 | 63.5 | 50.31 | 75.11 | 63.5 | 50.31 | 75.11 | 63.5 | 55.89 | 75.11 | 63.5 | 55.89 | 75.11 | 63.5 | 50.31 | 75.11 | 63.5 | 50.31 | 52.9 | 49.28 | 55.89 | 75.11 | 63.5 | 61.39 | 93.37 | 104.49 | 61.39 | 95.27 | 106.62 | 50.31 | 73.62 | 63.5
1517 | 40.06 | 59.82 | 73 | 40.06 | 61.04 | 77.89 | 40.06 | 61.04 | 77.89 | 40.06 | 61.04 | 77.89 | 40.76 | 66.94 | 77.89 | 40.76 | 66.94 | 77.89 | 40.06 | 61.04 | 77.89 | 40.06 | 45.02 | 37.49 | 40.76 | 66.94 | 77.89 | 46.84 | 71.35 | 82.78 | 46.84 | 72.8 | 82.78 | 40.06 | 59.82 | 73 | 50.65 | 77.94 | 77.65 | 50.65 | 84.52 | 80.02 | 50.65 | 84.52 | 80.02 | 50.65 | 84.52 | 80.02 | 56.23 | 85.38 | 80.03 | 56.23 | 85.38 | 80.03 | 50.65 | 84.52 | 80.02 | 50.65 | 53.23 | 49.62 | 56.23 | 85.38 | 80.03 | 69.9 | 103.92 | 105.63 | 69.9 | 106.04 | 107.79 | 50.65 | 77.94 | 77.65
1518 | 44.76 | 68.63 | 77.11 | 45.66 | 74.42 | 94.04 | 45.66 | 74.42 | 94.04 | 45.66 | 74.42 | 94.04 | 45.66 | 74.42 | 94.04 | 45.66 | 74.42 | 94.04 | 45.66 | 74.42 | 94.04 | 40.61 | 45.58 | 38.05 | 45.66 | 74.42 | 94.04 | 54.59 | 80.71 | 96.95 | 55.69 | 82.35 | 96.95 | 44.76 | 68.63 | 77.11 | 63.17 | 83.54 | 95.94 | 63.17 | 97.7 | 105.08 | 63.17 | 97.7 | 105.08 | 63.17 | 97.7 | 105.08 | 63.17 | 105.65 | 105.08 | 63.17 | 105.65 | 105.08 | 63.17 | 97.7 | 105.08 | 51.2 | 53.79 | 51.61 | 63.17 | 105.65 | 105.08 | 85 | 112.28 | 108.33 | 86.73 | 114.58 | 110.54 | 63.17 | 83.54 | 95.94
1519 | 55.47 | 78.28 | 79.5 | 60.15 | 84.88 | 96.03 | 60.15 | 84.88 | 96.03 | 60.15 | 84.88 | 96.03 | 60.15 | 84.88 | 96.03 | 60.15 | 84.88 | 96.03 | 60.15 | 84.88 | 96.03 | 41.54 | 46.51 | 38.97 | 60.15 | 84.88 | 96.03 | 63.93 | 86.69 | 98.01 | 64.02 | 88.46 | 100 | 55.47 | 78.28 | 79.5 | 86.75 | 101.85 | 108.68 | 87.63 | 113.78 | 108.87 | 87.63 | 113.78 | 108.87 | 87.63 | 113.78 | 108.87 | 87.63 | 113.78 | 108.87 | 87.63 | 113.78 | 108.87 | 87.63 | 113.78 | 108.87 | 52.13 | 54.72 | 51.11 | 87.63 | 113.78 | 108.87 | 107.13 | 116.12 | 111.11 | 107.13 | 118.48 | 113.37 | 86.75 | 101.85 | 108.68
1520 | 58.11 | 83.72 | 88.56 | 61.88 | 84.88 | 96.03 | 61.88 | 84.88 | 96.03 | 61.88 | 84.88 | 96.03 | 61.88 | 84.88 | 96.03 | 61.88 | 84.88 | 96.03 | 61.88 | 84.88 | 96.03 | 42.88 | 47.85 | 42.57 | 61.88 | 84.88 | 96.03 | 64.44 | 86.69 | 98.01 | 64.44 | 88.46 | 100 | 58.11 | 83.72 | 88.56 | 90 | 113.4 | 108.68 | 90 | 113.78 | 108.87 | 90 | 113.78 | 108.87 | 90 | 113.78 | 108.87 | 90 | 113.78 | 108.87 | 90 | 113.78 | 108.87 | 90 | 113.78 | 108.87 | 53.47 | 56.06 | 52.45 | 90 | 113.78 | 108.87 | 107.13 | 116.12 | 111.11 | 107.13 | 118.48 | 113.37 | 90 | 113.4 | 108.68
1521 | 58.11 | 83.24 | 79.48 | 61.15 | 83.24 | 84.47 | 61.15 | 83.24 | 84.47 | 61.15 | 83.24 | 84.47 | 61.15 | 83.24 | 84.47 | 61.15 | 83.24 | 84.47 | 61.15 | 83.24 | 84.47 | 41.92 | 46.89 | 39.35 | 61.15 | 83.24 | 84.47 | 64.02 | 86.68 | 85.33 | 64.02 | 88.45 | 85.33 | 58.11 | 83.24 | 79.48 | 89.41 | 108.92 | 108.68 | 89.41 | 108.92 | 108.87 | 89.41 | 108.92 | 108.87 | 89.41 | 108.92 | 108.87 | 89.41 | 108.92 | 108.87 | 89.41 | 108.92 | 108.87 | 89.41 | 108.92 | 108.87 | 52.51 | 55.1 | 51.61 | 89.41 | 108.92 | 108.87 | 94.82 | 112.28 | 111.11 | 94.82 | 111.16 | 111.11 | 89.41 | 108.92 | 108.68
1522 | 57.4 | 77.5 | 79.5 | 57.4 | 77.5 | 79.5 | 57.4 | 77.5 | 79.5 | 57.4 | 77.5 | 79.5 | 57.4 | 77.5 | 79.5 | 57.4 | 77.5 | 79.5 | 57.4 | 77.5 | 79.5 | 41.4 | 46.37 | 38.83 | 57.4 | 77.5 | 79.5 | 59.77 | 80.71 | 82.78 | 59.77 | 80.71 | 81.13 | 57.4 | 77.5 | 79.5 | 83.28 | 99.14 | 103.44 | 83.28 | 99.14 | 103.44 | 83.28 | 99.14 | 103.44 | 83.28 | 99.14 | 103.44 | 83.28 | 99.14 | 103.44 | 83.28 | 99.14 | 103.44 | 83.28 | 99.14 | 103.44 | 51.99 | 54.58 | 50.97 | 83.28 | 99.14 | 103.44 | 85 | 103.24 | 104.52 | 86.73 | 101.18 | 104.49 | 83.28 | 99.14 | 103.44
1523 | 55 | 62.81 | 74.25 | 55 | 62.81 | 74.25 | 55 | 62.81 | 74.25 | 55 | 62.81 | 74.25 | 55 | 62.81 | 72.02 | 55 | 62.81 | 72.02 | 55 | 62.81 | 72.02 | 41.04 | 46.01 | 38.48 | 55 | 62.81 | 72.02 | 57.27 | 64.11 | 75 | 56.13 | 64.75 | 75 | 55 | 62.81 | 74.25 | 78.5 | 84.2 | 81.65 | 78.5 | 84.2 | 81.65 | 78.5 | 84.2 | 81.65 | 78.5 | 84.2 | 81.65 | 78.5 | 84.2 | 81.65 | 78.5 | 84.2 | 81.65 | 78.5 | 84.2 | 81.65 | 51.63 | 54.22 | 50.61 | 78.5 | 84.2 | 81.65 | 81.61 | 85.93 | 84.18 | 81.61 | 85.93 | 83.33 | 78.5 | 84.2 | 81.65
1524 | 54.03 | 62.81 | 72.77 | 54.03 | 62.81 | 72.77 | 54.03 | 62.81 | 72.77 | 54.03 | 62.81 | 72.77 | 54.03 | 62.18 | 71.26 | 54.03 | 62.18 | 71.26 | 54.03 | 62.18 | 71.26 | 40.74 | 45.71 | 38.17 | 54.03 | 62.18 | 71.26 | 55.14 | 64.11 | 73.51 | 55.14 | 64.11 | 73.51 | 54.03 | 62.81 | 72.77 | 73.76 | 82.45 | 81.65 | 73.76 | 82.45 | 81.65 | 73.76 | 82.45 | 81.65 | 73.76 | 82.45 | 81.65 | 71.67 | 77.59 | 81.65 | 71.67 | 77.59 | 81.65 | 71.67 | 77.59 | 81.65 | 51.33 | 53.91 | 51.61 | 71.67 | 77.59 | 81.65 | 77.7 | 85.93 | 84.18 | 77.7 | 85.93 | 83.33 | 73.76 | 82.45 | 81.65
1525 | 48.6 | 62.81 | 74.25 | 48.6 | 62.81 | 74.25 | 48.6 | 62.81 | 74.25 | 48.6 | 62.81 | 74.25 | 48.6 | 60.25 | 69.22 | 48.6 | 60.25 | 69.22 | 48.6 | 60.25 | 69.22 | 40.62 | 45.59 | 38.05 | 48.6 | 60.25 | 69.22 | 49.67 | 64.11 | 73.51 | 49.67 | 64.11 | 75 | 48.6 | 62.81 | 74.25 | 76.75 | 84.2 | 81.65 | 76.75 | 84.2 | 81.65 | 76.75 | 84.2 | 81.65 | 76.75 | 84.2 | 81.65 | 67.66 | 77.59 | 81.65 | 67.66 | 77.59 | 81.65 | 67.66 | 77.59 | 81.65 | 51.21 | 53.79 | 51.61 | 67.66 | 77.59 | 81.65 | 80.73 | 85.93 | 84.18 | 80.73 | 85.93 | 83.33 | 76.75 | 84.2 | 81.65
1526 | 52.83 | 62.81 | 77.11 | 52.83 | 62.81 | 77.11 | 52.83 | 62.81 | 77.11 | 52.83 | 62.81 | 77.11 | 48.85 | 60.25 | 69.22 | 48.85 | 60.25 | 69.22 | 48.85 | 60.25 | 69.22 | 40.52 | 49.75 | 39.85 | 48.85 | 60.25 | 69.22 | 56.13 | 64.11 | 76.34 | 56.13 | 64.11 | 77.89 | 52.83 | 62.81 | 77.11 | 75.2 | 82.52 | 83.58 | 75.2 | 82.52 | 83.58 | 75.2 | 82.52 | 83.58 | 75.2 | 82.52 | 83.58 | 67.2 | 77.59 | 81.65 | 67.2 | 77.59 | 81.65 | 67.2 | 77.59 | 81.65 | 51.11 | 77.59 | 81.65 | 67.2 | 77.59 | 81.65 | 79.9 | 85.93 | 85.31 | 79.9 | 85.93 | 85.31 | 75.2 | 82.52 | 83.58
1527 | 52.83 | 70.63 | 81.14 | 52.83 | 70.63 | 81.14 | 52.83 | 70.63 | 81.14 | 52.83 | 70.63 | 81.14 | 49.16 | 62.81 | 77.11 | 49.16 | 62.81 | 77.11 | 49.16 | 62.81 | 77.11 | 40.45 | 45.42 | 39.85 | 49.16 | 62.81 | 77.11 | 56.13 | 72.09 | 81.96 | 56.13 | 73.55 | 81.96 | 52.83 | 70.63 | 81.14 | 79.08 | 90 | 105.5 | 79.08 | 90 | 105.5 | 79.08 | 90 | 105.5 | 79.08 | 90 | 105.5 | 67.66 | 79.9 | 102.4 | 67.66 | 79.9 | 102.4 | 67.66 | 79.9 | 102.4 | 51.04 | 53.63 | 51.61 | 67.66 | 79.9 | 81.65 | 84.02 | 103.95 | 108.83 | 84.02 | 105 | 110 | 79.08 | 90 | 105.5
1528 | 53.44 | 89.54 | 90 | 54.52 | 91.06 | 92.78 | 54.52 | 91.06 | 92.78 | 54.52 | 91.06 | 92.78 | 54.52 | 91.05 | 81.11 | 54.52 | 91.05 | 81.11 | 54.52 | 91.05 | 81.11 | 40.47 | 45.46 | 41.03 | 54.52 | 71.44 | 81.11 | 56.21 | 95.67 | 93.72 | 57.35 | 95.78 | 93.72 | 53.44 | 89.54 | 90 | 81.78 | 109.37 | 107.78 | 81.78 | 109.37 | 107.78 | 81.78 | 109.37 | 107.78 | 81.78 | 109.37 | 107.78 | 81.76 | 109.37 | 107.78 | 81.76 | 109.37 | 107.78 | 81.76 | 109.37 | 107.78 | 51.06 | 53.65 | 51.61 | 81.76 | 90 | 83.76 | 86.89 | 116.64 | 111.11 | 88.66 | 116.64 | 112.23 | 81.78 | 109.37 | 107.78
1529 | 58.78 | 90.1 | 107.23 | 58.78 | 97.7 | 115.38 | 58.78 | 97.7 | 115.38 | 58.78 | 97.7 | 115.38 | 58.78 | 97.7 | 101.85 | 58.78 | 97.7 | 101.85 | 58.78 | 97.7 | 101.85 | 41.03 | 65.31 | 70.53 | 58.78 | 90 | 101.85 | 63.16 | 111.08 | 120 | 64.44 | 113.34 | 120 | 58.78 | 90.1 | 107.23 | 89.4 | 117.77 | 115.59 | 89.4 | 117.77 | 115.59 | 89.4 | 117.77 | 115.59 | 89.4 | 117.77 | 115.59 | 89.4 | 117.77 | 115.59 | 89.4 | 117.77 | 115.59 | 89.4 | 117.77 | 115.59 | 51.62 | 117.77 | 115.59 | 89.4 | 113.38 | 110 | 105 | 136.04 | 121.25 | 107.13 | 133.33 | 121.25 | 89.4 | 117.77 | 115.59
1530 | 63.51 | 90.74 | 104.58 | 63.51 | 113.4 | 116.39 | 64.8 | 113.4 | 116.39 | 64.8 | 113.4 | 116.39 | 64.8 | 113.4 | 116.39 | 64.8 | 113.4 | 116.39 | 63.51 | 113.4 | 116.39 | 45.72 | 90.74 | 104.58 | 64.8 | 113.4 | 116.39 | 69.57 | 135.98 | 122.44 | 70.99 | 138.75 | 122.44 | 63.51 | 90.74 | 104.58 | 92.03 | 118.41 | 116.24 | 92.03 | 123.78 | 120 | 92.03 | 123.78 | 120 | 92.03 | 123.78 | 120 | 92.03 | 123.78 | 120 | 92.03 | 123.78 | 120 | 92.03 | 123.78 | 120 | 73.76 | 118.41 | 116.24 | 92.03 | 123.78 | 120 | 204 | 186.38 | 126.22 | 208.14 | 182.67 | 123.71 | 92.03 | 118.41 | 116.24
1531 | 58.97 | 90.15 | 101.85 | 60 | 120 | 119.98 | 68.5 | 120 | 119.98 | 68.5 | 120 | 119.98 | 68.5 | 120 | 119.98 | 68.5 | 120 | 119.98 | 60 | 120 | 119.98 | 45.72 | 90.15 | 101.85 | 68.5 | 120 | 119.98 | 103.95 | 135.98 | 124.94 | 106.06 | 135.98 | 123.69 | 58.97 | 90.15 | 101.85 | 104.58 | 117.82 | 115.64 | 104.58 | 123.93 | 120 | 106.7 | 123.93 | 120 | 106.7 | 123.93 | 120 | 106.7 | 130.22 | 120 | 106.7 | 130.22 | 120 | 104.58 | 130.22 | 120 | 104.58 | 117.82 | 115.64 | 106.7 | 130.22 | 120 | 204 | 186.38 | 126.22 | 208.14 | 182.67 | 123.71 | 104.58 | 117.82 | 115.64
1532 | 57.99 | 89.47 | 81.63 | 59.45 | 120 | 119.98 | 59.77 | 120 | 119.98 | 59.77 | 120 | 119.98 | 59.77 | 120 | 119.98 | 59.77 | 120 | 119.98 | 59.45 | 120 | 119.98 | 40.53 | 65.31 | 70.53 | 59.77 | 120 | 119.98 | 65.7 | 131.44 | 124.94 | 65.7 | 131.44 | 122.45 | 57.99 | 89.47 | 81.63 | 88.9 | 116.24 | 108.68 | 88.9 | 123.78 | 120 | 88.9 | 123.78 | 120 | 88.9 | 123.78 | 120 | 88.9 | 130.22 | 120 | 88.9 | 130.22 | 120 | 88.9 | 130.22 | 120 | 51.12 | 116.24 | 108.68 | 88.9 | 130.22 | 120 | 105.16 | 142.63 | 126.22 | 107.19 | 139.79 | 123.71 | 88.9 | 116.24 | 108.68
1533 | 53.5 | 89.47 | 80 | 58.01 | 101.74 | 117.58 | 58.01 | 101.74 | 117.58 | 58.01 | 101.74 | 117.58 | 58.01 | 106.7 | 117.58 | 58.01 | 106.7 | 117.58 | 58.01 | 106.7 | 117.58 | 40.42 | 89.47 | 80 | 58.01 | 106.7 | 117.58 | 64.44 | 111.11 | 122.44 | 64.44 | 111.11 | 120 | 53.5 | 89.47 | 80 | 86.92 | 116.24 | 111 | 86.92 | 117.16 | 114.98 | 86.92 | 117.16 | 114.98 | 86.92 | 117.16 | 114.98 | 86.92 | 126.72 | 121.21 | 86.92 | 126.72 | 121.21 | 86.92 | 126.72 | 121.21 | 51.01 | 116.24 | 111 | 86.92 | 126.72 | 121.21 | 105 | 136.04 | 126.22 | 107.13 | 133.32 | 123.71 | 86.92 | 116.24 | 111
1534 | 40.07 | 80 | 77.92 | 40.78 | 101.39 | 117.58 | 40.78 | 101.39 | 117.58 | 40.78 | 101.39 | 117.58 | 40.78 | 106.67 | 117.58 | 40.78 | 106.67 | 117.58 | 40.78 | 106.66 | 117.58 | 40.07 | 49.75 | 43.81 | 40.78 | 106.67 | 117.58 | 58.43 | 111.08 | 122.44 | 58.43 | 111.08 | 120 | 40.07 | 80 | 77.92 | 64.47 | 90 | 107.67 | 64.47 | 116.8 | 114.63 | 64.47 | 116.8 | 114.63 | 64.47 | 116.8 | 114.63 | 64.47 | 125.45 | 118.8 | 64.47 | 125.45 | 118.8 | 64.47 | 125.45 | 118.8 | 50.66 | 90 | 107.67 | 64.47 | 125.45 | 118.8 | 103.95 | 133.33 | 123.71 | 103.95 | 130.67 | 121.25 | 64.47 | 90 | 107.67
1535 | 39.77 | 61.71 | 76.39 | 40.48 | 101.09 | 114.12 | 40.48 | 101.09 | 114.12 | 40.48 | 101.09 | 114.12 | 40.48 | 106.67 | 117.58 | 40.48 | 106.67 | 117.58 | 40.48 | 101.09 | 114.12 | 39.77 | 44.75 | 43.81 | 40.48 | 106.67 | 117.58 | 56.21 | 111.08 | 122.44 | 56.21 | 111.08 | 120 | 39.77 | 61.71 | 76.39 | 55.94 | 82.03 | 103.4 | 55.94 | 109.34 | 114.33 | 55.94 | 109.34 | 114.33 | 55.94 | 109.34 | 114.33 | 55.94 | 125 | 118.8 | 55.94 | 125 | 118.8 | 55.94 | 109.34 | 118.8 | 50.36 | 52.95 | 51.61 | 55.94 | 125 | 118.8 | 85 | 133.33 | 123.71 | 85 | 130.67 | 121.24 | 55.94 | 82.03 | 103.4
1536 | 39.77 | 48.33 | 76.39 | 40.12 | 70.82 | 114.12 | 40.12 | 70.82 | 114.12 | 40.12 | 70.82 | 114.12 | 40.48 | 70.83 | 117.58 | 40.48 | 70.83 | 117.58 | 40.12 | 70.82 | 114.12 | 39.77 | 44.75 | 43.81 | 40.48 | 70.83 | 117.58 | 52.41 | 111.07 | 122.44 | 52.41 | 109.96 | 120 | 39.77 | 48.33 | 76.39 | 54.83 | 80 | 90 | 55.94 | 92.83 | 114.33 | 55.94 | 92.83 | 114.33 | 55.94 | 92.83 | 114.33 | 55.94 | 123.31 | 118.8 | 55.94 | 123.31 | 118.8 | 55.94 | 92.83 | 114.33 | 50.36 | 52.95 | 51.61 | 55.94 | 123.31 | 118.8 | 79.9 | 132.38 | 123.71 | 79.9 | 128.42 | 121.24 | 54.83 | 80 | 90
1537 | 39.69 | 44.66 | 50 | 39.86 | 70.65 | 114.04 | 39.86 | 70.65 | 114.04 | 39.86 | 70.65 | 114.04 | 40.4 | 70.66 | 117.58 | 40.4 | 70.66 | 117.58 | 39.86 | 70.65 | 114.04 | 39.69 | 44.66 | 43.81 | 40.4 | 70.66 | 117.58 | 46.9 | 106.06 | 122.44 | 46.9 | 103.95 | 120 | 39.69 | 44.66 | 50 | 54.8 | 56.61 | 64.79 | 55.86 | 92.83 | 107.67 | 55.86 | 92.83 | 107.67 | 55.86 | 92.83 | 107.67 | 55.86 | 110 | 118.8 | 55.86 | 110 | 118.8 | 55.86 | 92.83 | 107.67 | 50.28 | 52.87 | 51.61 | 55.86 | 110 | 118.8 | 77.7 | 129.61 | 122.45 | 77.7 | 126.99 | 120 | 54.8 | 56.61 | 64.79
1538 | 39.63 | 44.6 | 50 | 39.63 | 70.59 | 113.98 | 39.63 | 70.59 | 113.98 | 39.63 | 70.59 | 113.98 | 40.34 | 70.6 | 116.4 | 40.34 | 70.6 | 116.4 | 39.63 | 70.59 | 113.98 | 39.63 | 44.6 | 43.81 | 40.34 | 70.6 | 116.4 | 46.74 | 103.67 | 122.44 | 46.74 | 102.63 | 120 | 39.63 | 44.6 | 50 | 50.22 | 53.82 | 64.79 | 51.24 | 92.83 | 113.4 | 51.24 | 92.83 | 113.4 | 51.24 | 92.83 | 113.4 | 55.8 | 110 | 116.4 | 55.8 | 110 | 116.4 | 51.24 | 92.83 | 113.4 | 50.22 | 52.81 | 51.61 | 55.8 | 110 | 116.4 | 77.7 | 121.3 | 121.25 | 77.7 | 118.87 | 120 | 50.22 | 53.82 | 64.79
1539 | 39.65 | 44.62 | 46.99 | 39.65 | 64.84 | 98.63 | 39.65 | 64.84 | 98.63 | 39.65 | 64.84 | 98.63 | 40.36 | 64.84 | 107.64 | 40.36 | 64.84 | 107.64 | 39.65 | 64.84 | 98.63 | 39.65 | 44.62 | 43.81 | 40.36 | 64.84 | 107.64 | 46.74 | 91.61 | 113.23 | 46.74 | 93.47 | 110.97 | 39.65 | 44.62 | 46.99 | 50.24 | 53.82 | 64.79 | 51.26 | 92.83 | 112.12 | 51.26 | 92.83 | 112.12 | 51.26 | 92.83 | 112.12 | 55.82 | 109.75 | 113.17 | 55.82 | 109.75 | 113.17 | 51.26 | 92.83 | 112.12 | 50.24 | 52.83 | 51.61 | 55.82 | 109.75 | 113.17 | 77.7 | 116.64 | 116.67 | 77.7 | 114.31 | 114.33 | 50.24 | 53.82 | 64.79
1540 | 39.81 | 44.77 | 50 | 40.12 | 64.84 | 85.34 | 40.12 | 64.84 | 85.34 | 40.12 | 64.84 | 85.34 | 40.51 | 64.84 | 100.83 | 40.51 | 64.84 | 100.83 | 40.12 | 64.84 | 85.34 | 39.81 | 44.77 | 39.85 | 40.51 | 64.84 | 100.83 | 46.74 | 91.61 | 106.06 | 46.74 | 93.47 | 103.94 | 39.81 | 44.77 | 50 | 50.93 | 56.61 | 64.79 | 51.97 | 90.47 | 106.7 | 51.97 | 90.47 | 106.7 | 51.97 | 90.47 | 106.7 | 55.97 | 90.47 | 106.7 | 55.97 | 90.47 | 106.7 | 51.97 | 90.47 | 106.7 | 50.39 | 52.98 | 51.61 | 55.97 | 90.47 | 106.7 | 77.7 | 116.64 | 111.11 | 77.7 | 114.31 | 111.11 | 50.93 | 56.61 | 64.79
1541 | 40.08 | 62.86 | 77.11 | 40.79 | 82.03 | 98.46 | 40.79 | 82.03 | 98.46 | 40.79 | 82.03 | 98.46 | 40.79 | 86.19 | 98.46 | 40.79 | 86.19 | 98.46 | 40.79 | 82.03 | 98.46 | 40.08 | 45.06 | 43.73 | 40.79 | 86.19 | 98.46 | 46.9 | 92.54 | 104.64 | 46.9 | 94.42 | 104.64 | 40.08 | 62.86 | 77.11 | 56.25 | 90 | 90 | 56.25 | 107.56 | 107.67 | 56.25 | 107.56 | 107.67 | 56.25 | 107.56 | 107.67 | 56.25 | 107.56 | 107.67 | 56.25 | 107.56 | 107.67 | 56.25 | 107.56 | 107.67 | 50.67 | 53.26 | 51.61 | 56.25 | 107.56 | 107.67 | 77.7 | 116.64 | 113.4 | 77.7 | 114.31 | 113.4 | 56.25 | 90 | 90
1542 | 43.47 | 79.12 | 77.11 | 47.14 | 101.77 | 114.8 | 47.14 | 101.77 | 114.8 | 47.14 | 101.77 | 114.8 | 47.14 | 101.77 | 114.8 | 47.14 | 101.77 | 114.8 | 47.14 | 101.77 | 114.8 | 40.45 | 49.74 | 43.81 | 47.14 | 101.77 | 114.8 | 57.27 | 111.08 | 122.44 | 58.43 | 111.08 | 120 | 43.47 | 79.12 | 77.11 | 64.47 | 90 | 104.58 | 64.47 | 117.19 | 113.4 | 64.47 | 117.19 | 113.4 | 64.47 | 117.19 | 113.4 | 64.47 | 117.19 | 113.4 | 64.47 | 117.19 | 113.4 | 64.47 | 117.19 | 113.4 | 51.04 | 53.63 | 51.61 | 64.47 | 117.19 | 113.4 | 103.95 | 136.04 | 121.25 | 106.06 | 133.32 | 121.25 | 64.47 | 90 | 104.58
1543 | 55.69 | 89.49 | 90 | 59.96 | 105.6 | 116.4 | 60.27 | 105.6 | 116.4 | 60.27 | 105.6 | 116.4 | 60.27 | 105.6 | 116.4 | 60.27 | 105.6 | 116.4 | 59.96 | 105.6 | 116.4 | 41.04 | 49.75 | 43.81 | 60.27 | 105.6 | 116.4 | 64.06 | 111.08 | 122.44 | 64.44 | 113.34 | 122.44 | 55.69 | 89.49 | 90 | 89.41 | 114.28 | 108.68 | 89.41 | 123.93 | 115.6 | 89.41 | 123.93 | 115.6 | 89.41 | 123.93 | 115.6 | 89.41 | 123.93 | 115.6 | 89.41 | 123.93 | 115.6 | 89.41 | 123.93 | 115.6 | 51.63 | 98.21 | 51.61 | 89.41 | 123.93 | 113.4 | 105 | 136.04 | 123.71 | 107.13 | 133.33 | 123.71 | 89.41 | 114.28 | 108.68
1544 | 58.11 | 90 | 90 | 60.43 | 106.67 | 115.86 | 60.84 | 106.67 | 115.86 | 60.84 | 106.67 | 115.86 | 60.84 | 106.67 | 115.86 | 60.84 | 106.67 | 115.86 | 60.43 | 106.67 | 115.86 | 41.51 | 49.74 | 43.81 | 60.84 | 106.67 | 115.86 | 64.66 | 111.08 | 122.44 | 64.66 | 113.34 | 120 | 58.11 | 90 | 90 | 89.88 | 112.38 | 109.21 | 89.88 | 118.24 | 116.07 | 89.88 | 118.24 | 116.07 | 89.88 | 118.24 | 116.07 | 89.88 | 118.24 | 116.07 | 89.88 | 118.24 | 116.07 | 89.88 | 118.24 | 116.07 | 52.1 | 54.69 | 51.61 | 89.88 | 118.24 | 111.68 | 105 | 136.04 | 123.71 | 107.13 | 133.33 | 121.25 | 89.88 | 112.38 | 109.21
1545 | 58.11 | 90 | 85.34 | 60.11 | 92.27 | 85.34 | 60.43 | 92.27 | 85.34 | 60.43 | 92.27 | 85.34 | 60.43 | 92.27 | 81.94 | 60.43 | 92.27 | 81.94 | 60.11 | 92.27 | 81.94 | 41.19 | 46.17 | 39.85 | 60.43 | 92.26 | 81.94 | 64.23 | 96.09 | 85.33 | 64.23 | 98.05 | 86.21 | 58.11 | 90 | 85.34 | 89.41 | 110.61 | 108.87 | 89.41 | 110.61 | 108.87 | 89.41 | 110.61 | 108.87 | 89.41 | 110.61 | 108.87 | 89.41 | 110.61 | 108.87 | 89.41 | 110.61 | 108.87 | 89.41 | 110.61 | 108.87 | 51.78 | 54.37 | 51.61 | 89.41 | 110.61 | 85.05 | 103.95 | 115.18 | 113.37 | 106.06 | 112.89 | 113.37 | 89.41 | 110.61 | 108.87
1546 | 55.69 | 77.5 | 82.78 | 56.82 | 77.5 | 82.78 | 56.82 | 77.5 | 82.78 | 56.82 | 77.5 | 82.78 | 56.82 | 77.5 | 79.5 | 56.82 | 77.5 | 79.5 | 56.82 | 77.5 | 79.5 | 40.93 | 49.74 | 39.85 | 56.82 | 77.5 | 79.5 | 59.17 | 80.71 | 83.62 | 59.17 | 80.71 | 83.62 | 55.69 | 77.5 | 82.78 | 83.28 | 101.85 | 107.67 | 83.28 | 101.85 | 107.67 | 83.28 | 101.85 | 107.67 | 83.28 | 101.85 | 107.67 | 82.45 | 101.85 | 107.67 | 82.45 | 101.85 | 107.67 | 82.45 | 101.85 | 107.67 | 51.51 | 54.1 | 51.61 | 82.45 | 90 | 52.4 | 85 | 106.06 | 110 | 86.73 | 103.94 | 108.76 | 83.28 | 101.85 | 107.67
1547 | 53.9 | 77.5 | 82.78 | 54.45 | 77.5 | 82.78 | 54.45 | 77.5 | 82.78 | 54.45 | 77.5 | 82.78 | 54.09 | 76.73 | 78.68 | 54.09 | 76.73 | 78.68 | 54.09 | 76.73 | 78.68 | 40.74 | 49.74 | 39.85 | 54.09 | 76.72 | 78.68 | 56.13 | 80.71 | 83.62 | 57.27 | 80.71 | 83.62 | 53.9 | 77.5 | 82.78 | 78.28 | 97.98 | 95.07 | 78.28 | 97.98 | 95.07 | 78.28 | 97.98 | 95.07 | 78.28 | 97.98 | 95.07 | 77.5 | 97.98 | 95.07 | 77.5 | 97.98 | 95.07 | 77.5 | 97.98 | 95.07 | 51.32 | 53.91 | 51.31 | 77.5 | 90 | 50.4 | 79.9 | 102.03 | 99 | 81.52 | 100 | 97.03 | 78.28 | 97.98 | 95.07
1548 | 52.83 | 77.5 | 82.78 | 53.9 | 77.5 | 82.78 | 53.9 | 77.5 | 82.78 | 53.9 | 77.5 | 82.78 | 48.6 | 71.59 | 64.61 | 48.6 | 71.59 | 64.61 | 48.6 | 71.59 | 64.61 | 40.62 | 45.6 | 39.85 | 48.6 | 71.58 | 64.61 | 56.13 | 80.71 | 83.62 | 57.27 | 80.71 | 83.62 | 52.83 | 77.5 | 82.78 | 75.94 | 97 | 91.61 | 75.94 | 97 | 91.61 | 75.94 | 97 | 91.61 | 75.94 | 97 | 91.61 | 66.62 | 85.63 | 90.69 | 66.62 | 85.63 | 90.69 | 66.62 | 85.63 | 90.69 | 51.21 | 53.8 | 51.31 | 66.62 | 85.63 | 50.29 | 78.29 | 99 | 95.4 | 79.88 | 99.33 | 95.4 | 75.94 | 97 | 91.61
1549 | 52.02 | 77.5 | 82.78 | 53.07 | 77.5 | 82.78 | 53.07 | 77.5 | 82.78 | 53.07 | 77.5 | 82.78 | 48.5 | 58 | 40.04 | 48.5 | 58 | 40.04 | 48.5 | 58 | 40.04 | 40.54 | 45.64 | 39.85 | 48.5 | 57.99 | 40.04 | 55.27 | 79.44 | 83.62 | 56.39 | 80.71 | 83.62 | 52.02 | 77.5 | 82.78 | 75.37 | 97.98 | 92.54 | 75.37 | 97.98 | 92.54 | 75.37 | 97.98 | 92.54 | 75.37 | 97.98 | 92.54 | 64.32 | 73.14 | 90.69 | 64.32 | 73.14 | 90.69 | 64.32 | 73.14 | 90.69 | 51.13 | 53.71 | 51.31 | 64.32 | 73.14 | 50.2 | 77.7 | 100 | 95.4 | 79.28 | 100 | 95.4 | 75.37 | 97.98 | 92.54
1550 | 52.39 | 77.5 | 84.46 | 53.45 | 77.5 | 84.46 | 53.45 | 77.5 | 84.46 | 53.45 | 77.5 | 84.46 | 48.44 | 57.99 | 39.96 | 48.44 | 57.99 | 39.96 | 48.44 | 57.99 | 39.96 | 40.46 | 45.44 | 39.85 | 48.44 | 57.99 | 39.96 | 55.66 | 80.7 | 83.62 | 56.79 | 80.71 | 85.32 | 52.39 | 77.5 | 84.46 | 75.94 | 97.98 | 102.88 | 75.94 | 97.98 | 102.88 | 75.94 | 97.98 | 102.88 | 75.94 | 97.98 | 102.88 | 67.18 | 83.29 | 51.32 | 67.18 | 83.29 | 51.32 | 67.18 | 83.29 | 51.32 | 51.05 | 53.64 | 51.32 | 67.18 | 83.29 | 50.13 | 78.29 | 100 | 103.95 | 79.88 | 102.03 | 106.06 | 75.94 | 97.98 | 102.88
1551 | 48.4 | 78.64 | 85.34 | 49.39 | 78.65 | 85.34 | 49.39 | 78.65 | 85.34 | 49.39 | 78.65 | 85.34 | 48.39 | 64.14 | 64.4 | 48.39 | 64.14 | 64.4 | 48.39 | 64.14 | 64.4 | 40.41 | 45.38 | 39.85 | 48.39 | 64.14 | 64.4 | 51.43 | 79.44 | 83.62 | 52.47 | 81.06 | 86.2 | 48.4 | 78.64 | 85.34 | 78.28 | 101.85 | 107.67 | 78.28 | 101.85 | 107.67 | 78.28 | 101.85 | 107.67 | 78.28 | 101.85 | 107.67 | 67.87 | 85.63 | 52.4 | 67.87 | 85.63 | 52.4 | 67.87 | 85.63 | 52.4 | 50.99 | 53.58 | 51.61 | 67.87 | 85.63 | 52.4 | 79.9 | 103.95 | 107.85 | 81.52 | 106.06 | 110.04 | 78.28 | 101.85 | 107.67
1552 | 52.9 | 89.49 | 90 | 53.98 | 91.31 | 90 | 53.98 | 91.31 | 90 | 53.98 | 91.31 | 90 | 52.88 | 71.35 | 78.24 | 52.88 | 71.35 | 78.24 | 52.88 | 71.35 | 78.24 | 40.43 | 45.4 | 39.85 | 52.88 | 71.35 | 78.24 | 56.21 | 93.19 | 86.43 | 57.35 | 95.09 | 90.9 | 52.9 | 89.49 | 90 | 83.28 | 114.28 | 112.27 | 83.28 | 114.28 | 112.27 | 83.28 | 114.28 | 112.27 | 83.28 | 114.28 | 112.27 | 73.64 | 89.69 | 85.05 | 73.64 | 89.69 | 85.05 | 73.64 | 89.69 | 85.05 | 51.02 | 53.61 | 51.61 | 73.64 | 89.69 | 85.05 | 85 | 116.63 | 111.11 | 86.73 | 119.01 | 113.4 | 83.28 | 114.28 | 112.27
1553 | 57.99 | 89.91 | 106.67 | 59.76 | 102.16 | 115.19 | 59.76 | 102.16 | 115.19 | 59.76 | 102.17 | 115.19 | 59.76 | 94.92 | 82.78 | 59.76 | 94.92 | 82.78 | 59.76 | 94.92 | 82.78 | 40.84 | 45.82 | 43.81 | 59.76 | 94.92 | 82.78 | 63.27 | 106.92 | 110.63 | 64.56 | 112.42 | 116.36 | 57.99 | 89.91 | 106.67 | 89.21 | 117.58 | 115.4 | 89.21 | 117.58 | 115.4 | 89.21 | 117.58 | 115.4 | 89.21 | 125 | 115.4 | 85.77 | 113.38 | 106.1 | 85.77 | 113.38 | 106.1 | 85.77 | 113.38 | 106.1 | 51.43 | 54.02 | 51.61 | 85.77 | 113.38 | 106.1 | 105 | 127.54 | 112.76 | 107.13 | 133.33 | 116.87 | 89.21 | 117.58 | 115.4
1554 | 59.21 | 90.39 | 107.53 | 60.25 | 109 | 115.68 | 67.24 | 109 | 115.68 | 67.24 | 109 | 115.68 | 67.24 | 109 | 104.02 | 67.24 | 109 | 104.02 | 60.25 | 109 | 104.02 | 41.33 | 49.74 | 43.81 | 60.25 | 109 | 104.02 | 70.73 | 111.25 | 110.75 | 72.17 | 117 | 116.85 | 59.21 | 90.39 | 107.53 | 89.7 | 120 | 120 | 89.7 | 120 | 120 | 96.47 | 120 | 120 | 96.47 | 130.64 | 120 | 96.47 | 120 | 106.7 | 96.47 | 120 | 106.7 | 89.7 | 120 | 106.7 | 51.92 | 54.51 | 51.61 | 89.7 | 120 | 106.7 | 116.67 | 127.54 | 113.4 | 119.05 | 140.23 | 123.71 | 94.55 | 120 | 120
1555 | 59.9 | 90.04 | 107.18 | 59.9 | 109 | 115.33 | 72.19 | 109 | 115.33 | 72.19 | 109 | 115.33 | 72.19 | 109 | 104.02 | 72.19 | 109 | 104.02 | 59.9 | 109 | 104.02 | 40.98 | 45.95 | 43.81 | 72.19 | 109 | 104.02 | 82.58 | 111.25 | 110.75 | 82.58 | 117 | 116.49 | 59.9 | 90.04 | 107.18 | 110.66 | 120 | 120 | 110.66 | 120 | 120 | 112.91 | 120 | 120 | 112.91 | 122.44 | 120 | 112.91 | 120 | 106.7 | 112.91 | 120 | 106.7 | 110.66 | 120 | 106.7 | 51.57 | 54.16 | 51.61 | 112.91 | 120 | 106.7 | 122.44 | 127.54 | 110 | 124.92 | 136.04 | 123.71 | 110.66 | 120 | 120
1556 | 58.11 | 89.99 | 106.8 | 59.52 | 101.92 | 114.95 | 59.84 | 101.92 | 114.95 | 59.84 | 101.92 | 114.95 | 59.84 | 101.92 | 99.51 | 59.84 | 101.92 | 99.51 | 59.52 | 101.92 | 99.51 | 40.6 | 45.57 | 43.81 | 59.84 | 101.92 | 99.51 | 63.38 | 105.47 | 109.27 | 63.38 | 107.62 | 116.11 | 58.11 | 89.99 | 106.8 | 88.97 | 117.33 | 117.58 | 88.97 | 117.33 | 117.58 | 88.97 | 117.33 | 117.58 | 88.97 | 119.72 | 117.58 | 88.97 | 115 | 80.15 | 88.97 | 115 | 51.85 | 88.97 | 115 | 80.15 | 51.19 | 53.78 | 51.61 | 88.97 | 115 | 80.15 | 103.95 | 116.16 | 104.49 | 106.06 | 133.33 | 122.44 | 88.97 | 117.33 | 117.58
1557 | 51.33 | 89.54 | 106.68 | 52.37 | 90 | 108.83 | 52.37 | 90 | 108.83 | 52.37 | 90 | 108.83 | 52.37 | 90 | 97.87 | 52.37 | 90 | 97.87 | 52.37 | 90 | 97.87 | 40.48 | 45.45 | 43.81 | 52.37 | 90 | 97.87 | 55.09 | 91.85 | 103.95 | 56.21 | 93.73 | 109.33 | 51.33 | 89.54 | 106.68 | 81.63 | 114.28 | 115.04 | 81.63 | 114.28 | 115.04 | 81.63 | 114.28 | 115.04 | 81.63 | 114.28 | 115.04 | 78.72 | 108.25 | 51.85 | 78.72 | 108.25 | 51.85 | 78.72 | 108.25 | 51.85 | 51.07 | 53.66 | 51.61 | 78.72 | 108.25 | 51.85 | 85 | 111.15 | 99 | 86.73 | 119.01 | 116.2 | 81.63 | 114.28 | 115.04
1558 | 44.88 | 77.38 | 90.31 | 44.88 | 77.38 | 90.31 | 44.88 | 77.39 | 90.31 | 44.88 | 77.39 | 90.31 | 44.88 | 77.38 | 81.94 | 44.88 | 77.38 | 81.94 | 44.88 | 77.38 | 81.94 | 40.17 | 45.14 | 37.61 | 44.88 | 77.38 | 81.94 | 52.41 | 78.17 | 83.19 | 52.94 | 80.56 | 89.4 | 44.88 | 77.38 | 90.31 | 70.01 | 95.67 | 112.23 | 70.01 | 95.67 | 112.23 | 70.01 | 95.67 | 112.23 | 70.01 | 113.35 | 112.23 | 70.01 | 95.67 | 51.61 | 70.01 | 95.67 | 51.61 | 70.01 | 95.67 | 51.61 | 50.76 | 53.35 | 49.74 | 70.01 | 95.67 | 51.61 | 78.27 | 95.67 | 52.13 | 79.9 | 116.86 | 113.37 | 70.01 | 95.67 | 112.23
1559 | 39.85 | 67.63 | 86.21 | 40.55 | 67.63 | 86.21 | 40.55 | 67.63 | 86.21 | 40.55 | 67.63 | 86.21 | 40.55 | 67.63 | 81.11 | 40.55 | 67.63 | 81.11 | 40.55 | 67.63 | 81.11 | 39.85 | 44.82 | 37.28 | 40.55 | 67.63 | 81.11 | 49.73 | 68.31 | 81.93 | 49.73 | 69.7 | 85.34 | 39.85 | 67.63 | 86.21 | 56.02 | 84.39 | 108.87 | 56.02 | 84.39 | 108.87 | 56.02 | 84.39 | 108.87 | 56.02 | 84.39 | 108.87 | 56.02 | 84.39 | 50.59 | 56.02 | 84.39 | 50.59 | 56.02 | 84.39 | 50.59 | 50.44 | 53.02 | 49.41 | 56.02 | 84.39 | 50.59 | 72.04 | 84.39 | 50.75 | 72.77 | 109.31 | 109.97 | 56.02 | 84.39 | 108.87
1560 | 39.85 | 65.6 | 81.96 | 40.35 | 65.6 | 81.96 | 40.35 | 65.6 | 81.96 | 40.35 | 65.6 | 81.96 | 40.56 | 65.6 | 72.27 | 40.56 | 65.6 | 72.27 | 40.35 | 65.6 | 72.27 | 39.85 | 44.82 | 39.85 | 40.56 | 65.6 | 72.27 | 44.59 | 66.28 | 73 | 44.59 | 67.63 | 82.78 | 39.85 | 65.6 | 81.96 | 56.02 | 81.21 | 108.87 | 56.02 | 81.21 | 108.87 | 56.02 | 81.21 | 108.87 | 56.02 | 81.21 | 108.87 | 56.02 | 81.21 | 49.52 | 56.02 | 81.21 | 49.52 | 56.02 | 81.21 | 49.52 | 50.44 | 53.03 | 49.52 | 56.02 | 81.21 | 49.52 | 66.47 | 82.03 | 50.02 | 66.14 | 105 | 109.97 | 56.02 | 81.21 | 108.87
1561 | 39.72 | 59.86 | 79.47 | 39.72 | 59.86 | 79.47 | 39.72 | 59.86 | 79.47 | 39.72 | 59.86 | 79.47 | 40.43 | 59.86 | 39.85 | 40.43 | 59.86 | 39.85 | 39.72 | 59.86 | 39.85 | 39.72 | 44.69 | 39.85 | 40.43 | 59.86 | 39.85 | 41.54 | 62.33 | 40.25 | 41.54 | 62.96 | 80.28 | 39.72 | 59.86 | 79.47 | 54.8 | 54.17 | 106.7 | 54.8 | 54.17 | 106.7 | 54.8 | 54.17 | 106.7 | 54.8 | 54.17 | 106.7 | 55.89 | 54.17 | 49.38 | 55.89 | 54.17 | 49.38 | 54.8 | 54.17 | 49.38 | 50.31 | 52.9 | 49.38 | 55.89 | 54.17 | 49.38 | 62.04 | 54.72 | 49.78 | 62.04 | 99 | 107.78 | 54.8 | 54.17 | 106.7
1562 | 39.63 | 47.2 | 78.47 | 39.63 | 47.2 | 78.47 | 39.63 | 47.2 | 78.47 | 39.63 | 47.2 | 78.47 | 40.33 | 47.2 | 38.56 | 40.33 | 47.2 | 38.56 | 39.63 | 47.2 | 38.56 | 39.63 | 44.59 | 37.06 | 40.33 | 47.2 | 38.56 | 41.16 | 47.88 | 38.95 | 41.16 | 62.33 | 79.26 | 39.63 | 47.2 | 78.47 | 50.49 | 53.82 | 106.7 | 50.49 | 53.82 | 106.7 | 50.49 | 53.82 | 106.7 | 50.49 | 53.82 | 106.7 | 55.79 | 53.82 | 49.29 | 55.79 | 53.82 | 49.29 | 50.49 | 53.82 | 49.29 | 50.21 | 52.8 | 49.19 | 55.79 | 53.82 | 49.29 | 62.04 | 53.82 | 49.78 | 62.04 | 99.33 | 107.78 | 50.49 | 53.82 | 106.7
1563 | 39.7 | 47.22 | 75.28 | 39.7 | 47.22 | 75.28 | 39.7 | 47.22 | 75.28 | 39.7 | 47.22 | 75.28 | 40.41 | 47.22 | 38.56 | 40.41 | 47.22 | 38.56 | 39.7 | 47.22 | 38.56 | 39.7 | 44.67 | 37.13 | 40.41 | 47.22 | 38.56 | 40.93 | 47.87 | 38.95 | 40.93 | 62.33 | 76.04 | 39.7 | 47.22 | 75.28 | 53.63 | 53.82 | 105.63 | 54.54 | 53.82 | 105.63 | 54.54 | 53.82 | 105.63 | 54.54 | 53.82 | 105.63 | 55.87 | 53.7 | 49.36 | 55.87 | 53.7 | 49.36 | 54.54 | 53.7 | 49.36 | 50.29 | 52.88 | 49.27 | 55.87 | 53.7 | 49.36 | 61.51 | 53.7 | 49.78 | 61.51 | 90.1 | 106.7 | 53.63 | 53.82 | 105.63
1564 | 39.88 | 47.39 | 74.92 | 39.88 | 47.39 | 74.92 | 39.88 | 47.39 | 74.92 | 39.88 | 47.4 | 74.92 | 40.59 | 47.39 | 38.56 | 40.59 | 47.39 | 38.56 | 39.88 | 47.39 | 38.56 | 39.88 | 44.85 | 37.31 | 40.59 | 47.39 | 38.56 | 41 | 47.87 | 38.95 | 41.18 | 62.33 | 75.68 | 39.88 | 47.39 | 74.92 | 56.05 | 54.24 | 97.64 | 56.05 | 54.24 | 97.64 | 56.05 | 54.24 | 97.64 | 56.05 | 82.03 | 97.64 | 56.05 | 53.16 | 49.44 | 56.05 | 53.16 | 49.44 | 56.05 | 53.16 | 49.44 | 50.47 | 53.06 | 49.44 | 56.05 | 53.16 | 49.44 | 57.15 | 53.7 | 47.47 | 58.32 | 90.1 | 99.65 | 56.05 | 54.24 | 97.64
1565 | 40.7 | 48.33 | 77.11 | 40.7 | 48.33 | 77.11 | 40.7 | 48.33 | 77.11 | 40.7 | 48.33 | 77.11 | 40.93 | 47.78 | 39.08 | 40.93 | 47.78 | 39.08 | 40.7 | 47.78 | 39.08 | 40.22 | 45.19 | 37.65 | 40.93 | 47.78 | 39.08 | 41.34 | 48.26 | 39.47 | 41.54 | 62.33 | 76.8 | 40.7 | 48.33 | 77.11 | 56.39 | 82.03 | 100.66 | 56.39 | 82.03 | 100.66 | 56.39 | 82.03 | 100.66 | 56.39 | 86.53 | 100.66 | 56.39 | 54.67 | 49.78 | 56.39 | 54.67 | 49.78 | 56.39 | 54.67 | 49.78 | 50.81 | 53.4 | 49.78 | 56.39 | 54.67 | 49.78 | 59.09 | 55.23 | 49.29 | 60.29 | 90.1 | 101.68 | 56.39 | 82.03 | 100.66
1566 | 42.53 | 77.39 | 92.6 | 42.53 | 77.39 | 92.6 | 42.53 | 77.39 | 92.6 | 42.53 | 77.39 | 92.6 | 41.44 | 48.25 | 72.67 | 41.44 | 48.25 | 72.67 | 41.44 | 48.25 | 72.67 | 40.73 | 45.7 | 38.17 | 41.44 | 48.25 | 72.67 | 43.26 | 50.88 | 73.41 | 45.19 | 78.98 | 91.67 | 42.53 | 77.39 | 92.6 | 67.8 | 103.92 | 112.27 | 67.8 | 103.92 | 112.27 | 67.8 | 103.92 | 112.27 | 67.8 | 103.92 | 112.27 | 62.04 | 66.81 | 50.4 | 62.04 | 66.81 | 50.4 | 62.04 | 66.81 | 50.4 | 51.32 | 53.91 | 50.3 | 62.04 | 66.81 | 50.4 | 68.49 | 66.81 | 49.89 | 72.77 | 108.21 | 113.37 | 67.8 | 103.92 | 112.27
1567 | 56.13 | 82.25 | 108.83 | 56.13 | 82.25 | 108.83 | 56.13 | 82.25 | 108.83 | 56.13 | 82.25 | 108.83 | 52.95 | 67.49 | 77.89 | 52.95 | 67.49 | 77.89 | 52.95 | 67.49 | 77.89 | 41.39 | 49.74 | 41.85 | 52.95 | 67.49 | 77.89 | 55.7 | 68.17 | 77.89 | 56.84 | 83.08 | 107.75 | 56.13 | 82.25 | 108.83 | 82.99 | 111.56 | 115.7 | 82.99 | 111.56 | 115.7 | 82.99 | 111.56 | 115.7 | 82.99 | 111.56 | 115.7 | 75.92 | 80.01 | 52.13 | 75.92 | 80.01 | 50.95 | 75.92 | 80.01 | 52.13 | 51.97 | 54.56 | 51.61 | 75.92 | 80.01 | 52.13 | 83.83 | 80.82 | 50.75 | 85.54 | 112.69 | 114.55 | 82.99 | 111.56 | 115.7
1568 | 56.7 | 81.55 | 105.29 | 56.7 | 81.55 | 105.29 | 56.7 | 81.55 | 105.29 | 56.7 | 81.55 | 105.29 | 55 | 71.71 | 97.87 | 55 | 71.71 | 70.49 | 55 | 71.71 | 97.87 | 42.76 | 47.73 | 40.94 | 55 | 71.71 | 97.87 | 56.13 | 72.43 | 71.94 | 57.27 | 82.37 | 104.24 | 56.7 | 81.55 | 105.29 | 83 | 98.21 | 107.67 | 83 | 98.21 | 107.67 | 83 | 98.21 | 107.67 | 83 | 98.21 | 107.67 | 80.7 | 83.52 | 53.51 | 80.7 | 83.52 | 52.32 | 80.7 | 83.52 | 53.51 | 53.35 | 55.94 | 52.32 | 80.7 | 83.52 | 53.51 | 83.83 | 83.52 | 51.8 | 85.54 | 99.2 | 104.82 | 83 | 98.21 | 107.67
1569 | 55.57 | 65.07 | 88.75 | 55.57 | 65.07 | 88.75 | 55.57 | 65.07 | 88.75 | 55.57 | 65.07 | 88.75 | 53.9 | 65.07 | 65.67 | 53.9 | 62.96 | 39.1 | 53.9 | 65.07 | 65.67 | 41.67 | 46.65 | 39.1 | 53.9 | 65.07 | 65.67 | 56.13 | 63.59 | 38.24 | 56.13 | 64.89 | 80.28 | 55.57 | 65.07 | 88.75 | 79.9 | 90 | 87.65 | 79.9 | 90 | 87.65 | 79.9 | 90 | 87.65 | 79.9 | 90 | 87.65 | 78.28 | 83.52 | 51.24 | 78.28 | 82.68 | 51.24 | 78.28 | 83.52 | 51.24 | 52.26 | 54.85 | 51.24 | 78.28 | 83.52 | 51.24 | 80.7 | 83.52 | 47.64 | 81.52 | 90.91 | 86.78 | 79.9 | 90 | 103.4
1570 | 42.81 | 49.24 | 79.45 | 42.81 | 49.24 | 79.45 | 42.81 | 49.24 | 79.45 | 42.81 | 49.24 | 79.45 | 41.95 | 48.77 | 40.1 | 41.95 | 48.76 | 38.68 | 41.95 | 48.77 | 40.1 | 41.25 | 46.22 | 38.68 | 41.95 | 48.77 | 40.1 | 42.38 | 47.77 | 35.85 | 43.25 | 48.75 | 75.26 | 42.81 | 49.24 | 79.45 | 66.45 | 82.03 | 84.85 | 66.45 | 82.03 | 84.85 | 66.45 | 82.03 | 84.85 | 66.45 | 82.03 | 84.85 | 65.12 | 80.01 | 50.81 | 65.12 | 54.53 | 50.34 | 65.12 | 80.01 | 50.81 | 51.84 | 54.43 | 50.81 | 65.12 | 80.01 | 50.81 | 65.78 | 53.43 | 47.64 | 67.12 | 81.21 | 82.47 | 66.45 | 82.03 | 90
1571 | 41.67 | 48.47 | 77.11 | 41.67 | 48.47 | 77.11 | 41.67 | 48.47 | 77.11 | 41.67 | 48.47 | 77.11 | 41.67 | 48.47 | 38.39 | 41.67 | 48.47 | 38.39 | 41.67 | 48.47 | 38.39 | 40.96 | 45.93 | 38.39 | 41.67 | 48.47 | 38.39 | 41.24 | 12.71 | 0 | 42.08 | 42.81 | 34.42 | 41.67 | 48.47 | 77.11 | 57.96 | 55.42 | 82.45 | 57.96 | 55.42 | 82.45 | 57.96 | 55.42 | 82.45 | 57.96 | 55.42 | 82.45 | 57.13 | 55.42 | 50.53 | 57.13 | 54.24 | 50.34 | 57.13 | 55.42 | 50.53 | 51.55 | 54.14 | 50.53 | 57.13 | 55.42 | 50.53 | 58.54 | 51.03 | 45.35 | 58.54 | 54.86 | 50.11 | 57.96 | 55.42 | 84.85
1572 | 41.5 | 48.3 | 76.95 | 41.5 | 48.3 | 76.95 | 41.5 | 48.3 | 76.95 | 41.5 | 48.3 | 76.95 | 41.5 | 48.3 | 38.22 | 41.5 | 48.3 | 38.22 | 41.5 | 48.3 | 38.22 | 40.79 | 45.76 | 38.22 | 41.5 | 48.3 | 38.22 | 40.26 | 12.71 | 0 | 41.08 | 12.97 | 34.42 | 41.5 | 48.3 | 76.95 | 56.96 | 54.07 | 72.87 | 56.96 | 54.07 | 72.87 | 56.96 | 54.07 | 72.87 | 56.96 | 54.07 | 72.87 | 56.96 | 54.07 | 50.36 | 56.96 | 54.07 | 50.34 | 56.96 | 54.07 | 50.36 | 51.38 | 53.97 | 50.36 | 56.96 | 54.07 | 50.36 | 56.39 | 51.03 | 45.35 | 57.53 | 53.53 | 49.61 | 56.96 | 54.07 | 84.85
1573 | 41.35 | 48.15 | 77.11 | 41.35 | 48.15 | 77.11 | 41.35 | 48.15 | 77.11 | 41.35 | 48.15 | 77.11 | 41.35 | 48.15 | 38.07 | 41.35 | 48.15 | 38.07 | 41.35 | 48.15 | 38.07 | 40.64 | 45.61 | 38.07 | 41.35 | 48.15 | 38.07 | 40.93 | 12.71 | 0 | 40.93 | 12.97 | 34.42 | 41.35 | 48.15 | 77.11 | 56.81 | 53.92 | 82.47 | 56.81 | 53.92 | 82.47 | 56.81 | 53.92 | 82.47 | 56.81 | 53.92 | 82.47 | 56.81 | 53.92 | 50.2 | 56.81 | 53.92 | 50.2 | 56.81 | 53.92 | 50.2 | 51.23 | 53.82 | 50.2 | 56.81 | 53.92 | 50.2 | 56.24 | 51.03 | 47.17 | 56.24 | 53.38 | 49.61 | 56.81 | 53.92 | 84.2
1574 | 41.2 | 48.01 | 81.91 | 41.2 | 48.01 | 81.91 | 41.2 | 48.01 | 81.91 | 41.2 | 48.01 | 81.91 | 41.2 | 48.01 | 39.35 | 41.2 | 48.01 | 37.93 | 41.2 | 48.01 | 39.35 | 40.5 | 45.47 | 37.93 | 41.2 | 48.01 | 39.35 | 40.79 | 42.81 | 34.42 | 40.79 | 43.68 | 34.42 | 41.2 | 48.01 | 81.91 | 56.67 | 53.82 | 82.47 | 56.67 | 53.82 | 82.47 | 56.67 | 53.82 | 82.47 | 56.67 | 53.82 | 82.47 | 56.67 | 53.82 | 50.16 | 56.67 | 53.78 | 50.06 | 56.67 | 53.82 | 50.16 | 51.09 | 53.67 | 50.16 | 56.67 | 53.82 | 50.16 | 56.1 | 51.03 | 47.64 | 56.1 | 53.28 | 50.11 | 56.67 | 53.82 | 82.47
1575 | 41.14 | 47.94 | 83.28 | 41.14 | 47.94 | 83.28 | 41.14 | 47.94 | 83.28 | 41.14 | 47.94 | 83.28 | 41.14 | 47.94 | 39.29 | 41.14 | 47.94 | 37.87 | 41.14 | 47.94 | 39.29 | 40.43 | 45.41 | 37.87 | 41.14 | 47.94 | 39.29 | 40.73 | 46.52 | 34.42 | 41.21 | 47.47 | 62.18 | 41.14 | 47.94 | 83.28 | 56.6 | 53.82 | 85 | 56.6 | 53.82 | 85 | 56.6 | 53.82 | 85 | 56.6 | 53.82 | 85 | 56.6 | 53.82 | 50.34 | 56.6 | 53.72 | 50 | 56.6 | 53.82 | 50.34 | 51.02 | 53.61 | 50.34 | 56.6 | 53.82 | 50.34 | 57.17 | 51.03 | 48.61 | 57.17 | 53.28 | 84.15 | 56.6 | 53.82 | 85
1576 | 41.55 | 61.71 | 106.67 | 41.55 | 61.71 | 106.67 | 41.55 | 61.71 | 106.67 | 41.55 | 61.71 | 106.67 | 41.18 | 59.86 | 77.89 | 41.18 | 59.86 | 37.9 | 41.18 | 59.86 | 77.89 | 40.47 | 49.74 | 40.94 | 41.18 | 59.86 | 77.89 | 41.97 | 61.09 | 38.24 | 41.97 | 62.33 | 80.28 | 41.55 | 61.71 | 106.67 | 61.73 | 87.87 | 103.74 | 61.73 | 87.87 | 103.74 | 61.73 | 87.87 | 103.74 | 61.73 | 87.87 | 103.74 | 61.73 | 82.33 | 51.61 | 61.73 | 82.33 | 50.04 | 61.73 | 82.33 | 51.61 | 51.06 | 53.65 | 51.61 | 61.73 | 82.33 | 51.61 | 63.96 | 83.16 | 48.93 | 63.63 | 88.76 | 102.7 | 61.73 | 87.87 | 103.74
1577 | 53.42 | 71.16 | 108.83 | 53.42 | 71.16 | 108.83 | 53.42 | 71.16 | 108.83 | 53.42 | 71.16 | 108.83 | 50.77 | 66.95 | 77.89 | 50.77 | 66.95 | 77.89 | 50.77 | 66.95 | 77.89 | 40.97 | 49.75 | 43.81 | 50.77 | 66.95 | 77.89 | 53.96 | 69.02 | 80.32 | 55.05 | 71.87 | 107.75 | 53.42 | 71.16 | 108.83 | 79.39 | 108.25 | 115.52 | 79.39 | 108.25 | 115.52 | 79.39 | 108.25 | 115.52 | 79.39 | 108.25 | 115.52 | 75.18 | 88.79 | 90 | 75.18 | 88.79 | 51.85 | 75.18 | 88.79 | 90 | 51.56 | 88.79 | 90 | 75.18 | 88.79 | 90 | 79.9 | 89.69 | 92.88 | 81.52 | 109.34 | 114.37 | 79.39 | 108.25 | 115.52
1578 | 58.7 | 89.06 | 115.75 | 58.7 | 89.06 | 115.75 | 58.7 | 89.06 | 115.75 | 58.7 | 89.06 | 115.75 | 57.54 | 83.8 | 81.11 | 57.54 | 83.8 | 81.11 | 57.54 | 83.8 | 81.11 | 41.4 | 65.31 | 70.53 | 57.54 | 83.8 | 81.11 | 58.12 | 85.53 | 82.78 | 59.3 | 89.96 | 114.59 | 58.7 | 89.06 | 115.75 | 86.18 | 117.37 | 115.95 | 86.18 | 117.37 | 115.95 | 86.18 | 117.37 | 115.95 | 86.18 | 117.37 | 115.95 | 84.18 | 95.67 | 103.5 | 84.18 | 95.67 | 102.46 | 84.18 | 95.67 | 103.5 | 51.98 | 95.67 | 103.5 | 84.18 | 95.67 | 103.5 | 87.05 | 95.67 | 103.5 | 87.05 | 118.56 | 114.79 | 86.18 | 117.37 | 115.95
1579 | 58.91 | 90 | 113.05 | 58.91 | 90 | 115.35 | 58.91 | 90 | 115.35 | 58.91 | 90 | 115.35 | 58.91 | 85.67 | 81.96 | 58.91 | 85.67 | 81.96 | 58.91 | 85.67 | 81.96 | 41.15 | 49.75 | 43.81 | 58.91 | 85.67 | 81.96 | 59.51 | 87.44 | 83.63 | 59.51 | 90.91 | 114.19 | 58.91 | 90 | 113.05 | 90 | 115.46 | 115.7 | 90 | 115.46 | 115.7 | 90 | 115.46 | 115.7 | 90 | 115.46 | 115.7 | 90 | 111.73 | 103.5 | 90 | 111.73 | 103.5 | 90 | 111.73 | 103.5 | 51.74 | 98.21 | 103.5 | 90 | 111.73 | 103.5 | 92.78 | 112.86 | 104.49 | 94.67 | 116.62 | 114.55 | 90 | 115.46 | 115.7
1580 | 56.33 | 83.2 | 106.67 | 56.33 | 83.2 | 106.67 | 56.33 | 83.2 | 106.67 | 56.33 | 83.2 | 106.67 | 56.33 | 78.28 | 80.65 | 56.33 | 78.28 | 80.65 | 56.33 | 78.28 | 80.65 | 40.55 | 49.75 | 43.81 | 56.33 | 78.28 | 80.65 | 56.96 | 81.52 | 82.31 | 57.54 | 84.04 | 105.6 | 56.33 | 83.2 | 106.67 | 83.28 | 112.28 | 114.55 | 83.28 | 112.28 | 114.55 | 83.28 | 112.28 | 114.55 | 83.28 | 112.28 | 114.55 | 83.28 | 108.9 | 104.58 | 83.28 | 108.9 | 104.58 | 83.28 | 108.9 | 104.58 | 51.13 | 98.21 | 104.58 | 83.28 | 108.9 | 104.58 | 85 | 111.15 | 105.63 | 85.86 | 113.42 | 113.4 | 83.28 | 112.28 | 114.55
1581 | 53.44 | 79.1 | 98.63 | 53.44 | 79.1 | 98.63 | 53.44 | 79.1 | 98.63 | 53.44 | 79.1 | 98.63 | 53.44 | 76.73 | 80.66 | 53.44 | 76.73 | 80.65 | 53.44 | 76.73 | 80.66 | 53.44 | 76.73 | 80.66 | 53.44 | 76.73 | 80.66 | 55.09 | 78.31 | 82.31 | 55.09 | 79.9 | 97.65 | 53.44 | 79.1 | 98.63 | 79.07 | 108.92 | 111.08 | 79.07 | 108.92 | 111.08 | 79.07 | 108.92 | 111.08 | 79.07 | 108.92 | 111.08 | 79.07 | 108.92 | 103.5 | 79.07 | 108.92 | 103.5 | 79.07 | 108.92 | 103.5 | 79.07 | 108.92 | 103.5 | 79.07 | 108.92 | 103.5 | 80.94 | 110.02 | 104.54 | 81.52 | 113.42 | 112.2 | 79.07 | 108.92 | 111.08
1582 | 42.61 | 75.2 | 85 | 42.61 | 75.2 | 85 | 42.61 | 75.2 | 85 | 42.61 | 75.2 | 85 | 42.61 | 75.2 | 80.66 | 42.61 | 75.2 | 80.65 | 42.61 | 75.2 | 80.66 | 42.61 | 75.2 | 80.66 | 42.61 | 75.2 | 80.66 | 53.5 | 76.75 | 82.31 | 53.5 | 78.31 | 84.15 | 42.61 | 75.2 | 85 | 63.51 | 105.08 | 108.87 | 63.51 | 105.08 | 108.87 | 63.51 | 105.08 | 108.87 | 63.51 | 105.08 | 108.87 | 63.51 | 105.08 | 104.03 | 63.51 | 105.08 | 104.03 | 63.51 | 105.08 | 104.03 | 63.51 | 105.08 | 104.03 | 63.51 | 105.08 | 104.03 | 79.1 | 106.14 | 105.08 | 79.1 | 108.31 | 109.97 | 63.51 | 105.08 | 108.87
1583 | 39.83 | 69.9 | 78.97 | 40.54 | 69.91 | 81.39 | 40.54 | 69.91 | 81.39 | 40.54 | 69.91 | 81.39 | 40.54 | 69.91 | 80.3 | 40.54 | 69.91 | 80.3 | 40.54 | 69.91 | 80.3 | 39.83 | 69.9 | 78.97 | 40.54 | 69.91 | 80.3 | 51.37 | 71.35 | 81.96 | 51.37 | 72.8 | 82.21 | 39.83 | 69.9 | 78.97 | 56 | 103.92 | 106.7 | 56 | 103.92 | 106.7 | 56 | 103.92 | 106.7 | 56 | 103.92 | 106.7 | 56 | 103.92 | 102.4 | 56 | 103.92 | 102.4 | 56 | 103.92 | 102.4 | 50.42 | 103.92 | 102.4 | 56 | 103.92 | 102.4 | 73.64 | 106.06 | 105.57 | 73.64 | 107.13 | 107.78 | 56 | 103.92 | 106.7
1584 | 39.81 | 65.07 | 77.11 | 40.35 | 65.07 | 81.41 | 40.35 | 65.07 | 81.41 | 40.35 | 65.07 | 81.41 | 40.52 | 65.07 | 80.57 | 40.52 | 65.07 | 80.57 | 40.35 | 65.07 | 80.57 | 39.81 | 49.74 | 39.85 | 40.52 | 65.07 | 80.57 | 42.15 | 69.93 | 82.23 | 42.15 | 70.64 | 82.23 | 39.81 | 65.07 | 77.11 | 54.87 | 84.28 | 104.44 | 55.98 | 85 | 105.63 | 55.98 | 85 | 105.63 | 55.98 | 85 | 105.63 | 55.98 | 85 | 105.63 | 55.98 | 85 | 105.63 | 55.98 | 85 | 105.63 | 50.4 | 52.99 | 64.79 | 55.98 | 85 | 105.63 | 63.77 | 106.06 | 106.7 | 63.14 | 106.06 | 108.88 | 54.87 | 84.28 | 104.44
1585 | 39.67 | 61.71 | 77.11 | 39.72 | 61.71 | 81.39 | 39.72 | 61.71 | 81.39 | 39.72 | 61.71 | 81.39 | 40.38 | 61.71 | 80.57 | 40.38 | 61.71 | 80.57 | 39.72 | 61.71 | 80.57 | 39.67 | 44.65 | 39.85 | 40.38 | 61.71 | 80.57 | 42.15 | 69.93 | 82.23 | 42.15 | 69.93 | 82.21 | 39.67 | 61.71 | 77.11 | 50.26 | 84.28 | 104.44 | 51.28 | 84.28 | 106.56 | 51.28 | 84.28 | 106.56 | 51.28 | 84.28 | 106.56 | 55.84 | 84.28 | 106.56 | 55.84 | 84.28 | 106.56 | 51.28 | 84.28 | 106.56 | 50.26 | 52.85 | 51.61 | 55.84 | 84.28 | 106.56 | 63.14 | 106.06 | 107.64 | 63.14 | 106.06 | 109.84 | 50.26 | 84.28 | 104.44
1586 | 39.57 | 64.17 | 77.11 | 39.72 | 64.17 | 81.39 | 39.72 | 64.17 | 81.39 | 39.72 | 64.17 | 81.39 | 40.28 | 64.17 | 81.11 | 40.28 | 64.17 | 81.11 | 39.72 | 64.17 | 81.11 | 39.57 | 44.55 | 39.85 | 40.28 | 64.17 | 81.11 | 42.15 | 71.35 | 82.78 | 42.15 | 69.93 | 82.21 | 39.57 | 64.17 | 77.11 | 50.16 | 84.28 | 104.58 | 51.18 | 84.28 | 106.7 | 51.18 | 84.28 | 106.7 | 51.18 | 84.28 | 106.7 | 55.74 | 84.28 | 106.7 | 55.74 | 84.28 | 106.7 | 51.18 | 84.28 | 106.7 | 50.16 | 52.75 | 51.61 | 55.74 | 84.28 | 106.7 | 63.14 | 106.06 | 107.78 | 63.14 | 106.06 | 109.98 | 50.16 | 84.28 | 104.58
1587 | 39.6 | 64.19 | 77.11 | 39.72 | 64.19 | 81.39 | 39.72 | 64.19 | 81.39 | 39.72 | 64.19 | 81.39 | 40.31 | 64.19 | 81.11 | 40.31 | 64.19 | 81.11 | 39.72 | 64.19 | 81.11 | 39.6 | 44.57 | 37.03 | 40.31 | 64.19 | 81.11 | 42.15 | 71.35 | 82.78 | 42.15 | 69.93 | 82.21 | 39.6 | 64.19 | 77.11 | 50.73 | 84.28 | 104.58 | 51.76 | 84.28 | 106.7 | 51.76 | 84.28 | 106.7 | 51.76 | 84.28 | 106.7 | 55.77 | 84.28 | 106.7 | 55.77 | 84.28 | 106.7 | 51.76 | 84.28 | 106.7 | 50.19 | 52.78 | 51.61 | 55.77 | 84.28 | 106.7 | 63.14 | 106.06 | 107.78 | 63.14 | 106.06 | 107.79 | 50.73 | 84.28 | 104.58
1588 | 39.76 | 65.07 | 79.5 | 40.12 | 65.07 | 81.11 | 40.12 | 65.07 | 81.11 | 40.12 | 65.07 | 81.11 | 40.46 | 65.07 | 81.11 | 40.46 | 65.07 | 81.11 | 40.12 | 65.07 | 81.11 | 39.76 | 44.72 | 37.19 | 40.46 | 65.07 | 81.11 | 42.15 | 69.93 | 82.78 | 42.15 | 69.93 | 81.93 | 39.76 | 65.07 | 79.5 | 55.92 | 84.82 | 105.63 | 55.92 | 84.82 | 105.63 | 55.92 | 84.82 | 105.63 | 55.92 | 84.82 | 105.63 | 55.92 | 84.82 | 105.63 | 55.92 | 84.82 | 105.63 | 55.92 | 84.82 | 105.63 | 50.34 | 52.93 | 49.32 | 55.92 | 84.82 | 105.63 | 63.14 | 105 | 106.7 | 63.14 | 105 | 106.71 | 55.92 | 84.82 | 105.63
1589 | 40.74 | 69.91 | 83.59 | 40.74 | 69.91 | 83.59 | 40.74 | 69.91 | 83.59 | 40.74 | 69.91 | 83.59 | 40.74 | 69.91 | 81.93 | 40.74 | 69.91 | 81.93 | 40.74 | 69.91 | 81.93 | 40.03 | 45 | 37.46 | 40.74 | 69.91 | 81.93 | 44.59 | 71.35 | 84.44 | 44.59 | 71.35 | 84.44 | 40.74 | 69.91 | 83.59 | 56.2 | 103.92 | 107.67 | 56.2 | 103.92 | 107.67 | 56.2 | 103.92 | 107.67 | 56.2 | 103.92 | 107.67 | 56.2 | 103.92 | 106.7 | 56.2 | 103.92 | 106.7 | 56.2 | 103.92 | 106.7 | 50.62 | 53.21 | 49.6 | 56.2 | 103.92 | 106.7 | 63.14 | 107.13 | 107.78 | 63.14 | 107.13 | 108.76 | 56.2 | 103.92 | 107.67
1590 | 46.84 | 86.76 | 98.86 | 46.84 | 86.76 | 98.86 | 46.84 | 86.76 | 98.86 | 46.84 | 86.76 | 98.86 | 46.84 | 86.76 | 94.94 | 46.84 | 86.76 | 94.94 | 46.84 | 86.76 | 94.94 | 40.42 | 45.39 | 37.85 | 46.84 | 86.76 | 94.94 | 55.64 | 90.34 | 97.87 | 55.64 | 90.35 | 99.86 | 46.84 | 86.76 | 98.86 | 68.64 | 111.73 | 110 | 68.64 | 111.73 | 110 | 68.64 | 111.73 | 110 | 68.64 | 111.73 | 110 | 68.64 | 110.62 | 106.7 | 68.64 | 110.62 | 106.7 | 68.64 | 110.62 | 106.7 | 51.01 | 53.6 | 49.98 | 68.64 | 110.62 | 106.7 | 80.7 | 114.04 | 111.11 | 82.34 | 116.35 | 111.11 | 68.64 | 111.73 | 110
1591 | 59.26 | 90.35 | 107.16 | 60.19 | 90.35 | 107.16 | 60.19 | 90.35 | 107.16 | 60.19 | 90.35 | 107.16 | 60.19 | 90.35 | 105 | 60.19 | 90.35 | 103.95 | 60.19 | 90.35 | 105 | 41.37 | 46.34 | 38.8 | 60.19 | 90.35 | 105 | 62.68 | 92.18 | 105 | 62.68 | 94.06 | 108.24 | 59.26 | 90.35 | 107.16 | 89.74 | 115.46 | 112.27 | 89.74 | 115.46 | 112.27 | 89.74 | 115.46 | 112.27 | 89.74 | 115.46 | 112.27 | 89.74 | 114.28 | 108.87 | 89.74 | 114.28 | 108.87 | 89.74 | 114.28 | 108.87 | 51.96 | 54.55 | 50.94 | 89.74 | 114.28 | 108.87 | 94.72 | 116.64 | 111.11 | 96.65 | 119.02 | 113.4 | 89.74 | 115.46 | 112.27
1592 | 60.19 | 89.44 | 99.89 | 60.19 | 89.44 | 99.89 | 60.19 | 89.44 | 99.89 | 60.19 | 89.44 | 99.89 | 60.19 | 89.44 | 98.89 | 60.19 | 89.44 | 97.9 | 60.19 | 89.44 | 98.89 | 42.31 | 47.27 | 39.74 | 60.19 | 89.44 | 98.89 | 62.68 | 90.35 | 98.89 | 62.68 | 92.19 | 100.9 | 60.19 | 89.44 | 99.89 | 90.67 | 114.04 | 112.23 | 90.67 | 114.04 | 112.23 | 90.67 | 114.04 | 112.23 | 90.67 | 114.04 | 112.23 | 90.67 | 114.04 | 108.87 | 90.67 | 114.04 | 108.87 | 90.67 | 114.04 | 108.87 | 52.89 | 55.48 | 51.87 | 90.67 | 114.04 | 108.87 | 95.32 | 116.35 | 111.11 | 95.32 | 118.73 | 113.37 | 90.67 | 114.04 | 112.23
1593 | 59.95 | 88.51 | 86.21 | 60.19 | 88.51 | 86.21 | 60.19 | 88.51 | 86.21 | 60.19 | 88.51 | 86.21 | 60.19 | 88.51 | 81.11 | 60.19 | 88.51 | 81.11 | 60.19 | 88.51 | 81.11 | 42.07 | 47.04 | 39.85 | 60.19 | 88.51 | 81.11 | 62.07 | 89.41 | 84.49 | 62.68 | 91.24 | 87.07 | 59.95 | 88.51 | 86.21 | 88.25 | 107.1 | 107.81 | 88.25 | 107.1 | 107.81 | 88.25 | 107.1 | 107.81 | 88.25 | 107.1 | 107.81 | 88.25 | 107.1 | 106.7 | 88.25 | 107.1 | 106.7 | 88.25 | 107.1 | 106.7 | 52.66 | 55.25 | 51.64 | 88.25 | 107.1 | 106.7 | 91.9 | 109.31 | 108.9 | 91.9 | 110.45 | 111.11 | 88.25 | 107.1 | 107.81
1594 | 58.85 | 86.76 | 94.97 | 59.88 | 86.76 | 94.97 | 59.88 | 86.76 | 94.97 | 59.88 | 86.76 | 94.97 | 59.88 | 86.76 | 83.16 | 59.88 | 86.76 | 83.16 | 59.88 | 86.76 | 83.16 | 40.96 | 45.93 | 38.4 | 59.88 | 86.76 | 83.16 | 61.43 | 90.35 | 97.87 | 62.68 | 90.35 | 95.93 | 58.85 | 86.76 | 94.97 | 88.69 | 108.25 | 108.68 | 88.69 | 108.25 | 108.68 | 88.69 | 108.25 | 108.68 | 88.69 | 108.25 | 108.68 | 88.69 | 108.25 | 83.08 | 88.69 | 108.25 | 83.08 | 88.69 | 108.25 | 83.08 | 51.55 | 54.14 | 50.53 | 88.69 | 108.25 | 83.08 | 103.95 | 113.4 | 110 | 106.06 | 114.04 | 112.24 | 88.69 | 108.25 | 108.68
1595 | 47.21 | 64.77 | 77.11 | 47.21 | 64.77 | 77.11 | 47.21 | 64.77 | 77.11 | 47.21 | 64.77 | 77.11 | 47.21 | 64.77 | 39.56 | 47.21 | 64.77 | 39.56 | 47.21 | 64.77 | 39.56 | 40.7 | 45.67 | 38.13 | 47.21 | 64.77 | 39.56 | 50.16 | 65.43 | 76.34 | 49.17 | 65.43 | 77.89 | 47.21 | 64.77 | 77.11 | 67.74 | 79.42 | 80.02 | 67.74 | 79.42 | 80.02 | 67.74 | 79.42 | 80.02 | 67.74 | 79.42 | 80.02 | 67.74 | 74.72 | 50.37 | 67.74 | 74.72 | 50.37 | 67.74 | 74.72 | 50.37 | 51.29 | 53.88 | 50.27 | 67.74 | 74.72 | 50.37 | 70.54 | 78.62 | 79.22 | 70.54 | 80.22 | 80.83 | 67.74 | 79.42 | 85.32
1596 | 44.54 | 64.19 | 77.11 | 44.54 | 64.19 | 77.11 | 44.54 | 64.19 | 77.11 | 44.54 | 64.19 | 77.11 | 44.54 | 64.19 | 39.27 | 44.54 | 64.19 | 39.27 | 44.54 | 64.19 | 39.27 | 40.52 | 45.49 | 37.95 | 44.54 | 64.19 | 39.27 | 46.38 | 65.43 | 76.34 | 45.46 | 65.43 | 77.89 | 44.54 | 64.19 | 77.11 | 66.15 | 79.42 | 80.02 | 66.15 | 79.42 | 80.02 | 66.15 | 79.42 | 80.02 | 66.15 | 79.42 | 80.02 | 66.15 | 74.72 | 50.18 | 66.15 | 74.72 | 50.18 | 66.15 | 74.72 | 50.18 | 51.11 | 53.7 | 50.08 | 66.15 | 74.72 | 50.18 | 68.89 | 78.62 | 79.22 | 68.89 | 80.22 | 80.83 | 66.15 | 79.42 | 84.85
1597 | 44.54 | 64.19 | 77.11 | 44.54 | 64.19 | 77.11 | 44.54 | 64.19 | 77.11 | 44.54 | 64.19 | 77.11 | 44.54 | 64.19 | 39.27 | 44.54 | 64.19 | 39.27 | 44.54 | 64.19 | 39.27 | 40.41 | 45.39 | 39.27 | 44.54 | 64.19 | 39.27 | 45.65 | 65.43 | 76.34 | 45.46 | 65.43 | 77.89 | 44.54 | 64.19 | 77.11 | 66.84 | 79.42 | 82.45 | 66.84 | 79.42 | 82.45 | 66.84 | 79.42 | 82.45 | 66.84 | 79.42 | 82.45 | 66.84 | 74.72 | 50.08 | 66.84 | 74.72 | 50.08 | 66.84 | 74.72 | 50.08 | 51 | 53.59 | 49.98 | 66.84 | 74.72 | 50.08 | 69.61 | 78.62 | 81.63 | 69.61 | 80.22 | 83.28 | 66.84 | 79.42 | 84.85
1598 | 43.65 | 64.11 | 81.09 | 43.65 | 64.11 | 81.09 | 43.65 | 64.11 | 81.09 | 43.65 | 64.11 | 81.09 | 43.65 | 64.11 | 69.55 | 43.65 | 64.11 | 69.55 | 43.65 | 64.11 | 69.55 | 40.31 | 45.28 | 39.85 | 43.65 | 64.11 | 69.55 | 45.65 | 66.76 | 80.28 | 45.46 | 66.76 | 80.28 | 43.65 | 64.11 | 81.09 | 66.84 | 82.03 | 84.85 | 66.84 | 82.03 | 84.85 | 66.84 | 82.03 | 84.85 | 66.84 | 82.03 | 84.85 | 66.84 | 80.47 | 51.86 | 66.84 | 80.47 | 51.86 | 66.84 | 80.47 | 51.86 | 50.9 | 53.48 | 51.61 | 66.84 | 80.47 | 51.86 | 70.54 | 81.29 | 84.85 | 70.54 | 82.95 | 86.58 | 66.84 | 82.03 | 84.85
1599 | 49.82 | 65.26 | 81.39 | 49.82 | 65.26 | 81.39 | 49.82 | 65.26 | 81.39 | 49.82 | 65.26 | 81.39 | 49.82 | 65.26 | 71.5 | 49.82 | 65.26 | 71.5 | 49.82 | 65.26 | 71.5 | 40.19 | 45.16 | 39.85 | 49.82 | 65.26 | 71.5 | 52.97 | 67.95 | 82.21 | 52.97 | 67.95 | 80.57 | 49.82 | 65.26 | 81.39 | 70.48 | 85.41 | 90 | 70.48 | 85.41 | 90 | 70.48 | 85.41 | 90 | 70.48 | 85.41 | 90 | 70.48 | 85.41 | 81.65 | 70.48 | 85.41 | 81.65 | 70.48 | 85.41 | 81.65 | 50.78 | 53.37 | 51.61 | 70.48 | 85.41 | 81.65 | 74.91 | 87.27 | 89.1 | 75.66 | 89.05 | 90.92 | 70.48 | 85.41 | 90
1600 | 48.19 | 77.56 | 86.21 | 48.19 | 77.56 | 86.21 | 48.19 | 77.56 | 86.21 | 48.19 | 77.56 | 86.21 | 48.19 | 77.56 | 81.11 | 48.19 | 77.56 | 81.11 | 48.19 | 77.56 | 81.11 | 40.21 | 45.2 | 39.85 | 48.19 | 77.56 | 81.11 | 56.28 | 80.71 | 87.08 | 55.7 | 80.71 | 87.08 | 48.19 | 77.56 | 86.21 | 77.33 | 104.97 | 111.11 | 77.33 | 104.97 | 111.11 | 77.33 | 104.97 | 111.11 | 77.33 | 104.97 | 111.11 | 77.33 | 104.97 | 106.7 | 77.33 | 104.97 | 106.7 | 77.33 | 104.97 | 106.7 | 50.8 | 53.39 | 51.61 | 77.33 | 104.97 | 106.7 | 83.04 | 109.31 | 112.23 | 83.04 | 109.31 | 112.23 | 77.33 | 104.97 | 111.11
1601 | 45.72 | 87.93 | 46.99 | 45.72 | 87.93 | 101.68 | 59.59 | 87.93 | 101.68 | 59.59 | 87.93 | 101.68 | 59.59 | 87.93 | 96.64 | 59.59 | 87.93 | 96.64 | 45.72 | 87.93 | 96.64 | 40.62 | 49.74 | 43.81 | 48.61 | 87.93 | 96.64 | 62.68 | 91.57 | 102.71 | 62.68 | 93.44 | 102.71 | 45.72 | 87.93 | 90 | 81.78 | 114.28 | 112.27 | 81.78 | 114.28 | 112.27 | 84.29 | 114.28 | 112.27 | 84.29 | 114.28 | 112.27 | 84.29 | 114.28 | 108.87 | 84.29 | 114.28 | 108.87 | 81.78 | 114.28 | 108.87 | 51.21 | 53.8 | 51.61 | 81.78 | 114.28 | 108.87 | 95.64 | 119.01 | 113.37 | 95.64 | 121.44 | 113.4 | 81.78 | 114.28 | 112.27
1602 | 51.43 | 90.54 | 46.99 | 60.39 | 102.79 | 115.82 | 60.85 | 102.8 | 115.82 | 60.85 | 102.8 | 115.82 | 60.85 | 102.8 | 115.82 | 60.85 | 102.8 | 115.82 | 60.39 | 102.79 | 115.82 | 41.47 | 46.45 | 43.81 | 60.39 | 102.8 | 115.82 | 64.01 | 107.05 | 119.41 | 64.01 | 109.23 | 119.41 | 51.43 | 94.8 | 90 | 89.84 | 118.21 | 115.24 | 89.84 | 118.21 | 115.24 | 106.7 | 125 | 115.24 | 106.7 | 125 | 115.24 | 106.7 | 125 | 112.91 | 106.7 | 125 | 112.91 | 89.84 | 118.21 | 112.91 | 52.06 | 54.65 | 51.61 | 89.84 | 125 | 112.91 | 113.4 | 130.2 | 116.4 | 114.55 | 131.55 | 116.4 | 104.58 | 118.21 | 115.24
1603 | 41 | 90 | 46.99 | 41 | 102.32 | 115.35 | 84.45 | 102.8 | 115.82 | 84.45 | 102.8 | 115.82 | 84.45 | 102.8 | 115.82 | 84.45 | 102.8 | 115.82 | 41 | 102.32 | 115.35 | 41 | 49.74 | 43.81 | 48.98 | 102.8 | 115.82 | 88.83 | 107.05 | 119.41 | 88.83 | 109.23 | 119.41 | 45.72 | 90 | 77.11 | 51.59 | 115.26 | 111.78 | 51.59 | 117.74 | 111.78 | 89.37 | 123.78 | 111.78 | 89.37 | 123.78 | 111.78 | 89.37 | 125.03 | 111.78 | 89.37 | 125.03 | 111.78 | 51.59 | 117.74 | 111.78 | 51.59 | 54.18 | 51.61 | 89.37 | 125.03 | 111.78 | 126.18 | 130.2 | 116.4 | 127.46 | 131.55 | 116.4 | 87.59 | 115.26 | 111.78
1604 | 40.53 | 61.71 | 37.96 | 40.53 | 101.85 | 70.53 | 59.76 | 101.85 | 114.18 | 59.76 | 101.85 | 114.18 | 59.76 | 101.85 | 110.72 | 59.76 | 101.85 | 110.72 | 40.53 | 101.85 | 70.53 | 40.53 | 49.74 | 37.96 | 48.51 | 101.85 | 110.72 | 62.68 | 106.06 | 115.33 | 62.68 | 108.23 | 115.33 | 45.72 | 65.31 | 70.53 | 51.12 | 98.21 | 107.78 | 51.12 | 117.26 | 110.22 | 88.69 | 120 | 111.78 | 88.69 | 120 | 111.78 | 88.69 | 123.45 | 111.78 | 88.69 | 123.45 | 111.78 | 51.12 | 117.26 | 110.22 | 51.12 | 53.71 | 51.61 | 88.69 | 123.45 | 111.78 | 100.96 | 128.56 | 116.4 | 100.96 | 131.18 | 116.4 | 73.76 | 98.21 | 107.78
1605 | 40.35 | 45.31 | 37.78 | 40.35 | 85 | 37.78 | 48.33 | 87.93 | 98.63 | 48.33 | 87.93 | 98.63 | 48.33 | 87.93 | 95.67 | 48.33 | 87.93 | 95.67 | 40.35 | 85 | 37.78 | 40.35 | 45.31 | 37.78 | 48.33 | 87.93 | 95.67 | 57.35 | 91.57 | 99.62 | 57.35 | 93.43 | 99.62 | 40.35 | 45.31 | 37.78 | 50.93 | 53.82 | 51.61 | 50.93 | 85 | 64.79 | 63.17 | 114.28 | 108.87 | 63.17 | 114.28 | 108.87 | 63.17 | 114.28 | 108.87 | 63.17 | 114.28 | 108.87 | 50.93 | 85 | 64.79 | 50.93 | 53.52 | 51.61 | 63.17 | 114.28 | 108.87 | 95.64 | 119.01 | 113.37 | 95.64 | 121.44 | 113.4 | 50.93 | 56.61 | 64.79
1606 | 40.16 | 45.13 | 37.6 | 40.16 | 45.14 | 37.6 | 40.87 | 87.05 | 98.63 | 40.87 | 87.05 | 98.63 | 40.87 | 87.05 | 95.67 | 40.87 | 87.05 | 95.67 | 40.16 | 45.14 | 37.6 | 40.16 | 45.13 | 37.6 | 40.87 | 87.05 | 95.67 | 56.26 | 91.57 | 99.62 | 56.26 | 93.43 | 99.62 | 40.16 | 45.13 | 37.6 | 50.75 | 53.82 | 51.35 | 50.75 | 53.82 | 53.17 | 56.33 | 109.75 | 107.78 | 56.33 | 109.75 | 107.78 | 56.33 | 109.75 | 107.78 | 56.33 | 109.75 | 107.78 | 50.75 | 53.82 | 53.17 | 50.75 | 53.34 | 51.35 | 56.33 | 109.75 | 106.7 | 85.86 | 119.01 | 113.37 | 86.73 | 120 | 114.4 | 50.75 | 53.82 | 53.17
1607 | 39.82 | 44.79 | 37.25 | 39.82 | 44.83 | 37.25 | 40.53 | 66.39 | 95.67 | 40.53 | 66.39 | 95.67 | 40.53 | 66.39 | 94.71 | 40.53 | 66.39 | 94.71 | 39.82 | 44.83 | 37.25 | 39.82 | 44.79 | 37.25 | 40.53 | 66.39 | 94.71 | 54.72 | 81.51 | 99.62 | 54.18 | 81.52 | 97.64 | 39.82 | 44.79 | 37.25 | 50.41 | 53.82 | 51.61 | 50.41 | 53.82 | 53.17 | 55.99 | 90 | 107.78 | 55.99 | 90 | 107.78 | 55.99 | 90 | 107.78 | 55.99 | 90 | 107.78 | 50.41 | 53.82 | 53.17 | 50.41 | 53 | 51.61 | 55.99 | 90 | 105.08 | 79.06 | 115.73 | 111.68 | 80.66 | 118.08 | 113.37 | 50.41 | 53.82 | 53.17
1608 | 39.74 | 44.71 | 37.17 | 39.74 | 44.71 | 37.17 | 40.45 | 55.56 | 83.6 | 40.45 | 55.56 | 83.6 | 40.45 | 55.56 | 81.94 | 40.45 | 55.56 | 81.94 | 39.74 | 44.71 | 37.17 | 39.74 | 44.71 | 37.17 | 40.45 | 55.56 | 81.94 | 46.34 | 78.93 | 86.19 | 46.34 | 78.93 | 84.47 | 39.74 | 44.71 | 37.17 | 50.33 | 52.92 | 51.61 | 50.33 | 52.92 | 51.61 | 55.91 | 83.43 | 107.67 | 55.91 | 83.43 | 107.67 | 55.91 | 83.43 | 107.67 | 55.91 | 83.43 | 107.67 | 50.33 | 52.92 | 51.61 | 50.33 | 52.92 | 51.61 | 55.91 | 83.43 | 103.5 | 73.64 | 115.69 | 111.11 | 73.64 | 118.04 | 113.37 | 50.33 | 52.92 | 51.61
1609 | 39.63 | 44.59 | 37.06 | 39.63 | 44.6 | 37.06 | 40.12 | 47.15 | 81.93 | 40.12 | 47.15 | 81.93 | 40.33 | 47.15 | 80.3 | 40.33 | 47.15 | 80.3 | 39.63 | 44.6 | 37.06 | 39.63 | 44.59 | 37.06 | 40.33 | 47.15 | 80.3 | 45.46 | 76.54 | 84.46 | 45.46 | 78.1 | 82.78 | 39.63 | 44.59 | 37.06 | 50.21 | 52.8 | 51.3 | 50.21 | 52.8 | 51.61 | 51.25 | 82.03 | 106.7 | 51.25 | 82.03 | 106.7 | 55.79 | 82.03 | 106.7 | 55.79 | 82.03 | 106.7 | 50.21 | 52.8 | 51.61 | 50.21 | 52.8 | 51.3 | 55.79 | 82.03 | 103.5 | 69.37 | 108.23 | 111.11 | 69.37 | 110.42 | 113.37 | 50.21 | 52.8 | 51.61
1610 | 39.53 | 44.49 | 36.96 | 39.53 | 44.5 | 36.96 | 40.12 | 47.05 | 81.11 | 40.12 | 47.05 | 81.11 | 40.23 | 47.05 | 77.89 | 40.23 | 47.05 | 77.89 | 39.53 | 44.5 | 36.96 | 39.53 | 44.49 | 36.96 | 40.23 | 47.05 | 77.89 | 45.46 | 73.53 | 84.46 | 45.46 | 73.53 | 82.78 | 39.53 | 44.49 | 36.96 | 50.11 | 52.7 | 51.61 | 50.11 | 52.7 | 51.61 | 51.13 | 82.03 | 105.63 | 51.13 | 82.03 | 105.63 | 55.69 | 82.03 | 105.63 | 55.69 | 82.03 | 105.63 | 50.11 | 52.7 | 51.61 | 50.11 | 52.7 | 51.61 | 55.69 | 82.03 | 103.5 | 69.37 | 108.21 | 111.11 | 69.37 | 110.41 | 113.37 | 50.11 | 52.7 | 51.61
1611 | 39.54 | 44.51 | 36.98 | 39.54 | 47.06 | 36.98 | 39.54 | 47.06 | 81.11 | 39.54 | 47.06 | 81.11 | 40.25 | 47.06 | 77.89 | 40.25 | 47.06 | 77.89 | 39.54 | 47.06 | 36.98 | 39.54 | 44.51 | 36.98 | 40.25 | 47.06 | 77.89 | 44.84 | 73.53 | 84.46 | 44.84 | 73.53 | 82.78 | 39.54 | 44.51 | 36.98 | 50.13 | 52.72 | 51.61 | 50.13 | 82.03 | 53.17 | 50.13 | 82.03 | 105.5 | 50.13 | 82.03 | 105.5 | 55.71 | 82.03 | 105.5 | 55.71 | 82.03 | 105.5 | 50.13 | 82.03 | 53.17 | 50.13 | 52.72 | 51.61 | 55.71 | 82.03 | 103.5 | 69.37 | 107.13 | 111.11 | 69.37 | 109.31 | 113.37 | 50.13 | 52.72 | 53.17
1612 | 39.75 | 44.72 | 37.18 | 39.75 | 47.27 | 37.18 | 40.12 | 47.27 | 81.11 | 40.12 | 47.28 | 81.11 | 40.46 | 47.28 | 76.53 | 40.46 | 47.28 | 76.53 | 39.75 | 47.27 | 37.18 | 39.75 | 44.72 | 37.18 | 40.46 | 47.28 | 76.53 | 44.84 | 73.53 | 84.46 | 44.84 | 73.53 | 82.78 | 39.75 | 44.72 | 37.18 | 50.34 | 53.82 | 51.61 | 50.34 | 82.03 | 64.79 | 50.85 | 82.03 | 84.85 | 50.85 | 82.03 | 84.85 | 55.92 | 82.03 | 82.5 | 55.92 | 82.03 | 82.5 | 50.34 | 82.03 | 64.79 | 50.34 | 53.82 | 51.61 | 55.92 | 82.03 | 77.62 | 69.37 | 107.13 | 111.11 | 69.37 | 109.31 | 113.37 | 50.34 | 53.82 | 64.79
1613 | 40.02 | 44.99 | 37.45 | 40.02 | 58.32 | 50 | 40.73 | 58.32 | 81.11 | 40.73 | 58.32 | 81.11 | 40.73 | 58.32 | 79.5 | 40.73 | 58.32 | 79.5 | 40.02 | 58.32 | 50 | 40.02 | 44.99 | 37.45 | 40.73 | 58.32 | 79.5 | 45.46 | 74.27 | 84.46 | 45.46 | 74.28 | 82.78 | 40.02 | 44.99 | 50 | 50.61 | 56.61 | 77.62 | 50.61 | 83.08 | 77.62 | 56.19 | 83.08 | 105.5 | 56.19 | 83.43 | 105.5 | 56.19 | 83.08 | 82.5 | 56.19 | 83.08 | 82.5 | 50.61 | 83.08 | 77.62 | 50.61 | 56.61 | 77.62 | 56.19 | 83.08 | 77.62 | 69.37 | 109.32 | 111.11 | 70.78 | 109.32 | 113.37 | 55.07 | 56.61 | 77.62
1614 | 40.42 | 49.74 | 37.85 | 40.42 | 71.14 | 73 | 43.49 | 71.14 | 95.67 | 43.49 | 71.14 | 95.67 | 43.49 | 71.14 | 82.78 | 43.49 | 71.14 | 82.78 | 40.42 | 71.14 | 73 | 40.42 | 49.74 | 37.85 | 43.49 | 71.14 | 82.78 | 56.21 | 91.57 | 99.62 | 57.35 | 93.43 | 99.62 | 40.42 | 49.74 | 73 | 51.01 | 90 | 80 | 51.01 | 104.59 | 90 | 63.17 | 104.59 | 108.87 | 63.17 | 104.59 | 108.87 | 63.17 | 104.59 | 107.78 | 63.17 | 104.59 | 107.78 | 51.01 | 104.59 | 88.6 | 51.01 | 90 | 80 | 63.17 | 104.59 | 88.6 | 93.74 | 119.01 | 113.37 | 95.64 | 119.01 | 113.4 | 61.29 | 90 | 90
1615 | 45.72 | 87.03 | 46.99 | 45.72 | 87.38 | 95.67 | 59.59 | 87.38 | 100.63 | 59.59 | 87.38 | 100.63 | 59.59 | 87.38 | 95.67 | 59.59 | 87.38 | 95.67 | 45.72 | 87.38 | 95.67 | 45.72 | 87.03 | 46.99 | 59.59 | 87.38 | 95.67 | 62.68 | 91.57 | 99.62 | 62.68 | 93.43 | 101.65 | 45.72 | 87.03 | 77.11 | 80.25 | 113.4 | 108.87 | 85 | 113.4 | 108.87 | 87.03 | 113.4 | 108.87 | 87.03 | 113.4 | 108.87 | 87.03 | 113.4 | 108.87 | 87.03 | 113.4 | 108.87 | 85 | 113.4 | 108.87 | 80.25 | 113.4 | 108.87 | 87.03 | 113.4 | 108.87 | 95.64 | 119.01 | 113.37 | 95.64 | 120.25 | 113.4 | 80.25 | 113.4 | 108.87
1616 | 57.81 | 87.38 | 84.44 | 60.73 | 87.38 | 85 | 60.73 | 87.38 | 88.85 | 60.73 | 87.38 | 88.85 | 60.73 | 87.38 | 84.44 | 60.73 | 87.38 | 84.44 | 60.73 | 87.38 | 84.44 | 57.81 | 87.38 | 84.44 | 60.73 | 87.38 | 84.44 | 63.24 | 91.57 | 87.95 | 63.24 | 93.43 | 89.74 | 57.81 | 87.38 | 84.44 | 90.18 | 113.4 | 108.87 | 90.18 | 113.4 | 108.87 | 94.68 | 113.4 | 108.87 | 94.68 | 113.4 | 108.87 | 94.68 | 113.4 | 108.87 | 94.68 | 113.4 | 108.87 | 90.18 | 113.4 | 108.87 | 90.18 | 113.4 | 108.87 | 94.68 | 113.4 | 108.87 | 102.67 | 119.01 | 113.37 | 102.67 | 120 | 113.4 | 90.18 | 113.4 | 108.87
1617 | 58.11 | 82.62 | 85.33 | 60.19 | 82.62 | 85.33 | 60.19 | 82.62 | 85.33 | 60.19 | 82.62 | 85.33 | 60.19 | 82.62 | 80.3 | 60.19 | 82.62 | 80.3 | 60.19 | 82.62 | 80.3 | 58.11 | 82.62 | 80.3 | 60.19 | 82.62 | 80.3 | 62.68 | 86.03 | 84.46 | 62.68 | 87.79 | 86.19 | 58.11 | 82.62 | 85.33 | 89.91 | 104.97 | 108.87 | 89.91 | 104.97 | 108.87 | 89.91 | 104.97 | 108.87 | 89.91 | 104.97 | 108.87 | 89.91 | 104.97 | 94.72 | 89.91 | 104.97 | 94.72 | 89.91 | 104.97 | 94.72 | 89.91 | 104.97 | 94.72 | 89.91 | 104.97 | 94.72 | 95.64 | 109.31 | 111.11 | 95.64 | 109.34 | 113.37 | 89.91 | 104.97 | 108.87
1618 | 54.16 | 68.33 | 76.26 | 55.26 | 68.33 | 76.26 | 55.26 | 68.33 | 76.26 | 55.26 | 68.33 | 76.26 | 55.26 | 68.33 | 63.59 | 55.26 | 68.33 | 63.59 | 55.26 | 68.33 | 63.59 | 54.16 | 68.33 | 63.59 | 55.26 | 68.33 | 63.59 | 57.54 | 71.15 | 74.72 | 57.54 | 71.15 | 77.03 | 54.16 | 68.33 | 76.26 | 83.28 | 88.36 | 85.91 | 83.28 | 88.36 | 85.91 | 83.28 | 88.36 | 85.91 | 83.28 | 88.36 | 85.91 | 83.28 | 85.71 | 52.4 | 83.28 | 85.71 | 52.4 | 83.28 | 85.71 | 52.4 | 83.28 | 85.71 | 52.4 | 83.28 | 85.71 | 52.4 | 86.73 | 89.25 | 85.03 | 86.73 | 89.25 | 86.78 | 83.28 | 88.36 | 90
1619 | 52.41 | 65.07 | 75.53 | 52.41 | 65.07 | 75.53 | 52.41 | 65.07 | 75.53 | 52.41 | 65.07 | 75.53 | 52.41 | 65.07 | 41.92 | 52.41 | 65.07 | 41.92 | 52.41 | 65.07 | 41.92 | 45.72 | 65.07 | 41.92 | 52.41 | 65.07 | 41.92 | 55.7 | 67.76 | 74 | 55.09 | 66.41 | 75.51 | 52.41 | 65.07 | 75.53 | 77.5 | 85.45 | 84.85 | 77.5 | 85.45 | 84.85 | 77.5 | 85.45 | 84.85 | 77.5 | 85.45 | 84.85 | 77.5 | 83.32 | 50.44 | 77.5 | 83.32 | 50.44 | 77.5 | 83.32 | 50.44 | 77.5 | 83.32 | 50.44 | 77.5 | 83.32 | 50.44 | 79.9 | 86.77 | 83.89 | 79.9 | 86.31 | 85.6 | 77.5 | 85.45 | 84.85
1620 | 45.72 | 65.07 | 76.26 | 45.72 | 65.07 | 76.26 | 45.72 | 65.07 | 76.26 | 45.72 | 65.07 | 76.26 | 44.84 | 63.06 | 39.44 | 44.84 | 63.06 | 39.44 | 44.84 | 63.06 | 39.44 | 44.84 | 63.06 | 39.44 | 44.84 | 63.06 | 39.44 | 47.78 | 66.41 | 74.72 | 47.78 | 65.73 | 75.5 | 45.72 | 65.07 | 76.26 | 77.13 | 84.85 | 85.7 | 77.13 | 84.85 | 85.7 | 77.13 | 84.85 | 85.7 | 77.13 | 84.85 | 85.7 | 65.27 | 71 | 49.98 | 65.27 | 71 | 49.98 | 65.27 | 71 | 49.98 | 65.27 | 71 | 49.98 | 65.27 | 71 | 49.98 | 80.31 | 86.31 | 84.85 | 80.31 | 85.71 | 84.85 | 77.13 | 84.85 | 85.7
1621 | 45.72 | 65.31 | 81.14 | 45.72 | 65.31 | 81.14 | 45.72 | 65.31 | 81.14 | 45.72 | 65.31 | 81.14 | 43.95 | 56.68 | 39.04 | 43.95 | 56.68 | 39.04 | 43.95 | 56.68 | 39.04 | 43.95 | 56.68 | 39.04 | 43.95 | 56.68 | 39.04 | 56.21 | 67.31 | 81.96 | 56.21 | 65.97 | 80.32 | 45.72 | 65.31 | 81.14 | 73.76 | 85.71 | 97.06 | 73.76 | 85.71 | 97.06 | 73.76 | 85.71 | 97.06 | 73.76 | 85.71 | 97.06 | 62.04 | 62.21 | 49.72 | 62.04 | 62.21 | 49.72 | 62.04 | 62.21 | 49.72 | 62.04 | 62.21 | 49.72 | 62.04 | 62.21 | 49.72 | 85 | 87.48 | 98.04 | 85 | 86.58 | 98.04 | 73.76 | 85.71 | 97.06
1622 | 41.59 | 63.77 | 76.25 | 41.59 | 63.77 | 76.25 | 41.59 | 63.77 | 76.25 | 41.59 | 63.77 | 76.25 | 41.59 | 56.68 | 39.04 | 41.59 | 56.68 | 39.04 | 41.59 | 56.68 | 39.04 | 39.97 | 56.68 | 39.04 | 41.59 | 56.68 | 39.04 | 45.46 | 66.41 | 74.72 | 45.46 | 66.41 | 75.49 | 41.59 | 63.77 | 76.25 | 59.7 | 84.57 | 84.85 | 59.7 | 84.57 | 84.85 | 59.7 | 84.57 | 84.85 | 59.7 | 84.57 | 84.85 | 58.25 | 62.21 | 49.54 | 58.25 | 62.21 | 49.54 | 58.25 | 62.21 | 49.54 | 50.56 | 62.21 | 49.54 | 58.25 | 62.21 | 49.54 | 69.37 | 86.31 | 84 | 69.37 | 86.31 | 85.7 | 59.7 | 84.57 | 84.85
1623 | 41.59 | 65.07 | 78.25 | 41.59 | 65.07 | 78.25 | 41.59 | 65.07 | 78.25 | 41.59 | 65.07 | 78.25 | 41.59 | 56.68 | 39.44 | 41.59 | 56.68 | 39.44 | 41.59 | 56.68 | 39.44 | 39.85 | 56.68 | 39.44 | 41.59 | 56.68 | 39.44 | 51.35 | 67.31 | 77.46 | 51.35 | 67.31 | 79.04 | 41.59 | 65.07 | 78.25 | 59.7 | 85.71 | 103.44 | 59.7 | 85.71 | 103.44 | 59.7 | 85.71 | 103.44 | 59.7 | 85.71 | 103.44 | 58.72 | 71.39 | 49.51 | 58.72 | 71.39 | 49.51 | 58.72 | 71.39 | 49.51 | 50.44 | 71.39 | 49.51 | 58.72 | 71.39 | 49.51 | 71.17 | 87.48 | 103.95 | 72.62 | 89.25 | 104.49 | 59.7 | 85.71 | 103.44
1624 | 43.95 | 76.52 | 87.63 | 43.95 | 76.52 | 87.63 | 43.95 | 76.52 | 87.63 | 43.95 | 76.52 | 87.63 | 43.95 | 64.14 | 63.86 | 43.95 | 64.14 | 63.86 | 43.95 | 64.14 | 63.86 | 39.87 | 49.75 | 63.86 | 43.95 | 64.14 | 63.86 | 55.09 | 78.1 | 86.04 | 56.21 | 79.68 | 87.8 | 43.95 | 76.52 | 87.63 | 62.22 | 104.97 | 110 | 62.22 | 104.97 | 110 | 62.22 | 104.97 | 110 | 62.22 | 104.97 | 110 | 62.22 | 81.72 | 51.61 | 62.22 | 81.72 | 51.61 | 62.22 | 81.72 | 51.61 | 50.46 | 81.72 | 51.61 | 62.22 | 81.72 | 51.14 | 85 | 107.13 | 111.11 | 86.73 | 109.32 | 113.37 | 62.22 | 104.97 | 110
1625 | 53.36 | 87.21 | 101.67 | 53.36 | 87.21 | 101.67 | 53.36 | 87.21 | 101.67 | 53.36 | 87.21 | 101.67 | 52.41 | 71.35 | 78.24 | 52.41 | 71.35 | 78.24 | 52.41 | 71.35 | 78.24 | 40.23 | 49.74 | 43.81 | 52.41 | 71.35 | 78.24 | 56.7 | 91.57 | 99.62 | 57.85 | 94.38 | 102.69 | 53.36 | 87.21 | 101.67 | 83.56 | 114.28 | 114.55 | 83.56 | 114.28 | 114.55 | 83.56 | 114.28 | 114.55 | 83.56 | 114.28 | 114.55 | 83.56 | 94.07 | 106.67 | 83.56 | 94.07 | 106.67 | 83.56 | 94.07 | 52.4 | 50.82 | 53.41 | 51.61 | 83.56 | 94.07 | 52.4 | 93.74 | 116.64 | 113.37 | 95.64 | 120 | 115.7 | 83.56 | 114.28 | 114.55
1626 | 58.56 | 89.74 | 102.71 | 59.6 | 89.74 | 102.71 | 59.6 | 89.74 | 102.71 | 59.6 | 89.74 | 102.71 | 59.6 | 87.05 | 93.47 | 59.6 | 87.05 | 93.47 | 59.6 | 87.05 | 93.47 | 40.68 | 65.31 | 93.47 | 59.6 | 87.05 | 93.47 | 62.68 | 91.57 | 99.62 | 63.96 | 94.39 | 103.74 | 58.56 | 89.74 | 102.71 | 89.05 | 114.9 | 115.24 | 89.05 | 114.9 | 115.24 | 89.05 | 114.9 | 115.24 | 89.05 | 114.9 | 115.24 | 89.05 | 110 | 107.78 | 89.05 | 110 | 107.78 | 89.05 | 110 | 100 | 51.27 | 110 | 51.61 | 89.05 | 110 | 62.88 | 106.06 | 119.01 | 113.37 | 108.23 | 121.44 | 116.4 | 89.05 | 114.9 | 115.24
1627 | 58.48 | 87.93 | 101.68 | 59.35 | 87.93 | 101.68 | 59.66 | 87.93 | 101.68 | 59.66 | 87.93 | 101.68 | 59.66 | 87.93 | 94.71 | 59.66 | 87.93 | 94.71 | 59.35 | 87.93 | 94.71 | 40.43 | 49.75 | 43.81 | 59.66 | 87.93 | 94.71 | 69.08 | 91.57 | 99.62 | 69.08 | 94.39 | 102.71 | 58.48 | 87.93 | 101.68 | 88.8 | 114.28 | 114.99 | 88.8 | 114.28 | 114.99 | 88.8 | 114.28 | 114.99 | 88.8 | 114.28 | 114.99 | 88.8 | 110 | 107.78 | 88.8 | 110 | 107.78 | 88.8 | 110 | 100 | 51.02 | 98.21 | 51.61 | 88.8 | 110 | 62.88 | 103.95 | 119.01 | 113.37 | 106.07 | 121.44 | 116.15 | 88.8 | 114.28 | 114.99
1628 | 57.81 | 87.03 | 101.67 | 58.98 | 87.03 | 101.67 | 58.98 | 87.03 | 101.67 | 58.98 | 87.03 | 101.67 | 58.98 | 85.52 | 93.74 | 58.98 | 85.52 | 93.74 | 58.98 | 85.52 | 93.74 | 40.06 | 45.05 | 43.81 | 58.98 | 85.52 | 93.74 | 62.68 | 91.57 | 99.62 | 62.68 | 94.39 | 102.69 | 57.81 | 87.03 | 101.67 | 84.29 | 114.28 | 114.55 | 84.29 | 114.28 | 114.55 | 84.29 | 114.28 | 114.55 | 84.29 | 114.28 | 114.55 | 84.29 | 108.95 | 62.88 | 84.29 | 108.95 | 62.88 | 84.29 | 108.95 | 62.88 | 50.65 | 53.24 | 49.63 | 84.29 | 108.95 | 62.88 | 93.74 | 119.01 | 113.37 | 95.64 | 120.25 | 115.7 | 84.29 | 114.28 | 114.55
1629 | 47.62 | 86.76 | 100.64 | 47.62 | 86.76 | 100.64 | 47.62 | 86.76 | 100.64 | 47.62 | 86.76 | 100.64 | 47.62 | 85.52 | 93.74 | 47.62 | 85.52 | 93.74 | 47.62 | 85.52 | 93.74 | 39.9 | 44.87 | 43.81 | 47.62 | 85.52 | 93.74 | 57.35 | 91.57 | 99.62 | 57.35 | 93.43 | 101.66 | 47.62 | 86.76 | 100.64 | 79.9 | 113.14 | 114.46 | 79.9 | 113.14 | 114.46 | 79.9 | 113.14 | 114.46 | 79.9 | 113.14 | 114.46 | 79.9 | 107.39 | 52.4 | 79.9 | 107.39 | 52.4 | 79.9 | 107.39 | 52.4 | 50.49 | 53.08 | 49.46 | 79.9 | 107.39 | 52.4 | 92.93 | 117.84 | 113.37 | 94.82 | 120.25 | 115.61 | 79.9 | 113.14 | 114.46
1630 | 40.48 | 71.16 | 95.67 | 40.48 | 71.16 | 98.63 | 40.48 | 71.16 | 98.63 | 40.48 | 71.16 | 98.63 | 40.48 | 71.16 | 55.89 | 40.48 | 71.16 | 55.89 | 40.48 | 71.15 | 55.89 | 39.77 | 44.74 | 43.81 | 40.48 | 71.15 | 55.89 | 54.72 | 91.57 | 99.62 | 55.83 | 93.43 | 99.62 | 40.48 | 71.16 | 95.67 | 61.91 | 95.67 | 110 | 61.91 | 95.67 | 110 | 61.91 | 95.67 | 110 | 61.91 | 106.7 | 110 | 61.91 | 89.69 | 51.14 | 61.91 | 89.69 | 51.14 | 61.91 | 89.69 | 51.14 | 50.36 | 52.95 | 49.34 | 61.91 | 89.69 | 51.14 | 85 | 116.64 | 111.11 | 86.73 | 119.02 | 113.38 | 61.91 | 95.67 | 110
1631 | 40.33 | 66.95 | 90 | 40.33 | 66.95 | 96.64 | 40.33 | 66.95 | 96.64 | 40.33 | 66.95 | 96.64 | 40.33 | 66.95 | 41.92 | 40.33 | 66.95 | 41.92 | 40.33 | 66.95 | 41.92 | 39.62 | 44.59 | 37.05 | 40.33 | 66.95 | 41.92 | 53.96 | 85 | 97.64 | 55.05 | 86.73 | 99.62 | 40.33 | 66.95 | 90 | 55.79 | 90 | 108.87 | 55.79 | 90 | 108.87 | 55.79 | 90 | 108.87 | 55.79 | 91.83 | 108.87 | 55.79 | 89.69 | 51.14 | 55.79 | 89.69 | 51.14 | 55.79 | 89.69 | 51.14 | 50.21 | 52.8 | 49.19 | 55.79 | 89.69 | 51.14 | 75.14 | 116.64 | 111.11 | 76.67 | 119.02 | 113.38 | 55.79 | 90 | 108.87
1632 | 39.85 | 61.04 | 87.62 | 39.85 | 61.04 | 90.31 | 39.85 | 61.04 | 90.31 | 39.85 | 61.04 | 90.31 | 40.56 | 61.04 | 41.92 | 40.56 | 61.04 | 41.92 | 39.85 | 61.04 | 41.92 | 39.85 | 44.82 | 37.28 | 40.56 | 61.04 | 41.92 | 51.37 | 79.1 | 91.25 | 51.37 | 80.71 | 91.25 | 39.85 | 61.04 | 87.62 | 56.02 | 81.72 | 107.81 | 56.02 | 81.72 | 107.81 | 56.02 | 81.72 | 107.81 | 56.02 | 85.24 | 107.81 | 56.02 | 81.72 | 49.41 | 56.02 | 81.72 | 49.41 | 56.02 | 81.72 | 49.41 | 50.44 | 53.03 | 49.41 | 56.02 | 81.72 | 49.41 | 72.9 | 116.64 | 111.11 | 74.38 | 119.01 | 113.37 | 56.02 | 81.72 | 107.81
1633 | 39.69 | 61.04 | 80.98 | 39.69 | 61.04 | 83.46 | 39.69 | 61.04 | 83.46 | 39.69 | 61.04 | 83.46 | 40.4 | 61.04 | 41.92 | 40.4 | 61.04 | 41.92 | 39.69 | 61.04 | 41.92 | 39.69 | 44.66 | 37.12 | 40.4 | 61.04 | 41.92 | 50.24 | 77.32 | 84.33 | 50.24 | 78.89 | 84.33 | 39.69 | 61.04 | 80.98 | 50.28 | 76.89 | 107.67 | 50.28 | 76.89 | 107.67 | 50.28 | 76.89 | 107.67 | 50.28 | 85.24 | 107.67 | 55.86 | 76.89 | 49.26 | 55.86 | 76.89 | 49.26 | 50.28 | 76.89 | 49.26 | 50.28 | 52.87 | 49.26 | 55.86 | 76.89 | 49.26 | 72.17 | 116.64 | 111.11 | 72.17 | 119.01 | 113.37 | 50.28 | 76.89 | 107.67
1634 | 39.57 | 61.04 | 77.11 | 39.57 | 61.04 | 81.94 | 39.57 | 61.04 | 81.94 | 39.57 | 61.04 | 81.94 | 40.27 | 61.04 | 39.44 | 40.27 | 61.04 | 39.44 | 39.57 | 61.04 | 39.44 | 39.57 | 44.53 | 37 | 40.27 | 61.04 | 39.44 | 46.69 | 76.53 | 83.63 | 46.69 | 78.08 | 83.63 | 39.57 | 61.04 | 77.11 | 50.15 | 76.89 | 107.67 | 50.15 | 76.89 | 107.67 | 50.15 | 76.89 | 107.67 | 50.15 | 78.65 | 107.67 | 55.73 | 76.89 | 49.13 | 55.73 | 76.89 | 49.13 | 50.15 | 76.89 | 49.13 | 50.15 | 52.74 | 49.13 | 55.73 | 76.89 | 49.13 | 71.03 | 111.15 | 111.1 | 71.03 | 111.15 | 113.37 | 50.15 | 76.89 | 107.67
1635 | 39.56 | 60.35 | 77.11 | 39.56 | 60.35 | 81.93 | 39.56 | 60.35 | 81.93 | 39.56 | 60.35 | 81.93 | 40.26 | 60.35 | 37.47 | 40.26 | 60.35 | 37.47 | 39.56 | 60.35 | 37.47 | 39.56 | 44.52 | 36.99 | 40.26 | 60.35 | 37.47 | 42.51 | 71.35 | 83.62 | 42.51 | 72.8 | 83.62 | 39.56 | 60.35 | 77.11 | 50.14 | 76.89 | 106.7 | 50.14 | 76.89 | 106.7 | 50.14 | 76.89 | 106.7 | 50.14 | 78.65 | 106.7 | 55.72 | 76.89 | 49.12 | 55.72 | 76.89 | 49.12 | 50.14 | 76.89 | 49.12 | 50.14 | 52.73 | 49.12 | 55.72 | 76.89 | 49.12 | 68.97 | 108.21 | 111.1 | 68.97 | 108.21 | 113.37 | 50.14 | 76.89 | 106.7
1636 | 39.6 | 55.03 | 77.11 | 39.6 | 55.03 | 81.11 | 39.6 | 55.03 | 81.11 | 39.6 | 55.03 | 81.11 | 40.31 | 55.03 | 37.03 | 40.31 | 55.03 | 37.03 | 39.6 | 55.03 | 37.03 | 39.6 | 44.57 | 37.03 | 40.31 | 55.03 | 37.03 | 41.59 | 69.32 | 82.78 | 41.59 | 70.73 | 82.78 | 39.6 | 55.03 | 77.11 | 50.19 | 71.66 | 104.44 | 50.19 | 71.66 | 104.44 | 50.19 | 71.66 | 104.44 | 50.19 | 71.66 | 104.44 | 55.77 | 71.66 | 49.17 | 55.77 | 71.66 | 49.17 | 50.19 | 71.66 | 49.17 | 50.19 | 52.78 | 49.17 | 55.77 | 71.66 | 49.17 | 60.9 | 107.13 | 110 | 60.9 | 107.13 | 111.11 | 50.19 | 71.66 | 104.44
1637 | 39.61 | 56.58 | 77.11 | 39.61 | 56.58 | 80.3 | 39.61 | 56.58 | 80.3 | 39.61 | 56.58 | 80.3 | 40.32 | 56.58 | 37.05 | 40.32 | 56.58 | 37.05 | 39.61 | 56.58 | 37.05 | 39.61 | 44.58 | 37.05 | 40.32 | 56.58 | 37.05 | 41.59 | 65.26 | 81.96 | 41.59 | 66.59 | 81.96 | 39.61 | 56.58 | 77.11 | 50.34 | 71.66 | 95.75 | 50.34 | 71.66 | 95.75 | 50.34 | 71.66 | 95.75 | 50.34 | 78.65 | 95.75 | 55.78 | 71.66 | 49.18 | 55.78 | 71.66 | 49.18 | 50.34 | 71.66 | 49.18 | 50.2 | 52.79 | 49.18 | 55.78 | 71.66 | 49.18 | 60.9 | 106.06 | 111.11 | 60.9 | 106.06 | 111.11 | 50.34 | 71.66 | 95.75
1638 | 39.59 | 56.98 | 77.11 | 39.59 | 56.98 | 80.65 | 39.59 | 56.98 | 80.65 | 39.59 | 56.98 | 80.65 | 40.3 | 56.98 | 37.47 | 40.3 | 56.98 | 37.47 | 39.59 | 56.98 | 37.47 | 39.59 | 44.56 | 37.03 | 40.3 | 56.98 | 37.47 | 44.21 | 71.35 | 82.31 | 44.21 | 72.8 | 82.31 | 39.59 | 56.98 | 77.11 | 50.84 | 77.08 | 90 | 50.84 | 77.08 | 90 | 50.84 | 77.08 | 90 | 50.84 | 77.08 | 90 | 55.76 | 77.08 | 49.16 | 55.76 | 77.08 | 49.16 | 50.84 | 77.08 | 49.16 | 50.18 | 52.77 | 49.16 | 55.76 | 77.08 | 49.16 | 72.39 | 107.13 | 111.11 | 73.86 | 109.31 | 111.11 | 50.84 | 77.08 | 90
1639 | 40.35 | 67.13 | 77.42 | 40.35 | 67.13 | 80.65 | 40.35 | 67.13 | 80.65 | 40.35 | 67.13 | 80.65 | 40.35 | 67.13 | 39.44 | 40.35 | 67.13 | 39.44 | 40.35 | 67.13 | 39.44 | 39.65 | 44.61 | 37.08 | 40.35 | 67.13 | 39.44 | 52.41 | 71.47 | 82.31 | 53.47 | 72.93 | 83.98 | 40.35 | 67.13 | 77.42 | 55.81 | 90 | 108.68 | 55.81 | 90 | 108.68 | 55.81 | 90 | 108.68 | 55.81 | 90 | 108.68 | 55.81 | 84.97 | 49.31 | 55.81 | 84.97 | 49.31 | 55.81 | 84.97 | 49.31 | 50.23 | 52.82 | 49.21 | 55.81 | 84.97 | 49.31 | 75.37 | 107.14 | 111.11 | 76.9 | 109.32 | 113.37 | 55.81 | 90 | 108.68
1640 | 40.94 | 65.31 | 80.3 | 40.94 | 65.31 | 80.3 | 40.94 | 65.31 | 80.3 | 40.94 | 65.31 | 80.3 | 40.94 | 65.31 | 39.44 | 40.94 | 65.31 | 39.44 | 40.94 | 65.31 | 39.44 | 39.85 | 44.81 | 37.28 | 40.94 | 65.31 | 39.44 | 54.43 | 69.04 | 81.96 | 54.43 | 70.45 | 83.62 | 40.94 | 65.31 | 80.3 | 58.58 | 98.21 | 108.49 | 58.58 | 98.21 | 108.49 | 58.58 | 98.21 | 108.49 | 58.58 | 98.21 | 108.49 | 58.58 | 89.6 | 49.51 | 58.58 | 89.6 | 49.51 | 58.58 | 89.6 | 49.51 | 50.44 | 53.02 | 49.41 | 58.58 | 89.6 | 49.51 | 76.29 | 103.95 | 111.11 | 77.84 | 106.06 | 113.37 | 58.58 | 98.21 | 108.49
1641 | 49.34 | 63.33 | 68.89 | 49.34 | 63.33 | 68.89 | 49.34 | 63.33 | 68.89 | 49.34 | 63.33 | 68.89 | 49.34 | 63.33 | 38.9 | 49.34 | 63.33 | 38.9 | 49.34 | 63.33 | 38.9 | 40.04 | 45.01 | 37.47 | 49.34 | 63.33 | 38.9 | 53.49 | 64.64 | 67.5 | 53.49 | 65.95 | 69.59 | 49.34 | 63.33 | 68.89 | 71.78 | 80.35 | 90 | 71.78 | 80.35 | 90 | 71.78 | 80.35 | 90 | 71.78 | 80.35 | 90 | 71.78 | 79.52 | 49.71 | 71.78 | 79.52 | 49.71 | 71.78 | 79.52 | 49.71 | 50.63 | 53.22 | 49.61 | 71.78 | 79.52 | 49.71 | 76.29 | 81.16 | 89.1 | 76.29 | 82.81 | 90.91 | 71.78 | 80.35 | 90
1642 | 45.72 | 57.04 | 68.2 | 45.72 | 57.04 | 68.2 | 45.72 | 57.04 | 68.2 | 45.72 | 57.04 | 68.2 | 45.72 | 57.04 | 37.49 | 45.72 | 57.04 | 37.49 | 45.72 | 57.04 | 37.49 | 40.06 | 45.03 | 37.49 | 45.72 | 57.04 | 37.49 | 47.81 | 58.22 | 66.4 | 48.28 | 59.4 | 68.89 | 45.72 | 57.04 | 68.2 | 66.95 | 77.68 | 83.05 | 66.95 | 77.68 | 83.05 | 66.95 | 77.68 | 83.05 | 66.95 | 77.68 | 83.05 | 64.82 | 53.7 | 49.63 | 64.82 | 53.7 | 49.63 | 64.82 | 53.7 | 49.63 | 50.65 | 53.24 | 49.63 | 64.82 | 53.7 | 49.63 | 68.33 | 79.28 | 82.22 | 69.72 | 80.9 | 83.89 | 66.95 | 77.68 | 83.05
1643 | 41.27 | 57.04 | 68.43 | 41.27 | 57.04 | 68.43 | 41.27 | 57.04 | 68.43 | 41.27 | 57.04 | 68.43 | 41.27 | 48.09 | 37.38 | 41.27 | 48.09 | 37.38 | 41.27 | 48.09 | 37.38 | 39.95 | 44.92 | 37.38 | 41.27 | 48.09 | 37.38 | 44.21 | 58.22 | 65.72 | 45.1 | 59.4 | 69.13 | 41.27 | 57.04 | 68.43 | 58.31 | 78.46 | 83.04 | 58.31 | 78.46 | 83.04 | 58.31 | 78.46 | 83.04 | 58.31 | 78.46 | 83.04 | 56.56 | 53.24 | 49.52 | 56.56 | 53.24 | 49.52 | 56.56 | 53.24 | 49.52 | 50.54 | 53.13 | 49.52 | 56.56 | 53.24 | 49.52 | 60.11 | 80.07 | 82.21 | 61.33 | 81.7 | 83.89 | 58.31 | 78.46 | 83.04
1644 | 40.48 | 55.54 | 67.52 | 40.48 | 55.54 | 67.52 | 40.48 | 55.54 | 67.52 | 40.48 | 55.54 | 67.52 | 40.48 | 47.3 | 37.21 | 40.48 | 47.3 | 37.21 | 40.48 | 47.3 | 37.21 | 39.77 | 44.74 | 37.21 | 40.48 | 47.3 | 37.21 | 41.59 | 57.51 | 64.84 | 41.59 | 58.68 | 68.2 | 40.48 | 55.54 | 67.52 | 56.01 | 74.72 | 80 | 56.01 | 74.72 | 80 | 56.01 | 74.72 | 80 | 56.01 | 74.72 | 80 | 55.94 | 53.06 | 49.34 | 55.94 | 53.06 | 49.34 | 55.94 | 53.06 | 49.34 | 50.36 | 52.95 | 49.34 | 55.94 | 53.06 | 49.34 | 59.51 | 76.15 | 80.58 | 60.72 | 77.7 | 82.22 | 56.01 | 74.72 | 80
1645 | 40.34 | 47.16 | 67.52 | 40.34 | 47.16 | 67.52 | 40.34 | 47.16 | 67.52 | 40.34 | 47.16 | 67.52 | 40.34 | 47.16 | 37.07 | 40.34 | 47.16 | 37.07 | 40.34 | 47.16 | 37.07 | 39.63 | 44.6 | 37.07 | 40.34 | 47.16 | 37.07 | 41.59 | 57.51 | 64.84 | 41.59 | 58.68 | 68.2 | 40.34 | 47.16 | 67.52 | 55.8 | 74.72 | 80 | 55.8 | 74.72 | 80 | 55.8 | 74.72 | 80 | 55.8 | 74.72 | 80 | 55.8 | 52.92 | 49.2 | 55.8 | 52.92 | 49.2 | 55.8 | 52.92 | 49.2 | 50.22 | 52.81 | 49.2 | 55.8 | 52.92 | 49.2 | 58.32 | 76.15 | 80.58 | 59.5 | 77.7 | 82.22 | 55.8 | 74.72 | 80
1646 | 39.54 | 47.06 | 65.5 | 40.25 | 47.06 | 65.5 | 40.25 | 47.06 | 65.5 | 40.25 | 47.06 | 65.5 | 40.25 | 47.06 | 36.98 | 40.25 | 47.06 | 36.98 | 40.25 | 47.06 | 36.98 | 39.54 | 44.51 | 36.98 | 40.25 | 47.06 | 36.98 | 41.27 | 57.51 | 64.84 | 41.27 | 57.51 | 66.16 | 39.54 | 47.06 | 65.5 | 53.5 | 75.03 | 80.56 | 53.5 | 75.03 | 80.56 | 53.5 | 75.03 | 80.56 | 53.5 | 75.03 | 80.56 | 55.71 | 52.83 | 49.11 | 55.71 | 52.83 | 49.11 | 53.5 | 52.83 | 49.11 | 50.13 | 52.72 | 49.11 | 55.71 | 52.83 | 49.11 | 58.32 | 76.15 | 80.58 | 58.32 | 77.7 | 82.22 | 53.5 | 75.03 | 80.56
1647 | 39.55 | 47.07 | 66.38 | 40.26 | 47.07 | 66.38 | 40.26 | 47.07 | 66.38 | 40.26 | 47.07 | 66.38 | 40.26 | 47.07 | 36.98 | 40.26 | 47.07 | 36.98 | 40.26 | 47.07 | 36.98 | 39.55 | 44.52 | 36.98 | 40.26 | 47.07 | 36.98 | 41.59 | 58.22 | 65.72 | 41.59 | 58.22 | 67.05 | 39.55 | 47.07 | 66.38 | 53.22 | 77.08 | 83.61 | 53.22 | 77.08 | 83.61 | 53.22 | 77.08 | 83.61 | 53.22 | 77.08 | 83.61 | 55.72 | 52.9 | 49.11 | 55.72 | 52.9 | 49.11 | 53.22 | 52.9 | 49.11 | 50.14 | 52.73 | 49.11 | 55.72 | 52.9 | 49.11 | 59.51 | 80.08 | 84.45 | 59.51 | 80.08 | 84.45 | 53.22 | 77.08 | 83.61
1648 | 40.41 | 58.22 | 81.14 | 40.41 | 58.22 | 81.14 | 40.41 | 58.22 | 81.14 | 40.41 | 58.22 | 81.14 | 40.41 | 58.22 | 37.49 | 40.41 | 58.22 | 37.49 | 40.41 | 58.22 | 37.49 | 39.7 | 44.67 | 37.13 | 40.41 | 58.22 | 37.49 | 41.59 | 68.33 | 81.96 | 41.59 | 68.33 | 81.96 | 40.41 | 58.22 | 81.14 | 55.87 | 85.36 | 108.87 | 55.87 | 85.36 | 108.87 | 55.87 | 85.36 | 108.87 | 55.87 | 85.36 | 108.87 | 55.87 | 70.55 | 49.27 | 55.87 | 70.55 | 49.27 | 55.87 | 70.55 | 49.27 | 50.29 | 52.88 | 49.27 | 55.87 | 70.55 | 49.27 | 63.87 | 98.83 | 108.83 | 63.87 | 100.84 | 109.97 | 55.87 | 85.36 | 108.87
1649 | 48.12 | 76.05 | 90 | 48.12 | 76.05 | 90 | 48.12 | 76.05 | 90 | 48.12 | 76.05 | 90 | 48.12 | 66.58 | 41.92 | 48.12 | 66.58 | 41.92 | 48.12 | 66.58 | 41.92 | 40.14 | 45.1 | 37.57 | 48.12 | 66.58 | 41.92 | 55.09 | 77.62 | 89.1 | 56.21 | 79.2 | 90.91 | 48.12 | 76.05 | 90 | 73.76 | 102.88 | 112.24 | 73.76 | 102.88 | 112.24 | 73.76 | 102.88 | 112.24 | 73.76 | 102.88 | 112.24 | 68.83 | 81.72 | 51.14 | 68.83 | 81.72 | 51.14 | 68.83 | 81.72 | 51.14 | 50.73 | 53.31 | 49.7 | 68.83 | 81.72 | 51.14 | 79.9 | 108.21 | 111.11 | 81.52 | 110.41 | 113.38 | 73.76 | 102.88 | 112.24
1650 | 54.52 | 77.5 | 90 | 54.52 | 77.5 | 90 | 54.52 | 77.5 | 90.61 | 54.52 | 77.5 | 90.61 | 54.52 | 77.5 | 64.64 | 54.52 | 77.5 | 64.64 | 54.52 | 77.5 | 64.64 | 40.64 | 45.61 | 38.08 | 54.52 | 77.5 | 64.64 | 57.35 | 80.71 | 89.4 | 58.52 | 83.19 | 91.52 | 54.52 | 77.5 | 90 | 77.22 | 106.58 | 114.15 | 77.22 | 106.58 | 114.15 | 77.22 | 106.58 | 114.15 | 77.22 | 106.58 | 114.15 | 77.22 | 99.98 | 64.61 | 77.22 | 99.98 | 64.61 | 77.22 | 99.98 | 64.61 | 51.23 | 53.82 | 50.21 | 77.22 | 99.98 | 64.61 | 82.05 | 110 | 113 | 83.72 | 112.24 | 115.31 | 77.22 | 106.58 | 114.15
1651 | 40.42 | 77.5 | 77.11 | 40.42 | 77.5 | 77.11 | 45.72 | 77.5 | 90.31 | 45.72 | 77.5 | 90.31 | 45.72 | 77.5 | 51.68 | 45.72 | 77.5 | 51.68 | 40.42 | 77.5 | 51.68 | 40.42 | 45.39 | 37.85 | 45.72 | 77.5 | 51.68 | 59.17 | 80.71 | 89.4 | 59.17 | 83.19 | 91.23 | 45.72 | 77.5 | 77.11 | 74.38 | 102.01 | 113.37 | 74.38 | 102.01 | 113.37 | 74.38 | 102.01 | 113.37 | 74.38 | 103.82 | 113.37 | 74.38 | 102.01 | 66.83 | 74.38 | 102.01 | 66.83 | 74.38 | 102.01 | 66.83 | 51.01 | 53.6 | 49.99 | 74.38 | 102.01 | 66.83 | 86.73 | 110 | 112.23 | 88.5 | 112.24 | 114.52 | 74.38 | 102.01 | 113.37
1652 | 40.04 | 75.94 | 73 | 40.04 | 75.94 | 73 | 40.74 | 75.94 | 88.51 | 40.74 | 77.08 | 88.51 | 40.74 | 75.94 | 51.68 | 40.74 | 75.94 | 51.68 | 40.04 | 75.94 | 51.68 | 40.04 | 45.01 | 37.47 | 40.74 | 75.94 | 51.68 | 57.35 | 80.27 | 89.4 | 57.35 | 81.91 | 91.23 | 40.74 | 75.94 | 73 | 50.63 | 98.21 | 108.68 | 50.63 | 98.21 | 108.68 | 68.26 | 98.21 | 108.87 | 68.26 | 103.82 | 108.87 | 68.26 | 98.21 | 66.83 | 68.26 | 98.21 | 66.83 | 50.63 | 98.21 | 66.83 | 50.63 | 53.22 | 49.6 | 68.26 | 98.21 | 66.83 | 82.05 | 108.93 | 111.11 | 82.05 | 111.15 | 113.4 | 68.26 | 98.21 | 108.68
1653 | 39.88 | 73.85 | 40.9 | 39.88 | 73.85 | 50.3 | 40.58 | 73.85 | 85.85 | 40.58 | 74.54 | 85.85 | 40.58 | 73.85 | 50.3 | 40.58 | 73.85 | 50.3 | 39.88 | 73.85 | 50.3 | 39.88 | 44.85 | 37.31 | 40.58 | 73.85 | 50.3 | 55.51 | 79.2 | 87.62 | 56.21 | 80.82 | 89.41 | 39.88 | 73.85 | 73 | 50.47 | 94.07 | 107.67 | 50.47 | 94.07 | 107.67 | 56.05 | 94.07 | 108.87 | 56.05 | 102.01 | 108.87 | 56.05 | 94.07 | 60.79 | 56.05 | 94.07 | 60.79 | 50.47 | 94.07 | 60.79 | 50.47 | 53.06 | 49.44 | 56.05 | 94.07 | 60.79 | 81.2 | 108.21 | 111.11 | 81.52 | 110.42 | 113.38 | 56.05 | 94.07 | 107.67
1654 | 39.79 | 47.33 | 40.36 | 39.79 | 47.33 | 47.24 | 40.49 | 47.33 | 84.71 | 40.49 | 61.71 | 84.71 | 40.49 | 47.33 | 47.24 | 40.49 | 47.33 | 47.24 | 39.79 | 47.33 | 47.24 | 39.79 | 44.75 | 37.22 | 40.49 | 47.33 | 47.24 | 53.91 | 77.62 | 86.46 | 55 | 79.21 | 88.21 | 39.79 | 47.33 | 73 | 50.38 | 85.11 | 103.53 | 50.38 | 85.11 | 103.53 | 55.96 | 85.11 | 107.67 | 55.96 | 92.29 | 107.67 | 55.96 | 85.11 | 54.33 | 55.96 | 85.11 | 54.33 | 50.38 | 85.11 | 54.33 | 50.38 | 52.96 | 49.35 | 55.96 | 85.11 | 54.33 | 78.5 | 108.21 | 111.11 | 80.1 | 110.41 | 113.38 | 55.96 | 85.11 | 103.53
1655 | 39.58 | 44.55 | 37.01 | 39.58 | 44.55 | 37.01 | 39.58 | 44.55 | 81.91 | 39.58 | 61.04 | 81.91 | 40.29 | 47.1 | 42.75 | 40.29 | 47.1 | 42.75 | 39.58 | 44.55 | 37.01 | 39.58 | 44.55 | 37.01 | 40.29 | 47.09 | 42.75 | 52.41 | 74.11 | 83.62 | 53.47 | 75.63 | 85.32 | 39.58 | 44.55 | 37.01 | 50.17 | 56.61 | 80 | 50.17 | 56.61 | 80 | 50.17 | 56.61 | 106.7 | 50.17 | 90.59 | 106.7 | 55.75 | 56.61 | 51.61 | 55.75 | 56.61 | 51.61 | 50.17 | 56.61 | 51.61 | 50.17 | 52.76 | 49.15 | 55.75 | 56.61 | 51.61 | 73.64 | 108.14 | 110 | 75.14 | 110.34 | 113.37 | 50.17 | 56.61 | 90
1656 | 39.61 | 44.57 | 37.04 | 39.61 | 44.57 | 37.04 | 39.61 | 44.57 | 80.02 | 39.61 | 44.58 | 80.02 | 40.31 | 47.12 | 40.23 | 40.31 | 47.12 | 40.23 | 39.61 | 44.57 | 37.04 | 39.61 | 44.57 | 37.04 | 40.31 | 47.12 | 40.23 | 48.33 | 68.33 | 82.78 | 47.36 | 69.72 | 84.46 | 39.61 | 44.57 | 37.04 | 50.2 | 53.82 | 80.01 | 50.2 | 53.82 | 80.01 | 50.2 | 53.82 | 81.63 | 50.2 | 78.65 | 81.63 | 55.78 | 53.82 | 50.35 | 55.78 | 53.82 | 50.35 | 50.2 | 53.82 | 50.35 | 50.2 | 52.78 | 49.17 | 55.78 | 53.82 | 50.35 | 70.6 | 106.06 | 107.78 | 72.04 | 108.21 | 111.11 | 50.2 | 53.82 | 80.01
1657 | 39.35 | 44.31 | 36.78 | 39.35 | 44.32 | 36.78 | 39.35 | 44.32 | 76.63 | 39.35 | 44.32 | 76.63 | 40.06 | 46.86 | 47.33 | 40.06 | 46.86 | 47.33 | 39.35 | 44.32 | 36.78 | 39.35 | 44.31 | 36.78 | 40.06 | 46.86 | 47.33 | 47.32 | 68.33 | 81.96 | 46.37 | 69.72 | 81.96 | 39.35 | 44.31 | 36.78 | 49.94 | 53.8 | 77.75 | 49.94 | 53.8 | 77.75 | 49.94 | 53.8 | 77.75 | 49.94 | 78.65 | 77.75 | 55.52 | 53.8 | 54.33 | 55.52 | 53.8 | 54.33 | 49.94 | 53.8 | 51.61 | 49.94 | 52.53 | 48.91 | 55.52 | 53.8 | 54.33 | 69.2 | 103.95 | 107.78 | 69.2 | 106.06 | 111.11 | 49.94 | 53.8 | 77.75
1658 | 39.19 | 44.16 | 36.62 | 39.19 | 44.16 | 36.62 | 39.19 | 44.16 | 76.63 | 39.19 | 44.16 | 76.63 | 39.9 | 46.71 | 47.33 | 39.9 | 46.71 | 47.33 | 39.19 | 44.16 | 36.62 | 39.19 | 44.16 | 36.62 | 39.9 | 46.71 | 47.33 | 46.37 | 69.02 | 81.96 | 46.37 | 69.72 | 81.96 | 39.19 | 44.16 | 36.62 | 49.78 | 53.65 | 77.75 | 49.78 | 53.65 | 77.75 | 49.78 | 53.65 | 77.75 | 49.78 | 78.65 | 79.33 | 55.36 | 53.65 | 57.75 | 55.36 | 53.65 | 57.75 | 49.78 | 52.37 | 51.61 | 49.78 | 52.37 | 48.76 | 55.36 | 53.65 | 57.75 | 67.14 | 103.95 | 111.1 | 67.14 | 106.06 | 113.37 | 49.78 | 53.65 | 77.75
1659 | 39.14 | 44.1 | 36.57 | 39.14 | 44.1 | 36.57 | 39.14 | 44.1 | 75.97 | 39.14 | 44.1 | 75.97 | 39.84 | 46.65 | 39.44 | 39.84 | 46.65 | 39.44 | 39.14 | 44.1 | 36.57 | 39.14 | 44.1 | 36.57 | 39.84 | 46.65 | 39.44 | 43.15 | 64.87 | 81.96 | 43.15 | 65.89 | 81.96 | 39.14 | 44.1 | 36.57 | 49.73 | 52.42 | 75.48 | 49.73 | 52.42 | 75.48 | 49.73 | 52.42 | 75.48 | 49.73 | 78.65 | 77.01 | 55.3 | 52.42 | 49.31 | 55.3 | 52.42 | 49.31 | 49.73 | 52.31 | 49.31 | 49.73 | 52.31 | 48.7 | 55.3 | 52.42 | 49.31 | 63.83 | 88 | 108.83 | 63.83 | 89.78 | 111.11 | 49.73 | 52.42 | 75.48
1660 | 39.15 | 44.12 | 36.59 | 39.15 | 44.12 | 36.59 | 39.15 | 44.12 | 39.44 | 39.15 | 44.12 | 39.44 | 39.86 | 46.67 | 39.44 | 39.86 | 46.67 | 39.44 | 39.15 | 44.12 | 36.59 | 39.15 | 44.12 | 36.59 | 39.86 | 46.67 | 39.44 | 42.77 | 64.87 | 81.96 | 42.77 | 65.88 | 81.96 | 39.15 | 44.12 | 36.59 | 49.74 | 52.44 | 64.79 | 49.74 | 52.44 | 64.79 | 49.74 | 52.44 | 64.79 | 49.74 | 78.65 | 77.01 | 55.32 | 52.44 | 49.31 | 55.32 | 52.44 | 49.31 | 49.74 | 52.33 | 49.31 | 49.74 | 52.33 | 48.72 | 55.32 | 52.44 | 49.31 | 60.51 | 85.1 | 107.8 | 60.51 | 86.83 | 110 | 49.74 | 52.44 | 64.79
1661 | 39.19 | 44.15 | 36.62 | 39.19 | 44.15 | 36.62 | 39.19 | 44.15 | 39.04 | 39.19 | 44.15 | 39.04 | 39.89 | 46.7 | 39.04 | 39.89 | 46.7 | 39.04 | 39.19 | 44.15 | 36.62 | 39.19 | 44.15 | 36.62 | 39.89 | 46.7 | 39.04 | 42.77 | 64.58 | 81.96 | 42.77 | 65.89 | 81.96 | 39.19 | 44.15 | 36.62 | 49.78 | 52.47 | 64.79 | 49.78 | 52.47 | 64.79 | 49.78 | 52.47 | 64.79 | 49.78 | 83.69 | 79.12 | 55.36 | 52.47 | 49.31 | 55.36 | 52.47 | 49.31 | 49.78 | 52.36 | 49.31 | 49.78 | 52.36 | 48.75 | 55.36 | 52.47 | 49.31 | 67.14 | 87.15 | 108.83 | 67.14 | 88.92 | 111.05 | 49.78 | 52.47 | 64.79
1662 | 39.07 | 44.03 | 36.5 | 39.07 | 44.03 | 36.5 | 39.07 | 44.03 | 37.27 | 39.07 | 44.03 | 37.27 | 39.77 | 46.58 | 37.27 | 39.77 | 46.58 | 37.27 | 39.07 | 44.03 | 36.5 | 39.07 | 44.03 | 36.5 | 39.77 | 46.58 | 37.27 | 41.63 | 59.3 | 78.62 | 41.63 | 60.5 | 80.22 | 39.07 | 44.03 | 36.5 | 49.65 | 52.24 | 51.3 | 49.65 | 52.24 | 63.5 | 49.65 | 52.24 | 63.5 | 49.65 | 82.71 | 79.12 | 55.23 | 52.35 | 48.73 | 55.23 | 52.35 | 48.73 | 49.65 | 52.24 | 48.63 | 49.65 | 52.24 | 48.63 | 55.23 | 52.35 | 48.73 | 60.45 | 86.13 | 107.8 | 59.7 | 87.88 | 110 | 49.65 | 52.24 | 63.5
1663 | 39.07 | 44.04 | 36.5 | 39.07 | 44.04 | 36.5 | 39.07 | 44.04 | 70.12 | 39.07 | 44.04 | 70.12 | 39.78 | 46.59 | 36.5 | 39.78 | 46.59 | 36.5 | 39.07 | 44.04 | 36.5 | 39.07 | 44.04 | 36.5 | 39.78 | 46.59 | 36.5 | 42.48 | 59.3 | 76.02 | 42.48 | 60.51 | 77.57 | 39.07 | 44.04 | 70.12 | 49.66 | 52.4 | 51.3 | 49.66 | 52.4 | 51.3 | 49.66 | 52.4 | 51.3 | 49.66 | 77.08 | 51.3 | 55.24 | 52.4 | 48.78 | 55.24 | 52.4 | 48.78 | 49.66 | 52.25 | 48.64 | 49.66 | 52.25 | 48.64 | 55.24 | 52.4 | 48.78 | 61.01 | 86.13 | 110 | 61.01 | 87.88 | 112.23 | 49.66 | 52.4 | 77.01
1664 | 39.27 | 44.24 | 36.7 | 39.27 | 44.24 | 36.7 | 39.27 | 44.24 | 64.17 | 39.27 | 44.24 | 64.17 | 39.98 | 46.78 | 36.7 | 39.98 | 46.78 | 36.7 | 39.27 | 44.24 | 36.7 | 39.27 | 44.24 | 36.7 | 39.98 | 46.78 | 36.7 | 42.05 | 58.12 | 67.05 | 42.05 | 59.31 | 68.42 | 39.27 | 44.24 | 64.17 | 49.86 | 53.82 | 51.3 | 49.86 | 53.82 | 51.3 | 49.86 | 53.82 | 51.3 | 49.86 | 77.08 | 51.3 | 55.44 | 53.82 | 48.84 | 55.44 | 53.82 | 48.84 | 49.86 | 52.45 | 48.84 | 49.86 | 52.45 | 48.84 | 55.44 | 53.82 | 48.84 | 61.62 | 86.13 | 99 | 61.62 | 87.88 | 101.01 | 49.86 | 53.82 | 77.55
1665 | 39.49 | 44.46 | 36.92 | 39.49 | 44.46 | 36.92 | 39.94 | 44.46 | 63.53 | 39.94 | 44.46 | 63.53 | 40.2 | 47 | 36.92 | 40.2 | 47 | 36.92 | 39.49 | 44.46 | 36.92 | 39.49 | 44.46 | 36.92 | 40.2 | 47 | 36.92 | 41.63 | 58.12 | 66.16 | 42.01 | 59.3 | 67.51 | 39.49 | 44.46 | 63.53 | 50.08 | 52.77 | 51.3 | 50.08 | 52.77 | 51.3 | 50.48 | 52.77 | 71.49 | 50.48 | 77.08 | 71.49 | 55.66 | 52.77 | 49.05 | 55.66 | 52.77 | 49.05 | 50.08 | 52.67 | 49.05 | 50.08 | 52.67 | 49.05 | 55.66 | 52.77 | 49.05 | 60.55 | 81.16 | 82.22 | 60.72 | 82.81 | 83.9 | 50.48 | 52.77 | 71.49
1666 | 39.59 | 44.56 | 37.02 | 39.59 | 44.56 | 37.02 | 39.94 | 44.56 | 60.63 | 39.94 | 44.56 | 60.63 | 40.3 | 47.1 | 37.02 | 40.3 | 47.1 | 37.02 | 39.59 | 44.56 | 37.02 | 39.59 | 44.56 | 37.02 | 40.3 | 47.1 | 37.02 | 42.01 | 55.93 | 61.26 | 42.01 | 57.06 | 62.51 | 39.59 | 44.56 | 37.02 | 50.18 | 53.82 | 51.3 | 50.18 | 53.82 | 51.3 | 52.76 | 53.82 | 51.3 | 52.76 | 73.01 | 51.3 | 55.76 | 53.82 | 49.16 | 55.76 | 53.82 | 49.16 | 50.18 | 52.77 | 49.16 | 50.18 | 52.77 | 49.16 | 55.76 | 53.82 | 49.16 | 59.51 | 78.48 | 76.23 | 60.72 | 80.08 | 77.78 | 52.76 | 53.82 | 51.3
1667 | 39.63 | 44.59 | 37.06 | 39.63 | 44.59 | 37.06 | 40.33 | 44.59 | 55.92 | 40.33 | 44.59 | 55.92 | 40.33 | 47.14 | 37.06 | 40.33 | 47.14 | 37.06 | 39.63 | 44.59 | 37.06 | 39.63 | 44.59 | 37.06 | 40.33 | 47.14 | 37.06 | 42.01 | 52.69 | 57.08 | 41.18 | 53.75 | 58.24 | 39.63 | 44.59 | 37.06 | 50.22 | 53.82 | 49.19 | 50.22 | 53.82 | 49.19 | 50.48 | 53.82 | 49.19 | 50.48 | 72.83 | 49.19 | 55.79 | 53.82 | 49.19 | 55.79 | 53.82 | 49.19 | 50.22 | 52.8 | 49.19 | 50.22 | 52.8 | 49.19 | 55.79 | 53.82 | 49.19 | 59.51 | 74.37 | 49.78 | 60.72 | 75.88 | 49.9 | 50.48 | 53.82 | 50.15
1668 | 39.49 | 44.46 | 36.93 | 39.49 | 44.46 | 36.93 | 40.2 | 44.46 | 46.73 | 40.2 | 44.46 | 46.73 | 40.2 | 47 | 36.93 | 40.2 | 47 | 36.93 | 39.49 | 44.46 | 36.93 | 39.49 | 44.46 | 36.93 | 40.2 | 47 | 36.93 | 41.18 | 49.07 | 47.21 | 41.18 | 49.07 | 47.21 | 39.49 | 44.46 | 36.93 | 50.08 | 52.78 | 49.06 | 50.08 | 52.78 | 49.06 | 50.48 | 52.78 | 49.06 | 50.48 | 54.69 | 49.06 | 55.66 | 52.78 | 49.06 | 55.66 | 52.78 | 49.06 | 50.08 | 52.67 | 49.06 | 50.08 | 52.67 | 49.06 | 55.66 | 52.78 | 49.06 | 58.32 | 55.82 | 49.55 | 58.32 | 56.95 | 49.55 | 50.48 | 52.78 | 49.06
1669 | 39.34 | 44.31 | 36.78 | 39.34 | 44.31 | 36.78 | 39.94 | 44.31 | 46.73 | 39.94 | 44.31 | 46.73 | 40.05 | 46.85 | 36.78 | 40.05 | 46.86 | 36.78 | 39.34 | 44.31 | 36.78 | 39.34 | 44.31 | 36.78 | 40.05 | 46.85 | 36.78 | 40.77 | 47.82 | 47.21 | 40.77 | 47.82 | 47.21 | 39.34 | 44.31 | 36.78 | 49.93 | 52.63 | 48.91 | 49.93 | 52.63 | 48.91 | 50.48 | 52.63 | 48.91 | 50.48 | 54.69 | 48.91 | 55.51 | 52.63 | 48.91 | 55.51 | 52.63 | 48.91 | 49.93 | 52.52 | 48.91 | 49.93 | 52.52 | 48.91 | 55.51 | 52.63 | 48.91 | 56.66 | 55.82 | 49.55 | 56.66 | 55.82 | 49.55 | 50.48 | 52.63 | 48.91
1670 | 39.24 | 44.2 | 36.67 | 39.24 | 44.21 | 36.67 | 39.57 | 44.21 | 46.74 | 39.57 | 44.21 | 46.74 | 39.95 | 46.75 | 36.67 | 39.95 | 46.75 | 36.67 | 39.24 | 44.21 | 36.67 | 39.24 | 44.2 | 36.67 | 39.95 | 46.75 | 36.67 | 40.38 | 47.82 | 47.21 | 40.38 | 47.82 | 47.21 | 39.24 | 44.2 | 36.67 | 49.83 | 52.52 | 49.06 | 49.83 | 52.52 | 49.06 | 49.83 | 52.52 | 49.06 | 49.83 | 54.69 | 49.06 | 55.41 | 52.52 | 48.8 | 55.41 | 52.52 | 48.8 | 49.83 | 52.52 | 48.8 | 49.83 | 52.42 | 48.8 | 55.41 | 52.52 | 48.8 | 56.55 | 55.82 | 49.55 | 56.55 | 55.82 | 49.55 | 49.83 | 52.52 | 49.63
1671 | 39.23 | 44.2 | 36.66 | 39.23 | 44.2 | 36.66 | 39.94 | 46.74 | 64.19 | 39.94 | 46.74 | 64.19 | 39.94 | 46.74 | 36.66 | 39.94 | 46.74 | 36.66 | 39.23 | 44.2 | 36.66 | 39.23 | 44.2 | 36.66 | 39.94 | 46.74 | 36.66 | 41.18 | 54.16 | 64.84 | 41.18 | 54.16 | 64.84 | 39.23 | 44.2 | 36.66 | 49.82 | 52.41 | 51.3 | 49.82 | 52.41 | 51.3 | 50.48 | 52.51 | 76.21 | 50.48 | 77.08 | 76.21 | 55.4 | 52.51 | 49.61 | 55.4 | 52.51 | 49.61 | 49.82 | 52.41 | 49.61 | 49.82 | 52.41 | 48.8 | 55.4 | 52.51 | 49.61 | 58.32 | 78.67 | 77.78 | 58.32 | 78.67 | 77.79 | 49.82 | 52.41 | 51.3
1672 | 39.35 | 44.31 | 36.78 | 39.35 | 44.31 | 36.78 | 40.05 | 46.88 | 68.43 | 40.05 | 56.94 | 68.43 | 40.05 | 46.88 | 39.44 | 40.05 | 46.88 | 39.44 | 39.35 | 44.31 | 36.78 | 39.35 | 44.31 | 36.78 | 40.05 | 46.88 | 39.44 | 42.01 | 58.12 | 67.05 | 41.18 | 59.3 | 69.12 | 39.35 | 44.31 | 36.78 | 49.94 | 52.52 | 51.3 | 49.94 | 52.52 | 51.61 | 53.79 | 53.8 | 81.65 | 53.79 | 79.52 | 81.65 | 55.52 | 53.8 | 51.61 | 55.52 | 53.8 | 51.61 | 49.94 | 52.52 | 51.61 | 49.94 | 52.52 | 48.91 | 55.52 | 53.8 | 51.61 | 59.78 | 81.16 | 83.33 | 60.72 | 82.81 | 85.03 | 49.94 | 52.52 | 53.17
1673 | 39.8 | 44.77 | 37.23 | 39.8 | 44.77 | 37.23 | 40.51 | 64.29 | 82.45 | 40.51 | 66.95 | 82.45 | 40.51 | 64.29 | 75.29 | 40.51 | 64.29 | 75.29 | 39.8 | 44.77 | 37.23 | 39.8 | 44.77 | 37.23 | 40.51 | 64.29 | 75.29 | 47.32 | 68.33 | 81.96 | 47.32 | 69.72 | 83.62 | 40.51 | 44.77 | 37.23 | 50.39 | 53.82 | 51.3 | 50.39 | 84.39 | 51.3 | 55.97 | 84.39 | 108.87 | 55.97 | 101.35 | 108.87 | 55.97 | 84.39 | 103.5 | 55.97 | 84.39 | 103.5 | 50.39 | 84.39 | 51.3 | 50.39 | 52.98 | 49.37 | 55.97 | 84.39 | 103.5 | 69.2 | 103.95 | 111.11 | 70.61 | 106.07 | 113.38 | 55.97 | 84.39 | 90
1674 | 40.34 | 45.31 | 37.77 | 40.34 | 45.31 | 37.77 | 45.72 | 76.95 | 90.31 | 45.72 | 76.95 | 90.31 | 45.72 | 76.95 | 84.53 | 45.72 | 76.95 | 84.53 | 40.34 | 45.31 | 37.77 | 40.34 | 45.31 | 37.77 | 45.72 | 76.95 | 84.53 | 52.9 | 80.13 | 89.4 | 53.97 | 82.6 | 91.23 | 45.72 | 45.31 | 70.53 | 50.93 | 53.82 | 51.3 | 50.93 | 97.78 | 51.3 | 73.76 | 97.98 | 110 | 73.76 | 106.03 | 110 | 73.76 | 97.98 | 108.83 | 73.76 | 97.98 | 108.83 | 50.93 | 53.52 | 51.3 | 50.93 | 53.52 | 49.91 | 68.57 | 97.98 | 105.08 | 80.73 | 108.21 | 111.11 | 82.38 | 113.81 | 113.38 | 73.76 | 97.78 | 93.73
1675 | 40.37 | 45.33 | 37.8 | 40.37 | 45.33 | 37.8 | 45.72 | 76.95 | 90.69 | 45.72 | 76.95 | 90.69 | 45.72 | 76.95 | 86.21 | 45.72 | 76.95 | 86.21 | 40.37 | 45.33 | 37.8 | 40.37 | 45.33 | 37.8 | 45.72 | 76.95 | 86.21 | 56.77 | 80.13 | 89.77 | 56.77 | 81.77 | 91.6 | 45.72 | 45.33 | 70.53 | 50.96 | 53.82 | 51.3 | 50.96 | 90 | 51.3 | 73.76 | 102.85 | 108.87 | 73.76 | 106.03 | 108.87 | 73.76 | 102.85 | 108.83 | 73.76 | 102.85 | 108.83 | 50.96 | 53.54 | 51.3 | 50.96 | 53.54 | 49.93 | 68.59 | 102.85 | 105.08 | 82.05 | 108.77 | 111.11 | 83.72 | 111.15 | 113.38 | 73.76 | 90 | 103.4
1676 | 40.11 | 45.08 | 37.54 | 40.11 | 45.08 | 37.54 | 40.82 | 76.95 | 90.31 | 40.82 | 76.95 | 90.31 | 40.82 | 76.95 | 85.85 | 40.82 | 76.95 | 85.85 | 40.11 | 45.08 | 37.54 | 40.11 | 45.08 | 37.54 | 40.82 | 76.95 | 85.85 | 54.56 | 80.13 | 89.4 | 54.56 | 81.77 | 91.22 | 40.11 | 45.08 | 37.54 | 50.7 | 53.82 | 49.68 | 50.7 | 56.61 | 49.68 | 68.75 | 102.85 | 108.87 | 68.75 | 106.03 | 108.87 | 68.75 | 102.85 | 108.33 | 68.75 | 102.85 | 108.33 | 50.7 | 53.29 | 49.68 | 50.7 | 53.29 | 49.68 | 68.34 | 102.85 | 105.08 | 80.7 | 108.21 | 111.11 | 81.52 | 110.42 | 113.38 | 68.75 | 56.61 | 90
1677 | 40.01 | 44.98 | 37.44 | 40.01 | 44.98 | 37.44 | 40.72 | 73.89 | 88.51 | 40.72 | 75.42 | 88.51 | 40.72 | 73.89 | 85.85 | 40.72 | 73.9 | 85.85 | 40.01 | 44.98 | 37.44 | 40.01 | 44.98 | 37.44 | 40.72 | 73.89 | 85.85 | 48.69 | 78.54 | 89.4 | 48.69 | 80.14 | 89.4 | 40.01 | 44.98 | 37.44 | 50.6 | 53.19 | 49.58 | 50.6 | 53.19 | 49.58 | 56.18 | 97.98 | 108.87 | 56.18 | 106.03 | 108.87 | 56.18 | 97.98 | 108.25 | 56.18 | 97.98 | 108.25 | 50.6 | 53.19 | 49.58 | 50.6 | 53.19 | 49.58 | 56.18 | 97.98 | 105.08 | 78.31 | 108.21 | 111.11 | 79.9 | 110.42 | 113.37 | 50.6 | 53.19 | 64.79
1678 | 39.77 | 44.73 | 37.2 | 39.77 | 44.73 | 37.2 | 40.47 | 61.02 | 85.85 | 40.47 | 61.04 | 85.85 | 40.47 | 61.02 | 85.85 | 40.47 | 61.02 | 85.85 | 39.77 | 44.73 | 37.2 | 39.77 | 44.73 | 37.2 | 40.47 | 61.02 | 85.85 | 50.77 | 76.97 | 87.62 | 50.76 | 78.54 | 87.62 | 39.77 | 44.73 | 37.2 | 50.35 | 52.94 | 49.33 | 50.35 | 52.94 | 49.33 | 55.93 | 87.03 | 107.68 | 55.93 | 87.03 | 107.68 | 55.93 | 87.03 | 105.08 | 55.93 | 87.03 | 105.08 | 50.35 | 52.94 | 49.33 | 50.35 | 52.94 | 49.33 | 55.93 | 87.03 | 105.08 | 77.06 | 108.2 | 110 | 78.62 | 110.41 | 112.23 | 50.35 | 52.94 | 51.3
1679 | 39.52 | 44.49 | 36.95 | 39.52 | 44.49 | 36.95 | 39.52 | 44.49 | 85.85 | 39.52 | 44.49 | 85.85 | 40.23 | 47.04 | 61.65 | 40.23 | 47.04 | 61.65 | 39.52 | 44.49 | 36.95 | 39.52 | 44.49 | 36.95 | 40.23 | 47.04 | 61.65 | 42.01 | 62.66 | 87.62 | 41.18 | 63.93 | 87.62 | 39.52 | 44.49 | 36.95 | 50.11 | 52.7 | 49.09 | 50.11 | 52.7 | 51.3 | 50.11 | 74.07 | 106.7 | 50.11 | 85.24 | 106.7 | 55.69 | 74.07 | 103.5 | 55.69 | 74.07 | 103.5 | 50.11 | 52.7 | 49.09 | 50.11 | 52.7 | 49.09 | 55.69 | 74.07 | 103.5 | 59.51 | 92.45 | 107.78 | 59.51 | 108.21 | 109.98 | 50.11 | 52.7 | 51.3
1680 | 39.51 | 44.48 | 36.94 | 39.51 | 44.48 | 36.94 | 39.51 | 44.48 | 81.91 | 39.51 | 44.48 | 81.91 | 40.22 | 47.03 | 57.79 | 40.22 | 47.03 | 57.79 | 39.51 | 44.48 | 36.94 | 39.51 | 44.48 | 36.94 | 40.22 | 47.03 | 57.79 | 42.01 | 76.01 | 82.78 | 41.18 | 77.56 | 82.78 | 39.51 | 44.48 | 36.94 | 50.1 | 52.69 | 49.08 | 50.1 | 52.69 | 49.08 | 50.1 | 53.6 | 106.7 | 50.1 | 66.26 | 106.7 | 55.68 | 53.97 | 103.5 | 55.68 | 53.97 | 103.5 | 50.1 | 52.69 | 49.08 | 50.1 | 52.69 | 49.08 | 55.68 | 53.97 | 103.5 | 60.11 | 95.53 | 108.89 | 60.11 | 103.95 | 111.11 | 50.1 | 52.69 | 49.08
1681 | 39.33 | 44.29 | 36.76 | 39.33 | 44.29 | 36.76 | 39.33 | 44.29 | 81.11 | 39.33 | 44.29 | 81.11 | 40.03 | 46.84 | 40.66 | 40.03 | 46.84 | 40.66 | 39.33 | 44.29 | 36.76 | 39.33 | 44.29 | 36.76 | 40.03 | 46.84 | 40.66 | 41.63 | 67.3 | 82.78 | 41.18 | 67.98 | 82.78 | 39.33 | 44.29 | 36.76 | 49.92 | 52.5 | 48.89 | 49.92 | 52.5 | 48.89 | 49.92 | 52.5 | 106.2 | 49.92 | 66.26 | 106.2 | 55.5 | 53.78 | 90 | 55.5 | 53.78 | 90 | 49.92 | 52.5 | 48.89 | 49.92 | 52.5 | 48.89 | 55.5 | 53.78 | 90 | 59.51 | 92.19 | 107.28 | 59.51 | 103.95 | 109.47 | 49.92 | 52.5 | 48.89
1682 | 39.26 | 44.22 | 36.69 | 39.26 | 44.22 | 36.69 | 39.26 | 44.22 | 81.11 | 39.26 | 44.22 | 81.11 | 39.96 | 46.77 | 76.04 | 39.96 | 46.77 | 76.04 | 39.26 | 44.22 | 36.69 | 39.26 | 44.22 | 36.69 | 39.96 | 46.77 | 76.04 | 41.18 | 67.3 | 82.78 | 41.18 | 68.66 | 82.78 | 39.26 | 44.22 | 36.69 | 49.85 | 52.44 | 48.82 | 49.85 | 52.44 | 48.82 | 49.85 | 52.44 | 105.65 | 49.85 | 66.26 | 105.65 | 55.43 | 53.26 | 78.81 | 55.43 | 53.26 | 78.81 | 49.85 | 52.44 | 48.82 | 49.85 | 52.44 | 48.82 | 55.43 | 53.26 | 78.81 | 59.51 | 81.2 | 106.72 | 59.51 | 103.95 | 108.9 | 49.85 | 52.44 | 48.82
1683 | 39.24 | 44.21 | 36.67 | 39.24 | 44.21 | 36.67 | 39.24 | 44.21 | 81.11 | 39.24 | 44.21 | 81.11 | 39.95 | 46.76 | 41.9 | 39.95 | 46.76 | 41.9 | 39.24 | 44.21 | 36.67 | 39.24 | 44.21 | 36.67 | 39.95 | 46.76 | 41.9 | 41.18 | 64.62 | 82.78 | 41.18 | 65.94 | 82.78 | 39.24 | 44.21 | 36.67 | 49.83 | 52.42 | 48.81 | 49.83 | 52.42 | 48.81 | 49.83 | 52.42 | 105.62 | 49.83 | 66.26 | 105.62 | 55.41 | 52.53 | 51.85 | 55.41 | 52.53 | 51.85 | 49.83 | 52.42 | 48.81 | 49.83 | 52.42 | 48.81 | 55.41 | 52.53 | 51.85 | 59.51 | 81.2 | 106.69 | 59.51 | 103.95 | 108.87 | 49.83 | 52.42 | 48.81
1684 | 39.46 | 44.43 | 36.89 | 39.46 | 44.43 | 36.89 | 39.46 | 44.43 | 81.11 | 39.46 | 44.43 | 81.11 | 40.17 | 46.98 | 40.66 | 40.17 | 46.98 | 40.66 | 39.46 | 44.43 | 36.89 | 39.46 | 44.43 | 36.89 | 40.17 | 46.98 | 40.66 | 41.18 | 65.27 | 82.78 | 41.18 | 66.6 | 82.78 | 39.46 | 44.43 | 36.89 | 50.05 | 52.64 | 49.03 | 50.05 | 52.64 | 49.03 | 50.05 | 52.64 | 103.44 | 50.05 | 66.26 | 103.44 | 55.63 | 52.75 | 51.85 | 55.63 | 52.75 | 51.85 | 50.05 | 52.64 | 49.03 | 50.05 | 52.64 | 49.03 | 55.63 | 52.75 | 51.85 | 59.51 | 81.2 | 104.49 | 59.51 | 103.95 | 107.79 | 50.05 | 52.64 | 49.03
1685 | 39.82 | 44.79 | 37.25 | 39.82 | 44.79 | 37.25 | 39.82 | 44.79 | 81.11 | 39.82 | 44.79 | 81.11 | 40.53 | 47.34 | 76.04 | 40.53 | 47.34 | 76.04 | 39.82 | 44.79 | 37.25 | 39.82 | 44.79 | 37.25 | 40.53 | 47.34 | 76.04 | 42.48 | 78.31 | 82.78 | 42.48 | 79.9 | 82.78 | 39.82 | 44.79 | 37.25 | 50.41 | 53 | 51.3 | 50.41 | 53 | 51.3 | 50.41 | 53.82 | 106.7 | 50.41 | 87.6 | 106.7 | 55.99 | 53.82 | 51.85 | 55.99 | 53.82 | 51.85 | 50.41 | 53 | 49.39 | 50.41 | 53 | 49.39 | 55.99 | 53.82 | 51.85 | 65.8 | 101.87 | 107.78 | 66.47 | 103.95 | 111.11 | 50.41 | 53 | 51.3
1686 | 40.24 | 45.21 | 37.67 | 40.24 | 45.21 | 37.67 | 40.95 | 71.48 | 84.46 | 40.95 | 72.11 | 84.46 | 40.95 | 71.49 | 81.48 | 40.95 | 71.49 | 81.48 | 40.24 | 45.21 | 37.67 | 40.24 | 45.21 | 37.67 | 40.95 | 71.49 | 81.48 | 55.69 | 79.1 | 83.62 | 56.83 | 80.71 | 85.32 | 40.24 | 45.21 | 37.67 | 50.83 | 53.42 | 51.3 | 50.83 | 53.42 | 51.3 | 56.41 | 91.25 | 108.87 | 56.41 | 96.47 | 108.87 | 56.41 | 91.25 | 103.5 | 56.41 | 91.25 | 103.5 | 50.83 | 53.42 | 49.81 | 50.83 | 53.42 | 49.81 | 56.41 | 91.25 | 103.5 | 80.42 | 106.06 | 110 | 82.05 | 108.23 | 112.24 | 50.83 | 53.42 | 51.3
1687 | 40.95 | 48.47 | 38.39 | 40.95 | 48.47 | 38.39 | 54.06 | 78.29 | 86.18 | 54.06 | 78.29 | 86.18 | 54.06 | 78.29 | 83.16 | 54.06 | 78.29 | 83.16 | 40.95 | 45.92 | 38.39 | 40.95 | 45.92 | 38.39 | 54.06 | 78.29 | 83.16 | 57.35 | 81.52 | 85.32 | 57.35 | 83.19 | 87.06 | 45.72 | 48.47 | 38.39 | 51.54 | 55.34 | 52.5 | 51.54 | 55.34 | 52.5 | 73.98 | 99.79 | 108.87 | 73.98 | 102.88 | 108.87 | 73.98 | 99.79 | 105.08 | 73.98 | 99.79 | 105.08 | 51.54 | 54.13 | 50.52 | 51.54 | 54.13 | 50.52 | 73.98 | 99.79 | 105.08 | 85 | 106.06 | 111.11 | 86.73 | 109.34 | 113.38 | 73.76 | 56.61 | 52.5
1688 | 41.78 | 49.3 | 41.06 | 41.78 | 49.3 | 41.38 | 58.46 | 78.29 | 86.18 | 58.46 | 78.29 | 86.18 | 58.46 | 78.29 | 83.16 | 58.46 | 78.29 | 83.16 | 41.78 | 46.75 | 39.22 | 41.78 | 46.75 | 39.22 | 49.77 | 78.29 | 83.16 | 61.72 | 81.52 | 85.32 | 61.72 | 84.01 | 87.06 | 45.72 | 49.3 | 41.38 | 52.37 | 56.24 | 53.33 | 52.37 | 56.24 | 53.33 | 74.73 | 99.79 | 108.87 | 74.73 | 102.88 | 108.87 | 74.73 | 99.79 | 105.08 | 74.73 | 99.79 | 105.08 | 52.37 | 54.96 | 51.35 | 52.37 | 54.96 | 51.35 | 70.01 | 99.79 | 105.08 | 86.73 | 106.06 | 111.11 | 88.5 | 109.34 | 113.38 | 73.76 | 90 | 90
1689 | 41.4 | 48.91 | 40.99 | 41.4 | 48.91 | 40.99 | 52.98 | 75.96 | 76.04 | 54.06 | 75.96 | 76.04 | 52.98 | 75.96 | 71.55 | 52.98 | 75.96 | 71.55 | 41.4 | 46.36 | 38.83 | 41.4 | 46.36 | 38.83 | 49.38 | 75.96 | 71.55 | 57.05 | 79.9 | 75.27 | 57.05 | 81.53 | 76.81 | 52.98 | 48.92 | 70.53 | 51.99 | 84.39 | 52.94 | 51.99 | 84.39 | 52.94 | 73.76 | 84.39 | 84.18 | 73.76 | 84.39 | 84.18 | 73.76 | 84.39 | 81.65 | 73.76 | 84.39 | 81.65 | 51.99 | 54.57 | 50.96 | 51.99 | 54.57 | 50.96 | 69.62 | 84.39 | 81.65 | 82.05 | 87.88 | 85.03 | 83.72 | 89.67 | 87.63 | 73.76 | 84.39 | 84.18
1690 | 40.98 | 56.94 | 40.57 | 40.98 | 56.94 | 40.57 | 45.72 | 56.94 | 63.35 | 45.72 | 56.94 | 63.35 | 45.72 | 56.94 | 39.84 | 45.72 | 56.94 | 39.84 | 40.98 | 45.95 | 38.41 | 40.98 | 45.95 | 38.41 | 45.72 | 56.94 | 39.84 | 48.57 | 59.3 | 40.25 | 48.57 | 60.51 | 63.99 | 45.72 | 56.94 | 63.35 | 51.57 | 76.13 | 52.52 | 51.57 | 76.13 | 52.52 | 69.77 | 76.13 | 52.52 | 69.77 | 76.13 | 52.52 | 69.77 | 76.13 | 50.54 | 69.77 | 76.13 | 50.54 | 51.57 | 54.16 | 50.54 | 51.57 | 54.16 | 50.54 | 69.2 | 76.13 | 50.54 | 73.39 | 79.28 | 50.16 | 74.89 | 81.72 | 80.03 | 69.77 | 76.13 | 75.48
1691 | 40.62 | 48.13 | 40.21 | 40.62 | 48.13 | 40.21 | 41.32 | 48.13 | 59.59 | 41.32 | 48.13 | 59.59 | 41.32 | 48.13 | 38.05 | 41.32 | 48.13 | 38.05 | 40.62 | 45.58 | 38.05 | 40.62 | 45.58 | 38.05 | 41.32 | 48.13 | 38.05 | 42.17 | 50.12 | 38.43 | 42.17 | 51.15 | 60.19 | 41.32 | 48.13 | 59.59 | 51.21 | 53.9 | 52.16 | 51.21 | 53.9 | 52.16 | 56.79 | 53.9 | 52.16 | 56.79 | 53.9 | 52.16 | 56.79 | 53.9 | 50.18 | 56.79 | 53.9 | 50.18 | 51.21 | 53.79 | 50.18 | 51.21 | 53.79 | 50.18 | 56.79 | 53.9 | 50.18 | 59.6 | 54.44 | 50.16 | 60.81 | 73.7 | 80.03 | 56.79 | 53.9 | 75.48
1692 | 40.43 | 47.94 | 40.02 | 40.43 | 47.94 | 40.02 | 41.13 | 47.94 | 40.02 | 41.13 | 47.95 | 40.02 | 41.13 | 47.94 | 37.86 | 41.13 | 47.94 | 37.86 | 40.43 | 45.39 | 37.86 | 40.43 | 45.39 | 37.86 | 41.13 | 47.94 | 37.86 | 42.01 | 49.92 | 38.43 | 42.01 | 50.94 | 40.42 | 41.13 | 47.94 | 40.02 | 51.01 | 53.82 | 51.97 | 51.01 | 53.82 | 51.97 | 56.59 | 53.82 | 51.97 | 56.59 | 53.82 | 51.97 | 56.59 | 53.71 | 49.99 | 56.59 | 53.71 | 49.99 | 51.01 | 53.6 | 49.99 | 51.01 | 53.6 | 49.99 | 56.59 | 53.71 | 49.99 | 58.93 | 54.25 | 50.16 | 60.14 | 73.7 | 80.03 | 56.59 | 53.82 | 75.48
1693 | 40.31 | 47.83 | 39.91 | 40.31 | 47.83 | 39.91 | 41.02 | 47.83 | 39.91 | 41.02 | 47.94 | 39.91 | 41.02 | 47.83 | 37.75 | 41.02 | 47.83 | 37.75 | 40.31 | 45.28 | 37.75 | 40.31 | 45.28 | 37.75 | 41.02 | 47.83 | 37.75 | 42.01 | 49.92 | 38.43 | 42.01 | 50.94 | 40.31 | 41.02 | 47.83 | 39.91 | 50.9 | 53.6 | 51.3 | 50.9 | 53.6 | 51.3 | 56.48 | 53.6 | 51.3 | 56.48 | 53.6 | 51.3 | 56.48 | 53.6 | 49.88 | 56.48 | 53.6 | 49.88 | 50.9 | 53.49 | 49.88 | 50.9 | 53.49 | 49.88 | 56.48 | 53.6 | 49.88 | 58.82 | 54.14 | 50.38 | 58.82 | 77.16 | 80.03 | 56.48 | 53.6 | 75.48
1694 | 40.2 | 47.71 | 39.02 | 40.2 | 47.71 | 39.02 | 40.9 | 47.71 | 39.02 | 40.9 | 47.97 | 39.02 | 40.9 | 47.71 | 37.63 | 40.9 | 47.71 | 37.63 | 40.2 | 45.16 | 37.63 | 40.2 | 45.16 | 37.63 | 40.9 | 47.71 | 37.63 | 42.17 | 49.95 | 38.43 | 42.17 | 50.97 | 39.41 | 40.2 | 47.71 | 39.02 | 50.78 | 53.48 | 51.3 | 50.78 | 53.48 | 51.3 | 56.36 | 53.48 | 51.3 | 56.36 | 53.48 | 51.3 | 56.36 | 53.48 | 49.76 | 56.36 | 53.48 | 49.76 | 50.78 | 53.37 | 49.76 | 50.78 | 53.37 | 49.76 | 56.36 | 53.48 | 49.76 | 58.82 | 54.02 | 50.26 | 58.82 | 73.7 | 84.85 | 54.26 | 53.48 | 64.79
1695 | 40.09 | 45.06 | 37.52 | 40.09 | 45.06 | 37.52 | 40.8 | 47.61 | 62.52 | 40.8 | 56.94 | 62.52 | 40.8 | 47.61 | 39.59 | 40.8 | 47.61 | 39.59 | 40.09 | 45.06 | 37.52 | 40.09 | 45.06 | 37.52 | 40.8 | 47.61 | 39.59 | 41.47 | 58.12 | 61.26 | 42.17 | 59.3 | 63.15 | 40.09 | 45.06 | 37.52 | 50.68 | 54.48 | 51.3 | 50.68 | 54.48 | 51.3 | 56.26 | 54.48 | 51.3 | 56.26 | 74.14 | 51.3 | 56.26 | 54.48 | 49.66 | 56.26 | 54.48 | 49.66 | 50.68 | 53.27 | 49.66 | 50.68 | 53.27 | 49.66 | 56.26 | 54.48 | 49.66 | 60.11 | 76.92 | 50.16 | 60.72 | 80.9 | 87.47 | 56.01 | 54.48 | 64.79
1696 | 40.06 | 45.02 | 37.49 | 40.06 | 45.02 | 37.49 | 40.76 | 56.58 | 81.06 | 40.76 | 66.95 | 81.06 | 40.76 | 56.58 | 64.05 | 40.76 | 56.58 | 64.05 | 40.06 | 45.02 | 37.49 | 40.06 | 45.02 | 37.49 | 40.76 | 56.58 | 64.05 | 54.58 | 68.33 | 79.82 | 55.68 | 69.73 | 81.88 | 40.06 | 45.02 | 37.49 | 50.65 | 54.45 | 51.3 | 50.65 | 54.45 | 51.3 | 56.23 | 54.51 | 103.44 | 56.23 | 91.56 | 103.44 | 56.23 | 54.51 | 50.8 | 56.23 | 54.51 | 50.8 | 50.65 | 53.23 | 49.62 | 50.65 | 53.23 | 49.62 | 56.23 | 54.51 | 50.8 | 72.77 | 93.44 | 104.49 | 74.24 | 98.28 | 106.7 | 56.23 | 54.51 | 100.64
1697 | 40.48 | 45.45 | 37.91 | 40.48 | 45.45 | 37.91 | 41.19 | 69.02 | 86.75 | 41.19 | 72.11 | 86.75 | 41.19 | 69.02 | 77.89 | 41.19 | 69.02 | 77.89 | 40.48 | 45.45 | 37.91 | 40.48 | 45.45 | 37.91 | 41.19 | 69.02 | 77.89 | 56.71 | 83.14 | 87.62 | 57.86 | 84.84 | 89.4 | 41.19 | 45.45 | 70.53 | 51.07 | 53.82 | 51.3 | 51.07 | 53.82 | 51.3 | 56.65 | 84.39 | 108.87 | 56.65 | 87.6 | 108.87 | 56.65 | 84.39 | 51.85 | 56.65 | 84.39 | 51.85 | 51.07 | 53.66 | 50.05 | 51.07 | 53.66 | 50.05 | 56.65 | 84.39 | 51.85 | 85 | 111.15 | 110 | 86.73 | 113.42 | 113.37 | 56.65 | 84.39 | 107.67
1698 | 41.16 | 46.13 | 38.59 | 41.16 | 46.13 | 38.59 | 45.72 | 74 | 99.57 | 45.72 | 74 | 99.57 | 45.72 | 74 | 84.46 | 45.72 | 74 | 84.46 | 41.16 | 46.13 | 38.59 | 41.16 | 46.13 | 38.59 | 45.72 | 74 | 84.46 | 59.67 | 91.2 | 101.63 | 60.88 | 93.06 | 103.69 | 45.72 | 65.31 | 77.11 | 51.75 | 54.34 | 50.72 | 51.75 | 54.34 | 50.72 | 68.59 | 95.04 | 108.04 | 68.59 | 95.04 | 108.04 | 68.59 | 95.04 | 51.91 | 68.59 | 95.04 | 51.91 | 51.75 | 54.34 | 50.72 | 51.75 | 54.34 | 50.72 | 68.59 | 95.04 | 51.91 | 101.71 | 116.64 | 111.11 | 103.79 | 119.02 | 113.37 | 68.59 | 95.04 | 108.04
1699 | 40.86 | 45.83 | 38.3 | 40.86 | 45.83 | 38.3 | 41.57 | 72.11 | 88.51 | 41.57 | 72.11 | 88.51 | 41.57 | 72.11 | 84.49 | 41.57 | 72.11 | 84.49 | 40.86 | 45.83 | 38.3 | 40.86 | 45.83 | 38.3 | 41.57 | 72.11 | 84.49 | 70.73 | 91.2 | 101.63 | 70.73 | 93.06 | 103.69 | 41.57 | 45.83 | 77.11 | 51.45 | 54.04 | 50.43 | 51.45 | 54.04 | 50.43 | 57.03 | 90 | 107.67 | 57.03 | 90 | 107.67 | 57.03 | 90 | 106.7 | 57.03 | 90 | 106.7 | 51.45 | 54.04 | 50.43 | 51.45 | 54.04 | 50.43 | 57.03 | 90 | 106.7 | 104.58 | 116.64 | 111.11 | 106.06 | 119.02 | 113.37 | 57.03 | 90 | 107.67
1700 | 40.37 | 45.34 | 37.8 | 40.37 | 45.34 | 37.8 | 41.08 | 54.08 | 84.59 | 41.08 | 54.08 | 84.59 | 41.08 | 71.32 | 84.59 | 41.08 | 71.32 | 84.59 | 40.37 | 45.34 | 37.8 | 40.37 | 45.34 | 37.8 | 41.08 | 71.32 | 84.59 | 60.77 | 85.69 | 89.4 | 60.77 | 85.69 | 88.51 | 41.08 | 45.34 | 70.53 | 50.96 | 53.55 | 49.93 | 50.96 | 53.55 | 49.93 | 56.54 | 75.36 | 106.7 | 56.54 | 76.89 | 106.7 | 56.54 | 85.69 | 106.7 | 56.54 | 85.69 | 106.7 | 50.96 | 53.55 | 49.93 | 50.96 | 53.55 | 49.93 | 56.54 | 85.69 | 106.7 | 86.73 | 111.15 | 111.11 | 86.73 | 113.41 | 112.23 | 56.54 | 75.36 | 103.4
1701 | 40.14 | 45.11 | 37.57 | 40.14 | 45.11 | 37.57 | 40.14 | 45.11 | 84.46 | 40.14 | 45.11 | 84.46 | 40.85 | 47.67 | 84.46 | 40.85 | 47.68 | 84.46 | 40.14 | 45.11 | 37.57 | 40.14 | 45.11 | 37.57 | 40.85 | 47.67 | 84.46 | 57.27 | 84.83 | 89.4 | 58.43 | 84.83 | 87.62 | 40.14 | 45.11 | 37.57 | 50.73 | 53.32 | 49.71 | 50.73 | 53.32 | 49.71 | 50.73 | 53.32 | 105.08 | 50.73 | 53.32 | 105.08 | 56.31 | 85.47 | 105.08 | 56.31 | 85.47 | 105.08 | 50.73 | 53.32 | 49.71 | 50.73 | 53.32 | 49.71 | 56.31 | 85.47 | 105.08 | 85.26 | 111.15 | 111.11 | 86.73 | 113.41 | 111.11 | 50.73 | 53.32 | 64.79
1702 | 39.84 | 44.8 | 37.27 | 39.84 | 44.8 | 37.27 | 39.84 | 44.8 | 82.78 | 39.84 | 44.8 | 82.78 | 40.54 | 47.36 | 82.78 | 40.54 | 47.36 | 82.78 | 39.84 | 44.8 | 37.27 | 39.84 | 44.8 | 37.27 | 40.54 | 47.36 | 82.78 | 54.58 | 83.14 | 87.98 | 55.13 | 84.82 | 87.62 | 39.84 | 44.8 | 37.27 | 50.43 | 53.01 | 49.4 | 50.43 | 53.01 | 49.4 | 50.43 | 53.01 | 68.86 | 50.43 | 53.01 | 68.86 | 56.01 | 54.29 | 105.08 | 56.01 | 54.29 | 105.08 | 50.43 | 53.01 | 49.4 | 50.43 | 53.01 | 49.4 | 56.01 | 54.29 | 105.08 | 85 | 111.15 | 111.11 | 85.86 | 111.15 | 108.89 | 50.43 | 53.01 | 51.3
1703 | 39.6 | 44.56 | 37.03 | 39.6 | 44.56 | 37.03 | 39.6 | 44.56 | 81.96 | 39.6 | 44.56 | 81.96 | 40.3 | 47.11 | 81.96 | 40.3 | 47.11 | 81.96 | 39.6 | 44.56 | 37.03 | 39.6 | 44.56 | 37.03 | 40.3 | 47.11 | 81.96 | 52.41 | 79.9 | 87.62 | 52.41 | 80.7 | 85.87 | 39.6 | 44.56 | 37.03 | 50.19 | 52.77 | 49.16 | 50.19 | 52.77 | 49.16 | 50.19 | 52.77 | 49.16 | 50.19 | 52.77 | 49.16 | 55.76 | 54.05 | 79.15 | 55.76 | 54.05 | 79.15 | 50.19 | 52.77 | 49.16 | 50.19 | 52.77 | 49.16 | 55.76 | 54.05 | 79.15 | 75.14 | 111.15 | 110 | 75.89 | 111.15 | 107.8 | 50.19 | 52.77 | 49.16
1704 | 39.09 | 44.57 | 37.03 | 39.09 | 44.57 | 37.03 | 39.09 | 44.57 | 64.62 | 39.09 | 44.57 | 64.62 | 40.31 | 47.12 | 64.62 | 40.31 | 47.12 | 64.62 | 39.6 | 44.57 | 37.03 | 39.6 | 44.57 | 37.03 | 40.31 | 47.12 | 64.62 | 44.59 | 77.53 | 85.16 | 44.59 | 77.53 | 83.45 | 39.09 | 44.57 | 37.03 | 50.19 | 52.78 | 49.17 | 50.19 | 52.78 | 49.17 | 50.19 | 52.78 | 49.17 | 50.19 | 52.78 | 49.17 | 55.77 | 53.6 | 51.61 | 55.77 | 53.6 | 51.61 | 50.19 | 52.78 | 49.17 | 50.19 | 52.78 | 49.17 | 55.77 | 53.6 | 51.61 | 65.93 | 111.15 | 110 | 65.93 | 111.15 | 107.8 | 50.19 | 52.78 | 49.17
1705 | 37.93 | 44.46 | 36.93 | 37.93 | 44.46 | 36.93 | 37.93 | 44.46 | 63.49 | 37.93 | 44.46 | 63.49 | 40.21 | 47.01 | 63.49 | 40.21 | 47.01 | 63.49 | 39.5 | 44.47 | 36.93 | 39.5 | 44.46 | 36.93 | 40.21 | 47.01 | 63.49 | 42.52 | 72.8 | 83.62 | 42.52 | 72.8 | 81.95 | 37.93 | 44.46 | 36.93 | 47.88 | 52.68 | 49.06 | 47.88 | 52.68 | 49.06 | 47.88 | 52.68 | 49.06 | 47.88 | 52.68 | 49.06 | 55.67 | 52.78 | 51.61 | 55.67 | 52.78 | 51.61 | 50.09 | 52.68 | 49.06 | 50.09 | 52.68 | 49.06 | 55.67 | 52.78 | 51.61 | 62.9 | 107.14 | 107.78 | 62.9 | 107.14 | 106.7 | 47.88 | 52.68 | 49.06
1706 | 39.09 | 44.37 | 36.84 | 39.09 | 44.37 | 36.84 | 39.09 | 44.37 | 64.62 | 39.09 | 44.37 | 64.62 | 40.11 | 46.92 | 64.62 | 40.11 | 46.92 | 64.62 | 39.41 | 44.37 | 36.84 | 39.41 | 44.37 | 36.84 | 40.11 | 46.92 | 64.62 | 42.52 | 72.8 | 83.62 | 42.52 | 72.8 | 81.95 | 39.09 | 44.37 | 36.84 | 47.88 | 52.59 | 48.97 | 47.88 | 52.59 | 48.97 | 47.88 | 52.59 | 48.97 | 47.88 | 52.59 | 48.97 | 55.58 | 52.69 | 51.61 | 55.58 | 52.69 | 51.61 | 50 | 52.59 | 48.97 | 50 | 52.59 | 48.97 | 55.58 | 52.69 | 51.61 | 62.9 | 107.14 | 107.78 | 62.9 | 107.14 | 107.79 | 47.88 | 52.59 | 48.97
1707 | 39.09 | 44.4 | 36.86 | 39.09 | 44.4 | 36.86 | 39.09 | 44.4 | 63.43 | 39.09 | 44.4 | 63.43 | 40.14 | 46.95 | 63.43 | 40.14 | 46.95 | 63.43 | 39.43 | 44.4 | 36.86 | 39.43 | 44.4 | 36.86 | 40.14 | 46.95 | 63.43 | 42.52 | 72.8 | 83.62 | 42.52 | 73.53 | 81.95 | 39.09 | 44.4 | 36.86 | 50.02 | 52.61 | 49 | 50.02 | 52.61 | 49 | 50.02 | 52.61 | 49 | 50.02 | 52.61 | 49 | 55.6 | 52.72 | 51.61 | 55.6 | 52.72 | 51.61 | 50.02 | 52.61 | 49 | 50.02 | 52.61 | 49 | 55.6 | 52.72 | 51.61 | 62.58 | 107.13 | 107.78 | 62.58 | 107.13 | 107.79 | 50.02 | 52.61 | 49
1708 | 39.09 | 44.55 | 37.01 | 39.09 | 44.55 | 37.01 | 39.09 | 44.55 | 60.8 | 39.09 | 44.55 | 60.8 | 40.29 | 47.1 | 60.8 | 40.29 | 47.1 | 60.8 | 39.58 | 44.55 | 37.01 | 39.58 | 44.55 | 37.01 | 40.29 | 47.1 | 60.8 | 42.52 | 71.38 | 82.78 | 42.52 | 72.1 | 81.13 | 39.09 | 44.55 | 37.01 | 50.17 | 52.76 | 49.15 | 50.17 | 52.76 | 49.15 | 50.17 | 52.76 | 49.15 | 50.17 | 52.76 | 49.15 | 55.75 | 52.86 | 51.61 | 55.75 | 52.86 | 51.61 | 50.17 | 52.76 | 49.15 | 50.17 | 52.76 | 49.15 | 55.75 | 52.86 | 51.61 | 62.58 | 107.13 | 107.78 | 62.58 | 107.13 | 109.98 | 50.17 | 52.76 | 49.15
1709 | 39.81 | 44.78 | 37.25 | 39.81 | 44.78 | 37.25 | 39.81 | 44.78 | 77.11 | 39.81 | 44.78 | 77.11 | 40.52 | 47.33 | 77.11 | 40.52 | 47.33 | 77.11 | 39.81 | 44.78 | 37.25 | 39.81 | 44.78 | 37.25 | 40.52 | 47.33 | 77.11 | 44.83 | 78.31 | 83.62 | 44.83 | 79.9 | 83.62 | 39.81 | 44.78 | 37.25 | 50.4 | 52.99 | 49.38 | 50.4 | 52.99 | 49.38 | 50.4 | 52.99 | 49.38 | 50.4 | 52.99 | 49.38 | 55.98 | 53.81 | 51.61 | 55.98 | 53.81 | 51.61 | 50.4 | 52.99 | 49.38 | 50.4 | 52.99 | 49.38 | 55.98 | 53.81 | 51.61 | 64.49 | 108.21 | 107.78 | 65.14 | 109.31 | 109.98 | 50.4 | 52.99 | 49.38
1710 | 40.2 | 45.17 | 37.63 | 40.2 | 45.17 | 37.63 | 40.2 | 45.17 | 81.91 | 40.2 | 45.17 | 81.91 | 40.91 | 47.73 | 81.91 | 40.91 | 47.73 | 81.91 | 40.2 | 45.17 | 37.63 | 40.2 | 45.17 | 37.63 | 40.91 | 47.73 | 81.91 | 55.83 | 83.14 | 87.62 | 56.97 | 84.83 | 87.62 | 40.2 | 45.17 | 37.63 | 50.79 | 53.38 | 49.76 | 50.79 | 53.38 | 49.76 | 50.79 | 53.38 | 91.81 | 50.79 | 53.38 | 91.81 | 56.37 | 85.52 | 102.46 | 56.37 | 85.52 | 102.46 | 50.79 | 53.38 | 51.61 | 50.79 | 53.38 | 49.76 | 56.37 | 85.52 | 102.46 | 85 | 111.15 | 110 | 86.73 | 111.15 | 111.11 | 50.79 | 53.38 | 49.76
1711 | 41.22 | 46.19 | 38.65 | 41.22 | 46.19 | 38.65 | 41.93 | 72.46 | 85.85 | 41.93 | 72.46 | 85.85 | 41.93 | 78.98 | 85.85 | 41.93 | 78.98 | 85.85 | 41.22 | 46.19 | 38.65 | 41.22 | 46.19 | 38.65 | 41.93 | 78.98 | 85.85 | 59.53 | 83.94 | 89.4 | 60.74 | 85.65 | 89.4 | 41.93 | 46.19 | 38.65 | 51.81 | 54.4 | 50.78 | 51.81 | 54.4 | 50.78 | 57.39 | 87.6 | 106.7 | 57.39 | 87.6 | 106.7 | 57.39 | 99.36 | 106.7 | 57.39 | 99.36 | 106.7 | 51.81 | 54.4 | 51.61 | 51.81 | 54.4 | 50.78 | 57.39 | 99.36 | 104.54 | 85.77 | 111.15 | 111.11 | 87.52 | 113.41 | 113.37 | 57.39 | 56.61 | 51.3
1712 | 42.4 | 47.36 | 39.83 | 42.4 | 47.36 | 39.83 | 45.72 | 73.64 | 85.85 | 45.72 | 73.64 | 85.85 | 45.72 | 79.02 | 85.85 | 45.72 | 79.02 | 85.85 | 42.4 | 47.37 | 39.83 | 42.4 | 47.36 | 39.83 | 45.72 | 79.02 | 85.85 | 60.15 | 83.98 | 89.4 | 61.37 | 85.69 | 88.51 | 45.72 | 47.36 | 70.53 | 52.99 | 55.57 | 51.96 | 52.99 | 56.79 | 51.96 | 58.57 | 91.53 | 106.7 | 58.57 | 91.53 | 106.7 | 58.57 | 100.8 | 106.7 | 58.57 | 100.8 | 106.7 | 52.99 | 56.79 | 51.96 | 52.99 | 55.57 | 51.96 | 58.57 | 100.8 | 105.08 | 90.78 | 111.15 | 111.11 | 92.62 | 112.27 | 113.37 | 58.57 | 88.21 | 90
1713 | 41.59 | 46.56 | 39.02 | 41.59 | 46.56 | 39.02 | 42.3 | 72.83 | 81.93 | 42.3 | 72.83 | 81.93 | 42.3 | 72.83 | 81.93 | 42.3 | 72.83 | 81.93 | 41.59 | 46.56 | 39.02 | 41.59 | 46.56 | 39.02 | 42.3 | 72.83 | 81.93 | 57.84 | 83.98 | 85.32 | 58.63 | 83.98 | 83.62 | 42.3 | 46.56 | 70.53 | 52.18 | 54.77 | 51.16 | 52.18 | 55.98 | 51.3 | 57.76 | 86.75 | 105.08 | 57.76 | 86.75 | 105.08 | 57.76 | 100.8 | 105.08 | 57.76 | 100.8 | 105.08 | 52.18 | 55.98 | 51.61 | 52.18 | 54.77 | 51.16 | 57.76 | 100.8 | 105.08 | 86.73 | 107.13 | 111.11 | 86.73 | 107.13 | 108.89 | 57.76 | 83.28 | 88.51
1714 | 41.07 | 46.04 | 38.5 | 41.07 | 46.04 | 38.5 | 41.78 | 70.36 | 79.5 | 41.78 | 70.36 | 79.5 | 41.78 | 70.36 | 77.89 | 41.78 | 70.36 | 77.89 | 41.07 | 46.04 | 38.5 | 41.07 | 46.04 | 38.5 | 41.78 | 70.36 | 77.89 | 57.84 | 74.76 | 81.93 | 58.63 | 74.76 | 80.3 | 41.78 | 46.04 | 41.5 | 51.66 | 54.25 | 50.64 | 51.66 | 55.46 | 50.64 | 57.24 | 81.19 | 90 | 57.24 | 81.19 | 90 | 57.24 | 86.4 | 90 | 57.24 | 86.4 | 101.41 | 51.66 | 55.46 | 51.61 | 51.66 | 54.25 | 50.64 | 57.24 | 86.4 | 90 | 85.77 | 95.98 | 103.95 | 86.73 | 95.98 | 103.95 | 57.24 | 56.61 | 63.5
1715 | 40.69 | 45.65 | 38.12 | 40.69 | 45.65 | 38.12 | 41.39 | 48.21 | 65.04 | 41.39 | 48.21 | 65.04 | 41.39 | 48.21 | 65.04 | 41.39 | 48.21 | 65.04 | 40.69 | 45.65 | 38.12 | 40.69 | 45.65 | 38.12 | 41.39 | 48.21 | 65.04 | 56.13 | 61.52 | 67.4 | 56.13 | 61.52 | 66.38 | 41.39 | 45.65 | 38.12 | 51.28 | 53.86 | 50.25 | 51.28 | 53.86 | 50.25 | 56.86 | 69.82 | 80.02 | 56.86 | 69.82 | 80.02 | 56.86 | 69.82 | 80.02 | 56.86 | 69.82 | 80.03 | 51.28 | 53.86 | 51.61 | 51.28 | 53.86 | 50.25 | 56.86 | 69.82 | 80.02 | 83.31 | 81.42 | 82.93 | 85 | 79.8 | 82.93 | 56.86 | 53.86 | 60.37
1716 | 40.41 | 45.38 | 37.84 | 40.41 | 45.38 | 37.84 | 41.12 | 47.93 | 65.04 | 41.12 | 47.93 | 65.04 | 41.12 | 47.93 | 64.39 | 41.12 | 47.93 | 64.39 | 40.41 | 45.38 | 37.84 | 40.41 | 45.38 | 37.84 | 41.12 | 47.93 | 64.39 | 55.7 | 61.52 | 65.72 | 55.7 | 61.52 | 65.72 | 41.12 | 45.38 | 37.84 | 51 | 53.59 | 49.98 | 51 | 53.59 | 49.98 | 56.58 | 65.7 | 65.46 | 56.58 | 65.7 | 65.46 | 56.58 | 65.7 | 65.46 | 56.58 | 65.7 | 65.46 | 51 | 53.59 | 51.61 | 51 | 53.59 | 49.98 | 56.58 | 65.7 | 65.46 | 83.31 | 79.29 | 82.93 | 83.31 | 79.29 | 82.93 | 56.58 | 53.59 | 51.3
1717 | 40.28 | 45.25 | 37.71 | 40.28 | 45.25 | 37.71 | 40.99 | 47.8 | 64.39 | 40.99 | 47.8 | 64.39 | 40.99 | 47.8 | 63.4 | 40.99 | 47.8 | 63.4 | 40.28 | 45.25 | 37.71 | 40.28 | 45.25 | 37.71 | 40.99 | 47.8 | 63.4 | 48.84 | 61.52 | 65.72 | 48.84 | 60.3 | 65.04 | 40.28 | 45.25 | 37.71 | 50.87 | 53.46 | 49.85 | 50.87 | 53.46 | 49.85 | 56.45 | 72 | 67.02 | 56.45 | 72 | 67.02 | 56.45 | 72 | 67.02 | 56.45 | 72 | 67.02 | 50.87 | 53.46 | 51.61 | 50.87 | 53.46 | 49.85 | 56.45 | 72 | 67.02 | 79.9 | 78.1 | 82.93 | 79.9 | 79.29 | 81.27 | 56.45 | 53.46 | 49.85
1718 | 40.18 | 45.14 | 37.61 | 40.18 | 45.15 | 37.61 | 40.89 | 47.69 | 64.39 | 40.89 | 47.69 | 64.39 | 40.89 | 47.69 | 63.4 | 40.89 | 47.69 | 63.4 | 40.18 | 45.15 | 37.61 | 40.18 | 45.15 | 37.61 | 40.89 | 47.69 | 63.4 | 49.92 | 61.52 | 65.72 | 50.93 | 60.29 | 65.04 | 40.18 | 45.14 | 37.61 | 50.77 | 53.36 | 49.74 | 50.77 | 53.36 | 49.74 | 56.35 | 71.28 | 76.45 | 56.35 | 76.39 | 76.45 | 56.35 | 71.28 | 76.45 | 56.35 | 71.28 | 76.45 | 50.77 | 53.36 | 51.61 | 50.77 | 53.36 | 49.74 | 56.35 | 71.28 | 76.45 | 65.26 | 78.1 | 81.25 | 66.59 | 77.41 | 80.03 | 50.77 | 53.36 | 49.74
1719 | 40.08 | 45.05 | 37.51 | 40.08 | 45.05 | 37.51 | 40.79 | 47.6 | 68.87 | 40.79 | 47.6 | 68.87 | 40.79 | 47.6 | 63.4 | 40.79 | 47.6 | 63.4 | 40.08 | 45.05 | 37.51 | 40.08 | 45.05 | 37.51 | 40.79 | 47.6 | 63.4 | 48.33 | 61.52 | 69.47 | 49.31 | 60.29 | 69.56 | 40.08 | 45.05 | 37.51 | 50.67 | 53.26 | 49.65 | 50.67 | 53.26 | 49.65 | 56.25 | 73.48 | 78.81 | 56.25 | 76.63 | 78.81 | 56.25 | 73.48 | 78.81 | 56.25 | 73.48 | 78.81 | 50.67 | 53.26 | 51.61 | 50.67 | 53.26 | 49.65 | 56.25 | 73.48 | 78.81 | 65.52 | 78.1 | 81.25 | 77.43 | 79.69 | 80.84 | 50.67 | 53.26 | 49.65
1720 | 40.03 | 45 | 36.74 | 40.03 | 45 | 37.46 | 40.74 | 55.54 | 80.32 | 40.74 | 55.54 | 80.32 | 40.74 | 55.54 | 76.34 | 40.74 | 55.54 | 76.34 | 40.03 | 45 | 37.46 | 40.03 | 45 | 37.46 | 40.74 | 55.54 | 76.34 | 53.99 | 62.46 | 81.14 | 55.09 | 63.73 | 81.14 | 40.03 | 45 | 36.74 | 50.62 | 53.21 | 49.6 | 50.62 | 53.21 | 49.6 | 56.2 | 74.45 | 92.17 | 56.2 | 88.76 | 92.17 | 56.2 | 74.45 | 89.19 | 56.2 | 74.45 | 89.19 | 50.62 | 53.21 | 51.61 | 50.62 | 53.21 | 49.6 | 56.2 | 74.45 | 87.6 | 78.3 | 82.39 | 93.1 | 79.9 | 93.39 | 104.59 | 50.62 | 53.21 | 49.6
1721 | 40.43 | 45.39 | 37.86 | 40.43 | 45.39 | 37.86 | 41.13 | 71.67 | 84.15 | 41.13 | 71.67 | 84.15 | 41.13 | 71.67 | 80.81 | 41.13 | 71.67 | 80.81 | 40.43 | 45.39 | 37.86 | 40.43 | 45.39 | 37.86 | 41.13 | 71.67 | 80.81 | 57.35 | 78.31 | 85 | 57.35 | 79.91 | 85 | 40.43 | 45.39 | 37.86 | 51.02 | 53.6 | 49.99 | 51.02 | 53.6 | 49.99 | 56.6 | 94.08 | 107.67 | 56.6 | 95.27 | 107.67 | 56.6 | 94.08 | 103.5 | 56.6 | 94.08 | 103.5 | 51.02 | 53.6 | 51.61 | 51.02 | 53.6 | 49.99 | 56.6 | 94.08 | 103.5 | 85 | 106.06 | 108.83 | 86.73 | 108.23 | 113.37 | 51.02 | 53.6 | 49.99
1722 | 41.2 | 46.17 | 38.63 | 41.2 | 46.17 | 38.63 | 41.91 | 81.46 | 88.51 | 41.91 | 81.46 | 88.51 | 41.91 | 81.46 | 84.46 | 41.91 | 81.46 | 84.46 | 41.2 | 46.17 | 38.63 | 41.2 | 46.17 | 38.63 | 41.91 | 81.46 | 84.46 | 58.63 | 84.83 | 89.4 | 58.63 | 87.44 | 91.23 | 41.2 | 46.17 | 38.63 | 51.79 | 54.38 | 50.77 | 51.79 | 54.38 | 50.77 | 57.37 | 102.88 | 108.87 | 57.37 | 102.88 | 108.87 | 57.37 | 102.88 | 105.08 | 57.37 | 102.88 | 105.08 | 51.79 | 54.38 | 51.61 | 51.79 | 54.38 | 50.77 | 57.37 | 102.88 | 105.08 | 90.41 | 109.32 | 109.97 | 92.26 | 111.55 | 113.37 | 51.79 | 54.38 | 50.77
1723 | 40.97 | 45.94 | 38.41 | 40.97 | 45.94 | 38.41 | 41.68 | 81.46 | 86.72 | 41.68 | 81.46 | 86.72 | 41.68 | 81.46 | 85.85 | 41.68 | 81.46 | 85.85 | 40.97 | 45.94 | 38.41 | 40.97 | 45.94 | 38.41 | 41.68 | 81.46 | 85.85 | 62.32 | 84.83 | 89.4 | 62.32 | 87.44 | 91.23 | 40.97 | 45.94 | 38.41 | 51.56 | 54.15 | 50.54 | 51.56 | 54.15 | 50.54 | 57.14 | 102.88 | 108.83 | 57.14 | 102.88 | 108.83 | 57.14 | 102.88 | 108.83 | 57.14 | 102.88 | 108.83 | 51.56 | 54.15 | 51.61 | 51.56 | 54.15 | 50.54 | 57.14 | 102.88 | 105.08 | 102.15 | 109.32 | 111.1 | 104.24 | 111.55 | 113.37 | 51.56 | 54.15 | 50.54
1724 | 40.37 | 45.33 | 27.65 | 40.37 | 45.34 | 37.8 | 41.08 | 79.52 | 85.85 | 41.08 | 79.52 | 85.85 | 41.08 | 79.52 | 85.85 | 41.08 | 79.52 | 85.85 | 40.37 | 45.34 | 37.8 | 40.37 | 45.34 | 37.8 | 41.08 | 79.52 | 85.85 | 58.63 | 84.49 | 89.4 | 58.63 | 86.22 | 89.4 | 40.37 | 45.33 | 27.65 | 50.96 | 53.55 | 49.93 | 50.96 | 53.55 | 49.93 | 56.54 | 102.14 | 107.25 | 56.54 | 102.14 | 107.25 | 56.54 | 102.14 | 107.25 | 56.54 | 102.14 | 107.25 | 50.96 | 53.55 | 51.61 | 50.96 | 53.55 | 49.93 | 56.54 | 102.14 | 105.57 | 86.73 | 108.56 | 111.1 | 86.73 | 109.34 | 113.37 | 50.96 | 53.55 | 49.93
1725 | 40.12 | 26.12 | 27.65 | 40.12 | 45.09 | 37.55 | 40.83 | 68.6 | 81.11 | 40.83 | 68.6 | 81.11 | 40.83 | 68.6 | 81.11 | 40.83 | 68.6 | 81.11 | 40.12 | 45.09 | 37.55 | 40.12 | 45.09 | 37.55 | 40.83 | 68.6 | 81.11 | 53.85 | 77.05 | 84.46 | 53.85 | 77.05 | 83.62 | 40.12 | 26.12 | 27.65 | 50.71 | 53.3 | 49.69 | 50.71 | 53.3 | 49.69 | 56.29 | 95.65 | 105.57 | 56.29 | 95.65 | 105.57 | 56.29 | 95.65 | 105.57 | 56.29 | 95.65 | 105.57 | 50.71 | 53.3 | 51.61 | 50.71 | 53.3 | 49.69 | 56.29 | 95.65 | 105.57 | 81.75 | 107.13 | 111.1 | 81.75 | 107.13 | 113.37 | 50.71 | 53.3 | 49.69
1726 | 39.86 | 26.12 | 27.65 | 39.86 | 44.83 | 37.29 | 40.57 | 47.38 | 80.3 | 40.57 | 47.38 | 80.3 | 40.57 | 47.38 | 80.3 | 40.57 | 47.38 | 80.3 | 39.86 | 44.83 | 37.29 | 39.86 | 44.83 | 37.29 | 40.57 | 47.38 | 80.3 | 50.77 | 70.42 | 84.46 | 50.74 | 70.42 | 82.78 | 39.86 | 26.12 | 27.65 | 50.45 | 53.04 | 49.43 | 50.45 | 53.04 | 49.43 | 56.03 | 84.5 | 105.08 | 56.03 | 84.5 | 105.08 | 56.03 | 84.5 | 105.08 | 56.03 | 84.5 | 105.08 | 50.45 | 53.04 | 51.61 | 50.45 | 53.04 | 49.43 | 56.03 | 84.5 | 105.08 | 73.86 | 105.02 | 110 | 73.86 | 103.95 | 110 | 50.45 | 53.04 | 49.43
1727 | 18.29 | 26.12 | 10.33 | 39.6 | 44.57 | 37.03 | 39.6 | 44.57 | 80.3 | 39.6 | 44.57 | 80.3 | 40.31 | 47.12 | 80.3 | 40.31 | 47.12 | 80.3 | 39.6 | 44.57 | 37.03 | 39.6 | 44.57 | 37.03 | 40.31 | 47.12 | 80.3 | 49.75 | 69.72 | 83.63 | 48.76 | 69.72 | 81.96 | 18.29 | 26.12 | 10.33 | 49.74 | 52.78 | 49.17 | 50.19 | 52.78 | 49.17 | 50.19 | 52.78 | 90 | 50.19 | 61.14 | 90 | 55.77 | 54.06 | 90 | 55.77 | 54.06 | 102.4 | 50.19 | 52.78 | 51.61 | 50.19 | 52.78 | 49.17 | 55.77 | 54.06 | 90 | 71.62 | 102.02 | 110 | 70.19 | 100.98 | 107.8 | 49.74 | 52.78 | 49.17
1728 | 18.29 | 10.33 | 0 | 39.49 | 44.45 | 36.92 | 39.49 | 44.45 | 79.5 | 39.49 | 44.45 | 79.5 | 40.19 | 47 | 79.5 | 40.19 | 47 | 79.5 | 39.49 | 44.45 | 36.92 | 39.49 | 44.45 | 36.92 | 40.19 | 47 | 79.5 | 42.31 | 69.72 | 82.79 | 41.46 | 69.72 | 81.14 | 18.29 | 10.33 | 0 | 36.14 | 51.19 | 46.17 | 50.08 | 52.66 | 49.05 | 50.08 | 52.66 | 82.45 | 50.08 | 52.66 | 82.45 | 55.66 | 53.49 | 82.45 | 55.66 | 53.49 | 101.85 | 50.08 | 52.66 | 51.61 | 50.08 | 52.66 | 49.05 | 55.66 | 53.49 | 82.45 | 65.8 | 94.36 | 110 | 65.8 | 93.39 | 107.8 | 36.14 | 51.19 | 46.17
1729 | 18.29 | 10.33 | 0 | 39.09 | 44.33 | 0 | 39.09 | 44.33 | 77.92 | 39.09 | 44.33 | 77.92 | 40.07 | 46.88 | 77.92 | 40.07 | 46.88 | 77.92 | 39.36 | 44.33 | 36.8 | 39.36 | 44.33 | 36.8 | 40.07 | 46.88 | 77.92 | 42.31 | 65.12 | 81.96 | 41.46 | 65.12 | 80.32 | 18.29 | 10.33 | 0 | 36.14 | 51.19 | 46.17 | 49.95 | 52.54 | 48.93 | 49.95 | 52.54 | 50.53 | 49.95 | 52.54 | 50.53 | 55.53 | 52.65 | 50.53 | 55.53 | 52.65 | 50.53 | 49.95 | 52.54 | 50.53 | 49.95 | 52.54 | 48.93 | 55.53 | 52.65 | 50.53 | 60.11 | 86.1 | 107.81 | 60.11 | 86.1 | 107.81 | 36.14 | 51.19 | 46.17
1730 | 18.29 | 10.33 | 0 | 39.09 | 44.26 | 0 | 39.09 | 44.26 | 76.32 | 39.09 | 44.26 | 76.32 | 40 | 46.81 | 76.32 | 40 | 46.81 | 76.32 | 39.29 | 44.26 | 36.73 | 39.29 | 44.26 | 36.73 | 40 | 46.81 | 76.32 | 42.01 | 60.33 | 81.11 | 41.18 | 60.33 | 80.28 | 18.29 | 10.33 | 0 | 36.14 | 51.19 | 46.17 | 49.88 | 52.47 | 48.86 | 49.88 | 52.47 | 50.13 | 49.88 | 52.47 | 50.13 | 55.46 | 52.58 | 50.13 | 55.46 | 52.58 | 50.13 | 49.88 | 52.47 | 50.13 | 49.88 | 52.47 | 48.86 | 55.46 | 52.58 | 50.13 | 60.11 | 80.89 | 105.08 | 60.11 | 80.89 | 105.08 | 36.14 | 51.19 | 46.17
1731 | 18.29 | 10.33 | 0 | 39.09 | 44.29 | 36.75 | 39.09 | 44.29 | 68.27 | 39.09 | 44.29 | 68.27 | 40.03 | 46.84 | 68.27 | 40.03 | 46.84 | 68.27 | 39.32 | 44.29 | 36.75 | 39.32 | 44.29 | 36.75 | 40.03 | 46.84 | 68.27 | 41.53 | 60.33 | 72.56 | 40.71 | 60.33 | 74.03 | 18.29 | 10.33 | 0 | 36.14 | 51.19 | 46.17 | 49.91 | 52.5 | 48.89 | 49.91 | 52.5 | 48.99 | 49.91 | 52.5 | 48.99 | 55.49 | 52.61 | 48.99 | 55.49 | 52.61 | 48.99 | 49.91 | 52.5 | 48.99 | 49.91 | 52.5 | 48.89 | 55.49 | 52.61 | 48.99 | 59.51 | 79.28 | 104.49 | 59.51 | 80.89 | 104.49 | 36.14 | 51.19 | 46.17
1732 | 18.29 | 10.34 | 0 | 39.09 | 44.45 | 0 | 39.09 | 44.45 | 58.68 | 39.09 | 44.45 | 58.68 | 40.19 | 46.99 | 58.68 | 40.19 | 46.99 | 58.68 | 39.48 | 44.45 | 36.91 | 39.48 | 44.45 | 36.91 | 40.19 | 46.99 | 58.68 | 40.59 | 60.33 | 67.74 | 40.3 | 60.33 | 69.12 | 18.29 | 10.34 | 0 | 36.14 | 51.19 | 46.17 | 50.07 | 52.66 | 49.05 | 50.07 | 52.66 | 49.14 | 50.07 | 52.66 | 49.14 | 55.65 | 52.76 | 49.14 | 55.65 | 52.76 | 49.14 | 50.07 | 52.66 | 49.14 | 50.07 | 52.66 | 49.05 | 55.65 | 52.76 | 49.14 | 58.32 | 79.28 | 90.68 | 58.32 | 80.89 | 90.68 | 36.14 | 51.19 | 46.17
1733 | 29 | 26.12 | 10 | 39.71 | 44.68 | 37.14 | 39.71 | 44.68 | 64.39 | 39.71 | 44.68 | 64.39 | 40.42 | 47.23 | 64.39 | 40.42 | 47.23 | 64.39 | 39.71 | 44.68 | 37.14 | 39.71 | 44.68 | 37.14 | 40.42 | 47.23 | 64.39 | 41.46 | 60.33 | 67.74 | 41.46 | 60.33 | 69.12 | 29 | 26.12 | 10 | 49.3 | 52.89 | 46.17 | 50.3 | 52.89 | 49.28 | 50.3 | 52.89 | 51.61 | 50.3 | 61.14 | 51.61 | 55.88 | 53.71 | 51.61 | 55.88 | 53.71 | 51.61 | 50.3 | 52.89 | 51.61 | 50.3 | 52.89 | 49.28 | 55.88 | 53.71 | 51.61 | 60.74 | 79.28 | 103.5 | 61.33 | 80.9 | 103.5 | 49.3 | 52.89 | 46.17
1734 | 40.02 | 26.12 | 27.65 | 40.02 | 44.99 | 37.45 | 40.73 | 61.71 | 80.3 | 40.73 | 61.71 | 80.3 | 40.73 | 61.71 | 80.3 | 40.73 | 61.71 | 80.3 | 40.02 | 44.99 | 37.45 | 40.02 | 44.99 | 37.45 | 40.73 | 61.71 | 80.3 | 51.8 | 77.85 | 84.46 | 51.8 | 79.44 | 83.62 | 40.02 | 26.12 | 27.65 | 50.61 | 53.2 | 49.58 | 50.61 | 53.2 | 49.58 | 56.19 | 82.45 | 79.57 | 56.19 | 82.45 | 79.57 | 56.19 | 85.34 | 79.57 | 56.19 | 85.34 | 79.57 | 50.61 | 53.2 | 51.61 | 50.61 | 53.2 | 49.58 | 56.19 | 85.34 | 79.57 | 74.99 | 99.48 | 104.56 | 74.99 | 99.48 | 104.56 | 50.61 | 53.2 | 49.58
1735 | 40.78 | 45.75 | 38.22 | 40.78 | 45.75 | 38.22 | 41.49 | 72.03 | 83.16 | 41.49 | 72.03 | 83.16 | 41.49 | 75.2 | 83.16 | 41.49 | 75.2 | 83.16 | 40.78 | 45.75 | 38.22 | 40.78 | 45.75 | 38.22 | 41.49 | 75.2 | 83.16 | 57.17 | 79.1 | 84.46 | 57.17 | 80.71 | 84 | 40.78 | 45.75 | 38.22 | 51.37 | 53.96 | 50.35 | 51.37 | 53.96 | 50.35 | 56.95 | 89.92 | 102.45 | 56.95 | 89.92 | 102.45 | 56.95 | 94.54 | 102.45 | 56.95 | 94.54 | 102.45 | 51.37 | 53.96 | 51.61 | 51.37 | 53.96 | 50.35 | 56.95 | 94.54 | 102.45 | 82.88 | 99.48 | 106.68 | 82.88 | 99.48 | 106.68 | 51.37 | 53.96 | 50.35
1736 | 41.43 | 46.4 | 38.86 | 41.43 | 46.4 | 38.86 | 49.41 | 72.67 | 69.82 | 49.41 | 72.67 | 69.82 | 49.41 | 74.25 | 65.7 | 49.41 | 74.25 | 65.7 | 41.43 | 46.4 | 38.86 | 41.43 | 46.4 | 38.86 | 49.41 | 74.25 | 65.7 | 57.17 | 78.1 | 73 | 57.17 | 78.1 | 70.53 | 41.43 | 46.4 | 38.86 | 52.02 | 54.61 | 50.99 | 52.02 | 54.61 | 50.99 | 68.59 | 90.56 | 81.65 | 68.59 | 90.56 | 81.65 | 68.59 | 91.71 | 81.65 | 68.59 | 91.71 | 81.65 | 52.02 | 54.61 | 51.61 | 52.02 | 54.61 | 50.99 | 68.59 | 91.71 | 81.65 | 82.88 | 95.5 | 96.91 | 82.88 | 93.6 | 87.65 | 52.02 | 54.61 | 50.99
1737 | 41.27 | 46.24 | 38.71 | 41.27 | 46.24 | 38.71 | 41.98 | 57.03 | 38.71 | 41.98 | 57.03 | 38.71 | 41.98 | 57.35 | 38.71 | 41.98 | 57.35 | 38.71 | 41.27 | 46.24 | 38.71 | 41.27 | 46.24 | 38.71 | 41.98 | 57.35 | 38.71 | 52.41 | 60.33 | 39.1 | 51.37 | 59.13 | 39.1 | 41.27 | 46.24 | 38.71 | 51.86 | 54.45 | 50.84 | 51.86 | 54.45 | 50.84 | 57.44 | 77.6 | 50.84 | 57.44 | 77.6 | 50.84 | 57.44 | 77.6 | 50.84 | 57.44 | 77.6 | 50.84 | 51.86 | 54.45 | 50.84 | 51.86 | 54.45 | 50.84 | 57.44 | 77.6 | 50.84 | 75.14 | 80.89 | 51.35 | 73.64 | 79.27 | 50.33 | 51.86 | 54.45 | 50.84
1738 | 40.78 | 45.74 | 38.21 | 40.78 | 45.75 | 38.21 | 41.49 | 47.01 | 38.21 | 41.49 | 47.01 | 38.21 | 41.49 | 48.29 | 38.21 | 41.49 | 48.29 | 38.21 | 40.78 | 45.75 | 38.21 | 40.78 | 45.74 | 38.21 | 41.49 | 48.29 | 38.21 | 42.31 | 48.95 | 38.6 | 41.9 | 47.97 | 37.83 | 40.78 | 45.74 | 38.21 | 51.37 | 53.96 | 50.34 | 51.37 | 53.96 | 50.34 | 56.95 | 53.96 | 50.34 | 56.95 | 53.96 | 50.34 | 56.95 | 54.06 | 50.34 | 56.95 | 54.06 | 50.34 | 51.37 | 53.96 | 50.34 | 51.37 | 53.96 | 50.34 | 56.95 | 54.06 | 50.34 | 61.33 | 54.5 | 50.85 | 60.11 | 53.42 | 49.84 | 51.37 | 53.96 | 50.34
1739 | 40.29 | 45.26 | 37.73 | 40.29 | 45.26 | 37.73 | 41 | 45.26 | 37.73 | 41 | 45.26 | 37.73 | 41 | 47.8 | 37.73 | 41 | 47.8 | 37.73 | 40.29 | 45.26 | 37.73 | 40.29 | 45.26 | 37.73 | 41 | 47.8 | 37.73 | 41.42 | 47.32 | 38.11 | 41.42 | 45.72 | 37.35 | 40.29 | 45.26 | 37.73 | 50.88 | 53.47 | 49.86 | 50.88 | 53.47 | 49.86 | 56.46 | 53.47 | 49.86 | 56.46 | 53.47 | 49.86 | 56.46 | 53.58 | 49.86 | 56.46 | 53.58 | 49.86 | 50.88 | 53.47 | 49.86 | 50.88 | 53.47 | 49.86 | 56.46 | 53.58 | 49.86 | 58.8 | 54.01 | 50.36 | 57.63 | 52.94 | 49.36 | 50.88 | 53.47 | 49.86
1740 | 40.19 | 45.16 | 37.62 | 40.19 | 45.16 | 37.62 | 40.19 | 45.16 | 37.62 | 40.19 | 45.16 | 37.62 | 40.9 | 47.69 | 37.62 | 40.9 | 47.69 | 37.62 | 40.19 | 45.16 | 37.62 | 40.19 | 45.16 | 37.62 | 40.9 | 47.69 | 37.62 | 40.49 | 47.21 | 37.77 | 40.07 | 44.7 | 37.24 | 40.19 | 45.16 | 37.62 | 50.78 | 53.37 | 49.75 | 50.78 | 53.37 | 49.75 | 53.03 | 53.37 | 49.75 | 53.03 | 53.37 | 49.75 | 56.36 | 53.47 | 49.75 | 56.36 | 53.47 | 49.75 | 50.78 | 53.37 | 49.75 | 50.78 | 53.37 | 49.75 | 56.36 | 53.47 | 49.75 | 55.79 | 52.95 | 49.26 | 54.59 | 52.83 | 49.26 | 50.78 | 53.37 | 49.75
1741 | 40.09 | 45.06 | 37.52 | 40.09 | 45.06 | 37.52 | 40.09 | 45.06 | 37.52 | 40.09 | 45.06 | 37.52 | 40.8 | 47.59 | 37.52 | 40.8 | 47.59 | 37.52 | 40.09 | 45.06 | 37.52 | 40.09 | 45.06 | 37.52 | 40.8 | 47.59 | 37.52 | 40.39 | 47.12 | 37.77 | 39.98 | 44.61 | 37.15 | 40.09 | 45.06 | 37.52 | 50.68 | 53.27 | 49.66 | 50.68 | 53.27 | 49.66 | 52.41 | 53.27 | 49.66 | 52.41 | 53.27 | 49.66 | 56.26 | 53.38 | 49.66 | 56.26 | 53.38 | 49.66 | 50.68 | 53.27 | 49.66 | 50.68 | 53.27 | 49.66 | 56.26 | 53.38 | 49.66 | 55.7 | 52.95 | 49.26 | 54.58 | 52.74 | 49.16 | 50.85 | 53.27 | 49.66
1742 | 40.04 | 45.01 | 37.47 | 40.04 | 45.01 | 37.47 | 40.04 | 45.01 | 37.47 | 40.04 | 45.01 | 37.47 | 40.75 | 47.55 | 37.47 | 40.75 | 47.55 | 37.47 | 40.04 | 45.01 | 37.47 | 40.04 | 45.01 | 37.47 | 40.75 | 47.55 | 37.47 | 40.34 | 47.07 | 37.77 | 40.45 | 45.46 | 37.1 | 40.04 | 45.01 | 37.47 | 50.63 | 53.22 | 49.61 | 50.63 | 53.22 | 49.61 | 52.42 | 53.22 | 49.61 | 52.42 | 53.22 | 49.61 | 56.21 | 53.32 | 49.61 | 56.21 | 53.32 | 49.61 | 50.63 | 53.22 | 49.61 | 50.63 | 53.22 | 49.61 | 56.21 | 53.32 | 49.61 | 55.7 | 52.95 | 49.26 | 54.59 | 52.95 | 49.11 | 50.63 | 53.22 | 49.61
1743 | 39.96 | 44.92 | 37.39 | 39.96 | 44.92 | 37.39 | 39.96 | 44.92 | 37.39 | 39.96 | 44.92 | 37.39 | 40.66 | 47.47 | 37.39 | 40.66 | 47.47 | 37.39 | 39.96 | 44.92 | 37.39 | 39.96 | 44.92 | 37.39 | 40.66 | 47.47 | 37.39 | 41.42 | 47.56 | 37.77 | 40.59 | 46.61 | 37.77 | 39.96 | 44.92 | 37.39 | 50.54 | 53.13 | 49.52 | 50.54 | 53.13 | 49.52 | 55.69 | 53.13 | 49.52 | 55.69 | 53.13 | 49.52 | 56.12 | 53.24 | 49.52 | 56.12 | 53.24 | 49.52 | 50.54 | 53.13 | 49.52 | 50.54 | 53.13 | 49.52 | 56.12 | 53.24 | 49.52 | 60.61 | 55.33 | 49.78 | 60.11 | 55.33 | 50.02 | 50.54 | 53.13 | 49.52
1744 | 39.92 | 44.89 | 37.35 | 39.92 | 44.89 | 37.35 | 40.63 | 44.9 | 61.45 | 40.63 | 44.9 | 61.45 | 40.63 | 47.43 | 39.85 | 40.63 | 47.43 | 39.85 | 39.92 | 44.89 | 37.35 | 39.92 | 44.89 | 37.35 | 40.63 | 47.43 | 39.85 | 42.31 | 59.13 | 63.99 | 41.46 | 60.33 | 63.99 | 39.92 | 44.89 | 37.35 | 50.51 | 53.1 | 49.49 | 50.51 | 53.1 | 49.49 | 56.09 | 53.2 | 50.67 | 56.09 | 54.21 | 50.67 | 56.09 | 53.2 | 50.67 | 56.09 | 53.2 | 50.67 | 50.51 | 53.1 | 49.49 | 50.51 | 53.1 | 49.49 | 56.09 | 53.2 | 50.67 | 61.17 | 80.08 | 83.89 | 61.77 | 81.71 | 84.61 | 50.51 | 53.1 | 49.49
1745 | 40.3 | 45.27 | 37.74 | 40.3 | 45.27 | 37.74 | 41.01 | 47.83 | 82.13 | 41.01 | 61.23 | 82.13 | 41.01 | 47.83 | 81.11 | 41.01 | 47.83 | 81.11 | 40.3 | 45.27 | 37.74 | 40.3 | 45.27 | 37.74 | 41.01 | 47.83 | 81.11 | 54.57 | 77.53 | 84.46 | 55.68 | 79.11 | 84.46 | 40.3 | 45.27 | 37.74 | 50.89 | 53.48 | 49.87 | 50.89 | 53.48 | 49.87 | 56.47 | 54.59 | 107.18 | 56.47 | 72.09 | 107.18 | 56.47 | 54.59 | 105.08 | 56.47 | 54.59 | 105.08 | 50.89 | 53.48 | 49.87 | 50.89 | 53.48 | 49.87 | 56.47 | 54.59 | 105.08 | 79.9 | 107.13 | 110 | 81.52 | 109.32 | 112.24 | 50.89 | 53.48 | 49.87
1746 | 41.03 | 46 | 33.06 | 41.03 | 46 | 38.46 | 41.74 | 61.23 | 81.94 | 41.74 | 61.23 | 81.94 | 41.74 | 61.23 | 81.94 | 41.74 | 61.23 | 81.94 | 41.03 | 46 | 38.46 | 41.03 | 46 | 38.46 | 41.74 | 61.23 | 81.94 | 57.29 | 81.52 | 85.33 | 57.99 | 83.19 | 87.07 | 41.03 | 46 | 33.06 | 51.62 | 54.21 | 50.6 | 51.62 | 54.21 | 50.6 | 57.2 | 84.39 | 107.67 | 57.2 | 84.39 | 107.67 | 57.2 | 84.39 | 106.7 | 57.2 | 84.39 | 106.7 | 51.62 | 54.21 | 50.6 | 51.62 | 54.21 | 50.6 | 57.2 | 84.39 | 106.7 | 85.86 | 108.93 | 111.11 | 87.61 | 111.15 | 113.38 | 51.62 | 54.21 | 50.6
1747 | 40.98 | 45.94 | 27.65 | 40.98 | 45.94 | 38.41 | 41.68 | 61.23 | 81.94 | 41.68 | 61.23 | 81.94 | 41.68 | 61.23 | 81.94 | 41.68 | 61.23 | 81.94 | 40.98 | 45.94 | 38.41 | 40.98 | 45.94 | 38.41 | 41.68 | 61.23 | 81.94 | 67.94 | 83.14 | 85.33 | 67.94 | 84.84 | 85.33 | 40.98 | 45.94 | 27.65 | 51.57 | 54.15 | 50.54 | 51.57 | 54.15 | 50.54 | 51.57 | 72.09 | 107.85 | 51.57 | 72.09 | 107.85 | 57.14 | 86.3 | 107.85 | 57.14 | 86.3 | 107.85 | 51.57 | 54.15 | 50.54 | 51.57 | 54.15 | 50.54 | 57.14 | 86.3 | 107.85 | 95.11 | 110.48 | 111.11 | 97.05 | 112.73 | 113.38 | 51.57 | 54.15 | 50.54
1748 | 40.32 | 45.29 | 10.33 | 40.32 | 45.29 | 37.76 | 40.32 | 45.29 | 81.94 | 40.32 | 45.29 | 81.94 | 41.03 | 47.86 | 81.94 | 41.03 | 47.86 | 81.94 | 40.32 | 45.29 | 37.76 | 40.32 | 45.29 | 37.76 | 41.03 | 47.86 | 81.94 | 59.55 | 82.09 | 85.33 | 59.55 | 83.76 | 85.33 | 40.32 | 45.29 | 10.33 | 50.91 | 53.5 | 49.89 | 50.91 | 53.5 | 49.89 | 50.91 | 53.5 | 107.2 | 50.91 | 53.5 | 107.2 | 56.49 | 85.65 | 107.2 | 56.49 | 85.65 | 107.2 | 50.91 | 53.5 | 49.89 | 50.91 | 53.5 | 49.89 | 56.49 | 85.65 | 107.2 | 86.73 | 109.34 | 111.11 | 86.73 | 111.57 | 113.38 | 50.91 | 53.5 | 49.89
1749 | 18.29 | 26.12 | 10 | 40.12 | 45.08 | 37.55 | 40.12 | 45.08 | 81.94 | 40.12 | 45.08 | 81.94 | 40.82 | 47.64 | 81.94 | 40.82 | 47.64 | 81.94 | 40.12 | 45.08 | 37.55 | 40.12 | 45.08 | 37.55 | 40.82 | 47.64 | 81.94 | 57.84 | 81.52 | 85.33 | 57.85 | 83.19 | 85.33 | 18.29 | 26.12 | 10 | 50.7 | 52.23 | 49.68 | 50.7 | 53.29 | 49.68 | 50.7 | 53.29 | 80.03 | 50.7 | 53.29 | 80.03 | 56.28 | 54.57 | 105.63 | 56.28 | 54.57 | 105.63 | 50.7 | 53.29 | 49.68 | 50.7 | 53.29 | 49.68 | 56.28 | 54.57 | 105.63 | 85.26 | 109.31 | 111.11 | 85.26 | 111.15 | 113.37 | 50.7 | 52.23 | 49.68
1750 | 18.29 | 25.6 | 0 | 39.88 | 44.84 | 37.31 | 39.88 | 44.84 | 81.91 | 39.88 | 44.84 | 81.91 | 40.58 | 47.4 | 81.91 | 40.58 | 47.4 | 81.91 | 39.88 | 44.84 | 37.31 | 39.88 | 44.84 | 37.31 | 40.58 | 47.4 | 81.91 | 55.4 | 81.52 | 85.33 | 55.95 | 81.52 | 83.63 | 18.29 | 25.6 | 0 | 50.46 | 51.19 | 46.17 | 50.46 | 53.05 | 49.44 | 50.46 | 53.05 | 61.6 | 50.46 | 53.05 | 61.6 | 56.04 | 54.33 | 90 | 56.04 | 54.33 | 90 | 50.46 | 53.05 | 49.44 | 50.46 | 53.05 | 49.44 | 56.04 | 54.33 | 90 | 80.71 | 109.31 | 111.11 | 82.35 | 109.31 | 111.11 | 50.46 | 51.19 | 46.17
1751 | 18.29 | 10.35 | 0 | 39.59 | 44.56 | 37.02 | 39.59 | 44.56 | 81.11 | 39.59 | 44.56 | 81.11 | 40.3 | 47.11 | 81.11 | 40.3 | 47.11 | 81.11 | 39.59 | 44.56 | 37.02 | 39.59 | 44.56 | 37.02 | 40.3 | 47.11 | 81.11 | 52.41 | 79.9 | 85.33 | 52.41 | 80.71 | 83.62 | 18.29 | 10.35 | 0 | 36.14 | 52.77 | 49.16 | 36.14 | 52.77 | 49.16 | 36.14 | 52.77 | 49.16 | 36.14 | 52.77 | 49.16 | 55.76 | 53.59 | 51.61 | 55.76 | 53.59 | 51.61 | 50.18 | 52.77 | 49.16 | 50.18 | 52.77 | 49.16 | 55.76 | 53.59 | 51.61 | 73.64 | 107.13 | 110 | 74.38 | 107.13 | 107.8 | 36.14 | 51.19 | 46.17
1752 | 18.29 | 10.35 | 0 | 39.09 | 44.43 | 36.89 | 39.09 | 44.43 | 81.11 | 39.09 | 44.43 | 81.11 | 40.17 | 46.98 | 81.11 | 40.17 | 46.98 | 81.11 | 39.46 | 44.43 | 36.89 | 39.46 | 44.43 | 36.89 | 40.17 | 46.98 | 81.11 | 43.38 | 79.1 | 84.46 | 43.38 | 79.1 | 82.78 | 18.29 | 10.35 | 0 | 36.14 | 52.63 | 49.03 | 36.14 | 52.63 | 49.03 | 36.14 | 52.63 | 49.03 | 36.14 | 52.63 | 49.03 | 55.63 | 52.74 | 51.61 | 55.63 | 52.74 | 51.61 | 50.05 | 52.64 | 49.03 | 50.05 | 52.64 | 49.03 | 55.63 | 52.74 | 51.61 | 64.33 | 107.13 | 106.7 | 64.33 | 107.13 | 106.7 | 36.14 | 51.19 | 43.44
1753 | 18.29 | 10.33 | 0 | 29.28 | 44.31 | 36.77 | 29.28 | 44.31 | 81.11 | 29.28 | 44.31 | 81.11 | 40.05 | 46.86 | 81.11 | 40.05 | 46.86 | 81.11 | 39.34 | 44.31 | 36.77 | 39.34 | 44.31 | 36.77 | 40.05 | 46.86 | 81.11 | 41.96 | 77.53 | 83.63 | 41.96 | 77.53 | 81.96 | 18.29 | 10.33 | 0 | 32.95 | 50.17 | 43.44 | 32.95 | 52.52 | 48.91 | 32.95 | 52.52 | 48.91 | 32.95 | 52.52 | 48.91 | 55.51 | 52.63 | 50.18 | 55.51 | 52.63 | 50.18 | 49.93 | 52.52 | 48.91 | 49.93 | 52.52 | 48.91 | 55.51 | 52.63 | 50.18 | 61.84 | 104.13 | 105.08 | 61.84 | 106.26 | 106.7 | 32.95 | 50.17 | 43.44
1754 | 17.92 | 10.33 | 0 | 17.92 | 44.23 | 0 | 17.92 | 44.23 | 81.11 | 17.92 | 44.23 | 81.11 | 39.97 | 46.77 | 81.11 | 39.97 | 46.77 | 81.11 | 39.26 | 44.23 | 36.69 | 39.26 | 44.23 | 36.69 | 39.97 | 46.77 | 81.11 | 41.96 | 77.53 | 83.63 | 41.96 | 77.53 | 81.96 | 17.92 | 10.33 | 0 | 29 | 48.43 | 29 | 29 | 52.44 | 48.82 | 29 | 52.44 | 48.82 | 29 | 52.44 | 48.82 | 55.43 | 52.54 | 50.01 | 55.43 | 52.54 | 50.01 | 49.85 | 52.44 | 48.82 | 49.85 | 52.44 | 48.82 | 55.43 | 52.54 | 50.01 | 61.84 | 104.13 | 104.57 | 61.84 | 106.26 | 106.7 | 29 | 48.43 | 29
1755 | 18.29 | 25.6 | 0 | 38.7 | 44.26 | 0 | 38.7 | 44.26 | 81.11 | 38.7 | 44.26 | 81.11 | 40 | 46.81 | 81.11 | 40 | 46.81 | 81.11 | 39.29 | 44.26 | 36.72 | 39.29 | 44.26 | 36.72 | 40 | 46.81 | 81.11 | 41.96 | 77.52 | 83.63 | 41.96 | 77.53 | 81.96 | 18.29 | 25.6 | 0 | 36.14 | 51.19 | 46.17 | 36.14 | 52.47 | 48.86 | 36.14 | 52.47 | 50.04 | 36.14 | 52.47 | 50.04 | 55.46 | 52.57 | 50.04 | 55.46 | 52.57 | 50.04 | 49.88 | 52.47 | 48.86 | 49.88 | 52.47 | 48.86 | 55.46 | 52.57 | 50.04 | 61.84 | 102.02 | 104.49 | 61.84 | 106.03 | 106.7 | 36.14 | 51.19 | 46.17
1756 | 38.31 | 29 | 28.21 | 39.09 | 44.42 | 36.88 | 39.09 | 44.42 | 80.3 | 39.09 | 44.42 | 80.3 | 40.16 | 46.96 | 80.3 | 40.16 | 46.96 | 80.3 | 39.45 | 44.42 | 36.88 | 39.45 | 44.42 | 36.88 | 40.16 | 46.96 | 80.3 | 42.01 | 76.97 | 82.78 | 42.01 | 76.97 | 81.13 | 38.31 | 29 | 28.21 | 49.07 | 52.63 | 49.02 | 49.07 | 52.63 | 49.02 | 49.07 | 52.63 | 50.2 | 49.07 | 52.63 | 50.2 | 55.62 | 52.73 | 50.2 | 55.62 | 52.73 | 50.2 | 50.04 | 52.63 | 49.02 | 50.04 | 52.63 | 49.02 | 55.62 | 52.73 | 50.2 | 61.84 | 99.99 | 103.5 | 61.84 | 103.93 | 106.7 | 49.07 | 51.19 | 46.17
1757 | 38.92 | 43.79 | 28.21 | 39.71 | 44.68 | 37.14 | 39.71 | 44.68 | 81.91 | 39.71 | 44.68 | 81.91 | 40.42 | 47.23 | 81.91 | 40.42 | 47.23 | 81.91 | 39.71 | 44.68 | 37.14 | 39.71 | 44.68 | 37.14 | 40.42 | 47.23 | 81.91 | 50.53 | 79.1 | 83.63 | 50.53 | 79.9 | 82.73 | 38.92 | 43.79 | 28.21 | 50.3 | 52.89 | 49.28 | 50.3 | 52.89 | 49.28 | 50.3 | 52.89 | 61.6 | 50.3 | 52.89 | 61.6 | 55.88 | 53 | 61.6 | 55.88 | 53 | 61.6 | 50.3 | 52.89 | 49.28 | 50.3 | 52.89 | 49.28 | 55.88 | 53 | 61.6 | 72.4 | 104.13 | 104.49 | 72.4 | 106.26 | 106.7 | 50.3 | 52.89 | 49.28
1758 | 40.25 | 45.21 | 32.07 | 40.25 | 45.21 | 37.68 | 40.96 | 45.22 | 81.94 | 40.96 | 45.22 | 81.94 | 40.96 | 47.77 | 81.94 | 40.96 | 47.77 | 81.94 | 40.25 | 45.21 | 37.68 | 40.25 | 45.21 | 37.68 | 40.96 | 47.77 | 81.94 | 56.7 | 79.9 | 83.63 | 57.27 | 81.52 | 83.63 | 40.25 | 45.21 | 32.07 | 50.84 | 53.43 | 49.81 | 50.84 | 53.43 | 49.81 | 50.84 | 53.43 | 105.08 | 50.84 | 53.43 | 105.08 | 56.42 | 54.7 | 105.08 | 56.42 | 54.7 | 105.08 | 50.84 | 53.43 | 49.81 | 50.84 | 53.43 | 49.81 | 56.42 | 54.7 | 105.08 | 83.56 | 107.12 | 106.14 | 85.26 | 109.31 | 108.31 | 50.84 | 53.43 | 49.81
1759 | 41.34 | 46.31 | 38.77 | 41.34 | 46.31 | 38.77 | 42.05 | 61.71 | 82.77 | 42.05 | 61.71 | 82.77 | 42.05 | 78.46 | 82.77 | 42.05 | 78.46 | 82.77 | 41.34 | 46.31 | 38.77 | 41.34 | 46.31 | 38.77 | 42.05 | 78.46 | 82.77 | 61.08 | 80.67 | 84.46 | 62.32 | 81.7 | 83.63 | 41.34 | 46.31 | 38.77 | 51.93 | 54.52 | 50.91 | 51.93 | 54.52 | 50.91 | 57.51 | 90.47 | 106.7 | 57.51 | 90.47 | 106.7 | 57.51 | 101.82 | 106.7 | 57.51 | 101.82 | 106.7 | 51.93 | 54.52 | 50.91 | 51.93 | 54.52 | 50.91 | 57.51 | 101.82 | 106.7 | 86.73 | 107.13 | 108.89 | 86.73 | 109.31 | 111.11 | 51.93 | 54.52 | 50.91
1760 | 41.64 | 46.61 | 39.08 | 41.64 | 46.61 | 39.08 | 42.35 | 72.89 | 81.93 | 42.35 | 72.89 | 81.93 | 42.35 | 77.5 | 81.93 | 42.35 | 77.5 | 81.93 | 41.64 | 46.61 | 39.08 | 41.64 | 46.61 | 39.08 | 42.35 | 77.5 | 81.93 | 61.08 | 80.67 | 84.45 | 59.87 | 79.1 | 82.76 | 41.64 | 46.61 | 39.08 | 52.23 | 54.82 | 51.21 | 52.23 | 54.82 | 51.21 | 57.81 | 90.78 | 104.54 | 57.81 | 90.78 | 104.54 | 57.81 | 100.83 | 104.54 | 57.81 | 100.83 | 104.54 | 52.23 | 54.82 | 51.21 | 52.23 | 54.82 | 51.21 | 57.81 | 100.83 | 104.54 | 85.48 | 103.95 | 106.7 | 85.48 | 103.95 | 105.6 | 52.23 | 54.82 | 51.21
1761 | 40.99 | 45.96 | 38.42 | 40.99 | 45.96 | 38.42 | 41.7 | 61.04 | 72.22 | 41.7 | 61.04 | 72.22 | 41.7 | 61.04 | 72.22 | 41.7 | 61.04 | 72.22 | 40.99 | 45.96 | 38.42 | 40.99 | 45.96 | 38.42 | 41.7 | 61.04 | 72.22 | 57.85 | 70.73 | 74.44 | 56.7 | 69.31 | 72.95 | 40.99 | 45.96 | 38.42 | 51.58 | 54.17 | 50.55 | 51.58 | 54.17 | 50.55 | 57.16 | 76.62 | 80.03 | 57.16 | 76.62 | 80.03 | 57.16 | 76.62 | 80.03 | 57.16 | 76.62 | 80.03 | 51.58 | 54.17 | 50.55 | 51.58 | 54.17 | 50.55 | 57.16 | 76.62 | 80.03 | 83.56 | 87 | 81.68 | 82.73 | 85.26 | 80.83 | 51.58 | 54.17 | 50.55
1762 | 40.66 | 45.62 | 33.06 | 40.66 | 45.62 | 38.09 | 41.36 | 48.18 | 38.25 | 41.36 | 49.88 | 38.25 | 41.36 | 48.18 | 38.25 | 41.36 | 48.18 | 38.25 | 40.66 | 45.62 | 38.09 | 40.66 | 45.62 | 38.09 | 41.36 | 48.18 | 38.25 | 43.09 | 59.93 | 39.04 | 42.23 | 50.39 | 38.26 | 40.66 | 45.62 | 33.06 | 51.25 | 53.83 | 49.61 | 51.25 | 53.83 | 49.61 | 56.83 | 55.11 | 49.61 | 56.83 | 55.11 | 49.61 | 56.83 | 55.11 | 50.22 | 56.83 | 55.11 | 50.22 | 51.25 | 53.83 | 50.22 | 51.25 | 53.83 | 50.22 | 56.83 | 55.11 | 50.22 | 73.64 | 74.52 | 49.11 | 72.18 | 73.03 | 49.11 | 51.25 | 53.83 | 49.61
1763 | 40.33 | 45.3 | 27.65 | 40.33 | 45.3 | 36.59 | 41.04 | 45.3 | 36.59 | 41.04 | 45.3 | 36.59 | 41.04 | 47.85 | 37.77 | 41.04 | 47.85 | 37.77 | 40.33 | 45.3 | 37.77 | 40.33 | 45.3 | 37.77 | 41.04 | 47.85 | 37.77 | 42.74 | 49.11 | 36.23 | 41.88 | 45.76 | 36.23 | 40.33 | 45.3 | 27.65 | 50.92 | 53.51 | 48.48 | 50.92 | 53.51 | 48.48 | 51.96 | 53.51 | 48.48 | 51.96 | 53.51 | 48.48 | 56.5 | 53.62 | 49.9 | 56.5 | 53.62 | 49.9 | 50.92 | 53.51 | 49.9 | 50.92 | 53.51 | 49.9 | 56.5 | 53.62 | 49.9 | 62.04 | 53.08 | 48.61 | 60.8 | 52.98 | 48.48 | 50.92 | 53.51 | 46.17
1764 | 40.12 | 44.19 | 27.65 | 40.12 | 45.09 | 36.59 | 40.35 | 45.09 | 36.59 | 40.35 | 45.09 | 36.59 | 40.83 | 47.64 | 37.56 | 40.83 | 47.64 | 37.56 | 40.12 | 45.09 | 37.56 | 40.12 | 45.09 | 37.56 | 40.83 | 47.64 | 37.56 | 41.24 | 49.11 | 35.85 | 40.75 | 45.55 | 35.85 | 40.12 | 44.19 | 27.65 | 50.71 | 51.86 | 48.12 | 50.71 | 51.86 | 48.12 | 50.71 | 51.86 | 48.12 | 50.71 | 51.86 | 48.12 | 56.29 | 53.41 | 49.69 | 56.29 | 53.41 | 49.69 | 50.71 | 53.3 | 49.69 | 50.71 | 53.3 | 49.69 | 56.29 | 53.41 | 49.69 | 59.33 | 51.35 | 48.61 | 58.14 | 51.35 | 48.12 | 50.71 | 51.48 | 46.17
1765 | 40.02 | 44.98 | 31.43 | 40.02 | 44.98 | 36.21 | 40.02 | 44.98 | 36.21 | 40.02 | 44.98 | 36.21 | 40.72 | 47.53 | 37.45 | 40.72 | 47.53 | 37.45 | 40.02 | 44.98 | 37.45 | 40.02 | 44.98 | 37.45 | 40.72 | 47.53 | 37.45 | 41.18 | 49.11 | 35.85 | 40.42 | 45.44 | 35.85 | 40.02 | 44.98 | 31.43 | 50.61 | 51.48 | 48.12 | 50.61 | 51.48 | 48.12 | 50.61 | 51.48 | 48.12 | 50.61 | 51.48 | 48.12 | 56.19 | 53.3 | 49.58 | 56.19 | 53.3 | 49.58 | 50.61 | 53.19 | 49.58 | 50.61 | 53.19 | 49.58 | 56.19 | 53.3 | 49.58 | 59.33 | 51.35 | 48.61 | 58.14 | 51.35 | 48.61 | 50.61 | 51.48 | 46.17
1766 | 39.92 | 44 | 31.43 | 39.92 | 44.89 | 36.21 | 40.23 | 44.89 | 36.21 | 40.23 | 44.89 | 36.21 | 40.63 | 47.44 | 37.35 | 40.63 | 47.44 | 37.35 | 39.92 | 44.89 | 37.35 | 39.92 | 44.89 | 37.35 | 40.63 | 47.44 | 37.35 | 41.47 | 49.11 | 35.85 | 40.64 | 47.64 | 35.85 | 39.92 | 44 | 31.43 | 50.51 | 52.42 | 48.12 | 50.51 | 52.42 | 48.12 | 50.51 | 52.42 | 48.12 | 50.51 | 52.42 | 48.12 | 56.09 | 53.21 | 49.49 | 56.09 | 53.21 | 49.49 | 50.51 | 53.1 | 49.49 | 50.51 | 53.1 | 49.49 | 56.09 | 53.21 | 49.49 | 59.33 | 52.95 | 48.61 | 58.14 | 52.95 | 48.61 | 50.51 | 51.48 | 46.17
1767 | 39.87 | 44.84 | 31.43 | 39.87 | 44.84 | 37.3 | 40.58 | 44.84 | 37.88 | 40.58 | 44.84 | 37.88 | 40.58 | 47.38 | 37.88 | 40.58 | 47.38 | 37.88 | 39.87 | 44.84 | 37.3 | 39.87 | 44.84 | 37.3 | 40.58 | 47.38 | 37.88 | 41.96 | 58.03 | 39.04 | 41.12 | 56.87 | 38.26 | 39.87 | 44.84 | 31.43 | 50.46 | 53.05 | 49.1 | 50.46 | 53.05 | 49.1 | 50.46 | 53.05 | 49.1 | 50.46 | 53.05 | 49.1 | 56.04 | 53.15 | 49.43 | 56.04 | 53.15 | 49.43 | 50.46 | 53.05 | 49.43 | 50.46 | 53.05 | 49.43 | 56.04 | 53.15 | 49.43 | 61 | 73.48 | 48.61 | 61 | 74.52 | 49.59 | 50.46 | 53.05 | 46.65
1768 | 39.87 | 44.84 | 33.74 | 39.87 | 44.84 | 37.3 | 40.58 | 44.84 | 49.2 | 40.58 | 44.84 | 49.2 | 40.58 | 47.38 | 39.62 | 40.58 | 47.38 | 39.62 | 39.87 | 44.84 | 37.3 | 39.87 | 44.84 | 37.3 | 40.58 | 47.38 | 39.62 | 50.24 | 68.33 | 69.31 | 50.24 | 68.33 | 70.73 | 39.87 | 44.84 | 33.74 | 50.46 | 53.05 | 49.43 | 50.46 | 53.05 | 49.43 | 50.46 | 53.05 | 49.43 | 50.46 | 53.05 | 49.43 | 56.04 | 53.15 | 49.43 | 56.04 | 53.15 | 49.43 | 50.46 | 53.05 | 49.43 | 50.46 | 53.05 | 49.43 | 56.04 | 53.15 | 49.43 | 70.75 | 81.85 | 51.85 | 70.75 | 85.24 | 84.18 | 50.46 | 53.05 | 49.43
1769 | 40.36 | 45.33 | 37.79 | 40.36 | 45.33 | 37.79 | 41.07 | 46.25 | 81.11 | 41.07 | 46.25 | 81.11 | 41.07 | 47.88 | 78.24 | 41.07 | 47.88 | 78.24 | 40.36 | 45.33 | 37.79 | 40.36 | 45.33 | 37.79 | 41.07 | 47.88 | 78.24 | 56.13 | 79.09 | 82.78 | 57.27 | 80.71 | 82.78 | 40.36 | 45.33 | 37.79 | 50.95 | 53.54 | 49.93 | 50.95 | 53.54 | 49.93 | 56.53 | 53.54 | 49.93 | 56.53 | 53.54 | 49.93 | 56.53 | 53.65 | 49.93 | 56.53 | 53.65 | 49.93 | 50.95 | 53.54 | 49.93 | 50.95 | 53.54 | 49.93 | 56.53 | 53.65 | 49.93 | 83.56 | 98.32 | 51.85 | 85.26 | 109.31 | 111.11 | 50.95 | 53.54 | 49.93
1770 | 41.06 | 46.03 | 38.49 | 41.06 | 46.03 | 38.49 | 41.77 | 48.58 | 84.46 | 41.77 | 48.58 | 84.46 | 41.77 | 48.58 | 84.46 | 41.77 | 48.58 | 84.46 | 41.06 | 46.03 | 38.49 | 41.06 | 46.03 | 38.49 | 41.77 | 48.58 | 84.46 | 59.55 | 94.77 | 85.32 | 60.76 | 96.71 | 87.06 | 41.77 | 46.03 | 38.49 | 51.65 | 54.24 | 50.62 | 51.65 | 54.24 | 50.62 | 57.23 | 54.24 | 51.81 | 57.23 | 54.24 | 51.81 | 57.23 | 54.34 | 51.81 | 57.23 | 54.34 | 51.81 | 51.65 | 54.24 | 50.62 | 51.65 | 54.24 | 50.62 | 57.23 | 54.34 | 51.81 | 90.84 | 107.8 | 102.4 | 92.69 | 115.7 | 111.11 | 57.23 | 54.24 | 50.62
1771 | 40.99 | 45.96 | 38.42 | 40.99 | 45.96 | 38.42 | 41.7 | 48.51 | 84.46 | 41.7 | 48.51 | 84.46 | 41.7 | 48.51 | 84.46 | 41.7 | 48.51 | 84.46 | 40.99 | 45.96 | 38.42 | 40.99 | 45.96 | 38.42 | 41.7 | 48.51 | 84.46 | 78.38 | 94.77 | 85.32 | 79.17 | 96.71 | 87.08 | 41.7 | 45.96 | 38.42 | 51.58 | 54.17 | 50.55 | 51.58 | 54.17 | 50.55 | 57.16 | 54.17 | 51.61 | 57.16 | 54.17 | 51.61 | 57.16 | 54.99 | 51.61 | 57.16 | 54.99 | 51.61 | 51.58 | 54.17 | 50.55 | 51.58 | 54.17 | 50.55 | 57.16 | 54.99 | 51.61 | 106.47 | 110 | 104.49 | 108.63 | 115.7 | 111.11 | 57.16 | 54.17 | 50.55
1772 | 40.29 | 45.26 | 37.72 | 40.29 | 45.26 | 37.72 | 41 | 46.18 | 84.04 | 41 | 46.18 | 84.04 | 41 | 47.81 | 84.04 | 41 | 47.81 | 84.04 | 40.29 | 45.26 | 37.72 | 40.29 | 45.26 | 37.72 | 41 | 47.81 | 84.04 | 63.51 | 86.74 | 84.88 | 62.87 | 88.5 | 86.63 | 40.29 | 45.26 | 37.72 | 50.88 | 53.47 | 49.86 | 50.88 | 53.47 | 49.86 | 50.88 | 53.47 | 49.96 | 50.88 | 53.47 | 49.96 | 56.46 | 53.58 | 49.96 | 56.46 | 53.58 | 49.96 | 50.88 | 53.47 | 49.86 | 50.88 | 53.47 | 49.86 | 56.46 | 53.58 | 49.96 | 86.34 | 108.28 | 104.49 | 88.09 | 111.63 | 111.11 | 50.88 | 53.47 | 49.86
1773 | 39.9 | 44.87 | 37.33 | 39.9 | 44.87 | 37.33 | 39.9 | 44.87 | 81.11 | 39.9 | 44.87 | 81.11 | 40.61 | 47.42 | 81.11 | 40.61 | 47.42 | 81.11 | 39.9 | 44.87 | 37.33 | 39.9 | 44.87 | 37.33 | 40.61 | 47.42 | 81.11 | 57.85 | 81.39 | 81.93 | 56.7 | 83.04 | 82.78 | 39.9 | 44.87 | 37.33 | 50.49 | 53.08 | 49.47 | 50.49 | 53.08 | 49.47 | 50.49 | 53.08 | 49.47 | 50.49 | 53.08 | 49.47 | 56.07 | 53.19 | 49.47 | 56.07 | 53.19 | 49.47 | 50.49 | 53.08 | 49.47 | 50.49 | 53.08 | 49.47 | 56.07 | 53.19 | 49.47 | 83.56 | 106.03 | 49.97 | 83.56 | 108.21 | 111.11 | 50.49 | 53.08 | 49.47
1774 | 39.7 | 44.66 | 33.06 | 39.7 | 44.66 | 37.13 | 39.7 | 44.66 | 80.32 | 39.7 | 44.66 | 80.32 | 40.4 | 47.21 | 80.32 | 40.4 | 47.21 | 80.32 | 39.7 | 44.66 | 37.13 | 39.7 | 44.66 | 37.13 | 40.4 | 47.21 | 80.32 | 56.21 | 79.9 | 81.13 | 56.21 | 81.52 | 82.78 | 39.7 | 44.66 | 33.06 | 50.29 | 52.87 | 49.26 | 50.29 | 52.87 | 49.26 | 50.29 | 52.87 | 49.26 | 50.29 | 52.87 | 49.26 | 55.87 | 52.98 | 49.26 | 55.87 | 52.98 | 49.26 | 50.29 | 52.87 | 49.26 | 50.29 | 52.87 | 49.26 | 55.87 | 52.98 | 49.26 | 83.31 | 101.82 | 49.78 | 83.31 | 107.13 | 111.11 | 50.29 | 52.87 | 49.26
1775 | 39.44 | 43.52 | 28.21 | 39.44 | 44.41 | 36.87 | 39.44 | 44.41 | 38.94 | 39.44 | 44.41 | 38.94 | 40.15 | 46.95 | 38.94 | 40.15 | 46.95 | 38.94 | 39.44 | 44.41 | 36.87 | 39.44 | 44.41 | 36.87 | 40.15 | 46.95 | 38.94 | 52.97 | 75.94 | 62.18 | 52.97 | 78.31 | 80.28 | 39.44 | 43.52 | 28.21 | 50.03 | 52.62 | 49 | 50.03 | 52.62 | 49 | 50.03 | 52.62 | 49 | 50.03 | 52.62 | 49 | 55.61 | 52.72 | 49 | 55.61 | 52.72 | 49 | 50.03 | 52.62 | 49 | 50.03 | 52.62 | 49 | 55.61 | 52.72 | 49 | 77.48 | 99.79 | 49.78 | 77.48 | 101.83 | 104.49 | 50.03 | 52.62 | 49
1776 | 37.89 | 26.12 | 27.65 | 38.66 | 44.36 | 36.82 | 38.66 | 44.36 | 38.25 | 38.66 | 44.36 | 38.25 | 40.1 | 46.91 | 38.25 | 40.1 | 46.91 | 38.25 | 39.39 | 44.36 | 36.82 | 39.39 | 44.36 | 36.82 | 40.1 | 46.91 | 38.25 | 47.84 | 71.34 | 38.63 | 47.84 | 74.31 | 80.28 | 37.89 | 26.12 | 27.65 | 46.33 | 51.19 | 46.17 | 46.33 | 51.19 | 48.96 | 46.33 | 51.19 | 48.96 | 46.33 | 51.19 | 48.96 | 55.56 | 52.67 | 48.96 | 55.56 | 52.67 | 48.96 | 49.98 | 52.57 | 48.96 | 49.98 | 52.57 | 48.96 | 55.56 | 52.67 | 48.96 | 70.95 | 97.98 | 49.78 | 70.95 | 99.98 | 104.49 | 46.33 | 51.19 | 46.17
1777 | 37.25 | 26.12 | 10.33 | 38.01 | 44.09 | 36.72 | 38.01 | 44.09 | 36.72 | 38.01 | 44.09 | 36.72 | 40 | 46.8 | 37.86 | 40 | 46.8 | 37.86 | 39.29 | 44.26 | 36.72 | 39.29 | 44.26 | 36.72 | 40 | 46.8 | 37.86 | 41.96 | 66.95 | 38.24 | 41.96 | 69.02 | 80.28 | 37.25 | 26.12 | 10.33 | 36.14 | 51.19 | 46.17 | 36.14 | 51.19 | 48.85 | 36.14 | 51.19 | 48.85 | 36.14 | 51.19 | 48.85 | 55.46 | 52.57 | 48.85 | 55.46 | 52.57 | 48.85 | 49.88 | 52.47 | 48.85 | 49.88 | 52.47 | 48.85 | 55.46 | 52.57 | 48.85 | 61.84 | 82.03 | 49.35 | 61.84 | 87.63 | 103.58 | 36.14 | 51.19 | 46.17
1778 | 18.29 | 26.12 | 0 | 29.28 | 44.09 | 36.66 | 29.28 | 44.09 | 36.66 | 29.28 | 44.09 | 36.66 | 39.94 | 46.74 | 37.28 | 39.94 | 46.74 | 37.28 | 39.23 | 44.2 | 36.66 | 39.23 | 44.2 | 36.66 | 39.94 | 46.74 | 37.28 | 41.18 | 66.95 | 38.24 | 41.18 | 68.33 | 80.28 | 18.29 | 26.12 | 0 | 36.14 | 49.65 | 46.17 | 36.14 | 49.65 | 48.8 | 36.14 | 49.65 | 48.8 | 36.14 | 49.65 | 48.8 | 55.4 | 52.51 | 48.8 | 55.4 | 52.51 | 48.8 | 49.82 | 52.41 | 48.8 | 49.82 | 52.41 | 48.8 | 55.4 | 52.51 | 48.8 | 61.33 | 68.2 | 49.29 | 61.33 | 89.45 | 103.46 | 36.14 | 49.65 | 46.17
1779 | 18.29 | 26.12 | 0 | 36.59 | 44.24 | 36.71 | 36.59 | 44.24 | 36.71 | 36.59 | 44.24 | 36.71 | 39.98 | 46.79 | 36.71 | 39.98 | 46.79 | 36.71 | 39.28 | 44.24 | 36.71 | 39.28 | 44.24 | 36.71 | 39.98 | 46.79 | 36.71 | 41.18 | 59.08 | 37.36 | 41.18 | 60.31 | 78.43 | 18.29 | 26.12 | 0 | 36.14 | 50.95 | 46.17 | 36.14 | 50.95 | 48.81 | 36.14 | 50.95 | 48.81 | 36.14 | 50.95 | 48.81 | 55.45 | 52.56 | 48.84 | 55.45 | 52.56 | 48.84 | 49.87 | 52.45 | 48.84 | 49.87 | 52.45 | 48.84 | 55.45 | 52.56 | 48.84 | 60.72 | 68.2 | 49.31 | 60.72 | 87.01 | 103.5 | 36.14 | 50.95 | 46.17
1780 | 38.27 | 26.12 | 10.33 | 39.05 | 44.38 | 36.84 | 39.05 | 44.38 | 36.84 | 39.05 | 44.38 | 36.84 | 40.12 | 46.93 | 36.85 | 40.12 | 46.93 | 36.85 | 39.41 | 44.38 | 36.84 | 39.41 | 44.38 | 36.84 | 40.12 | 46.93 | 36.85 | 41.18 | 58.49 | 37.36 | 41.18 | 60.31 | 71.57 | 38.27 | 26.12 | 10.33 | 47.93 | 51.19 | 46.17 | 48.42 | 52.14 | 48.49 | 48.42 | 52.14 | 48.49 | 48.42 | 52.14 | 48.49 | 55.58 | 52.7 | 48.98 | 55.58 | 52.7 | 48.98 | 50 | 52.59 | 48.98 | 50 | 52.59 | 48.98 | 55.58 | 52.7 | 48.98 | 60.72 | 68.2 | 48.98 | 60.72 | 84.86 | 101.25 | 47.93 | 51.19 | 46.17
1781 | 39.67 | 29.3 | 27.65 | 39.67 | 44.64 | 37.1 | 39.67 | 44.64 | 37.28 | 39.67 | 44.64 | 37.28 | 40.38 | 47.18 | 37.28 | 40.38 | 47.18 | 37.28 | 39.67 | 44.64 | 37.1 | 39.67 | 44.64 | 37.1 | 40.38 | 47.18 | 37.28 | 41.18 | 58.49 | 38.24 | 41.96 | 60.32 | 80.28 | 39.67 | 29.3 | 27.65 | 50.26 | 51.26 | 46.17 | 50.26 | 52.85 | 49.24 | 50.26 | 52.85 | 49.24 | 50.26 | 52.85 | 49.24 | 55.84 | 52.95 | 49.24 | 55.84 | 52.95 | 49.24 | 50.26 | 52.85 | 49.24 | 50.26 | 52.85 | 49.24 | 55.84 | 52.95 | 49.24 | 61.84 | 78.58 | 49.33 | 61.84 | 89.44 | 103.54 | 50.26 | 51.26 | 46.17
1782 | 39.98 | 43.31 | 28.21 | 39.98 | 44.95 | 37.42 | 39.98 | 44.95 | 40.6 | 39.98 | 44.95 | 40.6 | 40.69 | 47.5 | 40.6 | 40.69 | 47.5 | 40.6 | 39.98 | 44.95 | 37.42 | 39.98 | 44.95 | 37.42 | 40.69 | 47.5 | 40.6 | 54.18 | 75.96 | 41.01 | 55.28 | 78.31 | 81.14 | 39.98 | 43.31 | 28.21 | 50.57 | 52.1 | 46.17 | 50.57 | 53.16 | 49.55 | 50.57 | 53.16 | 49.55 | 50.57 | 53.16 | 49.55 | 56.15 | 53.27 | 49.55 | 56.15 | 53.27 | 49.55 | 50.57 | 53.16 | 49.55 | 50.57 | 53.16 | 49.55 | 56.15 | 53.27 | 49.55 | 78.62 | 78.58 | 49.78 | 80.22 | 103.95 | 108.9 | 50.57 | 52.1 | 46.17
1783 | 40.91 | 45.88 | 31.43 | 40.91 | 45.88 | 38.34 | 41.62 | 45.88 | 57.53 | 41.62 | 45.88 | 57.53 | 41.62 | 48.43 | 57.53 | 41.62 | 48.43 | 57.53 | 40.91 | 45.88 | 38.34 | 40.91 | 45.88 | 38.34 | 41.62 | 48.43 | 57.53 | 56.7 | 76.75 | 58.11 | 57.85 | 78.32 | 80.32 | 40.91 | 45.88 | 31.43 | 51.5 | 54.09 | 46.17 | 51.5 | 54.09 | 50.48 | 51.5 | 54.09 | 50.48 | 51.5 | 54.09 | 50.48 | 57.08 | 55.37 | 50.48 | 57.08 | 55.37 | 50.48 | 51.5 | 54.09 | 50.48 | 51.5 | 54.09 | 50.48 | 57.08 | 55.37 | 50.48 | 83.56 | 101.85 | 50.99 | 85.26 | 106.06 | 108.9 | 51.5 | 54.09 | 46.17
1784 | 41.32 | 46.28 | 33.06 | 41.32 | 46.28 | 38.75 | 42.02 | 46.28 | 57.53 | 42.02 | 46.28 | 57.53 | 42.02 | 48.84 | 57.53 | 42.02 | 48.84 | 57.53 | 41.32 | 46.28 | 38.75 | 41.32 | 46.28 | 38.75 | 42.02 | 48.84 | 57.53 | 57.85 | 75.53 | 58.11 | 57.85 | 77.07 | 64.65 | 41.32 | 46.28 | 33.06 | 51.91 | 54.49 | 50.88 | 51.91 | 54.49 | 50.88 | 57.49 | 54.49 | 50.88 | 57.49 | 54.49 | 50.88 | 57.49 | 55.77 | 50.88 | 57.49 | 55.77 | 50.88 | 51.91 | 54.49 | 50.88 | 51.91 | 54.49 | 50.88 | 57.49 | 55.77 | 50.88 | 85.26 | 93.15 | 57.62 | 85.26 | 95.04 | 85.03 | 51.91 | 54.49 | 46.17
1785 | 40.9 | 45.86 | 10.33 | 40.9 | 45.86 | 38.33 | 41.6 | 45.86 | 54.68 | 41.6 | 45.86 | 54.68 | 41.6 | 48.42 | 54.68 | 41.6 | 48.42 | 54.68 | 40.9 | 45.86 | 38.33 | 40.9 | 45.86 | 38.33 | 41.6 | 48.42 | 54.68 | 57.27 | 60.53 | 56.42 | 57.27 | 60.53 | 57.57 | 40.9 | 45.86 | 10.33 | 51.49 | 54.08 | 50.46 | 51.49 | 54.08 | 50.46 | 52.53 | 54.08 | 50.46 | 52.53 | 54.08 | 50.46 | 57.07 | 54.9 | 50.46 | 57.07 | 54.9 | 50.46 | 51.49 | 54.08 | 50.46 | 51.49 | 54.08 | 50.46 | 57.07 | 54.9 | 50.46 | 81.52 | 81.31 | 50.97 | 81.52 | 81.31 | 52.55 | 51.49 | 54.08 | 46.17
1786 | 40.46 | 45.42 | 0 | 40.46 | 45.42 | 37.89 | 41.16 | 45.42 | 37.89 | 41.16 | 45.42 | 37.89 | 41.16 | 47.97 | 37.89 | 41.16 | 47.97 | 37.89 | 40.46 | 45.42 | 37.89 | 40.46 | 45.42 | 37.89 | 41.16 | 47.97 | 37.89 | 55.64 | 57.71 | 37.51 | 55.09 | 57.37 | 38.27 | 40.46 | 45.42 | 0 | 51.05 | 53.63 | 46.85 | 51.05 | 53.63 | 46.85 | 51.05 | 53.63 | 46.85 | 51.05 | 53.63 | 46.85 | 56.63 | 53.74 | 50.02 | 56.63 | 53.74 | 50.02 | 51.05 | 53.63 | 50.02 | 51.05 | 53.63 | 50.02 | 56.63 | 53.74 | 50.02 | 75.14 | 74.99 | 48.61 | 75.14 | 74.24 | 48.61 | 51.05 | 53.63 | 46.17
1787 | 40.19 | 44.26 | 0 | 40.19 | 45.16 | 36.96 | 40.9 | 45.16 | 36.96 | 40.9 | 45.16 | 36.96 | 40.9 | 47.7 | 37.62 | 40.9 | 47.7 | 37.62 | 40.19 | 45.16 | 37.62 | 40.19 | 45.16 | 37.62 | 40.9 | 47.7 | 37.62 | 52.41 | 58.33 | 37.24 | 51.37 | 57.16 | 37.33 | 40.19 | 44.26 | 0 | 50.78 | 53.37 | 46.17 | 50.78 | 53.37 | 46.68 | 50.78 | 53.37 | 46.68 | 50.78 | 53.37 | 46.68 | 56.36 | 53.47 | 49.75 | 56.36 | 53.47 | 49.75 | 50.78 | 53.37 | 49.75 | 50.78 | 53.37 | 49.75 | 56.36 | 53.47 | 49.75 | 73.12 | 61.18 | 48.61 | 71.67 | 59.96 | 47.64 | 50.78 | 53.37 | 46.17
1788 | 39.96 | 41.43 | 0 | 39.96 | 44.93 | 36.96 | 40.67 | 44.93 | 36.96 | 40.67 | 44.93 | 36.96 | 40.67 | 47.48 | 37.39 | 40.67 | 47.48 | 37.39 | 39.96 | 44.93 | 37.39 | 39.96 | 44.93 | 37.39 | 40.67 | 47.48 | 37.39 | 45.38 | 57.16 | 37.02 | 44.48 | 56.02 | 37.02 | 39.96 | 41.43 | 0 | 50.55 | 53.14 | 46.17 | 50.55 | 53.14 | 46.68 | 50.55 | 53.14 | 46.68 | 50.55 | 53.14 | 46.68 | 56.13 | 53.25 | 49.53 | 56.13 | 53.25 | 49.53 | 50.55 | 53.14 | 49.53 | 50.55 | 53.14 | 49.53 | 56.13 | 53.25 | 49.53 | 63.09 | 61.18 | 48.61 | 61.84 | 59.96 | 47.64 | 50.55 | 53.14 | 46.17
1789 | 39.75 | 41.23 | 0 | 39.75 | 44.71 | 36.96 | 40.42 | 44.71 | 36.96 | 40.42 | 44.71 | 36.96 | 40.45 | 47.26 | 37.18 | 40.45 | 47.26 | 37.18 | 39.75 | 44.72 | 37.18 | 39.75 | 44.71 | 37.18 | 40.45 | 47.26 | 37.18 | 42.95 | 57.16 | 36.59 | 42.09 | 56.02 | 36.59 | 39.75 | 41.23 | 0 | 50.34 | 52.93 | 46.17 | 50.34 | 52.93 | 46.68 | 50.34 | 52.93 | 46.68 | 50.34 | 52.93 | 46.68 | 55.92 | 53.03 | 49.31 | 55.92 | 53.03 | 49.31 | 50.34 | 52.93 | 49.31 | 50.34 | 52.93 | 49.31 | 55.92 | 53.03 | 49.31 | 63.09 | 61.18 | 47.64 | 61.84 | 58.17 | 47.15 | 50.34 | 52.93 | 46.17
1790 | 39.62 | 26.12 | 0 | 39.63 | 44.59 | 37.06 | 39.63 | 44.59 | 37.06 | 39.63 | 44.59 | 37.06 | 40.33 | 47.14 | 37.06 | 40.33 | 47.14 | 37.06 | 39.63 | 44.59 | 37.06 | 39.63 | 44.59 | 37.06 | 40.33 | 47.14 | 37.06 | 42.95 | 57.16 | 36.69 | 42.09 | 56.02 | 36.69 | 39.62 | 26.12 | 0 | 50.21 | 51.19 | 46.17 | 50.21 | 52.8 | 46.68 | 50.21 | 52.8 | 46.68 | 50.21 | 52.8 | 46.68 | 55.79 | 52.91 | 49.19 | 55.79 | 52.91 | 49.19 | 50.21 | 52.8 | 49.19 | 50.21 | 52.8 | 49.19 | 55.79 | 52.91 | 49.19 | 61.84 | 62.21 | 47.64 | 61.84 | 60.97 | 47.64 | 50.21 | 51.19 | 46.17
1791 | 39.5 | 41.01 | 10.33 | 39.5 | 44.47 | 36.93 | 39.5 | 44.47 | 38.24 | 39.5 | 44.47 | 38.24 | 40.21 | 47.01 | 38.24 | 40.21 | 47.01 | 38.24 | 39.5 | 44.47 | 36.93 | 39.5 | 44.47 | 36.93 | 40.21 | 47.01 | 38.24 | 46.52 | 58.53 | 38.63 | 45.59 | 57.36 | 38.65 | 39.5 | 41.01 | 10.33 | 50.09 | 52.68 | 49.06 | 50.09 | 52.68 | 49.06 | 50.09 | 52.68 | 49.06 | 50.09 | 52.68 | 49.06 | 55.67 | 52.78 | 49.06 | 55.67 | 52.78 | 49.06 | 50.09 | 52.68 | 49.06 | 50.09 | 52.68 | 49.06 | 55.67 | 52.78 | 49.06 | 61.84 | 76.29 | 49.56 | 61.84 | 74.77 | 49.56 | 50.09 | 51.19 | 46.17
1792 | 39.49 | 44.45 | 33.41 | 39.49 | 44.45 | 36.92 | 40.19 | 44.45 | 42.55 | 40.19 | 44.45 | 42.55 | 40.19 | 47 | 42.55 | 40.19 | 47 | 42.55 | 39.49 | 44.45 | 36.92 | 39.49 | 44.45 | 36.92 | 40.19 | 47 | 42.55 | 52.41 | 68.33 | 45.22 | 52.41 | 68.33 | 62.75 | 39.49 | 44.45 | 33.41 | 50.08 | 52.66 | 49.05 | 50.08 | 52.66 | 49.05 | 50.08 | 52.66 | 49.05 | 50.08 | 52.66 | 49.05 | 55.66 | 52.77 | 49.05 | 55.66 | 52.77 | 49.05 | 50.08 | 52.66 | 49.05 | 50.08 | 52.66 | 49.05 | 55.66 | 52.77 | 49.05 | 75.36 | 85.94 | 52.13 | 74.61 | 86.13 | 83.33 | 50.08 | 52.66 | 49.05
1793 | 39.72 | 44.69 | 37.16 | 39.72 | 44.69 | 37.16 | 40.43 | 46.85 | 79.51 | 40.43 | 46.85 | 79.51 | 40.43 | 47.24 | 50.99 | 40.43 | 47.24 | 50.99 | 39.72 | 44.69 | 37.16 | 39.72 | 44.69 | 37.16 | 40.43 | 47.24 | 50.99 | 56.7 | 79.1 | 80.32 | 57.85 | 80.71 | 81.96 | 39.72 | 44.69 | 37.16 | 50.31 | 52.9 | 49.29 | 50.31 | 52.9 | 49.31 | 55.89 | 52.9 | 49.31 | 55.89 | 52.9 | 49.31 | 55.89 | 53.01 | 49.31 | 55.89 | 53.01 | 49.31 | 50.31 | 52.9 | 49.31 | 50.31 | 52.9 | 49.29 | 55.89 | 53.01 | 49.31 | 83.56 | 104.13 | 96.77 | 85.26 | 106.26 | 107.79 | 55.89 | 52.9 | 49.29
1794 | 40.24 | 45.2 | 37.67 | 40.24 | 45.21 | 37.67 | 40.94 | 47.76 | 80.3 | 40.94 | 47.76 | 80.3 | 40.94 | 47.76 | 50.99 | 40.94 | 47.76 | 50.99 | 40.24 | 45.21 | 37.67 | 40.24 | 45.2 | 37.67 | 40.94 | 47.76 | 50.99 | 59.02 | 79.9 | 81.95 | 59.02 | 81.53 | 83.62 | 40.94 | 45.2 | 37.67 | 50.83 | 53.82 | 49.8 | 50.83 | 53.82 | 49.8 | 56.41 | 54.91 | 95.8 | 56.41 | 54.91 | 95.8 | 56.41 | 54.91 | 51.07 | 56.41 | 54.91 | 51.07 | 50.83 | 53.82 | 51.07 | 50.83 | 53.42 | 49.8 | 56.41 | 54.91 | 51.07 | 88.81 | 106.25 | 96.77 | 90.62 | 108.42 | 111.11 | 56.41 | 53.82 | 49.8
1795 | 40.07 | 45.04 | 37.5 | 40.07 | 45.04 | 37.5 | 40.78 | 47.61 | 80.3 | 40.78 | 47.61 | 80.3 | 40.78 | 47.61 | 50.99 | 40.78 | 47.61 | 50.99 | 40.07 | 45.04 | 37.5 | 40.07 | 45.04 | 37.5 | 40.78 | 47.61 | 50.99 | 62.23 | 79.9 | 81.95 | 62.23 | 81.53 | 83.62 | 40.78 | 45.04 | 37.5 | 50.66 | 53.25 | 49.64 | 50.66 | 53.25 | 51.3 | 56.24 | 85.4 | 95.8 | 56.24 | 85.4 | 95.8 | 56.24 | 85.4 | 55.49 | 56.24 | 85.4 | 55.49 | 50.66 | 53.25 | 51.61 | 50.66 | 53.25 | 49.64 | 56.24 | 85.4 | 55.49 | 103.95 | 106.25 | 96.77 | 106.07 | 108.42 | 111.11 | 56.24 | 53.25 | 49.64
1796 | 39.72 | 44.68 | 37.15 | 39.72 | 44.68 | 37.15 | 40.42 | 47.23 | 80.3 | 40.42 | 47.24 | 80.3 | 40.42 | 47.24 | 50.99 | 40.42 | 47.24 | 50.99 | 39.72 | 44.68 | 37.15 | 39.72 | 44.68 | 37.15 | 40.42 | 47.24 | 50.99 | 57.84 | 79.9 | 81.95 | 58.43 | 81.53 | 83.62 | 39.72 | 44.68 | 37.15 | 50.3 | 52.89 | 49.28 | 50.3 | 52.89 | 49.28 | 55.88 | 54.53 | 65.2 | 55.88 | 54.53 | 65.2 | 55.88 | 54.53 | 55.49 | 55.88 | 54.53 | 55.49 | 50.3 | 52.89 | 49.28 | 50.3 | 52.89 | 49.28 | 55.88 | 54.53 | 55.49 | 86.99 | 106.25 | 65.86 | 86.99 | 108.42 | 111.11 | 55.88 | 52.89 | 49.28
1797 | 39.58 | 44.55 | 37.01 | 39.58 | 44.55 | 37.01 | 40.29 | 45.45 | 50.99 | 40.29 | 45.45 | 50.99 | 40.29 | 47.1 | 50.99 | 40.29 | 47.1 | 50.99 | 39.58 | 44.55 | 37.01 | 39.58 | 44.55 | 37.01 | 40.29 | 47.1 | 50.99 | 56.51 | 79.1 | 81.95 | 57.66 | 80.71 | 83.62 | 39.58 | 44.55 | 37.01 | 50.17 | 52.76 | 49.15 | 50.17 | 52.76 | 49.15 | 55.75 | 52.87 | 49.25 | 55.75 | 52.87 | 49.25 | 55.75 | 52.87 | 49.25 | 55.75 | 52.87 | 49.25 | 50.17 | 52.76 | 49.15 | 50.17 | 52.76 | 49.15 | 55.75 | 52.87 | 49.25 | 85.26 | 106.25 | 51.85 | 85.26 | 108.42 | 111.11 | 50.17 | 52.76 | 49.15
1798 | 39.45 | 44.41 | 36.88 | 39.45 | 44.41 | 36.88 | 39.45 | 44.41 | 50.99 | 39.45 | 44.41 | 50.99 | 40.15 | 46.96 | 50.99 | 40.15 | 46.96 | 50.99 | 39.45 | 44.41 | 36.88 | 39.45 | 44.41 | 36.88 | 40.15 | 46.96 | 50.99 | 55.09 | 79.1 | 55.87 | 56.21 | 80.71 | 81.96 | 39.45 | 44.41 | 36.88 | 50.03 | 52.62 | 49.01 | 50.03 | 52.62 | 49.01 | 50.03 | 52.62 | 49.01 | 50.03 | 52.62 | 49.01 | 55.61 | 52.73 | 49.01 | 55.61 | 52.73 | 49.01 | 50.03 | 52.62 | 49.01 | 50.03 | 52.62 | 49.01 | 55.61 | 52.73 | 49.01 | 80.7 | 89.69 | 51.85 | 82.34 | 106.26 | 111.11 | 50.03 | 52.62 | 49.01
1799 | 39.24 | 44.21 | 34.09 | 39.24 | 44.21 | 36.67 | 39.24 | 44.21 | 37.27 | 39.24 | 44.21 | 37.27 | 39.95 | 46.76 | 37.27 | 39.95 | 46.76 | 37.27 | 39.24 | 44.21 | 36.67 | 39.24 | 44.21 | 36.67 | 39.95 | 46.76 | 37.27 | 51.37 | 75.42 | 40.84 | 51.37 | 76.95 | 81.96 | 39.24 | 44.21 | 34.09 | 49.83 | 52.42 | 48.81 | 49.83 | 52.42 | 48.81 | 49.83 | 52.42 | 48.81 | 49.83 | 52.42 | 48.81 | 55.41 | 52.53 | 48.81 | 55.41 | 52.53 | 48.81 | 49.83 | 52.42 | 48.81 | 49.83 | 52.42 | 48.81 | 55.41 | 52.53 | 48.81 | 72.77 | 87 | 51.85 | 74.24 | 106.26 | 111.11 | 49.83 | 52.42 | 48.81
1800 | 39.38 | 43.46 | 31.75 | 39.38 | 44.35 | 36.81 | 39.38 | 44.35 | 36.81 | 39.38 | 44.35 | 36.81 | 40.09 | 46.89 | 36.81 | 40.09 | 46.89 | 36.81 | 39.38 | 44.35 | 36.81 | 39.38 | 44.35 | 36.81 | 40.09 | 46.89 | 36.81 | 47.36 | 68.33 | 39.44 | 47.36 | 69.72 | 81.96 | 39.38 | 43.46 | 31.75 | 49.97 | 52.56 | 48.95 | 49.97 | 52.56 | 48.95 | 49.97 | 52.56 | 48.95 | 49.97 | 52.56 | 48.95 | 55.55 | 52.66 | 48.95 | 55.55 | 52.66 | 48.95 | 49.97 | 52.56 | 48.95 | 49.97 | 52.56 | 48.95 | 55.55 | 52.66 | 48.95 | 72.04 | 81.72 | 50 | 73.5 | 106.06 | 107.79 | 49.97 | 52.56 | 48.95
1801 | 39.22 | 43.31 | 31.43 | 39.22 | 44.19 | 36.66 | 39.22 | 44.19 | 36.66 | 39.22 | 44.19 | 36.66 | 39.93 | 46.74 | 36.66 | 39.93 | 46.74 | 36.66 | 39.22 | 44.19 | 36.66 | 39.22 | 44.19 | 36.66 | 39.93 | 46.74 | 36.66 | 45.91 | 66.97 | 39.44 | 45.91 | 68.34 | 80.28 | 39.22 | 43.31 | 31.43 | 49.81 | 52.4 | 48.79 | 49.81 | 52.4 | 48.79 | 49.81 | 52.4 | 48.79 | 49.81 | 52.4 | 48.79 | 55.39 | 52.51 | 48.79 | 55.39 | 52.51 | 48.79 | 49.81 | 52.4 | 48.79 | 49.81 | 52.4 | 48.79 | 55.39 | 52.51 | 48.79 | 70.6 | 75.76 | 49.78 | 70.6 | 100.84 | 107.79 | 49.81 | 51.72 | 48.79
1802 | 39.1 | 44.04 | 33.06 | 39.1 | 44.07 | 36.53 | 39.1 | 44.07 | 36.53 | 39.1 | 44.07 | 36.53 | 39.81 | 46.61 | 36.53 | 39.81 | 46.61 | 36.53 | 39.1 | 44.07 | 36.53 | 39.1 | 44.07 | 36.53 | 39.81 | 46.61 | 36.53 | 41.43 | 66.97 | 38.25 | 41.43 | 68.34 | 80.28 | 39.1 | 44.04 | 33.06 | 49.69 | 52.28 | 48.66 | 49.69 | 52.28 | 48.66 | 49.69 | 52.28 | 48.66 | 49.69 | 52.28 | 48.66 | 55.27 | 52.38 | 48.66 | 55.27 | 52.38 | 48.66 | 49.69 | 52.28 | 48.66 | 49.69 | 52.28 | 48.66 | 55.27 | 52.38 | 48.66 | 69.2 | 75.76 | 49.78 | 69.2 | 100.84 | 107.79 | 49.69 | 52.28 | 48.66
1803 | 39.06 | 44.03 | 34.09 | 39.06 | 44.03 | 36.49 | 39.06 | 44.03 | 36.49 | 39.06 | 44.03 | 36.49 | 39.77 | 46.58 | 36.49 | 39.77 | 46.58 | 36.49 | 39.06 | 44.03 | 36.49 | 39.06 | 44.03 | 36.49 | 39.77 | 46.58 | 36.49 | 40.68 | 61.82 | 38.25 | 40.68 | 63.58 | 80.28 | 39.06 | 44.03 | 34.09 | 49.65 | 52.24 | 48.63 | 49.65 | 52.24 | 48.63 | 49.65 | 52.24 | 48.63 | 49.65 | 52.24 | 48.63 | 55.23 | 52.35 | 48.63 | 55.23 | 52.35 | 48.63 | 49.65 | 52.24 | 48.63 | 49.65 | 52.24 | 48.63 | 55.23 | 52.35 | 48.63 | 58.76 | 75.76 | 49.78 | 58.76 | 95.56 | 107.79 | 49.65 | 52.24 | 48.63
1804 | 39.11 | 44.08 | 33.06 | 39.11 | 44.08 | 36.55 | 39.11 | 44.08 | 36.55 | 39.11 | 44.08 | 36.55 | 39.82 | 46.63 | 36.55 | 39.82 | 46.63 | 36.55 | 39.11 | 44.08 | 36.55 | 39.11 | 44.08 | 36.55 | 39.82 | 46.63 | 36.55 | 40.68 | 61.81 | 38.25 | 40.68 | 63.58 | 80.28 | 39.11 | 44.08 | 33.06 | 49.7 | 52.29 | 48.68 | 49.7 | 52.29 | 48.68 | 49.7 | 52.29 | 48.68 | 49.7 | 52.29 | 48.68 | 55.28 | 52.4 | 48.68 | 55.28 | 52.4 | 48.68 | 49.7 | 52.29 | 48.68 | 49.7 | 52.29 | 48.68 | 55.28 | 52.4 | 48.68 | 58.76 | 75.76 | 49.78 | 58.76 | 93.39 | 104.49 | 49.7 | 52.29 | 48.68
1805 | 39.21 | 44.18 | 36.64 | 39.21 | 44.18 | 37.11 | 39.21 | 44.18 | 37.11 | 39.21 | 44.18 | 37.11 | 39.92 | 46.72 | 37.11 | 39.92 | 46.72 | 37.11 | 39.21 | 44.18 | 36.64 | 39.21 | 44.18 | 36.64 | 39.92 | 46.72 | 37.11 | 41.07 | 61.81 | 39.44 | 41.07 | 68.33 | 80.28 | 39.21 | 44.18 | 36.64 | 49.8 | 52.39 | 48.77 | 49.8 | 52.39 | 48.77 | 49.8 | 52.39 | 48.77 | 49.8 | 52.39 | 48.77 | 55.38 | 52.49 | 48.77 | 55.38 | 52.49 | 48.77 | 49.8 | 52.39 | 48.77 | 49.8 | 52.39 | 48.77 | 55.38 | 52.49 | 48.77 | 58.86 | 78.1 | 49.78 | 58.86 | 94.34 | 104.49 | 49.8 | 52.39 | 48.77
1806 | 39.17 | 44.14 | 36.61 | 39.17 | 44.14 | 37.11 | 39.17 | 44.14 | 37.11 | 39.17 | 44.14 | 37.11 | 39.88 | 46.69 | 37.11 | 39.88 | 46.69 | 37.11 | 39.17 | 44.14 | 36.61 | 39.17 | 44.14 | 36.61 | 39.88 | 46.69 | 37.11 | 45.49 | 72.72 | 39.44 | 45.49 | 74.8 | 80.28 | 39.17 | 44.14 | 36.61 | 49.76 | 52.35 | 48.74 | 49.76 | 52.35 | 48.74 | 49.76 | 52.35 | 48.74 | 49.76 | 52.35 | 48.74 | 55.34 | 52.46 | 48.74 | 55.34 | 52.46 | 48.74 | 49.76 | 52.35 | 48.74 | 49.76 | 52.35 | 48.74 | 55.34 | 52.46 | 48.74 | 72.4 | 83.93 | 49.78 | 73.87 | 103.95 | 107.79 | 49.76 | 52.35 | 48.74
1807 | 39.28 | 44.24 | 36.71 | 39.28 | 44.24 | 38.13 | 39.28 | 44.24 | 38.13 | 39.28 | 44.24 | 38.13 | 39.98 | 46.79 | 38.13 | 39.98 | 46.79 | 38.13 | 39.28 | 44.24 | 36.71 | 39.28 | 44.24 | 36.71 | 39.98 | 46.79 | 38.13 | 54.04 | 71.35 | 46.4 | 54.04 | 72.8 | 80.28 | 39.28 | 44.24 | 36.71 | 49.87 | 52.56 | 48.84 | 49.87 | 52.56 | 48.84 | 49.87 | 52.56 | 48.84 | 49.87 | 52.56 | 48.84 | 55.45 | 52.56 | 48.84 | 55.45 | 52.56 | 48.84 | 49.87 | 52.45 | 48.84 | 49.87 | 52.45 | 48.84 | 55.45 | 52.56 | 48.84 | 77.06 | 94.07 | 49.78 | 78.62 | 95.99 | 107.79 | 49.87 | 52.56 | 48.84
1808 | 39.43 | 46.94 | 39.02 | 39.43 | 46.94 | 39.02 | 39.43 | 46.94 | 39.02 | 39.43 | 46.94 | 39.02 | 40.13 | 46.94 | 39.02 | 40.13 | 46.94 | 39.02 | 39.43 | 44.39 | 36.86 | 39.43 | 44.39 | 36.86 | 40.13 | 46.94 | 39.02 | 54.04 | 64.23 | 46.4 | 54.04 | 65.53 | 62.09 | 39.43 | 46.94 | 39.02 | 50.02 | 53.82 | 48.99 | 50.02 | 53.82 | 48.99 | 50.02 | 53.82 | 48.99 | 50.02 | 53.82 | 48.99 | 55.6 | 53.82 | 48.99 | 55.6 | 53.82 | 48.99 | 50.02 | 52.6 | 48.99 | 50.02 | 52.6 | 48.99 | 55.6 | 53.82 | 48.99 | 77.72 | 85.27 | 49.49 | 79.3 | 87.01 | 77.68 | 50.02 | 53.82 | 48.99
1809 | 39.55 | 44.51 | 37.11 | 39.55 | 44.51 | 37.11 | 39.55 | 44.51 | 37.11 | 39.55 | 44.51 | 37.11 | 40.25 | 47.06 | 37.11 | 40.25 | 47.06 | 37.11 | 39.55 | 44.51 | 36.98 | 39.55 | 44.51 | 36.98 | 40.25 | 47.06 | 37.11 | 54.59 | 59.78 | 38.26 | 54.04 | 60.99 | 39.04 | 39.55 | 44.51 | 37.11 | 50.14 | 53.82 | 49.11 | 50.14 | 53.82 | 49.11 | 50.14 | 53.82 | 49.11 | 50.14 | 53.82 | 49.11 | 55.72 | 53.82 | 49.11 | 55.72 | 53.82 | 49.11 | 50.14 | 52.72 | 49.11 | 50.14 | 52.72 | 49.11 | 55.72 | 53.82 | 49.11 | 74.61 | 74.52 | 49.61 | 73.12 | 76.03 | 52.93 | 50.14 | 53.82 | 49.11
1810 | 39.56 | 44.53 | 36.99 | 39.56 | 44.53 | 36.99 | 39.56 | 44.53 | 36.99 | 39.56 | 44.53 | 36.99 | 40.27 | 47.07 | 36.99 | 40.27 | 47.07 | 36.99 | 39.56 | 44.53 | 36.99 | 39.56 | 44.53 | 36.99 | 40.27 | 47.07 | 36.99 | 47.07 | 55.04 | 36.62 | 46.13 | 55.04 | 37.36 | 39.56 | 44.53 | 36.99 | 50.15 | 52.84 | 49.12 | 50.15 | 52.84 | 49.12 | 50.15 | 52.84 | 49.12 | 50.15 | 52.84 | 49.12 | 55.73 | 52.84 | 49.12 | 55.73 | 52.84 | 49.12 | 50.15 | 52.74 | 49.12 | 50.15 | 52.74 | 49.12 | 55.73 | 52.84 | 49.12 | 68.29 | 64.59 | 47.64 | 67.61 | 64.59 | 48.63 | 50.15 | 52.84 | 49.12
1811 | 39.49 | 44.46 | 36.92 | 39.49 | 44.46 | 36.92 | 39.49 | 44.46 | 36.92 | 39.49 | 44.46 | 36.92 | 40.2 | 47 | 36.92 | 40.2 | 47 | 36.92 | 39.49 | 44.46 | 36.92 | 39.49 | 44.46 | 36.92 | 40.2 | 47 | 36.92 | 43.81 | 50.53 | 35.49 | 42.93 | 49.52 | 36.22 | 39.49 | 44.46 | 36.92 | 50.08 | 52.67 | 49.06 | 50.08 | 52.67 | 49.06 | 50.08 | 52.67 | 49.06 | 50.08 | 52.67 | 49.06 | 55.66 | 52.77 | 49.06 | 55.66 | 52.77 | 49.06 | 50.08 | 52.67 | 49.06 | 50.08 | 52.67 | 49.06 | 55.66 | 52.77 | 49.06 | 58.17 | 59.55 | 47.16 | 57.59 | 59.56 | 48.57 | 50.08 | 52.67 | 49.06
1812 | 39.4 | 44.37 | 36.83 | 39.4 | 44.37 | 36.83 | 39.4 | 44.37 | 36.83 | 39.4 | 44.37 | 36.83 | 40.11 | 46.91 | 36.83 | 40.11 | 46.91 | 36.83 | 39.4 | 44.37 | 36.83 | 39.4 | 44.37 | 36.83 | 40.11 | 46.91 | 36.83 | 41.13 | 47.48 | 35.14 | 40.31 | 46.53 | 35.86 | 39.4 | 44.37 | 36.83 | 49.99 | 52.58 | 48.12 | 49.99 | 52.58 | 48.12 | 49.99 | 52.58 | 48.12 | 49.99 | 52.58 | 48.12 | 55.57 | 52.68 | 48.12 | 55.57 | 52.68 | 48.12 | 49.99 | 52.58 | 48.12 | 49.99 | 52.58 | 48.97 | 55.57 | 52.68 | 48.12 | 56.72 | 52.68 | 44.8 | 55.58 | 53.11 | 47.64 | 49.99 | 52.58 | 48.12
1813 | 39.24 | 44.21 | 36.67 | 39.24 | 44.21 | 36.67 | 39.24 | 44.21 | 36.67 | 39.24 | 44.21 | 36.67 | 39.95 | 46.75 | 36.67 | 39.95 | 46.75 | 36.59 | 39.24 | 44.21 | 36.67 | 39.24 | 44.21 | 36.67 | 39.95 | 46.75 | 36.67 | 40.36 | 46.28 | 35.14 | 39.64 | 45.75 | 35.86 | 39.24 | 44.21 | 36.67 | 49.83 | 52.42 | 47.59 | 49.83 | 52.42 | 47.59 | 49.83 | 52.42 | 47.59 | 49.83 | 52.42 | 47.59 | 55.41 | 52.52 | 47.59 | 55.41 | 52.52 | 47.59 | 49.83 | 52.42 | 47.59 | 49.83 | 52.42 | 48.8 | 55.41 | 52.52 | 47.59 | 56.72 | 52 | 44.8 | 55.58 | 52.95 | 47.64 | 49.83 | 52.42 | 47.59
1814 | 39.14 | 44.11 | 36.57 | 39.14 | 44.11 | 36.57 | 39.14 | 44.11 | 36.57 | 39.14 | 44.11 | 36.57 | 39.85 | 46.65 | 36.57 | 39.85 | 46.65 | 36.57 | 39.14 | 44.11 | 36.57 | 39.14 | 44.11 | 36.57 | 39.85 | 46.65 | 36.57 | 40.25 | 46.18 | 34.42 | 39.54 | 45.54 | 36.21 | 39.14 | 44.11 | 36.57 | 49.73 | 52.32 | 47.16 | 49.73 | 52.32 | 47.16 | 49.73 | 52.32 | 47.16 | 49.73 | 52.32 | 47.16 | 55.31 | 52.42 | 47.16 | 55.31 | 52.42 | 47.16 | 49.73 | 52.32 | 47.16 | 49.73 | 52.32 | 48.71 | 55.31 | 52.42 | 47.16 | 54.76 | 51.9 | 44.38 | 53.66 | 52.95 | 47.64 | 49.73 | 52.32 | 47.16
1815 | 39.12 | 44.09 | 36.55 | 39.12 | 44.09 | 36.55 | 39.12 | 44.09 | 36.55 | 39.12 | 44.09 | 36.55 | 39.83 | 46.62 | 36.55 | 39.83 | 46.62 | 36.55 | 39.12 | 44.09 | 36.55 | 39.12 | 44.09 | 36.55 | 39.83 | 46.62 | 36.55 | 40.23 | 45.54 | 34.42 | 39.51 | 46.47 | 36.19 | 39.12 | 44.09 | 36.55 | 49.71 | 52.3 | 48.37 | 49.71 | 52.3 | 48.37 | 49.71 | 52.3 | 48.37 | 49.71 | 52.3 | 48.37 | 55.29 | 52.4 | 48.37 | 55.29 | 52.4 | 47.16 | 49.71 | 52.3 | 48.37 | 49.71 | 52.3 | 48.69 | 55.29 | 52.4 | 48.37 | 54.76 | 51.77 | 44.38 | 54.76 | 54.73 | 48.61 | 49.71 | 52.3 | 48.37
1816 | 39.21 | 44.18 | 36.64 | 39.21 | 44.18 | 36.64 | 39.21 | 44.18 | 36.64 | 39.21 | 44.18 | 36.64 | 39.92 | 46.72 | 36.64 | 39.92 | 46.72 | 36.64 | 39.21 | 44.18 | 36.64 | 39.21 | 44.18 | 36.64 | 39.92 | 46.72 | 36.64 | 40.32 | 46.26 | 34.43 | 39.61 | 48.71 | 36.28 | 39.21 | 44.18 | 36.64 | 49.8 | 52.39 | 48.78 | 49.8 | 52.39 | 48.78 | 49.8 | 52.39 | 48.78 | 49.8 | 52.39 | 48.78 | 55.38 | 52.49 | 48.78 | 55.38 | 52.49 | 48.57 | 49.8 | 52.39 | 48.78 | 49.8 | 52.39 | 48.78 | 55.38 | 52.49 | 48.78 | 55.94 | 52.92 | 44.38 | 56.72 | 63.93 | 49.27 | 49.8 | 52.39 | 48.78
1817 | 39.56 | 47.07 | 39.02 | 39.56 | 47.07 | 39.02 | 39.56 | 47.07 | 39.02 | 39.56 | 47.07 | 39.02 | 40.27 | 47.07 | 37.11 | 40.27 | 47.07 | 37.11 | 39.56 | 44.53 | 36.99 | 39.56 | 44.53 | 36.99 | 40.27 | 47.07 | 37.11 | 46.94 | 47.55 | 36.74 | 47.9 | 67.85 | 47.33 | 39.56 | 47.07 | 39.02 | 50.15 | 52.85 | 51.1 | 50.15 | 52.85 | 51.1 | 50.15 | 52.85 | 51.1 | 50.15 | 52.85 | 51.1 | 55.73 | 52.85 | 49.13 | 55.73 | 52.85 | 49.13 | 50.15 | 52.74 | 49.13 | 50.15 | 52.74 | 49.13 | 55.73 | 52.85 | 49.13 | 65.89 | 53.38 | 47.16 | 65.89 | 87.88 | 66.81 | 50.15 | 52.85 | 51.1
1818 | 40.08 | 47.6 | 39.02 | 40.08 | 47.6 | 39.68 | 40.79 | 47.6 | 42.17 | 40.79 | 47.6 | 42.17 | 40.79 | 47.6 | 38.94 | 40.79 | 47.6 | 38.94 | 40.08 | 45.05 | 37.52 | 40.08 | 45.05 | 37.52 | 40.79 | 47.6 | 38.94 | 53.98 | 48.08 | 38.55 | 54.54 | 71.35 | 47.8 | 40.79 | 47.6 | 39.68 | 50.67 | 53.82 | 51.3 | 50.67 | 53.82 | 51.3 | 56.25 | 53.82 | 51.3 | 56.25 | 53.82 | 51.3 | 56.25 | 53.82 | 49.65 | 56.25 | 53.82 | 49.65 | 50.67 | 53.26 | 49.65 | 50.67 | 53.26 | 49.65 | 56.25 | 53.82 | 49.65 | 75.88 | 54.36 | 48.78 | 77.42 | 92.45 | 89.95 | 56.25 | 53.82 | 51.3
1819 | 39.96 | 44.93 | 37.39 | 39.96 | 47.47 | 39.02 | 39.96 | 47.47 | 39.46 | 39.96 | 47.47 | 39.46 | 40.67 | 47.47 | 39.46 | 40.67 | 47.47 | 39.46 | 39.96 | 47.47 | 37.39 | 39.96 | 44.93 | 37.39 | 40.67 | 47.47 | 39.46 | 54.7 | 47.95 | 39.07 | 55.27 | 71.35 | 49.28 | 39.96 | 44.93 | 37.39 | 50.55 | 53.24 | 51.3 | 50.55 | 53.24 | 51.3 | 50.55 | 53.24 | 51.3 | 50.55 | 53.24 | 51.3 | 56.13 | 53.24 | 49.53 | 56.13 | 53.24 | 49.53 | 50.55 | 53.24 | 49.53 | 50.55 | 53.14 | 49.53 | 56.13 | 53.24 | 49.53 | 78.31 | 53.78 | 49.03 | 79.9 | 92.45 | 89.95 | 50.55 | 53.24 | 51.3
1820 | 39.6 | 44.56 | 37.03 | 39.6 | 44.56 | 38.63 | 39.6 | 44.56 | 38.63 | 39.6 | 44.56 | 38.63 | 40.3 | 47.11 | 38.63 | 40.3 | 47.11 | 38.63 | 39.6 | 44.56 | 37.03 | 39.6 | 44.56 | 37.03 | 40.3 | 47.11 | 38.63 | 53.98 | 47.58 | 38.24 | 54.54 | 71.34 | 47.8 | 39.6 | 44.56 | 37.03 | 50.19 | 52.77 | 49.16 | 50.19 | 52.77 | 49.16 | 50.19 | 52.77 | 49.16 | 50.19 | 52.77 | 49.16 | 55.76 | 52.88 | 49.16 | 55.76 | 52.88 | 49.16 | 50.19 | 52.77 | 49.16 | 50.19 | 52.77 | 49.16 | 55.76 | 52.88 | 49.16 | 76.64 | 53.31 | 48.67 | 77.42 | 92.45 | 89.95 | 50.19 | 52.77 | 49.16
1821 | 39.52 | 44.49 | 36.95 | 39.52 | 44.49 | 37.11 | 39.52 | 44.49 | 37.11 | 39.52 | 44.49 | 37.11 | 40.23 | 47.03 | 37.11 | 40.23 | 47.03 | 37.11 | 39.52 | 44.49 | 37.11 | 39.52 | 44.49 | 36.95 | 40.23 | 47.03 | 37.11 | 50.84 | 47.51 | 36.74 | 51.36 | 69.23 | 40.24 | 39.52 | 44.49 | 36.95 | 50.11 | 52.7 | 49.08 | 50.11 | 52.7 | 49.08 | 50.11 | 52.7 | 49.08 | 50.11 | 52.7 | 49.08 | 55.69 | 52.8 | 49.08 | 55.69 | 52.8 | 49.08 | 50.11 | 52.7 | 49.08 | 50.11 | 52.7 | 49.08 | 55.69 | 52.8 | 49.08 | 72.18 | 53.23 | 48.59 | 72.18 | 87.88 | 89.95 | 50.11 | 52.7 | 49.08
1822 | 39.41 | 44.38 | 36.84 | 39.41 | 44.38 | 37.11 | 39.41 | 44.38 | 37.11 | 39.41 | 44.38 | 37.11 | 40.12 | 46.92 | 37.11 | 40.12 | 46.92 | 37.11 | 39.41 | 44.38 | 36.84 | 39.41 | 44.38 | 36.84 | 40.12 | 46.92 | 37.11 | 45.9 | 47.4 | 36.74 | 46.37 | 68.53 | 39.84 | 39.41 | 44.38 | 36.84 | 50 | 52.59 | 48.98 | 50 | 52.59 | 48.98 | 50 | 52.59 | 48.98 | 50 | 52.59 | 48.98 | 55.58 | 52.69 | 48.98 | 55.58 | 52.69 | 48.98 | 50 | 52.59 | 48.98 | 50 | 52.59 | 48.98 | 55.58 | 52.69 | 48.98 | 67.14 | 53.12 | 47.32 | 67.14 | 87.88 | 89.95 | 50 | 52.59 | 48.98
1823 | 39.26 | 44.23 | 36.69 | 39.26 | 44.23 | 37.11 | 39.26 | 44.23 | 37.11 | 39.26 | 44.23 | 37.11 | 39.97 | 46.77 | 37.11 | 39.97 | 46.77 | 37.11 | 39.26 | 44.23 | 36.69 | 39.26 | 44.23 | 36.69 | 39.97 | 46.77 | 37.11 | 44.05 | 47.25 | 36.74 | 44.5 | 67.84 | 39.44 | 39.26 | 44.23 | 36.69 | 49.85 | 52.44 | 48.83 | 49.85 | 52.44 | 48.83 | 49.85 | 52.44 | 48.83 | 49.85 | 52.44 | 48.83 | 55.43 | 52.55 | 48.83 | 55.43 | 52.55 | 48.83 | 49.85 | 52.44 | 48.83 | 49.85 | 52.44 | 48.83 | 55.43 | 52.55 | 48.83 | 62.55 | 52.97 | 47.16 | 63.83 | 87.88 | 55.67 | 49.85 | 52.44 | 48.83
1824 | 39.3 | 44.27 | 36.73 | 39.3 | 44.27 | 36.74 | 39.3 | 44.27 | 36.74 | 39.3 | 44.27 | 36.74 | 40.01 | 46.82 | 36.74 | 40.01 | 46.82 | 36.74 | 39.3 | 44.27 | 36.73 | 39.3 | 44.27 | 36.73 | 40.01 | 46.82 | 36.74 | 40.42 | 46.35 | 36.37 | 40.84 | 59.18 | 39.04 | 39.3 | 44.27 | 36.73 | 49.89 | 52.48 | 48.87 | 49.89 | 52.48 | 48.87 | 49.89 | 52.48 | 48.87 | 49.89 | 52.48 | 48.87 | 55.47 | 52.59 | 48.87 | 55.47 | 52.59 | 48.87 | 49.89 | 52.48 | 48.87 | 49.89 | 52.48 | 48.87 | 55.47 | 52.59 | 48.87 | 61.91 | 52.95 | 44.8 | 63.17 | 80.07 | 55.67 | 49.89 | 52.48 | 48.87
1825 | 39.08 | 44.05 | 36.51 | 39.08 | 44.05 | 36.51 | 39.08 | 44.05 | 36.51 | 39.08 | 44.05 | 36.51 | 39.79 | 46.59 | 36.51 | 39.79 | 46.59 | 36.51 | 39.08 | 44.05 | 36.51 | 39.08 | 44.05 | 36.51 | 39.79 | 46.59 | 36.51 | 39.86 | 46.12 | 36.15 | 39.47 | 52.96 | 38.65 | 39.08 | 44.05 | 36.51 | 49.67 | 52.26 | 48.64 | 49.67 | 52.26 | 48.64 | 49.67 | 52.26 | 48.64 | 49.67 | 52.26 | 48.64 | 55.25 | 52.36 | 48.64 | 55.25 | 52.36 | 48.64 | 49.67 | 52.26 | 48.64 | 49.67 | 52.26 | 48.64 | 55.25 | 52.36 | 48.64 | 58.27 | 51.84 | 44.8 | 59.46 | 78.1 | 55.67 | 49.67 | 52.26 | 48.64
1826 | 38.96 | 43.93 | 36.39 | 38.96 | 43.93 | 36.39 | 38.96 | 43.93 | 36.39 | 38.96 | 43.93 | 36.39 | 39.67 | 46.47 | 36.39 | 39.67 | 46.47 | 36.39 | 38.96 | 43.93 | 36.39 | 38.96 | 43.93 | 36.39 | 39.67 | 46.47 | 36.39 | 39.35 | 46.01 | 36.03 | 39.66 | 48.4 | 38.65 | 38.96 | 43.93 | 36.39 | 49.55 | 52.14 | 48.53 | 49.55 | 52.14 | 48.53 | 49.55 | 52.14 | 48.53 | 49.55 | 52.14 | 48.53 | 55.13 | 52.24 | 48.53 | 55.13 | 52.24 | 48.53 | 49.55 | 52.14 | 48.53 | 49.55 | 52.14 | 48.53 | 55.13 | 52.24 | 48.53 | 55.69 | 51.72 | 44.8 | 56.82 | 76.03 | 55.12 | 49.55 | 52.14 | 48.53
1827 | 38.91 | 43.88 | 36.34 | 38.91 | 43.88 | 36.34 | 38.91 | 43.88 | 36.34 | 38.91 | 43.88 | 36.34 | 39.62 | 46.28 | 36.34 | 39.62 | 46.28 | 36.34 | 38.91 | 43.88 | 36.34 | 38.91 | 43.88 | 36.34 | 39.62 | 46.28 | 36.34 | 39.3 | 44.32 | 34.42 | 39.66 | 45.93 | 37.09 | 38.91 | 43.88 | 36.34 | 49.5 | 52.09 | 48.48 | 49.5 | 52.09 | 48.48 | 49.5 | 52.09 | 48.48 | 49.5 | 52.09 | 48.48 | 55.08 | 52.2 | 48.48 | 55.08 | 52.2 | 48.48 | 49.5 | 52.09 | 48.48 | 49.5 | 52.09 | 48.48 | 55.08 | 52.2 | 48.48 | 55.64 | 51.67 | 44.8 | 56.66 | 56.69 | 53.38 | 49.5 | 52.09 | 48.48
1828 | 38.96 | 43.92 | 36.39 | 38.96 | 43.92 | 36.39 | 38.96 | 43.92 | 36.39 | 38.96 | 43.92 | 36.39 | 39.66 | 45.58 | 36.39 | 39.66 | 45.58 | 36.39 | 38.96 | 43.92 | 36.39 | 38.96 | 43.92 | 36.39 | 39.66 | 45.58 | 36.39 | 39.66 | 44.21 | 34.42 | 39.66 | 45.11 | 36.76 | 38.96 | 43.92 | 36.39 | 49.55 | 52.13 | 48.52 | 49.55 | 52.13 | 48.52 | 49.55 | 52.13 | 48.52 | 49.55 | 52.13 | 48.52 | 55.13 | 52.24 | 48.52 | 55.13 | 52.24 | 48.52 | 49.55 | 52.13 | 48.52 | 49.55 | 52.13 | 48.52 | 55.13 | 52.24 | 48.52 | 56.08 | 51.81 | 44.8 | 56.66 | 56.18 | 52.07 | 49.55 | 52.13 | 48.52
1829 | 39.05 | 44.01 | 36.48 | 39.05 | 44.01 | 36.48 | 39.05 | 44.01 | 36.48 | 39.05 | 44.01 | 36.48 | 39.75 | 45.58 | 36.48 | 39.75 | 45.58 | 36.48 | 39.05 | 44.01 | 36.48 | 39.05 | 44.01 | 36.48 | 39.75 | 45.58 | 36.48 | 39.66 | 44.21 | 34.42 | 39.66 | 45.11 | 36.85 | 39.05 | 44.01 | 36.48 | 49.64 | 52.22 | 48.61 | 49.64 | 52.22 | 48.61 | 49.64 | 52.22 | 48.61 | 49.64 | 52.22 | 48.61 | 55.21 | 52.33 | 48.61 | 55.21 | 52.33 | 48.61 | 49.64 | 52.22 | 48.61 | 49.64 | 52.22 | 48.61 | 55.21 | 52.33 | 48.61 | 56.08 | 51.81 | 44.8 | 56.66 | 56.18 | 50.51 | 49.64 | 52.22 | 48.61
1830 | 38.9 | 43.86 | 36.33 | 38.9 | 43.86 | 36.33 | 38.9 | 43.86 | 36.33 | 38.9 | 43.86 | 36.33 | 39.6 | 46.25 | 36.33 | 39.6 | 46.25 | 36.33 | 38.9 | 43.86 | 36.33 | 38.9 | 43.86 | 36.33 | 39.6 | 46.25 | 36.33 | 39.66 | 44.31 | 34.42 | 39.66 | 45.21 | 36.7 | 38.9 | 43.86 | 36.33 | 49.49 | 52.07 | 48.46 | 49.49 | 52.07 | 48.46 | 49.49 | 52.07 | 48.46 | 49.49 | 52.07 | 48.46 | 55.07 | 52.18 | 48.46 | 55.07 | 52.18 | 48.46 | 49.49 | 52.07 | 48.46 | 49.49 | 52.07 | 48.46 | 55.07 | 52.18 | 48.46 | 56.08 | 51.81 | 44.8 | 56.66 | 55.06 | 48.95 | 49.49 | 52.07 | 48.46
1831 | 38.83 | 43.79 | 36.26 | 38.83 | 43.79 | 36.26 | 38.83 | 43.79 | 36.26 | 38.83 | 43.79 | 36.26 | 39.53 | 46.19 | 36.26 | 39.53 | 46.19 | 36.26 | 38.83 | 43.79 | 36.26 | 38.83 | 43.79 | 36.26 | 39.53 | 46.19 | 36.26 | 39.66 | 44.66 | 34.43 | 39.66 | 45.58 | 36.63 | 38.83 | 43.79 | 36.26 | 49.42 | 52.88 | 49.61 | 49.42 | 52.88 | 49.61 | 49.42 | 52.88 | 49.61 | 49.42 | 52.88 | 49.61 | 55 | 52.11 | 48.39 | 55 | 52.11 | 48.39 | 49.42 | 52.01 | 48.39 | 49.42 | 52.01 | 48.39 | 55 | 52.11 | 48.39 | 56.66 | 52.35 | 44.8 | 56.66 | 55.06 | 50.11 | 49.42 | 52.88 | 51.3
1832 | 39.05 | 44.09 | 36.59 | 39.05 | 44.09 | 36.59 | 39.05 | 44.09 | 36.59 | 39.05 | 44.09 | 36.59 | 39.76 | 46.41 | 36.48 | 39.76 | 46.41 | 36.48 | 39.05 | 44.02 | 36.48 | 39.05 | 44.02 | 36.48 | 39.76 | 46.41 | 36.48 | 39.66 | 44.54 | 34.78 | 39.66 | 45.45 | 36.96 | 39.05 | 44.09 | 36.59 | 49.64 | 53.44 | 49.61 | 49.64 | 53.44 | 49.61 | 49.64 | 53.44 | 49.61 | 49.64 | 53.44 | 49.61 | 55.22 | 52.33 | 48.62 | 55.22 | 52.33 | 48.62 | 49.64 | 52.23 | 48.62 | 49.64 | 52.23 | 48.62 | 55.22 | 52.33 | 48.62 | 58.08 | 52.86 | 44.8 | 58.08 | 55.06 | 49.61 | 49.64 | 53.44 | 53.96
1833 | 39.22 | 44.19 | 36.66 | 39.22 | 44.19 | 36.66 | 39.22 | 44.19 | 36.66 | 39.22 | 44.19 | 36.66 | 39.93 | 46.48 | 36.66 | 39.93 | 46.48 | 36.59 | 39.22 | 44.19 | 36.66 | 39.22 | 44.19 | 36.66 | 39.93 | 46.48 | 36.66 | 39.66 | 44.64 | 34.43 | 39.66 | 44.64 | 36.29 | 39.22 | 44.19 | 36.66 | 49.81 | 52.51 | 49.61 | 49.81 | 52.51 | 49.61 | 49.81 | 52.51 | 49.61 | 49.81 | 52.51 | 49.61 | 55.39 | 52.51 | 48.79 | 55.39 | 52.51 | 48.79 | 49.81 | 52.4 | 48.79 | 49.81 | 52.4 | 48.79 | 55.39 | 52.51 | 48.79 | 58.15 | 51.98 | 44.8 | 58.15 | 53.04 | 49.11 | 49.81 | 52.51 | 53.26
1834 | 39.32 | 44.29 | 36.75 | 39.32 | 44.29 | 36.75 | 39.32 | 44.29 | 36.75 | 39.32 | 44.29 | 36.75 | 40.03 | 45.76 | 36.75 | 40.03 | 45.76 | 36.59 | 39.32 | 44.29 | 36.75 | 39.32 | 44.29 | 36.75 | 40.03 | 45.76 | 36.75 | 39.72 | 43.48 | 34.42 | 39.72 | 44.36 | 36.39 | 39.32 | 44.29 | 36.75 | 49.91 | 52.5 | 48.89 | 49.91 | 52.5 | 48.89 | 49.91 | 52.5 | 48.89 | 49.91 | 52.5 | 48.89 | 55.49 | 52.61 | 48.89 | 55.49 | 52.61 | 48.89 | 49.91 | 52.5 | 48.89 | 49.91 | 52.5 | 48.89 | 55.49 | 52.61 | 48.89 | 56.66 | 50.52 | 44.8 | 55.53 | 51.98 | 48.4 | 49.91 | 52.5 | 49.38
1835 | 39.35 | 44.32 | 36.78 | 39.35 | 44.32 | 36.78 | 39.35 | 44.32 | 36.78 | 39.35 | 44.32 | 36.78 | 40.06 | 44.32 | 36.78 | 40.06 | 44.32 | 36.58 | 39.35 | 44.32 | 36.78 | 39.35 | 44.32 | 36.78 | 40.06 | 44.32 | 36.78 | 39.75 | 41.7 | 34.42 | 39.75 | 42.81 | 35.49 | 39.35 | 44.32 | 36.78 | 49.94 | 52.53 | 48.92 | 49.94 | 52.53 | 48.92 | 49.94 | 52.53 | 48.92 | 49.94 | 52.53 | 48.92 | 55.52 | 52.53 | 48.92 | 55.52 | 52.53 | 48.92 | 49.94 | 52.53 | 48.92 | 49.94 | 52.53 | 48.92 | 55.52 | 52.53 | 48.92 | 56.66 | 50.01 | 44.8 | 55.53 | 51.03 | 47.16 | 49.94 | 52.53 | 48.92
1836 | 39.24 | 44.21 | 36.67 | 39.24 | 44.21 | 36.67 | 39.24 | 44.21 | 36.67 | 39.24 | 44.21 | 36.67 | 39.95 | 44.21 | 36.67 | 39.95 | 44.21 | 35.65 | 39.24 | 44.21 | 36.67 | 39.24 | 44.21 | 36.67 | 39.95 | 44.21 | 36.67 | 39.63 | 38.58 | 18.37 | 39.63 | 39.36 | 18.94 | 39.24 | 44.21 | 36.67 | 49.83 | 52.42 | 48.8 | 49.83 | 52.42 | 48.8 | 49.83 | 52.42 | 48.8 | 49.83 | 52.42 | 48.8 | 55.41 | 52.42 | 48.8 | 55.41 | 52.42 | 48.62 | 49.83 | 52.42 | 48.8 | 49.83 | 52.42 | 48.8 | 55.41 | 52.42 | 48.8 | 56.45 | 46.23 | 44.8 | 55.32 | 47.66 | 46.69 | 49.83 | 52.42 | 48.8
1837 | 39.03 | 44 | 36.47 | 39.03 | 44 | 36.47 | 39.03 | 44 | 36.47 | 39.03 | 44 | 36.47 | 39.74 | 44 | 36.47 | 39.74 | 44 | 35.65 | 39.03 | 44 | 36.47 | 39.03 | 44 | 36.47 | 39.74 | 44 | 36.47 | 39.43 | 38.58 | 18.37 | 39.43 | 39.36 | 18.94 | 39.03 | 44 | 36.47 | 49.62 | 52.21 | 48.6 | 49.62 | 52.21 | 48.6 | 49.62 | 52.21 | 48.6 | 49.62 | 52.21 | 48.6 | 55.2 | 52.21 | 48.6 | 55.2 | 52.21 | 48.6 | 49.62 | 52.21 | 48.6 | 49.62 | 52.21 | 48.6 | 55.2 | 52.21 | 48.6 | 54.09 | 46.23 | 44.8 | 53.01 | 47.66 | 47.64 | 49.62 | 52.21 | 51.65
1838 | 38.95 | 43.91 | 36.38 | 38.95 | 43.91 | 36.38 | 38.95 | 43.91 | 36.38 | 38.95 | 43.91 | 36.38 | 39.65 | 43.91 | 36.38 | 39.65 | 43.91 | 35.65 | 38.95 | 43.91 | 36.38 | 38.95 | 43.91 | 36.38 | 39.65 | 43.91 | 36.38 | 39.34 | 38.58 | 33.9 | 39.34 | 39.76 | 34.59 | 38.95 | 43.91 | 36.38 | 49.54 | 52.12 | 48.51 | 49.54 | 52.12 | 48.51 | 49.54 | 52.12 | 48.51 | 49.54 | 52.12 | 48.51 | 55.12 | 52.12 | 48.51 | 55.12 | 52.12 | 48.51 | 49.54 | 52.12 | 48.51 | 49.54 | 52.12 | 48.51 | 55.12 | 52.12 | 48.51 | 54.56 | 46.23 | 44.8 | 53.47 | 48.62 | 47.64 | 49.54 | 52.12 | 53.96
1839 | 38.96 | 43.93 | 36.39 | 38.96 | 43.93 | 36.39 | 38.96 | 43.93 | 36.39 | 38.96 | 43.93 | 36.39 | 39.67 | 43.93 | 36.39 | 39.67 | 43.93 | 36.23 | 38.96 | 43.93 | 36.39 | 38.96 | 43.93 | 36.39 | 39.67 | 43.93 | 36.39 | 39.46 | 41.2 | 34.42 | 39.35 | 42.47 | 35.49 | 38.96 | 43.93 | 36.39 | 49.55 | 52.14 | 48.52 | 49.55 | 52.14 | 48.52 | 49.55 | 52.14 | 48.52 | 49.55 | 52.14 | 48.52 | 55.13 | 52.14 | 48.52 | 55.13 | 52.14 | 48.52 | 49.55 | 52.14 | 48.52 | 49.55 | 52.14 | 48.52 | 55.13 | 52.14 | 48.52 | 56.14 | 49.01 | 44.8 | 55.02 | 51.62 | 48.04 | 49.55 | 52.14 | 64.79
1840 | 39.09 | 44.21 | 36.52 | 39.09 | 44.21 | 36.52 | 39.09 | 44.21 | 36.52 | 39.09 | 44.21 | 36.52 | 39.8 | 46.45 | 36.52 | 39.8 | 46.45 | 36.52 | 39.09 | 44.06 | 36.52 | 39.09 | 44.06 | 36.52 | 39.8 | 46.45 | 36.52 | 39.66 | 44.66 | 34.43 | 39.66 | 44.67 | 36.16 | 39.09 | 44.21 | 36.52 | 49.68 | 53.48 | 48.66 | 49.68 | 53.48 | 48.66 | 49.68 | 53.48 | 48.66 | 49.68 | 53.48 | 48.66 | 55.26 | 52.37 | 48.66 | 55.26 | 52.37 | 48.66 | 49.68 | 52.27 | 48.66 | 49.68 | 52.27 | 48.66 | 55.26 | 52.37 | 48.66 | 56.66 | 52.9 | 44.8 | 56.66 | 54.5 | 48.61 | 49.68 | 53.48 | 90
1841 | 39.36 | 46.88 | 38.95 | 39.36 | 46.88 | 38.95 | 40.07 | 46.88 | 38.95 | 40.07 | 46.88 | 38.95 | 40.07 | 46.88 | 36.79 | 40.07 | 46.88 | 36.79 | 39.36 | 44.33 | 36.79 | 39.36 | 44.33 | 36.79 | 40.07 | 46.88 | 36.79 | 44.4 | 52.67 | 36.79 | 44.85 | 54.32 | 39.35 | 40.07 | 46.88 | 70.53 | 49.95 | 53.82 | 51.3 | 49.95 | 53.82 | 51.3 | 55.53 | 53.82 | 51.3 | 55.53 | 53.82 | 51.3 | 55.53 | 53.82 | 48.93 | 55.53 | 53.82 | 48.93 | 49.95 | 52.54 | 48.93 | 49.95 | 52.54 | 48.93 | 55.53 | 53.82 | 48.93 | 63.83 | 54.36 | 46.21 | 65.12 | 76.92 | 52.35 | 55.53 | 90.33 | 108.68
1842 | 39.89 | 47.43 | 56.4 | 39.89 | 47.43 | 56.4 | 40.6 | 47.43 | 56.4 | 40.6 | 47.43 | 56.4 | 40.6 | 47.43 | 37.33 | 40.6 | 47.43 | 37.33 | 39.89 | 44.86 | 37.33 | 39.89 | 44.86 | 37.33 | 40.6 | 47.43 | 37.33 | 54.72 | 64.61 | 37.7 | 55.83 | 68.66 | 58.74 | 40.6 | 47.43 | 75.93 | 50.48 | 76.59 | 51.44 | 50.48 | 76.59 | 51.44 | 56.06 | 76.59 | 51.44 | 56.06 | 76.59 | 51.44 | 56.06 | 76.59 | 49.46 | 56.06 | 76.59 | 49.46 | 50.48 | 53.07 | 49.46 | 50.48 | 53.07 | 49.46 | 56.06 | 76.59 | 49.46 | 77.53 | 77.37 | 48.78 | 79.11 | 87 | 97.03 | 72.97 | 98.21 | 108.68
1843 | 40.05 | 47.57 | 57.55 | 40.05 | 47.57 | 57.55 | 40.76 | 47.57 | 57.55 | 40.76 | 47.57 | 57.55 | 40.76 | 47.57 | 38.24 | 40.76 | 47.57 | 38.24 | 40.05 | 45.02 | 37.48 | 40.05 | 45.02 | 37.48 | 40.76 | 47.57 | 38.24 | 55.09 | 67.13 | 38.24 | 56.21 | 70.63 | 59.93 | 40.76 | 47.57 | 75.93 | 50.64 | 54.5 | 51.59 | 50.64 | 54.5 | 51.59 | 56.22 | 54.5 | 51.59 | 56.22 | 54.5 | 51.59 | 56.22 | 54.5 | 49.61 | 56.22 | 54.5 | 49.61 | 50.64 | 53.23 | 49.61 | 50.64 | 53.23 | 49.61 | 56.22 | 54.5 | 49.61 | 78.58 | 77.37 | 48.78 | 80.18 | 90.96 | 97.03 | 72.97 | 98.21 | 108.68
1844 | 39.75 | 47.27 | 45.81 | 39.75 | 47.27 | 45.81 | 40.46 | 47.27 | 45.81 | 40.46 | 47.27 | 45.81 | 40.46 | 47.27 | 45.81 | 40.46 | 47.27 | 45.81 | 39.75 | 44.72 | 37.19 | 39.75 | 44.72 | 37.19 | 40.46 | 47.27 | 45.81 | 55.08 | 67.13 | 45.36 | 55.64 | 69.93 | 57.57 | 40.46 | 47.27 | 70.53 | 50.34 | 54.21 | 51.3 | 50.34 | 54.21 | 51.3 | 55.92 | 54.21 | 51.3 | 55.92 | 54.21 | 51.3 | 55.92 | 54.21 | 49.32 | 55.92 | 54.21 | 49.32 | 50.34 | 52.93 | 49.32 | 50.34 | 52.93 | 49.32 | 55.92 | 54.21 | 49.32 | 78.58 | 54.76 | 49.31 | 80.18 | 90.05 | 91.11 | 55.92 | 90.33 | 108.68
1845 | 39.57 | 47.08 | 39.16 | 39.57 | 47.08 | 39.16 | 39.57 | 47.08 | 39.16 | 39.57 | 47.08 | 39.16 | 40.28 | 47.08 | 39.16 | 40.28 | 47.08 | 39.16 | 39.57 | 44.54 | 37 | 39.57 | 44.54 | 37 | 40.28 | 47.08 | 39.16 | 51.37 | 47.57 | 38.77 | 51.37 | 69.93 | 56.42 | 39.57 | 47.08 | 39.16 | 50.16 | 53.96 | 51.3 | 50.16 | 53.96 | 51.3 | 50.16 | 53.96 | 51.3 | 50.16 | 53.96 | 51.3 | 55.74 | 53.96 | 49.14 | 55.74 | 53.96 | 49.14 | 50.16 | 52.75 | 49.14 | 50.16 | 52.75 | 49.14 | 55.74 | 53.96 | 49.14 | 77.59 | 54.5 | 48.64 | 78.38 | 87.35 | 82.81 | 50.16 | 86.48 | 107.67
1846 | 39.44 | 46.95 | 39.03 | 39.44 | 46.95 | 39.03 | 39.44 | 46.95 | 39.03 | 39.44 | 46.95 | 39.03 | 40.15 | 46.95 | 38.94 | 40.15 | 46.95 | 38.94 | 39.44 | 44.41 | 36.87 | 39.44 | 44.41 | 36.87 | 40.15 | 46.95 | 38.94 | 50.58 | 47.43 | 38.55 | 51.11 | 67.01 | 55.26 | 39.44 | 46.95 | 39.03 | 50.03 | 53.83 | 51.3 | 50.03 | 53.83 | 51.3 | 50.03 | 53.83 | 51.3 | 50.03 | 53.83 | 51.3 | 55.61 | 53.83 | 49.01 | 55.61 | 53.83 | 49.01 | 50.03 | 52.62 | 49.01 | 50.03 | 52.62 | 49.01 | 55.61 | 53.83 | 49.01 | 75.22 | 54.37 | 48.52 | 76.76 | 85.62 | 84.61 | 50.03 | 56.61 | 106.96
1847 | 39.21 | 44.18 | 38.8 | 39.21 | 44.18 | 38.8 | 39.21 | 44.18 | 38.8 | 39.21 | 44.18 | 38.8 | 39.92 | 46.72 | 38.24 | 39.92 | 46.72 | 38.24 | 39.21 | 44.18 | 36.64 | 39.21 | 44.18 | 36.64 | 39.92 | 46.72 | 38.24 | 40.35 | 47.2 | 38.24 | 40.77 | 48.16 | 39.2 | 39.21 | 44.18 | 38.8 | 49.8 | 53.6 | 50.75 | 49.8 | 53.6 | 50.75 | 49.8 | 53.6 | 50.75 | 49.8 | 53.6 | 50.75 | 55.38 | 53.6 | 48.78 | 55.38 | 53.6 | 48.78 | 49.8 | 52.39 | 48.78 | 49.8 | 52.39 | 48.78 | 55.38 | 53.6 | 48.78 | 58.54 | 54.14 | 47.16 | 59.74 | 74.25 | 82.45 | 49.8 | 53.6 | 90
1848 | 39.2 | 44.16 | 39.02 | 39.2 | 44.16 | 39.02 | 39.2 | 44.16 | 39.02 | 39.2 | 44.16 | 39.02 | 39.9 | 46.71 | 36.63 | 39.9 | 46.71 | 36.63 | 39.2 | 44.16 | 36.63 | 39.2 | 44.16 | 36.63 | 39.9 | 46.71 | 36.63 | 53.78 | 47.18 | 36.26 | 54.34 | 48.14 | 39.41 | 39.2 | 44.16 | 39.02 | 49.78 | 52.48 | 61.02 | 49.78 | 52.48 | 61.02 | 49.78 | 52.48 | 61.02 | 49.78 | 52.48 | 61.02 | 55.36 | 52.48 | 48.76 | 55.36 | 52.48 | 48.76 | 49.78 | 52.37 | 48.76 | 49.78 | 52.37 | 48.76 | 55.36 | 52.48 | 48.76 | 71.43 | 52.95 | 44.8 | 72.18 | 78.7 | 61.63 | 49.78 | 52.48 | 64.79
1849 | 39.05 | 44.02 | 38.25 | 39.05 | 44.02 | 38.25 | 39.05 | 44.02 | 38.25 | 39.05 | 44.02 | 38.25 | 39.76 | 46.57 | 36.49 | 39.76 | 46.57 | 36.49 | 39.05 | 44.02 | 36.48 | 39.05 | 44.02 | 36.48 | 39.76 | 46.57 | 36.49 | 40.16 | 46.1 | 36.12 | 39.95 | 47.04 | 38.64 | 39.05 | 44.02 | 38.25 | 49.64 | 52.34 | 51.3 | 49.64 | 52.34 | 51.3 | 49.64 | 52.34 | 51.3 | 49.64 | 52.34 | 51.3 | 55.22 | 52.34 | 48.62 | 55.22 | 52.34 | 48.62 | 49.64 | 52.23 | 48.62 | 49.64 | 52.23 | 48.62 | 55.22 | 52.34 | 48.62 | 68.8 | 52.87 | 44.8 | 68.83 | 78.7 | 58.41 | 49.64 | 52.34 | 64.79
1850 | 38.96 | 43.92 | 38.25 | 38.96 | 43.92 | 38.25 | 38.96 | 43.92 | 38.25 | 38.96 | 43.92 | 38.25 | 39.66 | 46.47 | 36.39 | 39.66 | 46.47 | 36.39 | 38.96 | 43.92 | 36.39 | 38.96 | 43.92 | 36.39 | 39.66 | 46.47 | 36.39 | 40.35 | 46 | 36.02 | 39.55 | 46.94 | 38.64 | 38.96 | 43.92 | 38.25 | 49.54 | 52.24 | 51.3 | 49.54 | 52.24 | 51.3 | 49.54 | 52.24 | 51.3 | 49.54 | 52.24 | 51.3 | 55.12 | 52.24 | 48.52 | 55.12 | 52.24 | 48.52 | 49.54 | 52.13 | 48.52 | 49.54 | 52.13 | 48.52 | 55.12 | 52.24 | 48.52 | 57.72 | 52.77 | 44.8 | 56.57 | 77.68 | 52.93 | 49.54 | 52.24 | 64.79
1851 | 38.98 | 43.95 | 38.25 | 38.98 | 43.95 | 38.25 | 38.98 | 43.95 | 38.25 | 38.98 | 43.95 | 38.25 | 39.69 | 46.49 | 36.41 | 39.69 | 46.49 | 36.41 | 38.98 | 43.95 | 36.41 | 38.98 | 43.95 | 36.41 | 39.69 | 46.49 | 36.41 | 40.09 | 46.03 | 34.42 | 40.77 | 46.97 | 38.64 | 38.98 | 43.95 | 38.25 | 49.57 | 52.26 | 51.3 | 49.57 | 52.26 | 51.3 | 49.57 | 52.26 | 51.3 | 49.57 | 52.26 | 51.3 | 55.15 | 52.26 | 48.54 | 55.15 | 52.26 | 48.54 | 49.57 | 52.16 | 48.54 | 49.57 | 52.16 | 48.54 | 55.15 | 52.26 | 48.54 | 56.1 | 52.79 | 44.8 | 57.25 | 66.89 | 52.93 | 49.57 | 52.26 | 64.79
1852 | 39.26 | 44.23 | 38.25 | 39.26 | 44.23 | 38.25 | 39.26 | 44.23 | 38.25 | 39.26 | 44.23 | 38.25 | 39.97 | 46.78 | 36.7 | 39.97 | 46.78 | 36.7 | 39.26 | 44.23 | 36.7 | 39.26 | 44.23 | 36.7 | 39.97 | 46.78 | 36.7 | 40.38 | 46.31 | 34.42 | 40.8 | 47.26 | 38.64 | 39.26 | 44.23 | 38.25 | 49.85 | 52.55 | 51.3 | 49.85 | 52.55 | 51.3 | 49.85 | 52.55 | 51.3 | 49.85 | 52.55 | 51.3 | 55.43 | 52.55 | 48.83 | 55.43 | 52.55 | 48.83 | 49.85 | 52.44 | 48.83 | 49.85 | 52.44 | 48.83 | 55.43 | 52.55 | 48.83 | 55.99 | 52.95 | 44.8 | 57.14 | 66.89 | 52.93 | 49.85 | 52.55 | 64.79
1853 | 39.7 | 44.68 | 39.02 | 39.7 | 44.68 | 39.02 | 39.7 | 44.68 | 39.02 | 39.7 | 44.68 | 39.02 | 40.41 | 47.21 | 37.13 | 40.41 | 47.21 | 37.13 | 39.7 | 44.68 | 37.13 | 39.7 | 44.67 | 37.13 | 40.41 | 47.21 | 37.13 | 43.46 | 46.74 | 34.42 | 44.35 | 52.69 | 39.41 | 39.7 | 44.68 | 39.02 | 50.29 | 53.49 | 62.24 | 50.29 | 53.49 | 62.24 | 50.29 | 53.49 | 62.24 | 50.29 | 53.49 | 62.24 | 55.87 | 53.49 | 49.27 | 55.87 | 53.49 | 49.27 | 50.29 | 52.88 | 49.27 | 50.29 | 52.88 | 49.27 | 55.87 | 53.49 | 49.27 | 60.05 | 52.95 | 44.8 | 61.28 | 79.52 | 63.52 | 50.29 | 53.49 | 77.75
1854 | 40.78 | 49.84 | 73 | 40.78 | 49.85 | 73 | 40.78 | 49.85 | 73 | 40.78 | 49.85 | 73 | 40.78 | 49.85 | 37.51 | 40.78 | 49.85 | 37.51 | 40.08 | 49.84 | 37.51 | 40.08 | 45.05 | 37.51 | 40.78 | 49.85 | 37.51 | 46.33 | 50.35 | 34.43 | 47.28 | 67.84 | 72.27 | 40.78 | 49.85 | 73 | 56.25 | 56.61 | 70.84 | 56.25 | 56.61 | 70.84 | 56.25 | 56.61 | 70.84 | 56.25 | 56.61 | 70.84 | 56.25 | 55.38 | 49.64 | 56.25 | 55.38 | 49.64 | 50.67 | 55.38 | 49.64 | 50.67 | 53.25 | 49.64 | 56.25 | 55.38 | 49.64 | 61.91 | 55.38 | 44.8 | 63.17 | 89.13 | 71.55 | 56.25 | 56.61 | 77.75
1855 | 49 | 68.51 | 81.66 | 49 | 68.52 | 81.66 | 49 | 68.52 | 81.66 | 49 | 68.52 | 81.66 | 49 | 67.13 | 38.07 | 49 | 67.13 | 38.07 | 49 | 67.13 | 38.07 | 40.64 | 49.75 | 38.07 | 49 | 67.13 | 38.07 | 53.13 | 67.13 | 37.69 | 54.22 | 69.21 | 79.11 | 49 | 68.52 | 81.66 | 73.58 | 90.33 | 78.66 | 73.58 | 90.33 | 78.66 | 73.58 | 90.33 | 78.66 | 73.58 | 90.33 | 78.66 | 73.58 | 73.85 | 50.2 | 73.58 | 73.85 | 50.2 | 73.58 | 73.85 | 50.2 | 51.23 | 53.82 | 50.2 | 73.58 | 73.85 | 50.2 | 74.71 | 73.85 | 46.21 | 76.23 | 91.24 | 77.88 | 73.58 | 97.54 | 107.67
1856 | 49.7 | 68.52 | 85.35 | 49.7 | 68.52 | 85.35 | 49.7 | 68.52 | 85.35 | 49.7 | 68.52 | 85.35 | 49.7 | 67.81 | 38.77 | 49.7 | 67.81 | 38.77 | 49.7 | 67.81 | 38.77 | 41.34 | 65.31 | 38.77 | 49.7 | 67.81 | 38.77 | 54.51 | 67.13 | 34.42 | 55.09 | 69.21 | 72.25 | 49.7 | 68.52 | 85.35 | 74.28 | 90.33 | 83.77 | 74.28 | 90.33 | 83.77 | 74.28 | 90.33 | 83.77 | 74.28 | 90.33 | 83.77 | 74.28 | 73.85 | 50.91 | 74.28 | 73.85 | 50.91 | 74.28 | 73.85 | 50.91 | 51.93 | 73.85 | 50.91 | 74.28 | 73.85 | 50.91 | 77.53 | 73.85 | 44.8 | 78.58 | 90.96 | 77.88 | 74.28 | 97.54 | 107.67
1857 | 49.18 | 67.83 | 85.35 | 49.18 | 67.83 | 85.35 | 49.18 | 67.83 | 85.35 | 49.18 | 67.83 | 85.35 | 49.18 | 67.81 | 38.25 | 49.18 | 67.81 | 38.25 | 49.18 | 67.81 | 38.25 | 40.82 | 49.74 | 38.25 | 49.18 | 67.81 | 38.25 | 49.67 | 67.13 | 34.42 | 49.67 | 68.52 | 39.44 | 49.18 | 67.83 | 85.35 | 73.76 | 77.7 | 62.08 | 73.76 | 77.7 | 62.08 | 73.76 | 77.7 | 62.08 | 73.76 | 77.7 | 62.08 | 73.76 | 74.59 | 50.38 | 73.76 | 74.59 | 50.38 | 73.76 | 74.59 | 50.38 | 51.4 | 53.99 | 50.38 | 73.76 | 74.59 | 50.38 | 77.77 | 73.85 | 44.8 | 76.23 | 76.92 | 51.54 | 73.76 | 97.54 | 107.67
1858 | 48.83 | 50.71 | 77.11 | 48.83 | 50.71 | 77.11 | 48.83 | 50.71 | 77.11 | 48.83 | 50.71 | 77.11 | 48.83 | 50.7 | 37.9 | 48.83 | 50.7 | 37.9 | 48.83 | 50.7 | 37.9 | 40.47 | 49.74 | 37.9 | 48.83 | 50.7 | 37.9 | 49.33 | 50.19 | 34.42 | 49.33 | 51.22 | 35.12 | 48.83 | 50.71 | 77.11 | 70.84 | 59.71 | 51.3 | 70.84 | 59.71 | 51.3 | 70.84 | 59.71 | 51.3 | 70.84 | 59.71 | 51.3 | 70.11 | 55.38 | 50.04 | 70.11 | 55.38 | 50.04 | 70.11 | 55.38 | 50.04 | 51.06 | 53.65 | 50.04 | 70.11 | 55.38 | 50.04 | 71.55 | 54.83 | 44.8 | 71.55 | 59.12 | 46.22 | 70.84 | 90 | 107.67
1859 | 40.99 | 49.02 | 70.53 | 40.99 | 49.02 | 70.53 | 40.99 | 49.02 | 70.53 | 40.99 | 49.02 | 70.53 | 40.99 | 48.04 | 37.72 | 40.99 | 48.04 | 37.72 | 40.99 | 48.04 | 37.72 | 40.29 | 45.26 | 37.72 | 40.99 | 48.04 | 37.72 | 41.31 | 47.56 | 33.73 | 41.41 | 48.53 | 34.42 | 40.99 | 49.02 | 70.53 | 56.97 | 53.57 | 51.3 | 56.97 | 53.57 | 51.3 | 56.97 | 53.57 | 51.3 | 56.97 | 53.57 | 51.3 | 56.97 | 53.57 | 49.85 | 56.97 | 53.57 | 49.61 | 56.97 | 53.57 | 49.85 | 50.88 | 53.46 | 49.85 | 56.97 | 53.57 | 49.85 | 57.55 | 50.41 | 44.38 | 57.55 | 51.44 | 45.28 | 56.97 | 83.49 | 104.44
1860 | 40.83 | 48.04 | 64.01 | 40.83 | 48.04 | 64.01 | 40.83 | 48.04 | 64.01 | 40.83 | 48.04 | 64.01 | 40.83 | 48.04 | 37.55 | 40.83 | 48.04 | 36.59 | 40.83 | 48.04 | 37.55 | 40.12 | 45.09 | 37.55 | 40.83 | 48.04 | 37.55 | 41.18 | 47.56 | 33.73 | 41.24 | 47.56 | 34.42 | 40.83 | 48.04 | 64.01 | 56.29 | 53.41 | 49.69 | 56.29 | 53.41 | 49.69 | 56.29 | 53.41 | 49.69 | 56.29 | 53.41 | 49.69 | 56.29 | 53.41 | 49.69 | 56.29 | 53.41 | 49.61 | 56.29 | 53.41 | 49.69 | 50.71 | 53.3 | 49.69 | 56.29 | 53.41 | 49.69 | 56.86 | 50.11 | 43.9 | 56.86 | 51.13 | 44.8 | 56.29 | 55.06 | 101.85
1861 | 40.67 | 48.04 | 63.35 | 40.67 | 48.04 | 63.35 | 40.67 | 48.04 | 63.35 | 40.67 | 48.04 | 63.35 | 40.67 | 48.04 | 37.39 | 40.67 | 48.04 | 36.59 | 40.67 | 48.04 | 37.39 | 39.96 | 44.93 | 37.39 | 40.67 | 48.04 | 37.39 | 40.9 | 47.56 | 34.42 | 40.9 | 47.56 | 34.42 | 40.67 | 48.04 | 63.35 | 56.13 | 53.24 | 49.61 | 56.13 | 53.24 | 49.61 | 56.13 | 53.24 | 49.61 | 56.13 | 53.24 | 49.61 | 56.13 | 53.24 | 49.53 | 56.13 | 53.24 | 49.53 | 56.13 | 53.24 | 49.53 | 50.55 | 53.14 | 49.53 | 56.13 | 53.24 | 49.53 | 57.85 | 50.11 | 44.38 | 56.7 | 51.13 | 44.8 | 56.13 | 56.61 | 90
1862 | 40.55 | 47.36 | 59.61 | 40.55 | 47.36 | 59.61 | 40.55 | 47.36 | 59.61 | 40.55 | 47.36 | 59.61 | 40.55 | 47.36 | 37.28 | 40.55 | 47.36 | 36.59 | 40.55 | 47.36 | 37.28 | 39.84 | 44.81 | 37.28 | 40.55 | 47.36 | 37.28 | 40.9 | 47.56 | 34.42 | 40.9 | 46.89 | 34.42 | 40.55 | 47.36 | 59.61 | 56.01 | 53.13 | 49.76 | 56.01 | 53.13 | 49.76 | 56.01 | 53.13 | 49.76 | 56.01 | 53.13 | 49.76 | 56.01 | 53.13 | 49.41 | 56.01 | 53.13 | 49.41 | 56.01 | 53.13 | 49.41 | 50.43 | 53.02 | 49.41 | 56.01 | 53.13 | 49.41 | 57.73 | 51.09 | 44.38 | 56.58 | 52.6 | 44.8 | 56.01 | 53.13 | 64.79
1863 | 40.45 | 47.27 | 70.78 | 40.45 | 47.27 | 70.78 | 40.45 | 47.27 | 70.78 | 40.45 | 47.27 | 70.78 | 40.45 | 47.27 | 37.18 | 40.45 | 47.27 | 36.59 | 40.45 | 47.27 | 37.18 | 39.74 | 44.71 | 37.18 | 40.45 | 47.27 | 37.18 | 40.86 | 47.56 | 34.42 | 40.86 | 47.74 | 35.14 | 40.45 | 47.27 | 70.78 | 55.91 | 53.82 | 51.3 | 55.91 | 53.82 | 51.3 | 55.91 | 53.82 | 51.3 | 55.91 | 53.82 | 51.3 | 55.91 | 53.03 | 49.31 | 55.91 | 53.03 | 49.31 | 55.91 | 53.03 | 49.31 | 50.33 | 52.92 | 49.31 | 55.91 | 53.03 | 49.31 | 56.48 | 51.75 | 44.38 | 56.48 | 53.28 | 45.28 | 55.91 | 53.82 | 64.79
1864 | 40.4 | 51.08 | 80.3 | 40.4 | 51.08 | 80.3 | 40.4 | 51.08 | 80.3 | 40.4 | 51.08 | 80.3 | 40.4 | 50.57 | 37.13 | 40.4 | 50.57 | 37.13 | 40.4 | 50.57 | 37.13 | 39.69 | 44.67 | 37.13 | 40.4 | 50.57 | 37.13 | 40.81 | 50.57 | 34.42 | 40.81 | 51.6 | 39.44 | 40.4 | 51.08 | 80.3 | 55.86 | 65.29 | 80 | 55.86 | 65.29 | 80 | 55.86 | 65.29 | 80 | 55.86 | 65.29 | 80 | 55.86 | 61.44 | 49.26 | 55.86 | 61.44 | 49.26 | 55.86 | 61.44 | 49.26 | 50.28 | 52.87 | 49.26 | 55.86 | 61.44 | 49.26 | 57.58 | 60.82 | 44.8 | 56.43 | 65.95 | 48.93 | 55.86 | 65.29 | 84.85
1865 | 48.28 | 68.52 | 85.35 | 48.28 | 68.52 | 85.35 | 48.28 | 68.52 | 85.35 | 48.28 | 68.52 | 85.35 | 40.63 | 67.13 | 38.78 | 40.63 | 67.13 | 38.78 | 40.63 | 67.13 | 38.78 | 39.92 | 44.95 | 38.78 | 40.63 | 67.13 | 38.78 | 51.36 | 67.81 | 38.39 | 52.41 | 69.21 | 80.28 | 48.28 | 68.52 | 85.35 | 72.86 | 90 | 96.99 | 72.86 | 90 | 96.99 | 72.86 | 90 | 96.99 | 72.86 | 90 | 96.99 | 68.14 | 83.62 | 49.48 | 68.14 | 83.62 | 49.48 | 68.14 | 83.62 | 49.48 | 50.51 | 53.1 | 49.48 | 68.14 | 83.62 | 49.48 | 72.13 | 83.62 | 48.78 | 73.6 | 89.77 | 96.02 | 72.86 | 90 | 107.67
1866 | 48.82 | 76.72 | 86.12 | 48.82 | 76.72 | 86.12 | 48.82 | 76.72 | 86.12 | 48.82 | 76.72 | 86.12 | 48.82 | 75.19 | 48.21 | 48.82 | 75.19 | 48.21 | 48.82 | 75.19 | 48.21 | 40.46 | 49.74 | 39.85 | 48.82 | 75.19 | 48.21 | 55.09 | 75.95 | 48.21 | 55.09 | 77.5 | 85.26 | 48.82 | 76.72 | 86.12 | 73.4 | 98.04 | 107.67 | 73.4 | 98.04 | 107.67 | 73.76 | 98.04 | 107.67 | 73.76 | 98.04 | 107.67 | 73.4 | 91.8 | 50.13 | 73.4 | 91.8 | 50.13 | 73.4 | 91.8 | 50.13 | 51.05 | 53.64 | 50.13 | 73.4 | 91.8 | 50.13 | 78.04 | 92.73 | 49.62 | 79.64 | 99.03 | 106.6 | 73.76 | 98.04 | 107.67
1867 | 48.76 | 76.65 | 86.06 | 48.76 | 76.65 | 86.06 | 48.76 | 76.65 | 86.06 | 48.76 | 76.65 | 86.06 | 48.76 | 75.95 | 70.1 | 48.76 | 75.95 | 70.1 | 48.76 | 75.95 | 70.1 | 40.4 | 49.74 | 39.85 | 48.76 | 75.95 | 70.1 | 57.23 | 76.72 | 70.1 | 57.23 | 78.28 | 85.2 | 48.76 | 76.65 | 86.06 | 73.34 | 97.54 | 105.42 | 73.34 | 97.54 | 105.42 | 73.76 | 97.54 | 105.42 | 73.76 | 97.54 | 105.42 | 73.76 | 94.62 | 57.28 | 73.76 | 94.62 | 57.28 | 73.34 | 94.62 | 57.28 | 50.99 | 53.58 | 57.28 | 73.34 | 94.62 | 57.28 | 84.15 | 95.57 | 56.71 | 85 | 98.52 | 104.36 | 73.76 | 97.54 | 105.42
1868 | 48.43 | 75.94 | 81.09 | 48.43 | 75.94 | 81.09 | 48.43 | 75.94 | 81.09 | 48.43 | 75.94 | 81.09 | 48.43 | 75.94 | 70.1 | 48.43 | 75.94 | 70.1 | 48.43 | 75.94 | 70.1 | 40.07 | 49.75 | 39.85 | 48.43 | 75.94 | 70.1 | 55.64 | 76.71 | 70.1 | 55.64 | 78.28 | 80.28 | 48.43 | 75.94 | 81.09 | 73.01 | 96.56 | 101.03 | 73.01 | 96.56 | 101.03 | 73.01 | 96.56 | 101.03 | 73.01 | 96.56 | 101.03 | 73.01 | 94.62 | 57.28 | 73.01 | 94.62 | 57.28 | 73.01 | 94.62 | 57.28 | 50.66 | 94.62 | 57.28 | 73.01 | 94.62 | 57.28 | 80.92 | 95.57 | 56.71 | 81.74 | 97.57 | 102.04 | 73.01 | 96.56 | 104.44
1869 | 40.6 | 74.29 | 77.11 | 40.6 | 74.29 | 77.11 | 40.6 | 74.29 | 77.11 | 40.6 | 74.29 | 77.11 | 40.6 | 74.29 | 70.1 | 40.6 | 74.29 | 70.1 | 40.6 | 74.29 | 70.1 | 39.9 | 49.74 | 39.85 | 40.6 | 74.29 | 70.1 | 54.53 | 75.04 | 70.1 | 54.53 | 76.57 | 77.89 | 40.6 | 74.29 | 77.11 | 60.68 | 95.59 | 98 | 60.68 | 95.59 | 98 | 60.68 | 95.59 | 98 | 60.68 | 95.59 | 98 | 60.68 | 93.66 | 51.61 | 60.68 | 93.66 | 51.61 | 60.68 | 93.66 | 51.61 | 50.49 | 53.07 | 51.61 | 60.68 | 93.66 | 51.61 | 78.04 | 94.61 | 51.09 | 78.56 | 97.57 | 98.99 | 60.68 | 95.59 | 98
1870 | 40.35 | 72.06 | 76.04 | 40.35 | 72.06 | 76.04 | 40.35 | 72.06 | 76.04 | 40.35 | 72.06 | 76.04 | 40.35 | 72.06 | 48.21 | 40.35 | 72.06 | 48.21 | 40.35 | 72.06 | 48.21 | 39.64 | 72.06 | 48.21 | 40.35 | 72.06 | 48.21 | 43.92 | 72.79 | 48.21 | 43.92 | 74.28 | 76.81 | 40.35 | 72.06 | 76.04 | 55.81 | 90.98 | 96.02 | 55.81 | 90.98 | 96.02 | 55.81 | 90.98 | 96.02 | 55.81 | 90.98 | 96.02 | 55.81 | 90.98 | 51.61 | 55.81 | 90.98 | 51.61 | 55.81 | 90.98 | 51.61 | 50.23 | 90.98 | 51.61 | 55.81 | 90.98 | 51.61 | 70.73 | 90.98 | 51.09 | 72.18 | 94.77 | 97.02 | 55.81 | 90.98 | 96.02
1871 | 39.35 | 55.54 | 76.03 | 39.35 | 55.54 | 76.03 | 39.35 | 55.54 | 76.03 | 39.35 | 55.54 | 76.03 | 40.06 | 55.54 | 48.21 | 40.06 | 55.54 | 48.21 | 39.35 | 55.54 | 48.21 | 39.35 | 49.81 | 42.2 | 40.06 | 55.54 | 48.21 | 40.77 | 56.1 | 48.21 | 40.77 | 57.24 | 76.8 | 39.35 | 55.54 | 76.03 | 53.01 | 86.78 | 95.06 | 53.01 | 86.78 | 95.06 | 53.01 | 86.78 | 95.06 | 53.01 | 86.78 | 95.06 | 55.52 | 86.78 | 49.8 | 55.52 | 86.78 | 49.8 | 53.01 | 86.78 | 49.8 | 49.94 | 86.78 | 49.8 | 55.52 | 86.78 | 49.8 | 67.9 | 87.64 | 49.31 | 69.29 | 90.37 | 97.02 | 53.01 | 86.78 | 95.06
1872 | 39.28 | 46.81 | 61.5 | 39.28 | 46.81 | 61.5 | 39.28 | 46.81 | 61.5 | 39.28 | 46.81 | 61.5 | 39.99 | 46.81 | 37.11 | 39.99 | 46.81 | 37.11 | 39.28 | 46.81 | 37.11 | 39.28 | 46.81 | 37.11 | 39.99 | 46.81 | 37.11 | 40.56 | 50.31 | 37.11 | 39.75 | 56.87 | 62.12 | 39.28 | 46.81 | 61.5 | 49.87 | 80 | 95.06 | 49.87 | 80 | 95.06 | 49.87 | 80 | 95.06 | 49.87 | 80 | 95.06 | 55.45 | 80 | 48.85 | 55.45 | 80 | 48.85 | 49.87 | 80 | 48.85 | 49.87 | 80 | 48.85 | 55.45 | 80 | 48.85 | 58.53 | 80.81 | 48.36 | 58.53 | 86.13 | 97.02 | 49.87 | 80 | 95.06
1873 | 39.2 | 46.72 | 59.66 | 39.2 | 46.72 | 59.66 | 39.2 | 46.72 | 59.66 | 39.2 | 46.72 | 59.66 | 39.91 | 46.72 | 36.64 | 39.91 | 46.72 | 36.64 | 39.2 | 46.72 | 36.64 | 39.2 | 46.72 | 36.64 | 39.91 | 46.72 | 36.64 | 40.31 | 50.31 | 36.27 | 39.6 | 56.87 | 60.26 | 39.2 | 46.72 | 59.66 | 49.79 | 56.61 | 81.63 | 49.79 | 56.61 | 81.63 | 49.79 | 56.61 | 81.63 | 49.79 | 56.61 | 81.63 | 55.37 | 56.61 | 48.77 | 55.37 | 56.61 | 48.77 | 49.79 | 52.38 | 48.77 | 49.79 | 52.38 | 48.77 | 55.37 | 56.61 | 48.77 | 58.53 | 57.18 | 48.2 | 57.36 | 76.24 | 85 | 49.79 | 56.61 | 81.63
1874 | 39.12 | 46.64 | 59.66 | 39.12 | 46.64 | 59.66 | 39.12 | 46.64 | 59.66 | 39.12 | 46.64 | 59.66 | 39.83 | 46.64 | 36.56 | 39.83 | 46.64 | 36.56 | 39.12 | 46.64 | 36.56 | 39.12 | 46.64 | 36.56 | 39.83 | 46.64 | 36.56 | 39.86 | 50.31 | 36.27 | 39.52 | 56.87 | 60.26 | 39.12 | 46.64 | 59.66 | 49.71 | 56.61 | 95.06 | 49.71 | 56.61 | 95.06 | 49.71 | 56.61 | 95.06 | 49.71 | 56.61 | 95.06 | 55.29 | 56.61 | 48.69 | 55.29 | 56.61 | 48.69 | 49.71 | 52.3 | 48.69 | 49.71 | 52.3 | 48.69 | 55.29 | 56.61 | 48.69 | 58.53 | 57.18 | 48.2 | 58.53 | 75.34 | 98.99 | 49.71 | 56.61 | 95.06
1875 | 39.19 | 46.7 | 59.66 | 39.19 | 46.7 | 59.66 | 39.19 | 46.7 | 59.66 | 39.19 | 46.7 | 59.66 | 39.9 | 46.7 | 36.62 | 39.9 | 46.7 | 36.62 | 39.19 | 44.16 | 36.62 | 39.19 | 44.16 | 36.62 | 39.9 | 46.7 | 36.62 | 39.86 | 54.59 | 36.27 | 39.58 | 56.87 | 60.26 | 39.19 | 46.7 | 59.66 | 49.78 | 56.61 | 95.06 | 49.78 | 56.61 | 95.06 | 49.78 | 56.61 | 95.06 | 49.78 | 56.61 | 95.06 | 55.36 | 56.61 | 48.75 | 55.36 | 56.61 | 48.75 | 49.78 | 52.37 | 48.75 | 49.78 | 52.37 | 48.75 | 55.36 | 56.61 | 48.75 | 58.32 | 57.18 | 48.27 | 58.32 | 75.34 | 98.99 | 49.78 | 56.61 | 95.06
1876 | 39.34 | 46.86 | 59.66 | 39.34 | 46.86 | 59.66 | 39.34 | 46.86 | 59.66 | 39.34 | 46.86 | 59.66 | 40.04 | 46.86 | 36.77 | 40.04 | 46.86 | 36.77 | 39.34 | 46.86 | 36.77 | 39.34 | 46.86 | 36.77 | 40.04 | 46.86 | 36.77 | 40.21 | 54.59 | 37.14 | 40.21 | 56.87 | 60.26 | 39.34 | 46.86 | 59.66 | 49.92 | 65.52 | 88.41 | 49.92 | 65.52 | 88.41 | 49.92 | 65.52 | 88.41 | 49.92 | 65.52 | 88.41 | 55.5 | 65.52 | 48.9 | 55.5 | 65.52 | 48.9 | 49.92 | 65.52 | 48.9 | 49.92 | 65.52 | 48.9 | 55.5 | 65.52 | 48.9 | 57.15 | 66.18 | 48.41 | 58.32 | 75.34 | 92.06 | 49.92 | 65.52 | 88.41
1877 | 39.66 | 54.59 | 76.04 | 39.66 | 54.59 | 76.04 | 39.66 | 54.59 | 76.04 | 39.66 | 54.59 | 76.04 | 40.37 | 54.59 | 37.27 | 40.37 | 54.59 | 37.27 | 39.66 | 54.59 | 37.27 | 39.66 | 54.59 | 37.27 | 40.37 | 54.59 | 37.27 | 40.78 | 55.14 | 37.65 | 40.77 | 56.87 | 76.81 | 39.66 | 54.59 | 76.04 | 50.9 | 68.23 | 96.02 | 50.9 | 68.23 | 96.02 | 50.9 | 68.23 | 96.02 | 50.9 | 90.34 | 96.02 | 55.83 | 68.23 | 49.23 | 55.83 | 68.23 | 49.23 | 50.9 | 68.23 | 49.23 | 50.25 | 68.23 | 49.23 | 55.83 | 68.23 | 49.23 | 58.91 | 68.92 | 48.78 | 60.11 | 94.07 | 98.99 | 50.9 | 68.23 | 96.02
1878 | 40.69 | 72.81 | 79.47 | 40.69 | 72.81 | 79.47 | 40.69 | 72.81 | 79.47 | 40.69 | 72.81 | 79.47 | 40.69 | 72.81 | 38.43 | 40.69 | 72.81 | 38.43 | 40.69 | 72.81 | 38.43 | 40.69 | 72.81 | 38.43 | 40.69 | 72.81 | 38.43 | 50.74 | 73.55 | 38.43 | 50.74 | 75.82 | 80.28 | 40.69 | 72.81 | 79.47 | 56.15 | 95.03 | 101.03 | 56.15 | 95.03 | 101.03 | 56.15 | 95.03 | 101.03 | 56.15 | 95.59 | 101.03 | 56.15 | 93.14 | 49.55 | 56.15 | 93.14 | 49.55 | 56.15 | 93.14 | 49.55 | 56.15 | 93.14 | 49.55 | 56.15 | 93.14 | 49.55 | 71.67 | 94.08 | 49.11 | 73.12 | 99.55 | 102.05 | 56.15 | 95.03 | 101.03
1879 | 49.24 | 75.29 | 81.11 | 49.24 | 75.29 | 81.11 | 52.82 | 75.29 | 81.11 | 52.82 | 75.29 | 81.11 | 52.82 | 75.29 | 51.24 | 52.82 | 75.29 | 51.24 | 49.24 | 75.29 | 51.24 | 49.24 | 75.29 | 51.24 | 52.82 | 75.29 | 51.24 | 56.13 | 76.84 | 51.75 | 57.27 | 78.41 | 80.3 | 52.82 | 75.29 | 81.11 | 73.76 | 97.67 | 101.03 | 73.76 | 97.67 | 101.03 | 73.76 | 97.67 | 101.03 | 73.76 | 97.67 | 101.03 | 73.76 | 95.59 | 51.61 | 73.76 | 95.59 | 51.61 | 73.76 | 95.59 | 51.61 | 73.76 | 95.59 | 51.61 | 73.76 | 95.59 | 51.61 | 79.9 | 96.69 | 51.61 | 81.52 | 99.55 | 102.05 | 73.76 | 97.67 | 108.68
1880 | 50.08 | 75.29 | 81.11 | 50.08 | 75.29 | 81.11 | 52.82 | 75.29 | 81.11 | 52.82 | 75.29 | 81.11 | 52.82 | 75.29 | 51.24 | 52.82 | 75.29 | 51.24 | 50.08 | 75.29 | 51.24 | 50.08 | 75.29 | 51.24 | 50.08 | 75.29 | 51.24 | 56.2 | 76.84 | 51.75 | 57.34 | 78.41 | 80.3 | 52.82 | 75.29 | 81.11 | 74.66 | 97.67 | 83.08 | 74.66 | 97.67 | 83.08 | 74.66 | 97.67 | 83.08 | 74.66 | 97.67 | 83.08 | 74.66 | 95.59 | 52.4 | 74.66 | 95.59 | 52.4 | 74.66 | 95.59 | 52.4 | 74.66 | 95.59 | 52.4 | 74.66 | 95.59 | 52.4 | 81.01 | 96.69 | 52.93 | 82.66 | 99.55 | 83.92 | 74.66 | 97.67 | 107.67
1881 | 49.68 | 69.85 | 77.11 | 49.68 | 69.85 | 77.11 | 49.68 | 69.85 | 77.11 | 49.68 | 69.85 | 77.11 | 49.68 | 69.85 | 39.44 | 49.68 | 69.85 | 39.44 | 49.68 | 69.85 | 39.44 | 49.68 | 69.85 | 39.44 | 49.68 | 69.85 | 39.44 | 55.83 | 71.29 | 39.84 | 56.97 | 72.75 | 77.89 | 49.68 | 69.85 | 77.11 | 74.26 | 80.9 | 64.33 | 74.26 | 80.9 | 64.33 | 74.26 | 80.9 | 64.33 | 74.26 | 80.9 | 64.33 | 74.26 | 77.67 | 51.61 | 74.26 | 77.67 | 51.61 | 74.26 | 77.67 | 51.61 | 74.26 | 77.67 | 51.61 | 74.26 | 77.67 | 51.61 | 79.9 | 79.27 | 51.61 | 81.52 | 81.72 | 64.98 | 74.26 | 90 | 107.67
1882 | 49.2 | 55.72 | 70.53 | 49.2 | 55.72 | 70.53 | 49.2 | 55.72 | 70.53 | 49.2 | 55.72 | 70.53 | 49.2 | 55.72 | 38.43 | 49.2 | 55.72 | 38.43 | 49.2 | 55.72 | 38.43 | 49.2 | 55.72 | 38.43 | 49.2 | 55.72 | 38.43 | 52.41 | 56.86 | 38.82 | 53.47 | 58.02 | 71.25 | 49.2 | 55.72 | 70.53 | 73.39 | 72.92 | 52.35 | 73.39 | 72.92 | 52.35 | 73.39 | 72.92 | 52.35 | 73.39 | 72.92 | 52.35 | 73.39 | 70.74 | 50.4 | 73.39 | 70.74 | 50.4 | 73.39 | 70.74 | 51.31 | 73.39 | 70.74 | 51.31 | 73.39 | 70.74 | 50.4 | 74.9 | 72.19 | 49.9 | 76.42 | 73.66 | 52.88 | 73.39 | 81.76 | 107.67
1883 | 45.72 | 55.72 | 70.53 | 45.72 | 55.72 | 70.53 | 45.72 | 55.72 | 70.53 | 45.72 | 55.72 | 70.53 | 45.72 | 55.72 | 37.67 | 45.72 | 55.72 | 37.67 | 45.72 | 55.72 | 37.67 | 45.72 | 55.72 | 37.67 | 45.72 | 55.72 | 37.67 | 47.71 | 56.28 | 38.05 | 48.68 | 57.43 | 71.25 | 45.72 | 55.72 | 70.53 | 58.15 | 71.27 | 51.85 | 58.15 | 71.27 | 51.85 | 58.15 | 71.27 | 51.85 | 58.15 | 71.27 | 51.85 | 58.15 | 70.03 | 49.81 | 58.15 | 70.03 | 49.81 | 58.15 | 70.03 | 49.81 | 58.15 | 70.03 | 49.81 | 58.15 | 70.03 | 49.81 | 59.95 | 70.56 | 49.31 | 61.17 | 72.2 | 52.37 | 58.15 | 71.27 | 90
1884 | 43.69 | 55.72 | 70.53 | 43.69 | 55.72 | 70.53 | 43.69 | 55.72 | 70.53 | 43.69 | 55.72 | 70.53 | 43.26 | 54.59 | 37.4 | 43.26 | 54.59 | 37.4 | 43.26 | 54.59 | 37.4 | 43.26 | 54.59 | 37.4 | 43.26 | 54.59 | 37.4 | 44.59 | 56.28 | 37.78 | 45.5 | 57.43 | 71.25 | 43.69 | 55.72 | 70.53 | 58.74 | 71.2 | 51.33 | 58.74 | 71.2 | 51.33 | 58.74 | 71.2 | 51.33 | 58.74 | 71.2 | 51.33 | 58.15 | 69.86 | 49.53 | 58.15 | 69.86 | 49.53 | 58.15 | 69.86 | 49.53 | 58.15 | 69.86 | 49.53 | 58.15 | 69.86 | 49.53 | 59.95 | 70.56 | 49.04 | 61.17 | 72.2 | 51.85 | 58.74 | 71.2 | 90
1885 | 42.82 | 55.72 | 70.53 | 42.82 | 55.72 | 70.53 | 42.82 | 55.72 | 70.53 | 42.82 | 55.72 | 70.53 | 40.59 | 54.59 | 37.31 | 40.59 | 54.59 | 37.31 | 40.59 | 54.59 | 37.31 | 40.59 | 54.59 | 37.31 | 40.59 | 54.59 | 37.31 | 44.59 | 56.28 | 37.69 | 45.5 | 57.43 | 71.25 | 42.82 | 55.72 | 70.53 | 59.87 | 70.74 | 52.54 | 59.87 | 70.74 | 52.54 | 59.87 | 70.74 | 52.54 | 59.87 | 70.74 | 52.54 | 56.05 | 69.33 | 49.44 | 56.05 | 69.33 | 49.44 | 56.05 | 69.33 | 49.44 | 56.05 | 69.33 | 49.44 | 56.05 | 69.33 | 49.44 | 61.1 | 70.03 | 48.95 | 62.34 | 73.66 | 53.07 | 59.87 | 70.74 | 90
1886 | 40.48 | 55.7 | 62.87 | 40.48 | 55.7 | 62.87 | 40.48 | 55.7 | 62.87 | 40.48 | 55.7 | 62.87 | 40.48 | 54.59 | 37.28 | 40.48 | 54.59 | 37.28 | 40.48 | 54.59 | 37.28 | 40.48 | 54.59 | 37.28 | 40.48 | 54.59 | 37.28 | 48.68 | 56.28 | 37.69 | 49.68 | 57.43 | 63.5 | 40.48 | 55.7 | 62.87 | 60.33 | 71.7 | 72.74 | 60.33 | 71.7 | 72.74 | 60.33 | 71.7 | 72.74 | 60.33 | 71.7 | 72.74 | 55.94 | 66.39 | 49.34 | 55.94 | 66.39 | 49.34 | 55.94 | 66.39 | 49.34 | 55.94 | 66.39 | 49.34 | 55.94 | 66.39 | 49.34 | 67.16 | 70.56 | 48.85 | 68.53 | 74.66 | 73.48 | 60.33 | 71.7 | 72.74
1887 | 40.39 | 59.42 | 75.99 | 40.39 | 59.42 | 75.99 | 40.39 | 59.42 | 75.99 | 40.39 | 59.42 | 75.99 | 40.39 | 56.47 | 37.86 | 40.39 | 56.47 | 37.86 | 40.39 | 56.47 | 37.86 | 40.39 | 56.47 | 37.86 | 40.39 | 56.47 | 37.86 | 52.01 | 60.02 | 38.24 | 53.07 | 66.83 | 76.75 | 40.39 | 59.42 | 75.99 | 59.09 | 83.44 | 79.95 | 59.09 | 83.44 | 79.95 | 59.09 | 83.44 | 79.95 | 59.09 | 83.44 | 79.95 | 55.85 | 72.12 | 49.25 | 55.85 | 72.12 | 49.25 | 55.85 | 72.12 | 49.25 | 55.85 | 72.12 | 49.25 | 55.85 | 72.12 | 49.25 | 71.63 | 76.65 | 48.76 | 73.08 | 85.17 | 80.76 | 59.09 | 83.44 | 79.95
1888 | 41.59 | 68.78 | 85.34 | 41.59 | 68.78 | 85.34 | 41.59 | 68.78 | 85.34 | 41.59 | 68.78 | 85.34 | 40.39 | 65.39 | 38.54 | 40.39 | 65.39 | 38.54 | 39.68 | 65.39 | 38.54 | 39.68 | 65.39 | 38.54 | 40.39 | 65.39 | 38.54 | 55.09 | 68.09 | 38.93 | 56.21 | 70.2 | 84.49 | 41.59 | 68.78 | 85.34 | 71.89 | 97.26 | 106.67 | 71.89 | 97.26 | 106.67 | 71.89 | 97.26 | 106.67 | 71.89 | 101.85 | 106.67 | 55.85 | 85.01 | 51.61 | 55.85 | 85.01 | 51.61 | 55.85 | 85.01 | 51.61 | 55.85 | 85.01 | 51.61 | 55.85 | 85.01 | 51.61 | 78.27 | 89.69 | 51.09 | 79.9 | 103.95 | 107.74 | 71.89 | 97.26 | 106.67
1889 | 48.29 | 76.18 | 85.59 | 48.29 | 76.18 | 85.59 | 48.29 | 76.18 | 89.78 | 48.29 | 76.18 | 89.78 | 40.63 | 71.35 | 75.29 | 40.63 | 71.35 | 75.29 | 39.92 | 49.75 | 39.85 | 39.92 | 49.75 | 39.85 | 40.63 | 71.35 | 75.29 | 56.77 | 76.8 | 80.02 | 57.92 | 80.78 | 90.69 | 48.29 | 76.18 | 85.59 | 72.87 | 98.06 | 108.68 | 72.87 | 98.06 | 108.68 | 72.87 | 98.06 | 108.68 | 72.87 | 101.85 | 108.68 | 56.09 | 84.39 | 52.4 | 56.09 | 84.39 | 52.4 | 50.51 | 53.1 | 51.61 | 50.51 | 53.1 | 51.61 | 56.09 | 84.39 | 52.4 | 85 | 99.05 | 55.7 | 86.73 | 119.01 | 113.37 | 72.87 | 98.06 | 108.68
1890 | 48.88 | 77.36 | 90 | 48.88 | 77.36 | 90 | 48.88 | 77.36 | 92.56 | 48.88 | 77.36 | 92.56 | 48.5 | 77.36 | 75.89 | 48.5 | 77.36 | 75.89 | 40.52 | 49.74 | 40.92 | 40.52 | 49.74 | 40.92 | 48.5 | 77.36 | 75.89 | 58.3 | 80.58 | 80.66 | 59.49 | 82.23 | 93.49 | 48.88 | 77.36 | 90 | 73.46 | 103.34 | 108.87 | 73.46 | 103.34 | 108.87 | 73.76 | 103.34 | 108.87 | 73.76 | 106.7 | 108.87 | 68.74 | 97.43 | 89.12 | 68.74 | 97.43 | 89.12 | 51.11 | 53.7 | 51.61 | 51.11 | 53.7 | 51.61 | 68.74 | 97.43 | 89.12 | 91.9 | 104.38 | 94.72 | 93.77 | 119.01 | 113.37 | 73.76 | 103.34 | 108.87
1891 | 48.87 | 77.36 | 90 | 48.87 | 77.36 | 90 | 48.87 | 77.36 | 92.56 | 48.87 | 77.36 | 92.56 | 48.87 | 77.36 | 81.96 | 48.87 | 77.36 | 81.96 | 48.49 | 77.36 | 81.96 | 40.51 | 65.31 | 70.53 | 48.49 | 77.36 | 81.96 | 68.05 | 82.22 | 82.78 | 68.05 | 83.98 | 93.49 | 48.87 | 77.36 | 90 | 73.45 | 103.34 | 108.87 | 73.45 | 103.34 | 108.87 | 73.76 | 103.34 | 108.87 | 73.76 | 106.7 | 108.87 | 73.76 | 103.34 | 101.81 | 73.76 | 103.34 | 101.81 | 73.45 | 103.34 | 100 | 51.1 | 103.34 | 100 | 73.45 | 103.34 | 101.81 | 113.4 | 104.38 | 104.49 | 115.72 | 119.01 | 113.37 | 73.76 | 103.34 | 108.87
1892 | 46.25 | 77.32 | 85.7 | 46.25 | 77.32 | 85.7 | 46.25 | 77.32 | 89.78 | 46.25 | 77.32 | 89.78 | 46.25 | 77.32 | 77.89 | 46.25 | 77.32 | 77.89 | 40.03 | 77.24 | 39.85 | 40.03 | 49.74 | 39.85 | 46.25 | 77.32 | 77.89 | 58.96 | 79.9 | 82.78 | 58.96 | 81.53 | 90.69 | 46.25 | 77.32 | 85.7 | 72.98 | 98.21 | 108.68 | 72.98 | 98.21 | 108.68 | 72.98 | 98.21 | 108.68 | 72.98 | 98.21 | 108.68 | 72.98 | 98.21 | 101.81 | 72.98 | 98.21 | 101.81 | 50.62 | 53.21 | 51.61 | 50.62 | 53.21 | 51.61 | 68.26 | 98.21 | 101.81 | 87.35 | 104.38 | 102.83 | 89.13 | 119.01 | 113.37 | 72.98 | 98.21 | 108.68
1893 | 40.57 | 76.12 | 85.53 | 40.57 | 76.12 | 85.53 | 40.57 | 76.12 | 87.99 | 40.57 | 76.12 | 87.99 | 40.57 | 76.12 | 79.47 | 40.57 | 76.12 | 79.47 | 40.57 | 76.12 | 79.47 | 39.86 | 49.74 | 39.85 | 40.57 | 76.12 | 79.47 | 57.85 | 79.07 | 80.28 | 57.92 | 81.52 | 88.88 | 40.57 | 76.12 | 85.53 | 56.03 | 97.44 | 107.87 | 56.03 | 97.44 | 107.87 | 56.03 | 97.44 | 107.87 | 56.03 | 97.44 | 107.87 | 56.03 | 97.43 | 89.12 | 56.03 | 97.43 | 89.12 | 56.03 | 97.43 | 89.12 | 50.45 | 53.04 | 64.79 | 56.03 | 97.43 | 89.12 | 85 | 103.56 | 90.02 | 86.73 | 119.01 | 112.23 | 56.03 | 97.44 | 107.87
1894 | 40.33 | 75.82 | 85.28 | 40.33 | 75.82 | 85.28 | 40.33 | 75.82 | 87.09 | 40.33 | 75.82 | 87.09 | 40.33 | 75.82 | 75.89 | 40.33 | 75.82 | 75.89 | 40.33 | 75.82 | 75.89 | 39.62 | 49.74 | 39.85 | 40.33 | 75.82 | 75.89 | 55.02 | 76.59 | 76.66 | 55.57 | 79.19 | 88.88 | 40.33 | 75.82 | 85.28 | 55.79 | 94.08 | 107.63 | 55.79 | 94.08 | 107.63 | 55.79 | 94.08 | 107.63 | 55.79 | 94.08 | 107.63 | 55.79 | 94.08 | 89.12 | 55.79 | 94.08 | 89.12 | 55.79 | 94.08 | 89.12 | 50.21 | 52.8 | 51.61 | 55.79 | 94.08 | 89.12 | 78.5 | 95.03 | 89.12 | 80.1 | 116.64 | 111.11 | 55.79 | 94.08 | 107.63
1895 | 39.35 | 46.87 | 81.94 | 39.35 | 46.87 | 81.94 | 39.35 | 46.87 | 81.94 | 39.35 | 46.87 | 81.94 | 40.06 | 46.87 | 75.89 | 40.06 | 46.87 | 75.89 | 39.35 | 46.87 | 75.89 | 39.35 | 44.32 | 39.85 | 40.06 | 46.87 | 75.89 | 52.41 | 72.82 | 75.89 | 52.41 | 79.1 | 82.77 | 39.35 | 46.87 | 81.94 | 49.94 | 83.54 | 90 | 49.94 | 83.54 | 90 | 49.94 | 83.54 | 90 | 49.94 | 83.54 | 90 | 55.52 | 83.54 | 89.12 | 55.52 | 83.54 | 89.12 | 49.94 | 83.54 | 89.12 | 49.94 | 52.53 | 51.61 | 55.52 | 83.54 | 89.12 | 73.64 | 88.52 | 88.23 | 75.14 | 113.42 | 108.5 | 49.94 | 83.54 | 90
1896 | 39.31 | 44.28 | 77.11 | 39.31 | 44.28 | 77.11 | 39.31 | 44.28 | 77.11 | 39.31 | 44.28 | 77.11 | 40.01 | 46.82 | 75.89 | 40.01 | 46.82 | 75.89 | 39.31 | 44.28 | 75.89 | 39.31 | 44.27 | 36.74 | 40.01 | 46.82 | 75.89 | 44.59 | 50.32 | 75.89 | 44.59 | 72.8 | 80.28 | 39.31 | 44.28 | 77.11 | 49.9 | 53.82 | 64.79 | 49.9 | 53.82 | 64.79 | 49.9 | 53.82 | 64.79 | 49.9 | 53.82 | 64.79 | 55.48 | 53.82 | 51.61 | 55.48 | 53.82 | 51.61 | 49.9 | 53.82 | 51.61 | 49.9 | 52.48 | 48.87 | 55.48 | 53.82 | 51.61 | 63.26 | 54.36 | 51.09 | 64.55 | 108.21 | 108.5 | 49.9 | 53.82 | 64.79
1897 | 39.24 | 44.21 | 75.14 | 39.24 | 44.21 | 76.66 | 39.24 | 44.21 | 76.66 | 39.24 | 44.21 | 76.66 | 39.95 | 46.75 | 75.89 | 39.95 | 46.75 | 75.89 | 39.24 | 44.21 | 36.67 | 39.24 | 44.21 | 36.67 | 39.95 | 46.75 | 75.89 | 42.01 | 50.31 | 75.89 | 42.01 | 57.61 | 80.28 | 39.24 | 44.21 | 75.14 | 49.83 | 53.69 | 64.79 | 49.83 | 53.69 | 64.79 | 49.83 | 53.69 | 64.79 | 49.83 | 53.69 | 64.79 | 55.41 | 53.69 | 51.61 | 55.41 | 53.69 | 51.61 | 49.83 | 52.42 | 51.61 | 49.83 | 52.42 | 51.61 | 55.41 | 53.69 | 51.61 | 59.98 | 54.24 | 51.09 | 61.21 | 104.97 | 107.78 | 49.83 | 53.69 | 64.79
1898 | 39.15 | 44.12 | 74.38 | 39.15 | 44.12 | 75.89 | 39.15 | 44.12 | 75.89 | 39.15 | 44.12 | 75.89 | 39.86 | 46.67 | 75.89 | 39.86 | 46.67 | 75.89 | 39.15 | 44.12 | 36.59 | 39.15 | 44.12 | 36.59 | 39.86 | 46.67 | 75.89 | 41.09 | 50.31 | 75.14 | 41.09 | 57.36 | 80.28 | 39.15 | 44.12 | 74.38 | 49.74 | 52.44 | 60.93 | 49.74 | 52.44 | 60.93 | 49.74 | 52.44 | 60.93 | 49.74 | 52.44 | 60.93 | 55.32 | 52.44 | 51.61 | 55.32 | 52.44 | 51.61 | 49.74 | 52.33 | 51.61 | 49.74 | 52.33 | 48.72 | 55.32 | 52.44 | 51.61 | 58.15 | 53.01 | 51.09 | 59.28 | 102.88 | 107.78 | 49.74 | 52.44 | 60.93
1899 | 39.2 | 44.17 | 50 | 39.2 | 44.17 | 58.59 | 39.2 | 44.17 | 58.59 | 39.2 | 44.17 | 58.59 | 39.91 | 46.71 | 58.59 | 39.91 | 46.71 | 58.59 | 39.2 | 44.17 | 58.59 | 39.2 | 44.17 | 39.85 | 39.91 | 46.71 | 58.59 | 40.31 | 49.19 | 58 | 41.02 | 57.36 | 80.28 | 39.2 | 44.17 | 50 | 49.79 | 52.48 | 53.17 | 49.79 | 52.48 | 53.17 | 49.79 | 52.48 | 53.17 | 49.79 | 52.48 | 53.17 | 55.37 | 52.48 | 51.61 | 55.37 | 52.48 | 51.61 | 49.79 | 52.48 | 51.61 | 49.79 | 52.38 | 51.61 | 55.37 | 52.48 | 51.61 | 57.23 | 53.01 | 51.09 | 58.39 | 102.88 | 106.7 | 49.79 | 52.48 | 53.17
1900 | 39.34 | 44.31 | 58.59 | 39.34 | 44.31 | 58.59 | 39.34 | 44.31 | 58.59 | 39.34 | 44.31 | 58.59 | 40.05 | 46.86 | 58.59 | 40.05 | 46.86 | 58.59 | 39.34 | 44.31 | 58.59 | 39.34 | 44.31 | 36.77 | 40.05 | 46.86 | 58.59 | 40.45 | 49.19 | 58 | 41.02 | 57.36 | 80.28 | 39.34 | 44.31 | 58.59 | 49.93 | 52.62 | 51.61 | 49.93 | 52.62 | 51.61 | 49.93 | 52.62 | 51.61 | 49.93 | 52.62 | 51.61 | 55.51 | 52.62 | 51.61 | 55.51 | 52.62 | 51.61 | 49.93 | 52.62 | 51.61 | 49.93 | 52.52 | 48.91 | 55.51 | 52.62 | 51.61 | 57.07 | 53.16 | 51.09 | 58.23 | 93.37 | 106.7 | 49.93 | 52.62 | 51.61
1901 | 39.58 | 44.55 | 74.8 | 39.58 | 44.55 | 75.89 | 39.58 | 44.55 | 75.89 | 39.58 | 44.55 | 75.89 | 40.28 | 47.09 | 75.89 | 40.28 | 47.09 | 75.89 | 39.58 | 44.55 | 75.89 | 39.58 | 44.54 | 37.01 | 40.28 | 47.09 | 75.89 | 42.01 | 56.08 | 75.89 | 42.01 | 59.38 | 80.28 | 39.58 | 44.55 | 74.8 | 50.16 | 53.82 | 64.79 | 50.16 | 53.82 | 64.79 | 50.16 | 53.82 | 64.79 | 50.16 | 53.82 | 64.79 | 55.74 | 53.82 | 64.79 | 55.74 | 53.82 | 64.79 | 50.16 | 53.82 | 64.79 | 50.16 | 52.75 | 49.14 | 55.74 | 53.82 | 64.79 | 61.01 | 63.37 | 64.14 | 62.25 | 102.88 | 106.7 | 50.16 | 53.82 | 64.79
1902 | 40.59 | 72.06 | 80.58 | 40.59 | 72.06 | 80.58 | 40.59 | 72.06 | 80.58 | 40.59 | 72.06 | 80.58 | 40.59 | 72.06 | 75.89 | 40.59 | 72.06 | 75.89 | 40.59 | 72.06 | 75.89 | 39.88 | 44.85 | 37.31 | 40.59 | 72.06 | 75.89 | 50.84 | 72.79 | 76.66 | 51.87 | 77.6 | 81.39 | 40.59 | 72.06 | 80.58 | 56.05 | 87.64 | 98.37 | 56.05 | 87.64 | 98.37 | 56.05 | 87.64 | 98.37 | 56.05 | 87.64 | 98.37 | 56.05 | 87.64 | 97.38 | 56.05 | 87.64 | 97.38 | 56.05 | 87.64 | 97.38 | 50.47 | 53.06 | 49.45 | 56.05 | 87.64 | 97.38 | 75.14 | 88.52 | 97.38 | 76.67 | 107.13 | 107.79 | 56.05 | 87.64 | 98.37
1903 | 49 | 76.89 | 83.14 | 49 | 76.89 | 83.14 | 49 | 76.89 | 83.14 | 49 | 77.5 | 83.14 | 49 | 76.89 | 78.24 | 49 | 76.89 | 78.24 | 49 | 76.89 | 78.24 | 40.63 | 45.6 | 38.07 | 49 | 76.89 | 78.24 | 55.83 | 77.67 | 79.03 | 56.97 | 79.25 | 83.98 | 49 | 76.89 | 83.14 | 73.58 | 98.21 | 108.64 | 73.58 | 98.21 | 108.64 | 73.58 | 98.21 | 108.64 | 73.58 | 103.92 | 108.64 | 73.58 | 96.26 | 103.5 | 73.58 | 96.26 | 103.5 | 73.58 | 96.26 | 103.5 | 51.22 | 53.81 | 50.2 | 73.58 | 96.26 | 103.5 | 84.66 | 97.23 | 103.5 | 86.39 | 107.13 | 109.74 | 73.58 | 98.21 | 108.64
1904 | 49.61 | 77.5 | 85.34 | 49.61 | 77.5 | 85.34 | 49.61 | 77.5 | 85.34 | 49.61 | 77.5 | 85.34 | 49.61 | 77.5 | 80.3 | 49.61 | 77.5 | 80.3 | 49.61 | 77.5 | 80.3 | 41.25 | 46.21 | 38.68 | 49.61 | 77.5 | 80.3 | 56.7 | 78.28 | 81.11 | 57.27 | 79.88 | 84.49 | 49.61 | 77.5 | 85.34 | 74.19 | 98.82 | 108.68 | 74.19 | 98.82 | 108.68 | 74.19 | 98.82 | 108.68 | 74.19 | 100.83 | 108.68 | 74.19 | 98.82 | 103.5 | 74.19 | 98.82 | 103.5 | 74.19 | 98.82 | 103.5 | 51.83 | 54.42 | 50.81 | 74.19 | 98.82 | 103.5 | 85 | 99.82 | 104.49 | 86.73 | 103.95 | 109.77 | 74.19 | 98.82 | 108.68
1905 | 49.13 | 75.04 | 81.91 | 49.13 | 75.04 | 81.91 | 49.13 | 75.04 | 81.91 | 49.13 | 75.04 | 81.91 | 49.13 | 75.04 | 78.24 | 49.13 | 75.04 | 78.24 | 49.13 | 75.04 | 78.24 | 40.76 | 45.73 | 38.2 | 49.13 | 75.04 | 78.24 | 56.4 | 75.82 | 80.28 | 56.4 | 75.82 | 81.09 | 49.13 | 75.04 | 81.91 | 73.71 | 96.82 | 100.42 | 73.71 | 96.82 | 100.42 | 73.71 | 96.82 | 100.42 | 73.71 | 96.82 | 100.42 | 73.71 | 96.82 | 100.39 | 73.71 | 96.82 | 100.39 | 73.71 | 96.82 | 100.39 | 51.35 | 53.94 | 50.33 | 73.71 | 96.82 | 100.39 | 85 | 97.8 | 101.44 | 85.86 | 97.8 | 101.44 | 73.71 | 96.82 | 100.42
1906 | 48.81 | 65.31 | 76.79 | 48.81 | 65.31 | 76.79 | 48.81 | 65.31 | 76.79 | 48.81 | 65.31 | 76.79 | 48.81 | 65.31 | 73.74 | 48.81 | 65.31 | 73.74 | 48.81 | 65.31 | 73.74 | 40.45 | 45.41 | 37.88 | 48.81 | 65.31 | 73.74 | 56.13 | 67.3 | 74.51 | 56.13 | 65.97 | 76.03 | 48.81 | 65.31 | 76.79 | 73.39 | 87.64 | 87.36 | 73.39 | 87.64 | 87.36 | 73.39 | 87.64 | 87.36 | 73.39 | 87.64 | 87.36 | 73.39 | 87.64 | 87.36 | 73.39 | 87.64 | 87.36 | 73.39 | 87.64 | 87.36 | 51.03 | 53.62 | 50.01 | 73.39 | 87.64 | 87.36 | 83.66 | 88.52 | 87.36 | 83.31 | 88.52 | 86.49 | 73.39 | 87.64 | 87.36
1907 | 48.55 | 58.52 | 71.55 | 48.55 | 58.52 | 71.55 | 48.55 | 58.52 | 71.55 | 48.55 | 58.52 | 71.55 | 48.55 | 58.52 | 65.97 | 48.55 | 58.52 | 65.97 | 48.55 | 58.52 | 65.97 | 40.18 | 45.15 | 37.62 | 48.55 | 58.52 | 65.97 | 55.19 | 59.69 | 68.01 | 55.19 | 59.11 | 70.11 | 48.55 | 58.52 | 71.55 | 73.13 | 85 | 83.89 | 73.13 | 85 | 83.89 | 73.13 | 85 | 83.89 | 73.13 | 85 | 83.89 | 73.13 | 85 | 81.37 | 73.13 | 85 | 81.37 | 73.13 | 85 | 81.37 | 50.77 | 53.36 | 49.75 | 73.13 | 85 | 81.37 | 79.98 | 86.31 | 83.89 | 79.9 | 85.86 | 83.05 | 73.13 | 85 | 83.89
1908 | 44.58 | 57.93 | 70.53 | 44.58 | 57.93 | 70.53 | 44.58 | 57.93 | 70.53 | 44.58 | 57.93 | 70.53 | 43.69 | 57.93 | 65.31 | 43.69 | 57.93 | 65.31 | 43.69 | 57.93 | 65.31 | 39.99 | 44.96 | 37.42 | 43.69 | 57.93 | 65.31 | 45.04 | 59.69 | 68.01 | 45.03 | 58.52 | 69.4 | 44.58 | 57.93 | 70.53 | 63.07 | 82.28 | 83.05 | 63.07 | 82.28 | 83.05 | 63.07 | 82.28 | 83.05 | 63.07 | 82.28 | 83.05 | 62.44 | 82.28 | 81.37 | 62.44 | 82.28 | 81.37 | 62.44 | 82.28 | 81.37 | 50.58 | 53.17 | 49.56 | 62.44 | 82.28 | 81.37 | 65.02 | 83.98 | 83.89 | 64.37 | 83.11 | 82.22 | 63.07 | 82.28 | 83.05
1909 | 42.82 | 57.93 | 74.8 | 42.82 | 57.93 | 74.8 | 42.82 | 57.93 | 74.8 | 42.82 | 57.93 | 74.8 | 40.62 | 57.93 | 65.31 | 40.62 | 57.93 | 65.31 | 40.62 | 57.93 | 65.31 | 39.91 | 44.88 | 37.35 | 40.62 | 57.93 | 65.31 | 43.26 | 59.7 | 68.01 | 43.26 | 58.52 | 69.4 | 42.82 | 57.93 | 74.8 | 61.63 | 82.28 | 83.05 | 61.63 | 82.28 | 83.05 | 61.63 | 82.28 | 83.05 | 61.63 | 82.28 | 83.05 | 56.08 | 82.28 | 81.37 | 56.08 | 82.28 | 81.37 | 56.08 | 82.28 | 81.37 | 50.5 | 53.09 | 49.48 | 56.08 | 82.28 | 81.37 | 62.9 | 83.98 | 83.89 | 62.9 | 83.11 | 82.22 | 61.63 | 82.28 | 83.05
1910 | 40.75 | 57.93 | 75.92 | 40.75 | 57.93 | 75.92 | 40.75 | 57.93 | 75.92 | 40.75 | 57.93 | 75.92 | 40.53 | 57.93 | 65.31 | 40.53 | 57.93 | 65.31 | 40.53 | 57.93 | 65.31 | 39.83 | 44.79 | 37.26 | 40.53 | 57.93 | 65.31 | 42.01 | 59.71 | 68.01 | 41.17 | 58.52 | 68.01 | 40.75 | 57.93 | 75.92 | 59.2 | 83.13 | 82.45 | 59.2 | 83.13 | 82.45 | 59.2 | 83.13 | 82.45 | 59.2 | 83.13 | 82.45 | 55.99 | 83.13 | 80.56 | 55.99 | 83.13 | 80.56 | 55.99 | 83.13 | 80.56 | 50.41 | 53 | 49.39 | 55.99 | 83.13 | 80.56 | 62.9 | 84.84 | 83.89 | 61.64 | 83.97 | 82.22 | 59.2 | 83.13 | 82.45
1911 | 42.09 | 58.18 | 77.11 | 42.09 | 58.18 | 77.11 | 42.09 | 58.18 | 77.11 | 42.09 | 58.18 | 77.11 | 40.44 | 58.18 | 69.52 | 40.44 | 58.18 | 69.52 | 40.44 | 58.18 | 69.52 | 39.74 | 44.71 | 37.17 | 40.44 | 58.18 | 69.52 | 43.39 | 59.72 | 72.39 | 42.52 | 58.77 | 73.87 | 42.09 | 58.18 | 77.11 | 55.91 | 85.71 | 96.03 | 55.91 | 85.71 | 96.03 | 55.91 | 85.71 | 96.03 | 55.91 | 85.71 | 96.03 | 55.91 | 85.71 | 95.07 | 55.91 | 85.71 | 95.07 | 55.91 | 85.71 | 95.07 | 50.33 | 52.92 | 49.3 | 55.91 | 85.71 | 95.07 | 64.14 | 87.48 | 97.03 | 64.14 | 86.58 | 96.03 | 55.91 | 85.71 | 96.03
1912 | 48.03 | 75.92 | 85.33 | 48.03 | 75.92 | 85.33 | 48.03 | 75.92 | 85.33 | 48.03 | 75.92 | 85.33 | 40.37 | 75.92 | 80.3 | 40.37 | 75.92 | 80.3 | 40.37 | 75.92 | 80.3 | 39.66 | 44.63 | 37.1 | 40.37 | 75.92 | 80.3 | 54.94 | 78.27 | 83.62 | 53.85 | 76.71 | 83.62 | 48.03 | 75.92 | 85.33 | 71.89 | 97.8 | 107.67 | 71.89 | 97.8 | 107.67 | 71.89 | 97.8 | 107.67 | 71.89 | 99.78 | 107.67 | 55.83 | 97.8 | 105.63 | 55.83 | 97.8 | 105.63 | 55.83 | 97.8 | 105.63 | 50.25 | 52.84 | 49.23 | 55.83 | 97.8 | 105.63 | 78.27 | 103.95 | 110 | 79.1 | 103.95 | 107.8 | 71.89 | 97.8 | 107.67
1913 | 48.31 | 77.36 | 89.78 | 48.31 | 77.36 | 89.78 | 48.31 | 77.36 | 89.78 | 48.31 | 78.28 | 89.78 | 40.65 | 77.36 | 87.09 | 40.65 | 77.36 | 87.09 | 40.65 | 77.36 | 87.09 | 39.94 | 44.91 | 37.38 | 40.65 | 77.36 | 87.09 | 57.85 | 81.52 | 90.69 | 56.7 | 79.9 | 90.69 | 48.31 | 77.36 | 89.78 | 72.89 | 106.7 | 108.87 | 72.89 | 106.7 | 108.87 | 72.89 | 106.7 | 108.87 | 72.89 | 108.87 | 108.87 | 56.11 | 106.7 | 107.78 | 56.11 | 106.7 | 107.78 | 56.11 | 106.7 | 107.78 | 50.53 | 53.12 | 49.51 | 56.11 | 106.7 | 107.78 | 85 | 116.64 | 111.11 | 85.86 | 116.64 | 109.97 | 72.89 | 106.7 | 108.87
1914 | 48.67 | 76.57 | 80 | 48.67 | 99.79 | 97.63 | 52.6 | 99.79 | 97.63 | 52.6 | 101.85 | 97.63 | 48.29 | 99.79 | 90.94 | 48.29 | 99.79 | 90.94 | 48.29 | 99.79 | 90.94 | 40.31 | 45.29 | 43.33 | 48.29 | 99.79 | 90.94 | 58.5 | 106.06 | 96.65 | 58.5 | 106.06 | 98.62 | 52.6 | 99.79 | 97.63 | 73.25 | 98.44 | 108.32 | 73.25 | 113.14 | 112.23 | 73.76 | 113.14 | 112.23 | 73.76 | 114.28 | 112.23 | 73.25 | 113.14 | 108.87 | 73.25 | 113.14 | 108.87 | 73.25 | 113.14 | 108.87 | 50.9 | 53.49 | 51.61 | 73.25 | 113.14 | 108.87 | 87.36 | 116.64 | 113.37 | 89.13 | 119.01 | 113.37 | 73.76 | 113.14 | 112.23
1915 | 40.34 | 45.32 | 37.77 | 48.7 | 99.79 | 92.82 | 52.82 | 99.79 | 97.63 | 52.82 | 99.79 | 97.63 | 52.82 | 99.79 | 92.82 | 52.82 | 99.79 | 92.82 | 48.7 | 99.79 | 92.82 | 40.34 | 45.32 | 37.77 | 48.7 | 99.79 | 92.82 | 72.17 | 106.06 | 96.65 | 72.17 | 106.06 | 98.62 | 52.82 | 99.79 | 92.82 | 50.93 | 53.82 | 51.86 | 73.28 | 114.28 | 108.87 | 73.76 | 114.28 | 108.87 | 73.76 | 114.28 | 108.87 | 73.76 | 114.28 | 108.87 | 73.76 | 114.28 | 108.87 | 73.28 | 114.28 | 108.87 | 50.93 | 53.51 | 51.61 | 73.28 | 114.28 | 108.87 | 103.95 | 117.6 | 113.37 | 106.06 | 120 | 112.23 | 73.76 | 114.28 | 108.87
1916 | 39.98 | 44.94 | 37.41 | 39.98 | 77.32 | 85.64 | 45.72 | 83.85 | 95.69 | 45.72 | 83.85 | 95.69 | 45.72 | 83.85 | 92.82 | 45.72 | 83.85 | 92.82 | 39.98 | 77.32 | 85.64 | 39.98 | 44.94 | 37.41 | 45.72 | 83.85 | 92.82 | 58.99 | 106.06 | 96.65 | 58.99 | 108.22 | 96.65 | 45.72 | 77.32 | 85.64 | 50.57 | 53.82 | 51.3 | 68.2 | 99.82 | 108.68 | 72.92 | 110.65 | 108.87 | 72.92 | 110.65 | 108.87 | 72.92 | 110.65 | 108.87 | 72.92 | 110.65 | 108.87 | 68.2 | 99.82 | 108.68 | 50.57 | 53.15 | 51.3 | 68.2 | 110.65 | 108.68 | 92.28 | 117.6 | 113.37 | 94.15 | 119.01 | 113.37 | 72.92 | 99.82 | 108.68
1917 | 39.83 | 44.8 | 37.26 | 39.83 | 76.08 | 85.49 | 40.54 | 76.08 | 89.78 | 40.54 | 76.08 | 89.78 | 40.54 | 76.08 | 86.21 | 40.54 | 76.08 | 86.21 | 39.83 | 76.08 | 85.49 | 39.83 | 44.8 | 37.26 | 40.54 | 76.08 | 86.21 | 57.34 | 84.07 | 90.69 | 57.92 | 85.78 | 90.69 | 40.54 | 70.16 | 82.79 | 50.42 | 53.82 | 51.3 | 50.42 | 97.41 | 107.84 | 56 | 106.7 | 108.87 | 56 | 106.7 | 108.87 | 56 | 106.7 | 108.87 | 56 | 106.7 | 108.87 | 50.42 | 97.41 | 105.08 | 50.42 | 53.01 | 49.39 | 56 | 106.7 | 105.08 | 85 | 116.64 | 113.37 | 86.73 | 119.01 | 113.37 | 56 | 97.41 | 107.78
1918 | 39.51 | 44.47 | 36.94 | 39.51 | 71.87 | 85.17 | 40.21 | 71.87 | 87.09 | 40.21 | 71.87 | 87.09 | 40.21 | 71.87 | 85.73 | 40.21 | 71.87 | 85.73 | 39.51 | 71.87 | 85.17 | 39.51 | 44.47 | 36.94 | 40.21 | 71.87 | 85.73 | 56.21 | 81.52 | 90.69 | 57.35 | 81.52 | 90.69 | 39.51 | 44.47 | 77.11 | 50.1 | 53.82 | 51.3 | 50.1 | 97.09 | 107.52 | 55.68 | 97.09 | 108.87 | 55.68 | 97.09 | 108.87 | 55.68 | 97.09 | 108.87 | 55.68 | 97.09 | 108.87 | 50.1 | 97.09 | 103.5 | 50.1 | 52.69 | 51.3 | 55.68 | 97.09 | 103.5 | 85 | 116.64 | 113.37 | 86.73 | 119.01 | 113.37 | 54.57 | 83.54 | 103.4
1919 | 39.24 | 44.21 | 36.68 | 39.24 | 58.02 | 41.49 | 39.95 | 58.02 | 87.09 | 39.95 | 58.02 | 87.09 | 39.95 | 58.02 | 77.11 | 39.95 | 58.02 | 77.11 | 39.24 | 58.02 | 41.49 | 39.24 | 44.21 | 36.68 | 39.95 | 58.02 | 77.11 | 53.91 | 79.17 | 90.69 | 53.91 | 80.78 | 88.88 | 39.24 | 44.21 | 36.74 | 49.83 | 53.82 | 51.3 | 49.83 | 88.52 | 100 | 53.55 | 88.52 | 107.67 | 53.55 | 88.52 | 107.67 | 55.41 | 88.52 | 107.67 | 55.41 | 88.52 | 107.67 | 49.83 | 88.52 | 100 | 49.83 | 52.42 | 51.3 | 55.41 | 88.52 | 101.81 | 79.68 | 116.64 | 111.11 | 81.3 | 119.01 | 113.37 | 49.83 | 56.61 | 77.75
1920 | 39.28 | 44.24 | 36.71 | 39.28 | 46.8 | 36.71 | 39.94 | 46.8 | 86.85 | 39.94 | 55.53 | 86.85 | 39.98 | 46.8 | 75.89 | 39.98 | 46.8 | 75.89 | 39.28 | 46.8 | 36.71 | 39.28 | 44.24 | 36.71 | 39.98 | 46.8 | 75.89 | 50.77 | 79.1 | 90.69 | 50.21 | 80.71 | 88.88 | 39.28 | 44.24 | 36.71 | 49.87 | 53.82 | 51.3 | 49.87 | 84.6 | 85 | 52.95 | 84.6 | 106.7 | 52.95 | 84.6 | 106.7 | 55.45 | 84.6 | 94.72 | 55.45 | 84.6 | 94.72 | 49.87 | 84.6 | 85 | 49.87 | 52.45 | 51.3 | 55.45 | 84.6 | 89.12 | 72.17 | 116.64 | 111.11 | 72.17 | 119.01 | 113.37 | 49.87 | 53.82 | 64.79
1921 | 39.18 | 44.14 | 36.61 | 39.18 | 46.69 | 36.61 | 39.18 | 46.69 | 81.93 | 39.18 | 46.69 | 81.93 | 39.88 | 46.69 | 75.89 | 39.88 | 46.69 | 75.89 | 39.18 | 46.69 | 36.61 | 39.18 | 44.14 | 36.61 | 39.88 | 46.69 | 75.89 | 45.5 | 71.16 | 83.62 | 44.59 | 72.6 | 83.62 | 39.18 | 44.14 | 36.61 | 49.76 | 52.35 | 51.3 | 49.76 | 53.82 | 64.79 | 51.25 | 53.82 | 106.7 | 51.25 | 74.35 | 106.7 | 55.34 | 53.82 | 89.12 | 55.34 | 53.82 | 89.12 | 49.76 | 53.82 | 64.79 | 49.76 | 52.35 | 51.3 | 55.34 | 53.82 | 89.12 | 62.9 | 116.64 | 111.11 | 62.9 | 119.01 | 113.37 | 49.76 | 52.35 | 64.79
1922 | 39.09 | 44.06 | 36.52 | 39.09 | 46.6 | 36.52 | 39.09 | 46.6 | 81.91 | 39.09 | 46.6 | 81.91 | 39.8 | 46.6 | 75.89 | 39.8 | 46.6 | 75.89 | 39.09 | 46.6 | 36.52 | 39.09 | 44.06 | 36.52 | 39.8 | 46.6 | 75.89 | 42.43 | 71.15 | 83.6 | 42.01 | 72.6 | 83.6 | 39.09 | 44.06 | 36.52 | 49.68 | 52.27 | 51.3 | 49.68 | 53.55 | 51.61 | 49.68 | 53.55 | 105.63 | 49.68 | 74.64 | 105.63 | 55.26 | 53.55 | 89.12 | 55.26 | 53.55 | 89.12 | 49.68 | 53.55 | 51.61 | 49.68 | 52.27 | 48.66 | 55.26 | 53.55 | 89.12 | 62.9 | 108.21 | 111.11 | 62.9 | 110.41 | 113.37 | 49.68 | 52.27 | 51.3
1923 | 39.12 | 44.08 | 36.55 | 39.12 | 44.08 | 36.55 | 39.12 | 44.09 | 81.11 | 39.12 | 44.09 | 81.11 | 39.82 | 46.63 | 70.1 | 39.82 | 46.63 | 70.1 | 39.12 | 44.08 | 36.55 | 39.12 | 44.08 | 36.55 | 39.82 | 46.63 | 70.1 | 42.01 | 67.09 | 82.78 | 42.01 | 68.45 | 82.78 | 39.12 | 44.08 | 36.55 | 49.71 | 52.29 | 51.3 | 49.71 | 52.29 | 51.3 | 49.71 | 52.4 | 105.5 | 49.71 | 74.64 | 105.5 | 55.29 | 52.4 | 51.3 | 55.29 | 52.4 | 51.3 | 49.71 | 52.29 | 51.3 | 49.71 | 52.29 | 48.68 | 55.29 | 52.4 | 51.3 | 62.9 | 107.14 | 108.89 | 62.9 | 109.32 | 111.11 | 49.71 | 52.29 | 51.3
1924 | 39.27 | 44.24 | 36.7 | 39.27 | 44.24 | 36.7 | 39.27 | 44.24 | 80.3 | 39.27 | 44.24 | 80.3 | 39.98 | 46.79 | 53.97 | 39.98 | 46.79 | 53.97 | 39.27 | 44.24 | 36.7 | 39.27 | 44.24 | 36.7 | 39.98 | 46.79 | 53.97 | 42.01 | 67.09 | 81.96 | 42.01 | 68.45 | 81.96 | 39.27 | 44.24 | 36.7 | 49.86 | 52.45 | 51.3 | 49.86 | 52.45 | 51.3 | 49.86 | 52.56 | 60.93 | 49.86 | 74.64 | 60.93 | 55.44 | 52.56 | 50.02 | 55.44 | 52.56 | 50.02 | 49.86 | 52.45 | 50.02 | 49.86 | 52.45 | 48.84 | 55.44 | 52.56 | 50.02 | 62.9 | 107.13 | 107.78 | 62.9 | 109.31 | 109.98 | 49.86 | 52.45 | 51.3
1925 | 39.53 | 44.49 | 36.96 | 39.53 | 47.04 | 36.96 | 40.23 | 47.04 | 82.45 | 40.23 | 47.04 | 82.45 | 40.23 | 47.04 | 53.97 | 40.23 | 47.04 | 53.97 | 39.53 | 47.04 | 36.96 | 39.53 | 44.49 | 36.96 | 40.23 | 47.04 | 53.97 | 45.04 | 79.1 | 85 | 45.04 | 80.71 | 85 | 39.53 | 44.49 | 36.96 | 50.11 | 53.82 | 51.3 | 50.11 | 53.82 | 51.3 | 53.55 | 53.82 | 60.93 | 53.55 | 99.52 | 60.93 | 55.69 | 53.82 | 50.36 | 55.69 | 53.82 | 50.36 | 50.11 | 53.82 | 50.36 | 50.11 | 52.7 | 50.36 | 55.69 | 53.82 | 50.36 | 67.19 | 114.31 | 107.78 | 67.19 | 116.64 | 111.11 | 50.11 | 53.82 | 51.3
1926 | 39.85 | 44.82 | 37.28 | 39.85 | 47.37 | 37.28 | 40.56 | 47.37 | 87.09 | 40.56 | 61.72 | 87.09 | 40.56 | 47.37 | 53.97 | 40.56 | 47.37 | 53.97 | 39.85 | 47.37 | 37.28 | 39.85 | 44.82 | 37.28 | 40.56 | 47.37 | 53.97 | 56.21 | 79.17 | 87.97 | 56.21 | 80.78 | 88.88 | 39.85 | 44.82 | 37.28 | 50.44 | 56.61 | 64.79 | 50.44 | 56.61 | 64.79 | 56.02 | 56.61 | 105.63 | 56.02 | 102.88 | 105.63 | 56.02 | 56.61 | 51.61 | 56.02 | 56.61 | 51.61 | 50.44 | 56.61 | 51.61 | 50.44 | 53.03 | 51.61 | 56.02 | 56.61 | 51.61 | 85 | 113.13 | 107.78 | 85.86 | 115.44 | 109.98 | 50.44 | 56.61 | 64.79
1927 | 40.78 | 65.31 | 70.53 | 40.78 | 65.31 | 70.53 | 41.49 | 65.31 | 87.09 | 41.49 | 76.8 | 87.09 | 41.49 | 65.31 | 70.34 | 41.49 | 65.31 | 70.34 | 40.78 | 65.31 | 70.34 | 40.78 | 45.75 | 39.85 | 41.49 | 65.31 | 70.34 | 56.77 | 79.17 | 87.97 | 56.77 | 80.78 | 87.97 | 41.49 | 65.31 | 70.53 | 51.37 | 90 | 104.44 | 51.37 | 90 | 104.44 | 62.01 | 90 | 104.58 | 62.01 | 100.52 | 104.58 | 56.95 | 88.52 | 58.01 | 56.95 | 88.52 | 58.01 | 51.37 | 88.52 | 58.01 | 51.37 | 53.96 | 51.61 | 56.95 | 88.52 | 58.01 | 85 | 113.13 | 105.63 | 85 | 113.15 | 107.79 | 62.01 | 90 | 104.44
1928 | 45.72 | 72.78 | 75.92 | 45.72 | 72.78 | 75.92 | 45.72 | 72.78 | 80.3 | 45.72 | 72.78 | 80.3 | 42.18 | 72.78 | 74.75 | 42.18 | 72.78 | 74.75 | 42.18 | 72.78 | 74.75 | 41.47 | 49.75 | 39.85 | 42.18 | 72.78 | 74.75 | 56.77 | 79.1 | 81.11 | 56.77 | 79.1 | 81.11 | 45.72 | 72.78 | 75.92 | 70.28 | 90.36 | 88.51 | 70.28 | 90.36 | 88.51 | 70.28 | 90.36 | 88.51 | 70.28 | 90.36 | 88.51 | 57.64 | 88.51 | 51.61 | 57.64 | 88.51 | 51.61 | 57.64 | 88.51 | 51.61 | 52.06 | 54.65 | 51.61 | 57.64 | 88.51 | 51.61 | 85 | 103.92 | 98.88 | 85 | 101.84 | 96.91 | 70.28 | 90.36 | 88.51
1929 | 45.72 | 66.55 | 77.11 | 45.72 | 66.55 | 77.32 | 45.72 | 66.55 | 77.32 | 45.72 | 66.95 | 77.32 | 45.72 | 66.55 | 48.49 | 45.72 | 66.55 | 48.49 | 45.72 | 66.55 | 48.49 | 40.81 | 49.81 | 48.49 | 45.72 | 66.55 | 48.49 | 56.7 | 69.32 | 78.11 | 55.57 | 67.93 | 78.11 | 45.72 | 66.55 | 77.11 | 69.03 | 83.54 | 85.62 | 69.03 | 83.54 | 85.62 | 69.03 | 83.54 | 85.62 | 69.03 | 83.54 | 85.62 | 69.03 | 83.54 | 51.61 | 69.03 | 83.54 | 51.61 | 69.03 | 83.54 | 51.61 | 51.39 | 83.54 | 51.61 | 69.03 | 83.54 | 51.61 | 85 | 84.39 | 86.49 | 85 | 84.39 | 86.49 | 69.03 | 83.54 | 85.62
1930 | 45.72 | 58.13 | 64.02 | 45.72 | 58.13 | 64.02 | 45.72 | 58.13 | 64.02 | 45.72 | 58.13 | 64.02 | 45.72 | 58.13 | 39.44 | 45.72 | 58.13 | 39.44 | 45.72 | 58.13 | 39.44 | 40.48 | 49.75 | 39.44 | 45.72 | 58.13 | 39.44 | 56.21 | 59.33 | 62.12 | 55.08 | 58.72 | 63.38 | 45.72 | 58.13 | 64.02 | 67.75 | 76.14 | 53.43 | 67.75 | 76.14 | 53.43 | 67.75 | 76.14 | 53.43 | 67.75 | 76.14 | 53.43 | 67.75 | 72.99 | 50.13 | 67.75 | 72.99 | 50.13 | 67.75 | 72.99 | 50.13 | 51.07 | 72.99 | 50.13 | 67.75 | 72.99 | 50.13 | 78.27 | 76.9 | 52.9 | 76.7 | 76.91 | 53.97 | 67.75 | 76.14 | 53.43
1931 | 45.72 | 56.65 | 62.75 | 45.72 | 56.65 | 62.75 | 45.72 | 56.65 | 62.75 | 45.72 | 56.65 | 62.75 | 40.91 | 56.65 | 39.44 | 40.91 | 56.65 | 39.44 | 40.91 | 56.64 | 39.44 | 40.2 | 49.74 | 39.44 | 40.91 | 56.64 | 39.44 | 55.64 | 58.39 | 60.87 | 54.53 | 57.22 | 62.12 | 45.72 | 56.65 | 62.75 | 67.76 | 70.8 | 51.3 | 67.76 | 70.8 | 51.3 | 67.76 | 70.8 | 51.3 | 67.76 | 70.8 | 51.3 | 66.61 | 70.55 | 49.77 | 66.61 | 70.55 | 49.77 | 66.61 | 70.55 | 49.77 | 50.79 | 53.38 | 49.77 | 66.61 | 70.55 | 49.77 | 70.79 | 71.51 | 49.77 | 69.37 | 71.51 | 50.78 | 67.76 | 70.8 | 51.3
1932 | 40.71 | 54.95 | 62.74 | 40.71 | 54.95 | 62.74 | 40.71 | 54.95 | 62.74 | 40.71 | 54.95 | 62.74 | 40.71 | 54.95 | 39.44 | 40.71 | 54.95 | 39.44 | 40.71 | 54.95 | 39.44 | 40 | 49.74 | 39.44 | 40.71 | 54.95 | 39.44 | 45.5 | 57.22 | 50 | 44.59 | 55.51 | 62.12 | 40.71 | 54.95 | 62.74 | 56.17 | 56.61 | 51.3 | 56.17 | 56.61 | 51.3 | 56.17 | 56.61 | 51.3 | 56.17 | 57.76 | 51.3 | 56.17 | 54.45 | 49.56 | 56.17 | 54.45 | 49.56 | 56.17 | 54.45 | 49.56 | 50.59 | 53.18 | 49.56 | 56.17 | 54.45 | 49.56 | 62.9 | 57.18 | 49.77 | 61.64 | 58.35 | 50.78 | 56.17 | 56.61 | 51.3
1933 | 40.63 | 50.95 | 62.74 | 40.63 | 50.95 | 62.74 | 40.63 | 50.95 | 62.74 | 40.63 | 50.95 | 62.74 | 40.63 | 50.95 | 37.72 | 40.63 | 50.95 | 37.72 | 40.63 | 50.95 | 37.72 | 39.92 | 49.74 | 37.72 | 40.63 | 50.95 | 37.72 | 43.01 | 54.15 | 38.24 | 42.15 | 53.07 | 62.12 | 40.63 | 50.95 | 62.74 | 56.09 | 53.82 | 51.3 | 56.09 | 53.82 | 51.3 | 56.09 | 53.82 | 51.3 | 56.09 | 53.82 | 51.3 | 56.09 | 53.21 | 49.48 | 56.09 | 53.21 | 49.48 | 56.09 | 53.21 | 49.48 | 50.51 | 53.1 | 49.48 | 56.09 | 53.21 | 49.48 | 62.9 | 54.36 | 49.78 | 61.64 | 55.47 | 51.81 | 56.09 | 53.82 | 51.3
1934 | 40.55 | 47.37 | 39.02 | 40.55 | 47.37 | 39.02 | 40.55 | 47.37 | 39.02 | 40.55 | 47.37 | 39.02 | 40.55 | 47.37 | 37.35 | 40.55 | 47.37 | 37.35 | 40.55 | 47.37 | 37.35 | 39.85 | 44.82 | 37.28 | 40.55 | 47.37 | 37.35 | 41.02 | 50.95 | 37.72 | 40.97 | 49.93 | 39.41 | 40.55 | 47.37 | 39.02 | 56.02 | 53.13 | 51.3 | 56.02 | 53.13 | 51.3 | 56.02 | 53.13 | 51.3 | 56.02 | 53.13 | 51.3 | 56.02 | 53.13 | 49.41 | 56.02 | 53.13 | 49.41 | 56.02 | 53.13 | 49.41 | 50.44 | 53.02 | 49.41 | 56.02 | 53.13 | 49.41 | 59.53 | 53.21 | 48.92 | 60.75 | 54.29 | 51.81 | 56.02 | 53.13 | 51.3
1935 | 40.52 | 47.34 | 50 | 40.52 | 47.34 | 50 | 40.52 | 47.34 | 50 | 40.52 | 47.34 | 50 | 40.52 | 47.34 | 37.35 | 40.52 | 47.34 | 37.35 | 40.52 | 47.34 | 37.35 | 39.81 | 44.78 | 37.35 | 40.52 | 47.34 | 37.35 | 41.02 | 50.95 | 37.72 | 41.86 | 49.93 | 50.51 | 40.52 | 47.34 | 50 | 55.19 | 53.1 | 53.17 | 55.19 | 53.1 | 53.17 | 55.19 | 53.1 | 53.17 | 55.19 | 53.1 | 53.17 | 55.98 | 53.1 | 49.38 | 55.98 | 53.1 | 49.38 | 55.19 | 53.1 | 49.38 | 50.4 | 52.99 | 49.38 | 55.98 | 53.1 | 49.38 | 59.5 | 53.21 | 48.89 | 60.71 | 54.29 | 53.7 | 55.19 | 53.1 | 53.17
1936 | 40.45 | 48.34 | 78.71 | 40.45 | 48.34 | 78.71 | 40.45 | 48.34 | 78.71 | 40.45 | 48.34 | 78.71 | 40.45 | 48.34 | 38.6 | 40.45 | 48.34 | 38.6 | 40.45 | 48.34 | 38.6 | 39.74 | 44.71 | 37.17 | 40.45 | 48.34 | 38.6 | 44.33 | 55.89 | 38.99 | 45.24 | 57.03 | 79.51 | 40.45 | 48.34 | 78.71 | 55.91 | 53.82 | 80 | 55.91 | 53.82 | 80 | 55.91 | 53.82 | 80 | 55.91 | 53.82 | 80 | 55.91 | 53.82 | 49.31 | 55.91 | 53.82 | 49.31 | 55.91 | 53.82 | 49.31 | 50.33 | 52.92 | 49.31 | 55.91 | 53.82 | 49.31 | 61.8 | 55.48 | 49.11 | 63.06 | 100.84 | 80.81 | 55.91 | 53.82 | 80
1937 | 40.74 | 64.56 | 83.66 | 40.74 | 64.56 | 83.66 | 40.74 | 64.57 | 83.66 | 40.74 | 64.57 | 83.66 | 40.74 | 64.56 | 39.44 | 40.74 | 64.56 | 39.44 | 40.03 | 64.56 | 39.44 | 40.03 | 49.74 | 39.44 | 40.74 | 64.56 | 39.44 | 55.7 | 72.37 | 41.92 | 56.21 | 73.84 | 84.5 | 40.74 | 64.57 | 83.66 | 56.2 | 81.11 | 104.44 | 56.2 | 81.11 | 104.44 | 56.2 | 81.11 | 104.44 | 56.2 | 81.11 | 104.44 | 56.2 | 74.77 | 49.6 | 56.2 | 74.77 | 49.6 | 50.62 | 74.77 | 49.6 | 50.62 | 53.21 | 49.6 | 56.2 | 74.77 | 49.6 | 83.3 | 81.92 | 50 | 85 | 107.13 | 105.5 | 56.2 | 81.11 | 104.44
1938 | 41.52 | 73.5 | 84.85 | 41.52 | 73.5 | 84.85 | 41.52 | 73.5 | 84.85 | 41.52 | 73.5 | 84.85 | 41.52 | 73.5 | 52.58 | 41.52 | 73.5 | 52.58 | 40.82 | 73.5 | 52.58 | 40.82 | 73.5 | 52.58 | 41.52 | 73.5 | 52.58 | 56.77 | 78.13 | 80.28 | 57.34 | 79.72 | 85.7 | 41.52 | 73.5 | 84.85 | 56.99 | 96.01 | 107.41 | 56.99 | 96.01 | 107.41 | 56.99 | 96.01 | 107.41 | 56.99 | 96.01 | 107.41 | 56.99 | 91.25 | 50.38 | 56.99 | 91.25 | 50.38 | 56.99 | 91.25 | 50.38 | 56.99 | 91.25 | 50.38 | 56.99 | 91.25 | 50.38 | 84.14 | 96.98 | 50.89 | 85.86 | 111.16 | 108.5 | 56.99 | 96.01 | 107.41
1939 | 41.98 | 75 | 84.79 | 41.98 | 75 | 84.79 | 41.98 | 75 | 84.79 | 41.98 | 75 | 84.79 | 41.98 | 75 | 79.5 | 41.98 | 75 | 79.5 | 41.27 | 75 | 79.5 | 41.27 | 75 | 79.5 | 41.98 | 75 | 79.5 | 63.15 | 79.72 | 83.93 | 63.79 | 80.71 | 85.65 | 41.98 | 75 | 84.79 | 57.44 | 98.21 | 106.56 | 57.44 | 98.21 | 106.56 | 57.44 | 98.21 | 106.56 | 57.44 | 98.21 | 106.56 | 57.44 | 98.21 | 59.17 | 57.44 | 98.21 | 59.17 | 51.86 | 98.21 | 59.17 | 51.86 | 98.21 | 59.17 | 57.44 | 98.21 | 59.17 | 90.14 | 105 | 62.88 | 91.05 | 111.16 | 107.64 | 57.44 | 98.21 | 106.56
1940 | 40.74 | 55.54 | 81.96 | 40.74 | 55.54 | 81.96 | 40.74 | 55.54 | 81.96 | 40.74 | 55.54 | 81.96 | 40.74 | 55.54 | 78.24 | 40.74 | 55.54 | 78.24 | 40.04 | 55.54 | 78.24 | 40.04 | 49.74 | 39.85 | 40.74 | 55.54 | 78.24 | 56.77 | 79.71 | 82.78 | 57.34 | 80.52 | 82.78 | 40.74 | 55.54 | 81.96 | 50.62 | 90 | 103.4 | 50.62 | 90 | 103.4 | 50.62 | 90 | 103.4 | 50.62 | 90 | 103.4 | 56.2 | 90 | 57.39 | 56.2 | 90 | 57.39 | 50.62 | 90 | 51.61 | 50.62 | 53.21 | 51.61 | 56.2 | 90 | 57.39 | 85 | 105 | 102.4 | 85.86 | 107.14 | 104.49 | 50.62 | 90 | 103.4
1941 | 39.9 | 44.86 | 77.11 | 39.9 | 44.86 | 77.11 | 39.9 | 44.86 | 77.89 | 39.9 | 44.86 | 77.89 | 40.6 | 47.41 | 77.89 | 40.6 | 47.41 | 77.89 | 39.9 | 44.86 | 39.85 | 39.9 | 44.86 | 39.85 | 40.6 | 47.41 | 77.89 | 55.64 | 79.11 | 78.68 | 55.64 | 79.91 | 80.28 | 39.9 | 44.86 | 77.11 | 50.49 | 53.82 | 52.66 | 50.49 | 53.82 | 52.66 | 50.49 | 53.82 | 52.66 | 50.49 | 53.82 | 52.66 | 56.07 | 53.82 | 51.61 | 56.07 | 53.82 | 51.61 | 50.49 | 53.07 | 51.61 | 50.49 | 53.07 | 51.61 | 56.07 | 53.82 | 51.61 | 83.2 | 98 | 52.13 | 84.07 | 107.13 | 104.49 | 50.49 | 53.82 | 52.66
1942 | 39.55 | 44.52 | 73.79 | 39.55 | 44.52 | 73.79 | 39.55 | 44.52 | 73.79 | 39.55 | 44.52 | 73.79 | 40.26 | 47.07 | 73.79 | 40.26 | 47.07 | 73.79 | 39.55 | 44.52 | 73.79 | 39.55 | 44.52 | 39.85 | 40.26 | 47.07 | 73.79 | 53.63 | 77.48 | 77.89 | 53.63 | 77.48 | 79.51 | 39.55 | 44.52 | 73.79 | 50.14 | 53.55 | 51.33 | 50.14 | 53.55 | 51.33 | 50.14 | 53.55 | 51.33 | 50.14 | 53.55 | 51.33 | 55.72 | 53.55 | 51.33 | 55.72 | 53.55 | 51.33 | 50.14 | 53.55 | 51.33 | 50.14 | 52.73 | 51.33 | 55.72 | 53.55 | 51.33 | 73.87 | 88.52 | 51.85 | 73.87 | 107.13 | 104.49 | 50.14 | 53.55 | 51.33
1943 | 39.24 | 44.21 | 39.02 | 39.24 | 44.21 | 39.02 | 39.24 | 44.21 | 39.02 | 39.24 | 44.21 | 39.02 | 39.95 | 46.75 | 38.1 | 39.95 | 46.75 | 38.1 | 39.24 | 44.21 | 38.1 | 39.24 | 44.21 | 36.67 | 39.95 | 46.75 | 38.1 | 46.84 | 67.25 | 49.48 | 46.84 | 68.63 | 50.49 | 39.24 | 44.21 | 39.02 | 49.83 | 52.52 | 51.3 | 49.83 | 52.52 | 51.3 | 49.83 | 52.52 | 51.3 | 49.83 | 52.52 | 51.3 | 55.41 | 52.52 | 50.27 | 55.41 | 52.52 | 50.27 | 49.83 | 52.52 | 50.27 | 49.83 | 52.42 | 48.8 | 55.41 | 52.52 | 50.27 | 69.36 | 87.63 | 50.78 | 70.08 | 103.95 | 104.49 | 49.83 | 52.52 | 51.3
1944 | 39.2 | 44.17 | 36.64 | 39.2 | 44.17 | 36.64 | 39.2 | 44.17 | 36.64 | 39.2 | 44.17 | 36.64 | 39.91 | 46.72 | 36.64 | 39.91 | 46.72 | 36.64 | 39.2 | 44.17 | 36.64 | 39.2 | 44.17 | 36.64 | 39.91 | 46.72 | 36.64 | 45.56 | 60.15 | 37.38 | 45.56 | 61.38 | 38.15 | 39.2 | 44.17 | 36.64 | 49.79 | 52.38 | 51.3 | 49.79 | 52.38 | 51.3 | 49.79 | 52.38 | 51.3 | 49.79 | 52.38 | 51.3 | 55.37 | 52.49 | 48.77 | 55.37 | 52.49 | 48.77 | 49.79 | 52.38 | 48.77 | 49.79 | 52.38 | 48.77 | 55.37 | 52.49 | 48.77 | 63.83 | 54.59 | 49.26 | 63.83 | 93.39 | 103.41 | 49.79 | 52.38 | 51.3
1945 | 39.11 | 44.07 | 36.54 | 39.11 | 44.07 | 36.54 | 39.11 | 44.07 | 36.54 | 39.11 | 44.07 | 36.54 | 39.82 | 46.62 | 36.54 | 39.82 | 46.62 | 36.54 | 39.11 | 44.07 | 36.54 | 39.11 | 44.07 | 36.54 | 39.82 | 46.62 | 36.54 | 40.22 | 50.77 | 37.38 | 39.86 | 51.8 | 38.15 | 39.11 | 44.07 | 36.54 | 49.7 | 52.29 | 51.3 | 49.7 | 52.29 | 51.3 | 49.7 | 52.29 | 51.3 | 49.7 | 52.29 | 51.3 | 55.28 | 52.39 | 48.67 | 55.28 | 52.39 | 48.67 | 49.7 | 52.29 | 48.67 | 49.7 | 52.29 | 48.67 | 55.28 | 52.39 | 48.67 | 55.97 | 54.59 | 49.16 | 55.97 | 86.13 | 103.2 | 49.7 | 52.29 | 51.3
1946 | 39.05 | 44.02 | 36.49 | 39.05 | 44.02 | 37.01 | 39.05 | 44.02 | 37.01 | 39.05 | 44.02 | 37.01 | 39.76 | 46.57 | 37.01 | 39.76 | 46.57 | 37.01 | 39.05 | 44.02 | 37.01 | 39.05 | 44.02 | 36.49 | 39.76 | 46.57 | 37.01 | 39.86 | 52.26 | 37.38 | 39.86 | 53.88 | 58.25 | 39.05 | 44.02 | 36.49 | 49.64 | 52.23 | 51.3 | 49.64 | 52.23 | 51.3 | 49.64 | 52.23 | 51.3 | 49.64 | 52.23 | 51.3 | 55.22 | 52.34 | 49.31 | 55.22 | 52.34 | 49.31 | 49.64 | 52.23 | 49.31 | 49.64 | 52.23 | 48.62 | 55.22 | 52.34 | 49.31 | 55.75 | 54.59 | 49.8 | 55.75 | 86.13 | 104.49 | 49.64 | 52.23 | 51.3
1947 | 39.12 | 44.09 | 36.55 | 39.12 | 44.09 | 37.11 | 39.12 | 44.09 | 37.11 | 39.12 | 44.09 | 37.11 | 39.83 | 46.63 | 37.11 | 39.83 | 46.63 | 37.11 | 39.12 | 44.09 | 36.55 | 39.12 | 44.09 | 36.55 | 39.83 | 46.63 | 37.11 | 39.86 | 50.86 | 37.48 | 39.86 | 53.88 | 58.25 | 39.12 | 44.09 | 36.55 | 49.71 | 52.3 | 51.3 | 49.71 | 52.3 | 51.3 | 49.71 | 52.3 | 51.3 | 49.71 | 52.3 | 51.3 | 55.29 | 52.4 | 49.31 | 55.29 | 52.4 | 49.31 | 49.71 | 52.3 | 49.31 | 49.71 | 52.3 | 48.69 | 55.29 | 52.4 | 49.31 | 55.75 | 59.29 | 50.75 | 55.75 | 86.13 | 99.86 | 49.71 | 52.3 | 51.3
1948 | 39.24 | 44.21 | 36.67 | 39.24 | 44.21 | 36.74 | 39.24 | 44.21 | 36.74 | 39.24 | 44.21 | 36.74 | 39.95 | 46.76 | 36.74 | 39.95 | 46.76 | 36.74 | 39.24 | 44.21 | 36.67 | 39.24 | 44.21 | 36.67 | 39.95 | 46.76 | 36.74 | 39.64 | 50.01 | 38.24 | 39.64 | 53.88 | 58.25 | 39.24 | 44.21 | 36.67 | 49.83 | 52.42 | 51.26 | 49.83 | 52.42 | 51.26 | 49.83 | 52.42 | 51.26 | 49.83 | 52.42 | 51.26 | 55.41 | 52.53 | 49.23 | 55.41 | 52.53 | 49.23 | 49.83 | 52.42 | 49.23 | 49.83 | 52.42 | 48.81 | 55.41 | 52.53 | 49.23 | 55.75 | 58.7 | 50.75 | 55.75 | 77.96 | 78.65 | 49.83 | 52.42 | 51.26
1949 | 39.52 | 44.49 | 36.95 | 39.52 | 44.49 | 36.95 | 39.52 | 44.49 | 36.95 | 39.52 | 44.49 | 36.95 | 40.23 | 47.03 | 36.95 | 40.23 | 47.03 | 36.95 | 39.52 | 44.49 | 36.95 | 39.52 | 44.49 | 36.95 | 40.23 | 47.03 | 36.95 | 39.86 | 50.01 | 38.54 | 39.92 | 51.03 | 39.33 | 39.52 | 44.49 | 36.95 | 50.11 | 52.7 | 51.3 | 50.11 | 52.7 | 51.3 | 50.11 | 52.7 | 51.3 | 50.11 | 52.7 | 51.3 | 55.69 | 52.8 | 49.08 | 55.69 | 52.8 | 49.08 | 50.11 | 52.7 | 49.08 | 50.11 | 52.7 | 49.08 | 55.69 | 52.8 | 49.08 | 55.75 | 62.38 | 50.75 | 55.75 | 77.96 | 78.65 | 50.11 | 52.7 | 51.3
1950 | 39.84 | 44.8 | 37.27 | 39.84 | 44.8 | 37.27 | 39.84 | 44.8 | 37.27 | 39.84 | 44.8 | 37.27 | 40.54 | 47.35 | 37.27 | 40.54 | 47.35 | 37.27 | 39.84 | 44.8 | 37.27 | 39.84 | 44.8 | 37.27 | 40.54 | 47.35 | 37.27 | 40.26 | 55.54 | 39.44 | 40.24 | 55.54 | 40.24 | 39.84 | 44.8 | 37.27 | 50.43 | 53.02 | 51.3 | 50.43 | 53.02 | 51.3 | 50.43 | 53.02 | 51.3 | 50.43 | 53.02 | 51.3 | 56.01 | 53.12 | 49.4 | 56.01 | 53.12 | 49.4 | 50.43 | 53.02 | 49.4 | 50.43 | 53.02 | 49.4 | 56.01 | 53.12 | 49.4 | 55.75 | 67.18 | 52.4 | 55.75 | 77.96 | 77.84 | 50.43 | 53.02 | 51.3
1951 | 40.77 | 45.74 | 39.44 | 40.77 | 45.74 | 39.44 | 40.77 | 45.74 | 39.44 | 40.77 | 45.74 | 39.44 | 41.48 | 48.29 | 38.2 | 41.48 | 48.29 | 38.2 | 40.77 | 45.74 | 38.2 | 40.77 | 45.74 | 38.2 | 41.48 | 48.29 | 38.2 | 43.57 | 56.58 | 39.84 | 43.57 | 56.58 | 58.25 | 40.77 | 45.74 | 39.44 | 51.36 | 53.95 | 51.3 | 51.36 | 53.95 | 51.3 | 51.36 | 53.95 | 51.3 | 51.36 | 53.95 | 51.3 | 56.94 | 54.06 | 50.34 | 56.94 | 54.06 | 50.34 | 51.36 | 53.95 | 50.34 | 51.36 | 53.95 | 50.34 | 56.94 | 54.06 | 50.34 | 67.14 | 76.4 | 51.85 | 67.14 | 77.96 | 78.65 | 51.36 | 53.95 | 51.3
1952 | 40.98 | 45.95 | 58.83 | 40.98 | 45.95 | 58.83 | 40.98 | 45.95 | 58.83 | 40.98 | 45.95 | 58.83 | 41.69 | 48.49 | 38.41 | 41.69 | 48.49 | 38.41 | 40.98 | 45.95 | 38.41 | 40.98 | 45.95 | 38.41 | 41.69 | 48.49 | 38.41 | 50.27 | 56.96 | 40.66 | 49.26 | 57.53 | 60.04 | 40.98 | 45.95 | 58.83 | 51.57 | 55.44 | 51.3 | 51.57 | 55.44 | 51.3 | 51.57 | 55.44 | 51.3 | 51.57 | 55.44 | 51.3 | 57.15 | 55.44 | 50.55 | 57.15 | 55.44 | 50.55 | 51.57 | 54.16 | 50.55 | 51.57 | 54.16 | 50.55 | 57.15 | 55.44 | 50.55 | 71.85 | 74.11 | 51.81 | 71.5 | 77.96 | 78.65 | 51.57 | 55.44 | 51.3
1953 | 41.2 | 48.01 | 59.44 | 41.2 | 48.01 | 59.44 | 41.2 | 48.01 | 59.44 | 41.2 | 48.01 | 59.44 | 41.2 | 48.01 | 39.35 | 41.2 | 48.01 | 39.35 | 40.49 | 45.46 | 37.92 | 40.49 | 45.46 | 37.92 | 41.2 | 48.01 | 39.35 | 52.41 | 55.83 | 49.83 | 51.37 | 56.39 | 60.04 | 41.2 | 48.01 | 59.44 | 56.66 | 71.89 | 52.34 | 56.66 | 71.89 | 52.34 | 56.66 | 71.89 | 52.34 | 56.66 | 71.89 | 52.34 | 56.66 | 71.89 | 50.06 | 56.66 | 71.89 | 50.06 | 51.08 | 53.67 | 50.06 | 51.08 | 53.67 | 50.06 | 56.66 | 71.89 | 50.06 | 72.9 | 76.4 | 51.81 | 72.9 | 77.96 | 78.65 | 56.66 | 71.89 | 52.34
1954 | 41.02 | 47.83 | 59.44 | 41.02 | 47.83 | 59.44 | 41.02 | 47.83 | 59.44 | 41.02 | 47.83 | 59.44 | 41.02 | 47.83 | 37.74 | 41.02 | 47.83 | 37.74 | 40.31 | 45.28 | 37.74 | 40.31 | 45.28 | 37.74 | 41.02 | 47.83 | 37.74 | 52.62 | 55.54 | 38.24 | 51.58 | 56.1 | 60.04 | 41.02 | 47.83 | 59.44 | 56.48 | 53.82 | 52.34 | 56.48 | 53.82 | 52.34 | 56.48 | 53.82 | 52.34 | 56.48 | 53.82 | 52.34 | 56.48 | 53.59 | 49.88 | 56.48 | 53.59 | 49.88 | 50.9 | 53.49 | 49.88 | 50.9 | 53.49 | 49.88 | 56.48 | 53.59 | 49.88 | 70.76 | 54.14 | 50.13 | 70.06 | 77.16 | 78.65 | 56.48 | 53.82 | 52.34
1955 | 40.73 | 47.54 | 58.83 | 40.73 | 47.54 | 58.83 | 40.73 | 47.54 | 58.83 | 40.73 | 47.54 | 58.83 | 40.73 | 47.54 | 37.46 | 40.73 | 47.54 | 37.46 | 40.03 | 44.99 | 37.46 | 40.03 | 44.99 | 37.46 | 40.73 | 47.54 | 37.46 | 52.94 | 55.54 | 37.84 | 52.41 | 55.54 | 59.42 | 40.73 | 47.54 | 58.83 | 56.2 | 53.82 | 51.3 | 56.2 | 53.82 | 51.3 | 56.2 | 53.82 | 51.3 | 56.2 | 53.82 | 51.3 | 56.2 | 53.31 | 49.59 | 56.2 | 53.31 | 49.59 | 50.62 | 53.2 | 49.59 | 50.62 | 53.2 | 49.59 | 56.2 | 53.31 | 49.59 | 67.68 | 53.85 | 49.78 | 67.68 | 77.16 | 77.84 | 56.2 | 53.82 | 51.3
1956 | 40.55 | 47.35 | 58.83 | 40.55 | 47.35 | 58.83 | 40.55 | 47.35 | 58.83 | 40.55 | 47.35 | 58.83 | 40.55 | 47.35 | 37.27 | 40.55 | 47.35 | 37.27 | 39.84 | 44.81 | 37.27 | 39.84 | 44.81 | 37.27 | 40.55 | 47.35 | 37.27 | 45.96 | 52.75 | 37.72 | 45.96 | 55.54 | 59.42 | 40.55 | 47.35 | 58.83 | 56.01 | 53.82 | 51.3 | 56.01 | 53.82 | 51.3 | 56.01 | 53.82 | 51.3 | 56.01 | 53.82 | 51.3 | 56.01 | 53.12 | 49.4 | 56.01 | 53.12 | 49.4 | 50.43 | 53.02 | 49.4 | 50.43 | 53.02 | 49.4 | 56.01 | 53.12 | 49.4 | 57.74 | 53.66 | 49.78 | 57.74 | 77.16 | 79.44 | 56.01 | 53.82 | 51.3
1957 | 40.37 | 47.17 | 58.83 | 40.37 | 47.17 | 58.83 | 40.37 | 47.17 | 58.83 | 40.37 | 47.17 | 58.83 | 40.37 | 47.17 | 37.09 | 40.37 | 47.17 | 37.09 | 39.66 | 44.63 | 37.09 | 39.66 | 44.63 | 37.09 | 40.37 | 47.17 | 37.09 | 41.2 | 48.63 | 37.47 | 41.2 | 55.54 | 60.04 | 40.37 | 47.17 | 58.83 | 55.25 | 53.74 | 51.3 | 55.25 | 53.74 | 51.3 | 55.25 | 53.74 | 51.3 | 55.25 | 53.74 | 51.3 | 55.83 | 52.94 | 49.23 | 55.83 | 52.94 | 49.23 | 50.25 | 52.84 | 49.23 | 50.25 | 52.84 | 49.23 | 55.83 | 52.94 | 49.23 | 56.39 | 53.21 | 49.01 | 56.39 | 79 | 80.25 | 55.25 | 53.74 | 51.3
1958 | 39.54 | 47.06 | 58.83 | 39.54 | 47.06 | 58.83 | 39.54 | 47.06 | 58.83 | 39.54 | 47.06 | 58.83 | 40.25 | 47.06 | 36.97 | 40.25 | 47.06 | 36.97 | 39.54 | 44.51 | 36.97 | 39.54 | 44.51 | 36.97 | 40.25 | 47.06 | 36.97 | 40.25 | 48.51 | 37.35 | 40.25 | 55.54 | 60.04 | 39.54 | 47.06 | 58.83 | 50.13 | 52.83 | 52.34 | 50.13 | 52.83 | 52.34 | 50.13 | 52.83 | 52.34 | 50.13 | 52.83 | 52.34 | 55.71 | 52.83 | 49.11 | 55.71 | 52.83 | 49.11 | 50.13 | 52.72 | 49.11 | 50.13 | 52.72 | 49.11 | 55.71 | 52.83 | 49.11 | 55.75 | 52.83 | 48.62 | 56.31 | 79 | 80.25 | 50.13 | 52.83 | 52.34
1959 | 39.44 | 46.95 | 58.83 | 39.44 | 46.95 | 58.83 | 39.44 | 46.95 | 58.83 | 39.44 | 46.95 | 58.83 | 40.15 | 46.95 | 36.87 | 40.15 | 46.95 | 36.87 | 39.44 | 44.41 | 36.87 | 39.44 | 44.41 | 36.87 | 40.15 | 46.95 | 36.87 | 39.88 | 47.56 | 37.24 | 39.88 | 55.54 | 60.04 | 39.44 | 46.95 | 58.83 | 50.03 | 52.72 | 64.79 | 50.03 | 52.72 | 64.79 | 50.03 | 52.72 | 64.79 | 50.03 | 52.72 | 64.79 | 55.61 | 52.72 | 49.01 | 55.61 | 52.72 | 49.01 | 50.03 | 52.62 | 49.01 | 50.03 | 52.62 | 49.01 | 55.61 | 52.72 | 49.01 | 55.75 | 52.95 | 49.01 | 56.31 | 79.55 | 80.25 | 50.03 | 52.72 | 64.79
1960 | 39.39 | 46.9 | 58.83 | 39.39 | 46.9 | 58.83 | 39.39 | 46.9 | 58.83 | 39.39 | 46.9 | 58.83 | 40.1 | 46.9 | 36.82 | 40.1 | 46.9 | 36.82 | 39.39 | 44.36 | 36.82 | 39.39 | 44.36 | 36.82 | 40.1 | 46.9 | 36.82 | 40.5 | 52.44 | 37.24 | 41.18 | 55.54 | 60.65 | 39.39 | 46.9 | 58.83 | 49.98 | 52.67 | 68.39 | 49.98 | 52.67 | 68.39 | 49.98 | 52.67 | 68.39 | 49.98 | 52.67 | 68.39 | 55.56 | 52.67 | 48.95 | 55.56 | 52.67 | 48.95 | 49.98 | 52.57 | 48.95 | 49.98 | 52.57 | 48.95 | 55.56 | 52.67 | 48.95 | 56.12 | 53.2 | 49.45 | 57.28 | 87.87 | 85.57 | 49.98 | 52.67 | 68.39
1961 | 40.24 | 55.52 | 79.03 | 40.24 | 55.52 | 79.03 | 40.24 | 55.52 | 79.03 | 40.24 | 55.52 | 79.03 | 40.24 | 55.52 | 36.97 | 40.24 | 55.52 | 36.97 | 39.53 | 44.5 | 36.97 | 39.53 | 44.5 | 36.97 | 40.24 | 55.52 | 36.97 | 52.09 | 71.82 | 78.24 | 53.15 | 74.8 | 80.28 | 40.24 | 55.52 | 79.03 | 55.7 | 80 | 105.62 | 55.7 | 80 | 105.62 | 55.7 | 80 | 105.62 | 55.7 | 80 | 105.62 | 55.7 | 53.21 | 49.11 | 55.7 | 53.21 | 49.11 | 50.12 | 52.71 | 49.1 | 50.12 | 52.71 | 49.1 | 55.7 | 53.21 | 49.11 | 73.64 | 87.07 | 104.57 | 75.14 | 105.34 | 109.98 | 55.7 | 80 | 105.62
1962 | 39.85 | 61.71 | 80.3 | 39.85 | 61.71 | 80.3 | 40.56 | 61.71 | 80.3 | 40.56 | 61.71 | 80.3 | 40.56 | 61.71 | 37.29 | 40.56 | 61.71 | 37.29 | 39.85 | 44.82 | 37.29 | 39.85 | 44.82 | 37.29 | 40.56 | 61.71 | 37.29 | 53.31 | 76.69 | 81.11 | 54.4 | 78.26 | 81.96 | 40.56 | 61.71 | 80.3 | 50.44 | 82.03 | 107.41 | 50.44 | 82.03 | 107.41 | 56.02 | 82.03 | 107.41 | 56.02 | 82.03 | 107.41 | 56.02 | 53.21 | 49.42 | 56.02 | 53.21 | 49.42 | 50.44 | 53.03 | 49.42 | 50.44 | 53.03 | 49.42 | 56.02 | 53.21 | 49.42 | 76.37 | 105.34 | 107.78 | 78.31 | 107.49 | 109.98 | 56.02 | 82.03 | 107.41
1963 | 39.9 | 61.71 | 77.11 | 39.9 | 61.71 | 77.11 | 40.61 | 61.71 | 80.3 | 40.61 | 61.71 | 80.3 | 40.61 | 61.71 | 37.33 | 40.61 | 61.71 | 37.33 | 39.9 | 44.87 | 37.33 | 39.9 | 44.87 | 37.33 | 40.61 | 61.71 | 37.33 | 55.64 | 76.69 | 81.11 | 56.21 | 78.26 | 81.11 | 40.61 | 61.71 | 77.11 | 50.49 | 54.35 | 106.7 | 50.49 | 54.35 | 106.7 | 56.07 | 54.35 | 106.7 | 56.07 | 54.35 | 106.7 | 56.07 | 54.35 | 49.46 | 56.07 | 54.35 | 49.46 | 50.49 | 53.08 | 49.46 | 50.49 | 53.08 | 49.46 | 56.07 | 54.35 | 49.46 | 79.1 | 105.34 | 107.78 | 80.71 | 107.49 | 108.5 | 56.07 | 54.35 | 106.7
1964 | 39.6 | 47.11 | 70.53 | 39.6 | 47.11 | 70.53 | 39.6 | 47.11 | 70.53 | 39.6 | 47.11 | 70.53 | 40.3 | 47.11 | 37.03 | 40.3 | 47.11 | 37.03 | 39.6 | 44.56 | 37.03 | 39.6 | 44.56 | 37.03 | 40.3 | 47.11 | 37.03 | 53.98 | 75.93 | 78.67 | 54.54 | 77.48 | 80.28 | 39.6 | 47.11 | 70.53 | 50.19 | 53.21 | 90 | 50.19 | 53.21 | 90 | 50.19 | 53.21 | 90 | 50.19 | 53.21 | 90 | 55.77 | 53.21 | 49.16 | 55.77 | 53.21 | 49.16 | 50.19 | 52.77 | 49.16 | 50.19 | 52.77 | 49.16 | 55.77 | 53.21 | 49.16 | 76.74 | 104.97 | 104.49 | 78.31 | 106.06 | 104.49 | 50.19 | 53.21 | 90
1965 | 39.54 | 44.5 | 36.97 | 39.54 | 44.5 | 36.97 | 39.54 | 44.5 | 36.97 | 39.54 | 44.5 | 36.97 | 40.24 | 47.05 | 36.97 | 40.24 | 47.05 | 36.97 | 39.54 | 44.5 | 36.97 | 39.54 | 44.5 | 36.97 | 40.24 | 47.05 | 36.97 | 53.86 | 75.21 | 80.28 | 53.86 | 75.99 | 78.67 | 39.54 | 44.5 | 36.97 | 50.13 | 52.82 | 63.5 | 50.13 | 52.82 | 63.5 | 50.13 | 52.82 | 63.5 | 50.13 | 52.82 | 63.5 | 55.71 | 52.82 | 49.11 | 55.71 | 52.82 | 49.11 | 50.13 | 52.71 | 49.11 | 50.13 | 52.71 | 49.11 | 55.71 | 52.82 | 49.11 | 74.56 | 104.27 | 104.49 | 75.33 | 105.34 | 102.4 | 50.13 | 52.82 | 63.5
1966 | 39.4 | 44.37 | 36.84 | 39.4 | 44.37 | 36.84 | 39.4 | 44.37 | 36.84 | 39.4 | 44.37 | 36.84 | 40.11 | 46.91 | 36.84 | 40.11 | 46.92 | 36.84 | 39.4 | 44.37 | 36.84 | 39.4 | 44.37 | 36.84 | 40.11 | 46.91 | 36.84 | 51.4 | 74.28 | 38.24 | 51.4 | 72.8 | 38.24 | 39.4 | 44.37 | 36.84 | 49.99 | 52.58 | 51.3 | 49.99 | 52.58 | 51.3 | 49.99 | 52.58 | 51.3 | 49.99 | 52.58 | 51.3 | 55.57 | 52.69 | 48.97 | 55.57 | 52.69 | 48.97 | 49.99 | 52.58 | 48.97 | 49.99 | 52.58 | 48.97 | 55.57 | 52.69 | 48.97 | 75.33 | 104.27 | 52.87 | 75.33 | 102.18 | 51.81 | 49.99 | 52.58 | 51.3
1967 | 39.25 | 44.21 | 36.68 | 39.25 | 44.21 | 36.68 | 39.25 | 44.21 | 36.68 | 39.25 | 44.21 | 36.68 | 39.95 | 46.73 | 36.68 | 39.95 | 46.76 | 36.68 | 39.25 | 44.21 | 36.68 | 39.25 | 44.21 | 36.68 | 39.95 | 46.73 | 36.68 | 50.93 | 73.29 | 37.05 | 49.91 | 71.82 | 37.05 | 39.25 | 44.21 | 36.68 | 49.83 | 52.42 | 48.81 | 49.83 | 52.42 | 48.81 | 49.83 | 52.42 | 48.81 | 49.83 | 52.42 | 48.81 | 55.41 | 52.53 | 48.81 | 55.41 | 52.53 | 48.81 | 49.83 | 52.42 | 48.81 | 49.83 | 52.42 | 48.81 | 55.41 | 52.53 | 48.81 | 73.64 | 102.88 | 49.38 | 73.64 | 100.82 | 49.38 | 49.83 | 52.42 | 48.81
1968 | 39.32 | 44.29 | 36.75 | 39.32 | 44.29 | 36.75 | 39.32 | 44.29 | 36.75 | 39.32 | 44.29 | 36.75 | 40.03 | 46.74 | 36.75 | 40.03 | 46.83 | 36.75 | 39.32 | 44.29 | 36.75 | 39.32 | 44.29 | 36.75 | 40.03 | 46.74 | 36.75 | 46.37 | 50.31 | 37.12 | 45.45 | 49.31 | 37.12 | 39.32 | 44.29 | 36.75 | 49.91 | 52.5 | 48.89 | 49.91 | 52.5 | 48.89 | 49.91 | 52.5 | 48.89 | 49.91 | 52.5 | 48.89 | 55.49 | 52.6 | 48.89 | 55.49 | 52.6 | 48.89 | 49.91 | 52.5 | 48.89 | 49.91 | 52.5 | 48.89 | 55.49 | 52.6 | 48.89 | 67.09 | 100.83 | 49.38 | 67.79 | 98.81 | 49.38 | 49.91 | 52.5 | 48.89
1969 | 39.17 | 44.14 | 36.6 | 39.17 | 44.14 | 36.6 | 39.17 | 44.14 | 36.6 | 39.17 | 44.14 | 36.6 | 39.88 | 46.54 | 36.6 | 39.88 | 46.68 | 36.6 | 39.17 | 44.14 | 36.6 | 39.17 | 44.14 | 36.6 | 39.88 | 46.54 | 36.6 | 43.98 | 47.56 | 36.97 | 43.98 | 48.53 | 37.73 | 39.17 | 44.14 | 36.6 | 49.76 | 52.35 | 48.74 | 49.76 | 52.35 | 48.74 | 49.76 | 52.35 | 48.74 | 49.76 | 52.35 | 48.74 | 55.34 | 52.45 | 48.74 | 55.34 | 52.45 | 48.74 | 49.76 | 52.35 | 48.74 | 49.76 | 52.35 | 48.74 | 55.34 | 52.45 | 48.74 | 63.17 | 84.5 | 49.23 | 63.83 | 86.23 | 50.23 | 49.76 | 52.35 | 48.74
1970 | 39.03 | 44 | 36.46 | 39.03 | 44 | 36.46 | 39.03 | 44 | 36.46 | 39.03 | 44 | 36.46 | 39.74 | 46.4 | 36.46 | 39.74 | 46.54 | 36.46 | 39.03 | 44 | 36.46 | 39.03 | 44 | 36.46 | 39.74 | 46.4 | 36.46 | 42.12 | 50.33 | 36.83 | 42.12 | 51.36 | 37.58 | 39.03 | 44 | 36.46 | 49.62 | 52.21 | 48.6 | 49.62 | 52.21 | 48.6 | 49.62 | 52.21 | 48.6 | 49.62 | 52.21 | 48.6 | 55.2 | 52.31 | 48.6 | 55.2 | 52.31 | 48.6 | 49.62 | 52.21 | 48.6 | 49.62 | 52.21 | 48.6 | 55.2 | 52.31 | 48.6 | 63.19 | 82.7 | 49.09 | 63.19 | 84.39 | 103.04 | 49.62 | 52.21 | 48.6
1971 | 39.01 | 43.98 | 36.44 | 39.01 | 43.98 | 36.44 | 39.01 | 43.98 | 36.44 | 39.01 | 43.98 | 36.44 | 39.72 | 46.38 | 36.44 | 39.72 | 46.52 | 36.44 | 39.01 | 43.98 | 36.44 | 39.01 | 43.98 | 36.44 | 39.72 | 46.38 | 36.44 | 40.39 | 46.99 | 36.44 | 40.39 | 54.33 | 66.59 | 39.01 | 43.98 | 36.44 | 49.6 | 52.19 | 48.58 | 49.6 | 52.19 | 48.58 | 49.6 | 52.19 | 48.58 | 49.6 | 52.19 | 48.58 | 55.18 | 52.3 | 48.58 | 55.18 | 52.3 | 48.58 | 49.6 | 52.19 | 48.58 | 49.6 | 52.19 | 48.58 | 55.18 | 52.3 | 48.58 | 59.28 | 52.72 | 48.09 | 59.28 | 83.55 | 100.81 | 49.6 | 52.19 | 48.58
1972 | 39.01 | 43.98 | 36.45 | 39.01 | 43.98 | 36.45 | 39.01 | 43.98 | 36.45 | 39.01 | 43.98 | 36.45 | 39.72 | 46.37 | 36.45 | 39.72 | 46.37 | 36.45 | 39.01 | 43.98 | 36.45 | 39.01 | 43.98 | 36.45 | 39.72 | 46.37 | 36.45 | 40.12 | 45.91 | 36.08 | 40.12 | 51.94 | 42.75 | 39.01 | 43.98 | 36.45 | 49.6 | 52.19 | 48.58 | 49.6 | 52.19 | 48.58 | 49.6 | 52.19 | 48.58 | 49.6 | 52.19 | 48.58 | 55.18 | 52.3 | 48.58 | 55.18 | 52.3 | 48.58 | 49.6 | 52.19 | 48.58 | 49.6 | 52.19 | 48.58 | 55.18 | 52.3 | 48.58 | 58.2 | 51.67 | 46.68 | 58.2 | 77.23 | 83.31 | 49.6 | 52.19 | 48.58
1973 | 39.1 | 44.07 | 36.54 | 39.1 | 44.07 | 36.54 | 39.1 | 44.07 | 36.54 | 39.1 | 44.07 | 36.54 | 39.81 | 46.46 | 36.54 | 39.81 | 46.46 | 36.54 | 39.1 | 44.07 | 36.54 | 39.1 | 44.07 | 36.54 | 39.81 | 46.46 | 36.54 | 40.21 | 46 | 35.86 | 40.63 | 53.54 | 49.8 | 39.1 | 44.07 | 36.54 | 49.69 | 52.28 | 48.67 | 49.69 | 52.28 | 48.67 | 49.69 | 52.28 | 48.67 | 49.69 | 52.28 | 48.67 | 55.27 | 52.39 | 48.67 | 55.27 | 52.39 | 48.67 | 49.69 | 52.28 | 48.67 | 49.69 | 52.28 | 48.67 | 55.27 | 52.39 | 48.67 | 56.41 | 49.13 | 44.8 | 56.41 | 80.11 | 89.46 | 49.69 | 52.28 | 48.67
1974 | 39.07 | 44.04 | 36.5 | 39.07 | 44.04 | 36.5 | 39.07 | 44.04 | 36.5 | 39.07 | 44.04 | 36.5 | 39.78 | 46.43 | 36.5 | 39.78 | 46.43 | 36.5 | 39.07 | 44.04 | 36.5 | 39.07 | 44.04 | 36.5 | 39.78 | 46.43 | 36.5 | 40.18 | 45.96 | 35.65 | 40.41 | 51.43 | 49.3 | 39.07 | 44.04 | 36.5 | 49.66 | 52.25 | 48.63 | 49.66 | 52.25 | 48.63 | 49.66 | 52.25 | 48.63 | 49.66 | 52.25 | 48.63 | 55.24 | 52.35 | 48.63 | 55.24 | 52.35 | 48.63 | 49.66 | 52.25 | 48.63 | 49.66 | 52.25 | 48.63 | 55.24 | 52.35 | 48.63 | 55.79 | 47.83 | 44.8 | 56.38 | 78.48 | 87.23 | 49.66 | 52.25 | 48.63
1975 | 39.16 | 44.13 | 36.59 | 39.16 | 44.13 | 36.59 | 39.16 | 44.13 | 36.59 | 39.16 | 44.13 | 36.59 | 39.87 | 46.52 | 36.59 | 39.87 | 46.52 | 36.59 | 39.16 | 44.13 | 36.59 | 39.16 | 44.13 | 36.59 | 39.87 | 46.52 | 36.59 | 40.27 | 46.05 | 35.65 | 40.39 | 49.17 | 37.38 | 39.16 | 44.13 | 36.59 | 49.75 | 52.34 | 51.3 | 49.75 | 52.34 | 51.3 | 49.75 | 52.34 | 51.3 | 49.75 | 52.34 | 51.3 | 55.33 | 52.44 | 48.73 | 55.33 | 52.44 | 48.73 | 49.75 | 52.34 | 48.73 | 49.75 | 52.34 | 48.73 | 55.33 | 52.44 | 48.73 | 55.9 | 47.66 | 44.8 | 57.04 | 74.52 | 54.01 | 49.75 | 52.34 | 51.3
1976 | 39.36 | 44.32 | 36.79 | 39.36 | 44.32 | 36.79 | 39.36 | 44.32 | 36.79 | 39.36 | 44.32 | 36.79 | 40.06 | 44.32 | 36.79 | 40.06 | 44.32 | 36.59 | 39.36 | 44.32 | 36.79 | 39.36 | 44.32 | 36.79 | 40.06 | 44.32 | 36.79 | 40.17 | 43.88 | 34.42 | 40.17 | 44.78 | 36.42 | 39.36 | 44.32 | 36.79 | 49.95 | 52.53 | 48.92 | 49.95 | 52.53 | 48.92 | 49.95 | 52.53 | 48.92 | 49.95 | 52.53 | 48.92 | 55.53 | 52.53 | 48.92 | 55.53 | 52.53 | 46.68 | 49.95 | 52.53 | 48.92 | 49.95 | 52.53 | 48.92 | 55.53 | 52.53 | 48.92 | 54.97 | 47.66 | 21.91 | 55.53 | 53.06 | 49.42 | 49.95 | 52.53 | 51.3
1977 | 39.54 | 44.51 | 36.97 | 39.54 | 44.51 | 36.97 | 39.54 | 44.51 | 36.97 | 39.54 | 44.51 | 36.97 | 40.25 | 44.51 | 36.97 | 40.25 | 25.94 | 0 | 39.54 | 44.51 | 36.97 | 39.54 | 44.51 | 36.97 | 40.25 | 44.51 | 36.97 | 39.66 | 0 | 0 | 39.94 | 44.06 | 34.42 | 39.54 | 44.51 | 36.97 | 50.13 | 52.72 | 49.1 | 50.13 | 52.72 | 49.1 | 50.13 | 52.72 | 49.1 | 50.13 | 52.72 | 49.1 | 55.71 | 52.72 | 49.1 | 55.71 | 51.67 | 46.68 | 50.13 | 52.72 | 49.1 | 50.13 | 52.72 | 49.1 | 55.71 | 52.72 | 49.1 | 53.33 | 0 | 9.9 | 53.33 | 52.19 | 48.61 | 50.13 | 52.72 | 49.1
1978 | 39.58 | 44.55 | 37.01 | 39.58 | 44.55 | 37.01 | 39.58 | 44.55 | 37.01 | 39.58 | 44.55 | 37.01 | 40.29 | 44.55 | 37.01 | 40.29 | 25.94 | 0 | 39.58 | 44.55 | 37.01 | 39.58 | 44.55 | 37.01 | 40.29 | 44.55 | 37.01 | 34.96 | 0 | 0 | 39.19 | 0 | 0 | 39.58 | 44.55 | 37.01 | 50.17 | 52.76 | 49.15 | 50.17 | 52.76 | 49.15 | 50.17 | 52.76 | 49.15 | 50.17 | 52.76 | 49.15 | 55.75 | 52.76 | 49.15 | 55.75 | 29.98 | 34.54 | 50.17 | 52.76 | 49.15 | 50.17 | 52.76 | 49.15 | 55.75 | 52.76 | 49.15 | 46.84 | 0 | 0 | 49.67 | 47.66 | 44.8 | 50.17 | 52.76 | 49.15
1979 | 39.47 | 44.44 | 36.91 | 39.47 | 44.44 | 36.91 | 39.47 | 44.44 | 36.91 | 39.47 | 44.44 | 36.91 | 39.47 | 44.44 | 36.91 | 39.47 | 25.94 | 0 | 39.47 | 44.44 | 36.91 | 39.47 | 44.44 | 36.91 | 39.47 | 44.44 | 36.91 | 28.85 | 0 | 0 | 30.35 | 0 | 0 | 39.47 | 44.44 | 36.91 | 50.06 | 52.65 | 49.04 | 50.06 | 52.65 | 49.04 | 50.06 | 52.65 | 49.04 | 50.06 | 52.65 | 49.04 | 55.64 | 52.65 | 49.04 | 55.64 | 29.98 | 0 | 50.06 | 52.65 | 49.04 | 50.06 | 52.65 | 49.04 | 55.64 | 52.65 | 49.04 | 39.71 | 0 | 0 | 49.56 | 47.66 | 44.8 | 50.06 | 52.65 | 49.04
1980 | 39.35 | 41.48 | 36.78 | 39.35 | 41.48 | 36.78 | 39.35 | 41.48 | 36.78 | 39.35 | 41.48 | 36.78 | 39.35 | 41.48 | 36.78 | 39.35 | 25.94 | 0 | 39.35 | 41.48 | 36.78 | 39.35 | 44.31 | 36.78 | 39.35 | 41.48 | 36.78 | 0 | 0 | 0 | 29.44 | 0 | 0 | 39.35 | 41.48 | 36.78 | 49.93 | 49.63 | 46.45 | 49.93 | 49.63 | 46.45 | 49.93 | 49.63 | 46.45 | 49.93 | 49.63 | 46.45 | 55.51 | 49.63 | 46.45 | 55.51 | 29.98 | 0 | 49.93 | 49.63 | 46.45 | 49.93 | 52.52 | 48.91 | 55.51 | 49.63 | 46.45 | 39.71 | 0 | 0 | 41.76 | 47.66 | 44.8 | 49.93 | 49.63 | 47.89
1981 | 39.2 | 25.6 | 36.64 | 39.2 | 25.6 | 36.64 | 39.2 | 25.6 | 36.64 | 39.2 | 25.6 | 36.64 | 39.2 | 25.6 | 36.64 | 39.2 | 25.6 | 0 | 39.2 | 25.6 | 36.64 | 39.2 | 44.17 | 36.64 | 39.2 | 25.6 | 36.64 | 0 | 0 | 0 | 29.44 | 0 | 0 | 39.2 | 25.6 | 36.64 | 49.79 | 49.44 | 46.17 | 49.79 | 49.44 | 46.17 | 49.79 | 49.44 | 46.17 | 49.79 | 49.44 | 46.17 | 55.37 | 49.44 | 46.17 | 55.37 | 29.98 | 0 | 49.79 | 49.44 | 46.17 | 49.79 | 52.38 | 48.77 | 55.37 | 49.44 | 46.17 | 0 | 0 | 0 | 41.76 | 0 | 40.49 | 49.79 | 49.44 | 48.66
1982 | 18.29 | 10.33 | 34.77 | 18.29 | 10.33 | 34.77 | 18.29 | 10.33 | 34.77 | 18.29 | 10.33 | 34.77 | 39.02 | 10.33 | 34.77 | 39.02 | 10.33 | 0 | 39.02 | 10.34 | 34.77 | 39.02 | 43.99 | 36.45 | 39.02 | 10.33 | 34.77 | 0 | 0 | 0 | 0 | 0 | 0 | 18.29 | 10.33 | 34.77 | 36.14 | 48.43 | 46.17 | 36.14 | 48.43 | 46.17 | 36.14 | 48.43 | 46.17 | 36.14 | 48.43 | 46.17 | 55.19 | 48.43 | 46.17 | 55.19 | 29.98 | 0 | 49.61 | 48.43 | 46.17 | 49.61 | 52.2 | 48.59 | 55.19 | 48.43 | 46.17 | 0 | 0 | 0 | 35.78 | 47.66 | 44.8 | 36.14 | 48.43 | 48.59
1983 | 29.74 | 10.33 | 28.21 | 29.74 | 10.33 | 28.21 | 29.74 | 10.33 | 28.21 | 29.74 | 10.33 | 28.21 | 39.71 | 10.33 | 28.21 | 39.71 | 10.33 | 0 | 39 | 10.33 | 28.21 | 39 | 43.97 | 36.43 | 39.71 | 10.33 | 28.21 | 0 | 0 | 0 | 29.44 | 0 | 0 | 29.74 | 10.33 | 28.21 | 40.52 | 48.43 | 46.17 | 40.52 | 48.43 | 46.17 | 40.52 | 48.43 | 46.17 | 40.52 | 48.43 | 46.17 | 55.17 | 48.43 | 46.17 | 55.17 | 29.98 | 0 | 49.59 | 48.43 | 46.17 | 49.59 | 52.18 | 48.57 | 55.17 | 48.43 | 46.17 | 0 | 0 | 0 | 40.11 | 47.66 | 44.8 | 40.52 | 48.43 | 48.57
1984 | 29.74 | 10.34 | 33.06 | 29.74 | 10.34 | 33.06 | 29.74 | 10.34 | 33.06 | 29.74 | 10.34 | 33.06 | 39.79 | 10.52 | 33.06 | 39.79 | 10.52 | 18.88 | 39.08 | 10.52 | 33.06 | 39.08 | 44.05 | 36.52 | 39.79 | 10.52 | 33.06 | 0 | 0 | 0 | 29.44 | 0 | 0 | 29.74 | 10.34 | 33.06 | 41.41 | 48.43 | 46.17 | 41.41 | 48.43 | 46.17 | 41.41 | 48.43 | 46.17 | 41.41 | 48.43 | 46.17 | 55.25 | 48.43 | 46.17 | 55.25 | 29.98 | 43.02 | 49.67 | 48.43 | 46.45 | 49.67 | 52.26 | 48.65 | 55.25 | 48.43 | 46.17 | 40.18 | 0 | 0 | 41 | 47.66 | 44.8 | 41.41 | 48.43 | 48.65
1985 | 39.39 | 10.33 | 33.06 | 39.39 | 10.33 | 33.06 | 39.39 | 10.33 | 33.06 | 39.39 | 10.33 | 33.06 | 40.09 | 24.14 | 33.06 | 40.09 | 24.14 | 18.88 | 39.39 | 24.14 | 33.06 | 39.39 | 44.35 | 36.82 | 40.09 | 24.14 | 33.06 | 38.99 | 0 | 0 | 39.78 | 10.23 | 32.73 | 39.39 | 10.33 | 33.06 | 49.97 | 48.43 | 48.95 | 49.97 | 48.43 | 48.95 | 49.97 | 48.43 | 48.95 | 49.97 | 48.43 | 48.95 | 55.55 | 48.43 | 48.95 | 55.55 | 48.43 | 46.68 | 49.97 | 48.43 | 48.95 | 49.97 | 52.56 | 48.95 | 55.55 | 48.43 | 48.95 | 50.48 | 0 | 36.27 | 51.51 | 47.95 | 47.64 | 49.97 | 48.43 | 48.95
1986 | 39.9 | 10.33 | 0 | 39.9 | 10.33 | 0 | 39.9 | 10.33 | 0 | 39.9 | 10.33 | 0 | 40.61 | 25.94 | 18.88 | 40.61 | 25.94 | 18.88 | 39.9 | 25.94 | 18.88 | 39.9 | 44.87 | 37.33 | 40.61 | 25.94 | 18.88 | 39.5 | 0 | 0 | 40.31 | 10.23 | 0 | 39.9 | 10.33 | 0 | 50.49 | 49.44 | 46.68 | 50.49 | 49.44 | 46.68 | 50.49 | 49.44 | 46.68 | 50.49 | 49.44 | 46.68 | 56.07 | 52.08 | 46.68 | 56.07 | 52.08 | 46.68 | 50.49 | 52.08 | 47.61 | 50.49 | 53.08 | 49.47 | 56.07 | 52.08 | 46.68 | 51 | 9.24 | 42.67 | 52.04 | 49.94 | 46.21 | 50.49 | 49.44 | 46.68
1987 | 40.03 | 0 | 0 | 40.03 | 0 | 0 | 40.03 | 0 | 0 | 40.03 | 0 | 0 | 40.73 | 25.94 | 19.88 | 40.73 | 25.94 | 18.88 | 40.03 | 25.94 | 19.88 | 40.03 | 44.99 | 37.46 | 40.73 | 25.94 | 19.88 | 39.63 | 0 | 0 | 40.43 | 0 | 0 | 40.03 | 0 | 0 | 50.61 | 48.43 | 46.17 | 50.61 | 48.43 | 46.17 | 50.61 | 48.43 | 46.17 | 50.61 | 48.43 | 46.17 | 56.19 | 52.08 | 46.68 | 56.19 | 52.08 | 46.68 | 50.61 | 52.08 | 49.34 | 50.61 | 53.2 | 49.59 | 56.19 | 52.08 | 46.68 | 51.13 | 11.73 | 42.67 | 52.17 | 48.92 | 45.7 | 50.61 | 48.43 | 46.17
1988 | 10.33 | 0 | 0 | 10.33 | 0 | 0 | 10.33 | 0 | 0 | 10.33 | 0 | 0 | 40.31 | 25.94 | 19.88 | 40.31 | 25.94 | 18.88 | 39.61 | 44.51 | 35.21 | 39.61 | 44.57 | 37.04 | 40.31 | 25.94 | 19.88 | 10.23 | 0 | 0 | 10.44 | 0 | 0 | 10.33 | 0 | 0 | 10.33 | 7.29 | 44.35 | 10.33 | 7.29 | 44.35 | 10.33 | 7.29 | 44.35 | 10.33 | 7.29 | 44.35 | 55.78 | 29.98 | 46.68 | 55.78 | 29.98 | 46.68 | 50.2 | 50.32 | 47.53 | 50.2 | 52.79 | 49.17 | 55.78 | 29.98 | 46.68 | 10.23 | 7 | 42.67 | 10.44 | 7.22 | 44.8 | 10.33 | 7.29 | 44.35
1989 | 10.33 | 0 | 0 | 10.33 | 0 | 0 | 10.33 | 0 | 0 | 10.33 | 0 | 0 | 40.21 | 25.94 | 19.88 | 40.21 | 25.94 | 18.88 | 39.5 | 44.46 | 36.93 | 39.5 | 44.47 | 36.93 | 40.21 | 25.94 | 19.88 | 10.23 | 0 | 0 | 10.44 | 0 | 0 | 10.33 | 0 | 0 | 10.33 | 7 | 37.77 | 10.33 | 7 | 37.77 | 10.33 | 7 | 37.77 | 10.33 | 7 | 37.77 | 55.67 | 29.98 | 46.68 | 55.67 | 29.98 | 46.68 | 50.09 | 52.68 | 49.07 | 50.09 | 52.68 | 49.07 | 55.67 | 29.98 | 46.68 | 10.23 | 6.93 | 37.39 | 10.44 | 7.07 | 38.15 | 10.33 | 7 | 37.77
1990 | 0 | 0 | 0 | 0 | 0 | 0 | 0 | 0 | 0 | 0 | 0 | 0 | 39.4 | 11.18 | 0 | 39.4 | 11.18 | 0 | 39.4 | 44.36 | 36.83 | 39.4 | 44.37 | 36.83 | 39.4 | 11.19 | 9.86 | 0 | 0 | 0 | 0 | 0 | 0 | 0 | 0 | 0 | 0 | 6.86 | 10.33 | 0 | 6.86 | 10.33 | 0 | 6.86 | 10.33 | 0 | 6.86 | 10.33 | 55.57 | 29.98 | 46.68 | 55.57 | 29.98 | 46.68 | 49.99 | 52.58 | 48.97 | 49.99 | 52.58 | 48.97 | 55.57 | 29.98 | 46.68 | 0 | 6.65 | 10.44 | 0 | 6.93 | 10.65 | 0 | 6.86 | 10.33
1991 | 0 | 0 | 0 | 0 | 0 | 0 | 0 | 0 | 0 | 0 | 0 | 0 | 39.24 | 9.7 | 0 | 39.24 | 9.7 | 0 | 39.24 | 44.2 | 36.67 | 39.24 | 44.21 | 36.67 | 39.24 | 9.7 | 9.7 | 0 | 0 | 0 | 0 | 0 | 0 | 0 | 0 | 0 | 0 | 6.59 | 10 | 0 | 6.59 | 10 | 0 | 6.59 | 10 | 0 | 6.59 | 10 | 52.45 | 9.7 | 46.68 | 52.45 | 9.7 | 46.68 | 49.83 | 52.42 | 48.8 | 49.83 | 52.42 | 48.8 | 52.45 | 9.7 | 46.68 | 0 | 6.52 | 10.1 | 0 | 6.65 | 10.1 | 0 | 6.59 | 10
1992 | 0 | 0 | 0 | 0 | 0 | 0 | 0 | 0 | 0 | 0 | 0 | 0 | 39.25 | 9.71 | 0 | 39.25 | 9.71 | 0 | 39.25 | 40.05 | 34.85 | 39.25 | 44.21 | 36.68 | 39.25 | 9.71 | 9.71 | 0 | 0 | 0 | 0 | 0 | 0 | 0 | 0 | 0 | 0 | 6.39 | 0 | 0 | 6.39 | 0 | 0 | 6.39 | 0 | 0 | 6.39 | 0 | 49.84 | 9.71 | 46.22 | 49.84 | 9.71 | 46.22 | 49.84 | 49.97 | 46.45 | 49.84 | 52.43 | 46.45 | 49.84 | 9.71 | 46.22 | 0 | 6.32 | 0 | 0 | 6.45 | 0 | 0 | 6.39 | 0
1993 | 0 | 0 | 0 | 0 | 0 | 0 | 0 | 0 | 0 | 0 | 0 | 0 | 39.12 | 0 | 0 | 39.12 | 0 | 0 | 39.12 | 9.58 | 9.58 | 39.12 | 44.08 | 35.86 | 39.12 | 9.58 | 9.58 | 0 | 0 | 0 | 0 | 0 | 0 | 0 | 0 | 0 | 0 | 6.86 | 0 | 0 | 6.86 | 0 | 0 | 6.86 | 0 | 0 | 6.86 | 0 | 49.71 | 9.24 | 46.68 | 49.71 | 9.24 | 46.68 | 49.71 | 46.45 | 46.68 | 49.71 | 52.3 | 46.68 | 49.71 | 9.58 | 46.68 | 12.09 | 7 | 0 | 0 | 6.93 | 0 | 0 | 6.86 | 0
1994 | 0 | 0 | 0 | 0 | 0 | 0 | 0 | 0 | 0 | 0 | 0 | 0 | 39.28 | 0 | 0 | 39.28 | 0 | 0 | 39.28 | 9.74 | 9.74 | 39.28 | 44.25 | 36.71 | 39.28 | 9.74 | 9.74 | 0 | 0 | 0 | 0 | 0 | 0 | 0 | 0 | 0 | 0 | 6.46 | 0 | 0 | 6.46 | 0 | 0 | 6.46 | 0 | 0 | 6.46 | 0 | 49.87 | 7.36 | 45.69 | 49.87 | 7.36 | 45.69 | 49.87 | 46.27 | 46.45 | 49.87 | 52.46 | 48.85 | 49.87 | 9.74 | 45.69 | 0 | 6.52 | 0 | 0 | 6.52 | 0 | 0 | 6.46 | 0
1995 | 0 | 0 | 0 | 0 | 0 | 0 | 0 | 0 | 0 | 0 | 0 | 0 | 38.91 | 0 | 0 | 38.91 | 0 | 0 | 38.91 | 0 | 9.37 | 38.91 | 43.87 | 35.86 | 38.91 | 0 | 9.37 | 0 | 0 | 0 | 0 | 0 | 0 | 0 | 0 | 0 | 0 | 0 | 0 | 0 | 0 | 0 | 0 | 0 | 0 | 0 | 0 | 0 | 49.5 | 7.07 | 45.29 | 49.5 | 7.07 | 45.29 | 49.5 | 9.37 | 45.29 | 49.5 | 52.09 | 45.29 | 49.5 | 9.37 | 45.29 | 0 | 0 | 0 | 0 | 0 | 0 | 0 | 0 | 0
1996 | 0 | 0 | 0 | 0 | 0 | 0 | 0 | 0 | 0 | 0 | 0 | 0 | 38.96 | 0 | 0 | 38.96 | 0 | 0 | 38.96 | 0 | 9.42 | 38.96 | 43.92 | 35.86 | 38.96 | 0 | 9.42 | 0 | 0 | 0 | 0 | 0 | 0 | 0 | 0 | 0 | 0 | 0 | 0 | 0 | 0 | 0 | 0 | 0 | 0 | 0 | 0 | 0 | 49.55 | 0 | 45.29 | 49.55 | 0 | 45.29 | 49.55 | 9.42 | 45.29 | 49.55 | 52.14 | 45.29 | 49.55 | 9.42 | 45.29 | 0 | 0 | 0 | 0 | 0 | 0 | 0 | 0 | 0
1997 | 0 | 0 | 0 | 0 | 0 | 0 | 0 | 0 | 0 | 0 | 0 | 0 | 38.99 | 0 | 0 | 38.99 | 0 | 0 | 38.99 | 0 | 0 | 38.99 | 43.96 | 36.42 | 38.99 | 0 | 0 | 0 | 0 | 0 | 0 | 0 | 0 | 0 | 0 | 0 | 0 | 0 | 0 | 0 | 0 | 0 | 0 | 0 | 0 | 0 | 0 | 0 | 49.58 | 0 | 45.29 | 49.58 | 0 | 45.29 | 49.58 | 0 | 45.29 | 49.58 | 52.17 | 45.29 | 49.58 | 0 | 45.29 | 0 | 0 | 0 | 0 | 0 | 0 | 0 | 0 | 0
1998 | 0 | 0 | 0 | 0 | 0 | 0 | 0 | 0 | 0 | 0 | 0 | 0 | 26.27 | 0 | 0 | 26.27 | 0 | 0 | 26.27 | 0 | 0 | 38.85 | 43.82 | 36.28 | 26.27 | 0 | 0 | 0 | 0 | 0 | 0 | 0 | 0 | 0 | 0 | 0 | 0 | 0 | 0 | 0 | 0 | 0 | 0 | 0 | 0 | 0 | 0 | 0 | 49.44 | 0 | 45.29 | 49.44 | 0 | 45.29 | 49.44 | 0 | 45.29 | 49.44 | 52.03 | 45.29 | 49.44 | 0 | 45.29 | 0 | 0 | 0 | 0 | 0 | 0 | 0 | 0 | 0
1999 | 0 | 0 | 0 | 0 | 0 | 0 | 0 | 0 | 0 | 0 | 0 | 0 | 38.85 | 0 | 0 | 38.85 | 0 | 0 | 38.85 | 0 | 0 | 38.85 | 43.82 | 36.29 | 38.85 | 0 | 0 | 0 | 0 | 0 | 0 | 0 | 0 | 0 | 0 | 0 | 0 | 0 | 0 | 0 | 0 | 0 | 0 | 0 | 0 | 0 | 0 | 0 | 49.44 | 0 | 35.01 | 49.44 | 0 | 35.01 | 49.44 | 0 | 35.01 | 49.44 | 52.03 | 48.42 | 49.44 | 0 | 35.01 | 0 | 0 | 0 | 0 | 0 | 0 | 0 | 0 | 0
2000 | 0 | 0 | 0 | 0 | 0 | 0 | 0 | 0 | 0 | 0 | 0 | 0 | 38.97 | 0 | 0 | 38.97 | 0 | 0 | 38.97 | 0 | 0 | 38.97 | 43.94 | 36.4 | 38.97 | 0 | 0 | 0 | 0 | 0 | 0 | 0 | 0 | 0 | 0 | 0 | 0 | 0 | 0 | 0 | 0 | 0 | 0 | 0 | 0 | 0 | 0 | 0 | 49.56 | 0 | 20 | 49.56 | 0 | 20 | 49.56 | 0 | 20 | 49.56 | 52.15 | 46.45 | 49.56 | 0 | 20 | 0 | 0 | 0 | 0 | 0 | 0 | 0 | 0 | 0
2001 | 0 | 0 | 0 | 0 | 0 | 0 | 0 | 0 | 0 | 0 | 0 | 0 | 39.18 | 0.03 | 0 | 39.18 | 0.03 | 0 | 39.18 | 0.04 | 9.64 | 39.18 | 44.15 | 36.62 | 39.18 | 0.04 | 9.64 | 0 | 0 | 0 | 0 | 0 | 0 | 0 | 0 | 0 | 0 | 0 | 0 | 0 | 0 | 0 | 0 | 0 | 0 | 0 | 0 | 0 | 55.35 | 9.64 | 0 | 55.35 | 9.64 | 0 | 49.77 | 9.64 | 9.64 | 49.77 | 52.36 | 40.19 | 55.35 | 9.64 | 9.64 | 0 | 0 | 0 | 0 | 0 | 0 | 0 | 0 | 0
2002 | 0 | 0 | 0 | 0 | 0 | 0 | 0 | 0 | 0 | 0 | 0 | 0 | 39.98 | 9.73 | 0 | 39.98 | 9.73 | 0 | 39.27 | 9.73 | 9.73 | 39.27 | 44.24 | 36.71 | 39.98 | 9.73 | 9.73 | 0 | 0 | 0 | 0 | 0 | 0 | 0 | 0 | 0 | 0 | 0 | 0 | 0 | 0 | 0 | 0 | 0 | 0 | 0 | 0 | 0 | 55.44 | 9.73 | 0 | 55.44 | 9.73 | 0 | 49.86 | 9.73 | 9.73 | 49.86 | 52.45 | 48.84 | 55.44 | 9.73 | 9.73 | 0 | 0 | 0 | 0 | 0 | 0 | 0 | 0 | 0
2003 | 0 | 0 | 0 | 0 | 0 | 0 | 0 | 0 | 0 | 0 | 0 | 0 | 39.99 | 9.74 | 0 | 39.99 | 9.74 | 0 | 39.28 | 9.74 | 9.74 | 39.28 | 44.25 | 35.86 | 39.99 | 9.74 | 9.74 | 0 | 0 | 0 | 0 | 0 | 0 | 0 | 0 | 0 | 0 | 0 | 0 | 0 | 0 | 0 | 0 | 0 | 0 | 0 | 0 | 0 | 55.45 | 9.74 | 0 | 55.45 | 9.74 | 0 | 49.87 | 9.74 | 9.74 | 49.87 | 52.46 | 34.14 | 55.45 | 9.74 | 9.74 | 0 | 0 | 0 | 0 | 0 | 0 | 0 | 0 | 0
2004 | 0 | 0 | 0 | 0 | 0 | 0 | 0 | 0 | 0 | 0 | 0 | 0 | 39.18 | 0.02 | 0 | 39.18 | 0.02 | 0 | 39.18 | 9.64 | 9.64 | 39.18 | 44.15 | 35.86 | 39.18 | 9.64 | 9.64 | 0 | 0 | 0 | 0 | 0 | 0 | 0 | 0 | 0 | 0 | 0 | 0 | 0 | 0 | 0 | 0 | 0 | 0 | 0 | 0 | 0 | 55.35 | 9.64 | 0 | 55.35 | 9.64 | 0 | 49.77 | 9.64 | 34.14 | 49.77 | 52.36 | 34.14 | 55.35 | 9.64 | 9.64 | 0 | 0 | 0 | 0 | 0 | 0 | 0 | 0 | 0
2005 | 0 | 0 | 0 | 0 | 0 | 0 | 0 | 0 | 0 | 0 | 0 | 0 | 39.04 | 0 | 0 | 39.04 | 0 | 0 | 39.04 | 9.5 | 9.5 | 39.04 | 44.01 | 36.47 | 39.04 | 9.5 | 9.5 | 0 | 0 | 0 | 0 | 0 | 0 | 0 | 0 | 0 | 0 | 0 | 0 | 0 | 0 | 0 | 0 | 0 | 0 | 0 | 0 | 0 | 55.21 | 0 | 0 | 55.21 | 0 | 0 | 49.63 | 9.5 | 9.5 | 49.63 | 52.22 | 48.61 | 55.21 | 9.5 | 9.5 | 0 | 0 | 0 | 0 | 0 | 0 | 0 | 0 | 0
2006 | 0 | 0 | 0 | 0 | 0 | 0 | 0 | 0 | 0 | 0 | 0 | 0 | 38.93 | 0 | 0 | 38.93 | 0 | 0 | 38.93 | 9.39 | 9.39 | 38.93 | 43.89 | 36.36 | 38.93 | 9.39 | 9.39 | 0 | 0 | 0 | 0 | 0 | 0 | 0 | 0 | 0 | 0 | 0 | 0 | 0 | 0 | 0 | 0 | 0 | 0 | 0 | 0 | 0 | 52.14 | 0 | 0 | 52.14 | 0 | 0 | 49.52 | 9.39 | 9.39 | 49.52 | 52.11 | 48.49 | 52.14 | 9.39 | 9.39 | 0 | 0 | 0 | 0 | 0 | 0 | 0 | 0 | 0
2007 | 0 | 0 | 0 | 0 | 0 | 0 | 0 | 0 | 0 | 0 | 0 | 0 | 38.86 | 0 | 0 | 38.86 | 0 | 0 | 38.86 | 0 | 0 | 38.86 | 43.82 | 36.29 | 38.86 | 0 | 0 | 0 | 0 | 0 | 0 | 0 | 0 | 0 | 0 | 0 | 0 | 0 | 0 | 0 | 0 | 0 | 0 | 0 | 0 | 0 | 0 | 0 | 52.07 | 0 | 0 | 52.07 | 0 | 0 | 49.44 | 9.32 | 0 | 49.44 | 52.03 | 48.42 | 52.07 | 9.32 | 0 | 0 | 0 | 0 | 0 | 0 | 39.76 | 0 | 0 | 0
2008 | 10 | 0 | 0 | 10 | 0 | 0 | 10 | 0 | 0 | 10 | 0 | 0 | 38.91 | 0 | 0 | 38.91 | 0 | 0 | 38.91 | 0 | 0 | 38.91 | 43.87 | 36.34 | 38.91 | 0 | 0 | 9.9 | 0 | 0 | 10.1 | 0 | 0 | 10 | 0 | 0 | 10.33 | 0 | 0 | 10.33 | 0 | 0 | 10.33 | 0 | 0 | 10.33 | 0 | 0 | 55.08 | 0 | 31.28 | 55.08 | 0 | 31.28 | 49.5 | 0 | 31.28 | 49.5 | 52.09 | 48.47 | 55.08 | 0 | 31.28 | 38.3 | 0 | 0 | 39.08 | 41.43 | 47.64 | 10.33 | 0 | 0
2009 | 10.33 | 0 | 0 | 10.33 | 0 | 0 | 10.33 | 0 | 0 | 10.33 | 0 | 0 | 39.87 | 0 | 25.82 | 39.87 | 0 | 25.82 | 39.17 | 0 | 25.82 | 39.17 | 44.13 | 36.6 | 39.87 | 0 | 25.82 | 10.44 | 0 | 0 | 32.01 | 0 | 27.72 | 10.33 | 0 | 0 | 35.42 | 48.43 | 37.77 | 35.42 | 48.43 | 37.77 | 35.42 | 48.43 | 37.77 | 35.42 | 48.43 | 45.23 | 55.34 | 49 | 45.35 | 55.34 | 49 | 45.35 | 49.76 | 49 | 45.35 | 49.76 | 52.34 | 46.45 | 55.34 | 49 | 45.35 | 35.78 | 0 | 37.39 | 46.84 | 51.03 | 48.61 | 35.42 | 48.43 | 37.77
2010 | 17.92 | 0 | 0 | 39.59 | 0 | 0 | 39.59 | 0 | 0 | 39.59 | 0 | 0 | 40.39 | 0 | 34.43 | 40.39 | 0 | 34.43 | 39.69 | 0 | 0 | 39.69 | 44.65 | 37.12 | 40.39 | 0 | 34.43 | 39.99 | 0 | 0 | 41.23 | 0 | 35.14 | 17.92 | 0 | 0 | 50.28 | 48.43 | 44.33 | 50.28 | 48.43 | 44.33 | 50.28 | 48.43 | 44.33 | 50.28 | 48.43 | 46.17 | 55.85 | 52.86 | 46.34 | 55.85 | 52.86 | 46.34 | 50.28 | 48.43 | 44.33 | 50.28 | 52.86 | 46.45 | 55.85 | 52.86 | 46.34 | 53.1 | 12.33 | 43.89 | 54.18 | 55.05 | 48.12 | 50.28 | 48.43 | 44.33
2011 | 39.85 | 0 | 0 | 39.85 | 0 | 0 | 39.85 | 0 | 0 | 39.85 | 0 | 0 | 40.66 | 0 | 34.43 | 40.66 | 0 | 34.43 | 39.96 | 0 | 10 | 39.96 | 44.92 | 37.39 | 40.66 | 0 | 34.43 | 40.26 | 0 | 0 | 45.49 | 0 | 34.42 | 39.85 | 0 | 0 | 46.13 | 48.43 | 45.25 | 46.13 | 48.43 | 45.25 | 46.13 | 48.43 | 45.25 | 46.13 | 48.43 | 46.17 | 56.12 | 53.24 | 46.99 | 56.12 | 53.24 | 46.99 | 50.54 | 48.43 | 45.25 | 50.54 | 53.13 | 49.52 | 56.12 | 53.24 | 46.99 | 55.56 | 43.93 | 44.8 | 57.17 | 58.84 | 46.63 | 46.13 | 48.43 | 45.25
2012 | 10.33 | 0 | 0 | 10.33 | 0 | 0 | 10.33 | 0 | 0 | 10.33 | 0 | 0 | 40.43 | 0 | 34.43 | 40.43 | 0 | 34.43 | 39.73 | 0 | 0 | 39.73 | 44.69 | 37.16 | 40.43 | 0 | 34.43 | 40.03 | 0 | 0 | 40.85 | 0 | 34.42 | 10.33 | 0 | 0 | 33.67 | 42.62 | 43.89 | 33.67 | 43.49 | 43.93 | 33.67 | 43.49 | 43.93 | 33.67 | 43.49 | 44.78 | 55.9 | 49.31 | 46.68 | 55.9 | 49.31 | 46.68 | 50.32 | 48.17 | 43.93 | 50.32 | 52.91 | 49.29 | 55.9 | 49.31 | 46.68 | 49.4 | 43.93 | 44.38 | 49.89 | 47.66 | 45.23 | 33.67 | 42.62 | 43.89
2013 | 10.33 | 0 | 0 | 10.33 | 0 | 0 | 10.33 | 0 | 0 | 10.33 | 0 | 0 | 40.3 | 0 | 25.82 | 40.3 | 0 | 25.82 | 39.59 | 0 | 0 | 39.59 | 44.56 | 37.02 | 40.3 | 0 | 25.82 | 13.11 | 0 | 0 | 13.38 | 0 | 26.35 | 10.33 | 0 | 0 | 10.33 | 10.33 | 10.33 | 10.33 | 10.87 | 43.93 | 10.33 | 10.87 | 43.93 | 10.33 | 10.87 | 44.78 | 55.76 | 49 | 46.68 | 55.76 | 49 | 46.68 | 50.18 | 46.27 | 43.93 | 50.18 | 52.77 | 49.16 | 55.76 | 49 | 46.68 | 41.24 | 40.34 | 44.38 | 42.08 | 47.66 | 45.23 | 10.33 | 10.33 | 10.33
2014 | 9.7 | 0 | 0 | 9.7 | 0 | 0 | 9.7 | 0 | 0 | 9.7 | 0 | 0 | 39.48 | 0 | 25.82 | 39.48 | 0 | 25.82 | 39.48 | 0 | 18.88 | 39.48 | 44.45 | 36.92 | 39.48 | 0 | 25.82 | 9.6 | 0 | 0 | 9.8 | 0 | 26.35 | 9.7 | 0 | 0 | 10.33 | 10.13 | 0 | 10.33 | 10.33 | 23.46 | 10.33 | 10.33 | 23.46 | 10.33 | 10.33 | 44.35 | 52.7 | 49 | 46.68 | 52.7 | 49 | 46.68 | 50.07 | 46.27 | 46.68 | 50.07 | 52.66 | 49.05 | 52.7 | 49 | 46.68 | 13.11 | 39.52 | 43.9 | 13.38 | 47.66 | 44.8 | 10.33 | 10.13 | 0
2015 | 0 | 0 | 0 | 0 | 0 | 0 | 0 | 0 | 0 | 0 | 0 | 0 | 39.19 | 0 | 25.82 | 39.19 | 0 | 25.82 | 39.19 | 0 | 25.82 | 39.19 | 44.16 | 36.63 | 39.19 | 0 | 25.82 | 0 | 0 | 0 | 0 | 0 | 0 | 0 | 0 | 0 | 10.04 | 9.53 | 0 | 10.04 | 10.33 | 43.16 | 10.04 | 10.33 | 43.16 | 10.04 | 10.33 | 44.35 | 49.78 | 49 | 46.68 | 49.78 | 49 | 46.68 | 49.78 | 49 | 46.68 | 49.78 | 52.37 | 48.76 | 49.78 | 49 | 46.68 | 9.94 | 36.22 | 43.6 | 10.14 | 47.66 | 44.8 | 10.04 | 9.53 | 0
2016 | 0 | 0 | 0 | 0 | 0 | 0 | 0 | 0 | 0 | 0 | 0 | 0 | 39.16 | 0 | 0 | 39.16 | 0 | 0 | 39.16 | 0 | 0 | 39.16 | 44.13 | 36.59 | 39.16 | 0 | 0 | 0 | 0 | 0 | 0 | 0 | 0 | 0 | 0 | 0 | 0 | 7.15 | 0 | 0 | 10.87 | 44.35 | 0 | 10.87 | 44.35 | 0 | 10.87 | 44.35 | 49.75 | 49 | 46.68 | 49.75 | 49 | 46.68 | 49.75 | 49 | 46.68 | 49.75 | 52.34 | 46.68 | 49.75 | 49 | 46.68 | 0 | 11.73 | 43.9 | 0 | 11.96 | 44.8 | 0 | 7.15 | 0
2017 | 0 | 0 | 0 | 0 | 0 | 0 | 0 | 0 | 0 | 0 | 0 | 0 | 39.06 | 0 | 0 | 39.06 | 0 | 0 | 39.06 | 0 | 0 | 39.06 | 44.02 | 36.49 | 39.06 | 0 | 0 | 0 | 0 | 0 | 0 | 0 | 0 | 0 | 0 | 0 | 0 | 7.15 | 0 | 0 | 10.33 | 43.1 | 0 | 10.33 | 43.1 | 0 | 10.33 | 43.1 | 49.65 | 49 | 46.68 | 49.65 | 49 | 46.68 | 49.65 | 49 | 46.68 | 49.65 | 52.23 | 46.68 | 49.65 | 49 | 46.68 | 0 | 11.73 | 42.67 | 0 | 11.49 | 43.54 | 0 | 7.15 | 0
2018 | 0 | 0 | 0 | 0 | 0 | 0 | 0 | 0 | 0 | 0 | 0 | 0 | 39.03 | 0 | 0 | 39.03 | 0 | 0 | 39.03 | 0 | 0 | 39.03 | 44 | 36.46 | 39.03 | 0 | 0 | 0 | 0 | 0 | 0 | 0 | 0 | 0 | 0 | 0 | 3.24 | 10.13 | 0 | 3.24 | 10.33 | 43.1 | 3.24 | 10.33 | 43.1 | 3.24 | 10.33 | 43.1 | 49.62 | 43.67 | 46.68 | 49.62 | 43.67 | 46.68 | 49.62 | 43.67 | 46.68 | 49.62 | 52.21 | 46.68 | 49.62 | 43.67 | 46.68 | 3.2 | 11.61 | 42.67 | 3.27 | 11.38 | 43.54 | 3.24 | 10.13 | 0
2019 | 0 | 0 | 0 | 0 | 0 | 0 | 0 | 0 | 0 | 0 | 0 | 0 | 39.04 | 0 | 0 | 39.04 | 0 | 0 | 39.04 | 0 | 0 | 39.04 | 44.01 | 36.48 | 39.04 | 0 | 0 | 0 | 0 | 0 | 0 | 0 | 0 | 0 | 0 | 0 | 3.24 | 0 | 0 | 3.24 | 0 | 10.33 | 3.24 | 0 | 10.33 | 3.24 | 0 | 10.33 | 49.63 | 0 | 46.68 | 49.63 | 0 | 46.68 | 49.63 | 9.5 | 46.68 | 49.63 | 52.22 | 46.68 | 49.63 | 9.5 | 46.68 | 3.2 | 0 | 42.67 | 3.27 | 0 | 43.54 | 3.24 | 0 | 0
2020 | 0 | 0 | 0 | 0 | 0 | 0 | 0 | 0 | 0 | 0 | 0 | 0 | 39.2 | 0 | 0 | 39.2 | 0 | 0 | 39.2 | 0.01 | 9.66 | 39.2 | 44.17 | 36.63 | 39.2 | 0.01 | 9.66 | 0 | 0 | 0 | 0 | 0 | 0 | 0 | 0 | 0 | 0 | 0 | 0 | 0 | 0 | 0 | 0 | 0 | 0 | 0 | 0 | 0 | 49.79 | 0 | 46.68 | 49.79 | 0 | 46.68 | 49.79 | 9.66 | 46.68 | 49.79 | 52.38 | 46.68 | 49.79 | 9.66 | 46.68 | 0 | 0 | 42.67 | 0 | 0 | 43.54 | 0 | 0 | 0
2021 | 0 | 0 | 0 | 0 | 0 | 0 | 0 | 0 | 0 | 0 | 0 | 0 | 39.56 | 0 | 9.7 | 39.56 | 0 | 9.7 | 39.56 | 40.36 | 35.16 | 39.56 | 44.53 | 36.99 | 39.56 | 10.02 | 10.31 | 0 | 0 | 0 | 0 | 0 | 0 | 0 | 0 | 0 | 0 | 0 | 0 | 0 | 0 | 0 | 0 | 0 | 0 | 0 | 0 | 0 | 50.15 | 0 | 47.16 | 50.15 | 0 | 47.16 | 50.15 | 50.28 | 47.27 | 50.15 | 52.74 | 49.13 | 50.15 | 10.02 | 47.16 | 0 | 0 | 42.67 | 0 | 0 | 43.54 | 0 | 0 | 0
2022 | 0 | 0 | 0 | 0 | 0 | 0 | 0 | 0 | 0 | 0 | 0 | 0 | 40.56 | 0 | 33.4 | 40.56 | 0 | 33.4 | 39.85 | 44.8 | 37.28 | 39.85 | 44.82 | 37.28 | 40.56 | 10.31 | 35.49 | 0 | 0 | 0 | 0 | 0 | 0 | 0 | 0 | 0 | 0 | 0 | 0 | 0 | 0 | 0 | 0 | 0 | 0 | 0 | 0 | 0 | 50.44 | 10 | 47.16 | 50.44 | 10 | 47.16 | 50.44 | 53.03 | 49.34 | 50.44 | 53.03 | 49.42 | 50.44 | 10.31 | 47.16 | 0 | 0 | 0 | 0 | 0 | 0 | 0 | 0 | 0
2023 | 10.33 | 0 | 0 | 10.33 | 0 | 0 | 10.33 | 0 | 0 | 10.33 | 0 | 0 | 41.11 | 0.01 | 33.4 | 41.11 | 0.01 | 33.4 | 40.4 | 45.37 | 37.84 | 40.4 | 45.37 | 37.84 | 41.11 | 10.86 | 35.49 | 0 | 0 | 0 | 10.23 | 0 | 0 | 10.33 | 0 | 0 | 10.33 | 0 | 0 | 10.33 | 0 | 0 | 10.33 | 0 | 0 | 10.33 | 0 | 0 | 53.62 | 12.85 | 47.16 | 53.62 | 12.85 | 44.38 | 50.99 | 53.58 | 49.97 | 50.99 | 53.58 | 49.97 | 53.62 | 12.85 | 47.16 | 0 | 0 | 0 | 10.23 | 0 | 0 | 10.33 | 0 | 0
2024 | 10.33 | 0 | 0 | 10.33 | 0 | 0 | 10.33 | 0 | 0 | 10.33 | 0 | 0 | 41.76 | 11.51 | 33.4 | 41.76 | 11.51 | 33.4 | 41.05 | 46.01 | 38.48 | 41.05 | 46.01 | 38.48 | 41.76 | 11.51 | 35.49 | 0 | 0 | 0 | 0 | 0 | 0 | 10.33 | 0 | 0 | 10.33 | 0 | 0 | 10.33 | 0 | 0 | 10.33 | 0 | 0 | 10.33 | 0 | 0 | 57.22 | 12.85 | 47.16 | 57.22 | 12.85 | 44.38 | 51.64 | 54.23 | 49.34 | 51.64 | 54.23 | 49.34 | 57.22 | 12.85 | 47.16 | 0 | 0 | 0 | 0 | 0 | 0 | 10.33 | 0 | 0
2025 | 0 | 0 | 0 | 0 | 0 | 0 | 0 | 0 | 0 | 0 | 0 | 0 | 41.32 | 11.07 | 33.4 | 41.32 | 11.07 | 33.4 | 40.61 | 45.57 | 38.04 | 40.61 | 45.57 | 38.04 | 41.32 | 11.07 | 35.49 | 0 | 0 | 0 | 0 | 0 | 0 | 0 | 0 | 0 | 0 | 0 | 0 | 0 | 0 | 0 | 0 | 0 | 0 | 0 | 0 | 0 | 56.78 | 29.98 | 47.16 | 56.78 | 29.98 | 44.38 | 51.2 | 53.79 | 50.17 | 51.2 | 53.79 | 50.17 | 56.78 | 29.98 | 47.16 | 0 | 0 | 0 | 0 | 0 | 0 | 0 | 0 | 0
2026 | 0 | 0 | 0 | 0 | 0 | 0 | 0 | 0 | 0 | 0 | 0 | 0 | 41.04 | 11.18 | 35.49 | 41.04 | 11.18 | 35.49 | 40.33 | 24.16 | 35.49 | 40.33 | 45.3 | 37.76 | 41.04 | 11.18 | 35.49 | 0 | 0 | 0 | 0 | 0 | 0 | 0 | 0 | 0 | 0 | 0 | 0 | 0 | 0 | 0 | 0 | 0 | 0 | 0 | 0 | 0 | 56.5 | 47.89 | 46.45 | 56.5 | 47.89 | 46.45 | 50.92 | 51.61 | 46.45 | 50.92 | 53.51 | 46.45 | 56.5 | 47.89 | 46.45 | 0 | 0 | 0 | 0 | 0 | 0 | 0 | 0 | 0
2027 | 0 | 0 | 0 | 0 | 0 | 0 | 0 | 0 | 0 | 0 | 0 | 0 | 40.78 | 10.53 | 34.67 | 40.78 | 10.53 | 34.67 | 40.07 | 10.53 | 35.75 | 40.07 | 45.04 | 37.5 | 40.78 | 10.53 | 35.75 | 0 | 0 | 0 | 0 | 0 | 0 | 0 | 0 | 0 | 0 | 0 | 0 | 0 | 0 | 0 | 0 | 0 | 0 | 0 | 0 | 0 | 56.24 | 47.89 | 46.45 | 56.24 | 47.89 | 46.45 | 50.66 | 51.61 | 46.45 | 50.66 | 53.25 | 46.45 | 56.24 | 47.89 | 46.45 | 0 | 0 | 0 | 0 | 0 | 0 | 0 | 0 | 0
2028 | 0 | 0 | 0 | 0 | 0 | 0 | 0 | 0 | 0 | 0 | 0 | 0 | 40.69 | 11.18 | 33.63 | 40.69 | 11.18 | 33.63 | 39.98 | 24.16 | 35.75 | 39.98 | 44.95 | 35.86 | 40.69 | 11.18 | 35.75 | 0 | 0 | 0 | 0 | 0 | 0 | 0 | 0 | 0 | 0 | 0 | 0 | 0 | 0 | 0 | 0 | 0 | 0 | 0 | 0 | 0 | 56.15 | 47.89 | 49.31 | 56.15 | 47.89 | 46.34 | 50.57 | 51.61 | 49.31 | 50.57 | 53.16 | 49.31 | 56.15 | 47.89 | 49.31 | 0 | 0 | 0 | 0 | 0 | 0 | 0 | 0 | 0
2029 | 0 | 0 | 0 | 0 | 0 | 0 | 0 | 0 | 0 | 0 | 0 | 0 | 40.62 | 10.38 | 33.63 | 40.62 | 10.38 | 33.63 | 39.92 | 40.7 | 35.75 | 39.92 | 44.88 | 35.86 | 40.62 | 10.38 | 35.75 | 0 | 0 | 0 | 0 | 0 | 0 | 0 | 0 | 0 | 0 | 0 | 0 | 0 | 0 | 0 | 0 | 0 | 0 | 0 | 0 | 0 | 56.08 | 47.89 | 31.28 | 56.08 | 47.89 | 31.28 | 50.5 | 51.61 | 46.21 | 50.5 | 53.09 | 46.21 | 56.08 | 47.89 | 46.21 | 0 | 0 | 0 | 0 | 0 | 0 | 0 | 0 | 0
2030 | 0 | 0 | 0 | 0 | 0 | 0 | 0 | 0 | 0 | 0 | 0 | 0 | 40.53 | 10.28 | 33.63 | 40.53 | 10.28 | 33.63 | 39.82 | 40.62 | 35.75 | 39.82 | 44.79 | 37.24 | 40.53 | 10.28 | 35.75 | 0 | 0 | 0 | 0 | 0 | 0 | 0 | 0 | 0 | 0 | 0 | 0 | 0 | 0 | 0 | 0 | 0 | 0 | 0 | 0 | 0 | 55.99 | 47.89 | 44.16 | 55.99 | 47.89 | 31.28 | 50.41 | 51.61 | 46.21 | 50.41 | 53 | 46.21 | 55.99 | 47.89 | 46.21 | 0 | 0 | 0 | 0 | 0 | 0 | 0 | 0 | 0
2031 | 0 | 0 | 0 | 0 | 0 | 0 | 0 | 0 | 0 | 0 | 0 | 0 | 40.4 | 10.16 | 33.4 | 40.4 | 10.16 | 33.4 | 39.7 | 40.49 | 35.49 | 39.7 | 44.66 | 37.13 | 40.4 | 10.16 | 35.49 | 0 | 0 | 0 | 0 | 0 | 0 | 0 | 0 | 0 | 0 | 0 | 0 | 0 | 0 | 0 | 0 | 0 | 0 | 0 | 0 | 0 | 55.86 | 29.98 | 44.16 | 55.86 | 29.98 | 31.28 | 50.28 | 50.41 | 44.38 | 50.28 | 52.87 | 44.38 | 55.86 | 29.98 | 44.38 | 0 | 0 | 0 | 0 | 0 | 0 | 0 | 0 | 0
2032 | 0 | 0 | 0 | 0 | 0 | 0 | 0 | 0 | 0 | 0 | 0 | 0 | 40.3 | 11.18 | 0 | 40.3 | 11.18 | 0 | 39.59 | 40.39 | 35.19 | 39.59 | 44.55 | 35.86 | 40.3 | 11.18 | 10.05 | 0 | 0 | 0 | 0 | 0 | 0 | 0 | 0 | 0 | 0 | 0 | 0 | 0 | 0 | 0 | 0 | 0 | 0 | 0 | 0 | 0 | 55.76 | 29.98 | 10.05 | 55.76 | 29.98 | 7.41 | 50.18 | 50.31 | 45.62 | 50.18 | 52.77 | 45.62 | 55.76 | 29.98 | 10.05 | 0 | 0 | 0 | 0 | 0 | 0 | 0 | 0 | 0
2033 | 0 | 0 | 0 | 0 | 0 | 0 | 0 | 0 | 0 | 0 | 0 | 0 | 40.46 | 10.21 | 10.21 | 40.46 | 10.21 | 0 | 39.75 | 10.21 | 10.21 | 39.75 | 44.72 | 35.86 | 40.46 | 10.21 | 10.21 | 0 | 0 | 0 | 0 | 0 | 0 | 0 | 0 | 0 | 0 | 0 | 10.54 | 0 | 0 | 10.54 | 0 | 0 | 10.54 | 0 | 0 | 10.54 | 55.92 | 29.98 | 42.59 | 55.92 | 29.98 | 42.59 | 50.34 | 46.27 | 46.45 | 50.34 | 52.93 | 46.45 | 55.92 | 29.98 | 42.59 | 0 | 0 | 10.44 | 0 | 0 | 10.65 | 0 | 0 | 10.54
2034 | 16.5 | 0 | 0 | 16.5 | 0 | 0 | 16.5 | 0 | 0 | 16.5 | 0 | 0 | 40.85 | 25.94 | 19.88 | 40.85 | 25.94 | 0 | 40.15 | 25.94 | 19.88 | 40.15 | 45.11 | 37.58 | 40.85 | 25.94 | 19.88 | 17.01 | 0 | 0 | 16.67 | 0 | 0 | 16.5 | 0 | 0 | 10.33 | 10.33 | 10.33 | 10.33 | 10.33 | 10.33 | 10.33 | 10.33 | 10.33 | 10.33 | 10.33 | 10.33 | 56.32 | 29.98 | 47.16 | 56.32 | 29.98 | 47.16 | 50.74 | 46.27 | 47.16 | 50.74 | 53.32 | 47.16 | 56.32 | 29.98 | 47.16 | 15 | 19.4 | 10.44 | 14.7 | 19.8 | 10.65 | 10.33 | 10.33 | 10.33
2035 | 10.33 | 0 | 0 | 10.33 | 0 | 0 | 10.33 | 0 | 0 | 10.33 | 0 | 0 | 41.14 | 25.94 | 19.88 | 41.14 | 25.94 | 0 | 40.43 | 25.94 | 19.88 | 40.43 | 45.39 | 37.86 | 41.14 | 25.94 | 19.88 | 17.01 | 0 | 0 | 16.67 | 0 | 0 | 10.33 | 0 | 0 | 10.33 | 10.33 | 0 | 10.33 | 10.33 | 0 | 10.33 | 10.33 | 0 | 10.33 | 10.33 | 0 | 56.6 | 44.18 | 47.16 | 56.6 | 44.18 | 47.16 | 51.02 | 48.42 | 47.16 | 51.02 | 53.61 | 47.16 | 56.6 | 44.18 | 47.16 | 21.1 | 40.33 | 8.87 | 20.68 | 41.15 | 9.05 | 10.33 | 10.33 | 0
2036 | 10.33 | 0 | 0 | 10.33 | 0 | 0 | 10.33 | 0 | 0 | 10.33 | 0 | 0 | 40.77 | 11.18 | 10.52 | 40.77 | 11.18 | 0 | 40.06 | 11.19 | 10.52 | 40.06 | 45.03 | 37.49 | 40.77 | 11.18 | 10.52 | 17.01 | 0 | 0 | 16.67 | 0 | 0 | 10.33 | 0 | 0 | 10.33 | 10.33 | 0 | 10.33 | 10.33 | 0 | 10.33 | 10.33 | 0 | 10.33 | 10.33 | 0 | 56.23 | 44.18 | 47.16 | 56.23 | 44.18 | 47.16 | 50.65 | 48.42 | 47.16 | 50.65 | 53.24 | 47.16 | 56.23 | 44.18 | 47.16 | 51.69 | 41.14 | 8.87 | 50.66 | 41.98 | 9.05 | 10.33 | 10.33 | 0
2037 | 10.33 | 0 | 0 | 10.33 | 0 | 0 | 10.33 | 0 | 0 | 10.33 | 0 | 0 | 40.6 | 10.36 | 0 | 40.6 | 10.36 | 0 | 39.9 | 10.36 | 10.36 | 39.9 | 44.86 | 35.86 | 40.6 | 10.36 | 10.36 | 17.01 | 0 | 0 | 16.67 | 0 | 0 | 10.33 | 0 | 0 | 10.33 | 7.7 | 0 | 10.33 | 7.7 | 0 | 10.33 | 7.7 | 0 | 10.33 | 7.7 | 0 | 56.07 | 44.18 | 47.16 | 56.07 | 44.18 | 47.16 | 50.49 | 48.42 | 47.16 | 50.49 | 53.08 | 47.16 | 56.07 | 44.18 | 47.16 | 49.13 | 41.14 | 8.87 | 50.13 | 41.98 | 44.8 | 10.33 | 7.7 | 0
2038 | 10.33 | 0 | 0 | 10.33 | 0 | 0 | 10.33 | 0 | 0 | 10.33 | 0 | 0 | 39.66 | 10.12 | 0 | 39.66 | 10.12 | 0 | 39.66 | 10.12 | 10.12 | 39.66 | 44.62 | 35.86 | 39.66 | 10.12 | 10.12 | 16.56 | 0 | 0 | 16.23 | 0 | 0 | 10.33 | 0 | 0 | 10.33 | 10.33 | 0 | 10.33 | 10.33 | 0 | 10.33 | 10.33 | 0 | 10.33 | 10.33 | 0 | 52.87 | 44.18 | 49.22 | 52.87 | 44.18 | 49.22 | 50.25 | 48.41 | 49.22 | 50.25 | 52.84 | 49.22 | 52.87 | 44.18 | 49.22 | 20.2 | 40.32 | 8.87 | 19.8 | 41.14 | 38.08 | 10.33 | 10.33 | 0
2039 | 10.33 | 0 | 0 | 10.33 | 0 | 0 | 10.33 | 0 | 0 | 10.33 | 0 | 0 | 39.28 | 0 | 0 | 39.28 | 0 | 0 | 39.28 | 0 | 0 | 39.28 | 44.25 | 35.86 | 39.28 | 0 | 0 | 12.58 | 0 | 0 | 12.33 | 0 | 0 | 10.33 | 0 | 0 | 10.33 | 10.33 | 10.33 | 10.33 | 10.33 | 10.33 | 10.33 | 10.33 | 10.33 | 10.33 | 10.33 | 10.33 | 49.87 | 37.02 | 47.16 | 49.87 | 37.02 | 47.16 | 49.87 | 37.02 | 47.16 | 49.87 | 52.46 | 47.16 | 49.87 | 37.02 | 47.16 | 15.35 | 33.79 | 10.44 | 15.05 | 34.48 | 44.8 | 10.33 | 10.33 | 10.33
2040 | 10.33 | 0 | 0 | 10.33 | 0 | 0 | 10.33 | 0 | 0 | 10.33 | 0 | 0 | 39.24 | 0 | 0 | 39.24 | 0 | 0 | 39.24 | 0 | 0 | 39.24 | 44.21 | 36.67 | 39.24 | 0 | 0 | 12.33 | 0 | 0 | 12.09 | 0 | 0 | 10.33 | 0 | 0 | 10.33 | 10.33 | 10.33 | 10.33 | 10.33 | 44.04 | 10.33 | 10.33 | 44.04 | 10.33 | 10.33 | 44.04 | 49.83 | 37.02 | 47.16 | 49.83 | 37.02 | 47.16 | 49.83 | 37.02 | 47.16 | 49.83 | 52.42 | 47.16 | 49.83 | 37.02 | 47.16 | 14.6 | 33.79 | 43.6 | 14.31 | 34.48 | 44.49 | 10.33 | 10.33 | 10.33
2041 | 10.33 | 0 | 0 | 10.33 | 0 | 0 | 10.33 | 0 | 0 | 10.33 | 0 | 0 | 39.14 | 0 | 0 | 39.14 | 0 | 0 | 39.14 | 0 | 0 | 39.14 | 44.11 | 36.57 | 39.14 | 0 | 0 | 12.33 | 0 | 0 | 12.09 | 0 | 0 | 10.33 | 0 | 0 | 10.33 | 10.33 | 44.35 | 10.33 | 10.33 | 44.35 | 10.33 | 10.33 | 44.35 | 10.33 | 10.33 | 44.35 | 49.73 | 36.65 | 47.16 | 49.73 | 36.65 | 47.16 | 49.73 | 36.65 | 47.16 | 49.73 | 52.32 | 48.7 | 49.73 | 36.65 | 47.16 | 14.6 | 33.79 | 43.6 | 14.31 | 34.48 | 44.8 | 10.33 | 10.33 | 44.35
2042 | 12.33 | 0 | 0 | 12.33 | 0 | 0 | 12.33 | 0 | 0 | 12.33 | 0 | 0 | 39.08 | 0 | 0 | 39.08 | 0 | 0 | 39.08 | 0 | 0 | 39.08 | 44.04 | 36.51 | 39.08 | 0 | 0 | 12.46 | 0 | 0 | 12.46 | 0 | 0 | 12.33 | 0 | 0 | 16.15 | 34.13 | 46.17 | 16.15 | 34.13 | 46.17 | 16.15 | 34.13 | 46.17 | 16.15 | 34.13 | 46.17 | 49.67 | 36.65 | 46.68 | 49.67 | 36.65 | 46.68 | 49.67 | 36.65 | 46.68 | 49.67 | 52.26 | 48.64 | 49.67 | 36.65 | 46.68 | 15.99 | 33.79 | 43.9 | 16.31 | 34.48 | 44.8 | 16.15 | 34.13 | 46.17
2043 | 12.71 | 0 | 0 | 12.71 | 0 | 0 | 12.71 | 0 | 0 | 12.71 | 0 | 0 | 39.11 | 0 | 0 | 39.11 | 0 | 0 | 39.11 | 0 | 0 | 39.11 | 44.07 | 36.54 | 39.11 | 0 | 0 | 12.59 | 0 | 0 | 12.84 | 0 | 0 | 12.71 | 0 | 0 | 36.14 | 35.56 | 46.17 | 36.14 | 35.56 | 46.17 | 36.14 | 35.56 | 46.17 | 36.14 | 35.56 | 46.17 | 49.7 | 35.91 | 46.68 | 49.7 | 35.91 | 46.68 | 49.7 | 35.91 | 46.68 | 49.7 | 52.29 | 48.67 | 49.7 | 35.91 | 46.68 | 35.78 | 34.49 | 44.38 | 36.51 | 35.91 | 45.7 | 36.14 | 35.56 | 46.17
2044 | 32.33 | 0 | 0 | 32.33 | 0 | 0 | 32.33 | 0 | 0 | 32.33 | 0 | 0 | 39.26 | 0 | 0 | 39.26 | 0 | 0 | 39.26 | 0 | 0 | 39.26 | 44.22 | 36.69 | 39.26 | 0 | 0 | 32.01 | 0 | 0 | 32.66 | 0 | 0 | 32.33 | 0 | 0 | 42.16 | 42.86 | 46.17 | 42.16 | 42.86 | 46.17 | 42.16 | 42.86 | 46.17 | 42.16 | 42.86 | 46.17 | 49.85 | 42.86 | 47.16 | 49.85 | 42.86 | 47.16 | 49.85 | 42.86 | 47.16 | 49.85 | 52.44 | 48.82 | 49.85 | 42.86 | 47.16 | 41.74 | 41.16 | 44.38 | 42.58 | 43.3 | 45.7 | 42.16 | 42.86 | 46.17
2045 | 39.5 | 10.33 | 28.21 | 39.5 | 10.33 | 28.21 | 39.5 | 10.33 | 28.21 | 39.5 | 10.33 | 28.21 | 40.21 | 10.33 | 28.21 | 40.21 | 10.33 | 0 | 39.5 | 10.33 | 28.21 | 39.5 | 44.47 | 36.93 | 40.21 | 10.33 | 28.21 | 39.81 | 0 | 0 | 39.9 | 10.23 | 27.93 | 39.5 | 10.33 | 28.21 | 50.09 | 48.14 | 46.68 | 50.09 | 48.14 | 46.68 | 50.09 | 48.14 | 46.68 | 50.09 | 48.14 | 46.68 | 55.67 | 48.14 | 47.16 | 55.67 | 44.17 | 47.16 | 50.09 | 48.14 | 47.16 | 50.09 | 52.68 | 49.07 | 55.67 | 48.14 | 47.16 | 52.33 | 42.42 | 44.8 | 52.86 | 47.66 | 46.21 | 50.09 | 48.14 | 46.68
2046 | 39.89 | 26.12 | 34.09 | 39.89 | 26.12 | 34.77 | 39.89 | 26.12 | 34.77 | 39.89 | 26.12 | 34.77 | 40.6 | 26.12 | 34.77 | 40.6 | 26.12 | 33.32 | 39.89 | 26.12 | 34.77 | 39.89 | 44.86 | 37.32 | 40.6 | 26.12 | 34.77 | 41.43 | 12.33 | 0 | 41.85 | 25.86 | 34.42 | 39.89 | 26.12 | 34.09 | 50.48 | 49.42 | 47.6 | 50.48 | 49.42 | 47.6 | 50.48 | 49.42 | 47.6 | 50.48 | 49.42 | 47.6 | 56.06 | 49.42 | 47.6 | 56.06 | 49.42 | 47.6 | 50.48 | 49.42 | 47.6 | 50.48 | 53.07 | 49.46 | 56.06 | 49.42 | 47.6 | 57.22 | 47.34 | 44.8 | 57.79 | 48.92 | 47.64 | 50.48 | 49.42 | 47.6
2047 | 40.86 | 45.82 | 35.75 | 40.86 | 45.82 | 35.75 | 41.56 | 45.82 | 35.75 | 41.56 | 45.82 | 35.75 | 41.56 | 45.82 | 35.75 | 41.56 | 45.82 | 33.63 | 40.86 | 45.82 | 35.75 | 40.86 | 45.82 | 38.29 | 41.56 | 45.82 | 35.75 | 45.96 | 12.33 | 0 | 45.96 | 45.36 | 34.42 | 40.86 | 45.82 | 35.75 | 51.44 | 51.79 | 49.61 | 51.44 | 51.79 | 49.61 | 51.44 | 51.79 | 49.61 | 51.44 | 51.79 | 49.61 | 57.02 | 51.79 | 49.61 | 57.02 | 51.79 | 49.61 | 51.44 | 51.79 | 49.61 | 51.44 | 54.03 | 50.42 | 57.02 | 51.79 | 49.61 | 65.12 | 47.34 | 44.8 | 65.78 | 51.27 | 48.12 | 51.44 | 51.79 | 49.61
2048 | 41.46 | 46.43 | 38.89 | 41.46 | 46.43 | 38.89 | 42.17 | 46.43 | 38.89 | 42.17 | 46.43 | 38.89 | 42.17 | 48.82 | 38.89 | 42.17 | 48.82 | 37.11 | 41.46 | 46.43 | 38.89 | 41.46 | 46.43 | 38.89 | 42.17 | 48.82 | 38.89 | 43.04 | 0 | 0 | 43.04 | 0 | 0 | 41.46 | 46.43 | 38.89 | 52.05 | 53.82 | 47.16 | 52.05 | 53.82 | 47.16 | 52.05 | 53.82 | 47.16 | 52.05 | 53.82 | 47.16 | 57.63 | 54.64 | 50.13 | 57.63 | 54.64 | 47.16 | 52.05 | 54.64 | 50.13 | 52.05 | 54.64 | 51.02 | 57.63 | 54.64 | 50.13 | 58.82 | 43.28 | 44.8 | 58.82 | 47.66 | 45.72 | 52.05 | 53.82 | 47.16
2049 | 40.91 | 45.87 | 35.16 | 40.91 | 45.87 | 35.16 | 40.91 | 45.87 | 35.16 | 40.91 | 45.87 | 35.16 | 41.61 | 48.32 | 38.34 | 41.61 | 48.32 | 38.34 | 40.91 | 45.87 | 38.34 | 40.91 | 45.87 | 38.34 | 41.61 | 48.32 | 38.34 | 41.32 | 0 | 0 | 41.32 | 0 | 0 | 40.91 | 45.87 | 35.16 | 51.5 | 51.48 | 46.17 | 51.5 | 51.48 | 46.17 | 51.5 | 51.48 | 46.17 | 51.5 | 51.48 | 46.17 | 57.08 | 54.19 | 49.34 | 57.08 | 54.19 | 49.34 | 51.5 | 54.08 | 49.34 | 51.5 | 54.08 | 50.47 | 57.08 | 54.19 | 49.34 | 56.01 | 32.46 | 36.46 | 54.89 | 47.66 | 44.8 | 51.5 | 51.48 | 46.17
2050 | 40.54 | 42.01 | 33.74 | 40.54 | 42.01 | 33.74 | 40.54 | 42.01 | 33.74 | 40.54 | 42.01 | 33.74 | 41.25 | 47.9 | 37.97 | 41.25 | 47.9 | 37.97 | 40.54 | 45.5 | 37.97 | 40.54 | 45.5 | 37.97 | 41.25 | 47.9 | 37.97 | 38.21 | 0 | 0 | 40.13 | 0 | 0 | 40.54 | 42.01 | 33.74 | 51.13 | 48.43 | 46.17 | 51.13 | 48.43 | 46.17 | 51.13 | 48.43 | 46.17 | 51.13 | 48.43 | 46.17 | 56.71 | 53.82 | 50.1 | 56.71 | 53.82 | 49.34 | 51.13 | 53.72 | 50.1 | 51.13 | 53.72 | 50.1 | 56.71 | 53.82 | 50.1 | 46.64 | 0 | 0 | 50.62 | 45 | 0 | 51.13 | 48.43 | 46.17
2051 | 40.25 | 10.33 | 0 | 40.25 | 10.33 | 0 | 40.25 | 10.33 | 0 | 40.25 | 10.33 | 0 | 40.96 | 47.62 | 37.68 | 40.96 | 47.62 | 37.68 | 40.25 | 45.22 | 37.68 | 40.25 | 45.22 | 37.68 | 40.96 | 47.62 | 37.68 | 30.75 | 0 | 0 | 34.29 | 0 | 0 | 40.25 | 10.33 | 0 | 47.5 | 28.08 | 0 | 47.5 | 28.08 | 0 | 47.5 | 28.08 | 0 | 47.5 | 28.08 | 0 | 56.42 | 53.54 | 49.34 | 56.42 | 53.54 | 49.34 | 50.84 | 53.43 | 49.34 | 50.84 | 53.43 | 49.82 | 56.42 | 53.54 | 49.34 | 43.2 | 0 | 0 | 47.02 | 0 | 0 | 47.5 | 28.08 | 0
2052 | 30.39 | 0.01 | 0 | 30.39 | 0.01 | 0 | 30.39 | 0.01 | 0 | 30.39 | 0.01 | 0 | 40.73 | 47.39 | 37.45 | 40.73 | 47.39 | 37.45 | 40.02 | 44.99 | 37.45 | 40.02 | 44.99 | 37.45 | 40.73 | 47.39 | 37.45 | 29.48 | 0 | 0 | 30.08 | 0 | 0 | 30.39 | 0.01 | 0 | 32.95 | 10.33 | 0 | 32.95 | 10.33 | 0 | 32.95 | 10.33 | 0 | 32.95 | 10.33 | 0 | 56.19 | 53.3 | 49.24 | 56.19 | 53.3 | 49.24 | 50.61 | 53.2 | 49.24 | 50.61 | 53.2 | 49.24 | 56.19 | 53.3 | 49.24 | 32.28 | 0 | 0 | 32.62 | 0 | 0 | 32.95 | 10.33 | 0
2053 | 12.97 | 0 | 0 | 12.97 | 0 | 0 | 12.97 | 0 | 0 | 12.97 | 0 | 0 | 40.6 | 47.31 | 37.32 | 40.6 | 47.31 | 37.32 | 39.89 | 44.86 | 37.32 | 39.89 | 44.86 | 37.32 | 40.6 | 47.31 | 37.32 | 12.58 | 0 | 0 | 12.84 | 0 | 0 | 12.97 | 0 | 0 | 12.84 | 10.33 | 0 | 12.84 | 10.33 | 0 | 12.84 | 10.33 | 0 | 12.84 | 10.33 | 0 | 56.06 | 53.18 | 49.24 | 56.06 | 53.18 | 49.24 | 50.48 | 53.07 | 49.24 | 50.48 | 53.07 | 49.24 | 56.06 | 53.18 | 49.24 | 12.58 | 0 | 0 | 12.71 | 0 | 0 | 12.84 | 10.33 | 0
2054 | 17.92 | 10.32 | 0 | 17.92 | 10.32 | 0 | 17.92 | 10.32 | 0 | 17.92 | 10.32 | 0 | 40.47 | 47.13 | 37.2 | 40.47 | 47.13 | 37.2 | 39.77 | 44.73 | 37.2 | 39.77 | 44.73 | 37.2 | 40.47 | 47.13 | 37.2 | 12.58 | 0 | 0 | 17.74 | 0 | 0 | 17.92 | 10.32 | 0 | 40.04 | 10.33 | 0 | 40.04 | 10.33 | 0 | 40.04 | 10.33 | 0 | 40.04 | 10.33 | 0 | 55.94 | 53.05 | 49.33 | 55.94 | 53.05 | 49.33 | 50.36 | 52.94 | 49.33 | 50.36 | 52.94 | 49.33 | 55.94 | 53.05 | 49.33 | 39.23 | 0 | 0 | 39.64 | 10.23 | 0 | 40.04 | 10.33 | 0
2055 | 31.7 | 10.33 | 0 | 31.7 | 10.33 | 0 | 31.7 | 10.33 | 0 | 31.7 | 10.33 | 0 | 40.38 | 47.04 | 37.1 | 40.38 | 47.04 | 37.1 | 39.67 | 44.64 | 37.1 | 39.67 | 44.64 | 37.1 | 40.38 | 47.04 | 37.1 | 30.75 | 0 | 0 | 31.38 | 0 | 0 | 31.7 | 10.33 | 0 | 44.53 | 36.06 | 32.94 | 44.53 | 36.06 | 32.94 | 44.53 | 36.06 | 32.94 | 44.53 | 36.06 | 32.94 | 55.84 | 52.95 | 49.24 | 55.84 | 52.95 | 49.24 | 50.26 | 52.85 | 49.24 | 50.26 | 52.85 | 49.24 | 55.84 | 52.95 | 49.24 | 43.2 | 0 | 0 | 44.08 | 35.7 | 32.61 | 44.53 | 36.06 | 32.94
2056 | 39.59 | 10.33 | 10.33 | 39.59 | 10.33 | 10.33 | 39.59 | 10.33 | 10.33 | 39.59 | 10.33 | 10.33 | 40.3 | 47.01 | 37.03 | 40.3 | 47.01 | 37.03 | 39.59 | 44.56 | 37.03 | 39.59 | 44.56 | 37.03 | 40.3 | 47.01 | 37.03 | 39.9 | 0 | 0 | 39.98 | 0.01 | 10.23 | 39.59 | 10.33 | 10.33 | 50.18 | 51.19 | 46.17 | 50.18 | 51.19 | 46.17 | 50.18 | 51.19 | 46.17 | 50.18 | 51.19 | 46.17 | 55.76 | 52.88 | 49.16 | 55.76 | 52.88 | 49.16 | 50.18 | 52.77 | 49.16 | 50.18 | 52.77 | 49.16 | 55.76 | 52.88 | 49.16 | 54.42 | 50.68 | 45.7 | 53.34 | 50.68 | 45.7 | 50.18 | 51.19 | 46.17
2057 | 39.79 | 44.76 | 33.06 | 39.79 | 44.76 | 35.85 | 39.79 | 44.76 | 35.85 | 39.79 | 44.76 | 35.85 | 40.5 | 47.31 | 37.23 | 40.5 | 47.31 | 37.23 | 39.79 | 44.76 | 37.23 | 39.79 | 44.76 | 37.23 | 40.5 | 47.31 | 37.23 | 44.99 | 49.17 | 36.21 | 45.91 | 48.19 | 36.21 | 39.79 | 44.76 | 33.06 | 50.38 | 52.97 | 47.16 | 50.38 | 52.97 | 47.16 | 50.38 | 52.97 | 47.16 | 50.38 | 52.97 | 47.16 | 55.96 | 53.08 | 49.36 | 55.96 | 53.08 | 49.36 | 50.38 | 52.97 | 49.36 | 50.38 | 52.97 | 49.36 | 55.96 | 53.08 | 49.36 | 63.83 | 53.61 | 47.64 | 63.83 | 54.17 | 47.64 | 50.38 | 52.97 | 47.16
2058 | 40.4 | 45.37 | 27.65 | 40.4 | 45.37 | 37.83 | 40.4 | 45.37 | 37.83 | 40.4 | 45.37 | 37.83 | 41.11 | 47.92 | 37.83 | 41.11 | 47.92 | 37.83 | 40.4 | 45.37 | 37.83 | 40.4 | 45.37 | 37.83 | 41.11 | 47.92 | 37.83 | 54.54 | 70.83 | 52.23 | 54.54 | 69.42 | 52.23 | 40.4 | 45.37 | 27.65 | 50.99 | 53.58 | 49.96 | 50.99 | 53.58 | 49.96 | 50.99 | 53.58 | 49.96 | 50.99 | 53.58 | 49.96 | 56.57 | 54.59 | 50.75 | 56.57 | 54.59 | 50.75 | 50.99 | 53.58 | 49.96 | 50.99 | 53.58 | 49.96 | 56.57 | 54.59 | 50.75 | 75.82 | 91.29 | 51.5 | 75.81 | 89.46 | 50.47 | 50.99 | 53.58 | 49.96
2059 | 40.73 | 45.69 | 10.33 | 40.73 | 45.69 | 38.16 | 40.73 | 45.69 | 38.16 | 40.73 | 45.69 | 38.16 | 41.43 | 48.25 | 38.16 | 41.43 | 48.25 | 38.16 | 40.73 | 45.69 | 38.16 | 40.73 | 45.69 | 38.16 | 41.43 | 48.25 | 38.16 | 55.64 | 75.66 | 52.23 | 55.64 | 74.15 | 51.19 | 40.73 | 45.69 | 10.33 | 51.31 | 53.9 | 46.17 | 51.31 | 53.9 | 48.39 | 51.31 | 53.9 | 48.39 | 51.31 | 53.9 | 48.39 | 56.89 | 55.18 | 51.56 | 56.89 | 55.18 | 51.56 | 51.31 | 53.9 | 50.29 | 51.31 | 53.9 | 50.29 | 56.89 | 55.18 | 51.56 | 79.9 | 93.14 | 59.76 | 78.31 | 91.28 | 58.56 | 51.31 | 53.9 | 46.17
2060 | 40.12 | 45.08 | 10.33 | 40.12 | 45.08 | 37.55 | 40.12 | 45.08 | 37.55 | 40.12 | 45.08 | 37.55 | 40.82 | 47.64 | 38.97 | 40.82 | 47.64 | 38.97 | 40.12 | 45.08 | 37.55 | 40.12 | 45.08 | 37.55 | 40.82 | 47.64 | 38.97 | 54.78 | 75.66 | 52.23 | 54.78 | 74.15 | 51.19 | 40.12 | 45.08 | 10.33 | 50.7 | 53.29 | 46.17 | 50.7 | 53.29 | 46.17 | 50.7 | 53.29 | 46.17 | 50.7 | 53.29 | 46.17 | 56.28 | 90.35 | 50.95 | 56.28 | 90.35 | 50.95 | 50.7 | 53.29 | 49.34 | 50.7 | 53.29 | 49.68 | 56.28 | 90.35 | 50.95 | 78.75 | 93.14 | 64.61 | 77.19 | 91.28 | 49.78 | 50.7 | 53.29 | 46.17
2061 | 18.29 | 26.12 | 10.33 | 39.95 | 44.92 | 37.38 | 39.95 | 44.92 | 37.38 | 39.95 | 44.92 | 37.38 | 40.66 | 47.47 | 38.81 | 40.66 | 47.47 | 38.81 | 39.95 | 44.92 | 37.38 | 39.95 | 44.92 | 37.38 | 40.66 | 47.47 | 38.81 | 54.54 | 70.83 | 53.29 | 53.45 | 69.42 | 52.23 | 18.29 | 26.12 | 10.33 | 36.14 | 51.19 | 46.17 | 36.14 | 51.19 | 46.17 | 36.14 | 51.19 | 46.17 | 36.14 | 51.19 | 46.17 | 56.12 | 54.4 | 60.79 | 56.12 | 54.4 | 60.79 | 50.54 | 53.13 | 49.34 | 50.54 | 53.13 | 49.34 | 56.12 | 54.4 | 60.79 | 74.61 | 92.23 | 64.61 | 74.61 | 87.63 | 49.78 | 36.14 | 51.19 | 46.17
2062 | 38.88 | 26.12 | 28.21 | 39.67 | 44.63 | 35.12 | 39.67 | 44.63 | 35.12 | 39.67 | 44.63 | 35.12 | 40.37 | 47.18 | 37.1 | 40.37 | 47.18 | 37.1 | 39.67 | 44.63 | 35.27 | 39.67 | 44.63 | 37.1 | 40.37 | 47.18 | 37.1 | 50.77 | 70.83 | 53.29 | 49.75 | 69.42 | 52.23 | 38.88 | 26.12 | 28.21 | 36.14 | 52.23 | 46.17 | 36.14 | 52.23 | 46.17 | 36.14 | 52.23 | 46.17 | 36.14 | 52.23 | 46.17 | 55.83 | 54.12 | 60.79 | 55.83 | 54.12 | 60.79 | 50.25 | 52.23 | 47.38 | 50.25 | 52.84 | 49.23 | 55.83 | 54.12 | 60.79 | 72.84 | 91.94 | 64.61 | 72.84 | 75.46 | 62.67 | 36.14 | 51.19 | 46.17
2063 | 39.01 | 44.28 | 32.07 | 39.01 | 44.29 | 35.12 | 39.01 | 44.29 | 35.12 | 39.01 | 44.29 | 35.12 | 40.03 | 46.84 | 38.18 | 40.03 | 46.84 | 38.18 | 39.32 | 44.29 | 35.12 | 39.32 | 44.29 | 36.75 | 40.03 | 46.84 | 38.18 | 40.85 | 68.69 | 53.29 | 40.04 | 67.32 | 52.23 | 38.23 | 41.5 | 32.07 | 47.33 | 52.5 | 46.17 | 47.33 | 52.5 | 46.17 | 47.33 | 52.5 | 46.17 | 47.33 | 52.5 | 46.17 | 55.49 | 53.78 | 60.79 | 55.49 | 53.78 | 60.79 | 49.91 | 52.5 | 46.17 | 49.91 | 52.5 | 48.89 | 55.49 | 53.78 | 60.79 | 63.19 | 90.35 | 64.61 | 63.19 | 87.63 | 62.67 | 47.33 | 51.45 | 46.17
2064 | 39.01 | 44.19 | 35.93 | 39.01 | 44.19 | 36.66 | 39.01 | 44.19 | 36.66 | 39.01 | 44.19 | 36.66 | 39.93 | 46.74 | 38.08 | 39.93 | 46.74 | 38.08 | 39.23 | 44.19 | 36.66 | 39.23 | 44.19 | 36.66 | 39.93 | 46.74 | 38.08 | 39.93 | 53.13 | 44.51 | 39.4 | 52.07 | 43.62 | 38.23 | 44.19 | 35.93 | 48.78 | 52.4 | 48.79 | 48.78 | 52.4 | 48.79 | 48.78 | 52.4 | 48.79 | 48.78 | 52.4 | 48.79 | 55.4 | 53.68 | 50.06 | 55.4 | 53.68 | 50.06 | 49.82 | 52.4 | 48.79 | 49.82 | 52.4 | 48.79 | 55.4 | 53.68 | 50.06 | 55.21 | 72.33 | 63.95 | 55.21 | 70.88 | 62.67 | 48.78 | 52.4 | 48.79
2065 | 39.02 | 44.05 | 36.52 | 39.02 | 44.05 | 36.52 | 39.02 | 44.05 | 36.52 | 39.02 | 44.05 | 36.52 | 39.79 | 46.6 | 36.52 | 39.79 | 46.6 | 36.52 | 39.08 | 44.05 | 36.52 | 39.08 | 44.05 | 36.52 | 39.79 | 46.6 | 36.52 | 39.79 | 53.12 | 44.51 | 39.41 | 52.07 | 43.62 | 39.02 | 44.05 | 36.52 | 49.67 | 52.26 | 48.65 | 49.67 | 52.26 | 48.65 | 49.67 | 52.26 | 48.65 | 49.67 | 52.26 | 48.65 | 55.25 | 52.37 | 49.92 | 55.25 | 52.37 | 49.92 | 49.67 | 52.26 | 48.65 | 49.67 | 52.26 | 48.65 | 55.25 | 52.37 | 49.92 | 54.94 | 72.33 | 62.87 | 54.03 | 72.33 | 61.61 | 49.67 | 52.26 | 48.65
2066 | 39.02 | 43.98 | 36.45 | 39.02 | 43.98 | 36.45 | 39.02 | 43.98 | 36.45 | 39.02 | 43.98 | 36.45 | 39.72 | 46.53 | 36.45 | 39.72 | 46.53 | 36.45 | 39.02 | 43.98 | 36.45 | 39.02 | 43.98 | 36.45 | 39.72 | 46.53 | 36.45 | 39.72 | 53.12 | 44.51 | 39.41 | 52.07 | 43.62 | 39.02 | 43.98 | 36.45 | 49.6 | 52.19 | 48.58 | 49.6 | 52.19 | 48.58 | 49.6 | 52.19 | 48.58 | 49.6 | 52.19 | 48.58 | 55.18 | 52.3 | 49.85 | 55.18 | 52.3 | 49.85 | 49.6 | 52.19 | 48.58 | 49.6 | 52.19 | 48.58 | 55.18 | 52.3 | 49.85 | 55.13 | 72.33 | 62.87 | 54.03 | 72.33 | 61.61 | 49.6 | 52.19 | 48.58
2067 | 39.09 | 44.05 | 36.52 | 39.09 | 44.05 | 36.52 | 39.09 | 44.05 | 36.52 | 39.09 | 44.05 | 36.52 | 39.79 | 46.6 | 36.52 | 39.79 | 46.6 | 36.52 | 39.09 | 44.05 | 36.52 | 39.09 | 44.05 | 36.52 | 39.79 | 46.6 | 36.52 | 39.89 | 53.13 | 44.51 | 39.89 | 52.07 | 43.62 | 39.09 | 44.05 | 36.52 | 49.67 | 52.26 | 48.65 | 49.67 | 52.26 | 48.65 | 49.67 | 52.26 | 48.65 | 49.67 | 52.26 | 48.65 | 55.25 | 52.37 | 49.83 | 55.25 | 52.37 | 49.83 | 49.67 | 52.26 | 48.65 | 49.67 | 52.26 | 48.65 | 55.25 | 52.37 | 49.83 | 55.51 | 72.33 | 62.87 | 54.41 | 72.33 | 61.61 | 49.67 | 52.26 | 48.65
2068 | 39.3 | 44.27 | 36.73 | 39.3 | 44.27 | 36.73 | 39.3 | 44.27 | 36.73 | 39.3 | 44.27 | 36.73 | 40.01 | 46.81 | 36.73 | 40.01 | 46.81 | 36.73 | 39.3 | 44.27 | 36.73 | 39.3 | 44.27 | 36.73 | 40.01 | 46.81 | 36.73 | 40.41 | 53.13 | 44.51 | 40.36 | 53.12 | 44.51 | 39.3 | 44.27 | 36.73 | 49.89 | 52.48 | 50.75 | 49.89 | 52.48 | 50.75 | 49.89 | 52.48 | 50.75 | 49.89 | 52.48 | 50.75 | 55.47 | 52.58 | 50.75 | 55.47 | 52.58 | 50.75 | 49.89 | 52.48 | 48.87 | 49.89 | 52.48 | 48.87 | 55.47 | 52.58 | 50.75 | 56.33 | 73.79 | 62.87 | 55.77 | 73.79 | 62.24 | 49.89 | 52.48 | 50.75
2069 | 39.53 | 44.5 | 38.39 | 39.53 | 44.5 | 38.39 | 39.53 | 44.5 | 38.39 | 39.53 | 44.5 | 38.39 | 40.24 | 47.06 | 38.39 | 40.24 | 47.06 | 38.39 | 39.53 | 44.5 | 36.96 | 39.53 | 44.5 | 36.96 | 40.24 | 47.06 | 38.39 | 47.79 | 70.83 | 53.29 | 47.79 | 70.83 | 54.38 | 39.53 | 44.5 | 38.39 | 50.12 | 53.82 | 51.85 | 50.12 | 53.82 | 51.85 | 50.12 | 53.82 | 51.85 | 50.12 | 53.82 | 51.85 | 55.7 | 53.99 | 51.85 | 55.7 | 53.99 | 51.85 | 50.12 | 52.71 | 49.1 | 50.12 | 52.71 | 49.1 | 55.7 | 53.99 | 51.85 | 73.86 | 93.14 | 80.8 | 73.86 | 93.14 | 82.45 | 50.12 | 53.82 | 51.85
2070 | 39.93 | 61.71 | 51.18 | 39.93 | 61.71 | 51.18 | 39.93 | 61.71 | 51.18 | 39.93 | 61.71 | 51.18 | 40.64 | 68.02 | 51.18 | 40.64 | 68.02 | 51.18 | 39.93 | 44.9 | 37.36 | 39.93 | 44.9 | 37.36 | 40.64 | 68.02 | 51.18 | 55.64 | 71.56 | 81.91 | 55.64 | 70.83 | 80.28 | 39.93 | 61.71 | 51.18 | 56.1 | 89.44 | 63.3 | 56.1 | 89.44 | 63.3 | 56.1 | 89.44 | 63.3 | 56.1 | 89.44 | 63.3 | 56.1 | 89.44 | 63.3 | 56.1 | 89.44 | 63.3 | 50.52 | 53.11 | 49.5 | 50.52 | 53.11 | 49.5 | 56.1 | 89.44 | 63.3 | 76.79 | 93.14 | 103.5 | 76.79 | 93.14 | 87.63 | 56.1 | 89.44 | 63.3
2071 | 41.41 | 66.71 | 54.39 | 41.41 | 66.71 | 54.39 | 41.41 | 66.71 | 54.39 | 41.41 | 66.71 | 54.39 | 41.41 | 68.02 | 51.18 | 41.41 | 68.02 | 51.18 | 40.7 | 45.67 | 38.14 | 40.7 | 45.67 | 38.14 | 41.41 | 68.02 | 51.18 | 55.64 | 71.56 | 81.91 | 55.09 | 70.83 | 80.28 | 41.41 | 66.71 | 54.39 | 56.87 | 89.44 | 65.82 | 56.87 | 89.44 | 65.82 | 56.87 | 89.44 | 65.82 | 56.87 | 89.44 | 65.82 | 56.87 | 89.44 | 63.3 | 56.87 | 89.44 | 63.3 | 51.29 | 53.88 | 50.27 | 51.29 | 53.88 | 50.27 | 56.87 | 89.44 | 63.3 | 78.75 | 93.14 | 103.5 | 78.75 | 93.14 | 87.63 | 56.87 | 89.44 | 65.82
2072 | 41.96 | 66.67 | 52.22 | 41.96 | 66.67 | 52.22 | 41.96 | 66.67 | 52.22 | 41.96 | 66.67 | 52.22 | 41.96 | 66.67 | 38.68 | 41.96 | 66.67 | 38.68 | 41.25 | 46.22 | 38.68 | 41.25 | 46.22 | 38.68 | 41.96 | 66.67 | 38.68 | 55.64 | 71.56 | 81.91 | 55.09 | 70.13 | 80.28 | 41.96 | 66.67 | 52.22 | 57.42 | 88.52 | 53.48 | 57.42 | 88.52 | 53.48 | 57.42 | 88.52 | 53.48 | 57.42 | 88.52 | 53.48 | 57.42 | 88.52 | 51.61 | 57.42 | 88.52 | 51.61 | 51.84 | 54.43 | 50.82 | 51.84 | 54.43 | 50.82 | 57.42 | 88.52 | 51.61 | 76.79 | 92.18 | 103.5 | 76.79 | 92.18 | 87.63 | 57.42 | 88.52 | 53.48
2073 | 41.46 | 51.02 | 51.18 | 41.46 | 51.02 | 51.18 | 41.46 | 51.02 | 51.18 | 41.46 | 51.02 | 51.18 | 41.46 | 51.02 | 38.19 | 41.46 | 51.02 | 38.19 | 40.75 | 45.72 | 38.19 | 40.75 | 45.72 | 38.19 | 41.46 | 51.02 | 38.19 | 55.64 | 55.88 | 81.91 | 55.09 | 54.76 | 80.28 | 41.46 | 51.02 | 51.18 | 56.92 | 67.08 | 50.32 | 56.92 | 67.08 | 50.32 | 56.92 | 67.08 | 50.32 | 56.92 | 67.08 | 50.32 | 56.92 | 67.08 | 50.32 | 56.92 | 67.08 | 50.32 | 51.34 | 53.93 | 50.32 | 51.34 | 53.93 | 50.32 | 56.92 | 67.08 | 50.32 | 75.63 | 89.11 | 103.5 | 75.63 | 87.33 | 65.72 | 56.92 | 67.08 | 51.3
2074 | 41.11 | 47.91 | 38.38 | 41.11 | 47.91 | 38.38 | 41.11 | 47.91 | 38.38 | 41.11 | 47.91 | 38.38 | 41.11 | 47.91 | 37.83 | 41.11 | 47.91 | 37.83 | 40.4 | 45.37 | 37.83 | 40.4 | 45.37 | 37.83 | 41.11 | 47.91 | 37.83 | 44.9 | 48.4 | 39.56 | 44.01 | 48.4 | 38.77 | 41.11 | 47.91 | 38.38 | 56.57 | 53.69 | 49.97 | 56.57 | 53.69 | 49.97 | 56.57 | 53.69 | 49.97 | 56.57 | 53.69 | 49.97 | 56.57 | 53.69 | 49.97 | 56.57 | 53.69 | 49.97 | 50.99 | 53.58 | 49.97 | 50.99 | 53.58 | 49.97 | 56.57 | 53.69 | 49.97 | 58.91 | 63.37 | 67.06 | 58.91 | 64.66 | 65.72 | 56.57 | 53.69 | 51.3
2075 | 40.77 | 45.28 | 37.58 | 40.77 | 45.28 | 37.58 | 40.77 | 45.28 | 37.58 | 40.77 | 45.28 | 37.58 | 40.86 | 47.66 | 37.58 | 40.86 | 47.66 | 37.58 | 40.15 | 45.28 | 37.58 | 40.15 | 45.12 | 37.58 | 40.86 | 47.66 | 37.58 | 41.18 | 47.18 | 37.96 | 41.18 | 45.74 | 37.96 | 40.77 | 45.28 | 37.58 | 54.1 | 53.43 | 49.72 | 54.1 | 53.43 | 49.72 | 54.1 | 53.43 | 49.72 | 54.1 | 53.43 | 49.72 | 56.32 | 53.43 | 49.72 | 56.32 | 53.43 | 49.72 | 50.74 | 53.43 | 49.72 | 50.74 | 53.33 | 49.72 | 56.32 | 53.43 | 49.72 | 56.33 | 53.97 | 50.22 | 55.21 | 53.97 | 50.22 | 54.1 | 53.43 | 49.72
2076 | 40.36 | 44.94 | 37.4 | 40.36 | 44.94 | 37.4 | 40.36 | 44.94 | 37.4 | 40.36 | 44.94 | 37.4 | 40.67 | 47.47 | 37.4 | 40.67 | 47.47 | 37.4 | 40.36 | 44.94 | 37.4 | 39.97 | 44.94 | 37.4 | 40.67 | 47.47 | 37.4 | 41.09 | 46.99 | 37.02 | 40.77 | 45.4 | 37.02 | 40.36 | 44.94 | 37.4 | 53.37 | 53.15 | 49.53 | 53.37 | 53.15 | 49.53 | 53.37 | 53.15 | 49.53 | 53.37 | 53.15 | 49.53 | 56.14 | 53.25 | 49.53 | 56.14 | 53.25 | 49.53 | 53.37 | 53.15 | 49.53 | 50.56 | 53.14 | 49.53 | 56.14 | 53.25 | 49.53 | 55.57 | 52.72 | 49.78 | 54.47 | 53.68 | 50.03 | 53.37 | 53.15 | 49.53
2077 | 39.95 | 45.28 | 37.33 | 39.95 | 45.28 | 37.33 | 39.95 | 45.28 | 37.33 | 39.95 | 45.28 | 37.33 | 40.61 | 47.4 | 37.33 | 40.61 | 47.4 | 37.33 | 39.95 | 45.28 | 37.33 | 39.9 | 44.87 | 37.33 | 40.61 | 47.4 | 37.33 | 41.02 | 46.67 | 36.96 | 40.36 | 45.74 | 36.96 | 39.95 | 45.28 | 37.33 | 52.75 | 53.18 | 49.53 | 52.75 | 53.18 | 49.53 | 52.75 | 53.18 | 49.53 | 52.75 | 53.18 | 49.53 | 56.07 | 53.18 | 49.53 | 56.07 | 53.18 | 49.53 | 52.75 | 53.18 | 49.53 | 50.49 | 53.08 | 49.46 | 56.07 | 53.18 | 49.53 | 54.93 | 52.65 | 49.04 | 53.84 | 53.72 | 50.03 | 52.75 | 53.18 | 49.53
2078 | 40.5 | 45.28 | 37.22 | 40.5 | 45.28 | 37.22 | 40.5 | 45.28 | 37.22 | 40.5 | 45.28 | 37.22 | 40.5 | 47.29 | 37.22 | 40.5 | 47.29 | 37.22 | 40.5 | 45.28 | 37.22 | 39.79 | 44.76 | 37.22 | 40.5 | 47.29 | 37.22 | 40.91 | 46.67 | 36.85 | 40.91 | 45.74 | 36.85 | 40.5 | 45.28 | 37.22 | 54.39 | 53.07 | 49.61 | 54.39 | 53.07 | 49.61 | 54.39 | 53.07 | 49.61 | 54.39 | 53.07 | 49.61 | 55.96 | 53.07 | 49.46 | 55.96 | 53.07 | 49.46 | 54.39 | 53.07 | 49.46 | 50.38 | 52.97 | 49.36 | 55.96 | 53.07 | 49.46 | 56.06 | 52.54 | 49.04 | 54.94 | 53.61 | 50.04 | 54.39 | 53.07 | 51.3
2079 | 40.39 | 47.19 | 38.64 | 40.39 | 47.19 | 38.64 | 40.39 | 47.19 | 38.64 | 40.39 | 47.19 | 38.64 | 40.39 | 47.19 | 37.11 | 40.39 | 47.19 | 37.11 | 40.39 | 47.19 | 37.11 | 39.68 | 44.65 | 37.11 | 40.39 | 47.19 | 37.11 | 41.18 | 47.67 | 37.48 | 40.79 | 47.67 | 38.25 | 40.39 | 47.19 | 38.64 | 55.77 | 52.96 | 51.3 | 55.77 | 52.96 | 51.3 | 55.77 | 52.96 | 51.3 | 55.77 | 52.96 | 51.3 | 55.85 | 52.96 | 49.34 | 55.85 | 52.96 | 49.34 | 55.77 | 52.96 | 49.34 | 50.27 | 52.86 | 49.24 | 55.85 | 52.96 | 49.34 | 56.33 | 52.43 | 49.78 | 56.33 | 53.5 | 50.79 | 55.77 | 52.96 | 51.3
2080 | 40.38 | 57.98 | 40.25 | 40.38 | 57.98 | 40.25 | 40.38 | 57.98 | 40.25 | 40.38 | 57.98 | 40.25 | 40.38 | 57.98 | 39.04 | 40.38 | 57.98 | 39.04 | 40.38 | 57.98 | 39.04 | 39.67 | 44.64 | 37.11 | 40.38 | 57.98 | 39.04 | 46.63 | 60.38 | 39.44 | 45.71 | 59.19 | 40.24 | 40.38 | 57.98 | 40.25 | 55.84 | 69.16 | 52.14 | 55.84 | 69.16 | 52.14 | 55.84 | 69.16 | 52.14 | 55.84 | 69.16 | 52.14 | 55.84 | 69.16 | 51.61 | 55.84 | 69.16 | 51.61 | 55.84 | 69.16 | 51.61 | 50.26 | 52.85 | 49.24 | 55.84 | 69.16 | 51.61 | 65.73 | 69.86 | 51.61 | 64.42 | 71.28 | 52.66 | 55.84 | 69.16 | 63.5
2081 | 40.58 | 65.97 | 77.11 | 40.58 | 65.97 | 77.11 | 40.58 | 65.97 | 77.11 | 40.58 | 65.97 | 77.11 | 40.58 | 65.97 | 75.57 | 40.58 | 65.97 | 75.57 | 40.58 | 65.97 | 75.57 | 39.87 | 44.84 | 37.3 | 40.58 | 65.97 | 75.57 | 48.8 | 68.7 | 76.33 | 47.83 | 68.7 | 77.89 | 40.58 | 65.97 | 77.11 | 56.04 | 87.12 | 99.56 | 56.04 | 87.12 | 99.56 | 56.04 | 87.12 | 99.56 | 56.04 | 87.12 | 99.56 | 56.04 | 87.12 | 99.56 | 56.04 | 87.12 | 99.56 | 56.04 | 87.12 | 99.56 | 50.46 | 53.05 | 49.44 | 56.04 | 87.12 | 99.56 | 73.07 | 88.89 | 102.46 | 74.56 | 91.62 | 104.56 | 56.04 | 87.12 | 99.56
2082 | 41.13 | 66.51 | 79.26 | 41.13 | 74.19 | 80.57 | 41.13 | 74.19 | 80.57 | 41.13 | 74.19 | 80.57 | 41.13 | 74.19 | 80.57 | 41.13 | 74.19 | 80.57 | 41.13 | 74.19 | 80.57 | 40.42 | 45.39 | 39.85 | 41.13 | 74.19 | 80.57 | 55.64 | 77.25 | 83.62 | 55.64 | 78.83 | 83.62 | 41.13 | 66.51 | 79.26 | 56.59 | 95.52 | 107.67 | 56.59 | 95.52 | 107.67 | 56.59 | 95.52 | 107.67 | 56.59 | 95.52 | 107.67 | 56.59 | 95.52 | 107.67 | 56.59 | 95.52 | 107.67 | 56.59 | 95.52 | 107.67 | 51.01 | 53.6 | 49.98 | 56.59 | 95.52 | 107.67 | 80.35 | 99.47 | 110 | 80.35 | 101.5 | 112.24 | 56.59 | 95.52 | 107.67
2083 | 41.33 | 66.72 | 79.26 | 41.33 | 74.92 | 81.11 | 41.33 | 74.92 | 81.11 | 41.33 | 74.92 | 81.11 | 41.33 | 74.92 | 81.11 | 41.33 | 74.92 | 81.11 | 41.33 | 74.92 | 81.11 | 40.63 | 45.59 | 38.06 | 41.33 | 74.92 | 81.11 | 56.77 | 78.02 | 83.62 | 55.64 | 78.02 | 81.96 | 41.33 | 66.72 | 79.26 | 56.79 | 98.21 | 107.78 | 56.79 | 100.72 | 107.78 | 56.79 | 100.72 | 107.78 | 56.79 | 100.72 | 107.78 | 56.79 | 100.72 | 107.78 | 56.79 | 100.72 | 107.78 | 56.79 | 100.72 | 107.78 | 51.22 | 53.8 | 50.19 | 56.79 | 100.72 | 107.78 | 82.38 | 104.89 | 110 | 80.74 | 106.06 | 112.23 | 56.79 | 98.21 | 107.78
2084 | 40.87 | 66.26 | 79.26 | 40.87 | 70.73 | 81.11 | 40.87 | 70.73 | 81.11 | 40.87 | 70.73 | 81.11 | 40.87 | 74.92 | 81.11 | 40.87 | 74.92 | 81.11 | 40.87 | 70.73 | 81.11 | 40.17 | 45.13 | 37.6 | 40.87 | 74.92 | 81.11 | 56.77 | 78.02 | 83.62 | 55.64 | 78.02 | 81.96 | 40.87 | 66.26 | 79.26 | 56.33 | 98.21 | 107.78 | 56.33 | 98.72 | 107.78 | 56.33 | 98.72 | 107.78 | 56.33 | 98.72 | 107.78 | 56.33 | 98.72 | 107.78 | 56.33 | 98.72 | 107.78 | 56.33 | 98.72 | 107.78 | 50.75 | 53.34 | 49.73 | 56.33 | 98.72 | 107.78 | 80.35 | 102.8 | 110 | 78.75 | 102.8 | 111.11 | 56.33 | 98.21 | 107.78
2085 | 40.02 | 66.03 | 77.92 | 40.73 | 66.03 | 80.18 | 40.73 | 66.03 | 80.3 | 40.73 | 66.03 | 80.3 | 40.73 | 74.92 | 80.3 | 40.73 | 74.92 | 80.3 | 40.73 | 66.03 | 80.18 | 40.02 | 44.99 | 37.45 | 40.73 | 74.92 | 80.3 | 56.21 | 78.02 | 83.62 | 55.08 | 77.24 | 81.95 | 40.02 | 66.03 | 77.92 | 53.85 | 90 | 105.25 | 53.85 | 90 | 106.7 | 53.85 | 90 | 106.7 | 53.85 | 90 | 106.7 | 56.19 | 95.52 | 106.7 | 56.19 | 95.52 | 106.7 | 53.85 | 90 | 106.7 | 50.61 | 53.2 | 49.59 | 56.19 | 95.52 | 106.7 | 79.55 | 99.47 | 110 | 78.75 | 98.48 | 110 | 53.85 | 90 | 105.25
2086 | 39.66 | 58.1 | 77.92 | 39.66 | 59.28 | 79.81 | 39.66 | 59.28 | 80.3 | 39.66 | 59.28 | 80.3 | 40.37 | 59.28 | 80.3 | 40.37 | 59.28 | 80.3 | 39.66 | 59.28 | 79.81 | 39.66 | 44.63 | 37.09 | 40.37 | 59.28 | 80.3 | 54.04 | 76.47 | 82.77 | 52.96 | 74.95 | 81.11 | 39.66 | 58.1 | 77.92 | 50.25 | 89.17 | 99.35 | 50.25 | 89.17 | 99.35 | 50.25 | 89.17 | 99.35 | 50.25 | 89.17 | 99.35 | 55.83 | 90 | 99.35 | 55.83 | 90 | 105.6 | 50.25 | 89.17 | 99.35 | 50.25 | 52.84 | 49.22 | 55.83 | 90 | 99.35 | 76.68 | 98.46 | 110 | 75.15 | 97.49 | 107.8 | 50.25 | 89.17 | 99.35
2087 | 39.3 | 44.27 | 77.11 | 39.3 | 44.27 | 79.45 | 39.3 | 44.27 | 80.3 | 39.3 | 44.27 | 80.3 | 40.01 | 46.82 | 80.3 | 40.01 | 46.82 | 80.3 | 39.3 | 44.27 | 79.45 | 39.3 | 44.27 | 36.73 | 40.01 | 46.82 | 80.3 | 45.5 | 66.64 | 81.96 | 44.59 | 65.99 | 81.11 | 39.3 | 44.27 | 77.11 | 49.89 | 82.45 | 98.99 | 49.89 | 82.45 | 98.99 | 49.89 | 82.45 | 98.99 | 49.89 | 82.45 | 98.99 | 55.47 | 82.45 | 98.99 | 55.47 | 82.45 | 104.54 | 49.89 | 82.45 | 98.99 | 49.89 | 52.48 | 48.87 | 55.47 | 82.45 | 98.99 | 67.4 | 94.34 | 110 | 66.06 | 92.45 | 107.8 | 49.89 | 82.45 | 98.99
2088 | 39.23 | 44.2 | 77.11 | 39.23 | 44.2 | 79.39 | 39.23 | 44.2 | 79.47 | 39.23 | 44.2 | 79.47 | 39.94 | 46.75 | 79.47 | 39.94 | 46.75 | 79.47 | 39.23 | 44.2 | 79.39 | 39.23 | 44.2 | 36.66 | 39.94 | 46.75 | 79.47 | 41.18 | 60.38 | 81.11 | 40.35 | 60.38 | 80.28 | 39.23 | 44.2 | 77.11 | 49.82 | 66.83 | 98.92 | 49.82 | 66.83 | 98.92 | 49.82 | 66.83 | 98.92 | 49.82 | 66.83 | 98.92 | 55.4 | 66.83 | 98.92 | 55.4 | 66.83 | 98.92 | 49.82 | 66.83 | 98.92 | 49.82 | 52.41 | 48.8 | 55.4 | 66.83 | 98.92 | 58.28 | 93.76 | 110 | 57.11 | 91.88 | 107.8 | 49.82 | 66.83 | 98.92
2089 | 39.13 | 44.1 | 77.11 | 39.13 | 44.1 | 79.28 | 39.13 | 44.1 | 79.51 | 39.13 | 44.1 | 79.51 | 39.84 | 46.65 | 79.51 | 39.84 | 46.65 | 79.51 | 39.13 | 44.1 | 79.28 | 39.13 | 44.1 | 36.56 | 39.84 | 46.65 | 79.51 | 41.18 | 60.38 | 81.96 | 40.35 | 60.38 | 80.32 | 39.13 | 44.1 | 77.11 | 49.72 | 65.7 | 98.82 | 49.72 | 65.7 | 98.82 | 49.72 | 65.7 | 98.82 | 49.72 | 65.7 | 98.82 | 55.3 | 65.7 | 98.82 | 55.3 | 65.7 | 98.82 | 49.72 | 65.7 | 98.82 | 49.72 | 52.31 | 48.7 | 55.3 | 65.7 | 98.82 | 58.28 | 92.21 | 110 | 57.11 | 90.37 | 105.03 | 49.72 | 65.7 | 98.82
2090 | 39.05 | 44.02 | 77.11 | 39.05 | 44.02 | 79.2 | 39.05 | 44.02 | 79.2 | 39.05 | 44.02 | 79.2 | 39.76 | 46.57 | 79.2 | 39.76 | 46.57 | 79.2 | 39.05 | 44.02 | 36.48 | 39.05 | 44.02 | 36.48 | 39.76 | 46.57 | 79.2 | 41.47 | 60.38 | 81.96 | 40.64 | 60.38 | 80.32 | 39.05 | 44.02 | 77.11 | 49.64 | 65.7 | 90 | 49.64 | 65.7 | 90 | 49.64 | 65.7 | 90 | 49.64 | 65.7 | 90 | 55.22 | 65.7 | 90 | 55.22 | 65.7 | 90 | 49.64 | 65.7 | 51.61 | 49.64 | 52.23 | 48.61 | 55.22 | 65.7 | 90 | 58.28 | 93.76 | 110 | 57.11 | 91.88 | 107.8 | 49.64 | 65.7 | 90
2091 | 39.1 | 46.62 | 79.26 | 39.1 | 46.62 | 79.26 | 39.1 | 46.62 | 79.26 | 39.1 | 46.62 | 79.26 | 39.81 | 46.62 | 79.26 | 39.81 | 46.62 | 79.26 | 39.1 | 44.07 | 36.53 | 39.1 | 44.07 | 36.53 | 39.81 | 46.62 | 79.26 | 41.47 | 61.55 | 81.96 | 41.18 | 62.16 | 80.32 | 39.1 | 46.62 | 79.26 | 49.69 | 72.33 | 90 | 49.69 | 72.33 | 90 | 49.69 | 72.33 | 90 | 49.69 | 72.33 | 90 | 55.27 | 72.33 | 90 | 55.27 | 72.33 | 90 | 49.69 | 52.28 | 51.61 | 49.69 | 52.28 | 48.67 | 55.27 | 72.33 | 90 | 58.9 | 94.34 | 110 | 58.9 | 94.34 | 110 | 49.69 | 72.33 | 90
2092 | 39.28 | 57.93 | 79.44 | 39.28 | 57.93 | 79.44 | 39.28 | 57.93 | 79.44 | 39.28 | 57.93 | 79.44 | 39.99 | 57.93 | 79.44 | 39.99 | 57.93 | 79.44 | 39.28 | 44.25 | 36.71 | 39.28 | 44.25 | 36.71 | 39.99 | 57.93 | 79.44 | 41.73 | 68.63 | 81.96 | 41.73 | 70.02 | 81.96 | 39.28 | 57.93 | 79.44 | 49.87 | 72.33 | 98.82 | 49.87 | 72.33 | 98.82 | 49.87 | 72.33 | 98.82 | 49.87 | 72.33 | 98.82 | 55.45 | 72.33 | 78.84 | 55.45 | 72.33 | 78.84 | 49.87 | 52.46 | 51.61 | 49.87 | 52.46 | 48.85 | 55.45 | 72.33 | 78.84 | 62.57 | 97.49 | 110 | 63.2 | 98.51 | 110 | 49.87 | 72.33 | 98.82
2093 | 40.31 | 65.61 | 79.75 | 40.31 | 65.61 | 79.75 | 40.31 | 65.61 | 80.3 | 40.31 | 65.61 | 80.3 | 40.31 | 65.61 | 80.3 | 40.31 | 65.61 | 80.3 | 39.6 | 44.57 | 37.03 | 39.6 | 44.57 | 37.03 | 40.31 | 65.61 | 80.3 | 55.64 | 76.47 | 83.62 | 56.77 | 78.03 | 81.96 | 40.31 | 65.61 | 79.75 | 55.77 | 89.11 | 103.5 | 55.77 | 89.11 | 103.5 | 55.77 | 89.11 | 103.5 | 55.77 | 89.11 | 103.5 | 55.77 | 89.11 | 103.5 | 55.77 | 89.11 | 103.5 | 50.19 | 52.78 | 51.61 | 50.19 | 52.78 | 49.16 | 55.77 | 89.11 | 103.5 | 78.75 | 97.49 | 110 | 80.35 | 98.51 | 112.24 | 55.77 | 89.11 | 103.5
2094 | 40.68 | 82.02 | 83.62 | 40.68 | 82.02 | 83.62 | 40.68 | 82.02 | 83.62 | 40.68 | 82.02 | 83.62 | 40.68 | 82.02 | 81.93 | 40.68 | 82.02 | 81.93 | 40.68 | 82.02 | 81.93 | 39.97 | 44.94 | 37.4 | 40.68 | 82.02 | 81.93 | 56.21 | 86.73 | 84.46 | 57.35 | 88.5 | 84.46 | 40.68 | 82.02 | 83.62 | 56.14 | 98.51 | 106.7 | 56.14 | 98.51 | 106.7 | 56.14 | 98.51 | 106.7 | 56.14 | 98.51 | 106.7 | 56.14 | 98.51 | 105.08 | 56.14 | 98.51 | 105.08 | 56.14 | 98.51 | 100 | 50.56 | 53.15 | 49.54 | 56.14 | 98.51 | 105.08 | 82.58 | 104.7 | 111.11 | 84.26 | 106.06 | 113.37 | 56.14 | 98.51 | 106.7
2095 | 41.74 | 83.28 | 83.62 | 41.74 | 83.28 | 83.62 | 49.02 | 83.28 | 83.62 | 49.02 | 83.28 | 83.62 | 49.02 | 83.28 | 83.62 | 49.02 | 83.28 | 83.62 | 41.74 | 83.28 | 83.62 | 41.03 | 46.01 | 39.85 | 49.02 | 83.28 | 83.62 | 58.03 | 86.73 | 84.46 | 58.03 | 88.5 | 84.46 | 49.02 | 83.28 | 83.62 | 73.76 | 99.79 | 107.67 | 73.76 | 99.79 | 107.67 | 73.76 | 99.79 | 107.67 | 73.76 | 99.79 | 107.67 | 73.76 | 99.79 | 106.7 | 73.76 | 99.79 | 106.7 | 73.76 | 99.79 | 106.7 | 51.62 | 54.21 | 50.6 | 73.76 | 99.79 | 106.7 | 110 | 103.95 | 111.11 | 110 | 106.06 | 113.37 | 73.76 | 99.79 | 107.67
2096 | 45.72 | 74.92 | 81.62 | 45.72 | 74.92 | 81.62 | 45.72 | 74.92 | 81.62 | 45.72 | 74.92 | 81.62 | 45.72 | 74.92 | 81.62 | 45.72 | 74.92 | 81.62 | 45.72 | 74.92 | 81.62 | 41.47 | 46.44 | 38.9 | 45.72 | 74.92 | 81.62 | 57.71 | 78.02 | 82.45 | 57.71 | 78.02 | 82.45 | 45.72 | 74.92 | 81.62 | 68.79 | 95.52 | 106.7 | 68.79 | 95.52 | 106.7 | 68.79 | 95.52 | 106.7 | 68.79 | 95.52 | 106.7 | 68.79 | 95.52 | 106.7 | 68.79 | 95.52 | 106.7 | 68.79 | 95.52 | 106.7 | 52.06 | 54.65 | 51.04 | 68.79 | 95.52 | 106.7 | 88.68 | 99.47 | 108.87 | 88.68 | 97.49 | 107.78 | 68.79 | 95.52 | 106.7
2097 | 45.72 | 66.95 | 79.47 | 45.72 | 66.95 | 79.47 | 45.72 | 66.95 | 79.47 | 45.72 | 66.95 | 79.47 | 45.72 | 66.95 | 79.46 | 45.72 | 66.95 | 79.46 | 45.72 | 66.95 | 79.46 | 40.94 | 45.91 | 38.37 | 45.72 | 66.95 | 79.46 | 56.21 | 68.61 | 79.47 | 55.64 | 69.72 | 80.28 | 45.72 | 66.95 | 79.47 | 66.17 | 85.59 | 96.03 | 66.17 | 85.59 | 96.03 | 66.17 | 85.59 | 96.03 | 66.17 | 85.59 | 96.03 | 66.17 | 85.59 | 96.03 | 66.17 | 85.59 | 96.03 | 66.17 | 85.59 | 96.03 | 51.53 | 54.12 | 50.51 | 66.17 | 85.59 | 96.03 | 78.75 | 86.45 | 98.01 | 80.35 | 86.45 | 97 | 66.17 | 85.59 | 96.03
2098 | 41.33 | 56.67 | 63.35 | 41.33 | 56.67 | 63.35 | 41.33 | 56.67 | 63.35 | 41.33 | 56.67 | 63.35 | 41.33 | 56.67 | 62.09 | 41.33 | 56.67 | 62.09 | 41.33 | 56.67 | 62.09 | 40.62 | 45.59 | 38.06 | 41.33 | 56.67 | 62.09 | 54.54 | 57.84 | 61.47 | 54.54 | 57.25 | 62.72 | 41.33 | 56.67 | 63.35 | 56.79 | 71.64 | 67.22 | 56.79 | 71.64 | 67.22 | 56.79 | 71.64 | 67.22 | 56.79 | 71.64 | 67.22 | 56.79 | 71.64 | 67.22 | 56.79 | 71.64 | 67.22 | 56.79 | 71.64 | 67.22 | 51.21 | 53.8 | 50.19 | 56.79 | 71.64 | 67.22 | 77.19 | 73.12 | 67.9 | 77.19 | 73.11 | 67.9 | 56.79 | 71.64 | 71.25
2099 | 41.02 | 54.51 | 60.04 | 41.02 | 54.51 | 60.04 | 41.02 | 54.51 | 60.04 | 41.02 | 54.51 | 60.04 | 41.02 | 54.51 | 60.04 | 41.02 | 54.51 | 60.04 | 41.02 | 54.51 | 60.04 | 40.31 | 45.28 | 37.75 | 41.02 | 54.51 | 60.04 | 45.96 | 55.63 | 60.65 | 45.04 | 55.06 | 60.65 | 41.02 | 54.51 | 60.04 | 56.48 | 69.02 | 49.88 | 56.48 | 69.02 | 49.88 | 56.48 | 69.02 | 49.88 | 56.48 | 69.02 | 49.88 | 56.48 | 69.02 | 49.88 | 56.48 | 69.02 | 49.88 | 56.48 | 69.02 | 49.88 | 50.9 | 53.49 | 49.88 | 56.48 | 69.02 | 49.88 | 59.81 | 70.44 | 49.88 | 59.81 | 69.72 | 49.88 | 56.48 | 69.02 | 63.5
2100 | 40.8 | 51.63 | 57.45 | 40.8 | 51.63 | 57.45 | 40.8 | 51.63 | 57.45 | 40.8 | 51.63 | 57.45 | 40.8 | 51.63 | 56.88 | 40.8 | 51.63 | 56.88 | 40.8 | 51.63 | 56.88 | 40.09 | 45.06 | 37.52 | 40.8 | 51.63 | 56.88 | 41.64 | 53.06 | 57.45 | 41.21 | 52.15 | 56.87 | 40.8 | 51.63 | 57.45 | 56.26 | 63.22 | 49.66 | 56.26 | 63.22 | 49.66 | 56.26 | 63.22 | 49.66 | 56.26 | 63.22 | 49.66 | 56.26 | 63.22 | 49.66 | 56.26 | 63.22 | 49.66 | 56.26 | 63.22 | 49.66 | 50.68 | 53.27 | 49.66 | 56.26 | 63.22 | 49.66 | 58.28 | 63.87 | 49.66 | 57.11 | 63.86 | 49.66 | 56.26 | 63.22 | 53.17
2101 | 40.66 | 50.96 | 56.87 | 40.66 | 50.96 | 56.87 | 40.66 | 50.96 | 56.87 | 40.66 | 50.96 | 56.87 | 40.66 | 50.96 | 56.87 | 40.66 | 50.96 | 56.87 | 40.66 | 50.96 | 56.87 | 39.95 | 44.92 | 37.38 | 40.66 | 50.96 | 56.87 | 41.07 | 52.52 | 57.45 | 41.07 | 51.47 | 56.3 | 40.66 | 50.96 | 56.87 | 56.12 | 63.22 | 49.52 | 56.12 | 63.22 | 49.52 | 56.12 | 63.22 | 49.52 | 56.12 | 63.22 | 49.52 | 56.12 | 63.22 | 49.52 | 56.12 | 63.22 | 49.52 | 56.12 | 63.22 | 49.52 | 50.54 | 53.13 | 49.52 | 56.12 | 63.22 | 49.52 | 58.28 | 63.86 | 49.02 | 57.11 | 62.59 | 49.02 | 56.12 | 63.22 | 53.17
2102 | 40.55 | 48.54 | 58.03 | 40.55 | 48.54 | 58.03 | 40.55 | 48.54 | 58.03 | 40.55 | 48.54 | 58.03 | 40.55 | 48.54 | 58.03 | 40.55 | 48.54 | 58.03 | 40.55 | 48.54 | 58.03 | 39.84 | 44.81 | 37.27 | 40.55 | 48.54 | 58.03 | 40.95 | 50 | 57.45 | 40.95 | 49 | 56.3 | 40.55 | 48.54 | 58.03 | 56.01 | 66.83 | 49.5 | 56.01 | 66.83 | 49.5 | 56.01 | 66.83 | 49.5 | 56.01 | 66.83 | 49.5 | 56.01 | 66.83 | 49.5 | 56.01 | 66.83 | 49.5 | 56.01 | 66.83 | 49.5 | 50.43 | 53.02 | 49.4 | 56.01 | 66.83 | 49.5 | 57.73 | 68.21 | 49.01 | 56.57 | 66.85 | 49.01 | 56.01 | 66.83 | 63.5
2103 | 40.43 | 47.26 | 58.03 | 40.43 | 47.26 | 58.03 | 40.43 | 47.26 | 58.03 | 40.43 | 47.26 | 58.03 | 40.43 | 47.26 | 58.03 | 40.43 | 47.26 | 58.03 | 39.73 | 47.26 | 58.03 | 39.73 | 44.69 | 37.16 | 40.43 | 47.26 | 58.03 | 40.84 | 50 | 57.45 | 40.84 | 47.74 | 57.45 | 40.43 | 47.26 | 58.03 | 53.26 | 56.61 | 49.39 | 53.26 | 56.61 | 49.39 | 53.26 | 56.61 | 49.39 | 53.26 | 56.61 | 49.39 | 55.89 | 56.61 | 49.39 | 55.89 | 56.61 | 49.39 | 53.26 | 56.61 | 49.39 | 50.31 | 52.9 | 49.29 | 55.89 | 56.61 | 49.39 | 57.62 | 57.18 | 48.9 | 56.47 | 56.04 | 48.9 | 53.26 | 56.61 | 69.67
2104 | 40.38 | 49.84 | 65.52 | 40.38 | 49.84 | 65.52 | 40.38 | 49.84 | 65.52 | 40.38 | 49.84 | 65.52 | 40.38 | 49.84 | 64.21 | 40.38 | 49.84 | 64.21 | 40.38 | 49.84 | 64.21 | 39.67 | 44.64 | 37.1 | 40.38 | 49.84 | 64.21 | 41.62 | 51.37 | 64.86 | 40.79 | 50.34 | 64.86 | 40.38 | 49.84 | 65.52 | 50.26 | 56.61 | 51.3 | 50.26 | 56.61 | 51.3 | 50.26 | 56.61 | 51.3 | 50.26 | 56.61 | 51.3 | 55.84 | 56.61 | 51.3 | 55.84 | 56.61 | 51.3 | 50.26 | 56.61 | 51.3 | 50.26 | 52.85 | 49.24 | 55.84 | 56.61 | 51.3 | 60.08 | 57.18 | 50.78 | 58.88 | 57.18 | 49.78 | 50.26 | 56.61 | 64.79
2105 | 40.55 | 65.85 | 80 | 40.55 | 65.85 | 80 | 40.55 | 65.85 | 80 | 40.55 | 65.85 | 80 | 40.55 | 65.85 | 80 | 40.55 | 65.85 | 80 | 40.55 | 65.85 | 80 | 39.84 | 44.81 | 37.27 | 40.55 | 65.85 | 80 | 53.99 | 76.47 | 80.8 | 55.09 | 74.94 | 80.28 | 40.55 | 65.85 | 80 | 56.01 | 90 | 52.9 | 56.01 | 90 | 52.9 | 56.01 | 90 | 52.9 | 56.01 | 90 | 52.9 | 56.01 | 90 | 51.85 | 56.01 | 90 | 51.85 | 56.01 | 90 | 51.85 | 50.43 | 53.02 | 49.41 | 56.01 | 90 | 51.85 | 77.7 | 93.59 | 52.37 | 78.75 | 91.72 | 52.37 | 56.01 | 90 | 90
2106 | 41.03 | 66.34 | 80.3 | 41.03 | 66.34 | 80.3 | 41.03 | 66.34 | 80.3 | 41.03 | 66.34 | 80.3 | 41.03 | 66.34 | 80.3 | 41.03 | 66.34 | 80.3 | 41.03 | 66.34 | 80.3 | 40.33 | 45.3 | 37.76 | 41.03 | 66.34 | 80.3 | 55.64 | 76.47 | 81.96 | 55.64 | 76.47 | 80.32 | 41.03 | 66.34 | 80.3 | 56.5 | 92.69 | 102.4 | 56.5 | 92.69 | 102.4 | 56.5 | 92.69 | 102.4 | 56.5 | 92.69 | 102.4 | 56.5 | 92.69 | 102.4 | 56.5 | 92.69 | 102.4 | 56.5 | 92.69 | 102.4 | 50.92 | 53.51 | 49.89 | 56.5 | 92.69 | 102.4 | 78.75 | 97.49 | 104.14 | 79.55 | 95.54 | 102.06 | 56.5 | 92.69 | 103.4
2107 | 41.32 | 66.62 | 80.3 | 41.32 | 66.62 | 80.3 | 41.32 | 66.62 | 80.3 | 41.32 | 66.62 | 80.3 | 41.32 | 74.92 | 80.3 | 41.32 | 74.92 | 80.3 | 41.32 | 66.62 | 80.3 | 40.61 | 45.58 | 39.85 | 41.32 | 74.92 | 80.3 | 55.64 | 78.02 | 82.77 | 55.64 | 76.47 | 81.11 | 41.32 | 66.62 | 80.3 | 56.78 | 92.69 | 102.4 | 56.78 | 92.69 | 102.4 | 56.78 | 92.69 | 102.4 | 56.78 | 92.69 | 102.4 | 56.78 | 94.83 | 102.4 | 56.78 | 94.83 | 102.4 | 56.78 | 92.69 | 102.4 | 51.2 | 53.79 | 51.61 | 56.78 | 94.83 | 102.4 | 78.75 | 97.49 | 106.7 | 78.75 | 95.54 | 102.06 | 56.78 | 92.69 | 107.67
2108 | 40.85 | 66.15 | 80.3 | 40.85 | 66.15 | 80.3 | 40.85 | 66.15 | 80.3 | 40.85 | 66.15 | 80.3 | 40.85 | 74.92 | 80.3 | 40.85 | 74.92 | 80.3 | 40.85 | 66.15 | 80.3 | 40.15 | 45.12 | 37.58 | 40.85 | 74.92 | 80.3 | 55.09 | 78.02 | 82.77 | 55.09 | 76.47 | 81.11 | 40.85 | 66.15 | 80.3 | 50.73 | 90 | 100 | 50.73 | 90 | 100 | 50.73 | 90 | 100 | 50.73 | 90 | 100 | 56.31 | 94.57 | 102.4 | 56.31 | 94.57 | 102.4 | 50.73 | 90 | 100 | 50.73 | 53.32 | 51.61 | 56.31 | 94.57 | 102.4 | 78.75 | 97.49 | 105.57 | 78.75 | 95.54 | 101.01 | 50.73 | 90 | 100
2109 | 39.98 | 44.95 | 79.5 | 39.98 | 44.95 | 79.5 | 39.98 | 44.95 | 79.5 | 39.98 | 44.95 | 79.5 | 40.69 | 59.61 | 79.5 | 40.69 | 59.61 | 79.5 | 39.98 | 44.95 | 79.5 | 39.98 | 44.95 | 37.41 | 40.69 | 59.61 | 79.5 | 45.96 | 74.95 | 81.91 | 45.96 | 73.45 | 80.28 | 39.98 | 44.95 | 79.5 | 50.57 | 56.61 | 92.89 | 50.57 | 56.61 | 92.89 | 50.57 | 56.61 | 92.89 | 50.57 | 56.61 | 92.89 | 56.15 | 90.83 | 100.35 | 56.15 | 90.83 | 100.35 | 50.57 | 56.61 | 92.89 | 50.57 | 53.16 | 51.61 | 56.15 | 90.83 | 100.35 | 75.36 | 93.65 | 104.49 | 75.36 | 90.84 | 93.83 | 50.57 | 56.61 | 92.89
2110 | 39.69 | 44.66 | 76.67 | 39.69 | 44.66 | 76.67 | 39.69 | 44.66 | 76.67 | 39.69 | 44.66 | 76.67 | 40.4 | 47.23 | 76.67 | 40.4 | 47.23 | 76.67 | 39.69 | 44.66 | 76.67 | 39.69 | 44.66 | 39.85 | 40.4 | 47.23 | 76.67 | 43.52 | 66.95 | 78.25 | 42.65 | 65.61 | 77.44 | 39.69 | 44.66 | 76.67 | 50.28 | 52.87 | 64.79 | 50.28 | 52.87 | 64.79 | 50.28 | 52.87 | 64.79 | 50.28 | 52.87 | 64.79 | 55.86 | 84.39 | 98.79 | 55.86 | 84.39 | 98.79 | 50.28 | 52.87 | 64.79 | 50.28 | 52.87 | 51.61 | 55.86 | 84.39 | 98.79 | 68.51 | 88.79 | 103.95 | 68.51 | 82.45 | 65.44 | 50.28 | 52.87 | 64.79
2111 | 39.29 | 44.25 | 57.83 | 39.29 | 44.25 | 57.83 | 39.29 | 44.25 | 57.83 | 39.29 | 44.25 | 57.83 | 40 | 46.81 | 57.83 | 40 | 46.81 | 57.83 | 39.29 | 44.26 | 57.83 | 39.29 | 44.25 | 36.72 | 40 | 46.81 | 57.83 | 41.18 | 60.99 | 61.47 | 40.35 | 47.56 | 58.42 | 39.29 | 44.25 | 57.83 | 49.88 | 52.47 | 51.3 | 49.88 | 52.47 | 51.3 | 49.88 | 52.47 | 51.3 | 49.88 | 52.47 | 51.3 | 55.46 | 70.93 | 70.31 | 55.46 | 70.93 | 70.31 | 49.88 | 52.47 | 51.3 | 49.88 | 52.47 | 51.3 | 55.46 | 70.93 | 70.31 | 60.68 | 73.12 | 91.31 | 59.46 | 68.79 | 51.81 | 49.88 | 52.47 | 63.5
2112 | 39.26 | 44.23 | 39.02 | 39.26 | 44.23 | 39.02 | 39.26 | 44.23 | 39.44 | 39.26 | 44.23 | 39.44 | 39.97 | 46.78 | 39.44 | 39.97 | 46.78 | 39.44 | 39.26 | 44.23 | 36.69 | 39.26 | 44.23 | 36.69 | 39.97 | 46.78 | 39.44 | 40.49 | 57.35 | 61.47 | 39.68 | 56.2 | 39.84 | 39.26 | 44.23 | 39.02 | 49.85 | 52.44 | 50.09 | 49.85 | 52.44 | 50.09 | 49.85 | 52.44 | 50.09 | 49.85 | 52.44 | 50.09 | 55.43 | 53.71 | 50.09 | 55.43 | 53.71 | 50.09 | 49.85 | 52.44 | 50.09 | 49.85 | 52.44 | 48.82 | 55.43 | 53.71 | 50.09 | 55.99 | 73.12 | 96.06 | 54.87 | 68.79 | 50.6 | 49.85 | 52.44 | 53.17
2113 | 39.19 | 44.16 | 37.11 | 39.19 | 44.16 | 37.11 | 39.19 | 44.16 | 37.11 | 39.19 | 44.16 | 37.11 | 39.9 | 46.72 | 37.11 | 39.9 | 46.72 | 37.11 | 39.19 | 44.16 | 37.11 | 39.19 | 44.16 | 36.63 | 39.9 | 46.72 | 37.11 | 40.13 | 57.35 | 61.47 | 39.59 | 56.2 | 38.24 | 39.19 | 44.16 | 37.11 | 49.78 | 52.37 | 50.03 | 49.78 | 52.37 | 50.03 | 49.78 | 52.37 | 50.03 | 49.78 | 52.37 | 50.03 | 55.36 | 53.65 | 50.03 | 55.36 | 53.65 | 50.03 | 49.78 | 52.37 | 50.03 | 49.78 | 52.37 | 50.03 | 55.36 | 53.65 | 50.03 | 55.92 | 73.12 | 98.01 | 54.8 | 68.79 | 50.53 | 49.78 | 52.37 | 53.17
2114 | 39.12 | 44.09 | 37.11 | 39.12 | 44.09 | 37.11 | 39.12 | 44.09 | 37.11 | 39.12 | 44.09 | 37.11 | 39.83 | 46.64 | 37.11 | 39.83 | 46.64 | 37.11 | 39.12 | 44.09 | 37.11 | 39.12 | 44.09 | 36.56 | 39.83 | 46.64 | 37.11 | 40.13 | 57.35 | 61.47 | 40.13 | 56.2 | 60.24 | 39.12 | 44.09 | 37.11 | 49.71 | 52.3 | 49.11 | 49.71 | 52.3 | 49.11 | 49.71 | 52.3 | 49.11 | 49.71 | 52.3 | 49.11 | 55.29 | 53.58 | 49.11 | 55.29 | 53.58 | 49.11 | 49.71 | 52.3 | 49.11 | 49.71 | 52.3 | 49.11 | 55.29 | 53.58 | 49.11 | 57.72 | 73.12 | 102.03 | 57.72 | 68.79 | 49.78 | 49.71 | 52.3 | 64.79
2115 | 39.17 | 44.14 | 36.6 | 39.17 | 44.14 | 36.6 | 39.17 | 44.14 | 36.6 | 39.17 | 44.14 | 36.6 | 39.88 | 46.69 | 36.6 | 39.88 | 46.69 | 36.6 | 39.17 | 44.14 | 36.6 | 39.17 | 44.14 | 36.6 | 39.88 | 46.69 | 36.6 | 40.62 | 67.33 | 78.25 | 40.62 | 65.98 | 76.69 | 39.17 | 44.14 | 36.6 | 49.76 | 52.35 | 49.11 | 49.76 | 52.35 | 49.11 | 49.76 | 52.35 | 49.11 | 49.76 | 52.35 | 49.11 | 55.34 | 53.63 | 49.11 | 55.34 | 53.63 | 49.11 | 49.76 | 52.35 | 49.11 | 49.76 | 52.35 | 49.11 | 55.34 | 53.63 | 49.11 | 58.28 | 90.35 | 105.57 | 58.28 | 73.11 | 71.46 | 49.76 | 52.35 | 64.79
2116 | 39.34 | 44.31 | 36.77 | 39.34 | 44.31 | 36.77 | 39.34 | 44.31 | 36.77 | 39.34 | 44.31 | 36.77 | 40.05 | 46.86 | 36.77 | 40.05 | 46.86 | 36.77 | 39.34 | 44.31 | 36.77 | 39.34 | 44.31 | 36.77 | 40.05 | 46.86 | 36.77 | 41.18 | 76.47 | 81.96 | 41.18 | 74.95 | 80.28 | 39.34 | 44.31 | 36.77 | 49.93 | 52.52 | 49.11 | 49.93 | 52.52 | 49.11 | 49.93 | 52.52 | 49.11 | 49.93 | 52.52 | 49.11 | 55.51 | 52.63 | 49.11 | 55.51 | 52.63 | 49.11 | 49.93 | 52.52 | 49.11 | 49.93 | 52.52 | 49.11 | 55.51 | 52.63 | 49.11 | 60.2 | 96.25 | 110 | 60.2 | 74.04 | 71.46 | 49.93 | 52.52 | 64.79
2117 | 39.51 | 44.48 | 39.02 | 39.51 | 44.48 | 39.02 | 39.51 | 44.48 | 39.02 | 39.51 | 44.48 | 39.02 | 40.22 | 49.98 | 38.37 | 40.22 | 49.98 | 38.37 | 39.51 | 44.48 | 38.37 | 39.51 | 44.48 | 38.37 | 40.22 | 49.98 | 38.37 | 55.28 | 78.02 | 83.62 | 55.84 | 76.47 | 80.28 | 39.51 | 44.48 | 39.02 | 50.1 | 53.82 | 51.61 | 50.1 | 53.82 | 51.61 | 50.1 | 53.82 | 51.61 | 50.1 | 53.82 | 51.61 | 55.68 | 53.82 | 51.61 | 55.68 | 53.82 | 51.61 | 50.1 | 53.82 | 51.61 | 50.1 | 52.69 | 51.61 | 55.68 | 53.82 | 49.18 | 78.75 | 99.47 | 110 | 79.55 | 97.48 | 87.63 | 50.1 | 53.82 | 84.06
2118 | 40.48 | 53.13 | 79.93 | 40.48 | 53.14 | 79.93 | 40.48 | 53.14 | 79.93 | 40.48 | 53.14 | 79.93 | 40.48 | 53.14 | 39.28 | 40.48 | 53.14 | 39.28 | 40.48 | 53.13 | 39.28 | 39.77 | 49.74 | 39.28 | 40.48 | 53.13 | 39.28 | 55.64 | 86.28 | 83.62 | 56.21 | 84.57 | 80.74 | 40.48 | 53.14 | 79.93 | 55.94 | 56.61 | 99.46 | 55.94 | 56.61 | 99.46 | 55.94 | 56.61 | 99.46 | 55.94 | 56.61 | 99.46 | 55.94 | 56.61 | 99.46 | 55.94 | 56.61 | 99.46 | 55.94 | 54.23 | 51.61 | 50.36 | 52.95 | 51.61 | 55.94 | 54.23 | 49.44 | 79.9 | 99.47 | 110 | 80.7 | 97.48 | 101.26 | 55.94 | 56.61 | 99.46
2119 | 41.27 | 66.66 | 80.3 | 41.27 | 66.66 | 80.3 | 45.72 | 66.66 | 80.3 | 45.72 | 66.66 | 80.3 | 45.72 | 66.66 | 39.85 | 45.72 | 66.66 | 39.85 | 41.27 | 66.66 | 39.85 | 40.56 | 49.74 | 39.85 | 45.72 | 66.66 | 39.85 | 56.87 | 86.28 | 83.62 | 56.21 | 84.56 | 81.11 | 45.72 | 66.66 | 80.3 | 56.73 | 90.07 | 100.25 | 56.73 | 90.07 | 100.25 | 68.79 | 90.07 | 100.25 | 68.79 | 90.07 | 100.25 | 68.79 | 90.07 | 100.25 | 68.79 | 90.07 | 100.25 | 56.73 | 90.07 | 51.61 | 51.15 | 53.74 | 51.61 | 68.79 | 90.07 | 50.23 | 86.25 | 99.47 | 110 | 87.12 | 97.48 | 101.26 | 68.79 | 90.07 | 107.67
2120 | 41.92 | 67.22 | 80.3 | 41.92 | 67.22 | 80.3 | 45.72 | 67.22 | 80.3 | 45.72 | 67.22 | 80.3 | 45.72 | 67.22 | 39.85 | 45.72 | 67.22 | 39.85 | 41.92 | 67.22 | 39.85 | 41.21 | 49.74 | 39.85 | 45.72 | 67.22 | 39.85 | 56.87 | 76.47 | 81.96 | 56.21 | 74.94 | 80.32 | 45.72 | 67.22 | 80.3 | 57.38 | 90 | 82.45 | 57.38 | 90 | 82.45 | 57.38 | 90 | 82.45 | 57.38 | 90 | 82.45 | 57.38 | 71.56 | 51.61 | 57.38 | 71.56 | 51.61 | 57.38 | 71.56 | 51.61 | 51.8 | 54.39 | 51.61 | 57.38 | 71.56 | 50.87 | 78.75 | 99.47 | 105.57 | 78.75 | 95.46 | 83.28 | 57.38 | 90 | 107.67
2121 | 41.48 | 62.01 | 60.24 | 41.48 | 62.01 | 60.24 | 41.48 | 62.01 | 60.24 | 41.48 | 62.01 | 60.24 | 41.48 | 62.01 | 38.21 | 41.48 | 62.01 | 38.21 | 41.48 | 62.01 | 38.21 | 40.77 | 45.75 | 38.21 | 41.48 | 62.01 | 38.21 | 56.77 | 64.57 | 60.85 | 55.64 | 62.64 | 59.64 | 41.48 | 62.01 | 70.53 | 56.94 | 71.57 | 51.3 | 56.94 | 71.57 | 51.3 | 56.94 | 71.57 | 51.3 | 56.94 | 71.57 | 51.3 | 56.94 | 54.06 | 50.34 | 56.94 | 54.06 | 50.34 | 56.94 | 54.06 | 50.34 | 51.36 | 53.95 | 50.34 | 56.94 | 54.06 | 50.34 | 78.75 | 74.52 | 73.26 | 78.75 | 72.29 | 51.81 | 56.94 | 89.11 | 92.89
2122 | 41 | 47.8 | 39.02 | 41 | 47.8 | 39.02 | 41 | 47.8 | 39.02 | 41 | 47.8 | 39.02 | 41 | 47.8 | 37.72 | 41 | 47.8 | 37.72 | 41 | 47.8 | 37.72 | 40.29 | 45.27 | 37.72 | 41 | 47.8 | 37.72 | 54.54 | 55.82 | 39.41 | 53.45 | 48.29 | 38.63 | 41 | 47.8 | 41.5 | 56.46 | 53.82 | 49.86 | 56.46 | 53.82 | 49.86 | 56.46 | 53.82 | 49.86 | 56.46 | 53.82 | 49.6 | 56.46 | 53.57 | 49.86 | 56.46 | 53.57 | 49.86 | 56.46 | 53.57 | 49.86 | 50.88 | 53.47 | 49.86 | 56.46 | 53.57 | 49.86 | 69.3 | 54.59 | 49.1 | 67.92 | 54.36 | 49.1 | 56.46 | 55.48 | 90
2123 | 40.76 | 46.61 | 37.48 | 40.76 | 46.61 | 37.48 | 40.76 | 46.61 | 37.48 | 40.76 | 46.61 | 37.48 | 40.76 | 47.55 | 37.48 | 40.76 | 47.56 | 37.48 | 40.76 | 46.61 | 37.48 | 40.05 | 45.02 | 37.48 | 40.76 | 47.55 | 37.48 | 41.6 | 48.04 | 36.22 | 41.17 | 47.08 | 36.22 | 40.76 | 46.61 | 37.48 | 50.64 | 53.33 | 49.61 | 50.64 | 53.33 | 49.61 | 50.64 | 53.33 | 49.61 | 50.64 | 53.33 | 48.12 | 56.22 | 53.33 | 49.61 | 56.22 | 53.33 | 49.61 | 50.64 | 53.33 | 49.61 | 50.64 | 53.23 | 49.61 | 56.22 | 53.33 | 49.61 | 58.28 | 53.87 | 47.64 | 57.11 | 52.95 | 47.64 | 50.64 | 53.33 | 77.75
2124 | 39.94 | 44.78 | 37.24 | 39.94 | 44.78 | 37.24 | 39.94 | 44.78 | 37.24 | 39.94 | 44.78 | 37.24 | 40.52 | 47.17 | 37.24 | 40.52 | 47.17 | 36.96 | 39.94 | 44.78 | 37.24 | 39.81 | 44.78 | 37.24 | 40.52 | 47.17 | 37.24 | 41.18 | 47.56 | 35.49 | 40.35 | 45.23 | 35.49 | 39.94 | 44.78 | 37.24 | 50.4 | 52.99 | 49.37 | 50.4 | 52.99 | 49.37 | 50.4 | 52.99 | 49.37 | 50.4 | 52.99 | 47.59 | 55.98 | 52.99 | 49.37 | 55.98 | 52.99 | 49.37 | 50.4 | 52.99 | 49.37 | 50.4 | 52.99 | 49.37 | 55.98 | 52.99 | 49.37 | 58.28 | 50.88 | 47.64 | 57.11 | 51.92 | 47.12 | 50.4 | 52.99 | 63.5
2125 | 39.63 | 44.59 | 37.06 | 39.63 | 44.59 | 37.06 | 39.63 | 44.59 | 37.06 | 39.63 | 44.59 | 37.06 | 40.33 | 46.99 | 37.06 | 40.33 | 46.99 | 36.96 | 39.63 | 44.6 | 37.06 | 39.63 | 44.59 | 37.06 | 40.33 | 46.99 | 37.06 | 41.17 | 46.98 | 35.49 | 40.03 | 45.05 | 35.49 | 39.63 | 44.59 | 37.06 | 50.22 | 52.81 | 49.19 | 50.22 | 52.81 | 49.19 | 50.22 | 52.81 | 49.19 | 50.22 | 52.81 | 48.12 | 55.8 | 52.81 | 49.19 | 55.8 | 52.81 | 49.19 | 50.22 | 52.81 | 49.19 | 50.22 | 52.81 | 49.19 | 55.8 | 52.81 | 49.19 | 56.36 | 50.88 | 47.64 | 55.23 | 51.92 | 47.64 | 50.22 | 52.81 | 49.19
2126 | 39.5 | 44.47 | 36.93 | 39.5 | 44.47 | 36.93 | 39.5 | 44.47 | 36.93 | 39.5 | 44.47 | 36.93 | 40.21 | 46.98 | 36.93 | 40.21 | 46.98 | 36.93 | 39.5 | 44.47 | 36.93 | 39.5 | 44.47 | 36.93 | 40.21 | 46.98 | 36.93 | 41.17 | 46.98 | 35.49 | 40.34 | 44.92 | 36.21 | 39.5 | 44.47 | 36.93 | 50.09 | 52.68 | 49.06 | 50.09 | 52.68 | 49.06 | 50.09 | 52.68 | 49.06 | 50.09 | 52.68 | 48.62 | 55.67 | 52.68 | 49.06 | 55.67 | 52.68 | 49.06 | 50.09 | 52.68 | 49.06 | 50.09 | 52.68 | 49.06 | 55.67 | 52.68 | 49.06 | 55.11 | 52.15 | 47.17 | 54.01 | 53.21 | 48.14 | 50.09 | 52.68 | 49.06
2127 | 39.36 | 44.33 | 36.79 | 39.36 | 44.33 | 36.79 | 39.36 | 44.33 | 36.79 | 39.36 | 44.33 | 36.79 | 40.07 | 46.87 | 36.79 | 40.07 | 46.87 | 36.79 | 39.36 | 44.33 | 36.79 | 39.36 | 44.33 | 36.79 | 40.07 | 46.87 | 36.79 | 41.18 | 47.34 | 36.42 | 40.35 | 47.34 | 37.16 | 39.36 | 44.33 | 36.79 | 49.95 | 52.64 | 48.93 | 49.95 | 52.64 | 48.93 | 49.95 | 52.64 | 48.93 | 49.95 | 52.64 | 48.93 | 55.53 | 52.64 | 48.93 | 55.53 | 52.64 | 48.93 | 49.95 | 52.64 | 48.93 | 49.95 | 52.54 | 48.93 | 55.53 | 52.64 | 48.93 | 57.71 | 53.18 | 47.47 | 57.71 | 66.19 | 48.44 | 49.95 | 52.64 | 48.93
2128 | 39.29 | 46.79 | 38.47 | 39.29 | 46.79 | 38.47 | 39.29 | 46.79 | 38.47 | 39.29 | 46.79 | 38.47 | 39.99 | 46.8 | 36.72 | 39.99 | 46.8 | 36.72 | 39.29 | 46.79 | 36.72 | 39.29 | 44.26 | 36.72 | 39.99 | 46.8 | 36.72 | 41.18 | 57.4 | 38.08 | 41.18 | 58.57 | 59.03 | 39.29 | 46.79 | 38.47 | 49.87 | 52.57 | 51.3 | 49.87 | 52.57 | 51.3 | 49.87 | 52.57 | 51.3 | 49.87 | 52.57 | 51.3 | 55.45 | 52.57 | 48.85 | 55.45 | 52.57 | 48.85 | 49.87 | 52.57 | 48.85 | 49.87 | 52.46 | 48.85 | 55.45 | 52.57 | 48.85 | 69.2 | 76.12 | 49.34 | 69.2 | 78.48 | 82.5 | 49.87 | 52.57 | 53.17
2129 | 40.15 | 46.95 | 39.02 | 40.15 | 46.95 | 39.02 | 40.15 | 46.95 | 39.02 | 40.15 | 46.95 | 39.02 | 40.15 | 46.95 | 36.87 | 40.15 | 46.95 | 36.87 | 40.15 | 46.95 | 36.87 | 39.44 | 44.42 | 36.87 | 40.15 | 46.95 | 36.87 | 55.64 | 74.94 | 38.63 | 56.77 | 76.47 | 80.28 | 40.15 | 46.95 | 39.02 | 55.61 | 53.82 | 62.24 | 55.61 | 53.82 | 62.24 | 55.61 | 53.82 | 62.24 | 55.61 | 53.82 | 62.24 | 55.61 | 52.72 | 49.1 | 55.61 | 52.72 | 49.1 | 55.61 | 52.72 | 49.1 | 50.03 | 52.62 | 49.1 | 55.61 | 52.72 | 49.1 | 78.75 | 94.57 | 49.78 | 80.35 | 97.49 | 106.71 | 55.61 | 53.82 | 63.5
2130 | 40.48 | 58.96 | 52.38 | 40.48 | 58.96 | 52.38 | 40.48 | 58.96 | 52.38 | 40.48 | 58.96 | 52.38 | 40.48 | 58.96 | 37.21 | 40.48 | 58.96 | 37.21 | 40.48 | 58.96 | 37.21 | 39.77 | 49.72 | 37.21 | 40.48 | 58.96 | 37.21 | 56.21 | 82.11 | 41.76 | 57.35 | 84.65 | 82.78 | 40.48 | 58.96 | 52.38 | 55.94 | 56.61 | 66.15 | 55.94 | 56.61 | 66.15 | 55.94 | 56.61 | 66.15 | 55.94 | 56.61 | 66.15 | 55.94 | 53.06 | 49.34 | 55.94 | 53.06 | 49.34 | 55.94 | 53.06 | 49.34 | 50.36 | 52.95 | 49.34 | 55.94 | 53.06 | 49.34 | 79.9 | 103.92 | 49.84 | 81.52 | 108.21 | 113.37 | 55.94 | 56.61 | 66.15
2131 | 40.63 | 58.96 | 51.34 | 40.63 | 58.96 | 51.34 | 40.63 | 58.96 | 51.34 | 40.63 | 58.96 | 51.34 | 40.63 | 58.96 | 37.35 | 40.63 | 58.96 | 37.35 | 40.63 | 58.96 | 37.35 | 39.92 | 49.74 | 37.35 | 40.63 | 58.96 | 37.35 | 56.77 | 82.11 | 38.24 | 57.93 | 84.65 | 82.78 | 40.63 | 58.96 | 51.34 | 56.09 | 56.61 | 65.46 | 56.09 | 56.61 | 65.46 | 56.09 | 56.61 | 65.46 | 56.09 | 56.61 | 65.46 | 56.09 | 53.21 | 49.49 | 56.09 | 53.21 | 49.49 | 56.09 | 53.21 | 49.49 | 50.51 | 53.1 | 49.49 | 56.09 | 53.21 | 49.49 | 95.7 | 103.92 | 49.78 | 97.64 | 109.31 | 111.11 | 56.09 | 56.61 | 65.46
2132 | 40.34 | 47.15 | 38.63 | 40.34 | 47.15 | 38.63 | 40.34 | 47.15 | 38.63 | 40.34 | 47.15 | 38.63 | 40.34 | 47.15 | 37.06 | 40.34 | 47.15 | 37.06 | 40.34 | 47.15 | 37.06 | 39.63 | 47.15 | 37.06 | 40.34 | 47.15 | 37.06 | 55.64 | 76.73 | 38.24 | 56.21 | 78.29 | 80.31 | 40.34 | 47.15 | 38.63 | 55.8 | 53.21 | 51.3 | 55.8 | 53.21 | 51.3 | 55.8 | 53.21 | 51.3 | 55.8 | 53.21 | 51.3 | 55.8 | 53.21 | 49.2 | 55.8 | 53.21 | 49.2 | 55.8 | 53.21 | 49.2 | 50.22 | 52.81 | 49.2 | 55.8 | 53.21 | 49.2 | 79.1 | 53.74 | 49.78 | 80.7 | 104.13 | 111.11 | 55.8 | 53.21 | 51.3
2133 | 39.51 | 44.47 | 36.94 | 39.51 | 44.47 | 36.94 | 39.51 | 44.48 | 36.94 | 39.51 | 44.48 | 36.94 | 40.22 | 47.02 | 36.94 | 40.22 | 47.02 | 36.94 | 39.51 | 44.47 | 36.94 | 39.51 | 44.47 | 36.94 | 40.22 | 47.02 | 36.94 | 55.64 | 49.98 | 37.31 | 55.64 | 74.95 | 78.32 | 39.51 | 44.47 | 36.94 | 50.1 | 52.79 | 51.3 | 50.1 | 52.79 | 51.3 | 50.1 | 52.79 | 51.3 | 50.1 | 52.79 | 51.3 | 55.68 | 52.79 | 49.07 | 55.68 | 52.79 | 49.07 | 50.1 | 52.69 | 49.07 | 50.1 | 52.69 | 49.07 | 55.68 | 52.79 | 49.07 | 78.75 | 53.32 | 49.11 | 79.55 | 97.49 | 102.06 | 50.1 | 52.79 | 51.3
2134 | 39.35 | 44.32 | 36.78 | 39.35 | 44.32 | 36.78 | 39.35 | 44.32 | 36.78 | 39.35 | 44.32 | 36.78 | 40.06 | 46.86 | 36.78 | 40.06 | 46.86 | 36.78 | 39.35 | 44.32 | 36.78 | 39.35 | 44.32 | 36.78 | 40.06 | 46.86 | 36.78 | 47.85 | 47 | 36.41 | 48.35 | 71.99 | 76.43 | 39.35 | 44.32 | 36.78 | 49.94 | 52.53 | 48.91 | 49.94 | 52.53 | 48.91 | 49.94 | 52.53 | 48.91 | 49.94 | 52.53 | 48.91 | 55.52 | 52.63 | 48.91 | 55.52 | 52.63 | 48.91 | 49.94 | 52.53 | 48.91 | 49.94 | 52.53 | 48.91 | 55.52 | 52.63 | 48.91 | 69.18 | 52.95 | 48.43 | 70.59 | 97.48 | 101.65 | 49.94 | 52.53 | 48.91
2135 | 39.2 | 44.17 | 36.63 | 39.2 | 44.17 | 36.63 | 39.2 | 44.17 | 36.63 | 39.2 | 44.17 | 36.63 | 39.91 | 46.71 | 36.63 | 39.91 | 46.71 | 36.63 | 39.2 | 44.17 | 36.63 | 39.2 | 44.17 | 36.63 | 39.91 | 46.71 | 36.63 | 45.44 | 46.99 | 36.27 | 46.14 | 65.32 | 73.78 | 39.2 | 44.17 | 36.63 | 49.79 | 52.38 | 48.77 | 49.79 | 52.38 | 48.77 | 49.79 | 52.38 | 48.77 | 49.79 | 52.38 | 48.77 | 55.37 | 52.49 | 48.77 | 55.37 | 52.49 | 48.77 | 49.79 | 52.38 | 48.77 | 49.79 | 52.38 | 48.77 | 55.37 | 52.49 | 48.77 | 60.68 | 52.54 | 48.28 | 61.92 | 91.72 | 101.34 | 49.79 | 52.38 | 48.77
2136 | 39.25 | 44.22 | 36.69 | 39.25 | 44.22 | 36.69 | 39.25 | 44.22 | 36.69 | 39.25 | 44.22 | 36.69 | 39.96 | 46.76 | 36.69 | 39.96 | 46.76 | 36.69 | 39.25 | 44.22 | 36.69 | 39.25 | 44.22 | 36.69 | 39.96 | 46.76 | 36.69 | 41.37 | 46.99 | 36.32 | 41.81 | 59.83 | 71.57 | 39.25 | 44.22 | 36.69 | 49.84 | 52.43 | 48.82 | 49.84 | 52.43 | 48.82 | 49.84 | 52.43 | 48.82 | 49.84 | 52.43 | 48.82 | 55.42 | 52.54 | 48.82 | 55.42 | 52.54 | 48.82 | 49.84 | 52.43 | 48.82 | 49.84 | 52.43 | 48.82 | 55.42 | 52.54 | 48.82 | 58.85 | 52.54 | 48.33 | 60.05 | 85.24 | 97.99 | 49.84 | 52.43 | 48.82
2137 | 39.16 | 44.13 | 36.59 | 39.16 | 44.13 | 36.59 | 39.16 | 44.13 | 36.59 | 39.16 | 44.13 | 36.59 | 39.87 | 46.67 | 36.59 | 39.87 | 46.67 | 36.59 | 39.16 | 44.13 | 36.59 | 39.16 | 44.13 | 36.59 | 39.87 | 46.67 | 36.59 | 40.27 | 46.99 | 36.23 | 40.69 | 57.41 | 69.38 | 39.16 | 44.13 | 36.59 | 49.75 | 52.34 | 48.73 | 49.75 | 52.34 | 48.73 | 49.75 | 52.34 | 48.73 | 49.75 | 52.34 | 48.73 | 55.33 | 52.44 | 48.73 | 55.33 | 52.44 | 48.73 | 49.75 | 52.34 | 48.73 | 49.75 | 52.34 | 48.73 | 55.33 | 52.44 | 48.73 | 57.04 | 52.54 | 48.24 | 58.21 | 83.55 | 96.04 | 49.75 | 52.34 | 48.73
2138 | 39.09 | 44.05 | 36.52 | 39.09 | 44.05 | 36.52 | 39.09 | 44.05 | 36.52 | 39.09 | 44.05 | 36.52 | 39.79 | 46.59 | 36.52 | 39.79 | 46.6 | 36.52 | 39.09 | 44.05 | 36.52 | 39.09 | 44.05 | 36.52 | 39.79 | 46.59 | 36.52 | 39.78 | 46.99 | 36.15 | 40.19 | 47.96 | 56.05 | 39.09 | 44.05 | 36.52 | 49.67 | 52.26 | 48.65 | 49.67 | 52.26 | 48.65 | 49.67 | 52.26 | 48.65 | 49.67 | 52.26 | 48.65 | 55.25 | 52.37 | 48.65 | 55.25 | 52.37 | 48.65 | 49.67 | 52.26 | 48.65 | 49.67 | 52.26 | 48.65 | 55.25 | 52.37 | 48.65 | 55.81 | 52.54 | 48.16 | 56.39 | 78.65 | 94.12 | 49.67 | 52.26 | 48.65
2139 | 39.07 | 44.04 | 36.5 | 39.07 | 44.04 | 36.5 | 39.07 | 44.04 | 36.5 | 39.07 | 44.04 | 36.5 | 39.78 | 46.57 | 36.5 | 39.78 | 46.58 | 36.5 | 39.07 | 44.04 | 36.5 | 39.07 | 44.04 | 36.5 | 39.78 | 46.57 | 36.5 | 39.78 | 46.99 | 36.14 | 40.19 | 47.95 | 36.87 | 39.07 | 44.04 | 36.5 | 49.66 | 52.25 | 48.64 | 49.66 | 52.25 | 48.64 | 49.66 | 52.25 | 48.64 | 49.66 | 52.25 | 48.64 | 55.24 | 52.36 | 48.64 | 55.24 | 52.36 | 48.64 | 49.66 | 52.25 | 48.64 | 49.66 | 52.25 | 48.64 | 55.24 | 52.36 | 48.64 | 55.8 | 52.54 | 48.15 | 56.19 | 78.21 | 49.13 | 49.66 | 52.25 | 48.64
2140 | 39.1 | 44.07 | 36.53 | 39.1 | 44.07 | 36.53 | 39.1 | 44.07 | 36.53 | 39.1 | 44.07 | 36.53 | 39.81 | 46.6 | 36.53 | 39.81 | 46.61 | 36.53 | 39.1 | 44.07 | 36.53 | 39.1 | 44.07 | 36.53 | 39.81 | 46.6 | 36.53 | 40.19 | 46.99 | 36.16 | 40.19 | 47.95 | 36.9 | 39.1 | 44.07 | 36.53 | 49.69 | 52.28 | 48.67 | 49.69 | 52.28 | 48.67 | 49.69 | 52.28 | 48.67 | 49.69 | 52.28 | 48.67 | 55.27 | 52.38 | 48.67 | 55.27 | 52.38 | 48.67 | 49.69 | 52.28 | 48.67 | 49.69 | 52.28 | 48.67 | 55.27 | 52.38 | 48.67 | 55.83 | 52.54 | 48.18 | 55.83 | 68.77 | 49.16 | 49.69 | 52.28 | 50.17
2141 | 39.14 | 44.11 | 36.57 | 39.14 | 44.11 | 36.57 | 39.14 | 44.11 | 36.57 | 39.14 | 44.11 | 36.57 | 39.85 | 46.64 | 36.57 | 39.85 | 46.65 | 36.57 | 39.14 | 44.11 | 36.57 | 39.14 | 44.11 | 36.57 | 39.85 | 46.64 | 36.57 | 40.25 | 46.99 | 36.2 | 40.67 | 47.95 | 36.94 | 39.14 | 44.11 | 36.57 | 49.73 | 52.32 | 48.71 | 49.73 | 52.32 | 48.71 | 49.73 | 52.32 | 48.71 | 49.73 | 52.32 | 48.71 | 55.31 | 52.42 | 48.71 | 55.31 | 52.42 | 48.71 | 49.73 | 52.32 | 48.71 | 49.73 | 52.32 | 48.71 | 55.31 | 52.42 | 48.71 | 57.55 | 52.85 | 48.22 | 58.15 | 76.66 | 49.2 | 49.73 | 52.32 | 51.3
2142 | 39.12 | 44.09 | 36.56 | 39.12 | 44.09 | 36.56 | 39.12 | 44.09 | 36.56 | 39.12 | 44.09 | 36.56 | 39.83 | 46.64 | 36.56 | 39.83 | 46.64 | 36.56 | 39.12 | 44.09 | 36.56 | 39.12 | 44.09 | 36.56 | 39.83 | 46.64 | 36.56 | 46.33 | 56.81 | 36.19 | 46.33 | 57.97 | 36.93 | 39.12 | 44.09 | 36.56 | 49.71 | 52.3 | 48.69 | 49.71 | 52.3 | 48.69 | 49.71 | 52.3 | 48.69 | 49.71 | 52.3 | 48.69 | 55.29 | 52.41 | 48.69 | 55.29 | 52.41 | 48.69 | 49.71 | 52.3 | 48.69 | 49.71 | 52.3 | 48.69 | 55.29 | 52.41 | 48.69 | 71.65 | 57.41 | 48.2 | 72.39 | 58.58 | 49.18 | 49.71 | 52.3 | 51.3
2143 | 39.23 | 44.2 | 38.08 | 39.23 | 44.2 | 38.08 | 39.23 | 44.2 | 38.08 | 39.23 | 44.2 | 38.08 | 39.93 | 46.74 | 38.08 | 39.93 | 46.74 | 38.08 | 39.23 | 44.2 | 36.66 | 39.23 | 44.2 | 36.66 | 39.93 | 46.74 | 38.08 | 54.32 | 56.81 | 38.08 | 54.32 | 57.97 | 38.47 | 39.23 | 44.2 | 38.08 | 49.82 | 53.68 | 48.79 | 49.82 | 53.68 | 48.79 | 49.82 | 53.68 | 48.79 | 49.82 | 53.68 | 48.79 | 55.4 | 53.68 | 48.79 | 55.4 | 53.68 | 48.79 | 49.82 | 52.4 | 48.79 | 49.82 | 52.4 | 48.79 | 55.4 | 53.68 | 48.79 | 74.69 | 58.81 | 48.79 | 74.69 | 57.63 | 49.28 | 49.82 | 53.68 | 48.79
2144 | 39.31 | 45.87 | 36.74 | 39.31 | 45.87 | 36.74 | 39.31 | 45.87 | 36.74 | 39.31 | 45.87 | 36.74 | 40.01 | 46.82 | 36.74 | 40.01 | 46.82 | 36.74 | 39.31 | 45.87 | 36.74 | 39.31 | 45.87 | 36.74 | 40.01 | 46.82 | 36.74 | 54.32 | 47.29 | 36 | 54.32 | 46.35 | 36 | 39.31 | 45.87 | 36.74 | 49.9 | 52.59 | 48.87 | 49.9 | 52.59 | 48.87 | 49.9 | 52.59 | 48.87 | 49.9 | 52.59 | 48.87 | 55.48 | 52.59 | 48.87 | 55.48 | 52.59 | 48.87 | 49.9 | 52.59 | 48.87 | 49.9 | 52.48 | 48.87 | 55.48 | 52.59 | 48.87 | 74.69 | 54.21 | 48.38 | 74.69 | 53.12 | 48.38 | 49.9 | 52.59 | 48.87
2145 | 39.41 | 44.38 | 36.84 | 39.41 | 44.38 | 36.84 | 39.41 | 44.38 | 36.84 | 39.41 | 44.38 | 36.84 | 40.12 | 46.92 | 36.84 | 40.12 | 46.92 | 36.84 | 39.41 | 44.38 | 36.84 | 39.41 | 44.38 | 36.84 | 40.12 | 46.92 | 36.84 | 45.04 | 46.2 | 35.49 | 44.14 | 44.82 | 35.49 | 39.41 | 44.38 | 36.84 | 50 | 52.59 | 48.97 | 50 | 52.59 | 48.97 | 50 | 52.59 | 48.97 | 50 | 52.59 | 48.97 | 55.58 | 52.69 | 48.97 | 55.58 | 52.69 | 48.97 | 50 | 52.59 | 48.97 | 50 | 52.59 | 48.97 | 55.58 | 52.69 | 48.97 | 63.83 | 53.22 | 47.64 | 62.55 | 52.16 | 47.64 | 50 | 52.59 | 48.97
2146 | 39.43 | 44.39 | 36.86 | 39.43 | 44.39 | 36.86 | 39.43 | 44.39 | 36.86 | 39.43 | 44.39 | 36.86 | 40.13 | 46.79 | 36.86 | 40.13 | 46.79 | 36.86 | 39.43 | 44.39 | 36.86 | 39.43 | 44.39 | 36.86 | 40.13 | 46.79 | 36.86 | 39.83 | 44.08 | 0 | 39.83 | 43.95 | 0 | 39.43 | 44.39 | 36.86 | 50.02 | 52.6 | 48.99 | 50.02 | 52.6 | 48.99 | 50.02 | 52.6 | 48.99 | 50.02 | 52.6 | 48.02 | 55.6 | 52.6 | 48.99 | 55.6 | 52.6 | 48.99 | 50.02 | 52.6 | 48.99 | 50.02 | 52.6 | 48.99 | 55.6 | 52.6 | 48.99 | 55.6 | 49 | 46.56 | 54.48 | 48.02 | 44.8 | 50.02 | 52.6 | 48.99
2147 | 39.36 | 44.32 | 36.79 | 39.36 | 44.32 | 36.79 | 39.36 | 44.32 | 36.79 | 39.36 | 44.32 | 34.09 | 40.06 | 45.13 | 36.79 | 40.06 | 45.13 | 36.79 | 39.36 | 44.32 | 36.79 | 39.36 | 44.32 | 36.79 | 40.06 | 45.13 | 36.79 | 39.32 | 10.1 | 0 | 38.96 | 9.9 | 0 | 39.36 | 44.32 | 36.79 | 49.95 | 52.54 | 48.92 | 49.95 | 52.54 | 48.92 | 49.95 | 52.54 | 48.92 | 49.95 | 50.83 | 46.17 | 55.53 | 52.54 | 48.92 | 55.53 | 52.54 | 48.62 | 49.95 | 52.54 | 48.92 | 49.95 | 52.54 | 48.92 | 55.53 | 52.54 | 48.92 | 53.86 | 46.23 | 46.23 | 50.45 | 41.57 | 44.8 | 49.95 | 52.54 | 48.92
2148 | 39.23 | 44.2 | 36.67 | 39.23 | 44.2 | 36.67 | 39.23 | 44.2 | 36.67 | 39.23 | 44.2 | 34.09 | 39.94 | 45.13 | 36.67 | 39.94 | 45.13 | 35.75 | 39.23 | 44.2 | 36.67 | 39.23 | 44.2 | 36.67 | 39.94 | 45.13 | 36.67 | 38.49 | 10.1 | 0 | 38.84 | 9.9 | 0 | 39.23 | 44.2 | 36.67 | 49.82 | 52.41 | 48.8 | 49.82 | 52.41 | 48.8 | 49.82 | 52.41 | 48.8 | 49.82 | 50.17 | 46.17 | 55.4 | 52.41 | 48.8 | 55.4 | 52.41 | 48.62 | 49.82 | 52.41 | 48.8 | 49.82 | 52.41 | 48.8 | 55.4 | 52.41 | 48.8 | 50.75 | 46.23 | 46.23 | 49.74 | 40.34 | 0 | 49.82 | 52.41 | 48.8
2149 | 39.12 | 44.09 | 36.55 | 39.12 | 44.09 | 36.55 | 39.12 | 44.09 | 36.55 | 39.12 | 44.09 | 34.09 | 39.83 | 45.13 | 36.55 | 39.83 | 45.13 | 35.75 | 39.12 | 44.09 | 36.55 | 39.12 | 44.09 | 36.55 | 39.83 | 45.13 | 36.55 | 38.1 | 42.46 | 33.63 | 38.73 | 10 | 0 | 39.12 | 44.09 | 36.55 | 49.71 | 51.33 | 48.69 | 49.71 | 51.33 | 48.69 | 49.71 | 51.33 | 48.69 | 49.71 | 49.79 | 46.17 | 55.29 | 52.3 | 48.69 | 55.29 | 52.3 | 48.69 | 49.71 | 52.3 | 48.69 | 49.71 | 52.3 | 48.69 | 55.29 | 52.3 | 48.69 | 50.75 | 47.66 | 46.23 | 49.74 | 40.34 | 44.8 | 49.71 | 51.33 | 48.69
2150 | 39.02 | 43.99 | 36.46 | 39.02 | 43.99 | 36.46 | 39.02 | 43.99 | 36.46 | 39.02 | 43.99 | 36.46 | 39.73 | 45.13 | 36.46 | 39.73 | 45.13 | 36.46 | 39.02 | 43.99 | 36.46 | 39.02 | 43.99 | 36.46 | 39.73 | 45.13 | 36.46 | 38.63 | 42.81 | 34.42 | 38.63 | 12.46 | 0 | 39.02 | 43.99 | 36.46 | 49.61 | 52.2 | 48.59 | 49.61 | 52.2 | 48.59 | 49.61 | 52.2 | 48.59 | 49.61 | 52.2 | 47.59 | 55.19 | 52.2 | 48.59 | 55.19 | 52.2 | 48.59 | 49.61 | 52.2 | 48.59 | 49.61 | 52.2 | 48.59 | 55.19 | 52.2 | 48.59 | 51.66 | 47.66 | 47.61 | 50.63 | 46.4 | 44.8 | 49.61 | 52.2 | 48.59
2151 | 39 | 43.96 | 36.43 | 39 | 43.96 | 36.43 | 39 | 43.96 | 36.43 | 39 | 43.96 | 36.43 | 39.7 | 46.36 | 36.43 | 39.7 | 46.36 | 36.43 | 39 | 43.96 | 36.43 | 39 | 43.96 | 36.43 | 39.7 | 46.36 | 36.43 | 39.31 | 45.31 | 35.86 | 38.95 | 44.41 | 35.86 | 39 | 43.96 | 36.43 | 49.59 | 52.17 | 48.56 | 49.59 | 52.17 | 48.56 | 49.59 | 52.17 | 48.56 | 49.59 | 52.17 | 48.56 | 55.17 | 52.28 | 48.56 | 55.17 | 52.28 | 48.56 | 49.59 | 52.17 | 48.56 | 49.59 | 52.17 | 48.56 | 55.17 | 52.28 | 48.56 | 55.37 | 51.65 | 48.61 | 54.27 | 51.65 | 48.08 | 49.59 | 52.17 | 48.56
2152 | 39.05 | 44.02 | 36.49 | 39.05 | 44.02 | 36.49 | 39.05 | 44.02 | 36.49 | 39.05 | 44.02 | 36.49 | 39.76 | 46.57 | 36.49 | 39.76 | 46.57 | 36.49 | 39.05 | 44.02 | 36.49 | 39.05 | 44.02 | 36.49 | 39.76 | 46.57 | 36.49 | 40.16 | 51.87 | 37.6 | 39.45 | 50.83 | 36.86 | 39.05 | 44.02 | 36.49 | 49.64 | 52.23 | 48.62 | 49.64 | 52.23 | 48.62 | 49.64 | 52.23 | 48.62 | 49.64 | 52.23 | 48.62 | 55.22 | 52.34 | 48.62 | 55.22 | 52.34 | 48.62 | 49.64 | 52.23 | 48.62 | 49.64 | 52.23 | 48.62 | 55.22 | 52.34 | 48.62 | 61.91 | 61.24 | 49.11 | 61.29 | 60.02 | 49.11 | 49.64 | 52.23 | 48.62
2153 | 39.26 | 44.22 | 48.17 | 39.26 | 44.22 | 48.17 | 39.26 | 44.22 | 48.17 | 39.26 | 44.22 | 48.17 | 39.96 | 46.77 | 48.17 | 39.96 | 46.77 | 48.17 | 39.26 | 44.22 | 36.69 | 39.26 | 44.22 | 36.69 | 39.96 | 46.77 | 48.17 | 53.51 | 63.29 | 50.16 | 52.45 | 62.03 | 49.16 | 39.26 | 44.22 | 48.17 | 49.85 | 53.82 | 64.79 | 49.85 | 53.82 | 64.79 | 49.85 | 53.82 | 64.79 | 49.85 | 53.82 | 64.79 | 55.43 | 53.82 | 64.79 | 55.43 | 53.82 | 64.79 | 49.85 | 52.43 | 48.82 | 49.85 | 52.43 | 48.82 | 55.43 | 53.82 | 64.79 | 76.28 | 76.89 | 72.53 | 75.52 | 75.36 | 71.08 | 49.85 | 53.82 | 64.79
2154 | 39.63 | 44.61 | 77.11 | 39.63 | 44.61 | 77.11 | 39.63 | 44.61 | 77.11 | 39.63 | 44.61 | 77.11 | 40.34 | 47.14 | 77.11 | 40.34 | 47.14 | 77.11 | 39.63 | 44.6 | 37.06 | 39.63 | 44.6 | 37.06 | 40.34 | 47.14 | 77.11 | 56.77 | 88.87 | 80.66 | 56.21 | 87.98 | 79.86 | 39.63 | 44.61 | 77.11 | 50.22 | 68.25 | 90 | 50.22 | 68.25 | 90 | 50.22 | 68.25 | 90 | 50.22 | 68.25 | 90 | 55.8 | 68.25 | 90 | 55.8 | 68.25 | 90 | 50.22 | 52.81 | 49.19 | 50.22 | 52.81 | 49.19 | 55.8 | 68.25 | 90 | 80.35 | 106.06 | 104.49 | 79.55 | 103.95 | 102.91 | 50.22 | 68.25 | 90
2155 | 39.75 | 44.72 | 77.11 | 39.75 | 44.72 | 77.11 | 39.75 | 44.72 | 77.11 | 39.75 | 44.72 | 77.11 | 40.46 | 47.27 | 77.11 | 40.46 | 47.27 | 77.11 | 39.75 | 44.72 | 37.18 | 39.75 | 44.72 | 37.18 | 40.46 | 47.27 | 77.11 | 56.77 | 88.87 | 80.66 | 56.21 | 87.98 | 79.86 | 39.75 | 44.72 | 77.11 | 50.34 | 68.25 | 90 | 50.34 | 68.25 | 90 | 50.34 | 68.25 | 90 | 50.34 | 68.25 | 90 | 55.92 | 68.25 | 90 | 55.92 | 68.25 | 90 | 50.34 | 52.93 | 49.32 | 50.34 | 52.93 | 49.32 | 55.92 | 68.25 | 90 | 78.62 | 106.06 | 104.49 | 77.83 | 103.95 | 102.91 | 50.34 | 68.25 | 90
2156 | 39.4 | 44.37 | 57.18 | 39.4 | 44.37 | 57.18 | 39.4 | 44.37 | 57.18 | 39.4 | 44.37 | 57.18 | 40.11 | 46.91 | 57.18 | 40.11 | 46.91 | 57.18 | 39.4 | 44.37 | 36.83 | 39.4 | 44.37 | 36.83 | 40.11 | 46.91 | 57.18 | 53.14 | 67.06 | 59.54 | 52.61 | 66.39 | 58.95 | 39.4 | 44.37 | 57.18 | 49.99 | 53.85 | 80 | 49.99 | 53.85 | 80 | 49.99 | 53.85 | 80 | 49.99 | 53.85 | 80 | 55.57 | 53.85 | 80 | 55.57 | 53.85 | 80 | 49.99 | 52.58 | 48.96 | 49.99 | 52.58 | 48.96 | 55.57 | 53.85 | 80 | 76.28 | 86.96 | 92.34 | 75.52 | 86.09 | 90.5 | 49.99 | 53.85 | 80
2157 | 39.28 | 44.25 | 39.02 | 39.28 | 44.25 | 39.02 | 39.28 | 44.25 | 39.02 | 39.28 | 44.25 | 39.02 | 39.99 | 46.79 | 39.02 | 39.99 | 46.79 | 39.02 | 39.28 | 44.25 | 36.71 | 39.28 | 44.25 | 36.71 | 39.99 | 46.79 | 39.02 | 46.89 | 61.61 | 47.8 | 45.96 | 61.61 | 47.8 | 39.28 | 44.25 | 39.02 | 49.87 | 52.46 | 60.38 | 49.87 | 52.46 | 60.38 | 49.87 | 52.46 | 60.38 | 49.87 | 52.46 | 60.38 | 55.45 | 52.56 | 60.38 | 55.45 | 52.56 | 60.38 | 49.87 | 52.46 | 48.84 | 49.87 | 52.46 | 48.84 | 55.45 | 52.56 | 60.38 | 69.52 | 74.56 | 64.81 | 68.14 | 74.56 | 64.81 | 49.87 | 52.46 | 60.38
2158 | 39.21 | 44.18 | 38.07 | 39.21 | 44.18 | 38.07 | 39.21 | 44.18 | 38.07 | 39.21 | 44.18 | 38.07 | 39.92 | 46.73 | 38.07 | 39.92 | 46.73 | 38.07 | 39.21 | 44.18 | 36.64 | 39.21 | 44.18 | 36.64 | 39.92 | 46.73 | 38.07 | 45.96 | 61.61 | 44.51 | 45.04 | 61.61 | 44.51 | 39.21 | 44.18 | 38.07 | 49.8 | 52.39 | 51.3 | 49.8 | 52.39 | 51.3 | 49.8 | 52.39 | 51.3 | 49.8 | 52.39 | 51.3 | 55.38 | 52.49 | 51.3 | 55.38 | 52.49 | 51.3 | 49.8 | 52.39 | 48.78 | 49.8 | 52.39 | 48.78 | 55.38 | 52.49 | 51.3 | 65.12 | 74.56 | 64.81 | 63.83 | 74.56 | 64.81 | 49.8 | 52.39 | 51.3
2159 | 39.05 | 44.01 | 36.48 | 39.05 | 44.01 | 36.48 | 39.05 | 44.01 | 36.48 | 39.05 | 44.01 | 36.48 | 39.75 | 46.56 | 36.48 | 39.75 | 46.56 | 36.48 | 39.05 | 44.01 | 36.48 | 39.05 | 44.01 | 36.48 | 39.75 | 46.56 | 36.48 | 40.39 | 48.09 | 39.84 | 39.59 | 48.09 | 39.84 | 39.05 | 44.01 | 36.48 | 49.64 | 52.22 | 51.3 | 49.64 | 52.22 | 51.3 | 49.64 | 52.22 | 51.3 | 49.64 | 52.22 | 51.3 | 55.22 | 52.33 | 51.3 | 55.22 | 52.33 | 51.3 | 49.64 | 52.22 | 48.61 | 49.64 | 52.22 | 48.61 | 55.22 | 52.33 | 51.3 | 61.91 | 64.53 | 53.47 | 60.68 | 65.84 | 54.56 | 49.64 | 52.22 | 51.3
2160 | 39.11 | 44.07 | 36.54 | 39.11 | 44.07 | 36.54 | 39.11 | 44.07 | 36.54 | 39.11 | 44.07 | 36.54 | 39.81 | 46.61 | 36.54 | 39.81 | 46.61 | 36.54 | 39.11 | 44.07 | 36.54 | 39.11 | 44.07 | 36.54 | 39.81 | 46.61 | 36.54 | 39.42 | 46.17 | 38.05 | 39.5 | 46.17 | 38.05 | 39.11 | 44.07 | 36.54 | 49.7 | 52.28 | 51.3 | 49.7 | 52.28 | 51.3 | 49.7 | 52.28 | 51.3 | 49.7 | 52.28 | 51.3 | 55.28 | 52.39 | 49.31 | 55.28 | 52.39 | 49.31 | 49.7 | 52.28 | 48.67 | 49.7 | 52.28 | 48.67 | 55.28 | 52.39 | 49.31 | 57.56 | 55.01 | 52.4 | 56.42 | 56.13 | 55.12 | 49.7 | 52.28 | 51.3
2161 | 38.97 | 43.93 | 36.4 | 38.97 | 43.93 | 36.4 | 38.97 | 43.93 | 36.4 | 38.97 | 43.93 | 36.4 | 39.67 | 46.33 | 36.4 | 39.67 | 46.33 | 36.4 | 38.97 | 43.93 | 36.4 | 38.97 | 43.93 | 36.4 | 39.67 | 46.33 | 36.4 | 39.32 | 45.75 | 36.21 | 39.36 | 45.75 | 36.77 | 38.97 | 43.93 | 36.4 | 49.56 | 52.14 | 51.3 | 49.56 | 52.14 | 51.3 | 49.56 | 52.14 | 51.3 | 49.56 | 52.14 | 51.3 | 55.14 | 52.25 | 48.91 | 55.14 | 52.25 | 48.91 | 49.56 | 52.14 | 48.53 | 49.56 | 52.14 | 48.53 | 55.14 | 52.25 | 48.91 | 56.45 | 53.22 | 50.78 | 55.33 | 54.31 | 52.5 | 49.56 | 52.14 | 51.3
2162 | 35.68 | 40.65 | 35.12 | 35.68 | 40.65 | 35.12 | 35.68 | 40.65 | 35.12 | 35.68 | 40.65 | 35.12 | 36.39 | 43.19 | 34.78 | 36.39 | 43.19 | 34.78 | 35.68 | 40.65 | 33.11 | 35.68 | 40.65 | 33.11 | 36.39 | 43.19 | 34.78 | 38.67 | 44.58 | 35.49 | 37.9 | 45.48 | 36.21 | 35.68 | 40.65 | 35.12 | 46.27 | 49.68 | 50.11 | 46.27 | 49.68 | 50.11 | 46.27 | 49.68 | 50.11 | 46.27 | 49.68 | 50.11 | 51.85 | 49.68 | 46.93 | 51.85 | 49.68 | 46.93 | 46.27 | 48.86 | 45.25 | 46.27 | 48.86 | 45.25 | 51.85 | 49.68 | 46.93 | 56.45 | 53.05 | 48.12 | 55.33 | 54.14 | 50.61 | 46.27 | 49.68 | 50.11
2163 | 38.83 | 43.8 | 36.27 | 38.83 | 43.8 | 36.27 | 38.83 | 43.8 | 36.27 | 38.83 | 43.8 | 36.27 | 39.54 | 46.2 | 36.27 | 39.54 | 46.2 | 36.27 | 38.83 | 43.8 | 36.27 | 38.83 | 43.8 | 36.27 | 39.54 | 46.2 | 36.27 | 39.32 | 45.48 | 35.9 | 39.23 | 45.48 | 36.63 | 38.83 | 43.8 | 36.27 | 49.42 | 52.01 | 50.11 | 49.42 | 52.01 | 50.11 | 49.42 | 52.01 | 50.11 | 49.42 | 52.01 | 50.11 | 55 | 52.12 | 48.4 | 55 | 52.12 | 48.4 | 49.42 | 52.01 | 48.4 | 49.42 | 52.01 | 48.4 | 55 | 52.12 | 48.4 | 55.88 | 52.64 | 48.12 | 55.33 | 54.13 | 50.62 | 49.42 | 52.01 | 50.11
2164 | 38.8 | 43.77 | 36.24 | 38.8 | 43.77 | 36.24 | 38.8 | 43.77 | 36.24 | 38.8 | 43.77 | 36.24 | 39.51 | 46.16 | 36.24 | 39.51 | 46.16 | 36.24 | 38.8 | 43.77 | 36.24 | 38.8 | 43.77 | 36.24 | 39.51 | 46.16 | 36.24 | 39.32 | 45.48 | 35.87 | 39.2 | 45.48 | 36.6 | 38.8 | 43.77 | 36.24 | 49.39 | 51.98 | 50.11 | 49.39 | 51.98 | 50.11 | 49.39 | 51.98 | 50.11 | 49.39 | 51.98 | 50.11 | 54.97 | 52.09 | 48.37 | 54.97 | 52.09 | 48.37 | 49.39 | 51.98 | 48.37 | 49.39 | 51.98 | 48.37 | 54.97 | 52.09 | 48.37 | 55.53 | 52.54 | 47.89 | 55.33 | 54.13 | 50.62 | 49.39 | 51.98 | 50.11
2165 | 38.79 | 43.75 | 36.22 | 38.79 | 43.75 | 36.22 | 38.79 | 43.75 | 36.22 | 38.79 | 43.75 | 36.22 | 39.49 | 46.15 | 36.22 | 39.49 | 46.15 | 36.22 | 38.79 | 43.75 | 36.22 | 38.79 | 43.75 | 36.22 | 39.49 | 46.15 | 36.22 | 39.32 | 45.57 | 35.86 | 39.18 | 45.57 | 36.58 | 38.79 | 43.75 | 36.22 | 49.37 | 51.98 | 51.3 | 49.37 | 51.98 | 51.3 | 49.37 | 51.98 | 51.3 | 49.37 | 51.98 | 51.3 | 54.95 | 52.07 | 48.35 | 54.95 | 52.07 | 48.35 | 49.37 | 51.96 | 48.35 | 49.37 | 51.96 | 48.35 | 54.95 | 52.07 | 48.35 | 55.88 | 52.51 | 48.35 | 55.33 | 54.13 | 51.9 | 49.37 | 51.98 | 51.3
2166 | 38.71 | 43.67 | 36.51 | 38.71 | 43.67 | 36.51 | 38.71 | 43.67 | 36.51 | 38.71 | 43.67 | 36.51 | 39.41 | 46.07 | 36.14 | 39.41 | 46.07 | 36.14 | 38.71 | 43.67 | 36.14 | 38.71 | 43.67 | 36.14 | 39.41 | 46.07 | 36.14 | 39.32 | 45.48 | 36.14 | 39.1 | 45.48 | 36.88 | 38.71 | 43.67 | 36.51 | 49.3 | 51.99 | 50.11 | 49.3 | 51.99 | 50.11 | 49.3 | 51.99 | 50.11 | 49.3 | 51.99 | 50.11 | 54.88 | 51.99 | 48.27 | 54.88 | 51.99 | 48.27 | 49.3 | 51.89 | 48.27 | 49.3 | 51.89 | 48.27 | 54.88 | 51.99 | 48.27 | 55.88 | 52.52 | 48.12 | 56.45 | 54.14 | 50.62 | 49.3 | 51.99 | 51.3
2167 | 38.77 | 43.74 | 39.02 | 38.77 | 43.74 | 39.02 | 38.77 | 43.74 | 39.02 | 38.77 | 43.74 | 39.02 | 39.48 | 46.19 | 36.2 | 39.48 | 46.19 | 36.2 | 38.77 | 43.74 | 36.2 | 38.77 | 43.74 | 36.2 | 39.48 | 46.19 | 36.2 | 39.32 | 45.48 | 35.85 | 39.16 | 45.48 | 39.41 | 38.77 | 43.74 | 39.02 | 49.36 | 52.05 | 49.61 | 49.36 | 52.05 | 49.61 | 49.36 | 52.05 | 49.61 | 49.36 | 52.05 | 49.61 | 54.94 | 52.05 | 48.34 | 54.94 | 52.05 | 48.34 | 49.36 | 51.95 | 48.34 | 49.36 | 51.95 | 48.34 | 54.94 | 52.05 | 48.34 | 56.45 | 52.95 | 47.85 | 56.45 | 54.13 | 50.11 | 49.36 | 52.05 | 51.3
2168 | 38.89 | 45.02 | 36.59 | 38.89 | 45.02 | 36.59 | 38.89 | 45.02 | 36.59 | 38.89 | 45.02 | 36.59 | 39.6 | 46.31 | 36.32 | 39.6 | 46.31 | 36.32 | 38.89 | 43.86 | 36.32 | 38.89 | 43.86 | 36.32 | 39.6 | 46.31 | 36.32 | 39.98 | 45.48 | 35.85 | 39.28 | 45.48 | 36.96 | 38.89 | 45.02 | 36.59 | 50.48 | 52.17 | 49.61 | 50.48 | 52.17 | 49.61 | 50.48 | 52.17 | 49.61 | 50.48 | 52.17 | 49.61 | 55.06 | 52.17 | 48.46 | 55.06 | 52.17 | 48.46 | 49.48 | 52.07 | 48.46 | 49.48 | 52.07 | 48.46 | 55.06 | 52.17 | 48.46 | 57.23 | 51.13 | 47.64 | 57.23 | 52.7 | 49.11 | 50.48 | 52.17 | 53.96
2169 | 39.01 | 43.98 | 36.44 | 39.01 | 43.98 | 36.44 | 39.01 | 43.98 | 36.44 | 39.01 | 43.98 | 36.44 | 39.72 | 44.66 | 36.44 | 39.72 | 44.66 | 36.23 | 39.01 | 43.98 | 36.44 | 39.01 | 43.98 | 36.44 | 39.72 | 44.66 | 36.44 | 39.32 | 42.22 | 34.79 | 39.4 | 43.54 | 36.08 | 39.01 | 43.98 | 36.44 | 50.48 | 52.19 | 49.11 | 50.48 | 52.19 | 49.11 | 50.48 | 52.19 | 49.11 | 50.48 | 52.19 | 49.11 | 55.18 | 52.19 | 48.58 | 55.18 | 52.19 | 48.58 | 49.6 | 52.19 | 48.58 | 49.6 | 52.19 | 48.58 | 55.18 | 52.19 | 48.58 | 56.45 | 51.03 | 46.21 | 55.88 | 52.6 | 48.62 | 50.48 | 52.19 | 51.3
2170 | 39.11 | 44.08 | 36.54 | 39.11 | 44.08 | 36.54 | 39.11 | 44.08 | 36.54 | 39.11 | 44.08 | 36.54 | 39.82 | 44.08 | 36.54 | 39.82 | 44.08 | 35.75 | 39.11 | 44.08 | 36.54 | 39.11 | 44.08 | 36.54 | 39.82 | 44.08 | 36.54 | 39.32 | 41.2 | 33.55 | 39.5 | 43.63 | 36.17 | 39.11 | 44.08 | 36.54 | 49.7 | 52.29 | 48.67 | 49.7 | 52.29 | 48.67 | 49.7 | 52.29 | 48.67 | 49.7 | 52.29 | 48.67 | 55.28 | 52.29 | 48.67 | 55.28 | 52.29 | 48.67 | 49.7 | 52.29 | 48.67 | 49.7 | 52.29 | 48.67 | 55.28 | 52.29 | 48.67 | 55.84 | 47.66 | 46.21 | 55.33 | 49.13 | 48.19 | 49.7 | 52.29 | 49.8
2171 | 39.15 | 44.11 | 36.58 | 39.15 | 44.11 | 36.58 | 39.15 | 44.11 | 36.58 | 39.15 | 44.11 | 36.58 | 39.85 | 44.47 | 36.58 | 39.85 | 44.47 | 36.58 | 39.15 | 44.11 | 36.58 | 39.15 | 44.11 | 36.58 | 39.85 | 44.47 | 36.58 | 38.75 | 12.71 | 33.55 | 39.54 | 43.67 | 34.42 | 39.15 | 44.11 | 36.58 | 49.74 | 52.32 | 48.71 | 49.74 | 52.32 | 48.71 | 49.74 | 52.32 | 48.71 | 49.74 | 52.32 | 48.71 | 55.31 | 52.32 | 48.71 | 55.31 | 52.32 | 48.71 | 49.74 | 52.32 | 48.71 | 49.74 | 52.32 | 48.71 | 55.31 | 52.32 | 48.71 | 53.66 | 46.4 | 46.21 | 52.59 | 47.66 | 48.22 | 49.74 | 52.32 | 48.71
2172 | 39.04 | 44.01 | 36.47 | 39.04 | 44.01 | 36.47 | 39.04 | 44.01 | 36.47 | 39.04 | 44.01 | 36.47 | 39.75 | 46.4 | 36.47 | 39.75 | 46.4 | 36.47 | 39.04 | 44.01 | 36.47 | 39.04 | 44.01 | 36.47 | 39.75 | 46.41 | 36.47 | 38.67 | 12.71 | 33.55 | 38.65 | 12.97 | 34.23 | 39.04 | 44.01 | 36.47 | 49.63 | 52.22 | 48.61 | 49.63 | 52.22 | 48.61 | 49.63 | 52.22 | 48.61 | 49.63 | 52.22 | 48.61 | 55.21 | 52.22 | 48.61 | 55.21 | 52.22 | 48.61 | 49.63 | 52.22 | 48.61 | 49.63 | 52.22 | 48.61 | 55.21 | 52.22 | 48.61 | 51.15 | 46.4 | 46.78 | 50.13 | 47.66 | 47.73 | 49.63 | 52.22 | 48.61
2173 | 38.89 | 43.86 | 36.32 | 38.89 | 43.86 | 36.32 | 38.89 | 43.86 | 36.32 | 38.89 | 43.86 | 36.32 | 39.6 | 46.25 | 36.32 | 39.6 | 46.25 | 36.32 | 38.89 | 43.86 | 36.32 | 38.89 | 43.86 | 36.32 | 39.6 | 46.25 | 36.32 | 38.5 | 12.71 | 33.55 | 38.5 | 12.97 | 34.23 | 38.89 | 43.86 | 36.32 | 49.48 | 52.07 | 48.45 | 49.48 | 52.07 | 48.45 | 49.48 | 52.07 | 48.45 | 49.48 | 52.07 | 48.45 | 55.06 | 52.07 | 48.45 | 55.06 | 52.07 | 48.45 | 49.48 | 52.07 | 48.45 | 49.48 | 52.07 | 48.45 | 55.06 | 52.07 | 48.45 | 51 | 46.7 | 46.78 | 49.98 | 47.66 | 46.78 | 49.48 | 52.07 | 48.45
2174 | 38.74 | 43.71 | 36.17 | 38.74 | 43.71 | 36.17 | 38.74 | 43.71 | 36.17 | 38.74 | 43.71 | 36.17 | 39.45 | 44.22 | 36.17 | 39.45 | 44.22 | 36.17 | 38.74 | 43.71 | 36.17 | 38.74 | 43.71 | 36.17 | 39.45 | 44.22 | 36.17 | 39.05 | 42.47 | 34.58 | 38.65 | 43.27 | 34.58 | 38.74 | 43.71 | 36.17 | 49.33 | 51.92 | 48.31 | 49.33 | 51.92 | 48.31 | 49.33 | 51.92 | 48.31 | 49.33 | 51.92 | 48.31 | 54.91 | 51.92 | 48.31 | 54.91 | 51.92 | 48.31 | 49.33 | 51.92 | 48.31 | 49.33 | 51.92 | 48.31 | 54.91 | 51.92 | 48.31 | 54.21 | 48.62 | 47.16 | 53.12 | 49.62 | 47.64 | 49.33 | 51.92 | 49.8
2175 | 38.6 | 43.58 | 36.04 | 38.6 | 43.58 | 36.04 | 38.6 | 43.58 | 36.04 | 38.6 | 43.58 | 36.04 | 39.31 | 45.96 | 36.04 | 39.31 | 45.96 | 36.04 | 38.6 | 43.58 | 36.04 | 38.6 | 43.57 | 36.04 | 39.31 | 45.96 | 36.04 | 39.32 | 45.04 | 35.68 | 38.99 | 44.14 | 35.68 | 38.6 | 43.58 | 36.04 | 49.19 | 51.89 | 48.17 | 49.19 | 51.89 | 48.17 | 49.19 | 51.89 | 48.17 | 49.19 | 51.89 | 48.17 | 54.77 | 51.89 | 48.17 | 54.77 | 51.89 | 48.17 | 49.19 | 51.89 | 48.17 | 49.19 | 51.78 | 48.17 | 54.77 | 51.89 | 48.17 | 56.45 | 51.03 | 47.69 | 55.33 | 51.37 | 47.69 | 49.19 | 51.89 | 51.3
2176 | 38.63 | 46.15 | 36.43 | 38.63 | 46.15 | 36.43 | 38.63 | 46.15 | 36.43 | 38.63 | 46.15 | 36.43 | 39.34 | 46.15 | 36.07 | 39.34 | 46.15 | 36.07 | 38.63 | 46.15 | 36.07 | 38.63 | 43.6 | 36.07 | 39.34 | 46.15 | 36.07 | 43.77 | 47.58 | 36.07 | 42.9 | 47.57 | 36.8 | 38.63 | 46.15 | 36.43 | 49.22 | 51.98 | 51.3 | 49.22 | 51.98 | 51.3 | 49.22 | 51.98 | 51.3 | 49.22 | 51.98 | 51.3 | 54.8 | 51.92 | 48.2 | 54.8 | 51.92 | 48.2 | 49.22 | 51.92 | 48.2 | 49.22 | 51.81 | 48.2 | 54.8 | 51.92 | 48.2 | 63.16 | 53.05 | 49.78 | 62.53 | 53.05 | 50.78 | 49.22 | 51.98 | 63.5
2177 | 38.77 | 46.29 | 58.34 | 38.77 | 46.29 | 58.34 | 38.77 | 46.29 | 58.34 | 38.77 | 46.29 | 58.34 | 39.48 | 46.29 | 47.66 | 39.48 | 46.29 | 47.66 | 38.77 | 46.29 | 47.66 | 38.77 | 43.74 | 36.21 | 39.48 | 46.29 | 47.66 | 54.39 | 68.01 | 59.55 | 54.93 | 68.01 | 59.55 | 38.77 | 46.29 | 58.34 | 49.36 | 76.89 | 71.78 | 49.36 | 76.89 | 71.78 | 49.36 | 76.89 | 71.78 | 49.36 | 76.89 | 71.78 | 54.94 | 76.89 | 61.61 | 54.94 | 76.89 | 61.61 | 49.36 | 76.89 | 61.61 | 49.36 | 51.95 | 48.34 | 54.94 | 76.89 | 61.61 | 77.05 | 82.55 | 73.26 | 76.28 | 82.55 | 72.51 | 49.36 | 76.89 | 71.78
2178 | 39.1 | 46.62 | 76.94 | 39.1 | 46.62 | 76.94 | 39.1 | 46.62 | 76.94 | 39.1 | 46.62 | 76.94 | 39.8 | 46.62 | 76.94 | 39.8 | 46.62 | 76.94 | 39.1 | 46.62 | 76.94 | 39.1 | 44.06 | 36.53 | 39.8 | 46.62 | 76.94 | 56.55 | 84.15 | 81.74 | 55.98 | 85 | 80.28 | 39.1 | 46.62 | 76.94 | 49.68 | 88.61 | 89.12 | 49.68 | 88.61 | 89.12 | 49.68 | 88.61 | 89.12 | 49.68 | 88.61 | 89.12 | 55.26 | 88.61 | 89.12 | 55.26 | 88.61 | 89.12 | 49.68 | 88.61 | 89.12 | 49.68 | 52.27 | 48.66 | 55.26 | 88.61 | 89.12 | 78.21 | 96.96 | 105 | 77.42 | 96.96 | 102.9 | 49.68 | 88.61 | 90
2179 | 39.41 | 46.93 | 76.94 | 39.41 | 46.93 | 76.94 | 39.41 | 46.93 | 77.89 | 39.41 | 46.93 | 77.89 | 40.12 | 46.93 | 77.89 | 40.12 | 46.93 | 77.89 | 39.41 | 46.93 | 76.94 | 39.41 | 44.38 | 39.85 | 40.12 | 46.93 | 77.89 | 56.77 | 84.15 | 82.78 | 56.21 | 85 | 81.13 | 39.41 | 46.93 | 76.94 | 50 | 88.92 | 80.77 | 50 | 88.92 | 80.77 | 50 | 88.92 | 80.77 | 50 | 88.92 | 80.77 | 55.58 | 88.92 | 80.77 | 55.58 | 88.92 | 80.77 | 50 | 88.92 | 80.77 | 50 | 52.59 | 51.61 | 55.58 | 88.92 | 80.77 | 78.21 | 96.96 | 106.62 | 77.42 | 97.4 | 104.49 | 50 | 88.92 | 80.77
2180 | 39.56 | 44.53 | 39.02 | 39.56 | 44.53 | 62.21 | 39.56 | 44.53 | 62.21 | 39.56 | 44.53 | 62.21 | 40.27 | 47.07 | 62.21 | 40.27 | 47.07 | 62.21 | 39.56 | 44.53 | 62.21 | 39.56 | 44.53 | 39.02 | 40.27 | 47.07 | 62.21 | 55.49 | 79.17 | 80.28 | 54.39 | 79.17 | 80.28 | 39.56 | 44.53 | 62.21 | 50.15 | 54.01 | 61.61 | 50.15 | 54.01 | 61.61 | 50.15 | 54.01 | 61.61 | 50.15 | 54.01 | 61.61 | 55.73 | 54.01 | 61.61 | 55.73 | 54.01 | 61.61 | 50.15 | 54.01 | 61.61 | 50.15 | 52.74 | 51.61 | 55.73 | 54.01 | 61.61 | 77.05 | 95.99 | 106.62 | 76.28 | 94.08 | 104.49 | 50.15 | 54.01 | 62.24
2181 | 39.42 | 44.39 | 36.85 | 39.42 | 44.39 | 36.85 | 39.42 | 44.39 | 52.59 | 39.42 | 44.39 | 52.59 | 40.13 | 46.93 | 52.59 | 40.13 | 46.93 | 52.59 | 39.42 | 44.39 | 36.85 | 39.42 | 44.39 | 36.85 | 40.13 | 46.93 | 52.59 | 55.14 | 70.09 | 77.89 | 54.39 | 70.09 | 77.89 | 39.42 | 44.39 | 36.85 | 50.01 | 52.6 | 51.3 | 50.01 | 52.6 | 51.3 | 50.01 | 52.6 | 51.3 | 50.01 | 52.6 | 51.3 | 55.59 | 52.7 | 51.3 | 55.59 | 52.7 | 51.3 | 50.01 | 52.6 | 51.3 | 50.01 | 52.6 | 48.99 | 55.59 | 52.7 | 51.3 | 77.05 | 94.05 | 106.06 | 75.52 | 92.18 | 103.95 | 50.01 | 52.6 | 51.3
2182 | 39.32 | 44.29 | 36.76 | 39.32 | 44.29 | 36.76 | 39.32 | 44.29 | 48.72 | 39.32 | 44.29 | 48.72 | 40.03 | 46.84 | 48.72 | 40.03 | 46.84 | 48.72 | 39.32 | 44.29 | 36.76 | 39.32 | 44.29 | 36.76 | 40.03 | 46.84 | 48.72 | 52.74 | 69.39 | 61.39 | 51.69 | 69.39 | 60.75 | 39.32 | 44.29 | 36.76 | 49.91 | 52.5 | 51.3 | 49.91 | 52.5 | 51.3 | 49.91 | 52.5 | 51.3 | 49.91 | 52.5 | 51.3 | 55.49 | 52.61 | 51.3 | 55.49 | 52.61 | 51.3 | 49.91 | 52.5 | 51.3 | 49.91 | 52.5 | 51.3 | 55.49 | 52.61 | 51.3 | 73.74 | 89.58 | 103.06 | 72.27 | 89.58 | 101.01 | 49.91 | 52.5 | 51.3
2183 | 39.15 | 44.12 | 36.58 | 39.15 | 44.12 | 36.58 | 39.15 | 44.12 | 48.72 | 39.15 | 44.12 | 48.72 | 39.86 | 46.66 | 48.72 | 39.86 | 46.66 | 48.72 | 39.15 | 44.12 | 36.58 | 39.15 | 44.12 | 36.58 | 39.86 | 46.66 | 48.72 | 47.32 | 65.88 | 61.39 | 46.37 | 65.23 | 60.75 | 39.15 | 44.12 | 36.58 | 49.74 | 52.33 | 51.3 | 49.74 | 52.33 | 51.3 | 49.74 | 52.33 | 51.3 | 49.74 | 52.33 | 51.3 | 55.32 | 52.43 | 51.3 | 55.32 | 52.43 | 51.3 | 49.74 | 52.33 | 51.3 | 49.74 | 52.33 | 51.3 | 55.32 | 52.43 | 51.3 | 65.78 | 81.72 | 94.72 | 64.47 | 80.89 | 92.84 | 49.74 | 52.33 | 51.3
2184 | 39.11 | 44.07 | 36.54 | 39.11 | 44.07 | 36.54 | 39.11 | 44.07 | 39.85 | 39.11 | 44.07 | 39.85 | 39.81 | 46.62 | 39.85 | 39.81 | 46.62 | 39.85 | 39.11 | 44.07 | 36.54 | 39.11 | 44.07 | 36.54 | 39.81 | 46.62 | 39.85 | 41.88 | 65.1 | 60.75 | 41.05 | 65.1 | 60.15 | 39.11 | 44.07 | 36.54 | 49.7 | 52.28 | 51.3 | 49.7 | 52.28 | 51.3 | 49.7 | 52.28 | 51.3 | 49.7 | 52.28 | 51.3 | 55.28 | 52.39 | 51.3 | 55.28 | 52.39 | 51.3 | 49.7 | 52.28 | 51.3 | 49.7 | 52.28 | 51.3 | 55.28 | 52.39 | 51.3 | 68.44 | 84.55 | 73.5 | 67.08 | 82.87 | 73.5 | 49.7 | 52.28 | 51.3
2185 | 39.02 | 43.98 | 36.45 | 39.02 | 43.98 | 36.45 | 39.02 | 43.98 | 38.52 | 39.02 | 43.98 | 38.52 | 39.72 | 46.53 | 38.52 | 39.72 | 46.53 | 38.52 | 39.02 | 43.98 | 36.45 | 39.02 | 43.98 | 36.45 | 39.72 | 46.53 | 38.52 | 41.06 | 59.26 | 59.55 | 40.25 | 59.26 | 59.55 | 39.02 | 43.98 | 36.45 | 49.6 | 52.19 | 51.3 | 49.6 | 52.19 | 51.3 | 49.6 | 52.19 | 51.3 | 49.6 | 52.19 | 51.3 | 55.18 | 52.3 | 51.3 | 55.18 | 52.3 | 51.3 | 49.6 | 52.19 | 51.3 | 49.6 | 52.19 | 51.3 | 55.18 | 52.3 | 51.3 | 58.18 | 84.55 | 73.5 | 57.02 | 82.87 | 73.5 | 49.6 | 52.19 | 51.3
2186 | 38.91 | 43.88 | 36.34 | 38.91 | 43.88 | 36.34 | 38.91 | 43.88 | 38.41 | 38.91 | 43.88 | 38.41 | 39.62 | 46.42 | 38.41 | 39.62 | 46.42 | 38.41 | 38.91 | 43.88 | 36.34 | 38.91 | 43.88 | 36.34 | 39.62 | 46.42 | 38.41 | 41.21 | 61.32 | 60.17 | 40.39 | 61.32 | 59.55 | 38.91 | 43.88 | 36.34 | 49.5 | 52.09 | 51.3 | 49.5 | 52.09 | 51.3 | 49.5 | 52.09 | 51.3 | 49.5 | 52.09 | 51.3 | 55.08 | 52.19 | 51.3 | 55.08 | 52.19 | 51.3 | 49.5 | 52.09 | 51.3 | 49.5 | 52.09 | 51.3 | 55.08 | 52.19 | 51.3 | 58.5 | 84.55 | 73.5 | 57.33 | 82.87 | 73.5 | 49.5 | 52.09 | 51.3
2187 | 38.89 | 43.86 | 36.32 | 38.89 | 43.86 | 36.32 | 38.89 | 43.86 | 38.39 | 38.89 | 43.86 | 38.39 | 39.6 | 46.41 | 38.39 | 39.6 | 46.41 | 38.39 | 38.89 | 43.86 | 36.32 | 38.89 | 43.86 | 36.32 | 39.6 | 46.41 | 38.39 | 40.65 | 55.34 | 59.55 | 40.25 | 55.34 | 59.55 | 38.89 | 43.86 | 36.32 | 49.48 | 52.07 | 51.3 | 49.48 | 52.07 | 51.3 | 49.48 | 52.07 | 51.3 | 49.48 | 52.07 | 51.3 | 55.06 | 52.18 | 51.3 | 55.06 | 52.18 | 51.3 | 49.48 | 52.07 | 51.3 | 49.48 | 52.07 | 51.3 | 55.06 | 52.18 | 51.3 | 58.5 | 75.3 | 70.58 | 57.33 | 75.3 | 72.01 | 49.48 | 52.07 | 51.3
2188 | 39.03 | 43.99 | 36.46 | 39.03 | 43.99 | 36.46 | 39.03 | 43.99 | 55.47 | 39.03 | 43.99 | 55.47 | 39.73 | 46.54 | 55.47 | 39.73 | 46.54 | 55.47 | 39.03 | 43.99 | 36.46 | 39.03 | 43.99 | 36.46 | 39.73 | 46.54 | 55.47 | 43.05 | 59.26 | 58.95 | 42.62 | 59.26 | 59.55 | 39.03 | 43.99 | 36.46 | 49.61 | 52.2 | 51.61 | 49.61 | 52.2 | 51.61 | 49.61 | 52.2 | 51.61 | 49.61 | 52.2 | 51.61 | 55.19 | 52.31 | 51.61 | 55.19 | 52.31 | 51.61 | 49.61 | 52.2 | 51.61 | 49.61 | 52.2 | 51.61 | 55.19 | 52.31 | 51.61 | 61.24 | 82.87 | 70.58 | 61.51 | 84.55 | 72.01 | 49.61 | 52.2 | 51.61
2189 | 39.27 | 44.23 | 39.85 | 39.27 | 44.23 | 39.85 | 39.27 | 44.23 | 58.34 | 39.27 | 44.23 | 58.34 | 39.97 | 46.78 | 57.74 | 39.97 | 46.78 | 57.74 | 39.27 | 44.23 | 39.85 | 39.27 | 44.23 | 39.85 | 39.97 | 46.78 | 57.74 | 46.61 | 69.39 | 60.75 | 47.55 | 69.39 | 60.75 | 39.27 | 44.23 | 39.85 | 49.85 | 53.82 | 69.87 | 49.85 | 53.82 | 69.87 | 49.85 | 53.82 | 69.87 | 49.85 | 53.82 | 69.87 | 55.43 | 53.82 | 69.87 | 55.43 | 53.82 | 69.87 | 49.85 | 53.82 | 69.87 | 49.85 | 53.82 | 69.87 | 55.43 | 53.82 | 69.87 | 72.6 | 89.58 | 72.03 | 74.07 | 91.4 | 73.5 | 49.85 | 53.82 | 69.87
2190 | 39.57 | 59.19 | 61.37 | 39.57 | 59.19 | 61.37 | 40.28 | 59.19 | 61.37 | 40.28 | 59.19 | 61.37 | 40.28 | 59.19 | 58.34 | 40.28 | 59.19 | 58.34 | 39.57 | 59.19 | 58.34 | 39.57 | 59.19 | 58.34 | 40.28 | 59.19 | 58.34 | 53.78 | 69.39 | 60.75 | 54.87 | 69.39 | 61.99 | 40.28 | 59.19 | 61.37 | 55.74 | 82.03 | 71.31 | 55.74 | 82.03 | 71.31 | 55.74 | 82.03 | 71.31 | 55.74 | 82.03 | 71.31 | 55.74 | 82.03 | 70.58 | 55.74 | 82.03 | 70.58 | 55.74 | 82.03 | 70.58 | 55.74 | 82.03 | 70.58 | 55.74 | 82.03 | 70.58 | 76.94 | 89.58 | 72.03 | 77.05 | 91.4 | 73.5 | 55.74 | 82.03 | 71.31
2191 | 41 | 65.31 | 70.53 | 41 | 65.31 | 70.53 | 45.72 | 65.31 | 70.53 | 45.72 | 65.31 | 70.53 | 45.72 | 65.31 | 58.34 | 45.72 | 65.31 | 58.34 | 41 | 65.31 | 58.34 | 41 | 65.31 | 58.34 | 45.72 | 65.31 | 58.34 | 55.14 | 67.33 | 60.75 | 55.49 | 68.7 | 71.25 | 45.72 | 65.31 | 70.53 | 56.46 | 83.72 | 71.69 | 56.46 | 83.72 | 71.69 | 68.52 | 83.72 | 71.69 | 68.52 | 83.72 | 71.69 | 68.52 | 83.72 | 69.15 | 68.52 | 83.72 | 69.15 | 56.46 | 83.72 | 69.15 | 56.46 | 83.72 | 69.15 | 68.52 | 83.72 | 69.15 | 76.94 | 85.45 | 70.58 | 77.05 | 87.19 | 72.42 | 68.52 | 83.72 | 90
2192 | 41.55 | 62.52 | 61.44 | 41.55 | 62.52 | 61.44 | 41.55 | 62.52 | 61.44 | 41.55 | 62.52 | 61.44 | 41.55 | 62.52 | 44.51 | 41.55 | 62.52 | 44.51 | 41.55 | 62.52 | 44.51 | 40.84 | 62.52 | 44.51 | 41.55 | 62.52 | 44.51 | 53.78 | 65.1 | 44.96 | 53.24 | 65.1 | 60.82 | 41.55 | 62.52 | 61.44 | 57.01 | 74.84 | 53.47 | 57.01 | 74.84 | 53.47 | 66.6 | 74.84 | 53.47 | 66.6 | 74.84 | 53.47 | 66.6 | 74.84 | 51.86 | 66.6 | 74.84 | 51.86 | 57.01 | 74.84 | 51.86 | 57.01 | 74.84 | 51.86 | 66.6 | 74.84 | 51.86 | 75.36 | 75.6 | 52.93 | 75.36 | 76.36 | 54.01 | 66.6 | 74.84 | 73.52
2193 | 41.33 | 49.81 | 52.59 | 41.33 | 49.81 | 52.59 | 41.33 | 49.81 | 52.59 | 41.33 | 49.81 | 52.59 | 41.33 | 49.81 | 38.05 | 41.33 | 49.81 | 38.05 | 41.33 | 49.81 | 38.05 | 40.62 | 49.81 | 38.05 | 41.33 | 49.81 | 38.05 | 51.59 | 51.35 | 37.11 | 51.08 | 50.84 | 52.07 | 41.33 | 49.81 | 52.59 | 56.79 | 61.53 | 50.19 | 56.79 | 61.53 | 50.19 | 56.79 | 61.53 | 50.19 | 56.79 | 61.53 | 50.19 | 56.79 | 61.53 | 50.19 | 56.79 | 61.53 | 50.19 | 56.79 | 61.53 | 50.19 | 56.79 | 61.53 | 50.19 | 56.79 | 61.53 | 50.19 | 69.15 | 62.15 | 48.61 | 69.15 | 63.41 | 49.69 | 56.79 | 61.53 | 63.5
2194 | 41.06 | 47.86 | 37.78 | 41.06 | 47.86 | 37.78 | 41.06 | 47.86 | 37.78 | 41.06 | 47.86 | 37.78 | 41.06 | 47.86 | 37.78 | 41.06 | 47.86 | 37.78 | 41.06 | 47.86 | 37.78 | 40.35 | 47.86 | 37.78 | 41.06 | 47.86 | 37.78 | 41.47 | 47.86 | 35.85 | 41.47 | 48.35 | 37.41 | 41.06 | 47.86 | 37.78 | 56.45 | 53.53 | 49.92 | 56.45 | 53.53 | 49.92 | 56.45 | 53.53 | 49.92 | 56.45 | 53.53 | 49.92 | 56.52 | 53.53 | 49.92 | 56.52 | 53.53 | 49.92 | 56.45 | 53.53 | 49.92 | 50.94 | 53.53 | 49.92 | 56.52 | 53.53 | 49.92 | 57.02 | 51.04 | 48.13 | 57.02 | 52.99 | 49.42 | 56.45 | 53.53 | 53.96
2195 | 40.09 | 45.65 | 37.52 | 40.09 | 45.65 | 37.52 | 40.09 | 45.65 | 37.52 | 40.09 | 45.65 | 37.52 | 40.8 | 47.45 | 37.52 | 40.8 | 47.45 | 37.52 | 40.09 | 45.65 | 37.52 | 40.09 | 45.65 | 37.52 | 40.8 | 47.45 | 37.52 | 40.39 | 46.11 | 35.29 | 40.5 | 46.11 | 37.15 | 40.09 | 45.65 | 37.52 | 53.39 | 53.27 | 49.66 | 53.39 | 53.27 | 49.66 | 53.39 | 53.27 | 49.66 | 53.39 | 53.27 | 49.66 | 56.26 | 53.38 | 49.66 | 56.26 | 53.38 | 49.66 | 53.39 | 53.27 | 49.66 | 50.68 | 53.27 | 49.66 | 56.26 | 53.38 | 49.66 | 55.59 | 50.73 | 47.64 | 55.04 | 52.74 | 49.16 | 53.39 | 53.27 | 51.19
2196 | 39.83 | 45.65 | 37.26 | 39.83 | 45.65 | 37.26 | 39.83 | 45.65 | 37.26 | 39.83 | 45.65 | 37.26 | 40.54 | 47.19 | 37.26 | 40.54 | 47.19 | 37.14 | 39.83 | 45.65 | 37.26 | 39.83 | 45.65 | 37.26 | 40.54 | 47.19 | 37.26 | 40.1 | 46.11 | 35.29 | 40.24 | 46.11 | 36.89 | 39.83 | 45.65 | 37.26 | 52.69 | 53.12 | 49.4 | 52.69 | 53.12 | 49.4 | 52.69 | 53.12 | 49.4 | 52.69 | 53.12 | 49.4 | 56 | 53.12 | 49.4 | 56 | 53.12 | 49.4 | 52.69 | 53.12 | 49.4 | 50.42 | 53.01 | 49.4 | 56 | 53.12 | 49.4 | 55.15 | 50.73 | 47.93 | 54.32 | 53.12 | 48.9 | 52.69 | 53.12 | 50.93
2197 | 39.7 | 45.65 | 37.14 | 39.7 | 45.65 | 37.14 | 39.7 | 45.65 | 37.14 | 39.7 | 45.65 | 37.14 | 40.41 | 47.06 | 37.14 | 40.41 | 47.06 | 37.14 | 39.7 | 45.65 | 37.14 | 39.7 | 45.65 | 37.14 | 40.41 | 47.06 | 37.14 | 40.1 | 46.11 | 35.29 | 40.1 | 46.11 | 36.37 | 39.7 | 45.65 | 37.14 | 53.12 | 52.99 | 49.4 | 53.12 | 52.99 | 49.4 | 53.12 | 52.99 | 49.4 | 53.12 | 52.99 | 49.4 | 55.87 | 52.99 | 49.27 | 55.87 | 52.99 | 49.27 | 53.12 | 52.99 | 49.27 | 50.29 | 52.88 | 49.27 | 55.87 | 52.99 | 49.27 | 55.31 | 51.03 | 47.64 | 54.21 | 52.46 | 48.9 | 53.12 | 52.99 | 50.93
2198 | 39.84 | 47.08 | 37 | 39.84 | 47.08 | 37 | 39.84 | 47.08 | 37 | 39.84 | 47.08 | 37 | 40.28 | 47.08 | 37 | 40.28 | 47.08 | 37 | 39.84 | 47.08 | 37 | 39.57 | 47.08 | 37 | 40.28 | 47.08 | 37 | 40.69 | 47.57 | 35.85 | 40.25 | 47.56 | 36.58 | 39.84 | 47.08 | 37 | 54.75 | 52.85 | 49.61 | 54.75 | 52.85 | 49.61 | 54.75 | 52.85 | 49.61 | 54.75 | 52.85 | 49.61 | 55.74 | 52.85 | 49.14 | 55.74 | 52.85 | 49.14 | 54.75 | 52.85 | 49.14 | 50.16 | 52.75 | 49.14 | 55.74 | 52.85 | 49.14 | 56.3 | 52.33 | 47.64 | 55.88 | 53.39 | 49.11 | 54.75 | 52.85 | 51.88
2199 | 40.16 | 48.82 | 36.96 | 40.16 | 48.82 | 36.96 | 40.16 | 48.82 | 36.96 | 40.16 | 48.82 | 36.96 | 40.16 | 48.82 | 36.88 | 40.16 | 48.82 | 36.88 | 40.16 | 48.82 | 36.88 | 39.45 | 48.82 | 36.88 | 40.16 | 48.82 | 36.88 | 40.56 | 49.31 | 36.21 | 40.56 | 49.82 | 36.59 | 40.16 | 48.82 | 36.96 | 54.75 | 60.9 | 49.61 | 54.75 | 60.9 | 49.61 | 54.75 | 60.9 | 49.61 | 54.75 | 60.9 | 49.61 | 55.62 | 60.9 | 49.61 | 55.62 | 60.9 | 49.02 | 54.75 | 60.9 | 49.61 | 50.04 | 52.63 | 49.61 | 55.62 | 60.9 | 49.61 | 57.02 | 61.51 | 47.64 | 56.45 | 62.77 | 49.11 | 54.75 | 60.9 | 60.37
2200 | 39.35 | 55.2 | 44.05 | 40.06 | 55.2 | 44.05 | 40.06 | 55.2 | 44.05 | 40.06 | 55.2 | 44.05 | 40.06 | 55.2 | 43.17 | 40.06 | 55.2 | 43.17 | 40.06 | 55.2 | 43.17 | 39.35 | 49.75 | 39.85 | 40.06 | 55.2 | 43.17 | 44.49 | 56.34 | 43.61 | 44.49 | 56.34 | 44.5 | 39.35 | 55.2 | 44.05 | 55.52 | 69.71 | 54.01 | 55.52 | 69.71 | 54.01 | 55.52 | 69.71 | 54.01 | 55.52 | 69.71 | 54.01 | 55.52 | 69.71 | 51.86 | 55.52 | 69.71 | 51.86 | 55.52 | 69.71 | 51.86 | 49.94 | 69.71 | 51.86 | 55.52 | 69.71 | 51.86 | 64.77 | 70.42 | 52.05 | 65.42 | 71.15 | 53.47 | 55.52 | 69.71 | 64.79
2201 | 40.14 | 59.06 | 74.87 | 40.14 | 59.06 | 74.87 | 40.14 | 59.06 | 74.87 | 40.14 | 59.06 | 74.87 | 40.14 | 59.06 | 74.87 | 40.14 | 59.06 | 74.87 | 40.14 | 59.06 | 74.87 | 39.44 | 49.75 | 42.2 | 40.14 | 59.06 | 74.87 | 52.4 | 66.35 | 74.87 | 52.92 | 65.02 | 75.63 | 40.14 | 59.06 | 74.87 | 55.6 | 83.45 | 90 | 55.6 | 83.45 | 90 | 55.6 | 83.45 | 90 | 55.6 | 83.45 | 90 | 55.6 | 83.45 | 90 | 55.6 | 83.45 | 90 | 55.6 | 83.45 | 90 | 50.02 | 83.45 | 90 | 55.6 | 83.45 | 90 | 73.86 | 85.13 | 90.91 | 73.86 | 84.29 | 90.91 | 55.6 | 83.45 | 90
2202 | 40.34 | 59.26 | 75.34 | 40.34 | 59.26 | 77.11 | 40.34 | 59.26 | 78.68 | 40.34 | 59.26 | 78.68 | 40.34 | 59.26 | 78.68 | 40.34 | 59.26 | 78.68 | 40.34 | 59.26 | 77.11 | 39.64 | 59.25 | 70.53 | 40.34 | 59.26 | 78.68 | 55.14 | 73.14 | 79.47 | 55.14 | 71.68 | 79.47 | 40.34 | 59.26 | 77.11 | 55.81 | 83.65 | 103.4 | 55.81 | 83.65 | 103.4 | 55.81 | 83.65 | 103.4 | 55.81 | 83.65 | 103.4 | 55.81 | 83.65 | 103.4 | 55.81 | 83.65 | 103.4 | 55.81 | 83.65 | 103.4 | 50.23 | 83.65 | 103.4 | 55.81 | 83.65 | 103.4 | 76.65 | 96.99 | 104.44 | 76.65 | 95.05 | 104.44 | 55.81 | 83.65 | 103.4
2203 | 40.56 | 59.48 | 77.11 | 40.56 | 59.48 | 77.11 | 40.56 | 59.48 | 80.3 | 40.56 | 59.48 | 80.3 | 40.56 | 59.48 | 80.3 | 40.56 | 59.48 | 80.3 | 40.56 | 59.48 | 77.11 | 39.85 | 59.47 | 70.53 | 40.56 | 59.48 | 80.3 | 56.56 | 76.65 | 81.96 | 56.56 | 75.12 | 80.32 | 40.56 | 59.48 | 77.11 | 56.02 | 78.59 | 103.4 | 56.02 | 78.59 | 103.4 | 56.02 | 78.59 | 103.4 | 56.02 | 78.59 | 103.4 | 56.02 | 78.59 | 103.4 | 56.02 | 78.59 | 103.4 | 56.02 | 78.59 | 103.4 | 50.44 | 78.59 | 103.4 | 56.02 | 78.59 | 103.4 | 92.85 | 100.8 | 104.44 | 92.85 | 98.78 | 104.44 | 56.02 | 78.59 | 103.4
2204 | 39.82 | 59.44 | 75.53 | 39.82 | 59.44 | 75.53 | 39.82 | 59.44 | 79.51 | 39.82 | 59.44 | 79.51 | 40.53 | 59.44 | 79.51 | 40.53 | 59.44 | 79.51 | 39.82 | 59.44 | 75.53 | 39.82 | 59.44 | 70.53 | 40.53 | 59.44 | 79.51 | 54.93 | 76.65 | 81.96 | 54.93 | 75.12 | 80.32 | 39.82 | 59.44 | 75.53 | 50.41 | 78.54 | 86.18 | 50.41 | 78.54 | 86.18 | 50.41 | 78.54 | 86.18 | 50.41 | 78.54 | 86.18 | 55.99 | 78.54 | 86.18 | 55.99 | 78.54 | 86.18 | 50.41 | 78.54 | 86.18 | 50.41 | 78.54 | 86.18 | 55.99 | 78.54 | 86.18 | 83.5 | 100.8 | 87.05 | 83.5 | 98.78 | 87.05 | 50.41 | 78.54 | 86.18
2205 | 39.65 | 44.62 | 75.35 | 39.65 | 44.62 | 75.35 | 39.65 | 44.62 | 76.32 | 39.65 | 44.62 | 76.32 | 40.35 | 47.16 | 76.32 | 40.35 | 47.16 | 76.32 | 39.65 | 44.62 | 75.35 | 39.65 | 44.62 | 39.85 | 40.35 | 47.16 | 76.32 | 54.39 | 75.06 | 81.11 | 54.39 | 75.06 | 80.28 | 39.65 | 44.62 | 75.35 | 50.24 | 53.82 | 75.87 | 50.24 | 53.82 | 75.87 | 50.24 | 53.82 | 75.87 | 50.24 | 53.82 | 75.87 | 55.82 | 53.82 | 75.87 | 55.82 | 53.82 | 75.87 | 50.24 | 53.82 | 75.87 | 50.24 | 53.82 | 75.87 | 55.82 | 53.82 | 75.87 | 75.52 | 96.99 | 85.31 | 75.52 | 95.05 | 87.05 | 50.24 | 53.82 | 75.87
2206 | 39.5 | 44.47 | 73.45 | 39.5 | 44.47 | 74.94 | 39.5 | 44.47 | 74.94 | 39.5 | 44.47 | 74.94 | 40.21 | 47.01 | 74.94 | 40.21 | 47.01 | 74.94 | 39.5 | 44.47 | 74.94 | 39.5 | 44.47 | 73.45 | 40.21 | 47.01 | 74.94 | 52.4 | 69.02 | 81.11 | 52.4 | 69.02 | 80.28 | 39.5 | 44.47 | 73.45 | 50.09 | 52.78 | 64.79 | 50.09 | 52.78 | 64.79 | 50.09 | 52.78 | 64.79 | 50.09 | 52.78 | 64.79 | 55.67 | 52.78 | 51.61 | 55.67 | 52.78 | 51.61 | 50.09 | 52.78 | 51.61 | 50.09 | 52.78 | 51.61 | 55.67 | 52.78 | 51.61 | 73.86 | 94.08 | 104.49 | 73.86 | 94.08 | 106.62 | 50.09 | 52.78 | 64.79
2207 | 39.2 | 44.16 | 39.85 | 39.2 | 44.16 | 74.64 | 39.2 | 44.16 | 74.64 | 39.2 | 44.17 | 74.64 | 39.91 | 46.71 | 74.64 | 39.91 | 46.71 | 74.64 | 39.2 | 44.17 | 74.64 | 39.2 | 44.16 | 39.85 | 39.91 | 46.71 | 74.64 | 44.71 | 68.33 | 80.28 | 43.82 | 68.33 | 80.28 | 39.2 | 44.16 | 39.85 | 49.79 | 52.48 | 53.17 | 49.79 | 52.48 | 53.17 | 49.79 | 52.48 | 53.17 | 49.79 | 52.48 | 53.17 | 55.37 | 52.48 | 51.61 | 55.37 | 52.48 | 51.61 | 49.79 | 52.48 | 51.61 | 49.79 | 52.38 | 51.61 | 55.37 | 52.48 | 51.61 | 64.77 | 92.29 | 104.54 | 64.77 | 93.25 | 106.7 | 49.79 | 52.48 | 53.17
2208 | 39.08 | 44.05 | 39.02 | 39.08 | 44.05 | 74.52 | 39.08 | 44.05 | 74.52 | 39.08 | 44.05 | 74.52 | 39.79 | 46.6 | 74.52 | 39.79 | 46.6 | 74.52 | 39.08 | 44.05 | 74.52 | 39.08 | 44.05 | 39.02 | 39.79 | 46.6 | 74.52 | 40.25 | 66.65 | 79.5 | 40.25 | 68.01 | 80.28 | 39.08 | 44.05 | 39.02 | 49.67 | 52.26 | 51.88 | 49.67 | 52.26 | 51.88 | 49.67 | 52.26 | 51.88 | 49.67 | 52.26 | 51.88 | 55.25 | 52.37 | 51.61 | 55.25 | 52.37 | 51.61 | 49.67 | 52.26 | 51.61 | 49.67 | 52.26 | 51.61 | 55.25 | 52.37 | 51.61 | 56.39 | 91.4 | 104.49 | 56.39 | 93.26 | 107.79 | 49.67 | 52.26 | 51.88
2209 | 38.97 | 43.93 | 36.4 | 38.97 | 43.93 | 72.08 | 38.97 | 43.93 | 72.08 | 38.97 | 43.93 | 72.08 | 39.67 | 46.48 | 72.08 | 39.67 | 46.48 | 72.08 | 38.97 | 43.93 | 36.4 | 38.97 | 43.93 | 36.4 | 39.67 | 46.48 | 72.08 | 40.65 | 65.69 | 78.67 | 40.25 | 67.02 | 80.28 | 38.97 | 43.93 | 36.4 | 49.55 | 52.14 | 51.61 | 49.55 | 52.14 | 51.61 | 49.55 | 52.14 | 51.61 | 49.55 | 52.14 | 51.61 | 55.13 | 52.25 | 51.61 | 55.13 | 52.25 | 51.61 | 49.55 | 52.14 | 51.61 | 49.55 | 52.14 | 51.61 | 55.13 | 52.25 | 51.61 | 55.88 | 89.55 | 101.01 | 55.88 | 92.32 | 111.11 | 49.55 | 52.14 | 51.61
2210 | 38.88 | 43.85 | 50 | 38.88 | 43.85 | 70.1 | 38.88 | 43.85 | 70.1 | 38.88 | 43.85 | 70.1 | 39.59 | 46.4 | 70.1 | 39.59 | 46.4 | 70.1 | 38.88 | 43.85 | 36.32 | 38.88 | 43.85 | 36.32 | 39.59 | 46.4 | 70.1 | 40.25 | 59.65 | 78.67 | 40.25 | 60.86 | 80.28 | 38.88 | 43.85 | 50 | 49.47 | 52.17 | 63.5 | 49.47 | 52.17 | 63.5 | 49.47 | 52.17 | 63.5 | 49.47 | 52.17 | 63.5 | 55.05 | 52.17 | 51.61 | 55.05 | 52.17 | 51.61 | 49.47 | 52.06 | 51.61 | 49.47 | 52.06 | 51.61 | 55.05 | 52.17 | 51.61 | 55.88 | 90.47 | 91.19 | 55.88 | 92.32 | 111.11 | 49.47 | 52.17 | 63.5
2211 | 38.85 | 43.82 | 74.29 | 38.85 | 43.82 | 74.29 | 38.85 | 43.82 | 74.29 | 38.85 | 43.82 | 74.29 | 39.56 | 46.36 | 68.71 | 39.56 | 46.36 | 68.71 | 38.85 | 43.82 | 36.28 | 38.85 | 43.82 | 36.28 | 39.56 | 46.36 | 68.71 | 40.25 | 58.66 | 78.24 | 40.25 | 59.85 | 79.84 | 38.85 | 43.82 | 74.29 | 49.44 | 53.3 | 69.17 | 49.44 | 53.3 | 70.58 | 49.44 | 53.3 | 70.58 | 49.44 | 53.3 | 70.58 | 55.02 | 53.3 | 70.58 | 55.02 | 53.3 | 70.58 | 49.44 | 52.03 | 51.61 | 49.44 | 52.03 | 51.61 | 55.02 | 53.3 | 70.58 | 55.88 | 90.34 | 104.49 | 55.88 | 92.18 | 108.9 | 49.44 | 53.3 | 69.17
2212 | 39.05 | 44.02 | 74.76 | 39.05 | 44.02 | 74.76 | 39.05 | 44.02 | 74.76 | 39.05 | 44.02 | 74.76 | 39.76 | 46.56 | 61.39 | 39.76 | 46.56 | 61.39 | 39.05 | 44.02 | 36.48 | 39.05 | 44.02 | 36.48 | 39.76 | 46.56 | 61.39 | 40.36 | 63.07 | 79.51 | 40.36 | 64.35 | 81.14 | 39.05 | 44.02 | 74.76 | 49.64 | 53.82 | 84.85 | 49.64 | 53.82 | 85.41 | 49.64 | 53.82 | 85.41 | 49.64 | 76.34 | 85.41 | 55.22 | 53.82 | 66.41 | 55.22 | 53.82 | 66.41 | 49.64 | 52.23 | 51.61 | 49.64 | 52.23 | 51.61 | 55.22 | 53.82 | 66.41 | 57.31 | 92.18 | 104.49 | 57.89 | 94.05 | 110 | 49.64 | 53.82 | 84.85
2213 | 40.04 | 46.86 | 75.03 | 40.04 | 46.86 | 75.03 | 40.04 | 46.86 | 80.3 | 40.04 | 46.86 | 80.3 | 40.04 | 46.86 | 61.98 | 40.04 | 46.86 | 61.98 | 39.33 | 44.3 | 36.76 | 39.33 | 44.3 | 36.76 | 40.04 | 46.86 | 61.98 | 52.92 | 69.01 | 81.96 | 54 | 70.42 | 83.62 | 40.04 | 46.86 | 75.03 | 55.5 | 73.28 | 88.93 | 55.5 | 73.28 | 88.93 | 55.5 | 73.28 | 88.93 | 55.5 | 78.43 | 90.74 | 55.5 | 73.28 | 66.41 | 55.5 | 73.28 | 66.41 | 49.92 | 52.51 | 51.61 | 49.92 | 52.51 | 51.61 | 55.5 | 73.28 | 66.41 | 74.61 | 93.25 | 107.78 | 76.12 | 95.15 | 113.37 | 55.5 | 73.28 | 88.93
2214 | 40.53 | 59.95 | 77.11 | 40.53 | 59.95 | 77.11 | 40.53 | 59.95 | 81.14 | 40.53 | 65.31 | 81.14 | 40.53 | 59.95 | 74.87 | 40.53 | 59.95 | 74.87 | 39.82 | 49.75 | 39.85 | 39.82 | 49.75 | 39.85 | 40.53 | 59.95 | 74.87 | 55.68 | 69.71 | 81.96 | 55.68 | 71.13 | 83.62 | 40.53 | 59.95 | 77.11 | 55.99 | 84.58 | 99.29 | 55.99 | 84.58 | 99.29 | 55.99 | 84.58 | 107.67 | 55.99 | 91.37 | 107.67 | 55.99 | 84.58 | 66.41 | 55.99 | 84.58 | 66.41 | 50.41 | 53 | 51.61 | 50.41 | 53 | 51.61 | 55.99 | 84.58 | 66.41 | 78.21 | 93.25 | 108.76 | 78.21 | 95.15 | 113.37 | 55.99 | 84.58 | 99.29
2215 | 42.11 | 66.93 | 77.11 | 42.11 | 66.93 | 77.11 | 42.11 | 66.93 | 82.78 | 42.11 | 67.62 | 82.78 | 42.11 | 66.93 | 76.76 | 42.11 | 66.93 | 76.76 | 42.11 | 66.93 | 76.76 | 42.11 | 66.93 | 76.76 | 42.11 | 66.93 | 76.76 | 56.87 | 70.42 | 81.96 | 56.87 | 71.85 | 83.62 | 42.11 | 66.93 | 77.11 | 57.58 | 87.77 | 107.78 | 57.58 | 87.77 | 107.78 | 57.58 | 87.77 | 107.78 | 57.58 | 90.45 | 107.78 | 57.58 | 87.77 | 88.54 | 57.58 | 87.77 | 88.54 | 57.58 | 87.77 | 88.54 | 57.58 | 87.77 | 88.54 | 57.58 | 87.77 | 88.54 | 78.94 | 93.25 | 108.87 | 78.94 | 95.15 | 112.23 | 57.58 | 87.77 | 107.78
2216 | 42.91 | 65.31 | 77.64 | 42.91 | 65.31 | 77.64 | 42.91 | 65.31 | 77.64 | 42.91 | 65.31 | 77.64 | 42.91 | 65.31 | 73.36 | 42.91 | 65.31 | 73.36 | 42.91 | 65.31 | 73.36 | 42.91 | 65.31 | 73.36 | 42.91 | 65.31 | 73.36 | 55.69 | 69.07 | 76.4 | 55.69 | 70.48 | 78.43 | 42.91 | 65.31 | 77.64 | 58.37 | 86.21 | 91.81 | 58.37 | 86.21 | 91.81 | 58.37 | 86.21 | 91.81 | 58.37 | 86.21 | 91.81 | 58.37 | 86.21 | 88.54 | 58.37 | 86.21 | 88.54 | 58.37 | 86.21 | 88.54 | 58.37 | 86.21 | 88.54 | 58.37 | 86.21 | 88.54 | 77.05 | 91.63 | 95.05 | 77.05 | 91.63 | 96.98 | 58.37 | 86.21 | 91.81
2217 | 41.88 | 61.3 | 74.8 | 41.88 | 61.3 | 74.8 | 41.88 | 61.3 | 74.8 | 41.88 | 61.3 | 74.8 | 41.88 | 61.3 | 61.39 | 41.88 | 61.3 | 61.39 | 41.88 | 61.3 | 61.39 | 41.88 | 61.3 | 61.39 | 41.88 | 61.3 | 61.39 | 55.49 | 63.83 | 62.01 | 55.49 | 63.83 | 75.55 | 41.88 | 61.3 | 74.8 | 57.34 | 74.82 | 65.43 | 57.34 | 74.82 | 65.43 | 57.34 | 74.82 | 65.43 | 57.34 | 74.82 | 65.43 | 57.34 | 73.33 | 61.57 | 57.34 | 73.33 | 61.57 | 57.34 | 73.33 | 61.57 | 57.34 | 73.33 | 61.57 | 57.34 | 73.33 | 61.57 | 76.12 | 75.57 | 64.11 | 76.12 | 75.57 | 66.09 | 57.34 | 74.82 | 65.43
2218 | 41.12 | 56.8 | 74.8 | 41.12 | 56.8 | 74.8 | 41.12 | 56.8 | 74.8 | 41.12 | 56.8 | 74.8 | 41.12 | 56.8 | 55.95 | 41.12 | 56.8 | 55.95 | 41.12 | 56.8 | 55.95 | 41.12 | 56.8 | 55.95 | 41.12 | 56.8 | 55.95 | 54 | 59.15 | 56.52 | 54 | 59.15 | 74.05 | 41.12 | 56.8 | 74.8 | 56.58 | 69.03 | 55.12 | 56.58 | 69.03 | 55.12 | 56.58 | 69.03 | 55.12 | 56.58 | 69.03 | 55.12 | 56.58 | 67.63 | 51.86 | 56.58 | 67.63 | 51.86 | 56.58 | 67.63 | 51.86 | 56.58 | 67.63 | 51.86 | 56.58 | 67.63 | 51.86 | 74.85 | 69.72 | 54.01 | 74.85 | 69.72 | 55.67 | 56.58 | 69.03 | 55.12
2219 | 40.78 | 50.04 | 70.53 | 40.78 | 50.04 | 70.53 | 40.78 | 50.04 | 70.53 | 40.78 | 50.04 | 70.53 | 40.78 | 50.04 | 54.27 | 40.78 | 50.04 | 54.27 | 40.78 | 50.04 | 54.27 | 40.07 | 50.03 | 54.27 | 40.78 | 50.04 | 54.27 | 46.55 | 52.11 | 56.52 | 45.62 | 52.11 | 69.83 | 40.78 | 50.04 | 70.53 | 56.24 | 63.22 | 51.33 | 56.24 | 63.22 | 51.33 | 56.24 | 63.22 | 51.33 | 56.24 | 63.22 | 51.33 | 56.24 | 62.69 | 49.64 | 56.24 | 62.69 | 49.64 | 56.24 | 62.69 | 49.64 | 50.66 | 62.69 | 49.64 | 56.24 | 62.69 | 49.64 | 62.17 | 65.84 | 50.29 | 62.17 | 64.53 | 51.84 | 56.24 | 63.22 | 51.33
2220 | 40.53 | 50.04 | 57.68 | 40.53 | 50.04 | 57.68 | 40.53 | 50.04 | 57.68 | 40.53 | 50.04 | 57.68 | 40.53 | 50.04 | 54.27 | 40.53 | 50.04 | 54.27 | 40.53 | 50.04 | 54.27 | 39.82 | 49.75 | 39.85 | 40.53 | 50.04 | 54.27 | 44.95 | 52.11 | 56.52 | 44.95 | 52.11 | 58.27 | 40.53 | 50.04 | 57.68 | 55.99 | 63.22 | 51.32 | 55.99 | 63.22 | 51.32 | 55.99 | 63.22 | 51.32 | 55.99 | 63.22 | 51.32 | 55.99 | 62.69 | 49.39 | 55.99 | 62.69 | 49.39 | 55.99 | 62.69 | 49.39 | 50.41 | 62.69 | 49.39 | 55.99 | 62.69 | 49.39 | 58.31 | 65.84 | 50.29 | 58.31 | 64.67 | 51.84 | 55.99 | 63.22 | 51.32
2221 | 40.4 | 50.04 | 57.68 | 40.4 | 50.04 | 57.68 | 40.4 | 50.04 | 57.68 | 40.4 | 50.04 | 57.68 | 40.4 | 50.04 | 54.27 | 40.4 | 50.04 | 54.27 | 40.4 | 50.04 | 54.27 | 39.69 | 49.75 | 39.85 | 40.4 | 50.04 | 54.27 | 43.37 | 52.11 | 56.52 | 43.37 | 52.11 | 58.27 | 40.4 | 50.04 | 57.68 | 55.86 | 63.22 | 51.32 | 55.86 | 63.22 | 51.32 | 55.86 | 63.22 | 51.32 | 55.86 | 63.22 | 51.32 | 55.86 | 62.69 | 49.26 | 55.86 | 62.69 | 49.26 | 55.86 | 62.69 | 49.26 | 50.28 | 62.69 | 49.26 | 55.86 | 62.69 | 49.26 | 58.17 | 65.84 | 50.29 | 58.17 | 66.52 | 51.84 | 55.86 | 63.22 | 51.32
2222 | 40.34 | 50.54 | 70.53 | 40.34 | 50.54 | 70.53 | 40.34 | 50.54 | 70.53 | 40.34 | 50.54 | 70.53 | 40.34 | 50.54 | 54.46 | 40.34 | 50.54 | 54.46 | 39.63 | 50.54 | 54.46 | 39.63 | 49.74 | 39.85 | 40.34 | 50.54 | 54.46 | 44.5 | 52.63 | 57.88 | 44.5 | 53.71 | 71.25 | 40.34 | 50.54 | 70.53 | 55.8 | 67.06 | 55.12 | 55.8 | 67.06 | 55.12 | 55.8 | 67.06 | 55.12 | 55.8 | 67.06 | 55.12 | 55.8 | 66.84 | 51.61 | 55.8 | 66.84 | 51.61 | 50.22 | 66.84 | 51.61 | 50.22 | 52.81 | 51.61 | 55.8 | 66.84 | 51.61 | 58.17 | 68.92 | 54.01 | 58.17 | 70.32 | 55.68 | 55.8 | 67.06 | 55.12
2223 | 40.21 | 53.66 | 70.53 | 40.21 | 53.66 | 70.53 | 40.21 | 53.66 | 70.53 | 40.21 | 53.66 | 70.53 | 40.21 | 51.07 | 54.82 | 40.21 | 51.07 | 54.82 | 39.51 | 51.07 | 54.82 | 39.51 | 49.75 | 54.82 | 40.21 | 51.07 | 54.82 | 43.49 | 54.77 | 60.77 | 44.38 | 55.88 | 71.25 | 40.21 | 53.66 | 70.53 | 55.68 | 69.6 | 67.19 | 55.68 | 69.6 | 67.19 | 55.68 | 69.6 | 67.19 | 55.68 | 69.6 | 67.19 | 55.68 | 62.69 | 50.29 | 55.68 | 62.69 | 50.29 | 50.1 | 62.69 | 50.29 | 50.1 | 62.69 | 50.29 | 55.68 | 62.69 | 50.29 | 59.17 | 71.03 | 64.52 | 59.77 | 72.48 | 67.87 | 55.68 | 69.6 | 67.19
2224 | 40.12 | 59.04 | 75.61 | 40.12 | 59.04 | 75.61 | 40.12 | 59.04 | 75.61 | 40.12 | 59.04 | 75.61 | 40.12 | 59.04 | 61.39 | 40.12 | 59.04 | 61.39 | 39.41 | 59.04 | 61.39 | 39.41 | 49.74 | 39.85 | 40.12 | 59.04 | 61.39 | 51.87 | 67.7 | 74.86 | 52.92 | 69.08 | 78.73 | 40.12 | 59.04 | 75.61 | 55.58 | 78.13 | 85.77 | 55.58 | 78.13 | 85.77 | 55.58 | 78.13 | 85.77 | 55.58 | 78.43 | 85.77 | 55.58 | 73.33 | 66.41 | 55.58 | 73.33 | 66.41 | 50 | 73.33 | 51.61 | 50 | 52.59 | 51.61 | 55.58 | 73.33 | 66.41 | 73.86 | 92.18 | 84.91 | 75.36 | 95.03 | 88.69 | 55.58 | 78.13 | 85.77
2225 | 40.16 | 59.08 | 75.16 | 40.16 | 59.08 | 75.16 | 40.16 | 59.08 | 75.16 | 40.16 | 59.08 | 75.16 | 40.16 | 59.08 | 61.39 | 40.16 | 59.08 | 61.39 | 39.46 | 59.08 | 61.39 | 39.46 | 49.74 | 39.85 | 40.16 | 59.08 | 61.39 | 53.13 | 69.01 | 74.86 | 54.21 | 70.42 | 78.73 | 40.16 | 59.08 | 75.16 | 55.63 | 78.17 | 85.81 | 55.63 | 78.17 | 85.81 | 55.63 | 78.17 | 85.81 | 55.63 | 78.17 | 85.81 | 55.63 | 77.97 | 56.45 | 55.63 | 77.97 | 56.45 | 55.62 | 77.97 | 56.45 | 50.05 | 52.63 | 51.61 | 55.63 | 77.97 | 56.45 | 75.09 | 92.18 | 86.68 | 76.12 | 95.03 | 90.29 | 55.63 | 78.17 | 85.81
2226 | 40.36 | 62.3 | 75.09 | 40.36 | 62.3 | 75.09 | 40.36 | 62.3 | 75.09 | 40.36 | 62.3 | 75.09 | 40.36 | 62.3 | 72.61 | 40.36 | 62.3 | 72.61 | 40.36 | 62.3 | 72.61 | 40.36 | 62.3 | 72.61 | 40.36 | 62.3 | 72.61 | 55.49 | 70.42 | 74.86 | 55.49 | 71.85 | 78.73 | 40.36 | 62.3 | 75.09 | 55.82 | 85.87 | 89.26 | 55.82 | 85.87 | 89.26 | 55.82 | 85.87 | 89.26 | 55.82 | 85.87 | 89.26 | 55.82 | 85.87 | 72.03 | 55.82 | 85.87 | 72.03 | 55.82 | 85.87 | 72.03 | 55.82 | 85.87 | 72.03 | 55.82 | 85.87 | 72.03 | 77.05 | 92.18 | 76.56 | 77.05 | 96.53 | 100.03 | 55.82 | 85.87 | 89.26
2227 | 40.69 | 60.11 | 75.42 | 40.69 | 60.11 | 75.42 | 40.69 | 60.11 | 75.42 | 40.69 | 60.11 | 75.42 | 40.69 | 60.11 | 73.34 | 40.69 | 60.11 | 73.34 | 40.69 | 60.11 | 73.34 | 40.69 | 60.11 | 73.34 | 40.69 | 60.11 | 73.34 | 55.49 | 70.42 | 76.18 | 55.49 | 71.85 | 78.73 | 40.69 | 60.11 | 75.42 | 56.15 | 85.87 | 89.59 | 56.15 | 85.87 | 89.59 | 56.15 | 85.87 | 89.59 | 56.15 | 85.87 | 89.59 | 56.15 | 85.87 | 83.45 | 56.15 | 85.87 | 83.45 | 56.15 | 85.87 | 83.45 | 56.15 | 85.87 | 83.45 | 56.15 | 85.87 | 83.45 | 77.05 | 92.18 | 88.69 | 77.05 | 96.53 | 99.03 | 56.15 | 85.87 | 89.59
2228 | 40.77 | 59.68 | 73.34 | 40.77 | 59.68 | 73.34 | 40.77 | 59.68 | 73.34 | 40.77 | 59.68 | 73.34 | 40.77 | 59.68 | 73.34 | 40.77 | 59.68 | 73.34 | 40.77 | 59.68 | 73.34 | 40.77 | 59.68 | 73.34 | 40.77 | 59.68 | 73.34 | 54.03 | 70.41 | 74.86 | 52.95 | 71.85 | 76.38 | 40.77 | 59.68 | 73.34 | 56.23 | 84.07 | 84.29 | 56.23 | 84.07 | 84.29 | 56.23 | 84.07 | 84.29 | 56.23 | 84.07 | 84.29 | 56.23 | 84.07 | 83.45 | 56.23 | 84.07 | 83.45 | 56.23 | 84.07 | 83.45 | 56.23 | 84.07 | 83.45 | 56.23 | 84.07 | 83.45 | 76.12 | 92.18 | 86.03 | 76.12 | 94.06 | 89.59 | 56.23 | 84.07 | 84.29
2229 | 39.78 | 44.75 | 41.5 | 39.78 | 45.65 | 60.15 | 39.78 | 45.65 | 60.15 | 39.78 | 45.65 | 60.15 | 40.49 | 47.29 | 60.15 | 40.49 | 47.29 | 60.15 | 39.78 | 45.65 | 60.15 | 39.78 | 44.75 | 41.5 | 40.49 | 47.29 | 60.15 | 45.11 | 66.08 | 61.39 | 44.21 | 67.02 | 62.64 | 39.78 | 44.75 | 41.5 | 50.37 | 53.82 | 79.33 | 50.37 | 54.23 | 79.33 | 50.37 | 54.23 | 79.33 | 50.37 | 54.23 | 79.33 | 55.95 | 54.23 | 79.33 | 55.95 | 54.23 | 79.33 | 50.37 | 54.23 | 79.33 | 50.37 | 53.82 | 79.33 | 55.95 | 54.23 | 79.33 | 70.71 | 90.35 | 84.32 | 69.3 | 92.19 | 86.04 | 50.37 | 53.82 | 79.33
2230 | 39.47 | 44.44 | 39.85 | 39.47 | 44.44 | 57.18 | 39.47 | 44.44 | 57.18 | 39.47 | 44.44 | 57.18 | 40.18 | 46.99 | 57.18 | 40.18 | 46.99 | 57.18 | 39.47 | 44.44 | 57.18 | 39.47 | 44.44 | 39.85 | 40.18 | 46.99 | 57.18 | 44.71 | 59.15 | 59.55 | 43.82 | 59.14 | 59.55 | 39.47 | 44.44 | 39.85 | 50.06 | 52.76 | 67.54 | 50.06 | 52.76 | 67.54 | 50.06 | 52.76 | 67.54 | 50.06 | 52.76 | 67.54 | 55.64 | 52.76 | 67.54 | 55.64 | 52.76 | 67.54 | 50.06 | 52.76 | 67.54 | 50.06 | 52.76 | 67.54 | 55.64 | 52.76 | 67.54 | 63.51 | 82.13 | 69.63 | 62.24 | 83.79 | 71.79 | 50.06 | 52.76 | 67.54
2231 | 39.14 | 44.1 | 39.02 | 39.14 | 44.11 | 41.89 | 39.14 | 44.11 | 41.89 | 39.14 | 44.11 | 41.89 | 39.85 | 46.65 | 41.89 | 39.85 | 46.65 | 41.89 | 39.14 | 44.11 | 41.89 | 39.14 | 44.11 | 39.02 | 39.85 | 46.65 | 41.89 | 42.17 | 56.33 | 42.75 | 41.32 | 56 | 43.62 | 39.14 | 44.1 | 39.02 | 49.73 | 52.32 | 51.86 | 49.73 | 52.32 | 51.86 | 49.73 | 52.32 | 51.86 | 49.73 | 52.32 | 51.86 | 55.31 | 52.42 | 51.86 | 55.31 | 52.42 | 51.86 | 49.73 | 52.32 | 51.86 | 49.73 | 52.32 | 51.86 | 55.31 | 52.42 | 51.86 | 60.63 | 71.07 | 52.39 | 59.41 | 72.52 | 54.01 | 49.73 | 52.32 | 51.86
2232 | 39.03 | 44 | 37.87 | 39.03 | 44 | 37.87 | 39.03 | 44 | 37.87 | 39.03 | 44 | 37.87 | 39.74 | 46.54 | 37.87 | 39.74 | 46.54 | 37.87 | 39.03 | 44 | 37.87 | 39.03 | 44 | 37.87 | 39.74 | 46.54 | 37.87 | 39.69 | 48.06 | 38.25 | 39.43 | 48.06 | 38.65 | 39.03 | 44 | 37.87 | 49.62 | 52.21 | 51.3 | 49.62 | 52.21 | 51.3 | 49.62 | 52.21 | 51.3 | 49.62 | 52.21 | 51.3 | 55.2 | 52.31 | 51.3 | 55.2 | 52.31 | 51.3 | 49.62 | 52.21 | 51.3 | 49.62 | 52.21 | 51.3 | 55.2 | 52.31 | 51.3 | 57.6 | 66.7 | 51.81 | 56.45 | 66.7 | 52.87 | 49.62 | 52.21 | 51.3
2233 | 38.9 | 43.87 | 36.92 | 38.9 | 43.87 | 36.92 | 38.9 | 43.87 | 36.92 | 38.9 | 43.87 | 36.92 | 39.61 | 46.42 | 36.92 | 39.61 | 46.42 | 36.92 | 38.9 | 43.87 | 36.92 | 38.9 | 43.87 | 36.92 | 39.61 | 46.42 | 36.92 | 39.45 | 48.06 | 37.3 | 39.06 | 47.1 | 37.3 | 38.9 | 43.87 | 36.92 | 49.49 | 52.08 | 48.78 | 49.49 | 52.08 | 48.78 | 49.49 | 52.08 | 48.78 | 49.49 | 52.08 | 48.78 | 55.07 | 52.19 | 48.78 | 55.07 | 52.19 | 48.78 | 49.49 | 52.08 | 48.78 | 49.49 | 52.08 | 48.78 | 55.07 | 52.19 | 48.78 | 54.66 | 63.91 | 49.28 | 53.57 | 63.91 | 49.83 | 49.49 | 52.08 | 48.78
2234 | 38.8 | 43.76 | 36.23 | 38.8 | 43.76 | 36.23 | 38.8 | 43.76 | 36.23 | 38.8 | 43.76 | 36.23 | 39.5 | 46.31 | 36.23 | 39.5 | 46.31 | 36.23 | 38.8 | 43.76 | 36.23 | 38.8 | 43.76 | 36.23 | 39.5 | 46.31 | 36.23 | 39.19 | 47.56 | 36.59 | 39.06 | 46.61 | 36.59 | 38.8 | 43.76 | 36.23 | 49.38 | 51.97 | 48.37 | 49.38 | 51.97 | 48.37 | 49.38 | 51.97 | 48.37 | 49.38 | 51.97 | 48.37 | 54.96 | 52.08 | 48.37 | 54.96 | 52.08 | 48.37 | 49.38 | 51.97 | 48.37 | 49.38 | 51.97 | 48.37 | 54.96 | 52.08 | 48.37 | 54.41 | 53.9 | 48.85 | 53.33 | 52.95 | 48.85 | 49.38 | 51.97 | 48.37
2235 | 38.77 | 43.74 | 36.2 | 38.77 | 43.74 | 36.2 | 38.77 | 43.74 | 36.2 | 38.77 | 43.74 | 36.2 | 39.48 | 46.29 | 36.2 | 39.48 | 46.29 | 36.2 | 38.77 | 43.74 | 36.2 | 38.77 | 43.74 | 36.2 | 39.48 | 46.29 | 36.2 | 39.16 | 46.75 | 36.57 | 39.16 | 45.82 | 36.57 | 38.77 | 43.74 | 36.2 | 49.36 | 51.95 | 48.44 | 49.36 | 51.95 | 48.44 | 49.36 | 51.95 | 48.44 | 49.36 | 51.95 | 48.44 | 54.94 | 52.06 | 48.44 | 54.94 | 52.06 | 48.44 | 49.36 | 51.95 | 48.44 | 49.36 | 51.95 | 48.44 | 54.94 | 52.06 | 48.44 | 54.39 | 52.81 | 48.93 | 53.3 | 52.81 | 48.93 | 49.36 | 51.95 | 48.44
2236 | 38.94 | 43.91 | 36.37 | 38.94 | 43.91 | 36.37 | 38.94 | 43.91 | 36.37 | 38.94 | 43.91 | 36.37 | 39.65 | 46.45 | 36.37 | 39.65 | 46.45 | 36.37 | 38.94 | 43.91 | 36.37 | 38.94 | 43.91 | 36.37 | 39.65 | 46.45 | 36.37 | 39.25 | 46.92 | 36.74 | 39.33 | 45.98 | 36.74 | 38.94 | 43.91 | 36.37 | 49.53 | 52.12 | 48.81 | 49.53 | 52.12 | 48.81 | 49.53 | 52.12 | 48.81 | 49.53 | 52.12 | 48.81 | 55.11 | 52.22 | 48.81 | 55.11 | 52.22 | 48.81 | 49.53 | 52.12 | 48.81 | 49.53 | 52.12 | 48.81 | 55.11 | 52.22 | 48.81 | 54.56 | 52.75 | 49.31 | 53.47 | 52.75 | 49.31 | 49.53 | 52.12 | 48.81
2237 | 39.28 | 44.25 | 37.69 | 39.28 | 44.25 | 37.69 | 39.28 | 44.25 | 37.69 | 39.28 | 44.25 | 37.69 | 39.99 | 46.79 | 37.69 | 39.99 | 46.79 | 37.69 | 39.28 | 44.25 | 37.69 | 39.28 | 44.25 | 37.69 | 39.99 | 46.79 | 37.69 | 44.71 | 54.1 | 38.07 | 43.82 | 53.02 | 38.07 | 39.28 | 44.25 | 37.69 | 49.87 | 52.46 | 49.31 | 49.87 | 52.46 | 49.31 | 49.87 | 52.46 | 49.31 | 49.87 | 52.46 | 49.31 | 55.45 | 52.56 | 49.31 | 55.45 | 52.56 | 49.31 | 49.87 | 52.46 | 49.31 | 49.87 | 52.46 | 49.31 | 55.45 | 52.56 | 49.31 | 65.89 | 60.71 | 49.31 | 67.22 | 59.5 | 49.31 | 49.87 | 52.46 | 49.31
2238 | 39.67 | 49.75 | 38.25 | 39.67 | 49.75 | 38.25 | 39.67 | 49.75 | 38.25 | 39.67 | 49.75 | 38.25 | 40.38 | 49.75 | 38.25 | 40.38 | 49.75 | 38.25 | 39.67 | 49.75 | 38.25 | 39.67 | 49.75 | 38.25 | 40.38 | 49.75 | 38.25 | 52.25 | 54.65 | 38.25 | 52.25 | 53.55 | 38.64 | 39.67 | 49.75 | 38.25 | 50.26 | 53.82 | 49.8 | 50.26 | 53.82 | 49.8 | 50.26 | 53.82 | 49.8 | 50.26 | 53.82 | 49.8 | 55.84 | 61.37 | 49.8 | 55.84 | 61.37 | 49.8 | 50.26 | 53.82 | 49.8 | 50.26 | 53.82 | 49.8 | 55.84 | 61.37 | 49.8 | 72.39 | 61.99 | 49.31 | 72.39 | 60.75 | 50.31 | 50.26 | 53.82 | 49.8
2239 | 41.35 | 49.26 | 38.07 | 41.35 | 49.26 | 38.07 | 41.35 | 49.26 | 38.07 | 41.35 | 49.26 | 38.07 | 41.35 | 49.27 | 38.07 | 41.35 | 49.27 | 38.07 | 41.35 | 49.26 | 38.07 | 41.35 | 49.26 | 38.07 | 41.35 | 49.27 | 38.07 | 52.25 | 54.65 | 37.69 | 51.21 | 49.76 | 37.69 | 41.35 | 49.26 | 38.07 | 51.23 | 53.82 | 50.2 | 51.23 | 53.82 | 50.2 | 51.23 | 53.82 | 50.2 | 51.23 | 53.82 | 50.2 | 56.81 | 53.92 | 50.2 | 56.81 | 53.92 | 50.2 | 51.23 | 53.92 | 50.2 | 51.23 | 53.82 | 50.2 | 56.81 | 53.92 | 50.2 | 72.39 | 54.36 | 48.81 | 70.95 | 54.36 | 48.81 | 51.23 | 53.82 | 50.2
2240 | 42.06 | 46.32 | 38.79 | 42.06 | 46.32 | 38.79 | 42.06 | 46.32 | 38.79 | 42.06 | 46.32 | 38.79 | 42.06 | 48.72 | 38.79 | 42.06 | 48.72 | 38.79 | 42.06 | 46.33 | 38.79 | 42.06 | 46.32 | 38.79 | 42.06 | 48.72 | 38.79 | 50.14 | 46.79 | 35.49 | 49.14 | 46.78 | 35.49 | 42.06 | 46.32 | 38.79 | 51.95 | 54.53 | 50.92 | 51.95 | 54.53 | 50.92 | 51.95 | 54.53 | 50.92 | 51.95 | 52.08 | 47.75 | 57.53 | 54.53 | 50.92 | 57.53 | 54.53 | 50.92 | 51.95 | 54.53 | 50.92 | 51.95 | 54.53 | 50.92 | 57.53 | 54.53 | 50.92 | 63.51 | 50.01 | 44.95 | 62.24 | 51.03 | 44.95 | 51.95 | 54.53 | 50.92
2241 | 40.78 | 45.75 | 38.21 | 40.78 | 45.75 | 38.21 | 40.78 | 45.75 | 38.21 | 40.78 | 45.75 | 38.21 | 41.49 | 45.75 | 38.21 | 41.49 | 45.75 | 38.21 | 40.78 | 45.75 | 38.21 | 40.78 | 45.75 | 38.21 | 41.49 | 45.75 | 38.21 | 41.19 | 30.21 | 0 | 41.19 | 30.82 | 0 | 40.78 | 45.75 | 38.21 | 51.37 | 53.96 | 50.34 | 51.37 | 53.96 | 50.34 | 51.37 | 53.96 | 50.34 | 51.37 | 48.14 | 45.29 | 56.95 | 53.96 | 50.34 | 56.95 | 53.96 | 50.34 | 51.37 | 53.96 | 50.34 | 51.37 | 53.96 | 50.34 | 56.95 | 53.96 | 50.34 | 56.38 | 38.74 | 44.38 | 55.26 | 47.66 | 44.8 | 51.37 | 53.96 | 50.34
2242 | 40.34 | 45.3 | 37.77 | 40.34 | 45.3 | 37.77 | 40.34 | 45.3 | 37.77 | 40.34 | 45.3 | 37.77 | 41.05 | 45.31 | 37.77 | 41.05 | 45.31 | 37.77 | 40.34 | 45.31 | 37.77 | 40.34 | 45.31 | 37.77 | 41.05 | 45.31 | 37.77 | 36.23 | 0 | 0 | 39.93 | 0 | 0 | 40.34 | 45.3 | 37.77 | 50.93 | 53.52 | 49.9 | 50.93 | 53.52 | 49.9 | 50.93 | 53.52 | 49.9 | 50.93 | 38.66 | 0 | 56.51 | 53.52 | 49.9 | 56.51 | 53.52 | 49.9 | 50.93 | 53.52 | 49.9 | 50.93 | 53.52 | 49.9 | 56.51 | 53.52 | 49.9 | 49.89 | 0 | 0 | 50.42 | 38.27 | 0 | 50.93 | 53.52 | 49.9
2243 | 40.01 | 44.98 | 37.44 | 40.01 | 44.98 | 37.44 | 40.01 | 44.98 | 37.44 | 40.01 | 44.98 | 36.59 | 40.72 | 44.98 | 37.44 | 40.72 | 44.98 | 37.44 | 40.01 | 44.98 | 37.44 | 40.01 | 44.98 | 37.44 | 40.72 | 44.98 | 37.44 | 35.03 | 0 | 0 | 39.61 | 0 | 0 | 40.01 | 44.98 | 37.44 | 50.6 | 50.17 | 49.58 | 50.6 | 50.17 | 49.58 | 50.6 | 50.17 | 49.58 | 50.48 | 0 | 0 | 56.18 | 53.19 | 49.58 | 56.18 | 53.19 | 49.37 | 50.6 | 53.19 | 49.58 | 50.6 | 53.19 | 49.58 | 56.18 | 53.19 | 49.58 | 47.03 | 0 | 0 | 49.98 | 0 | 0 | 50.6 | 50.17 | 49.58
2244 | 39.87 | 33.66 | 37.3 | 39.87 | 33.66 | 37.3 | 39.87 | 33.66 | 37.3 | 39.87 | 33.66 | 36.59 | 40.58 | 44.84 | 37.3 | 40.58 | 44.84 | 37.3 | 39.87 | 44.84 | 37.3 | 39.87 | 44.84 | 37.3 | 40.58 | 44.84 | 37.3 | 12.58 | 0 | 0 | 12.84 | 0 | 0 | 39.87 | 33.66 | 37.3 | 50.46 | 48.43 | 46.17 | 50.46 | 48.43 | 46.17 | 50.46 | 48.43 | 46.17 | 50.46 | 0 | 0 | 56.04 | 53.05 | 47.16 | 56.04 | 53.05 | 47.16 | 50.46 | 53.05 | 49.44 | 50.46 | 53.05 | 49.44 | 56.04 | 53.05 | 47.16 | 41.16 | 0 | 0 | 49.96 | 0 | 0 | 50.46 | 48.43 | 46.17
2245 | 39.77 | 10.65 | 37.2 | 39.77 | 10.65 | 37.2 | 39.77 | 10.65 | 37.2 | 39.77 | 10.65 | 37.2 | 40.47 | 44.73 | 37.2 | 40.47 | 44.73 | 37.2 | 39.77 | 44.73 | 37.2 | 39.77 | 44.73 | 37.2 | 40.47 | 44.73 | 37.2 | 12.58 | 0 | 0 | 12.84 | 0 | 0 | 39.77 | 10.65 | 37.2 | 47.98 | 10.33 | 46.17 | 47.98 | 10.33 | 46.17 | 47.98 | 10.33 | 46.17 | 47.98 | 10.33 | 0 | 55.94 | 52.94 | 46.17 | 55.94 | 52.94 | 46.17 | 50.36 | 52.94 | 49.33 | 50.36 | 52.94 | 49.33 | 55.94 | 52.94 | 46.17 | 12.71 | 0 | 0 | 12.97 | 0 | 0 | 47.98 | 10.33 | 46.17
2246 | 39.58 | 10.33 | 35.12 | 39.58 | 10.33 | 35.12 | 39.58 | 10.33 | 35.12 | 39.58 | 10.33 | 35.12 | 40.29 | 44.55 | 35.12 | 40.29 | 44.55 | 35.12 | 39.58 | 44.55 | 37.01 | 39.58 | 44.55 | 37.01 | 40.29 | 44.55 | 35.12 | 12.58 | 0 | 0 | 12.84 | 0 | 0 | 39.58 | 10.33 | 35.12 | 47.5 | 10.33 | 40.98 | 47.5 | 10.33 | 40.98 | 47.5 | 10.33 | 40.98 | 47.5 | 10.33 | 0 | 55.75 | 52.76 | 40.98 | 55.75 | 52.76 | 40.98 | 50.17 | 52.76 | 49.15 | 50.17 | 52.76 | 49.15 | 55.75 | 52.76 | 40.98 | 12.58 | 0 | 0 | 12.84 | 0 | 0 | 47.5 | 10.33 | 40.98
2247 | 39.43 | 10.33 | 33.06 | 39.43 | 10.33 | 33.06 | 39.43 | 10.33 | 33.06 | 39.43 | 10.33 | 33.06 | 40.14 | 44.4 | 33.06 | 40.14 | 44.4 | 33.06 | 39.43 | 44.4 | 36.86 | 39.43 | 44.4 | 36.86 | 40.14 | 44.4 | 33.06 | 12.58 | 0 | 0 | 39.04 | 0 | 0 | 39.43 | 10.33 | 33.06 | 47.5 | 10.33 | 29 | 47.5 | 10.33 | 29 | 47.5 | 10.33 | 29 | 47.5 | 10.33 | 29 | 55.6 | 52.61 | 31.28 | 55.6 | 52.61 | 31.28 | 50.02 | 52.61 | 49 | 50.02 | 52.61 | 49 | 55.6 | 52.61 | 31.28 | 38.45 | 0 | 0 | 47.02 | 10.23 | 28.71 | 47.5 | 10.33 | 29
2248 | 39.24 | 10.33 | 34.77 | 39.24 | 10.33 | 34.77 | 39.24 | 10.33 | 34.77 | 39.24 | 10.33 | 34.77 | 39.95 | 44.21 | 34.77 | 39.95 | 44.21 | 34.77 | 39.24 | 44.21 | 36.67 | 39.24 | 44.21 | 36.67 | 39.95 | 44.21 | 34.77 | 36.23 | 0 | 0 | 38.85 | 10.23 | 34.42 | 39.24 | 10.33 | 28.21 | 49.83 | 39.01 | 45.81 | 49.83 | 39.01 | 45.81 | 49.83 | 39.01 | 45.81 | 49.83 | 39.01 | 45.81 | 55.41 | 52.42 | 48.81 | 55.41 | 52.42 | 48.81 | 49.83 | 52.42 | 48.81 | 49.83 | 52.42 | 48.81 | 55.41 | 52.42 | 48.81 | 50.34 | 0 | 43.99 | 50.34 | 39.41 | 44.89 | 49.83 | 39.01 | 45.81
2249 | 39.32 | 31.78 | 36.75 | 39.32 | 31.78 | 36.75 | 39.32 | 31.78 | 36.75 | 39.32 | 31.78 | 36.75 | 40.03 | 44.29 | 36.75 | 40.03 | 44.29 | 36.75 | 39.32 | 44.29 | 36.75 | 39.32 | 44.29 | 36.75 | 40.03 | 44.29 | 36.75 | 39.63 | 30.82 | 32.98 | 39.72 | 31.46 | 36.39 | 39.32 | 31.78 | 28.55 | 49.91 | 49.63 | 48.89 | 49.91 | 49.63 | 48.89 | 49.91 | 49.63 | 48.89 | 49.91 | 49.63 | 48.89 | 55.49 | 52.5 | 48.89 | 55.49 | 52.5 | 48.89 | 49.91 | 52.5 | 48.89 | 49.91 | 52.5 | 48.89 | 55.49 | 52.5 | 48.89 | 54.94 | 38.29 | 44.8 | 54.94 | 50.13 | 48.4 | 49.91 | 49.63 | 46.17
2250 | 39.54 | 44.49 | 36.97 | 39.54 | 44.49 | 36.97 | 39.54 | 44.49 | 36.97 | 39.54 | 44.49 | 36.97 | 40.25 | 44.51 | 36.97 | 40.25 | 44.51 | 36.97 | 39.54 | 44.51 | 36.97 | 39.54 | 44.51 | 36.97 | 40.25 | 44.51 | 36.97 | 45.62 | 42.22 | 35.14 | 46.55 | 44.04 | 36.6 | 39.54 | 44.49 | 33.74 | 50.13 | 52.18 | 49.11 | 50.13 | 52.18 | 49.11 | 50.13 | 52.18 | 49.11 | 50.13 | 52.18 | 49.11 | 55.71 | 52.72 | 49.11 | 55.71 | 52.72 | 49.11 | 50.13 | 52.72 | 49.11 | 50.13 | 52.72 | 49.11 | 55.71 | 52.72 | 49.11 | 67.42 | 48.8 | 46.66 | 67.42 | 51.65 | 48.61 | 50.13 | 50.52 | 46.17
2251 | 39.83 | 43.52 | 37.26 | 39.83 | 43.52 | 37.26 | 39.83 | 43.52 | 37.26 | 39.83 | 43.52 | 37.26 | 40.54 | 44.8 | 37.26 | 40.54 | 44.8 | 37.26 | 39.83 | 44.8 | 37.26 | 39.83 | 44.8 | 37.26 | 40.54 | 44.8 | 37.26 | 47.99 | 42.22 | 35.85 | 47.99 | 43.08 | 36.58 | 39.83 | 43.52 | 33.41 | 50.42 | 52.18 | 49.39 | 50.42 | 52.18 | 49.39 | 50.42 | 52.18 | 49.39 | 50.42 | 52.18 | 49.39 | 56 | 53.01 | 49.39 | 56 | 53.01 | 49.39 | 50.42 | 53.01 | 49.39 | 50.42 | 53.01 | 49.39 | 56 | 53.01 | 49.39 | 70.95 | 50.62 | 46.66 | 72.39 | 51.65 | 48.44 | 50.42 | 50.17 | 32.95
2252 | 39.94 | 43.09 | 37.37 | 39.94 | 43.09 | 37.37 | 39.94 | 43.09 | 37.37 | 39.94 | 43.09 | 37.37 | 40.65 | 44.91 | 37.37 | 40.65 | 44.91 | 37.37 | 39.94 | 44.91 | 37.37 | 39.94 | 44.91 | 37.37 | 40.65 | 44.91 | 37.37 | 47.99 | 42.22 | 35.85 | 47.03 | 42.66 | 35.85 | 39.94 | 43.09 | 33.06 | 50.53 | 52.18 | 49.51 | 50.53 | 52.18 | 49.51 | 50.53 | 52.18 | 49.51 | 50.53 | 52.18 | 49.51 | 56.11 | 53.15 | 49.51 | 56.11 | 53.15 | 49.51 | 50.53 | 53.12 | 49.51 | 50.53 | 53.12 | 49.51 | 56.11 | 53.15 | 49.51 | 67.42 | 50.63 | 47.64 | 66.07 | 51.65 | 48.12 | 50.53 | 37.89 | 32.95
2253 | 39.65 | 42.35 | 37.08 | 39.65 | 42.35 | 37.08 | 39.65 | 42.35 | 37.08 | 39.65 | 42.35 | 37.08 | 40.36 | 44.62 | 37.08 | 40.36 | 44.62 | 37.08 | 39.65 | 44.62 | 37.08 | 39.65 | 44.62 | 37.08 | 40.36 | 44.62 | 37.08 | 43.82 | 41.93 | 35.85 | 42.95 | 41.93 | 35.85 | 39.65 | 26.12 | 28.21 | 50.24 | 50.52 | 49.22 | 50.24 | 50.52 | 49.22 | 50.24 | 50.52 | 49.22 | 50.24 | 50.52 | 49.22 | 55.82 | 52.94 | 49.22 | 55.82 | 52.94 | 49.22 | 50.24 | 52.83 | 49.22 | 50.24 | 52.83 | 49.22 | 55.82 | 52.94 | 49.22 | 62.24 | 50.01 | 46.66 | 61 | 50.01 | 47.15 | 50.24 | 32.95 | 32.95
2254 | 39.37 | 40.68 | 36.23 | 39.37 | 40.68 | 36.23 | 39.37 | 40.68 | 36.23 | 39.37 | 40.68 | 36.23 | 40.08 | 44.34 | 36.8 | 40.08 | 44.34 | 36.8 | 39.37 | 44.34 | 36.8 | 39.37 | 44.34 | 36.8 | 40.08 | 44.34 | 36.8 | 39.77 | 41.09 | 35.49 | 38.98 | 40.28 | 35.49 | 18.29 | 26.12 | 27.65 | 49.96 | 49.42 | 46.8 | 49.96 | 49.42 | 46.8 | 49.96 | 49.42 | 46.8 | 49.96 | 49.42 | 46.8 | 55.54 | 52.55 | 48.94 | 55.54 | 52.55 | 48.94 | 49.96 | 52.55 | 48.94 | 49.96 | 52.55 | 48.94 | 55.54 | 52.55 | 48.94 | 53.87 | 49.44 | 46.34 | 50.46 | 49.92 | 46.34 | 48.96 | 29 | 29
2255 | 36.27 | 36.3 | 35.51 | 36.27 | 36.3 | 35.51 | 36.27 | 36.3 | 35.51 | 36.27 | 36.3 | 35.51 | 39.76 | 44.02 | 36.49 | 39.76 | 44.02 | 36.49 | 39.05 | 44.02 | 36.49 | 39.05 | 44.02 | 36.49 | 39.76 | 44.02 | 36.49 | 36.23 | 36.67 | 34.79 | 35.91 | 35.94 | 34.79 | 18.29 | 26.12 | 27.65 | 48.46 | 48.43 | 46.8 | 48.46 | 48.43 | 46.8 | 48.46 | 48.43 | 46.8 | 48.46 | 48.43 | 46.8 | 55.22 | 52.23 | 48.62 | 55.22 | 52.23 | 48.62 | 49.64 | 52.23 | 48.62 | 49.64 | 52.23 | 48.62 | 55.22 | 52.23 | 48.62 | 50.46 | 48.86 | 46.34 | 48.95 | 48.48 | 46.34 | 36.14 | 10.33 | 29
2256 | 34.33 | 31.13 | 35.13 | 34.33 | 31.13 | 35.13 | 34.33 | 31.13 | 35.13 | 34.33 | 31.13 | 35.13 | 38.98 | 34.41 | 36.42 | 38.98 | 34.41 | 36.42 | 38.98 | 43.95 | 36.42 | 38.98 | 43.95 | 36.42 | 38.98 | 34.41 | 36.42 | 34.68 | 31.45 | 34.42 | 34.29 | 30.82 | 34.42 | 18.29 | 26.12 | 26.86 | 46.96 | 48.43 | 46.8 | 46.96 | 48.43 | 46.8 | 46.96 | 48.43 | 46.8 | 46.96 | 48.43 | 46.8 | 55.15 | 52.16 | 48.55 | 55.15 | 52.16 | 48.55 | 49.57 | 52.16 | 48.55 | 49.57 | 52.16 | 48.55 | 55.15 | 52.16 | 48.55 | 48.41 | 47.89 | 46.34 | 47.43 | 47.95 | 46.34 | 36.14 | 10.33 | 10.33
2257 | 33.64 | 31.13 | 35.14 | 33.64 | 31.13 | 35.14 | 33.64 | 31.13 | 35.14 | 33.64 | 31.13 | 35.14 | 38.82 | 34.41 | 36.25 | 38.82 | 34.41 | 36.25 | 38.82 | 43.78 | 36.25 | 38.82 | 43.78 | 36.25 | 38.82 | 34.41 | 36.25 | 34.33 | 31.45 | 34.78 | 33.65 | 30.82 | 34.78 | 18.29 | 26.12 | 26.86 | 46.09 | 48.14 | 46.68 | 46.09 | 48.14 | 46.68 | 46.09 | 48.14 | 46.68 | 46.09 | 48.14 | 46.68 | 52.03 | 51.99 | 48.38 | 52.03 | 51.99 | 48.38 | 49.41 | 51.99 | 48.38 | 49.41 | 51.99 | 48.38 | 52.03 | 51.99 | 48.38 | 47.99 | 47.66 | 46.34 | 46.55 | 47.66 | 46.21 | 36.14 | 10.33 | 10.33
2258 | 33.65 | 31.13 | 35.14 | 33.65 | 31.13 | 35.14 | 33.65 | 31.13 | 35.14 | 33.65 | 31.13 | 35.14 | 38.72 | 34.41 | 36.15 | 38.72 | 34.41 | 36.15 | 38.72 | 43.68 | 36.15 | 38.72 | 43.68 | 36.15 | 38.72 | 34.41 | 36.15 | 34.33 | 31.45 | 34.79 | 33.99 | 30.82 | 34.79 | 18.29 | 26.12 | 27.65 | 45.77 | 48.43 | 46.68 | 45.77 | 48.43 | 46.68 | 45.77 | 48.43 | 46.68 | 45.77 | 48.43 | 46.68 | 51.93 | 51.9 | 48.28 | 51.93 | 51.9 | 48.28 | 49.31 | 51.9 | 48.28 | 49.31 | 51.9 | 48.28 | 51.93 | 51.9 | 48.28 | 47.19 | 47.95 | 46.34 | 46.23 | 47.95 | 46.21 | 44.86 | 10.33 | 29
2259 | 35.02 | 31.13 | 35.12 | 35.02 | 31.13 | 35.12 | 35.02 | 31.13 | 35.12 | 35.02 | 31.13 | 35.12 | 38.7 | 34.41 | 36.13 | 38.7 | 34.41 | 36.13 | 38.7 | 43.67 | 36.13 | 38.7 | 43.67 | 36.13 | 38.7 | 34.41 | 36.13 | 35.38 | 31.45 | 34.77 | 35.03 | 30.82 | 34.77 | 35.02 | 30.83 | 28.21 | 47.44 | 48.14 | 46.17 | 47.44 | 48.14 | 46.17 | 47.44 | 48.14 | 46.17 | 47.44 | 48.14 | 46.17 | 51.91 | 51.88 | 48.27 | 51.91 | 51.88 | 48.27 | 49.29 | 51.88 | 48.27 | 49.29 | 51.88 | 48.27 | 51.91 | 51.88 | 48.27 | 48.9 | 47.89 | 45.7 | 47.92 | 47.89 | 45.7 | 47.44 | 48.14 | 43.93
2260 | 37.7 | 32.43 | 35.14 | 37.7 | 32.43 | 35.14 | 37.7 | 32.43 | 35.14 | 37.7 | 32.43 | 35.14 | 39.58 | 43.62 | 36.23 | 39.58 | 43.62 | 36.23 | 38.87 | 43.83 | 36.3 | 38.87 | 43.83 | 36.3 | 39.58 | 43.62 | 36.23 | 37.32 | 32.76 | 34.79 | 37.32 | 32.11 | 34.79 | 37.7 | 31.78 | 31.75 | 48.88 | 48.48 | 46.17 | 48.88 | 48.48 | 46.17 | 48.88 | 48.48 | 46.17 | 48.88 | 48.48 | 46.17 | 55.04 | 52.05 | 48.43 | 55.04 | 52.05 | 48.43 | 49.46 | 52.05 | 48.43 | 49.46 | 52.05 | 48.43 | 55.04 | 52.05 | 48.43 | 50.4 | 48.8 | 46.34 | 49.39 | 48.8 | 45.7 | 48.88 | 48.48 | 46.17
2261 | 39.29 | 42.65 | 35.85 | 39.29 | 42.65 | 35.85 | 39.29 | 42.65 | 35.85 | 39.29 | 42.65 | 35.85 | 39.99 | 44.25 | 36.72 | 39.99 | 44.25 | 36.72 | 39.29 | 44.25 | 36.72 | 39.29 | 44.25 | 36.72 | 39.99 | 44.25 | 36.72 | 40.4 | 42.22 | 35.49 | 39.68 | 42.22 | 35.49 | 39.29 | 42.23 | 31.75 | 49.87 | 49.82 | 46.68 | 49.87 | 49.82 | 46.68 | 49.87 | 49.82 | 46.68 | 49.87 | 49.82 | 46.68 | 55.45 | 52.46 | 48.85 | 55.45 | 52.46 | 48.85 | 49.87 | 52.46 | 48.85 | 49.87 | 52.46 | 48.85 | 55.45 | 52.46 | 48.85 | 58.94 | 50.32 | 47.15 | 57.76 | 50.32 | 46.21 | 49.87 | 49.82 | 46.17
2262 | 39.62 | 43.09 | 36.21 | 39.62 | 43.09 | 36.21 | 39.62 | 43.09 | 36.21 | 39.62 | 43.09 | 36.21 | 40.33 | 44.59 | 37.05 | 40.33 | 44.59 | 37.05 | 39.62 | 44.59 | 37.05 | 39.62 | 44.59 | 37.05 | 40.33 | 44.59 | 37.05 | 44.25 | 42.22 | 35.85 | 43.37 | 42.66 | 35.85 | 39.62 | 43.09 | 32.07 | 50.21 | 50.95 | 46.68 | 50.21 | 50.95 | 46.68 | 50.21 | 50.95 | 46.68 | 50.21 | 50.95 | 46.68 | 55.79 | 52.8 | 49.18 | 55.79 | 52.8 | 49.18 | 50.21 | 52.8 | 49.18 | 50.21 | 52.8 | 49.18 | 55.79 | 52.8 | 49.18 | 66.99 | 50.63 | 47.16 | 65.65 | 50.63 | 46.21 | 50.21 | 50.95 | 46.17
2263 | 40.34 | 43.53 | 35.85 | 40.34 | 43.53 | 35.85 | 40.34 | 43.53 | 35.85 | 40.34 | 43.53 | 35.85 | 41.05 | 45.31 | 37.77 | 41.05 | 45.31 | 37.77 | 40.34 | 45.31 | 37.77 | 40.34 | 45.31 | 37.77 | 41.05 | 45.31 | 37.77 | 51.35 | 42.66 | 35.85 | 50.33 | 42.22 | 35.49 | 40.34 | 43.52 | 34.8 | 50.93 | 50.52 | 46.68 | 50.93 | 50.52 | 46.68 | 50.93 | 50.52 | 46.68 | 50.93 | 50.52 | 46.68 | 56.51 | 53.52 | 49.91 | 56.51 | 53.52 | 49.91 | 50.93 | 53.52 | 49.91 | 50.93 | 53.52 | 49.91 | 56.51 | 53.52 | 49.91 | 73.12 | 51.03 | 47.64 | 71.66 | 50.01 | 46.21 | 50.93 | 50.52 | 46.17
2264 | 40.96 | 42.8 | 34.44 | 40.96 | 42.8 | 34.44 | 40.96 | 42.8 | 34.44 | 40.96 | 42.8 | 34.44 | 41.67 | 45.93 | 38.39 | 41.67 | 45.93 | 38.39 | 40.96 | 45.93 | 38.39 | 40.96 | 45.93 | 38.39 | 41.67 | 45.93 | 38.39 | 47.99 | 42.37 | 34.79 | 41.37 | 41.53 | 34.09 | 40.96 | 42.8 | 33.06 | 51.55 | 48.63 | 45.25 | 51.55 | 48.63 | 45.25 | 51.55 | 48.63 | 45.25 | 51.55 | 48.63 | 45.25 | 57.13 | 54.14 | 50.52 | 57.13 | 54.14 | 50.52 | 51.55 | 54.14 | 50.52 | 51.55 | 54.14 | 50.52 | 57.13 | 54.14 | 50.52 | 67.42 | 49.13 | 48.11 | 66.07 | 48.15 | 44.8 | 51.55 | 48.63 | 45.25
2265 | 40.58 | 30.51 | 11.84 | 40.58 | 30.51 | 11.84 | 40.58 | 30.51 | 11.84 | 40.58 | 30.51 | 11.84 | 41.28 | 45.54 | 38.01 | 41.28 | 45.54 | 38.01 | 40.58 | 45.54 | 38.01 | 40.58 | 45.54 | 38.01 | 41.28 | 45.54 | 38.01 | 40.86 | 30.82 | 34.42 | 40.17 | 30.21 | 11.73 | 40.58 | 30.51 | 11.84 | 51.17 | 37.71 | 10.33 | 51.17 | 37.71 | 10.33 | 51.17 | 37.71 | 10.33 | 51.17 | 37.71 | 0 | 56.75 | 53.75 | 49.34 | 56.75 | 53.75 | 49.34 | 51.17 | 53.75 | 50.14 | 51.17 | 53.75 | 50.14 | 56.75 | 53.75 | 49.34 | 54.84 | 40.48 | 45.28 | 51.68 | 37.33 | 0 | 51.17 | 37.71 | 10.33
2266 | 40.3 | 12.34 | 0 | 40.3 | 12.34 | 0 | 40.3 | 12.34 | 0 | 40.3 | 12.34 | 0 | 41 | 45.26 | 37.73 | 41 | 45.26 | 37.73 | 40.3 | 45.26 | 37.73 | 40.3 | 45.26 | 37.73 | 41 | 45.26 | 37.73 | 36.23 | 12.46 | 33.4 | 36.97 | 12.21 | 0 | 40.3 | 12.34 | 0 | 50.89 | 36.38 | 0 | 50.89 | 36.38 | 0 | 50.89 | 36.38 | 0 | 50.89 | 36.38 | 0 | 56.47 | 53.47 | 49.34 | 56.47 | 53.47 | 49.34 | 50.89 | 53.47 | 49.86 | 50.89 | 53.47 | 49.86 | 56.47 | 53.47 | 49.34 | 50.91 | 39.06 | 44.8 | 50.4 | 36.02 | 0 | 50.89 | 36.38 | 0
2267 | 40.01 | 0 | 0 | 40.01 | 0 | 0 | 40.01 | 0 | 0 | 40.01 | 0 | 0 | 40.72 | 44.98 | 36.53 | 40.72 | 44.98 | 36.53 | 40.01 | 44.98 | 37.44 | 40.01 | 44.98 | 37.44 | 40.72 | 44.98 | 36.53 | 36.23 | 0 | 33.4 | 36.97 | 0 | 0 | 40.01 | 0 | 0 | 50.4 | 11.84 | 0 | 50.4 | 11.84 | 0 | 50.4 | 11.84 | 0 | 50.4 | 11.84 | 0 | 56.18 | 53.19 | 49.34 | 56.18 | 53.19 | 49.34 | 50.6 | 53.19 | 49.58 | 50.6 | 53.19 | 49.58 | 56.18 | 53.19 | 49.34 | 50.91 | 12.71 | 44.8 | 49.89 | 11.73 | 0 | 50.4 | 11.84 | 0
2268 | 39.81 | 0 | 0 | 39.81 | 0 | 0 | 39.81 | 0 | 0 | 39.81 | 0 | 0 | 40.51 | 44.77 | 35.49 | 40.51 | 44.77 | 35.49 | 39.81 | 44.77 | 37.24 | 39.81 | 44.77 | 37.24 | 40.51 | 44.77 | 35.49 | 36.23 | 0 | 33.4 | 36.23 | 0 | 0 | 39.81 | 0 | 0 | 50.4 | 10.33 | 0 | 50.4 | 10.33 | 0 | 50.4 | 10.33 | 0 | 50.4 | 10.33 | 0 | 55.98 | 52.98 | 48.37 | 55.98 | 52.98 | 48.37 | 50.4 | 52.98 | 49.37 | 50.4 | 52.98 | 49.37 | 55.98 | 52.98 | 48.37 | 50.91 | 12.46 | 44.8 | 49.89 | 10.23 | 0 | 50.4 | 10.33 | 0
2269 | 39.7 | 0 | 0 | 39.7 | 0 | 0 | 39.7 | 0 | 0 | 39.7 | 0 | 0 | 40.41 | 44.67 | 35.49 | 40.41 | 44.67 | 35.49 | 39.7 | 44.67 | 37.13 | 39.7 | 44.67 | 37.13 | 40.41 | 44.67 | 35.49 | 36.23 | 0 | 33.4 | 36.23 | 0 | 0 | 39.7 | 0 | 0 | 49.39 | 10.33 | 0 | 49.39 | 10.33 | 0 | 49.39 | 10.33 | 0 | 49.39 | 10.33 | 0 | 55.87 | 52.88 | 47.16 | 55.87 | 52.88 | 47.16 | 50.29 | 52.88 | 49.27 | 50.29 | 52.88 | 49.27 | 55.87 | 52.88 | 47.16 | 50.91 | 12.46 | 44.8 | 49.89 | 10.23 | 0 | 49.39 | 10.33 | 0
2270 | 39.56 | 13.09 | 0 | 39.56 | 13.09 | 0 | 39.56 | 13.09 | 0 | 39.56 | 13.09 | 0 | 40.27 | 44.53 | 35.49 | 40.27 | 44.53 | 35.49 | 39.56 | 44.53 | 35.49 | 39.56 | 44.53 | 36.99 | 40.27 | 44.53 | 35.49 | 36.23 | 12.82 | 33.4 | 36.23 | 12.57 | 0 | 39.56 | 13.09 | 0 | 50.15 | 37.45 | 0 | 50.15 | 37.45 | 0 | 50.15 | 37.45 | 0 | 50.15 | 37.45 | 0 | 55.73 | 52.74 | 47.16 | 55.73 | 52.74 | 47.16 | 50.15 | 52.74 | 47.16 | 50.15 | 52.74 | 49.13 | 55.73 | 52.74 | 47.16 | 51.69 | 38.22 | 44.8 | 50.66 | 37.08 | 0 | 50.15 | 32.95 | 0
2271 | 39.41 | 31.77 | 28.55 | 39.41 | 31.77 | 28.55 | 39.41 | 31.77 | 28.55 | 39.41 | 31.77 | 28.55 | 40.12 | 44.38 | 35.49 | 40.12 | 44.38 | 35.49 | 39.41 | 44.38 | 35.49 | 39.41 | 44.38 | 36.84 | 40.12 | 44.38 | 35.49 | 39.72 | 31.45 | 33.4 | 39.19 | 30.82 | 26.62 | 39.41 | 31.77 | 28.55 | 50 | 48.43 | 45.8 | 50 | 48.43 | 45.8 | 50 | 48.43 | 45.8 | 50 | 48.43 | 45.8 | 55.58 | 52.59 | 48.98 | 55.58 | 52.59 | 48.98 | 50 | 52.59 | 48.98 | 50 | 52.59 | 48.98 | 55.58 | 52.59 | 48.98 | 55.03 | 48.92 | 47.16 | 50.51 | 47.95 | 45.34 | 50 | 32.95 | 39.71
2272 | 39.31 | 32.1 | 34.77 | 39.31 | 32.1 | 34.77 | 39.31 | 32.1 | 34.77 | 39.31 | 32.1 | 34.77 | 40.02 | 44.28 | 36.53 | 40.02 | 44.28 | 36.53 | 39.31 | 44.28 | 36.53 | 39.31 | 44.28 | 36.75 | 40.02 | 44.28 | 36.53 | 39.62 | 31.78 | 34.42 | 39.23 | 31.45 | 26.89 | 39.31 | 31.68 | 28.21 | 49.9 | 50.52 | 46.17 | 49.9 | 50.52 | 46.17 | 49.9 | 50.52 | 46.17 | 49.9 | 50.52 | 46.17 | 55.48 | 52.49 | 48.88 | 55.48 | 52.49 | 48.88 | 49.9 | 52.49 | 48.88 | 49.9 | 52.49 | 48.88 | 55.48 | 52.49 | 48.88 | 54.95 | 50.52 | 47.64 | 53.85 | 50.01 | 45.7 | 49.9 | 37.89 | 29
2273 | 39.37 | 44.34 | 36.8 | 39.37 | 44.34 | 36.8 | 39.37 | 44.34 | 36.8 | 39.37 | 44.34 | 36.8 | 40.08 | 46.88 | 36.8 | 40.08 | 46.88 | 36.8 | 39.37 | 44.34 | 36.8 | 39.37 | 44.34 | 36.8 | 40.08 | 46.88 | 36.8 | 42.48 | 46.41 | 35.85 | 41.63 | 44.78 | 35.85 | 39.37 | 44.33 | 28.21 | 49.96 | 52.55 | 47.16 | 49.96 | 52.55 | 47.16 | 49.96 | 52.55 | 47.16 | 49.96 | 52.55 | 47.16 | 55.54 | 52.65 | 48.93 | 55.54 | 52.65 | 48.93 | 49.96 | 52.55 | 48.93 | 49.96 | 52.55 | 48.93 | 55.54 | 52.65 | 48.93 | 60.63 | 52.95 | 47.64 | 59.41 | 52.95 | 46.69 | 49.96 | 50.95 | 46.17
2274 | 39.51 | 44.47 | 36.94 | 39.51 | 44.47 | 36.94 | 39.51 | 44.47 | 36.94 | 39.51 | 44.47 | 36.94 | 40.21 | 47.02 | 36.94 | 40.21 | 47.02 | 36.94 | 39.51 | 44.47 | 36.94 | 39.51 | 44.47 | 36.94 | 40.21 | 47.02 | 36.94 | 50.82 | 58.45 | 38.07 | 49.8 | 44.92 | 37.31 | 39.51 | 44.47 | 36.94 | 50.1 | 52.68 | 49.07 | 50.1 | 52.68 | 49.07 | 50.1 | 52.68 | 49.07 | 50.1 | 52.68 | 49.07 | 55.68 | 52.79 | 49.07 | 55.68 | 52.79 | 49.07 | 50.1 | 52.68 | 49.07 | 50.1 | 52.68 | 49.07 | 55.68 | 52.79 | 49.07 | 73.86 | 73.33 | 50 | 72.39 | 53.22 | 49.57 | 50.1 | 52.68 | 46.17
2275 | 39.75 | 44.71 | 37.18 | 39.75 | 44.71 | 37.18 | 39.75 | 44.71 | 37.86 | 39.75 | 44.71 | 37.86 | 40.45 | 47.27 | 55.47 | 40.45 | 47.27 | 55.47 | 39.75 | 44.71 | 37.18 | 39.75 | 44.71 | 37.18 | 40.45 | 47.27 | 55.47 | 52.37 | 67.33 | 58.34 | 51.32 | 45.17 | 38.24 | 39.75 | 44.71 | 37.18 | 50.33 | 52.92 | 49.31 | 50.33 | 52.92 | 49.31 | 50.33 | 52.92 | 49.31 | 50.33 | 52.92 | 49.31 | 55.91 | 53.75 | 49.31 | 55.91 | 53.75 | 49.31 | 50.33 | 52.92 | 49.31 | 50.33 | 52.92 | 49.31 | 55.91 | 53.75 | 49.31 | 74.62 | 88.65 | 85.23 | 73.13 | 53.46 | 49.78 | 50.33 | 50.95 | 46.17
2276 | 39.83 | 44.8 | 37.26 | 39.83 | 44.8 | 37.26 | 39.83 | 44.8 | 37.26 | 39.83 | 44.8 | 37.26 | 40.54 | 47.35 | 55.47 | 40.54 | 47.35 | 55.47 | 39.83 | 44.8 | 37.26 | 39.83 | 44.8 | 37.26 | 40.54 | 47.35 | 55.47 | 52.37 | 67.33 | 58.34 | 51.32 | 45.25 | 37.64 | 39.83 | 44.8 | 33.74 | 50.42 | 53.01 | 49.4 | 50.42 | 53.01 | 49.4 | 50.42 | 53.01 | 49.4 | 50.42 | 53.01 | 49.4 | 56 | 53.12 | 49.4 | 56 | 53.12 | 49.4 | 50.42 | 53.01 | 49.4 | 50.42 | 53.01 | 49.4 | 56 | 53.12 | 49.4 | 74.62 | 90.45 | 85.23 | 73.13 | 53.55 | 49.78 | 50.42 | 38.21 | 34.62
2277 | 39.66 | 44.62 | 37.09 | 39.66 | 44.62 | 37.09 | 39.66 | 44.62 | 37.09 | 39.66 | 44.62 | 37.09 | 40.36 | 47.17 | 39.85 | 40.36 | 47.17 | 39.85 | 39.66 | 44.62 | 37.09 | 39.66 | 44.62 | 37.09 | 40.36 | 47.17 | 39.85 | 51.87 | 67.33 | 55.47 | 50.83 | 45.07 | 37.46 | 39.66 | 26.23 | 28.21 | 50.24 | 52.83 | 49.22 | 50.24 | 52.83 | 49.22 | 50.24 | 52.83 | 49.22 | 50.24 | 52.83 | 49.22 | 55.82 | 52.94 | 49.22 | 55.82 | 52.94 | 49.22 | 50.24 | 52.83 | 49.22 | 50.24 | 52.83 | 49.22 | 55.82 | 52.94 | 49.22 | 73.88 | 90.45 | 80.19 | 72.4 | 53.37 | 49.72 | 50.24 | 38.21 | 46.17
2278 | 39.41 | 44.38 | 36.84 | 39.41 | 44.38 | 36.84 | 39.41 | 44.38 | 36.84 | 39.41 | 44.38 | 36.84 | 40.12 | 46.92 | 38.27 | 40.12 | 46.92 | 38.27 | 39.41 | 44.38 | 36.84 | 39.41 | 44.38 | 36.84 | 40.12 | 46.92 | 38.27 | 43.82 | 61.16 | 55.47 | 39.81 | 44.83 | 37.21 | 38.63 | 26.12 | 28.21 | 50 | 52.59 | 48.98 | 50 | 52.59 | 48.98 | 50 | 52.59 | 48.98 | 50 | 52.59 | 48.98 | 55.58 | 52.69 | 48.98 | 55.58 | 52.69 | 48.98 | 50 | 52.59 | 48.98 | 50 | 52.59 | 48.98 | 55.58 | 52.69 | 48.98 | 70.77 | 80.91 | 80.19 | 50.5 | 53.12 | 49.47 | 48.69 | 38.21 | 46.17
2279 | 38.79 | 44.05 | 36.51 | 38.79 | 44.05 | 36.51 | 38.79 | 44.05 | 36.51 | 38.79 | 44.05 | 36.51 | 39.79 | 46.6 | 37.94 | 39.79 | 46.6 | 37.94 | 39.08 | 44.05 | 36.51 | 39.08 | 44.05 | 36.51 | 39.79 | 46.6 | 37.94 | 39.98 | 52.3 | 49.59 | 39.18 | 44.49 | 36.88 | 37.21 | 33.36 | 28.21 | 47.15 | 52.26 | 47.59 | 47.15 | 52.26 | 47.59 | 47.15 | 52.26 | 47.59 | 47.15 | 52.26 | 47.59 | 55.25 | 52.37 | 48.65 | 55.25 | 52.37 | 48.65 | 49.67 | 52.26 | 48.65 | 49.67 | 52.26 | 48.65 | 55.25 | 52.37 | 48.65 | 56.39 | 72.8 | 50.1 | 47.62 | 52.79 | 48.07 | 46.21 | 50.17 | 46.17
2280 | 38.36 | 44.01 | 36.48 | 38.36 | 44.01 | 36.48 | 38.36 | 44.01 | 36.48 | 38.36 | 44.01 | 36.48 | 39.75 | 46.56 | 37.9 | 39.75 | 46.56 | 37.9 | 39.04 | 44.01 | 36.48 | 39.04 | 44.01 | 36.48 | 39.75 | 46.56 | 37.9 | 39.54 | 52.3 | 49.59 | 38.75 | 44.46 | 36.84 | 37.21 | 41.5 | 33.74 | 47.5 | 52.22 | 48.61 | 47.5 | 52.22 | 48.61 | 47.5 | 52.22 | 48.61 | 47.5 | 52.22 | 48.61 | 55.21 | 52.33 | 48.61 | 55.21 | 52.33 | 48.61 | 49.63 | 52.22 | 48.61 | 49.63 | 52.22 | 48.61 | 55.21 | 52.33 | 48.61 | 55.4 | 72.8 | 50.1 | 47.98 | 52.75 | 49.1 | 47.5 | 51.19 | 46.17
2281 | 38.36 | 43.84 | 36.3 | 38.36 | 43.84 | 36.3 | 38.36 | 43.84 | 36.3 | 38.36 | 43.84 | 36.3 | 39.58 | 46.38 | 37.73 | 39.58 | 46.38 | 37.73 | 38.87 | 43.84 | 36.3 | 38.87 | 43.84 | 36.3 | 39.58 | 46.38 | 37.73 | 39.54 | 52.3 | 49.59 | 38.75 | 44.28 | 38.24 | 37.21 | 42.96 | 34.09 | 47.98 | 52.05 | 48.43 | 47.98 | 52.05 | 48.43 | 47.98 | 52.05 | 48.43 | 47.98 | 52.05 | 48.43 | 55.04 | 52.15 | 48.43 | 55.04 | 52.15 | 48.43 | 49.46 | 52.05 | 48.43 | 49.46 | 52.05 | 48.43 | 55.04 | 52.15 | 48.43 | 55.4 | 72.8 | 50.1 | 54.29 | 52.95 | 49.1 | 47.98 | 51.19 | 46.43
2282 | 38.36 | 43.75 | 36.21 | 38.36 | 43.75 | 36.21 | 38.36 | 43.75 | 36.21 | 38.36 | 43.75 | 36.21 | 39.49 | 46.3 | 37.64 | 39.49 | 46.3 | 37.64 | 38.78 | 43.75 | 36.21 | 38.78 | 43.75 | 36.21 | 39.49 | 46.3 | 37.64 | 39.54 | 52.45 | 49.59 | 38.75 | 51.4 | 38.24 | 38.36 | 42.95 | 34.09 | 47.98 | 51.96 | 48.35 | 47.98 | 51.96 | 48.35 | 47.98 | 51.96 | 48.35 | 47.98 | 51.96 | 48.35 | 54.95 | 52.07 | 48.35 | 54.95 | 52.07 | 48.35 | 49.37 | 51.96 | 48.35 | 49.37 | 51.96 | 48.35 | 54.95 | 52.07 | 48.35 | 55.4 | 73.1 | 50.79 | 54.29 | 66.49 | 49.78 | 47.98 | 51.19 | 46.43
2283 | 38.75 | 43.72 | 36.18 | 38.75 | 43.72 | 36.18 | 38.75 | 43.72 | 36.18 | 38.75 | 43.72 | 36.18 | 39.46 | 46.26 | 37.61 | 39.46 | 46.26 | 37.61 | 38.75 | 43.72 | 36.18 | 38.75 | 43.72 | 36.18 | 39.46 | 46.26 | 37.61 | 39.54 | 52.46 | 55.47 | 39.14 | 51.41 | 54.36 | 38.75 | 43.72 | 36.18 | 49.34 | 51.93 | 48.31 | 49.34 | 51.93 | 48.31 | 49.34 | 51.93 | 48.31 | 49.34 | 51.93 | 48.31 | 54.92 | 52.03 | 48.31 | 54.92 | 52.03 | 48.31 | 49.34 | 51.93 | 48.31 | 49.34 | 51.93 | 48.31 | 54.92 | 52.03 | 48.31 | 55.4 | 73.1 | 50.79 | 54.29 | 70.67 | 49.78 | 49.34 | 51.93 | 48.31
2284 | 38.94 | 43.9 | 36.37 | 38.94 | 43.9 | 36.37 | 38.94 | 43.9 | 36.37 | 38.94 | 43.9 | 36.37 | 39.64 | 46.45 | 37.79 | 39.64 | 46.45 | 37.79 | 38.94 | 43.9 | 36.37 | 38.94 | 43.9 | 36.37 | 39.64 | 46.45 | 37.79 | 40.04 | 57.48 | 55.47 | 39.33 | 56.34 | 54.36 | 38.94 | 43.9 | 36.37 | 49.53 | 52.11 | 48.5 | 49.53 | 52.11 | 48.5 | 49.53 | 52.11 | 48.5 | 49.53 | 52.11 | 48.5 | 55.11 | 52.22 | 48.5 | 55.11 | 52.22 | 48.5 | 49.53 | 52.11 | 48.5 | 49.53 | 52.11 | 48.5 | 55.11 | 52.22 | 48.5 | 57.54 | 82.87 | 63.1 | 57.54 | 81.21 | 61.84 | 49.53 | 52.11 | 48.5
2285 | 39.32 | 44.29 | 36.75 | 39.32 | 44.29 | 36.75 | 39.32 | 44.29 | 36.75 | 39.32 | 44.29 | 36.75 | 40.03 | 46.84 | 39.85 | 40.03 | 46.84 | 39.85 | 39.32 | 44.29 | 36.75 | 39.32 | 44.29 | 36.75 | 40.03 | 46.84 | 39.85 | 50.13 | 68.25 | 55.47 | 50.13 | 68.96 | 56.6 | 39.32 | 44.29 | 36.75 | 49.91 | 52.5 | 48.89 | 49.91 | 52.5 | 48.89 | 49.91 | 52.5 | 48.89 | 49.91 | 52.5 | 48.89 | 55.49 | 52.6 | 48.89 | 55.49 | 52.6 | 48.89 | 49.91 | 52.5 | 48.89 | 49.91 | 52.5 | 48.89 | 55.49 | 52.6 | 48.89 | 73.34 | 87.13 | 72.06 | 74.61 | 87.63 | 70.62 | 49.91 | 52.5 | 48.89
2286 | 39.68 | 44.64 | 37.11 | 39.68 | 44.65 | 37.11 | 40.38 | 44.65 | 57.76 | 40.38 | 44.65 | 57.76 | 40.38 | 47.21 | 58.34 | 40.38 | 47.21 | 58.34 | 39.68 | 44.65 | 37.11 | 39.68 | 44.64 | 37.11 | 40.38 | 47.21 | 58.34 | 53.13 | 68.96 | 59.55 | 53.13 | 68.96 | 59.55 | 39.68 | 44.64 | 37.11 | 50.27 | 52.86 | 49.24 | 50.27 | 52.86 | 49.24 | 50.27 | 52.86 | 49.24 | 50.27 | 52.86 | 49.24 | 55.85 | 54.13 | 49.24 | 55.85 | 54.13 | 49.24 | 50.27 | 52.86 | 49.24 | 50.27 | 52.86 | 49.24 | 55.85 | 54.13 | 49.24 | 76.94 | 92.18 | 94.09 | 76.94 | 90.34 | 65.72 | 50.27 | 52.86 | 49.24
2287 | 40.57 | 45.53 | 38 | 40.57 | 45.54 | 38 | 41.27 | 45.54 | 57.76 | 41.27 | 45.54 | 57.76 | 41.27 | 60.19 | 58.34 | 41.27 | 60.19 | 58.34 | 40.57 | 45.54 | 38 | 40.57 | 45.53 | 38 | 41.27 | 60.19 | 58.34 | 54.39 | 68.96 | 59.55 | 54.39 | 68.96 | 58.35 | 40.57 | 45.53 | 38 | 51.15 | 53.74 | 50.13 | 51.15 | 53.74 | 50.13 | 51.15 | 53.74 | 50.13 | 51.15 | 53.74 | 50.13 | 56.73 | 55.02 | 50.23 | 56.73 | 55.02 | 50.23 | 51.15 | 53.74 | 50.13 | 51.15 | 53.74 | 50.13 | 56.73 | 55.02 | 50.23 | 78.62 | 92.18 | 94.09 | 78.62 | 82.56 | 61.84 | 51.15 | 53.74 | 50.13
2288 | 41.22 | 46.19 | 38.65 | 41.22 | 46.19 | 38.65 | 41.93 | 46.19 | 39.44 | 41.93 | 46.19 | 39.44 | 41.93 | 48.74 | 57.76 | 41.93 | 48.74 | 57.76 | 41.22 | 46.19 | 38.65 | 41.22 | 46.19 | 38.65 | 41.93 | 48.74 | 57.76 | 53.13 | 68.95 | 58.95 | 53.13 | 67.58 | 39.84 | 41.22 | 46.19 | 38.65 | 51.81 | 54.4 | 50.79 | 51.81 | 54.4 | 50.79 | 51.81 | 54.4 | 50.79 | 51.81 | 54.4 | 50.79 | 57.39 | 55.68 | 50.89 | 57.39 | 55.68 | 50.89 | 51.81 | 54.4 | 50.79 | 51.81 | 54.4 | 50.79 | 57.39 | 55.68 | 50.89 | 74.62 | 91.4 | 73.51 | 74.62 | 70.67 | 51.3 | 51.81 | 54.4 | 50.79
2289 | 40.92 | 45.89 | 38.36 | 40.92 | 45.89 | 38.36 | 41.63 | 45.89 | 38.36 | 41.63 | 45.89 | 38.36 | 41.63 | 48.45 | 39.85 | 41.63 | 48.45 | 39.85 | 40.92 | 45.89 | 38.36 | 40.92 | 45.89 | 38.36 | 41.63 | 48.45 | 39.85 | 51.87 | 63.77 | 43.62 | 50.83 | 46.36 | 38.74 | 40.92 | 45.89 | 38.36 | 51.51 | 54.1 | 50.49 | 51.51 | 54.1 | 50.49 | 51.51 | 54.1 | 50.49 | 51.51 | 54.1 | 50.49 | 57.09 | 54.92 | 50.59 | 57.09 | 54.92 | 50.59 | 51.51 | 54.1 | 50.49 | 51.51 | 54.1 | 50.49 | 57.09 | 54.92 | 50.59 | 73.12 | 68.55 | 52.93 | 73.12 | 62.47 | 50.83 | 51.51 | 54.1 | 46.17
2290 | 40.35 | 45.31 | 37.78 | 40.35 | 45.31 | 37.78 | 40.35 | 45.31 | 37.78 | 40.35 | 45.31 | 37.78 | 41.06 | 47.86 | 37.78 | 41.06 | 47.86 | 37.78 | 40.35 | 45.32 | 37.78 | 40.35 | 45.31 | 37.78 | 41.06 | 47.86 | 37.78 | 44.71 | 51.72 | 38.16 | 43.82 | 45.77 | 37.4 | 40.35 | 45.31 | 37.78 | 50.94 | 53.53 | 46.68 | 50.94 | 53.53 | 46.68 | 50.94 | 53.53 | 46.68 | 50.94 | 53.53 | 46.68 | 56.52 | 53.63 | 49.91 | 56.52 | 53.63 | 49.91 | 50.94 | 53.53 | 49.91 | 50.94 | 53.53 | 49.91 | 56.52 | 53.63 | 49.91 | 63.51 | 62.41 | 47.64 | 62.24 | 54.07 | 46.21 | 50.94 | 53.53 | 46.17
2291 | 40.04 | 45.01 | 37.47 | 40.04 | 45.01 | 37.47 | 40.04 | 45.01 | 37.47 | 40.04 | 45.01 | 37.47 | 40.75 | 47.55 | 37.47 | 40.75 | 47.55 | 37.47 | 40.04 | 45.01 | 37.47 | 40.04 | 45.01 | 37.47 | 40.75 | 47.55 | 37.47 | 41.16 | 48.04 | 37.85 | 40.44 | 45.46 | 37.1 | 40.04 | 45.01 | 37.47 | 50.63 | 53.22 | 46.21 | 50.63 | 53.22 | 46.21 | 50.63 | 53.22 | 46.21 | 50.63 | 53.22 | 46.21 | 56.21 | 53.32 | 49.61 | 56.21 | 53.32 | 49.61 | 50.63 | 53.22 | 49.61 | 50.63 | 53.22 | 49.61 | 56.21 | 53.32 | 49.61 | 57.37 | 58.62 | 47.64 | 56.22 | 53.76 | 45.75 | 50.63 | 53.22 | 46.17
2292 | 39.81 | 44.78 | 36.79 | 39.81 | 44.78 | 36.79 | 39.81 | 44.78 | 36.79 | 39.81 | 44.78 | 36.79 | 40.52 | 47.33 | 37.24 | 40.52 | 47.33 | 37.24 | 39.81 | 44.78 | 37.24 | 39.81 | 44.78 | 37.24 | 40.52 | 47.33 | 37.24 | 40.38 | 47.8 | 37.16 | 40.21 | 45.23 | 36.42 | 39.81 | 44.78 | 36.79 | 50.4 | 52.99 | 46.17 | 50.4 | 52.99 | 46.17 | 50.4 | 52.99 | 46.17 | 50.4 | 52.99 | 46.17 | 55.98 | 53.1 | 49.38 | 55.98 | 53.1 | 49.38 | 50.4 | 52.99 | 49.38 | 50.4 | 52.99 | 49.38 | 55.98 | 53.1 | 49.38 | 56.55 | 54.62 | 47.64 | 55.41 | 53.52 | 46.21 | 50.4 | 52.99 | 46.17
2293 | 39.58 | 44.55 | 36.79 | 39.58 | 44.55 | 36.79 | 39.58 | 44.55 | 36.79 | 39.58 | 44.55 | 36.79 | 40.29 | 47.1 | 37.02 | 40.29 | 47.1 | 37.02 | 39.58 | 44.55 | 37.02 | 39.58 | 44.55 | 37.02 | 40.29 | 47.1 | 37.02 | 40.33 | 47.57 | 37.16 | 39.98 | 45 | 36.42 | 39.58 | 44.55 | 36.79 | 50.17 | 52.76 | 46.17 | 50.17 | 52.76 | 46.17 | 50.17 | 52.76 | 46.17 | 50.17 | 52.76 | 46.17 | 55.75 | 52.87 | 49.15 | 55.75 | 52.87 | 49.15 | 50.17 | 52.76 | 49.15 | 50.17 | 52.76 | 49.15 | 55.75 | 52.87 | 49.15 | 55.58 | 54.38 | 48.66 | 54.47 | 53.3 | 46.63 | 50.17 | 51.19 | 46.17
2294 | 39.36 | 44.32 | 36.79 | 39.36 | 44.32 | 36.79 | 39.36 | 44.32 | 36.79 | 39.36 | 44.32 | 36.79 | 40.07 | 46.87 | 36.79 | 40.07 | 46.87 | 36.79 | 39.36 | 44.33 | 36.79 | 39.36 | 44.32 | 36.79 | 40.07 | 46.87 | 36.79 | 40.47 | 47.57 | 37.16 | 39.76 | 44.77 | 36.42 | 39.36 | 44.32 | 36.79 | 49.95 | 52.54 | 46.17 | 49.95 | 52.54 | 46.17 | 49.95 | 52.54 | 46.17 | 49.95 | 52.54 | 46.17 | 55.53 | 52.64 | 48.92 | 55.53 | 52.64 | 48.92 | 49.95 | 52.54 | 48.92 | 49.95 | 52.54 | 48.92 | 55.53 | 52.64 | 48.92 | 55.53 | 54.38 | 48.43 | 54.42 | 53.07 | 46.63 | 49.95 | 51.19 | 46.17
2295 | 39.22 | 44.18 | 36.65 | 39.22 | 44.18 | 36.65 | 39.22 | 44.18 | 36.65 | 39.22 | 44.18 | 36.65 | 39.92 | 46.73 | 36.65 | 39.92 | 46.73 | 36.65 | 39.22 | 44.18 | 36.65 | 39.22 | 44.18 | 36.65 | 39.92 | 46.73 | 36.65 | 40.33 | 52.22 | 37.02 | 39.61 | 44.63 | 37.02 | 39.22 | 44.18 | 36.65 | 49.81 | 52.39 | 48.78 | 49.81 | 52.39 | 48.78 | 49.81 | 52.39 | 48.78 | 49.81 | 52.39 | 48.78 | 55.39 | 52.5 | 48.78 | 55.39 | 52.5 | 48.78 | 49.81 | 52.39 | 48.78 | 49.81 | 52.39 | 48.78 | 55.39 | 52.5 | 48.78 | 55.94 | 68.06 | 49.28 | 54.84 | 66.7 | 49.27 | 49.81 | 52.39 | 46.17
2296 | 39.11 | 44.08 | 36.54 | 39.11 | 44.08 | 36.54 | 39.11 | 44.08 | 36.54 | 39.11 | 44.08 | 36.54 | 39.82 | 46.62 | 36.54 | 39.82 | 46.62 | 36.54 | 39.11 | 44.08 | 36.54 | 39.11 | 44.08 | 36.54 | 39.82 | 46.62 | 36.54 | 46.73 | 64.01 | 72.32 | 47.69 | 62.73 | 70.88 | 39.11 | 44.08 | 36.54 | 49.7 | 52.29 | 48.67 | 49.7 | 52.29 | 48.67 | 49.7 | 52.29 | 48.67 | 49.7 | 52.29 | 48.67 | 55.28 | 52.39 | 49.86 | 55.28 | 52.39 | 49.86 | 49.7 | 52.29 | 48.67 | 49.7 | 52.29 | 48.67 | 55.28 | 52.39 | 49.86 | 64.75 | 82.26 | 100.33 | 65.73 | 83.93 | 98.32 | 49.7 | 52.29 | 48.67
2297 | 39.18 | 44.15 | 36.61 | 39.18 | 44.15 | 36.61 | 39.18 | 44.15 | 38.68 | 39.18 | 44.15 | 38.68 | 39.89 | 46.69 | 38.68 | 39.89 | 46.69 | 38.68 | 39.18 | 44.15 | 36.61 | 39.18 | 44.15 | 36.61 | 39.89 | 46.69 | 38.68 | 53.13 | 68.96 | 79.5 | 53.13 | 68.96 | 80.28 | 39.18 | 44.15 | 36.61 | 49.77 | 52.36 | 48.74 | 49.77 | 52.36 | 48.74 | 49.77 | 52.36 | 48.74 | 49.77 | 52.36 | 48.74 | 55.35 | 53.18 | 51.61 | 55.35 | 53.18 | 51.61 | 49.77 | 52.36 | 48.74 | 49.77 | 52.36 | 48.74 | 55.35 | 53.18 | 51.61 | 74.62 | 90.47 | 104.49 | 74.62 | 92.32 | 106.62 | 49.77 | 52.36 | 48.74
2298 | 39.36 | 44.33 | 36.8 | 39.36 | 44.33 | 36.8 | 39.36 | 44.33 | 62.01 | 39.36 | 44.33 | 62.01 | 40.07 | 46.88 | 62.01 | 40.07 | 46.88 | 62.01 | 39.36 | 44.33 | 36.8 | 39.36 | 44.33 | 36.8 | 40.07 | 46.88 | 62.01 | 54.21 | 93.09 | 88.56 | 54.76 | 94.05 | 86.78 | 39.36 | 44.33 | 36.8 | 49.95 | 52.54 | 51.3 | 49.95 | 52.54 | 51.3 | 49.95 | 52.54 | 51.3 | 49.95 | 52.54 | 51.3 | 55.53 | 53.82 | 90 | 55.53 | 53.82 | 90 | 49.95 | 52.54 | 51.3 | 49.95 | 52.54 | 48.93 | 55.53 | 53.82 | 90 | 77.73 | 113.14 | 109.97 | 78.52 | 115.45 | 108.89 | 49.95 | 52.54 | 51.3
2299 | 39.53 | 44.5 | 36.96 | 39.53 | 44.5 | 36.96 | 39.53 | 44.5 | 62.18 | 39.53 | 44.5 | 62.18 | 40.24 | 47.05 | 62.18 | 40.24 | 47.05 | 62.18 | 39.53 | 44.5 | 36.96 | 39.53 | 44.5 | 36.96 | 40.24 | 47.05 | 62.18 | 64.13 | 94.15 | 98.19 | 64.78 | 95.11 | 96.23 | 39.53 | 44.5 | 36.96 | 50.12 | 52.71 | 49.1 | 50.12 | 52.71 | 49.1 | 50.12 | 52.71 | 49.1 | 50.12 | 52.71 | 49.1 | 55.7 | 53.99 | 108.87 | 55.7 | 53.99 | 108.87 | 50.12 | 52.71 | 49.1 | 50.12 | 52.71 | 49.1 | 55.7 | 53.99 | 108.87 | 94.06 | 115.44 | 111.11 | 95.01 | 116.64 | 108.89 | 50.12 | 52.71 | 49.1
2300 | 39.57 | 44.53 | 37 | 39.57 | 44.53 | 37 | 39.57 | 44.53 | 48.12 | 39.57 | 44.53 | 48.12 | 40.27 | 47.09 | 48.12 | 40.27 | 47.09 | 48.12 | 39.57 | 44.53 | 37 | 39.57 | 44.53 | 37 | 40.27 | 47.09 | 48.12 | 54.72 | 94.15 | 98.19 | 54.72 | 95.1 | 96.23 | 39.57 | 44.53 | 37 | 50.16 | 52.74 | 49.13 | 50.16 | 52.74 | 49.13 | 50.16 | 52.74 | 49.13 | 50.16 | 52.74 | 49.13 | 55.74 | 54.02 | 108.87 | 55.74 | 54.02 | 108.87 | 50.16 | 52.74 | 49.13 | 50.16 | 52.74 | 49.13 | 55.74 | 54.02 | 108.87 | 79.31 | 115.44 | 111.11 | 80.11 | 116.64 | 108.89 | 50.16 | 52.74 | 49.13
2301 | 39.4 | 44.37 | 36.83 | 39.4 | 44.37 | 36.83 | 39.4 | 44.37 | 38.91 | 39.4 | 44.37 | 38.91 | 40.11 | 46.92 | 38.91 | 40.11 | 46.92 | 38.91 | 39.4 | 44.37 | 36.83 | 39.4 | 44.37 | 36.83 | 40.11 | 46.92 | 38.91 | 53.13 | 78.13 | 82.54 | 53.13 | 77.36 | 80.89 | 39.4 | 44.37 | 36.83 | 49.99 | 52.58 | 48.97 | 49.99 | 52.58 | 48.97 | 49.99 | 52.58 | 48.97 | 49.99 | 52.58 | 48.97 | 55.57 | 53.86 | 105.94 | 55.57 | 53.86 | 105.94 | 49.99 | 52.58 | 48.97 | 49.99 | 52.58 | 48.97 | 55.57 | 53.86 | 105.94 | 74.62 | 108.94 | 111.11 | 74.62 | 108.94 | 107.79 | 49.99 | 52.58 | 48.97
2302 | 39.29 | 44.26 | 36.73 | 39.29 | 44.26 | 36.73 | 39.29 | 44.26 | 37.47 | 39.29 | 44.26 | 37.47 | 40 | 46.81 | 38.15 | 40 | 46.81 | 38.15 | 39.29 | 44.26 | 36.73 | 39.29 | 44.26 | 36.73 | 40 | 46.81 | 38.15 | 52.4 | 68.96 | 81.96 | 52.4 | 68.96 | 80.28 | 39.29 | 44.26 | 36.73 | 49.88 | 52.47 | 48.86 | 49.88 | 52.47 | 48.86 | 49.88 | 52.47 | 48.86 | 49.88 | 52.47 | 48.86 | 55.46 | 53.75 | 103.5 | 55.46 | 53.75 | 103.5 | 49.88 | 52.47 | 48.86 | 49.88 | 52.47 | 48.86 | 55.46 | 53.75 | 103.5 | 73.86 | 95.79 | 110 | 73.86 | 93.87 | 106.7 | 49.88 | 52.47 | 48.86
2303 | 39.08 | 44.04 | 36.51 | 39.08 | 44.04 | 36.51 | 39.08 | 44.04 | 36.51 | 39.08 | 44.04 | 36.51 | 39.78 | 46.59 | 37.93 | 39.78 | 46.59 | 37.93 | 39.08 | 44.04 | 36.51 | 39.08 | 44.04 | 36.51 | 39.78 | 46.59 | 37.93 | 44.87 | 67.68 | 81.96 | 44.87 | 67.68 | 80.28 | 39.08 | 44.04 | 36.51 | 49.67 | 52.25 | 48.64 | 49.67 | 52.25 | 48.64 | 49.67 | 52.25 | 48.64 | 49.67 | 52.25 | 48.64 | 55.25 | 53.53 | 90 | 55.25 | 53.53 | 96 | 49.67 | 52.25 | 48.64 | 49.67 | 52.25 | 48.64 | 55.25 | 53.53 | 90 | 66.95 | 92.32 | 107.78 | 66.95 | 90.47 | 105.62 | 49.67 | 52.25 | 48.64
2304 | 39.19 | 44.16 | 36.63 | 39.19 | 44.16 | 36.63 | 39.19 | 44.16 | 36.63 | 39.19 | 44.16 | 36.63 | 39.9 | 46.71 | 38.05 | 39.9 | 46.71 | 38.05 | 39.19 | 44.16 | 36.63 | 39.19 | 44.16 | 36.63 | 39.9 | 46.71 | 38.05 | 44.25 | 65.99 | 81.96 | 44.25 | 65.99 | 80.28 | 39.19 | 44.16 | 36.63 | 49.78 | 52.37 | 48.76 | 49.78 | 52.37 | 48.76 | 49.78 | 52.37 | 48.76 | 49.78 | 52.37 | 48.76 | 55.36 | 53.19 | 78.75 | 55.36 | 53.19 | 80.19 | 49.78 | 52.37 | 48.76 | 49.78 | 52.37 | 48.76 | 55.36 | 53.19 | 78.75 | 63.51 | 92.32 | 107.78 | 63.51 | 90.47 | 105.62 | 49.78 | 52.37 | 48.76
2305 | 39.06 | 44.02 | 36.49 | 39.06 | 44.02 | 36.49 | 39.06 | 44.02 | 36.49 | 39.06 | 44.02 | 36.49 | 39.77 | 46.57 | 36.53 | 39.77 | 46.57 | 36.53 | 39.06 | 44.02 | 36.49 | 39.06 | 44.02 | 36.49 | 39.77 | 46.57 | 36.53 | 44.25 | 65 | 81.96 | 44.04 | 65 | 80.28 | 39.06 | 44.02 | 36.49 | 49.65 | 52.24 | 48.62 | 49.65 | 52.24 | 48.62 | 49.65 | 52.24 | 48.62 | 49.65 | 52.24 | 48.62 | 55.23 | 53.06 | 78.61 | 55.23 | 53.06 | 80.19 | 49.65 | 52.24 | 48.62 | 49.65 | 52.24 | 48.62 | 55.23 | 53.06 | 78.61 | 62.77 | 92.32 | 107.78 | 62.77 | 90.47 | 105.62 | 49.65 | 52.24 | 48.62
2306 | 38.91 | 43.88 | 36.34 | 38.91 | 43.88 | 36.34 | 38.91 | 43.88 | 36.34 | 38.91 | 43.88 | 36.34 | 39.62 | 46.42 | 37.77 | 39.62 | 46.42 | 37.77 | 38.91 | 43.88 | 36.34 | 38.91 | 43.88 | 36.34 | 39.62 | 46.42 | 37.77 | 43.18 | 62.97 | 81.96 | 43.18 | 62.97 | 80.28 | 38.91 | 43.88 | 36.34 | 49.5 | 52.09 | 48.47 | 49.5 | 52.09 | 48.47 | 49.5 | 52.09 | 48.47 | 49.5 | 52.09 | 48.47 | 55.08 | 52.91 | 57.97 | 55.08 | 52.91 | 57.97 | 49.5 | 52.09 | 48.47 | 49.5 | 52.09 | 48.47 | 55.08 | 52.91 | 57.97 | 61.24 | 92.32 | 108.88 | 61.24 | 90.47 | 106.7 | 49.5 | 52.09 | 48.47
2307 | 38.89 | 43.86 | 36.32 | 38.89 | 43.86 | 36.32 | 38.89 | 43.86 | 36.32 | 38.89 | 43.86 | 36.32 | 39.6 | 46.41 | 36.53 | 39.6 | 46.41 | 36.53 | 38.89 | 43.86 | 36.32 | 38.89 | 43.86 | 36.32 | 39.6 | 46.41 | 36.53 | 40.42 | 64.34 | 81.96 | 40.42 | 64.34 | 80.28 | 38.89 | 43.86 | 36.32 | 49.48 | 52.07 | 48.46 | 49.48 | 52.07 | 48.46 | 49.48 | 52.07 | 48.46 | 49.48 | 52.07 | 48.46 | 55.06 | 52.18 | 49.31 | 55.06 | 52.18 | 49.31 | 49.48 | 52.07 | 48.46 | 49.48 | 52.07 | 48.46 | 55.06 | 52.18 | 49.31 | 57.93 | 92.32 | 110 | 57.93 | 90.47 | 107.79 | 49.48 | 52.07 | 48.46
2308 | 38.92 | 43.89 | 36.35 | 38.92 | 43.89 | 36.35 | 38.92 | 43.89 | 36.35 | 38.92 | 43.89 | 36.35 | 39.63 | 46.43 | 36.35 | 39.63 | 46.44 | 36.35 | 38.92 | 43.89 | 36.35 | 38.92 | 43.89 | 36.35 | 39.63 | 46.43 | 36.35 | 41.4 | 63.07 | 81.96 | 41.4 | 63.07 | 80.32 | 38.92 | 43.89 | 36.35 | 49.51 | 52.1 | 48.49 | 49.51 | 52.1 | 48.49 | 49.51 | 52.1 | 48.49 | 49.51 | 52.1 | 48.49 | 55.09 | 52.2 | 49.31 | 55.09 | 52.2 | 49.31 | 49.51 | 52.1 | 48.49 | 49.51 | 52.1 | 48.49 | 55.09 | 52.2 | 49.31 | 57.33 | 85 | 111.11 | 57.33 | 85 | 104.49 | 49.51 | 52.1 | 48.49
2309 | 38.99 | 43.96 | 36.43 | 38.99 | 43.96 | 36.43 | 38.99 | 43.96 | 36.43 | 38.99 | 43.96 | 36.43 | 39.7 | 46.51 | 36.43 | 39.7 | 46.51 | 36.43 | 38.99 | 43.96 | 36.43 | 38.99 | 43.96 | 36.43 | 39.7 | 46.51 | 36.43 | 45.17 | 67.7 | 81.96 | 45.17 | 67.7 | 80.32 | 38.99 | 43.96 | 36.43 | 49.58 | 52.17 | 49.31 | 49.58 | 52.17 | 49.31 | 49.58 | 52.17 | 49.31 | 49.58 | 52.17 | 49.31 | 55.16 | 52.28 | 49.31 | 55.16 | 52.28 | 49.31 | 49.58 | 52.17 | 49.31 | 49.58 | 52.17 | 48.56 | 55.16 | 52.28 | 49.31 | 63.51 | 92.32 | 111.11 | 63.51 | 90.47 | 107.79 | 49.58 | 52.17 | 49.31
2310 | 39.05 | 44.02 | 37.64 | 39.05 | 44.02 | 37.64 | 39.05 | 44.02 | 37.64 | 39.05 | 44.02 | 37.64 | 39.76 | 46.56 | 37.64 | 39.76 | 46.56 | 37.64 | 39.05 | 44.02 | 37.64 | 39.05 | 44.02 | 36.48 | 39.76 | 46.56 | 37.64 | 47.66 | 66.91 | 80.73 | 47.66 | 67.59 | 80.28 | 39.05 | 44.02 | 37.64 | 49.64 | 52.23 | 51.3 | 49.64 | 52.23 | 51.3 | 49.64 | 52.23 | 51.3 | 49.64 | 52.23 | 51.3 | 55.22 | 53.05 | 51.3 | 55.22 | 53.05 | 51.3 | 49.64 | 52.23 | 51.3 | 49.64 | 52.23 | 48.62 | 55.22 | 53.05 | 51.3 | 65.09 | 86.55 | 111.11 | 65.09 | 86.55 | 107.79 | 49.64 | 52.23 | 51.3
2311 | 39.18 | 44.15 | 38.04 | 39.18 | 44.15 | 38.04 | 39.18 | 44.15 | 38.04 | 39.18 | 44.15 | 38.04 | 39.89 | 46.7 | 38.04 | 39.89 | 46.7 | 38.04 | 39.18 | 44.15 | 38.04 | 39.18 | 44.15 | 36.62 | 39.89 | 46.7 | 38.04 | 46.68 | 58.09 | 59.55 | 45.76 | 58.09 | 59.55 | 39.18 | 44.15 | 38.04 | 49.77 | 56.61 | 51.3 | 49.77 | 56.61 | 51.3 | 49.77 | 56.61 | 51.3 | 49.77 | 56.61 | 51.3 | 55.35 | 56.61 | 51.3 | 55.35 | 56.61 | 51.3 | 49.77 | 56.61 | 51.3 | 49.77 | 52.36 | 48.75 | 55.35 | 56.61 | 51.3 | 65.67 | 74.84 | 80.86 | 65.01 | 74.84 | 80.86 | 49.77 | 56.61 | 51.3
2312 | 39.38 | 44.35 | 36.81 | 39.38 | 44.35 | 36.81 | 39.38 | 44.35 | 36.81 | 39.38 | 44.35 | 36.81 | 40.09 | 46.89 | 36.81 | 40.09 | 46.89 | 36.81 | 39.38 | 44.35 | 36.81 | 39.38 | 44.35 | 36.81 | 40.09 | 46.89 | 36.81 | 44.71 | 48.34 | 37.18 | 44.71 | 47.38 | 37.18 | 39.38 | 44.35 | 36.81 | 49.97 | 52.66 | 48.94 | 49.97 | 52.66 | 48.94 | 49.97 | 52.66 | 48.94 | 49.97 | 52.66 | 48.94 | 55.55 | 52.66 | 48.94 | 55.55 | 52.66 | 48.94 | 49.97 | 52.66 | 48.94 | 49.97 | 52.56 | 48.94 | 55.55 | 52.66 | 48.94 | 62.48 | 60.23 | 52.93 | 61.24 | 60.23 | 52.39 | 49.97 | 52.66 | 48.94
2313 | 39.61 | 44.58 | 37.04 | 39.61 | 44.58 | 37.04 | 39.61 | 44.58 | 37.04 | 39.61 | 44.58 | 37.04 | 40.32 | 46.97 | 37.04 | 40.32 | 46.97 | 37.04 | 39.61 | 44.58 | 37.04 | 39.61 | 44.58 | 37.04 | 40.32 | 46.97 | 37.04 | 41.03 | 46.02 | 35.85 | 40.21 | 45.1 | 36.58 | 39.61 | 44.58 | 37.04 | 50.2 | 52.89 | 49.18 | 50.2 | 52.89 | 49.18 | 50.2 | 52.89 | 49.18 | 50.2 | 52.89 | 49.18 | 55.78 | 52.89 | 49.18 | 55.78 | 52.89 | 49.18 | 50.2 | 52.89 | 49.18 | 50.2 | 52.79 | 49.18 | 55.78 | 52.89 | 49.18 | 56.99 | 53.98 | 48.61 | 55.85 | 53.43 | 48.68 | 50.2 | 52.89 | 49.18
2314 | 39.65 | 44.62 | 37.08 | 39.65 | 44.62 | 37.08 | 39.65 | 44.62 | 37.08 | 39.65 | 44.62 | 37.08 | 40.36 | 46.65 | 37.08 | 40.36 | 46.65 | 37.08 | 39.65 | 44.62 | 37.08 | 39.65 | 44.62 | 37.08 | 40.36 | 46.65 | 37.08 | 39.95 | 45.71 | 35.85 | 39.69 | 44.83 | 36.58 | 39.65 | 44.62 | 37.08 | 50.24 | 52.83 | 49.21 | 50.24 | 52.83 | 49.21 | 50.24 | 52.83 | 49.21 | 50.24 | 52.83 | 49.1 | 55.82 | 52.83 | 49.21 | 55.82 | 52.83 | 49.21 | 50.24 | 52.83 | 49.21 | 50.24 | 52.83 | 49.21 | 55.82 | 52.83 | 49.21 | 54.14 | 51.35 | 48.61 | 53.05 | 52.3 | 48.61 | 50.24 | 52.83 | 49.21
2315 | 39.54 | 44.51 | 36.97 | 39.54 | 44.51 | 36.97 | 39.54 | 44.51 | 36.97 | 39.54 | 44.51 | 36.97 | 40.25 | 46.65 | 36.97 | 40.25 | 46.65 | 36.97 | 39.54 | 44.51 | 36.97 | 39.54 | 44.51 | 36.97 | 40.25 | 46.65 | 36.97 | 39.75 | 45.7 | 35.85 | 39.56 | 44.8 | 35.85 | 39.54 | 44.51 | 36.97 | 50.13 | 52.72 | 49.11 | 50.13 | 52.72 | 49.11 | 50.13 | 52.72 | 49.11 | 50.13 | 52.72 | 49.1 | 55.71 | 52.72 | 49.11 | 55.71 | 52.72 | 49.11 | 50.13 | 52.72 | 49.11 | 50.13 | 52.72 | 49.11 | 55.71 | 52.72 | 49.11 | 54.14 | 51.35 | 48.61 | 53.05 | 52.19 | 48.61 | 50.13 | 52.72 | 49.11
2316 | 39.44 | 44.41 | 36.87 | 39.44 | 44.41 | 36.87 | 39.44 | 44.41 | 36.87 | 39.44 | 44.41 | 36.87 | 40.15 | 46.16 | 36.87 | 40.15 | 46.16 | 36.87 | 39.44 | 44.41 | 36.87 | 39.44 | 44.41 | 36.87 | 40.15 | 46.16 | 36.87 | 39.75 | 45.7 | 35.85 | 39.56 | 44.8 | 35.85 | 39.44 | 44.41 | 36.87 | 50.03 | 52.62 | 49.01 | 50.03 | 52.62 | 49.01 | 50.03 | 52.62 | 49.01 | 50.03 | 52.62 | 49.01 | 55.61 | 52.62 | 49.01 | 55.61 | 52.62 | 49.01 | 50.03 | 52.62 | 49.01 | 50.03 | 52.62 | 49.01 | 55.61 | 52.62 | 49.01 | 54.14 | 51.35 | 48.52 | 53.05 | 52.09 | 48.52 | 50.03 | 52.62 | 49.01
2317 | 39.23 | 44.19 | 36.66 | 39.23 | 44.19 | 36.66 | 39.23 | 44.19 | 36.66 | 39.23 | 44.19 | 36.66 | 39.93 | 45.87 | 36.66 | 39.93 | 45.87 | 36.66 | 39.23 | 44.19 | 36.66 | 39.23 | 44.19 | 36.66 | 39.93 | 45.87 | 36.66 | 39.56 | 45.41 | 35.85 | 39.56 | 44.64 | 35.85 | 39.23 | 44.19 | 36.66 | 49.81 | 52.4 | 48.79 | 49.81 | 52.4 | 48.79 | 49.81 | 52.4 | 48.79 | 49.81 | 52.4 | 48.79 | 55.39 | 52.4 | 48.79 | 55.39 | 52.4 | 48.79 | 49.81 | 52.4 | 48.79 | 49.81 | 52.4 | 48.79 | 55.39 | 52.4 | 48.79 | 54.14 | 51.35 | 48.3 | 53.05 | 51.88 | 48.3 | 49.81 | 52.4 | 48.79
2318 | 39.08 | 44.05 | 36.51 | 39.08 | 44.05 | 36.51 | 39.08 | 44.05 | 36.51 | 39.08 | 44.05 | 36.51 | 39.79 | 45.86 | 36.51 | 39.79 | 45.86 | 36.51 | 39.08 | 44.05 | 36.51 | 39.08 | 44.05 | 36.51 | 39.79 | 45.86 | 36.51 | 39.56 | 45.4 | 35.85 | 39.48 | 44.5 | 36.15 | 39.08 | 44.05 | 36.51 | 49.67 | 52.26 | 48.65 | 49.67 | 52.26 | 48.65 | 49.67 | 52.26 | 48.65 | 49.67 | 52.26 | 48.65 | 55.25 | 52.37 | 48.65 | 55.25 | 52.37 | 48.65 | 49.67 | 52.26 | 48.65 | 49.67 | 52.26 | 48.65 | 55.25 | 52.37 | 48.65 | 54.14 | 52.95 | 48.16 | 53.05 | 52.95 | 48.61 | 49.67 | 52.26 | 48.65
2319 | 39 | 43.97 | 36.43 | 39 | 43.97 | 36.43 | 39 | 43.97 | 36.43 | 39 | 43.97 | 36.43 | 39.71 | 46.36 | 36.43 | 39.71 | 46.36 | 36.43 | 39 | 43.97 | 36.43 | 39 | 43.97 | 36.43 | 39.71 | 46.36 | 36.43 | 39.56 | 45.89 | 36.07 | 39.39 | 45.1 | 36.07 | 39 | 43.97 | 36.43 | 49.59 | 52.28 | 48.56 | 49.59 | 52.28 | 48.56 | 49.59 | 52.28 | 48.56 | 49.59 | 52.28 | 48.56 | 55.17 | 52.28 | 48.56 | 55.17 | 52.28 | 48.56 | 49.59 | 52.18 | 48.56 | 49.59 | 52.18 | 48.56 | 55.17 | 52.28 | 48.56 | 54.14 | 59.43 | 49.78 | 53.06 | 60.64 | 50.78 | 49.59 | 52.28 | 48.56
2320 | 39.02 | 43.99 | 36.45 | 39.02 | 43.99 | 36.45 | 39.02 | 43.99 | 36.45 | 39.02 | 43.99 | 36.45 | 39.73 | 46.39 | 36.45 | 39.73 | 46.53 | 36.45 | 39.02 | 43.99 | 36.45 | 39.02 | 43.99 | 36.45 | 39.73 | 46.39 | 36.45 | 40.64 | 47.49 | 42.52 | 39.83 | 47.49 | 42.52 | 39.02 | 43.99 | 36.45 | 49.61 | 52.31 | 51.3 | 49.61 | 52.31 | 51.3 | 49.61 | 52.31 | 51.3 | 49.61 | 52.31 | 51.3 | 55.19 | 52.31 | 48.69 | 55.19 | 52.31 | 48.69 | 49.61 | 52.31 | 48.69 | 49.61 | 52.2 | 48.59 | 55.19 | 52.31 | 48.69 | 58.66 | 67.63 | 65.93 | 58.07 | 69.01 | 67.28 | 49.61 | 52.31 | 51.3
2321 | 39.19 | 44.15 | 45.91 | 39.19 | 44.16 | 45.91 | 39.19 | 44.16 | 45.91 | 39.19 | 44.16 | 45.91 | 39.89 | 46.7 | 37.27 | 39.89 | 46.7 | 37.27 | 39.19 | 44.16 | 37.27 | 39.19 | 44.15 | 36.62 | 39.89 | 46.7 | 37.27 | 52.92 | 60.53 | 46.85 | 51.87 | 61.76 | 47.8 | 39.19 | 44.15 | 45.91 | 49.78 | 58.48 | 64.79 | 49.78 | 58.48 | 64.79 | 49.78 | 58.48 | 64.79 | 49.78 | 58.48 | 64.79 | 55.36 | 58.48 | 49.93 | 55.36 | 58.48 | 49.93 | 49.78 | 58.48 | 49.93 | 49.78 | 52.36 | 48.75 | 55.36 | 58.48 | 49.93 | 66.76 | 80.31 | 84.79 | 68.12 | 81.95 | 89.18 | 49.78 | 58.48 | 64.79
2322 | 39.41 | 46.93 | 47.16 | 39.41 | 46.93 | 47.16 | 39.41 | 46.93 | 47.16 | 39.41 | 46.93 | 47.16 | 40.11 | 46.93 | 40 | 40.11 | 46.93 | 40 | 39.41 | 46.93 | 40 | 39.41 | 44.38 | 36.84 | 40.11 | 46.93 | 40 | 53.46 | 63.07 | 48.14 | 53.46 | 64.35 | 49.12 | 39.41 | 46.93 | 47.16 | 50 | 71.07 | 85.77 | 50 | 71.07 | 85.77 | 50 | 71.07 | 85.77 | 50 | 72.52 | 85.77 | 55.58 | 71.07 | 52.4 | 55.58 | 71.07 | 52.4 | 50 | 71.07 | 52.4 | 50 | 52.58 | 48.97 | 55.58 | 71.07 | 52.4 | 73.16 | 92.18 | 98.01 | 73.16 | 94.06 | 104.49 | 50 | 71.07 | 85.77
2323 | 39.62 | 47.16 | 47.16 | 39.62 | 47.16 | 47.16 | 39.62 | 47.16 | 47.16 | 39.62 | 47.16 | 47.16 | 40.33 | 47.16 | 40.41 | 40.33 | 47.16 | 40.41 | 39.62 | 47.16 | 40.41 | 39.62 | 44.61 | 39.85 | 40.33 | 47.16 | 40.41 | 53.46 | 63.07 | 48.14 | 53.46 | 64.35 | 49.12 | 39.62 | 47.16 | 47.16 | 50.21 | 77.97 | 85.98 | 50.21 | 77.97 | 85.98 | 55.79 | 77.97 | 85.98 | 55.79 | 77.97 | 85.98 | 55.79 | 77.97 | 52.4 | 55.79 | 77.97 | 52.4 | 50.21 | 77.97 | 52.4 | 50.21 | 52.8 | 51.61 | 55.79 | 77.97 | 52.4 | 73.86 | 92.18 | 98.01 | 73.86 | 94.06 | 104.49 | 55.79 | 77.97 | 85.98
2324 | 39.62 | 47.14 | 40.41 | 39.62 | 47.14 | 40.41 | 39.62 | 47.14 | 41.23 | 39.62 | 47.14 | 41.23 | 40.32 | 47.14 | 40.41 | 40.32 | 47.14 | 40.41 | 39.62 | 47.14 | 40.41 | 39.62 | 47.14 | 40.41 | 40.32 | 47.14 | 40.41 | 53.46 | 60.54 | 47.49 | 52.4 | 61.77 | 48.45 | 39.62 | 47.14 | 40.41 | 50.21 | 77.97 | 63.7 | 50.21 | 77.97 | 63.7 | 50.21 | 77.97 | 63.7 | 50.21 | 77.97 | 63.7 | 55.78 | 77.97 | 52.4 | 55.78 | 77.97 | 52.4 | 50.21 | 77.97 | 52.4 | 50.21 | 77.97 | 51.61 | 55.78 | 77.97 | 52.4 | 72.99 | 82.29 | 95.07 | 73.16 | 86.55 | 104.49 | 50.21 | 77.97 | 63.7
2325 | 39.49 | 44.46 | 36.92 | 39.49 | 44.46 | 36.92 | 39.49 | 44.46 | 39.6 | 39.49 | 44.46 | 39.6 | 40.2 | 47.01 | 39.6 | 40.2 | 47.01 | 39.6 | 39.49 | 44.46 | 36.92 | 39.49 | 44.46 | 36.92 | 40.2 | 47.01 | 39.6 | 51.29 | 60.14 | 40 | 50.27 | 61.36 | 47.8 | 39.49 | 44.46 | 36.92 | 50.08 | 53.95 | 52.4 | 50.08 | 53.95 | 52.4 | 50.08 | 53.95 | 52.4 | 50.08 | 53.95 | 52.4 | 55.66 | 53.95 | 52.4 | 55.66 | 53.95 | 52.4 | 50.08 | 53.95 | 52.4 | 50.08 | 53.95 | 52.4 | 55.66 | 53.95 | 52.4 | 71.7 | 80.65 | 52.93 | 71.7 | 84.83 | 90.08 | 50.08 | 53.95 | 52.4
2326 | 39.42 | 44.39 | 36.85 | 39.42 | 44.39 | 36.85 | 39.42 | 44.39 | 39.6 | 39.42 | 44.39 | 39.6 | 40.13 | 46.94 | 39.6 | 40.13 | 46.94 | 39.6 | 39.42 | 44.39 | 36.85 | 39.42 | 44.39 | 36.85 | 40.13 | 46.94 | 39.6 | 44.71 | 56.9 | 40 | 43.82 | 58.07 | 44.51 | 39.42 | 44.39 | 36.85 | 50.01 | 53.82 | 51.61 | 50.01 | 53.82 | 51.61 | 50.01 | 53.82 | 51.61 | 50.01 | 53.82 | 51.61 | 55.59 | 53.82 | 51.61 | 55.59 | 53.82 | 51.61 | 50.01 | 53.82 | 51.61 | 50.01 | 53.82 | 51.61 | 55.59 | 53.82 | 51.61 | 62.24 | 79.48 | 52.13 | 62.24 | 81.94 | 89.18 | 50.01 | 53.82 | 51.61
2327 | 39.26 | 44.23 | 36.69 | 39.26 | 44.23 | 36.69 | 39.26 | 44.23 | 38.12 | 39.26 | 44.23 | 38.12 | 39.97 | 46.78 | 38.12 | 39.97 | 46.78 | 38.12 | 39.26 | 44.23 | 36.69 | 39.26 | 44.23 | 36.69 | 39.97 | 46.78 | 38.12 | 42.64 | 48.66 | 38.5 | 41.79 | 49.65 | 42.75 | 39.26 | 44.23 | 36.69 | 49.85 | 52.44 | 51.3 | 49.85 | 52.44 | 51.3 | 49.85 | 52.44 | 51.3 | 49.85 | 52.44 | 51.3 | 55.43 | 52.54 | 51.3 | 55.43 | 52.54 | 51.3 | 49.85 | 52.44 | 51.3 | 49.85 | 52.44 | 51.3 | 55.43 | 52.54 | 51.3 | 60.63 | 71.58 | 51.3 | 60.63 | 73.79 | 86.52 | 49.85 | 52.44 | 51.3
2328 | 39.27 | 44.24 | 36.7 | 39.27 | 44.24 | 36.7 | 39.27 | 44.24 | 37.86 | 39.27 | 44.24 | 37.86 | 39.98 | 46.78 | 37.86 | 39.98 | 46.78 | 37.86 | 39.27 | 44.24 | 36.7 | 39.27 | 44.24 | 36.7 | 39.98 | 46.78 | 37.86 | 40.39 | 48.11 | 38.24 | 40.39 | 49.1 | 42.75 | 39.27 | 44.24 | 36.7 | 49.86 | 52.45 | 51.3 | 49.86 | 52.45 | 51.3 | 49.86 | 52.45 | 51.3 | 49.86 | 52.45 | 51.3 | 55.44 | 52.55 | 49.11 | 55.44 | 52.55 | 49.11 | 49.86 | 52.45 | 49.11 | 49.86 | 52.45 | 49.11 | 55.44 | 52.55 | 49.11 | 60.02 | 71.07 | 49.61 | 60.02 | 72.52 | 86.51 | 49.86 | 52.45 | 51.3
2329 | 39.05 | 44.01 | 37.86 | 39.05 | 44.01 | 37.86 | 39.05 | 44.01 | 37.86 | 39.05 | 44.01 | 37.86 | 39.75 | 46.55 | 37.86 | 39.75 | 46.56 | 37.86 | 39.05 | 44.01 | 37.86 | 39.05 | 44.01 | 37.86 | 39.75 | 46.55 | 37.86 | 40.15 | 47.03 | 38.24 | 39.67 | 47.99 | 39.04 | 39.05 | 44.01 | 37.86 | 49.63 | 52.33 | 51.3 | 49.63 | 52.33 | 51.3 | 49.63 | 52.33 | 51.3 | 49.63 | 52.33 | 51.3 | 55.21 | 52.33 | 49.11 | 55.21 | 52.33 | 49.11 | 49.63 | 52.33 | 49.11 | 49.63 | 52.33 | 49.11 | 55.21 | 52.33 | 49.11 | 56.29 | 63.64 | 49.11 | 56.29 | 69.01 | 70 | 49.63 | 52.33 | 51.3
2330 | 38.91 | 43.88 | 37.77 | 38.91 | 43.88 | 37.77 | 38.91 | 43.88 | 37.77 | 38.91 | 43.88 | 37.77 | 39.62 | 46.42 | 37.77 | 39.62 | 46.42 | 37.77 | 38.91 | 43.88 | 37.77 | 38.91 | 43.88 | 37.77 | 39.62 | 46.42 | 37.77 | 39.98 | 46.89 | 38.15 | 39.31 | 47.85 | 39.04 | 38.91 | 43.88 | 37.77 | 49.5 | 52.2 | 51.3 | 49.5 | 52.2 | 51.3 | 49.5 | 52.2 | 51.3 | 49.5 | 52.2 | 51.3 | 55.08 | 52.2 | 49.11 | 55.08 | 52.2 | 49.11 | 49.5 | 52.2 | 49.11 | 49.5 | 52.2 | 49.11 | 55.08 | 52.2 | 49.11 | 55.85 | 58.78 | 49.11 | 55.85 | 68.32 | 68.61 | 49.5 | 52.2 | 51.3
2331 | 38.86 | 43.82 | 36.29 | 38.86 | 43.82 | 36.29 | 38.86 | 43.82 | 36.29 | 38.86 | 43.82 | 36.29 | 39.56 | 46.36 | 36.29 | 39.56 | 46.37 | 36.29 | 38.86 | 43.82 | 36.29 | 38.86 | 43.82 | 36.29 | 39.56 | 46.36 | 36.29 | 39.56 | 46.37 | 36.66 | 39.25 | 47.31 | 38.65 | 38.86 | 43.82 | 36.29 | 49.45 | 52.14 | 51.3 | 49.45 | 52.14 | 51.3 | 49.45 | 52.14 | 51.3 | 49.45 | 52.14 | 51.3 | 55.03 | 52.14 | 49.11 | 55.03 | 52.14 | 49.11 | 49.45 | 52.14 | 49.11 | 49.45 | 52.14 | 49.11 | 55.03 | 52.14 | 49.11 | 55.58 | 54.65 | 49.11 | 55.58 | 68.32 | 54.01 | 49.45 | 52.14 | 51.3
2332 | 38.85 | 43.82 | 36.28 | 38.85 | 43.82 | 36.28 | 38.85 | 43.82 | 36.28 | 38.85 | 43.82 | 36.28 | 39.56 | 46.21 | 36.28 | 39.56 | 46.21 | 36.28 | 38.85 | 43.82 | 36.28 | 38.85 | 43.82 | 36.28 | 39.56 | 46.21 | 36.28 | 39.29 | 45.75 | 35.92 | 39.24 | 45.99 | 38.65 | 38.85 | 43.82 | 36.28 | 49.44 | 52.14 | 51.3 | 49.44 | 52.14 | 51.3 | 49.44 | 52.14 | 51.3 | 49.44 | 52.14 | 51.3 | 55.02 | 52.14 | 48.62 | 55.02 | 52.14 | 48.62 | 49.44 | 52.14 | 48.62 | 49.44 | 52.14 | 48.62 | 55.02 | 52.14 | 48.62 | 55.02 | 52.66 | 49.11 | 55.02 | 65.18 | 54.01 | 49.44 | 52.14 | 51.3
2333 | 38.9 | 43.86 | 36.33 | 38.9 | 43.86 | 36.33 | 38.9 | 43.86 | 36.33 | 38.9 | 43.86 | 36.33 | 39.6 | 46.26 | 36.33 | 39.6 | 46.26 | 36.33 | 38.9 | 43.86 | 36.33 | 38.9 | 43.86 | 36.33 | 39.6 | 46.26 | 36.33 | 39.29 | 45.79 | 35.96 | 39.29 | 46.73 | 38.65 | 38.9 | 43.86 | 36.33 | 49.48 | 52.18 | 51.3 | 49.48 | 52.18 | 51.3 | 49.48 | 52.18 | 51.3 | 49.48 | 52.18 | 51.3 | 55.06 | 52.18 | 48.56 | 55.06 | 52.18 | 48.56 | 49.48 | 52.18 | 48.56 | 49.48 | 52.18 | 48.56 | 55.06 | 52.18 | 48.56 | 55.29 | 52.71 | 49.05 | 55.29 | 65.84 | 54.01 | 49.48 | 52.18 | 51.3
2334 | 38.8 | 43.76 | 38.25 | 38.8 | 43.77 | 38.25 | 38.8 | 43.77 | 38.25 | 38.8 | 43.77 | 38.25 | 39.5 | 46.16 | 36.23 | 39.5 | 46.18 | 36.23 | 38.8 | 43.77 | 36.23 | 38.8 | 43.76 | 36.23 | 39.5 | 46.16 | 36.23 | 39.56 | 45.72 | 35.87 | 39.56 | 47.13 | 39.04 | 38.8 | 43.76 | 38.25 | 49.39 | 52.08 | 51.86 | 49.39 | 52.08 | 51.86 | 49.39 | 52.08 | 51.86 | 49.39 | 52.08 | 51.86 | 54.97 | 52.08 | 48.46 | 54.97 | 52.08 | 48.46 | 49.39 | 52.08 | 48.46 | 49.39 | 51.97 | 48.46 | 54.97 | 52.08 | 48.46 | 56.1 | 52.61 | 48.95 | 56.1 | 69.7 | 54.01 | 49.39 | 52.08 | 51.86
2335 | 38.78 | 46.29 | 37.34 | 38.78 | 46.29 | 37.34 | 38.78 | 46.29 | 37.34 | 38.78 | 46.29 | 37.34 | 39.48 | 46.29 | 36.21 | 39.48 | 46.29 | 36.21 | 38.78 | 46.29 | 36.21 | 38.78 | 46.29 | 36.21 | 39.48 | 46.29 | 36.21 | 40.3 | 46.32 | 35.85 | 40.3 | 47.27 | 37.71 | 38.78 | 46.29 | 37.34 | 49.37 | 53.74 | 51.86 | 49.37 | 53.74 | 51.86 | 49.37 | 53.74 | 51.86 | 49.37 | 53.74 | 51.86 | 54.95 | 52.67 | 48.34 | 54.95 | 52.67 | 48.34 | 49.37 | 52.67 | 48.34 | 49.37 | 52.67 | 48.34 | 54.95 | 52.67 | 48.34 | 57.6 | 53.21 | 47.86 | 58.18 | 61.45 | 54.01 | 49.37 | 53.74 | 51.86
2336 | 38.97 | 43.94 | 36.4 | 38.97 | 43.94 | 36.4 | 38.97 | 43.94 | 36.4 | 38.97 | 43.94 | 36.4 | 39.67 | 45.4 | 36.4 | 39.67 | 45.4 | 36.4 | 38.97 | 43.94 | 36.4 | 38.97 | 43.94 | 36.4 | 39.67 | 45.4 | 36.4 | 40.08 | 43.59 | 35.14 | 39.44 | 44.38 | 36.77 | 38.97 | 43.94 | 36.4 | 49.56 | 52.25 | 49.61 | 49.56 | 52.25 | 49.61 | 49.56 | 52.25 | 49.61 | 49.56 | 52.25 | 49.61 | 55.14 | 52.25 | 48.53 | 55.14 | 52.25 | 48.53 | 49.56 | 52.25 | 48.53 | 49.56 | 52.25 | 48.53 | 55.14 | 52.25 | 48.53 | 55.69 | 51.31 | 47.15 | 54.66 | 52.78 | 50.11 | 49.56 | 52.25 | 51.14
2337 | 39.19 | 44.16 | 36.62 | 39.19 | 44.16 | 36.62 | 39.19 | 44.16 | 36.62 | 39.19 | 44.16 | 36.62 | 39.9 | 44.16 | 36.62 | 39.9 | 44.16 | 36.62 | 39.19 | 44.16 | 36.62 | 39.19 | 44.16 | 36.62 | 39.9 | 44.16 | 36.62 | 38.84 | 40.88 | 34.42 | 39.59 | 43.72 | 36.26 | 39.19 | 44.16 | 36.62 | 49.78 | 52.37 | 48.76 | 49.78 | 52.37 | 48.76 | 49.78 | 52.37 | 48.76 | 49.78 | 52.37 | 48.76 | 55.36 | 52.37 | 48.76 | 55.36 | 52.37 | 48.76 | 49.78 | 52.37 | 48.76 | 49.78 | 52.37 | 48.76 | 55.36 | 52.37 | 48.76 | 53.7 | 49.63 | 46.21 | 52.63 | 52.9 | 49.25 | 49.78 | 52.37 | 48.76
2338 | 39.31 | 44.27 | 36.74 | 39.31 | 44.27 | 36.74 | 39.31 | 44.27 | 36.74 | 39.31 | 44.27 | 36.74 | 40.01 | 44.27 | 36.74 | 40.01 | 44.27 | 36.74 | 39.31 | 44.27 | 36.74 | 39.31 | 44.27 | 36.74 | 40.01 | 44.27 | 36.74 | 38.49 | 0 | 31.67 | 39.27 | 43.83 | 34.42 | 39.31 | 44.27 | 36.74 | 49.9 | 52.48 | 48.87 | 49.9 | 52.48 | 48.87 | 49.9 | 52.48 | 48.87 | 49.9 | 52.48 | 48.87 | 55.48 | 52.48 | 48.87 | 55.48 | 52.48 | 48.87 | 49.9 | 52.48 | 48.87 | 49.9 | 52.48 | 48.87 | 55.48 | 52.48 | 48.87 | 52.2 | 47.66 | 45.26 | 51.16 | 51.96 | 48.38 | 49.9 | 52.48 | 48.87
2339 | 39.34 | 44.31 | 36.77 | 39.34 | 44.31 | 36.77 | 39.34 | 44.31 | 36.77 | 39.34 | 44.31 | 36.77 | 40.05 | 44.31 | 36.77 | 40.05 | 44.31 | 36.77 | 39.34 | 44.31 | 36.77 | 39.34 | 44.31 | 36.77 | 40.05 | 44.31 | 36.77 | 38.45 | 0 | 31.67 | 38.95 | 0 | 34.42 | 39.34 | 44.31 | 36.77 | 49.93 | 52.52 | 48.91 | 49.93 | 52.52 | 48.91 | 49.93 | 52.52 | 48.91 | 49.93 | 52.52 | 48.91 | 55.51 | 52.52 | 48.91 | 55.51 | 52.52 | 47.13 | 49.93 | 52.52 | 48.91 | 49.93 | 52.52 | 48.91 | 55.51 | 52.52 | 48.91 | 50.44 | 45.51 | 44.8 | 50.44 | 52 | 48.42 | 49.93 | 52.52 | 48.91
2340 | 39.23 | 44.19 | 36.66 | 39.23 | 44.19 | 36.66 | 39.23 | 44.19 | 36.66 | 39.23 | 44.19 | 36.66 | 39.93 | 44.19 | 36.66 | 39.93 | 44.19 | 36.66 | 39.23 | 44.19 | 36.66 | 39.23 | 44.19 | 36.66 | 39.93 | 44.19 | 36.66 | 35.81 | 0 | 31.67 | 36.54 | 0 | 32.65 | 39.23 | 44.19 | 36.66 | 49.81 | 52.4 | 48.79 | 49.81 | 52.4 | 48.79 | 49.81 | 52.4 | 48.79 | 49.81 | 52.4 | 48.79 | 55.39 | 52.4 | 48.79 | 55.39 | 52.4 | 47.13 | 49.81 | 52.4 | 48.79 | 49.81 | 52.4 | 48.79 | 55.39 | 52.4 | 48.79 | 48.82 | 45.51 | 45.26 | 49.32 | 51.88 | 47.61 | 49.81 | 52.4 | 48.79
2341 | 39.06 | 44.03 | 36.49 | 39.06 | 44.03 | 36.49 | 39.06 | 44.03 | 36.49 | 39.06 | 44.03 | 36.49 | 39.77 | 44.03 | 36.49 | 39.77 | 44.03 | 36.49 | 39.06 | 44.03 | 36.49 | 39.06 | 44.03 | 36.49 | 39.77 | 44.03 | 36.49 | 31.24 | 0 | 32 | 31.88 | 0 | 32.65 | 39.06 | 44.03 | 36.49 | 49.65 | 52.24 | 48.63 | 49.65 | 52.24 | 48.63 | 49.65 | 52.24 | 48.63 | 49.65 | 52.24 | 48.63 | 54.84 | 52.24 | 48.63 | 54.84 | 52.24 | 47.13 | 49.65 | 52.24 | 48.63 | 49.65 | 52.24 | 48.63 | 54.84 | 52.24 | 48.63 | 48.17 | 45.51 | 45.26 | 49.15 | 47.66 | 46.19 | 49.65 | 52.24 | 48.63
2342 | 38.93 | 43.89 | 36.36 | 38.93 | 43.89 | 36.36 | 38.93 | 43.89 | 36.36 | 38.93 | 43.89 | 36.36 | 39.63 | 43.89 | 36.36 | 39.63 | 43.89 | 36.36 | 38.93 | 43.89 | 36.36 | 38.93 | 43.89 | 36.36 | 39.63 | 43.89 | 36.36 | 30.09 | 0 | 33.4 | 30.7 | 0 | 34.08 | 38.93 | 43.89 | 36.36 | 49.51 | 52.1 | 48.49 | 49.51 | 52.1 | 48.49 | 49.51 | 52.1 | 48.49 | 49.51 | 52.1 | 48.49 | 54.84 | 52.1 | 48.49 | 54.84 | 52.1 | 48.49 | 49.51 | 52.1 | 48.49 | 49.51 | 52.1 | 48.49 | 54.84 | 52.1 | 48.49 | 48.88 | 47.39 | 47.16 | 49.02 | 48.36 | 48.01 | 49.51 | 52.1 | 48.49
2343 | 38.81 | 43.78 | 36.25 | 38.81 | 43.78 | 36.25 | 38.81 | 43.78 | 36.25 | 38.81 | 43.78 | 36.25 | 39.52 | 43.78 | 36.25 | 39.52 | 43.78 | 36.25 | 38.81 | 43.78 | 36.25 | 38.81 | 43.78 | 36.25 | 39.52 | 43.78 | 36.25 | 38.03 | 39.48 | 34.42 | 38.43 | 40.29 | 34.42 | 38.81 | 43.78 | 36.25 | 49.4 | 51.99 | 49.1 | 49.4 | 51.99 | 49.1 | 49.4 | 51.99 | 49.1 | 49.4 | 51.99 | 49.1 | 54.84 | 51.99 | 48.38 | 54.84 | 51.99 | 48.38 | 49.4 | 51.99 | 48.38 | 49.4 | 51.99 | 48.38 | 54.84 | 51.99 | 48.38 | 49.96 | 50.64 | 48.61 | 49.9 | 51.47 | 48.61 | 49.4 | 51.99 | 49.1
2344 | 38.81 | 43.78 | 36.24 | 38.81 | 43.78 | 36.24 | 38.81 | 43.78 | 36.24 | 38.81 | 43.78 | 36.24 | 39.52 | 46.05 | 36.24 | 39.52 | 46.05 | 36.24 | 38.81 | 43.78 | 36.24 | 38.81 | 43.78 | 36.24 | 39.52 | 46.05 | 36.24 | 38.88 | 45.12 | 35.88 | 38.49 | 44.22 | 35.88 | 38.81 | 43.78 | 36.24 | 49.4 | 52.09 | 51.3 | 49.4 | 52.09 | 51.3 | 49.4 | 52.09 | 51.3 | 49.4 | 52.09 | 51.3 | 54.98 | 52.09 | 48.38 | 54.98 | 52.09 | 48.38 | 49.4 | 52.09 | 48.38 | 49.4 | 51.99 | 48.38 | 54.98 | 52.09 | 48.38 | 52.76 | 51.57 | 48.86 | 51.71 | 52.62 | 50.78 | 49.4 | 52.09 | 51.3
2345 | 38.98 | 46.5 | 40.66 | 38.98 | 46.5 | 40.66 | 38.98 | 46.5 | 40.66 | 38.98 | 46.5 | 40.66 | 39.69 | 46.5 | 38.25 | 39.69 | 46.5 | 38.25 | 38.98 | 46.5 | 38.25 | 38.98 | 43.96 | 38.25 | 39.69 | 46.5 | 38.25 | 40.09 | 48.91 | 39.84 | 39.39 | 47.94 | 41.06 | 38.98 | 46.5 | 40.66 | 49.57 | 61.31 | 64.43 | 49.57 | 61.31 | 64.43 | 49.57 | 61.31 | 64.43 | 49.57 | 61.31 | 64.43 | 55.15 | 61.31 | 51.61 | 55.15 | 61.31 | 51.61 | 49.57 | 61.31 | 51.61 | 49.57 | 52.16 | 51.61 | 55.15 | 61.31 | 51.61 | 58.59 | 64.51 | 54.01 | 57.43 | 65.82 | 65.08 | 49.57 | 61.31 | 64.43
2346 | 39.96 | 58.88 | 70.53 | 39.96 | 58.88 | 70.53 | 39.96 | 58.88 | 70.53 | 39.96 | 58.88 | 70.53 | 39.96 | 58.88 | 43.38 | 39.96 | 58.88 | 43.38 | 39.26 | 58.88 | 43.38 | 39.26 | 49.75 | 42.2 | 39.96 | 58.88 | 43.38 | 51.79 | 61.93 | 45.17 | 50.76 | 61.93 | 71.25 | 39.96 | 58.88 | 70.53 | 55.42 | 77.97 | 85.61 | 55.42 | 77.97 | 85.61 | 55.42 | 77.97 | 85.61 | 55.42 | 77.97 | 85.61 | 55.42 | 77.97 | 51.85 | 55.42 | 77.97 | 51.85 | 55.42 | 77.97 | 51.85 | 49.85 | 77.97 | 51.85 | 55.42 | 77.97 | 51.85 | 69.88 | 82.87 | 71.66 | 69.88 | 87.16 | 86.48 | 55.42 | 77.97 | 85.61
2347 | 40.19 | 59.11 | 70.53 | 40.19 | 59.11 | 70.53 | 40.19 | 59.11 | 70.53 | 40.19 | 59.11 | 70.53 | 40.19 | 59.11 | 48.29 | 40.19 | 59.11 | 48.29 | 40.19 | 59.11 | 48.29 | 39.49 | 59.11 | 48.29 | 40.19 | 59.11 | 48.29 | 52.01 | 61.93 | 48.78 | 50.98 | 61.93 | 71.25 | 40.19 | 59.11 | 70.53 | 55.66 | 77.97 | 85.84 | 55.66 | 77.97 | 85.84 | 55.66 | 77.97 | 85.84 | 55.66 | 77.97 | 85.84 | 55.66 | 77.97 | 51.85 | 55.66 | 77.97 | 51.85 | 55.66 | 77.97 | 51.85 | 50.08 | 77.97 | 51.85 | 55.66 | 77.97 | 51.85 | 69.88 | 82.87 | 71.66 | 69.89 | 87.16 | 104.49 | 55.66 | 77.97 | 85.84
2348 | 39.71 | 48.11 | 50.79 | 39.71 | 48.11 | 50.79 | 39.71 | 48.11 | 50.79 | 39.71 | 48.11 | 50.79 | 40.42 | 48.11 | 38.57 | 40.42 | 48.11 | 38.57 | 39.71 | 48.11 | 38.57 | 39.71 | 48.1 | 38.57 | 40.42 | 48.11 | 38.57 | 41.23 | 50.09 | 39.84 | 40.4 | 50.09 | 51.3 | 39.71 | 48.11 | 50.79 | 55.88 | 69.59 | 72.69 | 55.88 | 69.59 | 72.69 | 55.88 | 69.59 | 72.69 | 55.88 | 69.59 | 72.69 | 55.88 | 69.59 | 51.85 | 55.88 | 69.59 | 51.85 | 55.88 | 69.59 | 51.85 | 50.3 | 52.89 | 51.85 | 55.88 | 69.59 | 51.85 | 63.87 | 71.02 | 65.03 | 63.87 | 74.7 | 104.49 | 55.88 | 69.59 | 72.69
2349 | 39.63 | 44.6 | 37.33 | 39.63 | 44.6 | 37.33 | 39.63 | 44.6 | 37.33 | 39.63 | 44.6 | 37.33 | 40.34 | 47.14 | 37.06 | 40.34 | 47.14 | 37.06 | 39.63 | 44.6 | 37.06 | 39.63 | 44.6 | 37.06 | 40.34 | 47.14 | 37.06 | 39.64 | 47.56 | 36.69 | 40.03 | 47.56 | 37.71 | 39.63 | 44.6 | 37.33 | 50.22 | 54.08 | 54.85 | 50.22 | 54.08 | 54.85 | 50.22 | 54.08 | 54.85 | 50.22 | 54.08 | 54.85 | 55.8 | 54.08 | 51.61 | 55.8 | 54.08 | 51.61 | 50.22 | 54.08 | 51.61 | 50.22 | 52.81 | 51.61 | 55.8 | 54.08 | 51.61 | 55.24 | 61.31 | 52.67 | 54.14 | 65.82 | 55.41 | 50.22 | 54.08 | 54.85
2350 | 39.46 | 44.43 | 36.95 | 39.46 | 44.43 | 36.95 | 39.46 | 44.43 | 36.95 | 39.46 | 44.43 | 36.95 | 40.17 | 46.97 | 36.89 | 40.17 | 46.97 | 36.89 | 39.46 | 44.43 | 36.89 | 39.46 | 44.43 | 36.89 | 40.17 | 46.97 | 36.89 | 39.39 | 46.5 | 36.58 | 39.86 | 46.5 | 37.33 | 39.46 | 44.43 | 36.95 | 50.05 | 53.15 | 53.42 | 50.05 | 53.15 | 53.42 | 50.05 | 53.15 | 53.42 | 50.05 | 53.15 | 53.42 | 55.63 | 53.15 | 51.61 | 55.63 | 53.15 | 51.61 | 50.05 | 53.15 | 51.61 | 50.05 | 52.64 | 51.61 | 55.63 | 53.15 | 51.61 | 53.19 | 61.31 | 52.67 | 52.13 | 63.85 | 55.4 | 50.05 | 53.15 | 53.42
2351 | 39.22 | 44.19 | 36.65 | 39.22 | 44.19 | 36.65 | 39.22 | 44.19 | 36.65 | 39.22 | 44.19 | 36.65 | 39.93 | 46.73 | 36.65 | 39.93 | 46.73 | 36.65 | 39.22 | 44.19 | 36.65 | 39.22 | 44.19 | 36.65 | 39.93 | 46.73 | 36.65 | 38.49 | 46.45 | 36.58 | 39.27 | 46.45 | 37.02 | 39.22 | 44.19 | 36.65 | 49.81 | 52.51 | 52.88 | 49.81 | 52.51 | 52.88 | 49.81 | 52.51 | 52.88 | 49.81 | 52.51 | 52.88 | 54.84 | 52.51 | 49.97 | 54.84 | 52.51 | 49.97 | 49.81 | 52.51 | 49.97 | 49.81 | 52.4 | 49.97 | 54.84 | 52.51 | 49.97 | 52.76 | 53.04 | 50.48 | 51.71 | 63.85 | 53.74 | 49.81 | 52.51 | 52.88
2352 | 39.14 | 44.1 | 36.57 | 39.14 | 44.1 | 36.57 | 39.14 | 44.1 | 36.57 | 39.14 | 44.1 | 36.57 | 39.84 | 44.47 | 36.57 | 39.84 | 44.47 | 36.57 | 39.14 | 44.1 | 36.57 | 39.14 | 44.1 | 36.57 | 39.84 | 44.47 | 36.57 | 38.49 | 43.66 | 35.85 | 39.27 | 44.55 | 36.94 | 39.14 | 44.1 | 36.57 | 49.73 | 52.31 | 49.99 | 49.73 | 52.31 | 49.99 | 49.73 | 52.31 | 49.99 | 49.73 | 52.31 | 49.99 | 53.85 | 52.32 | 48.7 | 53.85 | 52.32 | 48.7 | 49.73 | 52.31 | 48.7 | 49.73 | 52.31 | 48.7 | 53.85 | 52.32 | 48.7 | 52.24 | 51.79 | 48.22 | 51.71 | 54.48 | 50.5 | 49.73 | 52.31 | 49.99
2353 | 38.94 | 43.91 | 36.37 | 38.94 | 43.91 | 36.37 | 38.94 | 43.91 | 36.37 | 38.94 | 43.91 | 36.37 | 39.65 | 44.37 | 36.37 | 39.65 | 44.37 | 36.37 | 38.94 | 43.91 | 36.37 | 38.94 | 43.91 | 36.37 | 39.65 | 44.37 | 36.37 | 38.49 | 43.47 | 35.85 | 39.27 | 44.35 | 36.74 | 38.94 | 43.91 | 36.37 | 49.53 | 52.13 | 49.94 | 49.53 | 52.13 | 49.94 | 49.53 | 52.13 | 49.94 | 49.53 | 52.13 | 49.94 | 53.85 | 52.23 | 48.51 | 53.85 | 52.23 | 48.51 | 49.53 | 52.13 | 48.51 | 49.53 | 52.12 | 48.51 | 53.85 | 52.23 | 48.51 | 52.76 | 51.7 | 48.02 | 51.71 | 53.75 | 50.44 | 49.53 | 52.13 | 49.94
2354 | 38.85 | 43.82 | 36.28 | 38.85 | 43.82 | 36.28 | 38.85 | 43.82 | 36.28 | 38.85 | 43.82 | 36.28 | 39.56 | 45.17 | 36.28 | 39.56 | 45.17 | 36.28 | 38.85 | 43.82 | 36.28 | 38.85 | 43.82 | 36.28 | 39.56 | 45.17 | 36.28 | 38.49 | 44.26 | 35.85 | 39.24 | 44.26 | 36.65 | 38.85 | 43.82 | 36.28 | 49.44 | 52.13 | 49.94 | 49.44 | 52.13 | 49.94 | 49.44 | 52.13 | 49.94 | 49.44 | 52.13 | 49.94 | 53.85 | 52.13 | 48.42 | 53.85 | 52.13 | 48.42 | 49.44 | 52.13 | 48.42 | 49.44 | 52.03 | 48.42 | 53.85 | 52.13 | 48.42 | 52.76 | 51.79 | 47.95 | 51.71 | 53.21 | 50.44 | 49.44 | 52.13 | 49.94
2355 | 38.84 | 43.81 | 36.28 | 38.84 | 43.81 | 36.28 | 38.84 | 43.81 | 36.28 | 38.84 | 43.81 | 36.28 | 39.28 | 44.37 | 36.28 | 39.28 | 44.37 | 36.28 | 38.84 | 43.81 | 36.28 | 38.84 | 43.81 | 36.28 | 39.28 | 44.37 | 36.28 | 38.49 | 43.93 | 35.85 | 39.24 | 44.25 | 36.58 | 38.84 | 43.81 | 36.28 | 49.43 | 52.13 | 49.94 | 49.43 | 52.13 | 49.94 | 49.43 | 52.13 | 49.94 | 49.43 | 52.13 | 49.94 | 53.85 | 52.13 | 48.41 | 53.85 | 52.13 | 48.41 | 49.43 | 52.13 | 48.41 | 49.43 | 52.02 | 48.41 | 53.85 | 52.13 | 48.41 | 52.24 | 51.61 | 47.95 | 51.71 | 53.21 | 50.44 | 49.43 | 52.13 | 51.3
2356 | 38.99 | 45.42 | 36.42 | 38.99 | 45.42 | 36.42 | 38.99 | 45.42 | 36.42 | 38.99 | 45.42 | 36.42 | 39.69 | 46.34 | 36.42 | 39.69 | 46.34 | 36.42 | 38.99 | 45.42 | 36.42 | 38.99 | 43.96 | 36.42 | 39.69 | 46.34 | 36.42 | 39.3 | 45.88 | 36.05 | 39.38 | 46.36 | 36.79 | 38.99 | 45.42 | 36.42 | 49.57 | 52.27 | 49.94 | 49.57 | 52.27 | 49.94 | 49.57 | 52.27 | 49.94 | 49.57 | 52.27 | 49.94 | 55.15 | 52.27 | 48.55 | 55.15 | 52.27 | 48.55 | 49.57 | 52.27 | 48.55 | 49.57 | 52.16 | 48.55 | 55.15 | 52.27 | 48.55 | 54.04 | 51.75 | 48.07 | 52.96 | 63.37 | 50.44 | 49.57 | 52.27 | 51.3
2357 | 40.04 | 46.84 | 40.02 | 40.04 | 46.84 | 40.02 | 40.04 | 46.84 | 40.02 | 40.04 | 46.84 | 40.02 | 40.04 | 46.84 | 36.76 | 40.04 | 46.84 | 36.76 | 40.04 | 46.84 | 36.76 | 39.33 | 44.3 | 36.76 | 40.04 | 46.84 | 36.76 | 42.55 | 47.31 | 37.59 | 49.12 | 49.1 | 40.42 | 40.04 | 46.84 | 40.02 | 55.5 | 53.68 | 51.97 | 55.5 | 53.68 | 51.97 | 55.5 | 53.68 | 51.97 | 55.5 | 53.68 | 51.97 | 55.5 | 52.61 | 48.9 | 55.5 | 52.61 | 48.9 | 55.5 | 52.61 | 48.9 | 49.92 | 52.51 | 48.9 | 55.5 | 52.61 | 48.9 | 69.18 | 53.15 | 48.9 | 70.59 | 67.52 | 52.49 | 55.5 | 53.68 | 51.97
2358 | 40.49 | 47.3 | 73.26 | 40.49 | 47.3 | 73.26 | 40.49 | 47.3 | 73.26 | 40.49 | 47.3 | 73.26 | 40.49 | 47.3 | 37.22 | 40.49 | 47.3 | 37.22 | 40.49 | 47.3 | 37.22 | 39.78 | 44.75 | 37.22 | 40.49 | 47.3 | 37.22 | 50.09 | 47.77 | 37.59 | 51.11 | 49.1 | 72.53 | 40.49 | 47.3 | 73.26 | 55.95 | 64.84 | 64.79 | 55.95 | 64.84 | 64.79 | 55.95 | 64.84 | 64.79 | 55.95 | 64.84 | 64.79 | 55.95 | 53.07 | 49.35 | 55.95 | 53.07 | 49.35 | 55.95 | 53.07 | 49.35 | 50.37 | 52.96 | 49.35 | 55.95 | 53.07 | 49.35 | 72.39 | 53.6 | 48.86 | 73.86 | 67.52 | 65.44 | 55.95 | 64.84 | 64.79
2359 | 41.62 | 48.43 | 72.27 | 41.62 | 48.43 | 72.27 | 41.62 | 48.43 | 72.27 | 41.62 | 48.43 | 72.27 | 41.62 | 48.43 | 38.35 | 41.62 | 48.43 | 38.35 | 41.62 | 48.43 | 38.35 | 40.91 | 45.88 | 38.35 | 41.62 | 48.42 | 38.35 | 52.27 | 47.94 | 36.22 | 51.87 | 48.92 | 71.55 | 41.62 | 48.43 | 72.27 | 57.08 | 56.61 | 51.3 | 57.08 | 56.61 | 51.3 | 57.08 | 56.61 | 51.3 | 57.08 | 56.61 | 51.3 | 57.08 | 54.2 | 50.48 | 57.08 | 54.2 | 50.48 | 57.08 | 54.2 | 50.48 | 51.5 | 54.09 | 50.48 | 57.08 | 54.2 | 50.48 | 73.12 | 53.66 | 47.64 | 73.12 | 57.18 | 50.78 | 57.08 | 56.61 | 64.83
2360 | 42.26 | 46.52 | 47.11 | 42.26 | 46.52 | 47.11 | 42.26 | 46.52 | 47.11 | 42.26 | 46.52 | 47.11 | 42.26 | 46.52 | 38.98 | 42.26 | 46.52 | 38.98 | 42.26 | 46.52 | 38.98 | 41.55 | 46.52 | 38.98 | 42.26 | 46.52 | 38.98 | 51.15 | 42.22 | 34.42 | 50.13 | 43.08 | 35.12 | 42.26 | 46.52 | 47.11 | 57.72 | 54.73 | 51.12 | 57.72 | 54.73 | 51.12 | 57.72 | 54.73 | 51.12 | 57.72 | 54.73 | 51.12 | 57.72 | 54.73 | 51.12 | 57.72 | 54.73 | 50.34 | 57.72 | 54.73 | 51.12 | 52.14 | 54.73 | 51.12 | 57.72 | 54.73 | 51.12 | 69.88 | 50.01 | 47.16 | 69.88 | 54.18 | 49.19 | 57.72 | 55.84 | 63.5
2361 | 41.84 | 46.1 | 38.56 | 41.84 | 46.1 | 38.56 | 41.84 | 46.1 | 38.56 | 41.84 | 46.1 | 38.56 | 41.84 | 46.1 | 38.56 | 41.84 | 46.1 | 38.56 | 41.84 | 46.1 | 38.56 | 41.13 | 46.1 | 38.56 | 41.84 | 46.1 | 38.56 | 42.26 | 12.58 | 0 | 42.26 | 12.83 | 0 | 41.84 | 46.1 | 38.56 | 56.98 | 54.31 | 50.7 | 56.98 | 54.31 | 50.7 | 56.98 | 54.31 | 50.7 | 56.98 | 54.31 | 48.14 | 57.3 | 54.31 | 50.7 | 57.3 | 54.31 | 50.34 | 56.98 | 54.31 | 50.7 | 51.72 | 54.31 | 50.7 | 57.3 | 54.31 | 50.7 | 57.58 | 42.42 | 45.35 | 57.55 | 47.66 | 46.27 | 56.98 | 54.31 | 50.7
2362 | 40.74 | 45.71 | 38.17 | 40.74 | 45.71 | 38.17 | 40.74 | 45.71 | 38.17 | 40.74 | 45.71 | 38.17 | 41.45 | 45.71 | 38.17 | 41.45 | 45.71 | 35.49 | 40.74 | 45.71 | 38.17 | 40.74 | 45.71 | 38.17 | 41.45 | 45.71 | 38.17 | 38.88 | 0 | 0 | 39.67 | 0 | 0 | 40.74 | 45.71 | 38.17 | 51.33 | 53.92 | 50.31 | 51.33 | 53.92 | 50.31 | 51.33 | 53.92 | 50.31 | 51.33 | 53.92 | 47.13 | 56.91 | 53.92 | 50.31 | 56.91 | 53.92 | 50.11 | 51.33 | 53.92 | 50.31 | 51.33 | 53.92 | 50.31 | 56.91 | 53.92 | 50.31 | 52.76 | 0 | 0 | 51.85 | 47.66 | 44.8 | 51.33 | 53.92 | 50.31
2363 | 40.5 | 45.46 | 37.93 | 40.5 | 45.46 | 37.93 | 40.5 | 45.46 | 37.93 | 40.5 | 45.46 | 37.93 | 41.2 | 45.46 | 37.93 | 41.2 | 45.46 | 35.49 | 40.5 | 45.46 | 37.93 | 40.5 | 45.46 | 37.93 | 41.2 | 45.46 | 37.93 | 38.49 | 0 | 0 | 39.27 | 0 | 0 | 40.5 | 45.46 | 37.93 | 51.08 | 53.67 | 50.06 | 51.08 | 53.67 | 50.06 | 51.08 | 53.67 | 50.06 | 51.08 | 53.67 | 46.88 | 56.66 | 53.67 | 50.06 | 56.66 | 53.67 | 50.06 | 51.08 | 53.67 | 50.06 | 51.08 | 53.67 | 50.06 | 56.66 | 53.67 | 50.06 | 52 | 0 | 0 | 50.97 | 0 | 44.8 | 51.08 | 53.67 | 50.06
2364 | 40.29 | 45.26 | 37.72 | 40.29 | 45.26 | 37.72 | 40.29 | 45.26 | 37.72 | 40.29 | 45.26 | 37.72 | 41 | 45.26 | 37.72 | 41 | 45.26 | 35.49 | 40.29 | 45.26 | 37.72 | 40.29 | 45.26 | 37.72 | 41 | 45.26 | 37.72 | 38.49 | 0 | 0 | 39.27 | 0 | 0 | 40.29 | 45.26 | 37.72 | 50.88 | 53.47 | 49.86 | 50.88 | 53.47 | 49.86 | 50.88 | 53.47 | 49.86 | 50.88 | 53.47 | 46.68 | 56.46 | 53.47 | 49.86 | 56.46 | 53.47 | 49.86 | 50.88 | 53.47 | 49.86 | 50.88 | 53.47 | 49.86 | 56.46 | 53.47 | 49.86 | 50.97 | 0 | 0 | 50.37 | 0 | 44.8 | 50.88 | 53.47 | 49.86
2365 | 40.1 | 45.07 | 37.53 | 40.1 | 45.07 | 37.53 | 40.1 | 45.07 | 37.53 | 40.1 | 45.07 | 37.53 | 40.81 | 45.07 | 37.53 | 40.81 | 45.07 | 37.33 | 40.1 | 45.07 | 37.53 | 40.1 | 45.07 | 37.53 | 40.81 | 45.07 | 37.53 | 38.49 | 0 | 0 | 39.27 | 0 | 0 | 40.1 | 45.07 | 37.53 | 50.69 | 53.28 | 49.67 | 50.69 | 53.28 | 49.67 | 50.69 | 53.28 | 49.67 | 50.69 | 53.28 | 46.49 | 56.27 | 53.28 | 49.67 | 56.27 | 53.28 | 49.67 | 50.69 | 53.28 | 49.67 | 50.69 | 53.28 | 49.67 | 56.27 | 53.28 | 49.67 | 50.97 | 0 | 0 | 50.18 | 0 | 44.8 | 50.69 | 53.28 | 49.67
2366 | 39.94 | 44.91 | 37.37 | 39.94 | 44.91 | 37.37 | 39.94 | 44.91 | 37.37 | 39.94 | 44.91 | 37.37 | 40.65 | 44.91 | 37.37 | 40.65 | 44.91 | 37.37 | 39.94 | 44.91 | 37.37 | 39.94 | 44.91 | 37.37 | 40.65 | 44.91 | 37.37 | 38.49 | 0 | 0 | 39.27 | 0 | 0 | 39.94 | 44.91 | 37.37 | 50.53 | 53.12 | 49.51 | 50.53 | 53.12 | 49.51 | 50.53 | 53.12 | 49.51 | 50.53 | 53.12 | 46.33 | 56.11 | 53.12 | 49.51 | 56.11 | 53.12 | 49.51 | 50.53 | 53.12 | 49.51 | 50.53 | 53.12 | 49.51 | 56.11 | 53.12 | 49.51 | 52 | 0 | 0 | 50.97 | 47.66 | 44.8 | 50.53 | 53.12 | 49.51
2367 | 39.8 | 44.77 | 37.23 | 39.8 | 44.77 | 37.23 | 39.8 | 44.77 | 37.23 | 39.8 | 44.77 | 37.23 | 40.51 | 44.77 | 37.23 | 40.51 | 44.77 | 37.23 | 39.8 | 44.77 | 37.23 | 39.8 | 44.77 | 37.23 | 40.51 | 44.77 | 37.23 | 38.62 | 0 | 0 | 39.4 | 0 | 0 | 39.8 | 44.77 | 37.23 | 50.39 | 52.98 | 49.37 | 50.39 | 52.98 | 49.37 | 50.39 | 52.98 | 49.37 | 50.39 | 52.98 | 49.37 | 55.97 | 52.98 | 49.37 | 55.97 | 52.98 | 49.37 | 50.39 | 52.98 | 49.37 | 50.39 | 52.98 | 49.37 | 55.97 | 52.98 | 49.37 | 52.76 | 36.88 | 44.8 | 51.71 | 47.66 | 47.16 | 50.39 | 52.98 | 49.37
2368 | 39.64 | 44.61 | 37.07 | 39.64 | 44.61 | 37.07 | 39.64 | 44.61 | 37.07 | 39.64 | 44.61 | 37.07 | 40.35 | 44.61 | 37.07 | 40.35 | 44.61 | 37.07 | 39.64 | 44.61 | 37.07 | 39.64 | 44.61 | 37.07 | 40.35 | 44.61 | 37.07 | 40.04 | 36.33 | 31.68 | 40.04 | 38.22 | 34.42 | 39.64 | 44.61 | 37.07 | 50.23 | 52.82 | 49.21 | 50.23 | 52.82 | 49.21 | 50.23 | 52.82 | 49.21 | 50.23 | 52.82 | 49.21 | 55.81 | 52.82 | 49.21 | 55.81 | 52.82 | 49.21 | 50.23 | 52.82 | 49.21 | 50.23 | 52.82 | 49.21 | 55.81 | 52.82 | 49.21 | 54.66 | 47.89 | 44.8 | 53.57 | 52.29 | 48.72 | 50.23 | 52.82 | 50.2
2369 | 40.49 | 45.71 | 37.21 | 40.49 | 45.71 | 37.21 | 40.49 | 45.71 | 37.21 | 40.49 | 45.71 | 37.21 | 40.49 | 47.14 | 37.21 | 40.49 | 47.14 | 37.21 | 40.49 | 45.71 | 37.21 | 39.78 | 44.75 | 37.21 | 40.49 | 47.14 | 37.21 | 44.04 | 45.98 | 35.14 | 43.16 | 46.17 | 36.84 | 40.49 | 45.71 | 37.21 | 55.95 | 52.96 | 51.3 | 55.95 | 52.96 | 51.3 | 55.95 | 52.96 | 51.3 | 55.95 | 52.96 | 51.3 | 55.95 | 52.96 | 49.35 | 55.95 | 52.96 | 49.35 | 55.95 | 52.96 | 49.35 | 50.37 | 52.96 | 49.35 | 55.95 | 52.96 | 49.35 | 60.63 | 49.13 | 44.8 | 60.63 | 53.5 | 51.81 | 55.95 | 52.96 | 51.3
2370 | 40.55 | 56.86 | 47.11 | 40.55 | 56.86 | 47.11 | 40.55 | 56.86 | 47.11 | 40.55 | 56.86 | 47.11 | 40.55 | 56.86 | 37.28 | 40.55 | 56.86 | 37.28 | 40.55 | 56.86 | 37.28 | 39.85 | 44.82 | 37.28 | 40.55 | 56.86 | 37.28 | 52.07 | 57.44 | 37.38 | 52.07 | 62.84 | 47.58 | 40.55 | 56.86 | 47.11 | 56.01 | 60.85 | 60.14 | 56.01 | 60.85 | 60.14 | 56.01 | 60.85 | 60.14 | 56.01 | 60.85 | 60.14 | 56.01 | 60.85 | 49.41 | 56.01 | 60.85 | 49.41 | 56.01 | 60.85 | 49.41 | 50.43 | 53.02 | 49.41 | 56.01 | 60.85 | 49.41 | 72.39 | 60.24 | 48.92 | 72.39 | 79.91 | 60.75 | 56.01 | 60.85 | 60.14
2371 | 40.73 | 57.04 | 47.83 | 40.73 | 57.04 | 47.83 | 40.73 | 57.04 | 47.83 | 40.73 | 57.04 | 47.83 | 40.73 | 57.04 | 43.22 | 40.73 | 57.04 | 43.22 | 40.73 | 57.04 | 43.22 | 40.02 | 57.04 | 43.22 | 40.73 | 57.04 | 43.22 | 52.37 | 60.32 | 43.22 | 52.37 | 62.84 | 48.32 | 40.73 | 57.04 | 47.83 | 56.19 | 60.85 | 61.62 | 56.19 | 60.85 | 61.62 | 56.19 | 60.85 | 61.62 | 56.19 | 60.85 | 61.62 | 56.19 | 60.85 | 51.61 | 56.19 | 60.85 | 51.61 | 56.19 | 60.85 | 51.61 | 50.61 | 60.85 | 51.61 | 56.19 | 60.85 | 51.61 | 72.39 | 60.85 | 49.78 | 72.39 | 79.91 | 64.17 | 56.19 | 60.85 | 61.62
2372 | 40.32 | 47.85 | 45.01 | 40.32 | 47.85 | 45.01 | 40.32 | 47.85 | 45.01 | 40.32 | 47.85 | 45.01 | 41.03 | 47.85 | 45.01 | 41.03 | 47.85 | 45.01 | 40.32 | 47.85 | 45.01 | 40.32 | 47.85 | 45.01 | 41.03 | 47.85 | 45.01 | 52.37 | 60.33 | 44.56 | 52.37 | 62.84 | 45.93 | 40.32 | 47.85 | 45.01 | 50.91 | 60.24 | 53.42 | 50.91 | 60.24 | 53.42 | 50.91 | 60.24 | 53.42 | 50.91 | 60.24 | 53.42 | 56.49 | 60.24 | 53.42 | 56.49 | 60.24 | 53.42 | 50.91 | 60.24 | 53.42 | 50.91 | 60.24 | 53.42 | 56.49 | 60.24 | 53.42 | 72.39 | 60.85 | 52.88 | 72.39 | 79.91 | 64.17 | 50.91 | 60.24 | 53.42
2373 | 40.12 | 45.08 | 37.55 | 40.12 | 45.09 | 43.22 | 40.12 | 45.09 | 43.22 | 40.12 | 45.09 | 43.22 | 40.82 | 47.63 | 43.22 | 40.82 | 47.63 | 43.22 | 40.12 | 45.09 | 43.22 | 40.12 | 45.08 | 37.55 | 40.82 | 47.63 | 43.22 | 51.23 | 60.33 | 43.22 | 50.21 | 61.56 | 44.56 | 40.12 | 45.08 | 37.55 | 50.71 | 53.29 | 51.3 | 50.71 | 53.29 | 51.3 | 50.71 | 53.29 | 51.3 | 50.71 | 53.29 | 51.3 | 56.29 | 54.12 | 51.3 | 56.29 | 54.12 | 51.3 | 50.71 | 53.29 | 51.3 | 50.71 | 53.29 | 51.3 | 56.29 | 54.12 | 51.3 | 70.95 | 60.85 | 50.78 | 72.39 | 78.32 | 62.89 | 50.71 | 53.29 | 51.3
2374 | 39.81 | 44.78 | 37.24 | 39.81 | 44.78 | 37.24 | 39.81 | 44.78 | 37.24 | 39.81 | 44.78 | 37.24 | 40.52 | 47.32 | 37.24 | 40.52 | 47.32 | 37.24 | 39.81 | 44.78 | 37.24 | 39.81 | 44.78 | 37.24 | 40.52 | 47.32 | 37.24 | 43.61 | 57.27 | 37.62 | 42.73 | 58.44 | 38.39 | 39.81 | 44.78 | 37.24 | 50.4 | 52.99 | 49.38 | 50.4 | 52.99 | 49.38 | 50.4 | 52.99 | 49.38 | 50.4 | 52.99 | 49.38 | 55.98 | 53.09 | 49.38 | 55.98 | 53.09 | 49.38 | 50.4 | 52.99 | 49.38 | 50.4 | 52.99 | 49.38 | 55.98 | 53.09 | 49.38 | 61.51 | 60.85 | 48.88 | 62.24 | 78.32 | 62.89 | 50.4 | 52.99 | 49.38
2375 | 39.43 | 44.4 | 36.86 | 39.43 | 44.4 | 36.86 | 39.43 | 44.4 | 36.86 | 39.43 | 44.4 | 36.86 | 40.14 | 46.94 | 36.86 | 40.14 | 46.94 | 36.86 | 39.43 | 44.4 | 36.86 | 39.43 | 44.4 | 36.86 | 40.14 | 46.94 | 36.86 | 39.54 | 51.15 | 36.86 | 39.54 | 52.19 | 37.88 | 39.43 | 44.4 | 36.86 | 50.02 | 52.61 | 48.99 | 50.02 | 52.61 | 48.99 | 50.02 | 52.61 | 48.99 | 50.02 | 52.61 | 48.99 | 55.6 | 52.71 | 48.99 | 55.6 | 52.71 | 48.99 | 50.02 | 52.61 | 48.99 | 50.02 | 52.61 | 48.99 | 55.6 | 52.71 | 48.99 | 54.84 | 60.85 | 48.5 | 53.75 | 66.58 | 56.6 | 50.02 | 52.61 | 48.99
2376 | 39.35 | 44.32 | 36.78 | 39.35 | 44.32 | 36.78 | 39.35 | 44.32 | 36.78 | 39.35 | 44.32 | 36.78 | 40.06 | 46.86 | 36.78 | 40.06 | 46.86 | 36.78 | 39.35 | 44.32 | 36.78 | 39.35 | 44.32 | 36.78 | 40.06 | 46.86 | 36.78 | 39.54 | 47.69 | 36.41 | 39.54 | 49.17 | 37.88 | 39.35 | 44.32 | 36.78 | 49.94 | 52.53 | 48.92 | 49.94 | 52.53 | 48.92 | 49.94 | 52.53 | 48.92 | 49.94 | 52.53 | 48.92 | 55.52 | 52.63 | 48.92 | 55.52 | 52.63 | 48.92 | 49.94 | 52.53 | 48.92 | 49.94 | 52.53 | 48.92 | 55.52 | 52.63 | 48.92 | 54.11 | 53.17 | 48.43 | 53.03 | 65.89 | 57.75 | 49.94 | 52.53 | 48.92
2377 | 39.17 | 44.14 | 36.6 | 39.17 | 44.14 | 36.6 | 39.17 | 44.14 | 36.6 | 39.17 | 44.14 | 36.6 | 39.88 | 46.68 | 36.6 | 39.88 | 46.69 | 36.6 | 39.17 | 44.14 | 36.6 | 39.17 | 44.14 | 36.6 | 39.88 | 46.68 | 36.6 | 39.48 | 47.69 | 36.24 | 39.54 | 48.66 | 37.88 | 39.17 | 44.14 | 36.6 | 49.76 | 52.35 | 48.74 | 49.76 | 52.35 | 48.74 | 49.76 | 52.35 | 48.74 | 49.76 | 52.35 | 48.74 | 55.34 | 52.46 | 48.74 | 55.34 | 52.46 | 48.74 | 49.76 | 52.35 | 48.74 | 49.76 | 52.35 | 48.74 | 55.34 | 52.46 | 48.74 | 54.66 | 60.85 | 48.78 | 53.57 | 65.89 | 56.6 | 49.76 | 52.35 | 48.74
2378 | 39.01 | 43.97 | 36.44 | 39.01 | 43.97 | 36.44 | 39.01 | 43.97 | 36.44 | 39.01 | 43.97 | 36.44 | 39.72 | 46.52 | 36.44 | 39.72 | 46.52 | 36.44 | 39.01 | 43.98 | 36.44 | 39.01 | 43.97 | 36.44 | 39.72 | 46.52 | 36.44 | 39.4 | 47.69 | 36.07 | 39.4 | 48.66 | 36.81 | 39.01 | 43.97 | 36.44 | 49.6 | 52.19 | 48.57 | 49.6 | 52.19 | 48.57 | 49.6 | 52.19 | 48.57 | 49.6 | 52.19 | 48.57 | 55.18 | 52.29 | 48.57 | 55.18 | 52.29 | 48.57 | 49.6 | 52.19 | 48.57 | 49.6 | 52.19 | 48.57 | 55.18 | 52.29 | 48.57 | 54.62 | 60.85 | 49.06 | 53.53 | 77.52 | 56.6 | 49.6 | 52.19 | 48.57
2379 | 39 | 43.96 | 36.43 | 39 | 43.96 | 36.43 | 39 | 43.96 | 36.43 | 39 | 43.96 | 36.43 | 39.7 | 46.51 | 36.43 | 39.7 | 46.51 | 36.43 | 39 | 43.96 | 36.43 | 39 | 43.96 | 36.43 | 39.7 | 46.51 | 36.43 | 39.39 | 47.69 | 36.06 | 39.39 | 48.66 | 36.8 | 39 | 43.96 | 36.43 | 49.59 | 52.17 | 48.56 | 49.59 | 52.17 | 48.56 | 49.59 | 52.17 | 48.56 | 49.59 | 52.17 | 48.56 | 55.17 | 52.28 | 48.56 | 55.17 | 52.28 | 48.56 | 49.59 | 52.17 | 48.56 | 49.59 | 52.17 | 48.56 | 55.17 | 52.28 | 48.56 | 54.11 | 58.31 | 48.78 | 53.57 | 65.89 | 53.46 | 49.59 | 52.17 | 48.56
2380 | 39.2 | 44.17 | 36.64 | 39.2 | 44.17 | 36.64 | 39.2 | 44.17 | 36.64 | 39.2 | 44.17 | 36.64 | 39.91 | 46.72 | 36.64 | 39.91 | 46.72 | 36.64 | 39.2 | 44.17 | 36.64 | 39.2 | 44.17 | 36.64 | 39.91 | 46.72 | 36.64 | 39.6 | 48.19 | 36.27 | 39.6 | 49.17 | 37.88 | 39.2 | 44.17 | 36.64 | 49.79 | 52.38 | 48.78 | 49.79 | 52.38 | 48.78 | 49.79 | 52.38 | 48.78 | 49.79 | 52.38 | 48.78 | 55.37 | 52.49 | 48.78 | 55.37 | 52.49 | 48.78 | 49.79 | 52.38 | 48.78 | 49.79 | 52.38 | 48.77 | 55.37 | 52.49 | 48.78 | 54.66 | 53.32 | 48.78 | 53.57 | 77.52 | 53.46 | 49.79 | 52.38 | 48.78
2381 | 39.55 | 44.52 | 36.98 | 39.55 | 44.52 | 36.98 | 39.55 | 44.52 | 37.73 | 39.55 | 44.52 | 37.73 | 40.26 | 47.06 | 36.98 | 40.26 | 47.07 | 36.98 | 39.55 | 44.52 | 36.98 | 39.55 | 44.52 | 36.98 | 40.26 | 47.06 | 36.98 | 44.71 | 50.68 | 37.36 | 45.3 | 62.84 | 45.93 | 39.55 | 44.52 | 36.98 | 50.14 | 52.83 | 51.3 | 50.14 | 52.83 | 51.3 | 50.14 | 52.83 | 51.3 | 50.14 | 52.83 | 51.3 | 55.72 | 52.83 | 49.12 | 55.72 | 52.83 | 49.12 | 50.14 | 52.83 | 49.12 | 50.14 | 52.73 | 49.12 | 55.72 | 52.83 | 49.12 | 66.8 | 56.15 | 49.12 | 70.23 | 79.11 | 62.89 | 50.14 | 52.83 | 51.3
2382 | 40.73 | 57.02 | 46.4 | 40.73 | 57.04 | 46.4 | 40.73 | 57.04 | 46.4 | 40.73 | 57.04 | 46.4 | 40.73 | 57.04 | 38.88 | 40.73 | 57.04 | 38.88 | 40.73 | 57.04 | 38.88 | 40.02 | 49.74 | 38.88 | 40.73 | 57.04 | 38.88 | 53.13 | 60.87 | 39.27 | 53.13 | 63.27 | 46.87 | 40.73 | 57.02 | 46.4 | 56.19 | 64.67 | 62.26 | 56.19 | 64.67 | 62.26 | 56.19 | 64.67 | 62.26 | 56.19 | 64.67 | 62.26 | 56.19 | 64.67 | 50.77 | 56.19 | 64.67 | 50.77 | 56.19 | 64.67 | 50.77 | 50.61 | 53.2 | 50.77 | 56.19 | 64.67 | 50.77 | 73.12 | 65.33 | 50.26 | 73.86 | 79.11 | 62.89 | 56.19 | 64.67 | 62.26
2383 | 41.69 | 58 | 50.42 | 41.69 | 58 | 50.42 | 41.69 | 58 | 50.42 | 41.69 | 58 | 50.42 | 41.69 | 58 | 39.03 | 41.69 | 58 | 39.03 | 41.69 | 58 | 39.03 | 40.98 | 58 | 39.03 | 41.69 | 58 | 39.03 | 54.24 | 60.87 | 39.03 | 54.24 | 63.27 | 49.92 | 41.69 | 58 | 50.42 | 57.15 | 73.88 | 61.62 | 57.15 | 73.88 | 61.62 | 57.15 | 73.88 | 61.62 | 57.15 | 73.88 | 61.62 | 57.15 | 64.67 | 50.83 | 57.15 | 64.67 | 50.83 | 57.15 | 64.67 | 50.83 | 51.57 | 64.67 | 50.83 | 57.15 | 64.67 | 50.83 | 73.86 | 73.14 | 50.32 | 73.86 | 79.11 | 62.24 | 57.15 | 73.88 | 61.62
2384 | 42.36 | 56.13 | 39.87 | 42.36 | 56.13 | 39.87 | 42.36 | 56.13 | 39.87 | 42.36 | 56.13 | 39.87 | 42.36 | 56.13 | 39.09 | 42.36 | 56.13 | 39.09 | 42.36 | 56.13 | 39.09 | 41.65 | 49.74 | 39.09 | 42.36 | 56.13 | 39.09 | 54.24 | 59.66 | 38.28 | 54.24 | 60.96 | 39.47 | 42.36 | 56.13 | 39.87 | 57.82 | 60.87 | 51.22 | 57.82 | 60.87 | 51.22 | 57.82 | 60.87 | 51.22 | 57.82 | 60.87 | 51.22 | 57.82 | 60.87 | 51.22 | 57.82 | 60.87 | 51.22 | 57.82 | 60.87 | 51.22 | 52.24 | 54.83 | 51.22 | 57.82 | 60.87 | 51.22 | 73.86 | 61.48 | 47.16 | 73.86 | 69.64 | 50.71 | 57.82 | 60.87 | 51.3
2385 | 41.88 | 46.66 | 38.61 | 41.88 | 46.66 | 38.61 | 41.88 | 46.66 | 38.61 | 41.88 | 46.66 | 38.61 | 41.88 | 48.53 | 38.61 | 41.88 | 48.53 | 38.61 | 41.88 | 46.66 | 38.61 | 41.17 | 46.15 | 38.61 | 41.88 | 48.53 | 38.61 | 51.5 | 47.13 | 35.49 | 52.07 | 47.13 | 38.22 | 41.88 | 46.66 | 38.61 | 57.34 | 54.46 | 50.74 | 57.34 | 54.46 | 50.74 | 57.34 | 54.46 | 50.74 | 57.34 | 54.46 | 49.61 | 57.34 | 54.46 | 50.74 | 57.34 | 54.46 | 50.74 | 57.34 | 54.46 | 50.74 | 51.76 | 54.35 | 50.74 | 57.34 | 54.46 | 50.74 | 70.95 | 53.91 | 46.34 | 72.39 | 57.96 | 49.11 | 57.34 | 54.46 | 50.74
2386 | 41.61 | 45.87 | 38.33 | 41.61 | 45.87 | 38.33 | 41.61 | 45.87 | 38.33 | 41.61 | 45.87 | 38.33 | 41.61 | 46.8 | 38.33 | 41.61 | 46.8 | 38.33 | 41.61 | 45.87 | 38.33 | 40.9 | 45.87 | 38.33 | 41.61 | 46.8 | 38.33 | 42.03 | 46.33 | 35.49 | 42.47 | 46.5 | 37.95 | 41.61 | 45.87 | 38.33 | 51.49 | 54.08 | 50.47 | 51.49 | 54.08 | 50.47 | 51.49 | 54.08 | 50.47 | 51.49 | 54.08 | 49.1 | 57.07 | 54.08 | 50.47 | 57.07 | 54.08 | 50.47 | 51.49 | 54.08 | 50.47 | 51.49 | 54.08 | 50.47 | 57.07 | 54.08 | 50.47 | 56.5 | 50.32 | 46.34 | 56.37 | 53.54 | 48.61 | 51.49 | 54.08 | 50.47
2387 | 40.61 | 45.58 | 38.04 | 40.61 | 45.58 | 38.04 | 40.61 | 45.58 | 38.04 | 40.61 | 45.58 | 38.04 | 41.32 | 46.26 | 38.04 | 41.32 | 46.26 | 38.04 | 40.61 | 45.58 | 38.04 | 40.61 | 45.58 | 38.04 | 41.32 | 46.26 | 38.04 | 40.9 | 45.12 | 34.45 | 41.02 | 46.04 | 37.66 | 40.61 | 45.58 | 38.04 | 51.2 | 53.79 | 50.18 | 51.2 | 53.79 | 50.18 | 51.2 | 53.79 | 50.18 | 51.2 | 53.79 | 49.1 | 56.78 | 53.79 | 50.18 | 56.78 | 53.79 | 50.18 | 51.2 | 53.79 | 50.18 | 51.2 | 53.79 | 50.18 | 56.78 | 53.79 | 50.18 | 55.77 | 50.01 | 46.34 | 54.66 | 53.25 | 48.61 | 51.2 | 53.79 | 50.18
2388 | 40.36 | 45.33 | 37.79 | 40.36 | 45.33 | 37.79 | 40.36 | 45.33 | 37.79 | 40.36 | 45.33 | 37.79 | 41.07 | 45.69 | 37.79 | 41.07 | 45.69 | 37.79 | 40.36 | 45.33 | 37.79 | 40.36 | 45.33 | 37.79 | 41.07 | 45.69 | 37.79 | 40.66 | 43.98 | 34.45 | 40.77 | 44.87 | 37.41 | 40.36 | 45.33 | 37.79 | 50.95 | 53.54 | 49.93 | 50.95 | 53.54 | 49.93 | 50.95 | 53.54 | 49.93 | 50.95 | 53.54 | 49.12 | 56.53 | 53.54 | 49.93 | 56.53 | 53.54 | 49.93 | 50.95 | 53.54 | 49.93 | 50.95 | 53.54 | 49.93 | 56.53 | 53.54 | 49.93 | 55.77 | 50.01 | 46.34 | 54.66 | 53.54 | 48.63 | 50.95 | 53.54 | 49.93
2389 | 40.13 | 45.09 | 37.56 | 40.13 | 45.09 | 37.56 | 40.13 | 45.09 | 37.56 | 40.13 | 45.09 | 37.56 | 40.83 | 45.45 | 37.56 | 40.83 | 45.45 | 37.56 | 40.13 | 45.09 | 37.56 | 40.13 | 45.09 | 37.56 | 40.83 | 45.45 | 37.56 | 40.42 | 43.98 | 34.45 | 40.53 | 44.87 | 37.18 | 40.13 | 45.09 | 37.56 | 50.71 | 53.3 | 49.69 | 50.71 | 53.3 | 49.69 | 50.71 | 53.3 | 49.69 | 50.71 | 53.3 | 49.12 | 56.29 | 53.3 | 49.69 | 56.29 | 53.3 | 49.69 | 50.71 | 53.3 | 49.69 | 50.71 | 53.3 | 49.69 | 56.29 | 53.3 | 49.69 | 55.4 | 50.01 | 46.66 | 54.29 | 53.84 | 48.63 | 50.71 | 53.3 | 49.69
2390 | 39.97 | 44.94 | 37.4 | 39.97 | 44.94 | 37.4 | 39.97 | 44.94 | 37.4 | 39.97 | 44.94 | 37.4 | 40.68 | 45.85 | 37.4 | 40.68 | 45.85 | 37.4 | 39.97 | 44.94 | 37.4 | 39.97 | 44.94 | 37.4 | 40.68 | 45.85 | 37.4 | 40.38 | 45.39 | 34.58 | 40.38 | 45.39 | 37.03 | 39.97 | 44.94 | 37.4 | 50.56 | 53.15 | 49.54 | 50.56 | 53.15 | 49.54 | 50.56 | 53.15 | 49.54 | 50.56 | 53.15 | 49.54 | 56.14 | 53.15 | 49.54 | 56.14 | 53.15 | 49.54 | 50.56 | 53.15 | 49.54 | 50.56 | 53.15 | 49.54 | 56.14 | 53.15 | 49.54 | 55.77 | 50.01 | 47.57 | 54.66 | 53.69 | 49.04 | 50.56 | 53.15 | 49.54
2391 | 39.86 | 44.82 | 37.29 | 39.86 | 44.82 | 37.29 | 39.86 | 44.82 | 37.29 | 39.86 | 44.82 | 37.29 | 40.56 | 47.22 | 37.29 | 40.56 | 47.22 | 37.29 | 39.86 | 44.82 | 37.29 | 39.86 | 44.82 | 37.29 | 40.56 | 47.22 | 37.29 | 40.97 | 47.13 | 35.85 | 40.68 | 48.09 | 36.96 | 39.86 | 44.82 | 37.29 | 50.44 | 53.14 | 49.42 | 50.44 | 53.14 | 49.42 | 50.44 | 53.14 | 49.42 | 50.44 | 53.14 | 49.42 | 56.02 | 53.14 | 49.42 | 56.02 | 53.14 | 49.42 | 50.44 | 53.14 | 49.42 | 50.44 | 53.03 | 49.42 | 56.02 | 53.14 | 49.42 | 56.17 | 53.68 | 48.61 | 56.17 | 55.34 | 49.92 | 50.44 | 53.14 | 49.42
2392 | 39.74 | 44.7 | 37.17 | 39.74 | 47.24 | 43.17 | 39.74 | 47.24 | 43.17 | 39.74 | 47.24 | 43.17 | 40.44 | 47.24 | 37.17 | 40.44 | 47.25 | 37.17 | 39.74 | 47.24 | 37.17 | 39.74 | 44.7 | 37.17 | 40.44 | 47.24 | 37.17 | 45.49 | 58.87 | 43.61 | 46.14 | 60.07 | 44.5 | 39.74 | 44.7 | 37.17 | 50.33 | 53.02 | 51.3 | 50.33 | 53.02 | 51.3 | 50.33 | 53.02 | 51.3 | 50.33 | 53.02 | 51.3 | 55.91 | 53.02 | 49.4 | 55.91 | 53.02 | 49.4 | 50.33 | 53.02 | 49.4 | 50.33 | 52.91 | 49.3 | 55.91 | 53.02 | 49.4 | 65.73 | 73.33 | 51.35 | 67.06 | 75.83 | 55.06 | 50.33 | 53.02 | 51.3
2393 | 39.81 | 44.78 | 41.5 | 39.81 | 47.33 | 55.13 | 39.81 | 47.33 | 55.13 | 39.81 | 47.33 | 55.13 | 40.52 | 47.33 | 37.24 | 40.52 | 47.33 | 37.24 | 39.81 | 47.33 | 37.24 | 39.81 | 44.78 | 37.24 | 40.52 | 47.33 | 37.24 | 53.62 | 65.98 | 78.67 | 53.62 | 67.33 | 80.28 | 39.81 | 44.78 | 41.5 | 50.4 | 53.82 | 64.79 | 50.4 | 53.82 | 64.79 | 50.4 | 53.82 | 64.79 | 50.4 | 53.82 | 64.79 | 55.98 | 53.82 | 50.56 | 55.98 | 53.82 | 50.56 | 50.4 | 53.82 | 50.56 | 50.4 | 52.99 | 50.56 | 55.98 | 53.82 | 50.56 | 74.61 | 100.83 | 99 | 75.36 | 103.95 | 111.11 | 50.4 | 53.82 | 64.79
2394 | 40.58 | 56.89 | 70.53 | 40.58 | 56.89 | 73.35 | 40.58 | 56.89 | 76.49 | 40.58 | 56.89 | 76.49 | 40.58 | 56.89 | 39.44 | 40.58 | 56.89 | 39.44 | 40.58 | 56.89 | 39.44 | 39.87 | 56.89 | 39.44 | 40.58 | 56.89 | 39.44 | 54.93 | 74.32 | 81.11 | 54.93 | 75.84 | 82.77 | 40.58 | 56.89 | 70.53 | 56.04 | 75.1 | 85 | 56.04 | 75.1 | 85 | 56.04 | 75.1 | 85 | 56.04 | 75.1 | 85 | 56.04 | 75.1 | 51.61 | 56.04 | 75.1 | 51.61 | 56.04 | 75.1 | 51.61 | 50.46 | 75.1 | 51.61 | 56.04 | 75.1 | 51.61 | 77.84 | 103.92 | 104.49 | 79.42 | 106.06 | 111.11 | 56.04 | 75.1 | 85
2395 | 40 | 57.02 | 52.58 | 40 | 57.02 | 52.58 | 40 | 57.02 | 63.47 | 40 | 57.02 | 63.47 | 40.71 | 57.02 | 52.58 | 40.71 | 57.02 | 52.58 | 40 | 57.02 | 52.58 | 40 | 57 | 52.58 | 40.71 | 57.02 | 52.58 | 58.03 | 74.4 | 81.95 | 56.87 | 75.91 | 83.62 | 40 | 57.02 | 52.58 | 56.17 | 75.23 | 69.8 | 56.17 | 75.23 | 69.8 | 56.17 | 75.23 | 69.8 | 56.17 | 75.23 | 69.8 | 56.17 | 75.23 | 51.61 | 56.17 | 75.23 | 51.61 | 56.17 | 75.23 | 51.61 | 50.59 | 75.23 | 51.61 | 56.17 | 75.23 | 51.61 | 88.07 | 106.05 | 104.49 | 89.86 | 108.21 | 111.11 | 56.17 | 75.23 | 69.8
2396 | 40.15 | 45.12 | 39.02 | 40.15 | 47.67 | 52.58 | 40.15 | 47.68 | 52.58 | 40.15 | 47.68 | 52.58 | 40.86 | 47.68 | 52.58 | 40.86 | 47.68 | 52.58 | 40.15 | 47.68 | 52.58 | 40.15 | 45.12 | 39.02 | 40.86 | 47.68 | 52.58 | 56.05 | 74.4 | 83.62 | 54.93 | 75.91 | 83.62 | 40.15 | 45.12 | 39.02 | 50.74 | 71.91 | 52.4 | 50.74 | 73.37 | 52.4 | 50.74 | 73.37 | 52.4 | 50.74 | 73.37 | 52.4 | 56.32 | 73.37 | 52.4 | 56.32 | 73.37 | 52.4 | 50.74 | 73.37 | 52.4 | 50.74 | 53.33 | 49.72 | 56.32 | 73.37 | 52.4 | 77.84 | 106.05 | 107.78 | 77.84 | 108.21 | 111.11 | 50.74 | 71.91 | 52.4
2397 | 39.94 | 44.9 | 37.37 | 39.94 | 44.9 | 49.48 | 39.94 | 44.9 | 49.48 | 39.94 | 44.9 | 49.48 | 40.64 | 47.45 | 49.48 | 40.64 | 47.45 | 49.48 | 39.94 | 44.9 | 49.48 | 39.94 | 44.9 | 37.37 | 40.64 | 47.45 | 49.48 | 54.87 | 74.4 | 83.62 | 54.54 | 75.91 | 83.62 | 39.94 | 44.9 | 37.37 | 50.52 | 53.11 | 51.3 | 50.52 | 53.11 | 51.3 | 50.52 | 53.11 | 51.3 | 50.52 | 53.11 | 51.3 | 56.1 | 53.22 | 51.3 | 56.1 | 53.22 | 51.3 | 50.52 | 53.11 | 51.3 | 50.52 | 53.11 | 49.5 | 56.1 | 53.22 | 51.3 | 75.8 | 106.06 | 107.78 | 75.8 | 108.21 | 111.11 | 50.52 | 53.11 | 51.3
2398 | 39.68 | 44.65 | 37.11 | 39.68 | 44.65 | 38.54 | 39.68 | 44.65 | 38.54 | 39.68 | 44.65 | 38.54 | 40.39 | 47.19 | 38.54 | 40.39 | 47.19 | 38.54 | 39.68 | 44.65 | 38.54 | 39.68 | 44.65 | 37.11 | 40.39 | 47.19 | 38.54 | 52.92 | 67.7 | 83.62 | 52.92 | 69.07 | 83.62 | 39.68 | 44.65 | 37.11 | 50.27 | 52.86 | 51.3 | 50.27 | 52.86 | 51.3 | 50.27 | 52.86 | 51.3 | 50.27 | 52.86 | 51.3 | 55.85 | 52.96 | 51.3 | 55.85 | 52.96 | 51.3 | 50.27 | 52.86 | 51.3 | 50.27 | 52.86 | 51.3 | 55.85 | 52.96 | 51.3 | 73.86 | 106.06 | 107.78 | 73.86 | 108.21 | 111.11 | 50.27 | 52.86 | 51.3
2399 | 39.3 | 44.27 | 36.73 | 39.3 | 44.27 | 37.48 | 39.3 | 44.27 | 37.48 | 39.3 | 44.27 | 37.48 | 40.01 | 46.81 | 37.48 | 40.01 | 46.81 | 37.48 | 39.3 | 44.27 | 37.48 | 39.3 | 44.27 | 36.73 | 40.01 | 46.81 | 37.48 | 41.15 | 66.35 | 82.78 | 41.15 | 67.69 | 82.78 | 39.3 | 44.27 | 36.73 | 49.89 | 52.48 | 50.78 | 49.89 | 52.48 | 50.78 | 49.89 | 52.48 | 50.78 | 49.89 | 52.48 | 50.78 | 55.47 | 52.58 | 49.11 | 55.47 | 52.58 | 49.11 | 49.89 | 52.48 | 49.11 | 49.89 | 52.48 | 48.87 | 55.47 | 52.58 | 49.11 | 62.36 | 103.95 | 107.78 | 62.36 | 106.06 | 109.98 | 49.89 | 52.48 | 50.78
2400 | 39.28 | 44.24 | 36.71 | 39.28 | 44.24 | 37.11 | 39.28 | 44.24 | 37.11 | 39.28 | 44.24 | 37.11 | 39.98 | 46.79 | 37.11 | 39.98 | 46.79 | 37.11 | 39.28 | 44.24 | 37.11 | 39.28 | 44.24 | 36.71 | 39.98 | 46.79 | 37.11 | 40.65 | 65.18 | 82.78 | 40.65 | 65.18 | 82.78 | 39.28 | 44.24 | 36.71 | 49.87 | 52.45 | 51.3 | 49.87 | 52.45 | 51.3 | 49.87 | 52.45 | 51.3 | 49.87 | 52.45 | 51.3 | 55.45 | 52.56 | 49.11 | 55.45 | 52.56 | 49.11 | 49.87 | 52.45 | 49.11 | 49.87 | 52.45 | 48.84 | 55.45 | 52.56 | 49.11 | 57.6 | 103.95 | 107.78 | 57.6 | 106.06 | 109.98 | 49.87 | 52.45 | 51.3
2401 | 39.11 | 44.08 | 36.54 | 39.11 | 44.08 | 37.11 | 39.11 | 44.08 | 37.11 | 39.11 | 44.08 | 37.11 | 39.82 | 46.62 | 37.11 | 39.82 | 46.62 | 37.11 | 39.11 | 44.08 | 37.11 | 39.11 | 44.08 | 36.54 | 39.82 | 46.62 | 37.11 | 40.65 | 63.24 | 81.96 | 40.65 | 63.24 | 80.32 | 39.11 | 44.08 | 36.54 | 49.7 | 52.29 | 51.3 | 49.7 | 52.29 | 51.3 | 49.7 | 52.29 | 51.3 | 49.7 | 52.29 | 51.3 | 55.28 | 52.39 | 49.11 | 55.28 | 52.39 | 49.11 | 49.7 | 52.29 | 49.11 | 49.7 | 52.29 | 48.68 | 55.28 | 52.39 | 49.11 | 57.6 | 103.95 | 107.78 | 57.6 | 103.95 | 109.98 | 49.7 | 52.29 | 51.3
2402 | 38.97 | 43.94 | 36.4 | 38.97 | 43.94 | 37.11 | 38.97 | 43.94 | 37.11 | 38.97 | 43.94 | 37.11 | 39.68 | 46.49 | 37.11 | 39.68 | 46.49 | 37.11 | 38.97 | 43.94 | 37.11 | 38.97 | 43.94 | 36.4 | 39.68 | 46.49 | 37.11 | 40.65 | 65.18 | 82.78 | 40.65 | 65.18 | 81.13 | 38.97 | 43.94 | 36.4 | 49.56 | 52.15 | 51.3 | 49.56 | 52.15 | 51.3 | 49.56 | 52.15 | 51.3 | 49.56 | 52.15 | 51.3 | 55.14 | 52.26 | 49.72 | 55.14 | 52.26 | 49.72 | 49.56 | 52.15 | 49.72 | 49.56 | 52.15 | 48.54 | 55.14 | 52.26 | 49.72 | 57.6 | 103.95 | 107.78 | 57.6 | 103.95 | 107.79 | 49.56 | 52.15 | 51.3
2403 | 39.02 | 43.99 | 37.28 | 39.02 | 43.99 | 37.28 | 39.02 | 43.99 | 37.28 | 39.02 | 43.99 | 37.28 | 39.73 | 46.53 | 37.28 | 39.73 | 46.53 | 37.28 | 39.02 | 43.99 | 37.28 | 39.02 | 43.99 | 36.45 | 39.73 | 46.53 | 37.28 | 40.65 | 65.18 | 82.78 | 40.65 | 65.18 | 81.13 | 39.02 | 43.99 | 37.28 | 49.61 | 52.2 | 51.3 | 49.61 | 52.2 | 51.3 | 49.61 | 52.2 | 51.3 | 49.61 | 52.2 | 51.3 | 55.19 | 52.3 | 49.31 | 55.19 | 52.3 | 49.31 | 49.61 | 52.2 | 49.31 | 49.61 | 52.2 | 48.58 | 55.19 | 52.3 | 49.31 | 57.6 | 103.95 | 107.78 | 57.6 | 103.95 | 106.7 | 49.61 | 52.2 | 51.3
2404 | 39.23 | 44.2 | 39.02 | 39.23 | 44.2 | 39.02 | 39.23 | 44.2 | 39.02 | 39.23 | 44.2 | 39.02 | 39.94 | 46.74 | 39.02 | 39.94 | 46.74 | 39.02 | 39.23 | 44.2 | 39.02 | 39.23 | 44.2 | 36.66 | 39.94 | 46.74 | 39.02 | 40.81 | 66.35 | 82.78 | 40.81 | 66.35 | 81.13 | 39.23 | 44.2 | 39.02 | 49.82 | 52.51 | 64.79 | 49.82 | 52.51 | 64.79 | 49.82 | 52.51 | 64.79 | 49.82 | 52.51 | 64.79 | 55.4 | 52.51 | 49.98 | 55.4 | 52.51 | 49.98 | 49.82 | 52.51 | 49.98 | 49.82 | 52.41 | 48.8 | 55.4 | 52.51 | 49.98 | 58.75 | 103.95 | 109.86 | 58.16 | 103.95 | 107.67 | 49.82 | 52.51 | 64.79
2405 | 39.59 | 44.56 | 73.07 | 39.59 | 44.56 | 73.07 | 39.59 | 44.56 | 79.32 | 39.59 | 44.56 | 79.32 | 40.3 | 47.11 | 55.47 | 40.3 | 47.11 | 55.47 | 39.59 | 44.56 | 37.02 | 39.59 | 44.56 | 37.02 | 40.3 | 47.11 | 55.47 | 52.92 | 74.4 | 83.62 | 53.46 | 75.14 | 81.95 | 39.59 | 44.56 | 73.07 | 50.18 | 56.61 | 84.72 | 50.18 | 56.61 | 84.72 | 50.18 | 56.61 | 84.72 | 50.18 | 56.61 | 84.72 | 55.76 | 56.61 | 51.61 | 55.76 | 56.61 | 51.61 | 50.18 | 56.61 | 51.61 | 50.18 | 52.77 | 49.16 | 55.76 | 56.61 | 51.61 | 74.61 | 106.06 | 111.11 | 75.36 | 106.06 | 108.89 | 50.18 | 56.61 | 84.72
2406 | 40.74 | 57.05 | 73.51 | 40.74 | 57.05 | 73.51 | 40.74 | 57.05 | 81.93 | 40.74 | 57.05 | 81.93 | 40.74 | 57.05 | 80.85 | 40.74 | 57.05 | 80.85 | 40.74 | 57.05 | 73.51 | 40.03 | 45.01 | 39.85 | 40.74 | 57.05 | 80.85 | 54.93 | 74.4 | 83.62 | 55.49 | 74.42 | 82.76 | 40.74 | 57.05 | 73.51 | 56.2 | 84.73 | 90.07 | 56.2 | 84.73 | 90.07 | 56.2 | 84.73 | 90.07 | 56.2 | 84.73 | 90.07 | 56.2 | 84.73 | 72.69 | 56.2 | 84.73 | 72.69 | 56.2 | 84.73 | 68.39 | 50.62 | 53.21 | 51.61 | 56.2 | 84.73 | 68.39 | 78.5 | 106.06 | 111.11 | 78.62 | 106.06 | 108.89 | 56.2 | 84.73 | 90.07
2407 | 41.59 | 57.91 | 74.36 | 41.59 | 57.91 | 74.36 | 41.59 | 57.91 | 81.11 | 41.59 | 57.91 | 81.11 | 41.59 | 57.91 | 80.85 | 41.59 | 57.91 | 80.85 | 40.89 | 57.91 | 74.36 | 40.89 | 45.92 | 39.85 | 41.59 | 57.91 | 80.85 | 56.05 | 74.4 | 83.6 | 55.49 | 75.15 | 81.93 | 41.59 | 57.91 | 74.36 | 57.05 | 90.05 | 106.7 | 57.05 | 90.05 | 106.7 | 57.05 | 90.05 | 106.7 | 57.05 | 100.83 | 106.7 | 57.05 | 90.05 | 92.53 | 57.05 | 90.05 | 92.53 | 51.47 | 90.05 | 51.61 | 51.47 | 54.06 | 51.61 | 57.05 | 90.05 | 87.06 | 79.42 | 106.06 | 111.11 | 79.42 | 105 | 108.89 | 57.05 | 90.05 | 106.7
2408 | 42.15 | 58.46 | 74.92 | 42.15 | 58.46 | 74.92 | 42.15 | 58.46 | 76.84 | 42.15 | 58.46 | 76.84 | 42.15 | 58.46 | 76.08 | 42.15 | 58.46 | 76.08 | 41.45 | 58.46 | 39.85 | 41.45 | 46.44 | 39.85 | 42.15 | 58.46 | 76.08 | 55.64 | 68.69 | 79.22 | 54.54 | 67.33 | 77.64 | 42.15 | 58.46 | 74.92 | 57.62 | 82.13 | 83.28 | 57.62 | 82.13 | 83.28 | 57.62 | 82.13 | 83.28 | 57.62 | 82.13 | 83.28 | 57.62 | 82.13 | 68.39 | 57.62 | 82.13 | 68.39 | 52.04 | 82.13 | 51.61 | 52.04 | 54.63 | 51.01 | 57.62 | 82.13 | 68.39 | 76.91 | 86.04 | 86.73 | 76.14 | 84.33 | 85 | 57.62 | 82.13 | 83.28
2409 | 41.84 | 58.14 | 61.46 | 41.84 | 58.14 | 61.46 | 41.84 | 58.14 | 61.46 | 41.84 | 58.14 | 61.46 | 41.84 | 58.14 | 60.83 | 41.84 | 58.14 | 60.83 | 41.13 | 58.14 | 39.85 | 41.13 | 49.74 | 39.85 | 41.84 | 58.14 | 60.83 | 53.46 | 60.55 | 63.35 | 52.4 | 59.34 | 62.08 | 41.84 | 58.14 | 61.46 | 57.3 | 76.39 | 67.22 | 57.3 | 76.39 | 67.22 | 57.3 | 76.39 | 67.22 | 57.3 | 76.39 | 67.22 | 57.3 | 76.39 | 66.54 | 57.3 | 76.39 | 66.54 | 51.72 | 76.39 | 51.61 | 51.72 | 54.31 | 51.61 | 57.3 | 76.39 | 66.54 | 75.28 | 80.08 | 70 | 73.79 | 78.48 | 68.6 | 57.3 | 76.39 | 67.22
2410 | 41.57 | 48.38 | 57.06 | 41.57 | 48.38 | 57.06 | 41.57 | 48.38 | 57.06 | 41.57 | 48.38 | 57.06 | 41.57 | 48.38 | 57.06 | 41.57 | 48.38 | 57.06 | 40.86 | 45.84 | 38.29 | 40.86 | 45.83 | 38.29 | 41.57 | 48.38 | 57.06 | 45.62 | 55.62 | 59.42 | 44.71 | 54.5 | 57.63 | 41.57 | 48.38 | 57.06 | 57.03 | 63.55 | 51.86 | 57.03 | 63.55 | 51.86 | 57.03 | 63.55 | 51.86 | 57.03 | 63.55 | 51.86 | 57.03 | 63.55 | 51.61 | 57.03 | 63.55 | 51.61 | 51.45 | 54.04 | 51.61 | 51.45 | 54.04 | 50.43 | 57.03 | 63.55 | 51.61 | 61.98 | 66.18 | 54.01 | 60.75 | 64.85 | 52.39 | 57.03 | 63.55 | 51.86
2411 | 40.9 | 45.55 | 57.06 | 40.9 | 45.55 | 57.06 | 41.28 | 45.55 | 57.06 | 41.28 | 45.55 | 57.06 | 41.28 | 48.09 | 57.06 | 41.28 | 48.09 | 57.06 | 40.58 | 45.55 | 38.01 | 40.58 | 45.55 | 38.01 | 41.28 | 48.09 | 57.06 | 43.02 | 55.06 | 59.42 | 42.16 | 53.41 | 57.63 | 40.9 | 45.55 | 57.06 | 51.17 | 62.91 | 51.3 | 51.17 | 62.91 | 51.3 | 51.17 | 62.91 | 51.3 | 51.17 | 62.91 | 51.3 | 56.75 | 62.91 | 51.3 | 56.75 | 62.91 | 51.3 | 51.17 | 53.76 | 50.14 | 51.17 | 53.76 | 50.14 | 56.75 | 62.91 | 51.3 | 58.77 | 66.18 | 54.01 | 57.6 | 63.55 | 51.81 | 51.17 | 62.91 | 51.3
2412 | 40.45 | 45.42 | 57.06 | 40.45 | 45.42 | 57.06 | 40.45 | 45.42 | 57.06 | 40.45 | 45.42 | 57.06 | 41.16 | 47.96 | 57.06 | 41.16 | 47.96 | 57.06 | 40.45 | 45.42 | 37.88 | 40.45 | 45.42 | 37.88 | 41.16 | 47.96 | 57.06 | 44.5 | 55.06 | 61.88 | 43.61 | 53.96 | 60.64 | 40.45 | 45.42 | 57.06 | 51.04 | 54.91 | 51.3 | 51.04 | 54.91 | 51.3 | 51.04 | 54.91 | 51.3 | 51.04 | 54.91 | 51.3 | 56.62 | 54.91 | 51.3 | 56.62 | 54.91 | 51.3 | 51.04 | 53.63 | 50.02 | 51.04 | 53.63 | 50.02 | 56.62 | 54.91 | 51.3 | 60.17 | 77.66 | 56.2 | 60.17 | 76.11 | 55.08 | 51.04 | 54.91 | 51.3
2413 | 40.29 | 45.26 | 39.02 | 40.29 | 45.26 | 39.02 | 40.29 | 45.26 | 57.06 | 40.29 | 45.26 | 57.06 | 41 | 47.81 | 57.06 | 41 | 47.81 | 57.06 | 40.29 | 45.26 | 37.73 | 40.29 | 45.26 | 37.73 | 41 | 47.81 | 57.06 | 43.02 | 55.06 | 61.88 | 43.02 | 53.96 | 60.64 | 40.29 | 45.26 | 39.02 | 50.88 | 54.75 | 51.3 | 50.88 | 54.75 | 51.3 | 50.88 | 54.75 | 51.3 | 50.88 | 54.75 | 51.3 | 56.46 | 54.75 | 51.3 | 56.46 | 54.75 | 51.3 | 50.88 | 53.47 | 49.86 | 50.88 | 53.47 | 49.86 | 56.46 | 54.75 | 51.3 | 59.33 | 69.02 | 54.52 | 58.15 | 67.64 | 53.43 | 50.88 | 54.75 | 51.3
2414 | 40.17 | 45.14 | 59.62 | 40.17 | 45.14 | 59.62 | 40.17 | 45.14 | 59.62 | 40.17 | 45.14 | 59.62 | 40.88 | 47.68 | 57.06 | 40.88 | 47.68 | 57.06 | 40.17 | 45.14 | 37.6 | 40.17 | 45.14 | 37.6 | 40.88 | 47.68 | 57.06 | 43.61 | 55.8 | 63.55 | 43.61 | 55.8 | 62.29 | 40.17 | 45.14 | 59.62 | 50.76 | 54.62 | 51.3 | 50.76 | 54.62 | 51.3 | 50.76 | 54.62 | 51.3 | 50.76 | 54.62 | 51.3 | 56.34 | 54.62 | 51.3 | 56.34 | 54.62 | 51.3 | 50.76 | 53.35 | 49.74 | 50.76 | 53.35 | 49.74 | 56.34 | 54.62 | 51.3 | 59.88 | 78.48 | 74.75 | 59.36 | 78.48 | 73.26 | 50.76 | 54.62 | 51.3
2415 | 39.96 | 44.92 | 66.42 | 39.96 | 44.92 | 66.42 | 39.96 | 44.92 | 67.77 | 39.96 | 44.92 | 67.77 | 40.66 | 47.47 | 65.74 | 40.66 | 47.47 | 65.74 | 39.96 | 44.92 | 37.39 | 39.96 | 44.92 | 37.39 | 40.66 | 47.47 | 65.74 | 49.51 | 65 | 71.29 | 50.52 | 65 | 69.87 | 39.96 | 44.92 | 66.42 | 50.54 | 54.41 | 51.3 | 50.54 | 54.41 | 51.3 | 50.54 | 54.41 | 51.3 | 50.54 | 54.41 | 51.3 | 56.12 | 54.41 | 51.3 | 56.12 | 54.41 | 51.3 | 50.54 | 53.13 | 49.52 | 50.54 | 53.13 | 49.52 | 56.12 | 54.41 | 51.3 | 73.34 | 82.27 | 85.03 | 73.34 | 82.13 | 83.33 | 50.54 | 54.41 | 51.3
2416 | 39.77 | 44.74 | 39.02 | 39.77 | 44.74 | 73.25 | 39.77 | 44.74 | 79.5 | 39.77 | 44.74 | 79.5 | 40.48 | 47.29 | 75.89 | 40.48 | 47.29 | 75.89 | 39.77 | 44.74 | 37.2 | 39.77 | 44.74 | 37.2 | 40.48 | 47.29 | 75.89 | 52.65 | 67.33 | 83.16 | 52.92 | 68.69 | 81.49 | 39.77 | 44.74 | 39.02 | 50.36 | 56.61 | 65.68 | 50.36 | 56.61 | 84.9 | 50.36 | 56.61 | 85.8 | 50.36 | 56.61 | 85.8 | 55.94 | 56.61 | 85.8 | 55.94 | 56.61 | 85.8 | 50.36 | 52.95 | 49.34 | 50.36 | 52.95 | 49.34 | 55.94 | 56.61 | 85.8 | 74.61 | 92.18 | 111.11 | 76.12 | 92.18 | 111.11 | 50.36 | 56.61 | 65.68
2417 | 39.87 | 44.84 | 73.35 | 39.87 | 47.39 | 73.35 | 39.87 | 47.39 | 81.63 | 39.87 | 47.39 | 81.63 | 40.58 | 47.39 | 81.11 | 40.58 | 47.39 | 81.11 | 39.87 | 44.84 | 37.3 | 39.87 | 44.84 | 37.3 | 40.58 | 47.39 | 81.11 | 54.55 | 75.91 | 85.83 | 54.55 | 75.91 | 84.12 | 39.87 | 44.84 | 73.35 | 50.46 | 75.09 | 85 | 50.46 | 75.09 | 85 | 50.46 | 75.09 | 103.5 | 50.46 | 75.09 | 103.5 | 56.04 | 75.09 | 103.5 | 56.04 | 75.09 | 103.5 | 50.46 | 53.05 | 49.44 | 50.46 | 53.05 | 49.44 | 56.04 | 75.09 | 103.5 | 77.84 | 108.21 | 111.11 | 79.42 | 108.21 | 113.37 | 50.46 | 75.09 | 85
2418 | 40.67 | 56.98 | 73.44 | 40.67 | 56.98 | 73.44 | 40.67 | 56.98 | 82.42 | 40.67 | 56.98 | 82.42 | 40.67 | 56.98 | 81.6 | 40.67 | 56.98 | 81.6 | 39.96 | 44.93 | 37.39 | 39.96 | 44.93 | 37.39 | 40.67 | 56.98 | 81.6 | 55.64 | 75.92 | 85.83 | 54.93 | 75.92 | 85.83 | 40.67 | 56.98 | 73.44 | 56.13 | 80.39 | 90 | 56.13 | 80.39 | 90 | 56.13 | 80.39 | 105.63 | 56.13 | 82.03 | 105.63 | 56.13 | 80.39 | 105.63 | 56.13 | 80.39 | 105.63 | 50.55 | 53.14 | 49.53 | 50.55 | 53.14 | 49.53 | 56.13 | 80.39 | 104.54 | 79.21 | 109.31 | 111.11 | 80.01 | 109.34 | 113.37 | 56.13 | 80.39 | 90
2419 | 40.92 | 57.22 | 70.53 | 40.92 | 57.22 | 73.69 | 40.92 | 57.22 | 84.12 | 40.92 | 57.22 | 84.12 | 40.92 | 57.22 | 84.12 | 40.92 | 57.22 | 84.12 | 40.21 | 45.18 | 37.64 | 40.21 | 45.18 | 37.64 | 40.92 | 57.22 | 84.12 | 56.05 | 82.22 | 87.6 | 54.93 | 83.05 | 87.6 | 40.92 | 57.22 | 70.53 | 56.38 | 75.43 | 85.34 | 56.38 | 75.43 | 85.34 | 56.38 | 75.43 | 106.7 | 56.38 | 75.43 | 106.7 | 56.38 | 75.43 | 106.7 | 56.38 | 75.43 | 106.7 | 50.8 | 53.39 | 49.77 | 50.8 | 53.39 | 49.77 | 56.38 | 75.43 | 105.08 | 94.04 | 110 | 111.68 | 95.95 | 111.15 | 113.37 | 56.38 | 75.43 | 85.34
2420 | 40.42 | 45.4 | 59.62 | 40.42 | 46.33 | 73.9 | 40.42 | 46.33 | 83.28 | 40.42 | 46.33 | 83.28 | 41.13 | 47.94 | 83.28 | 41.13 | 47.94 | 83.28 | 40.42 | 45.39 | 37.85 | 40.42 | 45.39 | 37.85 | 41.13 | 47.94 | 83.28 | 56.05 | 82.22 | 87.6 | 54.93 | 83.05 | 85.86 | 40.42 | 45.4 | 59.62 | 51.01 | 73.1 | 51.3 | 51.01 | 74.58 | 85.55 | 51.01 | 74.58 | 105.08 | 51.01 | 74.58 | 105.08 | 56.59 | 74.58 | 105.08 | 56.59 | 74.58 | 105.08 | 51.01 | 53.6 | 49.99 | 51.01 | 53.6 | 49.99 | 56.59 | 74.58 | 105.08 | 83.98 | 110 | 111.68 | 83.98 | 111.15 | 113.37 | 51.01 | 73.1 | 51.3
2421 | 40.25 | 45.22 | 37.68 | 40.25 | 45.22 | 73.73 | 40.25 | 45.22 | 82.42 | 40.25 | 45.22 | 82.42 | 40.96 | 47.77 | 82.42 | 40.96 | 47.77 | 82.42 | 40.25 | 45.22 | 37.68 | 40.25 | 45.22 | 37.68 | 40.96 | 47.77 | 82.42 | 55.64 | 75.92 | 85.83 | 54.67 | 75.92 | 84.12 | 40.25 | 45.22 | 37.68 | 50.84 | 53.43 | 51.3 | 50.84 | 53.43 | 85.38 | 50.84 | 53.43 | 85.38 | 50.84 | 53.43 | 85.38 | 56.42 | 54.71 | 85.38 | 56.42 | 54.71 | 105.08 | 50.84 | 53.43 | 49.82 | 50.84 | 53.43 | 49.82 | 56.42 | 54.71 | 85.38 | 77.84 | 108.21 | 111.68 | 77.84 | 108.21 | 113.37 | 50.84 | 53.43 | 51.3
2422 | 39.83 | 44.8 | 37.27 | 39.83 | 44.8 | 73.31 | 39.83 | 44.8 | 80.76 | 39.83 | 44.8 | 80.76 | 40.54 | 47.35 | 80.76 | 40.54 | 47.35 | 80.76 | 39.83 | 44.8 | 37.27 | 39.83 | 44.8 | 37.27 | 40.54 | 47.35 | 80.76 | 52.4 | 75.91 | 85.83 | 52.4 | 75.91 | 84.12 | 39.83 | 44.8 | 37.27 | 50.42 | 53.01 | 51.3 | 50.42 | 53.01 | 53.42 | 50.42 | 53.01 | 53.42 | 50.42 | 53.01 | 53.42 | 56 | 53.12 | 53.42 | 56 | 53.12 | 105.08 | 50.42 | 53.01 | 51.61 | 50.42 | 53.01 | 49.4 | 56 | 53.12 | 53.42 | 73.86 | 108.21 | 111.68 | 73.86 | 108.21 | 111.11 | 50.42 | 53.01 | 51.3
2423 | 39.43 | 44.4 | 36.86 | 39.43 | 44.4 | 72.91 | 39.43 | 44.4 | 72.91 | 39.43 | 44.4 | 72.91 | 40.14 | 46.95 | 72.91 | 40.14 | 46.95 | 72.91 | 39.43 | 44.4 | 36.86 | 39.43 | 44.4 | 36.86 | 40.14 | 46.95 | 72.91 | 44.71 | 70.48 | 85.83 | 43.82 | 70.47 | 84.12 | 39.43 | 44.4 | 36.86 | 50.02 | 52.61 | 51.3 | 50.02 | 52.61 | 51.3 | 50.02 | 52.61 | 51.3 | 50.02 | 52.61 | 51.3 | 55.6 | 52.72 | 51.3 | 55.6 | 52.72 | 105.08 | 50.02 | 52.61 | 51.3 | 50.02 | 52.61 | 49 | 55.6 | 52.72 | 51.3 | 64.89 | 106.06 | 111.68 | 64.89 | 108.21 | 111.11 | 50.02 | 52.61 | 51.3
2424 | 39.31 | 44.28 | 36.74 | 39.31 | 44.28 | 72.79 | 39.31 | 44.28 | 72.79 | 39.31 | 44.28 | 72.79 | 40.02 | 46.82 | 72.79 | 40.02 | 46.82 | 72.79 | 39.31 | 44.28 | 36.74 | 39.31 | 44.28 | 36.74 | 40.02 | 46.82 | 72.79 | 40.65 | 69.07 | 85.83 | 40.65 | 69.07 | 84.12 | 39.31 | 44.28 | 36.74 | 49.9 | 52.49 | 51.61 | 49.9 | 52.49 | 51.61 | 49.9 | 52.49 | 51.61 | 49.9 | 52.49 | 51.61 | 55.48 | 52.59 | 51.61 | 55.48 | 52.59 | 105.08 | 49.9 | 52.49 | 51.61 | 49.9 | 52.49 | 48.88 | 55.48 | 52.59 | 51.61 | 57.6 | 106.06 | 111.68 | 57.6 | 108.21 | 111.11 | 49.9 | 52.49 | 51.61
2425 | 39.17 | 44.14 | 39.02 | 39.17 | 44.14 | 61.82 | 39.17 | 44.14 | 61.82 | 39.17 | 44.14 | 61.82 | 39.88 | 46.69 | 61.82 | 39.88 | 46.69 | 61.82 | 39.17 | 44.14 | 36.61 | 39.17 | 44.14 | 36.61 | 39.88 | 46.69 | 61.82 | 40.65 | 68.38 | 85.83 | 40.65 | 68.38 | 84.12 | 39.17 | 44.14 | 39.02 | 49.76 | 52.35 | 52.35 | 49.76 | 52.35 | 52.35 | 49.76 | 52.35 | 52.35 | 49.76 | 52.35 | 52.35 | 55.34 | 52.46 | 52.35 | 55.34 | 52.46 | 105.08 | 49.76 | 52.35 | 51.61 | 49.76 | 52.35 | 48.74 | 55.34 | 52.46 | 52.35 | 57.6 | 106.06 | 111.68 | 57.6 | 108.21 | 111.11 | 49.76 | 52.35 | 52.35
2426 | 39.09 | 44.06 | 44.72 | 39.09 | 44.06 | 60.17 | 39.09 | 44.06 | 60.17 | 39.09 | 44.06 | 60.17 | 39.8 | 46.6 | 60.17 | 39.8 | 46.6 | 60.17 | 39.09 | 44.06 | 60.17 | 39.09 | 44.06 | 36.52 | 39.8 | 46.6 | 60.17 | 40.65 | 64.54 | 85.83 | 40.65 | 64.54 | 84.12 | 39.09 | 44.06 | 44.72 | 49.68 | 52.27 | 53.42 | 49.68 | 52.27 | 53.42 | 49.68 | 52.27 | 53.42 | 49.68 | 52.27 | 53.42 | 55.26 | 52.37 | 53.42 | 55.26 | 52.37 | 105.08 | 49.68 | 52.27 | 53.42 | 49.68 | 52.27 | 48.65 | 55.26 | 52.37 | 53.42 | 58.73 | 106.06 | 111.68 | 57.6 | 108.21 | 111.11 | 49.68 | 52.27 | 53.42
2427 | 39.08 | 44.05 | 61.73 | 39.08 | 44.05 | 61.73 | 39.08 | 44.05 | 61.73 | 39.08 | 44.05 | 61.73 | 39.79 | 46.6 | 61.73 | 39.79 | 46.6 | 61.73 | 39.08 | 44.05 | 61.73 | 39.08 | 44.05 | 39.85 | 39.79 | 46.6 | 61.73 | 40.65 | 64.53 | 85.83 | 40.65 | 64.53 | 84.12 | 39.08 | 44.05 | 61.73 | 49.67 | 52.26 | 53.96 | 49.67 | 52.26 | 53.96 | 49.67 | 52.26 | 53.96 | 49.67 | 52.26 | 53.96 | 55.25 | 52.37 | 53.96 | 55.25 | 52.37 | 105.08 | 49.67 | 52.26 | 53.96 | 49.67 | 52.26 | 48.65 | 55.25 | 52.37 | 53.96 | 57.6 | 108.21 | 111.68 | 57.6 | 106.06 | 111.11 | 49.67 | 52.26 | 53.96
2428 | 39.23 | 44.2 | 72.71 | 39.23 | 44.2 | 72.71 | 39.23 | 44.2 | 72.71 | 39.23 | 44.2 | 72.71 | 39.94 | 46.75 | 72.71 | 39.94 | 46.75 | 72.71 | 39.23 | 44.2 | 72.71 | 39.23 | 44.2 | 39.85 | 39.94 | 46.75 | 72.71 | 41.59 | 66.5 | 85.83 | 40.76 | 66.5 | 84.12 | 39.23 | 44.2 | 72.71 | 49.82 | 52.52 | 64.79 | 49.82 | 52.52 | 64.79 | 49.82 | 52.52 | 64.79 | 49.82 | 52.52 | 64.79 | 55.4 | 52.52 | 64.79 | 55.4 | 52.52 | 103.5 | 49.82 | 52.52 | 64.79 | 49.82 | 52.41 | 48.8 | 55.4 | 52.52 | 64.79 | 57.6 | 108.21 | 111.11 | 58.18 | 107.13 | 111.11 | 49.82 | 52.52 | 64.79
2429 | 40.22 | 47.04 | 72.99 | 40.22 | 47.04 | 72.99 | 40.22 | 47.04 | 79.15 | 40.22 | 47.04 | 79.15 | 40.22 | 47.04 | 79.15 | 40.22 | 47.04 | 79.15 | 40.22 | 47.04 | 72.99 | 39.51 | 44.49 | 39.85 | 40.22 | 47.04 | 79.15 | 52.92 | 75.91 | 85.83 | 54 | 75.91 | 84.12 | 40.22 | 47.04 | 72.99 | 50.1 | 71.08 | 89.55 | 50.1 | 71.08 | 89.55 | 50.1 | 71.08 | 89.55 | 50.1 | 71.08 | 89.55 | 55.68 | 71.08 | 89.55 | 55.68 | 71.08 | 104.54 | 50.1 | 71.08 | 89.55 | 50.1 | 52.69 | 49.08 | 55.68 | 71.08 | 89.55 | 75.8 | 108.21 | 111.11 | 77.34 | 108.21 | 111.11 | 50.1 | 71.08 | 89.55
2430 | 40.77 | 57.08 | 77.11 | 40.77 | 57.08 | 77.11 | 40.77 | 57.08 | 82.42 | 40.77 | 57.08 | 82.42 | 40.77 | 57.08 | 82.42 | 40.77 | 57.08 | 82.42 | 40.77 | 57.08 | 77.11 | 40.07 | 49.74 | 39.85 | 40.77 | 57.08 | 82.42 | 56.05 | 75.91 | 85.83 | 56.05 | 75.91 | 84.12 | 40.77 | 57.08 | 77.11 | 56.23 | 80.75 | 105.08 | 56.23 | 80.75 | 105.08 | 56.23 | 80.75 | 105.08 | 56.23 | 80.75 | 105.08 | 56.23 | 80.75 | 105.08 | 56.23 | 80.75 | 105.08 | 56.23 | 80.75 | 105.08 | 50.65 | 53.24 | 51.61 | 56.23 | 80.75 | 105.08 | 78.5 | 108.21 | 111.68 | 79.42 | 108.21 | 111.11 | 56.23 | 80.75 | 105.08
2431 | 41.86 | 61.71 | 77.11 | 41.86 | 61.71 | 77.11 | 41.86 | 61.71 | 82.42 | 41.86 | 61.71 | 82.42 | 41.86 | 61.71 | 82.42 | 41.86 | 61.71 | 82.42 | 41.86 | 61.71 | 77.11 | 41.15 | 49.74 | 39.85 | 41.86 | 61.71 | 82.42 | 56.05 | 75.91 | 85.83 | 56.05 | 75.91 | 84.12 | 41.86 | 61.71 | 77.11 | 57.32 | 95.99 | 107.67 | 57.32 | 95.99 | 107.67 | 57.32 | 95.99 | 107.67 | 57.32 | 95.99 | 107.67 | 57.32 | 95.99 | 107.67 | 57.32 | 95.99 | 107.67 | 57.32 | 95.99 | 107.67 | 51.74 | 54.33 | 51.61 | 57.32 | 95.99 | 107.67 | 79.42 | 108.21 | 111.68 | 79.42 | 108.21 | 111.11 | 57.32 | 95.99 | 107.67
2432 | 42.48 | 58.79 | 75.25 | 42.48 | 58.79 | 75.25 | 42.48 | 58.79 | 78.65 | 42.48 | 58.79 | 78.65 | 42.48 | 58.79 | 78.65 | 42.48 | 58.79 | 78.65 | 42.48 | 58.79 | 75.25 | 41.77 | 49.74 | 39.85 | 42.48 | 58.79 | 78.65 | 55.64 | 68.69 | 81.91 | 55.49 | 68.01 | 80.28 | 42.48 | 58.79 | 75.25 | 57.94 | 82.45 | 99.39 | 57.94 | 82.45 | 99.39 | 57.94 | 82.45 | 99.39 | 57.94 | 82.45 | 99.39 | 57.94 | 82.45 | 99.39 | 57.94 | 82.45 | 99.39 | 57.94 | 82.45 | 99.39 | 52.36 | 54.95 | 51.33 | 57.94 | 82.45 | 99.39 | 76.91 | 86.73 | 103.5 | 76.91 | 86.73 | 101.44 | 57.94 | 82.45 | 99.39
2433 | 42.09 | 58.4 | 60.85 | 42.09 | 58.4 | 60.85 | 42.09 | 58.4 | 60.85 | 42.09 | 58.4 | 60.85 | 42.09 | 58.4 | 60.23 | 42.09 | 58.4 | 60.23 | 42.09 | 58.4 | 60.23 | 41.38 | 46.35 | 38.81 | 42.09 | 58.4 | 60.23 | 53.13 | 60.87 | 62.71 | 52.07 | 59.66 | 61.47 | 42.09 | 58.4 | 60.85 | 57.55 | 76.39 | 67.22 | 57.55 | 76.39 | 67.22 | 57.55 | 76.39 | 67.22 | 57.55 | 76.39 | 67.22 | 57.55 | 76.39 | 67.22 | 57.55 | 76.39 | 67.22 | 57.55 | 76.39 | 67.22 | 51.97 | 54.56 | 50.95 | 57.55 | 76.39 | 67.22 | 73.86 | 79.55 | 70.73 | 73.12 | 77.96 | 70 | 57.55 | 76.39 | 67.22
2434 | 41.11 | 52 | 38.54 | 41.11 | 52 | 38.54 | 41.82 | 52 | 38.54 | 41.82 | 52 | 38.54 | 41.82 | 52 | 38.54 | 41.82 | 52 | 38.54 | 41.11 | 52 | 38.54 | 41.11 | 46.08 | 38.54 | 41.82 | 52 | 38.54 | 43.54 | 55.25 | 38.93 | 42.68 | 54.14 | 38.93 | 41.82 | 52 | 38.54 | 56.44 | 66.94 | 50.67 | 56.44 | 66.94 | 50.67 | 56.44 | 66.94 | 50.67 | 56.44 | 66.94 | 50.67 | 57.28 | 66.94 | 50.67 | 57.28 | 66.94 | 50.67 | 56.44 | 66.94 | 50.67 | 51.7 | 54.29 | 50.67 | 57.28 | 66.94 | 50.67 | 58.77 | 69.7 | 51.19 | 57.6 | 68.93 | 51.19 | 56.44 | 66.94 | 50.67
2435 | 40.78 | 45.75 | 38.21 | 40.78 | 45.76 | 38.21 | 40.78 | 45.76 | 38.21 | 40.78 | 45.76 | 38.21 | 41.49 | 48.29 | 38.21 | 41.49 | 48.29 | 38.21 | 40.78 | 45.76 | 38.21 | 40.78 | 45.75 | 38.21 | 41.49 | 48.29 | 38.21 | 41.48 | 50.29 | 38.6 | 41.19 | 49.28 | 38.09 | 40.78 | 45.75 | 38.21 | 51.37 | 53.96 | 50.35 | 51.37 | 53.96 | 50.35 | 55.31 | 53.96 | 50.35 | 55.31 | 53.96 | 50.35 | 56.95 | 54.06 | 50.35 | 56.95 | 54.06 | 50.35 | 51.37 | 53.96 | 50.35 | 51.37 | 53.96 | 50.35 | 56.95 | 54.06 | 50.35 | 57.6 | 54.5 | 50.85 | 57.02 | 54.5 | 50.85 | 55.31 | 53.96 | 50.35
2436 | 40.49 | 45.46 | 37.92 | 40.49 | 45.46 | 37.92 | 40.49 | 45.46 | 37.92 | 40.49 | 45.46 | 37.92 | 41.2 | 48 | 37.92 | 41.2 | 48 | 37.92 | 40.49 | 45.46 | 37.92 | 40.49 | 45.46 | 37.92 | 41.2 | 48 | 37.92 | 41.48 | 49.82 | 38.09 | 40.9 | 48.82 | 38.09 | 40.49 | 45.46 | 37.92 | 51.08 | 53.67 | 50.06 | 51.08 | 53.67 | 50.06 | 53.87 | 53.67 | 50.06 | 53.87 | 53.67 | 50.06 | 56.66 | 53.78 | 50.06 | 56.66 | 53.78 | 50.06 | 51.08 | 53.67 | 50.06 | 51.08 | 53.67 | 50.06 | 56.66 | 53.78 | 50.06 | 57.23 | 53.24 | 49.78 | 56.09 | 54.21 | 50.56 | 52.8 | 53.67 | 50.06
2437 | 40.33 | 45.29 | 37.76 | 40.33 | 45.29 | 37.76 | 40.33 | 45.29 | 37.76 | 40.33 | 45.29 | 37.76 | 41.03 | 47.84 | 37.76 | 41.03 | 47.84 | 37.76 | 40.33 | 45.29 | 37.76 | 40.33 | 45.29 | 37.76 | 41.03 | 47.84 | 37.76 | 41.48 | 49.82 | 38.14 | 40.73 | 48.83 | 38.14 | 40.33 | 45.29 | 37.76 | 50.92 | 53.5 | 49.89 | 50.92 | 53.5 | 49.89 | 51.25 | 53.5 | 49.89 | 51.25 | 53.5 | 49.89 | 56.5 | 53.61 | 49.89 | 56.5 | 53.61 | 49.89 | 50.92 | 53.5 | 49.89 | 50.92 | 53.5 | 49.89 | 56.5 | 53.61 | 49.89 | 57.07 | 53.24 | 49.78 | 55.93 | 54.04 | 50.4 | 50.92 | 53.5 | 49.89
2438 | 40.15 | 45.12 | 37.59 | 40.15 | 45.12 | 37.59 | 40.15 | 45.12 | 37.59 | 40.15 | 45.12 | 37.59 | 40.86 | 47.67 | 37.59 | 40.86 | 47.67 | 37.59 | 40.15 | 45.12 | 37.59 | 40.15 | 45.12 | 37.59 | 40.86 | 47.67 | 37.59 | 41.48 | 49.82 | 37.97 | 40.65 | 48.83 | 37.97 | 40.15 | 45.12 | 37.59 | 50.74 | 53.33 | 49.72 | 50.74 | 53.33 | 49.72 | 51.77 | 53.33 | 49.72 | 51.77 | 53.33 | 49.72 | 56.32 | 53.44 | 49.72 | 56.32 | 53.44 | 49.72 | 50.74 | 53.33 | 49.72 | 50.74 | 53.33 | 49.72 | 56.32 | 53.44 | 49.72 | 57.1 | 54.5 | 49.78 | 55.97 | 54.5 | 50.22 | 50.74 | 53.33 | 49.72
2439 | 39.98 | 44.95 | 37.41 | 39.98 | 44.95 | 37.41 | 39.98 | 44.95 | 58.34 | 39.98 | 44.95 | 58.34 | 40.69 | 47.49 | 58.34 | 40.69 | 47.49 | 58.34 | 39.98 | 44.95 | 37.41 | 39.98 | 44.95 | 37.41 | 40.69 | 47.49 | 58.34 | 41.48 | 55.26 | 60.75 | 40.65 | 54.16 | 59.55 | 39.98 | 44.95 | 37.41 | 50.57 | 53.82 | 51.06 | 50.57 | 53.82 | 51.06 | 54.76 | 53.82 | 51.06 | 54.76 | 53.82 | 51.06 | 56.15 | 53.82 | 51.06 | 56.15 | 53.82 | 51.06 | 50.57 | 53.82 | 51.06 | 50.57 | 53.16 | 51.06 | 56.15 | 53.82 | 51.06 | 58.18 | 74.22 | 53.17 | 57.02 | 74.22 | 54.25 | 53.67 | 53.82 | 51.06
2440 | 39.81 | 44.77 | 37.24 | 39.81 | 44.77 | 37.24 | 40.51 | 45.86 | 71.6 | 40.51 | 45.86 | 71.6 | 40.51 | 47.32 | 71.6 | 40.51 | 47.32 | 71.6 | 39.81 | 44.77 | 37.24 | 39.81 | 44.77 | 37.24 | 40.51 | 47.32 | 71.6 | 48.67 | 65.63 | 74.56 | 47.7 | 65.63 | 74.56 | 39.81 | 44.77 | 37.24 | 50.4 | 53.82 | 51.61 | 50.4 | 53.82 | 51.61 | 55.98 | 54.26 | 94.18 | 55.98 | 54.26 | 94.18 | 55.98 | 54.26 | 94.18 | 55.98 | 54.26 | 94.18 | 50.4 | 52.98 | 51.61 | 50.4 | 52.98 | 51.61 | 55.98 | 54.26 | 94.18 | 67.89 | 82.93 | 98.08 | 67.89 | 82.93 | 101.1 | 50.4 | 53.82 | 52.35
2441 | 39.9 | 44.86 | 37.33 | 39.9 | 44.86 | 37.33 | 40.6 | 47.42 | 80.3 | 40.6 | 55.55 | 80.3 | 40.6 | 47.42 | 79.5 | 40.6 | 47.42 | 79.5 | 39.9 | 44.86 | 37.33 | 39.9 | 44.86 | 37.33 | 40.6 | 47.42 | 79.5 | 54.21 | 73.2 | 83.62 | 53.13 | 74.68 | 81.96 | 39.9 | 44.86 | 37.33 | 50.48 | 53.82 | 51.3 | 50.48 | 53.82 | 51.3 | 56.06 | 75.12 | 103.58 | 56.06 | 75.12 | 103.58 | 56.06 | 75.12 | 103.58 | 56.06 | 75.12 | 103.58 | 50.48 | 53.07 | 49.46 | 50.48 | 53.07 | 49.46 | 56.06 | 75.12 | 103.58 | 74.86 | 103.95 | 111.11 | 76.12 | 106.06 | 113.37 | 56.06 | 53.82 | 64.79
2442 | 39.95 | 44.92 | 37.38 | 39.95 | 47.47 | 37.38 | 40.66 | 47.47 | 83.26 | 40.66 | 61.15 | 83.26 | 40.66 | 47.47 | 83.26 | 40.66 | 47.47 | 83.26 | 39.95 | 44.92 | 37.38 | 39.95 | 44.92 | 37.38 | 40.66 | 47.47 | 83.26 | 56.05 | 104.2 | 87.57 | 55.49 | 106.06 | 85.83 | 40.66 | 47.47 | 52.73 | 50.54 | 53.82 | 51.3 | 50.54 | 75.17 | 51.3 | 56.12 | 75.17 | 106.7 | 56.12 | 77.61 | 106.7 | 56.12 | 75.17 | 106.7 | 56.12 | 75.17 | 106.7 | 50.54 | 53.13 | 49.52 | 50.54 | 53.13 | 49.52 | 56.12 | 75.17 | 105.08 | 90.09 | 116.64 | 111.11 | 91.92 | 119.01 | 113.37 | 56.12 | 75.17 | 90
2443 | 40.11 | 45.08 | 37.54 | 40.11 | 45.08 | 37.54 | 40.82 | 47.64 | 101.85 | 40.82 | 47.64 | 101.85 | 40.82 | 47.64 | 101.85 | 40.82 | 47.64 | 101.85 | 40.11 | 45.08 | 37.54 | 40.11 | 45.08 | 37.54 | 40.82 | 47.64 | 101.85 | 67.58 | 104.2 | 106.06 | 66.91 | 106.06 | 103.95 | 40.82 | 45.08 | 49.88 | 50.7 | 53.82 | 49.68 | 50.7 | 69.66 | 49.68 | 56.28 | 75.34 | 107.67 | 56.28 | 75.54 | 107.67 | 56.28 | 75.34 | 107.67 | 56.28 | 75.34 | 107.67 | 50.7 | 53.29 | 49.68 | 50.7 | 53.29 | 49.68 | 56.28 | 75.34 | 105.6 | 103.95 | 116.64 | 111.11 | 105 | 119.01 | 112.23 | 56.28 | 69.66 | 90
2444 | 40.27 | 45.24 | 37.71 | 40.27 | 45.24 | 37.71 | 40.83 | 45.24 | 101.85 | 40.83 | 45.24 | 101.85 | 40.98 | 47.8 | 101.85 | 40.98 | 47.8 | 101.85 | 40.27 | 45.24 | 37.71 | 40.27 | 45.24 | 37.71 | 40.98 | 47.8 | 101.85 | 56.05 | 103.95 | 103.95 | 54.93 | 103.95 | 102.88 | 40.83 | 45.24 | 37.71 | 50.86 | 53.45 | 49.84 | 50.86 | 53.45 | 49.84 | 50.86 | 53.45 | 105.6 | 50.86 | 53.45 | 105.6 | 56.44 | 83.71 | 105.6 | 56.44 | 83.71 | 105.6 | 50.86 | 53.45 | 49.84 | 50.86 | 53.45 | 49.84 | 56.44 | 83.71 | 105.6 | 90.44 | 116.64 | 111.11 | 90.44 | 116.64 | 108.89 | 50.86 | 53.45 | 67.38
2445 | 40.1 | 45.07 | 37.53 | 40.1 | 45.07 | 37.53 | 40.1 | 45.07 | 80.3 | 40.1 | 45.07 | 80.3 | 40.81 | 47.62 | 80.3 | 40.81 | 47.62 | 80.3 | 40.1 | 45.07 | 37.53 | 40.1 | 45.07 | 37.53 | 40.81 | 47.62 | 80.3 | 54.51 | 75.82 | 82.77 | 53.42 | 75.82 | 81.11 | 40.1 | 45.07 | 37.53 | 50.69 | 53.28 | 51.3 | 50.69 | 53.28 | 51.3 | 50.69 | 53.28 | 53.42 | 50.69 | 53.28 | 53.42 | 56.27 | 54.56 | 79.66 | 56.27 | 54.56 | 105.6 | 50.69 | 53.28 | 49.67 | 50.69 | 53.28 | 49.67 | 56.27 | 54.56 | 79.66 | 77.06 | 106.06 | 108.87 | 77.06 | 103.94 | 106.69 | 50.69 | 53.28 | 51.3
2446 | 39.78 | 44.75 | 37.21 | 39.78 | 44.75 | 37.21 | 39.78 | 44.75 | 41.74 | 39.78 | 44.75 | 41.74 | 40.49 | 47.29 | 41.74 | 40.49 | 47.29 | 80.3 | 39.78 | 44.75 | 37.21 | 39.78 | 44.75 | 37.21 | 40.49 | 47.29 | 41.74 | 51.87 | 73.2 | 81.96 | 51.87 | 71.73 | 80.28 | 39.78 | 44.75 | 37.21 | 50.37 | 52.96 | 49.35 | 50.37 | 52.96 | 49.35 | 50.37 | 52.96 | 49.35 | 50.37 | 52.96 | 49.35 | 55.95 | 53.78 | 51.61 | 55.95 | 53.78 | 105.08 | 50.37 | 52.96 | 49.35 | 50.37 | 52.96 | 49.35 | 55.95 | 53.78 | 51.61 | 73.86 | 102.91 | 106.14 | 73.86 | 100.85 | 49.84 | 50.37 | 52.96 | 49.35
2447 | 39.29 | 44.26 | 36.72 | 39.29 | 44.26 | 36.72 | 39.29 | 44.26 | 38.15 | 39.29 | 44.26 | 38.15 | 40 | 46.8 | 38.15 | 40 | 46.8 | 79.15 | 39.29 | 44.26 | 36.72 | 39.29 | 44.26 | 36.72 | 40 | 46.8 | 38.15 | 43.82 | 67.33 | 80.28 | 42.95 | 65.98 | 45 | 39.29 | 44.26 | 36.72 | 49.88 | 52.47 | 48.86 | 49.88 | 52.47 | 48.86 | 49.88 | 52.47 | 48.86 | 49.88 | 52.47 | 48.86 | 55.46 | 52.57 | 51.61 | 55.46 | 52.57 | 103.5 | 49.88 | 52.47 | 48.86 | 49.88 | 52.47 | 48.86 | 55.46 | 52.57 | 51.61 | 64.77 | 100.83 | 104.54 | 64.77 | 98.81 | 49.78 | 49.88 | 52.47 | 48.86
2448 | 39.24 | 44.21 | 36.67 | 39.24 | 44.21 | 36.67 | 39.24 | 44.21 | 38.1 | 39.24 | 44.21 | 38.1 | 39.95 | 46.76 | 38.1 | 39.95 | 46.76 | 39.85 | 39.24 | 44.21 | 36.67 | 39.24 | 44.21 | 36.67 | 39.95 | 46.76 | 38.1 | 40.35 | 65.33 | 79.5 | 39.64 | 64.02 | 77.91 | 39.24 | 44.21 | 36.67 | 49.83 | 52.42 | 48.81 | 49.83 | 52.42 | 48.81 | 49.83 | 52.42 | 48.81 | 49.83 | 52.42 | 48.81 | 55.41 | 52.53 | 51.61 | 55.41 | 52.53 | 102.46 | 49.83 | 52.42 | 48.81 | 49.83 | 52.42 | 48.81 | 55.41 | 52.53 | 51.61 | 55.97 | 90.05 | 103.5 | 55.97 | 88.25 | 49.78 | 49.83 | 52.42 | 48.81
2449 | 38.79 | 44.05 | 36.52 | 38.79 | 44.05 | 36.52 | 38.79 | 44.05 | 36.52 | 38.79 | 44.05 | 36.52 | 39.79 | 46.6 | 37.94 | 39.79 | 46.6 | 39.69 | 39.08 | 44.05 | 36.52 | 39.08 | 44.05 | 36.52 | 39.79 | 46.6 | 37.94 | 39.98 | 62.36 | 79.15 | 39.19 | 61.11 | 38.24 | 38.79 | 44.05 | 36.52 | 49.67 | 52.26 | 48.65 | 49.67 | 52.26 | 48.65 | 49.67 | 52.26 | 48.65 | 49.67 | 52.26 | 48.65 | 55.25 | 52.37 | 48.75 | 55.25 | 52.37 | 102.46 | 49.67 | 52.26 | 48.65 | 49.67 | 52.26 | 48.65 | 55.25 | 52.37 | 48.75 | 55.55 | 85.52 | 103.5 | 54.44 | 83.81 | 49.78 | 49.67 | 52.26 | 48.65
2450 | 38.95 | 43.92 | 36.38 | 38.95 | 43.92 | 36.38 | 38.95 | 43.92 | 36.38 | 38.95 | 43.92 | 36.38 | 39.66 | 46.46 | 37.81 | 39.66 | 46.46 | 38.45 | 38.95 | 43.92 | 36.38 | 38.95 | 43.92 | 36.38 | 39.66 | 46.46 | 37.81 | 39.98 | 59.76 | 78.24 | 39.34 | 58.56 | 38.24 | 38.95 | 43.92 | 36.38 | 49.54 | 52.13 | 48.52 | 49.54 | 52.13 | 48.52 | 49.54 | 52.13 | 48.52 | 49.54 | 52.13 | 48.52 | 55.12 | 52.23 | 48.61 | 55.12 | 52.23 | 102.46 | 49.54 | 52.13 | 48.52 | 49.54 | 52.13 | 48.52 | 55.12 | 52.23 | 48.61 | 55.55 | 85.52 | 103.5 | 54.44 | 83.81 | 49.78 | 49.54 | 52.13 | 48.52
2451 | 38.93 | 43.9 | 36.37 | 38.93 | 43.9 | 36.37 | 38.93 | 43.9 | 36.37 | 38.93 | 43.9 | 36.37 | 39.64 | 46.45 | 37.79 | 39.64 | 46.45 | 38.44 | 38.93 | 43.9 | 36.37 | 38.93 | 43.9 | 36.37 | 39.64 | 46.45 | 37.79 | 39.64 | 59.76 | 77.89 | 39.33 | 58.56 | 38.24 | 38.93 | 43.9 | 36.37 | 49.52 | 52.11 | 48.5 | 49.52 | 52.11 | 48.5 | 49.52 | 52.11 | 48.5 | 49.52 | 52.11 | 48.5 | 55.1 | 52.22 | 48.5 | 55.1 | 52.22 | 51.61 | 49.52 | 52.11 | 48.5 | 49.52 | 52.11 | 48.5 | 55.1 | 52.22 | 48.5 | 55.55 | 77.97 | 103.5 | 55.55 | 76.41 | 49.78 | 49.52 | 52.11 | 48.5
2452 | 39.1 | 44.07 | 36.53 | 39.1 | 44.07 | 36.53 | 39.1 | 44.07 | 36.53 | 39.1 | 44.07 | 36.53 | 39.81 | 46.61 | 37.96 | 39.81 | 46.61 | 39.71 | 39.1 | 44.07 | 36.53 | 39.1 | 44.07 | 36.53 | 39.81 | 46.61 | 37.96 | 39.64 | 59.76 | 78.24 | 39.49 | 58.56 | 38.24 | 39.1 | 44.07 | 36.53 | 49.69 | 52.28 | 48.76 | 49.69 | 52.28 | 48.76 | 49.69 | 52.28 | 48.76 | 49.69 | 52.28 | 48.76 | 55.27 | 52.38 | 48.76 | 55.27 | 52.38 | 102.46 | 49.69 | 52.28 | 48.76 | 49.69 | 52.28 | 48.67 | 55.27 | 52.38 | 48.76 | 55.83 | 77.97 | 103.5 | 55.55 | 76.41 | 49.78 | 49.69 | 52.28 | 48.76
2453 | 39.36 | 44.33 | 36.79 | 39.36 | 44.33 | 72.84 | 39.36 | 44.33 | 72.84 | 39.36 | 44.33 | 72.84 | 40.07 | 46.88 | 72.84 | 40.07 | 46.88 | 77.89 | 39.36 | 44.33 | 72.84 | 39.36 | 44.33 | 36.79 | 40.07 | 46.88 | 72.84 | 46.77 | 67.45 | 81.96 | 46.77 | 66.1 | 80.28 | 39.36 | 44.33 | 36.79 | 49.95 | 53.82 | 51.61 | 49.95 | 53.82 | 51.61 | 49.95 | 53.82 | 51.61 | 49.95 | 53.82 | 51.61 | 55.53 | 53.82 | 51.61 | 55.53 | 53.82 | 103.5 | 49.95 | 53.82 | 51.61 | 49.95 | 52.54 | 48.93 | 55.53 | 53.82 | 51.61 | 72.39 | 92.32 | 104.54 | 72.39 | 90.47 | 52.13 | 49.95 | 53.82 | 51.61
2454 | 40.48 | 56.79 | 73.25 | 40.48 | 56.79 | 79.47 | 40.48 | 56.79 | 79.47 | 40.48 | 56.79 | 79.47 | 40.48 | 67.48 | 79.47 | 40.48 | 67.48 | 79.47 | 40.48 | 56.79 | 79.47 | 39.78 | 49.74 | 39.85 | 40.48 | 67.48 | 79.47 | 52.92 | 71.73 | 81.96 | 52.92 | 70.29 | 80.28 | 40.48 | 56.79 | 73.29 | 55.95 | 75 | 84.91 | 55.95 | 75 | 84.91 | 55.95 | 75 | 84.91 | 55.95 | 75 | 84.91 | 55.95 | 84.73 | 84.91 | 55.95 | 84.73 | 103.5 | 55.95 | 75 | 84.91 | 50.37 | 52.96 | 51.61 | 55.95 | 84.73 | 84.91 | 75.07 | 92.32 | 108.87 | 75.07 | 90.47 | 85.76 | 55.95 | 75 | 84.91
2455 | 41.21 | 65.31 | 73.98 | 41.21 | 65.31 | 79.15 | 41.21 | 65.31 | 79.15 | 41.21 | 65.31 | 79.15 | 41.21 | 65.31 | 79.15 | 41.21 | 65.31 | 79.15 | 41.21 | 65.31 | 79.15 | 40.5 | 45.47 | 39.85 | 41.21 | 65.31 | 79.15 | 54.03 | 71.73 | 81.58 | 52.95 | 70.29 | 79.95 | 41.21 | 65.31 | 77.11 | 56.67 | 81.63 | 87.64 | 56.67 | 81.63 | 87.64 | 56.67 | 81.63 | 87.64 | 56.67 | 81.63 | 87.64 | 56.67 | 86.86 | 100 | 56.67 | 86.86 | 103.5 | 56.67 | 86.86 | 100 | 51.09 | 53.68 | 50.07 | 56.67 | 86.86 | 100 | 75.83 | 92.32 | 107.81 | 75.07 | 82.45 | 86.77 | 56.67 | 81.63 | 87.64
2456 | 42.06 | 58.37 | 72.08 | 42.06 | 58.37 | 72.08 | 42.06 | 58.37 | 72.08 | 42.06 | 58.37 | 72.08 | 42.06 | 58.38 | 72.08 | 42.06 | 58.38 | 72.08 | 42.06 | 58.37 | 72.08 | 41.36 | 46.32 | 38.79 | 42.06 | 58.38 | 72.08 | 54.03 | 69.07 | 75.06 | 52.95 | 58.96 | 72.81 | 42.06 | 58.37 | 72.08 | 57.52 | 76.58 | 77.96 | 57.52 | 76.58 | 77.96 | 57.52 | 76.58 | 77.96 | 57.52 | 76.58 | 77.96 | 57.52 | 86.86 | 98.98 | 57.52 | 86.86 | 98.98 | 57.52 | 86.86 | 98.98 | 51.94 | 54.53 | 50.92 | 57.52 | 86.86 | 98.98 | 76.59 | 92.18 | 103.07 | 75.07 | 77.35 | 77.18 | 57.52 | 76.58 | 77.96
2457 | 41.74 | 58.04 | 58.34 | 41.74 | 58.04 | 58.34 | 41.74 | 58.04 | 58.34 | 41.74 | 58.04 | 58.34 | 41.74 | 58.04 | 58.34 | 41.74 | 58.04 | 58.34 | 41.74 | 58.04 | 58.34 | 41.03 | 46 | 38.46 | 41.74 | 58.04 | 58.34 | 54 | 66.32 | 60.75 | 52.92 | 58.63 | 57.76 | 41.74 | 58.04 | 58.34 | 57.2 | 65.3 | 50.59 | 57.2 | 65.3 | 50.59 | 57.2 | 65.3 | 50.59 | 57.2 | 65.3 | 50.59 | 57.2 | 80.47 | 85.03 | 57.2 | 80.47 | 85.03 | 57.2 | 80.47 | 85.03 | 51.62 | 54.21 | 50.59 | 57.2 | 80.47 | 85.03 | 76.59 | 83.79 | 97.61 | 75.06 | 65.96 | 49.78 | 57.2 | 65.3 | 50.59
2458 | 41.38 | 48.11 | 41.74 | 41.38 | 48.11 | 41.74 | 41.38 | 48.11 | 41.74 | 41.38 | 48.11 | 41.74 | 41.38 | 48.19 | 41.74 | 41.38 | 48.19 | 41.74 | 41.38 | 48.11 | 41.74 | 40.67 | 45.64 | 38.1 | 41.38 | 48.19 | 41.74 | 52.58 | 51.11 | 44.96 | 51.53 | 48.59 | 41.32 | 41.38 | 48.11 | 41.74 | 51.26 | 53.85 | 50.23 | 51.26 | 53.85 | 50.23 | 51.26 | 53.85 | 50.23 | 51.26 | 53.85 | 50.23 | 56.84 | 55.12 | 51.61 | 56.84 | 55.12 | 51.86 | 51.26 | 53.85 | 51.61 | 51.26 | 53.85 | 50.23 | 56.84 | 55.12 | 51.61 | 74.53 | 78.05 | 100.39 | 73.04 | 54.39 | 49.73 | 51.26 | 53.85 | 50.23
2459 | 41.03 | 45.3 | 38.25 | 41.03 | 45.3 | 38.25 | 41.03 | 45.3 | 38.25 | 41.03 | 45.3 | 38.25 | 41.03 | 47.85 | 38.25 | 41.03 | 47.85 | 38.25 | 41.03 | 45.3 | 38.25 | 40.33 | 45.3 | 37.76 | 41.03 | 47.85 | 38.25 | 43.16 | 51.11 | 39.84 | 42.3 | 45.75 | 38.24 | 41.03 | 45.3 | 38.25 | 50.92 | 53.51 | 49.89 | 50.92 | 53.51 | 49.89 | 50.92 | 53.51 | 49.89 | 50.92 | 53.51 | 47.12 | 56.5 | 54.78 | 49.89 | 56.5 | 54.78 | 49.89 | 50.92 | 53.51 | 49.89 | 50.92 | 53.51 | 49.89 | 56.5 | 54.78 | 49.89 | 58.83 | 71.53 | 50.4 | 57.66 | 54.05 | 46.65 | 50.92 | 53.51 | 49.89
2460 | 40.01 | 44.98 | 37.45 | 40.01 | 44.98 | 37.45 | 40.01 | 44.98 | 37.45 | 40.01 | 44.98 | 37.45 | 40.72 | 47.53 | 37.45 | 40.72 | 47.53 | 37.45 | 40.01 | 44.99 | 37.45 | 40.01 | 44.98 | 37.45 | 40.72 | 47.53 | 37.45 | 40.32 | 50.1 | 37.82 | 40.32 | 45.44 | 37.07 | 40.01 | 44.98 | 37.45 | 50.6 | 53.19 | 49.58 | 50.6 | 53.19 | 49.58 | 50.6 | 53.19 | 49.58 | 50.6 | 53.19 | 48.12 | 56.18 | 54.47 | 49.58 | 56.18 | 54.47 | 49.58 | 50.6 | 54.47 | 49.58 | 50.6 | 53.19 | 49.58 | 56.18 | 54.47 | 49.58 | 55.77 | 64.76 | 50.08 | 54.66 | 53.73 | 47.64 | 50.6 | 53.19 | 49.58
2461 | 39.75 | 44.95 | 37.18 | 39.75 | 44.95 | 37.18 | 39.75 | 44.95 | 37.18 | 39.75 | 44.95 | 37.18 | 40.45 | 47.26 | 37.18 | 40.45 | 47.26 | 37.18 | 39.75 | 44.95 | 37.18 | 39.75 | 44.71 | 37.18 | 40.45 | 47.26 | 37.18 | 40.05 | 49.1 | 37.55 | 39.93 | 45.4 | 36.8 | 39.75 | 44.95 | 37.18 | 50.33 | 53.03 | 49.31 | 50.33 | 53.03 | 49.31 | 50.33 | 53.03 | 49.31 | 50.33 | 53.03 | 49.31 | 55.91 | 53.03 | 49.31 | 55.91 | 53.03 | 49.31 | 50.33 | 53.03 | 49.31 | 50.33 | 52.92 | 49.31 | 55.91 | 53.03 | 49.31 | 55.77 | 55.22 | 49.81 | 54.65 | 53.57 | 48.61 | 50.33 | 53.03 | 49.31
2462 | 39.5 | 47.01 | 36.93 | 39.5 | 47.01 | 36.93 | 39.5 | 47.01 | 36.93 | 39.5 | 47.01 | 36.93 | 40.21 | 47.01 | 36.93 | 40.21 | 47.01 | 36.93 | 39.5 | 47.01 | 36.93 | 39.5 | 44.47 | 36.93 | 40.21 | 47.01 | 36.93 | 39.93 | 49.1 | 37.3 | 39.9 | 47.57 | 36.56 | 39.5 | 47.01 | 36.93 | 50.09 | 53.82 | 49.06 | 50.09 | 53.82 | 49.06 | 50.09 | 53.82 | 49.06 | 50.09 | 53.82 | 49.06 | 55.67 | 53.82 | 49.06 | 55.67 | 53.82 | 49.06 | 50.09 | 53.82 | 49.06 | 50.09 | 52.68 | 49.06 | 55.67 | 53.82 | 49.06 | 55.77 | 56.04 | 49.56 | 54.66 | 54.36 | 48.57 | 50.09 | 53.82 | 49.06
2463 | 39.3 | 47.15 | 37.41 | 39.3 | 47.15 | 37.41 | 39.3 | 47.15 | 37.41 | 39.3 | 47.15 | 37.41 | 40 | 47.15 | 37.41 | 40 | 47.15 | 37.41 | 39.3 | 47.15 | 37.41 | 39.3 | 44.26 | 36.73 | 40 | 47.15 | 37.41 | 39.69 | 49.1 | 37.79 | 39.69 | 48.12 | 37.79 | 39.3 | 47.15 | 37.41 | 51.44 | 53.82 | 49.28 | 51.44 | 53.82 | 49.28 | 51.44 | 53.82 | 49.28 | 51.44 | 53.82 | 49.28 | 55.47 | 53.82 | 49.28 | 55.47 | 53.82 | 49.28 | 51.44 | 53.82 | 49.28 | 49.89 | 52.47 | 48.86 | 55.47 | 53.82 | 49.28 | 55.77 | 56.05 | 49.78 | 54.66 | 54.93 | 49.78 | 51.44 | 53.82 | 49.28
2464 | 39.17 | 49.07 | 44.06 | 39.17 | 49.07 | 44.06 | 39.17 | 49.07 | 44.06 | 39.17 | 49.07 | 44.06 | 39.88 | 49.07 | 44.06 | 39.88 | 49.07 | 44.06 | 39.17 | 49.07 | 44.06 | 39.17 | 44.14 | 36.6 | 39.88 | 49.07 | 44.06 | 39.93 | 51.11 | 45.42 | 39.57 | 50.09 | 44.51 | 39.17 | 49.07 | 44.06 | 49.76 | 62.47 | 51.3 | 49.76 | 62.47 | 51.3 | 49.76 | 62.47 | 51.3 | 49.76 | 62.47 | 51.3 | 55.34 | 62.47 | 50.83 | 55.34 | 62.47 | 50.83 | 49.76 | 62.47 | 50.83 | 49.76 | 52.35 | 48.74 | 55.34 | 62.47 | 50.83 | 55.77 | 67.77 | 52.93 | 55.21 | 66.43 | 51.87 | 49.76 | 62.47 | 51.3
2465 | 39.25 | 56.27 | 58.36 | 39.25 | 56.27 | 58.36 | 39.25 | 56.27 | 58.36 | 39.25 | 56.27 | 58.36 | 39.96 | 56.27 | 57.76 | 39.96 | 56.27 | 57.76 | 39.25 | 56.27 | 57.76 | 39.25 | 44.22 | 36.69 | 39.96 | 56.27 | 57.76 | 44.01 | 60.42 | 60.15 | 43.14 | 59.22 | 58.95 | 39.25 | 56.27 | 58.36 | 49.84 | 72.07 | 64.79 | 49.84 | 72.07 | 64.79 | 49.84 | 72.07 | 64.79 | 49.84 | 72.07 | 64.79 | 55.42 | 72.07 | 64.14 | 55.42 | 72.07 | 64.14 | 49.84 | 72.07 | 64.14 | 49.84 | 52.43 | 48.82 | 55.42 | 72.07 | 64.14 | 67.13 | 78.94 | 67.47 | 67.8 | 77.37 | 66.12 | 49.84 | 72.07 | 64.79
2466 | 40.1 | 56.41 | 71.69 | 40.1 | 56.41 | 71.69 | 40.1 | 56.41 | 71.69 | 40.1 | 56.41 | 71.69 | 40.1 | 56.41 | 71.69 | 40.1 | 56.41 | 71.69 | 40.1 | 56.41 | 71.69 | 39.4 | 44.37 | 39.85 | 40.1 | 56.41 | 71.69 | 53.96 | 69.07 | 74.66 | 53.42 | 67.7 | 73.17 | 40.1 | 56.41 | 71.69 | 55.56 | 80.34 | 89.43 | 55.56 | 80.34 | 89.43 | 55.56 | 80.34 | 89.43 | 55.56 | 80.34 | 89.43 | 55.56 | 80.34 | 89.43 | 55.56 | 80.34 | 89.43 | 55.56 | 80.34 | 89.43 | 49.98 | 52.57 | 51.61 | 55.56 | 80.34 | 89.43 | 75.36 | 91.59 | 102.03 | 74.61 | 89.77 | 100 | 55.56 | 80.34 | 89.43
2467 | 39.57 | 56.58 | 73.05 | 39.57 | 56.58 | 73.05 | 39.57 | 56.58 | 74.53 | 39.57 | 56.58 | 74.53 | 40.28 | 56.58 | 74.53 | 40.28 | 56.58 | 74.53 | 39.57 | 56.58 | 73.05 | 39.57 | 44.54 | 39.85 | 40.28 | 56.58 | 74.53 | 54 | 70.01 | 80.66 | 53.46 | 69.3 | 79.06 | 39.57 | 56.58 | 73.05 | 50.16 | 74.79 | 84.7 | 50.16 | 74.79 | 84.7 | 50.16 | 74.79 | 84.7 | 50.16 | 74.79 | 84.7 | 55.74 | 74.79 | 84.7 | 55.74 | 74.79 | 84.7 | 50.16 | 74.79 | 84.7 | 50.16 | 52.75 | 51.61 | 55.74 | 74.79 | 84.7 | 76.12 | 94.63 | 106.06 | 75.36 | 92.74 | 103.95 | 50.16 | 74.79 | 84.7
2468 | 39.72 | 44.69 | 70.53 | 39.72 | 44.69 | 70.53 | 39.72 | 44.69 | 70.54 | 39.72 | 44.69 | 70.54 | 40.43 | 47.25 | 70.54 | 40.43 | 47.25 | 70.54 | 39.72 | 44.69 | 70.53 | 39.72 | 44.69 | 39.85 | 40.43 | 47.25 | 70.54 | 53.96 | 70.01 | 80.66 | 52.88 | 69.31 | 79.86 | 39.72 | 44.69 | 70.53 | 50.31 | 56.61 | 67.89 | 50.31 | 56.61 | 67.89 | 50.31 | 56.61 | 67.89 | 50.31 | 56.61 | 67.89 | 55.89 | 56.61 | 67.89 | 55.89 | 56.61 | 67.89 | 50.31 | 56.61 | 67.89 | 50.31 | 52.9 | 51.61 | 55.89 | 56.61 | 67.89 | 74.22 | 94.63 | 106.06 | 73.86 | 93.68 | 103.95 | 50.31 | 56.61 | 67.89
2469 | 39.57 | 44.53 | 39.02 | 39.57 | 44.53 | 39.02 | 39.57 | 44.53 | 70.54 | 39.57 | 44.53 | 70.54 | 40.27 | 47.08 | 70.54 | 40.27 | 47.08 | 70.54 | 39.57 | 44.53 | 39.02 | 39.57 | 44.53 | 39.02 | 40.27 | 47.08 | 70.54 | 48.06 | 69.07 | 74.22 | 47.11 | 69.07 | 74.22 | 39.57 | 44.53 | 39.02 | 50.15 | 52.74 | 53.96 | 50.15 | 52.74 | 53.96 | 50.15 | 52.74 | 53.96 | 50.15 | 52.74 | 53.96 | 55.73 | 54.02 | 65.74 | 55.73 | 54.02 | 65.74 | 50.15 | 52.74 | 53.96 | 50.15 | 52.74 | 51.61 | 55.73 | 54.02 | 65.74 | 71.67 | 91.59 | 105.57 | 71.67 | 91.59 | 104.49 | 50.15 | 52.74 | 53.96
2470 | 39.47 | 44.43 | 36.9 | 39.47 | 44.43 | 36.9 | 39.47 | 44.43 | 38.32 | 39.47 | 44.43 | 38.32 | 40.17 | 46.98 | 38.32 | 40.17 | 46.98 | 58.34 | 39.47 | 44.43 | 36.9 | 39.47 | 44.43 | 36.9 | 40.17 | 46.98 | 38.32 | 44.61 | 68.15 | 60.75 | 43.74 | 68.15 | 60.75 | 39.47 | 44.43 | 36.9 | 50.06 | 52.64 | 51.3 | 50.06 | 52.64 | 51.3 | 50.06 | 52.64 | 51.3 | 50.06 | 52.64 | 51.3 | 55.64 | 53.47 | 51.61 | 55.64 | 53.47 | 65.74 | 50.06 | 52.64 | 51.61 | 50.06 | 52.64 | 51.3 | 55.64 | 53.47 | 51.61 | 61.86 | 90.67 | 72.98 | 60.63 | 90.67 | 75.23 | 50.06 | 52.64 | 51.3
2471 | 39.17 | 44.14 | 36.6 | 39.17 | 44.14 | 36.6 | 39.17 | 44.14 | 36.6 | 39.17 | 44.14 | 36.6 | 39.88 | 46.69 | 38.03 | 39.88 | 46.69 | 38.64 | 39.17 | 44.14 | 36.6 | 39.17 | 44.14 | 36.6 | 39.88 | 46.69 | 38.03 | 41.21 | 56.59 | 50.26 | 40.39 | 56.59 | 51.28 | 39.17 | 44.14 | 36.6 | 49.76 | 52.35 | 48.74 | 49.76 | 52.35 | 48.74 | 49.76 | 52.35 | 48.74 | 49.76 | 52.35 | 48.74 | 55.34 | 52.46 | 49.03 | 55.34 | 52.46 | 49.03 | 49.76 | 52.35 | 49.03 | 49.76 | 52.35 | 48.74 | 55.34 | 52.46 | 49.03 | 57.63 | 74.84 | 72.98 | 56.48 | 76.37 | 75.23 | 49.76 | 52.35 | 48.74
2472 | 39.26 | 44.22 | 36.69 | 39.26 | 44.22 | 36.69 | 39.26 | 44.22 | 37.87 | 39.26 | 44.22 | 37.87 | 39.97 | 46.76 | 37.87 | 39.97 | 46.77 | 37.87 | 39.26 | 44.22 | 36.69 | 39.26 | 44.22 | 36.69 | 39.97 | 46.76 | 37.87 | 39.97 | 49.7 | 42.17 | 39.65 | 50.17 | 43.02 | 39.26 | 44.22 | 36.69 | 49.85 | 52.44 | 48.82 | 49.85 | 52.44 | 48.82 | 49.85 | 52.44 | 48.82 | 49.85 | 52.44 | 48.82 | 55.43 | 52.54 | 48.92 | 55.43 | 52.54 | 48.92 | 49.85 | 52.44 | 48.82 | 49.85 | 52.44 | 48.82 | 55.43 | 52.54 | 48.92 | 54.86 | 71.07 | 67.47 | 53.76 | 72.52 | 69.55 | 49.85 | 52.44 | 48.82
2473 | 39.06 | 44.03 | 36.49 | 39.06 | 44.03 | 36.49 | 39.06 | 44.03 | 37.49 | 39.06 | 44.03 | 37.49 | 39.77 | 46.56 | 37.49 | 39.77 | 46.57 | 37.49 | 39.06 | 44.03 | 36.49 | 39.06 | 44.03 | 36.49 | 39.77 | 46.56 | 37.49 | 39.37 | 47.04 | 40.24 | 39.46 | 47.04 | 40.24 | 39.06 | 44.03 | 36.49 | 49.65 | 52.24 | 48.63 | 49.65 | 52.24 | 48.63 | 49.65 | 52.24 | 48.63 | 49.65 | 52.24 | 48.63 | 55.23 | 52.35 | 48.78 | 55.23 | 52.35 | 48.78 | 49.65 | 52.24 | 48.63 | 49.65 | 52.24 | 48.63 | 55.23 | 52.35 | 48.78 | 53.14 | 55.63 | 54.01 | 52.08 | 56.77 | 55.67 | 49.65 | 52.24 | 48.63
2474 | 38.76 | 43.81 | 36.28 | 38.76 | 43.81 | 36.28 | 38.76 | 43.81 | 37.27 | 38.76 | 43.81 | 37.27 | 39.56 | 46.21 | 37.27 | 39.56 | 46.21 | 37.27 | 38.85 | 43.82 | 36.28 | 38.85 | 43.81 | 36.28 | 39.56 | 46.21 | 37.27 | 38.37 | 45.74 | 40.24 | 38.76 | 45.74 | 40.24 | 38.76 | 43.81 | 36.28 | 49.44 | 52.03 | 48.41 | 49.44 | 52.03 | 48.41 | 49.44 | 52.03 | 48.41 | 49.44 | 52.03 | 48.41 | 53.17 | 52.13 | 48.51 | 53.17 | 52.13 | 48.51 | 49.44 | 52.03 | 48.41 | 49.44 | 52.03 | 48.41 | 53.17 | 52.13 | 48.51 | 51.49 | 54.18 | 53.47 | 50.46 | 55.29 | 55.12 | 49.44 | 52.03 | 48.41
2475 | 38.77 | 43.74 | 36.2 | 38.77 | 43.74 | 36.2 | 38.77 | 43.74 | 36.2 | 38.77 | 43.74 | 36.2 | 39.48 | 44.62 | 36.2 | 39.48 | 44.62 | 36.2 | 38.77 | 43.74 | 36.2 | 38.77 | 43.74 | 36.2 | 39.48 | 44.62 | 36.2 | 38.38 | 44.18 | 39.44 | 38.76 | 44.18 | 39.84 | 38.77 | 43.74 | 36.2 | 49.36 | 51.95 | 48.33 | 49.36 | 51.95 | 48.33 | 49.36 | 51.95 | 48.33 | 49.36 | 51.95 | 48.33 | 53.17 | 52.05 | 48.43 | 53.17 | 52.05 | 48.43 | 49.36 | 51.95 | 48.33 | 49.36 | 51.95 | 48.33 | 53.17 | 52.05 | 48.43 | 51.04 | 53.7 | 53.01 | 50.02 | 54.8 | 54.65 | 49.36 | 51.95 | 48.33
2476 | 38.86 | 43.24 | 36.31 | 38.86 | 43.24 | 36.31 | 38.86 | 43.24 | 36.31 | 38.86 | 43.24 | 36.31 | 38.88 | 43.24 | 36.31 | 38.88 | 43.24 | 36.31 | 38.88 | 43.24 | 36.31 | 38.88 | 43.84 | 36.31 | 38.88 | 43.24 | 36.31 | 38.47 | 42.81 | 36.31 | 38.47 | 43.67 | 36.68 | 38.86 | 43.24 | 36.31 | 49.47 | 52.05 | 48.44 | 49.47 | 52.05 | 48.44 | 49.47 | 52.05 | 48.44 | 49.47 | 52.05 | 48.44 | 52.37 | 52.16 | 48.44 | 52.37 | 52.16 | 48.44 | 49.47 | 52.05 | 48.44 | 49.47 | 52.05 | 48.44 | 52.37 | 52.16 | 48.44 | 50.8 | 51.64 | 48.93 | 49.97 | 52.69 | 49.93 | 49.47 | 51.72 | 48.44
2477 | 38.98 | 43.95 | 36.42 | 38.98 | 43.95 | 36.42 | 38.98 | 43.95 | 36.42 | 38.98 | 43.95 | 36.42 | 38.98 | 43.95 | 36.42 | 38.98 | 43.95 | 36.42 | 38.98 | 43.95 | 36.42 | 38.98 | 43.95 | 36.42 | 38.98 | 43.95 | 36.42 | 37.82 | 43.51 | 36.78 | 38.59 | 44.39 | 36.78 | 38.98 | 43.95 | 36.42 | 49.57 | 52.16 | 48.55 | 49.57 | 52.16 | 48.55 | 49.57 | 52.16 | 48.55 | 49.57 | 52.16 | 48.55 | 52.62 | 52.27 | 48.55 | 52.62 | 52.27 | 48.55 | 49.57 | 52.16 | 48.55 | 49.57 | 52.16 | 48.55 | 52.62 | 52.27 | 48.55 | 51.04 | 51.74 | 49.04 | 50.07 | 52.8 | 50.42 | 49.57 | 52.16 | 48.55
2478 | 38.91 | 43.87 | 36.34 | 38.91 | 43.87 | 36.34 | 38.91 | 43.87 | 36.34 | 38.91 | 43.87 | 36.34 | 39.61 | 43.87 | 36.34 | 39.61 | 43.87 | 36.34 | 38.91 | 43.87 | 36.34 | 38.91 | 43.87 | 36.34 | 39.61 | 43.87 | 36.34 | 39.22 | 43.43 | 35.97 | 39.3 | 44.32 | 36.71 | 38.91 | 43.87 | 36.34 | 49.5 | 52.08 | 48.47 | 49.5 | 52.08 | 48.47 | 49.5 | 52.08 | 48.47 | 49.5 | 52.08 | 48.47 | 53.17 | 52.08 | 48.47 | 53.17 | 52.08 | 48.47 | 49.5 | 52.08 | 48.47 | 49.5 | 52.08 | 48.47 | 53.17 | 52.08 | 48.47 | 52.08 | 51.56 | 48.96 | 51.04 | 52.62 | 50.11 | 49.5 | 52.08 | 48.47
2479 | 39.17 | 44.14 | 36.6 | 39.17 | 44.14 | 36.6 | 39.17 | 44.14 | 36.6 | 39.17 | 44.14 | 36.6 | 39.88 | 44.14 | 36.6 | 39.88 | 44.14 | 36.6 | 39.17 | 44.14 | 36.6 | 39.17 | 44.14 | 36.6 | 39.88 | 44.14 | 36.6 | 39.48 | 43.7 | 36.24 | 39.57 | 44.58 | 36.97 | 39.17 | 44.14 | 36.6 | 49.76 | 52.35 | 48.74 | 49.76 | 52.35 | 48.74 | 49.76 | 52.35 | 48.74 | 49.76 | 52.35 | 48.74 | 55.34 | 52.35 | 48.74 | 55.34 | 52.35 | 48.74 | 49.76 | 52.35 | 48.74 | 49.76 | 52.35 | 48.74 | 55.34 | 52.35 | 48.74 | 52.62 | 51.82 | 49.23 | 52.08 | 52.88 | 49.23 | 49.76 | 52.35 | 48.74
2480 | 39.45 | 44.42 | 36.88 | 39.45 | 44.42 | 36.88 | 39.45 | 44.42 | 36.88 | 39.45 | 44.42 | 36.88 | 40.16 | 44.42 | 36.88 | 40.16 | 44.42 | 36.88 | 39.45 | 44.42 | 36.88 | 39.45 | 44.42 | 36.88 | 40.16 | 44.42 | 36.88 | 39.85 | 43.97 | 36.51 | 39.85 | 44.87 | 37.26 | 39.45 | 44.42 | 36.88 | 50.04 | 52.63 | 49.02 | 50.04 | 52.63 | 49.02 | 50.04 | 52.63 | 49.02 | 50.04 | 52.63 | 49.02 | 55.62 | 52.63 | 49.02 | 55.62 | 52.63 | 49.02 | 50.04 | 52.63 | 49.02 | 50.04 | 52.63 | 49.02 | 55.62 | 52.63 | 49.02 | 52.62 | 52.1 | 48.61 | 51.57 | 52.6 | 49.51 | 50.04 | 52.63 | 49.02
2481 | 39.63 | 44.6 | 37.06 | 39.63 | 44.6 | 37.06 | 39.63 | 44.6 | 37.06 | 39.63 | 44.6 | 37.06 | 40.34 | 44.6 | 37.06 | 40.34 | 44.6 | 37.06 | 39.63 | 44.6 | 37.06 | 39.63 | 44.6 | 37.06 | 40.34 | 44.6 | 37.06 | 39.93 | 44.15 | 36.69 | 39.23 | 44.15 | 36.69 | 39.63 | 44.6 | 37.06 | 50.22 | 52.81 | 49.2 | 50.22 | 52.81 | 49.2 | 50.22 | 52.81 | 49.2 | 50.22 | 52.81 | 49.2 | 55.8 | 52.81 | 49.2 | 55.8 | 52.81 | 49.2 | 50.22 | 52.81 | 49.2 | 50.22 | 52.81 | 49.2 | 55.8 | 52.81 | 49.2 | 50.73 | 52.28 | 48.7 | 50.73 | 52.28 | 48.7 | 50.22 | 52.81 | 49.2
2482 | 39.71 | 44.68 | 37.15 | 39.71 | 44.68 | 37.15 | 39.71 | 44.68 | 37.15 | 39.71 | 44.68 | 37.15 | 40.42 | 44.68 | 37.15 | 40.42 | 44.68 | 37.15 | 39.71 | 44.68 | 37.15 | 39.71 | 44.68 | 37.15 | 40.42 | 44.68 | 37.15 | 40.02 | 42.8 | 35.49 | 39.32 | 42.81 | 35.49 | 39.71 | 44.68 | 37.15 | 50.3 | 51.72 | 47.16 | 50.3 | 51.72 | 47.16 | 50.3 | 51.72 | 47.16 | 50.3 | 51.72 | 47.16 | 55.88 | 51.72 | 47.16 | 55.88 | 51.72 | 47.16 | 50.3 | 51.72 | 47.16 | 50.3 | 52.89 | 49.28 | 55.88 | 51.72 | 47.16 | 50.81 | 47.66 | 45.72 | 49.8 | 47.66 | 44.81 | 50.3 | 51.72 | 47.16
2483 | 39.66 | 44.62 | 35.12 | 39.66 | 44.62 | 35.12 | 39.66 | 44.62 | 35.12 | 39.66 | 44.62 | 35.12 | 40.37 | 44.62 | 35.12 | 40.37 | 44.62 | 35.12 | 39.66 | 44.62 | 35.12 | 39.66 | 44.63 | 37.09 | 40.37 | 44.62 | 35.12 | 39.96 | 0 | 34.42 | 39.26 | 0 | 34.42 | 39.66 | 44.62 | 35.12 | 50.25 | 49.62 | 46.65 | 50.25 | 49.62 | 46.65 | 50.25 | 49.62 | 46.65 | 50.25 | 49.62 | 46.65 | 55.83 | 49.62 | 46.65 | 55.83 | 49.62 | 46.65 | 50.25 | 49.63 | 46.65 | 50.25 | 52.84 | 49.23 | 55.83 | 49.63 | 46.65 | 50.76 | 45.94 | 44.8 | 49.75 | 46.88 | 44.8 | 50.25 | 49.62 | 46.65
2484 | 39.48 | 42.31 | 34.78 | 39.48 | 42.31 | 34.78 | 39.48 | 42.31 | 34.78 | 39.48 | 42.31 | 34.78 | 40.19 | 42.31 | 34.78 | 40.19 | 42.31 | 34.78 | 39.48 | 42.31 | 34.78 | 39.48 | 44.45 | 36.91 | 40.19 | 42.31 | 34.78 | 39.08 | 0 | 26.89 | 39.08 | 0 | 27.44 | 39.48 | 42.31 | 34.78 | 50.07 | 48.67 | 46.17 | 50.07 | 48.67 | 46.17 | 50.07 | 48.67 | 46.17 | 50.07 | 48.67 | 46.17 | 55.65 | 48.67 | 46.17 | 55.65 | 48.67 | 46.17 | 50.07 | 48.67 | 46.17 | 50.07 | 52.66 | 49.04 | 55.65 | 48.67 | 46.17 | 50.57 | 0 | 44.8 | 49.57 | 45.01 | 44.8 | 50.07 | 48.67 | 46.17
2485 | 39.27 | 39.86 | 34.09 | 39.27 | 39.86 | 34.09 | 39.27 | 39.86 | 34.09 | 39.27 | 39.86 | 34.09 | 39.97 | 39.86 | 34.09 | 39.97 | 39.86 | 34.09 | 39.27 | 39.86 | 34.09 | 39.27 | 44.23 | 36.7 | 39.97 | 39.86 | 34.09 | 0 | 0 | 9.7 | 0 | 0 | 9.51 | 39.27 | 39.86 | 34.09 | 49.85 | 48.43 | 46.17 | 49.85 | 48.43 | 46.17 | 49.85 | 48.43 | 46.17 | 49.85 | 48.43 | 46.17 | 55.43 | 48.43 | 46.17 | 55.43 | 48.43 | 46.17 | 49.85 | 48.43 | 46.17 | 49.85 | 52.44 | 48.83 | 55.43 | 48.43 | 46.17 | 48.37 | 0 | 44.8 | 49.36 | 47.06 | 44.65 | 49.85 | 48.43 | 46.17
2486 | 39.08 | 44.04 | 36.51 | 39.08 | 44.04 | 36.51 | 39.08 | 44.04 | 36.51 | 39.08 | 44.04 | 36.51 | 39.78 | 44.04 | 36.51 | 39.78 | 44.04 | 36.51 | 39.08 | 44.04 | 36.51 | 39.08 | 44.04 | 36.51 | 39.78 | 44.04 | 36.51 | 0 | 0 | 0 | 0 | 0 | 0 | 39.08 | 44.04 | 36.51 | 49.66 | 49.44 | 46.45 | 49.66 | 49.44 | 46.45 | 49.66 | 49.44 | 46.45 | 49.66 | 49.44 | 46.45 | 53.17 | 49.44 | 46.45 | 53.17 | 49.44 | 45.35 | 49.66 | 49.44 | 46.45 | 49.66 | 52.25 | 48.64 | 53.17 | 49.44 | 46.45 | 12.71 | 0 | 44.38 | 12.97 | 47.06 | 44.8 | 49.66 | 49.44 | 46.45
2487 | 38.92 | 43.88 | 36.35 | 38.92 | 43.88 | 36.35 | 38.92 | 43.88 | 36.35 | 38.92 | 43.88 | 36.35 | 39.62 | 43.88 | 36.35 | 39.62 | 43.88 | 36.35 | 38.92 | 43.88 | 36.35 | 38.92 | 43.88 | 36.35 | 39.62 | 43.88 | 36.35 | 0 | 0 | 0 | 0 | 0 | 0 | 38.92 | 43.88 | 36.35 | 49.51 | 52.09 | 48.48 | 49.51 | 52.09 | 48.48 | 49.51 | 52.09 | 48.48 | 49.51 | 52.09 | 48.48 | 50.88 | 52.09 | 48.48 | 50.88 | 52.09 | 46.34 | 49.51 | 52.09 | 48.48 | 49.51 | 52.09 | 48.48 | 50.88 | 52.09 | 48.48 | 12.71 | 0 | 44.8 | 12.97 | 0 | 44.8 | 49.51 | 52.09 | 48.48
2488 | 39 | 43.97 | 36.43 | 39 | 43.97 | 36.43 | 39 | 43.97 | 36.43 | 39 | 43.97 | 36.43 | 39.71 | 43.97 | 36.43 | 39.71 | 43.97 | 36.43 | 39 | 43.97 | 36.43 | 39 | 43.97 | 36.43 | 39.71 | 43.97 | 36.43 | 32.16 | 0 | 28.57 | 32.81 | 0 | 28.01 | 39 | 43.97 | 36.43 | 49.59 | 52.18 | 48.56 | 49.59 | 52.18 | 48.56 | 49.59 | 52.18 | 48.56 | 49.59 | 52.18 | 48.56 | 51.64 | 52.18 | 48.56 | 51.64 | 52.18 | 47.13 | 49.59 | 52.18 | 48.56 | 49.59 | 52.18 | 48.56 | 51.64 | 52.18 | 48.56 | 48.59 | 45.57 | 44.8 | 49.09 | 46.5 | 44.8 | 49.59 | 52.18 | 48.56
2489 | 39.2 | 44.17 | 36.63 | 39.2 | 44.17 | 36.63 | 39.2 | 44.17 | 36.63 | 39.2 | 44.17 | 36.63 | 39.91 | 44.17 | 36.63 | 39.91 | 44.17 | 36.63 | 39.2 | 44.17 | 36.63 | 39.2 | 44.17 | 36.63 | 39.91 | 44.17 | 36.63 | 39.1 | 40.38 | 34.42 | 38.81 | 41.2 | 34.79 | 39.2 | 44.17 | 36.63 | 49.79 | 52.38 | 48.77 | 49.79 | 52.38 | 48.77 | 49.79 | 52.38 | 48.77 | 49.79 | 52.38 | 48.77 | 55.37 | 52.38 | 48.77 | 55.37 | 52.38 | 48.77 | 49.79 | 52.38 | 48.77 | 49.79 | 52.38 | 48.77 | 55.37 | 52.38 | 48.77 | 52.86 | 48.5 | 44.8 | 51.81 | 50.01 | 44.8 | 49.79 | 52.38 | 48.77
2490 | 39.44 | 44.41 | 36.87 | 39.44 | 44.41 | 36.87 | 39.44 | 44.41 | 36.87 | 39.44 | 44.41 | 36.87 | 40.15 | 46.86 | 36.87 | 40.15 | 46.86 | 36.87 | 39.44 | 44.41 | 36.87 | 39.44 | 44.41 | 36.87 | 40.15 | 46.86 | 36.87 | 40.55 | 45.13 | 34.42 | 39.84 | 44.86 | 35.49 | 39.44 | 44.41 | 36.87 | 50.03 | 52.62 | 49.01 | 50.03 | 52.62 | 49.01 | 50.03 | 52.62 | 49.01 | 50.03 | 52.62 | 49.01 | 55.61 | 52.72 | 49.01 | 55.61 | 52.72 | 49.01 | 50.03 | 52.62 | 49.01 | 50.03 | 52.62 | 49.01 | 55.61 | 52.72 | 49.01 | 56.17 | 52.09 | 44.8 | 55.05 | 53.15 | 45.72 | 50.03 | 52.62 | 49.01
2491 | 39.52 | 44.48 | 36.95 | 39.52 | 44.48 | 36.95 | 39.52 | 44.48 | 36.95 | 39.52 | 44.48 | 36.95 | 40.23 | 47.02 | 36.95 | 40.23 | 47.03 | 36.95 | 39.52 | 44.48 | 36.95 | 39.52 | 44.48 | 36.95 | 40.23 | 47.02 | 36.95 | 40.63 | 44.93 | 34.42 | 39.92 | 44.93 | 36.58 | 39.52 | 44.48 | 36.95 | 50.11 | 52.7 | 49.08 | 50.11 | 52.7 | 49.08 | 50.11 | 52.7 | 49.08 | 50.11 | 52.7 | 49.08 | 55.69 | 52.8 | 49.08 | 55.69 | 52.8 | 49.08 | 50.11 | 52.7 | 49.08 | 50.11 | 52.7 | 49.08 | 55.69 | 52.8 | 49.08 | 56.25 | 52.27 | 44.8 | 55.12 | 53.23 | 45.72 | 50.11 | 52.7 | 49.08
2492 | 39.71 | 44.68 | 37.14 | 39.71 | 44.68 | 37.14 | 39.71 | 44.68 | 37.14 | 39.71 | 44.68 | 37.14 | 40.42 | 47.21 | 37.14 | 40.42 | 47.21 | 37.14 | 39.71 | 44.68 | 37.14 | 39.71 | 44.68 | 37.14 | 40.42 | 47.21 | 37.14 | 40.83 | 45.13 | 34.42 | 40.11 | 45.13 | 36.77 | 39.71 | 44.68 | 37.14 | 50.3 | 52.89 | 49.28 | 50.3 | 52.89 | 49.28 | 50.3 | 52.89 | 49.28 | 50.3 | 52.89 | 49.28 | 55.88 | 52.99 | 49.28 | 55.88 | 52.99 | 49.28 | 50.3 | 52.89 | 49.28 | 50.3 | 52.89 | 49.28 | 55.88 | 52.99 | 49.28 | 56.44 | 52.36 | 44.8 | 55.31 | 53.42 | 45.72 | 50.3 | 52.89 | 49.28
2493 | 39.65 | 44.62 | 37.08 | 39.65 | 44.62 | 37.08 | 39.65 | 44.62 | 37.08 | 39.65 | 44.62 | 37.08 | 40.36 | 47.15 | 37.08 | 40.36 | 47.16 | 37.08 | 39.65 | 44.62 | 37.08 | 39.65 | 44.62 | 37.08 | 40.36 | 47.15 | 37.08 | 40.76 | 45.07 | 34.42 | 40.05 | 45.07 | 36.71 | 39.65 | 44.07 | 37.08 | 50.24 | 52.83 | 49.21 | 50.24 | 52.83 | 49.21 | 50.24 | 52.83 | 49.21 | 50.24 | 52.83 | 49.21 | 55.82 | 52.93 | 49.21 | 55.82 | 52.93 | 49.21 | 50.24 | 52.83 | 49.21 | 50.24 | 52.83 | 49.21 | 55.82 | 52.93 | 49.21 | 55.26 | 52.3 | 44.8 | 54.15 | 52.3 | 44.8 | 50.24 | 51.72 | 49.21
2494 | 39.52 | 44.49 | 36.96 | 39.52 | 44.49 | 36.96 | 39.52 | 44.49 | 36.96 | 39.52 | 44.49 | 36.96 | 40.23 | 47.02 | 36.96 | 40.23 | 47.02 | 36.96 | 39.52 | 44.49 | 36.96 | 39.52 | 44.49 | 36.96 | 40.23 | 47.02 | 36.96 | 39.92 | 44.94 | 34.42 | 39.92 | 44.05 | 35.12 | 39.52 | 41.46 | 34.78 | 50.11 | 52.7 | 49.09 | 50.11 | 52.7 | 49.09 | 50.11 | 52.7 | 49.09 | 50.11 | 52.7 | 49.09 | 55.69 | 52.81 | 49.09 | 55.69 | 52.81 | 49.09 | 50.11 | 52.7 | 49.09 | 50.11 | 52.7 | 49.09 | 55.69 | 52.81 | 49.09 | 55.14 | 52.17 | 44.8 | 50.62 | 52.17 | 44.8 | 50.11 | 51.19 | 47.59
2495 | 39.25 | 44.22 | 36.68 | 39.25 | 44.22 | 36.68 | 39.25 | 44.22 | 36.68 | 39.25 | 44.22 | 36.68 | 39.96 | 46.67 | 36.68 | 39.96 | 46.67 | 36.68 | 39.25 | 44.22 | 36.68 | 39.25 | 44.22 | 36.68 | 39.96 | 46.67 | 36.68 | 39.64 | 43.77 | 33.73 | 39.64 | 43.77 | 34.42 | 39.18 | 40.77 | 33.06 | 49.84 | 52.43 | 48.81 | 49.84 | 52.43 | 48.81 | 49.84 | 52.43 | 48.81 | 49.84 | 52.43 | 48.81 | 55.42 | 52.53 | 48.81 | 55.42 | 52.53 | 48.81 | 49.84 | 52.43 | 48.81 | 49.84 | 52.43 | 48.81 | 55.42 | 52.53 | 48.81 | 54.86 | 50.86 | 43.9 | 50.34 | 51.9 | 44.8 | 49.84 | 51.19 | 46.17
2496 | 39.08 | 44.04 | 36.51 | 39.08 | 44.04 | 36.51 | 39.08 | 44.04 | 36.51 | 39.08 | 44.04 | 36.51 | 39.79 | 46.5 | 36.51 | 39.79 | 46.5 | 36.51 | 39.08 | 44.05 | 36.51 | 39.08 | 44.05 | 36.51 | 39.79 | 46.5 | 36.51 | 39.47 | 43.6 | 33.73 | 39.47 | 43.6 | 34.42 | 38.3 | 29 | 32.72 | 49.67 | 52.26 | 48.64 | 49.67 | 52.26 | 48.64 | 49.67 | 52.26 | 48.64 | 49.67 | 52.26 | 48.64 | 55.25 | 52.36 | 48.64 | 55.25 | 52.36 | 48.64 | 49.67 | 52.26 | 48.64 | 49.67 | 52.26 | 48.64 | 55.25 | 52.36 | 48.64 | 54.69 | 50.7 | 43.9 | 50.17 | 51.73 | 44.8 | 49.67 | 51.19 | 46.17
2497 | 38.73 | 43.69 | 36.16 | 38.73 | 43.69 | 36.16 | 38.73 | 43.69 | 36.16 | 38.73 | 43.69 | 36.16 | 39.44 | 46.22 | 36.16 | 39.44 | 46.22 | 36.16 | 38.73 | 43.69 | 36.16 | 38.73 | 43.69 | 36.16 | 39.44 | 46.22 | 36.16 | 39.12 | 43.26 | 33.4 | 39.12 | 43.26 | 34.42 | 38.73 | 32.94 | 35.12 | 49.32 | 51.91 | 48.29 | 49.32 | 51.91 | 48.29 | 49.32 | 51.91 | 48.29 | 49.32 | 51.91 | 48.29 | 54.9 | 52.01 | 48.29 | 54.9 | 52.01 | 48.29 | 49.32 | 51.91 | 48.29 | 49.32 | 51.91 | 48.29 | 54.9 | 52.01 | 48.29 | 54.35 | 50.36 | 43.9 | 49.81 | 51.39 | 44.8 | 49.32 | 51.19 | 48.29
2498 | 38.52 | 43.48 | 35.95 | 38.52 | 43.48 | 35.95 | 38.52 | 43.48 | 35.95 | 38.52 | 43.48 | 35.95 | 39.22 | 45.88 | 35.95 | 39.22 | 45.88 | 35.95 | 38.52 | 43.48 | 35.95 | 38.52 | 43.48 | 35.95 | 39.22 | 45.88 | 35.95 | 38.44 | 43.04 | 33.4 | 38.44 | 43.05 | 34.42 | 38.43 | 43.19 | 35.95 | 49.1 | 51.69 | 48.08 | 49.1 | 51.69 | 48.08 | 49.1 | 51.69 | 48.08 | 49.1 | 51.69 | 48.08 | 54.68 | 51.8 | 48.08 | 54.68 | 51.8 | 48.08 | 49.1 | 51.69 | 48.08 | 49.1 | 51.69 | 48.08 | 54.68 | 51.8 | 48.08 | 53.08 | 50.15 | 43.9 | 49.6 | 51.18 | 44.8 | 49.1 | 51.69 | 48.08
2499 | 38.49 | 43.47 | 35.94 | 38.49 | 43.47 | 35.94 | 38.49 | 43.47 | 35.94 | 38.49 | 43.47 | 35.94 | 39.21 | 45.28 | 35.94 | 39.21 | 45.28 | 35.94 | 38.5 | 43.47 | 35.94 | 38.5 | 43.47 | 35.94 | 39.21 | 45.28 | 35.94 | 38.1 | 42.61 | 33.4 | 38.1 | 43.04 | 34.42 | 37.33 | 33.01 | 33.74 | 49.09 | 51.68 | 48.07 | 49.09 | 51.68 | 48.07 | 49.09 | 51.68 | 48.07 | 49.09 | 51.68 | 48.07 | 54.67 | 51.79 | 48.07 | 54.67 | 51.79 | 48.07 | 49.09 | 51.68 | 48.07 | 49.09 | 51.68 | 48.07 | 54.67 | 51.79 | 48.07 | 52.5 | 50.14 | 43.9 | 49.59 | 51.17 | 44.8 | 49.09 | 51.19 | 48.07
2500 | 38.09 | 42.31 | 35.94 | 38.09 | 42.31 | 35.94 | 38.09 | 42.31 | 35.94 | 38.09 | 42.31 | 35.94 | 39.21 | 44.05 | 35.94 | 39.21 | 44.05 | 35.94 | 38.51 | 43.47 | 35.94 | 38.51 | 43.47 | 35.94 | 39.21 | 44.05 | 35.94 | 38.1 | 41.45 | 33.4 | 38.1 | 41.88 | 34.42 | 38.09 | 32.95 | 33.41 | 49.1 | 51.19 | 48.07 | 49.1 | 51.19 | 48.07 | 49.1 | 51.19 | 48.07 | 49.1 | 51.19 | 48.07 | 54.68 | 51.79 | 48.07 | 54.68 | 51.79 | 48.07 | 49.1 | 51.68 | 48.07 | 49.1 | 51.68 | 48.07 | 54.68 | 51.79 | 48.07 | 52.51 | 49.16 | 43.9 | 49.59 | 50.68 | 44.8 | 49.1 | 51.19 | 48.07
2501 | 38.09 | 42.31 | 35.96 | 38.09 | 42.31 | 35.96 | 38.09 | 42.31 | 35.96 | 38.09 | 42.31 | 35.96 | 39.23 | 44.06 | 35.96 | 39.23 | 44.06 | 35.96 | 38.52 | 43.49 | 35.96 | 38.52 | 43.49 | 35.96 | 39.23 | 44.06 | 35.96 | 38.1 | 41.45 | 33.4 | 38.1 | 41.88 | 34.42 | 38.09 | 41.46 | 35.24 | 49.11 | 50.48 | 48.09 | 49.11 | 50.48 | 48.09 | 49.11 | 50.48 | 48.09 | 49.11 | 50.48 | 48.09 | 54.69 | 51.81 | 48.09 | 54.69 | 51.81 | 48.09 | 49.11 | 51.7 | 48.09 | 49.11 | 51.7 | 48.09 | 54.69 | 51.81 | 48.09 | 52.85 | 48.96 | 43.9 | 49.61 | 49.97 | 44.8 | 49.11 | 50.48 | 47.1
2502 | 38.39 | 43.36 | 35.82 | 38.39 | 43.36 | 35.82 | 38.39 | 43.36 | 35.82 | 38.39 | 43.36 | 35.82 | 39.1 | 44.79 | 35.82 | 39.1 | 44.79 | 35.82 | 38.39 | 43.36 | 35.82 | 38.39 | 43.36 | 35.82 | 39.1 | 44.79 | 35.82 | 38.78 | 42.14 | 33.4 | 38.78 | 42.92 | 34.42 | 38.39 | 43.36 | 35.82 | 48.98 | 51.57 | 47.96 | 48.98 | 51.57 | 47.96 | 48.98 | 51.57 | 47.96 | 48.98 | 51.57 | 47.96 | 54.56 | 51.68 | 47.96 | 54.56 | 51.68 | 47.96 | 48.98 | 51.57 | 47.96 | 48.98 | 51.57 | 47.96 | 54.56 | 51.68 | 47.96 | 54.01 | 50.03 | 44.38 | 49.48 | 51.05 | 44.8 | 48.98 | 51.57 | 47.96
2503 | 38.32 | 43.29 | 35.75 | 38.32 | 43.29 | 35.75 | 38.32 | 43.29 | 35.75 | 38.32 | 43.29 | 35.75 | 39.03 | 45.68 | 35.75 | 39.03 | 45.68 | 35.75 | 38.32 | 43.29 | 35.75 | 38.32 | 43.29 | 35.75 | 39.03 | 45.68 | 35.75 | 39.42 | 42.86 | 33.4 | 38.71 | 42.86 | 34.08 | 38.32 | 43.29 | 35.75 | 48.91 | 51.5 | 47.89 | 48.91 | 51.5 | 47.89 | 48.91 | 51.5 | 47.89 | 48.91 | 51.5 | 46.68 | 54.49 | 51.61 | 47.89 | 54.49 | 51.61 | 47.89 | 48.91 | 51.5 | 47.89 | 48.91 | 51.5 | 47.89 | 54.49 | 51.61 | 47.89 | 55.04 | 50.06 | 44.8 | 49.41 | 50.34 | 44.8 | 48.91 | 51.5 | 47.89
2504 | 38.56 | 43.53 | 35.99 | 38.56 | 43.53 | 35.99 | 38.56 | 43.53 | 35.99 | 38.56 | 43.53 | 35.65 | 39.27 | 43.53 | 35.99 | 39.27 | 43.53 | 35.86 | 38.56 | 43.53 | 35.99 | 38.56 | 43.53 | 35.99 | 39.27 | 43.53 | 35.99 | 38.95 | 40.38 | 0 | 38.17 | 39.57 | 0 | 38.56 | 43.53 | 35.99 | 49.15 | 51.74 | 48.13 | 49.15 | 51.74 | 48.13 | 49.15 | 51.74 | 48.13 | 49.15 | 50.19 | 46.17 | 54.73 | 51.74 | 48.13 | 54.73 | 51.74 | 48.13 | 49.15 | 51.74 | 48.13 | 49.15 | 51.74 | 48.13 | 54.73 | 51.74 | 48.13 | 54.18 | 47.22 | 0 | 49.65 | 47.66 | 0 | 49.15 | 51.74 | 48.13
2505 | 38.95 | 41.01 | 36.38 | 38.95 | 41.01 | 36.38 | 38.95 | 41.01 | 36.38 | 38.95 | 41.01 | 32.07 | 39.65 | 41.01 | 36.38 | 39.65 | 41.01 | 35.65 | 38.95 | 43.91 | 36.38 | 38.95 | 43.91 | 36.38 | 39.65 | 41.01 | 36.38 | 38.56 | 35.49 | 0 | 38.56 | 34.78 | 0 | 38.95 | 41.01 | 36.38 | 49.54 | 50.95 | 48.51 | 49.54 | 50.95 | 48.51 | 49.54 | 50.95 | 48.51 | 49.54 | 47.35 | 46.17 | 55.12 | 50.95 | 48.51 | 55.12 | 48.5 | 47.65 | 49.54 | 52.13 | 48.51 | 49.54 | 52.13 | 48.51 | 55.12 | 50.95 | 48.51 | 50.56 | 45.47 | 0 | 50.04 | 45.47 | 0 | 49.54 | 50.95 | 48.51
2506 | 39.18 | 44.13 | 36.61 | 39.18 | 44.13 | 36.61 | 39.18 | 44.13 | 36.61 | 39.18 | 42.77 | 29.46 | 39.89 | 44.13 | 36.61 | 39.89 | 44.13 | 35.85 | 39.18 | 44.15 | 36.61 | 39.18 | 44.15 | 36.61 | 39.89 | 44.13 | 36.61 | 35.75 | 34.42 | 0 | 36.48 | 33.73 | 0 | 39.18 | 44.13 | 36.61 | 49.77 | 51.31 | 48.74 | 49.77 | 51.31 | 48.74 | 49.77 | 51.31 | 48.74 | 49.77 | 47.32 | 44.35 | 55.35 | 51.31 | 48.74 | 55.35 | 48.82 | 47.13 | 49.77 | 52.36 | 48.74 | 49.77 | 52.36 | 48.74 | 55.35 | 51.31 | 48.74 | 49.27 | 45.01 | 0 | 49.27 | 45.44 | 0 | 49.77 | 51.31 | 48.74
2507 | 39.19 | 41 | 36.62 | 39.19 | 41 | 36.62 | 39.19 | 41 | 36.62 | 39.19 | 37.81 | 0 | 39.9 | 41 | 36.62 | 39.9 | 41 | 35.49 | 39.19 | 44.16 | 36.62 | 39.19 | 44.16 | 36.62 | 39.9 | 41 | 36.62 | 35.29 | 0 | 0 | 36 | 0 | 0 | 39.19 | 41 | 36.62 | 49.78 | 50.95 | 48.75 | 49.78 | 50.95 | 48.75 | 49.78 | 50.95 | 48.75 | 49.77 | 46.41 | 43.9 | 55.36 | 50.95 | 48.75 | 55.36 | 48.33 | 46.66 | 49.78 | 52.37 | 48.75 | 49.78 | 52.37 | 48.75 | 55.36 | 50.95 | 48.75 | 49.28 | 44.11 | 0 | 49.28 | 44.57 | 0 | 49.78 | 50.95 | 48.75
2508 | 39.04 | 36.21 | 36.47 | 39.04 | 36.21 | 36.47 | 39.04 | 36.21 | 36.47 | 39.04 | 33.39 | 0 | 39.75 | 36.21 | 36.47 | 39.75 | 36.21 | 35.49 | 39.04 | 44 | 36.47 | 39.04 | 44 | 36.47 | 39.75 | 36.21 | 36.47 | 34.58 | 0 | 0 | 35.29 | 0 | 0 | 39.04 | 36.21 | 36.47 | 49.63 | 51.72 | 48.6 | 49.63 | 51.72 | 48.6 | 49.63 | 51.72 | 48.6 | 47.19 | 0 | 43.9 | 55.21 | 51.72 | 48.6 | 55.21 | 47 | 46.66 | 49.63 | 52.22 | 48.6 | 49.63 | 52.22 | 48.6 | 55.21 | 51.72 | 48.6 | 46.71 | 0 | 0 | 46.71 | 0 | 0 | 49.63 | 51.72 | 48.6
2509 | 38.7 | 32.73 | 36.13 | 38.7 | 32.73 | 36.13 | 38.7 | 32.73 | 36.13 | 38.7 | 32.08 | 0 | 39.4 | 32.73 | 36.13 | 39.4 | 25.94 | 30.47 | 38.7 | 43.66 | 36.13 | 38.7 | 43.66 | 36.13 | 39.4 | 32.73 | 36.13 | 12.09 | 0 | 0 | 12.33 | 0 | 0 | 38.7 | 32.73 | 36.13 | 49.29 | 51.72 | 48.26 | 49.29 | 51.72 | 48.26 | 49.29 | 51.72 | 48.26 | 39.08 | 0 | 43.9 | 54.87 | 51.72 | 48.26 | 54.87 | 43.74 | 46.66 | 49.29 | 51.87 | 48.26 | 49.29 | 51.87 | 48.26 | 54.87 | 51.72 | 48.26 | 38.29 | 0 | 0 | 38.29 | 0 | 0 | 49.29 | 51.72 | 48.26
2510 | 38.46 | 41.46 | 35.9 | 38.46 | 41.46 | 35.9 | 38.46 | 41.46 | 35.9 | 38.46 | 40.64 | 0 | 39.17 | 41.46 | 35.9 | 39.17 | 25.94 | 30.47 | 38.46 | 43.43 | 35.9 | 38.46 | 43.43 | 35.9 | 39.17 | 41.46 | 35.9 | 12.09 | 0 | 0 | 12.33 | 0 | 0 | 38.46 | 41.46 | 35.9 | 49.05 | 51.64 | 48.03 | 49.05 | 51.64 | 48.03 | 49.05 | 51.64 | 48.03 | 33.65 | 42.01 | 43.9 | 53.17 | 51.64 | 48.03 | 53.17 | 43.74 | 46.66 | 49.05 | 51.64 | 48.03 | 49.05 | 51.64 | 48.03 | 53.17 | 51.64 | 48.03 | 32.64 | 39.92 | 0 | 33.31 | 40.34 | 0 | 49.05 | 51.64 | 48.03
2511 | 38.37 | 43.33 | 35.8 | 38.37 | 43.33 | 35.8 | 38.37 | 43.33 | 35.8 | 38.37 | 42.47 | 29.16 | 38.37 | 43.33 | 35.8 | 38.37 | 25.94 | 29.46 | 38.37 | 43.34 | 35.8 | 38.37 | 43.34 | 35.8 | 38.37 | 43.33 | 35.8 | 30.88 | 0 | 26.88 | 31.51 | 0 | 27.43 | 38.37 | 43.34 | 35.8 | 48.96 | 51.55 | 47.93 | 48.96 | 51.55 | 47.93 | 48.96 | 51.55 | 47.93 | 42.22 | 45.55 | 44.35 | 48.96 | 51.55 | 47.93 | 48.96 | 45.55 | 47.13 | 48.96 | 51.55 | 47.93 | 48.96 | 51.55 | 47.93 | 48.96 | 51.55 | 47.93 | 37.53 | 41.16 | 0 | 38.29 | 43.74 | 0 | 48.96 | 51.55 | 47.93
2512 | 38.42 | 43.39 | 35.86 | 38.42 | 43.39 | 35.86 | 38.42 | 43.39 | 35.86 | 38.42 | 43.19 | 34.07 | 38.74 | 43.39 | 35.86 | 38.74 | 43.39 | 34.42 | 38.42 | 43.39 | 35.86 | 38.42 | 43.39 | 35.86 | 38.74 | 43.39 | 35.86 | 36 | 29.3 | 31.41 | 36.74 | 30.21 | 32.72 | 38.42 | 43.39 | 35.86 | 49.01 | 51.6 | 47.99 | 49.01 | 51.6 | 47.99 | 49.01 | 51.6 | 47.99 | 49.01 | 47.35 | 46.17 | 51.57 | 51.6 | 47.99 | 51.57 | 51.6 | 47.99 | 49.01 | 51.6 | 47.99 | 49.01 | 51.6 | 47.99 | 51.57 | 51.6 | 47.99 | 48.52 | 45.01 | 43.9 | 48.78 | 45.93 | 44.8 | 49.01 | 51.6 | 47.99
2513 | 38.67 | 43.63 | 36.1 | 38.67 | 43.63 | 36.1 | 38.67 | 43.63 | 36.1 | 38.67 | 43.63 | 36.1 | 39.37 | 43.63 | 36.1 | 39.37 | 43.63 | 36.1 | 38.67 | 43.63 | 36.1 | 38.67 | 43.63 | 36.1 | 39.37 | 43.63 | 36.1 | 38.98 | 40.14 | 33.4 | 39.06 | 41.8 | 34.42 | 38.67 | 43.63 | 36.1 | 49.25 | 51.84 | 48.23 | 49.25 | 51.84 | 48.23 | 49.25 | 51.84 | 48.23 | 49.25 | 51.84 | 46.68 | 54.83 | 51.84 | 48.23 | 54.83 | 51.84 | 48.23 | 49.25 | 51.84 | 48.23 | 49.25 | 51.84 | 48.23 | 54.83 | 51.84 | 48.23 | 52.33 | 47.54 | 44.38 | 51.29 | 48.51 | 44.8 | 49.25 | 51.84 | 48.23
2514 | 38.97 | 43.94 | 36.4 | 38.97 | 43.94 | 36.4 | 38.97 | 43.94 | 36.4 | 38.97 | 43.94 | 36.4 | 39.68 | 46.48 | 36.4 | 39.68 | 46.48 | 36.4 | 38.97 | 43.94 | 36.4 | 38.97 | 43.94 | 36.4 | 39.68 | 46.48 | 36.4 | 40.08 | 44.38 | 34.42 | 39.37 | 44.38 | 36.04 | 38.97 | 43.94 | 36.4 | 49.56 | 52.15 | 48.54 | 49.56 | 52.15 | 48.54 | 49.56 | 52.15 | 48.54 | 49.56 | 52.15 | 48.54 | 55.14 | 52.25 | 48.54 | 55.14 | 52.25 | 48.54 | 49.56 | 52.15 | 48.54 | 49.56 | 52.15 | 48.54 | 55.14 | 52.25 | 48.54 | 54.59 | 50.06 | 44.8 | 53.5 | 51.63 | 45.72 | 49.56 | 52.15 | 48.54
2515 | 39.28 | 44.24 | 36.71 | 39.28 | 44.24 | 36.71 | 39.28 | 44.24 | 36.71 | 39.28 | 44.24 | 36.71 | 39.98 | 46.79 | 36.71 | 39.98 | 46.79 | 36.71 | 39.28 | 44.24 | 36.71 | 39.28 | 44.24 | 36.71 | 39.98 | 46.79 | 36.71 | 40.39 | 45.6 | 34.42 | 39.67 | 44.69 | 36.34 | 39.28 | 44.24 | 36.71 | 49.86 | 52.45 | 48.84 | 49.86 | 52.45 | 48.84 | 49.86 | 52.45 | 48.84 | 49.86 | 52.45 | 48.84 | 55.44 | 52.56 | 48.84 | 55.44 | 52.56 | 48.84 | 49.86 | 52.45 | 48.84 | 49.86 | 52.45 | 48.84 | 55.44 | 52.56 | 48.84 | 56 | 52.03 | 44.8 | 54.88 | 52.98 | 45.72 | 49.86 | 52.45 | 48.84
2516 | 39.59 | 44.56 | 37.03 | 39.59 | 44.56 | 37.03 | 39.59 | 44.56 | 37.03 | 39.59 | 44.56 | 37.03 | 40.3 | 47.1 | 37.03 | 40.3 | 47.11 | 37.03 | 39.59 | 44.56 | 37.03 | 39.59 | 44.56 | 37.03 | 40.3 | 47.1 | 37.03 | 40.71 | 45.93 | 34.42 | 39.99 | 45.01 | 36.66 | 39.59 | 44.56 | 37.03 | 50.18 | 52.77 | 49.16 | 50.18 | 52.77 | 49.16 | 50.18 | 52.77 | 49.16 | 50.18 | 52.77 | 49.16 | 55.76 | 52.88 | 49.16 | 55.76 | 52.88 | 49.16 | 50.18 | 52.77 | 49.16 | 50.18 | 52.77 | 49.16 | 55.76 | 52.88 | 49.16 | 56.33 | 52.35 | 44.8 | 55.2 | 53.31 | 45.72 | 50.18 | 52.77 | 49.16
2517 | 39.56 | 44.53 | 36.99 | 39.56 | 44.53 | 36.99 | 39.56 | 44.53 | 36.99 | 39.56 | 44.53 | 36.99 | 40.27 | 47.07 | 36.99 | 40.27 | 47.07 | 36.99 | 39.56 | 44.53 | 36.99 | 39.56 | 44.53 | 36.99 | 40.27 | 47.07 | 36.99 | 40.68 | 46.6 | 34.42 | 39.96 | 44.98 | 36.62 | 39.56 | 44.53 | 36.99 | 50.15 | 52.74 | 49.13 | 50.15 | 52.74 | 49.13 | 50.15 | 52.74 | 49.13 | 50.15 | 52.74 | 49.13 | 55.73 | 52.85 | 49.13 | 55.73 | 52.85 | 49.13 | 50.15 | 52.74 | 49.13 | 50.15 | 52.74 | 49.13 | 55.73 | 52.85 | 49.13 | 56.29 | 52.32 | 44.8 | 50.66 | 52.32 | 45.72 | 50.15 | 52.74 | 49.13
2518 | 39.47 | 44.44 | 36.91 | 39.47 | 44.44 | 36.91 | 39.47 | 44.44 | 36.91 | 39.47 | 44.44 | 36.91 | 40.18 | 46.98 | 36.91 | 40.18 | 46.98 | 36.91 | 39.47 | 44.44 | 36.91 | 39.47 | 44.44 | 36.91 | 40.18 | 46.98 | 36.91 | 40.69 | 45.43 | 34.42 | 39.87 | 44.89 | 36.54 | 39.47 | 44.44 | 36.91 | 50.06 | 52.65 | 49.04 | 50.06 | 52.65 | 49.04 | 50.06 | 52.65 | 49.04 | 50.06 | 52.65 | 49.04 | 55.64 | 52.76 | 49.04 | 55.64 | 52.76 | 49.04 | 50.06 | 52.65 | 49.04 | 50.06 | 52.65 | 49.04 | 55.64 | 52.76 | 49.04 | 56.21 | 52.13 | 44.8 | 50.57 | 52.13 | 45.72 | 50.06 | 52.65 | 49.04
2519 | 39.11 | 44.07 | 36.54 | 39.11 | 44.07 | 36.54 | 39.11 | 44.07 | 36.54 | 39.11 | 44.07 | 36.54 | 39.81 | 46.47 | 36.54 | 39.81 | 46.47 | 36.54 | 39.11 | 44.07 | 36.54 | 39.11 | 44.07 | 36.54 | 39.81 | 46.47 | 36.54 | 39.81 | 43.68 | 34.42 | 39.5 | 43.68 | 36.17 | 39.11 | 44.07 | 36.54 | 49.69 | 52.28 | 48.67 | 49.69 | 52.28 | 48.67 | 49.69 | 52.28 | 48.67 | 49.69 | 52.28 | 48.67 | 55.27 | 52.39 | 48.67 | 55.27 | 52.39 | 48.67 | 49.69 | 52.28 | 48.67 | 49.69 | 52.28 | 48.67 | 55.27 | 52.39 | 48.67 | 54.72 | 48.5 | 44.8 | 50.2 | 51.76 | 45.72 | 49.69 | 52.28 | 48.67
2520 | 38.78 | 43.74 | 36.21 | 38.78 | 43.74 | 36.21 | 38.78 | 43.74 | 36.21 | 38.78 | 43.74 | 36.21 | 39.48 | 44.1 | 36.21 | 39.48 | 44.1 | 36.21 | 38.78 | 43.74 | 36.21 | 38.78 | 43.74 | 36.21 | 39.48 | 44.1 | 36.21 | 37.62 | 42.44 | 34.42 | 38.39 | 43.31 | 35.85 | 38.78 | 43.74 | 36.21 | 49.36 | 51.95 | 48.34 | 49.36 | 51.95 | 48.34 | 49.36 | 51.95 | 48.34 | 49.36 | 51.95 | 48.34 | 54.14 | 52.06 | 48.34 | 54.14 | 52.06 | 48.34 | 49.36 | 51.95 | 48.34 | 49.36 | 51.95 | 48.34 | 54.14 | 52.06 | 48.34 | 51.99 | 47.89 | 44.8 | 49.86 | 51.43 | 45.72 | 49.36 | 51.95 | 48.34
2521 | 38.34 | 43.31 | 35.77 | 38.34 | 43.31 | 35.77 | 38.34 | 43.31 | 35.77 | 38.34 | 43.31 | 35.77 | 38.63 | 43.64 | 35.77 | 38.63 | 43.64 | 35.77 | 38.34 | 43.31 | 35.77 | 38.34 | 43.31 | 35.77 | 38.63 | 43.64 | 35.77 | 37.24 | 42.02 | 34.42 | 37.96 | 42.87 | 35.41 | 38.34 | 43.31 | 35.77 | 48.93 | 51.52 | 47.91 | 48.93 | 51.52 | 47.91 | 48.93 | 51.52 | 47.91 | 48.93 | 51.52 | 47.91 | 52.81 | 51.62 | 47.91 | 52.81 | 51.62 | 47.91 | 48.93 | 51.52 | 47.91 | 48.93 | 51.52 | 47.91 | 52.81 | 51.62 | 47.91 | 50.71 | 47.89 | 44.8 | 49.7 | 51 | 45.72 | 48.93 | 51.52 | 47.91
2522 | 38.07 | 42.77 | 35.5 | 38.07 | 42.77 | 35.5 | 38.07 | 42.77 | 35.5 | 38.07 | 42.77 | 35.5 | 38.63 | 42.77 | 35.5 | 38.63 | 42.77 | 35.5 | 38.07 | 42.77 | 35.5 | 38.07 | 43.04 | 35.5 | 38.63 | 42.77 | 35.5 | 37.1 | 41.5 | 34.42 | 37.69 | 42.34 | 35.15 | 38.07 | 42.77 | 35.5 | 48.66 | 51.25 | 47.64 | 48.66 | 51.25 | 47.64 | 48.66 | 51.25 | 47.64 | 48.66 | 51.25 | 47.64 | 52.28 | 51.35 | 47.64 | 52.28 | 51.35 | 47.64 | 48.66 | 51.25 | 47.64 | 48.66 | 51.25 | 47.64 | 52.28 | 51.35 | 47.64 | 50.71 | 47.89 | 44.8 | 49.7 | 50.74 | 45.72 | 48.66 | 51.25 | 47.64
2523 | 38.09 | 42.76 | 35.52 | 38.09 | 42.76 | 35.52 | 38.09 | 42.76 | 35.52 | 38.09 | 42.76 | 35.52 | 38.63 | 42.77 | 35.52 | 38.63 | 42.77 | 35.52 | 38.09 | 42.77 | 35.52 | 38.09 | 43.06 | 35.52 | 38.63 | 42.77 | 35.52 | 37.1 | 40.24 | 33.55 | 37.85 | 42.34 | 35.17 | 38.09 | 42.76 | 35.52 | 48.68 | 51.27 | 47.66 | 48.68 | 51.27 | 47.66 | 48.68 | 51.27 | 47.66 | 48.68 | 51.27 | 47.66 | 52.28 | 51.37 | 47.66 | 52.28 | 51.37 | 47.66 | 48.68 | 51.27 | 47.66 | 48.68 | 51.27 | 47.66 | 52.28 | 51.37 | 47.66 | 50.71 | 47.66 | 44.8 | 49.7 | 50.76 | 45.72 | 48.68 | 51.27 | 47.66
2524 | 38.47 | 43.43 | 35.9 | 38.47 | 43.43 | 35.9 | 38.47 | 43.43 | 35.9 | 38.47 | 43.43 | 35.9 | 39.06 | 43.43 | 35.9 | 39.06 | 43.43 | 35.9 | 38.47 | 43.43 | 35.9 | 38.47 | 43.43 | 35.9 | 39.06 | 43.43 | 35.9 | 37.89 | 40.87 | 34.42 | 38.66 | 43 | 35.54 | 38.47 | 43.43 | 35.9 | 49.05 | 51.64 | 48.03 | 49.05 | 51.64 | 48.03 | 49.05 | 51.64 | 48.03 | 49.05 | 51.64 | 48.03 | 53.34 | 51.75 | 48.03 | 53.34 | 51.75 | 48.03 | 49.05 | 51.64 | 48.03 | 49.05 | 51.64 | 48.03 | 53.34 | 51.75 | 48.03 | 51.74 | 47.66 | 44.8 | 50.71 | 51.13 | 45.72 | 49.05 | 51.64 | 48.03
2525 | 39.04 | 44.01 | 36.47 | 39.04 | 44.01 | 36.47 | 39.04 | 44.01 | 36.47 | 39.04 | 44.01 | 36.47 | 39.75 | 46.4 | 36.47 | 39.75 | 46.4 | 36.47 | 39.04 | 44.01 | 36.47 | 39.04 | 44.01 | 36.47 | 39.75 | 46.4 | 36.47 | 47.17 | 44.4 | 34.42 | 46.23 | 44.45 | 36.11 | 39.04 | 44.01 | 36.47 | 49.63 | 52.22 | 48.6 | 49.63 | 52.22 | 48.6 | 49.63 | 52.22 | 48.6 | 49.63 | 52.22 | 48.6 | 55.21 | 52.32 | 48.6 | 55.21 | 52.32 | 48.6 | 49.63 | 52.22 | 48.6 | 49.63 | 52.22 | 48.6 | 55.21 | 52.32 | 48.6 | 64.48 | 47.89 | 44.8 | 65.8 | 51.69 | 45.72 | 49.63 | 52.22 | 48.6
2526 | 39.51 | 44.47 | 36.94 | 39.51 | 44.47 | 36.94 | 39.51 | 44.48 | 36.94 | 39.51 | 44.48 | 36.94 | 40.22 | 46.93 | 36.94 | 40.22 | 46.93 | 36.94 | 39.51 | 44.48 | 36.94 | 39.51 | 44.48 | 36.94 | 40.22 | 46.93 | 36.94 | 48.09 | 44.86 | 34.42 | 47.13 | 44.92 | 36.57 | 39.51 | 44.47 | 36.94 | 50.1 | 52.69 | 49.07 | 50.1 | 52.69 | 49.07 | 50.1 | 52.69 | 49.07 | 50.1 | 52.69 | 49.07 | 55.68 | 52.79 | 49.07 | 55.68 | 52.79 | 49.07 | 50.1 | 52.69 | 49.07 | 50.1 | 52.69 | 49.07 | 55.68 | 52.79 | 49.07 | 66.54 | 47.89 | 44.8 | 67.9 | 52.16 | 45.72 | 50.1 | 52.69 | 49.07
2527 | 40.35 | 45.32 | 37.78 | 40.35 | 45.32 | 37.78 | 40.35 | 45.32 | 37.78 | 40.35 | 45.32 | 37.78 | 41.06 | 47.72 | 37.78 | 41.06 | 47.72 | 37.78 | 40.35 | 45.32 | 37.78 | 40.35 | 45.32 | 37.78 | 41.06 | 47.72 | 37.78 | 49.65 | 44.86 | 34.42 | 48.66 | 45.77 | 35.12 | 40.35 | 45.32 | 37.78 | 50.94 | 53.53 | 49.91 | 50.94 | 53.53 | 49.91 | 50.94 | 53.53 | 49.91 | 50.94 | 53.53 | 48.51 | 56.52 | 53.63 | 49.91 | 56.52 | 53.63 | 49.71 | 50.94 | 53.53 | 49.91 | 50.94 | 53.53 | 49.91 | 56.52 | 53.63 | 49.91 | 66.54 | 47.89 | 44.8 | 65.21 | 52.99 | 44.8 | 50.94 | 53.53 | 49.91
2528 | 40.95 | 45.91 | 38.38 | 40.95 | 45.91 | 38.38 | 40.95 | 45.91 | 38.38 | 40.95 | 45.91 | 36.01 | 41.65 | 45.91 | 38.38 | 41.65 | 45.91 | 36.01 | 40.95 | 45.91 | 38.38 | 40.95 | 45.91 | 38.38 | 41.65 | 45.91 | 38.38 | 42.2 | 44.53 | 28.78 | 41.36 | 45.44 | 34.42 | 40.95 | 45.91 | 38.38 | 51.54 | 54.12 | 50.51 | 51.54 | 54.12 | 50.51 | 51.54 | 54.12 | 50.51 | 51.54 | 52.08 | 46.68 | 57.12 | 54.12 | 50.51 | 57.12 | 52.08 | 46.68 | 51.54 | 54.12 | 50.51 | 51.54 | 54.12 | 50.51 | 57.12 | 54.12 | 50.51 | 64.48 | 47.66 | 43.9 | 63.19 | 50.01 | 44.8 | 51.54 | 54.12 | 50.51
2529 | 40.86 | 45.83 | 38.29 | 40.86 | 45.83 | 38.29 | 40.86 | 45.83 | 38.29 | 40.86 | 45.83 | 26.9 | 41.57 | 45.83 | 38.29 | 41.57 | 36.21 | 26.9 | 40.86 | 45.83 | 38.29 | 40.86 | 45.83 | 38.29 | 41.57 | 45.83 | 38.29 | 41.15 | 34.08 | 25.56 | 41.27 | 35.12 | 26.09 | 40.86 | 45.83 | 38.29 | 51.45 | 54.04 | 50.42 | 51.45 | 54.04 | 49.34 | 51.45 | 54.04 | 49.34 | 51.45 | 41.55 | 36.62 | 57.03 | 54.04 | 49.34 | 57.03 | 41.97 | 38.92 | 51.45 | 54.04 | 50.42 | 51.45 | 54.04 | 50.42 | 57.03 | 54.04 | 49.34 | 55.85 | 39.1 | 35.88 | 54.74 | 41.12 | 36.61 | 51.45 | 54.04 | 50.42
2530 | 40.8 | 40.25 | 38.23 | 40.8 | 40.25 | 38.23 | 40.8 | 40.25 | 38.23 | 40.8 | 40.25 | 0 | 40.8 | 40.25 | 38.23 | 40.8 | 25.94 | 0 | 40.8 | 45.76 | 38.23 | 40.8 | 45.76 | 38.23 | 40.8 | 40.25 | 38.23 | 37.46 | 0 | 0 | 38.23 | 0 | 0 | 40.8 | 40.25 | 38.23 | 51.38 | 50.17 | 50.36 | 51.38 | 50.17 | 42.28 | 51.38 | 50.17 | 42.28 | 51.38 | 10.21 | 0 | 54.01 | 50.17 | 42.28 | 54.01 | 29.98 | 27.44 | 51.38 | 53.97 | 50.36 | 51.38 | 53.97 | 50.36 | 54.01 | 50.17 | 42.28 | 50.71 | 9.9 | 0 | 51.74 | 10.1 | 0 | 51.38 | 50.17 | 50.36
2531 | 40.45 | 25.94 | 37.88 | 40.45 | 25.94 | 37.88 | 40.45 | 25.94 | 37.88 | 40.45 | 25.42 | 0 | 40.45 | 25.94 | 37.88 | 40.45 | 25.94 | 0 | 40.45 | 45.42 | 37.88 | 40.45 | 45.42 | 37.88 | 40.45 | 25.94 | 37.88 | 37.1 | 0 | 0 | 37.86 | 0 | 0 | 40.45 | 25.94 | 37.88 | 51.04 | 48.43 | 50.02 | 51.04 | 48.43 | 10.91 | 51.04 | 48.43 | 10.91 | 51.04 | 0 | 0 | 52.82 | 48.43 | 10.91 | 52.82 | 29.98 | 0 | 51.04 | 53.63 | 50.02 | 51.04 | 53.63 | 50.02 | 52.82 | 48.43 | 10.91 | 50.71 | 0 | 0 | 51.23 | 0 | 0 | 51.04 | 48.43 | 50.02
2532 | 40.21 | 25.94 | 37.64 | 40.21 | 25.94 | 37.64 | 40.21 | 25.94 | 37.64 | 40.21 | 0 | 0 | 40.21 | 25.94 | 37.64 | 40.21 | 25.94 | 0 | 40.21 | 45.18 | 37.64 | 40.21 | 45.18 | 37.64 | 40.21 | 25.94 | 37.64 | 37.1 | 0 | 0 | 37.86 | 0 | 0 | 40.21 | 25.94 | 37.64 | 50.8 | 48.43 | 46.17 | 50.8 | 48.43 | 10.67 | 50.8 | 48.43 | 10.67 | 50.8 | 0 | 0 | 51.31 | 48.43 | 10.67 | 51.31 | 0 | 0 | 50.8 | 53.39 | 49.78 | 50.8 | 53.39 | 49.78 | 51.31 | 48.43 | 10.67 | 21.26 | 0 | 0 | 50.28 | 0 | 0 | 50.8 | 48.43 | 46.17
2533 | 40.03 | 25.6 | 37.46 | 40.03 | 25.6 | 37.46 | 40.03 | 25.6 | 37.46 | 40.03 | 0 | 0 | 40.03 | 25.6 | 37.46 | 40.03 | 25.6 | 0 | 40.03 | 44.99 | 37.46 | 40.03 | 44.99 | 37.46 | 40.03 | 25.6 | 37.46 | 37.1 | 0 | 0 | 37.86 | 0 | 0 | 40.03 | 25.6 | 37.46 | 50.62 | 48.43 | 46.17 | 50.62 | 48.43 | 10.49 | 50.62 | 48.43 | 10.49 | 50.62 | 0 | 0 | 51.14 | 48.43 | 10.49 | 51.14 | 0 | 0 | 50.62 | 53.21 | 49.59 | 50.62 | 53.21 | 49.59 | 51.14 | 48.43 | 10.49 | 20 | 0 | 0 | 50.11 | 0 | 0 | 50.62 | 48.43 | 46.17
2534 | 39.79 | 25.6 | 37.22 | 39.79 | 25.6 | 37.22 | 39.79 | 25.6 | 37.22 | 39.79 | 0 | 0 | 39.79 | 25.6 | 37.22 | 39.79 | 25.6 | 0 | 39.79 | 44.75 | 37.22 | 39.79 | 44.75 | 37.22 | 39.79 | 25.6 | 37.22 | 37.1 | 0 | 0 | 37.86 | 0 | 0 | 39.79 | 25.6 | 37.22 | 50.38 | 48.43 | 46.17 | 50.38 | 48.43 | 36.13 | 50.38 | 48.43 | 36.13 | 50.38 | 0 | 0 | 52.81 | 48.43 | 36.13 | 52.81 | 0 | 36.13 | 50.38 | 52.96 | 49.35 | 50.38 | 52.96 | 49.35 | 52.81 | 48.43 | 36.13 | 20 | 0 | 0 | 50.71 | 0 | 0 | 50.38 | 48.43 | 46.17
2535 | 39.62 | 32.67 | 37.05 | 39.62 | 32.67 | 37.05 | 39.62 | 32.67 | 37.05 | 39.62 | 32.67 | 0 | 39.62 | 32.67 | 37.05 | 39.62 | 25.93 | 0 | 39.62 | 44.59 | 37.05 | 39.62 | 44.59 | 37.05 | 39.62 | 32.67 | 37.05 | 37.1 | 0 | 0 | 39.22 | 0 | 0 | 39.62 | 32.67 | 37.05 | 50.21 | 48.43 | 46.17 | 50.21 | 48.43 | 46.17 | 50.21 | 48.43 | 46.17 | 50.21 | 37.15 | 0 | 52.81 | 48.43 | 46.17 | 52.81 | 37.53 | 36.62 | 50.21 | 52.8 | 49.18 | 50.21 | 52.8 | 49.18 | 52.81 | 48.43 | 46.17 | 49.7 | 0 | 0 | 50.71 | 36.77 | 0 | 50.21 | 48.43 | 46.17
2536 | 39.49 | 37.12 | 36.92 | 39.49 | 37.12 | 36.92 | 39.49 | 37.12 | 36.92 | 39.49 | 37.12 | 27.08 | 39.89 | 37.12 | 36.92 | 39.89 | 37.12 | 27.08 | 39.49 | 44.45 | 36.92 | 39.49 | 44.45 | 36.92 | 39.89 | 37.12 | 36.92 | 38.31 | 0 | 23.98 | 39.09 | 36.37 | 26.53 | 39.49 | 37.12 | 36.92 | 50.08 | 48.43 | 46.68 | 50.08 | 48.43 | 46.68 | 50.08 | 48.43 | 46.68 | 50.08 | 41.98 | 46.17 | 54.65 | 48.43 | 46.68 | 54.65 | 42.4 | 46.68 | 50.08 | 52.66 | 49.05 | 50.08 | 52.66 | 49.05 | 54.65 | 48.43 | 46.68 | 51.58 | 37.92 | 42.28 | 50.58 | 41.54 | 44.8 | 50.08 | 48.43 | 46.68
2537 | 39.54 | 44.51 | 36.97 | 39.54 | 44.51 | 36.97 | 39.54 | 44.51 | 36.97 | 39.54 | 44.51 | 36.59 | 40.25 | 44.51 | 36.97 | 40.25 | 44.51 | 36.59 | 39.54 | 44.51 | 36.97 | 39.54 | 44.51 | 36.97 | 40.25 | 44.51 | 36.97 | 39.94 | 37.08 | 28.78 | 39.94 | 43.61 | 35.14 | 39.54 | 44.51 | 36.97 | 50.13 | 51.19 | 49.11 | 50.13 | 51.19 | 49.11 | 50.13 | 51.19 | 49.11 | 50.13 | 51.19 | 46.17 | 55.71 | 52.08 | 49.11 | 55.71 | 52.08 | 47.16 | 50.13 | 52.72 | 49.11 | 50.13 | 52.72 | 49.11 | 55.71 | 52.08 | 49.11 | 55.15 | 45.47 | 43.6 | 54.05 | 50.01 | 44.8 | 50.13 | 51.19 | 49.11
2538 | 39.68 | 44.65 | 37.11 | 39.68 | 44.65 | 37.11 | 39.68 | 44.65 | 37.11 | 39.68 | 44.65 | 36.59 | 40.39 | 47.04 | 37.11 | 40.39 | 47.04 | 36.59 | 39.68 | 44.65 | 37.11 | 39.68 | 44.65 | 37.11 | 40.39 | 47.04 | 37.11 | 40.79 | 44.72 | 33.55 | 40.08 | 45.1 | 35.14 | 39.68 | 44.65 | 37.11 | 50.27 | 52.86 | 49.24 | 50.27 | 52.86 | 49.24 | 50.27 | 52.86 | 49.24 | 50.27 | 52.86 | 48.83 | 55.85 | 52.86 | 49.24 | 55.85 | 52.86 | 48.83 | 50.27 | 52.86 | 49.24 | 50.27 | 52.86 | 49.24 | 55.85 | 52.86 | 49.24 | 56.41 | 48.09 | 44.38 | 55.28 | 52.33 | 45.28 | 50.27 | 52.86 | 49.24
2539 | 39.82 | 44.79 | 37.25 | 39.82 | 44.79 | 37.25 | 39.82 | 44.79 | 37.25 | 39.82 | 44.79 | 36.59 | 40.53 | 47.32 | 37.25 | 40.53 | 47.32 | 36.59 | 39.82 | 44.79 | 37.25 | 39.82 | 44.79 | 37.25 | 40.53 | 47.32 | 37.25 | 40.94 | 45.24 | 34.42 | 40.22 | 45.24 | 35.14 | 39.82 | 44.79 | 37.25 | 50.41 | 53 | 49.39 | 50.41 | 53 | 49.39 | 50.41 | 53 | 49.39 | 50.41 | 53 | 49.39 | 55.99 | 53.1 | 49.39 | 55.99 | 53.1 | 49.39 | 50.41 | 53 | 49.39 | 50.41 | 53 | 49.39 | 55.99 | 53.1 | 49.39 | 56.55 | 50.57 | 44.76 | 55.42 | 52.47 | 45.68 | 50.41 | 53 | 49.39
2540 | 40.09 | 45.06 | 37.52 | 40.09 | 45.06 | 37.52 | 40.09 | 45.06 | 37.52 | 40.09 | 45.06 | 36.23 | 40.8 | 47.52 | 37.52 | 40.8 | 47.52 | 36.59 | 40.09 | 45.06 | 37.52 | 40.09 | 45.06 | 37.52 | 40.8 | 47.52 | 37.52 | 41.21 | 45.51 | 34.42 | 40.5 | 45.51 | 35.14 | 40.09 | 45.06 | 37.52 | 50.68 | 53.27 | 49.39 | 50.68 | 53.27 | 49.39 | 50.68 | 53.27 | 49.39 | 50.68 | 53.27 | 49.39 | 56.26 | 53.38 | 49.39 | 56.26 | 53.38 | 49.39 | 50.68 | 53.27 | 49.66 | 50.68 | 53.27 | 49.66 | 56.26 | 53.38 | 49.39 | 56.83 | 50.57 | 44.76 | 55.69 | 52.74 | 45.68 | 50.68 | 53.27 | 49.39
2541 | 40.02 | 44.99 | 36.59 | 40.02 | 44.99 | 36.59 | 40.02 | 44.99 | 36.59 | 40.02 | 44.99 | 36.23 | 40.73 | 47.52 | 36.59 | 40.73 | 47.52 | 36.59 | 40.02 | 44.99 | 37.46 | 40.02 | 44.99 | 37.46 | 40.73 | 47.52 | 36.59 | 40.43 | 45.45 | 34.42 | 40.43 | 45.44 | 35.14 | 40.02 | 44.99 | 36.59 | 50.61 | 52.7 | 48.02 | 50.61 | 52.7 | 48.02 | 50.61 | 52.7 | 48.02 | 50.61 | 52.7 | 48.02 | 56.19 | 53.31 | 48.83 | 56.19 | 53.31 | 48.83 | 50.61 | 53.2 | 49.59 | 50.61 | 53.2 | 49.59 | 56.19 | 53.31 | 48.83 | 55.63 | 50.57 | 44.38 | 54.52 | 52.17 | 45.28 | 50.61 | 52.7 | 48.02
2542 | 39.82 | 44.79 | 35.12 | 39.82 | 44.79 | 35.12 | 39.82 | 44.79 | 35.12 | 39.82 | 44.79 | 35.12 | 40.53 | 47.18 | 36.59 | 40.53 | 47.18 | 36.59 | 39.82 | 44.79 | 37.25 | 39.82 | 44.79 | 37.25 | 40.53 | 47.18 | 36.59 | 40.22 | 44.34 | 33.73 | 40.22 | 44.34 | 34.42 | 39.82 | 44.79 | 35.12 | 50.41 | 51.19 | 46.17 | 50.41 | 51.19 | 46.17 | 50.41 | 51.19 | 46.17 | 50.41 | 51.19 | 46.17 | 55.99 | 53.1 | 48.83 | 55.99 | 53.1 | 48.83 | 50.41 | 53 | 49.39 | 50.41 | 53 | 49.39 | 55.99 | 53.1 | 48.83 | 55.43 | 49.97 | 44.38 | 50.92 | 50.68 | 44.8 | 50.41 | 51.19 | 46.17
2543 | 39.12 | 44.31 | 35.12 | 39.12 | 44.31 | 35.12 | 39.12 | 44.31 | 35.12 | 39.12 | 44.31 | 35.12 | 39.92 | 46.43 | 36.23 | 39.92 | 46.43 | 36.23 | 39.34 | 44.31 | 36.77 | 39.34 | 44.31 | 36.77 | 39.92 | 46.43 | 36.23 | 38.33 | 43.68 | 33.4 | 38.73 | 43.86 | 34.42 | 39.12 | 44.31 | 35.12 | 49.93 | 50.95 | 46.17 | 49.93 | 50.95 | 46.17 | 49.93 | 50.95 | 46.17 | 49.93 | 50.95 | 46.17 | 55.51 | 52.62 | 48.8 | 55.51 | 52.62 | 48.8 | 49.93 | 52.52 | 48.91 | 49.93 | 52.52 | 48.91 | 55.51 | 52.62 | 48.8 | 52.23 | 48.06 | 44.38 | 50.43 | 50.44 | 44.8 | 49.93 | 50.95 | 46.17
2544 | 37.47 | 40.13 | 34.77 | 37.47 | 40.13 | 34.77 | 37.47 | 40.13 | 34.77 | 37.47 | 40.13 | 34.77 | 39.11 | 42.66 | 36.23 | 39.11 | 42.66 | 36.23 | 39.11 | 44.07 | 36.54 | 39.11 | 44.08 | 36.54 | 39.11 | 42.66 | 36.23 | 37.1 | 38.94 | 33.06 | 37.1 | 39.73 | 34.42 | 37.47 | 40.13 | 34.77 | 48.21 | 48.43 | 46.17 | 48.21 | 48.43 | 46.17 | 48.21 | 48.43 | 46.17 | 48.21 | 48.43 | 46.17 | 52.81 | 49.51 | 48.51 | 52.81 | 49.51 | 48.51 | 49.7 | 52.29 | 48.68 | 49.7 | 52.29 | 48.68 | 52.81 | 49.51 | 48.51 | 49.69 | 46.43 | 44.38 | 48.7 | 47.95 | 44.8 | 48.21 | 48.43 | 46.17
2545 | 36.73 | 38.38 | 34.43 | 36.73 | 38.38 | 34.43 | 36.73 | 38.38 | 34.43 | 36.73 | 38.38 | 34.43 | 38.81 | 42.47 | 35.65 | 38.81 | 42.47 | 35.65 | 38.81 | 43.78 | 36.24 | 38.81 | 43.78 | 36.24 | 38.81 | 42.47 | 35.65 | 37.1 | 38.76 | 32.54 | 37.1 | 37.99 | 34.09 | 36.73 | 38.38 | 34.43 | 46.5 | 48.43 | 46.17 | 46.5 | 48.43 | 46.17 | 46.5 | 48.43 | 46.17 | 46.5 | 48.43 | 46.17 | 52.81 | 49.13 | 46.84 | 52.81 | 49.13 | 46.84 | 49.4 | 51.99 | 48.38 | 49.4 | 51.99 | 48.38 | 52.81 | 49.13 | 46.84 | 49.69 | 46.23 | 43.9 | 46.97 | 47.95 | 44.8 | 46.5 | 48.43 | 46.17
2546 | 36.73 | 38.3 | 34.43 | 36.73 | 38.3 | 34.43 | 36.73 | 38.3 | 34.43 | 36.73 | 38.3 | 34.43 | 38.63 | 42.47 | 35.65 | 38.63 | 42.47 | 35.65 | 38.62 | 43.58 | 36.05 | 38.62 | 43.59 | 36.05 | 38.63 | 42.47 | 35.65 | 37.1 | 38.69 | 33.4 | 37.1 | 37.92 | 34.09 | 36.73 | 38.3 | 34.43 | 46.04 | 48.43 | 46.17 | 46.04 | 48.43 | 46.17 | 46.04 | 48.43 | 46.17 | 46.04 | 48.43 | 46.17 | 52.81 | 49.13 | 46.84 | 52.81 | 49.13 | 46.84 | 49.21 | 51.8 | 48.19 | 49.21 | 51.8 | 48.19 | 52.81 | 49.13 | 46.84 | 50.71 | 46.23 | 43.9 | 46.5 | 47.95 | 44.8 | 46.04 | 48.43 | 46.17
2547 | 37.47 | 38.38 | 34.43 | 37.47 | 38.38 | 34.43 | 37.47 | 38.38 | 34.43 | 37.47 | 38.38 | 34.43 | 38.66 | 42.47 | 35.65 | 38.66 | 42.47 | 35.65 | 38.66 | 43.62 | 36.09 | 38.66 | 43.63 | 36.09 | 38.66 | 42.47 | 35.65 | 37.1 | 38.76 | 32.54 | 37.1 | 37.99 | 34.09 | 37.47 | 38.38 | 34.43 | 47.5 | 48.43 | 46.17 | 47.5 | 48.43 | 46.17 | 47.5 | 48.43 | 46.17 | 47.5 | 48.43 | 46.17 | 52.81 | 50.53 | 46.84 | 52.81 | 50.53 | 46.84 | 49.25 | 51.84 | 48.22 | 49.25 | 51.84 | 48.22 | 52.81 | 50.53 | 46.84 | 50.71 | 46.99 | 44.07 | 47.98 | 47.95 | 44.8 | 47.5 | 48.43 | 46.17
2548 | 38.8 | 40.44 | 34.43 | 38.8 | 40.44 | 34.43 | 38.8 | 40.44 | 34.43 | 38.8 | 40.44 | 34.43 | 39.21 | 42.55 | 36.11 | 39.21 | 42.55 | 36.11 | 38.88 | 43.84 | 36.31 | 38.88 | 43.85 | 36.31 | 39.21 | 42.55 | 36.11 | 37.65 | 39.23 | 33.4 | 38.42 | 40.03 | 34.09 | 38.8 | 40.44 | 34.43 | 49.47 | 49 | 46.17 | 49.47 | 49 | 46.17 | 49.47 | 49 | 46.17 | 49.47 | 49 | 46.17 | 53.88 | 51.56 | 46.84 | 53.88 | 51.56 | 46.84 | 49.47 | 52.06 | 48.44 | 49.47 | 52.06 | 48.44 | 53.88 | 51.56 | 46.84 | 51.69 | 47.54 | 44.07 | 50.66 | 48.51 | 44.8 | 49.47 | 49 | 46.17
2549 | 39.35 | 44.32 | 35.13 | 39.35 | 44.32 | 35.13 | 39.35 | 44.32 | 35.13 | 39.35 | 44.32 | 35.13 | 40.06 | 46.71 | 36.23 | 40.06 | 46.71 | 36.23 | 39.35 | 44.32 | 36.78 | 39.35 | 44.32 | 36.78 | 40.06 | 46.71 | 36.23 | 40.46 | 44.72 | 34.09 | 39.75 | 44.77 | 34.78 | 39.35 | 44.32 | 35.13 | 49.94 | 51.57 | 46.17 | 49.94 | 51.57 | 46.17 | 49.94 | 51.57 | 46.17 | 49.94 | 51.57 | 46.17 | 55.52 | 52.64 | 47.16 | 55.52 | 52.64 | 47.16 | 49.94 | 52.53 | 48.92 | 49.94 | 52.53 | 48.92 | 55.52 | 52.64 | 47.16 | 56.08 | 49.52 | 44.38 | 54.96 | 51.06 | 44.8 | 49.94 | 51.57 | 46.17
2550 | 39.86 | 44.83 | 36.59 | 39.86 | 44.83 | 36.59 | 39.86 | 44.83 | 36.59 | 39.86 | 44.83 | 35.48 | 40.57 | 47.22 | 36.59 | 40.57 | 47.22 | 36.59 | 39.86 | 44.83 | 37.29 | 39.86 | 44.83 | 37.29 | 40.57 | 47.22 | 36.59 | 40.98 | 45.28 | 34.42 | 40.26 | 45.28 | 35.12 | 39.86 | 44.83 | 36.59 | 50.45 | 52.66 | 49.11 | 50.45 | 52.66 | 49.11 | 50.45 | 52.66 | 49.11 | 50.45 | 52.66 | 46.17 | 56.03 | 53.14 | 49.11 | 56.03 | 53.14 | 49.11 | 50.45 | 53.04 | 49.42 | 50.45 | 53.04 | 49.42 | 56.03 | 53.14 | 49.11 | 56.59 | 50.57 | 44.38 | 55.46 | 52.09 | 44.8 | 50.45 | 52.66 | 49.11
2551 | 40.5 | 45.47 | 37.93 | 40.5 | 45.47 | 37.93 | 40.5 | 45.47 | 37.93 | 40.5 | 45.47 | 35.14 | 41.21 | 47.86 | 37.93 | 41.21 | 47.86 | 36.23 | 40.5 | 45.47 | 37.93 | 40.5 | 45.47 | 37.93 | 41.21 | 47.86 | 37.93 | 41.62 | 45.51 | 34.09 | 40.91 | 45.04 | 34.79 | 40.5 | 45.47 | 37.93 | 51.09 | 50.95 | 49.11 | 51.09 | 50.95 | 49.11 | 51.09 | 50.95 | 49.11 | 51.09 | 50.57 | 46.17 | 56.67 | 53.68 | 49.11 | 56.67 | 53.68 | 49.11 | 51.09 | 53.68 | 50.06 | 51.09 | 53.68 | 50.06 | 56.67 | 53.68 | 49.11 | 57.24 | 50.06 | 44.38 | 56.09 | 50.06 | 44.8 | 51.09 | 50.95 | 49.11
2552 | 40.96 | 35.96 | 35.12 | 40.96 | 35.96 | 35.12 | 40.96 | 35.96 | 35.12 | 40.96 | 35.96 | 0 | 41.67 | 41.63 | 35.12 | 41.67 | 41.63 | 35.12 | 40.96 | 45.93 | 38.4 | 40.96 | 45.93 | 38.4 | 41.67 | 41.63 | 35.49 | 42.09 | 34.53 | 0 | 41.38 | 34.88 | 0 | 40.96 | 35.96 | 35.12 | 51.55 | 48.43 | 46.17 | 51.55 | 48.43 | 46.17 | 51.55 | 48.43 | 46.17 | 51.55 | 40.71 | 0 | 57.13 | 48.43 | 46.17 | 57.13 | 48.43 | 44.38 | 51.55 | 54.14 | 50.53 | 51.55 | 54.14 | 50.53 | 57.13 | 48.43 | 46.17 | 57.71 | 40.31 | 0 | 56.56 | 40.31 | 0 | 51.55 | 48.43 | 46.17
2553 | 40.82 | 10.33 | 0 | 40.82 | 10.33 | 0 | 40.82 | 10.33 | 0 | 40.82 | 0 | 0 | 41.53 | 31.32 | 28.48 | 41.53 | 31.32 | 28.48 | 40.82 | 45.79 | 38.25 | 40.82 | 45.79 | 38.25 | 41.53 | 31.33 | 28.78 | 39.98 | 0 | 0 | 40.41 | 0 | 0 | 40.82 | 10.33 | 27.65 | 51.41 | 44.18 | 44.38 | 51.41 | 44.18 | 44.38 | 51.41 | 44.18 | 44.38 | 51.41 | 0 | 0 | 56.99 | 44.18 | 44.38 | 56.99 | 44.18 | 44.38 | 51.41 | 54 | 50.39 | 51.41 | 54 | 50.39 | 56.99 | 44.18 | 44.38 | 52.99 | 0 | 0 | 51.93 | 0 | 0 | 51.41 | 44.18 | 46.17
2554 | 40.61 | 0.01 | 0 | 40.61 | 0.01 | 0 | 40.61 | 0.01 | 0 | 40.61 | 0 | 0 | 41.32 | 0.01 | 0 | 41.32 | 0.01 | 0 | 40.61 | 45.58 | 38.04 | 40.61 | 45.58 | 38.04 | 41.32 | 11.07 | 11.07 | 37.1 | 0 | 0 | 37.85 | 0 | 0 | 40.61 | 0.01 | 27.65 | 50.21 | 29.62 | 0 | 50.21 | 29.62 | 0 | 50.21 | 29.62 | 0 | 50.21 | 0 | 0 | 56.78 | 39.1 | 43.6 | 56.78 | 39.1 | 43.6 | 51.2 | 53.79 | 50.18 | 51.2 | 53.79 | 50.18 | 56.78 | 40.31 | 44.38 | 50.71 | 0 | 0 | 50.71 | 0 | 0 | 50.21 | 29.62 | 46.17
2555 | 40.45 | 0 | 0 | 40.45 | 0 | 0 | 40.45 | 0 | 0 | 40.45 | 0 | 0 | 41.16 | 0 | 0 | 41.16 | 0 | 0 | 40.45 | 45.42 | 37.88 | 40.45 | 45.42 | 37.88 | 41.16 | 10.91 | 10.91 | 35.99 | 0 | 0 | 36.72 | 0 | 0 | 40.45 | 0 | 10.33 | 46.1 | 10.33 | 0 | 46.1 | 10.33 | 0 | 46.1 | 10.33 | 0 | 46.1 | 0 | 0 | 56.62 | 13.11 | 42.67 | 56.62 | 13.11 | 42.67 | 51.04 | 53.63 | 50.02 | 51.04 | 53.63 | 50.02 | 56.62 | 13.11 | 42.7 | 46.56 | 0 | 0 | 45.64 | 0 | 0 | 46.1 | 10.33 | 46.17
2556 | 37.63 | 0 | 0 | 37.63 | 0 | 0 | 37.63 | 0 | 0 | 37.63 | 0 | 0 | 40.97 | 0 | 0 | 40.97 | 0 | 0 | 40.27 | 45.23 | 37.7 | 40.27 | 45.23 | 37.7 | 40.97 | 10.73 | 10.73 | 32.41 | 0 | 0 | 33.06 | 0 | 0 | 37.63 | 0 | 10.33 | 45.59 | 10.33 | 0 | 45.59 | 10.33 | 0 | 45.59 | 10.33 | 0 | 45.59 | 0 | 0 | 56.31 | 13.11 | 41.01 | 56.31 | 13.11 | 41.01 | 50.85 | 53.44 | 49.83 | 50.85 | 53.44 | 49.83 | 56.31 | 13.11 | 42.28 | 46.53 | 0 | 0 | 45.6 | 0 | 0 | 45.59 | 10.33 | 46.17
2557 | 36.59 | 0 | 0 | 36.59 | 0 | 0 | 36.59 | 0 | 0 | 36.59 | 0 | 0 | 40.85 | 0 | 0 | 40.85 | 0 | 0 | 40.15 | 40.95 | 35.75 | 40.15 | 45.11 | 37.58 | 40.85 | 10.61 | 10.61 | 32.41 | 0 | 0 | 33.06 | 0 | 0 | 36.59 | 0 | 10.33 | 44.72 | 0 | 0 | 44.72 | 0 | 0 | 44.72 | 0 | 0 | 44.72 | 0 | 0 | 56.31 | 13.11 | 41.01 | 56.31 | 13.11 | 41.01 | 50.73 | 50.86 | 46.45 | 50.73 | 53.32 | 49.71 | 56.31 | 13.11 | 42.28 | 45.64 | 0 | 0 | 44.73 | 0 | 0 | 44.72 | 10.33 | 46.17
2558 | 35.86 | 0 | 0 | 35.86 | 0 | 0 | 35.86 | 0 | 0 | 35.86 | 0 | 0 | 40.71 | 0 | 0 | 40.71 | 0 | 0 | 40 | 40.8 | 18.88 | 40 | 44.96 | 37.43 | 40.71 | 10.46 | 10.46 | 31.52 | 0 | 0 | 32.16 | 0 | 0 | 35.86 | 0 | 10.33 | 45.17 | 0 | 0 | 45.17 | 0 | 0 | 45.17 | 0 | 0 | 45.17 | 0 | 0 | 56.17 | 13.11 | 41.01 | 56.17 | 13.11 | 41.01 | 50.59 | 50.72 | 46.45 | 50.59 | 53.18 | 49.56 | 56.17 | 13.11 | 42.7 | 46.1 | 0 | 0 | 45.62 | 0 | 0 | 45.17 | 10.33 | 46.17
2559 | 35.86 | 0 | 0 | 35.86 | 0 | 0 | 35.86 | 0 | 0 | 35.86 | 0 | 0 | 40.52 | 0 | 0 | 40.52 | 0 | 0 | 39.81 | 24.16 | 10.27 | 39.81 | 44.78 | 37.24 | 40.52 | 10.27 | 10.27 | 33.06 | 0 | 0 | 33.74 | 0 | 0 | 35.86 | 0 | 10.33 | 46.04 | 10.33 | 0 | 46.04 | 10.33 | 0 | 46.04 | 10.33 | 0 | 46.04 | 0 | 0 | 55.98 | 13.11 | 42.67 | 55.98 | 13.11 | 42.67 | 50.4 | 46.27 | 46.45 | 50.4 | 52.99 | 49.38 | 55.98 | 13.11 | 44.38 | 46.57 | 0 | 0 | 46.5 | 0 | 0 | 46.04 | 10.33 | 46.17
2560 | 37.84 | 12.21 | 0 | 37.84 | 12.21 | 0 | 37.84 | 12.21 | 0 | 37.84 | 12.21 | 0 | 40.41 | 13.24 | 26.71 | 40.41 | 13.24 | 26.71 | 39.7 | 44.64 | 35.3 | 39.7 | 44.67 | 37.13 | 40.41 | 13.24 | 28.78 | 37.46 | 12.09 | 0 | 37.46 | 12.09 | 0 | 37.84 | 12.21 | 10.33 | 49.19 | 38.97 | 0 | 49.19 | 38.97 | 0 | 49.19 | 38.97 | 0 | 49.19 | 38.97 | 0 | 55.87 | 41.84 | 43.6 | 55.87 | 41.84 | 43.6 | 50.29 | 52.88 | 46.45 | 50.29 | 52.88 | 49.27 | 55.87 | 43.57 | 44.38 | 50.71 | 39.36 | 0 | 49.69 | 38.58 | 0 | 49.19 | 38.97 | 46.17
2561 | 39.72 | 39.56 | 0 | 39.72 | 39.56 | 0 | 39.72 | 39.56 | 0 | 39.72 | 39.56 | 0 | 40.43 | 42.47 | 34.58 | 40.43 | 42.47 | 34.58 | 39.72 | 44.69 | 36.76 | 39.72 | 44.69 | 37.15 | 40.43 | 44.69 | 36.76 | 40.02 | 39.96 | 0 | 40.12 | 39.17 | 0 | 39.72 | 39.56 | 10.33 | 50.31 | 47.97 | 10.54 | 50.31 | 47.97 | 10.54 | 50.31 | 47.97 | 10.54 | 50.31 | 47.97 | 10.54 | 55.89 | 49.13 | 47.65 | 55.89 | 49.13 | 47.65 | 50.31 | 52.9 | 47.65 | 50.31 | 52.9 | 49.29 | 55.89 | 51.16 | 47.65 | 55.33 | 46.54 | 10.44 | 54.22 | 47.49 | 10.44 | 50.31 | 47.97 | 46.17
2562 | 39.76 | 44.73 | 34.07 | 39.76 | 44.73 | 34.07 | 39.76 | 44.73 | 34.07 | 39.76 | 44.73 | 34.07 | 40.47 | 47.26 | 37.19 | 40.47 | 47.26 | 37.19 | 39.76 | 44.73 | 37.19 | 39.76 | 44.73 | 37.19 | 40.47 | 47.26 | 37.19 | 40.88 | 45.18 | 34.42 | 40.16 | 45.18 | 34.42 | 39.76 | 44.73 | 34.07 | 50.35 | 52.66 | 46.17 | 50.35 | 52.66 | 46.17 | 50.35 | 52.66 | 46.17 | 50.35 | 52.66 | 46.17 | 55.93 | 53.04 | 49.33 | 55.93 | 53.04 | 49.33 | 50.35 | 52.94 | 49.33 | 50.35 | 52.94 | 49.33 | 55.93 | 53.04 | 49.33 | 56.49 | 52.13 | 44.8 | 55.36 | 52.13 | 44.8 | 50.35 | 52.66 | 46.17
2563 | 39.88 | 44.85 | 34.07 | 39.88 | 44.85 | 34.07 | 39.88 | 44.85 | 34.07 | 39.88 | 44.85 | 34.07 | 40.59 | 47.39 | 37.31 | 40.59 | 47.39 | 37.31 | 39.88 | 44.85 | 37.31 | 39.88 | 44.85 | 37.31 | 40.59 | 47.39 | 37.31 | 41 | 45.3 | 34.42 | 40.28 | 45.3 | 34.42 | 39.88 | 44.85 | 34.07 | 50.47 | 52.66 | 46.27 | 50.47 | 52.66 | 46.27 | 50.47 | 52.66 | 46.27 | 50.47 | 52.66 | 46.27 | 56.05 | 53.16 | 49.44 | 56.05 | 53.16 | 49.44 | 50.47 | 53.06 | 49.44 | 50.47 | 53.06 | 49.44 | 56.05 | 53.16 | 49.44 | 56.61 | 52.63 | 44.8 | 55.48 | 52.63 | 44.8 | 50.47 | 52.66 | 47.21
2564 | 40.13 | 45.1 | 33.06 | 40.13 | 45.1 | 33.06 | 40.13 | 45.1 | 33.06 | 40.13 | 45.1 | 33.06 | 40.84 | 47.64 | 37.56 | 40.84 | 47.64 | 37.56 | 40.13 | 45.1 | 37.56 | 40.13 | 45.1 | 37.56 | 40.84 | 47.64 | 37.56 | 41.25 | 45.55 | 34.08 | 40.53 | 45.55 | 33.4 | 40.13 | 45.1 | 33.06 | 50.72 | 52.66 | 46.17 | 50.72 | 52.66 | 46.17 | 50.72 | 52.66 | 46.17 | 50.72 | 52.66 | 46.17 | 56.3 | 53.41 | 49.7 | 56.3 | 53.41 | 49.7 | 50.72 | 53.31 | 49.7 | 50.72 | 53.31 | 49.7 | 56.3 | 53.41 | 49.7 | 56.87 | 52.88 | 44.8 | 55.73 | 52.88 | 44.8 | 50.72 | 52.66 | 46.17
2565 | 40.04 | 38.02 | 0 | 40.04 | 38.02 | 0 | 40.04 | 38.02 | 0 | 40.04 | 38.02 | 0 | 40.75 | 47.55 | 37.47 | 40.75 | 47.55 | 37.47 | 40.04 | 45.01 | 37.47 | 40.04 | 45.01 | 37.47 | 40.75 | 47.55 | 37.47 | 41.16 | 39.19 | 0 | 40.45 | 38.41 | 0 | 40.04 | 38.02 | 0 | 50.63 | 48.43 | 45.25 | 50.63 | 48.43 | 45.25 | 50.63 | 48.43 | 45.25 | 50.63 | 48.43 | 45.25 | 56.21 | 53.33 | 49.61 | 56.21 | 53.33 | 49.61 | 50.63 | 53.22 | 49.61 | 50.63 | 53.22 | 49.61 | 56.21 | 53.33 | 49.61 | 56.78 | 47.95 | 44.8 | 55.64 | 47.95 | 44.8 | 50.63 | 48.43 | 45.25
2566 | 21.17 | 26.12 | 0 | 21.17 | 26.12 | 0 | 21.17 | 26.12 | 0 | 21.17 | 26.12 | 0 | 40.51 | 47.31 | 37.24 | 40.51 | 47.31 | 37.24 | 39.81 | 44.77 | 37.24 | 39.81 | 44.77 | 37.24 | 40.51 | 47.31 | 37.24 | 40.11 | 38.71 | 0 | 21.39 | 26.39 | 0 | 21.17 | 26.12 | 0 | 32.95 | 47.18 | 10.44 | 32.95 | 47.18 | 10.44 | 32.95 | 47.18 | 10.44 | 32.95 | 47.18 | 10.44 | 55.98 | 53.09 | 49.37 | 55.98 | 53.09 | 49.37 | 50.4 | 52.98 | 49.37 | 50.4 | 52.98 | 49.37 | 55.98 | 53.09 | 49.37 | 56.54 | 47.66 | 10.54 | 55.41 | 47.66 | 10.54 | 32.95 | 47.18 | 10.44
2567 | 17.92 | 10.33 | 0 | 17.92 | 10.33 | 0 | 17.92 | 10.33 | 0 | 17.92 | 10.33 | 0 | 40.07 | 46.86 | 36.79 | 40.07 | 46.86 | 36.79 | 39.36 | 44.33 | 36.79 | 39.36 | 44.33 | 36.79 | 40.07 | 46.86 | 36.79 | 37.6 | 38.71 | 0 | 18.1 | 10.44 | 0 | 17.92 | 10.33 | 0 | 10.33 | 35.39 | 10.33 | 10.33 | 35.39 | 10.33 | 10.33 | 35.39 | 10.33 | 10.33 | 35.39 | 10.33 | 55.53 | 52.64 | 48.93 | 55.53 | 52.64 | 48.93 | 49.95 | 52.54 | 48.93 | 49.95 | 52.54 | 48.93 | 55.53 | 52.64 | 48.93 | 54.97 | 47.66 | 10.44 | 53.87 | 46.7 | 10.44 | 10.33 | 35.39 | 10.33
2568 | 10.33 | 10.33 | 0 | 10.33 | 10.33 | 0 | 10.33 | 10.33 | 0 | 10.33 | 10.33 | 0 | 39.64 | 46.47 | 36.54 | 39.64 | 46.47 | 36.54 | 39.11 | 44.08 | 36.54 | 39.11 | 44.08 | 36.54 | 39.64 | 46.47 | 36.54 | 37.1 | 38.71 | 0 | 10.44 | 10.44 | 0 | 10.33 | 10.33 | 0 | 10.33 | 32.95 | 10.13 | 10.33 | 32.95 | 10.13 | 10.33 | 32.95 | 10.13 | 10.33 | 32.95 | 10.13 | 55.28 | 52.39 | 48.68 | 55.28 | 52.39 | 48.68 | 49.7 | 52.29 | 48.68 | 49.7 | 52.29 | 48.68 | 55.28 | 52.39 | 48.68 | 52.33 | 47.66 | 10.44 | 29.93 | 46.7 | 10.23 | 10.33 | 32.95 | 10.13
2569 | 10.33 | 10.33 | 0 | 10.33 | 10.33 | 0 | 10.33 | 10.33 | 0 | 10.33 | 10.33 | 0 | 39.56 | 46.21 | 36.29 | 39.56 | 46.21 | 36.29 | 38.85 | 43.82 | 36.29 | 38.85 | 43.82 | 36.29 | 39.56 | 46.21 | 36.29 | 37.1 | 42.3 | 34.42 | 10.44 | 10.44 | 0 | 10.33 | 10.33 | 0 | 10.33 | 32.95 | 9.82 | 10.33 | 32.95 | 9.82 | 10.33 | 32.95 | 9.82 | 10.33 | 32.95 | 9.82 | 55.02 | 52.14 | 48.42 | 55.02 | 52.14 | 48.42 | 49.44 | 52.03 | 48.42 | 49.44 | 52.03 | 48.42 | 55.02 | 52.14 | 48.42 | 52.33 | 47.66 | 10.44 | 10.44 | 46.7 | 10.23 | 10.33 | 32.95 | 9.82
2570 | 10.33 | 10.33 | 0 | 10.33 | 10.33 | 0 | 10.33 | 10.33 | 0 | 10.33 | 10.33 | 0 | 39.41 | 46.06 | 36.13 | 39.41 | 46.06 | 36.13 | 38.7 | 43.67 | 36.13 | 38.7 | 43.67 | 36.13 | 39.41 | 46.06 | 36.13 | 37.1 | 42.11 | 34.42 | 10.44 | 10.44 | 33.73 | 10.33 | 10.33 | 0 | 10.33 | 33.97 | 10.33 | 10.33 | 33.97 | 10.33 | 10.33 | 33.97 | 10.33 | 10.33 | 33.97 | 10.33 | 54.87 | 51.98 | 48.26 | 54.87 | 51.98 | 48.26 | 49.29 | 51.88 | 48.26 | 49.29 | 51.88 | 48.26 | 54.87 | 51.98 | 48.26 | 53.76 | 47.66 | 44.8 | 52.68 | 46.7 | 10.44 | 10.33 | 33.97 | 10.33
2571 | 18.29 | 25.6 | 0 | 18.29 | 25.6 | 0 | 18.29 | 25.6 | 0 | 18.29 | 25.6 | 0 | 39.46 | 46.11 | 36.18 | 39.46 | 46.11 | 36.18 | 38.75 | 43.72 | 36.18 | 38.75 | 43.72 | 36.18 | 39.46 | 46.11 | 36.18 | 37.51 | 44.28 | 34.42 | 36.76 | 25.86 | 33.73 | 18.29 | 25.6 | 0 | 10.33 | 47.01 | 10.44 | 10.33 | 47.01 | 10.44 | 10.33 | 47.01 | 10.44 | 10.33 | 47.01 | 10.44 | 54.92 | 52.03 | 48.31 | 54.92 | 52.03 | 48.31 | 49.34 | 51.93 | 48.31 | 49.34 | 51.93 | 48.31 | 54.92 | 52.03 | 48.31 | 54.12 | 48.63 | 44.8 | 53.04 | 47.66 | 43.9 | 10.33 | 47.01 | 10.44
2572 | 36.59 | 26.12 | 0 | 36.59 | 26.12 | 0 | 36.59 | 26.12 | 0 | 36.59 | 26.12 | 0 | 39.72 | 46.52 | 36.45 | 39.72 | 46.52 | 36.45 | 39.02 | 43.98 | 36.45 | 39.02 | 43.98 | 36.45 | 39.72 | 46.52 | 36.45 | 39.33 | 45.98 | 34.42 | 38.54 | 45.06 | 34.42 | 36.59 | 26.12 | 0 | 36.14 | 47.97 | 10.44 | 36.14 | 47.97 | 10.44 | 36.14 | 47.97 | 10.44 | 36.14 | 47.97 | 10.44 | 55.18 | 52.3 | 48.58 | 55.18 | 52.3 | 48.58 | 49.6 | 52.19 | 48.58 | 49.6 | 52.19 | 48.58 | 55.18 | 52.3 | 48.58 | 55.74 | 51.78 | 44.8 | 56.32 | 48.45 | 44.8 | 36.14 | 47.97 | 10.44
2573 | 39.37 | 44.33 | 0 | 39.37 | 44.33 | 0 | 39.37 | 44.33 | 0 | 39.37 | 44.33 | 0 | 40.08 | 46.88 | 36.8 | 40.08 | 46.88 | 36.8 | 39.37 | 44.34 | 36.8 | 39.37 | 44.34 | 36.8 | 40.08 | 46.88 | 36.8 | 48.63 | 46.66 | 35.14 | 49.62 | 46.66 | 35.14 | 39.37 | 44.33 | 0 | 49.96 | 50.14 | 44.35 | 49.96 | 50.14 | 44.35 | 49.96 | 50.14 | 44.35 | 49.96 | 50.14 | 44.35 | 55.54 | 52.66 | 48.94 | 55.54 | 52.66 | 48.94 | 49.96 | 52.55 | 48.94 | 49.96 | 52.55 | 48.94 | 55.54 | 52.66 | 48.94 | 69.99 | 53.19 | 44.8 | 70.72 | 52.12 | 44.8 | 49.96 | 50.14 | 44.35
2574 | 39.87 | 44.83 | 10.33 | 39.87 | 44.83 | 10.33 | 39.87 | 44.83 | 10.33 | 39.87 | 44.83 | 10.33 | 40.57 | 47.38 | 37.3 | 40.57 | 47.38 | 37.3 | 39.87 | 44.83 | 37.3 | 39.87 | 44.83 | 37.3 | 40.57 | 47.38 | 37.3 | 52.67 | 47.86 | 35.14 | 52.67 | 47.98 | 35.14 | 39.87 | 44.83 | 10.33 | 50.46 | 52.42 | 46.17 | 50.46 | 52.42 | 46.17 | 50.46 | 52.42 | 46.17 | 50.46 | 52.42 | 46.17 | 56.04 | 53.15 | 49.43 | 56.04 | 53.15 | 49.43 | 50.46 | 53.04 | 49.43 | 50.46 | 53.04 | 49.43 | 56.04 | 53.15 | 49.43 | 72.89 | 53.69 | 46.63 | 72.89 | 52.95 | 46.63 | 50.46 | 52.42 | 46.17
2575 | 40.56 | 45.52 | 27.65 | 40.56 | 45.52 | 27.65 | 40.56 | 45.52 | 27.65 | 40.56 | 45.52 | 27.65 | 41.26 | 48.07 | 37.99 | 41.26 | 48.07 | 37.99 | 40.56 | 45.52 | 37.99 | 40.56 | 45.52 | 37.99 | 41.26 | 48.07 | 37.99 | 51.87 | 47.14 | 35.12 | 50.83 | 46.2 | 34.42 | 40.56 | 45.52 | 27.65 | 51.14 | 50.8 | 46.17 | 51.14 | 50.8 | 46.17 | 51.14 | 50.8 | 46.17 | 51.14 | 50.8 | 46.17 | 56.72 | 53.84 | 50.12 | 56.72 | 53.84 | 50.12 | 51.14 | 53.73 | 50.12 | 51.14 | 53.73 | 50.12 | 56.72 | 53.84 | 50.12 | 73.62 | 52.35 | 46.63 | 72.15 | 51.31 | 46.63 | 51.14 | 50.8 | 46.17
2576 | 41.06 | 34.17 | 10 | 41.06 | 34.17 | 10 | 41.06 | 34.17 | 10 | 41.06 | 34.17 | 10 | 41.77 | 48.48 | 38.49 | 41.77 | 48.48 | 38.49 | 41.06 | 46.03 | 38.49 | 41.06 | 46.03 | 38.49 | 41.77 | 48.48 | 38.49 | 44.26 | 35.23 | 10.41 | 43.38 | 34.51 | 10.1 | 41.06 | 34.17 | 10 | 51.65 | 46.87 | 45.25 | 51.65 | 46.87 | 45.25 | 51.65 | 46.87 | 45.25 | 51.65 | 46.87 | 45.25 | 57.23 | 54.34 | 50.62 | 57.23 | 54.34 | 50.62 | 51.65 | 54.24 | 50.62 | 51.65 | 54.24 | 50.62 | 57.23 | 54.34 | 50.62 | 63.51 | 47.34 | 45.72 | 62.24 | 46.4 | 44.8 | 51.65 | 46.87 | 45.25
2577 | 40.93 | 0 | 0 | 40.93 | 0 | 0 | 40.93 | 0 | 0 | 40.93 | 0 | 0 | 41.63 | 48.29 | 35.65 | 41.63 | 48.29 | 35.65 | 40.93 | 45.89 | 38.36 | 40.93 | 45.89 | 38.36 | 41.63 | 48.29 | 38.36 | 41.22 | 0 | 0 | 40.52 | 0 | 0 | 40.93 | 0 | 0 | 51.51 | 12.59 | 34.54 | 51.51 | 12.59 | 34.54 | 51.51 | 12.59 | 34.54 | 51.51 | 12.59 | 34.54 | 57.09 | 54.21 | 49.34 | 57.09 | 54.21 | 49.34 | 51.51 | 54.1 | 49.34 | 51.51 | 54.1 | 50.49 | 57.09 | 54.21 | 50.49 | 55.38 | 12.71 | 35.97 | 54.27 | 12.46 | 34.89 | 51.51 | 12.59 | 34.54
2578 | 39.67 | 0 | 0 | 39.67 | 0 | 0 | 39.67 | 0 | 0 | 39.67 | 0 | 0 | 41.47 | 48.12 | 33.32 | 41.47 | 48.12 | 33.32 | 40.76 | 45.73 | 33.32 | 40.76 | 45.73 | 38.19 | 41.47 | 48.12 | 38.19 | 38.49 | 0 | 0 | 39.27 | 0 | 0 | 39.67 | 0 | 0 | 51.35 | 0 | 0 | 51.35 | 0 | 0 | 51.35 | 0 | 0 | 51.35 | 0 | 0 | 56.93 | 54.04 | 48.47 | 56.93 | 54.04 | 48.47 | 51.35 | 53.94 | 48.47 | 51.35 | 53.94 | 50.33 | 56.93 | 54.04 | 48.47 | 53.4 | 0 | 0 | 51.87 | 0 | 0 | 51.35 | 0 | 0
2579 | 38.63 | 0 | 0 | 38.63 | 0 | 0 | 38.63 | 0 | 0 | 38.63 | 0 | 0 | 41.24 | 46.36 | 0 | 41.24 | 46.36 | 0 | 40.53 | 45.5 | 0 | 40.53 | 45.5 | 37.97 | 41.24 | 46.36 | 37.97 | 37.85 | 0 | 0 | 37.85 | 0 | 0 | 38.63 | 0 | 0 | 47.99 | 0 | 0 | 47.99 | 0 | 0 | 47.99 | 0 | 0 | 47.99 | 0 | 0 | 56.7 | 53.82 | 46.45 | 56.7 | 53.82 | 46.45 | 51.12 | 53.71 | 46.45 | 51.12 | 53.71 | 50.1 | 56.7 | 53.82 | 46.45 | 47.99 | 0 | 0 | 47.51 | 0 | 0 | 47.99 | 0 | 0
2580 | 38.78 | 0 | 0 | 38.78 | 0 | 0 | 38.78 | 0 | 0 | 38.78 | 0 | 0 | 41.01 | 47.66 | 0 | 41.01 | 47.66 | 0 | 40.3 | 45.27 | 0 | 40.3 | 45.27 | 37.73 | 41.01 | 47.66 | 37.73 | 35.44 | 0 | 0 | 35.44 | 0 | 0 | 38.78 | 0 | 0 | 48.42 | 0 | 0 | 48.42 | 0 | 0 | 48.42 | 0 | 0 | 48.42 | 0 | 0 | 56.47 | 53.59 | 45.35 | 56.47 | 53.59 | 45.35 | 50.89 | 53.48 | 45.35 | 50.89 | 53.48 | 49.87 | 56.47 | 53.59 | 46.45 | 47.99 | 0 | 0 | 47.94 | 0 | 0 | 48.42 | 0 | 0
2581 | 40.14 | 0 | 0 | 40.14 | 0 | 0 | 40.14 | 0 | 0 | 40.14 | 0 | 0 | 40.85 | 45.34 | 0 | 40.85 | 45.34 | 0 | 40.14 | 45.1 | 0 | 40.14 | 45.11 | 37.57 | 40.85 | 45.34 | 37.57 | 35.44 | 0 | 0 | 36.16 | 0 | 0 | 40.14 | 0 | 0 | 48.49 | 10 | 0 | 48.49 | 10 | 0 | 48.49 | 10 | 0 | 48.49 | 0 | 0 | 56.12 | 53.42 | 45.35 | 56.12 | 53.42 | 45.35 | 50.73 | 53.32 | 45.35 | 50.73 | 53.32 | 49.7 | 56.12 | 53.42 | 45.35 | 48.01 | 0 | 0 | 48.01 | 0 | 0 | 48.49 | 10 | 0
2582 | 40.01 | 0 | 0 | 40.01 | 0 | 0 | 40.01 | 0 | 0 | 40.01 | 0 | 0 | 40.72 | 45.34 | 0 | 40.72 | 45.34 | 0 | 40.01 | 44.98 | 0 | 40.01 | 44.98 | 37.44 | 40.72 | 45.34 | 37.44 | 37.85 | 0 | 0 | 38.62 | 0 | 0 | 40.01 | 0 | 0 | 50.6 | 10.33 | 0 | 50.6 | 10.33 | 0 | 50.6 | 10.33 | 0 | 50.6 | 0 | 0 | 53.68 | 53.29 | 46.45 | 53.68 | 53.29 | 46.45 | 50.6 | 53.19 | 46.45 | 50.6 | 53.19 | 49.57 | 53.68 | 53.29 | 46.45 | 50.51 | 0 | 0 | 50.09 | 0 | 0 | 50.6 | 10.33 | 0
2583 | 39.85 | 10.33 | 0 | 39.85 | 10.33 | 0 | 39.85 | 10.33 | 0 | 39.85 | 10.33 | 0 | 40.56 | 46.35 | 0 | 40.56 | 46.35 | 0 | 39.85 | 44.82 | 0 | 39.85 | 44.82 | 37.28 | 40.56 | 46.36 | 37.28 | 37.85 | 0 | 0 | 39.02 | 0 | 0 | 39.85 | 10.33 | 0 | 50.44 | 10.33 | 41.5 | 50.44 | 10.33 | 41.5 | 50.44 | 10.33 | 41.5 | 50.44 | 0 | 37.21 | 56.02 | 53.14 | 46.45 | 56.02 | 53.14 | 46.45 | 50.44 | 53.03 | 46.45 | 50.44 | 53.03 | 49.42 | 56.02 | 53.14 | 46.45 | 53.4 | 0 | 37.59 | 52.33 | 0 | 36.84 | 50.44 | 10.33 | 41.5
2584 | 39.67 | 44.63 | 36.59 | 39.67 | 44.63 | 36.59 | 39.67 | 44.63 | 36.59 | 39.67 | 44.63 | 36.59 | 40.37 | 47.08 | 36.59 | 40.37 | 47.08 | 36.59 | 39.67 | 44.63 | 36.59 | 39.67 | 44.63 | 37.1 | 40.37 | 47.08 | 37.1 | 40.37 | 45.22 | 35.65 | 41.2 | 45.08 | 36.23 | 39.67 | 44.63 | 36.59 | 50.25 | 51.19 | 46.68 | 50.25 | 51.19 | 46.68 | 50.25 | 51.19 | 46.68 | 50.25 | 51.19 | 46.68 | 55.83 | 52.95 | 49.23 | 55.83 | 52.95 | 49.23 | 50.25 | 52.84 | 49.23 | 50.25 | 52.84 | 49.23 | 55.83 | 52.95 | 49.23 | 59.2 | 50.01 | 46.66 | 60.41 | 50.68 | 46.66 | 50.25 | 51.19 | 46.17
2585 | 39.68 | 44.65 | 37.11 | 39.68 | 44.65 | 37.11 | 39.68 | 44.65 | 37.11 | 39.68 | 44.65 | 37.11 | 40.39 | 47.19 | 37.11 | 40.39 | 47.19 | 37.11 | 39.68 | 44.65 | 37.11 | 39.68 | 44.65 | 37.11 | 40.39 | 47.19 | 37.11 | 45.79 | 56.53 | 36.58 | 46.72 | 57.68 | 36.74 | 39.68 | 44.65 | 37.11 | 50.27 | 52.86 | 49.24 | 50.27 | 52.86 | 49.24 | 50.27 | 52.86 | 49.24 | 50.27 | 52.86 | 49.24 | 55.85 | 52.96 | 49.24 | 55.85 | 52.96 | 49.24 | 50.27 | 52.86 | 49.24 | 50.27 | 52.86 | 49.24 | 55.85 | 52.96 | 49.24 | 64.12 | 53.39 | 48.75 | 64.12 | 68.94 | 49.74 | 50.27 | 52.86 | 49.24
2586 | 39.74 | 44.7 | 37.17 | 39.74 | 44.7 | 37.17 | 39.74 | 44.7 | 37.17 | 39.74 | 44.7 | 37.17 | 40.44 | 47.25 | 37.17 | 40.44 | 47.25 | 37.17 | 39.74 | 44.7 | 37.17 | 39.74 | 44.7 | 37.17 | 40.44 | 47.25 | 37.17 | 52.15 | 62.14 | 38.24 | 52.15 | 62.14 | 39.02 | 39.74 | 44.7 | 37.17 | 50.33 | 52.92 | 49.3 | 50.33 | 52.92 | 49.3 | 50.33 | 52.92 | 49.3 | 50.33 | 52.92 | 49.3 | 55.91 | 53.02 | 49.3 | 55.91 | 53.02 | 49.3 | 50.33 | 52.92 | 49.3 | 50.33 | 52.92 | 49.3 | 55.91 | 53.02 | 49.3 | 71.44 | 76.37 | 49.8 | 71.44 | 78.14 | 50.83 | 50.33 | 52.92 | 49.3
2587 | 39.85 | 44.82 | 37.28 | 39.85 | 44.82 | 37.28 | 39.85 | 44.82 | 37.28 | 39.85 | 44.82 | 37.28 | 40.56 | 47.37 | 37.28 | 40.56 | 47.37 | 37.28 | 39.85 | 44.82 | 37.28 | 39.85 | 44.82 | 37.28 | 40.56 | 47.37 | 37.28 | 52.92 | 69.02 | 50.28 | 52.92 | 69.02 | 50.28 | 39.85 | 44.82 | 37.28 | 50.44 | 53.14 | 49.42 | 50.44 | 53.14 | 49.42 | 50.44 | 53.14 | 49.42 | 50.44 | 53.14 | 49.42 | 56.02 | 53.14 | 49.42 | 56.02 | 53.14 | 49.42 | 50.44 | 53.03 | 49.42 | 50.44 | 53.03 | 49.42 | 56.02 | 53.14 | 49.42 | 72.89 | 86 | 51.85 | 72.16 | 86 | 52.91 | 50.44 | 53.14 | 49.42
2588 | 40.08 | 45.05 | 37.51 | 40.08 | 45.05 | 37.51 | 40.08 | 45.05 | 37.51 | 40.08 | 45.05 | 37.51 | 40.79 | 47.59 | 37.51 | 40.79 | 47.59 | 37.51 | 40.08 | 45.05 | 37.51 | 40.08 | 45.05 | 37.51 | 40.79 | 47.59 | 37.51 | 52.92 | 69.02 | 50.28 | 52.92 | 69.02 | 50.28 | 40.08 | 45.05 | 37.51 | 50.67 | 53.36 | 50.83 | 50.67 | 53.36 | 50.83 | 50.67 | 53.36 | 50.83 | 50.67 | 53.36 | 50.83 | 56.25 | 53.36 | 50.83 | 56.25 | 53.36 | 50.83 | 50.67 | 53.26 | 49.65 | 50.67 | 53.26 | 49.65 | 56.25 | 53.36 | 50.83 | 73.62 | 86 | 53.99 | 72.16 | 86 | 52.91 | 50.67 | 53.36 | 50.83
2589 | 39.99 | 44.95 | 37.42 | 39.99 | 44.95 | 37.42 | 39.99 | 44.95 | 37.42 | 39.99 | 44.95 | 37.42 | 40.7 | 47.5 | 37.42 | 40.7 | 47.5 | 37.42 | 39.99 | 44.95 | 37.42 | 39.99 | 44.95 | 37.42 | 40.7 | 47.5 | 37.42 | 52.15 | 62.14 | 50.28 | 52.15 | 62.14 | 49.27 | 39.99 | 44.95 | 37.42 | 50.58 | 53.17 | 49.55 | 50.58 | 53.17 | 49.55 | 50.58 | 53.17 | 49.55 | 50.58 | 53.17 | 49.55 | 56.16 | 53.27 | 49.55 | 56.16 | 53.27 | 49.55 | 50.58 | 53.17 | 49.55 | 50.58 | 53.17 | 49.55 | 56.16 | 53.27 | 49.55 | 71.44 | 81.59 | 51.87 | 71.44 | 79.96 | 50.83 | 50.58 | 53.17 | 49.55
2590 | 39.73 | 44.7 | 37.16 | 39.73 | 44.7 | 37.16 | 39.73 | 44.7 | 37.16 | 39.73 | 44.7 | 37.16 | 40.44 | 47.24 | 37.16 | 40.44 | 47.24 | 37.16 | 39.73 | 44.7 | 37.16 | 39.73 | 44.7 | 37.16 | 40.44 | 47.24 | 37.16 | 44.14 | 62.14 | 50.28 | 43.26 | 60.89 | 49.27 | 39.73 | 44.7 | 37.16 | 50.32 | 52.91 | 49.3 | 50.32 | 52.91 | 49.3 | 50.32 | 52.91 | 49.3 | 50.32 | 52.91 | 49.3 | 55.9 | 53.01 | 49.3 | 55.9 | 53.01 | 49.3 | 50.32 | 52.91 | 49.3 | 50.32 | 52.91 | 49.3 | 55.9 | 53.01 | 49.3 | 67.24 | 80.78 | 51.87 | 67.24 | 79.16 | 50.83 | 50.32 | 52.91 | 49.3
2591 | 39.25 | 44.22 | 36.69 | 39.25 | 44.22 | 36.69 | 39.25 | 44.22 | 36.69 | 39.25 | 44.22 | 36.69 | 39.96 | 46.77 | 36.69 | 39.96 | 46.77 | 36.69 | 39.25 | 44.22 | 36.69 | 39.25 | 44.22 | 36.69 | 39.96 | 46.77 | 36.69 | 39.98 | 62.14 | 50.28 | 39.65 | 60.89 | 49.27 | 39.25 | 44.22 | 36.69 | 49.84 | 52.43 | 48.82 | 49.84 | 52.43 | 48.82 | 49.84 | 52.43 | 48.82 | 49.84 | 52.43 | 48.82 | 55.42 | 52.54 | 48.82 | 55.42 | 52.54 | 48.82 | 49.84 | 52.43 | 48.82 | 49.84 | 52.43 | 48.82 | 55.42 | 52.54 | 48.82 | 55.42 | 79.52 | 51.87 | 54.87 | 78.14 | 50.83 | 49.84 | 52.43 | 48.82
2592 | 39 | 43.97 | 36.44 | 39 | 43.97 | 36.44 | 39 | 43.97 | 36.44 | 39 | 43.97 | 36.44 | 39.71 | 46.52 | 36.44 | 39.71 | 46.52 | 36.44 | 39 | 43.97 | 36.44 | 39 | 43.97 | 36.44 | 39.71 | 46.52 | 36.44 | 39.64 | 61.81 | 50.28 | 39.4 | 60.57 | 49.27 | 39 | 43.97 | 36.44 | 49.59 | 52.18 | 48.57 | 49.59 | 52.18 | 48.57 | 49.59 | 52.18 | 48.57 | 49.59 | 52.18 | 48.57 | 55.17 | 52.29 | 48.57 | 55.17 | 52.29 | 48.57 | 49.59 | 52.18 | 48.57 | 49.59 | 52.18 | 48.57 | 55.17 | 52.29 | 48.57 | 54.62 | 79.74 | 63.56 | 53.58 | 78.14 | 50.83 | 49.59 | 52.18 | 48.57
2593 | 38.72 | 43.69 | 36.16 | 38.72 | 43.69 | 36.16 | 38.72 | 43.69 | 36.16 | 38.72 | 43.69 | 36.16 | 39.43 | 46.24 | 36.16 | 39.43 | 46.24 | 36.16 | 38.72 | 43.69 | 36.16 | 38.72 | 43.69 | 36.16 | 39.43 | 46.24 | 36.16 | 39.43 | 61.81 | 50.28 | 39.12 | 60.57 | 49.27 | 38.72 | 43.69 | 36.16 | 49.31 | 51.9 | 48.29 | 49.31 | 51.9 | 48.29 | 49.31 | 51.9 | 48.29 | 49.31 | 51.9 | 48.29 | 54.89 | 52.01 | 48.29 | 54.89 | 52.01 | 48.29 | 49.31 | 51.9 | 48.29 | 49.31 | 51.9 | 48.29 | 54.89 | 52.01 | 48.29 | 54.34 | 79.57 | 54.02 | 53.26 | 78.14 | 50.83 | 49.31 | 51.9 | 48.29
2594 | 38.58 | 43.55 | 36.01 | 38.58 | 43.55 | 36.01 | 38.58 | 43.55 | 36.01 | 38.58 | 43.55 | 36.01 | 39.29 | 46.09 | 36.01 | 39.29 | 46.09 | 36.01 | 38.58 | 43.55 | 36.01 | 38.58 | 43.55 | 36.01 | 39.29 | 46.09 | 36.01 | 39.29 | 61.8 | 50.28 | 39.19 | 60.57 | 49.27 | 38.58 | 43.55 | 36.01 | 49.17 | 51.76 | 48.14 | 49.17 | 51.76 | 48.14 | 49.17 | 51.76 | 48.14 | 49.17 | 51.76 | 48.14 | 54.75 | 51.86 | 48.14 | 54.75 | 51.86 | 48.14 | 49.17 | 51.76 | 48.14 | 49.17 | 51.76 | 48.14 | 54.75 | 51.86 | 48.14 | 54.2 | 76.36 | 54.02 | 53.58 | 74.83 | 49.78 | 49.17 | 51.76 | 48.14
2595 | 38.6 | 43.57 | 36.03 | 38.6 | 43.57 | 36.03 | 38.6 | 43.57 | 36.03 | 38.6 | 43.57 | 36.03 | 39.31 | 46.11 | 36.03 | 39.31 | 46.11 | 36.03 | 38.6 | 43.57 | 36.03 | 38.6 | 43.57 | 36.03 | 39.31 | 46.11 | 36.03 | 39.29 | 59.95 | 50.28 | 39.29 | 58.75 | 38.24 | 38.6 | 43.57 | 36.03 | 49.19 | 51.78 | 48.17 | 49.19 | 51.78 | 48.17 | 49.19 | 51.78 | 48.17 | 49.19 | 51.78 | 48.17 | 54.77 | 51.88 | 48.17 | 54.77 | 51.88 | 48.17 | 49.19 | 51.78 | 48.17 | 49.19 | 51.78 | 48.17 | 54.77 | 51.88 | 48.17 | 55.32 | 68.32 | 54.02 | 55.32 | 66.95 | 49.78 | 49.19 | 51.78 | 48.17
2596 | 38.83 | 43.79 | 36.26 | 38.83 | 43.79 | 36.26 | 38.83 | 43.79 | 36.26 | 38.83 | 43.79 | 36.26 | 39.53 | 46.34 | 36.26 | 39.53 | 46.34 | 36.26 | 38.83 | 43.79 | 36.26 | 38.83 | 43.79 | 36.26 | 39.53 | 46.34 | 36.26 | 41.18 | 57.86 | 50.28 | 41.18 | 56.7 | 38.24 | 38.83 | 43.79 | 36.26 | 49.41 | 52 | 48.39 | 49.41 | 52 | 48.39 | 49.41 | 52 | 48.39 | 49.41 | 52 | 48.39 | 54.99 | 52.11 | 48.39 | 54.99 | 52.11 | 48.39 | 49.41 | 52 | 48.39 | 49.41 | 52 | 48.39 | 54.99 | 52.11 | 48.39 | 59.3 | 77.35 | 70.76 | 59.3 | 75.8 | 49.78 | 49.41 | 52 | 48.39
2597 | 39.15 | 44.12 | 36.58 | 39.15 | 44.12 | 36.58 | 39.15 | 44.12 | 36.58 | 39.15 | 44.12 | 36.58 | 39.86 | 46.66 | 36.58 | 39.86 | 46.66 | 36.58 | 39.15 | 44.12 | 36.58 | 39.15 | 44.12 | 36.58 | 39.86 | 46.66 | 36.58 | 51.53 | 61.81 | 50.28 | 52.15 | 60.57 | 38.24 | 39.15 | 44.12 | 36.58 | 49.74 | 52.33 | 48.72 | 49.74 | 52.33 | 48.72 | 49.74 | 52.33 | 48.72 | 49.74 | 52.33 | 48.72 | 55.32 | 52.43 | 48.72 | 55.32 | 52.43 | 48.72 | 49.74 | 52.33 | 48.72 | 49.74 | 52.33 | 48.72 | 55.32 | 52.43 | 48.72 | 71.44 | 78.35 | 72.47 | 71.44 | 76.79 | 49.21 | 49.74 | 52.33 | 48.72
2598 | 39.63 | 44.6 | 37.06 | 39.63 | 44.6 | 37.06 | 40.33 | 44.6 | 37.06 | 40.33 | 44.6 | 37.06 | 40.33 | 47.14 | 37.06 | 40.33 | 47.14 | 37.06 | 39.63 | 44.59 | 37.06 | 39.63 | 44.59 | 37.06 | 40.33 | 47.14 | 37.06 | 52.92 | 62.43 | 50.28 | 52.92 | 45.05 | 37.43 | 40.33 | 44.6 | 37.06 | 50.22 | 52.91 | 49.29 | 50.22 | 52.91 | 49.29 | 50.22 | 52.91 | 49.29 | 50.22 | 52.91 | 49.29 | 55.8 | 52.91 | 49.29 | 55.8 | 52.91 | 49.29 | 50.22 | 52.8 | 49.19 | 50.22 | 52.8 | 49.19 | 55.8 | 52.91 | 49.29 | 72.16 | 79.52 | 72.47 | 72.16 | 53.44 | 49.78 | 50.22 | 52.91 | 49.29
2599 | 40.12 | 45.09 | 37.55 | 40.12 | 45.09 | 37.55 | 40.83 | 45.09 | 37.55 | 40.83 | 45.09 | 37.55 | 40.83 | 47.64 | 37.55 | 40.83 | 47.64 | 37.55 | 40.12 | 45.09 | 37.55 | 40.12 | 45.09 | 37.55 | 40.83 | 47.64 | 37.55 | 52.25 | 62.14 | 39.44 | 51.2 | 45.55 | 37.93 | 40.83 | 45.09 | 37.55 | 50.71 | 53.41 | 49.69 | 50.71 | 53.41 | 49.69 | 50.71 | 53.41 | 49.69 | 50.71 | 53.41 | 49.69 | 56.29 | 53.41 | 49.69 | 56.29 | 53.41 | 49.69 | 50.71 | 53.3 | 49.69 | 50.71 | 53.3 | 49.69 | 56.29 | 53.41 | 49.69 | 73.62 | 72.86 | 51.86 | 72.16 | 53.95 | 44.8 | 50.71 | 53.41 | 49.69
2600 | 40.67 | 45.63 | 38.1 | 40.67 | 45.63 | 38.1 | 40.67 | 45.63 | 38.1 | 40.67 | 45.63 | 38.1 | 41.37 | 48.18 | 38.1 | 41.37 | 48.18 | 38.1 | 40.67 | 45.63 | 38.1 | 40.67 | 45.63 | 38.1 | 41.37 | 48.18 | 38.1 | 52.15 | 52.16 | 36.21 | 51.1 | 45.18 | 35.49 | 40.67 | 45.63 | 38.1 | 51.25 | 53.84 | 50.23 | 51.25 | 53.84 | 50.23 | 51.25 | 53.84 | 50.23 | 51.25 | 53.84 | 47.05 | 56.83 | 53.95 | 50.23 | 56.83 | 53.95 | 50.11 | 51.25 | 53.84 | 50.23 | 51.25 | 53.84 | 50.23 | 56.83 | 53.95 | 50.23 | 70.72 | 54.46 | 48.61 | 69.31 | 52.95 | 44.8 | 51.25 | 53.84 | 50.23
2601 | 40.52 | 45.49 | 37.96 | 40.52 | 45.49 | 37.96 | 40.52 | 45.49 | 37.96 | 40.52 | 45.49 | 35.13 | 41.23 | 47.88 | 37.96 | 41.23 | 47.88 | 37.96 | 40.52 | 45.49 | 37.96 | 40.52 | 45.49 | 37.96 | 41.23 | 47.88 | 37.96 | 42.08 | 46.67 | 34.42 | 40.93 | 45.04 | 0 | 40.52 | 45.49 | 37.96 | 51.11 | 53.7 | 50.09 | 51.11 | 53.7 | 49.37 | 51.11 | 53.7 | 49.37 | 51.11 | 51.57 | 45.29 | 56.69 | 53.81 | 49.37 | 56.69 | 53.81 | 48.14 | 51.11 | 53.7 | 49.37 | 51.11 | 53.7 | 50.09 | 56.69 | 53.81 | 49.37 | 60.63 | 50.53 | 46.23 | 51.63 | 47.66 | 0 | 51.11 | 53.7 | 50.09
2602 | 40.35 | 45.31 | 37.78 | 40.35 | 45.31 | 37.78 | 40.35 | 45.31 | 37.78 | 40.35 | 45.31 | 0 | 41.06 | 46.8 | 37.78 | 41.06 | 46.8 | 37.78 | 40.35 | 45.31 | 37.78 | 40.35 | 45.31 | 37.78 | 41.06 | 46.8 | 37.78 | 39.53 | 40.37 | 33.55 | 39.94 | 39.57 | 0 | 40.35 | 45.31 | 37.78 | 50.94 | 53.53 | 49.91 | 50.94 | 53.53 | 49.31 | 50.94 | 53.53 | 49.31 | 50.94 | 0 | 0 | 56.52 | 53.53 | 49.31 | 56.52 | 53.53 | 46.34 | 50.94 | 53.53 | 49.31 | 50.94 | 53.53 | 49.91 | 56.52 | 53.63 | 49.31 | 53.94 | 45.01 | 43.6 | 51.45 | 0 | 0 | 50.94 | 53.53 | 49.91
2603 | 40.15 | 38.58 | 37.58 | 40.15 | 38.58 | 37.58 | 40.15 | 38.58 | 37.58 | 40.15 | 35.3 | 0 | 40.86 | 38.58 | 37.58 | 40.86 | 38.58 | 35.49 | 40.15 | 38.58 | 37.58 | 40.15 | 45.12 | 37.58 | 40.86 | 38.58 | 37.58 | 39.37 | 12.33 | 0 | 39.75 | 12.09 | 0 | 40.15 | 38.58 | 37.58 | 50.74 | 48.43 | 49.72 | 50.74 | 48.43 | 46.17 | 50.74 | 48.43 | 46.17 | 50.74 | 0 | 0 | 56.32 | 48.43 | 46.17 | 56.32 | 48.43 | 45.35 | 50.74 | 48.43 | 46.17 | 50.74 | 53.33 | 49.72 | 56.32 | 48.43 | 46.17 | 53.4 | 0 | 42.67 | 51.25 | 0 | 0 | 50.74 | 48.43 | 49.72
2604 | 40 | 15.42 | 35.49 | 40 | 15.42 | 35.49 | 40 | 15.42 | 35.49 | 40 | 15.42 | 0 | 40.71 | 15.42 | 35.49 | 40.71 | 15.42 | 33.4 | 40 | 15.42 | 35.49 | 40 | 44.97 | 37.44 | 40.71 | 15.42 | 35.49 | 39.58 | 14.51 | 0 | 39.6 | 14.22 | 0 | 40 | 15.42 | 35.49 | 50.59 | 48.43 | 49.57 | 50.59 | 47.89 | 44.38 | 50.59 | 47.89 | 44.38 | 50.59 | 0 | 0 | 56.17 | 47.89 | 44.38 | 56.17 | 47.89 | 44.38 | 50.59 | 47.89 | 44.38 | 50.59 | 53.18 | 49.57 | 56.17 | 47.89 | 44.38 | 53.4 | 0 | 0 | 51.1 | 0 | 0 | 50.59 | 48.43 | 49.57
2605 | 39.87 | 13.11 | 35.49 | 39.87 | 13.11 | 35.49 | 39.87 | 13.11 | 35.49 | 39.87 | 13.11 | 0 | 40.58 | 13.11 | 35.49 | 40.58 | 13.11 | 33.4 | 39.87 | 13.11 | 35.49 | 39.87 | 44.84 | 37.3 | 40.58 | 13.11 | 35.49 | 38.69 | 12.09 | 0 | 39.47 | 11.96 | 0 | 39.87 | 13.11 | 35.49 | 50.46 | 48.43 | 49.44 | 50.46 | 47.89 | 44.38 | 50.46 | 47.89 | 44.38 | 50.46 | 0 | 0 | 55.42 | 47.89 | 44.38 | 55.42 | 47.89 | 44.38 | 50.46 | 47.89 | 44.38 | 50.46 | 53.05 | 49.44 | 55.42 | 47.89 | 44.38 | 52.15 | 0 | 0 | 51.11 | 0 | 0 | 50.46 | 48.43 | 49.44
2606 | 39.63 | 13.11 | 37.06 | 39.63 | 13.11 | 37.06 | 39.63 | 13.11 | 37.06 | 39.63 | 12.85 | 0 | 40.33 | 13.11 | 37.06 | 40.33 | 13.11 | 33.4 | 39.63 | 13.11 | 37.06 | 39.63 | 44.59 | 37.06 | 40.33 | 13.11 | 37.06 | 38.45 | 12.09 | 0 | 39.23 | 12.33 | 0 | 39.63 | 13.11 | 37.06 | 50.21 | 48.43 | 49.19 | 50.21 | 47.89 | 46.17 | 50.21 | 47.89 | 46.17 | 50.21 | 0 | 0 | 55.42 | 47.89 | 46.17 | 55.42 | 47.89 | 44.38 | 50.21 | 47.89 | 46.17 | 50.21 | 52.8 | 49.19 | 55.42 | 47.89 | 46.17 | 52.15 | 0 | 0 | 51.11 | 0 | 0 | 50.21 | 48.43 | 49.19
2607 | 39.46 | 43.78 | 36.89 | 39.46 | 43.78 | 36.89 | 39.46 | 43.78 | 36.89 | 39.46 | 43.56 | 35.49 | 40.17 | 43.78 | 36.89 | 40.17 | 43.78 | 35.49 | 39.46 | 43.78 | 36.89 | 39.46 | 44.43 | 36.89 | 40.17 | 43.78 | 36.89 | 39.37 | 41.2 | 34.09 | 39.37 | 42.03 | 34.42 | 39.46 | 43.78 | 36.89 | 50.05 | 48.43 | 49.03 | 50.05 | 48.43 | 47.16 | 50.05 | 48.43 | 47.16 | 50.05 | 47.35 | 45.29 | 55.63 | 48.43 | 47.16 | 55.63 | 48.33 | 47.16 | 50.05 | 48.43 | 47.16 | 50.05 | 52.64 | 49.03 | 55.63 | 48.43 | 47.16 | 52.86 | 45.47 | 44.38 | 51.81 | 46.4 | 44.8 | 50.05 | 48.43 | 49.03
2608 | 39.34 | 44.3 | 36.77 | 39.34 | 44.3 | 36.77 | 39.34 | 44.3 | 36.77 | 39.34 | 44.3 | 36.77 | 40.04 | 46.85 | 36.77 | 40.04 | 46.85 | 36.77 | 39.34 | 44.3 | 36.77 | 39.34 | 44.3 | 36.77 | 40.04 | 46.85 | 36.77 | 40.45 | 46.38 | 34.6 | 39.73 | 44.75 | 35.3 | 39.34 | 44.3 | 36.77 | 49.93 | 52.52 | 48.9 | 49.93 | 52.52 | 48.9 | 49.93 | 52.52 | 48.9 | 49.93 | 52.52 | 46.68 | 55.51 | 52.62 | 48.9 | 55.51 | 52.62 | 47.64 | 49.93 | 52.52 | 48.9 | 49.93 | 52.52 | 48.9 | 55.51 | 52.62 | 48.9 | 56.96 | 51.83 | 44.8 | 55.82 | 52.89 | 44.8 | 49.93 | 52.52 | 48.9
2609 | 39.36 | 44.33 | 36.79 | 39.36 | 44.33 | 36.79 | 39.36 | 44.33 | 36.79 | 39.36 | 44.33 | 36.79 | 40.07 | 46.87 | 36.79 | 40.07 | 46.87 | 36.79 | 39.36 | 44.33 | 36.79 | 39.36 | 44.33 | 36.79 | 40.07 | 46.87 | 36.79 | 40.48 | 44.78 | 34.42 | 39.76 | 44.78 | 36.43 | 39.36 | 44.33 | 36.79 | 49.95 | 52.54 | 48.93 | 49.95 | 52.54 | 48.93 | 49.95 | 52.54 | 48.93 | 49.95 | 52.54 | 48.93 | 55.53 | 52.65 | 48.93 | 55.53 | 52.65 | 48.93 | 49.95 | 52.54 | 48.93 | 49.95 | 52.54 | 48.93 | 55.53 | 52.65 | 48.93 | 56.09 | 52.01 | 44.8 | 54.97 | 53.07 | 45.72 | 49.95 | 52.54 | 53.42
2610 | 39.4 | 44.37 | 36.84 | 39.4 | 44.37 | 36.84 | 39.4 | 44.37 | 36.84 | 39.4 | 44.37 | 36.84 | 40.11 | 46.92 | 36.84 | 40.11 | 46.92 | 36.84 | 39.4 | 44.37 | 36.84 | 39.4 | 44.37 | 36.84 | 40.11 | 46.92 | 36.84 | 40.52 | 44.82 | 35.74 | 39.8 | 44.82 | 36.47 | 39.4 | 44.37 | 36.84 | 49.99 | 52.58 | 48.97 | 49.99 | 52.58 | 48.97 | 49.99 | 52.58 | 48.97 | 49.99 | 52.58 | 48.97 | 55.57 | 52.69 | 48.97 | 55.57 | 52.69 | 48.97 | 49.99 | 52.58 | 48.97 | 49.99 | 52.58 | 48.97 | 55.57 | 52.69 | 48.97 | 56.13 | 52.16 | 44.8 | 55.01 | 53.11 | 45.72 | 49.99 | 52.58 | 53.96
2611 | 39.49 | 44.45 | 36.92 | 39.49 | 44.45 | 36.92 | 39.49 | 44.45 | 36.92 | 39.49 | 44.45 | 36.92 | 40.19 | 47 | 36.92 | 40.19 | 47 | 36.92 | 39.49 | 44.45 | 36.92 | 39.49 | 44.45 | 36.92 | 40.19 | 47 | 36.92 | 40.6 | 45.82 | 35.82 | 39.88 | 44.9 | 36.55 | 39.49 | 44.45 | 36.92 | 50.07 | 52.66 | 49.05 | 50.07 | 52.66 | 49.05 | 50.07 | 52.66 | 49.05 | 50.07 | 52.66 | 49.05 | 55.65 | 52.77 | 49.05 | 55.65 | 52.77 | 49.05 | 50.07 | 52.66 | 49.05 | 50.07 | 52.66 | 49.05 | 55.65 | 52.77 | 49.05 | 56.22 | 52.24 | 44.8 | 55.09 | 53.19 | 45.72 | 50.07 | 52.66 | 63.5
2612 | 39.73 | 44.7 | 37.16 | 39.73 | 44.7 | 37.16 | 39.73 | 44.7 | 37.16 | 39.73 | 44.7 | 37.16 | 40.44 | 47.24 | 37.16 | 40.44 | 47.24 | 37.16 | 39.73 | 44.7 | 37.16 | 39.73 | 44.7 | 37.16 | 40.44 | 47.24 | 37.16 | 40.85 | 45.15 | 34.42 | 40.13 | 45.15 | 36.79 | 39.73 | 44.7 | 37.16 | 50.32 | 52.91 | 49.3 | 50.32 | 52.91 | 49.3 | 50.32 | 52.91 | 49.3 | 50.32 | 52.91 | 49.3 | 55.9 | 53.02 | 49.3 | 55.9 | 53.02 | 49.3 | 50.32 | 52.91 | 49.3 | 50.32 | 52.91 | 49.3 | 55.9 | 53.02 | 49.3 | 56.47 | 52.49 | 44.8 | 55.34 | 53.45 | 45.72 | 50.32 | 52.91 | 53.42
2613 | 39.72 | 44.69 | 37.15 | 39.72 | 44.69 | 37.15 | 39.72 | 44.69 | 37.15 | 39.72 | 44.69 | 37.15 | 40.43 | 47.23 | 37.15 | 40.43 | 47.23 | 37.15 | 39.72 | 44.69 | 37.15 | 39.72 | 44.69 | 37.15 | 40.43 | 47.23 | 37.15 | 40.12 | 45.14 | 34.42 | 40.12 | 45.14 | 36.78 | 39.72 | 44.69 | 37.15 | 50.31 | 52.9 | 49.29 | 50.31 | 52.9 | 49.29 | 50.31 | 52.9 | 49.29 | 50.31 | 52.9 | 49.29 | 55.89 | 53 | 49.29 | 55.89 | 53 | 49.29 | 50.31 | 52.9 | 49.29 | 50.31 | 52.9 | 49.29 | 55.89 | 53 | 49.29 | 55.33 | 52.37 | 44.8 | 54.22 | 52.37 | 45.72 | 50.31 | 52.9 | 49.29
2614 | 39.45 | 44.42 | 36.88 | 39.45 | 44.42 | 36.88 | 39.45 | 44.42 | 36.88 | 39.45 | 44.42 | 36.88 | 40.16 | 46.96 | 36.88 | 40.16 | 46.96 | 36.88 | 39.45 | 44.42 | 36.88 | 39.45 | 44.42 | 36.88 | 40.16 | 46.96 | 36.88 | 39.85 | 43.97 | 34.42 | 39.85 | 43.97 | 35.12 | 39.45 | 44.42 | 36.88 | 50.04 | 52.63 | 49.02 | 50.04 | 52.63 | 49.02 | 50.04 | 52.63 | 49.02 | 50.04 | 52.63 | 49.02 | 55.62 | 52.73 | 49.02 | 55.62 | 52.73 | 49.02 | 50.04 | 52.63 | 49.02 | 50.04 | 52.63 | 49.02 | 55.62 | 52.73 | 49.02 | 55.06 | 52.1 | 44.8 | 50.54 | 52.1 | 44.8 | 50.04 | 52.63 | 49.02
2615 | 39.07 | 44.04 | 36.51 | 39.07 | 44.04 | 36.51 | 39.07 | 44.04 | 36.51 | 39.07 | 44.04 | 36.51 | 39.78 | 46.58 | 36.51 | 39.78 | 46.58 | 36.51 | 39.07 | 44.04 | 36.51 | 39.07 | 44.04 | 36.51 | 39.78 | 46.58 | 36.51 | 38.59 | 43.6 | 34.42 | 38.68 | 43.6 | 35.12 | 39.07 | 44.04 | 36.51 | 49.66 | 52.25 | 48.64 | 49.66 | 52.25 | 48.64 | 49.66 | 52.25 | 48.64 | 49.66 | 52.25 | 48.64 | 55.24 | 52.36 | 48.64 | 55.24 | 52.36 | 48.64 | 49.66 | 52.25 | 48.64 | 49.66 | 52.25 | 48.64 | 55.24 | 52.36 | 48.64 | 51.98 | 51.73 | 44.8 | 50.16 | 51.73 | 44.8 | 49.66 | 52.25 | 48.64
2616 | 38.96 | 43.93 | 36.4 | 38.96 | 43.93 | 36.4 | 38.96 | 43.93 | 36.4 | 38.96 | 43.93 | 36.4 | 39.67 | 46.48 | 36.4 | 39.67 | 46.48 | 36.4 | 38.96 | 43.93 | 36.4 | 38.96 | 43.93 | 36.4 | 39.67 | 46.48 | 36.4 | 38.1 | 43.49 | 34.42 | 38.58 | 43.49 | 35.12 | 38.96 | 43.93 | 36.4 | 49.55 | 52.14 | 48.53 | 49.55 | 52.14 | 48.53 | 49.55 | 52.14 | 48.53 | 49.55 | 52.14 | 48.53 | 54.5 | 52.25 | 48.53 | 54.5 | 52.25 | 48.53 | 49.55 | 52.14 | 48.53 | 49.55 | 52.14 | 48.53 | 54.5 | 52.25 | 48.53 | 51.08 | 50.59 | 44.8 | 50.05 | 51.62 | 44.8 | 49.55 | 52.14 | 48.53
2617 | 38.71 | 43.68 | 36.15 | 38.71 | 43.68 | 36.15 | 38.71 | 43.68 | 36.15 | 38.71 | 43.68 | 36.15 | 39.42 | 46.22 | 36.15 | 39.42 | 46.22 | 36.15 | 38.71 | 43.68 | 36.15 | 38.71 | 43.68 | 36.15 | 39.42 | 46.22 | 36.15 | 38.07 | 44.12 | 34.42 | 38.33 | 43.24 | 35.12 | 38.71 | 43.68 | 36.15 | 49.3 | 51.89 | 48.28 | 49.3 | 51.89 | 48.28 | 49.3 | 51.89 | 48.28 | 49.3 | 51.89 | 48.28 | 54.88 | 52 | 48.28 | 54.88 | 52 | 48.28 | 49.3 | 51.89 | 48.28 | 49.3 | 51.89 | 48.28 | 54.88 | 52 | 48.28 | 51.64 | 51.37 | 44.8 | 49.8 | 51.37 | 44.8 | 49.3 | 51.89 | 48.28
2618 | 38.59 | 43.56 | 36.03 | 38.59 | 43.56 | 36.03 | 38.59 | 43.56 | 36.03 | 38.59 | 43.56 | 36.03 | 39.3 | 46.1 | 36.03 | 39.3 | 46.1 | 36.03 | 38.59 | 43.56 | 36.03 | 38.59 | 43.56 | 36.03 | 39.3 | 46.1 | 36.03 | 38.07 | 44 | 34.42 | 38.21 | 43.13 | 35.12 | 38.59 | 43.56 | 36.03 | 49.18 | 51.77 | 48.16 | 49.18 | 51.77 | 48.16 | 49.18 | 51.77 | 48.16 | 49.18 | 51.77 | 48.16 | 54.76 | 51.88 | 48.16 | 54.76 | 51.88 | 48.16 | 49.18 | 51.77 | 48.16 | 49.18 | 51.77 | 48.16 | 54.76 | 51.88 | 48.16 | 52.15 | 51.25 | 44.8 | 49.68 | 51.25 | 44.8 | 49.18 | 51.77 | 48.16
2619 | 38.56 | 43.52 | 35.99 | 38.56 | 43.52 | 35.99 | 38.56 | 43.52 | 35.99 | 38.56 | 43.52 | 35.99 | 39.26 | 46.07 | 35.99 | 39.26 | 46.07 | 35.99 | 38.56 | 43.52 | 35.99 | 38.56 | 43.52 | 35.99 | 39.26 | 46.07 | 35.99 | 38.07 | 44.15 | 34.91 | 38.17 | 43.27 | 35.63 | 38.56 | 43.52 | 35.99 | 49.14 | 51.73 | 48.12 | 49.14 | 51.73 | 48.12 | 49.14 | 51.73 | 48.12 | 49.14 | 51.73 | 48.12 | 54.72 | 51.84 | 48.12 | 54.72 | 51.84 | 48.12 | 49.14 | 51.73 | 48.12 | 49.14 | 51.73 | 48.12 | 54.72 | 51.84 | 48.12 | 52.86 | 51.32 | 44.8 | 49.64 | 51.32 | 44.8 | 49.14 | 51.73 | 51.3
2620 | 38.74 | 43.71 | 36.17 | 38.74 | 43.71 | 36.17 | 38.74 | 43.71 | 36.17 | 38.74 | 43.71 | 36.17 | 39.45 | 46.25 | 36.17 | 39.45 | 46.25 | 36.17 | 38.74 | 43.71 | 36.17 | 38.74 | 43.71 | 36.17 | 39.45 | 46.25 | 36.17 | 38.59 | 45.79 | 35.81 | 38.59 | 44.15 | 35.81 | 38.74 | 43.71 | 36.17 | 49.33 | 51.92 | 48.31 | 49.33 | 51.92 | 48.31 | 49.33 | 51.92 | 48.31 | 49.33 | 51.92 | 48.31 | 54.91 | 52.02 | 48.31 | 54.91 | 52.02 | 48.31 | 49.33 | 51.92 | 48.31 | 49.33 | 51.92 | 48.31 | 54.91 | 52.02 | 48.31 | 52.86 | 51.5 | 44.8 | 49.83 | 51.5 | 44.8 | 49.33 | 51.92 | 53.96
2621 | 39.03 | 44 | 36.46 | 39.03 | 44 | 36.46 | 39.03 | 44 | 36.46 | 39.03 | 44 | 36.46 | 39.74 | 46.54 | 36.46 | 39.74 | 46.54 | 36.46 | 39.03 | 44 | 36.46 | 39.03 | 44 | 36.46 | 39.74 | 46.54 | 36.46 | 40.14 | 46.08 | 36.1 | 39.42 | 44.44 | 36.1 | 39.03 | 44 | 36.46 | 49.62 | 52.21 | 48.59 | 49.62 | 52.21 | 48.59 | 49.62 | 52.21 | 48.59 | 49.62 | 52.21 | 48.59 | 55.2 | 52.31 | 48.59 | 55.2 | 52.31 | 48.59 | 49.62 | 52.21 | 48.59 | 49.62 | 52.21 | 48.59 | 55.2 | 52.31 | 48.59 | 62.85 | 52.73 | 48.11 | 61.59 | 52.73 | 48.11 | 49.62 | 52.21 | 63.5
2622 | 39.43 | 44.4 | 36.86 | 39.43 | 44.4 | 36.86 | 39.43 | 44.4 | 36.86 | 39.43 | 44.4 | 36.86 | 40.14 | 46.94 | 36.86 | 40.14 | 46.94 | 36.86 | 39.43 | 44.4 | 36.86 | 39.43 | 44.4 | 36.86 | 40.14 | 46.94 | 36.86 | 52.15 | 47.42 | 37.23 | 51.1 | 44.84 | 37.23 | 39.43 | 44.4 | 36.86 | 50.02 | 52.61 | 48.99 | 50.02 | 52.61 | 48.99 | 50.02 | 52.61 | 48.99 | 50.02 | 52.61 | 48.99 | 55.6 | 52.71 | 48.99 | 55.6 | 52.71 | 48.99 | 50.02 | 52.61 | 48.99 | 50.02 | 52.61 | 48.99 | 55.6 | 52.71 | 48.99 | 71.44 | 53.24 | 48.5 | 70.01 | 53.14 | 48.5 | 50.02 | 52.61 | 63.5
2623 | 39.99 | 44.96 | 37.42 | 39.99 | 44.96 | 37.42 | 39.99 | 44.96 | 37.42 | 39.99 | 44.96 | 37.42 | 40.7 | 47.51 | 37.42 | 40.7 | 47.51 | 37.42 | 39.99 | 44.96 | 37.42 | 39.99 | 44.96 | 37.42 | 40.7 | 47.51 | 37.42 | 52.15 | 49.67 | 37.8 | 51.1 | 45.42 | 37.8 | 39.99 | 44.96 | 37.42 | 50.58 | 53.17 | 49.56 | 50.58 | 53.17 | 49.56 | 50.58 | 53.17 | 49.56 | 50.58 | 53.17 | 49.56 | 56.16 | 53.28 | 49.56 | 56.16 | 53.28 | 49.56 | 50.58 | 53.17 | 49.56 | 50.58 | 53.17 | 49.56 | 56.16 | 53.28 | 49.56 | 72.02 | 54.15 | 49.06 | 70.58 | 53.45 | 49.06 | 50.58 | 53.27 | 63.5
2624 | 40.32 | 45.29 | 37.75 | 40.32 | 45.29 | 37.75 | 40.32 | 45.29 | 37.75 | 40.32 | 45.29 | 37.75 | 41.03 | 47.83 | 37.75 | 41.03 | 47.83 | 37.75 | 40.32 | 45.29 | 37.75 | 40.32 | 45.29 | 37.75 | 41.03 | 47.83 | 37.75 | 51.62 | 47.3 | 35.85 | 50.59 | 45.75 | 35.85 | 40.32 | 45.29 | 37.75 | 50.91 | 53.5 | 49.89 | 50.91 | 53.5 | 49.89 | 50.91 | 53.5 | 49.89 | 50.91 | 53.5 | 47.16 | 56.49 | 53.61 | 49.89 | 56.49 | 53.61 | 49.61 | 50.91 | 53.5 | 49.89 | 50.91 | 53.5 | 49.89 | 56.49 | 53.61 | 49.89 | 72.02 | 54.15 | 47.64 | 70.58 | 52.97 | 46.69 | 50.91 | 53.5 | 49.89
2625 | 40.2 | 45.17 | 37.63 | 40.2 | 45.17 | 37.63 | 40.2 | 45.17 | 37.63 | 40.2 | 45.17 | 37.63 | 40.91 | 47.63 | 37.63 | 40.91 | 47.63 | 37.63 | 40.2 | 45.17 | 37.63 | 40.2 | 45.17 | 37.63 | 40.91 | 47.63 | 37.63 | 43.82 | 46.67 | 35.25 | 42.51 | 45.62 | 35.14 | 40.2 | 45.17 | 37.63 | 50.79 | 53.38 | 49.77 | 50.79 | 53.38 | 49.77 | 50.79 | 53.38 | 49.77 | 50.79 | 53.38 | 46.68 | 56.37 | 53.49 | 49.77 | 56.37 | 53.49 | 49.61 | 50.79 | 53.38 | 49.77 | 50.79 | 53.38 | 49.77 | 56.37 | 53.49 | 49.77 | 69.8 | 52.3 | 46.21 | 68.41 | 51.26 | 45.29 | 50.79 | 53.38 | 49.77
2626 | 40.06 | 45.03 | 37.49 | 40.06 | 45.03 | 37.49 | 40.06 | 45.03 | 37.49 | 40.06 | 45.03 | 26.86 | 40.77 | 47.42 | 37.49 | 40.77 | 47.42 | 37.49 | 40.06 | 45.03 | 37.49 | 40.06 | 45.03 | 37.49 | 40.77 | 47.42 | 37.49 | 41.18 | 42.96 | 0 | 40.46 | 42.11 | 0 | 40.06 | 45.03 | 37.49 | 50.65 | 53.24 | 49.63 | 50.65 | 53.24 | 49.63 | 50.65 | 53.24 | 49.63 | 50.65 | 53.24 | 44.35 | 56.23 | 53.24 | 49.63 | 56.23 | 53.24 | 46.66 | 50.65 | 53.24 | 49.63 | 50.65 | 53.24 | 49.63 | 56.23 | 53.34 | 49.63 | 55.67 | 46.85 | 44.8 | 51.16 | 45.91 | 43.9 | 50.65 | 53.24 | 49.63
2627 | 39.94 | 44.91 | 37.37 | 39.94 | 44.91 | 37.37 | 39.94 | 44.91 | 37.37 | 39.94 | 44.91 | 0 | 40.65 | 47.3 | 37.37 | 40.65 | 47.3 | 37.37 | 39.94 | 44.91 | 37.37 | 39.94 | 44.91 | 37.37 | 40.65 | 47.3 | 37.37 | 39.83 | 42.22 | 0 | 39.54 | 41.38 | 0 | 39.94 | 44.91 | 37.37 | 50.53 | 53.12 | 49.51 | 50.53 | 53.12 | 49.51 | 50.53 | 53.12 | 49.51 | 50.53 | 42.01 | 43.47 | 56.11 | 53.12 | 49.51 | 56.11 | 53.12 | 46.66 | 50.53 | 53.12 | 49.51 | 50.53 | 53.12 | 49.51 | 56.11 | 53.22 | 49.51 | 53.94 | 41.16 | 44.36 | 51.04 | 40.34 | 43.04 | 50.53 | 53.12 | 49.51
2628 | 39.65 | 44.61 | 37.08 | 39.65 | 44.61 | 37.08 | 39.65 | 44.61 | 37.08 | 39.65 | 44.6 | 0 | 40.36 | 47.01 | 37.08 | 40.36 | 47.01 | 36.88 | 39.65 | 44.62 | 37.08 | 39.65 | 44.62 | 37.08 | 40.36 | 47.01 | 37.08 | 39.54 | 42.22 | 0 | 39.25 | 41.38 | 0 | 39.65 | 44.61 | 37.08 | 50.24 | 52.83 | 47.63 | 50.24 | 52.83 | 47.63 | 50.24 | 52.83 | 47.63 | 50.24 | 42.01 | 43.47 | 55.82 | 52.83 | 47.63 | 55.82 | 52.83 | 46.66 | 50.24 | 52.83 | 49.21 | 50.24 | 52.83 | 49.21 | 55.82 | 52.93 | 49.21 | 53.94 | 41.16 | 44.36 | 50.74 | 40.34 | 43.04 | 50.24 | 52.83 | 47.63
2629 | 39.39 | 43.09 | 36.82 | 39.39 | 43.09 | 36.82 | 39.39 | 43.09 | 36.82 | 39.39 | 43.09 | 0 | 40.09 | 45.75 | 36.82 | 40.09 | 45.75 | 35.65 | 39.39 | 44.35 | 36.82 | 39.39 | 44.35 | 36.82 | 40.09 | 46.75 | 36.82 | 39.37 | 42.22 | 0 | 38.99 | 41.38 | 0 | 39.39 | 43.09 | 36.82 | 49.98 | 50.17 | 46.66 | 49.98 | 50.17 | 46.66 | 49.98 | 50.17 | 46.66 | 49.98 | 42.01 | 43.47 | 55.56 | 52.56 | 46.66 | 55.56 | 52.56 | 46.66 | 49.98 | 52.56 | 48.95 | 49.98 | 52.56 | 48.95 | 55.56 | 52.67 | 48.95 | 53.94 | 41.16 | 44.36 | 50.48 | 40.34 | 43.47 | 49.98 | 50.17 | 46.66
2630 | 39.2 | 44.17 | 36.64 | 39.2 | 44.17 | 36.64 | 39.2 | 44.17 | 36.64 | 39.2 | 44.17 | 36.23 | 39.91 | 46.62 | 36.64 | 39.91 | 46.62 | 36.23 | 39.2 | 44.17 | 36.64 | 39.2 | 44.17 | 36.64 | 39.91 | 46.62 | 36.64 | 39.51 | 44.62 | 34.42 | 39.19 | 43.73 | 34.42 | 39.2 | 44.17 | 36.64 | 49.79 | 52.08 | 48.77 | 49.79 | 52.08 | 48.77 | 49.79 | 52.08 | 48.77 | 49.79 | 52.08 | 46.17 | 55.37 | 52.38 | 48.77 | 55.37 | 52.38 | 48.77 | 49.79 | 52.38 | 48.77 | 49.79 | 52.38 | 48.77 | 55.37 | 52.49 | 48.77 | 53.94 | 47.66 | 44.8 | 51.28 | 48.51 | 44.8 | 49.79 | 52.08 | 48.77
2631 | 39.04 | 44.01 | 36.48 | 39.04 | 44.01 | 36.48 | 39.04 | 44.01 | 36.48 | 39.04 | 44.01 | 36.23 | 39.75 | 46.46 | 36.48 | 39.75 | 46.46 | 36.23 | 39.04 | 44.01 | 36.48 | 39.04 | 44.01 | 36.48 | 39.75 | 46.46 | 36.48 | 39.35 | 44.46 | 34.42 | 39.44 | 44.46 | 35.12 | 39.04 | 44.01 | 36.48 | 49.63 | 52.08 | 48.61 | 49.63 | 52.08 | 48.61 | 49.63 | 52.08 | 48.61 | 49.63 | 52.08 | 46.18 | 55.21 | 52.22 | 48.61 | 55.21 | 52.22 | 48.61 | 49.63 | 52.22 | 48.61 | 49.63 | 52.22 | 48.61 | 55.21 | 52.33 | 48.61 | 53.94 | 49.13 | 44.8 | 52.86 | 50.13 | 45.72 | 49.63 | 52.08 | 48.61
2632 | 38.89 | 43.86 | 36.33 | 38.89 | 43.86 | 36.33 | 38.89 | 43.86 | 36.33 | 38.89 | 43.86 | 36.33 | 39.6 | 46.4 | 36.33 | 39.6 | 46.4 | 36.33 | 38.89 | 43.86 | 36.33 | 38.89 | 43.86 | 36.33 | 39.6 | 46.4 | 36.33 | 40 | 45.94 | 35.24 | 39.29 | 46.88 | 35.96 | 38.89 | 43.86 | 36.33 | 49.48 | 52.07 | 48.46 | 49.48 | 52.07 | 48.46 | 49.48 | 52.07 | 48.46 | 49.48 | 52.07 | 48.46 | 55.06 | 52.18 | 48.46 | 55.06 | 52.18 | 48.46 | 49.48 | 52.07 | 48.46 | 49.48 | 52.07 | 48.46 | 55.06 | 52.18 | 48.46 | 56.2 | 51.66 | 44.8 | 56.2 | 52.73 | 47.98 | 49.48 | 52.07 | 48.46
2633 | 38.97 | 43.94 | 36.4 | 38.97 | 43.94 | 36.4 | 38.97 | 43.94 | 36.4 | 38.97 | 43.94 | 36.4 | 39.68 | 46.48 | 36.4 | 39.68 | 46.48 | 36.4 | 38.97 | 43.94 | 36.4 | 38.97 | 43.94 | 36.4 | 39.68 | 46.48 | 36.4 | 50.32 | 46.95 | 36.04 | 51.34 | 59.96 | 45.61 | 38.97 | 43.94 | 36.4 | 49.56 | 52.25 | 48.53 | 49.56 | 52.25 | 48.53 | 49.56 | 52.25 | 48.53 | 49.56 | 52.25 | 48.53 | 55.14 | 52.25 | 48.53 | 55.14 | 52.25 | 48.53 | 49.56 | 52.25 | 48.53 | 49.56 | 52.25 | 48.53 | 55.14 | 52.25 | 48.53 | 71.3 | 52.78 | 48.05 | 71.3 | 74.01 | 54.02 | 49.56 | 52.25 | 48.53
2634 | 39.09 | 44.06 | 36.52 | 39.09 | 44.06 | 36.52 | 39.09 | 44.06 | 36.52 | 39.09 | 44.06 | 36.52 | 39.8 | 46.6 | 36.52 | 39.8 | 46.6 | 36.52 | 39.09 | 44.06 | 36.52 | 39.09 | 44.06 | 36.52 | 39.8 | 46.6 | 36.52 | 52.15 | 47.08 | 36.89 | 52.15 | 69.01 | 49.78 | 39.09 | 44.06 | 36.52 | 49.68 | 52.38 | 48.66 | 49.68 | 52.38 | 48.66 | 49.68 | 52.38 | 48.66 | 49.68 | 52.38 | 48.66 | 55.26 | 52.38 | 48.66 | 55.26 | 52.38 | 48.66 | 49.68 | 52.38 | 48.66 | 49.68 | 52.38 | 48.66 | 55.26 | 52.38 | 48.66 | 72.16 | 52.9 | 48.17 | 72.16 | 80.78 | 88.62 | 49.68 | 52.38 | 51.3
2635 | 39.16 | 44.33 | 36.6 | 39.16 | 44.33 | 36.6 | 39.16 | 44.33 | 36.6 | 39.16 | 44.33 | 36.6 | 39.87 | 46.68 | 36.6 | 39.87 | 46.68 | 36.6 | 39.16 | 44.33 | 36.6 | 39.16 | 44.33 | 36.6 | 39.87 | 46.68 | 36.6 | 52.67 | 69.39 | 36.96 | 52.67 | 70.81 | 59.35 | 39.16 | 44.33 | 36.6 | 49.75 | 52.45 | 50.59 | 49.75 | 52.45 | 50.59 | 49.75 | 52.45 | 50.59 | 49.75 | 52.45 | 50.59 | 55.33 | 52.45 | 49.91 | 55.33 | 52.45 | 49.91 | 49.75 | 52.45 | 49.91 | 49.75 | 52.45 | 49.91 | 55.33 | 52.45 | 49.91 | 72.89 | 52.98 | 49.78 | 74.37 | 89.28 | 92.45 | 49.75 | 52.45 | 51.62
2636 | 39.41 | 44.58 | 36.84 | 39.41 | 44.58 | 36.84 | 39.41 | 44.58 | 36.84 | 39.41 | 44.58 | 36.84 | 40.12 | 46.92 | 36.84 | 40.12 | 46.92 | 36.84 | 39.41 | 44.58 | 36.84 | 39.41 | 44.58 | 36.84 | 40.12 | 46.92 | 36.84 | 52.67 | 69.39 | 37.21 | 52.67 | 70.81 | 59.35 | 39.41 | 44.58 | 36.84 | 50 | 52.69 | 50.28 | 50 | 52.69 | 50.28 | 50 | 52.69 | 50.28 | 50 | 52.69 | 50.28 | 55.58 | 52.69 | 50.28 | 55.58 | 52.69 | 50.28 | 50 | 52.69 | 50.28 | 50 | 52.69 | 50.28 | 55.58 | 52.69 | 50.28 | 72.16 | 53.26 | 49.78 | 73.62 | 89.28 | 92.45 | 50 | 52.69 | 51.3
2637 | 39.44 | 44.41 | 36.87 | 39.44 | 44.41 | 36.87 | 39.44 | 44.41 | 36.87 | 39.44 | 44.41 | 36.87 | 40.15 | 46.95 | 36.87 | 40.15 | 46.96 | 36.87 | 39.44 | 44.41 | 36.87 | 39.44 | 44.41 | 36.87 | 40.15 | 46.95 | 36.87 | 52.15 | 61.81 | 37.25 | 52.15 | 63.07 | 58.17 | 39.44 | 44.41 | 36.87 | 50.03 | 52.73 | 50.19 | 50.03 | 52.73 | 50.19 | 50.03 | 52.73 | 50.19 | 50.03 | 52.73 | 50.19 | 55.61 | 52.73 | 50.19 | 55.61 | 52.73 | 50.19 | 50.03 | 52.73 | 50.19 | 50.03 | 52.73 | 50.19 | 55.61 | 52.73 | 50.19 | 71.44 | 53.26 | 49.69 | 71.44 | 85.11 | 89.69 | 50.03 | 52.73 | 51.3
2638 | 39.37 | 44.33 | 36.8 | 39.37 | 44.33 | 36.8 | 39.37 | 44.33 | 36.8 | 39.37 | 44.33 | 36.8 | 40.07 | 46.88 | 36.8 | 40.07 | 46.88 | 36.8 | 39.37 | 44.34 | 36.8 | 39.37 | 44.33 | 36.8 | 40.07 | 46.88 | 36.8 | 49.23 | 58.76 | 37.17 | 48.25 | 59.96 | 48.3 | 39.37 | 44.33 | 36.8 | 49.96 | 52.65 | 48.93 | 49.96 | 52.65 | 48.93 | 49.96 | 52.65 | 48.93 | 49.96 | 52.65 | 48.93 | 55.54 | 52.65 | 48.93 | 55.54 | 52.65 | 48.93 | 49.96 | 52.65 | 48.93 | 49.96 | 52.55 | 48.93 | 55.54 | 52.65 | 48.93 | 66.95 | 53.18 | 48.44 | 66.95 | 75.82 | 64.83 | 49.96 | 52.65 | 48.93
2639 | 39.1 | 44.07 | 36.53 | 39.1 | 44.07 | 36.53 | 39.1 | 44.07 | 36.53 | 39.1 | 44.07 | 36.53 | 39.81 | 46.61 | 36.53 | 39.81 | 46.61 | 36.53 | 39.1 | 44.07 | 36.53 | 39.1 | 44.07 | 36.53 | 39.81 | 46.61 | 36.53 | 44.04 | 47.57 | 36.9 | 43.16 | 59.96 | 47.49 | 39.1 | 44.07 | 36.53 | 49.69 | 52.28 | 48.67 | 49.69 | 52.28 | 48.67 | 49.69 | 52.28 | 48.67 | 49.69 | 52.28 | 48.67 | 55.27 | 52.38 | 48.67 | 55.27 | 52.38 | 48.67 | 49.69 | 52.28 | 48.67 | 49.69 | 52.28 | 48.67 | 55.27 | 52.38 | 48.67 | 60.63 | 52.95 | 48.18 | 60.63 | 72.12 | 64.83 | 49.69 | 52.28 | 48.67
2640 | 39.15 | 44.11 | 36.58 | 39.15 | 44.11 | 36.58 | 39.15 | 44.11 | 36.58 | 39.15 | 44.11 | 36.58 | 39.85 | 46.66 | 36.58 | 39.85 | 46.66 | 36.58 | 39.15 | 44.11 | 36.58 | 39.15 | 44.11 | 36.58 | 39.85 | 46.66 | 36.58 | 41.21 | 50.32 | 36.95 | 40.38 | 54.61 | 47.01 | 39.15 | 44.11 | 36.58 | 49.73 | 52.32 | 48.71 | 49.73 | 52.32 | 48.71 | 49.73 | 52.32 | 48.71 | 49.73 | 52.32 | 48.71 | 55.31 | 52.43 | 48.71 | 55.31 | 52.43 | 48.71 | 49.73 | 52.32 | 48.71 | 49.73 | 52.32 | 48.71 | 55.31 | 52.43 | 48.71 | 58.18 | 52.96 | 48.22 | 58.18 | 74.34 | 64.83 | 49.73 | 52.32 | 48.71
2641 | 38.95 | 43.92 | 36.38 | 38.95 | 43.92 | 36.38 | 38.95 | 43.92 | 36.38 | 38.95 | 43.92 | 36.38 | 39.66 | 46.47 | 36.38 | 39.66 | 46.47 | 36.38 | 38.95 | 43.92 | 36.38 | 38.95 | 43.92 | 36.38 | 39.66 | 46.47 | 36.38 | 40.62 | 55.18 | 36.75 | 40.62 | 56.31 | 41.6 | 38.95 | 43.92 | 36.38 | 49.54 | 52.13 | 48.52 | 49.54 | 52.13 | 48.52 | 49.54 | 52.13 | 48.52 | 49.54 | 52.13 | 48.52 | 55.12 | 52.24 | 48.52 | 55.12 | 52.24 | 48.52 | 49.54 | 52.13 | 48.52 | 49.54 | 52.13 | 48.52 | 55.12 | 52.24 | 48.52 | 61.15 | 52.95 | 48.03 | 61.15 | 74.34 | 64.83 | 49.54 | 52.13 | 48.52
2642 | 38.78 | 43.75 | 36.22 | 38.78 | 43.75 | 36.22 | 38.78 | 43.75 | 36.22 | 38.78 | 43.75 | 36.22 | 39.49 | 46.3 | 36.22 | 39.49 | 46.3 | 36.22 | 38.78 | 43.75 | 36.22 | 38.78 | 43.75 | 36.22 | 39.49 | 46.3 | 36.22 | 40.31 | 54.36 | 36.58 | 40.31 | 56.31 | 39.44 | 38.78 | 43.75 | 36.22 | 49.37 | 51.96 | 48.35 | 49.37 | 51.96 | 48.35 | 49.37 | 51.96 | 48.35 | 49.37 | 51.96 | 48.35 | 54.95 | 52.07 | 48.35 | 54.95 | 52.07 | 48.35 | 49.37 | 51.96 | 48.35 | 49.37 | 51.96 | 48.35 | 54.95 | 52.07 | 48.35 | 60.26 | 52.95 | 47.87 | 60.26 | 74.34 | 63.85 | 49.37 | 51.96 | 49.33
2643 | 38.75 | 43.72 | 36.19 | 38.75 | 43.72 | 36.19 | 38.75 | 43.72 | 36.19 | 38.75 | 43.72 | 36.19 | 39.46 | 46.27 | 36.19 | 39.46 | 46.27 | 36.19 | 38.75 | 43.72 | 36.19 | 38.75 | 43.72 | 36.19 | 39.46 | 46.27 | 36.19 | 39.55 | 48.95 | 36.55 | 39.55 | 52.02 | 39.04 | 38.75 | 43.72 | 36.19 | 49.34 | 51.93 | 48.42 | 49.34 | 51.93 | 48.42 | 49.34 | 51.93 | 48.42 | 49.34 | 51.93 | 48.42 | 54.92 | 52.04 | 48.42 | 54.92 | 52.04 | 48.42 | 49.34 | 51.93 | 48.42 | 49.34 | 51.93 | 48.32 | 54.92 | 52.04 | 48.42 | 56.06 | 53.26 | 48.91 | 56.06 | 72.86 | 57.47 | 49.34 | 51.93 | 49.4
2644 | 38.74 | 43.71 | 36.17 | 38.74 | 43.71 | 36.17 | 38.74 | 43.71 | 36.17 | 38.74 | 43.71 | 36.17 | 39.45 | 46.24 | 36.17 | 39.45 | 46.25 | 36.17 | 38.74 | 43.71 | 36.17 | 38.74 | 43.71 | 36.17 | 39.45 | 46.24 | 36.17 | 39.13 | 46.72 | 35.81 | 39.13 | 48.17 | 37.17 | 38.74 | 43.71 | 36.17 | 49.33 | 51.92 | 48.31 | 49.33 | 51.92 | 48.31 | 49.33 | 51.92 | 48.31 | 49.33 | 51.92 | 48.31 | 54.91 | 52.03 | 48.31 | 54.91 | 52.03 | 48.31 | 49.33 | 51.92 | 48.31 | 49.33 | 51.92 | 48.31 | 54.91 | 52.03 | 48.31 | 55.45 | 52.03 | 47.83 | 55.45 | 71.07 | 52.93 | 49.33 | 51.92 | 49.8
2645 | 38.72 | 43.69 | 36.16 | 38.72 | 43.69 | 36.16 | 38.72 | 43.69 | 36.16 | 38.72 | 43.69 | 36.16 | 39.43 | 46.22 | 36.16 | 39.43 | 46.24 | 36.16 | 38.72 | 43.69 | 36.16 | 38.72 | 43.69 | 36.16 | 39.43 | 46.22 | 36.16 | 39.19 | 46.24 | 35.79 | 39.19 | 47.67 | 37.17 | 38.72 | 43.69 | 36.16 | 49.31 | 52.01 | 49.49 | 49.31 | 52.01 | 49.49 | 49.31 | 52.01 | 49.49 | 49.31 | 52.01 | 49.49 | 54.89 | 52.01 | 48.29 | 54.89 | 52.01 | 48.29 | 49.31 | 52.01 | 48.29 | 49.31 | 51.9 | 48.29 | 54.89 | 52.01 | 48.29 | 55.45 | 52.01 | 47.81 | 55.45 | 71.07 | 52.07 | 49.31 | 52.01 | 51.02
2646 | 38.8 | 43.77 | 36.23 | 38.8 | 43.77 | 36.23 | 38.8 | 43.77 | 36.23 | 38.8 | 43.77 | 36.23 | 39.51 | 46.3 | 36.23 | 39.51 | 46.31 | 36.23 | 38.8 | 43.77 | 36.23 | 38.8 | 43.77 | 36.23 | 39.51 | 46.3 | 36.23 | 41.18 | 46.78 | 35.87 | 41.18 | 47.73 | 36.6 | 38.8 | 43.77 | 36.23 | 49.39 | 52.08 | 50.63 | 49.39 | 52.08 | 50.63 | 49.39 | 52.08 | 50.63 | 49.39 | 52.08 | 50.63 | 54.97 | 52.08 | 48.37 | 54.97 | 52.08 | 48.37 | 49.39 | 52.08 | 48.37 | 49.39 | 51.98 | 48.37 | 54.97 | 52.08 | 48.37 | 66.39 | 52.08 | 47.88 | 66.39 | 55.75 | 51.15 | 49.39 | 52.08 | 51.3
2647 | 39.01 | 44.18 | 36.45 | 39.01 | 44.18 | 36.45 | 39.01 | 44.18 | 36.45 | 39.01 | 44.18 | 36.45 | 39.72 | 46.37 | 36.45 | 39.72 | 46.37 | 36.45 | 39.01 | 44.18 | 36.45 | 39.01 | 43.98 | 36.45 | 39.72 | 46.37 | 36.45 | 49.07 | 45.91 | 35.49 | 49.07 | 45.91 | 36.22 | 39.01 | 44.18 | 36.45 | 49.6 | 52.3 | 48.58 | 49.6 | 52.3 | 48.58 | 49.6 | 52.3 | 48.58 | 49.6 | 52.3 | 48.58 | 55.18 | 52.3 | 48.58 | 55.18 | 52.3 | 48.58 | 49.6 | 52.3 | 48.58 | 49.6 | 52.19 | 48.58 | 55.18 | 52.3 | 48.58 | 70.72 | 52.3 | 47.16 | 70.72 | 54.08 | 49.07 | 49.6 | 52.3 | 50.08
2648 | 39.3 | 44.27 | 36.73 | 39.3 | 44.27 | 36.73 | 39.3 | 44.27 | 36.73 | 39.3 | 44.27 | 36.73 | 40.01 | 44.27 | 36.73 | 40.01 | 44.27 | 36.59 | 39.3 | 44.27 | 36.73 | 39.3 | 44.27 | 36.73 | 40.01 | 44.27 | 36.73 | 42.08 | 43.82 | 35.14 | 41.24 | 44.71 | 35.86 | 39.3 | 44.27 | 36.73 | 49.89 | 52.48 | 48.86 | 49.89 | 52.48 | 48.86 | 49.89 | 52.48 | 48.86 | 49.89 | 52.48 | 48.86 | 55.47 | 52.48 | 48.86 | 55.47 | 52.48 | 48.86 | 49.89 | 52.48 | 48.86 | 49.89 | 52.48 | 48.86 | 55.47 | 52.48 | 48.86 | 57.18 | 49.13 | 46.66 | 57.18 | 51.95 | 48.38 | 49.89 | 52.48 | 48.86
2649 | 39.47 | 44.43 | 36.9 | 39.47 | 44.43 | 36.9 | 39.47 | 44.43 | 36.9 | 39.47 | 44.43 | 36.9 | 40.18 | 44.43 | 36.9 | 40.18 | 44.43 | 36.23 | 39.47 | 44.43 | 36.9 | 39.47 | 44.43 | 36.9 | 40.18 | 44.43 | 36.9 | 45.17 | 42.47 | 34.79 | 44.26 | 43.99 | 35.5 | 39.47 | 44.43 | 36.9 | 50.06 | 52.65 | 49.03 | 50.06 | 52.65 | 49.03 | 50.06 | 52.65 | 49.03 | 50.06 | 52.65 | 49.03 | 55.64 | 52.65 | 49.03 | 55.64 | 52.65 | 49.03 | 50.06 | 52.65 | 49.03 | 50.06 | 52.65 | 49.03 | 55.64 | 52.65 | 49.03 | 56.78 | 49.13 | 46.66 | 56.78 | 52.12 | 48.54 | 50.06 | 52.65 | 49.03
2650 | 39.53 | 44.5 | 36.96 | 39.53 | 44.5 | 36.96 | 39.53 | 44.5 | 36.96 | 39.53 | 44.5 | 36.96 | 40.24 | 44.5 | 36.96 | 40.24 | 44.5 | 29.37 | 39.53 | 44.5 | 36.96 | 39.53 | 44.5 | 36.96 | 40.24 | 44.5 | 36.96 | 39.93 | 41.38 | 28.78 | 39.93 | 42.23 | 34.42 | 39.53 | 44.5 | 36.96 | 50.12 | 52.71 | 49.09 | 50.12 | 52.71 | 49.09 | 50.12 | 52.71 | 49.09 | 50.12 | 52.71 | 49.09 | 55.7 | 52.71 | 49.09 | 55.7 | 52.71 | 49.09 | 50.12 | 52.71 | 49.09 | 50.12 | 52.71 | 49.09 | 55.7 | 52.71 | 49.09 | 54.57 | 47.66 | 46.34 | 53.48 | 51.03 | 48.12 | 50.12 | 52.71 | 49.09
2651 | 39.45 | 44.42 | 36.88 | 39.45 | 44.42 | 36.88 | 39.45 | 44.42 | 36.88 | 39.45 | 44.42 | 36.88 | 40.16 | 44.42 | 36.88 | 40.16 | 44.42 | 29.37 | 39.45 | 44.42 | 36.88 | 39.45 | 44.42 | 36.88 | 40.16 | 44.42 | 36.88 | 39.35 | 34.85 | 28.2 | 39.35 | 35.56 | 28.78 | 39.45 | 44.42 | 36.88 | 50.04 | 52.63 | 49.01 | 50.04 | 52.63 | 49.01 | 50.04 | 52.63 | 49.01 | 50.04 | 52.63 | 49.01 | 52.66 | 52.63 | 49.01 | 52.66 | 52.63 | 49.01 | 50.04 | 52.63 | 49.01 | 50.04 | 52.63 | 49.01 | 52.66 | 52.63 | 49.01 | 50.62 | 47.66 | 44.8 | 50.54 | 51.03 | 47.64 | 50.04 | 52.63 | 49.01
2652 | 39.33 | 44.29 | 36.76 | 39.33 | 44.29 | 36.76 | 39.33 | 44.29 | 36.76 | 39.33 | 44.29 | 36.76 | 39.69 | 44.29 | 36.76 | 39.69 | 44.29 | 29.37 | 39.33 | 44.29 | 36.76 | 39.33 | 44.29 | 36.76 | 39.69 | 44.29 | 36.76 | 38.49 | 34.85 | 28.2 | 38.93 | 35.56 | 28.78 | 39.33 | 44.29 | 36.76 | 49.92 | 52.5 | 48.89 | 49.92 | 52.5 | 48.89 | 49.92 | 52.5 | 48.89 | 49.92 | 52.5 | 48.89 | 51.49 | 52.5 | 48.89 | 51.49 | 52.5 | 48.89 | 49.92 | 52.5 | 48.89 | 49.92 | 52.5 | 48.89 | 51.49 | 52.5 | 48.89 | 49.95 | 47.66 | 44.8 | 50.42 | 51.03 | 47.64 | 49.92 | 52.5 | 48.89
2653 | 39.09 | 44.06 | 36.52 | 39.09 | 44.06 | 36.52 | 39.09 | 44.06 | 36.52 | 39.09 | 44.06 | 36.52 | 39.69 | 44.06 | 36.52 | 39.69 | 44.06 | 29.37 | 39.09 | 44.06 | 36.52 | 39.09 | 44.06 | 36.52 | 39.69 | 44.06 | 36.52 | 37.35 | 34.85 | 28.2 | 38.11 | 35.55 | 28.78 | 39.09 | 44.06 | 36.52 | 49.68 | 52.27 | 48.65 | 49.68 | 52.27 | 48.65 | 49.68 | 52.27 | 48.65 | 49.68 | 52.27 | 48.65 | 51.49 | 52.27 | 48.65 | 51.49 | 52.27 | 46.68 | 49.68 | 52.27 | 48.65 | 49.68 | 52.27 | 48.65 | 51.49 | 52.27 | 48.65 | 49.45 | 44.72 | 42.31 | 50.18 | 50.01 | 46.22 | 49.68 | 52.27 | 48.65
2654 | 38.86 | 43.82 | 36.29 | 38.86 | 43.82 | 36.29 | 38.86 | 43.82 | 36.29 | 38.86 | 43.82 | 36.29 | 39.57 | 43.82 | 36.29 | 39.57 | 43.82 | 29.37 | 38.86 | 43.82 | 36.29 | 38.86 | 43.82 | 36.29 | 39.57 | 43.82 | 36.29 | 37.35 | 34.85 | 28.2 | 38.47 | 35.56 | 28.78 | 38.86 | 43.82 | 36.29 | 49.45 | 52.04 | 48.42 | 49.45 | 52.04 | 48.42 | 49.45 | 52.04 | 48.42 | 49.45 | 52.04 | 48.42 | 51.49 | 52.04 | 48.42 | 51.49 | 52.04 | 48.22 | 49.45 | 52.04 | 48.42 | 49.45 | 52.04 | 48.42 | 51.49 | 52.04 | 48.42 | 49.95 | 47.66 | 42.31 | 49.95 | 51.52 | 47.64 | 49.45 | 52.04 | 48.42
2655 | 38.75 | 43.72 | 36.18 | 38.75 | 43.72 | 36.18 | 38.75 | 43.72 | 36.18 | 38.75 | 43.72 | 36.18 | 39.46 | 43.72 | 36.18 | 39.46 | 43.72 | 29.37 | 38.75 | 43.72 | 36.18 | 38.75 | 43.72 | 36.18 | 39.46 | 43.72 | 36.18 | 37.35 | 34.85 | 28.2 | 38.36 | 36.65 | 34.42 | 38.75 | 43.72 | 36.18 | 49.34 | 51.93 | 48.32 | 49.34 | 51.93 | 48.32 | 49.34 | 51.93 | 48.32 | 49.34 | 51.93 | 48.32 | 51.49 | 51.93 | 48.32 | 51.49 | 51.93 | 48.12 | 49.34 | 51.93 | 48.32 | 49.34 | 51.93 | 48.32 | 51.49 | 51.93 | 48.32 | 49.84 | 47.66 | 42.31 | 49.84 | 51.41 | 47.83 | 49.34 | 51.93 | 48.32
2656 | 38.75 | 43.72 | 36.18 | 38.75 | 43.72 | 36.18 | 38.75 | 43.72 | 36.18 | 38.75 | 43.72 | 36.18 | 39.46 | 43.72 | 36.18 | 39.46 | 43.72 | 35.84 | 38.75 | 43.72 | 36.18 | 38.75 | 43.72 | 36.18 | 39.46 | 43.72 | 36.18 | 37.35 | 41.27 | 34.42 | 38.36 | 43.28 | 35.12 | 38.75 | 43.72 | 36.18 | 49.34 | 51.93 | 48.32 | 49.34 | 51.93 | 48.32 | 49.34 | 51.93 | 48.32 | 49.34 | 51.93 | 48.32 | 51.49 | 51.93 | 48.32 | 51.49 | 51.93 | 48.11 | 49.34 | 51.93 | 48.32 | 49.34 | 51.93 | 48.32 | 51.49 | 51.93 | 48.32 | 49.95 | 47.66 | 44.8 | 49.84 | 51.41 | 47.83 | 49.34 | 51.93 | 51.3
2657 | 38.98 | 43.94 | 36.41 | 38.98 | 43.94 | 36.41 | 38.98 | 43.94 | 36.41 | 38.98 | 43.94 | 36.41 | 39.68 | 43.94 | 36.41 | 39.68 | 43.94 | 36.41 | 38.98 | 43.94 | 36.41 | 38.98 | 43.94 | 36.41 | 39.68 | 43.94 | 36.41 | 37.82 | 42.63 | 34.42 | 38.59 | 43.51 | 36.05 | 38.98 | 43.94 | 36.41 | 49.57 | 52.16 | 49.61 | 49.57 | 52.16 | 49.61 | 49.57 | 52.16 | 49.61 | 49.57 | 52.16 | 49.61 | 52.19 | 52.16 | 48.54 | 52.19 | 52.16 | 48.54 | 49.57 | 52.16 | 48.54 | 49.57 | 52.16 | 48.54 | 52.19 | 52.16 | 48.54 | 50.51 | 47.66 | 46.34 | 50.07 | 52.68 | 49.11 | 49.57 | 52.16 | 61.6
2658 | 39.12 | 44.28 | 36.55 | 39.12 | 44.28 | 36.55 | 39.12 | 44.28 | 36.55 | 39.12 | 44.28 | 36.55 | 39.82 | 45.18 | 36.55 | 39.82 | 45.18 | 36.55 | 39.12 | 44.28 | 36.55 | 39.12 | 44.26 | 36.55 | 39.82 | 45.18 | 36.55 | 41.47 | 44.73 | 35.49 | 40.64 | 45.65 | 36.22 | 39.12 | 44.28 | 36.55 | 49.7 | 52.4 | 51.3 | 49.7 | 52.4 | 51.3 | 49.7 | 52.4 | 51.3 | 49.7 | 52.4 | 51.3 | 55.28 | 52.4 | 48.68 | 55.28 | 52.4 | 48.68 | 49.7 | 52.4 | 48.68 | 49.7 | 52.29 | 48.68 | 55.28 | 52.4 | 48.68 | 65.93 | 51.87 | 47.16 | 66.59 | 65.02 | 51.81 | 49.7 | 52.4 | 62.85
2659 | 39.16 | 45.52 | 37.98 | 39.16 | 45.52 | 37.98 | 39.16 | 45.52 | 37.98 | 39.16 | 45.52 | 37.98 | 39.87 | 46.44 | 36.59 | 39.87 | 46.44 | 36.59 | 39.16 | 45.52 | 36.59 | 39.16 | 44.13 | 36.59 | 39.87 | 46.44 | 36.59 | 49.8 | 45.98 | 36.55 | 49.47 | 46.92 | 38.37 | 39.16 | 45.52 | 37.98 | 49.75 | 52.45 | 62.24 | 49.75 | 52.45 | 62.24 | 49.75 | 52.45 | 62.24 | 49.75 | 52.45 | 62.24 | 55.33 | 52.45 | 48.73 | 55.33 | 52.45 | 48.73 | 49.75 | 52.45 | 48.73 | 49.75 | 52.34 | 48.73 | 55.33 | 52.45 | 48.73 | 67.49 | 52.62 | 47.16 | 67.49 | 67.35 | 63.52 | 49.75 | 52.45 | 63.5
2660 | 39.41 | 45.83 | 37.98 | 39.41 | 45.83 | 37.98 | 39.41 | 45.83 | 37.98 | 39.41 | 45.83 | 37.98 | 40.12 | 46.76 | 36.85 | 40.12 | 46.76 | 36.85 | 39.41 | 45.83 | 36.85 | 39.41 | 44.39 | 36.85 | 40.12 | 46.76 | 36.85 | 49.97 | 46.29 | 36.48 | 49.47 | 47.24 | 38.37 | 39.41 | 45.83 | 37.98 | 50 | 52.7 | 62.24 | 50 | 52.7 | 62.24 | 50 | 52.7 | 62.24 | 50 | 52.7 | 62.24 | 55.58 | 52.7 | 48.98 | 55.58 | 52.7 | 48.98 | 50 | 52.7 | 48.98 | 50 | 52.59 | 48.98 | 55.58 | 52.7 | 48.98 | 67.49 | 52.17 | 47.16 | 67.49 | 68.03 | 63.9 | 50 | 52.7 | 62.24
2661 | 39.49 | 44.46 | 36.92 | 39.49 | 44.46 | 36.92 | 39.49 | 44.46 | 36.92 | 39.49 | 44.46 | 36.92 | 40.2 | 46.61 | 36.92 | 40.2 | 46.61 | 36.92 | 39.49 | 44.46 | 36.92 | 39.49 | 44.46 | 36.92 | 40.2 | 46.61 | 36.92 | 49.8 | 46.15 | 36.55 | 49.47 | 47.09 | 37.61 | 39.49 | 44.46 | 36.92 | 50.08 | 52.77 | 62.24 | 50.08 | 52.77 | 62.24 | 50.08 | 52.77 | 62.24 | 50.08 | 52.77 | 62.24 | 55.66 | 52.77 | 49.05 | 55.66 | 52.77 | 49.05 | 50.08 | 52.77 | 49.05 | 50.08 | 52.67 | 49.05 | 55.66 | 52.77 | 49.05 | 66.82 | 52.24 | 47.16 | 66.82 | 68.03 | 63.52 | 50.08 | 52.77 | 62.24
2662 | 39.42 | 44.39 | 36.86 | 39.42 | 44.39 | 36.86 | 39.42 | 44.39 | 36.86 | 39.42 | 44.39 | 36.86 | 40.13 | 45.99 | 36.85 | 40.13 | 45.99 | 36.85 | 39.42 | 44.39 | 36.85 | 39.42 | 44.39 | 36.85 | 40.13 | 45.99 | 36.85 | 41.93 | 45.53 | 36.49 | 41.1 | 46.46 | 37.61 | 39.42 | 44.39 | 36.86 | 50.01 | 52.71 | 62.24 | 50.01 | 52.71 | 62.24 | 50.01 | 52.71 | 62.24 | 50.01 | 52.71 | 62.24 | 55.59 | 52.71 | 48.99 | 55.59 | 52.71 | 48.99 | 50.01 | 52.71 | 48.99 | 50.01 | 52.6 | 48.99 | 55.59 | 52.71 | 48.99 | 64.8 | 52.62 | 48.5 | 63.51 | 68.03 | 63.52 | 50.01 | 52.71 | 62.24
2663 | 39.13 | 44.1 | 36.56 | 39.13 | 44.1 | 36.56 | 39.13 | 44.1 | 36.56 | 39.13 | 44.1 | 36.56 | 39.84 | 44.1 | 36.56 | 39.84 | 44.1 | 36.56 | 39.13 | 44.1 | 36.56 | 39.13 | 44.1 | 36.56 | 39.84 | 44.1 | 36.56 | 40.33 | 42.96 | 35.65 | 39.53 | 44.29 | 36.93 | 39.13 | 44.1 | 36.56 | 49.72 | 52.41 | 51.3 | 49.72 | 52.41 | 51.3 | 49.72 | 52.41 | 51.3 | 49.72 | 52.41 | 51.3 | 55.3 | 52.41 | 48.7 | 55.3 | 52.41 | 48.7 | 49.72 | 52.41 | 48.7 | 49.72 | 52.31 | 48.7 | 55.3 | 52.41 | 48.7 | 55.86 | 52.09 | 47.8 | 55.3 | 54.58 | 51.81 | 49.72 | 52.41 | 51.3
2664 | 39.12 | 44.09 | 36.55 | 39.12 | 44.09 | 36.55 | 39.12 | 44.09 | 36.55 | 39.12 | 44.09 | 36.55 | 39.83 | 44.09 | 36.55 | 39.83 | 44.09 | 36.55 | 39.12 | 44.09 | 36.55 | 39.12 | 44.09 | 36.55 | 39.83 | 44.09 | 36.55 | 38.73 | 42.22 | 35.65 | 39.52 | 43.65 | 36.92 | 39.12 | 44.09 | 36.55 | 49.71 | 52.3 | 51.3 | 49.71 | 52.3 | 51.3 | 49.71 | 52.3 | 51.3 | 49.71 | 52.3 | 51.3 | 55.29 | 52.3 | 48.69 | 55.29 | 52.3 | 48.69 | 49.71 | 52.3 | 48.69 | 49.71 | 52.3 | 48.69 | 55.29 | 52.3 | 48.69 | 53.4 | 50.96 | 47.16 | 52.33 | 52.83 | 51.81 | 49.71 | 52.3 | 51.3
2665 | 38.77 | 43.74 | 36.2 | 38.77 | 43.74 | 36.2 | 38.77 | 43.74 | 36.2 | 38.77 | 43.74 | 36.2 | 39.48 | 43.74 | 36.2 | 39.48 | 43.74 | 36.2 | 38.77 | 43.74 | 36.2 | 38.77 | 43.74 | 36.2 | 39.48 | 43.74 | 36.2 | 38.38 | 42.03 | 35.84 | 38.5 | 43.33 | 36.57 | 38.77 | 43.74 | 36.2 | 49.36 | 51.95 | 50.6 | 49.36 | 51.95 | 50.6 | 49.36 | 51.95 | 50.6 | 49.36 | 51.95 | 50.6 | 53.52 | 51.95 | 48.33 | 53.52 | 51.95 | 48.33 | 49.36 | 51.95 | 48.33 | 49.36 | 51.95 | 48.33 | 53.52 | 51.95 | 48.33 | 50.87 | 50.01 | 47.85 | 49.86 | 52.47 | 51.11 | 49.36 | 51.95 | 50.6
2666 | 38.6 | 43.56 | 36.03 | 38.6 | 43.56 | 36.03 | 38.6 | 43.56 | 36.03 | 38.6 | 43.56 | 36.03 | 39.3 | 43.56 | 36.03 | 39.3 | 43.56 | 36.03 | 38.6 | 43.56 | 36.03 | 38.6 | 43.56 | 36.03 | 39.3 | 43.56 | 36.03 | 37.45 | 42.03 | 35.66 | 38.21 | 43.33 | 36.39 | 38.6 | 43.56 | 36.03 | 49.19 | 51.77 | 50.43 | 49.19 | 51.77 | 50.43 | 49.19 | 51.77 | 50.43 | 49.19 | 51.77 | 50.43 | 52.04 | 51.77 | 48.16 | 52.04 | 51.77 | 48.16 | 49.19 | 51.77 | 48.16 | 49.19 | 51.77 | 48.16 | 52.04 | 51.77 | 48.16 | 49.96 | 50.01 | 47.64 | 49.68 | 52.3 | 50.94 | 49.19 | 51.77 | 50.43
2667 | 38.39 | 43.36 | 35.82 | 38.39 | 43.36 | 35.82 | 38.39 | 43.36 | 35.82 | 38.39 | 43.36 | 35.82 | 39.1 | 43.36 | 35.82 | 39.1 | 43.36 | 35.82 | 38.39 | 43.36 | 35.82 | 38.39 | 43.36 | 35.82 | 39.1 | 43.36 | 35.82 | 37.45 | 42.04 | 35.47 | 38.01 | 43.33 | 36.19 | 38.39 | 43.36 | 35.82 | 48.98 | 51.57 | 50.23 | 48.98 | 51.57 | 50.23 | 48.98 | 51.57 | 50.23 | 48.98 | 51.57 | 50.23 | 51.54 | 51.57 | 47.96 | 51.54 | 51.57 | 47.96 | 48.98 | 51.57 | 47.96 | 48.98 | 51.57 | 47.96 | 51.54 | 51.57 | 47.96 | 49.48 | 50.01 | 47.48 | 49.48 | 52.09 | 50.73 | 48.98 | 51.57 | 50.23
2668 | 38.4 | 43.37 | 35.83 | 38.4 | 43.37 | 35.83 | 38.4 | 43.37 | 35.83 | 38.4 | 43.37 | 35.83 | 39.11 | 43.37 | 35.83 | 39.11 | 43.37 | 35.83 | 38.4 | 43.37 | 35.83 | 38.4 | 43.37 | 35.83 | 39.11 | 43.37 | 35.83 | 38.21 | 41.71 | 35.47 | 38.79 | 43 | 36.19 | 38.4 | 43.37 | 35.83 | 48.99 | 51.58 | 50.23 | 48.99 | 51.58 | 50.23 | 48.99 | 51.58 | 50.23 | 48.99 | 51.58 | 50.23 | 51.32 | 51.58 | 47.97 | 51.32 | 51.58 | 47.97 | 48.99 | 51.58 | 47.97 | 48.99 | 51.58 | 47.97 | 51.32 | 51.58 | 47.97 | 50.49 | 51.03 | 47.49 | 49.48 | 52.1 | 50.74 | 48.99 | 51.58 | 50.23
2669 | 38.44 | 43.41 | 35.87 | 38.44 | 43.41 | 35.87 | 38.44 | 43.41 | 35.87 | 38.44 | 43.41 | 35.87 | 39.15 | 43.41 | 35.87 | 39.15 | 43.41 | 35.87 | 38.44 | 43.41 | 35.87 | 38.44 | 43.41 | 35.87 | 39.15 | 43.41 | 35.87 | 38.06 | 42.22 | 35.51 | 38.83 | 43.52 | 36.23 | 38.44 | 43.41 | 35.87 | 49.03 | 51.62 | 50.27 | 49.03 | 51.62 | 50.27 | 49.03 | 51.62 | 50.27 | 49.03 | 51.62 | 50.27 | 51.32 | 51.62 | 48.01 | 51.32 | 51.62 | 48.01 | 49.03 | 51.62 | 48.01 | 49.03 | 51.62 | 48.01 | 51.32 | 51.62 | 48.01 | 49.78 | 51.03 | 47.53 | 49.52 | 52.14 | 50.78 | 49.03 | 51.62 | 50.27
2670 | 38.18 | 43.15 | 35.61 | 38.18 | 43.15 | 35.61 | 38.18 | 43.15 | 35.61 | 38.18 | 43.15 | 35.61 | 38.89 | 43.15 | 35.61 | 38.89 | 43.15 | 35.61 | 38.18 | 43.15 | 35.61 | 38.18 | 43.15 | 35.61 | 38.89 | 43.15 | 35.61 | 38.5 | 42.04 | 35.26 | 38.57 | 43.33 | 35.97 | 38.18 | 43.15 | 35.61 | 48.77 | 51.36 | 49.61 | 48.77 | 51.36 | 49.61 | 48.77 | 51.36 | 49.61 | 48.77 | 51.36 | 49.61 | 51.32 | 51.36 | 47.75 | 51.32 | 51.36 | 47.75 | 48.77 | 51.36 | 47.75 | 48.77 | 51.36 | 47.75 | 51.32 | 51.36 | 47.75 | 50.27 | 50.85 | 47.27 | 49.26 | 51.88 | 50.11 | 48.77 | 51.36 | 51.3
2671 | 38.22 | 43.18 | 35.65 | 38.22 | 43.18 | 35.65 | 38.22 | 43.18 | 35.65 | 38.22 | 43.18 | 35.65 | 38.93 | 43.19 | 35.65 | 38.93 | 43.18 | 35.65 | 38.22 | 43.19 | 35.65 | 38.22 | 43.19 | 35.65 | 38.93 | 43.19 | 35.65 | 37.84 | 34.02 | 35.29 | 38.6 | 42.75 | 36.01 | 38.22 | 43.19 | 35.65 | 48.81 | 51.4 | 49.61 | 48.81 | 51.4 | 49.61 | 48.81 | 51.4 | 49.61 | 48.81 | 51.4 | 49.61 | 51.43 | 51.4 | 47.78 | 51.43 | 51.4 | 47.78 | 48.81 | 51.4 | 47.78 | 48.81 | 51.4 | 47.78 | 51.43 | 51.4 | 47.78 | 49.78 | 50.36 | 47.31 | 49.3 | 51.91 | 50.11 | 48.81 | 51.4 | 51.3
2672 | 38.53 | 43.5 | 35.96 | 38.53 | 43.5 | 35.96 | 38.53 | 43.5 | 35.96 | 38.53 | 43.5 | 35.96 | 39.24 | 43.5 | 35.96 | 39.24 | 43.5 | 35.96 | 38.53 | 43.5 | 35.96 | 38.53 | 43.5 | 35.96 | 39.24 | 43.5 | 35.96 | 38.15 | 13.11 | 34.42 | 38.15 | 43.06 | 35.6 | 38.53 | 43.5 | 35.96 | 49.12 | 51.71 | 49.61 | 49.12 | 51.71 | 49.61 | 49.12 | 51.71 | 49.61 | 49.12 | 51.71 | 49.61 | 54.7 | 51.71 | 48.1 | 54.7 | 51.71 | 48.1 | 49.12 | 51.71 | 48.1 | 49.12 | 51.71 | 48.1 | 54.7 | 51.71 | 48.1 | 49.62 | 49.13 | 47.64 | 49.62 | 51.19 | 49.11 | 49.12 | 51.71 | 51.14
2673 | 38.83 | 43.8 | 36.26 | 38.83 | 43.8 | 36.26 | 38.83 | 43.8 | 36.26 | 38.83 | 43.8 | 36.26 | 39.54 | 43.8 | 36.26 | 39.54 | 43.8 | 36.26 | 38.83 | 43.8 | 36.26 | 38.83 | 43.8 | 36.26 | 39.54 | 43.8 | 36.26 | 37.68 | 0 | 0 | 38.44 | 43.36 | 34.42 | 38.83 | 43.8 | 36.26 | 49.42 | 52.01 | 48.4 | 49.42 | 52.01 | 48.4 | 49.42 | 52.01 | 48.4 | 49.42 | 52.01 | 48.4 | 55 | 52.01 | 48.4 | 55 | 52.01 | 48.4 | 49.42 | 52.01 | 48.4 | 49.42 | 52.01 | 48.4 | 55 | 52.01 | 48.4 | 44.21 | 39.2 | 47.16 | 48.93 | 51.49 | 48.12 | 49.42 | 52.01 | 48.4
2674 | 39.11 | 44.08 | 36.54 | 39.11 | 44.08 | 36.54 | 39.11 | 44.08 | 36.54 | 39.11 | 44.08 | 36.54 | 39.82 | 44.08 | 36.54 | 39.82 | 44.08 | 18.88 | 39.11 | 44.08 | 36.54 | 39.11 | 44.08 | 36.54 | 39.82 | 44.08 | 36.54 | 37.47 | 0 | 0 | 38.72 | 43.64 | 36.18 | 39.11 | 44.08 | 36.54 | 49.7 | 52.29 | 48.68 | 49.7 | 52.29 | 48.68 | 49.7 | 52.29 | 48.68 | 49.7 | 52.29 | 48.68 | 55.28 | 52.29 | 48.68 | 55.28 | 52.29 | 48.68 | 49.7 | 52.29 | 48.68 | 49.7 | 52.29 | 48.68 | 55.28 | 52.29 | 48.68 | 47.81 | 0 | 47.16 | 49.21 | 51.77 | 48.19 | 49.7 | 52.29 | 48.68
2675 | 39.16 | 44.13 | 36.59 | 39.16 | 44.13 | 36.59 | 39.16 | 44.13 | 36.59 | 39.16 | 44.13 | 36.59 | 39.69 | 44.13 | 36.59 | 39.69 | 44.13 | 18.88 | 39.16 | 44.13 | 36.59 | 39.16 | 44.13 | 36.59 | 39.69 | 44.13 | 36.59 | 37.35 | 0 | 0 | 38.77 | 43.69 | 36.23 | 39.16 | 44.13 | 36.59 | 49.75 | 52.34 | 48.73 | 49.75 | 52.34 | 48.73 | 49.75 | 52.34 | 48.73 | 49.75 | 52.34 | 48.73 | 52.37 | 52.34 | 48.73 | 52.37 | 52.34 | 48.52 | 49.75 | 52.34 | 48.73 | 49.75 | 52.34 | 48.73 | 52.37 | 52.34 | 48.73 | 21.26 | 0 | 46.8 | 49.25 | 51.82 | 48.24 | 49.75 | 52.34 | 48.73
2676 | 39 | 43.96 | 36.43 | 39 | 43.96 | 36.43 | 39 | 43.96 | 36.43 | 39 | 43.96 | 36.43 | 39.7 | 43.96 | 36.43 | 39.7 | 43.96 | 0 | 39 | 43.96 | 36.43 | 39 | 43.96 | 36.43 | 39.7 | 43.96 | 36.43 | 37.36 | 0 | 0 | 38.61 | 42.8 | 34.42 | 39 | 43.96 | 36.43 | 49.58 | 52.17 | 48.56 | 49.58 | 52.17 | 48.56 | 49.58 | 52.17 | 48.56 | 49.58 | 52.17 | 48.56 | 49.58 | 52.17 | 48.56 | 49.58 | 52.17 | 47.16 | 49.58 | 52.17 | 48.56 | 49.58 | 52.17 | 48.56 | 49.58 | 52.17 | 48.56 | 44.21 | 0 | 44.8 | 49.09 | 51.65 | 46.18 | 49.58 | 52.17 | 48.56
2677 | 38.74 | 43.71 | 36.17 | 38.74 | 43.71 | 36.17 | 38.74 | 43.71 | 36.17 | 38.74 | 43.71 | 36.17 | 39.45 | 43.71 | 36.17 | 39.45 | 43.71 | 26.62 | 38.74 | 43.71 | 36.17 | 38.74 | 43.71 | 36.17 | 39.45 | 43.71 | 36.17 | 37.58 | 0 | 26.35 | 38.35 | 0 | 34.42 | 38.74 | 43.71 | 36.17 | 49.33 | 51.92 | 48.3 | 49.33 | 51.92 | 48.3 | 49.33 | 51.92 | 48.3 | 49.33 | 51.92 | 48.3 | 50.62 | 51.92 | 48.3 | 50.62 | 51.92 | 47.16 | 49.33 | 51.92 | 48.3 | 49.33 | 51.92 | 48.3 | 50.62 | 51.92 | 48.3 | 47.63 | 0 | 44.8 | 48.83 | 49.68 | 45.72 | 49.33 | 51.92 | 48.3
2678 | 38.47 | 43.43 | 35.9 | 38.47 | 43.43 | 35.9 | 38.47 | 43.43 | 35.9 | 38.47 | 43.43 | 35.9 | 39.17 | 43.43 | 35.9 | 39.17 | 43.43 | 26.62 | 38.47 | 43.43 | 35.9 | 38.47 | 43.43 | 35.9 | 39.17 | 43.43 | 35.9 | 37.32 | 0 | 26.35 | 38.08 | 0 | 34.42 | 38.47 | 43.43 | 35.9 | 49.05 | 51.64 | 48.03 | 49.05 | 51.64 | 48.03 | 49.05 | 51.64 | 48.03 | 49.05 | 51.64 | 48.03 | 50.62 | 51.64 | 48.03 | 50.62 | 51.64 | 45.72 | 49.05 | 51.64 | 48.03 | 49.05 | 51.64 | 48.03 | 50.62 | 51.64 | 48.03 | 47.63 | 0 | 44.8 | 48.56 | 51.13 | 45.72 | 49.05 | 51.64 | 48.03
2679 | 38.28 | 43.25 | 35.72 | 38.28 | 43.25 | 35.72 | 38.28 | 43.25 | 35.72 | 38.28 | 43.25 | 35.72 | 38.99 | 43.25 | 35.72 | 38.99 | 43.25 | 28.78 | 38.28 | 43.25 | 35.72 | 38.28 | 43.25 | 35.72 | 38.99 | 43.25 | 35.72 | 37.32 | 0 | 28.49 | 37.9 | 42.82 | 34.42 | 38.28 | 43.25 | 35.72 | 48.87 | 51.46 | 47.85 | 48.87 | 51.46 | 47.85 | 48.87 | 51.46 | 47.85 | 48.87 | 51.46 | 47.85 | 50.62 | 51.46 | 47.85 | 50.62 | 51.46 | 47.85 | 48.87 | 51.46 | 47.85 | 48.87 | 51.46 | 47.85 | 50.62 | 51.46 | 47.85 | 47.63 | 0 | 47.16 | 48.6 | 50.95 | 48.12 | 48.87 | 51.46 | 47.85
2680 | 38.28 | 43.24 | 35.71 | 38.28 | 43.24 | 35.71 | 38.28 | 43.24 | 35.71 | 38.28 | 43.24 | 35.71 | 38.98 | 43.24 | 35.71 | 38.98 | 43.24 | 29.37 | 38.28 | 43.24 | 35.71 | 38.28 | 43.24 | 35.71 | 38.98 | 43.24 | 35.71 | 37.89 | 27.87 | 28.78 | 38.66 | 42.81 | 35.35 | 38.28 | 43.24 | 35.71 | 48.87 | 51.45 | 50.11 | 48.87 | 51.45 | 50.11 | 48.87 | 51.45 | 50.11 | 48.87 | 51.45 | 50.11 | 52.36 | 51.45 | 47.84 | 52.36 | 51.45 | 47.84 | 48.87 | 51.45 | 47.84 | 48.87 | 51.45 | 47.84 | 52.36 | 51.45 | 47.84 | 49.26 | 48.15 | 47.36 | 49.36 | 51.97 | 50.62 | 48.87 | 51.45 | 50.11
2681 | 38.52 | 43.48 | 35.95 | 38.52 | 43.48 | 35.95 | 38.52 | 43.48 | 35.95 | 38.52 | 43.48 | 35.95 | 39.22 | 43.48 | 35.95 | 39.22 | 43.48 | 35.95 | 38.52 | 43.48 | 35.95 | 38.52 | 43.48 | 35.95 | 39.22 | 43.48 | 35.95 | 38.83 | 42.81 | 35.14 | 38.91 | 43.92 | 36.31 | 38.52 | 43.48 | 35.95 | 49.11 | 51.8 | 51.3 | 49.11 | 51.8 | 51.3 | 49.11 | 51.8 | 51.3 | 49.11 | 51.8 | 51.3 | 54.69 | 51.8 | 48.08 | 54.69 | 51.8 | 48.08 | 49.11 | 51.8 | 48.12 | 49.11 | 51.8 | 48.12 | 54.69 | 51.8 | 48.08 | 53.94 | 50.32 | 47.6 | 53.94 | 52.32 | 51.81 | 49.11 | 51.8 | 51.3
2682 | 38.73 | 46.23 | 40.02 | 38.73 | 46.23 | 40.02 | 38.73 | 46.23 | 40.02 | 38.73 | 46.23 | 40.02 | 39.44 | 46.23 | 36.16 | 39.44 | 46.24 | 36.16 | 38.73 | 46.23 | 36.16 | 38.73 | 46.23 | 36.16 | 39.44 | 46.23 | 36.16 | 40.39 | 46.7 | 36.53 | 41.21 | 50.09 | 40.42 | 38.73 | 46.23 | 40.02 | 49.32 | 52.01 | 67.18 | 49.32 | 52.01 | 67.18 | 54.9 | 52.01 | 67.18 | 54.9 | 72.84 | 67.18 | 54.9 | 52.01 | 48.29 | 54.9 | 52.01 | 48.29 | 49.32 | 52.01 | 48.29 | 49.32 | 52.01 | 48.29 | 54.9 | 52.01 | 48.29 | 66.19 | 51.49 | 47.81 | 67.54 | 78.19 | 96.03 | 54.9 | 52.01 | 67.18
2683 | 39.01 | 46.52 | 45.48 | 39.01 | 46.52 | 45.48 | 39.72 | 46.52 | 45.48 | 39.72 | 47.86 | 45.48 | 39.72 | 46.52 | 36.44 | 39.72 | 46.52 | 36.44 | 39.01 | 46.52 | 36.44 | 39.01 | 46.52 | 36.44 | 39.72 | 46.52 | 36.44 | 51.62 | 49.44 | 43.67 | 52.67 | 60.07 | 45.94 | 39.72 | 46.52 | 45.48 | 49.6 | 53.82 | 79.76 | 49.6 | 53.82 | 79.76 | 55.18 | 53.82 | 79.76 | 55.18 | 73.57 | 79.76 | 55.18 | 53.46 | 49.76 | 55.18 | 53.46 | 49.76 | 49.6 | 53.46 | 49.76 | 49.6 | 53.46 | 49.76 | 55.18 | 53.46 | 49.76 | 70.95 | 54.59 | 50.75 | 72.39 | 102.88 | 104.49 | 55.18 | 53.82 | 79.76
2684 | 39.4 | 46.91 | 39.02 | 39.4 | 46.92 | 39.02 | 40.11 | 46.92 | 48.45 | 40.11 | 47.86 | 48.45 | 40.11 | 46.92 | 38.26 | 40.11 | 46.92 | 38.26 | 39.4 | 46.92 | 38.26 | 39.4 | 46.91 | 38.26 | 40.11 | 46.92 | 38.26 | 52.67 | 58.87 | 47.97 | 52.67 | 60.07 | 48.94 | 39.4 | 46.91 | 39.02 | 49.99 | 53.82 | 63.5 | 49.99 | 53.82 | 63.5 | 55.57 | 53.82 | 86.94 | 55.57 | 73.57 | 86.94 | 55.57 | 53.82 | 50.29 | 55.57 | 53.82 | 50.29 | 49.99 | 53.82 | 50.29 | 49.99 | 53.82 | 50.29 | 55.57 | 53.82 | 50.29 | 72.89 | 58.38 | 51.85 | 72.89 | 99.33 | 104.49 | 55.57 | 53.82 | 63.5
2685 | 39.53 | 44.49 | 36.96 | 39.53 | 44.5 | 36.96 | 39.53 | 44.5 | 48.45 | 39.53 | 44.5 | 48.45 | 40.23 | 47.04 | 38.25 | 40.23 | 47.04 | 38.25 | 39.53 | 44.5 | 36.96 | 39.53 | 44.49 | 36.96 | 40.23 | 47.04 | 38.25 | 52.67 | 58.87 | 47.97 | 51.62 | 60.07 | 48.94 | 39.53 | 44.49 | 36.96 | 50.12 | 53.82 | 51.36 | 50.12 | 53.82 | 51.36 | 50.12 | 53.82 | 84.77 | 50.12 | 73.57 | 84.77 | 55.7 | 53.82 | 51.36 | 55.7 | 53.82 | 51.36 | 50.12 | 53.82 | 51.36 | 50.12 | 53.82 | 51.36 | 55.7 | 53.82 | 51.36 | 72.89 | 75.09 | 83.93 | 72.89 | 78.98 | 104.49 | 50.12 | 53.82 | 51.36
2686 | 39.46 | 44.43 | 36.89 | 39.46 | 44.43 | 36.89 | 39.46 | 44.43 | 43.23 | 39.46 | 44.43 | 43.23 | 40.17 | 46.98 | 37.22 | 40.17 | 46.98 | 37.22 | 39.46 | 44.43 | 36.89 | 39.46 | 44.43 | 36.89 | 40.17 | 46.98 | 37.22 | 49.8 | 58.87 | 43.67 | 49.8 | 60.07 | 44.56 | 39.46 | 44.43 | 36.89 | 50.05 | 52.64 | 51.3 | 50.05 | 52.75 | 51.3 | 50.05 | 52.75 | 84.77 | 50.05 | 73.57 | 84.77 | 55.63 | 52.75 | 50.29 | 55.63 | 52.75 | 50.29 | 50.05 | 52.75 | 50.29 | 50.05 | 52.64 | 50.29 | 55.63 | 52.75 | 50.29 | 72.17 | 63.83 | 83.93 | 70.74 | 78.98 | 92.59 | 50.05 | 52.64 | 51.3
2687 | 38.99 | 43.96 | 36.42 | 38.99 | 43.96 | 36.42 | 38.99 | 43.96 | 42.79 | 38.99 | 43.96 | 42.79 | 39.7 | 46.51 | 36.42 | 39.7 | 46.51 | 36.42 | 38.99 | 43.96 | 36.42 | 38.99 | 43.96 | 36.42 | 39.7 | 46.51 | 36.42 | 44.25 | 58.87 | 43.22 | 43.89 | 60.07 | 44.11 | 38.99 | 43.96 | 36.42 | 49.58 | 52.17 | 51.3 | 49.58 | 52.28 | 51.3 | 49.58 | 52.28 | 51.33 | 49.58 | 54.12 | 67.6 | 55.16 | 52.28 | 50.29 | 55.16 | 52.28 | 50.29 | 49.58 | 52.28 | 50.29 | 49.58 | 52.17 | 50.29 | 55.16 | 52.28 | 50.29 | 64.15 | 75.09 | 51.85 | 64.15 | 76.62 | 72.56 | 49.58 | 52.17 | 51.3
2688 | 38.73 | 43.69 | 36.16 | 38.73 | 43.69 | 36.16 | 38.73 | 43.69 | 42.79 | 38.73 | 43.69 | 42.79 | 39.43 | 46.24 | 37.11 | 39.43 | 46.24 | 37.11 | 38.73 | 43.69 | 36.16 | 38.73 | 43.69 | 36.16 | 39.43 | 46.24 | 37.11 | 40.54 | 58.87 | 43.67 | 40.25 | 60.07 | 44.56 | 38.73 | 43.69 | 36.16 | 49.32 | 51.9 | 51.3 | 49.32 | 51.9 | 51.3 | 49.32 | 51.9 | 67.6 | 49.32 | 73.57 | 67.6 | 54.9 | 52.01 | 52.4 | 54.9 | 52.01 | 52.4 | 49.32 | 51.9 | 51.61 | 49.32 | 51.9 | 51.3 | 54.9 | 52.01 | 52.4 | 61.15 | 75.09 | 68.99 | 59.94 | 76.62 | 72.56 | 49.32 | 51.9 | 51.3
2689 | 38.38 | 43.35 | 35.81 | 38.38 | 43.35 | 35.81 | 38.38 | 43.35 | 42.79 | 38.38 | 43.35 | 42.79 | 39.09 | 45.89 | 37.11 | 39.09 | 45.89 | 37.11 | 38.38 | 43.35 | 35.81 | 38.38 | 43.35 | 35.81 | 39.09 | 45.89 | 37.11 | 40.3 | 58.87 | 43.67 | 39.89 | 60.07 | 44.56 | 38.38 | 43.35 | 35.81 | 48.97 | 51.56 | 49.5 | 48.97 | 51.56 | 51.3 | 48.97 | 51.56 | 67.6 | 48.97 | 73.57 | 67.6 | 54.55 | 51.66 | 52.4 | 54.55 | 51.66 | 52.4 | 48.97 | 51.56 | 51.61 | 48.97 | 51.56 | 49.5 | 54.55 | 51.66 | 52.4 | 56.8 | 75.09 | 68.99 | 55.67 | 76.62 | 72.56 | 48.97 | 51.56 | 49.5
2690 | 38.17 | 43.14 | 35.6 | 38.17 | 43.14 | 35.6 | 38.17 | 43.14 | 42.79 | 38.17 | 43.14 | 42.79 | 38.88 | 45.68 | 37.11 | 38.88 | 45.68 | 37.11 | 38.17 | 43.14 | 35.6 | 38.17 | 43.14 | 35.6 | 38.88 | 45.68 | 37.11 | 39.27 | 58.87 | 43.67 | 39.19 | 60.07 | 44.56 | 38.17 | 43.14 | 35.6 | 48.76 | 51.35 | 48.92 | 48.76 | 51.35 | 48.92 | 48.76 | 51.35 | 67.6 | 48.76 | 73.57 | 67.6 | 54.34 | 51.45 | 52.4 | 54.34 | 51.45 | 52.4 | 48.76 | 51.35 | 51.61 | 48.76 | 51.35 | 48.92 | 54.34 | 51.45 | 52.4 | 54.89 | 76.61 | 69.01 | 53.79 | 78.18 | 72.56 | 48.76 | 51.35 | 48.92
2691 | 38.13 | 43.1 | 35.57 | 38.13 | 43.1 | 35.57 | 38.13 | 43.1 | 39.43 | 38.13 | 43.1 | 39.43 | 38.84 | 45.63 | 35.75 | 38.84 | 45.65 | 35.75 | 38.13 | 43.1 | 35.57 | 38.13 | 43.1 | 35.57 | 38.84 | 45.63 | 35.75 | 39.23 | 58.32 | 40.24 | 39.19 | 59.5 | 41.06 | 38.13 | 43.1 | 35.57 | 48.72 | 51.31 | 47.7 | 48.72 | 51.31 | 48.88 | 48.72 | 51.31 | 50.53 | 48.72 | 73.57 | 67.6 | 54.3 | 51.42 | 49.11 | 54.3 | 51.42 | 49.11 | 48.72 | 51.31 | 49.11 | 48.72 | 51.31 | 47.7 | 54.3 | 51.42 | 49.11 | 54.85 | 76.61 | 68.99 | 53.76 | 78.18 | 72.56 | 48.72 | 51.31 | 47.7
2692 | 38.32 | 43.29 | 35.76 | 38.32 | 43.29 | 35.76 | 38.32 | 43.29 | 38.79 | 38.32 | 43.29 | 38.79 | 39.03 | 45.68 | 35.76 | 39.03 | 45.84 | 35.76 | 38.32 | 43.29 | 35.76 | 38.32 | 43.29 | 35.76 | 39.03 | 45.68 | 35.76 | 40.1 | 58.31 | 39.59 | 40.91 | 59.5 | 40.4 | 38.32 | 43.29 | 35.76 | 48.91 | 51.5 | 47.99 | 48.91 | 51.5 | 47.99 | 48.91 | 51.5 | 50.72 | 48.91 | 73.57 | 66.92 | 54.49 | 51.61 | 47.99 | 54.49 | 51.61 | 47.99 | 48.91 | 51.5 | 47.99 | 48.91 | 51.5 | 47.99 | 54.49 | 51.61 | 47.99 | 55.85 | 75.09 | 68.3 | 56.99 | 78.98 | 99.56 | 48.91 | 51.5 | 47.99
2693 | 39 | 43.96 | 36.43 | 39 | 43.96 | 36.43 | 39.7 | 46.36 | 42.17 | 39.7 | 57.68 | 42.17 | 39.7 | 46.36 | 36.43 | 39.7 | 46.51 | 36.43 | 39 | 43.96 | 36.43 | 39 | 43.96 | 36.43 | 39.7 | 46.36 | 36.43 | 51.62 | 60.07 | 41.75 | 52.67 | 61.29 | 42.6 | 39 | 43.96 | 36.43 | 49.59 | 52.17 | 48.78 | 49.59 | 52.17 | 48.78 | 55.17 | 52.28 | 67.6 | 55.17 | 73.57 | 67.6 | 55.17 | 52.28 | 48.78 | 55.17 | 52.28 | 48.78 | 49.59 | 52.17 | 48.78 | 49.59 | 52.17 | 48.78 | 55.17 | 52.28 | 48.78 | 72.39 | 76.61 | 69.69 | 72.39 | 78.98 | 99.56 | 49.59 | 52.17 | 48.78
2694 | 39.66 | 44.63 | 37.09 | 39.66 | 44.63 | 37.09 | 40.37 | 47.17 | 45.48 | 40.37 | 57.68 | 45.48 | 40.37 | 47.17 | 37.09 | 40.37 | 47.17 | 37.09 | 39.66 | 44.63 | 37.09 | 39.66 | 44.63 | 37.09 | 40.37 | 47.17 | 37.09 | 52.92 | 60.07 | 44.56 | 53.74 | 60.07 | 45.94 | 39.66 | 44.63 | 37.09 | 50.25 | 52.84 | 50.41 | 50.25 | 52.84 | 50.41 | 55.83 | 52.94 | 68.99 | 55.83 | 73.57 | 68.99 | 55.83 | 52.94 | 50.41 | 55.83 | 52.94 | 50.41 | 50.25 | 52.84 | 50.41 | 50.25 | 52.84 | 50.41 | 55.83 | 52.94 | 50.41 | 73.62 | 76.61 | 69.69 | 73.62 | 78.98 | 71.84 | 50.25 | 52.84 | 50.41
2695 | 40.3 | 45.27 | 37.73 | 40.3 | 45.27 | 37.73 | 41.01 | 47.81 | 40.24 | 41.01 | 57.14 | 40.24 | 41.01 | 47.81 | 37.73 | 41.01 | 47.81 | 37.73 | 40.3 | 45.27 | 37.73 | 40.3 | 45.27 | 37.73 | 41.01 | 47.81 | 37.73 | 53.74 | 59.5 | 39.84 | 53.74 | 59.5 | 40.65 | 40.3 | 45.27 | 37.73 | 50.89 | 53.48 | 49.87 | 50.89 | 53.48 | 49.87 | 56.47 | 53.58 | 52.58 | 56.47 | 69.64 | 52.58 | 56.47 | 53.58 | 49.87 | 56.47 | 53.58 | 49.87 | 50.89 | 53.48 | 49.87 | 50.89 | 53.48 | 49.87 | 56.47 | 53.58 | 49.87 | 73.62 | 72.52 | 52.06 | 73.62 | 74 | 53.12 | 50.89 | 53.48 | 49.87
2696 | 41.28 | 46.24 | 38.71 | 41.28 | 46.24 | 38.71 | 41.98 | 46.24 | 38.71 | 41.98 | 46.24 | 38.71 | 41.98 | 47.88 | 38.71 | 41.98 | 47.88 | 38.71 | 41.28 | 46.24 | 38.71 | 41.28 | 46.24 | 38.71 | 41.98 | 47.88 | 38.71 | 51.15 | 47.4 | 38.32 | 50.13 | 46.71 | 38.32 | 41.28 | 46.24 | 38.71 | 51.87 | 54.45 | 50.84 | 51.87 | 54.45 | 50.84 | 57.45 | 54.45 | 50.84 | 57.45 | 54.45 | 50.84 | 57.45 | 54.56 | 50.84 | 57.45 | 54.56 | 50.84 | 51.87 | 54.45 | 50.84 | 51.87 | 54.45 | 50.84 | 57.45 | 54.56 | 50.84 | 69.63 | 54.01 | 50.33 | 68.25 | 55 | 51.36 | 51.87 | 54.45 | 50.84
2697 | 40.86 | 45.83 | 38.29 | 40.86 | 45.83 | 38.29 | 41.57 | 45.83 | 38.29 | 41.57 | 45.83 | 38.29 | 41.57 | 45.83 | 38.29 | 41.57 | 45.83 | 38.29 | 40.86 | 45.83 | 38.29 | 40.86 | 45.83 | 38.29 | 41.57 | 45.83 | 38.29 | 48.65 | 45.37 | 37.91 | 47.68 | 45.43 | 37.91 | 40.86 | 45.83 | 38.29 | 51.45 | 54.04 | 50.43 | 51.45 | 54.04 | 50.43 | 57.03 | 54.04 | 50.43 | 57.03 | 54.04 | 50.43 | 57.03 | 54.04 | 50.43 | 57.03 | 54.04 | 50.43 | 51.45 | 54.04 | 50.43 | 51.45 | 54.04 | 50.43 | 57.03 | 54.04 | 50.43 | 61.86 | 53.5 | 49.92 | 60.63 | 54.59 | 50.94 | 51.45 | 54.04 | 50.43
2698 | 40.6 | 45.57 | 38.04 | 40.6 | 45.57 | 38.04 | 40.6 | 45.57 | 38.04 | 40.6 | 45.57 | 38.04 | 41.31 | 45.57 | 38.04 | 41.31 | 45.57 | 38.04 | 40.6 | 45.57 | 38.04 | 40.6 | 45.57 | 38.04 | 41.31 | 45.57 | 38.04 | 41.01 | 45.12 | 37.66 | 41.01 | 45.12 | 37.66 | 40.6 | 45.57 | 38.04 | 51.19 | 53.78 | 50.17 | 51.19 | 53.78 | 50.17 | 54.5 | 53.78 | 50.17 | 54.5 | 53.78 | 50.17 | 56.77 | 53.78 | 50.17 | 56.77 | 53.78 | 50.17 | 51.19 | 53.78 | 50.17 | 51.19 | 53.78 | 50.17 | 56.77 | 53.78 | 50.17 | 56.19 | 53.24 | 49.67 | 55.07 | 53.24 | 49.67 | 51.19 | 53.78 | 50.17
2699 | 40.31 | 43.85 | 33.06 | 40.31 | 43.85 | 35.65 | 40.31 | 43.85 | 35.65 | 40.31 | 43.85 | 35.65 | 41.01 | 43.85 | 35.65 | 41.01 | 43.85 | 35.65 | 40.31 | 45.27 | 37.74 | 40.31 | 45.27 | 37.74 | 41.01 | 43.85 | 35.65 | 40.71 | 43.41 | 35.3 | 40.59 | 43.41 | 35.3 | 40.31 | 43.85 | 33.06 | 50.89 | 53.13 | 49.61 | 50.89 | 53.13 | 49.61 | 53.14 | 53.13 | 49.61 | 53.14 | 53.13 | 49.61 | 56.47 | 53.13 | 49.61 | 56.47 | 53.13 | 49.61 | 50.89 | 53.48 | 49.87 | 50.89 | 53.48 | 49.87 | 56.47 | 53.13 | 49.61 | 55.91 | 52.6 | 49.11 | 54.78 | 52.6 | 49.11 | 50.89 | 53.13 | 49.61
2700 | 40.06 | 45.03 | 29 | 40.06 | 45.03 | 36.59 | 40.77 | 45.03 | 36.59 | 40.77 | 45.03 | 36.59 | 40.77 | 45.52 | 36.59 | 40.77 | 45.52 | 36.59 | 40.06 | 45.03 | 37.49 | 40.06 | 45.03 | 37.49 | 40.77 | 45.52 | 36.59 | 43.33 | 45.06 | 36.23 | 42.46 | 44.59 | 36.23 | 40.06 | 45.03 | 29 | 50.65 | 53.24 | 49.61 | 50.65 | 53.24 | 49.61 | 56.23 | 53.24 | 49.61 | 56.23 | 53.24 | 49.61 | 56.23 | 53.35 | 49.61 | 56.23 | 53.35 | 49.61 | 50.65 | 53.24 | 49.63 | 50.65 | 53.24 | 49.63 | 56.23 | 53.35 | 49.61 | 58.15 | 53.24 | 49.11 | 56.99 | 53.24 | 49.11 | 50.65 | 53.24 | 49.61
2701 | 39.83 | 43.09 | 33.06 | 39.83 | 43.09 | 33.06 | 39.83 | 43.09 | 34.77 | 39.83 | 43.09 | 34.77 | 40.19 | 43.09 | 34.77 | 40.19 | 43.09 | 34.77 | 39.83 | 44.8 | 37.26 | 39.83 | 44.8 | 37.26 | 40.19 | 43.09 | 34.77 | 39.43 | 42.66 | 34.42 | 39.43 | 42.66 | 34.42 | 39.83 | 43.09 | 33.06 | 50.42 | 52.08 | 49.4 | 50.42 | 52.08 | 49.4 | 50.42 | 52.08 | 49.4 | 50.42 | 52.08 | 49.4 | 54.68 | 52.08 | 49.4 | 54.68 | 52.08 | 49.4 | 50.42 | 53.01 | 49.4 | 50.42 | 53.01 | 49.4 | 54.68 | 52.08 | 49.4 | 53.57 | 51.56 | 48.9 | 52.5 | 51.56 | 48.9 | 50.42 | 52.08 | 49.4
2702 | 39.61 | 42.9 | 33.06 | 39.61 | 42.9 | 34.77 | 39.61 | 42.9 | 34.77 | 39.61 | 42.9 | 34.77 | 40.02 | 43.09 | 34.77 | 40.02 | 43.09 | 34.77 | 39.61 | 44.57 | 37.04 | 39.61 | 44.57 | 37.04 | 40.02 | 43.09 | 34.77 | 39.21 | 42.47 | 34.42 | 39.21 | 42.47 | 34.42 | 39.61 | 42.9 | 33.06 | 50.19 | 51.54 | 49.17 | 50.19 | 51.54 | 49.17 | 50.19 | 51.54 | 49.17 | 50.19 | 51.54 | 49.17 | 55.77 | 52.08 | 49.17 | 55.77 | 52.08 | 49.17 | 50.19 | 52.78 | 49.17 | 50.19 | 52.78 | 49.17 | 55.77 | 52.08 | 49.17 | 53.57 | 51.03 | 48.61 | 52.5 | 51.03 | 48.61 | 50.19 | 51.54 | 49.17
2703 | 39.43 | 44.4 | 33.06 | 39.43 | 44.4 | 34.77 | 39.43 | 44.4 | 34.77 | 39.43 | 44.4 | 34.77 | 40.14 | 44.85 | 34.77 | 40.14 | 44.85 | 34.77 | 39.43 | 44.4 | 36.87 | 39.43 | 44.4 | 36.87 | 40.14 | 44.85 | 34.77 | 39.74 | 44.4 | 34.42 | 39.74 | 43.96 | 34.42 | 39.43 | 44.4 | 33.06 | 50.02 | 51.86 | 49 | 50.02 | 51.86 | 49 | 50.02 | 51.86 | 49 | 50.02 | 51.86 | 49 | 54.68 | 52.4 | 49 | 54.68 | 52.4 | 49 | 50.02 | 52.61 | 49 | 50.02 | 52.61 | 49 | 54.68 | 52.4 | 49 | 53.57 | 51.35 | 48.51 | 52.5 | 51.35 | 48.51 | 50.02 | 51.86 | 49
2704 | 39.34 | 44.3 | 28.21 | 39.34 | 44.3 | 36.77 | 39.34 | 44.3 | 36.77 | 39.34 | 44.3 | 36.77 | 40.05 | 45.5 | 36.77 | 40.05 | 45.5 | 36.59 | 39.34 | 44.3 | 36.77 | 39.34 | 44.3 | 36.77 | 40.05 | 45.5 | 36.77 | 40.14 | 45.05 | 35.85 | 39.74 | 44.16 | 35.85 | 39.34 | 44.3 | 28.21 | 49.93 | 52.52 | 48.9 | 49.93 | 52.52 | 48.9 | 49.93 | 52.52 | 48.9 | 49.93 | 52.52 | 48.9 | 55.51 | 52.62 | 48.9 | 55.51 | 52.62 | 48.9 | 49.93 | 52.52 | 48.9 | 49.93 | 52.52 | 48.9 | 55.51 | 52.62 | 48.9 | 54.39 | 52.95 | 48.41 | 53.3 | 52.95 | 48.41 | 49.93 | 52.52 | 48.9
2705 | 39.41 | 44.38 | 28.21 | 39.41 | 44.38 | 36.85 | 40.12 | 44.38 | 36.85 | 40.12 | 44.38 | 36.85 | 40.12 | 46.78 | 36.85 | 40.12 | 46.92 | 36.85 | 39.41 | 44.38 | 36.85 | 39.41 | 44.38 | 36.85 | 40.12 | 46.78 | 36.85 | 43.52 | 47.4 | 37.22 | 44.41 | 46.46 | 37.22 | 39.41 | 44.38 | 28.21 | 50 | 52.59 | 48.98 | 50 | 52.59 | 48.98 | 50 | 52.59 | 48.98 | 50 | 52.59 | 48.98 | 55.58 | 52.7 | 48.98 | 55.58 | 52.7 | 48.98 | 50 | 52.59 | 48.98 | 50 | 52.59 | 48.98 | 55.58 | 52.7 | 48.98 | 67.7 | 53.23 | 48.49 | 67.7 | 53.12 | 48.49 | 50 | 52.59 | 48.98
2706 | 39.49 | 44.45 | 36.92 | 39.49 | 44.45 | 36.92 | 40.19 | 44.45 | 42.79 | 40.19 | 44.45 | 42.79 | 40.19 | 46.85 | 36.92 | 40.19 | 47 | 36.92 | 39.49 | 44.45 | 36.92 | 39.49 | 44.45 | 36.92 | 40.19 | 46.85 | 36.92 | 47.52 | 48.53 | 43.22 | 48.49 | 47.56 | 43.22 | 39.49 | 44.45 | 36.92 | 50.07 | 52.66 | 49.05 | 50.07 | 52.66 | 49.05 | 50.07 | 52.66 | 49.28 | 50.07 | 52.66 | 49.28 | 55.65 | 52.77 | 49.05 | 55.65 | 52.77 | 49.05 | 50.07 | 52.66 | 49.05 | 50.07 | 52.66 | 49.05 | 55.65 | 52.77 | 49.05 | 71.44 | 53.3 | 49.78 | 71.44 | 53.2 | 49.78 | 50.07 | 52.66 | 49.05
2707 | 39.56 | 44.53 | 36.99 | 39.56 | 44.53 | 36.99 | 40.27 | 44.53 | 42.79 | 40.27 | 44.53 | 42.79 | 40.27 | 46.93 | 36.99 | 40.27 | 47.07 | 36.99 | 39.56 | 44.53 | 36.99 | 39.56 | 44.53 | 36.99 | 40.27 | 46.93 | 36.99 | 47.52 | 47.56 | 43.22 | 48.49 | 46.61 | 43.22 | 39.56 | 44.53 | 36.99 | 50.15 | 52.74 | 49.13 | 50.15 | 52.74 | 49.13 | 50.15 | 52.74 | 49.28 | 50.15 | 52.74 | 49.28 | 55.73 | 52.84 | 49.13 | 55.73 | 52.84 | 49.13 | 50.15 | 52.74 | 49.13 | 50.15 | 52.74 | 49.13 | 55.73 | 52.84 | 49.13 | 70.01 | 53.38 | 49.78 | 71.44 | 53.27 | 49.78 | 50.15 | 52.74 | 49.13
2708 | 39.86 | 44.82 | 37.29 | 39.86 | 44.83 | 37.29 | 40.57 | 44.83 | 42.79 | 40.57 | 44.83 | 42.79 | 40.57 | 47.24 | 37.29 | 40.57 | 47.37 | 37.29 | 39.86 | 44.83 | 37.29 | 39.86 | 44.82 | 37.29 | 40.57 | 47.24 | 37.29 | 48.7 | 47.85 | 43.22 | 49.7 | 46.89 | 43.22 | 39.86 | 44.82 | 37.29 | 50.45 | 53.04 | 49.42 | 50.45 | 53.04 | 49.42 | 50.45 | 53.04 | 49.42 | 50.45 | 53.04 | 49.42 | 56.03 | 53.14 | 49.42 | 56.03 | 53.14 | 49.42 | 50.45 | 53.04 | 49.42 | 50.45 | 53.04 | 49.42 | 56.03 | 53.14 | 49.42 | 70.95 | 53.57 | 49.92 | 70.95 | 53.57 | 49.78 | 50.45 | 53.04 | 49.42
2709 | 39.96 | 44.93 | 37.39 | 39.96 | 44.93 | 37.39 | 39.96 | 44.93 | 37.39 | 39.96 | 44.93 | 37.39 | 40.67 | 47.33 | 37.39 | 40.67 | 47.47 | 37.39 | 39.96 | 44.93 | 37.39 | 39.96 | 44.93 | 37.39 | 40.67 | 47.33 | 37.39 | 45.82 | 47 | 37.77 | 45.82 | 46.06 | 37.77 | 39.96 | 44.93 | 37.39 | 50.55 | 53.14 | 49.53 | 50.55 | 53.14 | 49.53 | 50.55 | 53.14 | 49.53 | 50.55 | 53.14 | 49.53 | 56.13 | 53.25 | 49.53 | 56.13 | 53.25 | 49.53 | 50.55 | 53.14 | 49.53 | 50.55 | 53.14 | 49.53 | 56.13 | 53.25 | 49.53 | 67.74 | 53.68 | 49.78 | 67.74 | 53.68 | 49.78 | 50.55 | 53.14 | 49.53
2710 | 39.69 | 44.66 | 37.13 | 39.69 | 44.66 | 37.13 | 39.69 | 44.66 | 37.13 | 39.69 | 44.66 | 37.13 | 40.4 | 45.74 | 37.13 | 40.4 | 45.74 | 37.13 | 39.69 | 44.66 | 37.13 | 39.69 | 44.66 | 37.13 | 40.4 | 45.74 | 37.13 | 40.1 | 45.28 | 36.58 | 40.1 | 45.11 | 36.75 | 39.69 | 44.66 | 37.13 | 50.28 | 52.87 | 49.26 | 50.28 | 52.87 | 49.26 | 50.28 | 52.87 | 49.26 | 50.28 | 52.87 | 49.26 | 55.86 | 52.98 | 49.26 | 55.86 | 52.98 | 49.26 | 50.28 | 52.87 | 49.26 | 50.28 | 52.87 | 49.26 | 55.86 | 52.98 | 49.26 | 56.85 | 52.95 | 48.77 | 56.85 | 53.41 | 48.77 | 50.28 | 52.87 | 49.26
2711 | 39.19 | 44.16 | 36.63 | 39.19 | 44.16 | 36.63 | 39.19 | 44.16 | 36.63 | 39.19 | 44.16 | 36.63 | 39.78 | 44.6 | 36.63 | 39.78 | 44.6 | 36.63 | 39.19 | 44.16 | 36.63 | 39.19 | 44.16 | 36.63 | 39.78 | 44.6 | 36.63 | 38.98 | 44.15 | 36.21 | 38.98 | 44.24 | 36.26 | 39.19 | 44.16 | 36.63 | 49.78 | 52.37 | 48.76 | 49.78 | 52.37 | 48.76 | 49.78 | 52.37 | 48.76 | 49.78 | 52.37 | 48.76 | 54.68 | 52.37 | 48.76 | 54.68 | 52.37 | 48.76 | 49.78 | 52.37 | 48.76 | 49.78 | 52.37 | 48.76 | 54.68 | 52.37 | 48.76 | 53.57 | 51.85 | 48.27 | 52.5 | 52.9 | 48.27 | 49.78 | 52.37 | 48.76
2712 | 38.64 | 43.6 | 36.07 | 38.64 | 43.6 | 36.07 | 38.64 | 43.6 | 36.07 | 38.64 | 43.6 | 36.07 | 38.85 | 44.49 | 36.07 | 38.85 | 44.49 | 36.07 | 38.64 | 43.6 | 36.07 | 38.64 | 43.6 | 36.07 | 38.85 | 44.49 | 36.07 | 38.07 | 44.04 | 35.71 | 38.25 | 44.04 | 35.71 | 38.64 | 43.6 | 36.07 | 49.22 | 51.81 | 48.2 | 49.22 | 51.81 | 48.2 | 49.22 | 51.81 | 48.2 | 49.22 | 51.81 | 48.2 | 51.55 | 51.81 | 48.2 | 51.55 | 51.81 | 48.2 | 49.22 | 51.81 | 48.2 | 49.22 | 51.81 | 48.2 | 51.55 | 51.81 | 48.2 | 50.51 | 51.29 | 47.72 | 49.72 | 52.34 | 47.72 | 49.22 | 51.81 | 48.2
2713 | 38.35 | 43.31 | 35.78 | 38.35 | 43.31 | 35.78 | 38.35 | 43.31 | 35.78 | 38.35 | 43.31 | 35.78 | 38.85 | 43.67 | 35.78 | 38.85 | 43.67 | 35.78 | 38.35 | 43.31 | 35.78 | 38.35 | 43.31 | 35.78 | 38.85 | 43.67 | 35.78 | 37.96 | 43.23 | 35.42 | 38.07 | 43.75 | 35.49 | 38.35 | 43.31 | 35.78 | 48.93 | 51.52 | 47.91 | 48.93 | 51.52 | 47.91 | 48.93 | 51.52 | 47.91 | 48.93 | 51.52 | 47.91 | 51.55 | 51.63 | 47.91 | 51.55 | 51.63 | 47.91 | 48.93 | 51.52 | 47.91 | 48.93 | 51.52 | 47.91 | 51.55 | 51.63 | 47.91 | 50.51 | 51.11 | 47.16 | 49.5 | 52.04 | 47.43 | 48.93 | 51.52 | 47.91
2714 | 38.21 | 43.18 | 35.64 | 38.21 | 43.18 | 35.64 | 38.21 | 43.18 | 35.64 | 38.21 | 43.18 | 35.64 | 38.21 | 43.26 | 35.64 | 38.21 | 43.26 | 35.64 | 38.21 | 43.18 | 35.64 | 38.21 | 43.18 | 35.64 | 38.21 | 43.26 | 35.64 | 37.83 | 42.83 | 35.28 | 38.21 | 43.61 | 35.28 | 38.21 | 43.18 | 35.64 | 48.8 | 51.39 | 47.77 | 48.8 | 51.39 | 47.77 | 48.8 | 51.39 | 47.77 | 48.8 | 51.39 | 47.77 | 53.45 | 51.49 | 47.77 | 53.45 | 51.49 | 47.77 | 48.8 | 51.39 | 47.77 | 48.8 | 51.39 | 47.77 | 53.45 | 51.49 | 47.77 | 51.32 | 50.87 | 47.16 | 50.3 | 51.91 | 47.3 | 48.8 | 51.39 | 47.77
2715 | 38.24 | 43.2 | 35.67 | 38.24 | 43.2 | 35.67 | 38.24 | 43.2 | 35.67 | 38.24 | 43.2 | 35.67 | 38.94 | 44.37 | 35.67 | 38.94 | 44.37 | 35.67 | 38.24 | 43.2 | 35.67 | 38.24 | 43.2 | 35.67 | 38.94 | 44.37 | 35.67 | 38.2 | 43.64 | 35.31 | 38.59 | 43.64 | 35.31 | 38.24 | 43.2 | 35.67 | 48.83 | 51.42 | 47.8 | 48.83 | 51.42 | 47.8 | 48.83 | 51.42 | 47.8 | 48.83 | 51.42 | 47.8 | 54.41 | 51.52 | 47.8 | 54.41 | 51.52 | 47.8 | 48.83 | 51.42 | 47.8 | 48.83 | 51.42 | 47.8 | 54.41 | 51.52 | 47.8 | 52.5 | 49.88 | 47.14 | 51.45 | 50.9 | 47.32 | 48.83 | 51.42 | 51.3
2716 | 38.45 | 43.41 | 35.88 | 38.45 | 43.41 | 35.88 | 38.45 | 43.41 | 35.88 | 38.45 | 43.41 | 35.88 | 39.15 | 45.81 | 35.88 | 39.15 | 45.81 | 35.88 | 38.45 | 43.41 | 35.88 | 38.45 | 43.41 | 35.88 | 39.15 | 45.81 | 35.88 | 38.76 | 43.85 | 35.52 | 38.83 | 43.85 | 35.52 | 38.45 | 43.41 | 35.88 | 49.03 | 51.62 | 48.01 | 49.03 | 51.62 | 48.01 | 49.03 | 51.62 | 48.01 | 49.03 | 51.62 | 48.01 | 54.61 | 51.73 | 48.01 | 54.61 | 51.73 | 48.01 | 49.03 | 51.62 | 48.01 | 49.03 | 51.62 | 48.01 | 54.61 | 51.73 | 48.01 | 54.07 | 50.08 | 47.16 | 52.99 | 51.11 | 47.53 | 49.03 | 51.62 | 51.3
2717 | 38.9 | 43.87 | 36.33 | 38.9 | 43.87 | 36.33 | 38.9 | 43.87 | 36.33 | 38.9 | 43.87 | 36.33 | 39.61 | 46.26 | 36.33 | 39.61 | 46.26 | 36.33 | 38.9 | 43.87 | 36.33 | 38.9 | 43.87 | 36.33 | 39.61 | 46.26 | 36.33 | 40.01 | 43.43 | 35.49 | 39.29 | 44.31 | 35.97 | 38.9 | 43.87 | 36.33 | 49.49 | 52.08 | 48.46 | 49.49 | 52.08 | 48.46 | 49.49 | 52.08 | 48.46 | 49.49 | 52.08 | 48.46 | 55.07 | 52.18 | 48.46 | 55.07 | 52.18 | 48.46 | 49.49 | 52.08 | 48.46 | 49.49 | 52.08 | 48.46 | 55.07 | 52.18 | 48.46 | 55.62 | 49.13 | 45.92 | 56.76 | 51.56 | 46.85 | 49.49 | 52.08 | 51.3
2718 | 39.79 | 44.75 | 37.22 | 39.79 | 44.75 | 37.22 | 39.79 | 44.75 | 37.22 | 39.79 | 44.75 | 37.22 | 40.49 | 47.2 | 37.22 | 40.49 | 47.21 | 37.22 | 39.79 | 44.76 | 37.22 | 39.79 | 44.75 | 37.22 | 40.49 | 47.2 | 37.22 | 47.29 | 45.17 | 35.42 | 48.25 | 45.21 | 36.85 | 39.79 | 44.75 | 37.22 | 50.38 | 52.96 | 49.35 | 50.38 | 52.96 | 49.35 | 50.38 | 52.96 | 49.35 | 50.38 | 52.96 | 49.35 | 55.96 | 53.07 | 49.35 | 55.96 | 53.07 | 49.35 | 50.38 | 52.96 | 49.35 | 50.38 | 52.96 | 49.35 | 55.96 | 53.07 | 49.35 | 68.25 | 47.89 | 44.8 | 69.64 | 53.5 | 48.86 | 50.38 | 52.96 | 51.3
2719 | 40.67 | 45.64 | 38.1 | 40.67 | 45.64 | 38.1 | 41.38 | 45.64 | 38.1 | 41.38 | 45.64 | 38.1 | 41.38 | 48.08 | 38.1 | 41.38 | 48.09 | 38.1 | 40.67 | 45.64 | 38.1 | 40.67 | 45.64 | 38.1 | 41.38 | 48.08 | 38.1 | 48.9 | 45.17 | 34.43 | 49.9 | 46.1 | 37.72 | 41.38 | 45.64 | 38.1 | 51.26 | 53.85 | 50.23 | 51.26 | 53.85 | 50.23 | 51.26 | 53.85 | 50.23 | 51.26 | 53.85 | 50.23 | 56.84 | 53.95 | 50.23 | 56.84 | 53.95 | 50.23 | 51.26 | 53.85 | 50.23 | 51.26 | 53.85 | 50.23 | 56.84 | 53.95 | 50.23 | 69.29 | 47.89 | 44.8 | 70.71 | 54.39 | 49.73 | 51.26 | 53.85 | 64.27
2720 | 41.23 | 46.2 | 38.66 | 41.23 | 46.2 | 38.66 | 41.94 | 46.2 | 38.66 | 41.94 | 46.2 | 38.66 | 41.94 | 48.59 | 38.66 | 41.94 | 48.59 | 38.66 | 41.23 | 46.2 | 38.66 | 41.23 | 46.2 | 38.66 | 41.94 | 48.59 | 38.66 | 48.17 | 42.47 | 34.42 | 49.15 | 46.66 | 36.21 | 41.94 | 46.2 | 52.2 | 51.82 | 54.41 | 50.8 | 51.82 | 54.41 | 50.8 | 51.82 | 54.41 | 50.8 | 51.82 | 54.41 | 49.61 | 57.4 | 54.44 | 50.8 | 57.4 | 54.44 | 49.61 | 51.82 | 54.41 | 50.8 | 51.82 | 54.41 | 50.8 | 57.4 | 54.44 | 50.8 | 65.54 | 47.18 | 44.8 | 70.95 | 54.96 | 47.64 | 51.82 | 56.61 | 64.27
2721 | 40.86 | 45.83 | 38.3 | 40.86 | 45.83 | 38.3 | 41.57 | 45.83 | 38.3 | 41.57 | 45.83 | 38.3 | 41.57 | 45.83 | 38.3 | 41.57 | 45.83 | 38.1 | 40.86 | 45.83 | 38.3 | 40.86 | 45.83 | 38.3 | 41.57 | 45.83 | 38.3 | 46.33 | 39.96 | 33.28 | 47.28 | 45.37 | 35.14 | 41.57 | 45.83 | 52.2 | 51.45 | 54.04 | 50.43 | 51.45 | 54.04 | 50.43 | 51.45 | 54.04 | 50.43 | 51.45 | 53.11 | 47.25 | 57.03 | 54.04 | 50.43 | 57.03 | 54.04 | 49.61 | 51.45 | 54.04 | 50.43 | 51.45 | 54.04 | 50.43 | 57.03 | 54.04 | 50.43 | 61.6 | 46.23 | 44.08 | 62.86 | 52.04 | 44.98 | 51.45 | 54.04 | 52.88
2722 | 40.58 | 45.55 | 38.01 | 40.58 | 45.55 | 38.01 | 40.58 | 45.55 | 38.01 | 40.58 | 45.55 | 38.01 | 41.29 | 45.55 | 38.01 | 41.29 | 45.55 | 36.59 | 40.58 | 45.55 | 38.01 | 40.58 | 45.55 | 38.01 | 41.29 | 45.55 | 38.01 | 40.99 | 0 | 0 | 41.83 | 45.09 | 35.49 | 40.58 | 45.55 | 38.01 | 51.17 | 53.76 | 50.15 | 51.17 | 53.76 | 50.15 | 51.17 | 53.76 | 50.15 | 51.17 | 52.4 | 46.97 | 56.75 | 53.76 | 50.15 | 56.75 | 53.76 | 49.61 | 51.17 | 53.76 | 50.15 | 51.17 | 53.76 | 50.15 | 56.75 | 53.76 | 50.15 | 56.18 | 12.21 | 19.4 | 60.39 | 51.35 | 45.75 | 51.17 | 53.76 | 51.3
2723 | 40.4 | 45.37 | 37.83 | 40.4 | 45.37 | 37.83 | 40.4 | 45.37 | 37.83 | 40.4 | 45.37 | 37.83 | 41.11 | 45.37 | 37.83 | 41.11 | 45.37 | 34.11 | 40.4 | 45.37 | 37.83 | 40.4 | 45.37 | 37.83 | 41.11 | 45.37 | 37.83 | 39.99 | 0 | 0 | 40.81 | 44.45 | 33.42 | 40.4 | 45.37 | 37.83 | 50.99 | 53.58 | 49.96 | 50.99 | 53.58 | 49.96 | 50.99 | 53.58 | 49.96 | 50.99 | 52.4 | 46.79 | 54.68 | 53.58 | 49.96 | 54.68 | 53.58 | 49.61 | 50.99 | 53.58 | 49.96 | 50.99 | 53.58 | 49.96 | 54.68 | 53.58 | 49.96 | 52.5 | 0 | 0 | 52.5 | 50.32 | 44.8 | 50.99 | 53.58 | 49.96
2724 | 40.19 | 45.16 | 37.63 | 40.19 | 45.16 | 37.63 | 40.19 | 45.16 | 37.63 | 40.19 | 45.16 | 37.63 | 40.81 | 45.16 | 37.63 | 40.81 | 45.16 | 33.65 | 40.19 | 45.16 | 37.63 | 40.19 | 45.16 | 37.63 | 40.81 | 45.16 | 37.63 | 39.19 | 0 | 0 | 39.99 | 44.25 | 32.97 | 40.19 | 45.16 | 37.63 | 50.78 | 53.37 | 49.76 | 50.78 | 53.37 | 49.76 | 50.78 | 53.37 | 49.76 | 50.78 | 52.08 | 46.68 | 54.68 | 53.37 | 49.76 | 54.68 | 53.37 | 49.61 | 50.78 | 53.37 | 49.76 | 50.78 | 53.37 | 49.76 | 54.68 | 53.37 | 49.76 | 52.5 | 0 | 0 | 52.5 | 50.01 | 44.8 | 50.78 | 53.37 | 49.76
2725 | 40.07 | 45.03 | 37.5 | 40.07 | 45.03 | 37.5 | 40.07 | 45.03 | 37.5 | 40.07 | 45.03 | 37.5 | 40.07 | 45.03 | 37.5 | 40.07 | 45.03 | 33.65 | 40.07 | 45.03 | 37.5 | 40.07 | 45.03 | 37.5 | 40.07 | 45.03 | 37.5 | 38.59 | 0 | 0 | 39.67 | 43.69 | 32.97 | 40.07 | 45.03 | 37.5 | 50.66 | 53.25 | 49.63 | 50.66 | 53.25 | 49.63 | 50.66 | 53.25 | 49.63 | 50.66 | 53.25 | 49.11 | 54.5 | 53.25 | 49.63 | 54.5 | 53.25 | 49.61 | 50.66 | 53.25 | 49.63 | 50.66 | 53.25 | 49.63 | 54.5 | 53.25 | 49.63 | 51.29 | 0 | 0 | 52.33 | 50.52 | 44.8 | 50.66 | 53.25 | 49.63
2726 | 39.9 | 44.87 | 37.33 | 39.9 | 44.87 | 37.33 | 39.9 | 44.87 | 37.33 | 39.9 | 44.87 | 37.33 | 39.9 | 44.87 | 37.33 | 39.9 | 44.87 | 33.65 | 39.9 | 44.87 | 37.33 | 39.9 | 44.87 | 37.33 | 39.9 | 44.87 | 37.33 | 38.2 | 0 | 0 | 39.5 | 43.52 | 32.97 | 39.9 | 44.87 | 37.33 | 50.49 | 53.08 | 49.47 | 50.49 | 53.08 | 49.47 | 50.49 | 53.08 | 49.47 | 50.49 | 53.08 | 49.47 | 52.58 | 53.08 | 49.47 | 52.58 | 53.08 | 49.47 | 50.49 | 53.08 | 49.47 | 50.49 | 53.08 | 49.47 | 52.58 | 53.08 | 49.47 | 50.49 | 0 | 0 | 51 | 50.52 | 44.8 | 50.49 | 53.08 | 49.47
2727 | 39.75 | 44.72 | 37.18 | 39.75 | 44.72 | 37.18 | 39.75 | 44.72 | 37.18 | 39.75 | 44.72 | 37.18 | 40.11 | 44.72 | 37.18 | 40.11 | 44.72 | 34.11 | 39.75 | 44.72 | 37.18 | 39.75 | 44.72 | 37.18 | 40.11 | 44.72 | 37.18 | 38.52 | 0 | 0 | 39.36 | 44 | 33.09 | 39.75 | 44.72 | 37.18 | 50.34 | 52.93 | 49.32 | 50.34 | 52.93 | 49.32 | 50.34 | 52.93 | 49.32 | 50.34 | 52.93 | 49.32 | 54.68 | 52.93 | 49.32 | 54.68 | 52.93 | 49.32 | 50.34 | 52.93 | 49.32 | 50.34 | 52.93 | 49.32 | 54.68 | 52.93 | 49.32 | 52.5 | 0 | 0 | 52.5 | 50.83 | 44.8 | 50.34 | 52.93 | 49.32
2728 | 39.57 | 44.54 | 37 | 39.57 | 44.54 | 37 | 39.57 | 44.54 | 37 | 39.57 | 44.54 | 37 | 40.28 | 44.54 | 37 | 40.28 | 44.54 | 36.59 | 39.57 | 44.54 | 37 | 39.57 | 44.54 | 37 | 40.28 | 44.54 | 37 | 39.88 | 0 | 0 | 39.97 | 44.1 | 35.14 | 39.57 | 44.54 | 37 | 50.16 | 52.75 | 49.14 | 50.16 | 52.75 | 49.14 | 50.16 | 52.75 | 49.14 | 50.16 | 52.75 | 49.14 | 55.74 | 52.75 | 49.14 | 55.74 | 52.75 | 49.14 | 50.16 | 52.75 | 49.14 | 50.16 | 52.75 | 49.14 | 55.74 | 52.75 | 49.14 | 54.37 | 12.21 | 34.31 | 54.37 | 52.04 | 44.8 | 50.16 | 52.75 | 49.14
2729 | 39.61 | 44.58 | 37.04 | 39.61 | 44.58 | 37.04 | 39.61 | 44.58 | 37.04 | 39.61 | 44.58 | 37.04 | 40.32 | 46.97 | 37.04 | 40.32 | 46.97 | 36.59 | 39.61 | 44.58 | 37.04 | 39.61 | 44.58 | 37.04 | 40.32 | 46.97 | 37.04 | 40.73 | 42.81 | 34.42 | 41.56 | 45.03 | 35.85 | 39.61 | 44.58 | 37.04 | 50.2 | 52.79 | 49.18 | 50.2 | 52.79 | 49.18 | 50.2 | 52.79 | 49.18 | 50.2 | 52.79 | 49.18 | 55.78 | 52.89 | 49.18 | 55.78 | 52.89 | 49.18 | 50.2 | 52.79 | 49.18 | 50.2 | 52.79 | 49.18 | 55.78 | 52.89 | 49.18 | 57.53 | 45.47 | 44.8 | 58.7 | 53.32 | 47.64 | 50.2 | 52.79 | 49.18
2730 | 39.64 | 44.61 | 37.07 | 39.64 | 44.61 | 37.07 | 39.64 | 44.61 | 37.07 | 39.64 | 44.61 | 37.07 | 40.35 | 47 | 37.07 | 40.35 | 47 | 37.07 | 39.64 | 44.61 | 37.07 | 39.64 | 44.61 | 37.07 | 40.35 | 47 | 37.07 | 47.2 | 44.06 | 35.49 | 48.16 | 45.06 | 36.7 | 39.64 | 44.61 | 37.07 | 50.23 | 52.82 | 49.21 | 50.23 | 52.82 | 49.21 | 50.23 | 52.82 | 49.21 | 50.23 | 52.82 | 49.21 | 55.81 | 52.92 | 49.21 | 55.81 | 52.92 | 49.21 | 50.23 | 52.82 | 49.21 | 50.23 | 52.82 | 49.21 | 55.81 | 52.92 | 49.21 | 65.47 | 47.66 | 44.8 | 66.81 | 53.35 | 48.71 | 50.23 | 52.82 | 49.21
2731 | 39.71 | 44.67 | 37.14 | 39.71 | 44.67 | 37.14 | 39.71 | 44.67 | 37.14 | 39.71 | 44.67 | 37.14 | 40.41 | 47.22 | 37.14 | 40.41 | 47.22 | 37.14 | 39.71 | 44.67 | 37.14 | 39.71 | 44.67 | 37.14 | 40.41 | 47.22 | 37.14 | 51.62 | 47.7 | 36.26 | 51.62 | 46.74 | 37.51 | 39.71 | 44.67 | 37.14 | 50.3 | 52.88 | 49.27 | 50.3 | 52.88 | 49.27 | 50.3 | 52.88 | 49.27 | 50.3 | 52.88 | 49.27 | 55.88 | 52.99 | 49.27 | 55.88 | 52.99 | 49.27 | 50.3 | 52.88 | 49.27 | 50.3 | 52.88 | 49.27 | 55.88 | 52.99 | 49.27 | 72.16 | 52.95 | 47.75 | 72.16 | 53.42 | 48.78 | 50.3 | 52.88 | 49.27
2732 | 39.98 | 44.95 | 37.42 | 39.98 | 44.95 | 37.42 | 39.98 | 44.95 | 37.42 | 39.98 | 44.95 | 37.42 | 40.69 | 47.5 | 37.42 | 40.69 | 47.5 | 37.42 | 39.98 | 44.95 | 37.42 | 39.98 | 44.95 | 37.42 | 40.69 | 47.5 | 37.42 | 51.62 | 47.98 | 37.04 | 51.62 | 47.02 | 37.79 | 39.98 | 44.95 | 37.42 | 50.57 | 53.16 | 49.55 | 50.57 | 53.16 | 49.55 | 50.57 | 53.16 | 49.55 | 50.57 | 53.16 | 49.55 | 56.15 | 53.27 | 49.55 | 56.15 | 53.27 | 49.55 | 50.57 | 53.16 | 49.55 | 50.57 | 53.16 | 49.55 | 56.15 | 53.27 | 49.55 | 72.16 | 52.95 | 47.75 | 72.16 | 53.7 | 49.05 | 50.57 | 53.16 | 49.55
2733 | 39.94 | 26.12 | 10.33 | 39.94 | 44.91 | 37.37 | 39.94 | 44.91 | 37.37 | 39.94 | 44.91 | 37.37 | 40.65 | 47.45 | 37.37 | 40.65 | 47.45 | 37.37 | 39.94 | 44.91 | 37.37 | 39.94 | 44.91 | 37.37 | 40.65 | 47.45 | 37.37 | 51.35 | 47.93 | 37 | 50.33 | 46.98 | 37.75 | 39.94 | 26.12 | 10.33 | 50.53 | 53.12 | 49.51 | 50.53 | 53.12 | 49.51 | 50.53 | 53.12 | 49.51 | 50.53 | 53.12 | 49.51 | 56.11 | 53.22 | 49.51 | 56.11 | 53.22 | 49.51 | 50.53 | 53.12 | 49.51 | 50.53 | 53.12 | 49.51 | 56.11 | 53.22 | 49.51 | 71.67 | 52.95 | 47.75 | 70.95 | 53.66 | 49.01 | 50.53 | 51.19 | 49.51
2734 | 18.29 | 26.12 | 0 | 39.7 | 44.67 | 37.13 | 39.7 | 44.67 | 37.13 | 39.7 | 44.67 | 37.13 | 40.41 | 47.21 | 37.13 | 40.41 | 47.21 | 37.13 | 39.7 | 44.67 | 37.13 | 39.7 | 44.67 | 37.13 | 40.41 | 47.21 | 37.13 | 44.04 | 47.69 | 36.76 | 43.16 | 46.73 | 37.51 | 18.29 | 26.12 | 0 | 36.14 | 52.42 | 46.17 | 36.14 | 52.42 | 46.17 | 36.14 | 52.42 | 46.17 | 36.14 | 52.42 | 46.17 | 55.87 | 52.98 | 49.27 | 55.87 | 52.98 | 49.27 | 50.29 | 52.88 | 49.27 | 50.29 | 52.88 | 49.27 | 55.87 | 52.98 | 49.27 | 66.93 | 52.95 | 46.21 | 66.93 | 52.95 | 46.21 | 36.14 | 51.19 | 46.17
2735 | 18.29 | 25.6 | 0 | 37.41 | 44.02 | 35.86 | 37.41 | 44.02 | 35.86 | 37.41 | 44.02 | 35.86 | 39.76 | 46.55 | 36.48 | 39.76 | 46.56 | 36.48 | 39.05 | 44.02 | 36.48 | 39.05 | 44.02 | 36.48 | 39.76 | 46.55 | 36.48 | 39.35 | 46.55 | 35.49 | 38.56 | 44.47 | 36.22 | 18.29 | 25.6 | 0 | 32 | 49.65 | 46.17 | 32 | 49.65 | 46.17 | 32 | 49.65 | 46.17 | 32 | 49.65 | 46.17 | 55.22 | 52.34 | 48.62 | 55.22 | 52.34 | 48.62 | 49.64 | 52.23 | 48.62 | 49.64 | 52.23 | 48.62 | 55.22 | 52.34 | 48.62 | 56.36 | 51.36 | 45.7 | 56.36 | 50.34 | 45.7 | 32 | 49.65 | 46.17
2736 | 18.29 | 26.12 | 10.33 | 18.29 | 43.72 | 34.43 | 18.29 | 43.72 | 34.43 | 18.29 | 43.72 | 34.43 | 39.47 | 46.12 | 36.19 | 39.47 | 46.12 | 36.19 | 38.76 | 43.73 | 36.19 | 38.76 | 43.73 | 36.19 | 39.47 | 46.12 | 36.19 | 38.98 | 45.66 | 34.78 | 38.2 | 44.17 | 34.78 | 18.29 | 26.12 | 10.33 | 10.33 | 48.43 | 45.15 | 10.33 | 48.43 | 45.15 | 10.33 | 48.43 | 45.15 | 10.33 | 48.43 | 45.15 | 54.68 | 51.94 | 48.33 | 54.68 | 51.94 | 48.33 | 49.35 | 51.94 | 48.33 | 49.35 | 51.94 | 48.33 | 54.68 | 51.94 | 48.33 | 53.57 | 48.92 | 44.8 | 52.5 | 48.92 | 44.8 | 10.33 | 48.43 | 44.78
2737 | 21.17 | 26.12 | 28.21 | 21.17 | 26.12 | 34.43 | 21.17 | 26.12 | 34.43 | 21.17 | 26.12 | 34.43 | 39.14 | 44.14 | 35.86 | 39.14 | 44.14 | 35.86 | 38.43 | 43.4 | 35.86 | 38.43 | 43.4 | 35.86 | 39.14 | 44.14 | 35.86 | 38.36 | 43.7 | 34.78 | 37.6 | 26.39 | 34.78 | 21.17 | 26.12 | 28.21 | 10.33 | 48.43 | 44.82 | 10.33 | 48.43 | 44.82 | 10.33 | 48.43 | 44.82 | 10.33 | 48.43 | 44.82 | 54.6 | 51.61 | 48 | 54.6 | 51.61 | 48 | 49.02 | 51.61 | 48 | 49.02 | 51.61 | 48 | 54.6 | 51.61 | 48 | 53.57 | 48.92 | 44.8 | 52.5 | 48.92 | 44.8 | 10.33 | 48.43 | 44.78
2738 | 35.39 | 26.12 | 34.07 | 35.39 | 26.12 | 34.07 | 35.39 | 26.12 | 34.07 | 35.39 | 26.12 | 34.07 | 38.95 | 44.14 | 35.67 | 38.95 | 44.14 | 35.67 | 38.24 | 43.21 | 35.67 | 38.24 | 43.21 | 35.67 | 38.95 | 44.14 | 35.67 | 38.25 | 43.7 | 34.42 | 37.48 | 26.39 | 34.42 | 35.39 | 26.12 | 28.21 | 10.33 | 48.43 | 44.78 | 10.33 | 48.43 | 44.78 | 10.33 | 48.43 | 44.78 | 10.33 | 48.43 | 44.78 | 54.41 | 51.42 | 47.81 | 54.41 | 51.42 | 47.81 | 48.83 | 51.42 | 47.81 | 48.83 | 51.42 | 47.81 | 54.41 | 51.42 | 47.81 | 53.57 | 49.13 | 44.8 | 52.5 | 48.92 | 44.8 | 10.33 | 48.43 | 44.78
2739 | 36.73 | 42.4 | 34.07 | 36.73 | 42.4 | 34.07 | 36.73 | 42.4 | 34.07 | 36.73 | 42.4 | 34.07 | 38.94 | 44.14 | 35.66 | 38.94 | 44.14 | 35.66 | 38.23 | 43.2 | 35.66 | 38.23 | 43.2 | 35.66 | 38.94 | 44.14 | 35.66 | 38.25 | 43.7 | 34.42 | 37.49 | 42.83 | 34.42 | 36.73 | 42.4 | 33.4 | 36.14 | 48.64 | 45.25 | 36.14 | 48.64 | 45.25 | 36.14 | 48.64 | 45.25 | 36.14 | 48.64 | 45.25 | 54.4 | 51.41 | 47.79 | 54.4 | 51.41 | 47.79 | 48.82 | 51.41 | 47.79 | 48.82 | 51.41 | 47.79 | 54.4 | 51.41 | 47.79 | 53.57 | 49.13 | 44.8 | 52.5 | 49.13 | 44.8 | 36.14 | 48.64 | 45.25
2740 | 37.43 | 43.25 | 34.43 | 37.43 | 43.25 | 34.43 | 37.43 | 43.25 | 34.43 | 37.43 | 43.25 | 34.43 | 39.17 | 44.14 | 35.69 | 39.17 | 44.14 | 35.69 | 38.46 | 43.43 | 35.89 | 38.46 | 43.43 | 35.89 | 39.17 | 44.14 | 35.69 | 38.98 | 43.7 | 34.78 | 38.2 | 43.69 | 34.78 | 37.43 | 43.25 | 34.43 | 47.5 | 49.31 | 46.17 | 47.5 | 49.31 | 46.17 | 47.5 | 49.31 | 46.17 | 47.5 | 49.31 | 46.17 | 54.63 | 51.64 | 48.02 | 54.63 | 51.64 | 48.02 | 49.05 | 51.64 | 48.02 | 49.05 | 51.64 | 48.02 | 54.63 | 51.64 | 48.02 | 53.57 | 49.81 | 45.7 | 52.5 | 49.81 | 45.7 | 47.5 | 49.31 | 46.17
2741 | 39.08 | 44.05 | 35.49 | 39.08 | 44.05 | 35.49 | 39.08 | 44.05 | 35.49 | 39.08 | 44.05 | 35.49 | 39.79 | 46.58 | 36.51 | 39.79 | 46.59 | 36.51 | 39.08 | 44.05 | 36.51 | 39.08 | 44.05 | 36.51 | 39.79 | 46.58 | 36.51 | 42.26 | 46.13 | 35.14 | 42.69 | 45.2 | 35.49 | 39.08 | 44.05 | 35.49 | 49.67 | 52.26 | 46.68 | 49.67 | 52.26 | 46.68 | 49.67 | 52.26 | 46.68 | 49.67 | 52.26 | 46.68 | 55.25 | 52.36 | 48.65 | 55.25 | 52.36 | 48.65 | 49.67 | 52.26 | 48.65 | 49.67 | 52.26 | 48.65 | 55.25 | 52.36 | 48.65 | 62.24 | 52.27 | 46.66 | 62.87 | 52.79 | 46.66 | 49.67 | 52.26 | 46.68
2742 | 39.86 | 44.83 | 28.21 | 39.86 | 44.83 | 37.29 | 40.57 | 44.83 | 37.29 | 40.57 | 44.83 | 37.29 | 40.57 | 47.38 | 37.29 | 40.57 | 47.38 | 37.29 | 39.86 | 44.83 | 37.29 | 39.86 | 44.83 | 37.29 | 40.57 | 47.38 | 37.29 | 49.81 | 47.85 | 35.81 | 50.83 | 46.9 | 36.54 | 39.86 | 44.83 | 28.21 | 50.45 | 53.04 | 47.16 | 50.45 | 53.04 | 47.16 | 50.45 | 53.04 | 47.16 | 50.45 | 53.04 | 47.16 | 56.03 | 53.15 | 49.43 | 56.03 | 53.15 | 49.43 | 50.45 | 53.15 | 49.43 | 50.45 | 53.04 | 49.43 | 56.03 | 53.15 | 49.43 | 69.53 | 53.15 | 46.69 | 70.95 | 53.58 | 46.69 | 50.45 | 53.04 | 47.16
2743 | 40.52 | 45.48 | 34.47 | 40.52 | 45.48 | 37.75 | 41.22 | 45.49 | 37.75 | 41.22 | 45.49 | 37.75 | 41.22 | 48.03 | 37.75 | 41.22 | 48.03 | 37.75 | 40.52 | 45.49 | 37.95 | 40.52 | 45.48 | 37.95 | 41.22 | 48.03 | 37.95 | 50.59 | 47.98 | 35.65 | 51.62 | 47.02 | 36.38 | 40.52 | 45.48 | 34.47 | 51.11 | 53.7 | 47.31 | 51.11 | 53.7 | 47.31 | 51.11 | 53.7 | 47.31 | 51.11 | 53.7 | 47.31 | 56.69 | 53.8 | 50.08 | 56.69 | 53.8 | 50.08 | 51.11 | 53.8 | 50.08 | 51.11 | 53.7 | 50.08 | 56.69 | 53.8 | 50.08 | 70.95 | 53.26 | 46.84 | 71.67 | 54.24 | 46.84 | 51.11 | 53.7 | 46.63
2744 | 41.32 | 46.28 | 33.4 | 41.32 | 46.28 | 36.23 | 42.02 | 46.28 | 36.23 | 42.02 | 46.28 | 36.23 | 42.02 | 48.83 | 36.23 | 42.02 | 48.83 | 36.23 | 41.32 | 46.29 | 38.75 | 41.32 | 46.28 | 38.75 | 42.02 | 48.83 | 37.72 | 42.45 | 47.24 | 34.79 | 43.32 | 46.75 | 35.49 | 41.32 | 46.28 | 33.4 | 51.91 | 52.4 | 47.46 | 51.91 | 52.4 | 47.46 | 51.91 | 52.4 | 47.46 | 51.91 | 52.4 | 47.46 | 57.49 | 54.57 | 50.63 | 57.49 | 54.57 | 50.63 | 51.91 | 54.5 | 50.88 | 51.91 | 54.5 | 50.88 | 57.49 | 54.57 | 50.63 | 70.72 | 50.32 | 45.29 | 71.44 | 51.35 | 46.21 | 51.91 | 52.4 | 46.17
2745 | 41.16 | 46.13 | 33.06 | 41.16 | 46.13 | 35.86 | 41.87 | 46.13 | 35.86 | 41.87 | 46.13 | 35.86 | 41.87 | 47.43 | 35.86 | 41.87 | 47.43 | 35.86 | 41.16 | 46.13 | 38.59 | 41.16 | 46.13 | 38.59 | 41.87 | 47.43 | 37.35 | 42.29 | 45.66 | 34.44 | 43.15 | 45.67 | 35.14 | 41.16 | 46.13 | 33.06 | 51.75 | 52.4 | 46.95 | 51.75 | 52.4 | 46.95 | 51.75 | 52.4 | 46.95 | 51.75 | 52.4 | 46.95 | 57.33 | 54.34 | 50.13 | 57.33 | 54.34 | 50.13 | 51.75 | 54.34 | 50.73 | 51.75 | 54.34 | 50.73 | 57.33 | 54.34 | 50.13 | 69.31 | 50.32 | 44.8 | 70.72 | 51.35 | 45.72 | 51.75 | 52.4 | 46.17
2746 | 40.82 | 44.55 | 32.07 | 40.82 | 44.55 | 35.12 | 40.82 | 44.55 | 35.12 | 40.82 | 44.55 | 35.12 | 41.53 | 45.79 | 35.12 | 41.53 | 45.79 | 35.12 | 40.82 | 45.79 | 38.25 | 40.82 | 45.79 | 38.25 | 41.53 | 45.79 | 35.49 | 41.11 | 42.22 | 31.63 | 41.23 | 43.08 | 32.27 | 40.82 | 44.55 | 32.07 | 51.41 | 49.42 | 46.95 | 51.41 | 49.42 | 46.95 | 51.41 | 49.42 | 46.95 | 51.41 | 49.42 | 46.95 | 56.99 | 50.11 | 50.13 | 56.99 | 50.11 | 50.13 | 51.41 | 54 | 50.39 | 51.41 | 54 | 50.39 | 56.99 | 50.11 | 50.13 | 56.42 | 47.14 | 44.8 | 55.86 | 47.66 | 45.29 | 51.41 | 49.42 | 46.17
2747 | 40.53 | 44.55 | 32.39 | 40.53 | 44.55 | 35.12 | 40.53 | 44.55 | 35.12 | 40.53 | 44.55 | 35.12 | 41.24 | 45.5 | 35.12 | 41.24 | 45.5 | 35.12 | 40.53 | 45.5 | 37.96 | 40.53 | 45.5 | 37.96 | 41.24 | 45.5 | 35.49 | 39.71 | 33 | 0 | 40.12 | 33.67 | 0 | 40.53 | 44.55 | 32.39 | 51.12 | 49.42 | 46.17 | 51.12 | 49.42 | 46.17 | 51.12 | 49.42 | 46.17 | 51.12 | 49.42 | 45.81 | 56.7 | 51.79 | 49.34 | 56.7 | 51.79 | 49.34 | 51.12 | 53.71 | 50.09 | 51.12 | 53.71 | 50.09 | 56.7 | 51.79 | 50.09 | 53.57 | 40.41 | 43.99 | 52.5 | 42.51 | 44.8 | 51.12 | 49.42 | 46.17
2748 | 40.27 | 25.94 | 32.07 | 40.27 | 25.94 | 35.29 | 40.27 | 25.94 | 35.29 | 40.27 | 25.94 | 34.78 | 40.98 | 47.26 | 35.29 | 40.98 | 47.26 | 35.29 | 40.27 | 45.24 | 37.71 | 40.27 | 45.24 | 37.71 | 40.98 | 47.26 | 37.5 | 38.98 | 0 | 0 | 39.87 | 0 | 0 | 40.27 | 25.94 | 32.07 | 50.86 | 48.43 | 46.17 | 50.86 | 48.43 | 46.17 | 50.86 | 48.43 | 46.17 | 50.86 | 48.43 | 43.57 | 56.44 | 53.25 | 49.34 | 56.44 | 53.25 | 49.34 | 50.86 | 53.45 | 49.84 | 50.86 | 53.45 | 49.84 | 56.44 | 53.25 | 49.84 | 53.4 | 0 | 42.28 | 52.33 | 0 | 43.14 | 50.86 | 48.43 | 46.17
2749 | 40.07 | 25.6 | 32.39 | 40.07 | 25.6 | 35.29 | 40.07 | 25.6 | 35.29 | 40.07 | 25.6 | 35.12 | 40.78 | 47.26 | 35.29 | 40.78 | 47.26 | 35.29 | 40.07 | 45.04 | 37.5 | 40.07 | 45.04 | 37.5 | 40.78 | 47.26 | 37.5 | 38.98 | 0 | 0 | 39.67 | 0 | 0 | 40.07 | 25.6 | 32.39 | 50.66 | 48.43 | 46.17 | 50.66 | 48.43 | 46.17 | 50.66 | 48.43 | 46.17 | 50.66 | 48.43 | 44.01 | 56.24 | 53.25 | 49.34 | 56.24 | 53.25 | 49.34 | 50.66 | 53.25 | 49.64 | 50.66 | 53.25 | 49.64 | 56.24 | 53.25 | 49.64 | 52.85 | 0 | 42.69 | 51.8 | 14.17 | 43.57 | 50.66 | 48.43 | 46.17
2750 | 39.9 | 44.87 | 36.23 | 39.9 | 44.87 | 36.96 | 39.9 | 44.87 | 36.96 | 39.9 | 44.87 | 36.96 | 40.61 | 47.26 | 36.96 | 40.61 | 47.26 | 36.96 | 39.9 | 44.87 | 37.33 | 39.9 | 44.87 | 37.33 | 40.61 | 47.26 | 37.33 | 38.49 | 0 | 0 | 39.5 | 0 | 34.42 | 39.9 | 44.87 | 36.23 | 50.49 | 49.42 | 46.17 | 50.49 | 49.42 | 46.17 | 50.49 | 49.42 | 46.17 | 50.49 | 49.42 | 45.26 | 56.07 | 53.08 | 49.31 | 56.07 | 53.08 | 49.31 | 50.49 | 53.08 | 49.47 | 50.49 | 53.08 | 49.47 | 56.07 | 53.08 | 49.47 | 52.85 | 0 | 43.9 | 51.8 | 47.66 | 44.8 | 50.49 | 49.42 | 46.17
2751 | 39.75 | 44.71 | 34.09 | 39.75 | 44.71 | 36.96 | 39.75 | 44.71 | 36.96 | 39.75 | 44.71 | 36.96 | 40.45 | 47.11 | 37.18 | 40.45 | 47.11 | 37.18 | 39.75 | 44.71 | 37.18 | 39.75 | 44.71 | 37.18 | 40.45 | 47.11 | 37.18 | 38.98 | 33 | 0 | 39.77 | 44.27 | 34.42 | 39.75 | 44.71 | 34.09 | 50.34 | 52.92 | 47.64 | 50.34 | 52.92 | 47.64 | 50.34 | 52.92 | 47.64 | 50.34 | 52.92 | 47.64 | 55.92 | 53.03 | 49.31 | 55.92 | 53.03 | 49.31 | 50.34 | 52.92 | 49.31 | 50.34 | 52.92 | 49.31 | 55.92 | 53.03 | 49.31 | 53.57 | 46.4 | 46.22 | 52.5 | 52.4 | 47.16 | 50.34 | 52.92 | 47.64
2752 | 39.63 | 44.59 | 33.06 | 39.63 | 44.59 | 37.06 | 39.63 | 44.59 | 37.06 | 39.63 | 44.59 | 37.06 | 40.33 | 46.99 | 37.06 | 40.33 | 46.99 | 37.06 | 39.63 | 44.59 | 37.06 | 39.63 | 44.59 | 37.06 | 40.33 | 46.99 | 37.06 | 39.93 | 44.06 | 34.42 | 40.03 | 44.95 | 36.69 | 39.63 | 44.59 | 33.06 | 50.22 | 52.81 | 49.19 | 50.22 | 52.81 | 49.19 | 50.22 | 52.81 | 49.19 | 50.22 | 52.81 | 49.19 | 55.8 | 52.91 | 49.19 | 55.8 | 52.91 | 49.19 | 50.22 | 52.81 | 49.19 | 50.22 | 52.81 | 49.19 | 55.8 | 52.91 | 49.19 | 56.36 | 51.03 | 47.64 | 56.42 | 52.6 | 48.7 | 50.22 | 52.81 | 49.19
2753 | 39.6 | 44.56 | 33.06 | 39.6 | 44.56 | 37.03 | 40.3 | 44.56 | 37.03 | 40.3 | 44.56 | 37.03 | 40.3 | 47.11 | 37.03 | 40.3 | 47.11 | 37.03 | 39.6 | 44.56 | 37.03 | 39.6 | 44.56 | 37.03 | 40.3 | 47.11 | 37.03 | 44.04 | 49.17 | 36.22 | 44.49 | 50.17 | 36.96 | 39.6 | 44.56 | 33.06 | 50.18 | 52.77 | 49.16 | 50.18 | 52.77 | 49.16 | 50.18 | 52.77 | 49.16 | 50.18 | 52.77 | 49.16 | 55.76 | 52.88 | 49.16 | 55.76 | 52.88 | 49.16 | 50.18 | 52.77 | 49.16 | 50.18 | 52.77 | 49.16 | 55.76 | 52.88 | 49.16 | 62.24 | 54.59 | 48.61 | 63.51 | 56.69 | 49.66 | 50.18 | 52.77 | 49.16
2754 | 39.62 | 44.59 | 37.05 | 39.62 | 44.59 | 37.05 | 40.33 | 44.59 | 42.79 | 40.33 | 44.59 | 42.79 | 40.33 | 47.13 | 42.79 | 40.33 | 47.13 | 42.79 | 39.62 | 44.59 | 37.05 | 39.62 | 44.59 | 37.05 | 40.33 | 47.13 | 42.79 | 51.87 | 61.81 | 43.67 | 52.92 | 63.06 | 44.56 | 39.62 | 44.59 | 37.05 | 50.21 | 52.8 | 49.18 | 50.21 | 52.8 | 49.18 | 50.21 | 52.8 | 51.61 | 50.21 | 52.8 | 51.61 | 55.79 | 52.9 | 51.61 | 55.79 | 52.9 | 51.61 | 50.21 | 52.8 | 51.61 | 50.21 | 52.8 | 49.18 | 55.79 | 52.9 | 51.61 | 73.62 | 84.69 | 52.13 | 73.62 | 86.41 | 89.24 | 50.21 | 52.8 | 49.18
2755 | 39.67 | 44.64 | 37.11 | 39.67 | 44.64 | 37.11 | 40.38 | 44.64 | 48.77 | 40.38 | 44.64 | 48.77 | 40.38 | 47.19 | 48.77 | 40.38 | 47.19 | 48.77 | 39.67 | 44.64 | 37.11 | 39.67 | 44.64 | 37.11 | 40.38 | 47.19 | 48.77 | 54.03 | 64.25 | 50.79 | 54.03 | 64.25 | 50.79 | 39.67 | 44.64 | 37.11 | 50.26 | 52.85 | 49.24 | 50.26 | 52.85 | 49.24 | 50.26 | 52.85 | 61.6 | 50.26 | 52.85 | 61.6 | 55.84 | 52.96 | 61.6 | 55.84 | 52.96 | 61.6 | 50.26 | 52.85 | 51.61 | 50.26 | 52.85 | 49.24 | 55.84 | 52.96 | 61.6 | 73.62 | 88.18 | 99.89 | 74.1 | 88.18 | 99.89 | 50.26 | 52.85 | 49.24
2756 | 39.86 | 44.82 | 37.29 | 39.86 | 44.82 | 37.29 | 40.56 | 44.82 | 48.77 | 40.56 | 44.82 | 48.77 | 40.56 | 47.37 | 48.77 | 40.56 | 47.37 | 48.77 | 39.86 | 44.82 | 37.29 | 39.86 | 44.82 | 37.29 | 40.56 | 47.37 | 48.77 | 54.03 | 65.5 | 50.79 | 53.49 | 65.5 | 50.79 | 39.86 | 44.82 | 37.29 | 50.45 | 53.03 | 49.42 | 50.45 | 53.03 | 49.42 | 50.45 | 53.03 | 65.46 | 50.45 | 53.03 | 65.46 | 56.03 | 53.86 | 90 | 56.03 | 53.86 | 96.9 | 50.45 | 53.03 | 51.61 | 50.45 | 53.03 | 49.42 | 56.03 | 53.86 | 90 | 74.1 | 88.18 | 101.92 | 73.36 | 88.18 | 99.89 | 50.45 | 53.03 | 49.42
2757 | 39.87 | 44.83 | 37.3 | 39.87 | 44.83 | 37.3 | 39.87 | 44.83 | 48.77 | 39.87 | 44.83 | 48.77 | 40.57 | 47.38 | 48.77 | 40.57 | 47.38 | 48.77 | 39.87 | 44.83 | 37.3 | 39.87 | 44.83 | 37.3 | 40.57 | 47.38 | 48.77 | 54 | 64.25 | 50.79 | 52.92 | 63.61 | 50.79 | 39.87 | 44.83 | 37.3 | 50.45 | 53.04 | 49.43 | 50.45 | 53.04 | 49.43 | 50.45 | 53.04 | 49.43 | 50.45 | 53.04 | 49.43 | 56.03 | 53.15 | 90 | 56.03 | 53.15 | 97.87 | 50.45 | 53.04 | 51.61 | 50.45 | 53.04 | 49.43 | 56.03 | 53.15 | 90 | 74.1 | 88.18 | 101.92 | 72.63 | 87.3 | 99.89 | 50.45 | 53.04 | 49.43
2758 | 39.58 | 44.55 | 37.01 | 39.58 | 44.55 | 37.01 | 39.58 | 44.55 | 40.14 | 39.58 | 44.55 | 40.14 | 40.29 | 47.1 | 40.14 | 40.29 | 47.1 | 40.14 | 39.58 | 44.55 | 37.01 | 39.58 | 44.55 | 37.01 | 40.29 | 47.1 | 40.14 | 42.57 | 63.91 | 50.79 | 41.73 | 62.64 | 50.28 | 39.58 | 44.55 | 37.01 | 50.17 | 52.76 | 50.33 | 50.17 | 52.76 | 50.33 | 50.17 | 52.76 | 50.33 | 50.17 | 52.76 | 50.33 | 55.75 | 52.87 | 51.61 | 55.75 | 52.87 | 97.87 | 50.17 | 52.76 | 51.61 | 50.17 | 52.76 | 49.15 | 55.75 | 52.87 | 51.61 | 73.62 | 88.18 | 101.92 | 72.16 | 86.43 | 99.88 | 50.17 | 52.76 | 50.33
2759 | 39.03 | 44 | 36.46 | 39.03 | 44 | 36.46 | 39.03 | 44 | 38.53 | 39.03 | 44 | 38.53 | 39.74 | 46.55 | 38.53 | 39.74 | 46.55 | 38.53 | 39.03 | 44 | 36.46 | 39.03 | 44 | 36.46 | 39.74 | 46.55 | 38.53 | 40.14 | 63.06 | 50.79 | 39.43 | 61.81 | 49.78 | 39.03 | 44 | 36.46 | 49.62 | 52.21 | 51.3 | 49.62 | 52.21 | 51.3 | 49.62 | 52.21 | 51.3 | 49.62 | 52.21 | 51.3 | 55.2 | 52.32 | 51.61 | 55.2 | 52.32 | 97.87 | 49.62 | 52.21 | 51.61 | 49.62 | 52.21 | 48.6 | 55.2 | 52.32 | 51.61 | 63.77 | 88.18 | 101.92 | 63.77 | 86.43 | 99.88 | 49.62 | 52.21 | 51.3
2760 | 38.78 | 43.75 | 36.21 | 38.78 | 43.75 | 36.21 | 38.78 | 43.75 | 37.64 | 38.78 | 43.75 | 37.64 | 39.49 | 46.29 | 37.64 | 39.49 | 46.29 | 37.64 | 38.78 | 43.75 | 36.21 | 38.78 | 43.75 | 36.21 | 39.49 | 46.29 | 37.64 | 40.09 | 63.7 | 50.79 | 39.3 | 62.44 | 49.78 | 38.78 | 43.75 | 36.21 | 49.37 | 51.96 | 51.3 | 49.37 | 51.96 | 51.3 | 49.37 | 51.96 | 51.3 | 49.37 | 51.96 | 51.3 | 54.95 | 52.06 | 51.61 | 54.95 | 52.06 | 97.87 | 49.37 | 51.96 | 51.3 | 49.37 | 51.96 | 48.35 | 54.95 | 52.06 | 51.61 | 58.93 | 88.18 | 101.92 | 58.93 | 86.43 | 99.88 | 49.37 | 51.96 | 51.3
2761 | 38.3 | 43.26 | 35.73 | 38.3 | 43.27 | 35.73 | 38.3 | 43.27 | 37.16 | 38.3 | 43.27 | 37.16 | 39.01 | 45.81 | 37.16 | 39.01 | 45.81 | 37.16 | 38.3 | 43.27 | 35.73 | 38.3 | 43.26 | 35.73 | 39.01 | 45.81 | 37.16 | 39.98 | 63.06 | 50.79 | 39.19 | 61.81 | 49.78 | 38.3 | 43.26 | 35.73 | 48.89 | 51.48 | 51.3 | 48.89 | 51.48 | 51.3 | 48.89 | 51.48 | 51.3 | 48.89 | 51.48 | 51.3 | 54.47 | 51.58 | 51.61 | 54.47 | 51.58 | 97.87 | 48.89 | 51.48 | 51.3 | 48.89 | 51.48 | 47.86 | 54.47 | 51.58 | 51.61 | 55.89 | 88.18 | 101.92 | 55.89 | 86.43 | 99.88 | 48.89 | 51.48 | 51.3
2762 | 38.04 | 43.01 | 35.47 | 38.04 | 43.01 | 35.47 | 38.04 | 43.01 | 36.9 | 38.04 | 43.01 | 36.9 | 38.75 | 45.55 | 36.9 | 38.75 | 45.55 | 36.9 | 38.04 | 43.01 | 35.47 | 38.04 | 43.01 | 35.47 | 38.75 | 45.55 | 36.9 | 39.98 | 63.06 | 50.79 | 39.19 | 61.81 | 49.78 | 38.04 | 43.01 | 35.47 | 48.63 | 51.22 | 51.3 | 48.63 | 51.22 | 51.3 | 48.63 | 51.22 | 51.3 | 48.63 | 51.22 | 51.3 | 54.21 | 51.32 | 51.61 | 54.21 | 51.32 | 97.87 | 48.63 | 51.22 | 51.3 | 48.63 | 51.22 | 47.61 | 54.21 | 51.32 | 51.61 | 57.6 | 88.18 | 101.92 | 57.02 | 86.43 | 99.88 | 48.63 | 51.22 | 51.3
2763 | 38.03 | 43 | 35.46 | 38.03 | 43 | 35.46 | 38.03 | 43 | 36.18 | 38.03 | 43 | 36.18 | 38.74 | 45.55 | 36.18 | 38.74 | 45.55 | 37.53 | 38.03 | 43 | 35.46 | 38.03 | 43 | 35.46 | 38.74 | 45.55 | 36.18 | 39.99 | 63.07 | 50.79 | 39.19 | 61.81 | 50.28 | 38.03 | 43 | 35.46 | 48.62 | 51.21 | 51.3 | 48.62 | 51.21 | 51.3 | 48.62 | 51.21 | 51.3 | 48.62 | 51.21 | 51.3 | 54.2 | 51.32 | 51.3 | 54.2 | 51.32 | 97.87 | 48.62 | 51.21 | 51.3 | 48.62 | 51.21 | 47.6 | 54.2 | 51.32 | 51.3 | 57.6 | 88.18 | 101.92 | 57.02 | 86.43 | 99.88 | 48.62 | 51.21 | 51.3
2764 | 38.25 | 43.22 | 35.69 | 38.25 | 43.22 | 35.69 | 38.25 | 43.22 | 37.11 | 38.25 | 43.22 | 37.11 | 38.96 | 45.77 | 37.11 | 38.96 | 45.77 | 37.76 | 38.25 | 43.22 | 35.69 | 38.25 | 43.22 | 35.69 | 38.96 | 45.77 | 37.11 | 43.61 | 64.25 | 50.79 | 43.18 | 64.25 | 50.79 | 38.25 | 43.22 | 35.69 | 48.84 | 51.43 | 51.3 | 48.84 | 51.43 | 51.3 | 48.84 | 51.43 | 51.3 | 48.84 | 51.43 | 51.3 | 54.42 | 51.54 | 51.3 | 54.42 | 51.54 | 97.87 | 48.84 | 51.43 | 51.3 | 48.84 | 51.43 | 47.82 | 54.42 | 51.54 | 51.3 | 62.87 | 88.18 | 101.92 | 63.51 | 88.18 | 99.89 | 48.84 | 51.43 | 51.3
2765 | 38.92 | 43.89 | 36.35 | 38.92 | 43.89 | 36.35 | 38.92 | 43.89 | 48.77 | 38.92 | 43.89 | 48.77 | 39.63 | 46.43 | 48.77 | 39.63 | 46.43 | 48.77 | 38.92 | 43.89 | 36.35 | 38.92 | 43.89 | 36.35 | 39.63 | 46.43 | 48.77 | 53.46 | 65.57 | 51.82 | 53.74 | 65.57 | 50.79 | 38.92 | 43.89 | 36.35 | 49.51 | 52.1 | 51.61 | 49.51 | 52.1 | 51.61 | 49.51 | 52.1 | 51.61 | 49.51 | 52.1 | 51.61 | 55.09 | 52.2 | 51.61 | 55.09 | 52.2 | 97.87 | 49.51 | 52.1 | 51.61 | 49.51 | 52.1 | 48.49 | 55.09 | 52.2 | 51.61 | 74.1 | 88.52 | 101.93 | 74.1 | 88.18 | 99.89 | 49.51 | 52.1 | 51.61
2766 | 39.73 | 44.7 | 37.16 | 39.73 | 44.7 | 37.16 | 40.44 | 44.7 | 48.77 | 40.44 | 44.7 | 48.77 | 40.44 | 47.25 | 48.77 | 40.44 | 47.25 | 48.77 | 39.73 | 44.7 | 37.16 | 39.73 | 44.7 | 37.16 | 40.44 | 47.25 | 48.77 | 54.58 | 65.57 | 51.82 | 54.58 | 65.57 | 50.79 | 39.73 | 44.7 | 37.16 | 50.32 | 53.82 | 61.6 | 50.32 | 53.82 | 61.6 | 55.9 | 67.23 | 66.79 | 55.9 | 67.23 | 66.79 | 55.9 | 67.77 | 90 | 55.9 | 67.77 | 97.87 | 50.32 | 53.82 | 61.6 | 50.32 | 52.91 | 49.29 | 55.9 | 67.77 | 90 | 74.61 | 88.52 | 101.93 | 74.61 | 87.63 | 99.89 | 50.32 | 53.82 | 61.6
2767 | 40.23 | 59.82 | 47.32 | 40.23 | 59.82 | 47.32 | 40.94 | 59.82 | 48.77 | 40.94 | 59.82 | 48.77 | 40.94 | 59.82 | 48.77 | 40.94 | 59.82 | 48.77 | 40.23 | 59.82 | 47.32 | 40.23 | 45.2 | 37.66 | 40.94 | 59.82 | 48.77 | 54.72 | 65.56 | 51.82 | 54.72 | 64.25 | 50.79 | 40.94 | 59.82 | 47.32 | 50.82 | 74.3 | 64.16 | 50.82 | 74.3 | 64.16 | 56.4 | 74.3 | 65.46 | 56.4 | 74.3 | 65.46 | 56.4 | 74.3 | 71.09 | 56.4 | 74.3 | 97 | 50.82 | 74.3 | 64.16 | 50.82 | 53.41 | 49.8 | 56.4 | 74.3 | 71.09 | 74.37 | 91.26 | 101.93 | 74.37 | 88.18 | 99.89 | 56.4 | 74.3 | 64.16
2768 | 40.8 | 48.31 | 38.25 | 40.8 | 48.31 | 38.25 | 41.5 | 48.31 | 38.25 | 41.5 | 48.31 | 38.25 | 41.5 | 48.31 | 38.25 | 41.5 | 48.31 | 38.25 | 40.8 | 48.31 | 38.25 | 40.8 | 45.76 | 38.23 | 41.5 | 48.31 | 38.25 | 54.03 | 64.01 | 51.82 | 53.49 | 62.73 | 39.84 | 41.5 | 48.31 | 38.25 | 51.38 | 61.22 | 51.86 | 51.38 | 61.22 | 51.86 | 56.96 | 61.22 | 51.86 | 56.96 | 61.22 | 51.86 | 56.96 | 61.22 | 51.86 | 56.96 | 61.22 | 51.86 | 51.38 | 61.22 | 51.61 | 51.38 | 53.97 | 50.36 | 56.96 | 61.22 | 51.86 | 74.1 | 77.27 | 55.68 | 73.36 | 74.34 | 54.01 | 56.96 | 61.22 | 51.86
2769 | 40.6 | 45.57 | 38.03 | 40.6 | 45.57 | 38.03 | 41.31 | 45.57 | 38.03 | 41.31 | 45.57 | 38.03 | 41.31 | 48.12 | 38.03 | 41.31 | 48.12 | 38.03 | 40.6 | 45.57 | 38.03 | 40.6 | 45.57 | 38.03 | 41.31 | 48.12 | 38.03 | 52.67 | 54.14 | 38.42 | 51.62 | 53.05 | 38.24 | 41.31 | 45.57 | 38.03 | 51.19 | 53.78 | 50.17 | 51.19 | 53.78 | 50.17 | 51.19 | 53.78 | 50.17 | 51.19 | 53.78 | 50.17 | 56.77 | 53.89 | 50.17 | 56.77 | 53.89 | 50.17 | 51.19 | 53.78 | 50.17 | 51.19 | 53.78 | 50.17 | 56.77 | 53.89 | 50.17 | 72.16 | 56.7 | 50.68 | 70.72 | 55.57 | 49.78 | 51.19 | 53.78 | 50.17
2770 | 40.45 | 45.42 | 37.88 | 40.45 | 45.42 | 37.88 | 41.16 | 45.42 | 37.88 | 41.16 | 45.42 | 37.88 | 41.16 | 47.96 | 37.88 | 41.16 | 47.96 | 37.88 | 40.45 | 45.42 | 37.88 | 40.45 | 45.42 | 37.88 | 41.16 | 47.96 | 37.88 | 42.98 | 48.44 | 38.26 | 42.12 | 47.47 | 38.24 | 40.45 | 45.42 | 37.88 | 51.04 | 53.63 | 50.01 | 51.04 | 53.63 | 50.01 | 51.04 | 53.63 | 50.01 | 51.04 | 53.63 | 50.01 | 56.62 | 53.73 | 50.01 | 56.62 | 53.73 | 50.01 | 51.04 | 53.63 | 50.01 | 51.04 | 53.63 | 50.01 | 56.62 | 53.73 | 50.01 | 59.87 | 54.17 | 50.52 | 58.68 | 53.09 | 49.78 | 51.04 | 53.63 | 50.01
2771 | 40.24 | 45.21 | 37.67 | 40.24 | 45.21 | 37.67 | 40.24 | 45.21 | 37.67 | 40.24 | 45.21 | 37.67 | 40.95 | 47.75 | 37.67 | 40.95 | 47.75 | 37.67 | 40.24 | 45.21 | 37.67 | 40.24 | 45.21 | 37.67 | 40.95 | 47.75 | 37.67 | 40.65 | 47.56 | 37.67 | 40.65 | 46.61 | 37.67 | 40.24 | 45.21 | 37.67 | 50.83 | 53.42 | 49.81 | 50.83 | 53.42 | 49.81 | 50.83 | 53.42 | 49.81 | 50.83 | 53.42 | 49.81 | 56.41 | 53.52 | 49.81 | 56.41 | 53.52 | 49.81 | 50.83 | 53.42 | 49.81 | 50.83 | 53.42 | 49.81 | 56.41 | 53.52 | 49.81 | 55.85 | 53.52 | 49.31 | 54.73 | 52.95 | 49.31 | 50.83 | 53.42 | 49.81
2772 | 40.06 | 45.03 | 37.5 | 40.06 | 45.03 | 37.5 | 40.06 | 45.03 | 37.5 | 40.06 | 45.03 | 37.5 | 40.77 | 47.57 | 37.5 | 40.77 | 47.57 | 37.5 | 40.06 | 45.03 | 37.5 | 40.06 | 45.03 | 37.5 | 40.77 | 47.57 | 37.5 | 40.45 | 47.55 | 37.12 | 40.47 | 46.6 | 37.12 | 40.06 | 45.03 | 37.5 | 50.65 | 53.24 | 49.63 | 50.65 | 53.24 | 49.63 | 50.65 | 53.24 | 49.63 | 50.65 | 53.24 | 49.63 | 56.23 | 53.35 | 49.63 | 56.23 | 53.35 | 49.63 | 50.65 | 53.24 | 49.63 | 50.65 | 53.24 | 49.63 | 56.23 | 53.35 | 49.63 | 55.67 | 53.35 | 49.31 | 53.75 | 52.71 | 49.13 | 50.65 | 53.24 | 49.63
2773 | 39.98 | 44.94 | 37.41 | 39.98 | 44.94 | 37.41 | 39.98 | 44.94 | 37.41 | 39.98 | 44.94 | 37.41 | 40.68 | 47.49 | 37.41 | 40.68 | 47.49 | 37.41 | 39.98 | 44.94 | 37.41 | 39.98 | 44.94 | 37.41 | 40.68 | 47.49 | 37.41 | 40.28 | 47.55 | 37.03 | 40.38 | 46.6 | 37.03 | 39.98 | 44.94 | 37.41 | 50.56 | 53.15 | 49.54 | 50.56 | 53.15 | 49.54 | 50.56 | 53.15 | 49.54 | 50.56 | 53.15 | 49.54 | 56.14 | 53.26 | 49.54 | 56.14 | 53.26 | 49.54 | 50.56 | 53.15 | 49.54 | 50.56 | 53.15 | 49.54 | 56.14 | 53.26 | 49.54 | 55.22 | 52.73 | 49.11 | 53.75 | 52.62 | 49.11 | 50.56 | 53.15 | 49.54
2774 | 39.83 | 44.79 | 37.26 | 39.83 | 44.79 | 37.26 | 39.83 | 44.79 | 37.26 | 39.83 | 44.79 | 37.26 | 40.53 | 47.34 | 37.26 | 40.53 | 47.34 | 37.26 | 39.83 | 44.79 | 37.26 | 39.83 | 44.79 | 37.26 | 40.53 | 47.34 | 37.26 | 40.13 | 47.55 | 36.88 | 39.98 | 46.59 | 36.88 | 39.83 | 44.79 | 37.26 | 50.41 | 53 | 49.39 | 50.41 | 53 | 49.39 | 51.44 | 53 | 49.39 | 51.44 | 53 | 49.39 | 55.99 | 53.11 | 49.39 | 55.99 | 53.11 | 49.39 | 50.41 | 53 | 49.39 | 50.41 | 53 | 49.39 | 55.99 | 53.11 | 49.39 | 54.84 | 52.6 | 49.11 | 53.74 | 52.6 | 49.11 | 50.41 | 53 | 49.39
2775 | 39.64 | 44.6 | 37.07 | 39.64 | 44.6 | 37.07 | 39.64 | 44.6 | 37.07 | 39.64 | 44.6 | 37.07 | 40.34 | 47.15 | 37.07 | 40.34 | 47.15 | 37.07 | 39.64 | 44.6 | 37.07 | 39.64 | 44.6 | 37.07 | 40.34 | 47.15 | 37.07 | 40.04 | 47.62 | 36.7 | 40.04 | 46.67 | 36.7 | 39.64 | 44.6 | 37.07 | 50.22 | 52.81 | 49.2 | 50.22 | 52.81 | 49.2 | 51.61 | 52.81 | 49.2 | 51.61 | 52.81 | 49.2 | 55.8 | 52.92 | 49.2 | 55.8 | 52.92 | 49.2 | 50.22 | 52.81 | 49.2 | 50.22 | 52.81 | 49.2 | 55.8 | 52.92 | 49.2 | 54.84 | 53.13 | 49.11 | 53.74 | 53.35 | 49.11 | 50.22 | 52.81 | 49.2
2776 | 39.49 | 44.46 | 36.92 | 39.49 | 44.46 | 36.92 | 40.2 | 45.45 | 36.92 | 40.2 | 45.45 | 36.92 | 40.2 | 47.01 | 36.92 | 40.2 | 47.01 | 36.92 | 39.49 | 44.46 | 36.92 | 39.49 | 44.46 | 36.92 | 40.2 | 47.01 | 36.92 | 42.01 | 59.66 | 38.09 | 41.18 | 58.47 | 38.09 | 39.49 | 44.46 | 36.92 | 50.08 | 52.67 | 49.06 | 50.08 | 52.67 | 49.06 | 55.01 | 53.49 | 49.06 | 55.01 | 53.74 | 49.06 | 55.66 | 53.49 | 49.06 | 55.66 | 53.49 | 49.06 | 50.08 | 52.67 | 49.06 | 50.08 | 52.67 | 49.06 | 55.66 | 53.49 | 49.06 | 57.28 | 61.82 | 52.14 | 57.28 | 62.44 | 52.36 | 50.08 | 52.67 | 49.06
2777 | 39.52 | 44.49 | 36.95 | 39.52 | 44.49 | 36.95 | 40.23 | 47.03 | 48.77 | 40.23 | 47.03 | 48.77 | 40.23 | 47.03 | 45.91 | 40.23 | 47.03 | 45.91 | 39.52 | 44.49 | 36.95 | 39.52 | 44.49 | 36.95 | 40.23 | 47.03 | 45.91 | 52.67 | 63.63 | 49.78 | 52.67 | 62.97 | 50.79 | 39.52 | 44.49 | 36.95 | 50.11 | 52.7 | 49.08 | 50.11 | 52.7 | 49.08 | 55.69 | 53.97 | 54.02 | 55.69 | 67.7 | 54.02 | 55.69 | 53.97 | 54.02 | 55.69 | 53.97 | 54.02 | 50.11 | 52.7 | 49.08 | 50.11 | 52.7 | 49.08 | 55.69 | 53.97 | 54.02 | 73.62 | 81.59 | 92.69 | 72.16 | 83.25 | 94.58 | 50.11 | 52.7 | 49.08
2778 | 39.51 | 44.48 | 36.95 | 39.51 | 44.48 | 36.95 | 40.22 | 47.03 | 79 | 40.22 | 61.02 | 79 | 40.22 | 47.03 | 51.68 | 40.22 | 47.03 | 51.68 | 39.51 | 44.48 | 36.95 | 39.51 | 44.48 | 36.95 | 40.22 | 47.03 | 51.68 | 53.62 | 71.08 | 80.63 | 53.31 | 71.08 | 80.63 | 39.51 | 44.48 | 36.95 | 50.1 | 52.69 | 49.08 | 50.1 | 52.69 | 49.08 | 55.68 | 67.55 | 61 | 55.68 | 67.7 | 61 | 55.68 | 67.55 | 61 | 55.68 | 67.55 | 61 | 50.1 | 52.69 | 49.08 | 50.1 | 52.69 | 49.08 | 55.68 | 67.55 | 61 | 76.64 | 84.07 | 104.49 | 75.12 | 85.79 | 106.06 | 50.1 | 52.69 | 49.08
2779 | 39.59 | 44.55 | 37.02 | 39.59 | 44.55 | 37.02 | 40.29 | 47.1 | 80.3 | 40.29 | 47.1 | 80.3 | 40.29 | 47.1 | 51.68 | 40.29 | 47.1 | 51.68 | 39.59 | 44.55 | 37.02 | 39.59 | 44.55 | 37.02 | 40.29 | 47.1 | 51.68 | 56.06 | 86.24 | 83.16 | 54.94 | 86.24 | 81.96 | 39.59 | 44.55 | 37.02 | 50.17 | 52.76 | 49.15 | 50.17 | 52.76 | 49.15 | 55.75 | 67.7 | 61 | 55.75 | 67.7 | 61 | 55.75 | 67.7 | 61 | 55.75 | 67.7 | 61 | 50.17 | 52.76 | 49.15 | 50.17 | 52.76 | 49.15 | 55.75 | 67.7 | 61 | 79.06 | 106.06 | 111.11 | 80.49 | 108.23 | 113.37 | 50.17 | 52.76 | 49.15
2780 | 39.74 | 44.7 | 33.06 | 39.74 | 44.7 | 37.17 | 40.44 | 44.7 | 47.33 | 40.44 | 44.7 | 47.33 | 40.44 | 47.25 | 47.33 | 40.44 | 47.25 | 47.33 | 39.74 | 44.7 | 37.17 | 39.74 | 44.7 | 37.17 | 40.44 | 47.25 | 47.33 | 55.5 | 86.24 | 83.16 | 54.39 | 86.24 | 81.96 | 39.74 | 44.7 | 33.06 | 50.32 | 52.91 | 49.3 | 50.32 | 52.91 | 49.3 | 50.32 | 52.91 | 52.13 | 50.32 | 52.91 | 52.13 | 55.9 | 54.19 | 52.13 | 55.9 | 54.19 | 52.13 | 50.32 | 52.91 | 49.3 | 50.32 | 52.91 | 49.3 | 55.9 | 54.19 | 52.13 | 78.5 | 103.95 | 111.11 | 77.72 | 106.06 | 113.37 | 50.32 | 52.91 | 46.17
2781 | 39.75 | 26.12 | 10.33 | 39.75 | 44.71 | 10.33 | 39.75 | 44.71 | 37.18 | 39.75 | 44.71 | 37.18 | 40.45 | 47.26 | 37.18 | 40.45 | 47.26 | 37.18 | 39.75 | 44.71 | 37.18 | 39.75 | 44.71 | 37.18 | 40.45 | 47.26 | 37.18 | 54.03 | 76.5 | 81.96 | 52.95 | 76.5 | 80.32 | 39.75 | 26.12 | 10.33 | 50.34 | 52.93 | 49.31 | 50.34 | 52.93 | 49.31 | 50.34 | 52.93 | 49.31 | 50.34 | 52.93 | 49.31 | 55.92 | 53.03 | 49.31 | 55.92 | 53.03 | 49.31 | 50.34 | 52.93 | 49.31 | 50.34 | 52.93 | 49.31 | 55.92 | 53.03 | 49.31 | 73.62 | 95.03 | 111.11 | 72.89 | 96.96 | 111.11 | 50.34 | 32.95 | 32.95
2782 | 18.29 | 26.12 | 0 | 39.51 | 44.47 | 0 | 39.51 | 44.47 | 36.94 | 39.51 | 44.47 | 36.94 | 40.21 | 47.02 | 36.94 | 40.21 | 47.02 | 36.94 | 39.51 | 44.47 | 36.94 | 39.51 | 44.47 | 36.94 | 40.21 | 47.02 | 36.94 | 47.03 | 62.97 | 59.99 | 47.03 | 62.97 | 59.99 | 18.29 | 26.12 | 0 | 36.14 | 52.52 | 49.07 | 36.14 | 52.52 | 49.07 | 36.14 | 52.52 | 49.07 | 36.14 | 52.52 | 49.07 | 55.68 | 52.79 | 49.07 | 55.68 | 52.79 | 49.07 | 50.1 | 52.68 | 49.07 | 50.1 | 52.68 | 49.07 | 55.68 | 52.79 | 49.07 | 72.16 | 81.59 | 96.53 | 72.16 | 82.42 | 96.53 | 36.14 | 10.33 | 10.33
2783 | 17.92 | 10.33 | 0 | 17.92 | 10.34 | 0 | 17.92 | 10.34 | 36.46 | 17.92 | 10.34 | 36.46 | 39.74 | 46.54 | 36.46 | 39.74 | 46.54 | 36.46 | 39.03 | 44 | 36.46 | 39.03 | 44 | 36.46 | 39.74 | 46.54 | 36.46 | 44.04 | 59.27 | 39.02 | 44.04 | 58.08 | 38.24 | 17.92 | 10.33 | 0 | 10.33 | 48.43 | 46.17 | 10.33 | 48.43 | 46.17 | 10.33 | 48.43 | 46.17 | 10.33 | 48.43 | 46.17 | 55.2 | 52.31 | 48.59 | 55.2 | 52.31 | 48.59 | 49.62 | 52.21 | 48.59 | 49.62 | 52.21 | 48.59 | 55.2 | 52.31 | 48.59 | 62.14 | 54.59 | 50.75 | 62.14 | 55.7 | 49.78 | 10.33 | 10.33 | 10.33
2784 | 10.33 | 10.33 | 0 | 10.33 | 10.33 | 0 | 10.33 | 10.33 | 36.25 | 10.33 | 10.33 | 36.25 | 39.52 | 46.17 | 36.25 | 39.52 | 46.33 | 36.25 | 38.81 | 43.78 | 36.25 | 38.81 | 43.78 | 36.25 | 39.52 | 46.17 | 36.25 | 39.6 | 46.79 | 36.61 | 38.8 | 45.86 | 36.61 | 10.33 | 10.33 | 0 | 10.33 | 48.43 | 46.17 | 10.33 | 48.43 | 46.17 | 10.33 | 48.43 | 46.17 | 10.33 | 48.43 | 46.17 | 54.98 | 52.1 | 48.38 | 54.98 | 52.1 | 48.38 | 49.4 | 51.99 | 48.38 | 49.4 | 51.99 | 48.38 | 54.98 | 52.1 | 48.38 | 57.02 | 52.62 | 47.9 | 57.02 | 52.62 | 46.94 | 10.33 | 10.33 | 10.33
2785 | 10.33 | 10.33 | 0 | 10.33 | 10.33 | 0 | 10.33 | 10.33 | 35.12 | 10.33 | 10.33 | 35.12 | 39.19 | 45.84 | 35.91 | 39.19 | 45.99 | 35.91 | 38.48 | 43.44 | 35.91 | 38.48 | 43.44 | 35.91 | 39.19 | 45.84 | 35.91 | 38.49 | 45.53 | 35.55 | 37.72 | 44.61 | 35.47 | 10.33 | 10.33 | 0 | 10.33 | 48.43 | 46.17 | 10.33 | 48.43 | 46.17 | 10.33 | 48.43 | 46.17 | 10.33 | 48.43 | 46.17 | 54.65 | 51.76 | 48.04 | 54.65 | 51.76 | 48.04 | 49.07 | 51.66 | 48.04 | 49.07 | 51.66 | 48.04 | 54.65 | 51.76 | 48.04 | 54.1 | 51.05 | 47.16 | 54.08 | 51.05 | 46.63 | 10.33 | 10.33 | 10.34
2786 | 10.33 | 10.33 | 0 | 10.33 | 10.33 | 0 | 10.33 | 10.33 | 35.01 | 10.33 | 10.33 | 35.01 | 39 | 44.71 | 35.72 | 39 | 44.71 | 35.72 | 38.29 | 43.26 | 35.72 | 38.29 | 43.26 | 35.72 | 39 | 44.71 | 35.72 | 38.42 | 42.81 | 35.37 | 37.65 | 41.95 | 35.37 | 10.33 | 10.33 | 0 | 10.33 | 47.41 | 45.23 | 10.33 | 47.41 | 45.23 | 10.33 | 47.41 | 45.23 | 10.33 | 47.41 | 45.23 | 54.02 | 51.57 | 47.86 | 54.02 | 51.57 | 47.86 | 48.88 | 51.47 | 47.86 | 48.88 | 51.47 | 47.86 | 54.02 | 51.57 | 47.86 | 52.41 | 47.89 | 45.69 | 51.88 | 47.89 | 45.69 | 10.33 | 47.41 | 44.33
2787 | 18.29 | 10.34 | 10.33 | 18.29 | 10.34 | 10.33 | 18.29 | 10.34 | 34.43 | 18.29 | 10.34 | 34.43 | 38.99 | 43.25 | 35.72 | 38.99 | 43.25 | 35.72 | 38.29 | 43.25 | 35.72 | 38.29 | 43.25 | 35.72 | 38.99 | 43.25 | 35.72 | 38.42 | 42.27 | 34.78 | 37.65 | 41.42 | 34.78 | 18.29 | 10.34 | 10.33 | 10.33 | 48.43 | 45.23 | 10.33 | 48.43 | 45.23 | 10.33 | 48.43 | 45.23 | 10.33 | 48.43 | 45.23 | 54.02 | 51.46 | 47.85 | 54.02 | 51.46 | 47.85 | 48.88 | 51.46 | 47.85 | 48.88 | 51.46 | 47.85 | 54.02 | 51.46 | 47.85 | 52.4 | 48.92 | 44.8 | 51.88 | 48.92 | 45.69 | 10.33 | 48.43 | 45.23
2788 | 18.29 | 26.12 | 10.33 | 18.29 | 26.12 | 10.33 | 18.29 | 26.12 | 34.07 | 18.29 | 26.12 | 34.07 | 39.16 | 43.42 | 35.89 | 39.16 | 43.42 | 35.89 | 38.45 | 43.42 | 35.89 | 38.45 | 43.42 | 35.89 | 39.16 | 43.42 | 35.89 | 38.27 | 42.27 | 34.42 | 37.65 | 41.42 | 34.42 | 18.29 | 26.12 | 10.33 | 35.42 | 48.43 | 46.17 | 35.42 | 48.43 | 46.17 | 35.42 | 48.43 | 46.17 | 35.42 | 48.43 | 46.17 | 54.02 | 51.63 | 48.02 | 54.02 | 51.63 | 48.02 | 49.04 | 51.63 | 48.02 | 49.04 | 51.63 | 48.02 | 54.02 | 51.63 | 48.02 | 52.41 | 47.95 | 44.8 | 51.88 | 48.92 | 45.72 | 35.42 | 48.43 | 46.17
2789 | 38.91 | 43.82 | 33.06 | 38.91 | 43.82 | 33.06 | 38.91 | 43.82 | 35.12 | 38.91 | 43.82 | 35.12 | 39.62 | 45.35 | 36.34 | 39.62 | 45.35 | 36.34 | 38.91 | 43.88 | 36.34 | 38.91 | 43.88 | 36.34 | 39.62 | 45.35 | 36.34 | 41.45 | 44.27 | 35.14 | 41.45 | 44.27 | 35.47 | 38.91 | 43.82 | 33.06 | 49.5 | 52.09 | 46.68 | 49.5 | 52.09 | 46.68 | 49.5 | 52.09 | 46.68 | 49.5 | 52.09 | 46.68 | 55.08 | 52.09 | 48.48 | 55.08 | 52.09 | 48.48 | 49.5 | 52.09 | 48.48 | 49.5 | 52.09 | 48.48 | 55.08 | 52.09 | 48.48 | 62.5 | 51.56 | 45.29 | 63.77 | 52.62 | 46.21 | 49.5 | 52.09 | 46.68
2790 | 39.7 | 44.67 | 36.59 | 39.7 | 44.67 | 36.59 | 39.7 | 44.67 | 36.59 | 39.7 | 44.67 | 36.59 | 40.41 | 47.06 | 36.59 | 40.41 | 47.06 | 36.59 | 39.7 | 44.67 | 36.59 | 39.7 | 44.67 | 37.14 | 40.41 | 47.06 | 36.59 | 49.78 | 45.49 | 35.14 | 50.8 | 45.12 | 35.85 | 39.7 | 44.67 | 36.59 | 50.29 | 52.62 | 49.27 | 50.29 | 52.62 | 49.27 | 50.29 | 52.62 | 49.27 | 50.29 | 52.62 | 49.27 | 55.87 | 52.62 | 49.27 | 55.87 | 52.62 | 49.27 | 50.29 | 52.62 | 49.27 | 50.29 | 52.88 | 49.27 | 55.87 | 52.62 | 49.27 | 70.11 | 50 | 44.8 | 70.11 | 52.09 | 47.64 | 50.29 | 52.62 | 49.27
2791 | 40.23 | 45.2 | 37.33 | 40.23 | 45.2 | 37.33 | 40.23 | 45.2 | 37.33 | 40.23 | 45.2 | 37.33 | 40.94 | 46.59 | 37.33 | 40.94 | 46.59 | 37.33 | 40.23 | 45.2 | 37.33 | 40.23 | 45.2 | 37.66 | 40.94 | 46.59 | 37.33 | 50.88 | 44.74 | 34.42 | 49.86 | 44.74 | 34.42 | 40.23 | 45.2 | 37.33 | 50.82 | 52.08 | 47.16 | 50.82 | 52.08 | 47.16 | 50.82 | 52.08 | 47.16 | 50.82 | 52.08 | 47.16 | 56.4 | 52.08 | 49.11 | 56.4 | 52.08 | 49.11 | 50.82 | 52.08 | 49.11 | 50.82 | 53.41 | 49.8 | 56.4 | 52.08 | 49.11 | 68 | 50.01 | 44.8 | 69.39 | 51.03 | 44.8 | 50.82 | 52.08 | 47.16
2792 | 40.73 | 43.24 | 33.17 | 40.73 | 43.24 | 33.17 | 40.73 | 43.24 | 33.17 | 40.73 | 43.24 | 33.17 | 41.44 | 43.24 | 35.65 | 41.44 | 43.24 | 35.65 | 40.73 | 43.24 | 35.65 | 40.73 | 45.7 | 38.16 | 41.44 | 43.24 | 35.65 | 41.85 | 41.38 | 0 | 41.14 | 41.38 | 0 | 40.73 | 43.24 | 33.17 | 51.32 | 48.64 | 46.17 | 51.32 | 48.64 | 46.17 | 51.32 | 48.64 | 46.17 | 51.32 | 48.64 | 46.17 | 56.9 | 49.13 | 47.05 | 56.9 | 49.13 | 47.05 | 51.32 | 49.13 | 47.05 | 51.32 | 53.91 | 50.29 | 56.9 | 49.13 | 47.05 | 57.47 | 46.7 | 44.38 | 56.32 | 47.66 | 44.8 | 51.32 | 48.64 | 46.17
2793 | 40.58 | 13.11 | 33.06 | 40.58 | 13.11 | 33.06 | 40.58 | 13.11 | 33.06 | 40.58 | 13.11 | 33.06 | 41.28 | 13.11 | 33.4 | 41.28 | 13.11 | 33.4 | 40.58 | 13.11 | 33.4 | 40.58 | 45.54 | 38.01 | 41.28 | 13.11 | 33.4 | 38.42 | 0 | 0 | 39.2 | 0 | 0 | 40.58 | 13.11 | 33.06 | 51.16 | 32.95 | 44.38 | 51.16 | 32.95 | 44.38 | 51.16 | 32.95 | 44.38 | 51.16 | 32.95 | 0 | 56.74 | 47.89 | 44.38 | 56.74 | 47.89 | 44.38 | 51.16 | 47.89 | 44.38 | 51.16 | 53.75 | 50.14 | 56.74 | 47.89 | 44.38 | 52.74 | 0 | 0 | 51.68 | 0 | 0 | 51.16 | 32.95 | 46.17
2794 | 40.42 | 10.34 | 32.07 | 40.42 | 10.34 | 32.07 | 40.42 | 10.34 | 32.07 | 40.42 | 10.34 | 32.07 | 41.13 | 10.39 | 33.4 | 41.13 | 10.39 | 33.4 | 40.42 | 10.39 | 33.4 | 40.42 | 45.39 | 37.86 | 41.13 | 10.39 | 33.4 | 35.29 | 0 | 0 | 35.29 | 0 | 0 | 40.42 | 10.34 | 32.07 | 48.68 | 10.33 | 43.27 | 48.68 | 10.33 | 42.47 | 48.68 | 10.33 | 42.47 | 48.68 | 0 | 0 | 51.74 | 45.06 | 42.47 | 51.74 | 45.06 | 42.47 | 51.01 | 45.06 | 42.47 | 51.01 | 53.6 | 49.99 | 51.74 | 45.06 | 44.38 | 48.68 | 0 | 0 | 48.19 | 0 | 0 | 48.68 | 10.33 | 46.17
2795 | 40.19 | 10.33 | 27.65 | 40.19 | 10.33 | 27.65 | 40.19 | 10.33 | 27.65 | 40.19 | 10.33 | 27.65 | 40.9 | 10.39 | 27.65 | 40.9 | 10.39 | 27.65 | 40.19 | 10.39 | 27.65 | 40.19 | 45.16 | 37.63 | 40.9 | 10.39 | 33.4 | 35.29 | 0 | 0 | 35.29 | 0 | 0 | 40.19 | 10.33 | 27.65 | 48.19 | 10.33 | 43.27 | 48.19 | 10.33 | 0 | 48.19 | 10.33 | 0 | 48.19 | 0 | 0 | 51.74 | 45.06 | 0 | 51.74 | 45.06 | 0 | 50.78 | 45.06 | 0 | 50.78 | 53.37 | 49.76 | 51.74 | 45.06 | 44.38 | 48.68 | 0 | 0 | 47.71 | 0 | 0 | 48.19 | 10.33 | 46.17
2796 | 39.92 | 10.33 | 31.75 | 39.92 | 10.33 | 31.75 | 39.92 | 10.33 | 31.75 | 39.92 | 10.33 | 31.75 | 40.62 | 10.38 | 31.75 | 40.62 | 10.38 | 31.75 | 39.92 | 10.38 | 31.75 | 39.92 | 44.88 | 37.35 | 40.62 | 10.38 | 33.4 | 35.29 | 0 | 0 | 35.29 | 0 | 0 | 39.92 | 10.33 | 31.75 | 48.19 | 29 | 43.27 | 48.19 | 10.33 | 0 | 48.19 | 10.33 | 0 | 48.19 | 0 | 0 | 51.74 | 45.06 | 0 | 51.74 | 45.06 | 0 | 50.51 | 45.06 | 0 | 50.51 | 53.09 | 49.48 | 51.74 | 45.06 | 44.38 | 48.68 | 0 | 0 | 47.71 | 0 | 0 | 48.19 | 29 | 46.17
2797 | 39.65 | 10.34 | 32.07 | 39.65 | 10.34 | 32.07 | 39.65 | 10.34 | 32.07 | 39.65 | 10.34 | 32.07 | 40.35 | 10.34 | 32.07 | 40.35 | 10.34 | 32.07 | 39.65 | 10.34 | 32.07 | 39.65 | 44.61 | 37.08 | 40.35 | 10.34 | 33.4 | 30.97 | 0 | 0 | 30.97 | 0 | 0 | 39.65 | 10.34 | 32.07 | 47.5 | 48.43 | 43.27 | 47.5 | 29.98 | 0 | 47.5 | 29.98 | 0 | 47.5 | 0 | 0 | 50.24 | 45.06 | 0 | 50.24 | 45.06 | 0 | 50.24 | 45.06 | 0 | 50.24 | 52.83 | 49.21 | 50.24 | 45.06 | 44.38 | 47.03 | 0 | 0 | 47.02 | 0 | 0 | 47.5 | 48.43 | 46.17
2798 | 39.4 | 10.35 | 33.06 | 39.4 | 10.35 | 33.06 | 39.4 | 10.35 | 33.06 | 39.4 | 10.35 | 32.94 | 40.1 | 10.39 | 33.06 | 40.1 | 10.39 | 33.06 | 39.4 | 10.39 | 33.06 | 39.4 | 44.36 | 36.83 | 40.1 | 10.39 | 33.4 | 31.6 | 0 | 0 | 32.24 | 0 | 0 | 39.4 | 10.35 | 33.06 | 47.5 | 48.43 | 46.17 | 47.5 | 10.33 | 0 | 47.5 | 10.33 | 0 | 47.5 | 0 | 0 | 49.99 | 45.06 | 0 | 49.99 | 45.06 | 0 | 49.99 | 45.06 | 0 | 49.99 | 52.58 | 48.96 | 49.99 | 45.06 | 44.38 | 47.03 | 0 | 0 | 47.02 | 0 | 0 | 47.5 | 48.43 | 46.17
2799 | 39.2 | 10.39 | 33.4 | 39.2 | 10.39 | 33.4 | 39.2 | 10.39 | 33.4 | 39.2 | 10.39 | 32.94 | 39.91 | 10.39 | 33.4 | 39.91 | 10.39 | 33.4 | 39.2 | 10.39 | 33.4 | 39.2 | 44.16 | 36.63 | 39.91 | 10.39 | 33.4 | 38.42 | 0 | 0 | 38.81 | 0 | 0 | 39.2 | 10.39 | 33.4 | 49.79 | 48.43 | 46.17 | 49.79 | 45.06 | 45.72 | 49.79 | 45.06 | 45.72 | 49.79 | 45.06 | 45.72 | 54.08 | 45.06 | 45.72 | 54.08 | 45.06 | 45.72 | 49.79 | 45.06 | 45.72 | 49.79 | 52.38 | 48.76 | 54.08 | 45.06 | 47.16 | 51.4 | 12.33 | 44.8 | 50.29 | 12.59 | 43.91 | 49.79 | 49.42 | 47.14
2800 | 39.12 | 44.09 | 36.56 | 39.12 | 44.09 | 36.56 | 39.12 | 44.09 | 36.56 | 39.12 | 44.09 | 36.56 | 39.83 | 44.09 | 36.56 | 39.83 | 44.09 | 36.56 | 39.12 | 44.09 | 36.56 | 39.12 | 44.09 | 36.56 | 39.83 | 44.09 | 36.56 | 39.03 | 42.81 | 29.88 | 39.03 | 43.12 | 29.88 | 39.12 | 44.09 | 36.56 | 49.71 | 52.08 | 48.69 | 49.71 | 52.08 | 48.69 | 49.71 | 52.08 | 48.69 | 49.71 | 52.08 | 48.62 | 55.29 | 52.08 | 48.69 | 55.29 | 52.08 | 48.69 | 49.71 | 52.08 | 48.69 | 49.71 | 52.3 | 48.69 | 55.29 | 52.08 | 48.69 | 54.72 | 50 | 45.35 | 53.63 | 51.03 | 45.35 | 49.71 | 52.08 | 50.13
2801 | 39.17 | 44.13 | 36.6 | 39.17 | 44.13 | 36.6 | 39.17 | 44.13 | 36.6 | 39.17 | 44.13 | 36.6 | 39.88 | 46.68 | 36.6 | 39.88 | 46.68 | 36.6 | 39.17 | 44.13 | 36.6 | 39.17 | 44.13 | 36.6 | 39.88 | 46.68 | 36.6 | 44.25 | 46.68 | 35.65 | 43.37 | 44.58 | 35.85 | 39.17 | 44.13 | 36.6 | 49.76 | 52.35 | 48.73 | 49.76 | 52.35 | 48.73 | 49.76 | 52.35 | 48.73 | 49.76 | 52.35 | 48.73 | 55.34 | 52.45 | 48.73 | 55.34 | 52.45 | 48.73 | 49.76 | 52.35 | 48.73 | 49.76 | 52.35 | 48.73 | 55.34 | 52.45 | 48.73 | 60.63 | 52.36 | 46.34 | 59.41 | 52.87 | 47.28 | 49.76 | 52.35 | 51.3
2802 | 39.19 | 44.16 | 36.63 | 39.19 | 44.16 | 36.63 | 39.19 | 44.16 | 36.63 | 39.19 | 44.16 | 36.63 | 39.9 | 46.71 | 36.63 | 39.9 | 46.71 | 36.63 | 39.19 | 44.16 | 36.63 | 39.19 | 44.16 | 36.63 | 39.9 | 46.71 | 36.63 | 51.87 | 47.18 | 36.44 | 50.83 | 46.24 | 37 | 39.19 | 44.16 | 36.63 | 49.78 | 52.37 | 48.76 | 49.78 | 52.37 | 48.76 | 49.78 | 52.37 | 48.76 | 49.78 | 52.37 | 48.76 | 55.36 | 52.48 | 48.76 | 55.36 | 52.48 | 48.76 | 49.78 | 52.37 | 48.76 | 49.78 | 52.37 | 48.76 | 55.36 | 52.48 | 48.76 | 70.72 | 52.9 | 48.27 | 70.72 | 52.9 | 48.27 | 49.78 | 52.37 | 51.3
2803 | 39.16 | 44.12 | 36.59 | 39.16 | 44.12 | 36.59 | 39.16 | 44.12 | 36.59 | 39.16 | 44.12 | 36.59 | 39.86 | 46.67 | 36.59 | 39.86 | 46.67 | 36.59 | 39.16 | 44.12 | 36.59 | 39.16 | 44.12 | 36.59 | 39.86 | 46.67 | 36.59 | 53.31 | 47.36 | 36.44 | 53.31 | 46.42 | 36.96 | 39.16 | 44.12 | 36.59 | 49.75 | 52.34 | 48.72 | 49.75 | 52.34 | 48.72 | 49.75 | 52.34 | 48.72 | 49.75 | 52.34 | 48.72 | 55.33 | 52.44 | 48.72 | 55.33 | 52.44 | 48.72 | 49.75 | 52.34 | 48.72 | 49.75 | 52.34 | 48.72 | 55.33 | 52.44 | 48.72 | 72.89 | 52.86 | 48.24 | 72.16 | 52.86 | 49.22 | 49.75 | 52.34 | 51.3
2804 | 39.31 | 44.27 | 36.74 | 39.31 | 44.27 | 36.74 | 39.31 | 44.27 | 36.74 | 39.31 | 44.27 | 36.74 | 40.01 | 46.82 | 36.74 | 40.01 | 46.82 | 36.74 | 39.31 | 44.27 | 36.74 | 39.31 | 44.27 | 36.74 | 40.01 | 46.82 | 36.74 | 53.31 | 47.36 | 36.44 | 53.31 | 48.33 | 37.18 | 39.31 | 44.27 | 36.74 | 49.9 | 52.49 | 48.87 | 49.9 | 52.49 | 48.87 | 49.9 | 52.49 | 48.87 | 49.9 | 52.49 | 48.87 | 55.48 | 52.59 | 48.87 | 55.48 | 52.59 | 48.87 | 49.9 | 52.49 | 48.87 | 49.9 | 52.49 | 48.87 | 55.48 | 52.59 | 48.87 | 72.16 | 53.12 | 48.38 | 72.16 | 54.21 | 49.37 | 49.9 | 52.49 | 51.3
2805 | 39.38 | 44.34 | 36.81 | 39.38 | 44.34 | 36.81 | 39.38 | 44.34 | 36.81 | 39.38 | 44.34 | 36.81 | 40.08 | 46.89 | 36.81 | 40.08 | 46.89 | 36.81 | 39.38 | 44.34 | 36.81 | 39.38 | 44.34 | 36.81 | 40.08 | 46.89 | 36.81 | 51.62 | 47.36 | 36.44 | 51.62 | 48.33 | 37.18 | 39.38 | 44.34 | 36.81 | 49.97 | 52.55 | 48.94 | 49.97 | 52.55 | 48.94 | 49.97 | 52.55 | 48.94 | 49.97 | 52.55 | 48.94 | 55.55 | 52.66 | 48.94 | 55.55 | 52.66 | 48.94 | 49.97 | 52.55 | 48.94 | 49.97 | 52.55 | 48.94 | 55.55 | 52.66 | 48.94 | 70.78 | 52.95 | 48.45 | 70.78 | 72.82 | 49.44 | 49.97 | 52.55 | 51.3
2806 | 39.18 | 44.14 | 36.61 | 39.18 | 44.14 | 36.61 | 39.18 | 44.14 | 36.61 | 39.18 | 44.14 | 36.61 | 39.88 | 46.69 | 36.61 | 39.88 | 46.69 | 36.61 | 39.18 | 44.14 | 36.61 | 39.18 | 44.14 | 36.61 | 39.88 | 46.69 | 36.61 | 50.88 | 47.16 | 36.24 | 50.88 | 48.12 | 36.98 | 39.18 | 44.14 | 36.61 | 49.77 | 52.36 | 48.74 | 49.77 | 52.36 | 48.74 | 49.77 | 52.36 | 48.74 | 49.77 | 52.36 | 48.74 | 55.35 | 52.46 | 48.74 | 55.35 | 52.46 | 48.74 | 49.77 | 52.36 | 48.74 | 49.77 | 52.36 | 48.74 | 55.35 | 52.46 | 48.74 | 70.06 | 52.95 | 48.26 | 70.06 | 54.03 | 49.24 | 49.77 | 52.36 | 51.3
2807 | 38.74 | 43.71 | 36.17 | 38.74 | 43.71 | 36.17 | 38.74 | 43.71 | 36.17 | 38.74 | 43.71 | 36.17 | 39.45 | 46.25 | 36.17 | 39.45 | 46.25 | 36.17 | 38.74 | 43.71 | 36.17 | 38.74 | 43.71 | 36.17 | 39.45 | 46.25 | 36.17 | 43.6 | 46.72 | 35.81 | 43.6 | 47.67 | 36.54 | 38.74 | 43.71 | 36.17 | 49.33 | 51.92 | 48.31 | 49.33 | 51.92 | 48.31 | 49.33 | 51.92 | 48.31 | 49.33 | 51.92 | 48.31 | 54.91 | 52.02 | 48.31 | 54.91 | 52.02 | 48.31 | 49.33 | 51.92 | 48.31 | 49.33 | 51.92 | 48.31 | 54.91 | 52.02 | 48.31 | 60.63 | 52.55 | 47.82 | 60.63 | 63.37 | 48.8 | 49.33 | 51.92 | 51.3
2808 | 38.95 | 43.91 | 36.38 | 38.95 | 43.91 | 36.38 | 38.95 | 43.91 | 36.38 | 38.95 | 43.91 | 36.38 | 39.66 | 46.46 | 36.38 | 39.66 | 46.46 | 36.38 | 38.95 | 43.91 | 36.38 | 38.95 | 43.91 | 36.38 | 39.66 | 46.46 | 36.38 | 40.47 | 46.93 | 36.02 | 40.47 | 47.89 | 36.75 | 38.95 | 43.91 | 36.38 | 49.54 | 52.13 | 48.51 | 49.54 | 52.13 | 48.51 | 49.54 | 52.13 | 48.51 | 49.54 | 52.13 | 48.51 | 55.12 | 52.23 | 48.51 | 55.12 | 52.23 | 48.51 | 49.54 | 52.13 | 48.51 | 49.54 | 52.13 | 48.51 | 55.12 | 52.23 | 48.51 | 60 | 52.76 | 48.02 | 60.63 | 53.84 | 49 | 49.54 | 52.13 | 51.3
2809 | 38.67 | 43.64 | 36.1 | 38.67 | 43.64 | 36.1 | 38.67 | 43.64 | 36.1 | 38.67 | 43.64 | 36.1 | 39.38 | 46.18 | 36.1 | 39.38 | 46.18 | 36.1 | 38.67 | 43.64 | 36.1 | 38.67 | 43.64 | 36.1 | 39.38 | 46.18 | 36.1 | 39.19 | 45.72 | 35.74 | 39.19 | 44.81 | 36.46 | 38.67 | 43.64 | 36.1 | 49.26 | 51.85 | 48.23 | 49.26 | 51.85 | 48.23 | 49.26 | 51.85 | 48.23 | 49.26 | 51.85 | 48.23 | 54.84 | 51.95 | 48.23 | 54.84 | 51.95 | 48.23 | 49.26 | 51.85 | 48.23 | 49.26 | 51.85 | 48.23 | 54.84 | 51.95 | 48.23 | 57.62 | 52.37 | 47.75 | 58.8 | 53.44 | 48.72 | 49.26 | 51.85 | 51.3
2810 | 38.39 | 43.36 | 35.82 | 38.39 | 43.36 | 35.82 | 38.39 | 43.36 | 35.82 | 38.39 | 43.36 | 35.82 | 39.1 | 45.9 | 35.82 | 39.1 | 45.9 | 35.82 | 38.39 | 43.36 | 35.82 | 38.39 | 43.36 | 35.82 | 39.1 | 45.9 | 35.82 | 39.18 | 45.44 | 35.47 | 39.18 | 44.54 | 36.19 | 38.39 | 43.36 | 35.82 | 48.98 | 51.57 | 47.96 | 48.98 | 51.57 | 47.96 | 48.98 | 51.57 | 47.96 | 48.98 | 51.57 | 47.96 | 54.56 | 51.68 | 47.96 | 54.56 | 51.68 | 47.96 | 48.98 | 51.57 | 47.96 | 48.98 | 51.57 | 47.96 | 54.56 | 51.68 | 47.96 | 55.46 | 52.09 | 44.8 | 56.59 | 52.09 | 47.48 | 48.98 | 51.57 | 47.96
2811 | 38.29 | 43.26 | 35.72 | 38.29 | 43.26 | 35.72 | 38.29 | 43.26 | 35.72 | 38.29 | 43.26 | 35.72 | 39 | 45.8 | 35.72 | 39 | 45.8 | 35.72 | 38.29 | 43.26 | 35.72 | 38.29 | 43.26 | 35.72 | 39 | 45.8 | 35.72 | 39.19 | 45.34 | 35.37 | 38.68 | 44.44 | 36.08 | 38.29 | 43.26 | 35.72 | 48.88 | 51.47 | 47.86 | 48.88 | 51.47 | 47.86 | 48.88 | 51.47 | 47.86 | 48.88 | 51.47 | 47.86 | 54.46 | 51.58 | 47.86 | 54.46 | 51.58 | 47.86 | 48.88 | 51.47 | 47.86 | 48.88 | 51.47 | 47.86 | 54.46 | 51.58 | 47.86 | 55.46 | 51.99 | 46.43 | 56.59 | 51.99 | 47.38 | 48.88 | 51.47 | 47.86
2812 | 38.27 | 43.24 | 35.7 | 38.27 | 43.24 | 35.7 | 38.27 | 43.24 | 35.7 | 38.27 | 43.24 | 35.7 | 38.98 | 45.78 | 35.7 | 38.98 | 45.78 | 35.7 | 38.27 | 43.24 | 35.7 | 38.27 | 43.24 | 35.7 | 38.98 | 45.78 | 35.7 | 39.3 | 45.32 | 35.34 | 38.66 | 44.42 | 36.06 | 38.27 | 43.24 | 35.7 | 48.86 | 51.45 | 47.84 | 48.86 | 51.45 | 47.84 | 48.86 | 51.45 | 47.84 | 48.86 | 51.45 | 47.84 | 54.44 | 51.55 | 47.84 | 54.44 | 51.55 | 47.84 | 48.86 | 51.45 | 47.84 | 48.86 | 51.45 | 47.84 | 54.44 | 51.55 | 47.84 | 56.12 | 51.97 | 46.21 | 56.83 | 51.97 | 47.36 | 48.86 | 51.45 | 47.84
2813 | 38.32 | 43.28 | 35.75 | 38.32 | 43.28 | 35.75 | 38.32 | 43.28 | 35.75 | 38.32 | 43.28 | 35.75 | 39.02 | 45.83 | 35.75 | 39.02 | 45.83 | 35.75 | 38.32 | 43.28 | 35.75 | 38.32 | 43.28 | 35.75 | 39.02 | 45.83 | 35.75 | 39.42 | 46.29 | 35.39 | 39.83 | 45.36 | 36.11 | 38.32 | 43.28 | 35.75 | 48.9 | 51.49 | 47.88 | 48.9 | 51.49 | 47.88 | 48.9 | 51.49 | 47.88 | 48.9 | 51.49 | 47.88 | 54.48 | 51.6 | 47.88 | 54.48 | 51.6 | 47.88 | 48.9 | 51.49 | 47.88 | 48.9 | 51.49 | 47.88 | 54.48 | 51.6 | 47.88 | 61.34 | 52.12 | 46.21 | 61.98 | 52.12 | 47.4 | 48.9 | 51.49 | 47.88
2814 | 38.36 | 43.33 | 35.79 | 38.36 | 43.33 | 35.79 | 38.36 | 43.33 | 35.79 | 38.36 | 43.33 | 35.79 | 39.07 | 45.87 | 35.79 | 39.07 | 45.87 | 35.79 | 38.36 | 43.33 | 35.79 | 38.36 | 43.33 | 35.79 | 39.07 | 45.87 | 35.79 | 44.27 | 46.33 | 35.43 | 44.27 | 45.41 | 36.15 | 38.36 | 43.33 | 35.79 | 48.95 | 51.54 | 47.92 | 48.95 | 51.54 | 47.92 | 48.95 | 51.54 | 47.92 | 48.95 | 51.54 | 47.92 | 54.53 | 51.64 | 47.92 | 54.53 | 51.64 | 47.92 | 48.95 | 51.54 | 47.92 | 48.95 | 51.54 | 47.92 | 54.53 | 51.64 | 47.92 | 63.51 | 52.16 | 47.45 | 63.51 | 52.16 | 48.41 | 48.95 | 51.54 | 47.92
2815 | 38.52 | 43.49 | 35.96 | 38.52 | 43.49 | 35.96 | 38.52 | 43.49 | 35.96 | 38.52 | 43.49 | 35.96 | 39.23 | 46.03 | 35.96 | 39.23 | 46.03 | 35.96 | 38.52 | 43.49 | 35.96 | 38.52 | 43.49 | 35.96 | 39.23 | 46.03 | 35.96 | 44.27 | 45.28 | 34.89 | 44.27 | 44.38 | 35.6 | 38.52 | 43.49 | 35.96 | 49.11 | 51.7 | 48.09 | 49.11 | 51.7 | 48.09 | 49.11 | 51.7 | 48.09 | 49.11 | 51.7 | 48.09 | 54.69 | 51.81 | 48.09 | 54.69 | 51.81 | 48.09 | 49.11 | 51.7 | 48.09 | 49.11 | 51.7 | 48.09 | 54.69 | 51.81 | 48.09 | 66.86 | 52.33 | 46.2 | 66.86 | 52.33 | 47.61 | 49.11 | 51.7 | 48.09
2816 | 38.77 | 43.74 | 36.2 | 38.77 | 43.74 | 36.2 | 38.77 | 43.74 | 36.2 | 38.77 | 43.74 | 36.2 | 39.48 | 44.64 | 36.2 | 39.48 | 44.64 | 36.2 | 38.77 | 43.74 | 36.2 | 38.77 | 43.74 | 36.2 | 39.48 | 44.64 | 36.2 | 40.29 | 43.74 | 34.42 | 40.29 | 43.3 | 34.97 | 38.77 | 43.74 | 36.2 | 49.36 | 51.95 | 48.34 | 49.36 | 51.95 | 48.34 | 49.36 | 51.95 | 48.34 | 49.36 | 51.95 | 47.64 | 54.94 | 52.06 | 48.34 | 54.94 | 52.06 | 48.34 | 49.36 | 51.95 | 48.34 | 49.36 | 51.95 | 48.34 | 54.94 | 52.06 | 48.34 | 60.02 | 50.53 | 46.22 | 60.02 | 51.55 | 47.16 | 49.36 | 51.95 | 48.34
2817 | 39.06 | 44.03 | 35.49 | 39.06 | 44.03 | 35.49 | 39.06 | 44.03 | 35.49 | 39.06 | 44.03 | 32.94 | 39.77 | 44.03 | 35.49 | 39.77 | 44.03 | 35.49 | 39.06 | 44.03 | 35.49 | 39.06 | 44.03 | 36.49 | 39.77 | 44.03 | 35.49 | 39.45 | 42.81 | 29.48 | 39.45 | 43.58 | 30.08 | 39.06 | 44.03 | 35.49 | 49.65 | 49.42 | 46.17 | 49.65 | 49.42 | 46.17 | 49.65 | 49.42 | 46.17 | 49.65 | 49.42 | 46.17 | 55.23 | 51.79 | 48.14 | 55.23 | 51.79 | 48.14 | 49.65 | 51.79 | 48.14 | 49.65 | 52.24 | 48.62 | 55.23 | 51.79 | 48.14 | 54.67 | 47.65 | 44.84 | 53.59 | 47.66 | 45.7 | 49.65 | 49.42 | 46.17
2818 | 39.14 | 42.01 | 35.12 | 39.14 | 42.01 | 35.12 | 39.14 | 42.01 | 35.12 | 39.14 | 42.01 | 32.07 | 39.85 | 42.01 | 35.12 | 39.85 | 42.01 | 35.12 | 39.14 | 42.01 | 35.12 | 39.14 | 44.11 | 36.58 | 39.85 | 42.01 | 35.12 | 38.75 | 32.08 | 0 | 38.75 | 32.08 | 0 | 39.14 | 42.01 | 35.12 | 49.73 | 48.43 | 46.17 | 49.73 | 48.43 | 46.17 | 49.73 | 48.43 | 46.17 | 49.73 | 48.43 | 45.25 | 55.31 | 51.61 | 47.61 | 55.31 | 51.61 | 47.61 | 49.73 | 51.61 | 47.61 | 49.73 | 52.32 | 48.71 | 55.31 | 51.61 | 47.61 | 52.89 | 45.47 | 44.8 | 51.84 | 46.4 | 44.8 | 49.73 | 48.43 | 46.17
2819 | 39.06 | 32.74 | 33.4 | 39.06 | 32.74 | 33.4 | 39.06 | 32.74 | 33.4 | 39.06 | 32.74 | 0 | 39.76 | 38.58 | 33.4 | 39.76 | 38.58 | 33.4 | 39.06 | 38.58 | 33.4 | 39.06 | 44.02 | 36.49 | 39.76 | 38.58 | 33.4 | 38.42 | 32.08 | 0 | 38.67 | 32.08 | 0 | 39.06 | 32.74 | 33.4 | 49.65 | 48.43 | 46.17 | 49.65 | 48.43 | 46.17 | 49.65 | 48.43 | 46.17 | 49.65 | 46.88 | 44.78 | 55.23 | 51.61 | 47.61 | 55.23 | 51.61 | 47.61 | 49.65 | 51.61 | 47.61 | 49.65 | 52.24 | 48.62 | 55.23 | 51.61 | 47.61 | 52.89 | 45.47 | 44.8 | 51.84 | 46.4 | 44.8 | 49.65 | 48.43 | 46.17
2820 | 38.8 | 32.74 | 33.17 | 38.8 | 32.74 | 33.17 | 38.8 | 32.74 | 33.17 | 38.8 | 32.74 | 32.07 | 39.51 | 38.58 | 33.4 | 39.51 | 38.58 | 33.4 | 38.8 | 38.58 | 33.4 | 38.8 | 43.77 | 36.24 | 39.51 | 38.58 | 33.4 | 38.42 | 32.08 | 0 | 38.42 | 32.08 | 0 | 38.8 | 32.74 | 33.17 | 49.39 | 48.43 | 46.17 | 49.39 | 48.43 | 45.25 | 49.39 | 48.43 | 45.25 | 49.39 | 48.43 | 45.25 | 54.97 | 51.61 | 47.13 | 54.97 | 51.61 | 47.13 | 49.39 | 51.61 | 47.13 | 49.39 | 51.98 | 48.37 | 54.97 | 51.61 | 47.13 | 50.91 | 45.47 | 44.8 | 49.89 | 46.4 | 44.8 | 49.39 | 48.43 | 46.17
2821 | 38.5 | 38.57 | 33.06 | 38.5 | 38.57 | 33.06 | 38.5 | 38.57 | 33.06 | 38.5 | 38.57 | 32.4 | 39.21 | 38.58 | 33.4 | 39.21 | 38.58 | 33.4 | 38.5 | 38.58 | 33.4 | 38.5 | 43.47 | 35.93 | 39.21 | 38.58 | 33.4 | 38.42 | 32.08 | 0 | 38.42 | 32.73 | 0 | 38.5 | 38.57 | 33.06 | 49.09 | 48.43 | 46.17 | 49.09 | 48.43 | 45.76 | 49.09 | 48.43 | 45.76 | 49.09 | 48.43 | 45.76 | 54.67 | 51.61 | 47.17 | 54.67 | 51.61 | 47.17 | 49.09 | 51.61 | 47.17 | 49.09 | 51.68 | 48.07 | 54.67 | 51.61 | 47.17 | 51.44 | 46.4 | 45.26 | 50.41 | 47.66 | 45.3 | 49.09 | 48.43 | 46.17
2822 | 38.14 | 43.09 | 33.4 | 38.14 | 43.09 | 33.4 | 38.14 | 43.09 | 33.4 | 38.14 | 43.09 | 33.4 | 38.85 | 43.09 | 33.4 | 38.85 | 43.09 | 33.4 | 38.14 | 43.09 | 33.4 | 38.14 | 43.11 | 35.58 | 38.85 | 43.09 | 33.4 | 38.42 | 42.22 | 32.07 | 38.42 | 42.66 | 33.06 | 38.14 | 43.09 | 33.4 | 48.73 | 51.04 | 46.69 | 48.73 | 51.04 | 46.69 | 48.73 | 51.04 | 46.69 | 48.73 | 51.04 | 46.69 | 54.31 | 51.32 | 47.71 | 54.31 | 51.32 | 47.71 | 48.73 | 51.32 | 47.71 | 48.73 | 51.32 | 47.71 | 54.31 | 51.32 | 47.71 | 52.89 | 49.52 | 47.16 | 51.84 | 50.53 | 47.16 | 48.73 | 51.04 | 46.69
2823 | 38.1 | 43.07 | 35.53 | 38.1 | 43.07 | 35.53 | 38.1 | 43.07 | 35.53 | 38.1 | 43.07 | 35.53 | 38.81 | 44.64 | 35.53 | 38.81 | 44.64 | 35.53 | 38.1 | 43.07 | 35.53 | 38.1 | 43.07 | 35.53 | 38.81 | 44.64 | 35.53 | 38.42 | 43.55 | 34.97 | 38.42 | 43.5 | 35.17 | 38.1 | 43.07 | 35.53 | 48.69 | 51.28 | 47.66 | 48.69 | 51.28 | 47.66 | 48.69 | 51.28 | 47.66 | 48.69 | 51.28 | 47.66 | 54.27 | 51.38 | 47.66 | 54.27 | 51.38 | 47.66 | 48.69 | 51.28 | 47.66 | 48.69 | 51.28 | 47.66 | 54.27 | 51.38 | 47.66 | 53.07 | 51.31 | 47.64 | 52.02 | 51.79 | 48.15 | 48.69 | 51.28 | 47.66
2824 | 38.21 | 43.18 | 35.64 | 38.21 | 43.18 | 35.64 | 38.21 | 43.18 | 35.64 | 38.21 | 43.18 | 35.64 | 38.92 | 45.72 | 35.64 | 38.92 | 45.72 | 35.64 | 38.21 | 43.18 | 35.64 | 38.21 | 43.18 | 35.64 | 38.92 | 45.72 | 35.64 | 39.31 | 46.21 | 35.85 | 38.61 | 46.2 | 36 | 38.21 | 43.18 | 35.64 | 48.8 | 51.39 | 47.78 | 48.8 | 51.39 | 47.78 | 48.8 | 51.39 | 47.78 | 48.8 | 51.39 | 47.78 | 54.38 | 51.5 | 47.78 | 54.38 | 51.5 | 47.78 | 48.8 | 51.39 | 47.78 | 48.8 | 51.39 | 47.78 | 54.38 | 51.5 | 47.78 | 56.06 | 54.07 | 48.26 | 56.06 | 54.07 | 48.26 | 48.8 | 51.39 | 47.78
2825 | 38.53 | 43.5 | 35.96 | 38.53 | 43.5 | 35.96 | 38.53 | 43.5 | 35.96 | 38.53 | 43.5 | 35.96 | 39.24 | 46.04 | 35.96 | 39.24 | 46.04 | 35.96 | 38.53 | 43.5 | 35.96 | 38.53 | 43.5 | 35.96 | 39.24 | 46.04 | 35.96 | 50.88 | 58.07 | 41.75 | 50.88 | 58.32 | 41.75 | 38.53 | 43.5 | 35.96 | 49.12 | 51.71 | 50.92 | 49.12 | 51.71 | 50.92 | 49.12 | 51.71 | 50.92 | 49.12 | 51.71 | 50.92 | 54.7 | 51.81 | 51.61 | 54.7 | 51.81 | 51.61 | 49.12 | 51.71 | 48.1 | 49.12 | 51.71 | 48.1 | 54.7 | 51.81 | 51.61 | 70.06 | 73.33 | 63.52 | 70.06 | 74.34 | 63.52 | 49.12 | 51.71 | 50.92
2826 | 38.72 | 43.68 | 36.15 | 38.72 | 43.68 | 36.15 | 38.72 | 43.68 | 36.15 | 38.72 | 43.68 | 36.15 | 39.42 | 46.23 | 36.15 | 39.42 | 46.23 | 36.15 | 38.72 | 43.68 | 36.15 | 38.72 | 43.68 | 36.15 | 39.42 | 46.23 | 36.15 | 51.91 | 63.7 | 48.45 | 50.88 | 63.7 | 49.44 | 38.72 | 43.68 | 36.15 | 49.3 | 51.89 | 51.3 | 49.3 | 51.89 | 51.3 | 49.3 | 51.89 | 51.3 | 49.3 | 51.89 | 51.3 | 54.88 | 52 | 51.61 | 54.88 | 52 | 51.61 | 49.3 | 51.89 | 48.28 | 49.3 | 51.89 | 48.28 | 54.88 | 52 | 51.61 | 71.44 | 83.5 | 92.75 | 70.72 | 84.37 | 92.75 | 49.3 | 51.89 | 51.3
2827 | 38.74 | 43.7 | 36.17 | 38.74 | 43.7 | 36.17 | 38.74 | 43.7 | 36.17 | 38.74 | 43.7 | 36.17 | 39.44 | 46.25 | 36.17 | 39.44 | 46.25 | 36.17 | 38.74 | 43.7 | 36.17 | 38.74 | 43.7 | 36.17 | 39.44 | 46.25 | 36.17 | 51.91 | 63.7 | 48.45 | 50.88 | 63.7 | 49.44 | 38.74 | 43.7 | 36.17 | 49.33 | 51.91 | 51.3 | 49.33 | 51.91 | 51.3 | 49.33 | 51.91 | 51.3 | 49.33 | 51.91 | 51.3 | 54.91 | 52.02 | 51.61 | 54.91 | 52.02 | 51.61 | 49.33 | 51.91 | 48.3 | 49.33 | 51.91 | 48.3 | 54.91 | 52.02 | 51.61 | 72.89 | 85.83 | 94.65 | 72.89 | 84.37 | 92.75 | 49.33 | 51.91 | 51.3
2828 | 38.9 | 43.87 | 36.33 | 38.9 | 43.87 | 36.33 | 38.9 | 43.87 | 37.07 | 38.9 | 43.87 | 37.07 | 39.61 | 46.42 | 37.07 | 39.61 | 46.42 | 37.07 | 38.9 | 43.87 | 36.33 | 38.9 | 43.87 | 36.33 | 39.61 | 46.42 | 37.07 | 51.91 | 63.7 | 48.45 | 50.88 | 63.7 | 49.44 | 38.9 | 43.87 | 36.33 | 49.49 | 52.08 | 51.3 | 49.49 | 52.08 | 51.3 | 49.49 | 52.08 | 51.3 | 49.49 | 52.08 | 51.3 | 55.07 | 52.19 | 69.76 | 55.07 | 52.19 | 69.76 | 49.49 | 52.08 | 48.47 | 49.49 | 52.08 | 48.47 | 55.07 | 52.19 | 69.76 | 72.16 | 85.83 | 94.65 | 72.16 | 84.12 | 92.75 | 49.49 | 52.08 | 51.3
2829 | 39.04 | 44.01 | 36.47 | 39.04 | 44.01 | 36.47 | 39.04 | 44.01 | 37.21 | 39.04 | 44.01 | 37.21 | 39.75 | 46.55 | 37.21 | 39.75 | 46.55 | 37.21 | 39.04 | 44.01 | 36.47 | 39.04 | 44.01 | 36.47 | 39.75 | 46.55 | 37.21 | 51.91 | 62.44 | 41.75 | 50.88 | 62.44 | 42.6 | 39.04 | 44.01 | 36.47 | 49.63 | 52.22 | 51.3 | 49.63 | 52.22 | 51.3 | 49.63 | 52.22 | 51.3 | 49.63 | 52.22 | 51.3 | 55.21 | 52.32 | 51.61 | 55.21 | 52.32 | 51.61 | 49.63 | 52.22 | 48.61 | 49.63 | 52.22 | 48.61 | 55.21 | 52.32 | 51.61 | 71.48 | 80.85 | 85.91 | 70.06 | 80.85 | 85.91 | 49.63 | 52.22 | 51.3
2830 | 39.03 | 43.99 | 36.46 | 39.03 | 43.99 | 36.46 | 39.03 | 43.99 | 36.46 | 39.03 | 43.99 | 36.46 | 39.73 | 46.54 | 36.46 | 39.73 | 46.54 | 36.46 | 39.03 | 43.99 | 36.46 | 39.03 | 43.99 | 36.46 | 39.73 | 46.54 | 36.46 | 44.71 | 58.32 | 41.75 | 43.82 | 58.32 | 42.6 | 39.03 | 43.99 | 36.46 | 49.62 | 52.2 | 49.77 | 49.62 | 52.2 | 49.77 | 49.62 | 52.2 | 49.77 | 49.62 | 52.2 | 49.77 | 55.2 | 52.31 | 51.61 | 55.2 | 52.31 | 51.61 | 49.62 | 52.2 | 48.59 | 49.62 | 52.2 | 48.59 | 55.2 | 52.31 | 51.61 | 64.8 | 73.33 | 63.52 | 63.51 | 74.34 | 64.81 | 49.62 | 52.2 | 49.77
2831 | 38.67 | 43.64 | 36.1 | 38.67 | 43.64 | 36.1 | 38.67 | 43.64 | 36.1 | 38.67 | 43.64 | 36.1 | 39.38 | 46.18 | 36.1 | 39.38 | 46.18 | 36.1 | 38.67 | 43.64 | 36.1 | 38.67 | 43.64 | 36.1 | 39.38 | 46.18 | 36.1 | 41.21 | 57.16 | 40.91 | 40.39 | 58.32 | 41.75 | 38.67 | 43.64 | 36.1 | 49.26 | 51.85 | 48.24 | 49.26 | 51.85 | 48.24 | 49.26 | 51.85 | 48.24 | 49.26 | 51.85 | 48.24 | 54.84 | 51.95 | 48.24 | 54.84 | 51.95 | 48.24 | 49.26 | 51.85 | 48.24 | 49.26 | 51.85 | 48.24 | 54.84 | 51.95 | 48.24 | 60.26 | 72.86 | 63.52 | 59.06 | 74.34 | 64.81 | 49.26 | 51.85 | 48.24
2832 | 38.41 | 43.38 | 35.84 | 38.41 | 43.38 | 35.84 | 38.41 | 43.38 | 35.84 | 38.41 | 43.38 | 35.84 | 39.12 | 45.77 | 35.84 | 39.12 | 45.92 | 35.84 | 38.41 | 43.38 | 35.84 | 38.41 | 43.38 | 35.84 | 39.12 | 45.77 | 35.84 | 39.98 | 53.1 | 39.04 | 39.19 | 54.18 | 39.84 | 38.41 | 43.38 | 35.84 | 49 | 51.59 | 47.98 | 49 | 51.59 | 47.98 | 49 | 51.59 | 47.98 | 49 | 51.59 | 47.98 | 54.58 | 51.69 | 47.98 | 54.58 | 51.69 | 47.98 | 49 | 51.59 | 47.98 | 49 | 51.59 | 47.98 | 54.58 | 51.69 | 47.98 | 55.69 | 72.86 | 63.52 | 54.58 | 74.34 | 64.81 | 49 | 51.59 | 47.98
2833 | 37.74 | 42.71 | 35.17 | 37.74 | 42.71 | 35.17 | 37.74 | 42.71 | 35.17 | 37.74 | 42.71 | 35.17 | 38.45 | 45.1 | 35.17 | 38.45 | 45.25 | 35.17 | 37.74 | 42.71 | 35.17 | 37.74 | 42.71 | 35.17 | 38.45 | 45.1 | 35.17 | 38.41 | 47.56 | 35.9 | 38.12 | 48.53 | 36.63 | 37.74 | 42.71 | 35.17 | 48.33 | 50.92 | 47.31 | 48.33 | 50.92 | 47.31 | 48.33 | 50.92 | 47.31 | 48.33 | 50.92 | 47.31 | 53.91 | 51.02 | 47.31 | 53.91 | 51.02 | 47.31 | 48.33 | 50.92 | 47.31 | 48.33 | 50.92 | 47.31 | 53.91 | 51.02 | 47.31 | 53.37 | 72.86 | 52.93 | 52.31 | 74.34 | 54.01 | 48.33 | 50.92 | 47.31
2834 | 37.43 | 42.4 | 34.86 | 37.43 | 42.4 | 34.86 | 37.43 | 42.4 | 34.86 | 37.43 | 42.4 | 34.86 | 38.14 | 44.79 | 34.86 | 38.14 | 44.94 | 34.86 | 37.43 | 42.4 | 34.86 | 37.43 | 42.4 | 34.86 | 38.14 | 44.79 | 34.86 | 38.14 | 54.81 | 36.3 | 37.81 | 55.92 | 36.3 | 37.43 | 42.4 | 34.86 | 48.02 | 50.61 | 47 | 48.02 | 50.61 | 47 | 48.02 | 50.61 | 47 | 48.02 | 50.61 | 47 | 53.6 | 50.71 | 47 | 53.6 | 50.71 | 47 | 48.02 | 50.61 | 47 | 48.02 | 50.61 | 47 | 53.6 | 50.71 | 47 | 53.06 | 72.86 | 61.47 | 52.01 | 74.34 | 62.72 | 48.02 | 50.61 | 47
2835 | 37.3 | 42.27 | 34.73 | 37.3 | 42.27 | 34.73 | 37.3 | 42.27 | 34.73 | 37.3 | 42.27 | 34.73 | 38.01 | 44.66 | 34.73 | 38.01 | 44.81 | 34.73 | 37.3 | 42.27 | 34.73 | 37.3 | 42.27 | 34.73 | 38.01 | 44.66 | 34.73 | 38.39 | 48.38 | 36.21 | 37.68 | 48.38 | 36.21 | 37.3 | 42.27 | 34.73 | 47.89 | 50.48 | 46.87 | 47.89 | 50.48 | 46.87 | 47.89 | 50.48 | 46.87 | 47.89 | 50.48 | 46.87 | 53.47 | 50.58 | 46.87 | 53.47 | 50.58 | 46.87 | 47.89 | 50.48 | 46.87 | 47.89 | 50.48 | 46.87 | 53.47 | 50.58 | 46.87 | 52.94 | 72.86 | 54.01 | 51.88 | 74.34 | 54.01 | 47.89 | 50.48 | 46.87
2836 | 37.38 | 42.35 | 34.81 | 37.38 | 42.35 | 34.81 | 37.38 | 42.35 | 34.81 | 37.38 | 42.35 | 34.81 | 38.09 | 44.74 | 34.81 | 38.09 | 44.89 | 34.81 | 37.38 | 42.35 | 34.81 | 37.38 | 42.35 | 34.81 | 38.09 | 44.74 | 34.81 | 38.47 | 45.82 | 36.21 | 37.76 | 45.82 | 36.21 | 37.38 | 42.35 | 34.81 | 47.97 | 50.56 | 46.95 | 47.97 | 50.56 | 46.95 | 47.97 | 50.56 | 46.95 | 47.97 | 50.56 | 46.95 | 53.55 | 50.66 | 46.95 | 53.55 | 50.66 | 46.95 | 47.97 | 50.56 | 46.95 | 47.97 | 50.56 | 46.95 | 53.55 | 50.66 | 46.95 | 52.47 | 72.86 | 54.01 | 51.42 | 74.34 | 54.01 | 47.97 | 50.56 | 46.95
2837 | 37.29 | 42.26 | 34.72 | 37.29 | 42.26 | 34.72 | 37.29 | 42.26 | 34.72 | 37.29 | 42.26 | 34.72 | 38 | 44.65 | 34.72 | 38 | 44.71 | 34.72 | 37.29 | 42.26 | 34.72 | 37.29 | 42.26 | 34.72 | 38 | 44.65 | 34.72 | 38 | 45.28 | 35.85 | 37.67 | 45.28 | 35.85 | 37.29 | 42.26 | 34.72 | 47.88 | 50.47 | 46.85 | 47.88 | 50.47 | 46.85 | 47.88 | 50.47 | 46.85 | 47.88 | 50.47 | 46.85 | 51.66 | 50.57 | 46.85 | 51.66 | 50.57 | 46.85 | 47.88 | 50.47 | 46.85 | 47.88 | 50.47 | 46.85 | 51.66 | 50.57 | 46.85 | 50.62 | 52.66 | 50.29 | 49.61 | 52.66 | 49.78 | 47.88 | 50.47 | 46.85
2838 | 36.98 | 41.95 | 34.42 | 36.98 | 41.95 | 34.42 | 36.98 | 41.95 | 34.42 | 36.98 | 41.95 | 34.42 | 37.69 | 44.34 | 34.42 | 37.69 | 44.34 | 34.42 | 36.98 | 41.95 | 34.42 | 36.98 | 41.95 | 34.42 | 37.69 | 44.34 | 34.42 | 37.75 | 44.79 | 35.85 | 37.38 | 43.9 | 35.85 | 36.98 | 41.95 | 34.42 | 47.57 | 50.16 | 46.55 | 47.57 | 50.16 | 46.55 | 47.57 | 50.16 | 46.55 | 47.57 | 50.16 | 46.55 | 51.66 | 50.27 | 46.55 | 51.66 | 50.27 | 46.55 | 47.57 | 50.16 | 46.55 | 47.57 | 50.16 | 46.55 | 51.66 | 50.27 | 46.55 | 50.62 | 52.35 | 48.61 | 49.61 | 52.35 | 48.61 | 47.57 | 50.16 | 46.55
2839 | 37.3 | 42.27 | 34.73 | 37.3 | 42.27 | 34.73 | 37.3 | 42.27 | 34.73 | 37.3 | 42.27 | 34.73 | 38.01 | 42.95 | 34.73 | 38.01 | 42.95 | 34.73 | 37.3 | 42.27 | 34.73 | 37.3 | 42.27 | 34.73 | 38.01 | 42.95 | 34.73 | 38.01 | 42.96 | 35.1 | 37.68 | 42.7 | 35.1 | 37.3 | 42.27 | 34.73 | 47.89 | 50.48 | 46.87 | 47.89 | 50.48 | 46.87 | 47.89 | 50.48 | 46.87 | 47.89 | 50.48 | 46.87 | 51.66 | 50.59 | 46.87 | 51.66 | 50.59 | 46.87 | 47.89 | 50.48 | 46.87 | 47.89 | 50.48 | 46.87 | 51.66 | 50.59 | 46.87 | 50.62 | 51.03 | 48.61 | 49.61 | 51.03 | 47.64 | 47.89 | 50.48 | 46.87
2840 | 37.75 | 42.72 | 35.19 | 37.75 | 42.72 | 35.19 | 37.75 | 42.72 | 35.19 | 37.75 | 42.72 | 35.19 | 38.46 | 42.72 | 35.19 | 38.46 | 42.72 | 35.19 | 37.75 | 42.72 | 35.19 | 37.75 | 42.72 | 35.19 | 38.46 | 42.72 | 35.19 | 38.14 | 42.29 | 34.83 | 38.14 | 42.29 | 34.83 | 37.75 | 42.72 | 35.19 | 48.34 | 50.93 | 47.32 | 48.34 | 50.93 | 47.32 | 48.34 | 50.93 | 47.32 | 48.34 | 50.93 | 47.32 | 51.66 | 51.04 | 47.32 | 51.66 | 51.04 | 47.32 | 48.34 | 50.93 | 47.32 | 48.34 | 50.93 | 47.32 | 51.66 | 51.04 | 47.32 | 50.62 | 51.03 | 47.8 | 49.61 | 51.03 | 47.8 | 48.34 | 50.93 | 47.32
2841 | 38.24 | 35.06 | 35.67 | 38.24 | 35.06 | 35.67 | 38.24 | 35.06 | 35.67 | 38.24 | 35.06 | 35.67 | 38.24 | 35.06 | 35.67 | 38.24 | 35.05 | 33.65 | 38.24 | 35.06 | 35.67 | 38.24 | 43.21 | 35.67 | 38.24 | 35.06 | 35.67 | 37.86 | 34.36 | 33.32 | 37.86 | 34.7 | 34 | 38.24 | 35.06 | 35.67 | 48.83 | 49.62 | 47.8 | 48.83 | 49.62 | 47.8 | 48.83 | 49.62 | 47.8 | 48.83 | 49.62 | 47.8 | 49.5 | 49.62 | 47.8 | 49.5 | 49.13 | 47.8 | 48.83 | 49.63 | 47.8 | 48.83 | 51.42 | 47.8 | 49.5 | 49.62 | 47.8 | 48.5 | 47.66 | 47.33 | 48.5 | 47.66 | 47.33 | 48.83 | 49.62 | 47.8
2842 | 38.51 | 24.16 | 35.12 | 38.51 | 24.16 | 35.12 | 38.51 | 24.16 | 35.12 | 38.51 | 24.16 | 35.12 | 38.51 | 24.16 | 35.12 | 38.51 | 24.16 | 0 | 38.51 | 24.16 | 35.12 | 38.51 | 43.48 | 35.94 | 38.51 | 24.16 | 35.12 | 34.72 | 0 | 0 | 35.43 | 0 | 0 | 38.51 | 24.16 | 35.12 | 49.1 | 49.42 | 46.17 | 49.1 | 49.42 | 46.17 | 49.1 | 49.42 | 46.17 | 49.1 | 49.42 | 44.78 | 49.1 | 49.42 | 43.6 | 49.1 | 29.98 | 43.6 | 49.1 | 49.42 | 46.45 | 49.1 | 51.69 | 48.08 | 49.1 | 49.42 | 43.6 | 42.96 | 0 | 43.6 | 43.83 | 0 | 44.33 | 49.1 | 49.42 | 46.17
2843 | 38.64 | 10.33 | 35.01 | 38.64 | 10.33 | 35.01 | 38.64 | 10.33 | 35.01 | 38.64 | 10.33 | 35.01 | 38.64 | 10.33 | 35.01 | 38.64 | 10.33 | 0 | 38.64 | 10.33 | 35.01 | 38.64 | 43.61 | 36.07 | 38.64 | 10.33 | 35.01 | 12.71 | 0 | 0 | 12.97 | 0 | 0 | 38.64 | 10.33 | 35.01 | 49.23 | 48.43 | 46.17 | 49.23 | 48.43 | 46.17 | 49.23 | 48.43 | 46.17 | 49.23 | 48.43 | 41.81 | 49.23 | 48.43 | 42.67 | 49.23 | 29.98 | 42.67 | 49.23 | 48.43 | 46.45 | 49.23 | 51.82 | 48.21 | 49.23 | 48.43 | 42.67 | 0 | 0 | 42.24 | 0 | 0 | 41.4 | 49.23 | 48.43 | 46.17
2844 | 38.46 | 10.33 | 34.06 | 38.46 | 10.33 | 34.06 | 38.46 | 10.33 | 34.06 | 38.46 | 10.33 | 34.06 | 38.46 | 10.33 | 27.05 | 38.46 | 10.33 | 0 | 38.46 | 10.33 | 34.06 | 38.46 | 43.42 | 35.89 | 38.46 | 10.33 | 27.05 | 0 | 0 | 0 | 0 | 0 | 0 | 38.46 | 10.33 | 34.06 | 49.05 | 48.43 | 46.17 | 49.05 | 48.43 | 46.17 | 49.05 | 48.43 | 46.17 | 49.05 | 48.43 | 27.64 | 49.05 | 48.43 | 28.26 | 49.05 | 0 | 28.26 | 49.05 | 48.43 | 48.02 | 49.05 | 51.63 | 48.02 | 49.05 | 48.43 | 28.26 | 0 | 0 | 27.98 | 0 | 0 | 27.36 | 49.05 | 48.43 | 46.17
2845 | 38.02 | 10.33 | 33.62 | 38.02 | 10.33 | 33.62 | 38.02 | 10.33 | 33.62 | 38.02 | 10.33 | 33.62 | 38.02 | 10.33 | 33.62 | 38.02 | 10.33 | 0 | 38.02 | 10.33 | 33.62 | 38.02 | 42.98 | 35.45 | 38.02 | 10.33 | 33.62 | 0 | 0 | 0 | 0 | 0 | 0 | 38.02 | 10.33 | 33.62 | 48.61 | 48.43 | 46.17 | 48.61 | 48.43 | 46.17 | 48.61 | 48.43 | 46.17 | 48.61 | 48.43 | 27.64 | 48.61 | 48.43 | 28.2 | 48.61 | 0 | 28.2 | 48.61 | 48.43 | 47.58 | 48.61 | 51.2 | 47.58 | 48.61 | 48.43 | 28.2 | 0 | 0 | 27.92 | 0 | 0 | 27.36 | 48.61 | 48.43 | 46.17
2846 | 37.66 | 10.33 | 35.09 | 37.66 | 10.33 | 35.09 | 37.66 | 10.33 | 35.09 | 37.66 | 10.33 | 35.09 | 37.66 | 10.33 | 35.09 | 37.66 | 10.33 | 0 | 37.66 | 10.34 | 35.09 | 37.66 | 42.63 | 35.09 | 37.66 | 10.33 | 35.09 | 0 | 0 | 0 | 0 | 0 | 0 | 37.66 | 10.33 | 35.09 | 48.25 | 48.43 | 46.17 | 48.25 | 48.43 | 46.17 | 48.25 | 48.43 | 46.17 | 48.25 | 48.43 | 44.78 | 48.25 | 48.43 | 42.67 | 48.25 | 0 | 42.67 | 48.25 | 48.43 | 47.23 | 48.25 | 50.84 | 47.23 | 48.25 | 48.43 | 42.67 | 0 | 0 | 42.23 | 0 | 0 | 43.09 | 48.25 | 48.43 | 46.17
2847 | 37.45 | 25.94 | 34.88 | 37.45 | 25.94 | 34.88 | 37.45 | 25.94 | 34.88 | 37.45 | 25.94 | 34.88 | 37.45 | 25.94 | 34.88 | 37.45 | 25.94 | 0 | 37.45 | 25.96 | 34.88 | 37.45 | 42.42 | 34.88 | 37.45 | 25.94 | 34.88 | 29.48 | 0 | 0 | 30.39 | 0 | 0 | 37.45 | 25.94 | 34.88 | 48.04 | 49.42 | 47.02 | 48.04 | 49.42 | 47.02 | 48.04 | 49.42 | 47.02 | 48.04 | 49.42 | 47.02 | 48.04 | 49.42 | 46.57 | 48.04 | 39.97 | 46.57 | 48.04 | 49.42 | 47.02 | 48.04 | 50.63 | 47.02 | 48.04 | 49.42 | 46.57 | 42.93 | 39.17 | 46.1 | 47.56 | 40.38 | 46.55 | 48.04 | 49.42 | 47.02
2848 | 37.52 | 42.49 | 34.95 | 37.52 | 42.49 | 34.95 | 37.52 | 42.49 | 34.95 | 37.52 | 42.49 | 34.95 | 38.23 | 42.49 | 34.95 | 38.23 | 42.49 | 33.32 | 37.52 | 42.49 | 34.95 | 37.52 | 42.49 | 34.95 | 38.23 | 42.49 | 34.95 | 37.9 | 42.06 | 32.64 | 37.9 | 42.22 | 34.42 | 37.52 | 42.49 | 34.95 | 48.11 | 50.7 | 47.09 | 48.11 | 50.7 | 47.09 | 48.11 | 50.7 | 47.09 | 48.11 | 50.7 | 47.09 | 50.82 | 50.7 | 47.09 | 50.82 | 50.7 | 47.09 | 48.11 | 50.7 | 47.09 | 48.11 | 50.7 | 47.09 | 50.82 | 50.7 | 47.09 | 50.29 | 50.01 | 47.56 | 49.29 | 51.03 | 47.56 | 48.11 | 50.7 | 47.09
2849 | 37.83 | 42.8 | 35.26 | 37.83 | 42.8 | 35.26 | 37.83 | 42.8 | 35.26 | 37.83 | 42.8 | 35.26 | 38.54 | 43.16 | 35.26 | 38.54 | 43.16 | 35.26 | 37.83 | 42.8 | 35.26 | 37.83 | 42.8 | 35.26 | 38.54 | 43.16 | 35.26 | 40.19 | 42.81 | 35.14 | 39.39 | 43.23 | 35.62 | 37.83 | 42.8 | 35.26 | 48.42 | 51.01 | 47.39 | 48.42 | 51.01 | 47.39 | 48.42 | 51.01 | 47.39 | 48.42 | 51.01 | 47.39 | 54 | 51.01 | 47.39 | 54 | 51.01 | 47.39 | 48.42 | 51.01 | 47.39 | 48.42 | 51.01 | 47.39 | 54 | 51.01 | 47.39 | 55.3 | 51.31 | 47.64 | 54.74 | 52.35 | 48.61 | 48.42 | 51.01 | 51.3
2850 | 38.24 | 43.21 | 35.68 | 38.24 | 43.21 | 35.68 | 38.24 | 43.21 | 35.68 | 38.24 | 43.21 | 35.68 | 38.95 | 45.61 | 35.68 | 38.95 | 45.76 | 35.68 | 38.24 | 43.21 | 35.68 | 38.24 | 43.21 | 35.68 | 38.95 | 45.61 | 35.68 | 45.16 | 58.87 | 42.8 | 44.26 | 60.07 | 43.67 | 38.24 | 43.21 | 35.68 | 48.83 | 51.42 | 51.3 | 48.83 | 51.42 | 51.3 | 48.83 | 51.42 | 51.3 | 48.83 | 51.42 | 51.3 | 54.41 | 51.53 | 47.81 | 54.41 | 51.53 | 47.81 | 48.83 | 51.42 | 47.81 | 48.83 | 51.42 | 47.81 | 54.41 | 51.53 | 47.81 | 60.63 | 75.08 | 57.06 | 61.86 | 76.61 | 69.69 | 48.83 | 51.42 | 51.3
2851 | 38.54 | 43.51 | 35.97 | 38.54 | 43.51 | 35.97 | 38.54 | 43.51 | 35.97 | 38.54 | 43.51 | 35.97 | 39.25 | 45.9 | 35.97 | 39.25 | 46.05 | 35.97 | 38.54 | 43.51 | 35.97 | 38.54 | 43.51 | 35.97 | 39.25 | 45.9 | 35.97 | 51.92 | 62.43 | 47.96 | 52.97 | 63.7 | 49.43 | 38.54 | 43.51 | 35.97 | 49.13 | 51.72 | 51.3 | 49.13 | 51.72 | 51.3 | 49.13 | 51.72 | 51.3 | 49.13 | 51.72 | 51.3 | 54.71 | 51.82 | 48.1 | 54.71 | 51.82 | 48.1 | 49.13 | 51.72 | 48.1 | 49.13 | 51.72 | 48.1 | 54.71 | 51.82 | 48.1 | 71.03 | 79.49 | 51.81 | 72.47 | 81.11 | 102.64 | 49.13 | 51.72 | 51.3
2852 | 38.97 | 43.94 | 36.41 | 38.97 | 43.94 | 36.41 | 38.97 | 43.94 | 36.41 | 38.97 | 43.94 | 36.41 | 39.68 | 46.33 | 36.41 | 39.68 | 46.49 | 36.41 | 38.97 | 43.94 | 36.41 | 38.97 | 43.94 | 36.41 | 39.68 | 46.33 | 36.41 | 51.92 | 62.43 | 47.96 | 52.97 | 63.7 | 49.46 | 38.97 | 43.94 | 36.41 | 49.56 | 52.15 | 51.3 | 49.56 | 52.15 | 51.3 | 49.56 | 52.15 | 51.3 | 49.56 | 52.15 | 51.3 | 55.14 | 52.26 | 48.54 | 55.14 | 52.26 | 48.54 | 49.56 | 52.15 | 48.54 | 49.56 | 52.15 | 48.54 | 55.14 | 52.26 | 48.54 | 71.03 | 80.32 | 51.81 | 72.47 | 81.96 | 102.64 | 49.56 | 52.15 | 51.3
2853 | 39.21 | 44.17 | 36.64 | 39.21 | 44.17 | 36.64 | 39.21 | 44.17 | 36.64 | 39.21 | 44.17 | 36.64 | 39.91 | 46.57 | 36.64 | 39.91 | 46.72 | 36.64 | 39.21 | 44.17 | 36.64 | 39.21 | 44.17 | 36.64 | 39.91 | 46.57 | 36.64 | 51.87 | 62.43 | 38.24 | 51.87 | 63.7 | 49.46 | 39.21 | 44.17 | 36.64 | 49.8 | 52.39 | 49.95 | 49.8 | 52.39 | 49.95 | 49.8 | 52.39 | 49.95 | 49.8 | 52.39 | 49.95 | 55.38 | 52.49 | 48.77 | 55.38 | 52.49 | 48.77 | 49.8 | 52.39 | 48.77 | 49.8 | 52.39 | 48.77 | 55.38 | 52.49 | 48.77 | 71.03 | 80.32 | 49.78 | 71.03 | 81.96 | 102.64 | 49.8 | 52.39 | 49.95
2854 | 39.04 | 44.01 | 36.47 | 39.04 | 44.01 | 36.47 | 39.04 | 44.01 | 36.47 | 39.04 | 44.01 | 36.47 | 39.75 | 46.4 | 36.47 | 39.75 | 46.55 | 36.47 | 39.04 | 44.01 | 36.47 | 39.04 | 44.01 | 36.47 | 39.75 | 46.4 | 36.47 | 46.3 | 62.43 | 36.84 | 46.3 | 63.7 | 48.47 | 39.04 | 44.01 | 36.47 | 49.63 | 52.22 | 48.61 | 49.63 | 52.22 | 48.61 | 49.63 | 52.22 | 48.61 | 49.63 | 52.22 | 48.61 | 55.21 | 52.33 | 48.61 | 55.21 | 52.33 | 48.61 | 49.63 | 52.22 | 48.61 | 49.63 | 52.22 | 48.61 | 55.21 | 52.33 | 48.61 | 70.72 | 79.48 | 49.1 | 70.72 | 81.1 | 102.64 | 49.63 | 52.22 | 48.61
2855 | 38.45 | 43.42 | 35.88 | 38.45 | 43.42 | 35.88 | 38.45 | 43.42 | 35.88 | 38.45 | 43.42 | 35.88 | 39.16 | 45.81 | 35.88 | 39.16 | 45.96 | 35.88 | 38.45 | 43.42 | 35.88 | 38.45 | 43.42 | 35.88 | 39.16 | 45.81 | 35.88 | 39.19 | 59.55 | 36.84 | 39.19 | 60.76 | 43.79 | 38.45 | 43.42 | 35.88 | 49.04 | 51.63 | 48.02 | 49.04 | 51.63 | 48.02 | 49.04 | 51.63 | 48.02 | 49.04 | 51.63 | 48.02 | 54.62 | 51.73 | 48.02 | 54.62 | 51.73 | 48.02 | 49.04 | 51.63 | 48.02 | 49.04 | 51.63 | 48.02 | 54.62 | 51.73 | 48.02 | 55.17 | 77.9 | 48.5 | 55.17 | 79.49 | 101.81 | 49.04 | 51.63 | 48.02
2856 | 37.7 | 42.67 | 35.13 | 37.7 | 42.67 | 35.13 | 37.7 | 42.67 | 35.13 | 37.7 | 42.67 | 35.13 | 38.41 | 45.06 | 35.13 | 38.41 | 45.21 | 35.13 | 37.7 | 42.67 | 35.13 | 37.7 | 42.67 | 35.13 | 38.41 | 45.06 | 35.13 | 43.18 | 47.97 | 35.49 | 43.18 | 62.43 | 43.67 | 37.7 | 42.67 | 35.13 | 48.29 | 50.88 | 47.27 | 48.29 | 50.88 | 47.27 | 48.29 | 50.88 | 47.27 | 48.29 | 50.88 | 47.27 | 53.87 | 50.98 | 47.27 | 53.87 | 50.98 | 47.27 | 48.29 | 50.88 | 47.27 | 48.29 | 50.88 | 47.27 | 53.87 | 50.98 | 47.27 | 57.6 | 52.73 | 46.79 | 57.6 | 79.49 | 69.69 | 48.29 | 50.88 | 47.27
2857 | 37.37 | 42.33 | 34.8 | 37.37 | 42.33 | 34.8 | 37.37 | 42.33 | 34.8 | 37.37 | 42.33 | 34.8 | 38.07 | 44.72 | 34.8 | 38.07 | 44.88 | 34.8 | 37.37 | 42.33 | 34.8 | 37.37 | 42.33 | 34.8 | 38.07 | 44.72 | 34.8 | 40.07 | 47.56 | 35.15 | 40.07 | 62.43 | 43.67 | 37.37 | 42.33 | 34.8 | 47.95 | 50.54 | 46.93 | 47.95 | 50.54 | 46.93 | 47.95 | 50.54 | 46.93 | 47.95 | 50.54 | 46.93 | 53.53 | 50.65 | 46.93 | 53.53 | 50.65 | 46.93 | 47.95 | 50.54 | 46.93 | 47.95 | 50.54 | 46.93 | 53.53 | 50.65 | 46.93 | 57.02 | 52.73 | 46.46 | 57.02 | 79.49 | 69.69 | 47.95 | 50.54 | 46.93
2858 | 37.19 | 42.15 | 34.62 | 37.19 | 42.15 | 34.62 | 37.19 | 42.15 | 34.62 | 37.19 | 42.16 | 34.62 | 37.9 | 44.55 | 34.62 | 37.9 | 44.7 | 34.62 | 37.19 | 42.16 | 34.62 | 37.19 | 42.15 | 34.62 | 37.9 | 44.55 | 34.62 | 42.12 | 47.56 | 34.97 | 42.12 | 62.43 | 43.67 | 37.19 | 42.15 | 34.62 | 47.78 | 50.37 | 49.93 | 47.78 | 50.37 | 49.93 | 47.78 | 50.37 | 49.93 | 47.78 | 50.37 | 49.93 | 53.36 | 50.47 | 46.75 | 53.36 | 50.47 | 46.75 | 47.78 | 50.37 | 46.75 | 47.78 | 50.37 | 46.75 | 53.36 | 50.47 | 46.75 | 58.15 | 50.98 | 46.29 | 58.15 | 79.49 | 69.69 | 47.78 | 50.37 | 49.93
2859 | 37.05 | 42.01 | 34.48 | 37.05 | 42.01 | 34.48 | 37.05 | 42.01 | 34.48 | 37.05 | 42.01 | 34.48 | 37.75 | 44.41 | 34.48 | 37.75 | 44.56 | 34.48 | 37.05 | 42.01 | 34.48 | 37.05 | 42.01 | 34.48 | 37.75 | 44.41 | 34.48 | 42.12 | 45.01 | 34.83 | 42.12 | 62.43 | 43.67 | 37.05 | 42.01 | 34.48 | 47.64 | 50.22 | 51.3 | 47.64 | 50.22 | 51.3 | 47.64 | 50.22 | 51.3 | 47.64 | 50.22 | 51.3 | 53.22 | 50.33 | 46.61 | 53.22 | 50.33 | 46.61 | 47.64 | 50.22 | 46.61 | 47.64 | 50.22 | 46.61 | 53.22 | 50.33 | 46.61 | 59.36 | 50.84 | 46.15 | 59.36 | 79.49 | 69.69 | 47.64 | 50.22 | 51.3
2860 | 37.44 | 42.41 | 34.87 | 37.44 | 42.41 | 34.87 | 37.44 | 42.41 | 34.87 | 37.44 | 42.41 | 34.87 | 38.15 | 44.8 | 34.87 | 38.15 | 44.95 | 34.87 | 37.44 | 42.41 | 34.87 | 37.44 | 42.41 | 34.87 | 38.15 | 44.8 | 34.87 | 50.18 | 45.4 | 34.52 | 51.2 | 62.43 | 43.67 | 37.44 | 42.41 | 34.87 | 48.03 | 50.72 | 51.3 | 48.03 | 50.72 | 51.3 | 48.03 | 50.72 | 51.3 | 48.03 | 50.72 | 51.3 | 53.61 | 50.72 | 47 | 53.61 | 50.72 | 47 | 48.03 | 50.62 | 47 | 48.03 | 50.62 | 47 | 53.61 | 50.72 | 47 | 71.03 | 51.23 | 46.53 | 72.47 | 79.49 | 69.69 | 48.03 | 50.72 | 51.3
2861 | 38.01 | 42.97 | 36.74 | 38.01 | 42.97 | 36.74 | 38.01 | 42.97 | 36.74 | 38.01 | 42.97 | 36.74 | 38.71 | 45.37 | 35.44 | 38.71 | 45.52 | 35.44 | 38.01 | 42.97 | 35.44 | 38.01 | 42.97 | 35.44 | 38.71 | 45.37 | 35.44 | 51.92 | 45.98 | 35.8 | 52.97 | 62.43 | 43.67 | 38.01 | 42.97 | 36.74 | 48.59 | 51.29 | 51.3 | 48.59 | 51.29 | 51.3 | 48.59 | 51.29 | 51.3 | 48.59 | 77.88 | 51.3 | 54.17 | 51.29 | 47.57 | 54.17 | 51.29 | 47.57 | 48.59 | 51.18 | 47.57 | 48.59 | 51.18 | 47.57 | 54.17 | 51.29 | 47.57 | 71.75 | 51.81 | 47.1 | 73.2 | 80.29 | 69.69 | 48.59 | 51.29 | 51.3
2862 | 38.87 | 43.84 | 39.02 | 38.87 | 43.84 | 39.02 | 39.58 | 43.84 | 42.79 | 39.58 | 43.84 | 42.79 | 39.58 | 46.23 | 36.31 | 39.58 | 46.39 | 36.31 | 38.87 | 43.84 | 36.31 | 38.87 | 43.84 | 36.31 | 39.58 | 46.23 | 36.31 | 52.53 | 47.56 | 36.67 | 53.59 | 62.43 | 43.67 | 38.87 | 43.84 | 39.02 | 49.46 | 52.16 | 64.79 | 49.46 | 52.16 | 64.79 | 55.04 | 52.16 | 64.79 | 55.04 | 73.57 | 64.79 | 55.04 | 52.16 | 48.44 | 55.04 | 52.16 | 48.44 | 49.46 | 52.05 | 48.44 | 49.46 | 52.05 | 48.44 | 55.04 | 52.16 | 48.44 | 81.44 | 52.68 | 47.96 | 83.09 | 76.61 | 67.6 | 49.46 | 52.16 | 64.79
2863 | 39.98 | 44.95 | 37.8 | 39.98 | 44.95 | 37.8 | 40.69 | 44.95 | 37.8 | 40.69 | 44.95 | 37.8 | 40.69 | 47.34 | 37.41 | 40.69 | 47.49 | 37.41 | 39.98 | 44.95 | 37.41 | 39.98 | 44.95 | 37.41 | 40.69 | 47.34 | 37.41 | 51.92 | 47.97 | 37.04 | 51.92 | 58.35 | 38.18 | 40.69 | 44.95 | 37.8 | 50.57 | 53.27 | 49.61 | 50.57 | 53.27 | 49.61 | 56.15 | 53.27 | 49.61 | 56.15 | 69.64 | 49.61 | 56.15 | 53.27 | 49.55 | 56.15 | 53.27 | 46.68 | 50.57 | 53.16 | 49.55 | 50.57 | 53.16 | 49.55 | 56.15 | 53.27 | 49.55 | 71.03 | 52.73 | 44.8 | 71.75 | 71.07 | 50.11 | 56.15 | 53.27 | 49.61
2864 | 40.64 | 45.61 | 38.07 | 40.64 | 45.61 | 38.07 | 41.35 | 45.61 | 38.07 | 41.35 | 45.61 | 38.07 | 41.35 | 45.61 | 38.07 | 41.35 | 45.61 | 36.23 | 40.64 | 45.61 | 38.07 | 40.64 | 45.61 | 38.07 | 41.35 | 45.61 | 38.07 | 49.83 | 44.96 | 34.78 | 49.83 | 45.88 | 35.49 | 41.35 | 45.61 | 38.07 | 51.23 | 53.82 | 50.21 | 51.23 | 53.82 | 50.21 | 56.81 | 53.82 | 50.21 | 56.81 | 53.82 | 50.21 | 56.81 | 53.82 | 50.21 | 56.81 | 52.4 | 46.68 | 51.23 | 53.82 | 50.21 | 51.23 | 53.82 | 50.21 | 56.81 | 53.82 | 50.21 | 60.2 | 49.13 | 44.8 | 60.2 | 53.28 | 49.71 | 56.81 | 53.82 | 50.21
2865 | 40.44 | 45.41 | 37.88 | 40.44 | 45.41 | 37.88 | 40.44 | 45.41 | 37.88 | 40.44 | 45.41 | 37.88 | 41.15 | 45.41 | 37.88 | 41.15 | 42.98 | 10.74 | 40.44 | 45.41 | 37.88 | 40.44 | 45.41 | 37.88 | 41.15 | 45.41 | 37.88 | 40.85 | 41.27 | 10.31 | 40.85 | 42.11 | 10.52 | 40.44 | 45.41 | 37.88 | 51.03 | 53.62 | 50.01 | 51.03 | 53.62 | 50.01 | 51.03 | 53.62 | 50.01 | 51.03 | 53.62 | 50.01 | 54.74 | 53.62 | 50.01 | 54.74 | 37.84 | 46.34 | 51.03 | 53.62 | 50.01 | 51.03 | 53.62 | 50.01 | 54.74 | 53.62 | 50.01 | 53.63 | 36.34 | 43.6 | 52.56 | 47.66 | 46.23 | 51.03 | 53.62 | 50.01
2866 | 40.41 | 45.03 | 37.85 | 40.41 | 45.03 | 37.85 | 40.41 | 45.03 | 37.85 | 40.41 | 45.03 | 37.85 | 40.41 | 45.03 | 37.85 | 40.41 | 0 | 0 | 40.41 | 45.03 | 37.85 | 40.41 | 45.38 | 37.85 | 40.41 | 45.03 | 37.85 | 39.2 | 0 | 0 | 40.01 | 0 | 0 | 40.41 | 45.03 | 37.85 | 51 | 49.63 | 46.45 | 51 | 49.63 | 46.45 | 51 | 49.63 | 46.45 | 51 | 49.63 | 46.45 | 52.64 | 49.63 | 46.45 | 52.64 | 0 | 0 | 51 | 49.63 | 46.45 | 51 | 53.59 | 49.98 | 52.64 | 49.63 | 46.45 | 50.55 | 0 | 0 | 51.52 | 0 | 0 | 51 | 49.63 | 46.45
2867 | 40.01 | 25.6 | 37.44 | 40.01 | 25.6 | 37.44 | 40.01 | 25.6 | 37.44 | 40.01 | 25.6 | 37.44 | 40.01 | 25.6 | 37.44 | 40.01 | 0 | 0 | 40.01 | 25.6 | 37.44 | 40.01 | 44.97 | 37.44 | 40.01 | 25.6 | 37.44 | 38.42 | 0 | 0 | 39.61 | 0 | 0 | 40.01 | 25.6 | 37.44 | 50.6 | 48.43 | 46.17 | 50.6 | 48.43 | 46.17 | 50.6 | 48.43 | 46.17 | 50.6 | 48.43 | 46.17 | 50.6 | 48.43 | 42.99 | 50.6 | 0 | 0 | 50.6 | 48.43 | 42.99 | 50.6 | 53.18 | 49.57 | 50.6 | 48.43 | 42.99 | 49.57 | 0 | 0 | 50.09 | 0 | 0 | 50.6 | 48.43 | 46.17
2868 | 39.74 | 10.33 | 37.17 | 39.74 | 10.33 | 37.17 | 39.74 | 10.33 | 37.17 | 39.74 | 10.33 | 37.17 | 39.74 | 10.33 | 37.17 | 39.74 | 0 | 0 | 39.74 | 10.33 | 37.17 | 39.74 | 44.71 | 37.17 | 39.74 | 10.33 | 37.17 | 38.42 | 0 | 0 | 39.34 | 0 | 0 | 39.74 | 10.33 | 37.17 | 50.33 | 48.43 | 37.32 | 50.33 | 48.43 | 37.32 | 50.33 | 48.43 | 37.32 | 50.33 | 48.43 | 37.32 | 50.33 | 48.43 | 34.14 | 50.33 | 0 | 0 | 50.33 | 48.43 | 34.14 | 50.33 | 52.92 | 49.31 | 50.33 | 48.43 | 34.14 | 48.83 | 0 | 0 | 49.83 | 0 | 0 | 50.33 | 48.43 | 45.23
2869 | 39.56 | 10.33 | 37 | 39.56 | 10.33 | 37 | 39.56 | 10.33 | 37 | 39.56 | 10.33 | 37 | 39.56 | 10.33 | 37 | 39.56 | 0 | 0 | 39.56 | 10.33 | 37 | 39.56 | 44.53 | 37 | 39.56 | 10.33 | 37 | 38.42 | 0 | 0 | 39.2 | 0 | 0 | 39.56 | 10.33 | 37 | 50.15 | 46.27 | 37.32 | 50.15 | 46.27 | 37.32 | 50.15 | 46.27 | 37.32 | 50.15 | 46.27 | 37.32 | 50.48 | 46.27 | 34.14 | 50.48 | 0 | 0 | 50.15 | 46.27 | 34.14 | 50.15 | 52.74 | 49.13 | 50.48 | 46.27 | 34.14 | 48.66 | 0 | 0 | 49.65 | 43.53 | 0 | 50.15 | 46.27 | 44.78
2870 | 39.3 | 10.33 | 36.73 | 39.3 | 10.33 | 36.73 | 39.3 | 10.33 | 36.73 | 39.3 | 10.33 | 36.73 | 39.3 | 10.33 | 36.73 | 39.3 | 0 | 0 | 39.3 | 10.33 | 36.73 | 39.3 | 44.27 | 36.73 | 39.3 | 10.33 | 36.73 | 38.42 | 0 | 0 | 39.2 | 0 | 0 | 39.3 | 10.33 | 36.73 | 49.89 | 48.43 | 46.17 | 49.89 | 48.43 | 46.17 | 49.89 | 48.43 | 46.17 | 49.89 | 48.43 | 46.17 | 51.43 | 48.43 | 42.99 | 51.43 | 0 | 10.96 | 49.89 | 48.43 | 42.99 | 49.89 | 52.48 | 48.87 | 51.43 | 48.43 | 42.99 | 49.39 | 0 | 10.31 | 50.39 | 47.66 | 41.05 | 49.89 | 48.43 | 46.17
2871 | 39.12 | 43.09 | 36.55 | 39.12 | 43.09 | 36.55 | 39.12 | 43.09 | 36.55 | 39.12 | 43.09 | 36.55 | 39.58 | 43.09 | 36.55 | 39.58 | 43.09 | 30 | 39.12 | 43.09 | 36.55 | 39.12 | 44.09 | 36.55 | 39.58 | 43.09 | 36.55 | 39.19 | 41.38 | 0 | 39.52 | 42.22 | 30.3 | 39.12 | 43.09 | 36.55 | 49.71 | 52.08 | 48.69 | 49.71 | 52.08 | 48.69 | 49.71 | 52.08 | 48.69 | 49.71 | 52.08 | 48.69 | 53.09 | 52.08 | 48.69 | 53.09 | 52.08 | 46.68 | 49.71 | 52.08 | 48.69 | 49.71 | 52.3 | 48.69 | 53.09 | 52.08 | 48.69 | 52.56 | 0 | 42.67 | 51.51 | 51.56 | 48.2 | 49.71 | 52.08 | 48.69
2872 | 38.99 | 43.96 | 36.42 | 38.99 | 43.96 | 36.42 | 38.99 | 43.96 | 36.42 | 38.99 | 43.96 | 36.42 | 39.7 | 44.35 | 36.42 | 39.7 | 44.35 | 36.42 | 38.99 | 43.96 | 36.42 | 38.99 | 43.96 | 36.42 | 39.7 | 44.35 | 36.42 | 40.1 | 43.51 | 34.42 | 40.92 | 44.4 | 36.06 | 38.99 | 43.96 | 36.42 | 49.58 | 52.17 | 48.55 | 49.58 | 52.17 | 48.55 | 49.58 | 52.17 | 48.55 | 49.58 | 52.17 | 48.55 | 55.16 | 52.17 | 48.55 | 55.16 | 52.17 | 46.69 | 49.58 | 52.17 | 48.55 | 49.58 | 52.17 | 48.55 | 55.16 | 52.17 | 48.55 | 57.3 | 39.07 | 44.8 | 58.81 | 52.83 | 48.61 | 49.58 | 52.17 | 48.55
2873 | 39.04 | 44 | 36.47 | 39.04 | 44 | 36.47 | 39.04 | 44 | 36.47 | 39.04 | 44 | 36.47 | 39.74 | 44.69 | 36.47 | 39.74 | 44.69 | 36.47 | 39.04 | 44 | 36.47 | 39.04 | 44 | 36.47 | 39.74 | 44.69 | 36.47 | 42.24 | 42.81 | 34.42 | 50.36 | 44.45 | 36.84 | 39.04 | 44 | 36.47 | 49.63 | 52.21 | 48.6 | 49.63 | 52.21 | 48.6 | 49.63 | 52.21 | 48.6 | 49.63 | 52.21 | 48.6 | 55.21 | 52.21 | 48.6 | 55.21 | 52.21 | 48.6 | 49.63 | 52.21 | 48.6 | 49.63 | 52.21 | 48.6 | 55.21 | 52.21 | 48.6 | 58.67 | 47.66 | 44.8 | 68.22 | 74.34 | 49.09 | 49.63 | 52.21 | 51.3
2874 | 39.16 | 44.12 | 36.59 | 39.16 | 44.12 | 36.59 | 39.16 | 44.12 | 36.59 | 39.16 | 44.12 | 36.59 | 39.86 | 46.52 | 36.59 | 39.86 | 46.52 | 36.59 | 39.16 | 44.12 | 36.59 | 39.16 | 44.12 | 36.59 | 39.86 | 46.52 | 36.59 | 49.62 | 45.84 | 35.49 | 50.64 | 46.77 | 36.96 | 39.16 | 44.12 | 36.59 | 49.75 | 52.33 | 51.3 | 49.75 | 52.33 | 51.3 | 49.75 | 52.33 | 51.3 | 49.75 | 52.33 | 51.3 | 55.33 | 52.34 | 48.72 | 55.33 | 52.34 | 48.72 | 49.75 | 52.33 | 48.72 | 49.75 | 52.33 | 48.72 | 55.33 | 52.34 | 48.72 | 69.16 | 50.53 | 44.8 | 70.57 | 75.09 | 51.81 | 49.75 | 52.33 | 51.3
2875 | 39.19 | 44.16 | 36.62 | 39.19 | 44.16 | 36.62 | 39.19 | 44.16 | 36.62 | 39.19 | 44.16 | 36.62 | 39.9 | 46.55 | 36.62 | 39.9 | 46.7 | 36.62 | 39.19 | 44.16 | 36.62 | 39.19 | 44.16 | 36.62 | 39.9 | 46.55 | 36.62 | 50.97 | 46.23 | 35.49 | 52.01 | 45.31 | 36.99 | 39.19 | 44.16 | 36.62 | 49.78 | 52.37 | 48.76 | 49.78 | 52.37 | 48.76 | 49.78 | 52.37 | 48.76 | 49.78 | 52.37 | 48.76 | 55.36 | 52.48 | 48.76 | 55.36 | 52.48 | 48.76 | 49.78 | 52.37 | 48.76 | 49.78 | 52.37 | 48.76 | 55.36 | 52.48 | 48.76 | 71.36 | 51.84 | 47.75 | 71.37 | 52.9 | 48.73 | 49.78 | 52.37 | 51.3
2876 | 39.55 | 44.52 | 36.98 | 39.55 | 44.52 | 36.98 | 39.55 | 44.52 | 36.98 | 39.55 | 44.52 | 36.98 | 40.26 | 46.91 | 36.98 | 40.26 | 46.97 | 36.98 | 39.55 | 44.52 | 36.98 | 39.55 | 44.52 | 36.98 | 40.26 | 46.91 | 36.98 | 51.92 | 46.5 | 35.49 | 50.88 | 45.57 | 36.61 | 39.55 | 44.52 | 36.98 | 50.14 | 52.73 | 49.11 | 50.14 | 52.73 | 49.11 | 50.14 | 52.73 | 49.11 | 50.14 | 52.73 | 49.11 | 55.72 | 52.83 | 49.11 | 55.72 | 52.83 | 49.11 | 50.14 | 52.73 | 49.11 | 50.14 | 52.73 | 49.11 | 55.72 | 52.83 | 49.11 | 71.75 | 52.19 | 47.65 | 71.75 | 53.26 | 48.62 | 50.14 | 52.73 | 51.3
2877 | 39.63 | 44.59 | 37.06 | 39.63 | 44.59 | 37.06 | 39.63 | 44.59 | 37.06 | 39.63 | 44.59 | 37.06 | 40.33 | 46.99 | 37.06 | 40.33 | 47.14 | 37.06 | 39.63 | 44.59 | 37.06 | 39.63 | 44.59 | 37.06 | 40.33 | 46.99 | 37.06 | 51.92 | 46.66 | 36.69 | 50.88 | 45.04 | 37.43 | 39.63 | 44.59 | 37.06 | 50.22 | 52.8 | 49.19 | 50.22 | 52.8 | 49.19 | 50.22 | 52.8 | 49.19 | 50.22 | 52.8 | 49.19 | 55.79 | 52.91 | 49.19 | 55.79 | 52.91 | 49.19 | 50.22 | 52.8 | 49.19 | 50.22 | 52.8 | 49.19 | 55.79 | 52.91 | 49.19 | 71.03 | 52.38 | 48.7 | 69.61 | 53.34 | 48.7 | 50.22 | 52.8 | 49.19
2878 | 39.29 | 44.25 | 36.72 | 39.29 | 44.25 | 36.72 | 39.29 | 44.25 | 36.72 | 39.29 | 44.25 | 36.72 | 39.99 | 46.3 | 36.72 | 39.99 | 46.3 | 36.72 | 39.29 | 44.25 | 36.72 | 39.29 | 44.25 | 36.72 | 39.99 | 46.3 | 36.72 | 46.4 | 45.84 | 36.35 | 45.47 | 44.7 | 37.09 | 39.29 | 44.25 | 36.72 | 49.88 | 52.46 | 48.85 | 49.88 | 52.46 | 48.85 | 49.88 | 52.46 | 48.85 | 49.88 | 52.46 | 48.85 | 55.46 | 52.46 | 48.85 | 55.46 | 52.46 | 48.85 | 49.88 | 52.46 | 48.85 | 49.88 | 52.46 | 48.85 | 55.46 | 52.46 | 48.85 | 61.23 | 51.94 | 47.16 | 60 | 52.99 | 48.36 | 49.88 | 52.46 | 48.85
2879 | 38.6 | 43.56 | 36.03 | 38.6 | 43.56 | 36.03 | 38.6 | 43.56 | 36.03 | 38.6 | 43.56 | 36.03 | 39.3 | 45.96 | 36.03 | 39.3 | 45.96 | 36.03 | 38.6 | 43.56 | 36.03 | 38.6 | 43.56 | 36.03 | 39.3 | 45.96 | 36.03 | 39.7 | 45.5 | 35.67 | 38.99 | 44 | 35.67 | 38.6 | 43.56 | 36.03 | 49.19 | 51.77 | 48.16 | 49.19 | 51.77 | 48.16 | 49.19 | 51.77 | 48.16 | 49.19 | 51.77 | 48.16 | 54.77 | 51.88 | 48.16 | 54.77 | 51.88 | 48.16 | 49.19 | 51.77 | 48.16 | 49.19 | 51.77 | 48.16 | 54.77 | 51.88 | 48.16 | 56.46 | 51.36 | 47.68 | 55.33 | 52.3 | 47.68 | 49.19 | 51.77 | 48.16
2880 | 38.03 | 43.3 | 35.77 | 38.03 | 43.3 | 35.77 | 38.03 | 43.3 | 35.77 | 38.03 | 43.3 | 35.77 | 38.81 | 45.69 | 35.77 | 38.81 | 45.84 | 35.77 | 38.33 | 43.3 | 35.77 | 38.33 | 43.3 | 35.77 | 38.81 | 45.69 | 35.77 | 38.42 | 45.38 | 35.49 | 38.42 | 43.74 | 35.49 | 38.03 | 43.3 | 35.77 | 48.92 | 51.51 | 47.9 | 48.92 | 51.51 | 47.9 | 48.92 | 51.51 | 47.9 | 48.92 | 51.51 | 47.9 | 53.09 | 51.62 | 47.9 | 53.09 | 51.62 | 47.9 | 48.92 | 51.51 | 47.9 | 48.92 | 51.51 | 47.9 | 53.09 | 51.62 | 47.9 | 52.56 | 52.03 | 47.42 | 49.42 | 52.03 | 47.42 | 48.92 | 51.51 | 47.9
2881 | 37.74 | 42.71 | 35.17 | 37.74 | 42.71 | 35.17 | 37.74 | 42.71 | 35.17 | 37.74 | 42.71 | 35.17 | 38.45 | 45.1 | 35.17 | 38.45 | 45.25 | 35.17 | 37.74 | 42.71 | 35.17 | 37.74 | 42.71 | 35.17 | 38.45 | 45.1 | 35.17 | 38.42 | 44.8 | 35.53 | 38.12 | 43.14 | 35.53 | 37.74 | 42.71 | 35.17 | 48.33 | 50.92 | 47.31 | 48.33 | 50.92 | 47.31 | 48.33 | 50.92 | 47.31 | 48.33 | 50.92 | 47.31 | 53.09 | 51.02 | 47.31 | 53.09 | 51.02 | 47.31 | 48.33 | 50.92 | 47.31 | 48.33 | 50.92 | 47.31 | 53.09 | 51.02 | 47.31 | 52.56 | 51.54 | 47.78 | 48.82 | 51.43 | 46.83 | 48.33 | 50.92 | 47.31
2882 | 37.45 | 42.42 | 34.88 | 37.45 | 42.42 | 34.88 | 37.45 | 42.42 | 34.88 | 37.45 | 42.42 | 34.88 | 38.16 | 44.81 | 34.88 | 38.16 | 44.96 | 34.88 | 37.45 | 42.42 | 34.88 | 37.45 | 42.42 | 34.88 | 38.16 | 44.81 | 34.88 | 38.1 | 45.42 | 35.49 | 37.83 | 42.85 | 35.24 | 37.45 | 42.42 | 34.88 | 48.04 | 50.63 | 47.02 | 48.04 | 50.63 | 47.02 | 48.04 | 50.63 | 47.02 | 48.04 | 50.63 | 47.02 | 53.09 | 50.74 | 47.02 | 53.09 | 50.74 | 47.02 | 48.04 | 50.63 | 47.02 | 48.04 | 50.63 | 47.02 | 53.09 | 50.74 | 47.02 | 52.56 | 52.18 | 47.49 | 48.53 | 51.14 | 46.55 | 48.04 | 50.63 | 47.02
2883 | 37.42 | 42.39 | 34.85 | 37.42 | 42.39 | 34.85 | 37.42 | 42.39 | 34.85 | 37.42 | 42.39 | 34.85 | 38.13 | 44.78 | 34.85 | 38.13 | 44.93 | 34.85 | 37.42 | 42.39 | 34.85 | 37.42 | 42.39 | 34.85 | 38.13 | 44.78 | 34.85 | 37.8 | 45.39 | 35.49 | 37.8 | 42.82 | 35.21 | 37.42 | 42.39 | 34.85 | 48.01 | 50.6 | 46.99 | 48.01 | 50.6 | 46.99 | 48.01 | 50.6 | 46.99 | 48.01 | 50.6 | 46.99 | 53.59 | 50.71 | 46.99 | 53.59 | 50.71 | 46.99 | 48.01 | 50.6 | 46.99 | 48.01 | 50.6 | 46.99 | 53.59 | 50.71 | 46.99 | 53.06 | 51.15 | 48.43 | 51.99 | 51.11 | 47.46 | 48.01 | 50.6 | 46.99
2884 | 37.63 | 42.6 | 35.06 | 37.63 | 42.6 | 35.06 | 37.63 | 42.6 | 35.06 | 37.63 | 42.6 | 35.06 | 38.34 | 44.99 | 35.06 | 38.34 | 44.99 | 35.06 | 37.63 | 42.6 | 35.06 | 37.63 | 42.6 | 35.06 | 38.34 | 44.99 | 35.06 | 38.01 | 44.54 | 35.42 | 38.01 | 43.03 | 35.42 | 37.63 | 42.6 | 35.06 | 48.22 | 50.81 | 47.2 | 48.22 | 50.81 | 47.2 | 48.22 | 50.81 | 47.2 | 48.22 | 50.81 | 47.2 | 53.8 | 50.91 | 47.2 | 53.8 | 50.91 | 47.2 | 48.22 | 50.81 | 47.2 | 48.22 | 50.81 | 47.2 | 53.8 | 50.91 | 47.2 | 53.8 | 51.32 | 47.67 | 52.72 | 51.32 | 47.67 | 48.22 | 50.81 | 47.2
2885 | 38.47 | 43.44 | 35.9 | 38.47 | 43.44 | 35.9 | 38.47 | 43.44 | 35.9 | 38.47 | 43.44 | 35.9 | 39.18 | 45.83 | 35.9 | 39.18 | 45.98 | 35.9 | 38.47 | 43.44 | 35.9 | 38.47 | 43.44 | 35.9 | 39.18 | 45.83 | 35.9 | 44.71 | 45.98 | 36.27 | 45.63 | 45.06 | 36.27 | 38.47 | 43.44 | 35.9 | 49.06 | 51.65 | 48.04 | 49.06 | 51.65 | 48.04 | 49.06 | 51.65 | 48.04 | 49.06 | 51.65 | 48.04 | 54.64 | 51.76 | 48.04 | 54.64 | 51.76 | 48.04 | 49.06 | 51.65 | 48.04 | 49.06 | 51.65 | 48.04 | 54.64 | 51.76 | 48.04 | 63.12 | 52.28 | 48.52 | 64.41 | 52.28 | 48.52 | 49.06 | 51.65 | 48.04
2886 | 39.28 | 44.24 | 36.71 | 39.28 | 44.24 | 36.71 | 39.28 | 44.24 | 36.71 | 39.28 | 44.24 | 36.71 | 39.98 | 46.63 | 36.71 | 39.98 | 46.79 | 36.71 | 39.28 | 44.24 | 36.71 | 39.28 | 44.24 | 36.71 | 39.98 | 46.63 | 36.71 | 51.5 | 47.25 | 37.08 | 51.92 | 46.31 | 37.08 | 39.28 | 44.24 | 36.71 | 49.86 | 52.56 | 51.3 | 49.86 | 52.56 | 51.3 | 49.86 | 52.56 | 51.3 | 49.86 | 52.56 | 51.3 | 55.44 | 52.56 | 48.84 | 55.44 | 52.56 | 48.84 | 49.86 | 52.56 | 48.84 | 49.86 | 52.45 | 48.84 | 55.44 | 52.56 | 48.84 | 71.03 | 53.09 | 49.78 | 71.03 | 53.09 | 50.79 | 49.86 | 52.56 | 51.3
2887 | 40.39 | 45.36 | 37.82 | 40.39 | 45.36 | 37.82 | 40.39 | 45.36 | 37.82 | 40.39 | 45.36 | 37.82 | 41.1 | 47.75 | 37.82 | 41.1 | 47.9 | 37.72 | 40.39 | 45.36 | 37.82 | 40.39 | 45.36 | 37.82 | 41.1 | 47.75 | 37.82 | 51.92 | 47.56 | 36.95 | 51.92 | 45.82 | 36.95 | 40.39 | 45.36 | 37.82 | 50.98 | 53.67 | 49.95 | 50.98 | 53.67 | 49.95 | 50.98 | 53.67 | 49.95 | 50.98 | 53.67 | 49.95 | 56.56 | 53.67 | 49.95 | 56.56 | 53.67 | 49.95 | 50.98 | 53.67 | 49.95 | 50.98 | 53.67 | 49.95 | 56.56 | 53.67 | 49.95 | 71.3 | 54.21 | 47.95 | 71.03 | 54.21 | 48.44 | 50.98 | 53.67 | 51.3
2888 | 40.89 | 45.86 | 38.33 | 40.89 | 45.86 | 38.33 | 40.89 | 45.86 | 38.33 | 40.89 | 45.86 | 38.33 | 41.6 | 46.54 | 38.33 | 41.6 | 46.54 | 36.59 | 40.89 | 45.86 | 38.33 | 40.89 | 45.86 | 38.33 | 41.6 | 46.54 | 38.33 | 49.93 | 46.08 | 35.85 | 49.93 | 46.03 | 35.85 | 40.89 | 45.86 | 38.33 | 51.48 | 54.07 | 50.46 | 51.48 | 54.07 | 50.46 | 51.48 | 54.07 | 50.46 | 51.48 | 54.07 | 50.46 | 57.06 | 54.07 | 50.46 | 57.06 | 54.07 | 50.46 | 51.48 | 54.07 | 50.46 | 51.48 | 54.07 | 50.46 | 57.06 | 54.07 | 50.46 | 65.07 | 53.53 | 47.64 | 65.07 | 53.53 | 47.64 | 51.48 | 54.07 | 50.93
2889 | 40.7 | 45.67 | 38.13 | 40.7 | 45.67 | 38.13 | 40.7 | 45.67 | 38.13 | 40.7 | 45.67 | 38.13 | 41.41 | 45.67 | 38.13 | 41.41 | 45.67 | 33.65 | 40.7 | 45.67 | 38.13 | 40.7 | 45.67 | 38.13 | 41.41 | 45.67 | 38.13 | 41.97 | 42.96 | 33.32 | 41.54 | 43.84 | 34 | 40.7 | 45.67 | 38.13 | 51.29 | 53.88 | 50.27 | 51.29 | 53.88 | 50.27 | 51.29 | 53.88 | 50.27 | 51.29 | 53.88 | 49.61 | 56.87 | 53.88 | 50.27 | 56.87 | 53.88 | 50.27 | 51.29 | 53.88 | 50.27 | 51.29 | 53.88 | 50.27 | 56.87 | 53.88 | 50.27 | 59.22 | 51.03 | 47.64 | 58.04 | 51.03 | 47.64 | 51.29 | 53.88 | 50.27
2890 | 40.43 | 45.39 | 37.86 | 40.43 | 45.39 | 37.86 | 40.43 | 45.39 | 37.86 | 40.43 | 45.39 | 37.86 | 41.13 | 45.39 | 37.86 | 41.13 | 45.39 | 0 | 40.43 | 45.39 | 37.86 | 40.43 | 45.39 | 37.86 | 41.13 | 45.39 | 37.86 | 40.72 | 12.84 | 0 | 40.72 | 13.1 | 0 | 40.43 | 45.39 | 37.86 | 51.02 | 53.6 | 49.99 | 51.02 | 53.6 | 49.99 | 51.02 | 53.6 | 49.99 | 51.02 | 53.6 | 49.11 | 55.05 | 53.6 | 49.99 | 55.05 | 53.6 | 49.99 | 51.02 | 53.6 | 49.99 | 51.02 | 53.6 | 49.99 | 55.05 | 53.6 | 49.99 | 53.94 | 39.45 | 46.34 | 52.86 | 47.35 | 47.28 | 51.02 | 53.6 | 49.99
2891 | 40.11 | 45.08 | 37.55 | 40.11 | 45.08 | 37.55 | 40.11 | 45.08 | 37.55 | 40.11 | 45.08 | 37.55 | 40.4 | 45.08 | 37.55 | 40.4 | 45.08 | 0 | 40.11 | 45.08 | 37.55 | 40.11 | 45.08 | 37.55 | 40.4 | 45.08 | 37.55 | 39.58 | 0 | 0 | 39.71 | 0 | 0 | 40.11 | 45.08 | 37.55 | 50.7 | 53.29 | 49.68 | 50.7 | 53.29 | 49.68 | 50.7 | 53.29 | 49.68 | 50.7 | 53.29 | 49.11 | 54.74 | 53.29 | 49.68 | 54.74 | 53.29 | 49.68 | 50.7 | 53.29 | 49.68 | 50.7 | 53.29 | 49.68 | 54.74 | 53.29 | 49.68 | 53.63 | 20.2 | 46.34 | 52.56 | 47.35 | 47.28 | 50.7 | 53.29 | 49.68
2892 | 39.81 | 44.77 | 37.24 | 39.81 | 44.77 | 37.24 | 39.81 | 44.77 | 37.24 | 39.81 | 44.77 | 37.24 | 40.01 | 44.77 | 37.24 | 40.01 | 44.77 | 0 | 39.81 | 44.77 | 37.24 | 39.81 | 44.77 | 37.24 | 40.01 | 44.77 | 37.24 | 39.2 | 0 | 0 | 39.41 | 0 | 0 | 39.81 | 44.77 | 37.24 | 50.39 | 52.98 | 49.37 | 50.39 | 52.98 | 49.37 | 50.39 | 52.98 | 49.37 | 50.39 | 52.98 | 49.11 | 54.5 | 52.98 | 49.37 | 54.5 | 52.98 | 49.17 | 50.39 | 52.98 | 49.37 | 50.39 | 52.98 | 49.37 | 54.5 | 52.98 | 49.37 | 52.33 | 20 | 44.8 | 51.29 | 47.66 | 47.16 | 50.39 | 52.98 | 49.37
2893 | 39.69 | 44.65 | 37.12 | 39.69 | 44.65 | 37.12 | 39.69 | 44.65 | 37.12 | 39.69 | 44.65 | 37.12 | 39.74 | 44.65 | 37.12 | 39.74 | 25.94 | 0 | 39.69 | 44.65 | 37.12 | 39.69 | 44.66 | 37.12 | 39.74 | 44.65 | 37.12 | 38.94 | 0 | 0 | 39.29 | 0 | 34.42 | 39.69 | 44.65 | 37.12 | 50.28 | 52.87 | 49.25 | 50.28 | 52.87 | 49.25 | 50.28 | 52.87 | 49.25 | 50.28 | 52.87 | 49.25 | 51.33 | 52.87 | 49.25 | 51.33 | 52.87 | 49.11 | 50.28 | 52.87 | 49.25 | 50.28 | 52.87 | 49.25 | 51.33 | 52.87 | 49.25 | 50.29 | 20 | 44.95 | 50.29 | 47.66 | 47.16 | 50.28 | 52.87 | 49.25
2894 | 39.56 | 44.52 | 36.99 | 39.56 | 44.52 | 36.99 | 39.56 | 44.52 | 36.99 | 39.56 | 44.52 | 36.99 | 39.56 | 44.52 | 36.99 | 39.56 | 25.94 | 0 | 39.56 | 44.52 | 36.99 | 39.56 | 44.52 | 36.99 | 39.56 | 44.52 | 36.99 | 38.76 | 0 | 0 | 39.16 | 0 | 34.42 | 39.56 | 44.52 | 36.99 | 50.14 | 52.73 | 49.12 | 50.14 | 52.73 | 49.12 | 50.14 | 52.73 | 49.12 | 50.14 | 52.73 | 49.12 | 51.33 | 52.73 | 49.12 | 51.33 | 52.73 | 49.11 | 50.14 | 52.73 | 49.12 | 50.14 | 52.73 | 49.12 | 51.33 | 52.73 | 49.12 | 50.29 | 20.2 | 46.34 | 50.29 | 52.21 | 47.64 | 50.14 | 52.73 | 49.12
2895 | 39.4 | 44.37 | 36.84 | 39.4 | 44.37 | 36.84 | 39.4 | 44.37 | 36.84 | 39.4 | 44.37 | 36.84 | 39.58 | 44.37 | 36.84 | 39.58 | 25.94 | 0 | 39.4 | 44.37 | 36.84 | 39.4 | 44.37 | 36.84 | 39.58 | 44.37 | 36.84 | 38.78 | 0 | 0 | 39.58 | 43.93 | 34.42 | 39.4 | 44.37 | 36.84 | 49.99 | 52.58 | 48.97 | 49.99 | 52.58 | 48.97 | 49.99 | 52.58 | 48.97 | 49.99 | 52.58 | 48.97 | 52.61 | 52.58 | 48.97 | 52.61 | 52.58 | 48.97 | 49.99 | 52.58 | 48.97 | 49.99 | 52.58 | 48.97 | 52.61 | 52.58 | 48.97 | 51.55 | 46.4 | 46.66 | 50.53 | 52.06 | 48.48 | 49.99 | 52.58 | 48.97
2896 | 39.28 | 44.25 | 36.71 | 39.28 | 44.25 | 36.71 | 39.28 | 44.25 | 36.71 | 39.28 | 44.25 | 36.71 | 39.99 | 44.25 | 36.71 | 39.99 | 43.35 | 34.11 | 39.28 | 44.25 | 36.71 | 39.28 | 44.25 | 36.71 | 39.99 | 44.25 | 36.71 | 39.28 | 42.47 | 33.42 | 39.68 | 43.81 | 36.35 | 39.28 | 44.25 | 36.71 | 49.87 | 52.46 | 48.85 | 49.87 | 52.46 | 48.85 | 49.87 | 52.46 | 48.85 | 49.87 | 52.46 | 48.85 | 54.74 | 52.46 | 48.85 | 54.74 | 52.46 | 48.85 | 49.87 | 52.46 | 48.85 | 49.87 | 52.46 | 48.85 | 54.74 | 52.46 | 48.85 | 53.63 | 50.01 | 47.64 | 53.09 | 52.99 | 48.61 | 49.87 | 52.46 | 48.85
2897 | 39.26 | 44.23 | 36.69 | 39.26 | 44.23 | 36.69 | 39.26 | 44.23 | 36.69 | 39.26 | 44.23 | 36.69 | 39.97 | 46.62 | 36.69 | 39.97 | 46.62 | 36.59 | 39.26 | 44.23 | 36.69 | 39.26 | 44.23 | 36.69 | 39.97 | 46.62 | 36.69 | 43.64 | 46.15 | 35.85 | 43.2 | 46.62 | 36.96 | 39.26 | 44.23 | 36.69 | 49.85 | 52.44 | 48.82 | 49.85 | 52.44 | 48.82 | 49.85 | 52.44 | 48.82 | 49.85 | 52.44 | 48.82 | 55.43 | 52.54 | 48.82 | 55.43 | 52.54 | 48.82 | 49.85 | 52.44 | 48.82 | 49.85 | 52.44 | 48.82 | 55.43 | 52.54 | 48.82 | 59.65 | 52.47 | 48.34 | 60.87 | 53.54 | 49.32 | 49.85 | 52.44 | 48.82
2898 | 39.25 | 44.21 | 37.11 | 39.25 | 44.21 | 37.11 | 39.25 | 44.21 | 37.11 | 39.25 | 44.21 | 37.11 | 39.95 | 46.66 | 37.11 | 39.95 | 46.76 | 37.11 | 39.25 | 44.21 | 37.11 | 39.25 | 44.21 | 37.11 | 39.95 | 46.66 | 37.11 | 45.17 | 60.15 | 39.19 | 45.17 | 61.38 | 39.99 | 39.25 | 44.21 | 37.11 | 49.83 | 52.53 | 51.3 | 49.83 | 52.53 | 51.3 | 49.83 | 52.53 | 51.3 | 49.83 | 52.53 | 51.3 | 55.41 | 52.53 | 51.3 | 55.41 | 52.53 | 51.3 | 49.83 | 52.53 | 51.3 | 49.83 | 52.53 | 51.3 | 55.41 | 52.53 | 51.3 | 61.24 | 73.56 | 52.4 | 62.48 | 75.85 | 54.02 | 49.83 | 52.53 | 51.3
2899 | 39.28 | 44.24 | 38.13 | 39.28 | 44.24 | 38.13 | 39.28 | 44.24 | 38.13 | 39.28 | 44.24 | 38.13 | 39.98 | 46.7 | 38.13 | 39.98 | 46.79 | 38.13 | 39.28 | 44.24 | 38.13 | 39.28 | 44.24 | 38.13 | 39.98 | 46.7 | 38.13 | 52.97 | 63.7 | 47.49 | 51.92 | 63.7 | 48.45 | 39.28 | 44.24 | 38.13 | 49.86 | 52.56 | 51.3 | 49.86 | 52.56 | 51.3 | 49.86 | 52.56 | 51.3 | 49.86 | 52.56 | 51.3 | 55.44 | 52.56 | 51.3 | 55.44 | 52.56 | 51.3 | 49.86 | 52.56 | 51.3 | 49.86 | 52.45 | 51.3 | 55.44 | 52.56 | 51.3 | 71.75 | 83.14 | 102.4 | 71.03 | 84.83 | 104.49 | 49.86 | 52.56 | 51.3
2900 | 39.46 | 44.43 | 37.98 | 39.46 | 44.43 | 37.98 | 39.46 | 44.43 | 38.32 | 39.46 | 44.43 | 38.32 | 40.17 | 46.89 | 38.32 | 40.17 | 46.98 | 38.32 | 39.46 | 44.43 | 37.98 | 39.46 | 44.43 | 37.98 | 40.17 | 46.89 | 38.32 | 52.97 | 64.34 | 48.45 | 51.92 | 63.07 | 47.97 | 39.46 | 44.43 | 37.98 | 50.05 | 52.75 | 51.61 | 50.05 | 52.75 | 51.61 | 50.05 | 52.75 | 51.61 | 50.05 | 52.75 | 51.61 | 55.63 | 52.75 | 51.61 | 55.63 | 52.75 | 51.61 | 50.05 | 52.75 | 51.61 | 50.05 | 52.64 | 51.61 | 55.63 | 52.75 | 51.61 | 73.94 | 91.27 | 102.4 | 72.47 | 90.35 | 103.95 | 50.05 | 52.75 | 51.61
2901 | 39.54 | 44.51 | 36.97 | 39.54 | 44.51 | 36.97 | 39.54 | 44.51 | 36.97 | 39.54 | 44.51 | 36.97 | 40.25 | 46.96 | 36.97 | 40.25 | 47.05 | 36.97 | 39.54 | 44.51 | 36.97 | 39.54 | 44.51 | 36.97 | 40.25 | 46.96 | 36.97 | 52.97 | 64.34 | 48.45 | 51.92 | 63.06 | 47.49 | 39.54 | 44.51 | 36.97 | 50.13 | 52.72 | 51.3 | 50.13 | 52.72 | 51.3 | 50.13 | 52.72 | 51.3 | 50.13 | 52.72 | 51.3 | 55.71 | 52.82 | 51.3 | 55.71 | 52.82 | 51.3 | 50.13 | 52.72 | 51.3 | 50.13 | 52.72 | 51.3 | 55.71 | 52.82 | 51.3 | 73.37 | 91.27 | 102.91 | 71.91 | 89.45 | 102.91 | 50.13 | 52.72 | 51.3
2902 | 39.25 | 44.22 | 36.68 | 39.25 | 44.22 | 36.68 | 39.25 | 44.22 | 36.68 | 39.25 | 44.22 | 36.68 | 39.96 | 46.63 | 36.68 | 39.96 | 46.77 | 36.68 | 39.25 | 44.22 | 36.68 | 39.25 | 44.22 | 36.68 | 39.96 | 46.63 | 36.68 | 50.88 | 63.7 | 47.49 | 49.87 | 62.43 | 46.54 | 39.25 | 44.22 | 36.68 | 49.84 | 52.43 | 50 | 49.84 | 52.43 | 50 | 49.84 | 52.43 | 50 | 49.84 | 52.43 | 50 | 55.42 | 52.54 | 50 | 55.42 | 52.54 | 50 | 49.84 | 52.43 | 50 | 49.84 | 52.43 | 50 | 55.42 | 52.54 | 50 | 71.03 | 84.83 | 102.91 | 71.03 | 83.13 | 101.85 | 49.84 | 52.43 | 50
2903 | 38.56 | 43.53 | 35.99 | 38.56 | 43.53 | 35.99 | 38.56 | 43.53 | 35.99 | 38.56 | 43.53 | 35.99 | 39.27 | 45.93 | 35.99 | 39.27 | 46.08 | 35.99 | 38.56 | 43.53 | 35.99 | 38.56 | 43.53 | 35.99 | 39.27 | 45.93 | 35.99 | 43.18 | 62.43 | 47.49 | 42.31 | 61.19 | 46.54 | 38.56 | 43.53 | 35.99 | 49.15 | 51.74 | 48.13 | 49.15 | 51.74 | 48.13 | 49.15 | 51.74 | 48.13 | 49.15 | 51.74 | 48.13 | 54.73 | 51.85 | 48.13 | 54.73 | 51.85 | 48.23 | 49.15 | 51.74 | 48.13 | 49.15 | 51.74 | 48.13 | 54.73 | 51.85 | 48.13 | 61.6 | 83.14 | 102.91 | 60.36 | 82.45 | 100.85 | 49.15 | 51.74 | 48.13
2904 | 38.42 | 43.39 | 35.85 | 38.42 | 43.39 | 35.85 | 38.42 | 43.39 | 35.85 | 38.42 | 43.39 | 35.85 | 39.13 | 45.78 | 35.85 | 39.13 | 45.93 | 35.86 | 38.42 | 43.39 | 35.85 | 38.42 | 43.39 | 35.85 | 39.13 | 45.78 | 35.85 | 39.6 | 62.43 | 47.49 | 38.81 | 61.18 | 46.54 | 38.42 | 43.39 | 35.85 | 49.01 | 51.6 | 47.99 | 49.01 | 51.6 | 47.99 | 49.01 | 51.6 | 47.99 | 49.01 | 51.6 | 47.99 | 54.59 | 51.7 | 47.99 | 54.59 | 51.7 | 48.09 | 49.01 | 51.6 | 47.99 | 49.01 | 51.6 | 47.99 | 54.59 | 51.7 | 47.99 | 55.72 | 83.14 | 102.91 | 54.6 | 81.48 | 100.85 | 49.01 | 51.6 | 47.99
2905 | 38.09 | 43.06 | 35.52 | 38.09 | 43.06 | 35.52 | 38.09 | 43.06 | 35.52 | 38.09 | 43.06 | 35.52 | 38.8 | 45.46 | 35.52 | 38.8 | 45.61 | 35.86 | 38.09 | 43.06 | 35.52 | 38.09 | 43.06 | 35.52 | 38.8 | 45.46 | 35.52 | 39.2 | 62.43 | 47.49 | 38.48 | 61.18 | 46.54 | 38.09 | 43.06 | 35.52 | 48.68 | 51.27 | 48.84 | 48.68 | 51.27 | 48.84 | 48.68 | 51.27 | 48.84 | 48.68 | 51.27 | 48.84 | 54.26 | 51.38 | 48.84 | 54.26 | 51.38 | 48.84 | 48.68 | 51.27 | 48.84 | 48.68 | 51.27 | 47.66 | 54.26 | 51.38 | 48.84 | 54.81 | 83.14 | 102.91 | 53.71 | 81.48 | 86.57 | 48.68 | 51.27 | 48.84
2906 | 37.91 | 42.88 | 35.34 | 37.91 | 42.88 | 35.34 | 37.91 | 42.88 | 35.34 | 37.91 | 42.88 | 35.34 | 38.62 | 45.27 | 35.34 | 38.62 | 45.42 | 35.86 | 37.91 | 42.88 | 35.34 | 37.91 | 42.88 | 35.34 | 38.62 | 45.27 | 35.34 | 39.01 | 62.43 | 47.49 | 38.29 | 61.18 | 46.54 | 37.91 | 42.88 | 35.34 | 48.5 | 51.09 | 48.75 | 48.5 | 51.09 | 48.75 | 48.5 | 51.09 | 48.75 | 48.5 | 51.09 | 48.75 | 54.08 | 51.19 | 48.75 | 54.08 | 51.19 | 48.75 | 48.5 | 51.09 | 48.75 | 48.5 | 51.09 | 47.48 | 54.08 | 51.19 | 48.75 | 54.61 | 83.14 | 102.91 | 53.53 | 81.48 | 99.83 | 48.5 | 51.09 | 48.75
2907 | 37.9 | 42.86 | 35.33 | 37.9 | 42.86 | 35.33 | 37.9 | 42.86 | 35.33 | 37.9 | 42.86 | 35.33 | 38.6 | 45.26 | 35.33 | 38.6 | 45.41 | 36.75 | 37.9 | 42.86 | 35.33 | 37.9 | 42.86 | 35.33 | 38.6 | 45.26 | 35.33 | 38.99 | 62.77 | 47.49 | 38.42 | 61.52 | 46.54 | 37.9 | 42.86 | 35.33 | 48.49 | 51.07 | 49.31 | 48.49 | 51.07 | 49.31 | 48.49 | 51.07 | 49.31 | 48.49 | 51.07 | 49.31 | 54.07 | 51.18 | 49.31 | 54.07 | 51.18 | 49.31 | 48.49 | 51.07 | 49.31 | 48.49 | 51.07 | 47.46 | 54.07 | 51.18 | 49.31 | 54.61 | 83.14 | 102.91 | 54.07 | 81.48 | 86.57 | 48.49 | 51.07 | 49.31
2908 | 38.1 | 43.07 | 35.53 | 38.1 | 43.07 | 35.53 | 38.1 | 43.07 | 35.53 | 38.1 | 43.07 | 35.53 | 38.81 | 45.46 | 35.53 | 38.81 | 45.61 | 36.96 | 38.1 | 43.07 | 35.53 | 38.1 | 43.07 | 35.53 | 38.81 | 45.46 | 35.53 | 41.39 | 62.43 | 47.49 | 41.39 | 62.43 | 46.54 | 38.1 | 43.07 | 35.53 | 48.69 | 51.28 | 49.31 | 48.69 | 51.28 | 49.31 | 48.69 | 51.28 | 49.31 | 48.69 | 51.28 | 49.31 | 54.27 | 51.38 | 49.31 | 54.27 | 51.38 | 49.31 | 48.69 | 51.28 | 49.31 | 48.69 | 51.28 | 47.67 | 54.27 | 51.38 | 49.31 | 61.23 | 83.14 | 102.91 | 61.23 | 82.45 | 100.85 | 48.69 | 51.28 | 49.31
2909 | 38.59 | 43.56 | 37.11 | 38.59 | 43.56 | 37.11 | 38.59 | 43.56 | 37.11 | 38.59 | 43.56 | 37.11 | 39.3 | 46 | 37.11 | 39.3 | 46.1 | 37.11 | 38.59 | 43.56 | 36.02 | 38.59 | 43.55 | 36.02 | 39.3 | 46 | 37.11 | 52.44 | 63.07 | 78.24 | 51.92 | 63.06 | 77.48 | 38.59 | 43.56 | 37.11 | 49.18 | 51.77 | 51.3 | 49.18 | 51.77 | 51.3 | 49.18 | 51.77 | 51.3 | 49.18 | 51.77 | 51.3 | 54.76 | 51.87 | 50.13 | 54.76 | 51.87 | 50.13 | 49.18 | 51.77 | 50.13 | 49.18 | 51.77 | 48.15 | 54.76 | 51.87 | 50.13 | 71.03 | 85 | 103.93 | 71.75 | 83.31 | 101.85 | 49.18 | 51.77 | 51.3
2910 | 39.3 | 44.27 | 66.42 | 39.3 | 44.27 | 66.42 | 39.3 | 44.27 | 66.42 | 39.3 | 44.27 | 66.42 | 40.01 | 46.8 | 36.73 | 40.01 | 46.81 | 36.73 | 39.3 | 44.27 | 36.73 | 39.3 | 44.27 | 36.73 | 40.01 | 46.8 | 36.73 | 53.51 | 63.07 | 78.24 | 52.44 | 63.06 | 76.68 | 39.3 | 44.27 | 66.42 | 49.89 | 53.82 | 63.5 | 49.89 | 53.82 | 63.5 | 49.89 | 53.82 | 63.5 | 49.89 | 53.82 | 63.5 | 55.47 | 53.82 | 50.13 | 55.47 | 53.82 | 50.13 | 49.89 | 53.82 | 50.13 | 49.89 | 52.48 | 50.13 | 55.47 | 53.82 | 50.13 | 72.39 | 84.83 | 103.93 | 72.39 | 83.13 | 101.85 | 49.89 | 53.82 | 63.5
2911 | 40.04 | 45.02 | 39.43 | 40.04 | 45.02 | 39.43 | 40.75 | 45.02 | 39.43 | 40.75 | 45.02 | 39.43 | 40.75 | 47.54 | 37.47 | 40.75 | 47.55 | 37.47 | 40.04 | 45.02 | 37.47 | 40.04 | 45.02 | 37.47 | 40.75 | 47.54 | 37.47 | 52.97 | 62.43 | 40.24 | 51.92 | 61.18 | 39.82 | 40.75 | 45.02 | 39.43 | 50.63 | 54.49 | 51.3 | 50.63 | 54.49 | 51.3 | 56.21 | 54.49 | 51.3 | 56.21 | 54.49 | 51.3 | 56.21 | 54.49 | 49.6 | 56.21 | 54.49 | 49.6 | 50.63 | 54.49 | 49.6 | 50.63 | 53.22 | 49.6 | 56.21 | 54.49 | 49.6 | 71.75 | 76.58 | 52.93 | 71.03 | 75.05 | 51.87 | 56.21 | 54.49 | 51.3
2912 | 40.41 | 45.38 | 37.85 | 40.41 | 45.38 | 37.85 | 40.41 | 45.38 | 37.85 | 40.41 | 45.38 | 37.85 | 41.12 | 47.78 | 37.85 | 41.12 | 47.93 | 37.85 | 40.41 | 45.38 | 37.85 | 40.41 | 45.38 | 37.85 | 41.12 | 47.78 | 37.85 | 51.92 | 49.23 | 36.21 | 50.88 | 45.84 | 36.21 | 40.41 | 45.38 | 37.85 | 51 | 53.7 | 49.98 | 51 | 53.7 | 49.98 | 51 | 53.7 | 49.98 | 51 | 53.7 | 49.98 | 56.58 | 53.7 | 49.98 | 56.58 | 53.7 | 49.98 | 51 | 53.7 | 49.98 | 51 | 53.7 | 49.98 | 56.58 | 53.7 | 49.98 | 68.13 | 55.38 | 49.48 | 68.13 | 54.27 | 49.48 | 51 | 53.7 | 51.3
2913 | 40.33 | 45.3 | 37.76 | 40.33 | 45.3 | 37.76 | 40.33 | 45.3 | 37.76 | 40.33 | 45.3 | 37.76 | 41.04 | 45.66 | 37.76 | 41.04 | 45.66 | 36.59 | 40.33 | 45.3 | 37.76 | 40.33 | 45.3 | 37.76 | 41.04 | 45.66 | 37.76 | 44.25 | 45.2 | 35.85 | 43.37 | 44.85 | 35.85 | 40.33 | 45.3 | 37.76 | 50.92 | 53.51 | 49.9 | 50.92 | 53.51 | 49.9 | 50.92 | 53.51 | 49.9 | 50.92 | 53.51 | 49.9 | 56.5 | 53.51 | 49.61 | 56.5 | 53.51 | 49.61 | 50.92 | 53.51 | 49.9 | 50.92 | 53.51 | 49.9 | 56.5 | 53.51 | 49.61 | 61.86 | 51.55 | 48.61 | 60.62 | 52.6 | 48.61 | 50.92 | 53.51 | 49.9
2914 | 40.23 | 45.2 | 37.66 | 40.23 | 45.2 | 37.66 | 40.23 | 45.2 | 37.66 | 40.23 | 45.2 | 37.66 | 40.81 | 45.2 | 33.65 | 40.81 | 45.2 | 33.65 | 40.23 | 45.2 | 37.66 | 40.23 | 45.2 | 37.66 | 40.81 | 45.2 | 33.65 | 40.4 | 42.47 | 33.32 | 39.83 | 41.8 | 32.32 | 40.23 | 45.2 | 37.66 | 50.82 | 53.41 | 49.79 | 50.82 | 53.41 | 49.79 | 50.82 | 53.41 | 49.79 | 50.82 | 53.41 | 49.11 | 54.19 | 53.41 | 49.11 | 54.19 | 53.41 | 49.11 | 50.82 | 53.41 | 49.79 | 50.82 | 53.41 | 49.79 | 54.19 | 53.41 | 49.11 | 53.63 | 48.62 | 48.12 | 52.56 | 48.62 | 47.82 | 50.82 | 53.41 | 49.79
2915 | 40.06 | 45.03 | 37.49 | 40.06 | 45.03 | 37.49 | 40.06 | 45.03 | 37.49 | 40.06 | 45.03 | 37.49 | 40.06 | 45.03 | 18.88 | 40.06 | 45.03 | 18.88 | 40.06 | 45.03 | 37.49 | 40.06 | 45.03 | 37.49 | 40.06 | 45.03 | 18.88 | 39.2 | 42.14 | 18.69 | 39.66 | 41.31 | 18.32 | 40.06 | 45.03 | 37.49 | 50.65 | 53.24 | 49.63 | 50.65 | 53.24 | 49.63 | 50.65 | 53.24 | 49.63 | 50.65 | 53.24 | 49.11 | 53.94 | 53.24 | 49.11 | 53.94 | 53.24 | 49.11 | 50.65 | 53.24 | 49.63 | 50.65 | 53.24 | 49.63 | 53.94 | 53.24 | 49.11 | 53.4 | 46.88 | 48.12 | 52.33 | 47.66 | 47.16 | 50.65 | 53.24 | 49.63
2916 | 39.83 | 43.01 | 37.26 | 39.83 | 43.01 | 37.26 | 39.83 | 43.01 | 37.26 | 39.83 | 43.01 | 37.26 | 40.01 | 43.01 | 18.88 | 40.01 | 43.01 | 18.88 | 39.83 | 43.01 | 37.26 | 39.83 | 44.8 | 37.26 | 40.01 | 43.01 | 18.88 | 39.2 | 42.14 | 18.69 | 39.43 | 41.3 | 18.32 | 39.83 | 43.01 | 37.26 | 50.42 | 49.98 | 49.39 | 50.42 | 49.98 | 49.39 | 50.42 | 49.98 | 49.39 | 50.42 | 49.98 | 49.11 | 53.94 | 49.98 | 49.11 | 53.94 | 47.35 | 49.11 | 50.42 | 49.98 | 49.39 | 50.42 | 53.01 | 49.39 | 53.94 | 49.98 | 49.11 | 53.4 | 46.88 | 48.12 | 50.93 | 47.66 | 47.16 | 50.42 | 49.98 | 49.39
2917 | 39.74 | 43.01 | 37.17 | 39.74 | 43.01 | 37.17 | 39.74 | 43.01 | 37.17 | 39.74 | 43.01 | 37.17 | 40.01 | 43.01 | 18.88 | 40.01 | 43.01 | 18.88 | 39.74 | 43.01 | 37.17 | 39.74 | 44.7 | 37.17 | 40.01 | 43.01 | 18.88 | 39.2 | 42.14 | 18.69 | 39.34 | 41.31 | 18.32 | 39.74 | 43.01 | 37.17 | 50.33 | 49.63 | 49.3 | 50.33 | 49.63 | 49.3 | 50.33 | 49.63 | 49.3 | 50.33 | 49.63 | 49.11 | 53.94 | 49.63 | 48.61 | 53.94 | 47.35 | 48.61 | 50.33 | 49.63 | 49.3 | 50.33 | 52.91 | 49.3 | 53.94 | 49.63 | 48.61 | 53.4 | 46.88 | 48.12 | 50.83 | 47.66 | 48.12 | 50.33 | 49.63 | 49.3
2918 | 39.6 | 43.09 | 37.03 | 39.6 | 43.09 | 37.03 | 39.6 | 43.09 | 37.03 | 39.6 | 43.09 | 37.03 | 40.01 | 43.09 | 35.13 | 40.01 | 43.09 | 35.13 | 39.6 | 43.09 | 37.03 | 39.6 | 44.57 | 37.03 | 40.01 | 43.09 | 35.13 | 39.2 | 42.22 | 34.42 | 39.2 | 42.22 | 34.42 | 39.6 | 43.09 | 37.03 | 50.19 | 49.63 | 49.16 | 50.19 | 49.63 | 49.16 | 50.19 | 49.63 | 49.16 | 50.19 | 49.63 | 49.11 | 53.94 | 49.63 | 48.61 | 53.94 | 49.63 | 48.61 | 50.19 | 49.63 | 49.16 | 50.19 | 52.78 | 49.16 | 53.94 | 49.63 | 48.61 | 53.4 | 48.63 | 48.12 | 50.77 | 49.14 | 48.12 | 50.19 | 49.63 | 49.16
2919 | 39.46 | 44.43 | 36.89 | 39.46 | 44.43 | 36.89 | 39.46 | 44.43 | 36.89 | 39.46 | 44.43 | 36.89 | 40.17 | 44.43 | 36.59 | 40.17 | 44.43 | 36.59 | 39.46 | 44.43 | 36.89 | 39.46 | 44.43 | 36.89 | 40.17 | 44.43 | 36.59 | 39.58 | 43.98 | 35.85 | 39.58 | 43.98 | 35.85 | 39.46 | 44.43 | 36.89 | 50.05 | 52.08 | 49.03 | 50.05 | 52.08 | 49.03 | 50.05 | 52.08 | 49.03 | 50.05 | 52.08 | 49.03 | 54.48 | 52.08 | 49.03 | 54.48 | 52.08 | 49.03 | 50.05 | 52.08 | 49.03 | 50.05 | 52.64 | 49.03 | 54.48 | 52.08 | 49.03 | 53.94 | 51.03 | 48.54 | 52.86 | 51.56 | 48.54 | 50.05 | 52.08 | 49.03
2920 | 39.3 | 44.26 | 36.73 | 39.3 | 44.26 | 36.73 | 39.3 | 44.26 | 36.73 | 39.3 | 44.26 | 36.73 | 40 | 45.72 | 36.73 | 40 | 45.72 | 36.73 | 39.3 | 44.26 | 36.73 | 39.3 | 44.26 | 36.73 | 40 | 45.72 | 36.73 | 40.83 | 46.19 | 36.21 | 40.01 | 45.26 | 36.36 | 39.3 | 44.26 | 36.73 | 49.88 | 52.47 | 48.86 | 49.88 | 52.47 | 48.86 | 49.88 | 52.47 | 48.86 | 49.88 | 52.47 | 48.86 | 55.46 | 52.58 | 48.86 | 55.46 | 52.58 | 48.86 | 49.88 | 52.47 | 48.86 | 49.88 | 52.47 | 48.86 | 55.46 | 52.58 | 48.86 | 56.89 | 55.38 | 49.1 | 56.89 | 55.38 | 49.36 | 49.88 | 52.47 | 48.86
2921 | 39.3 | 44.27 | 36.73 | 39.3 | 44.27 | 36.73 | 39.3 | 44.27 | 36.73 | 39.3 | 44.27 | 36.73 | 40.01 | 46.66 | 36.73 | 40.01 | 46.81 | 36.73 | 39.3 | 44.27 | 36.73 | 39.3 | 44.27 | 36.73 | 40.01 | 46.66 | 36.73 | 51.92 | 59.87 | 47.33 | 51.92 | 59.87 | 47.33 | 39.3 | 44.27 | 36.73 | 49.89 | 52.48 | 51.3 | 49.89 | 52.48 | 51.3 | 49.89 | 52.48 | 51.3 | 49.89 | 52.48 | 51.3 | 55.47 | 52.59 | 48.87 | 55.47 | 52.59 | 48.87 | 49.89 | 52.48 | 48.87 | 49.89 | 52.48 | 48.87 | 55.47 | 52.59 | 48.87 | 71.03 | 74.84 | 68.3 | 71.03 | 76.36 | 69.69 | 49.89 | 52.48 | 51.3
2922 | 39.29 | 44.26 | 36.72 | 39.29 | 44.26 | 36.72 | 39.29 | 44.26 | 36.72 | 39.29 | 44.26 | 36.72 | 40 | 46.65 | 36.72 | 40 | 46.8 | 36.72 | 39.29 | 44.26 | 36.72 | 39.29 | 44.26 | 36.72 | 40 | 46.65 | 36.72 | 53.51 | 65 | 81.96 | 52.44 | 66.32 | 81.96 | 39.29 | 44.26 | 36.72 | 49.88 | 52.47 | 51.3 | 49.88 | 52.47 | 51.3 | 49.88 | 52.47 | 51.3 | 49.88 | 52.47 | 51.3 | 55.46 | 52.57 | 48.85 | 55.46 | 52.57 | 48.85 | 49.88 | 52.47 | 48.85 | 49.88 | 52.47 | 48.85 | 55.46 | 52.57 | 48.85 | 71.75 | 89.1 | 110 | 72.47 | 90.91 | 112.23 | 49.88 | 52.47 | 51.3
2923 | 39.27 | 44.23 | 37.79 | 39.27 | 44.23 | 37.79 | 39.27 | 44.23 | 37.79 | 39.27 | 44.23 | 37.79 | 39.97 | 46.63 | 36.7 | 39.97 | 46.78 | 36.7 | 39.27 | 44.23 | 36.7 | 39.27 | 44.23 | 36.7 | 39.97 | 46.63 | 36.7 | 55.13 | 91.85 | 83.62 | 55.13 | 93.71 | 83.62 | 39.27 | 44.23 | 37.79 | 49.86 | 52.55 | 51.3 | 49.86 | 52.55 | 51.3 | 49.86 | 52.55 | 51.3 | 49.86 | 52.55 | 51.3 | 55.44 | 52.55 | 48.83 | 55.44 | 52.55 | 48.83 | 49.86 | 52.55 | 48.83 | 49.86 | 52.44 | 48.83 | 55.44 | 52.55 | 48.83 | 77.09 | 107.13 | 110 | 78.66 | 109.32 | 112.24 | 49.86 | 52.55 | 51.3
2924 | 39.32 | 44.28 | 36.75 | 39.32 | 44.28 | 36.75 | 39.32 | 44.28 | 36.75 | 39.32 | 44.28 | 36.75 | 40.02 | 46.68 | 36.75 | 40.02 | 46.83 | 36.75 | 39.32 | 44.28 | 36.75 | 39.32 | 44.28 | 36.75 | 40.02 | 46.68 | 36.75 | 54.87 | 91.85 | 83.62 | 53.78 | 93.71 | 83.62 | 39.32 | 44.28 | 36.75 | 49.9 | 52.49 | 51.3 | 49.9 | 52.49 | 51.3 | 49.9 | 52.49 | 51.3 | 49.9 | 52.49 | 51.3 | 55.48 | 52.6 | 48.88 | 55.48 | 52.6 | 48.88 | 49.9 | 52.49 | 48.88 | 49.9 | 52.49 | 48.88 | 55.48 | 52.6 | 48.88 | 76.69 | 107.13 | 108.89 | 77.47 | 109.32 | 111.11 | 49.9 | 52.49 | 51.3
2925 | 39.42 | 44.39 | 36.85 | 39.42 | 44.39 | 36.85 | 39.42 | 44.39 | 36.85 | 39.42 | 44.39 | 36.85 | 40.13 | 46.78 | 36.85 | 40.13 | 46.93 | 36.85 | 39.42 | 44.39 | 36.85 | 39.42 | 44.39 | 36.85 | 40.13 | 46.78 | 36.85 | 51.92 | 65 | 81.96 | 51.92 | 66.32 | 81.96 | 39.42 | 44.39 | 36.85 | 50.01 | 52.6 | 48.99 | 50.01 | 52.6 | 48.99 | 50.01 | 52.6 | 48.99 | 50.01 | 52.6 | 48.99 | 55.59 | 52.7 | 48.99 | 55.59 | 52.7 | 48.99 | 50.01 | 52.6 | 48.99 | 50.01 | 52.6 | 48.99 | 55.59 | 52.7 | 48.99 | 71.03 | 83.64 | 107.78 | 71.03 | 85.34 | 111.11 | 50.01 | 52.6 | 48.99
2926 | 39.16 | 44.13 | 36.6 | 39.16 | 44.13 | 36.6 | 39.16 | 44.13 | 36.6 | 39.16 | 44.13 | 36.6 | 39.87 | 46.53 | 36.6 | 39.87 | 46.68 | 36.6 | 39.16 | 44.13 | 36.6 | 39.16 | 44.13 | 36.6 | 39.87 | 46.53 | 36.6 | 45.03 | 59.87 | 47.48 | 45.03 | 61.08 | 48.45 | 39.16 | 44.13 | 36.6 | 49.75 | 52.34 | 48.73 | 49.75 | 52.34 | 48.73 | 49.75 | 52.34 | 48.73 | 49.75 | 52.34 | 48.73 | 55.33 | 52.45 | 48.73 | 55.33 | 52.45 | 48.73 | 49.75 | 52.34 | 48.73 | 49.75 | 52.34 | 48.73 | 55.33 | 52.45 | 48.73 | 69.55 | 75.09 | 100.83 | 69.55 | 76.62 | 104.49 | 49.75 | 52.34 | 48.73
2927 | 38.65 | 43.62 | 36.08 | 38.65 | 43.62 | 36.08 | 38.65 | 43.62 | 36.08 | 38.65 | 43.62 | 36.08 | 39.36 | 46.01 | 36.08 | 39.36 | 46.16 | 36.08 | 38.65 | 43.62 | 36.08 | 38.65 | 43.62 | 36.08 | 39.36 | 46.01 | 36.08 | 44.04 | 59.87 | 45.91 | 44.04 | 61.08 | 47.33 | 38.65 | 43.62 | 36.08 | 49.24 | 51.83 | 48.22 | 49.24 | 51.83 | 48.22 | 49.24 | 51.83 | 48.22 | 49.24 | 51.83 | 48.22 | 54.82 | 51.93 | 48.22 | 54.82 | 51.93 | 48.22 | 49.24 | 51.83 | 48.22 | 49.24 | 51.83 | 48.22 | 54.82 | 51.93 | 48.22 | 60.63 | 74.84 | 66.25 | 60.63 | 76.37 | 71.84 | 49.24 | 51.83 | 48.22
2928 | 38.18 | 43.14 | 35.61 | 38.18 | 43.14 | 35.61 | 38.18 | 43.14 | 35.61 | 38.18 | 43.14 | 35.61 | 38.88 | 45.54 | 35.61 | 38.88 | 45.69 | 35.61 | 38.18 | 43.14 | 35.61 | 38.18 | 43.14 | 35.61 | 38.88 | 45.54 | 35.61 | 40.62 | 56.29 | 38.24 | 40.62 | 57.44 | 46.25 | 38.18 | 43.14 | 35.61 | 48.77 | 51.35 | 47.74 | 48.77 | 51.35 | 47.74 | 48.77 | 51.35 | 47.74 | 48.77 | 51.35 | 47.74 | 54.35 | 51.46 | 47.74 | 54.35 | 51.46 | 47.74 | 48.77 | 51.35 | 47.74 | 48.77 | 51.35 | 47.74 | 54.35 | 51.46 | 47.74 | 57.43 | 74.83 | 48.78 | 57.43 | 76.36 | 71.84 | 48.77 | 51.35 | 47.74
2929 | 37.71 | 42.68 | 35.14 | 37.71 | 42.68 | 35.14 | 37.71 | 42.68 | 35.14 | 37.71 | 42.68 | 35.14 | 38.42 | 45.07 | 35.14 | 38.42 | 45.22 | 35.14 | 37.71 | 42.68 | 35.14 | 37.71 | 42.68 | 35.14 | 38.42 | 45.07 | 35.14 | 39.62 | 53.44 | 37.38 | 39.62 | 54.53 | 40.29 | 37.71 | 42.68 | 35.14 | 48.3 | 50.89 | 47.28 | 48.3 | 50.89 | 47.28 | 48.3 | 50.89 | 47.28 | 48.3 | 50.89 | 47.28 | 53.88 | 50.99 | 47.28 | 53.88 | 50.99 | 47.28 | 48.3 | 50.89 | 47.28 | 48.3 | 50.89 | 47.28 | 53.88 | 50.99 | 47.28 | 55.58 | 52.64 | 48.78 | 55.58 | 76.36 | 69.69 | 48.3 | 50.89 | 47.28
2930 | 37.42 | 42.39 | 34.85 | 37.42 | 42.39 | 34.85 | 37.42 | 42.39 | 34.85 | 37.42 | 42.39 | 34.85 | 38.13 | 44.78 | 34.85 | 38.13 | 44.93 | 34.85 | 37.42 | 42.39 | 34.85 | 37.42 | 42.39 | 34.85 | 38.13 | 44.78 | 34.85 | 39.19 | 52.37 | 35.21 | 39.19 | 53.44 | 38.72 | 37.42 | 42.39 | 34.85 | 48.01 | 50.6 | 46.99 | 48.01 | 50.6 | 46.99 | 48.01 | 50.6 | 46.99 | 48.01 | 50.6 | 46.99 | 53.59 | 50.71 | 46.99 | 53.59 | 50.71 | 46.99 | 48.01 | 50.6 | 46.99 | 48.01 | 50.6 | 46.99 | 53.59 | 50.71 | 46.99 | 55.25 | 52.95 | 48.78 | 55.25 | 76.36 | 69.69 | 48.01 | 50.6 | 46.99
2931 | 37.34 | 42.31 | 34.78 | 37.34 | 42.31 | 34.78 | 37.34 | 42.31 | 34.78 | 37.34 | 42.31 | 34.78 | 38.05 | 44.7 | 34.78 | 38.05 | 44.85 | 34.78 | 37.34 | 42.31 | 34.78 | 37.34 | 42.31 | 34.78 | 38.05 | 44.7 | 34.78 | 39.19 | 51.83 | 35.13 | 39.19 | 52.93 | 36.22 | 37.34 | 42.31 | 34.78 | 47.93 | 50.52 | 46.91 | 47.93 | 50.52 | 46.91 | 47.93 | 50.52 | 46.91 | 47.93 | 50.52 | 46.91 | 53.51 | 50.63 | 46.91 | 53.51 | 50.63 | 46.91 | 47.93 | 50.52 | 46.91 | 47.93 | 50.52 | 46.91 | 53.51 | 50.63 | 46.91 | 55.34 | 51.14 | 47.38 | 55.34 | 75.85 | 69.69 | 47.93 | 50.52 | 46.91
2932 | 37.46 | 42.43 | 34.89 | 37.46 | 42.43 | 34.89 | 37.46 | 42.43 | 34.89 | 37.46 | 42.43 | 34.89 | 38.17 | 44.82 | 34.89 | 38.17 | 44.97 | 34.89 | 37.46 | 42.43 | 34.89 | 37.46 | 42.43 | 34.89 | 38.17 | 44.82 | 34.89 | 39.19 | 49.88 | 35.25 | 39.19 | 50.91 | 35.96 | 37.46 | 42.43 | 34.89 | 48.05 | 50.64 | 47.03 | 48.05 | 50.64 | 47.03 | 48.05 | 50.64 | 47.03 | 48.05 | 50.64 | 47.03 | 53.63 | 50.64 | 47.03 | 53.63 | 50.64 | 47.03 | 48.05 | 50.64 | 47.03 | 48.05 | 50.64 | 47.03 | 53.63 | 50.64 | 47.03 | 55.29 | 51.15 | 47.5 | 55.29 | 72.52 | 54.01 | 48.05 | 50.64 | 47.03
2933 | 37.87 | 42.84 | 35.3 | 37.87 | 42.84 | 35.3 | 37.87 | 42.84 | 35.3 | 37.87 | 42.84 | 35.3 | 38.58 | 45.23 | 35.3 | 38.58 | 45.29 | 35.3 | 37.87 | 42.84 | 35.3 | 37.87 | 42.84 | 35.3 | 38.58 | 45.23 | 35.3 | 39.38 | 45.75 | 35.66 | 39.38 | 46.23 | 36.39 | 37.87 | 42.84 | 35.3 | 48.46 | 51.05 | 47.44 | 48.46 | 51.05 | 47.44 | 48.46 | 51.05 | 47.44 | 48.46 | 51.05 | 47.44 | 54.04 | 51.05 | 47.44 | 54.04 | 51.05 | 47.44 | 48.46 | 51.05 | 47.44 | 48.46 | 51.05 | 47.44 | 54.04 | 51.05 | 47.44 | 55.25 | 51.05 | 47.92 | 55.25 | 72.52 | 54.01 | 48.46 | 51.05 | 51.3
2934 | 38.42 | 43.38 | 35.85 | 38.42 | 43.38 | 35.85 | 38.42 | 43.38 | 35.85 | 38.42 | 43.38 | 35.85 | 39.12 | 43.38 | 35.85 | 39.12 | 43.38 | 35.85 | 38.42 | 43.38 | 35.85 | 38.42 | 43.38 | 35.85 | 39.12 | 43.38 | 35.85 | 40.33 | 42.95 | 35.14 | 40.33 | 43.82 | 35.86 | 38.42 | 43.38 | 35.85 | 49 | 51.59 | 47.98 | 49 | 51.59 | 47.98 | 49 | 51.59 | 47.98 | 49 | 51.59 | 47.98 | 54.58 | 51.59 | 47.98 | 54.58 | 51.59 | 47.98 | 49 | 51.59 | 47.98 | 49 | 51.59 | 47.98 | 54.58 | 51.59 | 47.98 | 55.14 | 51.08 | 47.5 | 55.14 | 52.12 | 48.47 | 49 | 51.59 | 51.3
2935 | 39.19 | 44.16 | 36.63 | 39.19 | 44.16 | 36.63 | 39.19 | 44.16 | 36.63 | 39.19 | 44.16 | 36.63 | 39.9 | 44.16 | 36.01 | 39.9 | 43.09 | 36.01 | 39.19 | 44.16 | 36.63 | 39.19 | 44.16 | 36.63 | 39.9 | 44.16 | 36.01 | 41.14 | 42.22 | 34.58 | 40.31 | 43.52 | 36.26 | 39.19 | 44.16 | 36.63 | 49.78 | 52.37 | 48.76 | 49.78 | 52.37 | 48.76 | 49.78 | 52.37 | 48.76 | 49.78 | 52.37 | 48.76 | 55.36 | 52.37 | 46.68 | 55.36 | 52.08 | 46.68 | 49.78 | 52.37 | 48.76 | 49.78 | 52.37 | 48.76 | 55.36 | 52.37 | 46.68 | 54.48 | 50.01 | 46.21 | 53.4 | 51.85 | 48.61 | 49.78 | 52.37 | 49.75
2936 | 39.8 | 44.77 | 37.23 | 39.8 | 44.77 | 37.23 | 39.8 | 44.77 | 37.23 | 39.8 | 44.77 | 37.23 | 40.51 | 44.77 | 18.88 | 40.51 | 12.84 | 18.88 | 39.8 | 44.77 | 37.23 | 39.8 | 44.77 | 37.23 | 40.51 | 44.77 | 18.88 | 40.11 | 12.58 | 18.31 | 40.09 | 12.84 | 18.88 | 39.8 | 44.77 | 37.23 | 50.39 | 52.98 | 49.37 | 50.39 | 52.98 | 49.37 | 50.39 | 52.98 | 49.37 | 50.39 | 52.98 | 49.37 | 51.33 | 52.98 | 45.25 | 51.33 | 41.28 | 45.25 | 50.39 | 52.98 | 49.37 | 50.39 | 52.98 | 49.37 | 51.33 | 52.98 | 45.25 | 50.82 | 40.44 | 44.8 | 50.29 | 52.45 | 46.18 | 50.39 | 52.98 | 49.37
2937 | 39.68 | 25.94 | 37.12 | 39.68 | 25.94 | 37.12 | 39.68 | 25.94 | 37.12 | 39.68 | 25.94 | 37.12 | 39.68 | 25.94 | 10.15 | 39.68 | 0 | 0 | 39.68 | 25.95 | 37.12 | 39.68 | 44.65 | 37.12 | 39.68 | 25.94 | 10.15 | 39.29 | 0 | 0 | 39.29 | 0 | 0 | 39.68 | 25.94 | 37.12 | 50.27 | 49.44 | 48.07 | 50.27 | 49.44 | 48.07 | 50.27 | 49.44 | 48.07 | 50.27 | 49.44 | 44.61 | 50.27 | 49.44 | 10.31 | 50.27 | 0 | 10.31 | 50.27 | 50.4 | 48.07 | 50.27 | 52.86 | 49.25 | 50.27 | 49.44 | 10.31 | 49 | 0 | 10.21 | 49.77 | 46.88 | 44.16 | 50.27 | 49.44 | 48.07
2938 | 39.62 | 10.34 | 37.05 | 39.62 | 10.34 | 37.05 | 39.62 | 10.34 | 37.05 | 39.62 | 10.34 | 37.05 | 39.62 | 10.34 | 10.08 | 39.62 | 0 | 0 | 39.62 | 24.16 | 37.05 | 39.62 | 44.59 | 37.05 | 39.62 | 10.34 | 10.08 | 36.3 | 0 | 0 | 37.04 | 0 | 0 | 39.62 | 10.34 | 37.05 | 50.21 | 48.43 | 46.17 | 50.21 | 48.43 | 37.32 | 50.21 | 48.43 | 37.32 | 50.21 | 48.43 | 37.32 | 50.21 | 48.43 | 10.08 | 50.21 | 0 | 0 | 50.21 | 50.34 | 47.33 | 50.21 | 52.8 | 49.19 | 50.21 | 48.43 | 10.08 | 12.97 | 0 | 0 | 13.24 | 0 | 0 | 50.21 | 48.43 | 46.17
2939 | 39.52 | 10.33 | 36.96 | 39.52 | 10.33 | 36.96 | 39.52 | 10.33 | 36.96 | 39.52 | 10.33 | 36.96 | 39.52 | 10.33 | 9.98 | 39.52 | 0 | 0 | 39.52 | 10.35 | 36.96 | 39.52 | 44.49 | 36.96 | 39.52 | 10.33 | 9.98 | 0 | 0 | 0 | 0 | 0 | 0 | 39.52 | 10.33 | 36.96 | 50.11 | 48.32 | 46.17 | 50.11 | 48.32 | 37.32 | 50.11 | 48.32 | 37.32 | 50.11 | 48.32 | 37.32 | 50.11 | 48.32 | 9.98 | 50.11 | 0 | 0 | 50.11 | 48.32 | 37.32 | 50.11 | 52.7 | 49.09 | 50.11 | 48.32 | 9.98 | 0 | 0 | 0 | 0 | 0 | 0 | 50.11 | 48.32 | 46.17
2940 | 39.35 | 10.33 | 35.12 | 39.35 | 10.33 | 35.12 | 39.35 | 10.33 | 35.12 | 39.35 | 10.33 | 35.12 | 39.35 | 10.33 | 9.81 | 39.35 | 0 | 0 | 39.35 | 10.34 | 35.12 | 39.35 | 44.32 | 36.79 | 39.35 | 10.33 | 9.81 | 0 | 0 | 0 | 0 | 0 | 0 | 39.35 | 10.33 | 35.12 | 49.17 | 47.35 | 37.32 | 49.17 | 47.35 | 37.32 | 49.17 | 47.35 | 37.32 | 49.17 | 47.35 | 37.32 | 49.17 | 47.35 | 9.81 | 49.17 | 0 | 0 | 49.94 | 47.35 | 37.32 | 49.94 | 52.53 | 48.92 | 49.17 | 47.35 | 9.81 | 0 | 0 | 0 | 0 | 0 | 0 | 49.17 | 47.35 | 46.17
2941 | 39.27 | 10.33 | 35.02 | 39.27 | 10.33 | 35.02 | 39.27 | 10.33 | 35.02 | 39.27 | 10.33 | 35.02 | 39.27 | 10.33 | 9.73 | 39.27 | 0 | 0 | 39.27 | 10.33 | 35.02 | 39.27 | 44.24 | 36.7 | 39.27 | 10.33 | 9.73 | 0 | 0 | 0 | 0 | 0 | 0 | 39.27 | 10.33 | 35.02 | 48.19 | 30.48 | 37.32 | 48.19 | 30.48 | 37.32 | 48.19 | 30.48 | 37.32 | 48.19 | 30.48 | 37.32 | 48.19 | 30.48 | 9.73 | 48.19 | 0 | 0 | 49.86 | 46.27 | 37.32 | 49.86 | 52.45 | 48.84 | 48.19 | 30.48 | 9.73 | 0 | 0 | 0 | 0 | 0 | 0 | 48.19 | 30.48 | 46.17
2942 | 39.17 | 10.33 | 36.6 | 39.17 | 10.33 | 36.6 | 39.17 | 10.33 | 36.6 | 39.17 | 10.33 | 36.6 | 39.17 | 10.33 | 9.63 | 39.17 | 0 | 0 | 39.17 | 10.33 | 36.6 | 39.17 | 44.14 | 36.6 | 39.17 | 10.33 | 9.63 | 0 | 0 | 0 | 0 | 0 | 0 | 39.17 | 10.33 | 36.6 | 47.98 | 48.43 | 37.32 | 47.98 | 48.43 | 37.32 | 47.98 | 48.43 | 37.32 | 47.98 | 48.43 | 37.32 | 47.98 | 46.27 | 9.63 | 47.98 | 0 | 0 | 49.76 | 48.43 | 37.32 | 49.76 | 52.35 | 48.73 | 47.98 | 46.27 | 9.63 | 0 | 0 | 0 | 0 | 47.66 | 31.92 | 47.98 | 48.43 | 46.17
2943 | 39.02 | 10.33 | 36.45 | 39.02 | 10.33 | 36.45 | 39.02 | 10.33 | 36.45 | 39.02 | 10.33 | 36.45 | 39.02 | 10.33 | 9.48 | 39.02 | 0 | 0 | 39.02 | 10.33 | 36.45 | 39.02 | 43.98 | 36.45 | 39.02 | 10.33 | 9.48 | 34.2 | 0 | 0 | 34.9 | 0 | 0 | 39.02 | 10.33 | 36.45 | 48.19 | 48.43 | 46.17 | 48.19 | 48.43 | 46.17 | 48.19 | 48.43 | 46.17 | 48.19 | 48.43 | 46.17 | 48.19 | 48.43 | 9.48 | 48.19 | 0 | 0 | 49.61 | 48.43 | 46.17 | 49.61 | 52.19 | 48.58 | 48.19 | 48.43 | 9.48 | 37.93 | 0 | 0 | 39.1 | 47.66 | 44.8 | 48.19 | 48.43 | 46.17
2944 | 38.9 | 25.6 | 36.33 | 38.9 | 25.6 | 36.33 | 38.9 | 25.6 | 36.33 | 38.9 | 25.6 | 36.33 | 38.9 | 25.6 | 18.88 | 38.9 | 0 | 18.69 | 38.9 | 25.6 | 36.33 | 38.9 | 43.86 | 36.33 | 38.9 | 25.6 | 18.88 | 37.91 | 0 | 18.31 | 38.51 | 0 | 18.31 | 38.9 | 25.6 | 36.33 | 49.48 | 49.44 | 48.46 | 49.48 | 49.44 | 48.46 | 49.48 | 49.44 | 48.46 | 49.48 | 49.44 | 48.46 | 49.48 | 49.44 | 46.66 | 49.48 | 40.73 | 46.66 | 49.48 | 49.44 | 48.46 | 49.48 | 52.07 | 48.46 | 49.48 | 49.44 | 46.66 | 48.99 | 39.91 | 46.2 | 48.99 | 47.66 | 47.14 | 49.48 | 49.44 | 48.46
2945 | 38.9 | 43.87 | 36.33 | 38.9 | 43.87 | 36.33 | 38.9 | 43.87 | 36.33 | 38.9 | 43.87 | 36.33 | 39.61 | 43.87 | 36.33 | 39.61 | 43.87 | 36.33 | 38.9 | 43.87 | 36.33 | 38.9 | 43.87 | 36.33 | 39.61 | 43.87 | 36.33 | 41.03 | 42.81 | 35.14 | 40.21 | 43.43 | 35.85 | 38.9 | 43.87 | 36.33 | 49.49 | 52.08 | 48.47 | 49.49 | 52.08 | 48.47 | 49.49 | 52.08 | 48.47 | 49.49 | 52.08 | 48.47 | 55.07 | 52.08 | 48.12 | 55.07 | 52.08 | 48.12 | 49.49 | 52.08 | 48.47 | 49.49 | 52.08 | 48.47 | 55.07 | 52.08 | 48.12 | 55.63 | 50.01 | 47.64 | 54.51 | 51.56 | 48.61 | 49.49 | 52.08 | 48.47
2946 | 38.88 | 43.85 | 36.32 | 38.88 | 43.85 | 36.32 | 38.88 | 43.85 | 36.32 | 38.88 | 43.85 | 36.32 | 39.59 | 46.24 | 36.32 | 39.59 | 46.4 | 36.32 | 38.88 | 43.85 | 36.32 | 38.88 | 43.85 | 36.32 | 39.59 | 46.24 | 36.32 | 51.4 | 47.95 | 35.95 | 51.4 | 48.92 | 36.68 | 38.88 | 43.85 | 36.32 | 49.47 | 52.06 | 49.28 | 49.47 | 52.06 | 49.28 | 49.47 | 52.06 | 49.28 | 49.47 | 52.06 | 49.28 | 55.05 | 52.17 | 48.45 | 55.05 | 52.17 | 48.45 | 49.47 | 52.06 | 48.45 | 49.47 | 52.06 | 48.45 | 55.05 | 52.17 | 48.45 | 69.58 | 55.56 | 50 | 68.2 | 56.69 | 51.32 | 49.47 | 52.06 | 49.28
2947 | 38.91 | 43.87 | 36.34 | 38.91 | 43.87 | 36.34 | 38.91 | 43.87 | 36.34 | 38.91 | 43.87 | 36.34 | 39.61 | 46.27 | 36.34 | 39.61 | 46.42 | 36.34 | 38.91 | 43.87 | 36.34 | 38.91 | 43.87 | 36.34 | 39.61 | 46.27 | 36.34 | 53.51 | 50.76 | 36.71 | 52.44 | 51.79 | 37.46 | 38.91 | 43.87 | 36.34 | 49.5 | 52.09 | 51.3 | 49.5 | 52.09 | 51.3 | 49.5 | 52.09 | 51.3 | 49.5 | 52.09 | 51.3 | 55.08 | 52.19 | 48.47 | 55.08 | 52.19 | 48.47 | 49.5 | 52.09 | 48.47 | 49.5 | 52.09 | 48.47 | 55.08 | 52.19 | 48.47 | 72.47 | 66.13 | 52.93 | 72.47 | 69.55 | 55.67 | 49.5 | 52.09 | 51.3
2948 | 39.07 | 44.04 | 36.5 | 39.07 | 44.04 | 36.5 | 39.07 | 44.04 | 36.5 | 39.07 | 44.04 | 36.5 | 39.78 | 46.43 | 36.5 | 39.78 | 46.58 | 36.5 | 39.07 | 44.04 | 36.5 | 39.07 | 44.04 | 36.5 | 39.78 | 46.43 | 36.5 | 52.97 | 50.76 | 36.71 | 51.92 | 51.79 | 37.46 | 39.07 | 44.04 | 36.5 | 49.66 | 52.25 | 48.64 | 49.66 | 52.25 | 48.64 | 49.66 | 52.25 | 48.64 | 49.66 | 52.25 | 48.64 | 55.24 | 52.36 | 48.64 | 55.24 | 52.36 | 48.64 | 49.66 | 52.25 | 48.64 | 49.66 | 52.25 | 48.64 | 55.24 | 52.36 | 48.64 | 72.47 | 66.13 | 52.93 | 72.47 | 69.55 | 55.67 | 49.66 | 52.25 | 48.64
2949 | 39.21 | 44.18 | 36.64 | 39.21 | 44.18 | 36.64 | 39.21 | 44.18 | 36.64 | 39.21 | 44.18 | 36.64 | 39.92 | 46.57 | 36.64 | 39.92 | 46.72 | 36.64 | 39.21 | 44.18 | 36.64 | 39.21 | 44.18 | 36.64 | 39.92 | 46.57 | 36.64 | 50.7 | 48.24 | 36.28 | 49.69 | 49.22 | 37.01 | 39.21 | 44.18 | 36.64 | 49.8 | 52.39 | 48.78 | 49.8 | 52.39 | 48.78 | 49.8 | 52.39 | 48.78 | 49.8 | 52.39 | 48.78 | 55.38 | 52.5 | 48.78 | 55.38 | 52.5 | 48.78 | 49.8 | 52.39 | 48.78 | 49.8 | 52.39 | 48.78 | 55.38 | 52.5 | 48.78 | 66.2 | 54.24 | 50.13 | 64.88 | 55.35 | 52.72 | 49.8 | 52.39 | 48.78
2950 | 38.99 | 43.96 | 36.43 | 38.99 | 43.96 | 36.43 | 38.99 | 43.96 | 36.43 | 38.99 | 43.96 | 36.43 | 39.7 | 46.35 | 36.43 | 39.7 | 46.35 | 36.43 | 38.99 | 43.96 | 36.43 | 38.99 | 43.96 | 36.43 | 39.7 | 46.35 | 36.43 | 44.94 | 46.67 | 36.06 | 44.04 | 46.67 | 36.79 | 38.99 | 43.96 | 36.43 | 49.58 | 52.17 | 48.56 | 49.58 | 52.17 | 48.56 | 49.58 | 52.17 | 48.56 | 49.58 | 52.17 | 48.56 | 55.16 | 52.28 | 48.56 | 55.16 | 52.28 | 48.56 | 49.58 | 52.17 | 48.56 | 49.58 | 52.17 | 48.56 | 55.16 | 52.28 | 48.56 | 62.47 | 52.95 | 48.61 | 61.23 | 54.03 | 50.11 | 49.58 | 52.17 | 48.56
2951 | 38.5 | 43.47 | 35.93 | 38.5 | 43.47 | 35.93 | 38.5 | 43.47 | 35.93 | 38.5 | 43.47 | 35.93 | 39.21 | 44.17 | 35.93 | 39.21 | 44.17 | 35.93 | 38.5 | 43.47 | 35.93 | 38.5 | 43.47 | 35.93 | 39.21 | 44.17 | 35.93 | 39.21 | 43.73 | 35.85 | 38.89 | 43.91 | 36.3 | 38.5 | 43.47 | 35.93 | 49.09 | 51.68 | 48.07 | 49.09 | 51.68 | 48.07 | 49.09 | 51.68 | 48.07 | 49.09 | 51.68 | 48.07 | 54.67 | 51.79 | 48.07 | 54.67 | 51.79 | 48.07 | 49.09 | 51.68 | 48.07 | 49.09 | 51.68 | 48.07 | 54.67 | 51.79 | 48.07 | 55.22 | 52.85 | 48.55 | 54.12 | 53.93 | 49.54 | 49.09 | 51.68 | 48.07
2952 | 38.12 | 43.09 | 35.55 | 38.12 | 43.09 | 35.55 | 38.12 | 43.09 | 35.55 | 38.12 | 43.09 | 35.55 | 38.49 | 43.09 | 35.55 | 38.49 | 43.09 | 35.55 | 38.12 | 43.09 | 35.55 | 38.12 | 43.09 | 35.55 | 38.49 | 43.09 | 35.55 | 38.1 | 42.66 | 35.49 | 38.51 | 43.52 | 35.91 | 38.12 | 43.09 | 35.55 | 48.71 | 51.3 | 47.69 | 48.71 | 51.3 | 47.69 | 48.71 | 51.3 | 47.69 | 48.71 | 51.3 | 47.69 | 51.53 | 51.3 | 47.69 | 51.53 | 51.3 | 47.69 | 48.71 | 51.3 | 47.69 | 48.71 | 51.3 | 47.69 | 51.53 | 51.3 | 47.69 | 51.01 | 51.3 | 47.64 | 50 | 52.35 | 48.61 | 48.71 | 51.3 | 47.69
2953 | 37.81 | 42.67 | 35.24 | 37.81 | 42.67 | 35.24 | 37.81 | 42.67 | 35.24 | 37.81 | 42.67 | 35.24 | 37.98 | 42.67 | 35.24 | 37.98 | 42.67 | 35.24 | 37.81 | 42.67 | 35.24 | 37.81 | 42.77 | 35.24 | 37.98 | 42.67 | 35.24 | 37.6 | 42.25 | 35.49 | 38.19 | 43.11 | 35.85 | 37.81 | 42.67 | 35.24 | 48.39 | 50.98 | 47.37 | 48.39 | 50.98 | 47.37 | 48.39 | 50.98 | 47.37 | 48.39 | 50.98 | 47.37 | 51.02 | 50.98 | 47.37 | 51.02 | 50.98 | 47.37 | 48.39 | 50.98 | 47.37 | 48.39 | 50.98 | 47.37 | 51.02 | 50.98 | 47.37 | 50.29 | 50.47 | 47.64 | 49.29 | 51.5 | 48.61 | 48.39 | 50.98 | 47.37
2954 | 37.6 | 42.57 | 35.03 | 37.6 | 42.57 | 35.03 | 37.6 | 42.57 | 35.03 | 37.6 | 42.57 | 35.03 | 37.98 | 42.57 | 35.03 | 37.98 | 42.57 | 35.03 | 37.6 | 42.57 | 35.03 | 37.6 | 42.57 | 35.03 | 37.98 | 42.57 | 35.03 | 37.6 | 42.14 | 35.14 | 37.98 | 43 | 35.85 | 37.6 | 42.57 | 35.03 | 48.19 | 50.78 | 47.17 | 48.19 | 50.78 | 47.17 | 48.19 | 50.78 | 47.17 | 48.19 | 50.78 | 47.17 | 50.81 | 50.78 | 47.17 | 50.81 | 50.78 | 47.17 | 48.19 | 50.78 | 47.17 | 48.19 | 50.78 | 47.17 | 50.81 | 50.78 | 47.17 | 50.29 | 50.78 | 47.16 | 49.29 | 51.81 | 48.61 | 48.19 | 50.78 | 47.17
2955 | 37.52 | 42.49 | 34.95 | 37.52 | 42.49 | 34.95 | 37.52 | 42.49 | 34.95 | 37.52 | 42.49 | 34.95 | 38.23 | 42.49 | 34.95 | 38.23 | 42.49 | 34.95 | 37.52 | 42.49 | 34.95 | 37.52 | 42.49 | 34.95 | 38.23 | 42.49 | 34.95 | 37.9 | 42.06 | 35.14 | 37.9 | 42.92 | 35.31 | 37.52 | 42.49 | 34.95 | 48.11 | 50.7 | 47.09 | 48.11 | 50.7 | 47.09 | 48.11 | 50.7 | 47.09 | 48.11 | 50.7 | 47.09 | 51.12 | 50.7 | 47.09 | 51.12 | 50.7 | 47.09 | 48.11 | 50.7 | 47.09 | 48.11 | 50.7 | 47.09 | 51.12 | 50.7 | 47.09 | 50.61 | 51.21 | 47.16 | 49.6 | 52.26 | 48.61 | 48.11 | 50.7 | 47.09
2956 | 37.67 | 42.64 | 35.1 | 37.67 | 42.64 | 35.1 | 37.67 | 42.64 | 35.1 | 37.67 | 42.64 | 35.1 | 38.38 | 45.03 | 35.1 | 38.38 | 45.03 | 35.1 | 37.67 | 42.64 | 35.1 | 37.67 | 42.64 | 35.1 | 38.38 | 45.03 | 35.1 | 38.8 | 45.28 | 35.14 | 38.8 | 45.74 | 35.49 | 37.67 | 42.64 | 35.1 | 48.26 | 50.85 | 47.23 | 48.26 | 50.85 | 47.23 | 48.26 | 50.85 | 47.23 | 48.26 | 50.85 | 47.23 | 53.84 | 50.95 | 47.23 | 53.84 | 50.95 | 47.23 | 48.26 | 50.85 | 47.23 | 48.26 | 50.85 | 47.23 | 53.84 | 50.95 | 47.23 | 54.65 | 51.36 | 47.16 | 54.65 | 53.06 | 48.61 | 48.26 | 50.85 | 47.23
2957 | 38.03 | 43 | 35.46 | 38.03 | 43 | 35.46 | 38.03 | 43 | 35.46 | 38.03 | 43 | 35.46 | 38.74 | 45.39 | 35.46 | 38.74 | 45.39 | 35.46 | 38.03 | 43 | 35.46 | 38.03 | 43 | 35.46 | 38.74 | 45.39 | 35.46 | 47.52 | 45.74 | 35.14 | 48.49 | 45.74 | 35.82 | 38.03 | 43 | 35.46 | 48.62 | 51.21 | 47.6 | 48.62 | 51.21 | 47.6 | 48.62 | 51.21 | 47.6 | 48.62 | 51.21 | 47.6 | 54.2 | 51.31 | 47.6 | 54.2 | 51.31 | 47.6 | 48.62 | 51.21 | 47.6 | 48.62 | 51.21 | 47.6 | 54.2 | 51.31 | 47.6 | 64.88 | 52.79 | 47.16 | 64.88 | 53.93 | 48.61 | 48.62 | 51.21 | 47.6
2958 | 38.63 | 43.59 | 36.06 | 38.63 | 43.59 | 36.06 | 38.63 | 43.59 | 36.06 | 38.63 | 43.59 | 36.06 | 39.33 | 45.99 | 36.06 | 39.33 | 45.99 | 36.06 | 38.63 | 43.59 | 36.06 | 38.63 | 43.59 | 36.06 | 39.33 | 45.99 | 36.06 | 49.69 | 45.74 | 35.7 | 49.69 | 45.74 | 36.42 | 38.63 | 43.59 | 36.06 | 49.21 | 51.8 | 48.2 | 49.21 | 51.8 | 48.2 | 49.21 | 51.8 | 48.2 | 49.21 | 51.8 | 48.2 | 54.79 | 51.91 | 48.19 | 54.79 | 51.91 | 48.19 | 49.21 | 51.8 | 48.19 | 49.21 | 51.8 | 48.19 | 54.79 | 51.91 | 48.19 | 65.54 | 52.85 | 47.71 | 64.88 | 53.93 | 48.68 | 49.21 | 51.8 | 48.2
2959 | 39.16 | 44.12 | 36.59 | 39.16 | 44.12 | 36.59 | 39.16 | 44.12 | 36.59 | 39.16 | 44.12 | 36.59 | 39.86 | 46.52 | 36.59 | 39.86 | 46.52 | 36.59 | 39.16 | 44.12 | 36.59 | 39.16 | 44.12 | 36.59 | 39.86 | 46.52 | 36.59 | 50.7 | 46.52 | 35.85 | 49.69 | 45.58 | 36.22 | 39.16 | 44.12 | 36.59 | 49.74 | 52.33 | 48.72 | 49.74 | 52.33 | 48.72 | 49.74 | 52.33 | 48.72 | 49.74 | 52.33 | 48.72 | 55.32 | 52.33 | 48.72 | 55.32 | 52.33 | 48.72 | 49.74 | 52.33 | 48.72 | 49.74 | 52.33 | 48.72 | 55.32 | 52.33 | 48.72 | 66.2 | 51.08 | 48.23 | 64.88 | 52.12 | 49.21 | 49.74 | 52.33 | 48.72
2960 | 39.65 | 44.62 | 37.08 | 39.65 | 44.62 | 37.08 | 39.65 | 44.62 | 37.08 | 39.65 | 44.62 | 37.08 | 40.36 | 44.62 | 37.08 | 40.36 | 44.62 | 35.65 | 39.65 | 44.62 | 37.08 | 39.65 | 44.62 | 37.08 | 40.36 | 44.62 | 37.08 | 49.48 | 42.43 | 33.9 | 48.49 | 42.8 | 34.42 | 39.65 | 44.62 | 37.08 | 50.24 | 52.83 | 49.21 | 50.24 | 52.83 | 49.21 | 50.24 | 52.83 | 49.21 | 50.24 | 52.83 | 49.21 | 55.82 | 52.83 | 49.21 | 55.82 | 51.79 | 48.14 | 50.24 | 52.83 | 49.21 | 50.24 | 52.83 | 49.21 | 55.82 | 52.83 | 49.21 | 61.42 | 48.73 | 46.31 | 60.19 | 52.3 | 47.16 | 50.24 | 52.83 | 49.21
2961 | 39.68 | 44.64 | 37.11 | 39.68 | 44.64 | 37.11 | 39.68 | 44.64 | 37.11 | 39.68 | 44.64 | 37.11 | 40.39 | 44.64 | 35.49 | 40.39 | 44.64 | 33.4 | 39.68 | 44.64 | 37.11 | 39.68 | 44.64 | 37.11 | 40.39 | 44.64 | 35.49 | 39.98 | 0 | 31.42 | 39.98 | 0 | 30.79 | 39.68 | 44.64 | 37.11 | 50.27 | 52.86 | 49.24 | 50.27 | 52.86 | 49.24 | 50.27 | 52.86 | 49.24 | 50.27 | 52.86 | 48.26 | 55.85 | 52.86 | 47.29 | 55.85 | 50.31 | 44.5 | 50.27 | 52.86 | 49.24 | 50.27 | 52.86 | 49.24 | 55.85 | 52.86 | 47.29 | 51.65 | 45.94 | 43.6 | 50.62 | 46.88 | 44.49 | 50.27 | 52.86 | 49.24
2962 | 39.63 | 44.6 | 37.06 | 39.63 | 44.6 | 37.06 | 39.63 | 44.6 | 37.06 | 39.63 | 44.6 | 37.06 | 40.34 | 44.6 | 35.49 | 40.34 | 44.6 | 19.88 | 39.63 | 44.6 | 37.06 | 39.63 | 44.6 | 37.06 | 40.34 | 44.6 | 35.49 | 34.1 | 0 | 0 | 34.8 | 0 | 0 | 39.63 | 44.6 | 37.06 | 50.22 | 50.17 | 49.2 | 50.22 | 50.17 | 49.2 | 50.22 | 50.17 | 49.2 | 50.22 | 50.17 | 46.17 | 55.8 | 50.17 | 47.16 | 55.8 | 47.89 | 44.38 | 50.22 | 51.61 | 49.2 | 50.22 | 52.81 | 49.2 | 55.8 | 50.17 | 47.16 | 49.72 | 0 | 0 | 49.72 | 0 | 0 | 50.22 | 50.17 | 49.2
2963 | 39.47 | 40.27 | 36.9 | 39.47 | 40.27 | 36.9 | 39.47 | 40.27 | 36.9 | 39.47 | 40.27 | 36.9 | 39.47 | 40.27 | 35.49 | 39.47 | 40.27 | 18.88 | 39.47 | 40.27 | 36.9 | 39.47 | 44.44 | 36.9 | 39.47 | 40.27 | 35.49 | 12.58 | 0 | 0 | 12.84 | 0 | 0 | 39.47 | 40.27 | 36.9 | 50.06 | 48.43 | 47.55 | 50.06 | 48.43 | 47.55 | 50.06 | 48.43 | 47.55 | 50.06 | 48.43 | 46.17 | 52.68 | 48.43 | 47.16 | 52.68 | 47.89 | 42.47 | 50.06 | 51.61 | 47.55 | 50.06 | 52.65 | 49.04 | 52.68 | 48.43 | 47.16 | 12.71 | 0 | 0 | 12.97 | 0 | 0 | 50.06 | 48.43 | 47.55
2964 | 39.31 | 36.25 | 36.74 | 39.31 | 36.25 | 36.74 | 39.31 | 36.25 | 36.74 | 39.31 | 36.25 | 36.74 | 39.31 | 36.25 | 35.49 | 39.31 | 36.25 | 18.88 | 39.31 | 38.45 | 36.74 | 39.31 | 44.28 | 36.74 | 39.31 | 38.45 | 35.49 | 12.33 | 0 | 0 | 12.59 | 0 | 0 | 39.31 | 36.25 | 36.74 | 49.9 | 48.32 | 46.17 | 49.9 | 48.32 | 46.17 | 49.9 | 48.32 | 46.17 | 49.9 | 48.32 | 43.89 | 50.5 | 48.32 | 46.17 | 50.5 | 47.48 | 42.47 | 49.9 | 51.61 | 47.55 | 49.9 | 52.49 | 48.87 | 50.5 | 48.32 | 46.17 | 0 | 0 | 0 | 0 | 0 | 0 | 49.9 | 48.32 | 46.17
2965 | 39.06 | 36.18 | 36.49 | 39.06 | 36.18 | 36.49 | 39.06 | 36.18 | 36.49 | 39.06 | 36.18 | 36.49 | 39.06 | 36.18 | 35.49 | 39.06 | 36.18 | 19.88 | 39.06 | 38.45 | 36.49 | 39.06 | 44.03 | 36.49 | 39.06 | 38.45 | 35.49 | 12.09 | 0 | 0 | 12.09 | 0 | 0 | 39.06 | 36.18 | 36.49 | 49.65 | 47.35 | 46.17 | 49.65 | 47.35 | 46.17 | 49.65 | 47.35 | 46.17 | 49.65 | 47.35 | 0 | 50.5 | 47.35 | 46.17 | 50.5 | 45.65 | 42.47 | 49.65 | 49.83 | 47.55 | 49.65 | 52.24 | 48.63 | 50.5 | 47.35 | 46.17 | 0 | 0 | 0 | 0 | 0 | 0 | 49.65 | 47.35 | 46.17
2966 | 38.78 | 36.18 | 36.21 | 38.78 | 36.18 | 36.21 | 38.78 | 36.18 | 36.21 | 38.78 | 36.18 | 36.21 | 38.78 | 36.18 | 35.49 | 38.78 | 36.18 | 19.88 | 38.78 | 36.19 | 36.21 | 38.78 | 43.75 | 36.21 | 38.78 | 36.18 | 35.49 | 12.33 | 0 | 0 | 12.33 | 0 | 0 | 38.78 | 36.18 | 36.21 | 49.37 | 48.32 | 46.17 | 49.37 | 48.32 | 46.17 | 49.37 | 48.32 | 46.17 | 49.37 | 48.32 | 43.89 | 49.37 | 48.32 | 46.17 | 49.37 | 45.65 | 42.47 | 49.37 | 49.83 | 47.55 | 49.37 | 51.96 | 48.35 | 49.37 | 48.32 | 46.17 | 0 | 0 | 0 | 0 | 0 | 0 | 49.37 | 48.32 | 46.17
2967 | 38.62 | 38.45 | 36.05 | 38.62 | 38.45 | 36.05 | 38.62 | 38.45 | 36.05 | 38.62 | 38.45 | 36.05 | 38.62 | 38.45 | 35.49 | 38.62 | 38.45 | 33.4 | 38.62 | 38.45 | 36.05 | 38.62 | 43.59 | 36.05 | 38.62 | 38.45 | 35.49 | 12.58 | 0 | 0 | 12.84 | 0 | 0 | 38.62 | 38.45 | 36.05 | 49.21 | 48.43 | 47.16 | 49.21 | 48.43 | 47.16 | 49.21 | 48.43 | 47.16 | 49.21 | 48.43 | 46.17 | 50.5 | 48.43 | 47.16 | 50.5 | 47.89 | 44.38 | 49.21 | 51.61 | 48.19 | 49.21 | 51.8 | 48.19 | 50.5 | 48.43 | 47.16 | 41.16 | 0 | 0 | 42 | 0 | 44.8 | 49.21 | 48.43 | 47.16
2968 | 38.53 | 41 | 35.96 | 38.53 | 41 | 35.96 | 38.53 | 41 | 35.96 | 38.53 | 41 | 35.96 | 38.93 | 41 | 35.49 | 38.93 | 41 | 34.43 | 38.53 | 41 | 35.96 | 38.53 | 43.49 | 35.96 | 38.93 | 41 | 35.49 | 38.14 | 32.47 | 0 | 38.14 | 32.47 | 0 | 38.53 | 41 | 35.96 | 49.12 | 51.19 | 48.09 | 49.12 | 51.19 | 48.09 | 49.12 | 51.19 | 48.09 | 49.12 | 51.19 | 48.09 | 51.15 | 51.19 | 48.09 | 51.15 | 51.19 | 46.66 | 49.12 | 51.61 | 48.09 | 49.12 | 51.7 | 48.09 | 51.15 | 51.19 | 48.09 | 49.61 | 45.01 | 44.8 | 49.12 | 47.66 | 44.8 | 49.12 | 51.19 | 48.09
2969 | 38.57 | 43.54 | 36 | 38.57 | 43.54 | 36 | 38.57 | 43.54 | 36 | 38.57 | 43.54 | 36 | 39.28 | 44.79 | 36 | 39.28 | 44.79 | 36 | 38.57 | 43.54 | 36 | 38.57 | 43.54 | 36 | 39.28 | 45.93 | 36 | 44.7 | 43.88 | 34.79 | 43.81 | 43.1 | 35.14 | 38.57 | 43.54 | 36 | 49.16 | 51.75 | 48.14 | 49.16 | 51.75 | 48.14 | 49.16 | 51.75 | 48.14 | 49.16 | 51.75 | 48.14 | 54.74 | 51.75 | 48.14 | 54.74 | 51.75 | 48.14 | 49.16 | 51.75 | 48.14 | 49.16 | 51.75 | 48.14 | 54.74 | 51.75 | 48.14 | 56.29 | 50.52 | 47.16 | 55.16 | 51.23 | 47.66 | 49.16 | 51.75 | 48.14
2970 | 38.68 | 43.65 | 36.12 | 38.68 | 43.65 | 36.12 | 38.68 | 43.65 | 36.12 | 38.68 | 43.65 | 36.12 | 39.39 | 46.04 | 36.12 | 39.39 | 46.2 | 36.12 | 38.68 | 43.65 | 36.12 | 38.68 | 43.65 | 36.12 | 39.39 | 46.04 | 36.12 | 51.4 | 45.83 | 35.75 | 50.37 | 44.09 | 35.75 | 38.68 | 43.65 | 36.12 | 49.27 | 51.86 | 48.25 | 49.27 | 51.86 | 48.25 | 49.27 | 51.86 | 48.25 | 49.27 | 51.86 | 48.25 | 54.85 | 51.97 | 48.25 | 54.85 | 51.97 | 48.25 | 49.27 | 51.86 | 48.25 | 49.27 | 51.86 | 48.25 | 54.85 | 51.97 | 48.25 | 70.32 | 52.39 | 47.77 | 68.91 | 52.39 | 47.77 | 49.27 | 51.86 | 48.25
2971 | 38.69 | 43.66 | 36.12 | 38.69 | 43.66 | 36.12 | 38.69 | 43.66 | 36.12 | 38.69 | 43.66 | 36.12 | 39.4 | 46.05 | 36.12 | 39.4 | 46.2 | 36.12 | 38.69 | 43.66 | 36.12 | 38.69 | 43.66 | 36.12 | 39.4 | 46.05 | 36.12 | 52.44 | 45.82 | 35.75 | 51.39 | 44.1 | 35.76 | 38.69 | 43.66 | 36.12 | 49.28 | 51.87 | 48.26 | 49.28 | 51.87 | 48.26 | 49.28 | 51.87 | 48.26 | 49.28 | 51.87 | 48.26 | 54.86 | 51.98 | 48.26 | 54.86 | 51.98 | 48.26 | 49.28 | 51.87 | 48.26 | 49.28 | 51.87 | 48.26 | 54.86 | 51.98 | 48.26 | 71.75 | 52.39 | 47.78 | 70.31 | 52.39 | 47.78 | 49.28 | 51.87 | 48.26
2972 | 38.78 | 43.74 | 36.21 | 38.78 | 43.74 | 36.21 | 38.78 | 43.74 | 36.21 | 38.78 | 43.74 | 36.21 | 39.49 | 46.14 | 36.21 | 39.49 | 46.29 | 36.21 | 38.78 | 43.74 | 36.21 | 38.78 | 43.74 | 36.21 | 39.49 | 46.14 | 36.21 | 51.4 | 45.83 | 35.14 | 50.37 | 44.19 | 35.85 | 38.78 | 43.74 | 36.21 | 49.37 | 51.96 | 48.34 | 49.37 | 51.96 | 48.34 | 49.37 | 51.96 | 48.34 | 49.37 | 51.96 | 48.34 | 54.95 | 52.06 | 48.34 | 54.95 | 52.06 | 48.34 | 49.37 | 51.96 | 48.34 | 49.37 | 51.96 | 48.34 | 54.95 | 52.06 | 48.34 | 71.03 | 52.39 | 46.9 | 69.61 | 52.48 | 47.86 | 49.37 | 51.96 | 48.34
2973 | 38.88 | 43.85 | 36.31 | 38.88 | 43.85 | 36.31 | 38.88 | 43.85 | 36.31 | 38.88 | 43.85 | 36.31 | 39.59 | 46.24 | 36.31 | 39.59 | 46.3 | 36.31 | 38.88 | 43.85 | 36.31 | 38.88 | 43.85 | 36.31 | 39.59 | 46.24 | 36.31 | 44.7 | 45.19 | 35.14 | 43.81 | 44.29 | 35.85 | 38.88 | 43.85 | 36.31 | 49.47 | 52.06 | 48.45 | 49.47 | 52.06 | 48.45 | 49.47 | 52.06 | 48.45 | 49.47 | 52.06 | 48.45 | 55.05 | 52.16 | 48.45 | 55.05 | 52.16 | 48.45 | 49.47 | 52.06 | 48.45 | 49.47 | 52.06 | 48.45 | 55.05 | 52.16 | 48.45 | 61.14 | 51.64 | 44.8 | 59.92 | 52.58 | 47.64 | 49.47 | 52.06 | 48.45
2974 | 38.79 | 43.76 | 36.22 | 38.79 | 43.76 | 36.22 | 38.79 | 43.76 | 36.22 | 38.79 | 43.76 | 36.22 | 39.5 | 46.15 | 36.22 | 39.5 | 46.15 | 36.22 | 38.79 | 43.76 | 36.22 | 38.79 | 43.76 | 36.22 | 39.5 | 46.15 | 36.22 | 39.98 | 43.32 | 35.14 | 39.18 | 43.32 | 35.85 | 38.79 | 43.76 | 36.22 | 49.38 | 51.97 | 48.36 | 49.38 | 51.97 | 48.36 | 49.38 | 51.97 | 48.36 | 49.38 | 51.97 | 48.36 | 54.96 | 52.08 | 48.36 | 54.96 | 52.08 | 48.36 | 49.38 | 51.97 | 48.36 | 49.38 | 51.97 | 48.36 | 54.96 | 52.08 | 48.36 | 60.01 | 50.53 | 44.8 | 58.81 | 51.45 | 47.64 | 49.38 | 51.97 | 48.36
2975 | 38.36 | 43.32 | 35.79 | 38.36 | 43.32 | 35.79 | 38.36 | 43.32 | 35.79 | 38.36 | 43.32 | 35.79 | 39.06 | 44.79 | 35.79 | 39.06 | 44.79 | 35.79 | 38.36 | 43.32 | 35.79 | 38.36 | 43.32 | 35.79 | 39.06 | 45.71 | 35.79 | 39.53 | 43.01 | 35.14 | 38.74 | 43.01 | 35.43 | 38.36 | 43.32 | 35.79 | 48.94 | 51.53 | 47.92 | 48.94 | 51.53 | 47.92 | 48.94 | 51.53 | 47.92 | 48.94 | 51.53 | 47.92 | 54.52 | 51.64 | 47.92 | 54.52 | 51.64 | 47.92 | 48.94 | 51.53 | 47.92 | 48.94 | 51.53 | 47.92 | 54.52 | 51.64 | 47.92 | 55.3 | 50.53 | 44.8 | 54.19 | 51.02 | 47.44 | 48.94 | 51.53 | 47.92
2976 | 38.08 | 43.05 | 35.52 | 38.08 | 43.05 | 35.52 | 38.08 | 43.05 | 35.52 | 38.08 | 43.05 | 35.52 | 38.79 | 44.79 | 35.52 | 38.79 | 44.79 | 35.52 | 38.08 | 43.05 | 35.52 | 38.08 | 43.05 | 35.52 | 38.79 | 45.44 | 35.52 | 38.87 | 43.01 | 35.14 | 38.47 | 43.01 | 35.16 | 38.08 | 43.05 | 35.52 | 48.67 | 51.26 | 47.65 | 48.67 | 51.26 | 47.65 | 48.67 | 51.26 | 47.65 | 48.67 | 51.26 | 47.65 | 54.25 | 51.37 | 47.65 | 54.25 | 51.37 | 47.65 | 48.67 | 51.26 | 47.65 | 48.67 | 51.26 | 47.65 | 54.25 | 51.37 | 47.65 | 54.8 | 50.53 | 44.8 | 53.71 | 51.04 | 47.17 | 48.67 | 51.26 | 47.65
2977 | 37.72 | 42.69 | 35.15 | 37.72 | 42.69 | 35.15 | 37.72 | 42.69 | 35.15 | 37.72 | 42.69 | 35.15 | 38.43 | 44.79 | 35.15 | 38.43 | 44.79 | 35.15 | 37.72 | 42.69 | 35.15 | 37.72 | 42.69 | 35.15 | 38.43 | 45.07 | 35.15 | 38.1 | 43.01 | 34.44 | 38.1 | 43.03 | 35.14 | 37.72 | 42.69 | 35.15 | 48.31 | 50.9 | 47.28 | 48.31 | 50.9 | 47.28 | 48.31 | 50.9 | 47.28 | 48.31 | 50.9 | 47.28 | 53.89 | 51 | 47.28 | 53.89 | 51 | 47.28 | 48.31 | 50.9 | 47.28 | 48.31 | 50.9 | 47.28 | 53.89 | 51 | 47.28 | 53.65 | 50.49 | 44.8 | 52.58 | 51.04 | 46.81 | 48.31 | 50.9 | 47.28
2978 | 37.42 | 42.39 | 34.86 | 37.42 | 42.39 | 34.86 | 37.42 | 42.39 | 34.86 | 37.42 | 42.39 | 34.86 | 38.13 | 44.78 | 34.86 | 38.13 | 44.78 | 34.86 | 37.42 | 42.39 | 34.86 | 37.42 | 42.39 | 34.86 | 38.13 | 44.78 | 34.86 | 37.8 | 43 | 34.44 | 37.72 | 42.82 | 35.14 | 37.42 | 42.39 | 34.86 | 48.01 | 50.6 | 46.99 | 48.01 | 50.6 | 46.99 | 48.01 | 50.6 | 46.99 | 48.01 | 50.6 | 46.99 | 53.59 | 50.6 | 46.99 | 53.59 | 50.6 | 46.99 | 48.01 | 50.6 | 46.99 | 48.01 | 50.6 | 46.99 | 53.59 | 50.6 | 46.99 | 53.06 | 50.1 | 44.8 | 52 | 51.04 | 46.52 | 48.01 | 50.6 | 46.99
2979 | 37.3 | 42.26 | 34.73 | 37.3 | 42.26 | 34.73 | 37.3 | 42.26 | 34.73 | 37.3 | 42.26 | 34.73 | 38 | 43.38 | 34.73 | 38 | 43.38 | 34.73 | 37.3 | 42.26 | 34.73 | 37.3 | 42.26 | 34.73 | 38 | 43.38 | 34.73 | 37.67 | 42.5 | 34.42 | 37.67 | 42.51 | 35.08 | 37.3 | 42.26 | 34.73 | 47.88 | 50.47 | 46.86 | 47.88 | 50.47 | 46.86 | 47.88 | 50.47 | 46.86 | 47.88 | 50.47 | 46.86 | 53.39 | 50.47 | 46.86 | 53.39 | 50.47 | 46.86 | 47.88 | 50.47 | 46.86 | 47.88 | 50.47 | 46.86 | 53.39 | 50.47 | 46.86 | 52.85 | 49.97 | 44.8 | 51.8 | 50.57 | 46.39 | 47.88 | 50.47 | 46.86
2980 | 37.12 | 42.09 | 34.55 | 37.12 | 42.09 | 34.55 | 37.12 | 42.09 | 34.55 | 37.12 | 42.09 | 34.55 | 37.83 | 42.18 | 34.55 | 37.83 | 42.18 | 34.55 | 37.12 | 42.09 | 34.55 | 37.12 | 42.09 | 34.55 | 37.83 | 42.18 | 34.55 | 37.5 | 41.67 | 34.42 | 37.5 | 41.8 | 34.9 | 37.12 | 42.09 | 34.55 | 47.71 | 50.3 | 46.69 | 47.71 | 50.3 | 46.69 | 47.71 | 50.3 | 46.69 | 47.71 | 50.3 | 46.69 | 50.51 | 50.3 | 46.69 | 50.51 | 50.3 | 46.69 | 47.71 | 50.3 | 46.69 | 47.71 | 50.3 | 46.69 | 50.51 | 50.3 | 46.69 | 50 | 49.8 | 44.8 | 49 | 50.57 | 46.22 | 47.71 | 50.3 | 46.69
2981 | 37.15 | 42.11 | 34.58 | 37.15 | 42.11 | 34.58 | 37.15 | 42.11 | 34.58 | 37.15 | 42.11 | 34.58 | 37.85 | 42.11 | 34.58 | 37.85 | 42.11 | 34.58 | 37.15 | 42.11 | 34.58 | 37.15 | 42.11 | 34.58 | 37.85 | 42.11 | 34.58 | 37.85 | 41.69 | 34.42 | 37.52 | 41.8 | 34.93 | 37.15 | 42.11 | 34.58 | 47.73 | 50.32 | 46.71 | 47.73 | 50.32 | 46.71 | 47.73 | 50.32 | 46.71 | 47.73 | 50.32 | 46.71 | 52.86 | 50.32 | 46.71 | 52.86 | 50.32 | 46.71 | 47.73 | 50.32 | 46.71 | 47.73 | 50.32 | 46.71 | 52.86 | 50.32 | 46.71 | 52.33 | 49.82 | 45.32 | 51.29 | 50.52 | 46.24 | 47.73 | 50.32 | 46.71
2982 | 37.14 | 42.11 | 34.57 | 37.14 | 42.11 | 34.57 | 37.14 | 42.11 | 34.57 | 37.14 | 42.11 | 34.57 | 37.85 | 42.22 | 34.57 | 37.85 | 42.22 | 34.57 | 37.14 | 42.11 | 34.57 | 37.14 | 42.11 | 34.57 | 37.85 | 42.22 | 34.57 | 38.63 | 41.8 | 34.42 | 37.86 | 41.8 | 34.79 | 37.14 | 42.11 | 34.57 | 47.73 | 50.32 | 46.71 | 47.73 | 50.32 | 46.71 | 47.73 | 50.32 | 46.71 | 47.73 | 50.32 | 46.71 | 53.31 | 50.32 | 46.71 | 53.31 | 50.32 | 46.71 | 47.73 | 50.32 | 46.71 | 47.73 | 50.32 | 46.71 | 53.31 | 50.32 | 46.71 | 53.31 | 49.82 | 46.21 | 52.24 | 50.01 | 46.24 | 47.73 | 50.32 | 46.71
2983 | 37.64 | 42.61 | 35.08 | 37.64 | 42.61 | 35.08 | 37.64 | 42.61 | 35.08 | 37.64 | 42.61 | 35.08 | 38.35 | 42.61 | 35.08 | 38.35 | 42.61 | 35.08 | 37.64 | 42.61 | 35.08 | 37.64 | 42.61 | 35.08 | 38.35 | 42.61 | 35.08 | 39.48 | 39.92 | 34.37 | 38.69 | 39.92 | 34.42 | 37.64 | 42.61 | 35.08 | 48.23 | 50.42 | 47.21 | 48.23 | 50.42 | 47.21 | 48.23 | 50.42 | 47.21 | 48.23 | 50.42 | 47.21 | 53.81 | 50.42 | 47.21 | 53.81 | 50.42 | 47.21 | 48.23 | 50.82 | 47.21 | 48.23 | 50.82 | 47.21 | 53.81 | 50.65 | 47.21 | 54.92 | 47.66 | 45.29 | 53.82 | 47.66 | 46.22 | 48.23 | 50.42 | 47.21
2984 | 38.14 | 43.11 | 35.57 | 38.14 | 43.11 | 35.57 | 38.14 | 43.11 | 35.57 | 38.14 | 43.11 | 35.57 | 38.85 | 43.11 | 35.57 | 38.85 | 43.11 | 35.57 | 38.14 | 43.11 | 35.57 | 38.14 | 43.11 | 35.57 | 38.85 | 43.11 | 35.57 | 39.24 | 0 | 0 | 38.53 | 0 | 0 | 38.14 | 43.11 | 35.57 | 48.73 | 48.92 | 47.71 | 48.73 | 48.92 | 47.71 | 48.73 | 48.92 | 47.71 | 48.73 | 48.92 | 46.17 | 52.31 | 48.92 | 47.71 | 52.31 | 48.92 | 46.66 | 48.73 | 51.32 | 47.71 | 48.73 | 51.32 | 47.71 | 52.31 | 50.31 | 47.71 | 50.74 | 35.5 | 40.1 | 49.73 | 35.5 | 40.1 | 48.73 | 48.92 | 47.71
2985 | 38.49 | 38.58 | 35.92 | 38.49 | 38.58 | 35.92 | 38.49 | 38.58 | 35.92 | 38.49 | 38.58 | 35.92 | 38.49 | 38.58 | 35.92 | 38.49 | 38.58 | 34.48 | 38.49 | 43.41 | 35.92 | 38.49 | 43.45 | 35.92 | 38.49 | 41 | 35.92 | 34.09 | 0 | 0 | 34.79 | 0 | 0 | 38.49 | 38.58 | 35.92 | 49.08 | 47.89 | 46.34 | 49.08 | 47.89 | 46.34 | 49.08 | 47.89 | 46.34 | 49.08 | 47.89 | 46.17 | 49.08 | 47.89 | 46.34 | 49.08 | 47.89 | 46.34 | 49.08 | 51.67 | 48.05 | 49.08 | 51.67 | 48.05 | 49.08 | 47.89 | 48.05 | 47.79 | 0 | 0 | 48.59 | 0 | 0 | 49.08 | 47.89 | 46.34
2986 | 38.6 | 10.34 | 35.12 | 38.6 | 10.34 | 35.12 | 38.6 | 10.34 | 35.12 | 38.6 | 10.34 | 35.12 | 38.6 | 10.34 | 19.88 | 38.6 | 10.34 | 19.88 | 38.6 | 39.4 | 35.49 | 38.6 | 43.57 | 36.03 | 38.6 | 32.59 | 35.49 | 12.58 | 0 | 0 | 12.58 | 0 | 0 | 38.6 | 10.34 | 35.12 | 49.19 | 47.35 | 46.17 | 49.19 | 47.35 | 46.17 | 49.19 | 47.35 | 46.17 | 49.19 | 47.35 | 46.17 | 49.19 | 47.35 | 46.17 | 49.19 | 47.35 | 45.35 | 49.19 | 51.78 | 48.17 | 49.19 | 51.78 | 48.17 | 49.19 | 47.35 | 48.17 | 12.58 | 0 | 0 | 12.58 | 0 | 0 | 49.19 | 47.35 | 46.17
2987 | 38.52 | 10.33 | 34.09 | 38.52 | 10.33 | 34.09 | 38.52 | 10.33 | 34.09 | 38.52 | 10.33 | 34.09 | 38.52 | 10.33 | 18.88 | 38.52 | 10.33 | 18.88 | 38.52 | 39.32 | 35.49 | 38.52 | 43.49 | 35.95 | 38.52 | 10.98 | 35.49 | 0 | 0 | 0 | 0 | 0 | 0 | 38.52 | 10.33 | 34.09 | 49.11 | 37.55 | 46.17 | 49.11 | 37.55 | 46.17 | 49.11 | 37.55 | 46.17 | 49.11 | 37.55 | 43.89 | 49.11 | 37.55 | 46.17 | 49.11 | 37.55 | 41.89 | 49.11 | 51.7 | 48.09 | 49.11 | 51.7 | 48.09 | 49.11 | 39.9 | 47.16 | 0 | 0 | 0 | 0 | 0 | 0 | 49.11 | 37.55 | 46.17
2988 | 38.36 | 10.33 | 34.09 | 38.36 | 10.33 | 34.09 | 38.36 | 10.33 | 34.09 | 38.36 | 10.33 | 34.09 | 38.36 | 10.33 | 0 | 38.36 | 10.33 | 0 | 38.36 | 39.16 | 35.49 | 38.36 | 43.33 | 35.79 | 38.36 | 10.98 | 35.49 | 0 | 0 | 0 | 0 | 0 | 0 | 38.36 | 10.33 | 34.09 | 48.95 | 37.55 | 46.17 | 48.95 | 37.55 | 46.17 | 48.95 | 37.55 | 46.17 | 48.95 | 37.55 | 43.89 | 48.95 | 37.55 | 41.89 | 48.95 | 37.55 | 41.89 | 48.95 | 51.54 | 47.93 | 48.95 | 51.54 | 47.93 | 48.95 | 39.9 | 46.99 | 0 | 0 | 0 | 0 | 0 | 0 | 48.95 | 37.55 | 46.17
2989 | 38.11 | 10.33 | 33.06 | 38.11 | 10.33 | 33.06 | 38.11 | 10.33 | 33.06 | 38.11 | 10.33 | 33.06 | 38.11 | 10.33 | 18.88 | 38.11 | 10.33 | 18.88 | 38.11 | 24.16 | 35.49 | 38.11 | 43.07 | 35.54 | 38.11 | 10.98 | 35.49 | 0 | 0 | 0 | 0 | 0 | 0 | 38.11 | 10.33 | 33.06 | 48.01 | 37.55 | 46.17 | 48.01 | 37.55 | 46.17 | 48.01 | 37.55 | 46.17 | 48.01 | 37.55 | 43.89 | 48.01 | 37.55 | 41.89 | 48.01 | 37.55 | 41.89 | 48.7 | 48.82 | 47.67 | 48.7 | 51.29 | 47.67 | 48.01 | 39.9 | 44.38 | 0 | 0 | 0 | 0 | 0 | 0 | 48.01 | 37.55 | 46.17
2990 | 37.9 | 10.33 | 34.09 | 37.9 | 10.33 | 34.09 | 37.9 | 10.33 | 34.09 | 37.9 | 10.33 | 34.09 | 37.9 | 10.33 | 18.88 | 37.9 | 10.33 | 18.88 | 37.9 | 24.16 | 35.34 | 37.9 | 42.87 | 35.34 | 37.9 | 10.98 | 35.34 | 0 | 0 | 0 | 0 | 0 | 0 | 37.9 | 10.33 | 34.09 | 48.19 | 39.9 | 46.17 | 48.19 | 39.9 | 46.17 | 48.19 | 39.9 | 46.17 | 48.19 | 39.9 | 44.78 | 48.19 | 39.9 | 44.38 | 48.19 | 39.9 | 44.38 | 48.49 | 48.62 | 47.47 | 48.49 | 51.08 | 47.47 | 48.19 | 39.9 | 44.38 | 0 | 0 | 0 | 0 | 0 | 0 | 48.19 | 39.9 | 46.17
2991 | 37.72 | 24.29 | 35.12 | 37.72 | 24.29 | 35.12 | 37.72 | 24.29 | 35.12 | 37.72 | 24.29 | 35.12 | 37.72 | 24.29 | 19.88 | 37.72 | 24.29 | 19.88 | 37.72 | 25.82 | 35.15 | 37.72 | 42.69 | 35.15 | 37.72 | 25.82 | 35.15 | 0 | 0 | 0 | 0 | 0 | 0 | 37.72 | 24.29 | 35.12 | 48.31 | 39.9 | 46.17 | 48.31 | 39.9 | 46.17 | 48.31 | 39.9 | 46.17 | 48.31 | 39.9 | 46.17 | 48.31 | 39.9 | 44.38 | 48.31 | 39.9 | 44.38 | 48.31 | 48.44 | 47.28 | 48.31 | 50.9 | 47.28 | 48.31 | 39.9 | 44.38 | 0 | 0 | 0 | 0 | 0 | 0 | 48.31 | 39.9 | 46.17
2992 | 37.33 | 26.13 | 35.27 | 37.33 | 26.13 | 35.27 | 37.33 | 26.13 | 35.27 | 37.33 | 26.13 | 35.27 | 37.84 | 26.13 | 35.27 | 37.84 | 26.13 | 35.27 | 37.84 | 38.64 | 35.27 | 37.84 | 42.81 | 35.27 | 37.84 | 32.58 | 35.27 | 29.29 | 0 | 0 | 29.29 | 0 | 0 | 37.33 | 26.13 | 35.27 | 48.19 | 48.43 | 47.41 | 48.19 | 48.43 | 47.41 | 48.19 | 48.43 | 47.41 | 48.19 | 48.43 | 46.17 | 48.43 | 47.89 | 47.41 | 48.43 | 47.89 | 46.66 | 48.43 | 51.02 | 47.41 | 48.43 | 51.02 | 47.41 | 48.43 | 47.89 | 47.41 | 46.98 | 0 | 0 | 47.71 | 0 | 0 | 48.19 | 48.43 | 47.41
2993 | 38.07 | 40.88 | 35.5 | 38.07 | 40.88 | 35.5 | 38.07 | 40.88 | 35.5 | 38.07 | 40.88 | 35.5 | 38.78 | 40.88 | 35.5 | 38.78 | 40.88 | 35.5 | 38.07 | 43.03 | 35.5 | 38.07 | 43.04 | 35.5 | 38.78 | 43.03 | 35.5 | 38.8 | 0 | 19.1 | 38.45 | 0 | 19.1 | 38.07 | 40.88 | 35.5 | 48.66 | 50.17 | 47.63 | 48.66 | 50.17 | 47.63 | 48.66 | 50.17 | 47.63 | 48.66 | 50.17 | 47.63 | 54.24 | 50.17 | 47.63 | 54.24 | 50.17 | 47.63 | 48.66 | 51.25 | 47.63 | 48.66 | 51.25 | 47.63 | 54.24 | 50.65 | 47.63 | 53.7 | 47.34 | 44.8 | 49.15 | 47.66 | 44.8 | 48.66 | 50.17 | 47.63
2994 | 38.26 | 43.23 | 35.7 | 38.26 | 43.23 | 35.7 | 38.26 | 43.23 | 35.7 | 38.26 | 43.23 | 35.7 | 38.97 | 43.23 | 35.7 | 38.97 | 43.23 | 35.7 | 38.26 | 43.23 | 35.7 | 38.26 | 43.23 | 35.7 | 38.97 | 44.57 | 35.7 | 51.4 | 42.22 | 34.42 | 38.65 | 42.22 | 34.62 | 38.26 | 43.23 | 35.7 | 48.85 | 51.44 | 47.83 | 48.85 | 51.44 | 47.83 | 48.85 | 51.44 | 47.83 | 48.85 | 51.44 | 47.83 | 54.43 | 51.44 | 47.83 | 54.43 | 51.44 | 47.83 | 48.85 | 51.44 | 47.83 | 48.85 | 51.44 | 47.83 | 54.43 | 51.44 | 47.83 | 70.32 | 49.4 | 47.15 | 68.91 | 50.4 | 47.35 | 48.85 | 51.44 | 47.83
2995 | 38.32 | 43.29 | 35.75 | 38.32 | 43.29 | 35.75 | 38.32 | 43.29 | 35.75 | 38.32 | 43.29 | 35.75 | 39.03 | 43.62 | 35.75 | 39.03 | 43.62 | 35.75 | 38.32 | 43.29 | 35.75 | 38.32 | 43.29 | 35.75 | 39.03 | 44.97 | 35.75 | 51.4 | 42.22 | 34.42 | 50.37 | 42.22 | 34.62 | 38.32 | 43.29 | 35.75 | 48.91 | 51.5 | 47.89 | 48.91 | 51.5 | 47.89 | 48.91 | 51.5 | 47.89 | 48.91 | 51.5 | 47.89 | 54.49 | 51.5 | 47.89 | 54.49 | 51.5 | 47.89 | 48.91 | 51.5 | 47.89 | 48.91 | 51.5 | 47.89 | 54.49 | 51.5 | 47.89 | 71.03 | 50.06 | 47.41 | 69.61 | 50.98 | 47.41 | 48.91 | 51.5 | 47.89
2996 | 38.37 | 43.34 | 35.81 | 38.37 | 43.34 | 35.81 | 38.37 | 43.34 | 35.81 | 38.37 | 43.34 | 35.81 | 39.08 | 43.62 | 35.81 | 39.08 | 43.62 | 35.81 | 38.37 | 43.34 | 35.81 | 38.37 | 43.34 | 35.81 | 39.08 | 44.97 | 35.81 | 39.89 | 41.38 | 25.47 | 39.09 | 41.38 | 25.99 | 38.37 | 43.34 | 35.81 | 48.96 | 51.55 | 47.94 | 48.96 | 51.55 | 47.94 | 48.96 | 51.55 | 47.94 | 48.96 | 51.55 | 47.94 | 54.54 | 51.55 | 47.94 | 54.54 | 51.55 | 47.94 | 48.96 | 51.55 | 47.94 | 48.96 | 51.55 | 47.94 | 54.54 | 51.55 | 47.94 | 69.3 | 50.06 | 46.46 | 67.91 | 51.03 | 47.41 | 48.96 | 51.55 | 47.94
2997 | 38.54 | 25.6 | 35.98 | 38.54 | 25.6 | 35.98 | 38.54 | 25.6 | 35.98 | 38.54 | 25.6 | 35.98 | 39.25 | 41.2 | 35.98 | 39.25 | 41.2 | 35.65 | 38.54 | 43.5 | 35.98 | 38.54 | 43.51 | 35.98 | 39.25 | 43.5 | 35.98 | 38.93 | 0 | 25.47 | 38.93 | 0 | 25.99 | 38.54 | 25.6 | 35.98 | 49.13 | 51.09 | 48.11 | 49.13 | 51.09 | 48.11 | 49.13 | 51.09 | 48.11 | 49.13 | 51.09 | 48.11 | 54.71 | 51.09 | 48.11 | 54.71 | 51.09 | 48.11 | 49.13 | 51.72 | 48.11 | 49.13 | 51.72 | 48.11 | 54.71 | 51.72 | 48.11 | 54.17 | 49.07 | 44.8 | 53.08 | 50.06 | 45.72 | 49.13 | 51.09 | 48.11
2998 | 38.47 | 10.33 | 35.12 | 38.47 | 10.33 | 35.12 | 38.47 | 10.33 | 35.12 | 38.47 | 10.33 | 35.12 | 39.18 | 37.42 | 35.12 | 39.18 | 37.42 | 34.48 | 38.47 | 39.27 | 35.9 | 38.47 | 43.44 | 35.9 | 39.18 | 39.27 | 35.9 | 38.8 | 0 | 25.47 | 38.86 | 0 | 25.99 | 37.7 | 10.33 | 33.06 | 49.06 | 48.43 | 48.04 | 49.06 | 48.43 | 48.04 | 49.06 | 48.43 | 48.04 | 49.06 | 48.43 | 48.04 | 54.64 | 48.43 | 48.04 | 54.64 | 48.43 | 48.04 | 49.06 | 51.61 | 48.04 | 49.06 | 51.65 | 48.04 | 54.64 | 50.44 | 48.04 | 54.09 | 46.7 | 44.8 | 53.01 | 47.66 | 45.72 | 49.06 | 48.43 | 48.04
2999 | 36.49 | 10.33 | 34.78 | 36.49 | 10.33 | 34.78 | 36.49 | 10.33 | 34.78 | 36.49 | 10.33 | 34.78 | 37.61 | 11.96 | 34.78 | 37.61 | 11.96 | 33.55 | 38.1 | 24.16 | 35.49 | 38.1 | 43.07 | 35.53 | 37.61 | 13.11 | 35.49 | 36.49 | 0 | 25.47 | 36.12 | 0 | 34.42 | 35.76 | 10.33 | 32.72 | 46.29 | 48.32 | 46.68 | 46.29 | 48.32 | 46.68 | 46.29 | 48.32 | 46.68 | 46.29 | 48.32 | 46.68 | 48.69 | 48.32 | 46.68 | 48.69 | 48.32 | 46.68 | 48.69 | 51.28 | 47.67 | 48.69 | 51.28 | 47.67 | 48.69 | 48.32 | 46.68 | 47.23 | 46.4 | 44.8 | 46.76 | 47.66 | 46.21 | 45.37 | 48.32 | 46.17
3000 | 27.07 | 10.33 | 35.12 | 27.07 | 10.33 | 35.12 | 27.07 | 10.33 | 35.12 | 27.07 | 10.33 | 35.12 | 27.35 | 10.33 | 35.12 | 27.35 | 10.33 | 33.55 | 37.7 | 10.98 | 35.13 | 37.7 | 42.66 | 35.13 | 27.35 | 10.98 | 35.13 | 26.8 | 0 | 25.47 | 26.8 | 0 | 34.42 | 27.07 | 10.33 | 32.72 | 36.14 | 48.32 | 47.16 | 36.14 | 48.32 | 47.16 | 36.14 | 48.32 | 47.16 | 36.14 | 48.32 | 47.16 | 36.14 | 48.32 | 47.16 | 36.14 | 48.32 | 46.68 | 48.28 | 50.87 | 47.26 | 48.28 | 50.87 | 47.26 | 36.14 | 48.32 | 47.16 | 35.78 | 46.4 | 44.38 | 36.04 | 47.66 | 46.69 | 36.14 | 48.32 | 47.16
3001 | 21.08 | 0 | 34.65 | 21.08 | 0 | 34.65 | 21.08 | 0 | 34.65 | 21.08 | 0 | 34.65 | 21.17 | 0 | 34.65 | 21.17 | 0 | 33.55 | 37.22 | 7.68 | 34.65 | 37.22 | 42.18 | 34.65 | 21.17 | 7.68 | 34.65 | 20.87 | 0 | 25.47 | 20.87 | 0 | 34.3 | 21.08 | 0 | 33.06 | 35.42 | 48.32 | 46.78 | 35.42 | 48.32 | 46.78 | 35.42 | 48.32 | 46.78 | 35.42 | 48.32 | 46.78 | 35.42 | 48.32 | 46.78 | 35.42 | 48.32 | 46.68 | 47.81 | 50.4 | 46.78 | 47.81 | 50.4 | 46.78 | 35.42 | 48.32 | 46.78 | 34.72 | 46.4 | 44.8 | 35.07 | 47.66 | 46.32 | 35.42 | 48.32 | 46.78
3002 | 19.57 | 0 | 33.55 | 19.57 | 0 | 33.55 | 19.57 | 0 | 33.55 | 19.57 | 0 | 33.55 | 19.58 | 0 | 33.55 | 19.58 | 0 | 33.55 | 36.99 | 7.45 | 33.55 | 36.99 | 41.95 | 34.42 | 19.58 | 7.45 | 33.55 | 19.38 | 0 | 25.47 | 19.38 | 0 | 33.21 | 19.57 | 0 | 33.06 | 35.42 | 48.32 | 46.55 | 35.42 | 48.32 | 46.55 | 35.42 | 48.32 | 46.55 | 35.42 | 48.32 | 46.55 | 35.42 | 48.32 | 46.55 | 35.42 | 48.32 | 46.55 | 47.57 | 50.16 | 46.55 | 47.57 | 50.16 | 46.55 | 35.42 | 48.32 | 46.55 | 35.07 | 46.4 | 44.8 | 35.78 | 47.83 | 46.09 | 35.42 | 48.32 | 46.55
3003 | 19.58 | 0 | 31.43 | 19.58 | 0 | 31.43 | 19.58 | 0 | 31.43 | 19.58 | 0 | 31.43 | 20.18 | 0 | 30.99 | 20.18 | 0 | 30.99 | 36.86 | 0.01 | 31.43 | 36.86 | 41.83 | 34.29 | 20.18 | 0.01 | 30.99 | 19.58 | 0 | 25.47 | 19.78 | 0 | 31.12 | 19.58 | 0 | 31.43 | 32 | 48.14 | 46.43 | 32 | 48.14 | 46.43 | 32 | 48.14 | 46.43 | 32 | 48.14 | 46.43 | 32 | 48.14 | 46.43 | 32 | 48.14 | 46.43 | 47.45 | 49.67 | 46.43 | 47.45 | 50.04 | 46.43 | 32 | 48.14 | 46.43 | 31.68 | 46.4 | 44.8 | 31.68 | 47.66 | 45.96 | 32 | 48.14 | 46.43
3004 | 19.58 | 0 | 32.07 | 19.58 | 0 | 32.07 | 19.58 | 0 | 32.07 | 19.58 | 0 | 32.07 | 19.78 | 0 | 26.62 | 19.78 | 0 | 26.62 | 36.59 | 0 | 32.07 | 36.59 | 41.56 | 34.02 | 19.78 | 0 | 26.62 | 19.58 | 0 | 25.47 | 19.78 | 0 | 31.75 | 19.58 | 0 | 32.07 | 32.95 | 48.14 | 46.16 | 32.95 | 48.14 | 46.16 | 32.95 | 48.14 | 46.16 | 32.95 | 48.14 | 46.16 | 32.95 | 48.14 | 46.16 | 32.95 | 48.14 | 46.16 | 47.18 | 49.67 | 46.16 | 47.18 | 49.77 | 46.16 | 32.95 | 48.14 | 46.16 | 32.62 | 46.4 | 44.8 | 33.28 | 47.66 | 46.62 | 32.95 | 48.14 | 46.16
3005 | 20.18 | 0 | 34.02 | 20.18 | 0 | 34.02 | 20.18 | 0 | 34.02 | 20.18 | 0 | 34.02 | 20.18 | 0 | 26.62 | 20.18 | 0 | 26.62 | 20.68 | 0 | 34.02 | 36.59 | 41.55 | 34.02 | 20.18 | 0 | 26.62 | 19.98 | 0 | 25.47 | 19.98 | 0 | 33.68 | 20.18 | 0 | 34.02 | 32.95 | 48.14 | 46.15 | 32.95 | 48.14 | 46.15 | 32.95 | 48.14 | 46.15 | 32.95 | 48.14 | 46.15 | 32.95 | 46.41 | 46.15 | 32.95 | 46.41 | 46.15 | 47.18 | 48.14 | 46.15 | 47.18 | 49.76 | 46.15 | 32.95 | 46.41 | 46.15 | 32.28 | 44.57 | 44.8 | 32.62 | 47.66 | 46.62 | 32.95 | 48.14 | 46.15
3006 | 21.17 | 10.33 | 33.85 | 21.17 | 10.33 | 33.85 | 21.17 | 10.33 | 33.85 | 21.17 | 10.33 | 33.85 | 21.17 | 6.88 | 12.59 | 21.17 | 0 | 12.59 | 36.42 | 10.33 | 33.85 | 36.42 | 41.39 | 33.85 | 21.17 | 6.88 | 12.59 | 20.75 | 0 | 12.33 | 20.96 | 0 | 33.52 | 21.17 | 10.33 | 33.85 | 36.14 | 48.43 | 45.99 | 36.14 | 48.43 | 45.99 | 36.14 | 48.43 | 45.99 | 36.14 | 48.43 | 45.99 | 36.14 | 38.68 | 45.29 | 36.14 | 38.68 | 45.29 | 47.01 | 48.43 | 45.99 | 47.01 | 49.6 | 45.99 | 36.14 | 38.68 | 45.29 | 35.41 | 37.9 | 44.8 | 35.78 | 47.66 | 45.75 | 36.14 | 48.43 | 45.99
3007 | 24.24 | 10.33 | 34.24 | 24.24 | 10.33 | 34.24 | 24.24 | 10.33 | 34.24 | 24.24 | 10.33 | 34.24 | 24.24 | 7.27 | 7.27 | 24.24 | 0 | 0 | 36.81 | 10.33 | 34.24 | 36.81 | 41.78 | 34.24 | 24.24 | 7.27 | 7.27 | 23.5 | 0 | 0 | 23.99 | 0 | 0 | 24.24 | 10.33 | 34.24 | 43.45 | 48.43 | 46.38 | 43.45 | 48.43 | 46.38 | 43.45 | 48.43 | 46.38 | 43.45 | 48.43 | 46.38 | 43.45 | 7.27 | 42.67 | 43.45 | 0 | 42.67 | 47.4 | 48.43 | 46.38 | 47.4 | 49.99 | 46.38 | 43.45 | 7.27 | 42.67 | 23.16 | 0 | 42.24 | 43.01 | 35.86 | 44.8 | 43.45 | 48.43 | 46.38
3008 | 21.17 | 10.33 | 34.99 | 21.17 | 10.33 | 34.99 | 21.17 | 10.33 | 34.99 | 21.17 | 10.33 | 34.99 | 21.17 | 8.02 | 0 | 21.17 | 0 | 0 | 37.56 | 10.33 | 34.99 | 37.56 | 42.52 | 34.99 | 21.17 | 8.02 | 8.02 | 0 | 0 | 0 | 0 | 0 | 0 | 21.17 | 10.33 | 34.99 | 43.45 | 48.32 | 46.17 | 43.45 | 48.32 | 46.17 | 43.45 | 48.32 | 46.17 | 43.45 | 48.32 | 46.17 | 43.45 | 8.02 | 21.26 | 43.45 | 0 | 20.83 | 48.14 | 48.32 | 47.12 | 48.14 | 50.73 | 47.12 | 43.45 | 8.02 | 21.26 | 0 | 0 | 0 | 0 | 0 | 0 | 43.45 | 48.32 | 46.17
3009 | 21.17 | 8.34 | 34.09 | 21.17 | 8.34 | 34.09 | 21.17 | 8.34 | 34.09 | 21.17 | 8.34 | 34.09 | 21.17 | 8.34 | 0 | 21.17 | 0 | 0 | 37.88 | 8.34 | 34.09 | 37.88 | 42.85 | 35.31 | 21.17 | 8.34 | 8.34 | 0 | 0 | 0 | 0 | 0 | 0 | 21.17 | 8.34 | 34.09 | 43.01 | 41.5 | 46.17 | 43.01 | 41.5 | 46.17 | 43.01 | 41.5 | 46.17 | 43.01 | 41.5 | 46.17 | 43.01 | 8.34 | 8.34 | 43.01 | 0 | 0 | 48.47 | 46.27 | 46.49 | 48.47 | 51.06 | 46.49 | 43.01 | 8.34 | 8.34 | 0 | 0 | 0 | 0 | 0 | 0 | 43.01 | 41.5 | 46.17
3010 | 19.58 | 0 | 31.75 | 19.58 | 0 | 31.75 | 19.58 | 0 | 31.75 | 19.58 | 0 | 31.75 | 19.58 | 0 | 0 | 19.58 | 0 | 0 | 38.09 | 0.02 | 31.75 | 38.09 | 43.05 | 35.52 | 19.58 | 0.02 | 8.55 | 0 | 0 | 0 | 0 | 0 | 0 | 19.58 | 0 | 31.75 | 32 | 10.33 | 44.61 | 32 | 10.33 | 44.61 | 32 | 10.33 | 44.61 | 32 | 10.33 | 44.61 | 32 | 8.55 | 0 | 32 | 0 | 0 | 48.67 | 46.27 | 44.61 | 48.67 | 51.26 | 44.61 | 32 | 8.55 | 8.55 | 0 | 0 | 0 | 0 | 0 | 0 | 32 | 10.33 | 44.61
3011 | 10.33 | 0 | 10.33 | 10.33 | 0 | 10.33 | 10.33 | 0 | 10.33 | 10.33 | 0 | 10.33 | 10.33 | 0 | 0 | 10.33 | 0 | 0 | 38.18 | 0 | 10.33 | 38.18 | 43.14 | 35.61 | 10.33 | 0 | 8.64 | 0 | 0 | 0 | 0 | 0 | 0 | 10.33 | 0 | 10.33 | 29.93 | 10.33 | 34.14 | 29.93 | 10.33 | 34.14 | 29.93 | 10.33 | 34.14 | 29.93 | 10.33 | 34.14 | 29.93 | 8.64 | 0 | 29.93 | 0 | 0 | 48.77 | 46.27 | 34.14 | 48.77 | 51.35 | 34.14 | 29.93 | 8.64 | 8.64 | 0 | 0 | 0 | 0 | 0 | 0 | 29.93 | 10.33 | 34.14
3012 | 10.33 | 0 | 8.45 | 10.33 | 0 | 8.45 | 10.33 | 0 | 8.45 | 10.33 | 0 | 8.45 | 10.33 | 0 | 0 | 10.33 | 0 | 0 | 20.68 | 0 | 8.45 | 37.99 | 42.95 | 35.42 | 10.33 | 0 | 8.45 | 0 | 0 | 0 | 0 | 0 | 0 | 10.33 | 0 | 8.45 | 28.09 | 10.33 | 34.14 | 28.09 | 10.33 | 34.14 | 28.09 | 10.33 | 34.14 | 28.09 | 10.33 | 0 | 28.09 | 8.45 | 0 | 28.09 | 0 | 0 | 48.58 | 29.9 | 34.14 | 48.58 | 51.17 | 47.55 | 28.09 | 8.45 | 8.45 | 0 | 0 | 0 | 0 | 0 | 0 | 28.09 | 10.33 | 34.14
3013 | 10.33 | 0 | 8.16 | 10.33 | 0 | 8.16 | 10.33 | 0 | 8.16 | 10.33 | 0 | 8.16 | 10.33 | 0 | 0 | 10.33 | 0 | 0 | 20.68 | 0 | 8.16 | 37.7 | 42.66 | 35.13 | 10.33 | 0 | 8.16 | 0 | 0 | 0 | 0 | 0 | 0 | 10.33 | 0 | 8.16 | 10.33 | 10.33 | 34.14 | 10.33 | 10.33 | 34.14 | 10.33 | 10.33 | 34.14 | 10.33 | 10.33 | 0 | 10.33 | 8.16 | 0 | 10.33 | 0 | 0 | 48.29 | 10.33 | 34.14 | 48.29 | 50.87 | 47.26 | 10.33 | 8.16 | 8.16 | 0 | 0 | 0 | 0 | 0 | 0 | 10.33 | 10.33 | 34.14
3014 | 10.33 | 0 | 7.91 | 10.33 | 0 | 7.91 | 10.33 | 0 | 7.91 | 10.33 | 0 | 7.91 | 10.33 | 0 | 0 | 10.33 | 0 | 0 | 20.68 | 0 | 7.91 | 37.45 | 42.42 | 34.88 | 10.33 | 0 | 7.91 | 0 | 0 | 0 | 0 | 0 | 0 | 10.33 | 0 | 7.91 | 10.33 | 7.91 | 32.95 | 10.33 | 7.91 | 32.95 | 10.33 | 7.91 | 32.95 | 10.33 | 7.91 | 32.95 | 10.33 | 7.91 | 0 | 10.33 | 0 | 0 | 48.04 | 7.91 | 34.14 | 48.04 | 50.63 | 34.14 | 10.33 | 7.91 | 7.91 | 0 | 0 | 0 | 0 | 0 | 0 | 10.33 | 7.91 | 32.95
3015 | 10.33 | 0 | 0 | 10.33 | 0 | 0 | 10.33 | 0 | 0 | 10.33 | 0 | 0 | 10.33 | 0 | 0 | 10.33 | 0 | 0 | 20.68 | 0 | 0 | 37.41 | 42.37 | 34.84 | 10.33 | 0 | 0 | 0 | 0 | 0 | 0 | 0 | 0 | 10.33 | 0 | 0 | 10.33 | 7.87 | 38.25 | 10.33 | 7.87 | 38.25 | 10.33 | 7.87 | 38.25 | 10.33 | 7.87 | 38.25 | 10.33 | 7.87 | 7.87 | 10.33 | 0 | 0 | 48 | 7.87 | 41.43 | 48 | 50.58 | 41.43 | 10.33 | 7.87 | 7.87 | 0 | 0 | 0 | 0 | 0 | 0 | 10.33 | 7.87 | 38.25
3016 | 10.33 | 0 | 28.21 | 10.33 | 0 | 28.21 | 10.33 | 0 | 28.21 | 10.33 | 0 | 28.21 | 10.33 | 0 | 7.93 | 10.33 | 0 | 0 | 10.33 | 0 | 28.21 | 37.47 | 42.43 | 34.9 | 10.33 | 0 | 7.93 | 0 | 0 | 0 | 0 | 0 | 0 | 10.33 | 0 | 28.21 | 10.33 | 10.33 | 46.17 | 10.33 | 10.33 | 46.17 | 10.33 | 10.33 | 46.17 | 10.33 | 10.33 | 46.17 | 10.33 | 7.93 | 7.93 | 10.33 | 0 | 0 | 28.09 | 10.33 | 46.17 | 48.05 | 50.64 | 47.03 | 10.33 | 7.93 | 7.93 | 0 | 0 | 0 | 0 | 10.23 | 40.52 | 10.33 | 10.33 | 46.17
3017 | 10.33 | 0 | 31.75 | 10.33 | 0 | 31.75 | 10.33 | 0 | 31.75 | 10.33 | 0 | 31.75 | 10.33 | 0 | 8.28 | 10.33 | 0 | 0 | 10.33 | 0 | 31.75 | 10.33 | 42.78 | 35.25 | 10.33 | 0 | 8.28 | 0 | 0 | 0 | 0 | 0 | 31.43 | 10.33 | 0 | 31.75 | 29.93 | 33.74 | 46.17 | 29.93 | 33.74 | 46.17 | 29.93 | 33.74 | 46.17 | 29.93 | 33.74 | 46.17 | 29.93 | 29.98 | 8.28 | 29.93 | 0 | 0 | 29.93 | 33.74 | 46.17 | 29.93 | 51 | 46.45 | 29.93 | 29.98 | 8.28 | 0 | 0 | 0 | 0 | 33.41 | 44.8 | 29.93 | 33.74 | 46.17
3018 | 32.99 | 8.5 | 35.12 | 32.99 | 8.5 | 35.12 | 32.99 | 8.5 | 35.12 | 32.99 | 8.5 | 35.12 | 32.99 | 8.5 | 26.63 | 32.99 | 8.5 | 26.63 | 32.99 | 8.51 | 35.12 | 32.99 | 43 | 35.48 | 32.99 | 8.5 | 26.63 | 32.01 | 0 | 25.57 | 32.66 | 8.42 | 34.42 | 32.99 | 8.5 | 35.12 | 46.07 | 48.14 | 47.61 | 46.07 | 48.14 | 47.61 | 46.07 | 48.14 | 47.61 | 46.07 | 48.14 | 47.61 | 46.07 | 46.27 | 47.61 | 46.07 | 42.86 | 46.34 | 46.07 | 48.14 | 47.61 | 46.07 | 48.14 | 47.61 | 46.07 | 46.27 | 47.61 | 44.7 | 41.16 | 44.8 | 45.61 | 47.66 | 47.16 | 46.07 | 48.14 | 47.61
3019 | 38.24 | 10.33 | 35.67 | 38.24 | 10.33 | 35.67 | 38.24 | 10.33 | 35.67 | 38.24 | 10.33 | 35.67 | 38.24 | 10.33 | 35.67 | 38.24 | 10.33 | 33.32 | 38.24 | 10.33 | 35.67 | 38.24 | 43.21 | 35.67 | 38.24 | 10.33 | 35.67 | 37.64 | 0 | 32.32 | 37.86 | 10.23 | 35.32 | 38.24 | 10.33 | 35.67 | 48.83 | 48.43 | 47.81 | 48.83 | 48.43 | 47.81 | 48.83 | 48.43 | 47.81 | 48.83 | 48.43 | 47.81 | 49.84 | 48.43 | 47.81 | 49.84 | 48.43 | 46.69 | 48.83 | 48.43 | 47.81 | 48.83 | 49.67 | 47.81 | 49.84 | 48.43 | 47.81 | 49.34 | 46.51 | 44.8 | 49.32 | 47.95 | 48.29 | 48.83 | 48.43 | 47.81
3020 | 38.5 | 10.3 | 35.93 | 38.5 | 10.3 | 35.93 | 38.5 | 10.3 | 35.93 | 38.5 | 10.3 | 35.93 | 38.5 | 10.3 | 35.93 | 38.5 | 10.3 | 33.32 | 38.5 | 10.3 | 35.93 | 38.5 | 43.47 | 35.93 | 38.5 | 10.3 | 35.93 | 37.73 | 0 | 32.32 | 38.12 | 10.2 | 35.58 | 38.5 | 10.3 | 35.93 | 49.09 | 49.3 | 48.07 | 49.09 | 49.3 | 48.07 | 49.09 | 49.3 | 48.07 | 49.09 | 49.3 | 48.07 | 50.09 | 49.3 | 48.07 | 50.09 | 49.3 | 46.69 | 49.09 | 49.3 | 48.07 | 49.09 | 49.3 | 48.07 | 50.09 | 49.3 | 48.07 | 49.59 | 47.34 | 44.8 | 49.59 | 48.8 | 48.55 | 49.09 | 49.3 | 48.07
3021 | 37.48 | 0 | 32.98 | 37.48 | 0 | 32.98 | 37.48 | 0 | 32.98 | 37.48 | 0 | 32.98 | 38.42 | 0 | 32.98 | 38.42 | 0 | 32.98 | 38.42 | 0 | 32.98 | 38.42 | 43.79 | 35.86 | 38.42 | 0 | 32.98 | 37.64 | 0 | 32 | 37.64 | 0 | 32.65 | 37.48 | 0 | 32.98 | 48.85 | 48.43 | 48.4 | 48.85 | 48.43 | 48.4 | 48.85 | 48.43 | 48.4 | 48.85 | 48.43 | 48.4 | 49.84 | 48.43 | 48.4 | 49.84 | 48.43 | 46.69 | 49.42 | 48.43 | 48.4 | 49.42 | 48.43 | 48.4 | 49.84 | 48.43 | 48.4 | 49.34 | 46.51 | 44.8 | 49.34 | 47.95 | 47.91 | 48.85 | 48.43 | 48.4
3022 | 26.75 | 0 | 31.75 | 26.75 | 0 | 32.6 | 26.75 | 0 | 32.6 | 26.75 | 0 | 32.6 | 26.75 | 0 | 32.6 | 26.75 | 0 | 32.6 | 26.75 | 0 | 32.6 | 26.75 | 43.64 | 35.86 | 26.75 | 0 | 32.6 | 26.48 | 0 | 31.31 | 27.02 | 0 | 32.28 | 26.75 | 0 | 31.75 | 37.67 | 47.83 | 46.68 | 37.67 | 47.83 | 46.68 | 37.67 | 47.83 | 46.68 | 37.67 | 47.83 | 46.68 | 37.67 | 47.83 | 46.68 | 37.67 | 47.83 | 46.68 | 37.67 | 47.83 | 46.68 | 37.67 | 47.83 | 46.68 | 37.67 | 47.83 | 46.68 | 37.29 | 45.47 | 44.8 | 38.05 | 47.66 | 47.15 | 37.67 | 47.83 | 46.68
3023 | 21.17 | 0 | 28.21 | 21.17 | 0 | 28.61 | 21.17 | 0 | 28.61 | 21.17 | 0 | 28.61 | 21.17 | 0 | 28.61 | 21.17 | 0 | 28.61 | 21.17 | 0 | 28.61 | 21.17 | 43.06 | 35.55 | 21.17 | 0 | 28.61 | 20.96 | 0 | 27.47 | 21.39 | 0 | 28.32 | 21.17 | 0 | 28.21 | 35.78 | 43.29 | 46.68 | 35.78 | 43.29 | 46.68 | 35.78 | 43.29 | 46.68 | 35.78 | 43.29 | 46.68 | 35.78 | 43.29 | 46.68 | 35.78 | 43.29 | 46.68 | 35.78 | 43.29 | 46.68 | 35.78 | 46.27 | 46.68 | 35.78 | 43.29 | 46.68 | 35.42 | 41.57 | 44.8 | 36.14 | 43.73 | 47.15 | 35.78 | 43.29 | 46.68
3024 | 18.29 | 0 | 28.21 | 18.29 | 0 | 28.21 | 18.29 | 0 | 28.21 | 18.29 | 0 | 28.21 | 18.29 | 0 | 28.21 | 18.29 | 0 | 28.21 | 18.29 | 0 | 28.21 | 18.29 | 0 | 28.21 | 18.29 | 0 | 28.21 | 18.1 | 0 | 27.43 | 18.47 | 0 | 27.99 | 18.29 | 0 | 28.21 | 35.78 | 42.3 | 46.68 | 35.78 | 42.3 | 46.68 | 35.78 | 42.3 | 46.68 | 35.78 | 42.3 | 46.68 | 35.78 | 42.3 | 46.68 | 35.78 | 42.3 | 46.68 | 35.78 | 42.3 | 46.68 | 35.78 | 42.3 | 46.68 | 35.78 | 42.3 | 46.68 | 35.42 | 41.03 | 44.8 | 36.14 | 42.73 | 47.15 | 35.78 | 42.3 | 46.68
3025 | 18.29 | 0 | 28.28 | 18.29 | 0 | 28.28 | 18.29 | 0 | 28.28 | 18.29 | 0 | 28.28 | 18.29 | 0 | 28.28 | 18.29 | 0 | 28.28 | 18.29 | 0 | 28.28 | 18.29 | 0 | 28.28 | 18.29 | 0 | 28.28 | 18.1 | 0 | 27.43 | 18.47 | 0 | 27.99 | 18.29 | 0 | 28.28 | 35.78 | 43.9 | 46.68 | 35.78 | 43.9 | 46.68 | 35.78 | 43.9 | 46.68 | 35.78 | 43.9 | 46.68 | 35.78 | 43.9 | 46.68 | 35.78 | 43.9 | 46.68 | 35.78 | 43.9 | 46.68 | 35.78 | 43.9 | 46.68 | 35.78 | 43.9 | 46.68 | 35.42 | 42.16 | 44.8 | 36.14 | 44.34 | 47.15 | 35.78 | 43.9 | 46.68
3026 | 21.17 | 0 | 31.75 | 21.17 | 0 | 31.75 | 21.17 | 0 | 31.75 | 21.17 | 0 | 31.75 | 21.17 | 0 | 31.64 | 21.17 | 0 | 31.64 | 21.17 | 0 | 31.75 | 21.17 | 0 | 31.75 | 21.17 | 0 | 31.64 | 20.96 | 0 | 30.69 | 21.39 | 0 | 32.07 | 21.17 | 0 | 31.75 | 35.78 | 47.35 | 47.13 | 35.78 | 47.35 | 47.13 | 35.78 | 47.35 | 47.13 | 35.78 | 47.35 | 47.13 | 35.78 | 47.35 | 46.68 | 35.78 | 47.35 | 46.68 | 35.78 | 47.35 | 47.13 | 35.78 | 47.35 | 47.13 | 35.78 | 47.35 | 46.68 | 35.42 | 45.94 | 43.6 | 36.14 | 47.66 | 47.6 | 35.78 | 47.35 | 47.13
3027 | 26.75 | 0 | 34.77 | 26.75 | 0 | 34.77 | 26.75 | 0 | 34.77 | 26.75 | 0 | 34.77 | 26.75 | 0 | 32.65 | 26.75 | 0 | 32.65 | 26.75 | 0 | 34.77 | 26.75 | 0 | 34.77 | 26.75 | 0 | 32.65 | 26.48 | 0 | 31.68 | 27.02 | 0 | 34.42 | 26.75 | 0 | 34.77 | 45.72 | 48.43 | 47.18 | 45.72 | 48.43 | 47.18 | 45.72 | 48.43 | 47.18 | 45.72 | 48.43 | 47.18 | 45.72 | 48.43 | 46.68 | 45.72 | 48.43 | 46.68 | 45.72 | 48.43 | 47.18 | 45.72 | 48.43 | 47.18 | 45.72 | 48.43 | 46.68 | 45.26 | 46.51 | 43.6 | 46.18 | 47.95 | 47.66 | 45.72 | 48.43 | 47.18
3028 | 37.76 | 10.33 | 35.19 | 37.76 | 10.33 | 35.19 | 37.76 | 10.33 | 35.19 | 37.76 | 10.33 | 35.19 | 37.76 | 8.22 | 32.93 | 37.76 | 0 | 32.93 | 37.76 | 10.33 | 35.19 | 37.76 | 10.33 | 35.19 | 37.76 | 8.22 | 32.93 | 37.38 | 0 | 31.94 | 38.14 | 10.22 | 34.84 | 37.76 | 10.33 | 35.19 | 48.35 | 48.43 | 47.32 | 48.35 | 48.43 | 47.32 | 48.35 | 48.43 | 47.32 | 48.35 | 48.43 | 47.32 | 48.35 | 47.95 | 46.34 | 48.35 | 47.95 | 46.34 | 48.35 | 48.43 | 47.32 | 48.35 | 48.43 | 47.32 | 48.35 | 47.95 | 46.34 | 48.84 | 46.51 | 44.8 | 49.34 | 47.95 | 47.8 | 48.35 | 48.43 | 47.32
3029 | 38.34 | 26.12 | 35.77 | 38.34 | 26.12 | 35.77 | 38.34 | 26.12 | 35.77 | 38.34 | 26.12 | 35.77 | 38.34 | 8.8 | 33.27 | 38.34 | 0 | 33.27 | 38.34 | 26.12 | 35.77 | 38.34 | 43.3 | 35.77 | 38.34 | 8.8 | 33.27 | 38.73 | 0 | 32.27 | 39.52 | 25.86 | 35.42 | 38.34 | 26.12 | 35.77 | 48.93 | 51.19 | 47.91 | 48.93 | 51.19 | 47.91 | 48.93 | 51.19 | 47.91 | 48.93 | 51.19 | 47.91 | 51.55 | 50.27 | 46.68 | 51.55 | 50.27 | 46.68 | 48.93 | 51.19 | 47.91 | 48.93 | 51.19 | 47.91 | 51.55 | 50.27 | 46.68 | 52.07 | 48.28 | 44.8 | 53.14 | 50.77 | 48.39 | 48.93 | 51.19 | 47.91
3030 | 39.16 | 44.12 | 36.59 | 39.16 | 44.12 | 36.59 | 39.16 | 44.12 | 36.59 | 39.16 | 44.12 | 36.59 | 39.16 | 25.83 | 33.6 | 39.86 | 25.82 | 33.6 | 39.16 | 44.12 | 36.59 | 39.16 | 44.12 | 36.59 | 39.16 | 25.83 | 33.6 | 42.14 | 0 | 32.27 | 43 | 43.68 | 36.22 | 39.16 | 44.12 | 36.59 | 49.74 | 52.33 | 48.72 | 49.74 | 52.33 | 48.72 | 49.74 | 52.33 | 48.72 | 49.74 | 52.33 | 48.72 | 52.37 | 50.27 | 46.68 | 55.32 | 50.27 | 46.68 | 49.74 | 52.33 | 48.72 | 49.74 | 52.33 | 48.72 | 52.37 | 50.27 | 46.68 | 55.88 | 48.28 | 44.8 | 61.46 | 51.81 | 48.61 | 49.74 | 52.33 | 50.8
3031 | 40.04 | 45 | 37.47 | 40.04 | 45 | 37.47 | 40.04 | 45 | 37.47 | 40.04 | 45 | 37.47 | 40.04 | 25.94 | 32.6 | 40.74 | 25.94 | 32.6 | 40.04 | 45 | 37.47 | 40.04 | 45 | 37.47 | 40.04 | 25.94 | 32.6 | 45.62 | 0 | 31.63 | 44.71 | 0 | 34.42 | 40.04 | 45 | 37.47 | 50.63 | 53.21 | 49.6 | 50.63 | 53.21 | 49.6 | 50.63 | 53.21 | 49.6 | 50.63 | 53.21 | 49.6 | 53.25 | 48.32 | 46.34 | 56.21 | 48.32 | 46.34 | 50.63 | 53.21 | 49.6 | 50.63 | 53.21 | 49.6 | 53.25 | 48.32 | 46.34 | 59.94 | 46.4 | 44.8 | 59.94 | 52.68 | 47.81 | 50.63 | 53.21 | 49.6
3032 | 40.53 | 45.49 | 37.96 | 40.53 | 45.49 | 37.96 | 40.53 | 45.49 | 37.96 | 40.53 | 45.49 | 37.96 | 40.53 | 25.82 | 25.91 | 41.23 | 25.82 | 24.53 | 40.53 | 45.49 | 37.96 | 40.53 | 45.49 | 37.96 | 40.53 | 25.82 | 25.91 | 41.65 | 0 | 0 | 40.93 | 0 | 0 | 40.53 | 45.49 | 37.96 | 51.11 | 53.7 | 50.09 | 51.11 | 53.7 | 50.09 | 51.11 | 53.7 | 50.09 | 51.11 | 53.7 | 50.09 | 52.83 | 37.32 | 35.37 | 52.83 | 37.32 | 35.37 | 51.11 | 53.7 | 50.09 | 51.11 | 53.7 | 50.09 | 52.83 | 37.32 | 35.37 | 52.29 | 35.12 | 34.16 | 51.63 | 47.66 | 44.8 | 51.11 | 53.7 | 50.09
3033 | 40.47 | 45.43 | 37.9 | 40.47 | 45.43 | 37.9 | 40.47 | 45.43 | 37.9 | 40.47 | 45.43 | 37.9 | 40.47 | 10.93 | 9.7 | 40.47 | 10.93 | 9.7 | 40.47 | 45.43 | 37.9 | 40.47 | 45.43 | 37.9 | 40.47 | 10.93 | 10.93 | 39.65 | 0 | 0 | 40.06 | 0 | 0 | 40.47 | 45.43 | 37.9 | 51.06 | 49.63 | 50.03 | 51.06 | 49.63 | 50.03 | 51.06 | 49.63 | 50.03 | 51.06 | 49.63 | 46.86 | 51.06 | 29.98 | 0 | 51.06 | 29.98 | 0 | 51.06 | 49.63 | 50.03 | 51.06 | 49.63 | 50.03 | 51.06 | 29.98 | 0 | 37.64 | 0 | 0 | 38.41 | 0 | 0 | 51.06 | 49.63 | 50.03
3034 | 40.29 | 25.6 | 37.72 | 40.29 | 25.6 | 37.72 | 40.29 | 25.6 | 37.72 | 40.29 | 25.6 | 37.72 | 40.29 | 10.75 | 0 | 40.29 | 10.75 | 0 | 40.29 | 25.6 | 37.72 | 40.29 | 45.26 | 37.72 | 40.29 | 10.75 | 10.75 | 29.74 | 0 | 0 | 30.35 | 0 | 0 | 40.29 | 25.6 | 37.72 | 50.88 | 48.67 | 49.34 | 50.88 | 48.67 | 49.34 | 50.88 | 48.67 | 49.34 | 50.88 | 48.67 | 46.17 | 50.88 | 10.75 | 0 | 50.88 | 10.75 | 0 | 50.88 | 48.67 | 49.34 | 50.88 | 48.67 | 49.34 | 50.88 | 10.75 | 0 | 26.66 | 0 | 0 | 27.2 | 0 | 0 | 50.88 | 48.67 | 49.34
3035 | 40.24 | 10.35 | 37.67 | 40.24 | 10.35 | 37.67 | 40.24 | 10.35 | 37.67 | 40.24 | 10.35 | 37.67 | 40.24 | 10.35 | 0 | 40.24 | 10.34 | 0 | 40.24 | 10.35 | 37.67 | 40.24 | 45.2 | 37.67 | 40.24 | 10.35 | 10.7 | 5.2 | 0 | 0 | 5.31 | 0 | 0 | 40.24 | 10.35 | 37.67 | 50.82 | 48.43 | 46.17 | 50.82 | 48.43 | 46.17 | 50.82 | 48.43 | 46.17 | 50.82 | 48.43 | 44.78 | 50.82 | 10.7 | 0 | 50.82 | 10.7 | 0 | 50.82 | 48.43 | 49.34 | 50.82 | 53.41 | 49.34 | 50.82 | 10.7 | 0 | 12.33 | 0 | 0 | 12.59 | 0 | 0 | 50.82 | 48.43 | 46.17
3036 | 40.09 | 10.33 | 37.52 | 40.09 | 10.33 | 37.52 | 40.09 | 10.33 | 37.52 | 40.09 | 10.33 | 37.52 | 40.09 | 10.33 | 0 | 40.09 | 10.33 | 0 | 40.09 | 10.55 | 37.52 | 40.09 | 45.05 | 37.52 | 40.09 | 10.55 | 10.55 | 5.2 | 0 | 0 | 5.31 | 0 | 0 | 40.09 | 10.33 | 37.52 | 50.68 | 48.43 | 46.17 | 50.68 | 48.43 | 46.17 | 50.68 | 48.43 | 46.17 | 50.68 | 48.43 | 44.78 | 50.68 | 10.55 | 0 | 50.68 | 10.55 | 0 | 50.68 | 48.43 | 49.34 | 50.68 | 53.27 | 49.65 | 50.68 | 10.55 | 0 | 12.33 | 0 | 0 | 12.59 | 0 | 0 | 50.68 | 48.43 | 46.17
3037 | 39.88 | 10.33 | 37.31 | 39.88 | 10.33 | 37.31 | 39.88 | 10.33 | 37.31 | 39.88 | 10.33 | 37.31 | 39.88 | 10.33 | 0 | 39.88 | 10.33 | 0 | 39.88 | 10.34 | 37.31 | 39.88 | 44.84 | 37.31 | 39.88 | 10.34 | 10.34 | 5.2 | 0 | 0 | 5.31 | 0 | 0 | 39.88 | 10.33 | 37.31 | 47.98 | 48.43 | 46.17 | 47.98 | 48.43 | 46.17 | 47.98 | 48.43 | 46.17 | 47.98 | 48.43 | 44.78 | 47.98 | 10.34 | 0 | 47.98 | 10.34 | 0 | 50.47 | 48.43 | 49.34 | 50.47 | 53.06 | 49.34 | 47.98 | 10.34 | 0 | 12.33 | 0 | 0 | 12.59 | 0 | 0 | 47.98 | 48.43 | 46.17
3038 | 39.7 | 10.33 | 37.14 | 39.7 | 10.33 | 37.14 | 39.7 | 10.33 | 37.14 | 39.7 | 10.33 | 37.14 | 39.7 | 10.16 | 0 | 39.7 | 10.14 | 0 | 39.7 | 10.33 | 37.14 | 39.7 | 44.67 | 37.14 | 39.7 | 10.16 | 10.16 | 28.95 | 0 | 0 | 29.54 | 0 | 0 | 39.7 | 10.33 | 37.14 | 50.29 | 48.43 | 46.17 | 50.29 | 48.43 | 46.17 | 50.29 | 48.43 | 46.17 | 50.29 | 48.43 | 46.17 | 50.29 | 10.16 | 0 | 50.29 | 10.16 | 0 | 50.29 | 48.43 | 49.27 | 50.29 | 52.88 | 49.27 | 50.29 | 10.16 | 0 | 19.01 | 0 | 0 | 19.4 | 0 | 0 | 50.29 | 48.43 | 46.17
3039 | 39.46 | 10.34 | 36.9 | 39.46 | 10.34 | 36.9 | 39.46 | 10.34 | 36.9 | 39.46 | 10.34 | 36.9 | 39.46 | 9.93 | 0 | 39.46 | 9.92 | 0 | 39.46 | 10.34 | 36.9 | 39.46 | 44.43 | 36.9 | 39.46 | 9.93 | 9.92 | 30.04 | 0 | 0 | 30.96 | 0 | 0 | 39.46 | 10.34 | 36.9 | 50.05 | 48.43 | 49.03 | 50.05 | 48.43 | 49.03 | 50.05 | 48.43 | 49.03 | 50.05 | 48.43 | 46.17 | 50.05 | 29.98 | 9.92 | 50.05 | 29.98 | 9.92 | 50.05 | 48.43 | 49.03 | 50.05 | 52.64 | 49.03 | 50.05 | 29.98 | 9.92 | 37.26 | 0 | 0 | 38.4 | 0 | 44.8 | 50.05 | 48.43 | 49.03
3040 | 39.25 | 25.83 | 36.68 | 39.25 | 25.83 | 36.68 | 39.25 | 25.83 | 36.68 | 39.25 | 25.83 | 36.68 | 39.25 | 25.82 | 23.56 | 39.95 | 25.82 | 22.85 | 39.25 | 25.83 | 36.68 | 39.25 | 44.21 | 36.68 | 39.25 | 25.82 | 23.56 | 39.95 | 0 | 0 | 39.64 | 0 | 34.42 | 39.25 | 25.83 | 36.68 | 49.83 | 49.63 | 48.81 | 49.83 | 49.63 | 48.81 | 49.83 | 49.63 | 48.81 | 49.83 | 49.63 | 48.81 | 50.88 | 37.43 | 42.67 | 50.88 | 37.43 | 42.67 | 49.83 | 49.63 | 48.81 | 49.83 | 52.42 | 48.81 | 50.88 | 37.43 | 42.67 | 50.36 | 35.22 | 36.46 | 50.34 | 49.13 | 44.8 | 49.83 | 49.63 | 48.81
3041 | 39.29 | 27.38 | 36.72 | 39.29 | 27.38 | 36.72 | 39.29 | 27.38 | 36.72 | 39.29 | 27.38 | 36.72 | 39.29 | 27.11 | 35.65 | 39.99 | 27.11 | 35.65 | 39.29 | 27.38 | 36.72 | 39.29 | 44.25 | 36.72 | 39.29 | 27.11 | 35.65 | 40.64 | 26.56 | 34.42 | 39.83 | 27.11 | 36.35 | 39.29 | 27.38 | 36.72 | 49.87 | 52.46 | 48.85 | 49.87 | 52.46 | 48.85 | 49.87 | 52.46 | 48.85 | 49.87 | 52.46 | 48.85 | 52.5 | 49.63 | 48.85 | 55.45 | 49.63 | 48.85 | 49.87 | 52.46 | 48.85 | 49.87 | 52.46 | 48.85 | 52.5 | 49.63 | 48.85 | 55.85 | 47.66 | 44.8 | 55.85 | 51.94 | 48.36 | 49.87 | 52.46 | 48.85
3042 | 39.31 | 44.28 | 36.75 | 39.31 | 44.28 | 36.75 | 39.31 | 44.28 | 36.75 | 39.31 | 44.28 | 36.75 | 39.31 | 45.31 | 36.59 | 40.02 | 45.31 | 36.59 | 39.31 | 44.28 | 36.75 | 39.31 | 44.28 | 36.75 | 39.31 | 45.31 | 36.59 | 48.64 | 44.86 | 35.14 | 48.64 | 45.77 | 36.96 | 39.31 | 44.28 | 36.75 | 49.9 | 52.49 | 48.88 | 49.9 | 52.49 | 48.88 | 49.9 | 52.49 | 48.88 | 49.9 | 52.49 | 48.88 | 52.53 | 52.49 | 48.88 | 55.48 | 52.49 | 48.88 | 49.9 | 52.49 | 48.88 | 49.9 | 52.49 | 48.88 | 52.53 | 52.49 | 48.88 | 66.03 | 50.42 | 44.8 | 66.03 | 53.02 | 49.37 | 49.9 | 52.49 | 51.3
3043 | 39.25 | 44.22 | 36.68 | 39.25 | 44.22 | 36.68 | 39.25 | 44.22 | 36.68 | 39.25 | 44.22 | 36.68 | 39.25 | 45.77 | 36.59 | 39.96 | 45.77 | 36.59 | 39.25 | 44.22 | 36.68 | 39.25 | 44.22 | 36.68 | 39.25 | 45.77 | 36.59 | 49.42 | 45.32 | 35.14 | 49.42 | 46.24 | 36.96 | 39.25 | 44.22 | 36.68 | 49.84 | 52.43 | 48.82 | 49.84 | 52.43 | 48.82 | 49.84 | 52.43 | 48.82 | 49.84 | 52.43 | 48.82 | 52.46 | 52.43 | 48.82 | 55.42 | 52.43 | 48.82 | 49.84 | 52.43 | 48.82 | 49.84 | 52.43 | 48.82 | 52.46 | 52.43 | 48.82 | 66.61 | 50.58 | 44.8 | 66.61 | 52.96 | 49.31 | 49.84 | 52.43 | 51.3
3044 | 39.34 | 44.31 | 36.77 | 39.34 | 44.31 | 36.77 | 39.34 | 44.31 | 36.77 | 39.34 | 44.31 | 36.77 | 39.34 | 45.78 | 36.77 | 40.05 | 45.78 | 36.59 | 39.34 | 44.31 | 36.77 | 39.34 | 44.31 | 36.77 | 39.34 | 45.78 | 36.77 | 48.77 | 45.32 | 35.14 | 48.77 | 46.24 | 36.96 | 39.34 | 44.31 | 36.77 | 49.93 | 52.52 | 48.9 | 49.93 | 52.52 | 48.9 | 49.93 | 52.52 | 48.9 | 49.93 | 52.52 | 48.9 | 52.55 | 52.52 | 48.9 | 55.51 | 52.52 | 48.9 | 49.93 | 52.52 | 48.9 | 49.93 | 52.52 | 48.9 | 52.55 | 52.52 | 48.9 | 66.61 | 50.58 | 44.8 | 66.61 | 53.05 | 49.4 | 49.93 | 52.52 | 51.3
3045 | 39.49 | 44.46 | 36.92 | 39.49 | 44.46 | 36.92 | 39.49 | 44.46 | 36.92 | 39.49 | 44.46 | 36.92 | 39.49 | 45.77 | 36.92 | 40.2 | 45.77 | 36.59 | 39.49 | 44.46 | 36.92 | 39.49 | 44.46 | 36.92 | 39.49 | 45.77 | 36.92 | 45 | 45.32 | 35.14 | 45 | 45.78 | 36.96 | 39.49 | 44.46 | 36.92 | 50.08 | 52.67 | 49.06 | 50.08 | 52.67 | 49.06 | 50.08 | 52.67 | 49.06 | 50.08 | 52.67 | 49.06 | 52.7 | 52.67 | 49.06 | 55.66 | 52.67 | 49.06 | 50.08 | 52.67 | 49.06 | 50.08 | 52.67 | 49.06 | 52.7 | 52.67 | 49.06 | 63.36 | 50.58 | 44.8 | 63.36 | 53.2 | 49.55 | 50.08 | 52.67 | 49.06
3046 | 39.21 | 44.18 | 36.64 | 39.21 | 44.18 | 36.64 | 39.21 | 44.18 | 36.64 | 39.21 | 44.18 | 36.64 | 39.21 | 45.08 | 36.59 | 39.92 | 45.08 | 36.59 | 39.21 | 44.18 | 36.64 | 39.21 | 44.18 | 36.64 | 39.21 | 45.08 | 36.59 | 40.74 | 44.62 | 35.14 | 39.93 | 45.09 | 36.96 | 39.21 | 44.18 | 36.64 | 49.8 | 52.08 | 48.78 | 49.8 | 52.08 | 48.78 | 49.8 | 52.08 | 48.78 | 49.8 | 52.08 | 48.78 | 52.42 | 52.08 | 48.78 | 55.38 | 52.08 | 48.78 | 49.8 | 52.08 | 48.78 | 49.8 | 52.39 | 48.78 | 52.42 | 52.08 | 48.78 | 58.15 | 49.9 | 44.8 | 58.15 | 52.6 | 49.27 | 49.8 | 52.08 | 48.78
3047 | 36.59 | 41.69 | 36.03 | 36.59 | 41.69 | 36.03 | 36.59 | 41.69 | 36.03 | 36.59 | 41.69 | 36.03 | 37.71 | 41.69 | 36.03 | 37.71 | 41.69 | 36.03 | 37.71 | 41.69 | 36.03 | 38.6 | 43.57 | 36.03 | 37.71 | 41.69 | 36.03 | 37.32 | 41.27 | 35.14 | 36.96 | 42.11 | 35.86 | 36.59 | 41.69 | 36.03 | 48.3 | 51.61 | 48.17 | 48.3 | 51.61 | 48.17 | 48.3 | 51.61 | 48.17 | 48.3 | 51.61 | 48.17 | 50.8 | 51.61 | 48.17 | 50.8 | 51.61 | 48.17 | 49.19 | 51.61 | 48.17 | 49.19 | 51.78 | 48.17 | 50.8 | 51.61 | 48.17 | 50.29 | 49.9 | 44.8 | 49.29 | 52.13 | 48.65 | 48.3 | 51.61 | 48.17
3048 | 36.22 | 41.68 | 35.61 | 36.22 | 41.68 | 35.61 | 36.22 | 41.68 | 35.61 | 36.22 | 41.68 | 35.61 | 37.69 | 41.68 | 35.61 | 37.69 | 41.68 | 35.61 | 37.69 | 41.68 | 35.61 | 38.18 | 43.15 | 35.61 | 37.69 | 41.68 | 35.61 | 37.32 | 41.27 | 35.14 | 36.59 | 42.1 | 35.86 | 36.22 | 41.68 | 35.61 | 48.17 | 51.19 | 47.75 | 48.17 | 51.19 | 47.75 | 48.17 | 51.19 | 47.75 | 48.17 | 51.19 | 47.75 | 50.8 | 51.19 | 47.75 | 50.8 | 51.19 | 47.75 | 48.77 | 51.19 | 47.75 | 48.77 | 51.36 | 47.75 | 50.8 | 51.19 | 47.75 | 50.29 | 49.9 | 44.8 | 49.29 | 51.71 | 48.23 | 48.17 | 51.19 | 47.75
3049 | 36.22 | 41.27 | 35.02 | 36.22 | 41.27 | 35.02 | 36.22 | 41.27 | 35.02 | 36.22 | 41.27 | 35.02 | 36.96 | 41.27 | 35.02 | 36.96 | 41.27 | 35.02 | 36.96 | 41.27 | 35.02 | 37.59 | 42.56 | 35.02 | 36.96 | 41.27 | 35.02 | 36.59 | 41.27 | 34.67 | 36.59 | 41.69 | 35.37 | 36.22 | 41.27 | 35.02 | 48.18 | 50.77 | 47.15 | 48.18 | 50.77 | 47.15 | 48.18 | 50.77 | 47.15 | 48.18 | 50.77 | 47.15 | 49.79 | 50.77 | 47.15 | 49.79 | 50.77 | 47.15 | 48.18 | 50.77 | 47.15 | 48.18 | 50.77 | 47.15 | 49.79 | 50.77 | 47.15 | 49.29 | 49.13 | 44.8 | 49.29 | 51.28 | 47.64 | 48.18 | 50.77 | 47.15
3050 | 36.22 | 41.28 | 34.83 | 36.22 | 41.28 | 34.83 | 36.22 | 41.28 | 34.83 | 36.22 | 41.28 | 34.83 | 36.96 | 41.28 | 34.83 | 36.96 | 41.28 | 34.83 | 36.96 | 41.28 | 34.83 | 37.4 | 42.37 | 34.83 | 36.96 | 41.28 | 34.83 | 36.59 | 41.28 | 34.49 | 36.59 | 41.69 | 35.19 | 36.22 | 41.28 | 34.83 | 47.99 | 50.58 | 46.97 | 47.99 | 50.58 | 46.97 | 47.99 | 50.58 | 46.97 | 47.99 | 50.58 | 46.97 | 49.79 | 50.58 | 46.97 | 49.79 | 50.58 | 46.97 | 47.99 | 50.58 | 46.97 | 47.99 | 50.58 | 46.97 | 49.79 | 50.58 | 46.97 | 49.29 | 50.01 | 44.8 | 49.29 | 51.09 | 47.64 | 47.99 | 50.58 | 46.97
3051 | 36.94 | 41.38 | 34.72 | 36.94 | 41.38 | 34.72 | 36.94 | 41.38 | 34.72 | 36.94 | 41.38 | 34.72 | 37.29 | 41.38 | 34.72 | 37.29 | 41.38 | 34.72 | 37.29 | 41.38 | 34.72 | 37.29 | 42.26 | 34.72 | 37.29 | 41.38 | 34.72 | 36.92 | 41.38 | 34.42 | 37.32 | 41.8 | 35.12 | 36.94 | 41.38 | 34.72 | 47.88 | 50.47 | 46.86 | 47.88 | 50.47 | 46.86 | 47.88 | 50.47 | 46.86 | 47.88 | 50.47 | 46.86 | 49.79 | 50.47 | 46.86 | 49.79 | 50.47 | 46.86 | 47.88 | 50.47 | 46.86 | 47.88 | 50.47 | 46.86 | 49.79 | 50.47 | 46.86 | 49.29 | 49.96 | 46.39 | 49.29 | 50.98 | 47.64 | 47.88 | 50.47 | 46.86
3052 | 37.42 | 42.38 | 34.85 | 37.42 | 42.38 | 34.85 | 37.42 | 42.38 | 34.85 | 37.42 | 42.38 | 34.85 | 37.42 | 42.38 | 34.85 | 37.47 | 42.38 | 34.85 | 37.42 | 42.38 | 34.85 | 37.42 | 42.39 | 34.85 | 37.42 | 42.38 | 34.85 | 37.84 | 42.32 | 34.5 | 37.84 | 42.81 | 35.2 | 37.42 | 42.38 | 34.85 | 48.01 | 50.6 | 46.98 | 48.01 | 50.6 | 46.98 | 48.01 | 50.6 | 46.98 | 48.01 | 50.6 | 46.98 | 50.63 | 50.6 | 46.98 | 50.89 | 50.6 | 46.98 | 48.01 | 50.6 | 46.98 | 48.01 | 50.6 | 46.98 | 50.63 | 50.6 | 46.98 | 51.4 | 50.09 | 46.51 | 51.4 | 51.11 | 47.64 | 48.01 | 50.6 | 46.98
3053 | 38.04 | 43 | 35.47 | 38.04 | 43 | 35.47 | 38.04 | 43 | 35.47 | 38.04 | 43 | 35.47 | 38.04 | 43.01 | 35.47 | 38.74 | 44.85 | 35.47 | 38.04 | 43 | 35.47 | 38.04 | 43 | 35.47 | 38.04 | 43.01 | 35.47 | 44.5 | 44.86 | 35.14 | 45 | 45.78 | 35.85 | 38.04 | 43 | 35.47 | 48.62 | 51.21 | 47.6 | 48.62 | 51.21 | 47.6 | 48.62 | 51.21 | 47.6 | 48.62 | 51.21 | 47.6 | 51.25 | 51.21 | 47.6 | 54.2 | 51.21 | 47.6 | 48.62 | 51.21 | 47.6 | 48.62 | 51.21 | 47.6 | 51.25 | 51.21 | 47.6 | 64 | 50.7 | 47.15 | 65.3 | 51.73 | 48.61 | 48.62 | 51.21 | 51.3
3054 | 38.92 | 43.89 | 36.35 | 38.92 | 43.89 | 36.35 | 38.92 | 43.89 | 36.35 | 38.92 | 43.89 | 36.35 | 38.92 | 45.77 | 36.35 | 39.63 | 45.78 | 36.35 | 38.92 | 43.89 | 36.35 | 38.92 | 43.89 | 36.35 | 38.92 | 45.77 | 36.35 | 50.75 | 45.78 | 35.49 | 50.75 | 45.78 | 36.72 | 38.92 | 43.89 | 36.35 | 49.51 | 52.1 | 48.49 | 49.51 | 52.1 | 48.49 | 49.51 | 52.1 | 48.49 | 49.51 | 52.1 | 48.49 | 52.13 | 52.1 | 48.49 | 55.09 | 52.1 | 48.49 | 49.51 | 52.1 | 48.49 | 49.51 | 52.1 | 48.49 | 52.13 | 52.1 | 48.49 | 67.99 | 51.58 | 47.64 | 69.37 | 52.63 | 48.98 | 49.51 | 52.1 | 51.3
3055 | 39.84 | 44.81 | 37.27 | 39.84 | 44.81 | 37.27 | 39.84 | 44.81 | 37.27 | 39.84 | 44.81 | 37.27 | 39.84 | 45.78 | 36.59 | 40.55 | 45.78 | 36.59 | 39.84 | 44.81 | 37.27 | 39.84 | 44.81 | 37.27 | 39.84 | 45.78 | 36.59 | 50.75 | 45.78 | 35.49 | 50.75 | 45.78 | 36.9 | 39.84 | 44.81 | 37.27 | 50.43 | 53.02 | 49.41 | 50.43 | 53.02 | 49.41 | 50.43 | 53.02 | 49.41 | 50.43 | 53.02 | 49.41 | 53.05 | 53.02 | 49.41 | 56.01 | 53.02 | 49.41 | 50.43 | 53.02 | 49.41 | 50.43 | 53.02 | 49.41 | 53.05 | 53.02 | 49.41 | 69.37 | 51.6 | 47.64 | 67.99 | 53.2 | 48.91 | 50.43 | 53.02 | 51.3
3056 | 40.33 | 45.3 | 37.76 | 40.33 | 45.3 | 37.76 | 40.33 | 45.3 | 37.76 | 40.33 | 45.3 | 37.76 | 40.33 | 45.77 | 35.49 | 41.04 | 45.78 | 35.49 | 40.33 | 45.3 | 37.76 | 40.33 | 45.3 | 37.76 | 40.33 | 45.78 | 35.49 | 50.75 | 45.32 | 34.42 | 50.75 | 45.32 | 35.12 | 40.33 | 45.3 | 37.76 | 50.92 | 53.51 | 49.9 | 50.92 | 52.6 | 49.9 | 50.92 | 52.6 | 49.9 | 50.92 | 52.6 | 49.9 | 53.54 | 52.6 | 49.61 | 56.5 | 52.6 | 49.61 | 50.92 | 52.6 | 49.9 | 50.92 | 53.51 | 49.9 | 53.54 | 52.6 | 49.61 | 66.19 | 51.03 | 47.16 | 64.87 | 52.08 | 48.12 | 50.92 | 53.51 | 49.9
3057 | 40.23 | 39.65 | 37.66 | 40.23 | 39.65 | 37.66 | 40.23 | 39.65 | 37.66 | 40.23 | 39.65 | 37.66 | 40.23 | 39.65 | 33.55 | 40.93 | 39.65 | 33.55 | 40.23 | 39.65 | 37.66 | 40.23 | 45.19 | 37.66 | 40.23 | 39.65 | 33.55 | 44.95 | 35.03 | 33.21 | 44.05 | 35.74 | 32.55 | 40.23 | 39.65 | 37.66 | 50.82 | 50.4 | 49.79 | 50.82 | 50.4 | 49.79 | 50.82 | 50.4 | 49.79 | 50.82 | 50.4 | 49.79 | 53.44 | 50.4 | 47.65 | 56.4 | 50.4 | 47.65 | 50.82 | 50.4 | 49.79 | 50.82 | 53.4 | 49.79 | 53.44 | 50.4 | 47.65 | 60.41 | 46.23 | 44.8 | 59.21 | 47.17 | 44.8 | 50.82 | 50.4 | 49.79
3058 | 40.11 | 25.6 | 37.54 | 40.11 | 25.6 | 37.54 | 40.11 | 25.6 | 37.54 | 40.11 | 25.6 | 37.54 | 40.11 | 25.6 | 33.55 | 40.81 | 25.6 | 33.55 | 40.11 | 25.6 | 37.54 | 40.11 | 45.07 | 37.54 | 40.11 | 25.6 | 33.55 | 41.77 | 12.96 | 25.05 | 40.93 | 12.7 | 24.55 | 40.11 | 25.6 | 37.54 | 50.7 | 49.76 | 46.17 | 50.7 | 49.42 | 46.17 | 50.7 | 49.42 | 46.17 | 50.7 | 49.42 | 46.17 | 53.32 | 49.13 | 46.17 | 53.32 | 49.13 | 46.17 | 50.7 | 49.42 | 49.34 | 50.7 | 53.29 | 49.67 | 53.32 | 49.13 | 46.17 | 52.79 | 36.53 | 43.9 | 51.73 | 35.8 | 44.8 | 50.7 | 49.76 | 46.17
3059 | 40.03 | 13.11 | 37.46 | 40.03 | 13.11 | 37.46 | 40.03 | 13.11 | 37.46 | 40.03 | 13.11 | 37.46 | 40.03 | 13.11 | 31.99 | 40.39 | 13.11 | 31.99 | 40.03 | 13.11 | 37.46 | 40.03 | 44.99 | 37.46 | 40.03 | 13.11 | 31.99 | 39.98 | 12.33 | 0 | 39.98 | 12.33 | 0 | 40.03 | 13.11 | 37.46 | 50.61 | 48.43 | 46.17 | 50.61 | 48.43 | 46.17 | 50.61 | 48.43 | 46.17 | 50.61 | 48.43 | 46.17 | 52.39 | 48.43 | 43.9 | 52.39 | 48.43 | 43.9 | 50.61 | 48.43 | 49.34 | 50.61 | 53.2 | 49.59 | 52.39 | 48.43 | 43.9 | 51.33 | 35.22 | 33.28 | 51.13 | 34.51 | 33.96 | 50.61 | 48.43 | 46.17
3060 | 39.8 | 12.84 | 37.23 | 39.8 | 12.84 | 37.23 | 39.8 | 12.84 | 37.23 | 39.8 | 12.84 | 37.23 | 39.8 | 12.84 | 31.35 | 39.98 | 12.84 | 31.35 | 39.8 | 12.84 | 37.23 | 39.8 | 44.77 | 37.23 | 39.8 | 12.84 | 31.35 | 39.58 | 12.33 | 0 | 39.58 | 12.33 | 0 | 39.8 | 12.84 | 37.23 | 50.39 | 48.43 | 46.17 | 50.39 | 48.43 | 46.17 | 50.39 | 48.43 | 46.17 | 50.39 | 48.43 | 46.17 | 52.11 | 48.43 | 43.6 | 52.11 | 48.43 | 43.6 | 50.39 | 48.43 | 46.45 | 50.39 | 52.98 | 49.37 | 52.11 | 48.43 | 43.6 | 51.33 | 34.09 | 33.28 | 50.9 | 33.41 | 33.96 | 50.39 | 48.43 | 46.17
3061 | 39.66 | 12.84 | 37.09 | 39.66 | 12.84 | 37.09 | 39.66 | 12.84 | 37.09 | 39.66 | 12.84 | 37.09 | 39.66 | 12.84 | 31.35 | 39.66 | 12.84 | 31.35 | 39.66 | 12.84 | 37.09 | 39.66 | 44.62 | 37.09 | 39.66 | 12.84 | 31.35 | 39.58 | 12.33 | 0 | 39.26 | 12.33 | 0 | 39.66 | 12.84 | 37.09 | 50.25 | 48.43 | 46.17 | 50.25 | 48.43 | 46.17 | 50.25 | 48.43 | 46.17 | 50.25 | 48.43 | 46.17 | 52.11 | 48.43 | 43.9 | 52.11 | 48.43 | 43.9 | 50.25 | 48.43 | 46.45 | 50.25 | 52.83 | 49.22 | 52.11 | 48.43 | 43.9 | 51.33 | 34.09 | 33.28 | 50.75 | 33.41 | 33.96 | 50.25 | 48.43 | 46.17
3062 | 39.47 | 12.84 | 36.37 | 39.47 | 12.84 | 36.37 | 39.47 | 12.84 | 36.37 | 39.47 | 12.84 | 36.37 | 39.47 | 12.84 | 33.55 | 39.47 | 12.84 | 33.55 | 39.47 | 12.84 | 36.37 | 39.47 | 44.43 | 36.9 | 39.47 | 12.84 | 33.55 | 39.86 | 12.58 | 0 | 39.19 | 12.58 | 0 | 39.47 | 12.84 | 36.37 | 50.05 | 46.27 | 46.17 | 50.05 | 46.27 | 46.17 | 50.05 | 46.27 | 46.17 | 50.05 | 46.27 | 46.17 | 52.11 | 46.27 | 43.9 | 52.11 | 46.27 | 43.9 | 50.05 | 46.27 | 46.45 | 50.05 | 52.64 | 49.03 | 52.11 | 46.27 | 43.9 | 51.59 | 38.19 | 36.46 | 50.56 | 39.36 | 37.58 | 50.05 | 46.27 | 46.17
3063 | 39.24 | 35.27 | 36.59 | 39.24 | 35.27 | 36.59 | 39.24 | 35.27 | 36.59 | 39.24 | 35.27 | 36.59 | 39.24 | 35.27 | 33.55 | 39.95 | 35.27 | 33.55 | 39.24 | 35.27 | 36.59 | 39.24 | 44.21 | 36.68 | 39.24 | 35.27 | 33.55 | 40.36 | 34.56 | 26.89 | 39.64 | 34.92 | 27.44 | 39.24 | 35.27 | 36.59 | 49.83 | 46.88 | 47.18 | 49.83 | 46.88 | 47.18 | 49.83 | 46.88 | 47.18 | 49.83 | 46.88 | 47.18 | 52.46 | 46.23 | 47.18 | 52.46 | 46.23 | 47.18 | 49.83 | 46.88 | 47.18 | 49.83 | 52.42 | 48.81 | 52.46 | 46.23 | 47.18 | 52.46 | 40.75 | 44.8 | 51.41 | 46.41 | 45.31 | 49.83 | 46.88 | 47.18
3064 | 39.1 | 44.07 | 35.48 | 39.1 | 44.07 | 35.48 | 39.1 | 44.07 | 35.48 | 39.1 | 44.07 | 35.48 | 39.1 | 44.07 | 35.3 | 39.81 | 44.07 | 35.3 | 39.1 | 44.07 | 35.48 | 39.1 | 44.07 | 36.53 | 39.1 | 44.07 | 35.3 | 44.5 | 43.62 | 34.42 | 43.61 | 44.51 | 35.12 | 39.1 | 44.07 | 35.48 | 49.69 | 52.08 | 48.67 | 49.69 | 52.08 | 48.67 | 49.69 | 52.08 | 48.67 | 49.69 | 52.08 | 48.67 | 52.31 | 52.08 | 48.67 | 55.27 | 52.08 | 48.67 | 49.69 | 52.08 | 48.67 | 49.69 | 52.28 | 48.67 | 52.31 | 52.08 | 48.67 | 58.91 | 50.01 | 47.15 | 57.73 | 51.56 | 48.18 | 49.69 | 52.08 | 48.67
3065 | 39.13 | 44.1 | 36.56 | 39.13 | 44.1 | 36.56 | 39.13 | 44.1 | 36.56 | 39.13 | 44.1 | 36.56 | 39.13 | 46.49 | 36.56 | 39.84 | 46.64 | 36.56 | 39.13 | 44.1 | 36.56 | 39.13 | 44.1 | 36.56 | 39.13 | 46.49 | 36.56 | 50.75 | 48.36 | 35.49 | 49.73 | 49.35 | 36.22 | 39.13 | 44.1 | 36.56 | 49.72 | 52.31 | 48.7 | 49.72 | 52.31 | 48.7 | 49.72 | 52.31 | 48.7 | 49.72 | 52.31 | 48.7 | 52.34 | 52.31 | 48.7 | 55.3 | 52.41 | 48.7 | 49.72 | 52.31 | 48.7 | 49.72 | 52.31 | 48.7 | 52.34 | 52.31 | 48.7 | 67.99 | 52.94 | 47.64 | 66.63 | 54.02 | 48.61 | 49.72 | 52.31 | 48.7
3066 | 39.18 | 44.15 | 36.61 | 39.18 | 44.15 | 36.61 | 39.18 | 44.15 | 36.61 | 39.18 | 44.15 | 36.61 | 39.18 | 46.54 | 36.61 | 39.89 | 46.69 | 36.61 | 39.18 | 44.15 | 36.61 | 39.18 | 44.15 | 36.61 | 39.18 | 46.54 | 36.61 | 51.26 | 49.46 | 36.98 | 51.26 | 50.47 | 37.73 | 39.18 | 44.15 | 36.61 | 49.77 | 52.36 | 48.74 | 49.77 | 52.36 | 48.74 | 49.77 | 52.36 | 48.74 | 49.77 | 52.36 | 48.74 | 52.39 | 52.46 | 48.74 | 55.35 | 52.46 | 48.74 | 49.77 | 52.36 | 48.74 | 49.77 | 52.36 | 48.74 | 52.39 | 52.46 | 48.74 | 71.85 | 52.99 | 48.78 | 71.85 | 56.69 | 51.31 | 49.77 | 52.36 | 48.74
3067 | 39.11 | 44.07 | 36.54 | 39.11 | 44.07 | 36.54 | 39.11 | 44.07 | 36.54 | 39.11 | 44.07 | 36.54 | 39.11 | 46.47 | 36.54 | 39.81 | 46.62 | 36.54 | 39.11 | 44.07 | 36.54 | 39.11 | 44.07 | 36.54 | 39.11 | 46.47 | 36.54 | 51.26 | 50.31 | 36.91 | 51.26 | 51.92 | 37.66 | 39.11 | 44.07 | 36.54 | 49.7 | 52.28 | 48.67 | 49.7 | 52.28 | 48.67 | 49.7 | 52.28 | 48.67 | 49.7 | 52.28 | 48.67 | 52.32 | 52.39 | 48.67 | 55.28 | 52.39 | 48.67 | 49.7 | 52.28 | 48.67 | 49.7 | 52.28 | 48.67 | 52.32 | 52.39 | 48.67 | 71.85 | 53.9 | 49.16 | 71.85 | 56.69 | 51.31 | 49.7 | 52.28 | 48.67
3068 | 39.18 | 44.14 | 36.61 | 39.18 | 44.14 | 36.61 | 39.18 | 44.14 | 36.61 | 39.18 | 44.14 | 36.61 | 39.18 | 46.54 | 36.61 | 39.88 | 46.69 | 36.61 | 39.18 | 44.14 | 36.61 | 39.18 | 44.14 | 36.61 | 39.18 | 46.54 | 36.61 | 50.75 | 50.31 | 36.98 | 50.75 | 51.92 | 37.73 | 39.18 | 44.14 | 36.61 | 49.77 | 52.36 | 48.74 | 49.77 | 52.36 | 48.74 | 49.77 | 52.36 | 48.74 | 49.77 | 52.36 | 48.74 | 52.39 | 52.46 | 48.74 | 55.35 | 52.46 | 48.74 | 49.77 | 52.36 | 48.74 | 49.77 | 52.36 | 48.74 | 52.39 | 52.46 | 48.74 | 68.67 | 54.68 | 49.24 | 68.67 | 56.69 | 51.31 | 49.77 | 52.36 | 48.74
3069 | 39.31 | 44.27 | 36.74 | 39.31 | 44.27 | 36.74 | 39.31 | 44.27 | 36.74 | 39.31 | 44.27 | 36.74 | 39.31 | 46.67 | 36.74 | 40.02 | 46.82 | 36.74 | 39.31 | 44.27 | 36.74 | 39.31 | 44.27 | 36.74 | 39.31 | 46.67 | 36.74 | 50.75 | 49.86 | 37.11 | 50.75 | 50.88 | 37.87 | 39.31 | 44.27 | 36.74 | 49.9 | 52.49 | 48.87 | 49.9 | 52.49 | 48.87 | 49.9 | 52.49 | 48.87 | 49.9 | 52.49 | 48.87 | 52.52 | 52.59 | 48.87 | 55.48 | 52.59 | 48.87 | 49.9 | 52.49 | 48.87 | 49.9 | 52.49 | 48.87 | 52.52 | 52.59 | 48.87 | 67.99 | 54.68 | 49.24 | 67.99 | 56.37 | 51.31 | 49.9 | 52.49 | 48.87
3070 | 18.29 | 26.12 | 36.47 | 18.29 | 26.12 | 36.47 | 18.29 | 26.12 | 36.47 | 18.29 | 26.12 | 36.47 | 39.04 | 46.4 | 36.47 | 39.75 | 46.55 | 36.47 | 39.04 | 44.01 | 36.47 | 39.04 | 44.01 | 36.47 | 39.04 | 46.4 | 36.47 | 44.95 | 49.46 | 36.84 | 44.05 | 50.47 | 37.59 | 18.29 | 26.12 | 36.47 | 35.42 | 51.19 | 48.61 | 35.42 | 51.19 | 48.61 | 35.42 | 51.19 | 48.61 | 35.42 | 51.19 | 48.61 | 52.25 | 52.22 | 48.61 | 55.21 | 52.32 | 48.61 | 49.63 | 52.22 | 48.61 | 49.63 | 52.22 | 48.61 | 52.25 | 52.22 | 48.61 | 64 | 53.59 | 49.1 | 64 | 55.25 | 51.31 | 35.42 | 51.19 | 48.61
3071 | 10.33 | 10.33 | 28.21 | 10.33 | 10.33 | 35.85 | 10.33 | 10.33 | 35.85 | 10.33 | 10.33 | 35.85 | 38.42 | 45.78 | 35.85 | 39.13 | 45.93 | 35.85 | 38.42 | 43.39 | 35.85 | 38.42 | 43.39 | 35.85 | 38.42 | 45.78 | 35.85 | 39.53 | 47.48 | 35.94 | 38.74 | 47.98 | 36.67 | 10.33 | 10.33 | 28.21 | 10.33 | 48.43 | 47.99 | 10.33 | 48.43 | 47.99 | 10.33 | 48.43 | 47.99 | 10.33 | 48.43 | 47.99 | 51.63 | 51.6 | 47.99 | 54.59 | 51.7 | 47.99 | 49.01 | 51.6 | 47.99 | 49.01 | 51.6 | 47.99 | 51.63 | 51.6 | 47.99 | 58.62 | 52.95 | 48.47 | 57.45 | 55.25 | 51.31 | 10.33 | 48.43 | 47.99
3072 | 10.33 | 10.33 | 28.21 | 10.33 | 10.33 | 35.58 | 10.33 | 10.33 | 35.58 | 10.33 | 10.33 | 35.58 | 38.15 | 45.51 | 35.58 | 38.15 | 45.66 | 35.58 | 38.15 | 43.12 | 35.58 | 38.15 | 43.12 | 35.58 | 38.15 | 45.51 | 35.58 | 38.06 | 46.12 | 35.94 | 37.3 | 47.06 | 36.67 | 10.33 | 10.33 | 28.21 | 10.33 | 48.43 | 47.71 | 10.33 | 48.43 | 47.71 | 10.33 | 48.43 | 47.71 | 10.33 | 48.43 | 47.71 | 51.36 | 51.33 | 47.71 | 52.15 | 51.43 | 47.71 | 48.74 | 51.33 | 47.71 | 48.74 | 51.33 | 47.71 | 51.36 | 51.33 | 47.71 | 52.67 | 52.95 | 48.2 | 52.33 | 55.25 | 51.31 | 10.33 | 48.43 | 47.71
3073 | 10.33 | 24.15 | 33.06 | 10.33 | 24.15 | 35.31 | 10.33 | 24.15 | 35.31 | 10.33 | 24.15 | 35.31 | 37.87 | 45.23 | 35.31 | 38.06 | 45.39 | 35.31 | 37.87 | 42.84 | 35.31 | 37.87 | 42.84 | 35.31 | 37.87 | 45.23 | 35.31 | 38.06 | 45.84 | 35.66 | 38.06 | 46.78 | 37.5 | 10.33 | 24.15 | 33.06 | 10.33 | 50.17 | 47.44 | 10.33 | 50.17 | 47.44 | 10.33 | 50.17 | 47.44 | 10.33 | 50.17 | 47.44 | 51.09 | 51.05 | 47.44 | 52.67 | 51.16 | 47.44 | 48.46 | 51.05 | 47.44 | 48.46 | 51.05 | 47.44 | 51.09 | 51.05 | 47.44 | 53.21 | 51.67 | 47.92 | 52.33 | 55.25 | 51.31 | 10.33 | 50.17 | 47.44
3074 | 18.29 | 26.12 | 35.03 | 18.29 | 26.12 | 35.03 | 18.29 | 26.12 | 35.03 | 18.29 | 26.12 | 35.03 | 37.6 | 44.95 | 35.03 | 38.06 | 45.11 | 35.03 | 37.6 | 42.57 | 35.03 | 37.6 | 42.57 | 35.03 | 37.6 | 44.95 | 35.03 | 38.06 | 45.56 | 35.38 | 38.06 | 47.08 | 37.5 | 18.29 | 26.12 | 35.03 | 35.42 | 50.78 | 47.16 | 35.42 | 50.78 | 47.16 | 35.42 | 50.78 | 47.16 | 35.42 | 50.78 | 47.16 | 50.81 | 50.78 | 47.16 | 52.15 | 50.88 | 47.16 | 48.19 | 50.78 | 47.16 | 48.19 | 50.78 | 47.16 | 50.81 | 50.78 | 47.16 | 52.67 | 51.4 | 47.16 | 52.33 | 56.37 | 51.31 | 35.42 | 50.78 | 47.16
3075 | 37.29 | 42.48 | 34.95 | 37.29 | 42.48 | 34.95 | 37.29 | 42.48 | 34.95 | 37.29 | 42.48 | 34.95 | 37.52 | 44.87 | 34.95 | 38.06 | 45.03 | 34.95 | 37.52 | 42.48 | 34.95 | 37.52 | 42.48 | 34.95 | 37.52 | 44.87 | 34.95 | 38.06 | 45.55 | 34.95 | 38.06 | 47.48 | 36.38 | 37.29 | 42.48 | 34.95 | 46.86 | 50.69 | 47.08 | 46.86 | 50.69 | 47.08 | 46.86 | 50.69 | 47.08 | 46.86 | 50.69 | 47.08 | 50.73 | 50.69 | 47.08 | 52.15 | 50.8 | 47.08 | 48.1 | 50.69 | 47.08 | 48.1 | 50.69 | 47.08 | 50.73 | 50.69 | 47.08 | 52.67 | 51.21 | 47.08 | 52.67 | 55.25 | 51.31 | 46.86 | 50.69 | 47.08
3076 | 37.58 | 42.55 | 35.01 | 37.58 | 42.55 | 35.01 | 37.58 | 42.55 | 35.01 | 37.58 | 42.55 | 35.01 | 37.58 | 44.32 | 35.01 | 38.29 | 45.09 | 35.01 | 37.58 | 42.55 | 35.01 | 37.58 | 42.55 | 35.01 | 37.58 | 44.32 | 35.01 | 39.19 | 44.64 | 34.66 | 39.19 | 49.37 | 36.38 | 37.58 | 42.55 | 35.01 | 48.17 | 50.76 | 47.15 | 48.17 | 50.76 | 47.15 | 48.17 | 50.76 | 47.15 | 48.17 | 50.76 | 47.15 | 50.79 | 50.76 | 47.15 | 53.75 | 50.86 | 47.15 | 48.17 | 50.76 | 47.15 | 48.17 | 50.76 | 47.15 | 50.79 | 50.76 | 47.15 | 55.74 | 51.27 | 46.68 | 55.74 | 55.25 | 50.29 | 48.17 | 50.76 | 47.15
3077 | 38.15 | 43.11 | 35.58 | 38.15 | 43.11 | 35.58 | 38.15 | 43.11 | 35.58 | 38.15 | 43.11 | 35.58 | 38.15 | 45.5 | 35.58 | 38.85 | 45.65 | 35.58 | 38.15 | 43.11 | 35.58 | 38.15 | 43.11 | 35.58 | 38.15 | 45.5 | 35.58 | 44.71 | 45.55 | 35.22 | 45.63 | 49.37 | 36.38 | 38.15 | 43.11 | 35.58 | 48.73 | 51.32 | 47.71 | 48.73 | 51.32 | 47.71 | 48.73 | 51.32 | 47.71 | 48.73 | 51.32 | 47.71 | 51.36 | 51.32 | 47.71 | 54.31 | 51.43 | 47.71 | 48.73 | 51.32 | 47.71 | 48.73 | 51.32 | 47.71 | 51.36 | 51.32 | 47.71 | 64.64 | 51.84 | 44.8 | 64.64 | 55.25 | 50.29 | 48.73 | 51.32 | 47.71
3078 | 39.04 | 44.01 | 36.47 | 39.04 | 44.01 | 36.47 | 39.04 | 44.01 | 36.47 | 39.04 | 44.01 | 36.47 | 39.04 | 46.4 | 36.47 | 39.75 | 46.55 | 36.47 | 39.04 | 44.01 | 36.47 | 39.04 | 44.01 | 36.47 | 39.04 | 46.4 | 36.47 | 51.16 | 47.02 | 36.1 | 51.16 | 47.98 | 36.84 | 39.04 | 44.01 | 36.47 | 49.63 | 52.22 | 48.6 | 49.63 | 52.22 | 48.6 | 49.63 | 52.22 | 48.6 | 49.63 | 52.22 | 48.6 | 52.25 | 52.32 | 48.6 | 55.21 | 52.32 | 48.6 | 49.63 | 52.22 | 48.6 | 49.63 | 52.22 | 48.6 | 52.25 | 52.32 | 48.6 | 69.53 | 51.8 | 47.16 | 69.53 | 55.25 | 49.1 | 49.63 | 52.22 | 48.6
3079 | 39.91 | 44.87 | 37.34 | 39.91 | 44.87 | 37.34 | 39.91 | 44.87 | 37.34 | 39.91 | 44.87 | 37.34 | 39.91 | 47.27 | 37.34 | 40.61 | 47.42 | 37.34 | 39.91 | 44.87 | 37.34 | 39.91 | 44.87 | 37.34 | 39.91 | 47.27 | 37.34 | 54.03 | 47.33 | 35.49 | 54.03 | 46.39 | 36.58 | 39.91 | 44.87 | 37.34 | 50.49 | 53.08 | 49.47 | 50.49 | 53.08 | 49.47 | 50.49 | 53.08 | 49.47 | 50.49 | 53.08 | 49.47 | 53.12 | 53.08 | 49.47 | 56.07 | 53.08 | 49.47 | 50.49 | 53.08 | 49.47 | 50.49 | 53.08 | 49.47 | 53.12 | 53.08 | 49.47 | 72.39 | 52.55 | 44.8 | 72.39 | 53.63 | 48.98 | 50.49 | 53.08 | 49.47
3080 | 40.44 | 45.41 | 37.88 | 40.44 | 45.41 | 37.88 | 40.44 | 45.41 | 37.88 | 40.44 | 45.41 | 37.88 | 40.44 | 47.8 | 35.49 | 41.15 | 47.81 | 35.49 | 40.44 | 45.41 | 37.88 | 40.44 | 45.41 | 37.88 | 40.44 | 47.8 | 35.49 | 50.75 | 47.33 | 34.09 | 49.73 | 45.87 | 34.42 | 40.44 | 45.41 | 37.88 | 51.03 | 53.62 | 50.01 | 51.03 | 53.62 | 50.01 | 51.03 | 53.62 | 50.01 | 51.03 | 53.62 | 49.99 | 53.66 | 52.08 | 49.61 | 56.61 | 52.08 | 49.61 | 51.03 | 53.62 | 50.01 | 51.03 | 53.62 | 50.01 | 53.66 | 52.08 | 49.61 | 67.99 | 50.01 | 44.8 | 66.63 | 51.03 | 47.64 | 51.03 | 53.62 | 50.01
3081 | 40.31 | 45.28 | 37.74 | 40.31 | 45.28 | 37.74 | 40.31 | 45.28 | 37.74 | 40.31 | 45.28 | 37.74 | 40.31 | 45.28 | 35.49 | 41.02 | 45.28 | 35.49 | 40.31 | 45.28 | 37.74 | 40.31 | 45.28 | 37.74 | 40.31 | 45.28 | 35.49 | 44.69 | 36.38 | 0 | 43.8 | 36.01 | 0 | 40.31 | 45.28 | 37.74 | 50.9 | 53.49 | 49.63 | 50.9 | 53.49 | 49.63 | 50.9 | 53.49 | 49.63 | 50.9 | 53.49 | 46.7 | 53.52 | 47.34 | 47.16 | 56.48 | 47.34 | 46.66 | 50.9 | 53.49 | 49.88 | 50.9 | 53.49 | 49.88 | 53.52 | 47.34 | 47.16 | 59.42 | 38.66 | 35.97 | 58.23 | 39.86 | 37.08 | 50.9 | 53.49 | 49.63
3082 | 40.2 | 43.79 | 37.63 | 40.2 | 43.79 | 37.63 | 40.2 | 43.79 | 37.63 | 40.2 | 43.79 | 37.63 | 40.2 | 43.79 | 35.49 | 40.39 | 43.79 | 35.49 | 40.2 | 43.79 | 37.63 | 40.2 | 45.17 | 37.63 | 40.2 | 43.79 | 35.49 | 39.98 | 0 | 0 | 39.8 | 0 | 0 | 40.2 | 43.79 | 37.63 | 50.79 | 48.43 | 46.17 | 50.79 | 48.43 | 46.17 | 50.79 | 48.43 | 46.17 | 50.79 | 48.43 | 44.78 | 53.41 | 45.47 | 44.95 | 53.41 | 45.47 | 44.95 | 50.79 | 50.92 | 49.77 | 50.79 | 53.38 | 49.77 | 53.41 | 45.47 | 44.95 | 52.35 | 0 | 0 | 51.3 | 0 | 0 | 50.79 | 48.43 | 46.17
3083 | 40.01 | 36.71 | 37.44 | 40.01 | 36.71 | 37.44 | 40.01 | 36.71 | 37.44 | 40.01 | 36.71 | 37.44 | 40.01 | 36.71 | 32.32 | 40.01 | 36.71 | 32.32 | 40.01 | 36.72 | 37.44 | 40.01 | 44.98 | 37.44 | 40.01 | 36.71 | 32.32 | 38.32 | 0 | 0 | 39.1 | 0 | 0 | 40.01 | 36.71 | 37.44 | 50.6 | 48.43 | 46.17 | 50.6 | 48.43 | 46.17 | 50.6 | 48.43 | 46.17 | 50.6 | 48.43 | 44.78 | 51.7 | 42.16 | 42.67 | 51.7 | 42.16 | 42.67 | 50.6 | 50.73 | 49.34 | 50.6 | 53.19 | 49.58 | 51.7 | 42.16 | 42.67 | 50.65 | 0 | 0 | 50.1 | 0 | 0 | 50.6 | 48.43 | 46.17
3084 | 39.8 | 35.38 | 37.23 | 39.8 | 35.38 | 37.23 | 39.8 | 35.38 | 37.23 | 39.8 | 35.38 | 37.23 | 39.8 | 35.38 | 26.62 | 39.8 | 35.38 | 26.62 | 39.8 | 35.38 | 37.23 | 39.8 | 44.77 | 37.23 | 39.8 | 35.38 | 26.62 | 38.32 | 0 | 0 | 38.32 | 0 | 0 | 39.8 | 35.38 | 37.23 | 50.39 | 48.43 | 46.17 | 50.39 | 48.43 | 46.17 | 50.39 | 48.43 | 46.17 | 50.39 | 48.43 | 44.78 | 51.08 | 37.43 | 42.67 | 51.08 | 37.43 | 42.67 | 50.39 | 50.52 | 49.37 | 50.39 | 52.98 | 49.37 | 51.08 | 37.43 | 42.67 | 50.05 | 0 | 0 | 49.88 | 0 | 0 | 50.39 | 48.43 | 46.17
3085 | 39.61 | 35.38 | 37.04 | 39.61 | 35.38 | 37.04 | 39.61 | 35.38 | 37.04 | 39.61 | 35.38 | 37.04 | 39.61 | 35.38 | 26.62 | 39.61 | 35.38 | 26.62 | 39.61 | 35.38 | 37.04 | 39.61 | 44.58 | 37.04 | 39.61 | 35.38 | 26.62 | 38.32 | 0 | 0 | 38.32 | 0 | 0 | 39.61 | 35.38 | 37.04 | 50.2 | 48.43 | 46.17 | 50.2 | 48.43 | 46.17 | 50.2 | 48.43 | 46.17 | 50.2 | 48.43 | 44.78 | 50.82 | 37.43 | 42.67 | 50.82 | 37.43 | 42.67 | 50.2 | 50.33 | 49.18 | 50.2 | 52.79 | 49.18 | 50.82 | 37.43 | 42.67 | 49.79 | 0 | 0 | 49.7 | 0 | 0 | 50.2 | 48.43 | 46.17
3086 | 39.46 | 34.96 | 36.89 | 39.46 | 34.96 | 36.89 | 39.46 | 34.96 | 36.89 | 39.46 | 34.96 | 36.89 | 39.46 | 34.96 | 26.62 | 39.46 | 34.96 | 26.62 | 39.46 | 34.96 | 36.89 | 39.46 | 44.42 | 36.89 | 39.46 | 34.96 | 26.62 | 38.32 | 0 | 0 | 38.32 | 0 | 0 | 39.46 | 34.96 | 36.89 | 50.05 | 48.43 | 46.17 | 50.05 | 48.43 | 46.17 | 50.05 | 48.43 | 46.17 | 50.05 | 48.43 | 45.23 | 51.08 | 37.43 | 42.67 | 51.08 | 37.43 | 42.67 | 50.05 | 50.17 | 49.02 | 50.05 | 52.63 | 49.02 | 51.08 | 37.43 | 42.67 | 50.05 | 0 | 0 | 49.55 | 0 | 0 | 50.05 | 48.43 | 46.17
3087 | 39.23 | 34.66 | 36.67 | 39.23 | 34.66 | 36.67 | 39.23 | 34.66 | 36.67 | 39.23 | 34.66 | 36.67 | 39.23 | 34.66 | 31.63 | 39.23 | 34.66 | 31.63 | 39.23 | 34.66 | 36.67 | 39.23 | 44.2 | 36.67 | 39.23 | 34.66 | 31.63 | 38.49 | 0 | 0 | 38.84 | 0 | 0 | 39.23 | 34.66 | 36.67 | 49.82 | 48.43 | 47.12 | 49.82 | 48.43 | 47.12 | 49.82 | 48.43 | 47.12 | 49.82 | 48.43 | 46.17 | 51.16 | 41.97 | 45.35 | 51.16 | 41.97 | 45.35 | 49.82 | 48.43 | 48.8 | 49.82 | 52.41 | 48.8 | 51.16 | 41.97 | 45.35 | 50.65 | 0 | 0 | 49.64 | 47.66 | 44.8 | 49.82 | 48.43 | 47.12
3088 | 39.07 | 41 | 36.51 | 39.07 | 41 | 36.51 | 39.07 | 41 | 36.51 | 39.07 | 41 | 36.51 | 39.07 | 41 | 35.49 | 39.78 | 41 | 35.49 | 39.07 | 41 | 36.51 | 39.07 | 44.04 | 36.51 | 39.07 | 41 | 35.49 | 40.18 | 39.37 | 26.53 | 39.47 | 40.17 | 27.07 | 39.07 | 41 | 36.51 | 49.66 | 48.43 | 48.64 | 49.66 | 48.43 | 48.64 | 49.66 | 48.43 | 48.64 | 49.66 | 48.43 | 46.2 | 52.28 | 46.88 | 47.16 | 55.24 | 46.88 | 47.16 | 49.66 | 50.11 | 48.64 | 49.66 | 52.25 | 48.64 | 52.28 | 46.88 | 47.16 | 54.69 | 44.57 | 43.91 | 53.6 | 47.66 | 44.81 | 49.66 | 48.43 | 48.64
3089 | 39.14 | 44.11 | 36.57 | 39.14 | 44.11 | 36.57 | 39.14 | 44.11 | 36.57 | 39.14 | 44.11 | 36.57 | 39.14 | 44.11 | 36.01 | 39.85 | 44.11 | 36.01 | 39.14 | 44.11 | 36.57 | 39.14 | 44.11 | 36.57 | 39.14 | 44.11 | 36.01 | 44.03 | 43.67 | 34.42 | 43.15 | 43.67 | 35.12 | 39.14 | 44.11 | 36.57 | 49.73 | 52.08 | 48.71 | 49.73 | 52.08 | 48.71 | 49.73 | 52.08 | 48.71 | 49.73 | 52.08 | 48.71 | 52.35 | 52.08 | 48.71 | 55.31 | 52.08 | 48.71 | 49.73 | 52.08 | 48.71 | 49.73 | 52.32 | 48.71 | 52.35 | 52.08 | 48.71 | 59.42 | 49.13 | 44.38 | 58.23 | 51.56 | 48.12 | 49.73 | 52.08 | 48.71
3090 | 39.16 | 44.13 | 36.59 | 39.16 | 44.13 | 36.59 | 39.16 | 44.13 | 36.59 | 39.16 | 44.13 | 36.59 | 39.16 | 46.52 | 36.59 | 39.87 | 46.58 | 36.59 | 39.16 | 44.13 | 36.59 | 39.16 | 44.13 | 36.59 | 39.16 | 46.52 | 36.59 | 50.75 | 46.06 | 34.78 | 49.73 | 45.14 | 35.49 | 39.16 | 44.13 | 36.59 | 49.75 | 52.34 | 48.73 | 49.75 | 52.34 | 48.73 | 49.75 | 52.34 | 48.73 | 49.75 | 52.34 | 48.73 | 52.37 | 52.34 | 48.73 | 55.33 | 52.34 | 48.73 | 49.75 | 52.34 | 48.73 | 49.75 | 52.34 | 48.73 | 52.37 | 52.34 | 48.73 | 67.09 | 50.53 | 44.8 | 65.74 | 51.81 | 48.12 | 49.75 | 52.34 | 51.3
3091 | 39.16 | 44.13 | 36.6 | 39.16 | 44.13 | 36.6 | 39.16 | 44.13 | 36.6 | 39.16 | 44.13 | 36.6 | 39.16 | 46.52 | 36.6 | 39.87 | 46.58 | 36.6 | 39.16 | 44.13 | 36.6 | 39.16 | 44.13 | 36.6 | 39.16 | 46.52 | 36.6 | 50.75 | 46.11 | 35.14 | 49.73 | 45.19 | 35.85 | 39.16 | 44.13 | 36.6 | 49.75 | 52.34 | 48.73 | 49.75 | 52.34 | 48.73 | 49.75 | 52.34 | 48.73 | 49.75 | 52.34 | 48.73 | 52.38 | 52.34 | 48.73 | 55.33 | 52.34 | 48.73 | 49.75 | 52.34 | 48.73 | 49.75 | 52.34 | 48.73 | 52.38 | 52.34 | 48.73 | 67.09 | 50.53 | 44.8 | 65.74 | 51.56 | 48.12 | 49.75 | 52.34 | 51.3
3092 | 39.17 | 44.14 | 36.59 | 39.17 | 44.14 | 36.59 | 39.17 | 44.14 | 36.59 | 39.17 | 44.14 | 36.59 | 39.17 | 46.53 | 36.59 | 39.88 | 46.58 | 36.59 | 39.17 | 44.14 | 36.59 | 39.17 | 44.14 | 36.6 | 39.17 | 46.53 | 36.59 | 49.24 | 46.11 | 35.14 | 48.26 | 45.19 | 35.85 | 39.17 | 44.14 | 36.59 | 49.76 | 52.07 | 48.74 | 49.76 | 52.07 | 48.74 | 49.76 | 52.07 | 48.74 | 49.76 | 52.07 | 48.74 | 52.38 | 52.09 | 48.74 | 55.34 | 52.09 | 48.74 | 49.76 | 52.09 | 48.74 | 49.76 | 52.35 | 48.74 | 52.38 | 52.09 | 48.74 | 67.09 | 50.53 | 45.92 | 65.74 | 51.55 | 48.12 | 49.76 | 52.07 | 51.3
3093 | 18.29 | 34.71 | 34.43 | 18.29 | 34.71 | 34.43 | 18.29 | 34.71 | 34.43 | 18.29 | 34.71 | 34.43 | 39.33 | 46.58 | 36.59 | 40.04 | 46.58 | 36.59 | 39.33 | 44.3 | 36.59 | 39.33 | 44.3 | 36.76 | 39.33 | 46.58 | 36.59 | 45.14 | 46.11 | 34.78 | 44.24 | 35.06 | 34.78 | 18.29 | 34.71 | 34.43 | 35.42 | 49.51 | 46.68 | 35.42 | 49.51 | 46.68 | 35.42 | 49.51 | 46.68 | 35.42 | 49.51 | 46.68 | 52.54 | 49.9 | 48.9 | 55.5 | 49.9 | 48.9 | 49.92 | 51.61 | 48.9 | 49.92 | 52.51 | 48.9 | 52.54 | 49.9 | 48.9 | 63.36 | 49.34 | 45.29 | 62.09 | 50.01 | 46.21 | 35.42 | 49.51 | 48.9
3094 | 10.33 | 10.34 | 32.39 | 10.33 | 10.34 | 32.39 | 10.33 | 10.34 | 32.39 | 10.33 | 10.34 | 32.39 | 39.05 | 44.85 | 35.49 | 39.76 | 44.85 | 35.49 | 39.05 | 44.02 | 35.49 | 39.05 | 44.02 | 36.48 | 39.05 | 44.85 | 35.49 | 40.76 | 44.4 | 34.42 | 10.44 | 10.44 | 32.72 | 10.33 | 10.34 | 32.39 | 10.33 | 48.43 | 46.17 | 10.33 | 48.43 | 46.17 | 10.33 | 48.43 | 46.17 | 10.33 | 48.43 | 46.17 | 52.26 | 49.9 | 48.62 | 55.22 | 49.9 | 48.62 | 49.64 | 51.61 | 48.62 | 49.64 | 52.23 | 48.62 | 52.26 | 49.9 | 48.62 | 57.45 | 48.92 | 44.8 | 47 | 48.92 | 45.7 | 10.33 | 48.43 | 46.17
3095 | 10.33 | 10.33 | 28.21 | 10.33 | 10.33 | 28.21 | 10.33 | 10.33 | 28.79 | 10.33 | 10.33 | 28.79 | 38.41 | 41.8 | 35.49 | 38.41 | 41.8 | 35.49 | 38.41 | 41.8 | 35.49 | 38.41 | 43.38 | 35.84 | 38.41 | 41.8 | 35.49 | 38.03 | 41.38 | 34.42 | 10.44 | 10.44 | 29.08 | 10.33 | 10.33 | 28.21 | 0 | 47.18 | 46.17 | 0 | 47.18 | 46.17 | 0 | 47.18 | 46.17 | 0 | 47.18 | 46.17 | 50.15 | 49 | 47.98 | 50.15 | 49 | 47.98 | 49 | 51.59 | 47.98 | 49 | 51.59 | 47.98 | 50.15 | 49 | 47.98 | 49.64 | 47.66 | 45.7 | 0 | 47.66 | 45.7 | 0 | 47.18 | 46.17
3096 | 10.33 | 10.33 | 28.21 | 10.33 | 10.33 | 28.21 | 10.33 | 10.33 | 28.79 | 10.33 | 10.33 | 28.79 | 37.71 | 41.19 | 35.37 | 37.71 | 41.19 | 35.37 | 37.71 | 41.19 | 35.37 | 37.94 | 42.91 | 35.37 | 37.71 | 41.19 | 35.37 | 37.32 | 40.41 | 34.42 | 10.44 | 10.44 | 33.73 | 10.33 | 10.33 | 28.21 | 0 | 47.18 | 46.17 | 0 | 47.18 | 46.17 | 0 | 47.18 | 46.17 | 0 | 47.18 | 46.17 | 50.13 | 49 | 47.51 | 50.13 | 49 | 47.51 | 48.53 | 49 | 47.51 | 48.53 | 51.12 | 47.51 | 50.13 | 49 | 47.51 | 49.63 | 47.66 | 45.7 | 0 | 47.66 | 45.7 | 0 | 47.18 | 46.17
3097 | 10.33 | 10.33 | 25.92 | 10.33 | 10.33 | 25.92 | 10.33 | 10.33 | 25.92 | 10.33 | 10.33 | 25.92 | 37.42 | 41.19 | 35.06 | 37.42 | 41.19 | 35.06 | 37.42 | 41.19 | 35.06 | 37.63 | 42.59 | 35.06 | 37.42 | 41.19 | 35.06 | 37.05 | 40.41 | 34.42 | 10.44 | 10.44 | 33.73 | 10.33 | 10.33 | 25.92 | 0 | 47.7 | 46.17 | 0 | 47.7 | 46.17 | 0 | 47.7 | 46.17 | 0 | 47.7 | 46.17 | 50.13 | 49 | 47.19 | 50.13 | 49 | 47.19 | 48.22 | 49 | 47.19 | 48.22 | 50.8 | 47.19 | 50.13 | 49 | 47.19 | 49.63 | 48.18 | 45.75 | 48.64 | 48.18 | 45.75 | 0 | 47.7 | 46.17
3098 | 10.33 | 10.33 | 10.33 | 10.33 | 10.33 | 10.33 | 10.33 | 10.33 | 10.33 | 10.33 | 10.33 | 10.33 | 37.42 | 41.19 | 34.91 | 37.42 | 41.19 | 34.91 | 37.42 | 41.19 | 34.91 | 37.48 | 42.44 | 34.91 | 37.42 | 41.19 | 34.91 | 37.05 | 40.78 | 34.42 | 35.48 | 10.44 | 33.73 | 10.33 | 10.33 | 10.33 | 0 | 47.7 | 46.17 | 0 | 47.7 | 46.17 | 0 | 47.7 | 46.17 | 0 | 47.7 | 46.17 | 50.13 | 49 | 47.04 | 50.13 | 49 | 47.04 | 48.07 | 49 | 47.04 | 48.07 | 50.65 | 47.04 | 50.13 | 49 | 47.04 | 49.63 | 48.18 | 44.8 | 48.64 | 48.18 | 45.72 | 0 | 47.7 | 46.17
3099 | 10.33 | 10.34 | 28.21 | 10.33 | 10.34 | 28.21 | 10.33 | 10.34 | 28.21 | 10.33 | 10.34 | 28.21 | 37.42 | 41.19 | 34.85 | 37.42 | 41.19 | 34.85 | 37.42 | 41.19 | 34.85 | 37.42 | 42.39 | 34.85 | 37.42 | 41.19 | 34.85 | 37.05 | 40.78 | 34.42 | 36.3 | 39.56 | 33.73 | 10.33 | 10.34 | 28.21 | 10.33 | 48.43 | 46.17 | 10.33 | 48.43 | 46.17 | 10.33 | 48.43 | 46.17 | 10.33 | 48.43 | 46.17 | 50.13 | 49 | 46.99 | 50.13 | 49 | 46.99 | 48.01 | 49 | 46.99 | 48.01 | 50.6 | 46.99 | 50.13 | 49 | 46.99 | 49.63 | 48.18 | 45.7 | 48.64 | 48.92 | 46.63 | 10.33 | 48.43 | 46.17
3100 | 35.86 | 26.12 | 34.26 | 35.86 | 26.12 | 34.26 | 35.86 | 26.12 | 34.26 | 35.86 | 26.12 | 34.26 | 37.53 | 41.2 | 34.96 | 37.53 | 41.2 | 34.96 | 37.53 | 41.2 | 34.96 | 37.53 | 42.49 | 34.96 | 37.53 | 41.2 | 34.96 | 37.53 | 41.2 | 34.61 | 36.78 | 40.37 | 34.61 | 35.86 | 26.12 | 34.26 | 36.14 | 49 | 46.68 | 36.14 | 49 | 46.68 | 36.14 | 49 | 46.68 | 36.14 | 49 | 46.68 | 50.36 | 49 | 47.09 | 50.36 | 49 | 47.09 | 48.12 | 49 | 47.09 | 48.12 | 50.7 | 47.09 | 50.36 | 49 | 47.09 | 49.85 | 48.51 | 46.62 | 48.86 | 49.49 | 47.15 | 36.14 | 49 | 46.68
3101 | 37.95 | 42.91 | 35.38 | 37.95 | 42.91 | 35.38 | 37.95 | 42.91 | 35.38 | 37.95 | 42.91 | 35.38 | 37.95 | 43.27 | 35.38 | 38.65 | 43.27 | 35.38 | 37.95 | 42.91 | 35.38 | 37.95 | 42.91 | 35.38 | 37.95 | 43.27 | 35.38 | 40.66 | 43.27 | 35.14 | 39.85 | 43.35 | 35.49 | 37.95 | 42.91 | 35.38 | 48.54 | 51.12 | 47.51 | 48.54 | 51.12 | 47.51 | 48.54 | 51.12 | 47.51 | 48.54 | 51.12 | 47.51 | 51.16 | 51.12 | 47.51 | 54.12 | 51.12 | 47.51 | 48.54 | 51.12 | 47.51 | 48.54 | 51.12 | 47.51 | 51.16 | 51.12 | 47.51 | 59.42 | 50.32 | 47.04 | 58.23 | 51.35 | 47.99 | 48.54 | 51.12 | 47.51
3102 | 38.76 | 43.72 | 36.19 | 38.76 | 43.72 | 36.19 | 38.76 | 43.72 | 36.19 | 38.76 | 43.72 | 36.19 | 38.76 | 46.12 | 36.19 | 39.46 | 46.27 | 36.19 | 38.76 | 43.72 | 36.19 | 38.76 | 43.72 | 36.19 | 38.76 | 46.12 | 36.19 | 49.38 | 46.46 | 35.49 | 48.39 | 45.53 | 35.83 | 38.76 | 43.72 | 36.19 | 49.35 | 51.93 | 48.32 | 49.35 | 51.93 | 48.32 | 49.35 | 51.93 | 48.32 | 49.35 | 51.93 | 48.32 | 51.97 | 51.93 | 48.32 | 54.93 | 51.93 | 48.32 | 49.35 | 51.93 | 48.32 | 49.35 | 51.93 | 48.32 | 51.97 | 51.93 | 48.32 | 67.09 | 50.53 | 47.64 | 65.74 | 51.55 | 48.12 | 49.35 | 51.93 | 48.32
3103 | 39.53 | 44.5 | 36.59 | 39.53 | 44.5 | 36.59 | 39.53 | 44.5 | 36.59 | 39.53 | 44.5 | 36.59 | 39.53 | 46.89 | 36.59 | 40.24 | 46.89 | 36.59 | 39.53 | 44.5 | 36.59 | 39.53 | 44.5 | 36.97 | 39.53 | 46.89 | 36.59 | 50.75 | 46.46 | 35.49 | 49.73 | 44.95 | 35.85 | 39.53 | 44.5 | 36.59 | 50.12 | 52.4 | 49.1 | 50.12 | 52.4 | 49.1 | 50.12 | 52.4 | 49.1 | 50.12 | 52.4 | 49.1 | 52.74 | 52.4 | 49.1 | 55.7 | 52.4 | 49.1 | 50.12 | 52.4 | 49.1 | 50.12 | 52.71 | 49.1 | 52.74 | 52.4 | 49.1 | 67.09 | 50.32 | 47.16 | 65.74 | 51.81 | 48.12 | 50.12 | 52.4 | 49.1
3104 | 39.92 | 44.88 | 34.98 | 39.92 | 44.88 | 34.98 | 39.92 | 44.88 | 34.98 | 39.92 | 44.88 | 34.98 | 39.92 | 44.88 | 34.98 | 40.62 | 44.88 | 34.98 | 39.92 | 44.88 | 34.98 | 39.92 | 44.88 | 37.35 | 39.92 | 44.88 | 34.98 | 49.34 | 44.44 | 34.42 | 47.86 | 44.43 | 34.27 | 39.92 | 44.88 | 34.98 | 50.51 | 49.63 | 46.17 | 50.51 | 49.63 | 46.17 | 50.51 | 49.63 | 46.17 | 50.51 | 49.63 | 46.17 | 53.13 | 49.63 | 47.16 | 56.09 | 49.63 | 47.16 | 50.51 | 51.61 | 49.34 | 50.51 | 53.1 | 49.48 | 53.13 | 49.63 | 47.16 | 66.17 | 48.62 | 46.23 | 64.19 | 48.62 | 45.7 | 50.51 | 49.63 | 46.17
3105 | 39.77 | 36.75 | 27.08 | 39.77 | 36.75 | 27.08 | 39.77 | 36.75 | 27.08 | 39.77 | 36.75 | 27.08 | 39.77 | 36.75 | 27.08 | 40.47 | 36.75 | 27.08 | 39.77 | 36.75 | 27.08 | 39.77 | 44.73 | 37.2 | 39.77 | 36.75 | 27.08 | 43.82 | 36.38 | 26.81 | 40.17 | 35.66 | 26.27 | 39.77 | 36.75 | 27.08 | 50.36 | 40.89 | 44.89 | 50.36 | 40.89 | 44.89 | 50.36 | 40.89 | 44.89 | 50.36 | 40.89 | 44.89 | 52.98 | 40.89 | 45.35 | 55.94 | 40.89 | 45.35 | 50.36 | 40.89 | 46.45 | 50.36 | 52.94 | 49.33 | 52.98 | 40.89 | 46.45 | 59.81 | 40.48 | 44.8 | 56.87 | 40.48 | 43.99 | 50.36 | 40.89 | 44.89
3106 | 39.75 | 12.21 | 0 | 39.75 | 12.21 | 0 | 39.75 | 12.21 | 0 | 39.75 | 12.21 | 0 | 39.75 | 12.33 | 0 | 40.41 | 12.33 | 0 | 39.75 | 12.33 | 25.05 | 39.75 | 44.71 | 37.18 | 39.75 | 12.33 | 25.05 | 40.15 | 12.08 | 0 | 39.35 | 11.84 | 0 | 39.75 | 12.21 | 0 | 50.34 | 10.33 | 0 | 50.34 | 10.33 | 0 | 50.34 | 10.33 | 0 | 50.34 | 10.33 | 0 | 51.37 | 35.22 | 27.44 | 51.37 | 35.22 | 27.44 | 50.34 | 46.27 | 46.45 | 50.34 | 52.92 | 49.31 | 51.37 | 35.22 | 33.28 | 50.84 | 0 | 0 | 49.83 | 0 | 0 | 50.34 | 10.33 | 0
3107 | 39.28 | 0 | 0 | 39.28 | 0 | 0 | 39.28 | 0 | 0 | 39.28 | 0 | 0 | 39.28 | 0 | 0 | 39.28 | 0 | 0 | 39.64 | 0 | 25.05 | 39.64 | 44.61 | 37.07 | 39.28 | 0 | 25.05 | 38.49 | 0 | 0 | 38.89 | 0 | 0 | 39.28 | 0 | 0 | 50.13 | 10.33 | 0 | 50.13 | 10.33 | 0 | 50.13 | 10.33 | 0 | 50.13 | 10.33 | 0 | 51.15 | 20 | 27.44 | 51.15 | 20 | 27.44 | 50.23 | 21.26 | 33.28 | 50.23 | 52.82 | 49.21 | 51.15 | 21.26 | 33.28 | 50.64 | 0 | 0 | 49.63 | 0 | 0 | 50.13 | 10.33 | 0
3108 | 39.11 | 0 | 0 | 39.11 | 0 | 0 | 39.11 | 0 | 0 | 39.11 | 0 | 0 | 39.11 | 0 | 0 | 39.11 | 0 | 0 | 39.45 | 0.01 | 25.05 | 39.45 | 44.42 | 36.89 | 39.11 | 0.01 | 25.05 | 38.32 | 0 | 0 | 38.71 | 0 | 0 | 39.11 | 0 | 0 | 49.61 | 0 | 0 | 49.61 | 0 | 0 | 49.61 | 0 | 0 | 49.61 | 0 | 0 | 51.15 | 18.82 | 0 | 51.15 | 18.82 | 0 | 50.04 | 46.27 | 46.45 | 50.04 | 52.63 | 49.02 | 51.15 | 20 | 33.28 | 50.64 | 0 | 0 | 49.63 | 0 | 0 | 49.61 | 0 | 0
3109 | 38.7 | 0 | 0 | 38.7 | 0 | 0 | 38.7 | 0 | 0 | 38.7 | 0 | 0 | 39.11 | 0 | 0 | 39.11 | 0 | 0 | 39.29 | 9.75 | 25.05 | 39.29 | 44.26 | 36.72 | 39.11 | 9.75 | 25.05 | 38.32 | 0 | 0 | 38.32 | 0 | 0 | 38.7 | 0 | 0 | 49.13 | 0 | 0 | 49.13 | 0 | 0 | 49.13 | 0 | 0 | 49.13 | 0 | 0 | 51.15 | 18.82 | 0 | 51.15 | 18.82 | 0 | 49.88 | 46.27 | 46.45 | 49.88 | 52.47 | 48.86 | 51.15 | 20 | 33.28 | 50.64 | 0 | 0 | 49.63 | 0 | 0 | 49.13 | 0 | 0
3110 | 38.1 | 0 | 0 | 38.1 | 0 | 0 | 38.1 | 0 | 0 | 38.1 | 0 | 0 | 39.1 | 0 | 0 | 39.1 | 0 | 0 | 39.1 | 9.56 | 25.05 | 39.1 | 44.07 | 36.53 | 39.1 | 9.56 | 25.05 | 38.49 | 0 | 0 | 37.72 | 0 | 0 | 38.1 | 0 | 0 | 49.14 | 21.04 | 10.33 | 49.14 | 21.04 | 10.33 | 49.14 | 21.04 | 10.33 | 49.14 | 21.04 | 10.33 | 51.16 | 21.26 | 10.98 | 51.16 | 21.26 | 10.98 | 49.69 | 46.27 | 46.45 | 49.69 | 52.28 | 48.67 | 51.16 | 21.26 | 33.28 | 50.65 | 20.83 | 10.87 | 49.64 | 20.83 | 10.44 | 49.14 | 21.04 | 10.33
3111 | 38.96 | 12.21 | 24.8 | 38.96 | 12.21 | 24.8 | 38.96 | 12.21 | 24.8 | 38.96 | 12.21 | 24.8 | 38.96 | 12.46 | 25.3 | 38.96 | 12.46 | 25.3 | 38.96 | 12.46 | 25.3 | 38.96 | 43.93 | 36.39 | 38.96 | 12.46 | 25.3 | 38.57 | 12.33 | 25.05 | 38.57 | 12.12 | 24.55 | 38.96 | 12.21 | 24.8 | 49.33 | 39.06 | 35.55 | 49.33 | 39.06 | 35.55 | 49.33 | 39.06 | 35.55 | 49.33 | 39.06 | 35.55 | 51.36 | 39.06 | 35.55 | 51.36 | 39.06 | 35.55 | 49.55 | 46.27 | 46.45 | 49.55 | 52.14 | 48.53 | 51.36 | 39.06 | 35.55 | 50.84 | 38.66 | 35.91 | 49.83 | 38.66 | 35.91 | 49.33 | 39.06 | 35.55
3112 | 38.83 | 35.3 | 28.21 | 38.83 | 35.3 | 28.21 | 38.83 | 35.3 | 28.21 | 38.83 | 35.3 | 28.21 | 38.83 | 35.3 | 28.21 | 39.54 | 35.3 | 28.21 | 38.83 | 35.3 | 28.21 | 38.83 | 43.8 | 36.26 | 38.83 | 35.3 | 28.21 | 39.94 | 35.66 | 28.32 | 39.22 | 35.66 | 28.5 | 38.83 | 35.3 | 28.21 | 49.42 | 48.43 | 46.17 | 49.42 | 48.43 | 46.17 | 49.42 | 48.43 | 46.17 | 49.42 | 48.43 | 46.17 | 52.04 | 48.43 | 46.17 | 52.86 | 48.43 | 46.17 | 49.42 | 49.23 | 48.4 | 49.42 | 52.01 | 48.4 | 52.04 | 48.43 | 46.17 | 53.4 | 47.46 | 46.63 | 52.33 | 47.95 | 46.63 | 49.42 | 48.43 | 46.17
3113 | 38.87 | 43.84 | 35.85 | 38.87 | 43.84 | 35.85 | 38.87 | 43.84 | 35.85 | 38.87 | 43.84 | 35.85 | 38.87 | 43.93 | 35.85 | 39.58 | 43.93 | 35.85 | 38.87 | 43.84 | 35.85 | 38.87 | 43.84 | 36.31 | 38.87 | 43.93 | 35.85 | 44.71 | 44.37 | 35.49 | 43.82 | 44.37 | 35.85 | 38.87 | 43.84 | 35.85 | 49.46 | 51.54 | 47.16 | 49.46 | 51.54 | 47.16 | 49.46 | 51.54 | 47.16 | 49.46 | 51.54 | 47.16 | 52.09 | 51.54 | 47.16 | 55.04 | 51.54 | 47.16 | 49.46 | 51.61 | 48.44 | 49.46 | 52.05 | 48.44 | 52.09 | 51.54 | 47.16 | 59.82 | 51.03 | 47.64 | 59.82 | 52.06 | 47.64 | 49.46 | 51.54 | 47.16
3114 | 38.88 | 43.84 | 36.31 | 38.88 | 43.84 | 36.31 | 38.88 | 43.85 | 36.31 | 38.88 | 43.85 | 36.31 | 38.88 | 46.24 | 36.31 | 39.59 | 46.39 | 36.31 | 38.88 | 43.85 | 36.31 | 38.88 | 43.85 | 36.31 | 38.88 | 46.24 | 36.31 | 50.75 | 48.21 | 36.68 | 50.75 | 48.53 | 37.26 | 38.88 | 43.84 | 36.31 | 49.47 | 52.06 | 48.44 | 49.47 | 52.06 | 48.44 | 49.47 | 52.06 | 48.44 | 49.47 | 52.06 | 48.44 | 52.09 | 52.06 | 48.44 | 55.05 | 52.06 | 48.44 | 49.47 | 52.06 | 48.44 | 49.47 | 52.06 | 48.44 | 52.09 | 52.06 | 48.44 | 69.37 | 52.58 | 47.95 | 67.99 | 54.21 | 48.93 | 49.47 | 52.06 | 48.44
3115 | 38.91 | 43.88 | 36.35 | 38.91 | 43.88 | 36.35 | 38.91 | 43.88 | 36.35 | 38.91 | 43.88 | 36.35 | 38.91 | 46.27 | 36.35 | 39.62 | 46.43 | 36.35 | 38.91 | 43.88 | 36.35 | 38.91 | 43.88 | 36.35 | 38.91 | 46.27 | 36.35 | 51.78 | 48.53 | 36.89 | 50.75 | 49.52 | 37.64 | 38.91 | 43.88 | 36.35 | 49.5 | 52.09 | 48.48 | 49.5 | 52.09 | 48.48 | 49.5 | 52.09 | 48.48 | 49.5 | 52.09 | 48.48 | 52.13 | 52.2 | 48.48 | 55.08 | 52.2 | 48.48 | 49.5 | 52.09 | 48.48 | 49.5 | 52.09 | 48.48 | 52.13 | 52.2 | 48.48 | 69.37 | 52.73 | 48.97 | 67.99 | 55.57 | 50.51 | 49.5 | 52.09 | 48.48
3116 | 39.09 | 44.06 | 36.52 | 39.09 | 44.06 | 36.52 | 39.09 | 44.06 | 36.52 | 39.09 | 44.06 | 36.52 | 39.09 | 46.45 | 36.52 | 39.8 | 46.6 | 36.52 | 39.09 | 44.06 | 36.52 | 39.09 | 44.06 | 36.52 | 39.09 | 46.45 | 36.52 | 51.78 | 48.53 | 36.89 | 50.75 | 49.52 | 37.64 | 39.09 | 44.06 | 36.52 | 49.68 | 52.27 | 48.65 | 49.68 | 52.27 | 48.65 | 49.68 | 52.27 | 48.65 | 49.68 | 52.27 | 48.65 | 52.3 | 52.37 | 48.65 | 55.26 | 52.37 | 48.65 | 49.68 | 52.27 | 48.65 | 49.68 | 52.27 | 48.65 | 52.3 | 52.37 | 48.65 | 69.37 | 52.95 | 49.15 | 67.99 | 55.57 | 50.51 | 49.68 | 52.27 | 48.65
3117 | 39.22 | 44.18 | 36.65 | 39.22 | 44.18 | 36.65 | 39.22 | 44.18 | 36.65 | 39.22 | 44.18 | 36.65 | 39.22 | 46.58 | 36.65 | 39.92 | 46.73 | 36.65 | 39.22 | 44.18 | 36.65 | 39.22 | 44.18 | 36.65 | 39.22 | 46.58 | 36.65 | 50.75 | 48.53 | 36.89 | 50.75 | 49.52 | 37.64 | 39.22 | 44.18 | 36.65 | 49.81 | 52.39 | 48.78 | 49.81 | 52.39 | 48.78 | 49.81 | 52.39 | 48.78 | 49.81 | 52.39 | 48.78 | 52.43 | 52.5 | 48.78 | 55.39 | 52.5 | 48.78 | 49.81 | 52.39 | 48.78 | 49.81 | 52.39 | 48.78 | 52.43 | 52.5 | 48.78 | 69.37 | 53.44 | 49.28 | 67.99 | 55.57 | 50.51 | 49.81 | 52.39 | 48.78
3118 | 38.99 | 43.96 | 36.42 | 38.99 | 43.96 | 36.42 | 38.99 | 43.96 | 36.42 | 38.99 | 43.96 | 36.42 | 38.99 | 46.35 | 36.42 | 39.7 | 46.5 | 36.42 | 38.99 | 43.96 | 36.42 | 38.99 | 43.96 | 36.42 | 38.99 | 46.35 | 36.42 | 45.6 | 48.21 | 36.79 | 45.14 | 48.54 | 37.54 | 38.99 | 43.96 | 36.42 | 49.58 | 52.17 | 48.56 | 49.58 | 52.17 | 48.56 | 49.58 | 52.17 | 48.56 | 49.58 | 52.17 | 48.56 | 52.2 | 52.28 | 48.56 | 55.16 | 52.28 | 48.56 | 49.58 | 52.17 | 48.56 | 49.58 | 52.17 | 48.56 | 52.2 | 52.28 | 48.56 | 67.05 | 52.95 | 49.05 | 65.71 | 55.57 | 50.05 | 49.58 | 51.48 | 48.56
3119 | 38.24 | 43.2 | 35.67 | 38.24 | 43.2 | 35.67 | 38.24 | 43.2 | 35.67 | 38.24 | 43.2 | 35.67 | 38.24 | 45.59 | 35.67 | 38.94 | 45.75 | 35.67 | 38.24 | 43.2 | 35.67 | 38.24 | 43.2 | 35.67 | 38.24 | 45.59 | 35.67 | 40.15 | 47.19 | 36.03 | 40.15 | 48.16 | 36.89 | 38.24 | 43.2 | 35.67 | 48.82 | 51.41 | 47.8 | 48.82 | 51.41 | 47.8 | 48.82 | 51.41 | 47.8 | 48.82 | 51.41 | 47.8 | 51.45 | 51.41 | 47.8 | 54.4 | 51.52 | 47.8 | 48.82 | 51.41 | 47.8 | 48.82 | 51.41 | 47.8 | 51.45 | 51.41 | 47.8 | 59.81 | 53.37 | 48.8 | 59.81 | 54.46 | 50.01 | 48.82 | 51.19 | 47.8
3120 | 37.71 | 42.67 | 35.14 | 37.71 | 42.67 | 35.14 | 37.71 | 42.67 | 35.14 | 37.71 | 42.67 | 35.14 | 37.71 | 45.05 | 35.14 | 38.11 | 45.22 | 35.14 | 37.71 | 42.67 | 35.14 | 37.71 | 42.67 | 35.14 | 37.71 | 45.05 | 35.14 | 38.5 | 45.68 | 35.49 | 38.1 | 47.09 | 36.89 | 37.71 | 42.67 | 35.14 | 48.3 | 50.89 | 47.27 | 48.3 | 50.89 | 47.27 | 48.3 | 50.89 | 47.27 | 48.3 | 50.89 | 47.27 | 50.92 | 50.89 | 47.27 | 51.81 | 50.99 | 47.27 | 48.3 | 50.89 | 47.27 | 48.3 | 50.89 | 47.27 | 50.92 | 50.89 | 47.27 | 52.33 | 51.51 | 47.75 | 52.33 | 54.46 | 50.01 | 48.3 | 50.89 | 47.27
3121 | 37.14 | 42.31 | 34.78 | 37.14 | 42.31 | 34.78 | 37.14 | 42.31 | 34.78 | 37.14 | 42.31 | 34.78 | 37.34 | 44.7 | 34.78 | 37.53 | 44.85 | 34.78 | 37.34 | 42.31 | 34.78 | 37.34 | 42.31 | 34.78 | 37.34 | 44.7 | 34.78 | 37.91 | 45.31 | 35.13 | 37.91 | 47.08 | 36.89 | 37.14 | 42.31 | 34.78 | 47.93 | 50.52 | 46.91 | 47.93 | 50.52 | 46.91 | 47.93 | 50.52 | 46.91 | 47.93 | 50.52 | 46.91 | 50.56 | 50.52 | 46.91 | 51.81 | 50.52 | 46.91 | 47.93 | 50.52 | 46.91 | 47.93 | 50.52 | 46.91 | 50.56 | 50.52 | 46.91 | 52.33 | 51.03 | 47.16 | 52.33 | 54.46 | 50.01 | 47.93 | 50.52 | 46.91
3122 | 37.09 | 42.06 | 34.53 | 37.09 | 42.06 | 34.53 | 37.09 | 42.06 | 34.53 | 37.09 | 42.06 | 34.53 | 37.09 | 44.43 | 34.53 | 37.48 | 44.6 | 34.53 | 37.09 | 42.06 | 34.53 | 37.09 | 42.06 | 34.53 | 37.09 | 44.43 | 34.53 | 37.86 | 44.6 | 34.58 | 37.86 | 47.08 | 36.89 | 37.09 | 42.06 | 34.53 | 47.68 | 50.27 | 46.66 | 47.68 | 50.27 | 46.66 | 47.68 | 50.27 | 46.66 | 47.68 | 50.27 | 46.66 | 50.31 | 50.27 | 46.66 | 51.81 | 50.28 | 46.66 | 47.68 | 50.27 | 46.66 | 47.68 | 50.27 | 46.66 | 50.31 | 50.27 | 46.66 | 52.33 | 50.28 | 46.19 | 52.33 | 54.46 | 50.01 | 47.68 | 50.27 | 46.66
3123 | 37 | 41.97 | 34.43 | 37 | 41.97 | 34.43 | 37 | 41.97 | 34.43 | 37 | 41.97 | 34.43 | 37 | 41.97 | 34.43 | 37.61 | 43.24 | 34.43 | 37 | 41.97 | 34.43 | 37 | 41.97 | 34.43 | 37 | 41.97 | 34.43 | 37.99 | 42.81 | 34.42 | 37.99 | 47.08 | 35.79 | 37 | 41.97 | 34.43 | 47.59 | 50.18 | 46.56 | 47.59 | 50.18 | 46.56 | 47.59 | 50.18 | 46.56 | 47.59 | 50.18 | 46.56 | 50.21 | 50.18 | 46.56 | 51.67 | 50.18 | 46.56 | 47.59 | 50.18 | 46.56 | 47.59 | 50.18 | 46.56 | 50.21 | 50.18 | 46.56 | 52.33 | 50.01 | 45.92 | 52.33 | 54.46 | 49 | 47.59 | 50.18 | 46.56
3124 | 37.03 | 42 | 34.46 | 37.03 | 42 | 34.46 | 37.03 | 42 | 34.46 | 37.03 | 42 | 34.46 | 37.03 | 42 | 34.46 | 37.74 | 43.24 | 34.46 | 37.03 | 42 | 34.46 | 37.03 | 42 | 34.46 | 37.03 | 42 | 34.46 | 38.4 | 42.81 | 34.42 | 39.19 | 47.08 | 36.89 | 37.03 | 42 | 34.46 | 47.62 | 50.21 | 46.59 | 47.62 | 50.21 | 46.59 | 47.62 | 50.21 | 46.59 | 47.62 | 50.21 | 46.59 | 50.24 | 50.21 | 46.59 | 53.2 | 50.21 | 46.59 | 47.62 | 50.21 | 46.59 | 47.62 | 50.21 | 46.59 | 50.24 | 50.21 | 46.59 | 57.53 | 50.01 | 44.8 | 58.7 | 53.9 | 48.54 | 47.62 | 50.21 | 46.59
3125 | 37.76 | 42.73 | 35.19 | 37.76 | 42.73 | 35.19 | 37.76 | 42.73 | 35.19 | 37.76 | 42.73 | 35.19 | 37.76 | 43.4 | 35.19 | 38.47 | 45.18 | 35.19 | 37.76 | 42.73 | 35.19 | 37.76 | 42.73 | 35.19 | 37.76 | 43.4 | 35.19 | 47.03 | 44.73 | 34.84 | 49.23 | 49.5 | 36.89 | 37.76 | 42.73 | 35.19 | 48.35 | 50.94 | 47.33 | 48.35 | 50.94 | 47.33 | 48.35 | 50.94 | 47.33 | 48.35 | 50.94 | 47.33 | 50.97 | 50.94 | 47.33 | 53.93 | 50.94 | 47.33 | 48.35 | 50.94 | 47.33 | 48.35 | 50.94 | 47.33 | 50.97 | 50.94 | 47.33 | 67.3 | 50.43 | 44.8 | 68.67 | 54.61 | 50.01 | 48.35 | 50.94 | 47.33
3126 | 38.67 | 43.64 | 36.11 | 38.67 | 43.64 | 36.11 | 38.67 | 43.64 | 36.11 | 38.67 | 43.64 | 36.11 | 38.67 | 46.03 | 36.11 | 39.38 | 46.18 | 36.11 | 38.67 | 43.64 | 36.11 | 38.67 | 43.64 | 36.11 | 38.67 | 46.03 | 36.11 | 52.24 | 45.72 | 35.74 | 53.31 | 50.88 | 36.47 | 38.67 | 43.64 | 36.11 | 49.26 | 51.85 | 48.24 | 49.26 | 51.85 | 48.24 | 49.26 | 51.85 | 48.24 | 49.26 | 53.5 | 48.24 | 51.89 | 51.85 | 48.24 | 54.84 | 51.85 | 48.24 | 49.26 | 51.85 | 48.24 | 49.26 | 51.85 | 48.24 | 51.89 | 51.85 | 48.24 | 72.89 | 51.33 | 45.92 | 73.62 | 54.44 | 48.73 | 49.26 | 51.85 | 48.24
3127 | 39.57 | 44.54 | 37 | 39.57 | 44.54 | 37 | 39.57 | 44.54 | 37 | 39.57 | 44.54 | 37 | 39.57 | 46.93 | 37 | 40.28 | 47.08 | 37 | 39.57 | 44.54 | 37 | 39.57 | 44.54 | 37 | 39.57 | 46.93 | 37 | 53.31 | 47.05 | 35.49 | 53.31 | 48.01 | 36.89 | 39.57 | 44.54 | 37 | 50.16 | 52.75 | 49.13 | 50.16 | 52.75 | 49.13 | 50.16 | 52.75 | 49.13 | 50.16 | 52.75 | 49.13 | 52.78 | 52.75 | 48.54 | 55.74 | 52.75 | 48.54 | 50.16 | 52.75 | 49.13 | 50.16 | 52.75 | 49.13 | 52.78 | 52.75 | 48.54 | 72.89 | 52.21 | 45.46 | 72.89 | 53.28 | 49.13 | 50.16 | 52.75 | 49.13
3128 | 40.14 | 45.11 | 37.57 | 40.14 | 45.11 | 37.57 | 40.14 | 45.11 | 37.57 | 40.14 | 45.11 | 37.57 | 40.14 | 46.02 | 36.59 | 40.85 | 46.03 | 36.59 | 40.14 | 45.11 | 37.57 | 40.14 | 45.11 | 37.57 | 40.14 | 46.02 | 36.59 | 51.16 | 45.56 | 35.14 | 50.13 | 45.56 | 35.85 | 40.14 | 45.11 | 37.57 | 50.73 | 53.32 | 49.71 | 50.73 | 53.32 | 49.71 | 50.73 | 53.32 | 49.71 | 50.73 | 53.32 | 49.71 | 53.35 | 53.32 | 46.68 | 56.31 | 52.4 | 46.68 | 50.73 | 53.32 | 49.71 | 50.73 | 53.32 | 49.71 | 53.35 | 53.32 | 46.68 | 68 | 47.66 | 44.8 | 66.64 | 51.35 | 47.64 | 50.73 | 53.32 | 49.71
3129 | 40.03 | 44.99 | 37.46 | 40.03 | 44.99 | 37.46 | 40.03 | 44.99 | 37.46 | 40.03 | 44.99 | 37.46 | 40.03 | 44.99 | 36.23 | 40.73 | 44.99 | 36.23 | 40.03 | 44.99 | 37.46 | 40.03 | 44.99 | 37.46 | 40.03 | 44.99 | 36.23 | 49.13 | 42.81 | 27.44 | 48.22 | 43.68 | 34.42 | 40.03 | 44.99 | 37.46 | 50.62 | 52.08 | 49.59 | 50.62 | 52.08 | 49.59 | 50.62 | 52.08 | 49.59 | 50.62 | 52.08 | 49.59 | 53.24 | 52.08 | 46.68 | 56.2 | 52.08 | 46.68 | 50.62 | 52.08 | 49.59 | 50.62 | 53.2 | 49.59 | 53.24 | 52.08 | 46.68 | 62.3 | 45.02 | 35.37 | 61.05 | 50.01 | 44.8 | 50.62 | 52.08 | 49.59
3130 | 39.87 | 40.85 | 37.3 | 39.87 | 40.85 | 37.3 | 39.87 | 40.85 | 37.3 | 39.87 | 40.85 | 37.3 | 39.87 | 27.76 | 27.08 | 40.58 | 27.76 | 27.08 | 39.87 | 40.85 | 37.3 | 39.87 | 44.84 | 37.3 | 39.87 | 27.76 | 27.08 | 44.26 | 9.25 | 10.31 | 43.38 | 26.66 | 26 | 39.87 | 40.85 | 37.3 | 50.46 | 49.44 | 47.59 | 50.46 | 49.44 | 47.59 | 50.46 | 49.44 | 47.59 | 50.46 | 49.44 | 46.17 | 53.08 | 39.06 | 28.26 | 56.04 | 39.06 | 28.26 | 50.46 | 49.44 | 47.59 | 50.46 | 53.05 | 49.44 | 53.08 | 39.06 | 28.26 | 57.2 | 36.97 | 0 | 56.05 | 39.45 | 37.92 | 50.46 | 49.44 | 47.59
3131 | 39.69 | 27.78 | 37.12 | 39.69 | 27.78 | 37.12 | 39.69 | 27.78 | 37.12 | 39.69 | 27.78 | 37.12 | 39.69 | 27.39 | 0 | 40.22 | 27.39 | 0 | 39.69 | 27.78 | 37.12 | 39.69 | 44.66 | 37.12 | 39.69 | 27.39 | 10.15 | 40.22 | 0 | 0 | 40.09 | 26.3 | 0 | 39.69 | 27.78 | 37.12 | 50.28 | 48.43 | 46.45 | 50.28 | 48.43 | 46.45 | 50.28 | 48.43 | 46.45 | 50.28 | 48.43 | 46.17 | 50.28 | 35.04 | 28.2 | 50.28 | 35.04 | 28.2 | 50.28 | 48.43 | 46.45 | 50.28 | 52.87 | 49.26 | 50.28 | 35.04 | 28.2 | 49.78 | 0 | 0 | 50.79 | 34.33 | 36.34 | 50.28 | 48.43 | 46.45
3132 | 39.45 | 10.34 | 35.12 | 39.45 | 10.34 | 35.12 | 39.45 | 10.34 | 35.12 | 39.45 | 10.34 | 35.12 | 39.45 | 10.33 | 0 | 39.45 | 0 | 0 | 39.45 | 10.34 | 35.12 | 39.45 | 44.41 | 36.88 | 39.45 | 10.33 | 9.91 | 38.27 | 0 | 0 | 39.05 | 0 | 0 | 39.45 | 10.34 | 35.12 | 50.04 | 48.43 | 46.17 | 50.04 | 48.43 | 46.17 | 50.04 | 48.43 | 46.17 | 50.04 | 48.43 | 46.17 | 50.04 | 33.88 | 27.44 | 50.04 | 33.88 | 27.44 | 50.04 | 48.43 | 46.17 | 50.04 | 52.62 | 49.01 | 50.04 | 33.88 | 27.44 | 48.54 | 0 | 0 | 49.54 | 34.33 | 36.75 | 50.04 | 48.43 | 46.17
3133 | 39.14 | 10.33 | 36.57 | 39.14 | 10.33 | 36.57 | 39.14 | 10.33 | 36.57 | 39.14 | 10.33 | 36.57 | 39.14 | 9.61 | 0 | 39.14 | 0 | 0 | 39.14 | 10.33 | 36.57 | 39.14 | 44.11 | 36.57 | 39.14 | 9.61 | 9.6 | 34.43 | 0 | 0 | 35.13 | 0 | 0 | 39.14 | 10.33 | 36.57 | 49.73 | 48.43 | 46.17 | 49.73 | 48.43 | 46.17 | 49.73 | 48.43 | 46.17 | 49.73 | 48.43 | 46.17 | 49.73 | 29.98 | 27.44 | 49.73 | 12.59 | 27.44 | 49.73 | 48.43 | 46.45 | 49.73 | 52.32 | 48.71 | 49.73 | 29.98 | 27.44 | 47.84 | 0 | 0 | 49.23 | 12.71 | 36.75 | 49.73 | 48.43 | 46.17
3134 | 38.86 | 10.33 | 36.29 | 38.86 | 10.33 | 36.29 | 38.86 | 10.33 | 36.29 | 38.86 | 10.33 | 36.29 | 38.86 | 9.32 | 0 | 38.86 | 0 | 0 | 38.86 | 10.33 | 36.29 | 38.86 | 43.82 | 36.29 | 38.86 | 9.32 | 9.32 | 34.43 | 0 | 0 | 35.49 | 0 | 0 | 38.86 | 10.33 | 36.29 | 49.31 | 48.43 | 46.45 | 49.31 | 48.43 | 46.45 | 49.31 | 48.43 | 46.45 | 49.31 | 48.43 | 46.17 | 49.31 | 29.98 | 27.44 | 49.31 | 12.59 | 27.44 | 49.45 | 48.43 | 46.45 | 49.45 | 52.04 | 48.42 | 49.31 | 29.98 | 27.44 | 47.84 | 0 | 0 | 48.81 | 34.33 | 36.75 | 49.31 | 48.43 | 47.59
3135 | 38.66 | 10.34 | 36.09 | 38.66 | 10.34 | 36.09 | 38.66 | 10.34 | 36.09 | 38.66 | 10.34 | 36.09 | 38.66 | 10.3 | 9.12 | 38.66 | 0 | 0 | 38.66 | 10.34 | 36.09 | 38.66 | 43.63 | 36.09 | 38.66 | 10.3 | 9.12 | 34.43 | 0 | 0 | 38.27 | 0 | 0 | 38.66 | 10.34 | 36.09 | 48.82 | 48.43 | 46.45 | 48.82 | 48.43 | 46.45 | 48.82 | 48.43 | 46.45 | 48.82 | 48.43 | 46.17 | 48.82 | 29.98 | 27.44 | 48.82 | 12.84 | 27.44 | 49.25 | 48.43 | 46.45 | 49.25 | 51.84 | 48.23 | 48.82 | 29.98 | 27.44 | 47.37 | 0 | 0 | 48.33 | 46.03 | 36.75 | 48.82 | 48.43 | 47.59
3136 | 38.41 | 26.12 | 35.84 | 38.41 | 26.12 | 35.84 | 38.41 | 26.12 | 35.84 | 38.41 | 26.12 | 35.84 | 38.41 | 26.12 | 8.87 | 38.41 | 26.12 | 0 | 38.41 | 26.12 | 35.84 | 38.41 | 43.38 | 35.84 | 38.41 | 26.12 | 8.87 | 38.03 | 0 | 0 | 38.03 | 25.34 | 0 | 38.41 | 26.12 | 35.84 | 49 | 49.44 | 47.98 | 49 | 49.44 | 47.98 | 49 | 49.44 | 47.98 | 49 | 49.44 | 47.98 | 49 | 39.06 | 28.25 | 49 | 39.06 | 28.25 | 49 | 49.44 | 47.98 | 49 | 51.59 | 47.98 | 49 | 39.06 | 28.25 | 47.55 | 30.61 | 0 | 48.51 | 47.66 | 44.8 | 49 | 50.17 | 47.98
3137 | 38.48 | 27.76 | 35.91 | 38.48 | 27.76 | 35.91 | 38.48 | 27.76 | 35.91 | 38.48 | 27.76 | 35.91 | 38.48 | 27.76 | 25.82 | 38.48 | 27.76 | 25.82 | 38.48 | 27.76 | 35.91 | 38.48 | 43.45 | 35.91 | 38.48 | 27.76 | 25.82 | 38.87 | 9 | 23.59 | 39.27 | 27.2 | 26.89 | 38.48 | 27.76 | 35.91 | 49.07 | 51.66 | 48.04 | 49.07 | 51.66 | 48.04 | 49.07 | 51.66 | 48.04 | 49.07 | 51.66 | 48.04 | 51.28 | 51.66 | 35.37 | 51.28 | 51.66 | 35.37 | 49.07 | 51.66 | 48.04 | 49.07 | 51.66 | 48.04 | 51.28 | 51.66 | 35.37 | 51.28 | 32.09 | 0 | 52.32 | 51.03 | 47.56 | 49.07 | 51.66 | 49.7
3138 | 38.52 | 37.01 | 35.95 | 38.52 | 37.01 | 35.95 | 38.52 | 37.01 | 35.95 | 38.52 | 37.01 | 35.95 | 38.52 | 37.01 | 35.95 | 39.23 | 37.01 | 34.43 | 38.52 | 37.01 | 35.95 | 38.52 | 43.49 | 35.95 | 38.52 | 37.01 | 35.95 | 39.62 | 12.33 | 26.62 | 40.43 | 36.26 | 35.59 | 38.52 | 37.01 | 35.95 | 49.11 | 51.7 | 48.08 | 49.11 | 51.7 | 48.08 | 49.11 | 51.7 | 48.08 | 49.11 | 51.7 | 48.08 | 51.73 | 51.7 | 46.68 | 54.69 | 51.7 | 46.68 | 49.11 | 51.7 | 48.08 | 49.11 | 51.7 | 48.08 | 51.73 | 51.7 | 46.68 | 55.24 | 38.73 | 44.8 | 56.37 | 51.08 | 47.6 | 49.11 | 51.7 | 51.3
3139 | 38.42 | 43.38 | 35.85 | 38.42 | 43.38 | 35.85 | 38.42 | 43.38 | 35.85 | 38.42 | 43.38 | 35.85 | 38.42 | 43.38 | 35.85 | 39.12 | 43.09 | 34.43 | 38.42 | 43.38 | 35.85 | 38.42 | 43.38 | 35.85 | 38.42 | 43.38 | 35.85 | 44.5 | 40.96 | 32.65 | 45.41 | 42.95 | 35.49 | 38.42 | 43.38 | 35.85 | 49.01 | 51.59 | 47.98 | 49.01 | 51.59 | 47.98 | 49.01 | 51.59 | 47.98 | 49.01 | 51.59 | 47.98 | 51.63 | 51.59 | 46.75 | 54.59 | 51.59 | 46.68 | 49.01 | 51.59 | 47.98 | 49.01 | 51.59 | 47.98 | 51.63 | 51.59 | 46.75 | 56.98 | 45.95 | 44.8 | 58.15 | 51.08 | 47.64 | 49.01 | 51.59 | 49.7
3140 | 38.31 | 43.09 | 35.74 | 38.31 | 43.09 | 35.74 | 38.31 | 43.09 | 35.74 | 38.31 | 43.09 | 35.74 | 38.31 | 43.09 | 35.74 | 39.02 | 43.09 | 34.43 | 38.31 | 43.09 | 35.74 | 38.31 | 43.28 | 35.74 | 38.31 | 43.09 | 35.74 | 44.5 | 40.96 | 34.09 | 45.41 | 42.66 | 35.39 | 38.31 | 43.09 | 35.74 | 48.9 | 51.49 | 47.88 | 48.9 | 51.49 | 47.88 | 48.9 | 51.49 | 47.88 | 48.9 | 51.49 | 47.88 | 51.52 | 51.49 | 47.88 | 54.48 | 51.49 | 46.68 | 48.9 | 51.49 | 47.88 | 48.9 | 51.49 | 47.88 | 51.52 | 51.49 | 47.88 | 57.3 | 46.41 | 44.8 | 58.47 | 50.98 | 47.64 | 48.9 | 51.49 | 47.88
3141 | 38.53 | 42.22 | 35.97 | 38.53 | 42.22 | 35.97 | 38.53 | 42.22 | 35.97 | 38.53 | 42.22 | 35.97 | 38.53 | 42.22 | 35.97 | 39.24 | 42.22 | 35.5 | 38.53 | 42.22 | 35.97 | 38.53 | 43.5 | 35.97 | 38.53 | 42.22 | 35.97 | 44.5 | 40.96 | 34.42 | 44.95 | 41.8 | 35.61 | 38.53 | 42.22 | 35.97 | 49.12 | 51.54 | 48.1 | 49.12 | 51.54 | 48.1 | 49.12 | 51.54 | 48.1 | 49.12 | 51.54 | 48.1 | 51.75 | 51.54 | 48.1 | 54.7 | 51.54 | 46.68 | 49.12 | 51.54 | 48.1 | 49.12 | 51.71 | 48.1 | 51.75 | 51.54 | 48.1 | 58.14 | 47.35 | 44.8 | 59.33 | 51.03 | 47.64 | 49.12 | 51.54 | 48.1
3142 | 38.39 | 34.95 | 35.82 | 38.39 | 34.95 | 35.82 | 38.39 | 34.95 | 35.82 | 38.39 | 34.95 | 35.82 | 38.39 | 34.95 | 35.82 | 39.1 | 34.95 | 35.5 | 38.39 | 34.95 | 35.82 | 38.39 | 43.35 | 35.82 | 38.39 | 34.95 | 35.82 | 44.05 | 34.6 | 34.42 | 43.17 | 35.31 | 35.46 | 38.39 | 34.95 | 35.82 | 48.98 | 51.19 | 47.95 | 48.98 | 51.19 | 47.95 | 48.98 | 51.19 | 47.95 | 48.98 | 51.19 | 47.95 | 51.6 | 51.19 | 47.16 | 54.56 | 51.19 | 46.68 | 48.98 | 51.19 | 47.95 | 48.98 | 51.57 | 47.95 | 51.6 | 51.19 | 47.16 | 55.27 | 47.35 | 44.8 | 55.68 | 50.68 | 47.64 | 48.98 | 51.19 | 47.95
3143 | 37.81 | 34.82 | 35.24 | 37.81 | 34.82 | 35.24 | 37.81 | 34.82 | 35.24 | 37.81 | 34.82 | 35.24 | 37.81 | 34.82 | 35.24 | 38.52 | 34.82 | 34.77 | 37.81 | 34.82 | 35.24 | 37.81 | 42.78 | 35.24 | 37.81 | 34.82 | 35.24 | 38.91 | 34.47 | 34.42 | 38.19 | 35.17 | 35.14 | 37.81 | 34.82 | 35.24 | 48.4 | 49.92 | 47.38 | 48.4 | 49.92 | 47.38 | 48.4 | 49.92 | 47.38 | 48.4 | 49.92 | 47.38 | 51.02 | 49.92 | 46.75 | 52.33 | 49.92 | 46.68 | 48.4 | 49.92 | 47.38 | 48.4 | 50.99 | 47.38 | 51.02 | 49.92 | 46.75 | 52.33 | 46.88 | 44.8 | 51.29 | 50.42 | 47.64 | 48.4 | 49.92 | 47.38
3144 | 35.32 | 25.94 | 35.14 | 35.32 | 25.94 | 35.14 | 35.32 | 25.94 | 35.14 | 35.32 | 25.94 | 35.14 | 35.32 | 25.94 | 34.77 | 35.32 | 25.94 | 34.77 | 37.71 | 25.94 | 35.14 | 37.71 | 42.68 | 35.14 | 35.32 | 25.94 | 34.77 | 34.96 | 25.68 | 34.42 | 35.67 | 26.2 | 35.14 | 35.32 | 25.94 | 35.14 | 48.3 | 49.67 | 47.28 | 48.3 | 49.67 | 47.28 | 48.3 | 49.67 | 47.28 | 48.3 | 49.67 | 47.28 | 48.3 | 49.67 | 46.69 | 48.3 | 49.67 | 46.69 | 48.3 | 49.67 | 47.28 | 48.3 | 50.89 | 47.28 | 48.3 | 49.67 | 46.69 | 48.3 | 46.88 | 44.8 | 48.79 | 50.01 | 46.8 | 48.3 | 49.67 | 47.28
3145 | 33.75 | 12.71 | 34.81 | 33.75 | 12.71 | 34.81 | 33.75 | 12.71 | 34.81 | 33.75 | 12.71 | 34.81 | 33.75 | 12.71 | 34.44 | 33.75 | 12.71 | 34.44 | 33.75 | 12.71 | 34.81 | 37.38 | 42.35 | 34.81 | 33.75 | 12.71 | 34.44 | 33.41 | 12.33 | 34.09 | 34.09 | 12.58 | 34.79 | 33.75 | 12.71 | 34.81 | 46.86 | 49 | 46.95 | 46.86 | 49 | 46.95 | 46.86 | 49 | 46.95 | 46.86 | 49 | 46.95 | 46.86 | 49 | 46.69 | 46.86 | 49 | 46.69 | 46.86 | 49 | 46.95 | 47.97 | 50.56 | 46.95 | 46.86 | 49 | 46.69 | 46.39 | 47.66 | 44.8 | 47.34 | 49.49 | 46.48 | 46.86 | 49 | 46.95
3146 | 32.33 | 0 | 34.54 | 32.33 | 0 | 34.54 | 32.33 | 0 | 34.54 | 32.33 | 0 | 34.54 | 32.33 | 0 | 33.93 | 32.33 | 0 | 33.93 | 32.33 | 0.01 | 34.54 | 37.11 | 42.07 | 34.54 | 32.33 | 0.01 | 33.93 | 32.01 | 0 | 33.59 | 32.66 | 0 | 34.27 | 32.33 | 0.01 | 34.54 | 46.56 | 49 | 46.67 | 46.56 | 49 | 46.67 | 46.56 | 49 | 46.67 | 46.56 | 49 | 46.67 | 46.56 | 49 | 46.67 | 46.56 | 49 | 46.67 | 46.56 | 49 | 46.67 | 47.7 | 50.28 | 46.67 | 46.56 | 49 | 46.67 | 46.1 | 47.66 | 44.8 | 47.03 | 49.49 | 46.21 | 46.56 | 49 | 46.67
3147 | 30.57 | 0 | 34.35 | 30.57 | 0 | 34.35 | 30.57 | 0 | 34.35 | 30.57 | 0 | 34.35 | 30.57 | 0 | 32.28 | 30.57 | 0 | 32.28 | 30.57 | 0.01 | 34.35 | 36.91 | 41.88 | 34.35 | 30.57 | 0.01 | 32.28 | 30.27 | 0 | 31.94 | 30.88 | 0 | 34 | 30.57 | 0 | 34.35 | 43.18 | 49.51 | 46.48 | 43.18 | 49.51 | 46.48 | 43.18 | 49.51 | 46.48 | 43.18 | 49.51 | 46.48 | 43.18 | 49.51 | 46.48 | 43.18 | 49.51 | 46.48 | 43.18 | 49.51 | 46.48 | 47.5 | 50.09 | 46.48 | 43.18 | 49.51 | 46.48 | 42.75 | 47.66 | 44.8 | 43.62 | 50.01 | 46.02 | 43.18 | 49.51 | 46.48
3148 | 30.57 | 0 | 34.28 | 30.57 | 0 | 34.28 | 30.57 | 0 | 34.28 | 30.57 | 0 | 34.28 | 30.57 | 0 | 29.05 | 30.57 | 0 | 29.05 | 30.57 | 0 | 34.28 | 36.85 | 41.81 | 34.28 | 30.57 | 0 | 29.05 | 30.27 | 0 | 28.75 | 30.88 | 0 | 33.94 | 30.57 | 0 | 34.28 | 40.75 | 48.43 | 46.41 | 40.75 | 48.43 | 46.41 | 40.75 | 48.43 | 46.41 | 40.75 | 48.43 | 46.41 | 40.75 | 48.43 | 46.41 | 40.75 | 48.43 | 46.41 | 40.75 | 48.43 | 46.41 | 47.44 | 50.02 | 46.41 | 40.75 | 48.43 | 46.41 | 40.35 | 46.51 | 44.8 | 41.16 | 47.95 | 45.95 | 40.75 | 48.43 | 46.41
3149 | 33.4 | 10.33 | 34.24 | 33.4 | 10.33 | 34.24 | 33.4 | 10.33 | 34.24 | 33.4 | 10.33 | 34.24 | 33.4 | 7.27 | 30.91 | 33.4 | 0 | 30.91 | 33.4 | 10.33 | 34.24 | 36.81 | 41.78 | 34.24 | 33.4 | 7.27 | 30.91 | 32.72 | 0 | 30.59 | 33.06 | 0 | 33.9 | 33.4 | 10.33 | 34.24 | 46.64 | 48.14 | 46.38 | 46.64 | 48.14 | 46.38 | 46.64 | 48.14 | 46.38 | 46.64 | 48.14 | 46.38 | 46.64 | 44.79 | 46.38 | 46.64 | 44.79 | 46.38 | 46.64 | 48.14 | 46.38 | 47.4 | 49.99 | 46.38 | 46.64 | 44.79 | 46.38 | 46.17 | 43.89 | 44.8 | 46.17 | 47.66 | 45.91 | 46.64 | 48.14 | 46.38
3150 | 36.9 | 10.33 | 34.33 | 36.9 | 10.33 | 34.33 | 36.9 | 10.33 | 34.33 | 36.9 | 10.33 | 34.33 | 36.9 | 7.36 | 24 | 36.9 | 0 | 24 | 36.9 | 10.33 | 34.33 | 36.9 | 41.87 | 34.33 | 36.9 | 7.36 | 24 | 35.8 | 0 | 23.51 | 36.53 | 0 | 33.99 | 36.9 | 10.33 | 34.33 | 47.49 | 48.43 | 46.47 | 47.49 | 48.43 | 46.47 | 47.49 | 48.43 | 46.47 | 47.49 | 48.43 | 46.47 | 47.49 | 42.01 | 46.21 | 47.49 | 42.01 | 46.21 | 47.49 | 48.43 | 46.47 | 47.49 | 50.08 | 46.47 | 47.49 | 42.01 | 46.21 | 46.53 | 40.34 | 44.8 | 47.02 | 47.95 | 46 | 47.49 | 48.43 | 46.47
3151 | 37.48 | 10.35 | 34.92 | 37.48 | 10.35 | 34.92 | 37.48 | 10.35 | 34.92 | 37.48 | 10.35 | 34.92 | 37.48 | 7.94 | 7.94 | 37.48 | 0.01 | 0 | 37.48 | 10.35 | 34.92 | 37.48 | 42.45 | 34.92 | 37.48 | 7.94 | 7.94 | 30.75 | 0 | 0 | 37.11 | 0 | 0 | 37.48 | 10.35 | 34.92 | 48.07 | 49.44 | 47.05 | 48.07 | 49.44 | 47.05 | 48.07 | 49.44 | 47.05 | 48.07 | 49.44 | 47.05 | 48.07 | 12.85 | 44.43 | 48.07 | 12.85 | 44.43 | 48.07 | 49.44 | 47.05 | 48.07 | 50.66 | 47.05 | 48.07 | 12.85 | 44.43 | 43.63 | 12.33 | 43.99 | 47.59 | 47.66 | 44.88 | 48.07 | 49.44 | 47.05
3152 | 37.91 | 25.6 | 35.34 | 37.91 | 25.6 | 35.34 | 37.91 | 25.6 | 35.34 | 37.91 | 25.6 | 35.34 | 37.91 | 10.59 | 8.37 | 37.91 | 10.59 | 0 | 37.91 | 25.6 | 35.34 | 37.91 | 42.87 | 35.34 | 37.91 | 10.59 | 8.37 | 21.77 | 0 | 0 | 22.21 | 0 | 0 | 37.91 | 25.6 | 35.34 | 48.5 | 49.44 | 47.47 | 48.5 | 49.44 | 47.47 | 48.5 | 49.44 | 47.47 | 48.5 | 49.44 | 47.47 | 48.5 | 29.98 | 35.37 | 48.5 | 29.98 | 35.37 | 48.5 | 49.44 | 47.47 | 48.5 | 51.08 | 47.47 | 48.5 | 29.98 | 35.37 | 28.35 | 12.09 | 35.02 | 29.22 | 47.66 | 44.8 | 48.5 | 49.44 | 47.47
3153 | 38.31 | 25.6 | 35.75 | 38.31 | 25.6 | 35.75 | 38.31 | 25.6 | 35.75 | 38.31 | 25.6 | 35.75 | 38.31 | 25.6 | 8.78 | 38.31 | 25.6 | 0 | 38.31 | 25.6 | 35.75 | 38.31 | 43.28 | 35.75 | 38.31 | 25.6 | 8.78 | 19.99 | 0 | 0 | 20.4 | 0 | 0 | 38.31 | 25.6 | 35.75 | 48.9 | 49.13 | 47.88 | 48.9 | 49.13 | 47.88 | 48.9 | 49.13 | 47.88 | 48.9 | 49.13 | 47.88 | 48.9 | 29.98 | 8.78 | 48.9 | 29.98 | 0 | 48.9 | 49.13 | 47.88 | 48.9 | 51.49 | 47.88 | 48.9 | 29.98 | 8.78 | 26.67 | 0 | 0 | 27.21 | 0 | 44.8 | 48.9 | 49.13 | 47.88
3154 | 38.42 | 10.34 | 35.85 | 38.42 | 10.34 | 35.85 | 38.42 | 10.34 | 35.85 | 38.42 | 10.34 | 35.85 | 38.42 | 8.88 | 0 | 38.42 | 0 | 0 | 38.42 | 10.34 | 35.85 | 38.42 | 43.39 | 35.85 | 38.42 | 8.88 | 8.88 | 12.58 | 0 | 0 | 12.84 | 0 | 0 | 38.42 | 10.34 | 35.85 | 49.01 | 48.43 | 46.17 | 49.01 | 48.43 | 46.17 | 49.01 | 48.43 | 46.17 | 49.01 | 48.43 | 46.17 | 49.01 | 29.98 | 8.88 | 49.01 | 0 | 0 | 49.01 | 48.43 | 46.45 | 49.01 | 51.6 | 47.99 | 49.01 | 29.98 | 8.88 | 12.71 | 0 | 0 | 12.97 | 0 | 0 | 49.01 | 48.43 | 46.17
3155 | 38.37 | 10.33 | 35.8 | 38.37 | 10.33 | 35.8 | 38.37 | 10.33 | 35.8 | 38.37 | 10.33 | 35.8 | 38.37 | 8.83 | 0 | 38.37 | 0 | 0 | 38.37 | 10.33 | 35.8 | 38.37 | 43.33 | 35.8 | 38.37 | 8.83 | 8.83 | 12.33 | 0 | 0 | 12.59 | 0 | 0 | 38.37 | 10.33 | 35.8 | 48.96 | 48.43 | 43.65 | 48.96 | 48.43 | 43.65 | 48.96 | 48.43 | 43.65 | 48.96 | 48.43 | 43.65 | 48.96 | 8.83 | 0 | 48.96 | 0 | 0 | 48.96 | 48.43 | 43.65 | 48.96 | 51.54 | 47.93 | 48.96 | 8.83 | 0 | 0 | 0 | 0 | 0 | 0 | 0 | 48.96 | 48.43 | 46.17
3156 | 38.21 | 10.33 | 35.64 | 38.21 | 10.33 | 35.64 | 38.21 | 10.33 | 35.64 | 38.21 | 10.33 | 35.64 | 38.21 | 8.67 | 0 | 38.21 | 0 | 0 | 38.21 | 10.33 | 35.64 | 38.21 | 43.18 | 35.64 | 38.21 | 8.67 | 8.67 | 0 | 0 | 0 | 0 | 0 | 0 | 38.21 | 10.33 | 35.64 | 47.59 | 48.43 | 42.08 | 47.59 | 48.43 | 42.08 | 47.59 | 48.43 | 42.08 | 47.59 | 48.43 | 42.08 | 47.59 | 8.67 | 0 | 47.59 | 0 | 0 | 48.8 | 48.43 | 42.08 | 48.8 | 51.39 | 47.78 | 47.59 | 8.67 | 0 | 0 | 0 | 0 | 0 | 0 | 0 | 47.59 | 48.43 | 46.17
3157 | 37.89 | 10.34 | 35.32 | 37.89 | 10.34 | 35.32 | 37.89 | 10.34 | 35.32 | 37.89 | 10.34 | 35.32 | 37.89 | 8.35 | 0 | 37.89 | 0 | 0 | 37.89 | 10.34 | 35.32 | 37.89 | 42.86 | 35.32 | 37.89 | 8.35 | 8.35 | 0 | 0 | 0 | 0 | 0 | 0 | 37.89 | 10.34 | 35.32 | 47.59 | 48.43 | 46.17 | 47.59 | 48.43 | 42.08 | 47.59 | 48.43 | 42.08 | 47.59 | 48.43 | 42.08 | 47.59 | 8.35 | 0 | 47.59 | 0 | 0 | 48.48 | 48.43 | 42.08 | 48.48 | 51.07 | 47.46 | 47.59 | 8.35 | 0 | 0 | 0 | 0 | 0 | 0 | 0 | 47.59 | 48.43 | 46.17
3158 | 37.64 | 12.07 | 35.07 | 37.64 | 12.07 | 35.07 | 37.64 | 12.07 | 35.07 | 37.64 | 12.07 | 35.07 | 37.64 | 8.1 | 0 | 37.64 | 0 | 0 | 37.64 | 12.07 | 35.07 | 37.64 | 42.61 | 35.07 | 37.64 | 8.1 | 8.1 | 0 | 0 | 0 | 0 | 0 | 0 | 37.64 | 12.07 | 35.07 | 47.59 | 48.46 | 47.2 | 47.59 | 48.46 | 47.2 | 47.59 | 48.46 | 47.2 | 47.59 | 48.46 | 46.17 | 47.59 | 8.1 | 0 | 47.59 | 0 | 0 | 48.23 | 48.46 | 47.2 | 48.23 | 50.82 | 47.2 | 47.59 | 8.1 | 0 | 0 | 0 | 0 | 0 | 0 | 0 | 47.59 | 48.46 | 47.2
3159 | 37.55 | 38.33 | 34.98 | 37.55 | 38.33 | 34.98 | 37.55 | 38.33 | 34.98 | 37.55 | 38.33 | 34.98 | 37.55 | 8.01 | 8.01 | 37.55 | 0 | 0 | 37.55 | 38.33 | 34.98 | 37.55 | 42.51 | 34.98 | 37.55 | 8.01 | 8.01 | 0 | 0 | 0 | 0 | 0 | 0 | 37.55 | 38.33 | 34.98 | 48.13 | 49.63 | 47.11 | 48.13 | 49.63 | 47.11 | 48.13 | 49.63 | 47.11 | 48.13 | 49.63 | 47.11 | 48.13 | 8.01 | 8.01 | 48.13 | 0 | 0 | 48.13 | 49.63 | 47.11 | 48.13 | 50.72 | 47.11 | 48.13 | 8.01 | 8.01 | 0 | 0 | 0 | 0 | 0 | 0 | 48.13 | 49.63 | 47.11
3160 | 37.62 | 26.12 | 35.05 | 37.62 | 26.12 | 35.05 | 37.62 | 26.12 | 35.05 | 37.62 | 26.12 | 35.05 | 37.62 | 8.09 | 8.08 | 37.62 | 0 | 0 | 37.62 | 26.12 | 35.05 | 37.62 | 42.59 | 35.05 | 37.62 | 8.09 | 8.08 | 10.09 | 0 | 0 | 10.3 | 0 | 0 | 37.62 | 26.12 | 35.05 | 47.59 | 50.8 | 47.19 | 47.59 | 50.8 | 47.19 | 47.59 | 50.8 | 47.19 | 47.59 | 50.8 | 47.19 | 47.59 | 29.98 | 8.08 | 47.59 | 0 | 0 | 48.21 | 50.8 | 47.19 | 48.21 | 50.8 | 47.19 | 47.59 | 29.98 | 8.08 | 27.79 | 0 | 0 | 47.11 | 0 | 0 | 47.59 | 50.8 | 47.73
3161 | 37.91 | 26.12 | 35.34 | 37.91 | 26.12 | 35.34 | 37.91 | 26.12 | 35.34 | 37.91 | 26.12 | 35.34 | 37.91 | 25.82 | 18.88 | 37.91 | 0 | 0 | 37.91 | 26.12 | 35.34 | 37.91 | 42.87 | 35.34 | 37.91 | 25.82 | 18.88 | 26.47 | 0 | 0 | 27.01 | 0 | 0 | 37.91 | 26.12 | 35.34 | 47.98 | 49.63 | 47.47 | 47.98 | 49.63 | 47.47 | 47.98 | 49.63 | 47.47 | 47.98 | 49.63 | 47.47 | 47.98 | 30.48 | 31.28 | 47.98 | 12.59 | 31.28 | 48.5 | 49.63 | 47.47 | 48.5 | 51.08 | 47.47 | 47.98 | 30.48 | 31.28 | 37.55 | 11.6 | 0 | 47.5 | 12.33 | 44.8 | 47.98 | 49.63 | 47.47
3162 | 38.03 | 26.12 | 35.46 | 38.03 | 26.12 | 35.46 | 38.03 | 26.12 | 35.46 | 38.03 | 26.12 | 35.46 | 38.03 | 25.93 | 26.62 | 38.03 | 0 | 25.82 | 38.03 | 26.12 | 35.46 | 38.03 | 43 | 35.46 | 38.03 | 25.93 | 26.62 | 30.99 | 0 | 24.8 | 37.65 | 0 | 25.3 | 38.03 | 26.12 | 35.46 | 48.62 | 49.63 | 47.6 | 48.62 | 49.63 | 47.6 | 48.62 | 49.63 | 47.6 | 48.62 | 49.63 | 47.6 | 48.62 | 46.45 | 46.68 | 48.62 | 46.41 | 46.68 | 48.62 | 49.63 | 47.6 | 48.62 | 51.21 | 47.6 | 48.62 | 46.45 | 46.68 | 41.25 | 39.92 | 43.9 | 48.13 | 47.66 | 44.8 | 48.62 | 49.63 | 47.6
3163 | 38.01 | 42.98 | 35.45 | 38.01 | 42.98 | 35.45 | 38.01 | 42.98 | 35.45 | 38.01 | 42.98 | 35.45 | 38.01 | 25.94 | 35.45 | 38.01 | 0 | 26.08 | 38.01 | 42.98 | 35.45 | 38.01 | 42.98 | 35.45 | 38.01 | 25.94 | 35.45 | 37.25 | 0 | 25.56 | 37.63 | 0 | 26.08 | 38.01 | 42.98 | 35.45 | 48.6 | 51.19 | 47.58 | 48.6 | 51.19 | 47.58 | 48.6 | 51.19 | 47.58 | 48.6 | 51.19 | 47.58 | 48.6 | 51.19 | 47.16 | 48.6 | 47.35 | 46.68 | 48.6 | 51.19 | 47.58 | 48.6 | 51.19 | 47.58 | 48.6 | 51.19 | 47.16 | 48.12 | 45.47 | 44.8 | 49.09 | 47.66 | 45.72 | 48.6 | 51.19 | 47.73
3164 | 38.05 | 43.02 | 35.48 | 38.05 | 43.02 | 35.48 | 38.05 | 43.02 | 35.48 | 38.05 | 43.02 | 35.48 | 38.05 | 25.94 | 35.48 | 38.05 | 0 | 33.39 | 38.05 | 43.02 | 35.48 | 38.05 | 43.02 | 35.48 | 38.05 | 25.94 | 35.48 | 37.67 | 0 | 32.71 | 37.67 | 0 | 33.38 | 38.05 | 43.02 | 35.48 | 48.64 | 51.23 | 47.62 | 48.64 | 51.23 | 47.62 | 48.64 | 51.23 | 47.62 | 48.64 | 51.23 | 47.62 | 51.26 | 51.23 | 47.62 | 51.26 | 47.35 | 46.68 | 48.64 | 51.23 | 47.62 | 48.64 | 51.23 | 47.62 | 51.26 | 51.23 | 47.62 | 50.75 | 45.93 | 44.8 | 49.74 | 47.66 | 45.72 | 48.64 | 51.23 | 47.62
3165 | 38.24 | 25.93 | 35.67 | 38.24 | 25.93 | 35.67 | 38.24 | 25.93 | 35.67 | 38.24 | 25.93 | 35.67 | 38.24 | 25.93 | 35.67 | 38.24 | 0 | 33.39 | 38.24 | 25.93 | 35.67 | 38.24 | 43.21 | 35.67 | 38.24 | 25.93 | 35.67 | 37.86 | 0 | 32.71 | 37.86 | 0 | 34.42 | 38.24 | 25.93 | 35.67 | 48.83 | 51.19 | 47.81 | 48.83 | 51.19 | 47.81 | 48.83 | 51.19 | 47.81 | 48.83 | 51.19 | 47.81 | 51.45 | 51.19 | 47.81 | 52.86 | 47.35 | 47.16 | 48.83 | 51.42 | 47.81 | 48.83 | 51.42 | 47.81 | 51.45 | 51.19 | 47.81 | 52.86 | 45.93 | 44.8 | 51.81 | 47.66 | 47.33 | 48.83 | 51.19 | 47.81
3166 | 38.16 | 10.33 | 35.59 | 38.16 | 10.33 | 35.59 | 38.16 | 10.33 | 35.59 | 38.16 | 10.33 | 35.59 | 38.16 | 10.33 | 35.59 | 38.16 | 0 | 33.32 | 38.16 | 10.33 | 35.59 | 38.16 | 43.13 | 35.59 | 38.16 | 10.33 | 35.59 | 37.39 | 0 | 32.32 | 37.78 | 0 | 34.42 | 38.16 | 10.33 | 35.59 | 48.75 | 48.43 | 47.73 | 48.75 | 48.43 | 47.73 | 48.75 | 48.43 | 47.73 | 48.75 | 48.43 | 47.73 | 51.28 | 48.43 | 47.73 | 51.28 | 47.35 | 47.16 | 48.75 | 51.34 | 47.73 | 48.75 | 51.34 | 47.73 | 51.28 | 48.43 | 47.73 | 50.77 | 45.93 | 44.8 | 49.75 | 47.66 | 47.25 | 48.75 | 48.43 | 47.73
3167 | 27.57 | 0.02 | 35.12 | 27.57 | 0.02 | 35.12 | 27.57 | 0.02 | 35.12 | 27.57 | 0.02 | 35.12 | 30.99 | 0.02 | 35.12 | 30.99 | 0 | 33.4 | 30.99 | 0.02 | 35.12 | 37.71 | 42.67 | 35.14 | 30.99 | 0.02 | 35.12 | 27.01 | 0 | 32.39 | 27.29 | 0 | 34.42 | 27.57 | 0.02 | 35.12 | 42.01 | 48.43 | 47.27 | 42.01 | 48.43 | 47.27 | 42.01 | 48.43 | 47.27 | 42.01 | 48.43 | 47.27 | 42.01 | 47.35 | 47.16 | 42.01 | 47.35 | 47.16 | 48.3 | 50.89 | 47.27 | 48.3 | 50.89 | 47.27 | 42.01 | 47.35 | 47.16 | 41.16 | 45.47 | 44.8 | 41.59 | 47.66 | 46.8 | 42.01 | 48.43 | 47.27
3168 | 20.7 | 0 | 33.32 | 20.7 | 0 | 33.32 | 20.7 | 0 | 33.32 | 20.7 | 0 | 33.32 | 21.17 | 0 | 33.32 | 21.17 | 0 | 33.32 | 21.17 | 0 | 33.32 | 37.53 | 42.5 | 34.96 | 21.17 | 0 | 33.32 | 20.49 | 0 | 25.56 | 20.49 | 0 | 32.98 | 20.7 | 0 | 33.32 | 32 | 46.41 | 47.1 | 32 | 46.41 | 47.1 | 32 | 46.41 | 47.1 | 32 | 46.41 | 47.1 | 32 | 46.41 | 47.1 | 32 | 46.41 | 47.1 | 48.12 | 50.11 | 47.1 | 48.12 | 50.71 | 47.1 | 32 | 46.41 | 47.1 | 31.35 | 44.57 | 44.8 | 31.68 | 45.95 | 46.62 | 32 | 46.41 | 47.1
3169 | 17.59 | 0 | 28.21 | 17.59 | 0 | 28.21 | 17.59 | 0 | 28.21 | 17.59 | 0 | 28.21 | 21.17 | 0 | 28.21 | 21.17 | 0 | 28.21 | 21.17 | 0 | 28.21 | 36.71 | 41.68 | 34.14 | 21.17 | 0 | 28.21 | 17.24 | 0 | 25.56 | 17.42 | 0 | 27.93 | 17.59 | 0 | 28.21 | 21.04 | 46.41 | 46.28 | 21.04 | 46.41 | 46.28 | 21.04 | 46.41 | 46.28 | 21.04 | 46.41 | 46.28 | 21.04 | 46.41 | 46.28 | 21.04 | 46.41 | 46.28 | 28.09 | 49.89 | 46.28 | 47.3 | 49.89 | 46.28 | 21.04 | 46.41 | 46.28 | 20.61 | 45.03 | 44.8 | 20.83 | 45.95 | 45.81 | 21.04 | 46.41 | 46.28
3170 | 12.71 | 0 | 26.35 | 12.71 | 0 | 26.35 | 12.71 | 0 | 26.35 | 12.71 | 0 | 26.35 | 12.84 | 0 | 26.35 | 12.84 | 0 | 26.35 | 12.84 | 0 | 26.35 | 36.36 | 41.32 | 33.79 | 12.84 | 0 | 26.35 | 12.58 | 0 | 25.56 | 12.58 | 0 | 26.08 | 12.71 | 0 | 26.35 | 20.41 | 46.41 | 45.92 | 20.41 | 46.41 | 45.92 | 20.41 | 46.41 | 45.92 | 20.41 | 46.41 | 45.92 | 20.62 | 46.41 | 45.92 | 20.62 | 46.41 | 45.92 | 28.09 | 47.08 | 45.92 | 46.95 | 49.54 | 45.92 | 20.62 | 46.41 | 45.92 | 20.2 | 45.03 | 44.8 | 20.2 | 45.95 | 45.46 | 20.41 | 46.41 | 45.92
3171 | 12.71 | 0 | 26.34 | 12.71 | 0 | 26.34 | 12.71 | 0 | 26.34 | 12.71 | 0 | 26.34 | 12.84 | 0 | 26.34 | 12.84 | 0 | 26.34 | 12.84 | 0 | 26.34 | 36.19 | 41.15 | 33.62 | 12.84 | 0 | 26.34 | 12.58 | 0 | 25.56 | 12.58 | 0 | 26.08 | 12.71 | 0 | 26.34 | 20 | 46.41 | 45.75 | 20 | 46.41 | 45.75 | 20 | 46.41 | 45.75 | 20 | 46.41 | 45.75 | 20.21 | 46.41 | 45.75 | 20.21 | 46.41 | 45.75 | 20.21 | 46.9 | 45.75 | 46.78 | 49.37 | 45.75 | 20.21 | 46.41 | 45.75 | 19.8 | 45.03 | 44.8 | 19.8 | 45.95 | 45.3 | 20 | 46.41 | 45.75
3172 | 12.71 | 0 | 26.34 | 12.71 | 0 | 26.34 | 12.71 | 0 | 26.34 | 12.71 | 0 | 26.34 | 21.17 | 0 | 26.34 | 21.17 | 0 | 26.34 | 21.17 | 0 | 26.34 | 36 | 40.96 | 33.43 | 21.17 | 0 | 26.34 | 12.58 | 0 | 25.56 | 12.58 | 0 | 26.08 | 12.71 | 0 | 26.34 | 20.2 | 46.41 | 45.56 | 20.2 | 46.41 | 45.56 | 20.2 | 46.41 | 45.56 | 20.2 | 46.41 | 45.56 | 20.41 | 46.41 | 45.56 | 20.41 | 46.41 | 45.56 | 20.41 | 46.41 | 45.56 | 46.59 | 49.18 | 45.56 | 20.41 | 46.41 | 45.56 | 20 | 45.03 | 44.8 | 20 | 45.95 | 45.11 | 20.2 | 46.41 | 45.56
3173 | 12.59 | 0 | 25.05 | 12.59 | 0 | 25.05 | 12.59 | 0 | 25.05 | 12.59 | 0 | 25.05 | 12.59 | 0 | 25.05 | 12.59 | 0 | 25.05 | 12.59 | 0 | 25.05 | 35.86 | 40.83 | 33.3 | 12.59 | 0 | 25.05 | 12.33 | 0 | 14.02 | 12.46 | 0 | 14.31 | 12.59 | 0 | 25.05 | 14.11 | 44.56 | 45.43 | 14.11 | 44.56 | 45.43 | 14.11 | 44.56 | 45.43 | 14.11 | 44.56 | 45.43 | 14.11 | 44.56 | 45.43 | 14.11 | 44.56 | 45.43 | 28.09 | 49.04 | 45.43 | 46.45 | 49.04 | 45.43 | 14.11 | 44.56 | 45.43 | 13.82 | 43.66 | 44.8 | 13.97 | 44.11 | 44.98 | 14.11 | 44.56 | 45.43
3174 | 17.92 | 0 | 10.33 | 17.92 | 0 | 10.33 | 17.92 | 0 | 10.33 | 17.92 | 0 | 10.33 | 21.17 | 0 | 10.33 | 21.17 | 0 | 10.33 | 21.17 | 0 | 25.05 | 35.85 | 40.82 | 33.28 | 21.17 | 0 | 25.05 | 12.46 | 0 | 0 | 12.72 | 0 | 0 | 17.92 | 0 | 10.33 | 19.4 | 29 | 45.42 | 19.4 | 29 | 45.42 | 19.4 | 29 | 45.42 | 19.4 | 29 | 45.42 | 19.4 | 29 | 45.42 | 19.4 | 29 | 45.42 | 46.44 | 46.27 | 45.42 | 46.44 | 49.03 | 45.42 | 19.4 | 39.49 | 45.42 | 18.82 | 10.58 | 44.8 | 19.2 | 10.79 | 44.8 | 19.4 | 29 | 45.42
3175 | 30.26 | 0 | 10.33 | 30.26 | 0 | 10.33 | 30.26 | 0 | 10.33 | 30.26 | 0 | 10.33 | 30.26 | 0 | 10.33 | 30.26 | 0 | 10.33 | 36.12 | 0 | 29.46 | 36.12 | 41.09 | 33.55 | 30.26 | 0 | 29.46 | 12.46 | 0 | 0 | 12.72 | 0 | 0 | 30.26 | 0 | 10.33 | 30.94 | 29 | 45.69 | 30.94 | 29 | 35.45 | 30.94 | 29 | 35.45 | 30.94 | 29 | 35.45 | 30.94 | 29 | 35.45 | 30.94 | 29 | 35.45 | 46.71 | 46.27 | 45.69 | 46.71 | 49.3 | 45.69 | 30.94 | 37.95 | 45.69 | 12.71 | 0 | 34.74 | 12.97 | 0 | 35.1 | 30.94 | 29 | 45.69
3176 | 30.87 | 0 | 0 | 30.87 | 0 | 0 | 30.87 | 0 | 0 | 30.87 | 0 | 0 | 36.75 | 0 | 0 | 36.75 | 0 | 0 | 36.75 | 0 | 25.05 | 36.75 | 41.72 | 34.18 | 36.75 | 0 | 25.05 | 12.33 | 0 | 0 | 12.59 | 0 | 0 | 30.87 | 0 | 0 | 25.45 | 10.33 | 35.58 | 25.45 | 10.33 | 0 | 25.45 | 10.33 | 0 | 25.45 | 10.33 | 0 | 29.11 | 10.33 | 0 | 29.11 | 10.33 | 0 | 47.34 | 46.27 | 46.31 | 47.34 | 49.93 | 46.31 | 29.11 | 35.28 | 46.31 | 12.71 | 0 | 0 | 12.97 | 0 | 0 | 25.45 | 10.33 | 35.58
3177 | 30.87 | 0 | 0 | 30.87 | 0 | 0 | 30.87 | 0 | 0 | 30.87 | 0 | 0 | 37.36 | 0 | 0 | 37.36 | 0 | 0 | 37.36 | 0.01 | 25.05 | 37.36 | 42.33 | 34.79 | 37.36 | 0.01 | 25.05 | 0 | 0 | 0 | 0 | 0 | 0 | 30.87 | 0 | 0 | 29.12 | 10.33 | 10.33 | 29.12 | 10.33 | 0 | 29.12 | 10.33 | 0 | 29.12 | 10.33 | 0 | 32 | 10.33 | 0 | 32 | 10.33 | 0 | 47.95 | 46.27 | 46.45 | 47.95 | 50.54 | 46.93 | 32 | 34.45 | 46.45 | 0 | 0 | 0 | 0 | 0 | 0 | 29.12 | 10.33 | 10.33
3178 | 30.87 | 0 | 0 | 30.87 | 0 | 0 | 30.87 | 0 | 0 | 30.87 | 0 | 0 | 37.69 | 0 | 0 | 37.69 | 0 | 0 | 37.69 | 0.01 | 25.05 | 37.69 | 42.66 | 35.12 | 37.69 | 0.01 | 25.05 | 0 | 0 | 0 | 0 | 0 | 0 | 30.87 | 0 | 0 | 31.08 | 10.33 | 10.33 | 31.08 | 10.33 | 0 | 31.08 | 10.33 | 0 | 31.08 | 10.33 | 0 | 48.28 | 10.33 | 0 | 48.28 | 10.33 | 0 | 48.28 | 46.27 | 40.47 | 48.28 | 50.87 | 47.25 | 48.28 | 34.45 | 39.64 | 0 | 0 | 0 | 0 | 0 | 0 | 31.08 | 10.33 | 10.33
3179 | 30.87 | 0 | 0 | 30.87 | 0 | 0 | 30.87 | 0 | 0 | 30.87 | 0 | 0 | 30.87 | 0 | 0 | 30.87 | 0 | 0 | 37.85 | 0 | 25.05 | 37.85 | 42.82 | 35.29 | 30.87 | 0 | 25.05 | 0 | 0 | 0 | 0 | 0 | 0 | 30.87 | 0 | 0 | 22.59 | 0 | 0 | 22.59 | 0 | 0 | 22.59 | 0 | 0 | 22.59 | 0 | 0 | 48.44 | 0 | 0 | 48.44 | 0 | 0 | 48.44 | 46.27 | 37.3 | 48.44 | 51.03 | 47.42 | 48.44 | 34.45 | 37.3 | 0 | 0 | 0 | 0 | 0 | 0 | 22.59 | 0 | 0
3180 | 30.56 | 0 | 0 | 30.56 | 0 | 0 | 30.56 | 0 | 0 | 30.56 | 0 | 0 | 30.56 | 0 | 0 | 30.56 | 0 | 0 | 37.71 | 0 | 25.05 | 37.71 | 42.68 | 35.14 | 30.56 | 0 | 25.05 | 0 | 0 | 0 | 0 | 0 | 0 | 30.56 | 0 | 0 | 32 | 0 | 0 | 32 | 0 | 0 | 32 | 0 | 0 | 32 | 0 | 0 | 32 | 0 | 0 | 32 | 0 | 0 | 48.3 | 46.27 | 37.3 | 48.3 | 50.89 | 47.28 | 32 | 32.41 | 37.3 | 0 | 0 | 0 | 0 | 0 | 0 | 32 | 0 | 0
3181 | 30.56 | 0 | 0 | 30.56 | 0 | 0 | 30.56 | 0 | 0 | 30.56 | 0 | 0 | 30.56 | 0 | 0 | 30.56 | 0 | 0 | 30.56 | 0 | 25.05 | 37.27 | 42.23 | 34.7 | 30.56 | 0 | 25.05 | 0 | 0 | 0 | 0 | 0 | 0 | 30.56 | 0 | 0 | 29.88 | 0 | 10.33 | 29.88 | 0 | 0 | 29.88 | 0 | 0 | 29.88 | 0 | 0 | 32 | 0 | 0 | 32 | 0 | 0 | 47.86 | 46.27 | 37.3 | 47.86 | 50.45 | 46.83 | 32 | 32.41 | 37.3 | 0 | 0 | 0 | 0 | 0 | 0 | 29.88 | 0 | 10.33
3182 | 30.56 | 0 | 0 | 30.56 | 0 | 0 | 30.56 | 0 | 0 | 30.56 | 0 | 0 | 30.56 | 0 | 0 | 30.56 | 0 | 0 | 30.56 | 0 | 25.05 | 37.14 | 42.11 | 34.57 | 30.56 | 0 | 25.05 | 0 | 0 | 0 | 0 | 0 | 0 | 30.56 | 0 | 0 | 26.02 | 10 | 10.33 | 26.02 | 10 | 0 | 26.02 | 10 | 0 | 26.02 | 10 | 0 | 32 | 10 | 0 | 32 | 10 | 0 | 47.73 | 46.27 | 37.3 | 47.73 | 50.32 | 46.7 | 32 | 32.41 | 37.3 | 0 | 0 | 0 | 0 | 0 | 0 | 26.02 | 10 | 10.33
3183 | 30.56 | 0 | 0 | 30.56 | 0 | 0 | 30.56 | 0 | 0 | 30.56 | 0 | 0 | 30.56 | 0 | 0 | 30.56 | 0 | 0 | 30.56 | 0 | 25.05 | 37.03 | 42 | 34.46 | 30.56 | 0 | 25.05 | 0 | 0 | 0 | 0 | 0 | 0 | 30.56 | 0 | 0 | 35.94 | 10.33 | 32.95 | 35.94 | 10.33 | 0 | 35.94 | 10.33 | 0 | 35.94 | 10.33 | 0 | 35.94 | 10.33 | 0 | 35.94 | 10.33 | 0 | 47.62 | 46.27 | 40.8 | 47.62 | 50.21 | 46.6 | 35.94 | 32.41 | 40.8 | 0 | 0 | 0 | 0 | 0 | 0 | 35.94 | 10.33 | 32.95
3184 | 21.17 | 0 | 0 | 21.17 | 0 | 0 | 21.17 | 0 | 0 | 21.17 | 0 | 0 | 21.17 | 0 | 0 | 21.17 | 0 | 0 | 21.17 | 0 | 33.4 | 37.27 | 42.24 | 34.7 | 21.17 | 0 | 33.4 | 0 | 0 | 0 | 0 | 0 | 0 | 21.17 | 0 | 0 | 36.14 | 10.33 | 42.67 | 36.14 | 10.33 | 42.67 | 36.14 | 10.33 | 42.67 | 36.14 | 10.33 | 42.67 | 36.14 | 10.33 | 42.67 | 36.14 | 10.33 | 42.67 | 47.86 | 46.27 | 46.45 | 47.86 | 50.45 | 46.84 | 36.14 | 35.22 | 46.45 | 0 | 0 | 34.05 | 0 | 0 | 34.39 | 36.14 | 10.33 | 42.67
3185 | 21.17 | 0.01 | 18.88 | 21.17 | 0.01 | 18.88 | 21.17 | 0.01 | 18.88 | 21.17 | 0.01 | 18.88 | 21.17 | 0.01 | 18.88 | 21.17 | 0.01 | 18.88 | 21.17 | 10.31 | 33.4 | 37.54 | 42.5 | 34.97 | 21.17 | 10.31 | 33.4 | 12.58 | 0 | 0 | 20.96 | 0 | 0 | 21.17 | 0.01 | 18.88 | 44.53 | 39.54 | 46.17 | 44.53 | 39.54 | 46.17 | 44.53 | 39.54 | 46.17 | 44.53 | 39.54 | 46.17 | 44.53 | 39.54 | 46.17 | 44.53 | 39.54 | 46.17 | 48.13 | 50.71 | 47.1 | 48.13 | 50.71 | 47.1 | 44.53 | 47.89 | 47.1 | 43.63 | 38.74 | 44.8 | 44.08 | 39.14 | 44.8 | 44.53 | 39.54 | 46.17
3186 | 37.71 | 26.12 | 35.12 | 37.71 | 26.12 | 35.12 | 37.71 | 26.12 | 35.12 | 37.71 | 26.12 | 35.12 | 37.71 | 26.93 | 35.13 | 37.71 | 26.93 | 35.13 | 37.71 | 42.67 | 35.14 | 37.71 | 42.68 | 35.14 | 37.71 | 45.04 | 35.14 | 37.32 | 26.39 | 34.42 | 37.33 | 25.86 | 34.42 | 37.71 | 26.12 | 35.12 | 48.3 | 48.53 | 46.68 | 48.3 | 48.53 | 46.68 | 48.3 | 48.53 | 46.68 | 48.3 | 48.53 | 46.68 | 50.92 | 49.13 | 46.68 | 53.88 | 49.13 | 46.68 | 48.3 | 50.89 | 47.27 | 48.3 | 50.89 | 47.27 | 50.92 | 50.89 | 47.27 | 53.34 | 47.66 | 44.8 | 52.27 | 48.04 | 45.72 | 48.3 | 48.53 | 46.68
3187 | 37.9 | 42.86 | 35.34 | 37.9 | 42.86 | 35.34 | 37.9 | 42.86 | 35.34 | 37.9 | 42.86 | 35.34 | 37.9 | 43.44 | 35.34 | 38.61 | 43.44 | 35.34 | 37.9 | 42.87 | 35.34 | 37.9 | 42.87 | 35.34 | 37.9 | 45.25 | 35.34 | 42.59 | 42.56 | 34.98 | 41.74 | 42.44 | 34.98 | 37.9 | 42.86 | 35.34 | 48.49 | 51.04 | 47.47 | 48.49 | 51.04 | 47.47 | 48.49 | 51.04 | 47.47 | 48.49 | 51.04 | 47.47 | 51.12 | 51.19 | 47.47 | 54.07 | 51.19 | 47.47 | 48.49 | 51.08 | 47.47 | 48.49 | 51.08 | 47.47 | 51.12 | 51.19 | 47.47 | 59.93 | 50.53 | 46.21 | 58.73 | 50.53 | 47 | 48.49 | 51.04 | 47.47
3188 | 38.16 | 40.87 | 35.12 | 38.16 | 40.87 | 35.12 | 38.16 | 40.87 | 35.12 | 38.16 | 40.87 | 35.12 | 38.16 | 43.44 | 35.59 | 38.87 | 43.44 | 35.59 | 38.16 | 43.12 | 35.59 | 38.16 | 43.12 | 35.59 | 38.16 | 45.5 | 35.59 | 43.82 | 42.56 | 35.14 | 42.95 | 41.29 | 35.14 | 38.16 | 40.87 | 35.12 | 48.75 | 50.85 | 47.27 | 48.75 | 50.85 | 47.27 | 48.75 | 50.85 | 47.27 | 48.75 | 50.85 | 47.27 | 51.37 | 51.44 | 47.72 | 54.33 | 51.44 | 47.72 | 48.75 | 51.34 | 47.72 | 48.75 | 51.34 | 47.72 | 51.37 | 51.44 | 47.72 | 60.63 | 51.36 | 46.8 | 59.41 | 51.36 | 46.8 | 48.75 | 50.85 | 47.27
3189 | 38.62 | 14.64 | 34.09 | 38.62 | 14.64 | 34.09 | 38.62 | 14.64 | 34.09 | 38.62 | 14.64 | 34.09 | 38.62 | 43.58 | 36.05 | 39.32 | 43.58 | 36.05 | 38.62 | 43.58 | 36.05 | 38.62 | 43.58 | 36.05 | 38.62 | 45.96 | 36.05 | 43.82 | 42.56 | 35.13 | 42.95 | 14.79 | 34.43 | 38.62 | 14.64 | 34.09 | 36.14 | 50.34 | 46.17 | 36.14 | 50.34 | 46.17 | 36.14 | 50.34 | 46.17 | 36.14 | 50.34 | 46.17 | 51.83 | 51.9 | 48.18 | 54.78 | 51.9 | 48.18 | 49.2 | 51.79 | 48.18 | 49.2 | 51.79 | 48.18 | 51.83 | 51.9 | 48.18 | 60.63 | 51.38 | 45.7 | 59.41 | 50.85 | 45.7 | 36.14 | 50.34 | 46.17
3190 | 18.29 | 10.33 | 28.21 | 18.29 | 10.33 | 28.21 | 18.29 | 10.33 | 28.21 | 18.29 | 10.33 | 28.21 | 38.54 | 43.51 | 35.98 | 39.25 | 43.51 | 35.98 | 38.54 | 43.51 | 35.98 | 38.54 | 43.51 | 35.98 | 38.54 | 45.89 | 35.98 | 42.59 | 42.56 | 34.42 | 41.74 | 10.44 | 28.5 | 18.29 | 10.33 | 28.21 | 35.42 | 48.43 | 46.17 | 35.42 | 48.43 | 46.17 | 35.42 | 48.43 | 46.17 | 35.42 | 48.43 | 46.17 | 51.76 | 51.83 | 48.11 | 54.71 | 51.83 | 48.11 | 49.13 | 51.72 | 48.11 | 49.13 | 51.72 | 48.11 | 51.76 | 51.83 | 48.11 | 59.93 | 51.03 | 45.7 | 58.73 | 50 | 45.7 | 35.42 | 48.43 | 46.17
3191 | 18.29 | 10.33 | 28.21 | 18.29 | 10.33 | 28.21 | 18.29 | 10.33 | 28.21 | 18.29 | 10.33 | 28.21 | 37.89 | 43.44 | 35.32 | 38.6 | 43.44 | 35.32 | 37.89 | 42.86 | 35.32 | 37.89 | 42.86 | 35.32 | 37.89 | 45.23 | 35.32 | 39.39 | 42.56 | 34.42 | 18.47 | 10.44 | 28.5 | 18.29 | 10.33 | 28.21 | 10.33 | 48.43 | 46.17 | 10.33 | 48.43 | 46.17 | 10.33 | 48.43 | 46.17 | 10.33 | 48.43 | 46.17 | 51.1 | 51.17 | 47.45 | 54.06 | 51.17 | 47.45 | 48.48 | 51.07 | 47.45 | 48.48 | 51.07 | 47.45 | 51.1 | 51.17 | 47.45 | 58.62 | 50.01 | 45.7 | 57.45 | 48.92 | 45.7 | 10.33 | 48.43 | 46.17
3192 | 18.29 | 10.33 | 28.21 | 18.29 | 10.33 | 28.21 | 18.29 | 10.33 | 28.21 | 18.29 | 10.33 | 28.21 | 37.85 | 43.44 | 35.28 | 37.85 | 43.44 | 35.28 | 37.85 | 42.81 | 35.28 | 37.85 | 42.81 | 35.28 | 37.85 | 43.49 | 35.28 | 37.32 | 42.56 | 34.42 | 18.47 | 10.44 | 28.5 | 18.29 | 10.33 | 28.21 | 10.33 | 48.43 | 46.17 | 10.33 | 48.43 | 46.17 | 10.33 | 48.43 | 46.17 | 10.33 | 48.43 | 46.17 | 51.06 | 51.13 | 47.41 | 54.01 | 51.13 | 47.41 | 48.43 | 51.02 | 47.41 | 48.43 | 51.02 | 47.41 | 51.06 | 51.13 | 47.41 | 53.4 | 50.62 | 45.7 | 52.33 | 48.92 | 45.7 | 10.33 | 48.43 | 46.17
3193 | 18.29 | 10.33 | 28.21 | 18.29 | 10.33 | 28.21 | 18.29 | 10.33 | 28.21 | 18.29 | 10.33 | 28.21 | 36.01 | 43.44 | 34.95 | 36.01 | 43.44 | 34.95 | 36.01 | 42.49 | 34.95 | 37.52 | 42.49 | 34.95 | 36.01 | 43.44 | 34.95 | 35.28 | 41.72 | 34.42 | 18.47 | 10.44 | 28.5 | 18.29 | 10.33 | 28.21 | 10.33 | 47.18 | 45.25 | 10.33 | 47.18 | 45.25 | 10.33 | 47.18 | 45.25 | 10.33 | 47.18 | 45.25 | 50.73 | 50.8 | 47.08 | 51.68 | 50.8 | 47.08 | 48.11 | 50.7 | 47.08 | 48.11 | 50.7 | 47.08 | 50.73 | 50.8 | 47.08 | 51.16 | 50.29 | 44.8 | 50.14 | 47.66 | 44.8 | 10.33 | 47.18 | 45.25
3194 | 18.29 | 10.33 | 27.65 | 18.29 | 10.33 | 27.65 | 18.29 | 10.33 | 27.65 | 18.29 | 10.33 | 27.65 | 34.23 | 43.44 | 34.67 | 34.23 | 43.44 | 34.67 | 34.23 | 42.21 | 34.67 | 34.23 | 42.21 | 34.67 | 34.23 | 43.44 | 34.67 | 33.54 | 41.72 | 34.42 | 18.47 | 10.44 | 27.93 | 18.29 | 10.33 | 27.65 | 10.33 | 35.42 | 44.78 | 10.33 | 35.42 | 44.78 | 10.33 | 35.42 | 44.78 | 10.33 | 35.42 | 44.78 | 50.45 | 50.52 | 46.81 | 50.54 | 50.52 | 46.81 | 47.83 | 50.42 | 46.81 | 47.83 | 50.42 | 46.81 | 50.45 | 50.52 | 46.81 | 50.04 | 50.02 | 44.8 | 10.44 | 47.66 | 44.8 | 10.33 | 35.42 | 44.78
3195 | 20.68 | 10.34 | 28.21 | 20.68 | 10.34 | 28.21 | 20.68 | 10.34 | 28.21 | 20.68 | 10.34 | 28.21 | 33.58 | 43.44 | 34.32 | 33.58 | 43.44 | 34.32 | 33.58 | 41.85 | 34.32 | 33.58 | 41.85 | 34.32 | 33.58 | 43.44 | 34.32 | 32.9 | 41.72 | 33.97 | 20.89 | 10.44 | 28.5 | 20.68 | 10.34 | 28.21 | 10.33 | 48.19 | 45.25 | 10.33 | 48.19 | 45.25 | 10.33 | 48.19 | 45.25 | 10.33 | 48.19 | 45.25 | 47.91 | 50.17 | 46.45 | 47.91 | 50.17 | 46.45 | 47.47 | 50.06 | 46.45 | 47.47 | 50.06 | 46.45 | 47.91 | 50.17 | 46.45 | 47.43 | 49.67 | 44.8 | 10.44 | 48.67 | 44.8 | 10.33 | 48.19 | 45.25
3196 | 32.34 | 26.12 | 34.07 | 32.34 | 26.12 | 34.07 | 32.34 | 26.12 | 34.07 | 32.34 | 26.12 | 34.07 | 33.67 | 43.44 | 34.5 | 33.67 | 43.44 | 34.5 | 33.67 | 42.03 | 34.5 | 37.07 | 42.03 | 34.5 | 33.67 | 43.44 | 34.5 | 33.34 | 41.71 | 34.42 | 32.67 | 26.39 | 33.73 | 32.34 | 26.12 | 34.07 | 36.14 | 48.43 | 46.17 | 36.14 | 48.43 | 46.17 | 36.14 | 48.43 | 46.17 | 36.14 | 48.43 | 46.17 | 47.65 | 50.35 | 46.63 | 47.65 | 50.35 | 46.63 | 47.65 | 50.24 | 46.63 | 47.65 | 50.24 | 46.63 | 47.65 | 50.35 | 46.63 | 47.18 | 49.85 | 44.8 | 36.51 | 48.92 | 44.8 | 36.14 | 48.43 | 46.17
3197 | 37.85 | 42.14 | 35.28 | 37.85 | 42.14 | 35.28 | 37.85 | 42.14 | 35.28 | 37.85 | 42.14 | 35.28 | 37.85 | 43.44 | 35.28 | 37.85 | 43.44 | 35.28 | 37.85 | 42.81 | 35.28 | 37.85 | 42.81 | 35.28 | 37.85 | 43.44 | 35.28 | 37.85 | 42.56 | 34.93 | 37.47 | 41.72 | 34.93 | 37.85 | 42.14 | 35.28 | 48.44 | 50.11 | 46.17 | 48.44 | 50.11 | 46.17 | 48.44 | 50.11 | 46.17 | 48.44 | 50.11 | 46.17 | 51.05 | 51.13 | 47.41 | 51.05 | 51.13 | 47.41 | 48.44 | 51.02 | 47.41 | 48.44 | 51.02 | 47.41 | 51.05 | 51.13 | 47.41 | 50.54 | 50.62 | 44.8 | 48.92 | 49.61 | 44.8 | 48.44 | 50.11 | 46.17
3198 | 38.69 | 43.44 | 36.12 | 38.69 | 43.44 | 36.12 | 38.69 | 43.44 | 36.12 | 38.69 | 43.44 | 36.12 | 38.69 | 43.44 | 36.12 | 39.4 | 43.44 | 36.12 | 38.69 | 43.66 | 36.12 | 38.69 | 43.66 | 36.12 | 38.69 | 44.33 | 36.12 | 39.08 | 42.56 | 35.14 | 38.8 | 42.14 | 35.14 | 38.69 | 43.44 | 36.12 | 49.28 | 51.19 | 47.12 | 49.28 | 51.19 | 47.12 | 49.28 | 51.19 | 47.12 | 49.28 | 51.19 | 46.68 | 51.9 | 51.92 | 48.26 | 53.94 | 51.92 | 48.26 | 49.28 | 51.87 | 48.26 | 49.28 | 51.87 | 48.26 | 51.9 | 51.92 | 48.26 | 53.4 | 50.37 | 44.8 | 49.78 | 50.37 | 44.8 | 49.28 | 51.19 | 47.12
3199 | 39.6 | 44.57 | 36.59 | 39.6 | 44.57 | 36.59 | 39.6 | 44.57 | 36.59 | 39.6 | 44.57 | 35.13 | 39.6 | 44.57 | 36.59 | 39.98 | 44.57 | 36.59 | 39.6 | 44.57 | 37.04 | 39.6 | 44.57 | 37.04 | 39.6 | 45.25 | 37.04 | 39.58 | 42.56 | 34.42 | 39.21 | 41.72 | 33.73 | 39.6 | 44.57 | 36.59 | 50.19 | 50.95 | 49.17 | 50.19 | 50.95 | 49.17 | 50.19 | 50.95 | 49.17 | 50.19 | 50.95 | 46.17 | 52.82 | 52.08 | 49.17 | 52.82 | 52.08 | 49.17 | 50.19 | 52.78 | 49.17 | 50.19 | 52.78 | 49.17 | 52.82 | 52.78 | 49.17 | 52.29 | 50.01 | 44.8 | 50.7 | 49.01 | 40.52 | 50.19 | 50.95 | 49.17
3200 | 40.43 | 42.47 | 36.59 | 40.43 | 42.47 | 36.59 | 40.43 | 42.47 | 36.59 | 40.43 | 33.68 | 27.08 | 40.43 | 42.47 | 36.59 | 40.43 | 42.47 | 36.59 | 40.43 | 45.4 | 37.11 | 40.43 | 45.4 | 37.86 | 40.43 | 46.08 | 37.11 | 39.58 | 32.67 | 26.53 | 39.58 | 32.02 | 0 | 40.43 | 42.47 | 36.59 | 51.02 | 50.17 | 48.14 | 51.02 | 50.17 | 48.14 | 51.02 | 50.17 | 48.14 | 51.02 | 46.24 | 45.29 | 53.51 | 50.17 | 48.14 | 53.51 | 50.17 | 48.14 | 51.02 | 51.92 | 49.34 | 51.02 | 53.61 | 50 | 53.51 | 51.92 | 49.34 | 52.43 | 45.77 | 44.8 | 51.39 | 44.85 | 0 | 51.02 | 50.17 | 48.14
3201 | 40.48 | 42.47 | 35.65 | 40.48 | 42.47 | 35.65 | 40.48 | 42.47 | 35.65 | 40.48 | 12.97 | 0 | 40.48 | 42.47 | 35.65 | 40.48 | 42.47 | 35.65 | 40.48 | 42.48 | 36.47 | 40.48 | 45.44 | 37.91 | 40.48 | 42.48 | 36.47 | 33.3 | 12.58 | 0 | 33.3 | 0 | 0 | 40.48 | 42.47 | 35.65 | 51.07 | 49.13 | 46.65 | 51.07 | 49.13 | 46.65 | 51.07 | 49.13 | 46.65 | 48 | 37 | 0 | 51.07 | 49.13 | 46.65 | 51.07 | 49.13 | 46.65 | 51.07 | 51.61 | 49.34 | 51.07 | 53.65 | 50.04 | 51.07 | 49.13 | 49.34 | 47.03 | 38.53 | 44.8 | 47.03 | 0 | 0 | 51.07 | 49.13 | 46.65
3202 | 40.4 | 38.57 | 34.58 | 40.4 | 38.57 | 34.58 | 40.4 | 38.57 | 34.58 | 40.4 | 0 | 0 | 40.4 | 38.57 | 34.58 | 40.4 | 38.57 | 34.58 | 40.4 | 38.58 | 34.58 | 40.4 | 45.36 | 37.83 | 40.4 | 38.58 | 34.58 | 32.41 | 0 | 0 | 32.09 | 0 | 0 | 40.4 | 38.57 | 34.58 | 50.99 | 48.43 | 46.17 | 50.99 | 48.43 | 44.38 | 50.99 | 48.43 | 44.38 | 46.4 | 6.72 | 0 | 50.99 | 48.43 | 44.38 | 50.99 | 48.43 | 44.38 | 50.99 | 51.11 | 49.34 | 50.99 | 53.58 | 49.96 | 50.99 | 48.43 | 47.16 | 45.46 | 7 | 43.48 | 45.46 | 0 | 0 | 50.99 | 48.43 | 46.17
3203 | 40.21 | 10.33 | 34.43 | 40.21 | 10.33 | 34.43 | 40.21 | 10.33 | 34.43 | 40.21 | 0 | 0 | 40.21 | 10.33 | 33.4 | 40.21 | 10.33 | 33.4 | 40.21 | 10.67 | 34.43 | 40.21 | 45.18 | 37.64 | 40.21 | 10.67 | 33.4 | 32.16 | 0 | 0 | 31.84 | 0 | 0 | 40.21 | 10.33 | 34.43 | 50.8 | 46.45 | 46.17 | 50.8 | 46.45 | 46.17 | 50.8 | 46.45 | 46.17 | 46.18 | 0 | 0 | 50.8 | 46.45 | 44.38 | 50.8 | 46.45 | 44.38 | 50.8 | 46.45 | 46.45 | 50.8 | 53.39 | 49.78 | 50.8 | 46.45 | 46.45 | 45.25 | 0 | 36.48 | 44.79 | 0 | 0 | 50.8 | 46.45 | 46.17
3204 | 39.97 | 10.31 | 35.12 | 39.97 | 10.31 | 35.12 | 39.97 | 10.31 | 35.12 | 39.97 | 0 | 0 | 39.97 | 10.31 | 33.32 | 39.97 | 0 | 33.32 | 39.97 | 10.31 | 35.12 | 39.97 | 44.94 | 37.4 | 39.97 | 10.31 | 33.4 | 32.16 | 0 | 0 | 31.84 | 0 | 0 | 39.97 | 10.31 | 35.12 | 50.56 | 39.66 | 46.17 | 50.56 | 39.66 | 46.17 | 50.56 | 39.66 | 46.17 | 46.23 | 0 | 0 | 50.56 | 39.66 | 44.38 | 50.56 | 39.66 | 44.38 | 50.56 | 39.66 | 46.45 | 50.56 | 53.15 | 49.53 | 50.56 | 39.66 | 44.38 | 45.25 | 0 | 36.48 | 44.79 | 0 | 0 | 50.56 | 39.66 | 46.17
3205 | 39.76 | 10.33 | 35.12 | 39.76 | 10.33 | 35.12 | 39.76 | 10.33 | 35.12 | 39.76 | 10.33 | 31.75 | 39.76 | 10.22 | 28.9 | 39.76 | 0 | 28.9 | 39.76 | 10.33 | 35.12 | 39.76 | 44.73 | 37.19 | 39.76 | 10.22 | 33.4 | 29.48 | 0 | 0 | 29.19 | 0 | 0 | 39.76 | 10.33 | 35.12 | 50.35 | 46.45 | 46.17 | 50.35 | 46.45 | 46.17 | 50.35 | 46.45 | 46.17 | 50.35 | 0 | 35.74 | 50.35 | 42.16 | 43.6 | 50.35 | 39.66 | 43.6 | 50.35 | 46.45 | 46.17 | 50.35 | 52.94 | 49.33 | 50.35 | 42.16 | 44.38 | 41.16 | 0 | 36.48 | 41.16 | 0 | 0 | 50.35 | 46.45 | 46.17
3206 | 39.61 | 10.33 | 37.04 | 39.61 | 10.33 | 37.04 | 39.61 | 10.33 | 37.04 | 39.61 | 10.33 | 32.07 | 39.61 | 10.07 | 28.9 | 39.61 | 0 | 28.9 | 39.61 | 10.07 | 33.4 | 39.61 | 44.57 | 37.04 | 39.61 | 10.07 | 33.4 | 29.48 | 0 | 0 | 29.48 | 0 | 0 | 39.61 | 10.34 | 37.04 | 50.19 | 48.43 | 46.49 | 50.19 | 46.45 | 46.49 | 50.19 | 46.45 | 46.49 | 50.19 | 46.45 | 37.98 | 50.19 | 42.16 | 43.6 | 50.19 | 39.66 | 43.6 | 50.19 | 46.45 | 46.49 | 50.19 | 52.78 | 49.17 | 50.19 | 42.16 | 44.38 | 41.16 | 0 | 36.48 | 41.16 | 0 | 0 | 50.19 | 48.43 | 46.49
3207 | 39.31 | 31.69 | 36.74 | 39.31 | 31.69 | 36.74 | 39.31 | 31.69 | 36.74 | 39.31 | 31.69 | 36.53 | 39.31 | 0.05 | 31.35 | 39.31 | 0 | 31.35 | 39.31 | 0.05 | 33.4 | 39.31 | 44.27 | 36.74 | 39.31 | 0.05 | 33.4 | 32.16 | 0 | 0 | 32.16 | 0 | 0 | 39.31 | 31.69 | 36.74 | 49.9 | 48.43 | 47.63 | 49.9 | 48.43 | 47.63 | 49.9 | 48.43 | 47.63 | 49.9 | 48.43 | 44.38 | 49.9 | 42.16 | 44.38 | 49.9 | 40.13 | 44.38 | 49.9 | 42.16 | 46.45 | 49.9 | 52.49 | 48.87 | 49.9 | 42.16 | 44.38 | 45.25 | 37.76 | 37.36 | 46.17 | 37.76 | 38.12 | 49.9 | 48.43 | 47.63
3208 | 39.1 | 42.42 | 36.53 | 39.1 | 42.42 | 36.53 | 39.1 | 42.42 | 36.53 | 39.1 | 42.42 | 36.53 | 39.1 | 32.15 | 33.4 | 39.1 | 32.15 | 33.4 | 39.1 | 32.15 | 33.4 | 39.1 | 44.06 | 36.53 | 39.1 | 32.15 | 33.4 | 32.41 | 30.87 | 27.32 | 33.08 | 30.87 | 27.32 | 39.1 | 42.42 | 36.53 | 49.68 | 49.42 | 48.66 | 49.68 | 49.42 | 48.66 | 49.68 | 49.42 | 48.66 | 49.68 | 49.42 | 48.14 | 49.68 | 47.68 | 46.66 | 49.68 | 47.68 | 46.66 | 49.68 | 47.68 | 46.66 | 49.68 | 52.27 | 48.66 | 49.68 | 47.68 | 46.66 | 48.68 | 44.86 | 43.9 | 49.19 | 45.31 | 44.8 | 49.68 | 49.42 | 48.66
3209 | 39.07 | 43.09 | 36.5 | 39.07 | 43.09 | 36.5 | 39.07 | 43.09 | 36.5 | 39.07 | 43.09 | 36.5 | 39.07 | 43.09 | 36.23 | 39.39 | 43.09 | 36.23 | 39.07 | 43.09 | 36.23 | 39.07 | 44.04 | 36.5 | 39.07 | 43.09 | 36.23 | 39 | 41.38 | 34.42 | 39.39 | 42.22 | 34.79 | 39.07 | 43.09 | 36.5 | 49.66 | 52.08 | 48.64 | 49.66 | 52.08 | 48.64 | 49.66 | 52.08 | 48.64 | 49.66 | 52.08 | 48.64 | 52.28 | 52.08 | 47.16 | 52.86 | 52.08 | 47.16 | 49.66 | 52.08 | 47.16 | 49.66 | 52.25 | 48.64 | 52.28 | 52.08 | 47.16 | 52.33 | 48.51 | 44.38 | 51.29 | 50.01 | 45.28 | 49.66 | 52.08 | 48.64
3210 | 39.08 | 44.04 | 36.51 | 39.08 | 44.04 | 36.51 | 39.08 | 44.04 | 36.51 | 39.08 | 44.04 | 36.51 | 39.08 | 46.44 | 36.51 | 39.78 | 46.59 | 36.51 | 39.08 | 44.04 | 36.51 | 39.08 | 44.04 | 36.51 | 39.08 | 46.44 | 36.51 | 40.19 | 44.49 | 34.42 | 39.47 | 44.49 | 36.14 | 39.08 | 44.04 | 36.51 | 49.67 | 52.36 | 48.64 | 49.67 | 52.36 | 48.64 | 49.67 | 52.36 | 48.64 | 49.67 | 52.36 | 48.64 | 52.29 | 52.36 | 48.64 | 55.25 | 52.36 | 48.64 | 49.67 | 52.25 | 48.64 | 49.67 | 52.25 | 48.64 | 52.29 | 52.36 | 48.64 | 55.8 | 51.84 | 44.8 | 54.69 | 52.89 | 48.16 | 49.67 | 52.36 | 49.65
3211 | 39.01 | 43.98 | 36.44 | 39.01 | 43.98 | 36.44 | 39.01 | 43.98 | 36.44 | 39.01 | 43.98 | 36.44 | 39.01 | 46.37 | 36.44 | 39.72 | 46.52 | 36.44 | 39.01 | 43.98 | 36.44 | 39.01 | 43.98 | 36.44 | 39.01 | 46.37 | 36.44 | 40.12 | 44.42 | 34.42 | 39.4 | 44.42 | 36.08 | 39.01 | 43.98 | 36.44 | 49.6 | 52.19 | 48.57 | 49.6 | 52.19 | 48.57 | 49.6 | 52.19 | 48.57 | 49.6 | 52.19 | 48.57 | 52.22 | 52.29 | 48.57 | 55.18 | 52.29 | 48.57 | 49.6 | 52.19 | 48.57 | 49.6 | 52.19 | 48.57 | 52.22 | 52.29 | 48.57 | 55.73 | 51.77 | 44.8 | 54.62 | 52.71 | 48.09 | 49.6 | 52.19 | 48.57
3212 | 39.06 | 44.03 | 36.49 | 39.06 | 44.03 | 36.49 | 39.06 | 44.03 | 36.49 | 39.06 | 44.03 | 36.49 | 39.06 | 46.42 | 36.49 | 39.77 | 46.57 | 36.49 | 39.06 | 44.03 | 36.49 | 39.06 | 44.03 | 36.49 | 39.06 | 46.42 | 36.49 | 40.26 | 45.38 | 36.13 | 39.45 | 44.47 | 36.13 | 39.06 | 44.03 | 36.49 | 49.65 | 52.24 | 48.62 | 49.65 | 52.24 | 48.62 | 49.65 | 52.24 | 48.62 | 49.65 | 52.24 | 48.62 | 52.27 | 52.34 | 48.62 | 55.23 | 52.34 | 48.62 | 49.65 | 52.24 | 48.62 | 49.65 | 52.24 | 48.62 | 52.27 | 52.34 | 48.62 | 66.15 | 51.82 | 44.8 | 64.83 | 52.76 | 48.14 | 49.65 | 52.24 | 48.62
3213 | 39.26 | 44.23 | 36.69 | 39.26 | 44.23 | 36.69 | 39.26 | 44.23 | 36.69 | 39.26 | 44.23 | 36.69 | 39.26 | 46.62 | 36.69 | 39.97 | 46.77 | 36.69 | 39.26 | 44.22 | 36.69 | 39.26 | 44.23 | 36.69 | 39.26 | 46.62 | 36.69 | 40.37 | 45.58 | 36.32 | 39.66 | 44.67 | 36.32 | 39.26 | 44.23 | 36.69 | 49.85 | 52.44 | 48.82 | 49.85 | 52.44 | 48.82 | 49.85 | 52.44 | 48.82 | 49.85 | 52.44 | 48.82 | 52.47 | 52.54 | 48.82 | 55.43 | 52.54 | 48.82 | 49.85 | 51.61 | 48.82 | 49.85 | 52.44 | 48.82 | 52.47 | 52.54 | 48.82 | 55.99 | 52.02 | 44.8 | 54.87 | 52.97 | 45.72 | 49.85 | 52.44 | 48.82
3214 | 39.02 | 43.99 | 36.45 | 39.02 | 43.99 | 36.45 | 39.02 | 43.99 | 36.45 | 39.02 | 43.99 | 36.45 | 39.02 | 46.38 | 36.45 | 39.73 | 46.53 | 36.45 | 39.02 | 43.99 | 34.62 | 39.02 | 43.99 | 36.45 | 39.02 | 46.38 | 36.45 | 40.13 | 45.34 | 36.09 | 39.42 | 44.43 | 36.09 | 39.02 | 43.99 | 36.45 | 49.61 | 52.2 | 48.59 | 49.61 | 52.2 | 48.59 | 49.61 | 52.2 | 48.59 | 49.61 | 52.2 | 48.59 | 52.23 | 52.31 | 48.59 | 55.19 | 52.31 | 48.59 | 49.61 | 51.61 | 46.73 | 49.61 | 52.2 | 48.59 | 52.23 | 52.31 | 48.59 | 55.75 | 51.78 | 44.8 | 50.11 | 52.73 | 45.72 | 49.61 | 52.2 | 48.59
3215 | 38.29 | 43.25 | 35.72 | 38.29 | 43.25 | 35.72 | 38.29 | 43.25 | 35.72 | 38.29 | 43.25 | 35.72 | 38.29 | 45.65 | 35.72 | 38.99 | 45.8 | 35.72 | 38.29 | 43.25 | 0 | 38.29 | 43.25 | 35.72 | 38.29 | 45.65 | 35.72 | 39.08 | 44.58 | 35.36 | 38.67 | 43.69 | 35.36 | 38.29 | 43.25 | 35.72 | 48.88 | 51.46 | 47.85 | 48.88 | 51.46 | 47.85 | 48.88 | 51.46 | 47.85 | 48.88 | 51.46 | 47.85 | 51.5 | 51.57 | 47.85 | 54.46 | 51.57 | 47.85 | 48.88 | 51.46 | 0 | 48.88 | 51.46 | 47.85 | 51.5 | 51.57 | 47.85 | 55.01 | 51.05 | 44.8 | 49.37 | 51.98 | 45.72 | 48.88 | 51.46 | 47.85
3216 | 36.32 | 42.92 | 35.12 | 36.32 | 42.92 | 35.12 | 36.32 | 42.92 | 35.12 | 36.32 | 42.92 | 35.12 | 37.81 | 45.32 | 35.39 | 37.81 | 45.32 | 35.39 | 36.32 | 42.92 | 35.12 | 37.96 | 42.92 | 35.39 | 37.81 | 45.32 | 35.39 | 36.69 | 44.24 | 34.42 | 36.69 | 43.36 | 34.77 | 36.32 | 42.92 | 35.12 | 48.55 | 51.13 | 47.52 | 48.55 | 51.13 | 47.52 | 48.55 | 51.13 | 47.52 | 48.55 | 51.13 | 47.52 | 51.05 | 51.24 | 47.52 | 51.05 | 51.24 | 47.52 | 48.55 | 51.13 | 47.52 | 48.55 | 51.13 | 47.52 | 51.05 | 51.24 | 47.52 | 50.04 | 50.73 | 44.8 | 49.04 | 51.65 | 47.05 | 48.55 | 51.13 | 47.52
3217 | 34.3 | 42.49 | 34.43 | 34.3 | 42.49 | 34.43 | 34.3 | 42.49 | 34.43 | 34.3 | 42.49 | 34.43 | 35.36 | 44.89 | 34.96 | 35.36 | 44.89 | 34.96 | 34.3 | 42.49 | 34.43 | 37.53 | 42.5 | 34.96 | 35.36 | 44.89 | 34.96 | 35 | 43.8 | 34.42 | 34.64 | 42.92 | 34.42 | 34.3 | 42.49 | 34.43 | 47.5 | 50.71 | 46.18 | 47.5 | 50.71 | 46.18 | 47.5 | 50.71 | 46.18 | 47.5 | 50.71 | 46.18 | 50.47 | 50.81 | 47.09 | 50.47 | 50.81 | 47.09 | 47.5 | 50.71 | 46.18 | 48.12 | 50.71 | 47.09 | 50.47 | 50.81 | 47.09 | 49.46 | 50.3 | 44.8 | 48.47 | 51.22 | 45.72 | 47.5 | 50.71 | 46.18
3218 | 34.3 | 42.19 | 34.09 | 34.3 | 42.19 | 34.09 | 34.3 | 42.19 | 34.09 | 34.3 | 42.19 | 34.09 | 35.09 | 44.62 | 34.69 | 35.09 | 44.62 | 34.69 | 34.3 | 42.19 | 34.09 | 37.26 | 42.22 | 34.69 | 35.09 | 44.62 | 34.69 | 34.74 | 43.49 | 34.42 | 34.64 | 42.62 | 34.43 | 34.3 | 42.19 | 34.09 | 47.5 | 50.44 | 46.17 | 47.5 | 50.44 | 46.17 | 47.5 | 50.44 | 46.17 | 47.5 | 50.44 | 46.17 | 50.47 | 50.54 | 46.82 | 50.47 | 50.54 | 46.82 | 47.5 | 50.44 | 46.17 | 47.85 | 50.44 | 46.82 | 50.47 | 50.54 | 46.82 | 49.96 | 50.04 | 44.8 | 48.96 | 50.95 | 45.7 | 47.5 | 50.44 | 46.17
3219 | 35 | 42.15 | 34.43 | 35 | 42.15 | 34.43 | 35 | 42.15 | 34.43 | 35 | 42.15 | 34.43 | 36.08 | 44.54 | 34.61 | 36.08 | 44.54 | 34.61 | 36.08 | 42.15 | 34.43 | 37.18 | 42.15 | 34.61 | 36.08 | 44.54 | 34.61 | 35.72 | 43.44 | 34.42 | 35.36 | 42.57 | 34.42 | 35 | 42.15 | 34.43 | 47.77 | 50.36 | 46.18 | 47.77 | 50.36 | 46.18 | 47.77 | 50.36 | 46.18 | 47.77 | 50.36 | 46.18 | 50.1 | 50.46 | 46.75 | 50.1 | 50.46 | 46.75 | 47.77 | 50.36 | 46.75 | 47.77 | 50.36 | 46.75 | 50.1 | 50.46 | 46.75 | 49.6 | 49.96 | 44.8 | 48.61 | 50.36 | 45.72 | 47.77 | 50.36 | 46.18
3220 | 37.45 | 42.42 | 34.78 | 37.45 | 42.42 | 34.78 | 37.45 | 42.42 | 34.78 | 37.45 | 42.42 | 34.78 | 37.45 | 44.81 | 34.88 | 38.16 | 44.81 | 34.88 | 37.45 | 42.42 | 34.78 | 37.45 | 42.42 | 34.88 | 37.45 | 44.81 | 34.88 | 37.78 | 44.24 | 34.43 | 37.83 | 42.85 | 35.13 | 37.45 | 42.42 | 34.78 | 48.04 | 50.63 | 47.02 | 48.04 | 50.63 | 47.02 | 48.04 | 50.63 | 47.02 | 48.04 | 50.63 | 47.02 | 50.66 | 50.73 | 47.02 | 51.05 | 50.73 | 47.02 | 48.04 | 50.63 | 47.02 | 48.04 | 50.63 | 47.02 | 50.66 | 50.73 | 47.02 | 50.54 | 50.23 | 44.8 | 49.53 | 51.14 | 45.72 | 48.04 | 50.63 | 47.02
3221 | 37.81 | 42.78 | 35.24 | 37.81 | 42.78 | 35.24 | 37.81 | 42.78 | 35.24 | 37.81 | 42.78 | 35.24 | 37.81 | 45.17 | 35.24 | 38.52 | 45.32 | 35.24 | 37.81 | 42.78 | 35.24 | 37.81 | 42.78 | 35.24 | 37.81 | 45.17 | 35.24 | 43.82 | 44.87 | 34.89 | 43.82 | 43.97 | 35.6 | 37.81 | 42.78 | 35.24 | 48.4 | 50.99 | 47.38 | 48.4 | 50.99 | 47.38 | 48.4 | 50.99 | 47.38 | 48.4 | 50.99 | 47.38 | 51.02 | 51.09 | 47.38 | 53.98 | 51.09 | 47.38 | 48.4 | 50.99 | 47.38 | 48.4 | 50.99 | 47.38 | 51.02 | 51.09 | 47.38 | 60.15 | 51.5 | 44.8 | 60.15 | 51.5 | 45.72 | 48.4 | 50.99 | 47.38
3222 | 38.92 | 43.88 | 36.35 | 38.92 | 43.88 | 36.35 | 38.92 | 43.88 | 36.35 | 38.92 | 43.88 | 36.35 | 38.92 | 46.28 | 36.35 | 39.62 | 46.43 | 36.35 | 38.92 | 43.88 | 36.35 | 38.92 | 43.88 | 36.35 | 38.92 | 46.28 | 36.35 | 45.6 | 45.96 | 35.98 | 45.6 | 45.04 | 36.71 | 38.92 | 43.88 | 36.35 | 49.5 | 52.09 | 48.48 | 49.5 | 52.09 | 48.48 | 49.5 | 52.09 | 48.48 | 49.5 | 52.09 | 48.48 | 52.13 | 52.2 | 48.48 | 55.08 | 52.2 | 48.48 | 49.5 | 52.09 | 48.48 | 49.5 | 52.09 | 48.48 | 52.13 | 52.2 | 48.48 | 71.44 | 52.62 | 44.8 | 71.44 | 52.62 | 45.72 | 49.5 | 52.09 | 48.48
3223 | 39.93 | 44.9 | 36.98 | 39.93 | 44.9 | 36.98 | 39.93 | 44.9 | 36.98 | 39.93 | 44.9 | 36.98 | 39.93 | 47.29 | 37.36 | 40.64 | 47.44 | 37.36 | 39.93 | 44.9 | 37.36 | 39.93 | 44.9 | 37.36 | 39.93 | 47.29 | 37.36 | 50.63 | 46.97 | 35.88 | 51.16 | 46.03 | 36.61 | 39.93 | 44.9 | 36.98 | 50.52 | 53.11 | 46.49 | 50.52 | 53.11 | 46.49 | 50.52 | 53.11 | 46.49 | 50.52 | 53.11 | 46.49 | 53.14 | 53.21 | 49.5 | 56.1 | 53.21 | 49.5 | 50.52 | 53.11 | 49.5 | 50.52 | 53.11 | 49.5 | 53.14 | 53.21 | 49.5 | 71.85 | 52.95 | 45.1 | 71.85 | 53.64 | 46.02 | 50.52 | 53.11 | 46.49
3224 | 40.49 | 45.45 | 35.49 | 40.49 | 45.45 | 35.49 | 40.49 | 45.45 | 35.49 | 40.49 | 45.45 | 35.49 | 40.49 | 47.85 | 37.92 | 41.19 | 47.9 | 37.92 | 40.49 | 45.45 | 37.92 | 40.49 | 45.45 | 37.92 | 40.49 | 47.85 | 37.92 | 49.47 | 47.43 | 35.14 | 48.49 | 46.48 | 35.14 | 40.49 | 45.45 | 35.49 | 51.07 | 53.66 | 46.17 | 51.07 | 53.66 | 46.17 | 51.07 | 53.66 | 46.17 | 51.07 | 53.66 | 46.17 | 53.7 | 53.77 | 49.34 | 56.65 | 53.77 | 49.34 | 51.07 | 53.66 | 49.34 | 51.07 | 53.66 | 50.05 | 53.7 | 53.77 | 49.34 | 71.17 | 53.23 | 44.8 | 71.17 | 54.15 | 45.7 | 51.07 | 53.66 | 46.17
3225 | 40.28 | 45.25 | 33.2 | 40.28 | 45.25 | 33.2 | 40.28 | 45.25 | 33.2 | 40.28 | 45.25 | 33.2 | 40.28 | 46.07 | 33.55 | 40.99 | 46.07 | 33.55 | 40.28 | 45.25 | 37.71 | 40.28 | 45.25 | 37.71 | 40.28 | 46.07 | 37.71 | 43.61 | 45.14 | 32.87 | 42.74 | 44.79 | 32.87 | 40.28 | 45.25 | 33.2 | 50.87 | 50.87 | 46.17 | 50.87 | 50.87 | 46.17 | 50.87 | 50.87 | 46.17 | 50.87 | 50.87 | 46.17 | 53.49 | 51.92 | 49.11 | 56.45 | 51.92 | 49.11 | 50.87 | 53.46 | 49.34 | 50.87 | 53.46 | 49.85 | 53.49 | 53.46 | 49.34 | 59.81 | 50.36 | 44.8 | 59.81 | 50.36 | 45.7 | 50.87 | 50.87 | 46.17
3226 | 40.19 | 43.8 | 33.06 | 40.19 | 43.8 | 33.06 | 40.19 | 43.8 | 33.06 | 40.19 | 43.8 | 33.06 | 40.19 | 46 | 33.55 | 40.9 | 46 | 33.55 | 40.19 | 45.16 | 36.47 | 40.19 | 45.16 | 37.62 | 40.19 | 46 | 36.47 | 43.04 | 44.24 | 32.87 | 42.18 | 44.24 | 32.87 | 40.19 | 43.8 | 33.06 | 50.78 | 49.86 | 46.17 | 50.78 | 49.86 | 46.17 | 50.78 | 49.86 | 46.17 | 50.78 | 49.86 | 46.17 | 53.4 | 51.4 | 48.62 | 56.36 | 51.4 | 48.62 | 50.78 | 51.92 | 49.31 | 50.78 | 53.37 | 49.76 | 53.4 | 51.92 | 49.31 | 59.42 | 49.36 | 44.8 | 59.42 | 49.36 | 45.7 | 50.78 | 49.86 | 46.17
3227 | 40.06 | 43.8 | 32.54 | 40.06 | 43.8 | 32.54 | 40.06 | 43.8 | 32.54 | 40.06 | 43.8 | 32.54 | 40.06 | 45.39 | 33.55 | 40.77 | 45.39 | 33.55 | 40.06 | 45.03 | 36.47 | 40.06 | 45.03 | 37.5 | 40.06 | 45.71 | 36.47 | 41.18 | 44.24 | 32.87 | 40.47 | 44.24 | 32.87 | 40.06 | 43.8 | 32.54 | 50.65 | 48.65 | 46.17 | 50.65 | 48.65 | 46.17 | 50.65 | 48.65 | 46.17 | 50.65 | 48.65 | 46.17 | 53.27 | 50.16 | 48.62 | 56.23 | 50.16 | 48.62 | 50.65 | 51.92 | 49.31 | 50.65 | 53.24 | 49.63 | 53.27 | 51.92 | 49.31 | 55.67 | 48.16 | 44.8 | 54.56 | 48.16 | 45.7 | 50.65 | 48.65 | 46.17
3228 | 39.88 | 43.8 | 32.54 | 39.88 | 43.8 | 32.54 | 39.88 | 43.8 | 32.54 | 39.88 | 43.8 | 32.54 | 39.88 | 44.85 | 33.55 | 40.59 | 44.85 | 33.55 | 39.88 | 44.85 | 36.47 | 39.88 | 44.85 | 37.32 | 39.88 | 44.86 | 36.47 | 41.11 | 44.24 | 32.87 | 40.29 | 44.24 | 32.54 | 39.88 | 43.8 | 32.54 | 50.47 | 48.65 | 46.17 | 50.47 | 48.65 | 46.17 | 50.47 | 48.65 | 46.17 | 50.47 | 48.65 | 46.17 | 53.1 | 50.16 | 47.64 | 56.05 | 50.16 | 47.64 | 50.47 | 51.92 | 47.64 | 50.47 | 53.06 | 49.45 | 53.1 | 51.92 | 47.64 | 55.49 | 48.16 | 45.7 | 54.38 | 48.16 | 45.7 | 50.47 | 48.65 | 46.17
3229 | 39.72 | 43.8 | 33.2 | 39.72 | 43.8 | 33.2 | 39.72 | 43.8 | 33.2 | 39.72 | 43.8 | 33.2 | 39.72 | 44.69 | 33.55 | 40.43 | 44.69 | 33.55 | 39.72 | 44.69 | 36.47 | 39.72 | 44.69 | 37.15 | 39.72 | 44.69 | 36.47 | 40.84 | 44.24 | 32.87 | 40.12 | 44.24 | 32.87 | 39.72 | 43.8 | 33.2 | 50.31 | 49.14 | 46.17 | 50.31 | 49.14 | 46.17 | 50.31 | 49.14 | 46.17 | 50.31 | 49.14 | 46.17 | 52.93 | 50.66 | 47.16 | 55.89 | 50.66 | 47.16 | 50.31 | 51.92 | 47.16 | 50.31 | 52.9 | 47.16 | 52.93 | 51.92 | 47.16 | 55.33 | 48.65 | 45.7 | 54.22 | 48.65 | 45.7 | 50.31 | 49.14 | 46.17
3230 | 39.51 | 44.46 | 34.43 | 39.51 | 44.46 | 34.43 | 39.51 | 44.46 | 34.43 | 39.51 | 44.46 | 34.43 | 39.51 | 44.69 | 34.62 | 40.22 | 44.69 | 34.62 | 39.51 | 44.48 | 36.47 | 39.51 | 44.48 | 36.94 | 39.51 | 44.69 | 36.47 | 40.63 | 44.24 | 34.27 | 39.91 | 44.24 | 34.42 | 39.51 | 44.46 | 34.43 | 50.1 | 50.36 | 46.17 | 50.1 | 50.36 | 46.17 | 50.1 | 50.36 | 46.17 | 50.1 | 50.36 | 46.17 | 52.72 | 51.92 | 47.16 | 54.64 | 51.92 | 47.16 | 50.1 | 51.92 | 47.16 | 50.1 | 52.69 | 47.16 | 52.72 | 51.92 | 47.16 | 54.09 | 49.86 | 45.7 | 53.01 | 49.86 | 45.7 | 50.1 | 50.36 | 46.17
3231 | 39.32 | 44.29 | 35.14 | 39.32 | 44.29 | 35.14 | 39.32 | 44.29 | 35.14 | 39.32 | 44.29 | 35.14 | 39.32 | 45.32 | 35.86 | 40.03 | 45.32 | 35.86 | 39.32 | 44.29 | 36.47 | 39.32 | 44.29 | 36.47 | 39.32 | 45.32 | 36.47 | 40.44 | 44.86 | 34.78 | 40.04 | 44.74 | 34.78 | 39.32 | 44.29 | 35.14 | 49.91 | 50.71 | 46.17 | 49.91 | 50.71 | 46.17 | 49.91 | 50.71 | 46.17 | 49.91 | 50.71 | 46.17 | 52.54 | 51.92 | 47.16 | 55.49 | 51.92 | 47.16 | 49.91 | 51.92 | 47.16 | 49.91 | 51.92 | 47.16 | 52.54 | 51.92 | 47.16 | 55.49 | 49.86 | 45.75 | 55.75 | 50.71 | 46.22 | 49.91 | 50.71 | 46.17
3232 | 39.19 | 44.16 | 36.47 | 39.19 | 44.16 | 36.47 | 39.19 | 44.16 | 36.47 | 39.19 | 44.16 | 36.47 | 39.19 | 46.55 | 36.47 | 39.9 | 46.7 | 36.47 | 39.19 | 44.16 | 36.47 | 39.19 | 44.16 | 36.62 | 39.19 | 46.55 | 36.47 | 43.17 | 47.17 | 35.14 | 44.05 | 48.13 | 36.1 | 39.19 | 44.16 | 36.47 | 49.78 | 52.37 | 48.62 | 49.78 | 52.37 | 48.62 | 49.78 | 52.37 | 48.62 | 49.78 | 52.37 | 48.62 | 52.4 | 52.37 | 48.62 | 55.36 | 52.37 | 48.62 | 49.78 | 52.37 | 48.62 | 49.78 | 52.37 | 48.62 | 52.4 | 52.37 | 48.62 | 58.82 | 51.84 | 47.16 | 59.42 | 52.9 | 48.14 | 49.78 | 52.37 | 48.62
3233 | 39.23 | 44.2 | 36.67 | 39.23 | 44.2 | 36.67 | 39.23 | 44.2 | 36.67 | 39.23 | 44.2 | 36.67 | 39.23 | 46.59 | 36.67 | 39.94 | 46.75 | 36.67 | 39.23 | 44.2 | 36.67 | 39.23 | 44.2 | 36.67 | 39.23 | 46.59 | 36.67 | 46.06 | 47.22 | 36.3 | 46.06 | 48.18 | 37.04 | 39.23 | 44.2 | 36.67 | 49.82 | 52.41 | 48.8 | 49.82 | 52.41 | 48.8 | 49.82 | 52.41 | 48.8 | 49.82 | 52.41 | 48.8 | 52.45 | 52.52 | 48.8 | 55.4 | 52.52 | 48.8 | 49.82 | 52.41 | 48.8 | 49.82 | 52.41 | 48.8 | 52.45 | 52.52 | 48.8 | 64.64 | 53.05 | 48.31 | 64.64 | 69.88 | 50.32 | 49.82 | 52.41 | 48.8
3234 | 39.18 | 44.14 | 36.61 | 39.18 | 44.14 | 36.61 | 39.18 | 44.14 | 36.61 | 39.18 | 44.14 | 36.61 | 39.18 | 46.54 | 36.61 | 39.88 | 46.69 | 36.61 | 39.18 | 44.14 | 36.61 | 39.18 | 44.14 | 36.61 | 39.18 | 46.54 | 36.61 | 52.78 | 47.16 | 36.98 | 52.78 | 48.12 | 37.73 | 39.18 | 44.14 | 36.61 | 49.77 | 52.35 | 48.74 | 49.77 | 52.35 | 48.74 | 49.77 | 52.35 | 48.74 | 49.77 | 52.35 | 48.74 | 52.39 | 52.46 | 48.74 | 55.35 | 52.46 | 48.74 | 49.77 | 52.35 | 48.74 | 49.77 | 52.35 | 48.74 | 52.39 | 52.46 | 48.74 | 71.89 | 52.99 | 48.26 | 72.61 | 72.24 | 55.49 | 49.77 | 52.35 | 48.74
3235 | 39.1 | 44.06 | 36.53 | 39.1 | 44.06 | 36.53 | 39.1 | 44.06 | 36.53 | 39.1 | 44.06 | 36.53 | 39.1 | 46.46 | 36.53 | 39.8 | 46.61 | 36.53 | 39.1 | 44.06 | 36.53 | 39.1 | 44.06 | 36.53 | 39.1 | 46.46 | 36.53 | 52.78 | 50 | 36.9 | 53.31 | 51.02 | 37.65 | 39.1 | 44.06 | 36.53 | 49.68 | 52.38 | 49.84 | 49.68 | 52.38 | 49.84 | 49.68 | 52.38 | 49.84 | 49.68 | 52.38 | 49.84 | 52.31 | 52.38 | 49.84 | 55.26 | 52.38 | 49.84 | 49.68 | 52.27 | 49.84 | 49.68 | 52.27 | 48.66 | 52.31 | 52.38 | 49.84 | 72.16 | 80.8 | 49.78 | 72.89 | 82.45 | 50.79 | 49.68 | 52.38 | 49.84
3236 | 39.06 | 44.02 | 36.49 | 39.06 | 44.02 | 36.49 | 39.06 | 44.02 | 36.49 | 39.06 | 44.02 | 36.49 | 39.06 | 46.42 | 36.49 | 39.77 | 46.57 | 36.49 | 39.06 | 44.02 | 36.49 | 39.06 | 44.02 | 36.49 | 39.06 | 46.42 | 36.49 | 52.78 | 71.81 | 36.86 | 52.78 | 73.27 | 36.86 | 39.06 | 44.02 | 36.49 | 49.65 | 52.24 | 49.81 | 49.65 | 52.24 | 49.81 | 49.65 | 52.24 | 49.81 | 49.65 | 52.24 | 49.81 | 52.27 | 52.34 | 49.81 | 55.23 | 52.34 | 49.81 | 49.65 | 52.24 | 49.81 | 49.65 | 52.24 | 48.62 | 52.27 | 52.34 | 49.81 | 72.16 | 88.52 | 50.31 | 72.89 | 86.75 | 51.33 | 49.65 | 52.24 | 49.81
3237 | 39.14 | 44.11 | 36.57 | 39.14 | 44.11 | 36.57 | 39.14 | 44.11 | 36.57 | 39.14 | 44.11 | 36.57 | 39.14 | 46.5 | 36.57 | 39.85 | 46.65 | 36.57 | 39.14 | 44.11 | 36.57 | 39.14 | 44.11 | 36.57 | 39.14 | 46.5 | 36.57 | 52.78 | 71.81 | 39.02 | 52.78 | 70.37 | 38.24 | 39.14 | 44.11 | 36.57 | 49.73 | 52.32 | 49.95 | 49.73 | 52.32 | 49.95 | 49.73 | 52.32 | 49.95 | 49.73 | 52.32 | 49.95 | 52.35 | 52.42 | 49.95 | 55.31 | 52.42 | 49.95 | 49.73 | 52.32 | 49.95 | 49.73 | 52.32 | 48.71 | 52.35 | 52.42 | 49.95 | 72.61 | 88.52 | 50.46 | 72.61 | 78.89 | 50.46 | 49.73 | 52.32 | 49.95
3238 | 39 | 43.96 | 36.43 | 39 | 43.96 | 36.43 | 39 | 43.96 | 36.43 | 39 | 43.96 | 36.43 | 39 | 46.35 | 36.43 | 39.7 | 46.51 | 36.43 | 39 | 43.96 | 36.43 | 39 | 43.96 | 36.43 | 39 | 46.35 | 36.43 | 45.6 | 59.94 | 39.02 | 45 | 58.74 | 38.24 | 39 | 43.96 | 36.43 | 49.58 | 52.17 | 48.66 | 49.58 | 52.17 | 48.66 | 49.58 | 52.17 | 48.66 | 49.58 | 52.17 | 48.66 | 52.21 | 52.28 | 48.66 | 55.16 | 52.28 | 48.66 | 49.58 | 52.17 | 48.66 | 49.58 | 52.17 | 48.56 | 52.21 | 52.28 | 48.66 | 66.03 | 70.65 | 49.15 | 66.03 | 69.24 | 49.15 | 49.58 | 52.17 | 48.66
3239 | 38.33 | 43.3 | 35.76 | 38.33 | 43.3 | 35.76 | 38.33 | 43.3 | 35.76 | 38.33 | 43.3 | 35.76 | 38.33 | 45.69 | 35.76 | 39.04 | 45.84 | 35.76 | 38.33 | 43.3 | 35.76 | 38.33 | 43.3 | 35.76 | 38.33 | 45.69 | 35.76 | 39.84 | 56.33 | 36.47 | 39.04 | 47.56 | 36.12 | 38.33 | 43.3 | 35.76 | 48.92 | 51.51 | 47.89 | 48.92 | 51.51 | 47.89 | 48.92 | 51.51 | 47.89 | 48.92 | 51.51 | 47.89 | 51.54 | 51.61 | 47.89 | 54.5 | 51.61 | 47.89 | 48.92 | 51.51 | 47.89 | 48.92 | 51.51 | 47.89 | 51.54 | 51.61 | 47.89 | 58.15 | 66.94 | 48.38 | 56.99 | 65.6 | 48.38 | 48.92 | 51.51 | 47.89
3240 | 38.02 | 42.98 | 35.45 | 38.02 | 42.98 | 35.45 | 38.02 | 42.98 | 35.45 | 38.02 | 42.98 | 35.45 | 38.02 | 45.37 | 35.45 | 38.66 | 45.53 | 35.45 | 38.02 | 42.98 | 35.45 | 38.02 | 42.98 | 35.45 | 38.02 | 45.37 | 35.45 | 39.05 | 50.13 | 35.8 | 38.4 | 47.56 | 35.8 | 38.02 | 42.98 | 35.45 | 48.6 | 51.19 | 47.58 | 48.6 | 51.19 | 47.58 | 48.6 | 51.19 | 47.58 | 48.6 | 51.19 | 47.58 | 51.23 | 51.3 | 47.58 | 53.2 | 51.3 | 47.58 | 48.6 | 51.19 | 47.58 | 48.6 | 51.19 | 47.58 | 51.23 | 51.3 | 47.58 | 53.74 | 51.92 | 47.75 | 52.66 | 51.92 | 47.75 | 48.6 | 51.19 | 47.58
3241 | 37.82 | 42.78 | 35.25 | 37.82 | 42.78 | 35.25 | 37.82 | 42.78 | 35.25 | 37.82 | 42.78 | 35.25 | 37.82 | 45.18 | 35.25 | 38.52 | 45.33 | 35.25 | 37.82 | 42.78 | 35.25 | 37.82 | 42.78 | 35.25 | 37.82 | 45.18 | 35.25 | 39.05 | 50 | 35.61 | 38.27 | 47.56 | 35.6 | 37.82 | 42.78 | 35.25 | 48.41 | 50.99 | 47.38 | 48.41 | 50.99 | 47.38 | 48.41 | 50.99 | 47.38 | 48.41 | 50.99 | 47.38 | 51.03 | 51.1 | 47.38 | 53.2 | 51.1 | 47.38 | 48.41 | 50.99 | 47.38 | 48.41 | 50.99 | 47.38 | 51.03 | 51.1 | 47.38 | 53.74 | 51.92 | 47.75 | 52.66 | 51.92 | 47.75 | 48.41 | 50.99 | 47.38
3242 | 37.62 | 42.59 | 35.05 | 37.62 | 42.59 | 35.05 | 37.62 | 42.59 | 35.05 | 37.62 | 42.59 | 35.05 | 37.62 | 44.98 | 35.05 | 38.33 | 45.14 | 35.05 | 37.62 | 42.59 | 35.05 | 37.62 | 42.59 | 35.05 | 37.62 | 44.98 | 35.05 | 38.79 | 50 | 35.41 | 38.01 | 48.99 | 35.41 | 37.62 | 42.59 | 35.05 | 48.21 | 50.8 | 47.19 | 48.21 | 50.8 | 47.19 | 48.21 | 50.8 | 47.19 | 48.21 | 50.8 | 47.19 | 50.83 | 50.91 | 47.19 | 53.2 | 50.91 | 47.19 | 48.21 | 50.8 | 47.19 | 48.21 | 50.8 | 47.19 | 50.83 | 50.91 | 47.19 | 53.74 | 51.92 | 47.66 | 53.74 | 51.92 | 47.66 | 48.21 | 50.8 | 47.19
3243 | 37.5 | 42.47 | 34.93 | 37.5 | 42.47 | 34.93 | 37.5 | 42.47 | 34.93 | 37.5 | 42.47 | 34.93 | 37.5 | 44.86 | 34.93 | 38.21 | 45.01 | 34.93 | 37.5 | 42.47 | 34.93 | 37.5 | 42.47 | 34.93 | 37.5 | 44.86 | 34.93 | 39 | 51.14 | 36.47 | 39 | 50.11 | 36.47 | 37.5 | 42.47 | 34.93 | 48.09 | 50.68 | 47.07 | 48.09 | 50.68 | 47.07 | 48.09 | 50.68 | 47.07 | 48.09 | 50.68 | 47.07 | 50.71 | 50.78 | 47.07 | 53.19 | 50.78 | 47.07 | 48.09 | 50.68 | 47.07 | 48.09 | 50.68 | 47.07 | 50.71 | 50.78 | 47.07 | 53.74 | 53.53 | 47.54 | 53.74 | 52.95 | 47.54 | 48.09 | 50.68 | 47.07
3244 | 37.65 | 42.62 | 35.08 | 37.65 | 42.62 | 35.08 | 37.65 | 42.62 | 35.08 | 37.65 | 42.62 | 35.08 | 37.65 | 45.01 | 35.08 | 38.36 | 45.17 | 35.09 | 37.65 | 42.62 | 35.08 | 37.65 | 42.62 | 35.08 | 37.65 | 45.01 | 35.08 | 39.05 | 52.72 | 36.47 | 39.05 | 51.66 | 36.47 | 37.65 | 42.62 | 35.08 | 48.24 | 50.83 | 48.3 | 48.24 | 50.83 | 48.3 | 48.24 | 50.83 | 48.3 | 48.24 | 50.83 | 48.3 | 50.86 | 50.94 | 47.22 | 53.2 | 50.94 | 47.22 | 48.24 | 50.83 | 47.22 | 48.24 | 50.83 | 47.22 | 50.86 | 50.94 | 47.22 | 53.74 | 54.59 | 48.78 | 53.74 | 55.7 | 48.78 | 48.24 | 50.83 | 48.3
3245 | 38.08 | 43.04 | 35.51 | 38.08 | 43.04 | 35.51 | 38.08 | 43.04 | 35.51 | 38.08 | 43.04 | 35.51 | 38.08 | 45.44 | 35.51 | 38.78 | 45.59 | 35.51 | 38.08 | 43.04 | 35.51 | 38.08 | 43.04 | 35.51 | 38.08 | 45.44 | 35.51 | 44.05 | 57.77 | 37.27 | 44.95 | 58.94 | 38.04 | 38.08 | 43.04 | 35.51 | 48.67 | 51.36 | 50.31 | 48.67 | 51.36 | 50.31 | 48.67 | 51.36 | 50.31 | 48.67 | 51.36 | 50.31 | 51.29 | 51.36 | 48.78 | 54.25 | 51.36 | 48.78 | 48.67 | 51.36 | 48.78 | 48.67 | 51.25 | 47.64 | 51.29 | 51.36 | 48.78 | 61.66 | 53.59 | 49.78 | 62.28 | 71.76 | 50.82 | 48.67 | 51.36 | 51.3
3246 | 38.94 | 43.91 | 36.38 | 38.94 | 43.91 | 36.38 | 38.94 | 43.91 | 36.38 | 38.94 | 43.91 | 36.38 | 38.94 | 46.3 | 36.38 | 39.65 | 46.46 | 36.38 | 38.94 | 43.91 | 36.38 | 38.94 | 43.91 | 36.37 | 38.94 | 46.3 | 36.38 | 50.24 | 62.02 | 41.61 | 50.75 | 62.43 | 42.46 | 38.94 | 43.91 | 36.38 | 49.53 | 52.23 | 50.32 | 49.53 | 52.23 | 50.32 | 49.53 | 52.23 | 50.32 | 49.53 | 52.23 | 50.32 | 52.15 | 52.23 | 49.28 | 55.11 | 52.23 | 49.28 | 49.53 | 52.23 | 49.28 | 49.53 | 52.12 | 48.51 | 52.15 | 52.23 | 49.28 | 72.61 | 64.81 | 49.78 | 73.35 | 69.73 | 50.83 | 49.53 | 52.23 | 50.32
3247 | 39.87 | 44.84 | 37.31 | 39.87 | 44.84 | 37.31 | 39.87 | 44.84 | 37.31 | 39.87 | 44.84 | 37.31 | 39.87 | 47.23 | 37.31 | 40.58 | 47.39 | 37.31 | 39.87 | 44.84 | 37.31 | 39.87 | 44.84 | 37.31 | 39.87 | 47.23 | 37.31 | 53.24 | 62.02 | 37.68 | 53.24 | 62.02 | 37.68 | 39.87 | 44.84 | 37.31 | 50.46 | 53.16 | 49.44 | 50.46 | 53.16 | 49.44 | 50.46 | 53.16 | 49.44 | 50.46 | 53.16 | 49.44 | 53.09 | 53.16 | 49.44 | 56.04 | 53.16 | 49.44 | 50.46 | 53.16 | 49.44 | 50.46 | 53.05 | 49.44 | 53.09 | 53.16 | 49.44 | 71.89 | 61.6 | 49.44 | 72.61 | 62.86 | 49.94 | 50.46 | 53.16 | 49.44
3248 | 40.46 | 45.43 | 37.89 | 40.46 | 45.43 | 37.89 | 40.46 | 45.43 | 37.89 | 40.46 | 45.43 | 37.89 | 40.46 | 47.82 | 37.89 | 41.17 | 47.97 | 37.89 | 40.46 | 45.43 | 37.89 | 40.46 | 45.43 | 37.89 | 40.46 | 47.82 | 37.89 | 46.52 | 48.53 | 36.95 | 46.06 | 47.56 | 37.51 | 40.46 | 45.43 | 37.89 | 51.05 | 53.64 | 49.61 | 51.05 | 53.64 | 49.61 | 51.05 | 53.64 | 49.61 | 51.05 | 53.64 | 49.61 | 53.67 | 53.74 | 49.61 | 56.63 | 53.74 | 49.61 | 51.05 | 53.64 | 50.03 | 51.05 | 53.64 | 50.03 | 53.67 | 53.74 | 49.61 | 65.3 | 54.29 | 47.64 | 64.64 | 54.18 | 48.62 | 51.05 | 53.64 | 49.61
3249 | 40.35 | 45.32 | 37.78 | 40.35 | 45.32 | 37.78 | 40.35 | 45.32 | 37.78 | 40.35 | 45.32 | 37.78 | 40.35 | 47.71 | 37.78 | 41.06 | 47.71 | 36.96 | 40.35 | 45.32 | 37.78 | 40.35 | 45.32 | 37.78 | 40.35 | 47.71 | 37.78 | 44.5 | 46.91 | 35.85 | 43.61 | 45.78 | 35.85 | 40.35 | 45.32 | 37.78 | 50.94 | 53.53 | 49.61 | 50.94 | 53.53 | 49.61 | 50.94 | 53.53 | 49.61 | 50.94 | 53.53 | 49.61 | 53.56 | 53.53 | 49.61 | 56.52 | 53.53 | 49.61 | 50.94 | 53.53 | 49.92 | 50.94 | 53.53 | 49.92 | 53.56 | 53.53 | 49.61 | 57.99 | 51.03 | 47.64 | 56.83 | 52.07 | 48.14 | 50.94 | 53.53 | 49.61
3250 | 40.28 | 45.25 | 37.72 | 40.28 | 45.25 | 37.72 | 40.28 | 45.25 | 37.72 | 40.28 | 45.25 | 37.72 | 40.28 | 46.65 | 37.72 | 40.88 | 46.65 | 36.47 | 40.28 | 45.25 | 37.72 | 40.28 | 45.25 | 37.72 | 40.28 | 46.65 | 37.72 | 40.47 | 45.71 | 35.14 | 40.46 | 44.8 | 35.14 | 40.28 | 45.25 | 37.72 | 50.87 | 53.46 | 49.11 | 50.87 | 53.46 | 49.11 | 50.87 | 53.46 | 49.11 | 50.87 | 53.46 | 49.11 | 53.5 | 53.46 | 49.11 | 55.4 | 53.46 | 49.11 | 50.87 | 53.46 | 49.85 | 50.87 | 53.46 | 49.85 | 53.5 | 53.46 | 49.11 | 54.83 | 51.03 | 47.16 | 53.74 | 52.07 | 47.16 | 50.87 | 53.46 | 49.11
3251 | 40.17 | 45.14 | 37.6 | 40.17 | 45.14 | 37.6 | 40.17 | 45.14 | 37.6 | 40.17 | 45.14 | 37.6 | 40.17 | 46.65 | 37.6 | 40.61 | 46.65 | 36.47 | 40.17 | 45.14 | 37.6 | 40.17 | 45.14 | 37.6 | 40.17 | 46.65 | 37.6 | 40.21 | 45.71 | 35.14 | 40.2 | 44.8 | 35.14 | 40.17 | 45.14 | 37.6 | 50.76 | 53.15 | 49.11 | 50.76 | 53.15 | 49.11 | 50.76 | 53.15 | 49.11 | 50.76 | 53.15 | 49.11 | 53.38 | 53.15 | 49.11 | 55.39 | 53.15 | 49.11 | 50.76 | 53.15 | 49.74 | 50.76 | 53.35 | 49.74 | 53.38 | 53.15 | 49.11 | 54.83 | 51.03 | 47.16 | 53.74 | 52.07 | 47.16 | 50.76 | 53.15 | 49.11
3252 | 40.02 | 44.99 | 37.45 | 40.02 | 44.99 | 37.45 | 40.02 | 44.99 | 37.45 | 40.02 | 44.99 | 37.45 | 40.02 | 47.38 | 37.45 | 40.73 | 47.38 | 36.96 | 40.02 | 44.99 | 37.45 | 40.02 | 44.99 | 37.45 | 40.02 | 47.38 | 37.45 | 40.39 | 46.42 | 35.85 | 40.39 | 45.44 | 35.85 | 40.02 | 44.99 | 37.45 | 50.61 | 52.6 | 48.62 | 50.61 | 52.6 | 48.62 | 50.61 | 52.6 | 48.62 | 50.61 | 52.6 | 48.62 | 53.23 | 52.6 | 48.62 | 55.39 | 52.6 | 48.62 | 50.61 | 52.6 | 49.59 | 50.61 | 53.2 | 49.59 | 53.23 | 52.6 | 48.62 | 54.83 | 51.03 | 47.16 | 53.74 | 52.07 | 47.16 | 50.61 | 52.6 | 48.62
3253 | 39.86 | 44.82 | 37.29 | 39.86 | 44.82 | 37.29 | 39.86 | 44.82 | 37.29 | 39.86 | 44.82 | 37.29 | 39.86 | 47.22 | 37.29 | 40.56 | 47.27 | 36.97 | 39.86 | 44.82 | 37.29 | 39.86 | 44.82 | 37.29 | 39.86 | 47.22 | 37.29 | 40.47 | 46.8 | 35.85 | 40.26 | 45.28 | 35.85 | 39.86 | 44.82 | 37.29 | 50.45 | 53.03 | 49.42 | 50.45 | 53.03 | 49.42 | 50.45 | 53.03 | 49.42 | 50.45 | 53.03 | 49.42 | 53.07 | 53.03 | 49.42 | 56.03 | 53.03 | 49.42 | 50.45 | 53.03 | 49.42 | 50.45 | 53.03 | 49.42 | 53.07 | 53.03 | 49.42 | 55.46 | 51.96 | 47.64 | 54.36 | 52.5 | 47.64 | 50.45 | 53.03 | 49.42
3254 | 39.67 | 44.64 | 37.1 | 39.67 | 44.64 | 37.1 | 39.67 | 44.64 | 37.1 | 39.67 | 44.64 | 37.1 | 39.67 | 47.03 | 37.1 | 40.38 | 47.18 | 37.1 | 39.67 | 44.64 | 37.1 | 39.67 | 44.64 | 37.1 | 39.67 | 47.03 | 37.1 | 41.61 | 47.56 | 36.73 | 40.77 | 45.09 | 36.73 | 39.67 | 44.64 | 37.1 | 50.26 | 52.85 | 49.24 | 50.26 | 52.85 | 49.24 | 50.26 | 52.85 | 49.24 | 50.26 | 52.85 | 49.24 | 52.88 | 52.95 | 49.24 | 55.84 | 52.95 | 49.24 | 50.26 | 52.85 | 49.24 | 50.26 | 52.85 | 49.24 | 52.88 | 52.95 | 49.24 | 57.57 | 52.95 | 48.61 | 56.41 | 52.95 | 48.61 | 50.26 | 52.85 | 49.24
3255 | 39.5 | 44.46 | 36.93 | 39.5 | 44.46 | 36.93 | 39.5 | 44.46 | 36.93 | 39.5 | 44.46 | 36.93 | 39.5 | 46.86 | 36.93 | 40.2 | 47.01 | 36.93 | 39.5 | 44.46 | 36.93 | 39.5 | 44.46 | 36.93 | 39.5 | 46.86 | 36.93 | 44.49 | 48.38 | 37.3 | 43.6 | 46.93 | 37.3 | 39.5 | 44.46 | 36.93 | 50.09 | 52.78 | 49.06 | 50.09 | 52.78 | 49.06 | 50.09 | 52.78 | 49.06 | 50.09 | 52.78 | 49.06 | 52.71 | 52.78 | 49.06 | 55.66 | 52.78 | 49.06 | 50.09 | 52.67 | 49.06 | 50.09 | 52.67 | 49.06 | 52.71 | 52.78 | 49.06 | 62.24 | 55.29 | 49.06 | 61.51 | 54.18 | 48.62 | 50.09 | 52.78 | 49.06
3256 | 39.33 | 44.3 | 36.76 | 39.33 | 44.3 | 36.76 | 39.33 | 44.3 | 36.76 | 39.33 | 44.3 | 36.76 | 39.33 | 46.69 | 36.76 | 40.04 | 46.84 | 36.76 | 39.33 | 44.3 | 36.76 | 39.33 | 44.3 | 36.76 | 39.33 | 46.69 | 36.76 | 48.48 | 61.2 | 52.05 | 48.48 | 59.98 | 51.01 | 39.33 | 44.3 | 36.76 | 49.92 | 52.61 | 51.3 | 49.92 | 52.61 | 51.3 | 49.92 | 52.61 | 51.3 | 49.92 | 52.61 | 51.3 | 52.54 | 52.61 | 50.14 | 55.5 | 52.61 | 50.14 | 49.92 | 52.51 | 50.14 | 49.92 | 52.51 | 48.9 | 52.54 | 52.61 | 50.14 | 65.3 | 75.83 | 54.01 | 65.3 | 75.83 | 52.93 | 49.92 | 52.61 | 51.3
3257 | 39.31 | 44.28 | 39.02 | 39.31 | 44.28 | 39.02 | 39.31 | 44.28 | 39.02 | 39.31 | 44.28 | 39.02 | 39.31 | 46.67 | 38.17 | 40.02 | 46.82 | 38.17 | 39.31 | 44.28 | 36.74 | 39.31 | 44.28 | 36.74 | 39.31 | 46.67 | 38.17 | 53.24 | 70.79 | 81.91 | 53.24 | 69.4 | 80.28 | 39.31 | 44.28 | 39.02 | 49.9 | 52.59 | 51.55 | 49.9 | 52.59 | 51.55 | 49.9 | 52.59 | 51.55 | 49.9 | 52.59 | 51.55 | 52.52 | 52.59 | 51.55 | 55.48 | 52.59 | 51.55 | 49.9 | 52.49 | 51.55 | 49.9 | 52.49 | 48.88 | 52.52 | 52.59 | 51.55 | 73.34 | 84.41 | 104.49 | 73.34 | 83.31 | 104.49 | 49.9 | 52.59 | 51.55
3258 | 39.26 | 44.23 | 39.02 | 39.26 | 44.23 | 39.02 | 39.26 | 44.23 | 39.85 | 39.26 | 44.23 | 39.85 | 39.26 | 46.62 | 39.85 | 39.97 | 46.78 | 39.85 | 39.26 | 44.23 | 36.69 | 39.26 | 44.23 | 36.69 | 39.26 | 46.62 | 39.85 | 54.94 | 76.52 | 82.78 | 53.85 | 76.52 | 81.13 | 39.26 | 44.23 | 39.02 | 49.85 | 52.55 | 52.78 | 49.85 | 52.55 | 52.78 | 49.85 | 52.55 | 52.78 | 49.85 | 52.55 | 52.78 | 52.47 | 52.55 | 51.61 | 55.43 | 52.55 | 51.61 | 49.85 | 52.44 | 51.61 | 49.85 | 52.44 | 48.83 | 52.47 | 52.55 | 51.61 | 76.85 | 102.34 | 111.11 | 75.33 | 103.37 | 111.11 | 49.85 | 52.55 | 52.78
3259 | 39.16 | 44.13 | 77.11 | 39.16 | 44.13 | 77.11 | 39.16 | 44.13 | 77.11 | 39.16 | 44.13 | 77.11 | 39.16 | 46.52 | 77.11 | 39.86 | 46.67 | 77.11 | 39.16 | 44.12 | 36.59 | 39.16 | 44.12 | 36.59 | 39.16 | 46.52 | 77.11 | 60.65 | 83.97 | 82.78 | 59.45 | 83.97 | 81.13 | 39.16 | 44.13 | 77.11 | 49.75 | 52.44 | 90 | 49.75 | 52.44 | 90 | 49.75 | 52.44 | 90 | 49.75 | 52.44 | 90 | 52.37 | 52.44 | 51.61 | 55.33 | 52.44 | 51.61 | 49.75 | 52.33 | 51.61 | 49.75 | 52.33 | 48.72 | 52.37 | 52.44 | 51.61 | 89.33 | 106.06 | 111.11 | 88.44 | 106.06 | 111.11 | 49.75 | 52.44 | 90
3260 | 39.1 | 44.07 | 70.53 | 39.1 | 44.07 | 70.53 | 39.1 | 44.07 | 70.53 | 39.1 | 44.07 | 70.53 | 39.1 | 46.47 | 70.53 | 39.81 | 46.62 | 70.53 | 39.1 | 44.07 | 36.54 | 39.1 | 44.07 | 36.54 | 39.1 | 46.47 | 70.53 | 54.39 | 83.97 | 82.78 | 53.31 | 82.3 | 81.13 | 39.1 | 44.07 | 70.53 | 49.69 | 52.39 | 52.62 | 49.69 | 52.39 | 52.62 | 49.69 | 52.39 | 52.62 | 49.69 | 52.39 | 52.62 | 52.32 | 52.39 | 51.61 | 55.27 | 52.39 | 51.61 | 49.69 | 52.28 | 51.61 | 49.69 | 52.28 | 48.67 | 52.32 | 52.39 | 51.61 | 74.83 | 106.06 | 111.11 | 73.34 | 103.95 | 108.89 | 49.69 | 52.39 | 52.62
3261 | 39.22 | 44.19 | 36.74 | 39.22 | 44.19 | 36.74 | 39.22 | 44.19 | 36.74 | 39.22 | 44.19 | 36.74 | 39.22 | 46.58 | 36.74 | 39.93 | 46.73 | 36.74 | 39.22 | 44.19 | 36.65 | 39.22 | 44.19 | 36.65 | 39.22 | 46.58 | 36.74 | 53.24 | 70.81 | 82.78 | 53.24 | 69.4 | 80.28 | 39.22 | 44.19 | 36.74 | 49.81 | 52.5 | 51.46 | 49.81 | 52.5 | 51.46 | 49.81 | 52.5 | 51.46 | 49.81 | 52.5 | 51.46 | 52.43 | 52.5 | 51.46 | 55.39 | 52.5 | 51.46 | 49.81 | 52.4 | 51.46 | 49.81 | 52.4 | 48.79 | 52.43 | 52.5 | 51.46 | 73.34 | 90.66 | 111.11 | 73.34 | 88.86 | 106.7 | 49.81 | 52.5 | 51.46
3262 | 39.15 | 44.12 | 36.58 | 39.15 | 44.12 | 36.58 | 39.15 | 44.12 | 36.58 | 39.15 | 44.12 | 36.58 | 39.15 | 46.51 | 36.58 | 39.86 | 46.66 | 36.58 | 39.15 | 44.12 | 36.58 | 39.15 | 44.12 | 36.58 | 39.15 | 46.51 | 36.58 | 46.52 | 66.62 | 82.78 | 45.6 | 65.3 | 80.28 | 39.15 | 44.12 | 36.58 | 49.74 | 52.33 | 51.3 | 49.74 | 52.33 | 51.3 | 49.74 | 52.33 | 51.3 | 49.74 | 52.33 | 51.3 | 52.36 | 52.43 | 51.3 | 55.32 | 52.43 | 51.3 | 49.74 | 52.33 | 51.3 | 49.74 | 52.33 | 48.72 | 52.36 | 52.43 | 51.3 | 65.73 | 85 | 110 | 65.73 | 83.31 | 106.7 | 49.74 | 52.33 | 51.3
3263 | 38.54 | 43.51 | 35.97 | 38.54 | 43.51 | 35.97 | 38.54 | 43.51 | 35.97 | 38.54 | 43.51 | 35.97 | 38.54 | 45.9 | 35.97 | 39.25 | 46.05 | 35.97 | 38.54 | 43.51 | 35.97 | 38.54 | 43.51 | 35.97 | 38.54 | 45.9 | 35.97 | 42.63 | 63.68 | 82.78 | 41.78 | 62.42 | 80.28 | 38.54 | 43.51 | 35.97 | 49.13 | 51.72 | 51.3 | 49.13 | 51.72 | 51.3 | 49.13 | 51.72 | 51.3 | 49.13 | 51.72 | 51.3 | 51.75 | 51.83 | 51.3 | 54.71 | 51.83 | 51.3 | 49.13 | 51.72 | 51.3 | 49.13 | 51.72 | 48.11 | 51.75 | 51.83 | 51.3 | 61.24 | 84.8 | 110 | 60.63 | 83.31 | 106.7 | 49.13 | 51.72 | 51.3
3264 | 38.13 | 43.09 | 35.56 | 38.13 | 43.09 | 35.56 | 38.13 | 43.09 | 35.56 | 38.13 | 43.09 | 35.56 | 38.13 | 45.49 | 35.56 | 38.84 | 45.64 | 35.56 | 38.13 | 43.09 | 35.56 | 38.13 | 43.09 | 35.56 | 38.13 | 45.49 | 35.56 | 40.2 | 60.19 | 82.78 | 39.4 | 58.99 | 80.28 | 38.13 | 43.09 | 35.56 | 48.72 | 51.31 | 50.36 | 48.72 | 51.31 | 50.36 | 48.72 | 51.31 | 50.36 | 48.72 | 51.31 | 50.36 | 51.34 | 51.41 | 50.36 | 54.3 | 51.41 | 50.36 | 48.72 | 51.31 | 50.36 | 48.72 | 51.31 | 47.69 | 51.34 | 51.41 | 50.36 | 57.29 | 84.8 | 110 | 56.71 | 83.31 | 106.71 | 48.72 | 51.31 | 51.3
3265 | 37.74 | 42.7 | 35.17 | 37.74 | 42.7 | 35.17 | 37.74 | 42.7 | 35.17 | 37.74 | 42.7 | 35.17 | 37.74 | 45.1 | 35.17 | 38.44 | 45.25 | 35.17 | 37.74 | 42.7 | 35.17 | 37.74 | 42.7 | 35.17 | 37.74 | 45.1 | 35.17 | 40.2 | 60.19 | 82.78 | 39.4 | 58.99 | 80.28 | 37.74 | 42.7 | 35.17 | 48.33 | 50.91 | 49.97 | 48.33 | 50.91 | 49.97 | 48.33 | 50.91 | 49.97 | 48.33 | 50.91 | 49.97 | 50.95 | 51.02 | 49.97 | 53.91 | 51.02 | 49.97 | 48.33 | 50.91 | 49.97 | 48.33 | 50.91 | 47.3 | 50.95 | 51.02 | 49.97 | 54.82 | 84.41 | 110 | 54.27 | 82.73 | 106.71 | 48.33 | 50.91 | 51.3
3266 | 37.56 | 42.53 | 34.99 | 37.56 | 42.53 | 34.99 | 37.56 | 42.53 | 34.99 | 37.56 | 42.53 | 34.99 | 37.56 | 44.92 | 34.99 | 38.27 | 45.07 | 34.99 | 37.56 | 42.53 | 34.99 | 37.56 | 42.53 | 34.99 | 37.56 | 44.92 | 34.99 | 39.58 | 60.19 | 82.78 | 39.4 | 58.99 | 80.28 | 37.56 | 42.53 | 34.99 | 48.15 | 50.74 | 49.8 | 48.15 | 50.74 | 49.8 | 48.15 | 50.74 | 49.8 | 48.15 | 50.74 | 49.8 | 50.77 | 50.84 | 49.8 | 53.73 | 50.84 | 49.8 | 48.15 | 50.74 | 49.8 | 48.15 | 50.74 | 47.13 | 50.77 | 50.84 | 49.8 | 54.27 | 84.15 | 110 | 54.27 | 83.31 | 107.8 | 48.15 | 50.74 | 51.3
3267 | 37.47 | 42.44 | 34.9 | 37.47 | 42.44 | 34.9 | 37.47 | 42.44 | 34.9 | 37.47 | 42.44 | 34.9 | 37.47 | 44.83 | 34.9 | 38.18 | 44.98 | 34.9 | 37.47 | 42.44 | 34.9 | 37.47 | 42.44 | 34.9 | 37.47 | 44.83 | 34.9 | 39.4 | 65.92 | 81.96 | 39.4 | 64.61 | 80.32 | 37.47 | 42.44 | 34.9 | 48.06 | 50.65 | 48.28 | 48.06 | 50.65 | 48.28 | 48.06 | 50.65 | 48.28 | 48.06 | 50.65 | 48.28 | 50.68 | 50.75 | 48.28 | 53.64 | 50.75 | 48.28 | 48.06 | 50.65 | 48.28 | 48.06 | 50.65 | 47.04 | 50.68 | 50.75 | 48.28 | 55.86 | 85 | 110 | 54.74 | 83.31 | 107.8 | 48.06 | 50.65 | 51.3
3268 | 37.57 | 42.54 | 35 | 37.57 | 42.54 | 35 | 37.57 | 42.54 | 35 | 37.57 | 42.54 | 35 | 37.57 | 44.93 | 35 | 38.28 | 45.08 | 35 | 37.57 | 42.54 | 35 | 37.57 | 42.54 | 35 | 37.57 | 44.93 | 35 | 39.53 | 70.1 | 81.96 | 39.53 | 69.4 | 80.32 | 37.57 | 42.54 | 35 | 48.16 | 50.75 | 48.4 | 48.16 | 50.75 | 48.4 | 48.16 | 50.75 | 48.4 | 48.16 | 50.75 | 48.4 | 50.78 | 50.85 | 48.4 | 53.74 | 50.85 | 48.4 | 48.16 | 50.75 | 48.4 | 48.16 | 50.75 | 47.13 | 50.78 | 50.85 | 48.4 | 58.31 | 85 | 110 | 57.73 | 84.15 | 107.8 | 48.16 | 50.75 | 51.3
3269 | 37.89 | 42.86 | 38.04 | 37.89 | 42.86 | 38.04 | 37.89 | 42.86 | 38.04 | 37.89 | 42.86 | 38.04 | 37.89 | 45.25 | 36.75 | 38.6 | 45.41 | 36.75 | 37.89 | 42.86 | 35.33 | 37.89 | 42.86 | 35.33 | 37.89 | 45.25 | 36.75 | 47.47 | 70.81 | 83.62 | 47.47 | 70.81 | 81.95 | 37.89 | 42.86 | 38.04 | 48.48 | 51.18 | 51.61 | 48.48 | 51.18 | 51.61 | 48.48 | 51.18 | 51.61 | 48.48 | 51.18 | 51.61 | 51.11 | 51.18 | 51.61 | 54.06 | 51.18 | 51.61 | 48.48 | 51.18 | 51.61 | 48.48 | 51.07 | 47.46 | 51.11 | 51.18 | 51.61 | 69.53 | 85 | 110 | 70.94 | 85 | 110 | 48.48 | 51.18 | 63.5
3270 | 38.87 | 43.84 | 77.11 | 38.87 | 43.84 | 77.11 | 38.87 | 43.84 | 77.11 | 38.87 | 43.84 | 77.11 | 38.87 | 46.23 | 77.11 | 39.58 | 46.38 | 77.11 | 38.87 | 43.84 | 77.11 | 38.87 | 43.84 | 36.3 | 38.87 | 46.23 | 77.11 | 54.32 | 70.81 | 83.62 | 54.32 | 70.81 | 81.95 | 38.87 | 43.84 | 77.11 | 49.46 | 52.15 | 64.79 | 49.46 | 52.15 | 64.79 | 49.46 | 52.15 | 64.79 | 49.46 | 52.15 | 64.79 | 52.08 | 52.15 | 64.79 | 55.04 | 52.15 | 64.79 | 49.46 | 52.15 | 64.79 | 49.46 | 52.05 | 48.44 | 52.08 | 52.15 | 64.79 | 74.83 | 85 | 110 | 74.83 | 85 | 107.8 | 49.46 | 52.15 | 64.79
3271 | 39.64 | 47.01 | 74.8 | 39.64 | 47.01 | 74.8 | 40.35 | 47.01 | 74.8 | 40.35 | 47.01 | 74.8 | 40.35 | 47.01 | 74.8 | 40.35 | 47.16 | 74.8 | 39.64 | 47.01 | 74.8 | 39.64 | 44.61 | 37.08 | 40.35 | 47.01 | 74.8 | 54.39 | 70.81 | 82.78 | 53.31 | 69.4 | 81.13 | 40.35 | 47.01 | 74.8 | 50.23 | 53.82 | 74.85 | 50.23 | 53.82 | 74.85 | 52.86 | 53.82 | 74.85 | 52.86 | 53.82 | 74.85 | 52.86 | 53.82 | 74.85 | 55.81 | 53.82 | 74.85 | 50.23 | 53.82 | 74.85 | 50.23 | 52.82 | 49.21 | 52.86 | 53.82 | 74.85 | 95.78 | 85 | 110 | 93.87 | 84.22 | 106.71 | 52.86 | 53.82 | 74.85
3272 | 40.15 | 47.5 | 60.83 | 40.15 | 47.5 | 60.83 | 40.15 | 47.5 | 60.83 | 40.15 | 47.5 | 60.83 | 40.15 | 47.51 | 39.65 | 40.86 | 47.66 | 39.65 | 40.15 | 47.5 | 39.65 | 40.15 | 45.12 | 37.58 | 40.15 | 47.51 | 39.65 | 54.32 | 69.79 | 71.29 | 53.24 | 68.4 | 69.86 | 40.15 | 47.5 | 60.83 | 50.74 | 53.82 | 51.61 | 50.74 | 53.82 | 51.61 | 53.36 | 53.82 | 51.61 | 53.36 | 53.82 | 51.61 | 53.36 | 53.82 | 51.61 | 56.32 | 53.82 | 51.61 | 50.74 | 53.82 | 51.61 | 50.74 | 53.33 | 49.71 | 53.36 | 53.82 | 51.61 | 74.83 | 82.96 | 59.17 | 73.34 | 81.3 | 57.98 | 53.36 | 53.82 | 51.61
3273 | 40.06 | 45.03 | 39.02 | 40.06 | 45.03 | 39.02 | 40.06 | 45.03 | 39.02 | 40.06 | 45.03 | 39.02 | 40.06 | 47.42 | 37.5 | 40.77 | 47.58 | 37.5 | 40.06 | 45.03 | 37.5 | 40.06 | 45.03 | 37.5 | 40.06 | 47.42 | 37.5 | 54.32 | 57.48 | 54.58 | 53.24 | 56.33 | 51.9 | 40.06 | 45.03 | 39.02 | 50.65 | 53.35 | 49.72 | 50.65 | 53.35 | 49.72 | 50.65 | 53.35 | 49.72 | 50.65 | 53.35 | 49.72 | 53.27 | 53.35 | 49.72 | 56.23 | 53.35 | 49.73 | 50.65 | 53.35 | 49.72 | 50.65 | 53.24 | 49.63 | 53.27 | 53.35 | 49.72 | 73.31 | 72.52 | 54.01 | 71.85 | 68.95 | 50.23 | 50.65 | 53.35 | 49.72
3274 | 40.07 | 45.04 | 37.51 | 40.07 | 45.04 | 37.51 | 40.07 | 45.04 | 37.51 | 40.07 | 45.04 | 37.51 | 40.07 | 47.43 | 37.51 | 40.78 | 47.59 | 37.51 | 40.07 | 45.04 | 37.51 | 40.07 | 45.04 | 37.51 | 40.07 | 47.43 | 37.51 | 51.51 | 52.4 | 48.62 | 50.48 | 45.5 | 38.24 | 40.07 | 45.04 | 37.51 | 50.66 | 53.36 | 49.64 | 50.66 | 53.36 | 49.64 | 50.66 | 53.36 | 49.64 | 50.66 | 53.36 | 49.64 | 53.28 | 53.36 | 49.64 | 56.24 | 53.36 | 49.64 | 50.66 | 53.25 | 49.64 | 50.66 | 53.25 | 49.64 | 53.28 | 53.36 | 49.64 | 65.96 | 62.48 | 50.8 | 64.64 | 58.71 | 49.78 | 50.66 | 53.36 | 49.64
3275 | 40.01 | 44.97 | 37.44 | 40.01 | 44.97 | 37.44 | 40.01 | 44.97 | 37.44 | 40.01 | 44.97 | 37.44 | 40.01 | 47.37 | 37.44 | 40.71 | 47.52 | 37.44 | 40.01 | 44.97 | 37.44 | 40.01 | 44.97 | 37.44 | 40.01 | 47.37 | 37.44 | 45.4 | 52.4 | 38.59 | 44.5 | 45.43 | 37.82 | 40.01 | 44.97 | 37.44 | 50.6 | 53.29 | 49.57 | 50.6 | 53.29 | 49.57 | 50.6 | 53.29 | 49.57 | 50.6 | 53.29 | 49.57 | 53.22 | 53.29 | 49.57 | 56.18 | 53.29 | 49.57 | 50.6 | 53.18 | 49.57 | 50.6 | 53.18 | 49.57 | 53.22 | 53.29 | 49.57 | 61.86 | 56.69 | 49.31 | 60.62 | 53.9 | 48.78 | 50.6 | 53.29 | 49.57
3276 | 39.81 | 44.78 | 37.24 | 39.81 | 44.78 | 37.24 | 39.81 | 44.78 | 37.24 | 39.81 | 44.78 | 37.24 | 39.81 | 47.17 | 37.24 | 40.52 | 47.32 | 37.24 | 39.81 | 44.78 | 37.24 | 39.81 | 44.78 | 37.24 | 39.81 | 47.17 | 37.24 | 44.5 | 50.5 | 38.21 | 43.61 | 45.23 | 37.62 | 39.81 | 44.78 | 37.24 | 50.4 | 52.99 | 49.37 | 50.4 | 52.99 | 49.37 | 50.4 | 52.99 | 49.37 | 50.4 | 52.99 | 49.37 | 53.02 | 53.09 | 49.37 | 55.98 | 53.09 | 49.37 | 50.4 | 52.99 | 49.37 | 50.4 | 52.99 | 49.37 | 53.02 | 53.09 | 49.37 | 56.58 | 54.37 | 48.88 | 55.45 | 53.52 | 48.65 | 50.4 | 52.99 | 49.37
3277 | 39.58 | 44.54 | 37.01 | 39.58 | 44.54 | 37.01 | 39.58 | 44.54 | 37.01 | 39.58 | 44.54 | 37.01 | 39.58 | 46.94 | 37.01 | 40.28 | 47.09 | 37.01 | 39.58 | 44.54 | 37.01 | 39.58 | 44.54 | 37.01 | 39.58 | 46.94 | 37.01 | 44.05 | 50.5 | 38.21 | 43.17 | 44.99 | 37.38 | 39.58 | 44.54 | 37.01 | 50.16 | 52.75 | 49.14 | 50.16 | 52.75 | 49.14 | 50.16 | 52.75 | 49.14 | 50.16 | 52.75 | 49.14 | 52.79 | 52.75 | 49.14 | 54.8 | 52.86 | 49.14 | 50.16 | 52.75 | 49.14 | 50.16 | 52.75 | 49.14 | 52.79 | 52.75 | 49.14 | 55.36 | 54.37 | 48.65 | 54.25 | 53.29 | 48.65 | 50.16 | 52.75 | 49.14
3278 | 39.43 | 44.4 | 36.86 | 39.43 | 44.4 | 36.86 | 39.43 | 44.4 | 36.86 | 39.43 | 44.4 | 36.86 | 39.43 | 46.79 | 36.86 | 40.14 | 46.94 | 36.86 | 39.43 | 44.4 | 36.86 | 39.43 | 44.4 | 36.86 | 39.43 | 46.79 | 36.86 | 44.05 | 50.5 | 38.28 | 43.17 | 48.99 | 37.23 | 39.43 | 44.4 | 36.86 | 50.02 | 52.71 | 49 | 50.02 | 52.71 | 49 | 50.02 | 52.71 | 49 | 50.02 | 52.71 | 49 | 52.64 | 52.71 | 49 | 55.44 | 52.71 | 49 | 50.02 | 52.71 | 49 | 50.02 | 52.71 | 49 | 52.64 | 52.71 | 49 | 56.58 | 61.24 | 49.1 | 55.45 | 60.01 | 49.1 | 50.02 | 52.71 | 49
3279 | 39.19 | 44.16 | 36.62 | 39.19 | 44.16 | 36.62 | 39.19 | 44.16 | 36.62 | 39.19 | 44.16 | 36.62 | 39.19 | 46.55 | 36.62 | 39.9 | 46.7 | 36.62 | 39.19 | 44.16 | 36.62 | 39.19 | 44.16 | 36.62 | 39.19 | 46.55 | 36.62 | 46.06 | 51.35 | 52.78 | 45.14 | 49.82 | 38.24 | 39.19 | 44.16 | 36.62 | 49.78 | 52.37 | 48.75 | 49.78 | 52.37 | 48.75 | 49.78 | 52.37 | 48.75 | 49.78 | 52.37 | 48.75 | 52.4 | 52.37 | 48.75 | 55.36 | 52.47 | 48.75 | 49.78 | 52.37 | 48.75 | 49.78 | 52.37 | 48.75 | 52.4 | 52.37 | 48.75 | 59.42 | 61.24 | 49.84 | 58.23 | 60.01 | 49.78 | 49.78 | 52.37 | 48.75
3280 | 39.02 | 43.99 | 36.46 | 39.02 | 43.99 | 36.46 | 39.02 | 43.99 | 36.46 | 39.02 | 43.99 | 36.46 | 39.02 | 46.38 | 36.46 | 39.73 | 46.54 | 36.46 | 39.02 | 43.99 | 36.46 | 39.02 | 43.99 | 36.46 | 39.02 | 46.38 | 36.46 | 46.43 | 58.02 | 53.5 | 46.43 | 56.86 | 52.43 | 39.02 | 43.99 | 36.46 | 49.61 | 52.2 | 48.59 | 49.61 | 52.2 | 48.59 | 49.61 | 52.2 | 48.59 | 49.61 | 52.2 | 48.59 | 52.24 | 52.31 | 48.59 | 55.19 | 52.31 | 48.59 | 49.61 | 52.2 | 48.59 | 49.61 | 52.2 | 48.59 | 52.24 | 52.31 | 48.59 | 62.45 | 72.89 | 56.77 | 62.45 | 74.37 | 57.92 | 49.61 | 52.2 | 48.59
3281 | 39.01 | 43.98 | 36.45 | 39.01 | 43.98 | 36.45 | 39.01 | 43.98 | 36.45 | 39.01 | 43.98 | 36.45 | 39.01 | 46.37 | 36.45 | 39.72 | 46.53 | 36.45 | 39.01 | 43.98 | 36.45 | 39.01 | 43.98 | 36.45 | 39.01 | 46.37 | 36.45 | 52.7 | 68.47 | 71.33 | 52.7 | 68.47 | 71.33 | 39.01 | 43.98 | 36.45 | 49.6 | 52.3 | 51.3 | 49.6 | 52.3 | 51.3 | 49.6 | 52.3 | 51.3 | 49.6 | 52.3 | 51.3 | 52.23 | 52.3 | 48.58 | 55.18 | 52.3 | 48.58 | 49.6 | 52.19 | 48.58 | 49.6 | 52.19 | 48.58 | 52.23 | 52.3 | 48.58 | 67.59 | 81.65 | 75.69 | 67.59 | 83.31 | 77.24 | 49.6 | 52.3 | 51.3
3282 | 39.06 | 44.03 | 36.49 | 39.06 | 44.03 | 36.49 | 39.06 | 44.03 | 36.49 | 39.06 | 44.03 | 36.49 | 39.06 | 46.42 | 36.49 | 39.77 | 46.58 | 36.49 | 39.06 | 44.03 | 36.49 | 39.06 | 44.03 | 36.49 | 39.06 | 46.42 | 36.49 | 53.24 | 80.99 | 81.96 | 53.24 | 82.64 | 80.32 | 39.06 | 44.03 | 36.49 | 49.65 | 52.35 | 51.3 | 49.65 | 52.35 | 51.3 | 49.65 | 52.35 | 51.3 | 49.65 | 52.35 | 51.3 | 52.27 | 52.35 | 48.63 | 55.23 | 52.35 | 48.63 | 49.65 | 52.24 | 48.63 | 49.65 | 52.24 | 48.63 | 52.27 | 52.35 | 48.63 | 73.34 | 87.24 | 108.83 | 73.34 | 87.24 | 108.83 | 49.65 | 52.35 | 51.3
3283 | 39.03 | 44 | 36.74 | 39.03 | 44 | 36.74 | 39.03 | 44 | 36.74 | 39.03 | 44 | 36.74 | 39.03 | 46.39 | 36.46 | 39.74 | 46.55 | 36.46 | 39.03 | 44 | 36.46 | 39.03 | 44 | 36.46 | 39.03 | 46.39 | 36.46 | 53.27 | 81 | 81.96 | 53.27 | 82.64 | 81.96 | 39.03 | 44 | 36.74 | 49.62 | 52.32 | 51.3 | 49.62 | 52.32 | 51.3 | 49.62 | 52.32 | 51.3 | 49.62 | 52.32 | 51.3 | 52.24 | 52.32 | 48.7 | 55.2 | 52.32 | 48.7 | 49.62 | 52.21 | 48.7 | 49.62 | 52.21 | 48.7 | 52.24 | 52.32 | 48.7 | 73.34 | 103.95 | 109.41 | 73.34 | 106.06 | 111.63 | 49.62 | 52.32 | 51.3
3284 | 38.97 | 43.94 | 36.41 | 38.97 | 43.94 | 36.41 | 38.97 | 43.94 | 36.41 | 38.97 | 43.94 | 36.41 | 38.97 | 46.33 | 36.41 | 39.68 | 46.49 | 36.41 | 38.97 | 43.94 | 36.41 | 38.97 | 43.94 | 36.41 | 38.97 | 46.33 | 36.41 | 53.24 | 69.4 | 81.96 | 53.24 | 70.81 | 81.96 | 38.97 | 43.94 | 36.41 | 49.56 | 52.26 | 51.3 | 49.56 | 52.26 | 51.3 | 49.56 | 52.26 | 51.3 | 49.56 | 52.26 | 51.3 | 52.19 | 52.26 | 48.64 | 55.14 | 52.26 | 48.64 | 49.56 | 52.15 | 48.64 | 49.56 | 52.15 | 48.64 | 52.19 | 52.26 | 48.64 | 73.34 | 103.95 | 109.41 | 73.34 | 106.06 | 110.51 | 49.56 | 52.26 | 51.3
3285 | 39.06 | 44.03 | 36.49 | 39.06 | 44.03 | 36.49 | 39.06 | 44.03 | 36.49 | 39.06 | 44.03 | 36.49 | 39.06 | 46.42 | 36.49 | 39.77 | 46.57 | 36.49 | 39.06 | 44.03 | 36.49 | 39.06 | 44.03 | 36.49 | 39.06 | 46.42 | 36.49 | 51.14 | 68.47 | 69.9 | 51.14 | 68.47 | 71.33 | 39.06 | 44.03 | 36.49 | 49.65 | 52.24 | 51.3 | 49.65 | 52.24 | 51.3 | 49.65 | 52.24 | 51.3 | 49.65 | 52.24 | 51.3 | 52.27 | 52.34 | 48.62 | 55.23 | 52.34 | 48.62 | 49.65 | 52.24 | 48.62 | 49.65 | 52.24 | 48.62 | 52.27 | 52.34 | 48.62 | 67.28 | 80.8 | 54.02 | 67.28 | 82.45 | 103.95 | 49.65 | 52.24 | 51.3
3286 | 38.93 | 43.9 | 36.37 | 38.93 | 43.9 | 36.37 | 38.93 | 43.9 | 36.37 | 38.93 | 43.9 | 36.37 | 38.93 | 46.29 | 36.37 | 39.64 | 46.45 | 36.37 | 38.93 | 43.9 | 36.37 | 38.93 | 43.9 | 36.37 | 38.93 | 46.29 | 36.37 | 44.71 | 57.78 | 37.27 | 44.71 | 57.2 | 38.04 | 38.93 | 43.9 | 36.37 | 49.52 | 52.11 | 49.51 | 49.52 | 52.11 | 49.51 | 49.52 | 52.11 | 49.51 | 49.52 | 52.11 | 49.51 | 52.15 | 52.22 | 48.5 | 55.1 | 52.22 | 48.5 | 49.52 | 52.11 | 48.5 | 49.52 | 52.11 | 48.5 | 52.15 | 52.22 | 48.5 | 61.06 | 56.96 | 49.78 | 61.06 | 58.12 | 50.79 | 49.52 | 52.11 | 49.51
3287 | 38.46 | 43.43 | 35.89 | 38.46 | 43.43 | 35.89 | 38.46 | 43.43 | 35.89 | 38.46 | 43.43 | 35.89 | 38.46 | 45.82 | 35.89 | 39.17 | 45.97 | 35.89 | 38.46 | 43.43 | 35.89 | 38.46 | 43.43 | 35.89 | 38.46 | 45.82 | 35.89 | 40.07 | 48.85 | 36.25 | 39.26 | 47.88 | 36.25 | 38.46 | 43.43 | 35.89 | 49.05 | 51.64 | 48.51 | 49.05 | 51.64 | 48.51 | 49.05 | 51.64 | 48.51 | 49.05 | 51.64 | 48.51 | 51.67 | 51.74 | 48.02 | 54.63 | 51.74 | 48.02 | 49.05 | 51.64 | 48.02 | 49.05 | 51.64 | 48.02 | 51.67 | 51.74 | 48.02 | 58.82 | 52.26 | 48.02 | 58.82 | 53.33 | 49 | 49.05 | 51.64 | 49.51
3288 | 37.83 | 42.8 | 35.26 | 37.83 | 42.8 | 35.26 | 37.83 | 42.8 | 35.26 | 37.83 | 42.8 | 35.26 | 37.83 | 45.19 | 35.26 | 37.83 | 45.34 | 35.26 | 37.83 | 42.8 | 35.26 | 37.83 | 42.8 | 35.26 | 37.83 | 45.19 | 35.26 | 37.84 | 45.55 | 35.49 | 38.21 | 44.64 | 35.62 | 37.83 | 42.8 | 35.26 | 48.42 | 51.01 | 47.64 | 48.42 | 51.01 | 47.64 | 48.42 | 51.01 | 47.64 | 48.42 | 51.01 | 47.64 | 51.04 | 51.01 | 47.4 | 53.13 | 51.01 | 47.4 | 48.42 | 51.01 | 47.4 | 48.42 | 51.01 | 47.4 | 51.04 | 51.01 | 47.4 | 53.67 | 51.01 | 47.16 | 52.6 | 52.05 | 48.13 | 48.42 | 51.01 | 49.51
3289 | 37.47 | 42.43 | 34.9 | 37.47 | 42.43 | 34.9 | 37.47 | 42.43 | 34.9 | 37.47 | 42.43 | 34.9 | 37.47 | 43.12 | 34.9 | 37.47 | 43.55 | 34.9 | 37.47 | 42.43 | 34.9 | 37.47 | 42.43 | 34.9 | 37.47 | 43.12 | 34.9 | 37.84 | 43.12 | 35.25 | 37.84 | 44 | 35.97 | 37.47 | 42.43 | 34.9 | 48.06 | 50.64 | 49.51 | 48.06 | 50.64 | 49.51 | 48.06 | 50.64 | 49.51 | 48.06 | 50.64 | 49.51 | 50.68 | 50.64 | 47.03 | 50.68 | 50.64 | 47.03 | 48.06 | 50.64 | 47.03 | 48.06 | 50.64 | 47.03 | 50.68 | 50.64 | 47.03 | 51.7 | 50.14 | 46.56 | 51.7 | 51.16 | 50.01 | 48.06 | 50.64 | 49.51
3290 | 37.27 | 42.24 | 34.71 | 37.27 | 42.24 | 34.71 | 37.27 | 42.24 | 34.71 | 37.27 | 42.24 | 34.71 | 37.27 | 42.24 | 34.71 | 37.27 | 42.47 | 34.71 | 37.27 | 42.24 | 34.71 | 37.27 | 42.24 | 34.71 | 37.27 | 42.24 | 34.71 | 37.72 | 42.66 | 35.06 | 37.72 | 43.35 | 35.77 | 37.27 | 42.24 | 34.71 | 47.86 | 50.45 | 49.5 | 47.86 | 50.45 | 49.5 | 47.86 | 50.45 | 49.5 | 47.86 | 50.45 | 49.5 | 50.49 | 50.45 | 46.84 | 50.65 | 50.45 | 46.84 | 47.86 | 50.45 | 46.84 | 47.86 | 50.45 | 46.84 | 50.49 | 50.45 | 46.84 | 51.16 | 49.95 | 46.37 | 51.7 | 53.91 | 50 | 47.86 | 50.45 | 49.51
3291 | 37.08 | 42.05 | 34.51 | 37.08 | 42.05 | 34.51 | 37.08 | 42.05 | 34.51 | 37.08 | 42.05 | 34.51 | 37.08 | 42.05 | 34.51 | 37.08 | 42.05 | 34.51 | 37.08 | 42.05 | 34.51 | 37.08 | 42.05 | 34.51 | 37.08 | 42.05 | 34.51 | 37.45 | 41.95 | 34.42 | 37.84 | 42.81 | 35.12 | 37.08 | 42.05 | 34.51 | 47.67 | 50.26 | 46.99 | 47.67 | 50.26 | 46.99 | 47.67 | 50.26 | 46.99 | 47.67 | 50.26 | 46.99 | 50.29 | 50.26 | 46.65 | 50.47 | 50.26 | 46.65 | 47.67 | 50.26 | 46.65 | 47.67 | 50.26 | 46.65 | 50.29 | 50.26 | 46.65 | 50.98 | 49.13 | 46.18 | 51.7 | 51.47 | 47.46 | 47.67 | 50.26 | 51.3
3292 | 37.26 | 42.22 | 34.69 | 37.26 | 42.22 | 34.69 | 37.26 | 42.22 | 34.69 | 37.26 | 42.22 | 34.69 | 37.26 | 42.22 | 34.69 | 37.26 | 42.22 | 34.69 | 37.26 | 42.22 | 34.69 | 37.26 | 42.22 | 34.69 | 37.26 | 42.22 | 34.69 | 37.63 | 42.23 | 34.42 | 37.84 | 43.09 | 35.12 | 37.26 | 42.22 | 34.69 | 47.85 | 50.43 | 46.82 | 47.85 | 50.43 | 46.82 | 47.85 | 50.43 | 46.82 | 47.85 | 50.43 | 46.82 | 50.47 | 50.43 | 46.82 | 50.47 | 50.43 | 46.82 | 47.85 | 50.43 | 46.82 | 47.85 | 50.43 | 46.82 | 50.47 | 50.43 | 46.82 | 50.98 | 49.13 | 46.35 | 51.7 | 51.47 | 47.79 | 47.85 | 50.43 | 51.3
3293 | 37.8 | 42.76 | 35.23 | 37.8 | 42.76 | 35.23 | 37.8 | 42.76 | 35.23 | 37.8 | 42.76 | 35.23 | 37.8 | 42.76 | 35.23 | 38.5 | 42.8 | 35.23 | 37.8 | 42.76 | 35.23 | 37.8 | 42.76 | 35.23 | 37.8 | 42.76 | 35.23 | 39.3 | 42.8 | 34.88 | 39.3 | 44.25 | 37.01 | 37.8 | 42.76 | 35.23 | 48.39 | 50.97 | 47.36 | 48.39 | 50.97 | 47.36 | 48.39 | 50.97 | 47.36 | 48.39 | 50.97 | 47.36 | 51.01 | 50.97 | 47.16 | 53.96 | 50.97 | 47.16 | 48.39 | 50.97 | 47.36 | 48.39 | 50.97 | 47.36 | 51.01 | 50.97 | 47.16 | 59.41 | 49.13 | 44.8 | 60.63 | 57.44 | 48.44 | 48.39 | 50.97 | 63.5
3294 | 38.65 | 43.61 | 36.08 | 38.65 | 43.61 | 36.08 | 38.65 | 43.61 | 36.08 | 38.65 | 43.61 | 36.08 | 38.65 | 46 | 36.08 | 39.35 | 46.16 | 36.08 | 38.65 | 43.61 | 36.08 | 38.65 | 43.61 | 36.08 | 38.65 | 46 | 36.08 | 45.55 | 46.62 | 35.65 | 46.01 | 49.82 | 36.44 | 38.65 | 43.61 | 36.08 | 49.23 | 51.93 | 48.3 | 49.23 | 51.93 | 48.3 | 49.23 | 51.93 | 48.3 | 49.23 | 53.36 | 48.3 | 51.86 | 51.93 | 47.16 | 54.81 | 51.93 | 47.16 | 49.23 | 51.82 | 48.21 | 49.23 | 51.82 | 48.21 | 51.86 | 51.93 | 47.16 | 67.29 | 51.41 | 44.8 | 68.65 | 55.57 | 48.79 | 49.23 | 51.93 | 62.85
3295 | 39.49 | 44.46 | 36.93 | 39.49 | 44.46 | 36.93 | 39.49 | 44.46 | 36.93 | 39.49 | 44.46 | 36.93 | 39.49 | 46.85 | 36.93 | 40.2 | 47 | 36.59 | 39.49 | 44.46 | 36.93 | 39.49 | 44.46 | 36.93 | 39.49 | 46.85 | 36.93 | 49.74 | 46.54 | 35.14 | 49.74 | 47.48 | 36.56 | 39.49 | 44.46 | 36.93 | 50.08 | 52.67 | 49.06 | 50.08 | 52.67 | 49.06 | 52.71 | 52.67 | 49.06 | 52.71 | 52.67 | 49.06 | 52.71 | 52.67 | 49.06 | 55.66 | 52.67 | 47.16 | 50.08 | 52.67 | 49.06 | 50.08 | 52.67 | 49.06 | 52.71 | 52.67 | 49.06 | 67.29 | 50.53 | 44.8 | 67.97 | 53.2 | 49.56 | 52.71 | 52.67 | 51.3
3296 | 39.94 | 44.91 | 37.38 | 39.94 | 44.91 | 37.38 | 39.94 | 44.91 | 37.38 | 39.94 | 44.91 | 37.38 | 39.94 | 44.91 | 37.38 | 40.65 | 43.98 | 35.49 | 39.94 | 44.91 | 37.38 | 39.94 | 44.91 | 37.38 | 39.94 | 44.91 | 37.38 | 44.71 | 42.22 | 34.27 | 44.71 | 43.52 | 34.97 | 39.94 | 44.91 | 37.38 | 50.53 | 53.12 | 49.51 | 50.53 | 53.12 | 49.51 | 53.16 | 53.12 | 49.51 | 53.16 | 53.12 | 49.51 | 53.16 | 53.12 | 49.51 | 56.11 | 51.97 | 49.11 | 50.53 | 53.12 | 49.51 | 50.53 | 53.12 | 49.51 | 53.16 | 53.12 | 49.51 | 63.36 | 49.13 | 44.8 | 63.36 | 52.59 | 48.12 | 53.16 | 53.12 | 51.3
3297 | 39.95 | 44.92 | 37.38 | 39.95 | 44.92 | 37.38 | 39.95 | 44.92 | 37.38 | 39.95 | 44.92 | 37.38 | 39.95 | 44.9 | 35.49 | 40.66 | 42.47 | 35.49 | 39.95 | 44.92 | 37.38 | 39.95 | 44.92 | 37.38 | 39.95 | 44.9 | 35.49 | 43.82 | 41.39 | 30.38 | 42.95 | 42.23 | 31 | 39.95 | 44.92 | 37.38 | 50.54 | 53.13 | 49.52 | 50.54 | 53.13 | 49.52 | 50.54 | 53.13 | 49.52 | 50.54 | 53.13 | 49.52 | 53.16 | 53.13 | 48.14 | 56.12 | 48.64 | 48.14 | 50.54 | 53.13 | 49.52 | 50.54 | 53.13 | 49.52 | 53.16 | 53.13 | 48.14 | 58.15 | 47.66 | 44.8 | 56.99 | 47.66 | 45.75 | 50.54 | 53.13 | 51.05
3298 | 39.93 | 44.88 | 37.36 | 39.93 | 44.88 | 37.36 | 39.93 | 44.88 | 37.36 | 39.93 | 44.88 | 37.36 | 39.93 | 41.85 | 35.49 | 40.53 | 41.85 | 35.49 | 39.93 | 44.88 | 37.36 | 39.93 | 44.89 | 37.36 | 39.93 | 41.85 | 35.49 | 40.12 | 41 | 12.71 | 39.72 | 41 | 12.71 | 39.93 | 44.88 | 37.36 | 50.52 | 53.1 | 49.49 | 50.52 | 53.1 | 49.49 | 50.52 | 53.1 | 49.49 | 50.52 | 53.1 | 49.49 | 53.14 | 53.1 | 48.14 | 53.94 | 47.84 | 48.14 | 50.52 | 53.1 | 49.49 | 50.52 | 53.1 | 49.49 | 53.14 | 53.1 | 48.14 | 53.94 | 46.87 | 44.8 | 52.86 | 47.66 | 45.29 | 50.52 | 53.1 | 51.02
3299 | 39.77 | 41.85 | 37.2 | 39.77 | 41.85 | 37.2 | 39.77 | 41.85 | 37.2 | 39.77 | 41.85 | 37.2 | 39.77 | 41.85 | 35.49 | 40.47 | 41.85 | 35.49 | 39.77 | 41.85 | 37.2 | 39.77 | 44.73 | 37.2 | 39.77 | 41.85 | 35.49 | 40.12 | 41 | 12.71 | 39.72 | 40.99 | 12.71 | 39.77 | 41.85 | 37.2 | 50.36 | 48.43 | 48.14 | 50.36 | 48.43 | 48.14 | 50.36 | 48.43 | 48.14 | 50.36 | 48.43 | 48.14 | 52.98 | 48.43 | 48.14 | 53.4 | 48.43 | 48.14 | 50.36 | 48.43 | 48.14 | 50.36 | 52.94 | 49.33 | 52.98 | 48.43 | 48.14 | 53.4 | 46.87 | 44.8 | 52.33 | 47.66 | 45.29 | 50.36 | 52.94 | 49.33
3300 | 39.51 | 41.85 | 36.94 | 39.51 | 41.85 | 36.94 | 39.51 | 41.85 | 36.94 | 39.51 | 41.85 | 36.94 | 39.51 | 41.85 | 34.35 | 39.51 | 41.85 | 34.35 | 39.51 | 41.85 | 36.94 | 39.51 | 44.47 | 36.94 | 39.51 | 41.85 | 34.35 | 39.11 | 41 | 12.97 | 39.11 | 40.59 | 12.71 | 39.51 | 41.85 | 36.94 | 50.1 | 48.43 | 47.83 | 50.1 | 48.43 | 47.83 | 50.1 | 48.43 | 47.83 | 50.1 | 48.43 | 47.83 | 52.72 | 48.43 | 47.83 | 52.72 | 48.32 | 47.83 | 50.1 | 48.43 | 47.83 | 50.1 | 52.68 | 49.07 | 52.72 | 48.43 | 47.83 | 52.19 | 46.87 | 44.8 | 51.15 | 46.87 | 44.8 | 50.1 | 50.17 | 49.07
3301 | 39.24 | 41.85 | 36.68 | 39.24 | 41.85 | 36.68 | 39.24 | 41.85 | 36.68 | 39.24 | 41.85 | 36.68 | 39.24 | 41.85 | 33.52 | 39.24 | 41.85 | 33.52 | 39.24 | 41.85 | 36.68 | 39.24 | 44.21 | 36.68 | 39.24 | 41.85 | 33.52 | 38.61 | 41 | 29.97 | 38.85 | 40.59 | 29.37 | 39.24 | 41.85 | 36.68 | 49.83 | 48.43 | 47.16 | 49.83 | 48.43 | 47.16 | 49.83 | 48.43 | 47.16 | 49.83 | 48.43 | 47.16 | 52.46 | 47.84 | 47.16 | 52.46 | 47.84 | 47.16 | 49.83 | 48.43 | 47.16 | 49.83 | 52.42 | 48.81 | 52.46 | 47.84 | 47.16 | 51.7 | 46.87 | 44.8 | 50.66 | 46.87 | 44.8 | 49.83 | 50.17 | 48.62
3302 | 39.01 | 41.84 | 36.44 | 39.01 | 41.84 | 36.44 | 39.01 | 41.84 | 36.44 | 39.01 | 41.84 | 36.44 | 39.01 | 41.84 | 35.49 | 39.01 | 41.84 | 35.49 | 39.01 | 41.84 | 36.44 | 39.01 | 43.97 | 36.44 | 39.01 | 41.84 | 35.49 | 38.61 | 41 | 29.97 | 38.62 | 40.62 | 29.97 | 39.01 | 41.84 | 36.44 | 49.6 | 48.43 | 47.16 | 49.6 | 48.43 | 47.16 | 49.6 | 48.43 | 47.16 | 49.6 | 48.43 | 47.16 | 52.22 | 47.84 | 47.16 | 52.22 | 47.84 | 47.16 | 49.6 | 48.43 | 47.16 | 49.6 | 52.18 | 48.57 | 52.22 | 47.84 | 47.16 | 51.7 | 46.87 | 44.8 | 50.66 | 47.66 | 44.8 | 49.6 | 50.17 | 48.57
3303 | 38.81 | 42.14 | 36.24 | 38.81 | 42.14 | 36.24 | 38.81 | 42.14 | 36.24 | 38.81 | 42.14 | 36.24 | 38.81 | 42.14 | 35.49 | 39.29 | 42.14 | 35.49 | 38.81 | 42.14 | 35.49 | 38.81 | 43.78 | 36.24 | 38.81 | 42.14 | 35.49 | 39.21 | 41.39 | 31.74 | 39.21 | 41.71 | 32.39 | 38.81 | 42.14 | 36.24 | 49.4 | 51.97 | 48.38 | 49.4 | 51.97 | 48.38 | 49.4 | 51.97 | 48.38 | 49.4 | 51.97 | 48.38 | 52.02 | 51.97 | 48.38 | 52.54 | 51.97 | 48.38 | 49.4 | 51.97 | 48.38 | 49.4 | 51.99 | 48.38 | 52.02 | 51.97 | 48.38 | 52.54 | 49.13 | 46.34 | 51.49 | 50.92 | 47.64 | 49.4 | 51.97 | 51.3
3304 | 38.69 | 43.4 | 36.12 | 38.69 | 43.4 | 36.12 | 38.69 | 43.4 | 36.12 | 38.69 | 43.4 | 36.12 | 38.69 | 43.4 | 36.12 | 39.4 | 43.4 | 36.12 | 38.69 | 43.4 | 36.12 | 38.69 | 43.65 | 36.12 | 38.69 | 43.4 | 36.12 | 40.48 | 42.96 | 35.65 | 39.67 | 42.96 | 35.76 | 38.69 | 43.4 | 36.12 | 49.28 | 51.87 | 48.25 | 49.28 | 51.87 | 48.25 | 49.28 | 51.87 | 48.25 | 49.28 | 51.87 | 48.25 | 51.9 | 51.87 | 48.25 | 54.86 | 51.87 | 48.25 | 49.28 | 51.87 | 48.25 | 49.28 | 51.87 | 48.25 | 51.9 | 51.87 | 48.25 | 55.99 | 50.32 | 46.82 | 55.99 | 51.35 | 47.77 | 49.28 | 51.87 | 51.3
3305 | 38.68 | 43.65 | 36.11 | 38.68 | 43.65 | 36.11 | 38.68 | 43.65 | 36.11 | 38.68 | 43.65 | 36.11 | 38.68 | 46.04 | 36.11 | 39.39 | 46.19 | 36.11 | 38.68 | 43.65 | 36.11 | 38.68 | 43.65 | 36.11 | 38.68 | 46.04 | 36.11 | 45.62 | 45.73 | 35.75 | 44.71 | 44.82 | 35.85 | 38.68 | 43.65 | 36.11 | 49.27 | 51.86 | 48.25 | 49.27 | 51.86 | 48.25 | 49.27 | 51.86 | 48.25 | 49.27 | 51.86 | 48.25 | 51.89 | 51.86 | 48.25 | 54.85 | 51.86 | 48.25 | 49.27 | 51.86 | 48.25 | 49.27 | 51.86 | 48.25 | 51.89 | 51.86 | 48.25 | 58.82 | 51.34 | 47.16 | 58.82 | 52.38 | 47.76 | 49.27 | 51.86 | 51.3
3306 | 38.72 | 43.69 | 36.15 | 38.72 | 43.69 | 36.15 | 38.72 | 43.69 | 36.15 | 38.72 | 43.69 | 36.15 | 38.72 | 46.08 | 36.15 | 39.43 | 46.23 | 36.15 | 38.72 | 43.69 | 36.15 | 38.72 | 43.69 | 36.15 | 38.72 | 46.08 | 36.15 | 51.14 | 55.19 | 37.27 | 50.12 | 54.08 | 36.53 | 38.72 | 43.69 | 36.15 | 49.31 | 51.9 | 48.29 | 49.31 | 51.9 | 48.29 | 49.31 | 51.9 | 48.29 | 49.31 | 51.9 | 48.29 | 51.93 | 52.01 | 48.29 | 54.89 | 52.01 | 48.29 | 49.31 | 51.9 | 48.29 | 49.31 | 51.9 | 48.29 | 51.93 | 52.01 | 48.29 | 68.52 | 53.7 | 48.78 | 68.52 | 52.95 | 48.78 | 49.31 | 51.9 | 51.3
3307 | 38.62 | 43.59 | 36.05 | 38.62 | 43.59 | 36.05 | 38.62 | 43.59 | 36.05 | 38.62 | 43.59 | 36.05 | 38.62 | 45.98 | 36.05 | 39.33 | 46.13 | 36.05 | 38.62 | 43.59 | 36.05 | 38.62 | 43.59 | 36.05 | 38.62 | 45.98 | 36.05 | 51.14 | 67.29 | 39.44 | 51.14 | 65.94 | 38.65 | 38.62 | 43.59 | 36.05 | 49.21 | 51.8 | 48.19 | 49.21 | 51.8 | 48.19 | 49.21 | 51.8 | 48.19 | 49.21 | 51.8 | 48.19 | 51.83 | 51.9 | 48.19 | 54.79 | 51.9 | 48.19 | 49.21 | 51.8 | 48.19 | 49.21 | 51.8 | 48.19 | 51.83 | 51.9 | 48.19 | 69.86 | 60.53 | 51.21 | 69.86 | 61.77 | 50.19 | 49.21 | 51.8 | 51.3
3308 | 38.53 | 43.49 | 35.96 | 38.53 | 43.49 | 35.96 | 38.53 | 43.49 | 35.96 | 38.53 | 43.49 | 35.96 | 38.53 | 45.89 | 35.96 | 39.23 | 46.04 | 35.96 | 38.53 | 43.49 | 35.96 | 38.53 | 43.49 | 35.96 | 38.53 | 45.89 | 35.96 | 51.14 | 69.37 | 39.83 | 51.14 | 69.37 | 39.04 | 38.53 | 43.49 | 35.96 | 49.12 | 51.7 | 48.09 | 49.12 | 51.7 | 48.09 | 49.12 | 51.7 | 48.09 | 49.12 | 51.7 | 48.09 | 51.74 | 51.81 | 48.09 | 54.7 | 51.81 | 48.09 | 49.12 | 51.7 | 48.09 | 49.12 | 51.7 | 48.09 | 51.74 | 51.81 | 48.09 | 70.13 | 64.43 | 52.4 | 70.13 | 65.74 | 53.47 | 49.12 | 51.7 | 51.04
3309 | 38.58 | 43.55 | 36.01 | 38.58 | 43.55 | 36.01 | 38.58 | 43.55 | 36.01 | 38.58 | 43.55 | 36.01 | 38.58 | 45.94 | 36.01 | 39.29 | 46.09 | 36.01 | 38.58 | 43.55 | 36.01 | 38.58 | 43.55 | 36.01 | 38.58 | 45.94 | 36.01 | 51.14 | 69.37 | 39.83 | 51.14 | 69.37 | 40.24 | 38.58 | 43.55 | 36.01 | 49.17 | 51.76 | 48.15 | 49.17 | 51.76 | 48.15 | 49.17 | 51.76 | 48.15 | 49.17 | 51.76 | 48.15 | 51.79 | 51.86 | 48.15 | 54.75 | 51.86 | 48.15 | 49.17 | 51.76 | 48.15 | 49.17 | 51.76 | 48.15 | 51.79 | 51.86 | 48.15 | 69.86 | 64.43 | 52.4 | 69.86 | 80.82 | 53.47 | 49.17 | 51.76 | 48.15
3310 | 38.58 | 43.54 | 36.01 | 38.58 | 43.54 | 36.01 | 38.58 | 43.54 | 36.01 | 38.58 | 43.54 | 36.01 | 38.58 | 45.94 | 36.01 | 39.28 | 46.09 | 36.01 | 38.58 | 43.54 | 36.01 | 38.58 | 43.54 | 36.01 | 38.58 | 45.94 | 36.01 | 49.14 | 57.77 | 39.83 | 49.14 | 57.77 | 40.24 | 38.58 | 43.54 | 36.01 | 49.17 | 51.75 | 48.14 | 49.17 | 51.75 | 48.14 | 49.17 | 51.75 | 48.14 | 49.17 | 51.75 | 48.14 | 51.79 | 51.86 | 48.14 | 54.75 | 51.86 | 48.14 | 49.17 | 51.75 | 48.14 | 49.17 | 51.75 | 48.14 | 51.79 | 51.86 | 48.14 | 65.94 | 64.43 | 52.4 | 65.94 | 67.44 | 61.62 | 49.17 | 51.75 | 48.14
3311 | 38.06 | 43.02 | 35.49 | 38.06 | 43.02 | 35.49 | 38.06 | 43.02 | 35.49 | 38.06 | 43.02 | 35.49 | 38.06 | 45.42 | 35.49 | 38.77 | 45.57 | 35.49 | 38.06 | 43.02 | 35.49 | 38.06 | 43.03 | 35.49 | 38.06 | 45.42 | 35.49 | 44.16 | 55.24 | 39.44 | 44.16 | 55.24 | 40.24 | 38.06 | 43.02 | 35.49 | 36.14 | 51.24 | 47.62 | 36.14 | 51.24 | 47.62 | 36.14 | 51.24 | 47.62 | 36.14 | 51.24 | 47.62 | 51.27 | 51.34 | 47.62 | 54.23 | 51.34 | 47.62 | 48.65 | 51.24 | 47.62 | 48.65 | 51.24 | 47.62 | 51.27 | 51.34 | 47.62 | 60.45 | 56.57 | 52.4 | 60.45 | 67.44 | 63.52 | 36.14 | 51.24 | 47.62
3312 | 37.96 | 42.92 | 35.39 | 37.96 | 42.92 | 35.39 | 37.96 | 42.92 | 35.39 | 37.96 | 42.92 | 35.39 | 37.96 | 45.32 | 35.39 | 38.66 | 45.47 | 35.39 | 37.96 | 42.92 | 35.39 | 37.96 | 42.92 | 35.39 | 37.96 | 45.32 | 35.39 | 42.12 | 54.14 | 39.44 | 42.12 | 55.24 | 40.24 | 37.96 | 42.92 | 35.39 | 36.14 | 51.13 | 47.52 | 36.14 | 51.13 | 47.52 | 36.14 | 51.13 | 47.52 | 36.14 | 51.13 | 47.52 | 51.17 | 51.24 | 47.52 | 54.12 | 51.24 | 47.52 | 48.54 | 51.13 | 47.52 | 48.54 | 51.13 | 47.52 | 51.17 | 51.24 | 47.52 | 58.82 | 55.45 | 52.4 | 58.82 | 67.44 | 63.52 | 36.14 | 51.13 | 47.52
3313 | 35.32 | 40.97 | 35.07 | 35.32 | 40.97 | 35.07 | 35.32 | 40.97 | 35.07 | 35.32 | 40.97 | 35.07 | 37.64 | 45 | 35.07 | 38.35 | 45.15 | 35.07 | 35.32 | 40.97 | 35.07 | 37.64 | 42.61 | 35.07 | 37.64 | 45 | 35.07 | 40.8 | 49.86 | 39.19 | 40.8 | 50.88 | 39.99 | 35.32 | 40.97 | 35.07 | 36.14 | 50.82 | 47.21 | 36.14 | 50.82 | 47.21 | 36.14 | 50.82 | 47.21 | 36.14 | 50.82 | 47.21 | 50.85 | 50.92 | 47.21 | 53.81 | 50.92 | 47.21 | 48.23 | 50.82 | 47.21 | 48.23 | 50.82 | 47.21 | 50.85 | 50.92 | 47.21 | 55.75 | 54.59 | 51.85 | 55.75 | 67.44 | 63.52 | 36.14 | 50.82 | 47.21
3314 | 37.36 | 42.32 | 34.79 | 37.36 | 42.32 | 34.79 | 37.36 | 42.32 | 34.79 | 37.36 | 42.32 | 34.79 | 37.36 | 44.71 | 34.79 | 38.06 | 44.86 | 34.79 | 37.36 | 42.32 | 34.79 | 37.36 | 42.32 | 34.79 | 37.36 | 44.71 | 34.79 | 39.69 | 47.56 | 38.24 | 39.69 | 48.53 | 39.02 | 37.36 | 42.32 | 34.79 | 47.94 | 50.53 | 46.92 | 47.94 | 50.53 | 46.92 | 47.94 | 50.53 | 46.92 | 47.94 | 50.53 | 46.92 | 50.57 | 50.53 | 46.92 | 53.1 | 50.64 | 46.92 | 47.94 | 50.53 | 46.92 | 47.94 | 50.53 | 46.92 | 50.57 | 50.53 | 46.92 | 54.2 | 53.82 | 49.78 | 54.2 | 67.44 | 63.52 | 47.94 | 50.53 | 46.92
3315 | 37.05 | 42.02 | 34.48 | 37.05 | 42.02 | 34.48 | 37.05 | 42.02 | 34.48 | 37.05 | 42.02 | 34.48 | 37.05 | 42.02 | 34.48 | 37.76 | 44.47 | 34.48 | 37.05 | 42.02 | 34.48 | 37.05 | 42.02 | 34.48 | 37.05 | 42.02 | 34.48 | 39.66 | 47.49 | 35.65 | 39.66 | 48.46 | 36.38 | 37.05 | 42.02 | 34.48 | 47.64 | 50.23 | 46.62 | 47.64 | 50.23 | 46.62 | 47.64 | 50.23 | 46.62 | 47.64 | 50.23 | 46.62 | 50.26 | 50.23 | 46.62 | 52.32 | 50.33 | 46.62 | 47.64 | 50.23 | 46.62 | 47.64 | 50.23 | 46.62 | 50.26 | 50.23 | 46.62 | 53.4 | 50.84 | 47.76 | 53.4 | 67.44 | 53.47 | 47.64 | 50.23 | 46.62
3316 | 36.94 | 41.91 | 34.37 | 36.94 | 41.91 | 34.37 | 36.94 | 41.91 | 34.37 | 36.94 | 41.91 | 34.37 | 36.94 | 41.91 | 34.37 | 37.65 | 42.62 | 34.37 | 36.94 | 41.91 | 34.37 | 36.94 | 41.91 | 34.37 | 36.94 | 41.91 | 34.37 | 39.19 | 43.05 | 35.49 | 39.19 | 43.93 | 35.49 | 36.94 | 41.91 | 34.37 | 47.53 | 50.12 | 46.51 | 47.53 | 50.12 | 46.51 | 47.53 | 50.12 | 46.51 | 47.53 | 50.12 | 46.51 | 50.15 | 50.12 | 46.51 | 51.28 | 50.12 | 46.51 | 47.53 | 50.12 | 46.51 | 47.53 | 50.12 | 46.51 | 50.15 | 50.12 | 46.51 | 52.33 | 50.62 | 46.98 | 52.33 | 55.57 | 49.66 | 47.53 | 50.12 | 46.51
3317 | 36.98 | 41.95 | 34.42 | 36.98 | 41.95 | 34.42 | 36.98 | 41.95 | 34.42 | 36.98 | 41.95 | 34.42 | 36.98 | 41.95 | 34.42 | 37.69 | 41.95 | 34.42 | 36.98 | 41.95 | 34.42 | 36.98 | 41.95 | 34.42 | 36.98 | 41.95 | 34.42 | 39.19 | 42.38 | 34.76 | 39.19 | 42.82 | 35.14 | 36.98 | 41.95 | 34.42 | 47.57 | 50.16 | 46.55 | 47.57 | 50.16 | 46.55 | 47.57 | 50.16 | 46.55 | 47.57 | 50.16 | 46.55 | 50.2 | 50.16 | 46.55 | 50.2 | 50.16 | 46.55 | 47.57 | 50.16 | 46.55 | 47.57 | 50.16 | 46.55 | 50.2 | 50.16 | 46.55 | 51.37 | 50.67 | 46.55 | 51.37 | 51.7 | 47.85 | 47.57 | 50.16 | 46.55
3318 | 37.19 | 41.5 | 34.62 | 37.19 | 41.5 | 34.62 | 37.19 | 41.5 | 34.62 | 37.19 | 41.5 | 34.62 | 37.19 | 41.5 | 34.62 | 37.89 | 41.5 | 34.62 | 37.19 | 41.5 | 34.62 | 37.19 | 42.15 | 34.62 | 37.19 | 41.5 | 34.62 | 40.18 | 41.38 | 34.97 | 40.18 | 41.92 | 35.14 | 37.19 | 41.5 | 34.62 | 47.78 | 50.36 | 46.75 | 47.78 | 50.36 | 46.75 | 47.78 | 50.36 | 46.75 | 47.78 | 50.36 | 46.75 | 50.4 | 50.36 | 46.69 | 50.4 | 50.36 | 46.69 | 47.78 | 50.36 | 46.75 | 47.78 | 50.36 | 46.75 | 50.4 | 50.36 | 46.69 | 51.44 | 49.86 | 46.34 | 51.44 | 50.88 | 47.28 | 47.78 | 50.36 | 46.75
3319 | 37.62 | 25.94 | 35.05 | 37.62 | 25.94 | 35.05 | 37.62 | 25.94 | 35.05 | 37.62 | 25.94 | 35.05 | 37.62 | 25.94 | 34.77 | 38.32 | 25.94 | 34.77 | 37.62 | 25.94 | 35.05 | 37.62 | 42.58 | 35.05 | 37.62 | 25.94 | 34.77 | 39.11 | 25.34 | 34.42 | 39.11 | 25.86 | 35.12 | 37.62 | 25.94 | 35.05 | 48.2 | 49.42 | 47.18 | 48.2 | 49.42 | 47.18 | 48.2 | 49.42 | 47.18 | 48.2 | 49.42 | 47.18 | 48.61 | 48.14 | 46.8 | 48.61 | 48.14 | 46.8 | 48.2 | 49.42 | 47.18 | 48.2 | 50.79 | 47.18 | 48.61 | 48.14 | 46.8 | 49.61 | 47.66 | 46.34 | 49.61 | 49.91 | 47.64 | 48.2 | 49.42 | 47.18
3320 | 38.09 | 10.33 | 35.53 | 38.09 | 10.33 | 35.53 | 38.09 | 10.33 | 35.53 | 38.09 | 10.33 | 35.53 | 38.09 | 8.55 | 5.26 | 38.09 | 0 | 5.26 | 38.09 | 10.33 | 35.53 | 38.09 | 43.06 | 35.53 | 38.09 | 8.55 | 8.55 | 37.71 | 0 | 5.15 | 37.71 | 0 | 34.42 | 38.09 | 10.33 | 35.53 | 48.68 | 48.43 | 46.42 | 48.68 | 48.43 | 46.42 | 48.68 | 48.43 | 46.42 | 48.68 | 48.43 | 46.42 | 48.68 | 22.14 | 45.35 | 48.68 | 22.14 | 45.35 | 48.68 | 48.43 | 46.42 | 48.68 | 51.27 | 47.66 | 48.68 | 22.14 | 45.35 | 48.53 | 21.26 | 44.8 | 49.18 | 47.95 | 45.72 | 48.68 | 48.43 | 46.42
3321 | 38.44 | 10.33 | 34.43 | 38.44 | 10.33 | 34.43 | 38.44 | 10.33 | 34.43 | 38.44 | 10.33 | 34.43 | 38.44 | 8.9 | 0 | 38.44 | 0 | 0 | 38.44 | 10.33 | 34.43 | 38.44 | 43.4 | 35.87 | 38.44 | 8.9 | 8.9 | 37.32 | 0 | 0 | 38.05 | 0 | 0 | 38.44 | 10.33 | 34.43 | 49.03 | 46.27 | 46.17 | 49.03 | 46.27 | 46.17 | 49.03 | 46.27 | 46.17 | 49.03 | 46.27 | 46.17 | 49.03 | 8.9 | 0 | 49.03 | 0 | 0 | 49.03 | 46.27 | 46.17 | 49.03 | 51.62 | 48 | 49.03 | 8.9 | 0 | 48.54 | 0 | 0 | 48.73 | 45.81 | 44.8 | 49.03 | 46.27 | 46.17
3322 | 37.84 | 9.06 | 27.65 | 37.84 | 9.06 | 27.65 | 37.84 | 9.06 | 27.65 | 37.84 | 9.06 | 27.65 | 37.84 | 9.06 | 0 | 37.84 | 0 | 0 | 37.84 | 9.06 | 27.65 | 37.84 | 43.57 | 35.86 | 37.84 | 9.06 | 9.06 | 36.35 | 0 | 0 | 37.47 | 0 | 0 | 37.84 | 9.06 | 27.65 | 43.82 | 10.33 | 37.32 | 43.82 | 10.33 | 37.32 | 43.82 | 10.33 | 37.32 | 43.82 | 10.33 | 37.32 | 43.82 | 9.06 | 0 | 43.82 | 0 | 0 | 43.82 | 10.33 | 37.32 | 43.82 | 51.78 | 37.32 | 43.82 | 9.06 | 0 | 42.93 | 0 | 0 | 43.38 | 0 | 0 | 43.82 | 10.33 | 46.17
3323 | 17.92 | 0 | 9.02 | 17.92 | 0 | 9.02 | 17.92 | 0 | 9.02 | 17.92 | 0 | 9.02 | 17.92 | 0 | 0 | 17.92 | 0 | 0 | 17.92 | 0 | 9.02 | 38.56 | 43.52 | 35.99 | 17.92 | 0 | 9.02 | 9.37 | 0 | 0 | 9.66 | 0 | 0 | 17.92 | 0 | 9.02 | 29 | 10.33 | 34.14 | 29 | 10.33 | 34.14 | 29 | 10.33 | 34.14 | 29 | 10.33 | 0 | 29 | 9.02 | 0 | 29 | 0 | 0 | 29 | 10.33 | 34.14 | 49.15 | 51.74 | 48.12 | 29 | 9.02 | 0 | 0 | 0 | 0 | 0 | 0 | 0 | 29 | 10.33 | 34.14
3324 | 17.92 | 0 | 10.33 | 17.92 | 0 | 10.33 | 17.92 | 0 | 10.33 | 17.92 | 0 | 10.33 | 17.92 | 0 | 0 | 17.92 | 0 | 0 | 17.92 | 0 | 10.33 | 17.92 | 43.37 | 35.84 | 17.92 | 0 | 8.87 | 0 | 0 | 0 | 0 | 0 | 0 | 17.92 | 0 | 10.33 | 29 | 10.33 | 37.32 | 29 | 10.33 | 34.14 | 29 | 10.33 | 34.14 | 29 | 10.33 | 0 | 29 | 8.87 | 0 | 29 | 0 | 0 | 29 | 10.33 | 34.14 | 29 | 46.27 | 37.32 | 29 | 8.87 | 0 | 0 | 0 | 0 | 0 | 0 | 0 | 29 | 10.33 | 43.74
3325 | 20.68 | 0 | 33.74 | 20.68 | 0 | 33.74 | 20.68 | 0 | 33.74 | 20.68 | 0 | 33.74 | 20.68 | 0 | 0 | 20.68 | 0 | 0 | 20.68 | 0 | 33.74 | 20.68 | 43.13 | 35.6 | 20.68 | 0 | 8.63 | 0 | 0 | 0 | 0 | 0 | 0 | 20.68 | 0 | 33.74 | 29.93 | 10.33 | 37.32 | 29.93 | 10.33 | 34.14 | 29.93 | 10.33 | 34.14 | 29.93 | 10.33 | 0 | 29.93 | 8.63 | 0 | 29.93 | 0 | 0 | 29.93 | 10.33 | 34.14 | 29.93 | 46.27 | 37.32 | 29.93 | 8.63 | 0 | 0 | 0 | 0 | 0 | 9.82 | 0 | 29.93 | 10.33 | 37.32
3326 | 20.68 | 10.33 | 33.89 | 20.68 | 10.33 | 33.89 | 20.68 | 10.33 | 33.89 | 20.68 | 10.33 | 33.89 | 20.68 | 8.4 | 0 | 20.68 | 0 | 0 | 20.68 | 10.33 | 33.89 | 20.68 | 42.9 | 35.37 | 20.68 | 8.4 | 8.4 | 0 | 0 | 0 | 0 | 0 | 0 | 20.68 | 10.33 | 33.89 | 32 | 47.23 | 43.44 | 32 | 47.23 | 43.44 | 32 | 47.23 | 43.44 | 32 | 47.23 | 43.44 | 32 | 8.4 | 0 | 32 | 0 | 0 | 32 | 47.23 | 43.44 | 32 | 51.11 | 43.44 | 32 | 8.4 | 0 | 30.73 | 0 | 0 | 31.68 | 46.76 | 38.23 | 32 | 47.23 | 43.44
3327 | 37.1 | 10.33 | 35.12 | 37.1 | 10.33 | 35.12 | 37.1 | 10.33 | 35.12 | 37.1 | 10.33 | 35.12 | 37.1 | 8.25 | 0 | 37.1 | 0 | 0 | 37.1 | 10.33 | 35.12 | 37.1 | 42.76 | 35.22 | 37.1 | 8.25 | 8.25 | 36.35 | 0 | 0 | 36.73 | 0 | 34.42 | 37.1 | 10.33 | 35.12 | 48.38 | 48.43 | 46.17 | 48.38 | 48.43 | 46.17 | 48.38 | 48.43 | 46.17 | 48.38 | 48.43 | 46.17 | 48.38 | 8.25 | 8.25 | 48.38 | 0 | 8.25 | 48.38 | 48.43 | 46.17 | 48.38 | 50.97 | 47.36 | 48.38 | 8.25 | 8.25 | 47.01 | 0 | 7.84 | 47.97 | 47.95 | 44.8 | 48.38 | 48.43 | 46.17
3328 | 37.84 | 26.12 | 35.28 | 37.84 | 26.12 | 35.28 | 37.84 | 26.12 | 35.28 | 37.84 | 26.12 | 35.28 | 37.84 | 26.12 | 27.72 | 37.84 | 26.12 | 27.72 | 37.84 | 26.12 | 27.72 | 37.84 | 42.81 | 35.28 | 37.84 | 26.12 | 27.72 | 37.47 | 25.34 | 26.62 | 37.94 | 25.86 | 34.42 | 37.84 | 26.12 | 35.28 | 48.43 | 48.43 | 47.41 | 48.43 | 48.43 | 47.41 | 48.43 | 48.43 | 47.41 | 48.43 | 48.43 | 47.41 | 48.43 | 42.49 | 46.66 | 48.43 | 42.49 | 46.66 | 48.43 | 46.27 | 47.41 | 48.43 | 51.02 | 47.41 | 48.43 | 42.49 | 46.66 | 48.52 | 40.8 | 44.8 | 48.92 | 47.95 | 47.15 | 48.43 | 48.43 | 47.41
3329 | 38.03 | 43 | 35.46 | 38.03 | 43 | 35.46 | 38.03 | 43 | 35.46 | 38.03 | 43 | 35.46 | 38.03 | 43 | 35.46 | 38.74 | 43 | 35.46 | 38.03 | 43 | 35.46 | 38.03 | 43 | 35.46 | 38.03 | 43 | 35.46 | 44.5 | 42.57 | 35.11 | 44.5 | 43.43 | 35.82 | 38.03 | 43 | 35.46 | 48.62 | 51.21 | 47.6 | 48.62 | 51.21 | 47.6 | 48.62 | 51.21 | 47.6 | 48.62 | 51.21 | 47.6 | 51.24 | 51.21 | 47.16 | 54.2 | 51.21 | 47.16 | 48.62 | 51.21 | 47.6 | 48.62 | 51.21 | 47.6 | 51.24 | 51.21 | 47.16 | 57 | 48.5 | 46.21 | 57 | 51.03 | 48.08 | 48.62 | 51.21 | 47.6
3330 | 38.3 | 43.27 | 35.74 | 38.3 | 43.27 | 35.74 | 38.3 | 43.27 | 35.74 | 38.3 | 43.27 | 35.74 | 38.3 | 43.95 | 35.74 | 39.01 | 44.15 | 35.74 | 38.3 | 43.27 | 35.74 | 38.3 | 43.27 | 35.74 | 38.3 | 43.95 | 35.74 | 48.14 | 43.71 | 35.38 | 48.14 | 44.6 | 36.1 | 38.3 | 43.27 | 35.74 | 48.89 | 51.48 | 47.87 | 48.89 | 51.48 | 47.87 | 48.89 | 51.48 | 47.87 | 48.89 | 51.48 | 47.87 | 51.52 | 51.48 | 47.87 | 54.47 | 51.48 | 47.87 | 48.89 | 51.48 | 47.87 | 48.89 | 51.48 | 47.87 | 51.52 | 51.48 | 47.87 | 64.64 | 52 | 47.16 | 64.64 | 54.46 | 51.35 | 48.89 | 51.48 | 47.87
3331 | 38.31 | 43.28 | 35.74 | 38.31 | 43.28 | 35.74 | 38.31 | 43.28 | 35.74 | 38.31 | 43.28 | 35.74 | 38.31 | 45.67 | 35.74 | 39.02 | 45.73 | 35.74 | 38.31 | 43.28 | 35.74 | 38.31 | 43.28 | 35.74 | 38.31 | 45.67 | 35.74 | 52.7 | 45.67 | 35.49 | 52.7 | 46.6 | 36.22 | 38.31 | 43.28 | 35.74 | 48.9 | 51.49 | 47.97 | 48.9 | 51.49 | 47.97 | 48.9 | 51.49 | 47.97 | 48.9 | 51.49 | 47.97 | 51.52 | 51.49 | 47.87 | 54.48 | 51.49 | 47.87 | 48.9 | 51.49 | 47.87 | 48.9 | 51.49 | 47.87 | 51.52 | 51.49 | 47.87 | 72.82 | 52.01 | 47.16 | 72.82 | 63.48 | 51.35 | 48.9 | 51.49 | 51.3
3332 | 38.22 | 43.19 | 35.65 | 38.22 | 43.19 | 35.65 | 38.22 | 43.19 | 35.65 | 38.22 | 43.19 | 35.65 | 38.22 | 45.58 | 35.65 | 38.93 | 45.73 | 35.65 | 38.22 | 43.19 | 35.65 | 38.22 | 43.19 | 35.65 | 38.22 | 45.58 | 35.65 | 51.26 | 47.56 | 35.65 | 51.26 | 48.53 | 36.38 | 38.22 | 43.19 | 35.65 | 48.81 | 51.4 | 47.79 | 48.81 | 51.4 | 47.79 | 48.81 | 51.4 | 47.79 | 48.81 | 51.4 | 47.79 | 51.43 | 51.51 | 47.79 | 54.39 | 51.51 | 47.79 | 48.81 | 51.4 | 47.79 | 48.81 | 51.4 | 47.79 | 51.43 | 51.51 | 47.79 | 72.82 | 52.03 | 47.31 | 72.82 | 63.48 | 48.28 | 48.81 | 51.4 | 51.3
3333 | 38.38 | 43.35 | 35.81 | 38.38 | 43.35 | 35.81 | 38.38 | 43.35 | 35.81 | 38.38 | 43.35 | 35.81 | 38.38 | 45.74 | 35.81 | 39.09 | 45.89 | 35.81 | 38.38 | 43.35 | 35.81 | 38.38 | 43.35 | 35.81 | 38.38 | 45.74 | 35.81 | 48.14 | 47.56 | 36.17 | 48.14 | 47.56 | 36.91 | 38.38 | 43.35 | 35.81 | 48.97 | 51.56 | 48.04 | 48.97 | 51.56 | 48.04 | 48.97 | 51.56 | 48.04 | 48.97 | 51.56 | 48.04 | 51.59 | 51.66 | 47.95 | 54.55 | 51.66 | 47.95 | 48.97 | 51.56 | 47.95 | 48.97 | 51.56 | 47.95 | 51.59 | 51.66 | 47.95 | 66.65 | 54.88 | 48.43 | 65.98 | 56 | 49.42 | 48.97 | 51.56 | 51.3
3334 | 38.42 | 43.39 | 35.86 | 38.42 | 43.39 | 35.86 | 38.42 | 43.39 | 35.86 | 38.42 | 43.39 | 35.86 | 38.42 | 45.78 | 35.86 | 39.13 | 45.94 | 35.86 | 38.42 | 43.39 | 35.86 | 38.42 | 43.39 | 35.86 | 38.42 | 45.78 | 35.86 | 44.95 | 46.4 | 35.5 | 44.05 | 46.4 | 36.22 | 38.42 | 43.39 | 35.86 | 49.01 | 51.6 | 47.99 | 49.01 | 51.6 | 47.99 | 49.01 | 51.6 | 47.99 | 49.01 | 51.6 | 47.99 | 51.64 | 51.71 | 47.99 | 54.59 | 51.71 | 47.99 | 49.01 | 51.6 | 47.99 | 49.01 | 51.6 | 47.99 | 51.64 | 51.71 | 47.99 | 64.54 | 52.12 | 47.99 | 63.24 | 53.19 | 48.97 | 49.01 | 51.6 | 51.3
3335 | 38.04 | 43 | 35.47 | 38.04 | 43 | 35.47 | 38.04 | 43 | 35.47 | 38.04 | 43 | 35.47 | 38.04 | 43.65 | 35.47 | 38.74 | 43.65 | 35.47 | 38.04 | 43 | 35.47 | 38.04 | 43 | 35.47 | 38.04 | 43.65 | 35.47 | 39.19 | 43.65 | 35.49 | 38.42 | 43.44 | 35.83 | 38.04 | 43 | 35.47 | 48.62 | 51.21 | 47.6 | 48.62 | 51.21 | 47.6 | 48.62 | 51.21 | 47.6 | 48.62 | 51.21 | 47.6 | 51.25 | 51.32 | 47.6 | 54.2 | 51.32 | 47.6 | 48.62 | 51.21 | 47.6 | 48.62 | 51.21 | 47.6 | 51.25 | 51.32 | 47.6 | 55.2 | 51.32 | 47.13 | 54.09 | 52.78 | 48.09 | 48.62 | 51.21 | 51.3
3336 | 37.71 | 42.67 | 35.14 | 37.71 | 42.67 | 35.14 | 37.71 | 42.67 | 35.14 | 37.71 | 42.67 | 35.14 | 37.71 | 45.06 | 35.14 | 38.41 | 45.06 | 35.14 | 37.71 | 42.67 | 35.14 | 37.71 | 42.67 | 35.14 | 37.71 | 45.06 | 35.14 | 38.8 | 44.61 | 35.49 | 38.09 | 43.72 | 35.49 | 37.71 | 42.67 | 35.14 | 48.3 | 50.88 | 47.35 | 48.3 | 50.88 | 47.35 | 48.3 | 50.88 | 47.35 | 48.3 | 50.88 | 47.35 | 50.92 | 50.99 | 47.27 | 53.87 | 50.99 | 47.27 | 48.3 | 50.88 | 47.27 | 48.3 | 50.88 | 47.27 | 50.92 | 50.99 | 47.27 | 54.96 | 51.5 | 47.83 | 53.86 | 52.04 | 48.8 | 48.3 | 50.88 | 47.35
3337 | 37.03 | 41.99 | 34.46 | 37.03 | 41.99 | 34.46 | 37.03 | 41.99 | 34.46 | 37.03 | 41.99 | 34.46 | 37.03 | 44.39 | 34.46 | 37.74 | 44.39 | 34.46 | 37.03 | 41.99 | 34.46 | 37.03 | 41.99 | 34.46 | 37.03 | 44.39 | 34.46 | 37.78 | 44.37 | 34.81 | 37.4 | 43.48 | 34.81 | 37.03 | 41.99 | 34.46 | 47.62 | 50.21 | 46.59 | 47.62 | 50.21 | 46.59 | 47.62 | 50.21 | 46.59 | 47.62 | 50.21 | 46.59 | 50.24 | 50.31 | 46.59 | 53.2 | 50.31 | 46.59 | 47.62 | 50.21 | 46.59 | 47.62 | 50.21 | 46.59 | 50.24 | 50.31 | 46.59 | 53.65 | 52.95 | 49.78 | 52.58 | 54.03 | 50.79 | 47.62 | 50.21 | 46.59
3338 | 36.51 | 41.47 | 33.94 | 36.51 | 41.47 | 33.94 | 36.51 | 41.47 | 33.94 | 36.51 | 41.47 | 33.94 | 36.51 | 43.87 | 33.94 | 37.21 | 43.93 | 33.94 | 36.51 | 41.47 | 33.94 | 36.51 | 41.47 | 33.94 | 36.51 | 43.87 | 33.94 | 37.59 | 44.37 | 34.43 | 36.88 | 43.48 | 34.43 | 36.51 | 41.47 | 33.94 | 47.1 | 49.68 | 46.17 | 47.1 | 49.68 | 46.17 | 47.1 | 49.68 | 46.17 | 47.1 | 49.68 | 46.17 | 49.72 | 49.79 | 46.07 | 52.68 | 49.79 | 46.07 | 47.1 | 49.68 | 46.07 | 47.1 | 49.68 | 46.07 | 49.72 | 49.79 | 46.07 | 52.86 | 53.85 | 49.78 | 51.81 | 54.41 | 50.79 | 47.1 | 49.68 | 46.17
3339 | 36.29 | 41.25 | 33.72 | 36.29 | 41.25 | 33.72 | 36.29 | 41.25 | 33.72 | 36.29 | 41.25 | 33.72 | 36.29 | 43.65 | 33.72 | 36.99 | 43.65 | 33.72 | 36.29 | 41.25 | 33.72 | 36.29 | 41.25 | 33.72 | 36.29 | 43.65 | 33.72 | 37.37 | 44.09 | 34.42 | 36.65 | 43.21 | 34.42 | 36.29 | 41.25 | 33.72 | 46.88 | 49.47 | 46.17 | 46.88 | 49.47 | 46.17 | 46.88 | 49.47 | 46.17 | 46.88 | 49.47 | 46.17 | 49.5 | 49.57 | 45.85 | 50.51 | 49.57 | 45.85 | 46.88 | 49.47 | 45.85 | 46.88 | 49.47 | 45.85 | 49.5 | 49.57 | 45.85 | 50.51 | 51.03 | 47.5 | 49.5 | 51.03 | 47.5 | 46.88 | 49.47 | 46.17
3340 | 35.88 | 40.85 | 33.31 | 35.88 | 40.85 | 33.31 | 35.88 | 40.85 | 33.31 | 35.88 | 40.85 | 33.31 | 35.88 | 43.24 | 33.31 | 36.59 | 43.24 | 33.31 | 35.88 | 40.85 | 33.31 | 35.88 | 40.85 | 33.31 | 35.88 | 43.24 | 33.31 | 36.73 | 42.81 | 34.78 | 36.24 | 41.95 | 34.78 | 35.88 | 40.85 | 33.31 | 46.47 | 49.06 | 46.17 | 46.47 | 49.06 | 46.17 | 46.47 | 49.06 | 46.17 | 46.47 | 49.06 | 46.17 | 49.09 | 49.16 | 45.44 | 50.29 | 49.16 | 45.44 | 46.47 | 49.06 | 45.44 | 46.47 | 49.06 | 45.44 | 49.09 | 49.16 | 45.44 | 50.29 | 50.01 | 47.15 | 49.29 | 50.01 | 47.15 | 46.47 | 49.06 | 46.17
3341 | 35.6 | 40.57 | 33.03 | 35.6 | 40.57 | 33.03 | 35.6 | 40.57 | 33.03 | 35.6 | 40.57 | 33.03 | 35.6 | 42.65 | 33.03 | 36.31 | 42.65 | 33.03 | 35.6 | 40.57 | 33.03 | 35.6 | 40.57 | 33.03 | 35.6 | 42.65 | 33.03 | 36.35 | 42.22 | 35.14 | 35.96 | 41.38 | 34.44 | 35.6 | 40.57 | 33.03 | 46.19 | 48.78 | 46.17 | 46.19 | 48.78 | 46.17 | 46.19 | 48.78 | 46.17 | 46.19 | 48.78 | 46.17 | 48.81 | 48.88 | 45.16 | 49.25 | 48.88 | 45.16 | 46.19 | 48.78 | 45.16 | 46.19 | 48.78 | 45.16 | 48.81 | 48.88 | 45.16 | 48.76 | 49.89 | 47.64 | 47.79 | 49.38 | 46.69 | 46.19 | 48.78 | 46.17
3342 | 35.62 | 39.98 | 33.05 | 35.62 | 39.98 | 33.05 | 35.62 | 39.98 | 33.05 | 35.62 | 39.98 | 33.05 | 35.62 | 39.98 | 33.05 | 36.33 | 39.98 | 33.05 | 35.62 | 39.98 | 33.05 | 35.62 | 40.59 | 33.05 | 35.62 | 39.98 | 33.05 | 36.35 | 40.38 | 34.42 | 35.98 | 39.58 | 33.73 | 35.62 | 39.98 | 33.05 | 46.21 | 48.8 | 46.17 | 46.21 | 48.8 | 46.17 | 46.21 | 48.8 | 46.17 | 46.21 | 48.8 | 46.17 | 48.83 | 48.8 | 45.19 | 49.22 | 48.8 | 45.19 | 46.21 | 48.8 | 45.19 | 46.21 | 48.8 | 45.19 | 48.83 | 48.8 | 45.19 | 48.73 | 48.31 | 47.58 | 47.75 | 48.31 | 46.63 | 46.21 | 48.8 | 46.17
3343 | 36.2 | 41.17 | 33.63 | 36.2 | 41.17 | 33.63 | 36.2 | 41.17 | 33.63 | 36.2 | 41.17 | 33.63 | 36.2 | 41.17 | 33.63 | 36.72 | 41.17 | 33.63 | 36.2 | 41.17 | 33.63 | 36.2 | 41.17 | 33.63 | 36.2 | 41.17 | 33.63 | 36.35 | 40.76 | 33.3 | 35.99 | 19.28 | 32.63 | 36.2 | 41.17 | 33.63 | 46.79 | 48.67 | 45.77 | 46.79 | 48.67 | 45.77 | 46.79 | 48.67 | 45.77 | 46.79 | 48.67 | 45.77 | 49.22 | 48.67 | 45.77 | 49.22 | 48.67 | 45.77 | 46.79 | 49.38 | 45.77 | 46.79 | 49.38 | 45.77 | 49.22 | 49.38 | 45.77 | 48.73 | 47.84 | 46.23 | 47.75 | 46.88 | 45.31 | 46.79 | 48.67 | 45.77
3344 | 37.1 | 42.07 | 34.53 | 37.1 | 42.07 | 34.53 | 37.1 | 42.07 | 34.53 | 37.1 | 42.07 | 34.53 | 37.1 | 42.07 | 34.53 | 37.1 | 42.07 | 34.53 | 37.1 | 42.07 | 34.53 | 37.1 | 42.07 | 34.53 | 37.1 | 42.07 | 34.53 | 36.73 | 41.65 | 34.19 | 36.35 | 0 | 0 | 37.1 | 42.07 | 34.53 | 47.69 | 48.43 | 46.67 | 47.69 | 48.43 | 46.67 | 47.69 | 48.43 | 46.67 | 47.69 | 48.43 | 46.17 | 49.73 | 48.43 | 46.67 | 49.73 | 48.43 | 46.67 | 47.69 | 50.28 | 46.67 | 47.69 | 50.28 | 46.67 | 49.73 | 50.28 | 46.67 | 48.73 | 47.66 | 44.8 | 47.76 | 0 | 39.17 | 47.69 | 48.43 | 46.67
3345 | 37.61 | 40.31 | 35.04 | 37.61 | 40.31 | 35.04 | 37.61 | 40.31 | 35.04 | 37.61 | 40.31 | 34.09 | 37.61 | 41.13 | 35.04 | 37.61 | 41.13 | 35.04 | 37.61 | 41.13 | 35.04 | 37.61 | 42.58 | 35.04 | 37.61 | 41.13 | 35.04 | 37.24 | 40.71 | 34.42 | 36.49 | 0 | 0 | 37.61 | 40.31 | 35.04 | 48.2 | 48.43 | 47.18 | 48.2 | 48.43 | 47.18 | 48.2 | 48.43 | 47.18 | 48.2 | 48.43 | 0 | 49.18 | 49.42 | 47.18 | 49.18 | 49.42 | 47.18 | 48.2 | 50.79 | 47.18 | 48.2 | 50.79 | 47.18 | 49.18 | 50.79 | 47.18 | 48.69 | 48.92 | 46.71 | 47.71 | 0 | 0 | 48.2 | 48.43 | 47.18
3346 | 36.96 | 40.03 | 35.12 | 36.96 | 40.03 | 35.12 | 36.96 | 40.03 | 35.12 | 36.96 | 40.03 | 31.89 | 36.96 | 42.87 | 35.12 | 36.96 | 42.87 | 35.12 | 36.96 | 42.87 | 35.12 | 37.9 | 42.87 | 35.34 | 36.96 | 42.87 | 35.34 | 34.78 | 42.44 | 34.77 | 9.19 | 0 | 0 | 36.96 | 40.03 | 35.12 | 46.39 | 48.43 | 47.1 | 46.39 | 48.43 | 47.1 | 46.39 | 48.43 | 47.1 | 46.39 | 0 | 0 | 47.33 | 49.74 | 47.47 | 47.33 | 49.74 | 47.47 | 47.33 | 49.74 | 47.47 | 48.49 | 51.08 | 47.47 | 47.33 | 49.74 | 47.47 | 46.85 | 47.95 | 46.63 | 45.92 | 0 | 0 | 46.39 | 48.43 | 47.1
3347 | 36.59 | 10.34 | 34.77 | 36.59 | 10.34 | 34.77 | 36.59 | 10.34 | 34.77 | 36.59 | 10.33 | 0 | 36.59 | 41.53 | 34.77 | 36.59 | 41.53 | 34.77 | 36.59 | 41.53 | 34.77 | 38 | 42.97 | 35.43 | 36.59 | 41.53 | 35.43 | 34.23 | 41.11 | 34.42 | 0 | 0 | 0 | 36.59 | 10.34 | 34.77 | 36.03 | 47.23 | 46.17 | 36.03 | 47.23 | 46.17 | 36.03 | 47.23 | 46.17 | 36.03 | 0 | 0 | 48.59 | 48.73 | 47.57 | 48.59 | 48.73 | 47.57 | 48.59 | 48.73 | 47.57 | 48.59 | 51.18 | 47.57 | 48.59 | 48.73 | 47.57 | 36.4 | 47.66 | 45.75 | 35.67 | 0 | 0 | 36.03 | 47.23 | 46.17
3348 | 36.2 | 10.33 | 34.77 | 36.2 | 10.33 | 34.77 | 36.2 | 10.33 | 34.77 | 36.2 | 10.33 | 0 | 36.2 | 42.8 | 34.77 | 36.2 | 42.8 | 34.77 | 36.2 | 42.8 | 34.77 | 37.84 | 42.8 | 35.27 | 36.2 | 42.8 | 35.27 | 0 | 40.39 | 34.42 | 0 | 0 | 0 | 36.2 | 10.33 | 34.77 | 10.33 | 47.18 | 46.17 | 10.33 | 47.18 | 46.17 | 10.33 | 47.18 | 46.17 | 10.33 | 0 | 0 | 48.43 | 48.73 | 47.4 | 48.43 | 48.73 | 47.4 | 48.43 | 48.73 | 47.4 | 48.43 | 51.02 | 47.4 | 48.43 | 48.73 | 47.4 | 10.23 | 47.66 | 45.75 | 0 | 0 | 0 | 10.33 | 47.18 | 46.17
3349 | 17.92 | 10.34 | 34.53 | 17.92 | 10.34 | 34.53 | 17.92 | 10.34 | 34.53 | 17.92 | 10.33 | 0 | 34.71 | 42.51 | 34.97 | 34.71 | 42.51 | 34.97 | 34.71 | 42.51 | 34.97 | 37.54 | 42.51 | 34.97 | 34.71 | 42.51 | 34.97 | 0 | 40.38 | 34.42 | 0 | 0 | 0 | 17.92 | 10.34 | 34.53 | 10.33 | 32.95 | 46.17 | 10.33 | 32.95 | 46.17 | 10.33 | 32.95 | 46.17 | 10.33 | 0 | 0 | 48.13 | 48.73 | 47.11 | 48.13 | 48.73 | 47.11 | 48.13 | 48.73 | 47.11 | 48.13 | 50.72 | 47.11 | 48.13 | 48.73 | 47.11 | 10.23 | 47.66 | 45.75 | 0 | 0 | 0 | 10.33 | 32.95 | 46.17
3350 | 20.68 | 10.34 | 34.58 | 20.68 | 10.34 | 34.58 | 20.68 | 10.34 | 34.58 | 20.68 | 10.34 | 31.89 | 36.97 | 42.29 | 34.76 | 36.97 | 42.29 | 34.76 | 36.97 | 42.29 | 34.76 | 37.33 | 42.29 | 34.76 | 36.97 | 42.3 | 34.76 | 9.37 | 41.87 | 34.42 | 9.19 | 0 | 0 | 20.68 | 10.34 | 34.58 | 33.8 | 47.23 | 46.17 | 33.8 | 47.23 | 46.17 | 33.8 | 47.23 | 46.17 | 33.8 | 0 | 0 | 50.54 | 49.74 | 46.89 | 50.54 | 49.74 | 46.89 | 47.92 | 49.74 | 46.89 | 47.92 | 50.51 | 46.89 | 50.54 | 49.74 | 46.89 | 34.14 | 48.24 | 46.42 | 33.46 | 0 | 0 | 33.8 | 47.23 | 46.17
3351 | 37.19 | 32.66 | 34.63 | 37.19 | 32.66 | 34.63 | 37.19 | 32.66 | 34.63 | 37.19 | 32.66 | 31.93 | 37.19 | 43.24 | 34.63 | 37.19 | 43.24 | 34.63 | 37.19 | 42.16 | 34.63 | 37.19 | 42.16 | 34.63 | 37.19 | 43.24 | 34.63 | 36.82 | 42.81 | 34.42 | 36.35 | 0 | 0 | 37.19 | 32.66 | 34.63 | 47.78 | 48.02 | 46.17 | 47.78 | 48.02 | 46.17 | 47.78 | 48.02 | 46.17 | 47.78 | 41.97 | 41.34 | 50.4 | 50.48 | 46.76 | 50.4 | 50.48 | 46.76 | 47.78 | 50.37 | 46.76 | 47.78 | 50.37 | 46.76 | 50.4 | 50.48 | 46.76 | 48.73 | 49.97 | 46.63 | 47.76 | 0 | 0 | 47.78 | 48.02 | 46.17
3352 | 37.24 | 31.8 | 34.67 | 37.24 | 31.8 | 34.67 | 37.24 | 31.8 | 34.67 | 37.24 | 31.8 | 34.67 | 37.24 | 43.68 | 34.67 | 37.95 | 43.68 | 34.67 | 37.24 | 42.21 | 34.67 | 37.24 | 42.21 | 34.67 | 37.24 | 43.68 | 34.67 | 38.33 | 43.24 | 34.42 | 37.57 | 30.54 | 26.62 | 37.24 | 31.8 | 34.67 | 47.83 | 49.42 | 46.81 | 47.83 | 49.42 | 46.81 | 47.83 | 49.42 | 46.81 | 47.83 | 49.42 | 46.68 | 50.45 | 50.53 | 46.81 | 53.41 | 50.53 | 46.81 | 47.83 | 50.42 | 46.81 | 47.83 | 50.42 | 46.81 | 50.45 | 50.53 | 46.81 | 52.33 | 50.02 | 48.61 | 48.31 | 47.66 | 44.8 | 47.83 | 49.42 | 46.81
3353 | 37.55 | 42.52 | 34.98 | 37.55 | 42.52 | 34.98 | 37.55 | 42.52 | 34.98 | 37.55 | 42.52 | 34.98 | 37.55 | 44.91 | 34.98 | 38.26 | 45.06 | 34.98 | 37.55 | 42.52 | 34.98 | 37.55 | 42.52 | 34.98 | 37.55 | 44.91 | 34.98 | 45.68 | 46.93 | 35.85 | 37.93 | 42.95 | 34.63 | 37.55 | 42.52 | 34.98 | 48.14 | 50.73 | 47.12 | 48.14 | 50.73 | 47.12 | 48.14 | 50.73 | 47.12 | 48.14 | 50.73 | 47.12 | 50.76 | 50.84 | 47.12 | 53.72 | 50.84 | 47.12 | 48.14 | 50.73 | 47.12 | 48.14 | 50.73 | 47.12 | 50.76 | 50.84 | 47.12 | 61.23 | 52.83 | 49.07 | 60 | 51.24 | 46.65 | 48.14 | 50.73 | 50.83
3354 | 37.78 | 42.75 | 35.21 | 37.78 | 42.75 | 35.21 | 37.78 | 42.75 | 35.21 | 37.78 | 42.75 | 35.21 | 37.78 | 45.14 | 35.21 | 38.49 | 45.3 | 35.21 | 37.78 | 42.75 | 35.21 | 37.78 | 42.75 | 35.21 | 37.78 | 45.14 | 35.21 | 49.73 | 61.94 | 36.67 | 48.74 | 43.18 | 35.57 | 37.78 | 42.75 | 35.21 | 48.37 | 50.96 | 47.35 | 48.37 | 50.96 | 47.35 | 48.37 | 50.96 | 47.35 | 48.37 | 50.96 | 47.35 | 50.99 | 51.07 | 47.35 | 53.95 | 51.07 | 47.45 | 48.37 | 50.96 | 47.35 | 48.37 | 50.96 | 47.35 | 50.99 | 51.07 | 47.35 | 69.34 | 61.02 | 57.97 | 67.96 | 51.48 | 47.83 | 48.37 | 50.96 | 47.35
3355 | 38.07 | 43.04 | 35.51 | 38.07 | 43.04 | 35.51 | 38.07 | 43.04 | 35.51 | 38.07 | 43.04 | 35.51 | 38.07 | 45.43 | 35.51 | 38.78 | 45.59 | 35.51 | 38.07 | 43.04 | 35.51 | 38.07 | 43.04 | 35.51 | 38.07 | 45.43 | 35.51 | 49.73 | 61.94 | 37.48 | 48.74 | 43.48 | 35.86 | 38.07 | 43.04 | 35.51 | 48.66 | 51.25 | 47.64 | 48.66 | 51.25 | 47.64 | 48.66 | 51.25 | 47.64 | 48.66 | 51.25 | 47.64 | 51.29 | 51.36 | 47.64 | 54.24 | 51.36 | 47.74 | 48.66 | 51.25 | 47.64 | 48.66 | 51.25 | 47.64 | 51.29 | 51.36 | 47.64 | 69.34 | 68.95 | 65.69 | 67.96 | 51.77 | 48.12 | 48.66 | 51.25 | 51.3
3356 | 38.25 | 43.22 | 35.68 | 38.25 | 43.22 | 35.68 | 38.25 | 43.22 | 35.68 | 38.25 | 43.22 | 35.68 | 38.25 | 45.61 | 35.68 | 38.96 | 45.76 | 35.68 | 38.25 | 43.22 | 35.68 | 38.25 | 43.22 | 35.68 | 38.25 | 45.61 | 35.68 | 50.25 | 61.94 | 37.48 | 49.24 | 43.65 | 36.04 | 38.25 | 43.22 | 35.68 | 48.84 | 51.43 | 47.82 | 48.84 | 51.43 | 47.82 | 48.84 | 51.43 | 47.82 | 48.84 | 51.43 | 47.82 | 51.46 | 51.53 | 47.82 | 54.42 | 51.53 | 47.82 | 48.84 | 51.43 | 47.82 | 48.84 | 51.43 | 47.82 | 51.46 | 51.53 | 47.82 | 69.34 | 68.95 | 65.69 | 67.96 | 51.95 | 48.3 | 48.84 | 51.43 | 51.3
3357 | 38.56 | 41.88 | 35.99 | 38.56 | 41.88 | 35.99 | 38.56 | 41.88 | 35.99 | 38.56 | 41.88 | 35.99 | 38.56 | 45.92 | 35.99 | 39.26 | 46.07 | 35.99 | 38.56 | 43.52 | 35.99 | 38.56 | 43.52 | 35.99 | 38.56 | 45.92 | 35.99 | 47.95 | 61.94 | 37.48 | 46.99 | 42.31 | 36.35 | 38.56 | 41.88 | 35.99 | 29 | 51.33 | 48.12 | 29 | 51.33 | 48.12 | 29 | 51.33 | 48.12 | 29 | 51.33 | 48.12 | 51.77 | 51.84 | 48.12 | 54.72 | 51.84 | 48.12 | 49.14 | 51.73 | 48.12 | 49.14 | 51.73 | 48.12 | 51.77 | 51.84 | 48.12 | 67.28 | 68.95 | 65.69 | 65.93 | 51.85 | 48.61 | 29 | 51.33 | 48.12
3358 | 10.33 | 24.15 | 35.12 | 10.33 | 24.15 | 35.12 | 10.33 | 24.15 | 35.12 | 10.33 | 24.15 | 35.12 | 38.68 | 46.04 | 36.11 | 39.39 | 46.19 | 36.11 | 38.68 | 43.65 | 36.11 | 38.68 | 43.65 | 36.11 | 38.68 | 46.04 | 36.11 | 45.86 | 53.51 | 37.21 | 44.94 | 24.4 | 35.47 | 10.33 | 24.15 | 35.12 | 10.33 | 48.43 | 48.25 | 10.33 | 48.43 | 48.25 | 10.33 | 48.43 | 48.25 | 10.33 | 48.43 | 48.25 | 51.89 | 51.96 | 48.25 | 54.85 | 51.96 | 48.25 | 49.27 | 51.86 | 48.25 | 49.27 | 51.86 | 48.25 | 51.89 | 51.96 | 48.25 | 64.64 | 61.02 | 57.97 | 63.35 | 52.95 | 48.73 | 10.33 | 48.43 | 48.25
3359 | 10.33 | 10.33 | 32.39 | 10.33 | 10.33 | 32.39 | 10.33 | 10.33 | 32.39 | 10.33 | 10.33 | 32.39 | 38.09 | 45.45 | 35.52 | 38.8 | 45.6 | 35.52 | 38.09 | 43.06 | 35.52 | 38.09 | 43.06 | 35.52 | 38.09 | 45.45 | 35.52 | 45.62 | 53.05 | 36.99 | 44.71 | 10.44 | 36.25 | 10.33 | 10.33 | 32.39 | 0 | 48.43 | 46.17 | 0 | 48.43 | 46.17 | 0 | 48.43 | 46.17 | 0 | 48.43 | 46.17 | 51.3 | 51.37 | 47.66 | 54.26 | 51.37 | 47.66 | 48.68 | 51.27 | 47.66 | 48.68 | 51.27 | 47.66 | 51.3 | 51.37 | 47.66 | 60.41 | 61.02 | 57.97 | 59.21 | 52.95 | 49.78 | 0 | 48.43 | 46.17
3360 | 10.33 | 10.33 | 32.11 | 10.33 | 10.33 | 32.11 | 10.33 | 10.33 | 32.11 | 10.33 | 10.33 | 32.11 | 37.35 | 44.71 | 34.79 | 38.06 | 44.87 | 34.79 | 37.35 | 42.32 | 34.79 | 37.35 | 42.32 | 34.79 | 37.35 | 44.71 | 34.79 | 39.98 | 61.11 | 39.99 | 39.18 | 59.89 | 39.19 | 10.33 | 10.33 | 32.11 | 0 | 48.43 | 46.17 | 0 | 48.43 | 46.17 | 0 | 48.43 | 46.17 | 0 | 48.43 | 46.17 | 50.57 | 50.64 | 46.92 | 53.52 | 50.64 | 46.92 | 47.94 | 50.53 | 46.92 | 47.94 | 50.53 | 46.92 | 50.57 | 50.64 | 46.92 | 59.33 | 66 | 54.01 | 58.14 | 64.68 | 51.86 | 0 | 48.43 | 46.17
3361 | 10.33 | 10.33 | 32.11 | 10.33 | 10.33 | 32.11 | 10.33 | 10.33 | 32.11 | 10.33 | 10.33 | 32.11 | 36.86 | 44.22 | 34.29 | 37.57 | 44.37 | 34.29 | 36.86 | 41.83 | 34.29 | 36.86 | 41.83 | 34.29 | 36.86 | 44.22 | 34.29 | 40.38 | 61.11 | 41.56 | 39.57 | 59.89 | 40.73 | 10.33 | 10.33 | 32.11 | 10.33 | 48.43 | 46.17 | 10.33 | 48.43 | 46.17 | 10.33 | 48.43 | 46.17 | 10.33 | 48.43 | 46.17 | 50.07 | 50.14 | 46.43 | 53.03 | 50.14 | 46.43 | 47.45 | 50.04 | 46.43 | 47.45 | 50.04 | 46.43 | 50.07 | 50.14 | 46.43 | 57.67 | 67.53 | 54.55 | 56.52 | 66.68 | 53.47 | 10.33 | 48.43 | 46.17
3362 | 10.33 | 10.34 | 32.39 | 10.33 | 10.34 | 32.39 | 10.33 | 10.34 | 32.39 | 10.33 | 10.34 | 32.39 | 36.31 | 43.67 | 33.75 | 37.02 | 43.83 | 33.75 | 36.31 | 41.28 | 33.75 | 36.31 | 41.28 | 33.75 | 36.31 | 43.67 | 33.75 | 39.05 | 61.11 | 41.56 | 38.28 | 59.89 | 40.73 | 10.33 | 10.34 | 32.39 | 10.33 | 48.43 | 45.88 | 10.33 | 48.43 | 45.88 | 10.33 | 48.43 | 45.88 | 10.33 | 48.43 | 45.88 | 49.53 | 49.6 | 45.88 | 52.48 | 49.6 | 45.88 | 46.9 | 49.49 | 45.88 | 46.9 | 49.49 | 45.88 | 49.53 | 49.6 | 45.88 | 54.65 | 67.37 | 53.47 | 53.57 | 66.68 | 53.47 | 10.33 | 48.43 | 45.88
3363 | 18.29 | 26.12 | 33.39 | 18.29 | 26.12 | 33.39 | 18.29 | 26.12 | 33.39 | 18.29 | 26.12 | 33.39 | 35.96 | 43.32 | 33.39 | 36.67 | 43.47 | 33.39 | 35.96 | 40.93 | 33.39 | 35.96 | 40.93 | 33.39 | 35.96 | 43.32 | 33.39 | 39.02 | 59.89 | 39.19 | 39.02 | 59.89 | 39.19 | 18.29 | 26.12 | 33.39 | 10.33 | 49.14 | 45.53 | 10.33 | 49.14 | 45.53 | 10.33 | 49.14 | 45.53 | 10.33 | 49.14 | 45.53 | 49.17 | 49.24 | 45.53 | 52.13 | 49.24 | 45.53 | 46.55 | 49.14 | 45.53 | 46.55 | 49.14 | 45.53 | 49.17 | 49.24 | 45.53 | 54.28 | 65.35 | 53.47 | 53.2 | 65.35 | 53.47 | 10.33 | 49.14 | 45.53
3364 | 36.26 | 41.22 | 33.69 | 36.26 | 41.22 | 33.69 | 36.26 | 41.22 | 33.69 | 36.26 | 41.22 | 33.69 | 36.26 | 43.61 | 33.69 | 36.96 | 43.77 | 33.69 | 36.26 | 41.22 | 33.69 | 36.26 | 41.22 | 33.69 | 36.26 | 43.61 | 33.69 | 40.63 | 59.89 | 39.19 | 40.63 | 59.89 | 39.59 | 36.26 | 41.22 | 33.69 | 46.84 | 49.43 | 45.82 | 46.84 | 49.43 | 45.82 | 46.84 | 49.43 | 45.82 | 46.84 | 49.43 | 45.82 | 49.47 | 49.54 | 45.82 | 52.42 | 49.54 | 45.82 | 46.84 | 49.43 | 45.82 | 46.84 | 49.43 | 45.82 | 49.47 | 49.54 | 45.82 | 56.7 | 66.68 | 52.93 | 56.7 | 68.03 | 54.01 | 46.84 | 49.43 | 45.82
3365 | 37.24 | 42.21 | 34.67 | 37.24 | 42.21 | 34.67 | 37.24 | 42.21 | 34.67 | 37.24 | 42.21 | 34.67 | 37.24 | 44.6 | 34.67 | 37.95 | 44.76 | 34.68 | 37.24 | 42.21 | 34.67 | 37.24 | 42.21 | 34.67 | 37.24 | 44.6 | 34.67 | 42.95 | 60.7 | 39.99 | 42.95 | 61.93 | 40.8 | 37.24 | 42.21 | 34.67 | 47.83 | 50.42 | 46.81 | 47.83 | 50.42 | 46.81 | 47.83 | 50.42 | 46.81 | 47.83 | 50.42 | 46.81 | 50.45 | 50.53 | 46.81 | 53.41 | 50.53 | 46.81 | 47.83 | 50.42 | 46.81 | 47.83 | 50.42 | 46.81 | 50.45 | 50.53 | 46.81 | 60.62 | 66.68 | 53.47 | 60.62 | 68.03 | 54.55 | 47.83 | 50.42 | 46.81
3366 | 38.83 | 43.8 | 36.27 | 38.83 | 43.8 | 36.27 | 38.83 | 43.8 | 36.27 | 38.83 | 43.8 | 36.27 | 38.83 | 46.19 | 36.27 | 39.54 | 46.35 | 36.27 | 38.83 | 43.8 | 36.27 | 38.83 | 43.8 | 36.27 | 38.83 | 46.19 | 36.27 | 48.93 | 61.45 | 41.56 | 47.96 | 61.93 | 41.56 | 38.83 | 43.8 | 36.27 | 49.42 | 52.01 | 48.4 | 49.42 | 52.01 | 48.4 | 49.42 | 52.01 | 48.4 | 49.42 | 52.01 | 48.4 | 52.05 | 52.12 | 48.4 | 55 | 52.12 | 48.4 | 49.42 | 52.01 | 48.4 | 49.42 | 52.01 | 48.4 | 52.05 | 52.12 | 48.4 | 68.37 | 67.35 | 52.93 | 69.34 | 68.03 | 54.01 | 49.42 | 52.01 | 48.4
3367 | 39.83 | 44.8 | 37.26 | 39.83 | 44.8 | 37.26 | 39.83 | 44.8 | 37.26 | 39.83 | 44.8 | 37.26 | 39.83 | 47.19 | 37.26 | 40.54 | 47.34 | 37.26 | 39.83 | 44.8 | 37.26 | 39.83 | 44.8 | 37.26 | 39.83 | 47.19 | 37.26 | 50.25 | 61.93 | 39.84 | 49.25 | 60.7 | 39.04 | 39.83 | 44.8 | 37.26 | 50.42 | 53.01 | 49.4 | 50.42 | 53.01 | 49.4 | 50.42 | 53.01 | 49.4 | 50.42 | 53.01 | 49.4 | 53.04 | 53.11 | 49.4 | 56 | 53.11 | 49.4 | 50.42 | 53.01 | 49.4 | 50.42 | 53.01 | 49.4 | 53.04 | 53.11 | 49.4 | 69.34 | 67.53 | 52.4 | 69.34 | 68.03 | 51.88 | 50.42 | 53.01 | 49.4
3368 | 40.44 | 45.41 | 37.87 | 40.44 | 45.41 | 37.87 | 40.44 | 45.41 | 37.87 | 40.44 | 45.41 | 37.87 | 40.44 | 47.8 | 37.87 | 41.15 | 47.95 | 37.87 | 40.44 | 45.41 | 37.87 | 40.44 | 45.41 | 37.87 | 40.44 | 47.8 | 37.87 | 50.25 | 61.11 | 37.49 | 49.25 | 59.89 | 38.25 | 40.44 | 45.41 | 37.87 | 51.03 | 53.62 | 49.79 | 51.03 | 53.62 | 49.79 | 51.03 | 53.62 | 49.79 | 51.03 | 53.62 | 49.79 | 53.65 | 53.72 | 49.79 | 56.61 | 53.72 | 49.79 | 51.03 | 53.62 | 50 | 51.03 | 53.62 | 50 | 53.65 | 53.72 | 49.79 | 69.34 | 55.94 | 49.29 | 69.34 | 54.82 | 49.29 | 51.03 | 53.62 | 49.79
3369 | 40.37 | 45.34 | 36.23 | 40.37 | 45.34 | 36.23 | 40.37 | 45.34 | 36.23 | 40.37 | 45.34 | 36.23 | 40.37 | 47.73 | 36.23 | 41.08 | 47.88 | 36.23 | 40.37 | 45.34 | 36.23 | 40.37 | 45.34 | 37.8 | 40.37 | 47.73 | 36.23 | 50.25 | 48.87 | 35.85 | 49.25 | 48.87 | 36.58 | 40.37 | 45.34 | 36.23 | 50.96 | 53.43 | 47.16 | 50.96 | 53.43 | 47.16 | 50.96 | 53.43 | 47.16 | 50.96 | 53.43 | 47.16 | 53.58 | 53.43 | 47.16 | 56.54 | 53.43 | 47.16 | 50.96 | 53.43 | 49.93 | 50.96 | 53.55 | 49.93 | 53.58 | 53.43 | 47.16 | 69.34 | 52.35 | 47.64 | 67.96 | 52.9 | 47.64 | 50.96 | 53.43 | 47.16
3370 | 40.29 | 45.26 | 36.11 | 40.29 | 45.26 | 36.11 | 40.29 | 45.26 | 36.11 | 40.29 | 45.26 | 36.11 | 40.29 | 46.24 | 36.11 | 41 | 46.24 | 36.11 | 40.29 | 45.26 | 36.11 | 40.29 | 45.26 | 37.72 | 40.29 | 46.24 | 36.11 | 50.25 | 46.24 | 35.75 | 49.25 | 45.71 | 35.85 | 40.29 | 45.26 | 36.11 | 50.88 | 51.54 | 46.68 | 50.88 | 51.54 | 46.68 | 50.88 | 51.54 | 46.68 | 50.88 | 51.54 | 46.68 | 53.5 | 51.54 | 46.68 | 56.46 | 51.54 | 46.68 | 50.88 | 51.61 | 49.85 | 50.88 | 53.47 | 49.86 | 53.5 | 51.54 | 46.68 | 67.1 | 51.03 | 47.15 | 65.77 | 51.03 | 47.15 | 50.88 | 51.54 | 46.68
3371 | 40.15 | 45.12 | 35.75 | 40.15 | 45.12 | 35.75 | 40.15 | 45.12 | 35.75 | 40.15 | 45.12 | 35.75 | 40.15 | 45.55 | 35.75 | 40.86 | 45.55 | 35.75 | 40.15 | 45.12 | 35.75 | 40.15 | 45.12 | 37.58 | 40.15 | 45.55 | 35.75 | 44.71 | 45.55 | 35.39 | 43.82 | 45.57 | 35.39 | 40.15 | 45.12 | 35.75 | 50.74 | 50.65 | 46.2 | 50.74 | 50.65 | 46.2 | 50.74 | 50.65 | 46.2 | 50.74 | 50.65 | 46.2 | 53.36 | 50.65 | 46.68 | 56.32 | 50.65 | 46.68 | 50.74 | 51.61 | 49.37 | 50.74 | 53.33 | 49.72 | 53.36 | 50.65 | 46.68 | 60.62 | 50.14 | 46.66 | 59.41 | 50.14 | 46.66 | 50.74 | 50.65 | 46.2
3372 | 39.96 | 44.93 | 35.65 | 39.96 | 44.93 | 35.65 | 39.96 | 44.93 | 35.65 | 39.96 | 44.93 | 35.65 | 39.96 | 45.37 | 35.65 | 40.67 | 45.37 | 35.65 | 39.96 | 44.93 | 35.65 | 39.96 | 44.93 | 37.39 | 39.96 | 45.37 | 35.65 | 43.58 | 44.92 | 35.3 | 42.71 | 44.92 | 35.3 | 39.96 | 44.93 | 35.65 | 50.55 | 50.65 | 46.17 | 50.55 | 50.65 | 46.17 | 50.55 | 50.65 | 46.17 | 50.55 | 50.65 | 46.17 | 53.17 | 50.65 | 46.68 | 56.13 | 50.65 | 46.68 | 50.55 | 51.61 | 49.34 | 50.55 | 53.14 | 49.53 | 53.17 | 50.65 | 46.68 | 59.05 | 50.14 | 46.22 | 57.87 | 50.14 | 46.22 | 50.55 | 50.65 | 46.17
3373 | 39.79 | 44.75 | 35.49 | 39.79 | 44.75 | 35.49 | 39.79 | 44.75 | 35.49 | 39.79 | 44.75 | 35.49 | 39.79 | 45.38 | 35.49 | 40.49 | 45.38 | 35.49 | 39.79 | 44.75 | 35.49 | 39.79 | 44.75 | 37.22 | 39.79 | 45.38 | 35.49 | 43.58 | 44.93 | 35.14 | 42.71 | 44.92 | 35.14 | 39.79 | 44.75 | 35.49 | 50.37 | 50.65 | 46.17 | 50.37 | 50.65 | 46.17 | 50.37 | 50.65 | 46.17 | 50.37 | 50.65 | 46.17 | 53 | 50.65 | 46.68 | 55.95 | 50.65 | 46.68 | 50.37 | 50.65 | 49.34 | 50.37 | 52.96 | 49.35 | 53 | 50.65 | 46.68 | 58.84 | 50.01 | 46.21 | 57.67 | 50.14 | 46.21 | 50.37 | 50.65 | 46.17
3374 | 39.64 | 44.61 | 35.49 | 39.64 | 44.61 | 35.49 | 39.64 | 44.61 | 35.49 | 39.64 | 44.61 | 35.49 | 39.64 | 45.37 | 35.49 | 40.35 | 45.37 | 35.49 | 39.64 | 44.61 | 35.49 | 39.64 | 44.61 | 37.07 | 39.64 | 45.37 | 35.49 | 42.72 | 44.92 | 35.14 | 41.86 | 44.92 | 35.14 | 39.64 | 44.61 | 35.49 | 50.23 | 50.52 | 46.17 | 50.23 | 50.52 | 46.17 | 50.23 | 50.52 | 46.17 | 50.23 | 50.52 | 46.17 | 52.85 | 50.52 | 46.66 | 55.81 | 50.52 | 46.66 | 50.23 | 50.52 | 49.21 | 50.23 | 52.82 | 49.21 | 52.85 | 50.52 | 46.66 | 57.84 | 50.01 | 45.7 | 56.96 | 50.01 | 45.7 | 50.23 | 50.52 | 46.17
3375 | 39.49 | 44.46 | 35.49 | 39.49 | 44.46 | 35.49 | 39.49 | 44.46 | 35.49 | 39.49 | 44.46 | 35.49 | 39.49 | 45.37 | 35.49 | 40.2 | 45.37 | 35.49 | 39.49 | 44.46 | 35.49 | 39.49 | 44.46 | 36.93 | 39.49 | 45.37 | 35.49 | 42.72 | 44.92 | 35.14 | 42.72 | 44.91 | 35.14 | 39.49 | 44.46 | 35.49 | 50.08 | 50.52 | 46.68 | 50.08 | 50.52 | 46.68 | 50.08 | 50.52 | 46.68 | 50.08 | 50.52 | 46.68 | 52.71 | 50.52 | 46.68 | 55.66 | 50.52 | 46.68 | 50.08 | 50.52 | 46.68 | 50.08 | 52.67 | 49.06 | 52.71 | 50.52 | 46.68 | 57.57 | 50.01 | 46.21 | 57.57 | 50.01 | 46.21 | 50.08 | 50.52 | 46.68
3376 | 39.13 | 44.1 | 35.65 | 39.13 | 44.1 | 35.65 | 39.13 | 44.1 | 35.65 | 39.13 | 44.1 | 35.65 | 39.13 | 45.55 | 35.65 | 39.84 | 45.55 | 35.65 | 39.13 | 44.1 | 35.65 | 39.13 | 44.1 | 36.56 | 39.13 | 45.55 | 35.65 | 43.82 | 45.55 | 35.3 | 43.82 | 44.64 | 35.3 | 39.13 | 44.1 | 35.65 | 49.72 | 52.21 | 46.68 | 49.72 | 52.21 | 46.68 | 49.72 | 52.21 | 46.68 | 49.72 | 52.21 | 46.68 | 52.34 | 52.21 | 46.68 | 55.3 | 52.21 | 46.68 | 49.72 | 52.21 | 48.69 | 49.72 | 52.31 | 48.69 | 52.34 | 52.21 | 46.68 | 59.94 | 50.65 | 46.21 | 58.82 | 51.68 | 46.21 | 49.72 | 52.21 | 46.68
3377 | 39.12 | 44.08 | 36.21 | 39.12 | 44.08 | 36.21 | 39.12 | 44.08 | 36.21 | 39.12 | 44.08 | 36.21 | 39.12 | 46.48 | 36.21 | 39.82 | 46.63 | 36.21 | 39.12 | 44.08 | 36.21 | 39.12 | 44.08 | 36.55 | 39.12 | 46.48 | 36.21 | 46.56 | 47.1 | 35.75 | 45.63 | 46.16 | 35.85 | 39.12 | 44.08 | 36.21 | 49.71 | 52.3 | 48.1 | 49.71 | 52.3 | 48.1 | 49.71 | 52.3 | 48.1 | 49.71 | 52.3 | 48.1 | 52.33 | 52.3 | 48.1 | 55.29 | 52.3 | 47.13 | 49.71 | 52.3 | 48.1 | 49.71 | 52.3 | 48.68 | 52.33 | 52.3 | 48.1 | 62.26 | 51.77 | 46.66 | 61.03 | 52.83 | 47.61 | 49.71 | 52.3 | 48.1
3378 | 39.21 | 44.18 | 36.65 | 39.21 | 44.18 | 36.65 | 39.21 | 44.18 | 36.65 | 39.21 | 44.18 | 36.65 | 39.21 | 46.57 | 36.65 | 39.92 | 46.73 | 36.65 | 39.21 | 44.18 | 36.65 | 39.21 | 44.18 | 36.65 | 39.21 | 46.57 | 36.65 | 50.25 | 52.45 | 36.28 | 49.25 | 51.4 | 36.58 | 39.21 | 44.18 | 36.65 | 49.8 | 52.39 | 48.78 | 49.8 | 52.39 | 48.78 | 49.8 | 52.39 | 48.78 | 49.8 | 52.39 | 48.78 | 52.43 | 52.5 | 48.78 | 55.38 | 52.5 | 48.78 | 49.8 | 52.39 | 48.78 | 49.8 | 52.39 | 48.78 | 52.43 | 52.5 | 48.78 | 69.34 | 52.95 | 48.29 | 67.96 | 57.08 | 49.27 | 49.8 | 52.39 | 48.78
3379 | 39.18 | 44.15 | 36.61 | 39.18 | 44.15 | 36.61 | 39.18 | 44.15 | 36.61 | 39.18 | 44.15 | 36.61 | 39.18 | 46.54 | 36.61 | 39.89 | 46.69 | 36.61 | 39.18 | 44.15 | 36.61 | 39.18 | 44.15 | 36.61 | 39.18 | 46.54 | 36.61 | 45.62 | 52.45 | 36.25 | 44.71 | 52.45 | 36.98 | 39.18 | 44.15 | 36.61 | 49.77 | 52.36 | 48.75 | 49.77 | 52.36 | 48.75 | 49.77 | 52.36 | 48.75 | 49.77 | 52.36 | 48.75 | 52.39 | 52.46 | 48.75 | 55.35 | 52.46 | 48.75 | 49.77 | 52.36 | 48.75 | 49.77 | 52.36 | 48.75 | 52.39 | 52.46 | 48.75 | 68.98 | 55.25 | 49.24 | 67.61 | 57.08 | 50.24 | 49.77 | 52.36 | 48.75
3380 | 39.11 | 44.08 | 36.54 | 39.11 | 44.08 | 36.54 | 39.11 | 44.08 | 36.54 | 39.11 | 44.08 | 36.54 | 39.11 | 46.47 | 36.54 | 39.82 | 46.62 | 36.54 | 39.11 | 44.08 | 36.54 | 39.11 | 44.08 | 36.54 | 39.11 | 46.47 | 36.54 | 44.3 | 52.45 | 36.18 | 43.42 | 52.45 | 36.58 | 39.11 | 44.08 | 36.54 | 49.7 | 52.29 | 48.68 | 49.7 | 52.29 | 48.68 | 49.7 | 52.29 | 48.68 | 49.7 | 52.29 | 48.68 | 52.32 | 52.39 | 48.68 | 55.28 | 52.39 | 48.68 | 49.7 | 52.29 | 48.68 | 49.7 | 52.29 | 48.68 | 52.32 | 52.39 | 48.68 | 61.03 | 54.59 | 48.68 | 59.81 | 55.7 | 49.17 | 49.7 | 52.29 | 48.68
3381 | 39.21 | 44.18 | 35.12 | 39.21 | 44.18 | 35.12 | 39.21 | 44.18 | 35.12 | 39.21 | 44.18 | 35.12 | 39.21 | 46.57 | 35.65 | 39.92 | 46.72 | 35.65 | 39.21 | 44.18 | 35.65 | 39.21 | 44.18 | 36.64 | 39.21 | 46.57 | 35.65 | 43.39 | 48.95 | 35.3 | 42.52 | 47.97 | 35.47 | 39.21 | 44.18 | 35.12 | 49.8 | 52.39 | 48.78 | 49.8 | 52.39 | 48.78 | 49.8 | 52.39 | 48.78 | 49.8 | 52.39 | 48.78 | 52.42 | 52.49 | 48.78 | 55.38 | 52.49 | 48.78 | 49.8 | 52.39 | 48.78 | 49.8 | 52.39 | 48.78 | 52.42 | 52.49 | 48.78 | 59.81 | 53.02 | 48.29 | 58.62 | 54.11 | 49.27 | 49.8 | 52.39 | 48.78
3382 | 39.09 | 42.81 | 34.78 | 39.09 | 42.81 | 34.78 | 39.09 | 42.81 | 34.78 | 39.09 | 42.81 | 34.78 | 39.09 | 46.45 | 35.65 | 39.8 | 46.61 | 35.65 | 39.09 | 44.06 | 35.65 | 39.09 | 44.06 | 36.53 | 39.09 | 46.45 | 35.65 | 41.03 | 48.05 | 35.14 | 40.21 | 47.08 | 35.14 | 39.09 | 42.81 | 34.78 | 45.46 | 52.27 | 47.69 | 45.46 | 52.27 | 47.69 | 45.46 | 52.27 | 47.69 | 45.46 | 52.27 | 47.69 | 52.31 | 52.38 | 48.66 | 55.26 | 52.38 | 48.66 | 49.68 | 52.27 | 48.66 | 49.68 | 52.27 | 48.66 | 52.31 | 52.38 | 48.66 | 58.65 | 52.95 | 48.17 | 57.49 | 54.03 | 48.17 | 45.46 | 52.27 | 47.69
3383 | 18.29 | 26.12 | 33.06 | 18.29 | 26.12 | 33.89 | 18.29 | 26.12 | 33.89 | 18.29 | 26.12 | 33.89 | 37.57 | 45.69 | 35.49 | 37.57 | 45.69 | 35.49 | 37.57 | 43.3 | 35.49 | 38.33 | 43.3 | 35.77 | 37.57 | 45.69 | 35.49 | 37.18 | 45.24 | 35.14 | 36.44 | 44.33 | 35.14 | 18.29 | 26.12 | 33.06 | 35.42 | 50.95 | 46.17 | 35.42 | 50.95 | 46.17 | 35.42 | 50.95 | 46.17 | 35.42 | 50.95 | 46.17 | 51.55 | 51.62 | 47.9 | 53.42 | 51.62 | 47.9 | 48.92 | 51.51 | 47.9 | 48.92 | 51.51 | 47.9 | 51.55 | 51.62 | 47.9 | 52.89 | 52.95 | 47.08 | 51.83 | 52.95 | 47.08 | 35.42 | 50.95 | 46.17
3384 | 18.29 | 40.03 | 34.09 | 18.29 | 40.03 | 34.09 | 18.29 | 40.03 | 34.09 | 18.29 | 40.03 | 34.09 | 37.57 | 45.13 | 34.78 | 37.57 | 45.13 | 34.78 | 37.57 | 42.74 | 34.78 | 37.77 | 42.74 | 35.2 | 37.57 | 45.13 | 34.78 | 37.18 | 44.92 | 34.43 | 36.44 | 44.02 | 34.43 | 18.29 | 40.03 | 34.09 | 36.14 | 50.54 | 46.39 | 36.14 | 50.54 | 46.39 | 36.14 | 50.54 | 46.39 | 36.14 | 50.54 | 46.39 | 50.98 | 51.05 | 47.34 | 51.31 | 51.05 | 47.34 | 48.36 | 50.95 | 47.34 | 48.36 | 50.95 | 47.34 | 50.98 | 51.05 | 47.34 | 51.31 | 51.05 | 46.86 | 50.29 | 51.05 | 46.86 | 36.14 | 50.54 | 46.39
3385 | 18.29 | 26.12 | 33.06 | 18.29 | 26.12 | 34.07 | 18.29 | 26.12 | 34.07 | 18.29 | 26.12 | 34.07 | 36.77 | 44.71 | 34.77 | 36.77 | 44.71 | 34.77 | 36.77 | 42.32 | 34.77 | 37.35 | 42.32 | 34.78 | 36.77 | 44.71 | 34.77 | 36.39 | 44.92 | 34.42 | 35.66 | 44.02 | 34.42 | 18.29 | 26.12 | 33.06 | 32.95 | 48.67 | 46.17 | 32.95 | 48.67 | 46.17 | 32.95 | 48.67 | 46.17 | 32.95 | 48.67 | 46.17 | 50.56 | 49.16 | 46.92 | 51.31 | 49.16 | 46.92 | 47.94 | 49.16 | 46.92 | 47.94 | 50.53 | 46.92 | 50.56 | 49.16 | 46.92 | 51.31 | 49.16 | 46.45 | 50.29 | 49.16 | 46.63 | 32.95 | 48.67 | 46.17
3386 | 18.29 | 26.12 | 32.11 | 18.29 | 26.12 | 34.07 | 18.29 | 26.12 | 34.07 | 18.29 | 26.12 | 34.07 | 36.76 | 44.01 | 34.43 | 36.76 | 44.01 | 34.43 | 36.76 | 41.98 | 34.43 | 37.01 | 41.98 | 34.44 | 36.76 | 44.01 | 34.43 | 36.39 | 44.46 | 34.42 | 35.66 | 43.57 | 34.42 | 18.29 | 26.12 | 32.11 | 29 | 48.53 | 46.17 | 29 | 48.53 | 46.17 | 29 | 48.53 | 46.17 | 29 | 48.53 | 46.17 | 50.22 | 49.51 | 46.45 | 50.29 | 49.51 | 46.45 | 47.6 | 49.51 | 46.45 | 47.6 | 50.19 | 46.58 | 50.22 | 49.51 | 46.45 | 50.8 | 49.02 | 45.98 | 49.79 | 49.02 | 46.63 | 29 | 48.53 | 46.17
3387 | 18.29 | 26.12 | 32.11 | 18.29 | 26.12 | 32.11 | 18.29 | 26.12 | 32.11 | 18.29 | 26.12 | 32.11 | 36.83 | 44.01 | 34.26 | 36.83 | 44.01 | 34.26 | 36.83 | 41.8 | 34.26 | 36.83 | 41.8 | 34.26 | 36.83 | 44.01 | 34.26 | 36.83 | 44.46 | 34.42 | 36.09 | 43.57 | 34.42 | 18.29 | 26.12 | 32.11 | 32.95 | 48.92 | 46.17 | 32.95 | 48.92 | 46.17 | 32.95 | 48.92 | 46.17 | 32.95 | 48.92 | 46.17 | 50.04 | 49.51 | 46.4 | 50.29 | 49.51 | 46.4 | 47.42 | 49.51 | 46.4 | 47.42 | 50.01 | 46.4 | 50.04 | 49.51 | 46.4 | 50.8 | 49.42 | 45.93 | 49.79 | 49.42 | 46.63 | 32.95 | 48.92 | 46.17
3388 | 20.68 | 26.12 | 34.07 | 20.68 | 26.12 | 34.07 | 20.68 | 26.12 | 34.07 | 20.68 | 26.12 | 34.07 | 36.96 | 44.01 | 34.39 | 36.96 | 44.01 | 34.39 | 36.96 | 41.93 | 34.39 | 36.96 | 41.93 | 34.39 | 36.96 | 44.01 | 34.39 | 37.18 | 44.46 | 34.42 | 36.44 | 44.46 | 34.42 | 20.68 | 26.12 | 34.07 | 36.14 | 49 | 46.17 | 36.14 | 49 | 46.17 | 36.14 | 49 | 46.17 | 36.14 | 49 | 46.17 | 50.17 | 49.13 | 46.45 | 50.8 | 49.13 | 46.45 | 47.55 | 49.13 | 46.45 | 47.55 | 50.14 | 46.45 | 50.17 | 49.13 | 46.45 | 51.31 | 49.13 | 45.98 | 50.29 | 49.49 | 46.63 | 36.14 | 49 | 46.17
3389 | 37.75 | 42.71 | 35.18 | 37.75 | 42.71 | 35.18 | 37.75 | 42.71 | 35.18 | 37.75 | 42.71 | 35.18 | 37.75 | 44.47 | 35.18 | 38.45 | 44.47 | 35.18 | 37.75 | 42.71 | 35.18 | 37.75 | 42.71 | 35.18 | 37.75 | 44.47 | 35.18 | 39.19 | 44.92 | 35.14 | 39.19 | 44.92 | 35.53 | 37.75 | 42.71 | 35.18 | 48.34 | 50.92 | 47.31 | 48.34 | 50.92 | 47.31 | 48.34 | 50.92 | 47.31 | 48.34 | 50.92 | 47.31 | 50.96 | 50.92 | 47.31 | 53.91 | 50.92 | 47.31 | 48.34 | 50.92 | 47.31 | 48.34 | 50.92 | 47.31 | 50.96 | 50.92 | 47.31 | 58.15 | 50.65 | 46.84 | 58.15 | 51.68 | 47.79 | 48.34 | 50.92 | 47.31
3390 | 39.02 | 43.99 | 36.26 | 39.02 | 43.99 | 36.26 | 39.02 | 43.99 | 36.26 | 39.02 | 43.99 | 36.26 | 39.02 | 46.38 | 36.26 | 39.73 | 46.53 | 36.26 | 39.02 | 43.99 | 36.26 | 39.02 | 43.99 | 36.45 | 39.02 | 46.38 | 36.26 | 44.71 | 47.48 | 35.89 | 44.71 | 48.45 | 36.62 | 39.02 | 43.99 | 36.26 | 49.61 | 52.2 | 48.59 | 49.61 | 52.2 | 48.59 | 49.61 | 52.2 | 48.59 | 49.61 | 52.2 | 48.59 | 52.23 | 52.31 | 48.59 | 55.19 | 52.31 | 48.59 | 49.61 | 52.2 | 48.59 | 49.61 | 52.2 | 48.59 | 52.23 | 52.31 | 48.59 | 68.65 | 52.83 | 47.16 | 67.28 | 53.91 | 49.08 | 49.61 | 52.2 | 48.59
3391 | 39.99 | 44.96 | 37.23 | 39.99 | 44.96 | 37.23 | 39.99 | 44.96 | 37.23 | 39.99 | 44.96 | 37.23 | 39.99 | 47.36 | 37.23 | 40.7 | 47.51 | 37.23 | 39.99 | 44.96 | 37.23 | 39.99 | 44.96 | 37.43 | 39.99 | 47.36 | 37.23 | 52.07 | 47.99 | 35.75 | 51.03 | 48.97 | 36.86 | 39.99 | 44.96 | 37.23 | 50.58 | 53.17 | 47.16 | 50.58 | 53.17 | 47.16 | 50.58 | 53.17 | 47.16 | 50.58 | 53.17 | 47.16 | 53.21 | 53.28 | 47.16 | 56.16 | 53.28 | 47.16 | 50.58 | 53.17 | 49.56 | 50.58 | 53.17 | 49.56 | 53.21 | 53.28 | 47.16 | 72.16 | 52.95 | 46.66 | 70.72 | 53.71 | 47.64 | 50.58 | 53.17 | 47.16
3392 | 40.47 | 45.43 | 36.22 | 40.47 | 45.43 | 36.22 | 40.47 | 45.43 | 36.22 | 40.47 | 45.43 | 36.22 | 40.47 | 46.24 | 36.22 | 41.17 | 46.24 | 36.22 | 40.47 | 45.43 | 36.22 | 40.47 | 45.43 | 37.9 | 40.47 | 46.24 | 36.22 | 51.03 | 45.89 | 35.14 | 51.03 | 45.89 | 35.86 | 40.47 | 45.43 | 36.22 | 51.05 | 53.28 | 46.68 | 51.05 | 53.28 | 46.68 | 51.05 | 53.28 | 46.68 | 51.05 | 53.28 | 46.68 | 53.68 | 53.28 | 46.68 | 56.63 | 53.28 | 46.68 | 51.05 | 53.28 | 49.85 | 51.05 | 53.64 | 49.85 | 53.68 | 53.28 | 46.68 | 69.34 | 51.16 | 45.29 | 67.96 | 52.21 | 46.22 | 51.05 | 53.28 | 46.68
3393 | 40.4 | 45.37 | 35.85 | 40.4 | 45.37 | 35.85 | 40.4 | 45.37 | 35.85 | 40.4 | 45.37 | 35.85 | 40.4 | 45.37 | 35.49 | 41.11 | 45.37 | 35.49 | 40.4 | 45.37 | 35.85 | 40.4 | 45.37 | 37.83 | 40.4 | 45.37 | 35.49 | 44.72 | 44.91 | 35.14 | 43.82 | 45.82 | 35.49 | 40.4 | 45.37 | 35.85 | 50.99 | 52.08 | 46.68 | 50.99 | 52.08 | 46.68 | 50.99 | 52.08 | 46.68 | 50.99 | 52.08 | 46.68 | 53.61 | 52.08 | 46.68 | 56.57 | 52.08 | 46.68 | 50.99 | 52.08 | 49.85 | 50.99 | 53.58 | 49.97 | 53.61 | 52.08 | 46.68 | 60.41 | 48.15 | 45.29 | 60.41 | 51.03 | 46.21 | 50.99 | 52.08 | 46.68
3394 | 40.27 | 45.24 | 35.12 | 40.27 | 45.24 | 35.12 | 40.27 | 45.24 | 35.12 | 40.27 | 45.24 | 35.12 | 40.27 | 45.24 | 34.77 | 40.98 | 45.24 | 34.77 | 40.27 | 45.24 | 35.12 | 40.27 | 45.24 | 37.7 | 40.27 | 45.24 | 34.77 | 43.38 | 44.78 | 34.42 | 42.51 | 44.92 | 34.77 | 40.27 | 45.24 | 35.12 | 50.86 | 49.63 | 46.17 | 50.86 | 49.63 | 46.17 | 50.86 | 49.63 | 46.17 | 50.86 | 49.63 | 46.17 | 53.48 | 49.63 | 46.17 | 56.44 | 49.63 | 46.17 | 50.86 | 49.63 | 49.34 | 50.86 | 53.45 | 49.84 | 53.48 | 49.63 | 46.17 | 57.01 | 48.15 | 44.8 | 56.41 | 49.13 | 45.7 | 50.86 | 49.63 | 46.17
3395 | 40.17 | 45.14 | 34.77 | 40.17 | 45.14 | 34.77 | 40.17 | 45.14 | 34.77 | 40.17 | 45.14 | 34.77 | 40.17 | 45.14 | 34.77 | 40.88 | 45.14 | 34.77 | 40.17 | 45.14 | 34.77 | 40.17 | 45.14 | 37.6 | 40.17 | 45.14 | 34.77 | 42.46 | 44.69 | 34.42 | 41.61 | 44.92 | 34.42 | 40.17 | 45.14 | 34.77 | 50.76 | 49.63 | 46.17 | 50.76 | 49.63 | 46.17 | 50.76 | 49.63 | 46.17 | 50.76 | 49.63 | 46.17 | 53.38 | 49.63 | 46.17 | 55.84 | 49.63 | 46.17 | 50.76 | 49.63 | 47.88 | 50.76 | 53.35 | 49.74 | 53.38 | 49.63 | 46.17 | 56.99 | 49.13 | 45.35 | 55.85 | 49.13 | 45.7 | 50.76 | 49.63 | 46.17
3396 | 39.97 | 44.94 | 34.77 | 39.97 | 44.94 | 34.77 | 39.97 | 44.94 | 34.77 | 39.97 | 44.94 | 34.77 | 39.97 | 44.94 | 34.77 | 40.68 | 44.94 | 34.77 | 39.97 | 44.94 | 34.77 | 39.97 | 44.94 | 37.4 | 39.97 | 44.94 | 34.77 | 42.42 | 44.49 | 34.42 | 41.57 | 44.91 | 34.42 | 39.97 | 44.94 | 34.77 | 50.56 | 49.44 | 46.17 | 50.56 | 49.44 | 46.17 | 50.56 | 49.44 | 46.17 | 50.56 | 49.44 | 46.17 | 53.18 | 49.44 | 46.17 | 55.38 | 49.44 | 46.17 | 50.56 | 49.44 | 49.34 | 50.56 | 53.15 | 49.53 | 53.18 | 49.44 | 46.17 | 56.52 | 48.95 | 45.35 | 55.39 | 48.95 | 45.7 | 50.56 | 49.44 | 46.17
3397 | 39.84 | 44.8 | 34.77 | 39.84 | 44.8 | 34.77 | 39.84 | 44.8 | 34.77 | 39.84 | 44.8 | 34.77 | 39.84 | 44.8 | 34.77 | 40.54 | 44.8 | 34.77 | 39.84 | 44.8 | 34.77 | 39.84 | 44.8 | 37.27 | 39.84 | 44.8 | 34.77 | 41.51 | 44.36 | 34.42 | 40.68 | 44.36 | 34.42 | 39.84 | 44.8 | 34.77 | 50.43 | 49.44 | 46.17 | 50.43 | 49.44 | 46.17 | 50.43 | 49.44 | 46.17 | 50.43 | 49.44 | 46.17 | 53.05 | 49.44 | 46.17 | 54.99 | 49.44 | 46.17 | 50.43 | 49.44 | 49.34 | 50.43 | 53.01 | 49.4 | 53.05 | 49.44 | 46.17 | 55.54 | 48.95 | 45.35 | 54.44 | 48.95 | 45.7 | 50.43 | 49.44 | 46.17
3398 | 39.64 | 44.61 | 34.77 | 39.64 | 44.61 | 34.77 | 39.64 | 44.61 | 34.77 | 39.64 | 44.61 | 34.77 | 39.64 | 44.61 | 34.77 | 40.35 | 44.61 | 34.77 | 39.64 | 44.61 | 34.77 | 39.64 | 44.61 | 37.07 | 39.64 | 44.61 | 34.77 | 42.47 | 44.36 | 34.42 | 41.63 | 45.06 | 34.42 | 39.64 | 44.61 | 34.77 | 50.23 | 49.44 | 46.17 | 50.23 | 49.44 | 46.17 | 50.23 | 49.44 | 46.17 | 50.23 | 49.44 | 46.17 | 52.85 | 49.44 | 46.17 | 55.81 | 49.44 | 46.17 | 50.23 | 49.44 | 49.21 | 50.23 | 52.82 | 49.21 | 52.85 | 49.44 | 46.17 | 56.39 | 48.95 | 45.7 | 55.26 | 48.95 | 45.7 | 50.23 | 49.44 | 46.17
3399 | 39.42 | 44.38 | 34.77 | 39.42 | 44.38 | 34.77 | 39.42 | 44.38 | 34.77 | 39.42 | 44.38 | 34.77 | 39.42 | 44.38 | 34.77 | 40.12 | 44.38 | 34.77 | 39.42 | 44.38 | 34.77 | 39.42 | 44.38 | 36.85 | 39.42 | 44.38 | 34.77 | 41.51 | 44.83 | 34.42 | 42.09 | 44.83 | 35.12 | 39.42 | 44.38 | 34.77 | 50.01 | 49.62 | 46.68 | 50.01 | 49.62 | 46.68 | 50.01 | 49.62 | 46.68 | 50.01 | 49.62 | 46.68 | 52.63 | 49.62 | 46.68 | 55.59 | 49.62 | 46.68 | 50.01 | 49.62 | 47.13 | 50.01 | 52.59 | 48.98 | 52.63 | 49.62 | 46.68 | 57.57 | 49.13 | 46.21 | 57.57 | 50.01 | 46.22 | 50.01 | 49.62 | 46.68
3400 | 39.2 | 44.17 | 36.64 | 39.2 | 44.17 | 36.64 | 39.2 | 44.17 | 36.64 | 39.2 | 44.17 | 36.64 | 39.2 | 44.17 | 36.21 | 39.91 | 44.17 | 36.21 | 39.2 | 44.17 | 36.64 | 39.2 | 44.17 | 36.64 | 39.2 | 44.17 | 36.21 | 42.42 | 44.62 | 35.85 | 43.28 | 45.53 | 36.58 | 39.2 | 44.17 | 36.64 | 49.79 | 52.38 | 47.17 | 49.79 | 52.38 | 47.17 | 49.79 | 52.38 | 47.17 | 49.79 | 52.38 | 47.17 | 52.41 | 52.38 | 47.16 | 55.37 | 52.38 | 47.16 | 49.79 | 52.38 | 47.17 | 49.79 | 52.38 | 47.17 | 52.41 | 52.38 | 47.16 | 59.81 | 51.86 | 46.69 | 59.81 | 52.92 | 47.64 | 49.79 | 52.38 | 48.63
3401 | 39.38 | 44.35 | 36.81 | 39.38 | 44.35 | 36.81 | 39.38 | 44.35 | 36.81 | 39.38 | 44.35 | 36.81 | 39.38 | 45.93 | 36.81 | 40.09 | 45.93 | 36.81 | 39.38 | 44.35 | 36.81 | 39.38 | 44.35 | 36.81 | 39.38 | 45.93 | 36.81 | 46.04 | 45.93 | 36.59 | 46.04 | 46.87 | 37.34 | 39.38 | 44.35 | 36.81 | 49.97 | 52.56 | 48.94 | 49.97 | 52.56 | 48.94 | 49.97 | 52.56 | 48.94 | 49.97 | 52.56 | 48.94 | 52.59 | 52.56 | 48.94 | 55.55 | 52.56 | 48.94 | 49.97 | 52.56 | 48.94 | 49.97 | 52.56 | 48.94 | 52.59 | 52.56 | 48.94 | 60.02 | 52.03 | 48.46 | 60.02 | 72.05 | 49.44 | 49.97 | 52.56 | 48.94
3402 | 39.43 | 44.4 | 36.86 | 39.43 | 44.4 | 36.86 | 39.43 | 44.4 | 36.86 | 39.43 | 44.4 | 36.86 | 39.43 | 46.79 | 36.86 | 40.14 | 46.94 | 36.86 | 39.43 | 44.4 | 36.86 | 39.43 | 44.4 | 36.86 | 39.43 | 46.79 | 36.86 | 48.29 | 47.56 | 37.24 | 48.29 | 59.99 | 69.58 | 39.43 | 44.4 | 36.86 | 50.02 | 52.61 | 49 | 50.02 | 52.61 | 49 | 50.02 | 52.61 | 49 | 50.02 | 52.61 | 49 | 52.64 | 52.71 | 49 | 55.6 | 52.71 | 49 | 50.02 | 52.61 | 49 | 50.02 | 52.61 | 49 | 52.64 | 52.71 | 49 | 70.72 | 53.25 | 49.49 | 70.72 | 83.69 | 101.86 | 50.02 | 52.61 | 51.3
3403 | 39.38 | 44.34 | 36.81 | 39.38 | 44.34 | 36.81 | 39.38 | 44.34 | 36.81 | 39.38 | 44.34 | 36.81 | 39.38 | 46.74 | 36.81 | 40.08 | 46.89 | 36.81 | 39.38 | 44.34 | 36.81 | 39.38 | 44.34 | 36.81 | 39.38 | 46.74 | 36.81 | 51.03 | 61.33 | 37.27 | 51.03 | 63.24 | 71.72 | 39.38 | 44.34 | 36.81 | 49.96 | 52.55 | 48.94 | 49.96 | 52.55 | 48.94 | 49.96 | 52.55 | 48.94 | 49.96 | 52.55 | 48.94 | 52.59 | 52.66 | 48.94 | 55.54 | 52.66 | 48.94 | 49.96 | 52.55 | 48.94 | 49.96 | 52.55 | 48.94 | 52.59 | 52.66 | 48.94 | 70.72 | 53.19 | 49.44 | 70.72 | 83.69 | 101.86 | 49.96 | 52.55 | 49.93
3404 | 39.16 | 44.13 | 36.59 | 39.16 | 44.13 | 36.59 | 39.16 | 44.13 | 36.59 | 39.16 | 44.13 | 36.59 | 39.16 | 46.52 | 36.59 | 39.87 | 46.67 | 36.59 | 39.16 | 44.13 | 36.59 | 39.16 | 44.13 | 36.59 | 39.16 | 46.52 | 36.59 | 51.03 | 61.34 | 38.24 | 51.03 | 63.24 | 76.26 | 39.16 | 44.13 | 36.59 | 49.75 | 52.34 | 48.72 | 49.75 | 52.34 | 48.72 | 49.75 | 52.34 | 48.72 | 49.75 | 52.34 | 48.72 | 52.37 | 52.44 | 48.72 | 55.33 | 52.44 | 48.72 | 49.75 | 52.34 | 48.72 | 49.75 | 52.34 | 48.72 | 52.37 | 52.44 | 48.72 | 70.72 | 59.12 | 49.22 | 70.72 | 83.69 | 101.86 | 49.75 | 52.34 | 48.72
3405 | 39.22 | 44.19 | 36.65 | 39.22 | 44.19 | 36.65 | 39.22 | 44.19 | 36.65 | 39.22 | 44.19 | 36.65 | 39.22 | 46.58 | 36.65 | 39.93 | 46.73 | 36.65 | 39.22 | 44.19 | 36.65 | 39.22 | 44.19 | 36.65 | 39.22 | 46.58 | 36.65 | 47.36 | 61.34 | 37.02 | 47.36 | 63.23 | 71.72 | 39.22 | 44.19 | 36.65 | 49.81 | 52.4 | 48.78 | 49.81 | 52.4 | 48.78 | 49.81 | 52.4 | 48.78 | 49.81 | 52.4 | 48.78 | 52.43 | 52.5 | 48.78 | 55.39 | 52.5 | 48.78 | 49.81 | 52.4 | 48.78 | 49.81 | 52.4 | 48.78 | 52.43 | 52.5 | 48.78 | 70.38 | 59.12 | 49.28 | 70.38 | 83.69 | 101.86 | 49.81 | 52.4 | 48.78
3406 | 35.27 | 40.31 | 36.56 | 35.27 | 40.31 | 36.56 | 35.27 | 40.31 | 36.56 | 35.27 | 40.31 | 36.56 | 39.13 | 46.49 | 36.56 | 39.84 | 46.64 | 36.56 | 39.13 | 44.1 | 36.56 | 39.13 | 44.1 | 36.56 | 39.13 | 46.49 | 36.56 | 43.42 | 54.36 | 36.93 | 43.42 | 55.47 | 71.72 | 35.27 | 40.31 | 36.56 | 36.14 | 52.31 | 48.7 | 36.14 | 52.31 | 48.7 | 36.14 | 52.31 | 48.7 | 36.14 | 52.31 | 48.7 | 52.34 | 52.41 | 48.7 | 55.3 | 52.41 | 48.7 | 49.72 | 52.31 | 48.7 | 49.72 | 52.31 | 48.7 | 52.34 | 52.41 | 48.7 | 59.81 | 55.25 | 49.19 | 59.81 | 83.69 | 101.86 | 36.14 | 52.31 | 48.7
3407 | 18.29 | 40.03 | 35.72 | 18.29 | 40.03 | 35.72 | 18.29 | 40.03 | 35.72 | 18.29 | 40.03 | 35.72 | 38.29 | 45.65 | 35.72 | 39 | 45.8 | 35.72 | 38.29 | 43.26 | 35.72 | 38.29 | 43.26 | 35.72 | 38.29 | 45.65 | 35.72 | 39.19 | 48.68 | 36.08 | 39.19 | 52.14 | 75.74 | 18.29 | 40.03 | 35.72 | 35.42 | 51.19 | 47.86 | 35.42 | 51.19 | 47.86 | 35.42 | 51.19 | 47.86 | 35.42 | 51.19 | 47.86 | 51.5 | 51.57 | 47.86 | 54.46 | 51.57 | 47.86 | 48.88 | 51.47 | 47.86 | 48.88 | 51.47 | 47.86 | 51.5 | 51.57 | 47.86 | 56.56 | 52.95 | 48.53 | 56.56 | 83.69 | 101.86 | 35.42 | 51.19 | 47.86
3408 | 18.29 | 26.13 | 35.08 | 18.29 | 26.13 | 35.08 | 18.29 | 26.13 | 35.08 | 18.29 | 26.13 | 35.08 | 37.65 | 45.01 | 35.08 | 37.77 | 45.16 | 35.08 | 37.65 | 42.62 | 35.08 | 37.65 | 42.62 | 35.08 | 37.65 | 45.01 | 35.08 | 37.77 | 47.39 | 35.75 | 37.77 | 52.14 | 75.03 | 18.29 | 26.13 | 35.08 | 29 | 50.83 | 47.22 | 29 | 50.83 | 47.22 | 29 | 50.83 | 47.22 | 29 | 50.83 | 47.22 | 50.86 | 50.94 | 47.22 | 53.34 | 50.94 | 47.22 | 48.24 | 50.83 | 47.22 | 48.24 | 50.83 | 47.22 | 50.86 | 50.94 | 47.22 | 53.87 | 51.45 | 47.7 | 53.87 | 83.69 | 100.12 | 29 | 50.83 | 47.22
3409 | 17.92 | 26.12 | 34.46 | 17.92 | 26.12 | 34.46 | 17.92 | 26.12 | 34.46 | 17.92 | 26.12 | 34.46 | 37.03 | 44.39 | 34.46 | 37.74 | 44.54 | 34.46 | 37.03 | 42 | 34.46 | 37.03 | 42 | 34.46 | 37.03 | 44.39 | 34.46 | 37.77 | 45.56 | 35.36 | 37.77 | 52.14 | 74.21 | 17.92 | 26.12 | 34.46 | 10.33 | 50.21 | 46.59 | 10.33 | 50.21 | 46.59 | 10.33 | 50.21 | 46.59 | 10.33 | 50.21 | 46.59 | 50.24 | 50.31 | 46.59 | 51.81 | 50.31 | 46.59 | 47.62 | 50.21 | 46.59 | 47.62 | 50.21 | 46.59 | 50.24 | 50.31 | 46.59 | 52.33 | 50.82 | 47.06 | 52.33 | 81.19 | 64.1 | 10.33 | 50.21 | 46.59
3410 | 18.29 | 26.12 | 34.04 | 18.29 | 26.12 | 34.04 | 18.29 | 26.12 | 34.04 | 18.29 | 26.12 | 34.04 | 36.6 | 43.96 | 34.04 | 37.31 | 44.12 | 34.04 | 36.6 | 41.57 | 34.04 | 36.6 | 41.57 | 34.04 | 36.6 | 43.96 | 34.04 | 37.77 | 44.6 | 34.42 | 37.77 | 52.14 | 72.25 | 18.29 | 26.12 | 34.04 | 10.33 | 49.78 | 46.17 | 10.33 | 49.78 | 46.17 | 10.33 | 49.78 | 46.17 | 10.33 | 49.78 | 46.17 | 49.82 | 49.89 | 46.17 | 51.81 | 49.89 | 46.17 | 47.19 | 49.78 | 46.17 | 47.19 | 49.78 | 46.17 | 49.82 | 49.89 | 46.17 | 52.33 | 50.53 | 46.64 | 52.33 | 81.19 | 64.1 | 10.33 | 49.78 | 46.17
3411 | 18.29 | 29 | 33.83 | 18.29 | 29 | 33.83 | 18.29 | 29 | 33.83 | 18.29 | 29 | 33.83 | 36.4 | 43.75 | 33.83 | 37.1 | 43.91 | 33.83 | 36.4 | 41.36 | 33.83 | 36.4 | 41.36 | 33.83 | 36.4 | 43.75 | 33.83 | 37.77 | 44.6 | 34.42 | 37.77 | 56.8 | 72.25 | 18.29 | 29 | 33.83 | 35.42 | 49.57 | 45.96 | 35.42 | 49.57 | 45.96 | 35.42 | 49.57 | 45.96 | 35.42 | 49.57 | 46.17 | 49.61 | 49.68 | 45.96 | 51.28 | 49.68 | 45.96 | 46.98 | 49.57 | 45.96 | 46.98 | 49.57 | 45.96 | 49.61 | 49.68 | 45.96 | 51.8 | 50.25 | 45.5 | 52.33 | 81.19 | 64.1 | 35.42 | 49.57 | 45.96
3412 | 36.46 | 41.43 | 33.9 | 36.46 | 41.43 | 33.9 | 36.46 | 41.43 | 33.9 | 36.46 | 41.43 | 33.9 | 36.46 | 43.82 | 33.9 | 37.17 | 43.97 | 33.9 | 36.46 | 41.43 | 33.9 | 36.46 | 41.43 | 33.9 | 36.46 | 43.82 | 33.9 | 38.22 | 44.6 | 34.42 | 38.22 | 66.58 | 72.25 | 36.46 | 41.43 | 33.9 | 47.05 | 49.64 | 46.03 | 47.05 | 49.64 | 46.03 | 47.05 | 49.64 | 46.03 | 47.05 | 49.64 | 46.17 | 49.68 | 49.75 | 46.03 | 52.63 | 49.75 | 46.03 | 47.05 | 49.64 | 46.03 | 47.05 | 49.64 | 46.03 | 49.68 | 49.75 | 46.03 | 53.16 | 50.25 | 45.57 | 53.72 | 83.69 | 95.65 | 47.05 | 49.64 | 46.03
3413 | 37.3 | 42.26 | 34.73 | 37.3 | 42.26 | 34.73 | 37.3 | 42.26 | 34.73 | 37.3 | 42.26 | 34.73 | 37.3 | 44.65 | 34.73 | 38 | 44.81 | 34.73 | 37.3 | 42.26 | 34.73 | 37.3 | 42.26 | 34.73 | 37.3 | 44.65 | 34.73 | 43.59 | 45.26 | 35.08 | 44.03 | 69.56 | 73.63 | 37.3 | 42.26 | 34.73 | 47.88 | 50.47 | 46.86 | 47.88 | 50.47 | 46.86 | 47.88 | 50.47 | 46.86 | 47.88 | 50.47 | 46.86 | 50.51 | 50.58 | 46.86 | 53.46 | 50.58 | 46.86 | 47.88 | 50.47 | 46.86 | 47.88 | 50.47 | 46.86 | 50.51 | 50.58 | 46.86 | 63.76 | 50.98 | 46.39 | 65.06 | 83.69 | 97.38 | 47.88 | 50.47 | 46.86
3414 | 38.92 | 43.89 | 36.35 | 38.92 | 43.89 | 36.35 | 38.92 | 43.89 | 36.35 | 38.92 | 43.89 | 36.35 | 38.92 | 46.28 | 36.35 | 39.63 | 46.43 | 36.35 | 38.92 | 43.89 | 36.35 | 38.92 | 43.89 | 36.35 | 38.92 | 46.28 | 36.35 | 49.3 | 50.35 | 35.99 | 50.31 | 67.48 | 74.21 | 38.92 | 43.89 | 36.35 | 49.51 | 52.1 | 48.48 | 49.51 | 52.1 | 48.48 | 49.51 | 52.1 | 48.48 | 49.51 | 52.1 | 48.48 | 52.13 | 52.2 | 48.48 | 55.09 | 52.2 | 48.48 | 49.51 | 52.1 | 48.48 | 49.51 | 52.1 | 48.48 | 52.13 | 52.2 | 48.48 | 71.67 | 52.73 | 48 | 71.67 | 81.19 | 64.1 | 49.51 | 52.1 | 48.48
3415 | 40.12 | 45.08 | 37.55 | 40.12 | 45.08 | 37.55 | 40.12 | 45.08 | 37.55 | 40.12 | 45.08 | 37.55 | 40.12 | 47.48 | 37.55 | 40.82 | 47.63 | 37.55 | 40.12 | 45.08 | 37.55 | 40.12 | 45.08 | 37.55 | 40.12 | 47.48 | 37.55 | 53.31 | 48.12 | 37.17 | 53.31 | 49.1 | 37.93 | 40.12 | 45.08 | 37.55 | 50.71 | 53.29 | 49.68 | 50.71 | 53.29 | 49.68 | 50.71 | 53.29 | 49.68 | 50.71 | 53.29 | 49.68 | 53.33 | 53.4 | 49.68 | 56.29 | 53.4 | 49.68 | 50.71 | 53.29 | 49.68 | 50.71 | 53.29 | 49.68 | 53.33 | 53.4 | 49.68 | 71.85 | 53.94 | 49.19 | 71.85 | 72.29 | 50.19 | 50.71 | 53.29 | 49.68
3416 | 40.66 | 45.62 | 38.09 | 40.66 | 45.62 | 38.09 | 40.66 | 45.62 | 38.09 | 40.66 | 45.62 | 38.09 | 40.66 | 48.02 | 38.09 | 41.36 | 48.17 | 38.09 | 40.66 | 45.62 | 38.09 | 40.66 | 45.62 | 38.09 | 40.66 | 48.02 | 38.09 | 52.33 | 48.65 | 37.71 | 51.28 | 47.56 | 38.47 | 40.66 | 45.62 | 38.09 | 51.25 | 53.83 | 50.22 | 51.25 | 53.83 | 50.22 | 51.25 | 53.83 | 50.22 | 51.25 | 53.83 | 50.22 | 53.87 | 53.94 | 50.22 | 56.82 | 53.94 | 50.22 | 51.25 | 53.83 | 50.22 | 51.25 | 53.83 | 50.22 | 53.87 | 53.94 | 50.22 | 71.67 | 54.48 | 47.81 | 70.24 | 55.6 | 49.72 | 51.25 | 53.83 | 50.22
3417 | 40.52 | 45.49 | 37.95 | 40.52 | 45.49 | 37.95 | 40.52 | 45.49 | 37.95 | 40.52 | 45.49 | 37.95 | 40.52 | 47.88 | 37.95 | 41.23 | 48.03 | 37.95 | 40.52 | 45.49 | 37.95 | 40.52 | 45.49 | 37.95 | 40.52 | 47.88 | 37.95 | 51.3 | 47.56 | 37.57 | 50.27 | 45.95 | 37.57 | 40.52 | 45.49 | 37.95 | 51.11 | 53.7 | 46.91 | 51.11 | 53.7 | 46.91 | 51.11 | 53.7 | 46.91 | 51.11 | 53.7 | 46.91 | 53.73 | 53.8 | 50.09 | 56.69 | 53.8 | 50.09 | 51.11 | 53.7 | 50.09 | 51.11 | 53.7 | 50.09 | 53.73 | 53.8 | 50.09 | 71.67 | 54.24 | 44.8 | 70.24 | 54.24 | 44.8 | 51.11 | 53.7 | 46.91
3418 | 40.42 | 45.39 | 37.85 | 40.42 | 45.39 | 37.85 | 40.42 | 45.39 | 37.85 | 40.42 | 45.39 | 37.85 | 40.42 | 47.78 | 37.85 | 41.13 | 47.93 | 37.85 | 40.42 | 45.39 | 37.85 | 40.42 | 45.39 | 37.85 | 40.42 | 47.78 | 37.85 | 51.3 | 47.45 | 37.47 | 50.27 | 45.84 | 37.47 | 40.42 | 45.39 | 37.85 | 51.01 | 53.6 | 46.17 | 51.01 | 53.6 | 46.17 | 51.01 | 53.6 | 46.17 | 51.01 | 53.6 | 46.17 | 53.63 | 53.7 | 49.99 | 56.59 | 53.7 | 49.99 | 51.01 | 53.6 | 49.99 | 51.01 | 53.6 | 49.99 | 53.63 | 53.7 | 49.99 | 69.06 | 54.14 | 44.8 | 67.68 | 53.06 | 44.8 | 51.01 | 53.6 | 46.17
3419 | 40.36 | 45.32 | 37.79 | 40.36 | 45.32 | 37.79 | 40.36 | 45.32 | 37.79 | 40.36 | 45.32 | 37.79 | 40.36 | 47.72 | 37.79 | 41.06 | 47.87 | 37.79 | 40.36 | 45.32 | 37.79 | 40.36 | 45.32 | 37.79 | 40.36 | 47.72 | 37.79 | 44.47 | 47.39 | 37.41 | 43.14 | 45.78 | 37.41 | 40.36 | 45.32 | 37.79 | 50.95 | 53.53 | 46.17 | 50.95 | 53.53 | 46.17 | 50.95 | 53.53 | 46.17 | 50.95 | 53.53 | 46.17 | 53.57 | 53.64 | 49.34 | 56.53 | 53.64 | 49.92 | 50.95 | 53.53 | 49.34 | 50.95 | 53.53 | 49.92 | 53.57 | 53.64 | 49.34 | 58.25 | 53.1 | 44.8 | 57.09 | 53 | 44.8 | 50.95 | 53.53 | 46.17
3420 | 40.13 | 45.1 | 37.56 | 40.13 | 45.1 | 37.56 | 40.13 | 45.1 | 37.56 | 40.13 | 45.1 | 37.56 | 40.13 | 47.49 | 37.56 | 40.84 | 47.64 | 37.56 | 40.13 | 45.1 | 37.56 | 40.13 | 45.1 | 37.56 | 40.13 | 47.49 | 37.56 | 43.58 | 47.17 | 34.42 | 42.28 | 44.65 | 34.42 | 40.13 | 45.1 | 37.56 | 50.72 | 53.31 | 46.17 | 50.72 | 53.31 | 46.17 | 50.72 | 53.31 | 46.17 | 50.72 | 53.31 | 46.17 | 53.34 | 53.41 | 49.34 | 56.3 | 53.41 | 49.7 | 50.72 | 53.31 | 49.34 | 50.72 | 53.31 | 49.7 | 53.34 | 53.41 | 49.34 | 57.67 | 52.95 | 44.8 | 56.52 | 52.95 | 44.8 | 50.72 | 53.31 | 46.17
3421 | 39.96 | 44.93 | 37.39 | 39.96 | 44.93 | 37.39 | 39.96 | 44.93 | 37.39 | 39.96 | 44.93 | 37.39 | 39.96 | 47.32 | 37.39 | 40.67 | 47.47 | 37.39 | 39.96 | 44.93 | 37.39 | 39.96 | 44.93 | 37.39 | 39.96 | 47.32 | 37.39 | 42.56 | 47 | 34.42 | 40.37 | 44.48 | 34.42 | 39.96 | 44.93 | 37.39 | 50.55 | 53.14 | 46.17 | 50.55 | 53.14 | 46.17 | 50.55 | 53.14 | 46.17 | 50.55 | 53.14 | 46.17 | 53.17 | 53.25 | 49.34 | 56.13 | 53.25 | 49.53 | 50.55 | 53.14 | 49.34 | 50.55 | 53.14 | 49.53 | 53.17 | 53.25 | 49.34 | 56.7 | 52.71 | 44.8 | 55 | 52.61 | 44.8 | 50.55 | 53.14 | 46.17
3422 | 39.8 | 44.77 | 37.23 | 39.8 | 44.77 | 37.23 | 39.8 | 44.77 | 37.23 | 39.8 | 44.77 | 37.23 | 39.8 | 47.16 | 37.23 | 40.51 | 47.31 | 37.23 | 39.8 | 44.77 | 37.23 | 39.8 | 44.77 | 37.23 | 39.8 | 47.16 | 37.23 | 41.36 | 46.84 | 35.12 | 40.21 | 44.32 | 34.42 | 39.8 | 44.77 | 37.23 | 50.39 | 52.98 | 46.17 | 50.39 | 52.98 | 46.17 | 50.39 | 52.98 | 46.17 | 50.39 | 52.98 | 46.17 | 53.01 | 53.09 | 49.34 | 55.97 | 53.09 | 49.37 | 50.39 | 52.98 | 49.34 | 50.39 | 52.98 | 49.37 | 53.01 | 53.09 | 49.34 | 56.54 | 52.56 | 44.8 | 55.41 | 52.45 | 44.8 | 50.39 | 52.98 | 46.17
3423 | 39.49 | 44.46 | 36.92 | 39.49 | 44.46 | 36.92 | 39.49 | 44.46 | 36.92 | 39.49 | 44.46 | 36.92 | 39.49 | 46.85 | 36.92 | 40.2 | 47 | 36.92 | 39.49 | 44.46 | 36.92 | 39.49 | 44.46 | 36.92 | 39.49 | 46.85 | 36.92 | 42.99 | 46.53 | 36.55 | 42.13 | 44.01 | 36.55 | 39.49 | 44.46 | 36.92 | 50.08 | 52.67 | 46.17 | 50.08 | 52.67 | 46.17 | 50.08 | 52.67 | 46.17 | 50.08 | 52.67 | 46.17 | 52.7 | 52.77 | 49.05 | 55.66 | 52.77 | 49.05 | 50.08 | 52.67 | 49.05 | 50.08 | 52.67 | 49.05 | 52.7 | 52.77 | 49.05 | 57.57 | 53.2 | 44.8 | 56.42 | 52.14 | 44.8 | 50.08 | 52.67 | 46.17
3424 | 39.23 | 44.2 | 36.66 | 39.23 | 44.2 | 36.66 | 39.23 | 44.2 | 36.66 | 39.23 | 44.2 | 36.66 | 39.23 | 46.59 | 36.66 | 39.94 | 46.74 | 36.66 | 39.23 | 44.2 | 36.66 | 39.23 | 44.2 | 36.66 | 39.23 | 46.59 | 36.66 | 50.61 | 47.21 | 36.29 | 49.6 | 44.64 | 36.29 | 39.23 | 44.2 | 36.66 | 49.82 | 52.41 | 46.17 | 49.82 | 52.41 | 46.17 | 49.82 | 52.41 | 46.17 | 49.82 | 52.41 | 46.17 | 52.44 | 52.51 | 48.79 | 55.4 | 52.51 | 48.79 | 49.82 | 52.41 | 48.79 | 49.82 | 52.41 | 48.79 | 52.44 | 52.51 | 48.79 | 63 | 53.04 | 44.8 | 61.74 | 52.94 | 44.8 | 49.82 | 52.41 | 46.17
3425 | 39.28 | 44.24 | 36.71 | 39.28 | 44.24 | 36.71 | 39.28 | 44.24 | 36.71 | 39.28 | 44.24 | 36.71 | 39.28 | 46.64 | 36.71 | 39.98 | 46.79 | 36.71 | 39.28 | 44.24 | 36.71 | 39.28 | 44.24 | 36.71 | 39.28 | 46.64 | 36.71 | 51.81 | 47.26 | 36.34 | 50.78 | 44.69 | 36.34 | 39.28 | 44.24 | 36.71 | 49.86 | 52.45 | 48.84 | 49.86 | 52.45 | 48.84 | 49.86 | 52.45 | 48.84 | 49.86 | 52.45 | 48.84 | 52.49 | 52.56 | 48.84 | 55.44 | 52.56 | 48.84 | 49.86 | 52.45 | 48.84 | 49.86 | 52.45 | 48.84 | 52.49 | 52.56 | 48.84 | 71.67 | 53.09 | 48.35 | 71.67 | 52.98 | 48.35 | 49.86 | 52.45 | 48.84
3426 | 39.28 | 44.24 | 36.71 | 39.28 | 44.24 | 36.71 | 39.28 | 44.24 | 36.71 | 39.28 | 44.24 | 36.71 | 39.28 | 46.64 | 36.71 | 39.98 | 46.79 | 36.71 | 39.28 | 44.24 | 36.71 | 39.28 | 44.24 | 36.71 | 39.28 | 46.64 | 36.71 | 52.33 | 47.56 | 37.08 | 52.33 | 44.69 | 37.08 | 39.28 | 44.24 | 36.71 | 49.86 | 52.45 | 48.84 | 49.86 | 52.45 | 48.84 | 49.86 | 52.45 | 48.84 | 49.86 | 52.45 | 48.84 | 52.49 | 52.56 | 48.84 | 55.44 | 52.56 | 48.84 | 49.86 | 52.45 | 48.84 | 49.86 | 52.45 | 48.84 | 52.49 | 52.56 | 48.84 | 71.67 | 54.06 | 48.35 | 71.67 | 52.98 | 48.35 | 49.86 | 52.45 | 48.84
3427 | 39.24 | 44.21 | 35.94 | 39.24 | 44.21 | 36.67 | 39.24 | 44.21 | 36.67 | 39.24 | 44.21 | 36.67 | 39.24 | 46.6 | 36.67 | 39.95 | 46.75 | 36.67 | 39.24 | 44.21 | 36.67 | 39.24 | 44.21 | 36.67 | 39.24 | 46.6 | 36.67 | 53.31 | 73.59 | 37.04 | 53.31 | 44.68 | 37.04 | 39.24 | 44.21 | 35.94 | 49.83 | 52.42 | 48.81 | 49.83 | 52.42 | 48.81 | 49.83 | 52.42 | 48.81 | 49.83 | 52.42 | 48.81 | 52.45 | 52.52 | 48.81 | 55.41 | 52.52 | 48.81 | 49.83 | 52.42 | 48.81 | 49.83 | 52.42 | 48.81 | 52.45 | 52.52 | 48.81 | 81.69 | 82.03 | 49.3 | 81.69 | 52.95 | 49.3 | 49.83 | 52.42 | 48.81
3428 | 39.08 | 44.05 | 33.06 | 39.08 | 44.05 | 36.51 | 39.08 | 44.05 | 36.51 | 39.08 | 44.05 | 36.51 | 39.08 | 46.44 | 36.51 | 39.79 | 46.59 | 36.51 | 39.08 | 44.05 | 36.51 | 39.08 | 44.05 | 36.51 | 39.08 | 46.44 | 36.51 | 53.31 | 73.59 | 36.88 | 53.31 | 47.56 | 36.88 | 39.08 | 44.05 | 33.06 | 49.67 | 52.26 | 48.64 | 49.67 | 52.26 | 48.64 | 49.67 | 52.26 | 48.64 | 49.67 | 52.26 | 48.64 | 52.29 | 52.36 | 48.64 | 55.25 | 52.36 | 48.64 | 49.67 | 52.26 | 48.64 | 49.67 | 52.26 | 48.64 | 52.29 | 52.36 | 48.64 | 76.48 | 82.03 | 49.14 | 76.48 | 52.95 | 49.14 | 49.67 | 52.26 | 48.64
3429 | 18.29 | 25.6 | 0 | 20.68 | 44.07 | 0 | 20.68 | 44.07 | 36.54 | 20.68 | 44.07 | 36.54 | 39.1 | 46.46 | 36.54 | 39.81 | 46.62 | 36.54 | 39.1 | 44.07 | 36.54 | 39.1 | 44.07 | 36.54 | 39.1 | 46.46 | 36.54 | 51.81 | 73.59 | 36.9 | 50.78 | 44.52 | 36.9 | 18.29 | 25.6 | 0 | 36.14 | 51.19 | 46.17 | 36.14 | 52.28 | 47.1 | 36.14 | 52.28 | 47.1 | 36.14 | 52.28 | 47.1 | 52.32 | 52.39 | 48.67 | 55.27 | 52.39 | 48.67 | 49.69 | 52.28 | 48.67 | 49.69 | 52.28 | 48.67 | 52.32 | 52.39 | 48.67 | 71.67 | 82.03 | 48.18 | 71.67 | 52.95 | 47.58 | 36.14 | 51.19 | 46.17
3430 | 10.33 | 10.33 | 0 | 10.33 | 10.33 | 0 | 10.33 | 10.33 | 35.66 | 10.33 | 10.33 | 35.66 | 38.96 | 46.32 | 36.39 | 39.66 | 46.47 | 36.39 | 38.96 | 43.92 | 36.39 | 38.96 | 43.92 | 36.39 | 38.96 | 46.32 | 36.39 | 46.61 | 46.94 | 36.02 | 45.67 | 10.44 | 36.02 | 10.33 | 10.33 | 0 | 10.33 | 32.95 | 32.95 | 10.33 | 48.43 | 32.95 | 10.33 | 48.43 | 46.17 | 10.33 | 48.43 | 46.17 | 52.17 | 52.24 | 48.52 | 55.13 | 52.24 | 48.52 | 49.55 | 52.14 | 48.52 | 49.55 | 52.14 | 48.52 | 52.17 | 52.24 | 48.52 | 66.2 | 52.77 | 46.63 | 64.87 | 51.71 | 46.63 | 10.33 | 32.95 | 32.95
3431 | 8.66 | 0 | 0 | 8.66 | 8.66 | 0 | 8.66 | 8.66 | 34.92 | 8.66 | 8.66 | 34.92 | 38.2 | 45.56 | 35.63 | 38.91 | 45.71 | 35.63 | 38.2 | 43.17 | 35.63 | 38.2 | 43.17 | 35.63 | 38.2 | 45.56 | 35.63 | 43.39 | 46.17 | 35.27 | 42.52 | 8.75 | 35.27 | 8.66 | 0 | 0 | 0 | 10.33 | 0 | 0 | 48.43 | 0 | 0 | 48.43 | 46.17 | 0 | 48.43 | 46.17 | 51.41 | 51.48 | 47.76 | 54.37 | 51.48 | 47.76 | 48.79 | 51.38 | 47.76 | 48.79 | 51.38 | 47.76 | 51.41 | 51.48 | 47.76 | 59.81 | 52 | 46.63 | 58.61 | 50.96 | 46.63 | 0 | 10.33 | 0
3432 | 0 | 0 | 0 | 0 | 0 | 0 | 0 | 0 | 35.05 | 0 | 0 | 35.05 | 37.62 | 44.98 | 35.05 | 38.33 | 45.13 | 35.05 | 37.62 | 42.58 | 35.05 | 37.62 | 42.58 | 35.05 | 37.62 | 44.98 | 35.05 | 42.72 | 58.16 | 35.4 | 41.87 | 47.56 | 35.4 | 0 | 0 | 0 | 0 | 10.33 | 0 | 0 | 10.33 | 0 | 0 | 10.33 | 46.17 | 0 | 48.43 | 46.17 | 50.83 | 50.9 | 47.18 | 53.79 | 50.9 | 47.18 | 48.21 | 50.8 | 47.18 | 48.21 | 50.8 | 47.18 | 50.83 | 50.9 | 47.18 | 59.41 | 71.32 | 46.71 | 59.41 | 69.89 | 46.63 | 0 | 10.33 | 0
3433 | 0 | 0 | 0 | 0 | 0 | 0 | 0 | 0 | 34.45 | 0 | 0 | 34.45 | 37.02 | 44.38 | 34.45 | 37.73 | 44.54 | 34.45 | 37.02 | 41.99 | 34.45 | 37.02 | 41.99 | 34.45 | 37.02 | 44.38 | 34.45 | 39.19 | 56.4 | 39.02 | 38.4 | 55.27 | 38.24 | 0 | 0 | 0 | 0 | 10.33 | 0 | 0 | 10.33 | 0 | 0 | 10.33 | 46.17 | 0 | 48.43 | 46.17 | 50.23 | 50.31 | 46.59 | 53.19 | 50.31 | 46.59 | 47.61 | 50.2 | 46.59 | 47.61 | 50.2 | 46.59 | 50.23 | 50.31 | 46.59 | 58.15 | 71.32 | 47.06 | 58.15 | 69.89 | 46.63 | 0 | 10.33 | 0
3434 | 0 | 0 | 0 | 0 | 0 | 0 | 0 | 0 | 32.76 | 0 | 0 | 32.76 | 36.51 | 43.86 | 33.94 | 37.21 | 44.02 | 33.94 | 36.51 | 41.47 | 33.94 | 36.51 | 41.47 | 33.94 | 36.51 | 43.86 | 33.94 | 38.47 | 59.94 | 41.81 | 38.47 | 58.74 | 40.97 | 0 | 0 | 0 | 0 | 10.33 | 10.33 | 0 | 10.33 | 10.33 | 0 | 10.33 | 10.33 | 0 | 48.43 | 46.17 | 49.72 | 49.79 | 46.07 | 52.67 | 49.79 | 46.58 | 47.09 | 49.68 | 46.07 | 47.09 | 49.68 | 46.07 | 49.72 | 49.79 | 46.07 | 56.56 | 75.8 | 49.78 | 56.56 | 74.28 | 49.78 | 0 | 10.33 | 10.33
3435 | 10.33 | 10.33 | 0 | 10.33 | 10.33 | 0 | 10.33 | 10.33 | 0 | 10.33 | 10.33 | 0 | 36.39 | 43.75 | 33.82 | 37.09 | 43.9 | 33.82 | 36.39 | 41.35 | 33.82 | 36.39 | 41.35 | 33.82 | 36.39 | 43.75 | 33.82 | 38.47 | 62.47 | 39.44 | 38.47 | 61.23 | 38.65 | 10.33 | 10.33 | 0 | 10.33 | 48.43 | 45.95 | 10.33 | 48.43 | 45.95 | 10.33 | 48.43 | 45.95 | 10.33 | 48.43 | 46.17 | 49.6 | 49.67 | 45.95 | 52.56 | 49.67 | 46.05 | 46.98 | 49.57 | 45.95 | 46.98 | 49.57 | 45.95 | 49.6 | 49.67 | 45.95 | 57.09 | 80.81 | 84.85 | 57.09 | 82.45 | 86.58 | 10.33 | 48.43 | 45.95
3436 | 18.29 | 26.12 | 28.21 | 18.29 | 26.12 | 28.21 | 18.29 | 26.12 | 33.97 | 18.29 | 26.12 | 33.97 | 36.54 | 43.9 | 33.97 | 37.25 | 44.05 | 33.97 | 36.54 | 41.51 | 33.97 | 36.54 | 41.51 | 33.97 | 36.54 | 43.9 | 33.97 | 38.47 | 63.11 | 79.5 | 38.47 | 63.11 | 80.28 | 18.29 | 26.12 | 28.21 | 36.14 | 49.72 | 46.11 | 36.14 | 49.72 | 46.11 | 36.14 | 49.72 | 46.11 | 36.14 | 49.72 | 46.17 | 49.75 | 49.82 | 46.11 | 52.71 | 49.82 | 46.2 | 47.13 | 49.72 | 46.11 | 47.13 | 49.72 | 46.11 | 49.75 | 49.82 | 46.11 | 57.09 | 80.81 | 104.49 | 57.09 | 80.86 | 103.16 | 36.14 | 49.72 | 46.11
3437 | 37.25 | 42.22 | 28.21 | 37.25 | 42.22 | 28.21 | 37.25 | 42.22 | 34.68 | 37.25 | 42.22 | 34.68 | 37.25 | 44.61 | 34.68 | 37.96 | 44.76 | 34.68 | 37.25 | 42.22 | 34.68 | 37.25 | 42.22 | 34.68 | 37.25 | 44.61 | 34.68 | 41.99 | 62.57 | 79.5 | 41.99 | 62.58 | 80.28 | 37.25 | 42.22 | 28.21 | 47.84 | 50.43 | 46.82 | 47.84 | 50.43 | 46.82 | 47.84 | 50.43 | 46.82 | 47.84 | 50.43 | 46.82 | 50.46 | 50.53 | 46.82 | 53.42 | 50.53 | 46.82 | 47.84 | 50.43 | 46.82 | 47.84 | 50.43 | 46.82 | 50.46 | 50.53 | 46.82 | 59.41 | 79.87 | 104.49 | 60.02 | 80.68 | 104.49 | 47.84 | 50.43 | 46.82
3438 | 38.34 | 43.3 | 35.77 | 38.34 | 43.3 | 35.77 | 38.34 | 43.3 | 35.77 | 38.34 | 43.3 | 35.77 | 38.34 | 45.7 | 35.77 | 39.04 | 45.85 | 35.77 | 38.34 | 43.3 | 35.77 | 38.34 | 43.3 | 35.77 | 38.34 | 45.7 | 35.77 | 44.71 | 63.52 | 71.26 | 44.27 | 64.81 | 72.7 | 38.34 | 43.3 | 35.77 | 48.92 | 51.51 | 47.9 | 48.92 | 51.51 | 47.9 | 48.92 | 51.51 | 47.9 | 48.92 | 51.51 | 47.9 | 51.55 | 51.62 | 47.9 | 54.5 | 51.62 | 48 | 48.92 | 51.51 | 47.9 | 48.92 | 51.51 | 47.9 | 51.55 | 51.62 | 47.9 | 64.71 | 75.8 | 101.25 | 64.71 | 75.8 | 101.25 | 48.92 | 51.51 | 47.9
3439 | 39.64 | 44.61 | 37.07 | 39.64 | 44.61 | 37.07 | 39.64 | 44.61 | 37.07 | 39.64 | 44.61 | 37.07 | 39.64 | 47 | 37.07 | 40.35 | 47.16 | 37.07 | 39.64 | 44.61 | 37.07 | 39.64 | 44.61 | 37.07 | 39.64 | 47 | 37.07 | 44.71 | 55.79 | 39.04 | 44.27 | 55.79 | 39.84 | 39.64 | 44.61 | 37.07 | 50.23 | 52.82 | 49.21 | 50.23 | 52.82 | 49.21 | 50.23 | 52.82 | 49.21 | 50.23 | 52.82 | 49.21 | 52.85 | 52.93 | 49.21 | 55.81 | 52.93 | 49.31 | 50.23 | 52.82 | 49.21 | 50.23 | 52.82 | 49.21 | 52.85 | 52.93 | 49.21 | 61.23 | 67.39 | 52.4 | 61.23 | 66.05 | 52.4 | 50.23 | 52.82 | 49.21
3440 | 40.05 | 45.02 | 36.74 | 40.05 | 45.02 | 36.74 | 40.05 | 45.02 | 37.48 | 40.05 | 45.02 | 37.48 | 40.05 | 47.41 | 37.48 | 40.76 | 47.57 | 37.48 | 40.05 | 45.02 | 37.48 | 40.05 | 45.02 | 37.48 | 40.05 | 47.41 | 37.48 | 43.87 | 52.45 | 38.26 | 42.99 | 51.41 | 38.26 | 40.05 | 45.02 | 36.74 | 50.64 | 53.23 | 46.17 | 50.64 | 53.23 | 46.17 | 50.64 | 53.23 | 46.17 | 50.64 | 53.23 | 46.17 | 53.26 | 53.34 | 49.34 | 56.22 | 53.34 | 49.34 | 50.64 | 53.23 | 49.34 | 50.64 | 53.23 | 49.62 | 53.26 | 53.34 | 49.34 | 59.42 | 56.69 | 48.61 | 59.42 | 56.69 | 48.61 | 50.64 | 53.23 | 46.17
3441 | 40.02 | 44.99 | 32.11 | 40.02 | 44.99 | 32.11 | 40.02 | 44.99 | 32.11 | 40.02 | 44.99 | 32.11 | 40.02 | 47.38 | 36.95 | 40.73 | 47.53 | 36.95 | 40.02 | 44.99 | 37.11 | 40.02 | 44.99 | 37.46 | 40.02 | 47.38 | 37.11 | 40.85 | 47.14 | 36.58 | 40.43 | 46.2 | 35.85 | 40.02 | 44.99 | 32.11 | 50.61 | 49 | 46.17 | 50.61 | 49 | 46.17 | 50.61 | 49 | 46.17 | 50.61 | 49 | 46.17 | 53.23 | 52.08 | 49.34 | 55.86 | 52.08 | 49.34 | 50.61 | 52.08 | 49.34 | 50.61 | 53.2 | 49.59 | 53.23 | 52.08 | 49.34 | 55.85 | 51.56 | 48.61 | 54.73 | 50.53 | 48.61 | 50.61 | 49 | 46.17
3442 | 39.93 | 43.61 | 32.11 | 39.93 | 43.61 | 32.11 | 39.93 | 43.61 | 32.11 | 39.93 | 43.61 | 32.11 | 39.93 | 44.96 | 36.23 | 40.4 | 44.96 | 36.23 | 39.93 | 44.9 | 37.11 | 39.93 | 44.9 | 37.36 | 39.93 | 44.96 | 37.11 | 40 | 44.51 | 35.86 | 40.34 | 44.05 | 35.49 | 39.93 | 43.61 | 32.11 | 50.52 | 48.15 | 45.45 | 50.52 | 48.15 | 45.45 | 50.52 | 48.15 | 45.45 | 50.52 | 48.15 | 45.45 | 53.14 | 49.13 | 48.62 | 55.03 | 49.13 | 48.62 | 50.52 | 49.13 | 48.62 | 50.52 | 53.11 | 49.5 | 53.14 | 49.13 | 48.62 | 54.48 | 48.64 | 48.12 | 53.39 | 48.64 | 47.16 | 50.52 | 48.15 | 45.45
3443 | 39.92 | 41.81 | 33.06 | 39.92 | 41.81 | 33.06 | 39.92 | 41.81 | 33.06 | 39.92 | 41.81 | 33.06 | 39.92 | 43.53 | 36.23 | 39.92 | 43.53 | 36.23 | 39.92 | 43.53 | 36.23 | 39.92 | 44.88 | 37.35 | 39.92 | 43.53 | 36.23 | 39.52 | 43.09 | 35.86 | 40.32 | 42.23 | 35.15 | 39.92 | 41.81 | 33.06 | 50.51 | 48.15 | 45.43 | 50.51 | 48.15 | 45.43 | 50.51 | 48.15 | 45.43 | 50.51 | 48.15 | 45.43 | 53.13 | 49.13 | 48.61 | 53.94 | 49.13 | 48.61 | 50.51 | 49.13 | 48.61 | 50.51 | 53.1 | 49.48 | 53.13 | 49.13 | 48.61 | 53.4 | 48.64 | 48.12 | 52.33 | 48.64 | 47.16 | 50.51 | 48.15 | 45.43
3444 | 39.63 | 41.81 | 33.74 | 39.63 | 41.81 | 33.74 | 39.63 | 41.81 | 33.74 | 39.63 | 41.81 | 33.74 | 39.63 | 43.53 | 36.23 | 39.92 | 43.53 | 36.23 | 39.63 | 43.53 | 36.23 | 39.63 | 44.59 | 37.06 | 39.63 | 43.53 | 36.23 | 39.52 | 43.09 | 35.86 | 40.03 | 42.23 | 35.15 | 39.63 | 41.81 | 33.74 | 50.21 | 48.15 | 45.45 | 50.21 | 48.15 | 45.45 | 50.21 | 48.15 | 45.45 | 50.21 | 48.15 | 45.45 | 52.84 | 49.13 | 48.62 | 53.75 | 49.13 | 48.62 | 50.21 | 49.13 | 48.62 | 50.21 | 52.8 | 49.19 | 52.84 | 49.13 | 48.62 | 53.21 | 48.64 | 48.12 | 52.15 | 48.64 | 47.16 | 50.21 | 48.15 | 45.45
3445 | 39.47 | 42.66 | 34.09 | 39.47 | 42.66 | 34.09 | 39.47 | 42.66 | 34.09 | 39.47 | 42.66 | 34.09 | 39.47 | 43.53 | 36.23 | 39.81 | 43.53 | 36.23 | 39.47 | 43.53 | 36.23 | 39.47 | 44.44 | 36.9 | 39.47 | 43.53 | 36.23 | 39.41 | 43.09 | 35.86 | 39.87 | 42.23 | 35.15 | 39.47 | 42.66 | 34.09 | 50.06 | 48.43 | 46.17 | 50.06 | 48.43 | 46.17 | 50.06 | 48.43 | 46.17 | 50.06 | 48.43 | 46.17 | 52.68 | 49.13 | 48.62 | 53.75 | 49.13 | 48.62 | 50.06 | 49.13 | 48.62 | 50.06 | 52.65 | 49.04 | 52.68 | 49.13 | 48.62 | 53.21 | 48.92 | 48.12 | 52.15 | 47.95 | 47.16 | 50.06 | 48.43 | 46.17
3446 | 39.32 | 43.09 | 34.09 | 39.32 | 43.09 | 34.09 | 39.32 | 43.09 | 34.09 | 39.32 | 43.09 | 34.09 | 39.32 | 43.53 | 36.23 | 39.81 | 43.53 | 36.23 | 39.32 | 43.53 | 36.23 | 39.32 | 44.28 | 36.75 | 39.32 | 43.53 | 36.23 | 39.52 | 43.53 | 35.86 | 39.71 | 42.66 | 35.14 | 39.32 | 43.09 | 34.09 | 49.91 | 48.43 | 46.17 | 49.91 | 48.43 | 46.17 | 49.91 | 48.43 | 46.17 | 49.91 | 48.43 | 46.17 | 52.53 | 49.13 | 48.62 | 53.75 | 49.13 | 48.62 | 49.91 | 49.13 | 48.62 | 49.91 | 52.5 | 48.88 | 52.53 | 49.13 | 48.62 | 53.21 | 48.93 | 48.13 | 52.15 | 47.95 | 47.16 | 49.91 | 48.43 | 46.17
3447 | 39.21 | 44.17 | 35.49 | 39.21 | 44.17 | 35.49 | 39.21 | 44.17 | 35.49 | 39.21 | 44.17 | 35.49 | 39.21 | 46.34 | 36.59 | 39.91 | 46.34 | 36.59 | 39.21 | 44.17 | 36.59 | 39.21 | 44.17 | 36.64 | 39.21 | 46.34 | 36.59 | 39.6 | 45.88 | 36.23 | 39.6 | 44.62 | 35.85 | 39.21 | 44.17 | 35.49 | 49.79 | 51.04 | 46.17 | 49.79 | 51.04 | 46.17 | 49.79 | 51.04 | 46.17 | 49.79 | 51.04 | 46.17 | 52.42 | 52.08 | 48.62 | 53.75 | 52.08 | 48.62 | 49.79 | 52.08 | 48.62 | 49.79 | 52.38 | 48.77 | 52.42 | 52.08 | 48.62 | 53.52 | 51.56 | 48.61 | 52.45 | 51.56 | 48.07 | 49.79 | 51.04 | 46.17
3448 | 39.14 | 44.11 | 36.57 | 39.14 | 44.11 | 36.57 | 39.14 | 44.11 | 36.57 | 39.14 | 44.11 | 36.57 | 39.14 | 46.5 | 36.57 | 39.85 | 46.65 | 36.57 | 39.14 | 44.11 | 36.57 | 39.14 | 44.11 | 36.57 | 39.14 | 46.5 | 36.57 | 40.76 | 49.94 | 38.47 | 39.95 | 48.95 | 38.24 | 39.14 | 44.11 | 36.57 | 49.73 | 52.32 | 46.68 | 49.73 | 52.32 | 46.68 | 49.73 | 52.32 | 46.68 | 49.73 | 52.32 | 46.68 | 52.35 | 52.42 | 48.7 | 55.31 | 52.42 | 48.7 | 49.73 | 52.32 | 48.7 | 49.73 | 52.32 | 48.7 | 52.35 | 52.42 | 48.7 | 54.92 | 58.71 | 48.7 | 53.82 | 57.54 | 48.61 | 49.73 | 52.32 | 46.68
3449 | 39.23 | 44.2 | 36.66 | 39.23 | 44.2 | 36.66 | 39.23 | 44.2 | 36.66 | 39.23 | 44.2 | 36.66 | 39.23 | 46.59 | 36.66 | 39.94 | 46.74 | 36.66 | 39.23 | 44.2 | 36.66 | 39.23 | 44.2 | 36.66 | 39.23 | 46.59 | 36.66 | 44.27 | 57.64 | 57.22 | 43.39 | 56.5 | 56.64 | 39.23 | 44.2 | 36.66 | 49.82 | 52.41 | 48.8 | 49.82 | 52.41 | 48.8 | 49.82 | 52.41 | 48.8 | 49.82 | 52.41 | 48.8 | 52.44 | 52.51 | 48.8 | 55.4 | 52.51 | 48.8 | 49.82 | 52.41 | 48.8 | 49.82 | 52.41 | 48.8 | 52.44 | 52.51 | 48.8 | 61.23 | 72.77 | 54.55 | 60.02 | 71.32 | 53.47 | 49.82 | 52.41 | 48.8
3450 | 39.26 | 44.23 | 36.69 | 39.26 | 44.23 | 36.69 | 39.26 | 44.23 | 36.69 | 39.26 | 44.23 | 36.69 | 39.26 | 46.62 | 36.69 | 39.97 | 46.77 | 36.69 | 39.26 | 44.23 | 36.69 | 39.26 | 44.23 | 36.69 | 39.26 | 46.62 | 36.69 | 51.64 | 67.05 | 80.66 | 50.61 | 65.72 | 80.28 | 39.26 | 44.23 | 36.69 | 49.85 | 52.44 | 48.83 | 49.85 | 52.44 | 48.83 | 49.85 | 52.44 | 48.83 | 49.85 | 52.44 | 48.83 | 52.47 | 52.54 | 48.83 | 55.43 | 52.54 | 48.83 | 49.85 | 52.44 | 48.83 | 49.85 | 52.44 | 48.83 | 52.47 | 52.54 | 48.83 | 72.86 | 83.56 | 110 | 71.41 | 83.56 | 107.8 | 49.85 | 52.44 | 48.83
3451 | 39.16 | 44.13 | 36.59 | 39.16 | 44.13 | 36.59 | 39.16 | 44.13 | 36.59 | 39.16 | 44.13 | 36.59 | 39.16 | 46.52 | 36.59 | 39.87 | 46.67 | 36.59 | 39.16 | 44.13 | 36.59 | 39.16 | 44.13 | 36.59 | 39.16 | 46.52 | 36.59 | 52.86 | 75.86 | 80.66 | 51.81 | 75.86 | 80.28 | 39.16 | 44.13 | 36.59 | 49.75 | 52.34 | 48.72 | 49.75 | 52.34 | 48.72 | 49.75 | 52.34 | 48.72 | 49.75 | 52.34 | 48.72 | 52.37 | 52.44 | 48.72 | 55.33 | 52.44 | 48.82 | 49.75 | 52.34 | 48.72 | 49.75 | 52.34 | 48.72 | 52.37 | 52.44 | 48.72 | 73.12 | 90.36 | 110 | 72.39 | 90.36 | 107.8 | 49.75 | 52.34 | 48.72
3452 | 38.96 | 43.92 | 36.39 | 38.96 | 43.92 | 36.39 | 38.96 | 43.92 | 36.39 | 38.96 | 43.92 | 36.39 | 38.96 | 46.32 | 36.39 | 39.66 | 46.47 | 36.39 | 38.96 | 43.92 | 36.39 | 38.96 | 43.92 | 36.39 | 38.96 | 46.32 | 36.39 | 52.86 | 75.86 | 82.3 | 51.81 | 75.86 | 80.66 | 38.96 | 43.92 | 36.39 | 49.55 | 52.13 | 48.52 | 49.55 | 52.13 | 48.52 | 49.55 | 52.13 | 48.52 | 49.55 | 52.13 | 48.52 | 52.17 | 52.24 | 48.52 | 55.13 | 52.24 | 48.62 | 49.55 | 52.13 | 48.52 | 49.55 | 52.13 | 48.52 | 52.17 | 52.24 | 48.52 | 73.12 | 94.21 | 110 | 72.39 | 94.21 | 107.8 | 49.55 | 52.13 | 48.52
3453 | 39.03 | 44 | 36.46 | 39.03 | 44 | 36.46 | 39.03 | 44 | 36.46 | 39.03 | 44 | 36.46 | 39.03 | 46.39 | 36.46 | 39.74 | 46.54 | 36.46 | 39.03 | 44 | 36.46 | 39.03 | 44 | 36.46 | 39.03 | 46.39 | 36.46 | 52.86 | 75.86 | 82.3 | 51.81 | 75.84 | 80.65 | 39.03 | 44 | 36.46 | 49.62 | 52.21 | 48.59 | 49.62 | 52.21 | 48.59 | 49.62 | 52.21 | 48.59 | 49.62 | 52.21 | 48.59 | 52.24 | 52.31 | 48.59 | 55.2 | 52.31 | 48.69 | 49.62 | 52.21 | 48.59 | 49.62 | 52.21 | 48.59 | 52.24 | 52.31 | 48.59 | 72.86 | 94.21 | 110 | 71.41 | 94.21 | 107.8 | 49.62 | 52.21 | 48.59
3454 | 38.94 | 43.91 | 36.38 | 38.94 | 43.91 | 36.38 | 38.94 | 43.91 | 36.38 | 38.94 | 43.91 | 36.38 | 38.94 | 46.3 | 36.38 | 39.65 | 46.46 | 36.38 | 38.94 | 43.91 | 36.38 | 38.94 | 43.91 | 36.38 | 38.94 | 46.3 | 36.38 | 51.67 | 73.89 | 82.3 | 50.64 | 72.42 | 80.65 | 38.94 | 43.91 | 36.38 | 49.53 | 52.12 | 48.51 | 49.53 | 52.12 | 48.51 | 49.53 | 52.12 | 48.51 | 49.53 | 52.12 | 48.51 | 52.16 | 52.23 | 48.51 | 55.11 | 52.23 | 48.61 | 49.53 | 52.12 | 48.51 | 49.53 | 52.12 | 48.51 | 52.16 | 52.23 | 48.51 | 72.55 | 94.21 | 110 | 71.11 | 92.33 | 107.8 | 49.53 | 52.12 | 48.51
3455 | 38.27 | 43.24 | 35.7 | 38.27 | 43.24 | 35.7 | 38.27 | 43.24 | 35.7 | 38.27 | 43.24 | 35.7 | 38.27 | 45.63 | 35.7 | 38.98 | 45.78 | 35.7 | 38.27 | 43.24 | 35.7 | 38.27 | 43.24 | 35.7 | 38.27 | 45.63 | 35.7 | 43.82 | 67.05 | 81.91 | 42.95 | 65.72 | 80.28 | 38.27 | 43.24 | 35.7 | 48.86 | 51.45 | 47.84 | 48.86 | 51.45 | 47.84 | 48.86 | 51.45 | 47.84 | 48.86 | 51.45 | 47.84 | 51.48 | 51.55 | 47.84 | 54.44 | 51.55 | 47.94 | 48.86 | 51.45 | 47.84 | 48.86 | 51.45 | 47.84 | 51.48 | 51.55 | 47.84 | 61.03 | 83.56 | 110 | 59.81 | 81.89 | 107.8 | 48.86 | 51.45 | 47.84
3456 | 36.88 | 42.77 | 35.24 | 36.88 | 42.77 | 35.24 | 36.88 | 42.77 | 35.24 | 36.88 | 42.77 | 35.24 | 37.8 | 45.16 | 35.24 | 38.51 | 45.32 | 35.24 | 37.8 | 42.77 | 35.24 | 37.8 | 42.77 | 35.24 | 37.8 | 45.16 | 35.24 | 39.81 | 65.89 | 80.66 | 39.19 | 64.58 | 80.28 | 36.88 | 42.77 | 34.53 | 47.02 | 50.98 | 47.37 | 47.02 | 50.98 | 47.37 | 47.02 | 50.98 | 47.37 | 47.02 | 50.98 | 47.37 | 51.01 | 51.09 | 47.37 | 53.97 | 51.09 | 47.47 | 48.39 | 50.98 | 47.37 | 48.39 | 50.98 | 47.37 | 51.01 | 51.09 | 47.37 | 59.33 | 83.19 | 110 | 58.15 | 81.89 | 106.71 | 47.02 | 50.98 | 47.37
3457 | 36.82 | 42.1 | 34.56 | 36.82 | 42.1 | 34.56 | 36.82 | 42.1 | 34.56 | 36.82 | 42.1 | 34.56 | 37.13 | 44.49 | 34.56 | 37.84 | 44.65 | 34.56 | 37.13 | 42.1 | 34.56 | 37.13 | 42.1 | 34.56 | 37.13 | 44.49 | 34.56 | 38.34 | 58.34 | 80.66 | 38.34 | 58.34 | 80.28 | 36.81 | 42.1 | 33.06 | 47.5 | 50.31 | 46.7 | 47.5 | 50.31 | 46.7 | 47.5 | 50.31 | 46.7 | 47.5 | 50.31 | 46.7 | 50.34 | 50.42 | 46.7 | 52.32 | 50.42 | 46.8 | 47.72 | 50.31 | 46.7 | 47.72 | 50.31 | 46.7 | 50.34 | 50.42 | 46.7 | 52.85 | 76.56 | 110 | 52.85 | 76.56 | 106.71 | 46.55 | 50.31 | 46.17
3458 | 36.66 | 41.63 | 34.09 | 36.66 | 41.63 | 34.09 | 36.66 | 41.63 | 34.09 | 36.66 | 41.63 | 34.09 | 36.66 | 44.02 | 34.09 | 37.37 | 44.17 | 34.09 | 36.66 | 41.63 | 34.09 | 36.66 | 41.63 | 34.09 | 36.66 | 44.02 | 34.09 | 38.72 | 63.7 | 80.66 | 38.34 | 62.43 | 80.28 | 36.66 | 41.63 | 33.41 | 47.25 | 49.84 | 46.23 | 47.25 | 49.84 | 46.23 | 47.25 | 49.84 | 46.23 | 47.25 | 49.84 | 46.23 | 49.87 | 49.94 | 46.23 | 52.83 | 49.94 | 46.45 | 47.25 | 49.84 | 46.23 | 47.25 | 49.84 | 46.23 | 49.87 | 49.94 | 46.23 | 54.28 | 81.89 | 110 | 53.2 | 81.89 | 106.71 | 47.25 | 49.84 | 46.23
3459 | 36.38 | 41.34 | 33.81 | 36.38 | 41.34 | 33.81 | 36.38 | 41.34 | 33.81 | 36.38 | 41.34 | 33.81 | 36.38 | 43.74 | 33.81 | 37.08 | 43.89 | 33.81 | 36.38 | 41.34 | 33.81 | 36.38 | 41.34 | 33.81 | 36.38 | 43.74 | 33.81 | 38.57 | 63.85 | 80.66 | 38.34 | 62.58 | 80.28 | 36.38 | 41.34 | 33.81 | 46.97 | 49.55 | 45.94 | 46.97 | 49.55 | 45.94 | 46.97 | 49.55 | 45.94 | 46.97 | 49.55 | 46.17 | 49.59 | 49.66 | 45.94 | 52.55 | 49.66 | 46.45 | 46.97 | 49.55 | 45.94 | 46.97 | 49.55 | 45.94 | 49.59 | 49.66 | 45.94 | 54.72 | 81.89 | 110 | 53.63 | 81.89 | 107.8 | 46.97 | 49.55 | 45.94
3460 | 36.45 | 41.42 | 33.89 | 36.45 | 41.42 | 33.89 | 36.45 | 41.42 | 33.89 | 36.45 | 41.42 | 33.89 | 36.45 | 43.81 | 33.89 | 37.16 | 43.97 | 33.89 | 36.45 | 41.42 | 33.89 | 36.45 | 41.42 | 33.89 | 36.45 | 43.81 | 33.89 | 39.64 | 65.69 | 80.66 | 38.86 | 64.39 | 80.28 | 36.45 | 41.42 | 33.89 | 47.04 | 49.63 | 46.17 | 47.04 | 49.63 | 46.17 | 47.04 | 49.63 | 46.17 | 47.04 | 49.63 | 46.17 | 49.67 | 49.74 | 46.17 | 52.62 | 49.74 | 46.45 | 47.04 | 49.63 | 46.17 | 47.04 | 49.63 | 46.02 | 49.67 | 49.74 | 46.17 | 56.08 | 81.89 | 110 | 54.96 | 83.56 | 107.8 | 47.04 | 49.63 | 46.17
3461 | 37.45 | 42.41 | 34.88 | 37.45 | 42.41 | 34.88 | 37.45 | 42.41 | 34.88 | 37.45 | 42.41 | 34.88 | 37.45 | 44.81 | 34.88 | 38.15 | 44.96 | 35.86 | 37.45 | 42.41 | 34.88 | 37.45 | 42.41 | 34.88 | 37.45 | 44.81 | 34.88 | 44.6 | 67.05 | 80.66 | 43.71 | 65.72 | 80.28 | 37.45 | 42.41 | 34.88 | 48.04 | 50.62 | 51.3 | 48.04 | 50.62 | 51.3 | 48.04 | 50.62 | 51.3 | 48.04 | 50.62 | 51.3 | 50.66 | 50.73 | 51.3 | 53.62 | 50.73 | 51.3 | 48.04 | 50.62 | 51.3 | 48.04 | 50.62 | 47.01 | 50.66 | 50.73 | 51.3 | 62.26 | 83.56 | 110 | 62.26 | 83.56 | 107.8 | 48.04 | 50.62 | 51.3
3462 | 38.8 | 43.77 | 36.23 | 38.8 | 43.77 | 36.23 | 38.8 | 43.77 | 36.23 | 38.8 | 43.77 | 36.23 | 38.8 | 46.16 | 36.23 | 39.51 | 46.31 | 36.23 | 38.8 | 43.77 | 36.23 | 38.8 | 43.77 | 36.23 | 38.8 | 46.16 | 36.23 | 52.86 | 67.05 | 80.66 | 51.81 | 65.72 | 80.28 | 38.8 | 43.77 | 36.23 | 49.39 | 51.98 | 51.3 | 49.39 | 51.98 | 51.3 | 49.39 | 51.98 | 51.3 | 49.39 | 56.02 | 51.3 | 52.01 | 52.08 | 51.3 | 54.97 | 52.08 | 51.3 | 49.39 | 51.98 | 51.3 | 49.39 | 51.98 | 48.37 | 52.01 | 52.08 | 51.3 | 72.86 | 81.89 | 105.22 | 71.41 | 80.26 | 103.11 | 49.39 | 51.98 | 51.3
3463 | 39.65 | 44.62 | 37.08 | 39.65 | 44.62 | 37.08 | 39.65 | 44.62 | 37.08 | 39.65 | 44.62 | 37.08 | 39.65 | 47.01 | 37.08 | 40.36 | 47.16 | 37.08 | 39.65 | 44.62 | 37.08 | 39.65 | 44.62 | 37.08 | 39.65 | 47.01 | 37.08 | 52.86 | 67.05 | 71 | 51.81 | 65.71 | 68.88 | 39.65 | 44.62 | 37.08 | 50.24 | 52.83 | 49.22 | 50.24 | 52.83 | 49.22 | 52.86 | 52.83 | 49.22 | 52.86 | 53.9 | 49.22 | 52.86 | 52.94 | 49.22 | 55.82 | 52.94 | 49.32 | 50.24 | 52.83 | 49.22 | 50.24 | 52.83 | 49.22 | 52.86 | 52.94 | 49.22 | 72.86 | 80.68 | 70.38 | 71.41 | 78.26 | 68.97 | 52.86 | 52.83 | 49.22
3464 | 40.09 | 45.05 | 37.52 | 40.09 | 45.05 | 37.52 | 40.09 | 45.05 | 37.52 | 40.09 | 45.05 | 37.52 | 40.09 | 47.45 | 37.52 | 40.79 | 47.6 | 37.52 | 40.09 | 45.05 | 37.52 | 40.09 | 45.05 | 37.52 | 40.09 | 47.45 | 37.52 | 52.83 | 59.14 | 55.52 | 51.78 | 56.4 | 38.24 | 40.09 | 45.05 | 37.52 | 50.68 | 53.26 | 49.65 | 50.68 | 53.26 | 49.65 | 53.3 | 53.26 | 49.65 | 53.3 | 53.26 | 49.65 | 53.3 | 53.37 | 49.65 | 56.26 | 53.37 | 49.75 | 50.68 | 53.26 | 49.65 | 50.68 | 53.26 | 49.65 | 53.3 | 53.37 | 49.65 | 71.05 | 70.53 | 54.01 | 69.62 | 66.39 | 51.35 | 53.3 | 53.26 | 49.65
3465 | 40.08 | 45.05 | 37.51 | 40.08 | 45.05 | 37.51 | 40.08 | 45.05 | 37.51 | 40.08 | 45.05 | 37.51 | 40.08 | 47.44 | 37.51 | 40.79 | 47.6 | 37.51 | 40.08 | 45.05 | 37.51 | 40.08 | 45.05 | 37.51 | 40.08 | 47.44 | 37.51 | 45.62 | 50.27 | 39.84 | 44.71 | 45.51 | 37.89 | 40.08 | 45.05 | 37.51 | 50.67 | 53.26 | 49.65 | 50.67 | 53.26 | 49.65 | 53.29 | 53.26 | 49.65 | 53.29 | 53.26 | 49.65 | 53.29 | 53.37 | 49.65 | 56.25 | 53.37 | 49.65 | 50.67 | 53.26 | 49.65 | 50.67 | 53.26 | 49.65 | 53.29 | 53.37 | 49.65 | 61.03 | 61.83 | 49.31 | 59.8 | 58.78 | 49.11 | 53.29 | 53.26 | 49.65
3466 | 40.05 | 45.02 | 37.48 | 40.05 | 45.02 | 37.48 | 40.05 | 45.02 | 37.48 | 40.05 | 45.02 | 37.48 | 40.05 | 47.41 | 37.48 | 40.76 | 47.56 | 37.48 | 40.05 | 45.02 | 37.48 | 40.05 | 45.02 | 37.48 | 40.05 | 47.41 | 37.48 | 42.87 | 49.52 | 37.1 | 42.01 | 45.47 | 36.36 | 40.05 | 45.02 | 37.48 | 50.64 | 53.23 | 49.61 | 50.64 | 53.23 | 49.61 | 50.64 | 53.23 | 49.61 | 50.64 | 53.23 | 49.61 | 53.26 | 53.33 | 49.61 | 55.6 | 53.33 | 49.61 | 50.64 | 53.23 | 49.61 | 50.64 | 53.23 | 49.61 | 53.26 | 53.33 | 49.61 | 55.05 | 53.49 | 49.12 | 53.4 | 52.69 | 48.62 | 50.64 | 53.23 | 49.61
3467 | 39.95 | 44.92 | 37.38 | 39.95 | 44.92 | 37.38 | 39.95 | 44.92 | 37.38 | 39.95 | 44.92 | 37.38 | 39.95 | 47.31 | 37.38 | 40.66 | 47.32 | 37.38 | 39.95 | 44.92 | 37.38 | 39.95 | 44.92 | 37.38 | 39.95 | 47.31 | 37.38 | 40.25 | 46.84 | 37.01 | 39.98 | 45.37 | 36.27 | 39.95 | 44.92 | 37.38 | 50.54 | 53.13 | 49.52 | 50.54 | 53.13 | 49.52 | 50.54 | 53.13 | 49.52 | 50.54 | 53.13 | 49.52 | 53.16 | 53.13 | 49.52 | 54.43 | 53.13 | 49.52 | 50.54 | 53.13 | 49.52 | 50.54 | 53.13 | 49.52 | 53.16 | 53.13 | 49.52 | 53.88 | 52.6 | 49.02 | 52.8 | 52.6 | 48.62 | 50.54 | 53.13 | 49.52
3468 | 39.73 | 44.69 | 37.16 | 39.73 | 44.69 | 37.16 | 39.73 | 44.69 | 37.16 | 39.73 | 44.69 | 37.16 | 39.73 | 47.08 | 37.16 | 40.4 | 47.08 | 37.16 | 39.73 | 44.69 | 37.16 | 39.73 | 44.69 | 37.16 | 39.73 | 47.08 | 37.16 | 40 | 46.84 | 36.79 | 39.58 | 45.14 | 36.05 | 39.73 | 44.69 | 37.16 | 50.32 | 52.9 | 49.29 | 50.32 | 52.9 | 49.29 | 50.32 | 52.9 | 49.29 | 50.32 | 52.9 | 49.29 | 52.94 | 52.9 | 49.29 | 53.87 | 52.9 | 49.29 | 50.32 | 52.9 | 49.29 | 50.32 | 52.9 | 49.29 | 52.94 | 52.9 | 49.29 | 53.68 | 52.38 | 48.61 | 52.6 | 52.38 | 48.61 | 50.32 | 52.9 | 49.29
3469 | 39.51 | 44.47 | 36.94 | 39.51 | 44.47 | 36.94 | 39.51 | 44.47 | 36.94 | 39.51 | 44.47 | 36.94 | 39.51 | 46.68 | 36.94 | 39.81 | 46.68 | 36.94 | 39.51 | 44.47 | 36.94 | 39.51 | 44.47 | 36.94 | 39.51 | 46.68 | 36.94 | 39.58 | 46.84 | 36.57 | 39.58 | 44.92 | 35.85 | 39.51 | 44.47 | 36.94 | 50.1 | 52.68 | 49.07 | 50.1 | 52.68 | 49.07 | 50.1 | 52.68 | 49.07 | 50.1 | 52.68 | 49.07 | 52.72 | 52.68 | 49.07 | 53.87 | 52.68 | 49.07 | 50.1 | 52.68 | 49.07 | 50.1 | 52.68 | 49.07 | 52.72 | 52.68 | 49.07 | 53.86 | 52.16 | 48.61 | 52.78 | 52.16 | 48.58 | 50.1 | 52.68 | 49.07
3470 | 39.28 | 44.24 | 36.71 | 39.28 | 44.24 | 36.71 | 39.28 | 44.24 | 36.71 | 39.28 | 44.24 | 36.71 | 39.28 | 46.64 | 36.71 | 39.81 | 46.64 | 36.71 | 39.28 | 44.24 | 36.71 | 39.28 | 44.24 | 36.71 | 39.28 | 46.64 | 36.71 | 39.81 | 46.84 | 36.34 | 39.67 | 44.69 | 35.85 | 39.28 | 44.24 | 36.71 | 49.87 | 52.45 | 48.84 | 49.87 | 52.45 | 48.84 | 49.87 | 52.45 | 48.84 | 49.87 | 52.45 | 48.84 | 52.49 | 52.56 | 48.84 | 53.87 | 52.56 | 48.84 | 49.87 | 52.45 | 48.84 | 49.87 | 52.45 | 48.84 | 52.49 | 52.56 | 48.84 | 53.87 | 52.03 | 48.61 | 52.79 | 51.93 | 48.61 | 49.87 | 52.45 | 48.84
3471 | 38.95 | 43.91 | 36.38 | 38.95 | 43.91 | 36.38 | 38.95 | 43.91 | 36.38 | 38.95 | 43.91 | 36.38 | 38.95 | 46.31 | 36.38 | 39.65 | 46.46 | 36.38 | 38.95 | 43.91 | 36.38 | 38.95 | 43.91 | 36.38 | 38.95 | 46.31 | 36.38 | 39.81 | 47.11 | 36.74 | 39.34 | 45.7 | 36.01 | 38.95 | 43.91 | 36.38 | 49.53 | 52.12 | 48.51 | 49.53 | 52.12 | 48.51 | 49.53 | 52.12 | 48.51 | 49.53 | 52.12 | 48.51 | 52.16 | 52.23 | 48.51 | 53.87 | 52.23 | 48.51 | 49.53 | 52.12 | 48.51 | 49.53 | 52.12 | 48.51 | 52.16 | 52.23 | 48.51 | 53.87 | 53.49 | 48.61 | 52.79 | 52.95 | 48.61 | 49.53 | 52.12 | 48.51
3472 | 38.79 | 43.76 | 42.82 | 38.79 | 43.76 | 42.82 | 38.79 | 43.76 | 42.82 | 38.79 | 43.76 | 42.82 | 38.79 | 46.15 | 36.23 | 39.5 | 46.31 | 36.23 | 38.79 | 43.76 | 36.23 | 38.79 | 43.76 | 36.23 | 38.79 | 46.15 | 36.23 | 41.25 | 49.42 | 54.78 | 40.42 | 47.95 | 53.14 | 38.79 | 43.76 | 42.82 | 49.38 | 52.08 | 48.83 | 49.38 | 52.08 | 48.83 | 49.38 | 52.08 | 48.83 | 49.38 | 52.08 | 48.83 | 52.01 | 52.08 | 48.36 | 54.96 | 52.08 | 48.36 | 49.38 | 51.97 | 48.36 | 49.38 | 51.97 | 48.36 | 52.01 | 52.08 | 48.36 | 55.52 | 61.42 | 49.33 | 54.96 | 61.42 | 49.33 | 49.38 | 52.08 | 51.3
3473 | 38.8 | 43.77 | 39.02 | 38.8 | 43.77 | 39.02 | 38.8 | 43.77 | 39.02 | 38.8 | 43.77 | 39.02 | 38.8 | 46.16 | 36.23 | 39.51 | 46.31 | 36.23 | 38.8 | 43.77 | 36.23 | 38.8 | 43.77 | 36.23 | 38.8 | 46.16 | 36.23 | 43.87 | 57.55 | 55.52 | 42.99 | 56.4 | 54.41 | 38.8 | 43.77 | 39.02 | 49.39 | 52.08 | 51.3 | 49.39 | 52.08 | 51.3 | 49.39 | 52.08 | 51.3 | 49.39 | 64.25 | 51.3 | 52.01 | 52.08 | 48.36 | 54.97 | 52.08 | 48.36 | 49.39 | 51.98 | 48.36 | 49.39 | 51.98 | 48.36 | 52.01 | 52.08 | 48.36 | 61.23 | 74.27 | 68.3 | 60.02 | 75.77 | 69.69 | 49.39 | 52.08 | 51.3
3474 | 38.88 | 43.84 | 39.02 | 38.88 | 43.84 | 39.02 | 38.88 | 43.84 | 39.02 | 38.88 | 43.84 | 39.02 | 38.88 | 46.24 | 37.73 | 39.58 | 46.39 | 37.73 | 38.88 | 43.84 | 36.31 | 38.88 | 43.84 | 36.31 | 38.88 | 46.24 | 37.73 | 47.61 | 65.69 | 74.02 | 46.66 | 65.69 | 74.02 | 38.88 | 43.84 | 39.02 | 49.46 | 52.16 | 63.5 | 49.46 | 52.16 | 63.5 | 49.46 | 52.16 | 63.5 | 49.46 | 64.25 | 63.5 | 52.09 | 52.16 | 48.78 | 55.04 | 52.16 | 48.78 | 49.46 | 52.05 | 48.78 | 49.46 | 52.05 | 48.44 | 52.09 | 52.16 | 48.78 | 71.9 | 81.89 | 103.09 | 71.18 | 82.45 | 105.19 | 49.46 | 52.16 | 63.5
3475 | 38.73 | 43.7 | 36.16 | 38.73 | 43.7 | 36.16 | 38.73 | 43.7 | 37.59 | 38.73 | 43.7 | 37.59 | 38.73 | 46.09 | 37.59 | 39.44 | 46.24 | 37.59 | 38.73 | 43.7 | 36.16 | 38.73 | 43.7 | 36.16 | 38.73 | 46.09 | 37.59 | 52.86 | 65.89 | 74.02 | 51.81 | 65.89 | 75.53 | 38.73 | 43.7 | 36.16 | 49.32 | 51.91 | 51.61 | 49.32 | 51.91 | 51.61 | 49.32 | 51.91 | 51.61 | 49.32 | 51.91 | 51.61 | 51.94 | 52.01 | 51.61 | 54.9 | 52.01 | 51.61 | 49.32 | 51.91 | 48.29 | 49.32 | 51.91 | 48.29 | 51.94 | 52.01 | 51.61 | 72.79 | 91.4 | 103.95 | 71.35 | 93.26 | 106.06 | 49.32 | 51.91 | 51.61
3476 | 38.52 | 43.49 | 38.67 | 38.52 | 43.49 | 38.67 | 38.52 | 43.49 | 38.67 | 38.52 | 43.49 | 38.67 | 38.52 | 45.88 | 38.67 | 39.23 | 46.04 | 38.67 | 38.52 | 43.49 | 35.96 | 38.52 | 43.49 | 35.96 | 38.52 | 45.88 | 38.67 | 52.86 | 65.89 | 74.02 | 51.81 | 67.23 | 75.53 | 38.52 | 43.49 | 38.67 | 49.11 | 51.81 | 51.61 | 49.11 | 51.81 | 51.61 | 49.11 | 51.81 | 51.61 | 49.11 | 51.81 | 51.61 | 51.74 | 51.81 | 51.61 | 54.69 | 51.81 | 51.61 | 49.11 | 51.7 | 48.09 | 49.11 | 51.7 | 48.09 | 51.74 | 51.81 | 51.61 | 72.79 | 91.4 | 103.95 | 71.35 | 93.26 | 106.06 | 49.11 | 51.81 | 51.61
3477 | 38.54 | 43.51 | 35.97 | 38.54 | 43.51 | 35.97 | 38.54 | 43.51 | 35.97 | 38.54 | 43.51 | 35.97 | 38.54 | 45.9 | 35.97 | 39.25 | 46.05 | 35.97 | 38.54 | 43.51 | 35.97 | 38.54 | 43.51 | 35.97 | 38.54 | 45.9 | 35.97 | 52.86 | 65.89 | 74.02 | 51.81 | 65.9 | 75.53 | 38.54 | 43.51 | 35.97 | 49.13 | 51.72 | 51.3 | 49.13 | 51.72 | 51.3 | 49.13 | 51.72 | 51.3 | 49.13 | 51.72 | 51.3 | 51.75 | 51.82 | 51.3 | 54.71 | 51.82 | 51.3 | 49.13 | 51.72 | 48.1 | 49.13 | 51.72 | 48.1 | 51.75 | 51.82 | 51.3 | 72.79 | 91.4 | 103.95 | 71.35 | 93.26 | 106.06 | 49.13 | 51.72 | 51.3
3478 | 38.63 | 43.6 | 36.06 | 38.63 | 43.6 | 36.06 | 38.63 | 43.6 | 36.06 | 38.63 | 43.6 | 36.06 | 38.63 | 45.99 | 36.06 | 39.34 | 46.14 | 36.06 | 38.63 | 43.6 | 36.06 | 38.63 | 43.6 | 36.06 | 38.63 | 45.99 | 36.06 | 45.38 | 65.69 | 74.02 | 44.48 | 65.69 | 75.53 | 38.63 | 43.6 | 36.06 | 49.22 | 51.81 | 51.3 | 49.22 | 51.81 | 51.3 | 49.22 | 51.81 | 51.3 | 49.22 | 51.81 | 51.3 | 51.84 | 51.91 | 51.3 | 54.8 | 51.91 | 51.3 | 49.22 | 51.81 | 48.2 | 49.22 | 51.81 | 48.2 | 51.84 | 51.91 | 51.3 | 71.35 | 90.48 | 103.09 | 70.63 | 91.39 | 105.19 | 49.22 | 51.81 | 51.3
3479 | 38.04 | 43 | 35.47 | 38.04 | 43 | 35.47 | 38.04 | 43 | 35.47 | 38.04 | 43 | 35.47 | 38.04 | 45.4 | 35.47 | 38.74 | 45.55 | 35.47 | 38.04 | 43 | 35.47 | 38.04 | 43 | 35.47 | 38.04 | 45.4 | 35.47 | 43.39 | 65.69 | 74.02 | 42.99 | 65.69 | 74.77 | 38.04 | 43 | 35.47 | 48.62 | 51.21 | 51.3 | 48.62 | 51.21 | 51.3 | 48.62 | 51.21 | 51.3 | 48.62 | 51.21 | 51.3 | 51.25 | 51.32 | 51.3 | 54.2 | 51.32 | 51.3 | 48.62 | 51.21 | 47.6 | 48.62 | 51.21 | 47.6 | 51.25 | 51.32 | 51.3 | 59.81 | 81.89 | 103.09 | 59.81 | 82.45 | 105.19 | 48.62 | 51.21 | 51.3
3480 | 37.78 | 42.75 | 35.21 | 37.78 | 42.75 | 35.21 | 37.78 | 42.75 | 35.21 | 37.78 | 42.75 | 35.21 | 37.78 | 45.14 | 35.21 | 38.49 | 45.29 | 35.21 | 37.78 | 42.75 | 35.21 | 37.78 | 42.75 | 35.21 | 37.78 | 45.14 | 35.21 | 42.72 | 64.58 | 74.02 | 42.72 | 64.58 | 74.77 | 37.78 | 42.75 | 35.21 | 48.37 | 50.96 | 51.3 | 48.37 | 50.96 | 51.3 | 48.37 | 50.96 | 51.3 | 48.37 | 50.96 | 51.3 | 50.99 | 51.06 | 51.3 | 53.95 | 51.06 | 51.3 | 48.37 | 50.96 | 47.34 | 48.37 | 50.96 | 47.34 | 50.99 | 51.06 | 51.3 | 58.82 | 81.89 | 103.09 | 58.82 | 82.45 | 105.19 | 48.37 | 50.96 | 51.3
3481 | 36.93 | 41.89 | 34.36 | 36.93 | 41.9 | 34.36 | 36.93 | 41.9 | 34.36 | 36.93 | 41.9 | 34.36 | 36.93 | 44.29 | 34.36 | 37.64 | 44.44 | 34.36 | 36.93 | 41.9 | 34.36 | 36.93 | 41.89 | 34.36 | 36.93 | 44.29 | 34.36 | 42.72 | 63.46 | 74.02 | 42.72 | 63.46 | 74.02 | 36.93 | 41.89 | 34.36 | 47.52 | 50.11 | 46.97 | 47.52 | 50.11 | 46.97 | 47.52 | 50.11 | 46.97 | 47.52 | 50.11 | 46.97 | 50.14 | 50.21 | 46.97 | 53.1 | 50.21 | 46.97 | 47.52 | 50.11 | 46.49 | 47.52 | 50.11 | 46.49 | 50.14 | 50.21 | 46.97 | 58.82 | 81.89 | 103.09 | 58.82 | 82.45 | 105.19 | 47.52 | 50.11 | 46.97
3482 | 36.35 | 41.32 | 33.78 | 36.35 | 41.32 | 33.78 | 36.35 | 41.32 | 33.78 | 36.35 | 41.32 | 33.78 | 36.35 | 43.71 | 33.78 | 37.06 | 43.86 | 33.78 | 36.35 | 41.32 | 33.78 | 36.35 | 41.32 | 33.78 | 36.35 | 43.71 | 33.78 | 42.12 | 62.43 | 74.02 | 42.12 | 62.43 | 74.02 | 36.35 | 41.32 | 33.78 | 46.94 | 49.53 | 46.45 | 46.94 | 49.53 | 46.45 | 46.94 | 49.53 | 46.45 | 46.94 | 49.53 | 46.45 | 49.56 | 49.63 | 46.45 | 52.52 | 49.63 | 46.45 | 46.94 | 49.53 | 45.92 | 46.94 | 49.53 | 45.92 | 49.56 | 49.63 | 46.45 | 58.82 | 81.89 | 103.09 | 58.82 | 82.45 | 104.49 | 46.94 | 49.53 | 46.45
3483 | 36.13 | 41.09 | 33.56 | 36.13 | 41.09 | 33.56 | 36.13 | 41.09 | 33.56 | 36.13 | 41.09 | 33.56 | 36.13 | 43.49 | 33.56 | 36.83 | 43.64 | 33.56 | 36.13 | 41.09 | 33.56 | 36.13 | 41.09 | 33.56 | 36.13 | 43.49 | 33.56 | 40.09 | 60.76 | 74.02 | 40.09 | 60.76 | 74.02 | 36.13 | 41.09 | 33.56 | 46.72 | 49.31 | 46.17 | 46.72 | 49.31 | 46.17 | 46.72 | 49.31 | 46.17 | 46.72 | 49.31 | 46.17 | 49.34 | 49.41 | 46.17 | 52.3 | 49.41 | 46.45 | 46.72 | 49.31 | 45.69 | 46.72 | 49.31 | 45.69 | 49.34 | 49.41 | 46.17 | 58.82 | 81.89 | 103.09 | 58.82 | 82.45 | 104.49 | 46.72 | 49.31 | 46.17
3484 | 35.9 | 40.87 | 33.33 | 35.9 | 40.87 | 33.33 | 35.9 | 40.87 | 33.33 | 35.9 | 40.87 | 33.33 | 35.9 | 43.26 | 33.33 | 36.61 | 43.41 | 33.33 | 35.9 | 40.87 | 33.33 | 35.9 | 40.87 | 33.33 | 35.9 | 43.26 | 33.33 | 39.19 | 58.02 | 74.02 | 39.19 | 58.02 | 74.02 | 35.9 | 40.87 | 33.33 | 46.49 | 49.08 | 46.17 | 46.49 | 49.08 | 46.17 | 46.49 | 49.08 | 46.17 | 46.49 | 49.08 | 46.17 | 46.49 | 49.18 | 46.17 | 52.07 | 49.18 | 46.45 | 46.49 | 49.08 | 45.47 | 46.49 | 49.08 | 45.47 | 46.49 | 49.18 | 46.17 | 58.15 | 76.57 | 98.01 | 58.15 | 78.13 | 100.01 | 46.49 | 49.08 | 46.17
3485 | 35.83 | 40.8 | 33.26 | 35.83 | 40.8 | 33.26 | 35.83 | 40.8 | 33.26 | 35.83 | 40.8 | 33.26 | 35.83 | 43.19 | 33.26 | 36.54 | 43.34 | 33.26 | 35.83 | 40.8 | 33.26 | 35.83 | 40.8 | 33.26 | 35.83 | 43.19 | 33.26 | 40.09 | 57.56 | 67.43 | 40.09 | 57.55 | 68.11 | 35.83 | 40.8 | 33.26 | 46.42 | 49.01 | 46.17 | 46.42 | 49.01 | 46.17 | 46.42 | 49.01 | 46.17 | 46.42 | 49.01 | 46.17 | 49.04 | 49.11 | 46.17 | 52 | 49.11 | 46.45 | 46.42 | 49.01 | 45.39 | 46.42 | 49.01 | 45.39 | 49.04 | 49.11 | 46.17 | 58.15 | 75.28 | 68.53 | 58.15 | 75.28 | 68.53 | 46.42 | 49.01 | 46.17
3486 | 36.25 | 41.22 | 33.68 | 36.25 | 41.22 | 33.68 | 36.25 | 41.22 | 33.68 | 36.25 | 41.22 | 33.68 | 36.25 | 43.61 | 33.68 | 36.96 | 43.76 | 33.68 | 36.25 | 41.22 | 33.68 | 36.25 | 41.22 | 33.68 | 36.25 | 43.61 | 33.68 | 43.82 | 56 | 43.22 | 42.95 | 54.88 | 42.36 | 36.25 | 41.22 | 33.68 | 46.84 | 49.43 | 46.45 | 46.84 | 49.43 | 46.45 | 46.84 | 49.43 | 46.45 | 46.84 | 49.43 | 46.45 | 49.46 | 49.54 | 46.45 | 52.42 | 49.54 | 46.45 | 46.84 | 49.43 | 45.82 | 46.84 | 49.43 | 45.82 | 49.46 | 49.54 | 46.45 | 60.78 | 69.13 | 52.93 | 59.57 | 68.41 | 51.87 | 46.84 | 49.43 | 46.45
3487 | 36.86 | 41.82 | 34.29 | 36.86 | 41.82 | 34.29 | 36.86 | 41.82 | 34.29 | 36.86 | 41.82 | 34.29 | 36.86 | 44.22 | 34.29 | 37.56 | 44.37 | 34.29 | 36.86 | 41.82 | 34.29 | 36.86 | 41.82 | 34.29 | 36.86 | 44.22 | 34.29 | 43.82 | 52.98 | 39.04 | 42.95 | 51.4 | 38.24 | 36.86 | 41.82 | 34.29 | 47.45 | 50.03 | 46.42 | 47.45 | 50.03 | 46.42 | 47.45 | 50.03 | 46.42 | 47.45 | 50.03 | 46.42 | 50.07 | 50.14 | 46.42 | 53.03 | 50.14 | 46.52 | 47.45 | 50.03 | 46.42 | 47.45 | 50.03 | 46.42 | 50.07 | 50.14 | 46.42 | 59.41 | 55.57 | 52.4 | 58.23 | 54.46 | 51.36 | 47.45 | 50.03 | 46.42
3488 | 37.61 | 42.58 | 35.04 | 37.61 | 42.58 | 35.04 | 37.61 | 42.58 | 35.04 | 37.61 | 42.58 | 35.04 | 37.61 | 44.97 | 35.04 | 38.32 | 45.12 | 35.04 | 37.61 | 42.58 | 35.04 | 37.61 | 42.58 | 35.04 | 37.61 | 44.97 | 35.04 | 43.43 | 46.05 | 35.39 | 42.56 | 43.01 | 35.14 | 37.61 | 42.58 | 35.04 | 48.2 | 50.79 | 47.17 | 48.2 | 50.79 | 47.17 | 48.2 | 50.79 | 47.17 | 48.2 | 50.79 | 47.17 | 50.82 | 50.89 | 47.17 | 53.78 | 50.89 | 47.17 | 48.2 | 50.79 | 47.17 | 48.2 | 50.79 | 47.17 | 50.82 | 50.89 | 47.17 | 55.44 | 51.03 | 47.64 | 54.33 | 51.03 | 47.64 | 48.2 | 50.79 | 47.17
3489 | 38.2 | 43.09 | 35.63 | 38.2 | 43.09 | 35.63 | 38.2 | 43.09 | 35.63 | 38.2 | 43.09 | 35.63 | 38.2 | 43.09 | 35.63 | 38.91 | 43.09 | 35.63 | 38.2 | 43.09 | 35.63 | 38.2 | 43.09 | 35.63 | 38.2 | 43.09 | 35.63 | 40.01 | 42.66 | 34.97 | 38.81 | 42.22 | 34.97 | 38.2 | 43.09 | 35.63 | 48.79 | 48.43 | 47.76 | 48.79 | 48.43 | 47.76 | 48.79 | 48.43 | 47.76 | 48.79 | 48.43 | 47.76 | 51.41 | 48.43 | 47.76 | 54.37 | 48.43 | 47.76 | 48.79 | 48.43 | 47.76 | 48.79 | 48.43 | 47.76 | 51.41 | 48.43 | 47.76 | 53.94 | 47.66 | 47.29 | 52.86 | 47.95 | 47.29 | 48.79 | 48.43 | 47.76
3490 | 38.5 | 37.78 | 35.33 | 38.5 | 37.78 | 35.33 | 38.5 | 37.78 | 35.33 | 38.5 | 37.78 | 35.33 | 38.5 | 37.78 | 35.33 | 39.2 | 37.78 | 35.33 | 38.5 | 37.78 | 35.33 | 38.5 | 37.78 | 35.33 | 38.5 | 37.78 | 35.33 | 38.81 | 37.4 | 34.42 | 38.11 | 36.65 | 30.39 | 38.5 | 37.78 | 35.33 | 49.09 | 47.81 | 47.64 | 49.09 | 47.81 | 47.64 | 49.09 | 47.81 | 47.64 | 49.09 | 47.81 | 47.64 | 51.11 | 47.81 | 47.64 | 51.11 | 47.81 | 47.64 | 49.09 | 47.81 | 47.64 | 49.09 | 47.81 | 47.64 | 51.11 | 47.81 | 47.64 | 50.59 | 47.33 | 47.16 | 49.58 | 47.18 | 47.16 | 49.09 | 47.81 | 47.64
3491 | 38.37 | 25.86 | 34.77 | 38.37 | 25.86 | 34.77 | 38.37 | 25.86 | 34.77 | 38.37 | 25.86 | 34.77 | 38.37 | 25.86 | 34.77 | 38.37 | 25.86 | 34.77 | 38.37 | 25.86 | 0 | 38.37 | 25.86 | 34.77 | 38.37 | 25.86 | 34.77 | 37.99 | 25.6 | 34.42 | 37.99 | 25.09 | 33.73 | 38.37 | 25.86 | 34.77 | 49.03 | 45.31 | 47.16 | 49.03 | 45.31 | 47.16 | 49.03 | 45.31 | 47.16 | 49.03 | 45.31 | 47.16 | 50.06 | 45.31 | 47.16 | 50.06 | 45.31 | 47.16 | 49.03 | 45.31 | 27.37 | 49.03 | 45.31 | 47.16 | 50.06 | 45.31 | 47.16 | 49.56 | 44.86 | 46.69 | 49.19 | 44.86 | 46.69 | 49.03 | 45.31 | 47.16
3492 | 37.72 | 25.6 | 34.77 | 37.72 | 25.6 | 34.77 | 37.72 | 25.6 | 34.77 | 37.72 | 25.6 | 34.77 | 37.72 | 25.6 | 34.77 | 37.72 | 25.6 | 34.77 | 37.72 | 10.03 | 0 | 37.72 | 25.61 | 35.62 | 37.72 | 25.61 | 34.77 | 37.34 | 25.35 | 34.42 | 37.34 | 25.09 | 30.39 | 37.72 | 25.6 | 34.77 | 48.78 | 45.31 | 47.16 | 48.78 | 45.31 | 47.16 | 48.78 | 45.31 | 47.16 | 48.78 | 45.31 | 47.16 | 49.77 | 45.31 | 47.16 | 49.77 | 45.31 | 47.16 | 48.78 | 45.31 | 0 | 48.78 | 45.31 | 47.16 | 49.77 | 45.31 | 47.16 | 49.27 | 44.86 | 46.69 | 48.29 | 44.86 | 46.69 | 48.78 | 45.31 | 47.16
3493 | 37.72 | 25.6 | 35.12 | 37.72 | 25.6 | 35.12 | 37.72 | 25.6 | 35.12 | 37.72 | 25.6 | 35.12 | 37.72 | 25.6 | 34.77 | 37.72 | 25.6 | 34.77 | 37.72 | 0 | 0 | 37.72 | 25.61 | 35.12 | 37.72 | 25.61 | 34.77 | 37.34 | 25.35 | 34.42 | 37.34 | 25.09 | 30.39 | 37.72 | 25.6 | 35.12 | 48.41 | 45.31 | 47.16 | 48.41 | 45.31 | 47.16 | 48.41 | 45.31 | 47.16 | 48.41 | 45.31 | 47.16 | 49.7 | 45.31 | 47.16 | 49.7 | 45.31 | 47.16 | 48.41 | 45.31 | 0 | 48.41 | 45.31 | 47.16 | 49.7 | 45.31 | 47.16 | 49.2 | 44.86 | 46.69 | 48.22 | 44.86 | 46.69 | 48.41 | 45.31 | 47.16
3494 | 37.57 | 25.61 | 35 | 37.57 | 25.61 | 35 | 37.57 | 25.61 | 35 | 37.57 | 25.61 | 35 | 37.57 | 25.61 | 34.77 | 37.57 | 25.61 | 34.77 | 37.57 | 0 | 0 | 37.57 | 25.61 | 35 | 37.57 | 25.61 | 34.77 | 37.19 | 25.35 | 34.42 | 37.19 | 25.09 | 33.73 | 37.57 | 25.61 | 35 | 48.16 | 47.03 | 47.14 | 48.16 | 47.03 | 47.14 | 48.16 | 47.03 | 47.14 | 48.16 | 47.03 | 47.14 | 49.7 | 46.09 | 47.14 | 49.7 | 46.09 | 47.14 | 48.16 | 46.09 | 0 | 48.16 | 47.03 | 47.14 | 49.7 | 46.09 | 47.14 | 49.2 | 45.63 | 46.66 | 48.22 | 46.56 | 46.66 | 48.16 | 47.03 | 47.14
3495 | 37.59 | 37.4 | 35.02 | 37.59 | 37.4 | 35.02 | 37.59 | 37.4 | 35.02 | 37.59 | 37.4 | 35.02 | 37.59 | 37.4 | 35.02 | 37.59 | 37.4 | 35.02 | 37.59 | 24.15 | 0 | 37.59 | 37.4 | 35.02 | 37.59 | 37.4 | 35.02 | 37.22 | 37.02 | 34.42 | 37.22 | 36.64 | 33.73 | 37.59 | 37.4 | 35.02 | 48.18 | 48.14 | 47.16 | 48.18 | 48.14 | 47.16 | 48.18 | 48.14 | 47.16 | 48.18 | 48.14 | 47.16 | 49.7 | 46.71 | 47.16 | 49.7 | 46.71 | 47.16 | 48.18 | 46.71 | 0 | 48.18 | 48.14 | 47.16 | 49.7 | 46.71 | 47.16 | 49.2 | 46.24 | 47.16 | 48.67 | 47.66 | 47.16 | 48.18 | 48.14 | 47.16
3496 | 37.6 | 42.57 | 35.03 | 37.6 | 42.57 | 35.03 | 37.6 | 42.57 | 35.03 | 37.6 | 42.57 | 35.03 | 37.6 | 42.57 | 35.03 | 38.31 | 42.57 | 35.03 | 37.6 | 38.4 | 0 | 37.6 | 42.57 | 35.03 | 37.6 | 42.57 | 35.03 | 38.31 | 42.14 | 35.33 | 37.98 | 42.14 | 35.33 | 37.6 | 42.57 | 35.03 | 48.19 | 50.78 | 47.17 | 48.19 | 50.78 | 47.17 | 48.19 | 50.78 | 47.17 | 48.19 | 50.78 | 47.17 | 50.81 | 50.78 | 47.17 | 50.81 | 50.78 | 47.17 | 48.19 | 50.78 | 0 | 48.19 | 50.78 | 47.17 | 50.81 | 50.78 | 47.17 | 51.17 | 50.27 | 47.64 | 50.15 | 51.03 | 47.65 | 48.19 | 50.78 | 47.17
3497 | 37.8 | 42.77 | 35.23 | 37.8 | 42.77 | 35.23 | 37.8 | 42.77 | 35.23 | 37.8 | 42.77 | 35.23 | 37.8 | 45.16 | 35.23 | 38.51 | 45.31 | 35.23 | 37.8 | 42.76 | 33.4 | 37.8 | 42.77 | 35.23 | 37.8 | 45.16 | 35.23 | 43.44 | 45.98 | 35.59 | 42.57 | 45.06 | 35.59 | 37.8 | 42.77 | 35.23 | 48.39 | 50.98 | 47.36 | 48.39 | 50.98 | 47.36 | 48.39 | 50.98 | 47.36 | 48.39 | 50.98 | 47.36 | 51.01 | 51.08 | 47.36 | 53.97 | 51.08 | 47.36 | 48.39 | 50.98 | 47.36 | 48.39 | 50.98 | 47.36 | 51.01 | 51.08 | 47.36 | 60.62 | 51.6 | 47.84 | 59.41 | 52.2 | 47.84 | 48.39 | 50.98 | 47.36
3498 | 37.94 | 42.91 | 35.37 | 37.94 | 42.91 | 35.37 | 37.94 | 42.91 | 35.37 | 37.94 | 42.91 | 35.37 | 37.94 | 45.3 | 35.37 | 38.65 | 45.45 | 35.37 | 37.94 | 42.91 | 35.37 | 37.94 | 42.91 | 35.37 | 37.94 | 45.3 | 35.37 | 49.94 | 48.53 | 39.04 | 48.95 | 47.56 | 38.26 | 37.94 | 42.91 | 35.37 | 48.53 | 51.12 | 51.3 | 48.53 | 51.12 | 51.3 | 48.53 | 51.12 | 51.3 | 48.53 | 51.12 | 51.3 | 51.15 | 51.22 | 48.78 | 54.11 | 51.23 | 48.78 | 48.53 | 51.12 | 47.51 | 48.53 | 51.12 | 47.51 | 51.15 | 51.22 | 48.78 | 66.48 | 58.61 | 52.4 | 65.15 | 59.81 | 53.47 | 48.53 | 51.12 | 51.3
3499 | 37.97 | 42.94 | 35.4 | 37.97 | 42.94 | 35.4 | 37.97 | 42.94 | 35.4 | 37.97 | 42.94 | 35.4 | 37.97 | 45.33 | 35.4 | 38.68 | 45.48 | 35.4 | 37.97 | 42.94 | 35.4 | 37.97 | 42.94 | 35.4 | 37.97 | 45.33 | 35.4 | 49.94 | 48.53 | 39.04 | 48.95 | 48.53 | 39.04 | 37.97 | 42.94 | 35.4 | 48.56 | 51.15 | 51.3 | 48.56 | 51.15 | 51.3 | 48.56 | 51.15 | 51.3 | 48.56 | 51.15 | 51.3 | 51.18 | 51.25 | 48.78 | 54.14 | 51.25 | 48.78 | 48.56 | 51.15 | 47.54 | 48.56 | 51.15 | 47.54 | 51.18 | 51.25 | 48.78 | 66.48 | 59.81 | 52.4 | 65.15 | 60.41 | 54.38 | 48.56 | 51.15 | 51.3
3500 | 37.89 | 42.86 | 35.33 | 37.89 | 42.86 | 35.33 | 37.89 | 42.86 | 35.33 | 37.89 | 42.86 | 35.33 | 37.89 | 45.25 | 35.33 | 38.6 | 45.41 | 35.33 | 37.89 | 42.86 | 35.33 | 37.89 | 42.86 | 35.33 | 37.89 | 45.25 | 35.33 | 48.66 | 48.53 | 39.04 | 47.69 | 48.53 | 39.04 | 37.89 | 42.86 | 35.33 | 48.48 | 51.07 | 47.56 | 48.48 | 51.07 | 47.56 | 48.48 | 51.07 | 47.56 | 48.48 | 51.07 | 47.56 | 51.11 | 51.18 | 47.56 | 54.06 | 51.18 | 47.56 | 48.48 | 51.07 | 47.46 | 48.48 | 51.07 | 47.46 | 51.11 | 51.18 | 47.56 | 66.48 | 59.81 | 51.85 | 65.15 | 61.02 | 54.38 | 48.48 | 51.07 | 47.56
3501 | 37.96 | 42.92 | 35.39 | 37.96 | 42.92 | 35.39 | 37.96 | 42.92 | 35.39 | 37.96 | 42.92 | 35.39 | 37.96 | 45.32 | 35.39 | 38.67 | 45.47 | 35.39 | 37.96 | 42.92 | 35.39 | 37.96 | 42.92 | 35.39 | 37.96 | 45.32 | 35.39 | 44.71 | 48.53 | 39.04 | 43.82 | 48.53 | 39.04 | 37.96 | 42.92 | 35.39 | 48.55 | 51.14 | 47.52 | 48.55 | 51.14 | 47.52 | 48.55 | 51.14 | 47.52 | 48.55 | 51.14 | 47.52 | 51.17 | 51.24 | 47.52 | 54.13 | 51.24 | 47.62 | 48.55 | 51.14 | 47.52 | 48.55 | 51.14 | 47.52 | 51.17 | 51.24 | 47.52 | 66.48 | 59.81 | 53.47 | 65.15 | 61.02 | 54.01 | 48.55 | 51.14 | 47.52
3502 | 38.14 | 43.11 | 35.57 | 38.14 | 43.11 | 35.57 | 38.14 | 43.11 | 35.57 | 38.14 | 43.11 | 35.57 | 38.14 | 45.5 | 35.57 | 38.85 | 45.65 | 35.57 | 38.14 | 43.11 | 35.57 | 38.14 | 43.11 | 35.57 | 38.14 | 45.5 | 35.57 | 39.65 | 48.53 | 39.04 | 38.86 | 48.53 | 39.04 | 38.14 | 43.11 | 35.57 | 48.73 | 51.32 | 47.71 | 48.73 | 51.32 | 47.71 | 48.73 | 51.32 | 47.71 | 48.73 | 51.32 | 47.71 | 51.35 | 51.42 | 47.71 | 54.31 | 51.42 | 47.8 | 48.73 | 51.32 | 47.71 | 48.73 | 51.32 | 47.71 | 51.35 | 51.42 | 47.71 | 59.33 | 59.81 | 52.4 | 58.15 | 60.41 | 53.47 | 48.73 | 51.32 | 47.71
3503 | 37.77 | 42.74 | 35.2 | 37.77 | 42.74 | 35.2 | 37.77 | 42.74 | 35.2 | 37.77 | 42.74 | 35.2 | 37.77 | 45.13 | 35.2 | 38.48 | 45.29 | 35.2 | 37.77 | 42.74 | 35.2 | 37.77 | 42.74 | 35.2 | 37.77 | 45.13 | 35.2 | 38.87 | 48.53 | 39.04 | 38.15 | 48.53 | 39.04 | 37.77 | 42.74 | 35.2 | 48.36 | 50.95 | 47.34 | 48.36 | 50.95 | 47.34 | 48.36 | 50.95 | 47.34 | 48.36 | 50.95 | 47.34 | 50.98 | 51.06 | 47.34 | 53.94 | 51.06 | 47.34 | 48.36 | 50.95 | 47.34 | 48.36 | 50.95 | 47.34 | 50.98 | 51.06 | 47.34 | 56.08 | 59.81 | 52.93 | 54.96 | 60.41 | 53.47 | 48.36 | 50.95 | 47.34
3504 | 37.55 | 42.51 | 34.98 | 37.55 | 42.51 | 34.98 | 37.55 | 42.51 | 34.98 | 37.55 | 42.51 | 34.98 | 37.55 | 44.91 | 34.98 | 38.25 | 45.06 | 34.98 | 37.55 | 42.51 | 34.98 | 37.55 | 42.51 | 34.98 | 37.55 | 44.91 | 34.98 | 38.49 | 48.53 | 39.19 | 37.93 | 47.57 | 38.41 | 37.55 | 42.51 | 34.98 | 48.14 | 50.73 | 47.11 | 48.14 | 50.73 | 47.11 | 48.14 | 50.73 | 47.11 | 48.14 | 50.73 | 47.11 | 50.76 | 50.83 | 47.11 | 53.72 | 50.83 | 47.11 | 48.14 | 50.73 | 47.11 | 48.14 | 50.73 | 47.11 | 50.76 | 50.83 | 47.11 | 54.26 | 59.81 | 52.93 | 53.18 | 59.21 | 53.47 | 48.14 | 50.73 | 47.11
3505 | 36.89 | 41.85 | 34.32 | 36.89 | 41.85 | 34.32 | 36.89 | 41.85 | 34.32 | 36.89 | 41.85 | 34.32 | 36.89 | 44.25 | 34.32 | 37.59 | 44.4 | 34.32 | 36.89 | 41.85 | 34.32 | 36.89 | 41.85 | 34.32 | 36.89 | 44.25 | 34.32 | 37.97 | 48.53 | 39.84 | 37.26 | 47.57 | 39.04 | 36.89 | 41.85 | 34.32 | 47.48 | 50.06 | 46.45 | 47.48 | 50.06 | 46.45 | 47.48 | 50.06 | 46.45 | 47.48 | 50.06 | 46.45 | 50.1 | 50.17 | 46.45 | 53.05 | 50.17 | 46.45 | 47.48 | 50.06 | 46.45 | 47.48 | 50.06 | 46.45 | 50.1 | 50.17 | 46.45 | 54.2 | 59.69 | 52.93 | 53.12 | 59.69 | 53.47 | 47.48 | 50.06 | 46.45
3506 | 36.17 | 41.13 | 33.6 | 36.17 | 41.13 | 33.6 | 36.17 | 41.13 | 33.6 | 36.17 | 41.13 | 33.6 | 36.17 | 43.53 | 33.6 | 36.87 | 43.68 | 33.6 | 36.17 | 41.13 | 33.6 | 36.17 | 41.13 | 33.6 | 36.17 | 43.53 | 33.6 | 37.25 | 48.05 | 39.84 | 36.53 | 48.04 | 39.04 | 36.17 | 41.13 | 33.6 | 46.76 | 49.35 | 46.17 | 46.76 | 49.35 | 46.17 | 46.76 | 49.35 | 46.17 | 46.76 | 49.35 | 46.17 | 49.38 | 49.45 | 46.17 | 52.34 | 49.45 | 46.17 | 46.76 | 49.35 | 45.73 | 46.76 | 49.35 | 45.73 | 49.38 | 49.45 | 46.17 | 52.86 | 58.62 | 52.93 | 51.81 | 59.21 | 53.47 | 46.76 | 49.35 | 46.17
3507 | 35.83 | 40.8 | 33.26 | 35.83 | 40.8 | 33.26 | 35.83 | 40.8 | 33.26 | 35.83 | 40.8 | 33.26 | 35.83 | 43.19 | 33.26 | 36.54 | 43.34 | 33.26 | 35.83 | 40.8 | 33.26 | 35.83 | 40.8 | 33.26 | 35.83 | 43.19 | 33.26 | 36.9 | 47.57 | 39.84 | 36.19 | 47.56 | 39.04 | 35.83 | 40.8 | 33.26 | 46.42 | 49.01 | 46.17 | 46.42 | 49.01 | 46.17 | 46.42 | 49.01 | 46.17 | 46.42 | 49.01 | 46.17 | 46.42 | 49.11 | 46.17 | 52 | 49.11 | 46.17 | 46.42 | 49.01 | 45.39 | 46.42 | 49.01 | 45.39 | 46.42 | 49.11 | 46.17 | 52.52 | 55.57 | 52.93 | 51.47 | 55.57 | 52.93 | 46.42 | 49.01 | 46.17
3508 | 35.41 | 40.38 | 32.84 | 35.41 | 40.38 | 32.84 | 35.41 | 40.38 | 32.84 | 35.41 | 40.38 | 32.84 | 35.41 | 42.77 | 32.84 | 36.12 | 42.92 | 32.84 | 35.41 | 40.38 | 32.84 | 35.41 | 40.38 | 32.84 | 35.41 | 42.77 | 32.84 | 36.48 | 45.98 | 38.8 | 35.77 | 45.06 | 38.24 | 35.41 | 40.38 | 32.84 | 46 | 48.59 | 45.45 | 46 | 48.59 | 45.45 | 46 | 48.59 | 45.45 | 46 | 48.59 | 45.45 | 46 | 48.69 | 45.07 | 50.8 | 48.69 | 45.07 | 46 | 48.59 | 44.97 | 46 | 48.59 | 44.97 | 46 | 48.69 | 45.07 | 51.31 | 55.57 | 52.4 | 50.29 | 55.57 | 51.86 | 46 | 48.59 | 45.45
3509 | 35.24 | 40.21 | 32.67 | 35.24 | 40.21 | 32.67 | 35.24 | 40.21 | 32.67 | 35.24 | 40.21 | 32.67 | 35.24 | 42.6 | 32.67 | 35.95 | 42.75 | 32.67 | 35.24 | 40.21 | 32.67 | 35.24 | 40.21 | 32.67 | 35.24 | 42.6 | 32.67 | 36.31 | 43.63 | 35.85 | 35.6 | 42.76 | 35.14 | 35.24 | 40.21 | 32.67 | 45.83 | 48.42 | 45.28 | 45.83 | 48.42 | 45.28 | 45.83 | 48.42 | 45.28 | 45.83 | 48.42 | 45.28 | 45.83 | 48.52 | 44.9 | 49.79 | 48.52 | 44.9 | 45.83 | 48.42 | 44.81 | 45.83 | 48.42 | 44.81 | 45.83 | 48.52 | 44.9 | 50.29 | 52.67 | 50.29 | 49.29 | 52.67 | 49.78 | 45.83 | 48.42 | 45.28
3510 | 35.14 | 40.11 | 32.57 | 35.14 | 40.11 | 32.57 | 35.14 | 40.11 | 32.57 | 35.14 | 40.11 | 32.57 | 35.14 | 41.38 | 32.57 | 35.85 | 41.38 | 32.57 | 35.14 | 40.11 | 32.57 | 35.14 | 40.11 | 32.57 | 35.14 | 41.38 | 32.57 | 36.22 | 41.8 | 35.85 | 35.5 | 40.96 | 35.14 | 35.14 | 40.11 | 32.57 | 45.73 | 48.32 | 46.17 | 45.73 | 48.32 | 46.17 | 45.73 | 48.32 | 46.17 | 45.73 | 48.32 | 46.17 | 48.35 | 48.42 | 44.81 | 49.79 | 48.42 | 44.81 | 45.73 | 48.32 | 44.71 | 45.73 | 48.32 | 44.71 | 48.35 | 48.42 | 44.81 | 50.29 | 50.01 | 47.64 | 49.29 | 50.01 | 47.64 | 45.73 | 48.32 | 46.17
3511 | 35.76 | 40.73 | 33.2 | 35.76 | 40.73 | 33.2 | 35.76 | 40.73 | 33.2 | 35.76 | 40.73 | 33.2 | 35.76 | 41.98 | 33.2 | 36.47 | 41.98 | 33.2 | 35.76 | 40.73 | 33.2 | 35.76 | 40.73 | 33.2 | 35.76 | 41.98 | 33.2 | 37.32 | 41.98 | 34.79 | 36.57 | 41.14 | 34.09 | 35.76 | 40.73 | 33.2 | 46.35 | 48.94 | 45.33 | 46.35 | 48.94 | 45.33 | 46.35 | 48.94 | 45.33 | 46.35 | 48.94 | 45.33 | 48.97 | 48.94 | 45.33 | 51.37 | 48.94 | 45.33 | 46.35 | 48.94 | 45.33 | 46.35 | 48.94 | 45.33 | 48.97 | 48.94 | 45.33 | 51.31 | 49.44 | 47.64 | 50.29 | 49.44 | 46.69 | 46.35 | 48.94 | 45.33
3512 | 36.63 | 38.58 | 34.06 | 36.63 | 38.58 | 34.06 | 36.63 | 38.58 | 34.06 | 36.63 | 38.58 | 34.06 | 36.63 | 38.58 | 34.06 | 37.34 | 38.58 | 34.06 | 36.63 | 38.58 | 34.06 | 36.63 | 41.59 | 34.06 | 36.63 | 38.58 | 34.06 | 37 | 38.19 | 34.42 | 36.63 | 37.8 | 33.89 | 36.63 | 38.58 | 34.06 | 47.22 | 48.64 | 46.19 | 47.22 | 48.64 | 46.19 | 47.22 | 48.64 | 46.19 | 47.22 | 48.64 | 46.19 | 49.84 | 48.64 | 46.19 | 50.17 | 48.64 | 46.19 | 47.22 | 48.64 | 46.19 | 47.22 | 49.81 | 46.19 | 49.84 | 48.64 | 46.19 | 49.67 | 47.66 | 46.66 | 48.67 | 47.66 | 45.73 | 47.22 | 48.64 | 46.19
3513 | 37.27 | 34.56 | 34.7 | 37.27 | 34.56 | 34.7 | 37.27 | 34.56 | 34.7 | 37.27 | 34.56 | 34.7 | 37.27 | 34.56 | 34.7 | 37.27 | 34.56 | 34.7 | 37.27 | 34.56 | 34.7 | 37.27 | 42.23 | 34.7 | 37.27 | 34.56 | 34.7 | 36.89 | 32.2 | 31.43 | 36.89 | 31.56 | 30.8 | 37.27 | 34.56 | 34.7 | 47.85 | 47.66 | 46.83 | 47.85 | 47.66 | 46.83 | 47.85 | 47.66 | 46.83 | 47.85 | 47.66 | 46.83 | 48.35 | 47.66 | 46.83 | 48.35 | 47.66 | 46.83 | 47.85 | 47.66 | 46.83 | 47.85 | 50.44 | 46.83 | 48.35 | 47.66 | 46.83 | 47.87 | 47.18 | 46.23 | 47.38 | 46.88 | 46.23 | 47.85 | 47.66 | 46.83
3514 | 37.57 | 25.6 | 35 | 37.57 | 25.6 | 35 | 37.57 | 25.6 | 35 | 37.57 | 25.6 | 35 | 37.57 | 25.94 | 35 | 37.57 | 25.94 | 35 | 37.57 | 25.94 | 35 | 37.57 | 42.54 | 35 | 37.57 | 25.94 | 35 | 36.48 | 12.58 | 25.91 | 37.19 | 12.43 | 25.91 | 37.57 | 25.6 | 35 | 48.16 | 45.06 | 46.49 | 48.16 | 45.06 | 46.49 | 48.16 | 45.06 | 46.49 | 48.16 | 45.06 | 46.17 | 48.26 | 45.06 | 47.14 | 48.26 | 45.06 | 47.14 | 48.16 | 45.06 | 47.14 | 48.16 | 50.75 | 47.14 | 48.26 | 45.06 | 47.14 | 47.77 | 40.61 | 46.23 | 47.68 | 41.44 | 45.7 | 48.16 | 45.06 | 46.49
3515 | 37.67 | 10.33 | 35.1 | 37.67 | 10.33 | 35.1 | 37.67 | 10.33 | 35.1 | 37.67 | 10.33 | 35.1 | 37.67 | 10.33 | 35.1 | 37.67 | 10.33 | 35.1 | 37.67 | 10.33 | 35.1 | 37.67 | 42.63 | 35.1 | 37.67 | 10.33 | 35.1 | 36.11 | 0 | 12.33 | 36.84 | 0 | 12.33 | 37.67 | 10.33 | 35.1 | 48.26 | 43.47 | 46.17 | 48.26 | 43.47 | 46.17 | 48.26 | 43.47 | 46.17 | 48.26 | 43.47 | 46.17 | 48.26 | 43.47 | 47.16 | 48.26 | 43.47 | 47.16 | 48.26 | 45.06 | 47.16 | 48.26 | 50.84 | 47.23 | 48.26 | 45.06 | 47.16 | 47.77 | 40.61 | 45.7 | 47.77 | 41.03 | 45.7 | 48.26 | 43.47 | 46.17
3516 | 37.22 | 10.33 | 35.01 | 37.22 | 10.33 | 35.01 | 37.22 | 10.33 | 35.01 | 37.22 | 10.33 | 35.01 | 37.22 | 10.33 | 35.01 | 37.22 | 10.33 | 35.01 | 37.22 | 10.33 | 35.01 | 37.57 | 42.54 | 35.01 | 37.22 | 10.33 | 35.01 | 36.11 | 0 | 12.33 | 36.84 | 0 | 12.33 | 37.22 | 10.33 | 35.01 | 48.16 | 43.47 | 46.17 | 48.16 | 43.47 | 46.17 | 48.16 | 43.47 | 46.17 | 48.16 | 43.47 | 46.17 | 48.16 | 43.47 | 47.14 | 48.16 | 43.47 | 47.14 | 48.16 | 45.06 | 47.14 | 48.16 | 50.75 | 47.14 | 48.16 | 45.06 | 47.14 | 47.68 | 40.06 | 44.84 | 47.68 | 40.48 | 44.84 | 48.16 | 43.47 | 46.17
3517 | 36.96 | 10.33 | 34.59 | 36.96 | 10.33 | 34.59 | 36.96 | 10.33 | 34.59 | 36.96 | 10.33 | 27.12 | 36.96 | 10.33 | 34.59 | 36.96 | 10.33 | 34.59 | 36.96 | 10.33 | 34.59 | 37.15 | 42.12 | 34.59 | 36.96 | 10.33 | 34.59 | 35.72 | 0 | 12.33 | 36.45 | 0 | 12.33 | 36.96 | 10.33 | 34.59 | 47.74 | 41.73 | 46.17 | 47.74 | 41.73 | 46.17 | 47.74 | 41.73 | 46.17 | 47.74 | 41.73 | 46.17 | 47.74 | 41.73 | 46.72 | 47.74 | 41.73 | 46.72 | 47.74 | 41.73 | 46.72 | 47.74 | 50.33 | 46.72 | 47.74 | 41.73 | 46.72 | 47.27 | 40.06 | 44.84 | 47.27 | 40.48 | 44.84 | 47.74 | 41.73 | 46.17
3518 | 36.9 | 10.33 | 34.33 | 36.9 | 10.33 | 34.33 | 36.9 | 10.33 | 34.33 | 36.9 | 10.33 | 27.12 | 36.9 | 10.33 | 34.33 | 36.9 | 10.33 | 34.33 | 36.9 | 10.33 | 34.33 | 36.9 | 41.86 | 34.33 | 36.9 | 10.33 | 34.33 | 36.11 | 0 | 12.58 | 36.53 | 0 | 12.58 | 36.9 | 10.33 | 34.33 | 47.49 | 41.86 | 46.46 | 47.49 | 41.86 | 46.46 | 47.49 | 41.86 | 46.46 | 47.49 | 41.86 | 46.17 | 47.77 | 41.86 | 46.46 | 47.77 | 41.86 | 46.46 | 47.49 | 41.86 | 46.46 | 47.49 | 50.07 | 46.46 | 47.77 | 41.86 | 46.46 | 47.3 | 40.61 | 44.84 | 47.01 | 41.44 | 44.84 | 47.49 | 41.86 | 46.46
3519 | 36.7 | 10.76 | 34.13 | 36.7 | 10.76 | 34.13 | 36.7 | 10.76 | 34.13 | 36.7 | 10.76 | 33.74 | 36.7 | 10.76 | 34.13 | 36.7 | 10.76 | 34.13 | 36.7 | 10.76 | 34.13 | 36.7 | 41.67 | 34.13 | 36.7 | 10.76 | 34.13 | 36.11 | 10.54 | 26.53 | 36.33 | 10.54 | 27.07 | 36.7 | 10.76 | 34.13 | 47.29 | 45.06 | 46.27 | 47.29 | 45.06 | 46.27 | 47.29 | 45.06 | 46.27 | 47.29 | 45.06 | 46.17 | 47.77 | 45.06 | 46.27 | 47.77 | 45.06 | 46.27 | 47.29 | 45.06 | 46.27 | 47.29 | 49.88 | 46.27 | 47.77 | 45.06 | 46.27 | 47.3 | 41.43 | 44.8 | 46.82 | 42.71 | 44.8 | 47.29 | 45.06 | 46.27
3520 | 36.7 | 36.43 | 34.13 | 36.7 | 36.43 | 34.13 | 36.7 | 36.43 | 34.13 | 36.7 | 36.43 | 34.13 | 36.7 | 36.43 | 34.13 | 37.04 | 36.43 | 34.13 | 36.7 | 36.43 | 34.13 | 36.7 | 41.66 | 34.13 | 36.7 | 36.43 | 34.13 | 36.67 | 35.7 | 31.78 | 36.33 | 36.07 | 32.76 | 36.7 | 36.43 | 34.13 | 47.29 | 48.43 | 46.26 | 47.29 | 48.43 | 46.26 | 47.29 | 48.43 | 46.26 | 47.29 | 48.43 | 46.26 | 49.91 | 48.43 | 46.26 | 49.91 | 48.43 | 46.26 | 47.29 | 48.43 | 46.26 | 47.29 | 49.87 | 46.26 | 49.91 | 48.43 | 46.26 | 49.41 | 46.99 | 44.88 | 48.42 | 47.95 | 45.8 | 47.29 | 48.43 | 46.26
3521 | 37.06 | 42.02 | 34.49 | 37.06 | 42.02 | 34.49 | 37.06 | 42.02 | 34.49 | 37.06 | 42.02 | 34.49 | 37.06 | 42.03 | 34.49 | 37.76 | 42.03 | 34.49 | 37.06 | 42.02 | 34.49 | 37.06 | 42.02 | 34.49 | 37.06 | 42.03 | 34.49 | 38.15 | 41.6 | 34.42 | 37.43 | 41.6 | 34.84 | 37.06 | 42.02 | 34.49 | 47.65 | 50.23 | 46.62 | 47.65 | 50.23 | 46.62 | 47.65 | 50.23 | 46.62 | 47.65 | 50.23 | 46.62 | 50.27 | 50.23 | 46.62 | 53.23 | 50.23 | 46.62 | 47.65 | 50.23 | 46.62 | 47.65 | 50.23 | 46.62 | 50.27 | 50.23 | 46.62 | 53.76 | 49.13 | 44.8 | 52.69 | 50.01 | 46.21 | 47.65 | 50.23 | 46.62
3522 | 37.34 | 42.3 | 34.77 | 37.34 | 42.3 | 34.77 | 37.34 | 42.3 | 34.77 | 37.34 | 42.3 | 34.77 | 37.34 | 43.09 | 34.77 | 38.05 | 43.09 | 34.77 | 37.34 | 42.3 | 34.77 | 37.34 | 42.3 | 34.77 | 37.34 | 43.09 | 34.77 | 38.83 | 42.22 | 34.42 | 38.05 | 41.88 | 35.12 | 37.34 | 42.3 | 34.77 | 47.93 | 50.52 | 46.9 | 47.93 | 50.52 | 46.9 | 47.93 | 50.52 | 46.9 | 47.93 | 50.52 | 46.9 | 50.55 | 50.52 | 46.9 | 53.51 | 50.52 | 46.9 | 47.93 | 50.52 | 46.9 | 47.93 | 50.52 | 46.9 | 50.55 | 50.52 | 46.9 | 55.16 | 50.01 | 44.8 | 54.06 | 50.52 | 46.43 | 47.93 | 50.52 | 46.9
3523 | 37.56 | 42.52 | 34.99 | 37.56 | 42.52 | 34.99 | 37.56 | 42.52 | 34.99 | 37.56 | 42.52 | 34.99 | 37.56 | 43.09 | 34.99 | 38.27 | 43.09 | 34.99 | 37.56 | 42.52 | 34.99 | 37.56 | 42.52 | 34.99 | 37.56 | 43.09 | 34.99 | 39.45 | 42.22 | 34.64 | 38.66 | 42.1 | 34.64 | 37.56 | 42.52 | 34.99 | 48.15 | 50.74 | 47.12 | 48.15 | 50.74 | 47.12 | 48.15 | 50.74 | 47.12 | 48.15 | 50.74 | 47.12 | 50.77 | 50.84 | 47.12 | 53.73 | 50.84 | 47.12 | 48.15 | 50.74 | 47.12 | 48.15 | 50.74 | 47.12 | 50.77 | 50.84 | 47.12 | 58.15 | 50.33 | 44.8 | 56.99 | 51.25 | 46.65 | 48.15 | 50.74 | 47.12
3524 | 37.7 | 42.66 | 35.13 | 37.7 | 42.66 | 35.13 | 37.7 | 42.66 | 35.13 | 37.7 | 42.66 | 35.13 | 37.7 | 43.85 | 35.13 | 38.4 | 43.85 | 35.13 | 37.7 | 42.66 | 35.13 | 37.7 | 42.66 | 35.13 | 37.7 | 43.85 | 35.13 | 39.19 | 42.81 | 34.78 | 38.41 | 42.24 | 34.78 | 37.7 | 42.66 | 35.13 | 48.28 | 50.87 | 47.26 | 48.28 | 50.87 | 47.26 | 48.28 | 50.87 | 47.26 | 48.28 | 50.87 | 47.26 | 50.91 | 50.98 | 47.26 | 53.86 | 50.98 | 47.26 | 48.28 | 50.87 | 47.26 | 48.28 | 50.87 | 47.26 | 50.91 | 50.98 | 47.26 | 58.15 | 50.47 | 44.8 | 56.99 | 51.39 | 46.79 | 48.28 | 50.87 | 47.26
3525 | 38.05 | 42.18 | 35.48 | 38.05 | 42.18 | 35.48 | 38.05 | 42.18 | 35.48 | 38.05 | 42.18 | 35.48 | 38.05 | 44.37 | 35.49 | 38.76 | 44.37 | 35.49 | 38.05 | 43.02 | 35.48 | 38.05 | 43.02 | 35.48 | 38.05 | 44.37 | 35.49 | 39.22 | 42.61 | 34.43 | 38.44 | 42.6 | 35.13 | 38.05 | 42.18 | 35.48 | 48.64 | 51.19 | 47.62 | 48.64 | 51.19 | 47.62 | 48.64 | 51.19 | 47.62 | 48.64 | 51.19 | 47.62 | 51.26 | 51.34 | 47.62 | 54.22 | 51.34 | 47.62 | 48.64 | 51.23 | 47.62 | 48.64 | 51.23 | 47.62 | 51.26 | 51.34 | 47.62 | 58.15 | 50.82 | 44.8 | 56.99 | 50.82 | 45.72 | 48.64 | 51.19 | 47.62
3526 | 38.28 | 40.54 | 35.12 | 38.28 | 40.54 | 35.12 | 38.28 | 40.54 | 35.12 | 38.28 | 40.54 | 35.12 | 38.28 | 43.09 | 35.71 | 38.98 | 43.09 | 35.71 | 38.28 | 43.09 | 35.71 | 38.28 | 43.24 | 35.71 | 38.28 | 43.09 | 35.71 | 39.06 | 41.38 | 34.42 | 38.66 | 40.55 | 34.77 | 38.28 | 40.54 | 35.12 | 46.09 | 50.95 | 47.59 | 46.09 | 50.95 | 47.59 | 46.09 | 50.95 | 47.59 | 46.09 | 50.95 | 47.59 | 51.49 | 51.56 | 47.84 | 54.36 | 51.56 | 47.84 | 48.86 | 51.45 | 47.84 | 48.86 | 51.45 | 47.84 | 51.49 | 51.56 | 47.84 | 53.82 | 50.44 | 44.8 | 46.55 | 50.44 | 44.8 | 46.09 | 50.95 | 47.59
3527 | 35.35 | 36.66 | 34.78 | 35.35 | 36.66 | 34.78 | 35.35 | 36.66 | 34.78 | 35.35 | 36.66 | 34.78 | 36.08 | 38.96 | 35.07 | 36.08 | 38.96 | 35.07 | 36.08 | 38.96 | 35.07 | 37.64 | 42.6 | 35.07 | 36.08 | 38.96 | 35.07 | 35.72 | 37.42 | 34.42 | 35.71 | 36.67 | 34.43 | 35.35 | 36.66 | 34.78 | 36.14 | 49 | 46.65 | 36.14 | 49 | 46.65 | 36.14 | 49 | 46.65 | 36.14 | 49 | 46.65 | 47.66 | 50.92 | 47.2 | 47.66 | 50.92 | 47.2 | 47.66 | 50.81 | 47.2 | 48.22 | 50.81 | 47.2 | 47.66 | 50.92 | 47.2 | 47.19 | 48.51 | 44.8 | 36.51 | 48.51 | 44.8 | 36.14 | 49 | 46.65
3528 | 32.82 | 30.41 | 34.67 | 32.82 | 30.41 | 34.67 | 32.82 | 30.41 | 34.67 | 32.82 | 30.41 | 34.67 | 33.83 | 32.32 | 34.67 | 33.83 | 32.32 | 34.67 | 33.83 | 32.32 | 34.67 | 33.83 | 42.2 | 34.67 | 33.83 | 32.32 | 34.67 | 33.5 | 31.04 | 34.32 | 33.15 | 30.42 | 34.42 | 32.82 | 30.41 | 34.67 | 36.14 | 48.43 | 46.68 | 36.14 | 48.43 | 46.68 | 36.14 | 48.43 | 46.68 | 36.14 | 48.43 | 46.68 | 47.47 | 50.41 | 46.8 | 47.47 | 50.41 | 46.8 | 47.47 | 50.41 | 46.8 | 47.82 | 50.41 | 46.8 | 47.47 | 50.41 | 46.8 | 47 | 47.95 | 44.8 | 36.51 | 47.95 | 44.8 | 36.14 | 48.43 | 46.68
3529 | 29.96 | 30 | 34.03 | 29.96 | 30 | 34.03 | 29.96 | 30 | 34.03 | 29.96 | 30 | 34.03 | 30.57 | 31.89 | 34.03 | 30.57 | 31.89 | 34.03 | 30.57 | 31.89 | 34.03 | 30.57 | 41.56 | 34.03 | 30.57 | 31.89 | 34.03 | 30.27 | 30.62 | 33.69 | 30.27 | 30.01 | 34.37 | 29.96 | 30 | 34.03 | 42.16 | 48.43 | 46.16 | 42.16 | 48.43 | 46.16 | 42.16 | 48.43 | 46.16 | 42.16 | 48.43 | 46.16 | 45.25 | 49.77 | 46.16 | 45.25 | 49.77 | 46.16 | 45.25 | 49.77 | 46.16 | 45.25 | 49.77 | 46.16 | 45.25 | 49.77 | 46.16 | 44.79 | 47.95 | 44.8 | 42.58 | 47.95 | 44.8 | 42.16 | 48.43 | 46.16
3530 | 29.96 | 30.01 | 33.59 | 29.96 | 30.01 | 33.59 | 29.96 | 30.01 | 33.59 | 29.96 | 30.01 | 33.59 | 29.96 | 30.62 | 33.59 | 30.57 | 30.62 | 33.59 | 29.96 | 30.62 | 33.59 | 29.96 | 41.12 | 33.59 | 29.96 | 30.62 | 33.59 | 30.27 | 30.32 | 33.55 | 30.27 | 29.71 | 33.93 | 29.96 | 30.01 | 33.59 | 42.16 | 49 | 45.72 | 42.16 | 49 | 45.72 | 42.16 | 49 | 45.72 | 42.16 | 49 | 45.72 | 44.04 | 49 | 45.72 | 44.04 | 49 | 45.72 | 44.04 | 49 | 45.72 | 44.04 | 49.34 | 45.72 | 44.04 | 49 | 45.72 | 44.04 | 47.54 | 44.8 | 42.58 | 48.51 | 44.8 | 42.16 | 49 | 45.72
3531 | 29.96 | 25.97 | 33.26 | 29.96 | 25.97 | 33.26 | 29.96 | 25.97 | 33.26 | 29.96 | 25.97 | 33.26 | 29.96 | 25.97 | 33.26 | 29.96 | 25.97 | 33.26 | 29.96 | 25.97 | 33.26 | 29.96 | 40.79 | 33.26 | 29.96 | 25.97 | 33.26 | 30.27 | 25.67 | 32.93 | 30.27 | 25.71 | 33.6 | 29.96 | 25.97 | 33.26 | 41.46 | 48.14 | 45.39 | 41.46 | 48.14 | 45.39 | 41.46 | 48.14 | 45.39 | 41.46 | 48.14 | 45.39 | 42.3 | 48.14 | 45.39 | 42.3 | 48.14 | 45.39 | 42.3 | 48.14 | 45.39 | 42.3 | 49.01 | 45.39 | 42.3 | 48.14 | 45.39 | 42.73 | 47.66 | 44.38 | 41.88 | 47.66 | 44.8 | 41.46 | 48.14 | 45.39
3532 | 34.63 | 26.12 | 33.37 | 34.63 | 26.12 | 33.37 | 34.63 | 26.12 | 33.37 | 34.63 | 26.12 | 33.37 | 34.63 | 26.12 | 33.37 | 34.63 | 26.12 | 33.37 | 34.63 | 26.12 | 33.37 | 34.63 | 40.9 | 33.37 | 34.63 | 26.12 | 33.37 | 34.29 | 13.11 | 33.04 | 34.98 | 25.86 | 33.71 | 34.63 | 26.12 | 33.37 | 45.05 | 48.43 | 45.5 | 45.05 | 48.43 | 45.5 | 45.05 | 48.43 | 45.5 | 45.05 | 48.43 | 45.5 | 45.05 | 48.43 | 45.5 | 45.05 | 48.43 | 45.5 | 45.05 | 48.43 | 45.5 | 45.05 | 48.43 | 45.5 | 45.05 | 48.43 | 45.5 | 45.05 | 47.66 | 44.38 | 45.51 | 47.95 | 44.8 | 45.05 | 48.43 | 45.5
3533 | 36.77 | 40.54 | 34.2 | 36.77 | 40.54 | 34.2 | 36.77 | 40.54 | 34.2 | 36.77 | 40.54 | 34.2 | 36.77 | 40.54 | 34.2 | 36.77 | 40.54 | 34.2 | 36.77 | 40.54 | 34.2 | 36.77 | 41.73 | 34.2 | 36.77 | 40.54 | 34.2 | 36.4 | 12.84 | 33.86 | 37.14 | 40.14 | 34.42 | 36.77 | 40.54 | 34.2 | 47.36 | 49.42 | 46.33 | 47.36 | 49.42 | 46.33 | 47.36 | 49.42 | 46.33 | 47.36 | 49.42 | 46.33 | 47.36 | 49.42 | 46.33 | 47.36 | 49.42 | 46.33 | 47.36 | 49.42 | 46.33 | 47.36 | 49.95 | 46.33 | 47.36 | 49.42 | 46.33 | 46.88 | 45.47 | 44.38 | 47.84 | 48.92 | 45.28 | 47.36 | 49.42 | 46.33
3534 | 38.08 | 43.04 | 35.51 | 38.08 | 43.04 | 35.51 | 38.08 | 43.04 | 35.51 | 38.08 | 43.04 | 35.51 | 38.08 | 43.04 | 35.51 | 38.46 | 43.04 | 35.51 | 38.08 | 43.04 | 35.51 | 38.08 | 43.04 | 35.51 | 38.08 | 43.04 | 35.51 | 38.46 | 15.11 | 34.42 | 38.46 | 41.38 | 35.12 | 38.08 | 43.04 | 35.51 | 48.67 | 51.19 | 47.64 | 48.67 | 51.19 | 47.64 | 48.67 | 51.19 | 47.64 | 48.67 | 51.19 | 47.64 | 51.29 | 51.19 | 47.16 | 51.29 | 51.19 | 47.16 | 48.67 | 51.19 | 47.64 | 48.67 | 51.25 | 47.64 | 51.29 | 51.19 | 47.16 | 50.77 | 46.88 | 44.38 | 49.76 | 49.81 | 44.8 | 48.67 | 51.19 | 47.64
3535 | 39.49 | 43.09 | 36.92 | 39.49 | 43.09 | 36.92 | 39.49 | 43.09 | 36.92 | 39.49 | 43.09 | 36.92 | 39.49 | 43.09 | 36.59 | 40.2 | 43.09 | 36.59 | 39.49 | 43.09 | 36.92 | 39.49 | 44.46 | 36.92 | 39.49 | 43.09 | 36.59 | 40.6 | 15.1 | 33.32 | 39.89 | 15.41 | 34 | 39.49 | 43.09 | 36.92 | 50.08 | 52.08 | 48.07 | 50.08 | 52.08 | 48.07 | 50.08 | 52.08 | 48.07 | 50.08 | 52.08 | 46.68 | 52.7 | 52.08 | 47.16 | 55.66 | 52.08 | 47.16 | 50.08 | 52.08 | 49.06 | 50.08 | 52.67 | 49.06 | 52.7 | 52.08 | 47.16 | 55.66 | 47.35 | 44.38 | 50.59 | 48.32 | 43.49 | 50.08 | 52.08 | 48.07
3536 | 40.01 | 41.8 | 37.44 | 40.01 | 41.8 | 37.44 | 40.01 | 41.8 | 37.44 | 40.01 | 41.8 | 27.44 | 40.01 | 41.8 | 27.44 | 40.72 | 41.8 | 27.44 | 40.01 | 41.8 | 37.44 | 40.01 | 44.98 | 37.44 | 40.01 | 41.8 | 27.44 | 41.13 | 0.05 | 26.35 | 40.41 | 0.05 | 0 | 40.01 | 41.8 | 37.44 | 50.6 | 48.32 | 47.16 | 50.6 | 47.35 | 47.16 | 50.6 | 47.35 | 47.16 | 50.6 | 47.35 | 46.17 | 53.22 | 47.35 | 47.16 | 56.18 | 47.35 | 47.16 | 50.6 | 47.36 | 49.34 | 50.6 | 53.19 | 49.58 | 53.22 | 47.35 | 47.16 | 56.75 | 43.74 | 44.38 | 51.11 | 44.11 | 30.65 | 50.6 | 48.32 | 47.16
3537 | 40.19 | 30.94 | 34.43 | 40.19 | 30.94 | 34.43 | 40.19 | 30.94 | 34.43 | 40.19 | 30.94 | 27.08 | 40.19 | 30.94 | 27.08 | 40.9 | 30.94 | 27.08 | 40.19 | 30.94 | 34.43 | 40.19 | 45.15 | 37.62 | 40.19 | 30.94 | 27.08 | 44.49 | 0.05 | 25.48 | 40.59 | 0 | 0 | 40.19 | 30.94 | 34.43 | 50.78 | 43.47 | 46.21 | 50.78 | 43.47 | 46.21 | 50.78 | 43.47 | 46.21 | 50.78 | 43.47 | 0 | 53.4 | 43.47 | 46.21 | 56.36 | 43.47 | 46.21 | 50.78 | 46.45 | 49.34 | 50.78 | 53.37 | 49.75 | 53.4 | 43.47 | 46.21 | 56.93 | 40.9 | 42.67 | 51.29 | 40.08 | 0 | 50.78 | 43.47 | 46.21
3538 | 40.24 | 10.35 | 33.06 | 40.24 | 10.35 | 33.06 | 40.24 | 10.35 | 33.06 | 40.24 | 10.35 | 0 | 40.24 | 10.35 | 0 | 40.95 | 10.35 | 0 | 40.24 | 10.35 | 33.06 | 40.24 | 45.21 | 37.68 | 40.24 | 10.35 | 0 | 40.65 | 0 | 0 | 39.84 | 0 | 0 | 40.24 | 10.35 | 33.06 | 50.83 | 29 | 46.17 | 50.83 | 10.33 | 46.17 | 50.83 | 10.33 | 46.17 | 50.83 | 0 | 0 | 53.46 | 10.33 | 46.17 | 54.78 | 10.33 | 46.17 | 50.83 | 29.9 | 49.34 | 50.83 | 53.42 | 49.81 | 53.46 | 10.33 | 46.17 | 54.78 | 0 | 42.61 | 51.35 | 0 | 0 | 50.83 | 29 | 46.17
3539 | 40.27 | 10.04 | 33.06 | 40.27 | 10.04 | 33.06 | 40.27 | 10.04 | 33.06 | 40.27 | 10.04 | 0 | 40.27 | 10.04 | 0 | 40.27 | 10.04 | 0 | 40.27 | 10.04 | 33.06 | 40.27 | 45.23 | 37.7 | 40.27 | 10.04 | 0 | 39.87 | 0 | 0 | 39.87 | 0 | 0 | 40.27 | 10.24 | 33.06 | 50.86 | 29 | 41.84 | 50.86 | 10.33 | 35.48 | 50.86 | 10.33 | 35.48 | 50.86 | 0 | 0 | 52.86 | 10.33 | 35.48 | 52.86 | 10.33 | 35.48 | 50.86 | 10.33 | 38.66 | 50.86 | 53.45 | 49.83 | 52.86 | 10.33 | 35.48 | 52.33 | 0 | 31.34 | 51.29 | 0 | 0 | 50.86 | 29 | 46.17
3540 | 40.12 | 10.33 | 27.65 | 40.12 | 10.33 | 27.65 | 40.12 | 10.33 | 27.65 | 40.12 | 10.33 | 0 | 40.12 | 10.33 | 0 | 40.12 | 10.33 | 0 | 40.12 | 10.33 | 27.65 | 40.12 | 45.09 | 37.55 | 40.12 | 10.33 | 0 | 39.72 | 0 | 0 | 39.19 | 0 | 0 | 40.12 | 10.33 | 27.65 | 50.71 | 10.33 | 37.32 | 50.71 | 10.33 | 20 | 50.71 | 10.33 | 20 | 50.71 | 0 | 0 | 50.71 | 10.33 | 20 | 50.71 | 10.33 | 20 | 50.71 | 10.33 | 34.14 | 50.71 | 53.3 | 49.69 | 50.71 | 10.33 | 20 | 50.2 | 0 | 18.25 | 50.2 | 0 | 0 | 50.71 | 10.33 | 46.17
3541 | 39.77 | 10.23 | 27.49 | 39.77 | 10.23 | 27.49 | 39.77 | 10.23 | 27.49 | 39.77 | 10.23 | 0 | 39.77 | 10.23 | 0 | 39.77 | 10.23 | 0 | 39.77 | 10.23 | 27.49 | 39.77 | 44.73 | 37.2 | 39.77 | 10.23 | 0 | 37.72 | 0 | 0 | 37.72 | 0 | 0 | 39.77 | 10.33 | 27.49 | 46.81 | 29 | 37.32 | 46.81 | 10.23 | 20 | 46.81 | 10.23 | 20 | 46.81 | 0 | 18.63 | 46.81 | 10.23 | 20 | 46.81 | 10.23 | 20 | 46.81 | 10.23 | 34.14 | 50.36 | 52.95 | 49.33 | 46.81 | 10.23 | 20 | 46.34 | 0 | 18.25 | 46.34 | 0 | 0 | 46.81 | 29 | 46.17
3542 | 39.57 | 10.03 | 25.82 | 39.57 | 10.03 | 25.82 | 39.57 | 10.03 | 25.82 | 39.57 | 10.03 | 25.82 | 39.57 | 10.03 | 0 | 39.57 | 10.03 | 0 | 39.57 | 10.03 | 25.82 | 39.57 | 44.54 | 37 | 39.57 | 10.03 | 0 | 37.72 | 0 | 0 | 38.1 | 0 | 0 | 39.57 | 10.2 | 27.49 | 46.81 | 32.95 | 37.32 | 46.81 | 10.03 | 20 | 46.81 | 10.03 | 20 | 46.81 | 0 | 19.21 | 46.81 | 10.03 | 20 | 46.81 | 0 | 20 | 46.81 | 10.03 | 34.14 | 46.81 | 52.75 | 49.14 | 46.81 | 10.03 | 20 | 46.34 | 0 | 18.25 | 46.34 | 0 | 0 | 46.81 | 32.95 | 46.17
3543 | 39.36 | 9.82 | 26.08 | 39.36 | 9.82 | 26.08 | 39.36 | 9.82 | 26.08 | 39.36 | 9.82 | 26.08 | 39.36 | 9.82 | 0 | 39.36 | 9.81 | 0 | 39.36 | 9.82 | 26.08 | 39.36 | 44.32 | 36.79 | 39.36 | 9.82 | 0 | 38.19 | 0 | 0 | 38.96 | 0 | 0 | 39.36 | 9.82 | 27.49 | 49.94 | 32.95 | 42.56 | 49.94 | 9.82 | 35.13 | 49.94 | 9.82 | 35.13 | 49.94 | 0 | 34.77 | 49.94 | 9.82 | 35.13 | 49.94 | 0 | 35.13 | 49.94 | 9.82 | 35.13 | 49.94 | 52.53 | 48.92 | 49.94 | 9.82 | 35.13 | 49.44 | 0 | 32.04 | 49.44 | 0 | 0 | 49.94 | 32.95 | 46.17
3544 | 39.13 | 30 | 31.75 | 39.13 | 30 | 31.75 | 39.13 | 30 | 31.75 | 39.13 | 30 | 31.75 | 39.13 | 30 | 9.59 | 39.13 | 30 | 9.59 | 39.13 | 30 | 31.75 | 39.13 | 44.1 | 36.56 | 39.13 | 30 | 9.59 | 39.13 | 0 | 0 | 39.53 | 0 | 0 | 39.13 | 30 | 31.75 | 49.72 | 44.56 | 46.21 | 49.72 | 44.56 | 46.21 | 49.72 | 44.56 | 46.21 | 49.72 | 44.56 | 46.17 | 51.28 | 44.56 | 46.21 | 51.28 | 44.56 | 46.21 | 49.72 | 44.56 | 46.21 | 49.72 | 52.31 | 48.7 | 51.28 | 44.56 | 46.21 | 51.25 | 12.71 | 42.67 | 50.22 | 44.11 | 41.81 | 49.72 | 44.56 | 46.21
3545 | 39.14 | 40.03 | 33.06 | 39.14 | 40.03 | 33.06 | 39.14 | 40.03 | 33.06 | 39.14 | 40.03 | 33.06 | 39.14 | 40.03 | 33.06 | 39.85 | 40.03 | 33.06 | 39.14 | 40.03 | 33.06 | 39.14 | 44.1 | 35.86 | 39.14 | 40.03 | 33.06 | 40.25 | 0.05 | 25.82 | 39.53 | 0.05 | 26.35 | 39.14 | 40.03 | 33.06 | 49.73 | 49 | 46.68 | 49.73 | 49 | 46.68 | 49.73 | 49 | 46.68 | 49.73 | 49 | 46.17 | 52.35 | 49 | 46.68 | 54.77 | 49 | 46.68 | 49.73 | 49 | 46.68 | 49.73 | 52.32 | 48.7 | 52.35 | 49 | 46.68 | 54.22 | 41.59 | 43.9 | 50.23 | 47.66 | 44.8 | 49.73 | 49 | 46.68
3546 | 39.15 | 44.12 | 34.43 | 39.15 | 44.12 | 34.43 | 39.15 | 44.12 | 34.43 | 39.15 | 44.12 | 34.43 | 39.15 | 44.12 | 34.43 | 39.86 | 44.12 | 34.43 | 39.15 | 44.12 | 34.43 | 39.15 | 44.12 | 35.86 | 39.15 | 44.12 | 34.43 | 40.46 | 0.07 | 32.32 | 39.55 | 42.81 | 34.09 | 39.15 | 44.12 | 34.43 | 49.74 | 51.19 | 46.68 | 49.74 | 51.19 | 46.68 | 49.74 | 51.19 | 46.68 | 49.74 | 51.19 | 46.68 | 52.36 | 51.19 | 46.68 | 55.32 | 51.19 | 46.68 | 49.74 | 51.19 | 46.68 | 49.74 | 51.19 | 48.72 | 52.36 | 51.19 | 46.68 | 57.37 | 45.1 | 44.38 | 50.24 | 47.66 | 44.8 | 49.74 | 51.19 | 46.68
3547 | 39.03 | 44 | 34.77 | 39.03 | 44 | 34.77 | 39.03 | 44 | 34.77 | 39.03 | 44 | 34.77 | 39.03 | 44 | 34.77 | 39.74 | 44 | 34.77 | 39.03 | 44 | 34.77 | 39.03 | 44 | 35.86 | 39.03 | 44 | 34.77 | 43.59 | 13.51 | 33.73 | 39.42 | 43.56 | 34.42 | 39.03 | 44 | 34.77 | 49.62 | 52.21 | 46.68 | 49.62 | 52.21 | 46.68 | 49.62 | 52.21 | 46.68 | 49.62 | 52.21 | 46.68 | 52.24 | 52.21 | 46.68 | 55.2 | 52.21 | 46.68 | 49.62 | 52.21 | 46.68 | 49.62 | 52.21 | 48.6 | 52.24 | 52.21 | 46.68 | 58.72 | 46.4 | 44.38 | 50.12 | 51.69 | 44.8 | 49.62 | 52.21 | 46.68
3548 | 38.98 | 43.95 | 34.77 | 38.98 | 43.95 | 34.77 | 38.98 | 43.95 | 34.77 | 38.98 | 43.95 | 34.77 | 38.98 | 43.95 | 34.77 | 39.69 | 43.95 | 34.77 | 38.98 | 43.95 | 34.77 | 38.98 | 43.95 | 35.86 | 38.98 | 43.95 | 34.77 | 43.59 | 13.65 | 33.74 | 39.37 | 43.51 | 34.43 | 38.98 | 43.95 | 34.77 | 49.57 | 52.16 | 46.68 | 49.57 | 52.16 | 46.68 | 49.57 | 52.16 | 46.68 | 49.57 | 52.16 | 46.68 | 52.19 | 52.16 | 46.68 | 55.15 | 52.16 | 46.68 | 49.57 | 52.16 | 46.68 | 49.57 | 52.16 | 46.68 | 52.19 | 52.16 | 46.68 | 58.72 | 47.66 | 44.8 | 57.55 | 51.64 | 44.8 | 49.57 | 52.16 | 46.68
3549 | 39.13 | 30.89 | 34.43 | 39.13 | 30.89 | 34.43 | 39.13 | 30.89 | 34.43 | 39.13 | 30.89 | 34.43 | 39.13 | 30.89 | 34.43 | 39.84 | 30.89 | 34.43 | 39.13 | 30.89 | 34.43 | 39.13 | 44.09 | 35.86 | 39.13 | 30.89 | 34.43 | 40.33 | 13.51 | 33.73 | 39.52 | 30.58 | 34.42 | 39.13 | 30.89 | 34.43 | 49.72 | 50.56 | 46.17 | 49.72 | 50.56 | 46.17 | 49.72 | 50.56 | 46.17 | 49.72 | 50.56 | 46.17 | 52.34 | 50.56 | 46.68 | 55.3 | 50.56 | 46.68 | 49.72 | 50.56 | 46.68 | 49.72 | 50.56 | 46.68 | 52.34 | 50.56 | 46.68 | 55.86 | 46.4 | 44.38 | 54.74 | 50.06 | 44.8 | 49.72 | 50.56 | 46.17
3550 | 38.99 | 26.12 | 34.43 | 38.99 | 26.12 | 34.43 | 38.99 | 26.12 | 34.43 | 38.99 | 26.12 | 34.43 | 38.99 | 26.12 | 34.43 | 39.69 | 26.12 | 34.43 | 38.99 | 26.12 | 34.43 | 38.99 | 43.95 | 35.86 | 38.99 | 26.12 | 34.43 | 39.79 | 12.85 | 33.6 | 39.38 | 25.86 | 34.29 | 38.99 | 26.12 | 34.43 | 49.57 | 48.43 | 46.17 | 49.57 | 48.43 | 46.17 | 49.57 | 48.43 | 46.17 | 49.57 | 48.43 | 46.17 | 52.2 | 48.43 | 46.68 | 52.96 | 48.43 | 46.68 | 49.57 | 48.43 | 46.68 | 49.57 | 48.43 | 48.55 | 52.2 | 48.43 | 46.68 | 52.43 | 46.4 | 44.38 | 50.08 | 47.95 | 44.8 | 49.57 | 48.43 | 46.17
3551 | 35.84 | 10.34 | 33.27 | 35.84 | 10.34 | 33.27 | 35.84 | 10.34 | 33.27 | 35.84 | 10.34 | 33.27 | 35.84 | 10.34 | 33.27 | 35.84 | 10.34 | 33.27 | 35.84 | 10.34 | 33.27 | 35.84 | 42.9 | 35.38 | 35.84 | 10.34 | 33.27 | 35.84 | 0.06 | 32.27 | 36.2 | 10.23 | 32.93 | 35.84 | 10.34 | 33.27 | 36.14 | 48.14 | 46.17 | 36.14 | 48.14 | 46.17 | 36.14 | 48.14 | 46.17 | 36.14 | 48.14 | 46.17 | 47.98 | 48.14 | 46.68 | 47.98 | 48.14 | 46.68 | 47.98 | 48.14 | 46.68 | 47.98 | 48.14 | 46.68 | 47.98 | 48.14 | 46.68 | 47.5 | 45.47 | 43.93 | 36.51 | 47.66 | 44.8 | 36.14 | 48.14 | 46.17
3552 | 30.92 | 10.33 | 33.06 | 30.92 | 10.33 | 33.06 | 30.92 | 10.33 | 33.06 | 30.92 | 10.33 | 33.06 | 30.92 | 10.33 | 33.06 | 30.92 | 10.33 | 33.06 | 30.92 | 10.33 | 33.06 | 30.92 | 10.34 | 35.12 | 30.92 | 10.33 | 33.06 | 30.92 | 0.06 | 31.94 | 31.23 | 10.23 | 32.73 | 30.92 | 10.33 | 33.06 | 38.67 | 46.88 | 46.17 | 38.67 | 46.88 | 46.17 | 38.67 | 46.88 | 46.17 | 38.67 | 46.88 | 46.17 | 38.67 | 46.88 | 46.45 | 40.26 | 46.88 | 46.45 | 38.67 | 46.88 | 46.45 | 38.67 | 46.88 | 46.45 | 38.67 | 46.88 | 46.45 | 39.86 | 45.47 | 43.93 | 39.06 | 47.35 | 44.8 | 38.67 | 46.88 | 46.17
3553 | 30.92 | 10.33 | 33.32 | 30.92 | 10.33 | 33.32 | 30.92 | 10.33 | 33.32 | 30.92 | 10.33 | 33.32 | 30.92 | 10.33 | 33.32 | 30.92 | 10.33 | 33.32 | 30.92 | 10.33 | 33.32 | 30.92 | 10.33 | 33.32 | 30.92 | 10.33 | 33.32 | 30.92 | 0.06 | 31.94 | 31.23 | 10.23 | 32.98 | 30.92 | 10.33 | 33.32 | 36.14 | 47.18 | 46.17 | 36.14 | 47.18 | 46.17 | 36.14 | 47.18 | 46.17 | 36.14 | 47.18 | 46.17 | 36.14 | 47.18 | 46.34 | 37.25 | 47.18 | 46.34 | 36.14 | 47.18 | 46.34 | 36.14 | 47.18 | 46.45 | 36.14 | 47.18 | 46.34 | 37.25 | 45.47 | 43.93 | 36.51 | 47.66 | 44.8 | 36.14 | 47.18 | 46.17
3554 | 20.68 | 10.33 | 33.32 | 20.68 | 10.33 | 33.32 | 20.68 | 10.33 | 33.32 | 20.68 | 10.33 | 33.32 | 20.68 | 10.33 | 33.32 | 20.68 | 10.33 | 33.32 | 20.68 | 10.33 | 33.32 | 20.68 | 10.33 | 34.05 | 20.68 | 10.33 | 33.32 | 20.47 | 9.28 | 31.35 | 20.89 | 10.23 | 32.98 | 20.68 | 10.33 | 33.32 | 32 | 47.83 | 46.17 | 32 | 47.83 | 46.17 | 32 | 47.83 | 46.17 | 32 | 47.83 | 46.17 | 32 | 47.83 | 46.19 | 32 | 47.83 | 46.19 | 32 | 47.83 | 46.19 | 32 | 47.83 | 46.19 | 32 | 47.83 | 46.19 | 32.32 | 45.01 | 43.93 | 32.32 | 47.66 | 44.8 | 32 | 47.83 | 46.17
3555 | 30.6 | 25.6 | 33.61 | 30.6 | 25.6 | 33.61 | 30.6 | 25.6 | 33.61 | 30.6 | 25.6 | 33.61 | 30.6 | 25.6 | 33.61 | 30.6 | 25.6 | 33.61 | 30.6 | 25.6 | 33.61 | 30.6 | 25.61 | 33.61 | 30.6 | 25.6 | 33.61 | 30.29 | 7.89 | 31.11 | 30.91 | 25.35 | 33.27 | 30.6 | 25.6 | 33.61 | 36.14 | 48.43 | 45.74 | 36.14 | 48.43 | 45.74 | 36.14 | 48.43 | 45.74 | 36.14 | 48.43 | 45.74 | 36.14 | 48.43 | 45.74 | 36.14 | 48.43 | 45.74 | 36.14 | 48.43 | 45.74 | 36.14 | 48.43 | 45.74 | 36.14 | 48.43 | 45.74 | 36.51 | 44.2 | 43.6 | 36.51 | 47.95 | 44.8 | 36.14 | 48.43 | 45.74
3556 | 36.29 | 40.84 | 33.72 | 36.29 | 40.84 | 33.72 | 36.29 | 40.84 | 33.72 | 36.29 | 40.84 | 33.72 | 36.29 | 40.84 | 33.72 | 36.29 | 40.84 | 33.72 | 36.29 | 40.84 | 33.72 | 36.29 | 40.84 | 33.72 | 36.29 | 40.84 | 33.72 | 35.92 | 39.65 | 33.38 | 36.65 | 40.46 | 34.06 | 36.29 | 40.84 | 33.72 | 46.88 | 49.13 | 45.85 | 46.88 | 49.13 | 45.85 | 46.88 | 49.13 | 45.85 | 46.88 | 49.13 | 45.85 | 46.88 | 49.13 | 45.85 | 46.88 | 49.13 | 45.85 | 46.88 | 49.13 | 45.85 | 46.88 | 49.13 | 45.85 | 46.88 | 49.13 | 45.85 | 47.35 | 46.23 | 43.9 | 47.35 | 48.64 | 44.8 | 46.88 | 49.13 | 45.85
3557 | 37.2 | 42.17 | 34.63 | 37.2 | 42.17 | 34.63 | 37.2 | 42.17 | 34.63 | 37.2 | 42.17 | 34.63 | 37.2 | 42.17 | 34.63 | 37.2 | 42.17 | 34.63 | 37.2 | 42.17 | 34.63 | 37.2 | 42.17 | 34.63 | 37.2 | 42.17 | 34.63 | 37.58 | 41.75 | 33.73 | 38.34 | 42.59 | 34.42 | 37.2 | 42.17 | 34.63 | 47.79 | 50.38 | 46.77 | 47.79 | 50.38 | 46.77 | 47.79 | 50.38 | 46.77 | 47.79 | 50.38 | 46.77 | 50.41 | 50.38 | 46.77 | 53.37 | 50.38 | 46.77 | 47.79 | 50.38 | 46.77 | 47.79 | 50.38 | 46.77 | 50.41 | 50.38 | 46.77 | 53.91 | 47.66 | 44.8 | 55.01 | 49.88 | 45.75 | 47.79 | 50.38 | 46.77
3558 | 38.67 | 43.64 | 36.1 | 38.67 | 43.64 | 36.1 | 38.67 | 43.64 | 36.1 | 38.67 | 43.64 | 36.1 | 38.67 | 43.64 | 36.1 | 39.38 | 43.64 | 36.1 | 38.67 | 43.64 | 36.1 | 38.67 | 43.64 | 36.1 | 38.67 | 43.64 | 36.1 | 39.77 | 43.2 | 34.42 | 40.59 | 44.08 | 35.14 | 38.67 | 43.64 | 36.1 | 49.26 | 51.85 | 48.23 | 49.26 | 51.85 | 48.23 | 49.26 | 51.85 | 48.23 | 49.26 | 51.85 | 46.79 | 51.88 | 51.85 | 48.14 | 54.84 | 51.85 | 48.14 | 49.26 | 51.85 | 48.23 | 49.26 | 51.85 | 48.23 | 51.88 | 51.85 | 48.14 | 55.39 | 47.66 | 44.8 | 56.52 | 51.33 | 45.72 | 49.26 | 51.85 | 48.23
3559 | 39.99 | 44.95 | 37.42 | 39.99 | 44.95 | 37.42 | 39.99 | 44.95 | 37.42 | 39.99 | 44.95 | 37.15 | 39.99 | 44.95 | 36.23 | 40.69 | 44.95 | 36.23 | 39.99 | 44.95 | 37.42 | 39.99 | 44.95 | 37.42 | 39.99 | 44.95 | 36.23 | 46.56 | 44.5 | 34.42 | 45.63 | 45.41 | 35.12 | 39.99 | 44.95 | 37.42 | 50.57 | 52.84 | 49.55 | 50.57 | 52.84 | 49.55 | 50.57 | 52.84 | 49.55 | 50.57 | 52.84 | 46.68 | 53.2 | 52.84 | 49.11 | 56.15 | 52.84 | 49.11 | 50.57 | 52.84 | 49.55 | 50.57 | 53.16 | 49.55 | 53.2 | 52.84 | 49.11 | 60.07 | 49.22 | 44.8 | 58.87 | 50.75 | 44.8 | 50.57 | 52.84 | 49.55
3560 | 40.45 | 45.41 | 37.88 | 40.45 | 45.41 | 37.88 | 40.45 | 45.41 | 37.88 | 40.45 | 45.41 | 35.3 | 40.45 | 45.41 | 35.3 | 41.15 | 45.41 | 35.3 | 40.45 | 45.41 | 37.88 | 40.45 | 45.41 | 37.88 | 40.45 | 45.41 | 35.3 | 46.1 | 44.6 | 33.55 | 45.17 | 44.98 | 34.24 | 40.45 | 45.41 | 37.88 | 51.03 | 49.63 | 48.07 | 51.03 | 49.63 | 48.07 | 51.03 | 49.63 | 48.07 | 51.03 | 49.63 | 46.68 | 53.66 | 49.63 | 48.07 | 56.61 | 49.63 | 48.07 | 51.03 | 49.63 | 48.07 | 51.03 | 53.62 | 50.01 | 53.66 | 49.63 | 48.07 | 59.47 | 46.7 | 44.8 | 58.28 | 47.66 | 44.8 | 51.03 | 49.63 | 48.07
3561 | 40.33 | 43.09 | 35.12 | 40.33 | 43.09 | 35.12 | 40.33 | 43.09 | 35.12 | 40.33 | 43.09 | 27.44 | 40.33 | 43.09 | 27.44 | 41.03 | 43.09 | 27.44 | 40.33 | 43.09 | 35.12 | 40.33 | 45.29 | 37.76 | 40.33 | 43.09 | 27.44 | 41.46 | 41.38 | 26.35 | 40.73 | 42.22 | 26.89 | 40.33 | 43.09 | 35.12 | 50.92 | 48.43 | 46.69 | 50.92 | 47.83 | 46.69 | 50.92 | 47.83 | 46.69 | 50.92 | 47.83 | 46.17 | 53.54 | 47.83 | 46.69 | 56.5 | 47.83 | 46.69 | 50.92 | 47.83 | 49.34 | 50.92 | 53.5 | 49.89 | 53.54 | 47.83 | 46.69 | 57.07 | 45.93 | 44.8 | 55.92 | 46.87 | 44.8 | 50.92 | 48.43 | 46.69
3562 | 40.21 | 42.04 | 34.43 | 40.21 | 42.04 | 34.43 | 40.21 | 42.04 | 34.43 | 40.21 | 42.04 | 27.44 | 40.21 | 42.04 | 26.62 | 40.25 | 42.04 | 26.62 | 40.21 | 42.04 | 34.43 | 40.21 | 45.18 | 37.65 | 40.21 | 42.04 | 26.62 | 40.66 | 40.79 | 26.35 | 40.62 | 41.62 | 26.89 | 40.21 | 42.04 | 34.43 | 50.8 | 46.27 | 46.66 | 50.8 | 46.27 | 46.66 | 50.8 | 46.27 | 46.66 | 50.8 | 46.27 | 45.25 | 53.43 | 46.27 | 46.66 | 53.69 | 46.27 | 46.66 | 50.8 | 46.27 | 46.66 | 50.8 | 53.39 | 49.78 | 53.43 | 46.27 | 46.66 | 54.23 | 43.97 | 43.93 | 53.15 | 45.81 | 44.8 | 50.8 | 46.27 | 46.66
3563 | 40.08 | 41.62 | 29.22 | 40.08 | 41.62 | 29.22 | 40.08 | 41.62 | 29.22 | 40.08 | 41.62 | 27.44 | 40.08 | 41.62 | 26.35 | 40.08 | 41.62 | 26.35 | 40.08 | 41.62 | 29.22 | 40.08 | 45.05 | 37.51 | 40.08 | 41.62 | 26.35 | 40.49 | 40.38 | 26.08 | 40.49 | 41.2 | 26.89 | 40.08 | 41.62 | 29.22 | 50.67 | 46.27 | 46.21 | 50.67 | 46.27 | 46.21 | 50.67 | 46.27 | 46.21 | 50.67 | 46.27 | 45.25 | 53.29 | 46.27 | 46.21 | 53.69 | 46.27 | 46.21 | 50.67 | 46.27 | 47.79 | 50.67 | 53.26 | 49.65 | 53.29 | 46.27 | 46.21 | 54.23 | 43.97 | 43.9 | 53.15 | 45.81 | 44.8 | 50.67 | 46.27 | 46.21
3564 | 39.85 | 42.46 | 27.65 | 39.85 | 42.46 | 27.65 | 39.85 | 42.46 | 27.65 | 39.85 | 42.46 | 27.44 | 39.85 | 42.46 | 26.62 | 39.98 | 42.46 | 26.62 | 39.85 | 42.46 | 27.65 | 39.85 | 44.82 | 37.28 | 39.85 | 42.46 | 26.62 | 40.39 | 41.2 | 26.35 | 40.26 | 42.04 | 27.17 | 39.85 | 42.46 | 27.65 | 50.44 | 46.27 | 46.17 | 50.44 | 46.27 | 46.17 | 50.44 | 46.27 | 46.17 | 50.44 | 46.27 | 46.17 | 53.06 | 46.27 | 46.21 | 54.23 | 46.27 | 46.21 | 50.44 | 46.27 | 47.56 | 50.44 | 53.03 | 49.42 | 53.06 | 46.27 | 46.21 | 54.78 | 44.43 | 44.8 | 54.78 | 45.81 | 45.7 | 50.44 | 46.27 | 46.17
3565 | 39.82 | 41.62 | 27.17 | 39.82 | 41.62 | 27.17 | 39.82 | 41.62 | 27.17 | 39.82 | 41.62 | 27.17 | 39.82 | 41.62 | 26.62 | 39.98 | 41.62 | 26.62 | 39.82 | 41.62 | 27.17 | 39.82 | 44.78 | 37.25 | 39.82 | 41.62 | 26.62 | 40.39 | 41.2 | 26.35 | 40.22 | 41.2 | 26.89 | 39.82 | 41.62 | 27.49 | 50.4 | 46.27 | 46.17 | 50.4 | 46.27 | 46.17 | 50.4 | 46.27 | 46.17 | 50.4 | 46.27 | 46.17 | 53.03 | 46.27 | 46.17 | 54.23 | 46.27 | 46.17 | 50.4 | 46.27 | 46.45 | 50.4 | 52.99 | 49.38 | 53.03 | 46.27 | 46.17 | 54.78 | 44.43 | 44.8 | 53.69 | 45.81 | 45.7 | 50.4 | 46.27 | 46.17
3566 | 39.66 | 41.8 | 27.65 | 39.66 | 41.8 | 27.65 | 39.66 | 41.8 | 27.65 | 39.66 | 41.8 | 27.65 | 39.66 | 41.8 | 27.65 | 39.98 | 41.8 | 27.65 | 39.66 | 41.8 | 27.65 | 39.66 | 44.62 | 37.09 | 39.66 | 41.8 | 27.65 | 40.39 | 41.38 | 26.62 | 40.06 | 41.38 | 27.16 | 39.66 | 41.8 | 27.65 | 50.24 | 47.35 | 46.17 | 50.24 | 47.35 | 46.17 | 50.24 | 47.35 | 46.17 | 50.24 | 47.35 | 46.17 | 52.87 | 47.35 | 46.21 | 54.23 | 47.35 | 46.21 | 50.24 | 47.35 | 46.45 | 50.24 | 52.83 | 49.22 | 52.87 | 47.35 | 46.21 | 54.78 | 45.47 | 44.8 | 53.69 | 46.88 | 44.8 | 50.24 | 47.35 | 46.17
3567 | 39.52 | 44.48 | 34.78 | 39.52 | 44.48 | 34.78 | 39.52 | 44.48 | 34.78 | 39.52 | 44.48 | 34.78 | 39.52 | 44.48 | 34.78 | 40.22 | 44.48 | 34.78 | 39.52 | 44.48 | 34.78 | 39.52 | 44.48 | 36.95 | 39.52 | 44.48 | 34.78 | 40.63 | 44.04 | 34.42 | 39.92 | 44.04 | 34.43 | 39.52 | 44.48 | 34.78 | 50.11 | 48.62 | 46.17 | 50.11 | 48.62 | 46.17 | 50.11 | 48.62 | 46.17 | 50.11 | 48.62 | 46.17 | 52.73 | 48.62 | 46.68 | 55.18 | 48.62 | 46.68 | 50.11 | 48.62 | 46.68 | 50.11 | 52.69 | 49.08 | 52.73 | 48.62 | 46.68 | 56.31 | 48.14 | 45.29 | 55.19 | 48.14 | 45.7 | 50.11 | 48.62 | 46.17
3568 | 39.25 | 44.22 | 36.23 | 39.25 | 44.22 | 36.23 | 39.25 | 44.22 | 36.23 | 39.25 | 44.22 | 36.23 | 39.25 | 44.22 | 36.23 | 39.96 | 46.67 | 36.23 | 39.25 | 44.22 | 36.23 | 39.25 | 44.22 | 36.69 | 39.25 | 44.22 | 36.23 | 44.55 | 46.21 | 35.14 | 43.66 | 44.67 | 35.85 | 39.25 | 44.22 | 36.23 | 49.84 | 51.83 | 47.16 | 49.84 | 51.83 | 47.16 | 49.84 | 51.83 | 47.16 | 49.84 | 51.83 | 47.16 | 52.47 | 51.83 | 47.16 | 55.42 | 51.83 | 47.16 | 49.84 | 51.83 | 47.16 | 49.84 | 52.43 | 48.82 | 52.47 | 51.83 | 47.16 | 58.82 | 51.31 | 46.69 | 57.64 | 51.31 | 46.69 | 49.84 | 51.83 | 47.16
3569 | 39.25 | 44.22 | 36.68 | 39.25 | 44.22 | 36.68 | 39.25 | 44.22 | 36.68 | 39.25 | 44.22 | 36.68 | 39.25 | 44.22 | 36.68 | 39.96 | 46.76 | 36.68 | 39.25 | 44.22 | 36.68 | 39.25 | 44.22 | 36.68 | 39.25 | 44.22 | 36.68 | 49.56 | 46.29 | 36.32 | 48.57 | 45.37 | 37.05 | 39.25 | 44.22 | 36.68 | 49.84 | 52.43 | 48.82 | 49.84 | 52.43 | 48.82 | 49.84 | 52.43 | 48.82 | 49.84 | 52.43 | 48.82 | 52.46 | 52.43 | 48.82 | 55.42 | 52.54 | 48.82 | 49.84 | 52.43 | 48.82 | 49.84 | 52.43 | 48.82 | 52.46 | 52.43 | 48.82 | 66.2 | 52.96 | 48.33 | 64.87 | 54.04 | 49.31 | 49.84 | 52.43 | 48.82
3570 | 39.2 | 44.17 | 36.63 | 39.2 | 44.17 | 36.63 | 39.2 | 44.17 | 36.63 | 39.2 | 44.17 | 36.63 | 39.2 | 45.55 | 36.63 | 39.91 | 46.71 | 36.63 | 39.2 | 44.17 | 36.63 | 39.2 | 44.17 | 36.63 | 39.2 | 45.55 | 36.63 | 50.23 | 47.18 | 36.94 | 49.23 | 47.18 | 37 | 39.2 | 44.17 | 36.63 | 49.79 | 52.38 | 48.77 | 49.79 | 52.38 | 48.77 | 49.79 | 52.38 | 48.77 | 49.79 | 52.38 | 48.77 | 52.41 | 52.38 | 48.77 | 55.37 | 52.48 | 48.77 | 49.79 | 52.38 | 48.77 | 49.79 | 52.38 | 48.77 | 52.41 | 52.38 | 48.77 | 70.72 | 53.01 | 49.26 | 69.31 | 54.1 | 49.26 | 49.79 | 52.38 | 48.77
3571 | 39.14 | 44.1 | 36.57 | 39.14 | 44.1 | 36.57 | 39.14 | 44.1 | 36.57 | 39.14 | 44.1 | 36.57 | 39.14 | 44.1 | 36.57 | 39.84 | 46.65 | 36.57 | 39.14 | 44.1 | 36.57 | 39.14 | 44.1 | 36.57 | 39.14 | 44.1 | 36.57 | 50.23 | 47.12 | 36.94 | 49.23 | 47.12 | 36.94 | 39.14 | 44.1 | 36.57 | 49.73 | 52.31 | 48.7 | 49.73 | 52.31 | 48.7 | 49.73 | 52.31 | 48.7 | 49.73 | 52.31 | 48.7 | 52.35 | 52.31 | 48.7 | 55.31 | 52.42 | 48.7 | 49.73 | 52.31 | 48.7 | 49.73 | 52.31 | 48.7 | 52.35 | 52.31 | 48.7 | 70.72 | 57.83 | 49.19 | 69.31 | 59.01 | 49.19 | 49.73 | 52.31 | 48.7
3572 | 38.94 | 43.91 | 36.38 | 38.94 | 43.91 | 36.38 | 38.94 | 43.91 | 36.38 | 38.94 | 43.91 | 36.38 | 38.94 | 45.56 | 36.38 | 39.65 | 46.45 | 36.38 | 38.94 | 43.91 | 36.38 | 38.94 | 43.91 | 36.38 | 38.94 | 45.56 | 36.38 | 50.23 | 46.92 | 36.74 | 49.23 | 46.92 | 36.74 | 38.94 | 43.91 | 36.38 | 49.53 | 52.12 | 48.51 | 49.53 | 52.12 | 48.51 | 49.53 | 52.12 | 48.51 | 49.53 | 52.12 | 48.51 | 52.15 | 52.12 | 48.51 | 55.11 | 52.23 | 48.51 | 49.53 | 52.12 | 48.51 | 49.53 | 52.12 | 48.51 | 52.15 | 52.12 | 48.51 | 70.72 | 52.95 | 49 | 70.72 | 54.03 | 49 | 49.53 | 52.12 | 48.51
3573 | 38.9 | 43.87 | 36.33 | 38.9 | 43.87 | 36.33 | 38.9 | 43.87 | 36.33 | 38.9 | 43.87 | 36.33 | 38.9 | 45.56 | 36.33 | 39.61 | 46.41 | 36.33 | 38.9 | 43.87 | 36.33 | 38.9 | 43.87 | 36.33 | 38.9 | 45.56 | 36.33 | 49.17 | 45.95 | 36.7 | 48.18 | 45.03 | 36.7 | 38.9 | 43.87 | 36.33 | 49.49 | 52.08 | 48.47 | 49.49 | 52.08 | 48.47 | 49.49 | 52.08 | 48.47 | 49.49 | 52.08 | 48.47 | 52.11 | 52.08 | 48.47 | 55.07 | 52.19 | 48.47 | 49.49 | 52.08 | 48.47 | 49.49 | 52.08 | 48.47 | 52.11 | 52.08 | 48.47 | 69.85 | 52.71 | 47.98 | 68.46 | 52.71 | 48.96 | 49.49 | 52.08 | 48.47
3574 | 38.77 | 43.74 | 36.2 | 38.77 | 43.74 | 36.2 | 38.77 | 43.74 | 36.2 | 38.77 | 43.74 | 36.2 | 38.77 | 45.56 | 36.2 | 39.48 | 46.27 | 36.2 | 38.77 | 43.74 | 36.2 | 38.77 | 43.74 | 36.2 | 38.77 | 45.56 | 36.2 | 44.71 | 45.81 | 35.84 | 43.82 | 44.2 | 36.57 | 38.77 | 43.74 | 36.2 | 49.36 | 51.95 | 48.33 | 49.36 | 51.95 | 48.33 | 49.36 | 51.95 | 48.33 | 49.36 | 51.95 | 48.33 | 51.98 | 51.95 | 48.33 | 54.94 | 52.05 | 48.33 | 49.36 | 51.95 | 48.33 | 49.36 | 51.95 | 48.33 | 51.98 | 51.95 | 48.33 | 61.24 | 52.47 | 47.85 | 60.01 | 52.47 | 48.82 | 49.36 | 51.95 | 48.33
3575 | 37.91 | 42.88 | 35.35 | 37.91 | 42.88 | 35.35 | 37.91 | 42.88 | 35.35 | 37.91 | 42.88 | 35.35 | 37.91 | 43.56 | 35.35 | 38.62 | 45.43 | 35.35 | 37.91 | 42.88 | 35.35 | 37.91 | 42.88 | 35.35 | 37.91 | 43.56 | 35.35 | 39.58 | 45.55 | 35.49 | 38.79 | 43.32 | 35.7 | 37.91 | 42.88 | 35.35 | 47.5 | 51.09 | 47.48 | 47.5 | 51.09 | 47.48 | 47.5 | 51.09 | 47.48 | 47.5 | 51.09 | 47.48 | 51.13 | 51.09 | 47.48 | 54.08 | 51.2 | 47.48 | 48.5 | 51.09 | 47.48 | 48.5 | 51.09 | 47.48 | 51.13 | 51.09 | 47.48 | 55.89 | 51.61 | 47.16 | 54.78 | 51.61 | 47.16 | 47.5 | 51.09 | 47.48
3576 | 36.44 | 42.35 | 34.82 | 36.44 | 42.35 | 34.82 | 36.44 | 42.35 | 34.82 | 36.44 | 42.35 | 34.82 | 37.19 | 42.36 | 34.82 | 37.19 | 44.9 | 34.82 | 37.19 | 42.35 | 34.82 | 37.19 | 42.35 | 34.82 | 37.19 | 42.36 | 34.82 | 37.19 | 44.9 | 35.17 | 36.81 | 42.78 | 35.17 | 36.44 | 42.35 | 34.82 | 47.02 | 50.56 | 46.95 | 47.02 | 50.56 | 46.95 | 47.02 | 50.56 | 46.95 | 47.02 | 50.56 | 46.95 | 47.97 | 50.56 | 46.95 | 51.81 | 50.67 | 46.95 | 47.97 | 50.56 | 46.95 | 47.97 | 50.56 | 46.95 | 47.97 | 50.56 | 46.95 | 52.33 | 51.07 | 47.16 | 51.29 | 51.07 | 47.16 | 47.02 | 50.56 | 46.95
3577 | 36.06 | 41.8 | 34.27 | 36.06 | 41.8 | 34.27 | 36.06 | 41.8 | 34.27 | 36.06 | 41.8 | 34.27 | 36.06 | 41.8 | 34.27 | 36.8 | 44.25 | 34.27 | 36.06 | 41.8 | 34.27 | 36.06 | 41.8 | 34.27 | 36.06 | 41.8 | 34.27 | 37.17 | 43.81 | 34.61 | 36.43 | 42.93 | 34.61 | 36.06 | 41.8 | 34.27 | 45.69 | 50.01 | 46.4 | 45.69 | 50.01 | 46.4 | 45.69 | 50.01 | 46.4 | 45.69 | 50.01 | 46.4 | 45.69 | 50.01 | 46.4 | 51.8 | 50.12 | 46.4 | 45.69 | 50.01 | 46.4 | 45.69 | 50.01 | 46.4 | 45.69 | 50.01 | 46.4 | 52.32 | 50.52 | 46.87 | 51.27 | 50.52 | 46.87 | 45.69 | 50.01 | 46.4
3578 | 36.06 | 41.34 | 33.81 | 36.06 | 41.34 | 33.81 | 36.06 | 41.34 | 33.81 | 36.06 | 41.34 | 33.81 | 36.06 | 41.34 | 33.81 | 36.8 | 43.88 | 33.81 | 36.06 | 41.34 | 33.81 | 36.06 | 41.34 | 33.81 | 36.06 | 41.34 | 33.81 | 37.17 | 43.44 | 34.42 | 36.43 | 42.58 | 34.42 | 36.06 | 41.34 | 33.81 | 45.69 | 49.55 | 45.94 | 45.69 | 49.55 | 45.94 | 45.69 | 49.55 | 45.94 | 45.69 | 49.55 | 45.94 | 45.69 | 49.55 | 45.94 | 51.28 | 49.66 | 45.94 | 45.69 | 49.55 | 45.94 | 45.69 | 49.55 | 45.94 | 45.69 | 49.55 | 45.94 | 51.8 | 50.16 | 46.41 | 50.76 | 50.16 | 46.41 | 45.69 | 49.55 | 45.94
3579 | 36.1 | 41.06 | 33.53 | 36.1 | 41.06 | 33.53 | 36.1 | 41.06 | 33.53 | 36.1 | 41.06 | 33.53 | 36.1 | 41.06 | 33.53 | 36.43 | 43.61 | 33.53 | 36.1 | 41.06 | 33.53 | 36.1 | 41.06 | 33.53 | 36.1 | 41.06 | 33.53 | 36.8 | 44.05 | 34.42 | 36.46 | 43.17 | 34.42 | 36.1 | 41.06 | 33.53 | 46.69 | 49.27 | 45.66 | 46.69 | 49.27 | 45.66 | 46.69 | 49.27 | 45.66 | 46.69 | 49.27 | 45.66 | 46.69 | 49.27 | 45.66 | 51.28 | 49.38 | 45.66 | 46.69 | 49.27 | 45.66 | 46.69 | 49.27 | 45.66 | 46.69 | 49.27 | 45.66 | 52.33 | 50 | 46.12 | 52.33 | 51.02 | 46.12 | 46.69 | 49.27 | 45.66
3580 | 36.19 | 41.15 | 33.62 | 36.19 | 41.15 | 33.62 | 36.19 | 41.15 | 33.62 | 36.19 | 41.15 | 33.62 | 36.19 | 41.15 | 33.62 | 36.8 | 43.7 | 33.62 | 36.19 | 41.15 | 33.62 | 36.19 | 41.15 | 33.62 | 36.19 | 41.15 | 33.62 | 37.17 | 47.56 | 34.42 | 37.17 | 47.56 | 34.42 | 36.19 | 41.15 | 33.62 | 46.77 | 49.36 | 45.75 | 46.77 | 49.36 | 45.75 | 46.77 | 49.36 | 45.75 | 46.77 | 49.36 | 45.75 | 46.77 | 49.36 | 45.75 | 51.28 | 49.47 | 45.75 | 46.77 | 49.36 | 45.75 | 46.77 | 49.36 | 45.75 | 46.77 | 49.36 | 45.75 | 52.33 | 62.83 | 46.21 | 52.33 | 64.11 | 46.21 | 46.77 | 49.36 | 45.75
3581 | 37.05 | 42.01 | 34.48 | 37.05 | 42.01 | 34.48 | 37.05 | 42.01 | 34.48 | 37.05 | 42.01 | 34.48 | 37.05 | 42.01 | 34.48 | 37.75 | 44.56 | 34.48 | 37.05 | 42.01 | 34.48 | 37.05 | 42.01 | 34.48 | 37.05 | 42.01 | 34.48 | 40.39 | 47.57 | 34.83 | 40.39 | 48.54 | 34.83 | 37.05 | 42.01 | 34.48 | 47.63 | 50.22 | 46.61 | 47.63 | 50.22 | 46.61 | 47.63 | 50.22 | 46.61 | 47.63 | 50.22 | 46.61 | 47.63 | 50.22 | 46.61 | 53.21 | 50.33 | 46.61 | 47.63 | 50.22 | 46.61 | 47.63 | 50.22 | 46.61 | 47.63 | 50.22 | 46.61 | 55.89 | 71.53 | 47.08 | 55.89 | 70.11 | 48.04 | 47.63 | 50.22 | 46.61
3582 | 38.54 | 43.51 | 35.97 | 38.54 | 43.51 | 35.97 | 38.54 | 43.51 | 35.97 | 38.54 | 43.51 | 35.97 | 38.54 | 43.51 | 35.97 | 39.25 | 46.05 | 35.97 | 38.54 | 43.51 | 35.97 | 38.54 | 43.51 | 35.97 | 38.54 | 43.51 | 35.97 | 50.23 | 47.57 | 36.34 | 50.23 | 47.56 | 36.34 | 38.54 | 43.51 | 35.97 | 49.13 | 51.72 | 48.11 | 49.13 | 51.72 | 48.11 | 49.13 | 51.72 | 48.11 | 49.13 | 51.72 | 48.11 | 51.75 | 51.72 | 48.11 | 54.71 | 51.83 | 48.11 | 49.13 | 51.72 | 48.11 | 49.13 | 51.72 | 48.11 | 51.75 | 51.72 | 48.11 | 70.72 | 71.53 | 48.59 | 70.72 | 70.11 | 48.59 | 49.13 | 51.72 | 48.11
3583 | 39.71 | 44.68 | 37.15 | 39.71 | 44.68 | 37.15 | 39.71 | 44.68 | 37.15 | 39.71 | 44.68 | 37.15 | 39.71 | 45.55 | 37.15 | 40.42 | 47.22 | 37.15 | 39.71 | 44.68 | 37.15 | 39.71 | 44.68 | 37.15 | 39.71 | 45.55 | 37.15 | 50.23 | 46.75 | 35.85 | 49.23 | 45.81 | 36.58 | 39.71 | 44.68 | 37.15 | 50.3 | 52.89 | 49.28 | 50.3 | 52.89 | 49.28 | 50.3 | 52.89 | 49.28 | 50.3 | 52.89 | 49.28 | 52.93 | 52.89 | 49.28 | 55.88 | 53 | 49.28 | 50.3 | 52.89 | 49.28 | 50.3 | 52.89 | 49.28 | 52.93 | 52.89 | 49.28 | 70.72 | 53.43 | 48.79 | 69.31 | 53.43 | 48.79 | 50.3 | 52.89 | 49.28
3584 | 40.18 | 45.15 | 37.61 | 40.18 | 45.15 | 37.61 | 40.18 | 45.15 | 37.61 | 40.18 | 45.15 | 37.61 | 40.18 | 45.25 | 36.59 | 40.89 | 47.07 | 36.59 | 40.18 | 45.15 | 36.59 | 40.18 | 45.15 | 37.61 | 40.18 | 45.25 | 36.59 | 49.32 | 46.6 | 35.49 | 48.33 | 45.61 | 35.49 | 40.18 | 45.15 | 37.61 | 50.77 | 53.36 | 49.54 | 50.77 | 53.36 | 49.54 | 50.77 | 53.36 | 49.54 | 50.77 | 53.36 | 49.54 | 53.39 | 53.36 | 49.54 | 56.35 | 53.36 | 49.54 | 50.77 | 53.36 | 49.54 | 50.77 | 53.36 | 49.54 | 53.39 | 53.36 | 49.54 | 68.15 | 52.28 | 47.16 | 66.79 | 52.28 | 47.16 | 50.77 | 53.36 | 49.54
3585 | 40.17 | 44.96 | 37.6 | 40.17 | 44.96 | 37.6 | 40.17 | 44.96 | 37.6 | 40.17 | 44.96 | 37.6 | 40.17 | 44.96 | 35.49 | 40.87 | 44.96 | 35.49 | 40.17 | 44.96 | 35.49 | 40.17 | 44.97 | 37.6 | 40.17 | 44.96 | 35.49 | 48.18 | 44.06 | 34.42 | 47.22 | 44.06 | 34.42 | 40.17 | 44.96 | 37.6 | 50.75 | 52.08 | 47.16 | 50.75 | 52.08 | 47.16 | 50.75 | 52.08 | 47.16 | 50.75 | 52.08 | 46.21 | 53.38 | 52.08 | 47.16 | 56.33 | 52.08 | 47.16 | 50.75 | 52.08 | 47.16 | 50.75 | 52.08 | 47.16 | 53.38 | 52.08 | 47.16 | 61.03 | 50.01 | 45.75 | 59.8 | 51.03 | 45.75 | 50.75 | 52.08 | 47.16
3586 | 40.12 | 43.82 | 37.55 | 40.12 | 43.82 | 37.55 | 40.12 | 43.82 | 37.55 | 40.12 | 43.82 | 29.56 | 40.12 | 43.82 | 30.78 | 40.83 | 43.82 | 30.78 | 40.12 | 43.82 | 30.78 | 40.12 | 43.82 | 37.55 | 40.12 | 43.82 | 30.78 | 45.62 | 42.94 | 28.96 | 43.38 | 42.94 | 28.96 | 40.12 | 43.82 | 37.55 | 50.71 | 47.83 | 46.69 | 50.71 | 47.83 | 46.69 | 50.71 | 47.83 | 46.69 | 50.71 | 47.83 | 45.59 | 53.33 | 47.83 | 46.69 | 56.29 | 47.83 | 46.69 | 50.71 | 47.83 | 46.69 | 50.71 | 47.83 | 46.69 | 53.33 | 47.83 | 46.69 | 56.46 | 46.87 | 44.8 | 55.33 | 46.88 | 44.8 | 50.71 | 47.83 | 46.69
3587 | 39.95 | 43.09 | 35.86 | 39.95 | 43.09 | 35.86 | 39.95 | 43.09 | 35.86 | 39.95 | 43.09 | 29.56 | 39.95 | 43.09 | 30.17 | 40.66 | 43.09 | 30.17 | 39.95 | 43.09 | 30.17 | 39.95 | 43.09 | 35.86 | 39.95 | 43.09 | 30.17 | 41.49 | 42.21 | 28.96 | 40.36 | 41.8 | 28.67 | 39.95 | 43.09 | 35.86 | 50.54 | 47.35 | 46.17 | 50.54 | 47.35 | 46.17 | 50.54 | 47.35 | 46.17 | 50.54 | 47.35 | 45.29 | 53.17 | 47.35 | 46.17 | 56.12 | 47.35 | 46.17 | 50.54 | 47.35 | 46.17 | 50.54 | 47.35 | 46.45 | 53.17 | 47.35 | 46.17 | 55.89 | 46.4 | 44.8 | 53.14 | 46.88 | 44.8 | 50.54 | 47.35 | 46.17
3588 | 39.76 | 42.98 | 35.12 | 39.76 | 42.98 | 35.12 | 39.76 | 42.98 | 35.12 | 39.76 | 42.98 | 29.56 | 39.76 | 42.98 | 30.17 | 40.47 | 42.98 | 30.17 | 39.76 | 42.98 | 30.17 | 39.76 | 43.07 | 35.86 | 39.76 | 42.98 | 30.17 | 40.8 | 41.27 | 28.96 | 39.98 | 41.27 | 28.39 | 39.76 | 42.98 | 35.12 | 50.35 | 47.35 | 46.17 | 50.35 | 47.35 | 46.17 | 50.35 | 47.35 | 46.17 | 50.35 | 47.35 | 45.29 | 52.97 | 47.35 | 46.17 | 53.94 | 47.35 | 46.17 | 50.35 | 47.35 | 46.17 | 50.35 | 47.35 | 46.45 | 52.97 | 47.35 | 46.17 | 53.4 | 46.4 | 44.8 | 50.86 | 46.4 | 44.8 | 50.35 | 47.35 | 46.17
3589 | 39.74 | 42.93 | 35.12 | 39.74 | 42.93 | 35.12 | 39.74 | 42.93 | 35.12 | 39.74 | 42.93 | 35.12 | 39.74 | 42.93 | 30.17 | 40.41 | 42.93 | 30.17 | 39.74 | 42.93 | 30.17 | 39.74 | 42.93 | 35.86 | 39.74 | 42.93 | 30.17 | 40.41 | 41.27 | 28.96 | 39.61 | 41.27 | 28.39 | 39.74 | 42.93 | 35.12 | 50.33 | 47.35 | 46.17 | 50.33 | 47.35 | 46.17 | 50.33 | 47.35 | 46.17 | 50.33 | 47.35 | 45.29 | 52.95 | 47.35 | 46.17 | 53.2 | 47.35 | 46.17 | 50.33 | 47.35 | 46.17 | 50.33 | 47.35 | 46.45 | 52.95 | 47.35 | 46.17 | 53.2 | 46.4 | 44.8 | 50.84 | 46.4 | 44.8 | 50.33 | 47.35 | 46.17
3590 | 39.63 | 42.98 | 35.12 | 39.63 | 42.98 | 35.12 | 39.63 | 42.98 | 35.12 | 39.63 | 42.98 | 35.12 | 39.63 | 42.98 | 30.17 | 40.03 | 42.98 | 30.17 | 39.63 | 42.98 | 30.17 | 39.63 | 42.98 | 35.12 | 39.63 | 42.98 | 30.17 | 40.03 | 41.27 | 28.96 | 39.58 | 41.69 | 28.67 | 39.63 | 42.98 | 35.12 | 50.21 | 47.35 | 46.17 | 50.21 | 47.35 | 46.17 | 50.21 | 47.35 | 46.17 | 50.21 | 47.35 | 46.17 | 52.84 | 47.35 | 46.17 | 52.84 | 47.35 | 46.17 | 50.21 | 47.35 | 46.17 | 50.21 | 47.35 | 46.45 | 52.84 | 47.35 | 46.17 | 52.33 | 46.4 | 44.8 | 50.77 | 46.88 | 44.8 | 50.21 | 47.35 | 46.17
3591 | 39.41 | 43.09 | 35.12 | 39.41 | 43.09 | 35.12 | 39.41 | 43.09 | 35.12 | 39.41 | 43.09 | 35.12 | 39.41 | 43.09 | 30.17 | 40 | 43.09 | 30.17 | 39.41 | 43.09 | 30.17 | 39.41 | 43.09 | 35.12 | 39.41 | 43.09 | 30.17 | 40 | 41.38 | 28.96 | 39.81 | 41.8 | 28.96 | 39.41 | 43.09 | 35.12 | 50 | 49.67 | 46.17 | 50 | 49.67 | 46.17 | 50 | 49.67 | 46.17 | 50 | 49.67 | 46.17 | 52.62 | 49.67 | 46.17 | 52.62 | 49.67 | 46.17 | 50 | 49.67 | 46.17 | 50 | 49.67 | 46.17 | 52.62 | 49.67 | 46.17 | 52.33 | 47.7 | 44.8 | 50.77 | 48.18 | 44.8 | 50 | 49.67 | 46.17
3592 | 39.29 | 44.26 | 36.72 | 39.29 | 44.26 | 36.72 | 39.29 | 44.26 | 36.72 | 39.29 | 44.26 | 36.72 | 39.29 | 44.26 | 33.41 | 40 | 44.26 | 33.41 | 39.29 | 44.26 | 33.41 | 39.29 | 44.26 | 36.72 | 39.29 | 44.26 | 33.41 | 40 | 42.5 | 32.73 | 39.69 | 43.36 | 33.4 | 39.29 | 44.26 | 36.72 | 49.88 | 51.03 | 47.59 | 49.88 | 51.03 | 47.59 | 49.88 | 51.03 | 47.59 | 49.88 | 51.03 | 47.59 | 52.5 | 51.03 | 46.69 | 53.95 | 51.03 | 46.69 | 49.88 | 51.03 | 46.69 | 49.88 | 51.03 | 47.59 | 52.5 | 51.03 | 46.69 | 54.5 | 50.01 | 44.8 | 53.41 | 50.52 | 45.75 | 49.88 | 51.03 | 47.59
3593 | 39.2 | 44.17 | 36.63 | 39.2 | 44.17 | 36.63 | 39.2 | 44.17 | 36.63 | 39.2 | 44.17 | 36.63 | 39.2 | 44.17 | 36.59 | 39.91 | 45.06 | 36.59 | 39.2 | 44.17 | 36.59 | 39.2 | 44.17 | 36.63 | 39.2 | 44.17 | 36.59 | 43.74 | 44.61 | 35.14 | 42.86 | 44.61 | 35.86 | 39.2 | 44.17 | 36.63 | 49.79 | 52.38 | 48.76 | 49.79 | 52.38 | 48.76 | 49.79 | 52.38 | 48.76 | 49.79 | 52.38 | 48.76 | 52.41 | 52.38 | 47.16 | 55.37 | 52.38 | 47.16 | 49.79 | 52.38 | 47.16 | 49.79 | 52.38 | 48.76 | 52.41 | 52.38 | 47.16 | 56.51 | 51.85 | 46.69 | 55.38 | 52.91 | 47.64 | 49.79 | 52.38 | 48.76
3594 | 39.2 | 44.17 | 36.63 | 39.2 | 44.17 | 36.63 | 39.2 | 44.17 | 36.63 | 39.2 | 44.17 | 36.63 | 39.2 | 45.25 | 36.63 | 39.91 | 45.7 | 36.63 | 39.2 | 44.17 | 36.63 | 39.2 | 44.17 | 36.63 | 39.2 | 45.25 | 36.63 | 48.68 | 45.25 | 36.08 | 47.7 | 46.17 | 37 | 39.2 | 44.17 | 36.63 | 49.79 | 52.38 | 48.77 | 49.79 | 52.38 | 48.77 | 49.79 | 52.38 | 48.77 | 49.79 | 52.38 | 48.77 | 52.41 | 52.38 | 48.77 | 55.37 | 52.49 | 48.77 | 49.79 | 52.38 | 48.77 | 49.79 | 52.38 | 48.77 | 52.41 | 52.38 | 48.77 | 70.01 | 51.96 | 47.16 | 70.72 | 64.69 | 49.26 | 49.79 | 52.38 | 48.77
3595 | 39.01 | 43.98 | 36.44 | 39.01 | 43.98 | 36.44 | 39.01 | 43.98 | 36.44 | 39.01 | 43.98 | 36.44 | 39.01 | 46.29 | 36.44 | 39.72 | 46.52 | 36.44 | 39.01 | 43.98 | 36.44 | 39.01 | 43.98 | 36.44 | 39.01 | 46.29 | 36.44 | 50.23 | 46.3 | 36.08 | 50.23 | 47.24 | 36.82 | 39.01 | 43.98 | 36.44 | 49.6 | 52.19 | 48.58 | 49.6 | 52.19 | 48.58 | 49.6 | 52.19 | 48.58 | 49.6 | 52.19 | 48.58 | 52.22 | 52.19 | 48.58 | 55.18 | 52.3 | 48.58 | 49.6 | 52.19 | 48.58 | 49.6 | 52.19 | 48.58 | 52.22 | 52.19 | 48.58 | 71 | 51.77 | 48.09 | 71 | 65.56 | 49.07 | 49.6 | 52.19 | 48.58
3596 | 38.79 | 43.75 | 36.22 | 38.79 | 43.75 | 36.22 | 38.79 | 43.75 | 36.22 | 38.79 | 43.75 | 36.22 | 38.79 | 46.14 | 36.22 | 39.49 | 46.3 | 36.22 | 38.79 | 43.75 | 36.22 | 38.79 | 43.75 | 36.22 | 38.79 | 46.14 | 36.22 | 49.17 | 46.3 | 35.85 | 49.17 | 47.24 | 36.59 | 38.79 | 43.75 | 36.22 | 49.37 | 51.96 | 48.35 | 49.37 | 51.96 | 48.35 | 49.37 | 51.96 | 48.35 | 49.37 | 51.96 | 48.35 | 52 | 51.96 | 48.35 | 54.95 | 52.07 | 48.35 | 49.37 | 51.96 | 48.35 | 49.37 | 51.96 | 48.35 | 52 | 51.96 | 48.35 | 70.72 | 51.55 | 47.16 | 70.72 | 65.56 | 48.84 | 49.37 | 51.96 | 48.35
3597 | 38.8 | 43.77 | 36.23 | 38.8 | 43.77 | 36.23 | 38.8 | 43.77 | 36.23 | 38.8 | 43.77 | 36.23 | 38.8 | 46.16 | 36.23 | 39.51 | 46.31 | 36.23 | 38.8 | 43.77 | 36.23 | 38.8 | 43.77 | 36.23 | 38.8 | 46.16 | 36.23 | 47.08 | 46.3 | 35.87 | 47.08 | 47.24 | 36.6 | 38.8 | 43.77 | 36.23 | 49.39 | 51.98 | 48.37 | 49.39 | 51.98 | 48.37 | 49.39 | 51.98 | 48.37 | 49.39 | 51.98 | 48.37 | 52.01 | 51.98 | 48.37 | 54.97 | 52.08 | 48.37 | 49.39 | 51.98 | 48.37 | 49.39 | 51.98 | 48.37 | 52.01 | 51.98 | 48.37 | 68.27 | 51.56 | 47.16 | 68.27 | 65.56 | 48.85 | 49.39 | 51.98 | 48.37
3598 | 38.79 | 43.76 | 35.86 | 38.79 | 43.76 | 35.86 | 38.79 | 43.76 | 35.86 | 38.79 | 43.76 | 35.86 | 38.79 | 45.55 | 35.86 | 39.5 | 45.55 | 35.86 | 38.79 | 43.76 | 35.86 | 38.79 | 43.76 | 35.86 | 38.79 | 45.55 | 35.86 | 40.67 | 45.1 | 35.49 | 39.86 | 46.02 | 36.22 | 38.79 | 43.76 | 35.86 | 49.38 | 51.19 | 47.47 | 49.38 | 51.19 | 47.47 | 49.38 | 51.19 | 47.47 | 49.38 | 51.19 | 47.47 | 52 | 51.19 | 47.16 | 54.96 | 51.19 | 47.16 | 49.38 | 51.19 | 47.16 | 49.38 | 51.19 | 47.47 | 52 | 51.19 | 47.16 | 55.89 | 50.53 | 44.8 | 55.89 | 63.16 | 47.94 | 49.38 | 51.19 | 47.47
3599 | 36.42 | 41.75 | 34.78 | 36.42 | 41.75 | 34.78 | 36.42 | 41.75 | 34.78 | 36.42 | 41.75 | 34.78 | 36.42 | 41.75 | 34.78 | 36.8 | 42.14 | 34.78 | 36.42 | 41.75 | 34.78 | 36.42 | 41.75 | 34.78 | 36.42 | 41.75 | 34.78 | 37.17 | 41.72 | 34.43 | 36.79 | 42.57 | 35.13 | 36.42 | 41.75 | 34.78 | 48.61 | 49.42 | 46.68 | 48.61 | 49.42 | 46.68 | 48.61 | 49.42 | 46.68 | 48.61 | 49.42 | 46.68 | 48.61 | 49.42 | 46.68 | 51.81 | 49.42 | 46.68 | 48.61 | 49.42 | 46.68 | 48.61 | 49.42 | 46.68 | 48.61 | 49.42 | 46.68 | 52.33 | 47.66 | 44.8 | 52.33 | 60.46 | 47.15 | 48.61 | 49.42 | 46.68
3600 | 36.06 | 26.12 | 34.78 | 36.06 | 26.12 | 34.78 | 36.06 | 26.12 | 34.78 | 36.06 | 26.12 | 34.78 | 36.06 | 26.12 | 34.78 | 36.42 | 26.12 | 34.78 | 36.06 | 26.12 | 34.78 | 36.06 | 26.12 | 34.78 | 36.06 | 26.12 | 34.78 | 36.79 | 25.86 | 34.42 | 36.42 | 26.39 | 35.13 | 36.06 | 26.12 | 34.78 | 36.14 | 48.43 | 46.68 | 36.14 | 48.43 | 46.68 | 36.14 | 48.43 | 46.68 | 36.14 | 48.43 | 46.68 | 36.14 | 48.43 | 46.68 | 51.28 | 48.43 | 46.68 | 36.14 | 48.43 | 46.68 | 36.14 | 48.43 | 46.68 | 36.14 | 48.43 | 46.68 | 51.8 | 47.66 | 44.8 | 50.77 | 48.92 | 47.15 | 36.14 | 48.43 | 46.68
3601 | 20.68 | 25.94 | 34.44 | 20.68 | 25.94 | 34.44 | 20.68 | 25.94 | 34.44 | 20.68 | 25.94 | 34.44 | 20.68 | 25.94 | 34.44 | 36.42 | 25.94 | 34.44 | 20.68 | 25.94 | 34.44 | 20.68 | 25.94 | 34.44 | 20.68 | 25.94 | 34.44 | 36.79 | 25.68 | 34.09 | 36.06 | 26.2 | 34.79 | 20.68 | 25.94 | 34.44 | 35.42 | 48.43 | 46.17 | 35.42 | 48.43 | 46.17 | 35.42 | 48.43 | 46.17 | 35.42 | 48.43 | 46.17 | 35.42 | 48.43 | 46.17 | 49.32 | 48.43 | 46.17 | 35.42 | 48.43 | 46.17 | 35.42 | 48.43 | 46.17 | 35.42 | 48.43 | 46.17 | 49.75 | 47.66 | 44.8 | 50.77 | 48.92 | 46.63 | 35.42 | 48.43 | 46.17
3602 | 18.29 | 25.94 | 34.06 | 18.29 | 25.94 | 34.06 | 18.29 | 25.94 | 34.06 | 18.29 | 25.94 | 34.06 | 18.29 | 25.94 | 34.06 | 18.29 | 25.94 | 34.06 | 18.29 | 25.94 | 34.06 | 18.29 | 25.94 | 34.06 | 18.29 | 25.94 | 34.06 | 18.47 | 25.68 | 33.72 | 18.85 | 26.2 | 34.42 | 18.29 | 25.94 | 34.06 | 29.93 | 48.43 | 46.19 | 29.93 | 48.43 | 46.19 | 29.93 | 48.43 | 46.19 | 29.93 | 48.43 | 46.19 | 29.93 | 48.43 | 46.19 | 29.93 | 48.43 | 46.19 | 29.93 | 48.43 | 46.19 | 29.93 | 48.43 | 46.19 | 29.93 | 48.43 | 46.19 | 30.23 | 47.66 | 45.35 | 30.84 | 48.92 | 46.66 | 29.93 | 48.43 | 46.19
3603 | 20.68 | 26.12 | 33.75 | 20.68 | 26.12 | 33.75 | 20.68 | 26.12 | 33.75 | 20.68 | 26.12 | 33.75 | 20.68 | 26.12 | 33.75 | 20.68 | 26.12 | 33.75 | 20.68 | 26.12 | 33.75 | 20.68 | 26.12 | 33.75 | 20.68 | 26.12 | 33.75 | 20.89 | 25.86 | 33.73 | 21.31 | 26.39 | 34.42 | 20.68 | 26.12 | 33.75 | 35.42 | 48.79 | 45.88 | 35.42 | 48.79 | 45.88 | 35.42 | 48.79 | 45.88 | 35.42 | 48.79 | 45.88 | 35.42 | 48.79 | 45.88 | 35.42 | 48.79 | 45.88 | 35.42 | 48.79 | 45.88 | 35.42 | 48.79 | 45.88 | 35.42 | 48.79 | 45.88 | 35.78 | 47.66 | 45.35 | 36.51 | 49.28 | 46.27 | 35.42 | 48.79 | 45.88
3604 | 36.29 | 41.25 | 33.72 | 36.29 | 41.25 | 33.72 | 36.29 | 41.25 | 33.72 | 36.29 | 41.25 | 33.72 | 36.29 | 41.25 | 33.72 | 36.29 | 41.25 | 33.72 | 36.29 | 41.25 | 33.72 | 36.29 | 41.25 | 33.72 | 36.29 | 41.25 | 33.72 | 36.65 | 40.84 | 33.73 | 37.17 | 41.67 | 34.42 | 36.29 | 41.25 | 33.72 | 46.88 | 49.46 | 45.85 | 46.88 | 49.46 | 45.85 | 46.88 | 49.46 | 45.85 | 46.88 | 49.46 | 45.85 | 46.88 | 49.46 | 45.65 | 46.88 | 49.46 | 45.65 | 46.88 | 49.46 | 45.65 | 46.88 | 49.46 | 45.85 | 46.88 | 49.46 | 45.65 | 47.35 | 48.97 | 45.19 | 48.32 | 49.97 | 46.22 | 46.88 | 49.46 | 45.85
3605 | 36.79 | 41.76 | 34.22 | 36.79 | 41.76 | 34.22 | 36.79 | 41.76 | 34.22 | 36.79 | 41.76 | 34.22 | 36.79 | 41.76 | 34.22 | 36.79 | 43.23 | 34.22 | 36.79 | 41.76 | 34.22 | 36.79 | 41.76 | 34.22 | 36.79 | 41.76 | 34.22 | 40.39 | 43.66 | 34.42 | 40.39 | 44.55 | 34.57 | 36.79 | 41.76 | 34.22 | 47.38 | 49.97 | 46.36 | 47.38 | 49.97 | 46.36 | 47.38 | 49.97 | 46.36 | 47.38 | 49.97 | 46.36 | 48.74 | 49.97 | 46.36 | 48.74 | 49.97 | 46.36 | 47.38 | 49.97 | 46.36 | 47.38 | 49.97 | 46.36 | 48.74 | 49.97 | 46.36 | 55.89 | 49.47 | 45.89 | 55.89 | 50.48 | 46.82 | 47.38 | 49.97 | 46.36
3606 | 37.97 | 42.94 | 35.4 | 37.97 | 42.94 | 35.4 | 37.97 | 42.94 | 35.4 | 37.97 | 42.94 | 35.4 | 37.97 | 42.94 | 35.4 | 38.68 | 45.39 | 35.4 | 37.97 | 42.94 | 35.4 | 37.97 | 42.94 | 35.4 | 37.97 | 42.94 | 35.4 | 44.65 | 44.93 | 35.15 | 44.65 | 44.04 | 35.76 | 37.97 | 42.94 | 35.4 | 48.56 | 51.15 | 47.53 | 48.56 | 51.15 | 47.53 | 48.56 | 51.15 | 47.53 | 48.56 | 51.15 | 47.53 | 51.18 | 51.15 | 47.16 | 54.14 | 51.15 | 47.16 | 48.56 | 51.15 | 47.53 | 48.56 | 51.15 | 47.53 | 51.18 | 51.15 | 47.16 | 70.48 | 50.63 | 46.69 | 70.48 | 51.67 | 47.64 | 48.56 | 51.15 | 47.53
3607 | 39.14 | 44.11 | 36.57 | 39.14 | 44.11 | 36.57 | 39.14 | 44.11 | 36.57 | 39.14 | 44.11 | 36.57 | 39.14 | 44.11 | 36.37 | 39.85 | 45.92 | 36.37 | 39.14 | 44.11 | 36.37 | 39.14 | 44.11 | 36.57 | 39.14 | 44.11 | 36.37 | 45.78 | 45.46 | 35.14 | 44.87 | 44.55 | 35.85 | 39.14 | 44.11 | 36.57 | 49.73 | 52.32 | 48.71 | 49.73 | 52.32 | 48.71 | 49.73 | 52.32 | 48.71 | 49.73 | 52.32 | 48.71 | 52.35 | 52.32 | 46.69 | 55.31 | 52.32 | 46.69 | 49.73 | 52.32 | 48.71 | 49.73 | 52.32 | 48.71 | 52.35 | 52.32 | 46.69 | 65.92 | 51.79 | 46.23 | 65.92 | 52.85 | 47.17 | 49.73 | 52.32 | 48.71
3608 | 39.61 | 44.57 | 37.04 | 39.61 | 44.57 | 37.04 | 39.61 | 44.57 | 37.04 | 39.61 | 44.57 | 37.04 | 39.61 | 44.57 | 35.49 | 40.31 | 44.57 | 35.49 | 39.61 | 44.57 | 35.49 | 39.61 | 44.57 | 37.04 | 39.61 | 44.57 | 35.49 | 45.79 | 45.02 | 35.14 | 44.87 | 44.13 | 35.14 | 39.61 | 44.57 | 37.04 | 50.19 | 52.4 | 48.07 | 50.19 | 52.4 | 48.07 | 50.19 | 52.4 | 48.07 | 50.19 | 52.4 | 47.59 | 52.82 | 52.4 | 46.69 | 55.77 | 52.4 | 46.69 | 50.19 | 52.4 | 48.07 | 50.19 | 52.78 | 49.17 | 52.82 | 52.4 | 46.69 | 61.66 | 50.32 | 46.23 | 60.43 | 50.83 | 46.23 | 50.19 | 52.4 | 48.07
3609 | 39.69 | 44.65 | 37.12 | 39.69 | 44.65 | 37.12 | 39.69 | 44.65 | 37.12 | 39.69 | 44.65 | 37.12 | 39.69 | 44.65 | 33.93 | 40.4 | 44.65 | 33.93 | 39.69 | 44.65 | 33.93 | 39.69 | 44.65 | 37.12 | 39.69 | 44.65 | 33.93 | 47.85 | 42.88 | 33.59 | 46.42 | 42.88 | 33.93 | 39.69 | 44.65 | 37.12 | 50.28 | 50.95 | 46.75 | 50.28 | 50.95 | 46.75 | 50.28 | 50.95 | 46.75 | 50.28 | 50.95 | 46.68 | 52.9 | 50.95 | 46.75 | 55.86 | 50.95 | 46.75 | 50.28 | 50.95 | 46.75 | 50.28 | 52.87 | 49.25 | 52.9 | 50.95 | 46.75 | 60.06 | 50.01 | 45.35 | 58.86 | 50.01 | 44.8 | 50.28 | 50.95 | 46.75
3610 | 39.71 | 42.51 | 36.66 | 39.71 | 42.51 | 36.66 | 39.71 | 42.51 | 36.66 | 39.71 | 42.51 | 34.09 | 39.71 | 42.51 | 28.48 | 40.42 | 42.51 | 28.48 | 39.71 | 42.51 | 28.48 | 39.71 | 44.68 | 37.14 | 39.71 | 42.51 | 28.48 | 41.25 | 42.08 | 28.77 | 40.11 | 42.08 | 28.2 | 39.71 | 42.51 | 36.66 | 50.3 | 49.63 | 46.21 | 50.3 | 49.63 | 46.21 | 50.3 | 49.63 | 46.21 | 50.3 | 49.63 | 46.21 | 52.92 | 49.62 | 46.21 | 55.34 | 49.62 | 46.21 | 50.3 | 49.62 | 46.21 | 50.3 | 52.89 | 49.28 | 52.92 | 49.62 | 46.21 | 55.89 | 49.13 | 45.35 | 54.22 | 49.13 | 44.8 | 50.3 | 49.63 | 46.21
3611 | 39.63 | 42.11 | 35.12 | 39.63 | 42.11 | 35.12 | 39.63 | 42.11 | 35.12 | 39.63 | 42.11 | 34.09 | 39.63 | 42.11 | 26.62 | 40.34 | 42.11 | 26.62 | 39.63 | 42.11 | 26.62 | 39.63 | 44.6 | 37.06 | 39.63 | 42.11 | 26.62 | 40.75 | 41.69 | 26.62 | 39.98 | 40.86 | 26.09 | 39.63 | 42.11 | 35.12 | 50.22 | 48.43 | 46.21 | 50.22 | 48.43 | 46.21 | 50.22 | 48.43 | 46.21 | 50.22 | 48.43 | 46.21 | 52.84 | 48.43 | 46.21 | 55.34 | 48.43 | 46.21 | 50.22 | 48.43 | 46.21 | 50.22 | 52.81 | 46.45 | 52.84 | 48.43 | 46.21 | 55.34 | 47.66 | 44.8 | 50.73 | 47.66 | 44.8 | 50.22 | 48.43 | 46.21
3612 | 39.57 | 42.1 | 35.12 | 39.57 | 42.1 | 35.12 | 39.57 | 42.1 | 35.12 | 39.57 | 42.1 | 34.09 | 39.57 | 42.1 | 26.62 | 40.28 | 42.1 | 26.62 | 39.57 | 42.1 | 26.62 | 39.57 | 44.54 | 37 | 39.57 | 42.1 | 26.62 | 40.53 | 41.68 | 26.62 | 39.73 | 40.84 | 26.09 | 39.57 | 42.1 | 35.12 | 50.16 | 48.43 | 46.21 | 50.16 | 48.43 | 46.21 | 50.16 | 48.43 | 46.21 | 50.16 | 48.43 | 46.17 | 52.78 | 48.14 | 46.21 | 54.78 | 48.14 | 46.21 | 50.16 | 48.14 | 46.21 | 50.16 | 52.75 | 49.14 | 52.78 | 48.14 | 46.21 | 54.78 | 47.66 | 44.8 | 50.67 | 47.66 | 44.8 | 50.16 | 48.43 | 46.21
3613 | 39.44 | 40.85 | 33.06 | 39.44 | 40.85 | 33.06 | 39.44 | 40.85 | 33.06 | 39.44 | 40.85 | 32.07 | 39.44 | 40.85 | 29.56 | 40.15 | 40.85 | 29.56 | 39.44 | 40.85 | 29.56 | 39.44 | 44.41 | 36.87 | 39.44 | 40.85 | 29.56 | 39.84 | 40.44 | 28.39 | 39.73 | 40.44 | 27.82 | 39.44 | 40.85 | 33.06 | 50.03 | 48.43 | 46.21 | 50.03 | 48.43 | 46.21 | 50.03 | 48.43 | 46.21 | 50.03 | 48.43 | 46.17 | 52.65 | 47.18 | 46.21 | 53.95 | 47.18 | 46.21 | 50.03 | 47.18 | 46.21 | 50.03 | 52.62 | 49.01 | 52.65 | 47.18 | 46.21 | 54.07 | 46.7 | 44.8 | 50.54 | 47.66 | 44.8 | 50.03 | 48.43 | 46.21
3614 | 39.34 | 40.85 | 32.72 | 39.34 | 40.85 | 32.72 | 39.34 | 40.85 | 32.72 | 39.34 | 40.85 | 32.72 | 39.34 | 40.85 | 28.67 | 40.05 | 40.85 | 28.67 | 39.34 | 40.85 | 28.67 | 39.34 | 44.31 | 36.78 | 39.34 | 40.85 | 28.67 | 39.74 | 40.44 | 28.39 | 39.73 | 40.44 | 27.82 | 39.34 | 40.85 | 32.72 | 49.93 | 49 | 46.21 | 49.93 | 49 | 46.21 | 49.93 | 49 | 46.21 | 49.93 | 49 | 46.17 | 52.56 | 49 | 46.21 | 52.86 | 49 | 46.21 | 49.93 | 49 | 46.21 | 49.93 | 52.52 | 46.45 | 52.56 | 49 | 46.21 | 52.86 | 47.54 | 44.8 | 50.44 | 48.51 | 44.8 | 49.93 | 49 | 46.21
3615 | 39.17 | 41.23 | 32.72 | 39.17 | 41.23 | 32.72 | 39.17 | 41.23 | 32.72 | 39.17 | 41.23 | 32.72 | 39.17 | 41.23 | 29.96 | 39.87 | 41.23 | 29.96 | 39.17 | 41.23 | 29.96 | 39.17 | 44.13 | 36.6 | 39.17 | 41.23 | 29.96 | 39.73 | 40.82 | 28.77 | 39.56 | 40.82 | 28.77 | 39.17 | 41.23 | 32.72 | 49.75 | 49 | 46.21 | 49.75 | 49 | 46.21 | 49.75 | 49 | 46.21 | 49.75 | 49 | 46.21 | 52.38 | 49 | 46.21 | 54.78 | 49 | 46.21 | 49.75 | 49 | 46.21 | 49.75 | 52.34 | 46.45 | 52.38 | 49 | 46.21 | 54.78 | 46.4 | 44.8 | 50.26 | 48.51 | 44.8 | 49.75 | 49 | 46.23
3616 | 39.05 | 44.02 | 36.48 | 39.05 | 44.02 | 36.48 | 39.05 | 44.02 | 36.48 | 39.05 | 44.02 | 36.48 | 39.05 | 44.02 | 34.77 | 39.76 | 44.02 | 34.77 | 39.05 | 44.02 | 34.77 | 39.05 | 44.02 | 36.48 | 39.05 | 44.02 | 34.77 | 40.39 | 43.58 | 34.42 | 39.45 | 43.58 | 35.12 | 39.05 | 44.02 | 36.48 | 49.64 | 52.08 | 48.41 | 49.64 | 52.08 | 48.41 | 49.64 | 52.08 | 48.41 | 49.64 | 52.08 | 48.41 | 52.26 | 50.52 | 48.41 | 55.22 | 50.52 | 48.41 | 49.64 | 50.52 | 48.41 | 49.64 | 52.08 | 48.41 | 52.26 | 50.52 | 48.41 | 55.89 | 50 | 45.29 | 54.22 | 51.03 | 46.21 | 49.64 | 52.08 | 48.62
3617 | 39.08 | 44.05 | 36.51 | 39.08 | 44.05 | 36.51 | 39.08 | 44.05 | 36.51 | 39.08 | 44.05 | 36.51 | 39.08 | 46.44 | 36.51 | 39.79 | 46.59 | 36.51 | 39.08 | 44.05 | 36.51 | 39.08 | 44.05 | 36.51 | 39.08 | 46.44 | 36.51 | 42.72 | 46.59 | 36.15 | 41.87 | 44.49 | 36.15 | 39.08 | 44.05 | 36.51 | 49.67 | 52.26 | 48.65 | 49.67 | 52.26 | 48.65 | 49.67 | 52.26 | 48.65 | 49.67 | 52.26 | 48.65 | 52.29 | 52.36 | 48.65 | 55.25 | 52.36 | 48.65 | 49.67 | 52.26 | 48.65 | 49.67 | 52.26 | 48.65 | 52.29 | 52.36 | 48.65 | 58.82 | 51.84 | 46.34 | 57.64 | 52.79 | 47.64 | 49.67 | 52.26 | 50.15
3618 | 39.01 | 43.98 | 36.44 | 39.01 | 43.98 | 36.44 | 39.01 | 43.98 | 36.44 | 39.01 | 43.98 | 36.44 | 39.01 | 46.37 | 36.44 | 39.72 | 46.53 | 36.44 | 39.01 | 43.98 | 36.44 | 39.01 | 43.98 | 36.44 | 39.01 | 46.37 | 36.44 | 50.46 | 56.22 | 36.59 | 49.45 | 55.1 | 36.81 | 39.01 | 43.98 | 36.44 | 49.6 | 52.19 | 48.58 | 49.6 | 52.19 | 48.58 | 49.6 | 52.19 | 48.58 | 49.6 | 52.19 | 48.58 | 52.22 | 52.3 | 48.58 | 55.18 | 52.3 | 48.58 | 49.6 | 52.19 | 48.58 | 49.6 | 52.19 | 48.58 | 52.22 | 52.3 | 48.58 | 70.72 | 52.82 | 48.09 | 69.31 | 53.9 | 49.07 | 49.6 | 52.19 | 51.3
3619 | 38.94 | 43.91 | 36.37 | 38.94 | 43.91 | 36.37 | 38.94 | 43.91 | 36.37 | 38.94 | 43.91 | 36.37 | 38.94 | 46.3 | 36.37 | 39.65 | 46.45 | 36.37 | 38.94 | 43.91 | 36.37 | 38.94 | 43.91 | 36.37 | 38.94 | 46.3 | 36.37 | 50.46 | 63.71 | 36.74 | 49.45 | 62.43 | 36.74 | 38.94 | 43.91 | 36.37 | 49.53 | 52.12 | 48.51 | 49.53 | 52.12 | 48.51 | 49.53 | 52.12 | 48.51 | 49.53 | 52.12 | 48.51 | 52.15 | 52.22 | 48.51 | 55.11 | 52.22 | 48.51 | 49.53 | 52.12 | 48.51 | 49.53 | 52.12 | 48.51 | 52.15 | 52.22 | 48.51 | 71.44 | 54.59 | 49 | 70.01 | 55.7 | 50 | 49.53 | 52.12 | 51.3
3620 | 38.78 | 43.75 | 36.22 | 38.78 | 43.75 | 36.22 | 38.78 | 43.75 | 36.22 | 38.78 | 43.75 | 36.22 | 38.78 | 46.14 | 36.22 | 39.49 | 46.3 | 36.22 | 38.78 | 43.75 | 36.22 | 38.78 | 43.75 | 36.22 | 38.78 | 46.14 | 36.22 | 50.46 | 63.71 | 38.24 | 49.45 | 62.44 | 38.24 | 38.78 | 43.75 | 36.22 | 49.37 | 51.96 | 48.35 | 49.37 | 51.96 | 48.35 | 49.37 | 51.96 | 48.35 | 49.37 | 51.96 | 48.35 | 52 | 52.07 | 48.35 | 54.95 | 52.07 | 48.35 | 49.37 | 51.96 | 48.35 | 49.37 | 51.96 | 48.35 | 52 | 52.07 | 48.35 | 71.44 | 71.34 | 49.78 | 70.01 | 72.8 | 50.79 | 49.37 | 51.96 | 51.3
3621 | 38.84 | 43.8 | 36.27 | 38.84 | 43.8 | 36.27 | 38.84 | 43.8 | 36.27 | 38.84 | 43.81 | 36.27 | 38.84 | 46.2 | 36.27 | 39.55 | 46.35 | 36.27 | 38.84 | 43.8 | 36.27 | 38.84 | 43.8 | 36.27 | 38.84 | 46.2 | 36.27 | 49.95 | 64.35 | 39.02 | 48.95 | 63.07 | 38.24 | 38.84 | 43.8 | 36.27 | 49.43 | 52.02 | 48.4 | 49.43 | 52.02 | 48.4 | 49.43 | 52.02 | 48.4 | 49.43 | 52.02 | 48.4 | 52.05 | 52.12 | 48.4 | 55.01 | 52.12 | 48.4 | 49.43 | 52.02 | 48.4 | 49.43 | 52.02 | 48.4 | 52.05 | 52.12 | 48.4 | 70.48 | 72.04 | 50.75 | 69.07 | 73.51 | 49.78 | 49.43 | 52.02 | 48.4
3622 | 38.79 | 43.76 | 36.22 | 38.79 | 43.76 | 36.22 | 38.79 | 43.76 | 36.22 | 38.79 | 43.76 | 36.22 | 38.79 | 46.15 | 36.22 | 39.5 | 46.3 | 36.22 | 38.79 | 43.76 | 36.22 | 38.79 | 43.76 | 36.22 | 38.79 | 46.15 | 36.22 | 44.71 | 63.7 | 48.77 | 43.82 | 62.43 | 47.8 | 38.79 | 43.76 | 36.22 | 49.38 | 51.97 | 48.36 | 49.38 | 51.97 | 48.36 | 49.38 | 51.97 | 48.36 | 49.38 | 51.97 | 48.36 | 52 | 52.07 | 48.36 | 54.96 | 52.07 | 48.36 | 49.38 | 51.97 | 48.36 | 49.38 | 51.97 | 48.36 | 52 | 52.07 | 48.36 | 61.01 | 73.52 | 51.39 | 59.79 | 75.02 | 50.36 | 49.38 | 51.97 | 48.36
3623 | 18.29 | 42.85 | 35.31 | 18.29 | 42.85 | 35.31 | 18.29 | 42.85 | 35.31 | 18.29 | 42.85 | 35.31 | 21.17 | 45.24 | 35.31 | 38.59 | 45.39 | 35.31 | 18.29 | 42.85 | 35.31 | 18.29 | 42.85 | 35.31 | 21.17 | 45.24 | 35.31 | 39.38 | 58.58 | 48.77 | 38.59 | 57.41 | 47.8 | 18.29 | 42.85 | 35.31 | 36.14 | 51.06 | 47.44 | 36.14 | 51.06 | 47.44 | 36.14 | 51.06 | 47.44 | 36.14 | 51.06 | 47.44 | 51.09 | 51.16 | 47.44 | 54.05 | 51.16 | 47.44 | 36.14 | 51.06 | 47.44 | 36.14 | 51.06 | 47.44 | 51.09 | 51.16 | 47.44 | 55.34 | 73.54 | 65.2 | 54.23 | 75.04 | 63.9 | 36.14 | 51.06 | 47.44
3624 | 18.29 | 42.43 | 34.9 | 18.29 | 42.43 | 34.9 | 18.29 | 42.43 | 34.9 | 18.29 | 42.43 | 34.9 | 20.68 | 44.83 | 34.9 | 38.18 | 44.98 | 34.9 | 18.29 | 42.43 | 34.9 | 18.29 | 42.43 | 34.9 | 20.68 | 44.83 | 34.9 | 38.18 | 54.91 | 48.77 | 37.42 | 53.81 | 47.8 | 18.29 | 42.43 | 34.9 | 29 | 50.65 | 47.04 | 29 | 50.65 | 47.04 | 29 | 50.65 | 47.04 | 29 | 50.65 | 47.04 | 29.93 | 50.76 | 47.04 | 52.86 | 50.76 | 47.04 | 29 | 50.65 | 47.04 | 29 | 50.65 | 47.04 | 29.93 | 50.76 | 47.04 | 53.4 | 75.04 | 65.2 | 52.33 | 75.04 | 65.2 | 29 | 50.65 | 47.04
3625 | 10.33 | 25.6 | 33.06 | 10.33 | 25.6 | 34.43 | 10.33 | 25.6 | 34.43 | 10.33 | 25.6 | 34.43 | 20.68 | 44.36 | 34.43 | 37.58 | 44.51 | 34.43 | 10.33 | 25.6 | 34.43 | 10.33 | 25.6 | 34.43 | 20.68 | 44.36 | 34.43 | 37.6 | 54.91 | 48.77 | 36.84 | 53.81 | 47.8 | 10.33 | 25.6 | 33.06 | 10.33 | 50.17 | 46.56 | 10.33 | 50.17 | 46.56 | 10.33 | 50.17 | 46.56 | 10.33 | 50.17 | 46.56 | 29.93 | 50.28 | 46.56 | 52.33 | 50.28 | 46.56 | 10.33 | 50.17 | 46.56 | 10.33 | 50.17 | 46.56 | 29.93 | 50.28 | 46.56 | 52.86 | 75.04 | 65.2 | 51.81 | 75.04 | 65.2 | 10.33 | 50.17 | 46.56
3626 | 10.33 | 10.33 | 18.88 | 10.33 | 10.33 | 18.88 | 10.33 | 10.33 | 33.96 | 10.33 | 10.33 | 33.96 | 10.33 | 43.89 | 33.96 | 36.97 | 44.04 | 33.96 | 10.33 | 10.33 | 18.88 | 10.33 | 10.33 | 18.88 | 10.33 | 43.89 | 33.96 | 37.34 | 54.91 | 48.77 | 36.59 | 53.81 | 47.8 | 10.33 | 10.33 | 18.88 | 10.33 | 48.43 | 46.1 | 10.33 | 48.43 | 46.1 | 10.33 | 48.43 | 46.1 | 10.33 | 48.43 | 46.1 | 29.93 | 49.82 | 46.1 | 51.81 | 49.82 | 46.1 | 10.33 | 48.43 | 46.1 | 10.33 | 48.43 | 46.1 | 29.93 | 49.82 | 46.1 | 52.33 | 75.04 | 65.2 | 51.29 | 75.04 | 65.2 | 10.33 | 48.43 | 46.1
3627 | 10.33 | 10.33 | 28.21 | 10.33 | 10.33 | 28.21 | 10.33 | 10.33 | 33.77 | 10.33 | 10.33 | 33.77 | 10.33 | 43.7 | 33.77 | 36.6 | 43.85 | 33.77 | 10.33 | 10.33 | 28.21 | 10.33 | 10.33 | 28.21 | 10.33 | 43.7 | 33.77 | 37.34 | 54.91 | 48.77 | 36.59 | 53.81 | 47.8 | 10.33 | 10.33 | 28.21 | 10.33 | 48.43 | 45.91 | 10.33 | 48.43 | 45.91 | 10.33 | 48.43 | 45.91 | 10.33 | 48.43 | 45.91 | 10.33 | 49.63 | 45.91 | 51.28 | 49.63 | 45.91 | 10.33 | 48.43 | 45.91 | 10.33 | 48.43 | 45.91 | 10.33 | 49.63 | 45.91 | 52.33 | 75.04 | 65.2 | 51.29 | 75.04 | 65.2 | 10.33 | 48.43 | 45.91
3628 | 10.33 | 26.12 | 33.06 | 10.33 | 26.12 | 33.06 | 10.33 | 26.12 | 33.77 | 10.33 | 26.12 | 33.77 | 10.33 | 43.7 | 33.77 | 37.05 | 43.85 | 33.77 | 10.33 | 26.12 | 33.06 | 10.33 | 26.12 | 33.06 | 10.33 | 43.7 | 33.77 | 38.1 | 57.55 | 48.77 | 38.1 | 57.55 | 48.77 | 10.33 | 26.12 | 33.06 | 10.33 | 49.52 | 45.91 | 10.33 | 49.52 | 45.91 | 10.33 | 49.52 | 45.91 | 10.33 | 49.52 | 45.91 | 10.33 | 49.62 | 45.91 | 52.51 | 49.62 | 45.91 | 10.33 | 49.52 | 45.91 | 10.33 | 49.52 | 45.91 | 10.33 | 49.62 | 45.91 | 53.59 | 75.04 | 65.2 | 53.59 | 75.04 | 65.2 | 10.33 | 49.52 | 45.91
3629 | 37.16 | 42.13 | 34.6 | 37.16 | 42.13 | 34.6 | 37.16 | 42.13 | 34.6 | 37.16 | 42.13 | 34.6 | 37.16 | 44.52 | 34.6 | 37.87 | 44.68 | 34.6 | 37.16 | 42.13 | 34.6 | 37.16 | 42.13 | 34.6 | 37.16 | 44.52 | 34.6 | 43.16 | 64.36 | 48.77 | 43.16 | 64.36 | 48.77 | 37.16 | 42.13 | 34.6 | 47.75 | 50.34 | 46.73 | 47.75 | 50.34 | 46.73 | 47.75 | 50.34 | 46.73 | 47.75 | 50.34 | 46.73 | 47.75 | 50.45 | 46.73 | 53.33 | 50.45 | 46.73 | 47.75 | 50.34 | 46.73 | 47.75 | 50.34 | 46.73 | 47.75 | 50.45 | 46.73 | 60.62 | 75.04 | 65.2 | 60.62 | 75.04 | 65.2 | 47.75 | 50.34 | 46.73
3630 | 38.32 | 43.29 | 33.06 | 38.32 | 43.29 | 35.75 | 38.32 | 43.29 | 35.75 | 38.32 | 43.29 | 35.75 | 38.32 | 45.68 | 35.75 | 39.03 | 45.83 | 35.75 | 38.32 | 43.29 | 35.75 | 38.32 | 43.29 | 35.75 | 38.32 | 45.68 | 35.75 | 50.48 | 64.36 | 48.77 | 50.48 | 64.36 | 47.8 | 38.32 | 43.29 | 33.06 | 48.91 | 51.5 | 47.89 | 48.91 | 51.5 | 47.89 | 48.91 | 51.5 | 47.89 | 48.91 | 51.5 | 47.89 | 51.53 | 51.6 | 47.89 | 54.49 | 51.6 | 47.89 | 48.91 | 51.5 | 47.89 | 48.91 | 51.5 | 47.89 | 51.53 | 51.6 | 47.89 | 72.35 | 75.04 | 65.2 | 70.91 | 75.04 | 65.2 | 48.91 | 51.5 | 47.89
3631 | 39.47 | 44.44 | 36.9 | 39.47 | 44.44 | 36.9 | 39.47 | 44.44 | 36.9 | 39.47 | 44.44 | 36.9 | 39.47 | 46.83 | 36.9 | 40.18 | 46.99 | 36.91 | 39.47 | 44.44 | 36.9 | 39.47 | 44.44 | 36.9 | 39.47 | 46.83 | 36.9 | 50.99 | 64.36 | 48.77 | 49.97 | 63.07 | 47.32 | 39.47 | 44.44 | 36.9 | 50.06 | 52.65 | 49.04 | 50.06 | 52.65 | 49.04 | 50.06 | 52.65 | 49.04 | 50.06 | 52.65 | 49.04 | 52.68 | 52.76 | 49.04 | 55.64 | 52.76 | 49.04 | 50.06 | 52.65 | 49.04 | 50.06 | 52.65 | 49.04 | 52.68 | 52.76 | 49.04 | 73.31 | 75.04 | 62.68 | 71.85 | 73.54 | 54.02 | 50.06 | 52.65 | 49.04
3632 | 39.97 | 44.94 | 27.66 | 39.97 | 44.94 | 27.66 | 39.97 | 44.94 | 37.4 | 39.97 | 44.94 | 37.4 | 39.97 | 47.33 | 37.4 | 40.68 | 47.48 | 37.4 | 39.97 | 44.94 | 37.4 | 39.97 | 44.94 | 37.4 | 39.97 | 47.33 | 37.4 | 51.5 | 63.61 | 39.04 | 50.47 | 47.56 | 37.88 | 39.97 | 44.94 | 27.66 | 50.56 | 53.15 | 49.54 | 50.56 | 53.15 | 49.54 | 50.56 | 53.15 | 49.54 | 50.56 | 53.15 | 49.54 | 53.18 | 53.25 | 49.54 | 56.14 | 53.25 | 49.54 | 50.56 | 53.15 | 49.54 | 50.56 | 53.15 | 49.54 | 53.18 | 53.25 | 49.54 | 72.16 | 70.53 | 52.4 | 70.72 | 65.72 | 50.83 | 50.56 | 53.15 | 49.54
3633 | 40.06 | 45.03 | 27.65 | 40.06 | 45.03 | 27.65 | 40.06 | 45.03 | 35.36 | 40.06 | 45.03 | 35.36 | 40.06 | 47.42 | 37.49 | 40.77 | 47.57 | 37.49 | 40.06 | 45.03 | 37.49 | 40.06 | 45.03 | 37.49 | 40.06 | 47.42 | 37.49 | 51.5 | 53.28 | 36.83 | 50.47 | 45.48 | 35.72 | 40.06 | 45.03 | 27.65 | 50.65 | 53.24 | 46.17 | 50.65 | 53.24 | 46.17 | 50.65 | 53.24 | 46.17 | 50.65 | 53.24 | 46.17 | 53.27 | 53.34 | 49.34 | 56.23 | 53.34 | 49.61 | 50.65 | 53.24 | 49.34 | 50.65 | 53.24 | 49.34 | 53.27 | 53.34 | 49.34 | 70.9 | 56.69 | 48.61 | 69.48 | 53.9 | 46.63 | 50.65 | 53.24 | 46.17
3634 | 39.98 | 44.95 | 0 | 39.98 | 44.95 | 0 | 39.98 | 44.95 | 34.78 | 39.98 | 44.95 | 34.78 | 39.98 | 47.34 | 36.96 | 40.69 | 47.5 | 36.96 | 39.98 | 44.95 | 36.96 | 39.98 | 44.95 | 36.96 | 39.98 | 47.34 | 36.96 | 45.62 | 48.47 | 36.21 | 43.38 | 45.4 | 35.13 | 39.98 | 44.95 | 0 | 50.57 | 53.16 | 46.13 | 50.57 | 53.16 | 46.13 | 50.57 | 53.16 | 46.13 | 50.57 | 53.16 | 46.13 | 53.2 | 53.27 | 49.31 | 56.15 | 53.27 | 49.31 | 50.57 | 53.16 | 49.31 | 50.57 | 53.16 | 49.31 | 53.2 | 53.27 | 49.31 | 61.03 | 55.53 | 48.61 | 59.8 | 53.7 | 46.22 | 50.57 | 53.16 | 46.13
3635 | 39.85 | 25.6 | 0 | 39.85 | 25.6 | 0 | 39.85 | 25.6 | 34.09 | 39.85 | 25.6 | 34.09 | 39.85 | 47.21 | 37.28 | 40.56 | 47.36 | 37.28 | 39.85 | 44.81 | 37.28 | 39.85 | 44.81 | 37.28 | 39.85 | 47.21 | 37.28 | 45.62 | 48.27 | 36.58 | 43.38 | 25.86 | 34.43 | 39.85 | 25.6 | 0 | 50.44 | 50.17 | 44.35 | 50.44 | 50.17 | 44.35 | 50.44 | 50.17 | 44.35 | 50.44 | 50.17 | 44.35 | 53.06 | 53.13 | 49.31 | 56.02 | 53.13 | 49.31 | 50.44 | 53.03 | 49.31 | 50.44 | 53.03 | 49.31 | 53.06 | 53.13 | 49.31 | 58.24 | 55.53 | 48.61 | 57.08 | 50.68 | 44.8 | 50.44 | 50.17 | 44.35
3636 | 39.68 | 10.34 | 0 | 39.68 | 10.34 | 0 | 39.68 | 10.34 | 31.75 | 39.68 | 10.34 | 31.75 | 39.68 | 47.04 | 36.95 | 40.39 | 47.19 | 36.95 | 39.68 | 44.65 | 36.95 | 39.68 | 44.65 | 36.95 | 39.68 | 47.04 | 36.95 | 43.13 | 47.68 | 36.58 | 41.84 | 10.44 | 32.07 | 39.68 | 10.34 | 0 | 50.27 | 48.43 | 44.35 | 50.27 | 48.43 | 44.35 | 50.27 | 48.43 | 44.35 | 50.27 | 48.43 | 44.35 | 52.89 | 52.97 | 49.1 | 55.85 | 52.97 | 49.1 | 50.27 | 52.86 | 49.1 | 50.27 | 52.86 | 49.1 | 52.89 | 52.97 | 49.1 | 56.46 | 55.53 | 48.61 | 53.68 | 48.92 | 44.8 | 50.27 | 48.43 | 44.35
3637 | 39.33 | 10.33 | 0 | 39.33 | 10.33 | 0 | 39.33 | 10.33 | 31.75 | 39.33 | 10.33 | 31.75 | 39.38 | 46.74 | 36.21 | 40.09 | 46.89 | 36.21 | 39.33 | 44.34 | 36.21 | 39.33 | 44.34 | 36.21 | 39.38 | 46.74 | 36.21 | 40.53 | 47.56 | 35.85 | 39.73 | 10.44 | 32.07 | 39.33 | 10.33 | 0 | 49.97 | 48.67 | 44.33 | 49.97 | 48.67 | 44.33 | 49.97 | 48.67 | 44.33 | 49.97 | 48.67 | 44.33 | 52.59 | 52.66 | 48.94 | 53.89 | 52.66 | 48.94 | 49.97 | 52.56 | 48.94 | 49.97 | 52.56 | 48.94 | 52.59 | 52.66 | 48.94 | 53.89 | 52.06 | 48.61 | 52.81 | 49.16 | 44.8 | 49.97 | 48.67 | 44.33
3638 | 38.55 | 10.33 | 0 | 38.55 | 10.33 | 0 | 38.55 | 10.33 | 34.43 | 38.55 | 10.33 | 34.43 | 39.03 | 46.39 | 36.21 | 39.74 | 46.54 | 36.21 | 38.55 | 43.99 | 36.21 | 38.55 | 43.99 | 36.21 | 39.03 | 46.39 | 36.21 | 39.74 | 47.56 | 35.85 | 38.94 | 10.44 | 34.78 | 38.55 | 10.33 | 0 | 49.62 | 49.42 | 44.33 | 49.62 | 49.42 | 44.33 | 49.62 | 49.42 | 44.33 | 49.62 | 49.42 | 44.33 | 52.24 | 52.31 | 48.6 | 53.18 | 52.31 | 48.6 | 49.62 | 51.61 | 48.6 | 49.62 | 51.61 | 48.6 | 52.24 | 52.31 | 48.6 | 53.4 | 52.06 | 48.61 | 52.33 | 49.92 | 44.8 | 49.62 | 49.42 | 44.33
3639 | 38.77 | 10.33 | 0 | 38.77 | 10.33 | 0 | 38.77 | 10.33 | 35.36 | 38.77 | 10.33 | 35.36 | 38.77 | 46.12 | 36.2 | 39.47 | 46.28 | 36.2 | 38.77 | 24.15 | 0 | 38.77 | 24.15 | 0 | 38.77 | 46.12 | 36.2 | 40.49 | 49.25 | 36.56 | 39.68 | 46.82 | 35.72 | 38.77 | 10.33 | 0 | 49.35 | 51.61 | 45.25 | 49.35 | 51.61 | 45.25 | 49.35 | 51.61 | 46.17 | 49.35 | 51.61 | 46.17 | 51.98 | 52.05 | 48.33 | 54.93 | 52.05 | 48.33 | 49.35 | 51.61 | 48.33 | 49.35 | 51.61 | 48.33 | 51.98 | 52.05 | 48.33 | 55.49 | 56.66 | 49.23 | 54.38 | 53.87 | 48.24 | 49.35 | 51.61 | 45.25
3640 | 38.61 | 10.34 | 0 | 38.61 | 10.34 | 0 | 38.61 | 10.34 | 36.04 | 38.61 | 10.34 | 36.04 | 38.61 | 45.97 | 36.04 | 39.32 | 46.13 | 36.04 | 38.61 | 10.34 | 0 | 38.61 | 10.34 | 0 | 38.61 | 45.97 | 36.04 | 40.39 | 48.27 | 37.32 | 39.58 | 47.3 | 36.58 | 38.61 | 10.34 | 0 | 49.2 | 51.61 | 45.41 | 49.2 | 51.61 | 45.41 | 49.2 | 51.61 | 46.17 | 49.2 | 51.61 | 46.17 | 51.82 | 51.9 | 48.18 | 54.78 | 51.9 | 48.18 | 49.2 | 51.61 | 45.41 | 49.2 | 51.61 | 45.41 | 51.82 | 51.9 | 48.18 | 56.64 | 57.06 | 49.23 | 55.5 | 55.92 | 48.25 | 49.2 | 51.61 | 45.41
3641 | 18.29 | 11.45 | 0 | 18.29 | 11.45 | 0 | 18.29 | 11.45 | 36.14 | 18.29 | 11.45 | 36.14 | 38.71 | 46.07 | 36.14 | 39.42 | 46.22 | 36.14 | 18.29 | 11.45 | 0 | 18.29 | 11.45 | 0 | 38.71 | 46.07 | 36.14 | 46.93 | 61.38 | 48.77 | 45.99 | 60.15 | 47.8 | 18.29 | 11.45 | 0 | 36.14 | 51.19 | 46.17 | 36.14 | 51.61 | 46.17 | 36.14 | 51.61 | 46.17 | 36.14 | 51.61 | 46.17 | 51.92 | 51.99 | 48.28 | 54.88 | 51.99 | 48.28 | 36.14 | 51.61 | 46.17 | 36.14 | 51.61 | 46.17 | 51.92 | 51.99 | 48.28 | 64.39 | 75.28 | 54.01 | 63.1 | 73.77 | 52.93 | 36.14 | 51.19 | 46.17
3642 | 17.92 | 25.6 | 0 | 17.92 | 25.6 | 0 | 17.92 | 25.6 | 36.22 | 17.92 | 25.6 | 36.22 | 38.79 | 46.15 | 36.22 | 39.5 | 46.3 | 36.22 | 17.92 | 25.6 | 0 | 17.92 | 25.6 | 0 | 38.79 | 46.15 | 36.22 | 51.5 | 66.35 | 74.51 | 50.48 | 65.03 | 74.51 | 17.92 | 25.6 | 0 | 36.14 | 51.19 | 46.17 | 36.14 | 51.61 | 46.17 | 36.14 | 51.61 | 48.35 | 36.14 | 51.61 | 48.35 | 52 | 52.07 | 48.35 | 54.96 | 52.07 | 48.35 | 36.14 | 51.61 | 46.17 | 36.14 | 51.61 | 46.17 | 52 | 52.07 | 48.35 | 72.16 | 84.59 | 101.01 | 70.72 | 84.59 | 98.99 | 36.14 | 51.19 | 46.17
3643 | 18.29 | 26.12 | 0 | 18.29 | 26.12 | 0 | 18.29 | 26.12 | 35.98 | 18.29 | 26.12 | 35.98 | 38.55 | 45.91 | 35.98 | 39.26 | 46.06 | 35.98 | 18.29 | 26.12 | 0 | 18.29 | 26.12 | 0 | 38.55 | 45.91 | 35.98 | 51.5 | 68.87 | 76.02 | 50.48 | 67.5 | 74.51 | 18.29 | 26.12 | 0 | 36.14 | 51.73 | 48.12 | 36.14 | 51.73 | 48.12 | 36.14 | 51.73 | 48.12 | 36.14 | 51.73 | 48.12 | 51.76 | 51.83 | 48.12 | 54.72 | 51.83 | 48.12 | 36.14 | 51.73 | 48.12 | 36.14 | 51.73 | 48.12 | 51.76 | 51.83 | 48.12 | 74.05 | 87.7 | 101.01 | 72.57 | 85.96 | 101.01 | 36.14 | 51.73 | 48.12
3644 | 10.33 | 28.65 | 0 | 10.33 | 28.65 | 0 | 10.33 | 28.65 | 35.72 | 10.33 | 28.65 | 35.72 | 38.29 | 45.64 | 35.72 | 38.99 | 45.8 | 35.72 | 10.33 | 28.65 | 0 | 10.33 | 28.65 | 0 | 38.29 | 45.64 | 35.72 | 51.5 | 68.87 | 76.02 | 50.48 | 67.5 | 74.51 | 10.33 | 28.65 | 0 | 35.42 | 51.46 | 47.85 | 35.42 | 51.46 | 47.85 | 35.42 | 51.46 | 47.85 | 35.42 | 51.46 | 47.85 | 51.5 | 51.57 | 47.85 | 54.45 | 51.57 | 47.85 | 35.42 | 51.46 | 47.85 | 35.42 | 51.46 | 47.85 | 51.5 | 51.57 | 47.85 | 72.16 | 87.7 | 101.01 | 70.72 | 85.96 | 101.01 | 35.42 | 51.46 | 47.85
3645 | 10.33 | 10.34 | 0 | 10.33 | 10.34 | 0 | 10.33 | 10.34 | 35.8 | 10.33 | 10.34 | 35.8 | 38.36 | 45.72 | 35.8 | 39.07 | 45.88 | 35.8 | 10.33 | 10.34 | 0 | 10.33 | 10.34 | 0 | 38.36 | 45.72 | 35.8 | 51.5 | 68.87 | 76.02 | 50.48 | 67.5 | 74.51 | 10.33 | 10.34 | 0 | 10.33 | 48.43 | 46.17 | 10.33 | 48.43 | 47.93 | 10.33 | 48.43 | 47.93 | 10.33 | 48.43 | 47.93 | 51.58 | 51.65 | 47.93 | 54.53 | 51.65 | 47.93 | 10.33 | 51.19 | 47.93 | 10.33 | 51.19 | 47.93 | 51.58 | 51.65 | 47.93 | 72.16 | 87.7 | 101.01 | 70.72 | 85.96 | 101.01 | 10.33 | 48.43 | 46.17
3646 | 10.33 | 10.33 | 0 | 10.33 | 10.33 | 0 | 10.33 | 10.33 | 35.9 | 10.33 | 10.33 | 35.9 | 38.47 | 45.83 | 35.9 | 39.18 | 45.98 | 35.9 | 10.33 | 43.42 | 35.9 | 10.33 | 43.42 | 35.9 | 38.47 | 45.83 | 35.9 | 50.06 | 66.12 | 76.02 | 49.07 | 64.8 | 74.51 | 10.33 | 10.33 | 0 | 10.33 | 29 | 29 | 10.33 | 48.43 | 46.17 | 10.33 | 48.43 | 46.17 | 10.33 | 48.43 | 46.17 | 51.68 | 51.75 | 48.03 | 54.64 | 51.75 | 48.03 | 10.33 | 51.61 | 48.03 | 10.33 | 51.61 | 48.03 | 51.68 | 51.75 | 48.03 | 72.16 | 87.7 | 101.01 | 70.72 | 85.96 | 101.01 | 10.33 | 29 | 29
3647 | 0 | 0 | 0 | 0 | 0 | 0 | 0 | 0 | 35.12 | 0 | 0 | 35.12 | 21.17 | 45.21 | 35.28 | 38.56 | 45.36 | 35.28 | 0 | 42.73 | 35.28 | 0 | 42.73 | 35.28 | 21.17 | 45.21 | 35.28 | 44.03 | 66.12 | 76.02 | 43.16 | 64.8 | 74.51 | 0 | 0 | 0 | 0 | 10.33 | 10.33 | 0 | 10.33 | 46.17 | 0 | 10.33 | 46.17 | 0 | 48.43 | 46.17 | 51.06 | 51.13 | 47.42 | 54.02 | 51.13 | 47.42 | 0 | 51.03 | 47.42 | 0 | 51.03 | 47.42 | 51.06 | 51.13 | 47.42 | 61.03 | 85.44 | 101.01 | 59.81 | 84.59 | 101.01 | 0 | 10.33 | 10.33
3648 | 0 | 0 | 0 | 0 | 0 | 0 | 0 | 0 | 32.07 | 0 | 0 | 32.07 | 20.68 | 44.94 | 35.01 | 38.29 | 45.09 | 35.01 | 0 | 0 | 0 | 0 | 0 | 0 | 20.68 | 44.94 | 35.01 | 43.16 | 66.12 | 76.02 | 42.72 | 64.8 | 74.51 | 0 | 0 | 0 | 0 | 10.33 | 10.33 | 0 | 10.33 | 46.17 | 0 | 10.33 | 46.17 | 0 | 48.43 | 46.17 | 29.93 | 50.86 | 47.15 | 53.75 | 50.86 | 47.15 | 0 | 46.6 | 47.15 | 0 | 46.6 | 47.15 | 29.93 | 50.86 | 47.15 | 60.02 | 84.59 | 103.06 | 58.82 | 84.59 | 101.01 | 0 | 10.33 | 10.33
3649 | 0 | 0 | 0 | 0 | 0 | 0 | 0 | 0 | 18.88 | 0 | 0 | 18.88 | 7.53 | 44.42 | 34.5 | 37.77 | 44.58 | 34.5 | 0 | 0 | 0 | 0 | 0 | 0 | 7.53 | 44.42 | 34.5 | 42.3 | 66.12 | 76.02 | 42.3 | 64.8 | 74.51 | 0 | 0 | 0 | 0 | 10.33 | 29 | 0 | 10.33 | 29 | 0 | 10.33 | 29 | 0 | 48.43 | 46.17 | 29.93 | 50.35 | 46.63 | 53.23 | 50.35 | 46.63 | 0 | 29.9 | 44.78 | 0 | 29.9 | 44.78 | 29.93 | 50.35 | 46.63 | 60.02 | 84.59 | 103.06 | 58.82 | 84.59 | 101.01 | 0 | 10.33 | 29
3650 | 0 | 7.11 | 27.65 | 0 | 7.11 | 32.07 | 0 | 7.11 | 32.07 | 0 | 7.11 | 32.07 | 7.09 | 43.99 | 34.06 | 37.34 | 44.14 | 34.06 | 0 | 24.15 | 32.07 | 0 | 24.15 | 32.07 | 7.09 | 43.99 | 34.06 | 40.39 | 66.12 | 76.02 | 40.39 | 64.8 | 74.51 | 0 | 7.11 | 27.65 | 0 | 10.33 | 46.17 | 0 | 10.33 | 46.17 | 0 | 10.33 | 46.17 | 0 | 48.43 | 46.17 | 7.09 | 49.92 | 46.2 | 52.8 | 49.92 | 46.3 | 0 | 49.81 | 46.2 | 0 | 49.81 | 46.2 | 7.09 | 49.92 | 46.2 | 60.02 | 84.59 | 103.06 | 58.82 | 84.59 | 101.01 | 0 | 10.33 | 46.17
3651 | 6.6 | 10.33 | 28.21 | 6.6 | 10.33 | 33.58 | 6.6 | 10.33 | 33.58 | 6.6 | 10.33 | 33.58 | 6.6 | 43.5 | 33.58 | 36.85 | 43.66 | 33.58 | 6.6 | 24.16 | 33.58 | 6.6 | 24.16 | 33.58 | 6.6 | 43.5 | 33.58 | 39.98 | 64.8 | 74.51 | 39.98 | 64.8 | 74.51 | 6.6 | 10.33 | 28.21 | 10.33 | 48.43 | 45.71 | 10.33 | 48.43 | 45.71 | 10.33 | 48.43 | 45.71 | 10.33 | 48.43 | 46.17 | 10.33 | 49.43 | 45.71 | 52.31 | 49.43 | 45.71 | 10.33 | 49.32 | 45.71 | 10.33 | 49.32 | 45.71 | 10.33 | 49.43 | 45.71 | 56.46 | 84.59 | 103.06 | 55.89 | 84.59 | 101.01 | 10.33 | 48.43 | 45.71
3652 | 10.33 | 10.33 | 28.21 | 10.33 | 10.33 | 33.19 | 10.33 | 10.33 | 33.19 | 10.33 | 10.33 | 33.19 | 10.33 | 43.12 | 33.19 | 36.47 | 43.27 | 33.19 | 10.33 | 10.36 | 33.19 | 10.33 | 10.36 | 33.19 | 10.33 | 43.12 | 33.19 | 39.58 | 60.54 | 74.51 | 39.58 | 60.54 | 74.51 | 10.33 | 10.33 | 28.21 | 10.33 | 48.43 | 45.33 | 10.33 | 48.43 | 45.33 | 10.33 | 48.43 | 45.33 | 10.33 | 48.43 | 46.17 | 10.33 | 49.04 | 45.33 | 51.93 | 49.04 | 45.33 | 10.33 | 48.94 | 45.33 | 10.33 | 48.94 | 45.33 | 10.33 | 49.04 | 45.33 | 55.95 | 84.59 | 103.06 | 55.89 | 84.59 | 101.01 | 10.33 | 48.43 | 45.33
3653 | 10.33 | 10.33 | 28.21 | 10.33 | 10.33 | 33.15 | 10.33 | 10.33 | 33.15 | 10.33 | 10.33 | 33.15 | 10.33 | 43.08 | 33.15 | 36.43 | 43.23 | 33.15 | 10.33 | 36.52 | 33.15 | 10.33 | 36.52 | 33.15 | 10.33 | 43.08 | 33.15 | 40.39 | 59.94 | 74.51 | 40.39 | 58.74 | 74.51 | 10.33 | 10.33 | 28.21 | 10.33 | 48.43 | 45.29 | 10.33 | 48.43 | 45.29 | 10.33 | 48.43 | 45.29 | 10.33 | 48.43 | 46.17 | 10.33 | 49 | 45.29 | 51.89 | 49 | 45.29 | 10.33 | 48.9 | 45.29 | 10.33 | 48.9 | 45.29 | 10.33 | 49 | 45.29 | 55.95 | 79.87 | 101.01 | 55.89 | 79.87 | 98.99 | 10.33 | 48.43 | 45.29
3654 | 17.92 | 25.6 | 28.21 | 17.92 | 25.6 | 33.81 | 17.92 | 25.6 | 33.81 | 17.92 | 25.6 | 33.81 | 17.92 | 43.74 | 33.81 | 37.09 | 43.89 | 33.81 | 17.92 | 37.18 | 33.81 | 17.92 | 37.18 | 33.81 | 17.92 | 43.74 | 33.81 | 40.53 | 57.77 | 45.19 | 40.53 | 56.62 | 44.28 | 17.92 | 25.6 | 28.21 | 35.42 | 49.56 | 45.95 | 35.42 | 49.56 | 45.95 | 35.42 | 49.56 | 45.95 | 35.42 | 49.56 | 45.95 | 35.42 | 49.66 | 45.95 | 52.55 | 49.66 | 45.95 | 35.42 | 49.56 | 45.95 | 35.42 | 49.56 | 45.95 | 35.42 | 49.66 | 45.95 | 63.57 | 69.13 | 52.93 | 62.93 | 67.74 | 51.87 | 35.42 | 49.56 | 45.95
3655 | 37.26 | 39.25 | 34 | 37.26 | 39.25 | 34.69 | 37.26 | 39.25 | 34.69 | 37.26 | 39.25 | 34.69 | 37.26 | 44.62 | 34.69 | 37.97 | 44.78 | 34.69 | 37.26 | 42.22 | 34.69 | 37.26 | 42.22 | 34.69 | 37.26 | 44.62 | 34.69 | 44.71 | 55.21 | 39.04 | 43.82 | 53.05 | 38.24 | 37.26 | 39.25 | 34 | 47.85 | 50.44 | 46.83 | 47.85 | 50.44 | 46.83 | 47.85 | 50.44 | 46.83 | 47.85 | 50.44 | 46.83 | 47.85 | 50.55 | 46.83 | 53.43 | 50.55 | 46.83 | 47.85 | 50.44 | 46.83 | 47.85 | 50.44 | 46.83 | 47.85 | 50.55 | 46.83 | 61.64 | 56.37 | 51.05 | 60.41 | 55.24 | 49.78 | 47.85 | 50.44 | 46.17
3656 | 37.68 | 38.26 | 32.38 | 37.68 | 38.26 | 35.11 | 37.68 | 38.26 | 35.11 | 37.68 | 38.26 | 35.11 | 37.68 | 45.04 | 35.11 | 38.39 | 45.19 | 35.11 | 37.68 | 42.65 | 35.11 | 37.68 | 42.65 | 35.11 | 37.68 | 45.04 | 35.11 | 41.67 | 48.95 | 36.09 | 40.83 | 38.65 | 35.47 | 37.68 | 38.26 | 32.38 | 48.27 | 50.86 | 46.17 | 48.27 | 50.86 | 46.17 | 48.27 | 50.86 | 46.17 | 48.27 | 50.86 | 46.17 | 48.27 | 50.96 | 47.16 | 53.85 | 50.96 | 47.16 | 48.27 | 50.86 | 47.16 | 48.27 | 50.86 | 47.16 | 48.27 | 50.96 | 47.16 | 56.46 | 55.57 | 47.64 | 55.33 | 53.91 | 46.63 | 48.27 | 50.86 | 46.17
3657 | 37.99 | 25.61 | 31.75 | 37.99 | 25.61 | 34.43 | 37.99 | 25.61 | 34.43 | 37.99 | 25.61 | 34.43 | 37.99 | 45.34 | 35.42 | 38.69 | 45.5 | 35.42 | 37.99 | 42.95 | 35.42 | 37.99 | 42.95 | 35.42 | 37.99 | 45.34 | 35.42 | 40.8 | 46.7 | 35.77 | 39.98 | 25.87 | 34.78 | 37.99 | 25.61 | 31.75 | 48.57 | 49 | 46.17 | 48.57 | 49 | 46.17 | 48.57 | 49 | 46.17 | 48.57 | 49 | 46.17 | 51.2 | 51.27 | 47.16 | 54.15 | 51.27 | 47.16 | 48.57 | 51.16 | 47.16 | 48.57 | 51.16 | 47.16 | 51.2 | 51.27 | 47.16 | 56.46 | 51.03 | 47.64 | 55.33 | 49.49 | 46.63 | 48.57 | 49 | 46.17
3658 | 38.23 | 10.34 | 31.43 | 38.23 | 10.34 | 34.09 | 38.23 | 10.34 | 34.09 | 38.23 | 10.34 | 34.09 | 38.23 | 44.53 | 34.09 | 38.94 | 44.53 | 35.67 | 38.23 | 43.19 | 34.09 | 38.23 | 43.19 | 34.09 | 38.23 | 44.53 | 35.67 | 40.53 | 44.09 | 35.49 | 38.62 | 10.44 | 34.42 | 38.23 | 10.34 | 31.43 | 48.82 | 45.76 | 46.17 | 48.82 | 45.76 | 46.17 | 48.82 | 45.76 | 46.17 | 48.82 | 45.76 | 46.17 | 51.45 | 48.64 | 46.17 | 54.4 | 48.64 | 47.16 | 48.82 | 48.64 | 46.17 | 48.82 | 48.64 | 46.17 | 51.45 | 48.64 | 46.17 | 53.94 | 47.66 | 47.16 | 51.28 | 46.23 | 45.7 | 48.82 | 45.76 | 46.17
3659 | 38.23 | 10.33 | 27.65 | 38.23 | 10.33 | 29.99 | 38.23 | 10.33 | 29.99 | 38.23 | 10.33 | 29.99 | 38.23 | 41.61 | 29.99 | 38.94 | 41.61 | 35.64 | 38.23 | 24.16 | 29.99 | 38.23 | 24.16 | 29.99 | 38.23 | 41.61 | 35.64 | 39.4 | 41.2 | 35.29 | 38.62 | 10.44 | 30.29 | 38.23 | 10.33 | 27.65 | 48.82 | 44.56 | 45.25 | 48.82 | 44.56 | 45.25 | 48.82 | 44.56 | 45.25 | 48.82 | 44.56 | 45.25 | 48.82 | 47.35 | 45.25 | 52.64 | 47.35 | 47.16 | 48.82 | 47.35 | 45.25 | 48.82 | 47.35 | 45.25 | 48.82 | 47.35 | 45.25 | 52.47 | 46.88 | 47.16 | 49.89 | 45.01 | 44.8 | 48.82 | 44.56 | 45.25
3660 | 36.6 | 10.33 | 27.49 | 36.6 | 10.33 | 27.77 | 36.6 | 10.33 | 27.77 | 36.6 | 10.33 | 27.77 | 36.6 | 41.2 | 27.77 | 38.5 | 41.2 | 35.4 | 36.6 | 10.34 | 27.77 | 36.6 | 10.34 | 27.77 | 36.6 | 41.2 | 35.4 | 38.11 | 41.2 | 35.05 | 36.97 | 10.44 | 28.05 | 36.6 | 10.33 | 27.49 | 47.5 | 44.56 | 43.49 | 47.5 | 44.56 | 43.49 | 47.5 | 44.56 | 43.49 | 47.5 | 44.56 | 43.49 | 47.5 | 46.4 | 43.49 | 52.28 | 46.4 | 46.66 | 47.5 | 46.4 | 43.49 | 47.5 | 46.4 | 43.49 | 47.5 | 46.4 | 43.49 | 51.76 | 46.4 | 47.16 | 49.21 | 45.01 | 43.93 | 47.5 | 44.56 | 43.49
3661 | 21.17 | 10.33 | 27.49 | 21.17 | 10.33 | 28.33 | 21.17 | 10.33 | 28.33 | 21.17 | 10.33 | 28.33 | 21.17 | 41.2 | 28.33 | 38.27 | 41.2 | 34.99 | 21.17 | 10.33 | 28.33 | 21.17 | 10.33 | 28.33 | 21.17 | 41.2 | 34.99 | 38.11 | 41.2 | 35.05 | 36.24 | 10.44 | 28.62 | 21.17 | 10.33 | 27.49 | 46.09 | 44.56 | 44.35 | 46.09 | 44.56 | 44.35 | 46.09 | 44.56 | 44.35 | 46.09 | 44.56 | 44.35 | 46.09 | 46.4 | 44.35 | 50.29 | 46.4 | 46.66 | 46.09 | 46.4 | 44.35 | 46.09 | 46.4 | 44.35 | 46.09 | 46.4 | 44.35 | 50.29 | 46.4 | 47.16 | 47.82 | 45.01 | 44.8 | 46.09 | 44.56 | 44.35
3662 | 35.87 | 10.33 | 33.06 | 35.87 | 10.33 | 33.55 | 35.87 | 10.33 | 33.55 | 35.87 | 10.33 | 33.55 | 35.87 | 41.2 | 33.55 | 37.99 | 41.2 | 34.72 | 35.87 | 10.33 | 33.55 | 35.87 | 10.33 | 33.55 | 35.87 | 41.2 | 34.72 | 38.11 | 41.2 | 35.05 | 36.24 | 10.44 | 33.89 | 35.87 | 10.33 | 33.06 | 46.55 | 44.56 | 46.17 | 46.55 | 44.56 | 46.17 | 46.55 | 44.56 | 46.17 | 46.55 | 44.56 | 46.17 | 46.55 | 46.4 | 46.17 | 49.79 | 46.4 | 46.66 | 46.55 | 44.56 | 46.17 | 46.55 | 44.56 | 46.17 | 46.55 | 46.4 | 46.17 | 50.29 | 46.4 | 47.16 | 49.29 | 45.01 | 46.22 | 46.55 | 44.56 | 46.17
3663 | 35.87 | 25.6 | 33.06 | 35.87 | 25.6 | 33.06 | 35.87 | 25.6 | 34.43 | 35.87 | 25.6 | 34.43 | 35.87 | 41.2 | 34.43 | 37.45 | 41.2 | 34.66 | 35.87 | 25.6 | 33.06 | 35.87 | 25.6 | 33.06 | 35.87 | 41.2 | 34.66 | 37.45 | 41.61 | 35.14 | 36.7 | 25.86 | 34.78 | 35.87 | 25.6 | 33.06 | 46.15 | 48.43 | 46.17 | 46.15 | 48.43 | 46.17 | 46.15 | 48.43 | 46.17 | 46.15 | 48.43 | 46.17 | 46.15 | 48.43 | 46.17 | 48.96 | 48.94 | 46.68 | 46.15 | 48.43 | 46.17 | 46.15 | 48.43 | 46.17 | 46.15 | 48.43 | 46.17 | 49.46 | 49.43 | 47.16 | 48.47 | 48.92 | 46.63 | 46.15 | 48.43 | 46.17
3664 | 36.91 | 38.2 | 33.06 | 36.91 | 38.2 | 33.06 | 36.91 | 38.2 | 34.78 | 36.91 | 38.2 | 34.78 | 36.91 | 44.71 | 34.78 | 38.05 | 44.86 | 34.78 | 36.91 | 38.2 | 33.06 | 36.91 | 38.2 | 33.06 | 36.91 | 44.71 | 34.78 | 38.44 | 45.77 | 35.5 | 37.67 | 44.85 | 35.13 | 36.91 | 38.2 | 33.06 | 47.94 | 50.53 | 46.68 | 47.94 | 50.53 | 46.68 | 47.94 | 50.53 | 46.68 | 47.94 | 50.53 | 46.68 | 47.94 | 50.63 | 46.68 | 51.94 | 50.63 | 46.68 | 47.94 | 50.53 | 46.68 | 47.94 | 50.53 | 46.68 | 47.94 | 50.63 | 46.68 | 52.47 | 54.15 | 47.64 | 51.42 | 54.15 | 47.64 | 47.94 | 50.53 | 46.68
3665 | 37.62 | 38.2 | 31.75 | 37.62 | 38.2 | 31.75 | 37.62 | 38.2 | 35.06 | 37.62 | 38.2 | 35.06 | 37.62 | 44.98 | 35.06 | 38.33 | 45.14 | 35.06 | 37.62 | 38.2 | 31.75 | 37.62 | 38.2 | 31.75 | 37.62 | 44.98 | 35.06 | 41.21 | 48.53 | 36.21 | 40.39 | 47.56 | 36.21 | 37.62 | 38.2 | 31.75 | 48.21 | 50.8 | 47.19 | 48.21 | 50.8 | 47.19 | 48.21 | 50.8 | 47.19 | 48.21 | 50.8 | 47.19 | 50.84 | 50.91 | 47.19 | 53.79 | 50.91 | 47.19 | 48.21 | 50.8 | 47.19 | 48.21 | 50.8 | 47.19 | 50.84 | 50.91 | 47.19 | 56.46 | 55.57 | 49.54 | 55.89 | 56.69 | 49.54 | 48.21 | 50.8 | 47.19
3666 | 37.76 | 42.72 | 34.49 | 37.76 | 42.72 | 35.19 | 37.76 | 42.72 | 35.19 | 37.76 | 42.72 | 35.19 | 37.76 | 45.12 | 35.19 | 38.47 | 45.27 | 35.19 | 37.76 | 42.72 | 35.19 | 37.76 | 42.72 | 35.19 | 37.76 | 45.12 | 35.19 | 50.12 | 61.85 | 50.3 | 49.12 | 61.85 | 50.3 | 37.76 | 42.72 | 34.49 | 48.35 | 50.94 | 47.32 | 48.35 | 50.94 | 47.32 | 48.35 | 50.94 | 47.32 | 48.35 | 50.94 | 47.32 | 50.97 | 51.04 | 47.32 | 53.93 | 51.04 | 47.32 | 48.35 | 50.94 | 47.32 | 48.35 | 50.94 | 47.32 | 50.97 | 51.04 | 47.32 | 68.34 | 75.09 | 68.3 | 66.98 | 76.61 | 69.69 | 48.35 | 50.94 | 47.32
3667 | 37.66 | 42.62 | 35.09 | 37.66 | 42.62 | 35.09 | 37.66 | 42.62 | 35.09 | 37.66 | 42.62 | 35.09 | 37.66 | 45.02 | 35.09 | 38.37 | 45.17 | 35.09 | 37.66 | 42.62 | 35.09 | 37.66 | 42.62 | 35.09 | 37.66 | 45.02 | 35.09 | 51.5 | 61.85 | 50.3 | 50.48 | 61.85 | 51.32 | 37.66 | 42.62 | 35.09 | 48.25 | 50.84 | 47.22 | 48.25 | 50.84 | 47.22 | 48.25 | 50.84 | 47.22 | 48.25 | 50.84 | 47.22 | 50.87 | 50.94 | 47.22 | 53.83 | 50.94 | 47.22 | 48.25 | 50.84 | 47.22 | 48.25 | 50.84 | 47.22 | 50.87 | 50.94 | 47.22 | 70.9 | 75.85 | 77.69 | 69.49 | 77.4 | 79.27 | 48.25 | 50.84 | 47.22
3668 | 37.54 | 42.5 | 34.97 | 37.54 | 42.5 | 34.97 | 37.54 | 42.5 | 34.97 | 37.54 | 42.5 | 34.97 | 37.54 | 44.9 | 34.97 | 38.24 | 45.05 | 34.97 | 37.54 | 42.5 | 34.97 | 37.54 | 42.5 | 34.97 | 37.54 | 44.9 | 34.97 | 51.5 | 61.85 | 50.3 | 50.48 | 63.11 | 51.32 | 37.54 | 42.5 | 34.97 | 48.13 | 50.72 | 47.1 | 48.13 | 50.72 | 47.1 | 48.13 | 50.72 | 47.1 | 48.13 | 50.72 | 47.1 | 50.75 | 50.82 | 47.1 | 53.71 | 50.82 | 47.2 | 48.13 | 50.72 | 47.1 | 48.13 | 50.72 | 47.1 | 50.75 | 50.82 | 47.1 | 70.9 | 76.61 | 77.69 | 69.49 | 78.18 | 79.27 | 48.13 | 50.72 | 47.1
3669 | 18.29 | 29 | 33.06 | 18.29 | 29 | 33.06 | 18.29 | 29 | 34.97 | 18.29 | 29 | 34.97 | 21.17 | 44.9 | 34.97 | 38.25 | 45.06 | 34.98 | 18.29 | 29 | 33.06 | 18.29 | 29 | 33.06 | 21.17 | 44.9 | 34.97 | 51.5 | 61.85 | 50.3 | 50.48 | 63.1 | 51.32 | 18.29 | 29 | 33.06 | 36.14 | 50.72 | 47.11 | 36.14 | 50.72 | 47.11 | 36.14 | 50.72 | 47.11 | 36.14 | 50.72 | 47.11 | 50.75 | 50.83 | 47.11 | 53.71 | 50.83 | 47.21 | 36.14 | 50.72 | 47.11 | 36.14 | 50.72 | 47.11 | 50.75 | 50.83 | 47.11 | 70.9 | 76.61 | 77.69 | 69.49 | 78.18 | 79.27 | 36.14 | 50.72 | 47.11
3670 | 10.33 | 26.12 | 28.21 | 10.33 | 26.12 | 28.21 | 10.33 | 26.12 | 35.21 | 10.33 | 26.12 | 35.21 | 21.17 | 45.14 | 35.21 | 38.49 | 45.29 | 35.21 | 10.33 | 42.68 | 35.21 | 10.33 | 42.68 | 35.21 | 21.17 | 45.14 | 35.21 | 51.5 | 61.85 | 50.3 | 50.48 | 61.85 | 50.81 | 10.33 | 26.12 | 28.21 | 10.33 | 50.17 | 47.35 | 10.33 | 50.17 | 47.35 | 10.33 | 50.17 | 47.35 | 10.33 | 50.17 | 47.35 | 50.99 | 51.06 | 47.35 | 53.95 | 51.06 | 47.45 | 10.33 | 50.96 | 47.35 | 10.33 | 50.96 | 47.35 | 50.99 | 51.06 | 47.35 | 70.9 | 76.61 | 77.69 | 69.49 | 76.61 | 79.27 | 10.33 | 50.17 | 47.35
3671 | 10.33 | 10.33 | 27.65 | 10.33 | 10.33 | 32.87 | 10.33 | 10.33 | 34.7 | 10.33 | 10.33 | 34.7 | 20.68 | 44.63 | 34.7 | 37.98 | 44.78 | 34.7 | 10.33 | 38.07 | 32.87 | 10.33 | 38.07 | 32.87 | 20.68 | 44.63 | 34.7 | 44.71 | 61.85 | 50.3 | 44.71 | 61.85 | 50.3 | 10.33 | 10.33 | 27.65 | 10.33 | 48.43 | 46.84 | 10.33 | 48.43 | 46.84 | 10.33 | 48.43 | 46.84 | 10.33 | 48.43 | 46.84 | 32 | 50.56 | 46.84 | 53.44 | 50.56 | 46.94 | 10.33 | 50.45 | 46.84 | 10.33 | 50.45 | 46.84 | 32 | 50.56 | 46.84 | 61.03 | 76.61 | 77.69 | 59.81 | 76.61 | 79.26 | 10.33 | 48.43 | 46.17
3672 | 10.33 | 10.33 | 10.33 | 10.33 | 10.33 | 34.13 | 10.33 | 10.33 | 34.13 | 10.33 | 10.33 | 34.13 | 10.33 | 44.05 | 34.13 | 37.4 | 44.21 | 34.13 | 10.33 | 41.66 | 34.13 | 10.33 | 41.66 | 34.13 | 10.33 | 44.05 | 34.13 | 40.94 | 61.85 | 50.3 | 40.53 | 61.85 | 50.3 | 10.33 | 10.33 | 10.33 | 10.33 | 48.43 | 46.26 | 10.33 | 48.43 | 46.26 | 10.33 | 48.43 | 46.26 | 10.33 | 48.43 | 46.26 | 29.93 | 49.98 | 46.26 | 52.86 | 49.98 | 46.45 | 10.33 | 49.87 | 46.26 | 10.33 | 49.87 | 46.26 | 29.93 | 49.98 | 46.26 | 59.21 | 75.85 | 77.69 | 58.03 | 76.61 | 79.26 | 10.33 | 41.97 | 46.17
3673 | 10.33 | 10.33 | 10 | 10.33 | 10.33 | 33.29 | 10.33 | 10.33 | 33.29 | 10.33 | 10.33 | 33.29 | 10.33 | 43.22 | 33.29 | 36.57 | 43.38 | 33.29 | 10.33 | 40.83 | 33.29 | 10.33 | 40.83 | 33.29 | 10.33 | 43.22 | 33.29 | 40.41 | 61.85 | 50.3 | 40.01 | 61.85 | 50.3 | 10.33 | 10.33 | 10 | 10.33 | 48.43 | 45.43 | 10.33 | 48.43 | 45.43 | 10.33 | 48.43 | 45.43 | 10.33 | 48.43 | 46.17 | 10.33 | 49.15 | 45.43 | 52.03 | 49.15 | 46.45 | 10.33 | 49.04 | 45.43 | 10.33 | 49.04 | 45.43 | 10.33 | 49.15 | 45.43 | 57.45 | 75.09 | 77.69 | 57.45 | 76.61 | 79.26 | 10.33 | 32.95 | 45.43
3674 | 10.33 | 10.33 | 27.49 | 10.33 | 10.33 | 32.88 | 10.33 | 10.33 | 32.88 | 10.33 | 10.33 | 32.88 | 10.33 | 42.81 | 32.88 | 36.16 | 42.96 | 32.88 | 10.33 | 40.41 | 32.88 | 10.33 | 40.41 | 32.88 | 10.33 | 42.81 | 32.88 | 39.41 | 61.85 | 50.3 | 39.41 | 61.85 | 50.3 | 10.33 | 10.33 | 27.49 | 10.33 | 48.43 | 45.02 | 10.33 | 48.43 | 45.02 | 10.33 | 48.43 | 45.02 | 10.33 | 48.43 | 46.17 | 10.33 | 48.73 | 45.02 | 51.62 | 48.73 | 46.29 | 10.33 | 48.63 | 45.02 | 10.33 | 48.63 | 45.02 | 10.33 | 48.73 | 45.02 | 55.89 | 75.09 | 77.69 | 55.89 | 76.61 | 79.26 | 10.33 | 39.49 | 45.02
3675 | 10.33 | 25.6 | 28.21 | 10.33 | 25.6 | 32.03 | 10.33 | 25.6 | 32.03 | 10.33 | 25.6 | 32.03 | 10.33 | 41.96 | 32.03 | 35.31 | 42.11 | 32.03 | 10.33 | 39.56 | 32.03 | 10.33 | 39.56 | 32.03 | 10.33 | 41.96 | 32.03 | 39.19 | 61.85 | 50.3 | 39.19 | 61.85 | 50.3 | 10.33 | 25.6 | 28.21 | 10.33 | 47.78 | 44.17 | 10.33 | 47.78 | 44.17 | 10.33 | 47.78 | 44.17 | 10.33 | 48.43 | 46.17 | 10.33 | 47.88 | 44.17 | 50.77 | 47.88 | 45.35 | 10.33 | 47.78 | 44.17 | 10.33 | 47.78 | 44.17 | 10.33 | 47.88 | 44.17 | 55.89 | 75.09 | 77.69 | 55.89 | 76.61 | 79.26 | 10.33 | 47.78 | 44.17
3676 | 10.33 | 25.6 | 28.21 | 10.33 | 25.6 | 31.63 | 10.33 | 25.6 | 31.63 | 10.33 | 25.6 | 31.63 | 10.33 | 41.55 | 31.63 | 34.9 | 41.71 | 31.63 | 10.33 | 39.16 | 31.63 | 10.33 | 39.16 | 31.63 | 10.33 | 41.55 | 31.63 | 39.02 | 54.91 | 50.3 | 39.02 | 54.91 | 50.3 | 10.33 | 25.6 | 28.21 | 10.33 | 47.37 | 43.76 | 10.33 | 47.37 | 43.76 | 10.33 | 47.37 | 43.76 | 10.33 | 48.43 | 46.17 | 10.33 | 47.48 | 43.76 | 50.37 | 47.48 | 43.86 | 10.33 | 47.37 | 43.76 | 10.33 | 47.37 | 43.76 | 10.33 | 47.48 | 43.76 | 55.75 | 73.04 | 68.2 | 55.75 | 73.04 | 68.2 | 10.33 | 47.37 | 43.76
3677 | 18.29 | 26.12 | 30.74 | 18.29 | 26.12 | 31.37 | 18.29 | 26.12 | 31.37 | 18.29 | 26.12 | 31.37 | 18.29 | 41.29 | 31.37 | 34.64 | 41.45 | 31.37 | 18.29 | 38.9 | 31.37 | 18.29 | 38.9 | 31.37 | 18.29 | 41.29 | 31.37 | 38.63 | 51.43 | 39.44 | 38.63 | 50.4 | 38.65 | 18.29 | 26.12 | 30.74 | 36.14 | 47.11 | 43.5 | 36.14 | 47.11 | 43.5 | 36.14 | 47.11 | 43.5 | 36.14 | 48.43 | 46.17 | 36.14 | 47.22 | 43.5 | 50.11 | 47.22 | 43.6 | 36.14 | 47.11 | 43.5 | 36.14 | 47.11 | 43.5 | 36.14 | 47.22 | 43.5 | 54.74 | 55.57 | 52.4 | 53.65 | 55.57 | 51.36 | 36.14 | 47.11 | 43.5
3678 | 21.17 | 38.2 | 30.86 | 21.17 | 38.97 | 31.49 | 21.17 | 38.97 | 31.49 | 21.17 | 38.97 | 31.49 | 21.17 | 41.41 | 31.49 | 34.77 | 41.57 | 31.49 | 21.17 | 39.02 | 31.49 | 21.17 | 39.02 | 31.49 | 21.17 | 41.41 | 31.49 | 38.1 | 46.2 | 36.95 | 37.34 | 45.28 | 36.21 | 21.17 | 38.2 | 30.86 | 41.5 | 47.24 | 43.62 | 41.5 | 47.24 | 43.62 | 41.5 | 47.24 | 43.62 | 41.5 | 48.2 | 44.78 | 41.5 | 47.34 | 43.62 | 50.23 | 47.34 | 43.72 | 41.5 | 47.24 | 43.62 | 41.5 | 47.24 | 43.62 | 41.5 | 47.34 | 43.62 | 54.2 | 52.06 | 50.79 | 53.12 | 51.03 | 49.78 | 41.5 | 47.24 | 43.62
3679 | 35.07 | 40.04 | 32.51 | 35.07 | 40.04 | 32.51 | 35.07 | 40.04 | 32.51 | 35.07 | 40.04 | 32.51 | 35.07 | 42.43 | 32.51 | 35.78 | 42.58 | 32.51 | 35.07 | 40.04 | 32.51 | 35.07 | 40.04 | 32.51 | 35.07 | 42.43 | 32.51 | 38.63 | 43.21 | 35.49 | 37.85 | 41.92 | 34.78 | 35.07 | 40.04 | 32.51 | 45.66 | 48.25 | 44.64 | 45.66 | 48.25 | 44.64 | 45.66 | 48.25 | 44.64 | 45.66 | 48.25 | 44.64 | 45.66 | 48.36 | 44.64 | 51.24 | 48.36 | 44.74 | 45.66 | 48.25 | 44.64 | 45.66 | 48.25 | 44.64 | 45.66 | 48.36 | 44.64 | 52.66 | 49.73 | 47.64 | 51.6 | 48.74 | 46.22 | 45.66 | 48.25 | 44.64
3680 | 35.89 | 40.54 | 33.32 | 35.89 | 40.54 | 33.32 | 35.89 | 40.54 | 33.32 | 35.89 | 40.54 | 33.32 | 35.89 | 41.38 | 33.32 | 36.6 | 41.8 | 33.32 | 35.89 | 40.85 | 33.32 | 35.89 | 40.85 | 33.32 | 35.89 | 41.38 | 33.32 | 38.11 | 42.22 | 34.58 | 37.35 | 40.95 | 33.66 | 35.89 | 40.54 | 33.32 | 46.48 | 48.14 | 45.45 | 46.48 | 48.14 | 45.45 | 46.48 | 48.14 | 45.45 | 46.48 | 48.14 | 45.45 | 46.48 | 48.14 | 45.45 | 52.06 | 48.14 | 45.45 | 46.48 | 48.14 | 45.45 | 46.48 | 48.14 | 45.45 | 46.48 | 48.14 | 45.45 | 52.58 | 48.62 | 47.64 | 51.53 | 47.66 | 45.91 | 46.48 | 48.14 | 45.45
3681 | 36.63 | 34.29 | 34.06 | 36.63 | 34.29 | 34.06 | 36.63 | 34.29 | 34.06 | 36.63 | 34.29 | 34.06 | 36.63 | 35.71 | 34.06 | 37.33 | 35.71 | 34.06 | 36.63 | 35.71 | 34.06 | 36.63 | 35.71 | 34.06 | 36.63 | 35.71 | 34.06 | 37.75 | 35.7 | 34.53 | 37 | 34.63 | 33.84 | 36.63 | 34.29 | 29.22 | 47.22 | 45.02 | 46.17 | 47.22 | 45.02 | 46.17 | 47.22 | 45.02 | 46.17 | 47.22 | 45.02 | 46.17 | 47.22 | 46.87 | 46.19 | 52.8 | 46.87 | 46.19 | 47.22 | 46.87 | 46.19 | 47.22 | 46.87 | 46.19 | 47.22 | 46.87 | 46.19 | 52.47 | 46.4 | 47.16 | 51.42 | 45.47 | 45.75 | 47.22 | 44.12 | 37.19
3682 | 37.03 | 11.96 | 32.27 | 37.03 | 11.96 | 32.27 | 37.03 | 11.96 | 32.27 | 37.03 | 11.96 | 32.27 | 37.03 | 12.58 | 32.6 | 37.73 | 12.58 | 32.6 | 37.03 | 12.58 | 32.6 | 37.03 | 12.58 | 32.6 | 37.03 | 12.58 | 32.6 | 37.6 | 12.46 | 32.6 | 36.85 | 11.85 | 31.94 | 37.03 | 11.96 | 29.22 | 47.62 | 40.75 | 45.87 | 47.62 | 40.75 | 45.87 | 47.62 | 40.75 | 45.87 | 47.62 | 40.75 | 45.87 | 47.62 | 41.58 | 46.45 | 50.8 | 41.58 | 46.45 | 47.62 | 41.58 | 46.45 | 47.62 | 41.58 | 46.45 | 47.62 | 41.58 | 46.45 | 50.29 | 41.16 | 46.34 | 48.1 | 40.34 | 45.41 | 47.62 | 40.75 | 32.95
3683 | 36.1 | 0 | 0 | 36.1 | 0 | 0 | 36.1 | 0 | 0 | 36.1 | 0 | 0 | 36.1 | 0 | 0 | 36.19 | 0 | 0 | 36.1 | 0 | 0 | 36.1 | 0 | 0 | 36.1 | 0 | 7.88 | 35.83 | 0 | 0 | 35.74 | 0 | 0 | 36.1 | 0 | 0 | 45.26 | 0 | 43.47 | 45.26 | 0 | 43.47 | 45.26 | 0 | 43.47 | 45.26 | 0 | 43.47 | 45.26 | 0 | 44.8 | 46.18 | 0 | 44.8 | 45.26 | 7.35 | 44.8 | 45.26 | 7.35 | 44.8 | 45.26 | 7.35 | 44.8 | 45.72 | 0 | 44.8 | 44.81 | 0 | 43.9 | 45.26 | 0 | 29
3684 | 31.19 | 0 | 0 | 31.19 | 0 | 0 | 31.19 | 0 | 0 | 31.19 | 0 | 0 | 31.19 | 0 | 0 | 31.19 | 0 | 0 | 31.19 | 0 | 0 | 31.19 | 0 | 34.76 | 31.19 | 0 | 7.79 | 30.88 | 0 | 0 | 30.88 | 0 | 0 | 31.19 | 0 | 0 | 38.87 | 0 | 43.46 | 38.87 | 0 | 43.46 | 38.87 | 0 | 43.46 | 38.87 | 0 | 43.46 | 38.87 | 0 | 44.8 | 38.87 | 0 | 44.8 | 38.87 | 0 | 44.8 | 38.87 | 0 | 46.45 | 38.87 | 7.35 | 44.8 | 39.26 | 0 | 44.8 | 38.48 | 0 | 43.9 | 38.87 | 0 | 10.33
3685 | 26.27 | 0 | 0 | 26.27 | 0 | 0 | 26.27 | 0 | 0 | 26.27 | 0 | 0 | 26.27 | 0 | 0 | 26.27 | 0 | 0 | 26.27 | 0 | 0 | 26.27 | 0 | 0 | 26.27 | 0 | 7.35 | 26.53 | 0 | 0 | 26.01 | 0 | 0 | 26.27 | 0 | 0 | 34.83 | 0 | 43.46 | 34.83 | 0 | 43.46 | 34.83 | 0 | 43.46 | 34.83 | 0 | 43.46 | 34.83 | 0 | 43.46 | 35.54 | 0 | 44.8 | 34.83 | 0 | 43.46 | 34.83 | 0 | 46.45 | 34.83 | 7.35 | 43.46 | 35.9 | 0 | 44.8 | 35.18 | 0 | 43.9 | 34.83 | 0 | 10.33
3686 | 26.8 | 0 | 0 | 26.8 | 0 | 0 | 26.8 | 0 | 0 | 26.8 | 0 | 0 | 26.8 | 0 | 0 | 26.8 | 0 | 0 | 26.8 | 0 | 0 | 26.8 | 0 | 33.99 | 26.8 | 0 | 7.02 | 26.53 | 0 | 0 | 26.53 | 0 | 0 | 26.8 | 0 | 0 | 34.62 | 0 | 43.47 | 34.62 | 0 | 43.47 | 34.62 | 0 | 43.47 | 34.62 | 0 | 43.47 | 34.62 | 0 | 43.47 | 34.62 | 0 | 44.8 | 34.62 | 0 | 43.47 | 34.62 | 0 | 46.13 | 34.62 | 7.02 | 43.47 | 34.97 | 0 | 44.8 | 34.97 | 0 | 43.9 | 34.62 | 0 | 38.72
3687 | 31.19 | 0 | 12.71 | 31.19 | 0 | 12.71 | 31.19 | 0 | 12.71 | 31.19 | 0 | 12.71 | 31.19 | 0 | 12.71 | 31.19 | 0 | 12.71 | 31.19 | 0 | 12.71 | 31.19 | 0 | 33.8 | 31.19 | 0 | 12.71 | 30.88 | 0 | 12.84 | 30.88 | 0 | 12.59 | 31.19 | 0 | 12.71 | 40.75 | 39.49 | 45.94 | 40.75 | 39.49 | 45.94 | 40.75 | 39.49 | 45.94 | 40.75 | 39.49 | 45.94 | 40.75 | 39.49 | 45.94 | 40.75 | 39.49 | 45.94 | 40.75 | 39.49 | 45.94 | 40.75 | 39.49 | 45.94 | 40.75 | 39.49 | 45.94 | 41.16 | 39.5 | 46.34 | 41.16 | 39.09 | 45.48 | 40.75 | 39.49 | 45.94
3688 | 36.4 | 40.97 | 33.83 | 36.4 | 40.97 | 33.83 | 36.4 | 40.97 | 33.83 | 36.4 | 40.97 | 33.83 | 36.4 | 40.97 | 33.83 | 37.11 | 41.8 | 33.83 | 36.4 | 40.97 | 33.83 | 36.4 | 40.97 | 33.83 | 36.4 | 40.97 | 33.83 | 37.9 | 42.22 | 35.23 | 37.14 | 41.38 | 34.52 | 36.4 | 40.97 | 33.83 | 46.99 | 47.35 | 45.96 | 46.99 | 47.35 | 45.96 | 46.99 | 47.35 | 45.96 | 46.99 | 47.35 | 45.96 | 46.99 | 47.35 | 45.96 | 52.57 | 47.35 | 45.96 | 46.99 | 47.35 | 45.96 | 46.99 | 47.35 | 45.96 | 46.99 | 47.35 | 45.96 | 52.47 | 46.88 | 47.64 | 51.42 | 46.88 | 46.43 | 46.99 | 47.35 | 45.96
3689 | 36.74 | 41.7 | 34.17 | 36.74 | 41.7 | 34.17 | 36.74 | 41.7 | 34.17 | 36.74 | 41.7 | 34.17 | 36.74 | 44.1 | 34.17 | 37.44 | 44.1 | 34.17 | 36.74 | 41.7 | 34.17 | 36.74 | 41.7 | 34.17 | 36.74 | 44.1 | 34.17 | 39.98 | 44.54 | 35.49 | 39.18 | 43.65 | 35.14 | 36.74 | 41.7 | 34.17 | 47.33 | 49.91 | 46.3 | 47.33 | 49.91 | 46.3 | 47.33 | 49.91 | 46.3 | 47.33 | 49.91 | 46.3 | 49.95 | 49.91 | 46.3 | 52.9 | 49.91 | 46.3 | 47.33 | 49.91 | 46.3 | 47.33 | 49.91 | 46.3 | 49.95 | 49.91 | 46.3 | 55.3 | 50.42 | 47.64 | 54.19 | 50.42 | 47.64 | 47.33 | 49.91 | 46.3
3690 | 37.14 | 42.11 | 34.57 | 37.14 | 42.11 | 34.57 | 37.14 | 42.11 | 34.57 | 37.14 | 42.11 | 34.57 | 37.14 | 44.5 | 34.57 | 37.85 | 44.66 | 34.58 | 37.14 | 42.11 | 34.57 | 37.14 | 42.11 | 34.57 | 37.14 | 44.5 | 34.57 | 41.36 | 56.39 | 40.65 | 40.53 | 55.27 | 39.84 | 37.14 | 42.11 | 34.57 | 47.73 | 50.32 | 46.71 | 47.73 | 50.32 | 46.71 | 47.73 | 50.32 | 46.71 | 47.73 | 50.32 | 46.71 | 50.35 | 50.43 | 46.71 | 53.31 | 50.43 | 46.81 | 47.73 | 50.32 | 46.71 | 47.73 | 50.32 | 46.71 | 50.35 | 50.43 | 46.71 | 60.02 | 60.04 | 52.93 | 58.82 | 59.43 | 52.93 | 47.73 | 50.32 | 46.71
3691 | 37.4 | 42.36 | 34.83 | 37.4 | 42.36 | 34.83 | 37.4 | 42.36 | 34.83 | 37.4 | 42.36 | 34.83 | 37.4 | 44.76 | 34.83 | 38.1 | 44.91 | 34.83 | 37.4 | 42.36 | 34.83 | 37.4 | 42.36 | 34.83 | 37.4 | 44.76 | 34.83 | 53.45 | 64.81 | 47.58 | 52.39 | 63.52 | 47.58 | 37.4 | 42.36 | 34.83 | 47.99 | 50.58 | 46.96 | 47.99 | 50.58 | 46.96 | 47.99 | 50.58 | 46.96 | 47.99 | 50.58 | 46.96 | 50.61 | 50.68 | 46.96 | 53.57 | 50.68 | 47.06 | 47.99 | 50.58 | 46.96 | 47.99 | 50.58 | 46.96 | 50.61 | 50.68 | 46.96 | 72.87 | 76.61 | 67.67 | 71.42 | 76.61 | 69.04 | 47.99 | 50.58 | 46.96
3692 | 37.42 | 42.39 | 34.86 | 37.42 | 42.39 | 34.86 | 37.42 | 42.39 | 34.86 | 37.42 | 42.39 | 34.86 | 37.42 | 44.78 | 34.86 | 38.13 | 44.94 | 35.86 | 37.42 | 42.39 | 34.86 | 37.42 | 42.39 | 34.86 | 37.42 | 44.78 | 34.86 | 53.45 | 68.3 | 76.02 | 52.39 | 68.3 | 76.02 | 37.42 | 42.39 | 34.86 | 48.01 | 50.6 | 46.99 | 48.01 | 50.6 | 46.99 | 48.01 | 50.6 | 46.99 | 48.01 | 50.6 | 46.99 | 50.63 | 50.71 | 46.99 | 53.59 | 50.71 | 47.09 | 48.01 | 50.6 | 46.99 | 48.01 | 50.6 | 46.99 | 50.63 | 50.71 | 46.99 | 72.87 | 84.66 | 98.91 | 71.42 | 84.66 | 96.95 | 48.01 | 50.6 | 46.99
3693 | 37.62 | 42.59 | 35.05 | 37.62 | 42.59 | 35.05 | 37.62 | 42.59 | 35.05 | 37.62 | 42.59 | 35.05 | 37.62 | 44.98 | 35.05 | 38.33 | 45.13 | 35.07 | 37.62 | 42.59 | 35.05 | 37.62 | 42.59 | 35.05 | 37.62 | 44.98 | 35.05 | 53.45 | 70.44 | 76.02 | 52.39 | 70.44 | 76.02 | 37.62 | 42.59 | 35.05 | 48.21 | 50.8 | 47.19 | 48.21 | 50.8 | 47.19 | 48.21 | 50.8 | 47.19 | 48.21 | 50.8 | 47.19 | 50.83 | 50.9 | 47.19 | 53.79 | 50.91 | 47.29 | 48.21 | 50.8 | 47.19 | 48.21 | 50.8 | 47.19 | 50.83 | 50.9 | 47.19 | 72.87 | 85.51 | 98.91 | 71.42 | 85.51 | 96.95 | 48.21 | 50.8 | 47.19
3694 | 37.85 | 42.82 | 35.28 | 37.85 | 42.82 | 35.28 | 37.85 | 42.82 | 35.28 | 37.85 | 42.82 | 35.28 | 37.85 | 45.21 | 35.28 | 38.56 | 45.36 | 35.28 | 37.85 | 42.82 | 35.28 | 37.85 | 42.82 | 35.28 | 37.85 | 45.21 | 35.28 | 53.45 | 70.44 | 76.02 | 52.39 | 70.44 | 76.02 | 37.85 | 42.82 | 35.28 | 48.44 | 51.03 | 47.42 | 48.44 | 51.03 | 47.42 | 48.44 | 51.03 | 47.42 | 48.44 | 51.03 | 47.42 | 51.06 | 51.13 | 47.42 | 54.02 | 51.13 | 47.51 | 48.44 | 51.03 | 47.42 | 48.44 | 51.03 | 47.42 | 51.06 | 51.13 | 47.42 | 72.87 | 85.51 | 98.91 | 71.42 | 85.51 | 96.95 | 48.44 | 51.03 | 47.42
3695 | 37.05 | 42.02 | 34.48 | 37.05 | 42.02 | 34.48 | 37.05 | 42.02 | 34.48 | 37.05 | 42.02 | 34.48 | 37.05 | 44.41 | 34.48 | 37.76 | 44.56 | 34.48 | 37.05 | 42.02 | 34.48 | 37.05 | 42.02 | 34.48 | 37.05 | 44.41 | 34.48 | 45.62 | 67.11 | 76.02 | 44.71 | 67.11 | 76.02 | 37.05 | 42.02 | 34.48 | 47.64 | 50.23 | 46.62 | 47.64 | 50.23 | 46.62 | 47.64 | 50.23 | 46.62 | 47.64 | 50.23 | 46.62 | 47.64 | 50.33 | 46.62 | 53.22 | 50.33 | 46.72 | 47.64 | 50.23 | 46.62 | 47.64 | 50.23 | 46.62 | 47.64 | 50.33 | 46.62 | 60.85 | 85.51 | 98.91 | 60.24 | 85.51 | 96.95 | 47.64 | 50.23 | 46.62
3696 | 36.8 | 41.77 | 34.23 | 36.8 | 41.77 | 34.23 | 36.8 | 41.77 | 34.23 | 36.8 | 41.77 | 34.23 | 36.8 | 44.16 | 34.23 | 37.51 | 44.31 | 34.23 | 36.8 | 41.77 | 34.23 | 36.8 | 41.77 | 34.23 | 36.8 | 44.16 | 34.23 | 40.5 | 63.65 | 76.02 | 40.1 | 62.47 | 76.02 | 36.8 | 41.77 | 34.23 | 46.09 | 49.98 | 46.37 | 46.09 | 49.98 | 46.37 | 46.09 | 49.98 | 46.37 | 46.09 | 49.98 | 46.37 | 46.09 | 50.08 | 46.37 | 52.97 | 50.08 | 46.45 | 46.09 | 49.98 | 46.37 | 46.09 | 49.98 | 46.37 | 46.09 | 50.08 | 46.37 | 55.89 | 79.46 | 98.91 | 55.89 | 79.46 | 96.95 | 46.09 | 49.98 | 46.37
3697 | 36.05 | 41.01 | 33.48 | 36.05 | 41.01 | 33.48 | 36.05 | 41.01 | 33.48 | 36.05 | 41.01 | 33.48 | 36.05 | 43.4 | 33.48 | 36.75 | 43.56 | 33.48 | 36.05 | 41.01 | 33.48 | 36.05 | 41.01 | 33.48 | 36.05 | 43.4 | 33.48 | 40.35 | 62.47 | 76.02 | 39.95 | 62.47 | 74.51 | 36.05 | 41.01 | 33.48 | 46.09 | 49.22 | 45.61 | 46.09 | 49.22 | 45.61 | 46.09 | 49.22 | 45.61 | 46.09 | 49.22 | 46.17 | 46.09 | 49.33 | 45.61 | 52.22 | 49.33 | 45.71 | 46.09 | 49.22 | 45.61 | 46.09 | 49.22 | 45.61 | 46.09 | 49.33 | 45.61 | 55.34 | 79.46 | 98.91 | 55.34 | 77.88 | 96.94 | 46.09 | 49.22 | 45.61
3698 | 35.7 | 40.67 | 33.13 | 35.7 | 40.67 | 33.13 | 35.7 | 40.67 | 33.13 | 35.7 | 40.67 | 33.13 | 35.7 | 43.06 | 33.13 | 36.41 | 43.21 | 33.13 | 35.7 | 40.67 | 33.13 | 35.7 | 40.67 | 33.13 | 35.7 | 43.06 | 33.13 | 39.19 | 62.46 | 76.02 | 38.4 | 62.46 | 74.51 | 35.7 | 40.67 | 33.13 | 46.29 | 48.88 | 45.26 | 46.29 | 48.88 | 45.26 | 46.29 | 48.88 | 45.26 | 46.29 | 48.88 | 46.17 | 46.29 | 48.98 | 45.26 | 51.87 | 48.98 | 45.36 | 46.29 | 48.88 | 45.26 | 46.29 | 48.88 | 45.26 | 46.29 | 48.98 | 45.26 | 55.34 | 79.46 | 98.91 | 55.34 | 77.88 | 96.94 | 46.29 | 48.88 | 45.26
3699 | 35.49 | 40.46 | 32.92 | 35.49 | 40.46 | 32.92 | 35.49 | 40.46 | 32.92 | 35.49 | 40.46 | 32.92 | 35.49 | 42.84 | 32.92 | 36.2 | 43 | 32.92 | 35.49 | 40.46 | 32.92 | 35.49 | 40.46 | 32.92 | 35.49 | 42.84 | 32.92 | 39.19 | 62.46 | 76.02 | 38.4 | 61.21 | 74.5 | 35.49 | 40.46 | 32.92 | 46.08 | 48.67 | 45.05 | 46.08 | 48.67 | 45.05 | 46.08 | 48.67 | 45.05 | 46.08 | 48.67 | 46.17 | 46.08 | 48.77 | 45.05 | 51.66 | 48.77 | 45.15 | 46.08 | 48.67 | 45.05 | 46.08 | 48.67 | 45.05 | 46.08 | 48.77 | 45.05 | 55.45 | 79.46 | 98.91 | 54.34 | 77.87 | 89.8 | 46.08 | 48.67 | 45.05
3700 | 35.51 | 40.47 | 32.94 | 35.51 | 40.47 | 32.94 | 35.51 | 40.47 | 32.94 | 35.51 | 40.47 | 32.94 | 35.51 | 42.86 | 32.94 | 36.21 | 43.02 | 32.94 | 35.51 | 40.47 | 32.94 | 35.51 | 40.47 | 32.94 | 35.51 | 42.86 | 32.94 | 40.39 | 63.73 | 76.02 | 40.39 | 62.45 | 74.5 | 35.51 | 40.47 | 32.94 | 46.09 | 48.68 | 46.17 | 46.09 | 48.68 | 46.17 | 46.09 | 48.68 | 46.17 | 46.09 | 48.68 | 46.17 | 46.09 | 48.79 | 45.07 | 51.67 | 48.79 | 45.17 | 46.09 | 48.68 | 45.07 | 46.09 | 48.68 | 45.07 | 46.09 | 48.79 | 45.07 | 57.03 | 79.46 | 98.91 | 55.89 | 77.87 | 87.63 | 46.09 | 48.68 | 46.17
3701 | 36.62 | 41.59 | 34.05 | 36.62 | 41.59 | 34.05 | 36.62 | 41.59 | 34.05 | 36.62 | 41.59 | 34.05 | 36.62 | 43.98 | 34.05 | 37.33 | 44.13 | 34.05 | 36.62 | 41.59 | 34.05 | 36.62 | 41.59 | 34.05 | 36.62 | 43.98 | 34.05 | 45.17 | 63.73 | 76.02 | 45.17 | 62.45 | 74.5 | 36.62 | 41.59 | 34.05 | 47.21 | 49.8 | 46.18 | 47.21 | 49.8 | 46.18 | 47.21 | 49.8 | 46.18 | 47.21 | 49.8 | 46.18 | 47.21 | 49.9 | 46.18 | 52.79 | 49.9 | 46.28 | 47.21 | 49.8 | 46.18 | 47.21 | 49.8 | 46.18 | 47.21 | 49.9 | 46.18 | 71.42 | 79.46 | 98.91 | 71.42 | 77.87 | 50.83 | 47.21 | 49.8 | 46.18
3702 | 38.42 | 43.38 | 35.85 | 38.42 | 43.38 | 35.85 | 38.42 | 43.38 | 35.85 | 38.42 | 43.38 | 35.85 | 38.42 | 45.78 | 35.85 | 39.12 | 45.93 | 35.85 | 38.42 | 43.38 | 35.85 | 38.42 | 43.38 | 35.85 | 38.42 | 45.78 | 35.85 | 52.39 | 63.65 | 74.51 | 52.39 | 62.38 | 38.24 | 38.42 | 43.38 | 35.85 | 49.01 | 51.59 | 47.98 | 49.01 | 51.59 | 47.98 | 49.01 | 51.59 | 47.98 | 49.01 | 51.59 | 47.98 | 51.63 | 51.7 | 47.98 | 54.59 | 51.7 | 47.98 | 49.01 | 51.59 | 47.98 | 49.01 | 51.59 | 47.98 | 51.63 | 51.7 | 47.98 | 73.34 | 79.46 | 70.39 | 71.88 | 67.73 | 49.78 | 49.01 | 51.59 | 47.98
3703 | 39.67 | 44.64 | 37.11 | 39.67 | 44.64 | 37.11 | 39.67 | 44.64 | 37.11 | 39.67 | 44.64 | 37.11 | 39.67 | 47.03 | 37.11 | 40.38 | 47.19 | 37.11 | 39.67 | 44.64 | 37.11 | 39.67 | 44.64 | 37.11 | 39.67 | 47.03 | 37.11 | 53.26 | 61.25 | 39.84 | 52.19 | 45.09 | 37.48 | 39.67 | 44.64 | 37.11 | 50.26 | 52.85 | 49.24 | 50.26 | 52.85 | 49.24 | 50.26 | 52.85 | 49.24 | 50.26 | 52.85 | 49.24 | 52.89 | 52.96 | 49.24 | 55.84 | 52.96 | 49.24 | 50.26 | 52.85 | 49.24 | 50.26 | 52.85 | 49.24 | 52.89 | 52.96 | 49.24 | 72.87 | 61.19 | 52.8 | 71.42 | 53.39 | 49.74 | 50.26 | 52.85 | 49.24
3704 | 40.19 | 45.16 | 37.62 | 40.19 | 45.16 | 37.62 | 40.19 | 45.16 | 37.62 | 40.19 | 45.16 | 37.62 | 40.19 | 47.55 | 37.62 | 40.9 | 47.7 | 37.62 | 40.19 | 45.16 | 37.62 | 40.19 | 45.16 | 37.62 | 40.19 | 47.55 | 37.62 | 48.54 | 49.52 | 37.25 | 47.57 | 45.61 | 36.5 | 40.19 | 45.16 | 37.62 | 50.78 | 53.37 | 49.76 | 50.78 | 53.37 | 49.76 | 50.78 | 53.37 | 49.76 | 50.78 | 53.37 | 49.61 | 53.4 | 53.47 | 49.76 | 56.36 | 53.47 | 49.76 | 50.78 | 53.37 | 49.76 | 50.78 | 53.37 | 49.76 | 53.4 | 53.47 | 49.76 | 61.03 | 55.68 | 49.6 | 59.8 | 52.95 | 48.61 | 50.78 | 53.37 | 49.76
3705 | 40.28 | 45.24 | 37.71 | 40.28 | 45.24 | 37.71 | 40.28 | 45.24 | 37.71 | 40.28 | 45.24 | 37.71 | 40.28 | 47.14 | 37.71 | 40.98 | 47.14 | 37.71 | 40.28 | 45.24 | 37.71 | 40.28 | 45.24 | 37.71 | 40.28 | 47.14 | 37.71 | 41.09 | 46.67 | 37.33 | 40.68 | 44.79 | 35.14 | 40.28 | 45.24 | 37.71 | 50.86 | 51.61 | 49.84 | 50.86 | 51.61 | 49.84 | 50.86 | 51.61 | 49.84 | 50.86 | 51.61 | 49.11 | 53.49 | 51.61 | 49.84 | 56.44 | 51.61 | 49.84 | 50.86 | 51.61 | 49.84 | 50.86 | 53.45 | 49.84 | 53.49 | 51.61 | 49.84 | 55.89 | 51.09 | 49.34 | 54.78 | 47.66 | 45.75 | 50.86 | 51.61 | 49.84
3706 | 40.31 | 42.47 | 37.74 | 40.31 | 42.47 | 37.74 | 40.31 | 42.47 | 37.74 | 40.31 | 42.47 | 37.74 | 40.31 | 42.47 | 37.74 | 40.39 | 42.47 | 37.74 | 40.31 | 42.47 | 37.74 | 40.31 | 45.27 | 37.74 | 40.31 | 42.47 | 37.74 | 39.98 | 42.05 | 35.65 | 39.9 | 41.2 | 0 | 40.31 | 42.47 | 37.74 | 50.89 | 49.3 | 46.81 | 50.89 | 49.3 | 46.81 | 50.89 | 49.3 | 46.81 | 50.89 | 49.3 | 45.87 | 53.52 | 49.3 | 46.81 | 54.47 | 49.3 | 46.81 | 50.89 | 49.3 | 46.81 | 50.89 | 53.48 | 49.87 | 53.52 | 49.3 | 46.81 | 53.93 | 48.8 | 46.34 | 51.41 | 45.47 | 44.8 | 50.89 | 49.3 | 46.81
3707 | 40.24 | 40.74 | 35.12 | 40.24 | 40.74 | 35.12 | 40.24 | 40.74 | 35.12 | 40.24 | 40.74 | 35.12 | 40.24 | 40.74 | 35.12 | 40.24 | 40.74 | 35.12 | 40.24 | 40.74 | 35.12 | 40.24 | 45.2 | 37.67 | 40.24 | 40.74 | 35.12 | 39.84 | 40.33 | 34.42 | 39.84 | 39.51 | 0 | 40.24 | 40.74 | 35.12 | 50.83 | 48.43 | 46.34 | 50.83 | 48.43 | 46.34 | 50.83 | 48.43 | 46.34 | 50.83 | 48.43 | 45.87 | 53.44 | 48.43 | 46.34 | 53.44 | 48.43 | 46.34 | 50.83 | 48.43 | 46.34 | 50.83 | 53.42 | 49.8 | 53.44 | 48.43 | 46.34 | 52.91 | 47.95 | 45.87 | 51.34 | 0 | 44.8 | 50.83 | 48.43 | 46.34
3708 | 40.12 | 40.74 | 34.77 | 40.12 | 40.74 | 34.77 | 40.12 | 40.74 | 34.77 | 40.12 | 40.74 | 34.77 | 40.12 | 40.74 | 34.77 | 40.12 | 40.74 | 34.77 | 40.12 | 40.74 | 34.77 | 40.12 | 45.08 | 37.55 | 40.12 | 40.74 | 34.77 | 39.72 | 40.33 | 34.42 | 39.72 | 39.51 | 0 | 40.12 | 40.74 | 34.77 | 50.71 | 48.43 | 46.34 | 50.71 | 48.43 | 46.34 | 50.71 | 48.43 | 46.34 | 50.71 | 48.43 | 45.87 | 53.33 | 48.43 | 46.34 | 53.44 | 48.43 | 46.34 | 50.71 | 48.43 | 46.34 | 50.71 | 53.3 | 49.68 | 53.33 | 48.43 | 46.34 | 52.91 | 47.95 | 45.87 | 51.22 | 0 | 44.8 | 50.71 | 48.43 | 46.34
3709 | 39.95 | 40.74 | 34.77 | 39.95 | 40.74 | 34.77 | 39.95 | 40.74 | 34.77 | 39.95 | 40.74 | 34.77 | 39.95 | 40.74 | 34.77 | 39.95 | 40.74 | 34.77 | 39.95 | 40.74 | 34.77 | 39.95 | 44.92 | 37.39 | 39.95 | 40.74 | 34.77 | 39.56 | 40.33 | 34.42 | 39.56 | 39.51 | 0 | 39.95 | 40.74 | 34.77 | 50.54 | 48.43 | 46.34 | 50.54 | 48.43 | 46.34 | 50.54 | 48.43 | 46.34 | 50.54 | 48.43 | 45.87 | 53.17 | 48.43 | 46.34 | 53.44 | 48.43 | 46.34 | 50.54 | 48.43 | 46.34 | 50.54 | 53.13 | 49.52 | 53.17 | 48.43 | 46.34 | 52.91 | 47.95 | 45.87 | 51.05 | 41.58 | 44.8 | 50.54 | 48.43 | 46.34
3710 | 39.78 | 42.9 | 35.12 | 39.78 | 42.9 | 35.12 | 39.78 | 42.9 | 35.12 | 39.78 | 42.9 | 35.12 | 39.78 | 42.9 | 35.12 | 39.95 | 42.9 | 35.12 | 39.78 | 42.9 | 35.12 | 39.78 | 44.74 | 37.21 | 39.78 | 42.9 | 35.12 | 39.56 | 42.47 | 34.77 | 39.38 | 41.62 | 34.06 | 39.78 | 42.9 | 35.12 | 50.37 | 48.43 | 47.13 | 50.37 | 48.43 | 47.13 | 50.37 | 48.43 | 47.13 | 50.37 | 48.43 | 47.13 | 52.99 | 48.43 | 47.13 | 53.46 | 48.43 | 47.13 | 50.37 | 48.43 | 47.13 | 50.37 | 52.96 | 49.34 | 52.99 | 48.43 | 47.13 | 53.4 | 47.95 | 46.66 | 50.88 | 46.99 | 45.26 | 50.37 | 48.43 | 47.13
3711 | 39.55 | 44.52 | 36.98 | 39.55 | 44.52 | 36.98 | 39.55 | 44.52 | 36.98 | 39.55 | 44.52 | 36.98 | 39.55 | 46.63 | 36.98 | 40.26 | 46.63 | 36.98 | 39.55 | 44.52 | 36.98 | 39.55 | 44.52 | 36.99 | 39.55 | 46.63 | 36.98 | 40.46 | 46.17 | 36.61 | 39.65 | 44.97 | 35.88 | 39.55 | 44.52 | 36.98 | 50.14 | 52.08 | 49.12 | 50.14 | 52.08 | 49.12 | 50.14 | 52.08 | 49.12 | 50.14 | 52.08 | 49.12 | 52.76 | 52.08 | 49.12 | 54.47 | 52.08 | 49.12 | 50.14 | 52.08 | 49.12 | 50.14 | 52.73 | 49.12 | 52.76 | 52.08 | 49.12 | 53.93 | 51.56 | 48.63 | 51.27 | 51.56 | 48.13 | 50.14 | 52.08 | 49.12
3712 | 39.37 | 44.33 | 36.8 | 39.37 | 44.33 | 36.8 | 39.37 | 44.33 | 36.8 | 39.37 | 44.33 | 36.8 | 39.37 | 46.73 | 36.8 | 40.07 | 46.88 | 36.8 | 39.37 | 44.33 | 36.8 | 39.37 | 44.33 | 36.8 | 39.37 | 46.73 | 36.8 | 42.01 | 48.82 | 37.17 | 39.95 | 44.78 | 36.43 | 39.37 | 44.33 | 36.8 | 49.96 | 52.55 | 48.93 | 49.96 | 52.55 | 48.93 | 49.96 | 52.55 | 48.93 | 49.96 | 52.55 | 48.93 | 52.58 | 52.65 | 48.93 | 55.54 | 52.65 | 48.93 | 49.96 | 52.55 | 48.93 | 49.96 | 52.55 | 48.93 | 52.58 | 52.65 | 48.93 | 57.03 | 56.68 | 48.61 | 55.89 | 55.55 | 48.44 | 49.96 | 52.55 | 48.93
3713 | 39.36 | 44.33 | 36.79 | 39.36 | 44.33 | 36.79 | 39.36 | 44.33 | 36.79 | 39.36 | 44.33 | 36.79 | 39.36 | 46.72 | 36.79 | 40.07 | 46.88 | 36.8 | 39.36 | 44.33 | 36.79 | 39.36 | 44.33 | 36.79 | 39.36 | 46.72 | 36.79 | 45.62 | 59.14 | 40.24 | 44.71 | 56.28 | 38.24 | 39.36 | 44.33 | 36.79 | 49.95 | 52.54 | 48.93 | 49.95 | 52.54 | 48.93 | 49.95 | 52.54 | 48.93 | 49.95 | 52.54 | 48.93 | 52.57 | 52.65 | 48.93 | 55.53 | 52.65 | 48.93 | 49.95 | 52.54 | 48.93 | 49.95 | 52.54 | 48.93 | 52.57 | 52.65 | 48.93 | 61.64 | 72.04 | 53.47 | 60.41 | 69.88 | 50.84 | 49.95 | 52.54 | 48.93
3714 | 39.34 | 44.31 | 36.77 | 39.34 | 44.31 | 36.77 | 39.34 | 44.31 | 36.77 | 39.34 | 44.31 | 36.77 | 39.34 | 46.7 | 36.77 | 40.05 | 46.85 | 36.77 | 39.34 | 44.31 | 36.77 | 39.34 | 44.31 | 36.77 | 39.34 | 46.7 | 36.77 | 53.45 | 65.47 | 79.47 | 52.38 | 64.16 | 77.88 | 39.34 | 44.31 | 36.77 | 49.93 | 52.52 | 48.9 | 49.93 | 52.52 | 48.9 | 49.93 | 52.52 | 48.9 | 49.93 | 52.52 | 48.9 | 52.55 | 52.62 | 48.9 | 55.51 | 52.62 | 48.9 | 49.93 | 52.52 | 48.9 | 49.93 | 52.52 | 48.9 | 52.55 | 52.62 | 48.9 | 72.87 | 84.86 | 104.49 | 71.42 | 83.16 | 94.62 | 49.93 | 52.52 | 49.91
3715 | 39.24 | 44.21 | 36.67 | 39.24 | 44.21 | 36.67 | 39.24 | 44.21 | 36.67 | 39.24 | 44.21 | 36.67 | 39.24 | 46.6 | 36.67 | 39.95 | 46.76 | 36.67 | 39.24 | 44.21 | 36.67 | 39.24 | 44.21 | 36.67 | 39.24 | 46.6 | 36.67 | 53.45 | 79.53 | 79.47 | 52.38 | 77.94 | 77.88 | 39.24 | 44.21 | 36.67 | 49.83 | 52.42 | 48.91 | 49.83 | 52.42 | 48.91 | 49.83 | 52.42 | 48.91 | 49.83 | 52.42 | 48.91 | 52.45 | 52.53 | 48.91 | 55.41 | 52.53 | 48.91 | 49.83 | 52.42 | 48.81 | 49.83 | 52.42 | 48.81 | 52.45 | 52.53 | 48.91 | 75.01 | 87.54 | 104.49 | 73.51 | 85.79 | 100.83 | 49.83 | 52.42 | 49.92
3716 | 39.06 | 44.02 | 36.49 | 39.06 | 44.02 | 36.49 | 39.06 | 44.02 | 36.49 | 39.06 | 44.02 | 36.49 | 39.06 | 46.42 | 36.49 | 39.76 | 46.57 | 36.49 | 39.06 | 44.02 | 36.49 | 39.06 | 44.02 | 36.49 | 39.06 | 46.42 | 36.49 | 53.45 | 79.53 | 79.47 | 52.39 | 77.94 | 38.24 | 39.06 | 44.02 | 36.49 | 49.65 | 52.23 | 48.62 | 49.65 | 52.23 | 48.62 | 49.65 | 52.23 | 48.62 | 49.65 | 52.23 | 48.62 | 52.27 | 52.34 | 48.62 | 55.23 | 52.34 | 48.72 | 49.65 | 52.23 | 48.62 | 49.65 | 52.23 | 48.62 | 52.27 | 52.34 | 48.62 | 73.31 | 87.54 | 104.49 | 71.85 | 84.91 | 49.78 | 49.65 | 52.23 | 49.42
3717 | 38.99 | 43.96 | 36.42 | 38.99 | 43.96 | 36.42 | 38.99 | 43.96 | 36.42 | 38.99 | 43.96 | 36.42 | 38.99 | 46.35 | 36.42 | 39.7 | 46.51 | 36.42 | 38.99 | 43.96 | 36.42 | 38.99 | 43.96 | 36.42 | 38.99 | 46.35 | 36.42 | 52.92 | 74.84 | 79.47 | 51.86 | 73.34 | 38.24 | 38.99 | 43.96 | 36.42 | 49.58 | 52.17 | 48.56 | 49.58 | 52.17 | 48.56 | 49.58 | 52.17 | 48.56 | 49.58 | 52.17 | 48.56 | 52.2 | 52.28 | 48.56 | 55.16 | 52.28 | 48.66 | 49.58 | 52.17 | 48.56 | 49.58 | 52.17 | 48.56 | 52.2 | 52.28 | 48.56 | 72.87 | 87.54 | 104.49 | 71.42 | 83.22 | 49.78 | 49.58 | 52.17 | 48.56
3718 | 39.02 | 43.99 | 36.45 | 39.02 | 43.99 | 36.45 | 39.02 | 43.99 | 36.45 | 39.02 | 43.99 | 36.45 | 39.02 | 46.38 | 36.45 | 39.73 | 46.53 | 36.45 | 39.02 | 43.99 | 36.45 | 39.02 | 43.99 | 36.45 | 39.02 | 46.38 | 36.45 | 44.71 | 65.47 | 77.89 | 43.82 | 64.16 | 38.24 | 39.02 | 43.99 | 36.45 | 49.61 | 52.2 | 48.59 | 49.61 | 52.2 | 48.59 | 49.61 | 52.2 | 48.59 | 49.61 | 52.2 | 48.59 | 49.61 | 52.3 | 48.59 | 55.19 | 52.3 | 48.68 | 49.61 | 52.2 | 48.59 | 49.61 | 52.2 | 48.59 | 49.61 | 52.3 | 48.59 | 72.47 | 85.61 | 104.49 | 71.02 | 82.45 | 49.78 | 49.61 | 52.2 | 48.59
3719 | 29 | 43.24 | 35.7 | 29 | 43.24 | 35.7 | 29 | 43.24 | 35.7 | 29 | 43.24 | 35.7 | 29 | 45.63 | 35.7 | 38.98 | 45.78 | 35.7 | 29 | 43.24 | 35.7 | 29 | 43.24 | 35.7 | 29 | 45.63 | 35.7 | 40.59 | 64.16 | 79.47 | 39.78 | 62.88 | 77.88 | 29 | 43.24 | 35.7 | 36.14 | 51.45 | 47.84 | 36.14 | 51.45 | 47.84 | 36.14 | 51.45 | 47.84 | 36.14 | 51.45 | 47.84 | 36.14 | 51.56 | 47.84 | 54.44 | 51.56 | 47.94 | 36.14 | 51.45 | 47.84 | 36.14 | 51.45 | 47.84 | 36.14 | 51.56 | 47.84 | 59.41 | 85.61 | 104.49 | 58.23 | 82.45 | 89.03 | 36.14 | 51.45 | 47.84
3720 | 18.29 | 42.54 | 35.01 | 18.29 | 42.54 | 35.01 | 18.29 | 42.54 | 35.01 | 18.29 | 42.54 | 35.01 | 18.29 | 44.94 | 35.01 | 38.28 | 45.09 | 35.01 | 18.29 | 42.54 | 35.01 | 18.29 | 42.54 | 35.01 | 18.29 | 44.94 | 35.01 | 39.87 | 64.16 | 79.47 | 39.07 | 62.88 | 77.88 | 18.29 | 42.54 | 35.01 | 36.14 | 50.75 | 47.14 | 36.14 | 50.75 | 47.14 | 36.14 | 50.75 | 47.14 | 36.14 | 50.75 | 47.14 | 36.14 | 50.86 | 47.14 | 53.75 | 50.86 | 47.24 | 36.14 | 50.75 | 47.14 | 36.14 | 50.75 | 47.14 | 36.14 | 50.86 | 47.14 | 55.31 | 85.61 | 104.49 | 54.21 | 83.9 | 89.03 | 36.14 | 50.75 | 47.14
3721 | 18.29 | 42.09 | 34.55 | 18.29 | 42.09 | 34.55 | 18.29 | 42.09 | 34.55 | 18.29 | 42.09 | 34.55 | 18.29 | 44.48 | 34.55 | 37.83 | 44.63 | 34.55 | 18.29 | 42.09 | 34.55 | 18.29 | 42.09 | 34.55 | 18.29 | 44.48 | 34.55 | 39 | 64.16 | 79.47 | 38.22 | 62.88 | 77.88 | 18.29 | 42.09 | 34.55 | 29.93 | 50.3 | 46.69 | 29.93 | 50.3 | 46.69 | 29.93 | 50.3 | 46.69 | 29.93 | 50.3 | 46.69 | 29.93 | 50.4 | 46.69 | 53.29 | 50.4 | 46.79 | 29.93 | 50.3 | 46.69 | 29.93 | 50.3 | 46.69 | 29.93 | 50.4 | 46.69 | 54.53 | 85.61 | 104.49 | 54.53 | 83.9 | 89.03 | 29.93 | 50.3 | 46.69
3722 | 18.29 | 41.79 | 34.26 | 18.29 | 41.79 | 34.26 | 18.29 | 41.79 | 34.26 | 18.29 | 41.79 | 34.26 | 18.29 | 44.19 | 34.26 | 37.54 | 44.34 | 34.26 | 18.29 | 41.79 | 34.26 | 18.29 | 41.79 | 34.26 | 18.29 | 44.19 | 34.26 | 38.77 | 64.16 | 79.47 | 37.99 | 62.88 | 77.88 | 18.29 | 41.79 | 34.26 | 29 | 50.01 | 46.39 | 29 | 50.01 | 46.39 | 29 | 50.01 | 46.39 | 29 | 50.01 | 46.39 | 29 | 50.11 | 46.39 | 53 | 50.11 | 46.49 | 29 | 50.01 | 46.39 | 29 | 50.01 | 46.39 | 29 | 50.11 | 46.39 | 54.53 | 85.61 | 104.49 | 53.44 | 83.9 | 89.03 | 29 | 50.01 | 46.39
3723 | 21.17 | 41.11 | 33.58 | 21.17 | 41.11 | 33.58 | 21.17 | 41.11 | 33.58 | 21.17 | 41.11 | 33.58 | 21.17 | 43.5 | 33.58 | 36.85 | 43.66 | 33.58 | 21.17 | 41.11 | 33.58 | 21.17 | 41.11 | 33.58 | 21.17 | 43.5 | 33.58 | 38.77 | 65.46 | 79.47 | 37.99 | 64.16 | 77.88 | 21.17 | 41.11 | 33.58 | 36.14 | 49.32 | 45.71 | 36.14 | 49.32 | 45.71 | 36.14 | 49.32 | 45.71 | 36.14 | 49.32 | 46.17 | 36.14 | 49.43 | 45.71 | 52.31 | 49.43 | 46.45 | 36.14 | 49.32 | 45.71 | 36.14 | 49.32 | 45.71 | 36.14 | 49.43 | 45.71 | 54.53 | 85.61 | 104.49 | 54.53 | 83.9 | 89.03 | 36.14 | 49.32 | 45.71
3724 | 36.51 | 41.48 | 33.94 | 36.51 | 41.48 | 33.94 | 36.51 | 41.48 | 33.94 | 36.51 | 41.48 | 33.94 | 36.51 | 43.86 | 33.94 | 37.22 | 44.02 | 33.94 | 36.51 | 41.48 | 33.94 | 36.51 | 41.48 | 33.94 | 36.51 | 43.86 | 33.94 | 39.19 | 64.03 | 79.47 | 39.19 | 62.75 | 77.88 | 36.51 | 41.48 | 33.94 | 47.1 | 49.69 | 46.08 | 47.1 | 49.69 | 46.08 | 47.1 | 49.69 | 46.08 | 47.1 | 49.69 | 46.17 | 47.1 | 49.8 | 46.08 | 52.68 | 49.8 | 46.45 | 47.1 | 49.69 | 46.08 | 47.1 | 49.69 | 46.08 | 47.1 | 49.8 | 46.08 | 56.77 | 83.91 | 104.49 | 55.64 | 82.23 | 82.45 | 47.1 | 49.69 | 46.08
3725 | 37.19 | 42.15 | 34.62 | 37.19 | 42.15 | 34.62 | 37.19 | 42.15 | 34.62 | 37.19 | 42.15 | 34.62 | 37.19 | 44.54 | 34.62 | 37.89 | 44.7 | 34.62 | 37.19 | 42.15 | 34.62 | 37.19 | 42.15 | 34.62 | 37.19 | 44.54 | 34.62 | 45.17 | 65.47 | 79.47 | 45.17 | 64.16 | 77.88 | 37.19 | 42.15 | 34.62 | 47.78 | 50.36 | 46.75 | 47.78 | 50.36 | 46.75 | 47.78 | 50.36 | 46.75 | 47.78 | 50.36 | 46.75 | 47.78 | 50.47 | 46.75 | 53.36 | 50.47 | 46.85 | 47.78 | 50.36 | 46.75 | 47.78 | 50.36 | 46.75 | 47.78 | 50.47 | 46.75 | 63.57 | 85.61 | 104.49 | 63.57 | 83.9 | 71.13 | 47.78 | 50.36 | 46.75
3726 | 38.87 | 43.84 | 36.3 | 38.87 | 43.84 | 36.3 | 38.87 | 43.84 | 36.3 | 38.87 | 43.84 | 36.3 | 38.87 | 46.23 | 36.3 | 39.58 | 46.38 | 36.3 | 38.87 | 43.84 | 36.3 | 38.87 | 43.84 | 36.3 | 38.87 | 46.23 | 36.3 | 53.45 | 65.47 | 79.47 | 52.39 | 64.16 | 75.56 | 38.87 | 43.84 | 36.3 | 49.46 | 52.05 | 48.43 | 49.46 | 52.05 | 48.43 | 49.46 | 52.05 | 48.43 | 49.46 | 52.05 | 48.43 | 52.08 | 52.15 | 48.43 | 55.04 | 52.15 | 48.53 | 49.46 | 52.05 | 48.43 | 49.46 | 52.05 | 48.43 | 52.08 | 52.15 | 48.43 | 73.16 | 84.76 | 104.49 | 71.71 | 76.83 | 50.83 | 49.46 | 52.05 | 48.43
3727 | 39.97 | 44.94 | 37.4 | 39.97 | 44.94 | 37.4 | 39.97 | 44.94 | 37.4 | 39.97 | 44.94 | 37.4 | 39.97 | 47.33 | 37.4 | 40.68 | 47.48 | 37.4 | 39.97 | 44.94 | 37.4 | 39.97 | 44.94 | 37.4 | 39.97 | 47.33 | 37.4 | 53.45 | 61.38 | 53.25 | 52.39 | 58.36 | 38.24 | 39.97 | 44.94 | 37.4 | 50.56 | 53.15 | 49.53 | 50.56 | 53.15 | 49.53 | 50.56 | 53.15 | 49.53 | 50.56 | 53.15 | 49.53 | 53.18 | 53.25 | 49.53 | 56.14 | 53.25 | 49.63 | 50.56 | 53.15 | 49.53 | 50.56 | 53.15 | 49.53 | 53.18 | 53.25 | 49.53 | 72.87 | 71.32 | 53.47 | 71.42 | 64.92 | 50.03 | 50.56 | 53.15 | 49.53
3728 | 40.36 | 45.33 | 37.79 | 40.36 | 45.33 | 37.79 | 40.36 | 45.33 | 37.79 | 40.36 | 45.33 | 37.79 | 40.36 | 47.72 | 37.79 | 41.07 | 47.87 | 37.79 | 40.36 | 45.33 | 37.79 | 40.36 | 45.33 | 37.79 | 40.36 | 47.72 | 37.79 | 45.62 | 49.45 | 38.17 | 44.71 | 45.79 | 37.41 | 40.36 | 45.33 | 37.79 | 50.95 | 53.54 | 49.93 | 50.95 | 53.54 | 49.93 | 50.95 | 53.54 | 49.93 | 50.95 | 53.54 | 49.61 | 53.57 | 53.64 | 49.93 | 56.53 | 53.64 | 49.93 | 50.95 | 53.54 | 49.93 | 50.95 | 53.54 | 49.93 | 53.57 | 53.64 | 49.93 | 60.62 | 55.86 | 50.11 | 59.41 | 54.08 | 48.62 | 50.95 | 53.54 | 49.93
3729 | 40.38 | 45.34 | 37.81 | 40.38 | 45.34 | 37.81 | 40.38 | 45.34 | 37.81 | 40.38 | 45.34 | 37.81 | 40.38 | 47.71 | 37.81 | 41.09 | 47.71 | 37.81 | 40.38 | 45.34 | 37.81 | 40.38 | 45.34 | 37.81 | 40.38 | 47.71 | 37.81 | 40.79 | 47.23 | 37.43 | 40.53 | 45.8 | 35.49 | 40.38 | 45.34 | 37.81 | 50.97 | 53.56 | 49.94 | 50.97 | 53.56 | 49.94 | 50.97 | 53.56 | 49.94 | 50.97 | 53.56 | 49.11 | 53.59 | 53.56 | 49.94 | 55.57 | 53.56 | 49.94 | 50.97 | 53.56 | 49.94 | 50.97 | 53.56 | 49.94 | 53.59 | 53.56 | 49.94 | 55.02 | 53.02 | 49.61 | 53.37 | 51.56 | 47.16 | 50.97 | 53.56 | 49.94
3730 | 40.45 | 43.24 | 36.01 | 40.45 | 43.24 | 36.01 | 40.45 | 43.24 | 36.01 | 40.45 | 43.24 | 36.01 | 40.45 | 43.24 | 36.01 | 40.45 | 43.24 | 36.01 | 40.45 | 43.24 | 36.01 | 40.45 | 45.42 | 37.88 | 40.45 | 43.24 | 36.01 | 40.04 | 42.81 | 35.65 | 40.04 | 41.2 | 0 | 40.45 | 43.24 | 36.01 | 51.04 | 50.95 | 47.13 | 51.04 | 50.95 | 47.13 | 51.04 | 50.95 | 47.13 | 51.04 | 50.95 | 46.2 | 53.66 | 50.95 | 47.13 | 53.95 | 50.95 | 47.13 | 51.04 | 50.95 | 48.16 | 51.04 | 53.63 | 50.01 | 53.66 | 50.95 | 48.16 | 53.41 | 50.44 | 46.66 | 52.33 | 45.47 | 44.8 | 51.04 | 50.95 | 47.13
3731 | 40.32 | 42.47 | 34.77 | 40.32 | 42.47 | 34.77 | 40.32 | 42.47 | 34.77 | 40.32 | 42.47 | 34.77 | 40.32 | 42.47 | 34.77 | 40.37 | 42.47 | 34.77 | 40.32 | 42.47 | 34.77 | 40.32 | 45.28 | 37.75 | 40.32 | 42.47 | 34.77 | 39.97 | 42.47 | 34.42 | 39.91 | 41.2 | 0 | 40.32 | 42.47 | 34.77 | 50.91 | 48.43 | 46.17 | 50.91 | 48.43 | 46.17 | 50.91 | 48.43 | 46.17 | 50.91 | 48.43 | 46.17 | 53.46 | 48.43 | 46.66 | 53.46 | 48.43 | 46.66 | 50.91 | 48.43 | 46.66 | 50.91 | 53.5 | 49.88 | 53.46 | 48.43 | 46.66 | 52.92 | 47.95 | 46.2 | 51.85 | 45.47 | 44.8 | 50.91 | 48.43 | 46.17
3732 | 40.15 | 42.47 | 34.07 | 40.15 | 42.47 | 34.07 | 40.15 | 42.47 | 34.07 | 40.15 | 42.47 | 34.07 | 40.15 | 42.47 | 34.07 | 40.37 | 42.47 | 34.07 | 40.15 | 42.47 | 34.07 | 40.15 | 45.12 | 37.59 | 40.15 | 42.47 | 34.07 | 39.97 | 42.47 | 34.42 | 39.75 | 41.2 | 0 | 40.15 | 42.47 | 34.07 | 50.74 | 48.32 | 46.17 | 50.74 | 48.32 | 46.17 | 50.74 | 48.32 | 46.17 | 50.74 | 48.32 | 46.17 | 53.37 | 48.32 | 46.66 | 53.46 | 48.32 | 46.66 | 50.74 | 48.32 | 46.66 | 50.74 | 53.33 | 46.66 | 53.37 | 48.32 | 46.66 | 52.92 | 47.84 | 46.2 | 51.85 | 45.47 | 44.8 | 50.74 | 48.32 | 46.17
3733 | 40.03 | 42.05 | 34.07 | 40.03 | 42.05 | 34.07 | 40.03 | 42.05 | 34.07 | 40.03 | 42.05 | 34.07 | 40.03 | 42.06 | 34.07 | 40.03 | 42.06 | 34.07 | 40.03 | 42.06 | 34.07 | 40.03 | 45 | 37.47 | 40.03 | 42.06 | 34.07 | 39.63 | 42.47 | 34.42 | 39.63 | 41.2 | 0 | 40.03 | 42.05 | 34.07 | 50.62 | 47.18 | 46.17 | 50.62 | 47.18 | 46.17 | 50.62 | 47.18 | 46.17 | 50.62 | 47.18 | 46.17 | 53.25 | 48.14 | 46.66 | 53.46 | 48.14 | 46.66 | 50.62 | 48.14 | 46.66 | 50.62 | 53.21 | 49.6 | 53.25 | 48.14 | 46.66 | 52.92 | 47.66 | 46.2 | 51.85 | 45.95 | 44.8 | 50.62 | 47.18 | 46.17
3734 | 39.94 | 42.78 | 35.65 | 39.94 | 42.78 | 35.65 | 39.94 | 42.78 | 35.65 | 39.94 | 42.78 | 35.65 | 39.94 | 43.09 | 35.65 | 39.97 | 43.09 | 35.65 | 39.94 | 43.09 | 35.65 | 39.94 | 44.9 | 37.37 | 39.94 | 43.09 | 35.65 | 39.57 | 42.66 | 35.3 | 39.54 | 41.81 | 34.59 | 39.94 | 42.78 | 35.65 | 50.53 | 48.43 | 46.17 | 50.53 | 48.43 | 46.17 | 50.53 | 48.43 | 46.17 | 50.53 | 48.43 | 46.17 | 53.15 | 48.92 | 47.65 | 53.68 | 48.92 | 47.65 | 50.53 | 48.92 | 47.65 | 50.53 | 53.11 | 49.5 | 53.15 | 48.92 | 47.65 | 53.15 | 48.43 | 47.16 | 52.08 | 47.66 | 45.7 | 50.53 | 48.43 | 46.17
3735 | 39.65 | 44.61 | 36.59 | 39.65 | 44.61 | 36.59 | 39.65 | 44.61 | 36.59 | 39.65 | 44.61 | 36.59 | 39.65 | 47.01 | 36.59 | 40.35 | 47.14 | 36.59 | 39.65 | 44.61 | 36.59 | 39.65 | 44.61 | 37.08 | 39.65 | 47.01 | 36.59 | 39.98 | 46.91 | 36.23 | 39.98 | 45.06 | 35.85 | 39.65 | 44.61 | 36.59 | 50.24 | 51.03 | 46.68 | 50.24 | 51.03 | 46.68 | 50.24 | 51.03 | 46.68 | 50.24 | 51.03 | 46.68 | 52.86 | 52.08 | 49.1 | 54.48 | 52.08 | 49.1 | 50.24 | 52.08 | 49.1 | 50.24 | 52.82 | 49.21 | 52.86 | 52.08 | 49.1 | 53.94 | 51.54 | 48.61 | 52.85 | 50.52 | 47.15 | 50.24 | 51.03 | 46.68
3736 | 39.46 | 44.42 | 36.89 | 39.46 | 44.42 | 36.89 | 39.46 | 44.42 | 36.89 | 39.46 | 44.42 | 36.89 | 39.46 | 46.82 | 36.89 | 40.16 | 46.97 | 36.89 | 39.46 | 44.42 | 36.89 | 39.46 | 44.42 | 36.89 | 39.46 | 46.82 | 36.89 | 41.21 | 50.02 | 38.02 | 40.38 | 47.56 | 37.26 | 39.46 | 44.42 | 36.89 | 50.05 | 52.63 | 49.02 | 50.05 | 52.63 | 49.02 | 50.05 | 52.63 | 49.02 | 50.05 | 52.63 | 49.02 | 52.67 | 52.74 | 49.02 | 55.63 | 52.74 | 49.02 | 50.05 | 52.63 | 49.02 | 50.05 | 52.63 | 49.02 | 52.67 | 52.74 | 49.02 | 57.92 | 59.1 | 48.93 | 56.77 | 57.92 | 48.93 | 50.05 | 52.63 | 49.02
3737 | 39.51 | 44.47 | 36.94 | 39.51 | 44.47 | 36.94 | 39.51 | 44.47 | 36.94 | 39.51 | 44.47 | 36.94 | 39.51 | 46.87 | 36.94 | 40.21 | 47.02 | 36.94 | 39.51 | 44.47 | 36.94 | 39.51 | 44.47 | 36.94 | 39.51 | 46.87 | 36.94 | 51.94 | 63.11 | 68.11 | 50.9 | 61.85 | 66.08 | 39.51 | 44.47 | 36.94 | 50.1 | 52.68 | 49.07 | 50.1 | 52.68 | 49.07 | 50.1 | 52.68 | 49.07 | 50.1 | 52.68 | 49.07 | 52.72 | 52.79 | 49.07 | 55.68 | 52.79 | 49.07 | 50.1 | 52.68 | 49.07 | 50.1 | 52.68 | 49.07 | 52.72 | 52.79 | 49.07 | 66.34 | 79.87 | 54.01 | 65.02 | 79.22 | 52.93 | 50.1 | 52.68 | 49.07
3738 | 39.51 | 44.48 | 36.94 | 39.51 | 44.48 | 36.94 | 39.51 | 44.48 | 36.94 | 39.51 | 44.48 | 36.94 | 39.51 | 46.87 | 36.94 | 40.22 | 47.03 | 36.94 | 39.51 | 44.48 | 36.94 | 39.51 | 44.48 | 36.94 | 39.51 | 46.87 | 36.94 | 54 | 64.16 | 77.89 | 52.92 | 64.16 | 76.33 | 39.51 | 44.48 | 36.94 | 50.1 | 52.69 | 49.08 | 50.1 | 52.69 | 49.08 | 50.1 | 52.69 | 49.08 | 50.1 | 52.69 | 49.08 | 52.72 | 52.8 | 49.08 | 55.68 | 52.8 | 49.08 | 50.1 | 52.69 | 49.08 | 50.1 | 52.69 | 49.08 | 52.72 | 52.8 | 49.08 | 72.71 | 82.31 | 103.95 | 71.98 | 81.49 | 103.95 | 50.1 | 52.69 | 49.08
3739 | 39.4 | 44.36 | 36.83 | 39.4 | 44.36 | 36.83 | 39.4 | 44.36 | 36.83 | 39.4 | 44.36 | 36.83 | 39.4 | 46.76 | 36.83 | 40.11 | 46.91 | 36.83 | 39.4 | 44.36 | 36.83 | 39.4 | 44.36 | 36.83 | 39.4 | 46.76 | 36.83 | 55.78 | 85.28 | 81.91 | 54.67 | 85.28 | 80.28 | 39.4 | 44.36 | 36.83 | 49.99 | 52.58 | 48.96 | 49.99 | 52.58 | 48.96 | 49.99 | 52.58 | 48.96 | 49.99 | 52.58 | 48.96 | 52.61 | 52.68 | 48.96 | 55.57 | 52.68 | 48.96 | 49.99 | 52.58 | 48.96 | 49.99 | 52.58 | 48.96 | 52.61 | 52.68 | 48.96 | 85 | 99.53 | 104.49 | 85 | 100.29 | 104.59 | 49.99 | 52.58 | 48.96
3740 | 39.24 | 44.2 | 36.66 | 39.24 | 44.2 | 36.66 | 39.24 | 44.2 | 36.67 | 39.24 | 44.2 | 36.67 | 39.24 | 46.6 | 36.67 | 39.95 | 46.75 | 36.67 | 39.24 | 44.2 | 36.66 | 39.24 | 44.2 | 36.67 | 39.24 | 46.6 | 36.67 | 54.39 | 85.28 | 81.91 | 53.31 | 85.28 | 80.28 | 39.24 | 44.2 | 36.66 | 49.83 | 52.42 | 48.8 | 49.83 | 52.42 | 48.8 | 49.83 | 52.42 | 48.8 | 49.83 | 52.42 | 48.8 | 52.45 | 52.52 | 48.8 | 55.41 | 52.52 | 48.8 | 49.83 | 52.42 | 48.8 | 49.83 | 52.42 | 48.8 | 52.45 | 52.52 | 48.8 | 75.43 | 99.53 | 104.49 | 75.43 | 101.55 | 106.62 | 49.83 | 52.42 | 48.8
3741 | 10.33 | 25.6 | 10.33 | 10.33 | 25.6 | 10.33 | 10.33 | 25.6 | 36.56 | 10.33 | 25.6 | 36.56 | 21.17 | 46.48 | 36.56 | 39.83 | 46.64 | 36.56 | 10.33 | 25.6 | 10.33 | 10.33 | 44.09 | 36.56 | 21.17 | 46.48 | 36.56 | 53.45 | 70.49 | 79.5 | 52.39 | 70.49 | 80.28 | 10.33 | 25.6 | 10.33 | 10.33 | 51.19 | 48.69 | 10.33 | 51.19 | 48.69 | 10.33 | 51.19 | 48.69 | 10.33 | 51.19 | 48.69 | 52.34 | 52.41 | 48.69 | 55.29 | 52.41 | 48.69 | 10.33 | 51.61 | 48.69 | 36.14 | 52.3 | 48.69 | 52.34 | 52.41 | 48.69 | 72.57 | 94.89 | 103.5 | 71.85 | 96.82 | 106.62 | 10.33 | 51.19 | 48.69
3742 | 0 | 0.01 | 0 | 0 | 0.01 | 0 | 0 | 0.01 | 35.12 | 0 | 0.01 | 35.12 | 20.68 | 46.44 | 36.51 | 39.79 | 46.59 | 36.51 | 0 | 0.01 | 0 | 0 | 44.05 | 36.51 | 20.68 | 46.44 | 36.51 | 48.67 | 63.12 | 74.51 | 48.67 | 63.12 | 74.51 | 0 | 0.01 | 0 | 0 | 43.47 | 46.17 | 0 | 43.47 | 46.17 | 0 | 43.47 | 46.17 | 0 | 43.47 | 46.17 | 32 | 52.37 | 48.65 | 55.25 | 52.37 | 48.65 | 0 | 43.47 | 46.17 | 0 | 52.26 | 48.65 | 32 | 52.37 | 48.65 | 67.06 | 81.49 | 101.87 | 67.06 | 82.45 | 103.95 | 0 | 43.47 | 46.17
3743 | 0 | 0 | 0 | 0 | 0 | 0 | 0 | 0 | 32.39 | 0 | 0 | 32.39 | 8.56 | 45.46 | 35.53 | 38.81 | 45.61 | 35.53 | 0 | 0 | 0 | 0 | 43.07 | 35.53 | 8.56 | 45.46 | 35.53 | 40.53 | 63.12 | 38.24 | 39.72 | 63.11 | 39.02 | 0 | 0 | 0 | 0 | 10.33 | 46.17 | 0 | 10.33 | 46.17 | 0 | 10.33 | 46.17 | 0 | 10.33 | 46.17 | 8.56 | 51.39 | 47.67 | 54.27 | 51.39 | 47.67 | 0 | 10.33 | 46.17 | 0 | 51.28 | 47.67 | 8.56 | 51.39 | 47.67 | 60.47 | 79.05 | 49.78 | 59.26 | 80.66 | 101.01 | 0 | 10.33 | 46.17
3744 | 0 | 0 | 0 | 0 | 0 | 0 | 0 | 0 | 32.39 | 0 | 0 | 32.39 | 8.03 | 44.92 | 35 | 38.27 | 45.08 | 35 | 0 | 0 | 0 | 0 | 42.53 | 35 | 8.03 | 44.92 | 35 | 39.06 | 61.79 | 35.35 | 38.28 | 60.55 | 35.35 | 0 | 0 | 0 | 0 | 10.33 | 41.5 | 0 | 10.33 | 41.5 | 0 | 10.33 | 41.5 | 0 | 10.33 | 46.17 | 8.03 | 50.85 | 47.13 | 53.73 | 50.85 | 47.13 | 0 | 10.33 | 41.5 | 0 | 50.74 | 47.13 | 8.03 | 50.85 | 47.13 | 55.89 | 77.47 | 47.61 | 54.78 | 79.05 | 48.58 | 0 | 10.33 | 41.5
3745 | 0 | 0 | 0 | 0 | 0 | 0 | 0 | 0 | 32.39 | 0 | 0 | 32.39 | 7.51 | 44.41 | 34.48 | 37.76 | 44.56 | 34.48 | 0 | 0 | 0 | 0 | 42.01 | 34.48 | 7.51 | 44.41 | 34.48 | 38.38 | 61.2 | 34.83 | 37.61 | 59.98 | 34.83 | 0 | 0 | 0 | 0 | 10.33 | 10.33 | 0 | 10.33 | 10.33 | 0 | 10.33 | 10.33 | 0 | 10.33 | 46.17 | 7.51 | 50.33 | 46.62 | 53.22 | 50.33 | 46.62 | 0 | 10.33 | 10.33 | 0 | 50.23 | 46.62 | 7.51 | 50.33 | 46.62 | 54.47 | 75.91 | 46.15 | 53.38 | 77.46 | 46.63 | 0 | 10.33 | 10.33
3746 | 0 | 0 | 0 | 0 | 0 | 0 | 0 | 0 | 0 | 0 | 0 | 0 | 7.15 | 44.04 | 34.12 | 37.39 | 44.2 | 34.12 | 0 | 0 | 0 | 0 | 0 | 28.21 | 7.15 | 44.04 | 34.12 | 38.38 | 48.53 | 34.42 | 37.61 | 47.56 | 34.42 | 0 | 0 | 0 | 0 | 10.33 | 10.33 | 0 | 10.33 | 10.33 | 0 | 10.33 | 10.33 | 0 | 10.33 | 46.17 | 7.15 | 49.97 | 46.25 | 52.85 | 49.97 | 46.25 | 0 | 46.6 | 44.4 | 0 | 46.6 | 44.4 | 7.15 | 49.97 | 46.25 | 53.39 | 60.05 | 45.79 | 52.32 | 61.28 | 46.63 | 0 | 10.33 | 10.33
3747 | 0 | 0 | 0 | 0 | 0 | 0 | 0 | 0 | 0 | 0 | 0 | 0 | 6.97 | 43.86 | 33.94 | 37.22 | 44.02 | 33.94 | 0 | 0 | 0 | 0 | 0 | 0 | 6.97 | 43.86 | 33.94 | 38.38 | 48.53 | 34.42 | 37.61 | 47.56 | 34.42 | 0 | 0 | 0 | 0 | 10.33 | 6.97 | 0 | 10.33 | 6.97 | 0 | 10.33 | 6.97 | 0 | 10.33 | 46.08 | 6.97 | 49.79 | 46.07 | 52.68 | 49.79 | 46.07 | 0 | 10.33 | 6.97 | 0 | 10.33 | 6.97 | 6.97 | 49.79 | 46.07 | 53.21 | 60.05 | 45.61 | 52.14 | 61.28 | 46.54 | 0 | 10.33 | 6.97
3748 | 0 | 0 | 0 | 0 | 0 | 0 | 0 | 0 | 0 | 0 | 0 | 0 | 7.02 | 43.92 | 33.99 | 37.27 | 44.07 | 33.99 | 0 | 0 | 0 | 0 | 0 | 0 | 7.02 | 43.92 | 33.99 | 38.38 | 48.53 | 34.42 | 38.38 | 49.52 | 34.42 | 0 | 0 | 0 | 0 | 10.33 | 0 | 0 | 10.33 | 0 | 0 | 10.33 | 0 | 0 | 10.33 | 46.13 | 7.02 | 49.85 | 28.25 | 52.73 | 49.85 | 46.13 | 0 | 10.33 | 0 | 0 | 10.33 | 0 | 7.02 | 49.85 | 28.25 | 53.37 | 60.05 | 45.67 | 53.37 | 61.28 | 46.6 | 0 | 10.33 | 0
3749 | 0 | 0 | 0 | 0 | 0 | 0 | 0.56 | 0 | 34.82 | 0.56 | 0 | 34.82 | 7.85 | 44.75 | 34.82 | 38.09 | 44.9 | 34.82 | 0 | 0 | 0 | 0 | 0 | 0 | 7.85 | 44.75 | 34.82 | 40.5 | 57.75 | 35.17 | 40.5 | 58.93 | 35.89 | 0.56 | 0 | 0 | 0 | 10.33 | 0 | 0 | 10.33 | 0 | 0 | 10.33 | 0 | 0 | 48.43 | 46.17 | 29.93 | 50.67 | 46.95 | 53.56 | 50.67 | 46.95 | 0 | 46.6 | 45.1 | 0 | 46.6 | 45.1 | 29.93 | 50.67 | 46.95 | 60.14 | 70.65 | 46.48 | 60.14 | 74.32 | 66.25 | 0 | 10.33 | 0
3750 | 9.14 | 10.33 | 0 | 9.14 | 10.33 | 0 | 10.33 | 10.33 | 36.11 | 10.33 | 10.33 | 36.11 | 38.68 | 46.04 | 36.11 | 39.39 | 46.19 | 36.11 | 9.14 | 10.34 | 0 | 9.14 | 10.34 | 0 | 38.68 | 46.04 | 36.11 | 51.22 | 59.67 | 36.48 | 51.22 | 60.89 | 37.22 | 10.33 | 10.33 | 0 | 10.33 | 48.43 | 10.33 | 10.33 | 48.43 | 10.33 | 10.33 | 48.43 | 10.33 | 10.33 | 48.43 | 45.23 | 51.89 | 51.97 | 48.25 | 54.85 | 51.97 | 48.25 | 10.33 | 51.61 | 48.25 | 10.33 | 51.61 | 48.25 | 51.89 | 51.97 | 48.25 | 71.42 | 70.65 | 47.77 | 71.42 | 72.29 | 66.25 | 10.33 | 48.43 | 10.33
3751 | 10.33 | 10.33 | 0 | 10.33 | 10.33 | 0 | 10.33 | 10.33 | 35.12 | 10.33 | 10.33 | 35.12 | 39.79 | 47.15 | 37.22 | 40.5 | 47.31 | 37.22 | 10.33 | 24.15 | 0 | 10.33 | 24.15 | 0 | 39.79 | 47.15 | 37.22 | 51.87 | 55.57 | 36.85 | 51.87 | 56.7 | 37.6 | 10.33 | 10.33 | 0 | 10.33 | 48.43 | 10.33 | 10.33 | 48.43 | 10.33 | 10.33 | 48.43 | 10.33 | 10.33 | 48.43 | 44.78 | 53 | 53.08 | 48.53 | 55.96 | 53.08 | 48.53 | 10.33 | 51.61 | 48.53 | 10.33 | 51.61 | 48.53 | 53 | 53.08 | 48.53 | 71.42 | 53.61 | 48.05 | 71.42 | 66.24 | 49.03 | 10.33 | 48.43 | 10.33
3752 | 10.33 | 10.33 | 0 | 10.33 | 10.33 | 0 | 10.33 | 10.33 | 32.39 | 10.33 | 10.33 | 32.39 | 40.31 | 47.67 | 36.94 | 41.02 | 47.82 | 36.94 | 10.33 | 10.33 | 0 | 10.33 | 10.33 | 0 | 40.31 | 47.67 | 36.94 | 50.5 | 48.31 | 35.47 | 50.5 | 48.81 | 35.47 | 10.33 | 10.33 | 0 | 10.33 | 48.43 | 10.33 | 10.33 | 48.43 | 10.33 | 10.33 | 48.43 | 10.33 | 10.33 | 48.43 | 43.03 | 53.52 | 53.59 | 46.21 | 56.48 | 53.59 | 46.21 | 10.33 | 51.61 | 46.21 | 10.33 | 51.61 | 46.21 | 53.52 | 53.59 | 46.21 | 60.41 | 54.14 | 44.83 | 60.41 | 55.24 | 45.75 | 10.33 | 48.43 | 10.33
3753 | 10.33 | 10.33 | 0 | 10.33 | 10.33 | 0 | 10.33 | 10.33 | 32.07 | 10.33 | 10.33 | 32.07 | 40.24 | 47.3 | 34.78 | 40.95 | 47.3 | 34.78 | 10.33 | 10.33 | 0 | 10.33 | 10.33 | 0 | 40.24 | 47.3 | 34.78 | 44.71 | 46.83 | 34.42 | 43.82 | 45.89 | 34.42 | 10.33 | 10.33 | 0 | 11.5 | 48.29 | 10.33 | 11.5 | 48.29 | 10.33 | 11.5 | 48.29 | 10.33 | 11.5 | 48.43 | 10.33 | 53.46 | 51.83 | 28.2 | 56.41 | 51.83 | 45.75 | 11.5 | 48.29 | 10.33 | 11.5 | 48.29 | 10.33 | 53.46 | 51.83 | 28.2 | 58.82 | 51.31 | 44.8 | 58.82 | 51.31 | 44.8 | 11.5 | 48.29 | 10.33
3754 | 10.33 | 10.3 | 0 | 10.33 | 10.3 | 0 | 10.33 | 10.3 | 19.88 | 10.33 | 10.3 | 19.88 | 40.25 | 40.79 | 19.88 | 40.39 | 40.79 | 31.62 | 10.33 | 10.3 | 0 | 10.33 | 10.3 | 0 | 40.25 | 40.79 | 19.88 | 39.98 | 40.38 | 30.69 | 39.18 | 39.57 | 30.69 | 10.33 | 10.3 | 0 | 10.33 | 42.8 | 0 | 10.33 | 42.8 | 0 | 10.33 | 42.8 | 0 | 10.33 | 43.67 | 0 | 53.46 | 45.93 | 10.71 | 54.47 | 45.93 | 43.9 | 10.33 | 42.8 | 0 | 10.33 | 42.8 | 0 | 53.46 | 45.93 | 10.71 | 53.93 | 45.47 | 43.9 | 52.85 | 46.4 | 44.8 | 10.33 | 42.8 | 0
3755 | 10.33 | 0 | 0 | 10.33 | 0 | 0 | 10.33 | 0 | 0 | 10.33 | 0 | 0 | 40.19 | 41.2 | 19.88 | 40.8 | 41.2 | 33.06 | 10.33 | 0 | 0 | 10.33 | 0 | 0 | 40.19 | 41.2 | 19.88 | 40.39 | 41.2 | 32.73 | 39.58 | 40.37 | 32.73 | 10.33 | 0 | 0 | 10.33 | 10.33 | 0 | 10.33 | 10.33 | 0 | 10.33 | 10.33 | 0 | 10.33 | 10.33 | 0 | 53.41 | 47.34 | 10.65 | 56.12 | 47.34 | 43.9 | 10.33 | 10.33 | 0 | 10.33 | 10.33 | 0 | 53.41 | 47.34 | 10.65 | 55.55 | 46.87 | 43.9 | 54.45 | 46.87 | 44.8 | 10.33 | 10.33 | 0
3756 | 10.33 | 0 | 0 | 10.33 | 0 | 0 | 10.33 | 0 | 0 | 10.33 | 0 | 0 | 39.56 | 33.67 | 0 | 39.56 | 33.67 | 10.47 | 10.33 | 0 | 0 | 10.33 | 0 | 0 | 39.56 | 33.67 | 10.47 | 39.16 | 33.34 | 10.36 | 38.38 | 32.67 | 10.15 | 10.33 | 0 | 0 | 10.33 | 10.33 | 0 | 10.33 | 10.33 | 0 | 10.33 | 10.33 | 0 | 10.33 | 10.33 | 0 | 53.22 | 45.93 | 10.47 | 54.47 | 45.93 | 43.9 | 10.33 | 10.33 | 0 | 10.33 | 10.33 | 0 | 53.22 | 45.93 | 10.47 | 53.93 | 45.47 | 43.9 | 52.85 | 45.47 | 44.8 | 10.33 | 10.33 | 0
3757 | 10.33 | 0 | 0 | 10.33 | 0 | 0 | 10.33 | 0 | 0 | 10.33 | 0 | 0 | 38.25 | 30.91 | 0 | 38.25 | 30.91 | 0 | 10.33 | 0 | 0 | 10.33 | 0 | 0 | 38.25 | 30.91 | 10.43 | 37.86 | 30.6 | 0 | 37.11 | 29.69 | 0 | 10.33 | 0 | 0 | 10.33 | 10.33 | 0 | 10.33 | 10.33 | 0 | 10.33 | 10.33 | 0 | 10.33 | 10.33 | 0 | 49.61 | 39.53 | 10.43 | 49.61 | 39.53 | 43.16 | 10.33 | 10.33 | 0 | 10.33 | 10.33 | 0 | 49.61 | 39.53 | 10.43 | 49.12 | 39.14 | 43.6 | 48.14 | 39.14 | 44.05 | 10.33 | 10.33 | 0
3758 | 0 | 0 | 0 | 0 | 0 | 0 | 10.33 | 0 | 0 | 10.33 | 0 | 0 | 38.25 | 30.91 | 0 | 38.25 | 30.91 | 0 | 0 | 0 | 0 | 0 | 0 | 0 | 38.25 | 30.91 | 10.34 | 37.86 | 30.6 | 0 | 37.11 | 0 | 0 | 10.33 | 0 | 0 | 10.33 | 10.33 | 0 | 10.33 | 10.33 | 0 | 10.33 | 10.33 | 0 | 10.33 | 10.33 | 0 | 49.61 | 40.34 | 10.34 | 49.61 | 40.34 | 44.04 | 10.33 | 10.33 | 0 | 10.33 | 10.33 | 0 | 49.61 | 40.34 | 10.34 | 49.12 | 39.94 | 44.48 | 48.14 | 39.52 | 44.48 | 10.33 | 10.33 | 0
3759 | 10.14 | 0 | 0 | 10.14 | 0 | 0 | 10.33 | 0 | 30.07 | 10.33 | 0 | 30.07 | 39.02 | 38.57 | 31.3 | 39.02 | 38.58 | 31.3 | 10.14 | 0 | 0 | 10.14 | 0 | 0 | 39.02 | 38.58 | 31.3 | 38.63 | 38.19 | 30.99 | 37.86 | 0 | 30.37 | 10.33 | 0 | 0 | 10.33 | 10.33 | 0 | 10.33 | 10.33 | 0 | 10.33 | 10.33 | 0 | 10.33 | 10.33 | 0 | 52.89 | 45.93 | 28.2 | 53.2 | 45.93 | 45.25 | 10.33 | 10.33 | 0 | 10.33 | 10.33 | 0 | 52.89 | 45.93 | 28.2 | 52.67 | 45.47 | 44.8 | 51.61 | 45.47 | 44.8 | 10.33 | 10.33 | 0
3760 | 10.33 | 10.17 | 0 | 10.33 | 10.17 | 0 | 10.33 | 10.17 | 34.43 | 10.33 | 10.17 | 34.43 | 39.42 | 44.75 | 35.13 | 39.56 | 44.75 | 35.13 | 10.33 | 10.17 | 0 | 10.33 | 10.17 | 0 | 39.42 | 44.75 | 35.13 | 39.16 | 44.3 | 34.78 | 38.38 | 10.28 | 34.78 | 10.33 | 10.17 | 0 | 10.33 | 10.33 | 0 | 10.33 | 10.33 | 0 | 10.33 | 10.33 | 44.35 | 10.33 | 48.43 | 44.35 | 52.64 | 49 | 45.25 | 54.47 | 49 | 45.25 | 10.33 | 10.33 | 0 | 10.33 | 10.33 | 0 | 52.64 | 49 | 45.25 | 53.93 | 49 | 44.8 | 52.85 | 49 | 44.8 | 10.33 | 10.33 | 0
3761 | 10.33 | 10.33 | 0 | 10.33 | 10.33 | 0 | 10.33 | 10.33 | 35.12 | 10.33 | 10.33 | 35.12 | 39.35 | 46.7 | 35.83 | 40.05 | 46.85 | 35.83 | 10.33 | 10.33 | 0 | 10.33 | 10.33 | 0 | 39.35 | 46.7 | 35.83 | 40.46 | 47.32 | 35.47 | 39.65 | 46.38 | 35.47 | 10.33 | 10.33 | 0 | 10.33 | 10.33 | 0 | 10.33 | 10.33 | 0 | 10.33 | 10.33 | 45.73 | 10.33 | 48.43 | 45.73 | 52.56 | 52.63 | 46.66 | 55.51 | 52.63 | 46.66 | 10.33 | 10.33 | 0 | 10.33 | 10.33 | 0 | 52.56 | 52.63 | 46.66 | 57.83 | 53.16 | 46.2 | 57.83 | 52.95 | 46.2 | 10.33 | 10.33 | 0
3762 | 10.33 | 10.33 | 0 | 10.33 | 10.33 | 0 | 10.33 | 10.33 | 36.77 | 10.33 | 10.33 | 36.77 | 39.34 | 46.7 | 36.77 | 40.04 | 46.85 | 36.77 | 10.33 | 10.33 | 0 | 10.33 | 10.33 | 0 | 39.34 | 46.7 | 36.77 | 44.71 | 55.83 | 37.49 | 43.82 | 54.71 | 37.49 | 10.33 | 10.33 | 0 | 10.33 | 13.78 | 0 | 10.33 | 13.78 | 0 | 10.33 | 13.78 | 46.17 | 10.33 | 48.43 | 46.17 | 52.55 | 52.62 | 48.31 | 55.51 | 52.62 | 48.31 | 10.33 | 46.6 | 48.31 | 10.33 | 46.6 | 48.31 | 52.55 | 52.62 | 48.31 | 62.58 | 59.88 | 47.83 | 61.33 | 58.69 | 47.83 | 10.33 | 13.78 | 0
3763 | 9.69 | 10.33 | 0 | 9.69 | 10.33 | 0 | 10.33 | 10.33 | 36.66 | 10.33 | 10.33 | 36.66 | 39.23 | 46.59 | 36.66 | 39.94 | 46.74 | 36.66 | 9.69 | 10.39 | 0 | 9.69 | 10.39 | 0 | 39.23 | 46.59 | 36.66 | 46.62 | 62.43 | 56.1 | 46.62 | 61.18 | 54.98 | 10.33 | 10.33 | 0 | 10.33 | 10.33 | 0 | 10.33 | 48.43 | 0 | 10.33 | 48.43 | 48.26 | 10.33 | 48.43 | 48.26 | 52.44 | 52.52 | 48.8 | 55.4 | 52.52 | 48.8 | 10.33 | 51.61 | 48.8 | 10.33 | 51.61 | 48.8 | 52.44 | 52.52 | 48.8 | 72.87 | 76.59 | 49.78 | 71.42 | 76.59 | 49.78 | 10.33 | 10.33 | 0
3764 | 0 | 0 | 0 | 0 | 10.33 | 0 | 10.33 | 10.33 | 36.5 | 10.33 | 10.33 | 36.5 | 39.07 | 46.43 | 36.5 | 39.78 | 46.59 | 36.5 | 0 | 39.87 | 34.67 | 0 | 39.87 | 34.67 | 39.07 | 46.43 | 36.5 | 46.24 | 62.43 | 57.26 | 45.32 | 61.19 | 56.11 | 0 | 0 | 0 | 10.33 | 0 | 0 | 10.33 | 48.43 | 0 | 10.33 | 48.43 | 48.64 | 10.33 | 48.43 | 48.64 | 52.28 | 52.36 | 48.64 | 55.24 | 52.36 | 48.64 | 10.33 | 51.61 | 48.64 | 10.33 | 51.61 | 48.64 | 52.28 | 52.36 | 48.64 | 72.87 | 76.59 | 75.42 | 71.42 | 76.59 | 75.42 | 10.33 | 0 | 0
3765 | 0 | 0 | 0 | 0 | 10.33 | 0 | 10.33 | 10.33 | 36.39 | 10.33 | 10.33 | 36.39 | 38.95 | 46.31 | 36.39 | 39.66 | 46.47 | 36.39 | 0 | 26.13 | 28.21 | 0 | 26.13 | 28.21 | 38.95 | 46.31 | 36.39 | 45.62 | 62.43 | 57.26 | 44.71 | 62.43 | 57.26 | 0 | 0 | 0 | 9.41 | 0 | 0 | 9.41 | 10.33 | 0 | 10.21 | 10.33 | 46.17 | 10.21 | 48.43 | 46.17 | 52.17 | 52.24 | 48.52 | 55.12 | 52.24 | 48.52 | 9.41 | 51.61 | 48.52 | 9.41 | 51.61 | 48.52 | 52.17 | 52.24 | 48.52 | 72.14 | 76.59 | 75.42 | 70.71 | 77.36 | 75.42 | 10.21 | 0 | 0
3766 | 0 | 0 | 0 | 0 | 0 | 0 | 0 | 0 | 35.12 | 0 | 0 | 35.12 | 21.17 | 46.25 | 36.32 | 39.6 | 46.4 | 36.32 | 0 | 39.72 | 36.32 | 0 | 39.72 | 36.32 | 21.17 | 46.25 | 36.32 | 46.39 | 62.43 | 57.26 | 45.46 | 62.43 | 57.26 | 0 | 0 | 0 | 0 | 0 | 0 | 0 | 10.33 | 0 | 0 | 10.33 | 46.17 | 0 | 48.43 | 46.17 | 32 | 52.18 | 48.46 | 55.06 | 52.18 | 48.46 | 0 | 51.61 | 48.46 | 0 | 51.61 | 48.46 | 32 | 52.18 | 48.46 | 63.65 | 76.59 | 75.42 | 62.38 | 76.59 | 75.42 | 0 | 0 | 0
3767 | 0 | 0 | 0 | 0 | 0 | 0 | 0 | 0 | 35.12 | 0 | 0 | 35.12 | 20.68 | 45.41 | 35.48 | 38.76 | 45.56 | 35.48 | 0 | 0 | 0 | 0 | 0 | 0 | 20.68 | 45.41 | 35.48 | 39.98 | 61.38 | 58.42 | 39.19 | 60.16 | 57.26 | 0 | 0 | 0 | 0 | 0 | 0 | 0 | 0 | 0 | 0 | 0 | 10.33 | 0 | 48.43 | 46.17 | 29.93 | 51.33 | 47.61 | 54.22 | 51.33 | 47.61 | 0 | 48.77 | 47.61 | 0 | 48.77 | 47.61 | 29.93 | 51.33 | 47.61 | 55.89 | 76.59 | 75.42 | 55.34 | 76.59 | 76.95 | 0 | 0 | 0
3768 | 0 | 0 | 0 | 0 | 0 | 0 | 0 | 0 | 35.09 | 0 | 0 | 35.09 | 8.12 | 45.02 | 35.09 | 38.37 | 45.17 | 35.09 | 0 | 38.46 | 35.09 | 0 | 38.46 | 35.09 | 8.12 | 45.02 | 35.09 | 39.56 | 56.64 | 58.42 | 38.77 | 56.64 | 58.42 | 0 | 0 | 0 | 0 | 0 | 0 | 0 | 0 | 0 | 0 | 0 | 10.33 | 0 | 48.43 | 46.17 | 8.12 | 50.95 | 47.23 | 53.83 | 50.95 | 47.23 | 0 | 50.84 | 47.23 | 0 | 50.84 | 47.23 | 8.12 | 50.95 | 47.23 | 55.53 | 76.59 | 76.18 | 54.43 | 78.14 | 76.95 | 0 | 0 | 0
3769 | 0 | 0 | 0 | 0 | 0 | 0 | 0 | 0 | 32.07 | 0 | 0 | 32.07 | 7.66 | 44.56 | 34.63 | 37.91 | 44.71 | 34.63 | 0 | 38 | 32.8 | 0 | 38 | 32.8 | 7.66 | 44.56 | 34.63 | 38.77 | 60.76 | 58.42 | 38.38 | 60.76 | 58.42 | 0 | 0 | 0 | 0 | 0 | 0 | 0 | 0 | 0 | 0 | 0 | 0 | 0 | 48.43 | 46.17 | 7.66 | 50.48 | 46.76 | 53.37 | 50.48 | 46.76 | 0 | 50.38 | 46.76 | 0 | 50.38 | 46.76 | 7.66 | 50.48 | 46.76 | 55.53 | 76.59 | 76.18 | 54.43 | 78.14 | 76.95 | 0 | 0 | 0
3770 | 0 | 0 | 0 | 0 | 0 | 0 | 0 | 0 | 34.09 | 0 | 0 | 34.09 | 7.34 | 44.24 | 34.31 | 37.59 | 44.39 | 34.31 | 0 | 37.68 | 32.48 | 0 | 37.68 | 32.48 | 7.34 | 44.24 | 34.31 | 38.38 | 60.76 | 58.42 | 38.38 | 60.76 | 58.42 | 0 | 0 | 0 | 0 | 0 | 0 | 0 | 0 | 0 | 0 | 0 | 10.33 | 0 | 48.43 | 46.17 | 7.34 | 50.16 | 46.45 | 53.05 | 50.16 | 46.45 | 0 | 50.06 | 46.45 | 0 | 50.06 | 46.45 | 7.34 | 50.16 | 46.45 | 54.95 | 76.59 | 76.18 | 53.86 | 78.14 | 76.95 | 0 | 0 | 0
3771 | 0 | 0 | 0 | 0 | 0 | 0 | 0 | 0 | 34.03 | 0 | 0 | 34.03 | 7.06 | 43.96 | 34.03 | 37.31 | 44.11 | 34.03 | 0 | 37.4 | 34.03 | 0 | 37.4 | 34.03 | 7.06 | 43.96 | 34.03 | 38.38 | 56.63 | 58.42 | 38.38 | 56.63 | 58.42 | 0 | 0 | 0 | 0 | 0 | 0 | 0 | 0 | 0 | 0 | 0 | 46.17 | 0 | 48.43 | 46.17 | 7.06 | 49.88 | 46.17 | 52.77 | 49.88 | 46.17 | 0 | 49.78 | 46.17 | 0 | 49.78 | 46.17 | 7.06 | 49.88 | 46.17 | 54.95 | 76.59 | 75.42 | 53.86 | 78.14 | 76.95 | 0 | 0 | 0
3772 | 0 | 0 | 0 | 0 | 0 | 0 | 0 | 0 | 34.08 | 0 | 0 | 34.08 | 7.11 | 44.01 | 34.08 | 37.36 | 44.16 | 34.08 | 0 | 37.45 | 34.08 | 0 | 37.45 | 34.08 | 7.11 | 44.01 | 34.08 | 39.96 | 57.2 | 58.42 | 39.16 | 58.36 | 58.42 | 0 | 0 | 0 | 0 | 0 | 0 | 0 | 10.33 | 0 | 0 | 10.33 | 46.17 | 0 | 48.43 | 46.17 | 7.11 | 49.93 | 46.22 | 52.82 | 49.93 | 46.22 | 0 | 49.83 | 46.22 | 0 | 49.83 | 46.22 | 7.11 | 49.93 | 46.22 | 56.46 | 76.59 | 75.42 | 55.34 | 76.83 | 75.42 | 0 | 0 | 0
3773 | 10.33 | 0.01 | 0 | 10.33 | 7.65 | 0 | 10.33 | 7.65 | 34.63 | 10.33 | 7.65 | 34.63 | 21.17 | 44.55 | 34.63 | 37.9 | 44.71 | 34.63 | 10.33 | 42.16 | 34.63 | 10.33 | 42.16 | 34.63 | 21.17 | 44.55 | 34.63 | 43.9 | 62.43 | 58.42 | 43.03 | 63.66 | 58.42 | 10.33 | 0.01 | 0 | 10.33 | 0 | 0 | 10.33 | 10.33 | 0 | 10.33 | 10.33 | 46.17 | 10.33 | 48.43 | 46.17 | 32 | 50.48 | 46.76 | 53.36 | 50.48 | 46.76 | 10.33 | 50.37 | 46.76 | 10.33 | 50.37 | 46.76 | 32 | 50.48 | 46.76 | 63.27 | 76.59 | 75.42 | 63.91 | 76.59 | 75.42 | 10.33 | 0 | 0
3774 | 10.33 | 10.13 | 0 | 10.33 | 14.16 | 0 | 38.35 | 14.16 | 35.79 | 38.35 | 14.16 | 35.79 | 38.35 | 45.71 | 35.79 | 39.06 | 45.87 | 35.79 | 18.29 | 43.32 | 35.79 | 18.29 | 43.32 | 35.79 | 38.35 | 45.71 | 35.79 | 52.92 | 62.43 | 58.42 | 51.87 | 62.43 | 57.26 | 10.33 | 10.13 | 0 | 36.14 | 0 | 0 | 36.14 | 49.42 | 0 | 48.94 | 49.42 | 46.17 | 48.94 | 49.42 | 46.17 | 51.57 | 51.64 | 47.92 | 54.52 | 51.64 | 47.92 | 36.14 | 51.53 | 47.92 | 36.14 | 51.53 | 47.92 | 51.57 | 51.64 | 47.92 | 72.14 | 76.59 | 75.42 | 71.42 | 75.06 | 73.91 | 36.14 | 0 | 0
3775 | 17.92 | 10.13 | 0 | 17.92 | 10.34 | 0 | 39.49 | 10.34 | 36.93 | 39.49 | 10.34 | 36.93 | 39.49 | 46.85 | 36.93 | 40.2 | 47.01 | 36.93 | 39.49 | 44.46 | 36.93 | 39.49 | 44.46 | 36.93 | 39.49 | 46.85 | 36.93 | 53.46 | 62.43 | 57.26 | 52.39 | 61.19 | 55.54 | 17.92 | 10.13 | 0 | 50.08 | 0 | 0 | 50.08 | 48.67 | 0 | 50.08 | 48.67 | 46.17 | 50.08 | 48.67 | 46.17 | 52.7 | 52.78 | 49.06 | 55.66 | 52.78 | 49.06 | 50.08 | 52.67 | 49.06 | 50.08 | 52.67 | 49.06 | 52.7 | 52.78 | 49.06 | 72.87 | 76.59 | 68.3 | 71.42 | 74.3 | 49.78 | 50.08 | 0 | 0
3776 | 17.92 | 10.13 | 0 | 17.92 | 10.33 | 0 | 40 | 10.33 | 35.12 | 40 | 10.33 | 35.12 | 40 | 47.36 | 37.44 | 40.71 | 47.52 | 37.44 | 40 | 44.97 | 37.44 | 40 | 44.97 | 37.44 | 40 | 47.36 | 37.44 | 53.76 | 62.43 | 43.51 | 52.69 | 60.56 | 38.24 | 17.92 | 10.13 | 0 | 50.59 | 0 | 0 | 50.59 | 48.43 | 0 | 50.59 | 48.43 | 0 | 50.59 | 48.43 | 0 | 53.22 | 53.29 | 49.57 | 56.17 | 53.29 | 49.57 | 50.59 | 53.18 | 49.57 | 50.59 | 53.18 | 49.57 | 53.22 | 53.29 | 49.57 | 72.87 | 65.1 | 54.13 | 71.42 | 52.95 | 49.78 | 50.59 | 0 | 0
3777 | 40 | 10.13 | 0 | 40 | 10.33 | 0 | 40 | 10.33 | 0 | 40 | 10.33 | 0 | 40 | 47.36 | 37.43 | 40.71 | 47.51 | 37.43 | 40 | 44.96 | 37.43 | 40 | 44.96 | 37.43 | 40 | 47.36 | 37.43 | 57.23 | 61.81 | 51.19 | 56.09 | 10.44 | 34.42 | 40 | 10.13 | 0 | 50.59 | 10.33 | 0 | 50.59 | 10.33 | 0 | 50.59 | 10.33 | 0 | 50.59 | 10.33 | 0 | 53.21 | 53.28 | 49.34 | 56.17 | 53.28 | 49.34 | 50.59 | 53.18 | 49.34 | 50.59 | 53.18 | 49.34 | 53.21 | 53.28 | 49.34 | 94.54 | 76.21 | 48.85 | 92.65 | 47.66 | 44.8 | 50.59 | 10.33 | 0
3778 | 39.98 | 10.13 | 0 | 39.98 | 10.33 | 0 | 39.98 | 10.33 | 0 | 39.98 | 10.33 | 0 | 40.07 | 47.3 | 35.49 | 40.78 | 47.3 | 35.49 | 40.07 | 45.03 | 35.49 | 40.07 | 45.03 | 35.49 | 40.07 | 47.3 | 35.49 | 41.21 | 46.83 | 35.14 | 40.38 | 10.44 | 0 | 39.98 | 10.13 | 0 | 50.66 | 10.33 | 0 | 50.66 | 10.33 | 0 | 50.66 | 10.33 | 0 | 50.66 | 10.33 | 0 | 53.28 | 51.61 | 46.45 | 56.24 | 51.61 | 46.45 | 50.66 | 51.61 | 46.45 | 50.66 | 51.61 | 46.45 | 53.28 | 51.61 | 46.45 | 56.81 | 50.01 | 45.98 | 55.67 | 10.44 | 44.8 | 50.66 | 10.33 | 0
3779 | 37.63 | 0.01 | 0 | 37.63 | 0.01 | 0 | 38.39 | 0.01 | 0 | 38.39 | 0.01 | 0 | 40.01 | 42.66 | 34.77 | 40.01 | 42.66 | 34.77 | 37.63 | 42.66 | 34.77 | 37.63 | 42.66 | 34.77 | 40.01 | 42.66 | 34.77 | 39.98 | 42.22 | 34.42 | 39.18 | 0.01 | 0 | 37.63 | 0.01 | 0 | 50.6 | 0 | 0 | 50.6 | 0 | 0 | 50.6 | 0 | 0 | 50.6 | 0 | 0 | 53.22 | 49.13 | 46.22 | 54.47 | 49.13 | 46.22 | 50.6 | 49.13 | 46.22 | 50.6 | 49.13 | 46.22 | 53.22 | 49.13 | 46.22 | 53.93 | 47.66 | 44.8 | 52.85 | 0 | 0 | 50.6 | 0 | 0
3780 | 36.86 | 0.01 | 0 | 36.86 | 0.01 | 0 | 37.61 | 0.01 | 0 | 37.61 | 0.01 | 0 | 39.15 | 42.55 | 32.59 | 39.15 | 42.55 | 32.59 | 36.86 | 42.55 | 32.59 | 36.86 | 42.55 | 32.59 | 39.15 | 42.55 | 32.59 | 38.76 | 42.11 | 32.27 | 37.99 | 0.01 | 0 | 36.86 | 0.01 | 0 | 50.26 | 0 | 0 | 50.26 | 0 | 0 | 50.26 | 0 | 0 | 50.26 | 0 | 0 | 53.1 | 47.83 | 46.21 | 53.4 | 47.83 | 46.21 | 50.26 | 47.83 | 46.21 | 50.26 | 47.83 | 46.21 | 53.1 | 47.83 | 46.21 | 53.4 | 47.34 | 44.8 | 52.33 | 0 | 0 | 50.26 | 0 | 0
3781 | 37.24 | 10.13 | 0 | 37.24 | 10.13 | 0 | 37.24 | 10.13 | 0 | 37.24 | 10.13 | 0 | 38.77 | 41.69 | 32.27 | 38.77 | 41.69 | 32.27 | 37.24 | 41.69 | 32.27 | 37.24 | 41.69 | 32.27 | 38.77 | 41.69 | 32.27 | 38.38 | 41.27 | 31.94 | 37.61 | 10.23 | 0 | 37.24 | 10.13 | 0 | 47.5 | 10.24 | 0 | 47.5 | 10.24 | 0 | 47.5 | 10.24 | 0 | 47.5 | 10.24 | 0 | 50.8 | 47.35 | 45.27 | 50.8 | 47.35 | 45.27 | 47.5 | 47.35 | 45.27 | 47.5 | 47.35 | 45.27 | 50.8 | 47.35 | 45.27 | 50.29 | 45.93 | 44.8 | 49.29 | 10.35 | 0 | 47.5 | 10.24 | 0
3782 | 37.61 | 10.32 | 0 | 37.61 | 10.32 | 0 | 37.61 | 10.32 | 0 | 37.61 | 10.32 | 0 | 38.26 | 41.69 | 31.35 | 38.26 | 41.69 | 31.35 | 37.61 | 41.69 | 31.35 | 37.61 | 41.69 | 31.35 | 38.26 | 41.69 | 31.35 | 38.38 | 41.27 | 31.35 | 37.99 | 10.43 | 0 | 37.61 | 10.32 | 0 | 47.81 | 41.5 | 0 | 47.81 | 41.5 | 0 | 47.81 | 41.5 | 0 | 47.81 | 41.5 | 0 | 50.58 | 46.4 | 45.27 | 50.58 | 46.4 | 45.27 | 47.81 | 46.4 | 45.27 | 47.81 | 46.4 | 45.27 | 50.58 | 46.4 | 45.27 | 50.29 | 45.93 | 44.8 | 49.29 | 41.92 | 0 | 47.81 | 41.5 | 0
3783 | 38 | 10.33 | 0 | 38 | 10.33 | 0 | 38 | 10.33 | 33.72 | 38 | 10.33 | 33.72 | 38.77 | 41.8 | 34.41 | 38.77 | 41.8 | 34.41 | 38 | 41.8 | 34.41 | 38 | 41.8 | 34.41 | 38.77 | 41.8 | 34.41 | 38.38 | 41.38 | 34.06 | 38.38 | 10.44 | 33.39 | 38 | 10.33 | 0 | 49.91 | 47.65 | 44.35 | 49.91 | 47.65 | 44.35 | 49.91 | 47.65 | 44.35 | 49.91 | 47.65 | 44.35 | 52.53 | 48.61 | 46.21 | 53.4 | 48.61 | 46.21 | 49.91 | 48.61 | 46.21 | 49.91 | 48.61 | 46.21 | 52.53 | 48.61 | 46.21 | 53.4 | 48.13 | 44.8 | 52.33 | 48.13 | 44.8 | 49.91 | 47.65 | 44.35
3784 | 39.18 | 44.15 | 0 | 39.18 | 44.15 | 0 | 39.18 | 44.15 | 34.76 | 39.18 | 44.15 | 34.76 | 39.18 | 45.62 | 34.76 | 39.89 | 45.62 | 34.76 | 39.18 | 44.15 | 34.76 | 39.18 | 44.15 | 34.76 | 39.18 | 45.62 | 34.76 | 39.58 | 45.16 | 34.42 | 39.58 | 44.59 | 34.42 | 39.18 | 44.15 | 0 | 49.77 | 50.95 | 46.17 | 49.77 | 50.95 | 46.17 | 49.77 | 50.95 | 46.17 | 49.77 | 50.95 | 46.17 | 52.39 | 51.6 | 46.45 | 55.35 | 51.6 | 46.45 | 49.77 | 51.6 | 46.45 | 49.77 | 51.6 | 46.45 | 52.39 | 51.6 | 46.45 | 54.8 | 50.44 | 44.8 | 53.71 | 51.46 | 45.72 | 49.77 | 50.95 | 46.17
3785 | 39.15 | 44.11 | 28.21 | 39.15 | 44.11 | 28.21 | 39.15 | 44.11 | 36.58 | 39.15 | 44.11 | 36.58 | 39.15 | 46.51 | 36.58 | 39.86 | 46.66 | 36.58 | 39.15 | 44.11 | 36.58 | 39.15 | 44.11 | 36.58 | 39.15 | 46.51 | 36.58 | 40.26 | 46.19 | 36.21 | 40.68 | 45.27 | 36.95 | 39.15 | 44.11 | 28.21 | 49.74 | 52.33 | 46.17 | 49.74 | 52.33 | 46.17 | 49.74 | 52.33 | 46.17 | 49.74 | 52.33 | 46.17 | 52.36 | 52.43 | 48.71 | 55.32 | 52.43 | 48.71 | 49.74 | 52.33 | 48.71 | 49.74 | 52.33 | 48.71 | 52.36 | 52.43 | 48.71 | 59.41 | 51.91 | 44.8 | 59.41 | 52.85 | 45.72 | 49.74 | 52.33 | 46.17
3786 | 39.23 | 44.19 | 28.21 | 39.23 | 44.19 | 28.21 | 39.23 | 44.19 | 36.66 | 39.23 | 44.19 | 36.66 | 39.23 | 46.59 | 36.66 | 39.94 | 46.74 | 36.66 | 39.23 | 44.19 | 36.66 | 39.23 | 44.19 | 36.66 | 39.23 | 46.59 | 36.66 | 50.82 | 46.27 | 36.29 | 51.85 | 45.34 | 37.03 | 39.23 | 44.19 | 28.21 | 49.82 | 52.41 | 48.79 | 49.82 | 52.41 | 48.79 | 49.82 | 52.41 | 48.79 | 49.82 | 52.41 | 48.79 | 52.44 | 52.51 | 48.79 | 55.4 | 52.51 | 48.79 | 49.82 | 52.41 | 48.79 | 49.82 | 52.41 | 48.79 | 52.44 | 52.51 | 48.79 | 71.42 | 51.99 | 44.8 | 71.42 | 52.93 | 48.31 | 49.82 | 52.41 | 48.79
3787 | 39.18 | 44.14 | 28.21 | 39.18 | 44.14 | 28.21 | 39.18 | 44.14 | 36.61 | 39.18 | 44.14 | 36.61 | 39.18 | 46.54 | 36.61 | 39.89 | 46.69 | 36.61 | 39.18 | 44.14 | 36.61 | 39.18 | 44.14 | 36.61 | 39.18 | 46.54 | 36.61 | 51.33 | 46.22 | 36.24 | 51.87 | 44.59 | 36.98 | 39.18 | 44.14 | 28.21 | 49.77 | 52.36 | 48.74 | 49.77 | 52.36 | 48.74 | 49.77 | 52.36 | 48.74 | 49.77 | 52.36 | 48.74 | 52.39 | 52.46 | 48.74 | 55.35 | 52.46 | 48.74 | 49.77 | 52.36 | 48.74 | 49.77 | 52.36 | 48.74 | 52.39 | 52.46 | 48.74 | 71.42 | 52.88 | 44.8 | 71.42 | 52.88 | 48.26 | 49.77 | 52.36 | 48.74
3788 | 39.03 | 44 | 33.06 | 39.03 | 44 | 33.06 | 39.03 | 44 | 36.47 | 39.03 | 44 | 36.47 | 39.03 | 46.39 | 36.47 | 39.74 | 46.54 | 36.47 | 39.03 | 44 | 36.47 | 39.03 | 44 | 36.47 | 39.03 | 46.39 | 36.47 | 51.33 | 46.08 | 36.1 | 50.31 | 44.45 | 36.83 | 39.03 | 44 | 33.06 | 49.62 | 52.21 | 48.6 | 49.62 | 52.21 | 48.6 | 49.62 | 52.21 | 48.6 | 49.62 | 52.21 | 48.6 | 52.25 | 52.32 | 48.6 | 55.2 | 52.32 | 48.6 | 49.62 | 52.21 | 48.6 | 49.62 | 52.21 | 48.6 | 52.25 | 52.32 | 48.6 | 71.42 | 52.74 | 47.15 | 71.42 | 52.74 | 48.11 | 49.62 | 52.21 | 48.6
3789 | 20.68 | 43.05 | 21.16 | 20.68 | 43.92 | 21.16 | 20.68 | 43.92 | 36.39 | 20.68 | 43.92 | 36.39 | 38.96 | 46.32 | 36.39 | 39.66 | 46.47 | 36.39 | 38.96 | 43.92 | 36.39 | 38.96 | 43.92 | 36.39 | 38.96 | 46.32 | 36.39 | 51.33 | 46 | 36.02 | 50.31 | 44.38 | 36.76 | 20.68 | 43.05 | 21.16 | 36.14 | 51.2 | 48.52 | 36.14 | 51.2 | 48.52 | 36.14 | 51.2 | 48.52 | 36.14 | 51.2 | 48.52 | 52.17 | 52.24 | 48.52 | 55.13 | 52.24 | 48.52 | 49.55 | 52.13 | 48.52 | 49.55 | 52.13 | 48.52 | 52.17 | 52.24 | 48.52 | 71.42 | 51.72 | 47.08 | 69.99 | 51.72 | 48.04 | 36.14 | 51.2 | 48.52
3790 | 17.92 | 26.12 | 10.33 | 17.92 | 26.12 | 10.33 | 17.92 | 26.12 | 35.12 | 17.92 | 26.12 | 35.12 | 38.99 | 46.35 | 36.42 | 39.7 | 46.5 | 36.42 | 38.99 | 43.96 | 36.42 | 38.99 | 43.96 | 36.42 | 38.99 | 46.35 | 36.42 | 40.1 | 46.03 | 34.77 | 39.3 | 45.11 | 35.47 | 17.92 | 26.12 | 10.33 | 10.33 | 50.17 | 46.17 | 10.33 | 50.17 | 46.17 | 10.33 | 50.17 | 46.17 | 10.33 | 50.17 | 46.17 | 52.2 | 52.27 | 48.56 | 55.16 | 52.27 | 48.56 | 49.58 | 52.17 | 48.56 | 49.58 | 52.17 | 48.56 | 52.2 | 52.27 | 48.56 | 65.52 | 50.68 | 44.8 | 64.21 | 50.68 | 45.72 | 10.33 | 50.17 | 46.17
3791 | 10.33 | 10.33 | 0 | 10.33 | 10.33 | 0 | 10.33 | 10.33 | 34.09 | 10.33 | 10.33 | 34.09 | 38.2 | 45.56 | 35.63 | 38.9 | 45.71 | 35.63 | 38.2 | 43.16 | 35.63 | 38.2 | 43.16 | 35.63 | 38.2 | 45.56 | 35.63 | 39.3 | 42.81 | 34.42 | 38.51 | 41.95 | 34.43 | 10.33 | 10.33 | 0 | 10.33 | 48.43 | 46.17 | 10.33 | 48.43 | 46.17 | 10.33 | 48.43 | 46.17 | 10.33 | 48.43 | 46.17 | 48.79 | 51.48 | 47.76 | 54.37 | 51.48 | 47.76 | 48.79 | 51.37 | 47.76 | 48.79 | 51.37 | 47.76 | 48.79 | 51.48 | 47.76 | 58.21 | 48.92 | 44.8 | 57.05 | 48.92 | 45.72 | 10.33 | 48.43 | 46.17
3792 | 10.33 | 10.33 | 0 | 10.33 | 10.33 | 0 | 10.33 | 10.33 | 34.07 | 10.33 | 10.33 | 34.07 | 21.17 | 45.09 | 35.16 | 38.43 | 45.24 | 35.16 | 21.17 | 42.69 | 35.16 | 21.17 | 42.69 | 35.16 | 21.17 | 45.09 | 35.16 | 38.82 | 42.81 | 34.42 | 38.05 | 41.95 | 34.42 | 10.33 | 10.33 | 0 | 10.33 | 47.18 | 46.17 | 10.33 | 47.18 | 46.17 | 10.33 | 47.18 | 46.17 | 10.33 | 47.18 | 46.17 | 48.32 | 51.01 | 47.29 | 53.9 | 51.01 | 47.29 | 48.32 | 50.9 | 47.29 | 48.32 | 50.9 | 47.29 | 48.32 | 51.01 | 47.29 | 54.44 | 47.66 | 44.8 | 53.35 | 47.66 | 46.63 | 10.33 | 47.18 | 46.17
3793 | 10.33 | 10.33 | 0 | 10.33 | 10.33 | 0 | 10.33 | 10.33 | 34.7 | 10.33 | 10.33 | 34.7 | 21.17 | 44.62 | 34.7 | 37.97 | 44.77 | 34.7 | 21.17 | 42.23 | 34.7 | 21.17 | 42.23 | 34.7 | 21.17 | 44.62 | 34.7 | 37.99 | 42.81 | 34.35 | 37.23 | 41.95 | 35.05 | 10.33 | 10.33 | 0 | 10.33 | 48.43 | 46.17 | 10.33 | 48.43 | 46.17 | 10.33 | 48.43 | 46.17 | 10.33 | 48.43 | 46.17 | 47.85 | 50.55 | 46.83 | 53.43 | 50.55 | 46.83 | 47.85 | 50.44 | 46.83 | 47.85 | 50.44 | 46.83 | 47.85 | 50.55 | 46.83 | 53.97 | 50 | 44.8 | 52.89 | 51.02 | 46.63 | 10.33 | 48.43 | 46.17
3794 | 10.33 | 10.33 | 0 | 10.33 | 10.33 | 0 | 10.33 | 10.33 | 34.3 | 10.33 | 10.33 | 34.3 | 20.68 | 44.22 | 34.3 | 37.57 | 44.38 | 34.3 | 20.68 | 41.83 | 34.3 | 20.68 | 41.83 | 34.3 | 20.68 | 44.22 | 34.3 | 37.95 | 43.93 | 33.95 | 37.19 | 43.05 | 34.64 | 10.33 | 10.33 | 0 | 10.33 | 48.43 | 46.17 | 10.33 | 48.43 | 46.17 | 10.33 | 48.43 | 46.17 | 10.33 | 48.43 | 46.17 | 36.14 | 50.15 | 46.43 | 53.03 | 50.15 | 46.43 | 36.14 | 50.04 | 46.43 | 36.14 | 50.04 | 46.43 | 36.14 | 50.15 | 46.43 | 53.37 | 49.65 | 44.8 | 52.3 | 50.66 | 46.63 | 10.33 | 48.43 | 46.17
3795 | 10.33 | 10.33 | 0 | 10.33 | 10.33 | 0 | 10.33 | 10.33 | 34.09 | 10.33 | 10.33 | 34.09 | 20.68 | 44.02 | 34.09 | 37.37 | 44.17 | 34.09 | 20.68 | 41.63 | 34.09 | 20.68 | 41.63 | 34.09 | 20.68 | 44.02 | 34.09 | 37.75 | 43.73 | 34.42 | 36.99 | 42.86 | 34.44 | 10.33 | 10.33 | 10.33 | 10.33 | 48.43 | 46.17 | 10.33 | 48.43 | 46.17 | 10.33 | 48.43 | 46.17 | 10.33 | 48.43 | 46.17 | 32 | 49.95 | 46.23 | 52.83 | 49.95 | 46.23 | 32 | 49.84 | 46.23 | 36.14 | 49.84 | 46.23 | 32 | 49.95 | 46.23 | 53.37 | 49.45 | 44.8 | 52.3 | 50.46 | 46.63 | 10.33 | 48.43 | 46.17
3796 | 17.92 | 25.6 | 28.21 | 17.92 | 25.6 | 28.21 | 17.92 | 25.6 | 34.1 | 17.92 | 25.6 | 34.1 | 21.17 | 44.03 | 34.1 | 37.38 | 44.18 | 34.1 | 21.17 | 41.64 | 34.1 | 21.17 | 41.64 | 34.1 | 21.17 | 44.03 | 34.1 | 37.99 | 43.74 | 34.42 | 37.23 | 42.87 | 34.45 | 17.92 | 25.6 | 28.21 | 28.09 | 49.85 | 46.24 | 28.09 | 49.85 | 46.24 | 28.09 | 49.85 | 46.24 | 28.09 | 49.85 | 46.24 | 47.26 | 49.95 | 46.24 | 52.84 | 49.95 | 46.24 | 47.26 | 49.85 | 46.24 | 47.26 | 49.85 | 46.24 | 47.26 | 49.95 | 46.24 | 53.79 | 50.46 | 45.77 | 52.72 | 51.49 | 46.7 | 28.09 | 49.85 | 46.24
3797 | 37.19 | 42.15 | 28.21 | 37.19 | 42.15 | 28.21 | 37.19 | 42.15 | 34.62 | 37.19 | 42.15 | 34.62 | 37.19 | 44.55 | 34.62 | 37.9 | 44.7 | 34.62 | 37.19 | 42.15 | 34.62 | 37.19 | 42.15 | 34.62 | 37.19 | 44.55 | 34.62 | 40.53 | 45.15 | 34.97 | 39.72 | 44.25 | 34.97 | 37.19 | 42.15 | 28.21 | 41.5 | 50.37 | 46.75 | 41.5 | 50.37 | 46.75 | 41.5 | 50.37 | 46.75 | 41.5 | 50.37 | 46.75 | 50.4 | 50.47 | 46.75 | 53.36 | 50.47 | 46.75 | 47.78 | 50.37 | 46.75 | 47.78 | 50.37 | 46.75 | 50.4 | 50.47 | 46.75 | 59.46 | 52.95 | 47.23 | 58.27 | 52.95 | 47.23 | 41.5 | 50.37 | 46.75
3798 | 38.27 | 43.24 | 34.99 | 38.27 | 43.24 | 34.99 | 38.27 | 43.24 | 35.7 | 38.27 | 43.24 | 35.7 | 38.27 | 45.63 | 35.7 | 38.98 | 45.78 | 35.7 | 38.27 | 43.24 | 35.7 | 38.27 | 43.24 | 35.7 | 38.27 | 45.63 | 35.7 | 47.19 | 46.24 | 36.06 | 46.25 | 43.67 | 36.06 | 38.27 | 43.24 | 34.99 | 48.86 | 51.45 | 47.83 | 48.86 | 51.45 | 47.83 | 48.86 | 51.45 | 47.83 | 48.86 | 51.45 | 47.83 | 51.48 | 51.55 | 47.83 | 54.44 | 51.55 | 47.83 | 48.86 | 51.45 | 47.83 | 48.86 | 51.45 | 47.83 | 51.48 | 51.55 | 47.83 | 70.71 | 54.03 | 48.32 | 69.29 | 52.95 | 48.31 | 48.86 | 51.45 | 47.83
3799 | 39.5 | 44.47 | 35.49 | 39.5 | 44.47 | 35.49 | 39.5 | 44.47 | 35.49 | 39.5 | 44.47 | 35.49 | 39.5 | 46.86 | 36.74 | 40.21 | 47.01 | 36.74 | 39.5 | 44.47 | 36.74 | 39.5 | 44.47 | 36.93 | 39.5 | 46.86 | 36.74 | 49.98 | 47.56 | 35.85 | 39.9 | 44.92 | 35.14 | 39.5 | 44.47 | 35.49 | 50.09 | 52.68 | 46.68 | 50.09 | 52.68 | 46.68 | 50.09 | 52.68 | 46.68 | 50.09 | 52.68 | 46.68 | 52.71 | 52.79 | 49.07 | 55.67 | 52.79 | 49.07 | 50.09 | 52.68 | 49.07 | 50.09 | 52.68 | 49.07 | 52.71 | 52.79 | 49.07 | 70.06 | 54.46 | 48.58 | 68.66 | 52.95 | 46.21 | 50.09 | 52.68 | 46.68
3800 | 40.02 | 44.99 | 35.12 | 40.02 | 44.99 | 35.12 | 40.02 | 44.99 | 35.12 | 40.02 | 44.99 | 35.12 | 40.02 | 47.38 | 36.59 | 40.73 | 47.53 | 36.59 | 40.02 | 44.99 | 36.59 | 40.02 | 44.99 | 37.45 | 40.02 | 47.38 | 36.59 | 41.14 | 47.14 | 35.85 | 40.42 | 44.54 | 34.77 | 40.02 | 44.99 | 35.12 | 50.61 | 49.42 | 46.17 | 50.61 | 49.42 | 46.17 | 50.61 | 49.42 | 46.17 | 50.61 | 49.42 | 46.17 | 53.23 | 52.08 | 48.14 | 56.19 | 52.08 | 48.14 | 50.61 | 52.08 | 49.34 | 50.61 | 53.2 | 49.59 | 53.23 | 52.08 | 49.34 | 56.76 | 51.03 | 47.16 | 51.12 | 48.92 | 44.8 | 50.61 | 49.42 | 46.17
3801 | 40.2 | 45.05 | 33.92 | 40.2 | 45.05 | 33.92 | 40.2 | 45.05 | 33.92 | 40.2 | 45.05 | 33.92 | 40.2 | 47.39 | 35.69 | 40.91 | 47.39 | 35.69 | 40.2 | 45.17 | 35.69 | 40.2 | 45.17 | 37.64 | 40.2 | 47.39 | 35.69 | 41.21 | 46.91 | 34.97 | 40.39 | 44.6 | 0 | 40.2 | 45.05 | 33.92 | 50.79 | 48.43 | 46.17 | 50.79 | 48.43 | 46.17 | 50.79 | 48.43 | 46.17 | 50.79 | 48.43 | 46.17 | 53.42 | 50.44 | 48.14 | 56.37 | 50.44 | 48.14 | 50.79 | 50.92 | 49.34 | 50.79 | 53.38 | 49.77 | 53.42 | 50.92 | 49.34 | 56.46 | 48.92 | 47.16 | 51.31 | 47.66 | 44.8 | 50.79 | 48.43 | 46.17
3802 | 40.11 | 10.33 | 26.62 | 40.11 | 10.33 | 26.62 | 40.11 | 10.33 | 26.62 | 40.11 | 10.33 | 26.62 | 40.11 | 25.94 | 26.84 | 40.11 | 25.94 | 26.84 | 40.11 | 25.94 | 26.84 | 40.17 | 45.14 | 37.6 | 40.11 | 25.94 | 26.84 | 39.71 | 25.68 | 27.11 | 39.3 | 0 | 0 | 40.11 | 10.33 | 26.62 | 50.76 | 10.33 | 34.53 | 50.76 | 10.33 | 34.53 | 50.76 | 10.33 | 34.53 | 50.76 | 10.33 | 34.53 | 53.38 | 48.14 | 45.25 | 53.39 | 48.14 | 45.25 | 50.76 | 48.14 | 46.45 | 50.76 | 53.35 | 49.73 | 53.38 | 48.14 | 46.45 | 52.86 | 47.66 | 44.8 | 51.27 | 0 | 0 | 50.76 | 10.33 | 34.53
3803 | 39.97 | 10.33 | 26.84 | 39.97 | 10.33 | 26.84 | 39.97 | 10.33 | 26.84 | 39.97 | 10.33 | 26.84 | 39.97 | 25.94 | 26.84 | 39.97 | 25.94 | 26.84 | 39.97 | 25.94 | 26.84 | 40.04 | 45.01 | 37.47 | 39.97 | 25.94 | 26.84 | 39.57 | 25.68 | 27.11 | 39.16 | 0 | 0 | 39.97 | 10.33 | 26.84 | 50.48 | 10.33 | 36.69 | 50.48 | 10.33 | 36.69 | 50.48 | 10.33 | 36.69 | 50.48 | 10.33 | 0 | 51.98 | 48.14 | 44.35 | 51.98 | 48.14 | 44.35 | 50.63 | 48.14 | 46.45 | 50.63 | 53.22 | 49.6 | 51.98 | 48.14 | 46.45 | 51.46 | 47.66 | 44.8 | 50.44 | 0 | 0 | 50.48 | 10.33 | 36.69
3804 | 39.57 | 10.33 | 27.65 | 39.57 | 10.33 | 27.65 | 39.57 | 10.33 | 27.65 | 39.57 | 10.33 | 27.65 | 39.57 | 25.83 | 27.65 | 39.57 | 25.83 | 27.65 | 39.57 | 25.83 | 27.65 | 39.57 | 44.71 | 37.18 | 39.57 | 25.83 | 27.65 | 39.17 | 25.57 | 27.93 | 39.16 | 0 | 0 | 39.57 | 10.33 | 27.65 | 50.33 | 29 | 44.35 | 50.33 | 29 | 44.35 | 50.33 | 29 | 44.35 | 50.33 | 29 | 0 | 51.98 | 46.76 | 44.35 | 51.98 | 46.76 | 44.35 | 50.33 | 46.76 | 46.45 | 50.33 | 52.92 | 49.31 | 51.98 | 46.76 | 46.45 | 51.46 | 46.29 | 44.8 | 50.44 | 0 | 0 | 50.33 | 29 | 44.35
3805 | 39.46 | 13.36 | 33.06 | 39.46 | 13.36 | 33.06 | 39.46 | 13.36 | 33.06 | 39.46 | 13.36 | 33.06 | 39.46 | 25.83 | 33.06 | 39.56 | 25.83 | 33.06 | 39.46 | 25.83 | 33.06 | 39.46 | 44.42 | 36.89 | 39.46 | 25.83 | 33.06 | 39.16 | 25.57 | 33.4 | 39.06 | 0 | 0 | 39.46 | 13.36 | 33.06 | 50.05 | 45.83 | 44.78 | 50.05 | 45.83 | 44.78 | 50.05 | 45.83 | 44.78 | 50.05 | 45.83 | 0 | 51.98 | 46.76 | 44.78 | 51.98 | 46.76 | 44.78 | 50.05 | 46.76 | 44.78 | 50.05 | 52.64 | 49.02 | 51.98 | 46.76 | 44.78 | 51.46 | 46.29 | 44.8 | 50.44 | 0 | 0 | 50.05 | 45.83 | 44.78
3806 | 39.25 | 25.84 | 33.55 | 39.25 | 25.84 | 33.55 | 39.25 | 25.84 | 33.55 | 39.25 | 25.84 | 33.55 | 39.25 | 25.84 | 33.55 | 39.56 | 25.84 | 33.55 | 39.25 | 25.84 | 33.55 | 39.25 | 44.21 | 35.86 | 39.25 | 25.84 | 33.55 | 39.16 | 25.58 | 33.89 | 38.85 | 0 | 0 | 39.25 | 25.84 | 33.55 | 49.83 | 48.14 | 45.25 | 49.83 | 48.14 | 45.25 | 49.83 | 48.14 | 45.25 | 49.83 | 48.14 | 0 | 51.98 | 48.14 | 45.25 | 51.98 | 48.14 | 45.25 | 49.83 | 48.14 | 45.25 | 49.83 | 52.42 | 48.81 | 51.98 | 48.14 | 45.25 | 51.46 | 47.66 | 44.8 | 50.34 | 0 | 0 | 49.83 | 48.14 | 45.25
3807 | 38.95 | 43.91 | 35.12 | 38.95 | 43.91 | 35.12 | 38.95 | 43.91 | 35.12 | 38.95 | 43.91 | 35.12 | 38.95 | 43.91 | 35.12 | 39.56 | 43.91 | 35.12 | 38.95 | 43.91 | 35.12 | 38.95 | 43.91 | 36.38 | 38.95 | 43.91 | 35.12 | 39.16 | 43.48 | 34.42 | 38.56 | 42.17 | 0 | 38.95 | 43.91 | 35.12 | 49.54 | 48.43 | 46.2 | 49.54 | 48.43 | 46.2 | 49.54 | 48.43 | 46.2 | 49.54 | 48.43 | 46.17 | 52.16 | 48.43 | 46.2 | 53.94 | 48.43 | 46.2 | 49.54 | 48.43 | 46.2 | 49.54 | 52.13 | 48.51 | 52.16 | 48.43 | 46.2 | 53.4 | 47.95 | 45.73 | 50.04 | 46.7 | 44.8 | 49.54 | 48.43 | 46.2
3808 | 38.73 | 43.7 | 36.16 | 38.73 | 43.7 | 36.16 | 38.73 | 43.7 | 36.16 | 38.73 | 43.7 | 36.16 | 38.73 | 46.09 | 36.16 | 39.44 | 46.24 | 36.16 | 38.73 | 43.7 | 36.16 | 38.73 | 43.7 | 36.16 | 38.73 | 46.09 | 36.16 | 39.92 | 46.85 | 35.85 | 39.12 | 43.26 | 35.14 | 38.73 | 43.7 | 36.16 | 49.32 | 51.91 | 48.29 | 49.32 | 51.91 | 48.29 | 49.32 | 51.91 | 48.29 | 49.32 | 51.91 | 48.29 | 51.94 | 52.01 | 48.29 | 54.9 | 52.01 | 48.29 | 49.32 | 51.91 | 48.29 | 49.32 | 51.91 | 48.29 | 51.94 | 52.01 | 48.29 | 55.89 | 53.5 | 48.61 | 54.78 | 52.43 | 47.64 | 49.32 | 51.91 | 48.29
3809 | 38.78 | 43.75 | 36.21 | 38.78 | 43.75 | 36.21 | 38.78 | 43.75 | 36.21 | 38.78 | 43.75 | 36.21 | 38.78 | 46.14 | 36.21 | 39.49 | 46.29 | 36.21 | 38.78 | 43.75 | 36.21 | 38.78 | 43.75 | 36.21 | 38.78 | 46.14 | 36.21 | 42.72 | 57.95 | 39.44 | 41.87 | 44.19 | 36.58 | 38.78 | 43.75 | 36.21 | 49.37 | 51.96 | 48.35 | 49.37 | 51.96 | 48.35 | 49.37 | 51.96 | 48.35 | 49.37 | 51.96 | 48.35 | 51.99 | 52.06 | 48.35 | 54.95 | 52.06 | 48.35 | 49.37 | 51.96 | 48.35 | 49.37 | 51.96 | 48.35 | 51.99 | 52.06 | 48.35 | 60.02 | 56.94 | 52.4 | 58.81 | 52.95 | 48.83 | 49.37 | 51.96 | 48.35
3810 | 38.78 | 43.75 | 36.21 | 38.78 | 43.75 | 36.21 | 38.78 | 43.75 | 36.21 | 38.78 | 43.75 | 36.21 | 38.78 | 46.14 | 36.21 | 39.49 | 46.29 | 36.21 | 38.78 | 43.75 | 36.21 | 38.78 | 43.75 | 36.21 | 38.78 | 46.14 | 36.21 | 52.92 | 63.7 | 77.89 | 51.87 | 47.57 | 38.24 | 38.78 | 43.75 | 36.21 | 49.37 | 51.96 | 48.34 | 49.37 | 51.96 | 48.34 | 49.37 | 51.96 | 48.34 | 49.37 | 51.96 | 48.34 | 51.99 | 52.06 | 48.34 | 54.95 | 52.06 | 48.34 | 49.37 | 51.96 | 48.34 | 49.37 | 51.96 | 48.34 | 51.99 | 52.06 | 48.34 | 72.57 | 82.31 | 103.5 | 71.13 | 78.26 | 49.78 | 49.37 | 51.96 | 48.34
3811 | 38.64 | 43.61 | 36.07 | 38.64 | 43.61 | 36.07 | 38.64 | 43.61 | 36.07 | 38.64 | 43.61 | 36.07 | 38.64 | 46 | 36.07 | 39.35 | 46.15 | 36.07 | 38.64 | 43.61 | 36.07 | 38.64 | 43.61 | 36.07 | 38.64 | 46 | 36.07 | 52.92 | 78.7 | 79.06 | 51.87 | 77.13 | 77.48 | 38.64 | 43.61 | 36.07 | 49.23 | 51.82 | 48.21 | 49.23 | 51.82 | 48.21 | 49.23 | 51.82 | 48.21 | 49.23 | 51.82 | 48.21 | 51.85 | 51.92 | 48.21 | 54.81 | 51.92 | 48.21 | 49.23 | 51.82 | 48.21 | 49.23 | 51.82 | 48.21 | 51.85 | 51.92 | 48.21 | 72.57 | 91.86 | 108.9 | 71.85 | 90.02 | 104.49 | 49.23 | 51.82 | 48.21
3812 | 38.41 | 43.38 | 35.84 | 38.41 | 43.38 | 35.84 | 38.41 | 43.38 | 35.84 | 38.41 | 43.38 | 35.84 | 38.41 | 45.77 | 35.84 | 39.12 | 45.92 | 35.84 | 38.41 | 43.38 | 35.84 | 38.41 | 43.38 | 35.84 | 38.41 | 45.77 | 35.84 | 52.92 | 78.87 | 80.66 | 51.87 | 78.7 | 79.05 | 38.41 | 43.38 | 35.84 | 49 | 51.59 | 47.97 | 49 | 51.59 | 47.97 | 49 | 51.59 | 47.97 | 49 | 51.59 | 47.97 | 51.62 | 51.69 | 47.97 | 54.58 | 51.69 | 47.97 | 49 | 51.59 | 47.97 | 49 | 51.59 | 47.97 | 51.62 | 51.69 | 47.97 | 72.57 | 99.97 | 108.9 | 71.85 | 97.98 | 105.64 | 49 | 51.59 | 47.97
3813 | 38.32 | 43.28 | 35.75 | 38.32 | 43.28 | 35.75 | 38.32 | 43.28 | 35.75 | 38.32 | 43.28 | 35.75 | 38.32 | 45.68 | 35.75 | 39.02 | 45.83 | 35.75 | 38.32 | 43.28 | 35.75 | 38.32 | 43.28 | 35.75 | 38.32 | 45.68 | 35.75 | 52.92 | 78.87 | 80.66 | 51.87 | 78.7 | 79.05 | 38.32 | 43.28 | 35.75 | 48.91 | 51.49 | 47.88 | 48.91 | 51.49 | 47.88 | 48.91 | 51.49 | 47.88 | 48.91 | 51.49 | 47.88 | 51.53 | 51.6 | 47.88 | 54.49 | 51.6 | 47.98 | 48.91 | 51.49 | 47.88 | 48.91 | 51.49 | 47.88 | 51.53 | 51.6 | 47.88 | 72.14 | 99.97 | 108.9 | 71.42 | 97.97 | 105.64 | 48.91 | 51.49 | 47.88
3814 | 38.52 | 43.48 | 35.95 | 38.52 | 43.48 | 35.95 | 38.52 | 43.48 | 35.95 | 38.52 | 43.48 | 35.95 | 38.52 | 45.88 | 35.95 | 39.22 | 46.03 | 35.95 | 38.52 | 43.48 | 35.95 | 38.52 | 43.48 | 35.95 | 38.52 | 45.88 | 35.95 | 52.31 | 70.51 | 80.66 | 51.87 | 69.1 | 79.05 | 38.52 | 43.48 | 35.95 | 49.11 | 51.69 | 48.08 | 49.11 | 51.69 | 48.08 | 49.11 | 51.69 | 48.08 | 49.11 | 51.69 | 48.08 | 51.73 | 51.8 | 48.08 | 54.69 | 51.8 | 48.18 | 49.11 | 51.69 | 48.08 | 49.11 | 51.69 | 48.08 | 51.73 | 51.8 | 48.08 | 71.21 | 87.42 | 108.9 | 70.49 | 85.67 | 105.63 | 49.11 | 51.69 | 48.08
3815 | 37.86 | 42.83 | 35.29 | 37.86 | 42.83 | 35.29 | 37.86 | 42.83 | 35.29 | 37.86 | 42.83 | 35.29 | 37.86 | 45.22 | 35.29 | 38.57 | 45.37 | 35.29 | 37.86 | 42.83 | 35.29 | 37.86 | 42.83 | 35.29 | 37.86 | 45.22 | 35.29 | 44.48 | 64.04 | 77.89 | 43.59 | 62.76 | 76.33 | 37.86 | 42.83 | 35.29 | 48.45 | 51.04 | 47.43 | 48.45 | 51.04 | 47.43 | 48.45 | 51.04 | 47.43 | 48.45 | 51.04 | 47.43 | 48.45 | 51.14 | 47.43 | 54.03 | 51.14 | 47.53 | 48.45 | 51.04 | 47.43 | 48.45 | 51.04 | 47.43 | 48.45 | 51.14 | 47.43 | 61.03 | 82.54 | 108.9 | 59.81 | 80.89 | 86.4 | 48.45 | 51.04 | 47.43
3816 | 38.07 | 43.04 | 35.5 | 38.07 | 43.04 | 35.5 | 38.07 | 43.04 | 35.5 | 38.07 | 43.04 | 35.5 | 38.07 | 45.43 | 35.5 | 38.78 | 45.59 | 35.51 | 38.07 | 43.04 | 35.5 | 38.07 | 43.04 | 35.5 | 38.07 | 45.43 | 35.5 | 43.16 | 63.7 | 77.89 | 42.29 | 62.43 | 76.33 | 38.07 | 43.04 | 35.5 | 48.66 | 51.25 | 47.64 | 48.66 | 51.25 | 47.64 | 48.66 | 51.25 | 47.64 | 48.66 | 51.25 | 47.64 | 48.66 | 51.36 | 47.64 | 54.24 | 51.36 | 47.74 | 48.66 | 51.25 | 47.64 | 48.66 | 51.25 | 47.64 | 48.66 | 51.36 | 47.64 | 59.41 | 82.31 | 108.9 | 58.82 | 80.67 | 84.69 | 48.66 | 51.25 | 47.64
3817 | 37.56 | 42.52 | 34.99 | 37.56 | 42.52 | 34.99 | 37.56 | 42.52 | 34.99 | 37.56 | 42.52 | 34.99 | 37.56 | 44.91 | 34.99 | 38.26 | 45.07 | 34.99 | 37.56 | 42.52 | 34.99 | 37.56 | 42.52 | 34.99 | 37.56 | 44.91 | 34.99 | 40.39 | 63.7 | 77.89 | 40.39 | 62.43 | 76.33 | 37.56 | 42.52 | 34.99 | 48.14 | 50.73 | 47.12 | 48.14 | 50.73 | 47.12 | 48.14 | 50.73 | 47.12 | 48.14 | 50.73 | 47.12 | 48.14 | 50.84 | 47.12 | 53.72 | 50.84 | 47.12 | 48.14 | 50.73 | 47.12 | 48.14 | 50.73 | 47.12 | 48.14 | 50.84 | 47.12 | 58.82 | 82.31 | 108.9 | 58.82 | 80.67 | 84.69 | 48.14 | 50.73 | 47.12
3818 | 37.11 | 42.07 | 34.54 | 37.11 | 42.07 | 34.54 | 37.11 | 42.07 | 34.54 | 37.11 | 42.07 | 34.54 | 37.11 | 44.46 | 34.54 | 37.81 | 44.62 | 34.54 | 37.11 | 42.07 | 34.54 | 37.11 | 42.07 | 34.54 | 37.11 | 44.46 | 34.54 | 40.39 | 62.43 | 77.89 | 40.39 | 61.19 | 76.33 | 37.11 | 42.07 | 34.54 | 47.69 | 50.28 | 46.67 | 47.69 | 50.28 | 46.67 | 47.69 | 50.28 | 46.67 | 47.69 | 50.28 | 46.67 | 47.69 | 50.39 | 46.67 | 53.27 | 50.39 | 46.67 | 47.69 | 50.28 | 46.67 | 47.69 | 50.28 | 46.67 | 47.69 | 50.39 | 46.67 | 55.89 | 82.31 | 108.9 | 55.89 | 80.67 | 84.69 | 47.69 | 50.28 | 46.67
3819 | 36.85 | 41.81 | 34.28 | 36.85 | 41.81 | 34.28 | 36.85 | 41.81 | 34.28 | 36.85 | 41.81 | 34.28 | 36.85 | 44.21 | 34.28 | 37.55 | 44.36 | 34.28 | 36.85 | 41.81 | 34.28 | 36.85 | 41.81 | 34.28 | 36.85 | 44.21 | 34.28 | 39.19 | 60.76 | 77.89 | 39.19 | 59.55 | 76.33 | 36.85 | 41.81 | 34.28 | 47.44 | 50.02 | 46.41 | 47.44 | 50.02 | 46.41 | 47.44 | 50.02 | 46.41 | 47.44 | 50.02 | 46.41 | 47.44 | 50.13 | 46.41 | 53.02 | 50.13 | 46.45 | 47.44 | 50.02 | 46.41 | 47.44 | 50.02 | 46.41 | 47.44 | 50.13 | 46.41 | 55.89 | 80.68 | 108.9 | 55.89 | 79.06 | 84.69 | 47.44 | 50.02 | 46.41
3820 | 36.51 | 41.48 | 33.94 | 36.51 | 41.48 | 33.94 | 36.51 | 41.48 | 33.94 | 36.51 | 41.48 | 33.94 | 36.51 | 43.87 | 33.94 | 37.22 | 44.02 | 33.94 | 36.51 | 41.48 | 33.94 | 36.51 | 41.48 | 33.94 | 36.51 | 43.87 | 33.94 | 39.16 | 57.94 | 77.89 | 39.16 | 56.79 | 76.33 | 36.51 | 41.48 | 33.94 | 47.1 | 49.69 | 46.08 | 47.1 | 49.69 | 46.08 | 47.1 | 49.69 | 46.08 | 47.1 | 49.69 | 46.08 | 47.1 | 49.79 | 46.08 | 52.68 | 49.8 | 46.18 | 47.1 | 49.69 | 46.08 | 47.1 | 49.69 | 46.08 | 47.1 | 49.79 | 46.08 | 55.89 | 79.01 | 105.57 | 55.89 | 76.83 | 54.02 | 47.1 | 49.69 | 46.08
3821 | 36.54 | 41.51 | 33.98 | 36.54 | 41.51 | 33.98 | 36.54 | 41.51 | 33.98 | 36.54 | 41.51 | 33.98 | 36.54 | 43.9 | 33.98 | 37.25 | 44.06 | 33.98 | 36.54 | 41.51 | 33.98 | 36.54 | 41.51 | 33.98 | 36.54 | 43.9 | 33.98 | 39.19 | 56.02 | 73.02 | 39.19 | 54.9 | 71.56 | 36.54 | 41.51 | 33.98 | 47.13 | 49.72 | 46.11 | 47.13 | 49.72 | 46.11 | 47.13 | 49.72 | 46.11 | 47.13 | 49.72 | 46.11 | 47.13 | 49.83 | 46.11 | 52.71 | 49.83 | 46.21 | 47.13 | 49.72 | 46.11 | 47.13 | 49.72 | 46.11 | 47.13 | 49.83 | 46.11 | 55.89 | 75.28 | 104.49 | 55.89 | 71.57 | 49.78 | 47.13 | 49.72 | 46.11
3822 | 36.83 | 41.8 | 34.26 | 36.83 | 41.8 | 34.26 | 36.83 | 41.8 | 34.26 | 36.83 | 41.8 | 34.26 | 36.83 | 44.19 | 34.26 | 37.54 | 44.34 | 34.26 | 36.83 | 41.8 | 34.26 | 36.83 | 41.8 | 34.26 | 36.83 | 44.19 | 34.26 | 40.39 | 55.22 | 69.17 | 39.58 | 54.12 | 65.77 | 36.83 | 41.8 | 34.26 | 47.42 | 50.01 | 46.4 | 47.42 | 50.01 | 46.4 | 47.42 | 50.01 | 46.4 | 47.42 | 50.01 | 46.4 | 47.42 | 50.12 | 46.4 | 53 | 50.12 | 46.45 | 47.42 | 50.01 | 46.4 | 47.42 | 50.01 | 46.4 | 47.42 | 50.12 | 46.4 | 57.03 | 73.52 | 83.92 | 55.89 | 52.95 | 49.78 | 47.42 | 50.01 | 46.4
3823 | 37.76 | 42.72 | 35.19 | 37.76 | 42.72 | 35.19 | 37.76 | 42.72 | 35.19 | 37.76 | 42.72 | 35.19 | 37.76 | 45.12 | 35.19 | 38.46 | 45.27 | 35.19 | 37.76 | 42.72 | 35.19 | 37.76 | 42.72 | 35.19 | 37.76 | 45.12 | 35.19 | 41.36 | 50.02 | 43.28 | 40.53 | 47.55 | 38.24 | 37.76 | 42.72 | 35.19 | 48.35 | 50.94 | 47.32 | 48.35 | 50.94 | 47.32 | 48.35 | 50.94 | 47.32 | 48.35 | 50.94 | 47.32 | 48.35 | 51.04 | 47.32 | 53.93 | 51.04 | 47.32 | 48.35 | 50.94 | 47.32 | 48.35 | 50.94 | 47.32 | 48.35 | 51.04 | 47.32 | 56.46 | 64.86 | 54.01 | 55.33 | 51.45 | 47.8 | 48.35 | 50.94 | 47.32
3824 | 38.29 | 43.25 | 35.72 | 38.29 | 43.25 | 35.72 | 38.29 | 43.25 | 35.72 | 38.29 | 43.25 | 35.72 | 38.29 | 45.65 | 35.72 | 38.99 | 45.8 | 35.72 | 38.29 | 43.25 | 35.72 | 38.29 | 43.25 | 35.72 | 38.29 | 45.65 | 35.72 | 41.36 | 47.66 | 43.28 | 40.53 | 43.69 | 36.08 | 38.29 | 43.25 | 35.72 | 48.88 | 51.46 | 47.85 | 48.88 | 51.46 | 47.85 | 48.88 | 51.46 | 47.85 | 48.88 | 51.46 | 47.85 | 48.88 | 51.57 | 47.85 | 54.46 | 51.57 | 47.85 | 48.88 | 51.46 | 47.85 | 48.88 | 51.46 | 47.85 | 48.88 | 51.57 | 47.85 | 57.03 | 61.74 | 54.01 | 55.89 | 51.98 | 48.34 | 48.88 | 51.46 | 47.85
3825 | 38.59 | 43.56 | 36.02 | 38.59 | 43.56 | 36.02 | 38.59 | 43.56 | 36.02 | 38.59 | 43.56 | 36.02 | 38.59 | 45.95 | 36.02 | 39.3 | 46.1 | 36.02 | 38.59 | 43.56 | 36.02 | 38.59 | 43.56 | 36.02 | 38.59 | 45.95 | 36.02 | 46.55 | 47.66 | 43.28 | 44.26 | 44 | 36.38 | 38.59 | 43.56 | 36.02 | 49.18 | 51.77 | 47.59 | 49.18 | 51.77 | 47.59 | 49.18 | 51.77 | 47.59 | 49.18 | 51.77 | 47.59 | 51.8 | 51.87 | 48.15 | 54.76 | 51.87 | 48.15 | 49.18 | 51.77 | 48.15 | 49.18 | 51.77 | 48.15 | 51.8 | 51.87 | 48.15 | 61.89 | 61.74 | 54.01 | 58.85 | 52.29 | 48.07 | 49.18 | 51.77 | 47.59
3826 | 38.81 | 43.78 | 36.24 | 38.81 | 43.78 | 36.24 | 38.81 | 43.78 | 36.24 | 38.81 | 43.78 | 36.24 | 38.81 | 46.17 | 36.24 | 39.52 | 46.32 | 36.24 | 38.81 | 43.78 | 36.24 | 38.81 | 43.78 | 36.24 | 38.81 | 46.17 | 36.24 | 40.33 | 47.14 | 36.21 | 39.2 | 44.22 | 35.88 | 38.81 | 43.78 | 36.24 | 49.4 | 51.99 | 46.17 | 49.4 | 51.99 | 46.17 | 49.4 | 51.99 | 46.17 | 49.4 | 51.99 | 46.17 | 52.02 | 52.1 | 48.38 | 54.98 | 52.1 | 48.38 | 49.4 | 51.99 | 48.38 | 49.4 | 51.99 | 48.38 | 52.02 | 52.1 | 48.38 | 56.46 | 52.62 | 48.61 | 53.68 | 51.54 | 46.22 | 49.4 | 51.99 | 46.17
3827 | 38.83 | 43.79 | 36.26 | 38.83 | 43.79 | 36.26 | 38.83 | 43.79 | 36.26 | 38.83 | 43.79 | 36.26 | 38.83 | 46.19 | 36.26 | 39.53 | 46.34 | 36.26 | 38.83 | 43.79 | 36.26 | 38.83 | 43.79 | 36.26 | 38.83 | 46.19 | 36.26 | 40.76 | 47.29 | 39.84 | 39.54 | 44.24 | 36.62 | 38.83 | 43.79 | 36.26 | 49.42 | 52 | 46.17 | 49.42 | 52 | 46.17 | 49.42 | 52 | 46.17 | 49.42 | 52 | 46.17 | 52.04 | 52.11 | 48.39 | 55 | 52.11 | 48.39 | 49.42 | 52 | 48.39 | 49.42 | 52 | 48.39 | 52.04 | 52.11 | 48.39 | 57.03 | 60.91 | 48.61 | 54.22 | 52.53 | 46.22 | 49.42 | 52 | 46.17
3828 | 38.68 | 43.65 | 36.11 | 38.68 | 43.65 | 36.11 | 38.68 | 43.65 | 36.11 | 38.68 | 43.65 | 36.11 | 38.68 | 46.04 | 36.11 | 39.39 | 46.19 | 36.11 | 38.68 | 43.65 | 36.11 | 38.68 | 43.65 | 36.11 | 38.68 | 46.04 | 36.11 | 39.87 | 46.81 | 35.85 | 39.07 | 44.09 | 35.14 | 38.68 | 43.65 | 36.11 | 49.27 | 51.6 | 46.17 | 49.27 | 51.6 | 46.17 | 49.27 | 51.6 | 46.17 | 49.27 | 51.6 | 46.17 | 49.27 | 51.96 | 48.25 | 54.48 | 51.96 | 48.25 | 49.27 | 51.86 | 48.25 | 49.27 | 51.86 | 48.25 | 49.27 | 51.96 | 48.25 | 53.94 | 52.12 | 48.61 | 51.28 | 51.08 | 46.22 | 49.27 | 51.6 | 46.17
3829 | 38.42 | 43.39 | 35.85 | 38.42 | 43.39 | 35.85 | 38.42 | 43.39 | 35.85 | 38.42 | 43.39 | 35.85 | 38.42 | 45.78 | 35.85 | 39.13 | 45.93 | 35.85 | 38.42 | 43.39 | 35.85 | 38.42 | 43.39 | 35.85 | 38.42 | 45.78 | 35.85 | 39.51 | 46.81 | 35.85 | 38.72 | 43.83 | 35.14 | 38.42 | 43.39 | 35.85 | 49.01 | 51.6 | 46.17 | 49.01 | 51.6 | 46.17 | 49.01 | 51.6 | 46.17 | 49.01 | 51.6 | 46.17 | 49.01 | 51.71 | 47.99 | 54.43 | 51.71 | 47.99 | 49.01 | 51.6 | 47.99 | 49.01 | 51.6 | 47.99 | 49.01 | 51.71 | 47.99 | 53.93 | 52.12 | 48.61 | 51.27 | 51.08 | 46.22 | 49.01 | 51.6 | 46.17
3830 | 38.07 | 43.03 | 35.5 | 38.07 | 43.03 | 35.5 | 38.07 | 43.03 | 35.5 | 38.07 | 43.03 | 35.5 | 38.07 | 45.43 | 35.5 | 38.78 | 45.58 | 35.5 | 38.07 | 43.03 | 35.5 | 38.07 | 43.03 | 35.5 | 38.07 | 45.43 | 35.5 | 39.16 | 46.82 | 35.85 | 38.38 | 43.47 | 35.14 | 38.07 | 43.03 | 35.5 | 48.66 | 51.25 | 46.68 | 48.66 | 51.25 | 46.68 | 48.66 | 51.25 | 46.68 | 48.66 | 51.25 | 46.68 | 48.66 | 51.35 | 47.63 | 54.24 | 51.35 | 47.63 | 48.66 | 51.25 | 47.63 | 48.66 | 51.25 | 47.63 | 48.66 | 51.35 | 47.63 | 53.93 | 52.12 | 48.61 | 51.27 | 51.08 | 47.15 | 48.66 | 51.25 | 46.68
3831 | 37.89 | 42.86 | 35.32 | 37.89 | 42.86 | 35.32 | 37.89 | 42.86 | 35.32 | 37.89 | 42.86 | 35.32 | 37.89 | 45.25 | 35.32 | 38.6 | 45.4 | 35.32 | 37.89 | 42.86 | 35.32 | 37.89 | 42.86 | 35.32 | 37.89 | 45.25 | 35.32 | 39.46 | 47.14 | 36.21 | 38.67 | 43.29 | 35.49 | 37.89 | 42.86 | 35.32 | 48.48 | 51.07 | 47.46 | 48.48 | 51.07 | 47.46 | 48.48 | 51.07 | 47.46 | 48.48 | 51.07 | 47.46 | 48.48 | 51.17 | 47.46 | 54.06 | 51.17 | 47.46 | 48.48 | 51.07 | 47.46 | 48.48 | 51.07 | 47.46 | 48.48 | 51.17 | 47.46 | 53.94 | 53.29 | 48.61 | 52.86 | 51.58 | 47.64 | 48.48 | 51.07 | 47.46
3832 | 37.86 | 42.82 | 35.29 | 37.86 | 42.82 | 35.29 | 37.86 | 42.82 | 35.29 | 37.86 | 42.82 | 35.29 | 37.86 | 45.21 | 35.29 | 38.56 | 45.37 | 35.29 | 37.86 | 42.82 | 35.29 | 37.86 | 42.82 | 35.29 | 37.86 | 45.21 | 35.29 | 40.56 | 47.56 | 43.28 | 39.75 | 45.22 | 38.24 | 37.86 | 42.82 | 35.29 | 48.44 | 51.03 | 47.42 | 48.44 | 51.03 | 47.42 | 48.44 | 51.03 | 47.42 | 48.44 | 51.03 | 47.42 | 48.44 | 51.14 | 47.42 | 54.02 | 51.14 | 47.42 | 48.44 | 51.03 | 47.42 | 48.44 | 51.03 | 47.42 | 48.44 | 51.14 | 47.42 | 57.03 | 61.74 | 54.01 | 55.89 | 52.95 | 49.78 | 48.44 | 51.03 | 47.42
3833 | 38.13 | 43.1 | 35.56 | 38.13 | 43.1 | 35.56 | 38.13 | 43.1 | 35.56 | 38.13 | 43.1 | 35.56 | 38.13 | 45.49 | 35.56 | 38.84 | 45.65 | 35.57 | 38.13 | 43.1 | 35.56 | 38.13 | 43.1 | 35.56 | 38.13 | 45.49 | 35.56 | 44.23 | 60.3 | 72.29 | 43.34 | 59.1 | 70.85 | 38.13 | 43.1 | 35.56 | 48.72 | 51.31 | 47.7 | 48.72 | 51.31 | 47.7 | 48.72 | 51.31 | 47.7 | 48.72 | 51.31 | 47.7 | 51.34 | 51.42 | 47.7 | 54.3 | 51.42 | 47.7 | 48.72 | 51.31 | 47.7 | 48.72 | 51.31 | 47.7 | 51.34 | 51.42 | 47.7 | 60.02 | 74.36 | 95.93 | 58.82 | 71.98 | 91.21 | 48.72 | 51.31 | 47.7
3834 | 38.37 | 43.34 | 35.8 | 38.37 | 43.34 | 35.8 | 38.37 | 43.34 | 35.8 | 38.37 | 43.34 | 35.8 | 38.37 | 45.73 | 35.8 | 39.08 | 45.88 | 35.8 | 38.37 | 43.34 | 35.8 | 38.37 | 43.34 | 35.8 | 38.37 | 45.73 | 35.8 | 52.92 | 63.7 | 73.48 | 51.87 | 62.43 | 72.02 | 38.37 | 43.34 | 35.8 | 48.96 | 51.55 | 47.94 | 48.96 | 51.55 | 47.94 | 48.96 | 51.55 | 47.94 | 48.96 | 51.55 | 47.94 | 51.58 | 51.66 | 47.94 | 54.54 | 51.66 | 48.04 | 48.96 | 51.55 | 47.94 | 48.96 | 51.55 | 47.94 | 51.58 | 51.66 | 47.94 | 72.87 | 82.31 | 104.49 | 71.42 | 80.68 | 102.4 | 48.96 | 51.55 | 47.94
3835 | 38.31 | 43.27 | 35.74 | 38.31 | 43.27 | 35.74 | 38.31 | 43.27 | 35.74 | 38.31 | 43.27 | 35.74 | 38.31 | 45.67 | 35.74 | 39.01 | 45.82 | 35.74 | 38.31 | 43.27 | 35.74 | 38.31 | 43.27 | 35.74 | 38.31 | 45.67 | 35.74 | 52.92 | 76.51 | 79.05 | 51.87 | 74.99 | 79.05 | 38.31 | 43.27 | 35.74 | 48.9 | 51.48 | 49.12 | 48.9 | 51.48 | 49.12 | 48.9 | 51.48 | 49.12 | 48.9 | 51.48 | 49.12 | 51.52 | 51.59 | 49.12 | 54.48 | 51.59 | 49.12 | 48.9 | 51.48 | 47.87 | 48.9 | 51.48 | 47.87 | 51.52 | 51.59 | 49.12 | 72.87 | 87.48 | 104.49 | 71.42 | 87.48 | 103.47 | 48.9 | 51.48 | 49.12
3836 | 38.07 | 43.04 | 35.51 | 38.07 | 43.04 | 35.51 | 38.07 | 43.04 | 35.51 | 38.07 | 43.04 | 35.51 | 38.07 | 45.43 | 35.51 | 38.78 | 45.59 | 35.51 | 38.07 | 43.04 | 35.51 | 38.07 | 43.04 | 35.51 | 38.07 | 45.43 | 35.51 | 52.92 | 76.51 | 79.05 | 51.87 | 76.51 | 79.05 | 38.07 | 43.04 | 35.51 | 48.66 | 51.25 | 48.89 | 48.66 | 51.25 | 48.89 | 48.66 | 51.25 | 48.89 | 48.66 | 51.25 | 48.89 | 51.28 | 51.36 | 48.89 | 54.24 | 51.36 | 48.89 | 48.66 | 51.25 | 47.64 | 48.66 | 51.25 | 47.64 | 51.28 | 51.36 | 48.89 | 72.87 | 87.48 | 104.49 | 71.42 | 87.48 | 103.47 | 48.66 | 51.25 | 48.89
3837 | 37.99 | 42.96 | 35.43 | 37.99 | 42.96 | 35.43 | 37.99 | 42.96 | 35.43 | 37.99 | 42.96 | 35.43 | 37.99 | 45.35 | 35.43 | 38.7 | 45.51 | 35.43 | 37.99 | 42.96 | 35.43 | 37.99 | 42.96 | 35.43 | 37.99 | 45.35 | 35.43 | 52.92 | 74.33 | 79.05 | 51.87 | 74.33 | 79.05 | 37.99 | 42.96 | 35.43 | 48.58 | 51.17 | 47.56 | 48.58 | 51.17 | 47.56 | 48.58 | 51.17 | 47.56 | 48.58 | 51.17 | 47.56 | 48.58 | 51.28 | 47.56 | 54.16 | 51.28 | 47.66 | 48.58 | 51.17 | 47.56 | 48.58 | 51.17 | 47.56 | 48.58 | 51.28 | 47.56 | 72.57 | 86.73 | 104.49 | 71.13 | 86.73 | 103.47 | 48.58 | 51.17 | 47.56
3838 | 38.43 | 43.4 | 35.86 | 38.43 | 43.4 | 35.86 | 38.43 | 43.4 | 35.86 | 38.43 | 43.4 | 35.86 | 38.43 | 45.79 | 35.86 | 39.14 | 45.95 | 35.87 | 38.43 | 43.4 | 35.86 | 38.43 | 43.4 | 35.86 | 38.43 | 45.79 | 35.86 | 48.23 | 63.7 | 72.29 | 47.27 | 62.43 | 72.29 | 38.43 | 43.4 | 35.86 | 49.02 | 51.61 | 48 | 49.02 | 51.61 | 48 | 49.02 | 51.61 | 48 | 49.02 | 51.61 | 48 | 49.02 | 51.72 | 48 | 54.6 | 51.72 | 48.1 | 49.02 | 51.61 | 48 | 49.02 | 51.61 | 48 | 49.02 | 51.72 | 48 | 61.77 | 82.31 | 104.49 | 60.54 | 82.31 | 103.47 | 49.02 | 51.61 | 48
3839 | 37.88 | 42.85 | 35.32 | 37.88 | 42.85 | 35.32 | 37.88 | 42.85 | 35.32 | 37.88 | 42.85 | 35.32 | 37.88 | 45.24 | 35.32 | 38.59 | 45.4 | 35.32 | 37.88 | 42.85 | 35.32 | 37.88 | 42.85 | 35.32 | 37.88 | 45.24 | 35.32 | 42.72 | 63.55 | 72.29 | 41.87 | 62.28 | 72.29 | 37.88 | 42.85 | 35.32 | 48.47 | 51.06 | 47.45 | 48.47 | 51.06 | 47.45 | 48.47 | 51.06 | 47.45 | 48.47 | 51.06 | 47.45 | 48.47 | 51.17 | 47.45 | 54.05 | 51.17 | 47.45 | 48.47 | 51.06 | 47.45 | 48.47 | 51.06 | 47.45 | 48.47 | 51.17 | 47.45 | 60.02 | 82.31 | 104.49 | 58.82 | 82.31 | 103.47 | 48.47 | 51.06 | 47.45
3840 | 37.44 | 42.41 | 34.87 | 37.44 | 42.41 | 34.87 | 37.44 | 42.41 | 34.87 | 37.44 | 42.41 | 34.87 | 37.44 | 44.8 | 34.87 | 38.15 | 44.95 | 34.87 | 37.44 | 42.41 | 34.87 | 37.44 | 42.41 | 34.87 | 37.44 | 44.8 | 34.87 | 40.8 | 59.14 | 72.29 | 39.98 | 57.96 | 72.29 | 37.44 | 42.41 | 34.87 | 48.03 | 50.62 | 47.01 | 48.03 | 50.62 | 47.01 | 48.03 | 50.62 | 47.01 | 48.03 | 50.62 | 47.01 | 48.03 | 50.72 | 47.01 | 53.61 | 50.72 | 47.01 | 48.03 | 50.62 | 47.01 | 48.03 | 50.62 | 47.01 | 48.03 | 50.72 | 47.01 | 58.23 | 82.31 | 104.49 | 58.23 | 82.31 | 103.47 | 48.03 | 50.62 | 47.01
3841 | 36.94 | 41.91 | 34.37 | 36.94 | 41.91 | 34.37 | 36.94 | 41.91 | 34.37 | 36.94 | 41.91 | 34.37 | 36.94 | 44.3 | 34.37 | 37.65 | 44.45 | 34.37 | 36.94 | 41.91 | 34.37 | 36.94 | 41.91 | 34.37 | 36.94 | 44.3 | 34.37 | 39.58 | 57.94 | 72.29 | 39.19 | 57.38 | 72.29 | 36.94 | 41.91 | 34.37 | 47.53 | 50.12 | 46.51 | 47.53 | 50.12 | 46.51 | 47.53 | 50.12 | 46.51 | 47.53 | 50.12 | 46.51 | 47.53 | 50.23 | 46.51 | 53.11 | 50.23 | 46.51 | 47.53 | 50.12 | 46.51 | 47.53 | 50.12 | 46.51 | 47.53 | 50.23 | 46.51 | 56.46 | 82.31 | 104.49 | 55.89 | 82.31 | 103.47 | 47.53 | 50.12 | 46.51
3842 | 36.5 | 41.47 | 33.93 | 36.5 | 41.47 | 33.93 | 36.5 | 41.47 | 33.93 | 36.5 | 41.47 | 33.93 | 36.5 | 43.86 | 33.93 | 37.21 | 44.01 | 33.93 | 36.5 | 41.47 | 33.93 | 36.5 | 41.47 | 33.93 | 36.5 | 43.86 | 33.93 | 38.87 | 57.94 | 72.29 | 38.1 | 56.79 | 70.85 | 36.5 | 41.47 | 33.93 | 47.09 | 49.68 | 46.07 | 47.09 | 49.68 | 46.07 | 47.09 | 49.68 | 46.07 | 47.09 | 49.68 | 46.17 | 47.09 | 49.79 | 46.07 | 52.67 | 49.79 | 46.07 | 47.09 | 49.68 | 46.07 | 47.09 | 49.68 | 46.07 | 47.09 | 49.79 | 46.07 | 55.34 | 80.68 | 104.49 | 55.34 | 79.87 | 103.47 | 47.09 | 49.68 | 46.07
3843 | 36 | 40.96 | 33.43 | 36 | 40.96 | 33.43 | 36 | 40.96 | 33.43 | 36 | 40.96 | 33.43 | 36 | 43.36 | 33.43 | 36.7 | 43.51 | 33.43 | 36 | 40.96 | 33.43 | 36 | 40.96 | 33.43 | 36 | 43.36 | 33.43 | 38.01 | 56.39 | 70.85 | 37.7 | 55.27 | 70.85 | 36 | 40.96 | 33.43 | 46.59 | 49.18 | 45.56 | 46.59 | 49.18 | 45.56 | 46.59 | 49.18 | 45.56 | 46.59 | 49.18 | 46.17 | 46.59 | 49.28 | 45.56 | 52.17 | 49.28 | 45.56 | 46.59 | 49.18 | 45.56 | 46.59 | 49.18 | 45.56 | 46.59 | 49.28 | 45.56 | 53.24 | 75.8 | 104.49 | 53.24 | 75.04 | 102.4 | 46.59 | 49.18 | 45.56
3844 | 35.57 | 40.54 | 33 | 35.57 | 40.54 | 33 | 35.57 | 40.54 | 33 | 35.57 | 40.54 | 33 | 35.57 | 42.93 | 33 | 36.28 | 43.08 | 33 | 35.57 | 40.54 | 33 | 35.57 | 40.54 | 33 | 35.57 | 42.93 | 33 | 37.7 | 51.29 | 58.42 | 37.7 | 50.78 | 57.26 | 35.57 | 40.54 | 33 | 46.16 | 48.75 | 45.14 | 46.16 | 48.75 | 45.14 | 46.16 | 48.75 | 45.14 | 46.16 | 48.75 | 46.17 | 46.16 | 48.85 | 45.14 | 51.74 | 48.85 | 45.14 | 46.16 | 48.75 | 45.14 | 46.16 | 48.75 | 45.14 | 46.16 | 48.85 | 45.14 | 52.85 | 70.53 | 76.95 | 52.85 | 69.13 | 75.41 | 46.16 | 48.75 | 45.14
3845 | 35.48 | 40.45 | 32.92 | 35.48 | 40.45 | 32.92 | 35.48 | 40.45 | 32.92 | 35.48 | 40.45 | 32.92 | 35.48 | 42.84 | 32.92 | 36.19 | 43 | 32.92 | 35.48 | 40.45 | 32.92 | 35.48 | 40.45 | 32.92 | 35.48 | 42.84 | 32.92 | 37.7 | 47.56 | 39.84 | 37.7 | 47.1 | 39.04 | 35.48 | 40.45 | 32.92 | 46.07 | 48.66 | 45.05 | 46.07 | 48.66 | 45.05 | 46.07 | 48.66 | 45.05 | 46.07 | 48.66 | 45.75 | 46.07 | 48.77 | 45.05 | 51.65 | 48.77 | 45.05 | 46.07 | 48.66 | 45.05 | 46.07 | 48.66 | 45.05 | 46.07 | 48.77 | 45.05 | 52.85 | 55.57 | 54.01 | 52.85 | 54.46 | 52.93 | 46.07 | 48.66 | 45.05
3846 | 35.82 | 40.79 | 33.25 | 35.82 | 40.79 | 33.25 | 35.82 | 40.79 | 33.25 | 35.82 | 40.79 | 33.25 | 35.82 | 43.18 | 33.25 | 36.53 | 43.33 | 33.25 | 35.82 | 40.79 | 33.25 | 35.82 | 40.79 | 33.25 | 35.82 | 43.18 | 33.25 | 37.7 | 45.59 | 36.95 | 36.95 | 44.68 | 36.21 | 35.82 | 40.79 | 33.25 | 46.41 | 49 | 45.39 | 46.41 | 49 | 45.39 | 46.41 | 49 | 45.39 | 46.41 | 49 | 45.39 | 46.41 | 49.11 | 45.39 | 51.99 | 49.11 | 45.39 | 46.41 | 49 | 45.39 | 46.41 | 49 | 45.39 | 46.41 | 49.11 | 45.39 | 53.93 | 55.57 | 52.4 | 52.85 | 53.91 | 50.84 | 46.41 | 49 | 45.39
3847 | 36.28 | 41.25 | 33.71 | 36.28 | 41.25 | 33.71 | 36.28 | 41.25 | 33.71 | 36.28 | 41.25 | 33.71 | 36.28 | 43.64 | 33.71 | 36.99 | 43.79 | 33.72 | 36.28 | 41.25 | 33.71 | 36.28 | 41.25 | 33.71 | 36.28 | 43.64 | 33.71 | 38.4 | 44.7 | 36.21 | 37.63 | 43.36 | 35.49 | 36.28 | 41.25 | 33.71 | 46.87 | 49.46 | 45.85 | 46.87 | 49.46 | 45.85 | 46.87 | 49.46 | 45.85 | 46.87 | 49.46 | 45.85 | 46.87 | 49.57 | 45.85 | 52.45 | 49.57 | 45.85 | 46.87 | 49.46 | 45.85 | 46.87 | 49.46 | 45.85 | 46.87 | 49.57 | 45.85 | 52.98 | 52.14 | 48.61 | 51.92 | 50.07 | 46.69 | 46.87 | 49.46 | 45.85
3848 | 36.91 | 41.88 | 34.35 | 36.91 | 41.88 | 34.35 | 36.91 | 41.88 | 34.35 | 36.91 | 41.88 | 34.35 | 36.91 | 44.27 | 34.35 | 37.62 | 44.28 | 34.35 | 36.91 | 41.88 | 34.35 | 36.91 | 41.88 | 34.35 | 36.91 | 44.27 | 34.35 | 38.46 | 43.83 | 35.85 | 37.7 | 42.3 | 34.69 | 36.91 | 41.88 | 34.35 | 47.5 | 50.09 | 46.48 | 47.5 | 50.09 | 46.48 | 47.5 | 50.09 | 46.48 | 47.5 | 50.09 | 46.48 | 47.5 | 50.2 | 46.48 | 53.08 | 50.2 | 46.48 | 47.5 | 50.09 | 46.48 | 47.5 | 50.09 | 46.48 | 47.5 | 50.2 | 46.48 | 53.62 | 51.99 | 47.91 | 52.55 | 50.6 | 46.95 | 47.5 | 50.09 | 46.48
3849 | 37.47 | 42.44 | 34.9 | 37.47 | 42.44 | 34.9 | 37.47 | 42.44 | 34.9 | 37.47 | 42.44 | 34.9 | 37.47 | 44.83 | 34.9 | 38.18 | 44.98 | 34.9 | 37.47 | 42.44 | 34.9 | 37.47 | 42.44 | 34.9 | 37.47 | 44.83 | 34.9 | 39.19 | 45.61 | 35.49 | 38.02 | 42.87 | 34.78 | 37.47 | 42.44 | 34.9 | 48.06 | 50.65 | 47.04 | 48.06 | 50.65 | 47.04 | 48.06 | 50.65 | 47.04 | 48.06 | 50.65 | 47.04 | 48.06 | 50.76 | 47.04 | 53.64 | 50.76 | 47.04 | 48.06 | 50.65 | 47.04 | 48.06 | 50.65 | 47.04 | 48.06 | 50.76 | 47.04 | 57.03 | 51.62 | 47.64 | 54.22 | 50.59 | 46.69 | 48.06 | 50.65 | 47.04
3850 | 38.06 | 43.02 | 35.49 | 38.06 | 43.02 | 35.49 | 38.06 | 43.02 | 35.49 | 38.06 | 43.02 | 35.49 | 38.06 | 43.24 | 35.49 | 38.77 | 43.24 | 35.49 | 38.06 | 43.03 | 35.49 | 38.06 | 43.03 | 35.49 | 38.06 | 43.24 | 35.49 | 38.46 | 42.81 | 35.85 | 37.7 | 42.36 | 35.14 | 38.06 | 43.02 | 35.49 | 48.65 | 51.24 | 47.62 | 48.65 | 51.24 | 47.62 | 48.65 | 51.24 | 47.62 | 48.65 | 51.24 | 47.62 | 48.65 | 51.24 | 47.62 | 54.23 | 51.24 | 47.62 | 48.65 | 51.24 | 47.62 | 48.65 | 51.24 | 47.62 | 48.65 | 51.24 | 47.62 | 53.93 | 51.03 | 48.11 | 51.27 | 50.72 | 47.15 | 48.65 | 51.24 | 47.62
3851 | 38.24 | 43.09 | 35.67 | 38.24 | 43.09 | 35.67 | 38.24 | 43.09 | 35.67 | 38.24 | 43.09 | 35.67 | 38.24 | 43.09 | 35.67 | 38.85 | 43.09 | 35.67 | 38.24 | 43.09 | 35.67 | 38.24 | 43.21 | 35.67 | 38.24 | 43.09 | 35.67 | 38.46 | 42.66 | 34.97 | 37.86 | 42.22 | 34.97 | 38.24 | 43.09 | 35.67 | 48.83 | 48.73 | 47.81 | 48.83 | 48.73 | 47.81 | 48.83 | 48.73 | 47.81 | 48.83 | 48.73 | 47.81 | 48.83 | 48.73 | 47.81 | 53.94 | 48.73 | 47.81 | 48.83 | 48.73 | 47.81 | 48.83 | 51.42 | 47.81 | 48.83 | 48.73 | 47.81 | 53.4 | 48.24 | 47.81 | 50.77 | 48.24 | 47.33 | 48.83 | 48.73 | 47.81
3852 | 38.16 | 41.2 | 35.3 | 38.16 | 41.2 | 35.3 | 38.16 | 41.2 | 35.3 | 38.16 | 41.2 | 35.3 | 38.16 | 41.2 | 35.3 | 38.16 | 41.2 | 35.3 | 38.16 | 41.2 | 35.3 | 38.16 | 43.12 | 35.59 | 38.16 | 41.2 | 35.3 | 37.78 | 40.79 | 34.58 | 37.78 | 40.37 | 34.58 | 38.16 | 41.2 | 35.3 | 48.75 | 48.43 | 47.16 | 48.75 | 48.43 | 47.16 | 48.75 | 48.43 | 47.16 | 48.75 | 48.43 | 47.16 | 48.75 | 48.43 | 47.16 | 49.44 | 48.43 | 47.16 | 48.75 | 48.43 | 47.16 | 48.75 | 51.34 | 47.72 | 48.75 | 48.43 | 47.16 | 48.94 | 47.66 | 47.64 | 48.26 | 47.66 | 46.69 | 48.75 | 48.43 | 47.16
3853 | 36.74 | 39.8 | 35.24 | 36.74 | 39.8 | 35.24 | 36.74 | 39.8 | 35.24 | 36.74 | 39.8 | 35.24 | 36.74 | 39.8 | 35.24 | 36.74 | 39.8 | 35.24 | 36.74 | 39.8 | 35.24 | 37.81 | 42.77 | 35.24 | 36.74 | 39.8 | 35.24 | 36.38 | 39.4 | 34.58 | 36.38 | 39.4 | 34.58 | 36.74 | 39.8 | 35.24 | 48.4 | 48.43 | 47.24 | 48.4 | 48.43 | 47.24 | 48.4 | 48.43 | 47.24 | 48.4 | 48.43 | 47.24 | 48.4 | 48.43 | 47.24 | 48.4 | 48.43 | 47.24 | 48.4 | 48.43 | 47.24 | 48.4 | 50.99 | 47.37 | 48.4 | 48.43 | 47.24 | 47.91 | 47.66 | 47.24 | 47.91 | 47.66 | 46.77 | 48.4 | 48.43 | 47.24
3854 | 37.58 | 40.13 | 35.01 | 37.58 | 40.13 | 35.01 | 37.58 | 40.13 | 35.01 | 37.58 | 40.13 | 35.01 | 37.58 | 40.13 | 35.01 | 37.58 | 40.13 | 35.01 | 37.58 | 40.13 | 35.01 | 37.58 | 42.55 | 35.01 | 37.58 | 40.13 | 35.01 | 37.2 | 39.73 | 34.66 | 37.2 | 39.73 | 34.66 | 37.58 | 40.13 | 35.01 | 48.17 | 48.43 | 47.15 | 48.17 | 48.43 | 47.15 | 48.17 | 48.43 | 47.15 | 48.17 | 48.43 | 47.15 | 48.17 | 48.43 | 47.15 | 48.53 | 48.43 | 47.15 | 48.17 | 48.43 | 47.15 | 48.17 | 50.76 | 47.15 | 48.17 | 48.43 | 47.15 | 48.53 | 47.66 | 47.16 | 48.53 | 47.66 | 47.15 | 48.17 | 48.43 | 47.15
3855 | 37.2 | 42.17 | 34.63 | 37.2 | 42.17 | 34.63 | 37.2 | 42.17 | 34.63 | 37.2 | 42.17 | 34.63 | 37.2 | 42.17 | 34.63 | 37.58 | 42.17 | 34.63 | 37.2 | 42.17 | 34.63 | 37.2 | 42.17 | 34.63 | 37.2 | 42.17 | 34.63 | 37.58 | 42.22 | 34.98 | 37.58 | 41.75 | 34.98 | 37.2 | 42.17 | 34.63 | 47.79 | 50.38 | 46.77 | 47.79 | 50.38 | 46.77 | 47.79 | 50.38 | 46.77 | 47.79 | 50.38 | 46.77 | 47.79 | 50.38 | 46.77 | 52.33 | 50.38 | 46.77 | 47.79 | 50.38 | 46.77 | 47.79 | 50.38 | 46.77 | 47.79 | 50.38 | 46.77 | 52.86 | 50.01 | 47.24 | 51.81 | 50.01 | 47.24 | 47.79 | 50.38 | 46.77
3856 | 37.28 | 42.25 | 34.71 | 37.28 | 42.25 | 34.71 | 37.28 | 42.25 | 34.71 | 37.28 | 42.25 | 34.71 | 37.28 | 42.25 | 34.71 | 37.99 | 43.79 | 34.71 | 37.28 | 42.25 | 34.71 | 37.28 | 42.25 | 34.71 | 37.28 | 42.25 | 34.71 | 38.37 | 44.7 | 35.14 | 37.66 | 43.8 | 35.14 | 37.28 | 42.25 | 34.71 | 47.87 | 50.46 | 46.85 | 47.87 | 50.46 | 46.85 | 47.87 | 50.46 | 46.85 | 47.87 | 50.46 | 46.85 | 47.87 | 50.46 | 46.85 | 53.39 | 50.46 | 46.85 | 47.87 | 50.46 | 46.85 | 47.87 | 50.46 | 46.85 | 47.87 | 50.46 | 46.85 | 53.93 | 51.31 | 47.32 | 52.85 | 51.31 | 47.32 | 47.87 | 50.46 | 46.85
3857 | 37.72 | 42.68 | 35.15 | 37.72 | 42.68 | 35.15 | 37.72 | 42.68 | 35.15 | 37.72 | 42.68 | 35.15 | 37.72 | 44.35 | 35.15 | 38.42 | 45.23 | 35.15 | 37.72 | 42.68 | 35.15 | 37.72 | 42.68 | 35.15 | 37.72 | 44.35 | 35.15 | 41.21 | 46.2 | 35.85 | 40.38 | 45.28 | 35.85 | 37.72 | 42.68 | 35.15 | 48.31 | 50.89 | 47.28 | 48.31 | 50.89 | 47.28 | 48.31 | 50.89 | 47.28 | 48.31 | 50.89 | 47.28 | 48.31 | 50.89 | 47.28 | 53.89 | 51 | 47.28 | 48.31 | 50.89 | 47.28 | 48.31 | 50.89 | 47.28 | 48.31 | 50.89 | 47.28 | 57.45 | 52.05 | 48.75 | 56.31 | 53.11 | 49.73 | 48.31 | 50.89 | 47.28
3858 | 38.19 | 43.15 | 35.62 | 38.19 | 43.15 | 35.62 | 38.19 | 43.15 | 35.62 | 38.19 | 43.15 | 35.62 | 38.19 | 45.55 | 35.62 | 38.89 | 45.7 | 35.62 | 38.19 | 43.15 | 35.62 | 38.19 | 43.15 | 35.62 | 38.19 | 45.55 | 35.62 | 43.16 | 60.75 | 47.49 | 42.3 | 60.75 | 47.49 | 38.19 | 43.15 | 35.62 | 48.78 | 51.37 | 47.75 | 48.78 | 51.37 | 47.75 | 48.78 | 51.37 | 47.75 | 48.78 | 51.37 | 47.75 | 51.4 | 51.47 | 47.75 | 54.36 | 51.47 | 47.75 | 48.78 | 51.37 | 47.75 | 48.78 | 51.37 | 47.75 | 51.4 | 51.47 | 47.75 | 60.67 | 69.75 | 52.93 | 59.46 | 71.17 | 54.01 | 48.78 | 51.37 | 47.75
3859 | 38.41 | 43.38 | 35.84 | 38.41 | 43.38 | 35.84 | 38.41 | 43.38 | 36.57 | 38.41 | 43.38 | 36.57 | 38.41 | 45.77 | 35.84 | 39.12 | 45.92 | 35.84 | 38.41 | 43.38 | 35.84 | 38.41 | 43.38 | 35.84 | 38.41 | 45.77 | 35.84 | 51.29 | 62.46 | 50.27 | 50.27 | 62.46 | 50.27 | 38.41 | 43.38 | 35.84 | 49 | 51.59 | 49.16 | 49 | 51.59 | 49.16 | 49 | 51.59 | 49.16 | 49 | 51.59 | 49.16 | 51.62 | 51.69 | 49.16 | 54.58 | 51.69 | 49.16 | 49 | 51.59 | 49.16 | 49 | 51.59 | 49.16 | 51.62 | 51.69 | 49.16 | 70.7 | 74.27 | 68.3 | 69.99 | 75.77 | 69.7 | 49 | 51.59 | 49.16
3860 | 38.4 | 43.37 | 35.84 | 38.4 | 43.37 | 35.84 | 38.4 | 43.37 | 35.84 | 38.4 | 43.37 | 35.84 | 38.4 | 45.76 | 35.84 | 39.11 | 45.92 | 35.84 | 38.4 | 43.37 | 35.84 | 38.4 | 43.37 | 35.84 | 38.4 | 45.76 | 35.84 | 51.29 | 62.46 | 50.27 | 50.27 | 62.46 | 51.29 | 38.4 | 43.37 | 35.84 | 48.99 | 51.58 | 48.07 | 48.99 | 51.58 | 48.07 | 48.99 | 51.58 | 48.07 | 48.99 | 51.58 | 48.07 | 51.62 | 51.69 | 48.07 | 54.57 | 51.69 | 48.07 | 48.99 | 51.58 | 48.07 | 48.99 | 51.58 | 48.07 | 51.62 | 51.69 | 48.07 | 70.7 | 74.27 | 68.57 | 69.99 | 75.77 | 69.97 | 48.99 | 51.58 | 48.07
3861 | 38.51 | 43.47 | 35.94 | 38.51 | 43.47 | 35.94 | 38.51 | 43.47 | 35.94 | 38.51 | 43.47 | 35.94 | 38.51 | 45.87 | 35.94 | 39.21 | 46.02 | 35.94 | 38.51 | 43.47 | 35.94 | 38.51 | 43.47 | 35.94 | 38.51 | 45.87 | 35.94 | 49.16 | 62.46 | 47.52 | 48.18 | 62.46 | 48.48 | 38.51 | 43.47 | 35.94 | 49.1 | 51.68 | 48.07 | 49.1 | 51.68 | 48.07 | 49.1 | 51.68 | 48.07 | 49.1 | 51.68 | 48.07 | 51.72 | 51.79 | 48.07 | 54.68 | 51.79 | 48.07 | 49.1 | 51.68 | 48.07 | 49.1 | 51.68 | 48.07 | 51.72 | 51.79 | 48.07 | 67.76 | 72.89 | 67.62 | 67.08 | 74.38 | 69 | 49.1 | 51.68 | 48.07
3862 | 38.72 | 43.69 | 36.15 | 38.72 | 43.69 | 36.15 | 38.72 | 43.69 | 36.15 | 38.72 | 43.69 | 36.15 | 38.72 | 46.08 | 36.15 | 39.43 | 46.24 | 36.15 | 38.72 | 43.69 | 36.15 | 38.72 | 43.69 | 36.15 | 38.72 | 46.08 | 36.15 | 41.36 | 52.62 | 47.49 | 40.53 | 52.62 | 47.49 | 38.72 | 43.69 | 36.15 | 49.31 | 51.9 | 48.29 | 49.31 | 51.9 | 48.29 | 49.31 | 51.9 | 48.29 | 49.31 | 51.9 | 48.29 | 49.31 | 52.01 | 48.29 | 54.89 | 52.01 | 48.29 | 49.31 | 51.9 | 48.29 | 49.31 | 51.9 | 48.29 | 49.31 | 52.01 | 48.29 | 56.46 | 71.25 | 63.73 | 55.89 | 72.7 | 65.69 | 49.31 | 51.9 | 48.29
3863 | 38.16 | 43.13 | 35.59 | 38.16 | 43.13 | 35.59 | 38.16 | 43.13 | 35.59 | 38.16 | 43.13 | 35.59 | 38.16 | 45.52 | 35.59 | 38.87 | 45.67 | 35.59 | 38.16 | 43.13 | 35.59 | 38.16 | 43.13 | 35.59 | 38.16 | 45.52 | 35.59 | 39.19 | 50.45 | 42.73 | 39.19 | 49.45 | 42.73 | 38.16 | 43.13 | 35.59 | 47.5 | 51.34 | 47.73 | 47.5 | 51.34 | 47.73 | 47.5 | 51.34 | 47.73 | 47.5 | 51.34 | 47.73 | 48.75 | 51.44 | 47.73 | 53.2 | 51.44 | 47.73 | 48.75 | 51.34 | 47.73 | 48.75 | 51.34 | 47.73 | 48.75 | 51.44 | 47.73 | 53.73 | 63.13 | 58.28 | 53.73 | 64.41 | 59.47 | 47.5 | 51.34 | 47.73
3864 | 37.5 | 42.47 | 34.93 | 37.5 | 42.47 | 34.93 | 37.5 | 42.47 | 34.93 | 37.5 | 42.47 | 34.93 | 37.5 | 44.86 | 34.93 | 38.21 | 45.02 | 34.94 | 37.5 | 42.47 | 34.93 | 37.5 | 42.47 | 34.93 | 37.5 | 44.86 | 34.93 | 39.98 | 49.02 | 38.1 | 39.19 | 49.02 | 38.1 | 37.5 | 42.47 | 34.93 | 48.09 | 50.68 | 47.07 | 48.09 | 50.68 | 47.07 | 48.09 | 50.68 | 47.07 | 48.09 | 50.68 | 47.07 | 48.09 | 50.79 | 47.07 | 53.67 | 50.79 | 47.07 | 48.09 | 50.68 | 47.07 | 48.09 | 50.68 | 47.07 | 48.09 | 50.79 | 47.07 | 57.03 | 56.34 | 50.83 | 55.89 | 57.48 | 53.47 | 48.09 | 50.68 | 47.07
3865 | 36.86 | 41.83 | 34.29 | 36.86 | 41.83 | 34.29 | 36.86 | 41.83 | 34.29 | 36.86 | 41.83 | 34.29 | 36.86 | 44.22 | 34.29 | 37.57 | 44.37 | 34.29 | 36.86 | 41.83 | 34.29 | 36.86 | 41.83 | 34.29 | 36.86 | 44.22 | 34.29 | 38.88 | 48.53 | 37.38 | 38.1 | 48.53 | 37.38 | 36.86 | 41.83 | 34.29 | 47.45 | 50.04 | 46.43 | 47.45 | 50.04 | 46.43 | 47.45 | 50.04 | 46.43 | 47.45 | 50.04 | 46.43 | 47.45 | 50.14 | 46.43 | 53.03 | 50.14 | 46.43 | 47.45 | 50.04 | 46.43 | 47.45 | 50.04 | 46.43 | 47.45 | 50.14 | 46.43 | 55.02 | 55.77 | 50.83 | 54.47 | 56.91 | 52.93 | 47.45 | 50.04 | 46.43
3866 | 36.49 | 41.45 | 33.92 | 36.49 | 41.45 | 33.92 | 36.49 | 41.45 | 33.92 | 36.49 | 41.45 | 33.92 | 36.49 | 43.84 | 33.92 | 37.19 | 44 | 33.92 | 36.49 | 41.45 | 33.92 | 36.49 | 41.45 | 33.92 | 36.49 | 43.84 | 33.92 | 38.1 | 48.53 | 37 | 38.1 | 48.53 | 37.38 | 36.49 | 41.45 | 33.92 | 47.07 | 49.66 | 46.05 | 47.07 | 49.66 | 46.05 | 47.07 | 49.66 | 46.05 | 47.07 | 49.66 | 46.17 | 47.07 | 49.77 | 46.05 | 52.65 | 49.77 | 46.05 | 47.07 | 49.66 | 46.05 | 47.07 | 49.66 | 46.05 | 47.07 | 49.77 | 46.05 | 53.74 | 55.21 | 51.35 | 53.74 | 56.34 | 52.93 | 47.07 | 49.66 | 46.05
3867 | 36.24 | 41.2 | 33.67 | 36.24 | 41.2 | 33.67 | 36.24 | 41.2 | 33.67 | 36.24 | 41.2 | 33.67 | 36.24 | 43.6 | 33.67 | 36.95 | 43.75 | 33.67 | 36.24 | 41.2 | 33.67 | 36.24 | 41.2 | 33.67 | 36.24 | 43.6 | 33.67 | 38.87 | 46.5 | 37 | 38.87 | 47.45 | 37.38 | 36.24 | 41.2 | 33.67 | 46.83 | 49.42 | 45.8 | 46.83 | 49.42 | 45.8 | 46.83 | 49.42 | 45.8 | 46.83 | 49.42 | 46.17 | 46.83 | 49.52 | 45.8 | 52.41 | 49.52 | 45.8 | 46.83 | 49.42 | 45.8 | 46.83 | 49.42 | 45.8 | 46.83 | 49.52 | 45.8 | 55.34 | 53.21 | 49.78 | 55.34 | 56.34 | 51.35 | 46.83 | 49.42 | 45.8
3868 | 36.29 | 41.26 | 33.72 | 36.29 | 41.26 | 33.72 | 36.29 | 41.26 | 33.72 | 36.29 | 41.26 | 33.72 | 36.29 | 43.31 | 33.72 | 37 | 43.8 | 33.72 | 36.29 | 41.26 | 33.72 | 36.29 | 41.26 | 33.72 | 36.29 | 43.31 | 33.72 | 40.39 | 46.6 | 36.91 | 40.39 | 47.56 | 37.66 | 36.29 | 41.26 | 33.72 | 46.88 | 49.47 | 46.17 | 46.88 | 49.47 | 46.17 | 46.88 | 49.47 | 46.17 | 46.88 | 49.47 | 46.17 | 46.88 | 49.57 | 45.86 | 52.46 | 49.57 | 45.86 | 46.88 | 49.47 | 45.86 | 46.88 | 49.47 | 45.86 | 46.88 | 49.57 | 45.86 | 55.89 | 52.95 | 47.16 | 55.89 | 56.34 | 51.35 | 46.88 | 49.47 | 46.17
3869 | 36.97 | 41.94 | 34.4 | 36.97 | 41.94 | 34.4 | 36.97 | 41.94 | 34.4 | 36.97 | 41.94 | 34.4 | 36.97 | 43.31 | 34.4 | 37.68 | 44.48 | 34.4 | 36.97 | 41.94 | 34.4 | 36.97 | 41.94 | 34.4 | 36.97 | 43.31 | 34.4 | 42.72 | 47.56 | 36.56 | 42.72 | 48.53 | 37.31 | 36.97 | 41.94 | 34.4 | 47.56 | 50.15 | 47.64 | 47.56 | 50.15 | 47.64 | 47.56 | 50.15 | 47.64 | 47.56 | 50.15 | 47.64 | 47.56 | 50.15 | 46.54 | 53.14 | 50.25 | 46.54 | 47.56 | 50.15 | 46.54 | 47.56 | 50.15 | 46.54 | 47.56 | 50.15 | 46.54 | 58.82 | 56.34 | 47.16 | 58.82 | 66.37 | 48.13 | 47.56 | 50.15 | 48.08
3870 | 38.25 | 43.22 | 35.69 | 38.25 | 43.22 | 35.69 | 38.25 | 43.22 | 35.69 | 38.25 | 43.22 | 35.69 | 38.25 | 45.61 | 35.69 | 38.96 | 45.77 | 35.69 | 38.25 | 43.22 | 35.69 | 38.25 | 43.22 | 35.69 | 38.25 | 45.61 | 35.69 | 46.64 | 50 | 36.05 | 46.64 | 49 | 36.05 | 38.25 | 43.22 | 35.69 | 48.84 | 51.43 | 47.82 | 48.84 | 51.43 | 47.82 | 48.84 | 51.43 | 47.82 | 48.84 | 51.43 | 47.82 | 51.47 | 51.54 | 47.82 | 54.42 | 51.54 | 47.82 | 48.84 | 51.43 | 47.82 | 48.84 | 51.43 | 47.82 | 51.47 | 51.54 | 47.82 | 71.42 | 54.77 | 48.3 | 71.42 | 55.89 | 48.3 | 48.84 | 51.43 | 47.82
3871 | 39.29 | 44.26 | 36.72 | 39.29 | 44.26 | 36.72 | 39.29 | 44.26 | 36.72 | 39.29 | 44.26 | 36.72 | 39.29 | 46.65 | 36.72 | 40 | 46.8 | 36.72 | 39.29 | 44.26 | 36.72 | 39.29 | 44.26 | 36.72 | 39.29 | 46.65 | 36.72 | 50.94 | 47.56 | 36.36 | 49.93 | 44.71 | 37.09 | 39.29 | 44.26 | 36.72 | 49.88 | 52.52 | 48.86 | 49.88 | 52.52 | 48.86 | 49.88 | 52.52 | 48.86 | 49.88 | 52.52 | 48.86 | 52.5 | 52.57 | 48.86 | 55.46 | 52.57 | 48.86 | 49.88 | 52.47 | 48.86 | 49.88 | 52.47 | 48.86 | 52.5 | 52.57 | 48.86 | 71.42 | 53.11 | 48.37 | 69.99 | 53.05 | 49.35 | 49.88 | 52.52 | 48.86
3872 | 39.77 | 44.73 | 37.2 | 39.77 | 44.73 | 37.2 | 39.77 | 44.73 | 37.2 | 39.77 | 44.73 | 37.2 | 39.77 | 47.13 | 37.2 | 40.47 | 47.28 | 37.2 | 39.77 | 44.73 | 37.2 | 39.77 | 44.73 | 37.2 | 39.77 | 47.13 | 37.2 | 50.94 | 47.75 | 36.83 | 49.93 | 45.18 | 36.83 | 39.77 | 44.73 | 37.2 | 50.35 | 52.94 | 49.33 | 50.35 | 52.94 | 49.33 | 50.35 | 52.94 | 49.33 | 50.35 | 52.94 | 49.33 | 52.98 | 52.94 | 49.33 | 55.93 | 53.05 | 49.33 | 50.35 | 52.94 | 49.33 | 50.35 | 52.94 | 49.33 | 52.98 | 52.94 | 49.33 | 71.42 | 52.95 | 47.16 | 69.99 | 53.48 | 47.81 | 50.35 | 52.94 | 49.33
3873 | 39.86 | 44.82 | 37.29 | 39.86 | 44.82 | 37.29 | 39.86 | 44.82 | 37.29 | 39.86 | 44.82 | 37.29 | 39.86 | 47.22 | 36.95 | 40.56 | 47.37 | 36.95 | 39.86 | 44.82 | 37.29 | 39.86 | 44.82 | 37.29 | 39.86 | 47.22 | 36.95 | 49.97 | 46.89 | 34.78 | 48.97 | 45.28 | 35.49 | 39.86 | 44.82 | 37.29 | 50.44 | 53.03 | 49.42 | 50.44 | 53.03 | 49.42 | 50.44 | 53.03 | 49.42 | 50.44 | 53.03 | 47.59 | 53.07 | 53.03 | 49.42 | 56.02 | 53.03 | 49.42 | 50.44 | 53.03 | 49.42 | 50.44 | 53.03 | 49.42 | 53.07 | 53.03 | 49.42 | 68.76 | 51.62 | 44.8 | 67.38 | 52.5 | 46.21 | 50.44 | 53.03 | 49.42
3874 | 40.01 | 44.98 | 37.44 | 40.01 | 44.98 | 37.44 | 40.01 | 44.98 | 37.44 | 40.01 | 44.98 | 37.44 | 40.01 | 45.57 | 35.49 | 40.72 | 45.9 | 35.49 | 40.01 | 44.98 | 37.44 | 40.01 | 44.98 | 37.44 | 40.01 | 45.57 | 35.49 | 41.13 | 45.44 | 34.42 | 40.41 | 45.43 | 35.14 | 40.01 | 44.98 | 37.44 | 50.6 | 52.34 | 47.16 | 50.6 | 52.34 | 47.16 | 50.6 | 52.34 | 47.16 | 50.6 | 52.34 | 46.68 | 53.22 | 52.34 | 47.16 | 56.18 | 52.34 | 47.16 | 50.6 | 52.34 | 49.58 | 50.6 | 53.19 | 49.58 | 53.22 | 52.34 | 47.16 | 56.46 | 50.78 | 44.8 | 56.46 | 51.82 | 45.75 | 50.6 | 52.34 | 47.16
3875 | 39.96 | 44.93 | 37.39 | 39.96 | 44.93 | 37.39 | 39.96 | 44.93 | 37.39 | 39.96 | 44.93 | 37.39 | 39.96 | 45.38 | 35.49 | 40.67 | 45.9 | 35.49 | 39.96 | 44.93 | 37.39 | 39.96 | 44.93 | 37.39 | 39.96 | 45.39 | 35.49 | 41.08 | 45.38 | 34.42 | 40.37 | 45.38 | 35.14 | 39.96 | 44.93 | 37.39 | 50.55 | 51.31 | 47.16 | 50.55 | 51.31 | 47.16 | 50.55 | 51.31 | 47.16 | 50.55 | 51.31 | 46.68 | 53.17 | 51.31 | 47.16 | 56.13 | 51.31 | 47.16 | 50.55 | 51.31 | 47.16 | 50.55 | 53.14 | 49.53 | 53.17 | 51.31 | 47.16 | 56.31 | 49.77 | 44.8 | 56.31 | 50.8 | 45.75 | 50.55 | 51.31 | 47.16
3876 | 39.89 | 44.86 | 37.32 | 39.89 | 44.86 | 37.32 | 39.89 | 44.86 | 37.32 | 39.89 | 44.86 | 37.32 | 39.89 | 44.86 | 35.49 | 40.6 | 45.27 | 35.49 | 39.89 | 44.86 | 37.32 | 39.89 | 44.86 | 37.32 | 39.89 | 44.86 | 35.49 | 40.19 | 44.41 | 34.42 | 40.13 | 44.41 | 35.12 | 39.89 | 44.86 | 37.32 | 50.48 | 50.01 | 47.12 | 50.48 | 50.01 | 47.12 | 50.48 | 50.01 | 47.12 | 50.48 | 50.01 | 46.68 | 53.1 | 50.01 | 47.12 | 53.94 | 50.01 | 47.12 | 50.48 | 50.01 | 47.12 | 50.48 | 53.07 | 49.46 | 53.1 | 50.01 | 47.12 | 53.4 | 48.51 | 44.8 | 52.33 | 49.51 | 44.8 | 50.48 | 50.01 | 47.12
3877 | 39.79 | 44.76 | 37.23 | 39.79 | 44.76 | 37.23 | 39.79 | 44.76 | 37.23 | 39.79 | 44.76 | 37.23 | 39.79 | 44.76 | 35.49 | 39.79 | 45.27 | 35.49 | 39.79 | 44.76 | 37.23 | 39.79 | 44.76 | 37.23 | 39.79 | 44.76 | 35.49 | 39.79 | 44.81 | 34.42 | 39.58 | 44.31 | 34.42 | 39.79 | 44.76 | 37.23 | 50.38 | 49.42 | 47.16 | 50.38 | 49.42 | 47.16 | 50.38 | 49.42 | 47.16 | 50.38 | 49.42 | 46.68 | 53.01 | 49.42 | 47.16 | 53.03 | 49.42 | 47.16 | 50.38 | 49.42 | 47.16 | 50.38 | 52.97 | 49.36 | 53.01 | 49.42 | 47.16 | 52.85 | 47.94 | 44.8 | 51.8 | 48.92 | 44.8 | 50.38 | 49.42 | 47.16
3878 | 39.61 | 44.58 | 37.04 | 39.61 | 44.58 | 37.04 | 39.61 | 44.58 | 37.04 | 39.61 | 44.58 | 37.04 | 39.61 | 44.58 | 35.49 | 40.32 | 45.72 | 35.49 | 39.61 | 44.58 | 37.04 | 39.61 | 44.58 | 37.04 | 39.61 | 44.58 | 35.49 | 40.39 | 45.03 | 34.42 | 40.01 | 44.13 | 35.12 | 39.61 | 44.58 | 37.04 | 50.2 | 50.27 | 47.16 | 50.2 | 50.27 | 47.16 | 50.2 | 50.27 | 47.16 | 50.2 | 50.27 | 46.68 | 52.82 | 50.27 | 47.16 | 54.78 | 50.27 | 47.16 | 50.2 | 50.27 | 47.16 | 50.2 | 52.79 | 49.18 | 52.82 | 50.27 | 47.16 | 55.34 | 47.89 | 44.8 | 54.23 | 49.77 | 44.8 | 50.2 | 50.27 | 47.16
3879 | 39.39 | 44.36 | 36.82 | 39.39 | 44.36 | 36.82 | 39.39 | 44.36 | 36.82 | 39.39 | 44.36 | 36.82 | 39.39 | 44.36 | 36.23 | 39.79 | 45.72 | 36.23 | 39.39 | 44.36 | 36.82 | 39.39 | 44.36 | 36.82 | 39.39 | 44.36 | 36.23 | 39.79 | 45.27 | 34.42 | 39.79 | 44.36 | 35.12 | 39.39 | 44.36 | 36.82 | 49.98 | 51.61 | 48.29 | 49.98 | 51.61 | 48.29 | 49.98 | 51.61 | 48.29 | 49.98 | 51.61 | 48.29 | 52.6 | 51.61 | 48.29 | 54.23 | 51.61 | 48.29 | 49.98 | 51.61 | 48.29 | 49.98 | 52.57 | 48.96 | 52.6 | 51.61 | 48.29 | 54.78 | 50.07 | 44.8 | 53.69 | 51.09 | 44.8 | 49.98 | 51.61 | 48.29
3880 | 39.21 | 44.17 | 36.64 | 39.21 | 44.17 | 36.64 | 39.21 | 44.17 | 36.64 | 39.21 | 44.17 | 36.64 | 39.21 | 46.25 | 36.59 | 39.92 | 46.72 | 36.59 | 39.21 | 44.17 | 36.64 | 39.21 | 44.17 | 36.64 | 39.21 | 46.25 | 36.59 | 40.39 | 46.25 | 35.49 | 39.6 | 44.62 | 35.49 | 39.21 | 44.17 | 36.64 | 49.8 | 52.39 | 48.77 | 49.8 | 52.39 | 48.77 | 49.8 | 52.39 | 48.77 | 49.8 | 52.39 | 48.77 | 52.42 | 52.39 | 48.77 | 55.38 | 52.39 | 48.77 | 49.8 | 52.39 | 48.77 | 49.8 | 52.39 | 48.77 | 52.42 | 52.39 | 48.77 | 56.46 | 51.86 | 46.21 | 55.33 | 51.86 | 47.15 | 49.8 | 52.39 | 48.77
3881 | 39.15 | 44.12 | 36.58 | 39.15 | 44.12 | 36.58 | 39.15 | 44.12 | 36.58 | 39.15 | 44.12 | 36.58 | 39.15 | 46.51 | 36.58 | 39.86 | 46.66 | 36.58 | 39.15 | 44.12 | 36.58 | 39.15 | 44.12 | 36.58 | 39.15 | 46.51 | 36.58 | 47.23 | 57.36 | 36.22 | 46.28 | 44.56 | 36.22 | 39.15 | 44.12 | 36.58 | 49.74 | 52.33 | 48.72 | 49.74 | 52.33 | 48.72 | 49.74 | 52.33 | 48.72 | 49.74 | 52.33 | 48.72 | 52.36 | 52.43 | 48.72 | 55.32 | 52.43 | 48.72 | 49.74 | 52.33 | 48.72 | 49.74 | 52.33 | 48.72 | 52.36 | 52.43 | 48.72 | 64.8 | 52.96 | 48.23 | 63.5 | 52.86 | 48.23 | 49.74 | 52.33 | 48.72
3882 | 39.08 | 44.05 | 36.51 | 39.08 | 44.05 | 36.51 | 39.08 | 44.05 | 36.51 | 39.08 | 44.05 | 36.51 | 39.08 | 46.44 | 36.51 | 39.79 | 46.59 | 36.51 | 39.08 | 44.05 | 36.51 | 39.08 | 44.05 | 36.51 | 39.08 | 46.44 | 36.51 | 48.2 | 57.74 | 36.88 | 47.23 | 44.49 | 36.88 | 39.08 | 44.05 | 36.51 | 49.67 | 52.26 | 48.64 | 49.67 | 52.26 | 48.64 | 49.67 | 52.26 | 48.64 | 49.67 | 52.26 | 48.64 | 52.29 | 52.36 | 48.64 | 55.25 | 52.36 | 48.64 | 49.67 | 52.26 | 48.64 | 49.67 | 52.26 | 48.64 | 52.29 | 52.36 | 48.64 | 71.42 | 53.86 | 48.16 | 69.99 | 52.78 | 48.16 | 49.67 | 52.26 | 48.64
3883 | 39 | 43.96 | 36.43 | 39 | 43.96 | 36.43 | 39 | 43.96 | 36.43 | 39 | 43.96 | 36.43 | 39 | 46.36 | 36.43 | 39.7 | 46.51 | 36.43 | 39 | 43.96 | 36.43 | 39 | 43.96 | 36.43 | 39 | 46.36 | 36.43 | 50.27 | 57.74 | 36.8 | 49.26 | 44.41 | 36.8 | 39 | 43.96 | 36.43 | 49.59 | 52.17 | 48.56 | 49.59 | 52.17 | 48.56 | 49.59 | 52.17 | 48.56 | 49.59 | 52.17 | 48.56 | 52.21 | 52.28 | 48.56 | 55.16 | 52.28 | 48.56 | 49.59 | 52.17 | 48.56 | 49.59 | 52.17 | 48.56 | 52.21 | 52.28 | 48.56 | 71.42 | 53.78 | 49.05 | 69.99 | 52.7 | 49.05 | 49.59 | 52.17 | 48.56
3884 | 38.87 | 43.84 | 36.3 | 38.87 | 43.84 | 36.3 | 38.87 | 43.84 | 36.3 | 38.87 | 43.84 | 36.3 | 38.87 | 46.23 | 36.3 | 39.58 | 46.38 | 36.3 | 38.87 | 43.84 | 36.3 | 38.87 | 43.84 | 36.3 | 38.87 | 46.23 | 36.3 | 49.97 | 57.74 | 36.67 | 48.97 | 44.28 | 36.67 | 38.87 | 43.84 | 36.3 | 49.46 | 52.05 | 48.44 | 49.46 | 52.05 | 48.44 | 49.46 | 52.05 | 48.44 | 49.46 | 52.05 | 48.44 | 52.08 | 52.15 | 48.44 | 55.04 | 52.15 | 48.44 | 49.46 | 52.05 | 48.44 | 49.46 | 52.05 | 48.44 | 52.08 | 52.15 | 48.44 | 71.42 | 52.68 | 48.44 | 69.99 | 52.57 | 48.44 | 49.46 | 52.05 | 48.44
3885 | 38.8 | 43.77 | 36.23 | 38.8 | 43.77 | 36.23 | 38.8 | 43.77 | 36.23 | 38.8 | 43.77 | 36.23 | 38.8 | 46.16 | 36.23 | 39.51 | 46.31 | 36.23 | 38.8 | 43.77 | 36.23 | 38.8 | 43.77 | 36.23 | 38.8 | 46.16 | 36.23 | 44.33 | 57.74 | 36.23 | 43.44 | 44.21 | 36.23 | 38.8 | 43.77 | 36.23 | 49.39 | 51.98 | 48.37 | 49.39 | 51.98 | 48.37 | 49.39 | 51.98 | 48.37 | 49.39 | 51.98 | 48.37 | 52.01 | 52.08 | 48.37 | 54.97 | 52.08 | 48.37 | 49.39 | 51.98 | 48.37 | 49.39 | 51.98 | 48.37 | 52.01 | 52.08 | 48.37 | 69.99 | 52.61 | 47.88 | 68.59 | 52.5 | 47.88 | 49.39 | 51.98 | 48.37
3886 | 38.87 | 43.83 | 36.3 | 38.87 | 43.83 | 36.3 | 38.87 | 43.83 | 36.3 | 38.87 | 43.83 | 36.3 | 38.87 | 46.23 | 36.3 | 39.57 | 46.38 | 36.3 | 38.87 | 43.83 | 36.3 | 38.87 | 43.83 | 36.3 | 38.87 | 46.23 | 36.3 | 42.22 | 48.95 | 35.94 | 41.38 | 44.28 | 35.94 | 38.87 | 43.83 | 36.3 | 49.46 | 52.04 | 48.43 | 49.46 | 52.04 | 48.43 | 49.46 | 52.04 | 48.43 | 49.46 | 52.04 | 48.43 | 49.46 | 52.04 | 48.43 | 55.04 | 52.15 | 48.43 | 49.46 | 52.04 | 48.43 | 49.46 | 52.04 | 48.43 | 49.46 | 52.04 | 48.43 | 56.87 | 52.68 | 47.95 | 55.74 | 52.57 | 47.95 | 49.46 | 52.04 | 48.43
3887 | 36.81 | 43.05 | 35.52 | 36.81 | 43.05 | 35.52 | 36.81 | 43.05 | 35.52 | 36.81 | 43.05 | 35.52 | 36.81 | 44.5 | 35.52 | 38.79 | 45.59 | 35.52 | 36.81 | 43.05 | 35.52 | 36.81 | 43.05 | 35.52 | 36.81 | 44.5 | 35.52 | 39.18 | 45.14 | 35.16 | 38.4 | 43.49 | 35.16 | 36.81 | 43.05 | 35.52 | 47.02 | 51.26 | 47.65 | 47.02 | 51.26 | 47.65 | 47.02 | 51.26 | 47.65 | 47.02 | 51.26 | 47.65 | 47.02 | 51.26 | 47.65 | 54.25 | 51.37 | 47.65 | 47.02 | 51.26 | 47.65 | 47.02 | 51.26 | 47.65 | 47.02 | 51.26 | 47.65 | 55.34 | 51.78 | 47.17 | 54.23 | 51.78 | 47.17 | 47.02 | 51.26 | 47.65
3888 | 35.18 | 42.91 | 35.38 | 35.18 | 42.91 | 35.38 | 35.18 | 42.91 | 35.38 | 35.18 | 42.91 | 35.38 | 35.18 | 42.91 | 35.38 | 38.08 | 45.46 | 35.38 | 35.18 | 42.91 | 35.38 | 35.18 | 42.91 | 35.38 | 35.18 | 42.91 | 35.38 | 37.7 | 45 | 35.02 | 36.95 | 43.35 | 35.02 | 35.18 | 42.91 | 35.38 | 36.14 | 51.12 | 47.51 | 36.14 | 51.12 | 47.51 | 36.14 | 51.12 | 47.51 | 36.14 | 51.12 | 47.51 | 36.14 | 51.12 | 47.51 | 52.86 | 51.23 | 47.51 | 36.14 | 51.12 | 47.51 | 36.14 | 51.12 | 47.51 | 36.14 | 51.12 | 47.51 | 52.86 | 51.64 | 47.04 | 51.81 | 51.64 | 47.04 | 36.14 | 51.12 | 47.51
3889 | 35.13 | 42.56 | 35.02 | 35.13 | 42.56 | 35.02 | 35.13 | 42.56 | 35.02 | 35.13 | 42.56 | 35.02 | 35.13 | 42.56 | 35.02 | 37.32 | 45.01 | 35.02 | 35.13 | 42.56 | 35.02 | 35.13 | 42.56 | 35.02 | 35.13 | 42.56 | 35.02 | 37.7 | 44.56 | 34.67 | 36.95 | 42.99 | 34.67 | 35.13 | 42.56 | 35.02 | 36.14 | 50.77 | 47.16 | 36.14 | 50.77 | 47.16 | 36.14 | 50.77 | 47.16 | 36.14 | 50.77 | 47.16 | 36.14 | 50.77 | 47.16 | 51.79 | 50.87 | 47.16 | 36.14 | 50.77 | 47.16 | 36.14 | 50.77 | 47.16 | 36.14 | 50.77 | 47.16 | 52.85 | 50.77 | 46.69 | 51.8 | 51.28 | 46.69 | 36.14 | 50.77 | 47.16
3890 | 35.48 | 42.31 | 34.77 | 35.48 | 42.31 | 34.77 | 35.48 | 42.31 | 34.77 | 35.48 | 42.31 | 34.77 | 35.48 | 42.31 | 34.77 | 36.2 | 44.76 | 34.77 | 35.48 | 42.31 | 34.77 | 35.48 | 42.31 | 34.77 | 35.48 | 42.31 | 34.77 | 36.94 | 44.31 | 34.42 | 36.2 | 42.73 | 34.42 | 35.48 | 42.31 | 34.77 | 36.14 | 50.52 | 46.91 | 36.14 | 50.52 | 46.91 | 36.14 | 50.52 | 46.91 | 36.14 | 50.52 | 46.91 | 36.14 | 50.52 | 46.91 | 50.53 | 50.62 | 46.91 | 36.14 | 50.52 | 46.91 | 36.14 | 50.52 | 46.91 | 36.14 | 50.52 | 46.91 | 51.06 | 50.12 | 46.44 | 50.04 | 51.03 | 46.44 | 36.14 | 50.52 | 46.91
3891 | 36.56 | 42.1 | 34.57 | 36.56 | 42.1 | 34.57 | 36.56 | 42.1 | 34.57 | 36.56 | 42.1 | 34.57 | 36.56 | 42.1 | 34.57 | 36.56 | 43.55 | 34.57 | 36.56 | 42.1 | 34.57 | 36.56 | 42.1 | 34.57 | 36.56 | 42.1 | 34.57 | 36.94 | 43.12 | 34.42 | 36.93 | 42.53 | 34.42 | 36.56 | 42.1 | 34.57 | 47.02 | 50.31 | 46.7 | 47.02 | 50.31 | 46.7 | 47.02 | 50.31 | 46.7 | 47.02 | 50.31 | 46.7 | 47.02 | 50.31 | 46.7 | 49.43 | 50.31 | 46.7 | 47.02 | 50.31 | 46.7 | 47.02 | 50.31 | 46.7 | 47.02 | 50.31 | 46.7 | 49.93 | 49.81 | 46.23 | 48.93 | 50.82 | 46.23 | 47.02 | 50.31 | 46.7
3892 | 37.12 | 42.08 | 34.55 | 37.12 | 42.08 | 34.55 | 37.12 | 42.08 | 34.55 | 37.12 | 42.08 | 34.55 | 37.12 | 42.08 | 34.55 | 37.12 | 43.55 | 34.55 | 37.12 | 42.08 | 34.55 | 37.12 | 42.08 | 34.55 | 37.12 | 42.08 | 34.55 | 37.49 | 43.12 | 34.42 | 37.49 | 42.51 | 34.42 | 37.12 | 42.08 | 34.55 | 47.7 | 50.29 | 46.68 | 47.7 | 50.29 | 46.68 | 47.7 | 50.29 | 46.68 | 47.7 | 50.29 | 46.68 | 47.7 | 50.29 | 46.68 | 51.27 | 50.4 | 46.68 | 47.7 | 50.29 | 46.68 | 47.7 | 50.29 | 46.68 | 47.7 | 50.29 | 46.68 | 52.85 | 50 | 46.21 | 52.85 | 50.8 | 46.21 | 47.7 | 50.29 | 46.68
3893 | 37.69 | 42.66 | 35.12 | 37.69 | 42.66 | 35.12 | 37.69 | 42.66 | 35.12 | 37.69 | 42.66 | 35.12 | 37.69 | 42.66 | 35.12 | 38.4 | 44.41 | 35.12 | 37.69 | 42.66 | 35.12 | 37.69 | 42.66 | 35.12 | 37.69 | 42.66 | 35.12 | 39.98 | 43.97 | 35.48 | 39.98 | 43.09 | 35.48 | 37.69 | 42.66 | 35.12 | 48.28 | 50.87 | 47.26 | 48.28 | 50.87 | 47.26 | 48.28 | 50.87 | 47.26 | 48.28 | 50.87 | 47.26 | 48.28 | 50.87 | 47.26 | 53.86 | 50.97 | 47.26 | 48.28 | 50.87 | 47.26 | 48.28 | 50.87 | 47.26 | 48.28 | 50.87 | 47.26 | 55.89 | 51.38 | 46.78 | 55.89 | 51.38 | 46.78 | 48.28 | 50.87 | 47.26
3894 | 38.75 | 43.72 | 36.19 | 38.75 | 43.72 | 36.19 | 38.75 | 43.72 | 36.19 | 38.75 | 43.72 | 36.19 | 38.75 | 43.72 | 36.19 | 39.46 | 46.17 | 36.19 | 38.75 | 43.72 | 36.19 | 38.75 | 43.72 | 36.19 | 38.75 | 43.72 | 36.19 | 45.78 | 45.71 | 35.82 | 45.78 | 44.16 | 35.82 | 38.75 | 43.72 | 36.19 | 49.34 | 51.93 | 48.32 | 49.34 | 51.93 | 48.32 | 49.34 | 51.93 | 48.32 | 49.34 | 51.93 | 48.32 | 51.96 | 51.93 | 48.32 | 54.92 | 52.04 | 48.32 | 49.34 | 51.93 | 48.32 | 49.34 | 51.93 | 48.32 | 51.96 | 51.93 | 48.32 | 71.42 | 52.46 | 47.84 | 71.42 | 52.46 | 47.84 | 49.34 | 51.93 | 48.32
3895 | 39.91 | 44.87 | 37.34 | 39.91 | 44.87 | 37.34 | 39.91 | 44.87 | 37.34 | 39.91 | 44.87 | 37.34 | 39.91 | 44.87 | 37.34 | 40.61 | 46.72 | 37.34 | 39.91 | 44.87 | 37.34 | 39.91 | 44.87 | 37.34 | 39.91 | 44.87 | 37.34 | 50.98 | 46.25 | 36.22 | 51.5 | 45.33 | 36.96 | 39.91 | 44.87 | 37.34 | 50.49 | 53.08 | 49.47 | 50.49 | 53.08 | 49.47 | 50.49 | 53.08 | 49.47 | 50.49 | 53.08 | 49.47 | 53.12 | 53.08 | 49.47 | 56.07 | 53.19 | 49.47 | 50.49 | 53.08 | 49.47 | 50.49 | 53.08 | 49.47 | 53.12 | 53.08 | 49.47 | 69.99 | 52.66 | 47.16 | 71.42 | 53.62 | 47.16 | 50.49 | 53.08 | 49.47
3896 | 40.43 | 45.39 | 37.86 | 40.43 | 45.39 | 37.86 | 40.43 | 45.39 | 37.86 | 40.43 | 45.39 | 37.86 | 40.43 | 45.39 | 37.66 | 41.14 | 46.32 | 37.66 | 40.43 | 45.39 | 37.86 | 40.43 | 45.39 | 37.86 | 40.43 | 45.39 | 37.66 | 50 | 45.85 | 35.84 | 50.98 | 45.85 | 36.57 | 40.43 | 45.39 | 37.86 | 51.02 | 53.61 | 48.14 | 51.02 | 53.61 | 48.14 | 51.02 | 53.61 | 48.14 | 51.02 | 53.61 | 46.68 | 53.64 | 53.61 | 47.16 | 56.6 | 53.61 | 47.16 | 51.02 | 53.61 | 48.14 | 51.02 | 53.61 | 48.14 | 53.64 | 53.61 | 47.16 | 67.08 | 53.07 | 46.21 | 67.08 | 54.15 | 46.21 | 51.02 | 53.61 | 48.14
3897 | 40.56 | 45.53 | 37.22 | 40.56 | 45.53 | 37.22 | 40.56 | 45.53 | 37.22 | 40.56 | 45.53 | 37.22 | 40.56 | 45.53 | 35.73 | 41.27 | 46.45 | 35.73 | 40.56 | 45.53 | 35.73 | 40.56 | 45.53 | 37.22 | 40.56 | 45.53 | 35.73 | 50 | 45.99 | 35.37 | 51.02 | 45.99 | 36.09 | 40.56 | 45.53 | 37.22 | 51.15 | 53.62 | 46.68 | 51.15 | 53.62 | 46.68 | 51.15 | 53.62 | 46.68 | 51.15 | 53.62 | 46.68 | 53.77 | 53.62 | 46.68 | 56.73 | 53.62 | 46.68 | 51.15 | 53.62 | 46.68 | 51.15 | 53.62 | 46.68 | 53.77 | 53.62 | 46.68 | 71.42 | 53.08 | 45.75 | 71.42 | 53.08 | 45.75 | 51.15 | 53.62 | 46.68
3898 | 40.68 | 45.65 | 35.86 | 40.68 | 45.65 | 35.86 | 40.68 | 45.65 | 35.86 | 40.68 | 45.65 | 35.86 | 40.68 | 45.65 | 35.49 | 41.39 | 45.65 | 35.49 | 40.68 | 45.65 | 35.49 | 40.68 | 45.65 | 35.86 | 40.68 | 45.65 | 35.49 | 41.39 | 45.19 | 35.14 | 41.09 | 46.11 | 35.49 | 40.68 | 45.65 | 35.86 | 51.27 | 49 | 46.68 | 51.27 | 49 | 46.68 | 51.27 | 49 | 46.68 | 51.27 | 49 | 46.68 | 53.89 | 49 | 46.68 | 56.46 | 49 | 46.68 | 51.27 | 49 | 46.68 | 51.27 | 49 | 46.68 | 53.89 | 49 | 46.68 | 56.46 | 48.51 | 45.75 | 55.89 | 48.51 | 45.75 | 51.27 | 49 | 46.68
3899 | 40.7 | 45.27 | 35.49 | 40.7 | 45.27 | 35.49 | 40.7 | 45.27 | 35.49 | 40.7 | 45.27 | 35.49 | 40.7 | 45.27 | 35.49 | 41.41 | 45.27 | 35.49 | 40.7 | 45.27 | 35.49 | 40.7 | 45.27 | 35.49 | 40.7 | 45.27 | 35.49 | 41.21 | 44.82 | 35.14 | 41.11 | 45.72 | 35.14 | 40.7 | 45.27 | 35.49 | 51.29 | 49 | 46.21 | 51.29 | 49 | 46.21 | 51.29 | 49 | 46.21 | 51.29 | 49 | 46.21 | 53.91 | 49 | 46.21 | 53.95 | 49 | 46.21 | 51.29 | 49 | 46.21 | 51.29 | 49 | 46.21 | 53.91 | 49 | 46.21 | 54.5 | 48.5 | 45.75 | 54.5 | 49 | 45.75 | 51.29 | 49 | 46.21
3900 | 40.42 | 44.99 | 35.49 | 40.42 | 44.99 | 35.49 | 40.42 | 44.99 | 35.49 | 40.42 | 44.99 | 35.49 | 40.42 | 44.99 | 35.49 | 40.94 | 44.99 | 35.49 | 40.42 | 44.99 | 35.49 | 40.42 | 44.99 | 35.49 | 40.42 | 44.99 | 35.49 | 40.53 | 44.99 | 35.14 | 40.83 | 45.44 | 35.14 | 40.42 | 44.99 | 35.49 | 51.01 | 49 | 46.21 | 51.01 | 49 | 46.21 | 51.01 | 49 | 46.21 | 51.01 | 49 | 46.21 | 53.03 | 49 | 46.21 | 53.03 | 49 | 46.21 | 51.01 | 49 | 46.21 | 51.01 | 49 | 46.21 | 53.03 | 49 | 46.21 | 53.03 | 48.51 | 45.75 | 52.86 | 49.42 | 45.75 | 51.01 | 49 | 46.21
3901 | 40.25 | 44.98 | 35.49 | 40.25 | 44.98 | 35.49 | 40.25 | 44.98 | 35.49 | 40.25 | 44.98 | 35.49 | 40.25 | 44.98 | 35.49 | 40.25 | 44.98 | 35.49 | 40.25 | 44.98 | 35.49 | 40.25 | 44.98 | 35.49 | 40.25 | 44.98 | 35.49 | 39.98 | 44.98 | 35.14 | 40.66 | 45.43 | 35.14 | 40.25 | 44.98 | 35.49 | 50.84 | 49 | 46.21 | 50.84 | 49 | 46.21 | 50.84 | 49 | 46.21 | 50.84 | 49 | 46.21 | 53.03 | 49 | 46.21 | 53.03 | 49 | 46.21 | 50.84 | 49 | 46.21 | 50.84 | 49 | 46.21 | 53.03 | 49 | 46.21 | 53.03 | 48.51 | 45.75 | 52.85 | 49.49 | 45.75 | 50.84 | 49 | 46.21
3902 | 40.02 | 44.99 | 35.49 | 40.02 | 44.99 | 35.49 | 40.02 | 44.99 | 35.49 | 40.02 | 44.99 | 35.49 | 40.02 | 44.99 | 35.49 | 40.02 | 44.99 | 35.49 | 40.02 | 44.99 | 35.49 | 40.02 | 44.99 | 35.49 | 40.02 | 44.99 | 35.49 | 39.62 | 45.44 | 35.14 | 40.42 | 45.44 | 35.14 | 40.02 | 44.99 | 35.49 | 50.61 | 49 | 46.68 | 50.61 | 49 | 46.68 | 50.61 | 49 | 46.68 | 50.61 | 49 | 46.68 | 52.62 | 49 | 46.68 | 52.62 | 49 | 46.68 | 50.61 | 49 | 46.68 | 50.61 | 49 | 46.68 | 52.62 | 49 | 46.68 | 52.85 | 49.13 | 46.21 | 52.85 | 49.49 | 46.21 | 50.61 | 49 | 46.68
3903 | 39.73 | 44.7 | 35.62 | 39.73 | 44.7 | 35.62 | 39.73 | 44.7 | 35.62 | 39.73 | 44.7 | 35.62 | 39.73 | 44.7 | 35.49 | 39.73 | 45.65 | 35.49 | 39.73 | 44.7 | 35.49 | 39.73 | 44.7 | 35.62 | 39.73 | 44.7 | 35.49 | 39.73 | 45.28 | 35.26 | 40.13 | 45.15 | 35.26 | 39.73 | 44.7 | 35.62 | 50.32 | 49.99 | 46.68 | 50.32 | 49.99 | 46.68 | 50.32 | 49.99 | 46.68 | 50.32 | 49.99 | 46.68 | 52.94 | 49.99 | 46.68 | 53.95 | 49.99 | 46.68 | 50.32 | 49.99 | 46.68 | 50.32 | 49.99 | 46.68 | 52.94 | 49.99 | 46.68 | 54.5 | 49.86 | 46.21 | 54.5 | 50.5 | 46.21 | 50.32 | 49.99 | 46.68
3904 | 39.53 | 44.49 | 36.96 | 39.53 | 44.49 | 36.96 | 39.53 | 44.49 | 36.96 | 39.53 | 44.49 | 36.96 | 39.53 | 44.68 | 35.65 | 40.23 | 47.04 | 35.65 | 39.53 | 44.49 | 35.65 | 39.53 | 44.49 | 36.96 | 39.53 | 44.68 | 35.65 | 40.39 | 47.49 | 36.01 | 40.39 | 44.94 | 36.59 | 39.53 | 44.49 | 36.96 | 50.12 | 52.7 | 47.63 | 50.12 | 52.7 | 47.63 | 50.12 | 52.7 | 47.63 | 50.12 | 52.7 | 47.63 | 52.74 | 52.7 | 47.16 | 55.7 | 52.7 | 47.16 | 50.12 | 52.7 | 47.16 | 50.12 | 52.7 | 47.63 | 52.74 | 52.7 | 47.16 | 56.84 | 52.18 | 47.16 | 56.84 | 53.24 | 47.15 | 50.12 | 52.7 | 47.63
3905 | 39.49 | 44.46 | 36.92 | 39.49 | 44.46 | 36.92 | 39.49 | 44.46 | 36.92 | 39.49 | 44.46 | 36.92 | 39.49 | 46.85 | 36.92 | 40.2 | 47 | 36.92 | 39.49 | 44.46 | 36.92 | 39.49 | 44.46 | 36.92 | 39.49 | 46.85 | 36.92 | 51.5 | 57.56 | 37.3 | 51.5 | 44.91 | 37.3 | 39.49 | 44.46 | 36.92 | 50.08 | 52.67 | 49.06 | 50.08 | 52.67 | 49.06 | 50.08 | 52.67 | 49.06 | 50.08 | 52.67 | 49.06 | 52.7 | 52.67 | 49.06 | 55.66 | 52.67 | 49.06 | 50.08 | 52.67 | 49.06 | 50.08 | 52.67 | 49.06 | 52.7 | 52.67 | 49.06 | 65.93 | 53.2 | 49.55 | 65.93 | 53.2 | 49.52 | 50.08 | 52.67 | 49.06
3906 | 39.4 | 44.36 | 36.83 | 39.4 | 44.36 | 36.83 | 39.4 | 44.36 | 36.83 | 39.4 | 44.36 | 36.83 | 39.4 | 46.76 | 36.83 | 40.1 | 46.91 | 36.83 | 39.4 | 44.36 | 36.83 | 39.4 | 44.36 | 36.83 | 39.4 | 46.76 | 36.83 | 51.5 | 69.4 | 37.72 | 51.5 | 44.81 | 37.2 | 39.4 | 44.36 | 36.83 | 49.99 | 52.57 | 48.96 | 49.99 | 52.57 | 48.96 | 49.99 | 52.57 | 48.96 | 49.99 | 52.57 | 48.96 | 52.61 | 52.57 | 48.96 | 55.57 | 52.68 | 48.96 | 49.99 | 52.57 | 48.96 | 49.99 | 52.57 | 48.96 | 52.61 | 52.57 | 48.96 | 73.11 | 54.31 | 49.46 | 73.11 | 53.11 | 49.46 | 49.99 | 52.57 | 48.96
3907 | 39.12 | 44.09 | 36.55 | 39.12 | 44.09 | 36.55 | 39.12 | 44.09 | 36.55 | 39.12 | 44.09 | 36.55 | 39.12 | 46.48 | 36.55 | 39.83 | 46.63 | 36.55 | 39.12 | 44.09 | 36.55 | 39.12 | 44.09 | 36.55 | 39.12 | 46.48 | 36.55 | 51.82 | 69.4 | 39.84 | 51.5 | 44.54 | 38.24 | 39.12 | 44.09 | 36.55 | 49.71 | 52.3 | 48.69 | 49.71 | 52.3 | 48.69 | 49.71 | 52.3 | 48.69 | 49.71 | 52.3 | 48.69 | 52.33 | 52.4 | 48.69 | 55.29 | 52.4 | 48.69 | 49.71 | 52.3 | 48.69 | 49.71 | 52.3 | 48.69 | 52.33 | 52.4 | 48.69 | 73.11 | 74.52 | 52.4 | 73.11 | 52.95 | 49.18 | 49.71 | 52.3 | 48.69
3908 | 38.85 | 43.82 | 36.28 | 38.85 | 43.82 | 36.28 | 38.85 | 43.82 | 36.28 | 38.85 | 43.82 | 36.28 | 38.85 | 46.21 | 36.28 | 39.56 | 46.36 | 36.28 | 38.85 | 43.82 | 36.28 | 38.85 | 43.82 | 36.28 | 38.85 | 46.21 | 36.28 | 51.82 | 69.4 | 69.46 | 51.5 | 44.26 | 38.24 | 38.85 | 43.82 | 36.28 | 49.44 | 52.03 | 48.41 | 49.44 | 52.03 | 48.41 | 49.44 | 52.03 | 48.41 | 49.44 | 52.03 | 48.41 | 52.06 | 52.13 | 48.41 | 55.02 | 52.13 | 48.41 | 49.44 | 52.03 | 48.41 | 49.44 | 52.03 | 48.41 | 52.06 | 52.13 | 48.41 | 73.11 | 77.6 | 52.4 | 73.11 | 52.95 | 48.9 | 49.44 | 52.03 | 48.41
3909 | 38.72 | 43.69 | 36.15 | 38.72 | 43.69 | 36.15 | 38.72 | 43.69 | 36.15 | 38.72 | 43.69 | 36.15 | 38.72 | 46.08 | 36.15 | 39.43 | 46.24 | 36.15 | 38.72 | 43.69 | 36.15 | 38.72 | 43.69 | 36.15 | 38.72 | 46.08 | 36.15 | 51.47 | 69.4 | 69.46 | 50.45 | 44.13 | 36.52 | 38.72 | 43.69 | 36.15 | 49.31 | 51.9 | 48.29 | 49.31 | 51.9 | 48.29 | 49.31 | 51.9 | 48.29 | 49.31 | 51.9 | 48.29 | 49.31 | 52.01 | 48.29 | 54.89 | 52.01 | 48.29 | 49.31 | 51.9 | 48.29 | 49.31 | 51.9 | 48.29 | 49.31 | 52.01 | 48.29 | 73.11 | 76.83 | 52.4 | 71.65 | 52.95 | 48.78 | 49.31 | 51.9 | 48.29
3910 | 38.77 | 43.73 | 36.2 | 38.77 | 43.73 | 36.2 | 38.77 | 43.73 | 36.2 | 38.77 | 43.73 | 36.2 | 38.77 | 46.12 | 36.2 | 39.47 | 46.28 | 36.2 | 38.77 | 43.73 | 36.2 | 38.77 | 43.73 | 36.2 | 38.77 | 46.12 | 36.2 | 45.17 | 69.4 | 71.62 | 44.26 | 44.18 | 38.24 | 38.77 | 43.73 | 36.2 | 46.09 | 51.94 | 48.33 | 46.09 | 51.94 | 48.33 | 46.09 | 51.94 | 48.33 | 46.09 | 51.94 | 48.33 | 46.09 | 52.05 | 48.33 | 54.93 | 52.05 | 48.33 | 46.09 | 51.94 | 48.33 | 46.09 | 51.94 | 48.33 | 46.09 | 52.05 | 48.33 | 60.24 | 76.83 | 52.4 | 59.04 | 52.95 | 48.82 | 46.09 | 51.94 | 48.33
3911 | 36.02 | 43.2 | 35.66 | 36.02 | 43.2 | 35.66 | 36.02 | 43.2 | 35.66 | 36.02 | 43.2 | 35.66 | 36.02 | 45.59 | 35.66 | 38.94 | 45.74 | 35.66 | 36.02 | 43.2 | 35.66 | 36.02 | 43.2 | 35.66 | 36.02 | 45.59 | 35.66 | 39.19 | 56.85 | 71.62 | 39.19 | 55.69 | 38.24 | 36.02 | 43.2 | 35.66 | 36.14 | 51.41 | 47.8 | 36.14 | 51.41 | 47.8 | 36.14 | 51.41 | 47.8 | 36.14 | 51.41 | 47.8 | 36.14 | 51.52 | 47.8 | 54.4 | 51.52 | 47.8 | 36.14 | 51.41 | 47.8 | 36.14 | 51.41 | 47.8 | 36.14 | 51.52 | 47.8 | 55.52 | 76.83 | 54.02 | 54.41 | 75.29 | 49.78 | 36.14 | 51.41 | 47.8
3912 | 20.68 | 42.91 | 35.38 | 20.68 | 42.91 | 35.38 | 20.68 | 42.91 | 35.38 | 20.68 | 42.91 | 35.38 | 20.68 | 45.3 | 35.38 | 37.35 | 45.46 | 35.38 | 20.68 | 42.91 | 35.38 | 20.68 | 42.91 | 35.38 | 20.68 | 45.3 | 35.38 | 38.11 | 52.52 | 71.62 | 38.11 | 51.47 | 70.19 | 20.68 | 42.91 | 35.38 | 32.95 | 51.12 | 47.51 | 32.95 | 51.12 | 47.51 | 32.95 | 51.12 | 47.51 | 32.95 | 51.12 | 47.51 | 32.95 | 51.23 | 47.51 | 53.03 | 51.23 | 47.51 | 32.95 | 51.12 | 47.51 | 32.95 | 51.12 | 47.51 | 32.95 | 51.23 | 47.51 | 54.1 | 83.16 | 103.95 | 53.87 | 80.2 | 49.78 | 32.95 | 51.12 | 47.51
3913 | 20.68 | 42.61 | 35.08 | 20.68 | 42.61 | 35.08 | 20.68 | 42.61 | 35.08 | 20.68 | 42.61 | 35.08 | 20.68 | 45.01 | 35.08 | 37.34 | 45.16 | 35.08 | 20.68 | 42.61 | 35.08 | 20.68 | 42.61 | 35.08 | 20.68 | 45.01 | 35.08 | 38.11 | 52.52 | 71.62 | 38.11 | 51.47 | 70.19 | 20.68 | 42.61 | 35.08 | 35.42 | 50.82 | 47.21 | 35.42 | 50.82 | 47.21 | 35.42 | 50.82 | 47.21 | 35.42 | 50.82 | 47.21 | 35.42 | 50.93 | 47.21 | 53.01 | 50.93 | 47.21 | 35.42 | 50.82 | 47.21 | 35.42 | 50.82 | 47.21 | 35.42 | 50.93 | 47.21 | 54.1 | 83.94 | 103.95 | 54.1 | 82.26 | 62.87 | 35.42 | 50.82 | 47.21
3914 | 35.86 | 42.36 | 34.83 | 35.86 | 42.36 | 34.83 | 35.86 | 42.36 | 34.83 | 35.86 | 42.36 | 34.83 | 35.86 | 44.75 | 34.83 | 37.34 | 44.91 | 34.83 | 35.86 | 42.36 | 34.83 | 35.86 | 42.36 | 34.83 | 35.86 | 44.75 | 34.83 | 38.11 | 52.52 | 71.62 | 38.11 | 51.47 | 70.19 | 35.86 | 42.36 | 34.83 | 36.14 | 50.57 | 46.96 | 36.14 | 50.57 | 46.96 | 36.14 | 50.57 | 46.96 | 36.14 | 50.57 | 46.96 | 36.14 | 50.68 | 46.96 | 53.01 | 50.68 | 46.96 | 36.14 | 50.57 | 46.96 | 36.14 | 50.57 | 46.96 | 36.14 | 50.68 | 46.96 | 54.1 | 83.94 | 103.95 | 54.1 | 82.26 | 62.87 | 36.14 | 50.57 | 46.96
3915 | 36.81 | 42.17 | 34.64 | 36.81 | 42.17 | 34.64 | 36.81 | 42.17 | 34.64 | 36.81 | 42.17 | 34.64 | 36.81 | 44.56 | 34.64 | 37.34 | 44.72 | 34.64 | 36.81 | 42.17 | 34.64 | 36.81 | 42.17 | 34.64 | 36.81 | 44.56 | 34.64 | 38.11 | 52.52 | 71.62 | 38.11 | 51.47 | 70.19 | 36.81 | 42.17 | 34.64 | 46.09 | 50.38 | 46.77 | 46.09 | 50.38 | 46.77 | 46.09 | 50.38 | 46.77 | 46.09 | 50.38 | 46.77 | 46.09 | 50.49 | 46.77 | 53.01 | 50.49 | 46.77 | 46.09 | 50.38 | 46.77 | 46.09 | 50.38 | 46.77 | 46.09 | 50.49 | 46.77 | 54.1 | 83.94 | 103.95 | 54.1 | 82.26 | 62.87 | 46.09 | 50.38 | 46.77
3916 | 37.23 | 42.2 | 34.66 | 37.23 | 42.2 | 34.66 | 37.23 | 42.2 | 34.66 | 37.23 | 42.2 | 34.66 | 37.23 | 44.58 | 34.66 | 37.34 | 44.74 | 34.66 | 37.23 | 42.2 | 34.66 | 37.23 | 42.2 | 34.66 | 37.23 | 44.59 | 34.66 | 38.11 | 52.74 | 73.07 | 38.11 | 52.74 | 71.61 | 37.23 | 42.2 | 34.66 | 47.82 | 50.41 | 46.8 | 47.82 | 50.41 | 46.8 | 47.82 | 50.41 | 46.8 | 47.82 | 50.41 | 46.8 | 47.82 | 50.51 | 46.8 | 53.01 | 50.51 | 46.8 | 47.82 | 50.41 | 46.8 | 47.82 | 50.41 | 46.8 | 47.82 | 50.51 | 46.8 | 54.1 | 83.94 | 103.95 | 54.1 | 81.43 | 54.02 | 47.82 | 50.41 | 46.8
3917 | 37.67 | 42.64 | 35.11 | 37.67 | 42.64 | 35.11 | 37.67 | 42.64 | 35.11 | 37.67 | 42.64 | 35.11 | 37.67 | 45.03 | 35.11 | 38.38 | 45.19 | 35.11 | 37.67 | 42.64 | 35.11 | 37.67 | 42.64 | 35.11 | 37.67 | 45.03 | 35.11 | 41.31 | 70.81 | 73.07 | 41.18 | 69.4 | 71.62 | 37.67 | 42.64 | 35.11 | 48.26 | 50.85 | 47.24 | 48.26 | 50.85 | 47.24 | 48.26 | 50.85 | 47.24 | 48.26 | 50.85 | 47.24 | 48.26 | 50.96 | 47.24 | 53.84 | 50.96 | 47.24 | 48.26 | 50.85 | 47.24 | 48.26 | 50.85 | 47.24 | 48.26 | 50.96 | 47.24 | 59.03 | 85.65 | 103.95 | 59.03 | 83.93 | 54.02 | 48.26 | 50.85 | 48.08
3918 | 38.6 | 43.57 | 36.03 | 38.6 | 43.57 | 36.03 | 38.6 | 43.57 | 36.03 | 38.6 | 43.57 | 36.03 | 38.6 | 45.96 | 36.03 | 39.31 | 46.11 | 36.03 | 38.6 | 43.57 | 36.03 | 38.6 | 43.57 | 36.03 | 38.6 | 45.96 | 36.03 | 53.31 | 70.81 | 73.07 | 53.31 | 69.4 | 71.61 | 38.6 | 43.57 | 36.03 | 49.19 | 51.78 | 50.32 | 49.19 | 51.78 | 50.32 | 49.19 | 51.78 | 50.32 | 49.19 | 51.78 | 50.32 | 51.81 | 51.88 | 48.17 | 54.77 | 51.88 | 48.17 | 49.19 | 51.78 | 48.17 | 49.19 | 51.78 | 48.17 | 51.81 | 51.88 | 48.17 | 75.53 | 85.65 | 103.95 | 75.53 | 83.93 | 54.02 | 49.19 | 51.78 | 50.32
3919 | 39.78 | 44.75 | 37.21 | 39.78 | 44.75 | 37.21 | 39.78 | 44.75 | 37.21 | 39.78 | 44.75 | 37.21 | 39.78 | 47.14 | 37.21 | 40.49 | 47.29 | 37.21 | 39.78 | 44.75 | 37.21 | 39.78 | 44.75 | 37.21 | 39.78 | 47.14 | 37.21 | 54.4 | 70.81 | 73.07 | 53.32 | 69.39 | 71.61 | 39.78 | 44.75 | 37.21 | 50.37 | 53.06 | 49.35 | 50.37 | 53.06 | 49.35 | 50.37 | 53.06 | 49.35 | 50.37 | 53.06 | 49.35 | 52.99 | 53.06 | 49.35 | 55.95 | 53.06 | 49.35 | 50.37 | 52.96 | 49.35 | 50.37 | 52.96 | 49.35 | 52.99 | 53.06 | 49.35 | 76.3 | 85.65 | 86.89 | 75.53 | 63.92 | 50.11 | 50.37 | 53.06 | 49.35
3920 | 40.55 | 45.52 | 37.98 | 40.55 | 45.52 | 37.98 | 40.55 | 45.52 | 37.98 | 40.55 | 45.52 | 37.98 | 40.55 | 47.91 | 37.98 | 41.26 | 48.06 | 37.98 | 40.55 | 45.52 | 37.98 | 40.55 | 45.52 | 37.98 | 40.55 | 47.91 | 37.98 | 54.39 | 70.05 | 53.72 | 53.31 | 66.6 | 38.37 | 40.55 | 45.52 | 37.98 | 51.14 | 53.73 | 50.12 | 51.14 | 53.73 | 50.12 | 51.14 | 53.73 | 50.12 | 51.14 | 53.73 | 50.12 | 53.76 | 53.83 | 50.12 | 56.72 | 53.83 | 50.12 | 51.14 | 53.73 | 50.12 | 51.14 | 53.73 | 50.12 | 53.76 | 53.83 | 50.12 | 77.07 | 74.37 | 68.19 | 75.53 | 63.92 | 50.62 | 51.14 | 53.73 | 50.12
3921 | 40.5 | 45.47 | 37.93 | 40.5 | 45.47 | 37.93 | 40.5 | 45.47 | 37.93 | 40.5 | 45.47 | 37.93 | 40.5 | 47.86 | 37.93 | 41.21 | 48.01 | 37.93 | 40.5 | 45.47 | 37.93 | 40.5 | 45.47 | 37.93 | 40.5 | 47.86 | 37.93 | 51.73 | 52.4 | 39.84 | 50.69 | 45.93 | 38.24 | 40.5 | 45.47 | 37.93 | 51.09 | 53.68 | 50.07 | 51.09 | 53.68 | 50.07 | 51.09 | 53.68 | 50.07 | 51.09 | 53.68 | 50.07 | 53.71 | 53.79 | 50.07 | 56.67 | 53.79 | 50.07 | 51.09 | 53.68 | 50.07 | 51.09 | 53.68 | 50.07 | 53.71 | 53.79 | 50.07 | 73.31 | 63.38 | 51.57 | 71.84 | 54.22 | 49.78 | 51.09 | 53.68 | 50.07
3922 | 40.53 | 45.5 | 37.96 | 40.53 | 45.5 | 37.96 | 40.53 | 45.5 | 37.96 | 40.53 | 45.5 | 37.96 | 40.53 | 47.89 | 37.96 | 41.24 | 48.04 | 37.96 | 40.53 | 45.5 | 37.96 | 40.53 | 45.5 | 37.96 | 40.53 | 47.89 | 37.96 | 42.34 | 52.4 | 39.53 | 41.49 | 45.96 | 38.24 | 40.53 | 45.5 | 37.96 | 51.12 | 53.71 | 48.29 | 51.12 | 53.71 | 48.29 | 51.12 | 53.71 | 48.29 | 51.12 | 53.71 | 48.29 | 53.74 | 53.82 | 48.29 | 56.7 | 53.82 | 48.29 | 51.12 | 53.71 | 48.29 | 51.12 | 53.71 | 48.29 | 53.74 | 53.82 | 48.29 | 57.27 | 57.52 | 48.78 | 56.13 | 54.25 | 47.81 | 51.12 | 53.71 | 48.29
3923 | 40.49 | 45.46 | 37.93 | 40.49 | 45.46 | 37.93 | 40.49 | 45.46 | 37.93 | 40.49 | 45.46 | 37.93 | 40.49 | 47.85 | 37.93 | 41.13 | 48.01 | 37.93 | 40.49 | 45.46 | 37.92 | 40.49 | 45.46 | 37.93 | 40.49 | 47.85 | 37.93 | 41.48 | 51.88 | 38.43 | 40.9 | 45.92 | 37.66 | 40.49 | 45.46 | 37.93 | 51.08 | 53.67 | 47.16 | 51.08 | 53.67 | 47.16 | 51.08 | 53.67 | 47.16 | 51.08 | 53.67 | 47.16 | 53.71 | 53.78 | 47.16 | 56.46 | 53.78 | 47.16 | 51.08 | 51.61 | 47.16 | 51.08 | 53.67 | 47.16 | 53.71 | 53.78 | 47.16 | 57.03 | 56.69 | 48.61 | 55.89 | 54.21 | 46.69 | 51.08 | 53.67 | 47.16
3924 | 40.32 | 45.29 | 37.75 | 40.32 | 45.29 | 37.75 | 40.32 | 45.29 | 37.75 | 40.32 | 45.29 | 37.75 | 40.32 | 47.68 | 37.75 | 41.03 | 47.84 | 37.75 | 40.32 | 45.29 | 18.88 | 40.32 | 45.29 | 37.75 | 40.32 | 47.68 | 37.75 | 41.21 | 51.88 | 38.43 | 40.73 | 45.75 | 37.66 | 40.32 | 45.29 | 37.75 | 50.91 | 53.5 | 47.16 | 50.91 | 53.5 | 47.16 | 50.91 | 53.5 | 47.16 | 50.91 | 53.5 | 47.16 | 53.53 | 53.61 | 47.16 | 56.46 | 53.61 | 48.12 | 50.91 | 51.61 | 47.16 | 50.91 | 53.5 | 47.16 | 53.53 | 53.61 | 47.16 | 57.03 | 56.13 | 48.61 | 55.89 | 54.04 | 46.69 | 50.91 | 53.5 | 47.16
3925 | 40.24 | 45.21 | 37.68 | 40.24 | 45.21 | 37.68 | 40.24 | 45.21 | 37.68 | 40.24 | 45.21 | 37.68 | 40.24 | 47.6 | 37.68 | 40.95 | 47.76 | 37.68 | 40.24 | 45.2 | 0 | 40.24 | 45.21 | 37.68 | 40.24 | 47.6 | 37.68 | 41.48 | 52.4 | 39.84 | 40.65 | 45.67 | 38.06 | 40.24 | 45.21 | 37.68 | 50.83 | 53.42 | 49.81 | 50.83 | 53.42 | 49.81 | 50.83 | 53.42 | 49.81 | 50.83 | 53.42 | 49.81 | 53.46 | 53.53 | 49.81 | 56.41 | 53.53 | 49.81 | 50.83 | 51.61 | 47.96 | 50.83 | 53.42 | 49.81 | 53.46 | 53.53 | 49.81 | 57.5 | 63.38 | 50.31 | 56.35 | 60.15 | 49.31 | 50.83 | 53.42 | 49.81
3926 | 40.1 | 45.07 | 37.53 | 40.1 | 45.07 | 37.53 | 40.1 | 45.07 | 37.53 | 40.1 | 45.07 | 37.53 | 40.1 | 47.46 | 37.53 | 40.38 | 47.62 | 37.54 | 40.1 | 40.92 | 0 | 40.1 | 45.07 | 37.53 | 40.1 | 47.46 | 37.53 | 40.79 | 52.4 | 39.84 | 40.51 | 47.56 | 37.91 | 40.1 | 45.07 | 37.53 | 50.69 | 53.28 | 49.67 | 50.69 | 53.28 | 49.67 | 50.69 | 53.28 | 49.67 | 50.69 | 53.28 | 49.67 | 53.31 | 53.39 | 49.67 | 56.27 | 53.39 | 49.67 | 50.69 | 51.61 | 27.37 | 50.69 | 53.28 | 49.67 | 53.31 | 53.39 | 49.67 | 56.84 | 60.77 | 50.17 | 55.7 | 59.56 | 49.67 | 50.69 | 53.28 | 49.67
3927 | 39.81 | 44.78 | 37.25 | 39.81 | 44.78 | 37.25 | 39.81 | 44.78 | 37.25 | 39.81 | 44.78 | 37.25 | 39.81 | 47.17 | 37.25 | 40.22 | 47.33 | 37.25 | 39.81 | 0 | 0 | 39.81 | 44.78 | 37.25 | 39.81 | 47.17 | 37.25 | 40.53 | 52.4 | 38.79 | 40.22 | 51.35 | 38.01 | 39.81 | 44.78 | 37.25 | 50.4 | 52.99 | 49.38 | 50.4 | 52.99 | 49.38 | 50.4 | 52.99 | 49.38 | 50.4 | 52.99 | 49.38 | 53.03 | 53.1 | 49.38 | 55.98 | 53.1 | 49.38 | 50.4 | 50.53 | 0 | 50.4 | 52.99 | 49.38 | 53.03 | 53.1 | 49.38 | 57.03 | 56.69 | 49.88 | 55.89 | 55.57 | 49.78 | 50.4 | 52.99 | 49.38
3928 | 39.55 | 44.52 | 36.98 | 39.55 | 44.52 | 36.98 | 39.55 | 44.52 | 36.98 | 39.55 | 44.52 | 36.98 | 39.55 | 46.91 | 36.98 | 40.26 | 47.06 | 36.98 | 39.55 | 40.34 | 0 | 39.55 | 44.52 | 36.98 | 39.55 | 46.91 | 36.98 | 41.22 | 54.04 | 54.08 | 40.66 | 52.96 | 53 | 39.55 | 44.52 | 36.98 | 50.14 | 52.73 | 49.12 | 50.14 | 52.73 | 49.12 | 50.14 | 52.73 | 49.12 | 50.14 | 52.73 | 49.12 | 52.76 | 52.84 | 49.12 | 55.72 | 52.84 | 49.12 | 50.14 | 51.61 | 0 | 50.14 | 52.73 | 49.12 | 52.76 | 52.84 | 49.12 | 59.31 | 64.23 | 51.66 | 58.13 | 62.96 | 50.64 | 50.14 | 52.73 | 49.12
3929 | 39.48 | 44.45 | 36.91 | 39.48 | 44.45 | 36.91 | 39.48 | 44.45 | 36.91 | 39.48 | 44.45 | 36.91 | 39.48 | 46.84 | 36.91 | 40.19 | 46.99 | 36.91 | 39.48 | 44.43 | 0 | 39.48 | 44.45 | 36.91 | 39.48 | 46.84 | 36.91 | 53.62 | 64.4 | 77.89 | 53.31 | 63.12 | 77.11 | 39.48 | 44.45 | 36.91 | 50.07 | 52.66 | 49.05 | 50.07 | 52.66 | 49.05 | 50.07 | 52.66 | 49.05 | 50.07 | 52.66 | 49.05 | 52.69 | 52.77 | 49.05 | 55.65 | 52.77 | 49.15 | 50.07 | 51.61 | 27.37 | 50.07 | 52.66 | 49.05 | 52.69 | 52.77 | 49.05 | 71.93 | 81.49 | 95.93 | 70.5 | 81.49 | 94.02 | 50.07 | 52.66 | 49.05
3930 | 39.4 | 44.37 | 36.83 | 39.4 | 44.37 | 36.83 | 39.4 | 44.37 | 36.83 | 39.4 | 44.37 | 36.83 | 39.4 | 46.76 | 36.83 | 40.11 | 46.91 | 36.83 | 39.4 | 44.36 | 35 | 39.4 | 44.37 | 36.83 | 39.4 | 46.76 | 36.83 | 53.98 | 70.81 | 82.78 | 53.31 | 70.81 | 81.13 | 39.4 | 44.37 | 36.83 | 49.99 | 52.58 | 48.97 | 49.99 | 52.58 | 48.97 | 49.99 | 52.58 | 48.97 | 49.99 | 52.58 | 48.97 | 52.61 | 52.68 | 48.97 | 55.57 | 52.68 | 49.06 | 49.99 | 51.61 | 48.97 | 49.99 | 52.58 | 48.97 | 52.61 | 52.68 | 48.97 | 76.3 | 90.74 | 111.11 | 75.53 | 89.32 | 111.11 | 49.99 | 52.58 | 48.97
3931 | 39.17 | 44.13 | 36.6 | 39.17 | 44.13 | 36.6 | 39.17 | 44.13 | 36.6 | 39.17 | 44.13 | 36.6 | 39.17 | 46.53 | 36.6 | 39.88 | 46.68 | 36.6 | 39.17 | 44.13 | 34.77 | 39.17 | 44.13 | 36.6 | 39.17 | 46.53 | 36.6 | 53.98 | 76.4 | 83.62 | 53.98 | 76.4 | 81.95 | 39.17 | 44.13 | 36.6 | 49.76 | 52.35 | 48.73 | 49.76 | 52.35 | 48.73 | 49.76 | 52.35 | 48.73 | 49.76 | 52.35 | 48.73 | 52.38 | 52.45 | 48.73 | 55.34 | 52.45 | 48.83 | 49.76 | 51.61 | 48.73 | 49.76 | 52.35 | 48.73 | 52.38 | 52.45 | 48.73 | 75.53 | 91.13 | 111.11 | 75.53 | 89.32 | 111.11 | 49.76 | 52.35 | 48.73
3932 | 39 | 43.97 | 36.44 | 39 | 43.97 | 36.44 | 39 | 43.97 | 36.44 | 39 | 43.97 | 36.44 | 39 | 46.36 | 36.44 | 39.71 | 46.52 | 36.44 | 39 | 43.97 | 34.61 | 39 | 43.97 | 36.44 | 39 | 46.36 | 36.44 | 53.62 | 76.4 | 83.62 | 53.62 | 75.93 | 81.95 | 39 | 43.97 | 36.44 | 49.59 | 52.18 | 48.57 | 49.59 | 52.18 | 48.57 | 49.59 | 52.18 | 48.57 | 49.59 | 52.18 | 48.57 | 52.22 | 52.29 | 48.57 | 55.17 | 52.29 | 48.67 | 49.59 | 51.61 | 48.57 | 49.59 | 52.18 | 48.57 | 52.22 | 52.29 | 48.57 | 75.53 | 91.13 | 111.11 | 75.53 | 89.32 | 111.11 | 49.59 | 52.18 | 48.57
3933 | 18.29 | 26.12 | 28.21 | 18.29 | 43.84 | 36.31 | 18.29 | 43.84 | 36.31 | 18.29 | 43.84 | 36.31 | 21.17 | 46.23 | 36.31 | 39.58 | 46.39 | 36.31 | 18.29 | 43.84 | 36.31 | 18.29 | 43.84 | 36.31 | 21.17 | 46.23 | 36.31 | 53.62 | 76.4 | 83.62 | 53.31 | 74.88 | 81.95 | 18.29 | 26.12 | 28.21 | 36.14 | 51.61 | 48.44 | 36.14 | 51.61 | 48.44 | 36.14 | 51.61 | 48.44 | 36.14 | 51.61 | 48.44 | 52.09 | 52.16 | 48.44 | 55.04 | 52.16 | 48.54 | 36.14 | 51.61 | 48.44 | 36.14 | 52.05 | 48.44 | 52.09 | 52.16 | 48.44 | 75.53 | 91.13 | 111.11 | 75.53 | 89.32 | 111.11 | 36.14 | 51.61 | 48.44
3934 | 10.33 | 10.37 | 27.36 | 10.33 | 43.81 | 36.3 | 10.33 | 43.81 | 36.3 | 10.33 | 43.81 | 36.3 | 20.68 | 46.23 | 36.3 | 39.58 | 46.38 | 36.3 | 10.33 | 43.81 | 36.3 | 10.33 | 43.84 | 36.3 | 20.68 | 46.23 | 36.3 | 52.78 | 70.81 | 83.62 | 52.25 | 69.4 | 81.95 | 10.33 | 10.37 | 27.36 | 10.33 | 49.65 | 46.51 | 10.33 | 49.65 | 48.44 | 10.33 | 49.65 | 48.44 | 10.33 | 49.65 | 48.44 | 32 | 52.15 | 48.44 | 55.04 | 52.15 | 48.54 | 10.33 | 49.65 | 48.44 | 10.33 | 52.05 | 48.44 | 32 | 52.15 | 48.44 | 71.13 | 90.74 | 111.11 | 71.13 | 88.93 | 108.89 | 10.33 | 49.65 | 46.51
3935 | 10.33 | 10.33 | 0 | 10.33 | 24.17 | 35.73 | 10.33 | 24.17 | 35.73 | 10.33 | 24.17 | 35.73 | 10.33 | 45.66 | 35.73 | 39 | 45.81 | 35.73 | 10.33 | 24.17 | 35.73 | 10.33 | 43.26 | 35.73 | 10.33 | 45.66 | 35.73 | 40.39 | 69.4 | 82.78 | 40.39 | 68.02 | 81.13 | 10.33 | 10.33 | 0 | 10.33 | 10.33 | 37.53 | 10.33 | 49.65 | 47.86 | 10.33 | 49.65 | 47.86 | 10.33 | 49.65 | 47.86 | 10.33 | 51.58 | 47.86 | 54.47 | 51.58 | 47.96 | 10.33 | 49.65 | 47.86 | 10.33 | 51.47 | 47.86 | 10.33 | 51.58 | 47.86 | 59.81 | 90.74 | 111.11 | 59.81 | 88.93 | 108.89 | 10.33 | 10.33 | 37.53
3936 | 10.33 | 0 | 0 | 10.33 | 42.8 | 35.27 | 10.33 | 42.8 | 35.27 | 10.33 | 42.8 | 35.27 | 10.33 | 45.2 | 35.27 | 38.55 | 45.35 | 35.27 | 10.33 | 42.8 | 35.27 | 10.33 | 42.8 | 35.27 | 10.33 | 45.2 | 35.27 | 39.45 | 63.1 | 82.78 | 39.45 | 61.84 | 81.13 | 10.33 | 0 | 0 | 10.33 | 0 | 10.33 | 10.33 | 51.02 | 47.41 | 10.33 | 51.02 | 47.41 | 10.33 | 51.02 | 47.41 | 10.33 | 51.13 | 47.41 | 54.01 | 51.13 | 47.41 | 10.33 | 51.02 | 47.41 | 10.33 | 51.02 | 47.41 | 10.33 | 51.13 | 47.41 | 55.89 | 86.64 | 111.11 | 55.89 | 84.92 | 108.89 | 10.33 | 0 | 10.33
3937 | 10.33 | 0 | 0 | 10.33 | 42.37 | 34.84 | 10.33 | 42.37 | 34.84 | 10.33 | 42.37 | 34.84 | 10.33 | 44.77 | 34.84 | 38.11 | 44.92 | 34.84 | 10.33 | 42.37 | 34.84 | 10.33 | 42.37 | 34.84 | 10.33 | 44.77 | 34.84 | 39.45 | 62 | 82.78 | 39.45 | 60.76 | 81.13 | 10.33 | 0 | 0 | 10.33 | 10.33 | 10.33 | 10.33 | 50.58 | 46.97 | 10.33 | 50.58 | 46.97 | 10.33 | 50.58 | 46.97 | 10.33 | 50.69 | 46.97 | 53.58 | 50.69 | 46.97 | 10.33 | 50.58 | 46.97 | 10.33 | 50.58 | 46.97 | 10.33 | 50.69 | 46.97 | 55.89 | 86.64 | 111.11 | 55.89 | 84.92 | 108.89 | 10.33 | 10.33 | 10.33
3938 | 10.33 | 10.33 | 0 | 10.33 | 42.07 | 34.53 | 10.33 | 42.07 | 34.53 | 10.33 | 42.07 | 34.53 | 10.33 | 44.46 | 34.53 | 37.81 | 44.62 | 34.54 | 10.33 | 42.07 | 34.53 | 10.33 | 42.07 | 34.53 | 10.33 | 44.46 | 34.53 | 39.19 | 60.19 | 82.78 | 39.19 | 58.99 | 81.13 | 10.33 | 10.33 | 0 | 10.33 | 50.28 | 46.67 | 10.33 | 50.28 | 46.67 | 10.33 | 50.28 | 46.67 | 10.33 | 50.28 | 46.67 | 10.33 | 50.39 | 46.67 | 53.27 | 50.39 | 46.67 | 10.33 | 50.28 | 46.67 | 10.33 | 50.28 | 46.67 | 10.33 | 50.39 | 46.67 | 55.89 | 86.64 | 111.11 | 55.89 | 84.92 | 108.89 | 10.33 | 10.33 | 32.95
3939 | 10.33 | 26.12 | 28.21 | 10.33 | 37.75 | 34.39 | 10.33 | 37.75 | 34.39 | 10.33 | 37.75 | 34.39 | 10.33 | 44.31 | 34.39 | 37.66 | 44.47 | 34.39 | 10.33 | 37.75 | 34.39 | 10.33 | 37.76 | 34.39 | 10.33 | 44.31 | 34.39 | 39.19 | 60.19 | 82.78 | 39.19 | 58.99 | 81.13 | 10.33 | 26.12 | 28.21 | 17.82 | 50.13 | 46.52 | 17.82 | 50.13 | 46.52 | 17.82 | 50.13 | 46.52 | 17.82 | 50.13 | 46.52 | 17.82 | 50.24 | 46.52 | 53.12 | 50.24 | 46.58 | 17.82 | 50.13 | 46.52 | 17.82 | 50.13 | 46.52 | 17.82 | 50.24 | 46.52 | 55.89 | 86.64 | 111.11 | 55.89 | 84.92 | 108.89 | 17.82 | 49.14 | 45.6
3940 | 36.39 | 42 | 34.46 | 36.39 | 42 | 34.46 | 36.39 | 42 | 34.46 | 36.39 | 42 | 34.46 | 36.39 | 44.39 | 34.46 | 37.74 | 44.55 | 34.46 | 36.39 | 42 | 34.46 | 36.39 | 42 | 34.46 | 36.39 | 44.39 | 34.46 | 39.45 | 61.46 | 82.78 | 39.45 | 60.24 | 81.13 | 36.39 | 42 | 34.46 | 46.09 | 50.21 | 46.6 | 46.09 | 50.21 | 46.6 | 46.09 | 50.21 | 46.6 | 46.09 | 50.21 | 46.6 | 46.09 | 50.32 | 46.6 | 53.2 | 50.32 | 46.6 | 46.09 | 50.21 | 46.6 | 46.09 | 50.21 | 46.6 | 46.09 | 50.32 | 46.6 | 57.03 | 85 | 111.11 | 55.89 | 84.15 | 108.89 | 46.09 | 50.21 | 46.6
3941 | 37.57 | 42.54 | 35 | 37.57 | 42.54 | 35 | 37.57 | 42.54 | 35 | 37.57 | 42.54 | 35 | 37.57 | 44.93 | 35 | 38.28 | 45.08 | 35 | 37.57 | 42.54 | 35 | 37.57 | 42.54 | 35 | 37.57 | 44.93 | 35 | 42.44 | 70.81 | 83.62 | 42.44 | 70.81 | 81.95 | 37.57 | 42.54 | 35 | 48.16 | 50.75 | 47.13 | 48.16 | 50.75 | 47.13 | 48.16 | 50.75 | 47.13 | 48.16 | 50.75 | 47.13 | 48.16 | 50.85 | 47.13 | 53.74 | 50.85 | 47.13 | 48.16 | 50.75 | 47.13 | 48.16 | 50.75 | 47.13 | 48.16 | 50.85 | 47.13 | 63.57 | 90.74 | 111.11 | 64.86 | 89.32 | 111.11 | 48.16 | 50.75 | 47.13
3942 | 38.7 | 43.66 | 36.13 | 38.7 | 43.66 | 36.13 | 38.7 | 43.66 | 36.13 | 38.7 | 43.66 | 36.13 | 38.7 | 46.06 | 36.13 | 39.4 | 46.21 | 36.13 | 38.7 | 43.66 | 36.13 | 38.7 | 43.66 | 36.13 | 38.7 | 46.06 | 36.13 | 54.39 | 70.81 | 83.62 | 54.39 | 70.81 | 81.95 | 38.7 | 43.66 | 36.13 | 49.29 | 51.87 | 48.26 | 49.29 | 51.87 | 48.26 | 49.29 | 51.87 | 48.26 | 49.29 | 51.87 | 48.26 | 51.91 | 51.98 | 48.26 | 54.87 | 51.98 | 48.36 | 49.29 | 51.87 | 48.26 | 49.29 | 51.87 | 48.26 | 51.91 | 51.98 | 48.26 | 75.6 | 83.33 | 110 | 77.07 | 83.33 | 107.8 | 49.29 | 51.87 | 48.26
3943 | 39.7 | 44.67 | 37.13 | 39.7 | 44.67 | 37.13 | 39.7 | 44.67 | 37.13 | 39.7 | 44.67 | 37.13 | 39.7 | 47.06 | 37.13 | 40.41 | 47.22 | 37.13 | 39.7 | 44.67 | 37.13 | 39.7 | 44.67 | 37.13 | 39.7 | 47.06 | 37.13 | 54.39 | 66.63 | 75.55 | 54.39 | 65.31 | 73.18 | 39.7 | 44.67 | 37.13 | 50.29 | 52.88 | 49.27 | 50.29 | 52.88 | 49.27 | 50.29 | 52.88 | 49.27 | 50.29 | 52.88 | 49.27 | 52.91 | 52.99 | 49.27 | 55.87 | 52.99 | 49.37 | 50.29 | 52.88 | 49.27 | 50.29 | 52.88 | 49.27 | 52.91 | 52.99 | 49.27 | 77.07 | 79.87 | 86.76 | 77.07 | 79.87 | 85.03 | 50.29 | 52.88 | 49.27
3944 | 40.19 | 45.15 | 37.62 | 40.19 | 45.15 | 37.62 | 40.19 | 45.15 | 37.62 | 40.19 | 45.15 | 37.62 | 40.19 | 47.54 | 37.62 | 40.89 | 47.7 | 37.62 | 40.19 | 45.15 | 37.62 | 40.19 | 45.15 | 37.62 | 40.19 | 47.54 | 37.62 | 54.39 | 57.61 | 63.14 | 53.31 | 56.46 | 61.88 | 40.19 | 45.15 | 37.62 | 50.77 | 53.36 | 49.75 | 50.77 | 53.36 | 49.75 | 50.77 | 53.36 | 49.75 | 50.77 | 53.36 | 49.75 | 53.4 | 53.47 | 49.75 | 56.35 | 53.47 | 49.85 | 50.77 | 53.36 | 49.75 | 50.77 | 53.36 | 49.75 | 53.4 | 53.47 | 49.75 | 73.31 | 68.36 | 55.11 | 71.85 | 66.99 | 54.01 | 50.77 | 53.36 | 49.75
3945 | 40.22 | 45.18 | 37.65 | 40.22 | 45.18 | 37.65 | 40.22 | 45.18 | 37.65 | 40.22 | 45.18 | 37.65 | 40.22 | 47.58 | 37.65 | 40.92 | 47.73 | 37.65 | 40.22 | 45.18 | 37.65 | 40.22 | 45.18 | 37.65 | 40.22 | 47.58 | 37.65 | 46.08 | 51.26 | 39.2 | 45.17 | 50.24 | 38.42 | 40.22 | 45.18 | 37.65 | 50.81 | 53.39 | 49.61 | 50.81 | 53.39 | 49.61 | 50.81 | 53.39 | 49.61 | 50.81 | 53.39 | 49.61 | 53.43 | 53.5 | 49.78 | 56.39 | 53.5 | 49.78 | 50.81 | 53.39 | 49.78 | 50.81 | 53.39 | 49.78 | 53.43 | 53.5 | 49.78 | 58.72 | 61.69 | 50.29 | 57.55 | 60.46 | 49.78 | 50.81 | 53.39 | 49.61
3946 | 40.25 | 45.22 | 37.68 | 40.25 | 45.22 | 37.68 | 40.25 | 45.22 | 37.68 | 40.25 | 45.22 | 37.68 | 40.25 | 47.61 | 37.68 | 40.96 | 47.76 | 37.68 | 40.25 | 45.22 | 37.68 | 40.25 | 45.22 | 37.68 | 40.25 | 47.61 | 37.68 | 41.75 | 49.74 | 38.43 | 40.92 | 48.75 | 38.06 | 40.25 | 45.22 | 37.68 | 50.84 | 53.43 | 49.28 | 50.84 | 53.43 | 49.28 | 50.84 | 53.43 | 49.28 | 50.84 | 53.43 | 49.28 | 53.46 | 53.53 | 49.61 | 56.42 | 53.53 | 49.61 | 50.84 | 53.43 | 49.61 | 50.84 | 53.43 | 49.61 | 53.46 | 53.53 | 49.61 | 57.03 | 56.69 | 50.11 | 55.89 | 55.56 | 49.78 | 50.84 | 53.43 | 49.28
3947 | 40.26 | 45.22 | 33.06 | 40.26 | 45.22 | 37.69 | 40.26 | 45.22 | 37.69 | 40.26 | 45.22 | 37.69 | 40.26 | 47.62 | 37.69 | 40.96 | 47.77 | 37.69 | 40.26 | 45.22 | 37.69 | 40.26 | 45.22 | 37.69 | 40.26 | 47.62 | 37.69 | 41.75 | 49.74 | 38.43 | 40.92 | 48.75 | 38.07 | 40.26 | 45.22 | 33.06 | 50.85 | 53.43 | 48.12 | 50.85 | 53.43 | 48.12 | 50.85 | 53.43 | 48.12 | 50.85 | 53.43 | 48.12 | 53.47 | 53.54 | 49.61 | 56.43 | 53.54 | 49.61 | 50.85 | 53.43 | 49.61 | 50.85 | 53.43 | 49.61 | 53.47 | 53.54 | 49.61 | 57.03 | 56.69 | 50.11 | 55.89 | 53.97 | 48.61 | 50.85 | 53.43 | 46.17
3948 | 40.09 | 45.06 | 29.29 | 40.09 | 45.06 | 37.53 | 40.09 | 45.06 | 37.53 | 40.09 | 45.06 | 37.53 | 40.09 | 47.45 | 37.53 | 40.8 | 47.61 | 37.53 | 40.09 | 45.06 | 37.53 | 40.09 | 45.06 | 37.53 | 40.09 | 47.45 | 37.53 | 41.75 | 49.74 | 38.43 | 40.92 | 48.75 | 37.91 | 40.09 | 45.06 | 29.29 | 50.68 | 50.95 | 46.17 | 50.68 | 53.27 | 48.12 | 50.68 | 53.27 | 48.12 | 50.68 | 53.27 | 48.12 | 53.31 | 53.38 | 49.61 | 56.26 | 53.38 | 49.61 | 50.68 | 53.27 | 49.61 | 50.68 | 53.27 | 49.61 | 53.31 | 53.38 | 49.61 | 57.03 | 56.69 | 50.11 | 55.89 | 53.91 | 48.61 | 50.68 | 50.95 | 46.17
3949 | 39.96 | 44.65 | 27.65 | 39.96 | 44.93 | 37.39 | 39.96 | 44.93 | 37.39 | 39.96 | 44.93 | 37.39 | 39.96 | 47.32 | 37.39 | 40.67 | 47.47 | 37.39 | 39.96 | 44.93 | 37.39 | 39.96 | 44.93 | 37.39 | 39.96 | 47.32 | 37.39 | 41.75 | 51.26 | 39.2 | 40.92 | 50.23 | 38.24 | 39.96 | 44.65 | 27.65 | 50.55 | 50.17 | 38 | 50.55 | 53.14 | 46.68 | 50.55 | 53.14 | 46.68 | 50.55 | 53.14 | 46.68 | 53.17 | 53.25 | 49.53 | 56.13 | 53.25 | 49.53 | 50.55 | 53.14 | 49.53 | 50.55 | 53.14 | 49.53 | 53.17 | 53.25 | 49.53 | 57.03 | 62.31 | 50.03 | 55.89 | 59.24 | 47.64 | 50.55 | 50.17 | 38
3950 | 39.84 | 44.65 | 31.43 | 39.84 | 44.8 | 37.27 | 39.84 | 44.8 | 37.27 | 39.84 | 44.8 | 37.27 | 39.84 | 47.2 | 37.27 | 40.54 | 47.35 | 37.27 | 39.84 | 44.8 | 37.27 | 39.84 | 44.8 | 37.27 | 39.84 | 47.2 | 37.27 | 41.33 | 52.4 | 61.88 | 40.51 | 49.82 | 38.24 | 39.84 | 44.65 | 31.43 | 50.42 | 50.95 | 46.17 | 50.42 | 53.01 | 49.4 | 50.42 | 53.01 | 49.4 | 50.42 | 53.01 | 49.4 | 53.05 | 53.12 | 49.4 | 56 | 53.12 | 49.4 | 50.42 | 53.01 | 49.4 | 50.42 | 53.01 | 49.4 | 53.05 | 53.12 | 49.4 | 57.5 | 68.05 | 54.01 | 56.35 | 66.69 | 49.9 | 50.42 | 50.95 | 46.17
3951 | 39.69 | 44.65 | 31.75 | 39.69 | 44.65 | 37.12 | 39.69 | 44.65 | 37.12 | 39.69 | 44.65 | 37.12 | 39.69 | 47.05 | 37.12 | 40.39 | 47.2 | 37.12 | 39.69 | 44.65 | 37.12 | 39.69 | 44.65 | 37.12 | 39.69 | 47.05 | 37.12 | 46.27 | 56.39 | 62.71 | 46.27 | 55.26 | 59.63 | 39.69 | 44.65 | 31.75 | 50.27 | 51.28 | 46.17 | 50.27 | 52.86 | 49.25 | 50.27 | 52.86 | 49.25 | 50.27 | 52.86 | 49.25 | 52.9 | 52.97 | 49.25 | 55.85 | 52.97 | 49.25 | 50.27 | 52.86 | 49.25 | 50.27 | 52.86 | 49.25 | 52.9 | 52.97 | 49.25 | 65.06 | 70.53 | 83.89 | 63.76 | 69.12 | 79.76 | 50.27 | 51.28 | 46.17
3952 | 39.43 | 44.4 | 36.13 | 39.43 | 44.4 | 36.13 | 39.43 | 44.4 | 36.87 | 39.43 | 44.4 | 36.87 | 39.43 | 46.79 | 36.87 | 40.14 | 46.95 | 36.87 | 39.43 | 44.4 | 36.13 | 39.43 | 44.4 | 36.87 | 39.43 | 46.79 | 36.87 | 53.62 | 64.4 | 78.34 | 53.02 | 63.11 | 74.49 | 39.43 | 44.4 | 36.13 | 50.02 | 52.61 | 49 | 50.02 | 52.61 | 49 | 50.02 | 52.61 | 49 | 50.02 | 52.61 | 49 | 52.64 | 52.72 | 49 | 55.6 | 52.72 | 49 | 50.02 | 52.61 | 49 | 50.02 | 52.61 | 49 | 52.64 | 52.72 | 49 | 66.96 | 81.49 | 102.03 | 66.29 | 79.86 | 87.63 | 50.02 | 52.61 | 49
3953 | 39.46 | 44.42 | 31.75 | 39.46 | 44.43 | 31.75 | 39.46 | 44.43 | 36.89 | 39.46 | 44.43 | 36.89 | 39.46 | 46.82 | 36.89 | 40.17 | 46.97 | 36.89 | 39.46 | 44.43 | 31.75 | 39.46 | 44.43 | 36.89 | 39.46 | 46.82 | 36.89 | 53.62 | 69.4 | 82.78 | 53.31 | 69.4 | 80.28 | 39.46 | 44.42 | 31.75 | 50.05 | 52.64 | 49.02 | 50.05 | 52.64 | 49.02 | 50.05 | 52.64 | 49.02 | 50.05 | 52.64 | 49.02 | 52.67 | 52.74 | 49.02 | 55.63 | 52.74 | 49.02 | 50.05 | 52.64 | 49.02 | 50.05 | 52.64 | 49.02 | 52.67 | 52.74 | 49.02 | 76.3 | 103.95 | 111.11 | 75.53 | 103.95 | 108.89 | 50.05 | 51.59 | 49.02
3954 | 39.41 | 44.37 | 33.06 | 39.41 | 44.38 | 33.06 | 39.41 | 44.38 | 36.84 | 39.41 | 44.38 | 36.84 | 39.41 | 46.77 | 36.84 | 40.12 | 46.93 | 36.84 | 39.41 | 44.38 | 33.06 | 39.41 | 44.38 | 36.84 | 39.41 | 46.77 | 36.84 | 53.98 | 71.2 | 82.78 | 53.98 | 70.62 | 81.13 | 39.41 | 44.37 | 33.06 | 50 | 52.59 | 48.98 | 50 | 52.59 | 48.98 | 50 | 52.59 | 48.98 | 50 | 52.59 | 48.98 | 52.62 | 52.7 | 48.98 | 55.58 | 52.7 | 49.08 | 50 | 52.59 | 48.98 | 50 | 52.59 | 48.98 | 52.62 | 52.7 | 48.98 | 76.3 | 103.95 | 111.11 | 76.3 | 103.95 | 111.11 | 50 | 52.23 | 48.98
3955 | 39.24 | 44.21 | 36.48 | 39.24 | 44.21 | 36.48 | 39.24 | 44.21 | 36.68 | 39.24 | 44.21 | 36.68 | 39.24 | 46.6 | 36.68 | 39.95 | 46.76 | 36.68 | 39.24 | 44.21 | 36.48 | 39.24 | 44.21 | 36.68 | 39.24 | 46.6 | 36.68 | 56.19 | 83.31 | 83.79 | 55.07 | 85 | 82.11 | 39.24 | 44.21 | 36.48 | 49.83 | 52.42 | 48.81 | 49.83 | 52.42 | 48.81 | 49.83 | 52.42 | 48.81 | 49.83 | 52.42 | 48.81 | 52.46 | 52.53 | 48.81 | 55.41 | 52.53 | 48.91 | 49.83 | 52.42 | 48.81 | 49.83 | 52.42 | 48.81 | 52.46 | 52.53 | 48.81 | 97.7 | 103.95 | 111.11 | 97.7 | 106.06 | 111.11 | 49.83 | 52.42 | 48.81
3956 | 39.05 | 44.02 | 36.48 | 39.05 | 44.02 | 36.48 | 39.05 | 44.02 | 36.48 | 39.05 | 44.02 | 36.48 | 39.05 | 46.41 | 36.48 | 39.76 | 46.57 | 36.49 | 39.05 | 44.02 | 36.48 | 39.05 | 44.02 | 36.48 | 39.05 | 46.41 | 36.48 | 53.62 | 83.31 | 83.79 | 53.31 | 85 | 83.31 | 39.05 | 44.02 | 36.48 | 49.64 | 52.23 | 48.62 | 49.64 | 52.23 | 48.62 | 49.64 | 52.23 | 48.62 | 49.64 | 52.23 | 48.62 | 52.26 | 52.34 | 48.62 | 55.22 | 52.34 | 48.72 | 49.64 | 52.23 | 48.62 | 49.64 | 52.23 | 48.62 | 52.26 | 52.34 | 48.62 | 76.3 | 103.95 | 111.11 | 75.53 | 106.06 | 111.11 | 49.64 | 52.23 | 48.62
3957 | 18.29 | 26.12 | 28.21 | 18.29 | 43.88 | 34.51 | 18.29 | 43.88 | 36.34 | 18.29 | 43.88 | 36.34 | 38.91 | 46.27 | 36.34 | 39.62 | 46.42 | 36.34 | 18.29 | 43.88 | 34.51 | 18.29 | 43.88 | 36.34 | 38.91 | 46.27 | 36.34 | 53.62 | 77.94 | 83.79 | 53.31 | 78.73 | 83.31 | 18.29 | 26.12 | 28.21 | 36.14 | 52.09 | 48.48 | 36.14 | 52.09 | 48.48 | 36.14 | 52.09 | 48.48 | 36.14 | 52.09 | 48.48 | 52.12 | 52.19 | 48.48 | 55.08 | 52.19 | 48.57 | 36.14 | 52.09 | 48.48 | 36.14 | 52.09 | 48.48 | 52.12 | 52.19 | 48.48 | 75.6 | 103.95 | 111.11 | 75.53 | 106.06 | 111.11 | 36.14 | 51.19 | 48.48
3958 | 17.92 | 26.12 | 28.21 | 17.92 | 39.69 | 28.21 | 17.92 | 39.69 | 36.33 | 17.92 | 39.69 | 36.33 | 21.17 | 46.25 | 36.33 | 39.6 | 46.41 | 36.33 | 17.92 | 39.69 | 28.21 | 17.92 | 43.86 | 36.33 | 21.17 | 46.25 | 36.33 | 50.61 | 70.81 | 82.78 | 50.1 | 70.81 | 81.13 | 17.92 | 26.12 | 28.21 | 35.42 | 51.61 | 48.46 | 35.42 | 51.61 | 48.46 | 35.42 | 51.61 | 48.46 | 35.42 | 51.61 | 48.46 | 35.42 | 52.18 | 48.46 | 55.06 | 52.18 | 48.56 | 35.42 | 51.61 | 48.46 | 35.42 | 52.07 | 48.46 | 35.42 | 52.18 | 48.46 | 70.36 | 103.95 | 111.11 | 70.36 | 106.06 | 111.11 | 35.42 | 50.58 | 46.17
3959 | 10.33 | 10.35 | 27.36 | 10.33 | 38.92 | 35.56 | 10.33 | 38.92 | 35.56 | 10.33 | 38.92 | 35.56 | 20.68 | 45.49 | 35.56 | 38.83 | 45.64 | 35.56 | 10.33 | 38.92 | 35.56 | 10.33 | 43.02 | 35.56 | 20.68 | 45.49 | 35.56 | 45.62 | 69.4 | 82.78 | 44.71 | 70.81 | 81.13 | 10.33 | 10.35 | 27.36 | 10.33 | 49.65 | 47.69 | 10.33 | 49.65 | 47.69 | 10.33 | 49.65 | 47.69 | 10.33 | 49.65 | 47.69 | 29.93 | 51.41 | 47.69 | 54.3 | 51.41 | 47.79 | 10.33 | 51.3 | 47.69 | 10.33 | 51.3 | 47.69 | 29.93 | 51.41 | 47.69 | 63 | 103.95 | 111.11 | 62.37 | 103.95 | 111.11 | 10.33 | 39.12 | 46.17
3960 | 10.33 | 10.33 | 27.65 | 10.33 | 42.8 | 35.27 | 10.33 | 42.8 | 35.27 | 10.33 | 42.8 | 35.27 | 10.33 | 45.2 | 35.27 | 38.55 | 45.35 | 35.27 | 10.33 | 42.8 | 35.27 | 10.33 | 42.8 | 35.27 | 10.33 | 45.2 | 35.27 | 39.98 | 65.72 | 82.78 | 39.58 | 65.72 | 81.13 | 10.33 | 10.33 | 27.65 | 10.33 | 51.02 | 47.4 | 10.33 | 51.02 | 47.4 | 10.33 | 51.02 | 47.4 | 10.33 | 51.02 | 47.4 | 10.33 | 51.12 | 47.4 | 54.01 | 51.12 | 47.5 | 10.33 | 51.02 | 47.4 | 10.33 | 51.02 | 47.4 | 10.33 | 51.12 | 47.4 | 55.89 | 103.95 | 111.11 | 55.89 | 103.95 | 111.11 | 10.33 | 50 | 46.17
3961 | 10.33 | 10.33 | 10.33 | 10.33 | 39.69 | 34.9 | 10.33 | 39.69 | 34.9 | 10.33 | 39.69 | 34.9 | 10.33 | 44.82 | 34.9 | 38.17 | 44.98 | 34.9 | 10.33 | 39.69 | 34.9 | 10.33 | 39.69 | 34.9 | 10.33 | 44.82 | 34.9 | 39.58 | 64.75 | 82.78 | 39.19 | 64.73 | 81.13 | 10.33 | 10.33 | 10.33 | 10.33 | 50.64 | 47.03 | 10.33 | 50.64 | 47.03 | 10.33 | 50.64 | 47.03 | 10.33 | 50.64 | 47.03 | 10.33 | 50.75 | 47.03 | 53.63 | 50.75 | 47.03 | 10.33 | 50.64 | 47.03 | 10.33 | 50.64 | 47.03 | 10.33 | 50.75 | 47.03 | 55.89 | 103.95 | 111.11 | 55.89 | 103.95 | 111.11 | 10.33 | 10.33 | 46.17
3962 | 10.33 | 25.6 | 27.36 | 10.33 | 39.66 | 34.58 | 10.33 | 39.66 | 34.58 | 10.33 | 39.66 | 34.58 | 10.33 | 44.5 | 34.58 | 37.85 | 44.66 | 34.58 | 10.33 | 39.66 | 34.58 | 10.33 | 39.66 | 34.58 | 10.33 | 44.5 | 34.58 | 39.19 | 60.19 | 82.78 | 39.19 | 58.99 | 81.13 | 10.33 | 25.6 | 27.36 | 10.33 | 32.96 | 46.71 | 10.33 | 50.32 | 46.71 | 10.33 | 50.32 | 46.71 | 10.33 | 50.32 | 46.71 | 10.33 | 50.43 | 46.71 | 53.31 | 50.43 | 46.71 | 10.33 | 50.32 | 46.71 | 10.33 | 50.32 | 46.71 | 10.33 | 50.43 | 46.71 | 55.89 | 103.95 | 111.11 | 55.89 | 103.95 | 111.11 | 10.33 | 32.95 | 46.17
3963 | 10.33 | 26.12 | 27.65 | 10.33 | 26.12 | 34.29 | 10.33 | 26.12 | 34.29 | 10.33 | 26.12 | 34.29 | 10.33 | 44.22 | 34.29 | 37.57 | 44.37 | 34.29 | 10.33 | 26.12 | 34.29 | 10.33 | 41.75 | 34.29 | 10.33 | 44.22 | 34.29 | 39.19 | 60.19 | 82.78 | 39.19 | 60.18 | 81.13 | 10.33 | 26.12 | 27.65 | 10.33 | 50.04 | 46.17 | 10.33 | 50.04 | 46.42 | 10.33 | 50.04 | 46.42 | 10.33 | 50.04 | 46.42 | 10.33 | 50.14 | 46.42 | 53.03 | 50.14 | 46.58 | 10.33 | 50.04 | 46.42 | 10.33 | 50.04 | 46.42 | 10.33 | 50.14 | 46.42 | 55.89 | 103.95 | 111.11 | 55.89 | 103.95 | 111.11 | 10.33 | 50.04 | 46.17
3964 | 18.29 | 26.12 | 28.21 | 18.29 | 41.77 | 34.24 | 18.29 | 41.77 | 34.24 | 18.29 | 41.77 | 34.24 | 18.29 | 44.16 | 34.24 | 37.52 | 44.32 | 34.24 | 18.29 | 41.77 | 34.24 | 18.29 | 41.77 | 34.24 | 18.29 | 44.16 | 34.24 | 39.19 | 60.19 | 82.78 | 39.19 | 60.19 | 81.13 | 18.29 | 26.12 | 28.21 | 36.14 | 49.99 | 46.37 | 36.14 | 49.99 | 46.37 | 36.14 | 49.99 | 46.37 | 36.14 | 49.99 | 46.37 | 36.14 | 50.09 | 46.37 | 52.98 | 50.09 | 46.58 | 36.14 | 49.99 | 46.37 | 36.14 | 49.99 | 46.37 | 36.14 | 50.09 | 46.37 | 56.46 | 85 | 111.11 | 55.89 | 85 | 111.11 | 36.14 | 49.99 | 46.37
3965 | 37.52 | 26.12 | 28.21 | 37.52 | 42.49 | 34.96 | 37.52 | 42.49 | 34.96 | 37.52 | 42.49 | 34.96 | 37.52 | 44.88 | 34.96 | 38.23 | 45.04 | 34.96 | 37.52 | 42.49 | 34.96 | 37.52 | 42.49 | 34.96 | 37.52 | 44.88 | 34.96 | 41.36 | 65.32 | 83.79 | 41.36 | 65.32 | 82.11 | 37.52 | 26.12 | 28.21 | 48.11 | 50.7 | 47.09 | 48.11 | 50.7 | 47.09 | 48.11 | 50.7 | 47.09 | 48.11 | 50.7 | 47.09 | 48.11 | 50.81 | 47.09 | 53.69 | 50.81 | 47.09 | 48.11 | 50.7 | 47.09 | 48.11 | 50.7 | 47.09 | 48.11 | 50.81 | 47.09 | 61.48 | 100 | 111.11 | 60.87 | 100 | 111.11 | 48.11 | 50.7 | 47.09
3966 | 38.48 | 43.45 | 33.06 | 38.48 | 43.45 | 35.91 | 38.48 | 43.45 | 35.91 | 38.48 | 43.45 | 35.91 | 38.48 | 45.84 | 35.91 | 39.19 | 45.99 | 35.91 | 38.48 | 43.45 | 35.91 | 38.48 | 43.45 | 35.91 | 38.48 | 45.84 | 35.91 | 54.03 | 70.81 | 82.78 | 52.96 | 69.4 | 81.13 | 38.48 | 43.45 | 33.06 | 49.07 | 51.66 | 48.05 | 49.07 | 51.66 | 48.05 | 49.07 | 51.66 | 48.05 | 49.07 | 51.66 | 48.05 | 51.69 | 51.76 | 48.05 | 54.65 | 51.76 | 48.14 | 49.07 | 51.66 | 48.05 | 49.07 | 51.66 | 48.05 | 51.69 | 51.76 | 48.05 | 76.3 | 98.69 | 111.11 | 75.53 | 96.73 | 108.89 | 49.07 | 51.66 | 48.05
3967 | 39.49 | 44.46 | 36.92 | 39.49 | 44.46 | 36.92 | 39.49 | 44.46 | 37.67 | 39.49 | 44.46 | 37.67 | 39.49 | 46.85 | 36.93 | 40.2 | 47.01 | 36.93 | 39.49 | 44.46 | 36.92 | 39.49 | 44.46 | 36.92 | 39.49 | 46.85 | 36.93 | 53.31 | 70.81 | 82.78 | 52.96 | 69.4 | 80.28 | 39.49 | 44.46 | 36.92 | 50.08 | 52.67 | 49.06 | 50.08 | 52.67 | 49.06 | 50.08 | 52.67 | 49.06 | 50.08 | 53.74 | 49.06 | 52.7 | 52.78 | 49.06 | 55.66 | 52.78 | 49.16 | 50.08 | 52.67 | 49.06 | 50.08 | 52.67 | 49.06 | 52.7 | 52.78 | 49.06 | 77.07 | 83.33 | 106.73 | 75.53 | 81.68 | 104.49 | 50.08 | 52.67 | 49.06
3968 | 39.94 | 44.91 | 37.37 | 39.94 | 44.91 | 37.37 | 39.94 | 44.91 | 37.37 | 39.94 | 44.91 | 37.37 | 39.94 | 47.3 | 37.37 | 40.65 | 47.45 | 37.37 | 39.94 | 44.91 | 37.37 | 39.94 | 44.91 | 37.37 | 39.94 | 47.3 | 37.37 | 54.39 | 64.4 | 70.2 | 53.31 | 63.11 | 68.8 | 39.94 | 44.91 | 37.37 | 50.53 | 53.12 | 49.51 | 50.53 | 53.12 | 49.51 | 53.15 | 53.22 | 49.51 | 53.15 | 53.22 | 49.51 | 53.15 | 53.22 | 49.51 | 56.11 | 53.22 | 49.51 | 50.53 | 53.12 | 49.51 | 50.53 | 53.12 | 49.51 | 53.15 | 53.22 | 49.51 | 77.07 | 80.68 | 97 | 75.53 | 79.06 | 63.75 | 50.53 | 53.12 | 49.51
3969 | 40.01 | 44.97 | 37.44 | 40.01 | 44.97 | 37.44 | 40.01 | 44.97 | 37.44 | 40.01 | 44.97 | 37.44 | 40.01 | 47.37 | 37.44 | 40.71 | 47.52 | 37.44 | 40.01 | 44.97 | 37.44 | 40.01 | 44.97 | 37.44 | 40.01 | 47.37 | 37.44 | 54.03 | 59.9 | 39.02 | 52.96 | 58.7 | 38.24 | 40.01 | 44.97 | 37.44 | 50.6 | 53.18 | 49.57 | 50.6 | 53.18 | 49.57 | 53.22 | 53.18 | 49.57 | 53.22 | 53.18 | 49.57 | 53.22 | 53.29 | 49.57 | 56.18 | 53.29 | 49.57 | 50.6 | 53.18 | 49.57 | 50.6 | 53.18 | 49.57 | 53.22 | 53.29 | 49.57 | 73.55 | 71.32 | 84.89 | 72.08 | 69.13 | 50.07 | 50.6 | 53.18 | 49.57
3970 | 40.02 | 44.99 | 37.45 | 40.02 | 44.99 | 37.45 | 40.02 | 44.99 | 37.45 | 40.02 | 44.99 | 37.45 | 40.02 | 47.38 | 37.45 | 40.73 | 47.53 | 37.45 | 40.02 | 44.99 | 37.45 | 40.02 | 44.99 | 37.45 | 40.02 | 47.38 | 37.45 | 43.59 | 49.5 | 37.83 | 42.72 | 48.51 | 37.83 | 40.02 | 44.99 | 37.45 | 50.61 | 53.2 | 49.59 | 50.61 | 53.2 | 49.59 | 52.57 | 53.2 | 49.59 | 52.57 | 53.2 | 49.59 | 53.23 | 53.3 | 49.59 | 56.19 | 53.3 | 49.59 | 50.61 | 53.2 | 49.59 | 50.61 | 53.2 | 49.59 | 53.23 | 53.3 | 49.59 | 60.59 | 69.18 | 50.09 | 59.38 | 53.73 | 49.78 | 50.61 | 53.2 | 49.59
3971 | 39.95 | 44.91 | 37.38 | 39.95 | 44.91 | 37.38 | 39.95 | 44.91 | 37.38 | 39.95 | 44.91 | 37.38 | 39.95 | 46.69 | 37.38 | 40.65 | 46.69 | 37.38 | 39.95 | 44.91 | 37.38 | 39.95 | 44.91 | 37.38 | 39.95 | 46.69 | 37.38 | 41.36 | 46.29 | 37 | 40.53 | 45.37 | 37 | 39.95 | 44.91 | 37.38 | 50.53 | 52.08 | 49.51 | 50.53 | 52.08 | 49.51 | 50.53 | 52.08 | 49.51 | 50.53 | 52.08 | 49.51 | 53.16 | 52.08 | 49.51 | 56.11 | 52.08 | 49.51 | 50.53 | 52.08 | 49.51 | 50.53 | 53.12 | 49.51 | 53.16 | 52.08 | 49.51 | 57.5 | 52.6 | 49.51 | 56.36 | 52.6 | 49.51 | 50.53 | 52.08 | 49.51
3972 | 39.7 | 44.67 | 37.13 | 39.7 | 44.67 | 37.13 | 39.7 | 44.67 | 37.13 | 39.7 | 44.67 | 37.13 | 39.7 | 46.07 | 37.13 | 40.41 | 46.07 | 37.13 | 39.7 | 44.67 | 37.13 | 39.7 | 44.67 | 37.13 | 39.7 | 46.07 | 37.13 | 40.45 | 45.61 | 36.76 | 40.1 | 45.12 | 36.76 | 39.7 | 44.67 | 37.13 | 50.29 | 52.08 | 49.27 | 50.29 | 52.08 | 49.27 | 50.29 | 52.08 | 49.27 | 50.29 | 52.08 | 49.27 | 52.91 | 52.08 | 49.27 | 55.03 | 52.08 | 49.27 | 50.29 | 52.08 | 49.27 | 50.29 | 52.08 | 49.27 | 52.91 | 52.08 | 49.27 | 55.03 | 52.08 | 49.31 | 53.94 | 52.08 | 49.31 | 50.29 | 52.08 | 49.27
3973 | 39.42 | 44.39 | 36.01 | 39.42 | 44.39 | 36.01 | 39.42 | 44.39 | 36.01 | 39.42 | 44.39 | 36.01 | 39.42 | 45.76 | 36.01 | 39.69 | 45.76 | 36.01 | 39.42 | 44.39 | 36.01 | 39.42 | 44.39 | 36.01 | 39.42 | 45.76 | 36.01 | 39.3 | 45.3 | 35.65 | 39.82 | 44.83 | 35.65 | 39.42 | 44.39 | 36.01 | 50.01 | 50.52 | 48.98 | 50.01 | 50.52 | 48.98 | 50.01 | 50.52 | 48.98 | 50.01 | 50.52 | 48.98 | 51.57 | 50.52 | 48.98 | 51.57 | 50.52 | 48.98 | 50.01 | 50.52 | 48.98 | 50.01 | 50.52 | 48.98 | 51.57 | 50.52 | 48.98 | 52.09 | 50.52 | 48.5 | 51.05 | 50.01 | 48.5 | 50.01 | 50.52 | 48.98
3974 | 39.19 | 44.15 | 35.65 | 39.19 | 44.15 | 35.65 | 39.19 | 44.15 | 35.65 | 39.19 | 44.15 | 35.65 | 39.19 | 45.63 | 35.65 | 39.28 | 45.63 | 35.65 | 39.19 | 44.15 | 35.65 | 39.19 | 44.15 | 35.86 | 39.19 | 45.63 | 35.65 | 39.28 | 45.17 | 35.3 | 39.28 | 44.39 | 35.3 | 39.19 | 44.15 | 35.65 | 49.78 | 51.03 | 48.75 | 49.78 | 51.03 | 48.75 | 49.78 | 51.03 | 48.75 | 49.78 | 51.03 | 48.75 | 51.57 | 51.03 | 48.75 | 51.57 | 51.03 | 48.75 | 49.78 | 51.03 | 48.75 | 49.78 | 51.03 | 48.75 | 51.57 | 51.03 | 48.75 | 52.09 | 50.52 | 48.27 | 51.05 | 50.52 | 48.27 | 49.78 | 51.03 | 48.75
3975 | 38.89 | 43.86 | 35.65 | 38.89 | 43.86 | 35.65 | 38.89 | 43.86 | 35.65 | 38.89 | 43.86 | 35.65 | 38.89 | 45.6 | 35.65 | 39.28 | 45.6 | 35.65 | 38.89 | 43.86 | 35.65 | 38.89 | 43.86 | 35.86 | 38.89 | 45.6 | 35.65 | 39.28 | 45.14 | 35.3 | 39.28 | 44.24 | 35.3 | 38.89 | 43.86 | 35.65 | 49.48 | 51.54 | 48.46 | 49.48 | 51.54 | 48.46 | 49.48 | 51.54 | 48.46 | 49.48 | 51.54 | 48.46 | 51.23 | 51.54 | 48.46 | 51.23 | 51.54 | 48.46 | 49.48 | 51.54 | 48.46 | 49.48 | 51.54 | 48.46 | 51.23 | 51.54 | 48.46 | 51.74 | 51.03 | 48.12 | 51.23 | 51.03 | 47.97 | 49.48 | 51.54 | 48.46
3976 | 38.69 | 43.66 | 36.12 | 38.69 | 43.66 | 36.12 | 38.69 | 43.66 | 36.12 | 38.69 | 43.66 | 36.12 | 38.69 | 46.04 | 36.12 | 39.4 | 46.04 | 36.12 | 38.69 | 43.66 | 36.12 | 38.69 | 43.66 | 36.12 | 38.69 | 46.04 | 36.12 | 39.79 | 45.58 | 35.63 | 39.08 | 44.1 | 35.39 | 38.69 | 43.66 | 36.12 | 49.28 | 51.54 | 48.26 | 49.28 | 51.54 | 48.26 | 49.28 | 51.54 | 48.26 | 49.28 | 51.54 | 48.26 | 51.9 | 51.54 | 48.26 | 54.86 | 51.54 | 48.26 | 49.28 | 51.54 | 48.26 | 49.28 | 51.54 | 48.26 | 51.9 | 51.54 | 48.26 | 55.41 | 51.03 | 48.61 | 54.31 | 51.03 | 47.77 | 49.28 | 51.54 | 48.26
3977 | 38.72 | 43.69 | 36.15 | 38.72 | 43.69 | 36.15 | 38.72 | 43.69 | 36.15 | 38.72 | 43.69 | 36.15 | 38.72 | 46.08 | 36.15 | 39.43 | 46.23 | 36.15 | 38.72 | 43.69 | 36.15 | 38.72 | 43.69 | 36.15 | 38.72 | 46.08 | 36.15 | 40.39 | 49.02 | 36.21 | 40.39 | 44.13 | 35.85 | 38.72 | 43.69 | 36.15 | 49.31 | 51.9 | 48.28 | 49.31 | 51.9 | 48.28 | 49.31 | 51.9 | 48.28 | 49.31 | 51.9 | 48.28 | 51.93 | 52 | 48.28 | 54.89 | 52 | 48.28 | 49.31 | 51.9 | 48.28 | 49.31 | 51.9 | 48.28 | 51.93 | 52 | 48.28 | 55.89 | 52.53 | 48.28 | 55.89 | 52.42 | 48.12 | 49.31 | 51.9 | 48.28
3978 | 38.73 | 43.7 | 36.16 | 38.73 | 43.7 | 36.16 | 38.73 | 43.7 | 36.16 | 38.73 | 43.7 | 36.16 | 38.73 | 46.09 | 36.16 | 39.44 | 46.25 | 36.17 | 38.73 | 43.7 | 36.16 | 38.73 | 43.7 | 36.16 | 38.73 | 46.09 | 36.16 | 45.17 | 59.17 | 37.86 | 45.17 | 44.14 | 37.1 | 38.73 | 43.7 | 36.16 | 49.32 | 51.91 | 48.3 | 49.32 | 51.91 | 48.3 | 49.32 | 51.91 | 48.3 | 49.32 | 51.91 | 48.3 | 51.94 | 52.02 | 48.3 | 54.9 | 52.02 | 48.3 | 49.32 | 51.91 | 48.3 | 49.32 | 51.91 | 48.3 | 51.94 | 52.02 | 48.3 | 65.23 | 64.68 | 50.83 | 65.23 | 58.84 | 49.78 | 49.32 | 51.91 | 48.3
3979 | 38.52 | 43.49 | 35.95 | 38.52 | 43.49 | 35.95 | 38.52 | 43.49 | 35.95 | 38.52 | 43.49 | 35.95 | 38.52 | 45.88 | 35.95 | 39.23 | 46.03 | 35.95 | 38.52 | 43.49 | 35.95 | 38.52 | 43.49 | 35.95 | 38.52 | 45.88 | 35.95 | 50.05 | 59.79 | 37.11 | 49.05 | 43.93 | 36.32 | 38.52 | 43.49 | 35.95 | 49.11 | 51.7 | 48.09 | 49.11 | 51.7 | 48.09 | 49.11 | 51.7 | 48.09 | 49.11 | 51.7 | 48.09 | 51.73 | 51.81 | 48.09 | 54.69 | 51.81 | 48.09 | 49.11 | 51.7 | 48.09 | 49.11 | 51.7 | 48.09 | 51.73 | 51.81 | 48.09 | 68.99 | 59.32 | 52.4 | 68.99 | 52.95 | 48.57 | 49.11 | 51.7 | 48.09
3980 | 38.26 | 43.23 | 35.7 | 38.26 | 43.23 | 35.7 | 38.26 | 43.23 | 35.7 | 38.26 | 43.23 | 35.7 | 38.26 | 45.62 | 35.7 | 38.97 | 45.78 | 35.7 | 38.26 | 43.23 | 35.7 | 38.26 | 43.23 | 35.7 | 38.26 | 45.62 | 35.7 | 50.05 | 59.79 | 39.43 | 49.05 | 43.67 | 36.06 | 38.26 | 43.23 | 35.7 | 48.85 | 51.44 | 47.83 | 48.85 | 51.44 | 47.83 | 48.85 | 51.44 | 47.83 | 48.85 | 51.44 | 47.83 | 48.85 | 51.55 | 47.83 | 54.43 | 51.55 | 47.83 | 48.85 | 51.44 | 47.83 | 48.85 | 51.44 | 47.83 | 48.85 | 51.55 | 47.83 | 68.99 | 67.98 | 52.4 | 67.61 | 52.95 | 48.31 | 48.85 | 51.44 | 47.83
3981 | 38.11 | 43.05 | 35.54 | 38.11 | 43.05 | 35.54 | 38.11 | 43.05 | 35.54 | 38.11 | 43.05 | 35.54 | 38.11 | 45.47 | 35.54 | 38.82 | 45.63 | 35.55 | 38.11 | 43.05 | 35.54 | 38.11 | 43.05 | 35.54 | 38.11 | 45.47 | 35.54 | 48.67 | 59.79 | 37.11 | 47.7 | 43.48 | 35.9 | 38.11 | 43.05 | 35.54 | 45.84 | 51.29 | 47.68 | 45.84 | 51.29 | 47.68 | 45.84 | 51.29 | 47.68 | 45.84 | 51.29 | 47.68 | 45.84 | 51.4 | 47.68 | 54.28 | 51.4 | 47.68 | 45.84 | 51.29 | 47.68 | 45.84 | 51.29 | 47.68 | 45.84 | 51.4 | 47.68 | 68.99 | 67.98 | 52.4 | 67.61 | 52.95 | 48.16 | 45.84 | 51.29 | 47.68
3982 | 37.47 | 24.14 | 35.65 | 37.47 | 24.14 | 35.65 | 37.47 | 24.14 | 35.65 | 37.47 | 24.14 | 35.65 | 37.47 | 45.57 | 35.65 | 38.92 | 45.73 | 35.65 | 37.47 | 24.16 | 35.65 | 37.47 | 24.16 | 35.65 | 37.47 | 45.57 | 35.65 | 42.33 | 59.79 | 36.74 | 41.48 | 24.39 | 36.01 | 37.47 | 24.14 | 35.65 | 34.36 | 50.95 | 47.78 | 34.36 | 50.95 | 47.78 | 34.36 | 50.95 | 47.78 | 34.36 | 50.95 | 47.78 | 34.36 | 51.5 | 47.78 | 54.38 | 51.5 | 47.78 | 34.36 | 51.39 | 47.78 | 34.36 | 51.39 | 47.78 | 34.36 | 51.5 | 47.78 | 59.81 | 66.88 | 48.26 | 58.61 | 51.46 | 47.3 | 34.36 | 50.95 | 47.78
3983 | 18.29 | 10.33 | 35.26 | 18.29 | 10.33 | 35.26 | 18.29 | 10.33 | 35.26 | 18.29 | 10.33 | 35.26 | 18.29 | 45.18 | 35.26 | 38.53 | 45.34 | 35.26 | 18.29 | 10.33 | 35.26 | 18.29 | 10.34 | 35.26 | 18.29 | 45.18 | 35.26 | 40.39 | 51.15 | 35.61 | 39.58 | 10.44 | 35.61 | 18.29 | 10.33 | 35.26 | 10.33 | 48.43 | 47.39 | 10.33 | 48.43 | 47.39 | 10.33 | 48.43 | 47.39 | 10.33 | 48.43 | 47.39 | 10.33 | 51.11 | 47.39 | 53.99 | 51.11 | 47.39 | 10.33 | 51 | 47.39 | 10.33 | 51 | 47.39 | 10.33 | 51.11 | 47.39 | 56.87 | 52.52 | 47.87 | 55.74 | 48.92 | 46.92 | 10.33 | 48.43 | 47.39
3984 | 10.33 | 10.33 | 35.07 | 10.33 | 10.33 | 35.07 | 10.33 | 10.33 | 35.07 | 10.33 | 10.33 | 35.07 | 10.33 | 44.99 | 35.07 | 38.34 | 45.15 | 35.07 | 10.33 | 10.33 | 35.07 | 10.33 | 10.33 | 35.07 | 10.33 | 44.99 | 35.07 | 39.98 | 47.56 | 35.42 | 34.29 | 10.43 | 35.42 | 10.33 | 10.33 | 35.07 | 10.33 | 48.43 | 46.17 | 10.33 | 48.43 | 46.17 | 10.33 | 48.43 | 46.17 | 10.33 | 48.43 | 46.17 | 10.33 | 50.92 | 46.21 | 53.8 | 50.92 | 47.2 | 10.33 | 48.43 | 46.21 | 10.33 | 48.43 | 46.21 | 10.33 | 50.92 | 46.21 | 54.64 | 51.43 | 46.73 | 53.55 | 48.92 | 45.79 | 10.33 | 48.43 | 46.17
3985 | 10.33 | 0 | 33.39 | 10.33 | 0 | 33.39 | 10.33 | 0 | 33.39 | 10.33 | 0 | 33.39 | 10.33 | 42.45 | 33.4 | 37.97 | 44.77 | 34.69 | 10.33 | 0 | 33.39 | 10.33 | 0 | 33.39 | 10.33 | 42.45 | 33.4 | 38.75 | 45.12 | 34.42 | 37.97 | 0 | 33.73 | 10.33 | 0 | 33.39 | 0 | 15 | 46.17 | 0 | 15 | 46.17 | 0 | 15 | 46.17 | 0 | 15 | 46.17 | 7.72 | 48.04 | 46.21 | 53.43 | 50.54 | 46.82 | 0 | 46.6 | 46.21 | 0 | 46.6 | 46.21 | 7.72 | 48.04 | 46.21 | 53.97 | 51.05 | 46.63 | 52.89 | 47.66 | 45.7 | 0 | 15 | 46.17
3986 | 10.33 | 0 | 28.21 | 10.33 | 0 | 28.21 | 10.33 | 0 | 28.21 | 10.33 | 0 | 28.21 | 10.33 | 41.73 | 33.4 | 37.54 | 44.35 | 34.27 | 10.33 | 0 | 28.21 | 10.33 | 0 | 28.21 | 10.33 | 41.73 | 33.4 | 37.92 | 44.35 | 34.42 | 37.16 | 0 | 28.5 | 10.33 | 0 | 28.21 | 0 | 10.33 | 46.17 | 0 | 10.33 | 46.17 | 0 | 10.33 | 46.17 | 0 | 10.33 | 46.17 | 7.3 | 45.06 | 46.17 | 51.81 | 48.37 | 46.4 | 0 | 45.06 | 46.17 | 0 | 45.06 | 46.17 | 7.3 | 45.06 | 46.17 | 52.33 | 47.89 | 45.94 | 51.29 | 46.93 | 45.7 | 0 | 10.33 | 46.17
3987 | 7.06 | 0 | 10.33 | 7.06 | 0 | 10.33 | 7.06 | 0 | 10.33 | 7.06 | 0 | 10.33 | 7.06 | 38.58 | 33.4 | 37.31 | 43.24 | 34.03 | 7.06 | 0 | 10.33 | 7.06 | 0 | 28.21 | 7.06 | 38.58 | 33.4 | 37.32 | 42.8 | 34.42 | 34.29 | 0 | 10.44 | 7.06 | 0 | 10.33 | 0 | 10.33 | 45.25 | 0 | 10.33 | 45.25 | 0 | 10.33 | 45.25 | 0 | 10.33 | 45.25 | 7.06 | 45.06 | 45.25 | 49.15 | 48.37 | 46.16 | 0 | 45.06 | 45.25 | 0 | 45.06 | 45.25 | 7.06 | 45.06 | 45.25 | 49.65 | 47.89 | 45.7 | 48.66 | 46.93 | 44.8 | 0 | 10.33 | 45.25
3988 | 6.75 | 0 | 10.33 | 6.75 | 0 | 10.33 | 6.75 | 0 | 10.33 | 6.75 | 0 | 10.33 | 6.75 | 31.69 | 33.4 | 36.9 | 40.54 | 33.72 | 6.75 | 0 | 18.88 | 6.75 | 0 | 33.72 | 6.75 | 31.69 | 33.4 | 36.9 | 40.14 | 34.06 | 34.29 | 0 | 10.44 | 6.75 | 0 | 10.33 | 0 | 10.33 | 44.38 | 0 | 10.33 | 44.38 | 0 | 10.33 | 44.38 | 0 | 10.33 | 44.38 | 6.75 | 44.84 | 44.38 | 48.78 | 48.14 | 45.85 | 0 | 44.84 | 44.38 | 0 | 44.84 | 44.38 | 6.75 | 44.84 | 44.38 | 49.28 | 47.66 | 44.82 | 48.29 | 39.26 | 44.8 | 0 | 10.33 | 44.38
3989 | 10.33 | 0 | 0 | 10.33 | 0 | 0 | 10.33 | 0 | 0 | 10.33 | 0 | 0 | 10.33 | 31.4 | 32.67 | 37 | 40.39 | 33.72 | 10.33 | 0 | 0 | 10.33 | 0 | 28.21 | 10.33 | 31.4 | 32.67 | 37.37 | 39.98 | 34.06 | 36.63 | 0 | 0 | 10.33 | 0 | 0 | 0 | 0 | 41.5 | 0 | 0 | 41.5 | 0 | 0 | 41.5 | 0 | 0 | 41.5 | 6.75 | 44.28 | 42.58 | 48.78 | 48.14 | 45.25 | 0 | 44.28 | 42.58 | 0 | 44.28 | 42.58 | 6.75 | 44.28 | 42.58 | 49.28 | 47.66 | 44.8 | 48.29 | 0 | 41.09 | 0 | 0 | 41.5
3990 | 10.33 | 0 | 0 | 10.33 | 0 | 0 | 10.33 | 0 | 0 | 10.33 | 0 | 0 | 10.33 | 26.07 | 33.4 | 37.36 | 27.14 | 34.09 | 10.33 | 0 | 18.88 | 10.33 | 0 | 18.88 | 10.33 | 26.07 | 33.4 | 37.92 | 27.42 | 34.42 | 10.44 | 0 | 0 | 10.33 | 0 | 0 | 0 | 0 | 41.5 | 0 | 0 | 41.5 | 0 | 0 | 41.5 | 0 | 0 | 41.5 | 7.12 | 43.06 | 44.38 | 51.8 | 45.76 | 45.25 | 0 | 43.06 | 44.38 | 0 | 43.06 | 44.38 | 7.12 | 43.06 | 44.38 | 52.32 | 45.76 | 44.8 | 51.27 | 0 | 41.08 | 0 | 0 | 41.5
3991 | 10.33 | 0 | 0 | 10.33 | 0 | 0 | 10.33 | 0 | 0 | 10.33 | 0 | 0 | 10.33 | 11.6 | 33.4 | 37.9 | 11.96 | 33.55 | 10.33 | 11.6 | 33.4 | 10.33 | 11.6 | 34.63 | 10.33 | 11.6 | 33.4 | 38.68 | 11.84 | 33.55 | 10.44 | 0 | 0 | 10.33 | 0 | 0 | 0 | 0 | 10.33 | 0 | 0 | 10.33 | 0 | 0 | 10.33 | 0 | 0 | 10.33 | 7.66 | 42.79 | 43.93 | 49.29 | 43.67 | 43.93 | 0 | 42.79 | 43.93 | 0 | 42.79 | 43.93 | 7.66 | 42.79 | 43.93 | 49.29 | 44.11 | 43.93 | 0 | 0 | 10.23 | 0 | 0 | 10.33
3992 | 10.33 | 0 | 0 | 10.33 | 0 | 0 | 10.33 | 0 | 0 | 10.33 | 0 | 0 | 10.33 | 0.01 | 27.35 | 37.32 | 0.01 | 27.35 | 10.33 | 0.01 | 27.35 | 10.33 | 0.01 | 35.16 | 10.33 | 0.01 | 27.35 | 36.95 | 0.01 | 26.27 | 10.44 | 0 | 0 | 10.33 | 0 | 0 | 0 | 0 | 0 | 0 | 0 | 0 | 0 | 0 | 0 | 0 | 0 | 0 | 29.93 | 39.49 | 43.9 | 46.85 | 39.49 | 43.9 | 0 | 39.49 | 43.9 | 0 | 39.49 | 43.9 | 29.93 | 39.49 | 43.9 | 46.53 | 39.12 | 43.9 | 0 | 0 | 0 | 0 | 0 | 0
3993 | 10.33 | 0 | 0 | 10.33 | 0 | 0 | 10.33 | 0 | 0 | 10.33 | 0 | 0 | 20.68 | 0 | 8.63 | 36.57 | 0 | 8.63 | 10.33 | 0 | 8.63 | 10.33 | 0 | 35.6 | 20.68 | 0 | 8.63 | 36.21 | 0 | 0 | 10.44 | 0 | 0 | 10.33 | 0 | 0 | 0 | 0 | 0 | 0 | 0 | 0 | 0 | 0 | 0 | 0 | 0 | 0 | 29.93 | 0 | 8.63 | 46.22 | 0 | 8.63 | 0 | 0 | 8.63 | 0 | 0 | 8.63 | 29.93 | 8.63 | 8.63 | 45.76 | 0 | 8.46 | 0 | 0 | 0 | 0 | 0 | 0
3994 | 10.33 | 0 | 0 | 10.33 | 0 | 0 | 10.33 | 0 | 0 | 10.33 | 0 | 0 | 20.68 | 0 | 0 | 33.98 | 0 | 0 | 10.33 | 0 | 0 | 10.33 | 0 | 35.83 | 20.68 | 0 | 0 | 33.64 | 0 | 0 | 10.44 | 0 | 0 | 10.33 | 0 | 0 | 0 | 0 | 0 | 0 | 0 | 0 | 0 | 0 | 0 | 0 | 0 | 0 | 29.93 | 0 | 0 | 45.6 | 0 | 0 | 0 | 0 | 0 | 0 | 0 | 0 | 29.93 | 0 | 0 | 45.15 | 0 | 0 | 0 | 0 | 0 | 0 | 0 | 0
3995 | 10.33 | 0 | 0 | 10.33 | 0 | 0 | 10.33 | 0 | 0 | 10.33 | 0 | 0 | 20.68 | 0 | 0 | 30.26 | 0 | 0 | 10.33 | 0 | 0 | 10.33 | 0 | 35.86 | 20.68 | 0 | 0 | 29.95 | 0 | 0 | 10.44 | 0 | 0 | 10.33 | 0 | 0 | 0 | 0 | 0 | 0 | 0 | 0 | 0 | 0 | 0 | 0 | 0 | 0 | 29.93 | 0 | 0 | 44.08 | 0 | 0 | 0 | 0 | 0 | 0 | 0 | 0 | 29.93 | 0 | 0 | 43.64 | 0 | 0 | 0 | 0 | 0 | 0 | 0 | 0
3996 | 10.33 | 0 | 0 | 10.33 | 0 | 0 | 10.33 | 0 | 0 | 10.33 | 0 | 0 | 20.68 | 0 | 0 | 28.31 | 0 | 0 | 10.33 | 0 | 0 | 10.33 | 0 | 35.67 | 20.68 | 0 | 0 | 28.03 | 0 | 0 | 10.44 | 0 | 0 | 10.33 | 0 | 0 | 0 | 0 | 0 | 0 | 0 | 0 | 0 | 0 | 0 | 0 | 0 | 0 | 29.93 | 0 | 0 | 40.16 | 0 | 0 | 0 | 0 | 0 | 0 | 0 | 0 | 29.93 | 0 | 0 | 39.76 | 0 | 0 | 0 | 0 | 0 | 0 | 0 | 0
3997 | 0 | 0 | 0 | 0 | 0 | 0 | 0 | 0 | 0 | 0 | 0 | 0 | 8.35 | 0 | 0 | 21.17 | 0 | 0 | 0 | 0 | 0 | 0 | 0 | 35.32 | 8.35 | 0 | 0 | 20.96 | 0 | 0 | 0 | 0 | 0 | 0 | 0 | 0 | 0 | 0 | 0 | 0 | 0 | 0 | 0 | 0 | 0 | 0 | 0 | 0 | 29.93 | 0 | 0 | 37.67 | 0 | 0 | 0 | 0 | 0 | 0 | 0 | 0 | 29.93 | 0 | 0 | 37.29 | 0 | 0 | 0 | 0 | 0 | 0 | 0 | 0
3998 | 1.65 | 0 | 0 | 1.65 | 0 | 0 | 1.65 | 0 | 0 | 1.65 | 0 | 0 | 8.19 | 0 | 0 | 29.65 | 0 | 0 | 1.65 | 0 | 0 | 1.65 | 0 | 0 | 8.19 | 0 | 0 | 29.36 | 0 | 0 | 1.67 | 0 | 0 | 1.65 | 0 | 0 | 0 | 0 | 0 | 0 | 0 | 0 | 0 | 0 | 0 | 0 | 0 | 0 | 8.19 | 0 | 40.19 | 42.76 | 0 | 40.19 | 0 | 0 | 40.19 | 0 | 0 | 40.19 | 8.19 | 0 | 40.19 | 42.33 | 0 | 0 | 0 | 0 | 0 | 0 | 0 | 0
3999 | 10.33 | 0 | 0 | 10.33 | 0 | 0 | 10.33 | 0 | 0 | 10.33 | 0 | 0 | 10.33 | 0 | 0 | 33.3 | 0 | 0 | 10.33 | 0 | 0 | 10.33 | 0 | 0 | 10.33 | 0 | 0 | 32.97 | 0 | 0 | 10.44 | 0 | 0 | 10.33 | 0 | 0 | 0 | 0 | 0 | 0 | 0 | 0 | 0 | 0 | 0 | 0 | 0 | 0 | 7.97 | 0 | 31.28 | 43.94 | 0 | 31.28 | 0 | 0 | 31.28 | 0 | 0 | 31.28 | 7.97 | 0 | 31.28 | 44.38 | 0 | 0 | 0 | 0 | 0 | 0 | 0 | 0
4000 | 10.33 | 0 | 0 | 10.33 | 0 | 0 | 10.33 | 0 | 0 | 10.33 | 0 | 0 | 20.68 | 0 | 24.71 | 35.84 | 0 | 25.48 | 10.33 | 0 | 24.71 | 10.33 | 0 | 24.71 | 20.68 | 0 | 24.71 | 35.48 | 0 | 0 | 10.44 | 0 | 0 | 10.33 | 0 | 0 | 0 | 0 | 0 | 0 | 0 | 0 | 0 | 0 | 0 | 0 | 0 | 0 | 29.93 | 37.44 | 40.19 | 45.9 | 37.44 | 40.19 | 0 | 37.44 | 40.19 | 0 | 37.44 | 40.19 | 29.93 | 37.44 | 40.19 | 46.36 | 0 | 0 | 0 | 0 | 0 | 0 | 0 | 0
4001 | 10.33 | 0 | 0 | 10.33 | 0 | 0 | 10.33 | 0 | 0 | 10.33 | 0 | 0 | 20.68 | 12.71 | 33.4 | 38.47 | 12.71 | 33.55 | 10.33 | 12.71 | 33.4 | 10.33 | 12.71 | 33.4 | 20.68 | 12.71 | 33.4 | 38.86 | 12.33 | 33.21 | 38.08 | 0 | 0 | 10.33 | 0 | 0 | 0 | 0 | 0 | 0 | 0 | 0 | 0 | 0 | 0 | 0 | 0 | 0 | 29.93 | 45.51 | 43.6 | 53.93 | 45.51 | 43.6 | 0 | 45.51 | 43.6 | 0 | 45.51 | 43.6 | 29.93 | 45.51 | 43.6 | 55.04 | 45.06 | 0 | 53.94 | 0 | 0 | 0 | 0 | 0
4002 | 0 | 0 | 0 | 0 | 0 | 0 | 0 | 0 | 0 | 0 | 0 | 0 | 20.68 | 38.76 | 33.4 | 38.58 | 39.15 | 33.55 | 0 | 38.76 | 33.4 | 0 | 38.76 | 33.4 | 20.68 | 38.76 | 33.4 | 45.93 | 38.76 | 33.21 | 45.01 | 0 | 0 | 0 | 0 | 0 | 0 | 0 | 0 | 0 | 0 | 0 | 0 | 0 | 0 | 0 | 0 | 0 | 29.93 | 45.51 | 43.9 | 54.04 | 45.51 | 43.9 | 0 | 45.51 | 43.9 | 0 | 45.51 | 43.9 | 29.93 | 45.51 | 43.9 | 61.84 | 45.06 | 43.47 | 60.6 | 44.15 | 0 | 0 | 0 | 0
4003 | 0 | 0 | 0 | 0 | 0 | 0 | 0 | 0 | 0 | 0 | 0 | 0 | 20.68 | 42.86 | 33.4 | 38.47 | 43.09 | 33.55 | 0 | 42.72 | 33.4 | 0 | 42.72 | 33.4 | 20.68 | 42.86 | 33.4 | 45.93 | 42.66 | 33.21 | 45.01 | 0 | 0 | 0 | 0 | 0 | 0 | 0 | 0 | 0 | 0 | 0 | 0 | 0 | 0 | 0 | 0 | 0 | 29.93 | 46.23 | 43.9 | 53.93 | 46.23 | 43.9 | 0 | 46.23 | 43.9 | 0 | 46.23 | 43.9 | 29.93 | 46.23 | 43.9 | 61.84 | 45.76 | 43.47 | 60.6 | 44.85 | 0 | 0 | 0 | 0
4004 | 0 | 0 | 0 | 0 | 0 | 0 | 0 | 0 | 0 | 0 | 0 | 0 | 8.08 | 44.37 | 33.73 | 38.33 | 44.37 | 33.73 | 0 | 42.57 | 33.73 | 0 | 42.57 | 33.73 | 8.08 | 44.37 | 33.73 | 45.93 | 43.92 | 33.4 | 45.01 | 0 | 32.73 | 0 | 0 | 0 | 0 | 0 | 0 | 0 | 0 | 0 | 0 | 0 | 0 | 0 | 0 | 0 | 29.93 | 50.06 | 44.35 | 53.79 | 50.06 | 44.35 | 0 | 50.06 | 44.35 | 0 | 50.06 | 44.35 | 29.93 | 50.06 | 44.35 | 61.84 | 48.63 | 43.9 | 60.6 | 47.66 | 0 | 0 | 0 | 0
4005 | 0 | 0 | 0 | 0 | 0 | 0 | 0 | 0 | 0 | 0 | 0 | 0 | 8.1 | 44.37 | 34.58 | 38.35 | 44.37 | 34.58 | 0 | 26.12 | 33.24 | 0 | 26.12 | 33.24 | 8.1 | 44.37 | 34.58 | 45.93 | 43.92 | 34.24 | 45.01 | 0 | 33.55 | 0 | 0 | 0 | 0 | 0 | 0 | 0 | 0 | 0 | 0 | 0 | 0 | 0 | 0 | 0 | 29.93 | 50.87 | 47.2 | 53.81 | 50.87 | 47.2 | 0 | 50.82 | 47.2 | 0 | 50.82 | 47.2 | 29.93 | 50.87 | 47.2 | 61.84 | 48.63 | 44.8 | 60.6 | 47.66 | 0 | 0 | 0 | 0
4006 | 0 | 0 | 0 | 0 | 0 | 0 | 0 | 0 | 0 | 0 | 0 | 0 | 8.26 | 44.37 | 34.78 | 38.5 | 44.37 | 34.78 | 0 | 38.59 | 34.78 | 0 | 38.59 | 34.78 | 8.26 | 44.37 | 34.78 | 44.87 | 43.92 | 34.42 | 43.98 | 0 | 0 | 0 | 0 | 0 | 0 | 0 | 0 | 0 | 0 | 0 | 0 | 0 | 0 | 0 | 0 | 0 | 8.26 | 51.08 | 47.36 | 53.97 | 51.08 | 47.36 | 0 | 50.97 | 47.36 | 0 | 50.97 | 47.36 | 8.26 | 51.08 | 47.36 | 61.25 | 48.63 | 44.8 | 60.03 | 47.66 | 0 | 0 | 0 | 0
4007 | 0 | 0 | 0 | 0 | 0 | 0 | 0 | 0 | 0 | 0 | 0 | 0 | 7.96 | 43.92 | 34.78 | 38.21 | 43.92 | 34.78 | 0 | 0.01 | 28.21 | 0 | 0.01 | 28.21 | 7.96 | 43.92 | 34.78 | 39.97 | 43.48 | 34.42 | 39.17 | 0 | 0 | 0 | 0 | 0 | 0 | 0 | 0 | 0 | 0 | 0 | 0 | 0 | 0 | 0 | 0 | 0 | 7.96 | 50.79 | 46.45 | 53.67 | 50.79 | 46.45 | 0 | 50.68 | 46.45 | 0 | 50.68 | 46.45 | 7.96 | 50.79 | 46.45 | 57.58 | 48.63 | 44.8 | 56.43 | 47.66 | 0 | 0 | 0 | 0
4008 | 0 | 0 | 0 | 0 | 0 | 0 | 0 | 0 | 0 | 0 | 0 | 0 | 7.88 | 43.92 | 34.78 | 38.13 | 43.92 | 34.78 | 0 | 0 | 0 | 0 | 0 | 0 | 7.88 | 43.92 | 34.78 | 38.51 | 43.48 | 34.42 | 37.74 | 0 | 0 | 0 | 0 | 0 | 0 | 0 | 0 | 0 | 0 | 0 | 0 | 0 | 0 | 0 | 0 | 0 | 7.88 | 50.7 | 46.45 | 53.59 | 50.7 | 46.45 | 0 | 50.6 | 46.45 | 0 | 50.6 | 46.45 | 7.88 | 50.7 | 46.45 | 55.34 | 47.66 | 44.8 | 54.23 | 46.7 | 0 | 0 | 0 | 0
4009 | 0 | 0 | 0 | 0 | 0 | 0 | 0 | 0 | 0 | 0 | 0 | 0 | 7.06 | 43.92 | 34.03 | 37.31 | 43.92 | 34.03 | 0 | 0 | 0 | 0 | 0 | 0 | 7.06 | 43.92 | 34.03 | 37.68 | 43.48 | 33.69 | 36.93 | 0 | 0 | 0 | 0 | 0 | 0 | 0 | 0 | 0 | 0 | 0 | 0 | 0 | 0 | 0 | 0 | 0 | 7.06 | 49.88 | 46.16 | 52.77 | 49.88 | 46.16 | 0 | 46.6 | 46.16 | 0 | 46.6 | 46.16 | 7.06 | 49.88 | 46.16 | 55.2 | 47.66 | 44.8 | 54.09 | 46.7 | 0 | 0 | 0 | 0
4010 | 0 | 0 | 0 | 0 | 0 | 0 | 0 | 0 | 0 | 0 | 0 | 0 | 6.52 | 43.41 | 33.49 | 36.76 | 43.48 | 33.49 | 0 | 0 | 0 | 0 | 0 | 0 | 6.52 | 43.41 | 33.49 | 37.13 | 43.05 | 33.15 | 36.39 | 0 | 0 | 0 | 0 | 0 | 0 | 0 | 0 | 0 | 0 | 0 | 0 | 0 | 0 | 0 | 0 | 0 | 6.52 | 49.34 | 45.62 | 52.22 | 49.34 | 45.62 | 0 | 46.6 | 45.62 | 0 | 46.6 | 45.62 | 6.52 | 49.34 | 45.62 | 52.75 | 47.66 | 0 | 51.7 | 46.7 | 0 | 0 | 0 | 0
4011 | 0 | 0 | 0 | 0 | 0 | 0 | 0 | 0 | 0 | 0 | 0 | 0 | 6.03 | 42.93 | 33 | 36.2 | 43.04 | 33 | 0 | 0 | 0 | 0 | 0 | 0 | 6.03 | 42.93 | 33 | 36.56 | 42.61 | 32.67 | 35.83 | 0 | 0 | 0 | 0 | 0 | 0 | 0 | 0 | 0 | 0 | 0 | 0 | 0 | 0 | 0 | 0 | 0 | 6.03 | 48.86 | 45.14 | 49.79 | 48.86 | 45.14 | 0 | 0 | 27.37 | 0 | 0 | 27.37 | 6.03 | 48.86 | 45.14 | 50.29 | 47.66 | 0 | 49.29 | 46.7 | 0 | 0 | 0 | 0
4012 | 0 | 0 | 0 | 0 | 0 | 0 | 0 | 0 | 0 | 0 | 0 | 0 | 5.55 | 40.54 | 32.53 | 35.43 | 40.54 | 32.53 | 0 | 0 | 0 | 0 | 0 | 0 | 5.55 | 40.54 | 32.53 | 35.79 | 40.14 | 0 | 35.08 | 0 | 0 | 0 | 0 | 0 | 0 | 0 | 0 | 0 | 0 | 0 | 0 | 0 | 0 | 0 | 0 | 0 | 5.55 | 48.27 | 31.28 | 46.06 | 48.27 | 31.28 | 0 | 0 | 27.37 | 0 | 0 | 27.37 | 5.55 | 48.27 | 31.28 | 46.53 | 47.66 | 0 | 45.6 | 0 | 0 | 0 | 0 | 0
4013 | 0 | 0 | 0 | 0 | 0 | 0 | 0 | 0 | 0 | 0 | 0 | 0 | 5.44 | 40.54 | 32.41 | 35.43 | 40.54 | 32.41 | 0 | 0 | 0 | 0 | 0 | 0 | 5.44 | 40.54 | 32.41 | 35.79 | 40.14 | 0 | 35.08 | 0 | 0 | 0 | 0 | 0 | 0 | 0 | 0 | 0 | 0 | 0 | 0 | 0 | 0 | 0 | 0 | 0 | 5.44 | 48.16 | 31.28 | 45.64 | 48.16 | 31.28 | 0 | 0 | 27.37 | 0 | 0 | 27.37 | 5.44 | 48.16 | 31.28 | 46.1 | 47.66 | 0 | 45.18 | 0 | 0 | 0 | 0 | 0
4014 | 0 | 0 | 0 | 0 | 0 | 0 | 0 | 0 | 0 | 0 | 0 | 0 | 5.48 | 36.66 | 19.88 | 35.72 | 36.66 | 32.45 | 0 | 0 | 0 | 0 | 0 | 0 | 5.48 | 36.66 | 19.88 | 35.79 | 36.29 | 0 | 34.29 | 0 | 0 | 0 | 0 | 0 | 0 | 0 | 0 | 0 | 0 | 0 | 0 | 0 | 0 | 0 | 0 | 0 | 5.48 | 48.3 | 31.28 | 45.64 | 48.3 | 31.28 | 0 | 0 | 0 | 0 | 0 | 0 | 5.48 | 48.3 | 31.28 | 46.1 | 47.66 | 0 | 45.18 | 0 | 0 | 0 | 0 | 0
4015 | 6.35 | 0 | 0 | 6.35 | 0 | 0 | 6.35 | 0 | 0 | 6.35 | 0 | 0 | 6.35 | 25.94 | 19.88 | 34.96 | 25.94 | 33.32 | 6.35 | 0 | 0 | 6.35 | 0 | 0 | 6.35 | 25.94 | 19.88 | 34.96 | 0 | 0 | 6.41 | 0 | 0 | 6.35 | 0 | 0 | 0 | 0 | 0 | 0 | 0 | 0 | 0 | 0 | 0 | 0 | 0 | 0 | 6.35 | 45.76 | 45.25 | 46.05 | 45.76 | 45.25 | 0 | 45.76 | 45.25 | 0 | 45.76 | 45.25 | 6.35 | 45.76 | 45.25 | 46.51 | 33.68 | 0 | 0 | 0 | 0 | 0 | 0 | 0
4016 | 10.33 | 0 | 0 | 10.33 | 0 | 0 | 10.33 | 0 | 0 | 10.33 | 0 | 0 | 10.33 | 25.94 | 18.88 | 34.23 | 25.94 | 29.97 | 10.33 | 0 | 18.88 | 10.33 | 0 | 18.88 | 10.33 | 25.94 | 18.88 | 34.23 | 0 | 0 | 10.44 | 0 | 0 | 10.33 | 0 | 0 | 10.33 | 0 | 0 | 10.33 | 0 | 0 | 10.33 | 0 | 0 | 10.33 | 0 | 0 | 10.33 | 43.67 | 45.27 | 45.29 | 43.67 | 45.27 | 10.33 | 43.67 | 45.27 | 10.33 | 43.67 | 45.27 | 10.33 | 43.67 | 45.27 | 45.75 | 33.68 | 0 | 10.44 | 0 | 0 | 10.33 | 0 | 0
4017 | 10.33 | 0 | 0 | 10.33 | 0 | 0 | 10.33 | 0 | 0 | 10.33 | 0 | 0 | 10.33 | 7.95 | 18.88 | 33.64 | 7.95 | 25.74 | 10.33 | 7.95 | 18.88 | 10.33 | 7.95 | 18.88 | 10.33 | 7.95 | 18.88 | 33.64 | 0 | 0 | 10.44 | 0 | 0 | 10.33 | 0 | 0 | 10.33 | 0 | 0 | 10.33 | 0 | 0 | 10.33 | 0 | 0 | 10.33 | 0 | 0 | 10.33 | 40.02 | 45.75 | 45.29 | 40.02 | 45.75 | 10.33 | 40.02 | 45.75 | 10.33 | 40.02 | 45.75 | 10.33 | 40.02 | 45.75 | 45.29 | 39.62 | 0 | 10.44 | 0 | 0 | 10.33 | 0 | 0
4018 | 10.33 | 0 | 0 | 10.33 | 0 | 0 | 10.33 | 0 | 0 | 10.33 | 0 | 0 | 10.33 | 0 | 12.08 | 33.3 | 0 | 12.08 | 10.33 | 0 | 12.08 | 10.33 | 0 | 12.08 | 10.33 | 8.28 | 12.08 | 32.97 | 0 | 0 | 10.44 | 0 | 0 | 10.33 | 0 | 0 | 10.33 | 0 | 0 | 10.33 | 0 | 0 | 10.33 | 0 | 0 | 10.33 | 0 | 0 | 10.33 | 39.49 | 43.9 | 44.84 | 39.49 | 43.9 | 10.33 | 39.49 | 43.9 | 10.33 | 39.49 | 43.9 | 10.33 | 39.49 | 43.9 | 44.39 | 39.09 | 0 | 10.44 | 0 | 0 | 10.33 | 0 | 0
4019 | 10.33 | 0 | 0 | 10.33 | 0 | 0 | 10.33 | 0 | 0 | 10.33 | 0 | 0 | 10.33 | 0 | 0 | 33.3 | 0 | 0 | 10.33 | 0 | 0 | 10.33 | 0 | 0 | 10.33 | 8.52 | 8.52 | 32.97 | 0 | 0 | 10.44 | 0 | 0 | 10.33 | 0 | 0 | 10.33 | 0 | 0 | 10.33 | 0 | 0 | 10.33 | 0 | 0 | 10.33 | 0 | 0 | 10.33 | 12.33 | 43.9 | 44.84 | 12.33 | 43.9 | 10.33 | 12.33 | 43.9 | 10.33 | 12.33 | 43.9 | 10.33 | 12.33 | 43.9 | 44.39 | 12.21 | 43.47 | 10.44 | 0 | 0 | 10.33 | 0 | 0
4020 | 10.33 | 0 | 0 | 10.33 | 0 | 0 | 10.33 | 0 | 0 | 10.33 | 0 | 0 | 10.33 | 0 | 0 | 29.65 | 0 | 0 | 10.33 | 0 | 0 | 10.33 | 0 | 0 | 10.33 | 8.43 | 8.43 | 29.36 | 0 | 0 | 10.44 | 0 | 0 | 10.33 | 0 | 0 | 10.33 | 0 | 0 | 10.33 | 0 | 0 | 10.33 | 0 | 0 | 10.33 | 0 | 0 | 10.33 | 0 | 43.9 | 41.35 | 0 | 43.9 | 10.33 | 0 | 43.9 | 10.33 | 0 | 43.9 | 10.33 | 8.43 | 43.9 | 40.94 | 0 | 43.47 | 10.44 | 0 | 0 | 10.33 | 0 | 0
4021 | 10.33 | 0 | 0 | 10.33 | 0 | 0 | 10.33 | 0 | 0 | 10.33 | 0 | 0 | 10.33 | 0 | 0 | 12.33 | 0 | 0 | 10.33 | 0 | 0 | 10.33 | 0 | 0 | 10.33 | 0 | 8.16 | 12.21 | 0 | 0 | 10.44 | 0 | 0 | 10.33 | 0 | 0 | 10.33 | 0 | 0 | 10.33 | 0 | 0 | 10.33 | 0 | 0 | 10.33 | 0 | 0 | 10.33 | 0 | 44.35 | 37.22 | 0 | 44.35 | 10.33 | 0 | 44.35 | 10.33 | 0 | 44.35 | 10.33 | 8.16 | 44.35 | 36.84 | 0 | 43.9 | 10.44 | 0 | 0 | 10.33 | 0 | 0
4022 | 10.33 | 0 | 0 | 10.33 | 0 | 0 | 10.33 | 0 | 0 | 10.33 | 0 | 0 | 10.33 | 0 | 0 | 26.6 | 0 | 0 | 10.33 | 0 | 0 | 10.33 | 0 | 0 | 10.33 | 0 | 8.02 | 26.34 | 0 | 0 | 10.44 | 0 | 0 | 10.33 | 0 | 0 | 10.33 | 0 | 0 | 10.33 | 0 | 0 | 10.33 | 0 | 0 | 10.33 | 0 | 0 | 10.33 | 0 | 44.38 | 37.22 | 0 | 44.38 | 10.33 | 0 | 44.38 | 10.33 | 0 | 44.38 | 10.33 | 8.02 | 44.38 | 36.84 | 0 | 43.9 | 10.44 | 0 | 0 | 10.33 | 0 | 0
4023 | 32.64 | 0 | 0 | 32.64 | 0 | 0 | 32.64 | 0 | 0 | 32.64 | 0 | 0 | 32.64 | 0 | 0 | 33.3 | 0 | 0 | 32.64 | 0 | 0 | 32.64 | 0 | 0 | 32.64 | 0 | 7.94 | 33.64 | 0 | 0 | 32.97 | 0 | 0 | 32.64 | 0 | 0 | 10.33 | 0 | 0 | 10.33 | 0 | 0 | 10.33 | 0 | 0 | 10.33 | 0 | 0 | 10.33 | 18.82 | 44.38 | 43.03 | 18.82 | 44.38 | 10.33 | 18.82 | 44.38 | 10.33 | 18.82 | 44.38 | 10.33 | 18.82 | 44.38 | 43.46 | 18.82 | 43.93 | 10.44 | 0 | 0 | 10.33 | 0 | 0
4024 | 36.03 | 10.33 | 0 | 36.03 | 10.33 | 0 | 36.03 | 10.33 | 0 | 36.03 | 10.33 | 0 | 36.03 | 10.54 | 30.73 | 36.03 | 10.54 | 30.73 | 36.03 | 10.54 | 30.73 | 36.03 | 10.54 | 30.73 | 36.03 | 10.54 | 30.73 | 36.4 | 10.44 | 31.04 | 36.4 | 10.23 | 0 | 36.03 | 10.33 | 0 | 42.77 | 40.02 | 0 | 42.77 | 40.02 | 0 | 42.77 | 40.02 | 0 | 42.77 | 40.02 | 0 | 42.77 | 40.02 | 45.25 | 44.39 | 40.02 | 45.25 | 42.77 | 40.02 | 45.25 | 42.77 | 40.02 | 45.25 | 42.77 | 40.02 | 45.25 | 44.08 | 40.42 | 44.8 | 43.2 | 39.62 | 0 | 42.77 | 40.02 | 0
4025 | 37.81 | 26.12 | 34.07 | 37.81 | 26.12 | 34.07 | 37.81 | 26.12 | 34.07 | 37.81 | 26.12 | 34.07 | 37.81 | 26.12 | 34.07 | 38.52 | 26.12 | 34.09 | 37.81 | 26.12 | 34.07 | 37.81 | 26.12 | 34.07 | 37.81 | 26.12 | 34.07 | 38.92 | 26.39 | 34.42 | 38.19 | 25.86 | 33.73 | 37.81 | 26.12 | 34.07 | 43.47 | 48.37 | 46.17 | 43.47 | 48.37 | 46.17 | 43.47 | 48.37 | 46.17 | 43.47 | 48.37 | 46.17 | 43.47 | 48.37 | 46.68 | 51.8 | 48.37 | 46.68 | 43.47 | 48.37 | 46.68 | 43.47 | 48.37 | 46.68 | 43.47 | 48.37 | 46.68 | 52.32 | 47.89 | 45.7 | 51.27 | 47.89 | 45.7 | 43.47 | 48.37 | 46.17
4026 | 38.12 | 40.36 | 34.78 | 38.12 | 40.36 | 34.78 | 38.12 | 40.36 | 34.78 | 38.12 | 40.36 | 34.78 | 38.12 | 40.36 | 34.78 | 38.82 | 40.37 | 34.78 | 38.12 | 40.36 | 34.78 | 38.12 | 40.36 | 34.78 | 38.12 | 40.36 | 34.78 | 39.22 | 40.77 | 34.43 | 38.5 | 40.77 | 34.43 | 38.12 | 40.36 | 34.78 | 48.71 | 49.42 | 46.17 | 48.71 | 49.42 | 46.17 | 48.71 | 49.42 | 46.17 | 48.71 | 49.42 | 46.17 | 48.71 | 49.42 | 47.16 | 54.29 | 49.42 | 47.16 | 48.71 | 49.42 | 47.16 | 48.71 | 49.42 | 47.16 | 48.71 | 49.42 | 47.16 | 54.83 | 48.92 | 46.64 | 53.74 | 49.92 | 45.7 | 48.71 | 49.42 | 46.17
4027 | 38.27 | 43.24 | 35.49 | 38.27 | 43.24 | 35.49 | 38.27 | 43.24 | 35.49 | 38.27 | 43.24 | 35.49 | 38.27 | 43.24 | 35.49 | 38.98 | 43.72 | 35.49 | 38.27 | 43.24 | 35.49 | 38.27 | 43.24 | 35.49 | 38.27 | 43.24 | 35.49 | 39.6 | 44.16 | 35.49 | 38.81 | 43.68 | 35.49 | 38.27 | 43.24 | 35.49 | 48.86 | 51.45 | 47.84 | 48.86 | 51.45 | 47.84 | 48.86 | 51.45 | 47.84 | 48.86 | 51.45 | 47.84 | 48.86 | 51.45 | 47.84 | 54.44 | 51.45 | 47.84 | 48.86 | 51.45 | 47.84 | 48.86 | 51.45 | 47.84 | 48.86 | 51.45 | 47.84 | 57.86 | 51.97 | 48.32 | 56.7 | 51.97 | 48.32 | 48.86 | 51.19 | 47.84
4028 | 38.34 | 43.3 | 35.77 | 38.34 | 43.3 | 35.77 | 38.34 | 43.3 | 35.77 | 38.34 | 43.3 | 35.77 | 38.34 | 43.31 | 35.77 | 39.04 | 44.79 | 35.77 | 38.34 | 43.3 | 35.77 | 38.34 | 43.3 | 35.77 | 38.34 | 43.31 | 35.77 | 45.93 | 44.79 | 36.13 | 45.01 | 43.74 | 36.13 | 38.34 | 43.3 | 35.77 | 48.93 | 51.51 | 47.9 | 48.93 | 51.51 | 47.9 | 48.93 | 51.51 | 47.9 | 48.93 | 51.51 | 47.9 | 48.93 | 51.51 | 47.9 | 54.51 | 51.62 | 47.9 | 48.93 | 51.51 | 47.9 | 48.93 | 51.51 | 47.9 | 48.93 | 51.51 | 47.9 | 61.84 | 52.04 | 48.39 | 61.79 | 52.04 | 48.39 | 48.93 | 51.51 | 47.9
4029 | 38.49 | 43.46 | 35.93 | 38.49 | 43.46 | 35.93 | 38.49 | 43.46 | 35.93 | 38.49 | 43.46 | 35.93 | 38.49 | 43.46 | 35.93 | 39.2 | 46 | 35.93 | 38.49 | 43.46 | 35.93 | 38.49 | 43.46 | 35.93 | 38.49 | 43.46 | 35.93 | 45.93 | 46.46 | 36.29 | 45.01 | 43.9 | 36.29 | 38.49 | 43.46 | 35.93 | 49.08 | 51.67 | 48.06 | 49.08 | 51.67 | 48.06 | 49.08 | 51.67 | 48.06 | 49.08 | 51.67 | 48.06 | 49.08 | 51.67 | 48.06 | 54.66 | 51.78 | 48.06 | 49.08 | 51.67 | 48.06 | 49.08 | 51.67 | 48.06 | 49.08 | 51.67 | 48.06 | 61.84 | 52.19 | 48.55 | 60.6 | 52.19 | 48.55 | 49.08 | 51.19 | 48.06
4030 | 38.15 | 41.26 | 35.14 | 38.15 | 41.26 | 35.14 | 38.15 | 41.26 | 35.14 | 38.15 | 41.26 | 35.14 | 38.15 | 41.26 | 35.49 | 39.43 | 44.4 | 35.49 | 38.15 | 41.26 | 35.49 | 38.15 | 41.26 | 35.49 | 38.15 | 41.26 | 35.49 | 40.53 | 44.4 | 35.49 | 39.72 | 41.73 | 35.49 | 38.15 | 41.26 | 35.14 | 36.14 | 51.19 | 48.28 | 36.14 | 51.19 | 48.28 | 36.14 | 51.19 | 48.28 | 36.14 | 51.19 | 48.28 | 36.14 | 51.19 | 48.28 | 54.89 | 52 | 48.28 | 36.14 | 51.19 | 48.28 | 36.14 | 51.19 | 48.28 | 36.14 | 51.19 | 48.28 | 57.03 | 51.71 | 48.77 | 57.03 | 51.71 | 48.77 | 36.14 | 51.19 | 48.28
4031 | 18.29 | 32.44 | 35.12 | 18.29 | 32.44 | 35.12 | 18.29 | 32.44 | 35.12 | 18.29 | 32.44 | 35.12 | 18.29 | 38.07 | 35.49 | 37.33 | 39.96 | 35.49 | 18.29 | 38.07 | 35.49 | 18.29 | 38.07 | 35.49 | 18.29 | 38.07 | 35.49 | 38.1 | 39.96 | 35.47 | 37.34 | 39.16 | 35.47 | 18.29 | 32.43 | 35.12 | 32 | 48.43 | 46.17 | 32 | 48.43 | 46.17 | 32 | 48.43 | 46.17 | 32 | 48.43 | 46.17 | 32 | 48.43 | 47.16 | 47.81 | 49.37 | 47.16 | 32 | 48.43 | 47.16 | 32 | 48.43 | 47.16 | 32 | 48.43 | 47.16 | 48.3 | 48.92 | 46.69 | 49.28 | 48.92 | 46.63 | 32 | 48.43 | 46.17
4032 | 20.68 | 25.94 | 34.09 | 20.68 | 25.94 | 34.09 | 20.68 | 25.94 | 34.09 | 20.68 | 25.94 | 34.09 | 20.68 | 25.94 | 34.78 | 36.94 | 25.94 | 34.78 | 20.68 | 25.94 | 34.78 | 20.68 | 25.94 | 34.78 | 20.68 | 25.94 | 34.78 | 37.32 | 26.19 | 34.43 | 37.32 | 26.2 | 34.43 | 20.68 | 25.94 | 34.09 | 36.14 | 49.42 | 46.17 | 36.14 | 49.42 | 46.17 | 36.14 | 49.42 | 46.17 | 36.14 | 49.42 | 46.17 | 36.14 | 49.42 | 46.45 | 46.36 | 49.42 | 46.45 | 36.14 | 49.42 | 46.45 | 36.14 | 49.42 | 46.45 | 36.14 | 49.42 | 46.45 | 46.83 | 48.92 | 45.7 | 47.79 | 49.92 | 46.63 | 36.14 | 49.42 | 46.17
4033 | 18.29 | 25.94 | 34.42 | 18.29 | 25.94 | 34.42 | 18.29 | 25.94 | 34.42 | 18.29 | 25.94 | 34.42 | 18.29 | 25.94 | 34.42 | 29.79 | 25.94 | 34.42 | 18.29 | 25.94 | 34.42 | 18.29 | 25.94 | 34.69 | 18.29 | 25.94 | 34.42 | 30.09 | 25.68 | 34.42 | 30.7 | 26.2 | 34.77 | 18.29 | 25.94 | 34.42 | 35.42 | 48.43 | 46.17 | 35.42 | 48.43 | 46.17 | 35.42 | 48.43 | 46.17 | 35.42 | 48.43 | 46.17 | 35.42 | 48.43 | 46.17 | 35.42 | 48.43 | 46.17 | 35.42 | 48.43 | 46.17 | 35.42 | 48.43 | 46.45 | 35.42 | 48.43 | 46.17 | 35.78 | 47.94 | 44.95 | 36.51 | 48.92 | 46.63 | 35.42 | 48.43 | 46.17
4034 | 18.29 | 25.94 | 34.31 | 18.29 | 25.94 | 34.31 | 18.29 | 25.94 | 34.31 | 18.29 | 25.94 | 34.31 | 18.29 | 25.94 | 34.31 | 18.29 | 25.94 | 34.31 | 18.29 | 25.94 | 34.31 | 18.29 | 25.94 | 34.31 | 18.29 | 25.94 | 34.31 | 18.47 | 25.68 | 34.31 | 18.85 | 26.2 | 34.66 | 18.29 | 25.94 | 34.31 | 35.42 | 48.43 | 46.17 | 35.42 | 48.43 | 46.17 | 35.42 | 48.43 | 46.17 | 35.42 | 48.43 | 46.17 | 35.42 | 48.43 | 45.4 | 35.42 | 48.43 | 45.4 | 35.42 | 48.43 | 46.17 | 35.42 | 48.43 | 46.45 | 35.42 | 48.43 | 45.4 | 35.78 | 47.66 | 44.95 | 36.51 | 48.92 | 46.63 | 35.42 | 48.43 | 46.17
4035 | 20.68 | 25.94 | 33.32 | 20.68 | 25.94 | 33.32 | 20.68 | 25.94 | 33.32 | 20.68 | 25.94 | 33.32 | 20.68 | 25.94 | 33.32 | 20.68 | 25.94 | 33.32 | 20.68 | 25.94 | 33.32 | 20.68 | 25.94 | 33.96 | 20.68 | 25.94 | 33.32 | 20.89 | 25.68 | 33.32 | 21.31 | 26.2 | 34.42 | 20.68 | 25.94 | 33.32 | 36.14 | 48.43 | 46.1 | 36.14 | 48.43 | 46.1 | 36.14 | 48.43 | 46.1 | 36.14 | 48.43 | 46.1 | 36.14 | 48.43 | 45.35 | 36.14 | 48.43 | 45.35 | 36.14 | 48.43 | 46.1 | 36.14 | 48.43 | 46.1 | 36.14 | 48.43 | 45.35 | 36.51 | 47.66 | 44.8 | 37.25 | 48.92 | 46.56 | 36.14 | 48.43 | 46.1
4036 | 35.84 | 26.12 | 33.65 | 35.84 | 26.12 | 33.65 | 35.84 | 26.12 | 33.65 | 35.84 | 26.12 | 33.65 | 35.84 | 26.12 | 33.65 | 35.84 | 26.12 | 33.65 | 35.84 | 26.12 | 33.65 | 35.84 | 26.13 | 34.04 | 35.84 | 26.12 | 33.65 | 36.2 | 25.86 | 33.32 | 36.57 | 26.39 | 34.42 | 35.84 | 26.12 | 33.65 | 45.14 | 49 | 46.17 | 45.14 | 49 | 46.17 | 45.14 | 49 | 46.17 | 45.14 | 49 | 46.17 | 45.14 | 49 | 45.25 | 45.14 | 49 | 45.25 | 45.14 | 49 | 46.17 | 45.14 | 49 | 46.17 | 45.14 | 49 | 45.25 | 45.6 | 47.66 | 44.8 | 46.53 | 49.49 | 46.63 | 45.14 | 49 | 46.17
4037 | 37.37 | 40.54 | 34.43 | 37.37 | 40.54 | 34.43 | 37.37 | 40.54 | 34.43 | 37.37 | 40.54 | 34.43 | 37.37 | 40.54 | 34.43 | 37.37 | 40.54 | 34.43 | 37.37 | 40.54 | 34.43 | 37.37 | 42.33 | 34.8 | 37.37 | 40.54 | 34.43 | 37.75 | 40.14 | 34.09 | 38.52 | 40.96 | 34.78 | 37.37 | 40.54 | 34.43 | 47.96 | 49.31 | 46.68 | 47.96 | 49.31 | 46.68 | 47.96 | 49.31 | 46.68 | 47.96 | 49.31 | 46.68 | 47.96 | 49.31 | 45.25 | 47.96 | 49.31 | 45.25 | 47.96 | 49.31 | 46.68 | 47.96 | 50.55 | 46.94 | 47.96 | 49.31 | 45.25 | 50 | 47.66 | 44.8 | 53.55 | 49.81 | 47.15 | 47.96 | 49.31 | 46.68
4038 | 38.64 | 40.54 | 35.48 | 38.64 | 40.54 | 35.48 | 38.64 | 40.54 | 35.48 | 38.64 | 40.54 | 35.48 | 38.64 | 40.54 | 35.48 | 39.35 | 40.54 | 35.48 | 38.64 | 40.54 | 35.48 | 38.64 | 43.61 | 36.07 | 38.64 | 40.54 | 35.48 | 40.57 | 40.14 | 34.42 | 40.8 | 40.95 | 35.12 | 38.64 | 40.54 | 35.48 | 49.23 | 49.82 | 46.68 | 49.23 | 49.82 | 46.68 | 49.23 | 49.82 | 46.68 | 49.23 | 49.82 | 46.68 | 49.23 | 49.31 | 45.35 | 49.23 | 49.31 | 45.35 | 49.23 | 49.82 | 46.68 | 49.23 | 51.82 | 48.21 | 49.23 | 49.31 | 45.35 | 49.73 | 46.88 | 44.8 | 50.74 | 50.32 | 46.22 | 49.23 | 49.82 | 46.68
4039 | 39.62 | 30 | 33.31 | 39.62 | 30 | 33.31 | 39.62 | 30 | 33.31 | 39.62 | 30 | 33.31 | 39.62 | 30 | 33.31 | 40.33 | 30 | 33.31 | 39.62 | 30 | 33.31 | 39.62 | 44.58 | 37.05 | 39.62 | 30 | 33.31 | 43.83 | 12.72 | 32.32 | 42.96 | 29.7 | 32.97 | 39.62 | 30 | 33.31 | 50.21 | 48.43 | 46.17 | 50.21 | 48.43 | 46.17 | 50.21 | 48.43 | 46.17 | 50.21 | 48.43 | 46.17 | 52.83 | 45.93 | 46.17 | 55.34 | 45.93 | 46.17 | 50.21 | 48.43 | 46.45 | 50.21 | 52.8 | 49.18 | 52.83 | 45.93 | 46.17 | 55.89 | 45.47 | 44.79 | 55.89 | 47.66 | 45.7 | 50.21 | 48.43 | 46.17
4040 | 40.44 | 10.33 | 0 | 40.44 | 10.33 | 0 | 40.44 | 10.33 | 0 | 40.44 | 10.33 | 0 | 40.44 | 10.33 | 0 | 40.44 | 10.33 | 0 | 40.44 | 10.33 | 0 | 40.44 | 45.4 | 37.87 | 40.44 | 10.33 | 0 | 40.04 | 10.02 | 0 | 40.8 | 10.23 | 0 | 40.44 | 10.33 | 0 | 51.03 | 37.46 | 43.99 | 51.03 | 37.46 | 43.99 | 51.03 | 37.46 | 43.99 | 51.03 | 37.46 | 43.99 | 51.03 | 37.46 | 43.99 | 51.03 | 37.46 | 43.99 | 51.03 | 37.46 | 46.45 | 51.03 | 53.62 | 50.01 | 51.03 | 37.46 | 43.99 | 51.55 | 35.97 | 42.67 | 51.55 | 37.09 | 43.55 | 51.03 | 37.46 | 43.99
4041 | 40.7 | 0 | 0 | 40.7 | 0 | 0 | 40.7 | 0 | 0 | 40.7 | 0 | 0 | 40.7 | 0 | 0 | 40.7 | 0 | 0 | 40.7 | 0 | 0 | 40.7 | 45.66 | 38.13 | 40.7 | 0 | 0 | 39.98 | 0 | 0 | 40.29 | 0 | 0 | 40.7 | 0 | 0 | 51.29 | 0 | 0 | 51.29 | 0 | 0 | 51.29 | 0 | 0 | 51.29 | 0 | 0 | 51.29 | 0 | 0 | 51.29 | 0 | 0 | 51.29 | 0 | 46.45 | 51.29 | 53.88 | 50.26 | 51.29 | 0 | 11.16 | 50.77 | 0 | 0 | 50.77 | 0 | 0 | 51.29 | 0 | 0
4042 | 35.4 | 0 | 0 | 35.4 | 0 | 0 | 35.4 | 0 | 0 | 35.4 | 0 | 0 | 35.4 | 0 | 0 | 35.4 | 0 | 0 | 35.4 | 0 | 11.4 | 35.4 | 45.9 | 38.37 | 35.4 | 0 | 11.4 | 34.68 | 0 | 0 | 35.04 | 0 | 0 | 35.4 | 0 | 0 | 51.53 | 0 | 0 | 51.53 | 0 | 0 | 51.53 | 0 | 0 | 51.53 | 0 | 0 | 51.53 | 0 | 0 | 51.53 | 0 | 0 | 51.53 | 0 | 46.45 | 51.53 | 54.12 | 50.5 | 51.53 | 0 | 11.4 | 50.49 | 0 | 0 | 51.01 | 0 | 0 | 51.53 | 0 | 0
4043 | 35.4 | 0 | 0 | 35.4 | 0 | 0 | 35.4 | 0 | 0 | 35.4 | 0 | 0 | 35.4 | 0 | 0 | 35.4 | 0 | 0 | 35.4 | 0 | 11.31 | 35.4 | 45.81 | 38.28 | 35.4 | 0 | 11.31 | 34.68 | 0 | 0 | 35.04 | 0 | 0 | 35.4 | 0 | 0 | 47.65 | 10.33 | 0 | 47.65 | 10.33 | 0 | 47.65 | 10.33 | 0 | 47.65 | 10.33 | 0 | 47.65 | 10.33 | 0 | 47.65 | 10.33 | 0 | 47.65 | 18.82 | 46.45 | 47.65 | 54.02 | 50.41 | 47.65 | 18.82 | 11.31 | 46.69 | 0 | 0 | 47.18 | 0 | 0 | 47.65 | 10.33 | 0
4044 | 35.04 | 0 | 0 | 35.04 | 0 | 0 | 35.04 | 0 | 0 | 35.04 | 0 | 0 | 35.04 | 0 | 0 | 35.04 | 0 | 0 | 35.04 | 0 | 11.13 | 35.04 | 45.63 | 38.1 | 35.04 | 0 | 11.13 | 34.68 | 0 | 0 | 34.69 | 0 | 0 | 35.04 | 0 | 0 | 47.16 | 0 | 0 | 47.16 | 0 | 0 | 47.16 | 0 | 0 | 47.16 | 0 | 0 | 47.16 | 0 | 0 | 47.16 | 0 | 0 | 47.16 | 29.98 | 46.45 | 47.16 | 53.85 | 50.24 | 47.16 | 29.98 | 11.13 | 46.69 | 0 | 0 | 46.69 | 0 | 0 | 47.16 | 0 | 0
4045 | 35.03 | 0 | 0 | 35.03 | 0 | 0 | 35.03 | 0 | 0 | 35.03 | 0 | 0 | 35.03 | 0 | 0 | 35.03 | 0 | 0 | 35.03 | 0 | 10.99 | 35.03 | 45.49 | 37.96 | 35.03 | 0 | 10.99 | 34.68 | 0 | 0 | 34.68 | 0 | 0 | 35.03 | 0 | 0 | 46.69 | 0 | 0 | 46.69 | 0 | 0 | 46.69 | 0 | 0 | 46.69 | 0 | 0 | 47.16 | 0 | 0 | 47.16 | 0 | 0 | 47.16 | 29.98 | 10.99 | 47.16 | 53.71 | 50.09 | 47.16 | 29.98 | 10.99 | 46.69 | 0 | 0 | 46.22 | 0 | 0 | 46.69 | 0 | 0
4046 | 35.03 | 0 | 0 | 35.03 | 0 | 0 | 35.03 | 0 | 0 | 35.03 | 0 | 0 | 35.03 | 0 | 0 | 35.03 | 0 | 0 | 35.03 | 0 | 0 | 35.03 | 45.3 | 37.76 | 35.03 | 0 | 10.79 | 34.68 | 0 | 0 | 34.68 | 0 | 0 | 35.03 | 0 | 0 | 45.3 | 0 | 0 | 45.3 | 0 | 0 | 45.3 | 0 | 0 | 45.3 | 0 | 0 | 46.22 | 0 | 0 | 46.22 | 0 | 0 | 46.22 | 10.79 | 10.79 | 46.22 | 53.51 | 49.9 | 46.22 | 10.79 | 10.79 | 45.76 | 0 | 0 | 45.76 | 0 | 0 | 45.3 | 0 | 0
4047 | 39.91 | 0 | 0 | 39.91 | 0 | 0 | 39.91 | 0 | 0 | 39.91 | 0 | 0 | 39.91 | 0 | 0 | 39.91 | 0 | 0 | 39.91 | 0 | 0 | 39.91 | 44.87 | 37.34 | 39.91 | 0 | 10.37 | 39.51 | 0 | 0 | 39.58 | 0 | 0 | 39.91 | 0 | 0 | 50.5 | 0 | 10.37 | 50.5 | 0 | 10.37 | 50.5 | 0 | 10.37 | 50.5 | 0 | 10.37 | 52.06 | 0 | 44.22 | 52.06 | 0 | 44.22 | 50.5 | 10.37 | 44.22 | 50.5 | 53.08 | 49.47 | 52.06 | 10.37 | 44.22 | 51.54 | 0 | 43.33 | 51.01 | 0 | 10.26 | 50.5 | 0 | 10.37
4048 | 39.57 | 30 | 26.53 | 39.57 | 30 | 26.53 | 39.57 | 30 | 26.53 | 39.57 | 30 | 26.53 | 39.57 | 31.89 | 27.08 | 40.28 | 31.89 | 27.08 | 39.57 | 31.89 | 27.08 | 39.57 | 44.54 | 37 | 39.57 | 31.89 | 27.08 | 39.87 | 31.24 | 26.8 | 39.97 | 30.31 | 26.27 | 39.57 | 30 | 26.53 | 50.16 | 42.1 | 45.75 | 50.16 | 42.1 | 45.75 | 50.16 | 42.1 | 45.75 | 50.16 | 42.1 | 45.75 | 52.78 | 43.4 | 46.8 | 55.34 | 43.4 | 46.8 | 50.16 | 43.4 | 46.8 | 50.16 | 52.75 | 49.14 | 52.78 | 43.4 | 46.8 | 54.78 | 42.52 | 46.34 | 53.69 | 42.1 | 45.29 | 50.16 | 42.1 | 45.75
4049 | 39.56 | 43.92 | 34.94 | 39.56 | 43.92 | 34.94 | 39.56 | 43.92 | 34.94 | 39.56 | 43.92 | 34.94 | 39.56 | 45.28 | 35.65 | 40.27 | 45.28 | 35.65 | 39.56 | 44.53 | 35.65 | 39.56 | 44.53 | 35.86 | 39.56 | 45.28 | 35.65 | 40.68 | 44.83 | 35.3 | 39.96 | 44.36 | 34.6 | 39.56 | 43.92 | 34.94 | 50.15 | 49.51 | 46.68 | 50.15 | 49.51 | 46.68 | 50.15 | 49.51 | 46.68 | 50.15 | 49.51 | 46.68 | 52.77 | 50.52 | 48.12 | 55.73 | 50.52 | 48.12 | 50.15 | 50.52 | 48.12 | 50.15 | 52.74 | 49.13 | 52.77 | 50.52 | 48.12 | 56.88 | 50.01 | 47.64 | 56.88 | 50.01 | 46.69 | 50.15 | 49.51 | 46.68
4050 | 39.54 | 44.5 | 36.95 | 39.54 | 44.5 | 36.95 | 39.54 | 44.5 | 36.95 | 39.54 | 44.5 | 36.95 | 39.54 | 46.9 | 36.96 | 40.24 | 47.05 | 36.96 | 39.54 | 44.5 | 36.96 | 39.54 | 44.5 | 36.96 | 39.54 | 46.9 | 36.96 | 47.48 | 51.43 | 36.58 | 46.53 | 44.95 | 36.58 | 39.54 | 44.5 | 36.95 | 50.13 | 52.72 | 49.1 | 50.13 | 52.72 | 49.1 | 50.13 | 52.72 | 49.1 | 50.13 | 52.72 | 49.1 | 52.75 | 52.82 | 49.1 | 55.71 | 52.82 | 49.1 | 50.13 | 52.72 | 49.1 | 50.13 | 52.72 | 49.1 | 52.75 | 52.82 | 49.1 | 61.92 | 53.35 | 48.81 | 61.92 | 53.25 | 48.61 | 50.13 | 52.72 | 49.1
4051 | 39.39 | 44.36 | 36.82 | 39.39 | 44.36 | 36.82 | 39.39 | 44.36 | 36.82 | 39.39 | 44.36 | 36.82 | 39.39 | 46.75 | 36.82 | 40.1 | 46.9 | 36.82 | 39.39 | 44.36 | 36.82 | 39.39 | 44.36 | 36.82 | 39.39 | 46.75 | 36.82 | 49.47 | 58.55 | 48.45 | 48.48 | 44.8 | 37.19 | 39.39 | 44.36 | 36.82 | 49.98 | 52.57 | 48.95 | 49.98 | 52.57 | 48.95 | 49.98 | 52.57 | 48.95 | 49.98 | 52.57 | 48.95 | 52.6 | 52.67 | 48.95 | 55.56 | 52.67 | 48.95 | 49.98 | 52.57 | 48.95 | 49.98 | 52.57 | 48.95 | 52.6 | 52.67 | 48.95 | 69.78 | 75.85 | 61.61 | 69.78 | 53.1 | 49.45 | 49.98 | 52.57 | 48.95
4052 | 39.19 | 44.16 | 36.62 | 39.19 | 44.16 | 36.62 | 39.19 | 44.16 | 36.62 | 39.19 | 44.16 | 36.62 | 39.19 | 46.55 | 36.62 | 39.9 | 46.7 | 36.62 | 39.19 | 44.16 | 36.62 | 39.19 | 44.16 | 36.62 | 39.19 | 46.55 | 36.62 | 47.54 | 60.47 | 48.98 | 46.59 | 44.6 | 36.99 | 39.19 | 44.16 | 36.62 | 49.78 | 52.37 | 48.76 | 49.78 | 52.37 | 48.76 | 49.78 | 52.37 | 48.76 | 49.78 | 52.37 | 48.76 | 52.4 | 52.47 | 48.76 | 55.36 | 52.47 | 48.76 | 49.78 | 52.37 | 48.76 | 49.78 | 52.37 | 48.76 | 52.4 | 52.47 | 48.76 | 69.91 | 76.32 | 66.94 | 69.78 | 52.95 | 49.25 | 49.78 | 52.37 | 48.76
4053 | 39.12 | 44.09 | 36.56 | 39.12 | 44.09 | 36.56 | 39.12 | 44.09 | 36.56 | 39.12 | 44.09 | 36.56 | 39.12 | 46.48 | 36.56 | 39.83 | 46.64 | 36.56 | 39.12 | 44.09 | 36.56 | 39.12 | 44.09 | 36.56 | 39.12 | 46.48 | 36.56 | 45.52 | 60.76 | 52.06 | 44.61 | 44.54 | 36.92 | 39.12 | 44.09 | 36.56 | 36.14 | 52.3 | 48.69 | 36.14 | 52.3 | 48.69 | 36.14 | 52.3 | 48.69 | 36.14 | 52.3 | 48.69 | 52.34 | 52.41 | 48.69 | 55.29 | 52.41 | 48.69 | 49.71 | 52.3 | 48.69 | 49.71 | 52.3 | 48.69 | 52.34 | 52.41 | 48.69 | 65.56 | 76.32 | 66.94 | 64.26 | 52.95 | 49.18 | 36.14 | 52.3 | 48.69
4054 | 18.29 | 26.12 | 36.5 | 18.29 | 26.12 | 36.5 | 18.29 | 26.12 | 36.5 | 18.29 | 26.12 | 36.5 | 21.17 | 46.43 | 36.5 | 39.78 | 46.58 | 36.5 | 18.29 | 44.04 | 36.5 | 18.29 | 44.04 | 36.5 | 21.17 | 46.43 | 36.5 | 44.41 | 61.04 | 52.89 | 43.52 | 26.39 | 38.24 | 18.29 | 26.12 | 36.5 | 17.05 | 51.19 | 48.64 | 17.05 | 51.19 | 48.64 | 17.05 | 51.19 | 48.64 | 17.05 | 51.19 | 48.64 | 52.28 | 52.35 | 48.64 | 55.24 | 52.35 | 48.64 | 36.14 | 52.25 | 48.64 | 36.14 | 52.25 | 48.64 | 52.28 | 52.35 | 48.64 | 60.94 | 76.32 | 68.3 | 59.72 | 52.95 | 49.13 | 17.05 | 51.19 | 48.64
4055 | 10.33 | 26.12 | 35.92 | 10.33 | 26.12 | 35.92 | 10.33 | 26.12 | 35.92 | 10.33 | 26.12 | 35.92 | 20.68 | 45.84 | 35.92 | 39.19 | 46 | 35.92 | 10.33 | 26.12 | 35.92 | 10.33 | 43.45 | 35.92 | 20.68 | 45.84 | 35.92 | 39.59 | 60.57 | 52.89 | 38.8 | 26.39 | 38.24 | 10.33 | 26.12 | 35.92 | 10.33 | 51.19 | 48.05 | 10.33 | 51.19 | 48.05 | 10.33 | 51.19 | 48.05 | 10.33 | 51.19 | 48.05 | 29.93 | 51.77 | 48.05 | 54.65 | 51.77 | 48.05 | 10.33 | 51.61 | 48.05 | 10.33 | 51.66 | 48.05 | 29.93 | 51.77 | 48.05 | 55.34 | 75.55 | 68.3 | 54.78 | 52.95 | 48.53 | 10.33 | 51.19 | 48.05
4056 | 10.33 | 25.6 | 35.12 | 10.33 | 25.6 | 35.12 | 10.33 | 25.6 | 35.12 | 10.33 | 25.6 | 35.12 | 10.33 | 45.63 | 35.7 | 38.97 | 45.78 | 35.7 | 10.33 | 25.6 | 35.12 | 10.33 | 43.23 | 35.7 | 10.33 | 45.63 | 35.7 | 39.33 | 58.55 | 53.12 | 38.54 | 25.87 | 38.24 | 10.33 | 25.6 | 35.12 | 10.33 | 51.19 | 47.83 | 10.33 | 51.19 | 47.83 | 10.33 | 51.19 | 47.83 | 10.33 | 51.19 | 47.83 | 10.33 | 51.55 | 47.83 | 53.4 | 51.55 | 47.83 | 10.33 | 51.44 | 47.83 | 10.33 | 51.44 | 47.83 | 10.33 | 51.55 | 47.83 | 53.94 | 76.3 | 68.3 | 52.86 | 52.95 | 49.78 | 10.33 | 51.19 | 47.83
4057 | 10.33 | 26.12 | 35.2 | 10.33 | 26.12 | 35.2 | 10.33 | 26.12 | 35.2 | 10.33 | 26.12 | 35.2 | 10.33 | 45.13 | 35.2 | 38.48 | 45.28 | 35.2 | 10.33 | 38.57 | 35.2 | 10.33 | 42.73 | 35.2 | 10.33 | 45.13 | 35.2 | 39.19 | 61.46 | 53.12 | 38.4 | 26.39 | 38.24 | 10.33 | 26.12 | 35.2 | 10.33 | 50.95 | 47.34 | 10.33 | 50.95 | 47.34 | 10.33 | 50.95 | 47.34 | 10.33 | 50.95 | 47.34 | 10.33 | 51.06 | 47.34 | 52.86 | 51.06 | 47.34 | 10.33 | 50.95 | 47.34 | 10.33 | 50.95 | 47.34 | 10.33 | 51.06 | 47.34 | 53.4 | 77.07 | 69.69 | 52.33 | 52.95 | 49.78 | 10.33 | 50.95 | 47.34
4058 | 10.33 | 26.12 | 34.76 | 10.33 | 26.12 | 34.76 | 10.33 | 26.12 | 34.76 | 10.33 | 26.12 | 34.76 | 10.33 | 44.68 | 34.76 | 38.03 | 44.84 | 34.76 | 10.33 | 26.12 | 34.76 | 10.33 | 42.29 | 34.76 | 10.33 | 44.68 | 34.76 | 38.82 | 61.38 | 53.12 | 38.04 | 26.39 | 38.24 | 10.33 | 26.12 | 34.76 | 10.33 | 50.5 | 46.89 | 10.33 | 50.5 | 46.89 | 10.33 | 50.5 | 46.89 | 10.33 | 50.5 | 46.89 | 10.33 | 50.61 | 46.89 | 52.86 | 50.61 | 46.89 | 10.33 | 50.5 | 46.89 | 10.33 | 50.5 | 46.89 | 10.33 | 50.61 | 46.89 | 53.4 | 77.46 | 69.69 | 52.33 | 52.95 | 49.78 | 10.33 | 50.5 | 46.89
4059 | 18.29 | 41.5 | 34.61 | 18.29 | 41.5 | 34.61 | 18.29 | 41.5 | 34.61 | 18.29 | 41.5 | 34.61 | 18.29 | 44.54 | 34.61 | 37.88 | 44.69 | 34.61 | 18.29 | 41.5 | 34.61 | 18.29 | 41.56 | 34.61 | 18.29 | 44.54 | 34.61 | 39.21 | 62.28 | 53.12 | 38.43 | 61.04 | 50.5 | 18.29 | 41.5 | 34.61 | 32.95 | 50.36 | 46.74 | 32.95 | 50.36 | 46.74 | 32.95 | 50.36 | 46.74 | 32.95 | 50.36 | 46.74 | 32.95 | 50.46 | 46.74 | 52.86 | 50.46 | 46.74 | 32.95 | 50.36 | 46.74 | 32.95 | 50.36 | 46.74 | 32.95 | 50.46 | 46.74 | 53.4 | 77.86 | 69.69 | 52.86 | 76.31 | 49.78 | 32.95 | 50.36 | 46.74
4060 | 36.59 | 42.09 | 34.56 | 36.59 | 42.09 | 34.56 | 36.59 | 42.09 | 34.56 | 36.59 | 42.09 | 34.56 | 36.59 | 44.48 | 34.56 | 37.83 | 44.64 | 34.56 | 36.59 | 42.09 | 34.56 | 36.59 | 42.09 | 34.56 | 36.59 | 44.48 | 34.56 | 39.98 | 63.56 | 53.12 | 39.98 | 62.3 | 52.06 | 36.59 | 42.09 | 34.56 | 41.5 | 50.3 | 46.69 | 41.5 | 50.3 | 46.69 | 41.5 | 50.3 | 46.69 | 41.5 | 50.3 | 46.69 | 41.5 | 50.41 | 46.69 | 53.29 | 50.41 | 46.69 | 41.5 | 50.3 | 46.69 | 41.5 | 50.3 | 46.69 | 41.5 | 50.41 | 46.69 | 56.46 | 77.86 | 69.69 | 55.34 | 77.09 | 68.3 | 41.5 | 50.3 | 46.69
4061 | 37.76 | 42.73 | 35.19 | 37.76 | 42.73 | 35.19 | 37.76 | 42.73 | 35.19 | 37.76 | 42.73 | 35.19 | 37.76 | 45.12 | 35.19 | 38.47 | 45.27 | 35.19 | 37.76 | 42.73 | 35.19 | 37.76 | 42.73 | 35.19 | 37.76 | 45.12 | 35.19 | 43.66 | 64.91 | 53.97 | 42.79 | 63.62 | 52.89 | 37.76 | 42.73 | 35.19 | 48.35 | 50.94 | 47.33 | 48.35 | 50.94 | 47.33 | 48.35 | 50.94 | 47.33 | 48.35 | 50.94 | 47.33 | 48.35 | 51.04 | 47.33 | 53.93 | 51.04 | 47.33 | 48.35 | 50.94 | 47.33 | 48.35 | 50.94 | 47.33 | 48.35 | 51.04 | 47.33 | 61.03 | 78.69 | 69.69 | 60.41 | 78.69 | 69.69 | 48.35 | 50.94 | 47.33
4062 | 39 | 43.96 | 36.43 | 39 | 43.96 | 36.43 | 39 | 43.96 | 36.43 | 39 | 43.96 | 36.43 | 39 | 46.36 | 36.43 | 39.7 | 46.51 | 36.43 | 39 | 43.96 | 36.43 | 39 | 43.96 | 36.43 | 39 | 46.36 | 36.43 | 53.85 | 64.91 | 53.97 | 53.31 | 64.91 | 53.97 | 39 | 43.96 | 36.43 | 49.59 | 52.17 | 48.56 | 49.59 | 52.17 | 48.56 | 49.59 | 52.17 | 48.56 | 49.59 | 52.17 | 48.56 | 52.21 | 52.28 | 48.56 | 55.16 | 52.28 | 48.66 | 49.59 | 52.17 | 48.56 | 49.59 | 52.17 | 48.56 | 52.21 | 52.28 | 48.56 | 72.89 | 78.69 | 69.69 | 72.89 | 78.69 | 69.69 | 49.59 | 52.17 | 48.56
4063 | 39.96 | 44.92 | 37.39 | 39.96 | 44.92 | 37.39 | 39.96 | 44.92 | 37.39 | 39.96 | 44.92 | 37.39 | 39.96 | 47.32 | 37.39 | 40.67 | 47.47 | 37.39 | 39.96 | 44.92 | 37.39 | 39.96 | 44.92 | 37.39 | 39.96 | 47.32 | 37.39 | 54.39 | 64.91 | 53.12 | 53.31 | 63.62 | 52.05 | 39.96 | 44.92 | 37.39 | 50.55 | 53.14 | 49.52 | 50.55 | 53.14 | 49.52 | 50.55 | 53.14 | 49.52 | 50.55 | 53.14 | 49.52 | 53.17 | 53.24 | 49.52 | 56.13 | 53.24 | 49.62 | 50.55 | 53.14 | 49.52 | 50.55 | 53.14 | 49.52 | 53.17 | 53.24 | 49.52 | 74.37 | 77.86 | 69.69 | 72.89 | 76.32 | 68.3 | 50.55 | 53.14 | 49.52
4064 | 40.37 | 45.34 | 37.8 | 40.37 | 45.34 | 37.8 | 40.37 | 45.34 | 37.8 | 40.37 | 45.34 | 37.8 | 40.37 | 47.73 | 37.8 | 41.08 | 47.88 | 37.8 | 40.37 | 45.34 | 37.8 | 40.37 | 45.34 | 37.8 | 40.37 | 47.73 | 37.8 | 53.85 | 63.58 | 53.12 | 52.78 | 62.31 | 38.24 | 40.37 | 45.34 | 37.8 | 50.96 | 53.55 | 49.94 | 50.96 | 53.55 | 49.94 | 50.96 | 53.55 | 49.94 | 50.96 | 53.55 | 49.94 | 53.58 | 53.65 | 49.94 | 56.54 | 53.65 | 49.94 | 50.96 | 53.55 | 49.94 | 50.96 | 53.55 | 49.94 | 53.58 | 53.65 | 49.94 | 72.89 | 73.52 | 54.01 | 71.44 | 72.05 | 52.39 | 50.96 | 53.55 | 49.94
4065 | 40.4 | 45.37 | 37.83 | 40.4 | 45.37 | 37.83 | 40.4 | 45.37 | 37.83 | 40.4 | 45.37 | 37.83 | 40.4 | 47.76 | 37.83 | 41.11 | 47.91 | 37.83 | 40.4 | 45.37 | 37.83 | 40.4 | 45.37 | 37.83 | 40.4 | 47.76 | 37.83 | 52.43 | 51.21 | 39.84 | 51.39 | 47.56 | 38.21 | 40.4 | 45.37 | 37.83 | 50.99 | 53.58 | 49.97 | 50.99 | 53.58 | 49.97 | 50.99 | 53.58 | 49.97 | 50.99 | 53.58 | 49.97 | 53.61 | 53.68 | 49.97 | 56.57 | 53.68 | 49.97 | 50.99 | 53.58 | 49.97 | 50.99 | 53.58 | 49.97 | 53.61 | 53.68 | 49.97 | 69.91 | 58.4 | 50.47 | 68.52 | 56.65 | 49.47 | 50.99 | 53.58 | 49.97
4066 | 40.49 | 45.45 | 37.92 | 40.49 | 45.45 | 37.92 | 40.49 | 45.45 | 37.92 | 40.49 | 45.45 | 37.92 | 40.49 | 47.84 | 37.92 | 41.19 | 48 | 37.92 | 40.49 | 45.45 | 37.92 | 40.49 | 45.45 | 37.92 | 40.49 | 47.84 | 37.92 | 45.55 | 48.48 | 38.52 | 44.64 | 45.91 | 38.24 | 40.49 | 45.45 | 37.92 | 51.07 | 53.66 | 48.61 | 51.07 | 53.66 | 48.61 | 51.07 | 53.66 | 48.61 | 51.07 | 53.66 | 48.61 | 53.7 | 53.77 | 48.61 | 56.65 | 53.77 | 48.61 | 51.07 | 53.66 | 48.61 | 51.07 | 53.66 | 48.61 | 53.7 | 53.77 | 48.61 | 59 | 55.57 | 48.61 | 57.82 | 54.21 | 48.12 | 51.07 | 53.66 | 48.61
4067 | 40.43 | 45.4 | 37.86 | 40.43 | 45.4 | 37.86 | 40.43 | 45.4 | 37.86 | 40.43 | 45.4 | 37.86 | 40.43 | 47.51 | 37.86 | 41.14 | 47.51 | 37.86 | 40.43 | 45.4 | 37.86 | 40.43 | 45.4 | 37.86 | 40.43 | 47.51 | 37.86 | 41.67 | 47.51 | 38.24 | 40.84 | 45.86 | 38.03 | 40.43 | 45.4 | 37.86 | 51.02 | 53.61 | 47.16 | 51.02 | 53.61 | 47.16 | 51.02 | 53.61 | 47.16 | 51.02 | 53.61 | 47.16 | 53.64 | 53.71 | 47.16 | 56.07 | 53.71 | 47.16 | 51.02 | 53.61 | 47.16 | 51.02 | 53.61 | 47.16 | 53.64 | 53.71 | 47.16 | 56.64 | 54.26 | 47.64 | 55.51 | 54.15 | 47.64 | 51.02 | 53.61 | 47.16
4068 | 40.25 | 45.22 | 37.35 | 40.25 | 45.22 | 37.35 | 40.25 | 45.22 | 37.35 | 40.25 | 45.22 | 37.35 | 40.25 | 46.25 | 37.35 | 40.8 | 46.61 | 37.35 | 40.25 | 45.22 | 37.35 | 40.25 | 45.22 | 37.35 | 40.25 | 46.25 | 37.35 | 40.8 | 47.08 | 36.97 | 40.66 | 45.68 | 36.97 | 40.25 | 45.22 | 37.35 | 50.84 | 53.28 | 47.16 | 50.84 | 53.28 | 47.16 | 50.84 | 53.28 | 47.16 | 50.84 | 53.28 | 47.16 | 53.4 | 53.28 | 47.16 | 53.4 | 53.28 | 47.16 | 50.84 | 53.28 | 47.16 | 50.84 | 53.28 | 47.16 | 53.4 | 53.28 | 47.16 | 53.94 | 52.74 | 47.64 | 52.86 | 52.74 | 47.64 | 50.84 | 53.28 | 47.16
4069 | 40.17 | 45.14 | 37.35 | 40.17 | 45.14 | 37.35 | 40.17 | 45.14 | 37.35 | 40.17 | 45.14 | 37.35 | 40.17 | 45.2 | 37.35 | 40.35 | 46.61 | 37.35 | 40.17 | 45.13 | 37.35 | 40.17 | 45.14 | 37.6 | 40.17 | 45.2 | 37.35 | 40.76 | 47.08 | 36.97 | 40.57 | 45.59 | 36.97 | 40.17 | 45.14 | 37.35 | 50.76 | 53.28 | 47.16 | 50.76 | 53.28 | 47.16 | 50.76 | 53.28 | 47.16 | 50.76 | 53.28 | 47.16 | 53.38 | 53.28 | 47.16 | 53.4 | 53.28 | 47.16 | 50.76 | 53.28 | 47.16 | 50.76 | 53.35 | 47.16 | 53.38 | 53.28 | 47.16 | 53.94 | 52.74 | 47.64 | 52.86 | 52.74 | 47.64 | 50.76 | 53.28 | 47.16
4070 | 40.08 | 45.05 | 37.35 | 40.08 | 45.05 | 37.35 | 40.08 | 45.05 | 37.35 | 40.08 | 45.05 | 37.35 | 40.08 | 45.05 | 37.35 | 40.08 | 46.59 | 37.35 | 40.08 | 45.05 | 37.35 | 40.08 | 45.05 | 37.51 | 40.08 | 45.05 | 37.35 | 40.48 | 47.08 | 36.97 | 40.48 | 45.5 | 36.97 | 40.08 | 45.05 | 37.35 | 50.67 | 53.26 | 47.16 | 50.67 | 53.26 | 47.16 | 50.67 | 53.26 | 47.16 | 50.67 | 53.26 | 47.16 | 53.29 | 53.26 | 47.16 | 53.4 | 53.26 | 47.16 | 50.67 | 53.26 | 47.16 | 50.67 | 53.26 | 49.64 | 53.29 | 53.26 | 47.16 | 53.94 | 52.74 | 47.64 | 52.86 | 52.74 | 47.64 | 50.67 | 53.26 | 47.16
4071 | 39.83 | 44.8 | 37.26 | 39.83 | 44.8 | 37.26 | 39.83 | 44.8 | 37.26 | 39.83 | 44.8 | 37.26 | 39.83 | 45.02 | 37.26 | 39.98 | 47.04 | 37.26 | 39.83 | 44.8 | 37.26 | 39.83 | 44.8 | 37.26 | 39.83 | 45.02 | 37.26 | 40.39 | 47.51 | 37.64 | 40.24 | 45.25 | 37.64 | 39.83 | 44.8 | 37.26 | 50.42 | 53.01 | 47.54 | 50.42 | 53.01 | 47.54 | 50.42 | 53.01 | 47.54 | 50.42 | 53.01 | 47.54 | 53.04 | 53.01 | 47.54 | 55.17 | 53.12 | 47.54 | 50.42 | 53.01 | 47.54 | 50.42 | 53.01 | 49.4 | 53.04 | 53.01 | 47.54 | 55.73 | 55.01 | 47.64 | 55.34 | 53.91 | 47.64 | 50.42 | 53.01 | 47.54
4072 | 39.7 | 44.67 | 37.14 | 39.7 | 44.67 | 37.14 | 39.7 | 44.67 | 37.14 | 39.7 | 44.67 | 37.14 | 39.7 | 45.02 | 37.14 | 40.41 | 47.22 | 37.14 | 39.7 | 44.67 | 37.14 | 39.7 | 44.67 | 37.14 | 39.7 | 45.02 | 37.14 | 41.66 | 53.92 | 39.04 | 40.83 | 52.31 | 38.24 | 39.7 | 44.67 | 37.14 | 50.29 | 52.88 | 49.27 | 50.29 | 52.88 | 49.27 | 50.29 | 52.88 | 49.27 | 50.29 | 52.88 | 49.27 | 52.92 | 52.88 | 49.27 | 55.87 | 52.99 | 49.27 | 50.29 | 52.88 | 49.27 | 50.29 | 52.88 | 49.27 | 52.92 | 52.88 | 49.27 | 58.15 | 58.87 | 50.79 | 58.15 | 57.7 | 49.78 | 50.29 | 52.88 | 49.27
4073 | 39.64 | 44.6 | 37.07 | 39.64 | 44.6 | 37.07 | 39.64 | 44.6 | 37.07 | 39.64 | 44.6 | 37.07 | 39.64 | 47 | 37.07 | 40.34 | 47.15 | 37.07 | 39.64 | 44.6 | 37.07 | 39.64 | 44.6 | 37.07 | 39.64 | 47 | 37.07 | 52.78 | 63.62 | 76.72 | 52.78 | 62.35 | 75.19 | 39.64 | 44.6 | 37.07 | 50.23 | 52.81 | 49.2 | 50.23 | 52.81 | 49.2 | 50.23 | 52.81 | 49.2 | 50.23 | 52.81 | 49.2 | 52.85 | 52.81 | 49.2 | 55.8 | 52.92 | 49.2 | 50.23 | 52.81 | 49.2 | 50.23 | 52.81 | 49.2 | 52.85 | 52.81 | 49.2 | 71.44 | 79.87 | 97.03 | 71.44 | 80.68 | 96.03 | 50.23 | 52.81 | 49.2
4074 | 39.58 | 44.55 | 37.01 | 39.58 | 44.55 | 37.01 | 39.58 | 44.55 | 37.01 | 39.58 | 44.55 | 37.01 | 39.58 | 46.94 | 37.01 | 40.29 | 47.09 | 37.01 | 39.58 | 44.55 | 37.01 | 39.58 | 44.55 | 37.01 | 39.58 | 46.94 | 37.01 | 52.78 | 65.16 | 80.28 | 52.78 | 65.16 | 80.28 | 39.58 | 44.55 | 37.01 | 50.17 | 52.76 | 49.15 | 50.17 | 52.76 | 49.15 | 50.17 | 52.76 | 49.15 | 50.17 | 52.76 | 49.15 | 52.79 | 52.86 | 49.15 | 55.75 | 52.86 | 49.15 | 50.17 | 52.76 | 49.15 | 50.17 | 52.76 | 49.15 | 52.79 | 52.86 | 49.15 | 73.89 | 79.87 | 107.72 | 73.15 | 81.49 | 106.61 | 50.17 | 52.76 | 49.15
4075 | 39.46 | 44.43 | 36.89 | 39.46 | 44.43 | 36.89 | 39.46 | 44.43 | 36.89 | 39.46 | 44.43 | 36.89 | 39.46 | 46.82 | 36.89 | 40.17 | 46.97 | 36.89 | 39.46 | 44.43 | 36.89 | 39.46 | 44.43 | 36.89 | 39.46 | 46.82 | 36.89 | 53.31 | 84.34 | 81.96 | 53.31 | 86.05 | 80.32 | 39.46 | 44.43 | 36.89 | 50.05 | 52.64 | 49.03 | 50.05 | 52.64 | 49.03 | 50.05 | 52.64 | 49.03 | 50.05 | 52.64 | 49.03 | 52.67 | 52.74 | 49.03 | 55.63 | 52.74 | 49.03 | 50.05 | 52.64 | 49.03 | 50.05 | 52.64 | 49.03 | 52.67 | 52.74 | 49.03 | 75.12 | 103.95 | 111.11 | 76.64 | 106.06 | 111.11 | 50.05 | 52.64 | 49.03
4076 | 39.24 | 44.21 | 36.68 | 39.24 | 44.21 | 36.68 | 39.24 | 44.21 | 36.68 | 39.24 | 44.21 | 36.68 | 39.24 | 46.6 | 36.68 | 39.95 | 46.76 | 36.68 | 39.24 | 44.21 | 36.68 | 39.24 | 44.21 | 36.68 | 39.24 | 46.6 | 36.68 | 52.78 | 84.34 | 81.96 | 52.78 | 86.05 | 80.32 | 39.24 | 44.21 | 36.68 | 49.83 | 52.42 | 48.81 | 49.83 | 52.42 | 48.81 | 49.83 | 52.42 | 48.81 | 49.83 | 52.42 | 48.81 | 52.46 | 52.53 | 48.81 | 55.41 | 52.53 | 48.81 | 49.83 | 52.42 | 48.81 | 49.83 | 52.42 | 48.81 | 52.46 | 52.53 | 48.81 | 74.3 | 103.95 | 111.11 | 75.13 | 106.06 | 111.11 | 49.83 | 52.42 | 48.81
4077 | 39.11 | 44.07 | 36.54 | 39.11 | 44.07 | 36.54 | 39.11 | 44.07 | 36.54 | 39.11 | 44.07 | 36.54 | 39.11 | 46.46 | 36.54 | 39.81 | 46.62 | 36.54 | 39.11 | 44.07 | 36.54 | 39.11 | 44.07 | 36.54 | 39.11 | 46.46 | 36.54 | 52.78 | 68.8 | 81.96 | 52.78 | 70.19 | 80.32 | 39.11 | 44.07 | 36.54 | 49.69 | 52.28 | 48.67 | 49.69 | 52.28 | 48.67 | 49.69 | 52.28 | 48.67 | 49.69 | 52.28 | 48.67 | 52.32 | 52.39 | 48.67 | 55.27 | 52.39 | 48.67 | 49.69 | 52.28 | 48.67 | 49.69 | 52.28 | 48.67 | 52.32 | 52.39 | 48.67 | 72.89 | 98.15 | 111.11 | 71.44 | 100.15 | 111.11 | 49.69 | 52.28 | 48.67
4078 | 39.12 | 44.09 | 36.55 | 39.12 | 44.09 | 36.55 | 39.12 | 44.09 | 36.55 | 39.12 | 44.09 | 36.55 | 39.12 | 46.48 | 36.55 | 39.83 | 46.63 | 36.55 | 39.12 | 44.09 | 36.55 | 39.12 | 44.09 | 36.55 | 39.12 | 46.48 | 36.55 | 44.71 | 65.55 | 78.68 | 44.71 | 66.11 | 80.28 | 39.12 | 44.09 | 36.55 | 49.71 | 52.3 | 48.69 | 49.71 | 52.3 | 48.69 | 49.71 | 52.3 | 48.69 | 49.71 | 52.3 | 48.69 | 49.71 | 52.41 | 48.69 | 55.29 | 52.41 | 48.69 | 49.71 | 52.3 | 48.69 | 49.71 | 52.3 | 48.69 | 49.71 | 52.41 | 48.69 | 70.21 | 79.87 | 110 | 69.5 | 81.5 | 110 | 49.71 | 52.3 | 48.69
4079 | 20.68 | 43.5 | 35.97 | 20.68 | 43.5 | 35.97 | 20.68 | 43.5 | 35.97 | 20.68 | 43.5 | 35.97 | 20.68 | 45.9 | 35.97 | 39.25 | 46.05 | 35.97 | 20.68 | 43.5 | 35.97 | 20.68 | 43.5 | 35.97 | 20.68 | 45.9 | 35.97 | 40.05 | 63.53 | 76.72 | 40.05 | 64.81 | 78.28 | 20.68 | 43.5 | 35.97 | 35.42 | 51.72 | 48.1 | 35.42 | 51.72 | 48.1 | 35.42 | 51.72 | 48.1 | 35.42 | 51.72 | 48.1 | 35.42 | 51.82 | 48.1 | 54.71 | 51.82 | 48.1 | 35.42 | 51.72 | 48.1 | 35.42 | 51.72 | 48.1 | 35.42 | 51.82 | 48.1 | 59.41 | 79.87 | 107.72 | 59.41 | 81.5 | 107.72 | 35.42 | 51.72 | 48.1
4080 | 18.29 | 43.01 | 35.47 | 18.29 | 43.01 | 35.47 | 18.29 | 43.01 | 35.47 | 18.29 | 43.01 | 35.47 | 18.29 | 45.4 | 35.47 | 38.39 | 45.55 | 35.47 | 18.29 | 43.01 | 35.47 | 18.29 | 43.01 | 35.47 | 18.29 | 45.4 | 35.47 | 39.19 | 63.12 | 76.72 | 39.19 | 63.16 | 78.28 | 18.29 | 43.01 | 35.47 | 32.95 | 51.22 | 47.61 | 32.95 | 51.22 | 47.61 | 32.95 | 51.22 | 47.61 | 32.95 | 51.22 | 47.61 | 32.95 | 51.32 | 47.61 | 54.21 | 51.32 | 47.61 | 32.95 | 51.22 | 47.61 | 32.95 | 51.22 | 47.61 | 32.95 | 51.32 | 47.61 | 55.34 | 79.87 | 107.72 | 55.34 | 81.5 | 107.72 | 32.95 | 51.22 | 47.61
4081 | 18.29 | 42.58 | 35.05 | 18.29 | 42.58 | 35.05 | 18.29 | 42.58 | 35.05 | 18.29 | 42.58 | 35.05 | 18.29 | 44.98 | 35.05 | 38.27 | 45.13 | 35.05 | 18.29 | 42.58 | 35.05 | 18.29 | 42.58 | 35.05 | 18.29 | 44.98 | 35.05 | 39.05 | 60.86 | 76.72 | 39.05 | 60.87 | 78.28 | 18.29 | 42.58 | 35.05 | 29.93 | 50.8 | 47.19 | 29.93 | 50.8 | 47.19 | 29.93 | 50.8 | 47.19 | 29.93 | 50.8 | 47.19 | 29.93 | 50.9 | 47.19 | 51.8 | 50.9 | 47.19 | 29.93 | 50.8 | 47.19 | 29.93 | 50.8 | 47.19 | 29.93 | 50.9 | 47.19 | 52.86 | 79.87 | 107.72 | 52.86 | 81.5 | 107.72 | 29.93 | 50.8 | 47.19
4082 | 18.29 | 42.27 | 34.74 | 18.29 | 42.27 | 34.74 | 18.29 | 42.27 | 34.74 | 18.29 | 42.27 | 34.74 | 18.29 | 44.66 | 34.74 | 38.01 | 44.82 | 34.74 | 18.29 | 42.27 | 34.74 | 18.29 | 42.27 | 34.74 | 18.29 | 44.66 | 34.74 | 38.92 | 55.95 | 76.72 | 38.92 | 55.95 | 78.28 | 18.29 | 42.27 | 34.74 | 29.93 | 50.48 | 46.87 | 29.93 | 50.48 | 46.87 | 29.93 | 50.48 | 46.87 | 29.93 | 50.48 | 46.87 | 29.93 | 50.59 | 46.87 | 51.8 | 50.59 | 46.87 | 29.93 | 50.48 | 46.87 | 29.93 | 50.48 | 46.87 | 29.93 | 50.59 | 46.87 | 52.86 | 79.87 | 107.72 | 52.86 | 81.49 | 107.72 | 29.93 | 50.48 | 46.87
4083 | 37 | 42.12 | 34.58 | 37 | 42.12 | 34.58 | 37 | 42.12 | 34.58 | 37 | 42.12 | 34.58 | 37 | 44.51 | 34.58 | 37.86 | 44.66 | 34.59 | 37 | 42.12 | 34.58 | 37 | 42.12 | 34.58 | 37 | 44.51 | 34.58 | 38.92 | 55.95 | 76.72 | 38.92 | 55.95 | 78.28 | 37 | 42.12 | 34.58 | 46.58 | 50.33 | 46.72 | 46.58 | 50.33 | 46.72 | 46.58 | 50.33 | 46.72 | 46.58 | 50.33 | 46.72 | 46.58 | 50.44 | 46.72 | 51.8 | 50.44 | 46.72 | 46.58 | 50.33 | 46.72 | 46.58 | 50.33 | 46.72 | 46.58 | 50.44 | 46.72 | 52.86 | 79.87 | 107.72 | 52.86 | 81.49 | 107.72 | 46.58 | 50.33 | 46.72
4084 | 37.11 | 42.08 | 34.54 | 37.11 | 42.08 | 34.54 | 37.11 | 42.08 | 34.54 | 37.11 | 42.08 | 34.54 | 37.11 | 44.47 | 34.54 | 37.82 | 44.62 | 34.54 | 37.11 | 42.08 | 34.54 | 37.11 | 42.08 | 34.54 | 37.11 | 44.47 | 34.54 | 39.05 | 60.24 | 76.72 | 39.05 | 60.24 | 78.28 | 37.11 | 42.08 | 34.54 | 47.7 | 50.29 | 46.67 | 47.7 | 50.29 | 46.67 | 47.7 | 50.29 | 46.67 | 47.7 | 50.29 | 46.67 | 47.7 | 50.39 | 46.67 | 51.8 | 50.39 | 46.67 | 47.7 | 50.29 | 46.67 | 47.7 | 50.29 | 46.67 | 47.7 | 50.39 | 46.67 | 52.86 | 79.87 | 104.49 | 52.86 | 81.49 | 104.49 | 47.7 | 50.29 | 46.67
4085 | 37.71 | 42.68 | 35.14 | 37.71 | 42.68 | 35.14 | 37.71 | 42.68 | 35.14 | 37.71 | 42.68 | 35.14 | 37.71 | 45.07 | 35.14 | 38.42 | 45.22 | 35.14 | 37.71 | 42.68 | 35.14 | 37.71 | 42.68 | 35.14 | 37.71 | 45.07 | 35.14 | 40.53 | 63.62 | 76.72 | 40.53 | 63.62 | 76.72 | 37.71 | 42.68 | 35.14 | 48.3 | 50.89 | 47.28 | 48.3 | 50.89 | 47.28 | 48.3 | 50.89 | 47.28 | 48.3 | 50.89 | 47.28 | 48.3 | 50.99 | 47.28 | 53.88 | 50.99 | 47.28 | 48.3 | 50.89 | 47.28 | 48.3 | 50.89 | 47.28 | 48.3 | 50.99 | 47.28 | 58.43 | 81.49 | 104.49 | 58.43 | 81.49 | 103.95 | 48.3 | 50.89 | 47.28
4086 | 38.89 | 43.85 | 36.32 | 38.89 | 43.85 | 36.32 | 38.89 | 43.85 | 36.32 | 38.89 | 43.85 | 36.32 | 38.89 | 46.24 | 36.32 | 39.59 | 46.4 | 36.32 | 38.89 | 43.85 | 36.32 | 38.89 | 43.85 | 36.32 | 38.89 | 46.24 | 36.32 | 53.85 | 64.52 | 68.11 | 52.78 | 63.62 | 68.11 | 38.89 | 43.85 | 36.32 | 49.47 | 52.06 | 48.45 | 49.47 | 52.06 | 48.45 | 49.47 | 52.06 | 48.45 | 49.47 | 52.06 | 48.45 | 52.1 | 52.17 | 48.45 | 55.05 | 52.17 | 48.45 | 49.47 | 52.06 | 48.45 | 49.47 | 52.06 | 48.45 | 52.1 | 52.17 | 48.45 | 72.89 | 80.69 | 54.02 | 71.44 | 79.08 | 53.47 | 49.47 | 52.06 | 48.45
4087 | 39.87 | 44.83 | 37.3 | 39.87 | 44.83 | 37.3 | 39.87 | 44.83 | 37.3 | 39.87 | 44.83 | 37.3 | 39.87 | 47.23 | 37.3 | 40.57 | 47.38 | 37.3 | 39.87 | 44.83 | 37.3 | 39.87 | 44.83 | 37.3 | 39.87 | 47.23 | 37.3 | 53.85 | 61.93 | 39.44 | 52.78 | 60.7 | 38.65 | 39.87 | 44.83 | 37.3 | 50.46 | 53.05 | 49.43 | 50.46 | 53.05 | 49.43 | 50.46 | 53.05 | 49.43 | 50.46 | 53.05 | 49.43 | 53.08 | 53.15 | 49.43 | 56.04 | 53.15 | 49.43 | 50.46 | 53.05 | 49.43 | 50.46 | 53.05 | 49.43 | 53.08 | 53.15 | 49.43 | 72.89 | 60.51 | 50.8 | 71.44 | 59.3 | 49.93 | 50.46 | 53.05 | 49.43
4088 | 40.26 | 45.23 | 37.69 | 40.26 | 45.23 | 37.69 | 40.26 | 45.23 | 37.69 | 40.26 | 45.23 | 37.69 | 40.26 | 46.25 | 37.69 | 40.97 | 46.38 | 37.69 | 40.26 | 45.23 | 37.69 | 40.26 | 45.23 | 37.69 | 40.26 | 46.25 | 37.69 | 50.32 | 47.82 | 37.32 | 49.32 | 46.86 | 37.32 | 40.26 | 45.23 | 37.69 | 50.85 | 53.44 | 49.11 | 50.85 | 53.44 | 49.11 | 50.85 | 53.44 | 49.11 | 50.85 | 53.44 | 49.11 | 53.47 | 53.55 | 49.11 | 56.43 | 53.55 | 49.11 | 50.85 | 53.44 | 49.11 | 50.85 | 53.44 | 49.11 | 53.47 | 53.55 | 49.11 | 61.03 | 55.76 | 48.62 | 59.81 | 54.64 | 48.62 | 50.85 | 53.44 | 49.11
4089 | 40.28 | 45.25 | 36.59 | 40.28 | 45.25 | 36.59 | 40.28 | 45.25 | 36.59 | 40.28 | 45.25 | 36.59 | 40.28 | 46.25 | 36.59 | 40.99 | 46.25 | 36.59 | 40.28 | 45.25 | 36.59 | 40.28 | 45.25 | 36.59 | 40.28 | 46.25 | 36.59 | 41.21 | 46.5 | 36.23 | 40.69 | 45.71 | 36.23 | 40.28 | 45.25 | 36.59 | 50.87 | 52.08 | 47.65 | 50.87 | 52.08 | 47.65 | 50.87 | 52.08 | 47.65 | 50.87 | 52.08 | 47.65 | 53.49 | 52.08 | 47.65 | 54.48 | 52.08 | 47.65 | 50.87 | 52.08 | 47.65 | 50.87 | 52.08 | 47.65 | 53.49 | 52.08 | 47.65 | 54.48 | 51.56 | 48.14 | 53.4 | 51.56 | 47.64 | 50.87 | 52.08 | 47.65
4090 | 40.33 | 43.09 | 34.77 | 40.33 | 43.09 | 34.77 | 40.33 | 43.09 | 34.77 | 40.33 | 43.09 | 34.77 | 40.33 | 43.09 | 34.77 | 40.81 | 43.09 | 34.77 | 40.33 | 43.09 | 34.77 | 40.33 | 43.09 | 34.77 | 40.33 | 43.09 | 34.77 | 40.4 | 42.8 | 34.42 | 40.39 | 42.66 | 34.42 | 40.33 | 43.09 | 34.77 | 50.92 | 48.63 | 46.69 | 50.92 | 48.63 | 46.69 | 50.92 | 48.63 | 46.69 | 50.92 | 48.63 | 46.69 | 53.55 | 48.63 | 46.69 | 53.55 | 48.63 | 46.69 | 50.92 | 48.63 | 46.69 | 50.92 | 48.63 | 46.69 | 53.55 | 48.63 | 46.69 | 53.94 | 48.15 | 47.16 | 52.86 | 47.66 | 46.22 | 50.92 | 48.63 | 46.69
4091 | 40.42 | 42.04 | 33.55 | 40.42 | 42.04 | 33.55 | 40.42 | 42.04 | 33.55 | 40.42 | 42.04 | 33.55 | 40.42 | 42.04 | 33.55 | 40.42 | 42.04 | 33.55 | 40.42 | 42.04 | 33.55 | 40.42 | 42.04 | 33.55 | 40.42 | 42.04 | 33.55 | 40.02 | 41.62 | 33.89 | 40.02 | 40.79 | 7.14 | 40.42 | 42.04 | 33.55 | 51.01 | 47.67 | 46.17 | 51.01 | 47.67 | 46.17 | 51.01 | 47.67 | 46.17 | 51.01 | 47.67 | 46.17 | 53.4 | 47.67 | 46.17 | 53.4 | 47.67 | 46.17 | 51.01 | 47.67 | 46.17 | 51.01 | 47.67 | 46.17 | 53.4 | 47.67 | 46.17 | 53.94 | 47.66 | 46.63 | 52.86 | 46.7 | 44.8 | 51.01 | 47.67 | 46.17
4092 | 40.3 | 40.79 | 33.4 | 40.3 | 40.79 | 33.4 | 40.3 | 40.79 | 33.4 | 40.3 | 40.79 | 33.4 | 40.3 | 40.79 | 33.4 | 40.3 | 40.79 | 33.4 | 40.3 | 40.79 | 33.4 | 40.3 | 40.79 | 33.4 | 40.3 | 40.79 | 33.4 | 39.98 | 41.2 | 33.73 | 39.89 | 40.38 | 7.07 | 40.3 | 40.79 | 33.4 | 50.88 | 47.67 | 46.17 | 50.88 | 47.67 | 46.17 | 50.88 | 47.67 | 46.17 | 50.88 | 47.67 | 46.17 | 52.46 | 47.67 | 46.17 | 52.46 | 47.67 | 46.17 | 50.88 | 47.67 | 46.17 | 50.88 | 47.67 | 46.17 | 52.46 | 47.67 | 46.17 | 52.99 | 47.66 | 46.63 | 51.93 | 46.7 | 44.8 | 50.88 | 47.67 | 46.17
4093 | 40.27 | 40.79 | 33.4 | 40.27 | 40.79 | 33.4 | 40.27 | 40.79 | 33.4 | 40.27 | 40.79 | 33.4 | 40.27 | 40.79 | 33.4 | 40.27 | 40.79 | 33.4 | 40.27 | 40.79 | 33.4 | 40.27 | 40.79 | 33.4 | 40.27 | 40.79 | 33.4 | 39.98 | 41.2 | 33.73 | 39.98 | 40.38 | 7.14 | 40.27 | 40.79 | 33.4 | 50.86 | 47.67 | 46.17 | 50.86 | 47.67 | 46.17 | 50.86 | 47.67 | 46.17 | 50.86 | 47.67 | 46.17 | 52.43 | 47.67 | 46.17 | 52.43 | 47.67 | 46.17 | 50.86 | 47.67 | 46.17 | 50.86 | 47.67 | 46.17 | 52.43 | 47.67 | 46.17 | 52.96 | 47.66 | 46.63 | 51.9 | 46.7 | 44.8 | 50.86 | 47.67 | 46.17
4094 | 40.08 | 41.8 | 34.77 | 40.08 | 41.8 | 34.77 | 40.08 | 41.8 | 34.77 | 40.08 | 41.8 | 34.77 | 40.08 | 41.8 | 34.77 | 40.08 | 41.8 | 34.77 | 40.08 | 41.8 | 34.77 | 40.08 | 41.8 | 34.77 | 40.08 | 41.8 | 34.77 | 39.98 | 42.22 | 34.42 | 39.98 | 41.38 | 34.06 | 40.08 | 41.8 | 34.77 | 50.67 | 48.14 | 46.17 | 50.67 | 48.14 | 46.17 | 50.67 | 48.14 | 46.17 | 50.67 | 48.14 | 46.17 | 52.43 | 48.14 | 46.17 | 52.43 | 48.14 | 46.17 | 50.67 | 48.14 | 46.17 | 50.67 | 48.14 | 46.17 | 52.43 | 48.14 | 46.17 | 52.96 | 47.66 | 46.69 | 51.9 | 47.66 | 45.7 | 50.67 | 48.14 | 46.17
4095 | 39.69 | 44.66 | 35.85 | 39.69 | 44.66 | 35.85 | 39.69 | 44.66 | 35.85 | 39.69 | 44.66 | 35.85 | 39.69 | 44.66 | 35.85 | 39.69 | 44.66 | 35.85 | 39.69 | 44.66 | 35.85 | 39.69 | 44.66 | 35.85 | 39.69 | 44.66 | 35.85 | 40.09 | 45.11 | 35.49 | 40.09 | 45.11 | 35.49 | 39.69 | 44.66 | 35.85 | 50.28 | 51.54 | 47.16 | 50.28 | 51.54 | 47.16 | 50.28 | 51.54 | 47.16 | 50.28 | 51.54 | 47.16 | 52.43 | 51.54 | 47.16 | 52.43 | 51.54 | 47.16 | 50.28 | 51.54 | 47.16 | 50.28 | 51.54 | 47.16 | 52.43 | 51.54 | 47.16 | 52.96 | 51.03 | 47.64 | 52.86 | 51.03 | 46.69 | 50.28 | 51.54 | 47.16
4096 | 39.47 | 44.44 | 36.9 | 39.47 | 44.44 | 36.9 | 39.47 | 44.44 | 36.9 | 39.47 | 44.44 | 36.9 | 39.47 | 46.25 | 36.9 | 40.18 | 46.98 | 36.9 | 39.47 | 44.44 | 36.9 | 39.47 | 44.44 | 36.9 | 39.47 | 46.25 | 36.9 | 40.58 | 48.18 | 37.27 | 40.56 | 44.89 | 37.09 | 39.47 | 44.44 | 36.9 | 50.06 | 52.65 | 48.78 | 50.06 | 52.65 | 48.78 | 50.06 | 52.65 | 48.78 | 50.06 | 52.65 | 48.78 | 52.68 | 52.75 | 48.78 | 55.64 | 52.75 | 48.78 | 50.06 | 52.65 | 48.78 | 50.06 | 52.65 | 48.78 | 52.68 | 52.75 | 48.78 | 58.15 | 55.51 | 48.29 | 58.15 | 54.4 | 48.29 | 50.06 | 52.65 | 48.78
4097 | 39.38 | 44.35 | 36.81 | 39.38 | 44.35 | 36.81 | 39.38 | 44.35 | 36.81 | 39.38 | 44.35 | 36.81 | 39.38 | 46.74 | 36.81 | 40.09 | 46.9 | 36.82 | 39.38 | 44.35 | 36.81 | 39.38 | 44.35 | 36.81 | 39.38 | 46.74 | 36.81 | 52.66 | 62.48 | 48.46 | 52.61 | 60.62 | 38.24 | 39.38 | 44.35 | 36.81 | 49.97 | 52.56 | 48.95 | 49.97 | 52.56 | 48.95 | 49.97 | 52.56 | 48.95 | 49.97 | 52.56 | 48.95 | 52.59 | 52.67 | 48.95 | 55.55 | 52.67 | 48.95 | 49.97 | 52.56 | 48.95 | 49.97 | 52.56 | 48.95 | 52.59 | 52.67 | 48.95 | 64.42 | 74.01 | 52.93 | 64.42 | 72.53 | 49.78 | 49.97 | 52.56 | 48.95
4098 | 39.35 | 44.32 | 36.79 | 39.35 | 44.32 | 36.79 | 39.35 | 44.32 | 36.79 | 39.35 | 44.32 | 36.79 | 39.35 | 46.71 | 36.79 | 40.06 | 46.87 | 36.79 | 39.35 | 44.32 | 36.79 | 39.35 | 44.32 | 36.79 | 39.35 | 46.71 | 36.79 | 54.16 | 65.05 | 79.06 | 53.31 | 63.75 | 77.48 | 39.35 | 44.32 | 36.79 | 49.94 | 52.53 | 48.92 | 49.94 | 52.53 | 48.92 | 49.94 | 52.53 | 48.92 | 49.94 | 52.53 | 48.92 | 52.57 | 52.64 | 48.92 | 55.52 | 52.64 | 48.92 | 49.94 | 52.53 | 48.92 | 49.94 | 52.53 | 48.92 | 52.57 | 52.64 | 48.92 | 71.85 | 79.87 | 103.95 | 71.85 | 78.27 | 87.63 | 49.94 | 52.53 | 48.92
4099 | 39.21 | 44.18 | 36.64 | 39.21 | 44.18 | 36.64 | 39.21 | 44.18 | 36.64 | 39.21 | 44.18 | 36.64 | 39.21 | 46.57 | 36.64 | 39.92 | 46.73 | 36.64 | 39.21 | 44.18 | 36.64 | 39.21 | 44.18 | 36.64 | 39.21 | 46.57 | 36.64 | 65.33 | 84.83 | 81.96 | 64.03 | 84.84 | 80.32 | 39.21 | 44.18 | 36.64 | 49.8 | 52.39 | 48.78 | 49.8 | 52.39 | 48.78 | 49.8 | 52.39 | 48.78 | 49.8 | 52.39 | 48.78 | 52.42 | 52.5 | 48.78 | 55.38 | 52.5 | 48.78 | 49.8 | 52.39 | 48.78 | 49.8 | 52.39 | 48.78 | 52.42 | 52.5 | 48.78 | 95.48 | 103.95 | 109.99 | 96.44 | 103.95 | 105.95 | 49.8 | 52.39 | 48.78
4100 | 39.05 | 44.02 | 36.48 | 39.05 | 44.02 | 36.48 | 39.05 | 44.02 | 36.48 | 39.05 | 44.02 | 36.48 | 39.05 | 46.41 | 36.48 | 39.76 | 46.56 | 36.48 | 39.05 | 44.02 | 36.48 | 39.05 | 44.02 | 36.48 | 39.05 | 46.41 | 36.48 | 55.07 | 84.83 | 81.96 | 55.07 | 85.69 | 80.32 | 39.05 | 44.02 | 36.48 | 49.64 | 52.23 | 48.62 | 49.64 | 52.23 | 48.62 | 49.64 | 52.23 | 48.62 | 49.64 | 52.23 | 48.62 | 52.26 | 52.34 | 48.62 | 55.22 | 52.34 | 48.62 | 49.64 | 52.23 | 48.62 | 49.64 | 52.23 | 48.62 | 52.26 | 52.34 | 48.62 | 77.59 | 103.95 | 109.99 | 78.37 | 105 | 107.79 | 49.64 | 52.23 | 48.62
4101 | 38.94 | 43.91 | 36.37 | 38.94 | 43.91 | 36.37 | 38.94 | 43.91 | 36.37 | 38.94 | 43.91 | 36.37 | 38.94 | 46.3 | 36.37 | 39.65 | 46.45 | 36.37 | 38.94 | 43.91 | 36.37 | 38.94 | 43.91 | 36.37 | 38.94 | 46.3 | 36.37 | 52.78 | 70.49 | 81.96 | 52.78 | 71.19 | 80.32 | 38.94 | 43.91 | 36.37 | 49.53 | 52.12 | 48.5 | 49.53 | 52.12 | 48.5 | 49.53 | 52.12 | 48.5 | 49.53 | 52.12 | 48.5 | 52.15 | 52.22 | 48.5 | 55.11 | 52.22 | 48.5 | 49.53 | 52.12 | 48.5 | 49.53 | 52.12 | 48.5 | 52.15 | 52.22 | 48.5 | 73.31 | 98.19 | 109.99 | 71.85 | 100.18 | 107.79 | 49.53 | 52.12 | 48.5
4102 | 38.92 | 43.89 | 36.35 | 38.92 | 43.89 | 36.35 | 38.92 | 43.89 | 36.35 | 38.92 | 43.89 | 36.35 | 38.92 | 46.28 | 36.35 | 39.63 | 46.43 | 36.35 | 38.92 | 43.89 | 36.35 | 38.92 | 43.89 | 36.35 | 38.92 | 46.28 | 36.35 | 48 | 64.38 | 74.7 | 47.05 | 63.12 | 76.22 | 38.92 | 43.89 | 36.35 | 49.51 | 52.1 | 48.48 | 49.51 | 52.1 | 48.48 | 49.51 | 52.1 | 48.48 | 49.51 | 52.1 | 48.48 | 49.51 | 52.2 | 48.48 | 55.09 | 52.2 | 48.48 | 49.51 | 52.1 | 48.48 | 49.51 | 52.1 | 48.48 | 49.51 | 52.2 | 48.48 | 65.72 | 79.87 | 103.95 | 64.41 | 80.68 | 103.95 | 49.51 | 52.1 | 48.48
4103 | 38.29 | 43.25 | 35.72 | 38.29 | 43.25 | 35.72 | 38.29 | 43.25 | 35.72 | 38.29 | 43.26 | 35.72 | 38.29 | 45.65 | 35.72 | 39 | 45.8 | 35.72 | 38.29 | 43.25 | 35.72 | 38.29 | 43.25 | 35.72 | 38.29 | 45.65 | 35.72 | 40.2 | 60.95 | 48.96 | 40.2 | 60.95 | 49.96 | 38.29 | 43.25 | 35.72 | 48.88 | 51.47 | 47.85 | 48.88 | 51.47 | 47.85 | 48.88 | 51.47 | 47.85 | 48.88 | 51.47 | 47.85 | 48.88 | 51.57 | 47.85 | 54.46 | 51.57 | 47.85 | 48.88 | 51.47 | 47.85 | 48.88 | 51.47 | 47.85 | 48.88 | 51.57 | 47.85 | 60.02 | 74.01 | 83.31 | 58.82 | 75.52 | 85 | 48.88 | 51.47 | 47.85
4104 | 37.78 | 42.99 | 35.45 | 37.78 | 42.99 | 35.45 | 37.78 | 42.99 | 35.45 | 37.78 | 42.99 | 35.45 | 37.78 | 45.38 | 35.45 | 38.56 | 45.53 | 35.45 | 37.78 | 42.99 | 35.45 | 37.78 | 42.99 | 35.45 | 37.78 | 45.38 | 35.45 | 38.95 | 56.26 | 48.96 | 38.56 | 56.26 | 49.96 | 37.78 | 42.99 | 35.45 | 48.61 | 51.2 | 47.59 | 48.61 | 51.2 | 47.59 | 48.61 | 51.2 | 47.59 | 48.61 | 51.2 | 47.59 | 48.61 | 51.3 | 47.59 | 54.19 | 51.3 | 47.59 | 48.61 | 51.2 | 47.59 | 48.61 | 51.2 | 47.59 | 48.61 | 51.3 | 47.59 | 55.89 | 74.01 | 66.75 | 55.89 | 75.52 | 68.11 | 48.61 | 51.2 | 47.59
4105 | 37.39 | 42.42 | 34.89 | 37.39 | 42.42 | 34.89 | 37.39 | 42.42 | 34.89 | 37.39 | 42.42 | 34.89 | 37.39 | 44.81 | 34.89 | 38.02 | 44.97 | 34.89 | 37.39 | 42.42 | 34.89 | 37.39 | 42.42 | 34.89 | 37.39 | 44.81 | 34.89 | 38.41 | 53.93 | 39.58 | 38.16 | 53.94 | 40.39 | 37.39 | 42.42 | 34.89 | 48.04 | 50.63 | 47.02 | 48.04 | 50.63 | 47.02 | 48.04 | 50.63 | 47.02 | 48.04 | 50.63 | 47.02 | 48.04 | 50.74 | 47.02 | 52.33 | 50.74 | 47.02 | 48.04 | 50.63 | 47.02 | 48.04 | 50.63 | 47.02 | 48.04 | 50.74 | 47.02 | 54.49 | 66.87 | 53.45 | 53.4 | 72.89 | 68.11 | 48.04 | 50.63 | 47.02
4106 | 37.07 | 42.04 | 34.5 | 37.07 | 42.04 | 34.5 | 37.07 | 42.04 | 34.5 | 37.07 | 42.04 | 34.5 | 37.07 | 44.43 | 34.5 | 37.78 | 44.58 | 34.5 | 37.07 | 42.04 | 34.5 | 37.07 | 42.04 | 34.5 | 37.07 | 44.43 | 34.5 | 38.16 | 49.94 | 38.79 | 38.16 | 49.94 | 39.58 | 37.07 | 42.04 | 34.5 | 47.66 | 50.25 | 46.64 | 47.66 | 50.25 | 46.64 | 47.66 | 50.25 | 46.64 | 47.66 | 50.25 | 46.64 | 47.66 | 50.35 | 46.64 | 51.8 | 50.35 | 46.64 | 47.66 | 50.25 | 46.64 | 47.66 | 50.25 | 46.64 | 47.66 | 50.35 | 46.64 | 53.94 | 69.13 | 51.85 | 52.86 | 70.54 | 59.53 | 47.66 | 50.25 | 46.64
4107 | 36.88 | 41.84 | 34.31 | 36.88 | 41.84 | 34.31 | 36.88 | 41.84 | 34.31 | 36.88 | 41.84 | 34.31 | 36.88 | 44.24 | 34.31 | 37.59 | 44.39 | 34.31 | 36.88 | 41.84 | 34.31 | 36.88 | 41.84 | 34.31 | 36.88 | 44.24 | 34.31 | 38.16 | 49.44 | 36.95 | 38.16 | 49.45 | 36.95 | 36.88 | 41.84 | 34.31 | 47.47 | 50.06 | 49.62 | 47.47 | 50.06 | 49.62 | 47.47 | 50.06 | 49.63 | 47.47 | 50.06 | 49.63 | 47.47 | 50.16 | 46.44 | 51.8 | 50.16 | 46.44 | 47.47 | 50.06 | 46.44 | 47.47 | 50.06 | 46.44 | 47.47 | 50.16 | 46.44 | 53.94 | 64.87 | 50.85 | 52.86 | 66.19 | 53.03 | 47.47 | 50.06 | 49.63
4108 | 36.93 | 41.9 | 34.37 | 36.93 | 41.9 | 34.37 | 36.93 | 41.9 | 34.37 | 36.93 | 41.9 | 34.37 | 36.93 | 44.29 | 34.37 | 37.64 | 44.45 | 34.37 | 36.93 | 41.9 | 34.37 | 36.93 | 41.9 | 34.37 | 36.93 | 44.29 | 34.37 | 38.16 | 49.44 | 36.95 | 38.16 | 50.44 | 36.95 | 36.93 | 41.9 | 34.37 | 47.52 | 50.11 | 50.02 | 47.52 | 50.11 | 50.02 | 47.52 | 50.11 | 50.02 | 47.52 | 50.11 | 50.02 | 47.52 | 50.22 | 46.5 | 52.33 | 50.22 | 46.5 | 47.52 | 50.11 | 46.5 | 47.52 | 50.11 | 46.5 | 47.52 | 50.22 | 46.5 | 53.94 | 63.56 | 51.05 | 52.86 | 64.85 | 52.1 | 47.52 | 50.11 | 50.02
4109 | 37.53 | 42.49 | 39.02 | 37.53 | 42.49 | 39.02 | 37.53 | 42.49 | 39.02 | 37.53 | 42.49 | 39.02 | 37.53 | 44.89 | 34.96 | 38.23 | 45.04 | 34.96 | 37.53 | 42.49 | 34.96 | 37.53 | 42.49 | 34.96 | 37.53 | 44.89 | 34.96 | 40.79 | 61.42 | 42.16 | 40.79 | 61.42 | 42.16 | 37.53 | 42.49 | 39.02 | 48.12 | 50.81 | 51.3 | 48.12 | 50.81 | 51.3 | 48.12 | 50.81 | 51.3 | 48.12 | 50.81 | 51.3 | 48.12 | 50.81 | 47.09 | 53.7 | 50.81 | 47.09 | 48.12 | 50.7 | 47.09 | 48.12 | 50.7 | 47.09 | 48.12 | 50.81 | 47.09 | 57.8 | 75.51 | 54.01 | 57.8 | 77.05 | 55.67 | 48.12 | 50.81 | 51.3
4110 | 38.58 | 43.55 | 38.26 | 38.58 | 43.55 | 38.26 | 38.58 | 43.55 | 38.26 | 38.58 | 43.55 | 38.26 | 38.58 | 45.94 | 36.01 | 39.29 | 46.09 | 36.01 | 38.58 | 43.55 | 36.01 | 38.58 | 43.55 | 36.01 | 38.58 | 45.94 | 36.01 | 46.94 | 61.42 | 39.84 | 46.01 | 60.19 | 39.04 | 38.58 | 43.55 | 38.26 | 49.17 | 51.86 | 51.05 | 49.17 | 51.86 | 51.05 | 49.17 | 51.86 | 51.05 | 49.17 | 51.86 | 51.05 | 51.79 | 51.86 | 48.15 | 54.75 | 51.86 | 48.15 | 49.17 | 51.76 | 48.15 | 49.17 | 51.76 | 48.15 | 51.79 | 51.86 | 48.15 | 72.89 | 74.01 | 51.57 | 72.89 | 74.01 | 51.57 | 49.17 | 51.86 | 51.05
4111 | 39.39 | 44.36 | 36.82 | 39.39 | 44.36 | 36.82 | 39.39 | 44.36 | 36.82 | 39.39 | 44.36 | 36.82 | 39.39 | 46.75 | 36.82 | 40.1 | 46.9 | 36.82 | 39.39 | 44.36 | 36.82 | 39.39 | 44.36 | 36.82 | 39.39 | 46.75 | 36.82 | 52.61 | 55.46 | 37.2 | 51.56 | 54.35 | 37.2 | 39.39 | 44.36 | 36.82 | 49.98 | 52.68 | 48.96 | 49.98 | 52.68 | 48.96 | 49.98 | 52.68 | 48.96 | 49.98 | 52.68 | 48.96 | 52.6 | 52.68 | 48.96 | 55.56 | 52.68 | 48.96 | 49.98 | 52.57 | 48.96 | 49.98 | 52.57 | 48.96 | 52.6 | 52.68 | 48.96 | 72.89 | 57.85 | 49.45 | 71.44 | 56.69 | 49.45 | 49.98 | 52.68 | 48.96
4112 | 39.8 | 44.76 | 37.23 | 39.8 | 44.76 | 37.23 | 39.8 | 44.76 | 37.23 | 39.8 | 44.76 | 37.23 | 39.8 | 47.15 | 37.23 | 40.5 | 47.3 | 37.23 | 39.8 | 44.76 | 37.23 | 39.8 | 44.76 | 37.23 | 39.8 | 47.15 | 37.23 | 45.62 | 47.56 | 37.6 | 44.71 | 45.24 | 36.85 | 39.8 | 44.76 | 37.23 | 50.38 | 52.97 | 49.36 | 50.38 | 52.97 | 49.36 | 50.38 | 52.97 | 49.36 | 50.38 | 52.97 | 49.36 | 53.01 | 53.08 | 49.36 | 55.96 | 53.08 | 49.36 | 50.38 | 52.97 | 49.36 | 50.38 | 52.97 | 49.36 | 53.01 | 53.08 | 49.36 | 61.64 | 68.06 | 49.86 | 60.41 | 53.51 | 49.78 | 50.38 | 52.97 | 49.36
4113 | 39.89 | 44.85 | 37.32 | 39.89 | 44.85 | 37.32 | 39.89 | 44.85 | 37.32 | 39.89 | 44.85 | 37.32 | 39.89 | 44.86 | 37.32 | 40.59 | 44.86 | 37.32 | 39.89 | 44.85 | 37.32 | 39.89 | 44.85 | 37.32 | 39.89 | 44.86 | 37.32 | 40.53 | 45.31 | 37.69 | 40.29 | 44.4 | 36.94 | 39.89 | 44.85 | 37.32 | 50.48 | 53.06 | 49.45 | 50.48 | 53.06 | 49.45 | 50.48 | 53.06 | 49.45 | 50.48 | 53.06 | 49.11 | 53.1 | 53.17 | 49.45 | 55.6 | 53.17 | 49.45 | 50.48 | 53.06 | 49.45 | 50.48 | 53.06 | 49.45 | 53.1 | 53.17 | 49.45 | 55.05 | 54.56 | 49.61 | 53.4 | 52.53 | 48.62 | 50.48 | 53.06 | 49.45
4114 | 39.97 | 44.93 | 37.4 | 39.97 | 44.93 | 37.4 | 39.97 | 44.93 | 37.4 | 39.97 | 44.93 | 37.4 | 39.97 | 44.93 | 37.4 | 39.97 | 44.93 | 37.4 | 39.97 | 44.93 | 37.4 | 39.97 | 44.93 | 37.4 | 39.97 | 44.93 | 37.4 | 39.57 | 45.39 | 37.02 | 39.57 | 44.48 | 34.42 | 39.97 | 44.93 | 37.4 | 50.56 | 53.14 | 47.59 | 50.56 | 53.14 | 47.59 | 50.56 | 53.14 | 47.59 | 50.56 | 53.14 | 46.17 | 53.18 | 53.14 | 47.59 | 54.5 | 53.14 | 47.59 | 50.56 | 53.14 | 47.59 | 50.56 | 53.14 | 47.59 | 53.18 | 53.14 | 47.59 | 53.95 | 52.61 | 47.12 | 52.33 | 51.56 | 44.8 | 50.56 | 53.14 | 47.59
4115 | 39.93 | 44.9 | 37.36 | 39.93 | 44.9 | 37.36 | 39.93 | 44.9 | 37.36 | 39.93 | 44.9 | 37.36 | 39.93 | 44.9 | 37.36 | 39.93 | 44.9 | 37.36 | 39.93 | 44.9 | 37.36 | 39.93 | 44.9 | 37.36 | 39.93 | 44.9 | 37.36 | 39.53 | 45.35 | 36.99 | 39.53 | 0 | 0 | 39.93 | 44.9 | 37.36 | 50.52 | 53.11 | 47.12 | 50.52 | 53.11 | 47.12 | 50.52 | 53.11 | 47.12 | 50.52 | 53.11 | 46.17 | 53.14 | 53.11 | 47.12 | 53.29 | 53.11 | 47.12 | 50.52 | 53.11 | 47.12 | 50.52 | 53.11 | 47.12 | 53.14 | 53.11 | 47.12 | 52.76 | 52.58 | 46.87 | 51.18 | 47.66 | 44.8 | 50.52 | 53.11 | 47.12
4116 | 39.78 | 44.75 | 37.21 | 39.78 | 44.75 | 37.21 | 39.78 | 44.75 | 37.21 | 39.78 | 44.75 | 37.21 | 39.78 | 44.75 | 37.21 | 39.78 | 44.75 | 37.21 | 39.78 | 44.75 | 37.21 | 39.78 | 44.75 | 37.21 | 39.78 | 44.75 | 37.21 | 39.38 | 45.2 | 36.84 | 39.38 | 44.29 | 34.42 | 39.78 | 44.75 | 37.21 | 50.37 | 52.81 | 47.12 | 50.37 | 52.81 | 47.12 | 50.37 | 52.81 | 47.12 | 50.37 | 52.81 | 46.17 | 52.99 | 52.81 | 47.12 | 52.99 | 52.81 | 47.12 | 50.37 | 52.81 | 47.12 | 50.37 | 52.81 | 47.12 | 52.99 | 52.81 | 47.12 | 52.46 | 52.28 | 46.87 | 51.18 | 47.66 | 44.8 | 50.37 | 52.81 | 47.12
4117 | 39.63 | 44.6 | 37.06 | 39.63 | 44.6 | 37.06 | 39.63 | 44.6 | 37.06 | 39.63 | 44.6 | 37.06 | 39.63 | 44.6 | 37.06 | 39.73 | 44.6 | 37.06 | 39.63 | 44.6 | 37.06 | 39.63 | 44.6 | 37.06 | 39.63 | 44.6 | 37.06 | 39.34 | 45.05 | 36.69 | 39.23 | 0 | 0 | 39.63 | 44.6 | 37.06 | 50.22 | 52.81 | 47.34 | 50.22 | 52.81 | 47.34 | 50.22 | 52.81 | 47.34 | 50.22 | 52.81 | 46.17 | 50.22 | 52.81 | 47.34 | 52.75 | 52.81 | 47.34 | 50.22 | 52.81 | 47.34 | 50.22 | 52.81 | 47.34 | 50.22 | 52.81 | 47.34 | 52.22 | 52.28 | 46.87 | 51.18 | 51.23 | 0 | 50.22 | 52.81 | 47.34
4118 | 39.44 | 44.4 | 36.87 | 39.44 | 44.4 | 36.87 | 39.44 | 44.4 | 36.87 | 39.44 | 44.4 | 36.87 | 39.44 | 44.4 | 36.87 | 39.73 | 44.4 | 36.87 | 39.44 | 44.4 | 36.87 | 39.44 | 44.4 | 36.87 | 39.44 | 44.4 | 36.87 | 39.34 | 44.85 | 36.69 | 39.04 | 0 | 0 | 39.44 | 44.4 | 36.87 | 50.03 | 52.62 | 48.12 | 50.03 | 52.62 | 48.12 | 50.03 | 52.62 | 48.12 | 50.03 | 52.62 | 46.17 | 52.65 | 52.62 | 48.12 | 53.74 | 52.62 | 48.12 | 50.03 | 52.62 | 48.12 | 50.03 | 52.62 | 49 | 52.65 | 52.62 | 48.12 | 53.4 | 52.28 | 47.64 | 52.33 | 51.23 | 44.8 | 50.03 | 52.62 | 48.12
4119 | 39.23 | 44.19 | 36.66 | 39.23 | 44.19 | 36.66 | 39.23 | 44.19 | 36.66 | 39.23 | 44.19 | 36.66 | 39.23 | 44.19 | 36.66 | 39.93 | 44.19 | 36.66 | 39.23 | 44.19 | 36.66 | 39.23 | 44.19 | 36.66 | 39.23 | 44.19 | 36.66 | 39.62 | 44.64 | 36.69 | 39.23 | 43.3 | 0 | 39.23 | 44.19 | 36.66 | 49.82 | 52.4 | 48.79 | 49.82 | 52.4 | 48.79 | 49.82 | 52.4 | 48.79 | 49.82 | 52.4 | 48.79 | 52.44 | 52.4 | 48.79 | 54.5 | 52.4 | 48.79 | 49.82 | 52.4 | 48.79 | 49.82 | 52.4 | 48.79 | 52.44 | 52.4 | 48.79 | 53.95 | 52.28 | 49.28 | 52.33 | 51.23 | 46.85 | 49.82 | 52.4 | 48.79
4120 | 39.06 | 44.03 | 36.49 | 39.06 | 44.03 | 36.49 | 39.06 | 44.03 | 36.49 | 39.06 | 44.03 | 36.49 | 39.06 | 46.42 | 36.49 | 39.77 | 46.57 | 36.49 | 39.06 | 44.03 | 36.49 | 39.06 | 44.03 | 36.49 | 39.06 | 46.42 | 36.49 | 40.8 | 47.81 | 36.86 | 39.98 | 44.47 | 36.12 | 39.06 | 44.03 | 36.49 | 49.65 | 52.24 | 48.63 | 49.65 | 52.24 | 48.63 | 49.65 | 52.24 | 48.63 | 49.65 | 52.24 | 48.63 | 52.27 | 52.34 | 48.63 | 55.23 | 52.34 | 48.63 | 49.65 | 52.24 | 48.63 | 49.65 | 52.24 | 48.63 | 52.27 | 52.34 | 48.63 | 57.51 | 54.4 | 49.12 | 56.36 | 52.77 | 48.14 | 49.65 | 52.24 | 48.63
4121 | 39.03 | 44 | 36.46 | 39.03 | 44 | 36.46 | 39.03 | 44 | 36.46 | 39.03 | 44 | 36.46 | 39.03 | 46.39 | 36.46 | 39.74 | 46.54 | 36.46 | 39.03 | 44 | 36.46 | 39.03 | 44 | 36.46 | 39.03 | 46.39 | 36.46 | 48.08 | 61.38 | 37.97 | 47.12 | 44.44 | 36.83 | 39.03 | 44 | 36.46 | 49.62 | 52.21 | 48.6 | 49.62 | 52.21 | 48.6 | 49.62 | 52.21 | 48.6 | 49.62 | 52.21 | 48.6 | 52.24 | 52.31 | 48.6 | 55.2 | 52.31 | 48.6 | 49.62 | 52.21 | 48.6 | 49.62 | 52.21 | 48.6 | 52.24 | 52.31 | 48.6 | 64.48 | 73.52 | 50.61 | 63.19 | 52.74 | 49.09 | 49.62 | 52.21 | 48.6
4122 | 39.03 | 44 | 36.46 | 39.03 | 44 | 36.46 | 39.03 | 44 | 36.46 | 39.03 | 44 | 36.46 | 39.03 | 46.39 | 36.46 | 39.74 | 46.54 | 36.46 | 39.03 | 44 | 36.46 | 39.03 | 44 | 36.46 | 39.03 | 46.39 | 36.46 | 52.61 | 71.83 | 50.35 | 51.56 | 44.44 | 36.83 | 39.03 | 44 | 36.46 | 49.62 | 52.21 | 48.59 | 49.62 | 52.21 | 48.59 | 49.62 | 52.21 | 48.59 | 49.62 | 52.21 | 48.59 | 52.24 | 52.31 | 48.59 | 55.2 | 52.31 | 48.59 | 49.62 | 52.21 | 48.59 | 49.62 | 52.21 | 48.59 | 52.24 | 52.31 | 48.59 | 72.57 | 82.37 | 100.39 | 71.12 | 52.73 | 49.09 | 49.62 | 52.21 | 48.59
4123 | 38.95 | 43.91 | 36.38 | 38.95 | 43.91 | 36.38 | 38.95 | 43.91 | 36.38 | 38.95 | 43.91 | 36.38 | 38.95 | 46.31 | 36.38 | 39.65 | 46.46 | 36.38 | 38.95 | 43.91 | 36.38 | 38.95 | 43.91 | 36.38 | 38.95 | 46.31 | 36.38 | 52.61 | 71.92 | 66.62 | 51.56 | 44.36 | 36.74 | 38.95 | 43.91 | 36.38 | 49.53 | 52.12 | 48.51 | 49.53 | 52.12 | 48.51 | 49.53 | 52.12 | 48.51 | 49.53 | 52.12 | 48.51 | 52.16 | 52.23 | 48.51 | 55.11 | 52.23 | 48.51 | 49.53 | 52.12 | 48.51 | 49.53 | 52.12 | 48.51 | 52.16 | 52.23 | 48.51 | 72.57 | 93.29 | 102.4 | 71.12 | 52.95 | 49 | 49.53 | 52.12 | 48.51
4124 | 38.71 | 43.67 | 36.14 | 38.71 | 43.67 | 36.14 | 38.71 | 43.67 | 36.14 | 38.71 | 43.67 | 36.14 | 38.71 | 46.07 | 36.14 | 39.41 | 46.22 | 36.14 | 38.71 | 43.67 | 36.14 | 38.71 | 43.67 | 36.14 | 38.71 | 46.07 | 36.14 | 52.61 | 71.92 | 66.62 | 51.56 | 44.12 | 36.5 | 38.71 | 43.67 | 36.14 | 49.3 | 51.88 | 48.3 | 49.3 | 51.88 | 48.3 | 49.3 | 51.88 | 48.3 | 49.3 | 51.88 | 48.3 | 51.92 | 51.99 | 48.3 | 54.88 | 51.99 | 48.3 | 49.3 | 51.88 | 48.3 | 49.3 | 51.88 | 48.27 | 51.92 | 51.99 | 48.3 | 72.16 | 93.29 | 102.4 | 70.72 | 52.95 | 48.78 | 49.3 | 51.88 | 48.3
4125 | 38.6 | 43.57 | 36.03 | 38.6 | 43.57 | 36.03 | 38.6 | 43.57 | 36.03 | 38.6 | 43.57 | 36.03 | 38.6 | 45.96 | 36.03 | 39.31 | 46.11 | 36.03 | 38.6 | 43.57 | 36.03 | 38.6 | 43.57 | 36.03 | 38.6 | 45.96 | 36.03 | 52.08 | 65.83 | 66.62 | 51.04 | 44.01 | 36.39 | 38.6 | 43.57 | 36.03 | 49.19 | 51.78 | 48.16 | 49.19 | 51.78 | 48.16 | 49.19 | 51.78 | 48.16 | 49.19 | 51.78 | 48.16 | 49.19 | 51.88 | 48.16 | 54.77 | 51.88 | 48.16 | 49.19 | 51.78 | 48.16 | 49.19 | 51.78 | 48.16 | 49.19 | 51.88 | 48.16 | 72.16 | 93.29 | 102.4 | 70.72 | 52.95 | 48.78 | 49.19 | 51.78 | 48.16
4126 | 38.66 | 43.62 | 36.09 | 38.66 | 43.62 | 36.09 | 38.66 | 43.62 | 36.09 | 38.66 | 43.62 | 36.09 | 38.66 | 46.02 | 36.09 | 39.36 | 46.17 | 36.09 | 38.66 | 43.62 | 36.09 | 38.66 | 43.62 | 36.09 | 38.66 | 46.02 | 36.09 | 44.71 | 63.93 | 66.62 | 43.82 | 62.65 | 38.24 | 38.66 | 43.62 | 36.09 | 49.25 | 51.83 | 48.22 | 49.25 | 51.83 | 48.22 | 49.25 | 51.83 | 48.22 | 49.25 | 51.83 | 48.22 | 49.25 | 51.94 | 48.22 | 54.83 | 51.94 | 48.22 | 49.25 | 51.83 | 48.22 | 49.25 | 51.83 | 48.22 | 49.25 | 51.94 | 48.22 | 63 | 76.82 | 102.4 | 61.75 | 73.87 | 49.78 | 49.25 | 51.83 | 48.22
4127 | 38.22 | 43.19 | 35.65 | 38.22 | 43.19 | 35.65 | 38.22 | 43.19 | 35.65 | 38.22 | 43.19 | 35.65 | 38.22 | 45.58 | 35.65 | 38.93 | 45.73 | 35.65 | 38.22 | 43.19 | 35.65 | 38.22 | 43.19 | 35.65 | 38.22 | 45.58 | 35.65 | 39.98 | 61.84 | 66.62 | 39.19 | 60.6 | 49.35 | 38.22 | 43.19 | 35.65 | 48.81 | 51.4 | 47.78 | 48.81 | 51.4 | 47.78 | 48.81 | 51.4 | 47.78 | 48.81 | 51.4 | 47.78 | 48.81 | 51.5 | 47.78 | 54.39 | 51.5 | 47.78 | 48.81 | 51.4 | 47.78 | 48.81 | 51.4 | 47.78 | 48.81 | 51.5 | 47.78 | 59.03 | 75.28 | 78.35 | 57.85 | 73.77 | 73.75 | 48.81 | 51.4 | 47.78
4128 | 37.39 | 42.87 | 35.33 | 37.39 | 42.87 | 35.33 | 37.39 | 42.87 | 35.33 | 37.39 | 42.87 | 35.33 | 37.39 | 45.26 | 35.33 | 38.61 | 45.41 | 35.33 | 37.39 | 42.87 | 35.33 | 37.39 | 42.87 | 35.33 | 37.39 | 45.26 | 35.33 | 38.93 | 61.58 | 66.62 | 38.16 | 60.35 | 50.35 | 37.39 | 42.87 | 35.33 | 47.02 | 51.08 | 47.46 | 47.02 | 51.08 | 47.46 | 47.02 | 51.08 | 47.46 | 47.02 | 51.08 | 47.46 | 47.02 | 51.18 | 47.46 | 54.07 | 51.18 | 47.46 | 47.02 | 51.08 | 47.46 | 47.02 | 51.08 | 47.46 | 47.02 | 51.18 | 47.46 | 54.61 | 75.28 | 78.35 | 53.53 | 73.78 | 76.78 | 47.02 | 51.08 | 47.46
4129 | 37.35 | 42.32 | 34.78 | 37.35 | 42.32 | 34.78 | 37.35 | 42.32 | 34.78 | 37.35 | 42.32 | 34.78 | 37.35 | 44.71 | 34.78 | 38.06 | 44.86 | 34.78 | 37.35 | 42.32 | 34.78 | 37.35 | 42.32 | 34.78 | 37.35 | 44.71 | 34.78 | 38.8 | 60.34 | 52.96 | 38.16 | 59.14 | 51.9 | 37.35 | 42.32 | 34.78 | 47.02 | 50.53 | 46.92 | 47.02 | 50.53 | 46.92 | 47.02 | 50.53 | 46.92 | 47.02 | 50.53 | 46.92 | 47.02 | 50.63 | 46.92 | 53.29 | 50.63 | 46.92 | 47.02 | 50.53 | 46.92 | 47.02 | 50.53 | 46.92 | 47.02 | 50.63 | 46.92 | 53.83 | 75.28 | 78.35 | 52.76 | 75.28 | 77.57 | 47.02 | 50.53 | 46.92
4130 | 36.51 | 41.9 | 34.37 | 36.51 | 41.9 | 34.37 | 36.51 | 41.9 | 34.37 | 36.51 | 41.9 | 34.37 | 36.51 | 44.29 | 34.37 | 37.64 | 44.45 | 34.37 | 36.51 | 41.9 | 34.37 | 36.51 | 41.9 | 34.37 | 36.51 | 44.29 | 34.37 | 38.02 | 55.46 | 50.35 | 37.64 | 54.36 | 50.35 | 36.51 | 41.9 | 34.37 | 47.02 | 50.11 | 46.5 | 47.02 | 50.11 | 46.5 | 47.02 | 50.11 | 46.5 | 47.02 | 50.11 | 46.5 | 47.02 | 50.22 | 46.5 | 52.86 | 50.22 | 46.5 | 47.02 | 50.11 | 46.5 | 47.02 | 50.11 | 46.5 | 47.02 | 50.22 | 46.5 | 53.4 | 75.28 | 78.35 | 52.33 | 75.28 | 77.57 | 47.02 | 50.11 | 46.5
4131 | 36.15 | 41.41 | 33.88 | 36.15 | 41.41 | 33.88 | 36.15 | 41.41 | 33.88 | 36.15 | 41.41 | 33.88 | 36.15 | 43.8 | 33.88 | 37.15 | 43.96 | 33.88 | 36.15 | 41.41 | 33.88 | 36.15 | 41.41 | 33.88 | 36.15 | 43.8 | 33.88 | 37.64 | 53.6 | 49.93 | 37.64 | 52.54 | 48.94 | 36.15 | 41.41 | 33.88 | 46.23 | 49.62 | 46.17 | 46.23 | 49.62 | 46.17 | 46.23 | 49.62 | 46.17 | 46.23 | 49.62 | 46.17 | 46.23 | 49.73 | 46.11 | 52.61 | 49.73 | 46.11 | 46.23 | 49.62 | 46.01 | 46.23 | 49.62 | 46.01 | 46.23 | 49.73 | 46.11 | 53.4 | 73.52 | 76.02 | 52.33 | 73.52 | 76.02 | 46.23 | 49.62 | 46.17
4132 | 36.23 | 41.19 | 33.66 | 36.23 | 41.19 | 33.66 | 36.23 | 41.19 | 33.66 | 36.23 | 41.19 | 33.66 | 36.23 | 43.58 | 33.66 | 36.93 | 43.74 | 33.66 | 36.23 | 41.19 | 33.66 | 36.23 | 41.19 | 33.66 | 36.23 | 43.58 | 33.66 | 38.67 | 53.6 | 41.95 | 37.9 | 52.54 | 41.53 | 36.23 | 41.19 | 33.66 | 46.69 | 49.4 | 46.17 | 46.69 | 49.4 | 46.17 | 46.69 | 49.4 | 46.17 | 46.69 | 49.4 | 46.17 | 46.69 | 49.51 | 45.79 | 52.39 | 49.51 | 45.89 | 46.69 | 49.4 | 45.79 | 46.69 | 49.4 | 45.79 | 46.69 | 49.51 | 45.79 | 53.4 | 68.43 | 58.76 | 52.33 | 68.43 | 58.76 | 46.69 | 49.4 | 46.17
4133 | 36.95 | 41.92 | 34.39 | 36.95 | 41.92 | 34.39 | 36.95 | 41.92 | 34.39 | 36.95 | 41.92 | 34.39 | 36.95 | 44.31 | 34.39 | 37.66 | 44.47 | 34.39 | 36.95 | 41.92 | 34.39 | 36.95 | 41.92 | 34.39 | 36.95 | 44.31 | 34.39 | 40.3 | 61.99 | 49.35 | 39.49 | 61.99 | 49.35 | 36.95 | 41.92 | 34.39 | 47.54 | 50.13 | 46.52 | 47.54 | 50.13 | 46.52 | 47.54 | 50.13 | 46.52 | 47.54 | 50.13 | 46.52 | 47.54 | 50.24 | 46.52 | 53.12 | 50.24 | 46.52 | 47.54 | 50.13 | 46.52 | 47.54 | 50.13 | 46.52 | 47.54 | 50.24 | 46.52 | 57.03 | 75.28 | 60.43 | 57.03 | 75.28 | 60.43 | 47.54 | 50.13 | 46.52
4134 | 38.13 | 43.1 | 35.56 | 38.13 | 43.1 | 35.56 | 38.13 | 43.1 | 35.56 | 38.13 | 43.1 | 35.56 | 38.13 | 45.49 | 35.56 | 38.84 | 45.64 | 35.56 | 38.13 | 43.1 | 35.56 | 38.13 | 43.1 | 35.56 | 38.13 | 45.49 | 35.56 | 46.5 | 63.06 | 49.35 | 45.57 | 61.81 | 48.37 | 38.13 | 43.1 | 35.56 | 48.72 | 51.31 | 47.7 | 48.72 | 51.31 | 47.7 | 48.72 | 51.31 | 47.7 | 48.72 | 51.31 | 47.7 | 51.34 | 51.41 | 47.7 | 54.3 | 51.41 | 47.7 | 48.72 | 51.31 | 47.7 | 48.72 | 51.31 | 47.7 | 51.34 | 51.41 | 47.7 | 72.05 | 74.37 | 54.02 | 72.05 | 73.63 | 52.94 | 48.72 | 51.31 | 47.7
4135 | 38.83 | 43.8 | 36.26 | 38.83 | 43.8 | 36.26 | 38.83 | 43.8 | 36.26 | 38.83 | 43.8 | 36.26 | 38.83 | 46.19 | 36.26 | 39.54 | 46.35 | 36.26 | 38.83 | 43.8 | 36.26 | 38.83 | 43.8 | 36.26 | 38.83 | 46.19 | 36.26 | 52.61 | 62 | 37.76 | 51.56 | 60.76 | 37.01 | 38.83 | 43.8 | 36.26 | 49.42 | 52.01 | 48.4 | 49.42 | 52.01 | 48.4 | 49.42 | 52.01 | 48.4 | 49.42 | 52.01 | 48.4 | 52.04 | 52.12 | 48.4 | 55 | 52.12 | 48.4 | 49.42 | 52.01 | 48.4 | 49.42 | 52.01 | 48.4 | 52.04 | 52.12 | 48.4 | 71.77 | 57.57 | 50.54 | 70.35 | 56.43 | 49.78 | 49.42 | 52.01 | 48.4
4136 | 39.29 | 44.26 | 36.72 | 39.29 | 44.26 | 36.72 | 39.29 | 44.26 | 36.72 | 39.29 | 44.26 | 36.72 | 39.29 | 46.65 | 36.72 | 40 | 46.8 | 36.72 | 39.29 | 44.26 | 36.72 | 39.29 | 44.26 | 36.72 | 39.29 | 46.65 | 36.72 | 52.61 | 50.02 | 37.09 | 51.56 | 47.56 | 36.35 | 39.29 | 44.26 | 36.72 | 49.88 | 52.47 | 48.86 | 49.88 | 52.47 | 48.86 | 49.88 | 52.47 | 48.86 | 49.88 | 52.47 | 48.86 | 52.5 | 52.57 | 48.86 | 55.46 | 52.57 | 48.86 | 49.88 | 52.47 | 48.86 | 49.88 | 52.47 | 48.86 | 52.5 | 52.57 | 48.86 | 67.27 | 55.7 | 49.35 | 65.93 | 54.59 | 48.61 | 49.88 | 52.47 | 48.86
4137 | 39.45 | 44.42 | 36.88 | 39.45 | 44.42 | 36.88 | 39.45 | 44.42 | 36.88 | 39.45 | 44.42 | 36.88 | 39.45 | 46.81 | 36.88 | 40.16 | 46.96 | 36.88 | 39.45 | 44.42 | 36.88 | 39.45 | 44.42 | 36.88 | 39.45 | 46.81 | 36.88 | 41.82 | 46.63 | 37.26 | 40.98 | 44.87 | 36.52 | 39.45 | 44.42 | 36.88 | 50.04 | 52.6 | 49.02 | 50.04 | 52.6 | 49.02 | 50.04 | 52.6 | 49.02 | 50.04 | 52.6 | 49.02 | 52.66 | 52.74 | 49.02 | 55.62 | 52.74 | 49.02 | 50.04 | 52.63 | 49.02 | 50.04 | 52.63 | 49.02 | 52.66 | 52.74 | 49.02 | 57.03 | 53.13 | 49.51 | 55.89 | 52.08 | 48.53 | 50.04 | 52.6 | 49.02
4138 | 39.51 | 44.29 | 36.94 | 39.51 | 44.29 | 36.94 | 39.51 | 44.29 | 36.94 | 39.51 | 44.29 | 36.94 | 39.51 | 44.84 | 36.94 | 40.22 | 44.84 | 36.94 | 39.51 | 44.48 | 36.94 | 39.51 | 44.48 | 36.94 | 39.51 | 44.84 | 36.94 | 40.53 | 44.74 | 36.57 | 39.91 | 43.85 | 35.84 | 39.51 | 44.29 | 36.94 | 50.1 | 48.43 | 48.62 | 50.1 | 48.43 | 48.62 | 50.1 | 48.43 | 48.62 | 50.1 | 48.43 | 48.14 | 52.72 | 50.16 | 48.62 | 55.05 | 50.16 | 48.62 | 50.1 | 50.16 | 48.62 | 50.1 | 52.69 | 49.07 | 52.72 | 50.16 | 48.62 | 54.5 | 49.65 | 48.14 | 52.86 | 47.95 | 47.17 | 50.1 | 48.43 | 48.62
4139 | 39.4 | 43.84 | 36.83 | 39.4 | 43.84 | 36.83 | 39.4 | 43.84 | 36.83 | 39.4 | 43.84 | 36.83 | 39.4 | 44.37 | 36.83 | 40.11 | 44.37 | 36.83 | 39.4 | 44.37 | 36.83 | 39.4 | 44.37 | 36.83 | 39.4 | 44.37 | 36.83 | 39.98 | 43.92 | 36.46 | 39.8 | 43.4 | 35.73 | 39.4 | 43.84 | 36.83 | 49.99 | 48.43 | 48.14 | 49.99 | 48.43 | 48.14 | 49.99 | 48.43 | 48.14 | 49.99 | 48.43 | 48.14 | 52.61 | 49.3 | 48.14 | 53.94 | 49.3 | 48.14 | 49.99 | 49.3 | 48.14 | 49.99 | 52.58 | 48.14 | 52.61 | 49.3 | 48.14 | 53.4 | 48.81 | 47.65 | 52.33 | 47.83 | 47.65 | 49.99 | 48.43 | 48.14
4140 | 39.26 | 43.84 | 35.13 | 39.26 | 43.84 | 35.13 | 39.26 | 43.84 | 35.13 | 39.26 | 43.84 | 35.13 | 39.26 | 44.29 | 35.13 | 39.97 | 44.29 | 35.13 | 39.26 | 44.23 | 35.13 | 39.26 | 44.23 | 35.86 | 39.26 | 44.29 | 35.13 | 39.88 | 43.85 | 34.42 | 39.66 | 43.4 | 33.73 | 39.26 | 43.84 | 35.13 | 49.85 | 48.14 | 48.14 | 49.85 | 48.14 | 48.14 | 49.85 | 48.14 | 48.14 | 49.85 | 48.14 | 48.14 | 52.47 | 48.14 | 48.14 | 53.94 | 48.14 | 48.14 | 49.85 | 48.14 | 48.14 | 49.85 | 48.14 | 48.14 | 52.47 | 48.14 | 48.14 | 53.4 | 47.66 | 47.16 | 52.33 | 47.66 | 47.16 | 49.85 | 48.14 | 48.14
4141 | 39.02 | 42.96 | 35.13 | 39.02 | 42.96 | 35.13 | 39.02 | 42.96 | 35.13 | 39.02 | 42.96 | 35.13 | 39.02 | 44.29 | 35.13 | 39.73 | 44.29 | 35.13 | 39.02 | 43.99 | 35.13 | 39.02 | 43.99 | 35.86 | 39.02 | 44.29 | 35.13 | 39.42 | 43.4 | 34.42 | 39.19 | 42.53 | 33.4 | 39.02 | 42.96 | 35.13 | 49.61 | 48.14 | 48.14 | 49.61 | 48.14 | 48.14 | 49.61 | 48.14 | 48.14 | 49.61 | 48.14 | 48.14 | 52.23 | 48.14 | 48.14 | 53.29 | 48.14 | 48.14 | 49.61 | 48.14 | 48.14 | 49.61 | 48.14 | 48.14 | 52.23 | 48.14 | 48.14 | 52.76 | 47.66 | 47.16 | 51.7 | 46.7 | 46.23 | 49.61 | 48.14 | 48.14
4142 | 38.69 | 43.66 | 36.12 | 38.69 | 43.66 | 36.12 | 38.69 | 43.66 | 36.12 | 38.69 | 43.66 | 36.12 | 38.69 | 45.01 | 36.12 | 39.4 | 45.01 | 36.12 | 38.69 | 43.66 | 36.12 | 38.69 | 43.66 | 36.12 | 38.69 | 45.01 | 36.12 | 39.49 | 44.11 | 35.49 | 39.08 | 43.22 | 34.79 | 38.69 | 43.66 | 36.12 | 49.28 | 51.87 | 48.26 | 49.28 | 51.87 | 48.26 | 49.28 | 51.87 | 48.26 | 49.28 | 51.87 | 48.26 | 51.9 | 51.98 | 48.26 | 53.29 | 51.98 | 48.26 | 49.28 | 51.87 | 48.26 | 49.28 | 51.87 | 48.26 | 51.9 | 51.98 | 48.26 | 53.29 | 51.03 | 47.78 | 52.23 | 51.03 | 46.82 | 49.28 | 51.87 | 48.26
4143 | 38.39 | 43.36 | 35.82 | 38.39 | 43.36 | 35.82 | 38.39 | 43.36 | 35.82 | 38.39 | 43.36 | 35.82 | 38.39 | 45.75 | 35.82 | 39.1 | 45.9 | 35.82 | 38.39 | 43.36 | 35.82 | 38.39 | 43.36 | 35.82 | 38.39 | 45.75 | 35.82 | 39.49 | 46.37 | 35.46 | 38.78 | 43.8 | 35.46 | 38.39 | 43.36 | 35.82 | 48.98 | 51.57 | 47.96 | 48.98 | 51.57 | 47.96 | 48.98 | 51.57 | 47.96 | 48.98 | 51.57 | 47.96 | 51.6 | 51.67 | 47.96 | 53.94 | 51.67 | 47.96 | 48.98 | 51.57 | 47.96 | 48.98 | 51.57 | 47.96 | 51.6 | 51.67 | 47.96 | 53.94 | 51.57 | 47.64 | 52.86 | 51.05 | 47.48 | 48.98 | 51.57 | 47.96
4144 | 38.23 | 43.2 | 35.66 | 38.23 | 43.2 | 35.66 | 38.23 | 43.2 | 35.66 | 38.23 | 43.2 | 35.66 | 38.23 | 45.59 | 35.66 | 38.94 | 45.74 | 35.66 | 38.23 | 43.19 | 35.66 | 38.23 | 43.2 | 35.66 | 38.23 | 45.59 | 35.66 | 39.88 | 49.02 | 36.52 | 39.88 | 43.63 | 36.02 | 38.23 | 43.2 | 35.66 | 48.82 | 51.41 | 47.79 | 48.82 | 51.41 | 47.79 | 48.82 | 51.41 | 47.79 | 48.82 | 51.41 | 47.79 | 51.44 | 51.51 | 47.79 | 54.4 | 51.51 | 47.79 | 48.82 | 51.41 | 47.79 | 48.82 | 51.41 | 47.79 | 51.44 | 51.51 | 47.79 | 57.03 | 55.57 | 48.28 | 56.46 | 54.46 | 47.64 | 48.82 | 51.41 | 47.79
4145 | 38.38 | 43.34 | 35.81 | 38.38 | 43.34 | 35.81 | 38.38 | 43.34 | 35.81 | 38.38 | 43.34 | 35.81 | 38.38 | 45.74 | 35.81 | 39.08 | 45.89 | 35.81 | 38.38 | 43.34 | 35.81 | 38.38 | 43.34 | 35.81 | 38.38 | 45.74 | 35.81 | 50.08 | 63.1 | 58.94 | 49.08 | 61.84 | 57.18 | 38.38 | 43.34 | 35.81 | 48.97 | 51.55 | 47.94 | 48.97 | 51.55 | 47.94 | 48.97 | 51.55 | 47.94 | 48.97 | 51.55 | 47.94 | 51.59 | 51.66 | 47.94 | 54.55 | 51.66 | 47.94 | 48.97 | 51.55 | 47.94 | 48.97 | 51.55 | 47.94 | 51.59 | 51.66 | 47.94 | 67.68 | 74.64 | 52.93 | 66.6 | 73.87 | 51.87 | 48.97 | 51.55 | 47.94
4146 | 38.37 | 43.34 | 35.8 | 38.37 | 43.34 | 35.8 | 38.37 | 43.34 | 35.8 | 38.37 | 43.34 | 35.8 | 38.37 | 45.73 | 35.8 | 39.08 | 45.88 | 35.8 | 38.37 | 43.34 | 35.8 | 38.37 | 43.34 | 35.8 | 38.37 | 45.73 | 35.8 | 52.61 | 65.74 | 77.12 | 51.56 | 65.08 | 75.58 | 38.37 | 43.34 | 35.8 | 48.96 | 51.55 | 47.94 | 48.96 | 51.55 | 47.94 | 48.96 | 51.55 | 47.94 | 48.96 | 51.55 | 47.94 | 51.58 | 51.65 | 47.94 | 54.54 | 51.65 | 47.94 | 48.96 | 51.55 | 47.94 | 48.96 | 51.55 | 47.94 | 51.58 | 51.65 | 47.94 | 71.13 | 80.68 | 104.49 | 70.72 | 79.06 | 87.63 | 48.96 | 51.55 | 47.94
4147 | 38.2 | 43.17 | 35.64 | 38.2 | 43.17 | 35.64 | 38.2 | 43.17 | 35.64 | 38.2 | 43.17 | 35.64 | 38.2 | 45.56 | 35.64 | 38.91 | 45.72 | 35.64 | 38.2 | 43.17 | 35.64 | 38.2 | 43.17 | 35.64 | 38.2 | 45.56 | 35.64 | 52.61 | 78.33 | 77.12 | 51.56 | 78.33 | 77.12 | 38.2 | 43.17 | 35.64 | 48.79 | 51.38 | 47.77 | 48.79 | 51.38 | 47.77 | 48.79 | 51.38 | 47.77 | 48.79 | 51.38 | 47.77 | 51.42 | 51.49 | 47.77 | 54.37 | 51.49 | 47.77 | 48.79 | 51.38 | 47.77 | 48.79 | 51.38 | 47.77 | 51.42 | 51.49 | 47.77 | 75.29 | 97.11 | 105.57 | 74.54 | 97.11 | 102.41 | 48.79 | 51.38 | 47.77
4148 | 38.07 | 43.04 | 35.5 | 38.07 | 43.04 | 35.5 | 38.07 | 43.04 | 35.5 | 38.07 | 43.04 | 35.5 | 38.07 | 45.43 | 35.5 | 38.78 | 45.58 | 35.5 | 38.07 | 43.04 | 35.5 | 38.07 | 43.04 | 35.5 | 38.07 | 45.43 | 35.5 | 52.61 | 79.92 | 78.69 | 51.56 | 78.33 | 77.12 | 38.07 | 43.04 | 35.5 | 48.66 | 51.25 | 47.63 | 48.66 | 51.25 | 47.63 | 48.66 | 51.25 | 47.63 | 48.66 | 51.25 | 47.63 | 48.66 | 51.35 | 47.63 | 54.24 | 51.35 | 47.63 | 48.66 | 51.25 | 47.63 | 48.66 | 51.25 | 47.63 | 48.66 | 51.35 | 47.63 | 73.31 | 97.11 | 105.57 | 71.85 | 95.17 | 103.46 | 48.66 | 51.25 | 47.63
4149 | 37.97 | 42.93 | 35.4 | 37.97 | 42.93 | 35.4 | 37.97 | 42.93 | 35.4 | 37.97 | 42.93 | 35.4 | 37.97 | 45.33 | 35.4 | 38.68 | 45.48 | 35.4 | 37.97 | 42.93 | 35.4 | 37.97 | 42.93 | 35.4 | 37.97 | 45.33 | 35.4 | 52.61 | 79.92 | 78.69 | 51.56 | 78.33 | 77.12 | 37.97 | 42.93 | 35.4 | 48.56 | 51.15 | 47.53 | 48.56 | 51.15 | 47.53 | 48.56 | 51.15 | 47.53 | 48.56 | 51.15 | 47.53 | 48.56 | 51.25 | 47.53 | 54.14 | 51.25 | 47.53 | 48.56 | 51.15 | 47.53 | 48.56 | 51.15 | 47.53 | 48.56 | 51.25 | 47.53 | 72.16 | 97.11 | 105.57 | 70.72 | 95.17 | 103.46 | 48.56 | 51.15 | 47.53
4150 | 38.19 | 43.15 | 35.62 | 38.19 | 43.15 | 35.62 | 38.19 | 43.15 | 35.62 | 38.19 | 43.15 | 35.62 | 38.19 | 45.55 | 35.62 | 38.89 | 45.7 | 35.62 | 38.19 | 43.15 | 35.62 | 38.19 | 43.15 | 35.62 | 38.19 | 45.55 | 35.62 | 52.08 | 64.38 | 78.69 | 51.05 | 63.1 | 77.9 | 38.19 | 43.15 | 35.62 | 48.77 | 51.36 | 47.75 | 48.77 | 51.36 | 47.75 | 48.77 | 51.36 | 47.75 | 48.77 | 51.36 | 47.75 | 48.77 | 51.47 | 47.75 | 54.35 | 51.47 | 47.85 | 48.77 | 51.36 | 47.75 | 48.77 | 51.36 | 47.75 | 48.77 | 51.47 | 47.75 | 71.37 | 82.31 | 105.57 | 69.95 | 80.67 | 104.49 | 48.77 | 51.36 | 47.75
4151 | 37.74 | 42.71 | 35.17 | 37.74 | 42.71 | 35.17 | 37.74 | 42.71 | 35.17 | 37.74 | 42.71 | 35.17 | 37.74 | 45.1 | 35.17 | 38.45 | 45.26 | 35.17 | 37.74 | 42.71 | 35.17 | 37.74 | 42.71 | 35.17 | 37.74 | 45.1 | 35.17 | 44.7 | 64.38 | 78.69 | 43.81 | 63.1 | 78.69 | 37.74 | 42.71 | 35.17 | 48.33 | 50.92 | 47.31 | 48.33 | 50.92 | 47.31 | 48.33 | 50.92 | 47.31 | 48.33 | 50.92 | 47.31 | 48.33 | 51.03 | 47.31 | 53.91 | 51.03 | 47.31 | 48.33 | 50.92 | 47.31 | 48.33 | 50.92 | 47.31 | 48.33 | 51.03 | 47.31 | 63.13 | 81.49 | 105.57 | 61.87 | 80.68 | 104.49 | 48.33 | 50.92 | 47.31
4152 | 37.69 | 42.65 | 35.12 | 37.69 | 42.65 | 35.12 | 37.69 | 42.65 | 35.12 | 37.69 | 42.65 | 35.12 | 37.69 | 45.04 | 35.12 | 38.39 | 45.2 | 35.12 | 37.69 | 42.65 | 35.12 | 37.69 | 42.65 | 35.12 | 37.69 | 45.04 | 35.12 | 43.16 | 64.38 | 78.69 | 42.72 | 63.1 | 78.69 | 37.69 | 42.65 | 35.12 | 36.14 | 50.86 | 47.25 | 36.14 | 50.86 | 47.25 | 36.14 | 50.86 | 47.25 | 36.14 | 50.86 | 47.25 | 36.14 | 50.97 | 47.25 | 53.85 | 50.97 | 47.25 | 36.14 | 50.86 | 47.25 | 36.14 | 50.86 | 47.25 | 36.14 | 50.97 | 47.25 | 60.02 | 81.28 | 105.57 | 58.82 | 80.68 | 104.49 | 36.14 | 50.86 | 47.25
4153 | 21.17 | 42.15 | 34.61 | 21.17 | 42.15 | 34.61 | 21.17 | 42.15 | 34.61 | 21.17 | 42.15 | 34.61 | 21.17 | 44.54 | 34.61 | 37.89 | 44.69 | 34.61 | 21.17 | 42.15 | 34.61 | 21.17 | 42.15 | 34.61 | 21.17 | 44.54 | 34.61 | 42.12 | 64.38 | 78.69 | 42.12 | 63.1 | 78.69 | 21.17 | 42.15 | 34.61 | 36.14 | 50.36 | 46.75 | 36.14 | 50.36 | 46.75 | 36.14 | 50.36 | 46.75 | 36.14 | 50.36 | 46.75 | 36.14 | 50.46 | 46.75 | 53.35 | 50.46 | 46.75 | 36.14 | 50.36 | 46.75 | 36.14 | 50.36 | 46.75 | 36.14 | 50.46 | 46.75 | 60.02 | 80.68 | 105.57 | 58.82 | 80.68 | 104.49 | 36.14 | 50.36 | 46.75
4154 | 20.68 | 41.58 | 34.05 | 20.68 | 41.58 | 34.05 | 20.68 | 41.58 | 34.05 | 20.68 | 41.58 | 34.05 | 20.68 | 43.97 | 34.05 | 37.32 | 44.13 | 34.05 | 20.68 | 41.58 | 34.05 | 20.68 | 41.58 | 34.05 | 20.68 | 43.97 | 34.05 | 40.53 | 64.38 | 78.69 | 40.53 | 63.1 | 78.69 | 20.68 | 41.58 | 34.05 | 36.14 | 49.79 | 46.18 | 36.14 | 49.79 | 46.18 | 36.14 | 49.79 | 46.18 | 36.14 | 49.79 | 46.18 | 36.14 | 49.9 | 46.18 | 52.79 | 49.9 | 46.45 | 36.14 | 49.79 | 46.18 | 36.14 | 49.79 | 46.18 | 36.14 | 49.9 | 46.18 | 59.41 | 80.68 | 105.57 | 58.82 | 80.68 | 104.49 | 36.14 | 49.79 | 46.18
4155 | 20.68 | 40.92 | 33.38 | 20.68 | 40.92 | 33.38 | 20.68 | 40.92 | 33.38 | 20.68 | 40.92 | 33.38 | 20.68 | 43.3 | 33.38 | 36.66 | 43.46 | 33.38 | 20.68 | 40.92 | 33.38 | 20.68 | 40.92 | 33.38 | 20.68 | 43.3 | 33.38 | 40.39 | 64.38 | 78.69 | 40.39 | 63.1 | 77.12 | 20.68 | 40.92 | 33.38 | 36.14 | 49.13 | 45.51 | 36.14 | 49.13 | 45.51 | 36.14 | 49.13 | 45.51 | 36.14 | 49.13 | 46.17 | 36.14 | 49.23 | 45.51 | 52.12 | 49.23 | 45.61 | 36.14 | 49.13 | 45.51 | 36.14 | 49.13 | 45.51 | 36.14 | 49.23 | 45.51 | 56.46 | 80.68 | 105.57 | 55.89 | 79.06 | 104.49 | 36.14 | 49.13 | 45.51
4156 | 20.68 | 40.35 | 32.82 | 20.68 | 40.35 | 32.82 | 20.68 | 40.35 | 32.82 | 20.68 | 40.35 | 32.82 | 20.68 | 42.71 | 32.82 | 36.09 | 42.9 | 32.82 | 20.68 | 40.35 | 32.82 | 20.68 | 40.35 | 32.82 | 20.68 | 42.71 | 32.82 | 40.39 | 59.94 | 78.69 | 40.39 | 58.74 | 77.12 | 20.68 | 40.35 | 32.82 | 36.14 | 48.56 | 44.95 | 36.14 | 48.56 | 44.95 | 36.14 | 48.56 | 44.95 | 36.14 | 48.56 | 46.17 | 36.14 | 48.67 | 44.95 | 51.55 | 48.67 | 45.05 | 36.14 | 48.56 | 44.95 | 36.14 | 48.56 | 44.95 | 36.14 | 48.67 | 44.95 | 56.04 | 79.87 | 104.49 | 55.89 | 78.27 | 102.4 | 36.14 | 48.56 | 44.95
4157 | 35.11 | 40.08 | 32.54 | 35.11 | 40.08 | 32.54 | 35.11 | 40.08 | 32.54 | 35.11 | 40.08 | 32.54 | 35.11 | 42.41 | 32.54 | 35.82 | 42.62 | 32.54 | 35.11 | 40.08 | 32.54 | 35.11 | 40.08 | 32.54 | 35.11 | 42.41 | 32.54 | 40.39 | 58.73 | 77.12 | 40.39 | 57.56 | 75.58 | 35.11 | 40.08 | 32.54 | 45.7 | 48.29 | 44.68 | 45.7 | 48.29 | 44.68 | 45.7 | 48.29 | 44.68 | 45.7 | 48.43 | 44.78 | 45.7 | 48.39 | 44.68 | 51.28 | 48.39 | 44.77 | 45.7 | 48.29 | 44.68 | 45.7 | 48.29 | 44.68 | 45.7 | 48.39 | 44.68 | 56.04 | 75.8 | 104.49 | 55.89 | 74.28 | 102.4 | 45.7 | 48.29 | 44.68
4158 | 35.81 | 40.78 | 33.24 | 35.81 | 40.78 | 33.24 | 35.81 | 40.78 | 33.24 | 35.81 | 40.78 | 33.24 | 35.81 | 43.16 | 33.24 | 36.52 | 43.32 | 33.24 | 35.81 | 40.78 | 33.24 | 35.81 | 40.78 | 33.24 | 35.81 | 43.16 | 33.24 | 40.8 | 58.54 | 69.5 | 40.8 | 57.38 | 68.11 | 35.81 | 40.78 | 33.24 | 46.4 | 48.99 | 45.38 | 46.4 | 48.99 | 45.38 | 46.4 | 48.99 | 45.38 | 46.4 | 48.99 | 45.38 | 46.4 | 49.1 | 45.38 | 51.98 | 49.1 | 45.48 | 46.4 | 48.99 | 45.38 | 46.4 | 48.99 | 45.38 | 46.4 | 49.1 | 45.38 | 60.65 | 74.27 | 82.43 | 59.44 | 72.78 | 80.78 | 46.4 | 48.99 | 45.38
4159 | 36.75 | 41.72 | 34.18 | 36.75 | 41.72 | 34.18 | 36.75 | 41.72 | 34.18 | 36.75 | 41.72 | 34.18 | 36.75 | 44.1 | 34.18 | 37.46 | 44.26 | 34.18 | 36.75 | 41.72 | 34.18 | 36.75 | 41.72 | 34.18 | 36.75 | 44.1 | 34.18 | 48.61 | 55.79 | 37.7 | 47.64 | 54.68 | 36.95 | 36.75 | 41.72 | 34.18 | 47.34 | 49.93 | 46.31 | 47.34 | 49.93 | 46.31 | 47.34 | 49.93 | 46.31 | 47.34 | 49.93 | 46.31 | 47.34 | 50.03 | 46.31 | 52.92 | 50.03 | 46.41 | 47.34 | 49.93 | 46.31 | 47.34 | 49.93 | 46.31 | 47.34 | 50.03 | 46.31 | 67.08 | 70.53 | 56.43 | 65.74 | 69.12 | 52.93 | 47.34 | 49.93 | 46.31
4160 | 37.44 | 42.41 | 34.87 | 37.44 | 42.41 | 34.87 | 37.44 | 42.41 | 34.87 | 37.44 | 42.41 | 34.87 | 37.44 | 44.8 | 34.87 | 38.15 | 44.96 | 34.87 | 37.44 | 42.41 | 34.87 | 37.44 | 42.41 | 34.87 | 37.44 | 44.8 | 34.87 | 41.62 | 47.14 | 35.85 | 40.79 | 46.2 | 35.23 | 37.44 | 42.41 | 34.87 | 48.03 | 50.62 | 47.01 | 48.03 | 50.62 | 47.01 | 48.03 | 50.62 | 47.01 | 48.03 | 50.62 | 47.01 | 48.03 | 50.73 | 47.01 | 53.61 | 50.73 | 47.01 | 48.03 | 50.62 | 47.01 | 48.03 | 50.62 | 47.01 | 48.03 | 50.73 | 47.01 | 57.61 | 53.67 | 48.78 | 56.46 | 51.13 | 47.81 | 48.03 | 50.62 | 47.01
4161 | 37.88 | 42.84 | 35.31 | 37.88 | 42.84 | 35.31 | 37.88 | 42.84 | 35.31 | 37.88 | 42.84 | 35.31 | 37.88 | 44.51 | 35.31 | 38.58 | 44.51 | 35.31 | 37.88 | 42.84 | 35.31 | 37.88 | 42.84 | 35.31 | 37.88 | 44.51 | 35.31 | 46.98 | 44.96 | 35.66 | 46.05 | 43.28 | 35.66 | 37.88 | 42.84 | 35.31 | 48.46 | 51.05 | 47.44 | 48.46 | 51.05 | 47.44 | 48.46 | 51.05 | 47.44 | 48.46 | 51.05 | 47.44 | 48.46 | 51.16 | 47.44 | 54.04 | 51.16 | 47.44 | 48.46 | 51.05 | 47.44 | 48.46 | 51.05 | 47.44 | 48.46 | 51.16 | 47.44 | 57.03 | 53.14 | 48.78 | 55.89 | 51.57 | 47.92 | 48.46 | 51.05 | 47.44
4162 | 38.05 | 43.01 | 35.48 | 38.05 | 43.01 | 35.48 | 38.05 | 43.01 | 35.48 | 38.05 | 43.01 | 35.48 | 38.05 | 44.47 | 35.48 | 38.75 | 44.47 | 35.48 | 38.05 | 43.01 | 35.48 | 38.05 | 43.01 | 35.48 | 38.05 | 44.47 | 35.48 | 41.21 | 44.92 | 35.84 | 40.38 | 43.45 | 35.12 | 38.05 | 43.01 | 35.48 | 48.64 | 51.22 | 47.61 | 48.64 | 51.22 | 47.61 | 48.64 | 51.22 | 47.61 | 48.64 | 51.22 | 47.61 | 48.64 | 51.33 | 47.61 | 54.22 | 51.33 | 47.61 | 48.64 | 51.22 | 47.61 | 48.64 | 51.22 | 47.61 | 48.64 | 51.33 | 47.61 | 56.46 | 53.14 | 48.78 | 55.33 | 51.03 | 47.81 | 48.64 | 51.22 | 47.61
4163 | 38.13 | 43.1 | 35.56 | 38.13 | 43.1 | 35.56 | 38.13 | 43.1 | 35.56 | 38.13 | 43.1 | 35.56 | 38.13 | 44.47 | 35.56 | 38.84 | 44.47 | 35.56 | 38.13 | 43.1 | 35.56 | 38.13 | 43.1 | 35.56 | 38.13 | 44.47 | 35.56 | 40.39 | 44.92 | 35.92 | 39.58 | 43.52 | 35.2 | 38.13 | 43.1 | 35.56 | 48.72 | 51.31 | 47.7 | 48.72 | 51.31 | 47.7 | 48.72 | 51.31 | 47.7 | 48.72 | 51.31 | 47.7 | 48.72 | 51.42 | 47.7 | 53.94 | 51.42 | 47.7 | 48.72 | 51.31 | 47.7 | 48.72 | 51.31 | 47.7 | 48.72 | 51.42 | 47.7 | 53.94 | 53.67 | 48.78 | 52.86 | 51.03 | 47.64 | 48.72 | 51.31 | 47.7
4164 | 38.02 | 42.98 | 35.45 | 38.02 | 42.98 | 35.45 | 38.02 | 42.98 | 35.45 | 38.02 | 42.98 | 35.45 | 38.02 | 44.47 | 35.45 | 38.72 | 44.47 | 35.45 | 38.02 | 42.98 | 35.45 | 38.02 | 42.98 | 35.45 | 38.02 | 44.47 | 35.45 | 39.98 | 44.92 | 35.81 | 38.7 | 42.71 | 35.09 | 38.02 | 42.98 | 35.45 | 48.61 | 51.2 | 47.58 | 48.61 | 51.2 | 47.58 | 48.61 | 51.2 | 47.58 | 48.61 | 51.2 | 47.58 | 48.61 | 51.3 | 47.58 | 53.4 | 51.3 | 47.58 | 48.61 | 51.2 | 47.58 | 48.61 | 51.2 | 47.58 | 48.61 | 51.3 | 47.58 | 53.4 | 53.67 | 48.78 | 52.33 | 51.03 | 47.64 | 48.61 | 51.2 | 47.58
4165 | 37.77 | 42.73 | 35.2 | 37.77 | 42.73 | 35.2 | 37.77 | 42.73 | 35.2 | 37.77 | 42.73 | 35.2 | 37.77 | 44.47 | 35.2 | 38.47 | 44.47 | 35.2 | 37.77 | 42.73 | 35.2 | 37.77 | 42.73 | 35.2 | 37.77 | 44.47 | 35.2 | 39.58 | 44.92 | 35.55 | 38.15 | 42.71 | 34.84 | 37.77 | 42.73 | 35.2 | 48.36 | 50.94 | 47.33 | 48.36 | 50.94 | 47.33 | 48.36 | 50.94 | 47.33 | 48.36 | 50.94 | 47.33 | 48.36 | 51.05 | 47.33 | 52.73 | 51.05 | 47.33 | 48.36 | 50.94 | 47.33 | 48.36 | 50.94 | 47.33 | 48.36 | 51.05 | 47.33 | 52.55 | 53.67 | 48.78 | 51.5 | 51.03 | 47.64 | 48.36 | 50.94 | 47.33
4166 | 37.47 | 42.43 | 34.9 | 37.47 | 42.43 | 34.9 | 37.47 | 42.43 | 34.9 | 37.47 | 42.43 | 34.9 | 37.47 | 44.47 | 34.9 | 38.17 | 44.47 | 34.9 | 37.47 | 42.43 | 34.9 | 37.47 | 42.43 | 34.9 | 37.47 | 44.47 | 34.9 | 38.8 | 44.92 | 35.25 | 37.84 | 42.71 | 31.42 | 37.47 | 42.43 | 34.9 | 48.05 | 50.64 | 47.03 | 48.05 | 50.64 | 47.03 | 48.05 | 50.64 | 47.03 | 48.05 | 50.64 | 47.03 | 48.05 | 50.75 | 47.03 | 52.73 | 50.75 | 47.03 | 48.05 | 50.64 | 47.03 | 48.05 | 50.64 | 47.03 | 48.05 | 50.75 | 47.03 | 52.55 | 52.85 | 48.78 | 49.96 | 51.03 | 47.51 | 48.05 | 50.64 | 47.03
4167 | 37.34 | 42.31 | 34.77 | 37.34 | 42.31 | 34.77 | 37.34 | 42.31 | 34.77 | 37.34 | 42.31 | 34.77 | 37.34 | 44.51 | 34.77 | 38.05 | 44.51 | 34.77 | 37.34 | 42.31 | 34.77 | 37.34 | 42.31 | 34.77 | 37.34 | 44.51 | 34.77 | 39.49 | 44.96 | 35.13 | 37.72 | 42.74 | 34.42 | 37.34 | 42.31 | 34.77 | 47.93 | 50.52 | 46.91 | 47.93 | 50.52 | 46.91 | 47.93 | 50.52 | 46.91 | 47.93 | 50.52 | 46.91 | 47.93 | 50.63 | 46.91 | 52.73 | 50.63 | 46.91 | 47.93 | 50.52 | 46.91 | 47.93 | 50.52 | 46.91 | 47.93 | 50.63 | 46.91 | 53.26 | 53.67 | 48.78 | 50.64 | 51.03 | 47.38 | 47.93 | 50.52 | 46.91
4168 | 37.46 | 42.43 | 34.89 | 37.46 | 42.43 | 34.89 | 37.46 | 42.43 | 34.89 | 37.46 | 42.43 | 34.89 | 37.46 | 44.82 | 34.89 | 38.17 | 44.97 | 34.89 | 37.46 | 42.43 | 34.89 | 37.46 | 42.43 | 34.89 | 37.46 | 44.82 | 34.89 | 39.49 | 47.14 | 35.86 | 38.7 | 42.86 | 35.14 | 37.46 | 42.43 | 34.89 | 48.05 | 50.64 | 47.03 | 48.05 | 50.64 | 47.03 | 48.05 | 50.64 | 47.03 | 48.05 | 50.64 | 47.03 | 48.05 | 50.75 | 47.03 | 53.4 | 50.75 | 47.03 | 48.05 | 50.64 | 47.03 | 48.05 | 50.64 | 47.03 | 48.05 | 50.75 | 47.03 | 53.94 | 52.85 | 48.78 | 52.86 | 51.79 | 47.5 | 48.05 | 50.64 | 47.03
4169 | 37.7 | 42.66 | 35.13 | 37.7 | 42.66 | 35.13 | 37.7 | 42.66 | 35.13 | 37.7 | 42.66 | 35.13 | 37.7 | 45.06 | 35.13 | 38.4 | 45.21 | 35.13 | 37.7 | 42.66 | 35.13 | 37.7 | 42.66 | 35.13 | 37.7 | 45.06 | 35.13 | 41.21 | 56.4 | 36.95 | 40.38 | 55.26 | 36.21 | 37.7 | 42.66 | 35.13 | 48.29 | 50.87 | 47.26 | 48.29 | 50.87 | 47.26 | 48.29 | 50.87 | 47.26 | 48.29 | 50.87 | 47.26 | 48.29 | 50.98 | 47.26 | 53.87 | 50.98 | 47.26 | 48.29 | 50.87 | 47.26 | 48.29 | 50.87 | 47.26 | 48.29 | 50.98 | 47.26 | 57.03 | 62.44 | 51.57 | 55.89 | 61.19 | 49.78 | 48.29 | 50.87 | 47.26
4170 | 37.91 | 42.87 | 35.34 | 37.91 | 42.87 | 35.34 | 37.91 | 42.87 | 35.34 | 37.91 | 42.87 | 35.34 | 37.91 | 45.27 | 35.34 | 38.61 | 45.42 | 35.34 | 37.91 | 42.87 | 35.34 | 37.91 | 42.87 | 35.34 | 37.91 | 45.27 | 35.34 | 41.36 | 58.89 | 40.65 | 40.53 | 57.71 | 39.83 | 37.91 | 42.87 | 35.34 | 48.5 | 51.08 | 47.47 | 48.5 | 51.08 | 47.47 | 48.5 | 51.08 | 47.47 | 48.5 | 51.08 | 47.47 | 48.5 | 51.19 | 47.47 | 54.08 | 51.19 | 47.47 | 48.5 | 51.08 | 47.47 | 48.5 | 51.08 | 47.47 | 48.5 | 51.19 | 47.47 | 70.3 | 68.95 | 64.81 | 68.9 | 67.58 | 63.51 | 48.5 | 51.08 | 47.47
4171 | 37.97 | 42.93 | 35.4 | 37.97 | 42.93 | 35.4 | 37.97 | 42.93 | 35.4 | 37.97 | 42.93 | 35.4 | 37.97 | 45.32 | 35.4 | 38.67 | 45.48 | 35.4 | 37.97 | 42.93 | 35.4 | 37.97 | 42.93 | 35.4 | 37.97 | 45.32 | 35.4 | 48.18 | 58.89 | 40.65 | 47.22 | 57.71 | 39.83 | 37.97 | 42.93 | 35.4 | 48.55 | 51.14 | 47.53 | 48.55 | 51.14 | 47.53 | 48.55 | 51.14 | 47.53 | 48.55 | 51.14 | 47.53 | 48.55 | 51.25 | 47.53 | 54.13 | 51.25 | 47.53 | 48.55 | 51.14 | 47.53 | 48.55 | 51.14 | 47.53 | 48.55 | 51.25 | 47.53 | 70.3 | 72.29 | 65.69 | 69.6 | 70.85 | 64.37 | 48.55 | 51.14 | 47.53
4172 | 37.72 | 42.69 | 35.15 | 37.72 | 42.69 | 35.15 | 37.72 | 42.69 | 35.15 | 37.72 | 42.69 | 35.15 | 37.72 | 45.08 | 35.15 | 38.43 | 45.23 | 35.15 | 37.72 | 42.69 | 35.15 | 37.72 | 42.69 | 35.15 | 37.72 | 45.08 | 35.15 | 48.18 | 58.89 | 40.65 | 48.18 | 57.71 | 39.83 | 37.72 | 42.69 | 35.15 | 48.31 | 50.9 | 47.29 | 48.31 | 50.9 | 47.29 | 48.31 | 50.9 | 47.29 | 48.31 | 50.9 | 47.29 | 48.31 | 51 | 47.29 | 53.89 | 51 | 47.29 | 48.31 | 50.9 | 47.29 | 48.31 | 50.9 | 47.29 | 48.31 | 51 | 47.29 | 69.6 | 72.29 | 65.69 | 69.6 | 70.85 | 64.37 | 48.31 | 50.9 | 47.29
4173 | 37.64 | 42.61 | 35.07 | 37.64 | 42.61 | 35.07 | 37.64 | 42.61 | 35.07 | 37.64 | 42.61 | 35.07 | 37.64 | 45 | 35.07 | 38.35 | 45.15 | 35.07 | 37.64 | 42.61 | 35.07 | 37.64 | 42.61 | 35.07 | 37.64 | 45 | 35.07 | 41.43 | 57.71 | 39.84 | 41.43 | 57.71 | 39.84 | 37.64 | 42.61 | 35.07 | 48.23 | 50.82 | 47.2 | 48.23 | 50.82 | 47.2 | 48.23 | 50.82 | 47.2 | 48.23 | 50.82 | 47.2 | 48.23 | 50.92 | 47.2 | 53.81 | 50.92 | 47.2 | 48.23 | 50.82 | 47.2 | 48.23 | 50.82 | 47.2 | 48.23 | 50.92 | 47.2 | 68.9 | 72.29 | 65.69 | 68.9 | 71.56 | 64.38 | 48.23 | 50.82 | 47.2
4174 | 37.96 | 42.93 | 35.39 | 37.96 | 42.93 | 35.39 | 37.96 | 42.93 | 35.39 | 37.96 | 42.93 | 35.39 | 37.96 | 45.32 | 35.39 | 38.67 | 45.47 | 35.39 | 37.96 | 42.93 | 35.39 | 37.96 | 42.93 | 35.39 | 37.96 | 45.32 | 35.39 | 40.39 | 56.99 | 39.84 | 40.39 | 56.99 | 39.84 | 37.96 | 42.93 | 35.39 | 36.14 | 51.14 | 47.53 | 36.14 | 51.14 | 47.53 | 36.14 | 51.14 | 47.53 | 36.14 | 51.14 | 47.53 | 36.14 | 51.24 | 47.53 | 54.13 | 51.24 | 47.53 | 36.14 | 51.14 | 47.53 | 36.14 | 51.14 | 47.53 | 36.14 | 51.24 | 47.53 | 55.89 | 68.95 | 64.81 | 55.89 | 68.26 | 63.52 | 36.14 | 51.14 | 47.53
4175 | 18.29 | 41.52 | 35.13 | 18.29 | 41.52 | 35.13 | 18.29 | 41.52 | 35.13 | 18.29 | 41.52 | 35.13 | 18.29 | 45.05 | 35.13 | 38.4 | 45.21 | 35.13 | 18.29 | 41.53 | 35.13 | 18.29 | 41.53 | 35.13 | 18.29 | 45.05 | 35.13 | 39.19 | 50.02 | 40.24 | 39.19 | 49.02 | 39.44 | 18.29 | 41.52 | 35.13 | 36.14 | 50.87 | 47.26 | 36.14 | 50.87 | 47.26 | 36.14 | 50.87 | 47.26 | 36.14 | 50.87 | 47.26 | 36.14 | 50.98 | 47.26 | 53.86 | 50.98 | 47.26 | 36.14 | 50.87 | 47.26 | 36.14 | 50.87 | 47.26 | 36.14 | 50.98 | 47.26 | 54.41 | 68.95 | 54.01 | 53.55 | 68.26 | 52.93 | 36.14 | 50.87 | 47.26
4176 | 18.29 | 41.5 | 34.33 | 18.29 | 41.5 | 34.33 | 18.29 | 41.5 | 34.33 | 18.29 | 41.5 | 34.33 | 18.29 | 44.26 | 34.33 | 37.6 | 44.41 | 34.33 | 18.29 | 41.5 | 34.33 | 18.29 | 41.5 | 34.33 | 18.29 | 44.26 | 34.33 | 37.98 | 49.02 | 39.84 | 37.32 | 48.04 | 39.04 | 18.29 | 41.5 | 34.33 | 29.93 | 50.07 | 46.46 | 29.93 | 50.07 | 46.46 | 29.93 | 50.07 | 46.46 | 29.93 | 50.07 | 46.46 | 29.93 | 50.18 | 46.46 | 53.07 | 50.18 | 46.46 | 29.93 | 50.07 | 46.46 | 29.93 | 50.07 | 46.46 | 29.93 | 50.18 | 46.46 | 52.54 | 57.27 | 54.01 | 51.49 | 56.69 | 52.93 | 29.93 | 50.07 | 46.46
4177 | 10.33 | 41.14 | 33.61 | 10.33 | 41.14 | 33.61 | 10.33 | 41.14 | 33.61 | 10.33 | 41.14 | 33.61 | 10.33 | 43.53 | 33.61 | 36.88 | 43.69 | 33.61 | 10.33 | 41.14 | 33.61 | 10.33 | 41.14 | 33.61 | 10.33 | 43.53 | 33.61 | 37.31 | 47.56 | 39.84 | 36.94 | 46.62 | 39.04 | 10.33 | 41.14 | 33.61 | 10.33 | 49.35 | 45.74 | 10.33 | 49.35 | 45.74 | 10.33 | 49.35 | 45.74 | 10.33 | 49.35 | 46.17 | 10.33 | 49.46 | 45.74 | 51.83 | 49.46 | 45.74 | 10.33 | 49.35 | 45.74 | 10.33 | 49.35 | 45.74 | 10.33 | 49.46 | 45.74 | 51.31 | 56.69 | 54.01 | 50.29 | 55.57 | 52.93 | 10.33 | 49.35 | 45.74
4178 | 10.33 | 40.63 | 33.1 | 10.33 | 40.63 | 33.1 | 10.33 | 40.63 | 33.1 | 10.33 | 40.63 | 33.1 | 10.33 | 43.03 | 33.1 | 36.38 | 43.18 | 33.1 | 10.33 | 40.63 | 33.1 | 10.33 | 40.63 | 33.1 | 10.33 | 43.03 | 33.1 | 36.57 | 45.25 | 38.65 | 35.84 | 44.34 | 38.24 | 10.33 | 40.63 | 33.1 | 10.33 | 48.85 | 45.23 | 10.33 | 48.85 | 45.23 | 10.33 | 48.85 | 45.23 | 10.33 | 48.85 | 46.17 | 10.33 | 48.95 | 45.23 | 51.83 | 48.95 | 45.23 | 10.33 | 48.85 | 45.23 | 10.33 | 48.85 | 45.23 | 10.33 | 48.95 | 45.23 | 51.31 | 55.01 | 52.4 | 50.29 | 55.01 | 52.4 | 10.33 | 48.85 | 45.23
4179 | 10.33 | 39.98 | 32.45 | 10.33 | 39.98 | 32.45 | 10.33 | 39.98 | 32.45 | 10.33 | 39.98 | 32.45 | 10.33 | 42.37 | 32.45 | 35.73 | 42.53 | 32.45 | 10.33 | 39.98 | 32.45 | 10.33 | 39.98 | 32.45 | 10.33 | 42.37 | 32.45 | 35.73 | 43.41 | 36.37 | 35.01 | 42.54 | 36.37 | 10.33 | 39.98 | 32.45 | 10.33 | 48.2 | 44.59 | 10.33 | 48.2 | 44.59 | 10.33 | 48.2 | 44.59 | 10.33 | 48.2 | 46.17 | 10.33 | 48.3 | 44.59 | 48.51 | 48.3 | 44.59 | 10.33 | 48.2 | 44.59 | 10.33 | 48.2 | 44.59 | 10.33 | 48.3 | 44.59 | 48.02 | 51.9 | 49.54 | 47.06 | 51.9 | 49.54 | 10.33 | 48.2 | 44.59
4180 | 18.29 | 39.46 | 31.93 | 18.29 | 39.46 | 31.93 | 18.29 | 39.46 | 31.93 | 18.29 | 39.46 | 31.93 | 18.29 | 40.15 | 31.93 | 35.2 | 41.92 | 31.93 | 18.29 | 39.46 | 31.93 | 18.29 | 39.46 | 31.93 | 18.29 | 40.15 | 31.93 | 35.56 | 42.35 | 35.49 | 34.85 | 41.51 | 35.49 | 18.29 | 39.46 | 31.93 | 35.42 | 47.67 | 44.06 | 35.42 | 47.67 | 44.06 | 35.42 | 47.67 | 44.06 | 35.42 | 47.67 | 46.17 | 35.42 | 47.78 | 44.06 | 47.99 | 47.78 | 44.06 | 35.42 | 47.67 | 44.06 | 35.42 | 47.67 | 44.06 | 35.42 | 47.78 | 44.06 | 47.99 | 51.03 | 49.31 | 47.03 | 51.03 | 49.31 | 35.42 | 47.67 | 44.06
4181 | 21.17 | 38.81 | 31.28 | 21.17 | 38.81 | 31.28 | 21.17 | 38.81 | 31.28 | 21.17 | 38.81 | 31.28 | 21.17 | 39.49 | 31.28 | 34.55 | 40.95 | 31.28 | 21.17 | 38.81 | 31.28 | 21.17 | 38.81 | 31.28 | 21.17 | 39.49 | 31.28 | 35.56 | 41.38 | 35.14 | 34.85 | 40.54 | 34.44 | 21.17 | 38.81 | 31.28 | 36.14 | 47.02 | 43.41 | 36.14 | 47.02 | 43.41 | 36.14 | 47.02 | 43.41 | 36.14 | 47.02 | 44.78 | 36.14 | 47.02 | 43.41 | 47.51 | 47.13 | 43.41 | 36.14 | 47.02 | 43.41 | 36.14 | 47.02 | 43.41 | 36.14 | 47.02 | 43.41 | 47.51 | 49.49 | 46.21 | 46.56 | 49.49 | 46.21 | 36.14 | 47.02 | 43.41
4182 | 34.41 | 33.67 | 31.84 | 34.41 | 33.67 | 31.84 | 34.41 | 33.67 | 31.84 | 34.41 | 33.67 | 31.84 | 34.41 | 33.67 | 31.84 | 35.11 | 33.68 | 31.84 | 34.41 | 33.67 | 31.84 | 34.41 | 33.67 | 31.84 | 34.41 | 33.67 | 31.84 | 35.56 | 34.02 | 34.43 | 34.85 | 34.01 | 33.74 | 34.41 | 33.67 | 31.84 | 45 | 47.59 | 43.97 | 45 | 47.59 | 43.97 | 45 | 47.59 | 43.97 | 45 | 47.59 | 43.97 | 45 | 47.59 | 43.97 | 48.47 | 47.59 | 43.97 | 45 | 47.59 | 43.97 | 45 | 47.59 | 43.97 | 45 | 47.59 | 43.97 | 48.47 | 47.66 | 45.75 | 47.5 | 47.66 | 44.8 | 45 | 47.59 | 43.97
4183 | 35.25 | 25.61 | 32.68 | 35.25 | 25.61 | 32.68 | 35.25 | 25.61 | 32.68 | 35.25 | 25.61 | 32.68 | 35.25 | 25.61 | 32.68 | 35.96 | 25.61 | 32.68 | 35.25 | 25.61 | 32.68 | 35.25 | 25.61 | 32.68 | 35.25 | 25.61 | 32.68 | 36.28 | 25.61 | 32.35 | 35.61 | 25.35 | 32.35 | 35.25 | 25.61 | 32.68 | 45.84 | 45.93 | 44.82 | 45.84 | 45.93 | 44.82 | 45.84 | 45.93 | 44.82 | 45.84 | 45.93 | 44.82 | 45.84 | 45.93 | 44.82 | 48.47 | 45.93 | 44.82 | 45.84 | 45.93 | 44.82 | 45.84 | 45.93 | 44.82 | 45.84 | 45.93 | 44.82 | 48.47 | 45.47 | 44.8 | 47.5 | 45.47 | 44.8 | 45.84 | 45.93 | 44.82
4184 | 35.8 | 0 | 33.35 | 35.8 | 0 | 33.35 | 35.8 | 0 | 33.35 | 35.8 | 0 | 33.35 | 35.8 | 0 | 33.35 | 35.8 | 0 | 33.35 | 35.8 | 0 | 33.35 | 35.8 | 0 | 33.35 | 35.8 | 0 | 33.35 | 35.44 | 0 | 27.62 | 35.44 | 0 | 27.07 | 35.8 | 0 | 33.35 | 45.25 | 40.7 | 45.68 | 45.25 | 40.7 | 45.68 | 45.25 | 40.7 | 45.68 | 45.25 | 40.7 | 45.68 | 45.25 | 40.7 | 45.48 | 45.7 | 40.7 | 45.48 | 45.25 | 40.7 | 45.48 | 45.25 | 40.7 | 45.68 | 45.25 | 40.7 | 45.48 | 45.25 | 40.3 | 44.8 | 44.79 | 40.3 | 44.8 | 45.25 | 40.7 | 45.68
4185 | 31.19 | 0 | 33.4 | 31.19 | 0 | 33.4 | 31.19 | 0 | 33.4 | 31.19 | 0 | 33.4 | 31.19 | 0 | 33.4 | 31.19 | 0 | 33.4 | 31.19 | 0 | 33.4 | 31.19 | 0 | 33.4 | 31.19 | 0 | 33.4 | 30.88 | 0 | 0 | 30.88 | 0 | 0 | 31.19 | 0 | 33.4 | 41.58 | 29.98 | 44.38 | 41.58 | 29.98 | 44.38 | 41.58 | 29.98 | 44.38 | 41.58 | 29.98 | 43.63 | 41.58 | 29.98 | 44.38 | 41.58 | 29.98 | 44.38 | 41.58 | 29.98 | 44.38 | 41.58 | 29.98 | 46.45 | 41.58 | 29.98 | 44.38 | 41.16 | 0 | 42.75 | 41.16 | 0 | 41.9 | 41.58 | 29.98 | 44.78
4186 | 12.84 | 0 | 32.07 | 12.84 | 0 | 32.07 | 12.84 | 0 | 32.07 | 12.84 | 0 | 32.07 | 12.84 | 0 | 32.07 | 12.84 | 0 | 32.07 | 12.84 | 0 | 32.07 | 12.84 | 0 | 32.07 | 12.84 | 0 | 32.07 | 12.58 | 0 | 0 | 12.71 | 0 | 0 | 12.84 | 0 | 32.07 | 32 | 10.33 | 44.38 | 32 | 10.33 | 44.38 | 32 | 10.33 | 44.38 | 32 | 10.33 | 0 | 32 | 10.33 | 44.38 | 32 | 10.33 | 44.38 | 32 | 10.33 | 44.38 | 32 | 10.33 | 46.45 | 32 | 10.33 | 44.38 | 31.67 | 0 | 0 | 31.68 | 0 | 0 | 32 | 10.33 | 44.38
4187 | 12.84 | 0 | 27.65 | 12.84 | 0 | 27.65 | 12.84 | 0 | 27.65 | 12.84 | 0 | 27.65 | 12.84 | 0 | 27.65 | 12.84 | 0 | 27.65 | 12.84 | 0 | 27.65 | 12.84 | 0 | 27.66 | 12.84 | 0 | 27.65 | 12.58 | 0 | 0 | 12.58 | 0 | 0 | 12.84 | 0 | 27.65 | 14.06 | 10.33 | 43.27 | 14.06 | 10.33 | 41.47 | 14.06 | 10.33 | 41.47 | 14.06 | 10.33 | 0 | 14.06 | 10.33 | 41.47 | 14.06 | 10.33 | 41.47 | 14.06 | 10.33 | 41.47 | 14.06 | 10.33 | 46.45 | 14.06 | 10.33 | 41.47 | 13.92 | 0 | 0 | 13.92 | 0 | 0 | 14.06 | 10.33 | 44.33
4188 | 10.33 | 0 | 18.88 | 10.33 | 0 | 18.88 | 10.33 | 0 | 18.88 | 10.33 | 0 | 18.88 | 10.33 | 0 | 18.88 | 10.33 | 0 | 18.88 | 10.33 | 0 | 18.88 | 10.33 | 0 | 35.34 | 10.33 | 0 | 18.88 | 10.12 | 0 | 0 | 10.12 | 0 | 0 | 10.33 | 0 | 18.88 | 14.06 | 10.33 | 43.27 | 14.06 | 10.33 | 41.47 | 14.06 | 10.33 | 41.47 | 14.06 | 10.33 | 0 | 14.06 | 10.33 | 41.47 | 14.06 | 10.33 | 41.47 | 14.06 | 10.33 | 41.47 | 14.06 | 10.33 | 46.45 | 14.06 | 10.33 | 41.47 | 13.92 | 0 | 41.05 | 13.92 | 0 | 0 | 14.06 | 10.33 | 44.33
4189 | 10.33 | 0 | 10.33 | 10.33 | 0 | 10.33 | 10.33 | 0 | 10.33 | 10.33 | 0 | 10.33 | 10.33 | 0 | 10.33 | 10.33 | 0 | 10.33 | 10.33 | 0 | 10.33 | 10.33 | 0 | 35.01 | 10.33 | 0 | 10.33 | 10.12 | 0 | 0 | 10.12 | 0 | 0 | 10.33 | 0 | 10.33 | 14.06 | 8.04 | 43.27 | 14.06 | 8.04 | 41.88 | 14.06 | 8.04 | 41.88 | 14.06 | 8.04 | 0 | 14.06 | 8.04 | 41.88 | 14.06 | 8.04 | 41.88 | 14.06 | 8.04 | 41.88 | 14.06 | 46.27 | 46.45 | 14.06 | 8.04 | 41.88 | 13.92 | 0 | 41.47 | 13.92 | 0 | 0 | 14.06 | 8.04 | 44.78
4190 | 20.68 | 0 | 10.33 | 20.68 | 0 | 10.33 | 20.68 | 0 | 10.33 | 20.68 | 0 | 10.33 | 20.68 | 0 | 10.33 | 20.68 | 0 | 10.33 | 20.68 | 0 | 10.33 | 20.68 | 0.01 | 34.92 | 20.68 | 0 | 10.33 | 20.47 | 0 | 0 | 20.47 | 0 | 0 | 20.68 | 0 | 10.33 | 36.34 | 7.94 | 44.07 | 36.34 | 7.94 | 44.07 | 36.34 | 7.94 | 44.07 | 36.34 | 0 | 41.05 | 36.34 | 7.94 | 44.07 | 37.08 | 7.94 | 44.07 | 36.34 | 7.94 | 44.07 | 36.34 | 46.45 | 46.45 | 36.34 | 7.94 | 44.07 | 36.71 | 0 | 43.63 | 35.98 | 0 | 40.64 | 36.34 | 7.94 | 46.17
4191 | 35.8 | 0 | 7.85 | 35.8 | 0 | 7.85 | 35.8 | 0 | 7.85 | 35.8 | 0 | 7.85 | 35.8 | 0 | 7.85 | 35.8 | 0 | 7.85 | 35.8 | 0 | 7.85 | 35.8 | 0.02 | 34.82 | 35.8 | 7.85 | 7.85 | 35.44 | 0 | 0 | 35.44 | 0 | 0 | 35.8 | 0 | 7.85 | 43.51 | 41.17 | 46.17 | 43.51 | 41.17 | 46.17 | 43.51 | 41.17 | 46.17 | 43.51 | 41.17 | 44.78 | 43.51 | 41.17 | 46.21 | 45.3 | 41.17 | 46.21 | 43.51 | 41.17 | 46.21 | 43.51 | 46.45 | 46.45 | 43.51 | 41.17 | 46.21 | 44.84 | 40.76 | 45.24 | 43.95 | 40.34 | 44.33 | 43.51 | 41.17 | 46.17
4192 | 37.42 | 25.6 | 32.36 | 37.42 | 25.6 | 32.36 | 37.42 | 25.6 | 32.36 | 37.42 | 25.6 | 32.36 | 37.42 | 26.14 | 32.36 | 37.69 | 26.14 | 32.36 | 37.42 | 26.14 | 32.36 | 37.42 | 42.37 | 34.85 | 37.42 | 26.14 | 32.36 | 37.32 | 25.61 | 32.04 | 37.05 | 25.35 | 31.71 | 37.42 | 25.6 | 32.36 | 47.99 | 47.35 | 46.21 | 47.99 | 47.35 | 46.21 | 47.99 | 47.35 | 46.21 | 47.99 | 47.35 | 46.21 | 47.99 | 47.35 | 46.8 | 49.95 | 47.35 | 46.8 | 47.99 | 47.35 | 46.8 | 47.99 | 47.35 | 46.8 | 47.99 | 47.35 | 46.8 | 49.45 | 46.88 | 46.34 | 48.47 | 46.88 | 45.75 | 47.99 | 47.35 | 46.21
4193 | 37.75 | 41.5 | 35.18 | 37.75 | 41.5 | 35.18 | 37.75 | 41.5 | 35.18 | 37.75 | 41.5 | 35.18 | 37.75 | 42.66 | 35.18 | 38.46 | 42.66 | 35.18 | 37.75 | 42.66 | 35.18 | 37.75 | 42.66 | 35.18 | 37.75 | 42.66 | 35.18 | 39.27 | 42.22 | 35.14 | 38.48 | 41.38 | 35.14 | 37.75 | 41.5 | 35.18 | 48.34 | 50.52 | 47.32 | 48.34 | 50.52 | 47.32 | 48.34 | 50.52 | 47.32 | 48.34 | 50.52 | 47.32 | 48.34 | 50.52 | 47.32 | 53.92 | 50.52 | 47.32 | 48.34 | 50.52 | 47.32 | 48.34 | 50.52 | 47.32 | 48.34 | 50.52 | 47.32 | 54.47 | 50.01 | 46.84 | 53.38 | 50.01 | 46.84 | 48.34 | 50.52 | 47.32
4194 | 37.97 | 42.94 | 35.41 | 37.97 | 42.94 | 35.41 | 37.97 | 42.94 | 35.41 | 37.97 | 42.94 | 35.41 | 37.97 | 45.33 | 35.41 | 38.68 | 45.48 | 35.41 | 37.97 | 42.94 | 35.41 | 37.97 | 42.94 | 35.41 | 37.97 | 45.33 | 35.41 | 40.53 | 45.98 | 35.76 | 40.53 | 45.06 | 35.76 | 37.97 | 42.94 | 35.41 | 48.56 | 51.15 | 47.54 | 48.56 | 51.15 | 47.54 | 48.56 | 51.15 | 47.54 | 48.56 | 51.15 | 47.54 | 48.56 | 51.26 | 47.54 | 54.14 | 51.26 | 47.54 | 48.56 | 51.15 | 47.54 | 48.56 | 51.15 | 47.54 | 48.56 | 51.26 | 47.54 | 55.89 | 52.47 | 48.02 | 55.89 | 53.54 | 48.02 | 48.56 | 51.15 | 47.54
4195 | 38.1 | 43.07 | 35.53 | 38.1 | 43.07 | 35.53 | 38.1 | 43.07 | 35.53 | 38.1 | 43.07 | 35.53 | 38.1 | 45.46 | 35.53 | 38.81 | 45.61 | 35.53 | 38.1 | 43.07 | 35.53 | 38.1 | 43.07 | 35.53 | 38.1 | 45.46 | 35.53 | 50.98 | 47.07 | 36.26 | 50.98 | 46.23 | 36.26 | 38.1 | 43.07 | 35.53 | 48.69 | 51.28 | 47.66 | 48.69 | 51.28 | 47.66 | 48.69 | 51.28 | 47.66 | 48.69 | 51.28 | 47.66 | 48.69 | 51.38 | 47.66 | 54.27 | 51.38 | 47.66 | 48.69 | 51.28 | 47.66 | 48.69 | 51.28 | 47.66 | 48.69 | 51.38 | 47.66 | 66.9 | 52.95 | 49.78 | 66.9 | 54.03 | 49.78 | 48.69 | 51.28 | 47.66
4196 | 38.12 | 43.08 | 35.55 | 38.12 | 43.08 | 35.55 | 38.12 | 43.08 | 35.55 | 38.12 | 43.08 | 35.55 | 38.12 | 45.48 | 35.55 | 38.82 | 45.63 | 35.55 | 38.12 | 43.08 | 35.55 | 38.12 | 43.08 | 35.55 | 38.12 | 45.48 | 35.55 | 50.98 | 47.07 | 36.37 | 50.98 | 46.13 | 36.37 | 38.12 | 43.08 | 35.55 | 48.71 | 51.3 | 47.68 | 48.71 | 51.3 | 47.68 | 48.71 | 51.3 | 47.68 | 48.71 | 51.3 | 47.68 | 48.71 | 51.4 | 47.68 | 54.29 | 51.4 | 47.68 | 48.71 | 51.3 | 47.68 | 48.71 | 51.3 | 47.68 | 48.71 | 51.4 | 47.68 | 67.58 | 52.95 | 49.78 | 66.9 | 54.03 | 49.78 | 48.71 | 51.3 | 47.68
4197 | 18.29 | 43.14 | 35.63 | 18.29 | 43.15 | 35.63 | 18.29 | 43.15 | 35.63 | 18.29 | 43.15 | 35.63 | 20.68 | 45.56 | 35.63 | 38.91 | 45.71 | 35.63 | 18.29 | 43.15 | 35.63 | 18.29 | 43.15 | 35.63 | 20.68 | 45.56 | 35.63 | 50.98 | 47.07 | 36.37 | 50.98 | 46.13 | 36.37 | 18.29 | 43.14 | 35.63 | 35.42 | 51.38 | 47.77 | 35.42 | 51.38 | 47.77 | 35.42 | 51.38 | 47.77 | 35.42 | 51.38 | 47.77 | 35.42 | 51.38 | 47.77 | 54.37 | 51.49 | 47.77 | 35.42 | 51.38 | 47.77 | 35.42 | 51.38 | 47.77 | 35.42 | 51.38 | 47.77 | 66.9 | 52.95 | 49.31 | 66.9 | 52.95 | 49.31 | 35.42 | 51.38 | 47.77
4198 | 10.33 | 10.33 | 28.21 | 10.33 | 10.33 | 28.21 | 10.33 | 10.33 | 35.12 | 10.33 | 10.33 | 35.12 | 20.68 | 43.64 | 35.83 | 39.1 | 45.9 | 35.83 | 10.33 | 10.33 | 28.21 | 10.33 | 10.33 | 35.83 | 20.68 | 43.64 | 35.83 | 45.15 | 46.37 | 36.21 | 45.62 | 45.44 | 36.21 | 10.33 | 10.33 | 28.21 | 10.33 | 48.43 | 46.17 | 10.33 | 48.43 | 46.17 | 10.33 | 48.43 | 46.17 | 10.33 | 48.43 | 46.17 | 29.93 | 50.01 | 47.96 | 54.56 | 51.68 | 47.96 | 10.33 | 48.43 | 46.17 | 10.33 | 48.43 | 46.17 | 29.93 | 50.01 | 47.96 | 60.97 | 52.2 | 48.78 | 60.97 | 52.2 | 48.78 | 10.33 | 48.43 | 46.17
4199 | 0 | 0 | 0 | 0 | 0 | 0 | 0 | 0 | 0 | 0 | 0 | 0 | 8.24 | 43.18 | 35.21 | 38.49 | 45.05 | 35.21 | 0 | 0 | 0 | 0 | 0 | 0 | 8.24 | 43.18 | 35.21 | 40.57 | 45.5 | 35.21 | 40.57 | 44.6 | 35.21 | 0 | 0 | 0 | 0 | 32.95 | 46.17 | 0 | 32.95 | 46.17 | 0 | 32.95 | 46.17 | 0 | 32.95 | 46.17 | 8.24 | 49.82 | 47.34 | 53.95 | 51.06 | 47.34 | 0 | 32.95 | 46.17 | 0 | 32.95 | 46.17 | 8.24 | 49.82 | 47.34 | 54.49 | 51.58 | 47.82 | 55.6 | 52.63 | 47.82 | 0 | 32.95 | 46.17
4200 | 0 | 0 | 10.33 | 0 | 0 | 10.33 | 0 | 0 | 18.88 | 0 | 0 | 18.88 | 7.93 | 42.75 | 33.4 | 36.96 | 44.98 | 34.78 | 0 | 0 | 10.33 | 0 | 0 | 34.91 | 7.93 | 42.75 | 33.4 | 37.72 | 45.44 | 35.13 | 37.72 | 44.61 | 35.13 | 0 | 0 | 10.33 | 0 | 47.76 | 46.17 | 0 | 47.76 | 46.17 | 0 | 47.76 | 46.17 | 0 | 47.76 | 46.17 | 7.93 | 47.76 | 47.04 | 51.55 | 50.76 | 47.04 | 0 | 47.76 | 46.17 | 0 | 47.76 | 46.17 | 7.93 | 47.76 | 47.04 | 52.62 | 51.36 | 48.78 | 52.62 | 52.41 | 48.78 | 0 | 10.33 | 46.17
4201 | 0 | 10.29 | 10.33 | 0 | 10.29 | 32.39 | 0 | 10.29 | 32.39 | 0 | 10.29 | 32.39 | 6.9 | 42.77 | 33.4 | 36.96 | 43.95 | 33.87 | 0 | 10.29 | 32.39 | 0 | 10.29 | 32.39 | 6.9 | 42.77 | 33.4 | 37.4 | 44.4 | 34.42 | 37.72 | 43.51 | 34.42 | 0 | 10.29 | 10.33 | 0 | 48.43 | 46.01 | 0 | 48.43 | 46.01 | 0 | 48.43 | 46.01 | 0 | 48.43 | 46.01 | 6.9 | 49.32 | 46.01 | 49.51 | 49.73 | 46.01 | 0 | 48.43 | 46.01 | 0 | 48.43 | 46.01 | 6.9 | 49.32 | 46.01 | 50.51 | 51.36 | 48.78 | 50.51 | 52.41 | 48.78 | 0 | 10.33 | 45.09
4202 | 0 | 6.24 | 10.33 | 0 | 6.24 | 10.33 | 0 | 6.24 | 10.33 | 0 | 6.24 | 10.33 | 6.24 | 42.75 | 33.22 | 34.69 | 43.29 | 33.22 | 0 | 6.24 | 10.33 | 0 | 6.24 | 10.33 | 6.24 | 42.75 | 33.22 | 34.69 | 43.73 | 34.42 | 34 | 42.86 | 34.42 | 0 | 6.24 | 10.33 | 0 | 48.43 | 45.35 | 0 | 48.43 | 45.35 | 0 | 48.43 | 45.35 | 0 | 48.43 | 45.35 | 6.24 | 49.07 | 45.35 | 48.51 | 49.07 | 45.35 | 0 | 48.43 | 45.35 | 0 | 48.43 | 45.35 | 6.24 | 49.07 | 45.35 | 49.51 | 51.1 | 48.26 | 49.51 | 51.1 | 47.3 | 0 | 48.43 | 45.35
4203 | 5.89 | 10.33 | 28.21 | 5.89 | 10.33 | 28.21 | 5.89 | 10.33 | 28.21 | 5.89 | 10.33 | 28.21 | 5.89 | 40.32 | 32.86 | 34.69 | 42.85 | 32.86 | 5.89 | 10.33 | 0 | 5.89 | 10.33 | 28.21 | 5.89 | 40.32 | 32.86 | 34.69 | 42.81 | 34.42 | 34 | 10.44 | 33.73 | 5.89 | 10.33 | 28.21 | 5.89 | 47.55 | 44.99 | 5.89 | 47.55 | 44.99 | 5.89 | 47.55 | 44.99 | 5.89 | 47.55 | 44.99 | 5.89 | 47.55 | 44.99 | 48.51 | 48.71 | 44.99 | 5.89 | 47.55 | 44.99 | 5.89 | 47.55 | 44.99 | 5.89 | 47.55 | 44.99 | 49 | 49.01 | 44.8 | 48.02 | 48.03 | 44.8 | 5.89 | 47.55 | 44.99
4204 | 10.33 | 10.33 | 32.86 | 10.33 | 10.33 | 32.86 | 10.33 | 10.33 | 32.86 | 10.33 | 10.34 | 32.86 | 10.33 | 27.25 | 32.86 | 30.06 | 32.52 | 32.87 | 10.33 | 10.33 | 0 | 10.33 | 10.34 | 32.86 | 10.33 | 27.25 | 32.86 | 30.36 | 32.19 | 33.73 | 30.98 | 10.44 | 33.2 | 10.33 | 10.33 | 32.86 | 10.33 | 47.18 | 45 | 10.33 | 47.18 | 45 | 10.33 | 47.18 | 45 | 10.33 | 47.18 | 45 | 10.33 | 47.18 | 45 | 44.06 | 48.14 | 45 | 10.33 | 47.18 | 45 | 10.33 | 47.18 | 45 | 10.33 | 47.18 | 45 | 46.35 | 47.66 | 44.8 | 47.29 | 47.66 | 44.8 | 10.33 | 47.18 | 45
4205 | 33.99 | 28.97 | 33.94 | 33.99 | 28.97 | 33.94 | 33.99 | 28.97 | 33.94 | 33.99 | 28.97 | 33.94 | 33.99 | 28.97 | 33.94 | 33.99 | 32.84 | 33.94 | 33.99 | 28.97 | 33.94 | 33.99 | 28.97 | 33.94 | 33.99 | 28.97 | 33.94 | 34.33 | 32.52 | 34.29 | 35.03 | 29.26 | 34.29 | 33.99 | 28.97 | 33.94 | 41.5 | 48.43 | 46.08 | 41.5 | 48.43 | 46.08 | 41.5 | 48.43 | 46.08 | 41.5 | 48.43 | 46.08 | 41.5 | 48.43 | 46.08 | 46.35 | 48.43 | 46.08 | 41.5 | 48.43 | 46.08 | 41.5 | 48.43 | 46.08 | 41.5 | 48.43 | 46.08 | 46.82 | 47.95 | 44.8 | 47.77 | 48.92 | 45.62 | 41.5 | 48.43 | 46.08
4206 | 38.35 | 34.08 | 34.07 | 38.35 | 34.08 | 34.07 | 38.35 | 34.08 | 34.07 | 38.35 | 34.08 | 34.07 | 38.35 | 34.08 | 34.07 | 39.06 | 37.87 | 34.43 | 38.35 | 34.08 | 34.07 | 38.35 | 34.08 | 34.07 | 38.35 | 34.08 | 34.07 | 41.51 | 37.49 | 34.42 | 42.36 | 34.42 | 34.42 | 38.35 | 34.08 | 34.07 | 48.94 | 48.43 | 45.35 | 48.94 | 48.43 | 45.35 | 48.94 | 48.43 | 45.35 | 48.94 | 48.43 | 45.35 | 51.56 | 48.43 | 45.35 | 54.52 | 48.43 | 45.35 | 48.94 | 48.43 | 45.35 | 48.94 | 48.43 | 45.35 | 51.56 | 48.43 | 45.35 | 62.91 | 47.83 | 44.8 | 63.57 | 48.81 | 44.89 | 48.94 | 48.43 | 45.35
4207 | 39.39 | 33.74 | 33.4 | 39.39 | 33.74 | 33.4 | 39.39 | 33.74 | 33.4 | 39.39 | 33.74 | 33.4 | 39.39 | 33.74 | 33.4 | 40.1 | 34.42 | 33.41 | 39.39 | 33.74 | 33.4 | 39.39 | 33.74 | 33.4 | 39.39 | 33.74 | 33.4 | 47.1 | 34.08 | 33.73 | 46.15 | 33.4 | 33.06 | 39.39 | 33.74 | 33.4 | 49.98 | 47.35 | 45.25 | 49.98 | 47.35 | 45.25 | 49.98 | 47.35 | 45.25 | 49.98 | 47.35 | 45.25 | 52.6 | 47.35 | 45.25 | 55.56 | 47.35 | 45.25 | 49.98 | 47.35 | 45.25 | 49.98 | 47.35 | 45.25 | 52.6 | 47.35 | 45.25 | 63.57 | 46.88 | 44.8 | 63.57 | 47.66 | 44.8 | 49.98 | 47.35 | 45.25
4208 | 39.79 | 10.34 | 24.63 | 39.79 | 10.34 | 24.63 | 39.79 | 10.34 | 24.63 | 39.79 | 10.34 | 24.63 | 39.79 | 12.08 | 24.87 | 40.39 | 12.08 | 25.13 | 39.79 | 10.34 | 24.63 | 39.79 | 10.34 | 24.63 | 39.79 | 12.08 | 24.87 | 40.39 | 11.61 | 24.87 | 40.19 | 10.24 | 24.38 | 39.79 | 10.34 | 24.63 | 50.38 | 40.29 | 43.1 | 50.38 | 40.29 | 43.1 | 50.38 | 40.29 | 43.1 | 50.38 | 40.29 | 43.1 | 53 | 40.29 | 43.1 | 55.89 | 40.29 | 43.1 | 50.38 | 40.29 | 43.1 | 50.38 | 40.29 | 43.1 | 53 | 40.29 | 43.1 | 55.89 | 39.89 | 42.67 | 54.78 | 40.7 | 42.67 | 50.38 | 40.29 | 43.1
4209 | 39.73 | 0 | 0 | 39.73 | 0 | 0 | 39.73 | 0 | 0 | 39.73 | 0 | 0 | 39.99 | 0 | 0 | 40.13 | 0 | 0 | 39.73 | 0 | 0 | 39.73 | 0 | 0 | 39.99 | 0 | 0 | 40.13 | 0 | 0 | 40.13 | 0 | 0 | 39.73 | 0 | 0 | 50.58 | 10.33 | 39.49 | 50.58 | 10.33 | 39.49 | 50.58 | 10.33 | 39.49 | 50.58 | 10.33 | 39.49 | 52.33 | 10.33 | 42.67 | 52.33 | 10.33 | 42.67 | 50.58 | 10.33 | 42.67 | 50.58 | 10.33 | 42.67 | 52.33 | 10.33 | 42.67 | 52.33 | 10.23 | 41.13 | 51.29 | 10.23 | 39.1 | 50.58 | 10.33 | 39.49
4210 | 38.06 | 0 | 0 | 38.06 | 0 | 0 | 38.06 | 0 | 0 | 38.06 | 0 | 0 | 38.83 | 0 | 0 | 38.83 | 0 | 0 | 38.06 | 0 | 0 | 38.06 | 0 | 0 | 38.83 | 0 | 0 | 38.44 | 0 | 0 | 38.44 | 0 | 0 | 38.06 | 0 | 0 | 48.51 | 0 | 0 | 48.51 | 0 | 0 | 48.51 | 0 | 0 | 48.51 | 0 | 0 | 49.01 | 0 | 27.44 | 49.01 | 0 | 27.44 | 48.51 | 0 | 27.44 | 48.51 | 0 | 27.44 | 49.01 | 0 | 27.44 | 49.51 | 0 | 0 | 49 | 0 | 0 | 48.51 | 0 | 10.33
4211 | 38.06 | 0 | 0 | 38.06 | 0 | 0 | 38.06 | 0 | 0 | 38.06 | 0 | 0 | 38.83 | 0 | 0 | 38.83 | 0 | 0 | 38.06 | 0 | 0 | 38.06 | 0 | 0 | 38.83 | 0 | 0 | 38.44 | 0 | 0 | 38.06 | 0 | 0 | 38.06 | 0 | 0 | 48.51 | 0 | 0 | 48.51 | 0 | 0 | 48.51 | 0 | 0 | 48.51 | 0 | 0 | 49.51 | 0 | 0 | 49.51 | 0 | 0 | 48.51 | 0 | 10.75 | 48.51 | 0 | 10.75 | 49.51 | 0 | 10.75 | 49.51 | 0 | 0 | 49 | 0 | 0 | 48.51 | 0 | 10.33
4212 | 37.72 | 0 | 0 | 37.72 | 0 | 0 | 37.72 | 0 | 0 | 37.72 | 0 | 0 | 38.49 | 0 | 0 | 38.49 | 0 | 0 | 37.72 | 0 | 0 | 37.72 | 0 | 0 | 38.49 | 0 | 0 | 38.1 | 0 | 0 | 38.1 | 0 | 0 | 37.72 | 0 | 0 | 35.42 | 0 | 0 | 35.42 | 0 | 0 | 35.42 | 0 | 0 | 35.42 | 0 | 0 | 49.51 | 0 | 0 | 49.51 | 0 | 0 | 35.42 | 0 | 10.54 | 35.42 | 0 | 10.54 | 49.51 | 0 | 10.54 | 49.51 | 0 | 0 | 48.52 | 0 | 0 | 35.42 | 0 | 10.33
4213 | 38.06 | 0 | 0 | 38.06 | 0 | 0 | 38.06 | 0 | 0 | 38.06 | 0 | 0 | 38.83 | 0 | 0 | 38.83 | 0 | 0 | 38.83 | 0 | 0 | 38.83 | 0 | 0 | 38.83 | 0 | 0 | 38.44 | 0 | 0 | 38.44 | 0 | 0 | 38.06 | 0 | 0 | 47.54 | 0 | 0 | 47.54 | 0 | 0 | 47.54 | 0 | 0 | 47.54 | 0 | 0 | 49.51 | 0 | 0 | 49.51 | 0 | 0 | 49.51 | 0 | 10.49 | 49.51 | 0 | 10.49 | 49.51 | 0 | 10.49 | 49.51 | 0 | 0 | 48.52 | 0 | 0 | 47.54 | 0 | 10.33
4214 | 39.19 | 0 | 0 | 39.19 | 0 | 0 | 39.19 | 0 | 0 | 39.19 | 0 | 0 | 39.19 | 0 | 0 | 39.19 | 0 | 0 | 39.19 | 0 | 0 | 39.19 | 0 | 35.86 | 39.19 | 0 | 0 | 39.19 | 0 | 0 | 39.58 | 0 | 0 | 39.19 | 0 | 0 | 50.02 | 0 | 39.9 | 50.02 | 0 | 39.9 | 50.02 | 0 | 39.9 | 50.02 | 0 | 39.9 | 50.54 | 0 | 41.54 | 50.54 | 0 | 41.54 | 50.49 | 0 | 41.54 | 50.49 | 0 | 41.54 | 50.54 | 0 | 41.54 | 51.05 | 0 | 41.13 | 50.53 | 0 | 40.3 | 50.02 | 0 | 39.9
4215 | 39.51 | 0.01 | 0 | 39.51 | 0.01 | 0 | 39.51 | 0.01 | 0 | 39.51 | 0.01 | 0 | 39.51 | 0.01 | 18.88 | 39.73 | 0.01 | 18.88 | 39.51 | 0.01 | 18.88 | 39.51 | 0.01 | 35.86 | 39.51 | 0.01 | 18.88 | 39.73 | 0.01 | 0 | 39.91 | 0.01 | 0 | 39.51 | 0.01 | 0 | 50.1 | 41.53 | 43.16 | 50.1 | 41.53 | 43.16 | 50.1 | 41.53 | 43.16 | 50.1 | 41.53 | 43.16 | 52.72 | 41.53 | 44.38 | 53.02 | 41.53 | 44.38 | 50.1 | 41.53 | 44.38 | 50.1 | 46.27 | 44.38 | 52.72 | 41.53 | 44.38 | 53.56 | 41.12 | 44.05 | 52.48 | 41.53 | 43.17 | 50.1 | 41.53 | 43.16
4216 | 39.37 | 40.79 | 32.39 | 39.37 | 40.79 | 32.39 | 39.37 | 40.79 | 32.39 | 39.37 | 40.79 | 32.39 | 39.37 | 40.79 | 33.4 | 40.08 | 40.79 | 33.4 | 39.37 | 40.79 | 33.4 | 39.37 | 40.79 | 35.86 | 39.37 | 40.79 | 33.4 | 40.91 | 40.38 | 32.72 | 40.09 | 40.38 | 32.07 | 39.37 | 40.79 | 32.39 | 49.96 | 47.66 | 46.17 | 49.96 | 47.66 | 46.17 | 49.96 | 47.66 | 46.17 | 49.96 | 47.66 | 46.17 | 52.59 | 47.66 | 46.21 | 55.54 | 47.66 | 46.21 | 49.96 | 47.66 | 46.21 | 49.96 | 47.66 | 46.21 | 52.59 | 47.66 | 46.21 | 56.87 | 47.66 | 44.8 | 55.74 | 47.66 | 44.8 | 49.96 | 47.66 | 46.17
4217 | 39.27 | 44.24 | 35.85 | 39.27 | 44.24 | 35.85 | 39.27 | 44.24 | 35.85 | 39.27 | 44.24 | 35.85 | 39.27 | 46.63 | 35.85 | 39.98 | 46.78 | 35.85 | 39.27 | 44.24 | 35.85 | 39.27 | 44.24 | 35.86 | 39.27 | 46.63 | 35.85 | 43.16 | 47.26 | 35.49 | 42.29 | 44.69 | 35.49 | 39.27 | 44.24 | 35.85 | 49.86 | 51.79 | 46.68 | 49.86 | 51.79 | 46.68 | 49.86 | 51.79 | 46.68 | 49.86 | 51.79 | 46.68 | 52.48 | 51.79 | 46.68 | 55.44 | 51.79 | 46.68 | 49.86 | 51.79 | 46.68 | 49.86 | 51.79 | 46.68 | 52.48 | 51.79 | 46.68 | 58.82 | 51.31 | 46.21 | 57.64 | 51.31 | 46.21 | 49.86 | 51.79 | 46.68
4218 | 39.17 | 44.13 | 36.6 | 39.17 | 44.13 | 36.6 | 39.17 | 44.13 | 36.6 | 39.17 | 44.13 | 36.6 | 39.17 | 46.53 | 36.6 | 39.87 | 46.68 | 36.6 | 39.17 | 44.13 | 36.6 | 39.17 | 44.13 | 36.6 | 39.17 | 46.53 | 36.6 | 50.98 | 59.55 | 37.72 | 49.96 | 44.58 | 36.97 | 39.17 | 44.13 | 36.6 | 49.76 | 52.34 | 48.73 | 49.76 | 52.34 | 48.73 | 49.76 | 52.34 | 48.73 | 49.76 | 52.34 | 48.73 | 52.38 | 52.45 | 48.73 | 55.33 | 52.45 | 48.73 | 49.76 | 52.34 | 48.73 | 49.76 | 52.34 | 48.73 | 52.38 | 52.45 | 48.73 | 70.97 | 71.32 | 50.23 | 69.55 | 52.95 | 49.22 | 49.76 | 52.34 | 48.73
4219 | 39.01 | 43.97 | 36.44 | 39.01 | 43.97 | 36.44 | 39.01 | 43.97 | 36.44 | 39.01 | 43.97 | 36.44 | 39.01 | 46.37 | 36.44 | 39.71 | 46.52 | 36.44 | 39.01 | 43.97 | 36.44 | 39.01 | 43.97 | 36.44 | 39.01 | 46.37 | 36.44 | 50.98 | 63.93 | 50.09 | 49.96 | 44.42 | 36.81 | 39.01 | 43.97 | 36.44 | 49.6 | 52.18 | 48.57 | 49.6 | 52.18 | 48.57 | 49.6 | 52.18 | 48.57 | 49.6 | 52.18 | 48.57 | 52.22 | 52.29 | 48.57 | 55.17 | 52.29 | 48.57 | 49.6 | 52.18 | 48.57 | 49.6 | 52.18 | 48.57 | 52.22 | 52.29 | 48.57 | 71.2 | 81.57 | 58.65 | 69.77 | 52.95 | 49.06 | 49.6 | 52.18 | 48.57
4220 | 38.83 | 43.8 | 36.26 | 38.83 | 43.8 | 36.26 | 38.83 | 43.8 | 36.26 | 38.83 | 43.8 | 36.26 | 38.83 | 46.19 | 36.26 | 39.54 | 46.34 | 36.26 | 38.83 | 43.8 | 36.26 | 38.83 | 43.8 | 36.26 | 38.83 | 46.19 | 36.26 | 50.98 | 66.11 | 73.02 | 49.96 | 44.24 | 38.24 | 38.83 | 43.8 | 36.26 | 49.42 | 52.01 | 48.4 | 49.42 | 52.01 | 48.4 | 49.42 | 52.01 | 48.4 | 49.42 | 52.01 | 48.4 | 52.04 | 52.11 | 48.4 | 55 | 52.11 | 48.4 | 49.42 | 52.01 | 48.4 | 49.42 | 52.01 | 48.4 | 52.04 | 52.11 | 48.4 | 72.55 | 83.58 | 99 | 71.83 | 52.95 | 48.88 | 49.42 | 52.01 | 48.4
4221 | 38.64 | 43.61 | 36.07 | 38.64 | 43.61 | 36.07 | 38.64 | 43.61 | 36.07 | 38.64 | 43.61 | 36.07 | 38.64 | 46 | 36.07 | 39.35 | 46.15 | 36.07 | 38.64 | 43.61 | 36.07 | 38.64 | 43.61 | 36.07 | 38.64 | 46 | 36.07 | 50.98 | 64.01 | 74.76 | 50.98 | 62.73 | 38.24 | 38.64 | 43.61 | 36.07 | 49.23 | 51.82 | 48.2 | 49.23 | 51.82 | 48.2 | 49.23 | 51.82 | 48.2 | 49.23 | 51.82 | 48.2 | 51.85 | 51.92 | 48.2 | 54.81 | 51.92 | 48.2 | 49.23 | 51.82 | 48.2 | 49.23 | 51.82 | 48.2 | 51.85 | 51.92 | 48.2 | 71.92 | 84.45 | 99 | 71.2 | 82.76 | 49.78 | 49.23 | 51.82 | 48.2
4222 | 38.76 | 43.72 | 36.19 | 38.76 | 43.72 | 36.19 | 38.76 | 43.72 | 36.19 | 38.76 | 43.72 | 36.19 | 38.76 | 46.12 | 36.19 | 39.46 | 46.27 | 36.19 | 38.76 | 43.72 | 36.19 | 38.76 | 43.72 | 36.19 | 38.76 | 46.12 | 36.19 | 43.82 | 64.01 | 74.76 | 43.82 | 62.73 | 38.24 | 38.76 | 43.72 | 36.19 | 49.34 | 51.93 | 48.32 | 49.34 | 51.93 | 48.32 | 49.34 | 51.93 | 48.32 | 49.34 | 51.93 | 48.32 | 51.97 | 52.04 | 48.32 | 54.92 | 52.04 | 48.32 | 49.34 | 51.93 | 48.32 | 49.34 | 51.93 | 48.32 | 51.97 | 52.04 | 48.32 | 70.78 | 84.45 | 99 | 70.48 | 82.76 | 49.78 | 49.34 | 51.93 | 48.32
4223 | 35.79 | 43.12 | 35.59 | 35.79 | 43.12 | 35.59 | 35.79 | 43.12 | 35.59 | 35.79 | 43.12 | 35.59 | 35.79 | 45.52 | 35.59 | 38.86 | 45.67 | 35.59 | 35.79 | 43.12 | 35.59 | 35.79 | 43.12 | 35.59 | 35.79 | 45.52 | 35.59 | 39.67 | 63.93 | 75.54 | 38.87 | 47.56 | 38.24 | 35.79 | 43.12 | 35.59 | 36.14 | 51.33 | 47.72 | 36.14 | 51.33 | 47.72 | 36.14 | 51.33 | 47.72 | 36.14 | 51.33 | 47.72 | 36.14 | 51.44 | 47.72 | 54.33 | 51.44 | 47.72 | 36.14 | 51.33 | 47.72 | 36.14 | 51.33 | 47.72 | 36.14 | 51.44 | 47.72 | 59.46 | 84.45 | 100.03 | 58.87 | 82.76 | 49.78 | 36.14 | 51.33 | 47.72
4224 | 20.68 | 42.97 | 35.44 | 20.68 | 42.97 | 35.44 | 20.68 | 42.97 | 35.44 | 20.68 | 42.97 | 35.44 | 20.68 | 45.37 | 35.44 | 38.72 | 45.52 | 35.44 | 20.68 | 42.97 | 35.44 | 20.68 | 42.97 | 35.44 | 20.68 | 45.37 | 35.44 | 39.11 | 63.93 | 75.54 | 38.33 | 47.56 | 38.24 | 20.68 | 42.97 | 35.44 | 35.42 | 51.19 | 47.57 | 35.42 | 51.19 | 47.57 | 35.42 | 51.19 | 47.57 | 35.42 | 51.19 | 47.57 | 35.42 | 51.29 | 47.57 | 54.18 | 51.29 | 47.57 | 35.42 | 51.19 | 47.57 | 35.42 | 51.19 | 47.57 | 35.42 | 51.29 | 47.57 | 54.74 | 84.45 | 100.03 | 54.74 | 82.76 | 49.78 | 35.42 | 51.19 | 47.57
4225 | 20.68 | 42.7 | 35.17 | 20.68 | 42.7 | 35.17 | 20.68 | 42.7 | 35.17 | 20.68 | 42.7 | 35.17 | 20.68 | 45.09 | 35.17 | 38.44 | 45.25 | 35.17 | 20.68 | 42.7 | 35.17 | 20.68 | 42.7 | 35.17 | 20.68 | 45.09 | 35.17 | 38.83 | 64.01 | 75.54 | 38.06 | 62.73 | 38.24 | 20.68 | 42.7 | 35.17 | 35.42 | 50.91 | 47.3 | 35.42 | 50.91 | 47.3 | 35.42 | 50.91 | 47.3 | 35.42 | 50.91 | 47.3 | 35.42 | 51.02 | 47.3 | 52.86 | 51.02 | 47.3 | 35.42 | 50.91 | 47.3 | 35.42 | 50.91 | 47.3 | 35.42 | 51.02 | 47.3 | 53.4 | 82.74 | 99 | 52.86 | 81.09 | 49.78 | 35.42 | 50.91 | 47.3
4226 | 35.79 | 42.46 | 34.93 | 35.79 | 42.46 | 34.93 | 35.79 | 42.46 | 34.93 | 35.79 | 42.46 | 34.93 | 35.79 | 44.85 | 34.93 | 38.02 | 45.01 | 34.93 | 35.79 | 42.46 | 34.93 | 35.79 | 42.46 | 34.93 | 35.79 | 44.85 | 34.93 | 38.02 | 64.01 | 75.54 | 38.02 | 62.73 | 74.03 | 35.79 | 42.46 | 34.93 | 36.14 | 50.67 | 47.06 | 36.14 | 50.67 | 47.06 | 36.14 | 50.67 | 47.06 | 36.14 | 50.67 | 47.06 | 36.14 | 50.78 | 47.06 | 52.86 | 50.78 | 47.06 | 36.14 | 50.67 | 47.06 | 36.14 | 50.67 | 47.06 | 36.14 | 50.78 | 47.06 | 53.4 | 84.45 | 99 | 52.86 | 82.76 | 97.02 | 36.14 | 50.67 | 47.06
4227 | 36.88 | 42.25 | 34.72 | 36.88 | 42.25 | 34.72 | 36.88 | 42.25 | 34.72 | 36.88 | 42.25 | 34.72 | 36.88 | 44.64 | 34.72 | 37.99 | 44.8 | 34.72 | 36.88 | 42.25 | 34.72 | 36.88 | 42.25 | 34.72 | 36.88 | 44.64 | 34.72 | 38.37 | 64.01 | 75.54 | 38.02 | 62.73 | 74.03 | 36.88 | 42.25 | 34.72 | 46.21 | 50.46 | 46.85 | 46.21 | 50.46 | 46.85 | 46.21 | 50.46 | 46.85 | 46.21 | 50.46 | 46.85 | 46.21 | 50.57 | 46.85 | 52.86 | 50.57 | 46.85 | 46.21 | 50.46 | 46.85 | 46.21 | 50.46 | 46.85 | 46.21 | 50.57 | 46.85 | 53.4 | 84.45 | 99 | 52.86 | 83.58 | 97.02 | 46.21 | 50.46 | 46.85
4228 | 37.21 | 42.18 | 34.64 | 37.21 | 42.18 | 34.64 | 37.21 | 42.18 | 34.64 | 37.21 | 42.18 | 34.64 | 37.21 | 44.57 | 34.64 | 37.92 | 44.72 | 34.64 | 37.21 | 42.18 | 34.64 | 37.21 | 42.18 | 34.64 | 37.21 | 44.57 | 34.64 | 38.7 | 64.01 | 75.54 | 38.7 | 64.01 | 74.03 | 37.21 | 42.18 | 34.64 | 47.8 | 50.39 | 46.77 | 47.8 | 50.39 | 46.77 | 47.8 | 50.39 | 46.77 | 47.8 | 50.39 | 46.77 | 47.8 | 50.49 | 46.77 | 53.38 | 50.49 | 46.77 | 47.8 | 50.39 | 46.77 | 47.8 | 50.39 | 46.77 | 47.8 | 50.49 | 46.77 | 56.18 | 84.45 | 99.02 | 55.34 | 83.58 | 97.04 | 47.8 | 50.39 | 46.77
4229 | 37.7 | 42.67 | 35.13 | 37.7 | 42.67 | 35.13 | 37.7 | 42.67 | 35.13 | 37.7 | 42.67 | 35.13 | 37.7 | 45.06 | 35.13 | 38.41 | 45.21 | 35.13 | 37.7 | 42.67 | 35.13 | 37.7 | 42.67 | 35.13 | 37.7 | 45.06 | 35.13 | 46.55 | 66.8 | 75.54 | 45.62 | 66.8 | 74.03 | 37.7 | 42.67 | 35.13 | 48.29 | 50.88 | 47.26 | 48.29 | 50.88 | 47.26 | 48.29 | 50.88 | 47.26 | 48.29 | 50.88 | 47.26 | 48.29 | 50.98 | 47.26 | 53.87 | 50.98 | 47.26 | 48.29 | 50.88 | 47.26 | 48.29 | 50.88 | 47.26 | 48.29 | 50.98 | 47.26 | 63.57 | 84.45 | 100.03 | 64.21 | 83.58 | 97.04 | 48.29 | 50.88 | 47.26
4230 | 38.71 | 43.67 | 36.14 | 38.71 | 43.67 | 36.14 | 38.71 | 43.67 | 36.14 | 38.71 | 43.67 | 36.14 | 38.71 | 46.07 | 36.14 | 39.41 | 46.22 | 36.14 | 38.71 | 43.67 | 36.14 | 38.71 | 43.67 | 36.14 | 38.71 | 46.07 | 36.14 | 52.01 | 66.8 | 75.54 | 50.98 | 65.47 | 74.03 | 38.71 | 43.67 | 36.14 | 49.3 | 51.88 | 48.27 | 49.3 | 51.88 | 48.27 | 49.3 | 51.88 | 48.27 | 49.3 | 51.88 | 48.27 | 51.92 | 51.99 | 48.27 | 54.88 | 51.99 | 48.27 | 49.3 | 51.88 | 48.27 | 49.3 | 51.88 | 48.27 | 51.92 | 51.99 | 48.27 | 72.64 | 84.45 | 100.03 | 71.92 | 83.58 | 97.04 | 49.3 | 51.88 | 48.27
4231 | 39.6 | 44.56 | 37.03 | 39.6 | 44.56 | 37.03 | 39.6 | 44.56 | 37.03 | 39.6 | 44.56 | 37.03 | 39.6 | 46.96 | 37.03 | 40.3 | 47.11 | 37.03 | 39.6 | 44.56 | 37.03 | 39.6 | 44.56 | 37.03 | 39.6 | 46.96 | 37.03 | 53.85 | 64.01 | 68.11 | 53.31 | 62.73 | 66.08 | 39.6 | 44.56 | 37.03 | 50.18 | 52.77 | 49.16 | 50.18 | 52.77 | 49.16 | 50.18 | 52.77 | 49.16 | 50.18 | 52.77 | 49.16 | 52.81 | 52.88 | 49.16 | 55.76 | 52.88 | 49.16 | 50.18 | 52.77 | 49.16 | 50.18 | 52.77 | 49.16 | 52.81 | 52.88 | 49.16 | 72.64 | 75.78 | 54.01 | 71.2 | 74.27 | 52.93 | 50.18 | 52.77 | 49.16
4232 | 40.01 | 44.97 | 37.44 | 40.01 | 44.97 | 37.44 | 40.01 | 44.97 | 37.44 | 40.01 | 44.97 | 37.44 | 40.01 | 47.37 | 37.44 | 40.71 | 47.52 | 37.44 | 40.01 | 44.97 | 37.44 | 40.01 | 44.97 | 37.44 | 40.01 | 47.37 | 37.44 | 50.76 | 54.69 | 37.82 | 50.76 | 53.05 | 37.82 | 40.01 | 44.97 | 37.44 | 50.6 | 53.18 | 49.57 | 50.6 | 53.18 | 49.57 | 50.6 | 53.18 | 49.57 | 50.6 | 53.18 | 49.57 | 53.22 | 53.29 | 49.57 | 56.17 | 53.29 | 49.57 | 50.6 | 53.18 | 49.57 | 50.6 | 53.18 | 49.57 | 53.22 | 53.29 | 49.57 | 67.74 | 55.81 | 49.08 | 66.39 | 54.69 | 49.08 | 50.6 | 53.18 | 49.57
4233 | 40 | 44.97 | 37.43 | 40 | 44.97 | 37.43 | 40 | 44.97 | 37.43 | 40 | 44.97 | 37.43 | 40 | 47.36 | 37.43 | 40.71 | 47.51 | 37.43 | 40 | 44.97 | 37.43 | 40 | 44.97 | 37.43 | 40 | 47.36 | 37.43 | 45.62 | 48.8 | 37.06 | 44.71 | 47.56 | 37.06 | 40 | 44.97 | 37.43 | 50.59 | 53.18 | 49.1 | 50.59 | 53.18 | 49.1 | 50.59 | 53.18 | 49.1 | 50.59 | 53.18 | 49.1 | 53.21 | 53.28 | 49.1 | 56.17 | 53.28 | 49.1 | 50.59 | 53.18 | 49.1 | 50.59 | 53.18 | 49.1 | 53.21 | 53.28 | 49.1 | 57.03 | 55.48 | 48.61 | 55.89 | 54.37 | 48.61 | 50.59 | 53.18 | 49.1
4234 | 40.12 | 45.08 | 36.95 | 40.12 | 45.08 | 36.95 | 40.12 | 45.08 | 36.95 | 40.12 | 45.08 | 36.95 | 40.12 | 47.48 | 36.59 | 40.82 | 47.53 | 36.59 | 40.12 | 45.08 | 36.95 | 40.12 | 45.08 | 36.95 | 40.12 | 47.48 | 36.59 | 41.21 | 47.61 | 35.85 | 40.52 | 46.66 | 36.58 | 40.12 | 45.08 | 36.95 | 50.71 | 52.08 | 48.12 | 50.71 | 52.08 | 48.12 | 50.71 | 52.08 | 48.12 | 50.71 | 52.08 | 48.12 | 53.33 | 52.08 | 49.1 | 56.1 | 52.08 | 49.1 | 50.71 | 52.08 | 49.1 | 50.71 | 52.08 | 49.1 | 53.33 | 52.08 | 49.1 | 55.54 | 51.56 | 48.61 | 54.43 | 52.6 | 48.61 | 50.71 | 52.08 | 48.12
4235 | 40.33 | 45.3 | 36.59 | 40.33 | 45.3 | 36.59 | 40.33 | 45.3 | 36.59 | 40.33 | 45.3 | 36.59 | 40.33 | 47.61 | 36.59 | 40.96 | 47.61 | 36.59 | 40.33 | 45.3 | 36.59 | 40.33 | 45.3 | 36.59 | 40.33 | 47.61 | 36.59 | 40.55 | 47.61 | 35.85 | 40.74 | 46.66 | 36.23 | 40.33 | 45.3 | 36.59 | 50.92 | 52.08 | 48.12 | 50.92 | 52.08 | 48.12 | 50.92 | 52.08 | 48.12 | 50.92 | 52.08 | 48.12 | 53.55 | 52.08 | 49.1 | 54.31 | 52.08 | 49.1 | 50.92 | 52.08 | 49.1 | 50.92 | 52.08 | 49.1 | 53.55 | 52.08 | 49.1 | 53.77 | 51.56 | 48.61 | 52.7 | 52.6 | 48.61 | 50.92 | 52.08 | 48.12
4236 | 40.16 | 45.13 | 37.6 | 40.16 | 45.13 | 37.6 | 40.16 | 45.13 | 37.6 | 40.16 | 45.13 | 37.6 | 40.16 | 47.52 | 37.6 | 40.87 | 47.66 | 37.6 | 40.16 | 45.13 | 37.6 | 40.16 | 45.13 | 37.6 | 40.16 | 47.52 | 37.6 | 41.28 | 48.14 | 37.22 | 40.57 | 45.78 | 37.22 | 40.16 | 45.13 | 37.6 | 50.75 | 53.34 | 49.53 | 50.75 | 53.34 | 49.53 | 50.75 | 53.34 | 49.53 | 50.75 | 53.34 | 49.53 | 53.37 | 53.34 | 49.53 | 56.33 | 53.34 | 49.53 | 50.75 | 53.34 | 49.53 | 50.75 | 53.34 | 49.53 | 53.37 | 53.34 | 49.53 | 57.03 | 52.81 | 49.03 | 55.89 | 52.81 | 49.03 | 50.75 | 53.34 | 49.53
4237 | 39.92 | 44.89 | 36.59 | 39.92 | 44.89 | 36.59 | 39.92 | 44.89 | 36.59 | 39.92 | 44.89 | 36.59 | 39.92 | 47.28 | 36.59 | 40.33 | 47.29 | 36.59 | 39.92 | 44.89 | 36.59 | 39.92 | 44.89 | 36.59 | 39.92 | 47.28 | 36.59 | 40.33 | 47.55 | 35.85 | 40.33 | 45.34 | 35.85 | 39.92 | 44.89 | 36.59 | 50.51 | 52.08 | 49.1 | 50.51 | 52.08 | 49.1 | 50.51 | 52.08 | 49.1 | 50.51 | 52.08 | 49.1 | 53.13 | 52.08 | 49.1 | 53.22 | 52.08 | 49.1 | 50.51 | 52.08 | 49.1 | 50.51 | 52.08 | 49.1 | 53.13 | 52.08 | 49.1 | 53.76 | 51.56 | 48.61 | 52.68 | 51.56 | 48.61 | 50.51 | 52.08 | 49.1
4238 | 39.79 | 44.75 | 36.59 | 39.79 | 44.75 | 36.59 | 39.79 | 44.75 | 36.59 | 39.79 | 44.76 | 36.59 | 39.79 | 47.15 | 36.59 | 39.79 | 47.15 | 36.59 | 39.79 | 44.75 | 36.59 | 39.79 | 44.75 | 36.59 | 39.79 | 47.15 | 36.59 | 40.19 | 47.55 | 36.23 | 40.19 | 45.27 | 36.23 | 39.79 | 44.75 | 36.59 | 50.38 | 52.08 | 49.15 | 50.38 | 52.08 | 49.15 | 50.38 | 52.08 | 49.15 | 50.38 | 52.08 | 49.15 | 53 | 52.08 | 49.15 | 53.22 | 52.08 | 49.15 | 50.38 | 52.08 | 49.15 | 50.38 | 52.08 | 49.15 | 53 | 52.08 | 49.15 | 53.76 | 51.56 | 48.66 | 52.69 | 51.56 | 48.66 | 50.38 | 52.08 | 49.15
4239 | 39.57 | 44.54 | 36.96 | 39.57 | 44.54 | 36.96 | 39.57 | 44.54 | 36.96 | 39.57 | 44.54 | 36.96 | 39.57 | 46.93 | 36.96 | 40.13 | 47.08 | 36.96 | 39.57 | 44.54 | 36.96 | 39.57 | 44.54 | 36.96 | 39.57 | 46.93 | 36.96 | 40.53 | 47.55 | 36.59 | 39.97 | 45.78 | 36.59 | 39.57 | 44.54 | 36.96 | 50.16 | 52.75 | 49.14 | 50.16 | 52.75 | 49.14 | 50.16 | 52.75 | 49.14 | 50.16 | 52.75 | 49.14 | 52.78 | 52.75 | 49.14 | 53.4 | 52.75 | 49.14 | 50.16 | 52.75 | 49.14 | 50.16 | 52.75 | 49.14 | 52.78 | 52.75 | 49.14 | 53.94 | 52.35 | 48.65 | 52.86 | 53.28 | 48.65 | 50.16 | 52.75 | 49.14
4240 | 39.42 | 44.39 | 36.85 | 39.42 | 44.39 | 36.85 | 39.42 | 44.39 | 36.85 | 39.42 | 44.39 | 36.85 | 39.42 | 46.78 | 36.85 | 40.13 | 46.93 | 36.85 | 39.42 | 44.39 | 36.85 | 39.42 | 44.39 | 36.85 | 39.42 | 46.78 | 36.85 | 46.55 | 56.39 | 38.38 | 45.62 | 55.27 | 37.61 | 39.42 | 44.39 | 36.85 | 50.01 | 52.6 | 48.99 | 50.01 | 52.6 | 48.99 | 50.01 | 52.6 | 48.99 | 50.01 | 52.6 | 48.99 | 52.63 | 52.7 | 48.99 | 55.59 | 52.7 | 48.99 | 50.01 | 52.6 | 48.99 | 50.01 | 52.6 | 48.99 | 52.63 | 52.7 | 48.99 | 61.03 | 60.07 | 49.48 | 59.81 | 60.07 | 49.48 | 50.01 | 52.6 | 48.99
4241 | 39.35 | 44.31 | 36.78 | 39.35 | 44.31 | 36.78 | 39.35 | 44.31 | 36.78 | 39.35 | 44.31 | 36.78 | 39.35 | 46.7 | 36.78 | 40.05 | 46.86 | 36.78 | 39.35 | 44.31 | 36.78 | 39.35 | 44.31 | 36.78 | 39.35 | 46.7 | 36.78 | 52.31 | 65.06 | 48.94 | 51.27 | 63.77 | 47.97 | 39.35 | 44.31 | 36.78 | 49.93 | 52.52 | 48.91 | 49.93 | 52.52 | 48.91 | 49.93 | 52.52 | 48.91 | 49.93 | 52.52 | 48.91 | 52.56 | 52.63 | 48.91 | 55.51 | 52.63 | 48.91 | 49.93 | 52.52 | 48.91 | 49.93 | 52.52 | 48.91 | 52.56 | 52.63 | 48.91 | 72.64 | 75.16 | 62.96 | 71.2 | 75.16 | 64.24 | 49.93 | 52.52 | 48.91
4242 | 39.26 | 44.23 | 36.7 | 39.26 | 44.23 | 36.7 | 39.26 | 44.23 | 36.7 | 39.26 | 44.23 | 36.7 | 39.26 | 46.62 | 36.7 | 39.97 | 46.78 | 36.7 | 39.26 | 44.23 | 36.7 | 39.26 | 44.23 | 36.7 | 39.26 | 46.62 | 36.7 | 55.68 | 83.27 | 81.96 | 54.58 | 83.28 | 80.32 | 39.26 | 44.23 | 36.7 | 49.85 | 52.44 | 51.3 | 49.85 | 52.44 | 51.3 | 49.85 | 52.44 | 51.3 | 49.85 | 52.44 | 51.3 | 52.48 | 52.55 | 50.01 | 55.43 | 52.55 | 50.01 | 49.85 | 52.44 | 50.01 | 49.85 | 52.44 | 48.83 | 52.48 | 52.55 | 50.01 | 79.21 | 95.48 | 105.58 | 79.21 | 95.48 | 106.7 | 49.85 | 52.44 | 51.3
4243 | 39.14 | 44.11 | 36.57 | 39.14 | 44.11 | 36.57 | 39.14 | 44.11 | 36.57 | 39.14 | 44.11 | 36.57 | 39.14 | 46.5 | 36.57 | 39.85 | 46.66 | 36.57 | 39.14 | 44.11 | 36.57 | 39.14 | 44.11 | 36.57 | 39.14 | 46.5 | 36.57 | 54.97 | 83.27 | 81.96 | 53.88 | 84.97 | 80.32 | 39.14 | 44.11 | 36.57 | 49.73 | 52.32 | 51.3 | 49.73 | 52.32 | 51.3 | 49.73 | 52.32 | 51.3 | 49.73 | 52.32 | 51.3 | 52.35 | 52.43 | 51.3 | 55.31 | 52.43 | 51.3 | 49.73 | 52.32 | 51.3 | 49.73 | 52.32 | 48.71 | 52.35 | 52.43 | 51.3 | 81.43 | 102.72 | 105.97 | 82.26 | 104.8 | 108.12 | 49.73 | 52.32 | 51.3
4244 | 38.95 | 43.91 | 36.38 | 38.95 | 43.91 | 36.38 | 38.95 | 43.91 | 36.38 | 38.95 | 43.91 | 36.38 | 38.95 | 46.31 | 36.38 | 39.66 | 46.46 | 36.38 | 38.95 | 43.91 | 36.38 | 38.95 | 43.91 | 36.38 | 38.95 | 46.31 | 36.38 | 52.01 | 74.25 | 81.96 | 50.98 | 75.76 | 81.96 | 38.95 | 43.91 | 36.38 | 49.54 | 52.13 | 51.3 | 49.54 | 52.13 | 51.3 | 49.54 | 52.13 | 51.3 | 49.54 | 52.13 | 51.3 | 52.16 | 52.23 | 51.3 | 55.12 | 52.23 | 51.3 | 49.54 | 52.13 | 51.3 | 49.54 | 52.13 | 48.51 | 52.16 | 52.23 | 51.3 | 73.38 | 102.72 | 105.97 | 73.38 | 102.88 | 108.12 | 49.54 | 52.13 | 51.3
4245 | 38.8 | 43.77 | 36.24 | 38.8 | 43.77 | 36.24 | 38.8 | 43.77 | 36.24 | 38.8 | 43.77 | 36.24 | 38.8 | 46.16 | 36.24 | 39.51 | 46.32 | 36.24 | 38.8 | 43.77 | 36.24 | 38.8 | 43.77 | 36.24 | 38.8 | 46.16 | 36.24 | 51.79 | 64.41 | 50.13 | 50.76 | 65.06 | 50.13 | 38.8 | 43.77 | 36.24 | 49.39 | 51.98 | 51.3 | 49.39 | 51.98 | 51.3 | 49.39 | 51.98 | 51.3 | 49.39 | 51.98 | 51.3 | 52.02 | 52.09 | 48.78 | 54.97 | 52.09 | 48.78 | 49.39 | 51.98 | 48.78 | 49.39 | 51.98 | 48.37 | 52.02 | 52.09 | 48.78 | 72.64 | 79.08 | 95.61 | 71.2 | 80.7 | 100.56 | 49.39 | 51.98 | 51.3
4246 | 38.8 | 43.77 | 36.24 | 38.8 | 43.77 | 36.24 | 38.8 | 43.77 | 36.24 | 38.8 | 43.77 | 36.24 | 38.8 | 46.16 | 36.24 | 39.51 | 46.32 | 36.24 | 38.8 | 43.77 | 36.24 | 38.8 | 43.77 | 36.24 | 38.8 | 46.16 | 36.24 | 45.62 | 59.99 | 47.97 | 44.71 | 61.21 | 48.94 | 38.8 | 43.77 | 36.24 | 49.39 | 51.98 | 48.37 | 49.39 | 51.98 | 48.37 | 49.39 | 51.98 | 48.37 | 49.39 | 51.98 | 48.37 | 52.02 | 52.09 | 48.37 | 54.97 | 52.09 | 48.37 | 49.39 | 51.98 | 48.37 | 49.39 | 51.98 | 48.37 | 52.02 | 52.09 | 48.37 | 61.03 | 73.66 | 64.38 | 59.81 | 75.17 | 65.69 | 49.39 | 51.98 | 48.37
4247 | 38.39 | 43.36 | 35.82 | 38.39 | 43.36 | 35.82 | 38.39 | 43.36 | 35.82 | 38.39 | 43.36 | 35.82 | 38.39 | 45.75 | 35.82 | 39.1 | 45.91 | 35.83 | 38.39 | 43.36 | 35.82 | 38.39 | 43.36 | 35.82 | 38.39 | 45.75 | 35.82 | 39.98 | 49.45 | 39.44 | 39.98 | 50.45 | 40.24 | 38.39 | 43.36 | 35.82 | 48.98 | 51.57 | 47.96 | 48.98 | 51.57 | 47.96 | 48.98 | 51.57 | 47.96 | 48.98 | 51.57 | 47.96 | 48.98 | 51.68 | 47.96 | 54.56 | 51.68 | 47.96 | 48.98 | 51.57 | 47.96 | 48.98 | 51.57 | 47.96 | 48.98 | 51.68 | 47.96 | 57.03 | 69.13 | 52.94 | 55.89 | 70.54 | 54.02 | 48.98 | 51.57 | 47.96
4248 | 37.98 | 42.95 | 35.41 | 37.98 | 42.95 | 35.41 | 37.98 | 42.95 | 35.41 | 37.98 | 42.95 | 35.41 | 37.98 | 45.34 | 35.41 | 38.57 | 45.49 | 35.41 | 37.98 | 42.95 | 35.41 | 37.98 | 42.95 | 35.41 | 37.98 | 45.34 | 35.41 | 38.96 | 48.53 | 39.04 | 38.96 | 49.32 | 39.84 | 37.98 | 42.95 | 35.41 | 48.57 | 51.16 | 47.64 | 48.57 | 51.16 | 47.64 | 48.57 | 51.16 | 47.64 | 48.57 | 51.16 | 47.64 | 48.57 | 51.16 | 47.64 | 54.15 | 51.26 | 47.64 | 48.57 | 51.16 | 47.64 | 48.57 | 51.16 | 47.54 | 48.57 | 51.16 | 47.64 | 54.78 | 66.63 | 52.93 | 54.78 | 67.99 | 54.01 | 48.57 | 51.16 | 47.64
4249 | 37.53 | 42.5 | 34.96 | 37.53 | 42.5 | 34.96 | 37.53 | 42.5 | 34.96 | 37.53 | 42.5 | 34.96 | 37.53 | 44.89 | 34.96 | 37.53 | 45.04 | 34.96 | 37.53 | 42.5 | 34.96 | 37.53 | 42.5 | 34.96 | 37.53 | 44.89 | 34.96 | 37.91 | 47.93 | 38.43 | 37.91 | 47.93 | 38.82 | 37.53 | 42.5 | 34.96 | 48.12 | 50.71 | 47.1 | 48.12 | 50.71 | 47.1 | 48.12 | 50.71 | 47.1 | 48.12 | 50.71 | 47.1 | 48.12 | 50.71 | 47.1 | 51.81 | 50.82 | 47.1 | 48.12 | 50.71 | 47.1 | 48.12 | 50.71 | 47.1 | 48.12 | 50.71 | 47.1 | 52.33 | 55.57 | 52.93 | 52.33 | 56.69 | 54.01 | 48.12 | 50.71 | 47.1
4250 | 37.18 | 42.15 | 34.62 | 37.18 | 42.15 | 34.62 | 37.18 | 42.15 | 34.62 | 37.18 | 42.15 | 34.62 | 37.18 | 44.54 | 34.62 | 37.19 | 44.69 | 34.62 | 37.18 | 42.15 | 34.62 | 37.18 | 42.15 | 34.62 | 37.18 | 44.54 | 34.62 | 37.56 | 47.5 | 36.33 | 37.56 | 47.5 | 36.33 | 37.18 | 42.15 | 34.62 | 47.77 | 50.36 | 49.93 | 47.77 | 50.36 | 49.93 | 47.77 | 50.36 | 49.93 | 47.77 | 50.36 | 49.93 | 47.77 | 50.36 | 46.75 | 50.32 | 50.47 | 46.75 | 47.77 | 50.36 | 46.75 | 47.77 | 50.36 | 46.75 | 47.77 | 50.36 | 46.75 | 50.83 | 52.95 | 51.85 | 50.83 | 55.57 | 52.93 | 47.77 | 50.36 | 49.93
4251 | 36.8 | 41.77 | 34.23 | 36.8 | 41.77 | 34.23 | 36.8 | 41.77 | 34.23 | 36.8 | 41.77 | 34.23 | 36.8 | 44.16 | 34.23 | 36.8 | 44.31 | 34.23 | 36.8 | 41.77 | 34.23 | 36.8 | 41.77 | 34.23 | 36.8 | 44.16 | 34.23 | 37.17 | 46.07 | 35.85 | 37.56 | 46.07 | 35.85 | 36.8 | 41.77 | 34.23 | 47.39 | 49.98 | 46.99 | 47.39 | 49.98 | 46.99 | 47.39 | 49.98 | 46.99 | 47.39 | 49.98 | 46.99 | 47.39 | 49.98 | 46.37 | 49.8 | 50.09 | 46.37 | 47.39 | 49.98 | 46.37 | 47.39 | 49.98 | 46.37 | 47.39 | 49.98 | 46.37 | 50.32 | 50.59 | 47.16 | 50.83 | 53.92 | 47.95 | 47.39 | 49.98 | 46.99
4252 | 36.8 | 41.76 | 34.23 | 36.8 | 41.76 | 34.23 | 36.8 | 41.76 | 34.23 | 36.8 | 41.76 | 34.23 | 36.8 | 44.15 | 34.23 | 36.8 | 44.31 | 34.23 | 36.8 | 41.76 | 34.23 | 36.8 | 41.76 | 34.23 | 36.8 | 44.15 | 34.23 | 37.17 | 46.07 | 35.14 | 37.56 | 46.07 | 35.14 | 36.8 | 41.76 | 34.23 | 47.39 | 49.97 | 46.99 | 47.39 | 49.97 | 46.99 | 47.39 | 49.97 | 46.99 | 47.39 | 49.97 | 46.99 | 47.39 | 49.97 | 46.36 | 50.32 | 50.08 | 46.36 | 47.39 | 49.97 | 46.36 | 47.39 | 49.97 | 46.36 | 47.39 | 49.97 | 46.36 | 50.83 | 50.59 | 47.16 | 50.83 | 51.24 | 47.95 | 47.39 | 49.97 | 51.3
4253 | 37.44 | 42.41 | 36.06 | 37.44 | 42.41 | 36.06 | 37.44 | 42.41 | 36.06 | 37.44 | 42.41 | 36.06 | 37.44 | 44.8 | 34.87 | 38.15 | 44.96 | 34.88 | 37.44 | 42.41 | 34.87 | 37.44 | 42.41 | 34.87 | 37.44 | 44.8 | 34.87 | 39.78 | 48.53 | 37.11 | 39.78 | 48.53 | 37.11 | 37.44 | 42.41 | 36.06 | 48.03 | 50.73 | 48.81 | 48.03 | 50.73 | 48.81 | 48.03 | 50.73 | 48.81 | 48.03 | 50.73 | 48.81 | 48.03 | 50.73 | 47.01 | 53.61 | 50.73 | 47.01 | 48.03 | 50.62 | 47.01 | 48.03 | 50.62 | 47.01 | 48.03 | 50.73 | 47.01 | 55.89 | 53.37 | 49.31 | 55.89 | 54.46 | 49.82 | 48.03 | 50.73 | 51.3
4254 | 38.48 | 43.45 | 38.25 | 38.48 | 43.45 | 38.25 | 38.48 | 43.45 | 38.25 | 38.48 | 43.45 | 38.25 | 38.48 | 45.84 | 35.91 | 39.19 | 45.99 | 35.91 | 38.48 | 43.45 | 35.91 | 38.48 | 43.45 | 35.91 | 38.48 | 45.84 | 35.91 | 45.17 | 54.36 | 39.04 | 45.17 | 53.28 | 38.64 | 38.48 | 43.45 | 38.25 | 49.07 | 51.76 | 50.32 | 49.07 | 51.76 | 50.32 | 49.07 | 51.76 | 50.32 | 49.07 | 51.76 | 50.32 | 51.69 | 51.76 | 48.04 | 54.65 | 51.76 | 48.04 | 49.07 | 51.66 | 48.04 | 49.07 | 51.66 | 48.04 | 51.69 | 51.76 | 48.04 | 67.02 | 55.57 | 50.83 | 67.02 | 55.57 | 50.83 | 49.07 | 51.76 | 51.3
4255 | 39.32 | 44.28 | 36.75 | 39.32 | 44.28 | 36.75 | 39.32 | 44.28 | 36.75 | 39.32 | 44.28 | 36.75 | 39.32 | 46.68 | 36.75 | 40.02 | 46.83 | 36.75 | 39.32 | 44.28 | 36.75 | 39.32 | 44.28 | 36.75 | 39.32 | 46.68 | 36.75 | 51.43 | 54.36 | 36.38 | 50.76 | 53.27 | 36.38 | 39.32 | 44.28 | 36.75 | 49.9 | 52.6 | 48.88 | 49.9 | 52.6 | 48.88 | 49.9 | 52.6 | 48.88 | 49.9 | 52.6 | 48.88 | 52.53 | 52.6 | 48.88 | 55.48 | 52.6 | 48.88 | 49.9 | 52.49 | 48.88 | 49.9 | 52.49 | 48.88 | 52.53 | 52.6 | 48.88 | 67.54 | 54.23 | 48.61 | 67.54 | 53.14 | 48.61 | 49.9 | 52.6 | 51.3
4256 | 39.82 | 44.79 | 37.26 | 39.82 | 44.79 | 37.26 | 39.82 | 44.79 | 37.26 | 39.82 | 44.79 | 37.26 | 39.82 | 47.18 | 37.26 | 40.53 | 47.18 | 37.26 | 39.82 | 44.79 | 37.26 | 39.82 | 44.79 | 37.26 | 39.82 | 47.18 | 37.26 | 44.87 | 46.71 | 35.05 | 43.98 | 45.78 | 35.05 | 39.82 | 44.79 | 37.26 | 50.41 | 53 | 49.39 | 50.41 | 53 | 49.39 | 50.41 | 53 | 49.39 | 50.41 | 53 | 49.39 | 53.04 | 53 | 49.39 | 55.99 | 53 | 49.39 | 50.41 | 53 | 49.39 | 50.41 | 53 | 49.39 | 53.04 | 53 | 49.39 | 61.03 | 51.88 | 48.39 | 59.81 | 52.47 | 48.39 | 50.41 | 53 | 51.3
4257 | 39.92 | 44.89 | 37.35 | 39.92 | 44.89 | 37.35 | 39.92 | 44.89 | 37.35 | 39.92 | 44.89 | 37.35 | 39.92 | 44.89 | 37.35 | 40.63 | 44.89 | 37.35 | 39.92 | 44.89 | 37.35 | 39.92 | 44.89 | 37.35 | 39.92 | 44.89 | 37.35 | 40.53 | 44.44 | 34.42 | 40.33 | 44.44 | 34.42 | 39.92 | 44.89 | 37.35 | 50.51 | 53.1 | 49.49 | 50.51 | 53.1 | 49.49 | 50.51 | 53.1 | 49.49 | 50.51 | 53.1 | 48.62 | 53.13 | 53.1 | 49.49 | 56.09 | 53.1 | 46.8 | 50.51 | 53.1 | 49.49 | 50.51 | 53.1 | 49.49 | 53.13 | 53.1 | 49.49 | 55.89 | 49.13 | 45.86 | 54.78 | 50.13 | 45.86 | 50.51 | 53.1 | 49.49
4258 | 39.97 | 44.94 | 37.4 | 39.97 | 44.94 | 37.4 | 39.97 | 44.94 | 37.4 | 39.97 | 44.94 | 37.4 | 39.97 | 44.94 | 37.4 | 39.97 | 44.94 | 37.4 | 39.97 | 44.94 | 37.4 | 39.97 | 44.94 | 37.4 | 39.97 | 44.94 | 37.4 | 39.57 | 41.96 | 34.42 | 39.57 | 42.81 | 34.42 | 39.97 | 44.94 | 37.4 | 50.56 | 53.15 | 48.05 | 50.56 | 53.15 | 48.05 | 50.56 | 53.15 | 48.05 | 50.56 | 53.15 | 48.05 | 52.4 | 48.73 | 46.45 | 52.4 | 48.73 | 45.35 | 50.56 | 48.73 | 46.45 | 50.56 | 53.15 | 49.54 | 52.4 | 48.73 | 46.45 | 51.87 | 0 | 44.8 | 51.07 | 47.66 | 44.8 | 50.56 | 53.15 | 49.54
4259 | 39.95 | 44.92 | 37.39 | 39.95 | 44.92 | 37.39 | 39.95 | 44.92 | 37.39 | 39.95 | 44.92 | 37.39 | 39.95 | 44.92 | 37.39 | 39.95 | 44.92 | 37.39 | 39.95 | 44.92 | 37.39 | 39.95 | 44.92 | 37.39 | 39.95 | 44.92 | 37.39 | 39.55 | 0 | 33.73 | 39.55 | 0 | 34.42 | 39.95 | 44.92 | 37.39 | 50.54 | 51.61 | 49.52 | 50.54 | 51.61 | 49.52 | 50.54 | 51.61 | 49.52 | 50.54 | 51.61 | 49.52 | 50.54 | 51.61 | 46.45 | 50.54 | 51.61 | 0 | 50.54 | 51.61 | 46.45 | 50.54 | 53.13 | 49.52 | 50.54 | 51.61 | 46.45 | 50.04 | 0 | 0 | 50.83 | 46.88 | 0 | 50.54 | 51.61 | 49.52
4260 | 39.91 | 44.88 | 37.34 | 39.91 | 44.88 | 37.34 | 39.91 | 44.88 | 37.34 | 39.91 | 44.88 | 37.34 | 39.91 | 44.88 | 37.34 | 39.91 | 44.88 | 37.34 | 39.91 | 44.88 | 37.34 | 39.91 | 44.88 | 37.34 | 39.91 | 44.88 | 37.34 | 39.51 | 0 | 0 | 39.51 | 0 | 0 | 39.91 | 44.88 | 37.34 | 50.5 | 48.43 | 49.48 | 50.5 | 48.43 | 49.48 | 50.5 | 48.43 | 49.48 | 50.5 | 48.43 | 49.48 | 50.5 | 48.43 | 46.45 | 50.5 | 48.43 | 0 | 50.5 | 48.43 | 46.45 | 50.5 | 53.09 | 49.48 | 50.5 | 48.43 | 46.45 | 50 | 0 | 0 | 50 | 46.88 | 0 | 50.5 | 48.43 | 49.48
4261 | 39.84 | 44.69 | 37.28 | 39.84 | 44.69 | 37.28 | 39.84 | 44.69 | 37.28 | 39.84 | 44.69 | 37.28 | 39.84 | 44.69 | 37.11 | 39.84 | 44.69 | 37.11 | 39.84 | 44.69 | 37.11 | 39.84 | 44.81 | 37.28 | 39.84 | 44.69 | 37.11 | 39.45 | 0 | 0 | 39.45 | 0 | 0 | 39.84 | 44.69 | 37.28 | 50.43 | 48.43 | 49.41 | 50.43 | 48.43 | 49.41 | 50.43 | 48.43 | 49.41 | 50.43 | 48.43 | 49.41 | 50.43 | 45.06 | 47.16 | 50.43 | 45.06 | 0 | 50.43 | 48.43 | 47.16 | 50.43 | 53.02 | 49.41 | 50.43 | 45.06 | 47.16 | 49.93 | 0 | 0 | 49.93 | 45.57 | 44.8 | 50.43 | 48.43 | 49.41
4262 | 39.69 | 44.11 | 37.12 | 39.69 | 44.11 | 37.12 | 39.69 | 44.11 | 37.12 | 39.69 | 44.11 | 37.12 | 39.69 | 44.11 | 36.86 | 39.69 | 44.11 | 36.86 | 39.69 | 44.11 | 36.86 | 39.69 | 44.66 | 37.12 | 39.69 | 44.11 | 36.86 | 38.57 | 0 | 0 | 39.3 | 0 | 0 | 39.69 | 44.11 | 37.12 | 50.28 | 52.87 | 49.26 | 50.28 | 52.87 | 49.26 | 50.28 | 52.87 | 49.26 | 50.28 | 52.87 | 49.26 | 50.28 | 45.06 | 47.16 | 50.28 | 45.06 | 0 | 50.28 | 50.41 | 47.16 | 50.28 | 52.87 | 49.26 | 50.28 | 45.06 | 47.16 | 49.78 | 0 | 0 | 49.78 | 47.66 | 44.8 | 50.28 | 52.87 | 50.26
4263 | 39.43 | 41.65 | 36.86 | 39.43 | 41.65 | 36.86 | 39.43 | 41.65 | 36.86 | 39.43 | 41.65 | 36.86 | 39.43 | 41.65 | 36.86 | 39.43 | 41.65 | 36.86 | 39.43 | 41.65 | 36.86 | 39.43 | 44.39 | 36.86 | 39.43 | 41.65 | 36.86 | 38.32 | 0 | 0 | 39.11 | 0 | 34.42 | 39.43 | 41.65 | 36.86 | 50.02 | 52.61 | 49 | 50.02 | 52.61 | 49 | 50.02 | 52.61 | 49 | 50.02 | 52.61 | 49 | 50.02 | 45.06 | 47.14 | 50.02 | 45.06 | 0 | 50.02 | 45.06 | 47.14 | 50.02 | 52.61 | 49 | 50.02 | 45.06 | 47.14 | 49.31 | 0 | 0 | 50.32 | 52.08 | 44.8 | 50.02 | 52.61 | 51.3
4264 | 39.21 | 44.18 | 36.64 | 39.21 | 44.18 | 36.64 | 39.21 | 44.18 | 36.64 | 39.21 | 44.18 | 36.64 | 39.21 | 44.18 | 36.64 | 39.21 | 44.18 | 36.64 | 39.21 | 44.18 | 36.64 | 39.21 | 44.18 | 36.64 | 39.21 | 44.18 | 36.64 | 39.21 | 43.28 | 33.73 | 39.61 | 43.74 | 34.42 | 39.21 | 44.18 | 36.64 | 49.8 | 52.39 | 48.78 | 49.8 | 52.39 | 48.78 | 49.8 | 52.39 | 48.78 | 49.8 | 52.39 | 48.78 | 50.82 | 48.64 | 48.78 | 50.82 | 48.64 | 48.78 | 49.8 | 48.64 | 48.78 | 49.8 | 52.39 | 48.78 | 50.82 | 48.64 | 48.78 | 51.33 | 47.66 | 46.84 | 50.83 | 51.86 | 48.29 | 49.8 | 52.39 | 51.3
4265 | 39.19 | 44.15 | 36.62 | 39.19 | 44.15 | 36.62 | 39.19 | 44.15 | 36.62 | 39.19 | 44.15 | 36.62 | 39.19 | 46.54 | 36.62 | 39.89 | 46.69 | 36.62 | 39.19 | 44.15 | 36.62 | 39.19 | 44.15 | 36.62 | 39.19 | 46.54 | 36.62 | 42.72 | 47.19 | 35.53 | 42.72 | 46.25 | 36.25 | 39.19 | 44.15 | 36.62 | 49.77 | 52.36 | 48.75 | 49.77 | 52.36 | 48.75 | 49.77 | 52.36 | 48.75 | 49.77 | 52.36 | 48.75 | 52.4 | 52.36 | 48.75 | 55.35 | 52.36 | 48.75 | 49.77 | 52.36 | 48.75 | 49.77 | 52.36 | 48.75 | 52.4 | 52.36 | 48.75 | 60.02 | 50.8 | 47.3 | 58.82 | 51.84 | 48.26 | 49.77 | 52.36 | 51.3
4266 | 39.15 | 44.11 | 36.74 | 39.15 | 44.11 | 36.74 | 39.15 | 44.11 | 36.74 | 39.15 | 44.11 | 36.74 | 39.15 | 46.51 | 36.58 | 39.85 | 46.66 | 36.58 | 39.15 | 44.11 | 36.58 | 39.15 | 44.11 | 36.58 | 39.15 | 46.51 | 36.58 | 50.76 | 47.13 | 36.95 | 49.74 | 46.19 | 37.11 | 39.15 | 44.11 | 36.74 | 49.74 | 52.43 | 51.3 | 49.74 | 52.43 | 51.3 | 49.74 | 52.43 | 51.3 | 49.74 | 52.43 | 51.3 | 52.36 | 52.43 | 48.71 | 55.32 | 52.43 | 48.71 | 49.74 | 52.32 | 48.71 | 49.74 | 52.32 | 48.71 | 52.36 | 52.43 | 48.71 | 68.68 | 52.95 | 48.23 | 68.68 | 54.03 | 50.78 | 49.74 | 52.43 | 51.3
4267 | 38.97 | 43.94 | 36.41 | 38.97 | 43.94 | 36.41 | 38.97 | 43.94 | 36.41 | 38.97 | 43.94 | 36.41 | 38.97 | 46.33 | 36.41 | 39.68 | 46.49 | 36.41 | 38.97 | 43.94 | 36.41 | 38.97 | 43.94 | 36.41 | 38.97 | 46.33 | 36.41 | 50.76 | 46.95 | 36.04 | 49.74 | 46.01 | 36.77 | 38.97 | 43.94 | 36.41 | 49.56 | 52.26 | 51.3 | 49.56 | 52.26 | 51.3 | 49.56 | 52.26 | 51.3 | 49.56 | 52.26 | 51.3 | 52.18 | 52.26 | 48.54 | 55.14 | 52.26 | 48.54 | 49.56 | 52.15 | 48.54 | 49.56 | 52.15 | 48.54 | 52.18 | 52.26 | 48.54 | 73.31 | 52.78 | 48.05 | 71.84 | 52.78 | 50.78 | 49.56 | 52.26 | 51.3
4268 | 38.8 | 43.76 | 36.23 | 38.8 | 43.76 | 36.23 | 38.8 | 43.76 | 36.23 | 38.8 | 43.76 | 36.23 | 38.8 | 46.16 | 36.23 | 39.5 | 46.31 | 36.23 | 38.8 | 43.76 | 36.23 | 38.8 | 43.76 | 36.23 | 38.8 | 46.16 | 36.23 | 50.76 | 47.56 | 36.59 | 49.74 | 46.61 | 36.59 | 38.8 | 43.76 | 36.23 | 49.39 | 52.08 | 51.3 | 49.39 | 52.08 | 51.3 | 49.39 | 52.08 | 51.3 | 49.39 | 52.08 | 51.3 | 52.01 | 52.08 | 48.36 | 54.97 | 52.08 | 48.36 | 49.39 | 51.98 | 48.36 | 49.39 | 51.98 | 48.36 | 52.01 | 52.08 | 48.36 | 71.85 | 52.61 | 47.88 | 71.85 | 52.61 | 50.78 | 49.39 | 52.08 | 51.3
4269 | 38.68 | 43.65 | 36.11 | 38.68 | 43.65 | 36.11 | 38.68 | 43.65 | 36.11 | 38.68 | 43.65 | 36.11 | 38.68 | 46.04 | 36.11 | 39.39 | 46.19 | 36.11 | 38.68 | 43.65 | 36.11 | 38.68 | 43.65 | 36.11 | 38.68 | 46.04 | 36.11 | 50.76 | 59.95 | 36.48 | 50.76 | 61.18 | 37.22 | 38.68 | 43.65 | 36.11 | 49.27 | 51.86 | 50.84 | 49.27 | 51.86 | 50.84 | 49.27 | 51.86 | 50.84 | 49.27 | 51.86 | 50.84 | 51.89 | 51.97 | 48.25 | 54.85 | 51.97 | 48.25 | 49.27 | 51.86 | 48.25 | 49.27 | 51.86 | 48.25 | 51.89 | 51.97 | 48.25 | 73.31 | 52.95 | 47.77 | 71.85 | 77.82 | 51.35 | 49.27 | 51.86 | 51.3
4270 | 38.72 | 43.69 | 36.16 | 38.72 | 43.69 | 36.16 | 38.72 | 43.69 | 36.16 | 38.72 | 43.69 | 36.16 | 38.72 | 46.08 | 36.16 | 39.43 | 46.24 | 36.16 | 38.72 | 43.69 | 36.16 | 38.72 | 43.69 | 36.16 | 38.72 | 46.08 | 36.16 | 44.04 | 57.23 | 36.52 | 44.04 | 58.39 | 36.52 | 38.72 | 43.69 | 36.16 | 49.31 | 51.9 | 48.29 | 49.31 | 51.9 | 48.29 | 49.31 | 51.9 | 48.29 | 49.31 | 51.9 | 48.29 | 51.93 | 52.01 | 48.29 | 54.89 | 52.01 | 48.29 | 49.31 | 51.9 | 48.29 | 49.31 | 51.9 | 48.29 | 51.93 | 52.01 | 48.29 | 60.38 | 52.53 | 47.81 | 60.38 | 53.6 | 48.78 | 49.31 | 51.9 | 51.3
4271 | 38.22 | 43.19 | 35.65 | 38.22 | 43.19 | 35.65 | 38.22 | 43.19 | 35.65 | 38.22 | 43.19 | 35.65 | 38.22 | 45.58 | 35.65 | 38.93 | 45.73 | 35.65 | 38.22 | 43.19 | 35.65 | 38.22 | 43.19 | 35.65 | 38.22 | 45.58 | 35.65 | 39.32 | 46.42 | 35.3 | 39.32 | 46.42 | 36.01 | 38.22 | 43.19 | 35.65 | 48.81 | 51.4 | 47.79 | 48.81 | 51.4 | 47.79 | 48.81 | 51.4 | 47.79 | 48.81 | 51.4 | 47.79 | 48.81 | 51.5 | 47.79 | 54.39 | 51.5 | 47.79 | 48.81 | 51.4 | 47.79 | 48.81 | 51.4 | 47.79 | 48.81 | 51.5 | 47.79 | 55.34 | 52.02 | 47.31 | 55.34 | 53.09 | 48.27 | 48.81 | 51.4 | 47.79
4272 | 37.19 | 42.84 | 35.3 | 37.19 | 42.84 | 35.3 | 37.19 | 42.84 | 35.3 | 37.19 | 42.84 | 35.3 | 37.19 | 42.84 | 35.3 | 37.19 | 42.84 | 35.3 | 37.19 | 42.84 | 35.3 | 37.19 | 42.84 | 35.3 | 37.19 | 42.84 | 35.3 | 37.56 | 42.48 | 34.95 | 37.56 | 43.35 | 35.66 | 37.19 | 42.84 | 35.3 | 48.46 | 51.05 | 47.43 | 48.46 | 51.05 | 47.43 | 48.46 | 51.05 | 47.43 | 48.46 | 51.05 | 47.43 | 48.46 | 51.05 | 47.43 | 49.8 | 51.05 | 47.43 | 48.46 | 51.05 | 47.43 | 48.46 | 51.05 | 47.43 | 48.46 | 51.05 | 47.43 | 50.83 | 49.13 | 45.75 | 50.83 | 51.56 | 47.91 | 48.46 | 51.05 | 47.43
4273 | 36.96 | 42.28 | 34.75 | 36.96 | 42.28 | 34.75 | 36.96 | 42.28 | 34.75 | 36.96 | 42.28 | 34.75 | 36.96 | 42.28 | 34.75 | 36.96 | 42.48 | 34.75 | 36.96 | 42.28 | 34.75 | 36.96 | 42.28 | 34.75 | 36.96 | 42.28 | 34.75 | 37.33 | 42.48 | 34.42 | 37.56 | 43.34 | 35.1 | 36.96 | 42.28 | 34.75 | 47.9 | 50.49 | 46.88 | 47.9 | 50.49 | 46.88 | 47.9 | 50.49 | 46.88 | 47.9 | 50.49 | 46.88 | 47.9 | 50.49 | 46.88 | 49.8 | 50.49 | 46.88 | 47.9 | 50.49 | 46.88 | 47.9 | 50.49 | 46.88 | 47.9 | 50.49 | 46.88 | 50.3 | 47.89 | 44.8 | 50.83 | 51 | 47.35 | 47.9 | 50.49 | 46.88
4274 | 36.8 | 41.78 | 34.25 | 36.8 | 41.78 | 34.25 | 36.8 | 41.78 | 34.25 | 36.8 | 41.78 | 34.25 | 36.8 | 41.78 | 34.25 | 36.8 | 42.48 | 34.25 | 36.8 | 41.78 | 34.25 | 36.8 | 41.78 | 34.25 | 36.8 | 41.78 | 34.25 | 37.17 | 42.05 | 33.9 | 37.56 | 42.91 | 34.59 | 36.8 | 41.78 | 34.25 | 47.4 | 49.99 | 48.97 | 47.4 | 49.99 | 48.97 | 47.4 | 49.99 | 48.97 | 47.4 | 49.99 | 48.97 | 47.4 | 49.99 | 46.38 | 49.4 | 49.99 | 46.38 | 47.4 | 49.99 | 46.38 | 47.4 | 49.99 | 46.38 | 47.4 | 49.99 | 46.38 | 49.9 | 47.89 | 44.8 | 50.42 | 50.5 | 49.46 | 47.4 | 49.99 | 48.97
4275 | 36.52 | 41.49 | 33.95 | 36.52 | 41.49 | 33.95 | 36.52 | 41.49 | 33.95 | 36.52 | 41.49 | 33.95 | 36.52 | 41.49 | 33.95 | 36.52 | 42.33 | 33.95 | 36.52 | 41.49 | 33.95 | 36.52 | 41.49 | 33.95 | 36.52 | 41.49 | 33.95 | 36.89 | 41.91 | 33.61 | 37.27 | 41.91 | 34.3 | 36.52 | 41.49 | 33.95 | 47.11 | 49.7 | 46.17 | 47.11 | 49.7 | 46.17 | 47.11 | 49.7 | 46.17 | 47.11 | 49.7 | 46.17 | 47.11 | 49.7 | 46.09 | 49.4 | 49.7 | 46.09 | 47.11 | 49.7 | 46.09 | 47.11 | 49.7 | 46.09 | 47.11 | 49.7 | 46.09 | 49.9 | 48.14 | 44.8 | 50.42 | 50.2 | 46.63 | 47.11 | 49.7 | 51.3
4276 | 36.56 | 41.53 | 33.99 | 36.56 | 41.53 | 33.99 | 36.56 | 41.53 | 33.99 | 36.56 | 41.53 | 33.99 | 36.56 | 41.53 | 33.99 | 36.8 | 42.33 | 33.99 | 36.56 | 41.53 | 33.99 | 36.56 | 41.53 | 33.99 | 36.56 | 41.53 | 33.99 | 37.17 | 41.91 | 33.65 | 37.56 | 41.95 | 34.34 | 36.56 | 41.53 | 33.99 | 47.15 | 49.74 | 46.17 | 47.15 | 49.74 | 46.17 | 47.15 | 49.74 | 46.17 | 47.15 | 49.74 | 46.17 | 47.15 | 49.13 | 46.13 | 49.8 | 49.13 | 46.13 | 47.15 | 49.13 | 46.13 | 47.15 | 49.74 | 46.13 | 47.15 | 49.13 | 46.13 | 50.83 | 47.89 | 44.8 | 50.83 | 50.24 | 45.72 | 47.15 | 49.74 | 51.3
4277 | 37.2 | 42.17 | 34.63 | 37.2 | 42.17 | 34.63 | 37.2 | 42.17 | 34.63 | 37.2 | 42.17 | 34.63 | 37.2 | 43.07 | 34.63 | 37.91 | 43.64 | 34.63 | 37.2 | 42.17 | 34.63 | 37.2 | 42.17 | 34.63 | 37.2 | 43.07 | 34.63 | 38.29 | 43.21 | 34.29 | 38.78 | 42.6 | 34.42 | 37.2 | 42.17 | 34.63 | 47.79 | 50.38 | 46.77 | 47.79 | 50.38 | 46.77 | 47.79 | 50.38 | 46.77 | 47.79 | 50.38 | 46.77 | 47.79 | 50.38 | 46.77 | 53.37 | 50.38 | 46.77 | 47.79 | 50.38 | 46.77 | 47.79 | 50.38 | 46.77 | 47.79 | 50.38 | 46.77 | 54.47 | 49.88 | 44.8 | 54.47 | 50.89 | 46.3 | 47.79 | 50.38 | 51.3
4278 | 38.44 | 43.41 | 35.87 | 38.44 | 43.41 | 35.87 | 38.44 | 43.41 | 35.87 | 38.44 | 43.41 | 35.87 | 38.44 | 45.8 | 35.87 | 39.15 | 45.95 | 35.87 | 38.44 | 43.41 | 35.87 | 38.44 | 43.41 | 35.87 | 38.44 | 45.8 | 35.87 | 43.16 | 46.42 | 35.51 | 43.16 | 43.85 | 35.51 | 38.44 | 43.41 | 35.87 | 49.03 | 51.62 | 48.01 | 49.03 | 51.62 | 48.01 | 49.03 | 51.62 | 48.01 | 49.03 | 51.62 | 48.01 | 51.65 | 51.62 | 48.01 | 54.61 | 51.62 | 48.01 | 49.03 | 51.62 | 48.01 | 49.03 | 51.62 | 48.01 | 51.65 | 51.62 | 48.01 | 61.03 | 51.36 | 45.92 | 61.03 | 52.14 | 46.85 | 49.03 | 51.62 | 51.3
4279 | 39.26 | 44.23 | 36.69 | 39.26 | 44.23 | 36.69 | 39.26 | 44.23 | 36.69 | 39.26 | 44.23 | 36.69 | 39.26 | 46.62 | 36.69 | 39.97 | 46.77 | 36.69 | 39.26 | 44.23 | 36.69 | 39.26 | 44.23 | 36.69 | 39.26 | 46.62 | 36.69 | 50.56 | 47.24 | 36.32 | 49.55 | 44.67 | 36.32 | 39.26 | 44.23 | 36.69 | 49.85 | 52.44 | 48.82 | 49.85 | 52.44 | 48.82 | 49.85 | 52.44 | 48.82 | 49.85 | 52.44 | 48.82 | 52.47 | 52.44 | 48.31 | 55.43 | 52.44 | 48.31 | 49.85 | 52.44 | 48.31 | 49.85 | 52.44 | 48.82 | 52.47 | 52.44 | 48.31 | 66.81 | 51.91 | 45.46 | 68.18 | 51.91 | 45.46 | 49.85 | 52.44 | 51.3
4280 | 39.69 | 44.66 | 37.12 | 39.69 | 44.66 | 37.12 | 39.69 | 44.66 | 37.12 | 39.69 | 44.66 | 37.12 | 39.69 | 47.05 | 35.49 | 40.4 | 47.2 | 35.49 | 39.69 | 44.66 | 35.49 | 39.69 | 44.66 | 37.12 | 39.69 | 47.05 | 35.49 | 50.56 | 47.68 | 35.14 | 49.55 | 45.11 | 35.49 | 39.69 | 44.66 | 37.12 | 50.28 | 52.87 | 47.78 | 50.28 | 52.87 | 47.78 | 50.28 | 52.87 | 47.78 | 50.28 | 52.87 | 47.78 | 52.9 | 52.87 | 46.68 | 55.86 | 52.87 | 46.68 | 50.28 | 52.87 | 46.68 | 50.28 | 52.87 | 47.78 | 52.9 | 52.87 | 46.68 | 68.68 | 52.34 | 46.21 | 67.31 | 52.34 | 46.21 | 50.28 | 52.87 | 49.26
4281 | 39.78 | 44.74 | 37.21 | 39.78 | 44.74 | 37.21 | 39.78 | 44.74 | 37.21 | 39.78 | 44.74 | 37.21 | 39.78 | 47.12 | 35.49 | 40.48 | 47.29 | 35.49 | 39.78 | 44.74 | 35.49 | 39.78 | 44.74 | 37.21 | 39.78 | 47.12 | 35.49 | 48.68 | 47.76 | 35.14 | 47.7 | 45.2 | 35.14 | 39.78 | 44.74 | 37.21 | 50.37 | 51.54 | 46.68 | 50.37 | 51.54 | 46.68 | 50.37 | 51.54 | 46.68 | 50.37 | 51.54 | 46.68 | 52.99 | 51.54 | 46.68 | 55.95 | 51.54 | 46.68 | 50.37 | 51.54 | 46.68 | 50.37 | 51.54 | 49.34 | 52.99 | 51.54 | 46.68 | 66.87 | 51.03 | 46.21 | 65.53 | 51.03 | 45.75 | 50.37 | 51.54 | 48.12
4282 | 39.89 | 44.55 | 35.69 | 39.89 | 44.55 | 35.69 | 39.89 | 44.55 | 35.69 | 39.89 | 44.55 | 35.69 | 39.89 | 44.55 | 33.95 | 40.6 | 44.55 | 33.95 | 39.89 | 44.55 | 33.95 | 39.89 | 44.55 | 35.86 | 39.89 | 44.55 | 33.95 | 41.01 | 44.55 | 34.27 | 40.29 | 44.1 | 34.27 | 39.89 | 44.55 | 35.69 | 50.48 | 49 | 46.68 | 50.48 | 49 | 46.68 | 50.48 | 49 | 46.68 | 50.48 | 49 | 46.68 | 53.1 | 49 | 46.68 | 55.89 | 49 | 46.68 | 50.48 | 49 | 46.68 | 50.48 | 49 | 46.68 | 53.1 | 49 | 46.68 | 55.89 | 48.51 | 46.21 | 54.78 | 48.51 | 44.8 | 50.48 | 49 | 46.68
4283 | 39.85 | 42.48 | 35.3 | 39.85 | 42.48 | 35.3 | 39.85 | 42.48 | 35.3 | 39.85 | 42.48 | 35.3 | 39.85 | 42.48 | 33.73 | 40.53 | 42.48 | 33.73 | 39.85 | 42.48 | 33.73 | 39.85 | 42.48 | 35.86 | 39.85 | 42.48 | 33.73 | 40.53 | 42.9 | 33.9 | 40.13 | 42.05 | 33.9 | 39.85 | 42.48 | 35.3 | 50.44 | 48.43 | 46.68 | 50.44 | 48.43 | 46.68 | 50.44 | 48.43 | 46.68 | 50.44 | 48.43 | 46.68 | 53.07 | 48.14 | 46.68 | 53.31 | 48.14 | 46.68 | 50.44 | 48.14 | 46.68 | 50.44 | 48.43 | 46.68 | 53.07 | 48.14 | 46.68 | 53.31 | 47.66 | 46.21 | 52.24 | 47.66 | 44.8 | 50.44 | 48.43 | 46.68
4284 | 39.76 | 42.47 | 35.12 | 39.76 | 42.48 | 35.12 | 39.76 | 42.48 | 35.12 | 39.76 | 42.48 | 35.12 | 39.76 | 42.48 | 33.73 | 39.76 | 42.48 | 33.73 | 39.76 | 42.47 | 33.73 | 39.76 | 44.7 | 35.86 | 39.76 | 42.48 | 33.73 | 39.76 | 42.9 | 33.9 | 39.98 | 42.05 | 34.42 | 39.76 | 42.48 | 35.12 | 50.35 | 48.14 | 46.45 | 50.35 | 48.14 | 46.45 | 50.35 | 48.14 | 46.45 | 50.35 | 48.14 | 46.45 | 51.81 | 48.14 | 46.45 | 51.81 | 48.14 | 46.45 | 50.35 | 48.14 | 46.45 | 50.35 | 48.14 | 46.45 | 51.81 | 48.14 | 46.45 | 52.33 | 47.66 | 45.98 | 51.29 | 47.66 | 45.06 | 50.35 | 48.14 | 46.45
4285 | 39.68 | 42.48 | 35.12 | 39.68 | 42.48 | 35.12 | 39.68 | 42.48 | 35.12 | 39.68 | 42.48 | 35.12 | 39.68 | 42.48 | 33.73 | 39.68 | 42.48 | 33.73 | 39.68 | 42.48 | 33.73 | 39.68 | 44.63 | 35.86 | 39.68 | 42.48 | 33.73 | 39.68 | 42.89 | 33.9 | 39.98 | 42.05 | 34.42 | 39.68 | 42.48 | 35.12 | 50.26 | 48.14 | 46.68 | 50.26 | 48.14 | 46.68 | 50.26 | 48.14 | 46.68 | 50.26 | 48.14 | 46.68 | 51.81 | 48.14 | 46.68 | 51.81 | 48.14 | 46.68 | 50.26 | 48.14 | 46.68 | 50.26 | 48.14 | 46.68 | 51.81 | 48.14 | 46.68 | 52.33 | 47.66 | 46.21 | 52.33 | 47.66 | 46.21 | 50.26 | 48.14 | 46.68
4286 | 39.53 | 44.09 | 36.96 | 39.53 | 44.09 | 36.96 | 39.53 | 44.09 | 36.96 | 39.53 | 44.09 | 36.96 | 39.53 | 44.09 | 33.73 | 39.53 | 44.09 | 33.73 | 39.53 | 44.09 | 33.73 | 39.53 | 44.47 | 36.96 | 39.53 | 44.09 | 33.73 | 39.68 | 44.53 | 34.07 | 39.93 | 44.53 | 34.42 | 39.53 | 44.09 | 36.96 | 50.12 | 50.52 | 46.68 | 50.12 | 50.52 | 46.68 | 50.12 | 50.52 | 46.68 | 50.12 | 50.52 | 46.68 | 52.33 | 50.52 | 46.68 | 52.33 | 50.52 | 46.68 | 50.12 | 50.52 | 46.68 | 50.12 | 50.52 | 46.68 | 52.33 | 50.52 | 46.68 | 52.86 | 50.01 | 46.21 | 52.86 | 50.01 | 46.21 | 50.12 | 50.52 | 48.12
4287 | 39.33 | 44.29 | 36.76 | 39.33 | 44.29 | 36.76 | 39.33 | 44.29 | 36.76 | 39.33 | 44.29 | 36.76 | 39.33 | 44.29 | 34 | 39.33 | 44.29 | 34 | 39.33 | 44.29 | 34 | 39.33 | 44.29 | 36.76 | 39.33 | 44.29 | 34 | 39.72 | 44.74 | 34.35 | 39.72 | 44.74 | 35.05 | 39.33 | 44.29 | 36.76 | 49.92 | 51.37 | 48.89 | 49.92 | 51.37 | 48.89 | 49.92 | 51.37 | 48.89 | 49.92 | 51.37 | 48.89 | 52.54 | 50.85 | 47.16 | 54.78 | 50.85 | 47.16 | 49.92 | 50.85 | 47.16 | 49.92 | 51.37 | 48.89 | 52.54 | 50.85 | 47.16 | 55.34 | 50.34 | 47.64 | 55.34 | 50.85 | 48.4 | 49.92 | 51.37 | 48.89
4288 | 39.13 | 44.1 | 36.57 | 39.13 | 44.1 | 36.57 | 39.13 | 44.1 | 36.57 | 39.13 | 44.1 | 36.57 | 39.13 | 44.1 | 35.84 | 39.84 | 46.64 | 35.84 | 39.13 | 44.1 | 35.84 | 39.13 | 44.1 | 36.57 | 39.13 | 44.1 | 35.84 | 40.66 | 47.56 | 36.2 | 40.66 | 48.51 | 36.58 | 39.13 | 44.1 | 36.57 | 49.72 | 52.31 | 48.7 | 49.72 | 52.31 | 48.7 | 49.72 | 52.31 | 48.7 | 49.72 | 52.31 | 48.7 | 52.35 | 52.31 | 47.16 | 55.3 | 52.42 | 47.16 | 49.72 | 52.31 | 47.16 | 49.72 | 52.31 | 48.7 | 52.35 | 52.31 | 47.16 | 59.41 | 53.37 | 47.64 | 59.41 | 54.46 | 48.61 | 49.72 | 52.31 | 48.7
4289 | 39.09 | 44.05 | 36.52 | 39.09 | 44.05 | 36.52 | 39.09 | 44.05 | 36.52 | 39.09 | 44.05 | 36.52 | 39.09 | 46.44 | 36.52 | 39.79 | 46.6 | 36.52 | 39.09 | 44.05 | 36.52 | 39.09 | 44.05 | 36.52 | 39.09 | 46.44 | 36.52 | 50.76 | 59.58 | 38.24 | 50.76 | 58.4 | 39.02 | 39.09 | 44.05 | 36.52 | 49.67 | 52.26 | 48.65 | 49.67 | 52.26 | 48.65 | 49.67 | 52.26 | 48.65 | 49.67 | 52.26 | 48.65 | 52.3 | 52.26 | 48.65 | 55.25 | 52.37 | 48.65 | 49.67 | 52.26 | 48.65 | 49.67 | 52.26 | 48.65 | 52.3 | 52.26 | 48.65 | 68.68 | 68.41 | 51.35 | 68.68 | 69.13 | 52.39 | 49.67 | 52.26 | 48.65
4290 | 39.03 | 44 | 36.46 | 39.03 | 44 | 36.46 | 39.03 | 44 | 36.46 | 39.03 | 44 | 36.46 | 39.03 | 46.39 | 36.46 | 39.74 | 46.54 | 36.46 | 39.03 | 0 | 0 | 39.03 | 43.99 | 36.46 | 39.03 | 46.39 | 36.46 | 53.31 | 70.37 | 75.42 | 53.31 | 70.37 | 76.96 | 39.03 | 44 | 36.46 | 49.62 | 52.21 | 48.59 | 49.62 | 52.21 | 48.59 | 49.62 | 52.21 | 48.59 | 49.62 | 52.21 | 48.59 | 52.24 | 52.31 | 48.59 | 55.2 | 52.31 | 48.59 | 49.62 | 49.75 | 0 | 49.62 | 52.21 | 48.59 | 52.24 | 52.31 | 48.59 | 71.85 | 87.89 | 95.85 | 71.85 | 87.89 | 97.81 | 49.62 | 52.21 | 48.59
4291 | 38.92 | 43.89 | 36.35 | 38.92 | 43.89 | 36.35 | 38.92 | 43.89 | 36.36 | 38.92 | 43.89 | 36.36 | 38.92 | 46.28 | 36.36 | 39.63 | 46.43 | 36.36 | 38.92 | 0 | 0 | 38.92 | 43.89 | 36.35 | 38.92 | 46.28 | 36.36 | 52.23 | 84.24 | 80.28 | 52.23 | 84.24 | 80.28 | 38.92 | 43.89 | 36.35 | 49.51 | 52.1 | 48.49 | 49.51 | 52.1 | 48.49 | 49.51 | 52.1 | 48.49 | 49.51 | 52.1 | 48.49 | 52.13 | 52.21 | 48.49 | 55.09 | 52.21 | 48.49 | 49.51 | 49.64 | 0 | 49.51 | 52.1 | 48.49 | 52.13 | 52.21 | 48.49 | 72.64 | 100.98 | 101.87 | 72.64 | 100.98 | 103.95 | 49.51 | 52.1 | 48.49
4292 | 38.69 | 43.66 | 36.13 | 38.69 | 43.66 | 36.13 | 38.69 | 43.66 | 36.13 | 38.69 | 43.66 | 36.13 | 38.69 | 46.05 | 36.13 | 39.4 | 46.21 | 36.13 | 38.69 | 0 | 0 | 38.69 | 43.66 | 36.13 | 38.69 | 46.05 | 36.13 | 50.76 | 84.24 | 80.28 | 50.76 | 84.24 | 80.28 | 38.69 | 43.66 | 36.13 | 49.28 | 51.87 | 48.26 | 49.28 | 51.87 | 48.26 | 49.28 | 51.87 | 48.26 | 49.28 | 51.87 | 48.26 | 51.91 | 51.98 | 48.26 | 54.86 | 51.98 | 48.26 | 49.28 | 29.9 | 0 | 49.28 | 51.87 | 48.26 | 51.91 | 51.98 | 48.26 | 71.07 | 100.98 | 101.87 | 71.07 | 100.98 | 103.95 | 49.28 | 51.87 | 48.26
4293 | 38.54 | 43.51 | 35.97 | 38.54 | 43.51 | 35.97 | 38.54 | 43.51 | 35.97 | 38.54 | 43.51 | 35.97 | 38.54 | 45.9 | 35.97 | 39.25 | 46.05 | 35.97 | 38.54 | 43.51 | 34.14 | 38.54 | 43.51 | 35.97 | 38.54 | 45.9 | 35.97 | 50.76 | 66.36 | 78.67 | 50.76 | 66.36 | 80.28 | 38.54 | 43.51 | 35.97 | 49.13 | 51.72 | 48.11 | 49.13 | 51.72 | 48.11 | 49.13 | 51.72 | 48.11 | 49.13 | 51.72 | 48.11 | 51.75 | 51.83 | 48.11 | 54.71 | 51.83 | 48.11 | 49.13 | 51.61 | 48.11 | 49.13 | 51.72 | 48.11 | 51.75 | 51.83 | 48.11 | 68.68 | 85.25 | 54.02 | 68.68 | 86.99 | 102.88 | 49.13 | 51.72 | 48.11
4294 | 38.6 | 43.57 | 36.03 | 38.6 | 43.57 | 36.03 | 38.6 | 43.57 | 36.03 | 38.6 | 43.57 | 36.03 | 38.6 | 45.96 | 36.03 | 39.31 | 46.11 | 36.03 | 38.6 | 43.57 | 36.03 | 38.6 | 43.57 | 36.03 | 38.6 | 45.96 | 36.03 | 46.71 | 62.43 | 46.06 | 46.71 | 62.43 | 47 | 38.6 | 43.57 | 36.03 | 49.19 | 51.78 | 48.17 | 49.19 | 51.78 | 48.17 | 49.19 | 51.78 | 48.17 | 49.19 | 51.78 | 48.17 | 51.81 | 51.89 | 48.17 | 54.77 | 51.89 | 48.17 | 49.19 | 51.78 | 48.17 | 49.19 | 51.78 | 48.17 | 51.81 | 51.89 | 48.17 | 61.71 | 64.2 | 52.4 | 61.71 | 75.85 | 100.8 | 49.19 | 51.78 | 48.17
4295 | 38.12 | 43.08 | 35.55 | 38.12 | 43.09 | 35.55 | 38.12 | 43.09 | 35.55 | 38.12 | 43.09 | 35.55 | 38.12 | 45.48 | 35.55 | 38.83 | 45.63 | 35.55 | 38.12 | 43.08 | 18.88 | 38.12 | 43.08 | 35.55 | 38.12 | 45.48 | 35.55 | 41.09 | 57.23 | 39.44 | 41.09 | 58.4 | 44.44 | 38.12 | 43.08 | 35.55 | 36.14 | 51.3 | 47.68 | 36.14 | 51.3 | 47.68 | 36.14 | 51.3 | 47.68 | 36.14 | 51.3 | 47.68 | 36.14 | 51.3 | 47.68 | 54.29 | 51.4 | 47.68 | 36.14 | 51.3 | 47.68 | 36.14 | 51.3 | 47.68 | 36.14 | 51.3 | 47.68 | 58.82 | 54.59 | 50.75 | 58.82 | 69.13 | 66.94 | 36.14 | 51.3 | 47.68
4296 | 37.08 | 42.86 | 35.33 | 37.08 | 42.86 | 35.33 | 37.08 | 42.86 | 35.33 | 37.08 | 42.86 | 35.33 | 37.08 | 44.5 | 35.33 | 38.6 | 45.41 | 35.33 | 37.08 | 42.86 | 35.33 | 37.08 | 42.86 | 35.33 | 37.08 | 44.5 | 35.33 | 39.4 | 48.76 | 38.54 | 38.61 | 50.31 | 44.44 | 37.08 | 42.86 | 35.33 | 36.14 | 51.07 | 47.46 | 36.14 | 51.07 | 47.46 | 36.14 | 51.07 | 47.46 | 36.14 | 51.07 | 47.46 | 36.14 | 51.07 | 47.46 | 54.06 | 51.18 | 47.46 | 36.14 | 51.07 | 47.46 | 36.14 | 51.07 | 47.46 | 36.14 | 51.07 | 47.46 | 55.89 | 52.09 | 50.44 | 55.89 | 69.13 | 64.38 | 36.14 | 51.07 | 47.46
4297 | 35.48 | 42.31 | 34.78 | 35.48 | 42.32 | 34.78 | 35.48 | 42.32 | 34.78 | 35.48 | 42.32 | 34.78 | 35.48 | 42.32 | 34.78 | 36.94 | 44.86 | 34.78 | 35.48 | 42.31 | 34.78 | 35.48 | 42.31 | 34.78 | 35.48 | 42.32 | 34.78 | 37.7 | 46.14 | 38.24 | 36.95 | 47.08 | 39.02 | 35.48 | 42.31 | 34.78 | 36.14 | 50.53 | 46.91 | 36.14 | 50.53 | 46.91 | 36.14 | 50.53 | 46.91 | 36.14 | 50.53 | 46.91 | 36.14 | 50.53 | 46.91 | 51.8 | 50.53 | 46.91 | 36.14 | 50.53 | 46.91 | 36.14 | 50.53 | 46.91 | 36.14 | 50.53 | 46.91 | 52.86 | 51.04 | 48.44 | 51.81 | 69.13 | 64.38 | 36.14 | 50.53 | 46.91
4298 | 35.84 | 41.83 | 34.3 | 35.84 | 41.83 | 34.3 | 35.84 | 41.83 | 34.3 | 35.84 | 41.83 | 34.3 | 35.84 | 41.83 | 34.3 | 35.84 | 43.39 | 34.3 | 35.84 | 41.83 | 34.3 | 35.84 | 41.83 | 34.3 | 35.84 | 41.83 | 34.3 | 36.57 | 43.83 | 37.38 | 36.2 | 44.28 | 37.38 | 35.84 | 41.83 | 34.3 | 46.39 | 50.04 | 46.43 | 46.39 | 50.04 | 46.43 | 46.39 | 50.04 | 46.43 | 46.39 | 50.04 | 46.43 | 46.39 | 50.04 | 46.43 | 48.3 | 50.15 | 46.43 | 46.39 | 50.04 | 46.43 | 46.39 | 50.04 | 46.43 | 46.39 | 50.04 | 46.43 | 49.29 | 50.65 | 46.9 | 48.31 | 54.46 | 48.44 | 46.39 | 50.04 | 46.43
4299 | 35.48 | 41.39 | 33.87 | 35.48 | 41.39 | 33.87 | 35.48 | 41.39 | 33.87 | 35.48 | 41.39 | 33.87 | 35.48 | 41.39 | 33.87 | 35.48 | 41.39 | 33.87 | 35.48 | 41.39 | 33.87 | 35.48 | 41.39 | 33.87 | 35.48 | 41.39 | 33.87 | 36.21 | 42.24 | 35.49 | 35.84 | 42.24 | 35.49 | 35.48 | 41.39 | 33.87 | 47.03 | 49.62 | 46.01 | 47.03 | 49.62 | 46.01 | 47.03 | 49.62 | 46.01 | 47.03 | 49.62 | 46.17 | 47.03 | 49.62 | 46.01 | 47.98 | 49.62 | 46.01 | 47.03 | 49.62 | 46.01 | 47.03 | 49.62 | 46.01 | 47.03 | 49.62 | 46.01 | 48.97 | 50.12 | 46.34 | 47.99 | 51.14 | 47.64 | 47.03 | 49.62 | 46.01
4300 | 35.85 | 40.86 | 33.53 | 35.85 | 40.86 | 33.53 | 35.85 | 40.86 | 33.53 | 35.85 | 40.86 | 33.53 | 35.85 | 40.86 | 33.53 | 35.85 | 40.86 | 33.53 | 35.85 | 40.86 | 33.53 | 35.85 | 40.86 | 33.53 | 35.85 | 40.86 | 33.53 | 36.21 | 41.27 | 34.42 | 36.21 | 41.27 | 35.12 | 35.85 | 40.86 | 33.53 | 46.69 | 49.28 | 45.66 | 46.69 | 49.28 | 45.66 | 46.69 | 49.28 | 45.66 | 46.69 | 49.28 | 45.66 | 46.69 | 49.28 | 45.66 | 47.98 | 49.28 | 45.66 | 46.69 | 49.28 | 45.66 | 46.69 | 49.28 | 45.66 | 46.69 | 49.28 | 45.66 | 48.97 | 48.8 | 45.84 | 48.97 | 50.01 | 47.64 | 46.69 | 49.28 | 46.17
4301 | 36.98 | 41.95 | 34.41 | 36.98 | 41.95 | 34.41 | 36.98 | 41.95 | 34.41 | 36.98 | 41.95 | 34.41 | 36.98 | 41.95 | 34.41 | 36.98 | 41.95 | 34.41 | 36.98 | 41.95 | 34.41 | 36.98 | 41.95 | 34.41 | 36.98 | 41.95 | 34.41 | 37.74 | 41.53 | 34.76 | 37.74 | 42.37 | 35.14 | 36.98 | 41.95 | 34.41 | 47.57 | 50.16 | 46.55 | 47.57 | 50.16 | 46.55 | 47.57 | 50.16 | 46.55 | 47.57 | 50.16 | 46.55 | 47.57 | 50.16 | 46.55 | 53.15 | 50.16 | 46.55 | 47.57 | 50.16 | 46.55 | 47.57 | 50.16 | 46.55 | 47.57 | 50.16 | 46.55 | 54.79 | 49.82 | 46.08 | 54.23 | 50.83 | 47.64 | 47.57 | 50.16 | 51.3
4302 | 38.07 | 43.03 | 35.5 | 38.07 | 43.03 | 35.5 | 38.07 | 43.03 | 35.5 | 38.07 | 43.03 | 35.5 | 38.07 | 45.25 | 35.5 | 38.77 | 45.25 | 35.5 | 38.07 | 43.03 | 35.5 | 38.07 | 43.03 | 35.5 | 38.07 | 45.25 | 35.5 | 42.38 | 45.25 | 35.14 | 42.38 | 45.25 | 35.85 | 38.07 | 43.03 | 35.5 | 48.65 | 51.24 | 47.63 | 48.65 | 51.24 | 47.63 | 48.65 | 51.24 | 47.63 | 48.65 | 51.24 | 47.63 | 51.28 | 51.24 | 47.63 | 54.23 | 51.24 | 47.63 | 48.65 | 51.24 | 47.63 | 48.65 | 51.24 | 47.63 | 51.28 | 51.24 | 47.63 | 59.81 | 50.32 | 46.34 | 59.81 | 51.76 | 48.11 | 48.65 | 51.24 | 51.3
4303 | 38.8 | 43.77 | 36.24 | 38.8 | 43.77 | 36.24 | 38.8 | 43.77 | 36.24 | 38.8 | 43.77 | 36.24 | 38.8 | 44.45 | 36.24 | 39.51 | 44.45 | 35.5 | 38.8 | 43.77 | 36.24 | 38.8 | 43.77 | 36.24 | 38.8 | 44.45 | 36.24 | 44.71 | 44.01 | 34.42 | 43.82 | 44.01 | 34.78 | 38.8 | 43.77 | 36.24 | 49.39 | 51.98 | 48.37 | 49.39 | 51.98 | 48.37 | 49.39 | 51.98 | 48.37 | 49.39 | 51.98 | 48.37 | 52.02 | 51.98 | 48.37 | 54.97 | 51.98 | 48.37 | 49.39 | 51.98 | 48.37 | 49.39 | 51.98 | 48.37 | 52.02 | 51.98 | 48.37 | 62.08 | 50.01 | 44.8 | 60.84 | 51.46 | 47.89 | 49.39 | 51.98 | 51.3
4304 | 39.3 | 28.83 | 35.86 | 39.3 | 28.83 | 35.86 | 39.3 | 28.83 | 35.86 | 39.3 | 28.83 | 35.86 | 39.3 | 28.83 | 35.86 | 40.01 | 28.83 | 0 | 39.3 | 28.83 | 35.86 | 39.3 | 28.83 | 35.86 | 39.3 | 28.83 | 35.86 | 40.41 | 28.25 | 0 | 39.7 | 27.97 | 0 | 39.3 | 28.83 | 36.73 | 49.89 | 46.45 | 46.17 | 49.89 | 46.45 | 46.17 | 49.89 | 46.45 | 46.17 | 49.89 | 46.45 | 45.75 | 52.51 | 45.47 | 46.17 | 55.47 | 45.47 | 37.58 | 49.89 | 46.45 | 46.17 | 49.89 | 46.45 | 46.17 | 52.51 | 45.47 | 46.17 | 56.03 | 44.11 | 35.73 | 54.91 | 45.01 | 36.46 | 49.89 | 46.45 | 51.3
4305 | 39.42 | 12.46 | 18.88 | 39.42 | 12.46 | 18.88 | 39.42 | 12.46 | 18.88 | 39.42 | 12.46 | 18.88 | 39.42 | 12.46 | 18.88 | 40.12 | 12.46 | 18.88 | 39.42 | 12.46 | 18.88 | 39.42 | 12.46 | 18.88 | 39.42 | 12.46 | 18.88 | 39.81 | 12.08 | 0 | 39.19 | 11.84 | 0 | 39.42 | 12.46 | 36.85 | 50 | 40.75 | 9.88 | 50 | 40.75 | 9.88 | 50 | 40.75 | 9.88 | 50 | 40.75 | 0 | 52.63 | 40.75 | 9.88 | 53.94 | 40.75 | 0 | 50 | 40.75 | 9.88 | 50 | 40.75 | 9.88 | 52.63 | 40.75 | 9.88 | 53.4 | 0 | 0 | 50.51 | 0 | 0 | 50 | 41.5 | 51.3
4306 | 39.5 | 0 | 0 | 39.5 | 0 | 0 | 39.5 | 0 | 0 | 39.5 | 0 | 0 | 39.5 | 0 | 0 | 39.5 | 0 | 0 | 39.5 | 0 | 0 | 39.5 | 0 | 0 | 39.5 | 0 | 0 | 38.7 | 0 | 0 | 39.11 | 0 | 0 | 39.5 | 10.33 | 36.93 | 48.31 | 0 | 0 | 48.31 | 0 | 0 | 48.31 | 0 | 0 | 48.31 | 0 | 0 | 48.31 | 0 | 0 | 48.31 | 0 | 0 | 48.31 | 0 | 9.96 | 48.31 | 0 | 9.96 | 48.31 | 0 | 9.96 | 47.83 | 0 | 0 | 47.83 | 0 | 0 | 48.31 | 38.7 | 49.07
4307 | 37.51 | 0 | 0 | 37.51 | 0 | 0 | 37.51 | 0 | 0 | 37.51 | 0 | 0 | 37.51 | 0 | 0 | 37.51 | 0 | 0 | 37.51 | 0 | 0 | 37.51 | 0 | 0 | 37.51 | 0 | 0 | 36.75 | 0 | 0 | 37.14 | 0 | 0 | 37.51 | 10.33 | 36.87 | 47.35 | 0 | 0 | 47.35 | 0 | 0 | 47.35 | 0 | 0 | 47.35 | 0 | 0 | 47.35 | 0 | 0 | 47.35 | 0 | 0 | 47.35 | 0 | 9.7 | 47.35 | 0 | 34.14 | 47.35 | 0 | 9.7 | 46.88 | 0 | 0 | 47.83 | 0 | 0 | 47.35 | 10.33 | 49
4308 | 36.67 | 0 | 0 | 36.67 | 0 | 0 | 36.67 | 0 | 0 | 36.67 | 0 | 0 | 36.67 | 0 | 0 | 36.67 | 0 | 0 | 36.67 | 0 | 0 | 36.67 | 0 | 35.86 | 36.67 | 0 | 0 | 36.3 | 0 | 0 | 36.3 | 0 | 0 | 36.67 | 10.33 | 36.66 | 46.53 | 0 | 0 | 46.53 | 0 | 0 | 46.53 | 0 | 0 | 46.53 | 0 | 0 | 46.53 | 0 | 0 | 46.53 | 0 | 0 | 46.53 | 0 | 0 | 46.53 | 0 | 34.14 | 46.53 | 0 | 0 | 46.53 | 0 | 0 | 47 | 0 | 0 | 46.53 | 10.33 | 46.17
4309 | 36.39 | 0 | 0 | 36.39 | 0 | 0 | 36.39 | 0 | 0 | 36.39 | 0 | 0 | 36.39 | 0 | 0 | 36.39 | 0 | 0 | 36.39 | 0 | 0 | 36.39 | 43.94 | 35.86 | 36.39 | 0 | 0 | 36.02 | 0 | 0 | 36.39 | 0 | 0 | 36.39 | 0 | 33.06 | 45.59 | 0 | 0 | 45.59 | 0 | 0 | 45.59 | 0 | 0 | 45.59 | 0 | 0 | 45.78 | 0 | 0 | 45.78 | 0 | 0 | 45.78 | 0 | 0 | 45.78 | 46.27 | 34.14 | 45.78 | 0 | 0 | 45.78 | 0 | 0 | 46.05 | 0 | 0 | 45.59 | 10.33 | 46.17
4310 | 36.39 | 0 | 0 | 36.39 | 0 | 0 | 36.39 | 0 | 0 | 36.39 | 0 | 0 | 36.39 | 0 | 0 | 36.39 | 0 | 0 | 36.39 | 0 | 0 | 36.39 | 0 | 0 | 36.39 | 0 | 0 | 36.02 | 0 | 0 | 36.75 | 0 | 0 | 36.39 | 0 | 27.65 | 45.77 | 0 | 0 | 45.77 | 0 | 0 | 45.77 | 0 | 0 | 45.77 | 0 | 0 | 45.78 | 0 | 0 | 45.78 | 0 | 0 | 45.77 | 0 | 9.22 | 45.77 | 0 | 35.42 | 45.78 | 0 | 9.22 | 45.78 | 0 | 0 | 46.23 | 0 | 0 | 45.77 | 10.33 | 48.33
4311 | 36.39 | 0 | 0 | 36.39 | 0 | 0 | 36.39 | 0 | 0 | 36.39 | 0 | 0 | 36.39 | 0 | 0 | 36.39 | 0 | 0 | 36.39 | 0 | 0 | 36.39 | 0 | 35.86 | 36.39 | 0 | 0 | 36.02 | 0 | 0 | 36.75 | 0 | 0 | 36.39 | 0 | 27.65 | 45.93 | 0 | 35.66 | 45.93 | 0 | 35.66 | 45.93 | 0 | 35.66 | 45.93 | 0 | 35.66 | 45.93 | 0 | 35.66 | 45.93 | 0 | 35.66 | 45.93 | 0 | 35.66 | 45.93 | 0 | 38.84 | 45.93 | 0 | 35.66 | 45.93 | 0 | 35.3 | 46.39 | 0 | 36.02 | 45.93 | 10.33 | 48.04
4312 | 38.4 | 13.24 | 26.8 | 38.4 | 13.24 | 26.8 | 38.4 | 13.24 | 26.8 | 38.4 | 13.24 | 26.8 | 38.4 | 13.24 | 26.8 | 38.4 | 13.24 | 26.8 | 38.4 | 13.24 | 26.8 | 38.4 | 13.25 | 35.84 | 38.4 | 13.24 | 26.8 | 38.4 | 13.11 | 26 | 39.19 | 13.38 | 26.53 | 38.4 | 13.24 | 27.65 | 48.99 | 37.88 | 45.75 | 48.99 | 37.88 | 45.75 | 48.99 | 37.88 | 45.75 | 48.99 | 37.88 | 45.75 | 51.28 | 37.88 | 45.75 | 51.28 | 37.88 | 45.75 | 48.99 | 37.88 | 45.75 | 48.99 | 46.27 | 46.45 | 51.28 | 37.88 | 45.75 | 50.76 | 37.5 | 44.39 | 51.8 | 38.26 | 45.29 | 48.99 | 37.88 | 47.97
4313 | 38.37 | 36.05 | 34.77 | 38.37 | 36.05 | 34.77 | 38.37 | 36.05 | 34.77 | 38.37 | 36.05 | 34.77 | 38.37 | 36.05 | 34.77 | 39.07 | 36.05 | 34.77 | 38.37 | 36.05 | 34.77 | 38.37 | 36.05 | 35.8 | 38.37 | 36.05 | 34.77 | 45.17 | 35.69 | 34.42 | 45.17 | 36.42 | 35.12 | 38.37 | 36.05 | 34.77 | 48.95 | 49 | 46.68 | 48.95 | 49 | 46.68 | 48.95 | 49 | 46.68 | 48.95 | 49 | 46.68 | 51.58 | 49 | 46.68 | 54.53 | 49 | 46.68 | 48.95 | 49 | 46.68 | 48.95 | 49 | 46.68 | 51.58 | 49 | 46.68 | 59.81 | 48.5 | 44.8 | 61.03 | 49.49 | 47.15 | 48.95 | 49 | 47.93
4314 | 38.31 | 42.73 | 35.49 | 38.31 | 42.73 | 35.49 | 38.31 | 42.73 | 35.49 | 38.31 | 42.73 | 35.49 | 38.31 | 42.73 | 35.49 | 39.02 | 42.73 | 35.49 | 38.31 | 42.73 | 35.49 | 38.31 | 42.73 | 35.74 | 38.31 | 42.73 | 35.49 | 48.68 | 42.31 | 35.14 | 48.68 | 43.17 | 35.85 | 38.31 | 42.73 | 35.49 | 48.9 | 49.31 | 47.17 | 48.9 | 49.31 | 47.17 | 48.9 | 49.31 | 47.17 | 48.9 | 49.31 | 47.17 | 51.52 | 49.31 | 47.16 | 54.48 | 49.31 | 47.16 | 48.9 | 49.31 | 47.17 | 48.9 | 49.31 | 47.17 | 51.52 | 49.31 | 47.16 | 63.34 | 48.81 | 46.69 | 63.34 | 50.32 | 47.64 | 48.9 | 49.31 | 47.88
4315 | 38.14 | 43.11 | 35.57 | 38.14 | 43.11 | 35.57 | 38.14 | 43.11 | 35.57 | 38.14 | 43.11 | 35.57 | 38.14 | 45.49 | 35.57 | 38.85 | 45.54 | 35.57 | 38.14 | 43.11 | 35.57 | 38.14 | 43.11 | 35.57 | 38.14 | 45.49 | 35.57 | 48.68 | 45.55 | 35.65 | 48.68 | 46.48 | 35.93 | 38.14 | 43.11 | 35.57 | 48.73 | 51.32 | 47.71 | 48.73 | 51.32 | 47.71 | 48.73 | 51.32 | 47.71 | 48.73 | 51.32 | 47.71 | 51.35 | 51.32 | 47.71 | 54.31 | 51.32 | 47.71 | 48.73 | 51.32 | 47.71 | 48.73 | 51.32 | 47.71 | 51.35 | 51.32 | 47.71 | 65.96 | 51.68 | 48.19 | 65.96 | 55.57 | 48.93 | 48.73 | 51.32 | 47.71
4316 | 37.9 | 42.86 | 35.33 | 37.9 | 42.86 | 35.33 | 37.9 | 42.87 | 35.33 | 37.9 | 42.87 | 35.33 | 37.9 | 45.23 | 35.33 | 38.61 | 45.41 | 35.33 | 37.9 | 42.86 | 35.33 | 37.9 | 42.86 | 35.33 | 37.9 | 45.23 | 35.33 | 48.68 | 45.98 | 35.69 | 48.68 | 46.92 | 35.69 | 37.9 | 42.86 | 35.33 | 48.49 | 51.08 | 47.46 | 48.49 | 51.08 | 47.46 | 48.49 | 51.08 | 47.46 | 48.49 | 51.08 | 47.46 | 51.11 | 51.16 | 47.46 | 54.07 | 51.16 | 47.46 | 48.49 | 51.08 | 47.46 | 48.49 | 51.08 | 47.46 | 51.11 | 51.16 | 47.46 | 63.99 | 51.68 | 48.35 | 63.99 | 55.57 | 48.93 | 48.49 | 51.08 | 47.46
4317 | 37.8 | 42.77 | 35.24 | 37.8 | 42.77 | 35.24 | 37.8 | 42.77 | 35.24 | 37.8 | 42.77 | 35.24 | 37.8 | 43.45 | 35.24 | 38.51 | 45.31 | 35.24 | 37.8 | 42.77 | 35.24 | 37.8 | 42.77 | 35.24 | 37.8 | 43.45 | 35.24 | 46.81 | 45.98 | 35.59 | 45.87 | 46.24 | 35.59 | 37.8 | 42.77 | 35.24 | 36.14 | 50.98 | 47.37 | 36.14 | 50.98 | 47.37 | 36.14 | 50.98 | 47.37 | 36.14 | 50.98 | 47.37 | 51.01 | 50.98 | 47.37 | 53.97 | 50.98 | 47.37 | 36.14 | 50.98 | 47.37 | 36.14 | 50.98 | 47.37 | 51.01 | 50.98 | 47.37 | 63.34 | 51.5 | 48.35 | 63.34 | 52.03 | 48.35 | 36.14 | 50.98 | 47.37
4318 | 18.29 | 26.12 | 35.33 | 18.29 | 40.77 | 35.33 | 18.29 | 40.77 | 35.33 | 18.29 | 40.77 | 35.33 | 21.17 | 41.61 | 35.33 | 38.7 | 41.61 | 35.33 | 18.29 | 41.61 | 35.33 | 18.29 | 41.61 | 35.43 | 21.17 | 41.61 | 35.33 | 44.71 | 42.46 | 35.69 | 43.82 | 41.61 | 35.69 | 18.29 | 26.12 | 35.33 | 35.42 | 49.51 | 47.56 | 35.42 | 49.51 | 47.56 | 35.42 | 49.51 | 47.56 | 35.42 | 49.51 | 47.56 | 35.42 | 49.51 | 47.56 | 54.16 | 49.51 | 47.56 | 35.42 | 49.51 | 47.56 | 35.42 | 49.51 | 47.56 | 35.42 | 49.51 | 47.56 | 60.3 | 50.01 | 48.04 | 59.09 | 50.01 | 48.04 | 35.42 | 49.51 | 47.56
4319 | 10.33 | 26.12 | 28.21 | 10.33 | 26.12 | 35.21 | 10.33 | 26.12 | 35.21 | 10.33 | 26.12 | 35.21 | 20.68 | 36.92 | 35.21 | 38.49 | 36.92 | 35.21 | 10.33 | 36.92 | 35.21 | 10.33 | 36.92 | 35.21 | 20.68 | 36.92 | 35.21 | 39.46 | 37.29 | 35.57 | 38.67 | 36.55 | 35.57 | 10.33 | 26.12 | 28.21 | 10.33 | 49 | 47.16 | 10.33 | 49 | 47.16 | 10.33 | 49 | 47.16 | 10.33 | 49 | 47.16 | 29.93 | 49 | 47.35 | 53.95 | 49 | 47.35 | 10.33 | 49 | 47.35 | 10.33 | 49 | 47.35 | 29.93 | 49 | 47.35 | 53.95 | 49.49 | 47.64 | 53.95 | 49.49 | 47.64 | 10.33 | 49 | 47.16
4320 | 10.33 | 10.33 | 10.33 | 10.33 | 10.33 | 34.98 | 10.33 | 10.33 | 34.98 | 10.33 | 10.33 | 34.98 | 20.68 | 36.92 | 35.33 | 38.53 | 36.92 | 35.33 | 10.33 | 24.16 | 34.98 | 10.33 | 24.16 | 34.98 | 20.68 | 36.92 | 35.33 | 38.92 | 37.29 | 35.33 | 38.15 | 10.44 | 35.14 | 10.33 | 10.33 | 10.33 | 10.33 | 48.43 | 46.17 | 10.33 | 48.43 | 46.22 | 10.33 | 48.43 | 46.22 | 10.33 | 48.43 | 46.22 | 29.93 | 49 | 47.52 | 49.14 | 49 | 47.52 | 10.33 | 49 | 47.52 | 10.33 | 49 | 47.52 | 29.93 | 49 | 47.52 | 49.64 | 49.92 | 47.64 | 48.65 | 48.92 | 46.69 | 10.33 | 48.43 | 46.17
4321 | 8 | 0.01 | 10.33 | 8 | 0.01 | 34.43 | 8 | 0.01 | 34.43 | 8 | 0.01 | 34.43 | 8 | 25.26 | 34.97 | 33.26 | 25.26 | 34.97 | 8 | 0.01 | 34.43 | 8 | 0.01 | 34.43 | 8 | 25.26 | 34.97 | 33.61 | 25.26 | 35.14 | 32.94 | 0.01 | 34.78 | 8 | 0.01 | 10.33 | 0 | 48.43 | 46.17 | 0 | 48.43 | 46.17 | 0 | 48.43 | 46.17 | 0 | 48.43 | 46.17 | 8 | 48.43 | 46.68 | 46.36 | 49 | 46.68 | 0 | 48.43 | 46.68 | 0 | 48.43 | 46.68 | 8 | 48.43 | 46.68 | 46.84 | 49.49 | 46.68 | 45.91 | 48.92 | 45.74 | 0 | 48.43 | 46.17
4322 | 7.67 | 0.01 | 28.21 | 7.67 | 0.01 | 33.61 | 7.67 | 0.01 | 33.61 | 7.67 | 0.01 | 33.61 | 7.67 | 12.33 | 34.64 | 13.11 | 12.33 | 34.64 | 7.67 | 0.01 | 33.61 | 7.67 | 0.01 | 33.61 | 7.67 | 12.33 | 34.64 | 13.11 | 12.33 | 34.64 | 7.75 | 0.01 | 33.95 | 7.67 | 0.01 | 28.21 | 0 | 46.45 | 45.52 | 0 | 46.45 | 45.52 | 0 | 46.45 | 45.52 | 0 | 46.45 | 45.52 | 7.67 | 46.45 | 46.45 | 13.11 | 48.14 | 46.45 | 0 | 46.45 | 46.45 | 0 | 46.45 | 46.45 | 7.67 | 46.45 | 46.45 | 13.11 | 47.66 | 45.98 | 12.85 | 46.92 | 45.07 | 0 | 46.45 | 45.52
4323 | 3.68 | 0 | 28.21 | 3.68 | 0 | 28.79 | 3.68 | 0 | 28.79 | 3.68 | 0 | 28.79 | 7.23 | 6.93 | 33.4 | 13.11 | 6.93 | 34.09 | 3.68 | 0.01 | 28.79 | 3.68 | 0.01 | 28.79 | 7.23 | 6.93 | 33.4 | 13.11 | 6.86 | 34.42 | 3.72 | 0 | 29.08 | 3.68 | 0 | 28.21 | 0 | 46.24 | 45.25 | 0 | 46.24 | 45.25 | 0 | 46.24 | 45.25 | 0 | 46.24 | 45.25 | 7.23 | 46.24 | 46.33 | 13.11 | 47.89 | 46.33 | 0 | 46.24 | 46.33 | 0 | 46.24 | 46.33 | 7.23 | 46.24 | 46.33 | 13.11 | 47.66 | 45.28 | 0 | 46.7 | 44.8 | 0 | 46.24 | 45.25
4324 | 10.33 | 0 | 31.75 | 10.33 | 0 | 32.07 | 10.33 | 0 | 32.07 | 10.33 | 0 | 32.07 | 10.33 | 0 | 33.4 | 12.97 | 0 | 33.4 | 10.33 | 0 | 32.07 | 10.33 | 0 | 32.07 | 10.33 | 0 | 33.4 | 12.97 | 0 | 33.4 | 12.71 | 0 | 32.73 | 10.33 | 0 | 31.75 | 1.92 | 44.56 | 45.25 | 1.92 | 44.56 | 45.25 | 1.92 | 44.56 | 45.25 | 1.92 | 44.56 | 45.25 | 6.64 | 44.56 | 45.74 | 13.11 | 44.56 | 45.74 | 1.92 | 44.56 | 45.74 | 1.92 | 44.56 | 45.74 | 6.64 | 44.56 | 45.74 | 13.11 | 45.01 | 44.8 | 12.85 | 45.47 | 44.8 | 1.92 | 44.56 | 45.25
4325 | 10.33 | 0 | 32.72 | 10.33 | 0 | 32.72 | 10.33 | 0 | 32.72 | 10.33 | 0 | 32.72 | 10.33 | 0 | 33.4 | 12.58 | 0 | 33.4 | 10.33 | 0 | 32.72 | 10.33 | 0 | 32.72 | 10.33 | 0 | 33.4 | 12.58 | 0 | 33.4 | 12.33 | 0 | 33.05 | 10.33 | 0 | 32.72 | 10.33 | 44.56 | 45.54 | 10.33 | 44.56 | 45.54 | 10.33 | 44.56 | 45.54 | 10.33 | 44.56 | 45.54 | 10.33 | 44.56 | 45.54 | 12.97 | 44.56 | 45.54 | 10.33 | 44.56 | 45.54 | 10.33 | 44.56 | 45.54 | 10.33 | 44.56 | 45.54 | 12.97 | 44.11 | 44.8 | 12.71 | 45.01 | 45.09 | 10.33 | 44.56 | 45.54
4326 | 10.33 | 0 | 32.91 | 10.33 | 0 | 32.91 | 10.33 | 0 | 32.91 | 10.33 | 0 | 32.91 | 10.33 | 0 | 32.91 | 12.58 | 0 | 32.91 | 10.33 | 0 | 32.91 | 10.33 | 0 | 32.91 | 10.33 | 0 | 32.91 | 12.46 | 0 | 32.58 | 12.21 | 0 | 33.24 | 10.33 | 0 | 32.91 | 10.33 | 44.56 | 46.09 | 10.33 | 44.56 | 46.09 | 10.33 | 44.56 | 46.09 | 10.33 | 44.56 | 46.09 | 10.33 | 44.56 | 46.09 | 13.11 | 44.56 | 46.09 | 10.33 | 44.56 | 46.09 | 10.33 | 44.56 | 46.09 | 10.33 | 44.56 | 46.09 | 13.11 | 44.11 | 44.38 | 13.38 | 45.01 | 45.62 | 10.33 | 44.56 | 46.09
4327 | 12.84 | 0 | 30.06 | 12.84 | 0 | 30.06 | 12.84 | 0 | 30.06 | 12.84 | 0 | 30.06 | 13.1 | 0 | 30.06 | 13.1 | 0 | 30.06 | 12.84 | 0 | 30.06 | 12.84 | 0 | 30.06 | 13.1 | 0 | 30.06 | 12.97 | 0 | 29.76 | 12.97 | 0 | 30.37 | 12.84 | 0 | 30.06 | 10.33 | 43.67 | 45.25 | 10.33 | 43.67 | 45.25 | 10.33 | 43.67 | 45.25 | 10.33 | 43.67 | 45.25 | 13.11 | 43.67 | 45.35 | 13.11 | 43.67 | 45.35 | 10.33 | 43.67 | 45.35 | 10.33 | 43.67 | 45.35 | 13.11 | 43.67 | 45.35 | 12.98 | 43.23 | 43.9 | 12.72 | 44.11 | 44.8 | 10.33 | 43.67 | 45.25
4328 | 10.33 | 0 | 0 | 10.33 | 0 | 0 | 10.33 | 0 | 0 | 10.33 | 0 | 0 | 13.1 | 0 | 0 | 13.1 | 0 | 0 | 10.33 | 0 | 0 | 10.33 | 0 | 0 | 13.1 | 0 | 0 | 12.97 | 0 | 0 | 12.71 | 0 | 0 | 10.33 | 0 | 0 | 10.33 | 29.08 | 43.1 | 10.33 | 29.08 | 43.1 | 10.33 | 29.08 | 43.1 | 10.33 | 29.08 | 43.1 | 13.1 | 29.98 | 43.99 | 13.1 | 29.98 | 43.99 | 10.33 | 29.98 | 43.99 | 10.33 | 29.98 | 43.99 | 13.1 | 29.98 | 43.99 | 12.97 | 28.79 | 42.67 | 13.24 | 29.37 | 43.54 | 10.33 | 29.08 | 43.1
4329 | 10.33 | 0 | 0 | 10.33 | 0 | 0 | 10.33 | 0 | 0 | 10.33 | 0 | 0 | 12.71 | 0 | 0 | 12.71 | 0 | 0 | 10.33 | 0 | 0 | 10.33 | 0 | 0 | 12.71 | 0 | 0 | 12.59 | 0 | 0 | 12.34 | 0 | 0 | 10.33 | 0 | 0 | 10.33 | 0 | 0 | 10.33 | 0 | 0 | 10.33 | 0 | 0 | 10.33 | 0 | 0 | 12.84 | 0 | 36.84 | 12.84 | 0 | 36.84 | 10.33 | 0 | 36.84 | 10.33 | 0 | 36.84 | 12.84 | 0 | 36.84 | 12.71 | 0 | 0 | 12.46 | 0 | 0 | 10.33 | 0 | 0
4330 | 10.33 | 0 | 0 | 10.33 | 0 | 0 | 10.33 | 0 | 0 | 10.33 | 0 | 0 | 12.46 | 0 | 0 | 12.46 | 0 | 0 | 10.33 | 0 | 0 | 10.33 | 0 | 0 | 12.46 | 0 | 0 | 12.33 | 0 | 0 | 12.09 | 0 | 0 | 10.33 | 0 | 0 | 10.33 | 0 | 0 | 10.33 | 0 | 0 | 10.33 | 0 | 0 | 10.33 | 0 | 0 | 12.46 | 0 | 0 | 12.46 | 0 | 0 | 10.33 | 0 | 27.37 | 10.33 | 0 | 27.37 | 12.46 | 0 | 27.37 | 12.33 | 0 | 0 | 12.09 | 0 | 0 | 10.33 | 0 | 0
4331 | 10.33 | 0 | 0 | 10.33 | 0 | 0 | 10.33 | 0 | 0 | 10.33 | 0 | 0 | 12.33 | 0 | 0 | 12.33 | 0 | 0 | 10.33 | 0 | 0 | 10.33 | 0 | 0 | 12.33 | 0 | 0 | 12.21 | 0 | 0 | 11.97 | 0 | 0 | 10.33 | 0 | 0 | 8.49 | 0 | 0 | 8.49 | 0 | 0 | 8.49 | 0 | 0 | 8.49 | 0 | 0 | 8.84 | 0 | 0 | 8.84 | 0 | 0 | 8.49 | 0 | 8.84 | 8.49 | 0 | 8.84 | 8.84 | 0 | 8.84 | 8.76 | 0 | 0 | 8.58 | 0 | 0 | 8.49 | 0 | 0
4332 | 0 | 0 | 0 | 0 | 0 | 0 | 0 | 0 | 0 | 0 | 0 | 0 | 0 | 0 | 0 | 0 | 0 | 0 | 0 | 0 | 0 | 0 | 0 | 0 | 0 | 0 | 0 | 0 | 0 | 0 | 0 | 0 | 0 | 0 | 0 | 0 | 0 | 0 | 0 | 0 | 0 | 0 | 0 | 0 | 0 | 0 | 0 | 0 | 0 | 0 | 0 | 0 | 0 | 0 | 0 | 0 | 0 | 0 | 0 | 0 | 0 | 0 | 8.67 | 0 | 0 | 0 | 0 | 0 | 0 | 0 | 0 | 0
4333 | 0 | 0 | 0 | 0 | 0 | 0 | 0 | 0 | 0 | 0 | 0 | 0 | 0 | 0 | 0 | 0 | 0 | 0 | 0 | 0 | 0 | 0 | 0 | 0 | 0 | 0 | 0 | 0 | 0 | 0 | 0 | 0 | 0 | 0 | 0 | 0 | 0 | 0 | 0 | 0 | 0 | 0 | 0 | 0 | 0 | 0 | 0 | 0 | 0 | 0 | 0 | 0 | 0 | 0 | 0 | 0 | 0 | 0 | 0 | 0 | 0 | 0 | 8.47 | 0 | 0 | 0 | 0 | 0 | 0 | 0 | 0 | 0
4334 | 0 | 0 | 0 | 0 | 0 | 0 | 0 | 0 | 0 | 0 | 0 | 0 | 0 | 0 | 0 | 0 | 0 | 0 | 0 | 0 | 0 | 0 | 0 | 0 | 0 | 0 | 0 | 0 | 0 | 0 | 0 | 0 | 0 | 0 | 0 | 0 | 0 | 0 | 0 | 0 | 0 | 0 | 0 | 0 | 0 | 0 | 0 | 0 | 0 | 0 | 11.84 | 0 | 0 | 11.84 | 0 | 0 | 11.84 | 0 | 0 | 11.84 | 0 | 0 | 11.84 | 0 | 0 | 0 | 0 | 0 | 0 | 0 | 0 | 0
4335 | 0 | 0 | 0 | 0 | 0 | 0 | 0 | 0 | 0 | 0 | 0 | 0 | 0 | 0 | 0 | 0 | 0 | 0 | 0 | 0 | 0 | 0 | 0 | 0 | 0 | 0 | 0 | 0 | 0 | 0 | 0 | 0 | 0 | 0 | 0 | 0 | 0 | 0 | 10.33 | 0 | 0 | 10.33 | 0 | 0 | 10.33 | 0 | 0 | 35.01 | 0 | 0 | 35.01 | 0 | 0 | 35.01 | 0 | 0 | 35.01 | 0 | 0 | 35.01 | 0 | 0 | 35.01 | 0 | 0 | 0 | 0 | 0 | 35.36 | 0 | 0 | 10.33
4336 | 0 | 0 | 0 | 0 | 0 | 0 | 0 | 0 | 0 | 0 | 0 | 0 | 0 | 0 | 0 | 0 | 0 | 0 | 0 | 0 | 0 | 0 | 0 | 0 | 0 | 0 | 8.2 | 0 | 0 | 0 | 0 | 0 | 0 | 0 | 0 | 0 | 8.2 | 10.33 | 10.33 | 8.2 | 10.33 | 10.33 | 8.2 | 10.33 | 10.33 | 8.2 | 33.87 | 44.35 | 8.2 | 10.33 | 44.38 | 8.2 | 10.33 | 44.38 | 8.2 | 10.33 | 44.38 | 8.2 | 10.33 | 44.38 | 8.2 | 10.33 | 44.38 | 8.12 | 0 | 0 | 8.29 | 34.21 | 44.8 | 8.2 | 10.33 | 10.33
4337 | 10.33 | 0 | 0 | 10.33 | 0 | 0 | 10.33 | 0 | 0 | 10.33 | 0 | 0 | 12.59 | 0 | 0 | 12.59 | 0 | 0 | 10.33 | 0 | 0 | 10.33 | 0 | 0 | 12.59 | 0 | 8.42 | 12.46 | 0 | 0 | 12.21 | 0 | 0 | 10.33 | 0 | 0 | 10.33 | 29.98 | 44.33 | 10.33 | 29.98 | 44.33 | 10.33 | 29.98 | 44.33 | 10.33 | 34.32 | 44.35 | 13.11 | 29.98 | 44.38 | 13.11 | 29.98 | 44.38 | 10.33 | 29.98 | 44.38 | 10.33 | 29.98 | 44.38 | 13.11 | 29.98 | 44.38 | 12.98 | 28.2 | 0 | 12.72 | 34.67 | 44.8 | 10.33 | 29.98 | 44.33
4338 | 10.33 | 0.01 | 0 | 10.33 | 0.01 | 32.07 | 10.33 | 0.01 | 32.07 | 10.33 | 0.01 | 32.07 | 21.17 | 0.01 | 33.21 | 21.17 | 0.01 | 33.21 | 10.33 | 0.01 | 33.21 | 10.33 | 0.01 | 33.21 | 21.17 | 0.01 | 33.21 | 20.96 | 0.01 | 32.88 | 20.54 | 0.01 | 33.55 | 10.33 | 0.01 | 0 | 10.33 | 45.76 | 45.25 | 10.33 | 45.76 | 45.25 | 10.33 | 45.76 | 45.25 | 10.33 | 45.76 | 45.26 | 29.93 | 45.76 | 46.68 | 29.93 | 45.76 | 46.68 | 10.33 | 45.76 | 46.68 | 10.33 | 45.76 | 46.68 | 29.93 | 45.76 | 46.68 | 29.93 | 44.39 | 44.8 | 30.54 | 46.71 | 45.72 | 10.33 | 45.76 | 45.25
4339 | 10.33 | 0 | 0 | 10.33 | 0.01 | 32.07 | 10.33 | 0.01 | 32.07 | 10.33 | 0.01 | 32.07 | 21.17 | 32.67 | 35.53 | 38.81 | 32.67 | 35.53 | 10.33 | 32.67 | 35.53 | 10.33 | 32.67 | 35.53 | 21.17 | 32.67 | 35.53 | 39.2 | 32.67 | 34.42 | 39.61 | 32.02 | 34.42 | 10.33 | 0 | 0 | 10.33 | 10.33 | 44.35 | 10.33 | 47.62 | 44.35 | 10.33 | 47.62 | 44.35 | 10.33 | 47.63 | 45.69 | 51.31 | 48.6 | 47.66 | 54.27 | 48.6 | 47.66 | 10.33 | 48.6 | 47.66 | 10.33 | 48.6 | 47.66 | 51.31 | 48.6 | 47.66 | 54.82 | 47.14 | 44.8 | 55.44 | 48.11 | 46.15 | 10.33 | 10.33 | 44.35
4340 | 0 | 0 | 0 | 0 | 0.01 | 0 | 0 | 0.01 | 23.89 | 0 | 0.01 | 23.89 | 37.94 | 33.67 | 35.37 | 38.65 | 33.67 | 35.37 | 0 | 33.67 | 35.37 | 0 | 33.67 | 35.37 | 37.94 | 33.67 | 35.37 | 39.61 | 33.66 | 34.42 | 38.81 | 32.99 | 34.42 | 0 | 0 | 0 | 0 | 0 | 0 | 0 | 47.18 | 44.35 | 0 | 47.18 | 44.35 | 0 | 47.18 | 45.26 | 51.15 | 49 | 47.5 | 54.11 | 49 | 47.5 | 0 | 49 | 47.5 | 0 | 49 | 47.5 | 51.15 | 49 | 47.5 | 55.44 | 47.66 | 44.8 | 55.44 | 48.51 | 45.72 | 0 | 0 | 0
4341 | 0 | 0 | 0 | 0 | 0 | 0 | 0 | 0 | 23.89 | 0 | 0 | 23.89 | 21.17 | 33.67 | 35.37 | 38.65 | 33.67 | 35.37 | 0 | 33.67 | 35.37 | 0 | 33.67 | 35.37 | 21.17 | 33.67 | 35.37 | 39.61 | 33.66 | 34.42 | 38.81 | 32.99 | 34.42 | 0 | 0 | 0 | 0 | 0 | 0 | 0 | 10.33 | 44.35 | 0 | 10.33 | 44.35 | 0 | 10.33 | 44.78 | 32 | 49 | 47.51 | 54.11 | 49 | 47.51 | 0 | 49 | 47.51 | 0 | 49 | 47.51 | 32 | 49 | 47.51 | 55.44 | 47.66 | 44.8 | 54.33 | 47.66 | 45.23 | 0 | 0 | 0
4342 | 0 | 0 | 0 | 0 | 0 | 0 | 0 | 0 | 0 | 0 | 0 | 0 | 20.68 | 33.67 | 35.58 | 38.85 | 33.67 | 35.58 | 0 | 24.16 | 33.75 | 0 | 24.16 | 33.75 | 20.68 | 33.67 | 35.58 | 39.61 | 33 | 34.42 | 38.81 | 32.34 | 34.42 | 0 | 0 | 0 | 0 | 0 | 0 | 0 | 10.33 | 44.35 | 0 | 10.33 | 44.35 | 0 | 10.33 | 44.35 | 32 | 47.66 | 47.71 | 54.32 | 47.66 | 47.71 | 0 | 47.66 | 47.71 | 0 | 47.66 | 47.71 | 32 | 47.66 | 47.71 | 55.44 | 47.18 | 44.8 | 54.33 | 47.66 | 44.8 | 0 | 0 | 0
4343 | 0 | 0 | 0 | 0 | 0 | 0 | 0 | 0 | 0 | 0 | 0 | 0 | 20.68 | 33.67 | 35.3 | 36.69 | 33.67 | 35.3 | 0 | 0 | 18.88 | 0 | 0 | 18.88 | 20.68 | 33.67 | 35.3 | 36.69 | 33 | 34.09 | 35.95 | 0 | 33.41 | 0 | 0 | 0 | 0 | 0 | 0 | 0 | 10.33 | 10.33 | 0 | 10.33 | 10.33 | 0 | 10.33 | 10.33 | 29.93 | 47.66 | 47.23 | 49.94 | 47.66 | 47.23 | 0 | 47.66 | 47.23 | 0 | 47.66 | 47.23 | 29.93 | 47.66 | 47.23 | 50.45 | 47.18 | 43.9 | 49.44 | 47.66 | 44.8 | 0 | 0 | 0
4344 | 0 | 0 | 0 | 0 | 0 | 0 | 0 | 0 | 0 | 0 | 0 | 0 | 20.68 | 12.33 | 35.24 | 31.04 | 12.33 | 35.24 | 0 | 0 | 0 | 0 | 0 | 0 | 20.68 | 12.33 | 35.24 | 31.35 | 12.09 | 33.9 | 30.73 | 0 | 33.22 | 0 | 0 | 0 | 0 | 0 | 0 | 0 | 10.33 | 10.33 | 0 | 10.33 | 10.33 | 0 | 10.33 | 10.33 | 29.93 | 46.71 | 46.68 | 39.53 | 46.71 | 46.68 | 0 | 46.45 | 46.68 | 0 | 46.45 | 46.68 | 29.93 | 46.71 | 46.68 | 39.93 | 46.24 | 43.9 | 39.13 | 45.32 | 44.8 | 0 | 0 | 0
4345 | 0 | 0 | 0 | 0 | 0 | 0 | 0 | 0 | 0 | 0 | 0 | 0 | 7.83 | 12.33 | 34.8 | 21.17 | 12.33 | 34.8 | 0 | 0 | 0 | 0 | 0 | 0 | 7.83 | 12.33 | 34.8 | 21.39 | 12.09 | 33.9 | 20.96 | 0 | 0 | 0 | 0 | 0 | 0 | 10.33 | 10.33 | 0 | 10.33 | 10.33 | 0 | 10.33 | 10.33 | 0 | 10.33 | 10.33 | 29.63 | 45.73 | 46.68 | 29.63 | 45.76 | 46.68 | 0 | 29.9 | 46.68 | 0 | 10.33 | 46.68 | 29.63 | 45.73 | 46.68 | 29.93 | 45.73 | 44.8 | 29.33 | 44.82 | 43.9 | 0 | 10.33 | 10.33
4346 | 0 | 0 | 0 | 0 | 0 | 0 | 0 | 0 | 0 | 0 | 0 | 0 | 7.21 | 12.33 | 34.18 | 17.96 | 12.33 | 34.18 | 0 | 0 | 0 | 0 | 0 | 0 | 7.21 | 12.33 | 34.18 | 17.78 | 12.09 | 33.9 | 0 | 0 | 0 | 0 | 0 | 0 | 0 | 10.33 | 10.33 | 0 | 10.33 | 10.33 | 0 | 10.33 | 10.33 | 0 | 10.33 | 10.33 | 7.21 | 45.73 | 46.31 | 24.32 | 45.76 | 46.31 | 0 | 29.9 | 46.31 | 0 | 10.33 | 46.31 | 7.21 | 45.73 | 46.31 | 24.32 | 45.73 | 44.8 | 23.84 | 44.82 | 43.9 | 0 | 10.33 | 10.33
4347 | 0 | 0 | 0 | 0 | 0 | 0 | 0 | 0 | 0 | 0 | 0 | 0 | 6.37 | 12.33 | 33.34 | 16.88 | 12.33 | 33.34 | 0 | 0 | 0 | 0 | 0 | 0 | 6.37 | 12.33 | 33.34 | 16.71 | 12.09 | 33.68 | 0 | 0 | 0 | 0 | 0 | 0 | 0 | 10.33 | 10.33 | 0 | 10.33 | 10.33 | 0 | 10.33 | 10.33 | 0 | 10.33 | 10.33 | 6.37 | 45.06 | 45.47 | 21.26 | 45.76 | 45.47 | 0 | 10.33 | 45.47 | 0 | 10.33 | 45.47 | 6.37 | 45.06 | 45.47 | 21.26 | 45.31 | 44.8 | 20.83 | 44.4 | 43.9 | 0 | 10.33 | 10.33
4348 | 5.75 | 0 | 0 | 5.75 | 0 | 0 | 5.75 | 0 | 0 | 5.75 | 0 | 0 | 5.75 | 11.96 | 32.72 | 12.97 | 11.96 | 32.72 | 5.75 | 0 | 0 | 5.75 | 0 | 0 | 5.75 | 11.96 | 32.72 | 12.84 | 11.96 | 33.4 | 5.81 | 0 | 0 | 5.75 | 0 | 0 | 0 | 43.66 | 43.89 | 0 | 43.66 | 43.89 | 0 | 43.66 | 43.89 | 0 | 43.66 | 43.89 | 5.75 | 43.66 | 44.86 | 19.6 | 44.56 | 44.86 | 0 | 43.66 | 44.86 | 0 | 43.66 | 44.86 | 5.75 | 43.66 | 44.86 | 19.8 | 45.01 | 44.8 | 19.4 | 44.1 | 44.33 | 0 | 43.66 | 43.89
4349 | 10.33 | 0.01 | 0 | 10.33 | 0.01 | 0 | 10.33 | 0.01 | 0 | 10.33 | 0.01 | 0 | 10.33 | 5.36 | 32.33 | 12.98 | 5.47 | 32.33 | 10.33 | 0.01 | 0 | 10.33 | 0.01 | 0 | 10.33 | 5.36 | 32.33 | 13.11 | 5.52 | 33 | 10.44 | 0.01 | 0 | 10.33 | 0.01 | 0 | 10.33 | 43.66 | 41.29 | 10.33 | 43.66 | 41.29 | 10.33 | 43.66 | 41.29 | 10.33 | 43.66 | 41.29 | 10.33 | 43.66 | 44.47 | 19.6 | 45.01 | 44.47 | 10.33 | 43.66 | 44.47 | 10.33 | 43.66 | 44.47 | 10.33 | 43.66 | 44.47 | 19.8 | 45.46 | 44.8 | 10.44 | 44.1 | 41.29 | 10.33 | 43.66 | 41.29
4350 | 10.33 | 0 | 0 | 10.33 | 0 | 0 | 10.33 | 0 | 0 | 10.33 | 0 | 0 | 10.33 | 0 | 32.6 | 12.98 | 0 | 32.6 | 10.33 | 0 | 0 | 10.33 | 0 | 0 | 10.33 | 0 | 32.6 | 13.11 | 0 | 31.94 | 10.44 | 0 | 0 | 10.33 | 0 | 0 | 10.33 | 21.49 | 10.33 | 10.33 | 21.49 | 10.33 | 10.33 | 21.49 | 10.33 | 10.33 | 21.49 | 10.33 | 10.33 | 42.79 | 44.38 | 19.8 | 44.12 | 44.91 | 10.33 | 42.79 | 44.38 | 10.33 | 42.79 | 44.38 | 10.33 | 42.79 | 44.38 | 20 | 44.57 | 44.8 | 10.44 | 21.71 | 10.33 | 10.33 | 21.49 | 10.33
4351 | 10.33 | 0 | 0 | 10.33 | 0 | 0 | 10.33 | 0 | 0 | 10.33 | 0 | 0 | 10.33 | 0 | 6.73 | 12.98 | 0 | 6.73 | 10.33 | 0 | 0 | 10.33 | 0 | 0 | 10.33 | 0 | 6.73 | 13.11 | 0 | 0 | 10.44 | 0 | 0 | 10.33 | 0 | 0 | 10.33 | 21.49 | 10.33 | 10.33 | 21.49 | 10.33 | 10.33 | 21.49 | 10.33 | 10.33 | 21.49 | 10.33 | 10.33 | 33.59 | 44.38 | 19.8 | 33.59 | 44.38 | 10.33 | 33.59 | 44.38 | 10.33 | 33.59 | 44.38 | 10.33 | 33.59 | 44.38 | 20 | 32.91 | 44.72 | 10.44 | 21.71 | 10.33 | 10.33 | 21.49 | 10.33
4352 | 10.33 | 0 | 0 | 10.33 | 0 | 0 | 10.33 | 0 | 0 | 10.33 | 0 | 0 | 10.33 | 0 | 0 | 12.33 | 0 | 0 | 10.33 | 0 | 0 | 10.33 | 0 | 0 | 10.33 | 0 | 0 | 12.33 | 0 | 0 | 10.44 | 0 | 0 | 10.33 | 0 | 0 | 10.33 | 0 | 0 | 10.33 | 0 | 0 | 10.33 | 0 | 0 | 10.33 | 0 | 0 | 12.58 | 0 | 40.19 | 12.58 | 0 | 40.19 | 10.33 | 0 | 40.19 | 10.33 | 0 | 40.19 | 12.58 | 0 | 40.19 | 12.46 | 0 | 36.46 | 10.44 | 0 | 0 | 10.33 | 0 | 0
4353 | 10.33 | 0 | 0 | 10.33 | 0 | 0 | 10.33 | 0 | 0 | 10.33 | 0 | 0 | 12.46 | 0 | 0 | 12.46 | 0 | 0 | 10.33 | 0 | 0 | 10.33 | 0 | 0 | 12.46 | 0 | 0 | 12.33 | 0 | 0 | 10.44 | 0 | 0 | 10.33 | 0 | 0 | 10.33 | 0 | 0 | 10.33 | 0 | 0 | 10.33 | 0 | 0 | 10.33 | 0 | 0 | 12.46 | 0 | 28.26 | 12.46 | 0 | 28.26 | 10.33 | 0 | 28.26 | 10.33 | 0 | 28.26 | 12.46 | 0 | 28.26 | 12.33 | 0 | 0 | 10.44 | 0 | 0 | 10.33 | 0 | 0
4354 | 11.97 | 0 | 0 | 11.97 | 0 | 0 | 11.97 | 0 | 0 | 11.97 | 0 | 0 | 12.46 | 0 | 0 | 12.46 | 0 | 0 | 11.97 | 0 | 0 | 11.97 | 0 | 0 | 12.46 | 0 | 0 | 12.33 | 0 | 0 | 12.09 | 0 | 0 | 11.97 | 0 | 0 | 0 | 0 | 0 | 0 | 0 | 0 | 0 | 0 | 0 | 0 | 0 | 0 | 0 | 0 | 26.96 | 0 | 0 | 26.96 | 0 | 0 | 26.96 | 0 | 0 | 26.96 | 0 | 0 | 26.96 | 0 | 0 | 0 | 0 | 0 | 0 | 0 | 0 | 10.33
4355 | 10.33 | 0 | 0 | 10.33 | 0 | 0 | 10.33 | 0 | 0 | 10.33 | 0 | 0 | 10.33 | 0 | 0 | 10.33 | 0 | 0 | 10.33 | 0 | 0 | 10.33 | 0 | 0 | 10.33 | 0 | 0 | 10.23 | 0 | 0 | 10.23 | 0 | 0 | 10.33 | 0 | 0 | 0 | 0 | 0 | 0 | 0 | 0 | 0 | 0 | 0 | 0 | 0 | 0 | 0 | 0 | 0 | 0 | 0 | 0 | 0 | 0 | 0 | 0 | 0 | 0 | 0 | 0 | 0 | 0 | 0 | 0 | 0 | 0 | 0 | 0 | 0 | 10.33
4356 | 0 | 0 | 0 | 0 | 0 | 0 | 0 | 0 | 0 | 0 | 0 | 0 | 0 | 0 | 0 | 0 | 0 | 0 | 0 | 0 | 0 | 0 | 0 | 0 | 0 | 0 | 0 | 0 | 0 | 0 | 0 | 0 | 0 | 0 | 0 | 0 | 0 | 0 | 0 | 0 | 0 | 0 | 0 | 0 | 0 | 0 | 0 | 0 | 0 | 0 | 0 | 0 | 0 | 0 | 0 | 0 | 0 | 0 | 0 | 0 | 0 | 0 | 0 | 0 | 0 | 0 | 0 | 0 | 0 | 0 | 0 | 10.33
4357 | 0 | 0 | 0 | 0 | 0 | 0 | 0 | 0 | 0 | 0 | 0 | 0 | 0 | 0 | 0 | 0 | 0 | 0 | 0 | 0 | 0 | 0 | 0 | 0 | 0 | 0 | 0 | 0 | 0 | 0 | 0 | 0 | 0 | 0 | 0 | 0 | 0 | 0 | 0 | 0 | 0 | 0 | 0 | 0 | 0 | 0 | 0 | 0 | 0 | 0 | 0 | 0 | 0 | 0 | 0 | 0 | 0 | 0 | 0 | 0 | 0 | 0 | 0 | 0 | 0 | 0 | 0 | 0 | 0 | 0 | 0 | 10.33
4358 | 0 | 0 | 0 | 0 | 0 | 0 | 0 | 0 | 0 | 0 | 0 | 0 | 0 | 0 | 0 | 0 | 0 | 0 | 0 | 0 | 0 | 0 | 0 | 0 | 0 | 0 | 0 | 0 | 0 | 0 | 0 | 0 | 0 | 0 | 0 | 0 | 0 | 0 | 0 | 0 | 0 | 0 | 0 | 0 | 0 | 0 | 0 | 0 | 0 | 0 | 0 | 0 | 0 | 0 | 0 | 0 | 0 | 0 | 0 | 0 | 0 | 0 | 0 | 0 | 0 | 0 | 0 | 0 | 0 | 0 | 0 | 44.33
4359 | 8.37 | 0 | 0 | 8.37 | 0 | 0 | 8.37 | 0 | 0 | 8.37 | 0 | 0 | 8.37 | 0 | 0 | 8.37 | 0 | 0 | 8.37 | 0 | 0 | 8.37 | 0 | 0 | 8.37 | 0 | 0 | 8.28 | 0 | 0 | 8.37 | 0 | 0 | 8.37 | 0 | 0 | 0 | 0 | 10.98 | 0 | 0 | 10.98 | 0 | 0 | 10.98 | 0 | 0 | 10.98 | 0 | 0 | 10.98 | 0 | 0 | 10.98 | 0 | 0 | 10.98 | 0 | 0 | 10.98 | 0 | 0 | 10.98 | 0 | 0 | 10.76 | 0 | 0 | 10.87 | 0 | 0 | 44.33
4360 | 21.17 | 0 | 0 | 21.17 | 0 | 0 | 21.17 | 0 | 0 | 21.17 | 0 | 0 | 21.17 | 0 | 0 | 21.17 | 0 | 0 | 21.17 | 0 | 0 | 21.17 | 0 | 0 | 21.17 | 0 | 0 | 21.39 | 0 | 0 | 21.39 | 0 | 0 | 21.17 | 0 | 0 | 33.79 | 20 | 45.29 | 33.79 | 20 | 45.29 | 33.79 | 20 | 45.29 | 33.79 | 20 | 45.29 | 33.79 | 20 | 45.29 | 33.79 | 20 | 45.29 | 33.79 | 20 | 0 | 33.79 | 20 | 45.29 | 33.79 | 20 | 45.29 | 33.79 | 19.8 | 44.8 | 34.13 | 20 | 44.8 | 33.79 | 20 | 45.29
4361 | 38.18 | 12.46 | 33.73 | 38.18 | 12.46 | 33.73 | 38.18 | 12.46 | 33.73 | 38.18 | 12.46 | 33.73 | 38.18 | 12.46 | 33.73 | 38.88 | 12.46 | 33.73 | 38.18 | 12.46 | 0 | 38.18 | 12.46 | 33.73 | 38.18 | 12.46 | 33.73 | 39.02 | 12.33 | 33.4 | 38.56 | 12.33 | 33.73 | 38.18 | 12.46 | 33.73 | 48.77 | 47.89 | 46.68 | 48.77 | 47.89 | 46.68 | 48.77 | 47.89 | 46.68 | 48.77 | 47.89 | 46.68 | 48.77 | 47.89 | 46.68 | 49.61 | 47.89 | 46.68 | 48.77 | 47.89 | 0 | 48.77 | 47.89 | 46.68 | 48.77 | 47.89 | 46.68 | 49.61 | 47.41 | 44.8 | 49.26 | 47.66 | 45.72 | 48.77 | 47.89 | 46.68
4362 | 38.42 | 43.39 | 35.85 | 38.42 | 43.39 | 35.85 | 38.42 | 43.39 | 35.85 | 38.42 | 43.39 | 35.85 | 38.42 | 45.25 | 35.85 | 39.13 | 45.7 | 35.85 | 38.42 | 43.39 | 34.03 | 38.42 | 43.39 | 35.85 | 38.42 | 45.25 | 35.85 | 40.39 | 45.25 | 35.49 | 39.58 | 43.83 | 35.49 | 38.42 | 43.39 | 35.85 | 49.01 | 51.6 | 47.64 | 49.01 | 51.6 | 47.64 | 49.01 | 51.6 | 47.64 | 49.01 | 51.6 | 47.64 | 51.64 | 51.6 | 47.64 | 54.59 | 51.71 | 47.64 | 49.01 | 51.6 | 47.64 | 49.01 | 51.6 | 47.64 | 51.64 | 51.6 | 47.64 | 55.72 | 51.36 | 44.82 | 55.72 | 52.12 | 46.21 | 49.01 | 51.6 | 47.64
4363 | 38.57 | 43.54 | 36 | 38.57 | 43.54 | 36 | 38.57 | 43.54 | 36 | 38.57 | 43.54 | 36 | 38.57 | 45.93 | 36 | 39.28 | 46.08 | 36 | 38.57 | 43.54 | 36 | 38.57 | 43.54 | 36 | 38.57 | 45.93 | 36 | 47.23 | 47.56 | 36.37 | 46.29 | 46.61 | 36.37 | 38.57 | 43.54 | 36 | 49.16 | 51.75 | 48.14 | 49.16 | 51.75 | 48.14 | 49.16 | 51.75 | 48.14 | 49.16 | 51.75 | 48.14 | 51.78 | 51.85 | 48.14 | 54.74 | 51.85 | 48.14 | 49.16 | 51.75 | 48.14 | 49.16 | 51.75 | 48.14 | 51.78 | 51.85 | 48.14 | 66.86 | 54.03 | 48.62 | 66.86 | 52.95 | 48.62 | 49.16 | 51.75 | 48.14
4364 | 38.61 | 43.57 | 36.04 | 38.61 | 43.57 | 36.04 | 38.61 | 43.57 | 36.04 | 38.61 | 43.57 | 36.04 | 38.61 | 45.96 | 36.04 | 39.31 | 46.12 | 36.04 | 38.61 | 43.57 | 34.21 | 38.61 | 43.57 | 36.04 | 38.61 | 45.96 | 36.04 | 50.5 | 47.56 | 36.4 | 49.49 | 44.02 | 36.4 | 38.61 | 43.57 | 36.04 | 49.19 | 51.78 | 48.17 | 49.19 | 51.78 | 48.17 | 49.19 | 51.78 | 48.17 | 49.19 | 51.78 | 48.17 | 51.82 | 51.89 | 48.17 | 54.77 | 51.89 | 48.17 | 49.19 | 51.61 | 48.17 | 49.19 | 51.78 | 48.17 | 51.82 | 51.89 | 48.17 | 69.57 | 54.03 | 48.66 | 68.18 | 52.95 | 48.66 | 49.19 | 51.78 | 48.17
4365 | 38.62 | 43.58 | 36.05 | 38.62 | 43.58 | 36.05 | 38.62 | 43.58 | 36.05 | 38.62 | 43.58 | 36.05 | 38.62 | 45.98 | 36.05 | 39.32 | 46.13 | 36.05 | 38.62 | 43.58 | 36.05 | 38.62 | 43.58 | 36.05 | 38.62 | 45.98 | 36.05 | 50.5 | 47.56 | 36.41 | 49.49 | 44.02 | 36.41 | 38.62 | 43.58 | 36.05 | 49.2 | 51.79 | 48.18 | 49.2 | 51.79 | 48.18 | 49.2 | 51.79 | 48.18 | 49.2 | 51.79 | 48.18 | 51.83 | 51.9 | 48.18 | 54.78 | 51.9 | 48.18 | 49.2 | 51.79 | 48.18 | 49.2 | 51.79 | 48.18 | 51.83 | 51.9 | 48.18 | 69.57 | 54.03 | 48.67 | 68.18 | 52.95 | 48.67 | 49.2 | 51.79 | 48.18
4366 | 38.82 | 43.78 | 36.25 | 38.82 | 43.78 | 36.25 | 38.82 | 43.78 | 36.25 | 38.82 | 43.78 | 36.25 | 38.82 | 46.18 | 36.25 | 39.53 | 46.33 | 36.25 | 38.82 | 43.78 | 36.25 | 38.82 | 43.78 | 36.25 | 38.82 | 46.18 | 36.25 | 49.99 | 46.8 | 36.62 | 48.99 | 44.23 | 36.62 | 38.82 | 43.78 | 36.25 | 49.41 | 52 | 48.38 | 49.41 | 52 | 48.38 | 49.41 | 52 | 48.38 | 49.41 | 52 | 48.38 | 49.41 | 52.1 | 48.38 | 54.99 | 52.1 | 48.38 | 49.41 | 52 | 48.38 | 49.41 | 52 | 48.38 | 49.41 | 52.1 | 48.38 | 69.57 | 53.59 | 47.9 | 68.18 | 52.52 | 47.9 | 49.41 | 52 | 48.38
4367 | 38.28 | 43.24 | 35.71 | 38.28 | 43.24 | 35.71 | 38.28 | 43.24 | 35.71 | 38.28 | 43.24 | 35.71 | 38.28 | 45.64 | 35.71 | 38.99 | 45.79 | 35.71 | 38.28 | 43.24 | 35.71 | 38.28 | 43.24 | 35.71 | 38.28 | 45.64 | 35.71 | 42.22 | 46.26 | 36.07 | 41.38 | 43.68 | 36.07 | 38.28 | 43.24 | 35.71 | 44.42 | 51.46 | 47.84 | 44.42 | 51.46 | 47.84 | 44.42 | 51.46 | 47.84 | 44.42 | 51.46 | 47.84 | 44.42 | 51.56 | 47.84 | 54.45 | 51.56 | 47.84 | 44.42 | 51.46 | 47.84 | 44.42 | 51.46 | 47.84 | 44.42 | 51.56 | 47.84 | 59.81 | 53.04 | 48.33 | 58.61 | 51.98 | 48.33 | 44.42 | 51.46 | 47.84
4368 | 37.92 | 42.88 | 35.35 | 37.92 | 42.88 | 35.35 | 37.92 | 42.88 | 35.35 | 37.92 | 42.88 | 35.35 | 37.92 | 45.28 | 35.35 | 38.63 | 45.43 | 35.35 | 37.92 | 42.88 | 35.35 | 37.92 | 42.88 | 35.35 | 37.92 | 45.28 | 35.35 | 41.2 | 50.32 | 35.71 | 40.37 | 43.32 | 35.71 | 37.92 | 42.88 | 35.35 | 36.14 | 51.1 | 47.48 | 36.14 | 51.1 | 47.48 | 36.14 | 51.1 | 47.48 | 36.14 | 51.1 | 47.48 | 36.14 | 51.2 | 47.48 | 54.09 | 51.2 | 47.48 | 36.14 | 51.1 | 47.48 | 36.14 | 51.1 | 47.48 | 36.14 | 51.2 | 47.48 | 56.09 | 54.03 | 47.96 | 54.97 | 52.95 | 47.96 | 36.14 | 51.1 | 47.48
4369 | 37.43 | 42.4 | 34.86 | 37.43 | 42.4 | 34.86 | 37.43 | 42.4 | 34.86 | 37.43 | 42.4 | 34.86 | 37.43 | 44.79 | 34.86 | 38.14 | 44.94 | 34.86 | 37.43 | 42.4 | 34.86 | 37.43 | 42.4 | 34.86 | 37.43 | 44.79 | 34.86 | 40.39 | 54.92 | 35.22 | 39.58 | 42.83 | 35.22 | 37.43 | 42.4 | 34.86 | 43.24 | 50.61 | 47 | 43.24 | 50.61 | 47 | 43.24 | 50.61 | 47 | 43.24 | 50.61 | 47 | 43.24 | 50.72 | 47 | 53.6 | 50.72 | 47 | 43.24 | 50.61 | 47 | 43.24 | 50.61 | 47 | 43.24 | 50.72 | 47 | 55.89 | 65.53 | 47.47 | 54.78 | 52.95 | 47.47 | 43.24 | 50.61 | 47
4370 | 37.13 | 42.1 | 34.56 | 37.13 | 42.1 | 34.56 | 37.13 | 42.1 | 34.56 | 37.13 | 42.1 | 34.56 | 37.13 | 44.49 | 34.56 | 37.84 | 44.64 | 34.56 | 37.13 | 42.1 | 34.56 | 37.13 | 42.1 | 34.56 | 37.13 | 44.49 | 34.56 | 39.98 | 53.8 | 34.91 | 39.18 | 42.52 | 34.91 | 37.13 | 42.1 | 34.56 | 47.72 | 50.31 | 46.7 | 47.72 | 50.31 | 46.7 | 47.72 | 50.31 | 46.7 | 47.72 | 50.31 | 46.7 | 47.72 | 50.42 | 46.7 | 53.3 | 50.42 | 46.7 | 47.72 | 50.31 | 46.7 | 47.72 | 50.31 | 46.7 | 47.72 | 50.42 | 46.7 | 55.34 | 65.55 | 47.17 | 54.23 | 52.95 | 47.17 | 47.72 | 50.31 | 46.7
4371 | 36.9 | 41.87 | 34.33 | 36.9 | 41.87 | 34.33 | 36.9 | 41.87 | 34.33 | 36.9 | 41.87 | 34.33 | 36.9 | 44.26 | 34.33 | 37.61 | 44.41 | 34.33 | 36.9 | 41.87 | 34.33 | 36.9 | 41.87 | 34.33 | 36.9 | 44.26 | 34.33 | 39.98 | 54.36 | 35.39 | 39.18 | 42.29 | 34.68 | 36.9 | 41.87 | 34.33 | 47.49 | 50.08 | 46.47 | 47.49 | 50.08 | 46.47 | 47.49 | 50.08 | 46.47 | 47.49 | 50.08 | 46.47 | 47.49 | 50.19 | 46.47 | 53.07 | 50.19 | 46.47 | 47.49 | 50.08 | 46.47 | 47.49 | 50.08 | 46.47 | 47.49 | 50.19 | 46.47 | 55.89 | 66.88 | 47.9 | 54.78 | 52.95 | 46.94 | 47.49 | 50.08 | 46.47
4372 | 36.84 | 41.81 | 34.28 | 36.84 | 41.81 | 34.28 | 36.84 | 41.81 | 34.28 | 36.84 | 41.81 | 34.28 | 36.84 | 44.2 | 34.28 | 37.55 | 44.36 | 34.28 | 36.84 | 41.81 | 34.28 | 36.84 | 41.81 | 34.28 | 36.84 | 44.2 | 34.28 | 42.14 | 62.43 | 43.64 | 41.3 | 42.23 | 38.24 | 36.84 | 41.81 | 34.28 | 47.43 | 50.02 | 46.41 | 47.43 | 50.02 | 46.41 | 47.43 | 50.02 | 46.41 | 47.43 | 50.02 | 46.41 | 47.43 | 50.13 | 46.41 | 53.01 | 50.13 | 46.45 | 47.43 | 50.02 | 46.41 | 47.43 | 50.02 | 46.41 | 47.43 | 50.13 | 46.41 | 56.09 | 66.88 | 57.39 | 54.97 | 52.95 | 46.88 | 47.43 | 50.02 | 46.41
4373 | 37.61 | 42.58 | 35.04 | 37.61 | 42.58 | 35.04 | 37.61 | 42.58 | 35.04 | 37.61 | 42.58 | 35.04 | 37.61 | 44.97 | 35.04 | 38.32 | 45.12 | 35.04 | 37.61 | 42.58 | 35.04 | 37.61 | 42.58 | 35.04 | 37.61 | 44.97 | 35.04 | 42.57 | 64.14 | 44.14 | 42.57 | 43.01 | 38.24 | 37.61 | 42.58 | 35.04 | 48.2 | 50.79 | 47.18 | 48.2 | 50.79 | 47.18 | 48.2 | 50.79 | 47.18 | 48.2 | 50.79 | 47.18 | 48.2 | 50.89 | 47.18 | 53.78 | 50.89 | 47.18 | 48.2 | 50.79 | 47.18 | 48.2 | 50.79 | 47.18 | 48.2 | 50.89 | 47.18 | 60.52 | 67.58 | 59.17 | 60.52 | 52.95 | 47.65 | 48.2 | 50.79 | 47.18
4374 | 38.77 | 43.73 | 36.2 | 38.77 | 43.73 | 36.2 | 38.77 | 43.73 | 36.2 | 38.77 | 43.73 | 36.2 | 38.77 | 46.12 | 36.2 | 39.47 | 46.28 | 36.2 | 38.77 | 43.73 | 36.2 | 38.77 | 43.73 | 36.2 | 38.77 | 46.12 | 36.2 | 50.5 | 64.14 | 44.14 | 50.5 | 44.17 | 36.56 | 38.77 | 43.73 | 36.2 | 49.35 | 51.94 | 48.33 | 49.35 | 51.94 | 48.33 | 49.35 | 51.94 | 48.33 | 49.35 | 51.94 | 48.33 | 51.98 | 52.05 | 48.33 | 54.93 | 52.05 | 48.33 | 49.35 | 51.94 | 48.33 | 49.35 | 51.94 | 48.33 | 51.98 | 52.05 | 48.33 | 69.57 | 67.58 | 59.17 | 69.57 | 52.95 | 48.82 | 49.35 | 51.94 | 48.33
4375 | 39.39 | 44.35 | 36.82 | 39.39 | 44.35 | 36.82 | 39.39 | 44.35 | 36.82 | 39.39 | 44.35 | 36.82 | 39.39 | 46.75 | 36.82 | 40.09 | 46.9 | 36.82 | 39.39 | 44.35 | 36.82 | 39.39 | 44.35 | 36.82 | 39.39 | 46.75 | 36.82 | 51.52 | 64.14 | 39.04 | 50.49 | 44.8 | 37.19 | 39.39 | 44.35 | 36.82 | 49.98 | 52.56 | 48.95 | 49.98 | 52.56 | 48.95 | 49.98 | 52.56 | 48.95 | 49.98 | 52.56 | 48.95 | 52.6 | 52.67 | 48.95 | 55.56 | 52.67 | 48.95 | 49.98 | 52.56 | 48.95 | 49.98 | 52.56 | 48.95 | 52.6 | 52.67 | 48.95 | 70.27 | 67.58 | 52.4 | 69.57 | 53.1 | 48.46 | 49.98 | 52.56 | 48.95
4376 | 39.79 | 44.75 | 37.22 | 39.79 | 44.75 | 37.22 | 39.79 | 44.75 | 37.22 | 39.79 | 44.75 | 37.22 | 39.79 | 47.15 | 37.22 | 40.49 | 47.3 | 37.22 | 39.79 | 44.75 | 37.22 | 39.79 | 44.75 | 37.22 | 39.79 | 47.15 | 37.22 | 47.23 | 53.43 | 36.58 | 46.28 | 45.21 | 35.85 | 39.79 | 44.75 | 37.22 | 50.38 | 52.96 | 49.35 | 50.38 | 52.96 | 49.35 | 50.38 | 52.96 | 49.35 | 50.38 | 52.96 | 49.35 | 53 | 53.07 | 49.35 | 55.96 | 53.07 | 49.35 | 50.38 | 52.96 | 49.35 | 50.38 | 52.96 | 49.35 | 53 | 53.07 | 49.35 | 69.57 | 53.5 | 48.61 | 68.18 | 52.43 | 47.64 | 50.38 | 52.96 | 49.35
4377 | 39.92 | 44.89 | 37.36 | 39.92 | 44.89 | 37.36 | 39.92 | 44.89 | 37.36 | 39.92 | 44.89 | 37.36 | 39.92 | 47.28 | 37.36 | 40.63 | 47.43 | 37.36 | 39.92 | 44.89 | 37.36 | 39.92 | 44.89 | 37.36 | 39.92 | 47.28 | 37.36 | 41.04 | 47.78 | 34.42 | 40.33 | 45.34 | 33.4 | 39.92 | 44.89 | 37.36 | 50.51 | 52.08 | 49.31 | 50.51 | 52.08 | 49.31 | 50.51 | 52.08 | 49.31 | 50.51 | 52.08 | 46.17 | 53.13 | 52.08 | 49.31 | 56.09 | 52.08 | 49.31 | 50.51 | 52.08 | 49.31 | 50.51 | 53.1 | 49.31 | 53.13 | 52.08 | 49.31 | 55.89 | 51.55 | 47.16 | 54.78 | 50.51 | 44.84 | 50.51 | 52.08 | 49.31
4378 | 40.02 | 44.99 | 37.45 | 40.02 | 44.99 | 37.45 | 40.02 | 44.99 | 37.45 | 40.02 | 44.99 | 37.45 | 40.02 | 46.39 | 37.11 | 40.73 | 46.39 | 37.11 | 40.02 | 44.99 | 37.45 | 40.02 | 44.99 | 37.45 | 40.02 | 46.39 | 37.11 | 40.53 | 45.45 | 34.42 | 39.73 | 44.54 | 33.4 | 40.02 | 44.99 | 37.45 | 50.61 | 49.13 | 47.16 | 50.61 | 49.13 | 47.16 | 50.61 | 49.13 | 47.16 | 50.61 | 49.13 | 46.17 | 53.23 | 49.13 | 47.16 | 54.48 | 49.13 | 47.16 | 50.61 | 49.13 | 47.16 | 50.61 | 53.2 | 47.16 | 53.23 | 49.13 | 47.16 | 53.94 | 47.66 | 45.75 | 51.28 | 46.88 | 44.8 | 50.61 | 49.13 | 47.16
4379 | 40.02 | 44.99 | 37.11 | 40.02 | 44.99 | 37.11 | 40.02 | 44.99 | 37.11 | 40.02 | 44.99 | 34.09 | 40.02 | 46.38 | 37.11 | 40.73 | 46.38 | 37.11 | 40.02 | 44.99 | 37.11 | 40.02 | 44.99 | 37.45 | 40.02 | 46.38 | 37.11 | 40.39 | 45.45 | 34.42 | 39.62 | 44.54 | 33.4 | 40.02 | 44.99 | 37.11 | 50.61 | 49.13 | 47.16 | 50.61 | 49.13 | 47.16 | 50.61 | 49.13 | 47.16 | 50.61 | 48.63 | 45.25 | 53.23 | 49.13 | 47.16 | 53.94 | 49.13 | 47.16 | 50.61 | 49.13 | 47.16 | 50.61 | 53.2 | 47.16 | 53.23 | 49.13 | 47.16 | 53.4 | 47.66 | 45.75 | 51.12 | 46.88 | 44.8 | 50.61 | 49.13 | 47.16
4380 | 39.91 | 44.88 | 35.65 | 39.91 | 44.88 | 35.65 | 39.91 | 44.88 | 35.65 | 39.91 | 44.88 | 34.09 | 39.91 | 46.38 | 35.65 | 40.62 | 46.38 | 35.65 | 39.91 | 44.88 | 35.65 | 39.91 | 44.88 | 37.34 | 39.91 | 46.38 | 35.65 | 40.39 | 45.45 | 34.42 | 39.98 | 44.54 | 33.4 | 39.91 | 44.88 | 35.65 | 50.5 | 48.63 | 47.16 | 50.5 | 48.63 | 47.16 | 50.5 | 48.63 | 47.16 | 50.5 | 48.63 | 45.25 | 53.12 | 48.63 | 47.16 | 53.94 | 48.63 | 47.16 | 50.5 | 48.63 | 47.16 | 50.5 | 53.09 | 47.16 | 53.12 | 48.63 | 47.16 | 53.4 | 47.66 | 45.75 | 52.33 | 47.65 | 44.8 | 50.5 | 48.63 | 47.16
4381 | 39.85 | 44.82 | 35.65 | 39.85 | 44.82 | 35.65 | 39.85 | 44.82 | 35.65 | 39.85 | 44.82 | 34.09 | 39.85 | 46.38 | 35.65 | 40.56 | 46.38 | 35.65 | 39.85 | 44.82 | 35.65 | 39.85 | 44.82 | 37.28 | 39.85 | 46.38 | 35.65 | 40.39 | 45.45 | 34.42 | 39.98 | 44.54 | 33.4 | 39.85 | 44.82 | 35.65 | 50.44 | 48.63 | 47.16 | 50.44 | 48.63 | 47.16 | 50.44 | 48.63 | 47.16 | 50.44 | 48.63 | 45.29 | 53.06 | 48.63 | 47.16 | 53.94 | 48.63 | 47.16 | 50.44 | 48.63 | 47.16 | 50.44 | 53.03 | 47.16 | 53.06 | 48.63 | 47.16 | 53.4 | 47.66 | 45.75 | 52.33 | 47.65 | 44.83 | 50.44 | 48.63 | 47.16
4382 | 39.71 | 44.67 | 35.65 | 39.71 | 44.67 | 35.65 | 39.71 | 44.67 | 35.65 | 39.71 | 44.67 | 35.65 | 39.71 | 46.39 | 35.65 | 40.41 | 46.39 | 35.65 | 39.71 | 44.67 | 35.65 | 39.71 | 44.67 | 37.14 | 39.71 | 46.39 | 35.65 | 40.39 | 45.45 | 34.42 | 39.98 | 44.54 | 33.73 | 39.71 | 44.67 | 35.65 | 50.3 | 49.63 | 47.17 | 50.3 | 49.63 | 47.17 | 50.3 | 49.63 | 47.17 | 50.3 | 49.63 | 46.17 | 52.92 | 49.63 | 47.17 | 53.94 | 49.63 | 47.17 | 50.3 | 49.63 | 47.17 | 50.3 | 52.88 | 47.17 | 52.92 | 49.63 | 47.17 | 53.4 | 48.62 | 46.22 | 52.33 | 48.62 | 45.3 | 50.3 | 49.63 | 47.17
4383 | 39.55 | 44.52 | 35.65 | 39.55 | 44.52 | 35.65 | 39.55 | 44.52 | 35.65 | 39.55 | 44.52 | 35.65 | 39.55 | 46.91 | 35.65 | 40.26 | 47.05 | 35.65 | 39.55 | 44.52 | 35.65 | 39.55 | 44.52 | 35.86 | 39.55 | 46.91 | 35.65 | 40.53 | 46.83 | 34.58 | 39.95 | 44.97 | 34.58 | 39.55 | 44.52 | 35.65 | 50.14 | 52.08 | 49.11 | 50.14 | 52.08 | 49.11 | 50.14 | 52.08 | 49.11 | 50.14 | 52.08 | 47.64 | 52.76 | 52.08 | 49.11 | 55.03 | 52.08 | 49.11 | 50.14 | 52.08 | 49.11 | 50.14 | 52.08 | 49.11 | 52.76 | 52.08 | 49.11 | 54.48 | 51.03 | 48.12 | 53.39 | 51.03 | 47.16 | 50.14 | 52.08 | 49.11
4384 | 39.41 | 44.38 | 36.84 | 39.41 | 44.38 | 36.84 | 39.41 | 44.38 | 36.84 | 39.41 | 44.38 | 36.84 | 39.41 | 46.77 | 36.84 | 40.12 | 46.92 | 36.84 | 39.41 | 44.38 | 36.84 | 39.41 | 44.38 | 36.84 | 39.41 | 46.77 | 36.84 | 43.57 | 54 | 36.47 | 42.7 | 47.56 | 36.47 | 39.41 | 44.38 | 36.84 | 50 | 52.59 | 48.98 | 50 | 52.59 | 48.98 | 50 | 52.59 | 48.98 | 50 | 52.59 | 48.98 | 52.62 | 52.69 | 48.98 | 55.58 | 52.69 | 48.98 | 50 | 52.59 | 48.98 | 50 | 52.59 | 48.98 | 52.62 | 52.69 | 48.98 | 59.2 | 55.01 | 48.61 | 58.02 | 53.91 | 48.49 | 50 | 52.59 | 48.98
4385 | 39.4 | 44.36 | 36.83 | 39.4 | 44.36 | 36.83 | 39.4 | 44.36 | 36.83 | 39.4 | 44.36 | 36.83 | 39.4 | 46.76 | 36.83 | 40.1 | 46.91 | 36.83 | 39.4 | 44.36 | 36.83 | 39.4 | 44.36 | 36.83 | 39.4 | 46.76 | 36.83 | 50.5 | 62.28 | 68.09 | 49.49 | 61.04 | 66.05 | 39.4 | 44.36 | 36.83 | 49.99 | 52.58 | 48.96 | 49.99 | 52.58 | 48.96 | 49.99 | 52.58 | 48.96 | 49.99 | 52.58 | 48.96 | 52.61 | 52.68 | 48.96 | 55.57 | 52.68 | 48.96 | 49.99 | 52.58 | 48.96 | 49.99 | 52.58 | 48.96 | 52.61 | 52.68 | 48.96 | 67.53 | 77.3 | 68.99 | 66.86 | 76.5 | 67.61 | 49.99 | 52.58 | 48.96
4386 | 39.32 | 44.28 | 36.75 | 39.32 | 44.28 | 36.75 | 39.32 | 44.28 | 36.75 | 39.32 | 44.28 | 36.75 | 39.32 | 46.68 | 36.75 | 40.02 | 46.83 | 36.75 | 39.32 | 44.28 | 36.75 | 39.32 | 44.28 | 36.75 | 39.32 | 46.68 | 36.75 | 55.06 | 67.81 | 79.06 | 53.97 | 66.45 | 77.48 | 39.32 | 44.28 | 36.75 | 49.9 | 52.49 | 48.88 | 49.9 | 52.49 | 48.88 | 49.9 | 52.49 | 48.88 | 49.9 | 52.49 | 48.88 | 52.53 | 52.6 | 48.88 | 55.48 | 52.6 | 48.88 | 49.9 | 52.49 | 48.88 | 49.9 | 52.49 | 48.88 | 52.53 | 52.6 | 48.88 | 70.27 | 79.06 | 105.57 | 70.27 | 79.06 | 103.46 | 49.9 | 52.49 | 48.88
4387 | 39.11 | 44.07 | 36.54 | 39.11 | 44.07 | 36.54 | 39.11 | 44.07 | 36.54 | 39.11 | 44.07 | 36.54 | 39.11 | 46.47 | 36.54 | 39.81 | 46.62 | 36.54 | 39.11 | 44.07 | 36.54 | 39.11 | 44.07 | 36.54 | 39.11 | 46.47 | 36.54 | 59.4 | 79.14 | 82.4 | 59.4 | 79.14 | 80.28 | 39.11 | 44.07 | 36.54 | 49.7 | 52.28 | 48.67 | 49.7 | 52.28 | 48.67 | 49.7 | 52.28 | 48.67 | 49.7 | 52.28 | 48.67 | 52.32 | 52.39 | 48.67 | 55.28 | 52.39 | 48.77 | 49.7 | 52.28 | 48.67 | 49.7 | 52.28 | 48.67 | 52.32 | 52.39 | 48.67 | 81.63 | 103.95 | 111.11 | 81.63 | 103.95 | 108.89 | 49.7 | 52.28 | 48.67
4388 | 38.92 | 43.89 | 36.35 | 38.92 | 43.89 | 36.35 | 38.92 | 43.89 | 36.35 | 38.92 | 43.89 | 36.35 | 38.92 | 46.28 | 36.35 | 39.63 | 46.43 | 36.35 | 38.92 | 43.89 | 36.35 | 38.92 | 43.89 | 36.35 | 38.92 | 46.28 | 36.35 | 54.58 | 79.14 | 82.4 | 54.58 | 79.14 | 80.75 | 38.92 | 43.89 | 36.35 | 49.51 | 52.1 | 48.49 | 49.51 | 52.1 | 48.49 | 49.51 | 52.1 | 48.49 | 49.51 | 52.1 | 48.49 | 52.13 | 52.2 | 48.49 | 55.09 | 52.2 | 48.58 | 49.51 | 52.1 | 48.49 | 49.51 | 52.1 | 48.49 | 52.13 | 52.2 | 48.49 | 77.88 | 103.95 | 111.11 | 77.88 | 103.95 | 108.89 | 49.51 | 52.1 | 48.49
4389 | 38.78 | 42.87 | 33.39 | 38.78 | 43.74 | 36.21 | 38.78 | 43.74 | 36.21 | 38.78 | 43.74 | 36.21 | 38.78 | 46.14 | 36.21 | 39.48 | 46.29 | 36.21 | 38.78 | 43.74 | 36.21 | 38.78 | 43.74 | 36.21 | 38.78 | 46.14 | 36.21 | 53.97 | 79.14 | 82.4 | 53.97 | 79.14 | 80.75 | 38.78 | 42.87 | 33.39 | 49.36 | 51.95 | 48.34 | 49.36 | 51.95 | 48.34 | 49.36 | 51.95 | 48.34 | 49.36 | 51.95 | 48.34 | 51.99 | 52.06 | 48.34 | 54.94 | 52.06 | 48.44 | 49.36 | 51.95 | 48.34 | 49.36 | 51.95 | 48.34 | 51.99 | 52.06 | 48.34 | 72.47 | 103.95 | 111.11 | 72.47 | 103.95 | 108.89 | 49.36 | 51.95 | 48.34
4390 | 38.87 | 26.12 | 31.75 | 38.87 | 26.65 | 36.3 | 38.87 | 26.65 | 36.3 | 38.87 | 26.65 | 36.3 | 38.87 | 46.23 | 36.3 | 39.58 | 46.38 | 36.3 | 38.87 | 43.84 | 36.3 | 38.87 | 43.84 | 36.3 | 38.87 | 46.23 | 36.3 | 50.5 | 70.73 | 81.96 | 50.5 | 69.33 | 80.32 | 38.87 | 26.12 | 31.75 | 36.14 | 51.19 | 46.17 | 36.14 | 51.19 | 46.17 | 36.14 | 51.19 | 46.17 | 36.14 | 51.19 | 46.17 | 52.08 | 52.15 | 48.43 | 55.04 | 52.15 | 48.53 | 49.46 | 52.05 | 48.43 | 49.46 | 52.05 | 48.43 | 52.08 | 52.15 | 48.43 | 68.86 | 91.75 | 111.11 | 68.86 | 90.77 | 107.79 | 36.14 | 51.19 | 46.17
4391 | 18.29 | 23.59 | 28.21 | 18.29 | 23.59 | 35.12 | 18.29 | 23.59 | 35.12 | 18.29 | 23.59 | 35.12 | 20.68 | 45.8 | 35.87 | 39.14 | 45.95 | 35.87 | 20.68 | 43.4 | 35.87 | 20.68 | 43.4 | 35.87 | 20.68 | 45.8 | 35.87 | 43.13 | 64.86 | 79.47 | 43.13 | 63.57 | 77.89 | 18.29 | 23.59 | 28.21 | 28.09 | 48.43 | 46.17 | 28.09 | 48.43 | 46.17 | 28.09 | 48.43 | 46.17 | 28.09 | 48.43 | 46.17 | 49.02 | 51.72 | 48 | 54.61 | 51.72 | 48.1 | 49.02 | 51.61 | 48 | 49.02 | 51.61 | 48 | 49.02 | 51.72 | 48 | 60.41 | 79.67 | 111.11 | 60.41 | 78.87 | 107.79 | 28.09 | 48.43 | 46.17
4392 | 10.33 | 10.33 | 27.65 | 10.33 | 10.34 | 35.12 | 10.33 | 10.34 | 35.12 | 10.33 | 10.34 | 35.12 | 20.68 | 45.48 | 35.56 | 38.83 | 45.64 | 35.56 | 20.68 | 43.09 | 35.56 | 20.68 | 43.09 | 35.56 | 20.68 | 45.48 | 35.56 | 41.72 | 63.7 | 76.02 | 41.72 | 62.43 | 74.51 | 10.33 | 10.33 | 27.65 | 10.33 | 47.7 | 46.17 | 10.33 | 48.43 | 46.17 | 10.33 | 48.43 | 46.17 | 10.33 | 48.43 | 46.17 | 32 | 51.41 | 47.69 | 54.29 | 51.41 | 47.79 | 32 | 51.3 | 47.69 | 32 | 51.3 | 47.69 | 32 | 51.41 | 47.69 | 57.44 | 78.87 | 106.62 | 57.44 | 78.87 | 104.49 | 10.33 | 47.7 | 46.17
4393 | 10.33 | 10.33 | 0 | 10.33 | 10.33 | 35.12 | 10.33 | 10.33 | 35.12 | 10.33 | 10.33 | 35.12 | 20.68 | 45.08 | 35.15 | 38.43 | 45.23 | 35.15 | 20.68 | 42.69 | 35.15 | 20.68 | 42.69 | 35.15 | 20.68 | 45.08 | 35.15 | 39.98 | 62.91 | 76.02 | 39.98 | 62.28 | 74.51 | 10.33 | 10.33 | 0 | 10.33 | 29 | 43.89 | 10.33 | 48.43 | 46.17 | 10.33 | 48.43 | 46.17 | 10.33 | 48.43 | 46.17 | 29.93 | 51 | 47.29 | 53.89 | 51 | 47.38 | 29.93 | 50.9 | 47.29 | 29.93 | 50.9 | 47.29 | 29.93 | 51 | 47.29 | 57.03 | 78.87 | 106.62 | 55.89 | 78.87 | 104.49 | 10.33 | 29 | 43.89
4394 | 10.33 | 10.33 | 0 | 10.33 | 10.33 | 34.79 | 10.33 | 10.33 | 34.79 | 10.33 | 10.33 | 34.79 | 10.33 | 44.72 | 34.79 | 38.07 | 44.87 | 34.79 | 10.33 | 42.33 | 34.79 | 10.33 | 42.33 | 34.79 | 10.33 | 44.72 | 34.79 | 38.45 | 59.15 | 73.84 | 38.45 | 59.14 | 73.02 | 10.33 | 10.33 | 0 | 10.33 | 32.95 | 46.17 | 10.33 | 48.43 | 46.17 | 10.33 | 48.43 | 46.17 | 10.33 | 48.43 | 46.17 | 29.93 | 50.64 | 46.92 | 53.53 | 50.64 | 47.02 | 29.93 | 50.54 | 46.92 | 29.93 | 50.54 | 46.92 | 29.93 | 50.64 | 46.92 | 55.74 | 78.87 | 103.95 | 54.63 | 78.87 | 101.87 | 10.33 | 32.95 | 46.17
4395 | 10.33 | 10.35 | 10.33 | 10.33 | 10.35 | 34.58 | 10.33 | 10.35 | 34.58 | 10.33 | 10.35 | 34.58 | 10.33 | 44.51 | 34.58 | 37.78 | 44.66 | 34.58 | 10.33 | 42.12 | 34.58 | 10.33 | 42.12 | 34.58 | 10.33 | 44.51 | 34.58 | 38.17 | 56.12 | 66.67 | 37.41 | 56.12 | 66.67 | 10.33 | 10.35 | 10.33 | 10.33 | 47.7 | 46.17 | 10.33 | 48.43 | 46.72 | 10.33 | 48.43 | 46.72 | 10.33 | 48.43 | 46.72 | 10.33 | 50.44 | 46.72 | 52.76 | 50.44 | 46.82 | 10.33 | 50.33 | 46.72 | 10.33 | 50.33 | 46.72 | 10.33 | 50.44 | 46.72 | 53.29 | 73.63 | 81.33 | 52.33 | 73.63 | 81.33 | 10.33 | 47.7 | 46.17
4396 | 20.68 | 26.12 | 28.21 | 20.68 | 26.65 | 34.58 | 20.68 | 26.65 | 34.58 | 20.68 | 26.65 | 34.58 | 20.68 | 44.51 | 34.58 | 37.86 | 44.66 | 34.58 | 20.68 | 42.11 | 34.58 | 20.68 | 42.11 | 34.58 | 20.68 | 44.51 | 34.58 | 38.38 | 54.89 | 44.98 | 38.38 | 54.89 | 44.98 | 20.68 | 26.12 | 28.21 | 36.14 | 50.33 | 46.17 | 36.14 | 50.33 | 46.71 | 36.14 | 50.33 | 46.71 | 36.14 | 50.33 | 46.71 | 36.14 | 50.43 | 46.71 | 52.08 | 50.43 | 46.81 | 36.14 | 50.33 | 46.71 | 36.14 | 50.33 | 46.71 | 36.14 | 50.43 | 46.71 | 52.6 | 70.44 | 55.87 | 52.33 | 71.88 | 55.87 | 36.14 | 50.33 | 46.17
4397 | 37.78 | 39.42 | 32.07 | 37.78 | 42.75 | 35.22 | 37.78 | 42.75 | 35.22 | 37.78 | 42.75 | 35.22 | 37.78 | 45.14 | 35.22 | 38.49 | 45.3 | 35.22 | 37.78 | 42.75 | 35.22 | 37.78 | 42.75 | 35.22 | 37.78 | 45.14 | 35.22 | 40.39 | 54.92 | 47.2 | 40.39 | 54.92 | 47.2 | 37.78 | 39.42 | 32.07 | 48.37 | 50.96 | 47.35 | 48.37 | 50.96 | 47.35 | 48.37 | 50.96 | 47.35 | 48.37 | 50.96 | 47.35 | 48.37 | 51.07 | 47.35 | 53.95 | 51.07 | 47.45 | 48.37 | 50.96 | 47.35 | 48.37 | 50.96 | 47.35 | 48.37 | 51.07 | 47.35 | 55.89 | 63.37 | 55.44 | 55.89 | 68.95 | 56.57 | 48.37 | 50.96 | 47.35
4398 | 38.68 | 26.12 | 28.21 | 38.68 | 43.64 | 36.11 | 38.68 | 43.64 | 36.11 | 38.68 | 43.64 | 36.11 | 38.68 | 46.03 | 36.11 | 39.38 | 46.19 | 36.11 | 38.68 | 43.64 | 36.11 | 38.68 | 43.64 | 36.11 | 38.68 | 46.04 | 36.11 | 48.67 | 60.76 | 44.53 | 48.67 | 60.76 | 44.53 | 38.68 | 26.12 | 28.21 | 49.26 | 51.19 | 46.17 | 49.26 | 51.85 | 48.24 | 49.26 | 51.85 | 48.24 | 49.26 | 51.85 | 48.24 | 51.89 | 51.96 | 48.24 | 54.84 | 51.96 | 48.24 | 49.26 | 51.85 | 48.24 | 49.26 | 51.85 | 48.24 | 51.89 | 51.96 | 48.24 | 69.2 | 63.85 | 52.4 | 67.82 | 63.85 | 51.36 | 49.26 | 51.19 | 46.17
4399 | 39.41 | 32.96 | 0 | 39.41 | 44.38 | 36.85 | 39.41 | 44.38 | 36.85 | 39.41 | 44.38 | 36.85 | 39.41 | 46.77 | 36.85 | 40.12 | 46.93 | 36.85 | 39.41 | 44.38 | 36.85 | 39.41 | 44.38 | 36.85 | 39.41 | 46.77 | 36.85 | 51.52 | 55.46 | 37.76 | 50.5 | 54.36 | 37.22 | 39.41 | 32.96 | 0 | 50 | 50.95 | 46.17 | 50 | 52.59 | 46.68 | 50 | 52.59 | 46.68 | 50 | 52.59 | 46.68 | 52.63 | 52.7 | 48.98 | 55.58 | 52.7 | 48.98 | 50 | 52.59 | 48.98 | 50 | 52.59 | 48.98 | 52.63 | 52.7 | 48.98 | 69.19 | 54.46 | 48.61 | 67.82 | 53.37 | 47.64 | 50 | 50.95 | 46.17
4400 | 39.68 | 34.34 | 10.33 | 39.68 | 44.65 | 36.01 | 39.68 | 44.65 | 36.01 | 39.68 | 44.65 | 36.01 | 39.68 | 47.04 | 36.01 | 40.39 | 47.19 | 36.01 | 39.68 | 44.65 | 36.01 | 39.68 | 44.65 | 36.01 | 39.68 | 47.04 | 36.01 | 45.62 | 49.02 | 36.38 | 44.71 | 48.04 | 36.37 | 39.68 | 34.34 | 10.33 | 50.27 | 48.43 | 46.17 | 50.27 | 48.43 | 46.34 | 50.27 | 48.43 | 46.34 | 50.27 | 48.43 | 46.34 | 52.89 | 50.63 | 49.25 | 55.85 | 50.63 | 49.25 | 50.27 | 50.63 | 49.25 | 50.27 | 50.63 | 49.25 | 52.89 | 50.63 | 49.25 | 59.2 | 49.92 | 48.76 | 58.02 | 48.92 | 47.78 | 50.27 | 48.43 | 46.17
4401 | 39.8 | 33.42 | 10.33 | 39.8 | 34.09 | 15.43 | 39.8 | 34.09 | 15.43 | 39.8 | 34.09 | 15.43 | 39.8 | 36.24 | 33.4 | 40.51 | 36.24 | 33.4 | 39.8 | 36.24 | 33.4 | 39.8 | 36.24 | 33.4 | 39.8 | 36.24 | 33.4 | 43 | 36.24 | 34.42 | 42.14 | 34.45 | 15.59 | 39.8 | 33.42 | 10.33 | 50.39 | 41.17 | 46.01 | 50.39 | 41.17 | 46.01 | 50.39 | 41.17 | 46.01 | 50.39 | 41.17 | 46.01 | 53.01 | 45.06 | 47.16 | 55.97 | 45.06 | 47.16 | 50.39 | 45.06 | 47.16 | 50.39 | 45.06 | 47.16 | 53.01 | 45.06 | 47.16 | 56.53 | 45.06 | 46.69 | 55.4 | 41.59 | 45.55 | 50.39 | 41.17 | 46.01
4402 | 39.89 | 0 | 10.33 | 39.89 | 0 | 32.4 | 39.89 | 0 | 32.4 | 39.89 | 0 | 32.4 | 39.89 | 0 | 33.06 | 40.6 | 0 | 33.06 | 39.89 | 0 | 33.06 | 39.89 | 0 | 33.06 | 39.89 | 0 | 33.06 | 41.12 | 0 | 33.4 | 40.3 | 0 | 32.73 | 39.89 | 0 | 10.33 | 50.48 | 39.14 | 44.35 | 50.48 | 39.14 | 44.35 | 50.48 | 39.14 | 44.35 | 50.48 | 39.14 | 44.35 | 53.11 | 40.34 | 44.38 | 56.06 | 40.34 | 44.38 | 50.48 | 40.34 | 44.38 | 50.48 | 40.34 | 44.38 | 53.11 | 40.34 | 44.38 | 55.5 | 40.34 | 44.8 | 54.39 | 39.53 | 44.8 | 50.48 | 39.14 | 44.35
4403 | 39.9 | 0 | 10.16 | 39.9 | 0 | 10.16 | 39.9 | 0 | 10.16 | 39.9 | 0 | 10.16 | 39.9 | 0 | 10.36 | 40.53 | 0 | 10.36 | 39.9 | 0 | 10.36 | 39.9 | 0 | 10.36 | 39.9 | 0 | 10.36 | 40.53 | 0 | 10.26 | 40.31 | 0 | 10.26 | 39.9 | 0 | 10.16 | 50.49 | 10.33 | 44.35 | 50.49 | 10.33 | 44.35 | 50.49 | 10.33 | 44.35 | 50.49 | 10.33 | 44.35 | 53.11 | 18.82 | 44.38 | 53.12 | 18.82 | 44.38 | 50.49 | 18.82 | 44.38 | 50.49 | 18.82 | 44.38 | 53.11 | 18.82 | 44.38 | 52.59 | 10.44 | 43.93 | 51.53 | 10.44 | 44.8 | 50.49 | 10.33 | 44.35
4404 | 39.88 | 0 | 0 | 39.88 | 0 | 0 | 39.88 | 0 | 0 | 39.88 | 0 | 0 | 39.88 | 0 | 0 | 39.88 | 0 | 0 | 39.88 | 0 | 10.34 | 39.88 | 0 | 10.34 | 39.88 | 0 | 10.34 | 39.48 | 0 | 0 | 40.28 | 0 | 0 | 39.88 | 0 | 0 | 48.49 | 10.33 | 31.28 | 48.49 | 10.33 | 31.28 | 48.49 | 10.33 | 31.28 | 48.49 | 10.33 | 31.28 | 49.47 | 10.33 | 31.28 | 49.47 | 10.33 | 31.28 | 49.47 | 10.33 | 40.19 | 49.47 | 10.33 | 40.19 | 49.47 | 10.33 | 40.19 | 48.98 | 10.23 | 30.97 | 48.98 | 10.44 | 38.08 | 48.49 | 10.33 | 31.28
4405 | 37.72 | 0 | 0 | 37.72 | 0 | 0 | 37.72 | 0 | 0 | 37.72 | 0 | 0 | 37.72 | 0 | 0 | 37.72 | 0 | 0 | 37.72 | 0 | 10.33 | 37.72 | 0 | 10.33 | 37.72 | 0 | 10.33 | 37.34 | 0 | 0 | 38.1 | 0 | 0 | 37.72 | 0 | 0 | 47.51 | 10.33 | 27.44 | 47.51 | 10.33 | 27.44 | 47.51 | 10.33 | 27.44 | 47.51 | 10.33 | 27.44 | 47.51 | 10.33 | 27.44 | 47.51 | 10.33 | 27.44 | 47.51 | 10.33 | 40.19 | 47.51 | 10.33 | 40.19 | 47.51 | 10.33 | 40.19 | 47.03 | 0 | 0 | 47.99 | 10.43 | 44.8 | 47.51 | 10.33 | 27.44
4406 | 37.72 | 0 | 0 | 37.72 | 0 | 0 | 37.72 | 0 | 0 | 37.72 | 0 | 0 | 37.72 | 0 | 0 | 37.72 | 0 | 0 | 37.72 | 0 | 10.27 | 37.72 | 0 | 10.27 | 37.72 | 0 | 10.27 | 37.34 | 0 | 0 | 38.1 | 0 | 0 | 37.72 | 0 | 0 | 48 | 10.33 | 10.33 | 48 | 10.33 | 10.33 | 48 | 10.33 | 10.33 | 48 | 10.33 | 10.33 | 48 | 10.33 | 10.33 | 48 | 10.33 | 10.33 | 48 | 10.33 | 40.19 | 48 | 10.33 | 40.19 | 48 | 10.33 | 40.19 | 47.52 | 0 | 0 | 48.49 | 10.43 | 10.44 | 48 | 10.33 | 10.33
4407 | 34.56 | 0 | 0 | 34.56 | 0 | 0 | 34.56 | 0 | 0 | 34.56 | 0 | 0 | 34.56 | 0 | 0 | 34.56 | 0 | 0 | 34.56 | 0 | 0 | 34.56 | 0 | 0 | 34.56 | 0 | 10.11 | 34.21 | 0 | 0 | 34.91 | 0 | 0 | 34.56 | 0 | 0 | 46.18 | 0 | 0 | 46.18 | 0 | 0 | 46.18 | 0 | 0 | 46.18 | 0 | 0 | 46.18 | 0 | 0 | 46.18 | 0 | 0 | 46.18 | 10.11 | 28.2 | 46.18 | 10.11 | 28.2 | 46.18 | 10.11 | 28.2 | 45.72 | 0 | 0 | 46.64 | 0 | 0 | 46.18 | 0 | 0
4408 | 34.56 | 0 | 0 | 34.56 | 0 | 0 | 34.56 | 0 | 0 | 34.56 | 0 | 0 | 34.56 | 0 | 0 | 34.56 | 0 | 0 | 34.56 | 0 | 0 | 34.56 | 0 | 0 | 34.56 | 0 | 9.98 | 34.21 | 0 | 0 | 34.91 | 0 | 0 | 34.56 | 0 | 0 | 47.51 | 29.98 | 37.01 | 47.51 | 29.98 | 37.01 | 47.51 | 29.98 | 37.01 | 47.51 | 29.98 | 37.01 | 47.51 | 29.98 | 37.01 | 47.51 | 29.98 | 0 | 47.51 | 29.98 | 37.01 | 47.51 | 29.98 | 37.01 | 47.51 | 29.98 | 37.01 | 47.03 | 0 | 0 | 47.99 | 30.28 | 37.39 | 47.51 | 29.98 | 37.01
4409 | 39.48 | 0 | 0 | 39.48 | 0 | 0 | 39.48 | 0 | 0 | 39.48 | 0 | 0 | 39.48 | 0 | 0 | 39.48 | 0 | 0 | 39.48 | 0 | 0 | 39.48 | 0 | 0 | 39.48 | 9.98 | 9.98 | 39.08 | 0 | 0 | 39.88 | 0 | 0 | 39.48 | 0 | 0 | 50.11 | 34.81 | 44.35 | 50.11 | 34.81 | 44.35 | 50.11 | 34.81 | 44.35 | 50.11 | 34.81 | 44.35 | 52.73 | 34.81 | 44.35 | 52.73 | 34.81 | 36.8 | 50.11 | 34.81 | 44.35 | 50.11 | 34.81 | 44.35 | 52.73 | 34.81 | 44.35 | 52.73 | 34.11 | 36.06 | 51.68 | 35.16 | 44.8 | 50.11 | 34.81 | 44.35
4410 | 39.44 | 0.01 | 0 | 39.44 | 0.01 | 0 | 39.44 | 0.01 | 0 | 39.44 | 0.01 | 0 | 39.44 | 0.01 | 0 | 40.14 | 0.01 | 0 | 39.44 | 0.01 | 0 | 39.44 | 0.01 | 0 | 39.44 | 9.9 | 9.9 | 42.13 | 0 | 0 | 41.3 | 0.01 | 0 | 39.44 | 0.01 | 0 | 50.03 | 46.41 | 46.17 | 50.03 | 46.41 | 46.17 | 50.03 | 46.41 | 46.17 | 50.03 | 46.41 | 46.17 | 52.65 | 46.41 | 45.35 | 55.61 | 46.41 | 45.35 | 50.03 | 46.41 | 46.17 | 50.03 | 46.41 | 46.17 | 52.65 | 46.41 | 45.35 | 59.81 | 45.47 | 44.8 | 58.62 | 46.88 | 46.63 | 50.03 | 46.41 | 46.17
4411 | 39.27 | 9.73 | 0 | 39.27 | 9.73 | 0 | 39.27 | 9.73 | 0 | 39.27 | 9.73 | 0 | 39.27 | 25.83 | 31.35 | 39.97 | 25.83 | 31.35 | 39.27 | 25.83 | 31.35 | 39.27 | 25.83 | 31.35 | 39.27 | 25.83 | 31.35 | 44.71 | 0.01 | 0 | 44.71 | 9.63 | 0 | 39.27 | 9.73 | 0 | 45.8 | 48.43 | 46.17 | 49.86 | 48.43 | 46.17 | 49.86 | 48.43 | 46.17 | 49.86 | 48.43 | 46.17 | 52.48 | 48.43 | 46.17 | 55.44 | 48.43 | 46.17 | 49.86 | 48.43 | 46.17 | 49.86 | 48.43 | 46.17 | 52.48 | 48.43 | 46.17 | 60.84 | 47.94 | 44.8 | 60.84 | 48.92 | 47.12 | 45.8 | 48.43 | 46.17
4412 | 39.08 | 0.01 | 0 | 39.08 | 0.01 | 0 | 39.08 | 0.01 | 0 | 39.08 | 0.01 | 0 | 39.08 | 25.83 | 33.55 | 39.79 | 25.83 | 33.55 | 39.08 | 25.83 | 33.55 | 39.08 | 25.83 | 33.55 | 39.08 | 25.83 | 33.55 | 44.71 | 0.01 | 0 | 43.82 | 0.01 | 0 | 39.08 | 0.01 | 0 | 49.67 | 48.43 | 46.17 | 49.67 | 48.43 | 46.51 | 49.67 | 48.43 | 46.51 | 49.67 | 48.43 | 46.51 | 52.29 | 49.44 | 46.51 | 55.25 | 49.44 | 46.51 | 49.67 | 49.44 | 46.51 | 49.67 | 49.44 | 46.51 | 52.29 | 49.44 | 46.51 | 61.65 | 47.94 | 44.8 | 61.65 | 48.92 | 47.12 | 49.67 | 48.43 | 46.17
4413 | 18.29 | 0 | 0 | 38.92 | 0 | 0 | 38.92 | 0 | 0 | 38.92 | 0 | 0 | 38.92 | 9.39 | 33.55 | 39.63 | 9.39 | 33.55 | 38.92 | 9.39 | 33.55 | 38.92 | 9.39 | 33.55 | 38.92 | 9.39 | 33.55 | 43.82 | 0 | 0 | 42.95 | 0 | 0 | 18.29 | 0 | 0 | 36.14 | 41.09 | 46.17 | 49.51 | 47.18 | 46.17 | 49.51 | 47.18 | 46.17 | 49.51 | 47.18 | 46.17 | 52.14 | 49.13 | 46.51 | 55.09 | 49.13 | 46.51 | 49.51 | 49.13 | 46.51 | 49.51 | 49.13 | 46.51 | 52.14 | 49.13 | 46.51 | 61.44 | 47.66 | 44.8 | 60.21 | 47.66 | 46.63 | 36.14 | 41.09 | 46.17
4414 | 10.33 | 0 | 0 | 10.33 | 0 | 0 | 10.33 | 0 | 0 | 10.33 | 0 | 0 | 21.17 | 9.36 | 33.55 | 39.61 | 9.36 | 33.55 | 10.33 | 9.36 | 33.55 | 10.33 | 9.36 | 33.55 | 21.17 | 9.36 | 33.55 | 40.01 | 0 | 0 | 10.44 | 0 | 0 | 10.33 | 0 | 0 | 36.14 | 43.67 | 46.17 | 36.14 | 43.67 | 46.17 | 36.14 | 43.67 | 46.17 | 36.14 | 43.67 | 46.17 | 36.14 | 46.41 | 46.17 | 55.07 | 46.41 | 46.17 | 36.14 | 46.41 | 46.17 | 36.14 | 46.41 | 46.17 | 36.14 | 46.41 | 46.17 | 56.21 | 44.57 | 44.8 | 55.08 | 44.11 | 44.8 | 36.14 | 43.67 | 46.17
4415 | 8.91 | 0 | 0 | 8.91 | 0 | 0 | 10.33 | 0 | 0 | 10.33 | 0 | 0 | 20.68 | 8.88 | 33.55 | 39.16 | 8.88 | 33.55 | 8.91 | 8.88 | 33.55 | 8.91 | 8.88 | 33.55 | 20.68 | 8.91 | 33.55 | 38.78 | 0 | 0 | 10.44 | 0 | 0 | 10.33 | 0 | 0 | 10.33 | 43.67 | 46.17 | 10.33 | 43.67 | 46.17 | 10.33 | 43.67 | 46.17 | 10.33 | 43.67 | 46.17 | 29.93 | 46.41 | 46.17 | 53.47 | 46.41 | 46.17 | 10.33 | 46.41 | 46.17 | 10.33 | 46.41 | 46.17 | 29.93 | 46.41 | 46.17 | 52.93 | 44.57 | 44.8 | 10.44 | 44.11 | 44.8 | 10.33 | 43.67 | 46.17
4416 | 8.78 | 0 | 0 | 8.78 | 0 | 0 | 8.78 | 0 | 0 | 8.78 | 0 | 0 | 8.78 | 0 | 28.21 | 33.52 | 0 | 28.21 | 8.78 | 0 | 28.21 | 8.78 | 0 | 28.21 | 8.78 | 8.78 | 28.21 | 33.19 | 0 | 0 | 8.87 | 0 | 0 | 8.78 | 0 | 0 | 8.78 | 41.09 | 45.58 | 8.78 | 41.09 | 45.58 | 8.78 | 41.09 | 45.58 | 8.78 | 41.09 | 45.58 | 29.93 | 46.41 | 45.58 | 46.57 | 46.41 | 45.58 | 8.78 | 46.41 | 45.58 | 8.78 | 46.41 | 45.58 | 29.93 | 46.41 | 45.58 | 46.1 | 44.57 | 43.9 | 8.87 | 41.5 | 44.8 | 8.78 | 41.09 | 45.58
4417 | 0 | 0 | 0 | 0 | 0 | 0 | 0 | 0 | 0 | 0 | 0 | 0 | 8.36 | 0 | 19.88 | 33.18 | 0 | 19.88 | 0 | 0 | 19.88 | 0 | 0 | 19.88 | 8.36 | 8.36 | 19.88 | 32.85 | 0 | 0 | 0 | 0 | 0 | 0 | 0 | 0 | 0 | 29.99 | 44.78 | 0 | 29.99 | 44.78 | 0 | 29.99 | 44.78 | 0 | 29.99 | 44.78 | 8.36 | 45.29 | 45.58 | 46.08 | 45.29 | 45.58 | 0 | 45.29 | 45.58 | 0 | 45.29 | 45.58 | 8.36 | 45.29 | 45.58 | 45.62 | 44.57 | 43.9 | 0 | 30.3 | 44.8 | 0 | 29.99 | 44.78
4418 | 0 | 0 | 0 | 0 | 0 | 0 | 0 | 0 | 0 | 0 | 0 | 0 | 8.02 | 0 | 19.88 | 33.18 | 0 | 19.88 | 0 | 0 | 19.88 | 0 | 0 | 19.88 | 8.02 | 8.02 | 19.88 | 32.85 | 0 | 0 | 0 | 0 | 0 | 0 | 0 | 0 | 0 | 10.33 | 44.35 | 0 | 10.33 | 44.35 | 0 | 10.33 | 44.35 | 0 | 10.33 | 44.35 | 8.02 | 45.06 | 45.26 | 46.08 | 45.06 | 45.26 | 0 | 45.06 | 45.26 | 0 | 45.06 | 45.26 | 8.02 | 45.06 | 45.26 | 45.62 | 37.88 | 43.9 | 0 | 10.44 | 44.8 | 0 | 10.33 | 44.35
4419 | 0 | 0 | 0 | 0 | 0 | 0 | 0 | 0 | 0 | 0 | 0 | 0 | 7.79 | 0 | 18.88 | 33.18 | 0 | 18.88 | 0 | 0 | 18.88 | 0 | 0 | 18.88 | 7.79 | 7.79 | 18.88 | 32.85 | 0 | 0 | 0 | 0 | 0 | 0 | 0 | 0 | 0 | 24.07 | 44.35 | 0 | 24.07 | 44.35 | 0 | 24.07 | 44.35 | 0 | 24.07 | 44.35 | 7.79 | 43.67 | 44.38 | 46.08 | 43.67 | 44.38 | 0 | 43.67 | 44.38 | 0 | 43.67 | 44.38 | 7.79 | 43.67 | 44.38 | 45.62 | 37.88 | 43.9 | 0 | 24.31 | 44.8 | 0 | 24.07 | 44.35
4420 | 7.76 | 0 | 0 | 7.76 | 0 | 0 | 7.76 | 0 | 0 | 7.76 | 0 | 0 | 7.76 | 0 | 18.88 | 33.18 | 0 | 18.88 | 7.76 | 0 | 18.88 | 7.76 | 0 | 18.88 | 7.76 | 7.76 | 18.88 | 32.85 | 0 | 0 | 7.84 | 0 | 0 | 10.33 | 0 | 0 | 0 | 41.09 | 44.38 | 0 | 41.09 | 44.38 | 0 | 41.09 | 44.38 | 0 | 41.09 | 44.38 | 7.76 | 43.67 | 44.38 | 46.08 | 43.67 | 44.38 | 0 | 43.67 | 44.38 | 0 | 43.67 | 44.38 | 7.76 | 43.67 | 44.38 | 45.62 | 42.35 | 43.9 | 0 | 41.5 | 44.8 | 10.33 | 41.09 | 44.38
4421 | 10.33 | 0 | 0 | 10.33 | 0 | 0 | 10.33 | 0 | 0 | 10.33 | 0 | 0 | 10.33 | 0 | 18.88 | 38.51 | 0 | 18.88 | 10.33 | 0 | 18.88 | 10.33 | 0 | 18.88 | 10.33 | 8.26 | 18.88 | 38.4 | 0 | 0 | 10.44 | 0 | 0 | 10.33 | 0 | 0 | 10.33 | 43.24 | 44.38 | 10.33 | 43.24 | 44.38 | 10.33 | 43.24 | 44.38 | 10.33 | 43.24 | 44.38 | 29.93 | 45.06 | 44.38 | 53.97 | 45.06 | 44.38 | 10.33 | 45.06 | 44.38 | 10.33 | 45.06 | 44.38 | 29.93 | 45.06 | 44.38 | 54.51 | 44.57 | 43.9 | 53.42 | 43.68 | 44.8 | 10.33 | 43.24 | 44.38
4422 | 18.29 | 0 | 0 | 18.29 | 0 | 0 | 18.29 | 0 | 0 | 18.29 | 0 | 0 | 38.83 | 9.29 | 19.88 | 39.54 | 9.29 | 19.88 | 18.29 | 9.29 | 19.88 | 18.29 | 9.29 | 19.88 | 38.83 | 9.29 | 19.88 | 39.94 | 0 | 0 | 18.47 | 0 | 0 | 18.29 | 0 | 0 | 10.33 | 43.67 | 44.04 | 10.33 | 43.67 | 44.04 | 10.33 | 43.67 | 44.04 | 10.33 | 43.67 | 44.04 | 52.04 | 46.41 | 44.04 | 55 | 46.41 | 44.04 | 10.33 | 46.41 | 44.04 | 10.33 | 46.41 | 44.04 | 52.04 | 46.41 | 44.04 | 55.55 | 44.57 | 43.6 | 54.44 | 44.11 | 43.6 | 10.33 | 43.67 | 44.38
4423 | 39.49 | 0 | 0 | 39.49 | 0 | 0 | 39.49 | 0 | 0 | 39.49 | 0 | 0 | 39.49 | 25.83 | 33.55 | 40.2 | 25.83 | 33.55 | 39.49 | 25.83 | 33.55 | 39.49 | 25.83 | 33.55 | 39.49 | 25.83 | 33.55 | 40.61 | 0 | 0 | 39.89 | 0 | 0 | 39.49 | 0 | 0 | 50.08 | 0 | 0 | 50.08 | 0 | 0 | 50.08 | 0 | 0 | 50.08 | 0 | 0 | 52.7 | 29.98 | 0 | 55.66 | 29.98 | 0 | 50.08 | 29.98 | 9.95 | 50.08 | 29.98 | 9.95 | 52.7 | 29.98 | 9.95 | 56.22 | 0 | 0 | 55.1 | 0 | 0 | 50.08 | 7.39 | 44.38
4424 | 39.9 | 0 | 0 | 39.9 | 0 | 0 | 39.9 | 0 | 0 | 39.9 | 0 | 0 | 39.9 | 10.36 | 18.88 | 40.61 | 10.36 | 18.88 | 39.9 | 10.36 | 18.88 | 39.9 | 10.36 | 18.88 | 39.9 | 10.36 | 18.88 | 40.2 | 0 | 0 | 39.58 | 0 | 0 | 39.9 | 0 | 0 | 49.11 | 0 | 0 | 49.11 | 0 | 0 | 49.11 | 0 | 0 | 49.11 | 0 | 0 | 51.66 | 10.36 | 0 | 51.66 | 10.36 | 0 | 49.11 | 10.36 | 10.36 | 49.11 | 10.36 | 10.36 | 51.66 | 10.36 | 10.36 | 50.62 | 0 | 0 | 49.6 | 0 | 0 | 49.11 | 0 | 33.28
4425 | 34.2 | 0 | 0 | 34.2 | 0 | 0 | 34.2 | 0 | 0 | 34.2 | 0 | 0 | 34.2 | 10.48 | 18.88 | 34.2 | 10.48 | 18.88 | 34.2 | 10.48 | 18.88 | 34.2 | 10.48 | 35.86 | 34.2 | 10.48 | 18.88 | 33.86 | 0 | 0 | 33.86 | 0 | 0 | 34.2 | 0 | 0 | 44.7 | 0 | 0 | 44.7 | 0 | 0 | 44.7 | 0 | 0 | 44.7 | 0 | 0 | 46.08 | 0 | 0 | 46.08 | 0 | 0 | 46.08 | 10.48 | 10.48 | 46.08 | 10.48 | 10.48 | 46.08 | 10.48 | 10.48 | 45.62 | 0 | 0 | 45.15 | 0 | 0 | 44.7 | 0 | 10.33
4426 | 30.57 | 0 | 0 | 30.57 | 0 | 0 | 30.57 | 0 | 0 | 30.57 | 0 | 0 | 30.57 | 0 | 0 | 30.57 | 0 | 0 | 30.57 | 0 | 0 | 30.57 | 0 | 35.86 | 30.57 | 10.59 | 10.59 | 30.27 | 0 | 0 | 30.27 | 0 | 0 | 30.57 | 0 | 0 | 43.45 | 0 | 0 | 43.45 | 0 | 0 | 43.45 | 0 | 0 | 43.45 | 0 | 0 | 44.35 | 0 | 0 | 44.35 | 0 | 0 | 44.35 | 10.59 | 10.59 | 44.35 | 10.59 | 40.19 | 44.35 | 10.59 | 10.59 | 43.9 | 0 | 0 | 43.89 | 0 | 0 | 43.45 | 0 | 10.33
4427 | 0 | 0 | 0 | 0 | 0 | 0 | 0 | 0 | 0 | 0 | 0 | 0 | 0 | 0 | 0 | 0 | 0 | 0 | 0 | 0 | 0 | 0 | 0 | 35.86 | 0 | 10.56 | 10.56 | 0 | 0 | 0 | 0 | 0 | 0 | 10.33 | 0 | 0 | 10.25 | 0 | 0 | 10.25 | 0 | 0 | 10.25 | 0 | 0 | 10.25 | 0 | 0 | 10.56 | 0 | 0 | 10.56 | 0 | 0 | 10.56 | 10.56 | 10.56 | 10.56 | 46.45 | 40.19 | 10.56 | 10.56 | 10.56 | 10.35 | 0 | 0 | 10.15 | 0 | 0 | 10.33 | 0 | 10.33
4428 | 0 | 0 | 0 | 0 | 0 | 0 | 0 | 0 | 0 | 0 | 0 | 0 | 0 | 0 | 0 | 0 | 0 | 0 | 0 | 0 | 0 | 0 | 0.01 | 35.86 | 0 | 10.47 | 10.47 | 0 | 0 | 0 | 0 | 0 | 0 | 10.33 | 0 | 0 | 0 | 0 | 0 | 0 | 0 | 0 | 0 | 0 | 0 | 0 | 0 | 0 | 0 | 0 | 0 | 0 | 0 | 0 | 0 | 0 | 0 | 0 | 46.45 | 40.19 | 0 | 10.47 | 10.47 | 0 | 0 | 0 | 0 | 0 | 0 | 10.33 | 0 | 0
4429 | 0 | 0 | 0 | 0 | 0 | 0 | 0 | 0 | 0 | 0 | 0 | 0 | 0 | 0 | 0 | 0 | 0 | 0 | 0 | 0 | 0 | 0 | 44.9 | 35.86 | 0 | 10.4 | 10.4 | 0 | 0 | 0 | 0 | 0 | 0 | 10.33 | 0 | 0 | 0 | 0 | 0 | 0 | 0 | 0 | 0 | 0 | 0 | 0 | 0 | 0 | 0 | 0 | 0 | 0 | 0 | 0 | 0 | 0 | 0 | 0 | 46.45 | 49.5 | 0 | 10.4 | 10.4 | 0 | 0 | 0 | 0 | 0 | 0 | 10.33 | 0 | 0
4430 | 0 | 0 | 0 | 0 | 0 | 0 | 0 | 0 | 0 | 0 | 0 | 0 | 0 | 0 | 0 | 0 | 0 | 0 | 0 | 0 | 0 | 0 | 44.81 | 35.86 | 0 | 10.31 | 10.31 | 0 | 0 | 0 | 0 | 0 | 0 | 10.33 | 0 | 0 | 0 | 0 | 0 | 0 | 0 | 0 | 0 | 0 | 0 | 0 | 0 | 0 | 0 | 0 | 0 | 0 | 0 | 0 | 0 | 0 | 0 | 0 | 46.45 | 46.45 | 0 | 10.31 | 10.31 | 0 | 0 | 0 | 0 | 0 | 0 | 10.33 | 0 | 0
4431 | 10.33 | 0 | 0 | 10.33 | 0 | 0 | 10.33 | 0 | 0 | 10.33 | 0 | 0 | 10.87 | 0 | 0 | 10.87 | 0 | 0 | 10.33 | 0 | 0 | 10.33 | 44.62 | 35.86 | 10.87 | 10.12 | 10.12 | 10.44 | 0 | 0 | 10.23 | 0 | 0 | 10.33 | 0 | 0 | 10.33 | 0 | 0 | 10.33 | 0 | 0 | 10.33 | 0 | 0 | 10.33 | 0 | 0 | 12.59 | 0 | 0 | 12.59 | 0 | 0 | 10.33 | 0 | 0 | 10.33 | 46.45 | 46.45 | 12.59 | 10.12 | 10.12 | 12.09 | 0 | 0 | 10.44 | 0 | 0 | 10.33 | 0 | 0
4432 | 31.55 | 0 | 0 | 31.55 | 0 | 0 | 31.55 | 0 | 0 | 31.55 | 0 | 0 | 32.84 | 0 | 0 | 32.84 | 0 | 0 | 31.55 | 0 | 0 | 31.55 | 44.51 | 35.86 | 32.84 | 10 | 10 | 32.52 | 0 | 0 | 31.87 | 0 | 0 | 31.55 | 0 | 0 | 10.33 | 0 | 0 | 10.33 | 0 | 0 | 10.33 | 0 | 0 | 10.33 | 0 | 0 | 45.15 | 0 | 0 | 45.15 | 0 | 0 | 10.33 | 0 | 0 | 10.33 | 46.45 | 49.11 | 45.15 | 10 | 10 | 44.7 | 0 | 0 | 10.44 | 0 | 0 | 10.33 | 0 | 34.05
4433 | 18.29 | 0 | 0 | 18.29 | 0 | 0 | 18.29 | 0 | 0 | 18.29 | 0 | 0 | 38.4 | 0 | 0 | 38.4 | 0 | 0 | 18.29 | 0 | 0 | 18.29 | 44.46 | 35.86 | 38.4 | 9.95 | 9.95 | 38.01 | 0 | 0 | 18.47 | 0 | 0 | 18.29 | 0 | 0 | 35.42 | 0 | 0 | 35.42 | 0 | 0 | 35.42 | 0 | 0 | 35.42 | 0 | 0 | 52.3 | 0 | 0 | 52.3 | 0 | 0 | 35.42 | 0 | 0 | 35.42 | 51.19 | 49.06 | 52.3 | 9.95 | 9.95 | 51.78 | 0 | 0 | 35.78 | 0 | 0 | 35.42 | 7.39 | 46.17
4434 | 18.29 | 10.33 | 0 | 18.29 | 10.33 | 0 | 18.29 | 10.33 | 10.33 | 18.29 | 10.33 | 10.33 | 39.37 | 46.6 | 35.86 | 40.07 | 46.6 | 35.86 | 18.29 | 44.33 | 35.86 | 18.29 | 44.33 | 35.86 | 39.37 | 46.6 | 35.86 | 39.67 | 10.43 | 10.23 | 18.47 | 10.23 | 10.23 | 18.29 | 10.33 | 10.33 | 35.42 | 48.43 | 46.17 | 35.42 | 48.43 | 46.17 | 35.42 | 48.43 | 46.17 | 35.42 | 48.43 | 46.17 | 52.58 | 51.61 | 47.15 | 55.53 | 51.61 | 47.15 | 35.42 | 51.61 | 47.15 | 35.42 | 51.61 | 48.93 | 52.58 | 51.61 | 47.15 | 54.98 | 47.66 | 43.9 | 35.78 | 47.95 | 44.8 | 35.42 | 48.43 | 46.17
4435 | 18.29 | 10.33 | 0 | 18.29 | 10.33 | 0 | 18.29 | 10.33 | 34.07 | 18.29 | 10.33 | 34.07 | 39.21 | 46.57 | 36.64 | 39.91 | 46.72 | 36.64 | 18.29 | 44.17 | 36.64 | 18.29 | 44.17 | 36.64 | 39.21 | 46.57 | 36.64 | 39.52 | 10.44 | 34.42 | 18.47 | 10.23 | 33.73 | 18.29 | 10.33 | 10.33 | 10.33 | 48.43 | 46.17 | 10.33 | 48.43 | 46.17 | 10.33 | 48.43 | 46.17 | 10.33 | 48.43 | 46.17 | 52.42 | 52.49 | 48.77 | 55.38 | 52.49 | 48.77 | 49.8 | 52.38 | 48.77 | 49.8 | 52.38 | 48.77 | 52.42 | 52.49 | 48.77 | 54.82 | 47.95 | 44.8 | 10.44 | 47.95 | 44.8 | 10.33 | 48.43 | 46.17
4436 | 10.33 | 9.47 | 0 | 10.33 | 9.47 | 0 | 10.33 | 9.47 | 33.39 | 10.33 | 9.47 | 33.39 | 39.01 | 46.37 | 36.44 | 39.72 | 46.52 | 36.44 | 10.33 | 43.98 | 36.44 | 10.33 | 43.98 | 36.44 | 39.01 | 46.37 | 36.44 | 39.32 | 42.81 | 34.42 | 10.44 | 9.57 | 33.73 | 10.33 | 9.47 | 0 | 10.33 | 47.18 | 46.17 | 10.33 | 47.18 | 46.17 | 10.33 | 47.18 | 46.17 | 10.33 | 47.18 | 46.17 | 52.22 | 52.3 | 48.58 | 55.18 | 52.3 | 48.58 | 49.6 | 52.19 | 48.58 | 49.6 | 52.19 | 48.58 | 52.22 | 52.3 | 48.58 | 55.74 | 47.66 | 44.8 | 10.44 | 47.66 | 44.8 | 10.33 | 47.18 | 46.17
4437 | 10.33 | 0 | 0 | 10.33 | 0 | 0 | 10.33 | 0 | 0 | 10.33 | 0 | 0 | 21.17 | 46.23 | 36.3 | 39.58 | 46.38 | 36.3 | 10.33 | 43.83 | 36.3 | 10.33 | 43.83 | 36.3 | 21.17 | 46.23 | 36.3 | 39.98 | 45.92 | 34.42 | 10.44 | 0 | 0 | 10.33 | 0 | 0 | 9.33 | 11.67 | 45.25 | 9.33 | 11.67 | 45.25 | 9.33 | 11.67 | 45.25 | 9.33 | 11.67 | 45.25 | 52.08 | 52.15 | 48.44 | 55.04 | 52.15 | 48.44 | 9.33 | 51.61 | 48.44 | 9.33 | 51.61 | 48.44 | 52.08 | 52.15 | 48.44 | 55.59 | 47.66 | 44.8 | 9.42 | 11.78 | 44.8 | 9.33 | 11.67 | 45.25
4438 | 10.33 | 0 | 0 | 10.33 | 0 | 0 | 10.33 | 0 | 0 | 10.33 | 0 | 0 | 21.17 | 46.3 | 36.37 | 39.65 | 46.45 | 36.37 | 10.33 | 39.74 | 34.54 | 10.33 | 39.74 | 36.37 | 21.17 | 46.3 | 36.37 | 40.05 | 45.99 | 34.42 | 10.44 | 0 | 0 | 10.33 | 0 | 0 | 0 | 10.33 | 45.25 | 0 | 10.33 | 45.25 | 0 | 10.33 | 45.25 | 0 | 10.33 | 45.25 | 32 | 52.22 | 48.5 | 55.11 | 52.22 | 48.5 | 0 | 51.61 | 48.5 | 0 | 51.61 | 48.5 | 32 | 52.22 | 48.5 | 55.66 | 51.3 | 44.8 | 0 | 10.44 | 44.8 | 0 | 10.33 | 45.25
4439 | 0 | 0 | 0 | 0 | 0 | 0 | 0 | 0 | 0 | 0 | 0 | 0 | 20.68 | 45.9 | 35.97 | 39.25 | 46.05 | 35.97 | 0 | 26.12 | 18.88 | 0 | 26.12 | 35.97 | 20.68 | 45.9 | 35.97 | 39.25 | 45.59 | 34.42 | 0 | 0 | 0 | 0 | 0 | 0 | 0 | 10.33 | 44.35 | 0 | 10.33 | 44.35 | 0 | 10.33 | 44.35 | 0 | 10.33 | 44.35 | 29.93 | 51.82 | 48.1 | 54.71 | 51.82 | 48.1 | 0 | 51.61 | 48.1 | 0 | 51.61 | 48.1 | 29.93 | 51.82 | 48.1 | 54.71 | 51.3 | 44.8 | 0 | 10.44 | 44.8 | 0 | 10.33 | 44.35
4440 | 0 | 0 | 0 | 0 | 0 | 0 | 0 | 0 | 0 | 0 | 0 | 0 | 8.66 | 45.56 | 33.63 | 38.4 | 45.72 | 35.64 | 0 | 0 | 0 | 0 | 0 | 35.64 | 8.66 | 45.56 | 33.63 | 38.01 | 45.26 | 34.42 | 0 | 0 | 0 | 0 | 0 | 0 | 0 | 8.66 | 43.47 | 0 | 8.66 | 43.47 | 0 | 8.66 | 43.47 | 0 | 8.66 | 43.47 | 8.66 | 51.49 | 47.77 | 54.22 | 51.49 | 47.77 | 0 | 48.92 | 47.77 | 0 | 48.92 | 47.77 | 8.66 | 51.49 | 47.77 | 53.68 | 50.97 | 44.8 | 0 | 8.87 | 43.9 | 0 | 8.66 | 43.47
4441 | 0 | 0 | 0 | 0 | 0 | 0 | 0 | 0 | 0 | 0 | 0 | 0 | 8.29 | 44.89 | 33.4 | 36.82 | 45.34 | 35.27 | 0 | 0.01 | 0 | 0 | 0.01 | 35.27 | 8.29 | 44.89 | 33.4 | 36.45 | 44.89 | 34.42 | 0 | 0 | 0 | 0 | 0 | 0 | 0 | 10.33 | 44.22 | 0 | 10.33 | 44.22 | 0 | 10.33 | 44.22 | 0 | 10.33 | 44.22 | 8.29 | 48.1 | 47.4 | 52.21 | 51.12 | 47.4 | 0 | 48.1 | 47.4 | 0 | 48.1 | 47.4 | 8.29 | 48.1 | 47.4 | 51.69 | 48.1 | 44.8 | 0 | 10.44 | 44.67 | 0 | 10.33 | 44.22
4442 | 0 | 0 | 0 | 0 | 0 | 0 | 0 | 0 | 0 | 0 | 0 | 0 | 8 | 42.29 | 33.4 | 36.34 | 44.95 | 34.97 | 0 | 24.13 | 0 | 0 | 24.13 | 34.97 | 8 | 42.29 | 33.4 | 35.97 | 42.81 | 34.42 | 0 | 0 | 0 | 0 | 0 | 0 | 0 | 10.33 | 44.35 | 0 | 10.33 | 44.35 | 0 | 10.33 | 44.35 | 0 | 10.33 | 44.35 | 8 | 46.6 | 47.1 | 49.47 | 50.72 | 47.1 | 0 | 46.6 | 47.1 | 0 | 46.6 | 47.1 | 8 | 46.6 | 47.1 | 48.97 | 47.66 | 44.8 | 0 | 10.44 | 44.8 | 0 | 10.33 | 44.35
4443 | 0 | 0 | 0 | 0 | 0 | 0 | 0 | 0 | 0 | 0 | 0 | 0 | 7.77 | 39.91 | 33.4 | 36.47 | 42.84 | 34.74 | 0 | 0 | 0 | 0 | 26.12 | 34.74 | 7.77 | 39.91 | 33.4 | 36.1 | 42.41 | 34.42 | 0 | 0 | 0 | 0 | 0 | 0 | 0 | 10.33 | 44.35 | 0 | 10.33 | 44.35 | 0 | 10.33 | 44.35 | 0 | 10.33 | 44.35 | 7.77 | 45.06 | 44.38 | 50.27 | 50.49 | 46.88 | 0 | 45.06 | 44.35 | 0 | 46.6 | 46.88 | 7.77 | 45.06 | 44.38 | 49.77 | 47.89 | 44.8 | 0 | 10.44 | 44.8 | 0 | 10.33 | 44.35
4444 | 7.76 | 0 | 0 | 7.76 | 0 | 0 | 10.33 | 0 | 0 | 10.33 | 0 | 0 | 10.33 | 39.91 | 33.4 | 37.26 | 42.84 | 34.73 | 7.76 | 0.02 | 0 | 7.76 | 26.13 | 34.73 | 10.33 | 39.91 | 33.4 | 36.89 | 42.41 | 34.42 | 36.15 | 0 | 0 | 10.33 | 0 | 0 | 0 | 7.76 | 10.33 | 0 | 7.76 | 10.33 | 0 | 7.76 | 10.33 | 0 | 7.76 | 10.33 | 7.76 | 45.06 | 44.38 | 50.78 | 50.48 | 46.87 | 0 | 45.06 | 44.38 | 0 | 46.6 | 46.45 | 7.76 | 45.06 | 44.38 | 50.27 | 47.89 | 44.8 | 49.26 | 7.84 | 10.44 | 10.33 | 7.76 | 10.33
4445 | 10.33 | 0 | 0 | 10.33 | 0 | 0 | 10.33 | 0 | 0 | 10.33 | 0 | 0 | 20.68 | 39.91 | 33.4 | 38.49 | 43.11 | 35.22 | 10.33 | 38.59 | 18.88 | 10.33 | 38.59 | 35.22 | 20.68 | 39.91 | 33.4 | 38.88 | 42.68 | 34.42 | 38.1 | 0 | 0 | 10.33 | 0 | 0 | 10.33 | 10.33 | 10.33 | 10.33 | 10.33 | 10.33 | 10.33 | 10.33 | 10.33 | 10.33 | 10.33 | 10.33 | 29.93 | 47.89 | 44.38 | 53.83 | 50.96 | 47.35 | 10.33 | 47.89 | 44.38 | 10.33 | 47.89 | 46.45 | 29.93 | 47.89 | 44.38 | 53.29 | 47.89 | 44.8 | 52.23 | 10.44 | 10.23 | 10.33 | 10.33 | 10.33
4446 | 38.63 | 10.33 | 0 | 38.63 | 10.33 | 0 | 38.63 | 10.33 | 0 | 38.63 | 10.33 | 0 | 38.63 | 43.6 | 33.4 | 39.34 | 46.14 | 35.49 | 38.63 | 43.6 | 33.4 | 38.63 | 43.6 | 36.07 | 38.63 | 43.6 | 33.4 | 42.56 | 45.68 | 34.42 | 39.02 | 10.44 | 0 | 38.63 | 10.33 | 0 | 36.14 | 10.33 | 10.33 | 36.14 | 10.33 | 10.33 | 36.14 | 10.33 | 10.33 | 36.14 | 10.33 | 10.33 | 51.85 | 49.35 | 47.16 | 54.8 | 51.92 | 48.2 | 49.22 | 49.35 | 47.16 | 49.22 | 51.81 | 48.2 | 51.85 | 49.35 | 47.16 | 56.28 | 49.35 | 44.8 | 55.15 | 10.23 | 10.23 | 36.14 | 10.33 | 10.98
4447 | 39.18 | 10.33 | 0 | 39.18 | 10.33 | 0 | 39.18 | 10.33 | 0 | 39.18 | 10.33 | 0 | 39.18 | 46.54 | 34.43 | 39.89 | 46.69 | 34.43 | 39.18 | 44.15 | 34.43 | 39.18 | 44.15 | 36.61 | 39.18 | 46.54 | 34.43 | 49.28 | 46.23 | 34.42 | 39.58 | 10.23 | 0 | 39.18 | 10.33 | 0 | 49.77 | 10.33 | 0 | 49.77 | 10.33 | 0 | 49.77 | 10.33 | 0 | 49.77 | 10.33 | 0 | 52.39 | 49.01 | 46.68 | 55.35 | 49.01 | 46.68 | 49.77 | 49.01 | 46.68 | 49.77 | 52.36 | 48.75 | 52.39 | 49.01 | 46.68 | 65.75 | 48.52 | 44.8 | 50.27 | 10.23 | 0 | 49.77 | 10.33 | 10.33
4448 | 39.59 | 0 | 0 | 39.59 | 0 | 0 | 39.59 | 0 | 0 | 39.59 | 0 | 0 | 39.59 | 43.09 | 29.79 | 40.3 | 43.09 | 29.79 | 39.59 | 43.09 | 29.79 | 39.59 | 44.55 | 37.02 | 39.59 | 43.09 | 29.79 | 44.71 | 42.22 | 29.18 | 39.99 | 0 | 0 | 39.59 | 0 | 0 | 50.18 | 9.03 | 0 | 50.18 | 9.03 | 0 | 50.18 | 9.03 | 0 | 50.18 | 9.03 | 0 | 52.8 | 43.4 | 44.38 | 55.76 | 43.4 | 44.38 | 50.18 | 43.4 | 44.38 | 50.18 | 52.77 | 49.15 | 52.8 | 43.4 | 44.38 | 57.54 | 42.52 | 44.36 | 50.68 | 0 | 0 | 50.18 | 9.03 | 10.33
4449 | 39.66 | 0 | 0 | 39.66 | 0 | 0 | 39.66 | 0 | 0 | 39.66 | 0 | 0 | 39.76 | 25.83 | 0 | 40.46 | 25.83 | 0 | 39.76 | 25.83 | 0 | 39.76 | 44.72 | 37.19 | 39.76 | 25.83 | 10.22 | 40.06 | 0 | 0 | 39.98 | 0 | 0 | 39.66 | 0 | 0 | 45.17 | 0 | 0 | 45.17 | 0 | 0 | 45.17 | 0 | 0 | 45.17 | 0 | 0 | 52.97 | 30.48 | 10.22 | 55.03 | 30.48 | 10.22 | 50.35 | 30.48 | 10.22 | 50.35 | 52.93 | 49.32 | 52.97 | 30.48 | 10.22 | 54.48 | 0 | 0 | 45.62 | 0 | 0 | 45.17 | 0 | 10.33
4450 | 39.08 | 0 | 0 | 39.08 | 0 | 0 | 39.08 | 0 | 0 | 39.08 | 0 | 0 | 39.88 | 10.34 | 0 | 40.59 | 10.34 | 0 | 39.88 | 10.34 | 0 | 39.88 | 44.84 | 37.31 | 39.88 | 10.34 | 10.34 | 40.18 | 0 | 0 | 39.47 | 0 | 0 | 39.08 | 0 | 0 | 42.16 | 0 | 0 | 42.16 | 0 | 0 | 42.16 | 0 | 0 | 42.16 | 0 | 0 | 50.66 | 29.98 | 10.34 | 50.66 | 29.98 | 10.34 | 50.47 | 29.98 | 10.34 | 50.47 | 53.06 | 49.44 | 50.66 | 29.98 | 10.34 | 50.16 | 0 | 0 | 42.58 | 0 | 0 | 42.16 | 0 | 10.33
4451 | 36.84 | 0 | 0 | 36.84 | 0 | 0 | 36.84 | 0 | 0 | 36.84 | 0 | 0 | 38.36 | 0 | 0 | 38.36 | 0 | 0 | 38.36 | 10.37 | 0 | 38.36 | 44.87 | 35.86 | 38.36 | 10.37 | 10.37 | 37.97 | 0 | 0 | 37.21 | 0 | 0 | 36.84 | 0 | 0 | 42.16 | 0 | 0 | 42.16 | 0 | 0 | 42.16 | 0 | 0 | 42.16 | 0 | 0 | 49.99 | 0 | 27.44 | 49.99 | 0 | 27.44 | 49.99 | 10.37 | 27.44 | 49.99 | 53.09 | 49.47 | 49.99 | 10.37 | 27.44 | 49.48 | 0 | 0 | 42.58 | 0 | 0 | 42.16 | 0 | 0
4452 | 36.84 | 0 | 0 | 36.84 | 0 | 0 | 36.84 | 0 | 0 | 36.84 | 0 | 0 | 38.36 | 0 | 0 | 38.36 | 0 | 0 | 38.36 | 0.01 | 0 | 38.36 | 44.77 | 35.86 | 38.36 | 10.27 | 10.27 | 37.97 | 0 | 0 | 37.21 | 0 | 0 | 36.84 | 0 | 0 | 42.16 | 0 | 0 | 42.16 | 0 | 0 | 42.16 | 0 | 0 | 42.16 | 0 | 0 | 49.98 | 0 | 27.44 | 49.98 | 0 | 27.44 | 49.98 | 10.27 | 27.44 | 49.98 | 46.45 | 46.45 | 49.98 | 10.27 | 27.44 | 49.48 | 0 | 0 | 42.58 | 0 | 0 | 42.16 | 0 | 0
4453 | 36.59 | 0 | 0 | 36.59 | 0 | 0 | 36.59 | 0 | 0 | 36.59 | 0 | 0 | 38.36 | 0 | 0 | 38.36 | 0 | 0 | 38.36 | 10.18 | 10.18 | 38.36 | 44.69 | 35.86 | 38.36 | 10.18 | 10.18 | 37.97 | 0 | 0 | 36.96 | 0 | 0 | 36.59 | 0 | 0 | 35.42 | 0 | 0 | 35.42 | 0 | 0 | 35.42 | 0 | 0 | 35.42 | 0 | 0 | 49.99 | 0 | 31.28 | 49.99 | 0 | 31.28 | 49.99 | 29.98 | 46.45 | 49.99 | 46.45 | 46.45 | 49.99 | 29.98 | 31.28 | 49.48 | 0 | 0 | 35.78 | 0 | 0 | 35.42 | 0 | 0
4454 | 36.84 | 0 | 0 | 36.84 | 0 | 0 | 36.84 | 0 | 0 | 36.84 | 0 | 0 | 38.36 | 0 | 0 | 38.36 | 0 | 0 | 38.36 | 10.05 | 10.05 | 38.36 | 44.55 | 35.86 | 38.36 | 10.05 | 10.05 | 37.97 | 0 | 0 | 37.21 | 0 | 0 | 36.84 | 0 | 0 | 35.42 | 0 | 0 | 35.42 | 0 | 0 | 35.42 | 0 | 0 | 35.42 | 0 | 0 | 49.98 | 0 | 42.67 | 49.98 | 0 | 42.67 | 49.98 | 29.98 | 46.45 | 49.98 | 46.45 | 46.45 | 49.98 | 29.98 | 42.67 | 49.48 | 0 | 0 | 48.49 | 0 | 0 | 35.42 | 0 | 0
4455 | 38.92 | 0 | 0 | 38.92 | 0 | 0 | 38.92 | 0 | 0 | 38.92 | 0 | 0 | 39.42 | 39.91 | 0 | 40.13 | 39.91 | 0 | 39.42 | 39.91 | 9.88 | 39.42 | 39.91 | 35.86 | 39.42 | 39.91 | 9.88 | 39.72 | 38.32 | 0 | 39.32 | 0 | 0 | 38.92 | 0 | 0 | 35.42 | 0 | 0 | 35.42 | 0 | 0 | 35.42 | 0 | 0 | 35.42 | 0 | 0 | 50.66 | 0 | 42.67 | 50.66 | 0 | 42.67 | 50.01 | 29.98 | 42.67 | 50.01 | 46.45 | 43.06 | 50.66 | 29.98 | 42.67 | 50.16 | 0 | 0 | 49.15 | 0 | 0 | 35.42 | 0 | 0
4456 | 39.24 | 0.15 | 0 | 39.24 | 0.15 | 0 | 39.24 | 0.15 | 0 | 39.24 | 0.15 | 0 | 39.24 | 44.2 | 30.19 | 39.94 | 44.2 | 30.19 | 39.24 | 44.2 | 30.19 | 39.24 | 44.2 | 35.86 | 39.24 | 44.2 | 30.19 | 40.84 | 42.63 | 28.99 | 40.02 | 0.16 | 28.41 | 39.24 | 0.15 | 0 | 42.16 | 10.33 | 10.33 | 42.16 | 10.33 | 10.33 | 42.16 | 10.33 | 10.33 | 42.16 | 10.33 | 10.33 | 52.45 | 46.88 | 46.66 | 55.41 | 46.88 | 46.66 | 49.83 | 46.88 | 46.66 | 49.83 | 46.88 | 46.66 | 52.45 | 46.88 | 46.66 | 55.52 | 45.02 | 44.8 | 55.52 | 44.12 | 43.9 | 42.16 | 10.33 | 10.33
4457 | 39.18 | 10.33 | 0 | 39.18 | 10.33 | 0 | 39.18 | 10.33 | 0 | 39.18 | 10.33 | 0 | 39.18 | 46.54 | 36.59 | 39.89 | 46.69 | 36.59 | 39.18 | 44.14 | 36.59 | 39.18 | 44.14 | 36.59 | 39.18 | 46.54 | 36.59 | 44.71 | 46.22 | 34.42 | 43.82 | 45.3 | 33.73 | 39.18 | 10.33 | 0 | 36.14 | 48.43 | 44.35 | 36.14 | 48.43 | 44.35 | 36.14 | 48.43 | 44.35 | 36.14 | 48.43 | 44.35 | 52.39 | 52.46 | 48.74 | 55.35 | 52.46 | 48.74 | 49.77 | 52.36 | 48.74 | 49.77 | 52.36 | 48.74 | 52.39 | 52.46 | 48.74 | 59.61 | 51.94 | 44.8 | 59.61 | 50.9 | 44.8 | 36.14 | 48.43 | 44.35
4458 | 39.07 | 13.78 | 28.21 | 39.07 | 13.78 | 28.21 | 39.07 | 13.78 | 28.21 | 39.07 | 13.78 | 28.21 | 39.07 | 46.43 | 36.51 | 39.78 | 46.59 | 36.51 | 39.07 | 44.04 | 36.51 | 39.07 | 44.04 | 36.51 | 39.07 | 46.43 | 36.51 | 53.12 | 47.06 | 36.14 | 52.05 | 13.92 | 35.42 | 39.07 | 13.78 | 28.21 | 49.66 | 50.17 | 46.17 | 49.66 | 50.17 | 46.17 | 49.66 | 50.17 | 46.17 | 49.66 | 50.17 | 46.17 | 52.29 | 52.36 | 48.64 | 55.24 | 52.36 | 48.64 | 49.66 | 52.25 | 48.64 | 49.66 | 52.25 | 48.64 | 52.29 | 52.36 | 48.64 | 66.43 | 52.89 | 46.63 | 66.43 | 51.83 | 46.63 | 49.66 | 50.17 | 46.17
4459 | 38.93 | 26.12 | 28.21 | 38.93 | 26.12 | 36.37 | 38.93 | 26.12 | 36.37 | 38.93 | 26.12 | 36.37 | 38.93 | 46.29 | 36.37 | 39.64 | 46.45 | 36.37 | 38.93 | 43.9 | 36.37 | 38.93 | 43.9 | 36.37 | 38.93 | 46.29 | 36.37 | 53.31 | 46.92 | 36.73 | 52.24 | 26.39 | 36.73 | 38.93 | 26.12 | 28.21 | 49.52 | 51.72 | 47.05 | 49.52 | 51.72 | 47.05 | 49.52 | 51.72 | 47.05 | 49.52 | 51.72 | 47.05 | 52.15 | 52.22 | 48.5 | 55.1 | 52.22 | 48.5 | 49.52 | 52.11 | 48.5 | 49.52 | 52.11 | 48.5 | 52.15 | 52.22 | 48.5 | 72.39 | 54.03 | 48.02 | 72.39 | 52.95 | 47.05 | 49.52 | 51.72 | 47.05
4460 | 38.77 | 23.99 | 33.41 | 38.77 | 23.99 | 35.48 | 38.77 | 23.99 | 35.48 | 38.77 | 23.99 | 35.48 | 38.77 | 46.13 | 36.2 | 39.48 | 46.29 | 36.21 | 38.77 | 43.74 | 36.2 | 38.77 | 43.74 | 36.2 | 38.77 | 46.13 | 36.2 | 51.87 | 71.88 | 36.57 | 50.83 | 24.23 | 35.84 | 38.77 | 23.99 | 33.41 | 49.36 | 51.95 | 47.37 | 49.36 | 51.95 | 47.37 | 49.36 | 51.95 | 47.37 | 49.36 | 51.95 | 47.37 | 51.98 | 52.06 | 48.34 | 54.94 | 52.06 | 48.34 | 49.36 | 51.95 | 48.34 | 49.36 | 51.95 | 48.34 | 51.98 | 52.06 | 48.34 | 72.46 | 86.63 | 48.83 | 72.46 | 52.95 | 47.85 | 49.36 | 51.95 | 47.37
4461 | 38.63 | 10.33 | 10.33 | 38.63 | 10.33 | 10.33 | 38.63 | 10.33 | 10.33 | 38.63 | 10.33 | 10.33 | 38.63 | 45.99 | 36.06 | 39.34 | 46.15 | 36.07 | 38.63 | 43.6 | 36.06 | 38.63 | 43.6 | 36.06 | 38.63 | 45.99 | 36.06 | 52.78 | 71.88 | 68.19 | 51.72 | 10.44 | 10.44 | 38.63 | 10.33 | 10.33 | 36.14 | 48.43 | 46.17 | 36.14 | 48.43 | 46.17 | 36.14 | 48.43 | 46.17 | 36.14 | 48.43 | 46.17 | 51.84 | 51.92 | 48.2 | 54.8 | 51.92 | 48.2 | 49.22 | 51.81 | 48.2 | 49.22 | 51.81 | 48.2 | 51.84 | 51.92 | 48.2 | 72.39 | 91.13 | 97.81 | 70.95 | 52.95 | 46.63 | 36.14 | 48.43 | 46.17
4462 | 18.29 | 10.33 | 0 | 18.29 | 10.33 | 0 | 18.29 | 10.33 | 0 | 18.29 | 10.33 | 0 | 21.17 | 46.05 | 36.12 | 39.4 | 46.2 | 36.12 | 21.17 | 43.66 | 36.12 | 21.17 | 43.66 | 36.12 | 21.17 | 46.05 | 36.12 | 50.3 | 70.17 | 60.68 | 49.29 | 10.44 | 0 | 18.29 | 10.33 | 0 | 10.33 | 48.43 | 46.17 | 10.33 | 48.43 | 46.17 | 10.33 | 48.43 | 46.17 | 10.33 | 48.43 | 46.17 | 49.28 | 51.97 | 48.26 | 54.86 | 51.97 | 48.35 | 49.28 | 51.87 | 48.26 | 49.28 | 51.87 | 48.26 | 49.28 | 51.97 | 48.26 | 66.43 | 91.13 | 62.88 | 65.1 | 48.92 | 46.17 | 10.33 | 48.43 | 46.17
4463 | 10.33 | 10.33 | 0 | 10.33 | 10.33 | 0 | 10.33 | 10.33 | 0 | 10.33 | 10.33 | 0 | 20.68 | 45.61 | 35.68 | 38.96 | 45.76 | 35.68 | 10.33 | 43.22 | 35.68 | 10.33 | 43.22 | 35.68 | 20.68 | 45.61 | 35.68 | 44.7 | 60.14 | 47.33 | 43.81 | 10.44 | 0 | 10.33 | 10.33 | 0 | 10.33 | 36.33 | 46.17 | 10.33 | 36.33 | 46.17 | 10.33 | 36.33 | 46.17 | 10.33 | 36.33 | 46.17 | 29.93 | 51.53 | 47.82 | 54.42 | 51.53 | 47.92 | 29.93 | 51.43 | 47.82 | 29.93 | 51.43 | 47.82 | 29.93 | 51.53 | 47.82 | 59.19 | 74.08 | 73.76 | 58.01 | 47.66 | 46.17 | 10.33 | 36.33 | 46.17
4464 | 10.33 | 10.33 | 0 | 10.33 | 10.33 | 0 | 10.33 | 10.33 | 0 | 10.33 | 10.33 | 0 | 10.33 | 45.39 | 35.46 | 38.74 | 45.55 | 35.46 | 10.33 | 43 | 35.46 | 10.33 | 43 | 35.46 | 10.33 | 45.39 | 35.46 | 40.53 | 60.14 | 67.49 | 39.72 | 10.44 | 34.42 | 10.33 | 10.33 | 0 | 10.33 | 48.43 | 46.17 | 10.33 | 48.43 | 46.17 | 10.33 | 48.43 | 46.17 | 10.33 | 48.43 | 46.17 | 10.33 | 51.32 | 47.6 | 54.2 | 51.32 | 47.6 | 10.33 | 51.21 | 47.6 | 10.33 | 51.21 | 47.6 | 10.33 | 51.32 | 47.6 | 58.61 | 72.87 | 97.98 | 57.44 | 52.95 | 46.68 | 10.33 | 48.43 | 46.17
4465 | 10.33 | 10.33 | 0 | 10.33 | 10.33 | 0 | 10.33 | 10.33 | 0 | 10.33 | 10.33 | 0 | 10.33 | 44.96 | 35.03 | 38.31 | 45.11 | 35.03 | 10.33 | 42.56 | 35.03 | 10.33 | 42.56 | 35.03 | 10.33 | 44.96 | 35.03 | 39.19 | 60.76 | 68.19 | 38.4 | 10.44 | 38.24 | 10.33 | 10.33 | 0 | 10.33 | 48.43 | 46.17 | 10.33 | 48.43 | 46.17 | 10.33 | 48.43 | 46.17 | 10.33 | 48.43 | 46.17 | 10.33 | 50.88 | 47.16 | 53.77 | 50.88 | 47.16 | 10.33 | 50.78 | 47.16 | 10.33 | 50.78 | 47.16 | 10.33 | 50.88 | 47.16 | 55.89 | 72.87 | 99 | 54.78 | 52.95 | 47.16 | 10.33 | 48.43 | 46.17
4466 | 10.33 | 10.33 | 0 | 10.33 | 10.33 | 0 | 10.33 | 10.33 | 0 | 10.33 | 10.33 | 0 | 10.33 | 44.57 | 34.64 | 37.58 | 44.72 | 34.64 | 10.33 | 42.17 | 34.64 | 10.33 | 42.17 | 34.64 | 10.33 | 44.57 | 34.64 | 37.72 | 58.37 | 68.19 | 36.97 | 10.44 | 38.24 | 10.33 | 10.33 | 0 | 10.33 | 48.43 | 46.17 | 10.33 | 48.43 | 46.17 | 10.33 | 48.43 | 46.17 | 10.33 | 48.43 | 46.17 | 10.33 | 50.49 | 46.78 | 53.38 | 50.49 | 46.78 | 10.33 | 50.39 | 46.78 | 10.33 | 50.39 | 46.78 | 10.33 | 50.49 | 46.78 | 54.48 | 72.87 | 99 | 53.39 | 52.95 | 47.16 | 10.33 | 48.43 | 46.17
4467 | 18.29 | 25.6 | 10.33 | 18.29 | 25.6 | 10.33 | 18.29 | 25.6 | 10.33 | 18.29 | 25.6 | 10.33 | 18.29 | 44.34 | 34.41 | 37.32 | 44.49 | 34.41 | 18.29 | 41.95 | 34.41 | 18.29 | 41.95 | 34.41 | 18.29 | 44.34 | 34.41 | 37.7 | 54.36 | 68.19 | 37.7 | 53.27 | 38.24 | 18.29 | 25.6 | 10.33 | 36.14 | 50.16 | 46.17 | 36.14 | 50.16 | 46.17 | 36.14 | 50.16 | 46.17 | 36.14 | 50.16 | 46.17 | 36.14 | 50.26 | 46.55 | 52.42 | 50.26 | 46.55 | 36.14 | 50.16 | 46.55 | 36.14 | 50.16 | 46.55 | 36.14 | 50.26 | 46.55 | 52.95 | 72.87 | 99 | 52.86 | 65.72 | 47.16 | 36.14 | 50.16 | 46.17
4468 | 35.48 | 26.12 | 28.21 | 35.48 | 26.12 | 28.21 | 35.48 | 26.12 | 28.21 | 35.48 | 26.12 | 28.21 | 35.48 | 44.19 | 34.26 | 37.54 | 44.34 | 34.26 | 35.48 | 41.8 | 34.26 | 35.48 | 41.8 | 34.26 | 35.48 | 44.19 | 34.26 | 38.1 | 54.91 | 67.34 | 38.1 | 53.81 | 65.99 | 35.48 | 26.12 | 28.21 | 41.5 | 50.01 | 46.17 | 41.5 | 50.01 | 46.17 | 41.5 | 50.01 | 46.17 | 41.5 | 50.01 | 46.17 | 41.5 | 50.11 | 46.4 | 53 | 50.11 | 46.45 | 41.5 | 50.01 | 46.4 | 41.5 | 50.01 | 46.4 | 41.5 | 50.11 | 46.4 | 53.55 | 72.08 | 68.3 | 53.55 | 52.95 | 46.63 | 41.5 | 50.01 | 46.17
4469 | 37.54 | 42.51 | 34.97 | 37.54 | 42.51 | 34.97 | 37.54 | 42.51 | 34.97 | 37.54 | 42.51 | 34.97 | 37.54 | 44.9 | 34.97 | 38.25 | 45.05 | 34.97 | 37.54 | 42.51 | 34.97 | 37.54 | 42.51 | 34.97 | 37.54 | 44.9 | 34.97 | 40.39 | 61.88 | 67.34 | 40.39 | 60.65 | 65.99 | 37.54 | 42.51 | 34.97 | 48.13 | 50.72 | 47.11 | 48.13 | 50.72 | 47.11 | 48.13 | 50.72 | 47.11 | 48.13 | 50.72 | 47.11 | 48.13 | 50.82 | 47.11 | 53.71 | 50.82 | 47.11 | 48.13 | 50.72 | 47.11 | 48.13 | 50.72 | 47.11 | 48.13 | 50.82 | 47.11 | 56.66 | 72.87 | 62.88 | 56.09 | 52.95 | 49.78 | 48.13 | 50.72 | 47.11
4470 | 38.5 | 43.47 | 35.93 | 38.5 | 43.47 | 35.93 | 38.5 | 43.47 | 35.93 | 38.5 | 43.47 | 35.93 | 38.5 | 45.86 | 35.93 | 39.21 | 46.01 | 35.93 | 38.5 | 43.47 | 35.93 | 38.5 | 43.47 | 35.93 | 38.5 | 45.86 | 35.93 | 51.32 | 61.99 | 51.05 | 50.3 | 60.75 | 50.03 | 38.5 | 43.47 | 35.93 | 49.09 | 51.68 | 48.07 | 49.09 | 51.68 | 48.07 | 49.09 | 51.68 | 48.07 | 49.09 | 51.68 | 48.07 | 49.09 | 51.79 | 48.07 | 54.67 | 51.79 | 48.07 | 49.09 | 51.68 | 48.07 | 49.09 | 51.68 | 48.07 | 49.09 | 51.79 | 48.07 | 67.78 | 72.87 | 59.17 | 66.43 | 52.95 | 49.78 | 49.09 | 51.68 | 48.07
4471 | 39.13 | 44.09 | 36.56 | 39.13 | 44.09 | 36.56 | 39.13 | 44.09 | 36.56 | 39.13 | 44.09 | 36.56 | 39.13 | 46.48 | 36.56 | 39.83 | 46.64 | 36.56 | 39.13 | 44.09 | 36.56 | 39.13 | 44.09 | 36.56 | 39.13 | 46.48 | 36.56 | 50.61 | 60.76 | 44.52 | 50.61 | 59.54 | 42.33 | 39.13 | 44.09 | 36.56 | 49.71 | 52.3 | 48.69 | 49.71 | 52.3 | 48.69 | 49.71 | 52.3 | 48.69 | 49.71 | 52.3 | 48.69 | 52.34 | 52.41 | 48.69 | 55.29 | 52.41 | 48.69 | 49.71 | 52.3 | 48.69 | 49.71 | 52.3 | 48.69 | 52.34 | 52.41 | 48.69 | 67.78 | 60.07 | 50.7 | 66.43 | 52.95 | 49.18 | 49.71 | 52.3 | 48.69
4472 | 39.46 | 44.43 | 36.59 | 39.46 | 44.43 | 36.59 | 39.46 | 44.43 | 36.59 | 39.46 | 44.43 | 36.59 | 39.46 | 46.82 | 36.59 | 40.17 | 46.98 | 36.59 | 39.46 | 44.43 | 36.59 | 39.46 | 44.43 | 36.59 | 39.46 | 46.82 | 36.59 | 50.3 | 53.28 | 36.23 | 50.3 | 51.69 | 36.23 | 39.46 | 44.43 | 36.59 | 50.05 | 50.95 | 46.68 | 50.05 | 50.95 | 46.68 | 50.05 | 50.95 | 46.68 | 50.05 | 50.95 | 46.68 | 52.68 | 51.55 | 48.11 | 55.63 | 51.55 | 48.11 | 50.05 | 51.55 | 48.11 | 50.05 | 51.55 | 48.11 | 52.68 | 51.55 | 48.11 | 61.29 | 51.04 | 48.11 | 60.07 | 50.44 | 47.15 | 50.05 | 50.95 | 46.68
4473 | 39.67 | 42.51 | 33.55 | 39.67 | 42.51 | 33.55 | 39.67 | 42.51 | 33.55 | 39.67 | 42.51 | 33.55 | 39.67 | 43.28 | 33.55 | 40.37 | 43.28 | 33.55 | 39.67 | 43.28 | 33.55 | 39.67 | 43.28 | 35.86 | 39.67 | 43.28 | 33.55 | 43.31 | 42.85 | 33.89 | 42.45 | 42.08 | 33.21 | 39.67 | 42.51 | 33.55 | 50.25 | 46.41 | 46.17 | 50.25 | 46.41 | 46.17 | 50.25 | 46.41 | 46.17 | 50.25 | 46.41 | 45.4 | 52.88 | 46.41 | 46.34 | 55.83 | 46.41 | 46.34 | 50.25 | 46.41 | 46.45 | 50.25 | 46.45 | 46.45 | 52.88 | 46.41 | 46.34 | 59.2 | 45.95 | 45.86 | 58.02 | 45.95 | 44.95 | 50.25 | 46.41 | 46.17
4474 | 39.77 | 34.55 | 27.37 | 39.77 | 34.55 | 27.37 | 39.77 | 34.55 | 27.37 | 39.77 | 34.55 | 27.09 | 39.77 | 35.25 | 27.37 | 40.48 | 35.25 | 27.37 | 39.77 | 35.25 | 27.37 | 39.77 | 35.25 | 35.86 | 39.77 | 35.25 | 27.37 | 40.89 | 34.89 | 27.37 | 40.18 | 34.2 | 26.82 | 39.77 | 34.55 | 27.37 | 50.36 | 40.63 | 44.38 | 50.36 | 40.63 | 44.38 | 50.36 | 40.63 | 44.38 | 50.36 | 40.63 | 38.18 | 52.99 | 40.63 | 44.38 | 54.46 | 40.63 | 44.38 | 50.36 | 40.63 | 46.45 | 50.36 | 40.63 | 46.45 | 52.99 | 40.63 | 44.38 | 55.01 | 40.23 | 43.93 | 53.91 | 40.23 | 38.56 | 50.36 | 40.63 | 44.38
4475 | 39.76 | 0 | 18.69 | 39.76 | 0 | 18.69 | 39.76 | 0 | 18.69 | 39.76 | 0 | 18.69 | 39.76 | 0 | 18.88 | 39.76 | 0 | 18.88 | 39.76 | 0 | 18.88 | 39.76 | 0.03 | 35.86 | 39.76 | 0 | 18.88 | 39.98 | 0 | 18.88 | 39.98 | 0 | 18.5 | 39.76 | 0 | 18.69 | 50.35 | 11.97 | 44.38 | 50.35 | 11.97 | 44.38 | 50.35 | 11.97 | 44.38 | 50.35 | 11.97 | 37.67 | 50.35 | 12.21 | 44.38 | 50.35 | 12.21 | 44.38 | 50.35 | 12.21 | 46.45 | 50.35 | 46.27 | 46.45 | 50.35 | 12.21 | 44.38 | 49.85 | 12.09 | 44.38 | 49.85 | 11.85 | 38.05 | 50.35 | 11.97 | 44.38
4476 | 39.33 | 0 | 0 | 39.33 | 0 | 0 | 39.33 | 0 | 0 | 39.33 | 0 | 0 | 39.33 | 0 | 0 | 39.33 | 0 | 0 | 39.33 | 0 | 0 | 39.33 | 44.55 | 35.86 | 39.33 | 0 | 0 | 38.93 | 0 | 0 | 38.93 | 0 | 0 | 39.33 | 0 | 0 | 48.01 | 0 | 41.89 | 48.01 | 0 | 41.89 | 48.01 | 0 | 41.89 | 48.01 | 0 | 37.67 | 48.01 | 0 | 41.89 | 48.01 | 0 | 41.89 | 48.01 | 0 | 46.45 | 48.01 | 46.27 | 46.45 | 48.01 | 0 | 41.89 | 47.53 | 0 | 41.89 | 47.53 | 0 | 38.05 | 48.01 | 0 | 41.89
4477 | 36.76 | 0 | 0 | 36.76 | 0 | 0 | 36.76 | 0 | 0 | 36.76 | 0 | 0 | 36.76 | 0 | 0 | 36.76 | 0 | 0 | 36.76 | 0 | 0 | 36.76 | 44.3 | 35.86 | 36.76 | 0 | 0 | 36.38 | 0 | 0 | 36.39 | 0 | 0 | 36.76 | 0 | 0 | 48.01 | 0 | 43.27 | 48.01 | 0 | 43.27 | 48.01 | 0 | 43.27 | 48.01 | 0 | 37.67 | 48.01 | 0 | 43.27 | 48.01 | 0 | 43.27 | 48.01 | 0 | 46.45 | 48.01 | 52.51 | 48.9 | 48.01 | 0 | 43.27 | 47.53 | 0 | 43.31 | 48.49 | 0 | 38.05 | 48.01 | 0 | 43.27
4478 | 39.17 | 0 | 33.06 | 39.17 | 0 | 33.06 | 39.17 | 0 | 33.06 | 39.17 | 0 | 33.06 | 39.17 | 0 | 33.06 | 39.17 | 0 | 33.06 | 39.17 | 0 | 33.06 | 39.17 | 44.14 | 36.6 | 39.17 | 0 | 33.06 | 38.38 | 0 | 33.4 | 39.16 | 0 | 33.4 | 39.17 | 0 | 33.06 | 48.01 | 0 | 44.38 | 48.01 | 0 | 44.38 | 48.01 | 0 | 44.38 | 48.01 | 0 | 44.35 | 48.01 | 0 | 44.38 | 48.01 | 0 | 44.38 | 48.01 | 0 | 44.38 | 48.01 | 52.35 | 48.74 | 48.01 | 0 | 44.38 | 47.53 | 0 | 44.8 | 48.49 | 0 | 44.8 | 48.01 | 0 | 44.38
4479 | 38.92 | 12.84 | 33.4 | 38.92 | 12.84 | 33.4 | 38.92 | 12.84 | 33.4 | 38.92 | 12.84 | 33.4 | 38.92 | 12.84 | 33.4 | 38.92 | 12.84 | 33.4 | 38.92 | 12.84 | 33.4 | 38.92 | 43.88 | 35.86 | 38.92 | 12.84 | 33.4 | 38.53 | 12.71 | 33.4 | 39.31 | 12.97 | 33.73 | 38.92 | 12.84 | 33.4 | 49.51 | 40.63 | 44.82 | 49.51 | 40.63 | 44.82 | 49.51 | 40.63 | 44.82 | 49.51 | 40.63 | 44.82 | 49.51 | 40.63 | 44.82 | 49.51 | 40.63 | 44.82 | 49.51 | 40.63 | 44.82 | 49.51 | 46.27 | 48.49 | 49.51 | 40.63 | 44.82 | 49.01 | 40.23 | 44.38 | 50.01 | 41.04 | 44.8 | 49.51 | 40.63 | 44.82
4480 | 38.78 | 35.61 | 33.73 | 38.78 | 35.61 | 33.73 | 38.78 | 35.61 | 33.73 | 38.78 | 35.61 | 33.73 | 38.78 | 35.61 | 33.73 | 38.78 | 35.61 | 33.73 | 38.78 | 35.61 | 33.73 | 38.78 | 43.57 | 35.86 | 38.78 | 35.61 | 33.73 | 39.17 | 35.26 | 33.4 | 39.17 | 35.97 | 34.07 | 38.78 | 35.61 | 33.73 | 49.37 | 42.86 | 46.45 | 49.37 | 42.86 | 46.45 | 49.37 | 42.86 | 46.45 | 49.37 | 42.86 | 46.45 | 49.88 | 42.86 | 46.45 | 49.88 | 42.86 | 46.45 | 49.37 | 42.86 | 46.45 | 49.37 | 46.45 | 46.45 | 49.88 | 42.86 | 46.45 | 50.39 | 42.43 | 45.98 | 50.39 | 43.29 | 45.98 | 49.37 | 42.86 | 46.45
4481 | 38.77 | 42.9 | 34.09 | 38.77 | 42.9 | 34.09 | 38.77 | 42.9 | 34.09 | 38.77 | 42.9 | 34.09 | 38.77 | 42.9 | 34.09 | 39.48 | 42.9 | 34.09 | 38.77 | 42.9 | 34.09 | 38.77 | 42.9 | 35.86 | 38.77 | 42.9 | 34.09 | 39.88 | 42.47 | 33.74 | 39.73 | 43.33 | 34.43 | 38.77 | 42.9 | 34.09 | 49.36 | 50.69 | 48.12 | 49.36 | 50.69 | 48.12 | 49.36 | 50.69 | 48.12 | 49.36 | 50.69 | 48.12 | 51.98 | 50.69 | 48.12 | 54.94 | 50.69 | 48.12 | 49.36 | 50.69 | 48.12 | 49.36 | 50.69 | 48.12 | 51.98 | 50.69 | 48.12 | 55.69 | 50.18 | 47.64 | 55.13 | 51.21 | 48.61 | 49.36 | 50.69 | 48.12
4482 | 38.71 | 43.68 | 36.14 | 38.71 | 43.68 | 36.14 | 38.71 | 43.68 | 36.14 | 38.71 | 43.68 | 36.14 | 38.71 | 46.07 | 36.14 | 39.42 | 46.22 | 36.14 | 38.71 | 43.68 | 36.14 | 38.71 | 43.68 | 36.14 | 38.71 | 46.07 | 36.14 | 44.71 | 46.68 | 35.78 | 44.71 | 46.22 | 36.51 | 38.71 | 43.68 | 36.14 | 49.3 | 51.19 | 48.28 | 49.3 | 51.19 | 48.28 | 49.3 | 51.19 | 48.28 | 49.3 | 51.19 | 48.28 | 51.92 | 51.19 | 48.28 | 54.88 | 51.19 | 48.28 | 49.3 | 51.19 | 48.28 | 49.3 | 51.19 | 48.28 | 51.92 | 51.19 | 48.28 | 59.81 | 50.65 | 47.79 | 59.81 | 51.71 | 48.76 | 49.3 | 51.19 | 48.28
4483 | 38.58 | 43.54 | 36.01 | 38.58 | 43.54 | 36.01 | 38.58 | 43.54 | 36.01 | 38.58 | 43.54 | 36.01 | 38.58 | 45.94 | 36.01 | 39.28 | 46.09 | 36.01 | 38.58 | 43.54 | 36.01 | 38.58 | 43.54 | 36.01 | 38.58 | 45.94 | 36.01 | 45.88 | 47.56 | 35.85 | 44.97 | 47.56 | 36.37 | 38.58 | 43.54 | 36.01 | 49.17 | 51.76 | 48.14 | 49.17 | 51.76 | 48.14 | 49.17 | 51.76 | 48.14 | 49.17 | 51.76 | 48.14 | 49.17 | 51.86 | 48.14 | 54.75 | 51.86 | 48.14 | 49.17 | 51.76 | 48.14 | 49.17 | 51.76 | 48.14 | 49.17 | 51.86 | 48.14 | 63.56 | 52.73 | 48.63 | 62.3 | 52.73 | 49.31 | 49.17 | 51.76 | 48.14
4484 | 38.38 | 43.35 | 35.81 | 38.38 | 43.35 | 35.81 | 38.38 | 43.35 | 35.81 | 38.38 | 43.35 | 35.81 | 38.38 | 45.74 | 35.81 | 39.09 | 45.9 | 35.81 | 38.38 | 43.35 | 35.81 | 38.38 | 43.35 | 35.81 | 38.38 | 45.74 | 35.81 | 45.62 | 47.57 | 35.85 | 44.71 | 47.57 | 36.18 | 38.38 | 43.35 | 35.81 | 48.97 | 51.56 | 47.95 | 48.97 | 51.56 | 47.95 | 48.97 | 51.56 | 47.95 | 48.97 | 51.56 | 47.95 | 48.97 | 51.67 | 47.95 | 54.55 | 51.67 | 47.95 | 48.97 | 51.56 | 47.95 | 48.97 | 51.56 | 47.95 | 48.97 | 51.67 | 47.95 | 63.56 | 52.73 | 48.88 | 62.3 | 53.8 | 49.88 | 48.97 | 51.56 | 47.95
4485 | 38.23 | 43.2 | 35.66 | 38.23 | 43.2 | 35.66 | 38.23 | 43.2 | 35.66 | 38.23 | 43.2 | 35.66 | 38.23 | 45.59 | 35.66 | 38.94 | 45.74 | 35.66 | 38.23 | 43.2 | 35.66 | 38.23 | 43.2 | 35.66 | 38.23 | 45.59 | 35.66 | 44.71 | 47.57 | 35.85 | 43.82 | 47.56 | 36.02 | 38.23 | 43.2 | 35.66 | 48.82 | 51.41 | 47.79 | 48.82 | 51.41 | 47.79 | 48.82 | 51.41 | 47.79 | 48.82 | 51.41 | 47.79 | 48.82 | 51.51 | 47.79 | 54.4 | 51.51 | 47.79 | 48.82 | 51.41 | 47.79 | 48.82 | 51.41 | 47.79 | 48.82 | 51.51 | 47.79 | 63.56 | 52.73 | 48.88 | 62.29 | 52.73 | 48.88 | 48.82 | 51.41 | 47.79
4486 | 38.33 | 43.3 | 35.76 | 38.33 | 43.3 | 35.76 | 38.33 | 43.3 | 35.76 | 38.33 | 43.3 | 35.76 | 38.33 | 45.69 | 35.76 | 39.04 | 45.84 | 35.76 | 38.33 | 43.3 | 35.76 | 38.33 | 43.3 | 35.76 | 38.33 | 45.69 | 35.76 | 44.13 | 46.3 | 35.85 | 43.25 | 46.21 | 36.12 | 38.33 | 43.3 | 35.76 | 48.92 | 51.51 | 47.9 | 48.92 | 51.51 | 47.9 | 48.92 | 51.51 | 47.9 | 48.92 | 51.51 | 47.9 | 48.92 | 51.61 | 47.9 | 54.5 | 51.61 | 47.9 | 48.92 | 51.51 | 47.9 | 48.92 | 51.51 | 47.9 | 48.92 | 51.61 | 47.9 | 61.78 | 52.73 | 48.78 | 60.55 | 52.73 | 48.88 | 48.92 | 51.51 | 47.9
4487 | 38.04 | 43 | 35.47 | 38.04 | 43 | 35.47 | 38.04 | 43 | 35.47 | 38.04 | 43 | 35.47 | 38.04 | 45.4 | 35.47 | 38.75 | 45.55 | 35.47 | 38.04 | 43 | 35.47 | 38.04 | 43 | 35.47 | 38.04 | 45.4 | 35.47 | 39.54 | 46.22 | 35.83 | 38.75 | 46.21 | 35.83 | 38.04 | 43 | 35.47 | 48.63 | 51.22 | 47.6 | 48.63 | 51.22 | 47.6 | 48.63 | 51.22 | 47.6 | 48.63 | 51.22 | 47.6 | 48.63 | 51.32 | 47.6 | 54.21 | 51.32 | 47.6 | 48.63 | 51.22 | 47.6 | 48.63 | 51.22 | 47.6 | 48.63 | 51.32 | 47.6 | 55.05 | 52.73 | 48.58 | 53.94 | 52.73 | 48.58 | 48.63 | 51.22 | 47.6
4488 | 38.12 | 43.16 | 35.62 | 38.12 | 43.16 | 35.62 | 38.12 | 43.16 | 35.62 | 38.12 | 43.16 | 35.62 | 38.12 | 45.55 | 35.62 | 38.9 | 45.7 | 35.62 | 38.12 | 43.16 | 35.62 | 38.12 | 43.16 | 35.62 | 38.12 | 45.55 | 35.62 | 39.29 | 46.22 | 35.85 | 38.51 | 46.21 | 35.98 | 38.12 | 43.16 | 35.62 | 48.78 | 51.37 | 47.76 | 48.78 | 51.37 | 47.76 | 48.78 | 51.37 | 47.76 | 48.78 | 51.37 | 47.76 | 48.78 | 51.47 | 47.76 | 54.36 | 51.47 | 47.76 | 48.78 | 51.37 | 47.76 | 48.78 | 51.37 | 47.76 | 48.78 | 51.47 | 47.76 | 54.91 | 52.73 | 48.74 | 53.81 | 52.73 | 48.74 | 48.78 | 51.37 | 47.76
4489 | 37.53 | 42.78 | 35.24 | 37.53 | 42.78 | 35.24 | 37.53 | 42.78 | 35.24 | 37.53 | 42.78 | 35.24 | 37.53 | 45.17 | 35.24 | 38.52 | 45.32 | 35.24 | 37.53 | 42.78 | 35.24 | 37.53 | 42.78 | 35.24 | 37.53 | 45.17 | 35.24 | 38.91 | 45.09 | 35.6 | 38.13 | 44.19 | 35.6 | 37.53 | 42.78 | 35.24 | 48.4 | 50.99 | 47.37 | 48.4 | 50.99 | 47.37 | 48.4 | 50.99 | 47.37 | 48.4 | 50.99 | 47.37 | 48.4 | 51.09 | 47.37 | 53.98 | 51.09 | 47.37 | 48.4 | 50.99 | 47.37 | 48.4 | 50.99 | 47.37 | 48.4 | 51.09 | 47.37 | 54.52 | 52.73 | 48.78 | 53.43 | 52.73 | 48.78 | 48.4 | 50.99 | 47.37
4490 | 36.69 | 42.35 | 34.82 | 36.69 | 42.35 | 34.82 | 36.69 | 42.35 | 34.82 | 36.69 | 42.35 | 34.82 | 36.69 | 44.74 | 34.82 | 38.09 | 44.89 | 34.82 | 36.69 | 42.35 | 34.82 | 36.69 | 42.35 | 34.82 | 36.69 | 44.74 | 34.82 | 37.82 | 45.35 | 35.17 | 37.07 | 44.44 | 35.17 | 36.69 | 42.35 | 34.82 | 47.97 | 50.56 | 46.95 | 47.97 | 50.56 | 46.95 | 47.97 | 50.56 | 46.95 | 47.97 | 50.56 | 46.95 | 47.97 | 50.67 | 46.95 | 53.46 | 50.67 | 46.95 | 47.97 | 50.56 | 46.95 | 47.97 | 50.56 | 46.95 | 47.97 | 50.67 | 46.95 | 53.46 | 52.73 | 48.78 | 52.39 | 52.73 | 48.78 | 47.97 | 50.56 | 46.95
4491 | 36.46 | 41.97 | 34.44 | 36.46 | 41.97 | 34.44 | 36.46 | 41.97 | 34.44 | 36.46 | 41.97 | 34.44 | 36.46 | 44.36 | 34.44 | 37.58 | 44.36 | 34.44 | 36.46 | 41.97 | 34.44 | 36.46 | 41.97 | 34.44 | 36.46 | 44.36 | 34.44 | 37.58 | 43.92 | 35.14 | 36.83 | 43.04 | 35.14 | 36.46 | 41.97 | 34.44 | 47.6 | 50.18 | 46.57 | 47.6 | 50.18 | 46.57 | 47.6 | 50.18 | 46.57 | 47.6 | 50.18 | 46.57 | 47.6 | 50.29 | 46.57 | 52.08 | 50.29 | 46.57 | 47.6 | 50.18 | 46.57 | 47.6 | 50.18 | 46.57 | 47.6 | 50.29 | 46.57 | 52.08 | 51.71 | 48.78 | 51.04 | 51.71 | 48.78 | 47.6 | 50.18 | 46.57
4492 | 36.76 | 41.73 | 34.19 | 36.76 | 41.73 | 34.19 | 36.76 | 41.73 | 34.19 | 36.76 | 41.73 | 34.19 | 36.76 | 44.12 | 34.19 | 37.47 | 44.27 | 34.2 | 36.76 | 41.73 | 34.19 | 36.76 | 41.73 | 34.19 | 36.76 | 44.12 | 34.19 | 37.58 | 44.72 | 35.14 | 37.13 | 43.83 | 35.14 | 36.76 | 41.73 | 34.19 | 47.35 | 49.94 | 46.33 | 47.35 | 49.94 | 46.33 | 47.35 | 49.94 | 46.33 | 47.35 | 49.94 | 46.33 | 47.35 | 50.05 | 46.33 | 52.86 | 50.05 | 46.33 | 47.35 | 49.94 | 46.33 | 47.35 | 49.94 | 46.33 | 47.35 | 50.05 | 46.33 | 52.86 | 51.08 | 48.88 | 51.81 | 51.08 | 48.88 | 47.35 | 49.94 | 46.33
4493 | 36.6 | 41.57 | 34.03 | 36.6 | 41.57 | 34.03 | 36.6 | 41.57 | 34.03 | 36.6 | 41.57 | 34.03 | 36.6 | 43.95 | 34.03 | 37.31 | 44.11 | 34.03 | 36.6 | 41.57 | 34.03 | 36.6 | 41.57 | 34.03 | 36.6 | 43.95 | 34.03 | 38.07 | 46.91 | 35.14 | 37.31 | 45.97 | 35.14 | 36.6 | 41.57 | 34.03 | 47.19 | 49.78 | 46.16 | 47.19 | 49.78 | 46.16 | 47.19 | 49.78 | 46.16 | 47.19 | 49.78 | 46.16 | 47.19 | 49.88 | 46.16 | 52.77 | 49.88 | 46.16 | 47.19 | 49.78 | 46.16 | 47.19 | 49.78 | 46.16 | 47.19 | 49.88 | 46.16 | 53.3 | 51.36 | 48.78 | 52.23 | 50.34 | 48.78 | 47.19 | 49.78 | 46.16
4494 | 36.92 | 41.89 | 34.35 | 36.92 | 41.89 | 34.35 | 36.92 | 41.89 | 34.35 | 36.92 | 41.89 | 34.35 | 36.92 | 44.28 | 34.35 | 37.63 | 44.43 | 34.35 | 36.92 | 41.89 | 34.35 | 36.92 | 41.89 | 34.35 | 36.92 | 44.28 | 34.35 | 39.98 | 46.91 | 35.14 | 39.18 | 45.97 | 35.14 | 36.92 | 41.89 | 34.35 | 47.51 | 50.1 | 46.49 | 47.51 | 50.1 | 46.49 | 47.51 | 50.1 | 46.49 | 47.51 | 50.1 | 46.49 | 47.51 | 50.2 | 46.49 | 53.09 | 50.2 | 46.49 | 47.51 | 50.1 | 46.49 | 47.51 | 50.1 | 46.49 | 47.51 | 50.2 | 46.49 | 55.34 | 51.36 | 48.88 | 54.23 | 50.6 | 48.88 | 47.51 | 50.1 | 46.49
4495 | 37.55 | 42.52 | 34.98 | 37.55 | 42.52 | 34.98 | 37.55 | 42.52 | 34.98 | 37.55 | 42.52 | 34.98 | 37.55 | 44.79 | 34.98 | 38.26 | 44.79 | 34.98 | 37.55 | 42.52 | 34.98 | 37.55 | 42.52 | 34.98 | 37.55 | 44.79 | 34.98 | 39.58 | 44.34 | 35.13 | 38.79 | 43.45 | 35.13 | 37.55 | 42.52 | 34.98 | 48.14 | 50.73 | 47.12 | 48.14 | 50.73 | 47.12 | 48.14 | 50.73 | 47.12 | 48.14 | 50.73 | 47.12 | 48.14 | 50.84 | 47.12 | 53.72 | 50.84 | 47.12 | 48.14 | 50.73 | 47.12 | 48.14 | 50.73 | 47.12 | 48.14 | 50.84 | 47.12 | 54.26 | 51.03 | 47.64 | 53.18 | 51.03 | 47.59 | 48.14 | 50.73 | 47.12
4496 | 38.03 | 33.86 | 35.46 | 38.03 | 33.86 | 35.46 | 38.03 | 33.86 | 35.46 | 38.03 | 33.86 | 35.46 | 38.03 | 33.86 | 35.46 | 38.74 | 33.86 | 35.46 | 38.03 | 33.86 | 35.46 | 38.03 | 42.99 | 35.46 | 38.03 | 33.86 | 35.46 | 39.13 | 33.52 | 34.42 | 38.41 | 33.52 | 34.42 | 38.03 | 33.86 | 35.46 | 48.62 | 48.14 | 46.17 | 48.62 | 48.14 | 46.17 | 48.62 | 48.14 | 46.17 | 48.62 | 48.14 | 45.25 | 48.62 | 48.14 | 46.17 | 51.14 | 48.14 | 46.17 | 48.62 | 48.14 | 46.17 | 48.62 | 51.21 | 47.6 | 48.62 | 48.14 | 46.17 | 50.63 | 47.66 | 44.8 | 49.62 | 47.66 | 44.8 | 48.62 | 48.14 | 46.17
4497 | 38.44 | 25.94 | 34.58 | 38.44 | 25.94 | 34.58 | 38.44 | 25.94 | 34.58 | 38.44 | 25.94 | 34.58 | 38.44 | 25.94 | 34.58 | 38.44 | 25.94 | 34.58 | 38.44 | 25.94 | 34.58 | 38.44 | 43.41 | 35.86 | 38.44 | 25.94 | 34.58 | 38.06 | 0 | 34.24 | 38.06 | 0 | 33.55 | 38.44 | 25.94 | 34.58 | 49.03 | 45.06 | 46.17 | 49.03 | 45.06 | 46.17 | 49.03 | 45.06 | 46.17 | 49.03 | 45.06 | 33.82 | 49.03 | 45.06 | 46.17 | 49.03 | 45.06 | 46.17 | 49.03 | 45.06 | 46.17 | 49.03 | 51.62 | 46.45 | 49.03 | 45.06 | 46.17 | 48.5 | 44.6 | 44.8 | 48.54 | 43.71 | 33.48 | 49.03 | 45.06 | 46.17
4498 | 36.52 | 9.07 | 33.32 | 36.52 | 9.07 | 33.32 | 36.52 | 9.07 | 33.32 | 36.52 | 9.07 | 33.32 | 36.52 | 9.07 | 33.32 | 36.52 | 9.07 | 33.32 | 36.52 | 9.07 | 33.32 | 36.52 | 43.57 | 35.86 | 36.52 | 9.07 | 33.32 | 35.43 | 0 | 0 | 36.15 | 0 | 0 | 36.52 | 9.07 | 33.32 | 46.18 | 33.97 | 46.17 | 46.18 | 33.97 | 46.17 | 46.18 | 33.97 | 46.17 | 46.18 | 33.97 | 0 | 46.18 | 33.97 | 44.38 | 46.18 | 33.97 | 44.38 | 46.18 | 33.97 | 46.33 | 46.18 | 46.27 | 46.45 | 46.18 | 33.97 | 44.38 | 45.25 | 12.21 | 43.48 | 45.72 | 0 | 0 | 46.18 | 33.97 | 46.17
4499 | 35.31 | 0 | 24.63 | 35.31 | 0 | 24.63 | 35.31 | 0 | 24.63 | 35.31 | 0 | 24.63 | 35.31 | 0 | 24.63 | 35.31 | 0 | 24.63 | 35.31 | 0 | 24.63 | 35.31 | 43.59 | 35.86 | 35.31 | 0 | 24.63 | 34.6 | 0 | 0 | 34.6 | 0 | 0 | 35.31 | 0 | 24.63 | 40.04 | 10.33 | 43.27 | 40.04 | 10.33 | 43.27 | 40.04 | 10.33 | 43.27 | 40.04 | 10.33 | 0 | 40.04 | 10.33 | 43.27 | 40.04 | 10.33 | 43.27 | 40.04 | 10.33 | 46.34 | 40.04 | 46.27 | 46.45 | 40.04 | 10.33 | 44.38 | 39.23 | 0 | 39.96 | 39.64 | 0 | 0 | 40.04 | 10.33 | 43.27
4500 | 17.92 | 0 | 18.88 | 17.92 | 0 | 18.88 | 17.92 | 0 | 18.88 | 17.92 | 0 | 18.88 | 17.92 | 0 | 18.88 | 17.92 | 0 | 18.88 | 17.92 | 0 | 18.88 | 17.92 | 43.46 | 35.86 | 17.92 | 0 | 18.88 | 17.56 | 0 | 0 | 17.56 | 0 | 0 | 17.92 | 0 | 18.88 | 12.84 | 0 | 42.47 | 12.84 | 0 | 42.47 | 12.84 | 0 | 42.47 | 12.84 | 0 | 0 | 12.84 | 0 | 42.47 | 12.84 | 0 | 42.47 | 12.84 | 0 | 44.38 | 12.84 | 46.27 | 46.45 | 12.84 | 0 | 44.38 | 12.58 | 0 | 39.96 | 12.58 | 0 | 0 | 12.84 | 0 | 42.47
4501 | 12.84 | 0 | 0 | 12.84 | 0 | 0 | 12.84 | 0 | 0 | 12.84 | 0 | 0 | 12.84 | 0 | 0 | 12.84 | 0 | 0 | 12.84 | 0 | 8.78 | 12.84 | 43.28 | 35.75 | 12.84 | 0 | 8.78 | 12.58 | 0 | 0 | 12.58 | 0 | 0 | 12.84 | 0 | 0 | 12.58 | 0 | 40.37 | 12.58 | 0 | 40.37 | 12.58 | 0 | 40.37 | 12.58 | 0 | 0 | 12.58 | 0 | 40.37 | 12.58 | 0 | 40.37 | 12.58 | 0 | 44.38 | 12.58 | 46.27 | 46.45 | 12.58 | 0 | 44.38 | 12.46 | 0 | 39.96 | 12.46 | 0 | 0 | 12.58 | 0 | 40.37
4502 | 17.74 | 0 | 0 | 17.74 | 0 | 0 | 17.74 | 0 | 0 | 17.74 | 0 | 0 | 17.74 | 0 | 0 | 17.74 | 0 | 0 | 17.74 | 0 | 8.6 | 17.74 | 43.11 | 35.57 | 17.74 | 0 | 8.6 | 17.56 | 0 | 0 | 17.56 | 0 | 0 | 17.74 | 0 | 10.33 | 12.58 | 0 | 43.1 | 12.58 | 0 | 43.1 | 12.58 | 0 | 43.1 | 12.58 | 0 | 0 | 12.58 | 0 | 43.1 | 12.58 | 0 | 43.1 | 12.58 | 0 | 44.38 | 12.58 | 51.32 | 47.71 | 12.58 | 0 | 44.38 | 12.46 | 0 | 42.67 | 12.46 | 0 | 0 | 12.58 | 10.33 | 46.17
4503 | 34.6 | 0 | 18.88 | 34.6 | 0 | 18.88 | 34.6 | 0 | 18.88 | 34.6 | 0 | 18.88 | 34.6 | 0 | 18.88 | 34.6 | 0 | 18.88 | 34.6 | 0 | 18.88 | 34.6 | 42.99 | 35.46 | 34.6 | 0 | 18.88 | 34.25 | 0 | 0 | 34.25 | 0 | 0 | 34.6 | 0 | 25.02 | 20 | 0 | 42.47 | 20 | 0 | 42.47 | 20 | 0 | 42.47 | 20 | 0 | 37.67 | 20 | 0 | 42.47 | 20 | 0 | 42.47 | 20 | 0 | 44.38 | 20 | 46.27 | 46.45 | 20 | 0 | 44.38 | 19.8 | 0 | 39.96 | 19.8 | 0 | 35.56 | 20 | 10.33 | 46.17
4504 | 36.96 | 12.71 | 32.07 | 36.96 | 12.71 | 32.07 | 36.96 | 12.71 | 32.07 | 36.96 | 12.71 | 32.07 | 36.96 | 12.71 | 32.07 | 36.96 | 12.71 | 32.07 | 36.96 | 12.71 | 32.07 | 36.96 | 43.03 | 35.5 | 36.96 | 12.71 | 32.07 | 36.59 | 12.58 | 26.89 | 36.59 | 12.33 | 26.35 | 36.96 | 12.71 | 32.07 | 44.8 | 38.47 | 45.81 | 44.8 | 38.47 | 45.81 | 44.8 | 38.47 | 45.81 | 44.8 | 38.47 | 44.78 | 44.8 | 38.47 | 45.81 | 44.8 | 38.47 | 45.81 | 44.8 | 38.47 | 45.81 | 44.8 | 46.27 | 46.45 | 44.8 | 38.47 | 45.81 | 45.25 | 38.08 | 44.8 | 45.25 | 38.08 | 44.33 | 44.8 | 38.47 | 46.17
4505 | 38.26 | 41 | 35.49 | 38.26 | 41 | 35.49 | 38.26 | 41 | 35.49 | 38.26 | 41 | 35.49 | 38.26 | 41 | 35.49 | 38.97 | 41 | 35.49 | 38.26 | 41 | 35.49 | 38.26 | 43.22 | 35.69 | 38.26 | 41 | 35.49 | 39.98 | 41 | 35.14 | 38.65 | 40.59 | 35.14 | 38.26 | 41 | 35.49 | 48.85 | 48.67 | 47.16 | 48.85 | 48.67 | 47.16 | 48.85 | 48.67 | 47.16 | 48.85 | 48.67 | 47.16 | 48.85 | 48.67 | 47.16 | 52.96 | 48.67 | 47.16 | 48.85 | 48.67 | 47.16 | 48.85 | 51.43 | 47.83 | 48.85 | 48.67 | 47.16 | 53.49 | 48.18 | 46.69 | 52.42 | 48.18 | 46.69 | 48.85 | 48.67 | 47.83
4506 | 38.39 | 43.36 | 35.82 | 38.39 | 43.36 | 35.82 | 38.39 | 43.36 | 35.82 | 38.39 | 43.36 | 35.82 | 38.39 | 43.36 | 35.82 | 39.1 | 43.61 | 35.82 | 38.39 | 43.36 | 35.82 | 38.39 | 43.36 | 35.82 | 38.39 | 43.36 | 35.82 | 46.92 | 44.06 | 35.46 | 45.98 | 43.79 | 35.46 | 38.39 | 43.36 | 35.82 | 48.98 | 49.93 | 47.95 | 48.98 | 49.93 | 47.95 | 48.98 | 49.93 | 47.95 | 48.98 | 49.93 | 47.95 | 48.98 | 49.93 | 47.95 | 54.56 | 49.93 | 47.95 | 48.98 | 49.93 | 47.95 | 48.98 | 49.93 | 47.95 | 48.98 | 49.93 | 47.95 | 59.93 | 49.43 | 48.12 | 58.73 | 50.44 | 48.12 | 48.98 | 49.93 | 47.95
4507 | 38.28 | 43.24 | 35.71 | 38.28 | 43.24 | 35.71 | 38.28 | 43.24 | 35.71 | 38.28 | 43.24 | 35.71 | 38.28 | 44.75 | 35.71 | 38.98 | 45.79 | 35.71 | 38.28 | 43.24 | 35.71 | 38.28 | 43.24 | 35.71 | 38.28 | 44.75 | 35.71 | 47.39 | 47.19 | 37.38 | 47.39 | 46.25 | 37.38 | 38.28 | 43.24 | 35.71 | 48.86 | 51.45 | 47.84 | 48.86 | 51.45 | 47.84 | 48.86 | 51.45 | 47.84 | 48.86 | 51.45 | 47.84 | 48.86 | 51.45 | 47.84 | 54.44 | 51.56 | 47.84 | 48.86 | 51.45 | 47.84 | 48.86 | 51.45 | 47.84 | 48.86 | 51.45 | 47.84 | 61.03 | 51.72 | 48.32 | 61.03 | 51.97 | 48.32 | 48.86 | 51.45 | 47.84
4508 | 38.02 | 42.99 | 35.45 | 38.02 | 42.99 | 35.45 | 38.02 | 42.99 | 35.45 | 38.02 | 42.99 | 35.45 | 38.02 | 44.75 | 35.45 | 38.73 | 45.53 | 35.45 | 38.02 | 42.99 | 35.45 | 38.02 | 42.99 | 35.45 | 38.02 | 44.75 | 35.45 | 47.39 | 47.19 | 37.38 | 47.39 | 46.25 | 36.64 | 38.02 | 42.99 | 35.45 | 48.61 | 51.2 | 47.59 | 48.61 | 51.2 | 47.59 | 48.61 | 51.2 | 47.59 | 48.61 | 51.2 | 47.59 | 48.61 | 51.2 | 47.59 | 54.19 | 51.31 | 47.59 | 48.61 | 51.2 | 47.59 | 48.61 | 51.2 | 47.59 | 48.61 | 51.2 | 47.59 | 63.58 | 51.72 | 48.32 | 63.58 | 51.72 | 48.32 | 48.61 | 51.2 | 47.59
4509 | 37.93 | 42.9 | 35.36 | 37.93 | 42.9 | 35.36 | 37.93 | 42.9 | 35.36 | 37.93 | 42.9 | 35.36 | 37.93 | 43.19 | 35.36 | 38.64 | 45.44 | 35.36 | 37.93 | 42.9 | 35.36 | 37.93 | 42.9 | 35.36 | 37.93 | 43.19 | 35.36 | 47.39 | 45.9 | 35.72 | 47.39 | 44.98 | 35.72 | 37.93 | 42.9 | 35.36 | 48.52 | 51.11 | 47.5 | 48.52 | 51.11 | 47.5 | 48.52 | 51.11 | 47.5 | 48.52 | 51.11 | 47.5 | 48.52 | 51.11 | 47.5 | 54.1 | 51.21 | 47.5 | 48.52 | 51.11 | 47.5 | 48.52 | 51.11 | 47.5 | 48.52 | 51.11 | 47.5 | 64.22 | 51.62 | 47.98 | 64.22 | 51.62 | 47.98 | 48.52 | 51.11 | 47.5
4510 | 38.14 | 43.11 | 35.57 | 38.14 | 43.11 | 35.57 | 38.14 | 43.11 | 35.57 | 38.14 | 43.11 | 35.57 | 38.14 | 43.11 | 35.57 | 38.85 | 45.65 | 35.57 | 38.14 | 43.11 | 35.57 | 38.14 | 43.11 | 35.57 | 38.14 | 43.11 | 35.57 | 46.92 | 45.19 | 35.93 | 46.92 | 44.29 | 35.93 | 38.14 | 43.11 | 35.57 | 48.73 | 51.19 | 47.71 | 48.73 | 51.19 | 47.71 | 48.73 | 51.19 | 47.71 | 48.73 | 51.19 | 47.71 | 48.73 | 51.19 | 47.71 | 54.31 | 51.19 | 47.71 | 48.73 | 51.19 | 47.71 | 48.73 | 51.19 | 47.71 | 48.73 | 51.19 | 47.71 | 59.93 | 50.68 | 47.23 | 59.93 | 51.71 | 48.19 | 48.73 | 51.19 | 47.71
4511 | 37.76 | 42.02 | 35.2 | 37.76 | 42.02 | 35.2 | 37.76 | 42.02 | 35.2 | 37.76 | 42.02 | 35.2 | 37.76 | 42.02 | 35.2 | 38.47 | 42.47 | 35.2 | 37.76 | 42.02 | 35.2 | 37.76 | 42.02 | 35.2 | 37.76 | 42.02 | 35.2 | 40.39 | 42.47 | 35.49 | 39.58 | 42.44 | 35.55 | 37.76 | 42.02 | 35.2 | 36.14 | 49.42 | 47.33 | 36.14 | 49.42 | 47.33 | 36.14 | 49.42 | 47.33 | 36.14 | 49.42 | 47.33 | 36.14 | 49.42 | 47.33 | 53.93 | 49.42 | 47.33 | 36.14 | 49.42 | 47.33 | 36.14 | 49.42 | 47.33 | 36.14 | 49.42 | 47.33 | 56.47 | 49.13 | 47.16 | 56.47 | 49.92 | 47.81 | 36.14 | 49.42 | 47.33
4512 | 36.88 | 38.77 | 35.22 | 36.88 | 38.77 | 35.22 | 36.88 | 38.77 | 35.22 | 36.88 | 38.77 | 35.22 | 36.88 | 38.77 | 35.22 | 38.5 | 40.37 | 35.22 | 36.88 | 38.77 | 35.22 | 36.88 | 38.77 | 35.22 | 36.88 | 38.77 | 35.22 | 39.19 | 39.96 | 34.87 | 39.19 | 39.16 | 35.58 | 36.88 | 38.77 | 35.22 | 36.14 | 49.42 | 47.35 | 36.14 | 49.42 | 47.35 | 36.14 | 49.42 | 47.35 | 36.14 | 49.42 | 47.35 | 36.14 | 49.42 | 47.35 | 53.96 | 49.42 | 47.35 | 36.14 | 49.42 | 47.35 | 36.14 | 49.42 | 47.35 | 36.14 | 49.42 | 47.35 | 54.5 | 48.92 | 46.88 | 55.07 | 49.92 | 47.83 | 36.14 | 49.42 | 47.35
4513 | 20.68 | 31.83 | 34.58 | 20.68 | 31.83 | 34.58 | 20.68 | 31.83 | 34.58 | 20.68 | 31.83 | 34.58 | 20.68 | 31.83 | 34.58 | 35.84 | 40.36 | 34.58 | 20.68 | 31.83 | 34.58 | 20.68 | 31.83 | 34.58 | 20.68 | 31.83 | 34.58 | 35.85 | 39.96 | 34.42 | 35.48 | 39.16 | 34.93 | 20.68 | 31.83 | 34.58 | 36.14 | 49.42 | 46.72 | 36.14 | 49.42 | 46.72 | 36.14 | 49.42 | 46.72 | 36.14 | 49.42 | 46.72 | 36.14 | 49.42 | 46.72 | 51.28 | 49.42 | 46.72 | 36.14 | 49.42 | 46.72 | 36.14 | 49.42 | 46.72 | 36.14 | 49.42 | 46.72 | 51.28 | 48.92 | 46.25 | 52.32 | 49.92 | 47.19 | 36.14 | 49.42 | 46.72
4514 | 18.29 | 26.12 | 33.93 | 18.29 | 26.12 | 33.93 | 18.29 | 26.12 | 33.93 | 18.29 | 26.12 | 33.93 | 18.29 | 26.12 | 33.93 | 28.31 | 39.96 | 33.93 | 18.29 | 26.12 | 33.93 | 18.29 | 26.12 | 33.93 | 18.29 | 26.12 | 33.93 | 28.31 | 39.56 | 33.93 | 28.89 | 40.14 | 34.42 | 18.29 | 26.12 | 33.93 | 36.14 | 49.31 | 46.07 | 36.14 | 49.31 | 46.07 | 36.14 | 49.31 | 46.07 | 36.14 | 49.31 | 46.07 | 36.14 | 49.31 | 46.07 | 36.14 | 49.31 | 46.07 | 36.14 | 49.31 | 46.07 | 36.14 | 49.31 | 46.07 | 36.14 | 49.31 | 46.07 | 36.51 | 48.81 | 45.61 | 37.25 | 49.81 | 46.54 | 36.14 | 49.31 | 46.07
4515 | 21.17 | 31.83 | 33.63 | 21.17 | 31.83 | 33.63 | 21.17 | 31.83 | 33.63 | 21.17 | 31.83 | 33.63 | 21.17 | 31.83 | 33.63 | 28.31 | 39.65 | 33.63 | 21.17 | 31.83 | 33.63 | 21.17 | 31.83 | 33.63 | 21.17 | 31.83 | 33.63 | 28.31 | 39.26 | 33.97 | 28.89 | 39.66 | 34.42 | 21.17 | 31.83 | 33.63 | 36.14 | 49 | 45.77 | 36.14 | 49 | 45.77 | 36.14 | 49 | 45.77 | 36.14 | 49 | 45.77 | 36.14 | 49 | 45.77 | 36.14 | 49 | 45.77 | 36.14 | 49 | 45.77 | 36.14 | 49 | 45.77 | 36.14 | 49 | 45.77 | 36.51 | 48.51 | 45.3 | 37.25 | 49.5 | 46.23 | 36.14 | 49 | 45.77
4516 | 28.31 | 16.66 | 33.12 | 28.31 | 16.66 | 33.12 | 28.31 | 16.66 | 33.12 | 28.31 | 16.66 | 33.12 | 28.31 | 16.66 | 33.12 | 28.31 | 16.66 | 33.12 | 28.31 | 16.66 | 33.12 | 28.31 | 16.66 | 33.12 | 28.31 | 16.66 | 33.12 | 28.31 | 16.49 | 33.55 | 28.6 | 16.83 | 34.23 | 28.31 | 16.66 | 33.12 | 36.14 | 48.87 | 45.26 | 36.14 | 48.87 | 45.26 | 36.14 | 48.87 | 45.26 | 36.14 | 48.87 | 45.26 | 36.14 | 48.87 | 45.26 | 36.14 | 48.87 | 45.26 | 36.14 | 48.87 | 45.26 | 36.14 | 48.87 | 45.26 | 36.14 | 48.87 | 45.26 | 36.51 | 48.38 | 44.8 | 37.25 | 49.37 | 45.72 | 36.14 | 48.87 | 45.26
4517 | 28.02 | 12.08 | 32.74 | 28.02 | 12.08 | 32.74 | 28.02 | 12.08 | 32.74 | 28.02 | 12.08 | 32.74 | 28.02 | 12.08 | 32.74 | 28.02 | 12.08 | 32.74 | 28.02 | 12.08 | 32.74 | 28.02 | 12.09 | 32.74 | 28.02 | 12.08 | 32.74 | 28.3 | 11.96 | 33.55 | 28.3 | 12.21 | 34.23 | 28.02 | 12.08 | 32.74 | 41.89 | 48.14 | 44.87 | 41.89 | 48.14 | 44.87 | 41.89 | 48.14 | 44.87 | 41.89 | 48.14 | 44.87 | 41.89 | 48.14 | 44.87 | 41.89 | 48.14 | 44.87 | 41.89 | 48.14 | 44.87 | 41.89 | 48.14 | 44.87 | 41.89 | 48.14 | 44.87 | 41.89 | 47.66 | 44.8 | 42.32 | 48.63 | 45.33 | 41.89 | 48.14 | 44.87
4518 | 28.31 | 0.03 | 32.97 | 28.31 | 0.03 | 32.97 | 28.31 | 0.03 | 32.97 | 28.31 | 0.03 | 32.97 | 28.31 | 0.03 | 32.97 | 28.31 | 0.03 | 32.97 | 28.31 | 0.03 | 32.97 | 28.31 | 0.03 | 32.97 | 28.31 | 0.03 | 32.97 | 28.31 | 0.03 | 33.06 | 28.6 | 0.03 | 33.3 | 28.31 | 0.03 | 32.97 | 41.1 | 46.87 | 45.1 | 41.1 | 46.87 | 45.1 | 41.1 | 46.87 | 45.1 | 41.1 | 46.87 | 45.1 | 41.1 | 45.93 | 45.1 | 41.1 | 45.93 | 45.1 | 41.1 | 46.87 | 45.1 | 41.1 | 46.87 | 45.1 | 41.1 | 45.93 | 45.1 | 40.69 | 45.47 | 44.8 | 41.52 | 46.4 | 45.56 | 41.1 | 46.87 | 45.1
4519 | 28.88 | 0 | 33.48 | 28.88 | 0 | 33.48 | 28.88 | 0 | 33.48 | 28.88 | 0 | 33.48 | 28.88 | 0 | 21.36 | 28.88 | 0 | 21.36 | 28.88 | 0 | 33.48 | 28.88 | 0.02 | 33.48 | 28.88 | 0 | 33.4 | 28.6 | 0 | 21.15 | 29.18 | 0 | 33.15 | 28.88 | 0 | 33.48 | 41.78 | 25.64 | 45.62 | 41.78 | 25.64 | 45.62 | 41.78 | 25.64 | 45.62 | 41.78 | 25.64 | 45.62 | 41.78 | 25.13 | 45.35 | 41.78 | 25.13 | 45.35 | 41.78 | 25.64 | 45.62 | 41.78 | 46.27 | 45.62 | 41.78 | 25.13 | 45.35 | 41.36 | 24.62 | 44.8 | 42.2 | 25.38 | 44.8 | 41.78 | 25.64 | 45.62
4520 | 27.74 | 0 | 34.17 | 27.74 | 0 | 34.17 | 27.74 | 0 | 34.17 | 27.74 | 0 | 34.17 | 27.74 | 0 | 19.88 | 27.74 | 0 | 19.88 | 27.74 | 0 | 34.17 | 27.74 | 41.64 | 34.17 | 27.74 | 0 | 27.83 | 27.18 | 0 | 0 | 27.46 | 0 | 33.83 | 27.74 | 0 | 34.17 | 30.52 | 11.6 | 46.17 | 30.52 | 11.6 | 46.17 | 30.52 | 11.6 | 46.17 | 30.52 | 11.6 | 46.17 | 30.52 | 11.6 | 28.26 | 30.52 | 11.6 | 28.26 | 30.52 | 11.6 | 46.17 | 30.52 | 46.27 | 46.31 | 30.52 | 11.6 | 28.26 | 29.91 | 0 | 0 | 30.22 | 11.49 | 44.8 | 30.52 | 11.6 | 46.17
4521 | 21.17 | 0 | 34.09 | 21.17 | 0 | 34.09 | 21.17 | 0 | 34.09 | 21.17 | 0 | 34.09 | 21.17 | 0 | 16.9 | 21.17 | 0 | 16.9 | 21.17 | 0 | 34.09 | 21.17 | 42.43 | 34.91 | 21.17 | 0 | 16.9 | 12.71 | 0 | 0 | 20.96 | 0 | 33.74 | 21.17 | 0 | 34.09 | 17 | 10.33 | 46.17 | 17 | 10.33 | 46.17 | 17 | 10.33 | 46.17 | 17 | 10.33 | 46.17 | 17 | 0 | 28.2 | 17 | 0 | 28.2 | 17 | 10.33 | 46.17 | 17 | 46.27 | 46.45 | 17 | 0 | 28.2 | 16 | 0 | 0 | 16.83 | 0 | 44.8 | 17 | 10.33 | 46.17
4522 | 21.17 | 0 | 33.06 | 21.17 | 0 | 33.06 | 21.17 | 0 | 33.06 | 21.17 | 0 | 33.06 | 21.17 | 0 | 18.88 | 21.17 | 0 | 18.88 | 21.17 | 0 | 33.06 | 21.17 | 0 | 35.46 | 21.17 | 0 | 19.88 | 0 | 0 | 0 | 0 | 0 | 0 | 21.17 | 0 | 33.06 | 20 | 10.33 | 44.49 | 20 | 10.33 | 44.49 | 20 | 10.33 | 44.49 | 20 | 10.33 | 37.01 | 20 | 0 | 28.2 | 20 | 0 | 28.2 | 20 | 10.33 | 44.49 | 20 | 10.33 | 44.49 | 20 | 0 | 28.2 | 18.82 | 0 | 0 | 19.8 | 0 | 0 | 20 | 10.33 | 46.17
4523 | 21.17 | 0 | 25.98 | 21.17 | 0 | 25.98 | 21.17 | 0 | 25.98 | 21.17 | 0 | 25.98 | 21.17 | 0 | 8.75 | 21.17 | 0 | 8.75 | 21.17 | 0 | 8.75 | 21.17 | 0 | 35.72 | 21.17 | 0 | 8.75 | 0 | 0 | 0 | 0 | 0 | 0 | 21.17 | 0 | 25.98 | 10.33 | 10.33 | 34.14 | 10.33 | 10.33 | 34.14 | 10.33 | 10.33 | 34.14 | 10.33 | 10.33 | 0 | 10.33 | 0 | 8.75 | 10.33 | 0 | 8.75 | 10.33 | 10.33 | 34.14 | 10.33 | 46.26 | 34.14 | 10.33 | 0 | 8.75 | 0 | 0 | 0 | 0 | 0 | 0 | 10.33 | 10.33 | 46.17
4524 | 10.33 | 0 | 10.33 | 10.33 | 0 | 10.33 | 10.33 | 0 | 10.33 | 10.33 | 0 | 0 | 10.33 | 0 | 0 | 10.33 | 0 | 0 | 10.33 | 0 | 0 | 10.33 | 0 | 35.68 | 10.33 | 0 | 0 | 0 | 0 | 0 | 0 | 0 | 0 | 10.33 | 0 | 10.33 | 10.33 | 0 | 34.14 | 10.33 | 0 | 34.14 | 10.33 | 0 | 34.14 | 10.33 | 0 | 0 | 8.71 | 0 | 0 | 8.71 | 0 | 0 | 10.33 | 0 | 34.14 | 10.33 | 46.27 | 34.14 | 8.71 | 0 | 0 | 0 | 0 | 0 | 0 | 0 | 0 | 10.33 | 0 | 46.17
4525 | 10.33 | 0 | 10.33 | 10.33 | 0 | 10.33 | 10.33 | 0 | 10.33 | 10.33 | 0 | 0 | 8.37 | 0 | 0 | 8.37 | 0 | 0 | 10.33 | 0 | 0 | 10.33 | 42.85 | 35.35 | 8.37 | 0 | 0 | 0 | 0 | 0 | 0 | 0 | 0 | 10.33 | 0 | 10.33 | 10.33 | 0 | 30.97 | 10.33 | 0 | 30.97 | 10.33 | 0 | 30.97 | 10.33 | 0 | 0 | 8.37 | 0 | 0 | 8.37 | 0 | 0 | 10.33 | 0 | 0 | 10.33 | 46.27 | 34.14 | 8.37 | 0 | 0 | 0 | 0 | 0 | 0 | 0 | 0 | 10.33 | 0 | 32.95
4526 | 10.33 | 0 | 25.98 | 10.33 | 0 | 25.98 | 10.33 | 0 | 25.98 | 10.33 | 0 | 25.98 | 8.21 | 0 | 0 | 8.21 | 0 | 0 | 10.33 | 0 | 0 | 10.33 | 0.01 | 35.18 | 8.21 | 0 | 0 | 0 | 0 | 0 | 0 | 0 | 0 | 10.33 | 0 | 25.98 | 10.33 | 10.33 | 30.97 | 10.33 | 10.33 | 30.97 | 10.33 | 10.33 | 30.97 | 10.33 | 10.33 | 0 | 8.21 | 0 | 0 | 8.21 | 0 | 0 | 10.33 | 0 | 0 | 10.33 | 46.27 | 34.14 | 8.21 | 0 | 0 | 0 | 0 | 0 | 0 | 0 | 0 | 10.33 | 10.33 | 46.17
4527 | 10.33 | 0 | 27.65 | 10.33 | 0 | 27.65 | 10.33 | 0 | 27.65 | 10.33 | 0 | 27.65 | 8.06 | 0 | 0 | 8.06 | 0 | 0 | 8.06 | 0 | 0 | 10.33 | 0.01 | 35.03 | 8.06 | 0 | 0 | 0 | 0 | 0 | 10.23 | 0 | 0 | 10.33 | 0 | 27.65 | 10.33 | 10.33 | 37.32 | 10.33 | 10.33 | 37.32 | 10.33 | 10.33 | 37.32 | 10.33 | 10.33 | 0 | 10.33 | 0 | 0 | 10.33 | 0 | 0 | 10.33 | 0 | 0 | 10.33 | 46.27 | 37.32 | 10.33 | 0 | 0 | 10.12 | 0 | 0 | 10.23 | 0 | 0 | 10.33 | 10.33 | 46.17
4528 | 29.47 | 10.33 | 35.1 | 29.47 | 10.33 | 35.1 | 29.47 | 10.33 | 35.1 | 29.47 | 10.33 | 35.1 | 29.47 | 0 | 16.9 | 29.47 | 0 | 16.9 | 29.47 | 0 | 16.9 | 29.47 | 10.33 | 35.1 | 29.47 | 0 | 16.9 | 29.18 | 0 | 0 | 29.18 | 0 | 0 | 29.47 | 10.33 | 35.1 | 41.78 | 36.69 | 46.17 | 41.78 | 36.69 | 46.17 | 41.78 | 36.69 | 46.17 | 41.78 | 36.69 | 44.78 | 41.78 | 0 | 42.45 | 41.78 | 0 | 42.45 | 41.78 | 0 | 42.45 | 41.78 | 46.27 | 46.17 | 41.78 | 0 | 42.45 | 41.36 | 0 | 38.27 | 42.2 | 23.88 | 39.05 | 41.78 | 36.69 | 46.17
4529 | 38 | 26.12 | 35.13 | 38 | 26.12 | 35.13 | 38 | 26.12 | 35.13 | 38 | 26.12 | 35.13 | 38 | 25.94 | 35.13 | 38 | 25.94 | 35.13 | 38 | 25.94 | 35.13 | 38 | 26.13 | 35.43 | 38 | 25.94 | 35.13 | 38.38 | 25.68 | 34.42 | 38.49 | 25.94 | 34.42 | 38 | 26.12 | 35.13 | 48.59 | 49.6 | 47.57 | 48.59 | 49.6 | 47.57 | 48.59 | 49.6 | 47.57 | 48.59 | 49.6 | 47.57 | 48.59 | 49 | 47.16 | 48.59 | 49 | 47.16 | 48.59 | 49 | 47.16 | 48.59 | 49.6 | 47.57 | 48.59 | 49 | 47.16 | 49.08 | 47.66 | 45.29 | 49.59 | 49.11 | 47.09 | 48.59 | 49.6 | 47.57
4530 | 38.19 | 43.15 | 35.62 | 38.19 | 43.15 | 35.62 | 38.19 | 43.15 | 35.62 | 38.19 | 43.15 | 35.62 | 38.19 | 43.15 | 35.49 | 38.9 | 43.15 | 35.49 | 38.19 | 43.15 | 35.49 | 38.19 | 43.15 | 35.62 | 38.19 | 43.15 | 35.49 | 40.53 | 42.81 | 35.14 | 40.53 | 43.59 | 35.85 | 38.19 | 43.15 | 35.62 | 48.78 | 51.37 | 47.75 | 48.78 | 51.37 | 47.75 | 48.78 | 51.37 | 47.75 | 48.78 | 51.37 | 47.75 | 48.78 | 51.37 | 47.16 | 54.36 | 51.37 | 47.16 | 48.78 | 51.37 | 47.16 | 48.78 | 51.37 | 47.75 | 48.78 | 51.37 | 47.16 | 55.89 | 50.85 | 46.69 | 55.89 | 51.89 | 47.64 | 48.78 | 51.37 | 47.75
4531 | 38.35 | 43.31 | 35.78 | 38.35 | 43.31 | 35.78 | 38.35 | 43.31 | 35.78 | 38.35 | 43.31 | 35.78 | 38.35 | 43.31 | 35.78 | 39.05 | 43.75 | 35.78 | 38.35 | 43.31 | 35.78 | 38.35 | 43.31 | 35.78 | 38.35 | 43.31 | 35.78 | 40.9 | 43.75 | 35.65 | 40.9 | 44.64 | 36.21 | 38.35 | 43.31 | 35.78 | 48.93 | 51.52 | 47.91 | 48.93 | 51.52 | 47.91 | 48.93 | 51.52 | 47.91 | 48.93 | 51.52 | 47.91 | 48.93 | 51.52 | 47.91 | 54.51 | 51.52 | 47.91 | 48.93 | 51.52 | 47.91 | 48.93 | 51.52 | 47.91 | 48.93 | 51.52 | 47.91 | 55.89 | 51.01 | 45.75 | 55.89 | 59.62 | 48.4 | 48.93 | 51.52 | 50.31
4532 | 38.25 | 43.22 | 35.69 | 38.25 | 43.22 | 35.69 | 38.25 | 43.22 | 35.69 | 38.25 | 43.22 | 35.69 | 38.25 | 43.22 | 35.69 | 38.96 | 44.19 | 35.69 | 38.25 | 43.22 | 35.69 | 38.25 | 43.22 | 35.69 | 38.25 | 43.22 | 35.69 | 40.9 | 43.75 | 35.33 | 40.9 | 44.64 | 36.05 | 38.25 | 43.22 | 35.69 | 48.84 | 51.43 | 47.82 | 48.84 | 51.43 | 47.82 | 48.84 | 51.43 | 47.82 | 48.84 | 51.43 | 47.82 | 48.84 | 51.43 | 47.82 | 54.42 | 51.43 | 47.82 | 48.84 | 51.43 | 47.82 | 48.84 | 51.43 | 47.82 | 48.84 | 51.43 | 47.82 | 55.89 | 50.92 | 46.66 | 55.89 | 59.62 | 48.3 | 48.84 | 51.43 | 47.83
4533 | 38.37 | 43.34 | 35.8 | 38.37 | 43.34 | 35.8 | 38.37 | 43.34 | 35.8 | 38.37 | 43.34 | 35.8 | 38.37 | 43.34 | 35.8 | 39.08 | 44.21 | 35.8 | 38.37 | 43.34 | 35.8 | 38.37 | 43.34 | 35.8 | 38.37 | 43.34 | 35.8 | 40.9 | 43.77 | 35.44 | 40.9 | 44.67 | 36.16 | 38.37 | 43.34 | 35.8 | 48.96 | 51.55 | 47.93 | 48.96 | 51.55 | 47.93 | 48.96 | 51.55 | 47.93 | 48.96 | 51.55 | 47.93 | 48.96 | 51.55 | 47.83 | 54.54 | 51.55 | 47.83 | 48.96 | 51.55 | 47.83 | 48.96 | 51.55 | 47.93 | 48.96 | 51.55 | 47.83 | 55.89 | 51.03 | 47.04 | 55.89 | 53.91 | 48.42 | 48.96 | 51.55 | 47.93
4534 | 38.58 | 43.55 | 35.86 | 38.58 | 43.55 | 35.86 | 38.58 | 43.55 | 35.86 | 38.58 | 43.55 | 35.86 | 38.58 | 43.55 | 35.65 | 39.29 | 43.55 | 35.65 | 38.58 | 43.55 | 35.65 | 38.58 | 43.55 | 35.86 | 38.58 | 43.55 | 35.65 | 40.9 | 43.55 | 35.14 | 40.9 | 43.99 | 35.86 | 38.58 | 43.55 | 35.86 | 49.17 | 51.19 | 48.15 | 49.17 | 51.19 | 48.15 | 49.17 | 51.19 | 48.15 | 49.17 | 51.19 | 48.15 | 49.17 | 51.18 | 47.16 | 54.75 | 51.18 | 47.16 | 49.17 | 51.18 | 47.16 | 49.17 | 51.19 | 48.15 | 49.17 | 51.18 | 47.16 | 55.34 | 50.67 | 46.69 | 55.34 | 51.71 | 48.44 | 49.17 | 51.19 | 48.15
4535 | 36.56 | 42.43 | 35.65 | 36.56 | 42.43 | 35.65 | 36.56 | 42.43 | 35.65 | 36.56 | 42.43 | 35.65 | 36.56 | 42.43 | 35.65 | 36.56 | 42.43 | 35.65 | 36.56 | 42.43 | 35.65 | 36.56 | 42.44 | 35.68 | 36.56 | 42.43 | 35.65 | 36.57 | 42.01 | 35.3 | 36.93 | 42.86 | 36.01 | 36.56 | 42.43 | 35.65 | 46.71 | 50.83 | 47.82 | 46.71 | 50.83 | 47.82 | 46.71 | 50.83 | 47.82 | 46.71 | 50.83 | 47.82 | 46.71 | 50.83 | 47.64 | 46.71 | 50.83 | 47.64 | 46.71 | 50.83 | 47.82 | 46.71 | 50.83 | 47.82 | 46.71 | 50.83 | 47.64 | 47.19 | 50.32 | 47.16 | 47.19 | 51.35 | 48.3 | 46.71 | 50.83 | 47.82
4536 | 31.3 | 36.07 | 35.5 | 31.3 | 36.07 | 35.5 | 31.3 | 36.07 | 35.5 | 31.3 | 36.07 | 35.5 | 31.3 | 36.07 | 35.5 | 31.3 | 36.07 | 35.5 | 31.3 | 36.07 | 35.5 | 31.3 | 36.07 | 35.5 | 31.3 | 36.07 | 35.5 | 30.98 | 35.71 | 35.14 | 31.61 | 36.43 | 35.86 | 31.3 | 36.07 | 35.5 | 43.63 | 49.99 | 47.63 | 43.63 | 49.99 | 47.63 | 43.63 | 49.99 | 47.63 | 43.63 | 49.99 | 47.63 | 43.63 | 49.99 | 47.63 | 43.63 | 49.99 | 47.63 | 43.63 | 49.99 | 47.63 | 43.63 | 49.99 | 47.63 | 43.63 | 49.99 | 47.63 | 43.64 | 49.49 | 47.15 | 44.07 | 50.5 | 48.11 | 43.63 | 49.99 | 47.63
4537 | 30.57 | 35.71 | 34.99 | 30.57 | 35.71 | 34.99 | 30.57 | 35.71 | 34.99 | 30.57 | 35.71 | 34.99 | 30.57 | 35.71 | 34.99 | 30.57 | 35.71 | 34.99 | 30.57 | 35.71 | 34.99 | 30.57 | 35.71 | 34.99 | 30.57 | 35.71 | 34.99 | 30.27 | 35.71 | 34.79 | 30.88 | 36.07 | 35.34 | 30.57 | 35.71 | 34.99 | 41.36 | 49.51 | 47.12 | 41.36 | 49.51 | 47.12 | 41.36 | 49.51 | 47.12 | 41.36 | 49.51 | 47.12 | 41.36 | 49.5 | 47.12 | 41.36 | 49.5 | 47.12 | 41.36 | 49.51 | 47.12 | 41.36 | 49.51 | 47.12 | 41.36 | 49.5 | 47.12 | 41.36 | 49.01 | 46.65 | 41.78 | 50.01 | 47.6 | 41.36 | 49.51 | 47.12
4538 | 30.57 | 35.71 | 34.62 | 30.57 | 35.71 | 34.62 | 30.57 | 35.71 | 34.62 | 30.57 | 35.71 | 34.62 | 30.57 | 35.71 | 34.62 | 30.57 | 35.71 | 34.62 | 30.57 | 35.71 | 34.62 | 30.57 | 35.71 | 34.62 | 30.57 | 35.71 | 34.62 | 30.27 | 35.71 | 34.62 | 30.88 | 36.07 | 35.14 | 30.57 | 35.71 | 34.62 | 41.35 | 49.63 | 46.76 | 41.35 | 49.63 | 46.76 | 41.35 | 49.63 | 46.76 | 41.35 | 49.63 | 46.76 | 41.35 | 49.63 | 46.76 | 41.35 | 49.63 | 46.76 | 41.35 | 49.63 | 46.76 | 41.35 | 49.63 | 46.76 | 41.35 | 49.63 | 46.76 | 41.36 | 49.13 | 46.29 | 41.77 | 50.13 | 47.24 | 41.35 | 49.63 | 46.76
4539 | 30.57 | 35.71 | 34.33 | 30.57 | 35.71 | 34.33 | 30.57 | 35.71 | 34.33 | 30.57 | 35.71 | 34.33 | 30.57 | 35.71 | 34.33 | 30.57 | 35.71 | 34.33 | 30.57 | 35.71 | 34.33 | 30.57 | 35.71 | 34.33 | 30.57 | 35.71 | 34.33 | 30.57 | 35.71 | 34.43 | 30.88 | 36.07 | 35.13 | 30.57 | 35.71 | 34.33 | 41.94 | 49.63 | 46.46 | 41.94 | 49.63 | 46.46 | 41.94 | 49.63 | 46.46 | 41.94 | 49.63 | 46.46 | 41.94 | 49.63 | 46.46 | 41.94 | 49.63 | 46.46 | 41.94 | 49.63 | 46.46 | 41.94 | 49.63 | 46.46 | 41.94 | 49.63 | 46.46 | 41.95 | 49.13 | 45.99 | 42.36 | 50.13 | 46.93 | 41.94 | 49.63 | 46.46
4540 | 34.74 | 35.71 | 34.2 | 34.74 | 35.71 | 34.2 | 34.74 | 35.71 | 34.2 | 34.74 | 35.71 | 34.2 | 34.74 | 35.71 | 34.2 | 34.74 | 35.71 | 34.2 | 34.74 | 35.71 | 34.2 | 34.74 | 35.71 | 34.2 | 34.74 | 35.71 | 34.2 | 34.74 | 35.71 | 34.43 | 35.09 | 36.07 | 34.54 | 34.74 | 35.71 | 34.2 | 43.64 | 49.51 | 46.33 | 43.64 | 49.51 | 46.33 | 43.64 | 49.51 | 46.33 | 43.64 | 49.51 | 46.33 | 43.64 | 49.5 | 46.33 | 43.64 | 49.5 | 46.33 | 43.64 | 49.51 | 46.33 | 43.64 | 49.51 | 46.33 | 43.64 | 49.5 | 46.33 | 44.08 | 49.01 | 45.87 | 44.35 | 50.01 | 46.8 | 43.64 | 49.51 | 46.68
4541 | 37.56 | 42.13 | 35 | 37.56 | 42.13 | 35 | 37.56 | 42.13 | 35 | 37.56 | 42.13 | 35 | 37.56 | 42.13 | 35 | 38.27 | 42.13 | 35 | 37.56 | 42.13 | 35 | 37.56 | 42.13 | 35 | 37.56 | 42.13 | 35 | 39.58 | 41.71 | 35 | 39.58 | 42.13 | 35.14 | 37.56 | 42.13 | 35 | 48.15 | 50.74 | 47.13 | 48.15 | 50.74 | 47.13 | 48.15 | 50.74 | 47.13 | 48.15 | 50.74 | 47.13 | 48.15 | 50.52 | 47.13 | 52.33 | 50.52 | 47.13 | 48.15 | 50.74 | 47.13 | 48.15 | 50.74 | 47.13 | 48.15 | 50.52 | 47.13 | 52.86 | 50.01 | 46.66 | 52.86 | 50.23 | 46.66 | 48.15 | 50.74 | 47.16
4542 | 38.48 | 43.45 | 35.91 | 38.48 | 43.45 | 35.91 | 38.48 | 43.45 | 35.91 | 38.48 | 43.45 | 35.91 | 38.48 | 43.45 | 35.91 | 39.19 | 43.45 | 35.91 | 38.48 | 43.45 | 35.91 | 38.48 | 43.45 | 35.91 | 38.48 | 43.45 | 35.91 | 41.46 | 42.86 | 35.55 | 41.46 | 43.01 | 35.55 | 38.48 | 43.45 | 35.91 | 49.07 | 51.35 | 48.04 | 49.07 | 51.35 | 48.04 | 49.07 | 51.35 | 48.04 | 49.07 | 51.35 | 48.04 | 49.07 | 51.35 | 47.64 | 54.65 | 51.35 | 47.64 | 49.07 | 51.35 | 48.04 | 49.07 | 51.35 | 48.04 | 49.07 | 51.35 | 47.64 | 55.89 | 50.32 | 46.61 | 55.89 | 50.83 | 47.56 | 49.07 | 51.35 | 48.04
4543 | 38.94 | 43.75 | 36.38 | 38.94 | 43.75 | 36.38 | 38.94 | 43.75 | 36.38 | 38.94 | 43.75 | 36.38 | 38.94 | 43.75 | 36.23 | 39.65 | 43.75 | 36.23 | 38.94 | 43.75 | 36.38 | 38.94 | 43.91 | 36.38 | 38.94 | 43.75 | 36.23 | 44.71 | 42.86 | 35.49 | 43.82 | 42.86 | 35.49 | 38.94 | 43.75 | 36.38 | 49.53 | 52.08 | 48.51 | 49.53 | 52.08 | 48.51 | 49.53 | 52.08 | 48.51 | 49.53 | 52.08 | 48.51 | 52.16 | 52.08 | 48.51 | 55.11 | 52.08 | 48.51 | 49.53 | 52.08 | 48.51 | 49.53 | 52.12 | 48.51 | 52.16 | 52.08 | 48.51 | 55.89 | 50.01 | 47.16 | 55.89 | 50.52 | 47.16 | 49.53 | 52.08 | 48.51
4544 | 39.33 | 38.58 | 36.76 | 39.33 | 38.58 | 36.76 | 39.33 | 38.58 | 36.76 | 39.33 | 38.58 | 36.76 | 39.33 | 38.58 | 35.49 | 40.04 | 38.58 | 35.49 | 39.33 | 38.58 | 36.76 | 39.33 | 44.3 | 36.76 | 39.33 | 38.58 | 35.49 | 40.86 | 32.67 | 0 | 40.05 | 32.35 | 0 | 39.33 | 38.58 | 36.76 | 49.92 | 48.43 | 48.33 | 49.92 | 48.43 | 48.33 | 49.92 | 48.43 | 48.33 | 49.92 | 48.43 | 39.87 | 52.54 | 48.33 | 48.33 | 55.5 | 48.33 | 48.33 | 49.92 | 48.43 | 48.33 | 49.92 | 52.51 | 48.9 | 52.54 | 48.33 | 48.33 | 55.89 | 39.92 | 38.68 | 54.78 | 40.73 | 38.68 | 49.92 | 48.43 | 48.33
4545 | 39.5 | 41.16 | 36.94 | 39.5 | 41.16 | 36.94 | 39.5 | 41.16 | 36.94 | 39.5 | 41.16 | 36.94 | 39.5 | 41.16 | 35.49 | 40.21 | 41.16 | 35.49 | 39.5 | 41.16 | 36.94 | 39.5 | 44.47 | 36.94 | 39.5 | 41.16 | 35.49 | 39.98 | 0 | 0 | 39.58 | 0 | 0 | 39.5 | 41.16 | 36.94 | 50.09 | 48.43 | 48.33 | 50.09 | 48.43 | 48.33 | 50.09 | 48.43 | 48.33 | 50.09 | 48.43 | 0 | 52.15 | 47.89 | 48.33 | 52.15 | 47.89 | 48.33 | 50.09 | 50.22 | 49.07 | 50.09 | 52.68 | 49.07 | 52.15 | 47.89 | 48.33 | 51.63 | 0 | 0 | 50.6 | 0 | 0 | 50.09 | 48.43 | 48.33
4546 | 39.65 | 38.16 | 35.49 | 39.65 | 38.16 | 35.49 | 39.65 | 38.16 | 35.49 | 39.65 | 38.16 | 35.49 | 39.65 | 38.16 | 35.49 | 39.65 | 38.16 | 35.49 | 39.65 | 38.16 | 35.49 | 39.65 | 44.61 | 37.08 | 39.65 | 38.16 | 35.49 | 30.88 | 0 | 0 | 31.51 | 0 | 0 | 39.65 | 38.16 | 35.49 | 50.23 | 39.66 | 46.17 | 50.23 | 39.66 | 46.17 | 50.23 | 39.66 | 46.17 | 50.23 | 39.66 | 0 | 50.23 | 39.66 | 46.17 | 50.23 | 39.66 | 46.17 | 50.23 | 39.66 | 48.33 | 50.23 | 52.82 | 49.21 | 50.23 | 39.66 | 48.33 | 42.64 | 0 | 0 | 43.51 | 0 | 0 | 50.23 | 39.66 | 46.17
4547 | 39.67 | 30.87 | 35.12 | 39.67 | 30.87 | 35.12 | 39.67 | 30.87 | 35.12 | 39.67 | 30.87 | 26.53 | 39.67 | 30.87 | 35.12 | 39.67 | 30.87 | 35.12 | 39.67 | 30.87 | 35.12 | 39.67 | 44.63 | 37.1 | 39.67 | 30.87 | 35.12 | 30.88 | 0 | 0 | 31.51 | 0 | 0 | 39.67 | 30.87 | 35.12 | 47.5 | 37.55 | 46.17 | 47.5 | 37.55 | 46.17 | 47.5 | 37.55 | 46.17 | 47.5 | 37.55 | 0 | 47.5 | 37.55 | 46.17 | 47.5 | 37.55 | 46.17 | 47.5 | 37.55 | 47.16 | 47.5 | 52.84 | 49.23 | 47.5 | 37.55 | 47.16 | 41.22 | 0 | 0 | 42.06 | 0 | 0 | 47.5 | 37.55 | 46.17
4548 | 39.58 | 10.33 | 27.65 | 39.58 | 10.33 | 27.65 | 39.58 | 10.33 | 27.65 | 39.58 | 10.33 | 27.65 | 39.58 | 10.33 | 27.65 | 39.58 | 10.33 | 27.65 | 39.58 | 10.33 | 27.65 | 39.58 | 44.54 | 37.01 | 39.58 | 10.33 | 27.65 | 30.88 | 0 | 0 | 31.51 | 0 | 0 | 39.58 | 10.33 | 27.65 | 35.42 | 35.66 | 44.54 | 35.42 | 35.66 | 44.54 | 35.42 | 35.66 | 44.54 | 35.42 | 35.66 | 0 | 35.42 | 35.66 | 44.54 | 35.42 | 35.66 | 44.54 | 35.42 | 35.66 | 46.45 | 35.42 | 52.75 | 49.14 | 35.42 | 35.66 | 44.54 | 34.71 | 0 | 0 | 35.07 | 0 | 0 | 35.42 | 35.66 | 46.17
4549 | 36.71 | 0 | 31.75 | 36.71 | 0 | 31.75 | 36.71 | 0 | 31.75 | 36.71 | 0 | 31.75 | 36.71 | 0 | 31.75 | 36.71 | 0 | 31.75 | 36.71 | 0 | 31.75 | 36.71 | 44.48 | 36.95 | 36.71 | 0 | 31.75 | 30.88 | 0 | 0 | 31.51 | 0 | 0 | 36.71 | 10.33 | 31.75 | 29 | 18.82 | 44.38 | 29 | 18.82 | 44.38 | 29 | 18.82 | 44.38 | 29 | 18.82 | 0 | 29 | 18.82 | 44.38 | 29 | 18.82 | 44.38 | 29 | 18.82 | 46.45 | 29 | 52.69 | 49.08 | 29 | 18.82 | 44.38 | 28.14 | 0 | 0 | 28.71 | 0 | 0 | 29 | 18.82 | 46.17
4550 | 32.4 | 0 | 32.39 | 32.4 | 0 | 32.39 | 32.4 | 0 | 32.39 | 32.4 | 0 | 32.39 | 32.4 | 0 | 32.39 | 32.4 | 0 | 32.39 | 32.4 | 0 | 32.39 | 32.4 | 44.39 | 36.85 | 32.4 | 0 | 32.39 | 30.88 | 0 | 0 | 31.51 | 0 | 0 | 32.4 | 10.33 | 32.39 | 41.16 | 18.82 | 44.38 | 41.16 | 18.82 | 44.38 | 41.16 | 18.82 | 44.38 | 41.16 | 18.82 | 0 | 41.16 | 18.82 | 44.38 | 41.16 | 18.82 | 44.38 | 41.16 | 18.82 | 46.45 | 41.16 | 52.6 | 48.99 | 41.16 | 18.82 | 44.38 | 40.35 | 0 | 0 | 40.75 | 0 | 0 | 41.16 | 18.82 | 46.17
4551 | 32.4 | 0 | 33.06 | 32.4 | 0 | 33.06 | 32.4 | 0 | 33.06 | 32.4 | 0 | 33.06 | 32.4 | 0 | 33.06 | 32.4 | 0 | 33.06 | 32.4 | 0 | 33.06 | 32.4 | 44.28 | 36.75 | 32.4 | 0 | 33.06 | 30.88 | 0 | 0 | 31.51 | 0 | 0 | 32.4 | 10.32 | 33.06 | 41.78 | 18.82 | 44.38 | 41.78 | 18.82 | 44.38 | 41.78 | 18.82 | 44.38 | 41.78 | 18.82 | 0 | 41.78 | 18.82 | 44.38 | 41.78 | 18.82 | 44.38 | 41.78 | 18.82 | 44.38 | 41.78 | 52.49 | 48.88 | 41.78 | 18.82 | 44.38 | 41.36 | 0 | 0 | 41.36 | 0 | 0 | 41.78 | 18.82 | 46.17
4552 | 39.1 | 12.59 | 33.4 | 39.1 | 12.59 | 33.4 | 39.1 | 12.59 | 33.4 | 39.1 | 12.59 | 33.4 | 39.1 | 12.59 | 33.4 | 39.1 | 12.59 | 33.4 | 39.1 | 12.59 | 33.4 | 39.1 | 44.07 | 36.53 | 39.1 | 12.59 | 33.4 | 38.71 | 12.09 | 0 | 38.71 | 12.21 | 0 | 39.1 | 12.59 | 33.4 | 49.69 | 38.78 | 44.38 | 49.69 | 38.78 | 44.38 | 49.69 | 38.78 | 44.38 | 49.69 | 38.78 | 39.48 | 49.69 | 38.78 | 44.38 | 49.69 | 38.78 | 44.38 | 49.69 | 38.78 | 46.45 | 49.69 | 52.28 | 48.67 | 49.69 | 38.78 | 44.38 | 49.19 | 0 | 0 | 49.19 | 38 | 38.29 | 49.69 | 38.78 | 48.67
4553 | 39.08 | 33.35 | 35.49 | 39.08 | 33.35 | 35.49 | 39.08 | 33.35 | 35.49 | 39.08 | 33.35 | 35.49 | 39.08 | 33.35 | 35.49 | 39.79 | 33.35 | 35.49 | 39.08 | 33.35 | 35.49 | 39.08 | 44.05 | 36.51 | 39.08 | 33.35 | 35.49 | 39.48 | 32.02 | 26.62 | 39.48 | 32.67 | 27.16 | 39.08 | 33.35 | 35.49 | 49.67 | 47.36 | 48.65 | 49.67 | 47.36 | 48.65 | 49.67 | 47.36 | 48.65 | 49.67 | 47.36 | 48.65 | 52.29 | 47.36 | 48.65 | 54.78 | 47.36 | 48.65 | 49.67 | 47.36 | 48.65 | 49.67 | 52.26 | 48.65 | 52.29 | 47.36 | 48.65 | 54.23 | 45.06 | 0 | 53.15 | 46.89 | 44.8 | 49.67 | 47.36 | 48.65
4554 | 39.02 | 43.99 | 36.45 | 39.02 | 43.99 | 36.45 | 39.02 | 43.99 | 36.45 | 39.02 | 43.99 | 36.45 | 39.02 | 43.99 | 36.45 | 39.73 | 43.99 | 36.45 | 39.02 | 43.99 | 36.45 | 39.02 | 43.99 | 36.45 | 39.02 | 43.99 | 36.45 | 40.08 | 43.55 | 34.42 | 39.42 | 43.55 | 35.12 | 39.02 | 43.99 | 36.45 | 49.61 | 50.52 | 48.59 | 49.61 | 50.52 | 48.59 | 49.61 | 50.52 | 48.59 | 49.61 | 50.52 | 48.59 | 52.23 | 50.52 | 48.59 | 55.19 | 50.52 | 48.59 | 49.61 | 50.52 | 48.59 | 49.61 | 51.19 | 48.59 | 52.23 | 50.52 | 48.59 | 55.11 | 45.47 | 44.8 | 54.01 | 50.01 | 45.72 | 49.61 | 50.52 | 48.59
4555 | 38.9 | 43.87 | 36.34 | 38.9 | 43.87 | 36.34 | 38.9 | 43.87 | 36.34 | 38.9 | 43.87 | 36.34 | 38.9 | 46.26 | 36.34 | 39.61 | 46.42 | 36.34 | 38.9 | 43.87 | 36.34 | 38.9 | 43.87 | 36.34 | 38.9 | 46.26 | 36.34 | 40.01 | 45.22 | 35.25 | 39.3 | 44.31 | 35.97 | 38.9 | 43.87 | 36.34 | 49.49 | 52.08 | 48.47 | 49.49 | 52.08 | 48.47 | 49.49 | 52.08 | 48.47 | 49.49 | 52.08 | 48.47 | 52.12 | 52.19 | 48.47 | 55.07 | 52.19 | 48.47 | 49.49 | 52.08 | 48.47 | 49.49 | 52.08 | 48.47 | 52.12 | 52.19 | 48.47 | 55.63 | 50 | 44.8 | 54.52 | 51.56 | 44.8 | 49.49 | 52.08 | 48.47
4556 | 38.76 | 43.73 | 36.19 | 38.76 | 43.73 | 36.19 | 38.76 | 43.73 | 36.19 | 38.76 | 43.73 | 36.19 | 38.76 | 46.12 | 36.19 | 39.47 | 46.27 | 36.19 | 38.76 | 43.73 | 36.19 | 38.76 | 43.73 | 36.19 | 38.76 | 46.12 | 36.19 | 39.95 | 45.07 | 35.83 | 39.15 | 44.17 | 35.83 | 38.76 | 43.73 | 36.19 | 49.35 | 51.94 | 48.33 | 49.35 | 51.94 | 48.33 | 49.35 | 51.94 | 48.33 | 49.35 | 51.94 | 48.33 | 51.97 | 52.04 | 48.33 | 54.93 | 52.04 | 48.33 | 49.35 | 51.94 | 48.33 | 49.35 | 51.94 | 48.33 | 51.97 | 52.04 | 48.33 | 61.47 | 50.39 | 46.74 | 60.24 | 51.42 | 46.74 | 49.35 | 51.94 | 48.33
4557 | 38.66 | 43.63 | 36.1 | 38.66 | 43.63 | 36.1 | 38.66 | 43.63 | 36.1 | 38.66 | 43.63 | 36.1 | 38.66 | 46.02 | 36.1 | 39.37 | 46.18 | 36.1 | 38.66 | 43.63 | 36.1 | 38.66 | 43.63 | 36.1 | 38.66 | 46.02 | 36.1 | 39.85 | 45.71 | 35.49 | 39.06 | 44.07 | 35.74 | 38.66 | 43.63 | 36.1 | 49.25 | 51.84 | 48.23 | 49.25 | 51.84 | 48.23 | 49.25 | 51.84 | 48.23 | 49.25 | 51.84 | 48.23 | 51.88 | 51.95 | 48.23 | 54.83 | 51.95 | 48.23 | 49.25 | 51.84 | 48.23 | 49.25 | 51.84 | 48.23 | 51.88 | 51.95 | 48.23 | 61.47 | 51.43 | 46.64 | 60.24 | 51.43 | 46.64 | 49.25 | 51.84 | 48.23
4558 | 38.74 | 43.71 | 36.17 | 38.74 | 43.71 | 36.17 | 38.74 | 43.71 | 36.17 | 38.74 | 43.71 | 36.17 | 38.74 | 46.05 | 36.17 | 39.45 | 46.25 | 36.17 | 38.74 | 43.71 | 36.17 | 38.74 | 43.71 | 36.17 | 38.74 | 46.05 | 36.17 | 39.93 | 45.79 | 35.09 | 39.13 | 44.15 | 35.81 | 38.74 | 43.71 | 36.17 | 49.33 | 51.92 | 47.61 | 49.33 | 51.92 | 47.61 | 49.33 | 51.92 | 47.61 | 49.33 | 51.92 | 47.61 | 49.33 | 52.02 | 47.61 | 54.91 | 52.02 | 47.61 | 49.33 | 51.92 | 47.61 | 49.33 | 51.92 | 47.62 | 49.33 | 52.02 | 47.61 | 56.58 | 51.4 | 44.8 | 55.45 | 51.4 | 44.8 | 49.33 | 51.92 | 47.61
4559 | 38.26 | 43.31 | 35.49 | 38.26 | 43.31 | 35.49 | 38.26 | 43.31 | 35.49 | 38.26 | 43.31 | 35.49 | 38.26 | 45.32 | 35.49 | 39.05 | 45.85 | 35.49 | 38.26 | 43.31 | 35.49 | 38.26 | 43.31 | 35.77 | 38.26 | 45.32 | 35.49 | 39.05 | 45.32 | 35.14 | 38.65 | 43.75 | 35.14 | 38.26 | 43.31 | 35.49 | 48.93 | 49.51 | 46.99 | 48.93 | 49.51 | 46.99 | 48.93 | 49.51 | 46.99 | 48.93 | 49.51 | 46.99 | 48.93 | 49.51 | 47.16 | 53.4 | 49.51 | 47.16 | 48.93 | 49.51 | 47.16 | 48.93 | 49.51 | 47.16 | 48.93 | 49.51 | 47.16 | 52.86 | 49.02 | 44.8 | 49.42 | 49.02 | 44.8 | 48.93 | 49.51 | 46.99
4560 | 36.08 | 43.03 | 35.49 | 36.08 | 43.03 | 35.49 | 36.08 | 43.03 | 35.49 | 36.08 | 43.03 | 35.49 | 36.08 | 43.03 | 35.49 | 36.71 | 44.27 | 35.49 | 36.08 | 43.03 | 35.49 | 36.08 | 43.03 | 35.49 | 36.08 | 43.03 | 35.49 | 36.71 | 43.83 | 35.14 | 36.44 | 42.95 | 35.14 | 36.08 | 43.03 | 35.49 | 45.78 | 49.42 | 46.99 | 45.78 | 49.42 | 46.99 | 45.78 | 49.42 | 46.99 | 45.78 | 49.42 | 46.99 | 45.78 | 49.42 | 46.99 | 48.49 | 49.42 | 46.99 | 45.78 | 49.42 | 46.99 | 45.78 | 49.42 | 46.99 | 45.78 | 49.42 | 46.99 | 48.49 | 48.92 | 44.8 | 46.24 | 48.92 | 44.8 | 45.78 | 49.42 | 46.99
4561 | 35.29 | 42.64 | 35.11 | 35.29 | 42.64 | 35.11 | 35.29 | 42.64 | 35.11 | 35.29 | 42.64 | 35.11 | 35.29 | 42.65 | 35.11 | 35.29 | 44.27 | 35.11 | 35.29 | 42.65 | 35.11 | 35.29 | 42.65 | 35.11 | 35.29 | 42.65 | 35.11 | 35.64 | 43.83 | 34.76 | 35.64 | 42.95 | 34.76 | 35.29 | 42.64 | 35.11 | 36.14 | 49.31 | 46.99 | 36.14 | 49.31 | 46.99 | 36.14 | 49.31 | 46.99 | 36.14 | 49.31 | 46.99 | 36.14 | 49.31 | 46.99 | 48.49 | 49.31 | 46.99 | 36.14 | 49.31 | 46.99 | 36.14 | 49.31 | 46.99 | 36.14 | 49.31 | 46.99 | 48.49 | 48.81 | 46.52 | 36.51 | 48.81 | 46.52 | 36.14 | 49.31 | 46.99
4562 | 35.77 | 42.42 | 34.88 | 35.77 | 42.42 | 34.88 | 35.77 | 42.42 | 34.88 | 35.77 | 42.42 | 34.88 | 35.77 | 42.42 | 34.88 | 35.77 | 44.27 | 34.88 | 35.77 | 42.42 | 34.88 | 35.77 | 42.42 | 34.88 | 35.77 | 42.42 | 34.88 | 36.13 | 43.83 | 34.53 | 36.13 | 42.84 | 34.53 | 35.77 | 42.42 | 34.88 | 45.78 | 49.77 | 47.01 | 45.78 | 49.77 | 47.01 | 45.78 | 49.77 | 47.01 | 45.78 | 49.77 | 47.01 | 45.78 | 49.77 | 47.01 | 48.16 | 49.77 | 47.01 | 45.78 | 49.77 | 47.01 | 45.78 | 49.77 | 47.01 | 45.78 | 49.77 | 47.01 | 48.16 | 49.27 | 46.54 | 46.24 | 49.27 | 46.54 | 45.78 | 49.77 | 47.01
4563 | 35.84 | 42.26 | 34.72 | 35.84 | 42.26 | 34.72 | 35.84 | 42.26 | 34.72 | 35.84 | 42.26 | 34.72 | 35.84 | 42.26 | 34.72 | 35.84 | 44.71 | 34.72 | 35.84 | 42.26 | 34.72 | 35.84 | 42.26 | 34.72 | 35.84 | 42.26 | 34.72 | 36.2 | 44.26 | 34.72 | 36.2 | 42.68 | 34.42 | 35.84 | 42.26 | 34.72 | 47.02 | 50.47 | 46.86 | 47.02 | 50.47 | 46.86 | 47.02 | 50.47 | 46.86 | 47.02 | 50.47 | 46.86 | 47.02 | 50.47 | 46.86 | 48.3 | 50.57 | 46.86 | 47.02 | 50.47 | 46.86 | 47.02 | 50.47 | 46.86 | 47.02 | 50.47 | 46.86 | 48.78 | 50.47 | 46.39 | 47.5 | 50.47 | 46.39 | 47.02 | 50.47 | 46.86
4564 | 37.2 | 42.17 | 34.63 | 37.2 | 42.17 | 34.63 | 37.2 | 42.17 | 34.63 | 37.2 | 42.17 | 34.63 | 37.2 | 42.17 | 34.63 | 37.91 | 44.71 | 34.63 | 37.2 | 42.17 | 34.63 | 37.2 | 42.17 | 34.63 | 37.2 | 42.17 | 34.63 | 38.29 | 44.73 | 34.98 | 37.57 | 42.59 | 34.42 | 37.2 | 42.17 | 34.63 | 47.79 | 50.38 | 46.76 | 47.79 | 50.38 | 46.76 | 47.79 | 50.38 | 46.76 | 47.79 | 50.38 | 46.76 | 47.79 | 50.38 | 46.76 | 51.81 | 50.48 | 46.76 | 47.79 | 50.38 | 46.76 | 47.79 | 50.38 | 46.76 | 47.79 | 50.38 | 46.76 | 52.33 | 50.89 | 47.16 | 51.29 | 50.89 | 46.3 | 47.79 | 50.38 | 46.76
4565 | 37.63 | 42.6 | 35.06 | 37.63 | 42.6 | 35.06 | 37.63 | 42.6 | 35.06 | 37.63 | 42.6 | 35.06 | 37.63 | 42.9 | 35.06 | 38.34 | 45.14 | 35.06 | 37.63 | 42.6 | 35.06 | 37.63 | 42.6 | 35.06 | 37.63 | 42.9 | 35.06 | 40.88 | 45.6 | 35.49 | 40.06 | 43.03 | 35.42 | 37.63 | 42.6 | 35.06 | 48.22 | 50.81 | 47.2 | 48.22 | 50.81 | 47.2 | 48.22 | 50.81 | 47.2 | 48.22 | 50.81 | 47.2 | 48.22 | 50.81 | 47.2 | 53.8 | 50.91 | 47.2 | 48.22 | 50.81 | 47.2 | 48.22 | 50.81 | 47.2 | 48.22 | 50.81 | 47.2 | 58.02 | 52.37 | 48.73 | 56.86 | 51.32 | 47.67 | 48.22 | 50.81 | 47.2
4566 | 38.48 | 43.45 | 35.91 | 38.48 | 43.45 | 35.91 | 38.48 | 43.45 | 35.91 | 38.48 | 43.45 | 35.91 | 38.48 | 45.84 | 35.91 | 39.19 | 45.99 | 35.91 | 38.48 | 43.45 | 35.91 | 38.48 | 43.45 | 35.91 | 38.48 | 45.84 | 35.91 | 43.81 | 51.15 | 36.27 | 42.93 | 43.89 | 35.55 | 38.48 | 43.45 | 35.91 | 49.07 | 51.66 | 48.05 | 49.07 | 51.66 | 48.05 | 49.07 | 51.66 | 48.05 | 49.07 | 51.66 | 48.05 | 49.07 | 51.76 | 48.05 | 54.65 | 51.76 | 48.05 | 49.07 | 51.66 | 48.05 | 49.07 | 51.66 | 48.05 | 49.07 | 51.76 | 48.05 | 64.61 | 55.01 | 48.78 | 63.32 | 52.18 | 47.57 | 49.07 | 51.66 | 48.05
4567 | 39.05 | 44.01 | 36.48 | 39.05 | 44.01 | 36.48 | 39.05 | 44.01 | 36.48 | 39.05 | 44.01 | 36.48 | 39.05 | 46.4 | 36.48 | 39.75 | 46.56 | 36.48 | 39.05 | 44.01 | 36.48 | 39.05 | 44.01 | 36.48 | 39.05 | 46.4 | 36.48 | 48.95 | 51.15 | 36.85 | 47.97 | 44.46 | 36.11 | 39.05 | 44.01 | 36.48 | 49.63 | 52.22 | 48.61 | 49.63 | 52.22 | 48.61 | 49.63 | 52.22 | 48.61 | 49.63 | 52.22 | 48.61 | 52.26 | 52.22 | 48.61 | 55.21 | 52.33 | 48.61 | 49.63 | 52.22 | 48.61 | 49.63 | 52.22 | 48.61 | 52.26 | 52.22 | 48.61 | 67.98 | 53.83 | 49.1 | 66.62 | 52.75 | 48.12 | 49.63 | 52.22 | 48.61
4568 | 39.31 | 44.27 | 35.85 | 39.31 | 44.27 | 35.85 | 39.31 | 44.27 | 35.85 | 39.31 | 44.27 | 35.85 | 39.31 | 46.67 | 35.85 | 40.02 | 46.82 | 35.85 | 39.31 | 44.27 | 35.85 | 39.31 | 44.27 | 35.86 | 39.31 | 46.67 | 35.85 | 48.36 | 51.07 | 35.49 | 47.39 | 44.72 | 35.14 | 39.31 | 44.27 | 35.85 | 49.9 | 52.49 | 46.68 | 49.9 | 52.49 | 46.68 | 49.9 | 52.49 | 46.68 | 49.9 | 52.49 | 46.68 | 52.52 | 52.49 | 47.16 | 55.48 | 52.49 | 47.16 | 49.9 | 52.49 | 47.16 | 49.9 | 52.49 | 47.16 | 52.52 | 52.49 | 47.16 | 65.92 | 52.95 | 47.15 | 64.61 | 51.96 | 46.21 | 49.9 | 52.49 | 46.68
4569 | 39.45 | 44.41 | 35.49 | 39.45 | 44.41 | 35.49 | 39.45 | 44.41 | 35.49 | 39.45 | 44.41 | 35.49 | 39.45 | 45.28 | 35.49 | 40.15 | 45.28 | 35.49 | 39.45 | 44.41 | 35.49 | 39.45 | 44.41 | 35.86 | 39.45 | 45.28 | 35.49 | 43.82 | 45.28 | 34.58 | 39.85 | 43.97 | 34.58 | 39.45 | 44.41 | 35.49 | 50.04 | 48.43 | 46.17 | 50.04 | 48.43 | 46.17 | 50.04 | 48.43 | 46.17 | 50.04 | 48.43 | 46.17 | 52.66 | 48.43 | 46.21 | 55.62 | 48.43 | 46.21 | 50.04 | 48.43 | 46.45 | 50.04 | 48.43 | 46.45 | 52.66 | 48.43 | 46.21 | 58.87 | 47.95 | 45.75 | 57.69 | 47.95 | 44.83 | 50.04 | 48.43 | 46.17
4570 | 39.57 | 42.55 | 34.43 | 39.57 | 42.55 | 34.43 | 39.57 | 42.55 | 34.43 | 39.57 | 42.55 | 34.43 | 39.57 | 42.55 | 34.43 | 40.28 | 42.55 | 34.43 | 39.57 | 42.55 | 34.43 | 39.57 | 44.52 | 35.86 | 39.57 | 42.55 | 34.43 | 39.97 | 42.11 | 33.73 | 39.73 | 41.27 | 33.06 | 39.57 | 42.55 | 34.43 | 50.16 | 47.35 | 46.17 | 50.16 | 47.35 | 46.17 | 50.16 | 47.35 | 46.17 | 50.16 | 47.35 | 45.29 | 52.78 | 47.35 | 46.17 | 55.45 | 47.35 | 46.17 | 50.16 | 47.35 | 46.45 | 50.16 | 47.35 | 46.45 | 52.78 | 47.35 | 46.17 | 54.9 | 46.4 | 45.7 | 50.67 | 45.93 | 44.8 | 50.16 | 47.35 | 46.17
4571 | 39.58 | 41.69 | 30.49 | 39.58 | 41.69 | 30.49 | 39.58 | 41.69 | 30.49 | 39.58 | 41.69 | 30.49 | 39.58 | 41.69 | 30.49 | 40.29 | 41.69 | 30.49 | 39.58 | 41.69 | 30.49 | 39.58 | 44.55 | 35.86 | 39.58 | 41.69 | 30.49 | 39.98 | 41.27 | 29.88 | 39.27 | 41.2 | 29.28 | 39.58 | 41.69 | 30.49 | 50.17 | 45.55 | 45.25 | 50.17 | 45.55 | 45.25 | 50.17 | 45.55 | 45.25 | 50.17 | 45.55 | 44.04 | 52.79 | 45.55 | 45.25 | 52.82 | 45.55 | 45.25 | 50.17 | 50.3 | 48.43 | 50.17 | 52.76 | 48.43 | 52.79 | 45.55 | 45.25 | 52.82 | 44.63 | 44.8 | 50.68 | 44.19 | 43.6 | 50.17 | 45.55 | 45.25
4572 | 39.5 | 41.19 | 30.18 | 39.5 | 41.19 | 30.18 | 39.5 | 41.19 | 30.18 | 39.5 | 41.19 | 30.18 | 39.5 | 41.61 | 30.18 | 40.21 | 41.61 | 30.18 | 39.5 | 41.61 | 30.18 | 39.5 | 44.47 | 36.94 | 39.5 | 41.61 | 30.18 | 39.9 | 41.2 | 29.88 | 39.27 | 40.44 | 29.28 | 39.5 | 41.19 | 30.18 | 50.09 | 45.08 | 45.25 | 50.09 | 45.08 | 45.25 | 50.09 | 45.08 | 45.25 | 50.09 | 45.08 | 44.04 | 52.29 | 45.08 | 45.25 | 52.29 | 45.08 | 45.25 | 50.09 | 45.08 | 48.43 | 50.09 | 52.68 | 49.07 | 52.29 | 45.08 | 45.25 | 52.29 | 44.63 | 44.8 | 50.6 | 43.74 | 43.6 | 50.09 | 45.08 | 45.25
4573 | 39.47 | 41.69 | 30.18 | 39.47 | 41.69 | 30.18 | 39.47 | 41.69 | 30.18 | 39.47 | 41.69 | 30.18 | 39.47 | 41.69 | 30.18 | 40.17 | 41.69 | 30.18 | 39.47 | 41.69 | 30.18 | 39.47 | 44.43 | 35.86 | 39.47 | 41.69 | 30.18 | 39.87 | 41.27 | 29.88 | 39.39 | 40.45 | 29.28 | 39.47 | 41.69 | 30.18 | 50.06 | 45.08 | 45.29 | 50.06 | 45.08 | 45.29 | 50.06 | 45.08 | 45.29 | 50.06 | 45.08 | 45.29 | 52.29 | 45.08 | 45.29 | 52.29 | 45.08 | 45.29 | 50.06 | 45.08 | 47.18 | 50.06 | 52.64 | 47.18 | 52.29 | 45.08 | 45.29 | 52.29 | 44.63 | 44.8 | 50.56 | 44.57 | 44.8 | 50.06 | 45.08 | 45.29
4574 | 39.41 | 41.69 | 34.77 | 39.41 | 41.69 | 34.77 | 39.41 | 41.69 | 34.77 | 39.41 | 41.69 | 34.77 | 39.41 | 41.69 | 34.77 | 40.12 | 41.69 | 34.77 | 39.41 | 41.69 | 34.77 | 39.41 | 44.37 | 35.86 | 39.41 | 41.69 | 34.77 | 39.81 | 41.27 | 34.42 | 39.73 | 40.45 | 33.73 | 39.41 | 41.69 | 34.77 | 50 | 48.43 | 46.17 | 50 | 48.43 | 46.17 | 50 | 48.43 | 46.17 | 50 | 48.43 | 46.17 | 52.62 | 48.43 | 46.22 | 54.23 | 48.43 | 46.22 | 50 | 48.43 | 46.45 | 50 | 52.59 | 46.45 | 52.62 | 48.43 | 46.22 | 54.78 | 47.89 | 44.8 | 50.5 | 47.95 | 44.8 | 50 | 48.43 | 46.17
4575 | 39.26 | 44.23 | 35.49 | 39.26 | 44.23 | 35.49 | 39.26 | 44.23 | 35.49 | 39.26 | 44.23 | 35.49 | 39.26 | 44.83 | 35.49 | 39.97 | 46.69 | 35.49 | 39.26 | 44.23 | 35.49 | 39.26 | 44.23 | 35.86 | 39.26 | 44.83 | 35.49 | 40.37 | 46.22 | 34.42 | 39.66 | 43.79 | 34.42 | 39.26 | 44.23 | 35.49 | 49.85 | 49.82 | 46.17 | 49.85 | 49.82 | 46.17 | 49.85 | 49.82 | 46.17 | 49.85 | 49.82 | 46.17 | 52.47 | 49.82 | 46.66 | 55.43 | 49.82 | 46.66 | 49.85 | 49.82 | 46.66 | 49.85 | 49.82 | 46.66 | 52.47 | 49.82 | 46.66 | 55.99 | 48.33 | 44.8 | 54.87 | 49.32 | 44.8 | 49.85 | 49.82 | 46.17
4576 | 39.08 | 44.05 | 36.51 | 39.08 | 44.05 | 36.51 | 39.08 | 44.05 | 36.51 | 39.08 | 44.05 | 36.51 | 39.08 | 46.44 | 36.51 | 39.79 | 46.59 | 36.51 | 39.08 | 44.05 | 36.51 | 39.08 | 44.05 | 36.51 | 39.08 | 46.44 | 36.51 | 46.62 | 52.9 | 36.15 | 45.69 | 44.49 | 36.15 | 39.08 | 44.05 | 36.51 | 49.67 | 52.26 | 47.64 | 49.67 | 52.26 | 47.64 | 49.67 | 52.26 | 47.64 | 49.67 | 52.26 | 47.64 | 52.29 | 52.26 | 47.64 | 55.25 | 52.36 | 47.64 | 49.67 | 52.26 | 47.64 | 49.67 | 52.26 | 47.64 | 52.29 | 52.26 | 47.64 | 66.12 | 52.36 | 47.16 | 64.8 | 52.36 | 47.16 | 49.67 | 52.26 | 47.64
4577 | 39.07 | 44.03 | 36.5 | 39.07 | 44.03 | 36.5 | 39.07 | 44.03 | 36.5 | 39.07 | 44.03 | 36.5 | 39.07 | 46.42 | 36.5 | 39.77 | 46.58 | 36.5 | 39.07 | 44.03 | 36.5 | 39.07 | 44.03 | 36.5 | 39.07 | 46.42 | 36.5 | 51.55 | 55.65 | 36.87 | 50.52 | 44.48 | 36.87 | 39.07 | 44.03 | 36.5 | 49.65 | 52.24 | 48.63 | 49.65 | 52.24 | 48.63 | 49.65 | 52.24 | 48.63 | 49.65 | 52.24 | 48.63 | 52.28 | 52.24 | 48.63 | 55.23 | 52.35 | 48.63 | 49.65 | 52.24 | 48.63 | 49.65 | 52.24 | 48.63 | 52.28 | 52.24 | 48.63 | 69.36 | 52.88 | 48.78 | 67.98 | 52.88 | 48.78 | 49.65 | 52.24 | 48.63
4578 | 38.99 | 43.95 | 36.42 | 38.99 | 43.95 | 36.42 | 38.99 | 43.95 | 36.42 | 38.99 | 43.95 | 36.42 | 38.99 | 46.34 | 36.42 | 39.69 | 46.5 | 36.42 | 38.99 | 43.95 | 36.42 | 38.99 | 43.95 | 36.42 | 38.99 | 46.34 | 36.42 | 52.62 | 55.66 | 37.11 | 51.57 | 54.54 | 36.78 | 38.99 | 43.95 | 36.42 | 49.57 | 52.16 | 48.55 | 49.57 | 52.16 | 48.55 | 49.57 | 52.16 | 48.55 | 49.57 | 52.16 | 48.55 | 52.2 | 52.27 | 48.55 | 55.15 | 52.27 | 48.55 | 49.57 | 52.16 | 48.55 | 49.57 | 52.16 | 48.55 | 52.2 | 52.27 | 48.55 | 71.1 | 72.12 | 49.31 | 71.1 | 70.68 | 49.31 | 49.57 | 52.16 | 48.55
4579 | 38.86 | 43.82 | 36.29 | 38.86 | 43.82 | 36.29 | 38.86 | 43.82 | 36.29 | 38.86 | 43.82 | 36.29 | 38.86 | 46.22 | 36.29 | 39.56 | 46.37 | 36.29 | 38.86 | 43.82 | 36.29 | 38.86 | 43.82 | 36.29 | 38.86 | 46.22 | 36.29 | 52.62 | 73.77 | 39.44 | 52.62 | 72.3 | 38.24 | 38.86 | 43.82 | 36.29 | 49.44 | 52.03 | 48.42 | 49.44 | 52.03 | 48.42 | 49.44 | 52.03 | 48.42 | 49.44 | 52.03 | 48.42 | 52.07 | 52.14 | 48.42 | 55.02 | 52.14 | 48.42 | 49.44 | 52.03 | 48.42 | 49.44 | 52.03 | 48.42 | 52.07 | 52.14 | 48.42 | 72.85 | 83.29 | 49.31 | 72.85 | 81.62 | 49.31 | 49.44 | 52.03 | 48.42
4580 | 38.68 | 43.65 | 36.12 | 38.68 | 43.65 | 36.12 | 38.68 | 43.65 | 36.12 | 38.68 | 43.65 | 36.12 | 38.68 | 46.04 | 36.12 | 39.39 | 46.2 | 36.12 | 38.68 | 43.65 | 36.12 | 38.68 | 43.65 | 36.12 | 38.68 | 46.04 | 36.12 | 52.62 | 73.77 | 39.44 | 52.62 | 72.3 | 38.24 | 38.68 | 43.65 | 36.12 | 49.27 | 51.86 | 48.25 | 49.27 | 51.86 | 48.25 | 49.27 | 51.86 | 48.25 | 49.27 | 51.86 | 48.25 | 51.9 | 51.97 | 48.25 | 54.85 | 51.97 | 48.25 | 49.27 | 51.86 | 48.25 | 49.27 | 51.86 | 48.25 | 51.9 | 51.97 | 48.25 | 78.06 | 90.73 | 50.79 | 78.06 | 88.92 | 49.78 | 49.27 | 51.86 | 48.25
4581 | 38.58 | 43.55 | 36.01 | 38.58 | 43.55 | 36.01 | 38.58 | 43.55 | 36.01 | 38.58 | 43.55 | 36.01 | 38.58 | 45.94 | 36.01 | 39.29 | 46.09 | 36.01 | 38.58 | 43.55 | 36.01 | 38.58 | 43.55 | 36.01 | 38.58 | 45.94 | 36.01 | 51.55 | 73.77 | 39.44 | 50.52 | 47.56 | 38.24 | 38.58 | 43.55 | 36.01 | 49.17 | 51.76 | 48.14 | 49.17 | 51.76 | 48.14 | 49.17 | 51.76 | 48.14 | 49.17 | 51.76 | 48.14 | 49.17 | 51.86 | 48.14 | 54.75 | 51.86 | 48.14 | 49.17 | 51.76 | 48.14 | 49.17 | 51.76 | 48.14 | 49.17 | 51.86 | 48.14 | 70.81 | 90.73 | 52.21 | 70.81 | 88.92 | 49.78 | 49.17 | 51.76 | 48.14
4582 | 38.67 | 43.64 | 36.1 | 38.67 | 43.64 | 36.1 | 38.67 | 43.64 | 36.1 | 38.67 | 43.64 | 36.1 | 38.67 | 46.03 | 36.1 | 39.38 | 46.18 | 36.1 | 38.67 | 43.64 | 36.1 | 38.67 | 43.64 | 36.1 | 38.67 | 46.03 | 36.1 | 48.48 | 61.78 | 39.44 | 47.51 | 44.08 | 38.24 | 38.67 | 43.64 | 36.1 | 49.26 | 51.85 | 48.23 | 49.26 | 51.85 | 48.23 | 49.26 | 51.85 | 48.23 | 49.26 | 51.85 | 48.23 | 49.26 | 51.95 | 48.23 | 54.84 | 51.95 | 48.23 | 49.26 | 51.85 | 48.23 | 49.26 | 51.85 | 48.23 | 49.26 | 51.95 | 48.23 | 65.27 | 81.05 | 49.31 | 63.96 | 56.4 | 48.72 | 49.26 | 51.85 | 48.23
4583 | 38.22 | 43.19 | 35.65 | 38.22 | 43.19 | 35.65 | 38.22 | 43.19 | 35.65 | 38.22 | 43.19 | 35.65 | 38.22 | 45.58 | 35.65 | 38.93 | 45.73 | 35.65 | 38.22 | 43.19 | 35.65 | 38.22 | 43.19 | 35.65 | 38.22 | 45.58 | 35.65 | 42.33 | 59.15 | 37.11 | 41.48 | 57.96 | 36.37 | 38.22 | 43.19 | 35.65 | 48.81 | 51.4 | 47.79 | 48.81 | 51.4 | 47.79 | 48.81 | 51.4 | 47.79 | 48.81 | 51.4 | 47.79 | 48.81 | 51.5 | 47.79 | 54.39 | 51.5 | 47.79 | 48.81 | 51.4 | 47.79 | 48.81 | 51.4 | 47.79 | 48.81 | 51.5 | 47.79 | 59.81 | 58.72 | 49.31 | 59.81 | 57.54 | 48.32 | 48.81 | 51.4 | 47.79
4584 | 38.01 | 42.97 | 35.44 | 38.01 | 42.97 | 35.44 | 38.01 | 42.97 | 35.44 | 38.01 | 42.97 | 35.44 | 38.01 | 45.36 | 35.44 | 38.71 | 45.52 | 35.44 | 38.01 | 42.97 | 35.44 | 38.01 | 42.97 | 35.44 | 38.01 | 45.36 | 35.44 | 39.51 | 59.15 | 39.02 | 39.51 | 57.97 | 38.24 | 38.01 | 42.97 | 35.44 | 47.12 | 51.18 | 47.57 | 47.12 | 51.18 | 47.57 | 47.12 | 51.18 | 47.57 | 47.12 | 51.18 | 47.57 | 47.12 | 51.29 | 47.57 | 54.17 | 51.29 | 47.57 | 47.12 | 51.18 | 47.57 | 47.12 | 51.18 | 47.57 | 47.12 | 51.29 | 47.57 | 55.34 | 58.72 | 50.79 | 55.34 | 57.54 | 49.78 | 47.12 | 51.18 | 47.57
4585 | 37.65 | 42.61 | 35.08 | 37.65 | 42.61 | 35.08 | 37.65 | 42.61 | 35.08 | 37.65 | 42.61 | 35.08 | 37.65 | 45 | 35.08 | 38.35 | 45.16 | 35.08 | 37.65 | 42.61 | 35.08 | 37.65 | 42.61 | 35.08 | 37.65 | 45 | 35.08 | 39.14 | 59.15 | 39.02 | 39.14 | 57.97 | 38.24 | 37.65 | 42.61 | 35.08 | 46.22 | 50.82 | 47.21 | 46.22 | 50.82 | 47.21 | 46.22 | 50.82 | 47.21 | 46.22 | 50.82 | 47.21 | 46.22 | 50.93 | 47.21 | 53.81 | 50.93 | 47.21 | 46.22 | 50.82 | 47.21 | 46.22 | 50.82 | 47.21 | 46.22 | 50.93 | 47.21 | 55.34 | 58.72 | 52.21 | 55.34 | 57.54 | 49.78 | 46.22 | 50.82 | 47.21
4586 | 37.26 | 42.23 | 34.69 | 37.26 | 42.23 | 34.69 | 37.26 | 42.23 | 34.69 | 37.26 | 42.23 | 34.69 | 37.26 | 44.62 | 34.69 | 37.97 | 44.77 | 34.69 | 37.26 | 42.23 | 34.69 | 37.26 | 42.23 | 34.69 | 37.26 | 44.62 | 34.69 | 38.38 | 59.15 | 39.02 | 38.38 | 57.96 | 38.24 | 37.26 | 42.23 | 34.69 | 47.85 | 50.44 | 46.83 | 47.85 | 50.44 | 46.83 | 47.85 | 50.44 | 46.83 | 47.85 | 50.44 | 46.83 | 47.85 | 50.55 | 46.83 | 52.33 | 50.55 | 46.83 | 47.85 | 50.44 | 46.83 | 47.85 | 50.44 | 46.83 | 47.85 | 50.55 | 46.83 | 52.86 | 58.72 | 50.79 | 52.86 | 57.54 | 49.78 | 47.85 | 50.44 | 46.83
4587 | 37.04 | 42.01 | 34.47 | 37.04 | 42.01 | 34.47 | 37.04 | 42.01 | 34.47 | 37.04 | 42.01 | 34.47 | 37.04 | 44.4 | 34.47 | 37.75 | 44.55 | 34.47 | 37.04 | 42.01 | 34.47 | 37.04 | 42.01 | 34.47 | 37.04 | 44.4 | 34.47 | 38.19 | 57.68 | 39.02 | 38.19 | 56.53 | 38.24 | 37.04 | 42.01 | 34.47 | 47.63 | 50.22 | 46.61 | 47.63 | 50.22 | 46.61 | 47.63 | 50.22 | 46.61 | 47.63 | 50.22 | 46.61 | 47.63 | 50.33 | 46.61 | 52.33 | 50.33 | 46.61 | 47.63 | 50.22 | 46.61 | 47.63 | 50.22 | 46.61 | 47.63 | 50.33 | 46.61 | 52.86 | 57.55 | 50.79 | 52.86 | 56.4 | 49.78 | 47.63 | 50.22 | 46.61
4588 | 37.02 | 41.99 | 34.45 | 37.02 | 41.99 | 34.45 | 37.02 | 41.99 | 34.45 | 37.02 | 41.99 | 34.45 | 37.02 | 44.38 | 34.45 | 37.73 | 44.53 | 34.45 | 37.02 | 41.99 | 34.45 | 37.02 | 41.99 | 34.45 | 37.02 | 44.38 | 34.45 | 38.89 | 57.68 | 37.72 | 38.89 | 56.53 | 37.72 | 37.02 | 41.99 | 34.45 | 47.61 | 50.2 | 46.58 | 47.61 | 50.2 | 46.58 | 47.61 | 50.2 | 46.58 | 47.61 | 50.2 | 46.58 | 47.61 | 50.26 | 46.58 | 53.19 | 50.3 | 46.58 | 47.61 | 50.2 | 46.58 | 47.61 | 50.2 | 46.58 | 47.61 | 50.26 | 46.58 | 54.28 | 57.55 | 50.79 | 54.28 | 56.4 | 49.78 | 47.61 | 50.2 | 46.58
4589 | 37.52 | 42.48 | 34.95 | 37.52 | 42.48 | 34.95 | 37.52 | 42.48 | 34.95 | 37.52 | 42.48 | 34.95 | 37.52 | 44.87 | 34.95 | 38.22 | 45.03 | 34.95 | 37.52 | 42.48 | 34.95 | 37.52 | 42.48 | 34.95 | 37.52 | 44.87 | 34.95 | 40.53 | 54.36 | 37.72 | 40.53 | 53.27 | 37.72 | 37.52 | 42.48 | 34.95 | 48.11 | 50.69 | 47.08 | 48.11 | 50.69 | 47.08 | 48.11 | 50.69 | 47.08 | 48.11 | 50.69 | 47.08 | 48.11 | 50.69 | 47.08 | 53.69 | 50.8 | 47.08 | 48.11 | 50.69 | 47.08 | 48.11 | 50.69 | 47.08 | 48.11 | 50.69 | 47.08 | 56.47 | 67.71 | 50.79 | 56.47 | 66.35 | 49.78 | 48.11 | 50.69 | 47.08
4590 | 38.33 | 43.3 | 35.76 | 38.33 | 43.3 | 35.76 | 38.33 | 43.3 | 35.76 | 38.33 | 43.3 | 35.76 | 38.33 | 45.69 | 35.76 | 39.04 | 45.85 | 35.76 | 38.33 | 43.3 | 35.76 | 38.33 | 43.3 | 35.76 | 38.33 | 45.69 | 35.76 | 51.55 | 59.15 | 36.86 | 51.55 | 57.96 | 36.13 | 38.33 | 43.3 | 35.76 | 48.92 | 51.51 | 47.9 | 48.92 | 51.51 | 47.9 | 48.92 | 51.51 | 47.9 | 48.92 | 51.51 | 47.9 | 48.92 | 51.51 | 47.9 | 54.5 | 51.62 | 47.9 | 48.92 | 51.51 | 47.9 | 48.92 | 51.51 | 47.9 | 48.92 | 51.51 | 47.9 | 69.36 | 63.37 | 49.78 | 69.36 | 62.1 | 49.78 | 48.92 | 51.51 | 47.9
4591 | 38.88 | 43.85 | 36.31 | 38.88 | 43.85 | 36.31 | 38.88 | 43.85 | 36.31 | 38.88 | 43.85 | 36.31 | 38.88 | 46.24 | 36.31 | 39.59 | 46.39 | 36.31 | 38.88 | 43.85 | 36.31 | 38.88 | 43.85 | 36.31 | 38.88 | 46.24 | 36.31 | 51.55 | 55.65 | 36.68 | 51.55 | 44.29 | 36.68 | 38.88 | 43.85 | 36.31 | 49.47 | 52.06 | 48.44 | 49.47 | 52.06 | 48.44 | 49.47 | 52.06 | 48.44 | 49.47 | 52.06 | 48.44 | 52.09 | 52.06 | 48.44 | 55.05 | 52.16 | 48.44 | 49.47 | 52.06 | 48.44 | 49.47 | 52.06 | 48.44 | 52.09 | 52.06 | 48.44 | 69.36 | 53.21 | 48.93 | 69.36 | 52.95 | 48.93 | 49.47 | 52.06 | 48.44
4592 | 39.13 | 44.1 | 36.56 | 39.13 | 44.1 | 36.56 | 39.13 | 44.1 | 36.56 | 39.13 | 44.1 | 36.56 | 39.13 | 45.25 | 36.56 | 39.84 | 46.64 | 36.56 | 39.13 | 44.1 | 36.56 | 39.13 | 44.1 | 36.56 | 39.13 | 45.25 | 36.56 | 51.55 | 47.56 | 36.2 | 50.52 | 44.54 | 36.2 | 39.13 | 44.1 | 36.56 | 49.72 | 52.31 | 47.16 | 49.72 | 52.31 | 47.16 | 49.72 | 52.31 | 47.16 | 49.72 | 52.31 | 47.16 | 52.34 | 52.31 | 47.16 | 55.3 | 52.41 | 47.16 | 49.72 | 52.31 | 47.16 | 49.72 | 52.31 | 47.16 | 52.34 | 52.31 | 47.16 | 69.23 | 52.94 | 46.69 | 67.85 | 52.84 | 46.69 | 49.72 | 52.31 | 47.16
4593 | 39.4 | 44.36 | 36.21 | 39.4 | 44.36 | 36.21 | 39.4 | 44.36 | 36.21 | 39.4 | 44.36 | 36.21 | 39.4 | 44.37 | 36.21 | 40.1 | 46.19 | 36.21 | 39.4 | 44.36 | 36.21 | 39.4 | 44.36 | 36.21 | 39.4 | 44.37 | 36.21 | 45.62 | 45.73 | 35.85 | 44.71 | 44.81 | 35.85 | 39.4 | 44.36 | 36.21 | 49.98 | 52.57 | 46.68 | 49.98 | 52.57 | 46.68 | 49.98 | 52.57 | 46.68 | 49.98 | 52.57 | 46.68 | 52.61 | 52.57 | 46.68 | 55.56 | 52.57 | 46.68 | 49.98 | 52.57 | 47.11 | 49.98 | 52.57 | 47.11 | 52.61 | 52.57 | 46.68 | 56.13 | 52.05 | 46.21 | 55 | 52.05 | 46.21 | 49.98 | 52.57 | 46.68
4594 | 39.51 | 44.47 | 35.12 | 39.51 | 44.47 | 35.12 | 39.51 | 44.47 | 35.12 | 39.51 | 44.47 | 35.12 | 39.51 | 44.47 | 35.12 | 40.21 | 45.38 | 35.12 | 39.51 | 44.47 | 35.12 | 39.51 | 44.47 | 35.86 | 39.51 | 44.47 | 35.12 | 40.39 | 44.93 | 34.42 | 39.91 | 44.03 | 34.42 | 39.51 | 44.47 | 35.12 | 50.09 | 49.63 | 46.17 | 50.09 | 49.63 | 46.17 | 50.09 | 49.63 | 46.17 | 50.09 | 49.63 | 46.17 | 52.72 | 49.63 | 46.66 | 54.23 | 49.63 | 46.66 | 50.09 | 49.63 | 47.22 | 50.09 | 52.67 | 47.22 | 52.72 | 49.63 | 46.66 | 54.78 | 49.13 | 45.7 | 53.69 | 49.13 | 44.8 | 50.09 | 49.63 | 46.17
4595 | 39.52 | 44.49 | 34.77 | 39.52 | 44.49 | 34.77 | 39.52 | 44.49 | 34.77 | 39.52 | 44.49 | 34.77 | 39.52 | 44.49 | 34.77 | 39.98 | 45.39 | 34.77 | 39.52 | 44.49 | 34.77 | 39.52 | 44.49 | 35.86 | 39.52 | 44.49 | 34.77 | 39.98 | 44.94 | 34.42 | 39.92 | 44.04 | 34.42 | 39.52 | 44.49 | 34.77 | 50.11 | 49.31 | 46.17 | 50.11 | 49.31 | 46.17 | 50.11 | 49.31 | 46.17 | 50.11 | 49.31 | 46.17 | 52.73 | 49.31 | 46.66 | 54.23 | 49.31 | 46.66 | 50.11 | 49.31 | 47.23 | 50.11 | 49.31 | 47.23 | 52.73 | 49.31 | 46.66 | 54.78 | 48.81 | 44.8 | 53.69 | 48.81 | 44.8 | 50.11 | 49.31 | 46.17
4596 | 39.41 | 44.38 | 34.77 | 39.41 | 44.38 | 34.77 | 39.41 | 44.38 | 34.77 | 39.41 | 44.38 | 34.77 | 39.41 | 44.38 | 34.77 | 39.98 | 45.13 | 34.77 | 39.41 | 44.38 | 34.77 | 39.41 | 44.38 | 35.86 | 39.41 | 44.38 | 34.77 | 39.98 | 44.68 | 34.42 | 39.81 | 43.93 | 34.42 | 39.41 | 44.38 | 34.77 | 50 | 49.31 | 46.17 | 50 | 49.31 | 46.17 | 50 | 49.31 | 46.17 | 50 | 49.31 | 46.17 | 52.47 | 49.31 | 46.66 | 52.47 | 49.31 | 46.66 | 50 | 49.31 | 47.12 | 50 | 49.31 | 47.12 | 52.47 | 49.31 | 46.66 | 53 | 48.81 | 44.8 | 51.94 | 48.81 | 44.8 | 50 | 49.31 | 46.17
4597 | 39.29 | 44.26 | 34.43 | 39.29 | 44.26 | 34.43 | 39.29 | 44.26 | 34.43 | 39.29 | 44.26 | 34.43 | 39.29 | 44.26 | 34.43 | 39.33 | 44.26 | 34.43 | 39.29 | 44.26 | 34.43 | 39.29 | 44.26 | 35.86 | 39.29 | 44.26 | 34.43 | 39.73 | 43.82 | 34.09 | 39.69 | 43.82 | 34.09 | 39.29 | 44.26 | 34.43 | 49.88 | 49.49 | 46.17 | 49.88 | 49.49 | 46.17 | 49.88 | 49.49 | 46.17 | 49.88 | 49.49 | 46.17 | 52.47 | 49.49 | 46.66 | 52.47 | 49.49 | 46.66 | 49.88 | 49.49 | 47 | 49.88 | 49.49 | 47 | 52.47 | 49.49 | 46.66 | 53 | 48.02 | 44.8 | 51.94 | 49 | 44.8 | 49.88 | 49.49 | 46.17
4598 | 39.22 | 44.19 | 35.13 | 39.22 | 44.19 | 35.13 | 39.22 | 44.19 | 35.13 | 39.22 | 44.19 | 35.13 | 39.22 | 44.19 | 35.13 | 39.22 | 44.19 | 35.13 | 39.22 | 44.19 | 35.13 | 39.22 | 44.19 | 35.86 | 39.22 | 44.19 | 35.13 | 39.62 | 43.75 | 34.42 | 39.62 | 43.75 | 34.78 | 39.22 | 44.19 | 35.13 | 49.81 | 52.4 | 46.17 | 49.81 | 52.4 | 46.17 | 49.81 | 52.4 | 46.17 | 49.81 | 52.4 | 46.17 | 52.43 | 52.4 | 46.66 | 54.23 | 52.4 | 46.66 | 49.81 | 52.4 | 46.66 | 49.81 | 52.4 | 46.66 | 52.43 | 52.4 | 46.66 | 54.78 | 47.66 | 44.8 | 53.69 | 51.88 | 45.7 | 49.81 | 52.4 | 46.17
4599 | 39.07 | 44.03 | 35.5 | 39.07 | 44.03 | 35.5 | 39.07 | 44.03 | 35.5 | 39.07 | 44.03 | 35.5 | 39.07 | 44.03 | 35.5 | 39.18 | 44.03 | 35.5 | 39.07 | 44.03 | 35.5 | 39.07 | 44.03 | 35.86 | 39.07 | 44.03 | 35.5 | 39.57 | 43.59 | 34.42 | 39.46 | 44.48 | 35.14 | 39.07 | 44.03 | 35.5 | 49.66 | 52.25 | 46.66 | 49.66 | 52.25 | 46.66 | 49.66 | 52.25 | 46.66 | 49.66 | 52.25 | 46.66 | 52.28 | 52.25 | 46.66 | 53.68 | 52.25 | 46.66 | 49.66 | 52.25 | 46.66 | 49.66 | 52.25 | 46.66 | 52.28 | 52.25 | 46.66 | 54.22 | 47.66 | 44.8 | 54.78 | 52.77 | 46.2 | 49.66 | 52.25 | 46.66
4600 | 38.93 | 43.9 | 36.36 | 38.93 | 43.9 | 36.36 | 38.93 | 43.9 | 36.36 | 38.93 | 43.9 | 36.36 | 38.93 | 43.9 | 36.23 | 39.64 | 43.9 | 36.23 | 38.93 | 43.9 | 36.36 | 38.93 | 43.9 | 36.36 | 38.93 | 43.9 | 36.23 | 39.7 | 43.45 | 34.09 | 40.51 | 44.34 | 36 | 38.93 | 43.9 | 36.36 | 49.52 | 52.11 | 48.5 | 49.52 | 52.11 | 48.5 | 49.52 | 52.11 | 48.5 | 49.52 | 52.11 | 48.5 | 52.14 | 52.11 | 48.5 | 55.1 | 52.11 | 48.5 | 49.52 | 52.11 | 48.5 | 49.52 | 52.11 | 48.5 | 52.14 | 52.11 | 48.5 | 55.66 | 47.66 | 44.8 | 56.79 | 52.63 | 48.35 | 49.52 | 52.11 | 48.5
4601 | 38.94 | 43.91 | 36.38 | 38.94 | 43.91 | 36.38 | 38.94 | 43.91 | 36.38 | 38.94 | 43.91 | 36.38 | 38.94 | 43.91 | 36.38 | 39.65 | 44.36 | 36.38 | 38.94 | 43.91 | 36.38 | 38.94 | 43.91 | 36.38 | 38.94 | 43.91 | 36.38 | 48.97 | 43.92 | 35.49 | 49.97 | 44.36 | 36.74 | 38.94 | 43.91 | 36.38 | 49.53 | 52.12 | 48.51 | 49.53 | 52.12 | 48.51 | 49.53 | 52.12 | 48.51 | 49.53 | 52.12 | 48.51 | 52.16 | 52.12 | 48.51 | 55.11 | 52.12 | 48.51 | 49.53 | 52.12 | 48.51 | 49.53 | 52.12 | 48.51 | 52.16 | 52.12 | 48.51 | 65.35 | 51.6 | 47.16 | 65.35 | 52.65 | 49 | 49.53 | 52.12 | 48.51
4602 | 38.93 | 43.89 | 36.36 | 38.93 | 43.89 | 36.36 | 38.93 | 43.89 | 36.36 | 38.93 | 43.89 | 36.36 | 38.93 | 44.57 | 36.36 | 39.63 | 45.55 | 36.36 | 38.93 | 43.89 | 36.36 | 38.93 | 43.89 | 36.36 | 38.93 | 44.57 | 36.36 | 48.95 | 45.1 | 35.49 | 49.95 | 46.02 | 36.72 | 38.93 | 43.89 | 36.36 | 49.51 | 52.1 | 48.49 | 49.51 | 52.1 | 48.49 | 49.51 | 52.1 | 48.49 | 49.51 | 52.1 | 48.49 | 52.14 | 52.1 | 48.49 | 55.09 | 52.1 | 48.49 | 49.51 | 52.1 | 48.49 | 49.51 | 52.1 | 48.49 | 52.14 | 52.1 | 48.49 | 67.98 | 51.58 | 44.8 | 69.36 | 80.38 | 48.98 | 49.51 | 52.1 | 48.49
4603 | 38.77 | 43.74 | 36.21 | 38.77 | 43.74 | 36.21 | 38.77 | 43.74 | 36.21 | 38.77 | 43.74 | 36.21 | 38.77 | 44.42 | 36.21 | 39.48 | 46.27 | 36.21 | 38.77 | 43.74 | 36.21 | 38.77 | 43.74 | 36.21 | 38.77 | 44.42 | 36.21 | 50 | 45.81 | 35.49 | 51.02 | 46.74 | 36.57 | 38.77 | 43.74 | 36.21 | 49.36 | 51.95 | 48.34 | 49.36 | 51.95 | 48.34 | 49.36 | 51.95 | 48.34 | 49.36 | 51.95 | 48.34 | 51.99 | 52.06 | 48.34 | 54.94 | 52.06 | 48.34 | 49.36 | 51.95 | 48.34 | 49.36 | 51.95 | 48.34 | 51.99 | 52.06 | 48.34 | 69.36 | 52.48 | 44.8 | 69.36 | 89.81 | 48.83 | 49.36 | 51.95 | 48.34
4604 | 38.57 | 43.54 | 36 | 38.57 | 43.54 | 36 | 38.57 | 43.54 | 36 | 38.57 | 43.54 | 36 | 38.57 | 45.93 | 36 | 39.28 | 46.08 | 36 | 38.57 | 43.54 | 36 | 38.57 | 43.54 | 36 | 38.57 | 45.93 | 36 | 51.55 | 46.55 | 35.64 | 51.55 | 47.5 | 36.37 | 38.57 | 43.54 | 36 | 49.16 | 51.75 | 48.14 | 49.16 | 51.75 | 48.14 | 49.16 | 51.75 | 48.14 | 49.16 | 51.75 | 48.14 | 51.78 | 51.75 | 48.14 | 54.74 | 51.85 | 48.14 | 49.16 | 51.75 | 48.14 | 49.16 | 51.75 | 48.14 | 51.78 | 51.75 | 48.14 | 69.36 | 52.38 | 47.16 | 69.36 | 53.45 | 48.62 | 49.16 | 51.75 | 48.14
4605 | 38.42 | 43.39 | 35.85 | 38.42 | 43.39 | 35.85 | 38.42 | 43.39 | 35.85 | 38.42 | 43.39 | 35.85 | 38.42 | 45.78 | 35.85 | 39.13 | 45.93 | 35.85 | 38.42 | 43.39 | 35.85 | 38.42 | 43.39 | 35.85 | 38.42 | 45.78 | 35.85 | 48.67 | 45.93 | 35.49 | 48.67 | 45.94 | 36.21 | 38.42 | 43.39 | 35.85 | 49.01 | 51.6 | 47.99 | 49.01 | 51.6 | 47.99 | 49.01 | 51.6 | 47.99 | 49.01 | 51.6 | 47.99 | 49.01 | 51.6 | 47.99 | 54.59 | 51.7 | 47.99 | 49.01 | 51.6 | 47.99 | 49.01 | 51.6 | 47.99 | 49.01 | 51.6 | 47.99 | 68.67 | 52.12 | 47.5 | 68.67 | 53.18 | 48.47 | 49.01 | 51.6 | 47.99
4606 | 38.44 | 43.41 | 35.87 | 38.44 | 43.41 | 35.87 | 38.44 | 43.41 | 35.87 | 38.44 | 43.41 | 35.87 | 38.44 | 45.8 | 35.87 | 39.15 | 45.95 | 35.87 | 38.44 | 43.41 | 35.87 | 38.44 | 43.41 | 35.87 | 38.44 | 45.8 | 35.87 | 44.87 | 45.93 | 35.49 | 44.87 | 45.93 | 36.24 | 38.44 | 43.41 | 35.87 | 49.03 | 51.62 | 48.01 | 49.03 | 51.62 | 48.01 | 49.03 | 51.62 | 48.01 | 49.03 | 51.62 | 48.01 | 49.03 | 51.62 | 48.01 | 54.61 | 51.73 | 48.01 | 49.03 | 51.62 | 48.01 | 49.03 | 51.62 | 48.01 | 49.03 | 51.62 | 48.01 | 59.81 | 51.62 | 46.21 | 59.81 | 52.67 | 48.49 | 49.03 | 51.62 | 48.01
4607 | 38.05 | 43.01 | 35.48 | 38.05 | 43.01 | 35.48 | 38.05 | 43.01 | 35.48 | 38.05 | 43.01 | 35.48 | 38.05 | 43.01 | 35.48 | 38.75 | 44.14 | 35.48 | 38.05 | 43.01 | 35.48 | 38.05 | 43.01 | 35.48 | 38.05 | 43.01 | 35.48 | 41.59 | 43.7 | 35.12 | 40.76 | 43.45 | 35.84 | 38.05 | 43.01 | 35.48 | 48.64 | 51.22 | 47.61 | 48.64 | 51.22 | 47.61 | 48.64 | 51.22 | 47.61 | 48.64 | 51.22 | 47.61 | 48.64 | 51.22 | 47.61 | 54.22 | 51.22 | 47.61 | 48.64 | 51.22 | 47.61 | 48.64 | 51.22 | 47.61 | 48.64 | 51.22 | 47.61 | 58.02 | 50.71 | 44.8 | 58.02 | 51.75 | 48.09 | 48.64 | 51.22 | 47.61
4608 | 37.94 | 42.91 | 35.37 | 37.94 | 42.91 | 35.37 | 37.94 | 42.91 | 35.37 | 37.94 | 42.91 | 35.37 | 37.94 | 42.91 | 35.37 | 38.4 | 43.29 | 35.37 | 37.94 | 42.91 | 35.37 | 37.94 | 42.91 | 35.37 | 37.94 | 42.91 | 35.37 | 38.78 | 42.86 | 35.01 | 38.32 | 43.34 | 35.73 | 37.94 | 42.91 | 35.37 | 48.53 | 51.12 | 47.51 | 48.53 | 51.12 | 47.51 | 48.53 | 51.12 | 47.51 | 48.53 | 51.12 | 47.51 | 48.53 | 51.12 | 47.51 | 54.11 | 51.12 | 47.51 | 48.53 | 51.12 | 47.51 | 48.53 | 51.12 | 47.51 | 48.53 | 51.12 | 47.51 | 54.77 | 50.61 | 44.8 | 55.34 | 51.64 | 47.99 | 48.53 | 51.12 | 47.51
4609 | 36.96 | 42.41 | 34.88 | 36.96 | 42.41 | 34.88 | 36.96 | 42.41 | 34.88 | 36.96 | 42.41 | 34.88 | 36.96 | 42.41 | 34.88 | 36.96 | 42.84 | 34.88 | 36.96 | 42.41 | 34.88 | 36.96 | 42.41 | 34.88 | 36.96 | 42.41 | 34.88 | 37.33 | 42.41 | 34.53 | 37.33 | 42.84 | 35.23 | 36.96 | 42.41 | 34.88 | 48.03 | 50.62 | 47.01 | 48.03 | 50.62 | 47.01 | 48.03 | 50.62 | 47.01 | 48.03 | 50.62 | 47.01 | 48.03 | 50.62 | 47.01 | 51.81 | 50.62 | 47.01 | 48.03 | 50.62 | 47.01 | 48.03 | 50.62 | 47.01 | 48.03 | 50.62 | 47.01 | 52.33 | 50.12 | 44.8 | 52.33 | 51.14 | 47.49 | 48.03 | 50.62 | 47.01
4610 | 36.56 | 41.53 | 34.53 | 36.56 | 41.53 | 34.53 | 36.56 | 41.53 | 34.53 | 36.56 | 41.53 | 34.53 | 36.56 | 41.53 | 34.53 | 36.56 | 41.53 | 34.53 | 36.56 | 41.53 | 34.53 | 36.56 | 41.53 | 34.53 | 36.56 | 41.53 | 34.53 | 36.93 | 41.12 | 34.18 | 37.32 | 41.95 | 34.87 | 36.56 | 41.53 | 34.53 | 47.68 | 50.27 | 46.66 | 47.68 | 50.27 | 46.66 | 47.68 | 50.27 | 46.66 | 47.68 | 50.27 | 46.66 | 47.68 | 50.27 | 46.66 | 50.25 | 50.27 | 46.66 | 47.68 | 50.27 | 46.66 | 47.68 | 50.27 | 46.66 | 47.68 | 50.27 | 46.66 | 50.76 | 49.53 | 44.8 | 51.29 | 50.78 | 47.13 | 47.68 | 50.27 | 46.66
4611 | 36.56 | 41.53 | 34.34 | 36.56 | 41.53 | 34.34 | 36.56 | 41.53 | 34.34 | 36.56 | 41.53 | 34.34 | 36.56 | 41.53 | 34.34 | 36.56 | 41.53 | 34.34 | 36.56 | 41.53 | 34.34 | 36.56 | 41.53 | 34.34 | 36.56 | 41.53 | 34.34 | 36.68 | 41.12 | 33.99 | 37.32 | 41.95 | 34.68 | 36.56 | 41.53 | 34.34 | 47.49 | 50.08 | 46.47 | 47.49 | 50.08 | 46.47 | 47.49 | 50.08 | 46.47 | 47.49 | 50.08 | 46.47 | 47.49 | 50.08 | 46.27 | 50.25 | 50.08 | 46.27 | 47.49 | 50.08 | 46.47 | 47.49 | 50.08 | 46.47 | 47.49 | 50.08 | 46.27 | 50.76 | 47.66 | 44.8 | 51.29 | 50.59 | 46.94 | 47.49 | 50.08 | 46.47
4612 | 36.68 | 41.54 | 34.19 | 36.68 | 41.54 | 34.19 | 36.68 | 41.54 | 34.19 | 36.68 | 41.54 | 34.19 | 36.68 | 41.54 | 34.19 | 36.68 | 41.54 | 34.19 | 36.68 | 41.54 | 34.19 | 36.68 | 41.54 | 34.19 | 36.68 | 41.54 | 34.19 | 36.68 | 41.12 | 33.84 | 37.32 | 41.96 | 34.53 | 36.68 | 41.54 | 34.19 | 47.34 | 49.93 | 46.32 | 47.34 | 49.93 | 46.32 | 47.34 | 49.93 | 46.32 | 47.34 | 49.93 | 46.32 | 47.34 | 49.93 | 45.46 | 51.01 | 49.93 | 45.46 | 47.34 | 49.93 | 46.32 | 47.34 | 49.93 | 46.32 | 47.34 | 49.93 | 45.46 | 51.52 | 47.66 | 44.8 | 51.52 | 50.44 | 46.79 | 47.34 | 49.93 | 46.32
4613 | 37.34 | 42.31 | 34.77 | 37.34 | 42.31 | 34.77 | 37.34 | 42.31 | 34.77 | 37.34 | 42.31 | 34.77 | 37.34 | 42.31 | 34.77 | 38.05 | 43.17 | 34.77 | 37.34 | 42.31 | 34.77 | 37.34 | 42.31 | 34.77 | 37.34 | 42.31 | 34.77 | 38.43 | 42.73 | 34.42 | 39.22 | 43.61 | 35.12 | 37.34 | 42.31 | 34.77 | 47.93 | 50.52 | 46.91 | 47.93 | 50.52 | 46.91 | 47.93 | 50.52 | 46.91 | 47.93 | 50.52 | 46.91 | 47.93 | 50.52 | 45.46 | 53.51 | 50.52 | 45.46 | 47.93 | 50.52 | 46.91 | 47.93 | 50.52 | 46.91 | 47.93 | 50.52 | 45.46 | 54.78 | 50.01 | 44.8 | 55.89 | 54.46 | 48.06 | 47.93 | 50.52 | 47.83
4614 | 38.14 | 43.11 | 35.58 | 38.14 | 43.11 | 35.58 | 38.14 | 43.11 | 35.58 | 38.14 | 43.11 | 35.58 | 38.14 | 43.11 | 34.78 | 38.85 | 43.24 | 34.78 | 38.14 | 43.11 | 35.58 | 38.14 | 43.11 | 35.58 | 38.14 | 43.11 | 34.78 | 47.52 | 42.81 | 34.42 | 48.49 | 43.68 | 35.49 | 38.14 | 43.11 | 35.58 | 48.73 | 51.32 | 47.71 | 48.73 | 51.32 | 47.71 | 48.73 | 51.32 | 47.71 | 48.73 | 51.32 | 47.71 | 48.73 | 51.32 | 46.68 | 54.31 | 51.32 | 46.68 | 48.73 | 51.32 | 47.71 | 48.73 | 51.32 | 47.71 | 48.73 | 51.32 | 46.68 | 67.92 | 50.81 | 44.8 | 69.3 | 52.83 | 48.19 | 48.73 | 51.32 | 47.83
4615 | 38.75 | 43.72 | 36.18 | 38.75 | 43.72 | 36.18 | 38.75 | 43.72 | 36.18 | 38.75 | 43.72 | 36.18 | 38.75 | 43.72 | 34.77 | 39.46 | 43.72 | 34.77 | 38.75 | 43.72 | 36.18 | 38.75 | 43.72 | 36.18 | 38.75 | 43.72 | 34.77 | 50.43 | 43.28 | 34.42 | 50.43 | 44.16 | 35.82 | 38.75 | 43.72 | 36.18 | 49.34 | 51.93 | 48.32 | 49.34 | 51.93 | 48.32 | 49.34 | 51.93 | 48.32 | 49.34 | 51.93 | 48.32 | 51.96 | 49.99 | 46.66 | 54.92 | 49.99 | 46.66 | 49.34 | 51.93 | 48.32 | 49.34 | 51.93 | 48.32 | 51.96 | 49.99 | 46.66 | 69.3 | 47.89 | 44.8 | 69.3 | 52.06 | 47.83 | 49.34 | 51.93 | 48.32
4616 | 38.99 | 42.91 | 36.43 | 38.99 | 42.91 | 36.43 | 38.99 | 42.91 | 36.43 | 38.99 | 42.91 | 36.43 | 38.99 | 41.62 | 31.93 | 39.7 | 41.62 | 31.93 | 38.99 | 42.91 | 36.43 | 38.99 | 42.91 | 36.43 | 38.99 | 41.62 | 31.93 | 45.62 | 41.2 | 31.62 | 44.71 | 42.04 | 32.59 | 38.99 | 42.91 | 36.43 | 49.58 | 52.17 | 48.56 | 49.58 | 52.17 | 48.56 | 49.58 | 52.17 | 48.56 | 49.58 | 52.17 | 48.56 | 52.21 | 49 | 46.34 | 55.16 | 49 | 46.34 | 49.58 | 52.17 | 48.56 | 49.58 | 52.17 | 48.56 | 52.21 | 49 | 46.34 | 65.92 | 47.66 | 43.6 | 64.61 | 51.65 | 48.07 | 49.58 | 52.17 | 48.56
4617 | 39.13 | 37.64 | 36.56 | 39.13 | 37.64 | 36.56 | 39.13 | 37.64 | 36.56 | 39.13 | 37.64 | 36.56 | 39.13 | 30.8 | 12.71 | 39.83 | 30.8 | 12.71 | 39.13 | 37.64 | 36.56 | 39.13 | 37.64 | 36.56 | 39.13 | 30.8 | 12.71 | 40.39 | 29.88 | 12.33 | 39.58 | 30.49 | 12.59 | 39.13 | 37.64 | 36.56 | 49.72 | 49.63 | 48.69 | 49.72 | 49.63 | 48.69 | 49.72 | 49.63 | 48.69 | 49.72 | 49.63 | 48.69 | 52.34 | 38.41 | 45.29 | 55.3 | 38.41 | 45.29 | 49.72 | 49.63 | 48.69 | 49.72 | 49.63 | 48.69 | 52.34 | 38.41 | 45.29 | 56.46 | 38.02 | 43.6 | 55.33 | 47.66 | 46.23 | 49.72 | 49.63 | 48.69
4618 | 39.23 | 37.75 | 36.66 | 39.23 | 37.75 | 36.66 | 39.23 | 37.75 | 36.66 | 39.23 | 37.75 | 36.66 | 39.23 | 0 | 0 | 39.94 | 0 | 0 | 39.23 | 37.75 | 36.66 | 39.23 | 37.75 | 36.66 | 39.23 | 0 | 0 | 40.34 | 0 | 0 | 39.63 | 0 | 0 | 39.23 | 37.75 | 36.66 | 49.82 | 49.63 | 48.8 | 49.82 | 49.63 | 48.8 | 49.82 | 49.63 | 48.8 | 49.82 | 49.63 | 48.8 | 52.44 | 0 | 36.45 | 54.96 | 0 | 36.45 | 49.82 | 49.63 | 48.8 | 49.82 | 49.63 | 48.8 | 52.44 | 0 | 36.45 | 54.96 | 0 | 36.08 | 53.86 | 47.66 | 44.8 | 49.82 | 49.63 | 48.8
4619 | 39.24 | 25.6 | 36.67 | 39.24 | 25.6 | 36.67 | 39.24 | 25.6 | 36.67 | 39.24 | 25.6 | 36.67 | 39.24 | 0 | 0 | 39.24 | 0 | 0 | 39.24 | 25.6 | 36.67 | 39.24 | 25.6 | 36.67 | 39.24 | 0 | 0 | 39.58 | 0 | 0 | 39.58 | 0 | 0 | 39.24 | 25.6 | 36.67 | 49.83 | 49.44 | 47.34 | 49.83 | 49.44 | 47.34 | 49.83 | 49.44 | 47.34 | 49.83 | 49.44 | 47.34 | 52.45 | 0 | 34.24 | 52.45 | 0 | 34.24 | 49.83 | 49.44 | 47.34 | 49.83 | 49.44 | 47.34 | 52.45 | 0 | 34.24 | 51.93 | 0 | 33.22 | 50.89 | 47.66 | 44.8 | 49.83 | 49.44 | 47.34
4620 | 39.19 | 10.35 | 36.62 | 39.19 | 10.35 | 36.62 | 39.19 | 10.35 | 36.62 | 39.19 | 10.35 | 36.62 | 39.19 | 0 | 0 | 39.19 | 0 | 0 | 39.19 | 10.35 | 36.62 | 39.19 | 10.35 | 36.62 | 39.19 | 0 | 0 | 38.4 | 0 | 0 | 38.8 | 0 | 0 | 39.19 | 10.35 | 36.62 | 49.78 | 49.44 | 46.9 | 49.78 | 49.44 | 46.9 | 49.78 | 49.44 | 46.9 | 49.78 | 49.44 | 46.9 | 49.78 | 0 | 0 | 49.78 | 0 | 0 | 49.78 | 49.44 | 46.9 | 49.78 | 49.44 | 46.9 | 49.78 | 0 | 0 | 49.28 | 0 | 0 | 49.28 | 47.66 | 44.8 | 49.78 | 49.44 | 47.83
4621 | 39.15 | 10.34 | 36.58 | 39.15 | 10.34 | 36.58 | 39.15 | 10.34 | 36.58 | 39.15 | 10.34 | 36.58 | 39.15 | 0 | 0 | 39.15 | 0 | 0 | 39.15 | 10.34 | 36.58 | 39.15 | 10.34 | 36.58 | 39.15 | 0 | 0 | 37.6 | 0 | 0 | 38.76 | 0 | 0 | 39.15 | 10.34 | 36.58 | 49.74 | 49.31 | 46.17 | 49.74 | 49.31 | 46.17 | 49.74 | 49.31 | 46.17 | 49.74 | 49.31 | 46.17 | 49.74 | 0 | 0 | 49.74 | 0 | 0 | 49.74 | 49.31 | 46.17 | 49.74 | 49.31 | 46.17 | 49.74 | 0 | 0 | 48.73 | 0 | 0 | 49.24 | 48.81 | 44.8 | 49.74 | 49.31 | 46.17
4622 | 39.07 | 23.08 | 36.51 | 39.07 | 23.08 | 36.51 | 39.07 | 23.08 | 36.51 | 39.07 | 23.08 | 36.51 | 39.07 | 0 | 0 | 39.07 | 0 | 0 | 39.07 | 23.08 | 36.51 | 39.07 | 23.08 | 36.51 | 39.07 | 0 | 0 | 37.32 | 0 | 0 | 38.68 | 0 | 34.42 | 39.07 | 23.08 | 36.51 | 49.66 | 49.62 | 47.34 | 49.66 | 49.62 | 47.34 | 49.66 | 49.62 | 47.34 | 49.66 | 49.62 | 47.34 | 49.66 | 0 | 0 | 49.66 | 0 | 0 | 49.66 | 49.62 | 47.34 | 49.66 | 49.62 | 47.34 | 49.66 | 0 | 0 | 48.66 | 0 | 0 | 49.17 | 49.13 | 46.86 | 49.66 | 49.62 | 47.83
4623 | 38.99 | 10.34 | 36.42 | 38.99 | 10.34 | 36.42 | 38.99 | 10.34 | 36.42 | 38.99 | 10.34 | 36.42 | 38.99 | 0 | 0 | 38.99 | 0 | 0 | 38.99 | 10.34 | 36.42 | 38.99 | 10.34 | 36.42 | 38.99 | 0 | 0 | 37.32 | 0 | 0 | 38.6 | 10.23 | 34.42 | 38.99 | 10.34 | 36.42 | 49.58 | 49.63 | 48.56 | 49.58 | 49.63 | 48.56 | 49.58 | 49.63 | 48.56 | 49.58 | 49.63 | 48.56 | 49.58 | 0 | 0 | 49.58 | 0 | 0 | 49.58 | 49.62 | 48.56 | 49.58 | 49.63 | 48.56 | 49.58 | 0 | 0 | 48.66 | 0 | 0 | 49.65 | 49.13 | 48.07 | 49.58 | 49.63 | 48.56
4624 | 38.91 | 37.43 | 36.34 | 38.91 | 37.43 | 36.34 | 38.91 | 37.43 | 36.34 | 38.91 | 37.43 | 36.34 | 38.91 | 0 | 0 | 38.91 | 0 | 0 | 38.91 | 37.43 | 36.34 | 38.91 | 37.43 | 36.34 | 38.91 | 0 | 0 | 38.52 | 0 | 0 | 39.3 | 37.05 | 35.98 | 38.91 | 37.43 | 36.34 | 49.5 | 50.17 | 48.47 | 49.5 | 50.17 | 48.47 | 49.5 | 50.17 | 48.47 | 49.5 | 50.17 | 48.47 | 50 | 0 | 37.37 | 50 | 0 | 37.37 | 49.5 | 50.17 | 48.47 | 49.5 | 50.17 | 48.47 | 50 | 0 | 37.37 | 50 | 0 | 36.25 | 50 | 49.67 | 47.99 | 49.5 | 50.17 | 48.47
4625 | 38.96 | 31.11 | 36.39 | 38.96 | 31.11 | 36.39 | 38.96 | 31.11 | 36.39 | 38.96 | 31.11 | 36.39 | 38.96 | 30.18 | 25.86 | 39.67 | 30.18 | 25.86 | 38.96 | 31.11 | 36.39 | 38.96 | 31.12 | 36.39 | 38.96 | 30.18 | 25.86 | 39.58 | 29.88 | 25.08 | 39.35 | 30.8 | 36.03 | 38.96 | 31.12 | 36.39 | 49.55 | 51.19 | 48.52 | 49.55 | 51.19 | 48.52 | 49.55 | 51.19 | 48.52 | 49.55 | 51.19 | 48.52 | 52.17 | 39.06 | 46.21 | 55.13 | 39.06 | 46.21 | 49.55 | 51.19 | 48.52 | 49.55 | 51.19 | 48.52 | 52.17 | 39.06 | 46.21 | 55.68 | 37.51 | 43.99 | 54.78 | 50.68 | 49.01 | 49.55 | 51.19 | 48.52
4626 | 38.91 | 42.05 | 36.34 | 38.91 | 42.05 | 36.34 | 38.91 | 42.05 | 36.34 | 38.91 | 42.05 | 36.34 | 38.91 | 41 | 35.3 | 39.62 | 41 | 35.3 | 38.91 | 42.05 | 36.34 | 38.91 | 42.05 | 36.34 | 38.91 | 41 | 35.3 | 40.02 | 40.38 | 33.9 | 39.31 | 41.62 | 35.98 | 38.91 | 42.05 | 36.34 | 49.5 | 52.08 | 48.48 | 49.5 | 52.08 | 48.48 | 49.5 | 52.08 | 48.48 | 49.5 | 52.08 | 48.48 | 52.12 | 49 | 46.68 | 55.08 | 49 | 46.68 | 49.5 | 52.08 | 48.48 | 49.5 | 52.08 | 48.48 | 52.12 | 49 | 46.68 | 57.56 | 47.66 | 44.38 | 56.41 | 52.6 | 48.97 | 49.5 | 52.08 | 48.48
4627 | 38.81 | 42.05 | 36.24 | 38.81 | 42.05 | 36.24 | 38.81 | 42.05 | 36.24 | 38.81 | 42.05 | 36.24 | 38.81 | 42.05 | 35.49 | 39.51 | 42.05 | 35.49 | 38.81 | 42.05 | 36.24 | 38.81 | 42.05 | 36.24 | 38.81 | 42.05 | 35.49 | 45.17 | 40.88 | 34.42 | 44.26 | 41.71 | 35.88 | 38.81 | 42.05 | 36.24 | 49.39 | 51.98 | 48.37 | 49.39 | 51.98 | 48.37 | 49.39 | 51.98 | 48.37 | 49.39 | 51.98 | 48.37 | 52.02 | 50.52 | 46.68 | 54.97 | 50.52 | 46.68 | 49.39 | 51.98 | 48.37 | 49.39 | 51.98 | 48.37 | 52.02 | 50.52 | 46.68 | 58.87 | 47.66 | 44.38 | 57.69 | 52.51 | 48.86 | 49.39 | 51.98 | 48.37
4628 | 38.61 | 42.05 | 36.04 | 38.61 | 42.05 | 36.04 | 38.61 | 42.05 | 36.04 | 38.61 | 42.05 | 36.04 | 38.61 | 42.05 | 35.84 | 39.32 | 42.05 | 35.84 | 38.61 | 42.05 | 36.04 | 38.61 | 42.05 | 36.04 | 38.61 | 42.05 | 35.84 | 44.71 | 40.88 | 34.42 | 43.82 | 42.47 | 36.2 | 38.61 | 42.05 | 36.04 | 49.2 | 51.79 | 48.18 | 49.2 | 51.79 | 48.18 | 49.2 | 51.79 | 48.18 | 49.2 | 51.79 | 48.18 | 51.82 | 51.79 | 47.77 | 54.78 | 51.79 | 46.68 | 49.2 | 51.79 | 48.18 | 49.2 | 51.79 | 48.18 | 51.82 | 51.79 | 47.77 | 58.15 | 49.01 | 44.8 | 58.15 | 52.31 | 48.67 | 49.2 | 51.79 | 48.18
4629 | 38.46 | 41.19 | 35.3 | 38.46 | 41.19 | 35.3 | 38.46 | 41.19 | 35.3 | 38.46 | 41.19 | 35.3 | 38.46 | 41.19 | 35.3 | 39.17 | 41.19 | 35.3 | 38.46 | 41.19 | 35.3 | 38.46 | 41.19 | 35.3 | 38.46 | 41.19 | 35.3 | 43.82 | 40.77 | 34.42 | 42.95 | 41.6 | 35.65 | 38.46 | 41.19 | 35.3 | 49.05 | 51.45 | 48.03 | 49.05 | 51.45 | 48.03 | 49.05 | 51.45 | 48.03 | 49.05 | 51.45 | 48.03 | 51.67 | 51.45 | 48.03 | 54.63 | 51.45 | 46.68 | 49.05 | 51.45 | 48.03 | 49.05 | 51.45 | 48.03 | 51.67 | 51.45 | 48.03 | 57.03 | 49.91 | 44.8 | 57.03 | 51.97 | 48.61 | 49.05 | 51.45 | 48.03
4630 | 38.51 | 39.97 | 35.3 | 38.51 | 39.97 | 35.3 | 38.51 | 39.97 | 35.3 | 38.51 | 39.97 | 35.3 | 38.51 | 41.18 | 35.3 | 39.22 | 41.18 | 35.3 | 38.51 | 41.18 | 35.3 | 38.51 | 41.18 | 35.3 | 38.51 | 41.18 | 35.3 | 39.69 | 40.38 | 34.42 | 38.9 | 40.38 | 35.12 | 38.51 | 39.97 | 35.3 | 49.1 | 50.41 | 47.59 | 49.1 | 50.41 | 47.59 | 49.1 | 50.41 | 47.59 | 49.1 | 50.41 | 47.59 | 49.1 | 50.41 | 47.59 | 54.68 | 50.41 | 46.68 | 49.1 | 50.41 | 47.59 | 49.1 | 50.41 | 47.59 | 49.1 | 50.41 | 47.59 | 55.89 | 49.91 | 44.8 | 54.78 | 50.93 | 48.07 | 49.1 | 50.41 | 47.59
4631 | 37.64 | 39.26 | 35.12 | 37.64 | 39.26 | 35.12 | 37.64 | 39.26 | 35.12 | 37.64 | 39.26 | 35.12 | 37.64 | 40.47 | 35.12 | 38.85 | 40.47 | 35.12 | 37.64 | 40.47 | 35.12 | 37.64 | 40.47 | 35.12 | 37.64 | 40.47 | 35.12 | 38.8 | 40.07 | 34.42 | 38.02 | 40.07 | 35.12 | 37.64 | 39.26 | 35.12 | 48.73 | 49.01 | 47.7 | 48.73 | 49.01 | 47.7 | 48.73 | 49.01 | 47.7 | 48.73 | 49.01 | 47.7 | 48.73 | 49.01 | 47.7 | 54.31 | 49.01 | 47.7 | 48.73 | 49.01 | 47.7 | 48.73 | 49.01 | 47.7 | 48.73 | 49.01 | 47.7 | 54.23 | 48.52 | 44.8 | 53.14 | 50.01 | 48.19 | 48.73 | 49.01 | 47.7
4632 | 34.15 | 38.78 | 35.12 | 34.15 | 38.78 | 35.12 | 34.15 | 38.78 | 35.12 | 34.15 | 38.78 | 35.12 | 34.15 | 39.97 | 35.12 | 35.55 | 39.97 | 35.12 | 34.15 | 39.97 | 35.12 | 34.15 | 39.97 | 35.12 | 34.15 | 39.97 | 35.12 | 35.19 | 39.57 | 34.07 | 34.49 | 39.56 | 34.77 | 34.15 | 38.78 | 35.12 | 36.14 | 49.01 | 47.48 | 36.14 | 49.01 | 47.48 | 36.14 | 49.01 | 47.48 | 36.14 | 49.01 | 47.48 | 36.14 | 49.01 | 47.48 | 47.51 | 49.01 | 47.48 | 36.14 | 49.01 | 47.48 | 36.14 | 49.01 | 47.48 | 36.14 | 49.01 | 47.48 | 47.04 | 48.52 | 44.8 | 46.09 | 50.01 | 47.96 | 36.14 | 49.01 | 47.48
4633 | 33.8 | 37.42 | 34.94 | 33.8 | 37.42 | 34.94 | 33.8 | 37.42 | 34.94 | 33.8 | 37.42 | 34.94 | 33.8 | 38.18 | 34.94 | 35.55 | 38.18 | 34.94 | 33.8 | 38.18 | 34.94 | 33.8 | 38.18 | 34.94 | 33.8 | 38.18 | 34.94 | 35.19 | 37.8 | 33.9 | 34.49 | 37.8 | 34.59 | 33.8 | 37.42 | 34.94 | 36.14 | 49.01 | 47.08 | 36.14 | 49.01 | 47.08 | 36.14 | 49.01 | 47.08 | 36.14 | 49.01 | 47.08 | 36.14 | 49.01 | 47.08 | 46.9 | 49.01 | 47.08 | 36.14 | 49.01 | 47.08 | 36.14 | 49.01 | 47.08 | 36.14 | 49.01 | 47.08 | 46.43 | 48.52 | 44.8 | 45.5 | 49.5 | 47.55 | 36.14 | 49.01 | 47.08
4634 | 32.46 | 35.36 | 34.62 | 32.46 | 35.36 | 34.62 | 32.46 | 35.36 | 34.62 | 32.46 | 35.36 | 34.62 | 32.46 | 35.36 | 34.62 | 33.77 | 35.36 | 34.62 | 32.46 | 35.36 | 34.62 | 32.46 | 35.36 | 34.62 | 32.46 | 35.36 | 34.62 | 33.46 | 35.01 | 33.9 | 32.79 | 35.71 | 34.58 | 32.46 | 35.36 | 34.62 | 36.14 | 48.43 | 46.76 | 36.14 | 48.43 | 46.76 | 36.14 | 48.43 | 46.76 | 36.14 | 48.43 | 46.76 | 36.14 | 48.43 | 46.76 | 46.56 | 48.43 | 46.76 | 36.14 | 48.43 | 46.76 | 36.14 | 48.43 | 46.76 | 36.14 | 48.43 | 46.76 | 46.1 | 47.94 | 44.8 | 45.18 | 48.92 | 47.23 | 36.14 | 48.43 | 46.76
4635 | 33.08 | 34.67 | 34.41 | 33.08 | 34.67 | 34.41 | 33.08 | 34.67 | 34.41 | 33.08 | 34.67 | 34.41 | 33.08 | 34.67 | 34.41 | 33.77 | 34.67 | 34.41 | 33.08 | 34.67 | 34.41 | 33.08 | 34.67 | 34.41 | 33.08 | 34.67 | 34.41 | 33.77 | 34.32 | 33.9 | 33.42 | 35.02 | 34.58 | 33.08 | 34.67 | 34.41 | 44.72 | 48.43 | 46.54 | 44.72 | 48.43 | 46.54 | 44.72 | 48.43 | 46.54 | 44.72 | 48.43 | 46.54 | 44.72 | 48.43 | 46.54 | 46.1 | 48.43 | 46.54 | 44.72 | 48.43 | 46.54 | 44.72 | 48.43 | 46.54 | 44.72 | 48.43 | 46.54 | 46.1 | 47.66 | 44.8 | 45.18 | 48.63 | 47.01 | 44.72 | 48.43 | 46.54
4636 | 35.18 | 35.36 | 34.27 | 35.18 | 35.36 | 34.27 | 35.18 | 35.36 | 34.27 | 35.18 | 35.36 | 34.27 | 35.18 | 35.36 | 34.27 | 35.19 | 35.36 | 34.27 | 35.18 | 35.36 | 34.27 | 35.18 | 35.36 | 34.27 | 35.18 | 35.36 | 34.27 | 35.19 | 35 | 33.9 | 35.54 | 35.58 | 34.58 | 35.18 | 35.36 | 34.27 | 45.49 | 48.43 | 46.4 | 45.49 | 48.43 | 46.4 | 45.49 | 48.43 | 46.4 | 45.49 | 48.43 | 46.4 | 45.49 | 48.43 | 46.4 | 46.43 | 48.43 | 46.4 | 45.49 | 48.43 | 46.4 | 45.49 | 48.43 | 46.4 | 45.49 | 48.43 | 46.4 | 46.43 | 47.66 | 44.8 | 45.95 | 48.63 | 46.87 | 45.49 | 48.43 | 46.4
4637 | 37.47 | 40.79 | 34.9 | 37.47 | 40.79 | 34.9 | 37.47 | 40.79 | 34.9 | 37.47 | 40.79 | 34.9 | 37.47 | 40.79 | 34.9 | 37.47 | 40.79 | 34.9 | 37.47 | 40.79 | 34.9 | 37.47 | 40.79 | 34.9 | 37.47 | 40.79 | 34.9 | 37.34 | 40.38 | 33.9 | 37.85 | 41.2 | 34.58 | 37.47 | 40.79 | 34.9 | 48.06 | 50.65 | 47.04 | 48.06 | 50.65 | 47.04 | 48.06 | 50.65 | 47.04 | 48.06 | 50.65 | 47.04 | 48.06 | 50.65 | 47.04 | 53.64 | 50.65 | 47.04 | 48.06 | 50.65 | 47.04 | 48.06 | 50.65 | 47.04 | 48.06 | 50.65 | 47.04 | 53.1 | 49.01 | 44.8 | 52.04 | 51.03 | 47.51 | 48.06 | 50.65 | 47.16
4638 | 38.16 | 42.05 | 35.59 | 38.16 | 42.05 | 35.59 | 38.16 | 42.05 | 35.59 | 38.16 | 42.05 | 35.59 | 38.16 | 42.05 | 35.49 | 38.87 | 42.05 | 35.49 | 38.16 | 42.05 | 35.59 | 38.16 | 42.05 | 35.59 | 38.16 | 42.05 | 35.49 | 41.78 | 41.2 | 34.42 | 40.94 | 41.63 | 35.24 | 38.16 | 42.05 | 35.59 | 48.75 | 51.34 | 47.73 | 48.75 | 51.34 | 47.73 | 48.75 | 51.34 | 47.73 | 48.75 | 51.34 | 47.73 | 48.75 | 51.34 | 47.73 | 54.33 | 51.34 | 47.73 | 48.75 | 51.34 | 47.73 | 48.75 | 51.34 | 47.73 | 48.75 | 51.34 | 47.73 | 56.75 | 49.91 | 44.8 | 56.75 | 50.93 | 47.64 | 48.75 | 51.34 | 47.73
4639 | 38.61 | 42.47 | 36.04 | 38.61 | 42.47 | 36.04 | 38.61 | 42.47 | 36.04 | 38.61 | 42.47 | 36.04 | 38.61 | 42.05 | 35.49 | 39.32 | 42.05 | 35.49 | 38.61 | 42.47 | 36.04 | 38.61 | 42.47 | 36.04 | 38.61 | 42.05 | 35.49 | 44.7 | 41.2 | 26.2 | 43.81 | 42.04 | 34.42 | 38.61 | 42.47 | 36.04 | 49.2 | 49.42 | 48.18 | 49.2 | 49.42 | 48.18 | 49.2 | 49.42 | 48.18 | 49.2 | 49.42 | 48.18 | 51.82 | 49.42 | 48.18 | 54.78 | 49.42 | 48.14 | 49.2 | 49.42 | 48.18 | 49.2 | 49.42 | 48.18 | 51.82 | 49.42 | 48.18 | 57.61 | 46.98 | 44.8 | 56.45 | 47.94 | 46.23 | 49.2 | 49.42 | 48.18
4640 | 38.93 | 41.62 | 36.37 | 38.93 | 41.62 | 36.37 | 38.93 | 41.62 | 36.37 | 38.93 | 41.62 | 36.37 | 38.93 | 41.62 | 35.49 | 39.64 | 41.62 | 35.49 | 38.93 | 41.62 | 36.37 | 38.93 | 41.62 | 36.37 | 38.93 | 41.62 | 35.49 | 40.13 | 31.27 | 24.9 | 39.33 | 31.9 | 25.67 | 38.93 | 41.62 | 36.37 | 49.52 | 49.01 | 48.5 | 49.52 | 49.01 | 48.5 | 49.52 | 49.01 | 48.5 | 49.52 | 49.01 | 48.5 | 52.15 | 49.01 | 48.33 | 55.1 | 49.01 | 46.66 | 49.52 | 49.01 | 48.5 | 49.52 | 49.01 | 48.5 | 52.15 | 49.01 | 48.33 | 55.66 | 40.34 | 43.9 | 54.55 | 41.16 | 44.8 | 49.52 | 49.01 | 48.5
4641 | 39.11 | 41.2 | 36.54 | 39.11 | 41.2 | 36.54 | 39.11 | 41.2 | 36.54 | 39.11 | 41.2 | 36.54 | 39.11 | 41.2 | 35.49 | 39.82 | 41.2 | 35.49 | 39.11 | 41.2 | 36.54 | 39.11 | 41.2 | 36.54 | 39.11 | 41.2 | 35.49 | 40.22 | 31.27 | 22.02 | 39.51 | 31.27 | 22.47 | 39.11 | 41.2 | 36.54 | 49.7 | 48.43 | 48.33 | 49.7 | 48.43 | 48.33 | 49.7 | 48.43 | 48.33 | 49.7 | 48.43 | 46.2 | 52.32 | 48.43 | 48.33 | 55.28 | 48.43 | 46.66 | 49.7 | 48.43 | 48.33 | 49.7 | 48.43 | 48.33 | 52.32 | 48.43 | 48.33 | 55.34 | 38.66 | 43.9 | 54.23 | 39.44 | 44.8 | 49.7 | 48.43 | 48.33
4642 | 39.22 | 40.78 | 36.65 | 39.22 | 40.78 | 36.65 | 39.22 | 40.78 | 36.65 | 39.22 | 40.78 | 36.65 | 39.22 | 40.78 | 34.58 | 39.93 | 40.78 | 34.58 | 39.22 | 40.78 | 36.65 | 39.22 | 40.78 | 36.65 | 39.22 | 40.78 | 34.58 | 40.43 | 39.17 | 25.42 | 39.62 | 39.96 | 25.94 | 39.22 | 40.78 | 36.65 | 49.81 | 48.64 | 47.36 | 49.81 | 48.64 | 47.36 | 49.81 | 48.64 | 47.36 | 49.81 | 48.64 | 46.68 | 52.43 | 48.64 | 47.16 | 55.39 | 48.64 | 47.16 | 49.81 | 48.64 | 47.36 | 49.81 | 48.64 | 47.36 | 52.43 | 48.64 | 47.16 | 62.1 | 46.71 | 44.8 | 60.86 | 47.66 | 44.8 | 49.81 | 48.64 | 47.36
4643 | 39.18 | 25.67 | 36.61 | 39.18 | 25.67 | 36.61 | 39.18 | 25.67 | 36.61 | 39.18 | 25.67 | 36.61 | 39.18 | 25.67 | 0 | 39.89 | 25.67 | 0 | 39.18 | 25.67 | 36.61 | 39.18 | 25.67 | 36.61 | 39.18 | 25.67 | 33.4 | 39.49 | 0 | 0 | 39.19 | 0 | 0 | 39.18 | 25.67 | 36.61 | 49.77 | 37.43 | 46.17 | 49.77 | 37.43 | 46.17 | 49.77 | 37.43 | 46.17 | 49.77 | 37.43 | 37.82 | 52.39 | 37.43 | 38.98 | 52.86 | 37.43 | 38.98 | 49.77 | 37.43 | 46.17 | 49.77 | 37.43 | 46.17 | 52.39 | 37.43 | 44.38 | 52.33 | 0 | 36.67 | 50.27 | 0 | 37.05 | 49.77 | 37.43 | 46.17
4644 | 39.09 | 9.55 | 36.52 | 39.09 | 9.55 | 36.52 | 39.09 | 9.55 | 36.52 | 39.09 | 9.55 | 36.52 | 39.09 | 9.55 | 0 | 39.09 | 9.55 | 0 | 39.09 | 9.55 | 36.52 | 39.09 | 9.55 | 36.52 | 39.09 | 9.55 | 33.4 | 35.91 | 0 | 0 | 36.64 | 0 | 0 | 39.09 | 10.33 | 36.52 | 48.35 | 32.09 | 46.17 | 48.35 | 32.09 | 46.17 | 48.35 | 32.09 | 46.17 | 48.35 | 0 | 36.84 | 48.35 | 32.09 | 38.6 | 48.35 | 32.09 | 38.6 | 48.35 | 32.09 | 46.17 | 48.35 | 32.09 | 46.17 | 48.35 | 32.09 | 44.02 | 47.37 | 0 | 35.37 | 47.87 | 0 | 35.73 | 48.35 | 32.09 | 46.17
4645 | 38.93 | 0 | 36.37 | 38.93 | 0 | 36.37 | 38.93 | 0 | 36.37 | 38.93 | 0 | 36.37 | 38.93 | 0 | 0 | 38.93 | 0 | 0 | 38.93 | 0 | 36.37 | 38.93 | 0 | 36.37 | 38.93 | 0 | 26.62 | 35.91 | 0 | 0 | 36.64 | 0 | 0 | 38.93 | 10.33 | 36.37 | 48.35 | 21.26 | 46.17 | 48.35 | 21.26 | 46.17 | 48.35 | 21.26 | 46.17 | 48.35 | 0 | 36.84 | 48.35 | 21.26 | 37.44 | 48.35 | 21.26 | 37.44 | 48.35 | 21.26 | 46.17 | 48.35 | 21.26 | 46.17 | 48.35 | 21.26 | 37.44 | 47.37 | 0 | 35.37 | 47.87 | 0 | 35.49 | 48.35 | 21.26 | 46.17
4646 | 36.65 | 0 | 36.19 | 36.65 | 0 | 36.19 | 36.65 | 0 | 36.19 | 36.65 | 0 | 36.19 | 36.65 | 0 | 0 | 36.65 | 0 | 0 | 36.65 | 0 | 36.19 | 36.65 | 0 | 36.19 | 36.65 | 0 | 26.62 | 35.91 | 0 | 0 | 35.91 | 0 | 0 | 36.65 | 10.33 | 36.19 | 47.85 | 10.33 | 46.17 | 47.85 | 10.33 | 46.17 | 47.85 | 10.33 | 46.17 | 47.85 | 0 | 36.95 | 47.85 | 0 | 36.95 | 47.85 | 0 | 36.95 | 47.85 | 10.33 | 46.17 | 47.85 | 10.33 | 46.17 | 47.85 | 0 | 36.95 | 46.43 | 0 | 35.49 | 47.37 | 0 | 35.49 | 47.85 | 10.33 | 46.17
4647 | 36.65 | 0 | 35.86 | 36.65 | 0 | 35.86 | 36.65 | 0 | 35.86 | 36.65 | 0 | 35.86 | 36.65 | 0 | 0 | 36.65 | 0 | 0 | 36.65 | 0 | 35.86 | 36.65 | 0 | 35.86 | 36.65 | 0 | 24.41 | 35.19 | 0 | 0 | 35.91 | 0 | 0 | 36.65 | 0 | 35.86 | 46.9 | 10.33 | 46.17 | 46.9 | 10.33 | 46.17 | 46.9 | 10.33 | 46.17 | 46.9 | 0 | 37.45 | 46.9 | 0 | 37.45 | 46.9 | 0 | 37.45 | 46.9 | 10.33 | 46.17 | 46.9 | 10.33 | 46.17 | 46.9 | 0 | 37.45 | 46.43 | 0 | 35.97 | 46.43 | 0 | 35.49 | 46.9 | 10.33 | 46.17
4648 | 38.52 | 25.83 | 35.86 | 38.52 | 25.83 | 35.86 | 38.52 | 25.83 | 35.86 | 38.52 | 25.83 | 35.86 | 38.52 | 25.83 | 25.41 | 38.52 | 25.83 | 25.41 | 38.52 | 25.83 | 35.86 | 38.52 | 25.83 | 35.86 | 38.52 | 25.83 | 25.41 | 38.13 | 25 | 24.41 | 38.52 | 25.51 | 24.41 | 38.52 | 25.83 | 35.86 | 49.1 | 38.54 | 46.45 | 49.1 | 38.54 | 46.45 | 49.1 | 38.54 | 46.45 | 49.1 | 38.54 | 46.17 | 49.1 | 38.54 | 46.45 | 49.1 | 38.54 | 46.45 | 49.1 | 38.54 | 46.45 | 49.1 | 38.54 | 46.45 | 49.1 | 38.54 | 46.45 | 48.61 | 36.63 | 43.9 | 49.6 | 37.37 | 43.03 | 49.1 | 38.54 | 46.45
4649 | 38.53 | 37.38 | 35.12 | 38.53 | 37.38 | 35.12 | 38.53 | 37.38 | 35.12 | 38.53 | 37.38 | 35.12 | 38.53 | 37.38 | 33.38 | 39.23 | 37.38 | 33.38 | 38.53 | 37.38 | 35.12 | 38.53 | 37.38 | 35.12 | 38.53 | 37.38 | 33.38 | 38.92 | 31.33 | 33.04 | 38.92 | 31.97 | 33.72 | 38.53 | 37.38 | 35.12 | 49.12 | 48.43 | 47.59 | 49.12 | 48.43 | 47.59 | 49.12 | 48.43 | 47.59 | 49.12 | 48.43 | 47.59 | 51.74 | 48.43 | 47.59 | 52.82 | 48.43 | 47.59 | 49.12 | 48.43 | 47.59 | 49.12 | 48.43 | 47.59 | 51.74 | 48.43 | 47.59 | 52.3 | 46.23 | 44.78 | 49.61 | 47.66 | 44.8 | 49.12 | 48.43 | 47.59
4650 | 38.5 | 37.38 | 35.12 | 38.5 | 37.38 | 35.12 | 38.5 | 37.38 | 35.12 | 38.5 | 37.38 | 35.12 | 38.5 | 37.38 | 34.43 | 39.2 | 37.38 | 34.43 | 38.5 | 37.38 | 35.12 | 38.5 | 37.38 | 35.12 | 38.5 | 37.38 | 34.43 | 39.6 | 36.26 | 34.09 | 38.88 | 37 | 34.42 | 38.5 | 37.38 | 35.12 | 49.08 | 49 | 47.59 | 49.08 | 49 | 47.59 | 49.08 | 49 | 47.59 | 49.08 | 49 | 47.59 | 51.71 | 49 | 47.59 | 54.66 | 49 | 47.59 | 49.08 | 49 | 47.59 | 49.08 | 49 | 47.59 | 51.71 | 49 | 47.59 | 55.22 | 47.19 | 44.78 | 49.58 | 48.51 | 44.8 | 49.08 | 49 | 47.59
4651 | 38.37 | 43.33 | 35.13 | 38.37 | 43.33 | 35.13 | 38.37 | 43.33 | 35.13 | 38.37 | 43.33 | 35.13 | 38.37 | 43.33 | 34.43 | 39.08 | 43.33 | 34.43 | 38.37 | 43.33 | 35.13 | 38.37 | 43.33 | 35.13 | 38.37 | 43.33 | 34.43 | 39.47 | 42.74 | 34.09 | 38.76 | 42.9 | 34.78 | 38.37 | 43.33 | 35.13 | 48.96 | 50.42 | 47.93 | 48.96 | 50.42 | 47.93 | 48.96 | 50.42 | 47.93 | 48.96 | 50.42 | 47.93 | 51.58 | 50.42 | 47.93 | 54.54 | 50.42 | 47.93 | 48.96 | 50.42 | 47.93 | 48.96 | 50.42 | 47.93 | 51.58 | 50.42 | 47.93 | 55.09 | 47.66 | 43.9 | 49.45 | 49.92 | 44.8 | 48.96 | 50.42 | 47.93
4652 | 38.21 | 43.18 | 35.12 | 38.21 | 43.18 | 35.12 | 38.21 | 43.18 | 35.12 | 38.21 | 43.18 | 35.12 | 38.21 | 43.18 | 35.12 | 38.92 | 43.18 | 35.12 | 38.21 | 43.18 | 35.12 | 38.21 | 43.18 | 35.64 | 38.21 | 43.18 | 35.12 | 39.38 | 42.74 | 34.42 | 38.6 | 42.75 | 34.77 | 38.21 | 43.18 | 35.12 | 48.8 | 50.82 | 47.78 | 48.8 | 50.82 | 47.78 | 48.8 | 50.82 | 47.78 | 48.8 | 50.82 | 47.78 | 48.8 | 50.82 | 47.78 | 54.38 | 50.82 | 47.78 | 48.8 | 50.82 | 47.78 | 48.8 | 50.82 | 47.78 | 48.8 | 50.82 | 47.78 | 58.84 | 49.31 | 44.78 | 57.66 | 50.31 | 44.8 | 48.8 | 50.82 | 47.78
4653 | 38.12 | 36.63 | 34.78 | 38.12 | 36.63 | 34.78 | 38.12 | 36.63 | 34.78 | 38.12 | 36.63 | 34.78 | 38.12 | 36.63 | 34.78 | 38.82 | 36.64 | 34.78 | 38.12 | 36.63 | 34.78 | 38.12 | 36.64 | 35.55 | 38.12 | 36.63 | 34.78 | 44.75 | 36.28 | 34.42 | 38.5 | 36.27 | 34.43 | 38.12 | 36.63 | 34.78 | 48.7 | 50.17 | 47.59 | 48.7 | 50.17 | 47.59 | 48.7 | 50.17 | 47.59 | 48.7 | 50.17 | 47.59 | 48.7 | 50.17 | 47.59 | 54.28 | 50.17 | 47.59 | 48.7 | 50.17 | 47.59 | 48.7 | 50.17 | 47.59 | 48.7 | 50.17 | 47.59 | 57.43 | 49.31 | 44.78 | 56.28 | 49.67 | 44.8 | 48.7 | 50.17 | 47.59
4654 | 38.28 | 33 | 34.43 | 38.28 | 33 | 34.43 | 38.28 | 33 | 34.43 | 38.28 | 33 | 34.43 | 38.28 | 33.34 | 34.43 | 38.99 | 33.67 | 34.43 | 38.28 | 33.34 | 34.43 | 38.28 | 33.34 | 34.43 | 38.28 | 33.34 | 34.43 | 43.52 | 33.34 | 34.09 | 42.65 | 33.34 | 34.42 | 38.28 | 33 | 34.43 | 48.87 | 48.44 | 46.45 | 48.87 | 48.44 | 46.45 | 48.87 | 48.44 | 46.45 | 48.87 | 48.44 | 46.45 | 48.87 | 48.44 | 46.45 | 54.45 | 48.44 | 46.45 | 48.87 | 48.44 | 46.45 | 48.87 | 48.44 | 46.45 | 48.87 | 48.44 | 46.45 | 56.28 | 46.99 | 43.9 | 55.15 | 47.95 | 44.8 | 48.87 | 48.44 | 46.45
4655 | 37.98 | 25.68 | 34.07 | 37.98 | 25.68 | 34.07 | 37.98 | 25.68 | 34.07 | 37.98 | 25.68 | 34.07 | 37.98 | 25.94 | 34.07 | 38.69 | 26.2 | 34.07 | 37.98 | 25.94 | 34.07 | 37.98 | 25.94 | 34.07 | 37.98 | 25.94 | 34.07 | 39.08 | 25.94 | 33.73 | 38.37 | 25.94 | 34.42 | 37.98 | 25.68 | 34.07 | 41.5 | 48.14 | 46.17 | 41.5 | 48.14 | 46.17 | 41.5 | 48.14 | 46.17 | 41.5 | 48.14 | 46.17 | 41.5 | 48.14 | 46.17 | 54.15 | 48.14 | 46.17 | 41.5 | 48.14 | 46.45 | 41.5 | 48.14 | 46.45 | 41.5 | 48.14 | 46.17 | 54.22 | 46.23 | 43.9 | 53.13 | 47.66 | 44.8 | 41.5 | 48.14 | 46.17
4656 | 37.37 | 25.42 | 33.89 | 37.37 | 25.42 | 33.89 | 37.37 | 25.42 | 33.89 | 37.37 | 25.42 | 33.89 | 37.37 | 25.42 | 33.89 | 38.51 | 25.94 | 33.89 | 37.37 | 25.42 | 33.89 | 37.37 | 25.42 | 33.89 | 37.37 | 25.42 | 33.89 | 38.52 | 25.68 | 33.55 | 37.75 | 25.68 | 34.23 | 37.37 | 25.42 | 33.89 | 36.14 | 47.18 | 46.17 | 36.14 | 47.18 | 46.17 | 36.14 | 47.18 | 46.17 | 36.14 | 47.18 | 46.17 | 36.14 | 47.18 | 46.17 | 51.34 | 47.18 | 46.17 | 36.14 | 47.18 | 46.45 | 36.14 | 47.18 | 46.45 | 36.14 | 47.18 | 46.17 | 51.34 | 46.71 | 43.9 | 50.31 | 47.66 | 44.8 | 36.14 | 47.18 | 46.17
4657 | 21.17 | 19.06 | 33.55 | 21.17 | 19.06 | 33.55 | 21.17 | 19.06 | 33.55 | 21.17 | 19.06 | 33.55 | 21.17 | 19.65 | 33.55 | 35.88 | 19.85 | 33.55 | 21.17 | 19.65 | 33.55 | 21.17 | 19.65 | 33.55 | 21.17 | 19.65 | 33.55 | 35.89 | 19.65 | 33.21 | 35.17 | 19.25 | 33.89 | 21.17 | 19.06 | 33.55 | 36.14 | 46.69 | 46.17 | 36.14 | 46.69 | 46.17 | 36.14 | 46.69 | 46.17 | 36.14 | 46.69 | 46.17 | 36.14 | 46.69 | 46.17 | 48.12 | 46.69 | 46.17 | 36.14 | 46.69 | 46.17 | 36.14 | 46.69 | 46.45 | 36.14 | 46.69 | 46.17 | 48.12 | 46.23 | 43.9 | 47.16 | 47.17 | 44.8 | 36.14 | 46.69 | 46.17
4658 | 21.17 | 19.06 | 33.55 | 21.17 | 19.06 | 33.55 | 21.17 | 19.06 | 33.55 | 21.17 | 19.06 | 33.55 | 21.17 | 19.65 | 33.55 | 34.54 | 19.85 | 33.55 | 21.17 | 19.65 | 33.55 | 21.17 | 19.65 | 34.75 | 21.17 | 19.65 | 33.55 | 34.54 | 19.65 | 33.21 | 33.85 | 19.25 | 33.89 | 21.17 | 19.06 | 33.55 | 36.14 | 46.69 | 46.17 | 36.14 | 46.69 | 46.17 | 36.14 | 46.69 | 46.17 | 36.14 | 46.69 | 46.17 | 36.14 | 46.69 | 46.17 | 47.02 | 46.69 | 46.17 | 36.14 | 46.69 | 46.17 | 36.14 | 46.69 | 46.45 | 36.14 | 46.69 | 46.17 | 47.49 | 46.23 | 43.9 | 46.54 | 47.17 | 44.8 | 36.14 | 46.69 | 46.17
4659 | 20.68 | 19.06 | 33.55 | 20.68 | 19.06 | 33.55 | 20.68 | 19.06 | 33.55 | 20.68 | 19.06 | 33.55 | 20.68 | 19.65 | 33.55 | 33.86 | 19.84 | 33.55 | 20.68 | 19.65 | 33.55 | 20.68 | 26.12 | 34.46 | 20.68 | 19.65 | 33.55 | 33.86 | 19.64 | 33.21 | 33.18 | 19.25 | 33.89 | 20.68 | 19.06 | 33.55 | 36.14 | 46.06 | 45.25 | 36.14 | 46.06 | 45.25 | 36.14 | 46.06 | 45.25 | 36.14 | 46.06 | 45.25 | 36.14 | 46.06 | 44.04 | 42.65 | 46.06 | 44.04 | 36.14 | 46.06 | 45.25 | 36.14 | 46.45 | 46.45 | 36.14 | 46.06 | 44.04 | 42.65 | 45.6 | 43.6 | 41.8 | 46.53 | 44.8 | 36.14 | 46.06 | 45.25
4660 | 33.43 | 25.42 | 33.89 | 33.43 | 25.42 | 33.89 | 33.43 | 25.42 | 33.89 | 33.43 | 25.42 | 33.89 | 33.43 | 25.94 | 33.89 | 33.77 | 25.94 | 33.89 | 33.43 | 25.94 | 33.89 | 33.43 | 41.53 | 34.02 | 33.43 | 25.94 | 33.89 | 33.77 | 25.68 | 33.55 | 33.77 | 25.67 | 34.23 | 33.43 | 25.42 | 33.89 | 36.14 | 45.47 | 46.15 | 36.14 | 45.47 | 46.15 | 36.14 | 45.47 | 46.15 | 36.14 | 45.47 | 46.15 | 36.14 | 45.47 | 46.15 | 41.1 | 45.47 | 46.15 | 36.14 | 45.47 | 46.15 | 36.14 | 46.45 | 46.15 | 36.14 | 45.47 | 46.15 | 41.1 | 45.02 | 44.38 | 40.28 | 45.93 | 45.28 | 36.14 | 45.47 | 46.15
4661 | 34.54 | 25.42 | 34.04 | 34.54 | 25.42 | 34.04 | 34.54 | 25.42 | 34.04 | 34.54 | 25.42 | 34.04 | 34.54 | 25.94 | 34.04 | 34.54 | 25.94 | 34.04 | 34.54 | 25.94 | 34.04 | 34.54 | 41.57 | 34.04 | 34.54 | 25.94 | 34.04 | 34.54 | 25.68 | 33.7 | 34.89 | 25.68 | 34.38 | 34.54 | 25.42 | 34.04 | 42.65 | 45.93 | 46.17 | 42.65 | 45.93 | 46.17 | 42.65 | 45.93 | 46.17 | 42.65 | 45.93 | 46.17 | 42.65 | 45.93 | 46.17 | 42.65 | 45.93 | 46.17 | 42.65 | 45.93 | 46.17 | 42.65 | 49.79 | 46.17 | 42.65 | 45.93 | 46.17 | 43.08 | 45.47 | 44.38 | 43.08 | 46.4 | 44.8 | 42.65 | 45.93 | 46.17
4662 | 36.56 | 25.41 | 34.09 | 36.56 | 25.41 | 34.09 | 36.56 | 25.41 | 34.09 | 36.56 | 25.41 | 34.09 | 36.56 | 25.41 | 34.09 | 36.56 | 25.41 | 34.09 | 36.56 | 25.41 | 34.09 | 36.56 | 41.96 | 34.43 | 36.56 | 25.41 | 34.09 | 36.57 | 25.16 | 33.74 | 36.93 | 25.66 | 34.42 | 36.56 | 25.41 | 34.09 | 47.59 | 45.46 | 46.17 | 47.59 | 45.46 | 46.17 | 47.59 | 45.46 | 46.17 | 47.59 | 45.46 | 46.17 | 47.59 | 45.46 | 46.34 | 48.07 | 45.46 | 46.34 | 47.59 | 45.46 | 46.34 | 47.59 | 50.18 | 46.57 | 47.59 | 45.46 | 46.34 | 48.07 | 45.01 | 44.8 | 48.07 | 45.01 | 44.8 | 47.59 | 45.46 | 46.17
4663 | 37.38 | 5.94 | 31.68 | 37.38 | 5.94 | 31.68 | 37.38 | 5.94 | 31.68 | 37.38 | 5.94 | 31.68 | 37.38 | 5.94 | 31.68 | 37.38 | 5.94 | 31.68 | 37.38 | 5.94 | 31.68 | 37.38 | 42.35 | 34.82 | 37.38 | 5.94 | 31.68 | 37.76 | 5.88 | 31.68 | 37.76 | 5.88 | 31.36 | 37.38 | 5.94 | 31.68 | 47.97 | 40.48 | 46.17 | 47.97 | 40.48 | 46.17 | 47.97 | 40.48 | 46.17 | 47.97 | 40.48 | 46.17 | 47.97 | 40.89 | 46.21 | 47.97 | 40.89 | 46.21 | 47.97 | 40.89 | 46.45 | 47.97 | 50.56 | 46.95 | 47.97 | 40.89 | 46.21 | 48.46 | 40.89 | 44.8 | 48.46 | 40.08 | 43.9 | 47.97 | 40.48 | 46.17
4664 | 37.95 | 0 | 0 | 37.95 | 0 | 0 | 37.95 | 0 | 0 | 37.95 | 0 | 0 | 37.95 | 0 | 0 | 37.95 | 0 | 0 | 37.95 | 0 | 8.41 | 37.95 | 42.9 | 35.38 | 37.95 | 0 | 8.41 | 37.57 | 0 | 0 | 37.57 | 0 | 0 | 37.95 | 0 | 0 | 45.02 | 33.41 | 42.24 | 45.02 | 33.41 | 42.24 | 45.02 | 33.41 | 42.24 | 45.02 | 33.41 | 42.24 | 45.02 | 34.09 | 42.67 | 45.02 | 34.09 | 42.67 | 45.02 | 34.09 | 46.45 | 45.02 | 46.27 | 46.45 | 45.02 | 34.09 | 42.67 | 45.48 | 33.75 | 42.67 | 45.48 | 33.07 | 0 | 45.02 | 33.41 | 42.24
4665 | 34.9 | 0 | 0 | 34.9 | 0 | 0 | 34.9 | 0 | 0 | 34.9 | 0 | 0 | 34.9 | 0 | 0 | 34.9 | 0 | 0 | 34.9 | 0 | 0 | 34.9 | 0 | 35.74 | 34.9 | 0 | 0 | 34.56 | 0 | 0 | 34.56 | 0 | 0 | 34.9 | 0 | 0 | 43.83 | 0 | 10.33 | 43.83 | 0 | 10.33 | 43.83 | 0 | 10.33 | 43.83 | 0 | 0 | 43.83 | 0 | 27.44 | 43.83 | 0 | 27.44 | 43.83 | 0 | 40.19 | 43.83 | 0 | 40.19 | 43.83 | 0 | 27.44 | 43.83 | 0 | 10.23 | 44.27 | 0 | 0 | 43.83 | 0 | 10.33
4666 | 34.9 | 0 | 0 | 34.9 | 0 | 0 | 34.9 | 0 | 0 | 34.9 | 0 | 0 | 34.9 | 0 | 0 | 34.9 | 0 | 0 | 34.9 | 0 | 0 | 34.9 | 0 | 35.86 | 34.9 | 0 | 0 | 34.56 | 0 | 0 | 34.9 | 0 | 0 | 34.9 | 0 | 0 | 42.16 | 0 | 0 | 42.16 | 0 | 0 | 42.16 | 0 | 0 | 42.16 | 0 | 0 | 42.16 | 0 | 18.82 | 42.16 | 0 | 18.82 | 42.16 | 0 | 34.14 | 42.16 | 0 | 34.14 | 42.16 | 0 | 18.82 | 42.58 | 0 | 0 | 42.58 | 0 | 0 | 42.16 | 0 | 0
4667 | 34.9 | 0 | 0 | 34.9 | 0 | 0 | 34.9 | 0 | 0 | 34.9 | 0 | 0 | 34.9 | 0 | 0 | 34.9 | 0 | 0 | 34.9 | 0 | 0 | 34.9 | 0 | 35.86 | 34.9 | 0 | 0 | 34.56 | 0 | 0 | 34.9 | 0 | 0 | 34.9 | 0 | 0 | 32 | 0 | 0 | 32 | 0 | 0 | 32 | 0 | 0 | 32 | 0 | 0 | 32 | 0 | 0 | 32 | 0 | 0 | 32 | 0 | 27.37 | 32 | 0 | 34.14 | 32 | 0 | 0 | 32.32 | 0 | 0 | 32.32 | 0 | 0 | 32 | 0 | 0
4668 | 31.52 | 0 | 0 | 31.52 | 0 | 0 | 31.52 | 0 | 0 | 31.52 | 0 | 0 | 31.52 | 0 | 0 | 31.52 | 0 | 0 | 31.52 | 0 | 0 | 31.52 | 0 | 35.86 | 31.52 | 0 | 0 | 31.52 | 0 | 0 | 31.84 | 0 | 0 | 31.52 | 0 | 0 | 12.85 | 0 | 0 | 12.85 | 0 | 0 | 12.85 | 0 | 0 | 12.85 | 0 | 0 | 13.11 | 0 | 0 | 13.11 | 0 | 0 | 13.11 | 0 | 0 | 13.11 | 0 | 0 | 13.11 | 0 | 0 | 12.98 | 0 | 0 | 12.98 | 0 | 0 | 12.85 | 0 | 0
4669 | 29.96 | 0 | 0 | 29.96 | 0 | 0 | 29.96 | 0 | 0 | 29.96 | 0 | 0 | 29.96 | 0 | 0 | 29.96 | 0 | 0 | 29.96 | 0 | 0 | 29.96 | 0 | 0 | 29.96 | 0 | 0 | 30.27 | 0 | 0 | 30.27 | 0 | 0 | 29.96 | 0 | 0 | 12.85 | 0 | 0 | 12.85 | 0 | 0 | 12.85 | 0 | 0 | 12.85 | 0 | 0 | 13.11 | 0 | 0 | 13.11 | 0 | 0 | 13.11 | 0 | 0 | 13.11 | 0 | 0 | 13.11 | 0 | 0 | 12.98 | 0 | 0 | 12.98 | 0 | 0 | 12.85 | 0 | 0
4670 | 32.82 | 0 | 0 | 32.82 | 0 | 0 | 32.82 | 0 | 0 | 32.82 | 0 | 0 | 32.82 | 0 | 0 | 32.82 | 0 | 0 | 32.82 | 0 | 0 | 32.82 | 0 | 0 | 32.82 | 0 | 0 | 33.15 | 0 | 0 | 33.15 | 0 | 0 | 32.82 | 0 | 0 | 12.98 | 0 | 0 | 12.98 | 0 | 0 | 12.98 | 0 | 0 | 12.98 | 0 | 0 | 13.11 | 0 | 0 | 13.11 | 0 | 0 | 12.98 | 0 | 0 | 12.98 | 0 | 0 | 13.11 | 0 | 0 | 13.11 | 0 | 0 | 13.11 | 0 | 0 | 12.98 | 0 | 0
4671 | 33.86 | 0 | 0 | 33.86 | 0 | 0 | 33.86 | 0 | 0 | 33.86 | 0 | 0 | 33.86 | 0 | 0 | 33.86 | 0 | 0 | 33.86 | 0 | 0 | 33.86 | 0 | 0 | 33.86 | 0 | 0 | 34.2 | 0 | 0 | 34.2 | 0 | 0 | 33.86 | 0 | 0 | 32 | 0 | 0 | 32 | 0 | 0 | 32 | 0 | 0 | 32 | 0 | 0 | 32 | 0 | 0 | 32.65 | 0 | 31.28 | 32 | 0 | 0 | 32 | 0 | 0 | 32 | 0 | 0 | 32.32 | 0 | 0 | 32.32 | 0 | 0 | 32 | 0 | 0
4672 | 35.84 | 0 | 0 | 35.84 | 0 | 0 | 35.84 | 0 | 0 | 35.84 | 0 | 0 | 35.84 | 0 | 0 | 35.84 | 0 | 0 | 35.84 | 0 | 0 | 35.84 | 0 | 0 | 35.84 | 0 | 0 | 36.2 | 0 | 0 | 36.2 | 0 | 0 | 35.84 | 0 | 0 | 32 | 31.4 | 0 | 32 | 31.4 | 0 | 32 | 31.4 | 0 | 32 | 31.4 | 0 | 32 | 31.4 | 0 | 45.31 | 36.23 | 43.9 | 32 | 31.4 | 0 | 32 | 31.4 | 0 | 32 | 31.4 | 0 | 45.31 | 35.87 | 43.47 | 44.41 | 35.87 | 0 | 32 | 31.4 | 0
4673 | 18.29 | 9.92 | 12.15 | 18.29 | 9.92 | 12.39 | 18.29 | 9.92 | 12.39 | 18.29 | 9.92 | 12.39 | 20.68 | 9.92 | 26.62 | 38.79 | 25.16 | 33.55 | 18.29 | 9.92 | 26.62 | 18.29 | 9.92 | 26.62 | 20.68 | 9.92 | 26.62 | 39.98 | 24.91 | 33.21 | 39.18 | 10.02 | 32.55 | 18.29 | 9.92 | 12.15 | 35.42 | 44.5 | 36.25 | 35.42 | 44.5 | 36.25 | 35.42 | 44.5 | 36.25 | 35.42 | 44.5 | 36.25 | 35.42 | 44.5 | 36.25 | 52.85 | 46.69 | 43.9 | 35.42 | 44.5 | 36.25 | 35.42 | 44.5 | 36.25 | 35.42 | 44.5 | 36.25 | 52.85 | 46.23 | 43.47 | 51.79 | 46.23 | 36.61 | 35.42 | 44.5 | 36.25
4674 | 38.2 | 10.33 | 21.59 | 38.2 | 10.33 | 34.07 | 38.2 | 10.33 | 34.07 | 38.2 | 10.33 | 34.07 | 38.2 | 38.58 | 34.07 | 38.91 | 43.24 | 34.77 | 38.2 | 38.58 | 34.07 | 38.2 | 38.58 | 34.07 | 38.2 | 38.58 | 34.07 | 45.02 | 42.81 | 34.42 | 44.12 | 41.95 | 34.42 | 38.2 | 10.33 | 21.59 | 36.14 | 47.52 | 45.29 | 36.14 | 47.52 | 45.29 | 36.14 | 47.52 | 45.29 | 36.14 | 47.52 | 45.29 | 36.14 | 47.52 | 45.29 | 54.37 | 48.14 | 45.29 | 36.14 | 47.52 | 45.29 | 36.14 | 47.52 | 45.29 | 36.14 | 47.52 | 45.29 | 59.83 | 47.66 | 44.83 | 58.63 | 48 | 45.74 | 36.14 | 47.52 | 45.29
4675 | 38.14 | 25.6 | 28.21 | 38.14 | 25.6 | 34.09 | 38.14 | 25.6 | 34.09 | 38.14 | 25.6 | 34.09 | 38.14 | 42.86 | 34.78 | 38.85 | 45.54 | 34.78 | 38.14 | 42.86 | 34.78 | 38.14 | 42.86 | 34.78 | 38.14 | 42.86 | 34.78 | 46.25 | 45.08 | 34.43 | 45.33 | 44.18 | 34.43 | 38.14 | 25.6 | 28.21 | 36.14 | 48.67 | 46.17 | 36.14 | 48.67 | 46.17 | 36.14 | 48.67 | 46.17 | 36.14 | 48.67 | 46.17 | 36.14 | 50.53 | 47.16 | 54.31 | 51.04 | 47.16 | 36.14 | 50.53 | 47.16 | 36.14 | 50.53 | 47.16 | 36.14 | 50.53 | 47.16 | 62.3 | 50.53 | 46.63 | 62.3 | 50.6 | 46.63 | 36.14 | 48.67 | 46.17
4676 | 21.17 | 10.33 | 16.2 | 21.17 | 10.33 | 22.26 | 21.17 | 10.33 | 22.26 | 21.17 | 10.33 | 22.26 | 21.17 | 42.86 | 34.78 | 38.71 | 45.51 | 34.78 | 21.17 | 10.33 | 22.26 | 21.17 | 10.33 | 22.26 | 21.17 | 42.86 | 34.78 | 46.7 | 45.08 | 34.43 | 45.76 | 44.18 | 34.43 | 21.17 | 10.33 | 16.2 | 19.28 | 48.43 | 46.17 | 19.28 | 48.43 | 46.17 | 19.28 | 48.43 | 46.17 | 19.28 | 48.43 | 46.17 | 29.93 | 48.43 | 46.17 | 54.17 | 51.04 | 47.16 | 19.28 | 48.43 | 46.17 | 19.28 | 48.43 | 46.17 | 29.93 | 48.43 | 46.17 | 62.3 | 50.53 | 46.63 | 62.3 | 50.6 | 46.63 | 19.28 | 48.43 | 46.17
4677 | 10.33 | 9.72 | 0 | 10.33 | 9.92 | 20.94 | 10.33 | 9.92 | 20.94 | 10.33 | 9.92 | 20.94 | 20.68 | 42.86 | 34.78 | 38.64 | 45.44 | 34.78 | 10.33 | 9.92 | 20.94 | 10.33 | 9.92 | 20.94 | 20.68 | 42.86 | 34.78 | 46.7 | 45.08 | 34.43 | 45.76 | 44.18 | 34.43 | 10.33 | 9.72 | 0 | 10.33 | 10.33 | 30.32 | 10.33 | 47.52 | 44.78 | 10.33 | 47.52 | 44.78 | 10.33 | 47.52 | 44.78 | 29.93 | 47.54 | 44.78 | 54.1 | 51.04 | 46.45 | 10.33 | 47.52 | 44.78 | 10.33 | 47.52 | 44.78 | 29.93 | 47.54 | 44.78 | 61.48 | 50.53 | 45.23 | 61.48 | 50.53 | 45.23 | 10.33 | 10.33 | 30.32
4678 | 10.33 | 0 | 0 | 10.33 | 0 | 11.35 | 10.33 | 0 | 11.35 | 10.33 | 0 | 11.35 | 20.68 | 42.86 | 34.78 | 38.89 | 45.54 | 34.78 | 10.33 | 0 | 11.35 | 10.33 | 0 | 11.35 | 20.68 | 42.86 | 34.78 | 46.25 | 45.08 | 34.42 | 45.33 | 0 | 33.73 | 10.33 | 0 | 0 | 0 | 0 | 0 | 0 | 10.33 | 43.27 | 0 | 10.33 | 43.27 | 0 | 10.33 | 43.27 | 29.93 | 47.54 | 44.38 | 54.35 | 51.04 | 46.45 | 0 | 10.33 | 0 | 0 | 10.33 | 0 | 29.93 | 47.54 | 44.38 | 59.83 | 50.53 | 44.8 | 58.63 | 49.52 | 44.8 | 0 | 0 | 0
4679 | 0 | 0 | 0 | 0 | 0 | 0 | 0 | 0 | 0 | 0 | 0 | 0 | 8.32 | 38.74 | 32.71 | 38.57 | 43.18 | 34.77 | 0 | 0 | 0 | 0 | 0 | 0 | 8.32 | 38.74 | 32.71 | 40.94 | 42.75 | 34.42 | 40.13 | 0 | 33.73 | 0 | 0 | 0 | 0 | 10.33 | 10.33 | 0 | 10.33 | 10.33 | 0 | 10.33 | 10.33 | 0 | 10.33 | 10.33 | 8.32 | 45.06 | 44.38 | 54.03 | 48.37 | 46.45 | 0 | 10.33 | 10.33 | 0 | 10.33 | 10.33 | 8.32 | 45.06 | 44.38 | 56.3 | 47.89 | 44.8 | 55.18 | 47.66 | 44.8 | 0 | 10.33 | 10.33
4680 | 8.26 | 0 | 0 | 8.26 | 0 | 0 | 8.26 | 0 | 0 | 8.26 | 0 | 0 | 8.26 | 38.58 | 32.38 | 38.51 | 43.13 | 34.77 | 8.26 | 0 | 0 | 8.26 | 0 | 0 | 8.26 | 38.58 | 32.38 | 39.57 | 42.69 | 34.42 | 38.78 | 0 | 33.73 | 8.26 | 0 | 0 | 0 | 10.33 | 10.33 | 0 | 10.33 | 10.33 | 0 | 10.33 | 10.33 | 0 | 10.33 | 10.33 | 8.26 | 45.06 | 42.15 | 53.97 | 48.37 | 46.45 | 0 | 10.33 | 10.33 | 0 | 10.33 | 10.33 | 8.26 | 45.06 | 42.15 | 55.34 | 47.89 | 44.8 | 54.23 | 47.66 | 44.8 | 0 | 10.33 | 10.33
4681 | 0 | 0 | 0 | 0 | 0 | 0 | 0 | 0 | 0 | 0 | 0 | 0 | 7.85 | 38.58 | 26.62 | 38.1 | 42.72 | 34.43 | 0 | 0 | 0 | 0 | 0 | 0 | 7.85 | 38.58 | 26.62 | 38.49 | 42.29 | 34.42 | 37.72 | 0 | 33.73 | 0 | 0 | 0 | 0 | 10.33 | 10.33 | 0 | 10.33 | 10.33 | 0 | 10.33 | 10.33 | 0 | 10.33 | 10.33 | 7.85 | 45.06 | 36.25 | 53.56 | 48.37 | 46.45 | 0 | 10.33 | 10.33 | 0 | 10.33 | 10.33 | 7.85 | 45.06 | 36.25 | 54.47 | 47.89 | 44.8 | 53.38 | 47.66 | 44.8 | 0 | 10.33 | 10.33
4682 | 10.33 | 0 | 0 | 10.33 | 0 | 0 | 10.33 | 0 | 0 | 10.33 | 0 | 0 | 10.33 | 28.93 | 26.62 | 36.76 | 43.24 | 34.43 | 10.33 | 0 | 0 | 10.33 | 0 | 0 | 10.33 | 28.93 | 26.62 | 37.13 | 42.81 | 34.42 | 36.39 | 0 | 33.73 | 10.33 | 0 | 0 | 0 | 10.33 | 32.22 | 0 | 10.33 | 32.22 | 0 | 10.33 | 32.22 | 0 | 10.33 | 32.22 | 7.48 | 44.39 | 36.25 | 51.28 | 49.12 | 46.38 | 0 | 10.33 | 32.22 | 0 | 10.33 | 32.22 | 7.48 | 44.39 | 36.25 | 51.8 | 48.63 | 44.8 | 50.76 | 47.66 | 44.8 | 0 | 10.33 | 32.22
4683 | 10.33 | 7.1 | 12.15 | 10.33 | 7.1 | 12.15 | 10.33 | 7.1 | 12.15 | 10.33 | 7.1 | 12.15 | 10.33 | 28.93 | 26.62 | 36.56 | 43.24 | 33.9 | 10.33 | 0 | 0 | 10.33 | 7.1 | 12.15 | 10.33 | 28.93 | 26.62 | 36.93 | 42.81 | 34.25 | 36.19 | 7.17 | 33.56 | 10.33 | 7.1 | 12.15 | 10.33 | 32.95 | 38.52 | 10.33 | 32.95 | 38.52 | 10.33 | 32.95 | 38.52 | 10.33 | 32.95 | 38.52 | 10.33 | 37.43 | 38.52 | 51.8 | 49.75 | 45.83 | 10.33 | 32.95 | 0 | 10.33 | 32.95 | 38.52 | 10.33 | 37.43 | 38.52 | 52.32 | 49.26 | 44.8 | 51.27 | 48.27 | 44.8 | 10.33 | 32.95 | 38.52
4684 | 10.33 | 10.33 | 20.94 | 10.33 | 10.33 | 20.94 | 10.33 | 10.33 | 20.94 | 10.33 | 10.33 | 20.94 | 10.33 | 25.94 | 26.62 | 36.33 | 43.04 | 33.05 | 10.33 | 0 | 0 | 10.33 | 10.33 | 20.94 | 10.33 | 25.94 | 26.62 | 36.93 | 42.81 | 34.42 | 36.19 | 10.44 | 33.73 | 10.33 | 10.33 | 20.94 | 10.33 | 37.43 | 43.76 | 10.33 | 37.43 | 43.76 | 10.33 | 37.43 | 43.76 | 10.33 | 37.43 | 43.76 | 10.33 | 37.43 | 43.76 | 51.79 | 48.9 | 45.19 | 10.33 | 37.43 | 0 | 10.33 | 37.43 | 43.76 | 10.33 | 37.43 | 43.76 | 52.32 | 48.41 | 44.8 | 51.27 | 47.66 | 44.8 | 10.33 | 37.43 | 43.76
4685 | 18.29 | 10.33 | 26.62 | 18.29 | 10.33 | 26.62 | 18.29 | 10.33 | 26.62 | 18.29 | 10.33 | 26.62 | 18.29 | 25.94 | 26.62 | 35.89 | 42.6 | 32.61 | 18.29 | 10.33 | 26.62 | 18.29 | 10.33 | 26.62 | 18.29 | 25.94 | 26.62 | 38.78 | 42.81 | 34.42 | 38.01 | 41.95 | 34.42 | 18.29 | 10.33 | 26.62 | 36.14 | 44.5 | 42.89 | 36.14 | 44.5 | 42.89 | 36.14 | 44.5 | 42.89 | 36.14 | 44.5 | 42.89 | 36.14 | 44.5 | 42.89 | 51.35 | 48.46 | 44.75 | 36.14 | 44.5 | 42.89 | 36.14 | 44.5 | 42.89 | 36.14 | 44.5 | 42.89 | 52.86 | 48.26 | 44.8 | 52.86 | 47.3 | 44.8 | 36.14 | 44.5 | 42.89
4686 | 18.29 | 10.33 | 26.62 | 18.29 | 10.33 | 26.62 | 18.29 | 10.33 | 26.62 | 18.29 | 10.33 | 26.62 | 18.29 | 25.94 | 26.62 | 35.78 | 40.54 | 32.51 | 18.29 | 10.33 | 26.62 | 18.29 | 10.33 | 26.62 | 18.29 | 25.94 | 26.62 | 38.78 | 40.95 | 34.42 | 38.02 | 40.13 | 33.73 | 18.29 | 10.33 | 26.62 | 36.14 | 40.74 | 42.15 | 36.14 | 40.74 | 42.15 | 36.14 | 40.74 | 42.15 | 36.14 | 40.74 | 42.15 | 36.14 | 40.74 | 42.15 | 51.25 | 48.36 | 44.64 | 36.14 | 40.74 | 42.15 | 36.14 | 40.74 | 42.15 | 36.14 | 40.74 | 42.15 | 52.86 | 47.88 | 44.8 | 51.81 | 46.92 | 44.8 | 36.14 | 40.74 | 42.15
4687 | 36.24 | 10.33 | 16.69 | 36.24 | 10.33 | 16.69 | 36.24 | 10.33 | 16.69 | 36.24 | 10.33 | 16.69 | 36.24 | 25.94 | 31.32 | 36.95 | 33.41 | 33.67 | 36.24 | 10.33 | 16.69 | 36.24 | 10.33 | 33.67 | 36.24 | 25.94 | 31.32 | 38.1 | 33.74 | 34.42 | 37.34 | 10.44 | 33.73 | 36.24 | 10.33 | 16.69 | 46.83 | 40.74 | 36.8 | 46.83 | 40.74 | 36.8 | 46.83 | 40.74 | 36.8 | 46.83 | 40.74 | 36.8 | 46.83 | 42.79 | 36.8 | 51.34 | 48.5 | 45.81 | 46.83 | 42.79 | 36.8 | 46.83 | 42.79 | 45.81 | 46.83 | 42.79 | 36.8 | 51.86 | 48.02 | 45.35 | 50.83 | 41.15 | 44.44 | 46.83 | 40.74 | 36.8
4688 | 36.56 | 10.33 | 16.52 | 36.56 | 10.33 | 16.52 | 36.56 | 10.33 | 16.52 | 36.56 | 10.33 | 16.52 | 36.56 | 27.57 | 30.06 | 36.94 | 31.38 | 31.94 | 36.56 | 10.33 | 16.52 | 36.56 | 10.34 | 34.44 | 36.56 | 27.57 | 30.06 | 37.32 | 31.69 | 31.94 | 36.93 | 10.44 | 16.69 | 36.56 | 10.33 | 16.52 | 46.11 | 39.93 | 32.87 | 46.11 | 39.93 | 32.87 | 46.11 | 39.93 | 32.87 | 46.11 | 39.93 | 32.87 | 46.11 | 39.93 | 32.87 | 47.06 | 40.75 | 46.21 | 46.11 | 39.93 | 32.87 | 46.11 | 46.27 | 46.21 | 46.11 | 39.93 | 32.87 | 47.53 | 41.16 | 45.75 | 46.58 | 40.33 | 44.8 | 46.11 | 39.93 | 32.87
4689 | 34.21 | 0 | 12.21 | 34.21 | 0 | 12.21 | 34.21 | 0 | 12.21 | 34.21 | 0 | 12.21 | 34.21 | 0 | 12.33 | 34.21 | 0 | 12.84 | 34.21 | 0 | 12.21 | 34.21 | 0 | 35.06 | 34.21 | 0 | 12.33 | 34.56 | 0 | 12.72 | 34.56 | 0 | 12.34 | 34.21 | 0 | 12.21 | 43.38 | 34.5 | 0 | 43.38 | 34.5 | 0 | 43.38 | 34.5 | 0 | 43.38 | 34.5 | 0 | 43.38 | 34.5 | 28.2 | 43.83 | 35.19 | 44.35 | 43.38 | 34.5 | 0 | 43.38 | 34.5 | 44.35 | 43.38 | 34.5 | 28.2 | 44.27 | 35.56 | 44.8 | 43.82 | 34.84 | 32.95 | 43.38 | 34.5 | 0
4690 | 34.21 | 0 | 0 | 34.21 | 0 | 0 | 34.21 | 0 | 0 | 34.21 | 0 | 0 | 34.21 | 0 | 0 | 34.21 | 0 | 0 | 34.21 | 0 | 0 | 34.21 | 0 | 35.37 | 34.21 | 0 | 0 | 34.56 | 0 | 0 | 34.56 | 0 | 0 | 34.21 | 0 | 0 | 43.07 | 0 | 0 | 43.07 | 0 | 0 | 43.07 | 0 | 0 | 43.07 | 0 | 0 | 43.07 | 0 | 28.2 | 43.52 | 0 | 37.99 | 43.07 | 0 | 0 | 43.07 | 0 | 40.19 | 43.07 | 0 | 28.2 | 43.96 | 0 | 37.99 | 43.5 | 0 | 36.63 | 43.07 | 0 | 0
4691 | 29.84 | 0 | 0 | 29.84 | 0 | 0 | 29.84 | 0 | 0 | 29.84 | 0 | 0 | 29.84 | 0 | 0 | 30.14 | 0 | 0 | 29.84 | 0 | 0 | 29.84 | 0 | 0 | 29.84 | 0 | 0 | 30.14 | 0 | 0 | 30.14 | 0 | 0 | 29.84 | 0 | 0 | 33.98 | 0 | 0 | 33.98 | 0 | 0 | 33.98 | 0 | 0 | 33.98 | 0 | 0 | 33.98 | 0 | 28.2 | 33.98 | 0 | 32.94 | 33.98 | 0 | 0 | 33.98 | 0 | 38.45 | 33.98 | 0 | 28.2 | 34.32 | 0 | 32.95 | 34.32 | 0 | 32.29 | 33.98 | 0 | 0
4692 | 12.58 | 0 | 0 | 12.58 | 0 | 0 | 12.58 | 0 | 0 | 12.58 | 0 | 0 | 12.58 | 0 | 0 | 12.71 | 0 | 0 | 12.58 | 0 | 0 | 12.58 | 0 | 0 | 12.58 | 0 | 0 | 12.71 | 0 | 0 | 12.71 | 0 | 0 | 12.58 | 0 | 0 | 10.33 | 0 | 0 | 10.33 | 0 | 0 | 10.33 | 0 | 0 | 10.33 | 0 | 0 | 10.33 | 0 | 31.63 | 10.33 | 0 | 32.62 | 10.33 | 0 | 0 | 10.33 | 0 | 0 | 10.33 | 0 | 31.63 | 10.33 | 0 | 32.95 | 10.33 | 0 | 32.95 | 10.33 | 0 | 0
4693 | 12.46 | 0 | 0 | 12.46 | 0 | 0 | 12.46 | 0 | 0 | 12.46 | 0 | 0 | 12.46 | 0 | 0 | 12.58 | 0 | 0 | 12.46 | 0 | 0 | 12.46 | 0 | 0 | 12.46 | 0 | 0 | 12.58 | 0 | 0 | 12.58 | 0 | 0 | 12.46 | 0 | 0 | 10.33 | 0 | 10.33 | 10.33 | 0 | 10.33 | 10.33 | 0 | 10.33 | 10.33 | 0 | 10.33 | 10.33 | 0 | 31.64 | 10.33 | 0 | 32.62 | 10.33 | 0 | 10.33 | 10.33 | 0 | 10.33 | 10.33 | 0 | 31.64 | 10.23 | 0 | 32.95 | 10.23 | 0 | 32.95 | 10.33 | 0 | 10.33
4694 | 12.71 | 0 | 0 | 12.71 | 0 | 0 | 12.71 | 0 | 0 | 12.71 | 0 | 0 | 12.71 | 0 | 0 | 12.71 | 0 | 0 | 12.71 | 0 | 0 | 12.71 | 0 | 0 | 12.71 | 0 | 0 | 12.58 | 0 | 0 | 12.58 | 0 | 0 | 12.71 | 0 | 0 | 10.33 | 0 | 33.28 | 10.33 | 0 | 33.28 | 10.33 | 0 | 33.28 | 10.33 | 0 | 33.28 | 10.33 | 0 | 33.28 | 10.33 | 0 | 33.28 | 10.33 | 0 | 33.28 | 10.33 | 0 | 33.28 | 10.33 | 0 | 33.28 | 10.23 | 0 | 32.95 | 10.23 | 0 | 33.62 | 10.33 | 0 | 33.28
4695 | 29.01 | 0 | 0 | 29.01 | 0 | 0 | 29.01 | 0 | 0 | 29.01 | 0 | 0 | 29.01 | 0 | 0 | 29.01 | 0 | 0 | 29.01 | 0 | 0 | 29.01 | 0 | 0 | 29.01 | 0 | 0 | 29.01 | 0 | 0 | 29.01 | 0 | 0 | 29.01 | 0 | 0 | 33.98 | 0 | 38.68 | 33.98 | 0 | 38.68 | 33.98 | 0 | 38.68 | 33.98 | 0 | 38.68 | 33.98 | 0 | 38.68 | 33.98 | 0 | 38.68 | 33.98 | 0 | 38.68 | 33.98 | 0 | 38.68 | 33.98 | 0 | 38.68 | 34.32 | 0 | 38.68 | 34.32 | 0 | 39.07 | 33.98 | 0 | 38.68
4696 | 35.61 | 0 | 26.89 | 35.61 | 0 | 26.89 | 35.61 | 0 | 26.89 | 35.61 | 0 | 26.89 | 35.61 | 0 | 26.89 | 35.61 | 0 | 26.89 | 35.61 | 0 | 26.89 | 35.61 | 0 | 26.89 | 35.61 | 0 | 26.89 | 35.26 | 0 | 26.62 | 35.26 | 0 | 27.16 | 35.61 | 0 | 26.89 | 44.27 | 39.78 | 45.75 | 44.27 | 39.78 | 45.75 | 44.27 | 39.78 | 45.75 | 44.27 | 39.78 | 45.75 | 44.27 | 39.78 | 45.75 | 44.27 | 39.78 | 45.75 | 44.27 | 39.78 | 45.75 | 44.27 | 39.78 | 45.75 | 44.27 | 39.78 | 45.75 | 44.72 | 39.39 | 45.29 | 44.72 | 40.19 | 46.21 | 44.27 | 39.78 | 45.75
4697 | 37.88 | 39.67 | 35.31 | 37.88 | 39.67 | 35.31 | 37.88 | 39.67 | 35.31 | 37.88 | 39.67 | 35.31 | 37.88 | 39.67 | 35.31 | 38.59 | 39.67 | 35.31 | 37.88 | 39.67 | 35.31 | 37.88 | 39.67 | 35.31 | 37.88 | 39.67 | 35.31 | 38.98 | 40.07 | 34.96 | 38.26 | 40.07 | 35.67 | 37.88 | 39.67 | 35.31 | 48.47 | 48.33 | 46.68 | 48.47 | 48.33 | 46.68 | 48.47 | 48.33 | 46.68 | 48.47 | 48.33 | 46.68 | 48.47 | 48.33 | 46.68 | 54.05 | 48.33 | 46.68 | 48.47 | 48.33 | 46.68 | 48.47 | 48.33 | 46.68 | 48.47 | 48.33 | 46.68 | 54 | 47.85 | 46.21 | 52.93 | 48.82 | 47.15 | 48.47 | 48.33 | 46.68
4698 | 38.04 | 43 | 35.47 | 38.04 | 43 | 35.47 | 38.04 | 43 | 35.47 | 38.04 | 43 | 35.47 | 38.04 | 45.4 | 35.47 | 38.74 | 45.55 | 35.47 | 38.04 | 43 | 35.47 | 38.04 | 43 | 35.47 | 38.04 | 45.4 | 35.47 | 42.33 | 47.35 | 35.49 | 41.48 | 47.35 | 35.83 | 38.04 | 43 | 35.47 | 48.63 | 51.21 | 47.6 | 48.63 | 51.21 | 47.6 | 48.63 | 51.21 | 47.6 | 48.63 | 51.21 | 47.6 | 48.63 | 51.21 | 47.6 | 54.21 | 51.32 | 47.6 | 48.63 | 51.21 | 47.6 | 48.63 | 51.21 | 47.6 | 48.63 | 51.21 | 47.6 | 56.74 | 52.09 | 48.78 | 56.17 | 53.15 | 49.78 | 48.63 | 51.21 | 47.6
4699 | 38.15 | 43.11 | 35.58 | 38.15 | 43.11 | 35.58 | 38.15 | 43.11 | 35.58 | 38.15 | 43.11 | 35.58 | 38.15 | 45.51 | 35.58 | 38.85 | 45.66 | 35.58 | 38.15 | 43.11 | 35.58 | 38.15 | 43.11 | 35.58 | 38.15 | 45.51 | 35.58 | 51.88 | 61.18 | 38.24 | 51.36 | 61.18 | 39.02 | 38.15 | 43.11 | 35.58 | 48.74 | 51.32 | 47.71 | 48.74 | 51.32 | 47.71 | 48.74 | 51.32 | 47.71 | 48.74 | 51.32 | 47.71 | 48.74 | 51.43 | 47.71 | 54.32 | 51.43 | 47.71 | 48.74 | 51.32 | 47.71 | 48.74 | 51.32 | 47.71 | 48.74 | 51.43 | 47.71 | 69.76 | 70.44 | 51.35 | 69.76 | 71.88 | 52.39 | 48.74 | 51.32 | 47.71
4700 | 38.11 | 43.08 | 35.54 | 38.11 | 43.08 | 35.54 | 38.11 | 43.08 | 35.54 | 38.11 | 43.08 | 35.54 | 38.11 | 45.47 | 35.54 | 38.82 | 45.62 | 35.54 | 38.11 | 43.08 | 35.54 | 38.11 | 43.08 | 35.54 | 38.11 | 45.47 | 35.54 | 53.08 | 68.4 | 48.14 | 52.55 | 68.4 | 47.48 | 38.11 | 43.08 | 35.54 | 48.7 | 51.29 | 47.68 | 48.7 | 51.29 | 47.68 | 48.7 | 51.29 | 47.68 | 48.7 | 51.29 | 47.68 | 48.7 | 51.4 | 47.68 | 54.28 | 51.4 | 47.68 | 48.7 | 51.29 | 47.68 | 48.7 | 51.29 | 47.68 | 48.7 | 51.4 | 47.68 | 69.76 | 83.31 | 58.54 | 69.76 | 82.45 | 59.14 | 48.7 | 51.29 | 47.68
4701 | 38.13 | 43.1 | 35.56 | 38.13 | 43.1 | 35.56 | 38.13 | 43.1 | 35.56 | 38.13 | 43.1 | 35.56 | 38.13 | 45.49 | 35.56 | 38.84 | 45.64 | 35.56 | 38.13 | 43.1 | 35.56 | 38.13 | 43.1 | 35.56 | 38.13 | 45.49 | 35.56 | 54.58 | 68.4 | 48.45 | 54.03 | 67.04 | 47.48 | 38.13 | 43.1 | 35.56 | 48.72 | 51.31 | 47.69 | 48.72 | 51.31 | 47.69 | 48.72 | 51.31 | 47.69 | 48.72 | 51.31 | 47.69 | 48.72 | 51.41 | 47.69 | 54.3 | 51.41 | 47.69 | 48.72 | 51.31 | 47.69 | 48.72 | 51.31 | 47.69 | 48.72 | 51.41 | 47.69 | 70.2 | 83.31 | 59.14 | 70.2 | 81.64 | 57.96 | 48.72 | 51.31 | 47.69
4702 | 38.36 | 43.32 | 35.79 | 38.36 | 43.32 | 35.79 | 38.36 | 43.32 | 35.79 | 38.36 | 43.32 | 35.79 | 38.36 | 45.72 | 35.79 | 39.06 | 45.87 | 35.79 | 38.36 | 43.32 | 35.79 | 38.36 | 43.32 | 35.79 | 38.36 | 45.72 | 35.79 | 51.56 | 68.4 | 48.45 | 50.53 | 67.03 | 47.48 | 38.36 | 43.32 | 35.79 | 48.94 | 51.53 | 47.92 | 48.94 | 51.53 | 47.92 | 48.94 | 51.53 | 47.92 | 48.94 | 51.53 | 47.92 | 48.94 | 51.64 | 47.92 | 54.52 | 51.64 | 47.92 | 48.94 | 51.53 | 47.92 | 48.94 | 51.53 | 47.92 | 48.94 | 51.64 | 47.92 | 69.76 | 81.83 | 59.75 | 69.76 | 80.2 | 57.96 | 48.94 | 51.53 | 47.92
4703 | 38.01 | 42.97 | 35.44 | 38.01 | 42.97 | 35.44 | 38.01 | 42.97 | 35.44 | 38.01 | 42.97 | 35.44 | 38.01 | 45.36 | 35.44 | 38.71 | 45.52 | 35.44 | 38.01 | 42.97 | 35.44 | 38.01 | 42.97 | 35.44 | 38.01 | 45.36 | 35.44 | 44.71 | 61.14 | 48.14 | 44.71 | 59.92 | 47.17 | 38.01 | 42.97 | 35.44 | 36.14 | 51.18 | 47.57 | 36.14 | 51.18 | 47.57 | 36.14 | 51.18 | 47.57 | 36.14 | 51.18 | 47.57 | 36.14 | 51.29 | 47.57 | 54.17 | 51.29 | 47.57 | 36.14 | 51.18 | 47.57 | 36.14 | 51.18 | 47.57 | 36.14 | 51.29 | 47.57 | 59.81 | 71.88 | 59.75 | 59.81 | 70.44 | 57.96 | 36.14 | 51.18 | 47.57
4704 | 36.01 | 42.72 | 35.18 | 36.01 | 42.72 | 35.18 | 36.01 | 42.72 | 35.18 | 36.01 | 42.72 | 35.18 | 36.01 | 45.11 | 35.18 | 38.01 | 45.27 | 35.19 | 36.01 | 42.72 | 35.18 | 36.01 | 42.72 | 35.18 | 36.01 | 45.11 | 35.18 | 38.01 | 60.76 | 48.45 | 37.25 | 59.54 | 47.48 | 36.01 | 42.72 | 35.18 | 36.14 | 50.93 | 47.32 | 36.14 | 50.93 | 47.32 | 36.14 | 50.93 | 47.32 | 36.14 | 50.93 | 47.32 | 36.14 | 51.04 | 47.32 | 53.92 | 51.04 | 47.32 | 36.14 | 50.93 | 47.32 | 36.14 | 50.93 | 47.32 | 36.14 | 51.04 | 47.32 | 54.48 | 71.88 | 62.94 | 54.48 | 71.14 | 61.68 | 36.14 | 50.93 | 47.32
4705 | 20.68 | 42.27 | 34.73 | 20.68 | 42.27 | 34.73 | 20.68 | 42.27 | 34.73 | 20.68 | 42.27 | 34.73 | 20.68 | 44.66 | 34.73 | 38.01 | 44.81 | 34.73 | 20.68 | 42.27 | 34.73 | 20.68 | 42.27 | 34.73 | 20.68 | 44.66 | 34.73 | 38.01 | 60.15 | 48.45 | 37.25 | 58.95 | 47.48 | 20.68 | 42.27 | 34.73 | 35.42 | 50.48 | 46.87 | 35.42 | 50.48 | 46.87 | 35.42 | 50.48 | 46.87 | 35.42 | 50.48 | 46.87 | 35.42 | 50.58 | 46.87 | 51.81 | 50.58 | 46.87 | 35.42 | 50.48 | 46.87 | 35.42 | 50.48 | 46.87 | 35.42 | 50.58 | 46.87 | 52.33 | 71.88 | 59.75 | 51.29 | 71.14 | 59.14 | 35.42 | 50.48 | 46.87
4706 | 20.68 | 41.81 | 34.28 | 20.68 | 41.81 | 34.28 | 20.68 | 41.81 | 34.28 | 20.68 | 41.81 | 34.28 | 20.68 | 44.2 | 34.28 | 37.55 | 44.36 | 34.28 | 20.68 | 41.81 | 34.28 | 20.68 | 41.81 | 34.28 | 20.68 | 44.2 | 34.28 | 38.01 | 53.45 | 48.45 | 37.25 | 52.39 | 47.48 | 20.68 | 41.81 | 34.28 | 36.14 | 50.02 | 46.41 | 36.14 | 50.02 | 46.41 | 36.14 | 50.02 | 46.41 | 36.14 | 50.02 | 46.41 | 36.14 | 50.13 | 46.41 | 51.81 | 50.13 | 46.45 | 36.14 | 50.02 | 46.41 | 36.14 | 50.02 | 46.41 | 36.14 | 50.13 | 46.41 | 52.33 | 71.88 | 57.96 | 52.33 | 71.88 | 59.14 | 36.14 | 50.02 | 46.41
4707 | 36.44 | 41.41 | 33.87 | 36.44 | 41.41 | 33.87 | 36.44 | 41.41 | 33.87 | 36.44 | 41.41 | 33.87 | 36.44 | 43.8 | 33.87 | 37.15 | 43.96 | 33.87 | 36.44 | 41.41 | 33.87 | 36.44 | 41.41 | 33.87 | 36.44 | 43.8 | 33.87 | 38.01 | 53.59 | 48.45 | 37.25 | 52.52 | 47.48 | 36.44 | 41.41 | 33.87 | 45.62 | 49.62 | 46.01 | 45.62 | 49.62 | 46.01 | 45.62 | 49.62 | 46.01 | 45.62 | 49.62 | 46.01 | 45.62 | 49.73 | 46.01 | 51.81 | 49.73 | 46.11 | 45.62 | 49.62 | 46.01 | 45.62 | 49.62 | 46.01 | 45.62 | 49.73 | 46.01 | 52.33 | 71.88 | 59 | 52.33 | 71.43 | 59.14 | 45.62 | 49.62 | 46.01
4708 | 36.4 | 41.37 | 33.84 | 36.4 | 41.37 | 33.84 | 36.4 | 41.37 | 33.84 | 36.4 | 41.37 | 33.84 | 36.4 | 43.76 | 33.84 | 37.11 | 43.92 | 33.84 | 36.4 | 41.37 | 33.84 | 36.4 | 41.37 | 33.84 | 36.4 | 43.76 | 33.84 | 38.01 | 60.15 | 45.5 | 38.01 | 58.95 | 46.43 | 36.4 | 41.37 | 33.84 | 46.99 | 49.58 | 45.97 | 46.99 | 49.58 | 45.97 | 46.99 | 49.58 | 45.97 | 46.99 | 49.58 | 45.97 | 46.99 | 49.69 | 45.97 | 52.57 | 49.69 | 46.07 | 46.99 | 49.58 | 45.97 | 46.99 | 49.58 | 45.97 | 46.99 | 49.69 | 45.97 | 53.1 | 70.42 | 57.96 | 53.4 | 71.14 | 59.14 | 46.99 | 49.58 | 45.97
4709 | 37.3 | 42.27 | 34.73 | 37.3 | 42.27 | 34.73 | 37.3 | 42.27 | 34.73 | 37.3 | 42.27 | 34.73 | 37.3 | 44.66 | 34.73 | 38.01 | 44.81 | 34.73 | 37.3 | 42.27 | 34.73 | 37.3 | 42.27 | 34.73 | 37.3 | 44.66 | 34.73 | 40.39 | 61.14 | 46.71 | 40.39 | 61.14 | 47 | 37.3 | 42.27 | 34.73 | 47.89 | 50.48 | 46.87 | 47.89 | 50.48 | 46.87 | 47.89 | 50.48 | 46.87 | 47.89 | 50.48 | 46.87 | 47.89 | 50.59 | 46.87 | 53.47 | 50.59 | 46.87 | 47.89 | 50.48 | 46.87 | 47.89 | 50.48 | 46.87 | 47.89 | 50.59 | 46.87 | 54.78 | 69.72 | 52.4 | 55.89 | 71.15 | 52.41 | 47.89 | 50.48 | 46.87
4710 | 38.21 | 43.17 | 35.64 | 38.21 | 43.17 | 35.64 | 38.21 | 43.17 | 35.64 | 38.21 | 43.17 | 35.64 | 38.21 | 45.57 | 35.64 | 38.91 | 45.72 | 35.64 | 38.21 | 43.17 | 35.64 | 38.21 | 43.17 | 35.64 | 38.21 | 45.57 | 35.64 | 47.52 | 61.14 | 47.95 | 47.52 | 59.92 | 46.99 | 38.21 | 43.17 | 35.64 | 48.8 | 51.38 | 47.77 | 48.8 | 51.38 | 47.77 | 48.8 | 51.38 | 47.77 | 48.8 | 51.38 | 47.77 | 48.8 | 51.49 | 47.77 | 54.38 | 51.49 | 47.77 | 48.8 | 51.38 | 47.77 | 48.8 | 51.38 | 47.77 | 48.8 | 51.49 | 47.77 | 69.76 | 71.88 | 51.35 | 69.76 | 70.44 | 50.83 | 48.8 | 51.38 | 47.77
4711 | 38.66 | 43.63 | 36.09 | 38.66 | 43.63 | 36.09 | 38.66 | 43.63 | 36.09 | 38.66 | 43.63 | 36.09 | 38.66 | 46.02 | 36.09 | 39.37 | 46.18 | 36.09 | 38.66 | 43.63 | 36.09 | 38.66 | 43.63 | 36.09 | 38.66 | 46.02 | 36.09 | 52.07 | 60.16 | 37.79 | 51.02 | 58.95 | 37.04 | 38.66 | 43.63 | 36.09 | 49.25 | 51.84 | 48.23 | 49.25 | 51.84 | 48.23 | 49.25 | 51.84 | 48.23 | 49.25 | 51.84 | 48.23 | 51.87 | 51.95 | 48.23 | 54.83 | 51.95 | 48.23 | 49.25 | 51.84 | 48.23 | 49.25 | 51.84 | 48.23 | 51.87 | 51.95 | 48.23 | 69.76 | 60.5 | 49.22 | 69.76 | 58.69 | 48.72 | 49.25 | 51.84 | 48.23
4712 | 38.95 | 43.92 | 36.38 | 38.95 | 43.92 | 36.38 | 38.95 | 43.92 | 36.38 | 38.95 | 43.92 | 36.38 | 38.95 | 46.31 | 36.38 | 39.66 | 46.47 | 36.38 | 38.95 | 43.92 | 36.38 | 38.95 | 43.92 | 36.38 | 38.95 | 46.31 | 36.38 | 49.65 | 48.06 | 36.21 | 48.66 | 44.36 | 36.02 | 38.95 | 43.92 | 36.38 | 49.54 | 52.13 | 48.52 | 49.54 | 52.13 | 48.52 | 49.54 | 52.13 | 48.52 | 49.54 | 52.13 | 48.52 | 52.16 | 52.24 | 48.52 | 55.12 | 52.24 | 48.52 | 49.54 | 52.13 | 48.52 | 49.54 | 52.13 | 48.52 | 52.16 | 52.24 | 48.52 | 60.88 | 53.19 | 48.03 | 60.27 | 52.66 | 48.03 | 49.54 | 52.13 | 48.52
4713 | 39.17 | 44.14 | 35.86 | 39.17 | 44.14 | 35.86 | 39.17 | 44.14 | 35.86 | 39.17 | 44.14 | 35.86 | 39.17 | 45.89 | 35.86 | 39.88 | 45.89 | 35.86 | 39.17 | 44.14 | 35.86 | 39.17 | 44.14 | 35.86 | 39.17 | 45.89 | 35.86 | 40.28 | 45.25 | 35.14 | 39.57 | 44.35 | 35.14 | 39.17 | 44.14 | 35.86 | 49.76 | 51.61 | 46.69 | 49.76 | 51.61 | 46.69 | 49.76 | 51.61 | 46.69 | 49.76 | 51.61 | 46.69 | 52.38 | 51.61 | 47.65 | 55.34 | 51.61 | 47.65 | 49.76 | 51.61 | 47.65 | 49.76 | 51.61 | 47.65 | 52.38 | 51.61 | 47.65 | 55.89 | 51.09 | 47.16 | 54.78 | 51.09 | 46.23 | 49.76 | 51.61 | 46.69
4714 | 39.29 | 35.42 | 34.77 | 39.29 | 35.42 | 34.77 | 39.29 | 35.42 | 34.77 | 39.29 | 35.42 | 34.77 | 39.29 | 35.42 | 34.77 | 39.99 | 35.42 | 34.77 | 39.29 | 35.42 | 34.77 | 39.29 | 35.42 | 34.77 | 39.29 | 35.42 | 34.77 | 39.59 | 35.07 | 34.42 | 39.59 | 35.07 | 34.42 | 39.29 | 35.42 | 34.77 | 49.87 | 48.14 | 46.17 | 49.87 | 48.14 | 46.17 | 49.87 | 48.14 | 46.17 | 49.87 | 48.14 | 45.87 | 52.5 | 48.14 | 46.34 | 53.2 | 48.14 | 46.34 | 49.87 | 48.14 | 46.45 | 49.87 | 48.14 | 46.45 | 52.5 | 48.14 | 46.45 | 52.67 | 47.66 | 44.95 | 51.62 | 47.66 | 44.95 | 49.87 | 48.14 | 46.17
4715 | 39.28 | 12.72 | 33.32 | 39.28 | 12.72 | 33.32 | 39.28 | 12.72 | 33.32 | 39.28 | 12.72 | 33.32 | 39.28 | 12.86 | 33.32 | 39.28 | 12.86 | 33.32 | 39.28 | 12.86 | 33.32 | 39.28 | 12.86 | 33.32 | 39.28 | 12.86 | 33.32 | 38.88 | 12.73 | 32.98 | 38.88 | 12.51 | 32.32 | 39.28 | 12.72 | 33.32 | 49.86 | 39.16 | 46.17 | 49.86 | 39.16 | 46.17 | 49.86 | 39.16 | 46.17 | 49.86 | 39.16 | 45.87 | 52.45 | 39.16 | 46.34 | 52.45 | 39.16 | 46.34 | 49.86 | 39.16 | 46.45 | 49.86 | 39.16 | 46.45 | 52.45 | 39.16 | 46.45 | 51.93 | 38.77 | 44.95 | 50.89 | 38.77 | 44.95 | 49.86 | 39.16 | 46.17
4716 | 39.22 | 12.71 | 33.06 | 39.22 | 12.71 | 33.06 | 39.22 | 12.71 | 33.06 | 39.22 | 12.71 | 33.06 | 39.22 | 12.84 | 33.06 | 39.22 | 12.84 | 33.06 | 39.22 | 12.84 | 33.06 | 39.22 | 12.84 | 33.06 | 39.22 | 12.84 | 33.06 | 38.83 | 12.72 | 32.98 | 38.83 | 12.59 | 32.73 | 39.22 | 12.71 | 33.06 | 49.81 | 39.16 | 46.17 | 49.81 | 39.16 | 46.17 | 49.81 | 39.16 | 46.17 | 49.81 | 39.16 | 45.87 | 51.96 | 39.16 | 46.34 | 51.96 | 39.16 | 46.34 | 49.81 | 39.16 | 46.45 | 49.81 | 39.16 | 46.45 | 51.96 | 39.16 | 46.45 | 51.44 | 38.77 | 44.95 | 50.41 | 38.77 | 44.95 | 49.81 | 39.16 | 46.17
4717 | 39.16 | 12.72 | 33.32 | 39.16 | 12.72 | 33.32 | 39.16 | 12.72 | 33.32 | 39.16 | 12.72 | 33.32 | 39.16 | 12.84 | 33.32 | 39.17 | 12.84 | 33.32 | 39.16 | 12.84 | 33.32 | 39.16 | 12.84 | 33.32 | 39.16 | 12.84 | 33.32 | 38.78 | 12.72 | 32.98 | 38.78 | 12.59 | 32.98 | 39.16 | 12.72 | 33.32 | 49.75 | 40.79 | 46.17 | 49.75 | 40.79 | 46.17 | 49.75 | 40.79 | 46.17 | 49.75 | 40.79 | 45.87 | 51.96 | 40.79 | 46.34 | 51.96 | 40.79 | 46.34 | 49.75 | 40.79 | 46.45 | 49.75 | 40.79 | 46.45 | 51.96 | 40.79 | 46.45 | 51.44 | 39.58 | 44.95 | 50.41 | 40.39 | 44.95 | 49.75 | 40.79 | 46.17
4718 | 39.01 | 12.84 | 33.4 | 39.01 | 12.84 | 33.4 | 39.01 | 12.84 | 33.4 | 39.01 | 12.84 | 33.4 | 39.01 | 12.84 | 33.4 | 39.17 | 12.84 | 33.4 | 39.01 | 12.84 | 33.4 | 39.01 | 12.84 | 33.4 | 39.01 | 12.84 | 33.4 | 38.78 | 12.72 | 33.06 | 38.78 | 12.72 | 33.06 | 39.01 | 12.84 | 33.4 | 49.6 | 45.06 | 46.17 | 49.6 | 45.06 | 46.17 | 49.6 | 45.06 | 46.17 | 49.6 | 45.06 | 45.87 | 51.96 | 45.06 | 46.34 | 51.96 | 45.06 | 46.34 | 49.6 | 45.06 | 46.45 | 49.6 | 45.06 | 46.45 | 51.96 | 45.06 | 46.45 | 51.44 | 43.71 | 44.95 | 50.42 | 44.6 | 45.41 | 49.6 | 45.06 | 46.17
4719 | 38.93 | 41.72 | 35.13 | 38.93 | 41.72 | 35.13 | 38.93 | 41.72 | 35.13 | 38.93 | 41.72 | 35.13 | 38.93 | 41.72 | 35.13 | 39.17 | 41.72 | 35.13 | 38.93 | 41.72 | 35.13 | 38.93 | 41.72 | 35.13 | 38.93 | 41.72 | 35.13 | 38.78 | 41.29 | 34.42 | 39.32 | 41.31 | 34.78 | 38.93 | 41.72 | 35.13 | 49.52 | 48.43 | 47.13 | 49.52 | 48.43 | 47.13 | 49.52 | 48.43 | 47.13 | 49.52 | 48.43 | 47.13 | 52.07 | 48.43 | 47.13 | 52.07 | 48.43 | 47.13 | 49.52 | 48.43 | 47.13 | 49.52 | 48.43 | 47.13 | 52.07 | 48.43 | 47.13 | 51.54 | 47.66 | 46.18 | 51.03 | 48.16 | 46.66 | 49.52 | 48.43 | 47.13
4720 | 38.85 | 43.82 | 36.28 | 38.85 | 43.82 | 36.28 | 38.85 | 43.82 | 36.28 | 38.85 | 43.82 | 36.28 | 38.85 | 46.21 | 36.28 | 39.56 | 46.35 | 36.28 | 38.85 | 43.82 | 36.28 | 38.85 | 43.82 | 36.28 | 38.85 | 46.21 | 36.28 | 39.96 | 46.17 | 35.85 | 39.65 | 45.25 | 35.92 | 38.85 | 43.82 | 36.28 | 49.44 | 52.03 | 48.41 | 49.44 | 52.03 | 48.41 | 49.44 | 52.03 | 48.41 | 49.44 | 52.03 | 48.41 | 52.06 | 52.08 | 48.41 | 55.02 | 52.08 | 48.41 | 49.44 | 52.03 | 48.41 | 49.44 | 52.03 | 48.41 | 52.06 | 52.08 | 48.41 | 55.57 | 51.51 | 47.93 | 54.78 | 52.55 | 48.61 | 49.44 | 52.03 | 48.41
4721 | 38.86 | 43.83 | 36.29 | 38.86 | 43.83 | 36.29 | 38.86 | 43.83 | 36.29 | 38.86 | 43.83 | 36.29 | 38.86 | 46.22 | 36.29 | 39.57 | 46.37 | 36.29 | 38.86 | 43.83 | 36.29 | 38.86 | 43.83 | 36.29 | 38.86 | 46.22 | 36.29 | 42.57 | 56 | 36.66 | 42.57 | 56 | 36.66 | 38.86 | 43.83 | 36.29 | 49.45 | 52.04 | 48.43 | 49.45 | 52.04 | 48.43 | 49.45 | 52.04 | 48.43 | 49.45 | 52.04 | 48.43 | 52.07 | 52.15 | 48.43 | 55.03 | 52.15 | 48.43 | 49.45 | 52.04 | 48.43 | 49.45 | 52.04 | 48.43 | 52.07 | 52.15 | 48.43 | 60.21 | 55.57 | 48.61 | 59.01 | 56.69 | 48.92 | 49.45 | 52.04 | 48.43
4722 | 38.8 | 43.77 | 36.24 | 38.8 | 43.77 | 36.24 | 38.8 | 43.77 | 36.24 | 38.8 | 43.77 | 36.24 | 38.8 | 46.16 | 36.24 | 39.51 | 46.32 | 36.24 | 38.8 | 43.77 | 36.24 | 38.8 | 43.77 | 36.24 | 38.8 | 46.16 | 36.24 | 51.38 | 63.17 | 70.65 | 51.38 | 63.17 | 70.65 | 38.8 | 43.77 | 36.24 | 49.39 | 51.98 | 51.3 | 49.39 | 51.98 | 51.3 | 49.39 | 51.98 | 51.3 | 49.39 | 51.98 | 51.3 | 52.02 | 52.09 | 49.55 | 54.97 | 52.09 | 49.55 | 49.39 | 51.98 | 49.55 | 49.39 | 51.98 | 48.37 | 52.02 | 52.09 | 49.55 | 70.76 | 78.07 | 83.09 | 70.76 | 79.67 | 83.31 | 49.39 | 51.98 | 51.3
4723 | 38.68 | 43.65 | 36.11 | 38.68 | 43.65 | 36.11 | 38.68 | 43.65 | 36.11 | 38.68 | 43.65 | 36.11 | 38.68 | 46.04 | 36.11 | 39.39 | 46.19 | 36.11 | 38.68 | 43.65 | 36.11 | 38.68 | 43.65 | 36.11 | 38.68 | 46.04 | 36.11 | 53.85 | 75.57 | 78.67 | 53.85 | 75.57 | 80.28 | 38.68 | 43.65 | 36.11 | 49.27 | 51.86 | 51.3 | 49.27 | 51.86 | 51.3 | 49.27 | 51.86 | 51.3 | 49.27 | 51.86 | 51.3 | 51.89 | 51.97 | 49.52 | 54.85 | 51.97 | 49.52 | 49.27 | 51.86 | 49.52 | 49.27 | 51.86 | 48.25 | 51.89 | 51.97 | 49.52 | 73.82 | 89.86 | 103.5 | 73.09 | 89.86 | 104.49 | 49.27 | 51.86 | 51.3
4724 | 38.5 | 43.47 | 35.93 | 38.5 | 43.47 | 35.93 | 38.5 | 43.47 | 35.93 | 38.5 | 43.47 | 35.93 | 38.5 | 45.86 | 35.93 | 39.21 | 46.01 | 35.93 | 38.5 | 43.47 | 35.93 | 38.5 | 43.47 | 35.93 | 38.5 | 45.86 | 35.93 | 54.94 | 75.57 | 80.66 | 53.85 | 75.57 | 80.28 | 38.5 | 43.47 | 35.93 | 49.09 | 51.68 | 48.07 | 49.09 | 51.68 | 48.07 | 49.09 | 51.68 | 48.07 | 49.09 | 51.68 | 48.07 | 51.71 | 51.78 | 48.07 | 54.67 | 51.78 | 48.07 | 49.09 | 51.68 | 48.07 | 49.09 | 51.68 | 48.07 | 51.71 | 51.78 | 48.07 | 74.44 | 94.29 | 105.57 | 73.69 | 94.29 | 104.49 | 49.09 | 51.68 | 48.07
4725 | 38.41 | 43.38 | 35.84 | 38.41 | 43.38 | 35.84 | 38.41 | 43.38 | 35.84 | 38.41 | 43.38 | 35.84 | 38.41 | 45.77 | 35.84 | 39.12 | 45.93 | 35.84 | 38.41 | 43.38 | 35.84 | 38.41 | 43.38 | 35.84 | 38.41 | 45.77 | 35.84 | 52.07 | 75.57 | 80.66 | 51.02 | 75.57 | 80.28 | 38.41 | 43.38 | 35.84 | 49 | 51.59 | 47.98 | 49 | 51.59 | 47.98 | 49 | 51.59 | 47.98 | 49 | 51.59 | 47.98 | 51.62 | 51.7 | 47.98 | 54.58 | 51.7 | 48.08 | 49 | 51.59 | 47.98 | 49 | 51.59 | 47.98 | 51.62 | 51.7 | 47.98 | 72.89 | 94.29 | 104.49 | 72.89 | 94.29 | 104.49 | 49 | 51.59 | 47.98
4726 | 38.48 | 43.45 | 35.92 | 38.48 | 43.45 | 35.92 | 38.48 | 43.45 | 35.92 | 38.48 | 43.45 | 35.92 | 38.48 | 45.84 | 35.92 | 39.19 | 46 | 35.92 | 38.48 | 43.45 | 35.92 | 38.48 | 43.45 | 35.92 | 38.48 | 45.84 | 35.92 | 50 | 65.57 | 80.66 | 49 | 65.57 | 80.28 | 38.48 | 43.45 | 35.92 | 49.07 | 51.66 | 48.05 | 49.07 | 51.66 | 48.05 | 49.07 | 51.66 | 48.05 | 49.07 | 51.66 | 48.05 | 51.7 | 51.77 | 48.05 | 54.65 | 51.77 | 48.15 | 49.07 | 51.66 | 48.05 | 49.07 | 51.66 | 48.05 | 51.7 | 51.77 | 48.05 | 70.76 | 80.54 | 104.49 | 70.76 | 80.54 | 104.49 | 49.07 | 51.66 | 48.05
4727 | 37.8 | 43.01 | 35.47 | 37.8 | 43.01 | 35.47 | 37.8 | 43.01 | 35.47 | 37.8 | 43.01 | 35.47 | 37.8 | 45.4 | 35.47 | 38.75 | 45.55 | 35.47 | 37.8 | 43.01 | 35.47 | 37.8 | 43.01 | 35.47 | 37.8 | 45.4 | 35.47 | 40.53 | 63.17 | 78.24 | 39.72 | 63.17 | 79.84 | 37.8 | 43.01 | 35.47 | 36.14 | 51.22 | 47.61 | 36.14 | 51.22 | 47.61 | 36.14 | 51.22 | 47.61 | 36.14 | 51.22 | 47.61 | 36.14 | 51.32 | 47.61 | 54.21 | 51.32 | 47.71 | 36.14 | 51.22 | 47.61 | 36.14 | 51.22 | 47.61 | 36.14 | 51.32 | 47.61 | 60.41 | 79.07 | 102.4 | 59.21 | 80.54 | 104.49 | 36.14 | 51.22 | 47.61
4728 | 36.33 | 42.82 | 35.29 | 36.33 | 42.82 | 35.29 | 36.33 | 42.82 | 35.29 | 36.33 | 42.82 | 35.29 | 36.33 | 45.21 | 35.29 | 38.56 | 45.37 | 35.29 | 36.33 | 42.82 | 35.29 | 36.33 | 42.82 | 35.29 | 36.33 | 45.21 | 35.29 | 39.19 | 63.17 | 80.66 | 38.4 | 63.17 | 80.28 | 36.33 | 42.82 | 35.29 | 36.14 | 51.03 | 47.42 | 36.14 | 51.03 | 47.42 | 36.14 | 51.03 | 47.42 | 36.14 | 51.03 | 47.42 | 36.14 | 51.14 | 47.42 | 54.02 | 51.14 | 47.52 | 36.14 | 51.03 | 47.42 | 36.14 | 51.03 | 47.42 | 36.14 | 51.14 | 47.42 | 55.34 | 80.54 | 104.49 | 55.34 | 80.54 | 104.49 | 36.14 | 51.03 | 47.42
4729 | 29 | 42.37 | 34.84 | 29 | 42.38 | 34.84 | 29 | 42.38 | 34.84 | 29 | 42.38 | 34.84 | 29 | 44.77 | 34.84 | 38.12 | 44.92 | 34.84 | 29 | 42.38 | 34.84 | 29 | 42.38 | 34.84 | 29 | 44.77 | 34.84 | 38.5 | 63.17 | 80.66 | 37.73 | 63.17 | 80.28 | 29 | 42.37 | 34.84 | 36.14 | 50.59 | 46.98 | 36.14 | 50.59 | 46.98 | 36.14 | 50.59 | 46.98 | 36.14 | 50.59 | 46.98 | 36.14 | 50.69 | 46.98 | 53.58 | 50.69 | 47.07 | 36.14 | 50.59 | 46.98 | 36.14 | 50.59 | 46.98 | 36.14 | 50.69 | 46.98 | 54.47 | 80.54 | 104.49 | 54.47 | 80.54 | 104.49 | 36.14 | 50.59 | 46.98
4730 | 37.07 | 42.03 | 34.5 | 37.07 | 42.03 | 34.5 | 37.07 | 42.03 | 34.5 | 37.07 | 42.03 | 34.5 | 37.07 | 44.42 | 34.5 | 37.77 | 44.58 | 34.5 | 37.07 | 42.03 | 34.5 | 37.07 | 42.03 | 34.5 | 37.07 | 44.42 | 34.5 | 38.33 | 63.17 | 80.66 | 37.57 | 63.17 | 80.28 | 37.07 | 42.03 | 34.5 | 46.21 | 50.24 | 46.63 | 46.21 | 50.24 | 46.63 | 46.21 | 50.24 | 46.63 | 46.21 | 50.24 | 46.63 | 46.21 | 50.35 | 46.63 | 53.23 | 50.35 | 46.63 | 46.21 | 50.24 | 46.63 | 46.21 | 50.24 | 46.63 | 46.21 | 50.35 | 46.63 | 54.1 | 80.54 | 104.49 | 54.1 | 80.54 | 105.57 | 46.21 | 50.24 | 46.63
4731 | 36.85 | 41.82 | 34.28 | 36.85 | 41.82 | 34.28 | 36.85 | 41.82 | 34.28 | 36.85 | 41.82 | 34.28 | 36.85 | 44.21 | 34.28 | 37.56 | 44.36 | 34.28 | 36.85 | 41.82 | 34.28 | 36.85 | 41.82 | 34.28 | 36.85 | 44.21 | 34.28 | 38.33 | 63.17 | 80.66 | 38.33 | 63.17 | 80.28 | 36.85 | 41.82 | 34.28 | 47.44 | 50.03 | 46.42 | 47.44 | 50.03 | 46.42 | 47.44 | 50.03 | 46.42 | 47.44 | 50.03 | 46.42 | 47.44 | 50.13 | 46.42 | 53.02 | 50.13 | 46.45 | 47.44 | 50.03 | 46.42 | 47.44 | 50.03 | 46.42 | 47.44 | 50.13 | 46.42 | 54.11 | 80.54 | 104.49 | 54.11 | 80.54 | 105.57 | 47.44 | 50.03 | 46.42
4732 | 36.75 | 41.72 | 34.18 | 36.75 | 41.72 | 34.18 | 36.75 | 41.72 | 34.18 | 36.75 | 41.72 | 34.18 | 36.75 | 44.11 | 34.18 | 37.46 | 44.26 | 34.18 | 36.75 | 41.72 | 34.18 | 36.75 | 41.72 | 34.18 | 36.75 | 44.11 | 34.18 | 39.19 | 63.17 | 80.66 | 39.19 | 63.17 | 80.28 | 36.75 | 41.72 | 34.18 | 47.34 | 49.93 | 46.31 | 47.34 | 49.93 | 46.31 | 47.34 | 49.93 | 46.31 | 47.34 | 49.93 | 46.31 | 47.34 | 50.03 | 46.31 | 52.92 | 50.03 | 46.41 | 47.34 | 49.93 | 46.31 | 47.34 | 49.93 | 46.31 | 47.34 | 50.03 | 46.31 | 55.89 | 80.54 | 104.49 | 55.89 | 80.54 | 105.57 | 47.34 | 49.93 | 46.31
4733 | 37.37 | 42.34 | 34.8 | 37.37 | 42.34 | 34.8 | 37.37 | 42.34 | 34.8 | 37.37 | 42.34 | 34.8 | 37.37 | 44.73 | 34.8 | 38.08 | 44.88 | 34.8 | 37.37 | 42.34 | 34.8 | 37.37 | 42.34 | 34.8 | 37.37 | 44.73 | 34.8 | 40.8 | 64.45 | 80.66 | 40.8 | 63.17 | 80.28 | 37.37 | 42.34 | 34.8 | 47.96 | 50.55 | 50.21 | 47.96 | 50.55 | 50.21 | 47.96 | 50.55 | 50.21 | 47.96 | 50.55 | 50.21 | 47.96 | 50.66 | 47.04 | 53.54 | 50.66 | 47.04 | 47.96 | 50.55 | 47.04 | 47.96 | 50.55 | 46.94 | 47.96 | 50.66 | 47.04 | 63.57 | 80.54 | 105.57 | 63.57 | 82.17 | 105.57 | 47.96 | 50.55 | 50.21
4734 | 38.12 | 43.09 | 35.55 | 38.12 | 43.09 | 35.55 | 38.12 | 43.09 | 35.55 | 38.12 | 43.09 | 35.55 | 38.12 | 45.48 | 35.55 | 38.83 | 45.64 | 35.56 | 38.12 | 43.09 | 35.55 | 38.12 | 43.09 | 35.55 | 38.12 | 45.48 | 35.55 | 51.69 | 65.69 | 80.66 | 51.69 | 64.39 | 80.28 | 38.12 | 43.09 | 35.55 | 48.71 | 51.3 | 51.3 | 48.71 | 51.3 | 51.3 | 48.71 | 51.3 | 51.3 | 48.71 | 51.3 | 51.3 | 51.33 | 51.41 | 48.12 | 54.29 | 51.41 | 48.12 | 48.71 | 51.3 | 48.12 | 48.71 | 51.3 | 47.69 | 51.33 | 51.41 | 48.12 | 79.53 | 80.54 | 105.57 | 77.95 | 80.54 | 103.46 | 48.71 | 51.3 | 51.3
4735 | 38.66 | 43.62 | 39.02 | 38.66 | 43.62 | 39.02 | 38.66 | 43.62 | 39.02 | 38.66 | 43.62 | 39.02 | 38.66 | 46.01 | 36.09 | 39.36 | 46.17 | 36.09 | 38.66 | 43.62 | 36.09 | 38.66 | 43.62 | 36.09 | 38.66 | 46.02 | 36.09 | 53.66 | 63.55 | 68.71 | 52.59 | 62.28 | 67.33 | 38.66 | 43.62 | 39.02 | 49.24 | 51.94 | 48.32 | 49.24 | 51.94 | 48.32 | 49.24 | 51.94 | 48.32 | 49.24 | 51.94 | 48.32 | 51.87 | 51.94 | 48.32 | 54.82 | 51.94 | 48.32 | 49.24 | 51.83 | 48.32 | 49.24 | 51.83 | 48.22 | 51.87 | 51.94 | 48.32 | 72.2 | 75.09 | 54.01 | 70.76 | 73.6 | 52.93 | 49.24 | 51.94 | 48.32
4736 | 38.9 | 43.87 | 36.34 | 38.9 | 43.87 | 36.34 | 38.9 | 43.87 | 36.34 | 38.9 | 43.87 | 36.34 | 38.9 | 46.26 | 36.34 | 39.61 | 46.42 | 36.34 | 38.9 | 43.87 | 36.34 | 38.9 | 43.87 | 36.34 | 38.9 | 46.26 | 36.34 | 48.4 | 55.09 | 37.84 | 47.44 | 53.99 | 37.09 | 38.9 | 43.87 | 36.34 | 49.49 | 52.19 | 48.47 | 49.49 | 52.19 | 48.47 | 49.49 | 52.19 | 48.47 | 49.49 | 52.19 | 48.47 | 52.12 | 52.19 | 48.47 | 55.07 | 52.19 | 48.47 | 49.49 | 52.08 | 48.47 | 49.49 | 52.08 | 48.47 | 52.12 | 52.19 | 48.47 | 61.03 | 59.55 | 48.96 | 59.81 | 58.36 | 48.96 | 49.49 | 52.19 | 48.47
4737 | 39.15 | 44.12 | 36.58 | 39.15 | 44.12 | 36.58 | 39.15 | 44.12 | 36.58 | 39.15 | 44.12 | 36.58 | 39.15 | 46.51 | 36.58 | 39.86 | 46.67 | 36.58 | 39.15 | 44.12 | 36.58 | 39.15 | 44.12 | 36.58 | 39.15 | 46.51 | 36.58 | 46.08 | 50.5 | 37.11 | 45.16 | 48.02 | 36.95 | 39.15 | 44.12 | 36.58 | 49.74 | 52.33 | 48.72 | 49.74 | 52.33 | 48.72 | 49.74 | 52.33 | 48.72 | 49.74 | 52.33 | 48.72 | 52.36 | 52.44 | 48.72 | 55.32 | 52.44 | 48.72 | 49.74 | 52.33 | 48.72 | 49.74 | 52.33 | 48.72 | 52.36 | 52.44 | 48.72 | 59.33 | 55.75 | 48.72 | 58.14 | 54.63 | 48.61 | 49.74 | 52.33 | 48.72
4738 | 39.23 | 44.19 | 36.66 | 39.23 | 44.19 | 36.66 | 39.23 | 44.19 | 36.66 | 39.23 | 44.19 | 36.66 | 39.23 | 46.59 | 36.66 | 39.93 | 46.64 | 36.66 | 39.23 | 44.19 | 36.66 | 39.23 | 44.19 | 36.66 | 39.23 | 46.59 | 36.66 | 40.8 | 47.11 | 36.29 | 39.98 | 44.64 | 36.29 | 39.23 | 44.19 | 36.66 | 49.82 | 52.08 | 48.79 | 49.82 | 52.08 | 48.79 | 49.82 | 52.08 | 48.79 | 49.82 | 52.08 | 48.79 | 52.44 | 52.08 | 48.79 | 55.4 | 52.08 | 48.79 | 49.82 | 52.08 | 48.79 | 49.82 | 52.08 | 48.79 | 52.44 | 52.08 | 48.79 | 54.87 | 51.56 | 48.61 | 53.78 | 51.56 | 48.3 | 49.82 | 52.08 | 48.79
4739 | 39.25 | 43.24 | 35.86 | 39.25 | 43.24 | 35.86 | 39.25 | 43.24 | 35.86 | 39.25 | 43.24 | 35.86 | 39.25 | 43.24 | 34.77 | 39.59 | 43.24 | 34.77 | 39.25 | 43.24 | 35.86 | 39.25 | 43.24 | 35.86 | 39.25 | 43.24 | 34.77 | 39.2 | 42.81 | 34.42 | 38.85 | 42.36 | 33.73 | 39.25 | 43.24 | 35.86 | 49.84 | 48.43 | 47.16 | 49.84 | 48.43 | 47.16 | 49.84 | 48.43 | 47.16 | 49.84 | 48.43 | 46.2 | 52.33 | 48.43 | 47.16 | 52.33 | 48.43 | 47.16 | 49.84 | 48.43 | 47.16 | 49.84 | 48.43 | 47.16 | 52.33 | 48.43 | 47.16 | 51.81 | 47.95 | 46.69 | 50.34 | 46.99 | 45.73 | 49.84 | 48.43 | 47.16
4740 | 39.19 | 43.24 | 35.86 | 39.19 | 43.24 | 35.86 | 39.19 | 43.24 | 35.86 | 39.19 | 43.24 | 35.86 | 39.19 | 43.24 | 34.77 | 39.19 | 43.24 | 34.77 | 39.19 | 43.24 | 35.86 | 39.19 | 43.24 | 35.86 | 39.19 | 43.24 | 34.77 | 38.8 | 42.8 | 34.42 | 38.8 | 42.36 | 33.73 | 39.19 | 43.24 | 35.86 | 49.78 | 48.43 | 47.13 | 49.78 | 48.43 | 47.13 | 49.78 | 48.43 | 47.13 | 49.78 | 48.43 | 46.2 | 52.33 | 48.43 | 47.13 | 52.33 | 48.43 | 47.13 | 49.78 | 48.43 | 47.13 | 49.78 | 48.43 | 47.13 | 52.33 | 48.43 | 47.13 | 51.81 | 47.95 | 46.66 | 50.28 | 46.99 | 45.73 | 49.78 | 48.43 | 47.13
4741 | 39.16 | 43.24 | 35.86 | 39.16 | 43.24 | 35.86 | 39.16 | 43.24 | 35.86 | 39.16 | 43.24 | 35.86 | 39.16 | 43.24 | 34.77 | 39.18 | 43.24 | 34.77 | 39.16 | 43.24 | 35.86 | 39.16 | 43.24 | 35.86 | 39.16 | 43.24 | 34.77 | 38.79 | 42.8 | 34.42 | 38.79 | 42.39 | 33.73 | 39.16 | 43.24 | 35.86 | 49.75 | 48.43 | 47.13 | 49.75 | 48.43 | 47.13 | 49.75 | 48.43 | 47.13 | 49.75 | 48.43 | 46.2 | 51.81 | 48.43 | 47.13 | 51.81 | 48.43 | 47.13 | 49.75 | 48.43 | 47.13 | 49.75 | 48.43 | 47.13 | 51.81 | 48.43 | 47.13 | 51.29 | 47.95 | 46.66 | 50.25 | 47.66 | 45.73 | 49.75 | 48.43 | 47.13
4742 | 39.12 | 43.24 | 36.55 | 39.12 | 43.24 | 36.55 | 39.12 | 43.24 | 36.55 | 39.12 | 43.24 | 36.55 | 39.12 | 43.24 | 34.77 | 39.12 | 43.24 | 34.77 | 39.12 | 43.24 | 36.55 | 39.12 | 43.24 | 36.55 | 39.12 | 43.24 | 34.77 | 38.79 | 42.81 | 34.42 | 38.79 | 42.81 | 34.42 | 39.12 | 43.24 | 36.55 | 49.71 | 48.43 | 47.13 | 49.71 | 48.43 | 47.13 | 49.71 | 48.43 | 47.13 | 49.71 | 48.43 | 47.13 | 51.79 | 48.43 | 47.13 | 51.79 | 48.43 | 47.13 | 49.71 | 48.43 | 47.13 | 49.71 | 48.43 | 47.13 | 51.79 | 48.43 | 47.13 | 51.27 | 47.95 | 46.66 | 50.25 | 47.83 | 46.66 | 49.71 | 48.43 | 47.13
4743 | 38.99 | 43.95 | 36.42 | 38.99 | 43.95 | 36.42 | 38.99 | 43.95 | 36.42 | 38.99 | 43.95 | 36.42 | 38.99 | 44.02 | 36.42 | 39.05 | 44.02 | 36.42 | 38.99 | 43.95 | 36.42 | 38.99 | 43.95 | 36.42 | 38.99 | 44.02 | 36.42 | 39.05 | 44.46 | 36.05 | 39.38 | 44.4 | 36.05 | 38.99 | 43.95 | 36.42 | 49.57 | 52.08 | 48.55 | 49.57 | 52.08 | 48.55 | 49.57 | 52.08 | 48.55 | 49.57 | 52.08 | 48.55 | 52.2 | 52.08 | 48.55 | 52.86 | 52.08 | 48.55 | 49.57 | 52.08 | 48.55 | 49.57 | 52.08 | 48.55 | 52.2 | 52.08 | 48.55 | 53.4 | 51.56 | 48.12 | 52.33 | 51.56 | 48.12 | 49.57 | 52.08 | 48.55
4744 | 38.88 | 43.85 | 36.31 | 38.88 | 43.85 | 36.31 | 38.88 | 43.85 | 36.31 | 38.88 | 43.85 | 36.31 | 38.88 | 46.24 | 36.31 | 39.59 | 46.39 | 36.31 | 38.88 | 43.85 | 36.31 | 38.88 | 43.85 | 36.31 | 38.88 | 46.24 | 36.31 | 39.99 | 48.49 | 36.95 | 39.98 | 47.52 | 36.68 | 38.88 | 43.85 | 36.31 | 49.47 | 52.06 | 48.45 | 49.47 | 52.06 | 48.45 | 49.47 | 52.06 | 48.45 | 49.47 | 52.06 | 48.45 | 52.09 | 52.16 | 48.45 | 55.05 | 52.16 | 48.45 | 49.47 | 52.06 | 48.45 | 49.47 | 52.06 | 48.45 | 52.09 | 52.16 | 48.45 | 56.17 | 55.44 | 48.61 | 55.05 | 55.44 | 48.93 | 49.47 | 52.06 | 48.45
4745 | 38.84 | 43.81 | 36.27 | 38.84 | 43.81 | 36.27 | 38.84 | 43.81 | 36.27 | 38.84 | 43.81 | 36.27 | 38.84 | 46.2 | 36.27 | 39.55 | 46.35 | 36.27 | 38.84 | 43.81 | 36.27 | 38.84 | 43.81 | 36.27 | 38.84 | 46.2 | 36.27 | 52.07 | 62.43 | 39.44 | 51.38 | 61.37 | 39.44 | 38.84 | 43.81 | 36.27 | 49.43 | 52.02 | 48.41 | 49.43 | 52.02 | 48.41 | 49.43 | 52.02 | 48.41 | 49.43 | 52.02 | 48.41 | 52.05 | 52.12 | 48.41 | 55.01 | 52.12 | 48.41 | 49.43 | 52.02 | 48.41 | 49.43 | 52.02 | 48.41 | 52.05 | 52.12 | 48.41 | 69.52 | 69.55 | 50.64 | 68.14 | 69.06 | 50.64 | 49.43 | 52.02 | 48.41
4746 | 38.76 | 43.73 | 39.02 | 38.76 | 43.73 | 39.02 | 38.76 | 43.73 | 39.02 | 38.76 | 43.73 | 39.02 | 38.76 | 46.12 | 36.19 | 39.47 | 46.27 | 36.19 | 38.76 | 43.73 | 36.19 | 38.76 | 43.73 | 36.19 | 38.76 | 46.12 | 36.19 | 55.03 | 71.9 | 74.27 | 54.58 | 71.9 | 74.27 | 38.76 | 43.73 | 39.02 | 49.35 | 52.04 | 51.3 | 49.35 | 52.04 | 51.3 | 49.35 | 52.04 | 51.3 | 49.35 | 52.04 | 51.3 | 51.97 | 52.04 | 49.31 | 54.93 | 52.04 | 49.31 | 49.35 | 51.94 | 49.31 | 49.35 | 51.94 | 48.32 | 51.97 | 52.04 | 49.31 | 74.79 | 81.31 | 91.02 | 73.31 | 82.96 | 92.86 | 49.35 | 52.04 | 51.3
4747 | 38.65 | 43.62 | 39.02 | 38.65 | 43.62 | 39.02 | 38.65 | 43.62 | 39.02 | 38.65 | 43.62 | 39.02 | 38.65 | 46.01 | 36.08 | 39.36 | 46.16 | 36.08 | 38.65 | 43.62 | 36.08 | 38.65 | 43.62 | 36.08 | 38.65 | 46.01 | 36.08 | 55.03 | 83.17 | 81.96 | 54.58 | 84.86 | 80.32 | 38.65 | 43.62 | 39.02 | 49.24 | 51.93 | 51.3 | 49.24 | 51.93 | 51.3 | 49.24 | 51.93 | 51.3 | 49.24 | 51.93 | 51.3 | 51.86 | 51.93 | 49.4 | 54.82 | 51.93 | 49.4 | 49.24 | 51.83 | 49.4 | 49.24 | 51.83 | 48.21 | 51.86 | 51.93 | 49.4 | 80.94 | 102.55 | 110 | 80.94 | 102.55 | 107.8 | 49.24 | 51.93 | 51.3
4748 | 38.47 | 43.44 | 35.9 | 38.47 | 43.44 | 35.9 | 38.47 | 43.44 | 35.9 | 38.47 | 43.44 | 35.9 | 38.47 | 45.83 | 35.9 | 39.18 | 45.99 | 35.9 | 38.47 | 43.44 | 35.9 | 38.47 | 43.44 | 35.9 | 38.47 | 45.83 | 35.9 | 53.31 | 83.17 | 81.96 | 53.31 | 84.86 | 80.32 | 38.47 | 43.44 | 35.9 | 49.06 | 51.65 | 51.3 | 49.06 | 51.65 | 51.3 | 49.06 | 51.65 | 51.3 | 49.06 | 51.65 | 51.3 | 51.68 | 51.76 | 49.31 | 54.64 | 51.76 | 49.31 | 49.06 | 51.65 | 49.31 | 49.06 | 51.65 | 48.04 | 51.68 | 51.76 | 49.31 | 75.39 | 102.55 | 110 | 74.64 | 103.18 | 107.8 | 49.06 | 51.65 | 51.3
4749 | 38.4 | 43.37 | 35.83 | 38.4 | 43.37 | 35.83 | 38.4 | 43.37 | 35.83 | 38.4 | 43.37 | 35.83 | 38.4 | 45.76 | 35.83 | 39.11 | 45.91 | 35.83 | 38.4 | 43.37 | 35.83 | 38.4 | 43.37 | 35.83 | 38.4 | 45.76 | 35.83 | 51.38 | 63.06 | 81.96 | 51.38 | 64.34 | 80.32 | 38.4 | 43.37 | 35.83 | 48.99 | 51.58 | 51.14 | 48.99 | 51.58 | 51.14 | 48.99 | 51.58 | 51.14 | 48.99 | 51.58 | 51.14 | 51.61 | 51.68 | 47.96 | 54.57 | 51.68 | 47.96 | 48.99 | 51.58 | 47.96 | 48.99 | 51.58 | 47.96 | 51.61 | 51.68 | 47.96 | 72.2 | 85.6 | 104.49 | 70.76 | 87.33 | 104.49 | 48.99 | 51.58 | 51.14
4750 | 38.46 | 43.43 | 35.89 | 38.46 | 43.43 | 35.89 | 38.46 | 43.43 | 35.89 | 38.46 | 43.43 | 35.89 | 38.46 | 45.82 | 35.89 | 39.17 | 45.98 | 35.9 | 38.46 | 43.43 | 35.89 | 38.46 | 43.43 | 35.89 | 38.46 | 45.82 | 35.89 | 45.17 | 62.43 | 67.34 | 45.17 | 62.43 | 68.71 | 38.46 | 43.43 | 35.89 | 49.05 | 51.64 | 48.03 | 49.05 | 51.64 | 48.03 | 49.05 | 51.64 | 48.03 | 49.05 | 51.64 | 48.03 | 51.67 | 51.75 | 48.03 | 54.63 | 51.75 | 48.03 | 49.05 | 51.64 | 48.03 | 49.05 | 51.64 | 48.03 | 51.67 | 51.75 | 48.03 | 60.41 | 79.21 | 102.91 | 60.41 | 80.82 | 102.91 | 49.05 | 51.64 | 48.03
4751 | 38.04 | 43 | 35.47 | 38.04 | 43 | 35.47 | 38.04 | 43 | 35.47 | 38.04 | 43 | 35.47 | 38.04 | 45.4 | 35.47 | 38.74 | 45.55 | 35.47 | 38.04 | 43 | 35.47 | 38.04 | 43 | 35.47 | 38.04 | 45.4 | 35.47 | 40.39 | 61.1 | 60.54 | 40.39 | 61.1 | 61.77 | 38.04 | 43 | 35.47 | 48.63 | 51.22 | 47.6 | 48.63 | 51.22 | 47.6 | 48.63 | 51.22 | 47.6 | 48.63 | 51.22 | 47.6 | 48.63 | 51.22 | 47.6 | 54.21 | 51.32 | 47.6 | 48.63 | 51.22 | 47.6 | 48.63 | 51.22 | 47.6 | 48.63 | 51.22 | 47.6 | 58.02 | 78.87 | 91.02 | 58.02 | 80.47 | 92.86 | 48.63 | 51.22 | 47.6
4752 | 37.8 | 42.77 | 35.24 | 37.8 | 42.77 | 35.24 | 37.8 | 42.77 | 35.24 | 37.8 | 42.77 | 35.24 | 37.8 | 42.77 | 35.24 | 38.51 | 45.31 | 35.24 | 37.8 | 42.77 | 35.24 | 37.8 | 42.77 | 35.24 | 37.8 | 42.77 | 35.24 | 38.9 | 56 | 60.54 | 38.58 | 56 | 61.77 | 37.8 | 42.77 | 35.24 | 48.39 | 50.98 | 50.55 | 48.39 | 50.98 | 50.55 | 48.39 | 50.98 | 50.55 | 48.39 | 50.98 | 50.55 | 48.39 | 50.98 | 47.37 | 53.97 | 51.09 | 47.37 | 48.39 | 50.98 | 47.37 | 48.39 | 50.98 | 47.37 | 48.39 | 50.98 | 47.37 | 55.09 | 78.87 | 91.02 | 55.09 | 80.47 | 92.86 | 48.39 | 50.98 | 50.55
4753 | 37.35 | 42.31 | 34.78 | 37.35 | 42.31 | 34.78 | 37.35 | 42.31 | 34.78 | 37.35 | 42.31 | 34.78 | 37.35 | 42.31 | 34.78 | 38.05 | 44.86 | 34.78 | 37.35 | 42.31 | 34.78 | 37.35 | 42.31 | 34.78 | 37.35 | 42.31 | 34.78 | 38.44 | 53.97 | 60.54 | 38.01 | 53.97 | 61.77 | 37.35 | 42.31 | 34.78 | 47.94 | 50.52 | 50.09 | 47.94 | 50.52 | 50.09 | 47.94 | 50.52 | 50.09 | 47.94 | 50.52 | 50.09 | 47.94 | 50.52 | 46.91 | 53.27 | 50.63 | 46.91 | 47.94 | 50.52 | 46.91 | 47.94 | 50.52 | 46.91 | 47.94 | 50.52 | 46.91 | 53.81 | 78.87 | 91.02 | 53.81 | 80.47 | 92.86 | 47.94 | 50.52 | 50.09
4754 | 37 | 41.97 | 34.43 | 37 | 41.97 | 34.43 | 37 | 41.97 | 34.43 | 37 | 41.97 | 34.43 | 37 | 41.97 | 34.43 | 37.63 | 44.51 | 34.43 | 37 | 41.97 | 34.43 | 37 | 41.97 | 34.43 | 37 | 41.97 | 34.43 | 38.01 | 52.12 | 60.54 | 38.01 | 52.12 | 61.77 | 37 | 41.97 | 34.43 | 47.59 | 50.18 | 51.3 | 47.59 | 50.18 | 51.3 | 47.59 | 50.18 | 51.3 | 47.59 | 50.18 | 51.3 | 47.59 | 50.18 | 46.57 | 52.33 | 50.29 | 46.57 | 47.59 | 50.18 | 46.57 | 47.59 | 50.18 | 46.57 | 47.59 | 50.18 | 46.57 | 52.86 | 78.87 | 91.02 | 52.86 | 80.47 | 92.86 | 47.59 | 50.18 | 51.3
4755 | 36.74 | 41.7 | 34.17 | 36.74 | 41.7 | 34.17 | 36.74 | 41.7 | 34.17 | 36.74 | 41.7 | 34.17 | 36.74 | 41.7 | 34.17 | 37.24 | 44.25 | 34.17 | 36.74 | 41.7 | 34.17 | 36.74 | 41.7 | 34.17 | 36.74 | 41.7 | 34.17 | 38.01 | 51.55 | 60.54 | 38.01 | 51.55 | 61.77 | 36.74 | 41.7 | 34.17 | 47.32 | 49.91 | 51.3 | 47.32 | 49.91 | 51.3 | 47.32 | 49.91 | 51.3 | 47.32 | 49.91 | 51.3 | 47.32 | 49.91 | 46.3 | 52.33 | 50.02 | 46.3 | 47.32 | 49.91 | 46.3 | 47.32 | 49.91 | 46.3 | 47.32 | 49.91 | 46.3 | 52.86 | 78.87 | 91.01 | 52.86 | 80.47 | 92.86 | 47.32 | 49.91 | 51.3
4756 | 36.65 | 41.61 | 34.08 | 36.65 | 41.61 | 34.08 | 36.65 | 41.61 | 34.08 | 36.65 | 41.61 | 34.08 | 36.65 | 41.61 | 34.08 | 37.35 | 44.16 | 34.08 | 36.65 | 41.61 | 34.08 | 36.65 | 41.61 | 34.08 | 36.65 | 41.61 | 34.08 | 38.01 | 51.55 | 59.34 | 38.01 | 51.55 | 60.54 | 36.65 | 41.61 | 34.08 | 47.24 | 49.82 | 51.3 | 47.24 | 49.82 | 51.3 | 47.24 | 49.82 | 51.3 | 47.24 | 49.82 | 51.3 | 47.24 | 49.82 | 46.21 | 52.81 | 49.93 | 46.21 | 47.24 | 49.82 | 46.21 | 47.24 | 49.82 | 46.21 | 47.24 | 49.82 | 46.21 | 53.9 | 78.86 | 87.94 | 53.9 | 80.47 | 89.73 | 47.24 | 49.82 | 51.3
4757 | 37.29 | 42.26 | 37.46 | 37.29 | 42.26 | 37.46 | 37.29 | 42.26 | 37.46 | 37.29 | 42.26 | 37.46 | 37.29 | 42.26 | 34.72 | 38 | 44.8 | 34.72 | 37.29 | 42.26 | 34.72 | 37.29 | 42.26 | 34.72 | 37.29 | 42.26 | 34.72 | 40.39 | 60.64 | 58.15 | 40.39 | 60.65 | 59.34 | 37.29 | 42.26 | 37.46 | 47.88 | 50.47 | 51.3 | 47.88 | 50.47 | 51.3 | 47.88 | 50.47 | 51.3 | 47.88 | 50.47 | 51.3 | 47.88 | 50.47 | 46.86 | 53.46 | 50.57 | 46.86 | 47.88 | 50.47 | 46.86 | 47.88 | 50.47 | 46.86 | 47.88 | 50.47 | 46.86 | 56.26 | 77.29 | 51.81 | 56.26 | 78.87 | 78.89 | 47.88 | 50.47 | 51.3
4758 | 38.04 | 43.01 | 36.63 | 38.04 | 43.01 | 36.63 | 38.04 | 43.01 | 36.63 | 38.04 | 43.01 | 36.63 | 38.04 | 43.01 | 35.47 | 38.75 | 45.55 | 35.47 | 38.04 | 43.01 | 35.47 | 38.04 | 43.01 | 35.47 | 38.04 | 43.01 | 35.47 | 45.17 | 46.96 | 36.26 | 45.17 | 52.31 | 37 | 38.04 | 43.01 | 36.63 | 48.63 | 51.22 | 48.54 | 48.63 | 51.22 | 48.54 | 48.63 | 51.22 | 48.54 | 48.63 | 51.22 | 48.54 | 48.63 | 51.22 | 47.61 | 54.21 | 51.33 | 47.61 | 48.63 | 51.22 | 47.61 | 48.63 | 51.22 | 47.61 | 48.63 | 51.22 | 47.61 | 71.48 | 51.84 | 48.09 | 70.76 | 67.56 | 49.07 | 48.63 | 51.22 | 48.54
4759 | 38.53 | 43.5 | 35.97 | 38.53 | 43.5 | 35.97 | 38.53 | 43.5 | 35.97 | 38.53 | 43.5 | 35.97 | 38.53 | 43.76 | 35.97 | 39.24 | 46.05 | 35.97 | 38.53 | 43.5 | 35.97 | 38.53 | 43.5 | 35.97 | 38.53 | 43.76 | 35.97 | 50.77 | 46.51 | 35.61 | 49.75 | 46.51 | 35.85 | 38.53 | 43.5 | 35.97 | 49.12 | 51.71 | 48.1 | 49.12 | 51.71 | 48.1 | 49.12 | 51.71 | 48.1 | 49.12 | 51.71 | 48.1 | 51.75 | 51.71 | 47.16 | 54.7 | 51.71 | 47.16 | 49.12 | 51.71 | 48.1 | 49.12 | 51.71 | 48.1 | 51.75 | 51.71 | 47.16 | 70.01 | 51.19 | 47.16 | 68.62 | 52.24 | 48.13 | 49.12 | 51.71 | 48.1
4760 | 38.77 | 43.73 | 36.2 | 38.77 | 43.73 | 36.2 | 38.77 | 43.73 | 36.2 | 38.77 | 43.73 | 36.2 | 38.77 | 43.73 | 35.85 | 39.47 | 43.73 | 35.85 | 38.77 | 43.73 | 36.2 | 38.77 | 43.73 | 36.2 | 38.77 | 43.73 | 35.85 | 40.81 | 43.3 | 35.49 | 40 | 43.3 | 35.84 | 38.77 | 43.73 | 36.2 | 49.36 | 51.95 | 48.33 | 49.36 | 51.95 | 48.33 | 49.36 | 51.95 | 48.33 | 49.36 | 51.95 | 48.33 | 51.98 | 51.95 | 47.16 | 54.94 | 51.95 | 47.16 | 49.36 | 51.95 | 48.33 | 49.36 | 51.95 | 48.33 | 51.98 | 51.95 | 47.16 | 57.01 | 50.01 | 46.69 | 55.87 | 51.43 | 47.85 | 49.36 | 51.95 | 48.33
4761 | 39.03 | 43.99 | 36.46 | 39.03 | 43.99 | 36.46 | 39.03 | 43.99 | 36.46 | 39.03 | 43.99 | 36.46 | 39.03 | 43.99 | 35.65 | 39.74 | 43.99 | 35.65 | 39.03 | 43.99 | 36.46 | 39.03 | 44 | 36.46 | 39.03 | 43.99 | 35.65 | 41.8 | 42.81 | 35.3 | 40.96 | 43.55 | 35.85 | 39.03 | 44 | 36.46 | 49.62 | 52.08 | 48.59 | 49.62 | 52.08 | 48.59 | 49.62 | 52.08 | 48.59 | 49.62 | 52.08 | 48.59 | 52.24 | 52.08 | 47.16 | 55.2 | 52.08 | 47.16 | 49.62 | 52.08 | 48.59 | 49.62 | 52.08 | 48.59 | 52.24 | 52.08 | 47.16 | 57.48 | 50.01 | 46.69 | 56.33 | 51.03 | 47.64 | 49.62 | 52.08 | 48.59
4762 | 39.1 | 29 | 36.53 | 39.1 | 29 | 36.53 | 39.1 | 29 | 36.53 | 39.1 | 29 | 36.53 | 39.1 | 0.01 | 0 | 39.17 | 0.01 | 0 | 39.1 | 29 | 36.53 | 39.1 | 29 | 36.53 | 39.1 | 0.01 | 0 | 38.78 | 0 | 0 | 38.78 | 0 | 0 | 39.1 | 29 | 36.53 | 49.69 | 48.43 | 47.13 | 49.69 | 48.43 | 47.13 | 49.69 | 48.43 | 47.13 | 49.69 | 48.43 | 46.81 | 52.31 | 0 | 0 | 53.21 | 0 | 0 | 49.69 | 48.43 | 47.13 | 49.69 | 48.43 | 47.13 | 52.31 | 0 | 0 | 53.21 | 0 | 0 | 52.15 | 0 | 0 | 49.69 | 48.43 | 47.13
4763 | 39.11 | 10.99 | 36.55 | 39.11 | 10.99 | 36.55 | 39.11 | 10.99 | 36.55 | 39.11 | 10.99 | 36.55 | 39.11 | 0 | 0 | 39.11 | 0 | 0 | 39.11 | 10.99 | 36.55 | 39.11 | 10.99 | 36.55 | 39.11 | 0 | 0 | 38.72 | 0 | 0 | 38.72 | 0 | 0 | 39.11 | 10.99 | 36.55 | 49.7 | 48.43 | 46.17 | 49.7 | 48.43 | 46.17 | 49.7 | 48.43 | 46.17 | 49.7 | 48.43 | 46.17 | 50.68 | 0 | 0 | 50.68 | 0 | 0 | 49.7 | 48.43 | 46.45 | 49.7 | 48.43 | 46.45 | 50.68 | 0 | 0 | 50.68 | 0 | 0 | 50.21 | 0 | 0 | 49.7 | 48.43 | 46.17
4764 | 39.07 | 10.34 | 36.5 | 39.07 | 10.34 | 36.5 | 39.07 | 10.34 | 36.5 | 39.07 | 10.34 | 36.5 | 39.07 | 0 | 0 | 39.07 | 0 | 0 | 39.07 | 10.34 | 36.5 | 39.07 | 10.34 | 36.5 | 39.07 | 0 | 0 | 38.78 | 0 | 0 | 38.78 | 0 | 0 | 39.07 | 10.34 | 36.5 | 49.66 | 48.43 | 46.17 | 49.66 | 48.43 | 46.17 | 49.66 | 48.43 | 46.17 | 49.66 | 48.43 | 46.17 | 50.68 | 0 | 0 | 50.68 | 0 | 0 | 49.66 | 48.43 | 46.45 | 49.66 | 48.43 | 46.45 | 50.68 | 0 | 0 | 51.19 | 0 | 0 | 50.17 | 0 | 0 | 49.66 | 48.43 | 46.17
4765 | 39.02 | 10.34 | 36.45 | 39.02 | 10.34 | 36.45 | 39.02 | 10.34 | 36.45 | 39.02 | 10.34 | 36.45 | 39.02 | 0 | 0 | 39.02 | 0 | 0 | 39.02 | 10.34 | 36.45 | 39.02 | 10.34 | 36.45 | 39.02 | 0 | 0 | 38.01 | 0 | 0 | 38.63 | 0 | 0 | 39.02 | 10.34 | 36.45 | 49.61 | 46.27 | 46.17 | 49.61 | 46.27 | 46.17 | 49.61 | 46.27 | 46.17 | 49.61 | 46.27 | 46.17 | 49.61 | 0 | 0 | 49.61 | 0 | 0 | 49.61 | 46.27 | 46.45 | 49.61 | 46.27 | 46.45 | 49.61 | 0 | 0 | 49.96 | 0 | 0 | 49.96 | 0 | 44.8 | 49.61 | 46.27 | 46.17
4766 | 38.94 | 25.6 | 36.37 | 38.94 | 25.6 | 36.37 | 38.94 | 25.6 | 36.37 | 38.94 | 25.6 | 36.37 | 38.94 | 0 | 0 | 38.94 | 0 | 0 | 38.94 | 25.6 | 36.37 | 38.94 | 25.61 | 36.37 | 38.94 | 0 | 0 | 38.15 | 0 | 0 | 38.55 | 0 | 0 | 38.94 | 25.6 | 36.37 | 49.52 | 48.43 | 47.13 | 49.52 | 48.43 | 47.13 | 49.52 | 48.43 | 47.13 | 49.52 | 48.43 | 47.13 | 50.04 | 0 | 0 | 50.04 | 0 | 0 | 49.52 | 48.43 | 47.13 | 49.52 | 48.43 | 47.13 | 50.04 | 0 | 0 | 50.04 | 0 | 0 | 50.02 | 45 | 44.8 | 49.52 | 48.43 | 47.13
4767 | 38.86 | 28.97 | 36.29 | 38.86 | 28.97 | 36.29 | 38.86 | 28.97 | 36.29 | 38.86 | 28.97 | 36.29 | 38.86 | 0 | 0 | 38.86 | 0 | 0 | 38.86 | 28.97 | 36.29 | 38.86 | 28.97 | 36.29 | 38.86 | 0 | 0 | 38.47 | 0 | 0 | 38.47 | 0 | 0 | 38.86 | 28.97 | 36.29 | 49.45 | 49.44 | 48.42 | 49.45 | 49.44 | 48.42 | 49.45 | 49.44 | 48.42 | 49.45 | 49.44 | 48.42 | 50.63 | 0 | 0 | 50.63 | 0 | 0 | 49.45 | 49.44 | 48.42 | 49.45 | 49.44 | 48.42 | 50.63 | 0 | 0 | 50.63 | 0 | 0 | 49.95 | 47.66 | 44.8 | 49.45 | 49.44 | 48.42
4768 | 38.76 | 43.09 | 36.19 | 38.76 | 43.09 | 36.19 | 38.76 | 43.09 | 36.19 | 38.76 | 43.09 | 36.19 | 38.76 | 43.09 | 35.48 | 39.47 | 43.09 | 35.48 | 38.76 | 43.09 | 36.19 | 38.76 | 43.7 | 36.19 | 38.76 | 43.09 | 35.48 | 39.58 | 41.38 | 34.42 | 39.15 | 42.66 | 35.12 | 38.76 | 43.09 | 36.19 | 49.35 | 51.94 | 48.33 | 49.35 | 51.94 | 48.33 | 49.35 | 51.94 | 48.33 | 49.35 | 51.94 | 48.33 | 51.97 | 48.8 | 46.21 | 54.69 | 48.8 | 46.21 | 49.35 | 51.94 | 48.33 | 49.35 | 51.94 | 48.33 | 51.97 | 48.8 | 46.21 | 54.69 | 47.66 | 44.8 | 53.6 | 51.42 | 47.84 | 49.35 | 51.94 | 48.33
4769 | 38.74 | 43.71 | 36.17 | 38.74 | 43.71 | 36.17 | 38.74 | 43.71 | 36.17 | 38.74 | 43.71 | 36.17 | 38.74 | 45.66 | 35.65 | 39.45 | 46.25 | 35.65 | 38.74 | 43.71 | 36.17 | 38.74 | 43.71 | 36.17 | 38.74 | 45.66 | 35.65 | 42.13 | 45.79 | 34.42 | 41.29 | 46.14 | 35.81 | 38.74 | 43.71 | 36.17 | 49.33 | 51.92 | 48.31 | 49.33 | 51.92 | 48.31 | 49.33 | 51.92 | 48.31 | 49.33 | 51.92 | 48.31 | 51.95 | 50.87 | 46.68 | 54.91 | 50.87 | 46.68 | 49.33 | 51.92 | 48.31 | 49.33 | 51.92 | 48.31 | 51.95 | 50.87 | 46.68 | 58.02 | 49.35 | 44.8 | 56.86 | 52.45 | 48.61 | 49.33 | 51.92 | 48.31
4770 | 38.67 | 43.64 | 36.11 | 38.67 | 43.64 | 36.11 | 38.67 | 43.64 | 36.11 | 38.67 | 43.64 | 36.11 | 38.67 | 46.03 | 36.11 | 39.38 | 46.19 | 36.11 | 38.67 | 43.64 | 36.11 | 38.67 | 43.64 | 36.11 | 38.67 | 46.03 | 36.11 | 50.59 | 47.56 | 35.74 | 49.58 | 57.65 | 38.26 | 38.67 | 43.64 | 36.11 | 49.26 | 51.96 | 51.3 | 49.26 | 51.96 | 51.3 | 49.26 | 51.96 | 51.3 | 49.26 | 51.96 | 51.3 | 51.89 | 51.96 | 48.24 | 54.84 | 51.96 | 48.24 | 49.26 | 51.85 | 48.24 | 49.26 | 51.85 | 48.24 | 51.89 | 51.96 | 48.24 | 67.9 | 52.48 | 46.21 | 67.9 | 73.6 | 52.4 | 49.26 | 51.96 | 51.3
4771 | 38.58 | 43.54 | 36.01 | 38.58 | 43.54 | 36.01 | 38.58 | 43.54 | 36.01 | 38.58 | 43.54 | 36.01 | 38.58 | 45.93 | 36.01 | 39.28 | 46.09 | 36.01 | 38.58 | 43.54 | 36.01 | 38.58 | 43.54 | 36.01 | 38.58 | 45.93 | 36.01 | 50.68 | 47.56 | 36.37 | 51.19 | 58.83 | 49.7 | 38.58 | 43.54 | 36.01 | 49.16 | 51.75 | 51.3 | 49.16 | 51.75 | 51.3 | 49.16 | 51.75 | 51.3 | 49.16 | 51.75 | 51.3 | 51.79 | 51.86 | 48.14 | 54.74 | 51.86 | 48.14 | 49.16 | 51.75 | 48.14 | 49.16 | 51.75 | 48.14 | 51.79 | 51.86 | 48.14 | 70.76 | 52.38 | 47.16 | 70.76 | 78.56 | 68.42 | 49.16 | 51.75 | 51.3
4772 | 38.46 | 43.43 | 35.89 | 38.46 | 43.43 | 35.89 | 38.46 | 43.43 | 35.89 | 38.46 | 43.43 | 35.89 | 38.46 | 45.82 | 35.89 | 39.17 | 45.97 | 35.89 | 38.46 | 43.43 | 35.89 | 38.46 | 43.43 | 35.89 | 38.46 | 45.82 | 35.89 | 49.56 | 47.56 | 36.25 | 49.56 | 60.24 | 52.06 | 38.46 | 43.43 | 35.89 | 49.05 | 51.64 | 48.02 | 49.05 | 51.64 | 48.02 | 49.05 | 51.64 | 48.02 | 49.05 | 51.64 | 48.02 | 49.05 | 51.74 | 48.02 | 54.63 | 51.74 | 48.02 | 49.05 | 51.64 | 48.02 | 49.05 | 51.64 | 48.02 | 49.05 | 51.74 | 48.02 | 70.06 | 52.27 | 47.16 | 70.06 | 78.56 | 68.42 | 49.05 | 51.64 | 48.02
4773 | 38.33 | 43.3 | 35.76 | 38.33 | 43.3 | 35.76 | 38.33 | 43.3 | 35.76 | 38.33 | 43.3 | 35.76 | 38.33 | 45.69 | 35.76 | 39.04 | 45.84 | 35.76 | 38.33 | 43.3 | 35.76 | 38.33 | 43.3 | 35.76 | 38.33 | 45.69 | 35.76 | 48.05 | 46.31 | 35.41 | 47.08 | 60.56 | 50.5 | 38.33 | 43.3 | 35.76 | 48.92 | 51.51 | 47.9 | 48.92 | 51.51 | 47.9 | 48.92 | 51.51 | 47.9 | 48.92 | 51.51 | 47.9 | 48.92 | 51.62 | 47.9 | 54.5 | 51.62 | 47.9 | 48.92 | 51.51 | 47.9 | 48.92 | 51.51 | 47.9 | 48.92 | 51.62 | 47.9 | 69.36 | 52.14 | 47.42 | 69.36 | 77 | 68.42 | 48.92 | 51.51 | 47.9
4774 | 38.41 | 43.38 | 35.85 | 38.41 | 43.38 | 35.85 | 38.41 | 43.38 | 35.85 | 38.41 | 43.38 | 35.85 | 38.41 | 45.77 | 35.85 | 39.12 | 45.93 | 35.85 | 38.41 | 43.38 | 35.85 | 38.41 | 43.38 | 35.85 | 38.41 | 45.77 | 35.85 | 43.38 | 46.39 | 35.49 | 42.51 | 47.34 | 50.5 | 38.41 | 43.38 | 35.85 | 49 | 51.59 | 47.98 | 49 | 51.59 | 47.98 | 49 | 51.59 | 47.98 | 49 | 51.59 | 47.98 | 49 | 51.7 | 47.98 | 54.58 | 51.7 | 47.98 | 49 | 51.59 | 47.98 | 49 | 51.59 | 47.98 | 49 | 51.7 | 47.98 | 60.44 | 52.11 | 44.8 | 59.23 | 77 | 67.06 | 49 | 51.59 | 47.98
4775 | 38.03 | 42.99 | 35.46 | 38.03 | 42.99 | 35.46 | 38.03 | 42.99 | 35.46 | 38.03 | 42.99 | 35.46 | 38.03 | 45.38 | 35.46 | 38.73 | 45.54 | 35.46 | 38.03 | 42.99 | 35.46 | 38.03 | 42.99 | 35.46 | 38.03 | 45.38 | 35.46 | 39.17 | 46 | 35.1 | 38.41 | 46.94 | 50.5 | 38.03 | 42.99 | 35.46 | 48.61 | 51.2 | 47.59 | 48.61 | 51.2 | 47.59 | 48.61 | 51.2 | 47.59 | 48.61 | 51.2 | 47.59 | 48.61 | 51.31 | 47.59 | 54.19 | 51.31 | 47.59 | 48.61 | 51.2 | 47.59 | 48.61 | 51.2 | 47.59 | 48.61 | 51.31 | 47.59 | 55.31 | 51.72 | 44.8 | 54.21 | 77 | 67.06 | 48.61 | 51.2 | 47.59
4776 | 37.66 | 42.63 | 35.1 | 37.66 | 42.63 | 35.1 | 37.66 | 42.63 | 35.1 | 37.66 | 42.63 | 35.1 | 37.66 | 45.02 | 35.1 | 38.37 | 45.18 | 35.1 | 37.66 | 42.63 | 35.1 | 37.66 | 42.63 | 35.1 | 37.66 | 45.02 | 35.1 | 38.76 | 44.73 | 34.75 | 38.05 | 45.64 | 50.5 | 37.66 | 42.63 | 35.1 | 48.25 | 50.84 | 47.23 | 48.25 | 50.84 | 47.23 | 48.25 | 50.84 | 47.23 | 48.25 | 50.84 | 47.23 | 48.25 | 50.95 | 47.23 | 52.93 | 50.95 | 47.23 | 48.25 | 50.84 | 47.23 | 48.25 | 50.84 | 47.23 | 48.25 | 50.95 | 47.23 | 52.93 | 51.36 | 44.8 | 51.87 | 77 | 67.06 | 48.25 | 50.84 | 47.23
4777 | 37.24 | 42.21 | 34.67 | 37.24 | 42.21 | 34.67 | 37.24 | 42.21 | 34.67 | 37.24 | 42.21 | 34.67 | 37.24 | 44.6 | 34.67 | 37.95 | 44.75 | 34.67 | 37.24 | 42.21 | 34.67 | 37.24 | 42.21 | 34.67 | 37.24 | 44.6 | 34.67 | 38.01 | 45.2 | 35.02 | 37.62 | 46.13 | 35.74 | 37.24 | 42.21 | 34.67 | 47.83 | 50.42 | 46.81 | 47.83 | 50.42 | 46.81 | 47.83 | 50.42 | 46.81 | 47.83 | 50.42 | 46.81 | 47.83 | 50.53 | 46.81 | 52.37 | 50.53 | 46.81 | 47.83 | 50.42 | 46.81 | 47.83 | 50.42 | 46.81 | 47.83 | 50.53 | 46.81 | 52.37 | 51.04 | 46.34 | 51.32 | 77 | 67.06 | 47.83 | 50.42 | 46.81
4778 | 36.78 | 41.75 | 34.21 | 36.78 | 41.75 | 34.21 | 36.78 | 41.75 | 34.21 | 36.78 | 41.75 | 34.21 | 36.78 | 44.14 | 34.21 | 37.49 | 44.29 | 34.21 | 36.78 | 41.75 | 34.21 | 36.78 | 41.75 | 34.21 | 36.78 | 44.14 | 34.21 | 38.01 | 57.17 | 38.24 | 37.25 | 58.33 | 39.02 | 36.78 | 41.75 | 34.21 | 47.37 | 49.96 | 46.35 | 47.37 | 49.96 | 46.35 | 47.37 | 49.96 | 46.35 | 47.37 | 49.96 | 46.35 | 47.37 | 50.06 | 46.35 | 52.02 | 50.06 | 46.35 | 47.37 | 49.96 | 46.35 | 47.37 | 49.96 | 46.35 | 47.37 | 50.06 | 46.35 | 52.37 | 74.34 | 49.78 | 51.32 | 77 | 67.06 | 47.37 | 49.96 | 46.35
4779 | 36.36 | 41.33 | 33.79 | 36.36 | 41.33 | 33.79 | 36.36 | 41.33 | 33.79 | 36.36 | 41.33 | 33.79 | 36.36 | 43.72 | 33.79 | 37.07 | 43.87 | 33.79 | 36.36 | 41.33 | 33.79 | 36.36 | 41.33 | 33.79 | 36.36 | 43.72 | 33.79 | 38.01 | 57.18 | 49.48 | 37.25 | 58.35 | 50.49 | 36.36 | 41.33 | 33.79 | 46.95 | 49.54 | 46.17 | 46.95 | 49.54 | 46.17 | 46.95 | 49.54 | 46.17 | 46.95 | 49.54 | 46.17 | 46.95 | 49.64 | 45.93 | 52.02 | 49.64 | 45.93 | 46.95 | 49.54 | 45.93 | 46.95 | 49.54 | 45.93 | 46.95 | 49.64 | 45.93 | 52.37 | 76.2 | 62.88 | 51.32 | 77 | 65.05 | 46.95 | 49.54 | 46.17
4780 | 36.19 | 41.16 | 33.62 | 36.19 | 41.16 | 33.62 | 36.19 | 41.16 | 33.62 | 36.19 | 41.16 | 33.62 | 36.19 | 43.55 | 33.62 | 36.9 | 43.7 | 33.62 | 36.19 | 41.16 | 33.62 | 36.19 | 41.16 | 33.62 | 36.19 | 43.55 | 33.62 | 38.01 | 59.53 | 49.49 | 37.25 | 58.35 | 50.5 | 36.19 | 41.16 | 33.62 | 46.78 | 49.37 | 46.17 | 46.78 | 49.37 | 46.17 | 46.78 | 49.37 | 46.17 | 46.78 | 49.37 | 46.17 | 46.78 | 49.48 | 45.76 | 52.17 | 49.48 | 45.76 | 46.78 | 49.37 | 45.76 | 46.78 | 49.37 | 45.76 | 46.78 | 49.48 | 45.76 | 52.71 | 76.2 | 66.15 | 52.71 | 77 | 67.06 | 46.78 | 49.37 | 46.17
4781 | 36.98 | 41.95 | 34.41 | 36.98 | 41.95 | 34.41 | 36.98 | 41.95 | 34.41 | 36.98 | 41.95 | 34.41 | 36.98 | 44.34 | 34.41 | 37.69 | 44.49 | 34.41 | 36.98 | 41.95 | 34.41 | 36.98 | 41.95 | 34.41 | 36.98 | 44.34 | 34.41 | 39.98 | 61.78 | 51.52 | 39.98 | 60.56 | 50.5 | 36.98 | 41.95 | 34.41 | 47.57 | 50.16 | 46.55 | 47.57 | 50.16 | 46.55 | 47.57 | 50.16 | 46.55 | 47.57 | 50.16 | 46.55 | 47.57 | 50.26 | 46.55 | 53.15 | 50.26 | 46.55 | 47.57 | 50.16 | 46.55 | 47.57 | 50.16 | 46.55 | 47.57 | 50.26 | 46.55 | 55.89 | 76.2 | 66.37 | 55.89 | 76.2 | 67.06 | 47.57 | 50.16 | 46.55
4782 | 37.83 | 42.8 | 35.26 | 37.83 | 42.8 | 35.26 | 37.83 | 42.8 | 35.26 | 37.83 | 42.8 | 35.26 | 37.83 | 45.19 | 35.26 | 38.54 | 45.34 | 35.26 | 37.83 | 42.8 | 35.26 | 37.83 | 42.8 | 35.26 | 37.83 | 45.19 | 35.26 | 47.57 | 61.79 | 51.52 | 47.57 | 60.57 | 50.49 | 37.83 | 42.8 | 35.26 | 48.42 | 51.01 | 51.3 | 48.42 | 51.01 | 51.3 | 48.42 | 51.01 | 51.3 | 48.42 | 51.01 | 51.3 | 48.42 | 51.11 | 47.39 | 54 | 51.11 | 47.39 | 48.42 | 51.01 | 47.39 | 48.42 | 51.01 | 47.39 | 48.42 | 51.11 | 47.39 | 71.85 | 76.2 | 66.37 | 71.85 | 75.44 | 66.37 | 48.42 | 51.01 | 51.3
4783 | 38.41 | 43.38 | 37.86 | 38.41 | 43.38 | 37.86 | 38.41 | 43.38 | 37.86 | 38.41 | 43.38 | 37.86 | 38.41 | 45.77 | 35.84 | 39.12 | 45.92 | 35.84 | 38.41 | 43.38 | 35.84 | 38.41 | 43.38 | 35.84 | 38.41 | 45.77 | 35.84 | 53.31 | 61.79 | 49.48 | 52.24 | 60.56 | 38.24 | 38.41 | 43.38 | 37.86 | 49 | 51.59 | 47.98 | 49 | 51.59 | 47.98 | 49 | 51.59 | 47.98 | 49 | 51.59 | 47.98 | 51.62 | 51.7 | 47.98 | 54.58 | 51.7 | 47.98 | 49 | 51.59 | 47.98 | 49 | 51.59 | 47.98 | 51.62 | 51.7 | 47.98 | 71.85 | 76.2 | 65.04 | 71.85 | 74.68 | 63.74 | 49 | 51.59 | 47.98
4784 | 38.75 | 43.71 | 36.18 | 38.75 | 43.71 | 36.18 | 38.75 | 43.71 | 36.18 | 38.75 | 43.71 | 36.18 | 38.75 | 46.11 | 36.18 | 39.45 | 46.26 | 36.18 | 38.75 | 43.71 | 36.18 | 38.75 | 43.71 | 36.18 | 38.75 | 46.11 | 36.18 | 53.31 | 60.15 | 48.14 | 52.24 | 44.16 | 36.54 | 38.75 | 43.71 | 36.18 | 49.34 | 51.93 | 48.31 | 49.34 | 51.93 | 48.31 | 49.34 | 51.93 | 48.31 | 49.34 | 51.93 | 48.31 | 51.96 | 52.03 | 48.31 | 54.92 | 52.03 | 48.31 | 49.34 | 51.93 | 48.31 | 49.34 | 51.93 | 48.31 | 51.96 | 52.03 | 48.31 | 71.85 | 68.37 | 50.54 | 70.41 | 52.95 | 49.03 | 49.34 | 51.93 | 48.31
4785 | 38.98 | 43.95 | 36.41 | 38.98 | 43.95 | 36.41 | 38.98 | 43.95 | 36.41 | 38.98 | 43.95 | 36.41 | 38.98 | 46.34 | 36.41 | 39.69 | 46.49 | 36.41 | 38.98 | 43.95 | 36.41 | 38.98 | 43.95 | 36.41 | 38.98 | 46.34 | 36.41 | 52.25 | 52 | 37.16 | 50.69 | 44.39 | 36.42 | 38.98 | 43.95 | 36.41 | 49.57 | 52.16 | 48.55 | 49.57 | 52.16 | 48.55 | 49.57 | 52.16 | 48.55 | 49.57 | 52.16 | 48.55 | 52.19 | 52.26 | 48.55 | 55.15 | 52.26 | 48.55 | 49.57 | 52.16 | 48.55 | 49.57 | 52.16 | 48.55 | 52.19 | 52.26 | 48.55 | 61.61 | 56.98 | 48.55 | 60.38 | 52.95 | 48.06 | 49.57 | 52.16 | 48.55
4786 | 39.07 | 44.04 | 36.5 | 39.07 | 44.04 | 36.5 | 39.07 | 44.04 | 36.5 | 39.07 | 44.04 | 36.5 | 39.07 | 46.43 | 36.5 | 39.78 | 46.49 | 36.5 | 39.07 | 44.04 | 36.5 | 39.07 | 44.04 | 36.5 | 39.07 | 46.43 | 36.5 | 42.91 | 46.96 | 36.21 | 41.62 | 44.48 | 36.14 | 39.07 | 44.04 | 36.5 | 49.66 | 52.25 | 48.55 | 49.66 | 52.25 | 48.55 | 49.66 | 52.25 | 48.55 | 49.66 | 52.25 | 48.55 | 52.28 | 52.35 | 48.55 | 55.24 | 52.35 | 48.55 | 49.66 | 52.25 | 48.55 | 49.66 | 52.25 | 48.64 | 52.28 | 52.35 | 48.55 | 56.46 | 52.88 | 48.55 | 55.33 | 52.04 | 47.64 | 49.66 | 52.25 | 48.55
4787 | 39.09 | 44.05 | 36.52 | 39.09 | 44.05 | 36.52 | 39.09 | 44.05 | 36.52 | 39.09 | 44.05 | 36.52 | 39.09 | 46.45 | 36.52 | 39.79 | 46.51 | 36.52 | 39.09 | 44.05 | 36.52 | 39.09 | 44.05 | 36.52 | 39.09 | 46.45 | 36.52 | 40.29 | 46.98 | 36.15 | 39.48 | 44.5 | 35.85 | 39.09 | 44.05 | 36.52 | 49.68 | 52.08 | 48.55 | 49.68 | 52.08 | 48.55 | 49.68 | 52.08 | 48.55 | 49.68 | 52.08 | 48.55 | 52.3 | 52.08 | 48.55 | 55.26 | 52.08 | 48.55 | 49.68 | 52.08 | 48.55 | 49.68 | 52.27 | 48.65 | 52.3 | 52.08 | 48.55 | 55.89 | 51.56 | 48.55 | 54.78 | 51.56 | 47.64 | 49.68 | 52.08 | 48.55
4788 | 39.05 | 44.02 | 36.48 | 39.05 | 44.02 | 36.48 | 39.05 | 44.02 | 36.48 | 39.05 | 44.02 | 36.48 | 39.05 | 46.41 | 36.48 | 39.76 | 46.47 | 36.48 | 39.05 | 44.02 | 36.48 | 39.05 | 44.02 | 36.48 | 39.05 | 46.41 | 36.48 | 40.25 | 47.13 | 36.12 | 39.44 | 44.46 | 35.85 | 39.05 | 44.02 | 36.48 | 49.64 | 52.08 | 48.62 | 49.64 | 52.08 | 48.62 | 49.64 | 52.08 | 48.62 | 49.64 | 52.08 | 48.62 | 52.26 | 52.08 | 48.62 | 55.22 | 52.08 | 48.62 | 49.64 | 52.08 | 48.62 | 49.64 | 52.23 | 48.62 | 52.26 | 52.08 | 48.62 | 54.67 | 51.56 | 48.61 | 53.57 | 51.56 | 48.07 | 49.64 | 52.08 | 48.62
4789 | 39.01 | 43.97 | 36.44 | 39.01 | 43.97 | 36.44 | 39.01 | 43.97 | 36.44 | 39.01 | 43.97 | 36.44 | 39.01 | 46.37 | 36.44 | 39.71 | 46.51 | 36.44 | 39.01 | 43.97 | 36.44 | 39.01 | 43.97 | 36.44 | 39.01 | 46.37 | 36.44 | 40.2 | 47.14 | 36.07 | 39.4 | 44.42 | 35.85 | 39.01 | 43.97 | 36.44 | 49.6 | 52.08 | 48.57 | 49.6 | 52.08 | 48.57 | 49.6 | 52.08 | 48.57 | 49.6 | 52.08 | 48.57 | 52.22 | 52.08 | 48.57 | 55.18 | 52.08 | 48.57 | 49.6 | 52.08 | 48.57 | 49.6 | 52.18 | 48.57 | 52.22 | 52.08 | 48.57 | 54.67 | 51.56 | 48.61 | 53.57 | 51.56 | 48.09 | 49.6 | 52.08 | 48.57
4790 | 38.96 | 43.93 | 36.39 | 38.96 | 43.93 | 36.39 | 38.96 | 43.93 | 36.39 | 38.96 | 43.93 | 36.39 | 38.96 | 46.32 | 36.39 | 39.67 | 46.47 | 36.39 | 38.96 | 43.93 | 36.39 | 38.96 | 43.93 | 36.39 | 38.96 | 46.32 | 36.39 | 40.16 | 47.14 | 36.21 | 39.35 | 44.37 | 36.03 | 38.96 | 43.93 | 36.39 | 49.55 | 52.14 | 48.53 | 49.55 | 52.14 | 48.53 | 49.55 | 52.14 | 48.53 | 49.55 | 52.14 | 48.53 | 52.17 | 52.24 | 48.53 | 55.13 | 52.24 | 48.53 | 49.55 | 52.14 | 48.53 | 49.55 | 52.14 | 48.53 | 52.17 | 52.24 | 48.53 | 55.89 | 52.77 | 48.61 | 54.78 | 52.04 | 48.04 | 49.55 | 52.14 | 48.53
4791 | 38.87 | 43.84 | 36.3 | 38.87 | 43.84 | 36.3 | 38.87 | 43.84 | 36.3 | 38.87 | 43.84 | 36.3 | 38.87 | 46.23 | 36.3 | 39.58 | 46.38 | 36.3 | 38.87 | 43.84 | 36.3 | 38.87 | 43.84 | 36.3 | 38.87 | 46.23 | 36.3 | 40.56 | 49.52 | 36.95 | 39.75 | 44.28 | 36.21 | 38.87 | 43.84 | 36.3 | 49.46 | 52.05 | 48.44 | 49.46 | 52.05 | 48.44 | 49.46 | 52.05 | 48.44 | 49.46 | 52.05 | 48.44 | 52.08 | 52.16 | 48.44 | 55.04 | 52.16 | 48.44 | 49.46 | 52.05 | 48.44 | 49.46 | 52.05 | 48.44 | 52.08 | 52.16 | 48.44 | 57.03 | 56.14 | 48.61 | 55.89 | 55.02 | 48.61 | 49.46 | 52.05 | 48.44
4792 | 38.83 | 43.8 | 37.88 | 38.83 | 43.8 | 37.88 | 38.83 | 43.8 | 37.88 | 38.83 | 43.8 | 37.88 | 38.83 | 46.19 | 36.27 | 39.54 | 46.35 | 36.27 | 38.83 | 43.8 | 36.27 | 38.83 | 43.8 | 36.27 | 38.83 | 46.19 | 36.27 | 46.55 | 61.02 | 40.24 | 45.62 | 58.83 | 38.26 | 38.83 | 43.8 | 37.88 | 49.42 | 52.12 | 48.4 | 49.42 | 52.12 | 48.4 | 49.42 | 52.12 | 48.4 | 49.42 | 52.12 | 48.4 | 52.04 | 52.12 | 48.4 | 55 | 52.12 | 48.4 | 49.42 | 52.01 | 48.4 | 49.42 | 52.01 | 48.4 | 52.04 | 52.12 | 48.4 | 62.22 | 69.65 | 51.31 | 60.97 | 67.56 | 49.78 | 49.42 | 52.12 | 48.4
4793 | 38.76 | 43.73 | 39.02 | 38.76 | 43.73 | 39.02 | 38.76 | 43.73 | 39.02 | 38.76 | 43.73 | 39.02 | 38.76 | 46.12 | 36.19 | 39.47 | 46.27 | 36.19 | 38.76 | 43.73 | 36.19 | 38.76 | 43.73 | 36.19 | 38.76 | 46.12 | 36.19 | 53.31 | 62.28 | 72.62 | 52.24 | 61.04 | 70.18 | 38.76 | 43.73 | 39.02 | 49.35 | 51.94 | 51.3 | 49.35 | 51.94 | 51.3 | 49.35 | 51.94 | 51.3 | 49.35 | 51.94 | 51.3 | 51.97 | 52.05 | 48.33 | 54.93 | 52.05 | 48.33 | 49.35 | 51.94 | 48.33 | 49.35 | 51.94 | 48.33 | 51.97 | 52.05 | 48.33 | 71.85 | 80.47 | 86.51 | 70.41 | 78.87 | 84.79 | 49.35 | 51.94 | 51.3
4794 | 38.72 | 43.68 | 47.16 | 38.72 | 43.68 | 47.16 | 38.72 | 43.68 | 47.16 | 38.72 | 43.68 | 47.16 | 38.72 | 46.08 | 36.15 | 39.42 | 46.23 | 36.15 | 38.72 | 43.68 | 36.15 | 38.72 | 43.68 | 36.15 | 38.72 | 46.08 | 36.15 | 55.69 | 65.82 | 81.96 | 54.57 | 64.51 | 80.28 | 38.72 | 43.68 | 47.16 | 49.31 | 52 | 53.01 | 49.31 | 52 | 53.01 | 49.31 | 52 | 53.01 | 49.31 | 56.02 | 53.01 | 51.93 | 52 | 48.38 | 54.89 | 52 | 48.38 | 49.31 | 51.89 | 48.28 | 49.31 | 51.89 | 48.28 | 51.93 | 52 | 48.38 | 72.09 | 85.95 | 110 | 70.65 | 84.24 | 107.8 | 49.31 | 52 | 53.01
4795 | 38.6 | 43.57 | 45.04 | 38.6 | 43.57 | 45.04 | 38.6 | 43.57 | 45.04 | 38.6 | 43.57 | 45.04 | 38.6 | 45.96 | 36.03 | 39.31 | 46.11 | 36.03 | 38.6 | 43.57 | 36.03 | 38.6 | 43.57 | 36.03 | 38.6 | 45.96 | 36.03 | 55.68 | 75.54 | 83.62 | 54.57 | 74.04 | 80.28 | 38.6 | 43.57 | 45.04 | 49.19 | 51.88 | 51.3 | 49.19 | 51.88 | 51.3 | 49.19 | 51.88 | 51.3 | 49.19 | 51.88 | 51.3 | 51.81 | 51.88 | 49.35 | 54.77 | 51.88 | 49.35 | 49.19 | 51.78 | 48.17 | 49.19 | 51.78 | 48.17 | 51.81 | 51.88 | 49.35 | 73.12 | 98.06 | 111.11 | 73.09 | 97.08 | 108.89 | 49.19 | 51.88 | 51.3
4796 | 38.47 | 43.44 | 35.9 | 38.47 | 43.44 | 35.9 | 38.47 | 43.44 | 36.63 | 38.47 | 43.44 | 36.63 | 38.47 | 45.83 | 35.9 | 39.18 | 45.98 | 35.9 | 38.47 | 43.44 | 35.9 | 38.47 | 43.44 | 35.9 | 38.47 | 45.83 | 35.9 | 55.13 | 75.54 | 83.62 | 54.03 | 74.04 | 81.95 | 38.47 | 43.44 | 35.9 | 49.06 | 51.65 | 51.3 | 49.06 | 51.65 | 51.3 | 49.06 | 51.65 | 51.3 | 49.06 | 51.65 | 51.3 | 51.68 | 51.75 | 49.22 | 54.64 | 51.75 | 49.22 | 49.06 | 51.65 | 48.03 | 49.06 | 51.65 | 48.03 | 51.68 | 51.75 | 49.22 | 73.34 | 98.06 | 111.11 | 73.09 | 97.08 | 108.89 | 49.06 | 51.65 | 51.3
4797 | 38.38 | 43.35 | 35.81 | 38.38 | 43.35 | 35.81 | 38.38 | 43.35 | 36.54 | 38.38 | 43.35 | 36.54 | 38.38 | 45.74 | 35.81 | 39.09 | 45.89 | 35.81 | 38.38 | 43.35 | 35.81 | 38.38 | 43.35 | 35.81 | 38.38 | 45.74 | 35.81 | 53.31 | 75.54 | 83.62 | 52.24 | 74.04 | 80.28 | 38.38 | 43.35 | 35.81 | 48.97 | 51.56 | 51.3 | 48.97 | 51.56 | 51.3 | 48.97 | 51.56 | 51.3 | 48.97 | 51.56 | 51.3 | 51.59 | 51.66 | 51.3 | 54.55 | 51.66 | 51.3 | 48.97 | 51.56 | 47.95 | 48.97 | 51.56 | 47.95 | 51.59 | 51.66 | 51.3 | 72.09 | 98.06 | 111.11 | 72.09 | 97.08 | 108.89 | 48.97 | 51.56 | 51.3
4798 | 38.47 | 43.44 | 35.91 | 38.47 | 43.44 | 35.91 | 38.47 | 43.44 | 35.91 | 38.47 | 43.44 | 35.91 | 38.47 | 45.83 | 35.91 | 39.18 | 45.99 | 35.91 | 38.47 | 43.44 | 35.91 | 38.47 | 43.44 | 35.91 | 38.47 | 45.83 | 35.91 | 50.33 | 71.8 | 83.62 | 49.32 | 70.37 | 80.28 | 38.47 | 43.44 | 35.91 | 49.06 | 51.65 | 49.22 | 49.06 | 51.65 | 49.22 | 49.06 | 51.65 | 49.22 | 49.06 | 51.65 | 49.22 | 49.06 | 51.76 | 49.22 | 54.64 | 51.76 | 49.22 | 49.06 | 51.65 | 48.04 | 49.06 | 51.65 | 48.04 | 49.06 | 51.76 | 49.22 | 68.74 | 91.55 | 111.11 | 67.36 | 89.73 | 108.89 | 49.06 | 51.65 | 49.22
4799 | 38.04 | 43.01 | 35.47 | 38.04 | 43.01 | 35.47 | 38.04 | 43.01 | 35.47 | 38.04 | 43.01 | 35.47 | 38.04 | 45.4 | 35.47 | 38.75 | 45.55 | 35.47 | 38.04 | 43.01 | 35.47 | 38.04 | 43.01 | 35.47 | 38.04 | 45.4 | 35.47 | 45.17 | 65.01 | 82.78 | 44.26 | 63.72 | 81.13 | 38.04 | 43.01 | 35.47 | 48.63 | 51.22 | 47.7 | 48.63 | 51.22 | 47.7 | 48.63 | 51.22 | 47.7 | 48.63 | 51.22 | 47.7 | 48.63 | 51.32 | 47.7 | 54.21 | 51.32 | 47.7 | 48.63 | 51.22 | 47.6 | 48.63 | 51.22 | 47.6 | 48.63 | 51.32 | 47.7 | 62.22 | 85.09 | 111.11 | 60.97 | 84.24 | 108.89 | 48.63 | 51.22 | 47.7
4800 | 37.6 | 42.56 | 35.03 | 37.6 | 42.56 | 35.03 | 37.6 | 42.56 | 35.12 | 37.6 | 42.56 | 35.12 | 37.6 | 44.95 | 35.03 | 38.3 | 45.11 | 35.03 | 37.6 | 42.56 | 35.03 | 37.6 | 42.56 | 35.03 | 37.6 | 44.95 | 35.03 | 39.98 | 65.01 | 82.78 | 39.18 | 63.72 | 81.13 | 37.6 | 42.56 | 35.03 | 48.18 | 50.77 | 47.16 | 48.18 | 50.77 | 47.16 | 48.18 | 50.77 | 47.16 | 48.18 | 50.77 | 47.16 | 48.18 | 50.88 | 47.16 | 53.76 | 50.88 | 47.26 | 48.18 | 50.77 | 47.16 | 48.18 | 50.77 | 47.16 | 48.18 | 50.88 | 47.16 | 56.09 | 84.24 | 111.11 | 54.97 | 84.24 | 111.11 | 48.18 | 50.77 | 47.16
4801 | 37.13 | 42.09 | 34.56 | 37.13 | 42.09 | 34.56 | 37.13 | 42.09 | 34.56 | 37.13 | 42.09 | 34.56 | 37.13 | 44.49 | 34.56 | 37.84 | 44.64 | 34.56 | 37.13 | 42.09 | 34.56 | 37.13 | 42.09 | 34.56 | 37.13 | 44.49 | 34.56 | 39.45 | 64.86 | 82.78 | 38.66 | 63.57 | 81.13 | 37.13 | 42.09 | 34.56 | 47.72 | 50.31 | 46.69 | 47.72 | 50.31 | 46.69 | 47.72 | 50.31 | 46.69 | 47.72 | 50.31 | 46.69 | 47.72 | 50.41 | 46.69 | 53.3 | 50.41 | 46.79 | 47.72 | 50.31 | 46.69 | 47.72 | 50.31 | 46.69 | 47.72 | 50.41 | 46.69 | 55.89 | 84.24 | 111.11 | 55.89 | 84.24 | 111.11 | 47.72 | 50.31 | 46.69
4802 | 36.58 | 41.55 | 34.01 | 36.58 | 41.55 | 34.01 | 36.58 | 41.55 | 34.01 | 36.58 | 41.55 | 34.01 | 36.58 | 43.94 | 34.01 | 37.29 | 44.09 | 34.01 | 36.58 | 41.55 | 34.01 | 36.58 | 41.55 | 34.01 | 36.58 | 43.94 | 34.01 | 39.45 | 63.7 | 81.96 | 38.66 | 62.43 | 80.32 | 36.58 | 41.55 | 34.01 | 47.17 | 49.76 | 46.17 | 47.17 | 49.76 | 46.17 | 47.17 | 49.76 | 46.17 | 47.17 | 49.76 | 46.17 | 47.17 | 49.86 | 46.17 | 52.75 | 49.86 | 46.58 | 47.17 | 49.76 | 46.14 | 47.17 | 49.76 | 46.14 | 47.17 | 49.86 | 46.17 | 55.89 | 84.24 | 111.11 | 55.89 | 84.24 | 111.11 | 47.17 | 49.76 | 46.17
4803 | 36.35 | 41.32 | 33.78 | 36.35 | 41.32 | 33.78 | 36.35 | 41.32 | 33.78 | 36.35 | 41.32 | 33.78 | 36.35 | 43.71 | 33.78 | 37.06 | 43.86 | 33.78 | 36.35 | 41.32 | 33.78 | 36.35 | 41.32 | 33.78 | 36.35 | 43.71 | 33.78 | 39.45 | 63.7 | 81.96 | 39.45 | 62.43 | 80.32 | 36.35 | 41.32 | 33.78 | 46.94 | 49.53 | 46.17 | 46.94 | 49.53 | 46.17 | 46.94 | 49.53 | 46.17 | 46.94 | 49.53 | 46.17 | 46.94 | 49.63 | 46.17 | 52.52 | 49.63 | 46.58 | 46.94 | 49.53 | 45.92 | 46.94 | 49.53 | 45.92 | 46.94 | 49.63 | 46.17 | 55.89 | 84.24 | 111.11 | 55.89 | 84.24 | 111.11 | 46.94 | 49.53 | 46.17
4804 | 36.24 | 41.21 | 33.67 | 36.24 | 41.21 | 33.67 | 36.24 | 41.21 | 33.67 | 36.24 | 41.21 | 33.67 | 36.24 | 43.6 | 33.67 | 36.95 | 43.75 | 33.67 | 36.24 | 41.21 | 33.67 | 36.24 | 41.21 | 33.67 | 36.24 | 43.6 | 33.67 | 39.98 | 63.7 | 81.96 | 39.98 | 62.43 | 80.32 | 36.24 | 41.21 | 33.67 | 46.83 | 49.42 | 46.17 | 46.83 | 49.42 | 46.17 | 46.83 | 49.42 | 46.17 | 46.83 | 49.42 | 46.17 | 46.83 | 49.52 | 46.17 | 52.41 | 49.52 | 46.58 | 46.83 | 49.42 | 45.8 | 46.83 | 49.42 | 45.8 | 46.83 | 49.52 | 46.17 | 57.03 | 84.24 | 111.11 | 55.89 | 84.24 | 108.89 | 46.83 | 49.42 | 46.17
4805 | 37.1 | 42.07 | 34.54 | 37.1 | 42.07 | 34.54 | 37.1 | 42.07 | 34.54 | 37.1 | 42.07 | 34.54 | 37.1 | 44.46 | 34.54 | 37.81 | 44.62 | 34.54 | 37.1 | 42.07 | 34.54 | 37.1 | 42.07 | 34.54 | 37.1 | 44.46 | 34.54 | 42.49 | 65.01 | 81.96 | 42.49 | 63.72 | 80.32 | 37.1 | 42.07 | 34.54 | 47.69 | 50.28 | 46.67 | 47.69 | 50.28 | 46.67 | 47.69 | 50.28 | 46.67 | 47.69 | 50.28 | 46.67 | 47.69 | 50.39 | 46.67 | 53.27 | 50.39 | 46.67 | 47.69 | 50.28 | 46.67 | 47.69 | 50.28 | 46.67 | 47.69 | 50.39 | 46.67 | 63.57 | 85.95 | 111.11 | 63.57 | 84.24 | 108.89 | 47.69 | 50.28 | 46.67
4806 | 37.94 | 42.91 | 38.11 | 37.94 | 42.91 | 38.11 | 37.94 | 42.91 | 38.11 | 37.94 | 42.91 | 38.11 | 37.94 | 45.3 | 35.37 | 38.65 | 45.45 | 35.37 | 37.94 | 42.91 | 35.37 | 37.94 | 42.91 | 35.37 | 37.94 | 45.3 | 35.37 | 53.31 | 65.01 | 80.66 | 53.31 | 63.72 | 80.28 | 37.94 | 42.91 | 38.11 | 48.53 | 51.19 | 51.3 | 48.53 | 51.19 | 51.3 | 48.53 | 51.19 | 51.3 | 48.53 | 51.19 | 51.3 | 48.53 | 51.23 | 48.12 | 54.11 | 51.23 | 48.12 | 48.53 | 51.12 | 47.51 | 48.53 | 51.12 | 47.51 | 48.53 | 51.23 | 48.12 | 73.31 | 82.1 | 103.95 | 71.85 | 80.47 | 101.87 | 48.53 | 51.19 | 51.3
4807 | 38.46 | 43.43 | 39.02 | 38.46 | 43.43 | 39.02 | 38.46 | 43.43 | 39.02 | 38.46 | 43.43 | 39.02 | 38.46 | 45.82 | 35.89 | 39.17 | 45.98 | 35.89 | 38.46 | 43.43 | 35.89 | 38.46 | 43.43 | 35.89 | 38.46 | 45.82 | 35.89 | 53.31 | 63.72 | 71.62 | 52.24 | 62.44 | 68.1 | 38.46 | 43.43 | 39.02 | 49.05 | 51.75 | 48.03 | 49.05 | 51.75 | 48.03 | 49.05 | 51.75 | 48.03 | 49.05 | 51.75 | 48.03 | 51.67 | 51.75 | 48.03 | 54.63 | 51.75 | 48.13 | 49.05 | 51.64 | 48.03 | 49.05 | 51.64 | 48.03 | 51.67 | 51.75 | 48.03 | 73.31 | 79.67 | 64.16 | 71.85 | 78.07 | 62.88 | 49.05 | 51.75 | 48.03
4808 | 38.74 | 43.71 | 36.18 | 38.74 | 43.71 | 36.18 | 38.74 | 43.71 | 36.18 | 38.74 | 43.71 | 36.18 | 38.74 | 46.1 | 36.18 | 39.45 | 46.26 | 36.18 | 38.74 | 43.71 | 36.18 | 38.74 | 43.71 | 36.18 | 38.74 | 46.1 | 36.18 | 53.31 | 57.37 | 47.24 | 52.24 | 47.56 | 38.24 | 38.74 | 43.71 | 36.18 | 49.33 | 52.03 | 48.31 | 49.33 | 52.03 | 48.31 | 49.33 | 52.03 | 48.31 | 49.33 | 52.03 | 48.31 | 51.96 | 52.03 | 48.31 | 54.91 | 52.03 | 48.41 | 49.33 | 51.92 | 48.31 | 49.33 | 51.92 | 48.31 | 51.96 | 52.03 | 48.31 | 72.57 | 64.46 | 50.54 | 71.12 | 62.53 | 49.53 | 49.33 | 52.03 | 48.31
4809 | 38.91 | 43.87 | 36.34 | 38.91 | 43.87 | 36.34 | 38.91 | 43.87 | 36.34 | 38.91 | 43.87 | 36.34 | 38.91 | 46.26 | 36.34 | 39.61 | 46.42 | 36.34 | 38.91 | 43.87 | 36.34 | 38.91 | 43.87 | 36.34 | 38.91 | 46.26 | 36.34 | 45.62 | 48.76 | 36.7 | 44.71 | 44.32 | 35.97 | 38.91 | 43.87 | 36.34 | 49.49 | 52.08 | 48.47 | 49.49 | 52.08 | 48.47 | 49.49 | 52.08 | 48.47 | 49.49 | 52.08 | 48.47 | 52.12 | 52.19 | 48.47 | 55.07 | 52.19 | 48.47 | 49.49 | 52.08 | 48.47 | 49.49 | 52.08 | 48.47 | 52.12 | 52.19 | 48.47 | 59.8 | 54.24 | 48.61 | 58.6 | 52.61 | 47.99 | 49.49 | 52.08 | 48.47
4810 | 39.04 | 44.01 | 36.47 | 39.04 | 44.01 | 36.47 | 39.04 | 44.01 | 36.47 | 39.04 | 44.01 | 36.47 | 39.04 | 46.4 | 36.47 | 39.75 | 46.54 | 36.47 | 39.04 | 44.01 | 36.47 | 39.04 | 44.01 | 36.47 | 39.04 | 46.4 | 36.47 | 40.53 | 46.67 | 36.11 | 39.43 | 44.45 | 35.85 | 39.04 | 44.01 | 36.47 | 49.63 | 52.22 | 48.6 | 49.63 | 52.22 | 48.6 | 49.63 | 52.22 | 48.6 | 49.63 | 52.22 | 48.6 | 52.25 | 52.22 | 48.6 | 55.21 | 52.22 | 48.6 | 49.63 | 52.22 | 48.6 | 49.63 | 52.22 | 48.6 | 52.25 | 52.22 | 48.6 | 55.77 | 52.22 | 48.12 | 53.02 | 51.69 | 48.12 | 49.63 | 52.22 | 48.6
4811 | 39.02 | 43.98 | 36.45 | 39.02 | 43.98 | 36.45 | 39.02 | 43.98 | 36.45 | 39.02 | 43.98 | 36.45 | 39.02 | 46.35 | 36.45 | 39.72 | 46.36 | 36.45 | 39.02 | 43.98 | 36.45 | 39.02 | 43.98 | 36.45 | 39.02 | 46.35 | 36.45 | 40.15 | 46.36 | 36.08 | 39.35 | 44.08 | 35.36 | 39.02 | 43.98 | 36.45 | 49.6 | 52.19 | 48.58 | 49.6 | 52.19 | 48.58 | 49.6 | 52.19 | 48.58 | 49.6 | 52.19 | 48.58 | 52.23 | 52.19 | 48.58 | 54.61 | 52.19 | 48.58 | 49.6 | 52.19 | 48.58 | 49.6 | 52.19 | 48.58 | 52.23 | 52.19 | 48.58 | 54.07 | 51.67 | 48.12 | 51.41 | 51.03 | 47.88 | 49.6 | 52.19 | 48.58
4812 | 38.91 | 43.87 | 36.34 | 38.91 | 43.87 | 36.34 | 38.91 | 43.87 | 36.34 | 38.91 | 43.87 | 36.34 | 38.91 | 46.26 | 36.34 | 39.61 | 46.36 | 36.34 | 38.91 | 43.87 | 36.34 | 38.91 | 43.87 | 36.34 | 38.91 | 46.26 | 36.34 | 40.01 | 46.36 | 35.97 | 39.22 | 44.08 | 35.25 | 38.91 | 43.87 | 36.34 | 49.49 | 52.08 | 48.47 | 49.49 | 52.08 | 48.47 | 49.49 | 52.08 | 48.47 | 49.49 | 52.08 | 48.47 | 52.12 | 52.08 | 48.47 | 54.07 | 52.08 | 48.47 | 49.49 | 52.08 | 48.47 | 49.49 | 52.08 | 48.47 | 52.12 | 52.08 | 48.47 | 54.07 | 51.56 | 48.12 | 51.41 | 51.03 | 47.99 | 49.49 | 52.08 | 48.47
4813 | 38.79 | 43.76 | 36.23 | 38.79 | 43.76 | 36.23 | 38.79 | 43.76 | 36.23 | 38.79 | 43.76 | 36.23 | 38.79 | 46.15 | 36.23 | 39.5 | 46.3 | 36.23 | 38.79 | 43.76 | 36.23 | 38.79 | 43.76 | 36.23 | 38.79 | 46.15 | 36.23 | 39.98 | 46.36 | 35.86 | 39.19 | 44.08 | 35.15 | 38.79 | 43.76 | 36.23 | 49.38 | 51.97 | 48.36 | 49.38 | 51.97 | 48.36 | 49.38 | 51.97 | 48.36 | 49.38 | 51.97 | 48.36 | 52.01 | 52.08 | 48.36 | 54.07 | 52.08 | 48.36 | 49.38 | 51.97 | 48.36 | 49.38 | 51.97 | 48.36 | 52.01 | 52.08 | 48.36 | 54.07 | 51.56 | 48.12 | 51.41 | 51.03 | 47.88 | 49.38 | 51.97 | 48.36
4814 | 38.69 | 43.66 | 36.12 | 38.69 | 43.66 | 36.12 | 38.69 | 43.66 | 36.12 | 38.69 | 43.66 | 36.12 | 38.69 | 46.05 | 36.12 | 39.4 | 46.2 | 36.12 | 38.69 | 43.66 | 36.12 | 38.69 | 43.66 | 36.12 | 38.69 | 46.05 | 36.12 | 39.88 | 46.36 | 35.85 | 39.08 | 44.1 | 35.76 | 38.69 | 43.66 | 36.12 | 49.28 | 51.87 | 48.26 | 49.28 | 51.87 | 48.26 | 49.28 | 51.87 | 48.26 | 49.28 | 51.87 | 48.26 | 51.9 | 51.97 | 48.26 | 54.61 | 51.97 | 48.26 | 49.28 | 51.87 | 48.26 | 49.28 | 51.87 | 48.26 | 51.9 | 51.97 | 48.26 | 54.07 | 51.56 | 48.61 | 51.41 | 51.35 | 47.77 | 49.28 | 51.87 | 48.26
4815 | 38.54 | 43.51 | 35.97 | 38.54 | 43.51 | 35.97 | 38.54 | 43.51 | 35.97 | 38.54 | 43.51 | 35.97 | 38.54 | 45.9 | 35.97 | 39.25 | 46.05 | 35.97 | 38.54 | 43.51 | 35.97 | 38.54 | 43.51 | 35.97 | 38.54 | 45.9 | 35.97 | 39.73 | 47.15 | 36.21 | 38.93 | 43.95 | 35.61 | 38.54 | 43.51 | 35.97 | 49.13 | 51.72 | 48.11 | 49.13 | 51.72 | 48.11 | 49.13 | 51.72 | 48.11 | 49.13 | 51.72 | 48.11 | 51.75 | 51.83 | 48.11 | 54.71 | 51.83 | 48.11 | 49.13 | 51.72 | 48.11 | 49.13 | 51.72 | 48.11 | 51.75 | 51.83 | 48.11 | 54.97 | 55.75 | 48.61 | 53.87 | 53.91 | 47.77 | 49.13 | 51.72 | 48.11
4816 | 38.49 | 43.46 | 44.47 | 38.49 | 43.46 | 44.47 | 38.49 | 43.46 | 44.47 | 38.49 | 43.46 | 44.47 | 38.49 | 45.85 | 35.92 | 39.2 | 46 | 35.92 | 38.49 | 43.46 | 35.92 | 38.49 | 43.46 | 35.92 | 38.49 | 45.85 | 35.92 | 40.97 | 55.1 | 46.3 | 40.15 | 52.39 | 44.92 | 38.49 | 43.46 | 44.47 | 49.08 | 51.77 | 49.52 | 49.08 | 51.77 | 49.52 | 49.08 | 51.77 | 49.52 | 49.08 | 51.77 | 49.52 | 51.7 | 51.77 | 48.05 | 54.66 | 51.77 | 48.05 | 49.08 | 51.67 | 48.05 | 49.08 | 51.67 | 48.05 | 51.7 | 51.77 | 48.05 | 57.03 | 64.46 | 50.83 | 55.89 | 63.17 | 50.02 | 49.08 | 51.77 | 49.52
4817 | 38.47 | 43.44 | 47.41 | 38.47 | 43.44 | 47.41 | 38.47 | 43.44 | 47.41 | 38.47 | 43.44 | 47.41 | 38.47 | 45.83 | 35.91 | 39.18 | 45.99 | 35.91 | 38.47 | 43.44 | 35.9 | 38.47 | 43.44 | 35.9 | 38.47 | 45.83 | 35.91 | 51.48 | 63.72 | 53.66 | 50.45 | 62.44 | 52.58 | 38.47 | 43.44 | 47.41 | 49.06 | 51.76 | 51.3 | 49.06 | 51.76 | 51.3 | 49.06 | 51.76 | 51.3 | 49.06 | 51.76 | 51.3 | 51.68 | 51.76 | 49.22 | 54.64 | 51.76 | 49.22 | 49.06 | 51.65 | 49.22 | 49.06 | 51.65 | 48.04 | 51.68 | 51.76 | 49.22 | 69.09 | 80.16 | 63.53 | 68.4 | 80.16 | 62.88 | 49.06 | 51.76 | 51.3
4818 | 38.46 | 43.42 | 70.12 | 38.46 | 43.42 | 70.12 | 38.46 | 43.42 | 70.12 | 38.46 | 43.42 | 70.12 | 38.46 | 45.82 | 35.89 | 39.16 | 45.97 | 35.89 | 38.46 | 43.42 | 35.89 | 38.46 | 43.42 | 35.89 | 38.46 | 45.82 | 35.89 | 50.83 | 64.99 | 71.57 | 49.82 | 63.72 | 71.57 | 38.46 | 43.42 | 70.12 | 49.05 | 51.74 | 61.62 | 49.05 | 51.74 | 61.62 | 49.05 | 51.74 | 61.62 | 49.05 | 51.74 | 61.62 | 51.67 | 51.74 | 49.2 | 54.63 | 51.74 | 49.2 | 49.05 | 51.63 | 49.2 | 49.05 | 51.63 | 48.02 | 51.67 | 51.74 | 49.2 | 72.09 | 84.24 | 98.5 | 71.61 | 84.24 | 100.5 | 49.05 | 51.74 | 61.62
4819 | 38.33 | 43.3 | 70.12 | 38.33 | 43.3 | 70.12 | 38.33 | 43.3 | 70.12 | 38.33 | 43.3 | 70.12 | 38.33 | 45.69 | 35.77 | 39.04 | 45.85 | 35.77 | 38.33 | 43.3 | 35.76 | 38.33 | 43.3 | 35.76 | 38.33 | 45.69 | 35.77 | 54.06 | 65 | 71.57 | 52.98 | 63.72 | 73.02 | 38.33 | 43.3 | 70.12 | 48.92 | 51.62 | 63.5 | 48.92 | 51.62 | 63.5 | 48.92 | 51.62 | 63.5 | 48.92 | 51.62 | 63.5 | 51.54 | 51.62 | 49.17 | 54.5 | 51.62 | 49.17 | 48.92 | 51.51 | 49.17 | 48.92 | 51.51 | 47.9 | 51.54 | 51.62 | 49.17 | 72.09 | 84.24 | 98.5 | 71.61 | 85.95 | 100.51 | 48.92 | 51.62 | 63.5
4820 | 38.1 | 43.07 | 48.37 | 38.1 | 43.07 | 48.37 | 38.1 | 43.07 | 48.37 | 38.1 | 43.07 | 48.37 | 38.1 | 45.46 | 35.53 | 38.81 | 45.61 | 35.53 | 38.1 | 43.07 | 35.53 | 38.1 | 43.07 | 35.53 | 38.1 | 45.46 | 35.53 | 54.06 | 65 | 71.57 | 52.98 | 65.01 | 73.02 | 38.1 | 43.07 | 48.37 | 48.69 | 51.38 | 61.62 | 48.69 | 51.38 | 61.62 | 48.69 | 51.38 | 61.62 | 48.69 | 51.38 | 61.62 | 51.31 | 51.38 | 48.93 | 54.27 | 51.38 | 48.93 | 48.69 | 51.28 | 48.93 | 48.69 | 51.28 | 47.66 | 51.31 | 51.38 | 48.93 | 72.09 | 84.24 | 98.5 | 71.61 | 85.95 | 100.51 | 48.69 | 51.38 | 61.62
4821 | 38.02 | 42.99 | 38.19 | 38.02 | 42.99 | 38.19 | 38.02 | 42.99 | 38.19 | 38.02 | 42.99 | 38.19 | 38.02 | 45.38 | 35.86 | 38.73 | 45.54 | 35.86 | 38.02 | 42.99 | 35.46 | 38.02 | 42.99 | 35.46 | 38.02 | 45.38 | 35.86 | 51.78 | 65 | 71.57 | 50.75 | 63.72 | 73.02 | 38.02 | 42.99 | 38.19 | 48.61 | 51.2 | 52.32 | 48.61 | 51.2 | 52.32 | 48.61 | 51.2 | 52.32 | 48.61 | 51.2 | 52.32 | 48.61 | 51.31 | 48.86 | 54.19 | 51.31 | 48.86 | 48.61 | 51.2 | 48.86 | 48.61 | 51.2 | 47.59 | 48.61 | 51.31 | 48.86 | 72.09 | 84.24 | 98.5 | 71.61 | 85.95 | 100.51 | 48.61 | 51.2 | 52.32
4822 | 38.2 | 43.16 | 35.63 | 38.2 | 43.16 | 35.63 | 38.2 | 43.16 | 35.63 | 38.2 | 43.16 | 35.63 | 38.2 | 45.55 | 35.63 | 38.9 | 45.71 | 35.63 | 38.2 | 43.16 | 35.63 | 38.2 | 43.16 | 35.63 | 38.2 | 45.55 | 35.63 | 47.11 | 65 | 71.57 | 47.11 | 63.72 | 73.02 | 38.2 | 43.16 | 35.63 | 48.78 | 51.37 | 51.3 | 48.78 | 51.37 | 51.3 | 48.78 | 51.37 | 51.3 | 48.78 | 51.37 | 51.3 | 48.78 | 51.48 | 48.94 | 54.36 | 51.48 | 48.94 | 48.78 | 51.37 | 48.94 | 48.78 | 51.37 | 47.76 | 48.78 | 51.48 | 48.94 | 66.25 | 84.24 | 98.5 | 66.25 | 85.95 | 100.5 | 48.78 | 51.37 | 51.3
4823 | 37.83 | 42.8 | 35.26 | 37.83 | 42.8 | 35.26 | 37.83 | 42.8 | 35.26 | 37.83 | 42.8 | 35.26 | 37.83 | 45.19 | 35.26 | 38.54 | 45.34 | 35.26 | 37.83 | 42.8 | 35.26 | 37.83 | 42.8 | 35.26 | 37.83 | 45.19 | 35.26 | 43 | 65 | 71.57 | 42.14 | 63.72 | 73.02 | 37.83 | 42.8 | 35.26 | 48.42 | 51.01 | 51.3 | 48.42 | 51.01 | 51.3 | 48.42 | 51.01 | 51.3 | 48.42 | 51.01 | 51.3 | 48.42 | 51.11 | 48.58 | 54 | 51.11 | 48.58 | 48.42 | 51.01 | 48.58 | 48.42 | 51.01 | 47.4 | 48.42 | 51.11 | 48.58 | 59.01 | 84.24 | 98.5 | 59.01 | 84.24 | 100.5 | 48.42 | 51.01 | 51.3
4824 | 37.96 | 42.93 | 35.4 | 37.96 | 42.93 | 35.4 | 37.96 | 42.93 | 35.4 | 37.96 | 42.93 | 35.4 | 37.96 | 45.32 | 35.4 | 38.67 | 45.48 | 35.4 | 37.96 | 42.93 | 35.4 | 37.96 | 42.93 | 35.4 | 37.96 | 45.32 | 35.4 | 40.8 | 63.27 | 71.57 | 40.8 | 62.64 | 73.02 | 37.96 | 42.93 | 35.4 | 48.55 | 51.14 | 51.3 | 48.55 | 51.14 | 51.3 | 48.55 | 51.14 | 51.3 | 48.55 | 51.14 | 51.3 | 48.55 | 51.25 | 48.71 | 54.13 | 51.25 | 48.71 | 48.55 | 51.14 | 48.71 | 48.55 | 51.14 | 47.53 | 48.55 | 51.25 | 48.71 | 58.02 | 84.24 | 98.5 | 58.02 | 85.95 | 100.5 | 48.55 | 51.14 | 51.3
4825 | 37.55 | 42.52 | 34.98 | 37.55 | 42.52 | 34.98 | 37.55 | 42.52 | 34.98 | 37.55 | 42.52 | 34.98 | 37.55 | 44.91 | 34.98 | 38.26 | 45.06 | 34.98 | 37.55 | 42.52 | 34.98 | 37.55 | 42.52 | 34.98 | 37.55 | 44.91 | 34.98 | 39.98 | 62.5 | 71.57 | 39.98 | 61.26 | 73.02 | 37.55 | 42.52 | 34.98 | 48.14 | 50.73 | 51.3 | 48.14 | 50.73 | 51.3 | 48.14 | 50.73 | 51.3 | 48.14 | 50.73 | 51.3 | 48.14 | 50.83 | 48.12 | 53.72 | 50.83 | 48.12 | 48.14 | 50.73 | 48.12 | 48.14 | 50.73 | 47.12 | 48.14 | 50.83 | 48.12 | 57.44 | 84.24 | 98.5 | 57.44 | 84.24 | 100.5 | 48.14 | 50.73 | 51.3
4826 | 37.25 | 42.21 | 34.68 | 37.25 | 42.21 | 34.68 | 37.25 | 42.21 | 34.68 | 37.25 | 42.21 | 34.68 | 37.25 | 44.6 | 34.68 | 37.95 | 44.76 | 34.68 | 37.25 | 42.21 | 34.68 | 37.25 | 42.21 | 34.68 | 37.25 | 44.6 | 34.68 | 39.19 | 60.86 | 71.57 | 39.19 | 60.86 | 73.02 | 37.25 | 42.21 | 34.68 | 47.84 | 50.42 | 51.3 | 47.84 | 50.42 | 51.3 | 47.84 | 50.42 | 51.3 | 47.84 | 50.42 | 51.3 | 47.84 | 50.53 | 48.08 | 53.41 | 50.53 | 48.08 | 47.84 | 50.42 | 48.08 | 47.84 | 50.42 | 46.81 | 47.84 | 50.53 | 48.08 | 55.89 | 84.24 | 98.5 | 55.89 | 84.24 | 100.5 | 47.84 | 50.42 | 51.3
4827 | 36.97 | 41.94 | 34.4 | 36.97 | 41.94 | 34.4 | 36.97 | 41.94 | 34.4 | 36.97 | 41.94 | 34.4 | 36.97 | 44.33 | 34.4 | 37.68 | 44.48 | 34.4 | 36.97 | 41.94 | 34.4 | 36.97 | 41.94 | 34.4 | 36.97 | 44.33 | 34.4 | 39.19 | 59.14 | 71.57 | 39.19 | 59.14 | 71.57 | 36.97 | 41.94 | 34.4 | 47.56 | 50.15 | 51.3 | 47.56 | 50.15 | 51.3 | 47.56 | 50.15 | 51.3 | 47.56 | 50.15 | 51.3 | 47.56 | 50.25 | 47.72 | 53.14 | 50.25 | 47.72 | 47.56 | 50.15 | 47.72 | 47.56 | 50.15 | 46.54 | 47.56 | 50.25 | 47.72 | 55.89 | 84.24 | 98.5 | 55.89 | 84.24 | 100.5 | 47.56 | 50.15 | 51.3
4828 | 36.61 | 41.57 | 34.04 | 36.61 | 41.57 | 34.04 | 36.61 | 41.57 | 34.04 | 36.61 | 41.57 | 34.04 | 36.61 | 43.96 | 34.04 | 37.31 | 44.12 | 34.04 | 36.61 | 41.57 | 34.04 | 36.61 | 41.57 | 34.04 | 36.61 | 43.96 | 34.04 | 39.19 | 58.04 | 71.57 | 39.19 | 56.89 | 71.57 | 36.61 | 41.57 | 34.04 | 47.2 | 49.78 | 49.63 | 47.2 | 49.78 | 49.63 | 47.2 | 49.78 | 49.63 | 47.2 | 49.78 | 49.63 | 47.2 | 49.89 | 46.45 | 52.77 | 49.89 | 46.45 | 47.2 | 49.78 | 46.45 | 47.2 | 49.78 | 46.17 | 47.2 | 49.89 | 46.45 | 55.89 | 78.08 | 94.03 | 55.89 | 78.08 | 95.93 | 47.2 | 49.78 | 49.63
4829 | 36.44 | 41.4 | 33.87 | 36.44 | 41.4 | 33.87 | 36.44 | 41.4 | 33.87 | 36.44 | 41.4 | 33.87 | 36.44 | 43.79 | 33.87 | 37.14 | 43.95 | 33.87 | 36.44 | 41.4 | 33.87 | 36.44 | 41.4 | 33.87 | 36.44 | 43.79 | 33.87 | 39.19 | 60.26 | 71.57 | 39.19 | 59.14 | 71.57 | 36.44 | 41.4 | 33.87 | 47.03 | 49.61 | 49.62 | 47.03 | 49.61 | 49.62 | 47.03 | 49.61 | 49.62 | 47.03 | 49.61 | 49.63 | 47.03 | 49.72 | 46 | 52.61 | 49.72 | 46.45 | 47.03 | 49.61 | 46 | 47.03 | 49.61 | 46 | 47.03 | 49.72 | 46 | 55.89 | 74.35 | 83.85 | 55.89 | 74.35 | 83.85 | 47.03 | 49.61 | 49.63
4830 | 36.77 | 41.74 | 34.2 | 36.77 | 41.74 | 34.2 | 36.77 | 41.74 | 34.2 | 36.77 | 41.74 | 34.2 | 36.77 | 44.13 | 34.2 | 37.48 | 44.28 | 34.2 | 36.77 | 41.74 | 34.2 | 36.77 | 41.74 | 34.2 | 36.77 | 44.13 | 34.2 | 40.39 | 59.15 | 62.09 | 40.39 | 57.97 | 62.09 | 36.77 | 41.74 | 34.2 | 47.36 | 49.95 | 50.32 | 47.36 | 49.95 | 50.32 | 47.36 | 49.95 | 50.32 | 47.36 | 49.95 | 50.32 | 47.36 | 50.05 | 46.33 | 52.94 | 50.05 | 46.43 | 47.36 | 49.95 | 46.33 | 47.36 | 49.95 | 46.33 | 47.36 | 50.05 | 46.33 | 57.61 | 71.88 | 54.01 | 56.46 | 71.09 | 52.93 | 47.36 | 49.95 | 50.32
4831 | 37.27 | 42.24 | 39.02 | 37.27 | 42.24 | 39.02 | 37.27 | 42.24 | 39.02 | 37.27 | 42.24 | 39.02 | 37.27 | 44.63 | 34.7 | 37.98 | 44.78 | 34.7 | 37.27 | 42.24 | 34.7 | 37.27 | 42.24 | 34.7 | 37.27 | 44.63 | 34.7 | 41.36 | 53.97 | 41.92 | 40.53 | 52.89 | 41.08 | 37.27 | 42.24 | 39.02 | 47.86 | 50.55 | 50.54 | 47.86 | 50.55 | 50.54 | 47.86 | 50.55 | 50.54 | 47.86 | 50.55 | 50.54 | 47.86 | 50.55 | 46.84 | 53.44 | 50.55 | 46.93 | 47.86 | 50.45 | 46.84 | 47.86 | 50.45 | 46.84 | 47.86 | 50.55 | 46.84 | 59.33 | 64.31 | 52.4 | 58.15 | 63.02 | 51.36 | 47.86 | 50.55 | 50.54
4832 | 37.71 | 42.68 | 37.88 | 37.71 | 42.68 | 37.88 | 37.71 | 42.68 | 37.88 | 37.71 | 42.68 | 37.88 | 37.71 | 45.07 | 35.14 | 38.42 | 45.22 | 35.14 | 37.71 | 42.68 | 35.14 | 37.71 | 42.68 | 35.14 | 37.71 | 45.07 | 35.14 | 41.21 | 48.53 | 39.04 | 40.38 | 47.08 | 38.26 | 37.71 | 42.68 | 37.88 | 48.3 | 50.99 | 47.28 | 48.3 | 50.99 | 47.28 | 48.3 | 50.99 | 47.28 | 48.3 | 50.99 | 47.28 | 48.3 | 50.99 | 47.28 | 53.88 | 50.99 | 47.28 | 48.3 | 50.89 | 47.28 | 48.3 | 50.89 | 47.28 | 48.3 | 50.99 | 47.28 | 55.89 | 59.26 | 49.23 | 54.78 | 56.91 | 48.25 | 48.3 | 50.99 | 47.28
4833 | 38.03 | 43 | 35.46 | 38.03 | 43 | 35.46 | 38.03 | 43 | 35.46 | 38.03 | 43 | 35.46 | 38.03 | 45.39 | 35.46 | 38.74 | 45.55 | 35.46 | 38.03 | 43 | 35.46 | 38.03 | 43 | 35.46 | 38.03 | 45.39 | 35.46 | 40.53 | 47.15 | 36.21 | 39.72 | 43.43 | 35.49 | 38.03 | 43 | 35.46 | 48.62 | 51.21 | 47.6 | 48.62 | 51.21 | 47.6 | 48.62 | 51.21 | 47.6 | 48.62 | 51.21 | 47.6 | 48.62 | 51.32 | 47.6 | 54.2 | 51.32 | 47.6 | 48.62 | 51.21 | 47.6 | 48.62 | 51.21 | 47.6 | 48.62 | 51.32 | 47.6 | 55.88 | 52.9 | 48.61 | 54.76 | 51.73 | 47.64 | 48.62 | 51.21 | 47.6
4834 | 38.2 | 43.17 | 35.63 | 38.2 | 43.17 | 35.63 | 38.2 | 43.17 | 35.63 | 38.2 | 43.17 | 35.63 | 38.2 | 45.56 | 35.63 | 38.91 | 45.56 | 35.63 | 38.2 | 43.17 | 35.63 | 38.2 | 43.17 | 35.63 | 38.2 | 45.56 | 35.63 | 39.38 | 45.56 | 35.85 | 38.59 | 43.6 | 35.28 | 38.2 | 43.17 | 35.63 | 48.79 | 51.38 | 47.77 | 48.79 | 51.38 | 47.77 | 48.79 | 51.38 | 47.77 | 48.79 | 51.38 | 47.77 | 48.79 | 51.38 | 47.77 | 53.94 | 51.38 | 47.77 | 48.79 | 51.38 | 47.77 | 48.79 | 51.38 | 47.77 | 48.79 | 51.38 | 47.77 | 53.94 | 51.03 | 48.25 | 51.28 | 50.87 | 47.29 | 48.79 | 51.38 | 47.77
4835 | 38.24 | 43.21 | 35.68 | 38.24 | 43.21 | 35.68 | 38.24 | 43.21 | 35.68 | 38.24 | 43.21 | 35.68 | 38.24 | 43.31 | 35.68 | 38.95 | 43.32 | 35.68 | 38.24 | 43.21 | 35.68 | 38.24 | 43.21 | 35.68 | 38.24 | 43.31 | 35.68 | 39.42 | 43.31 | 35.85 | 38.63 | 42.78 | 35.14 | 38.24 | 43.21 | 35.68 | 48.83 | 51.42 | 47.81 | 48.83 | 51.42 | 47.81 | 48.83 | 51.42 | 47.81 | 48.83 | 51.42 | 47.81 | 48.83 | 51.42 | 47.81 | 53.4 | 51.42 | 47.81 | 48.83 | 51.42 | 47.81 | 48.83 | 51.42 | 47.81 | 48.83 | 51.42 | 47.81 | 53.4 | 50.91 | 48.29 | 51.28 | 50.91 | 47.33 | 48.83 | 51.42 | 47.81
4836 | 38.14 | 43.11 | 35.57 | 38.14 | 43.11 | 35.57 | 38.14 | 43.11 | 35.57 | 38.14 | 43.11 | 35.57 | 38.14 | 43.31 | 35.57 | 38.85 | 43.31 | 35.57 | 38.14 | 43.11 | 35.57 | 38.14 | 43.11 | 35.57 | 38.14 | 43.31 | 35.57 | 39.24 | 43.31 | 35.85 | 38.53 | 42.68 | 35.22 | 38.14 | 43.11 | 35.57 | 48.73 | 51.32 | 47.71 | 48.73 | 51.32 | 47.71 | 48.73 | 51.32 | 47.71 | 48.73 | 51.32 | 47.71 | 48.73 | 51.32 | 47.71 | 53.4 | 51.32 | 47.71 | 48.73 | 51.32 | 47.71 | 48.73 | 51.32 | 47.71 | 48.73 | 51.32 | 47.71 | 53.4 | 50.81 | 48.19 | 51.28 | 50.81 | 47.23 | 48.73 | 51.32 | 47.71
4837 | 37.88 | 42.85 | 35.31 | 37.88 | 42.85 | 35.31 | 37.88 | 42.85 | 35.31 | 37.88 | 42.85 | 35.31 | 37.88 | 43.31 | 35.31 | 38.59 | 43.31 | 35.31 | 37.88 | 42.85 | 35.31 | 37.88 | 42.85 | 35.31 | 37.88 | 43.31 | 35.31 | 38.98 | 43.31 | 35.67 | 38.26 | 42.45 | 34.96 | 37.88 | 42.85 | 35.31 | 48.47 | 51.06 | 47.45 | 48.47 | 51.06 | 47.45 | 48.47 | 51.06 | 47.45 | 48.47 | 51.06 | 47.45 | 48.47 | 51.06 | 47.45 | 52.86 | 51.06 | 47.45 | 48.47 | 51.06 | 47.45 | 48.47 | 51.06 | 47.45 | 48.47 | 51.06 | 47.45 | 52.86 | 50.81 | 48.19 | 51.81 | 50.55 | 47.64 | 48.47 | 51.06 | 47.45
4838 | 37.66 | 42.62 | 35.09 | 37.66 | 42.62 | 35.09 | 37.66 | 42.62 | 35.09 | 37.66 | 42.62 | 35.09 | 37.66 | 43.31 | 35.09 | 38.36 | 43.31 | 35.09 | 37.66 | 42.62 | 35.09 | 37.66 | 42.62 | 35.09 | 37.66 | 43.31 | 35.09 | 38.98 | 43.31 | 35.57 | 38.2 | 42.45 | 35.14 | 37.66 | 42.62 | 35.09 | 48.25 | 50.83 | 47.22 | 48.25 | 50.83 | 47.22 | 48.25 | 50.83 | 47.22 | 48.25 | 50.83 | 47.22 | 48.25 | 50.83 | 47.22 | 52.33 | 50.83 | 47.22 | 48.25 | 50.83 | 47.22 | 48.25 | 50.83 | 47.22 | 48.25 | 50.83 | 47.22 | 52.86 | 51.03 | 48.19 | 51.81 | 51.03 | 47.7 | 48.25 | 50.83 | 47.22
4839 | 37.55 | 42.51 | 35.12 | 37.55 | 42.51 | 35.12 | 37.55 | 42.51 | 35.12 | 37.55 | 42.51 | 35.12 | 37.55 | 44.73 | 34.98 | 38.25 | 45.05 | 34.98 | 37.55 | 42.51 | 34.98 | 37.55 | 42.51 | 34.98 | 37.55 | 44.73 | 34.98 | 39.04 | 45.78 | 35.57 | 38.26 | 44.41 | 35.47 | 37.55 | 42.51 | 35.12 | 48.14 | 50.72 | 47.11 | 48.14 | 50.72 | 47.11 | 48.14 | 50.72 | 47.11 | 48.14 | 50.72 | 47.11 | 48.14 | 50.72 | 47.11 | 53.4 | 50.83 | 47.11 | 48.14 | 50.72 | 47.11 | 48.14 | 50.72 | 47.11 | 48.14 | 50.72 | 47.11 | 53.94 | 51.56 | 48.56 | 52.86 | 51.31 | 47.59 | 48.14 | 50.72 | 47.11
4840 | 37.55 | 42.52 | 38.25 | 37.55 | 42.52 | 38.25 | 37.55 | 42.52 | 38.25 | 37.55 | 42.52 | 38.25 | 37.55 | 44.91 | 34.98 | 38.26 | 45.06 | 34.98 | 37.55 | 42.52 | 34.98 | 37.55 | 42.52 | 34.98 | 37.55 | 44.91 | 34.98 | 39.24 | 48.53 | 39.43 | 38.46 | 47.56 | 38.64 | 37.55 | 42.52 | 38.25 | 48.14 | 50.83 | 50.04 | 48.14 | 50.83 | 50.04 | 48.14 | 50.83 | 50.04 | 48.14 | 50.83 | 50.04 | 48.14 | 50.83 | 47.16 | 53.72 | 50.83 | 47.16 | 48.14 | 50.73 | 47.16 | 48.14 | 50.73 | 47.12 | 48.14 | 50.83 | 47.16 | 54.26 | 62.19 | 50.54 | 53.18 | 62.19 | 50.54 | 48.14 | 50.83 | 51.05
4841 | 37.76 | 42.73 | 51.52 | 37.76 | 42.73 | 51.52 | 37.76 | 42.73 | 51.52 | 37.76 | 42.73 | 51.52 | 37.76 | 45.12 | 35.2 | 38.47 | 45.28 | 35.2 | 37.76 | 42.73 | 35.19 | 37.76 | 42.73 | 35.19 | 37.76 | 45.12 | 35.2 | 42.84 | 57.95 | 52.58 | 41.99 | 56.8 | 52.04 | 37.76 | 42.73 | 51.52 | 48.35 | 51.05 | 51.86 | 48.35 | 51.05 | 51.86 | 48.35 | 51.05 | 51.86 | 48.35 | 51.05 | 51.86 | 48.35 | 51.05 | 48.12 | 53.93 | 51.05 | 48.12 | 48.35 | 50.94 | 48.12 | 48.35 | 50.94 | 47.33 | 48.35 | 51.05 | 48.12 | 58.61 | 75.32 | 54.01 | 58.02 | 75.28 | 54.01 | 48.35 | 51.05 | 51.86
4842 | 37.88 | 42.85 | 74.05 | 37.88 | 42.85 | 74.05 | 37.88 | 42.85 | 74.05 | 37.88 | 42.85 | 74.05 | 37.88 | 45.24 | 35.31 | 38.59 | 45.4 | 35.31 | 37.88 | 42.85 | 35.31 | 37.88 | 42.85 | 35.31 | 37.88 | 45.24 | 35.31 | 52.42 | 65.01 | 80.28 | 51.37 | 63.72 | 80.28 | 37.88 | 42.85 | 74.05 | 48.47 | 51.17 | 90 | 48.47 | 51.17 | 90 | 48.47 | 51.17 | 90 | 48.47 | 51.17 | 90 | 51.09 | 51.17 | 48.63 | 54.05 | 51.17 | 48.63 | 48.47 | 51.06 | 48.63 | 48.47 | 51.06 | 47.45 | 51.09 | 51.17 | 48.63 | 70.65 | 84.04 | 107.81 | 69.25 | 84.04 | 107.81 | 48.47 | 51.17 | 90
4843 | 37.81 | 42.78 | 39.02 | 37.81 | 42.78 | 39.02 | 37.81 | 42.78 | 39.02 | 37.81 | 42.78 | 39.02 | 37.81 | 45.17 | 35.25 | 38.52 | 45.33 | 35.25 | 37.81 | 42.78 | 35.24 | 37.81 | 42.78 | 35.24 | 37.81 | 45.17 | 35.25 | 53.83 | 67.77 | 80.28 | 52.76 | 66.42 | 80.28 | 37.81 | 42.78 | 39.02 | 48.4 | 51.1 | 52.11 | 48.4 | 51.1 | 52.11 | 48.4 | 51.1 | 52.11 | 48.4 | 51.1 | 52.11 | 51.02 | 51.1 | 48.56 | 53.98 | 51.1 | 48.56 | 48.4 | 50.99 | 48.56 | 48.4 | 50.99 | 47.38 | 51.02 | 51.1 | 48.56 | 72.89 | 84.89 | 110 | 71.44 | 85.75 | 110 | 48.4 | 51.1 | 52.11
4844 | 37.69 | 42.66 | 56.78 | 37.69 | 42.66 | 56.78 | 37.69 | 42.66 | 56.78 | 37.69 | 42.66 | 56.78 | 37.69 | 45.05 | 35.12 | 38.4 | 45.2 | 35.12 | 37.69 | 42.66 | 35.12 | 37.69 | 42.66 | 35.12 | 37.69 | 45.05 | 35.12 | 53.83 | 67.77 | 80.28 | 52.76 | 67.77 | 80.28 | 37.69 | 42.66 | 56.78 | 48.28 | 50.97 | 62.86 | 48.28 | 50.97 | 62.86 | 48.28 | 50.97 | 62.86 | 48.28 | 50.97 | 62.86 | 48.28 | 50.97 | 48.44 | 53.86 | 50.97 | 48.44 | 48.28 | 50.87 | 48.44 | 48.28 | 50.87 | 47.26 | 48.28 | 50.97 | 48.44 | 72.89 | 84.89 | 110 | 71.44 | 85.75 | 110 | 48.28 | 50.97 | 62.86
4845 | 37.64 | 42.61 | 37.81 | 37.64 | 42.61 | 37.81 | 37.64 | 42.61 | 37.81 | 37.64 | 42.61 | 37.81 | 37.64 | 45 | 35.08 | 38.35 | 45.16 | 35.08 | 37.64 | 42.61 | 35.08 | 37.64 | 42.61 | 35.08 | 37.64 | 45 | 35.08 | 53.83 | 67.77 | 80.28 | 52.76 | 66.43 | 80.28 | 37.64 | 42.61 | 37.81 | 48.23 | 50.93 | 62.86 | 48.23 | 50.93 | 62.86 | 48.23 | 50.93 | 62.86 | 48.23 | 50.93 | 62.86 | 48.23 | 50.93 | 48.39 | 53.81 | 50.93 | 48.39 | 48.23 | 50.82 | 48.39 | 48.23 | 50.82 | 47.21 | 48.23 | 50.93 | 48.39 | 70.65 | 84.89 | 110 | 69.95 | 85.75 | 110 | 48.23 | 50.93 | 62.86
4846 | 37.98 | 42.95 | 35.41 | 37.98 | 42.95 | 35.41 | 37.98 | 42.95 | 35.41 | 37.98 | 42.95 | 35.41 | 37.98 | 45.34 | 35.41 | 38.69 | 45.49 | 35.41 | 37.98 | 42.95 | 35.41 | 37.98 | 42.95 | 35.41 | 37.98 | 45.34 | 35.41 | 46.08 | 65.01 | 80.28 | 45.17 | 63.72 | 80.28 | 37.98 | 42.95 | 35.41 | 48.57 | 51.16 | 52.27 | 48.57 | 51.16 | 52.27 | 48.57 | 51.16 | 52.27 | 48.57 | 51.16 | 52.27 | 48.57 | 51.26 | 48.73 | 54.15 | 51.26 | 48.73 | 48.57 | 51.16 | 48.73 | 48.57 | 51.16 | 47.55 | 48.57 | 51.26 | 48.73 | 60.74 | 84.04 | 110 | 60.13 | 85.75 | 110 | 48.57 | 51.16 | 52.27
4847 | 37.65 | 42.61 | 35.12 | 37.65 | 42.61 | 35.12 | 37.65 | 42.61 | 35.12 | 37.65 | 42.61 | 35.12 | 37.65 | 45.01 | 35.08 | 38.36 | 45.16 | 35.08 | 37.65 | 42.61 | 35.08 | 37.65 | 42.61 | 35.08 | 37.65 | 45.01 | 35.08 | 42.66 | 64.36 | 80.28 | 42.66 | 63.72 | 80.28 | 37.65 | 42.61 | 35.12 | 48.24 | 50.83 | 51.94 | 48.24 | 50.83 | 51.94 | 48.24 | 50.83 | 51.94 | 48.24 | 50.83 | 51.94 | 48.24 | 50.93 | 48.4 | 53.82 | 50.93 | 48.4 | 48.24 | 50.83 | 48.4 | 48.24 | 50.83 | 47.21 | 48.24 | 50.93 | 48.4 | 58.02 | 84.04 | 110 | 58.02 | 85.75 | 110 | 48.24 | 50.83 | 51.94
4848 | 37.16 | 42.12 | 35.12 | 37.16 | 42.12 | 35.12 | 37.16 | 42.12 | 35.12 | 37.16 | 42.12 | 35.12 | 37.16 | 44.52 | 34.59 | 37.86 | 44.67 | 34.59 | 37.16 | 42.12 | 34.59 | 37.16 | 42.12 | 34.59 | 37.16 | 44.52 | 34.59 | 41.72 | 63.93 | 80.28 | 41.72 | 63.72 | 80.28 | 37.16 | 42.12 | 35.12 | 47.75 | 50.33 | 62.86 | 47.75 | 50.33 | 62.86 | 47.75 | 50.33 | 62.86 | 47.75 | 50.33 | 62.86 | 47.75 | 50.44 | 47.9 | 53.32 | 50.44 | 47.99 | 47.75 | 50.33 | 46.72 | 47.75 | 50.33 | 46.72 | 47.75 | 50.44 | 47.9 | 57.44 | 84.04 | 110 | 57.44 | 85.75 | 110 | 47.75 | 50.33 | 62.86
4849 | 36.4 | 41.37 | 35.14 | 36.4 | 41.37 | 35.14 | 36.4 | 41.37 | 35.14 | 36.4 | 41.37 | 35.14 | 36.4 | 43.76 | 33.83 | 37.11 | 43.91 | 33.83 | 36.4 | 41.37 | 33.83 | 36.4 | 41.37 | 33.83 | 36.4 | 43.76 | 33.83 | 39.98 | 63.93 | 80.28 | 39.98 | 63.72 | 80.28 | 36.4 | 41.37 | 35.14 | 46.99 | 49.58 | 62.86 | 46.99 | 49.58 | 62.86 | 46.99 | 49.58 | 62.86 | 46.99 | 49.58 | 62.86 | 46.99 | 49.68 | 47.15 | 52.57 | 49.68 | 47.23 | 46.99 | 49.58 | 45.96 | 46.99 | 49.58 | 45.96 | 46.99 | 49.68 | 47.15 | 57.44 | 84.04 | 110 | 57.44 | 85.75 | 110 | 46.99 | 49.58 | 62.86
4850 | 35.56 | 40.52 | 35.12 | 35.56 | 40.52 | 35.12 | 35.56 | 40.52 | 35.12 | 35.56 | 40.52 | 35.12 | 35.56 | 42.91 | 32.99 | 36.26 | 43.07 | 32.99 | 35.56 | 40.52 | 32.99 | 35.56 | 40.52 | 32.99 | 35.56 | 42.91 | 32.99 | 39.58 | 63.71 | 80.28 | 39.58 | 63.71 | 80.28 | 35.56 | 40.52 | 35.12 | 46.14 | 48.73 | 51.3 | 46.14 | 48.73 | 51.3 | 46.14 | 48.73 | 51.3 | 46.14 | 48.73 | 51.3 | 46.14 | 48.84 | 46.3 | 51.72 | 48.84 | 46.39 | 46.14 | 48.73 | 45.12 | 46.14 | 48.73 | 45.12 | 46.14 | 48.84 | 46.3 | 56.17 | 84.04 | 110 | 56.17 | 85.75 | 110 | 46.14 | 48.73 | 51.3
4851 | 35.09 | 40.06 | 35.12 | 35.09 | 40.06 | 35.12 | 35.09 | 40.06 | 35.12 | 35.09 | 40.06 | 35.12 | 35.09 | 42.45 | 32.52 | 35.8 | 42.6 | 32.52 | 35.09 | 40.06 | 32.52 | 35.09 | 40.06 | 32.52 | 35.09 | 42.45 | 32.52 | 39.48 | 61.71 | 80.28 | 39.48 | 61.71 | 80.28 | 35.09 | 40.06 | 35.12 | 45.68 | 48.37 | 51.3 | 45.68 | 48.37 | 51.3 | 45.68 | 48.37 | 51.3 | 45.68 | 48.43 | 51.3 | 45.68 | 48.37 | 45.84 | 51.26 | 48.37 | 45.84 | 45.68 | 48.27 | 44.65 | 45.68 | 48.27 | 44.65 | 45.68 | 48.37 | 45.84 | 55.89 | 84.04 | 110 | 55.89 | 84.04 | 110 | 45.68 | 48.37 | 51.3
4852 | 34.27 | 39.24 | 31.7 | 34.27 | 39.24 | 31.7 | 34.27 | 39.24 | 31.7 | 34.27 | 39.24 | 31.7 | 34.27 | 41.63 | 31.7 | 34.98 | 41.78 | 31.7 | 34.27 | 39.24 | 31.7 | 34.27 | 39.24 | 31.7 | 34.27 | 41.63 | 31.7 | 39.19 | 59.15 | 80.28 | 39.19 | 58.02 | 80.28 | 34.27 | 39.24 | 31.7 | 44.86 | 47.55 | 51.3 | 44.86 | 47.55 | 51.3 | 44.86 | 47.55 | 51.3 | 44.86 | 48.43 | 51.3 | 44.86 | 47.55 | 43.84 | 50.44 | 47.55 | 43.93 | 44.86 | 47.45 | 43.84 | 44.86 | 47.45 | 43.84 | 44.86 | 47.55 | 43.84 | 55.89 | 84.04 | 110 | 55.89 | 84.04 | 110 | 44.86 | 47.55 | 51.3
4853 | 33.96 | 38.93 | 31.39 | 33.96 | 38.93 | 31.39 | 33.96 | 38.93 | 31.39 | 33.96 | 38.93 | 31.39 | 33.96 | 41.32 | 31.39 | 34.67 | 41.47 | 31.39 | 33.96 | 38.93 | 31.39 | 33.96 | 38.93 | 31.39 | 33.96 | 41.32 | 31.39 | 39.19 | 58.96 | 80.28 | 39.19 | 57.79 | 80.28 | 33.96 | 38.93 | 31.39 | 44.55 | 47.25 | 51.3 | 44.55 | 47.25 | 51.3 | 44.55 | 47.25 | 51.3 | 44.55 | 48.43 | 51.3 | 44.55 | 47.25 | 43.53 | 50.13 | 47.25 | 43.63 | 44.55 | 47.14 | 43.53 | 44.55 | 47.14 | 43.53 | 44.55 | 47.25 | 43.53 | 55.89 | 78.87 | 104.49 | 55.89 | 78.87 | 104.49 | 44.55 | 47.25 | 51.3
4854 | 34.23 | 39.2 | 33.06 | 34.23 | 39.2 | 33.06 | 34.23 | 39.2 | 33.06 | 34.23 | 39.2 | 33.06 | 34.23 | 41.59 | 31.66 | 34.94 | 41.75 | 31.66 | 34.23 | 39.2 | 31.66 | 34.23 | 39.2 | 31.66 | 34.23 | 41.59 | 31.66 | 39.19 | 57.14 | 67.34 | 39.19 | 56 | 65.99 | 34.23 | 39.2 | 33.06 | 44.82 | 47.52 | 51.3 | 44.82 | 47.52 | 51.3 | 44.82 | 47.52 | 51.3 | 44.82 | 48.43 | 51.3 | 44.82 | 47.52 | 43.8 | 50.4 | 47.52 | 43.9 | 44.82 | 47.41 | 43.8 | 44.82 | 47.41 | 43.8 | 44.82 | 47.52 | 43.8 | 55.34 | 68.26 | 54.01 | 55.34 | 68.26 | 52.93 | 44.82 | 47.52 | 51.3
4855 | 34.96 | 39.93 | 35.13 | 34.96 | 39.93 | 35.13 | 34.96 | 39.93 | 35.13 | 34.96 | 39.93 | 35.13 | 34.96 | 42.32 | 32.39 | 35.67 | 42.47 | 32.39 | 34.96 | 39.93 | 32.39 | 34.96 | 39.93 | 32.39 | 34.96 | 42.32 | 32.39 | 39.19 | 47.56 | 39.02 | 38.4 | 46.61 | 38.24 | 34.96 | 39.93 | 35.13 | 45.55 | 48.24 | 48.14 | 45.55 | 48.24 | 48.14 | 45.55 | 48.24 | 48.14 | 45.55 | 48.43 | 48.14 | 45.55 | 48.24 | 44.53 | 51.13 | 48.24 | 44.63 | 45.55 | 48.14 | 44.53 | 45.55 | 48.14 | 44.53 | 45.55 | 48.24 | 44.53 | 53.4 | 56.69 | 50.13 | 52.33 | 55.57 | 49.13 | 45.55 | 48.24 | 48.14
4856 | 36.25 | 41.22 | 35.6 | 36.25 | 41.22 | 35.6 | 36.25 | 41.22 | 35.6 | 36.25 | 41.22 | 35.6 | 36.25 | 43.61 | 33.68 | 36.96 | 43.77 | 33.68 | 36.25 | 41.22 | 33.68 | 36.25 | 41.22 | 33.68 | 36.25 | 43.61 | 33.68 | 39.04 | 45.98 | 37.08 | 38.26 | 44.6 | 35.96 | 36.25 | 41.22 | 35.6 | 46.84 | 49.43 | 46.68 | 46.84 | 49.43 | 46.68 | 46.84 | 49.43 | 46.68 | 46.84 | 49.43 | 46.68 | 46.84 | 49.54 | 45.82 | 52.42 | 49.54 | 45.92 | 46.84 | 49.43 | 45.82 | 46.84 | 49.43 | 45.82 | 46.84 | 49.54 | 45.82 | 53.4 | 53.74 | 48.61 | 52.33 | 52.67 | 47.64 | 46.84 | 49.43 | 47.15
4857 | 37.24 | 42.21 | 34.67 | 37.24 | 42.21 | 34.67 | 37.24 | 42.21 | 34.67 | 37.24 | 42.21 | 34.67 | 37.24 | 44.01 | 34.67 | 37.95 | 44.01 | 34.67 | 37.24 | 42.21 | 34.67 | 37.24 | 42.21 | 34.67 | 37.24 | 44.01 | 34.67 | 38.73 | 43.57 | 35.85 | 37.62 | 42.63 | 35.02 | 37.24 | 42.21 | 34.67 | 47.83 | 50.42 | 46.81 | 47.83 | 50.42 | 46.81 | 47.83 | 50.42 | 46.81 | 47.83 | 50.42 | 46.81 | 47.83 | 50.52 | 46.81 | 53.41 | 50.52 | 46.81 | 47.83 | 50.42 | 46.81 | 47.83 | 50.42 | 46.81 | 47.83 | 50.52 | 46.81 | 53.94 | 51.03 | 48.24 | 52.86 | 50.93 | 47.28 | 47.83 | 50.42 | 47.15
4858 | 37.65 | 42.61 | 35.08 | 37.65 | 42.61 | 35.08 | 37.65 | 42.61 | 35.08 | 37.65 | 42.61 | 35.08 | 37.65 | 42.61 | 35.08 | 38.35 | 42.61 | 35.08 | 37.65 | 42.61 | 35.08 | 37.65 | 42.61 | 35.08 | 37.65 | 42.61 | 35.08 | 38.03 | 42.22 | 35.43 | 37.27 | 42.19 | 34.73 | 37.65 | 42.61 | 35.08 | 48.24 | 50.83 | 47.21 | 48.24 | 50.83 | 47.21 | 48.24 | 50.83 | 47.21 | 48.24 | 50.83 | 47.21 | 48.24 | 50.83 | 47.21 | 50.8 | 50.83 | 47.21 | 48.24 | 50.83 | 47.21 | 48.24 | 50.83 | 47.21 | 48.24 | 50.83 | 47.21 | 50.29 | 50.32 | 47.69 | 48.72 | 50.32 | 46.74 | 48.24 | 50.83 | 47.21
4859 | 37.88 | 42.84 | 35.31 | 37.88 | 42.84 | 35.31 | 37.88 | 42.84 | 35.31 | 37.88 | 42.84 | 35.31 | 37.88 | 45.23 | 35.31 | 38.58 | 45.39 | 35.31 | 37.88 | 42.84 | 35.31 | 37.88 | 42.84 | 35.31 | 37.88 | 45.23 | 35.31 | 39.44 | 45.85 | 35.67 | 38.26 | 43.28 | 34.96 | 37.88 | 42.84 | 35.31 | 48.47 | 51.05 | 47.44 | 48.47 | 51.05 | 47.44 | 48.47 | 51.05 | 47.44 | 48.47 | 51.05 | 47.44 | 48.47 | 51.05 | 47.44 | 54.05 | 51.05 | 47.44 | 48.47 | 51.05 | 47.44 | 48.47 | 51.05 | 47.44 | 48.47 | 51.05 | 47.44 | 54.59 | 51.31 | 47.92 | 51.91 | 50.78 | 46.97 | 48.47 | 51.05 | 47.44
4860 | 37.78 | 42.75 | 35.21 | 37.78 | 42.75 | 35.21 | 37.78 | 42.75 | 35.21 | 37.78 | 42.75 | 35.21 | 37.78 | 45.14 | 35.21 | 38.49 | 45.29 | 35.21 | 37.78 | 42.75 | 35.21 | 37.78 | 42.75 | 35.21 | 37.78 | 45.14 | 35.21 | 39.98 | 47.15 | 35.65 | 38.79 | 43.18 | 34.94 | 37.78 | 42.75 | 35.21 | 48.37 | 50.96 | 47.35 | 48.37 | 50.96 | 47.35 | 48.37 | 50.96 | 47.35 | 48.37 | 50.96 | 47.35 | 48.37 | 50.96 | 47.35 | 53.95 | 51.06 | 47.35 | 48.37 | 50.96 | 47.35 | 48.37 | 50.96 | 47.35 | 48.37 | 50.96 | 47.35 | 55.3 | 51.71 | 47.84 | 53.65 | 51.47 | 46.88 | 48.37 | 50.96 | 47.35
4861 | 37.58 | 42.55 | 35.01 | 37.58 | 42.55 | 35.01 | 37.58 | 42.55 | 35.01 | 37.58 | 42.55 | 35.01 | 37.58 | 42.55 | 35.01 | 38.29 | 42.55 | 35.01 | 37.58 | 42.55 | 35.01 | 37.58 | 42.55 | 35.01 | 37.58 | 42.55 | 35.01 | 39.04 | 42.98 | 35.37 | 37.96 | 42.12 | 34.66 | 37.58 | 42.55 | 35.01 | 48.17 | 50.76 | 47.15 | 48.17 | 50.76 | 47.15 | 48.17 | 50.76 | 47.15 | 48.17 | 50.76 | 47.15 | 48.17 | 50.76 | 47.15 | 53.4 | 50.76 | 47.15 | 48.17 | 50.76 | 47.15 | 48.17 | 50.76 | 47.15 | 48.17 | 50.76 | 47.15 | 53.4 | 50.43 | 47.64 | 51.28 | 50.43 | 46.69 | 48.17 | 50.76 | 47.15
4862 | 37.39 | 42.36 | 34.82 | 37.39 | 42.36 | 34.82 | 37.39 | 42.36 | 34.82 | 37.39 | 42.36 | 34.82 | 37.39 | 42.36 | 34.82 | 37.39 | 42.36 | 34.82 | 37.39 | 42.36 | 34.82 | 37.39 | 42.36 | 34.82 | 37.39 | 42.36 | 34.82 | 37.02 | 41.93 | 34.58 | 37.02 | 41.5 | 34.47 | 37.39 | 42.36 | 34.82 | 47.98 | 50.17 | 46.95 | 47.98 | 50.17 | 46.95 | 47.98 | 50.17 | 46.95 | 47.98 | 50.17 | 46.95 | 47.98 | 50.14 | 46.95 | 47.98 | 50.14 | 46.95 | 47.98 | 50.17 | 46.95 | 47.98 | 50.57 | 46.95 | 47.98 | 50.14 | 46.95 | 47.5 | 49.64 | 47.43 | 47.5 | 49.67 | 46.74 | 47.98 | 50.17 | 47.15
4863 | 37.18 | 42.15 | 34.62 | 37.18 | 42.15 | 34.62 | 37.18 | 42.15 | 34.62 | 37.18 | 42.15 | 34.62 | 37.18 | 42.15 | 34.62 | 37.32 | 42.15 | 34.62 | 37.18 | 42.15 | 34.62 | 37.18 | 42.15 | 34.62 | 37.18 | 42.15 | 34.62 | 37.32 | 41.73 | 35.14 | 37.32 | 41.73 | 34.97 | 37.18 | 42.15 | 34.62 | 47.77 | 50.36 | 46.75 | 47.77 | 50.36 | 46.75 | 47.77 | 50.36 | 46.75 | 47.77 | 50.36 | 46.75 | 47.77 | 50.36 | 46.75 | 49.25 | 50.36 | 46.75 | 47.77 | 50.36 | 46.75 | 47.77 | 50.36 | 46.75 | 47.77 | 50.36 | 46.75 | 49.75 | 49.86 | 47.64 | 48.75 | 49.86 | 47.22 | 47.77 | 50.36 | 50.83
4864 | 37.33 | 42.3 | 34.79 | 37.33 | 42.3 | 34.79 | 37.33 | 42.3 | 34.79 | 37.33 | 42.3 | 34.79 | 37.33 | 44.03 | 34.76 | 38.04 | 44.75 | 34.76 | 37.33 | 42.3 | 34.76 | 37.33 | 42.3 | 34.76 | 37.33 | 44.03 | 34.76 | 39.04 | 45.2 | 35.14 | 38.26 | 43.15 | 35.14 | 37.33 | 42.3 | 34.79 | 47.92 | 50.51 | 46.89 | 47.92 | 50.51 | 46.89 | 47.92 | 50.51 | 46.89 | 47.92 | 50.51 | 46.89 | 47.92 | 50.51 | 46.89 | 53.4 | 50.61 | 46.89 | 47.92 | 50.51 | 46.89 | 47.92 | 50.51 | 46.89 | 47.92 | 50.51 | 46.89 | 53.94 | 51.31 | 47.64 | 52.86 | 51.31 | 47.64 | 47.92 | 50.51 | 51.3
4865 | 37.63 | 42.59 | 35.6 | 37.63 | 42.59 | 35.6 | 37.63 | 42.59 | 35.6 | 37.63 | 42.59 | 35.6 | 37.63 | 44.99 | 35.06 | 38.33 | 45.14 | 35.06 | 37.63 | 42.59 | 35.06 | 37.63 | 42.59 | 35.06 | 37.63 | 44.99 | 35.06 | 41.21 | 47.56 | 37.08 | 40.38 | 46.61 | 36.34 | 37.63 | 42.59 | 35.6 | 48.22 | 50.91 | 48.81 | 48.22 | 50.91 | 48.81 | 48.22 | 50.91 | 48.81 | 48.22 | 50.91 | 48.81 | 48.22 | 50.91 | 47.19 | 53.8 | 50.91 | 47.19 | 48.22 | 50.8 | 47.19 | 48.22 | 50.8 | 47.19 | 48.22 | 50.91 | 47.19 | 56.74 | 55.57 | 49.3 | 55.89 | 55.57 | 49.3 | 48.22 | 50.91 | 51.3
4866 | 37.86 | 42.83 | 47.87 | 37.86 | 42.83 | 47.87 | 37.86 | 42.83 | 47.87 | 37.86 | 42.83 | 47.87 | 37.86 | 45.22 | 35.29 | 38.57 | 45.37 | 35.29 | 37.86 | 42.83 | 35.29 | 37.86 | 42.83 | 35.29 | 37.86 | 45.22 | 35.29 | 42.14 | 62.87 | 48.85 | 42.14 | 62.87 | 48.85 | 37.86 | 42.83 | 47.87 | 48.45 | 51.15 | 63.5 | 48.45 | 51.15 | 63.5 | 48.45 | 51.15 | 63.5 | 48.45 | 51.15 | 63.5 | 48.45 | 51.15 | 47.43 | 54.03 | 51.15 | 47.43 | 48.45 | 51.04 | 47.43 | 48.45 | 51.04 | 47.43 | 48.45 | 51.15 | 47.43 | 58.02 | 71.88 | 68.99 | 58.02 | 73.34 | 70.39 | 48.45 | 51.15 | 63.5
4867 | 37.93 | 42.9 | 70.53 | 37.93 | 42.9 | 70.53 | 37.93 | 42.9 | 70.53 | 37.93 | 42.9 | 70.53 | 37.93 | 45.29 | 35.37 | 38.64 | 45.45 | 35.37 | 37.93 | 42.9 | 35.37 | 37.93 | 42.9 | 35.37 | 37.93 | 45.29 | 35.37 | 45.99 | 66.02 | 72.74 | 45.99 | 66.02 | 74.22 | 37.93 | 42.9 | 70.53 | 48.52 | 51.22 | 101.85 | 48.52 | 51.22 | 101.85 | 48.52 | 51.22 | 101.85 | 48.52 | 51.22 | 101.85 | 48.52 | 51.22 | 47.5 | 54.1 | 51.22 | 47.5 | 48.52 | 51.11 | 47.5 | 48.52 | 51.11 | 47.5 | 48.52 | 51.22 | 47.5 | 68.21 | 82.83 | 103.95 | 68.21 | 84.52 | 104.49 | 48.52 | 51.22 | 101.85
4868 | 37.93 | 42.9 | 77.11 | 37.93 | 42.9 | 77.11 | 37.93 | 42.9 | 77.11 | 37.93 | 42.9 | 77.11 | 37.93 | 45.29 | 35.37 | 38.64 | 45.45 | 35.37 | 37.93 | 42.9 | 35.37 | 37.93 | 42.9 | 35.37 | 37.93 | 45.29 | 35.37 | 52.72 | 66.02 | 80.66 | 52.72 | 67.36 | 80.28 | 37.93 | 42.9 | 77.11 | 48.52 | 51.22 | 101.85 | 48.52 | 51.22 | 101.85 | 48.52 | 51.22 | 101.85 | 48.52 | 51.22 | 101.85 | 48.52 | 51.22 | 48.68 | 54.1 | 51.22 | 48.68 | 48.52 | 51.11 | 48.68 | 48.52 | 51.11 | 47.5 | 48.52 | 51.22 | 48.68 | 72.09 | 100 | 103.95 | 72.09 | 102.03 | 104.49 | 48.52 | 51.22 | 101.85
4869 | 37.97 | 42.94 | 74.8 | 37.97 | 42.94 | 74.8 | 37.97 | 42.94 | 74.8 | 37.97 | 42.94 | 74.8 | 37.97 | 45.33 | 35.4 | 38.68 | 45.48 | 35.4 | 37.97 | 42.94 | 35.4 | 37.97 | 42.94 | 35.4 | 37.97 | 45.33 | 35.4 | 52.5 | 66.02 | 80.66 | 52.5 | 66.02 | 80.28 | 37.97 | 42.94 | 74.8 | 48.56 | 51.25 | 89.01 | 48.56 | 51.25 | 89.01 | 48.56 | 51.25 | 89.01 | 48.56 | 51.25 | 90.81 | 48.56 | 51.25 | 48.12 | 54.14 | 51.25 | 48.12 | 48.56 | 51.15 | 47.54 | 48.56 | 51.15 | 47.54 | 48.56 | 51.25 | 48.12 | 72.09 | 100 | 103.95 | 72.09 | 102.03 | 104.49 | 48.56 | 51.25 | 89.01
4870 | 38.17 | 43.14 | 39.02 | 38.17 | 43.14 | 39.02 | 38.17 | 43.14 | 39.02 | 38.17 | 43.14 | 39.02 | 38.17 | 45.53 | 35.6 | 38.88 | 45.68 | 35.6 | 38.17 | 43.14 | 35.6 | 38.17 | 43.14 | 35.6 | 38.17 | 45.53 | 35.6 | 48.03 | 66.02 | 80.66 | 48.03 | 66.02 | 80.28 | 38.17 | 43.14 | 39.02 | 48.76 | 51.35 | 64.79 | 48.76 | 51.35 | 64.79 | 48.76 | 51.35 | 64.79 | 48.76 | 51.35 | 64.79 | 48.76 | 51.45 | 48.92 | 54.34 | 51.45 | 48.92 | 48.76 | 51.35 | 47.74 | 48.76 | 51.35 | 47.74 | 48.76 | 51.45 | 48.92 | 71.13 | 82.83 | 103.95 | 71.13 | 82.83 | 104.49 | 48.76 | 51.35 | 64.79
4871 | 37.77 | 42.74 | 37.94 | 37.77 | 42.74 | 37.94 | 37.77 | 42.74 | 37.94 | 37.77 | 42.74 | 37.94 | 37.77 | 45.13 | 35.21 | 38.48 | 45.29 | 35.21 | 37.77 | 42.74 | 35.21 | 37.77 | 42.74 | 35.21 | 37.77 | 45.13 | 35.21 | 39.98 | 66.02 | 72.74 | 39.98 | 66.02 | 72.74 | 37.77 | 42.74 | 37.94 | 48.36 | 50.95 | 63.5 | 48.36 | 50.95 | 63.5 | 48.36 | 50.95 | 63.5 | 48.36 | 50.95 | 63.5 | 48.36 | 51.06 | 48.12 | 53.94 | 51.06 | 48.12 | 48.36 | 50.95 | 48.12 | 48.36 | 50.95 | 47.34 | 48.36 | 51.06 | 48.12 | 58.02 | 82.83 | 101.34 | 58.02 | 82.83 | 101.34 | 48.36 | 50.95 | 63.5
4872 | 37.39 | 42.35 | 35.12 | 37.39 | 42.35 | 35.12 | 37.39 | 42.35 | 35.12 | 37.39 | 42.35 | 35.12 | 37.39 | 44.74 | 34.82 | 38.09 | 44.9 | 34.82 | 37.39 | 42.35 | 34.82 | 37.39 | 42.35 | 34.82 | 37.39 | 44.74 | 34.82 | 40.53 | 64.71 | 72.74 | 40.53 | 64.71 | 72.74 | 37.39 | 42.35 | 35.12 | 47.97 | 50.56 | 56.06 | 47.97 | 50.56 | 56.06 | 47.97 | 50.56 | 56.06 | 47.97 | 50.56 | 56.06 | 47.97 | 50.67 | 48.12 | 53.55 | 50.67 | 48.12 | 47.97 | 50.56 | 48.12 | 47.97 | 50.56 | 46.95 | 47.97 | 50.67 | 48.12 | 56.35 | 82.83 | 56.63 | 56.35 | 82.83 | 89.29 | 47.97 | 50.56 | 56.06
4873 | 36.48 | 41.44 | 35.12 | 36.48 | 41.44 | 35.12 | 36.48 | 41.44 | 35.12 | 36.48 | 41.44 | 35.12 | 36.48 | 43.83 | 33.91 | 37.18 | 43.99 | 33.91 | 36.48 | 41.44 | 33.91 | 36.48 | 41.44 | 33.91 | 36.48 | 43.83 | 33.91 | 40.39 | 63.79 | 71.29 | 40.39 | 63.79 | 72.74 | 36.48 | 41.44 | 35.12 | 47.07 | 49.65 | 51.33 | 47.07 | 49.65 | 51.33 | 47.07 | 49.65 | 51.33 | 47.07 | 49.65 | 51.33 | 47.07 | 49.76 | 47.22 | 52.64 | 49.76 | 47.22 | 47.07 | 49.65 | 47.22 | 47.07 | 49.65 | 46.04 | 47.07 | 49.76 | 47.22 | 55.89 | 82.83 | 51.85 | 55.89 | 82.83 | 89.29 | 47.07 | 49.65 | 51.33
4874 | 35.93 | 40.89 | 36.74 | 35.93 | 40.89 | 36.74 | 35.93 | 40.89 | 36.74 | 35.93 | 40.89 | 36.74 | 35.93 | 43.28 | 33.36 | 36.63 | 43.44 | 33.36 | 35.93 | 40.89 | 33.36 | 35.93 | 40.89 | 33.36 | 35.93 | 43.28 | 33.36 | 39.98 | 63.06 | 66.62 | 39.98 | 63.06 | 70.57 | 35.93 | 40.89 | 36.74 | 46.51 | 49.1 | 53.17 | 46.51 | 49.1 | 53.17 | 46.51 | 49.1 | 53.17 | 46.51 | 49.1 | 53.17 | 46.51 | 49.21 | 45.59 | 52.09 | 49.21 | 45.59 | 46.51 | 49.1 | 45.59 | 46.51 | 49.1 | 45.49 | 46.51 | 49.21 | 45.59 | 55.89 | 82.83 | 53.7 | 55.89 | 82.83 | 89.29 | 46.51 | 49.1 | 53.17
4875 | 35.59 | 40.56 | 36.74 | 35.59 | 40.56 | 36.74 | 35.59 | 40.56 | 36.74 | 35.59 | 40.56 | 36.74 | 35.59 | 42.95 | 33.02 | 36.3 | 43.1 | 33.02 | 35.59 | 40.56 | 33.02 | 35.59 | 40.56 | 33.02 | 35.59 | 42.95 | 33.02 | 39.98 | 61.19 | 50.63 | 39.98 | 62.43 | 70.57 | 35.59 | 40.56 | 36.74 | 46.18 | 48.77 | 51.88 | 46.18 | 48.77 | 51.88 | 46.18 | 48.77 | 51.88 | 46.18 | 48.77 | 51.88 | 46.18 | 48.88 | 45.16 | 51.76 | 48.88 | 45.16 | 46.18 | 48.77 | 45.16 | 46.18 | 48.77 | 45.16 | 46.18 | 48.88 | 45.16 | 55.89 | 81.17 | 52.4 | 55.89 | 82.83 | 89.29 | 46.18 | 48.77 | 51.88
4876 | 35.48 | 40.45 | 35.12 | 35.48 | 40.45 | 35.12 | 35.48 | 40.45 | 35.12 | 35.48 | 40.45 | 35.12 | 35.48 | 42.84 | 32.91 | 36.19 | 42.99 | 32.91 | 35.48 | 40.45 | 32.91 | 35.48 | 40.45 | 32.91 | 35.48 | 42.84 | 32.91 | 40.53 | 63.7 | 49.62 | 40.53 | 64.34 | 70.57 | 35.48 | 40.45 | 35.12 | 46.07 | 48.66 | 51.3 | 46.07 | 48.66 | 51.3 | 46.07 | 48.66 | 51.3 | 46.07 | 48.66 | 51.3 | 46.07 | 48.76 | 45.04 | 51.65 | 48.76 | 45.04 | 46.07 | 48.66 | 45.04 | 46.07 | 48.66 | 45.04 | 46.07 | 48.76 | 45.04 | 55.9 | 70.29 | 52.4 | 55.9 | 82.45 | 89.29 | 46.07 | 48.66 | 51.3
4877 | 36.44 | 41.4 | 39.02 | 36.44 | 41.4 | 39.02 | 36.44 | 41.4 | 39.02 | 36.44 | 41.4 | 39.02 | 36.44 | 43.79 | 33.87 | 37.14 | 43.95 | 33.87 | 36.44 | 41.4 | 33.87 | 36.44 | 41.4 | 33.87 | 36.44 | 43.79 | 33.87 | 42.57 | 65.36 | 49.62 | 42.57 | 66.02 | 70.57 | 36.44 | 41.4 | 39.02 | 47.02 | 49.72 | 51.3 | 47.02 | 49.72 | 51.3 | 47.02 | 49.72 | 51.3 | 47.02 | 49.72 | 51.3 | 47.02 | 49.72 | 46 | 52.6 | 49.72 | 46 | 47.02 | 49.61 | 46 | 47.02 | 49.61 | 46 | 47.02 | 49.72 | 46 | 60.3 | 80.8 | 51.85 | 60.3 | 82.45 | 89.29 | 47.02 | 49.72 | 51.3
4878 | 37.91 | 42.88 | 60.82 | 37.91 | 42.88 | 60.82 | 37.91 | 42.88 | 60.82 | 37.91 | 42.88 | 60.82 | 37.91 | 45.27 | 35.35 | 38.62 | 45.43 | 35.35 | 37.91 | 42.88 | 35.35 | 37.91 | 42.88 | 35.35 | 37.91 | 45.27 | 35.35 | 45.68 | 66.02 | 61.44 | 45.68 | 66.02 | 62.69 | 37.91 | 42.88 | 60.82 | 48.5 | 51.2 | 51.33 | 48.5 | 51.2 | 51.33 | 48.5 | 51.2 | 51.33 | 48.5 | 51.2 | 51.33 | 48.5 | 51.2 | 47.48 | 54.08 | 51.2 | 47.48 | 48.5 | 51.09 | 47.48 | 48.5 | 51.09 | 47.48 | 48.5 | 51.2 | 47.48 | 71.13 | 80.33 | 51.85 | 71.13 | 81.97 | 76.45 | 48.5 | 51.2 | 51.33
4879 | 38.33 | 43.3 | 63.32 | 38.33 | 43.3 | 63.32 | 38.33 | 43.3 | 63.32 | 38.33 | 43.3 | 63.32 | 38.33 | 45.69 | 35.76 | 39.04 | 45.84 | 35.76 | 38.33 | 43.3 | 35.76 | 38.33 | 43.3 | 35.76 | 38.33 | 45.69 | 35.76 | 52.96 | 66.02 | 62.68 | 52.96 | 64.7 | 63.96 | 38.33 | 43.3 | 63.32 | 48.92 | 51.61 | 51.33 | 48.92 | 51.61 | 51.33 | 48.92 | 51.61 | 51.33 | 48.92 | 51.61 | 51.33 | 51.54 | 51.61 | 47.89 | 54.5 | 51.61 | 47.89 | 48.92 | 51.51 | 47.89 | 48.92 | 51.51 | 47.89 | 51.54 | 51.61 | 47.89 | 73.55 | 78.21 | 51.85 | 73.55 | 80.35 | 52.91 | 48.92 | 51.61 | 51.33
4880 | 38.6 | 43.56 | 39.84 | 38.6 | 43.56 | 39.84 | 38.6 | 43.56 | 39.84 | 38.6 | 43.57 | 39.84 | 38.6 | 45.96 | 36.03 | 39.3 | 46.11 | 36.03 | 38.6 | 43.56 | 36.03 | 38.6 | 43.56 | 36.03 | 38.6 | 45.96 | 36.03 | 52.95 | 63.93 | 39.44 | 51.9 | 47.56 | 40.24 | 38.6 | 43.56 | 39.84 | 49.19 | 51.88 | 50.81 | 49.19 | 51.88 | 50.81 | 49.19 | 51.88 | 50.81 | 49.19 | 51.88 | 50.81 | 51.81 | 51.88 | 48.16 | 54.77 | 51.88 | 48.16 | 49.19 | 51.78 | 48.16 | 49.19 | 51.78 | 48.16 | 51.81 | 51.88 | 48.16 | 72.09 | 60.49 | 50.29 | 72.09 | 59.28 | 51.32 | 49.19 | 51.88 | 63.5
4881 | 38.78 | 43.75 | 38.63 | 38.78 | 43.75 | 38.63 | 38.78 | 43.75 | 38.63 | 38.78 | 43.75 | 38.63 | 38.78 | 46.14 | 36.21 | 39.49 | 46.29 | 36.21 | 38.78 | 43.75 | 36.21 | 38.78 | 43.75 | 36.21 | 38.78 | 46.14 | 36.21 | 52.43 | 52.02 | 38.48 | 51.38 | 44.19 | 38.24 | 38.78 | 43.75 | 38.63 | 49.37 | 52.06 | 48.34 | 49.37 | 52.06 | 48.34 | 49.37 | 52.06 | 48.34 | 49.37 | 52.06 | 48.34 | 51.99 | 52.06 | 48.34 | 54.95 | 52.06 | 48.34 | 49.37 | 51.96 | 48.34 | 49.37 | 51.96 | 48.34 | 51.99 | 52.06 | 48.34 | 70.76 | 59.05 | 48.83 | 69.35 | 57.87 | 48.83 | 49.37 | 52.06 | 51.3
4882 | 38.85 | 43.82 | 36.28 | 38.85 | 43.82 | 36.28 | 38.85 | 43.82 | 36.28 | 38.85 | 43.82 | 36.28 | 38.85 | 45.21 | 36.28 | 39.56 | 45.52 | 36.28 | 38.85 | 43.82 | 36.28 | 38.85 | 43.82 | 36.28 | 38.85 | 45.21 | 36.28 | 39.96 | 45.98 | 35.85 | 39.24 | 44.26 | 35.85 | 38.85 | 43.82 | 36.28 | 49.44 | 52.03 | 48.42 | 49.44 | 52.03 | 48.42 | 49.44 | 52.03 | 48.42 | 49.44 | 52.03 | 48.42 | 52.06 | 52.03 | 48.12 | 53.89 | 52.03 | 48.12 | 49.44 | 52.03 | 48.42 | 49.44 | 52.03 | 48.42 | 52.06 | 52.03 | 48.12 | 54.43 | 51.03 | 47.64 | 53.34 | 51.51 | 47.64 | 49.44 | 52.03 | 51.3
4883 | 38.83 | 43.8 | 36.27 | 38.83 | 43.8 | 36.27 | 38.83 | 43.8 | 36.27 | 38.83 | 43.8 | 36.27 | 38.83 | 44.49 | 36.27 | 39.54 | 45.42 | 36.27 | 38.83 | 43.8 | 36.27 | 38.83 | 43.8 | 36.27 | 38.83 | 44.49 | 36.27 | 39.94 | 45.6 | 35.85 | 39.23 | 44.24 | 35.85 | 38.83 | 43.8 | 36.27 | 49.42 | 52.01 | 48.4 | 49.42 | 52.01 | 48.4 | 49.42 | 52.01 | 48.4 | 49.42 | 52.01 | 48.4 | 52.05 | 52.01 | 48.12 | 53.89 | 52.01 | 48.12 | 49.42 | 52.01 | 48.4 | 49.42 | 52.01 | 48.4 | 52.05 | 52.01 | 48.12 | 54.43 | 51.03 | 47.64 | 53.34 | 51.49 | 47.64 | 49.42 | 52.01 | 51.3
4884 | 38.79 | 43.76 | 36.22 | 38.79 | 43.76 | 36.22 | 38.79 | 43.76 | 36.22 | 38.79 | 43.76 | 36.22 | 38.79 | 44.44 | 36.22 | 39.35 | 45.15 | 36.22 | 38.79 | 43.76 | 36.22 | 38.79 | 43.76 | 36.22 | 38.79 | 44.44 | 36.22 | 39.75 | 45.6 | 35.85 | 39.18 | 44.2 | 35.85 | 38.79 | 43.76 | 36.22 | 49.38 | 51.97 | 48.36 | 49.38 | 51.97 | 48.36 | 49.38 | 51.97 | 48.36 | 49.38 | 51.97 | 48.36 | 52 | 51.97 | 48.12 | 53.89 | 51.97 | 48.12 | 49.38 | 51.97 | 48.36 | 49.38 | 51.97 | 48.36 | 52 | 51.97 | 48.12 | 54.43 | 51.03 | 47.64 | 53.34 | 51.45 | 47.64 | 49.38 | 51.97 | 51.3
4885 | 38.76 | 43.73 | 36.19 | 38.76 | 43.73 | 36.19 | 38.76 | 43.73 | 36.19 | 38.76 | 43.73 | 36.19 | 38.76 | 44.41 | 36.19 | 39.35 | 45.15 | 36.19 | 38.76 | 43.73 | 36.19 | 38.76 | 43.73 | 36.19 | 38.76 | 44.41 | 36.19 | 39.57 | 45.6 | 35.49 | 39.15 | 44.17 | 35.49 | 38.76 | 43.73 | 36.19 | 49.35 | 51.94 | 48.33 | 49.35 | 51.94 | 48.33 | 49.35 | 51.94 | 48.33 | 49.35 | 51.94 | 48.33 | 51.97 | 51.94 | 48.14 | 53.89 | 51.94 | 48.14 | 49.35 | 51.94 | 48.33 | 49.35 | 51.94 | 48.33 | 51.97 | 51.94 | 48.14 | 54.43 | 51.03 | 47.64 | 53.34 | 51.42 | 47.64 | 49.35 | 51.94 | 51.3
4886 | 38.73 | 43.7 | 36.16 | 38.73 | 43.7 | 36.16 | 38.73 | 43.7 | 36.16 | 38.73 | 43.7 | 36.16 | 38.73 | 45.6 | 36.16 | 39.44 | 46.24 | 36.16 | 38.73 | 43.7 | 36.16 | 38.73 | 43.7 | 36.16 | 38.73 | 45.6 | 36.16 | 39.98 | 46.82 | 35.8 | 39.18 | 44.21 | 35.8 | 38.73 | 43.7 | 36.16 | 49.32 | 51.91 | 48.3 | 49.32 | 51.91 | 48.3 | 49.32 | 51.91 | 48.3 | 49.32 | 51.91 | 48.3 | 51.94 | 51.91 | 48.14 | 54.23 | 51.91 | 48.14 | 49.32 | 51.91 | 48.3 | 49.32 | 51.91 | 48.3 | 51.94 | 51.91 | 48.14 | 54.78 | 51.39 | 47.64 | 53.69 | 52.43 | 47.81 | 49.32 | 51.91 | 51.3
4887 | 38.65 | 43.61 | 36.08 | 38.65 | 43.61 | 36.08 | 38.65 | 43.61 | 36.08 | 38.65 | 43.61 | 36.08 | 38.65 | 45.2 | 36.08 | 39.33 | 46.16 | 36.08 | 38.65 | 43.61 | 36.08 | 38.65 | 43.61 | 36.08 | 38.65 | 45.2 | 36.08 | 39.73 | 47.07 | 35.72 | 39.04 | 46.13 | 35.72 | 38.65 | 43.61 | 36.08 | 49.23 | 51.82 | 48.21 | 49.23 | 51.82 | 48.21 | 49.23 | 51.82 | 48.21 | 49.23 | 51.82 | 48.21 | 51.86 | 51.82 | 48.14 | 54.56 | 51.82 | 48.14 | 49.23 | 51.82 | 48.21 | 49.23 | 51.82 | 48.21 | 51.86 | 51.82 | 48.14 | 55.11 | 51.31 | 47.64 | 54.78 | 52.35 | 48.12 | 49.23 | 51.82 | 51.3
4888 | 38.6 | 43.56 | 38.11 | 38.6 | 43.56 | 38.11 | 38.6 | 43.56 | 38.11 | 38.6 | 43.56 | 38.11 | 38.6 | 45.96 | 36.03 | 39.3 | 46.11 | 36.03 | 38.6 | 43.56 | 36.03 | 38.6 | 43.56 | 36.03 | 38.6 | 45.96 | 36.03 | 40.16 | 48.53 | 37.72 | 40.16 | 47.56 | 38.49 | 38.6 | 43.56 | 38.11 | 49.18 | 51.88 | 48.83 | 49.18 | 51.88 | 48.83 | 49.18 | 51.88 | 48.83 | 49.18 | 51.88 | 48.83 | 51.81 | 51.88 | 48.16 | 54.76 | 51.88 | 48.16 | 49.18 | 51.77 | 48.16 | 49.18 | 51.77 | 48.16 | 51.81 | 51.88 | 48.16 | 55.89 | 52.95 | 48.34 | 55.89 | 59.46 | 49.32 | 49.18 | 51.88 | 51.3
4889 | 38.59 | 43.56 | 39.02 | 38.59 | 43.56 | 39.02 | 38.59 | 43.56 | 39.02 | 38.59 | 43.56 | 39.02 | 38.59 | 45.95 | 36.02 | 39.3 | 46.1 | 36.02 | 38.59 | 43.56 | 36.02 | 38.59 | 43.56 | 36.02 | 38.59 | 45.95 | 36.02 | 48 | 59.15 | 39.41 | 48.98 | 58.24 | 40.22 | 38.59 | 43.56 | 39.02 | 49.18 | 51.87 | 51.3 | 49.18 | 51.87 | 51.3 | 49.18 | 51.87 | 51.3 | 49.18 | 51.87 | 51.3 | 51.8 | 51.87 | 48.16 | 54.76 | 51.87 | 48.16 | 49.18 | 51.77 | 48.16 | 49.18 | 51.77 | 48.16 | 51.8 | 51.87 | 48.16 | 66.33 | 55.13 | 50.29 | 67.68 | 72.12 | 51.81 | 49.18 | 51.87 | 51.3
4890 | 38.56 | 43.53 | 70.53 | 38.56 | 43.53 | 70.53 | 38.56 | 43.53 | 70.53 | 38.56 | 43.53 | 70.53 | 38.56 | 45.92 | 35.99 | 39.27 | 46.07 | 35.99 | 38.56 | 43.53 | 35.99 | 38.56 | 43.53 | 35.99 | 38.56 | 45.92 | 35.99 | 53.02 | 64.29 | 71.15 | 53.02 | 65.6 | 72.61 | 38.56 | 43.53 | 70.53 | 49.15 | 51.84 | 52.93 | 49.15 | 51.84 | 52.93 | 49.15 | 51.84 | 52.93 | 49.15 | 51.84 | 52.93 | 51.77 | 51.84 | 48.22 | 54.73 | 51.84 | 48.22 | 49.15 | 51.74 | 48.22 | 49.15 | 51.74 | 48.13 | 51.77 | 51.84 | 48.22 | 73.09 | 72.47 | 52.4 | 73.09 | 82.83 | 104.49 | 49.15 | 51.84 | 52.93
4891 | 38.46 | 43.43 | 39.02 | 38.46 | 43.43 | 39.02 | 38.46 | 43.43 | 39.02 | 38.46 | 43.43 | 39.02 | 38.46 | 45.82 | 35.89 | 39.17 | 45.97 | 35.89 | 38.46 | 43.43 | 35.89 | 38.46 | 43.43 | 35.89 | 38.46 | 45.82 | 35.89 | 52.95 | 66.58 | 76.69 | 52.95 | 67.93 | 78.25 | 38.46 | 43.43 | 39.02 | 49.05 | 51.74 | 51.83 | 49.05 | 51.74 | 51.83 | 49.05 | 51.74 | 51.83 | 49.05 | 51.74 | 51.83 | 51.67 | 51.74 | 48.13 | 54.63 | 51.75 | 48.13 | 49.05 | 51.64 | 48.13 | 49.05 | 51.64 | 48.03 | 51.67 | 51.74 | 48.13 | 74.09 | 81.17 | 102.4 | 74.09 | 82.83 | 104.49 | 49.05 | 51.74 | 63.5
4892 | 38.35 | 43.31 | 35.78 | 38.35 | 43.31 | 35.78 | 38.35 | 43.31 | 35.78 | 38.35 | 43.31 | 35.78 | 38.35 | 45.71 | 35.78 | 39.05 | 45.86 | 35.78 | 38.35 | 43.31 | 35.78 | 38.35 | 43.31 | 35.78 | 38.35 | 45.71 | 35.78 | 52.95 | 73.2 | 76.69 | 52.95 | 73.97 | 78.25 | 38.35 | 43.31 | 35.78 | 48.94 | 51.52 | 51.3 | 48.94 | 51.52 | 51.3 | 48.94 | 51.52 | 51.3 | 48.94 | 51.52 | 51.3 | 51.56 | 51.63 | 49.09 | 54.52 | 51.63 | 49.09 | 48.94 | 51.52 | 49.09 | 48.94 | 51.52 | 47.91 | 51.56 | 51.63 | 49.09 | 74.09 | 83.84 | 102.4 | 74.09 | 85.55 | 104.49 | 48.94 | 51.52 | 51.3
4893 | 38.3 | 43.27 | 35.73 | 38.3 | 43.27 | 35.73 | 38.3 | 43.27 | 35.73 | 38.3 | 43.27 | 35.73 | 38.3 | 45.66 | 35.73 | 39.01 | 45.81 | 35.73 | 38.3 | 43.27 | 35.73 | 38.3 | 43.27 | 35.73 | 38.3 | 45.66 | 35.73 | 52.95 | 73.2 | 76.69 | 52.95 | 73.97 | 78.25 | 38.3 | 43.27 | 35.73 | 48.89 | 51.48 | 51.3 | 48.89 | 51.48 | 51.3 | 48.89 | 51.48 | 51.3 | 48.89 | 51.48 | 51.3 | 51.51 | 51.58 | 48.12 | 54.47 | 51.58 | 48.12 | 48.89 | 51.48 | 48.12 | 48.89 | 51.48 | 47.86 | 51.51 | 51.58 | 48.12 | 73.09 | 83.84 | 102.4 | 73.09 | 85.55 | 104.49 | 48.89 | 51.48 | 51.3
4894 | 38.4 | 43.37 | 35.83 | 38.4 | 43.37 | 35.83 | 38.4 | 43.37 | 35.83 | 38.4 | 43.37 | 35.83 | 38.4 | 45.76 | 35.83 | 39.11 | 45.91 | 35.83 | 38.4 | 43.37 | 35.83 | 38.4 | 43.37 | 35.83 | 38.4 | 45.76 | 35.83 | 48.89 | 65.6 | 44.1 | 48.89 | 66.28 | 45 | 38.4 | 43.37 | 35.83 | 48.99 | 51.58 | 49.79 | 48.99 | 51.58 | 49.79 | 48.99 | 51.58 | 49.79 | 48.99 | 51.58 | 49.79 | 51.61 | 51.68 | 47.97 | 54.57 | 51.68 | 47.97 | 48.99 | 51.58 | 47.97 | 48.99 | 51.58 | 47.97 | 51.61 | 51.68 | 47.97 | 68.65 | 80.34 | 50.29 | 68.65 | 82.83 | 104.49 | 48.99 | 51.58 | 51.3
4895 | 37.9 | 42.87 | 35.33 | 37.9 | 42.87 | 35.33 | 37.9 | 42.87 | 35.33 | 37.9 | 42.87 | 35.33 | 37.9 | 45.26 | 35.33 | 38.61 | 45.41 | 35.33 | 37.9 | 42.87 | 35.33 | 37.9 | 42.87 | 35.33 | 37.9 | 45.26 | 35.33 | 39.98 | 64.51 | 43.92 | 39.98 | 65.82 | 44.82 | 37.9 | 42.87 | 35.33 | 48.49 | 51.08 | 47.46 | 48.49 | 51.08 | 47.46 | 48.49 | 51.08 | 47.46 | 48.49 | 51.08 | 47.46 | 48.49 | 51.18 | 47.46 | 54.07 | 51.18 | 47.46 | 48.49 | 51.08 | 47.46 | 48.49 | 51.08 | 47.46 | 48.49 | 51.18 | 47.46 | 56.46 | 80.34 | 50.45 | 56.46 | 82.83 | 104.49 | 48.49 | 51.08 | 51.3
4896 | 37.7 | 42.67 | 35.13 | 37.7 | 42.67 | 35.13 | 37.7 | 42.67 | 35.13 | 37.7 | 42.67 | 35.13 | 37.7 | 45.06 | 35.13 | 38.41 | 45.21 | 35.13 | 37.7 | 42.67 | 35.13 | 37.7 | 42.67 | 35.13 | 37.7 | 45.06 | 35.13 | 39.19 | 63.01 | 48.62 | 39.19 | 64.3 | 49.61 | 37.7 | 42.67 | 35.13 | 48.29 | 50.88 | 47.26 | 48.29 | 50.88 | 47.26 | 48.29 | 50.88 | 47.26 | 48.29 | 50.88 | 47.26 | 48.29 | 50.98 | 47.26 | 53.87 | 50.98 | 47.26 | 48.29 | 50.88 | 47.26 | 48.29 | 50.88 | 47.26 | 48.29 | 50.98 | 47.26 | 55.34 | 80.34 | 52.4 | 55.34 | 82.83 | 104.49 | 48.29 | 50.88 | 51.3
4897 | 37.2 | 42.17 | 34.63 | 37.2 | 42.17 | 34.63 | 37.2 | 42.17 | 34.63 | 37.2 | 42.17 | 34.63 | 37.2 | 44.56 | 34.63 | 37.91 | 44.72 | 34.63 | 37.2 | 42.17 | 34.63 | 37.2 | 42.17 | 34.63 | 37.2 | 44.56 | 34.63 | 39.19 | 61.09 | 51.68 | 39.19 | 61.71 | 52.73 | 37.2 | 42.17 | 34.63 | 47.79 | 50.38 | 49.94 | 47.79 | 50.38 | 49.94 | 47.79 | 50.38 | 49.94 | 47.79 | 50.38 | 49.94 | 47.79 | 50.49 | 46.77 | 53.37 | 50.49 | 46.77 | 47.79 | 50.38 | 46.77 | 47.79 | 50.38 | 46.77 | 47.79 | 50.49 | 46.77 | 54.47 | 80.34 | 50.45 | 54.47 | 81.98 | 88.82 | 47.79 | 50.38 | 51.3
4898 | 36.74 | 41.71 | 34.18 | 36.74 | 41.71 | 34.18 | 36.74 | 41.71 | 34.18 | 36.74 | 41.71 | 34.18 | 36.74 | 44.1 | 34.18 | 37.45 | 44.26 | 34.18 | 36.74 | 41.71 | 34.18 | 36.74 | 41.71 | 34.18 | 36.74 | 44.1 | 34.18 | 39.19 | 60.15 | 51.68 | 39.19 | 61.26 | 52.73 | 36.74 | 41.71 | 34.18 | 47.33 | 49.92 | 50.12 | 47.33 | 49.92 | 50.12 | 47.33 | 49.92 | 50.12 | 47.33 | 49.92 | 50.12 | 47.33 | 50.03 | 46.31 | 52.91 | 50.03 | 46.31 | 47.33 | 49.92 | 46.31 | 47.33 | 49.92 | 46.31 | 47.33 | 50.03 | 46.31 | 54.08 | 80.34 | 52.4 | 54.08 | 81.98 | 104.49 | 47.33 | 49.92 | 51.3
4899 | 36.42 | 41.39 | 33.86 | 36.42 | 41.39 | 33.86 | 36.42 | 41.39 | 33.86 | 36.42 | 41.39 | 33.86 | 36.42 | 43.78 | 33.86 | 37.13 | 43.94 | 33.86 | 36.42 | 41.39 | 33.86 | 36.42 | 41.39 | 33.86 | 36.42 | 43.78 | 33.86 | 39.19 | 60.15 | 50 | 39.19 | 61.25 | 51.02 | 36.42 | 41.39 | 33.86 | 47.01 | 49.6 | 49.62 | 47.01 | 49.6 | 49.62 | 47.01 | 49.6 | 49.62 | 47.01 | 49.6 | 49.62 | 47.01 | 49.71 | 45.99 | 52.59 | 49.71 | 45.99 | 47.01 | 49.6 | 45.99 | 47.01 | 49.6 | 45.99 | 47.01 | 49.71 | 45.99 | 54.08 | 80.34 | 52.4 | 54.08 | 81.98 | 88.82 | 47.01 | 49.6 | 51.3
4900 | 36.11 | 41.08 | 33.55 | 36.11 | 41.08 | 33.55 | 36.11 | 41.08 | 33.55 | 36.11 | 41.08 | 33.55 | 36.11 | 43.47 | 33.55 | 36.82 | 43.63 | 33.55 | 36.11 | 41.08 | 33.55 | 36.11 | 41.08 | 33.55 | 36.11 | 43.47 | 33.55 | 39.19 | 60.15 | 51.68 | 39.19 | 61.26 | 52.73 | 36.11 | 41.08 | 33.55 | 46.7 | 49.29 | 49.49 | 46.7 | 49.29 | 49.49 | 46.7 | 49.29 | 49.49 | 46.7 | 49.29 | 49.49 | 46.7 | 49.4 | 45.68 | 52.28 | 49.4 | 45.68 | 46.7 | 49.29 | 45.68 | 46.7 | 49.29 | 45.68 | 46.7 | 49.4 | 45.68 | 54.21 | 80.34 | 55.7 | 54.21 | 82.45 | 104.49 | 46.7 | 49.29 | 51.3
4901 | 36.86 | 41.83 | 34.3 | 36.86 | 41.83 | 34.3 | 36.86 | 41.83 | 34.3 | 36.86 | 41.83 | 34.3 | 36.86 | 44.22 | 34.3 | 37.57 | 44.38 | 34.3 | 36.86 | 41.83 | 34.3 | 36.86 | 41.83 | 34.3 | 36.86 | 44.22 | 34.3 | 40.53 | 65.69 | 51.68 | 40.53 | 66.28 | 52.73 | 36.86 | 41.83 | 34.3 | 47.45 | 50.04 | 50.24 | 47.45 | 50.04 | 50.24 | 47.45 | 50.04 | 50.24 | 47.45 | 50.04 | 50.24 | 47.45 | 50.15 | 46.43 | 53.03 | 50.15 | 46.43 | 47.45 | 50.04 | 46.43 | 47.45 | 50.04 | 46.43 | 47.45 | 50.15 | 46.43 | 56.72 | 80.34 | 55.7 | 56.72 | 81.98 | 104.49 | 47.45 | 50.04 | 51.3
4902 | 37.81 | 42.77 | 35.24 | 37.81 | 42.77 | 35.24 | 37.81 | 42.77 | 35.24 | 37.81 | 42.77 | 35.24 | 37.81 | 45.17 | 35.24 | 38.51 | 45.32 | 35.24 | 37.81 | 42.77 | 35.24 | 37.81 | 42.77 | 35.24 | 37.81 | 45.17 | 35.24 | 52.95 | 66.28 | 51.68 | 52.95 | 66.28 | 52.73 | 37.81 | 42.77 | 35.24 | 48.4 | 50.98 | 51.3 | 48.4 | 50.98 | 51.3 | 48.4 | 50.98 | 51.3 | 48.4 | 50.98 | 51.3 | 48.4 | 51.09 | 47.37 | 53.97 | 51.09 | 47.37 | 48.4 | 50.98 | 47.37 | 48.4 | 50.98 | 47.37 | 48.4 | 51.09 | 47.37 | 73.09 | 80.34 | 58.97 | 73.09 | 81.98 | 102.4 | 48.4 | 50.98 | 51.3
4903 | 38.25 | 43.22 | 39.02 | 38.25 | 43.22 | 39.02 | 38.25 | 43.22 | 39.02 | 38.25 | 43.22 | 39.02 | 38.25 | 45.61 | 35.68 | 38.96 | 45.77 | 35.68 | 38.25 | 43.22 | 35.68 | 38.25 | 43.22 | 35.68 | 38.25 | 45.61 | 35.68 | 52.95 | 65.25 | 48.62 | 52.95 | 63.95 | 47.65 | 38.25 | 43.22 | 39.02 | 48.84 | 51.54 | 51.3 | 48.84 | 51.54 | 51.3 | 48.84 | 51.54 | 51.3 | 48.84 | 51.54 | 51.3 | 51.46 | 51.54 | 47.82 | 54.42 | 51.54 | 47.82 | 48.84 | 51.43 | 47.82 | 48.84 | 51.43 | 47.82 | 51.46 | 51.54 | 47.82 | 73.09 | 78.87 | 52.4 | 73.09 | 77.29 | 53.47 | 48.84 | 51.54 | 51.3
4904 | 38.51 | 43.47 | 35.94 | 38.51 | 43.47 | 35.94 | 38.51 | 43.47 | 35.94 | 38.51 | 43.47 | 35.94 | 38.51 | 45.87 | 35.94 | 39.22 | 46.02 | 35.94 | 38.51 | 43.47 | 35.94 | 38.51 | 43.47 | 35.94 | 38.51 | 45.87 | 35.94 | 51.98 | 55.65 | 39.02 | 50.94 | 54.54 | 38.24 | 38.51 | 43.47 | 35.94 | 49.1 | 51.69 | 48.07 | 49.1 | 51.69 | 48.07 | 49.1 | 51.69 | 48.07 | 49.1 | 51.69 | 48.07 | 51.72 | 51.79 | 48.07 | 54.68 | 51.79 | 48.07 | 49.1 | 51.69 | 48.07 | 49.1 | 51.69 | 48.07 | 51.72 | 51.79 | 48.07 | 67.17 | 62.07 | 48.56 | 66.49 | 62.12 | 48.56 | 49.1 | 51.69 | 51.3
4905 | 38.68 | 43.65 | 36.11 | 38.68 | 43.65 | 36.11 | 38.68 | 43.65 | 36.11 | 38.68 | 43.65 | 36.11 | 38.68 | 46.04 | 36.11 | 39.39 | 46.19 | 36.11 | 38.68 | 43.65 | 36.11 | 38.68 | 43.65 | 36.11 | 38.68 | 46.04 | 36.11 | 47.44 | 49.71 | 37.11 | 46.49 | 44.09 | 36.48 | 38.68 | 43.65 | 36.11 | 49.27 | 51.86 | 48.25 | 49.27 | 51.86 | 48.25 | 49.27 | 51.86 | 48.25 | 49.27 | 51.86 | 48.25 | 51.89 | 51.96 | 48.25 | 54.85 | 51.96 | 48.25 | 49.27 | 51.86 | 48.25 | 49.27 | 51.86 | 48.25 | 51.89 | 51.96 | 48.25 | 61.24 | 58.26 | 47.76 | 60.02 | 57.1 | 47.76 | 49.27 | 51.86 | 51.3
4906 | 38.8 | 43.76 | 36.23 | 38.8 | 43.76 | 36.23 | 38.8 | 43.76 | 36.23 | 38.8 | 43.76 | 36.23 | 38.8 | 46.16 | 36.23 | 39.5 | 46.3 | 36.23 | 38.8 | 43.76 | 36.23 | 38.8 | 43.76 | 36.23 | 38.8 | 46.16 | 36.23 | 39.9 | 45.98 | 35.85 | 39.19 | 44.21 | 35.85 | 38.8 | 43.76 | 36.23 | 49.39 | 51.97 | 48.36 | 49.39 | 51.97 | 48.36 | 49.39 | 51.97 | 48.36 | 49.39 | 51.97 | 48.36 | 52.01 | 51.97 | 48.36 | 54.97 | 51.97 | 48.36 | 49.39 | 51.97 | 48.36 | 49.39 | 51.97 | 48.36 | 52.01 | 51.97 | 48.36 | 55.18 | 51.03 | 47.64 | 54.08 | 51.45 | 47.64 | 49.39 | 51.97 | 49.86
4907 | 38.8 | 43.76 | 36.23 | 38.8 | 43.76 | 36.23 | 38.8 | 43.76 | 36.23 | 38.8 | 43.76 | 36.23 | 38.8 | 46.15 | 36.23 | 39.5 | 46.29 | 36.23 | 38.8 | 43.76 | 36.23 | 38.8 | 43.76 | 36.23 | 38.8 | 46.15 | 36.23 | 39.9 | 45.98 | 35.49 | 39.19 | 44.2 | 35.14 | 38.8 | 43.76 | 36.23 | 49.38 | 51.97 | 48.36 | 49.38 | 51.97 | 48.36 | 49.38 | 51.97 | 48.36 | 49.38 | 51.97 | 48.36 | 52.01 | 51.97 | 48.36 | 54.96 | 51.97 | 48.36 | 49.38 | 51.97 | 48.36 | 49.38 | 51.97 | 48.36 | 52.01 | 51.97 | 48.36 | 54.92 | 50.53 | 47.64 | 53.82 | 51.03 | 47.64 | 49.38 | 51.97 | 49.86
4908 | 38.75 | 43.71 | 36.18 | 38.75 | 43.71 | 36.18 | 38.75 | 43.71 | 36.18 | 38.75 | 43.71 | 36.18 | 38.75 | 46.11 | 36.18 | 39.45 | 46.2 | 36.18 | 38.75 | 43.71 | 36.18 | 38.75 | 43.71 | 36.18 | 38.75 | 46.11 | 36.18 | 39.85 | 45.98 | 35.49 | 39.14 | 44.15 | 35.49 | 38.75 | 43.71 | 36.18 | 49.34 | 51.92 | 48.31 | 49.34 | 51.92 | 48.31 | 49.34 | 51.92 | 48.31 | 49.34 | 51.92 | 48.31 | 51.96 | 51.92 | 48.31 | 54.92 | 51.92 | 48.31 | 49.34 | 51.92 | 48.31 | 49.34 | 51.92 | 48.31 | 51.96 | 51.92 | 48.31 | 54.92 | 50.53 | 47.64 | 53.82 | 51.03 | 47.64 | 49.34 | 51.92 | 49.29
4909 | 38.73 | 43.7 | 36.16 | 38.73 | 43.7 | 36.16 | 38.73 | 43.7 | 36.16 | 38.73 | 43.7 | 36.16 | 38.73 | 46.09 | 36.16 | 39.44 | 46.22 | 36.16 | 38.73 | 43.7 | 36.16 | 38.73 | 43.7 | 36.16 | 38.73 | 46.09 | 36.16 | 39.84 | 45.98 | 35.49 | 39.12 | 44.14 | 35.49 | 38.73 | 43.7 | 36.16 | 49.32 | 51.91 | 48.3 | 49.32 | 51.91 | 48.3 | 49.32 | 51.91 | 48.3 | 49.32 | 51.91 | 48.3 | 51.94 | 51.91 | 48.3 | 54.63 | 51.91 | 48.3 | 49.32 | 51.91 | 48.3 | 49.32 | 51.91 | 48.3 | 51.94 | 51.91 | 48.3 | 54.63 | 50.53 | 47.64 | 53.54 | 51.39 | 47.64 | 49.32 | 51.91 | 51.3
4910 | 38.67 | 43.64 | 36.1 | 38.67 | 43.64 | 36.1 | 38.67 | 43.64 | 36.1 | 38.67 | 43.64 | 36.1 | 38.67 | 46.03 | 36.1 | 39.38 | 46.17 | 36.1 | 38.67 | 43.64 | 36.1 | 38.67 | 43.64 | 36.1 | 38.67 | 46.03 | 36.1 | 39.78 | 46.2 | 35.74 | 39.06 | 44.08 | 35.74 | 38.67 | 43.64 | 36.1 | 49.26 | 51.85 | 48.12 | 49.26 | 51.85 | 48.12 | 49.26 | 51.85 | 48.12 | 49.26 | 51.85 | 48.12 | 51.88 | 51.85 | 48.12 | 54.63 | 51.85 | 48.12 | 49.26 | 51.85 | 48.12 | 49.26 | 51.85 | 48.12 | 51.88 | 51.85 | 48.12 | 54.63 | 51.33 | 47.64 | 53.54 | 51.33 | 47.64 | 49.26 | 51.85 | 51.3
4911 | 38.59 | 43.55 | 36.02 | 38.59 | 43.55 | 36.02 | 38.59 | 43.55 | 36.02 | 38.59 | 43.55 | 36.02 | 38.59 | 45.95 | 36.02 | 39.29 | 46.1 | 36.02 | 38.59 | 43.55 | 36.02 | 38.59 | 43.55 | 36.02 | 38.59 | 45.95 | 36.02 | 39.73 | 47.58 | 36.37 | 38.98 | 43.99 | 35.66 | 38.59 | 43.55 | 36.02 | 49.18 | 51.76 | 48.12 | 49.18 | 51.76 | 48.12 | 49.18 | 51.76 | 48.12 | 49.18 | 51.76 | 48.12 | 51.8 | 51.87 | 48.12 | 54.76 | 51.87 | 48.12 | 49.18 | 51.76 | 48.12 | 49.18 | 51.76 | 48.12 | 51.8 | 51.87 | 48.12 | 55.31 | 55.57 | 47.64 | 54.2 | 53.91 | 47.64 | 49.18 | 51.76 | 51.3
4912 | 38.55 | 43.52 | 35.98 | 38.55 | 43.52 | 35.98 | 38.55 | 43.52 | 35.98 | 38.55 | 43.52 | 35.98 | 38.55 | 45.91 | 35.98 | 39.26 | 46.06 | 35.98 | 38.55 | 43.52 | 35.98 | 38.55 | 43.52 | 35.98 | 38.55 | 45.91 | 35.98 | 45.62 | 56.21 | 56.16 | 44.71 | 47.57 | 38.24 | 38.55 | 43.52 | 35.98 | 49.14 | 51.73 | 48.12 | 49.14 | 51.73 | 48.12 | 49.14 | 51.73 | 48.12 | 49.14 | 51.73 | 48.12 | 51.76 | 51.83 | 48.12 | 54.72 | 51.83 | 48.12 | 49.14 | 51.73 | 48.12 | 49.14 | 51.73 | 48.12 | 51.76 | 51.83 | 48.12 | 62.85 | 63.46 | 50.32 | 61.59 | 62.19 | 49.78 | 49.14 | 51.73 | 51.3
4913 | 38.6 | 43.56 | 36.03 | 38.6 | 43.56 | 36.03 | 38.6 | 43.56 | 36.03 | 38.6 | 43.56 | 36.03 | 38.6 | 45.96 | 36.03 | 39.3 | 46.11 | 36.03 | 38.6 | 43.56 | 36.03 | 38.6 | 43.56 | 36.03 | 38.6 | 45.96 | 36.03 | 52.95 | 65.4 | 74.56 | 52.95 | 64.09 | 73.07 | 38.6 | 43.56 | 36.03 | 49.19 | 51.77 | 48.16 | 49.19 | 51.77 | 48.16 | 49.19 | 51.77 | 48.16 | 49.19 | 51.77 | 48.16 | 51.81 | 51.88 | 48.16 | 54.77 | 51.88 | 48.16 | 49.19 | 51.77 | 48.16 | 49.19 | 51.77 | 48.16 | 51.81 | 51.88 | 48.16 | 70.83 | 78.87 | 85.78 | 70.83 | 78.87 | 85.79 | 49.19 | 51.77 | 51.3
4914 | 38.57 | 43.54 | 36 | 38.57 | 43.54 | 36 | 38.57 | 43.54 | 36 | 38.57 | 43.54 | 36 | 38.57 | 45.93 | 36 | 39.28 | 46.08 | 36 | 38.57 | 43.54 | 36 | 38.57 | 43.54 | 36 | 38.57 | 45.93 | 36 | 54.39 | 67.47 | 78.24 | 53.31 | 67.47 | 79.84 | 38.57 | 43.54 | 36 | 49.16 | 51.75 | 48.14 | 49.16 | 51.75 | 48.14 | 49.16 | 51.75 | 48.14 | 49.16 | 51.75 | 48.14 | 51.78 | 51.85 | 48.14 | 54.74 | 51.85 | 48.14 | 49.16 | 51.75 | 48.14 | 49.16 | 51.75 | 48.14 | 51.78 | 51.85 | 48.14 | 73.09 | 82.83 | 104.57 | 73.09 | 84.51 | 106.7 | 49.16 | 51.75 | 51.3
4915 | 38.47 | 43.44 | 35.9 | 38.47 | 43.44 | 35.9 | 38.47 | 43.44 | 35.9 | 38.47 | 43.44 | 35.9 | 38.47 | 45.83 | 35.9 | 39.18 | 45.99 | 35.9 | 38.47 | 43.44 | 35.9 | 38.47 | 43.44 | 35.9 | 38.47 | 45.83 | 35.9 | 55.69 | 72.86 | 81.91 | 54.58 | 72.87 | 80.28 | 38.47 | 43.44 | 36.74 | 49.06 | 51.65 | 48.04 | 49.06 | 51.65 | 48.04 | 49.06 | 51.65 | 48.04 | 49.06 | 51.65 | 48.04 | 51.68 | 51.76 | 48.04 | 54.64 | 51.76 | 48.04 | 49.06 | 51.65 | 48.04 | 49.06 | 51.65 | 48.04 | 51.68 | 51.76 | 48.04 | 73.63 | 103.95 | 107.78 | 73.63 | 103.95 | 107.79 | 49.06 | 51.65 | 51.3
4916 | 38.35 | 43.32 | 35.78 | 38.35 | 43.32 | 35.78 | 38.35 | 43.32 | 35.78 | 38.35 | 43.32 | 35.78 | 38.35 | 45.71 | 35.78 | 39.06 | 45.87 | 35.79 | 38.35 | 43.32 | 35.78 | 38.35 | 43.32 | 35.78 | 38.35 | 45.71 | 35.78 | 54.87 | 72.86 | 81.91 | 54.58 | 72.87 | 80.28 | 38.35 | 43.32 | 35.78 | 48.94 | 51.53 | 47.92 | 48.94 | 51.53 | 47.92 | 48.94 | 51.53 | 47.92 | 48.94 | 51.53 | 47.92 | 51.56 | 51.64 | 47.92 | 54.52 | 51.64 | 47.92 | 48.94 | 51.53 | 47.92 | 48.94 | 51.53 | 47.92 | 51.56 | 51.64 | 47.92 | 73.79 | 103.95 | 107.78 | 73.79 | 103.95 | 107.79 | 48.94 | 51.53 | 51.3
4917 | 38.31 | 43.28 | 35.75 | 38.31 | 43.28 | 35.75 | 38.31 | 43.28 | 35.75 | 38.31 | 43.28 | 35.75 | 38.31 | 45.67 | 35.75 | 39.02 | 45.83 | 35.75 | 38.31 | 43.28 | 35.75 | 38.31 | 43.28 | 35.75 | 38.31 | 45.67 | 35.75 | 52.95 | 72.86 | 80.28 | 52.95 | 72.86 | 80.28 | 38.31 | 43.28 | 35.75 | 48.9 | 51.49 | 47.88 | 48.9 | 51.49 | 47.88 | 48.9 | 51.49 | 47.88 | 48.9 | 51.49 | 47.88 | 51.52 | 51.6 | 47.88 | 54.48 | 51.6 | 47.88 | 48.9 | 51.49 | 47.88 | 48.9 | 51.49 | 47.88 | 51.52 | 51.6 | 47.88 | 73.09 | 103.95 | 107.78 | 73.09 | 103.95 | 107.79 | 48.9 | 51.49 | 51.3
4918 | 38.38 | 43.34 | 35.81 | 38.38 | 43.34 | 35.81 | 38.38 | 43.34 | 35.81 | 38.38 | 43.34 | 35.81 | 38.38 | 45.74 | 35.81 | 39.08 | 45.89 | 35.81 | 38.38 | 43.34 | 35.81 | 38.38 | 43.34 | 35.81 | 38.38 | 45.74 | 35.81 | 50.68 | 66.28 | 79.5 | 50.68 | 66.28 | 80.28 | 38.38 | 43.34 | 35.81 | 48.97 | 51.55 | 47.94 | 48.97 | 51.55 | 47.94 | 48.97 | 51.55 | 47.94 | 48.97 | 51.55 | 47.94 | 51.59 | 51.66 | 47.94 | 54.55 | 51.66 | 47.94 | 48.97 | 51.55 | 47.94 | 48.97 | 51.55 | 47.94 | 51.59 | 51.66 | 47.94 | 66.29 | 82.82 | 104.49 | 66.29 | 84.51 | 106.7 | 48.97 | 51.55 | 51.3
4919 | 38 | 42.97 | 35.44 | 38 | 42.97 | 35.44 | 38 | 42.97 | 35.44 | 38 | 42.97 | 35.44 | 38 | 45.36 | 35.44 | 38.71 | 45.52 | 35.44 | 38 | 42.97 | 35.44 | 38 | 42.97 | 35.44 | 38 | 45.36 | 35.44 | 40.94 | 66.28 | 78.67 | 40.94 | 66.28 | 80.28 | 38 | 42.97 | 35.44 | 48.59 | 51.18 | 47.57 | 48.59 | 51.18 | 47.57 | 48.59 | 51.18 | 47.57 | 48.59 | 51.18 | 47.57 | 48.59 | 51.29 | 47.57 | 54.17 | 51.29 | 47.57 | 48.59 | 51.18 | 47.57 | 48.59 | 51.18 | 47.57 | 48.59 | 51.29 | 47.57 | 60.41 | 81.17 | 104.49 | 60.41 | 82.83 | 106.7 | 48.59 | 51.18 | 51.3
4920 | 37.65 | 42.62 | 35.09 | 37.65 | 42.62 | 35.09 | 37.65 | 42.62 | 35.09 | 37.65 | 42.62 | 35.09 | 37.65 | 45.01 | 35.09 | 38.36 | 45.17 | 35.09 | 37.65 | 42.62 | 35.09 | 37.65 | 42.62 | 35.09 | 37.65 | 45.01 | 35.09 | 39.19 | 66.07 | 77.61 | 39.19 | 66.07 | 80.28 | 37.65 | 42.62 | 35.09 | 48.24 | 50.83 | 47.22 | 48.24 | 50.83 | 47.22 | 48.24 | 50.83 | 47.22 | 48.24 | 50.83 | 47.22 | 48.24 | 50.94 | 47.22 | 53.82 | 50.94 | 47.22 | 48.24 | 50.83 | 47.22 | 48.24 | 50.83 | 47.22 | 48.24 | 50.94 | 47.22 | 56.08 | 80.65 | 85.78 | 56.08 | 84.51 | 107.79 | 48.24 | 50.83 | 51.3
4921 | 37.16 | 42.13 | 34.59 | 37.16 | 42.13 | 34.59 | 37.16 | 42.13 | 34.59 | 37.16 | 42.13 | 34.59 | 37.16 | 44.52 | 34.59 | 37.87 | 44.67 | 34.59 | 37.16 | 42.13 | 34.59 | 37.16 | 42.13 | 34.59 | 37.16 | 44.52 | 34.59 | 39.19 | 62.64 | 77.61 | 39.19 | 62.64 | 80.28 | 37.16 | 42.13 | 34.59 | 47.75 | 50.34 | 46.73 | 47.75 | 50.34 | 46.73 | 47.75 | 50.34 | 46.73 | 47.75 | 50.34 | 46.73 | 47.75 | 50.45 | 46.73 | 53.33 | 50.45 | 46.73 | 47.75 | 50.34 | 46.73 | 47.75 | 50.34 | 46.73 | 47.75 | 50.45 | 46.73 | 55.34 | 80.65 | 85.78 | 55.34 | 84.51 | 107.79 | 47.75 | 50.34 | 46.73
4922 | 36.73 | 41.7 | 34.16 | 36.73 | 41.7 | 34.16 | 36.73 | 41.7 | 34.16 | 36.73 | 41.7 | 34.16 | 36.73 | 44.09 | 34.16 | 37.44 | 44.24 | 34.16 | 36.73 | 41.7 | 34.16 | 36.73 | 41.7 | 34.16 | 36.73 | 44.09 | 34.16 | 39.19 | 62.43 | 77.61 | 39.19 | 62.43 | 80.28 | 36.73 | 41.7 | 34.16 | 47.32 | 49.91 | 46.3 | 47.32 | 49.91 | 46.3 | 47.32 | 49.91 | 46.3 | 47.32 | 49.91 | 46.3 | 47.32 | 50.01 | 46.3 | 52.9 | 50.01 | 46.3 | 47.32 | 49.91 | 46.3 | 47.32 | 49.91 | 46.3 | 47.32 | 50.01 | 46.3 | 55.34 | 80.65 | 80.71 | 55.34 | 83.14 | 107.79 | 47.32 | 49.91 | 51.3
4923 | 36.19 | 41.15 | 33.62 | 36.19 | 41.15 | 33.62 | 36.19 | 41.15 | 33.62 | 36.19 | 41.15 | 33.62 | 36.19 | 43.55 | 33.62 | 36.9 | 43.7 | 33.62 | 36.19 | 41.15 | 33.62 | 36.19 | 41.15 | 33.62 | 36.19 | 43.55 | 33.62 | 39.19 | 60.57 | 73.02 | 39.19 | 61.8 | 80.28 | 36.19 | 41.15 | 33.62 | 46.78 | 49.37 | 45.75 | 46.78 | 49.37 | 45.75 | 46.78 | 49.37 | 45.75 | 46.78 | 49.37 | 46.17 | 46.78 | 49.47 | 45.75 | 52.36 | 49.47 | 45.75 | 46.78 | 49.37 | 45.75 | 46.78 | 49.37 | 45.75 | 46.78 | 49.47 | 45.75 | 54.78 | 78.23 | 80.71 | 54.78 | 82.3 | 107.79 | 46.78 | 49.37 | 51.3
4924 | 36.08 | 41.04 | 33.51 | 36.08 | 41.04 | 33.51 | 36.08 | 41.04 | 33.51 | 36.08 | 41.04 | 33.51 | 36.08 | 43.43 | 33.51 | 36.78 | 43.59 | 33.51 | 36.08 | 41.04 | 33.51 | 36.08 | 41.04 | 33.51 | 36.08 | 43.43 | 33.51 | 39.19 | 60.03 | 73.02 | 39.19 | 61.26 | 80.28 | 36.08 | 41.04 | 33.51 | 46.67 | 49.25 | 45.64 | 46.67 | 49.25 | 45.64 | 46.67 | 49.25 | 45.64 | 46.67 | 49.25 | 46.17 | 46.67 | 49.36 | 45.64 | 52.25 | 49.36 | 45.64 | 46.67 | 49.25 | 45.64 | 46.67 | 49.25 | 45.64 | 46.67 | 49.36 | 45.64 | 55.7 | 73.93 | 49.78 | 55.7 | 78.56 | 106.71 | 46.67 | 49.25 | 51.3
4925 | 36.97 | 41.93 | 34.4 | 36.97 | 41.93 | 34.4 | 36.97 | 41.93 | 34.4 | 36.97 | 41.93 | 34.4 | 36.97 | 44.33 | 34.4 | 37.67 | 44.48 | 34.4 | 36.97 | 41.93 | 34.4 | 36.97 | 41.93 | 34.4 | 36.97 | 44.33 | 34.4 | 40.39 | 60.57 | 72.27 | 40.39 | 61.81 | 79.51 | 36.97 | 41.93 | 34.4 | 47.56 | 50.14 | 46.53 | 47.56 | 50.14 | 46.53 | 47.56 | 50.14 | 46.53 | 47.56 | 50.14 | 46.53 | 47.56 | 50.25 | 46.53 | 53.14 | 50.25 | 46.53 | 47.56 | 50.14 | 46.53 | 47.56 | 50.14 | 46.53 | 47.56 | 50.25 | 46.53 | 56.15 | 72.84 | 49.78 | 56.15 | 80.74 | 106.7 | 47.56 | 50.14 | 51.3
4926 | 37.8 | 42.77 | 35.24 | 37.8 | 42.77 | 35.24 | 37.8 | 42.77 | 35.24 | 37.8 | 42.77 | 35.24 | 37.8 | 45.16 | 35.24 | 38.51 | 45.32 | 35.24 | 37.8 | 42.77 | 35.24 | 37.8 | 42.77 | 35.24 | 37.8 | 45.16 | 35.24 | 45.63 | 61.8 | 38.24 | 45.63 | 63.06 | 78.71 | 37.8 | 42.77 | 35.24 | 48.39 | 50.98 | 47.37 | 48.39 | 50.98 | 47.37 | 48.39 | 50.98 | 47.37 | 48.39 | 50.98 | 47.37 | 48.39 | 51.09 | 47.37 | 53.97 | 51.09 | 47.37 | 48.39 | 50.98 | 47.37 | 48.39 | 50.98 | 47.37 | 48.39 | 51.09 | 47.37 | 71.85 | 70.68 | 48.04 | 71.85 | 78.06 | 100.83 | 48.39 | 50.98 | 51.3
4927 | 38.26 | 43.23 | 35.7 | 38.26 | 43.23 | 35.7 | 38.26 | 43.23 | 35.7 | 38.26 | 43.23 | 35.7 | 38.26 | 45.62 | 35.7 | 38.97 | 45.78 | 35.7 | 38.26 | 43.23 | 35.7 | 38.26 | 43.23 | 35.7 | 38.26 | 45.62 | 35.7 | 51.97 | 61.81 | 36.06 | 51.97 | 60.98 | 36.79 | 38.26 | 43.23 | 35.7 | 48.85 | 51.44 | 47.83 | 48.85 | 51.44 | 47.83 | 48.85 | 51.44 | 47.83 | 48.85 | 51.44 | 47.83 | 51.48 | 51.55 | 47.83 | 54.43 | 51.55 | 47.83 | 48.85 | 51.44 | 47.83 | 48.85 | 51.44 | 47.83 | 51.48 | 51.55 | 47.83 | 71.85 | 70.43 | 48.31 | 71.85 | 75.63 | 51.36 | 48.85 | 51.44 | 51.3
4928 | 38.5 | 43.47 | 35.93 | 38.5 | 43.47 | 35.93 | 38.5 | 43.47 | 35.93 | 38.5 | 43.47 | 35.93 | 38.5 | 45.86 | 35.93 | 39.21 | 46.01 | 35.93 | 38.5 | 43.47 | 35.93 | 38.5 | 43.47 | 35.93 | 38.5 | 45.86 | 35.93 | 50.39 | 53.98 | 36.29 | 50.39 | 53.99 | 36.29 | 38.5 | 43.47 | 35.93 | 49.09 | 51.68 | 48.07 | 49.09 | 51.68 | 48.07 | 49.09 | 51.68 | 48.07 | 49.09 | 51.68 | 48.07 | 51.71 | 51.78 | 48.07 | 54.67 | 51.78 | 48.07 | 49.09 | 51.68 | 48.07 | 49.09 | 51.68 | 48.07 | 51.71 | 51.78 | 48.07 | 61.03 | 52.31 | 46.66 | 61.03 | 59.46 | 48.55 | 49.09 | 51.68 | 51.3
4929 | 38.66 | 43.63 | 36.09 | 38.66 | 43.63 | 36.09 | 38.66 | 43.63 | 36.09 | 38.66 | 43.63 | 36.09 | 38.66 | 46.02 | 36.09 | 39.37 | 46.17 | 36.09 | 38.66 | 43.63 | 36.09 | 38.66 | 43.63 | 36.09 | 38.66 | 46.02 | 36.09 | 39.98 | 46.64 | 35.14 | 39.18 | 46.64 | 35.73 | 38.66 | 43.63 | 36.09 | 49.25 | 51.84 | 48.23 | 49.25 | 51.84 | 48.23 | 49.25 | 51.84 | 48.23 | 49.25 | 51.84 | 48.23 | 51.87 | 51.84 | 48.23 | 54.83 | 51.84 | 48.23 | 49.25 | 51.84 | 48.23 | 49.25 | 51.84 | 48.23 | 51.87 | 51.84 | 48.23 | 55.38 | 51.32 | 46.34 | 55.34 | 52.36 | 48.12 | 49.25 | 51.84 | 48.23
4930 | 38.77 | 43.74 | 36.2 | 38.77 | 43.74 | 36.2 | 38.77 | 43.74 | 36.2 | 38.77 | 43.74 | 36.2 | 38.77 | 43.74 | 36.2 | 38.79 | 43.74 | 36.2 | 38.77 | 43.74 | 36.2 | 38.77 | 43.74 | 36.2 | 38.77 | 43.74 | 36.2 | 39.19 | 42.44 | 35.14 | 39.16 | 43.3 | 35.84 | 38.77 | 43.74 | 36.2 | 49.36 | 51.95 | 48.34 | 49.36 | 51.95 | 48.34 | 49.36 | 51.95 | 48.34 | 49.36 | 51.95 | 48.34 | 51.98 | 51.79 | 48.14 | 53.54 | 51.79 | 48.14 | 49.36 | 51.95 | 48.34 | 49.36 | 51.95 | 48.34 | 51.98 | 51.79 | 48.14 | 54.08 | 50.01 | 44.8 | 54.08 | 51.43 | 48.12 | 49.36 | 51.95 | 48.34
4931 | 38.8 | 43.09 | 36.23 | 38.8 | 43.09 | 36.23 | 38.8 | 43.09 | 36.23 | 38.8 | 43.09 | 36.23 | 38.8 | 43.09 | 34 | 38.8 | 43.09 | 34 | 38.8 | 43.09 | 36.23 | 38.8 | 43.09 | 36.23 | 38.8 | 43.09 | 34 | 39.19 | 41.81 | 33.32 | 39.19 | 42.66 | 34.42 | 38.8 | 43.09 | 36.23 | 49.39 | 50.17 | 48.36 | 49.39 | 50.17 | 48.36 | 49.39 | 50.17 | 48.36 | 49.39 | 50.17 | 48.36 | 52.01 | 49.31 | 48.19 | 52.33 | 49.31 | 48.19 | 49.39 | 50.17 | 48.36 | 49.39 | 50.17 | 48.36 | 52.01 | 49.31 | 48.19 | 52.86 | 47.35 | 44.8 | 52.86 | 49.67 | 48.12 | 49.39 | 50.17 | 48.36
4932 | 38.76 | 43.45 | 36.19 | 38.76 | 43.45 | 36.19 | 38.76 | 43.45 | 36.19 | 38.76 | 43.45 | 36.19 | 38.76 | 43.45 | 35.49 | 38.76 | 43.45 | 35.49 | 38.76 | 43.45 | 36.19 | 38.76 | 43.45 | 36.19 | 38.76 | 43.45 | 35.49 | 39.15 | 42.15 | 34.42 | 39.15 | 43.01 | 35.82 | 38.76 | 43.45 | 36.19 | 49.34 | 51.93 | 48.32 | 49.34 | 51.93 | 48.32 | 49.34 | 51.93 | 48.32 | 49.34 | 51.93 | 48.32 | 51.97 | 51.93 | 48.19 | 52.99 | 51.93 | 48.19 | 49.34 | 51.93 | 48.32 | 49.34 | 51.93 | 48.32 | 51.97 | 51.93 | 48.19 | 53.53 | 46.41 | 44.8 | 52.47 | 51.41 | 48.12 | 49.34 | 51.93 | 48.32
4933 | 38.71 | 43.09 | 35.86 | 38.71 | 43.09 | 35.86 | 38.71 | 43.09 | 35.86 | 38.71 | 43.09 | 35.86 | 38.71 | 43.09 | 34 | 38.71 | 43.09 | 34 | 38.71 | 43.09 | 35.86 | 38.71 | 43.09 | 35.86 | 38.71 | 43.09 | 34 | 39.1 | 41.81 | 33.32 | 39.1 | 42.66 | 34.42 | 38.71 | 43.09 | 35.86 | 49.3 | 49.31 | 48.27 | 49.3 | 49.31 | 48.27 | 49.3 | 49.31 | 48.27 | 49.3 | 49.31 | 48.27 | 51.23 | 49.31 | 48.19 | 51.23 | 49.31 | 48.19 | 49.3 | 49.31 | 48.27 | 49.3 | 49.31 | 48.27 | 51.23 | 49.31 | 48.19 | 51.75 | 46.41 | 44.8 | 50.72 | 48.82 | 48.12 | 49.3 | 49.31 | 48.27
4934 | 38.66 | 43.09 | 35.86 | 38.66 | 43.09 | 35.86 | 38.66 | 43.09 | 35.86 | 38.66 | 43.09 | 35.86 | 38.66 | 43.09 | 34 | 38.66 | 43.09 | 34 | 38.66 | 43.09 | 35.86 | 38.66 | 43.09 | 35.86 | 38.66 | 43.09 | 34 | 39.05 | 41.81 | 33.32 | 39.19 | 42.66 | 34.42 | 38.66 | 43.09 | 35.86 | 49.25 | 51.61 | 48.22 | 49.25 | 51.61 | 48.22 | 49.25 | 51.61 | 48.22 | 49.25 | 51.61 | 48.22 | 51.28 | 51.61 | 48.22 | 51.28 | 51.61 | 48.22 | 49.25 | 51.61 | 48.22 | 49.25 | 51.61 | 48.22 | 51.28 | 51.61 | 48.22 | 51.29 | 46.88 | 44.8 | 52.33 | 51.09 | 48.61 | 49.25 | 51.61 | 48.22
4935 | 38.62 | 43.55 | 36.05 | 38.62 | 43.55 | 36.05 | 38.62 | 43.55 | 36.05 | 38.62 | 43.55 | 36.05 | 38.62 | 43.55 | 36.05 | 38.62 | 43.55 | 36.05 | 38.62 | 43.55 | 36.05 | 38.62 | 43.55 | 36.05 | 38.62 | 43.55 | 36.05 | 39.01 | 43.11 | 34.98 | 39.19 | 43.99 | 35.69 | 38.62 | 43.55 | 36.05 | 49.21 | 51.8 | 48.19 | 49.21 | 51.8 | 48.19 | 49.21 | 51.8 | 48.19 | 49.21 | 51.8 | 48.19 | 51.83 | 51.8 | 48.19 | 54.07 | 51.8 | 48.19 | 49.21 | 51.8 | 48.19 | 49.21 | 51.8 | 48.19 | 51.83 | 51.8 | 48.19 | 54.08 | 47.83 | 45.34 | 54.08 | 51.28 | 48.12 | 49.21 | 51.8 | 48.19
4936 | 38.58 | 43.55 | 36.02 | 38.58 | 43.55 | 36.02 | 38.58 | 43.55 | 36.02 | 38.58 | 43.55 | 36.02 | 38.58 | 44.24 | 36.02 | 38.8 | 46 | 36.02 | 38.58 | 43.55 | 36.02 | 38.58 | 43.55 | 36.02 | 38.58 | 44.24 | 36.02 | 39.19 | 45.53 | 35.49 | 39.19 | 45.53 | 36.21 | 38.58 | 43.55 | 36.02 | 49.17 | 51.76 | 48.15 | 49.17 | 51.76 | 48.15 | 49.17 | 51.76 | 48.15 | 49.17 | 51.76 | 48.15 | 51.8 | 51.76 | 48.15 | 54.75 | 51.76 | 48.15 | 49.17 | 51.76 | 48.15 | 49.17 | 51.76 | 48.15 | 51.8 | 51.76 | 48.15 | 54.78 | 50.65 | 46.34 | 54.78 | 52.29 | 48.12 | 49.17 | 51.76 | 48.15
4937 | 38.61 | 43.58 | 36.05 | 38.61 | 43.58 | 36.05 | 38.61 | 43.58 | 36.05 | 38.61 | 43.58 | 36.05 | 38.61 | 45.97 | 36.05 | 39.32 | 46.13 | 36.05 | 38.61 | 43.58 | 36.05 | 38.61 | 43.58 | 36.05 | 38.61 | 45.97 | 36.05 | 40.54 | 47.56 | 36.41 | 40.95 | 46.61 | 36.41 | 38.61 | 43.58 | 36.05 | 49.2 | 51.79 | 48.18 | 49.2 | 51.79 | 48.18 | 49.2 | 51.79 | 48.18 | 49.2 | 51.79 | 48.18 | 51.82 | 51.9 | 48.18 | 54.78 | 51.9 | 48.18 | 49.2 | 51.79 | 48.18 | 49.2 | 51.79 | 48.18 | 51.82 | 51.9 | 48.18 | 60.42 | 51.38 | 46.49 | 60.44 | 52.43 | 48.67 | 49.2 | 51.79 | 48.18
4938 | 38.55 | 43.52 | 35.98 | 38.55 | 43.52 | 35.98 | 38.55 | 43.52 | 35.98 | 38.55 | 43.52 | 35.98 | 38.55 | 45.91 | 35.98 | 39.26 | 46.06 | 35.98 | 38.55 | 43.52 | 35.98 | 38.55 | 43.52 | 35.98 | 38.55 | 45.91 | 35.98 | 50.54 | 46.53 | 36.35 | 51.57 | 45.6 | 36.35 | 38.55 | 43.52 | 35.98 | 49.14 | 51.73 | 49.09 | 49.14 | 51.73 | 49.09 | 49.14 | 51.73 | 49.09 | 49.14 | 51.73 | 49.09 | 51.76 | 51.83 | 48.12 | 54.72 | 51.83 | 48.12 | 49.14 | 51.73 | 48.12 | 49.14 | 51.73 | 48.12 | 51.76 | 51.83 | 48.12 | 69.71 | 52.95 | 48.6 | 71.13 | 52.95 | 49.59 | 49.14 | 51.73 | 49.09
4939 | 38.49 | 43.46 | 35.92 | 38.49 | 43.46 | 35.92 | 38.49 | 43.46 | 35.92 | 38.49 | 43.46 | 35.92 | 38.49 | 45.85 | 35.92 | 39.2 | 46 | 35.92 | 38.49 | 43.46 | 35.92 | 38.49 | 43.46 | 35.92 | 38.49 | 45.85 | 35.92 | 52.43 | 48.53 | 36.28 | 52.95 | 47.56 | 36.28 | 38.49 | 43.46 | 35.92 | 49.08 | 51.67 | 48.05 | 49.08 | 51.67 | 48.05 | 49.08 | 51.67 | 48.05 | 49.08 | 51.67 | 48.05 | 51.7 | 51.77 | 48.05 | 54.66 | 51.77 | 48.05 | 49.08 | 51.67 | 48.05 | 49.08 | 51.67 | 48.05 | 51.7 | 51.77 | 48.05 | 73.09 | 75.89 | 48.54 | 73.09 | 74.37 | 48.54 | 49.08 | 51.67 | 48.05
4940 | 38.38 | 43.35 | 35.81 | 38.38 | 43.35 | 35.81 | 38.38 | 43.35 | 35.81 | 38.38 | 43.35 | 35.81 | 38.38 | 45.74 | 35.81 | 39.09 | 45.89 | 35.81 | 38.38 | 43.35 | 35.81 | 38.38 | 43.35 | 35.81 | 38.38 | 45.74 | 35.81 | 52.5 | 47.57 | 36.18 | 52.95 | 46.61 | 36.18 | 38.38 | 43.35 | 35.81 | 48.97 | 51.56 | 47.95 | 48.97 | 51.56 | 47.95 | 48.97 | 51.56 | 47.95 | 48.97 | 51.56 | 47.95 | 51.59 | 51.67 | 47.95 | 54.55 | 51.67 | 47.95 | 48.97 | 51.56 | 47.95 | 48.97 | 51.56 | 47.95 | 51.59 | 51.67 | 47.95 | 72.33 | 64.5 | 48.43 | 73.09 | 63.21 | 48.43 | 48.97 | 51.56 | 47.95
4941 | 38.36 | 43.33 | 35.79 | 38.36 | 43.33 | 35.79 | 38.36 | 43.33 | 35.79 | 38.36 | 43.33 | 35.79 | 38.36 | 45.72 | 35.79 | 39.07 | 45.88 | 35.8 | 38.36 | 43.33 | 35.79 | 38.36 | 43.33 | 35.79 | 38.36 | 45.72 | 35.79 | 52.5 | 65.6 | 36.16 | 52.5 | 64.29 | 36.16 | 38.36 | 43.33 | 35.79 | 48.95 | 51.54 | 47.93 | 48.95 | 51.54 | 47.93 | 48.95 | 51.54 | 47.93 | 48.95 | 51.54 | 47.93 | 51.57 | 51.65 | 47.93 | 54.53 | 51.65 | 47.93 | 48.95 | 51.54 | 47.93 | 48.95 | 51.54 | 47.93 | 51.57 | 51.65 | 47.93 | 73.09 | 79.06 | 48.41 | 73.09 | 77.48 | 48.41 | 48.95 | 51.54 | 47.93
4942 | 38.45 | 43.42 | 35.88 | 38.45 | 43.42 | 35.88 | 38.45 | 43.42 | 35.88 | 38.45 | 43.42 | 35.88 | 38.45 | 45.81 | 35.88 | 39.16 | 45.96 | 35.88 | 38.45 | 43.42 | 35.88 | 38.45 | 43.42 | 35.88 | 38.45 | 45.81 | 35.88 | 49.39 | 66.28 | 39.02 | 49.39 | 64.95 | 38.24 | 38.45 | 43.42 | 35.88 | 49.04 | 51.63 | 48.01 | 49.04 | 51.63 | 48.01 | 49.04 | 51.63 | 48.01 | 49.04 | 51.63 | 48.01 | 51.66 | 51.73 | 48.01 | 54.62 | 51.73 | 48.01 | 49.04 | 51.63 | 48.01 | 49.04 | 51.63 | 48.01 | 51.66 | 51.73 | 48.01 | 70.12 | 81.53 | 50 | 70.12 | 83.19 | 49.78 | 49.04 | 51.63 | 48.01
4943 | 38 | 42.97 | 35.43 | 38 | 42.97 | 35.43 | 38 | 42.97 | 35.43 | 38 | 42.97 | 35.43 | 38 | 45.36 | 35.43 | 38.71 | 45.51 | 35.43 | 38 | 42.97 | 35.43 | 38 | 42.97 | 35.43 | 38 | 45.36 | 35.43 | 40.53 | 66.28 | 73.71 | 40.53 | 64.96 | 72.24 | 38 | 42.97 | 35.43 | 48.59 | 51.18 | 47.56 | 48.59 | 51.18 | 47.56 | 48.59 | 51.18 | 47.56 | 48.59 | 51.18 | 47.56 | 48.59 | 51.28 | 47.56 | 54.17 | 51.28 | 47.56 | 48.59 | 51.18 | 47.56 | 48.59 | 51.18 | 47.56 | 48.59 | 51.28 | 47.56 | 59.81 | 82.33 | 97.98 | 59.81 | 83.19 | 99.98 | 48.59 | 51.18 | 47.56
4944 | 37.71 | 42.68 | 35.14 | 37.71 | 42.68 | 35.14 | 37.71 | 42.68 | 35.14 | 37.71 | 42.68 | 35.14 | 37.71 | 45.07 | 35.14 | 38.42 | 45.22 | 35.14 | 37.71 | 42.68 | 35.14 | 37.71 | 42.67 | 35.14 | 37.71 | 45.07 | 35.14 | 39.25 | 66.28 | 78.34 | 39.25 | 64.95 | 76.77 | 37.71 | 42.67 | 35.14 | 48.3 | 50.89 | 47.27 | 48.3 | 50.89 | 47.27 | 48.3 | 50.89 | 47.27 | 48.3 | 50.89 | 47.27 | 48.3 | 50.99 | 47.27 | 53.88 | 50.99 | 47.27 | 48.3 | 50.89 | 47.27 | 48.3 | 50.89 | 47.27 | 48.3 | 50.99 | 47.27 | 55.34 | 83.19 | 104.13 | 55.34 | 83.19 | 104.49 | 48.3 | 50.89 | 47.27
4945 | 37.16 | 42.13 | 34.59 | 37.16 | 42.13 | 34.59 | 37.16 | 42.13 | 34.59 | 37.16 | 42.13 | 34.59 | 37.16 | 44.52 | 34.59 | 37.87 | 44.67 | 34.59 | 37.16 | 42.13 | 34.59 | 37.16 | 42.13 | 34.59 | 37.16 | 44.52 | 34.59 | 39.19 | 66.07 | 78.34 | 39.19 | 64.75 | 76.77 | 37.16 | 42.13 | 34.59 | 47.75 | 50.34 | 46.73 | 47.75 | 50.34 | 46.73 | 47.75 | 50.34 | 46.73 | 47.75 | 50.34 | 46.73 | 47.75 | 50.44 | 46.73 | 53.33 | 50.44 | 46.73 | 47.75 | 50.34 | 46.73 | 47.75 | 50.34 | 46.73 | 47.75 | 50.44 | 46.73 | 54.43 | 83.19 | 104.13 | 54.43 | 83.19 | 104.49 | 47.75 | 50.34 | 46.73
4946 | 36.68 | 41.65 | 34.11 | 36.68 | 41.65 | 34.11 | 36.68 | 41.65 | 34.11 | 36.68 | 41.65 | 34.11 | 36.68 | 44.04 | 34.11 | 37.39 | 44.19 | 34.11 | 36.68 | 41.65 | 34.11 | 36.68 | 41.65 | 34.11 | 36.68 | 44.04 | 34.11 | 39.19 | 66.28 | 78.34 | 38.4 | 64.96 | 76.77 | 36.68 | 41.65 | 34.11 | 47.27 | 49.86 | 46.25 | 47.27 | 49.86 | 46.25 | 47.27 | 49.86 | 46.25 | 47.27 | 49.86 | 46.25 | 47.27 | 49.96 | 46.25 | 52.85 | 49.96 | 46.25 | 47.27 | 49.86 | 46.25 | 47.27 | 49.86 | 46.25 | 47.27 | 49.96 | 46.25 | 54.08 | 83.19 | 104.13 | 54.08 | 83.19 | 104.49 | 47.27 | 49.86 | 46.25
4947 | 36.21 | 41.18 | 33.64 | 36.21 | 41.18 | 33.64 | 36.21 | 41.18 | 33.64 | 36.21 | 41.18 | 33.64 | 36.21 | 43.57 | 33.64 | 36.92 | 43.72 | 33.64 | 36.21 | 41.18 | 33.64 | 36.21 | 41.18 | 33.64 | 36.21 | 43.57 | 33.64 | 39.19 | 66.07 | 78.34 | 38.4 | 64.75 | 76.77 | 36.21 | 41.18 | 33.64 | 46.8 | 49.39 | 45.78 | 46.8 | 49.39 | 45.78 | 46.8 | 49.39 | 45.78 | 46.8 | 49.39 | 46.17 | 46.8 | 49.49 | 45.78 | 52.38 | 49.49 | 45.78 | 46.8 | 49.39 | 45.78 | 46.8 | 49.39 | 45.78 | 46.8 | 49.49 | 45.78 | 54.2 | 83.19 | 102.4 | 54.2 | 83.19 | 104.49 | 46.8 | 49.39 | 45.78
4948 | 35.99 | 40.96 | 33.42 | 35.99 | 40.96 | 33.42 | 35.99 | 40.96 | 33.42 | 35.99 | 40.96 | 33.42 | 35.99 | 43.35 | 33.42 | 36.7 | 43.5 | 33.42 | 35.99 | 40.96 | 33.42 | 35.99 | 40.96 | 33.42 | 35.99 | 43.35 | 33.42 | 39.19 | 66.28 | 78.34 | 39.19 | 64.95 | 76.77 | 35.99 | 40.96 | 33.42 | 46.58 | 49.17 | 46.17 | 46.58 | 49.17 | 46.17 | 46.58 | 49.17 | 46.17 | 46.58 | 49.17 | 46.17 | 46.58 | 49.27 | 45.55 | 52.16 | 49.27 | 45.55 | 46.58 | 49.17 | 45.55 | 46.58 | 49.17 | 45.55 | 46.58 | 49.27 | 45.55 | 55.89 | 83.19 | 102.4 | 55.89 | 82.45 | 104.49 | 46.58 | 49.17 | 51.3
4949 | 36.93 | 41.89 | 34.36 | 36.93 | 41.89 | 34.36 | 36.93 | 41.89 | 34.36 | 36.93 | 41.89 | 34.36 | 36.93 | 44.29 | 34.36 | 37.64 | 44.44 | 34.36 | 36.93 | 41.89 | 34.36 | 36.93 | 41.89 | 34.36 | 36.93 | 44.29 | 34.36 | 40.53 | 66.28 | 78.34 | 40.53 | 66.27 | 76.77 | 36.93 | 41.89 | 34.36 | 47.52 | 50.11 | 49.67 | 47.52 | 50.11 | 49.67 | 47.52 | 50.11 | 49.67 | 47.52 | 50.11 | 49.67 | 47.52 | 50.21 | 46.49 | 53.1 | 50.21 | 46.49 | 47.52 | 50.11 | 46.49 | 47.52 | 50.11 | 46.49 | 47.52 | 50.21 | 46.49 | 63.57 | 83.19 | 102.4 | 63.57 | 82.45 | 104.49 | 47.52 | 50.11 | 51.3
4950 | 37.82 | 42.79 | 35.25 | 37.82 | 42.79 | 35.25 | 37.82 | 42.79 | 35.25 | 37.82 | 42.79 | 35.25 | 37.82 | 45.18 | 35.25 | 38.53 | 45.33 | 35.25 | 37.82 | 42.79 | 35.25 | 37.82 | 42.79 | 35.25 | 37.82 | 45.18 | 35.25 | 52.8 | 66.28 | 78.34 | 52.8 | 64.96 | 76.77 | 37.82 | 42.79 | 35.25 | 48.41 | 51 | 51.19 | 48.41 | 51 | 51.19 | 48.41 | 51 | 51.19 | 48.41 | 51 | 51.19 | 51.03 | 51.11 | 47.39 | 53.99 | 51.11 | 47.39 | 48.41 | 51 | 47.39 | 48.41 | 51 | 47.39 | 51.03 | 51.11 | 47.39 | 73.09 | 83.19 | 102.4 | 73.09 | 82.33 | 102.41 | 48.41 | 51 | 51.3
4951 | 38.18 | 43.14 | 39.02 | 38.18 | 43.14 | 39.02 | 38.18 | 43.14 | 39.02 | 38.18 | 43.14 | 39.02 | 38.18 | 45.54 | 35.61 | 38.88 | 45.69 | 35.61 | 38.18 | 43.14 | 35.61 | 38.18 | 43.14 | 35.61 | 38.18 | 45.54 | 35.61 | 52.95 | 66.28 | 77.56 | 52.95 | 64.96 | 75.24 | 38.18 | 43.14 | 39.02 | 48.77 | 51.35 | 50.92 | 48.77 | 51.35 | 50.92 | 48.77 | 51.35 | 50.92 | 48.77 | 51.35 | 50.92 | 51.39 | 51.46 | 47.74 | 54.35 | 51.46 | 47.74 | 48.77 | 51.35 | 47.74 | 48.77 | 51.35 | 47.74 | 51.39 | 51.46 | 47.74 | 73.09 | 79.85 | 92.04 | 73.09 | 79.02 | 89.28 | 48.77 | 51.35 | 51.3
4952 | 38.44 | 43.41 | 35.87 | 38.44 | 43.41 | 35.87 | 38.44 | 43.41 | 35.87 | 38.44 | 43.41 | 35.87 | 38.44 | 45.8 | 35.87 | 39.15 | 45.95 | 35.87 | 38.44 | 43.41 | 35.87 | 38.44 | 43.41 | 35.87 | 38.44 | 45.8 | 35.87 | 52.95 | 61.66 | 59.01 | 51.9 | 59.82 | 38.24 | 38.44 | 43.41 | 35.87 | 49.03 | 51.62 | 48 | 49.03 | 51.62 | 48 | 49.03 | 51.62 | 48 | 49.03 | 51.62 | 48 | 51.65 | 51.72 | 48 | 54.61 | 51.72 | 48 | 49.03 | 51.62 | 48 | 49.03 | 51.62 | 48 | 51.65 | 51.72 | 48 | 71.85 | 70.43 | 68.34 | 71.85 | 69.02 | 66.3 | 49.03 | 51.62 | 51.3
4953 | 38.57 | 43.54 | 36.01 | 38.57 | 43.54 | 36.01 | 38.57 | 43.54 | 36.01 | 38.57 | 43.54 | 36.01 | 38.57 | 45.93 | 36.01 | 39.28 | 46.09 | 36.01 | 38.57 | 43.54 | 36.01 | 38.57 | 43.54 | 36.01 | 38.57 | 45.93 | 36.01 | 52.08 | 53.62 | 39.04 | 51.04 | 47.55 | 37.88 | 38.57 | 43.54 | 36.01 | 49.16 | 51.75 | 48.14 | 49.16 | 51.75 | 48.14 | 49.16 | 51.75 | 48.14 | 49.16 | 51.75 | 48.14 | 51.78 | 51.86 | 48.14 | 54.74 | 51.86 | 48.14 | 49.16 | 51.75 | 48.14 | 49.16 | 51.75 | 48.14 | 51.78 | 51.86 | 48.14 | 68.43 | 63.66 | 49.12 | 67.06 | 62.39 | 48.63 | 49.16 | 51.75 | 51.3
4954 | 38.65 | 43.62 | 36.08 | 38.65 | 43.62 | 36.08 | 38.65 | 43.62 | 36.08 | 38.65 | 43.62 | 36.08 | 38.65 | 46.01 | 36.08 | 39.36 | 46.16 | 36.08 | 38.65 | 43.62 | 36.08 | 38.65 | 43.62 | 36.08 | 38.65 | 46.01 | 36.08 | 42.88 | 49.05 | 37.19 | 42.02 | 44.06 | 36.45 | 38.65 | 43.62 | 36.08 | 49.24 | 51.83 | 48.22 | 49.24 | 51.83 | 48.22 | 49.24 | 51.83 | 48.22 | 49.24 | 51.83 | 48.22 | 51.86 | 51.94 | 48.22 | 54.82 | 51.94 | 48.22 | 49.24 | 51.83 | 48.22 | 49.24 | 51.83 | 48.22 | 51.86 | 51.94 | 48.22 | 57.09 | 57.54 | 48.61 | 55.95 | 55.82 | 48.61 | 49.24 | 51.83 | 51.3
4955 | 38.68 | 43.64 | 36.11 | 38.68 | 43.64 | 36.11 | 38.68 | 43.64 | 36.11 | 38.68 | 43.64 | 36.11 | 38.68 | 46.04 | 36.11 | 39.38 | 46.19 | 36.11 | 38.68 | 43.64 | 36.11 | 38.68 | 43.64 | 36.11 | 38.68 | 46.04 | 36.11 | 40.97 | 49.05 | 36.85 | 40.15 | 44.08 | 36.47 | 38.68 | 43.64 | 36.11 | 49.27 | 51.85 | 48.24 | 49.27 | 51.85 | 48.24 | 49.27 | 51.85 | 48.24 | 49.27 | 51.85 | 48.24 | 51.89 | 51.96 | 48.24 | 54.85 | 51.96 | 48.24 | 49.27 | 51.85 | 48.24 | 49.27 | 51.85 | 48.24 | 51.89 | 51.96 | 48.24 | 56.46 | 54.03 | 48.61 | 55.33 | 52.95 | 48.61 | 49.27 | 51.85 | 51.3
4956 | 38.64 | 43.6 | 36.07 | 38.64 | 43.6 | 36.07 | 38.64 | 43.6 | 36.07 | 38.64 | 43.6 | 36.07 | 38.64 | 46 | 36.07 | 39.34 | 46.15 | 36.07 | 38.64 | 43.6 | 36.07 | 38.64 | 43.6 | 36.07 | 38.64 | 46 | 36.07 | 39.82 | 49.05 | 36.81 | 39.03 | 44.04 | 36.08 | 38.64 | 43.6 | 36.07 | 49.23 | 51.82 | 48.2 | 49.23 | 51.82 | 48.2 | 49.23 | 51.82 | 48.2 | 49.23 | 51.82 | 48.2 | 51.85 | 51.92 | 48.2 | 54.81 | 51.92 | 48.2 | 49.23 | 51.82 | 48.2 | 49.23 | 51.82 | 48.2 | 51.85 | 51.92 | 48.2 | 55.34 | 54.03 | 48.61 | 54.23 | 52.95 | 48.59 | 49.23 | 51.82 | 51.3
4957 | 38.6 | 43.57 | 36.04 | 38.6 | 43.57 | 36.04 | 38.6 | 43.57 | 36.04 | 38.6 | 43.57 | 36.04 | 38.6 | 45.96 | 36.04 | 39.31 | 46.12 | 36.04 | 38.6 | 43.57 | 36.04 | 38.6 | 43.57 | 36.04 | 38.6 | 45.96 | 36.04 | 43.82 | 49.05 | 37.52 | 42.95 | 44.01 | 36.4 | 38.6 | 43.57 | 36.04 | 49.19 | 51.78 | 48.17 | 49.19 | 51.78 | 48.17 | 49.19 | 51.78 | 48.17 | 49.19 | 51.78 | 48.17 | 51.82 | 51.89 | 48.17 | 54.77 | 51.89 | 48.17 | 49.19 | 51.78 | 48.17 | 49.19 | 51.78 | 48.17 | 51.82 | 51.89 | 48.17 | 59.81 | 57.54 | 48.66 | 58.61 | 55.82 | 48.66 | 49.19 | 51.78 | 48.17
4958 | 38.54 | 43.51 | 35.97 | 38.54 | 43.51 | 35.97 | 38.54 | 43.51 | 35.97 | 38.54 | 43.51 | 35.97 | 38.54 | 45.9 | 35.97 | 39.25 | 46.05 | 35.97 | 38.54 | 43.51 | 35.97 | 38.54 | 43.51 | 35.97 | 38.54 | 45.9 | 35.97 | 39.82 | 49.05 | 36.85 | 39.03 | 43.95 | 36.33 | 38.54 | 43.51 | 35.97 | 49.13 | 51.72 | 48.1 | 49.13 | 51.72 | 48.1 | 49.13 | 51.72 | 48.1 | 49.13 | 51.72 | 48.1 | 51.75 | 51.82 | 48.1 | 54.71 | 51.82 | 48.1 | 49.13 | 51.72 | 48.1 | 49.13 | 51.72 | 48.1 | 51.75 | 51.82 | 48.1 | 55.34 | 55.57 | 48.61 | 54.23 | 53.91 | 48.59 | 49.13 | 51.72 | 51.3
4959 | 38.51 | 43.48 | 35.94 | 38.51 | 43.48 | 35.94 | 38.51 | 43.48 | 35.94 | 38.51 | 43.48 | 35.94 | 38.51 | 45.87 | 35.94 | 39.22 | 46.02 | 35.94 | 38.51 | 43.48 | 35.94 | 38.51 | 43.48 | 35.94 | 38.51 | 45.87 | 35.94 | 40.53 | 49.05 | 37.42 | 39.72 | 47.58 | 36.3 | 38.51 | 43.48 | 35.94 | 49.1 | 51.69 | 48.08 | 49.1 | 51.69 | 48.08 | 49.1 | 51.69 | 48.08 | 49.1 | 51.69 | 48.08 | 51.72 | 51.79 | 48.08 | 54.68 | 51.79 | 48.08 | 49.1 | 51.69 | 48.08 | 49.1 | 51.69 | 48.08 | 51.72 | 51.79 | 48.08 | 57.03 | 61.56 | 48.61 | 55.89 | 60.33 | 48.56 | 49.1 | 51.69 | 51.3
4960 | 38.49 | 43.46 | 35.92 | 38.49 | 43.46 | 35.92 | 38.49 | 43.46 | 35.92 | 38.49 | 43.46 | 35.92 | 38.49 | 45.85 | 35.92 | 39.2 | 46 | 35.92 | 38.49 | 43.46 | 35.92 | 38.49 | 43.46 | 35.92 | 38.49 | 45.85 | 35.92 | 41.21 | 51.07 | 59.01 | 40.38 | 50.04 | 57.24 | 38.49 | 43.46 | 35.92 | 49.08 | 51.67 | 48.06 | 49.08 | 51.67 | 48.06 | 49.08 | 51.67 | 48.06 | 49.08 | 51.67 | 48.06 | 51.7 | 51.78 | 48.06 | 54.66 | 51.78 | 48.06 | 49.08 | 51.67 | 48.06 | 49.08 | 51.67 | 48.06 | 51.7 | 51.78 | 48.06 | 62.84 | 69.65 | 54.01 | 61.59 | 68.26 | 52.93 | 49.08 | 51.67 | 51.3
4961 | 38.48 | 43.45 | 35.91 | 38.48 | 43.45 | 35.91 | 38.48 | 43.45 | 35.91 | 38.48 | 43.45 | 35.91 | 38.48 | 45.84 | 35.91 | 39.19 | 46 | 35.91 | 38.48 | 43.45 | 35.91 | 38.48 | 43.45 | 35.91 | 38.48 | 45.84 | 35.91 | 52.95 | 63.06 | 73.71 | 52.95 | 61.81 | 72.24 | 38.48 | 43.45 | 35.91 | 49.07 | 51.66 | 48.05 | 49.07 | 51.66 | 48.05 | 49.07 | 51.66 | 48.05 | 49.07 | 51.66 | 48.05 | 51.69 | 51.77 | 48.05 | 54.65 | 51.77 | 48.05 | 49.07 | 51.66 | 48.05 | 49.07 | 51.66 | 48.05 | 51.69 | 51.77 | 48.05 | 71.09 | 79.02 | 92.97 | 69.68 | 80.47 | 94.86 | 49.07 | 51.66 | 51.3
4962 | 38.49 | 43.46 | 35.92 | 38.49 | 43.46 | 35.92 | 38.49 | 43.46 | 35.92 | 38.49 | 43.46 | 35.92 | 38.49 | 45.85 | 35.92 | 39.2 | 46 | 35.92 | 38.49 | 43.46 | 35.92 | 38.49 | 43.46 | 35.92 | 38.49 | 45.85 | 35.92 | 53.31 | 69.23 | 78.68 | 53.31 | 67.86 | 78.68 | 38.49 | 43.46 | 35.92 | 49.08 | 51.67 | 48.06 | 49.08 | 51.67 | 48.06 | 49.08 | 51.67 | 48.06 | 49.08 | 51.67 | 48.06 | 51.7 | 51.77 | 48.06 | 54.66 | 51.77 | 48.06 | 49.08 | 51.67 | 48.06 | 49.08 | 51.67 | 48.06 | 51.7 | 51.77 | 48.06 | 74.57 | 83.23 | 106.71 | 73.09 | 84.93 | 106.71 | 49.08 | 51.67 | 51.3
4963 | 38.42 | 43.39 | 35.86 | 38.42 | 43.39 | 35.86 | 38.42 | 43.39 | 35.86 | 38.42 | 43.39 | 35.86 | 38.42 | 45.78 | 35.86 | 39.13 | 45.94 | 35.86 | 38.42 | 43.39 | 35.86 | 38.42 | 43.39 | 35.86 | 38.42 | 45.78 | 35.86 | 53.77 | 76.47 | 82.78 | 52.95 | 76.47 | 81.13 | 38.42 | 43.39 | 36.74 | 49.01 | 51.6 | 47.99 | 49.01 | 51.6 | 47.99 | 49.01 | 51.6 | 47.99 | 49.01 | 51.6 | 47.99 | 51.63 | 51.71 | 47.99 | 54.59 | 51.71 | 47.99 | 49.01 | 51.6 | 47.99 | 49.01 | 51.6 | 47.99 | 51.63 | 51.71 | 47.99 | 74.57 | 91.74 | 110 | 73.09 | 92.28 | 110 | 49.01 | 51.6 | 51.3
4964 | 38.28 | 43.25 | 35.72 | 38.28 | 43.25 | 35.72 | 38.28 | 43.25 | 35.72 | 38.28 | 43.25 | 35.72 | 38.28 | 45.64 | 35.72 | 38.99 | 45.8 | 35.72 | 38.28 | 43.25 | 35.72 | 38.28 | 43.25 | 35.72 | 38.28 | 45.64 | 35.72 | 53.03 | 76.47 | 82.78 | 52.95 | 76.47 | 81.96 | 38.28 | 43.25 | 35.72 | 48.87 | 51.46 | 47.85 | 48.87 | 51.46 | 47.85 | 48.87 | 51.46 | 47.85 | 48.87 | 51.46 | 47.85 | 51.5 | 51.57 | 47.85 | 54.45 | 51.57 | 47.85 | 48.87 | 51.46 | 47.85 | 48.87 | 51.46 | 47.85 | 51.5 | 51.57 | 47.85 | 74.57 | 93.2 | 110 | 73.09 | 93.2 | 110 | 48.87 | 51.46 | 51.3
4965 | 38.27 | 43.23 | 35.7 | 38.27 | 43.23 | 35.7 | 38.27 | 43.23 | 35.7 | 38.27 | 43.23 | 35.7 | 38.27 | 45.62 | 35.7 | 38.97 | 45.78 | 35.7 | 38.27 | 43.23 | 35.7 | 38.27 | 43.23 | 35.7 | 38.27 | 45.62 | 35.7 | 53.03 | 74.44 | 82.78 | 52.95 | 74.44 | 81.13 | 38.27 | 43.23 | 35.7 | 48.85 | 51.44 | 47.83 | 48.85 | 51.44 | 47.83 | 48.85 | 51.44 | 47.83 | 48.85 | 51.44 | 47.83 | 51.48 | 51.55 | 47.83 | 54.43 | 51.55 | 47.83 | 48.85 | 51.44 | 47.83 | 48.85 | 51.44 | 47.83 | 51.48 | 51.55 | 47.83 | 74.57 | 92.63 | 110 | 73.09 | 92.63 | 110 | 48.85 | 51.44 | 51.3
4966 | 38.35 | 43.31 | 35.78 | 38.35 | 43.31 | 35.78 | 38.35 | 43.31 | 35.78 | 38.35 | 43.31 | 35.78 | 38.35 | 45.71 | 35.78 | 39.05 | 45.86 | 35.78 | 38.35 | 43.31 | 35.78 | 38.35 | 43.31 | 35.78 | 38.35 | 45.71 | 35.78 | 51.98 | 67.65 | 80.28 | 51.98 | 66.31 | 80.28 | 38.35 | 43.31 | 35.78 | 48.94 | 51.52 | 47.91 | 48.94 | 51.52 | 47.91 | 48.94 | 51.52 | 47.91 | 48.94 | 51.52 | 47.91 | 51.56 | 51.63 | 47.91 | 54.52 | 51.63 | 47.91 | 48.94 | 51.52 | 47.91 | 48.94 | 51.52 | 47.91 | 51.56 | 51.63 | 47.91 | 71.32 | 91.7 | 107.81 | 69.9 | 91.7 | 107.81 | 48.94 | 51.52 | 51.3
4967 | 37.99 | 42.95 | 35.42 | 37.99 | 42.95 | 35.42 | 37.99 | 42.95 | 35.42 | 37.99 | 42.95 | 35.42 | 37.99 | 45.35 | 35.42 | 38.69 | 45.5 | 35.42 | 37.99 | 42.95 | 35.42 | 37.99 | 42.95 | 35.42 | 37.99 | 45.35 | 35.42 | 44.97 | 67.03 | 80.28 | 44.07 | 65.7 | 80.28 | 37.99 | 42.95 | 35.42 | 48.57 | 51.16 | 47.55 | 48.57 | 51.16 | 47.55 | 48.57 | 51.16 | 47.55 | 48.57 | 51.16 | 47.55 | 48.57 | 51.27 | 47.55 | 54.15 | 51.27 | 47.55 | 48.57 | 51.16 | 47.55 | 48.57 | 51.16 | 47.55 | 48.57 | 51.27 | 47.55 | 60.41 | 84.88 | 106.71 | 59.81 | 86.61 | 106.71 | 48.57 | 51.16 | 51.3
4968 | 37.8 | 42.77 | 35.23 | 37.8 | 42.77 | 35.23 | 37.8 | 42.77 | 35.23 | 37.8 | 42.77 | 35.23 | 37.8 | 45.16 | 35.23 | 38.51 | 45.31 | 35.23 | 37.8 | 42.77 | 35.23 | 37.8 | 42.77 | 35.23 | 37.8 | 45.16 | 35.23 | 39.7 | 62.44 | 78.68 | 39.36 | 62.43 | 80.28 | 37.8 | 42.77 | 35.23 | 48.39 | 50.98 | 47.46 | 48.39 | 50.98 | 47.46 | 48.39 | 50.98 | 47.46 | 48.39 | 50.98 | 47.46 | 48.39 | 51.08 | 47.46 | 53.97 | 51.08 | 47.46 | 48.39 | 50.98 | 47.46 | 48.39 | 50.98 | 47.36 | 48.39 | 51.08 | 47.46 | 55.34 | 83.19 | 106.71 | 55.34 | 84.89 | 106.71 | 48.39 | 50.98 | 51.3
4969 | 37.24 | 42.2 | 34.67 | 37.24 | 42.2 | 34.67 | 37.24 | 42.2 | 34.67 | 37.24 | 42.2 | 34.67 | 37.24 | 44.6 | 34.67 | 37.95 | 44.75 | 34.67 | 37.24 | 42.2 | 34.67 | 37.24 | 42.2 | 34.67 | 37.24 | 44.6 | 34.67 | 38.78 | 61.03 | 78.68 | 38.78 | 61.02 | 80.28 | 37.24 | 42.2 | 34.67 | 47.83 | 50.42 | 50.61 | 47.83 | 50.42 | 50.61 | 47.83 | 50.42 | 50.61 | 47.83 | 50.42 | 50.61 | 47.83 | 50.52 | 47.43 | 53.41 | 50.52 | 47.43 | 47.83 | 50.42 | 47.43 | 47.83 | 50.42 | 46.8 | 47.83 | 50.52 | 47.43 | 54.47 | 80.65 | 106.71 | 54.47 | 81.29 | 106.71 | 47.83 | 50.42 | 51.3
4970 | 36.68 | 41.65 | 34.11 | 36.68 | 41.65 | 34.11 | 36.68 | 41.65 | 34.11 | 36.68 | 41.65 | 34.11 | 36.68 | 44.04 | 34.11 | 37.39 | 44.19 | 34.11 | 36.68 | 41.65 | 34.11 | 36.68 | 41.65 | 34.11 | 36.68 | 44.04 | 34.11 | 38.29 | 60.15 | 78.68 | 38.29 | 60.15 | 78.68 | 36.68 | 41.65 | 34.11 | 47.27 | 49.86 | 51.3 | 47.27 | 49.86 | 51.3 | 47.27 | 49.86 | 51.3 | 47.27 | 49.86 | 51.3 | 47.27 | 49.97 | 47.43 | 52.85 | 49.97 | 47.43 | 47.27 | 49.86 | 47.43 | 47.27 | 49.86 | 46.25 | 47.27 | 49.97 | 47.43 | 53.44 | 79.53 | 106.71 | 53.44 | 80.33 | 106.71 | 47.27 | 49.86 | 51.3
4971 | 36.19 | 41.16 | 33.62 | 36.19 | 41.16 | 33.62 | 36.19 | 41.16 | 33.62 | 36.19 | 41.16 | 33.62 | 36.19 | 43.55 | 33.62 | 36.9 | 43.7 | 33.62 | 36.19 | 41.16 | 33.62 | 36.19 | 41.16 | 33.62 | 36.19 | 43.55 | 33.62 | 38.29 | 60.76 | 78.68 | 38.29 | 60.76 | 78.68 | 36.19 | 41.16 | 33.62 | 46.78 | 49.37 | 51.3 | 46.78 | 49.37 | 51.3 | 46.78 | 49.37 | 51.3 | 46.78 | 49.37 | 51.3 | 46.78 | 49.47 | 46.94 | 52.36 | 49.47 | 46.94 | 46.78 | 49.37 | 46.94 | 46.78 | 49.37 | 45.76 | 46.78 | 49.47 | 46.94 | 53.44 | 79.01 | 106.71 | 53.44 | 80.61 | 106.7 | 46.78 | 49.37 | 51.3
4972 | 36.12 | 41.09 | 33.56 | 36.12 | 41.09 | 33.56 | 36.12 | 41.09 | 33.56 | 36.12 | 41.09 | 33.56 | 36.12 | 43.48 | 33.56 | 36.83 | 43.64 | 33.56 | 36.12 | 41.09 | 33.56 | 36.12 | 41.09 | 33.56 | 36.12 | 43.48 | 33.56 | 38.29 | 60.76 | 78.68 | 38.29 | 60.76 | 78.68 | 36.12 | 41.09 | 33.56 | 46.71 | 49.3 | 49.63 | 46.71 | 49.3 | 49.63 | 46.71 | 49.3 | 49.63 | 46.71 | 49.3 | 49.63 | 46.71 | 49.41 | 45.79 | 52.29 | 49.41 | 45.79 | 46.71 | 49.3 | 45.79 | 46.71 | 49.3 | 45.69 | 46.71 | 49.41 | 45.79 | 53.92 | 75.14 | 106.71 | 53.92 | 76.66 | 106.7 | 46.71 | 49.3 | 51.3
4973 | 37.03 | 41.99 | 34.46 | 37.03 | 41.99 | 34.46 | 37.03 | 41.99 | 34.46 | 37.03 | 41.99 | 34.46 | 37.03 | 44.38 | 34.46 | 37.73 | 44.54 | 34.46 | 37.03 | 41.99 | 34.46 | 37.03 | 41.99 | 34.46 | 37.03 | 44.38 | 34.46 | 40.39 | 65.33 | 78.68 | 40.39 | 65.33 | 78.68 | 37.03 | 41.99 | 34.46 | 47.62 | 50.2 | 50.4 | 47.62 | 50.2 | 50.4 | 47.62 | 50.2 | 50.4 | 47.62 | 50.2 | 50.4 | 47.62 | 50.31 | 46.69 | 53.19 | 50.31 | 46.69 | 47.62 | 50.2 | 46.69 | 47.62 | 50.2 | 46.59 | 47.62 | 50.31 | 46.69 | 56.54 | 80.81 | 104.57 | 55.89 | 82.45 | 106.7 | 47.62 | 50.2 | 51.3
4974 | 37.87 | 42.84 | 36.74 | 37.87 | 42.84 | 36.74 | 37.87 | 42.84 | 36.74 | 37.87 | 42.84 | 36.74 | 37.87 | 45.23 | 35.3 | 38.58 | 45.39 | 35.3 | 37.87 | 42.84 | 35.3 | 37.87 | 42.84 | 35.3 | 37.87 | 45.23 | 35.3 | 47.57 | 67.41 | 78.68 | 47.57 | 66.28 | 78.68 | 37.87 | 42.84 | 36.74 | 48.46 | 51.16 | 51.3 | 48.46 | 51.16 | 51.3 | 48.46 | 51.16 | 51.3 | 48.46 | 51.16 | 51.3 | 48.46 | 51.16 | 48.12 | 54.04 | 51.16 | 48.12 | 48.46 | 51.05 | 48.12 | 48.46 | 51.05 | 47.44 | 48.46 | 51.16 | 48.12 | 73.68 | 80.66 | 103.95 | 72.21 | 81.48 | 103.95 | 48.46 | 51.16 | 51.3
4975 | 38.26 | 43.23 | 56.75 | 38.26 | 43.23 | 56.75 | 38.26 | 43.23 | 56.75 | 38.26 | 43.23 | 56.75 | 38.26 | 45.62 | 35.69 | 38.97 | 45.77 | 35.69 | 38.26 | 43.23 | 35.69 | 38.26 | 43.22 | 35.69 | 38.26 | 45.62 | 35.69 | 52.8 | 65.38 | 73.61 | 51.75 | 64.08 | 72.15 | 38.26 | 43.23 | 56.75 | 48.85 | 51.54 | 51.3 | 48.85 | 51.54 | 51.3 | 48.85 | 51.54 | 51.3 | 48.85 | 51.54 | 51.3 | 51.47 | 51.54 | 48.12 | 54.43 | 51.54 | 48.12 | 48.85 | 51.44 | 48.12 | 48.85 | 51.44 | 47.82 | 51.47 | 51.54 | 48.12 | 73.31 | 80.47 | 54.01 | 71.85 | 78.87 | 54.01 | 48.85 | 51.54 | 51.3
4976 | 38.49 | 43.46 | 35.93 | 38.49 | 43.46 | 35.93 | 38.49 | 43.46 | 35.93 | 38.49 | 43.46 | 35.93 | 38.49 | 45.85 | 35.92 | 39.2 | 46 | 35.92 | 38.49 | 43.46 | 35.92 | 38.49 | 43.46 | 35.92 | 38.49 | 45.85 | 35.92 | 51.06 | 57.14 | 37.41 | 50.04 | 56 | 36.66 | 38.49 | 43.46 | 35.93 | 49.08 | 51.77 | 48.06 | 49.08 | 51.77 | 48.06 | 49.08 | 51.77 | 48.06 | 49.08 | 51.77 | 48.06 | 51.7 | 51.77 | 48.06 | 54.66 | 51.77 | 48.06 | 49.08 | 51.67 | 48.06 | 49.08 | 51.67 | 48.06 | 51.7 | 51.77 | 48.06 | 69.88 | 57.27 | 48.93 | 68.49 | 57.27 | 48.93 | 49.08 | 51.77 | 51.3
4977 | 38.64 | 43.61 | 36.07 | 38.64 | 43.61 | 36.07 | 38.64 | 43.61 | 36.07 | 38.64 | 43.61 | 36.07 | 38.64 | 46 | 36.07 | 39.35 | 46.16 | 36.07 | 38.64 | 43.61 | 36.07 | 38.64 | 43.61 | 36.07 | 38.64 | 46 | 36.07 | 42.57 | 49.52 | 36.44 | 41.72 | 48.52 | 36.21 | 38.64 | 43.61 | 36.07 | 49.23 | 51.93 | 48.21 | 49.23 | 51.93 | 48.21 | 49.23 | 51.93 | 48.21 | 49.23 | 51.93 | 48.21 | 51.85 | 51.93 | 48.21 | 54.81 | 51.93 | 48.21 | 49.23 | 51.82 | 48.21 | 49.23 | 51.82 | 48.21 | 51.85 | 51.93 | 48.21 | 59.2 | 54.07 | 48.7 | 58.02 | 53 | 48.7 | 49.23 | 51.93 | 51.3
4978 | 38.75 | 43.71 | 36.18 | 38.75 | 43.71 | 36.18 | 38.75 | 43.71 | 36.18 | 38.75 | 43.71 | 36.18 | 38.75 | 46.1 | 36.18 | 39.45 | 46.25 | 36.18 | 38.75 | 43.71 | 36.18 | 38.75 | 43.71 | 36.18 | 38.75 | 46.1 | 36.18 | 40.39 | 46.7 | 36.18 | 39.58 | 44.41 | 35.82 | 38.75 | 43.71 | 36.18 | 49.33 | 51.92 | 48.31 | 49.33 | 51.92 | 48.31 | 49.33 | 51.92 | 48.31 | 49.33 | 51.92 | 48.31 | 51.96 | 52.03 | 48.31 | 54.91 | 52.03 | 48.31 | 49.33 | 51.92 | 48.31 | 49.33 | 51.92 | 48.31 | 51.96 | 52.03 | 48.31 | 55.89 | 51.51 | 48.61 | 54.78 | 51.51 | 48.61 | 49.33 | 51.92 | 51.3
4979 | 38.72 | 43.69 | 36.15 | 38.72 | 43.69 | 36.15 | 38.72 | 43.69 | 36.15 | 38.72 | 43.69 | 36.15 | 38.72 | 43.69 | 36.15 | 39.28 | 43.69 | 36.15 | 38.72 | 43.69 | 36.15 | 38.72 | 43.69 | 36.15 | 38.72 | 43.69 | 36.15 | 38.89 | 43.25 | 35.79 | 38.49 | 43.25 | 35.73 | 38.72 | 43.69 | 36.15 | 49.31 | 51.9 | 48.29 | 49.31 | 51.9 | 48.29 | 49.31 | 51.9 | 48.29 | 49.31 | 51.9 | 48.29 | 51.93 | 51.9 | 48.29 | 52.93 | 51.9 | 48.29 | 49.31 | 51.9 | 48.29 | 49.31 | 51.9 | 48.29 | 51.93 | 51.9 | 48.29 | 52.4 | 51.38 | 48.12 | 50.82 | 51.38 | 47.81 | 49.31 | 51.9 | 51.3
4980 | 38.66 | 43.63 | 36.1 | 38.66 | 43.63 | 36.1 | 38.66 | 43.63 | 36.1 | 38.66 | 43.63 | 36.1 | 38.66 | 43.63 | 36.1 | 38.75 | 43.63 | 36.1 | 38.66 | 43.63 | 36.1 | 38.66 | 43.63 | 36.1 | 38.66 | 43.63 | 36.1 | 38.36 | 43.2 | 35.73 | 38.28 | 43.19 | 35.73 | 38.66 | 43.63 | 36.1 | 49.25 | 51.84 | 48.23 | 49.25 | 51.84 | 48.23 | 49.25 | 51.84 | 48.23 | 49.25 | 51.84 | 48.23 | 51.77 | 51.84 | 48.23 | 51.77 | 51.84 | 48.23 | 49.25 | 51.84 | 48.23 | 49.25 | 51.84 | 48.23 | 51.77 | 51.84 | 48.23 | 51.25 | 51.32 | 47.75 | 49.75 | 51.32 | 47.75 | 49.25 | 51.84 | 51.3
4981 | 38.56 | 43.53 | 35.99 | 38.56 | 43.53 | 35.99 | 38.56 | 43.53 | 35.99 | 38.56 | 43.53 | 35.99 | 38.56 | 43.53 | 35.99 | 38.56 | 43.53 | 35.99 | 38.56 | 43.53 | 35.99 | 38.56 | 43.53 | 35.99 | 38.56 | 43.53 | 35.99 | 38.18 | 43.09 | 35.63 | 38.18 | 43.09 | 35.63 | 38.56 | 43.53 | 35.99 | 49.15 | 51.74 | 48.13 | 49.15 | 51.74 | 48.13 | 49.15 | 51.74 | 48.13 | 49.15 | 51.74 | 48.13 | 51.09 | 51.74 | 48.13 | 51.09 | 51.74 | 48.13 | 49.15 | 51.74 | 48.13 | 49.15 | 51.74 | 48.13 | 51.09 | 51.74 | 48.13 | 50.58 | 51.22 | 47.65 | 49.65 | 51.22 | 47.65 | 49.15 | 51.74 | 51.3
4982 | 38.48 | 43.45 | 35.91 | 38.48 | 43.45 | 35.91 | 38.48 | 43.45 | 35.91 | 38.48 | 43.45 | 35.91 | 38.48 | 43.45 | 35.91 | 38.48 | 43.45 | 35.91 | 38.48 | 43.45 | 35.91 | 38.48 | 43.45 | 35.91 | 38.48 | 43.45 | 35.91 | 38.1 | 43.02 | 35.55 | 38.1 | 43.01 | 35.55 | 38.48 | 43.45 | 35.91 | 49.07 | 51.66 | 48.05 | 49.07 | 51.66 | 48.05 | 49.07 | 51.66 | 48.05 | 49.07 | 51.66 | 48.05 | 51.09 | 51.66 | 48.05 | 51.09 | 51.66 | 48.05 | 49.07 | 51.66 | 48.05 | 49.07 | 51.66 | 48.05 | 51.09 | 51.66 | 48.05 | 50.58 | 51.14 | 47.65 | 49.57 | 51.14 | 47.65 | 49.07 | 51.66 | 51.3
4983 | 38.37 | 43.34 | 35.81 | 38.37 | 43.34 | 35.81 | 38.37 | 43.34 | 35.81 | 38.37 | 43.34 | 35.81 | 38.37 | 43.34 | 35.81 | 38.37 | 43.34 | 35.81 | 38.37 | 43.34 | 35.81 | 38.37 | 43.34 | 35.81 | 38.37 | 43.34 | 35.81 | 37.99 | 43.02 | 35.45 | 38.76 | 42.91 | 35.45 | 38.37 | 43.34 | 35.81 | 48.96 | 51.55 | 47.94 | 48.96 | 51.55 | 47.94 | 48.96 | 51.55 | 47.94 | 48.96 | 51.55 | 47.94 | 51.23 | 51.55 | 47.94 | 51.23 | 51.55 | 47.94 | 48.96 | 51.55 | 47.94 | 48.96 | 51.55 | 47.94 | 51.23 | 51.55 | 47.94 | 50.72 | 51.14 | 48.42 | 49.71 | 51.14 | 48.42 | 48.96 | 51.55 | 51.3
4984 | 38.34 | 43.3 | 35.77 | 38.34 | 43.3 | 35.77 | 38.34 | 43.3 | 35.77 | 38.34 | 43.3 | 35.77 | 38.34 | 45.7 | 35.77 | 39.01 | 45.85 | 35.77 | 38.34 | 43.3 | 35.77 | 38.34 | 43.3 | 35.77 | 38.34 | 45.7 | 35.77 | 38.62 | 47.14 | 36.13 | 38.72 | 46.2 | 36.13 | 38.34 | 43.3 | 35.77 | 48.93 | 51.52 | 48.12 | 48.93 | 51.52 | 48.12 | 48.93 | 51.52 | 48.12 | 48.93 | 51.52 | 48.12 | 51.55 | 51.62 | 47.9 | 52.93 | 51.62 | 47.9 | 48.93 | 51.52 | 47.9 | 48.93 | 51.52 | 47.9 | 51.55 | 51.62 | 47.9 | 52.56 | 52.04 | 48.61 | 51.51 | 52.04 | 48.61 | 48.93 | 51.52 | 51.3
4985 | 38.35 | 43.31 | 36.74 | 38.35 | 43.31 | 36.74 | 38.35 | 43.31 | 36.74 | 38.35 | 43.31 | 36.74 | 38.35 | 45.71 | 35.78 | 39.05 | 45.86 | 35.78 | 38.35 | 43.31 | 35.78 | 38.35 | 43.31 | 35.78 | 38.35 | 45.71 | 35.78 | 40.53 | 50.02 | 37.41 | 39.73 | 49.02 | 37.41 | 38.35 | 43.31 | 36.74 | 48.94 | 51.63 | 49.93 | 48.94 | 51.63 | 49.93 | 48.94 | 51.63 | 49.93 | 48.94 | 51.63 | 49.93 | 51.56 | 51.63 | 47.91 | 54.52 | 51.63 | 47.91 | 48.94 | 51.52 | 47.91 | 48.94 | 51.52 | 47.91 | 51.56 | 51.63 | 47.91 | 59.2 | 56.91 | 49.78 | 58.02 | 57.27 | 50.44 | 48.94 | 51.63 | 51.3
4986 | 38.35 | 43.32 | 70.12 | 38.35 | 43.32 | 70.12 | 38.35 | 43.32 | 70.12 | 38.35 | 43.32 | 70.12 | 38.35 | 45.71 | 35.86 | 39.06 | 45.86 | 35.86 | 38.35 | 43.32 | 35.78 | 38.35 | 43.32 | 35.78 | 38.35 | 45.71 | 35.86 | 51.83 | 63.7 | 73.02 | 50.8 | 62.43 | 71.57 | 38.35 | 43.32 | 70.12 | 48.94 | 51.63 | 80.6 | 48.94 | 51.63 | 80.6 | 48.94 | 51.63 | 80.6 | 48.94 | 51.63 | 80.6 | 51.56 | 51.63 | 48.78 | 54.52 | 51.63 | 48.78 | 48.94 | 51.53 | 48.78 | 48.94 | 51.53 | 47.92 | 51.56 | 51.63 | 48.78 | 70.08 | 75.09 | 83.93 | 68.68 | 76.61 | 83.93 | 48.94 | 51.63 | 80.6
4987 | 38.24 | 43.21 | 70.53 | 38.24 | 43.21 | 70.53 | 38.24 | 43.21 | 70.53 | 38.24 | 43.21 | 70.53 | 38.24 | 45.6 | 37.1 | 38.95 | 45.75 | 37.1 | 38.24 | 43.21 | 35.67 | 38.24 | 43.21 | 35.67 | 38.24 | 45.6 | 37.1 | 51.83 | 65.08 | 74.46 | 50.8 | 63.79 | 73.71 | 38.24 | 43.21 | 70.53 | 48.83 | 51.52 | 90 | 48.83 | 51.52 | 90 | 48.83 | 51.52 | 90 | 48.83 | 51.52 | 90 | 51.45 | 51.52 | 48.78 | 54.41 | 51.52 | 48.78 | 48.83 | 51.42 | 48.78 | 48.83 | 51.42 | 47.81 | 51.45 | 51.52 | 48.78 | 70.08 | 84.86 | 100 | 68.68 | 86.58 | 102.03 | 48.83 | 51.52 | 90
4988 | 38.04 | 43 | 56.52 | 38.04 | 43 | 56.52 | 38.04 | 43 | 56.52 | 38.04 | 43 | 56.52 | 38.04 | 45.4 | 35.86 | 38.74 | 45.55 | 35.86 | 38.04 | 43 | 35.47 | 38.04 | 43 | 35.47 | 38.04 | 45.4 | 35.86 | 51.83 | 65.08 | 74.46 | 50.8 | 63.79 | 73.71 | 38.04 | 43 | 56.52 | 48.62 | 51.32 | 51.41 | 48.62 | 51.32 | 51.41 | 48.62 | 51.32 | 51.41 | 48.62 | 51.32 | 51.41 | 51.25 | 51.32 | 48.78 | 54.2 | 51.32 | 48.78 | 48.62 | 51.21 | 47.6 | 48.62 | 51.21 | 47.6 | 51.25 | 51.32 | 48.78 | 70.78 | 85.74 | 100 | 69.38 | 86.58 | 102.03 | 48.62 | 51.32 | 63.5
4989 | 38.04 | 43.01 | 35.86 | 38.04 | 43.01 | 35.86 | 38.04 | 43.01 | 35.86 | 38.04 | 43.01 | 35.86 | 38.04 | 45.4 | 35.86 | 38.75 | 45.56 | 35.86 | 38.04 | 43.01 | 35.48 | 38.04 | 43.01 | 35.48 | 38.04 | 45.4 | 35.86 | 51.31 | 65.08 | 74.46 | 50.29 | 63.79 | 72.97 | 38.04 | 43.01 | 35.86 | 48.63 | 51.22 | 51.3 | 48.63 | 51.22 | 51.3 | 48.63 | 51.22 | 51.3 | 48.63 | 51.22 | 51.3 | 51.25 | 51.33 | 48.78 | 54.21 | 51.33 | 48.78 | 48.63 | 51.22 | 47.61 | 48.63 | 51.22 | 47.61 | 51.25 | 51.33 | 48.78 | 70.08 | 85.74 | 100 | 68.68 | 86.58 | 102.03 | 48.63 | 51.22 | 51.3
4990 | 38.24 | 43.21 | 35.68 | 38.24 | 43.21 | 35.68 | 38.24 | 43.21 | 35.68 | 38.24 | 43.21 | 35.68 | 38.24 | 45.6 | 35.68 | 38.95 | 45.76 | 35.68 | 38.24 | 43.21 | 35.68 | 38.24 | 43.21 | 35.68 | 38.24 | 45.6 | 35.68 | 46.62 | 63.7 | 73.02 | 46.62 | 62.43 | 71.57 | 38.24 | 43.21 | 35.68 | 48.83 | 51.42 | 51.3 | 48.83 | 51.42 | 51.3 | 48.83 | 51.42 | 51.3 | 48.83 | 51.42 | 51.3 | 51.46 | 51.53 | 48.78 | 54.41 | 51.53 | 48.78 | 48.83 | 51.42 | 47.81 | 48.83 | 51.42 | 47.81 | 51.46 | 51.53 | 48.78 | 66.79 | 78.11 | 99 | 66.12 | 78.11 | 101.01 | 48.83 | 51.42 | 51.3
4991 | 37.92 | 42.89 | 35.35 | 37.92 | 42.89 | 35.35 | 37.92 | 42.89 | 35.35 | 37.92 | 42.89 | 35.35 | 37.92 | 45.28 | 35.35 | 38.63 | 45.44 | 35.36 | 37.92 | 42.89 | 35.35 | 37.92 | 42.89 | 35.35 | 37.92 | 45.28 | 35.35 | 43 | 62.43 | 73.02 | 42.14 | 62.43 | 71.57 | 37.92 | 42.89 | 35.35 | 48.51 | 51.1 | 51.3 | 48.51 | 51.1 | 51.3 | 48.51 | 51.1 | 51.3 | 48.51 | 51.1 | 51.3 | 48.51 | 51.21 | 48.67 | 54.09 | 51.21 | 48.67 | 48.51 | 51.1 | 48.67 | 48.51 | 51.1 | 47.49 | 48.51 | 51.21 | 48.67 | 59.2 | 76.61 | 88.36 | 58.02 | 76.61 | 90.16 | 48.51 | 51.1 | 51.3
4992 | 37.75 | 42.71 | 35.18 | 37.75 | 42.71 | 35.18 | 37.75 | 42.71 | 35.18 | 37.75 | 42.71 | 35.18 | 37.75 | 45.1 | 35.18 | 38.45 | 45.26 | 35.18 | 37.75 | 42.71 | 35.18 | 37.75 | 42.71 | 35.18 | 37.75 | 45.1 | 35.18 | 39.98 | 62.43 | 73.02 | 39.98 | 62.43 | 71.57 | 37.75 | 42.71 | 35.18 | 48.33 | 50.92 | 51.3 | 48.33 | 50.92 | 51.3 | 48.33 | 50.92 | 51.3 | 48.33 | 50.92 | 51.3 | 48.33 | 51.03 | 48.49 | 53.91 | 51.03 | 48.49 | 48.33 | 50.92 | 48.49 | 48.33 | 50.92 | 47.31 | 48.33 | 51.03 | 48.49 | 55.89 | 76.61 | 87.48 | 55.89 | 76.61 | 89.25 | 48.33 | 50.92 | 51.3
4993 | 37.24 | 42.21 | 34.68 | 37.24 | 42.21 | 34.68 | 37.24 | 42.21 | 34.68 | 37.24 | 42.21 | 34.68 | 37.24 | 44.6 | 34.68 | 37.95 | 44.76 | 34.68 | 37.24 | 42.21 | 34.68 | 37.24 | 42.21 | 34.68 | 37.24 | 44.6 | 34.68 | 39.13 | 60.86 | 73.02 | 39.13 | 60.86 | 71.57 | 37.24 | 42.21 | 34.68 | 47.83 | 50.42 | 51.3 | 47.83 | 50.42 | 51.3 | 47.83 | 50.42 | 51.3 | 47.83 | 50.42 | 51.3 | 47.83 | 50.53 | 47.99 | 53.41 | 50.53 | 47.99 | 47.83 | 50.42 | 47.99 | 47.83 | 50.42 | 46.81 | 47.83 | 50.53 | 47.99 | 55.89 | 75.09 | 87.48 | 55.89 | 76.61 | 89.26 | 47.83 | 50.42 | 51.3
4994 | 36.8 | 41.77 | 34.24 | 36.8 | 41.77 | 34.24 | 36.8 | 41.77 | 34.24 | 36.8 | 41.77 | 34.24 | 36.8 | 44.16 | 34.24 | 37.51 | 44.32 | 34.24 | 36.8 | 41.77 | 34.24 | 36.8 | 41.77 | 34.24 | 36.8 | 44.16 | 34.24 | 38.27 | 60.15 | 73.02 | 38.27 | 60.15 | 71.57 | 36.8 | 41.77 | 34.24 | 47.39 | 49.98 | 51.3 | 47.39 | 49.98 | 51.3 | 47.39 | 49.98 | 51.3 | 47.39 | 49.98 | 51.3 | 47.39 | 50.09 | 47.55 | 52.97 | 50.09 | 47.55 | 47.39 | 49.98 | 47.55 | 47.39 | 49.98 | 46.37 | 47.39 | 50.09 | 47.55 | 54.78 | 75.09 | 87.48 | 54.78 | 76.61 | 89.26 | 47.39 | 49.98 | 51.3
4995 | 36.42 | 41.39 | 33.85 | 36.42 | 41.39 | 33.85 | 36.42 | 41.39 | 33.85 | 36.42 | 41.39 | 33.85 | 36.42 | 43.78 | 33.85 | 37.13 | 43.93 | 33.85 | 36.42 | 41.39 | 33.85 | 36.42 | 41.39 | 33.85 | 36.42 | 43.78 | 33.85 | 37.89 | 60.15 | 73.02 | 37.89 | 60.15 | 71.57 | 36.42 | 41.39 | 33.85 | 47.01 | 49.6 | 51.3 | 47.01 | 49.6 | 51.3 | 47.01 | 49.6 | 51.3 | 47.01 | 49.6 | 51.3 | 47.01 | 49.7 | 46.08 | 52.59 | 49.7 | 46.08 | 47.01 | 49.6 | 46.08 | 47.01 | 49.6 | 45.98 | 47.01 | 49.7 | 46.08 | 54.21 | 75.09 | 87.48 | 54.21 | 76.61 | 89.25 | 47.01 | 49.6 | 51.3
4996 | 36.12 | 41.08 | 33.55 | 36.12 | 41.08 | 33.55 | 36.12 | 41.08 | 33.55 | 36.12 | 41.08 | 33.55 | 36.12 | 43.47 | 33.55 | 36.82 | 43.63 | 33.55 | 36.12 | 41.08 | 33.55 | 36.12 | 41.08 | 33.55 | 36.12 | 43.47 | 33.55 | 37.59 | 57.21 | 71.57 | 37.59 | 57.21 | 71.57 | 36.12 | 41.08 | 33.55 | 46.7 | 49.29 | 51.3 | 46.7 | 49.29 | 51.3 | 46.7 | 49.29 | 51.3 | 46.7 | 49.29 | 51.3 | 46.7 | 49.4 | 45.68 | 52.28 | 49.4 | 45.68 | 46.7 | 49.29 | 45.68 | 46.7 | 49.29 | 45.68 | 46.7 | 49.4 | 45.68 | 53.36 | 74.1 | 67.87 | 53.36 | 75.61 | 69.24 | 46.7 | 49.29 | 51.3
4997 | 35.99 | 40.95 | 33.42 | 35.99 | 40.95 | 33.42 | 35.99 | 40.95 | 33.42 | 35.99 | 40.95 | 33.42 | 35.99 | 43.34 | 33.42 | 36.69 | 43.5 | 33.42 | 35.99 | 40.95 | 33.42 | 35.99 | 40.95 | 33.42 | 35.99 | 43.34 | 33.42 | 37.72 | 56.23 | 54.77 | 37.72 | 56.23 | 53.68 | 35.99 | 40.95 | 33.42 | 46.58 | 49.16 | 51.3 | 46.58 | 49.16 | 51.3 | 46.58 | 49.16 | 51.3 | 46.58 | 49.16 | 51.3 | 46.58 | 49.27 | 45.55 | 52.16 | 49.27 | 45.55 | 46.58 | 49.16 | 45.55 | 46.58 | 49.16 | 45.55 | 46.58 | 49.27 | 45.55 | 53.23 | 68.26 | 61.3 | 53.23 | 69.65 | 62.55 | 46.58 | 49.16 | 51.3
4998 | 36.11 | 41.08 | 33.55 | 36.11 | 41.08 | 33.55 | 36.11 | 41.08 | 33.55 | 36.11 | 41.08 | 33.55 | 36.11 | 43.47 | 33.55 | 36.82 | 43.63 | 33.55 | 36.11 | 41.08 | 33.55 | 36.11 | 41.08 | 33.55 | 36.11 | 43.47 | 33.55 | 38.79 | 57.37 | 49.43 | 38.79 | 56.23 | 48.45 | 36.11 | 41.08 | 33.55 | 46.7 | 49.29 | 49.63 | 46.7 | 49.29 | 49.63 | 46.7 | 49.29 | 49.63 | 46.7 | 49.29 | 49.63 | 46.7 | 49.4 | 45.68 | 52.28 | 49.4 | 45.68 | 46.7 | 49.29 | 45.68 | 46.7 | 49.29 | 45.68 | 46.7 | 49.4 | 45.68 | 55.34 | 68.19 | 53.47 | 55.34 | 67.5 | 53.25 | 46.7 | 49.29 | 51.3
4999 | 36.99 | 41.95 | 35.12 | 36.99 | 41.95 | 35.12 | 36.99 | 41.95 | 35.12 | 36.99 | 41.95 | 35.12 | 36.99 | 44.34 | 34.42 | 37.69 | 44.5 | 34.42 | 36.99 | 41.95 | 34.42 | 36.99 | 41.95 | 34.42 | 36.99 | 44.34 | 34.42 | 40.18 | 49.52 | 36.95 | 39.38 | 48.53 | 36.95 | 36.99 | 41.95 | 35.12 | 47.57 | 50.16 | 48.54 | 47.57 | 50.16 | 48.54 | 47.57 | 50.16 | 48.54 | 47.57 | 50.16 | 48.54 | 47.57 | 50.27 | 46.55 | 53.15 | 50.27 | 46.55 | 47.57 | 50.16 | 46.55 | 47.57 | 50.16 | 46.55 | 47.57 | 50.27 | 46.55 | 55.89 | 56.69 | 50.54 | 55.34 | 56.69 | 50.54 | 47.57 | 50.16 | 51.3
5000 | 37.69 | 42.66 | 35.12 | 37.69 | 42.66 | 35.12 | 37.69 | 42.66 | 35.12 | 37.69 | 42.66 | 35.12 | 37.69 | 45.05 | 35.12 | 38.4 | 45.2 | 35.12 | 37.69 | 42.66 | 35.12 | 37.69 | 42.66 | 35.12 | 37.69 | 45.05 | 35.12 | 40.53 | 47.14 | 35.85 | 39.72 | 46.2 | 35.48 | 37.69 | 42.66 | 35.12 | 48.28 | 50.87 | 47.26 | 48.28 | 50.87 | 47.26 | 48.28 | 50.87 | 47.26 | 48.28 | 50.87 | 47.26 | 48.28 | 50.98 | 47.26 | 53.86 | 50.98 | 47.26 | 48.28 | 50.87 | 47.26 | 48.28 | 50.87 | 47.26 | 48.28 | 50.98 | 47.26 | 54.55 | 53.08 | 48.61 | 53.46 | 52.95 | 47.73 | 48.28 | 50.87 | 47.26
5001 | 37.95 | 42.92 | 35.38 | 37.95 | 42.92 | 35.38 | 37.95 | 42.92 | 35.38 | 37.95 | 42.92 | 35.38 | 37.95 | 44.68 | 35.38 | 38.66 | 44.68 | 35.38 | 37.95 | 42.92 | 35.38 | 37.95 | 42.92 | 35.38 | 37.95 | 44.68 | 35.38 | 39.11 | 44.23 | 35.38 | 38.33 | 43.35 | 35.38 | 37.95 | 42.92 | 35.38 | 48.54 | 51.13 | 47.52 | 48.54 | 51.13 | 47.52 | 48.54 | 51.13 | 47.52 | 48.54 | 51.13 | 47.52 | 51.16 | 51.13 | 47.52 | 51.86 | 51.13 | 47.52 | 48.54 | 51.13 | 47.52 | 48.54 | 51.13 | 47.52 | 51.16 | 51.13 | 47.52 | 51.34 | 50.62 | 48 | 50.32 | 50.62 | 48 | 48.54 | 51.13 | 47.52
5002 | 38.03 | 43 | 35.46 | 38.03 | 43 | 35.46 | 38.03 | 43 | 35.46 | 38.03 | 43 | 35.46 | 38.03 | 43 | 35.46 | 38.74 | 43 | 35.46 | 38.03 | 43 | 35.46 | 38.03 | 43 | 35.46 | 38.03 | 43 | 35.46 | 38.35 | 42.57 | 35.11 | 38.35 | 42.57 | 35.11 | 38.03 | 43 | 35.46 | 48.62 | 50.17 | 47.6 | 48.62 | 50.17 | 47.6 | 48.62 | 50.17 | 47.6 | 48.62 | 50.17 | 47.6 | 48.62 | 50.17 | 47.6 | 51.14 | 50.17 | 47.6 | 48.62 | 50.17 | 47.6 | 48.62 | 50.17 | 47.6 | 48.62 | 50.17 | 47.6 | 50.63 | 49.13 | 47.12 | 49.62 | 49.13 | 47.12 | 48.62 | 50.17 | 47.6
5003 | 38.06 | 42.9 | 35.49 | 38.06 | 42.9 | 35.49 | 38.06 | 42.9 | 35.49 | 38.06 | 42.9 | 35.49 | 38.06 | 42.9 | 35.49 | 38.74 | 42.9 | 35.49 | 38.06 | 42.9 | 35.49 | 38.06 | 42.99 | 35.49 | 38.06 | 42.9 | 35.49 | 38.35 | 42.47 | 34.42 | 38.35 | 42.47 | 34.42 | 38.06 | 42.9 | 35.49 | 48.65 | 49.13 | 47.44 | 48.65 | 49.13 | 47.44 | 48.65 | 49.13 | 47.44 | 48.65 | 49.13 | 47.44 | 48.65 | 49.13 | 47.44 | 50.64 | 49.13 | 47.44 | 48.65 | 49.13 | 47.44 | 48.65 | 49.13 | 47.44 | 48.65 | 49.13 | 47.44 | 50.14 | 48.64 | 46.97 | 49.14 | 48.64 | 46.97 | 48.65 | 49.13 | 47.44
5004 | 37.88 | 37.8 | 35.31 | 37.88 | 37.8 | 35.31 | 37.88 | 37.8 | 35.31 | 37.88 | 37.8 | 35.31 | 37.88 | 37.8 | 35.31 | 37.88 | 37.8 | 35.31 | 37.88 | 37.8 | 35.31 | 37.88 | 37.81 | 35.31 | 37.88 | 37.8 | 35.31 | 37.5 | 37.42 | 34.42 | 37.5 | 36.68 | 34.42 | 37.88 | 37.8 | 35.31 | 48.47 | 48.14 | 47.44 | 48.47 | 48.14 | 47.44 | 48.47 | 48.14 | 47.44 | 48.47 | 48.14 | 47.44 | 48.47 | 48.14 | 47.44 | 48.62 | 48.14 | 47.44 | 48.47 | 48.14 | 47.44 | 48.47 | 48.14 | 47.44 | 48.47 | 48.14 | 47.44 | 48.14 | 47.66 | 46.48 | 48.14 | 47.66 | 46.48 | 48.47 | 48.14 | 47.44
5005 | 37.66 | 37.42 | 35.1 | 37.66 | 37.42 | 35.1 | 37.66 | 37.42 | 35.1 | 37.66 | 37.42 | 35.1 | 37.66 | 37.42 | 35.1 | 37.66 | 37.42 | 35.1 | 37.66 | 37.42 | 35.1 | 37.66 | 42.63 | 35.1 | 37.66 | 37.42 | 35.1 | 37.29 | 37.05 | 34.42 | 37.29 | 36.31 | 34.42 | 37.66 | 37.42 | 35.1 | 47.52 | 48.14 | 47.23 | 47.52 | 48.14 | 47.23 | 47.52 | 48.14 | 47.23 | 47.52 | 48.14 | 47.23 | 47.52 | 48.14 | 47.23 | 47.52 | 48.14 | 47.23 | 47.52 | 48.14 | 47.23 | 47.52 | 48.14 | 47.23 | 47.52 | 48.14 | 47.23 | 47.03 | 47.66 | 46.48 | 47.05 | 47.66 | 46.48 | 47.52 | 48.14 | 47.23
5006 | 37.41 | 37.42 | 34.84 | 37.41 | 37.42 | 34.84 | 37.41 | 37.42 | 34.84 | 37.41 | 37.42 | 34.84 | 37.41 | 37.42 | 34.84 | 37.41 | 37.42 | 34.84 | 37.41 | 37.42 | 34.84 | 37.41 | 42.37 | 34.84 | 37.41 | 37.42 | 34.84 | 37.03 | 37.05 | 34.42 | 37.25 | 36.31 | 34.42 | 37.41 | 37.42 | 34.84 | 47.52 | 48.43 | 46.97 | 47.52 | 48.43 | 46.97 | 47.52 | 48.43 | 46.97 | 47.52 | 48.43 | 46.97 | 47.52 | 48.43 | 46.97 | 47.52 | 48.43 | 46.97 | 47.52 | 48.43 | 46.97 | 47.52 | 48.43 | 46.97 | 47.52 | 48.43 | 46.97 | 47.03 | 47.66 | 46.48 | 47.05 | 47.95 | 46.48 | 47.52 | 48.43 | 46.97
5007 | 37.3 | 41.2 | 34.73 | 37.3 | 41.2 | 34.73 | 37.3 | 41.2 | 34.73 | 37.3 | 41.2 | 34.73 | 37.3 | 41.2 | 34.73 | 37.3 | 41.2 | 34.73 | 37.3 | 41.2 | 34.73 | 37.3 | 42.25 | 34.73 | 37.3 | 41.2 | 34.73 | 37.3 | 40.37 | 34.38 | 37.67 | 40.37 | 34.38 | 37.3 | 41.2 | 34.73 | 47.89 | 48.64 | 46.86 | 47.89 | 48.64 | 46.86 | 47.89 | 48.64 | 46.86 | 47.89 | 48.64 | 46.86 | 47.89 | 48.64 | 46.86 | 48.38 | 48.64 | 46.86 | 47.89 | 48.64 | 46.86 | 47.89 | 48.64 | 46.86 | 47.89 | 48.64 | 46.86 | 48.38 | 47.66 | 47.16 | 48.37 | 48.15 | 47.16 | 47.89 | 48.64 | 47.35
5008 | 37.37 | 42.34 | 34.8 | 37.37 | 42.34 | 34.8 | 37.37 | 42.34 | 34.8 | 37.37 | 42.34 | 34.8 | 37.37 | 44.73 | 34.8 | 37.88 | 44.88 | 34.8 | 37.37 | 42.34 | 34.8 | 37.37 | 42.34 | 34.8 | 37.37 | 44.73 | 34.8 | 37.88 | 45.34 | 35.14 | 37.75 | 42.77 | 35.14 | 37.37 | 42.34 | 34.8 | 47.96 | 50.55 | 46.94 | 47.96 | 50.55 | 46.94 | 47.96 | 50.55 | 46.94 | 47.96 | 50.55 | 46.94 | 50.58 | 50.65 | 46.94 | 50.81 | 50.65 | 46.94 | 47.96 | 50.55 | 46.94 | 47.96 | 50.55 | 46.94 | 50.58 | 50.65 | 46.94 | 50.81 | 51.7 | 47.41 | 49.8 | 51.06 | 47.41 | 47.96 | 50.55 | 51.3
5009 | 37.75 | 42.71 | 35.18 | 37.75 | 42.71 | 35.18 | 37.75 | 42.71 | 35.18 | 37.75 | 42.71 | 35.18 | 37.75 | 45.1 | 35.18 | 38.45 | 45.26 | 35.18 | 37.75 | 42.71 | 35.18 | 37.75 | 42.71 | 35.18 | 37.75 | 45.1 | 35.18 | 40.39 | 54.29 | 35.53 | 39.58 | 47.57 | 35.53 | 37.75 | 42.71 | 35.18 | 48.33 | 50.92 | 47.31 | 48.33 | 50.92 | 47.31 | 48.33 | 50.92 | 47.31 | 48.33 | 50.92 | 47.31 | 50.96 | 51.03 | 47.31 | 53.91 | 51.03 | 47.31 | 48.33 | 50.92 | 47.31 | 48.33 | 50.92 | 47.31 | 50.96 | 51.03 | 47.31 | 55.89 | 55.56 | 47.79 | 54.78 | 54.44 | 47.79 | 48.33 | 50.92 | 51.3
5010 | 37.91 | 42.88 | 35.35 | 37.91 | 42.88 | 35.35 | 37.91 | 42.88 | 35.35 | 37.91 | 42.88 | 35.35 | 37.91 | 45.27 | 35.35 | 38.62 | 45.43 | 35.35 | 37.91 | 42.88 | 35.35 | 37.91 | 42.88 | 35.35 | 37.91 | 45.27 | 35.35 | 50.29 | 61.79 | 39.02 | 50.29 | 60.55 | 38.24 | 37.91 | 42.88 | 35.35 | 48.5 | 51.09 | 47.48 | 48.5 | 51.09 | 47.48 | 48.5 | 51.09 | 47.48 | 48.5 | 51.09 | 47.48 | 51.13 | 51.2 | 47.48 | 54.08 | 51.2 | 47.48 | 48.5 | 51.09 | 47.48 | 48.5 | 51.09 | 47.48 | 51.13 | 51.2 | 47.48 | 67.07 | 80.65 | 50.79 | 67.07 | 79.04 | 49.78 | 48.5 | 51.09 | 51.3
5011 | 37.9 | 42.87 | 35.33 | 37.9 | 42.87 | 35.33 | 37.9 | 42.87 | 35.33 | 37.9 | 42.87 | 35.33 | 37.9 | 45.26 | 35.33 | 38.61 | 45.41 | 35.33 | 37.9 | 42.87 | 35.33 | 37.9 | 42.87 | 35.33 | 37.9 | 45.26 | 35.33 | 50.8 | 69.25 | 73.02 | 50.8 | 67.86 | 71.56 | 37.9 | 42.87 | 35.33 | 48.49 | 51.08 | 47.47 | 48.49 | 51.08 | 47.47 | 48.49 | 51.08 | 47.47 | 48.49 | 51.08 | 47.47 | 51.11 | 51.18 | 47.47 | 54.07 | 51.18 | 47.47 | 48.49 | 51.08 | 47.47 | 48.49 | 51.08 | 47.47 | 51.11 | 51.18 | 47.47 | 68.68 | 83.17 | 50.79 | 68 | 81.51 | 49.78 | 48.49 | 51.08 | 51.3
5012 | 37.76 | 42.73 | 35.19 | 37.76 | 42.73 | 35.19 | 37.76 | 42.73 | 35.19 | 37.76 | 42.73 | 35.19 | 37.76 | 45.12 | 35.19 | 38.47 | 45.27 | 35.19 | 37.76 | 42.73 | 35.19 | 37.76 | 42.73 | 35.19 | 37.76 | 45.12 | 35.19 | 50.8 | 69.25 | 73.02 | 50.8 | 67.86 | 71.56 | 37.76 | 42.73 | 35.19 | 48.35 | 50.94 | 47.32 | 48.35 | 50.94 | 47.32 | 48.35 | 50.94 | 47.32 | 48.35 | 50.94 | 47.32 | 50.97 | 51.04 | 47.32 | 53.93 | 51.04 | 47.32 | 48.35 | 50.94 | 47.32 | 48.35 | 50.94 | 47.32 | 50.97 | 51.04 | 47.32 | 68.44 | 83.17 | 96.01 | 68.44 | 81.51 | 49.78 | 48.35 | 50.94 | 51.3
5013 | 37.76 | 42.73 | 35.19 | 37.76 | 42.73 | 35.19 | 37.76 | 42.73 | 35.19 | 37.76 | 42.73 | 35.19 | 37.76 | 45.12 | 35.19 | 38.47 | 45.27 | 35.19 | 37.76 | 42.73 | 35.19 | 37.76 | 42.73 | 35.19 | 37.76 | 45.12 | 35.19 | 50.8 | 69.25 | 73.02 | 50.8 | 67.86 | 71.56 | 37.76 | 42.73 | 35.19 | 48.35 | 50.94 | 47.32 | 48.35 | 50.94 | 47.32 | 48.35 | 50.94 | 47.32 | 48.35 | 50.94 | 47.32 | 50.97 | 51.04 | 47.32 | 53.93 | 51.04 | 47.32 | 48.35 | 50.94 | 47.32 | 48.35 | 50.94 | 47.32 | 50.97 | 51.04 | 47.32 | 68.25 | 83.17 | 96.01 | 68.25 | 81.51 | 49.78 | 48.35 | 50.94 | 51.3
5014 | 38.02 | 42.98 | 35.45 | 38.02 | 42.98 | 35.45 | 38.02 | 42.98 | 35.45 | 38.02 | 42.98 | 35.45 | 38.02 | 45.38 | 35.45 | 38.72 | 45.53 | 35.45 | 38.02 | 42.98 | 35.45 | 38.02 | 42.98 | 35.45 | 38.02 | 45.38 | 35.45 | 50.8 | 69.25 | 73.02 | 50.8 | 67.86 | 38.24 | 38.02 | 42.98 | 35.45 | 48.6 | 51.19 | 47.58 | 48.6 | 51.19 | 47.58 | 48.6 | 51.19 | 47.58 | 48.6 | 51.19 | 47.58 | 48.6 | 51.3 | 47.58 | 54.18 | 51.3 | 47.58 | 48.6 | 51.19 | 47.58 | 48.6 | 51.19 | 47.58 | 48.6 | 51.3 | 47.58 | 68 | 83.17 | 96.01 | 68 | 81.51 | 49.78 | 48.6 | 51.19 | 51.3
5015 | 37.44 | 42.41 | 34.87 | 37.44 | 42.41 | 34.87 | 37.44 | 42.41 | 34.87 | 37.44 | 42.41 | 34.87 | 37.44 | 44.8 | 34.87 | 38.15 | 44.95 | 34.87 | 37.44 | 42.41 | 34.87 | 37.44 | 42.41 | 34.87 | 37.44 | 44.8 | 34.87 | 44.71 | 62.43 | 76.04 | 44.71 | 61.18 | 38.24 | 37.44 | 42.41 | 34.87 | 48.03 | 50.62 | 47.01 | 48.03 | 50.62 | 47.01 | 48.03 | 50.62 | 47.01 | 48.03 | 50.62 | 47.01 | 48.03 | 50.72 | 47.01 | 53.61 | 50.72 | 47.01 | 48.03 | 50.62 | 47.01 | 48.03 | 50.62 | 47.01 | 48.03 | 50.72 | 47.01 | 59.81 | 83.17 | 81.61 | 59.81 | 81.51 | 49.78 | 48.03 | 50.62 | 51.3
5016 | 36.94 | 41.9 | 34.37 | 36.94 | 41.9 | 34.37 | 36.94 | 41.9 | 34.37 | 36.94 | 41.9 | 34.37 | 36.94 | 44.3 | 34.37 | 37.65 | 44.45 | 34.37 | 36.94 | 41.9 | 34.37 | 36.94 | 41.9 | 34.37 | 36.94 | 44.3 | 34.37 | 42.13 | 62.43 | 76.83 | 42.13 | 61.18 | 75.3 | 36.94 | 41.9 | 34.37 | 47.53 | 50.12 | 46.5 | 47.53 | 50.12 | 46.5 | 47.53 | 50.12 | 46.5 | 47.53 | 50.12 | 46.5 | 47.53 | 50.22 | 46.5 | 53.11 | 50.22 | 46.5 | 47.53 | 50.12 | 46.5 | 47.53 | 50.12 | 46.5 | 47.53 | 50.22 | 46.5 | 58.02 | 82.3 | 104.49 | 58.02 | 80.65 | 84.85 | 47.53 | 50.12 | 46.5
5017 | 36.05 | 41.02 | 33.48 | 36.05 | 41.02 | 33.48 | 36.05 | 41.02 | 33.48 | 36.05 | 41.02 | 33.48 | 36.05 | 43.41 | 33.48 | 36.76 | 43.57 | 33.48 | 36.05 | 41.02 | 33.48 | 36.05 | 41.02 | 33.48 | 36.05 | 43.41 | 33.48 | 40.53 | 62.43 | 76.83 | 40.53 | 61.18 | 75.3 | 36.05 | 41.02 | 33.48 | 46.64 | 49.23 | 45.72 | 46.64 | 49.23 | 45.72 | 46.64 | 49.23 | 45.72 | 46.64 | 49.23 | 46.17 | 46.64 | 49.34 | 45.72 | 52.22 | 49.34 | 45.72 | 46.64 | 49.23 | 45.62 | 46.64 | 49.23 | 45.62 | 46.64 | 49.34 | 45.72 | 57.44 | 84.04 | 104.49 | 57.44 | 82.36 | 102.4 | 46.64 | 49.23 | 46.17
5018 | 35.57 | 40.54 | 33 | 35.57 | 40.54 | 33 | 35.57 | 40.54 | 33 | 35.57 | 40.54 | 33 | 35.57 | 42.93 | 33 | 36.28 | 43.08 | 33 | 35.57 | 40.54 | 33 | 35.57 | 40.54 | 33 | 35.57 | 42.93 | 33 | 39.98 | 61.8 | 76.83 | 39.98 | 60.57 | 75.3 | 35.57 | 40.54 | 33 | 46.16 | 48.75 | 45.14 | 46.16 | 48.75 | 45.14 | 46.16 | 48.75 | 45.14 | 46.16 | 48.75 | 46.17 | 46.16 | 48.86 | 45.14 | 51.74 | 48.86 | 45.14 | 46.16 | 48.75 | 45.14 | 46.16 | 48.75 | 45.14 | 46.16 | 48.86 | 45.14 | 55.89 | 84.04 | 104.49 | 55.89 | 83.17 | 102.4 | 46.16 | 48.75 | 46.17
5019 | 34.84 | 39.81 | 32.28 | 34.84 | 39.81 | 32.28 | 34.84 | 39.81 | 32.28 | 34.84 | 39.81 | 32.28 | 34.84 | 42.2 | 32.28 | 35.55 | 42.36 | 32.28 | 34.84 | 39.81 | 32.28 | 34.84 | 39.81 | 32.28 | 34.84 | 42.2 | 32.28 | 39.48 | 60.63 | 76.04 | 39.48 | 59.42 | 74.52 | 34.84 | 39.81 | 32.28 | 45.43 | 48.02 | 44.41 | 45.43 | 48.02 | 44.41 | 45.43 | 48.02 | 44.41 | 45.43 | 48.02 | 46.17 | 45.43 | 48.13 | 44.41 | 51.01 | 48.13 | 44.41 | 45.43 | 48.02 | 44.41 | 45.43 | 48.02 | 44.41 | 45.43 | 48.13 | 44.41 | 55.89 | 84.04 | 104.49 | 55.89 | 83.17 | 102.4 | 45.43 | 48.02 | 44.41
5020 | 34.4 | 39.37 | 31.83 | 34.4 | 39.37 | 31.83 | 34.4 | 39.37 | 31.83 | 34.4 | 39.37 | 31.83 | 34.4 | 41.76 | 31.83 | 35.11 | 41.92 | 31.84 | 34.4 | 39.37 | 31.83 | 34.4 | 39.37 | 31.83 | 34.4 | 41.76 | 31.83 | 39.19 | 57.79 | 74.53 | 39.19 | 56.64 | 73.04 | 34.4 | 39.37 | 31.83 | 44.99 | 47.58 | 43.97 | 44.99 | 47.58 | 43.97 | 44.99 | 47.58 | 43.97 | 44.99 | 47.58 | 46.17 | 44.99 | 47.69 | 43.97 | 50.57 | 47.69 | 43.97 | 44.99 | 47.58 | 43.97 | 44.99 | 47.58 | 43.97 | 44.99 | 47.69 | 43.97 | 55.02 | 84.04 | 104.49 | 55.02 | 83.17 | 102.4 | 44.99 | 47.58 | 43.97
5021 | 34.03 | 39 | 31.46 | 34.03 | 39 | 31.46 | 34.03 | 39 | 31.46 | 34.03 | 39 | 31.46 | 34.03 | 41.39 | 31.46 | 34.74 | 41.54 | 31.46 | 34.03 | 39 | 31.46 | 34.03 | 39 | 31.46 | 34.03 | 41.39 | 31.46 | 38.27 | 53.97 | 67.34 | 38.27 | 52.89 | 65.99 | 34.03 | 39 | 31.46 | 44.62 | 47.21 | 43.6 | 44.62 | 47.21 | 43.6 | 44.62 | 47.21 | 43.6 | 44.62 | 47.21 | 46.17 | 44.62 | 47.31 | 43.6 | 50.2 | 47.31 | 43.6 | 44.62 | 47.21 | 43.6 | 44.62 | 47.21 | 43.6 | 44.62 | 47.31 | 43.6 | 54.01 | 74.35 | 93.09 | 54.01 | 72.86 | 82.45 | 44.62 | 47.21 | 45.25
5022 | 34.19 | 39.15 | 31.62 | 34.19 | 39.15 | 31.62 | 34.19 | 39.15 | 31.62 | 34.19 | 39.15 | 31.62 | 34.19 | 41.54 | 31.62 | 34.89 | 41.7 | 31.62 | 34.19 | 39.15 | 31.62 | 34.19 | 39.15 | 31.62 | 34.19 | 41.54 | 31.62 | 39.19 | 49.02 | 39.84 | 39.19 | 48.04 | 38.65 | 34.19 | 39.15 | 31.62 | 44.78 | 47.36 | 43.75 | 44.78 | 47.36 | 43.75 | 44.78 | 47.36 | 43.75 | 44.78 | 47.36 | 43.75 | 44.78 | 47.47 | 43.75 | 50.36 | 47.47 | 43.75 | 44.78 | 47.36 | 43.75 | 44.78 | 47.36 | 43.75 | 44.78 | 47.47 | 43.75 | 54.01 | 68.26 | 52.93 | 54.01 | 66.9 | 50.83 | 44.78 | 47.36 | 45.69
5023 | 34.68 | 39.65 | 32.11 | 34.68 | 39.65 | 32.11 | 34.68 | 39.65 | 32.11 | 34.68 | 39.65 | 32.11 | 34.68 | 42.04 | 32.11 | 35.39 | 42.19 | 32.11 | 34.68 | 39.65 | 32.11 | 34.68 | 39.65 | 32.11 | 34.68 | 42.04 | 32.11 | 39.19 | 45.78 | 36.21 | 38.4 | 44.41 | 35.49 | 34.68 | 39.65 | 32.11 | 45.27 | 47.86 | 44.24 | 45.27 | 47.86 | 44.24 | 45.27 | 47.86 | 44.24 | 45.27 | 47.86 | 44.24 | 45.27 | 47.96 | 44.24 | 50.85 | 47.96 | 44.24 | 45.27 | 47.86 | 44.24 | 45.27 | 47.86 | 44.24 | 45.27 | 47.96 | 44.24 | 53.5 | 55.57 | 49.29 | 52.43 | 54.46 | 47.82 | 45.27 | 47.86 | 46.17
5024 | 35.49 | 40.46 | 32.93 | 35.49 | 40.46 | 32.93 | 35.49 | 40.46 | 32.93 | 35.49 | 40.46 | 32.93 | 35.49 | 40.46 | 32.93 | 36.2 | 42.21 | 32.93 | 35.49 | 40.46 | 32.93 | 35.49 | 40.46 | 32.93 | 35.49 | 40.46 | 32.93 | 38.87 | 42.81 | 35.49 | 38.09 | 40.87 | 33.26 | 35.49 | 40.46 | 32.93 | 46.08 | 48.67 | 45.06 | 46.08 | 48.67 | 45.06 | 46.08 | 48.67 | 45.06 | 46.08 | 48.67 | 45.06 | 46.08 | 48.67 | 45.06 | 51.66 | 48.78 | 45.06 | 46.08 | 48.67 | 45.06 | 46.08 | 48.67 | 45.06 | 46.08 | 48.67 | 45.06 | 52.86 | 50.01 | 47.16 | 51.81 | 49.16 | 45.75 | 46.08 | 48.67 | 45.06
5025 | 36.44 | 40.54 | 33.87 | 36.44 | 40.54 | 33.87 | 36.44 | 40.54 | 33.87 | 36.44 | 40.54 | 33.87 | 36.44 | 40.54 | 33.87 | 37.15 | 40.54 | 33.87 | 36.44 | 40.54 | 33.87 | 36.44 | 40.54 | 33.87 | 36.44 | 40.54 | 33.87 | 38.86 | 41.38 | 35.14 | 38.08 | 40.55 | 34.22 | 36.44 | 40.54 | 33.87 | 47.03 | 49 | 46.01 | 47.03 | 49 | 46.01 | 47.03 | 49 | 46.01 | 47.03 | 49 | 46.01 | 47.03 | 49 | 46.01 | 52.33 | 49 | 46.01 | 47.03 | 49 | 46.01 | 47.03 | 49 | 46.01 | 47.03 | 49 | 46.01 | 52.86 | 50.01 | 47.16 | 51.81 | 49.49 | 45.55 | 47.03 | 49 | 46.01
5026 | 36.97 | 40.37 | 34.4 | 36.97 | 40.37 | 34.4 | 36.97 | 40.37 | 34.4 | 36.97 | 40.37 | 34.4 | 36.97 | 40.37 | 34.4 | 37.68 | 40.37 | 34.4 | 36.97 | 40.37 | 34.4 | 36.97 | 40.37 | 34.4 | 36.97 | 40.37 | 34.4 | 38.5 | 41.2 | 34.78 | 37.73 | 40.37 | 34.09 | 36.97 | 40.37 | 34.4 | 47.56 | 49 | 46.17 | 47.56 | 49 | 46.17 | 47.56 | 49 | 46.17 | 47.56 | 49 | 46.17 | 47.56 | 49 | 46.54 | 51.81 | 49 | 46.54 | 47.56 | 49 | 46.54 | 47.56 | 49 | 46.54 | 47.56 | 49 | 46.54 | 52.33 | 49.49 | 47.16 | 51.29 | 48.51 | 46.22 | 47.56 | 49 | 46.17
5027 | 37.37 | 39.57 | 34.43 | 37.37 | 39.57 | 34.43 | 37.37 | 39.57 | 34.43 | 37.37 | 39.57 | 34.43 | 37.37 | 39.57 | 34.43 | 38.08 | 39.57 | 34.43 | 37.37 | 39.57 | 34.43 | 37.37 | 39.57 | 34.43 | 37.37 | 39.57 | 34.43 | 38.86 | 40.39 | 34.78 | 38.08 | 39.97 | 34.78 | 37.37 | 39.57 | 34.43 | 47.96 | 49 | 46.17 | 47.96 | 49 | 46.17 | 47.96 | 49 | 46.17 | 47.96 | 49 | 46.17 | 47.96 | 49 | 46.68 | 49.81 | 49 | 46.68 | 47.96 | 49 | 46.68 | 47.96 | 49 | 46.68 | 47.96 | 49 | 46.68 | 50.32 | 49.49 | 47.15 | 49.31 | 49.49 | 46.22 | 47.96 | 49 | 46.17
5028 | 37.3 | 39.18 | 34.31 | 37.3 | 39.18 | 34.31 | 37.3 | 39.18 | 34.31 | 37.3 | 39.18 | 34.31 | 37.3 | 39.18 | 34.31 | 37.88 | 39.18 | 34.31 | 37.3 | 39.18 | 34.31 | 37.3 | 39.18 | 34.31 | 37.3 | 39.18 | 34.31 | 38.22 | 39.98 | 34.66 | 37.68 | 39.57 | 34.66 | 37.3 | 39.18 | 34.31 | 47.89 | 49 | 46.17 | 47.89 | 49 | 46.17 | 47.89 | 49 | 46.17 | 47.89 | 49 | 46.17 | 47.89 | 49 | 46.66 | 49.81 | 49 | 46.66 | 47.89 | 49 | 46.66 | 47.89 | 49 | 46.66 | 47.89 | 49 | 46.66 | 50.32 | 49.49 | 47.13 | 49.31 | 49.49 | 46.63 | 47.89 | 49 | 46.17
5029 | 37.03 | 39.18 | 34.31 | 37.03 | 39.18 | 34.31 | 37.03 | 39.18 | 34.31 | 37.03 | 39.18 | 34.31 | 37.03 | 39.18 | 34.31 | 37.74 | 39.18 | 34.31 | 37.03 | 39.18 | 34.31 | 37.03 | 39.18 | 34.46 | 37.03 | 39.18 | 34.31 | 37.74 | 39.98 | 34.66 | 37.41 | 39.57 | 34.66 | 37.03 | 39.18 | 34.31 | 47.62 | 49 | 46.17 | 47.62 | 49 | 46.17 | 47.62 | 49 | 46.17 | 47.62 | 49 | 46.17 | 47.62 | 49 | 46.6 | 48.8 | 49 | 46.6 | 47.62 | 49 | 46.6 | 47.62 | 49 | 46.6 | 47.62 | 49 | 46.6 | 49.29 | 49.49 | 46.86 | 49.29 | 49.49 | 46.63 | 47.62 | 49 | 46.17
5030 | 36.82 | 40.37 | 34.25 | 36.82 | 40.37 | 34.25 | 36.82 | 40.37 | 34.25 | 36.82 | 40.37 | 34.25 | 36.82 | 40.37 | 34.25 | 37.53 | 40.37 | 34.25 | 36.82 | 40.37 | 34.25 | 36.82 | 40.37 | 34.25 | 36.82 | 40.37 | 34.25 | 37.58 | 40.77 | 34.6 | 37.19 | 40.77 | 34.6 | 36.82 | 40.37 | 34.25 | 47.41 | 49 | 46.17 | 47.41 | 49 | 46.17 | 47.41 | 49 | 46.17 | 47.41 | 49 | 46.17 | 47.41 | 49 | 46.39 | 47.66 | 49 | 46.39 | 47.41 | 49 | 46.39 | 47.41 | 49 | 46.39 | 47.41 | 49 | 46.39 | 48.14 | 49.49 | 46.86 | 48.14 | 49.49 | 46.86 | 47.41 | 49 | 46.17
5031 | 36.79 | 40.37 | 34.22 | 36.79 | 40.37 | 34.22 | 36.79 | 40.37 | 34.22 | 36.79 | 40.37 | 34.22 | 36.79 | 40.37 | 34.22 | 37.17 | 40.37 | 34.22 | 36.79 | 40.37 | 34.22 | 36.79 | 40.37 | 34.22 | 36.79 | 40.37 | 34.22 | 37.54 | 40.81 | 34.56 | 37.16 | 40.77 | 34.56 | 36.79 | 40.37 | 34.22 | 47.38 | 49 | 46.35 | 47.38 | 49 | 46.35 | 47.38 | 49 | 46.35 | 47.38 | 49 | 46.35 | 47.38 | 49 | 46.35 | 48.14 | 49 | 46.35 | 47.38 | 49 | 46.35 | 47.38 | 49 | 46.35 | 47.38 | 49 | 46.35 | 48.84 | 49.49 | 46.82 | 48.84 | 49.99 | 46.82 | 47.38 | 49 | 46.35
5032 | 36.87 | 40.97 | 34.3 | 36.87 | 40.97 | 34.3 | 36.87 | 40.97 | 34.3 | 36.87 | 40.97 | 34.3 | 36.87 | 40.97 | 34.3 | 37.57 | 40.97 | 34.3 | 36.87 | 40.97 | 34.3 | 36.87 | 40.97 | 34.3 | 36.87 | 40.97 | 34.3 | 37.59 | 41.38 | 34.64 | 37.24 | 41.38 | 34.64 | 36.87 | 40.97 | 34.3 | 47.46 | 50.04 | 46.43 | 47.46 | 50.04 | 46.43 | 47.46 | 50.04 | 46.43 | 47.46 | 50.04 | 46.43 | 49.81 | 50.04 | 46.43 | 49.81 | 50.04 | 46.43 | 47.46 | 50.04 | 46.43 | 47.46 | 50.04 | 46.43 | 49.81 | 50.04 | 46.43 | 50.32 | 50.32 | 47.16 | 50.32 | 50.55 | 47.16 | 47.46 | 50.04 | 46.43
5033 | 37.23 | 42.19 | 34.66 | 37.23 | 42.19 | 34.66 | 37.23 | 42.19 | 34.66 | 37.23 | 42.19 | 34.66 | 37.23 | 42.19 | 34.66 | 37.93 | 42.19 | 34.66 | 37.23 | 42.19 | 34.66 | 37.23 | 42.19 | 34.66 | 37.23 | 42.19 | 34.66 | 38.39 | 42.81 | 35.49 | 37.99 | 42.62 | 35.49 | 37.23 | 42.19 | 34.66 | 47.82 | 50.4 | 46.79 | 47.82 | 50.4 | 46.79 | 47.82 | 50.4 | 46.79 | 47.82 | 50.4 | 46.79 | 50.44 | 50.4 | 46.79 | 53.4 | 50.4 | 46.79 | 47.82 | 50.4 | 46.79 | 47.82 | 50.4 | 46.79 | 50.44 | 50.4 | 46.79 | 53.94 | 50.91 | 47.27 | 52.86 | 51.44 | 47.64 | 47.82 | 50.4 | 46.79
5034 | 37.62 | 42.59 | 35.05 | 37.62 | 42.59 | 35.05 | 37.62 | 42.59 | 35.05 | 37.62 | 42.59 | 35.05 | 37.62 | 43.51 | 35.05 | 38.33 | 45.13 | 35.05 | 37.62 | 42.59 | 35.05 | 37.62 | 42.59 | 35.05 | 37.62 | 43.51 | 35.05 | 40.32 | 47.19 | 35.85 | 39.51 | 48.08 | 36.21 | 37.62 | 42.59 | 35.05 | 48.21 | 50.8 | 47.19 | 48.21 | 50.8 | 47.19 | 48.21 | 50.8 | 47.19 | 48.21 | 50.8 | 47.19 | 50.83 | 50.8 | 47.19 | 53.79 | 50.91 | 47.19 | 48.21 | 50.8 | 47.19 | 48.21 | 50.8 | 47.19 | 50.83 | 50.8 | 47.19 | 55.46 | 52.95 | 47.66 | 55.46 | 55.57 | 48.64 | 48.21 | 50.8 | 47.19
5035 | 37.78 | 42.74 | 35.21 | 37.78 | 42.74 | 35.21 | 37.78 | 42.74 | 35.21 | 37.78 | 42.74 | 35.21 | 37.78 | 45.14 | 35.21 | 38.48 | 45.29 | 35.21 | 37.78 | 42.74 | 35.21 | 37.78 | 42.74 | 35.21 | 37.78 | 45.14 | 35.21 | 41.78 | 52.03 | 39.44 | 40.94 | 52.03 | 40.24 | 37.78 | 42.74 | 35.21 | 48.37 | 50.95 | 47.34 | 48.37 | 50.95 | 47.34 | 48.37 | 50.95 | 47.34 | 48.37 | 50.95 | 47.34 | 50.99 | 51.06 | 47.34 | 53.95 | 51.06 | 47.34 | 48.37 | 50.95 | 47.34 | 48.37 | 50.95 | 47.34 | 50.99 | 51.06 | 47.34 | 58.61 | 55.36 | 51.85 | 58.15 | 67.58 | 64.38 | 48.37 | 50.95 | 47.34
5036 | 37.76 | 42.73 | 35.19 | 37.76 | 42.73 | 35.19 | 37.76 | 42.73 | 35.19 | 37.76 | 42.73 | 35.19 | 37.76 | 45.12 | 35.19 | 38.47 | 45.27 | 35.19 | 37.76 | 42.73 | 35.19 | 37.76 | 42.73 | 35.19 | 37.76 | 45.12 | 35.19 | 49.26 | 57.89 | 44.99 | 48.28 | 57.89 | 45.91 | 37.76 | 42.73 | 35.19 | 48.35 | 50.94 | 47.33 | 48.35 | 50.94 | 47.33 | 48.35 | 50.94 | 47.33 | 48.35 | 50.94 | 47.33 | 50.97 | 51.04 | 47.33 | 53.93 | 51.04 | 47.33 | 48.35 | 50.94 | 47.33 | 48.35 | 50.94 | 47.33 | 50.97 | 51.04 | 47.33 | 66.48 | 73.06 | 53.28 | 65.29 | 74.56 | 64.38 | 48.35 | 50.94 | 47.33
5037 | 37.95 | 42.92 | 35.39 | 37.95 | 42.92 | 35.39 | 37.95 | 42.92 | 35.39 | 37.95 | 42.92 | 35.39 | 37.95 | 45.31 | 35.39 | 38.66 | 45.47 | 35.39 | 37.95 | 42.92 | 35.39 | 37.95 | 42.92 | 35.39 | 37.95 | 45.31 | 35.39 | 49.26 | 57.31 | 44.99 | 48.28 | 57.31 | 45.91 | 37.95 | 42.92 | 35.39 | 48.54 | 51.13 | 47.52 | 48.54 | 51.13 | 47.52 | 48.54 | 51.13 | 47.52 | 48.54 | 51.13 | 47.52 | 51.17 | 51.24 | 47.52 | 54.12 | 51.24 | 47.52 | 48.54 | 51.13 | 47.52 | 48.54 | 51.13 | 47.52 | 51.17 | 51.24 | 47.52 | 65.41 | 68.87 | 50.29 | 64.64 | 70.27 | 64.38 | 48.54 | 51.13 | 47.52
5038 | 38.2 | 43.16 | 35.63 | 38.2 | 43.16 | 35.63 | 38.2 | 43.16 | 35.63 | 38.2 | 43.16 | 35.63 | 38.2 | 45.56 | 35.63 | 38.9 | 45.71 | 35.63 | 38.2 | 43.16 | 35.63 | 38.2 | 43.16 | 35.63 | 38.2 | 45.56 | 35.63 | 43.03 | 53.65 | 38.64 | 42.18 | 53.65 | 39.43 | 38.2 | 43.16 | 35.63 | 48.79 | 51.37 | 47.76 | 48.79 | 51.37 | 47.76 | 48.79 | 51.37 | 47.76 | 48.79 | 51.37 | 47.76 | 51.41 | 51.48 | 47.76 | 54.37 | 51.48 | 47.76 | 48.79 | 51.37 | 47.76 | 48.79 | 51.37 | 47.76 | 51.41 | 51.48 | 47.76 | 58.55 | 68.18 | 48.78 | 57.87 | 69.57 | 54.72 | 48.79 | 51.37 | 47.76
5039 | 37.62 | 42.59 | 35.06 | 37.62 | 42.59 | 35.06 | 37.62 | 42.59 | 35.06 | 37.62 | 42.59 | 35.06 | 37.62 | 44.98 | 35.06 | 38.33 | 45.14 | 35.06 | 37.62 | 42.59 | 35.06 | 37.62 | 42.59 | 35.06 | 37.62 | 44.98 | 35.06 | 39.12 | 49.21 | 38.24 | 38.34 | 49.21 | 39.02 | 37.62 | 42.59 | 35.06 | 48.21 | 50.8 | 47.19 | 48.21 | 50.8 | 47.19 | 48.21 | 50.8 | 47.19 | 48.21 | 50.8 | 47.19 | 48.21 | 50.91 | 47.19 | 53.79 | 50.91 | 47.19 | 48.21 | 50.8 | 47.19 | 48.21 | 50.8 | 47.19 | 48.21 | 50.91 | 47.19 | 54.34 | 62.11 | 48.78 | 54.34 | 63.37 | 54.72 | 48.21 | 50.8 | 47.19
5040 | 37.14 | 42.11 | 34.57 | 37.14 | 42.11 | 34.57 | 37.14 | 42.11 | 34.57 | 37.14 | 42.11 | 34.57 | 37.14 | 44.5 | 34.57 | 37.85 | 44.65 | 34.57 | 37.14 | 42.11 | 34.57 | 37.14 | 42.11 | 34.57 | 37.14 | 44.5 | 34.57 | 40.83 | 47.56 | 34.92 | 40.01 | 48.53 | 35.14 | 37.14 | 42.11 | 34.57 | 47.73 | 50.32 | 46.71 | 47.73 | 50.32 | 46.71 | 47.73 | 50.32 | 46.71 | 47.73 | 50.32 | 46.71 | 50.35 | 50.42 | 46.71 | 53.31 | 50.42 | 46.71 | 47.73 | 50.32 | 46.71 | 47.73 | 50.32 | 46.71 | 50.35 | 50.42 | 46.71 | 55.89 | 52.09 | 46.71 | 55.89 | 53.7 | 50.51 | 47.73 | 50.32 | 46.71
5041 | 36.37 | 41.34 | 33.8 | 36.37 | 41.34 | 33.8 | 36.37 | 41.34 | 33.8 | 36.37 | 41.34 | 33.8 | 36.37 | 43.73 | 33.8 | 37.08 | 43.88 | 33.8 | 36.37 | 41.34 | 33.8 | 36.37 | 41.34 | 33.8 | 36.37 | 43.73 | 33.8 | 39.19 | 47.07 | 34.42 | 39.19 | 48.04 | 35.12 | 36.37 | 41.34 | 33.8 | 46.96 | 49.55 | 45.94 | 46.96 | 49.55 | 45.94 | 46.96 | 49.55 | 45.94 | 46.96 | 49.55 | 46.17 | 46.96 | 49.65 | 45.94 | 52.54 | 49.65 | 45.94 | 46.96 | 49.55 | 45.94 | 46.96 | 49.55 | 45.94 | 46.96 | 49.65 | 45.94 | 53.62 | 51.61 | 46.4 | 53.62 | 53.7 | 50.51 | 46.96 | 49.55 | 45.94
5042 | 35.77 | 40.73 | 33.2 | 35.77 | 40.73 | 33.2 | 35.77 | 40.73 | 33.2 | 35.77 | 40.73 | 33.2 | 35.77 | 43.13 | 33.2 | 36.47 | 43.28 | 33.2 | 35.77 | 40.73 | 33.2 | 35.77 | 40.73 | 33.2 | 35.77 | 43.13 | 33.2 | 37.89 | 43.71 | 34.42 | 37.13 | 44.61 | 35.12 | 35.77 | 40.73 | 33.2 | 46.35 | 48.94 | 45.33 | 46.35 | 48.94 | 45.33 | 46.35 | 48.94 | 45.33 | 46.35 | 48.94 | 46.17 | 46.35 | 49.05 | 45.33 | 51.93 | 49.05 | 45.33 | 46.35 | 48.94 | 45.33 | 46.35 | 48.94 | 45.33 | 46.35 | 49.05 | 45.33 | 52.43 | 49.82 | 44.88 | 52.43 | 53.7 | 50.51 | 46.35 | 48.94 | 45.33
5043 | 35.51 | 40.48 | 32.94 | 35.51 | 40.48 | 32.94 | 35.51 | 40.48 | 32.94 | 35.51 | 40.48 | 32.94 | 35.51 | 42.87 | 32.94 | 36.22 | 43.02 | 32.94 | 35.51 | 40.48 | 32.94 | 35.51 | 40.48 | 32.94 | 35.51 | 42.87 | 32.94 | 38.1 | 43.46 | 34.42 | 38.1 | 44.34 | 35.12 | 35.51 | 40.48 | 32.94 | 46.1 | 48.69 | 45.08 | 46.1 | 48.69 | 45.08 | 46.1 | 48.69 | 45.08 | 46.1 | 48.69 | 46.17 | 46.1 | 48.79 | 45.08 | 51.68 | 48.79 | 45.08 | 46.1 | 48.69 | 45.08 | 46.1 | 48.69 | 45.08 | 46.1 | 48.79 | 45.08 | 52.33 | 49.82 | 44.8 | 52.33 | 53.7 | 50.51 | 46.1 | 48.69 | 45.08
5044 | 35.35 | 40.31 | 32.78 | 35.35 | 40.31 | 32.78 | 35.35 | 40.31 | 32.78 | 35.35 | 40.31 | 32.78 | 35.35 | 42.7 | 32.78 | 36.05 | 42.86 | 32.78 | 35.35 | 40.31 | 32.78 | 35.35 | 40.31 | 32.78 | 35.35 | 42.7 | 32.78 | 39.66 | 44.76 | 34.42 | 39.66 | 45.68 | 35.12 | 35.35 | 40.31 | 32.78 | 45.93 | 48.52 | 44.91 | 45.93 | 48.52 | 44.91 | 45.93 | 48.52 | 44.91 | 45.93 | 48.52 | 46.17 | 45.93 | 48.63 | 44.91 | 51.51 | 48.63 | 44.91 | 45.93 | 48.52 | 44.91 | 45.93 | 48.52 | 44.91 | 45.93 | 48.63 | 44.91 | 53.92 | 51.05 | 45.37 | 53.92 | 53.7 | 50.01 | 45.93 | 48.52 | 44.91
5045 | 36.46 | 41.42 | 33.89 | 36.46 | 41.42 | 33.89 | 36.46 | 41.42 | 33.89 | 36.46 | 41.42 | 33.89 | 36.46 | 43.82 | 33.89 | 37.16 | 43.97 | 33.89 | 36.46 | 41.42 | 33.89 | 36.46 | 41.42 | 33.89 | 36.46 | 43.82 | 33.89 | 41.82 | 47.07 | 34.42 | 41.82 | 48.04 | 35.12 | 36.46 | 41.42 | 33.89 | 47.04 | 49.63 | 46.02 | 47.04 | 49.63 | 46.02 | 47.04 | 49.63 | 46.02 | 47.04 | 49.63 | 46.17 | 49.67 | 49.74 | 46.02 | 52.62 | 49.74 | 46.02 | 47.04 | 49.63 | 46.02 | 47.04 | 49.63 | 46.02 | 49.67 | 49.74 | 46.02 | 55.89 | 51.36 | 45.92 | 55.89 | 53.7 | 50.01 | 47.04 | 49.63 | 46.02
5046 | 37.76 | 42.72 | 35.19 | 37.76 | 42.72 | 35.19 | 37.76 | 42.72 | 35.19 | 37.76 | 42.72 | 35.19 | 37.76 | 45.12 | 35.19 | 38.46 | 45.27 | 35.19 | 37.76 | 42.72 | 35.19 | 37.76 | 42.72 | 35.19 | 37.76 | 45.12 | 35.19 | 45.62 | 48.53 | 35.14 | 45.62 | 47.56 | 35.54 | 37.76 | 42.72 | 35.19 | 48.35 | 50.93 | 47.32 | 48.35 | 50.93 | 47.32 | 48.35 | 50.93 | 47.32 | 48.35 | 50.93 | 47.32 | 50.97 | 51.04 | 47.32 | 53.93 | 51.04 | 47.32 | 48.35 | 50.93 | 47.32 | 48.35 | 50.93 | 47.32 | 50.97 | 51.04 | 47.32 | 62.93 | 52.09 | 47.1 | 62.93 | 53.16 | 48.06 | 48.35 | 50.93 | 47.32
5047 | 38.16 | 43.12 | 35.59 | 38.16 | 43.13 | 35.59 | 38.16 | 43.13 | 35.59 | 38.16 | 43.13 | 35.59 | 38.16 | 45.52 | 35.59 | 38.87 | 45.67 | 35.59 | 38.16 | 43.13 | 35.59 | 38.16 | 43.12 | 35.59 | 38.16 | 45.52 | 35.59 | 50.42 | 48.04 | 35.23 | 50.42 | 47.08 | 35.49 | 38.16 | 43.13 | 35.59 | 48.75 | 51.34 | 47.72 | 48.75 | 51.34 | 47.72 | 48.75 | 51.34 | 47.72 | 48.75 | 51.34 | 47.72 | 51.37 | 51.44 | 47.72 | 54.33 | 51.44 | 47.72 | 48.75 | 51.34 | 47.72 | 48.75 | 51.34 | 47.72 | 51.37 | 51.44 | 47.72 | 65.96 | 51.85 | 47.25 | 65.96 | 51.85 | 48.21 | 48.75 | 51.34 | 47.72
5048 | 38.43 | 43.4 | 35.86 | 38.43 | 43.4 | 35.86 | 38.43 | 43.4 | 35.86 | 38.43 | 43.4 | 35.86 | 38.43 | 43.76 | 35.86 | 39.14 | 43.76 | 35.86 | 38.43 | 43.4 | 35.86 | 38.43 | 43.4 | 35.86 | 38.43 | 43.76 | 35.86 | 40.39 | 43.31 | 35.23 | 40.39 | 42.97 | 35.5 | 38.43 | 43.4 | 35.86 | 49.02 | 50.17 | 47.99 | 49.02 | 50.17 | 47.99 | 49.02 | 50.17 | 47.99 | 49.02 | 50.17 | 47.99 | 51.64 | 50.17 | 47.99 | 54.6 | 50.17 | 47.99 | 49.02 | 51.61 | 47.99 | 49.02 | 51.61 | 47.99 | 51.64 | 50.17 | 47.99 | 55.89 | 48.14 | 46.69 | 55.89 | 49.67 | 47.51 | 49.02 | 50.17 | 47.99
5049 | 38.6 | 41.68 | 36.03 | 38.6 | 41.68 | 36.03 | 38.6 | 41.68 | 36.03 | 38.6 | 41.68 | 36.03 | 38.6 | 41.68 | 35.49 | 39.3 | 41.68 | 35.49 | 38.6 | 41.68 | 36.03 | 38.6 | 43.56 | 36.03 | 38.6 | 41.68 | 35.49 | 39.71 | 40.43 | 0 | 38.99 | 40.43 | 0 | 38.6 | 41.68 | 36.03 | 49.18 | 48.43 | 45.29 | 49.18 | 48.43 | 45.29 | 49.18 | 48.43 | 45.29 | 49.18 | 48.43 | 45.29 | 51.81 | 48.43 | 45.29 | 54.76 | 48.43 | 45.29 | 49.18 | 51.61 | 48.16 | 49.18 | 51.77 | 48.16 | 51.81 | 48.43 | 45.29 | 54.22 | 46.23 | 44.38 | 53.13 | 47.66 | 44.8 | 49.18 | 48.43 | 45.29
5050 | 38.73 | 41.68 | 34.78 | 38.73 | 41.68 | 34.78 | 38.73 | 41.68 | 34.78 | 38.73 | 41.68 | 34.78 | 38.73 | 41.68 | 34.78 | 39.44 | 41.68 | 34.78 | 38.73 | 41.68 | 34.78 | 38.73 | 43.7 | 35.86 | 38.73 | 41.68 | 34.78 | 39.19 | 37.14 | 0 | 39.12 | 37.14 | 0 | 38.73 | 41.68 | 34.78 | 49.32 | 46.88 | 43.6 | 49.32 | 46.88 | 43.6 | 49.32 | 46.88 | 43.6 | 49.32 | 46.88 | 43.6 | 51.94 | 46.88 | 43.6 | 52.4 | 46.88 | 43.6 | 49.32 | 51.61 | 46.77 | 49.32 | 51.91 | 46.77 | 51.94 | 46.88 | 44.38 | 51.34 | 43.23 | 38.65 | 50.31 | 44.11 | 39.44 | 49.32 | 46.88 | 43.6
5051 | 38.75 | 37.9 | 35.12 | 38.75 | 37.9 | 35.12 | 38.75 | 37.9 | 35.12 | 38.75 | 37.9 | 35.12 | 38.75 | 42.47 | 35.12 | 39.46 | 42.47 | 35.12 | 38.75 | 43.72 | 36.19 | 38.75 | 43.72 | 36.19 | 38.75 | 43.72 | 36.19 | 39.87 | 37.14 | 0 | 39.15 | 36.77 | 0 | 38.75 | 37.9 | 35.12 | 49.34 | 48.43 | 43.27 | 49.34 | 48.43 | 43.27 | 49.34 | 48.43 | 43.27 | 49.34 | 48.43 | 43.27 | 51.96 | 48.43 | 43.27 | 54.92 | 48.43 | 43.27 | 49.34 | 51.61 | 46.45 | 49.34 | 51.61 | 46.45 | 51.96 | 48.62 | 45.28 | 54.78 | 40.33 | 38.65 | 53.69 | 40.33 | 38.65 | 49.34 | 48.43 | 43.27
5052 | 38.72 | 37.9 | 35.12 | 38.72 | 37.9 | 35.12 | 38.72 | 37.9 | 35.12 | 38.72 | 37.9 | 35.12 | 38.72 | 42.47 | 35.12 | 39.42 | 42.47 | 35.12 | 38.72 | 43.68 | 36.15 | 38.72 | 43.68 | 36.15 | 38.72 | 43.68 | 36.15 | 39.73 | 37.14 | 0 | 39.11 | 36.4 | 0 | 38.72 | 37.9 | 35.12 | 49.3 | 48.43 | 43.27 | 49.3 | 48.43 | 43.27 | 49.3 | 48.43 | 43.27 | 49.3 | 48.43 | 43.27 | 51.93 | 48.43 | 43.27 | 54.48 | 48.43 | 43.27 | 49.3 | 51.61 | 46.45 | 49.3 | 51.61 | 46.45 | 51.93 | 48.62 | 43.27 | 53.94 | 40.33 | 38.65 | 52.86 | 39.93 | 38.27 | 49.3 | 48.43 | 43.27
5053 | 38.69 | 34.37 | 33.4 | 38.69 | 34.37 | 33.4 | 38.69 | 34.37 | 33.4 | 38.69 | 34.37 | 33.4 | 38.69 | 34.68 | 33.4 | 38.74 | 34.68 | 33.4 | 38.69 | 43.66 | 33.4 | 38.69 | 43.66 | 35.86 | 38.69 | 43.66 | 33.4 | 38.35 | 33.67 | 0 | 38.31 | 33 | 0 | 38.69 | 34.37 | 33.4 | 49.28 | 41.58 | 42.67 | 49.28 | 41.58 | 42.67 | 49.28 | 41.58 | 42.67 | 49.28 | 41.58 | 39.85 | 51.32 | 41.58 | 42.67 | 51.32 | 41.58 | 42.67 | 49.28 | 51.61 | 46.45 | 49.28 | 51.61 | 46.45 | 51.32 | 48.12 | 42.67 | 50.28 | 40.33 | 38.65 | 49.78 | 39.93 | 38.27 | 49.28 | 41.58 | 42.67
5054 | 38.66 | 34.71 | 35.12 | 38.66 | 34.71 | 35.12 | 38.66 | 34.71 | 35.12 | 38.66 | 34.71 | 35.12 | 38.66 | 34.71 | 35.12 | 38.66 | 34.71 | 35.12 | 38.66 | 43.62 | 36.09 | 38.66 | 43.62 | 36.09 | 38.66 | 43.62 | 36.09 | 38.27 | 33.67 | 0 | 38.27 | 33 | 0 | 38.66 | 34.71 | 35.12 | 49.25 | 48.43 | 43.55 | 49.25 | 48.43 | 43.55 | 49.25 | 48.43 | 43.55 | 49.25 | 48.43 | 43.55 | 51.28 | 48.43 | 43.55 | 51.28 | 48.43 | 43.55 | 49.25 | 51.61 | 46.72 | 49.25 | 51.61 | 46.72 | 51.28 | 48.73 | 43.55 | 50.75 | 40.34 | 42.67 | 49.74 | 40.34 | 41.82 | 49.25 | 48.43 | 43.55
5055 | 38.56 | 43.53 | 35.99 | 38.56 | 43.53 | 35.99 | 38.56 | 43.53 | 35.99 | 38.56 | 43.53 | 35.99 | 38.56 | 43.53 | 35.99 | 39.27 | 43.53 | 35.99 | 38.56 | 43.53 | 35.99 | 38.56 | 43.53 | 35.99 | 38.56 | 43.53 | 35.99 | 38.88 | 37.14 | 26.89 | 38.95 | 36.4 | 26.35 | 38.56 | 43.53 | 35.99 | 49.15 | 48.43 | 46.17 | 49.15 | 48.43 | 46.17 | 49.15 | 48.43 | 46.17 | 49.15 | 48.43 | 46.17 | 51.77 | 48.43 | 46.66 | 51.86 | 48.43 | 46.66 | 49.15 | 51.61 | 46.66 | 49.15 | 51.61 | 46.66 | 51.77 | 51.61 | 46.66 | 51.34 | 46.4 | 44.8 | 50.31 | 47.34 | 44.8 | 49.15 | 48.43 | 46.17
5056 | 38.48 | 43.44 | 35.91 | 38.48 | 43.44 | 35.91 | 38.48 | 43.44 | 35.91 | 38.48 | 43.44 | 35.91 | 38.48 | 43.69 | 35.91 | 39.18 | 43.69 | 35.91 | 38.48 | 43.44 | 35.91 | 38.48 | 43.44 | 35.91 | 38.48 | 43.69 | 35.91 | 39.58 | 42.81 | 34.83 | 38.87 | 42.8 | 34.83 | 38.48 | 43.44 | 35.91 | 49.07 | 51.65 | 48.04 | 49.07 | 51.65 | 48.04 | 49.07 | 51.65 | 48.04 | 49.07 | 51.65 | 48.04 | 51.69 | 51.65 | 48.04 | 54.65 | 51.65 | 48.04 | 49.07 | 51.65 | 48.04 | 49.07 | 51.65 | 48.04 | 51.69 | 51.65 | 48.04 | 54.96 | 50.53 | 46.66 | 53.86 | 51.03 | 46.66 | 49.07 | 51.65 | 48.04
5057 | 38.5 | 43.47 | 35.94 | 38.5 | 43.47 | 35.94 | 38.5 | 43.47 | 35.94 | 38.5 | 43.47 | 35.94 | 38.5 | 45.86 | 35.94 | 39.21 | 46.02 | 35.94 | 38.5 | 43.47 | 35.94 | 38.5 | 43.47 | 35.94 | 38.5 | 45.86 | 35.94 | 42.14 | 47.57 | 35.85 | 41.3 | 43.91 | 35.58 | 38.5 | 43.47 | 35.94 | 49.09 | 51.68 | 48.07 | 49.09 | 51.68 | 48.07 | 49.09 | 51.68 | 48.07 | 49.09 | 51.68 | 48.07 | 51.72 | 51.79 | 48.07 | 54.67 | 51.79 | 48.07 | 49.09 | 51.68 | 48.07 | 49.09 | 51.68 | 48.07 | 51.72 | 51.79 | 48.07 | 58.02 | 53.9 | 47.59 | 56.86 | 52.2 | 47.59 | 49.09 | 51.68 | 48.07
5058 | 38.46 | 43.43 | 35.89 | 38.46 | 43.43 | 35.89 | 38.46 | 43.43 | 35.89 | 38.46 | 43.43 | 35.89 | 38.46 | 45.82 | 35.89 | 39.17 | 45.97 | 35.89 | 38.46 | 43.43 | 35.89 | 38.46 | 43.43 | 35.89 | 38.46 | 45.82 | 35.89 | 51.45 | 65.92 | 36.99 | 50.42 | 43.86 | 36.25 | 38.46 | 43.43 | 35.89 | 49.05 | 51.64 | 48.02 | 49.05 | 51.64 | 48.02 | 49.05 | 51.64 | 48.02 | 49.05 | 51.64 | 48.02 | 51.67 | 51.74 | 48.02 | 54.63 | 51.74 | 48.02 | 49.05 | 51.64 | 48.02 | 49.05 | 51.64 | 48.02 | 51.67 | 51.74 | 48.02 | 69.8 | 80.43 | 49.5 | 68.41 | 52.95 | 48.51 | 49.05 | 51.64 | 51.3
5059 | 38.38 | 43.35 | 35.82 | 38.38 | 43.35 | 35.82 | 38.38 | 43.35 | 35.82 | 38.38 | 43.35 | 35.82 | 38.38 | 45.74 | 35.82 | 39.09 | 45.9 | 35.82 | 38.38 | 43.35 | 35.82 | 38.38 | 43.35 | 35.82 | 38.38 | 45.74 | 35.82 | 51.45 | 73.53 | 75.55 | 50.42 | 43.79 | 36.18 | 38.38 | 43.35 | 35.82 | 48.97 | 51.56 | 47.95 | 48.97 | 51.56 | 47.95 | 48.97 | 51.56 | 47.95 | 48.97 | 51.56 | 47.95 | 51.59 | 51.67 | 47.95 | 54.55 | 51.67 | 47.95 | 48.97 | 51.56 | 47.95 | 48.97 | 51.56 | 47.95 | 51.59 | 51.67 | 47.95 | 71.6 | 91.57 | 101.85 | 71.6 | 52.95 | 48.52 | 48.97 | 51.56 | 51.3
5060 | 38.18 | 43.15 | 35.61 | 38.18 | 43.15 | 35.61 | 38.18 | 43.15 | 35.61 | 38.18 | 43.15 | 35.61 | 38.18 | 45.54 | 35.61 | 38.89 | 45.69 | 35.61 | 38.18 | 43.15 | 35.61 | 38.18 | 43.15 | 35.61 | 38.18 | 45.54 | 35.61 | 51.45 | 73.53 | 75.57 | 50.42 | 43.58 | 36 | 38.18 | 43.15 | 35.61 | 48.77 | 51.36 | 47.75 | 48.77 | 51.36 | 47.75 | 48.77 | 51.36 | 47.75 | 48.77 | 51.36 | 47.75 | 51.39 | 51.46 | 47.75 | 54.35 | 51.46 | 47.75 | 48.77 | 51.36 | 47.75 | 48.77 | 51.36 | 47.75 | 51.39 | 51.46 | 47.75 | 71.6 | 91.57 | 101.85 | 71.6 | 52.95 | 48.52 | 48.77 | 51.36 | 51.3
5061 | 38.19 | 43.16 | 35.62 | 38.19 | 43.16 | 35.62 | 38.19 | 43.16 | 35.62 | 38.19 | 43.16 | 35.62 | 38.19 | 45.55 | 35.62 | 38.9 | 45.7 | 35.62 | 38.19 | 43.16 | 35.62 | 38.19 | 43.16 | 35.62 | 38.19 | 45.55 | 35.62 | 50.93 | 73.53 | 75.57 | 49.91 | 43.59 | 35.98 | 38.19 | 43.16 | 35.62 | 48.78 | 51.37 | 47.76 | 48.78 | 51.37 | 47.76 | 48.78 | 51.37 | 47.76 | 48.78 | 51.37 | 47.76 | 51.4 | 51.47 | 47.76 | 54.36 | 51.47 | 47.76 | 48.78 | 51.37 | 47.76 | 48.78 | 51.37 | 47.76 | 51.4 | 51.47 | 47.76 | 71.6 | 91.15 | 101.85 | 70.17 | 52.95 | 48.52 | 48.78 | 51.37 | 47.76
5062 | 38.35 | 43.31 | 35.78 | 38.35 | 43.31 | 35.78 | 38.35 | 43.31 | 35.78 | 38.35 | 43.31 | 35.78 | 38.35 | 45.71 | 35.78 | 39.05 | 45.86 | 35.78 | 38.35 | 43.31 | 35.78 | 38.35 | 43.31 | 35.78 | 38.35 | 45.71 | 35.78 | 49.31 | 66.6 | 74.17 | 48.32 | 43.75 | 36.14 | 38.35 | 43.31 | 35.78 | 48.94 | 51.52 | 47.91 | 48.94 | 51.52 | 47.91 | 48.94 | 51.52 | 47.91 | 48.94 | 51.52 | 47.91 | 51.56 | 51.63 | 47.91 | 54.52 | 51.63 | 47.91 | 48.94 | 51.52 | 47.91 | 48.94 | 51.52 | 47.91 | 51.56 | 51.63 | 47.91 | 64.64 | 83.76 | 101.85 | 63.35 | 52.04 | 48.52 | 48.94 | 51.52 | 47.91
5063 | 37.77 | 42.73 | 35.2 | 37.77 | 42.73 | 35.2 | 37.77 | 42.73 | 35.2 | 37.77 | 42.73 | 35.2 | 37.77 | 45.13 | 35.2 | 38.47 | 45.28 | 35.2 | 37.77 | 42.73 | 35.2 | 37.77 | 42.73 | 35.2 | 37.77 | 45.13 | 35.2 | 40.39 | 63.72 | 74.17 | 39.58 | 43.17 | 35.55 | 37.77 | 42.73 | 35.2 | 48.36 | 50.94 | 47.33 | 48.36 | 50.94 | 47.33 | 48.36 | 50.94 | 47.33 | 48.36 | 50.94 | 47.33 | 50.98 | 51.05 | 47.33 | 53.94 | 51.05 | 47.33 | 48.36 | 50.94 | 47.33 | 48.36 | 50.94 | 47.33 | 50.98 | 51.05 | 47.33 | 59.81 | 80.43 | 101.85 | 58.61 | 51.46 | 48.52 | 48.36 | 50.94 | 47.33
5064 | 37.48 | 42.45 | 34.91 | 37.48 | 42.45 | 34.91 | 37.48 | 42.45 | 34.91 | 37.48 | 42.45 | 34.91 | 37.48 | 44.84 | 34.91 | 38.19 | 44.99 | 34.91 | 37.48 | 42.45 | 34.91 | 37.48 | 42.45 | 34.91 | 37.48 | 44.84 | 34.91 | 38.97 | 62.64 | 73.4 | 38.19 | 42.87 | 35.26 | 37.48 | 42.45 | 34.91 | 48.07 | 50.66 | 47.04 | 48.07 | 50.66 | 47.04 | 48.07 | 50.66 | 47.04 | 48.07 | 50.66 | 47.04 | 50.69 | 50.76 | 47.04 | 53.65 | 50.76 | 47.04 | 48.07 | 50.66 | 47.04 | 48.07 | 50.66 | 47.04 | 50.69 | 50.76 | 47.04 | 54.75 | 82.09 | 101.85 | 53.66 | 52.95 | 48.52 | 48.07 | 50.66 | 47.04
5065 | 36.95 | 41.92 | 34.38 | 36.95 | 41.92 | 34.38 | 36.95 | 41.92 | 34.38 | 36.95 | 41.92 | 34.38 | 36.95 | 44.31 | 34.38 | 37.66 | 44.46 | 34.38 | 36.95 | 41.92 | 34.38 | 36.95 | 41.92 | 34.38 | 36.95 | 44.31 | 34.38 | 38.1 | 61.66 | 74.17 | 37.34 | 42.34 | 35.33 | 36.95 | 41.92 | 34.38 | 47.54 | 50.13 | 46.52 | 47.54 | 50.13 | 46.52 | 47.54 | 50.13 | 46.52 | 47.54 | 50.13 | 46.52 | 50.16 | 50.23 | 46.52 | 52.98 | 50.23 | 46.52 | 47.54 | 50.13 | 46.52 | 47.54 | 50.13 | 46.52 | 50.16 | 50.23 | 46.52 | 52.98 | 75.91 | 101.85 | 51.92 | 52.95 | 48.52 | 47.54 | 50.13 | 46.52
5066 | 36.48 | 41.45 | 33.91 | 36.48 | 41.45 | 33.91 | 36.48 | 41.45 | 33.91 | 36.48 | 41.45 | 33.91 | 36.48 | 43.84 | 33.91 | 37.19 | 43.99 | 33.91 | 36.48 | 41.45 | 33.91 | 36.48 | 41.45 | 33.91 | 36.48 | 43.84 | 33.91 | 38.07 | 60.98 | 74.17 | 37.31 | 41.87 | 38.24 | 36.48 | 41.45 | 33.91 | 47.07 | 49.66 | 46.05 | 47.07 | 49.66 | 46.05 | 47.07 | 49.66 | 46.05 | 47.07 | 49.66 | 46.05 | 49.69 | 49.77 | 46.05 | 52.45 | 49.77 | 46.05 | 47.07 | 49.66 | 46.05 | 47.07 | 49.66 | 46.05 | 49.69 | 49.77 | 46.05 | 52.98 | 75.91 | 104.49 | 51.92 | 52.95 | 49.78 | 47.07 | 49.66 | 46.05
5067 | 36.1 | 41.07 | 33.53 | 36.1 | 41.07 | 33.53 | 36.1 | 41.07 | 33.53 | 36.1 | 41.07 | 33.53 | 36.1 | 43.46 | 33.53 | 36.81 | 43.61 | 33.53 | 36.1 | 41.07 | 33.53 | 36.1 | 41.07 | 33.53 | 36.1 | 43.46 | 33.53 | 37.94 | 56.61 | 73.84 | 37.19 | 41.48 | 38.24 | 36.1 | 41.07 | 33.53 | 46.69 | 49.28 | 45.66 | 46.69 | 49.28 | 45.66 | 46.69 | 49.28 | 45.66 | 46.69 | 49.28 | 45.66 | 49.31 | 49.38 | 45.66 | 52.27 | 49.38 | 45.66 | 46.69 | 49.28 | 45.66 | 46.69 | 49.28 | 45.66 | 49.31 | 49.38 | 45.66 | 52.98 | 78.26 | 104.49 | 51.92 | 52.95 | 49.78 | 46.69 | 49.28 | 45.66
5068 | 35.9 | 40.87 | 33.33 | 35.9 | 40.87 | 33.33 | 35.9 | 40.87 | 33.33 | 35.9 | 40.87 | 33.33 | 35.9 | 43.26 | 33.33 | 36.61 | 43.41 | 33.33 | 35.9 | 40.87 | 33.33 | 35.9 | 40.87 | 33.33 | 35.9 | 43.26 | 33.33 | 37.86 | 56.61 | 74.17 | 38.07 | 55.48 | 38.24 | 35.9 | 40.87 | 33.33 | 46.49 | 49.08 | 45.47 | 46.49 | 49.08 | 45.47 | 46.49 | 49.08 | 45.47 | 46.49 | 49.08 | 46.17 | 46.49 | 49.18 | 45.47 | 52.07 | 49.18 | 45.47 | 46.49 | 49.08 | 45.47 | 46.49 | 49.08 | 45.47 | 46.49 | 49.18 | 45.47 | 52.98 | 77 | 104.49 | 52.98 | 75.46 | 49.78 | 46.49 | 49.08 | 45.47
5069 | 36.74 | 41.71 | 34.17 | 36.74 | 41.71 | 34.17 | 36.74 | 41.71 | 34.17 | 36.74 | 41.71 | 34.17 | 36.74 | 44.1 | 34.17 | 37.45 | 44.25 | 34.17 | 36.74 | 41.71 | 34.17 | 36.74 | 41.71 | 34.17 | 36.74 | 44.1 | 34.17 | 40.39 | 62.33 | 74.17 | 40.39 | 61.09 | 72.68 | 36.74 | 41.71 | 34.17 | 47.33 | 49.92 | 46.3 | 47.33 | 49.92 | 46.3 | 47.33 | 49.92 | 46.3 | 47.33 | 49.92 | 46.3 | 49.95 | 50.02 | 46.3 | 52.91 | 50.02 | 46.3 | 47.33 | 49.92 | 46.3 | 47.33 | 49.92 | 46.3 | 49.95 | 50.02 | 46.3 | 55.89 | 82.92 | 104.49 | 55.89 | 81.26 | 87.63 | 47.33 | 49.92 | 46.3
5070 | 37.69 | 42.65 | 35.12 | 37.69 | 42.65 | 35.12 | 37.69 | 42.65 | 35.12 | 37.69 | 42.65 | 35.12 | 37.69 | 45.05 | 35.12 | 38.39 | 45.2 | 35.12 | 37.69 | 42.65 | 35.12 | 37.69 | 42.65 | 35.12 | 37.69 | 45.05 | 35.12 | 45.63 | 66.6 | 74.17 | 45.63 | 65.27 | 72.68 | 37.69 | 42.65 | 35.12 | 48.28 | 50.86 | 47.25 | 48.28 | 50.86 | 47.25 | 48.28 | 50.86 | 47.25 | 48.28 | 50.86 | 47.25 | 50.9 | 50.97 | 47.25 | 53.86 | 50.97 | 47.25 | 48.28 | 50.86 | 47.25 | 48.28 | 50.86 | 47.25 | 50.9 | 50.97 | 47.25 | 63.57 | 79.67 | 103.95 | 62.93 | 78.07 | 87.63 | 48.28 | 50.86 | 51.3
5071 | 38.17 | 43.14 | 35.6 | 38.17 | 43.14 | 35.6 | 38.17 | 43.14 | 35.6 | 38.17 | 43.14 | 35.6 | 38.17 | 45.53 | 35.6 | 38.88 | 45.68 | 35.6 | 38.17 | 43.14 | 35.6 | 38.17 | 43.14 | 35.6 | 38.17 | 45.53 | 35.6 | 51.45 | 66.6 | 75.57 | 51.45 | 65.27 | 74.06 | 38.17 | 43.14 | 35.6 | 48.76 | 51.35 | 47.74 | 48.76 | 51.35 | 47.74 | 48.76 | 51.35 | 47.74 | 48.76 | 51.35 | 47.74 | 51.38 | 51.46 | 47.74 | 54.34 | 51.46 | 47.74 | 48.76 | 51.35 | 47.74 | 48.76 | 51.35 | 47.74 | 51.38 | 51.46 | 47.74 | 73.05 | 80.47 | 54.56 | 71.6 | 78.86 | 53.47 | 48.76 | 51.35 | 47.74
5072 | 38.51 | 43.47 | 35.94 | 38.51 | 43.47 | 35.94 | 38.51 | 43.47 | 35.94 | 38.51 | 43.47 | 35.94 | 38.51 | 45.87 | 35.94 | 39.21 | 46.02 | 35.94 | 38.51 | 43.47 | 35.94 | 38.51 | 43.47 | 35.94 | 38.51 | 45.87 | 35.94 | 51.45 | 66.59 | 68.71 | 51.45 | 65.26 | 67.33 | 38.51 | 43.47 | 35.94 | 49.1 | 51.68 | 48.07 | 49.1 | 51.68 | 48.07 | 49.1 | 51.68 | 48.07 | 49.1 | 51.68 | 48.07 | 51.72 | 51.79 | 48.07 | 54.67 | 51.79 | 48.07 | 49.1 | 51.68 | 48.07 | 49.1 | 51.68 | 48.07 | 51.72 | 51.79 | 48.07 | 73.05 | 79.77 | 54.01 | 71.6 | 75.85 | 49.78 | 49.1 | 51.68 | 48.07
5073 | 38.67 | 43.63 | 36.1 | 38.67 | 43.63 | 36.1 | 38.67 | 43.63 | 36.1 | 38.67 | 43.63 | 36.1 | 38.67 | 46.03 | 36.1 | 39.37 | 46.18 | 36.1 | 38.67 | 43.63 | 36.1 | 38.67 | 43.63 | 36.1 | 38.67 | 46.03 | 36.1 | 51.45 | 63.96 | 56.39 | 50.42 | 62.05 | 38.24 | 38.67 | 43.63 | 36.1 | 49.26 | 51.84 | 48.23 | 49.26 | 51.84 | 48.23 | 49.26 | 51.84 | 48.23 | 49.26 | 51.84 | 48.23 | 51.88 | 51.95 | 48.23 | 54.84 | 51.95 | 48.23 | 49.26 | 51.84 | 48.23 | 49.26 | 51.84 | 48.23 | 51.88 | 51.95 | 48.23 | 73.05 | 77.4 | 54.01 | 71.6 | 65.41 | 49.78 | 49.26 | 51.84 | 48.23
5074 | 38.75 | 43.72 | 36.18 | 38.75 | 43.72 | 36.18 | 38.75 | 43.72 | 36.18 | 38.75 | 43.72 | 36.18 | 38.75 | 46.11 | 36.18 | 39.46 | 46.26 | 36.18 | 38.75 | 43.72 | 36.18 | 38.75 | 43.72 | 36.18 | 38.75 | 46.11 | 36.18 | 51.45 | 50.97 | 55.64 | 50.42 | 44.16 | 36.55 | 38.75 | 43.72 | 36.18 | 49.34 | 51.93 | 48.31 | 49.34 | 51.93 | 48.31 | 49.34 | 51.93 | 48.31 | 49.34 | 51.93 | 48.31 | 51.96 | 52.03 | 48.31 | 54.92 | 52.03 | 48.31 | 49.34 | 51.93 | 48.31 | 49.34 | 51.93 | 48.31 | 51.96 | 52.03 | 48.31 | 69.43 | 63.45 | 53.15 | 68.04 | 52.95 | 48.8 | 49.34 | 51.93 | 48.31
5075 | 38.76 | 43.72 | 36.19 | 38.76 | 43.72 | 36.19 | 38.76 | 43.72 | 36.19 | 38.76 | 43.72 | 36.19 | 38.76 | 46.11 | 36.19 | 39.46 | 46.27 | 36.19 | 38.76 | 43.72 | 36.19 | 38.76 | 43.72 | 36.19 | 38.76 | 46.11 | 36.19 | 44.21 | 50.96 | 55.64 | 43.33 | 47.56 | 38.24 | 38.76 | 43.72 | 36.19 | 49.34 | 51.93 | 48.32 | 49.34 | 51.93 | 48.32 | 49.34 | 51.93 | 48.32 | 49.34 | 51.93 | 48.32 | 51.97 | 52.04 | 48.32 | 54.92 | 52.04 | 48.32 | 49.34 | 51.93 | 48.32 | 49.34 | 51.93 | 48.32 | 51.97 | 52.04 | 48.32 | 57.61 | 63.24 | 51.28 | 56.45 | 53.65 | 48.81 | 49.34 | 51.93 | 48.32
5076 | 38.7 | 43.67 | 36.13 | 38.7 | 43.67 | 36.13 | 38.7 | 43.67 | 36.13 | 38.7 | 43.67 | 36.13 | 38.7 | 46.06 | 36.13 | 39.41 | 46.21 | 36.13 | 38.7 | 43.67 | 36.13 | 38.7 | 43.67 | 36.13 | 38.7 | 46.06 | 36.13 | 41.62 | 50.83 | 54.53 | 40.79 | 48.37 | 38.24 | 38.7 | 43.67 | 36.13 | 49.29 | 51.88 | 48.27 | 49.29 | 51.88 | 48.27 | 49.29 | 51.88 | 48.27 | 49.29 | 51.88 | 48.27 | 51.91 | 51.98 | 48.27 | 54.87 | 51.98 | 48.27 | 49.29 | 51.88 | 48.27 | 49.29 | 51.88 | 48.27 | 51.91 | 51.98 | 48.27 | 57.61 | 63.24 | 50.26 | 56.45 | 55.14 | 48.75 | 49.29 | 51.88 | 48.27
5077 | 38.62 | 43.59 | 36.05 | 38.62 | 43.59 | 36.05 | 38.62 | 43.59 | 36.05 | 38.62 | 43.59 | 36.05 | 38.62 | 45.98 | 36.05 | 39.33 | 46.13 | 36.05 | 38.62 | 43.59 | 36.05 | 38.62 | 43.59 | 36.05 | 38.62 | 45.98 | 36.05 | 41.62 | 50.45 | 54.53 | 40.79 | 44.03 | 38.24 | 38.62 | 43.59 | 36.05 | 49.21 | 51.8 | 48.18 | 49.21 | 51.8 | 48.18 | 49.21 | 51.8 | 48.18 | 49.21 | 51.8 | 48.18 | 51.83 | 51.9 | 48.18 | 54.79 | 51.9 | 48.18 | 49.21 | 51.8 | 48.18 | 49.21 | 51.8 | 48.18 | 51.83 | 51.9 | 48.18 | 56.48 | 63.24 | 50.26 | 55.35 | 55.04 | 48.67 | 49.21 | 51.8 | 48.18
5078 | 38.54 | 43.51 | 35.97 | 38.54 | 43.51 | 35.97 | 38.54 | 43.51 | 35.97 | 38.54 | 43.51 | 35.97 | 38.54 | 45.9 | 35.97 | 39.25 | 46.06 | 35.97 | 38.54 | 43.51 | 35.97 | 38.54 | 43.51 | 35.97 | 38.54 | 45.9 | 35.97 | 41.86 | 50.45 | 55.27 | 41.03 | 43.95 | 36.34 | 38.54 | 43.51 | 35.97 | 49.13 | 51.72 | 48.11 | 49.13 | 51.72 | 48.11 | 49.13 | 51.72 | 48.11 | 49.13 | 51.72 | 48.11 | 51.75 | 51.83 | 48.11 | 54.71 | 51.83 | 48.11 | 49.13 | 51.72 | 48.11 | 49.13 | 51.72 | 48.11 | 51.75 | 51.83 | 48.11 | 56.4 | 63.45 | 52.09 | 55.28 | 60.32 | 48.62 | 49.13 | 51.72 | 48.11
5079 | 38.46 | 43.43 | 35.89 | 38.46 | 43.43 | 35.89 | 38.46 | 43.43 | 35.89 | 38.46 | 43.43 | 35.89 | 38.46 | 45.82 | 35.89 | 39.17 | 45.97 | 35.89 | 38.46 | 43.43 | 35.89 | 38.46 | 43.43 | 35.89 | 38.46 | 45.82 | 35.89 | 51.45 | 50.51 | 55.82 | 50.42 | 47.56 | 38.24 | 38.46 | 43.43 | 35.89 | 49.05 | 51.64 | 48.03 | 49.05 | 51.64 | 48.03 | 49.05 | 51.64 | 48.03 | 49.05 | 51.64 | 48.03 | 51.67 | 51.74 | 48.03 | 54.63 | 51.75 | 48.03 | 49.05 | 51.64 | 48.03 | 49.05 | 51.64 | 48.03 | 51.67 | 51.74 | 48.03 | 67.26 | 63.45 | 52.8 | 65.92 | 61.55 | 49.78 | 49.05 | 51.64 | 48.03
5080 | 38.4 | 43.37 | 35.83 | 38.4 | 43.37 | 35.83 | 38.4 | 43.37 | 35.83 | 38.4 | 43.37 | 35.83 | 38.4 | 45.76 | 35.83 | 39.11 | 45.91 | 35.83 | 38.4 | 43.37 | 35.83 | 38.4 | 43.37 | 35.83 | 38.4 | 45.76 | 35.83 | 51.45 | 66.6 | 72.47 | 50.42 | 65.27 | 71.02 | 38.4 | 43.37 | 35.83 | 48.99 | 51.58 | 47.97 | 48.99 | 51.58 | 47.97 | 48.99 | 51.58 | 47.97 | 48.99 | 51.58 | 47.97 | 51.61 | 51.68 | 47.97 | 54.57 | 51.68 | 47.97 | 48.99 | 51.58 | 47.97 | 48.99 | 51.58 | 47.97 | 51.61 | 51.68 | 47.97 | 73.05 | 82.92 | 54.01 | 71.6 | 81.26 | 52.4 | 48.99 | 51.58 | 47.97
5081 | 38.44 | 43.4 | 35.87 | 38.44 | 43.4 | 35.87 | 38.44 | 43.4 | 35.87 | 38.44 | 43.4 | 35.87 | 38.44 | 45.8 | 35.87 | 39.14 | 45.95 | 35.87 | 38.44 | 43.4 | 35.87 | 38.44 | 43.4 | 35.87 | 38.44 | 45.8 | 35.87 | 52.37 | 66.6 | 73.69 | 52.37 | 65.28 | 72.21 | 38.44 | 43.4 | 35.87 | 49.03 | 51.61 | 48 | 49.03 | 51.61 | 48 | 49.03 | 51.61 | 48 | 49.03 | 51.61 | 48 | 51.65 | 51.72 | 48 | 54.61 | 51.72 | 48.1 | 49.03 | 51.61 | 48 | 49.03 | 51.61 | 48 | 51.65 | 51.72 | 48 | 73.05 | 83.76 | 70.39 | 71.6 | 83.76 | 70.39 | 49.03 | 51.61 | 48
5082 | 38.39 | 43.36 | 35.82 | 38.39 | 43.36 | 35.82 | 38.39 | 43.36 | 35.82 | 38.39 | 43.36 | 35.82 | 38.39 | 45.75 | 35.82 | 39.1 | 45.9 | 35.82 | 38.39 | 43.36 | 35.82 | 38.39 | 43.36 | 35.82 | 38.39 | 45.75 | 35.82 | 53.27 | 66.6 | 73.69 | 53.27 | 66.6 | 73.69 | 38.39 | 43.36 | 35.82 | 48.98 | 51.57 | 47.96 | 48.98 | 51.57 | 47.96 | 48.98 | 51.57 | 47.96 | 48.98 | 51.57 | 47.96 | 51.6 | 51.67 | 47.96 | 54.56 | 51.67 | 48.06 | 48.98 | 51.57 | 47.96 | 48.98 | 51.57 | 47.96 | 51.6 | 51.67 | 47.96 | 73.05 | 84.69 | 70.39 | 71.85 | 86.41 | 71.82 | 48.98 | 51.57 | 47.96
5083 | 38.34 | 43.31 | 35.77 | 38.34 | 43.31 | 35.77 | 38.34 | 43.31 | 35.77 | 38.34 | 43.31 | 35.77 | 38.34 | 45.7 | 35.77 | 39.05 | 45.85 | 35.77 | 38.34 | 43.31 | 35.77 | 38.34 | 43.31 | 35.77 | 38.34 | 45.7 | 35.77 | 51.45 | 66.6 | 73.69 | 51.45 | 67.95 | 75.18 | 38.34 | 43.31 | 35.77 | 48.93 | 51.52 | 47.9 | 48.93 | 51.52 | 47.9 | 48.93 | 51.52 | 47.9 | 48.93 | 51.52 | 47.9 | 51.55 | 51.62 | 47.9 | 54.51 | 51.62 | 48 | 48.93 | 51.52 | 47.9 | 48.93 | 51.52 | 47.9 | 51.55 | 51.62 | 47.9 | 73.05 | 84.69 | 70.39 | 73.05 | 86.41 | 71.82 | 48.93 | 51.52 | 47.9
5084 | 38.2 | 43.17 | 35.63 | 38.2 | 43.17 | 35.63 | 38.2 | 43.17 | 35.63 | 38.2 | 43.17 | 35.63 | 38.2 | 45.56 | 35.63 | 38.91 | 45.71 | 35.63 | 38.2 | 43.17 | 35.63 | 38.2 | 43.17 | 35.63 | 38.2 | 45.56 | 35.63 | 51.45 | 66.6 | 73.69 | 51.45 | 67.95 | 75.18 | 38.2 | 43.17 | 35.63 | 48.79 | 51.38 | 47.76 | 48.79 | 51.38 | 47.76 | 48.79 | 51.38 | 47.76 | 48.79 | 51.38 | 47.76 | 51.41 | 51.48 | 47.76 | 54.37 | 51.48 | 47.86 | 48.79 | 51.38 | 47.76 | 48.79 | 51.38 | 47.76 | 51.41 | 51.48 | 47.76 | 71.6 | 84.69 | 70.39 | 73.05 | 86.41 | 71.82 | 48.79 | 51.38 | 47.76
5085 | 38.19 | 43.16 | 35.62 | 38.19 | 43.16 | 35.62 | 38.19 | 43.16 | 35.62 | 38.19 | 43.16 | 35.62 | 38.19 | 45.55 | 35.62 | 38.9 | 45.71 | 35.62 | 38.19 | 43.16 | 35.62 | 38.19 | 43.16 | 35.62 | 38.19 | 45.55 | 35.62 | 47.44 | 65.82 | 73.69 | 47.44 | 67.15 | 75.18 | 38.19 | 43.16 | 35.62 | 48.78 | 51.37 | 47.76 | 48.78 | 51.37 | 47.76 | 48.78 | 51.37 | 47.76 | 48.78 | 51.37 | 47.76 | 51.4 | 51.48 | 47.76 | 54.36 | 51.48 | 48.94 | 48.78 | 51.37 | 47.76 | 48.78 | 51.37 | 47.76 | 51.4 | 51.48 | 47.76 | 63.57 | 83.76 | 70.39 | 62.93 | 85.46 | 71.82 | 48.78 | 51.37 | 47.76
5086 | 38.26 | 43.23 | 35.69 | 38.26 | 43.23 | 35.69 | 38.26 | 43.23 | 35.69 | 38.26 | 43.23 | 35.69 | 38.26 | 45.62 | 35.69 | 38.97 | 45.77 | 35.69 | 38.26 | 43.23 | 35.69 | 38.26 | 43.23 | 35.69 | 38.26 | 45.62 | 35.69 | 42.57 | 58 | 72.95 | 42.57 | 59.16 | 74.43 | 38.26 | 43.23 | 35.69 | 48.85 | 51.44 | 47.83 | 48.85 | 51.44 | 47.83 | 48.85 | 51.44 | 47.83 | 48.85 | 51.44 | 47.83 | 51.47 | 51.55 | 47.83 | 54.43 | 51.55 | 47.83 | 48.85 | 51.44 | 47.83 | 48.85 | 51.44 | 47.83 | 51.47 | 51.55 | 47.83 | 59.8 | 82.92 | 70.39 | 58.61 | 84.6 | 71.82 | 48.85 | 51.44 | 47.83
5087 | 37.75 | 42.72 | 35.18 | 37.75 | 42.72 | 35.18 | 37.75 | 42.72 | 35.18 | 37.75 | 42.72 | 35.18 | 37.75 | 45.1 | 35.18 | 38.46 | 45.26 | 35.18 | 37.75 | 42.72 | 35.18 | 37.75 | 42.72 | 35.18 | 37.75 | 45.1 | 35.18 | 40.67 | 53.43 | 50.2 | 40.67 | 53.43 | 51.22 | 37.75 | 42.72 | 35.18 | 48.34 | 50.93 | 47.31 | 48.34 | 50.93 | 47.31 | 48.34 | 50.93 | 47.31 | 48.34 | 50.93 | 47.31 | 50.96 | 51.03 | 47.31 | 53.92 | 51.03 | 47.31 | 48.34 | 50.93 | 47.31 | 48.34 | 50.93 | 47.31 | 50.96 | 51.03 | 47.31 | 57.03 | 72.13 | 68.3 | 55.89 | 73.61 | 69.69 | 48.34 | 50.93 | 47.31
5088 | 37.44 | 42.41 | 34.87 | 37.44 | 42.41 | 34.87 | 37.44 | 42.41 | 34.87 | 37.44 | 42.41 | 34.87 | 37.44 | 44.06 | 34.87 | 38.15 | 44.95 | 34.87 | 37.44 | 42.41 | 34.87 | 37.44 | 42.41 | 34.87 | 37.44 | 44.06 | 34.87 | 39.02 | 48.19 | 37.93 | 39.02 | 49.17 | 38.7 | 37.44 | 42.41 | 34.87 | 48.03 | 50.62 | 47.01 | 48.03 | 50.62 | 47.01 | 48.03 | 50.62 | 47.01 | 48.03 | 50.62 | 47.01 | 50.65 | 50.62 | 47.01 | 53.61 | 50.72 | 47.01 | 48.03 | 50.62 | 47.01 | 48.03 | 50.62 | 47.01 | 50.65 | 50.62 | 47.01 | 54.15 | 52.95 | 49.78 | 53.61 | 68.26 | 68.3 | 48.03 | 50.62 | 47.01
5089 | 36.91 | 41.87 | 34.34 | 36.91 | 41.87 | 34.34 | 36.91 | 41.87 | 34.34 | 36.91 | 41.87 | 34.34 | 36.91 | 41.87 | 34.34 | 37.29 | 44.42 | 34.34 | 36.91 | 41.87 | 34.34 | 36.91 | 41.87 | 34.34 | 36.91 | 41.87 | 34.34 | 37.67 | 47.56 | 35.86 | 37.67 | 48.53 | 37.58 | 36.91 | 41.87 | 34.34 | 47.5 | 50.08 | 46.47 | 47.5 | 50.08 | 46.47 | 47.5 | 50.08 | 46.47 | 47.5 | 50.08 | 46.47 | 50.12 | 50.08 | 46.47 | 50.15 | 50.19 | 46.47 | 47.5 | 50.08 | 46.47 | 47.5 | 50.08 | 46.47 | 50.12 | 50.08 | 46.47 | 50.29 | 50.7 | 46.94 | 50.29 | 68.26 | 68.3 | 47.5 | 50.08 | 46.47
5090 | 36.53 | 41.49 | 33.96 | 36.53 | 41.49 | 33.96 | 36.53 | 41.49 | 33.96 | 36.53 | 41.49 | 33.96 | 36.53 | 41.49 | 33.96 | 36.53 | 44.03 | 33.96 | 36.53 | 41.49 | 33.96 | 36.53 | 41.49 | 33.96 | 36.53 | 41.49 | 33.96 | 36.89 | 44.48 | 34.93 | 37.09 | 47.08 | 37.38 | 36.53 | 41.49 | 33.96 | 47.11 | 49.7 | 46.09 | 47.11 | 49.7 | 46.09 | 47.11 | 49.7 | 46.09 | 47.11 | 49.7 | 46.17 | 48.8 | 49.7 | 46.09 | 48.8 | 49.81 | 46.09 | 47.11 | 49.7 | 46.09 | 47.11 | 49.7 | 46.09 | 48.8 | 49.7 | 46.09 | 49.29 | 50.21 | 46.56 | 49.29 | 69.49 | 62.35 | 47.11 | 49.7 | 46.09
5091 | 36.29 | 41.25 | 33.72 | 36.29 | 41.25 | 33.72 | 36.29 | 41.25 | 33.72 | 36.29 | 41.25 | 33.72 | 36.29 | 41.25 | 33.72 | 36.29 | 43.7 | 33.72 | 36.29 | 41.25 | 33.72 | 36.29 | 41.25 | 33.72 | 36.29 | 41.25 | 33.72 | 36.65 | 43.26 | 34.42 | 37.03 | 47.08 | 36.21 | 36.29 | 41.25 | 33.72 | 46.88 | 49.46 | 45.85 | 46.88 | 49.46 | 45.85 | 46.88 | 49.46 | 45.85 | 46.88 | 49.46 | 46.17 | 48.3 | 49.46 | 45.85 | 48.3 | 49.57 | 45.85 | 46.88 | 49.46 | 45.85 | 46.88 | 49.46 | 45.85 | 48.3 | 49.46 | 45.85 | 48.78 | 49.13 | 45.39 | 49.29 | 69.65 | 51.05 | 46.88 | 49.46 | 45.85
5092 | 36.17 | 41.13 | 33.6 | 36.17 | 41.13 | 33.6 | 36.17 | 41.13 | 33.6 | 36.17 | 41.13 | 33.6 | 36.17 | 41.13 | 33.6 | 36.25 | 43.24 | 33.6 | 36.17 | 41.13 | 33.6 | 36.17 | 41.13 | 33.6 | 36.17 | 41.13 | 33.6 | 36.61 | 42.81 | 34.42 | 37.36 | 47.08 | 35.12 | 36.17 | 41.13 | 33.6 | 46.75 | 49.34 | 45.73 | 46.75 | 49.34 | 45.73 | 46.75 | 49.34 | 45.73 | 46.75 | 49.34 | 46.17 | 48.3 | 49.34 | 45.73 | 48.3 | 49.34 | 45.73 | 46.75 | 49.34 | 45.73 | 46.75 | 49.34 | 45.73 | 48.3 | 49.34 | 45.73 | 48.78 | 48.85 | 44.8 | 49.29 | 55.57 | 48.61 | 46.75 | 49.34 | 45.73
5093 | 36.8 | 41.77 | 34.24 | 36.8 | 41.77 | 34.24 | 36.8 | 41.77 | 34.24 | 36.8 | 41.77 | 34.24 | 36.8 | 41.77 | 34.24 | 36.8 | 42.62 | 34.24 | 36.8 | 41.77 | 34.24 | 36.8 | 41.77 | 34.24 | 36.8 | 41.77 | 34.24 | 37.18 | 42.19 | 34.42 | 39.18 | 47.56 | 35.13 | 36.8 | 41.77 | 34.24 | 47.39 | 49.98 | 46.37 | 47.39 | 49.98 | 46.37 | 47.39 | 49.98 | 46.37 | 47.39 | 49.98 | 46.37 | 50.02 | 49.98 | 46.37 | 52.97 | 49.98 | 46.37 | 47.39 | 49.98 | 46.37 | 47.39 | 49.98 | 46.37 | 50.02 | 49.98 | 46.37 | 53.51 | 47.66 | 44.8 | 54.6 | 65.37 | 47.15 | 47.39 | 49.98 | 46.37
5094 | 37.59 | 42.55 | 35.02 | 37.59 | 42.55 | 35.02 | 37.59 | 42.55 | 35.02 | 37.59 | 42.55 | 35.02 | 37.59 | 42.55 | 35.02 | 38.29 | 42.56 | 35.02 | 37.59 | 42.55 | 35.02 | 37.59 | 42.55 | 35.02 | 37.59 | 42.55 | 35.02 | 39.52 | 42.13 | 34.67 | 40.33 | 42.99 | 35.37 | 37.59 | 42.55 | 35.02 | 48.18 | 50.76 | 47.15 | 48.18 | 50.76 | 47.15 | 48.18 | 50.76 | 47.15 | 48.18 | 50.76 | 47.15 | 50.8 | 50.76 | 47.15 | 53.76 | 50.76 | 47.15 | 48.18 | 50.76 | 47.15 | 48.18 | 50.76 | 47.15 | 50.8 | 50.76 | 47.15 | 54.78 | 47.66 | 44.8 | 55.89 | 53.91 | 47.63 | 48.18 | 50.76 | 47.15
5095 | 38 | 42.96 | 35.43 | 38 | 42.96 | 35.43 | 38 | 42.96 | 35.43 | 38 | 42.96 | 35.43 | 38 | 42.96 | 35.43 | 38.7 | 42.96 | 35.43 | 38 | 42.96 | 35.43 | 38 | 42.96 | 35.43 | 38 | 42.96 | 35.43 | 47.03 | 42.53 | 35.07 | 47.99 | 43.4 | 35.14 | 38 | 42.96 | 35.43 | 48.59 | 51.17 | 47.56 | 48.59 | 51.17 | 47.56 | 48.59 | 51.17 | 47.56 | 48.59 | 51.17 | 47.56 | 51.21 | 51.17 | 47.16 | 54.17 | 51.17 | 47.16 | 48.59 | 51.17 | 47.56 | 48.59 | 51.17 | 47.56 | 51.21 | 51.17 | 47.16 | 61.21 | 47.89 | 44.8 | 61.21 | 51 | 47.09 | 48.59 | 51.17 | 47.56
5096 | 38.32 | 43.28 | 35.75 | 38.32 | 43.28 | 35.75 | 38.32 | 43.28 | 35.75 | 38.32 | 43.28 | 35.75 | 38.32 | 43.09 | 33.18 | 39.02 | 43.09 | 33.18 | 38.32 | 43.28 | 35.75 | 38.32 | 43.28 | 35.75 | 38.32 | 43.09 | 33.18 | 39.98 | 41.38 | 32.51 | 39.18 | 42.22 | 33.17 | 38.32 | 43.28 | 35.75 | 48.91 | 51.49 | 47.88 | 48.91 | 51.49 | 47.88 | 48.91 | 51.49 | 47.88 | 48.91 | 51.49 | 47.88 | 51.53 | 51.49 | 46.75 | 54.49 | 51.49 | 46.75 | 48.91 | 51.49 | 47.88 | 48.91 | 51.49 | 47.88 | 51.53 | 51.49 | 46.75 | 55.89 | 46.88 | 44.8 | 55.89 | 50.77 | 45.75 | 48.91 | 51.49 | 47.88
5097 | 38.47 | 43.43 | 35.9 | 38.47 | 43.43 | 35.9 | 38.47 | 43.43 | 35.9 | 38.47 | 43.43 | 35.9 | 38.47 | 12.84 | 0 | 39.18 | 12.84 | 0 | 38.47 | 43.43 | 35.9 | 38.47 | 43.43 | 35.9 | 38.47 | 12.84 | 0 | 39.57 | 12.33 | 0 | 38.86 | 12.58 | 0 | 38.47 | 43.43 | 35.9 | 49.06 | 48.43 | 46.17 | 49.06 | 48.43 | 46.17 | 49.06 | 48.43 | 46.17 | 49.06 | 48.43 | 46.17 | 51.68 | 39.3 | 42.62 | 53.4 | 39.3 | 42.62 | 49.06 | 48.43 | 46.45 | 49.06 | 51.65 | 46.45 | 51.68 | 39.3 | 42.62 | 53.4 | 37.74 | 42.19 | 52.33 | 44.11 | 43.05 | 49.06 | 48.43 | 46.17
5098 | 38.56 | 43.52 | 35.99 | 38.56 | 43.52 | 35.99 | 38.56 | 43.52 | 35.99 | 38.56 | 43.52 | 35.99 | 38.56 | 9.02 | 0 | 38.94 | 9.02 | 0 | 38.56 | 43.52 | 35.99 | 38.56 | 43.52 | 35.99 | 38.56 | 9.02 | 0 | 38.94 | 0 | 0 | 38.94 | 0 | 0 | 38.56 | 43.52 | 35.99 | 49.14 | 48.43 | 37.32 | 49.14 | 48.43 | 37.32 | 49.14 | 48.43 | 37.32 | 49.14 | 48.43 | 37.32 | 49.14 | 9.02 | 12.46 | 49.14 | 9.02 | 12.46 | 49.14 | 48.43 | 37.32 | 49.14 | 51.73 | 48.12 | 49.14 | 9.02 | 12.46 | 48.65 | 0 | 12.09 | 49.64 | 0 | 12.21 | 49.14 | 48.43 | 46.17
5099 | 38.58 | 25.6 | 36.01 | 38.58 | 25.6 | 36.01 | 38.58 | 25.6 | 36.01 | 38.58 | 25.6 | 36.01 | 38.58 | 9.04 | 0 | 38.58 | 9.04 | 0 | 38.58 | 25.6 | 36.01 | 38.58 | 43.54 | 36.01 | 38.58 | 9.04 | 0 | 38.19 | 0 | 0 | 38.19 | 0 | 0 | 38.58 | 25.6 | 36.01 | 49.16 | 48.43 | 46.17 | 49.16 | 48.43 | 46.17 | 49.16 | 48.43 | 46.17 | 49.16 | 48.43 | 7.14 | 49.16 | 9.04 | 7.14 | 49.16 | 0 | 7.14 | 49.16 | 48.43 | 46.17 | 49.16 | 51.75 | 46.17 | 49.16 | 9.04 | 7.14 | 48.67 | 0 | 6.86 | 49.59 | 0 | 7 | 49.16 | 48.43 | 46.17
5100 | 38.5 | 25.6 | 35.94 | 38.5 | 25.6 | 35.94 | 38.5 | 25.6 | 35.94 | 38.5 | 25.6 | 35.94 | 38.5 | 8.96 | 0 | 38.5 | 8.96 | 0 | 38.5 | 25.6 | 35.94 | 38.5 | 43.47 | 35.94 | 38.5 | 8.96 | 0 | 37.36 | 0 | 0 | 38.12 | 0 | 0 | 38.5 | 25.6 | 35.94 | 49.09 | 48.43 | 46.17 | 49.09 | 48.43 | 46.17 | 49.09 | 48.43 | 46.17 | 49.09 | 48.43 | 7.14 | 49.09 | 8.96 | 7.14 | 49.09 | 0 | 7.14 | 49.09 | 48.43 | 46.17 | 49.09 | 48.43 | 46.17 | 49.09 | 8.96 | 7.14 | 48.6 | 0 | 6.86 | 49.59 | 0 | 7 | 49.09 | 48.43 | 46.17
5101 | 38.45 | 25.61 | 35.88 | 38.45 | 25.61 | 35.88 | 38.45 | 25.61 | 35.88 | 38.45 | 25.61 | 35.88 | 38.45 | 8.91 | 0 | 38.45 | 8.9 | 0 | 38.45 | 25.61 | 35.88 | 38.45 | 43.41 | 35.88 | 38.45 | 8.91 | 0 | 36.99 | 0 | 0 | 38.06 | 0 | 0 | 38.45 | 25.61 | 35.88 | 49.04 | 48.43 | 46.17 | 49.04 | 48.43 | 46.17 | 49.04 | 48.43 | 46.17 | 49.04 | 48.43 | 30.04 | 49.04 | 8.91 | 7.14 | 49.04 | 0 | 7.14 | 49.04 | 48.43 | 46.17 | 49.04 | 48.43 | 46.17 | 49.04 | 8.91 | 7.14 | 48.55 | 0 | 6.86 | 49.53 | 47.66 | 7 | 49.04 | 48.43 | 46.17
5102 | 38.39 | 43.35 | 35.82 | 38.39 | 43.35 | 35.82 | 38.39 | 43.35 | 35.82 | 38.39 | 43.35 | 35.82 | 38.39 | 8.85 | 0 | 38.39 | 8.85 | 0 | 38.39 | 43.35 | 35.82 | 38.39 | 43.35 | 35.82 | 38.39 | 8.85 | 0 | 36.99 | 0 | 0 | 38 | 0 | 0 | 38.39 | 43.35 | 35.82 | 48.98 | 49.44 | 46.17 | 48.98 | 49.44 | 46.17 | 48.98 | 49.44 | 46.17 | 48.98 | 49.44 | 44.78 | 48.98 | 8.85 | 12.59 | 48.98 | 8.85 | 12.59 | 48.98 | 49.44 | 46.17 | 48.98 | 49.44 | 46.17 | 48.98 | 8.85 | 12.59 | 48.49 | 0 | 12.09 | 49.47 | 47.66 | 40.16 | 48.98 | 49.44 | 46.17
5103 | 38.26 | 43.22 | 35.69 | 38.26 | 43.22 | 35.69 | 38.26 | 43.22 | 35.69 | 38.26 | 43.22 | 35.69 | 38.26 | 8.72 | 0 | 38.26 | 8.72 | 0 | 38.26 | 43.22 | 35.69 | 38.26 | 43.23 | 35.69 | 38.26 | 8.72 | 0 | 36.99 | 0 | 0 | 37.88 | 0 | 0 | 38.26 | 43.22 | 35.69 | 48.85 | 48.98 | 47.83 | 48.85 | 48.98 | 47.83 | 48.85 | 48.98 | 47.83 | 48.85 | 48.98 | 46.86 | 48.85 | 8.72 | 41.32 | 48.85 | 8.72 | 41.32 | 48.85 | 48.98 | 47.83 | 48.85 | 51.44 | 47.83 | 48.85 | 8.72 | 41.32 | 48.36 | 0 | 40.08 | 49.34 | 47.66 | 44.8 | 48.85 | 48.98 | 47.83
5104 | 38.22 | 43.18 | 35.65 | 38.22 | 43.18 | 35.65 | 38.22 | 43.18 | 35.65 | 38.22 | 43.18 | 35.65 | 38.22 | 33.11 | 27.08 | 38.4 | 33.11 | 27.08 | 38.22 | 43.18 | 35.65 | 38.22 | 43.18 | 35.65 | 38.22 | 33.11 | 27.08 | 38.01 | 12.59 | 26 | 38.61 | 32.44 | 26.53 | 38.22 | 43.18 | 35.65 | 48.81 | 49.44 | 47.78 | 48.81 | 49.44 | 47.78 | 48.81 | 49.44 | 47.78 | 48.81 | 49.44 | 47.78 | 48.81 | 39.3 | 47.16 | 48.81 | 39.3 | 47.16 | 48.81 | 49.44 | 47.78 | 48.81 | 51.4 | 47.78 | 48.81 | 39.3 | 47.16 | 48.32 | 36.74 | 44.8 | 49.3 | 47.66 | 45.72 | 48.81 | 49.44 | 47.78
5105 | 38.22 | 43.18 | 35.65 | 38.22 | 43.18 | 35.65 | 38.22 | 43.18 | 35.65 | 38.22 | 43.18 | 35.65 | 38.22 | 43.18 | 35.65 | 38.93 | 43.18 | 35.65 | 38.22 | 43.18 | 35.65 | 38.22 | 43.18 | 35.65 | 38.22 | 43.18 | 35.65 | 39.32 | 12.59 | 34.42 | 38.6 | 41.88 | 34.79 | 38.22 | 43.18 | 35.65 | 48.81 | 51.4 | 47.78 | 48.81 | 51.4 | 47.78 | 48.81 | 51.4 | 47.78 | 48.81 | 51.4 | 47.78 | 51.43 | 51.4 | 47.16 | 54.39 | 51.4 | 47.16 | 48.81 | 51.4 | 47.78 | 48.81 | 51.4 | 47.78 | 51.43 | 51.4 | 47.16 | 53.84 | 41.86 | 44.8 | 52.77 | 50.01 | 44.8 | 48.81 | 51.4 | 51.3
5106 | 38.21 | 43.17 | 35.64 | 38.21 | 43.17 | 35.64 | 38.21 | 43.17 | 35.64 | 38.21 | 43.17 | 35.64 | 38.21 | 43.17 | 35.64 | 38.91 | 43.17 | 35.64 | 38.21 | 43.17 | 35.64 | 38.21 | 43.17 | 35.64 | 38.21 | 43.17 | 35.64 | 39.38 | 38.23 | 34.42 | 38.59 | 42.74 | 35.14 | 38.21 | 43.17 | 35.64 | 48.8 | 51.38 | 47.77 | 48.8 | 51.38 | 47.77 | 48.8 | 51.38 | 47.77 | 48.8 | 51.38 | 47.77 | 51.42 | 51.38 | 47.77 | 54.38 | 51.38 | 47.77 | 48.8 | 51.38 | 47.77 | 48.8 | 51.38 | 47.77 | 51.42 | 51.38 | 47.77 | 59.81 | 45.47 | 44.38 | 58.61 | 50.83 | 45.28 | 48.8 | 51.38 | 47.77
5107 | 38.14 | 43.11 | 35.57 | 38.14 | 43.11 | 35.57 | 38.14 | 43.11 | 35.57 | 38.14 | 43.11 | 35.57 | 38.14 | 43.11 | 35.57 | 38.85 | 43.11 | 35.57 | 38.14 | 43.11 | 35.57 | 38.14 | 43.11 | 35.57 | 38.14 | 43.11 | 35.57 | 43.96 | 42.54 | 34.42 | 43.08 | 42.97 | 35.14 | 38.14 | 43.11 | 35.57 | 48.73 | 51.32 | 47.71 | 48.73 | 51.32 | 47.71 | 48.73 | 51.32 | 47.71 | 48.73 | 51.32 | 47.71 | 51.35 | 51.32 | 47.71 | 54.31 | 51.32 | 47.71 | 48.73 | 51.32 | 47.71 | 48.73 | 51.32 | 47.71 | 51.35 | 51.32 | 47.71 | 59.81 | 48.14 | 44.8 | 58.61 | 50.81 | 45.72 | 48.73 | 51.32 | 47.71
5108 | 37.99 | 42.96 | 35.42 | 37.99 | 42.96 | 35.42 | 37.99 | 42.96 | 35.42 | 37.99 | 42.96 | 35.42 | 37.99 | 42.96 | 35.42 | 38.7 | 42.96 | 35.42 | 37.99 | 42.96 | 35.42 | 37.99 | 42.96 | 35.42 | 37.99 | 42.96 | 35.42 | 43.96 | 42.53 | 34.42 | 43.08 | 42.97 | 35.07 | 37.99 | 42.96 | 35.42 | 48.58 | 51.17 | 47.56 | 48.58 | 51.17 | 47.56 | 48.58 | 51.17 | 47.56 | 48.58 | 51.17 | 47.56 | 51.2 | 51.17 | 47.56 | 54.16 | 51.17 | 47.56 | 48.58 | 51.17 | 47.56 | 48.58 | 51.17 | 47.56 | 51.2 | 51.17 | 47.56 | 59.81 | 49.13 | 44.8 | 58.61 | 50.66 | 44.8 | 48.58 | 51.17 | 47.56
5109 | 37.99 | 42.95 | 35.42 | 37.99 | 42.95 | 35.42 | 37.99 | 42.95 | 35.42 | 37.99 | 42.95 | 35.42 | 37.99 | 42.95 | 35.42 | 38.69 | 42.95 | 35.42 | 37.99 | 42.95 | 35.42 | 37.99 | 42.95 | 35.42 | 37.99 | 42.95 | 35.42 | 43.96 | 42.52 | 34.42 | 43.08 | 42.97 | 35.06 | 37.99 | 42.95 | 35.42 | 48.58 | 50.32 | 47.55 | 48.58 | 50.32 | 47.55 | 48.58 | 50.32 | 47.55 | 48.58 | 50.32 | 47.55 | 51.2 | 50.32 | 47.55 | 54.16 | 50.32 | 47.55 | 48.58 | 50.32 | 47.55 | 48.58 | 51.17 | 47.55 | 51.2 | 50.32 | 47.55 | 59.81 | 48.82 | 44.8 | 58.61 | 49.82 | 45.72 | 48.58 | 50.32 | 47.55
5110 | 38.08 | 42.97 | 35.51 | 38.08 | 42.97 | 35.51 | 38.08 | 42.97 | 35.51 | 38.08 | 42.97 | 35.51 | 38.08 | 42.97 | 35.51 | 38.79 | 42.97 | 35.51 | 38.08 | 42.97 | 35.51 | 38.08 | 43.05 | 35.51 | 38.08 | 42.97 | 35.51 | 39.25 | 42.54 | 34.42 | 38.46 | 42.97 | 35.14 | 38.08 | 42.97 | 35.51 | 48.67 | 50.32 | 47.16 | 48.67 | 50.32 | 47.16 | 48.67 | 50.32 | 47.16 | 48.67 | 50.32 | 47.16 | 51.29 | 50.32 | 47.16 | 54.25 | 50.32 | 47.16 | 48.67 | 50.32 | 47.16 | 48.67 | 51.26 | 47.64 | 51.29 | 50.32 | 47.16 | 57.25 | 48.82 | 44.8 | 56.11 | 49.82 | 45.72 | 48.67 | 50.32 | 47.16
5111 | 37.57 | 42.54 | 35 | 37.57 | 42.54 | 35 | 37.57 | 42.54 | 35 | 37.57 | 42.54 | 35 | 37.57 | 42.54 | 35 | 37.95 | 42.54 | 35 | 37.57 | 42.54 | 35 | 37.57 | 42.54 | 35 | 37.57 | 42.54 | 35 | 37.95 | 42.11 | 34.42 | 37.95 | 42.96 | 34.65 | 37.57 | 42.54 | 35 | 48.16 | 49.82 | 47.14 | 48.16 | 49.82 | 47.14 | 48.16 | 49.82 | 47.14 | 48.16 | 49.82 | 47.14 | 50.78 | 49.82 | 47.14 | 50.78 | 49.82 | 47.14 | 48.16 | 49.82 | 47.14 | 48.16 | 50.75 | 47.14 | 50.78 | 49.82 | 47.14 | 50.27 | 48.33 | 44.8 | 49.27 | 49.32 | 45.72 | 48.16 | 49.82 | 47.14
5112 | 36.62 | 42.28 | 34.75 | 36.62 | 42.28 | 34.75 | 36.62 | 42.28 | 34.75 | 36.62 | 42.28 | 34.75 | 36.62 | 42.28 | 34.75 | 36.62 | 42.28 | 34.75 | 36.62 | 42.28 | 34.75 | 37.32 | 42.29 | 34.75 | 36.62 | 42.28 | 34.75 | 36.26 | 41.86 | 34.4 | 36.99 | 42.28 | 34.42 | 36.62 | 42.28 | 34.75 | 47.63 | 49.82 | 46.88 | 47.63 | 49.82 | 46.88 | 47.63 | 49.82 | 46.88 | 47.63 | 49.82 | 46.88 | 48.11 | 49.82 | 46.88 | 48.11 | 49.82 | 46.88 | 47.91 | 49.82 | 46.88 | 47.91 | 50.5 | 46.88 | 48.11 | 49.82 | 46.88 | 48.11 | 48.33 | 44.8 | 48.11 | 49.32 | 45.72 | 47.63 | 49.82 | 46.88
5113 | 36.5 | 41.38 | 34.14 | 36.5 | 41.38 | 34.14 | 36.5 | 41.38 | 34.14 | 36.5 | 41.38 | 34.14 | 36.5 | 41.38 | 34.14 | 36.5 | 41.38 | 34.14 | 36.5 | 41.38 | 34.14 | 36.7 | 41.67 | 34.14 | 36.5 | 41.38 | 34.14 | 36.13 | 40.97 | 33.79 | 36.87 | 41.38 | 34.42 | 36.5 | 41.38 | 34.14 | 47.29 | 49.42 | 46.27 | 47.29 | 49.42 | 46.27 | 47.29 | 49.42 | 46.27 | 47.29 | 49.42 | 46.27 | 47.62 | 49.42 | 46.27 | 47.62 | 49.42 | 46.27 | 47.29 | 49.42 | 46.27 | 47.29 | 49.88 | 46.27 | 47.62 | 49.42 | 46.27 | 47.62 | 48.92 | 44.8 | 47.77 | 49.92 | 45.72 | 47.29 | 49.42 | 46.27
5114 | 35.84 | 41.19 | 33.65 | 35.84 | 41.19 | 33.65 | 35.84 | 41.19 | 33.65 | 35.84 | 41.19 | 33.65 | 35.84 | 41.19 | 33.65 | 35.84 | 41.19 | 33.65 | 35.84 | 41.19 | 33.65 | 36.22 | 41.19 | 33.65 | 35.84 | 41.19 | 33.65 | 35.48 | 40.77 | 33.65 | 36.2 | 41.38 | 33.99 | 35.84 | 41.19 | 33.65 | 46.81 | 49.31 | 45.79 | 46.81 | 49.31 | 45.79 | 46.81 | 49.31 | 45.79 | 46.81 | 49.31 | 45.79 | 46.81 | 49.31 | 45.79 | 46.81 | 49.31 | 45.79 | 46.81 | 49.31 | 45.79 | 46.81 | 49.4 | 45.79 | 46.81 | 49.31 | 45.79 | 46.34 | 48.81 | 44.8 | 47.28 | 49.81 | 45.33 | 46.81 | 49.31 | 45.79
5115 | 35.86 | 40.83 | 33.3 | 35.86 | 40.83 | 33.3 | 35.86 | 40.83 | 33.3 | 35.86 | 40.83 | 33.3 | 35.86 | 40.83 | 33.3 | 35.86 | 40.83 | 33.3 | 35.86 | 40.83 | 33.3 | 35.86 | 40.83 | 33.3 | 35.86 | 40.83 | 33.3 | 35.5 | 40.42 | 33.63 | 36.23 | 41.24 | 33.63 | 35.86 | 40.83 | 33.3 | 46.45 | 49.04 | 45.43 | 46.45 | 49.04 | 45.43 | 46.45 | 49.04 | 45.43 | 46.45 | 49.04 | 45.43 | 46.45 | 49.04 | 45.43 | 46.45 | 49.04 | 45.43 | 46.45 | 49.04 | 45.43 | 46.45 | 49.04 | 45.43 | 46.45 | 49.04 | 45.43 | 46.45 | 48.55 | 44.8 | 46.92 | 49.54 | 44.97 | 46.45 | 49.04 | 45.43
5116 | 35.8 | 40.77 | 33.23 | 35.8 | 40.77 | 33.23 | 35.8 | 40.77 | 33.23 | 35.8 | 40.77 | 33.23 | 35.8 | 40.77 | 33.23 | 35.8 | 40.77 | 33.23 | 35.8 | 40.77 | 33.23 | 35.8 | 40.77 | 33.23 | 35.8 | 40.77 | 33.23 | 35.8 | 40.36 | 33.57 | 36.16 | 41.18 | 33.57 | 35.8 | 40.77 | 33.23 | 46.39 | 48.98 | 45.37 | 46.39 | 48.98 | 45.37 | 46.39 | 48.98 | 45.37 | 46.39 | 48.98 | 45.37 | 47.59 | 48.98 | 45.37 | 47.59 | 49.08 | 45.37 | 46.39 | 48.98 | 45.37 | 46.39 | 48.98 | 45.37 | 47.59 | 48.98 | 45.37 | 47.12 | 48.49 | 44.8 | 48.08 | 49.47 | 44.91 | 46.39 | 48.98 | 45.37
5117 | 36.54 | 41.5 | 33.97 | 36.54 | 41.5 | 33.97 | 36.54 | 41.5 | 33.97 | 36.54 | 41.5 | 33.97 | 36.54 | 42.1 | 33.97 | 36.99 | 42.1 | 33.97 | 36.54 | 41.5 | 33.97 | 36.54 | 41.5 | 33.97 | 36.54 | 42.1 | 33.97 | 36.99 | 41.68 | 34.31 | 36.9 | 41.92 | 34.31 | 36.54 | 41.5 | 33.97 | 47.12 | 49.71 | 46.1 | 47.12 | 49.71 | 46.1 | 47.12 | 49.71 | 46.1 | 47.12 | 49.71 | 46.1 | 49.75 | 49.71 | 46.1 | 51.28 | 49.71 | 46.1 | 47.12 | 49.71 | 46.1 | 47.12 | 49.71 | 46.1 | 49.75 | 49.71 | 46.1 | 51.29 | 49.13 | 44.8 | 52.33 | 50.13 | 45.64 | 47.12 | 49.71 | 46.1
5118 | 37.48 | 42.44 | 34.91 | 37.48 | 42.44 | 34.91 | 37.48 | 42.44 | 34.91 | 37.48 | 42.44 | 34.91 | 37.48 | 42.45 | 34.91 | 38.18 | 42.45 | 34.91 | 37.48 | 42.44 | 34.91 | 37.48 | 42.44 | 34.91 | 37.48 | 42.45 | 34.91 | 38.78 | 42.02 | 34.56 | 38.01 | 42.87 | 34.56 | 37.48 | 42.44 | 34.91 | 48.06 | 50.65 | 47.04 | 48.06 | 50.65 | 47.04 | 48.06 | 50.65 | 47.04 | 48.06 | 50.65 | 47.04 | 50.69 | 50.65 | 47.04 | 53.64 | 50.65 | 47.04 | 48.06 | 50.65 | 47.04 | 48.06 | 50.65 | 47.04 | 50.69 | 50.65 | 47.04 | 55.89 | 49.13 | 44.8 | 55.89 | 50.15 | 45.72 | 48.06 | 50.65 | 47.04
5119 | 37.87 | 42.84 | 35.3 | 37.87 | 42.84 | 35.3 | 37.87 | 42.84 | 35.3 | 37.87 | 42.84 | 35.3 | 37.87 | 42.84 | 35.3 | 38.58 | 42.84 | 35.3 | 37.87 | 42.84 | 35.3 | 37.87 | 42.84 | 35.3 | 37.87 | 42.84 | 35.3 | 43.37 | 42.41 | 34.42 | 42.5 | 42.41 | 34.95 | 37.87 | 42.84 | 35.3 | 48.46 | 51.05 | 47.44 | 48.46 | 51.05 | 47.44 | 48.46 | 51.05 | 47.44 | 48.46 | 51.05 | 47.44 | 51.08 | 51.05 | 47.44 | 54.04 | 51.05 | 47.44 | 48.46 | 51.05 | 47.44 | 48.46 | 51.05 | 47.44 | 51.08 | 51.05 | 47.44 | 59.81 | 47.66 | 44.8 | 58.61 | 50.01 | 44.8 | 48.46 | 51.05 | 47.44
5120 | 38.19 | 43.16 | 35.62 | 38.19 | 43.16 | 35.62 | 38.19 | 43.16 | 35.62 | 38.19 | 43.16 | 35.62 | 38.19 | 43.16 | 35.49 | 38.9 | 43.16 | 35.49 | 38.19 | 43.16 | 35.62 | 38.19 | 43.16 | 35.62 | 38.19 | 43.16 | 35.49 | 39.29 | 40.78 | 26.35 | 38.58 | 40.78 | 26.35 | 38.19 | 43.16 | 35.62 | 48.78 | 48.43 | 47.1 | 48.78 | 48.43 | 47.1 | 48.78 | 48.43 | 47.1 | 48.78 | 48.43 | 47.1 | 51.4 | 47.89 | 47.1 | 54.36 | 47.89 | 47.1 | 48.78 | 51.37 | 47.76 | 48.78 | 51.37 | 47.76 | 51.4 | 47.89 | 47.1 | 54.78 | 44.57 | 42.67 | 53.69 | 45.48 | 44.8 | 48.78 | 48.43 | 47.1
5121 | 38.35 | 24.16 | 35.78 | 38.35 | 24.16 | 35.78 | 38.35 | 24.16 | 35.78 | 38.35 | 24.16 | 35.78 | 38.35 | 13.11 | 33.4 | 39.06 | 13.11 | 33.4 | 38.35 | 24.16 | 35.78 | 38.35 | 43.32 | 35.78 | 38.35 | 13.11 | 33.4 | 38.8 | 0 | 0 | 38.74 | 0 | 0 | 38.35 | 24.16 | 35.78 | 48.94 | 48.43 | 46.17 | 48.94 | 48.43 | 46.17 | 48.94 | 48.43 | 46.17 | 48.94 | 48.43 | 45.75 | 50.29 | 41.97 | 46.17 | 50.29 | 41.97 | 46.17 | 48.94 | 48.43 | 47.92 | 48.94 | 51.53 | 47.92 | 50.29 | 41.97 | 46.17 | 49.79 | 0 | 0 | 49.43 | 0 | 0 | 48.94 | 48.43 | 46.17
5122 | 38.49 | 10.33 | 35.12 | 38.49 | 10.33 | 35.12 | 38.49 | 10.33 | 35.12 | 38.49 | 10.33 | 35.12 | 38.49 | 8.95 | 32.87 | 38.49 | 8.95 | 32.87 | 38.49 | 10.34 | 35.12 | 38.49 | 43.45 | 35.92 | 38.49 | 8.95 | 32.87 | 38.1 | 0 | 0 | 38.1 | 0 | 0 | 38.49 | 10.33 | 35.12 | 49.08 | 46.88 | 46.17 | 49.08 | 46.88 | 46.17 | 49.08 | 46.88 | 46.17 | 49.08 | 46.88 | 0 | 49.09 | 37.63 | 46.17 | 49.09 | 37.63 | 46.17 | 49.08 | 46.88 | 48.05 | 49.08 | 51.67 | 48.05 | 49.09 | 37.63 | 46.17 | 48.6 | 0 | 0 | 48.6 | 0 | 0 | 49.08 | 46.88 | 46.17
5123 | 38.52 | 10.33 | 34.43 | 38.52 | 10.33 | 34.43 | 38.52 | 10.33 | 34.43 | 38.52 | 10.33 | 34.43 | 38.52 | 8.98 | 31.54 | 38.52 | 8.98 | 31.54 | 38.52 | 10.33 | 34.43 | 38.52 | 43.49 | 35.95 | 38.52 | 8.98 | 31.54 | 37.74 | 0 | 0 | 37.74 | 0 | 0 | 38.52 | 10.33 | 34.43 | 49.11 | 29.98 | 46.17 | 49.11 | 29.98 | 46.17 | 49.11 | 29.98 | 46.17 | 49.11 | 29.98 | 0 | 49.11 | 29.98 | 46.17 | 49.11 | 29.98 | 46.17 | 49.11 | 46.27 | 48.09 | 49.11 | 51.7 | 48.09 | 49.11 | 29.98 | 46.17 | 48.48 | 0 | 0 | 48.62 | 0 | 0 | 49.11 | 29.98 | 46.17
5124 | 38.46 | 10.33 | 33.06 | 38.46 | 10.33 | 33.06 | 38.46 | 10.33 | 33.06 | 38.46 | 10.33 | 33.06 | 38.46 | 8.92 | 31.54 | 38.46 | 8.92 | 31.54 | 38.46 | 10.33 | 33.06 | 38.46 | 43.43 | 35.89 | 38.46 | 8.92 | 31.54 | 37.74 | 0 | 0 | 37.74 | 0 | 0 | 38.46 | 10.33 | 33.06 | 49.05 | 29 | 46.17 | 49.05 | 29 | 46.17 | 49.05 | 29 | 46.17 | 49.05 | 29 | 0 | 49.05 | 29 | 46.17 | 49.05 | 29 | 46.17 | 49.05 | 46.27 | 48.02 | 49.05 | 51.64 | 48.02 | 49.05 | 29 | 46.17 | 48.48 | 0 | 0 | 48.56 | 0 | 0 | 49.05 | 29 | 46.17
5125 | 38.4 | 10.33 | 33.06 | 38.4 | 10.33 | 33.06 | 38.4 | 10.33 | 33.06 | 38.4 | 10.33 | 33.06 | 38.4 | 8.86 | 32.87 | 38.4 | 8.86 | 32.87 | 38.4 | 10.33 | 33.06 | 38.4 | 43.37 | 35.84 | 38.4 | 8.86 | 32.87 | 36.99 | 0 | 0 | 37.74 | 0 | 0 | 38.4 | 10.33 | 33.06 | 48.99 | 29.98 | 46.17 | 48.99 | 29.98 | 46.17 | 48.99 | 29.98 | 46.17 | 48.99 | 29.98 | 0 | 49.09 | 29.98 | 46.17 | 49.09 | 29.98 | 46.17 | 48.99 | 46.27 | 47.97 | 48.99 | 51.58 | 47.97 | 49.09 | 29.98 | 46.17 | 48.6 | 0 | 0 | 48.6 | 0 | 0 | 48.99 | 29.98 | 46.17
5126 | 38.32 | 10.34 | 35.12 | 38.32 | 10.34 | 35.12 | 38.32 | 10.34 | 35.12 | 38.32 | 10.34 | 35.12 | 38.32 | 8.78 | 32.87 | 38.32 | 8.78 | 32.87 | 38.32 | 10.34 | 35.12 | 38.32 | 43.29 | 35.75 | 38.32 | 8.78 | 32.87 | 37.56 | 0 | 0 | 37.94 | 0 | 0 | 38.32 | 10.34 | 35.12 | 48.91 | 48.43 | 46.17 | 48.91 | 48.43 | 46.17 | 48.91 | 48.43 | 46.17 | 48.91 | 48.43 | 0 | 49.09 | 29.98 | 46.17 | 49.09 | 29.98 | 46.17 | 48.91 | 48.43 | 47.88 | 48.91 | 51.5 | 47.88 | 49.09 | 29.98 | 46.17 | 48.6 | 0 | 0 | 48.6 | 0 | 0 | 48.91 | 48.43 | 46.17
5127 | 38.21 | 25.6 | 35.12 | 38.21 | 25.6 | 35.12 | 38.21 | 25.6 | 35.12 | 38.21 | 25.6 | 35.12 | 38.21 | 13.11 | 34.93 | 38.92 | 13.11 | 34.93 | 38.21 | 25.6 | 35.12 | 38.21 | 43.18 | 35.65 | 38.21 | 13.11 | 34.93 | 38.53 | 0 | 0 | 38.6 | 0 | 0 | 38.21 | 25.6 | 35.12 | 48.8 | 48.43 | 47.16 | 48.8 | 48.43 | 47.16 | 48.8 | 48.43 | 47.16 | 48.8 | 48.43 | 46.17 | 51.43 | 40.81 | 47.16 | 51.43 | 40.81 | 47.16 | 48.8 | 48.43 | 47.78 | 48.8 | 51.39 | 47.78 | 51.43 | 40.81 | 47.16 | 50.91 | 0 | 0 | 49.3 | 38.12 | 44.8 | 48.8 | 48.43 | 47.16
5128 | 38.17 | 43.13 | 35.6 | 38.17 | 43.13 | 35.6 | 38.17 | 43.13 | 35.6 | 38.17 | 43.13 | 35.6 | 38.17 | 43.09 | 35.6 | 38.88 | 43.09 | 35.6 | 38.17 | 43.13 | 35.6 | 38.17 | 43.14 | 35.6 | 38.17 | 43.09 | 35.6 | 38.55 | 32.65 | 0 | 38.55 | 41.8 | 34.42 | 38.17 | 43.13 | 35.6 | 48.76 | 51.35 | 47.16 | 48.76 | 51.35 | 47.16 | 48.76 | 51.35 | 47.16 | 48.76 | 51.35 | 46.68 | 51.38 | 51.35 | 47.16 | 54.02 | 51.35 | 47.16 | 48.76 | 51.35 | 47.73 | 48.76 | 51.35 | 47.73 | 51.38 | 51.35 | 47.16 | 53.46 | 0 | 0 | 52.39 | 50.52 | 44.8 | 48.76 | 51.35 | 47.16
5129 | 38.15 | 43.12 | 35.59 | 38.15 | 43.12 | 35.59 | 38.15 | 43.12 | 35.59 | 38.15 | 43.12 | 35.59 | 38.15 | 43.12 | 35.59 | 38.86 | 43.12 | 35.59 | 38.15 | 43.12 | 35.59 | 38.15 | 43.12 | 35.59 | 38.15 | 43.12 | 35.59 | 38.54 | 40.57 | 33.4 | 38.54 | 42.69 | 35.14 | 38.15 | 43.12 | 35.59 | 48.74 | 51.33 | 47.72 | 48.74 | 51.33 | 47.72 | 48.74 | 51.33 | 47.72 | 48.74 | 51.33 | 47.72 | 51.36 | 51.33 | 47.72 | 54.32 | 51.33 | 47.72 | 48.74 | 51.33 | 47.72 | 48.74 | 51.33 | 47.72 | 51.36 | 51.33 | 47.72 | 54.87 | 0 | 42.67 | 53.77 | 50.82 | 47.24 | 48.74 | 51.33 | 47.72
5130 | 38.11 | 43.07 | 35.54 | 38.11 | 43.07 | 35.54 | 38.11 | 43.07 | 35.54 | 38.11 | 43.07 | 35.54 | 38.11 | 45.47 | 35.54 | 38.82 | 45.61 | 35.54 | 38.11 | 43.08 | 35.54 | 38.11 | 43.07 | 35.54 | 38.11 | 45.47 | 35.54 | 39.21 | 43.27 | 34.42 | 38.49 | 43.51 | 35.18 | 38.11 | 43.07 | 35.54 | 48.7 | 51.29 | 47.67 | 48.7 | 51.29 | 47.67 | 48.7 | 51.29 | 47.67 | 48.7 | 51.29 | 47.67 | 51.32 | 51.29 | 47.67 | 54.28 | 51.29 | 47.67 | 48.7 | 51.29 | 47.67 | 48.7 | 51.29 | 47.67 | 51.32 | 51.29 | 47.67 | 56.86 | 47.66 | 44.38 | 55.72 | 50.77 | 47.2 | 48.7 | 51.29 | 47.67
5131 | 38.02 | 42.98 | 35.45 | 38.02 | 42.98 | 35.45 | 38.02 | 42.98 | 35.45 | 38.02 | 42.98 | 35.45 | 38.02 | 45.38 | 35.45 | 38.72 | 45.53 | 35.45 | 38.02 | 42.98 | 35.45 | 38.02 | 42.98 | 35.45 | 38.02 | 45.38 | 35.45 | 39.18 | 45.07 | 34.58 | 38.4 | 43.42 | 35.09 | 38.02 | 42.98 | 35.45 | 48.6 | 51.19 | 47.58 | 48.6 | 51.19 | 47.58 | 48.6 | 51.19 | 47.58 | 48.6 | 51.19 | 47.58 | 51.23 | 51.19 | 47.58 | 54.18 | 51.19 | 47.58 | 48.6 | 51.19 | 47.58 | 48.6 | 51.19 | 47.58 | 51.23 | 51.19 | 47.58 | 62.77 | 49.66 | 44.8 | 61.51 | 50.68 | 45.72 | 48.6 | 51.19 | 47.58
5132 | 37.83 | 42.8 | 35.26 | 37.83 | 42.8 | 35.26 | 37.83 | 42.8 | 35.26 | 37.83 | 42.8 | 35.26 | 37.83 | 45.19 | 35.26 | 38.54 | 45.34 | 35.26 | 37.83 | 42.8 | 35.26 | 37.83 | 42.8 | 35.26 | 37.83 | 45.19 | 35.26 | 46.6 | 44.89 | 34.43 | 45.67 | 43.23 | 34.91 | 37.83 | 42.8 | 35.26 | 48.42 | 51.01 | 47.4 | 48.42 | 51.01 | 47.4 | 48.42 | 51.01 | 47.4 | 48.42 | 51.01 | 47.4 | 51.04 | 51.11 | 47.4 | 54 | 51.11 | 47.4 | 48.42 | 51.01 | 47.4 | 48.42 | 51.01 | 47.4 | 51.04 | 51.11 | 47.4 | 65.97 | 50.5 | 45.98 | 64.65 | 51.52 | 46.92 | 48.42 | 51.01 | 47.4
5133 | 37.85 | 42.82 | 35.28 | 37.85 | 42.82 | 35.28 | 37.85 | 42.82 | 35.28 | 37.85 | 42.82 | 35.28 | 37.85 | 45.21 | 35.28 | 38.56 | 45.36 | 35.28 | 37.85 | 42.82 | 35.28 | 37.85 | 42.82 | 35.28 | 37.85 | 45.21 | 35.28 | 46.6 | 45.82 | 34.93 | 45.67 | 43.25 | 34.93 | 37.85 | 42.82 | 35.28 | 48.44 | 51.03 | 47.41 | 48.44 | 51.03 | 47.41 | 48.44 | 51.03 | 47.41 | 48.44 | 51.03 | 47.41 | 51.06 | 51.13 | 47.41 | 54.02 | 51.13 | 47.41 | 48.44 | 51.03 | 47.41 | 48.44 | 51.03 | 47.41 | 51.06 | 51.13 | 47.41 | 65.97 | 50.62 | 46.94 | 64.65 | 51.54 | 46.94 | 48.44 | 51.03 | 47.41
5134 | 37.99 | 42.96 | 35.42 | 37.99 | 42.96 | 35.42 | 37.99 | 42.96 | 35.42 | 37.99 | 42.96 | 35.42 | 37.99 | 45.35 | 35.42 | 38.7 | 45.5 | 35.42 | 37.99 | 42.96 | 35.42 | 37.99 | 42.96 | 35.42 | 37.99 | 45.35 | 35.42 | 43.37 | 45.96 | 35.07 | 42.5 | 43.39 | 35.07 | 37.99 | 42.96 | 35.42 | 48.58 | 51.17 | 47.56 | 48.58 | 51.17 | 47.56 | 48.58 | 51.17 | 47.56 | 48.58 | 51.17 | 47.56 | 51.2 | 51.27 | 47.56 | 54.16 | 51.27 | 47.56 | 48.58 | 51.17 | 47.56 | 48.58 | 51.17 | 47.56 | 51.2 | 51.27 | 47.56 | 59.81 | 50.76 | 47.08 | 58.61 | 51.69 | 47.08 | 48.58 | 51.17 | 47.56
5135 | 37.43 | 42.4 | 34.86 | 37.43 | 42.4 | 34.86 | 37.43 | 42.4 | 34.86 | 37.43 | 42.4 | 34.86 | 37.43 | 44.79 | 34.86 | 38.14 | 44.94 | 34.86 | 37.43 | 42.4 | 34.86 | 37.43 | 42.4 | 34.86 | 37.43 | 44.79 | 34.86 | 39.58 | 44.98 | 35.17 | 38.79 | 42.83 | 35.17 | 37.43 | 42.4 | 34.86 | 48.02 | 50.61 | 47 | 48.02 | 50.61 | 47 | 48.02 | 50.61 | 47 | 48.02 | 50.61 | 47 | 50.64 | 50.72 | 47 | 53.6 | 50.72 | 47 | 48.02 | 50.61 | 47 | 48.02 | 50.61 | 47 | 50.64 | 50.72 | 47 | 54.14 | 51.23 | 46.53 | 53.06 | 51.12 | 46.53 | 48.02 | 50.61 | 47
5136 | 37.29 | 42.26 | 34.72 | 37.29 | 42.26 | 34.72 | 37.29 | 42.26 | 34.72 | 37.29 | 42.26 | 34.72 | 37.29 | 44.65 | 34.72 | 38 | 44.8 | 34.72 | 37.29 | 42.26 | 34.72 | 37.29 | 42.26 | 34.72 | 37.29 | 44.65 | 34.72 | 38.38 | 45.25 | 35.07 | 37.67 | 42.68 | 35.07 | 37.29 | 42.26 | 34.72 | 47.88 | 50.47 | 46.86 | 47.88 | 50.47 | 46.86 | 47.88 | 50.47 | 46.86 | 47.88 | 50.47 | 46.86 | 50.5 | 50.53 | 46.86 | 53.46 | 50.57 | 46.86 | 47.88 | 50.47 | 46.86 | 47.88 | 50.47 | 46.86 | 50.5 | 50.53 | 46.86 | 54 | 50.98 | 47.16 | 52.92 | 50.98 | 47.16 | 47.88 | 50.47 | 46.86
5137 | 36.78 | 41.75 | 34.21 | 36.78 | 41.75 | 34.21 | 36.78 | 41.75 | 34.21 | 36.78 | 41.75 | 34.21 | 36.78 | 44.13 | 34.21 | 37.49 | 44.29 | 34.21 | 36.78 | 41.75 | 34.21 | 36.78 | 41.75 | 34.21 | 36.78 | 44.13 | 34.21 | 37.32 | 44.74 | 34.56 | 37.15 | 43.85 | 34.56 | 36.78 | 41.75 | 34.21 | 47.37 | 49.96 | 46.35 | 47.37 | 49.96 | 46.35 | 47.37 | 49.96 | 46.35 | 47.37 | 49.96 | 46.35 | 49.99 | 50.07 | 46.35 | 52.86 | 50.07 | 46.35 | 47.37 | 49.96 | 46.35 | 47.37 | 49.96 | 46.35 | 49.99 | 50.07 | 46.35 | 52.33 | 50.57 | 46.82 | 51.29 | 50.57 | 46.82 | 47.37 | 49.96 | 46.35
5138 | 36.3 | 41.27 | 33.73 | 36.3 | 41.27 | 33.73 | 36.3 | 41.27 | 33.73 | 36.3 | 41.27 | 33.73 | 36.3 | 43.63 | 33.73 | 36.99 | 43.81 | 33.73 | 36.3 | 41.27 | 33.73 | 36.3 | 41.27 | 33.73 | 36.3 | 43.63 | 33.73 | 36.99 | 44.25 | 34.42 | 36.67 | 43.37 | 34.42 | 36.3 | 41.27 | 33.73 | 46.89 | 49.48 | 45.87 | 46.89 | 49.48 | 45.87 | 46.89 | 49.48 | 45.87 | 46.89 | 49.48 | 45.87 | 49.51 | 49.58 | 45.87 | 51.51 | 49.58 | 45.87 | 46.89 | 49.48 | 45.87 | 46.89 | 49.48 | 45.87 | 49.51 | 49.58 | 45.87 | 50.99 | 50.09 | 46.33 | 50.99 | 50.09 | 46.33 | 46.89 | 49.48 | 45.87
5139 | 35.97 | 40.94 | 33.4 | 35.97 | 40.94 | 33.4 | 35.97 | 40.94 | 33.4 | 35.97 | 40.94 | 33.4 | 35.97 | 41.62 | 33.4 | 36.68 | 43.48 | 33.4 | 35.97 | 40.94 | 33.4 | 35.97 | 40.94 | 33.4 | 35.97 | 41.62 | 33.4 | 36.92 | 43.05 | 34.42 | 36.99 | 42.18 | 34.42 | 35.97 | 40.94 | 33.4 | 46.56 | 49.15 | 45.54 | 46.56 | 49.15 | 45.54 | 46.56 | 49.15 | 45.54 | 46.56 | 49.15 | 45.54 | 49.18 | 49.15 | 45.54 | 50.26 | 49.25 | 45.54 | 46.56 | 49.15 | 45.54 | 46.56 | 49.15 | 45.54 | 49.18 | 49.15 | 45.54 | 50.29 | 49.75 | 46 | 50.29 | 49.75 | 46 | 46.56 | 49.15 | 46.17
5140 | 35.9 | 40.87 | 33.33 | 35.9 | 40.87 | 33.33 | 35.9 | 40.87 | 33.33 | 35.9 | 40.87 | 33.33 | 35.9 | 40.87 | 33.33 | 36.61 | 43.41 | 33.33 | 35.9 | 40.87 | 33.33 | 35.9 | 40.87 | 33.33 | 35.9 | 40.87 | 33.33 | 37.36 | 43.85 | 34.42 | 37.36 | 43.85 | 34.42 | 35.9 | 40.87 | 33.33 | 46.49 | 49.08 | 45.47 | 46.49 | 49.08 | 45.47 | 46.49 | 49.08 | 45.47 | 46.49 | 49.08 | 45.47 | 49.11 | 49.08 | 45.47 | 52.07 | 49.18 | 45.47 | 46.49 | 49.08 | 45.47 | 46.49 | 49.08 | 45.47 | 49.11 | 49.08 | 45.47 | 52.6 | 51.36 | 45.93 | 52.86 | 52.41 | 45.93 | 46.49 | 49.08 | 46.17
5141 | 36.48 | 41.44 | 33.91 | 36.48 | 41.44 | 33.91 | 36.48 | 41.44 | 33.91 | 36.48 | 41.44 | 33.91 | 36.48 | 43.83 | 33.91 | 37.18 | 43.99 | 33.91 | 36.48 | 41.44 | 33.91 | 36.48 | 41.44 | 33.91 | 36.48 | 43.83 | 33.91 | 40.22 | 46.59 | 35.49 | 40.39 | 47.54 | 35.49 | 36.48 | 41.44 | 33.91 | 47.06 | 49.65 | 46.17 | 47.06 | 49.65 | 46.17 | 47.06 | 49.65 | 46.17 | 47.06 | 49.65 | 46.17 | 49.69 | 49.76 | 46.04 | 52.64 | 49.76 | 46.04 | 47.06 | 49.65 | 46.04 | 47.06 | 49.65 | 46.04 | 49.69 | 49.76 | 46.04 | 56.01 | 51.36 | 47.16 | 56.01 | 59.66 | 48.13 | 47.06 | 49.65 | 51.3
5142 | 37.5 | 42.47 | 34.93 | 37.5 | 42.47 | 34.93 | 37.5 | 42.47 | 34.93 | 37.5 | 42.47 | 34.93 | 37.5 | 44.86 | 34.93 | 38.21 | 45.01 | 34.93 | 37.5 | 42.47 | 34.93 | 37.5 | 42.47 | 34.93 | 37.5 | 44.86 | 34.93 | 48.49 | 49.94 | 35.49 | 49.48 | 50.96 | 35.49 | 37.5 | 42.47 | 34.93 | 48.09 | 50.78 | 47.06 | 48.09 | 50.78 | 47.06 | 48.09 | 50.78 | 47.06 | 48.09 | 50.78 | 47.06 | 50.71 | 50.78 | 47.06 | 53.67 | 50.78 | 47.06 | 48.09 | 50.78 | 47.06 | 48.09 | 50.68 | 47.06 | 50.71 | 50.78 | 47.06 | 66.82 | 53.97 | 47.54 | 66.82 | 55.07 | 48.51 | 48.09 | 50.78 | 51.3
5143 | 37.9 | 42.87 | 35.33 | 37.9 | 42.87 | 35.33 | 37.9 | 42.87 | 35.33 | 37.9 | 42.87 | 35.33 | 37.9 | 45.26 | 35.33 | 38.61 | 45.42 | 35.34 | 37.9 | 42.87 | 35.33 | 37.9 | 42.87 | 35.33 | 37.9 | 45.26 | 35.33 | 53.77 | 49.94 | 35.69 | 54.32 | 48.95 | 35.69 | 37.9 | 42.87 | 35.33 | 48.49 | 51.19 | 47.47 | 48.49 | 51.19 | 47.47 | 48.49 | 51.19 | 47.47 | 48.49 | 51.19 | 47.47 | 51.11 | 51.19 | 47.47 | 54.07 | 51.19 | 47.47 | 48.49 | 51.19 | 47.47 | 48.49 | 51.08 | 47.47 | 51.11 | 51.19 | 47.47 | 71.12 | 53.15 | 47.95 | 71.85 | 54.23 | 47.95 | 48.49 | 51.19 | 48.45
5144 | 38.19 | 43.15 | 35.62 | 38.19 | 43.15 | 35.62 | 38.19 | 43.15 | 35.62 | 38.19 | 43.15 | 35.62 | 38.19 | 45.55 | 35.62 | 38.89 | 45.7 | 35.62 | 38.19 | 43.15 | 35.62 | 38.19 | 43.15 | 35.62 | 38.19 | 45.55 | 35.62 | 52.78 | 49.94 | 35.69 | 52.78 | 48.94 | 35.98 | 38.19 | 43.15 | 35.62 | 48.78 | 51.47 | 47.75 | 48.78 | 51.47 | 47.75 | 48.78 | 51.47 | 47.75 | 48.78 | 51.47 | 47.75 | 51.4 | 51.47 | 47.75 | 54.36 | 51.47 | 47.75 | 48.78 | 51.47 | 47.75 | 48.78 | 51.36 | 47.75 | 51.4 | 51.47 | 47.75 | 71.85 | 52.95 | 47.28 | 71.85 | 54.03 | 48.13 | 48.78 | 51.47 | 47.75
5145 | 38.41 | 43.38 | 35.84 | 38.41 | 43.38 | 35.84 | 38.41 | 43.38 | 35.84 | 38.41 | 43.38 | 35.84 | 38.41 | 45.77 | 35.84 | 39.12 | 45.92 | 35.84 | 38.41 | 43.38 | 35.84 | 38.41 | 43.38 | 35.84 | 38.41 | 45.77 | 35.84 | 50.59 | 46.99 | 35.14 | 49.99 | 46.05 | 35.48 | 38.41 | 43.38 | 35.84 | 49 | 51.59 | 47.98 | 49 | 51.59 | 47.98 | 49 | 51.59 | 47.98 | 49 | 51.59 | 47.98 | 51.62 | 51.59 | 47.98 | 54.58 | 51.59 | 47.98 | 49 | 51.59 | 47.98 | 49 | 51.59 | 47.98 | 51.62 | 51.59 | 47.98 | 66.82 | 51.59 | 46.66 | 66.82 | 52.11 | 47.61 | 49 | 51.59 | 47.98
5146 | 38.56 | 43.53 | 35.99 | 38.56 | 43.53 | 35.99 | 38.56 | 43.53 | 35.99 | 38.56 | 43.53 | 35.99 | 38.56 | 45.92 | 35.99 | 39.27 | 45.92 | 35.99 | 38.56 | 43.53 | 35.99 | 38.56 | 43.53 | 35.99 | 38.56 | 45.92 | 35.99 | 41.73 | 45.51 | 35.14 | 40.9 | 44.6 | 35.63 | 38.56 | 43.53 | 35.99 | 49.15 | 51.74 | 48.12 | 49.15 | 51.74 | 48.12 | 49.15 | 51.74 | 48.12 | 49.15 | 51.74 | 48.12 | 51.77 | 51.74 | 48.12 | 54.73 | 51.74 | 48.12 | 49.15 | 51.74 | 48.12 | 49.15 | 51.74 | 48.12 | 51.77 | 51.74 | 48.12 | 60.19 | 51.22 | 46.66 | 58.99 | 51.74 | 47.64 | 49.15 | 51.74 | 48.12
5147 | 38.53 | 43.5 | 35.96 | 38.53 | 43.5 | 35.96 | 38.53 | 43.5 | 35.96 | 38.53 | 43.5 | 35.96 | 38.53 | 43.98 | 35.96 | 39.24 | 43.98 | 35.96 | 38.53 | 43.5 | 35.96 | 38.53 | 43.5 | 35.96 | 38.53 | 43.98 | 35.96 | 39.73 | 43.54 | 34.42 | 38.93 | 43.94 | 35.12 | 38.53 | 43.5 | 35.96 | 49.12 | 51.71 | 48.1 | 49.12 | 51.71 | 48.1 | 49.12 | 51.71 | 48.1 | 49.12 | 51.71 | 48.1 | 51.74 | 51.71 | 48.1 | 54.7 | 51.71 | 48.1 | 49.12 | 51.71 | 48.1 | 49.12 | 51.71 | 48.1 | 51.74 | 51.71 | 48.1 | 55.83 | 49.13 | 46.66 | 54.71 | 51.19 | 47.62 | 49.12 | 51.71 | 48.1
5148 | 38.41 | 43.38 | 35.84 | 38.41 | 43.38 | 35.84 | 38.41 | 43.38 | 35.84 | 38.41 | 43.38 | 35.84 | 38.41 | 43.38 | 33.4 | 39.12 | 43.38 | 33.4 | 38.41 | 43.38 | 35.84 | 38.41 | 43.38 | 35.84 | 38.41 | 43.38 | 33.4 | 39.19 | 42.8 | 30.4 | 38.8 | 42.95 | 31.02 | 38.41 | 43.38 | 35.84 | 49 | 51.59 | 47.64 | 49 | 51.59 | 47.64 | 49 | 51.59 | 47.64 | 49 | 51.59 | 47.64 | 51.62 | 51.59 | 47.64 | 54.58 | 51.59 | 47.64 | 49 | 51.59 | 47.98 | 49 | 51.59 | 47.98 | 51.62 | 51.59 | 47.64 | 54.04 | 49.13 | 44.8 | 52.96 | 51.08 | 47.16 | 49 | 51.59 | 47.64
5149 | 38.31 | 43.27 | 35.74 | 38.31 | 43.27 | 35.74 | 38.31 | 43.27 | 35.74 | 38.31 | 43.27 | 35.74 | 38.31 | 43.27 | 33.4 | 38.88 | 43.27 | 33.4 | 38.31 | 43.27 | 35.74 | 38.31 | 43.27 | 35.74 | 38.31 | 43.27 | 33.4 | 38.49 | 42.41 | 30.18 | 38.49 | 42.84 | 30.8 | 38.31 | 43.27 | 35.74 | 48.9 | 51.48 | 47.65 | 48.9 | 51.48 | 47.65 | 48.9 | 51.48 | 47.65 | 48.9 | 51.48 | 47.65 | 50.61 | 51.48 | 47.16 | 50.61 | 51.48 | 47.16 | 48.9 | 51.48 | 47.87 | 48.9 | 51.48 | 47.87 | 50.61 | 51.48 | 47.16 | 50.1 | 47.66 | 44.8 | 49.39 | 50.97 | 47.16 | 48.9 | 51.48 | 47.65
5150 | 38.17 | 43.14 | 35.6 | 38.17 | 43.14 | 35.6 | 38.17 | 43.14 | 35.6 | 38.17 | 43.14 | 35.6 | 38.17 | 43.14 | 33.4 | 38.17 | 43.14 | 33.4 | 38.17 | 43.14 | 35.6 | 38.17 | 43.14 | 35.6 | 38.17 | 43.14 | 33.4 | 37.79 | 42.41 | 30.18 | 37.79 | 42.71 | 30.8 | 38.17 | 43.14 | 35.6 | 48.76 | 51.35 | 47.74 | 48.76 | 51.35 | 47.74 | 48.76 | 51.35 | 47.74 | 48.76 | 51.35 | 47.74 | 50.1 | 51.35 | 46.34 | 50.1 | 51.35 | 46.34 | 48.76 | 51.35 | 47.74 | 48.76 | 51.35 | 47.74 | 50.1 | 51.35 | 46.34 | 50 | 47.66 | 44.8 | 49.25 | 50.83 | 45.75 | 48.76 | 51.35 | 47.74
5151 | 38.04 | 43.01 | 35.47 | 38.04 | 43.01 | 35.47 | 38.04 | 43.01 | 35.47 | 38.04 | 43.01 | 35.47 | 38.04 | 43.01 | 33.4 | 38.11 | 43.01 | 33.4 | 38.04 | 43.01 | 35.47 | 38.04 | 43.01 | 35.47 | 38.04 | 43.01 | 33.4 | 37.74 | 42.41 | 30.18 | 37.74 | 42.58 | 30.8 | 38.04 | 43.01 | 35.47 | 48.63 | 51.22 | 47.61 | 48.63 | 51.22 | 47.61 | 48.63 | 51.22 | 47.61 | 48.63 | 51.22 | 47.61 | 50.1 | 51.22 | 47.4 | 50.1 | 51.22 | 47.4 | 48.63 | 51.22 | 47.61 | 48.63 | 51.22 | 47.61 | 50.1 | 51.22 | 47.4 | 50.1 | 48.8 | 44.8 | 49.12 | 50.71 | 47.13 | 48.63 | 51.22 | 47.61
5152 | 38.02 | 42.99 | 35.45 | 38.02 | 42.99 | 35.45 | 38.02 | 42.99 | 35.45 | 38.02 | 42.99 | 35.45 | 38.02 | 43.63 | 35.45 | 38.73 | 43.63 | 35.45 | 38.02 | 42.99 | 35.45 | 38.02 | 42.99 | 35.45 | 38.02 | 43.63 | 35.45 | 38.4 | 43.42 | 34.42 | 38.4 | 43.42 | 35.1 | 38.02 | 42.99 | 35.45 | 48.61 | 51.2 | 47.59 | 48.61 | 51.2 | 47.59 | 48.61 | 51.2 | 47.59 | 48.61 | 51.2 | 47.59 | 51.23 | 51.2 | 47.59 | 54.19 | 51.2 | 47.59 | 48.61 | 51.2 | 47.59 | 48.61 | 51.2 | 47.59 | 51.23 | 51.2 | 47.59 | 54.19 | 49.74 | 44.8 | 53.1 | 51.27 | 47.64 | 48.61 | 51.2 | 51.3
5153 | 38.08 | 43.05 | 35.51 | 38.08 | 43.05 | 35.51 | 38.08 | 43.05 | 35.51 | 38.08 | 43.05 | 35.51 | 38.08 | 45.44 | 35.51 | 38.79 | 45.59 | 35.51 | 38.08 | 43.05 | 35.51 | 38.08 | 43.05 | 35.51 | 38.08 | 45.44 | 35.51 | 39.73 | 45.14 | 35.14 | 38.93 | 45.14 | 35.85 | 38.08 | 43.05 | 35.51 | 48.67 | 51.26 | 47.65 | 48.67 | 51.26 | 47.65 | 48.67 | 51.26 | 47.65 | 48.67 | 51.26 | 47.65 | 51.29 | 51.37 | 47.65 | 54.25 | 51.37 | 47.65 | 48.67 | 51.26 | 47.65 | 48.67 | 51.26 | 47.65 | 51.29 | 51.37 | 47.65 | 56.31 | 50.75 | 44.8 | 56.31 | 51.78 | 48.12 | 48.67 | 51.26 | 51.3
5154 | 38.12 | 43.09 | 35.55 | 38.12 | 43.09 | 35.55 | 38.12 | 43.09 | 35.55 | 38.12 | 43.09 | 35.55 | 38.12 | 45.48 | 35.55 | 38.83 | 45.63 | 35.55 | 38.12 | 43.09 | 35.55 | 38.12 | 43.09 | 35.55 | 38.12 | 45.48 | 35.55 | 45.62 | 46.09 | 35.69 | 45.62 | 47.03 | 36.41 | 38.12 | 43.09 | 35.55 | 48.71 | 51.4 | 47.69 | 48.71 | 51.4 | 47.69 | 48.71 | 51.4 | 47.69 | 48.71 | 51.4 | 47.69 | 51.33 | 51.4 | 47.69 | 54.29 | 51.4 | 47.69 | 48.71 | 51.4 | 47.69 | 48.71 | 51.3 | 47.69 | 51.33 | 51.4 | 47.69 | 66.82 | 51.92 | 47.21 | 66.82 | 69.9 | 52.4 | 48.71 | 51.4 | 51.3
5155 | 38.01 | 42.97 | 35.44 | 38.01 | 42.97 | 35.44 | 38.01 | 42.97 | 35.44 | 38.01 | 42.97 | 35.44 | 38.01 | 45.36 | 35.44 | 38.71 | 45.52 | 35.44 | 38.01 | 42.97 | 35.44 | 38.01 | 42.97 | 35.44 | 38.01 | 45.36 | 35.44 | 49.99 | 45.98 | 35.69 | 49.99 | 46.92 | 36.41 | 38.01 | 42.97 | 35.44 | 48.59 | 51.29 | 47.57 | 48.59 | 51.29 | 47.57 | 48.59 | 51.29 | 47.57 | 48.59 | 51.29 | 47.57 | 51.22 | 51.29 | 47.57 | 54.17 | 51.29 | 47.57 | 48.59 | 51.29 | 47.57 | 48.59 | 51.18 | 47.57 | 51.22 | 51.29 | 47.57 | 66.82 | 52.95 | 47.1 | 66.82 | 75.47 | 52.4 | 48.59 | 51.29 | 51.3
5156 | 37.82 | 42.79 | 35.25 | 37.82 | 42.79 | 35.25 | 37.82 | 42.79 | 35.25 | 37.82 | 42.79 | 35.25 | 37.82 | 45.18 | 35.25 | 38.53 | 45.33 | 35.25 | 37.82 | 42.79 | 35.25 | 37.82 | 42.79 | 35.25 | 37.82 | 45.18 | 35.25 | 49.99 | 45.79 | 35.61 | 48.99 | 46.73 | 35.61 | 37.82 | 42.79 | 35.25 | 48.41 | 51 | 47.39 | 48.41 | 51 | 47.39 | 48.41 | 51 | 47.39 | 48.41 | 51 | 47.39 | 51.03 | 51.11 | 47.39 | 53.99 | 51.11 | 47.39 | 48.41 | 51 | 47.39 | 48.41 | 51 | 47.39 | 51.03 | 51.11 | 47.39 | 67.29 | 52.95 | 46.91 | 67.29 | 54.03 | 47.87 | 48.41 | 51 | 51.3
5157 | 37.9 | 42.86 | 35.33 | 37.9 | 42.86 | 35.33 | 37.9 | 42.86 | 35.33 | 37.9 | 42.86 | 35.33 | 37.9 | 45.26 | 35.33 | 38.6 | 45.41 | 35.33 | 37.9 | 42.86 | 35.33 | 37.9 | 42.86 | 35.33 | 37.9 | 45.26 | 35.33 | 49.58 | 45.87 | 35.69 | 48.59 | 44.95 | 35.69 | 37.9 | 42.86 | 35.33 | 48.49 | 51.07 | 47.46 | 48.49 | 51.07 | 47.46 | 48.49 | 51.07 | 47.46 | 48.49 | 51.07 | 47.46 | 51.11 | 51.18 | 47.46 | 54.07 | 51.18 | 47.46 | 48.49 | 51.07 | 47.46 | 48.49 | 51.07 | 47.46 | 51.11 | 51.18 | 47.46 | 66.82 | 51.7 | 46.99 | 65.49 | 51.7 | 47.94 | 48.49 | 51.07 | 51.3
5158 | 38.04 | 43 | 35.47 | 38.04 | 43 | 35.47 | 38.04 | 43 | 35.47 | 38.04 | 43 | 35.47 | 38.04 | 45.4 | 35.47 | 38.74 | 45.55 | 35.47 | 38.04 | 43 | 35.47 | 38.04 | 43 | 35.47 | 38.04 | 45.4 | 35.47 | 44.25 | 45.09 | 35.11 | 43.37 | 43.44 | 35.83 | 38.04 | 43 | 35.47 | 48.63 | 51.21 | 47.6 | 48.63 | 51.21 | 47.6 | 48.63 | 51.21 | 47.6 | 48.63 | 51.21 | 47.6 | 51.25 | 51.32 | 47.6 | 54.21 | 51.32 | 47.6 | 48.63 | 51.21 | 47.6 | 48.63 | 51.21 | 47.6 | 51.25 | 51.32 | 47.6 | 60.56 | 51.73 | 47.13 | 59.35 | 51.73 | 47.13 | 48.63 | 51.21 | 47.6
5159 | 37.73 | 42.7 | 35.16 | 37.73 | 42.7 | 35.16 | 37.73 | 42.7 | 35.16 | 37.73 | 42.7 | 35.16 | 37.73 | 45.09 | 35.16 | 38.44 | 45.24 | 35.16 | 37.73 | 42.7 | 35.16 | 37.73 | 42.7 | 35.16 | 37.73 | 45.09 | 35.16 | 39.98 | 44.79 | 34.81 | 39.18 | 43.13 | 34.81 | 37.73 | 42.7 | 35.16 | 48.32 | 50.91 | 47.3 | 48.32 | 50.91 | 47.3 | 48.32 | 50.91 | 47.3 | 48.32 | 50.91 | 47.3 | 50.94 | 51.02 | 47.3 | 53.9 | 51.02 | 47.3 | 48.32 | 50.91 | 47.3 | 48.32 | 50.91 | 47.3 | 50.94 | 51.02 | 47.3 | 57.42 | 51.42 | 46.83 | 56.27 | 51.42 | 46.83 | 48.32 | 50.91 | 47.3
5160 | 37.73 | 42.7 | 35.16 | 37.73 | 42.7 | 35.16 | 37.73 | 42.7 | 35.16 | 37.73 | 42.7 | 35.16 | 37.73 | 45.09 | 35.16 | 38.44 | 45.24 | 35.16 | 37.73 | 42.7 | 35.16 | 37.73 | 42.7 | 35.16 | 37.73 | 45.09 | 35.16 | 38.89 | 44.79 | 34.81 | 38.11 | 43.13 | 34.81 | 37.73 | 42.7 | 35.16 | 48.32 | 50.91 | 47.3 | 48.32 | 50.91 | 47.3 | 48.32 | 50.91 | 47.3 | 48.32 | 50.91 | 47.3 | 50.94 | 51.01 | 47.3 | 53.9 | 51.01 | 47.3 | 48.32 | 50.91 | 47.3 | 48.32 | 50.91 | 47.3 | 50.94 | 51.01 | 47.3 | 55.32 | 51.42 | 46.82 | 54.21 | 51.42 | 46.82 | 48.32 | 50.91 | 47.3
5161 | 37.37 | 42.34 | 34.81 | 37.37 | 42.34 | 34.81 | 37.37 | 42.34 | 34.81 | 37.37 | 42.34 | 34.81 | 37.37 | 44.73 | 34.81 | 38.08 | 44.88 | 34.81 | 37.37 | 42.34 | 34.81 | 37.37 | 42.34 | 34.81 | 37.37 | 44.73 | 34.81 | 38.52 | 44.44 | 34.46 | 37.75 | 42.77 | 34.46 | 37.37 | 42.34 | 34.81 | 47.96 | 50.55 | 46.94 | 47.96 | 50.55 | 46.94 | 47.96 | 50.55 | 46.94 | 47.96 | 50.55 | 46.94 | 50.58 | 50.66 | 46.94 | 53.54 | 50.66 | 46.94 | 47.96 | 50.55 | 46.94 | 47.96 | 50.55 | 46.94 | 50.58 | 50.66 | 46.94 | 54.4 | 51.06 | 46.47 | 53.31 | 51.06 | 46.47 | 47.96 | 50.55 | 46.94
5162 | 36.97 | 41.94 | 34.4 | 36.97 | 41.94 | 34.4 | 36.97 | 41.94 | 34.4 | 36.97 | 41.94 | 34.4 | 36.97 | 44.33 | 34.4 | 37.68 | 44.48 | 34.4 | 36.97 | 41.94 | 34.4 | 36.97 | 41.94 | 34.4 | 36.97 | 44.33 | 34.4 | 38.11 | 44.04 | 34.42 | 37.34 | 42.36 | 34.42 | 36.97 | 41.94 | 34.4 | 47.56 | 50.15 | 46.54 | 47.56 | 50.15 | 46.54 | 47.56 | 50.15 | 46.54 | 47.56 | 50.15 | 46.54 | 50.18 | 50.25 | 46.54 | 53.14 | 50.25 | 46.54 | 47.56 | 50.15 | 46.54 | 47.56 | 50.15 | 46.54 | 50.18 | 50.25 | 46.54 | 53.68 | 50.66 | 46.07 | 52.6 | 50.66 | 46.07 | 47.56 | 50.15 | 46.54
5163 | 36.67 | 41.64 | 34.11 | 36.67 | 41.64 | 34.11 | 36.67 | 41.64 | 34.11 | 36.67 | 41.64 | 34.11 | 36.67 | 44.03 | 34.11 | 37.38 | 44.18 | 34.11 | 36.67 | 41.64 | 34.11 | 36.67 | 41.64 | 34.11 | 36.67 | 44.03 | 34.11 | 37.38 | 43.74 | 34.42 | 37.04 | 42.06 | 34.42 | 36.67 | 41.64 | 34.11 | 47.26 | 49.85 | 46.24 | 47.26 | 49.85 | 46.24 | 47.26 | 49.85 | 46.24 | 47.26 | 49.85 | 46.24 | 47.26 | 49.96 | 46.24 | 52.84 | 49.96 | 46.24 | 47.26 | 49.85 | 46.24 | 47.26 | 49.85 | 46.24 | 47.26 | 49.96 | 46.24 | 52.84 | 50.36 | 45.78 | 51.79 | 50.36 | 45.78 | 47.26 | 49.85 | 51.3
5164 | 36.16 | 41.13 | 33.59 | 36.16 | 41.13 | 33.59 | 36.16 | 41.13 | 33.59 | 36.16 | 41.13 | 33.59 | 36.16 | 43.52 | 33.59 | 36.87 | 43.67 | 33.59 | 36.16 | 41.13 | 33.59 | 36.16 | 41.13 | 33.59 | 36.16 | 43.52 | 33.59 | 36.87 | 43.24 | 34.42 | 36.53 | 41.54 | 33.93 | 36.16 | 41.13 | 33.59 | 46.75 | 49.34 | 45.73 | 46.75 | 49.34 | 45.73 | 46.75 | 49.34 | 45.73 | 46.75 | 49.34 | 45.73 | 46.75 | 49.44 | 45.73 | 51.81 | 49.44 | 45.73 | 46.75 | 49.34 | 45.73 | 46.75 | 49.34 | 45.73 | 46.75 | 49.44 | 45.73 | 51.81 | 49.84 | 45.27 | 50.78 | 49.84 | 45.27 | 46.75 | 49.34 | 51.3
5165 | 36.06 | 41.03 | 33.49 | 36.06 | 41.03 | 33.49 | 36.06 | 41.03 | 33.49 | 36.06 | 41.03 | 33.49 | 36.06 | 43.42 | 33.49 | 36.77 | 43.57 | 33.49 | 36.06 | 41.03 | 33.49 | 36.06 | 41.03 | 33.49 | 36.06 | 43.42 | 33.49 | 37.14 | 43.13 | 34.42 | 36.42 | 41.44 | 33.83 | 36.06 | 41.03 | 33.49 | 46.65 | 49.24 | 45.62 | 46.65 | 49.24 | 45.62 | 46.65 | 49.24 | 45.62 | 46.65 | 49.24 | 45.62 | 46.65 | 49.34 | 45.62 | 51.81 | 49.34 | 45.62 | 46.65 | 49.24 | 45.62 | 46.65 | 49.24 | 45.62 | 46.65 | 49.34 | 45.62 | 51.81 | 49.84 | 45.17 | 50.78 | 49.73 | 45.17 | 46.65 | 49.24 | 51.3
5166 | 36.68 | 41.65 | 34.11 | 36.68 | 41.65 | 34.11 | 36.68 | 41.65 | 34.11 | 36.68 | 41.65 | 34.11 | 36.68 | 44.04 | 34.11 | 37.39 | 44.19 | 34.11 | 36.68 | 41.65 | 34.11 | 36.68 | 41.65 | 34.11 | 36.68 | 44.04 | 34.11 | 38.01 | 44.4 | 34.45 | 37.25 | 42.07 | 34.42 | 36.68 | 41.65 | 34.11 | 47.27 | 49.86 | 46.24 | 47.27 | 49.86 | 46.24 | 47.27 | 49.86 | 46.24 | 47.27 | 49.86 | 46.24 | 47.27 | 49.96 | 46.24 | 52.85 | 49.96 | 46.24 | 47.27 | 49.86 | 46.24 | 47.27 | 49.86 | 46.24 | 47.27 | 49.96 | 46.24 | 53.4 | 50.36 | 45.78 | 52.33 | 50.36 | 45.78 | 47.27 | 49.86 | 51.3
5167 | 37.04 | 42.01 | 34.47 | 37.04 | 42.01 | 34.47 | 37.04 | 42.01 | 34.47 | 37.04 | 42.01 | 34.47 | 37.04 | 43.31 | 34.47 | 37.75 | 43.31 | 34.47 | 37.04 | 42.01 | 34.47 | 37.04 | 42.01 | 34.47 | 37.04 | 43.31 | 34.47 | 39.38 | 42.87 | 34.42 | 38.59 | 42.02 | 34.13 | 37.04 | 42.01 | 34.47 | 47.63 | 50.22 | 46.61 | 47.63 | 50.22 | 46.61 | 47.63 | 50.22 | 46.61 | 47.63 | 50.22 | 46.61 | 50.25 | 50.22 | 46.61 | 53.21 | 50.22 | 46.61 | 47.63 | 50.22 | 46.61 | 47.63 | 50.22 | 46.61 | 50.25 | 50.22 | 46.61 | 53.94 | 50.01 | 46.14 | 52.86 | 50.01 | 46.14 | 47.63 | 50.22 | 48.12
5168 | 37.51 | 42.48 | 34.94 | 37.51 | 42.48 | 34.94 | 37.51 | 42.48 | 34.94 | 37.51 | 42.48 | 34.94 | 37.51 | 42.48 | 34.94 | 38.22 | 42.48 | 34.94 | 37.51 | 42.48 | 34.94 | 37.51 | 42.48 | 34.94 | 37.51 | 42.48 | 34.94 | 38.6 | 31.67 | 33.55 | 37.89 | 31.04 | 32.88 | 37.51 | 42.48 | 34.94 | 48.1 | 48.43 | 47.08 | 48.1 | 48.43 | 47.08 | 48.1 | 48.43 | 47.08 | 48.1 | 48.43 | 46.21 | 50.72 | 48.43 | 47.08 | 53.68 | 48.43 | 47.08 | 48.1 | 50.69 | 47.08 | 48.1 | 50.69 | 47.08 | 50.72 | 48.43 | 47.08 | 53.4 | 46.7 | 45.75 | 52.33 | 47.66 | 44.83 | 48.1 | 50.17 | 47.16
5169 | 37.95 | 41.2 | 35.38 | 37.95 | 41.2 | 35.38 | 37.95 | 41.2 | 35.38 | 37.95 | 41.2 | 35.38 | 37.95 | 41.2 | 35.38 | 38.66 | 41.2 | 35.38 | 37.95 | 41.2 | 35.38 | 37.95 | 42.91 | 35.38 | 37.95 | 41.2 | 35.38 | 38.33 | 0 | 0 | 38.33 | 0 | 0 | 37.95 | 41.2 | 35.38 | 48.54 | 48.43 | 46.66 | 48.54 | 48.43 | 46.66 | 48.54 | 48.43 | 46.66 | 48.54 | 48.43 | 44.81 | 51.16 | 48.43 | 46.66 | 51.16 | 48.43 | 46.66 | 48.54 | 51.13 | 47.51 | 48.54 | 51.13 | 47.51 | 51.16 | 48.43 | 47.16 | 50.65 | 39.22 | 43.9 | 49.03 | 39.22 | 43.03 | 48.54 | 48.92 | 47.51
5170 | 38.09 | 38.58 | 35.53 | 38.09 | 38.58 | 35.53 | 38.09 | 38.58 | 35.53 | 38.09 | 38.58 | 35.53 | 38.09 | 38.58 | 33.55 | 38.09 | 38.58 | 33.55 | 38.09 | 38.58 | 35.53 | 38.09 | 43.06 | 35.53 | 38.09 | 38.58 | 33.55 | 37.71 | 0 | 0 | 37.71 | 0 | 0 | 38.09 | 38.58 | 35.53 | 48.68 | 48.43 | 46.17 | 48.68 | 47.89 | 46.17 | 48.68 | 47.89 | 46.17 | 48.68 | 47.89 | 38.92 | 49.19 | 47.89 | 44.5 | 49.19 | 47.89 | 44.5 | 48.68 | 51.27 | 47.66 | 48.68 | 51.27 | 47.66 | 49.19 | 47.89 | 44.5 | 48.2 | 0 | 38.14 | 48.2 | 0 | 37.38 | 48.68 | 48.43 | 46.17
5171 | 38.15 | 23.53 | 35.58 | 38.15 | 23.53 | 35.58 | 38.15 | 23.53 | 35.58 | 38.15 | 23.53 | 35.58 | 38.15 | 23.53 | 33.4 | 38.15 | 23.53 | 33.4 | 38.15 | 23.53 | 35.58 | 38.15 | 43.12 | 35.58 | 38.15 | 23.53 | 33.4 | 36.94 | 0 | 0 | 37.7 | 0 | 0 | 38.15 | 23.53 | 35.58 | 47.44 | 48.43 | 46.17 | 47.44 | 39.49 | 46.17 | 47.44 | 39.49 | 46.17 | 47.44 | 39.49 | 38.92 | 47.44 | 39.49 | 44.38 | 47.44 | 39.49 | 44.38 | 48.74 | 46.27 | 47.72 | 48.74 | 51.33 | 47.72 | 47.44 | 39.49 | 44.38 | 43.34 | 0 | 38.14 | 46.97 | 0 | 37.38 | 47.44 | 48.43 | 46.17
5172 | 38.08 | 10.33 | 35.51 | 38.08 | 10.33 | 35.51 | 38.08 | 10.33 | 35.51 | 38.08 | 10.33 | 35.51 | 38.08 | 8.54 | 33.4 | 38.08 | 8.54 | 0 | 38.08 | 10.33 | 35.51 | 38.08 | 43.05 | 35.51 | 38.08 | 8.54 | 33.4 | 32.89 | 0 | 0 | 33.57 | 0 | 0 | 38.08 | 10.33 | 35.51 | 46.8 | 48.43 | 46.17 | 46.8 | 39.49 | 46.17 | 46.8 | 39.49 | 46.17 | 46.8 | 39.49 | 38.92 | 46.8 | 39.49 | 44.38 | 46.8 | 39.49 | 42.57 | 48.67 | 46.27 | 47.65 | 48.67 | 51.26 | 47.65 | 46.8 | 39.49 | 44.38 | 42.2 | 0 | 38.14 | 43.06 | 0 | 37.38 | 46.8 | 48.43 | 46.17
5173 | 37.92 | 10.33 | 35.35 | 37.92 | 10.33 | 35.35 | 37.92 | 10.33 | 35.35 | 37.92 | 10.33 | 35.35 | 37.92 | 8.19 | 33.4 | 37.92 | 8.19 | 0 | 37.92 | 10.33 | 35.35 | 37.92 | 42.89 | 35.35 | 37.92 | 8.19 | 33.4 | 30.27 | 0 | 0 | 30.88 | 0 | 0 | 37.92 | 10.33 | 35.35 | 46.33 | 48.43 | 46.17 | 46.33 | 38.65 | 46.17 | 46.33 | 38.65 | 46.17 | 46.33 | 38.65 | 38.92 | 46.33 | 38.65 | 44.38 | 46.33 | 38.65 | 41.34 | 48.51 | 46.27 | 46.45 | 48.51 | 51.1 | 47.49 | 46.33 | 38.65 | 44.38 | 42.14 | 0 | 37.88 | 43 | 0 | 37.13 | 46.33 | 48.43 | 46.17
5174 | 37.82 | 10.33 | 35.25 | 37.82 | 10.33 | 35.25 | 37.82 | 10.33 | 35.25 | 37.82 | 10.33 | 35.25 | 37.82 | 8.19 | 33.4 | 37.82 | 8.19 | 0 | 37.82 | 10.33 | 35.25 | 37.82 | 42.78 | 35.25 | 37.82 | 8.19 | 33.4 | 30.27 | 0 | 0 | 30.88 | 0 | 0 | 37.82 | 10.34 | 35.25 | 43 | 48.43 | 46.17 | 43 | 46.27 | 46.17 | 43 | 46.27 | 46.17 | 43 | 46.27 | 38.92 | 43 | 38.65 | 44.38 | 43 | 38.65 | 41.34 | 43 | 46.27 | 46.45 | 48.4 | 50.99 | 47.38 | 43 | 38.65 | 44.38 | 41.71 | 0 | 37.88 | 42.57 | 0 | 37.13 | 43 | 48.92 | 46.17
5175 | 37.75 | 10.33 | 35.18 | 37.75 | 10.33 | 35.18 | 37.75 | 10.33 | 35.18 | 37.75 | 10.33 | 35.18 | 37.75 | 8.19 | 33.4 | 37.75 | 8.19 | 0 | 37.75 | 10.33 | 35.18 | 37.75 | 42.72 | 35.18 | 37.75 | 8.19 | 33.4 | 32.89 | 0 | 0 | 33.56 | 0 | 0 | 37.75 | 10.34 | 35.18 | 43.07 | 48.43 | 46.17 | 43.07 | 46.27 | 46.17 | 43.07 | 46.27 | 46.17 | 43.07 | 46.27 | 41.97 | 43.07 | 38.65 | 46.17 | 43.07 | 38.65 | 41.34 | 48.34 | 46.27 | 46.45 | 48.34 | 50.93 | 47.32 | 43.07 | 38.65 | 46.17 | 41.78 | 0 | 37.88 | 42.2 | 0 | 37.13 | 43.07 | 50.17 | 47.32
5176 | 37.75 | 24.12 | 35.18 | 37.75 | 24.12 | 35.18 | 37.75 | 24.12 | 35.18 | 37.75 | 24.12 | 35.18 | 37.75 | 8.21 | 33.4 | 37.75 | 8.19 | 24.37 | 37.75 | 24.12 | 35.18 | 37.75 | 42.72 | 35.18 | 37.75 | 8.21 | 33.4 | 32.89 | 0 | 23.17 | 33.56 | 0 | 22.71 | 37.75 | 25.6 | 35.18 | 47.61 | 48.43 | 47.32 | 47.61 | 48.43 | 47.32 | 47.61 | 48.43 | 47.32 | 47.61 | 48.43 | 47.32 | 47.61 | 41.27 | 47.32 | 47.61 | 41.27 | 47.32 | 48.34 | 48.43 | 47.32 | 48.34 | 50.93 | 47.32 | 47.61 | 41.27 | 47.32 | 44.79 | 38.44 | 44.8 | 45.71 | 38.83 | 44.8 | 47.61 | 50.93 | 47.64
5177 | 37.9 | 33.33 | 35.33 | 37.9 | 33.33 | 35.33 | 37.9 | 33.33 | 35.33 | 37.9 | 33.33 | 35.33 | 37.9 | 33.33 | 35.33 | 38.61 | 33.33 | 35.33 | 37.9 | 33.33 | 35.33 | 37.9 | 42.87 | 35.33 | 37.9 | 33.33 | 35.33 | 38.28 | 31.37 | 34.42 | 38.28 | 32.01 | 34.42 | 37.9 | 33.33 | 35.33 | 48.49 | 49.63 | 47.47 | 48.49 | 49.63 | 47.47 | 48.49 | 49.63 | 47.47 | 48.49 | 49.63 | 47.47 | 51.05 | 49.63 | 47.47 | 51.05 | 49.63 | 47.47 | 48.49 | 51.08 | 47.47 | 48.49 | 51.08 | 47.47 | 51.05 | 49.63 | 47.47 | 50.54 | 46.7 | 44.8 | 48.98 | 47.66 | 44.8 | 48.49 | 51.08 | 51.3
5178 | 37.97 | 42.94 | 35.4 | 37.97 | 42.94 | 35.4 | 37.97 | 42.94 | 35.4 | 37.97 | 42.94 | 35.4 | 37.97 | 42.94 | 35.4 | 38.68 | 42.94 | 35.4 | 37.97 | 42.94 | 35.4 | 37.97 | 42.94 | 35.4 | 37.97 | 42.94 | 35.4 | 39.07 | 40.14 | 34.42 | 38.35 | 41.38 | 34.42 | 37.97 | 42.94 | 35.4 | 48.56 | 51.15 | 47.54 | 48.56 | 51.15 | 47.54 | 48.56 | 51.15 | 47.54 | 48.56 | 51.15 | 47.54 | 51.18 | 51.15 | 47.54 | 54.14 | 51.15 | 47.54 | 48.56 | 51.15 | 47.54 | 48.56 | 51.15 | 47.54 | 51.18 | 51.15 | 47.54 | 53.6 | 48.33 | 44.8 | 49.05 | 50.64 | 44.8 | 48.56 | 51.15 | 51.3
5179 | 37.92 | 42.88 | 35.35 | 37.92 | 42.88 | 35.35 | 37.92 | 42.88 | 35.35 | 37.92 | 42.88 | 35.35 | 37.92 | 42.88 | 35.35 | 38.62 | 43.24 | 35.35 | 37.92 | 42.88 | 35.35 | 37.92 | 42.88 | 35.35 | 37.92 | 42.88 | 35.35 | 39.01 | 42.81 | 34.99 | 38.3 | 42.46 | 34.99 | 37.92 | 42.88 | 45.29 | 48.51 | 51.09 | 47.48 | 48.51 | 51.09 | 47.48 | 48.51 | 51.09 | 47.48 | 48.51 | 51.09 | 47.48 | 51.13 | 51.09 | 47.48 | 54.09 | 51.09 | 47.48 | 48.51 | 51.09 | 47.48 | 48.51 | 51.09 | 47.48 | 51.13 | 51.09 | 47.48 | 53.54 | 50.58 | 47.01 | 52.47 | 50.58 | 47.01 | 48.51 | 51.09 | 59.71
5180 | 37.79 | 42.76 | 35.23 | 37.79 | 42.76 | 35.23 | 37.79 | 42.76 | 35.23 | 37.79 | 42.76 | 35.23 | 37.79 | 42.76 | 35.23 | 38.5 | 43.63 | 35.23 | 37.79 | 42.76 | 35.23 | 37.79 | 42.76 | 35.23 | 37.79 | 42.76 | 35.23 | 38.89 | 43.19 | 34.87 | 38.18 | 42.59 | 34.87 | 37.79 | 42.76 | 35.23 | 48.38 | 50.97 | 47.36 | 48.38 | 50.97 | 47.36 | 48.38 | 50.97 | 47.36 | 48.38 | 50.97 | 47.36 | 51 | 50.97 | 47.36 | 53.96 | 51.08 | 47.36 | 48.38 | 50.97 | 47.36 | 48.38 | 50.97 | 47.36 | 51 | 50.97 | 47.36 | 53.42 | 50.57 | 46.89 | 52.35 | 50.57 | 46.89 | 48.38 | 50.97 | 51.3
5181 | 37.85 | 42.81 | 35.28 | 37.85 | 42.81 | 35.28 | 37.85 | 42.81 | 35.28 | 37.85 | 42.81 | 35.28 | 37.85 | 42.81 | 35.28 | 38.55 | 44.28 | 35.28 | 37.85 | 42.81 | 35.28 | 37.85 | 42.81 | 35.28 | 37.85 | 42.81 | 35.28 | 38.94 | 43.24 | 34.92 | 38.23 | 42.38 | 34.92 | 37.85 | 42.81 | 35.28 | 48.43 | 51.02 | 47.41 | 48.43 | 51.02 | 47.41 | 48.43 | 51.02 | 47.41 | 48.43 | 51.02 | 47.41 | 51.06 | 51.02 | 47.41 | 54.01 | 51.13 | 47.41 | 48.43 | 51.02 | 47.41 | 48.43 | 51.02 | 47.41 | 51.06 | 51.02 | 47.41 | 53.47 | 50.62 | 46.94 | 48.92 | 50.62 | 46.94 | 48.43 | 51.02 | 51.3
5182 | 38.02 | 42.99 | 35.45 | 38.02 | 42.99 | 35.45 | 38.02 | 42.99 | 35.45 | 38.02 | 42.99 | 35.45 | 38.02 | 42.99 | 35.45 | 38.73 | 43.96 | 35.45 | 38.02 | 42.99 | 35.45 | 38.02 | 42.99 | 35.45 | 38.02 | 42.99 | 35.45 | 38.73 | 43.42 | 35.1 | 38.41 | 42.56 | 35.1 | 38.02 | 42.99 | 35.45 | 48.61 | 51.2 | 47.59 | 48.61 | 51.2 | 47.59 | 48.61 | 51.2 | 47.59 | 48.61 | 51.2 | 47.59 | 51.23 | 51.2 | 47.59 | 51.23 | 51.2 | 47.59 | 48.61 | 51.2 | 47.59 | 48.61 | 51.2 | 47.59 | 51.23 | 51.2 | 47.59 | 50.72 | 50.69 | 47.11 | 49.1 | 50.69 | 47.11 | 48.61 | 51.2 | 49.06
5183 | 37.72 | 42.69 | 35.15 | 37.72 | 42.69 | 35.15 | 37.72 | 42.69 | 35.15 | 37.72 | 42.69 | 35.15 | 37.72 | 42.69 | 35.15 | 38.43 | 42.69 | 35.15 | 37.72 | 42.69 | 35.15 | 37.72 | 42.69 | 35.15 | 37.72 | 42.69 | 35.15 | 38.04 | 42.81 | 34.93 | 38.1 | 42.26 | 34.93 | 37.72 | 42.69 | 35.15 | 48.31 | 50.9 | 47.28 | 48.31 | 50.9 | 47.28 | 48.31 | 50.9 | 47.28 | 48.31 | 50.9 | 47.28 | 50.93 | 50.9 | 47.28 | 50.93 | 50.9 | 47.28 | 48.31 | 50.9 | 47.28 | 48.31 | 50.9 | 47.28 | 50.93 | 50.9 | 47.28 | 50.42 | 50.39 | 46.81 | 49.41 | 50.39 | 46.81 | 48.31 | 50.9 | 47.28
5184 | 37.5 | 41.8 | 34.93 | 37.5 | 41.8 | 34.93 | 37.5 | 41.8 | 34.93 | 37.5 | 41.8 | 34.93 | 37.5 | 41.8 | 34.93 | 37.5 | 41.8 | 34.93 | 37.5 | 41.8 | 34.93 | 37.5 | 42.47 | 34.93 | 37.5 | 41.8 | 34.93 | 37.88 | 41.38 | 34.93 | 37.88 | 41.38 | 34.93 | 37.5 | 41.8 | 34.93 | 48.09 | 50.68 | 47.07 | 48.09 | 50.68 | 47.07 | 48.09 | 50.68 | 47.07 | 48.09 | 50.68 | 47.07 | 49.28 | 50.68 | 47.07 | 49.28 | 50.68 | 47.07 | 48.09 | 50.68 | 47.07 | 48.09 | 50.68 | 47.07 | 49.28 | 50.68 | 47.07 | 49.77 | 50.17 | 46.59 | 48.78 | 50.17 | 46.59 | 48.09 | 50.68 | 48.02
5185 | 36.2 | 40.54 | 34.54 | 36.2 | 40.54 | 34.54 | 36.2 | 40.54 | 34.54 | 36.2 | 40.54 | 34.54 | 36.2 | 40.54 | 34.54 | 36.2 | 40.54 | 34.54 | 36.2 | 40.54 | 34.54 | 37.11 | 42.07 | 34.54 | 36.2 | 40.54 | 34.54 | 35.84 | 40.14 | 34.42 | 36.56 | 40.14 | 34.42 | 36.2 | 40.54 | 34.54 | 47.02 | 49.31 | 46.67 | 47.02 | 49.31 | 46.67 | 47.02 | 49.31 | 46.67 | 47.02 | 49.31 | 46.67 | 47.7 | 49.31 | 46.67 | 47.7 | 49.31 | 46.67 | 47.7 | 49.31 | 46.67 | 47.7 | 50.28 | 46.67 | 47.7 | 49.31 | 46.67 | 47.22 | 47.84 | 44.8 | 47.5 | 48.81 | 44.8 | 47.02 | 49.31 | 47.62
5186 | 34.26 | 32.34 | 34.07 | 34.26 | 32.34 | 34.07 | 34.26 | 32.34 | 34.07 | 34.26 | 32.34 | 34.07 | 34.26 | 32.34 | 34.07 | 34.26 | 32.34 | 34.07 | 34.26 | 32.34 | 34.07 | 36.64 | 41.6 | 34.07 | 34.26 | 32.34 | 34.07 | 33.91 | 32.01 | 33.73 | 34.6 | 32.02 | 34.41 | 34.26 | 32.34 | 34.07 | 43.47 | 49 | 46.2 | 43.47 | 49 | 46.2 | 43.47 | 49 | 46.2 | 43.47 | 49 | 46.2 | 43.47 | 49 | 46.2 | 43.47 | 49 | 46.2 | 43.47 | 49 | 46.2 | 47.23 | 49.81 | 46.2 | 43.47 | 49 | 46.2 | 43.04 | 47.66 | 44.8 | 43.91 | 48.51 | 44.8 | 43.47 | 49 | 46.2
5187 | 32.74 | 24.27 | 33.6 | 32.74 | 24.27 | 33.6 | 32.74 | 24.27 | 33.6 | 32.74 | 24.27 | 33.6 | 32.74 | 24.27 | 33.6 | 32.74 | 24.27 | 33.6 | 32.74 | 24.27 | 33.6 | 36.17 | 41.13 | 33.6 | 32.74 | 24.27 | 33.6 | 32.41 | 23.55 | 33.26 | 33.07 | 24.03 | 33.94 | 32.74 | 24.27 | 33.6 | 36.14 | 49 | 45.73 | 36.14 | 49 | 45.73 | 36.14 | 49 | 45.73 | 36.14 | 49 | 45.73 | 36.14 | 49 | 45.35 | 36.14 | 49 | 45.35 | 36.14 | 49 | 45.73 | 46.76 | 49.35 | 45.73 | 36.14 | 49 | 45.35 | 35.78 | 46.41 | 43.9 | 36.51 | 48.51 | 44.8 | 36.14 | 49 | 46.17
5188 | 32.47 | 12.08 | 32.99 | 32.47 | 12.08 | 32.99 | 32.47 | 12.08 | 32.99 | 32.47 | 12.08 | 32.99 | 32.47 | 12.08 | 32.99 | 32.47 | 12.08 | 32.99 | 32.47 | 12.08 | 32.99 | 35.56 | 40.53 | 32.99 | 32.47 | 12.08 | 32.99 | 32.15 | 11.73 | 32.66 | 32.8 | 11.96 | 33.33 | 32.47 | 12.08 | 32.99 | 44.27 | 48.43 | 45.13 | 44.27 | 48.43 | 45.13 | 44.27 | 48.43 | 45.13 | 44.27 | 48.43 | 45.13 | 44.27 | 48.43 | 45.13 | 44.27 | 48.43 | 45.13 | 44.27 | 48.43 | 45.13 | 46.15 | 48.74 | 45.13 | 44.27 | 48.43 | 45.13 | 43.82 | 0 | 42.67 | 44.71 | 47.95 | 44.8 | 44.27 | 48.43 | 46.17
5189 | 32.25 | 0 | 32.07 | 32.25 | 0 | 32.07 | 32.25 | 0 | 32.07 | 32.25 | 0 | 32.07 | 32.25 | 0 | 30.18 | 32.25 | 0 | 30.18 | 32.25 | 0 | 32.07 | 35.03 | 40 | 32.46 | 32.25 | 0 | 30.18 | 31.92 | 0 | 0 | 32.57 | 0 | 31.42 | 32.25 | 10.23 | 32.07 | 43.5 | 42.42 | 44.6 | 43.5 | 42.42 | 44.6 | 43.5 | 42.42 | 44.6 | 43.5 | 42.42 | 44.6 | 43.5 | 40.33 | 28.26 | 43.5 | 40.33 | 28.26 | 43.5 | 42.42 | 44.6 | 45.62 | 48.21 | 44.6 | 43.5 | 40.33 | 28.26 | 43.06 | 0 | 26.59 | 43.94 | 41.99 | 44.8 | 43.5 | 42.42 | 46.17
5190 | 32.33 | 0 | 32.39 | 32.33 | 0 | 32.39 | 32.33 | 0 | 32.39 | 32.33 | 0 | 0 | 32.33 | 0 | 0 | 32.33 | 0 | 0 | 32.33 | 0 | 32.39 | 34.99 | 39.96 | 32.42 | 32.33 | 0 | 0 | 32.01 | 0 | 0 | 32.66 | 0 | 0 | 32.33 | 0.01 | 32.39 | 41.89 | 34.61 | 44.56 | 41.89 | 22.9 | 44.56 | 41.89 | 22.9 | 44.56 | 41.89 | 22.9 | 44.56 | 41.89 | 22.9 | 5.45 | 41.89 | 22.9 | 5.45 | 41.89 | 45.71 | 44.56 | 45.58 | 48.17 | 44.56 | 41.89 | 22.9 | 5.45 | 41.47 | 0 | 0 | 42.31 | 22.43 | 44.11 | 41.89 | 34.61 | 46.17
5191 | 23.86 | 0 | 33.54 | 23.86 | 0 | 33.54 | 23.86 | 0 | 33.54 | 23.86 | 0 | 0 | 23.86 | 0 | 0 | 23.86 | 0 | 0 | 23.86 | 0 | 33.54 | 36.1 | 41.07 | 33.54 | 23.86 | 0 | 0 | 22.92 | 0 | 0 | 23.38 | 0 | 0 | 23.86 | 10.33 | 33.54 | 36.84 | 48.43 | 45.67 | 36.84 | 10.33 | 45.67 | 36.84 | 10.33 | 45.67 | 36.84 | 0 | 0 | 36.84 | 0 | 0 | 36.84 | 0 | 0 | 36.84 | 29.91 | 45.67 | 46.69 | 49.28 | 45.67 | 36.84 | 0 | 0 | 36.48 | 0 | 0 | 37.22 | 0 | 0 | 36.84 | 48.43 | 46.17
5192 | 20.68 | 0 | 34.25 | 20.68 | 0 | 34.25 | 20.68 | 0 | 34.25 | 20.68 | 0 | 0 | 20.68 | 0 | 0 | 20.68 | 0 | 0 | 20.68 | 0 | 34.25 | 36.82 | 41.79 | 34.25 | 20.68 | 0 | 0 | 12.34 | 0 | 0 | 12.59 | 0 | 0 | 20.68 | 0.09 | 34.25 | 10.33 | 48.43 | 46.17 | 10.33 | 2.15 | 46.17 | 10.33 | 2.15 | 46.17 | 10.33 | 0 | 0 | 10.33 | 0 | 0 | 10.33 | 0 | 0 | 10.33 | 2.15 | 46.39 | 47.41 | 50 | 46.39 | 10.33 | 0 | 0 | 9.92 | 0 | 0 | 10.13 | 0 | 0 | 29 | 48.43 | 46.17
5193 | 21.17 | 0 | 33.06 | 21.17 | 0 | 33.06 | 21.17 | 0 | 33.06 | 21.17 | 0 | 0 | 21.17 | 0 | 0 | 21.17 | 0 | 0 | 21.17 | 0 | 33.06 | 37.37 | 42.34 | 34.8 | 21.17 | 0 | 0 | 0 | 0 | 0 | 0 | 0 | 0 | 21.17 | 0.01 | 33.06 | 10.33 | 32.95 | 40.78 | 10.33 | 10.33 | 37.61 | 10.33 | 10.33 | 37.61 | 10.33 | 0 | 0 | 10.33 | 0 | 0 | 10.33 | 0 | 0 | 10.33 | 10.33 | 37.61 | 47.96 | 50.55 | 46.93 | 10.33 | 0 | 0 | 0 | 0 | 0 | 0 | 0 | 0 | 29 | 32.95 | 46.17
5194 | 32.8 | 0 | 33.06 | 32.8 | 0 | 33.06 | 32.8 | 0 | 33.06 | 32.8 | 0 | 0 | 21.17 | 0 | 0 | 21.17 | 0 | 0 | 32.8 | 0 | 33.06 | 37.73 | 42.7 | 35.16 | 21.17 | 0 | 0 | 0 | 0 | 0 | 0 | 0 | 0 | 32.8 | 0.01 | 33.06 | 25.75 | 32.3 | 37.32 | 25.75 | 2.15 | 10.33 | 25.75 | 2.15 | 10.33 | 25.75 | 0 | 0 | 25.75 | 0 | 0 | 25.75 | 0 | 0 | 25.75 | 2.15 | 34.14 | 48.32 | 50.91 | 47.3 | 25.75 | 0 | 0 | 0 | 0 | 0 | 0 | 0 | 0 | 26.01 | 32.3 | 46.17
5195 | 21.17 | 0 | 33.05 | 21.17 | 0 | 33.05 | 21.17 | 0 | 33.05 | 21.17 | 0 | 0 | 21.17 | 0 | 0 | 21.17 | 0 | 0 | 21.17 | 0 | 33.05 | 37.97 | 42.93 | 35.4 | 21.17 | 0 | 0 | 0 | 0 | 0 | 0 | 0 | 0 | 21.17 | 0 | 33.05 | 10.33 | 10.33 | 37.32 | 10.33 | 2.15 | 10.33 | 10.33 | 2.15 | 10.33 | 10.33 | 0 | 0 | 10.33 | 0 | 0 | 10.33 | 0 | 0 | 10.33 | 2.15 | 34.14 | 48.55 | 51.14 | 47.53 | 10.33 | 0 | 0 | 0 | 0 | 0 | 0 | 0 | 0 | 10.33 | 10.33 | 46.17
5196 | 21.17 | 0 | 0 | 21.17 | 0 | 0 | 21.17 | 0 | 0 | 21.17 | 0 | 0 | 21.17 | 0 | 0 | 21.17 | 0 | 0 | 21.17 | 0 | 0 | 37.98 | 42.94 | 35.41 | 21.17 | 0 | 0 | 0 | 0 | 0 | 0 | 0 | 0 | 21.17 | 0 | 32.39 | 10.33 | 10.33 | 37.32 | 10.33 | 0 | 10.33 | 10.33 | 0 | 10.33 | 10.33 | 0 | 0 | 10.33 | 0 | 0 | 10.33 | 0 | 0 | 10.33 | 0 | 10.33 | 48.57 | 51.16 | 47.54 | 10.33 | 0 | 0 | 0 | 0 | 0 | 0 | 0 | 0 | 10.33 | 10.33 | 46.17
5197 | 21.17 | 0 | 0 | 21.17 | 0 | 0 | 21.17 | 0 | 0 | 21.17 | 0 | 0 | 21.17 | 0 | 0 | 21.17 | 0 | 0 | 21.17 | 0 | 0 | 37.74 | 42.71 | 35.17 | 21.17 | 0 | 0 | 0 | 0 | 0 | 0 | 0 | 0 | 21.17 | 0 | 32.39 | 10.33 | 10.33 | 37.32 | 10.33 | 0 | 0 | 10.33 | 0 | 0 | 10.33 | 0 | 0 | 10.33 | 0 | 0 | 10.33 | 0 | 0 | 10.33 | 0 | 0 | 48.33 | 50.92 | 47.31 | 10.33 | 0 | 0 | 0 | 0 | 0 | 0 | 0 | 0 | 10.33 | 10.33 | 46.17
5198 | 21.17 | 0 | 0 | 21.17 | 0 | 0 | 21.17 | 0 | 0 | 21.17 | 0 | 0 | 21.17 | 0 | 0 | 21.17 | 0 | 0 | 21.17 | 0 | 0 | 37.67 | 42.63 | 35.1 | 21.17 | 0 | 0 | 0 | 0 | 0 | 0 | 0 | 0 | 21.17 | 0 | 32.39 | 10.33 | 10.33 | 37.32 | 10.33 | 0 | 0 | 10.33 | 0 | 0 | 10.33 | 0 | 0 | 10.33 | 0 | 0 | 10.33 | 0 | 0 | 10.33 | 0 | 0 | 48.26 | 50.85 | 47.23 | 10.33 | 0 | 0 | 0 | 0 | 0 | 0 | 0 | 0 | 29 | 10.33 | 46.17
5199 | 21.17 | 0 | 0 | 21.17 | 0 | 0 | 21.17 | 0 | 0 | 21.17 | 0 | 0 | 21.17 | 0 | 0 | 21.17 | 0 | 0 | 21.17 | 0 | 0 | 37.57 | 42.54 | 35 | 21.17 | 0 | 0 | 0 | 0 | 0 | 0 | 0 | 0 | 21.17 | 0.01 | 33.06 | 10.33 | 10.33 | 30.97 | 10.33 | 0 | 0 | 10.33 | 0 | 0 | 10.33 | 0 | 0 | 10.33 | 0 | 0 | 10.33 | 0 | 0 | 10.33 | 0 | 34.14 | 48.16 | 50.75 | 47.14 | 10.33 | 0 | 0 | 0 | 0 | 0 | 0 | 0 | 0 | 34.09 | 10.33 | 46.17
5200 | 20.68 | 0 | 0 | 20.68 | 0 | 0 | 20.68 | 0 | 0 | 20.68 | 0 | 0 | 20.68 | 0 | 0 | 20.68 | 0 | 0 | 20.68 | 0 | 0 | 37.65 | 42.62 | 35.08 | 20.68 | 0 | 0 | 0 | 0 | 0 | 0 | 0 | 0 | 33.13 | 10.33 | 33.06 | 32 | 32.95 | 37.88 | 32 | 0 | 0 | 32 | 0 | 0 | 32 | 0 | 0 | 32 | 0 | 0 | 32 | 0 | 0 | 32 | 0 | 41.06 | 48.24 | 50.83 | 47.21 | 32 | 0 | 0 | 31.04 | 0 | 0 | 31.68 | 0 | 0 | 39.49 | 32.95 | 47.21
5201 | 31.92 | 0 | 0 | 31.92 | 0 | 0 | 31.92 | 0 | 0 | 31.92 | 0 | 0 | 31.92 | 0 | 0 | 31.92 | 0 | 0 | 31.92 | 0 | 0 | 37.83 | 42.8 | 35.26 | 31.92 | 0 | 0 | 0 | 0 | 0 | 31.6 | 0 | 0 | 31.92 | 10.33 | 32.07 | 45.17 | 48.43 | 46.17 | 45.17 | 0 | 31.28 | 45.17 | 0 | 31.28 | 45.17 | 0 | 31.28 | 45.17 | 0 | 31.28 | 45.17 | 0 | 31.28 | 45.17 | 0 | 46.45 | 48.42 | 51.01 | 47.4 | 45.17 | 0 | 31.28 | 44.71 | 0 | 0 | 45.62 | 0 | 0 | 45.17 | 48.43 | 47.4
5202 | 36.41 | 0 | 30.99 | 36.41 | 0 | 30.99 | 36.41 | 0 | 30.99 | 36.41 | 0 | 30.99 | 36.41 | 0 | 30.99 | 36.41 | 0 | 30.99 | 36.41 | 0 | 30.99 | 38.04 | 43.01 | 35.48 | 36.41 | 0 | 30.99 | 12.71 | 0 | 0 | 36.04 | 0 | 30.68 | 36.41 | 10.32 | 33.06 | 48.3 | 49 | 45.75 | 48.3 | 49 | 45.75 | 48.3 | 49 | 45.75 | 48.3 | 49 | 45.75 | 48.3 | 49 | 31.28 | 48.3 | 49 | 31.28 | 48.3 | 49 | 45.75 | 48.63 | 51.22 | 47.61 | 48.3 | 49 | 31.28 | 47.81 | 0 | 0 | 48.78 | 48.51 | 44.8 | 48.3 | 49 | 46.17
5203 | 38.14 | 10.33 | 34.43 | 38.14 | 10.33 | 34.43 | 38.14 | 10.33 | 34.43 | 38.14 | 10.33 | 34.43 | 38.14 | 10.33 | 34.43 | 38.14 | 10.33 | 34.43 | 38.14 | 10.33 | 34.43 | 38.14 | 43.11 | 35.57 | 38.14 | 10.33 | 34.43 | 37.75 | 0 | 29.49 | 38.52 | 10.23 | 34.09 | 38.14 | 10.33 | 35.13 | 48.73 | 48.92 | 45.35 | 48.73 | 48.92 | 45.35 | 48.73 | 48.92 | 45.35 | 48.73 | 48.92 | 45.35 | 48.73 | 48.92 | 45.35 | 48.73 | 48.92 | 45.35 | 48.73 | 48.92 | 45.85 | 48.73 | 51.32 | 47.7 | 48.73 | 48.92 | 45.35 | 48.24 | 0 | 0 | 49.22 | 48.43 | 44.8 | 48.73 | 48.92 | 47.7
5204 | 38.1 | 10.33 | 31.34 | 38.1 | 10.33 | 31.34 | 38.1 | 10.33 | 31.34 | 38.1 | 10.33 | 31.34 | 38.1 | 10.33 | 31.34 | 38.1 | 10.33 | 31.34 | 38.1 | 10.33 | 31.34 | 38.1 | 43.07 | 35.53 | 38.1 | 10.33 | 31.34 | 37.71 | 0 | 29.49 | 38.48 | 10.23 | 31.03 | 38.1 | 10.33 | 34.43 | 32 | 48.43 | 44.78 | 32 | 48.43 | 44.78 | 32 | 48.43 | 44.78 | 32 | 48.43 | 44.78 | 32 | 48.43 | 44.78 | 32 | 48.43 | 44.78 | 32 | 48.43 | 44.78 | 48.69 | 51.28 | 47.66 | 32 | 48.43 | 44.78 | 31.68 | 11.79 | 21.26 | 32.32 | 47.95 | 44.8 | 48.69 | 48.43 | 46.17
5205 | 18.29 | 10.32 | 28.21 | 18.29 | 10.32 | 28.21 | 18.29 | 10.32 | 28.21 | 18.29 | 10.32 | 28.21 | 18.29 | 10.32 | 29.49 | 18.29 | 10.32 | 29.49 | 18.29 | 10.32 | 29.49 | 38.25 | 43.22 | 35.68 | 18.29 | 10.32 | 29.49 | 18.1 | 0 | 28.5 | 18.47 | 10.21 | 28.5 | 18.29 | 10.32 | 28.21 | 24.33 | 29.98 | 42.67 | 24.33 | 29.98 | 42.67 | 24.33 | 29.98 | 42.67 | 24.33 | 29.98 | 42.67 | 28.09 | 29.98 | 42.67 | 28.09 | 29.98 | 42.67 | 28.09 | 29.98 | 42.67 | 48.84 | 51.43 | 47.82 | 28.09 | 29.98 | 42.67 | 24.09 | 11.79 | 23.53 | 24.58 | 30.28 | 43.1 | 24.33 | 29.98 | 46.17
5206 | 12.21 | 0 | 10.33 | 12.21 | 0 | 10.33 | 12.21 | 0 | 10.33 | 12.21 | 0 | 10.33 | 12.71 | 7.75 | 18.88 | 12.71 | 7.75 | 18.88 | 12.71 | 7.75 | 18.88 | 38.37 | 43.34 | 35.8 | 12.71 | 7.75 | 18.88 | 12.33 | 0 | 17.76 | 12.33 | 0 | 10.44 | 12.21 | 0 | 10.33 | 10.33 | 10.33 | 31.82 | 10.33 | 10.33 | 31.82 | 10.33 | 10.33 | 31.82 | 10.33 | 10.33 | 31.82 | 12.59 | 10.33 | 31.82 | 12.59 | 10.33 | 31.82 | 12.59 | 10.33 | 31.82 | 48.96 | 51.55 | 47.94 | 12.59 | 10.33 | 31.82 | 12.33 | 10.02 | 21.26 | 12.09 | 10.44 | 32.15 | 10.33 | 10.33 | 46.17
5207 | 10.33 | 0 | 0 | 10.33 | 0 | 0 | 10.33 | 0 | 0 | 10.33 | 0 | 0 | 12.46 | 0 | 18.88 | 12.46 | 0 | 18.88 | 12.46 | 0 | 18.88 | 37.98 | 42.95 | 35.41 | 12.46 | 0 | 18.88 | 12.33 | 0 | 17.76 | 12.09 | 0 | 0 | 10.33 | 0 | 0 | 10.33 | 10.23 | 27.44 | 10.33 | 10.23 | 27.44 | 10.33 | 10.23 | 27.44 | 10.33 | 10.23 | 27.44 | 12.21 | 10.23 | 27.44 | 12.21 | 10.23 | 27.44 | 12.21 | 10.23 | 27.44 | 48.57 | 51.16 | 47.55 | 12.21 | 10.23 | 27.44 | 12.09 | 10.02 | 20 | 11.85 | 10.33 | 27.72 | 10.33 | 10.23 | 43.89
5208 | 10.33 | 0 | 0 | 10.33 | 0 | 0 | 10.33 | 0 | 0 | 10.33 | 0 | 0 | 10.54 | 0 | 0 | 10.54 | 0 | 0 | 10.54 | 0 | 0 | 37.73 | 42.7 | 35.17 | 10.54 | 0 | 0 | 10.44 | 0 | 0 | 10.44 | 0 | 0 | 10.33 | 0 | 0 | 10.33 | 10.33 | 27.44 | 10.33 | 10.33 | 27.44 | 10.33 | 10.33 | 27.44 | 10.33 | 10.33 | 27.44 | 11.88 | 10.33 | 27.44 | 11.88 | 10.33 | 27.44 | 11.88 | 10.33 | 46.45 | 48.32 | 50.91 | 47.3 | 11.88 | 10.33 | 27.44 | 11.18 | 0 | 0 | 10.96 | 10.44 | 27.72 | 10.33 | 10.33 | 43.93
5209 | 9.34 | 0 | 0 | 9.34 | 0 | 0 | 9.34 | 0 | 0 | 9.34 | 0 | 0 | 9.34 | 0 | 0 | 9.34 | 0 | 0 | 9.34 | 0 | 0 | 37.34 | 42.31 | 34.77 | 9.34 | 0 | 0 | 9.25 | 0 | 0 | 9.44 | 0 | 0 | 9.34 | 0 | 0 | 7.04 | 7.8 | 7.8 | 7.04 | 7.8 | 7.8 | 7.04 | 7.8 | 7.8 | 7.04 | 7.8 | 7.8 | 7.8 | 7.8 | 7.8 | 7.8 | 7.8 | 7.8 | 7.8 | 7.8 | 45.05 | 47.93 | 50.52 | 46.91 | 7.8 | 7.8 | 7.8 | 7.26 | 0 | 0 | 7.12 | 7.88 | 7.88 | 7.04 | 7.8 | 10.33
5210 | 8.91 | 0 | 0 | 8.91 | 0 | 0 | 8.91 | 0 | 0 | 8.91 | 0 | 0 | 8.91 | 0 | 0 | 8.91 | 0 | 0 | 8.91 | 0 | 0 | 37.1 | 42.07 | 34.53 | 8.91 | 0 | 0 | 8.82 | 0 | 0 | 9 | 0 | 0 | 8.91 | 0 | 0 | 6.9 | 7.56 | 0 | 6.9 | 7.56 | 0 | 6.9 | 7.56 | 0 | 6.9 | 7.56 | 0 | 7.56 | 7.56 | 0 | 7.56 | 7.56 | 0 | 7.56 | 7.56 | 46.45 | 47.69 | 50.28 | 46.67 | 7.56 | 7.56 | 0 | 7.12 | 0 | 0 | 6.97 | 7.64 | 0 | 6.9 | 7.56 | 0
5211 | 8.91 | 0 | 0 | 8.91 | 0 | 0 | 8.91 | 0 | 0 | 8.91 | 0 | 0 | 8.91 | 0 | 0 | 8.91 | 0 | 0 | 8.91 | 0 | 0 | 36.76 | 41.72 | 34.19 | 8.91 | 0 | 0 | 8.82 | 0 | 0 | 9 | 0 | 0 | 8.91 | 0 | 0 | 7.04 | 10.23 | 0 | 7.04 | 10.23 | 0 | 7.04 | 10.23 | 0 | 7.04 | 10.23 | 0 | 7.22 | 10.23 | 0 | 7.22 | 10.23 | 0 | 7.22 | 10.23 | 46.32 | 47.35 | 49.94 | 46.32 | 7.22 | 10.23 | 0 | 7.12 | 0 | 0 | 7.12 | 10.33 | 0 | 10.33 | 10.23 | 0
5212 | 9.1 | 0 | 0 | 9.1 | 0 | 0 | 9.1 | 0 | 0 | 9.1 | 0 | 0 | 9.1 | 0 | 0 | 9.1 | 0 | 0 | 9.1 | 0 | 0 | 36.8 | 41.77 | 34.23 | 9.1 | 0 | 0 | 9.01 | 0 | 0 | 9.19 | 0 | 0 | 10.33 | 0 | 0 | 8.65 | 10.33 | 0 | 8.65 | 10.33 | 0 | 8.65 | 10.33 | 0 | 8.65 | 10.33 | 0 | 8.65 | 10.33 | 0 | 8.65 | 10.33 | 0 | 8.65 | 10.33 | 0 | 47.39 | 49.98 | 46.37 | 8.65 | 10.33 | 0 | 8.56 | 0 | 0 | 8.73 | 10.44 | 0 | 10.33 | 10.33 | 10.33
5213 | 12.84 | 0 | 0 | 12.84 | 0 | 0 | 12.84 | 0 | 0 | 12.84 | 0 | 0 | 12.84 | 0 | 0 | 12.84 | 0 | 0 | 12.84 | 0 | 0 | 18.29 | 42.37 | 34.84 | 12.84 | 0 | 0 | 12.71 | 0 | 0 | 12.97 | 0 | 0 | 17.92 | 0 | 0 | 11.61 | 10.33 | 0 | 11.61 | 10.33 | 0 | 11.61 | 10.33 | 0 | 11.61 | 10.33 | 0 | 12.46 | 10.33 | 0 | 12.46 | 10.33 | 0 | 12.46 | 10.33 | 45.12 | 47.99 | 50.58 | 45.12 | 12.46 | 10.33 | 0 | 11.73 | 0 | 0 | 11.73 | 10.23 | 0 | 36.14 | 10.33 | 44.33
5214 | 21.17 | 0 | 0 | 21.17 | 0 | 0 | 21.17 | 0 | 0 | 21.17 | 0 | 0 | 21.17 | 0 | 0 | 21.17 | 0 | 0 | 21.17 | 0 | 0 | 38.12 | 43.08 | 35.55 | 21.17 | 0 | 0 | 20.96 | 0 | 0 | 21.39 | 0 | 0 | 21.17 | 0 | 0 | 32 | 0 | 0 | 32 | 0 | 0 | 32 | 0 | 0 | 32 | 0 | 0 | 32 | 0 | 0 | 32 | 0 | 0 | 32 | 0 | 0 | 48.71 | 51.29 | 47.68 | 32 | 0 | 0 | 31.68 | 0 | 0 | 32.32 | 0 | 0 | 36.14 | 0 | 46.17
5215 | 30.34 | 0 | 0 | 30.34 | 0 | 0 | 30.34 | 0 | 0 | 30.34 | 0 | 0 | 30.34 | 0 | 0 | 30.34 | 0 | 0 | 30.34 | 0 | 0 | 38.64 | 43.61 | 36.07 | 30.34 | 0 | 0 | 30.04 | 0 | 0 | 30.65 | 0 | 0 | 30.34 | 0 | 0 | 13.11 | 0 | 0 | 13.11 | 0 | 0 | 13.11 | 0 | 0 | 13.11 | 0 | 0 | 32 | 0 | 0 | 32 | 0 | 0 | 32 | 0 | 0 | 49.23 | 51.82 | 48.21 | 32 | 0 | 0 | 12.97 | 0 | 0 | 13.24 | 0 | 0 | 49.23 | 0 | 0
5216 | 22.45 | 0 | 0 | 22.45 | 0 | 0 | 22.45 | 0 | 0 | 22.45 | 0 | 0 | 22.45 | 0 | 0 | 22.45 | 0 | 0 | 22.45 | 0 | 0 | 38.93 | 43.9 | 36.36 | 22.45 | 0 | 0 | 12.97 | 0 | 0 | 22.23 | 0 | 0 | 22.45 | 0 | 0 | 12.46 | 0 | 0 | 12.46 | 0 | 0 | 12.46 | 0 | 0 | 12.46 | 0 | 0 | 32 | 0 | 0 | 32 | 0 | 0 | 49.52 | 0 | 0 | 49.52 | 52.11 | 48.5 | 32 | 0 | 0 | 12.33 | 0 | 0 | 12.58 | 0 | 0 | 49.52 | 0 | 0
5217 | 12.58 | 0 | 0 | 12.58 | 0 | 0 | 12.58 | 0 | 0 | 12.58 | 0 | 0 | 12.58 | 0 | 0 | 12.58 | 0 | 0 | 39.15 | 0 | 0 | 39.15 | 44.12 | 36.59 | 12.58 | 0 | 0 | 12.33 | 0 | 0 | 12.46 | 0 | 0 | 12.58 | 0 | 0 | 9.42 | 0 | 0 | 9.42 | 0 | 0 | 9.42 | 0 | 0 | 9.42 | 0 | 0 | 9.61 | 0 | 0 | 9.61 | 0 | 0 | 49.74 | 46.27 | 46.45 | 49.74 | 52.33 | 48.72 | 9.61 | 0 | 0 | 9.51 | 0 | 0 | 9.51 | 0 | 0 | 35.42 | 0 | 0
5218 | 9.19 | 0 | 0 | 9.19 | 0 | 0 | 9.19 | 0 | 0 | 9.19 | 0 | 0 | 9.19 | 0 | 0 | 9.19 | 0 | 0 | 39.31 | 0 | 0 | 39.31 | 44.27 | 36.74 | 9.77 | 0 | 0 | 8.82 | 0 | 0 | 9 | 0 | 0 | 10.33 | 0 | 0 | 0 | 0 | 0 | 0 | 0 | 0 | 0 | 0 | 0 | 0 | 0 | 0 | 0 | 0 | 0 | 0 | 0 | 0 | 49.9 | 46.27 | 34.14 | 49.9 | 52.48 | 48.87 | 9.77 | 0 | 0 | 0 | 0 | 0 | 0 | 0 | 0 | 10.33 | 0 | 0
5219 | 0 | 0 | 0 | 0 | 0 | 0 | 0 | 0 | 0 | 0 | 0 | 0 | 0 | 0 | 0 | 0 | 0 | 0 | 39.34 | 0 | 0 | 39.34 | 44.31 | 36.77 | 9.8 | 0 | 0 | 0 | 0 | 0 | 0 | 0 | 0 | 0 | 0 | 0 | 0 | 0 | 0 | 0 | 0 | 0 | 0 | 0 | 0 | 0 | 0 | 0 | 0 | 0 | 0 | 0 | 0 | 0 | 49.93 | 46.27 | 34.14 | 49.93 | 52.52 | 48.91 | 9.8 | 0 | 0 | 0 | 0 | 0 | 0 | 0 | 0 | 10.33 | 0 | 0
5220 | 0 | 0 | 0 | 0 | 0 | 0 | 0 | 0 | 0 | 0 | 0 | 0 | 0 | 0 | 0 | 0 | 0 | 0 | 39.26 | 0 | 0 | 39.26 | 44.22 | 36.69 | 9.72 | 0 | 0 | 0 | 0 | 0 | 0 | 0 | 0 | 0 | 0 | 0 | 0 | 0 | 0 | 0 | 0 | 0 | 0 | 0 | 0 | 0 | 0 | 0 | 0 | 0 | 0 | 0 | 0 | 0 | 49.85 | 46.27 | 34.14 | 49.85 | 52.43 | 48.82 | 9.72 | 0 | 0 | 0 | 0 | 0 | 0 | 0 | 0 | 10.33 | 0 | 0
5221 | 0 | 0 | 0 | 0 | 0 | 0 | 0 | 0 | 0 | 0 | 0 | 0 | 0 | 0 | 0 | 0 | 0 | 0 | 39.18 | 0 | 0 | 39.18 | 44.14 | 36.61 | 9.64 | 0 | 0 | 0 | 0 | 0 | 0 | 0 | 0 | 0 | 0 | 0 | 0 | 0 | 0 | 0 | 0 | 0 | 0 | 0 | 0 | 0 | 0 | 0 | 0 | 0 | 0 | 0 | 0 | 0 | 49.77 | 46.27 | 34.14 | 49.77 | 52.35 | 48.74 | 9.64 | 0 | 0 | 0 | 0 | 0 | 0 | 0 | 0 | 0 | 0 | 0
5222 | 0 | 0 | 0 | 0 | 0 | 0 | 0 | 0 | 0 | 0 | 0 | 0 | 0 | 0 | 0 | 0 | 0 | 0 | 39.07 | 0 | 0 | 39.07 | 44.04 | 36.5 | 0 | 0 | 0 | 0 | 0 | 0 | 0 | 0 | 0 | 0 | 0 | 0 | 0 | 0 | 0 | 0 | 0 | 0 | 0 | 0 | 0 | 0 | 0 | 0 | 0 | 0 | 0 | 0 | 0 | 0 | 49.66 | 46.27 | 34.14 | 49.66 | 52.25 | 34.14 | 0 | 0 | 0 | 0 | 0 | 0 | 0 | 0 | 0 | 0 | 0 | 0
5223 | 8.74 | 0 | 0 | 8.74 | 0 | 0 | 8.74 | 0 | 0 | 8.74 | 0 | 0 | 9.37 | 0 | 0 | 9.37 | 0 | 0 | 38.91 | 0 | 0 | 38.91 | 43.87 | 36.34 | 9.37 | 0 | 0 | 8.82 | 0 | 0 | 8.82 | 0 | 0 | 8.74 | 0 | 0 | 0 | 0 | 0 | 0 | 0 | 0 | 0 | 0 | 0 | 0 | 0 | 0 | 0 | 0 | 0 | 0 | 0 | 0 | 49.5 | 46.27 | 34.14 | 49.5 | 52.09 | 48.47 | 9.37 | 0 | 0 | 0 | 0 | 0 | 0 | 0 | 0 | 10.33 | 0 | 0
5224 | 10.33 | 0 | 0 | 10.33 | 0 | 0 | 10.33 | 0 | 0 | 10.33 | 0 | 0 | 21.17 | 0 | 0 | 21.17 | 0 | 0 | 21.17 | 0 | 0 | 38.77 | 43.73 | 36.2 | 21.17 | 0 | 0 | 12.33 | 0 | 0 | 10.44 | 0 | 0 | 10.33 | 0 | 0 | 0 | 0 | 0 | 0 | 0 | 0 | 0 | 0 | 0 | 0 | 0 | 0 | 32 | 0 | 0 | 32 | 0 | 0 | 49.36 | 0 | 46.45 | 49.36 | 51.94 | 46.45 | 32 | 0 | 0 | 11.4 | 0 | 0 | 0 | 0 | 0 | 10.33 | 0 | 0
5225 | 10.33 | 0 | 0 | 10.33 | 0 | 0 | 10.33 | 0 | 0 | 10.33 | 0 | 0 | 38.77 | 0 | 0 | 38.77 | 0 | 0 | 38.77 | 0 | 0 | 38.77 | 43.74 | 36.2 | 38.77 | 0 | 0 | 38.38 | 0 | 0 | 10.44 | 0 | 0 | 10.33 | 0 | 0 | 0 | 0 | 0 | 0 | 0 | 0 | 0 | 0 | 0 | 0 | 0 | 0 | 46.57 | 0 | 28.2 | 46.57 | 0 | 28.2 | 46.57 | 0 | 28.2 | 49.36 | 51.95 | 46.45 | 46.57 | 0 | 28.2 | 43.82 | 0 | 0 | 0 | 0 | 0 | 10.33 | 0 | 0
5226 | 17.92 | 0 | 0 | 17.92 | 0 | 0 | 17.92 | 0 | 0 | 17.92 | 0 | 0 | 38.72 | 12.33 | 33.55 | 39.42 | 12.33 | 33.55 | 38.72 | 12.33 | 33.55 | 38.72 | 43.68 | 36.15 | 38.72 | 12.33 | 33.55 | 39.03 | 0 | 0 | 18.1 | 0 | 0 | 17.92 | 0 | 0 | 0 | 0 | 0 | 0 | 0 | 0 | 0 | 0 | 0 | 0 | 0 | 0 | 51.93 | 46.27 | 28.26 | 54.88 | 46.27 | 28.26 | 49.31 | 46.27 | 46.45 | 49.31 | 51.89 | 48.28 | 51.93 | 46.27 | 28.26 | 54.34 | 0 | 0 | 53.25 | 0 | 0 | 10.33 | 0 | 0
5227 | 17.92 | 0 | 0 | 17.92 | 0 | 0 | 17.92 | 0 | 0 | 17.92 | 0 | 0 | 38.62 | 43.58 | 33.55 | 39.32 | 43.58 | 33.55 | 38.62 | 43.58 | 33.55 | 38.62 | 43.58 | 36.05 | 38.62 | 43.58 | 33.55 | 38.93 | 0 | 0 | 38.15 | 0 | 0 | 17.92 | 0 | 0 | 10.33 | 0 | 0 | 10.33 | 0 | 0 | 10.33 | 0 | 0 | 10.33 | 0 | 0 | 51.83 | 46.27 | 43.6 | 54.79 | 46.27 | 43.6 | 49.21 | 46.27 | 46.45 | 49.21 | 51.79 | 48.18 | 51.83 | 46.27 | 43.6 | 55.34 | 0 | 0 | 54.23 | 0 | 0 | 10.33 | 0 | 0
5228 | 10.33 | 0 | 0 | 10.33 | 0 | 0 | 10.33 | 0 | 0 | 10.33 | 0 | 0 | 38.48 | 43.43 | 34.09 | 39.19 | 43.43 | 34.09 | 38.48 | 43.43 | 34.09 | 38.48 | 43.45 | 35.92 | 38.48 | 43.43 | 34.09 | 39.59 | 0 | 0 | 10.44 | 0 | 0 | 10.33 | 0 | 0 | 0 | 0 | 0 | 0 | 0 | 0 | 0 | 0 | 0 | 0 | 0 | 0 | 51.7 | 47.18 | 44.07 | 54.65 | 47.18 | 44.07 | 49.07 | 47.18 | 46.45 | 49.07 | 51.66 | 48.05 | 51.7 | 47.18 | 44.07 | 55.2 | 0 | 0 | 54.1 | 0 | 0 | 0 | 0 | 0
5229 | 10.33 | 0 | 0 | 10.33 | 0 | 0 | 10.33 | 0 | 0 | 10.33 | 0 | 0 | 38.48 | 43.44 | 34.43 | 39.18 | 43.44 | 34.43 | 38.48 | 43.44 | 34.43 | 38.48 | 43.44 | 35.91 | 38.48 | 43.44 | 34.43 | 38.79 | 0 | 0 | 10.44 | 0 | 0 | 10.33 | 0 | 0 | 0 | 0 | 0 | 0 | 0 | 0 | 0 | 0 | 0 | 0 | 0 | 0 | 51.69 | 49.47 | 44.54 | 54.64 | 49.47 | 44.54 | 49.07 | 49.47 | 46.45 | 49.07 | 51.65 | 48.04 | 51.69 | 49.47 | 44.54 | 55.2 | 0 | 0 | 54.09 | 0 | 0 | 0 | 0 | 0
5230 | 0 | 0 | 0 | 0 | 0 | 0 | 0 | 0 | 0 | 0 | 0 | 0 | 38.56 | 41 | 34.43 | 39.27 | 41 | 34.43 | 38.56 | 41 | 34.43 | 38.56 | 43.53 | 35.99 | 38.56 | 41 | 34.43 | 38.87 | 0 | 0 | 0 | 0 | 0 | 0 | 0 | 0 | 0 | 0 | 0 | 0 | 0 | 0 | 0 | 0 | 0 | 0 | 0 | 0 | 51.77 | 46.52 | 31.28 | 54.73 | 46.52 | 31.28 | 49.15 | 46.52 | 46.45 | 49.15 | 51.74 | 46.45 | 51.77 | 46.52 | 31.28 | 55.28 | 0 | 0 | 54.18 | 0 | 0 | 0 | 0 | 0
5231 | 10.33 | 0 | 0 | 10.33 | 0 | 0 | 10.33 | 0 | 0 | 10.33 | 0 | 0 | 37.95 | 25.94 | 34.43 | 38.65 | 25.94 | 34.43 | 37.95 | 25.94 | 34.43 | 37.95 | 42.91 | 35.38 | 37.95 | 25.94 | 34.43 | 38.27 | 0 | 0 | 10.44 | 0 | 0 | 10.33 | 0 | 0 | 0 | 0 | 0 | 0 | 0 | 0 | 0 | 0 | 0 | 0 | 0 | 0 | 51.16 | 46.45 | 28.26 | 54.12 | 46.45 | 28.26 | 48.54 | 46.45 | 46.45 | 48.54 | 51.13 | 46.45 | 51.16 | 46.45 | 28.26 | 53.57 | 0 | 0 | 0 | 0 | 0 | 0 | 0 | 0
5232 | 10.33 | 0 | 0 | 10.33 | 0 | 0 | 10.33 | 0 | 0 | 10.33 | 0 | 0 | 36.96 | 25.94 | 33.21 | 36.96 | 25.94 | 33.21 | 36.96 | 25.94 | 33.21 | 36.96 | 42.58 | 35.05 | 36.96 | 25.94 | 33.21 | 35.49 | 0 | 0 | 10.44 | 0 | 0 | 10.33 | 0 | 0 | 0 | 0 | 0 | 0 | 0 | 0 | 0 | 0 | 0 | 0 | 0 | 0 | 50.82 | 46.27 | 28.2 | 50.82 | 46.27 | 28.2 | 48.2 | 46.27 | 46.45 | 48.2 | 50.79 | 46.45 | 50.82 | 46.27 | 28.2 | 50.32 | 0 | 0 | 0 | 0 | 0 | 0 | 0 | 0
5233 | 10.33 | 0 | 0 | 10.33 | 0 | 0 | 10.33 | 0 | 0 | 10.33 | 0 | 0 | 35.64 | 25.94 | 19.88 | 35.64 | 25.94 | 19.88 | 35.64 | 25.94 | 19.88 | 35.64 | 41.98 | 34.44 | 35.64 | 25.94 | 19.88 | 35.29 | 0 | 0 | 10.44 | 0 | 0 | 10.33 | 0 | 0 | 0 | 0 | 0 | 0 | 0 | 0 | 0 | 0 | 0 | 0 | 0 | 0 | 44.41 | 30.8 | 28.2 | 44.41 | 30.8 | 28.2 | 44.41 | 30.8 | 46.45 | 44.41 | 50.19 | 46.45 | 44.41 | 30.8 | 28.2 | 43.96 | 0 | 0 | 0 | 0 | 0 | 0 | 0 | 0
5234 | 10.33 | 0 | 0 | 10.33 | 0 | 0 | 10.33 | 0 | 0 | 10.33 | 0 | 0 | 35.48 | 25.83 | 19.88 | 35.48 | 25.83 | 19.88 | 35.48 | 25.83 | 19.88 | 35.48 | 41.51 | 33.98 | 35.48 | 25.83 | 19.88 | 33.65 | 0 | 0 | 10.44 | 0 | 0 | 10.33 | 0 | 0 | 0 | 0 | 0 | 0 | 0 | 0 | 0 | 0 | 0 | 0 | 0 | 0 | 44.41 | 30.48 | 28.2 | 44.41 | 30.48 | 28.2 | 44.41 | 30.48 | 46.11 | 44.41 | 49.72 | 46.11 | 44.41 | 30.48 | 28.2 | 43.96 | 0 | 0 | 0 | 0 | 0 | 0 | 0 | 0
5235 | 18.29 | 0 | 0 | 18.29 | 0 | 0 | 18.29 | 0 | 0 | 18.29 | 0 | 0 | 35.47 | 25.83 | 18.88 | 35.47 | 25.83 | 18.88 | 35.47 | 25.83 | 18.88 | 35.47 | 41.22 | 33.7 | 35.47 | 25.83 | 18.88 | 35.12 | 0 | 0 | 18.47 | 0 | 0 | 18.29 | 0 | 0 | 10.33 | 0 | 0 | 10.33 | 0 | 0 | 10.33 | 0 | 0 | 10.33 | 0 | 0 | 44.16 | 29.98 | 27.44 | 44.16 | 29.98 | 27.44 | 44.16 | 29.98 | 40.19 | 44.16 | 46.27 | 40.19 | 44.16 | 29.98 | 27.44 | 43.72 | 0 | 0 | 10.44 | 0 | 0 | 10.33 | 0 | 0
5236 | 33.44 | 0 | 0 | 33.44 | 0 | 0 | 33.44 | 0 | 0 | 33.44 | 0 | 0 | 34.82 | 24.15 | 18.88 | 34.82 | 24.15 | 18.88 | 34.82 | 24.15 | 18.88 | 34.82 | 41.28 | 33.75 | 34.82 | 24.15 | 18.88 | 34.47 | 0 | 0 | 33.78 | 0 | 0 | 33.44 | 0 | 0 | 10.33 | 10.33 | 0 | 10.33 | 10.33 | 0 | 10.33 | 10.33 | 0 | 10.33 | 10.33 | 0 | 44.16 | 29.98 | 27.44 | 44.16 | 29.98 | 27.44 | 44.16 | 29.98 | 40.19 | 44.16 | 46.27 | 40.19 | 44.16 | 29.98 | 27.44 | 43.72 | 18.82 | 0 | 42.84 | 18.44 | 0 | 10.33 | 10.33 | 0
5237 | 36.98 | 0 | 0 | 36.98 | 0 | 0 | 36.98 | 0 | 0 | 36.98 | 0 | 0 | 36.98 | 25.94 | 19.88 | 37.69 | 25.94 | 19.88 | 36.98 | 25.94 | 19.88 | 36.98 | 41.94 | 34.41 | 36.98 | 25.94 | 19.88 | 37.36 | 0 | 0 | 37.36 | 0 | 0 | 36.98 | 0 | 0 | 36.14 | 10.33 | 0 | 36.14 | 10.33 | 0 | 36.14 | 10.33 | 0 | 36.14 | 10.33 | 0 | 47.57 | 30.8 | 27.44 | 47.57 | 30.8 | 27.44 | 47.57 | 30.8 | 44.69 | 47.57 | 46.27 | 44.69 | 47.57 | 30.8 | 27.44 | 47.09 | 20 | 0 | 46.15 | 19.6 | 0 | 36.14 | 10.33 | 0
5238 | 38.03 | 0.1 | 0 | 38.03 | 0.1 | 0 | 38.03 | 0.1 | 0 | 38.03 | 0.1 | 0 | 38.03 | 42.99 | 33.55 | 38.74 | 42.99 | 33.55 | 38.03 | 42.99 | 33.55 | 38.03 | 42.99 | 35.46 | 38.03 | 42.99 | 33.55 | 42.07 | 0 | 0 | 41.23 | 0.1 | 0 | 38.03 | 0.1 | 0 | 48.62 | 10.33 | 0 | 48.62 | 10.33 | 0 | 48.62 | 10.33 | 0 | 48.62 | 10.33 | 0 | 51.24 | 46.89 | 28.2 | 54.2 | 46.89 | 28.2 | 48.62 | 46.89 | 46.45 | 48.62 | 46.89 | 46.45 | 51.24 | 46.89 | 28.2 | 54.74 | 22.14 | 0 | 53.65 | 21.7 | 0 | 48.62 | 10.33 | 0
5239 | 38.68 | 0 | 0 | 38.68 | 0 | 0 | 38.68 | 0 | 0 | 38.68 | 0 | 0 | 38.68 | 43.64 | 33.55 | 39.39 | 43.64 | 33.55 | 38.68 | 43.64 | 33.55 | 38.68 | 43.65 | 36.11 | 38.68 | 43.64 | 33.55 | 39.79 | 0 | 0 | 39.07 | 0 | 0 | 38.68 | 0 | 0 | 49.27 | 10.33 | 0 | 49.27 | 10.33 | 0 | 49.27 | 10.33 | 0 | 49.27 | 10.33 | 0 | 51.89 | 46.27 | 28.2 | 54.85 | 46.27 | 28.2 | 49.27 | 46.27 | 46.45 | 49.27 | 51.86 | 46.45 | 51.89 | 46.27 | 28.2 | 55.15 | 10.65 | 0 | 49.77 | 10.44 | 0 | 49.27 | 10.33 | 0
5240 | 38.98 | 0 | 0 | 38.98 | 0 | 0 | 38.98 | 0 | 0 | 38.98 | 0 | 0 | 38.98 | 32.01 | 33.55 | 39.69 | 32.01 | 33.55 | 38.98 | 32.01 | 33.55 | 38.98 | 43.95 | 36.42 | 38.98 | 32.01 | 33.55 | 40.09 | 0 | 0 | 39.38 | 0 | 0 | 38.98 | 0 | 0 | 49.57 | 0 | 0 | 49.57 | 0 | 0 | 49.57 | 0 | 0 | 49.57 | 0 | 0 | 52.2 | 46.27 | 28.2 | 55.15 | 46.27 | 28.2 | 49.57 | 46.27 | 46.45 | 49.57 | 52.16 | 46.45 | 52.2 | 46.27 | 28.2 | 55.15 | 0 | 0 | 50.07 | 0 | 0 | 49.57 | 0 | 0
5241 | 39.17 | 0 | 0 | 39.17 | 0 | 0 | 39.17 | 0 | 0 | 39.17 | 0 | 0 | 39.17 | 25.83 | 24.63 | 39.88 | 25.83 | 24.63 | 39.17 | 25.83 | 24.63 | 39.17 | 44.14 | 36.61 | 39.17 | 25.83 | 24.63 | 40.28 | 0 | 0 | 39.57 | 0 | 0 | 39.17 | 0 | 0 | 49.76 | 0 | 0 | 49.76 | 0 | 0 | 49.76 | 0 | 0 | 49.76 | 0 | 0 | 52.38 | 30.8 | 27.44 | 52.38 | 30.8 | 27.44 | 49.76 | 46.27 | 46.45 | 49.76 | 52.35 | 48.74 | 52.38 | 30.8 | 27.44 | 51.86 | 0 | 0 | 50.27 | 0 | 0 | 49.76 | 0 | 0
5242 | 39.31 | 0 | 0 | 39.31 | 0 | 0 | 39.31 | 0 | 0 | 39.31 | 0 | 0 | 39.31 | 0 | 0 | 39.31 | 0 | 0 | 39.31 | 0 | 0 | 39.31 | 44.28 | 36.74 | 39.31 | 0 | 0 | 38.14 | 0 | 0 | 38.92 | 0 | 0 | 39.31 | 0 | 0 | 48.9 | 0 | 0 | 48.9 | 0 | 0 | 48.9 | 0 | 0 | 48.9 | 0 | 0 | 49.9 | 0 | 0 | 49.9 | 0 | 0 | 49.9 | 46.27 | 46.45 | 49.9 | 52.49 | 48.88 | 49.9 | 0 | 0 | 48.4 | 0 | 0 | 49.39 | 0 | 0 | 48.9 | 0 | 0
5243 | 35.64 | 0 | 0 | 35.64 | 0 | 0 | 35.64 | 0 | 0 | 35.64 | 0 | 0 | 35.64 | 0 | 0 | 35.64 | 0 | 0 | 39.33 | 0 | 0 | 39.33 | 44.3 | 36.77 | 35.64 | 0 | 0 | 34.58 | 0 | 0 | 35.29 | 0 | 0 | 35.64 | 0 | 0 | 43.08 | 0 | 0 | 43.08 | 0 | 0 | 43.08 | 0 | 0 | 43.08 | 0 | 0 | 43.96 | 0 | 0 | 43.96 | 0 | 0 | 49.92 | 0 | 27.37 | 49.92 | 52.51 | 40.19 | 43.96 | 0 | 0 | 42.64 | 0 | 0 | 43.51 | 0 | 0 | 43.08 | 0 | 0
5244 | 35.64 | 0 | 0 | 35.64 | 0 | 0 | 35.64 | 0 | 0 | 35.64 | 0 | 0 | 35.64 | 0 | 0 | 35.64 | 0 | 0 | 35.64 | 0 | 0 | 39.28 | 44.25 | 36.71 | 35.64 | 0 | 0 | 34.58 | 0 | 0 | 35.29 | 0 | 0 | 35.64 | 0 | 0 | 40.95 | 0 | 0 | 40.95 | 0 | 0 | 40.95 | 0 | 0 | 40.95 | 0 | 0 | 43.96 | 0 | 0 | 43.96 | 0 | 0 | 43.96 | 0 | 0 | 49.87 | 52.46 | 40.19 | 43.96 | 0 | 0 | 41.37 | 0 | 0 | 41.37 | 0 | 0 | 40.95 | 0 | 0
5245 | 35.64 | 0 | 0 | 35.64 | 0 | 0 | 35.64 | 0 | 0 | 35.64 | 0 | 0 | 35.64 | 0 | 0 | 35.64 | 0 | 0 | 35.64 | 0 | 0 | 39.25 | 44.22 | 36.68 | 35.64 | 0 | 0 | 33.54 | 0 | 0 | 35.29 | 0 | 0 | 35.64 | 0 | 0 | 40.95 | 0 | 0 | 40.95 | 0 | 0 | 40.95 | 0 | 0 | 40.95 | 0 | 0 | 43.96 | 0 | 0 | 43.96 | 0 | 0 | 43.96 | 0 | 0 | 49.84 | 52.43 | 40.19 | 43.96 | 0 | 0 | 41.37 | 0 | 0 | 41.37 | 0 | 0 | 40.95 | 0 | 0
5246 | 34.42 | 0 | 0 | 34.42 | 0 | 0 | 34.42 | 0 | 0 | 34.42 | 0 | 0 | 34.42 | 0 | 0 | 34.42 | 0 | 0 | 34.42 | 0 | 0 | 39.14 | 44.11 | 36.58 | 34.42 | 0 | 0 | 33.54 | 0 | 0 | 34.22 | 0 | 0 | 34.42 | 0 | 0 | 29.21 | 0 | 0 | 29.21 | 0 | 0 | 29.21 | 0 | 0 | 29.21 | 0 | 0 | 32 | 0 | 0 | 32 | 0 | 0 | 32 | 0 | 0 | 49.73 | 52.32 | 40.19 | 32 | 0 | 0 | 30.11 | 0 | 0 | 29.5 | 0 | 0 | 29.21 | 0 | 0
5247 | 35.64 | 0 | 0 | 35.64 | 0 | 0 | 35.64 | 0 | 0 | 35.64 | 0 | 0 | 35.64 | 0 | 0 | 35.64 | 0 | 0 | 35.64 | 0 | 0 | 39.07 | 44.04 | 36.5 | 35.64 | 0 | 0 | 35.28 | 0 | 0 | 36 | 0 | 0 | 35.64 | 0 | 0 | 40.13 | 0 | 0 | 40.13 | 0 | 0 | 40.13 | 0 | 0 | 40.13 | 0 | 0 | 43.96 | 0 | 0 | 43.96 | 0 | 0 | 43.96 | 0 | 0 | 49.66 | 52.25 | 48.63 | 43.96 | 0 | 0 | 41.37 | 0 | 0 | 40.54 | 0 | 0 | 40.13 | 0 | 0
5248 | 37.54 | 0 | 0 | 37.54 | 0 | 0 | 37.54 | 0 | 0 | 37.54 | 0 | 0 | 37.54 | 0 | 0 | 37.54 | 0 | 0 | 37.54 | 0 | 0 | 38.95 | 43.91 | 36.38 | 37.54 | 0 | 0 | 37.17 | 0 | 0 | 37.72 | 0 | 0 | 37.54 | 0 | 0 | 48.11 | 0 | 0 | 48.11 | 0 | 0 | 48.11 | 0 | 0 | 48.11 | 0 | 0 | 50.1 | 17.65 | 0 | 50.1 | 17.65 | 0 | 49.54 | 0 | 0 | 49.54 | 52.13 | 48.51 | 50.1 | 17.65 | 0 | 48.59 | 0 | 0 | 48.59 | 0 | 0 | 48.11 | 0 | 0
5249 | 38.96 | 0.02 | 0 | 38.96 | 0.02 | 0 | 38.96 | 0.02 | 0 | 38.96 | 0.02 | 0 | 38.96 | 12.33 | 18.88 | 39.66 | 12.33 | 18.88 | 38.96 | 0.02 | 0 | 38.96 | 43.92 | 36.39 | 38.96 | 12.33 | 18.88 | 39.27 | 0.02 | 0 | 39.35 | 0.01 | 0 | 38.96 | 0.02 | 0 | 49.54 | 10.33 | 0 | 49.54 | 10.33 | 0 | 49.54 | 10.33 | 0 | 49.54 | 10.33 | 0 | 52.17 | 45.47 | 9.42 | 53.91 | 45.47 | 9.42 | 49.54 | 10.33 | 0 | 49.54 | 52.13 | 48.52 | 52.17 | 45.47 | 9.42 | 53.37 | 10.44 | 0 | 50.04 | 10.44 | 0 | 49.54 | 10.33 | 0
5250 | 38.96 | 10.33 | 0 | 38.96 | 10.33 | 0 | 38.96 | 10.33 | 0 | 38.96 | 10.33 | 0 | 38.96 | 41 | 33.55 | 39.66 | 41 | 33.55 | 38.96 | 24.16 | 0 | 38.96 | 43.92 | 36.39 | 38.96 | 41 | 33.55 | 40.06 | 10.44 | 0 | 39.35 | 10.23 | 0 | 38.96 | 10.33 | 0 | 49.54 | 24.18 | 0 | 49.54 | 24.18 | 0 | 49.54 | 24.18 | 0 | 49.54 | 24.18 | 0 | 52.17 | 45.47 | 21.26 | 55.12 | 45.47 | 21.26 | 49.54 | 45.47 | 0 | 49.54 | 52.13 | 48.52 | 52.17 | 45.47 | 21.26 | 55.68 | 24.42 | 0 | 50.05 | 24.42 | 0 | 49.54 | 24.18 | 0
5251 | 38.86 | 10.33 | 0 | 38.86 | 10.33 | 0 | 38.86 | 10.33 | 0 | 38.86 | 10.33 | 0 | 38.86 | 41.68 | 34.43 | 39.57 | 41.68 | 34.43 | 38.86 | 41.68 | 34.43 | 38.86 | 43.83 | 36.29 | 38.86 | 41.68 | 34.43 | 39.97 | 10.65 | 0 | 39.25 | 10.44 | 0 | 38.86 | 10.33 | 0 | 49.45 | 45.51 | 0 | 49.45 | 45.51 | 0 | 49.45 | 45.51 | 0 | 49.45 | 45.51 | 0 | 52.07 | 47.89 | 45.26 | 55.03 | 47.89 | 45.26 | 49.45 | 47.89 | 45.26 | 49.45 | 52.04 | 48.43 | 52.07 | 47.89 | 45.26 | 55.59 | 45.06 | 0 | 54.47 | 45.97 | 0 | 49.45 | 45.51 | 0
5252 | 38.73 | 10.33 | 0 | 38.73 | 10.33 | 0 | 38.73 | 10.33 | 0 | 38.73 | 10.33 | 0 | 38.73 | 41.68 | 34.43 | 39.43 | 41.68 | 34.43 | 38.73 | 41.68 | 34.43 | 38.73 | 43.69 | 36.16 | 38.73 | 41.68 | 34.43 | 39.83 | 10.65 | 0 | 39.12 | 10.44 | 0 | 38.73 | 10.33 | 0 | 49.31 | 44.6 | 0 | 49.31 | 44.6 | 0 | 49.31 | 44.6 | 0 | 49.31 | 44.6 | 0 | 51.94 | 47.89 | 44.38 | 54.89 | 47.89 | 44.38 | 49.31 | 47.89 | 44.38 | 49.31 | 51.9 | 48.29 | 51.94 | 47.89 | 44.38 | 55.45 | 45.06 | 0 | 54.34 | 45.06 | 0 | 49.31 | 44.6 | 0
5253 | 38.68 | 0.02 | 0 | 38.68 | 0.02 | 0 | 38.68 | 0.02 | 0 | 38.68 | 0.02 | 0 | 38.76 | 41.68 | 34.43 | 39.47 | 41.68 | 34.43 | 38.76 | 41.68 | 34.43 | 38.76 | 43.72 | 36.19 | 38.76 | 41.68 | 34.43 | 39.86 | 0.02 | 0 | 39.07 | 0.02 | 0 | 38.68 | 0.02 | 0 | 28.09 | 10.33 | 0 | 28.09 | 10.33 | 0 | 28.09 | 10.33 | 0 | 28.09 | 10.33 | 0 | 51.97 | 47.89 | 44.38 | 54.93 | 47.89 | 44.38 | 49.35 | 47.89 | 44.38 | 49.35 | 51.94 | 48.32 | 51.97 | 47.89 | 44.38 | 55.48 | 24.92 | 0 | 54.37 | 24.42 | 0 | 28.09 | 10.33 | 0
5254 | 18.29 | 0.01 | 0 | 18.29 | 0.01 | 0 | 18.29 | 0.01 | 0 | 18.29 | 0.01 | 0 | 38.71 | 41.68 | 34.43 | 39.42 | 41.68 | 34.43 | 38.71 | 41.68 | 34.43 | 38.71 | 43.68 | 36.15 | 38.71 | 41.68 | 34.43 | 39.03 | 0.01 | 0 | 18.47 | 0.01 | 0 | 18.29 | 0.01 | 0 | 10.33 | 10.33 | 0 | 10.33 | 10.33 | 0 | 10.33 | 10.33 | 0 | 10.33 | 10.33 | 0 | 51.93 | 47.89 | 44.38 | 54.88 | 47.89 | 44.38 | 49.3 | 47.89 | 44.38 | 49.3 | 51.89 | 48.28 | 51.93 | 47.89 | 44.38 | 55.32 | 24.92 | 0 | 54.21 | 24.42 | 0 | 10.33 | 10.33 | 0
5255 | 17.92 | 0 | 0 | 17.92 | 0 | 0 | 17.92 | 0 | 0 | 17.92 | 0 | 0 | 36.67 | 33.34 | 34.43 | 36.67 | 33.34 | 34.43 | 36.67 | 33.34 | 34.43 | 36.67 | 43.1 | 35.57 | 36.67 | 33.34 | 34.43 | 36.3 | 0.01 | 0 | 34.29 | 0.01 | 0 | 17.92 | 0 | 0 | 10.33 | 0 | 0 | 10.33 | 0 | 0 | 10.33 | 0 | 0 | 10.33 | 0 | 0 | 49.14 | 45.47 | 43.9 | 49.14 | 45.47 | 43.9 | 48.72 | 45.47 | 43.9 | 48.72 | 51.31 | 43.9 | 49.14 | 45.47 | 43.9 | 48.65 | 24.92 | 0 | 47.67 | 24.42 | 0 | 10.33 | 0 | 0
5256 | 17.92 | 0.01 | 0 | 17.92 | 0.01 | 0 | 17.92 | 0.01 | 0 | 17.92 | 0.01 | 0 | 35.66 | 33.34 | 33.55 | 35.66 | 33.34 | 33.55 | 35.66 | 33.34 | 33.55 | 35.66 | 42.8 | 35.28 | 35.66 | 33.34 | 33.55 | 35.3 | 0.01 | 0 | 34.6 | 0.01 | 0 | 17.92 | 0.01 | 0 | 10.33 | 10.33 | 0 | 10.33 | 10.33 | 0 | 10.33 | 10.33 | 0 | 10.33 | 10.33 | 0 | 48.3 | 45.47 | 43.6 | 48.3 | 45.47 | 43.6 | 48.3 | 45.47 | 43.6 | 48.3 | 46.45 | 43.6 | 48.3 | 45.47 | 43.6 | 47.81 | 24.92 | 0 | 46.86 | 24.42 | 0 | 10.33 | 10.33 | 0
5257 | 10.33 | 0.01 | 0 | 10.33 | 0.01 | 0 | 10.33 | 0.01 | 0 | 10.33 | 0.01 | 0 | 35.66 | 33.34 | 34.43 | 35.66 | 33.34 | 34.43 | 35.66 | 33.34 | 34.43 | 35.66 | 33.34 | 34.73 | 35.66 | 33.34 | 34.43 | 35.3 | 0.01 | 0 | 34.6 | 0.01 | 0 | 10.33 | 0.01 | 0 | 10.33 | 10.33 | 0 | 10.33 | 10.33 | 0 | 10.33 | 10.33 | 0 | 10.33 | 10.33 | 0 | 48.3 | 46.44 | 43.9 | 48.3 | 46.44 | 43.9 | 47.88 | 46.44 | 43.9 | 47.88 | 46.44 | 43.9 | 48.3 | 46.44 | 43.9 | 47.81 | 24.92 | 0 | 46.86 | 24.42 | 0 | 10.33 | 10.33 | 0
5258 | 18.29 | 0.01 | 0 | 18.29 | 0.01 | 0 | 18.29 | 0.01 | 0 | 18.29 | 0.01 | 0 | 35.66 | 33.34 | 34.28 | 35.66 | 33.34 | 34.28 | 35.66 | 33.34 | 34.28 | 35.66 | 33.34 | 34.28 | 35.66 | 33.34 | 34.28 | 35.3 | 0.01 | 0 | 18.47 | 0.01 | 0 | 18.29 | 0.01 | 0 | 10.33 | 10.33 | 0 | 10.33 | 10.33 | 0 | 10.33 | 10.33 | 0 | 10.33 | 10.33 | 0 | 48.3 | 45.47 | 43.9 | 48.3 | 45.47 | 43.9 | 47.44 | 45.47 | 43.9 | 47.44 | 45.47 | 43.9 | 48.3 | 45.47 | 43.9 | 47.81 | 24.92 | 0 | 46.86 | 24.42 | 0 | 10.33 | 10.33 | 0
5259 | 34.25 | 10.33 | 0 | 34.25 | 10.33 | 0 | 34.25 | 10.33 | 0 | 34.25 | 10.33 | 0 | 35.66 | 33.34 | 33.92 | 35.66 | 33.34 | 33.92 | 35.66 | 33.34 | 33.92 | 35.66 | 33.34 | 33.92 | 35.66 | 33.34 | 33.92 | 35.3 | 10.65 | 0 | 34.6 | 10.44 | 0 | 34.25 | 10.33 | 0 | 35.42 | 41.51 | 0 | 35.42 | 41.51 | 0 | 35.42 | 41.51 | 0 | 35.42 | 41.51 | 0 | 48.3 | 45.47 | 43.6 | 48.3 | 45.47 | 43.6 | 47.07 | 45.47 | 43.6 | 47.07 | 45.47 | 43.6 | 48.3 | 45.47 | 43.6 | 47.81 | 42.79 | 0 | 46.86 | 41.93 | 0 | 35.42 | 41.51 | 0
5260 | 36.56 | 26.12 | 10.33 | 36.56 | 26.12 | 10.33 | 36.56 | 26.12 | 10.33 | 36.56 | 26.12 | 10.33 | 36.65 | 33.34 | 34.08 | 36.65 | 33.34 | 34.08 | 36.65 | 33.34 | 34.08 | 36.65 | 33.34 | 34.08 | 36.65 | 33.34 | 34.08 | 36.28 | 31.37 | 10.65 | 36.93 | 26.39 | 10.44 | 36.56 | 26.12 | 10.33 | 41.5 | 46.23 | 40.42 | 41.5 | 46.23 | 40.42 | 41.5 | 46.23 | 40.42 | 41.5 | 46.23 | 40.42 | 48.78 | 46.23 | 43.6 | 48.78 | 46.23 | 43.6 | 47.23 | 46.23 | 43.6 | 47.23 | 46.23 | 43.6 | 48.78 | 46.23 | 43.6 | 48.3 | 45.76 | 40.83 | 47.33 | 46.69 | 40.83 | 41.5 | 46.23 | 40.42
5261 | 37.33 | 42.3 | 32.4 | 37.33 | 42.3 | 32.4 | 37.33 | 42.3 | 32.4 | 37.33 | 42.3 | 32.4 | 37.33 | 42.3 | 34.43 | 38.04 | 42.3 | 34.43 | 37.33 | 42.3 | 34.43 | 37.33 | 42.3 | 34.43 | 37.33 | 42.3 | 34.43 | 38.42 | 41.04 | 33.4 | 37.71 | 41.87 | 32.73 | 37.33 | 42.3 | 32.4 | 47.92 | 48.43 | 44.35 | 47.92 | 48.43 | 44.35 | 47.92 | 48.43 | 44.35 | 47.92 | 48.43 | 44.35 | 50.54 | 48.43 | 46.45 | 53.5 | 48.43 | 46.45 | 47.92 | 48.43 | 46.45 | 47.92 | 48.43 | 46.45 | 50.54 | 48.43 | 46.45 | 54.04 | 46.99 | 43.91 | 52.96 | 47.95 | 44.8 | 47.92 | 48.43 | 44.35
5262 | 38.14 | 43.11 | 34.09 | 38.14 | 43.11 | 34.09 | 38.14 | 43.11 | 34.09 | 38.14 | 43.11 | 34.09 | 38.14 | 43.11 | 34.43 | 38.85 | 43.11 | 34.43 | 38.14 | 43.11 | 34.43 | 38.14 | 43.11 | 35.57 | 38.14 | 43.11 | 34.43 | 42.56 | 42.68 | 34.09 | 41.71 | 42.68 | 33.74 | 38.14 | 43.11 | 34.09 | 48.73 | 49.97 | 45.4 | 48.73 | 49.97 | 45.4 | 48.73 | 49.97 | 45.4 | 48.73 | 49.97 | 45.4 | 51.35 | 49.97 | 46.66 | 54.31 | 49.97 | 46.66 | 48.73 | 49.97 | 46.66 | 48.73 | 49.97 | 46.66 | 51.35 | 49.97 | 46.66 | 56.74 | 47.66 | 44.38 | 55.6 | 49.47 | 44.8 | 48.73 | 49.97 | 45.4
5263 | 38.78 | 43.75 | 34.43 | 38.78 | 43.75 | 34.43 | 38.78 | 43.75 | 34.43 | 38.78 | 43.75 | 34.43 | 38.78 | 45.05 | 35.49 | 39.49 | 45.05 | 35.49 | 38.78 | 43.75 | 35.49 | 38.78 | 43.75 | 35.86 | 38.78 | 45.05 | 35.49 | 46.5 | 43.31 | 34.09 | 39.17 | 43.31 | 34.09 | 38.78 | 43.75 | 34.43 | 49.37 | 49.97 | 46.17 | 49.37 | 49.97 | 46.17 | 49.37 | 49.97 | 46.17 | 49.37 | 49.97 | 44.78 | 51.99 | 49.97 | 46.68 | 54.95 | 49.97 | 46.68 | 49.37 | 49.97 | 46.68 | 49.37 | 49.97 | 46.68 | 51.99 | 49.97 | 46.68 | 62.04 | 47.66 | 44.38 | 60.8 | 48.63 | 44.33 | 49.37 | 49.97 | 46.17
5264 | 39.19 | 44.16 | 34.79 | 39.19 | 44.16 | 34.79 | 39.19 | 44.16 | 34.79 | 39.19 | 44.16 | 33.89 | 39.19 | 44.16 | 34.79 | 39.9 | 44.16 | 34.79 | 39.19 | 44.16 | 34.79 | 39.19 | 44.16 | 34.79 | 39.19 | 44.16 | 34.79 | 46.45 | 42.8 | 33.55 | 39.58 | 41.95 | 32.88 | 39.19 | 44.16 | 34.79 | 49.78 | 49 | 46.17 | 49.78 | 49 | 46.17 | 49.78 | 49 | 46.17 | 49.78 | 49 | 35.36 | 52.4 | 49.13 | 46.45 | 55.36 | 49.13 | 46.45 | 49.78 | 49.13 | 46.45 | 49.78 | 49.13 | 46.45 | 52.4 | 49.13 | 46.45 | 57.68 | 46.7 | 43.6 | 50.28 | 47.66 | 35.01 | 49.78 | 49 | 46.17
5265 | 39.38 | 42.57 | 27.53 | 39.38 | 42.57 | 27.53 | 39.38 | 42.57 | 27.53 | 39.38 | 42.57 | 25.9 | 39.38 | 42.57 | 27.53 | 40.09 | 42.57 | 27.53 | 39.38 | 42.57 | 33.4 | 39.38 | 42.57 | 33.4 | 39.38 | 42.57 | 33.4 | 40.39 | 40.88 | 26.17 | 39.78 | 40.06 | 0 | 39.38 | 42.57 | 27.53 | 49.97 | 42.86 | 46.17 | 49.97 | 42.86 | 45.75 | 49.97 | 42.86 | 45.75 | 49.97 | 42.86 | 0 | 52.59 | 42.86 | 45.75 | 55.55 | 42.86 | 45.75 | 49.97 | 48.42 | 46.45 | 49.97 | 48.42 | 46.45 | 52.59 | 42.86 | 45.75 | 55.89 | 41.16 | 42.67 | 50.47 | 40.73 | 0 | 49.97 | 42.86 | 46.17
5266 | 39.48 | 39.73 | 18.88 | 39.48 | 39.73 | 18.88 | 39.48 | 39.73 | 18.88 | 39.48 | 39.73 | 0 | 39.48 | 39.73 | 18.88 | 40.18 | 39.73 | 18.88 | 39.48 | 39.73 | 33.4 | 39.48 | 39.73 | 33.4 | 39.48 | 39.73 | 33.4 | 39.78 | 34.02 | 0 | 39.17 | 0 | 0 | 39.48 | 39.73 | 18.88 | 50.07 | 39.66 | 44.38 | 50.07 | 39.66 | 44.38 | 50.07 | 39.66 | 44.38 | 50.07 | 39.28 | 0 | 52.69 | 39.66 | 44.38 | 55.65 | 39.66 | 44.38 | 50.07 | 46.45 | 46.45 | 50.07 | 46.45 | 46.45 | 52.69 | 39.66 | 44.38 | 55.09 | 37.72 | 41.34 | 50.57 | 37.33 | 0 | 50.07 | 39.66 | 44.38
5267 | 39.52 | 38.58 | 0 | 39.52 | 38.58 | 0 | 39.52 | 38.58 | 0 | 39.52 | 38.58 | 0 | 39.52 | 38.58 | 0 | 39.52 | 38.58 | 0 | 39.52 | 38.58 | 33.4 | 39.52 | 38.58 | 33.4 | 39.52 | 38.58 | 33.4 | 39.12 | 0 | 0 | 39.12 | 0 | 0 | 39.52 | 38.58 | 0 | 50.11 | 39.04 | 37.58 | 50.11 | 39.04 | 37.58 | 50.11 | 39.04 | 37.58 | 50.11 | 0 | 0 | 52.73 | 39.04 | 37.58 | 52.73 | 39.04 | 37.58 | 50.11 | 45.06 | 40.76 | 50.11 | 45.06 | 40.76 | 52.73 | 45.06 | 40.76 | 52.2 | 0 | 0 | 50.61 | 0 | 0 | 50.11 | 39.04 | 37.58
5268 | 39.46 | 39.74 | 0 | 39.46 | 39.74 | 0 | 39.46 | 39.74 | 0 | 39.46 | 39.74 | 0 | 39.46 | 39.74 | 0 | 40.13 | 39.74 | 0 | 39.46 | 39.74 | 33.4 | 39.46 | 39.74 | 33.4 | 39.46 | 39.74 | 33.4 | 39.73 | 0 | 0 | 39.73 | 0 | 0 | 39.46 | 39.74 | 0 | 50.05 | 39.28 | 41.2 | 50.05 | 39.28 | 41.2 | 50.05 | 39.28 | 41.2 | 50.05 | 39.28 | 31.27 | 52.67 | 39.28 | 43.77 | 55.34 | 39.28 | 43.77 | 50.05 | 45.06 | 44.38 | 50.05 | 45.06 | 44.38 | 52.67 | 45.06 | 44.38 | 54.78 | 0 | 0 | 50.55 | 0 | 0 | 50.05 | 39.28 | 41.2
5269 | 39.4 | 42.8 | 0 | 39.4 | 42.8 | 0 | 39.4 | 42.8 | 0 | 39.4 | 42.8 | 0 | 39.4 | 42.8 | 0 | 39.4 | 42.8 | 0 | 39.4 | 42.8 | 18.88 | 39.4 | 42.8 | 18.88 | 39.4 | 42.8 | 18.88 | 37.69 | 0 | 0 | 38.46 | 0 | 0 | 39.4 | 42.8 | 0 | 49.99 | 39.04 | 37.58 | 49.99 | 39.04 | 37.58 | 49.99 | 39.04 | 37.58 | 49.99 | 37.33 | 35.36 | 51.54 | 39.04 | 37.58 | 51.54 | 39.04 | 37.58 | 49.99 | 39.04 | 37.58 | 49.99 | 39.04 | 37.58 | 51.54 | 39.04 | 37.58 | 50.5 | 0 | 0 | 49.49 | 0 | 0 | 49.99 | 39.04 | 37.58
5270 | 39.33 | 42.8 | 18.88 | 39.33 | 42.8 | 18.88 | 39.33 | 42.8 | 18.88 | 39.33 | 42.8 | 18.88 | 39.33 | 42.8 | 18.88 | 39.33 | 42.8 | 18.88 | 39.33 | 42.8 | 18.88 | 39.33 | 42.8 | 18.88 | 39.33 | 42.8 | 19.88 | 37.69 | 0 | 0 | 38.46 | 0 | 0 | 39.33 | 42.8 | 18.88 | 49.92 | 41.25 | 37.58 | 49.92 | 41.25 | 37.58 | 49.92 | 41.25 | 37.58 | 49.92 | 41.25 | 35.36 | 51.33 | 41.25 | 37.58 | 51.33 | 41.25 | 37.58 | 49.92 | 41.25 | 37.58 | 49.92 | 41.25 | 37.58 | 51.33 | 41.25 | 37.58 | 50.29 | 0 | 0 | 49.79 | 0 | 35.01 | 49.92 | 41.25 | 37.58
5271 | 39.21 | 42.8 | 23 | 39.21 | 42.8 | 23 | 39.21 | 42.8 | 23 | 39.21 | 42.8 | 23 | 39.21 | 42.8 | 23 | 39.21 | 42.8 | 18.88 | 39.21 | 42.8 | 23 | 39.21 | 42.8 | 23 | 39.21 | 42.8 | 23 | 37.69 | 0 | 0 | 38.82 | 0 | 0 | 39.21 | 42.8 | 23 | 49.8 | 43.84 | 44.38 | 49.8 | 43.84 | 44.38 | 49.8 | 43.84 | 44.38 | 49.8 | 43.84 | 44.38 | 50.86 | 43.84 | 44.38 | 50.86 | 43.84 | 44.38 | 49.8 | 43.84 | 44.38 | 49.8 | 43.84 | 44.38 | 50.86 | 43.84 | 44.38 | 50.3 | 0 | 42.18 | 50.3 | 41.25 | 43.93 | 49.8 | 43.84 | 44.38
5272 | 39.06 | 44.03 | 28 | 39.06 | 44.03 | 28 | 39.06 | 44.03 | 28 | 39.06 | 44.03 | 28 | 39.06 | 44.03 | 28 | 39.77 | 44.03 | 27.72 | 39.06 | 44.03 | 28 | 39.06 | 44.03 | 28 | 39.06 | 44.03 | 28 | 39.37 | 40.06 | 26.35 | 39.46 | 40.88 | 27.72 | 39.06 | 44.03 | 28 | 49.65 | 49.3 | 46.17 | 49.65 | 49.3 | 46.17 | 49.65 | 49.3 | 46.17 | 49.65 | 49.3 | 46.17 | 52.27 | 49.3 | 46.34 | 55.23 | 49.3 | 46.34 | 49.65 | 49.3 | 46.34 | 49.65 | 49.3 | 46.34 | 52.27 | 49.3 | 46.34 | 54.78 | 47.34 | 43.6 | 53.69 | 48.8 | 45.7 | 49.65 | 49.3 | 46.17
5273 | 39.06 | 44.03 | 36.32 | 39.06 | 44.03 | 36.32 | 39.06 | 44.03 | 36.32 | 39.06 | 44.03 | 36.32 | 39.06 | 46.42 | 36.32 | 39.77 | 46.42 | 36.32 | 39.06 | 44.03 | 36.32 | 39.06 | 44.03 | 36.32 | 39.06 | 46.42 | 36.32 | 40.17 | 44.47 | 34.42 | 39.46 | 44.47 | 35.85 | 39.06 | 44.03 | 36.32 | 49.65 | 52.24 | 48.02 | 49.65 | 52.24 | 48.02 | 49.65 | 52.24 | 48.02 | 49.65 | 52.24 | 48.02 | 52.27 | 52.24 | 48.02 | 55.23 | 52.24 | 48.02 | 49.65 | 52.24 | 48.02 | 49.65 | 52.24 | 48.02 | 52.27 | 52.24 | 48.02 | 56.85 | 49.3 | 44.8 | 58.01 | 51.72 | 47.54 | 49.65 | 52.24 | 48.02
5274 | 39 | 43.97 | 36.43 | 39 | 43.97 | 36.43 | 39 | 43.97 | 36.43 | 39 | 43.97 | 36.43 | 39 | 46.36 | 36.43 | 39.71 | 46.51 | 36.43 | 39 | 43.97 | 36.43 | 39 | 43.97 | 36.43 | 39 | 46.36 | 36.43 | 48.43 | 46.05 | 35.58 | 49.41 | 46.05 | 36.3 | 39 | 43.97 | 36.43 | 49.59 | 52.18 | 48.57 | 49.59 | 52.18 | 48.57 | 49.59 | 52.18 | 48.57 | 49.59 | 52.18 | 48.57 | 52.21 | 52.28 | 48.57 | 55.17 | 52.28 | 48.57 | 49.59 | 52.18 | 48.57 | 49.59 | 52.18 | 48.57 | 52.21 | 52.28 | 48.57 | 66.61 | 52.7 | 47.83 | 66.61 | 53.78 | 49.06 | 49.59 | 52.18 | 48.57
5275 | 38.91 | 43.87 | 36.34 | 38.91 | 43.87 | 36.34 | 38.91 | 43.87 | 36.34 | 38.91 | 43.87 | 36.34 | 38.91 | 46.27 | 36.34 | 39.62 | 46.42 | 36.34 | 38.91 | 43.87 | 36.34 | 38.91 | 43.87 | 36.34 | 38.91 | 46.27 | 36.34 | 49.95 | 46.89 | 35.98 | 49.95 | 46.89 | 36.71 | 38.91 | 43.87 | 36.34 | 49.5 | 52.09 | 48.47 | 49.5 | 52.09 | 48.47 | 49.5 | 52.09 | 48.47 | 49.5 | 52.09 | 48.47 | 52.12 | 52.19 | 48.47 | 55.08 | 52.19 | 48.47 | 49.5 | 52.09 | 48.47 | 49.5 | 52.09 | 48.47 | 52.12 | 52.19 | 48.47 | 75.26 | 52.72 | 47.99 | 75.26 | 53.79 | 48.96 | 49.5 | 52.09 | 48.47
5276 | 38.74 | 43.71 | 36.17 | 38.74 | 43.71 | 36.17 | 38.74 | 43.71 | 36.17 | 38.74 | 43.71 | 36.17 | 38.74 | 46.1 | 36.17 | 39.45 | 46.25 | 36.17 | 38.74 | 43.71 | 36.17 | 38.74 | 43.71 | 36.17 | 38.74 | 46.1 | 36.17 | 50.76 | 46.72 | 36.54 | 49.75 | 45.78 | 36.54 | 38.74 | 43.71 | 36.17 | 49.33 | 51.92 | 48.31 | 49.33 | 51.92 | 48.31 | 49.33 | 51.92 | 48.31 | 49.33 | 51.92 | 48.31 | 51.95 | 52.02 | 48.31 | 54.91 | 52.02 | 48.31 | 49.33 | 51.92 | 48.31 | 49.33 | 51.92 | 48.31 | 51.95 | 52.02 | 48.31 | 73.31 | 52.72 | 48.79 | 73.31 | 52.72 | 48.79 | 49.33 | 51.92 | 48.31
5277 | 38.74 | 43.71 | 36.17 | 38.74 | 43.71 | 36.17 | 38.74 | 43.71 | 36.17 | 38.74 | 43.71 | 36.17 | 38.74 | 46.1 | 36.17 | 39.45 | 46.25 | 36.17 | 38.74 | 43.71 | 36.17 | 38.74 | 43.71 | 36.17 | 38.74 | 46.1 | 36.17 | 46.83 | 46.72 | 36.54 | 45.89 | 44.15 | 36.54 | 38.74 | 43.71 | 36.17 | 49.33 | 51.92 | 48.31 | 49.33 | 51.92 | 48.31 | 49.33 | 51.92 | 48.31 | 49.33 | 51.92 | 48.31 | 51.95 | 52.03 | 48.31 | 54.91 | 52.03 | 48.31 | 49.33 | 51.92 | 48.31 | 49.33 | 51.92 | 48.31 | 51.95 | 52.03 | 48.31 | 65.92 | 52.55 | 48.8 | 64.61 | 52.44 | 48.8 | 49.33 | 51.92 | 48.31
5278 | 38.69 | 43.65 | 35.12 | 38.69 | 43.65 | 35.12 | 38.69 | 43.65 | 35.12 | 38.69 | 43.65 | 35.12 | 38.69 | 46.05 | 36.12 | 39.39 | 46.2 | 36.12 | 38.69 | 43.65 | 36.12 | 38.69 | 43.65 | 36.12 | 38.69 | 46.05 | 36.12 | 43.99 | 46.66 | 35.76 | 43.11 | 44.09 | 35.47 | 38.69 | 43.65 | 35.12 | 49.27 | 51.86 | 46.34 | 49.27 | 51.86 | 46.34 | 49.27 | 51.86 | 46.34 | 49.27 | 51.86 | 46.34 | 51.9 | 51.97 | 48.25 | 54.85 | 51.97 | 48.25 | 49.27 | 51.86 | 48.25 | 49.27 | 51.86 | 48.25 | 51.9 | 51.97 | 48.25 | 57.66 | 52.49 | 47.77 | 56.5 | 52.39 | 46.81 | 49.27 | 51.19 | 46.34
5279 | 38.12 | 43.08 | 33.06 | 38.12 | 43.08 | 34.4 | 38.12 | 43.08 | 34.4 | 38.12 | 43.08 | 34.4 | 38.12 | 45.48 | 35.55 | 38.83 | 45.63 | 35.55 | 38.12 | 43.08 | 35.55 | 38.12 | 43.08 | 35.55 | 38.12 | 45.48 | 35.55 | 39.19 | 46.09 | 35.45 | 38.5 | 43.52 | 34.74 | 38.12 | 43.08 | 33.06 | 48.71 | 51.3 | 46.17 | 48.71 | 51.3 | 46.17 | 48.71 | 51.3 | 46.17 | 48.71 | 51.3 | 46.17 | 51.33 | 51.4 | 47.68 | 54.29 | 51.4 | 47.68 | 48.71 | 51.3 | 47.68 | 48.71 | 51.3 | 47.68 | 51.33 | 51.4 | 47.68 | 54.84 | 52.72 | 47.58 | 53.74 | 51.81 | 46.63 | 48.71 | 51.19 | 46.17
5280 | 36.29 | 42.75 | 33.06 | 36.29 | 42.75 | 34.06 | 36.29 | 42.75 | 34.06 | 36.29 | 42.75 | 34.06 | 37.78 | 45.14 | 35.21 | 37.78 | 45.29 | 35.21 | 37.78 | 42.75 | 35.21 | 37.78 | 42.75 | 35.21 | 37.78 | 45.14 | 35.21 | 37.4 | 45.29 | 34.86 | 36.66 | 43.18 | 34.41 | 36.29 | 42.75 | 33.06 | 47.02 | 50.96 | 46.17 | 47.02 | 50.96 | 46.17 | 47.02 | 50.96 | 46.17 | 47.02 | 50.96 | 46.17 | 50.99 | 51.07 | 47.35 | 52.32 | 51.07 | 47.35 | 48.37 | 50.96 | 47.35 | 48.37 | 50.96 | 47.35 | 50.99 | 51.07 | 47.35 | 51.8 | 51.58 | 47.83 | 50.76 | 51.48 | 46.63 | 47.02 | 50.96 | 46.17
5281 | 35.84 | 42.4 | 33.71 | 35.84 | 42.4 | 33.71 | 35.84 | 42.4 | 33.71 | 35.84 | 42.4 | 33.71 | 37.43 | 44.79 | 34.86 | 37.43 | 44.79 | 34.86 | 37.43 | 42.4 | 34.86 | 37.43 | 42.4 | 34.86 | 37.43 | 44.79 | 34.86 | 36.94 | 45.24 | 34.78 | 36.2 | 42.83 | 34.05 | 35.84 | 42.4 | 33.71 | 47.02 | 50.21 | 46.17 | 47.02 | 50.21 | 46.17 | 47.02 | 50.21 | 46.17 | 47.02 | 50.21 | 46.17 | 49.79 | 50.72 | 47 | 49.79 | 50.72 | 47 | 48.02 | 50.61 | 47 | 48.02 | 50.61 | 47 | 49.79 | 50.72 | 47 | 49.29 | 50.72 | 47.47 | 48.31 | 50.72 | 46.52 | 47.02 | 50.21 | 46.17
5282 | 36.18 | 41.59 | 33.49 | 36.18 | 41.59 | 33.49 | 36.18 | 41.59 | 33.49 | 36.18 | 41.59 | 33.49 | 36.55 | 42.45 | 34.64 | 36.55 | 42.45 | 34.64 | 36.55 | 42.18 | 34.64 | 37.21 | 42.18 | 34.64 | 36.55 | 42.45 | 34.64 | 36.55 | 42.45 | 34.99 | 36.55 | 42.01 | 33.83 | 36.18 | 41.59 | 33.49 | 47.02 | 50.16 | 46.17 | 47.02 | 50.16 | 46.17 | 47.02 | 50.16 | 46.17 | 47.02 | 50.16 | 46.17 | 48.8 | 50.39 | 46.77 | 48.8 | 50.39 | 46.77 | 47.8 | 50.39 | 46.77 | 47.8 | 50.39 | 46.77 | 48.8 | 50.39 | 46.77 | 48.8 | 50.9 | 47.25 | 47.82 | 50.67 | 46.3 | 47.02 | 50.16 | 46.17
5283 | 36.2 | 42 | 34.43 | 36.2 | 42 | 34.43 | 36.2 | 42 | 34.43 | 36.2 | 42 | 34.43 | 36.48 | 42.45 | 34.46 | 36.48 | 42.45 | 34.46 | 36.48 | 42 | 34.46 | 37.03 | 42 | 34.46 | 36.48 | 42.45 | 34.46 | 36.11 | 42.45 | 34.81 | 36.56 | 42.42 | 34.78 | 36.2 | 42 | 34.43 | 47.62 | 50.16 | 46.17 | 47.62 | 50.16 | 46.17 | 47.62 | 50.16 | 46.17 | 47.62 | 50.16 | 46.17 | 48.3 | 50.17 | 46.6 | 48.3 | 50.17 | 46.6 | 47.62 | 50.17 | 46.6 | 47.62 | 50.21 | 46.6 | 48.3 | 50.17 | 46.6 | 48.1 | 50.17 | 46.66 | 48.1 | 50.17 | 45.73 | 47.62 | 50.16 | 46.17
5284 | 36.99 | 41.95 | 34.42 | 36.99 | 41.95 | 34.42 | 36.99 | 41.95 | 34.42 | 36.99 | 41.95 | 34.42 | 36.99 | 42.45 | 34.42 | 36.99 | 42.45 | 34.42 | 36.99 | 41.95 | 34.42 | 36.99 | 41.95 | 34.42 | 36.99 | 42.45 | 34.42 | 36.62 | 42.82 | 35.14 | 37.36 | 42.38 | 34.76 | 36.99 | 41.95 | 34.42 | 47.57 | 50.16 | 46.35 | 47.57 | 50.16 | 46.35 | 47.57 | 50.16 | 46.35 | 47.57 | 50.16 | 46.35 | 48.3 | 50.16 | 46.55 | 48.3 | 50.16 | 46.55 | 47.57 | 50.16 | 46.55 | 47.57 | 50.16 | 46.55 | 48.3 | 50.16 | 46.55 | 48.78 | 50.67 | 47.02 | 48.05 | 50.67 | 46.08 | 47.57 | 50.16 | 46.35
5285 | 37.45 | 42.42 | 34.88 | 37.45 | 42.42 | 34.88 | 37.45 | 42.42 | 34.88 | 37.45 | 42.42 | 34.88 | 37.45 | 44.81 | 34.88 | 38.16 | 44.96 | 34.88 | 37.45 | 42.42 | 34.88 | 37.45 | 42.42 | 34.88 | 37.45 | 44.81 | 34.88 | 38.16 | 45.42 | 35.94 | 38.94 | 42.85 | 35.23 | 37.45 | 42.42 | 34.88 | 48.04 | 50.63 | 47.02 | 48.04 | 50.63 | 47.02 | 48.04 | 50.63 | 47.02 | 48.04 | 50.63 | 47.02 | 50.66 | 50.63 | 47.02 | 53.62 | 50.73 | 47.02 | 48.04 | 50.63 | 47.02 | 48.04 | 50.63 | 47.02 | 50.66 | 50.63 | 47.02 | 54.16 | 51.25 | 48.44 | 55.27 | 51.14 | 47.47 | 48.04 | 50.63 | 47.02
5286 | 38.18 | 43.15 | 35.61 | 38.18 | 43.15 | 35.61 | 38.18 | 43.15 | 35.61 | 38.18 | 43.15 | 35.61 | 38.18 | 45.54 | 35.61 | 38.89 | 45.69 | 35.61 | 38.18 | 43.15 | 35.61 | 38.18 | 43.15 | 35.61 | 38.18 | 45.54 | 35.61 | 39.29 | 47.56 | 35.97 | 38.57 | 43.58 | 35.94 | 38.18 | 43.15 | 35.61 | 48.77 | 51.36 | 47.75 | 48.77 | 51.36 | 47.75 | 48.77 | 51.36 | 47.75 | 48.77 | 51.36 | 47.75 | 51.39 | 51.47 | 47.75 | 54.35 | 51.47 | 47.75 | 48.77 | 51.36 | 47.75 | 48.77 | 51.36 | 47.75 | 51.39 | 51.47 | 47.75 | 55.89 | 52.72 | 48.73 | 55.89 | 51.88 | 47.27 | 48.77 | 51.36 | 47.75
5287 | 38.83 | 43.8 | 36.26 | 38.83 | 43.8 | 36.26 | 38.83 | 43.8 | 36.26 | 38.83 | 43.8 | 36.26 | 38.83 | 46.19 | 36.26 | 39.54 | 46.24 | 36.26 | 38.83 | 43.8 | 36.26 | 38.83 | 43.8 | 36.26 | 38.83 | 46.19 | 36.26 | 45.04 | 46.63 | 35.85 | 44.14 | 44.24 | 35.49 | 38.83 | 43.8 | 36.26 | 49.42 | 52.01 | 48.39 | 49.42 | 52.01 | 48.39 | 49.42 | 52.01 | 48.39 | 49.42 | 52.01 | 46.68 | 52.04 | 52.01 | 48.39 | 55 | 52.01 | 48.39 | 49.42 | 52.01 | 48.39 | 49.42 | 52.01 | 48.39 | 52.04 | 52.01 | 48.39 | 56.13 | 51.03 | 47.91 | 55.01 | 50.52 | 44.8 | 49.42 | 52.01 | 48.39
5288 | 39.21 | 44.18 | 35.49 | 39.21 | 44.18 | 35.49 | 39.21 | 44.18 | 35.49 | 39.21 | 44.18 | 32.98 | 39.21 | 44.18 | 35.49 | 39.92 | 44.18 | 34.77 | 39.21 | 44.18 | 35.49 | 39.21 | 44.18 | 36.65 | 39.21 | 44.18 | 35.49 | 40.33 | 42.47 | 34.42 | 39.61 | 41.62 | 32 | 39.21 | 44.18 | 35.49 | 49.8 | 50.17 | 48.78 | 49.8 | 50.17 | 48.78 | 49.8 | 50.17 | 48.78 | 49.8 | 46.88 | 45.9 | 52.43 | 50.17 | 48.78 | 55.38 | 50.17 | 48.78 | 49.8 | 50.17 | 48.78 | 49.8 | 52.39 | 48.78 | 52.43 | 50.17 | 48.78 | 55.38 | 46.88 | 47.79 | 54.28 | 45.47 | 44.8 | 49.8 | 50.17 | 48.78
5289 | 39.35 | 44.32 | 35.12 | 39.35 | 44.32 | 35.12 | 39.35 | 44.32 | 35.12 | 39.35 | 44.32 | 0 | 39.35 | 44.32 | 35.12 | 40.06 | 44.32 | 34.77 | 39.35 | 44.32 | 35.12 | 39.35 | 44.32 | 36.79 | 39.35 | 44.32 | 35.12 | 39.75 | 42.14 | 34.42 | 39.35 | 38.62 | 0 | 39.35 | 44.32 | 35.12 | 49.94 | 48.43 | 48.72 | 49.94 | 48.43 | 48.72 | 49.94 | 48.43 | 48.72 | 49.94 | 41.9 | 38.18 | 52.57 | 48.43 | 48.72 | 54.5 | 48.43 | 48.72 | 49.94 | 48.43 | 48.72 | 49.94 | 52.53 | 48.92 | 52.57 | 48.43 | 48.72 | 53.4 | 45.06 | 45.35 | 52.33 | 40.64 | 37.8 | 49.94 | 48.43 | 48.72
5290 | 39.47 | 43.45 | 35.12 | 39.47 | 43.45 | 35.12 | 39.47 | 43.45 | 35.12 | 39.47 | 43.45 | 25.12 | 39.47 | 43.45 | 34.77 | 40.17 | 43.45 | 34.77 | 39.47 | 43.45 | 35.12 | 39.47 | 44.43 | 36.9 | 39.47 | 43.45 | 34.77 | 39.77 | 40.88 | 34.42 | 39.07 | 0 | 0 | 39.47 | 43.45 | 35.12 | 50.05 | 48.43 | 48.42 | 50.05 | 48.43 | 48.42 | 50.05 | 48.43 | 48.42 | 50.05 | 37.9 | 0 | 52.68 | 48.43 | 48.42 | 52.68 | 48.43 | 48.42 | 50.05 | 48.43 | 48.42 | 50.05 | 52.64 | 49.03 | 52.68 | 48.43 | 48.42 | 51.59 | 46.45 | 44.8 | 50.56 | 0 | 0 | 50.05 | 48.43 | 48.42
5291 | 39.5 | 42.45 | 34.77 | 39.5 | 42.45 | 34.77 | 39.5 | 42.45 | 34.77 | 39.5 | 42.45 | 25.45 | 39.5 | 42.45 | 34.77 | 39.5 | 42.45 | 34.77 | 39.5 | 42.45 | 34.77 | 39.5 | 44.47 | 36.93 | 39.5 | 42.45 | 34.77 | 39.11 | 40.43 | 34.42 | 39.11 | 0 | 0 | 39.5 | 42.45 | 34.77 | 50.09 | 48.43 | 46.45 | 50.09 | 48.43 | 46.45 | 50.09 | 48.43 | 46.45 | 50.09 | 37.9 | 0 | 51.33 | 48.43 | 46.45 | 51.33 | 48.43 | 46.45 | 50.09 | 48.43 | 46.45 | 50.09 | 52.68 | 49.07 | 51.33 | 48.43 | 46.45 | 50.6 | 46.92 | 44.8 | 49.79 | 0 | 0 | 50.09 | 48.43 | 46.45
5292 | 39.46 | 41.68 | 33.73 | 39.46 | 41.68 | 33.73 | 39.46 | 41.68 | 33.73 | 39.46 | 41.68 | 25.45 | 39.46 | 41.68 | 33.73 | 39.46 | 41.68 | 33.73 | 39.46 | 41.68 | 33.73 | 39.46 | 44.43 | 36.9 | 39.46 | 41.68 | 33.73 | 39.07 | 40.43 | 33.4 | 39.07 | 0 | 0 | 39.46 | 41.68 | 33.73 | 50.05 | 46.45 | 46.17 | 50.05 | 46.45 | 46.17 | 50.05 | 46.45 | 46.17 | 50.05 | 40.28 | 0 | 51.33 | 46.45 | 46.17 | 51.33 | 46.45 | 46.17 | 50.05 | 46.45 | 46.17 | 50.05 | 52.64 | 49.03 | 51.33 | 46.45 | 46.17 | 50.56 | 42.16 | 44.8 | 49.79 | 0 | 0 | 50.05 | 46.45 | 46.17
5293 | 39.44 | 40.84 | 33.73 | 39.44 | 40.84 | 33.73 | 39.44 | 40.84 | 33.73 | 39.44 | 40.84 | 25.45 | 39.44 | 40.84 | 33.73 | 39.44 | 40.84 | 33.73 | 39.44 | 40.84 | 33.73 | 39.44 | 44.41 | 36.88 | 39.44 | 40.84 | 33.73 | 39.05 | 40.43 | 33.4 | 39.05 | 0 | 0 | 39.44 | 40.84 | 33.73 | 50.03 | 46.45 | 46.17 | 50.03 | 46.45 | 46.17 | 50.03 | 46.45 | 46.17 | 50.03 | 46.45 | 0 | 51.33 | 46.45 | 46.17 | 51.33 | 46.45 | 46.17 | 50.03 | 46.45 | 46.17 | 50.03 | 52.62 | 49.01 | 51.33 | 46.45 | 46.17 | 50.29 | 42.16 | 44.8 | 49.79 | 0 | 0 | 50.03 | 46.45 | 46.17
5294 | 39.34 | 41.68 | 34.43 | 39.34 | 41.68 | 34.43 | 39.34 | 41.68 | 34.43 | 39.34 | 41.68 | 33.74 | 39.34 | 41.68 | 34.43 | 39.34 | 41.68 | 34.43 | 39.34 | 41.68 | 34.43 | 39.34 | 44.31 | 36.77 | 39.34 | 41.68 | 34.43 | 38.95 | 40.43 | 34.09 | 38.95 | 0.04 | 33.41 | 39.34 | 41.68 | 34.43 | 49.93 | 46.45 | 46.17 | 49.93 | 46.45 | 46.17 | 49.93 | 46.45 | 46.17 | 49.93 | 46.45 | 39.84 | 51.28 | 46.45 | 46.17 | 51.28 | 46.45 | 46.17 | 49.93 | 46.45 | 46.17 | 49.93 | 52.52 | 48.91 | 51.28 | 46.45 | 46.17 | 50.43 | 42.16 | 44.8 | 50.29 | 41.31 | 39.44 | 49.93 | 46.45 | 46.17
5295 | 39.19 | 42.45 | 34.77 | 39.19 | 42.45 | 34.77 | 39.19 | 42.45 | 34.77 | 39.19 | 42.45 | 34.77 | 39.19 | 42.45 | 34.77 | 39.9 | 42.45 | 34.77 | 39.19 | 42.45 | 34.77 | 39.19 | 44.16 | 36.63 | 39.19 | 42.45 | 34.77 | 39.59 | 42.03 | 34.42 | 39.59 | 41.19 | 34.42 | 39.19 | 42.45 | 34.77 | 49.78 | 48.43 | 46.65 | 49.78 | 48.43 | 46.65 | 49.78 | 48.43 | 46.65 | 49.78 | 48.43 | 45.87 | 52.41 | 48.43 | 46.65 | 52.41 | 48.43 | 46.65 | 49.78 | 48.43 | 46.65 | 49.78 | 52.37 | 48.76 | 52.41 | 48.43 | 46.65 | 51.88 | 47.66 | 46.18 | 50.84 | 47.66 | 45.41 | 49.78 | 48.43 | 46.65
5296 | 39.08 | 44.04 | 35.85 | 39.08 | 44.04 | 35.85 | 39.08 | 44.04 | 35.85 | 39.08 | 44.04 | 35.85 | 39.08 | 44.04 | 35.85 | 39.78 | 44.04 | 35.85 | 39.08 | 44.04 | 35.85 | 39.08 | 44.04 | 36.51 | 39.08 | 44.04 | 35.85 | 40.82 | 43.6 | 35.49 | 40.01 | 43.6 | 35.49 | 39.08 | 44.04 | 35.85 | 49.66 | 52.08 | 48.64 | 49.66 | 52.08 | 48.64 | 49.66 | 52.08 | 48.64 | 49.66 | 52.08 | 48.64 | 52.29 | 52.08 | 48.64 | 55.24 | 52.08 | 48.64 | 49.66 | 52.08 | 48.64 | 49.66 | 52.25 | 48.64 | 52.29 | 52.08 | 48.64 | 55.89 | 51.03 | 48.61 | 54.78 | 51.56 | 48.61 | 49.66 | 52.08 | 48.64
5297 | 39.06 | 44.03 | 36.49 | 39.06 | 44.03 | 36.49 | 39.06 | 44.03 | 36.49 | 39.06 | 44.03 | 36.49 | 39.06 | 46.42 | 36.49 | 39.77 | 46.57 | 36.49 | 39.06 | 44.03 | 36.49 | 39.06 | 44.03 | 36.49 | 39.06 | 46.42 | 36.49 | 44.55 | 56.1 | 36.86 | 43.67 | 54.99 | 36.86 | 39.06 | 44.03 | 36.49 | 49.65 | 52.24 | 48.63 | 49.65 | 52.24 | 48.63 | 49.65 | 52.24 | 48.63 | 49.65 | 52.24 | 48.63 | 52.27 | 52.34 | 48.63 | 55.23 | 52.34 | 48.63 | 49.65 | 52.24 | 48.63 | 49.65 | 52.24 | 48.63 | 52.27 | 52.34 | 48.63 | 60.67 | 53.42 | 49.11 | 59.46 | 53.42 | 49.11 | 49.65 | 52.24 | 48.63
5298 | 39.02 | 43.99 | 36.46 | 39.02 | 43.99 | 36.46 | 39.02 | 43.99 | 36.46 | 39.02 | 43.99 | 36.46 | 39.02 | 46.38 | 36.46 | 39.73 | 46.54 | 36.46 | 39.02 | 43.99 | 36.46 | 39.02 | 43.99 | 36.46 | 39.02 | 46.38 | 36.46 | 50.94 | 61.78 | 37.33 | 49.92 | 60.55 | 37.33 | 39.02 | 43.99 | 36.46 | 49.61 | 52.2 | 48.59 | 49.61 | 52.2 | 48.59 | 49.61 | 52.2 | 48.59 | 49.61 | 52.2 | 48.59 | 52.24 | 52.31 | 48.59 | 55.19 | 52.31 | 48.59 | 49.61 | 52.2 | 48.59 | 49.61 | 52.2 | 48.59 | 52.24 | 52.31 | 48.59 | 68.42 | 56.13 | 52.4 | 67.06 | 57.27 | 53.01 | 49.61 | 52.2 | 48.59
5299 | 38.95 | 43.92 | 36.38 | 38.95 | 43.92 | 36.38 | 38.95 | 43.92 | 36.38 | 38.95 | 43.92 | 36.38 | 38.95 | 46.31 | 36.38 | 39.66 | 46.46 | 36.38 | 38.95 | 43.92 | 36.38 | 38.95 | 43.92 | 36.38 | 38.95 | 46.31 | 36.38 | 50.94 | 63.98 | 37.86 | 49.92 | 63.98 | 37.86 | 38.95 | 43.92 | 36.38 | 49.54 | 52.13 | 48.52 | 49.54 | 52.13 | 48.52 | 49.54 | 52.13 | 48.52 | 49.54 | 52.13 | 48.52 | 52.16 | 52.23 | 48.52 | 55.12 | 52.23 | 48.62 | 49.54 | 52.13 | 48.52 | 49.54 | 52.13 | 48.52 | 52.16 | 52.23 | 48.52 | 73.31 | 56.13 | 54.01 | 71.85 | 57.27 | 54.01 | 49.54 | 52.13 | 48.52
5300 | 38.75 | 43.72 | 36.18 | 38.75 | 43.72 | 36.18 | 38.75 | 43.72 | 36.18 | 38.75 | 43.72 | 36.18 | 38.75 | 46.11 | 36.18 | 39.46 | 46.26 | 36.18 | 38.75 | 43.72 | 36.18 | 38.75 | 43.72 | 36.18 | 38.75 | 46.11 | 36.18 | 50.94 | 63.98 | 37.86 | 49.92 | 63.98 | 37.86 | 38.75 | 43.72 | 36.18 | 49.34 | 51.93 | 48.32 | 49.34 | 51.93 | 48.32 | 49.34 | 51.93 | 48.32 | 49.34 | 51.93 | 48.32 | 51.96 | 52.03 | 48.32 | 54.92 | 52.03 | 48.41 | 49.34 | 51.93 | 48.32 | 49.34 | 51.93 | 48.32 | 51.96 | 52.03 | 48.32 | 71.69 | 56.13 | 54.01 | 70.27 | 57.27 | 54.01 | 49.34 | 51.93 | 48.32
5301 | 38.76 | 43.73 | 36.2 | 38.76 | 43.73 | 36.2 | 38.76 | 43.73 | 36.2 | 38.76 | 43.73 | 36.2 | 38.76 | 46.12 | 36.2 | 39.47 | 46.28 | 36.2 | 38.76 | 43.73 | 36.2 | 38.76 | 43.73 | 36.2 | 38.76 | 46.12 | 36.2 | 48.28 | 60.48 | 37.86 | 47.8 | 60.48 | 37.86 | 38.76 | 43.73 | 36.2 | 49.35 | 51.94 | 48.33 | 49.35 | 51.94 | 48.33 | 49.35 | 51.94 | 48.33 | 49.35 | 51.94 | 48.33 | 51.98 | 52.05 | 48.33 | 54.93 | 52.05 | 48.33 | 49.35 | 51.94 | 48.33 | 49.35 | 51.94 | 48.33 | 51.98 | 52.05 | 48.33 | 67.96 | 56.13 | 54.01 | 66.61 | 57.27 | 54.01 | 49.35 | 51.94 | 48.33
5302 | 38.67 | 43.63 | 36.1 | 38.67 | 43.63 | 36.1 | 38.67 | 43.63 | 36.1 | 38.67 | 43.63 | 36.1 | 38.67 | 46.03 | 36.1 | 39.37 | 46.18 | 36.1 | 38.67 | 43.63 | 36.1 | 38.67 | 43.63 | 36.1 | 38.67 | 46.03 | 36.1 | 44.71 | 57.18 | 37.33 | 43.82 | 57.18 | 37.33 | 38.67 | 43.63 | 36.1 | 49.26 | 51.84 | 48.23 | 49.26 | 51.84 | 48.23 | 49.26 | 51.84 | 48.23 | 49.26 | 51.84 | 48.23 | 51.88 | 51.95 | 48.23 | 54.84 | 51.95 | 48.23 | 49.26 | 51.84 | 48.23 | 49.26 | 51.84 | 48.23 | 51.88 | 51.95 | 48.23 | 61.03 | 56.13 | 52.4 | 59.81 | 57.27 | 53.47 | 49.26 | 51.84 | 48.23
5303 | 38.08 | 43.05 | 35.51 | 38.08 | 43.05 | 35.51 | 38.08 | 43.05 | 35.51 | 38.08 | 43.05 | 35.51 | 38.08 | 45.44 | 35.51 | 38.79 | 45.59 | 35.51 | 38.08 | 43.05 | 35.51 | 38.08 | 43.05 | 35.51 | 38.08 | 45.44 | 35.51 | 39.19 | 49.5 | 36.96 | 39.19 | 49.5 | 37.33 | 38.08 | 43.05 | 35.51 | 48.67 | 51.26 | 47.65 | 48.67 | 51.26 | 47.65 | 48.67 | 51.26 | 47.65 | 48.67 | 51.26 | 47.65 | 51.29 | 51.37 | 47.65 | 54.25 | 51.37 | 47.65 | 48.67 | 51.26 | 47.65 | 48.67 | 51.26 | 47.65 | 51.29 | 51.37 | 47.65 | 55.89 | 56.13 | 51.96 | 55.34 | 57.27 | 53.01 | 48.67 | 51.26 | 47.65
5304 | 37.76 | 42.73 | 35.19 | 37.76 | 42.73 | 35.19 | 37.76 | 42.73 | 35.19 | 37.76 | 42.73 | 35.19 | 37.76 | 45.12 | 35.19 | 38.47 | 45.27 | 35.19 | 37.76 | 42.73 | 35.19 | 37.76 | 42.73 | 35.19 | 37.76 | 45.12 | 35.19 | 38.49 | 49.5 | 36.58 | 38.14 | 49.5 | 37.33 | 37.76 | 42.73 | 35.19 | 48.35 | 50.94 | 47.33 | 48.35 | 50.94 | 47.33 | 48.35 | 50.94 | 47.33 | 48.35 | 50.94 | 47.33 | 50.97 | 50.94 | 47.33 | 52.89 | 51.04 | 47.33 | 48.35 | 50.94 | 47.33 | 48.35 | 50.94 | 47.33 | 50.97 | 50.94 | 47.33 | 52.89 | 56.13 | 51.96 | 52.36 | 57.27 | 53.01 | 48.35 | 50.94 | 47.33
5305 | 37.43 | 42.4 | 34.86 | 37.43 | 42.4 | 34.86 | 37.43 | 42.4 | 34.86 | 37.43 | 42.4 | 34.86 | 37.43 | 44.79 | 34.86 | 37.43 | 44.94 | 34.86 | 37.43 | 42.4 | 34.86 | 37.43 | 42.4 | 34.86 | 37.43 | 44.79 | 34.86 | 37.81 | 49.5 | 36.58 | 37.81 | 49.5 | 37.32 | 37.43 | 42.4 | 34.86 | 48.02 | 50.61 | 47 | 48.02 | 50.61 | 47 | 48.02 | 50.61 | 47 | 48.02 | 50.61 | 47 | 49.29 | 50.61 | 47 | 49.29 | 50.72 | 47 | 48.02 | 50.61 | 47 | 48.02 | 50.61 | 47 | 49.29 | 50.61 | 47 | 49.29 | 56.13 | 51.96 | 49.29 | 57.27 | 53.01 | 48.02 | 50.61 | 47
5306 | 37.08 | 42.04 | 34.51 | 37.08 | 42.04 | 34.51 | 37.08 | 42.04 | 34.51 | 37.08 | 42.04 | 34.51 | 37.08 | 44.44 | 34.51 | 37.08 | 44.59 | 34.51 | 37.08 | 42.04 | 34.51 | 37.08 | 42.04 | 34.51 | 37.08 | 44.44 | 34.51 | 37.09 | 49.5 | 36.58 | 37.45 | 49.5 | 37.32 | 37.08 | 42.04 | 34.51 | 47.67 | 50.26 | 46.64 | 47.67 | 50.26 | 46.64 | 47.67 | 50.26 | 46.64 | 47.67 | 50.26 | 46.64 | 48.3 | 50.26 | 46.64 | 48.3 | 50.36 | 46.64 | 47.67 | 50.26 | 46.64 | 47.67 | 50.26 | 46.64 | 48.3 | 50.26 | 46.64 | 49.29 | 56.13 | 50.92 | 49.29 | 57.27 | 51.96 | 47.67 | 50.26 | 46.64
5307 | 36.89 | 41.85 | 34.32 | 36.89 | 41.85 | 34.32 | 36.89 | 41.85 | 34.32 | 36.89 | 41.85 | 34.32 | 36.89 | 44.24 | 34.32 | 36.89 | 44.4 | 34.32 | 36.89 | 41.85 | 34.32 | 36.89 | 41.85 | 34.32 | 36.89 | 44.24 | 34.32 | 37.26 | 49.5 | 36.58 | 37.26 | 49.5 | 36.95 | 36.89 | 41.85 | 34.32 | 47.47 | 50.06 | 46.45 | 47.47 | 50.06 | 46.45 | 47.47 | 50.06 | 46.45 | 47.47 | 50.06 | 46.45 | 48.97 | 50.17 | 46.45 | 48.97 | 50.17 | 46.45 | 47.47 | 50.06 | 46.45 | 47.47 | 50.06 | 46.45 | 48.97 | 50.17 | 46.45 | 49.46 | 55.01 | 49.91 | 49.46 | 56.13 | 50.92 | 47.47 | 50.06 | 46.45
5308 | 36.84 | 41.81 | 34.27 | 36.84 | 41.81 | 34.27 | 36.84 | 41.81 | 34.27 | 36.84 | 41.81 | 34.27 | 36.84 | 44.2 | 34.27 | 37.33 | 44.35 | 34.27 | 36.84 | 41.81 | 34.27 | 36.84 | 41.81 | 34.27 | 36.84 | 44.2 | 34.27 | 37.71 | 59.27 | 36.58 | 38.1 | 60.48 | 36.95 | 36.84 | 41.81 | 34.27 | 47.43 | 50.02 | 46.41 | 47.43 | 50.02 | 46.41 | 47.43 | 50.02 | 46.41 | 47.43 | 50.02 | 46.41 | 50.05 | 50.12 | 46.41 | 51.6 | 50.12 | 46.41 | 47.43 | 50.02 | 46.41 | 47.43 | 50.02 | 46.41 | 50.05 | 50.12 | 46.41 | 52.67 | 55.56 | 49.78 | 52.67 | 56.69 | 50.92 | 47.43 | 50.02 | 46.41
5309 | 37.34 | 42.31 | 34.77 | 37.34 | 42.31 | 34.77 | 37.34 | 42.31 | 34.77 | 37.34 | 42.31 | 34.77 | 37.34 | 44.7 | 34.77 | 38.05 | 44.85 | 34.77 | 37.34 | 42.31 | 34.77 | 37.34 | 42.31 | 34.77 | 37.34 | 44.7 | 34.77 | 41.18 | 59.27 | 36.58 | 41.59 | 60.48 | 36.95 | 37.34 | 42.31 | 34.77 | 47.93 | 50.52 | 46.91 | 47.93 | 50.52 | 46.91 | 47.93 | 50.52 | 46.91 | 47.93 | 50.52 | 46.91 | 50.55 | 50.52 | 46.91 | 53.51 | 50.63 | 46.91 | 47.93 | 50.52 | 46.91 | 47.93 | 50.52 | 46.91 | 50.55 | 50.52 | 46.91 | 58.87 | 55.01 | 49.78 | 60.06 | 56.13 | 51.96 | 47.93 | 50.52 | 46.91
5310 | 38.19 | 43.16 | 35.62 | 38.19 | 43.16 | 35.62 | 38.19 | 43.16 | 35.62 | 38.19 | 43.16 | 35.62 | 38.19 | 45.55 | 35.62 | 38.9 | 45.7 | 35.62 | 38.19 | 43.16 | 35.62 | 38.19 | 43.16 | 35.62 | 38.19 | 45.55 | 35.62 | 49.92 | 57.5 | 36.58 | 49.92 | 58.67 | 36.58 | 38.19 | 43.16 | 35.62 | 48.78 | 51.37 | 47.75 | 48.78 | 51.37 | 47.75 | 48.78 | 51.37 | 47.75 | 48.78 | 51.37 | 47.75 | 51.4 | 51.37 | 47.75 | 54.36 | 51.47 | 47.75 | 48.78 | 51.37 | 47.75 | 48.78 | 51.37 | 47.75 | 51.4 | 51.37 | 47.75 | 66.61 | 54.59 | 49.76 | 67.28 | 55.7 | 50.77 | 48.78 | 51.37 | 47.75
5311 | 38.8 | 43.77 | 36.24 | 38.8 | 43.77 | 36.24 | 38.8 | 43.77 | 36.24 | 38.8 | 43.77 | 36.24 | 38.8 | 44.59 | 36.24 | 39.51 | 46.31 | 36.24 | 38.8 | 43.77 | 36.24 | 38.8 | 43.77 | 36.24 | 38.8 | 44.59 | 36.24 | 49.92 | 53.34 | 36.58 | 49.92 | 54.43 | 36.6 | 38.8 | 43.77 | 36.24 | 49.39 | 51.98 | 48.37 | 49.39 | 51.98 | 48.37 | 52.01 | 51.98 | 48.37 | 52.01 | 51.98 | 48.37 | 52.01 | 51.98 | 48.37 | 54.97 | 52.09 | 48.37 | 49.39 | 51.98 | 48.37 | 49.39 | 51.98 | 48.37 | 52.01 | 51.98 | 48.37 | 67.03 | 52.95 | 48.37 | 67.71 | 54.44 | 48.86 | 52.01 | 51.98 | 48.37
5312 | 39.19 | 44.15 | 36.62 | 39.19 | 44.15 | 36.62 | 39.19 | 44.15 | 36.62 | 39.19 | 44.15 | 36.62 | 39.19 | 44.83 | 36.62 | 39.89 | 46.7 | 36.62 | 39.19 | 44.15 | 36.62 | 39.19 | 44.15 | 36.62 | 39.19 | 44.83 | 36.62 | 49.49 | 47.17 | 36.25 | 49.92 | 48.13 | 36.99 | 39.19 | 44.15 | 36.62 | 49.78 | 52.36 | 48.14 | 49.78 | 52.36 | 48.14 | 49.78 | 52.36 | 48.14 | 49.78 | 52.36 | 48.14 | 52.4 | 52.36 | 48.14 | 55.35 | 52.36 | 48.14 | 49.78 | 52.36 | 48.75 | 49.78 | 52.36 | 48.75 | 52.4 | 52.36 | 48.14 | 66.61 | 51.84 | 46.71 | 66.61 | 52.89 | 47.66 | 49.78 | 52.36 | 48.14
5313 | 39.37 | 44.34 | 36.59 | 39.37 | 44.34 | 36.59 | 39.37 | 44.34 | 36.59 | 39.37 | 44.34 | 36.59 | 39.37 | 45.02 | 36.59 | 40.08 | 46.79 | 36.59 | 39.37 | 44.34 | 36.59 | 39.37 | 44.34 | 36.8 | 39.37 | 45.02 | 36.59 | 49.37 | 46.32 | 35.14 | 49.92 | 46.32 | 35.86 | 39.37 | 44.34 | 36.59 | 49.96 | 52.35 | 46.68 | 49.96 | 52.35 | 46.68 | 49.96 | 52.35 | 46.68 | 49.96 | 52.35 | 46.68 | 52.58 | 52.35 | 46.68 | 55.54 | 52.35 | 46.68 | 49.96 | 52.35 | 48.94 | 49.96 | 52.55 | 48.94 | 52.58 | 52.35 | 46.68 | 66.61 | 51.31 | 44.8 | 66.61 | 51.83 | 46.21 | 49.96 | 52.35 | 46.68
5314 | 39.5 | 44.46 | 35.78 | 39.5 | 44.46 | 35.78 | 39.5 | 44.46 | 35.78 | 39.5 | 44.46 | 35.78 | 39.5 | 44.46 | 35.78 | 40.2 | 44.46 | 35.78 | 39.5 | 44.46 | 35.78 | 39.5 | 44.46 | 36.93 | 39.5 | 44.46 | 35.78 | 41.45 | 44.02 | 34.42 | 42.29 | 44.91 | 35.14 | 39.5 | 44.46 | 35.78 | 50.09 | 49.63 | 46.17 | 50.09 | 49.63 | 46.17 | 50.09 | 49.63 | 46.17 | 50.09 | 49.63 | 46.17 | 52.71 | 49.63 | 46.34 | 55.67 | 49.63 | 46.34 | 50.09 | 49.63 | 49.06 | 50.09 | 52.67 | 49.06 | 52.71 | 49.63 | 46.34 | 59.16 | 49.13 | 44.8 | 60.37 | 49.13 | 45.7 | 50.09 | 49.63 | 46.17
5315 | 39.5 | 42.65 | 33.32 | 39.5 | 42.65 | 33.32 | 39.5 | 42.65 | 33.32 | 39.5 | 42.65 | 33.32 | 39.5 | 42.65 | 33.32 | 40.21 | 42.65 | 33.32 | 39.5 | 42.65 | 33.32 | 39.5 | 44.47 | 36.93 | 39.5 | 42.65 | 33.32 | 40.21 | 41.38 | 32.32 | 41.03 | 42.22 | 32.98 | 39.5 | 42.65 | 33.32 | 50.09 | 48.8 | 46.17 | 50.09 | 48.8 | 46.17 | 50.09 | 48.8 | 46.17 | 50.09 | 48.8 | 46.17 | 52.71 | 48.8 | 46.34 | 54.77 | 48.8 | 46.34 | 50.09 | 48.8 | 49.07 | 50.09 | 52.68 | 49.07 | 52.71 | 48.8 | 46.34 | 55.32 | 47.66 | 43.6 | 55.89 | 48.32 | 44.8 | 50.09 | 48.8 | 46.17
5316 | 39.41 | 31.42 | 26.8 | 39.41 | 31.42 | 26.8 | 39.41 | 31.42 | 26.8 | 39.41 | 31.42 | 26.8 | 39.41 | 31.42 | 26.8 | 39.41 | 31.42 | 26.8 | 39.41 | 31.42 | 26.8 | 39.41 | 44.38 | 36.85 | 39.41 | 31.42 | 26.8 | 39.02 | 30.48 | 25.22 | 39.81 | 31.11 | 26.53 | 39.41 | 31.42 | 26.8 | 50 | 37.39 | 45.35 | 50 | 37.39 | 45.35 | 50 | 37.39 | 45.35 | 50 | 37.39 | 45.35 | 52.62 | 37.39 | 45.35 | 52.62 | 37.39 | 45.35 | 50 | 46.27 | 48.52 | 50 | 52.59 | 48.98 | 52.62 | 37.39 | 45.35 | 52.1 | 0 | 42.67 | 52.76 | 37.77 | 44.8 | 50 | 37.39 | 45.35
5317 | 39.27 | 30.48 | 20.08 | 39.27 | 30.48 | 20.08 | 39.27 | 30.48 | 20.08 | 39.27 | 30.48 | 20.08 | 39.27 | 30.48 | 20.08 | 39.27 | 30.48 | 20.08 | 39.27 | 30.48 | 20.08 | 39.27 | 44.23 | 36.7 | 39.27 | 30.48 | 20.08 | 38.87 | 0 | 0 | 39.66 | 30.17 | 19.88 | 39.27 | 30.48 | 20.08 | 49.86 | 37.13 | 45.25 | 49.86 | 37.13 | 45.25 | 49.86 | 37.13 | 45.25 | 49.86 | 37.13 | 45.25 | 49.86 | 37.13 | 45.25 | 49.86 | 37.13 | 45.25 | 49.86 | 46.27 | 48.43 | 49.86 | 52.44 | 48.83 | 49.86 | 37.13 | 45.25 | 49.36 | 0 | 0 | 50.36 | 36.76 | 44.8 | 49.86 | 37.13 | 45.25
5318 | 39.07 | 30.48 | 19.88 | 39.07 | 30.48 | 19.88 | 39.07 | 30.48 | 19.88 | 39.07 | 30.48 | 19.88 | 39.07 | 30.48 | 19.88 | 39.07 | 30.48 | 19.88 | 39.07 | 30.5 | 19.88 | 39.07 | 44.04 | 36.5 | 39.07 | 30.48 | 19.88 | 38.68 | 0 | 0 | 39.46 | 30.17 | 19.68 | 39.07 | 30.48 | 19.88 | 49.66 | 37.13 | 41.48 | 49.66 | 37.13 | 41.48 | 49.66 | 37.13 | 41.48 | 49.66 | 37.13 | 41.48 | 49.66 | 37.13 | 41.48 | 49.66 | 37.13 | 41.48 | 49.66 | 49.79 | 46.78 | 49.66 | 52.25 | 48.64 | 49.66 | 37.13 | 41.48 | 49.16 | 0 | 0 | 50.17 | 37.5 | 41.07 | 49.66 | 37.13 | 41.48
5319 | 38.86 | 30.48 | 25.22 | 38.86 | 30.48 | 25.22 | 38.86 | 30.48 | 25.22 | 38.86 | 30.48 | 25.22 | 38.86 | 30.48 | 25.22 | 38.86 | 30.48 | 25.22 | 38.86 | 30.48 | 25.22 | 38.86 | 43.83 | 36.29 | 38.86 | 30.48 | 25.22 | 38.47 | 0 | 0 | 39.26 | 30.17 | 24.97 | 38.86 | 30.48 | 25.22 | 49.45 | 37.39 | 44.33 | 49.45 | 37.39 | 44.33 | 49.45 | 37.39 | 44.33 | 49.45 | 37.39 | 44.33 | 49.45 | 37.39 | 44.33 | 49.45 | 37.39 | 44.33 | 49.45 | 46.27 | 47.51 | 49.45 | 52.04 | 48.43 | 49.45 | 37.39 | 44.33 | 48.96 | 0 | 0 | 49.96 | 37.77 | 43.89 | 49.45 | 37.39 | 44.33
5320 | 38.75 | 30.89 | 27.44 | 38.75 | 30.89 | 27.44 | 38.75 | 30.89 | 27.44 | 38.75 | 30.89 | 27.44 | 38.75 | 30.89 | 27.44 | 38.75 | 30.89 | 27.44 | 38.75 | 30.89 | 27.44 | 38.75 | 43.71 | 36.18 | 38.75 | 30.89 | 27.44 | 38.36 | 0 | 0 | 39.14 | 30.58 | 26.89 | 38.75 | 30.89 | 27.44 | 49.34 | 48.43 | 45.25 | 49.34 | 48.43 | 45.25 | 49.34 | 48.43 | 45.25 | 49.34 | 48.43 | 45.25 | 49.34 | 48.43 | 45.25 | 49.34 | 48.43 | 45.25 | 49.34 | 49.47 | 48.31 | 49.34 | 51.93 | 48.31 | 49.34 | 48.43 | 45.25 | 48.84 | 0 | 0 | 49.84 | 47.95 | 44.8 | 49.34 | 48.43 | 45.25
5321 | 38.77 | 40.54 | 34.43 | 38.77 | 40.54 | 34.43 | 38.77 | 40.54 | 34.43 | 38.77 | 40.54 | 34.43 | 38.77 | 40.54 | 34.43 | 39.48 | 40.54 | 34.43 | 38.77 | 40.55 | 34.43 | 38.77 | 43.74 | 36.2 | 38.77 | 40.54 | 34.43 | 39.48 | 0 | 18.79 | 39.16 | 40.14 | 34.09 | 38.77 | 40.54 | 34.43 | 49.36 | 49 | 45.75 | 49.36 | 49 | 45.75 | 49.36 | 49 | 45.75 | 49.36 | 49 | 45.75 | 51.98 | 49 | 45.75 | 54.77 | 49 | 45.75 | 49.36 | 49 | 48.34 | 49.36 | 51.95 | 48.34 | 51.98 | 49 | 45.75 | 54.22 | 26.13 | 0 | 53.13 | 48.51 | 44.8 | 49.36 | 49 | 45.75
5322 | 38.79 | 41.18 | 34.43 | 38.79 | 41.18 | 34.43 | 38.79 | 41.18 | 34.43 | 38.79 | 41.18 | 34.43 | 38.79 | 41.18 | 34.43 | 39.5 | 41.19 | 34.43 | 38.79 | 41.19 | 34.43 | 38.79 | 43.75 | 36.22 | 38.79 | 41.19 | 34.43 | 39.9 | 26.36 | 26.62 | 39.18 | 40.77 | 34.09 | 38.79 | 41.18 | 34.43 | 49.38 | 48.43 | 45.83 | 49.38 | 48.43 | 45.83 | 49.38 | 48.43 | 45.83 | 49.38 | 48.43 | 45.83 | 52 | 49.51 | 45.83 | 54.96 | 49.51 | 45.83 | 49.38 | 49.51 | 48.35 | 49.38 | 51.97 | 48.35 | 52 | 49.51 | 45.83 | 55.51 | 35.91 | 33.62 | 54.4 | 47.95 | 44.8 | 49.38 | 48.43 | 45.83
5323 | 38.67 | 41.18 | 34.43 | 38.67 | 41.18 | 34.43 | 38.67 | 41.18 | 34.43 | 38.67 | 41.18 | 34.43 | 38.67 | 41.19 | 34.43 | 39.38 | 41.19 | 34.43 | 38.67 | 41.19 | 34.43 | 38.67 | 43.64 | 36.1 | 38.67 | 41.19 | 34.43 | 39.78 | 26.36 | 26.62 | 39.06 | 40.77 | 34.09 | 38.67 | 41.18 | 34.43 | 49.26 | 48.43 | 45.75 | 49.26 | 48.43 | 45.75 | 49.26 | 48.43 | 45.75 | 49.26 | 48.43 | 45.75 | 51.88 | 49.51 | 45.75 | 54.84 | 49.51 | 45.75 | 49.26 | 51.32 | 48.24 | 49.26 | 51.85 | 48.24 | 51.88 | 49.51 | 45.75 | 55.39 | 35.91 | 33.62 | 54.28 | 47.95 | 44.8 | 49.26 | 48.43 | 45.75
5324 | 38.49 | 29 | 34.43 | 38.49 | 29 | 34.43 | 38.49 | 29 | 34.43 | 38.49 | 29 | 34.43 | 38.49 | 41.19 | 34.43 | 39.2 | 41.19 | 34.43 | 38.49 | 41.19 | 34.43 | 38.49 | 43.46 | 35.93 | 38.49 | 41.19 | 34.43 | 39.6 | 26.36 | 25.05 | 38.88 | 28.71 | 34.09 | 38.49 | 29 | 34.43 | 49.08 | 48.43 | 45.25 | 49.08 | 48.43 | 45.25 | 49.08 | 48.43 | 45.25 | 49.08 | 48.43 | 45.25 | 51.71 | 49.51 | 45.46 | 54.66 | 49.51 | 45.46 | 49.08 | 51.32 | 48.06 | 49.08 | 51.67 | 48.06 | 51.71 | 49.51 | 45.46 | 55.22 | 35.91 | 33.62 | 54.11 | 47.95 | 44.8 | 49.08 | 48.43 | 45.25
5325 | 38.52 | 24.56 | 28.21 | 38.52 | 24.56 | 28.21 | 38.52 | 24.56 | 28.21 | 38.52 | 24.56 | 28.21 | 38.52 | 41.18 | 34.43 | 39.23 | 41.18 | 34.43 | 38.52 | 41.19 | 34.43 | 38.52 | 43.49 | 35.95 | 38.52 | 41.18 | 34.43 | 39.62 | 24.8 | 25.05 | 38.91 | 24.31 | 27.93 | 38.52 | 24.56 | 28.21 | 36.14 | 47.18 | 44.91 | 36.14 | 47.18 | 44.91 | 36.14 | 47.18 | 44.91 | 36.14 | 47.18 | 44.91 | 51.73 | 49.51 | 45.92 | 54.69 | 49.51 | 45.92 | 49.11 | 51.32 | 48.09 | 49.11 | 51.7 | 48.09 | 51.73 | 49.51 | 45.92 | 54.14 | 35.91 | 33.62 | 53.06 | 47.66 | 44.8 | 36.14 | 47.18 | 44.91
5326 | 37.68 | 9.72 | 25.3 | 37.68 | 9.72 | 25.3 | 37.68 | 9.72 | 25.3 | 37.68 | 9.72 | 25.3 | 38.52 | 41.18 | 34.43 | 39.23 | 41.18 | 34.43 | 38.52 | 41.19 | 34.43 | 38.52 | 43.49 | 35.86 | 38.52 | 41.18 | 34.43 | 38.84 | 9.43 | 25.05 | 38.06 | 9.62 | 25.56 | 37.68 | 9.72 | 25.3 | 35.42 | 34.14 | 44.78 | 35.42 | 34.14 | 44.78 | 35.42 | 34.14 | 44.78 | 35.42 | 34.14 | 44.78 | 51.73 | 49.51 | 47.96 | 53.91 | 49.51 | 47.96 | 49.11 | 51.32 | 47.96 | 49.11 | 51.32 | 47.96 | 51.73 | 49.51 | 47.96 | 52.59 | 33.79 | 33.62 | 35.78 | 34.48 | 44.8 | 35.42 | 34.14 | 44.78
5327 | 37.26 | 9.92 | 28.21 | 37.26 | 9.92 | 28.21 | 37.26 | 9.92 | 28.21 | 37.26 | 9.92 | 28.21 | 38.09 | 40.87 | 34.43 | 38.09 | 40.87 | 34.43 | 38.09 | 40.87 | 34.43 | 38.09 | 43.06 | 35.53 | 38.09 | 40.87 | 34.43 | 37.71 | 0 | 25.05 | 37.63 | 9.82 | 27.93 | 37.26 | 9.92 | 28.21 | 36.14 | 36.15 | 45.25 | 36.14 | 36.15 | 45.25 | 36.14 | 36.15 | 45.25 | 36.14 | 36.15 | 45.25 | 51.31 | 49.51 | 47.66 | 51.31 | 49.51 | 47.66 | 48.68 | 51.27 | 47.66 | 48.68 | 51.27 | 47.66 | 51.31 | 49.51 | 47.66 | 49.74 | 35.79 | 33.62 | 36.51 | 36.52 | 44.8 | 36.14 | 36.15 | 45.25
5328 | 35.12 | 10.33 | 28.21 | 35.12 | 10.33 | 28.21 | 35.12 | 10.33 | 28.21 | 35.12 | 10.33 | 28.21 | 35.84 | 40.54 | 34.43 | 35.84 | 40.54 | 34.43 | 38.12 | 40.54 | 34.43 | 38.12 | 43.08 | 35.55 | 35.84 | 40.54 | 34.43 | 35.48 | 0 | 26.62 | 35.48 | 10.23 | 27.93 | 35.12 | 10.33 | 28.21 | 36.14 | 36.28 | 46.17 | 36.14 | 36.28 | 46.17 | 36.14 | 36.28 | 46.17 | 36.14 | 36.28 | 46.17 | 46.57 | 49.31 | 46.99 | 46.57 | 49.31 | 46.99 | 48.7 | 51.12 | 47.68 | 48.7 | 51.29 | 47.68 | 46.57 | 49.31 | 46.99 | 45.19 | 35.91 | 20 | 36.51 | 36.65 | 44.8 | 36.14 | 36.28 | 46.17
5329 | 34.55 | 10.33 | 33.74 | 34.55 | 10.33 | 33.74 | 34.55 | 10.33 | 33.74 | 34.55 | 10.33 | 33.74 | 35.25 | 40.05 | 34.43 | 35.25 | 40.05 | 34.43 | 35.25 | 40.05 | 34.43 | 35.25 | 42.69 | 35.15 | 35.25 | 40.05 | 34.43 | 34.9 | 0 | 26.62 | 34.9 | 10.23 | 33.41 | 34.55 | 10.33 | 33.74 | 36.14 | 48.14 | 46.17 | 36.14 | 48.14 | 46.17 | 36.14 | 48.14 | 46.17 | 36.14 | 48.14 | 46.17 | 45.17 | 49.31 | 47.29 | 45.17 | 49.31 | 47.29 | 48.31 | 50.9 | 47.29 | 48.31 | 50.9 | 47.29 | 45.17 | 49.31 | 47.29 | 44.72 | 35.91 | 21.26 | 36.51 | 47.66 | 44.8 | 36.14 | 48.14 | 46.17
5330 | 33.53 | 10.33 | 33.41 | 33.53 | 10.33 | 33.41 | 33.53 | 10.33 | 33.41 | 33.53 | 10.33 | 33.41 | 34.21 | 40.37 | 34.43 | 34.21 | 40.37 | 34.43 | 37.42 | 40.37 | 34.43 | 37.42 | 42.38 | 34.85 | 34.21 | 40.37 | 34.43 | 33.86 | 0 | 26.62 | 33.86 | 10.23 | 33.07 | 33.53 | 10.33 | 33.41 | 36.14 | 48.14 | 46.17 | 36.14 | 48.14 | 46.17 | 36.14 | 48.14 | 46.17 | 36.14 | 48.14 | 46.17 | 46.23 | 49.51 | 46.98 | 46.23 | 49.51 | 46.98 | 48 | 50.59 | 46.98 | 48 | 50.59 | 46.98 | 46.23 | 49.51 | 46.98 | 40.8 | 43.85 | 21.26 | 39.99 | 47.66 | 44.8 | 36.14 | 48.14 | 46.17
5331 | 33.35 | 10.33 | 28.21 | 33.35 | 10.33 | 28.21 | 33.35 | 10.33 | 28.21 | 33.35 | 10.33 | 28.21 | 34.03 | 40.54 | 34.43 | 34.03 | 40.54 | 34.43 | 34.03 | 40.54 | 34.43 | 34.03 | 42.21 | 34.68 | 34.03 | 40.54 | 34.43 | 33.69 | 10.02 | 27.37 | 33.69 | 10.23 | 27.93 | 33.35 | 10.33 | 28.21 | 36.14 | 37.66 | 46.17 | 36.14 | 37.66 | 46.17 | 36.14 | 37.66 | 46.17 | 36.14 | 37.66 | 46.17 | 47.84 | 49 | 46.81 | 47.84 | 49 | 46.81 | 47.84 | 49.8 | 46.81 | 47.84 | 50.42 | 46.81 | 47.84 | 49 | 46.81 | 40.8 | 37.28 | 12.33 | 39.99 | 38.04 | 44.8 | 36.14 | 37.66 | 46.17
5332 | 33.35 | 10.33 | 27.65 | 33.35 | 10.33 | 27.65 | 33.35 | 10.33 | 27.65 | 33.35 | 10.33 | 27.65 | 34.03 | 40.37 | 34.43 | 34.03 | 40.37 | 34.43 | 34.03 | 40.37 | 34.43 | 34.03 | 41.97 | 34.44 | 34.03 | 40.37 | 34.43 | 33.69 | 10.02 | 26.83 | 33.69 | 10.23 | 27.38 | 33.35 | 10.33 | 27.65 | 36.14 | 37.65 | 45.25 | 36.14 | 37.65 | 45.25 | 36.14 | 37.65 | 45.25 | 36.14 | 37.65 | 45.25 | 46.13 | 49 | 46.57 | 46.13 | 49 | 46.57 | 47.6 | 49 | 46.57 | 47.6 | 50.19 | 46.57 | 46.13 | 49 | 46.57 | 45.67 | 37.28 | 12.33 | 36.51 | 38.03 | 44.8 | 36.14 | 37.65 | 45.25
5333 | 34.55 | 10.33 | 28.21 | 34.55 | 10.33 | 28.21 | 34.55 | 10.33 | 28.21 | 34.55 | 10.33 | 28.21 | 34.55 | 40.05 | 34.01 | 34.55 | 40.05 | 34.01 | 36.58 | 40.05 | 34.01 | 36.58 | 41.55 | 34.01 | 34.55 | 40.05 | 34.01 | 34.21 | 10.23 | 27.37 | 34.9 | 10.23 | 27.93 | 34.55 | 10.33 | 28.21 | 36.14 | 37.66 | 45.25 | 36.14 | 37.66 | 45.25 | 36.14 | 37.66 | 45.25 | 36.14 | 37.66 | 45.25 | 46.57 | 49 | 46.15 | 46.57 | 49 | 46.15 | 47.17 | 49 | 46.15 | 47.17 | 49.76 | 46.15 | 46.57 | 49 | 46.15 | 46.11 | 37.28 | 14.51 | 45.19 | 38.04 | 44.8 | 36.14 | 37.66 | 45.25
5334 | 36.21 | 10.33 | 28.21 | 36.21 | 10.33 | 28.21 | 36.21 | 10.33 | 28.21 | 36.21 | 10.33 | 28.21 | 36.21 | 12.08 | 34.09 | 36.21 | 12.08 | 34.09 | 37.15 | 12.08 | 34.09 | 37.15 | 42.12 | 34.59 | 36.21 | 12.08 | 34.09 | 35.85 | 10.23 | 27.37 | 36.57 | 10.23 | 27.93 | 36.21 | 10.33 | 28.21 | 45.19 | 44.56 | 45.25 | 45.19 | 44.56 | 45.25 | 45.19 | 44.56 | 45.25 | 45.19 | 44.56 | 45.25 | 46.57 | 44.56 | 45.25 | 46.57 | 44.56 | 45.25 | 47.74 | 46.27 | 46.72 | 47.74 | 50.33 | 46.72 | 46.57 | 44.56 | 45.25 | 46.11 | 44.11 | 14.51 | 45.65 | 45.01 | 44.8 | 45.19 | 44.56 | 45.25
5335 | 37.57 | 0 | 24.05 | 37.57 | 0 | 24.05 | 37.57 | 0 | 24.05 | 37.57 | 0 | 24.05 | 37.57 | 0 | 24.05 | 37.57 | 0 | 24.05 | 37.57 | 0 | 24.05 | 37.57 | 42.53 | 35 | 37.57 | 0 | 24.05 | 37.19 | 0 | 23.34 | 37.32 | 0 | 23.81 | 37.57 | 0 | 24.05 | 46.39 | 36.98 | 45.25 | 46.39 | 36.98 | 45.25 | 46.39 | 36.98 | 45.25 | 46.39 | 36.98 | 45.25 | 47.34 | 36.98 | 45.25 | 47.34 | 36.98 | 45.25 | 48.16 | 46.27 | 47.13 | 48.16 | 50.75 | 47.13 | 47.34 | 36.98 | 45.25 | 46.86 | 36.61 | 0 | 46.86 | 37.35 | 44.8 | 46.39 | 36.98 | 45.25
5336 | 35.86 | 0 | 0 | 35.86 | 0 | 0 | 35.86 | 0 | 0 | 35.86 | 0 | 0 | 35.86 | 0 | 0 | 35.86 | 0 | 0 | 38.02 | 0.02 | 10 | 38.02 | 42.99 | 35.45 | 35.86 | 0 | 0 | 34.79 | 0 | 0 | 35.5 | 0 | 0 | 35.86 | 0 | 0 | 44.25 | 0 | 0 | 44.25 | 0 | 0 | 44.25 | 0 | 0 | 44.25 | 0 | 0 | 44.71 | 0 | 0 | 44.71 | 0 | 0 | 48.61 | 48.74 | 46.45 | 48.61 | 51.2 | 47.59 | 44.71 | 0 | 0 | 44.26 | 0 | 0 | 44.69 | 0 | 0 | 44.25 | 0 | 0
5337 | 31.83 | 0 | 0 | 31.83 | 0 | 0 | 31.83 | 0 | 0 | 31.83 | 0 | 0 | 31.83 | 0 | 0 | 31.83 | 0 | 0 | 38.39 | 39.18 | 33.99 | 38.39 | 43.35 | 35.82 | 31.83 | 0 | 0 | 30.88 | 0 | 0 | 31.51 | 0 | 0 | 31.83 | 0 | 0 | 12.97 | 0 | 0 | 12.97 | 0 | 0 | 12.97 | 0 | 0 | 12.97 | 0 | 0 | 13.11 | 0 | 0 | 13.11 | 0 | 0 | 48.97 | 51.56 | 47.95 | 48.97 | 51.56 | 47.95 | 13.11 | 0 | 0 | 12.58 | 0 | 0 | 12.84 | 0 | 0 | 12.97 | 0 | 0
5338 | 10.33 | 0 | 0 | 10.33 | 0 | 0 | 10.33 | 0 | 0 | 10.33 | 0 | 0 | 10.33 | 0 | 0 | 10.33 | 0 | 0 | 38.58 | 39.38 | 34.18 | 38.58 | 43.55 | 36.01 | 10.33 | 0 | 0 | 9.72 | 0 | 0 | 9.92 | 0 | 0 | 10.33 | 0 | 0 | 10.33 | 0 | 0 | 10.33 | 0 | 0 | 10.33 | 0 | 0 | 10.33 | 0 | 0 | 10.33 | 0 | 0 | 10.33 | 0 | 0 | 49.17 | 51.76 | 48.15 | 49.17 | 51.76 | 48.15 | 10.33 | 0 | 0 | 0 | 0 | 0 | 0 | 0 | 0 | 10.33 | 0 | 0
5339 | 10.33 | 0 | 0 | 10.33 | 0 | 0 | 10.33 | 0 | 0 | 10.33 | 0 | 0 | 10.33 | 0 | 0 | 10.33 | 0 | 0 | 38.62 | 39.37 | 34.22 | 38.62 | 43.58 | 36.05 | 10.33 | 0 | 0 | 0 | 0 | 0 | 0 | 0 | 0 | 10.33 | 0 | 0 | 10.33 | 0 | 0 | 10.33 | 0 | 0 | 10.33 | 0 | 0 | 10.33 | 0 | 0 | 10.33 | 0 | 0 | 10.33 | 0 | 0 | 49.21 | 49.33 | 48.18 | 49.21 | 51.79 | 48.18 | 10.33 | 0 | 0 | 0 | 0 | 0 | 0 | 0 | 0 | 10.33 | 0 | 0
5340 | 20.68 | 0 | 0 | 20.68 | 0 | 0 | 20.68 | 0 | 0 | 20.68 | 0 | 0 | 20.68 | 0 | 0 | 20.68 | 0 | 0 | 38.52 | 0.01 | 0 | 38.52 | 43.49 | 35.95 | 20.68 | 0 | 0 | 0 | 0 | 0 | 0 | 0 | 0 | 20.68 | 0 | 0 | 10.33 | 0 | 0 | 10.33 | 0 | 0 | 10.33 | 0 | 0 | 10.33 | 0 | 0 | 10.33 | 0 | 0 | 10.33 | 0 | 0 | 49.11 | 46.27 | 46.23 | 49.11 | 51.7 | 48.09 | 10.33 | 0 | 11.6 | 0 | 0 | 0 | 0 | 0 | 0 | 10.33 | 0 | 0
5341 | 21.17 | 0 | 0 | 21.17 | 0 | 0 | 21.17 | 0 | 0 | 21.17 | 0 | 0 | 21.17 | 0 | 0 | 21.17 | 0 | 0 | 38.37 | 0 | 0 | 38.37 | 43.34 | 35.8 | 21.17 | 0 | 0 | 0 | 0 | 0 | 0 | 0 | 0 | 21.17 | 0 | 0 | 10.33 | 0 | 0 | 10.33 | 0 | 0 | 10.33 | 0 | 0 | 10.33 | 0 | 0 | 10.33 | 0 | 0 | 10.33 | 0 | 0 | 48.96 | 46.27 | 34.14 | 48.96 | 51.55 | 47.94 | 10.33 | 0 | 12.33 | 0 | 0 | 0 | 0 | 0 | 0 | 10.33 | 0 | 0
5342 | 34.21 | 0 | 0 | 34.21 | 0 | 0 | 34.21 | 0 | 0 | 34.21 | 0 | 0 | 34.21 | 0 | 0 | 34.21 | 0 | 0 | 38.17 | 0 | 0 | 38.17 | 43.14 | 35.61 | 34.21 | 0 | 0 | 0 | 0 | 0 | 0 | 0 | 0 | 34.21 | 0 | 0 | 10.33 | 0 | 0 | 10.33 | 0 | 0 | 10.33 | 0 | 0 | 10.33 | 0 | 0 | 10.33 | 0 | 0 | 10.33 | 0 | 0 | 48.76 | 46.27 | 36.79 | 48.76 | 51.35 | 47.74 | 10.33 | 0 | 33.62 | 0 | 0 | 0 | 0 | 0 | 0 | 10.33 | 0 | 0
5343 | 34.21 | 0 | 0 | 34.21 | 0 | 0 | 34.21 | 0 | 0 | 34.21 | 0 | 0 | 34.21 | 0 | 0 | 34.21 | 0 | 0 | 38.08 | 0 | 25.05 | 38.08 | 43.05 | 35.51 | 34.21 | 0 | 25.05 | 12.09 | 0 | 0 | 12.33 | 0 | 0 | 34.21 | 0 | 0 | 13.24 | 0 | 35.02 | 13.24 | 0 | 35.02 | 13.24 | 0 | 35.02 | 13.24 | 0 | 0 | 13.24 | 0 | 35.02 | 13.24 | 0 | 35.02 | 48.67 | 46.27 | 46.45 | 48.67 | 51.26 | 47.64 | 13.24 | 0 | 44.38 | 12.33 | 0 | 0 | 12.59 | 0 | 0 | 35.42 | 0 | 35.02
5344 | 38.11 | 9.72 | 25.05 | 38.11 | 9.72 | 25.05 | 38.11 | 9.72 | 25.05 | 38.11 | 9.72 | 25.05 | 38.11 | 8.57 | 25.05 | 38.11 | 0 | 25.05 | 38.11 | 9.72 | 25.05 | 38.11 | 43.08 | 35.54 | 38.11 | 8.57 | 25.05 | 33.09 | 0 | 0 | 33.76 | 0 | 0 | 38.11 | 9.72 | 25.05 | 46.09 | 20 | 44.38 | 46.09 | 20 | 44.38 | 46.09 | 20 | 44.38 | 46.09 | 20 | 40.04 | 46.09 | 20 | 44.38 | 46.09 | 20 | 44.38 | 48.7 | 46.27 | 47.55 | 48.7 | 51.29 | 47.68 | 46.09 | 20 | 44.38 | 44.26 | 18.26 | 0 | 45.16 | 18.63 | 38.45 | 46.09 | 20 | 44.38
5345 | 38.26 | 25.83 | 33.41 | 38.26 | 25.83 | 33.41 | 38.26 | 25.83 | 33.41 | 38.26 | 25.83 | 33.41 | 38.26 | 25.83 | 33.55 | 38.97 | 25.83 | 33.55 | 38.26 | 25.83 | 33.55 | 38.26 | 43.23 | 35.69 | 38.26 | 25.83 | 33.55 | 38.58 | 24.55 | 32.41 | 38.65 | 24.81 | 33.07 | 38.26 | 25.83 | 33.41 | 48.85 | 47.89 | 46.17 | 48.85 | 47.89 | 46.17 | 48.85 | 47.89 | 46.17 | 48.85 | 47.89 | 45.75 | 51.47 | 47.89 | 46.17 | 51.47 | 47.89 | 46.17 | 48.85 | 51.44 | 47.83 | 48.85 | 51.44 | 47.83 | 51.47 | 47.89 | 46.17 | 50.43 | 45.06 | 0 | 49.34 | 46.87 | 44.8 | 48.85 | 47.89 | 46.17
5346 | 38.34 | 43.3 | 34.78 | 38.34 | 43.3 | 34.78 | 38.34 | 43.3 | 34.78 | 38.34 | 43.3 | 34.78 | 38.34 | 45.7 | 34.78 | 39.04 | 45.85 | 34.78 | 38.34 | 43.3 | 34.78 | 38.34 | 43.3 | 35.77 | 38.34 | 45.7 | 34.78 | 38.72 | 42.81 | 33.73 | 38.72 | 42.87 | 34.42 | 38.34 | 43.3 | 34.78 | 48.93 | 51.52 | 46.68 | 48.93 | 51.52 | 46.68 | 48.93 | 51.52 | 46.68 | 48.93 | 51.52 | 46.68 | 51.55 | 51.61 | 46.68 | 54.51 | 51.61 | 46.68 | 48.93 | 51.52 | 47.9 | 48.93 | 51.52 | 47.9 | 51.55 | 51.61 | 46.68 | 53.96 | 49.98 | 43.9 | 49.42 | 51 | 44.8 | 48.93 | 51.52 | 46.68
5347 | 38.29 | 43.26 | 35.48 | 38.29 | 43.26 | 35.48 | 38.29 | 43.26 | 35.48 | 38.29 | 43.26 | 35.48 | 38.29 | 45.65 | 35.72 | 39 | 45.8 | 35.72 | 38.29 | 43.26 | 35.72 | 38.29 | 43.26 | 35.72 | 38.29 | 45.65 | 35.72 | 38.68 | 42.83 | 34.42 | 38.68 | 42.83 | 35.12 | 38.29 | 43.26 | 35.48 | 48.88 | 51.47 | 47.86 | 48.88 | 51.47 | 47.86 | 48.88 | 51.47 | 47.86 | 48.88 | 51.47 | 47.86 | 51.5 | 51.57 | 47.86 | 54.46 | 51.57 | 47.86 | 48.88 | 51.47 | 47.86 | 48.88 | 51.47 | 47.86 | 51.5 | 51.57 | 47.86 | 53.91 | 50.95 | 44.8 | 49.37 | 50.95 | 44.8 | 48.88 | 51.47 | 47.86
5348 | 38.13 | 43.09 | 35.12 | 38.13 | 43.09 | 35.12 | 38.13 | 43.09 | 35.12 | 38.13 | 43.09 | 35.12 | 38.13 | 45.49 | 35.56 | 38.83 | 45.64 | 35.56 | 38.13 | 43.09 | 35.56 | 38.13 | 43.09 | 35.56 | 38.13 | 45.49 | 35.56 | 39.23 | 43.53 | 34.42 | 38.51 | 42.66 | 34.77 | 38.13 | 43.09 | 35.12 | 48.72 | 51.3 | 46.65 | 48.72 | 51.3 | 46.65 | 48.72 | 51.3 | 46.65 | 48.72 | 51.3 | 46.65 | 51.34 | 51.41 | 47.69 | 54.3 | 51.41 | 47.69 | 48.72 | 51.3 | 47.69 | 48.72 | 51.3 | 47.69 | 51.34 | 51.41 | 47.69 | 53.75 | 50.79 | 44.8 | 49.21 | 50.79 | 44.8 | 48.72 | 51.3 | 46.65
5349 | 38.27 | 43.24 | 34.09 | 38.27 | 43.24 | 34.09 | 38.27 | 43.24 | 34.09 | 38.27 | 43.24 | 34.09 | 38.27 | 45.63 | 35.7 | 38.98 | 45.78 | 35.7 | 38.27 | 43.24 | 35.7 | 38.27 | 43.24 | 35.7 | 38.27 | 45.63 | 35.7 | 39.37 | 43.67 | 34.42 | 38.66 | 42.8 | 34.42 | 38.27 | 43.24 | 34.09 | 48.86 | 51.19 | 46.17 | 48.86 | 51.19 | 46.17 | 48.86 | 51.19 | 46.17 | 48.86 | 51.19 | 46.17 | 51.48 | 51.55 | 47.84 | 54.44 | 51.55 | 47.84 | 48.86 | 51.45 | 47.84 | 48.86 | 51.45 | 47.84 | 51.48 | 51.55 | 47.84 | 53.89 | 51.04 | 44.8 | 49.35 | 51.04 | 44.8 | 48.86 | 51.19 | 46.17
5350 | 38.37 | 43.34 | 34.07 | 38.37 | 43.34 | 34.07 | 38.37 | 43.34 | 34.07 | 38.37 | 43.34 | 34.07 | 38.37 | 45.73 | 35.8 | 39.08 | 45.88 | 35.8 | 38.37 | 43.34 | 35.8 | 38.37 | 43.34 | 35.8 | 38.37 | 45.73 | 35.8 | 39.47 | 44.67 | 34.42 | 38.76 | 43.78 | 34.42 | 38.37 | 43.34 | 34.07 | 48.96 | 50.95 | 46.17 | 48.96 | 50.95 | 46.17 | 48.96 | 50.95 | 46.17 | 48.96 | 50.95 | 46.17 | 51.58 | 51.66 | 47.94 | 54.54 | 51.66 | 47.94 | 48.96 | 51.55 | 47.94 | 48.96 | 51.55 | 47.94 | 51.58 | 51.66 | 47.94 | 54.66 | 51.14 | 44.8 | 49.46 | 50.44 | 44.8 | 48.96 | 50.95 | 46.17
5351 | 37.94 | 42.74 | 33.41 | 37.94 | 42.74 | 33.41 | 37.94 | 42.74 | 33.41 | 37.94 | 42.74 | 33.41 | 37.94 | 45.3 | 35.38 | 38.65 | 45.46 | 35.38 | 37.94 | 42.91 | 35.38 | 37.94 | 42.91 | 35.38 | 37.94 | 45.3 | 35.38 | 39.04 | 44.83 | 34.42 | 38.33 | 43.17 | 33.74 | 37.94 | 42.74 | 33.41 | 48.53 | 50.21 | 46.17 | 48.53 | 50.21 | 46.17 | 48.53 | 50.21 | 46.17 | 48.53 | 50.21 | 46.17 | 51.16 | 51.23 | 47.51 | 54.11 | 51.23 | 47.51 | 48.53 | 51.12 | 47.51 | 48.53 | 51.12 | 47.51 | 51.16 | 51.23 | 47.51 | 54.66 | 50.72 | 45.7 | 49.02 | 49.71 | 45.7 | 48.53 | 50.21 | 46.17
5352 | 37.77 | 42.74 | 33.41 | 37.77 | 42.74 | 33.41 | 37.77 | 42.74 | 33.41 | 37.77 | 42.74 | 33.41 | 37.77 | 45.13 | 35.2 | 38.48 | 45.28 | 35.2 | 37.77 | 42.74 | 35.2 | 37.77 | 42.74 | 35.2 | 37.77 | 45.13 | 35.2 | 38.87 | 44.83 | 34.42 | 38.15 | 43.17 | 33.74 | 37.77 | 42.74 | 33.41 | 48.36 | 50.21 | 46.17 | 48.36 | 50.21 | 46.17 | 48.36 | 50.21 | 46.17 | 48.36 | 50.21 | 46.17 | 50.98 | 51.06 | 47.34 | 53.94 | 51.06 | 47.34 | 48.36 | 50.95 | 47.34 | 48.36 | 50.95 | 47.34 | 50.98 | 51.06 | 47.34 | 54.49 | 50.72 | 45.7 | 48.85 | 49.71 | 45.7 | 48.36 | 50.21 | 46.17
5353 | 37.23 | 42.2 | 33.06 | 37.23 | 42.2 | 33.06 | 37.23 | 42.2 | 33.06 | 37.23 | 42.2 | 33.06 | 37.23 | 44.59 | 34.66 | 37.94 | 44.74 | 34.66 | 37.23 | 42.2 | 34.66 | 37.23 | 42.2 | 34.66 | 37.23 | 44.59 | 34.66 | 38.32 | 44.3 | 34.42 | 37.61 | 42.62 | 33.4 | 37.23 | 42.2 | 33.06 | 47.82 | 50.21 | 46.17 | 47.82 | 50.21 | 46.17 | 47.82 | 50.21 | 46.17 | 47.82 | 50.21 | 46.17 | 50.44 | 50.52 | 46.8 | 53.4 | 50.52 | 46.8 | 47.82 | 50.41 | 46.8 | 47.82 | 50.41 | 46.8 | 50.44 | 50.52 | 46.8 | 53.94 | 50.72 | 45.99 | 52.86 | 49.71 | 45.7 | 47.82 | 50.21 | 46.17
5354 | 36.78 | 41.75 | 28.21 | 36.78 | 41.75 | 28.21 | 36.78 | 41.75 | 28.21 | 36.78 | 41.75 | 28.21 | 36.78 | 44.14 | 34.22 | 37.49 | 44.3 | 34.22 | 36.78 | 41.75 | 34.22 | 36.78 | 41.75 | 34.22 | 36.78 | 44.14 | 34.22 | 37.91 | 43.85 | 34.42 | 37.16 | 42.17 | 28.5 | 36.78 | 41.75 | 28.21 | 47.37 | 49.96 | 46.17 | 47.37 | 49.96 | 46.17 | 47.37 | 49.96 | 46.17 | 47.37 | 49.96 | 46.17 | 50 | 50.07 | 46.35 | 52.95 | 50.07 | 46.35 | 47.37 | 49.96 | 46.35 | 47.37 | 49.96 | 46.35 | 50 | 50.07 | 46.35 | 53.49 | 50.57 | 45.89 | 52.42 | 49.56 | 45.7 | 47.37 | 49.96 | 46.17
5355 | 36.33 | 41.29 | 28.21 | 36.33 | 41.29 | 28.21 | 36.33 | 41.29 | 28.21 | 36.33 | 41.29 | 28.21 | 36.33 | 43.69 | 33.76 | 37.03 | 43.84 | 33.76 | 36.33 | 41.29 | 33.76 | 36.33 | 41.29 | 33.76 | 36.33 | 43.69 | 33.76 | 37.44 | 44.28 | 34.42 | 36.69 | 41.71 | 28.5 | 36.33 | 41.29 | 28.21 | 46.92 | 49.5 | 45.89 | 46.92 | 49.5 | 45.89 | 46.92 | 49.5 | 45.89 | 46.92 | 49.5 | 45.89 | 49.54 | 49.61 | 45.89 | 52.49 | 49.61 | 45.89 | 46.92 | 49.5 | 45.89 | 46.92 | 49.5 | 45.89 | 49.54 | 49.61 | 45.89 | 52.49 | 50.11 | 45.99 | 51.45 | 49.16 | 45.43 | 46.92 | 49.5 | 45.89
5356 | 35.9 | 40.86 | 28.21 | 35.9 | 40.86 | 28.21 | 35.9 | 40.86 | 28.21 | 35.9 | 40.86 | 28.21 | 35.9 | 43.26 | 33.33 | 36.61 | 43.41 | 33.33 | 35.9 | 40.87 | 33.33 | 35.9 | 40.87 | 33.33 | 35.9 | 43.26 | 33.33 | 37.61 | 43.85 | 34.42 | 36.26 | 41.28 | 28.5 | 35.9 | 40.86 | 28.21 | 46.49 | 49.08 | 45.46 | 46.49 | 49.08 | 45.46 | 46.49 | 49.08 | 45.46 | 46.49 | 49.08 | 45.46 | 49.11 | 49.18 | 45.46 | 52.07 | 49.18 | 45.46 | 46.49 | 49.08 | 45.46 | 46.49 | 49.08 | 45.46 | 49.11 | 49.18 | 45.46 | 52.59 | 49.68 | 45.92 | 51.54 | 48.69 | 44.8 | 46.49 | 49.08 | 45.46
5357 | 35.58 | 40.55 | 28.21 | 35.58 | 40.55 | 28.21 | 35.58 | 40.55 | 28.21 | 35.58 | 40.55 | 28.21 | 35.58 | 42.94 | 33.02 | 36.29 | 43.1 | 33.02 | 35.58 | 40.55 | 33.02 | 35.58 | 40.55 | 33.02 | 35.58 | 42.94 | 33.02 | 37.61 | 44.83 | 34.42 | 36.86 | 40.96 | 28.5 | 35.58 | 40.55 | 28.21 | 46.17 | 48.76 | 45.15 | 46.17 | 48.76 | 45.15 | 46.17 | 48.76 | 45.15 | 46.17 | 48.76 | 45.15 | 46.17 | 48.87 | 45.15 | 51.75 | 48.87 | 45.15 | 46.17 | 48.76 | 45.15 | 46.17 | 48.76 | 45.15 | 46.17 | 48.87 | 45.15 | 52.28 | 51.14 | 45.61 | 51.23 | 48.27 | 44.7 | 46.17 | 48.76 | 45.15
5358 | 35.92 | 40.55 | 32.2 | 35.92 | 40.55 | 32.2 | 35.92 | 40.55 | 32.2 | 35.92 | 40.55 | 32.2 | 35.92 | 43.28 | 33.36 | 36.63 | 43.44 | 33.36 | 35.92 | 40.89 | 33.36 | 35.92 | 40.89 | 33.36 | 35.92 | 43.28 | 33.36 | 38.78 | 44.33 | 34.42 | 38 | 40.96 | 32.53 | 35.92 | 40.55 | 32.2 | 46.51 | 49.1 | 45.49 | 46.51 | 49.1 | 45.49 | 46.51 | 49.1 | 45.49 | 46.51 | 49.1 | 45.49 | 49.14 | 49.21 | 45.49 | 52.09 | 49.21 | 45.49 | 46.51 | 49.1 | 45.49 | 46.51 | 49.1 | 45.49 | 49.14 | 49.21 | 45.49 | 52.86 | 50.01 | 45.95 | 51.81 | 48.61 | 44.8 | 46.51 | 49.1 | 45.49
5359 | 36.57 | 38.77 | 33.06 | 36.57 | 38.77 | 33.06 | 36.57 | 38.77 | 33.06 | 36.57 | 38.77 | 33.06 | 36.57 | 40.78 | 34 | 37.28 | 40.78 | 34 | 36.57 | 40.78 | 34 | 36.57 | 41.54 | 34 | 36.57 | 40.78 | 34 | 38.08 | 40.37 | 34.42 | 37.32 | 39.16 | 33.4 | 36.57 | 38.77 | 33.06 | 47.16 | 46.4 | 45.53 | 47.16 | 46.4 | 45.53 | 47.16 | 46.4 | 45.53 | 47.16 | 46.4 | 45.53 | 49.78 | 47.83 | 46.14 | 52.74 | 47.83 | 46.14 | 47.16 | 47.83 | 46.14 | 47.16 | 49.75 | 46.14 | 49.78 | 47.83 | 46.14 | 52.74 | 46.87 | 45.99 | 51.68 | 45.93 | 44.8 | 47.16 | 46.4 | 46.14
5360 | 36.98 | 30.08 | 27.07 | 36.98 | 30.08 | 27.07 | 36.98 | 30.08 | 27.07 | 36.98 | 30.08 | 26.26 | 36.98 | 38.58 | 33.4 | 37.69 | 38.58 | 33.4 | 36.98 | 38.58 | 33.4 | 36.98 | 41.95 | 34.42 | 36.98 | 38.58 | 33.4 | 37.36 | 30.38 | 27.34 | 36.61 | 29.78 | 26 | 36.98 | 30.08 | 27.07 | 47.57 | 45.06 | 45.94 | 47.57 | 45.06 | 45.94 | 47.57 | 45.06 | 45.94 | 47.57 | 41.57 | 0 | 49.29 | 45.06 | 46.21 | 49.29 | 45.06 | 46.21 | 47.57 | 45.06 | 46.45 | 47.57 | 50.16 | 46.55 | 49.29 | 45.06 | 46.21 | 48.3 | 44.6 | 44.8 | 47.81 | 41.16 | 0 | 47.57 | 45.06 | 46.17
5361 | 35.97 | 10.33 | 10.33 | 35.97 | 10.33 | 10.33 | 35.97 | 10.33 | 10.33 | 35.97 | 0 | 0 | 35.97 | 38.57 | 32.72 | 35.97 | 38.57 | 32.72 | 37.63 | 38.58 | 33.4 | 37.63 | 42.59 | 35.06 | 35.97 | 38.58 | 33.4 | 33.76 | 0 | 0 | 34.45 | 0 | 0 | 35.97 | 10.33 | 10.33 | 45.61 | 45.01 | 44.04 | 45.61 | 45.01 | 44.04 | 45.61 | 45.01 | 44.04 | 45.61 | 0 | 0 | 46.56 | 45.06 | 44.04 | 46.56 | 45.06 | 44.04 | 48.21 | 48.34 | 47.19 | 48.21 | 50.8 | 47.19 | 46.56 | 45.06 | 44.82 | 45.16 | 44.56 | 43.6 | 45.16 | 0 | 0 | 45.61 | 45.01 | 46.17
5362 | 35.97 | 10.33 | 0 | 35.97 | 10.33 | 0 | 35.97 | 10.33 | 0 | 35.97 | 0 | 0 | 35.97 | 10.33 | 19.88 | 35.97 | 10.33 | 19.88 | 37.97 | 38.58 | 33.4 | 37.97 | 42.93 | 35.4 | 35.97 | 38.58 | 33.4 | 33.64 | 0 | 0 | 34.33 | 0 | 0 | 35.97 | 10.33 | 10.33 | 44.64 | 10.33 | 43.6 | 44.64 | 10.33 | 43.6 | 44.64 | 10.33 | 43.6 | 44.64 | 0 | 0 | 45.56 | 45.06 | 43.6 | 45.56 | 45.06 | 43.6 | 48.56 | 51.15 | 46.77 | 48.56 | 51.15 | 47.53 | 45.56 | 45.06 | 44.82 | 44.19 | 0 | 43.16 | 44.19 | 0 | 0 | 44.64 | 10.33 | 46.17
5363 | 35.97 | 0 | 0 | 35.97 | 0 | 0 | 35.97 | 0 | 0 | 35.97 | 0 | 0 | 35.97 | 0 | 0 | 35.97 | 0 | 0 | 38.15 | 38.58 | 33.4 | 38.15 | 43.12 | 35.58 | 35.97 | 38.58 | 33.4 | 30.88 | 0 | 0 | 31.51 | 0 | 0 | 35.97 | 0 | 10.33 | 40.04 | 10.33 | 42.19 | 40.04 | 10.33 | 42.19 | 40.04 | 10.33 | 42.19 | 40.04 | 0 | 0 | 40.04 | 29.98 | 42.19 | 40.04 | 29.98 | 42.19 | 48.74 | 51.33 | 46.45 | 48.74 | 51.33 | 47.72 | 40.04 | 45.06 | 44.38 | 39.23 | 0 | 41.77 | 39.64 | 0 | 0 | 40.04 | 10.33 | 46.17
5364 | 35.25 | 0 | 0 | 35.25 | 0 | 0 | 35.25 | 0 | 0 | 35.25 | 0 | 0 | 35.25 | 0 | 0 | 35.25 | 0 | 0 | 38.09 | 38.58 | 33.4 | 38.09 | 43.05 | 35.52 | 35.25 | 38.58 | 33.4 | 12.84 | 0 | 0 | 13.1 | 0 | 0 | 35.25 | 0 | 10.33 | 13.24 | 10.33 | 10.33 | 13.24 | 10.33 | 10.33 | 13.24 | 10.33 | 10.33 | 13.24 | 0 | 0 | 32 | 10.33 | 42.19 | 32 | 10.33 | 42.19 | 48.68 | 51.26 | 46.45 | 48.68 | 51.26 | 47.65 | 32 | 45.06 | 44.38 | 12.84 | 0 | 10.23 | 13.1 | 0 | 0 | 13.51 | 10.33 | 46.17
5365 | 34.72 | 0 | 0 | 34.72 | 0 | 0 | 34.72 | 0 | 0 | 34.72 | 0 | 0 | 34.72 | 0 | 0 | 34.72 | 0 | 0 | 37.93 | 38.58 | 33.4 | 37.93 | 42.89 | 35.36 | 34.72 | 38.58 | 33.4 | 12.84 | 0 | 0 | 13.1 | 0 | 0 | 34.72 | 0 | 0 | 32 | 10.33 | 10.33 | 32 | 10.33 | 10.33 | 32 | 10.33 | 10.33 | 32 | 0 | 0 | 32 | 10.33 | 42.19 | 32 | 10.33 | 42.19 | 48.52 | 51.1 | 46.45 | 48.52 | 51.1 | 47.49 | 32 | 45.06 | 44.38 | 12.84 | 0 | 10.23 | 13.1 | 0 | 0 | 32.65 | 10.33 | 46.17
5366 | 34.72 | 0 | 0 | 34.72 | 0 | 0 | 34.72 | 0 | 0 | 34.72 | 0 | 0 | 34.72 | 0 | 0 | 34.72 | 0 | 0 | 37.79 | 38.58 | 33.4 | 37.79 | 42.76 | 35.22 | 34.72 | 38.57 | 33.4 | 28.62 | 0 | 0 | 29.2 | 0 | 0 | 34.72 | 0 | 0 | 35.97 | 10.33 | 10.33 | 35.97 | 10.33 | 10.33 | 35.97 | 10.33 | 10.33 | 35.97 | 0 | 0 | 35.97 | 10.33 | 42.19 | 35.97 | 10.33 | 42.19 | 48.38 | 50.97 | 46.45 | 48.38 | 50.97 | 47.36 | 35.97 | 45.06 | 44.38 | 35.24 | 0 | 10.23 | 35.61 | 0 | 0 | 35.97 | 10.33 | 46.17
5367 | 35.97 | 10.33 | 0 | 35.97 | 10.33 | 0 | 35.97 | 10.33 | 0 | 35.97 | 10.33 | 0 | 35.97 | 10.33 | 0 | 35.97 | 10.33 | 0 | 37.73 | 38.58 | 33.4 | 37.73 | 42.69 | 35.16 | 35.97 | 38.58 | 33.4 | 34.11 | 0 | 0 | 35.61 | 0 | 0 | 35.97 | 10.33 | 10.33 | 46.55 | 10.33 | 43.04 | 46.55 | 10.33 | 43.04 | 46.55 | 10.33 | 43.04 | 46.55 | 10.13 | 40.93 | 46.55 | 10.33 | 43.04 | 46.55 | 10.33 | 43.04 | 48.32 | 50.9 | 46.45 | 48.32 | 50.9 | 47.29 | 46.55 | 45.06 | 44.82 | 45.16 | 0 | 42.61 | 46.08 | 0 | 41.34 | 46.55 | 10.33 | 46.17
5368 | 37.83 | 37.78 | 31.35 | 37.83 | 37.78 | 31.35 | 37.83 | 37.78 | 31.35 | 37.83 | 37.78 | 31.35 | 37.83 | 37.78 | 31.35 | 37.83 | 37.78 | 31.35 | 37.83 | 38.58 | 33.4 | 37.83 | 42.8 | 35.26 | 37.83 | 38.58 | 33.4 | 37.45 | 37.01 | 31.04 | 37.45 | 37.4 | 31.04 | 37.83 | 37.78 | 31.35 | 48.42 | 45.66 | 46.69 | 48.42 | 45.66 | 46.69 | 48.42 | 45.66 | 46.69 | 48.42 | 45.66 | 46.69 | 50.82 | 45.66 | 46.69 | 50.82 | 45.66 | 46.69 | 48.42 | 51.01 | 47.4 | 48.42 | 51.01 | 47.4 | 50.82 | 45.66 | 46.69 | 50.29 | 44.73 | 46.66 | 49.29 | 45.2 | 47.16 | 48.42 | 45.66 | 46.69
5369 | 38.02 | 42.99 | 35.12 | 38.02 | 42.99 | 35.12 | 38.02 | 42.99 | 35.12 | 38.02 | 42.99 | 35.12 | 38.02 | 45.38 | 35.45 | 38.73 | 45.38 | 35.45 | 38.02 | 42.99 | 35.45 | 38.02 | 42.99 | 35.45 | 38.02 | 45.38 | 35.45 | 40.28 | 44.92 | 35.14 | 40.28 | 44.86 | 35.47 | 38.02 | 42.99 | 35.12 | 48.61 | 51.2 | 47.58 | 48.61 | 51.2 | 47.58 | 48.61 | 51.2 | 47.58 | 48.61 | 51.2 | 47.58 | 51.23 | 51.2 | 47.58 | 54.19 | 51.2 | 47.58 | 48.61 | 51.2 | 47.58 | 48.61 | 51.2 | 47.58 | 51.23 | 51.2 | 47.58 | 55.3 | 50.68 | 47.58 | 55.3 | 51.03 | 48.07 | 48.61 | 51.2 | 47.58
5370 | 38.21 | 43.17 | 35.64 | 38.21 | 43.17 | 35.64 | 38.21 | 43.17 | 35.64 | 38.21 | 43.17 | 35.64 | 38.21 | 45.57 | 35.64 | 38.91 | 45.72 | 35.64 | 38.21 | 43.17 | 35.64 | 38.21 | 43.17 | 35.64 | 38.21 | 45.57 | 35.64 | 48.4 | 57.21 | 38.64 | 48.4 | 57.21 | 39.04 | 38.21 | 43.17 | 35.64 | 48.8 | 51.38 | 47.77 | 48.8 | 51.38 | 47.77 | 48.8 | 51.38 | 47.77 | 48.8 | 51.38 | 47.77 | 51.42 | 51.49 | 47.77 | 54.38 | 51.49 | 47.77 | 48.8 | 51.38 | 47.77 | 48.8 | 51.38 | 47.77 | 51.42 | 51.49 | 47.77 | 61.58 | 56.26 | 50.83 | 61.58 | 56.26 | 50.84 | 48.8 | 51.38 | 47.77
5371 | 38.27 | 43.24 | 35.7 | 38.27 | 43.24 | 35.7 | 38.27 | 43.24 | 35.7 | 38.27 | 43.24 | 35.7 | 38.27 | 45.63 | 35.7 | 38.98 | 45.78 | 35.7 | 38.27 | 43.24 | 35.7 | 38.27 | 43.24 | 35.7 | 38.27 | 45.63 | 35.7 | 51.98 | 64.96 | 39.84 | 51.98 | 64.96 | 39.84 | 38.27 | 43.24 | 35.7 | 48.86 | 51.45 | 47.84 | 48.86 | 51.45 | 47.84 | 48.86 | 51.45 | 47.84 | 48.86 | 51.45 | 47.84 | 51.48 | 51.55 | 47.84 | 54.44 | 51.55 | 47.84 | 48.86 | 51.45 | 47.84 | 48.86 | 51.45 | 47.84 | 51.48 | 51.55 | 47.84 | 70.72 | 81.54 | 67.6 | 70.72 | 81.54 | 54.02 | 48.86 | 51.45 | 47.84
5372 | 38.29 | 43.26 | 35.72 | 38.29 | 43.26 | 35.72 | 38.29 | 43.26 | 35.72 | 38.29 | 43.26 | 35.72 | 38.29 | 45.65 | 35.72 | 39 | 45.8 | 35.72 | 38.29 | 43.26 | 35.72 | 38.29 | 43.26 | 35.72 | 38.29 | 45.65 | 35.72 | 51.98 | 64.96 | 39.84 | 51.98 | 63.66 | 39.04 | 38.29 | 43.26 | 35.72 | 48.88 | 51.47 | 47.86 | 48.88 | 51.47 | 47.86 | 48.88 | 51.47 | 47.86 | 48.88 | 51.47 | 47.86 | 51.5 | 51.58 | 47.86 | 54.46 | 51.58 | 47.86 | 48.88 | 51.47 | 47.86 | 48.88 | 51.47 | 47.86 | 51.5 | 51.58 | 47.86 | 70.72 | 81.54 | 67.6 | 70.72 | 79.91 | 54.02 | 48.88 | 51.47 | 47.86
5373 | 38.51 | 43.48 | 35.12 | 38.51 | 43.48 | 35.12 | 38.51 | 43.48 | 35.12 | 38.51 | 43.48 | 35.12 | 38.51 | 45.87 | 35.94 | 39.22 | 46.02 | 35.94 | 38.51 | 43.48 | 35.94 | 38.51 | 43.48 | 35.94 | 38.51 | 45.87 | 35.94 | 51.98 | 64.96 | 39.84 | 51.98 | 63.66 | 39.04 | 38.51 | 43.48 | 35.12 | 49.1 | 51.69 | 48.07 | 49.1 | 51.69 | 48.07 | 49.1 | 51.69 | 48.07 | 49.1 | 51.69 | 48.07 | 51.72 | 51.79 | 48.07 | 54.68 | 51.79 | 48.07 | 49.1 | 51.69 | 48.07 | 49.1 | 51.69 | 48.07 | 51.72 | 51.79 | 48.07 | 70.72 | 81.54 | 67.6 | 70.72 | 65.58 | 49.78 | 49.1 | 51.69 | 48.07
5374 | 38.58 | 43.55 | 34.86 | 38.58 | 43.55 | 34.86 | 38.58 | 43.55 | 34.86 | 38.58 | 43.55 | 34.86 | 38.58 | 45.94 | 36.02 | 39.29 | 46.1 | 36.02 | 38.58 | 43.55 | 36.02 | 38.58 | 43.55 | 36.02 | 38.58 | 45.94 | 36.02 | 48.89 | 60.45 | 39.84 | 47.91 | 59.25 | 39.04 | 38.58 | 43.55 | 34.86 | 49.17 | 51.76 | 47.95 | 49.17 | 51.76 | 47.95 | 49.17 | 51.76 | 47.95 | 49.17 | 51.76 | 47.95 | 51.8 | 51.87 | 48.15 | 54.75 | 51.87 | 48.15 | 49.17 | 51.76 | 48.15 | 49.17 | 51.76 | 48.15 | 51.8 | 51.87 | 48.15 | 66 | 74.9 | 67.6 | 66 | 58 | 48.62 | 49.17 | 51.76 | 47.95
5375 | 38 | 42.96 | 33.74 | 38 | 42.96 | 33.74 | 38 | 42.96 | 33.74 | 38 | 42.96 | 33.74 | 38 | 45.35 | 35.43 | 38.7 | 45.51 | 35.43 | 38 | 42.96 | 35.43 | 38 | 42.96 | 35.43 | 38 | 45.35 | 35.43 | 45.17 | 60.45 | 39.84 | 44.26 | 59.25 | 39.04 | 38 | 42.96 | 33.74 | 48.58 | 51.17 | 46.95 | 48.58 | 51.17 | 46.95 | 48.58 | 51.17 | 46.95 | 48.58 | 51.17 | 46.95 | 51.21 | 51.28 | 47.56 | 54.16 | 51.28 | 47.56 | 48.58 | 51.17 | 47.56 | 48.58 | 51.17 | 47.56 | 51.21 | 51.28 | 47.56 | 59.81 | 74.9 | 67.6 | 59.81 | 53.05 | 49.78 | 48.58 | 51.17 | 46.95
5376 | 37.82 | 42.79 | 35.26 | 37.82 | 42.79 | 35.26 | 37.82 | 42.79 | 35.26 | 37.82 | 42.79 | 35.26 | 37.82 | 45.18 | 35.26 | 38.53 | 45.34 | 35.26 | 37.82 | 42.79 | 35.26 | 37.82 | 42.79 | 35.26 | 37.82 | 45.18 | 35.26 | 39.98 | 59.91 | 39.84 | 39.18 | 58.72 | 39.04 | 37.82 | 42.79 | 35.26 | 48.41 | 51 | 47.39 | 48.41 | 51 | 47.39 | 48.41 | 51 | 47.39 | 48.41 | 51 | 47.39 | 51.03 | 51.11 | 47.39 | 53.99 | 51.11 | 47.39 | 48.41 | 51 | 47.39 | 48.41 | 51 | 47.39 | 51.03 | 51.11 | 47.39 | 60.41 | 74.9 | 67.6 | 60.41 | 71.09 | 54.02 | 48.41 | 51 | 47.39
5377 | 37.54 | 42.5 | 34.97 | 37.54 | 42.5 | 34.97 | 37.54 | 42.5 | 34.97 | 37.54 | 42.5 | 34.97 | 37.54 | 44.9 | 34.97 | 38.25 | 45.05 | 34.97 | 37.54 | 42.5 | 34.97 | 37.54 | 42.5 | 34.97 | 37.54 | 44.9 | 34.97 | 39.35 | 59.91 | 39.84 | 38.57 | 58.72 | 39.04 | 37.54 | 42.5 | 34.97 | 48.13 | 50.72 | 47.1 | 48.13 | 50.72 | 47.1 | 48.13 | 50.72 | 47.1 | 48.13 | 50.72 | 47.1 | 50.75 | 50.82 | 47.1 | 53.71 | 50.82 | 47.1 | 48.13 | 50.72 | 47.1 | 48.13 | 50.72 | 47.1 | 50.75 | 50.82 | 47.1 | 55.89 | 74.9 | 67.6 | 55.89 | 72.66 | 54.02 | 48.13 | 50.72 | 47.1
5378 | 37.22 | 42.18 | 34.65 | 37.22 | 42.18 | 34.65 | 37.22 | 42.18 | 34.65 | 37.22 | 42.18 | 34.65 | 37.22 | 44.57 | 34.65 | 37.92 | 44.73 | 34.65 | 37.22 | 42.18 | 34.65 | 37.22 | 42.18 | 34.65 | 37.22 | 44.57 | 34.65 | 39.15 | 59.91 | 39.84 | 39.15 | 59.91 | 39.84 | 37.22 | 42.18 | 34.65 | 47.8 | 50.39 | 46.78 | 47.8 | 50.39 | 46.78 | 47.8 | 50.39 | 46.78 | 47.8 | 50.39 | 46.78 | 50.43 | 50.5 | 46.78 | 53.38 | 50.5 | 46.78 | 47.8 | 50.39 | 46.78 | 47.8 | 50.39 | 46.78 | 50.43 | 50.5 | 46.78 | 55.89 | 74.9 | 67.6 | 55.89 | 72.66 | 53.47 | 47.8 | 50.39 | 46.78
5379 | 37.03 | 42 | 34.46 | 37.03 | 42 | 34.46 | 37.03 | 42 | 34.46 | 37.03 | 42 | 34.46 | 37.03 | 44.39 | 34.46 | 37.74 | 44.54 | 34.46 | 37.03 | 42 | 34.46 | 37.03 | 42 | 34.46 | 37.03 | 44.39 | 34.46 | 39.19 | 59.91 | 39.84 | 39.19 | 59.91 | 39.84 | 37.03 | 42 | 34.46 | 47.62 | 50.21 | 46.6 | 47.62 | 50.21 | 46.6 | 47.62 | 50.21 | 46.6 | 47.62 | 50.21 | 46.6 | 50.24 | 50.31 | 46.6 | 53.2 | 50.31 | 46.6 | 47.62 | 50.21 | 46.6 | 47.62 | 50.21 | 46.6 | 50.24 | 50.31 | 46.6 | 55.89 | 74.9 | 67.6 | 55.89 | 73.41 | 66.25 | 47.62 | 50.21 | 46.6
5380 | 37.21 | 42.18 | 34.64 | 37.21 | 42.18 | 34.64 | 37.21 | 42.18 | 34.64 | 37.21 | 42.18 | 34.64 | 37.21 | 44.57 | 34.64 | 37.92 | 44.72 | 34.64 | 37.21 | 42.18 | 34.64 | 37.21 | 42.18 | 34.64 | 37.21 | 44.57 | 34.64 | 40.39 | 59.91 | 39.84 | 40.39 | 59.91 | 39.84 | 37.21 | 42.18 | 34.64 | 47.8 | 50.39 | 46.77 | 47.8 | 50.39 | 46.77 | 47.8 | 50.39 | 46.77 | 47.8 | 50.39 | 46.77 | 50.42 | 50.49 | 46.77 | 53.38 | 50.49 | 46.77 | 47.8 | 50.39 | 46.77 | 47.8 | 50.39 | 46.77 | 50.42 | 50.49 | 46.77 | 55.89 | 74.9 | 67.6 | 55.89 | 73.41 | 66.25 | 47.8 | 50.39 | 46.77
5381 | 37.72 | 42.69 | 35.15 | 37.72 | 42.69 | 35.15 | 37.72 | 42.69 | 35.15 | 37.72 | 42.69 | 35.15 | 37.72 | 45.08 | 35.15 | 38.43 | 45.23 | 35.15 | 37.72 | 42.69 | 35.15 | 37.72 | 42.69 | 35.15 | 37.72 | 45.08 | 35.15 | 45.23 | 60.45 | 39.84 | 45.23 | 60.45 | 39.84 | 37.72 | 42.69 | 35.15 | 48.31 | 50.9 | 47.29 | 48.31 | 50.9 | 47.29 | 48.31 | 50.9 | 47.29 | 48.31 | 50.9 | 47.29 | 50.93 | 51 | 47.29 | 53.89 | 51 | 47.29 | 48.31 | 50.9 | 47.29 | 48.31 | 50.9 | 47.29 | 50.93 | 51 | 47.29 | 70.72 | 75.64 | 67.6 | 71.44 | 74.13 | 66.25 | 48.31 | 50.9 | 47.29
5382 | 38.47 | 43.44 | 35.9 | 38.47 | 43.44 | 35.9 | 38.47 | 43.44 | 35.9 | 38.47 | 43.44 | 35.9 | 38.47 | 45.83 | 35.9 | 39.18 | 45.98 | 35.9 | 38.47 | 43.44 | 35.9 | 38.47 | 43.44 | 35.9 | 38.47 | 45.83 | 35.9 | 51.98 | 61.26 | 39.84 | 51.98 | 60.45 | 39.84 | 38.47 | 43.44 | 35.9 | 49.06 | 51.65 | 48.03 | 49.06 | 51.65 | 48.03 | 49.06 | 51.65 | 48.03 | 49.06 | 51.65 | 48.03 | 51.68 | 51.75 | 48.03 | 54.64 | 51.75 | 48.03 | 49.06 | 51.65 | 48.03 | 49.06 | 51.65 | 48.03 | 51.68 | 51.75 | 48.03 | 74.11 | 75.64 | 67.6 | 74.86 | 74.13 | 66.25 | 49.06 | 51.65 | 48.03
5383 | 39.07 | 44.04 | 36.51 | 39.07 | 44.04 | 36.51 | 39.78 | 44.04 | 36.51 | 39.78 | 44.04 | 36.51 | 39.78 | 46.43 | 36.51 | 39.78 | 46.59 | 36.51 | 39.07 | 44.04 | 36.51 | 39.07 | 44.04 | 36.51 | 39.78 | 46.43 | 36.51 | 53.03 | 61.26 | 39.04 | 51.98 | 60.04 | 38.26 | 39.78 | 44.04 | 36.51 | 49.66 | 52.25 | 48.64 | 49.66 | 52.25 | 48.64 | 52.29 | 52.25 | 48.64 | 52.29 | 52.25 | 48.64 | 52.29 | 52.36 | 48.64 | 55.24 | 52.36 | 48.64 | 49.66 | 52.25 | 48.64 | 49.66 | 52.25 | 48.64 | 52.29 | 52.36 | 48.64 | 72.16 | 75 | 52.93 | 70.72 | 72.66 | 49.78 | 52.29 | 52.25 | 48.64
5384 | 39.52 | 44.49 | 36.95 | 39.52 | 44.49 | 36.95 | 40.23 | 44.49 | 36.95 | 40.23 | 44.49 | 36.95 | 40.23 | 46.88 | 36.95 | 40.23 | 47.03 | 36.95 | 39.52 | 44.49 | 36.95 | 39.52 | 44.49 | 36.95 | 40.23 | 46.88 | 36.95 | 43.53 | 47.14 | 36.58 | 42.66 | 46.2 | 36.58 | 40.23 | 44.49 | 36.95 | 50.11 | 52.7 | 49.08 | 50.11 | 52.7 | 49.08 | 50.48 | 52.7 | 49.08 | 50.48 | 52.7 | 49.08 | 52.73 | 52.8 | 49.08 | 55.69 | 52.8 | 49.08 | 50.11 | 52.7 | 49.08 | 50.11 | 52.7 | 49.08 | 52.73 | 52.8 | 49.08 | 57.99 | 53.89 | 48.59 | 56.84 | 53.23 | 48.59 | 50.48 | 52.7 | 49.08
5385 | 39.68 | 44.65 | 37.11 | 39.68 | 44.65 | 37.11 | 39.68 | 44.65 | 37.11 | 39.68 | 44.65 | 37.11 | 39.68 | 45 | 37.11 | 40.39 | 45 | 37.11 | 39.68 | 44.65 | 37.11 | 39.68 | 44.65 | 37.11 | 39.68 | 45 | 37.11 | 40.53 | 44.2 | 34.42 | 40.08 | 44.2 | 34.42 | 39.68 | 44.65 | 37.11 | 50.27 | 52.86 | 49.1 | 50.27 | 52.86 | 49.1 | 50.27 | 52.86 | 49.1 | 50.27 | 52.86 | 49.1 | 52.89 | 52.86 | 49.25 | 55.6 | 52.86 | 49.25 | 50.27 | 52.86 | 49.25 | 50.27 | 52.86 | 49.25 | 52.89 | 52.86 | 49.25 | 54.49 | 51.56 | 48.61 | 53.4 | 51.56 | 48.61 | 50.27 | 52.86 | 49.1
5386 | 39.86 | 44.82 | 35.65 | 39.86 | 44.82 | 35.65 | 39.86 | 44.82 | 35.65 | 39.86 | 44.82 | 35.65 | 39.86 | 44.82 | 35.65 | 39.86 | 44.82 | 35.65 | 39.86 | 44.82 | 37.29 | 39.86 | 44.82 | 37.29 | 39.86 | 44.82 | 37.29 | 39.46 | 42.81 | 34.42 | 39.46 | 43.68 | 34.42 | 39.86 | 44.82 | 35.65 | 50.45 | 50.45 | 46.69 | 50.45 | 50.45 | 46.69 | 50.45 | 50.45 | 46.69 | 50.45 | 50.45 | 46.69 | 53.07 | 53.04 | 48.14 | 53.95 | 53.04 | 48.14 | 50.45 | 53.04 | 49.42 | 50.45 | 53.04 | 49.42 | 53.07 | 53.04 | 49.42 | 53.4 | 48.92 | 47.16 | 52.33 | 48.92 | 46.23 | 50.45 | 50.45 | 46.69
5387 | 39.89 | 44.85 | 35.65 | 39.89 | 44.85 | 35.65 | 39.89 | 44.85 | 35.65 | 39.89 | 44.85 | 35.65 | 39.89 | 44.85 | 35.65 | 39.89 | 44.85 | 35.65 | 39.89 | 44.85 | 37.32 | 39.89 | 44.86 | 37.32 | 39.89 | 44.85 | 37.32 | 39.49 | 42.81 | 34.42 | 39.49 | 43.68 | 34.42 | 39.89 | 44.85 | 35.65 | 50.48 | 50.17 | 46.17 | 50.48 | 50.17 | 46.17 | 50.48 | 50.17 | 46.17 | 50.48 | 50.17 | 46.17 | 53.1 | 53.07 | 48.14 | 53.94 | 53.07 | 48.14 | 50.48 | 53.07 | 49.45 | 50.48 | 53.07 | 49.45 | 53.1 | 53.07 | 49.45 | 53.4 | 49.13 | 47.16 | 52.33 | 49.13 | 46.23 | 50.48 | 50.17 | 46.17
5388 | 39.79 | 43.24 | 35.12 | 39.79 | 43.24 | 35.12 | 39.79 | 43.24 | 35.12 | 39.79 | 43.24 | 35.12 | 39.79 | 43.25 | 35.12 | 40.05 | 43.25 | 35.12 | 39.79 | 44.21 | 37.22 | 39.79 | 44.75 | 37.22 | 39.79 | 44.21 | 37.22 | 39.65 | 42.81 | 34.42 | 39.39 | 42.47 | 34.42 | 39.79 | 43.24 | 35.12 | 50.37 | 48.43 | 46.17 | 50.37 | 48.43 | 46.17 | 50.37 | 48.43 | 46.17 | 50.37 | 48.43 | 46.17 | 53 | 52.08 | 48.14 | 53.94 | 52.08 | 48.14 | 50.37 | 52.08 | 49.34 | 50.37 | 52.96 | 49.35 | 53 | 52.08 | 49.34 | 53.4 | 48.92 | 47.16 | 52.33 | 47.94 | 46.23 | 50.37 | 48.43 | 46.17
5389 | 39.65 | 42.05 | 34.77 | 39.65 | 42.05 | 34.77 | 39.65 | 42.05 | 34.77 | 39.65 | 42.05 | 34.77 | 39.65 | 42.91 | 34.77 | 40.05 | 42.91 | 34.77 | 39.65 | 44.21 | 37.09 | 39.65 | 44.62 | 37.09 | 39.65 | 44.21 | 37.09 | 39.65 | 42.48 | 34.42 | 39.26 | 41.63 | 33.73 | 39.65 | 42.05 | 34.77 | 50.24 | 48.43 | 46.17 | 50.24 | 48.43 | 46.17 | 50.24 | 48.43 | 46.17 | 50.24 | 48.43 | 46.17 | 52.86 | 52.08 | 48.14 | 53.94 | 52.08 | 48.14 | 50.24 | 52.08 | 49.22 | 50.24 | 52.83 | 49.22 | 52.86 | 52.08 | 49.22 | 53.4 | 48.92 | 47.16 | 52.33 | 47.94 | 46.22 | 50.24 | 48.43 | 46.17
5390 | 39.56 | 42.05 | 34.43 | 39.56 | 42.05 | 34.43 | 39.56 | 42.05 | 34.43 | 39.56 | 42.05 | 34.43 | 39.56 | 42.91 | 34.77 | 39.68 | 42.91 | 34.77 | 39.56 | 44.21 | 37 | 39.56 | 44.53 | 37 | 39.56 | 44.21 | 37 | 39.28 | 42.48 | 34.42 | 39.25 | 41.63 | 33.73 | 39.56 | 42.05 | 34.43 | 50.15 | 48.64 | 46.17 | 50.15 | 48.64 | 46.17 | 50.15 | 48.64 | 46.17 | 50.15 | 48.64 | 46.17 | 52.77 | 52.08 | 49.07 | 53.94 | 52.08 | 49.07 | 50.15 | 52.08 | 49.13 | 50.15 | 52.74 | 49.13 | 52.77 | 52.08 | 49.13 | 53.4 | 49.13 | 48.07 | 52.33 | 48.15 | 46.63 | 50.15 | 48.64 | 46.17
5391 | 39.42 | 43.33 | 34.07 | 39.42 | 43.33 | 34.07 | 39.42 | 43.33 | 34.07 | 39.42 | 43.33 | 34.07 | 39.42 | 44.21 | 34.77 | 40.13 | 44.21 | 34.77 | 39.42 | 44.21 | 36.85 | 39.42 | 44.39 | 36.85 | 39.42 | 44.21 | 36.85 | 40.13 | 43.77 | 34.42 | 39.82 | 42.89 | 33.73 | 39.42 | 43.33 | 34.07 | 50.01 | 50.95 | 46.68 | 50.01 | 50.95 | 46.68 | 50.01 | 50.95 | 46.68 | 50.01 | 50.95 | 46.68 | 52.63 | 52.08 | 48.99 | 53.94 | 52.08 | 48.99 | 50.01 | 52.08 | 48.99 | 50.01 | 52.6 | 48.99 | 52.63 | 52.08 | 48.99 | 53.4 | 51.03 | 48.5 | 52.33 | 50.44 | 47.15 | 50.01 | 50.95 | 46.68
5392 | 39.26 | 44.22 | 36.69 | 39.26 | 44.22 | 36.69 | 39.26 | 44.22 | 36.69 | 39.26 | 44.22 | 36.69 | 39.26 | 46.62 | 36.69 | 39.96 | 46.76 | 36.69 | 39.26 | 44.22 | 36.69 | 39.26 | 44.22 | 36.69 | 39.26 | 46.62 | 36.69 | 41.62 | 46.91 | 36.32 | 40.79 | 45.97 | 36.32 | 39.26 | 44.22 | 36.69 | 49.85 | 52.44 | 48.07 | 49.85 | 52.44 | 48.07 | 49.85 | 52.44 | 48.07 | 49.85 | 52.44 | 48.07 | 52.47 | 52.54 | 48.82 | 55.43 | 52.54 | 48.82 | 49.85 | 52.44 | 48.82 | 49.85 | 52.44 | 48.82 | 52.47 | 52.54 | 48.82 | 57.61 | 54.6 | 48.61 | 56.46 | 52.96 | 48.56 | 49.85 | 52.44 | 48.07
5393 | 39.35 | 44.31 | 36.78 | 39.35 | 44.31 | 36.78 | 39.35 | 44.31 | 36.78 | 39.35 | 44.31 | 36.78 | 39.35 | 46.71 | 36.78 | 40.05 | 46.86 | 36.78 | 39.35 | 44.31 | 36.78 | 39.35 | 44.31 | 36.78 | 39.35 | 46.71 | 36.78 | 43.43 | 55.65 | 39.02 | 42.57 | 55.65 | 38.24 | 39.35 | 44.31 | 36.78 | 49.93 | 52.52 | 48.91 | 49.93 | 52.52 | 48.91 | 49.93 | 52.52 | 48.91 | 49.93 | 52.52 | 48.91 | 52.56 | 52.63 | 48.91 | 55.51 | 52.63 | 48.91 | 49.93 | 52.52 | 48.91 | 49.93 | 52.52 | 48.91 | 52.56 | 52.63 | 48.91 | 59.8 | 69.65 | 51.85 | 58.61 | 68.26 | 49.78 | 49.93 | 52.52 | 48.91
5394 | 39.33 | 44.3 | 36.76 | 39.33 | 44.3 | 36.76 | 39.33 | 44.3 | 36.76 | 39.33 | 44.3 | 36.76 | 39.33 | 46.69 | 36.76 | 40.04 | 46.84 | 36.76 | 39.33 | 44.3 | 36.76 | 39.33 | 44.3 | 36.76 | 39.33 | 46.69 | 36.76 | 52.5 | 65.36 | 76.31 | 51.46 | 64.06 | 74.9 | 39.33 | 44.3 | 36.76 | 49.92 | 52.51 | 48.89 | 49.92 | 52.51 | 48.89 | 49.92 | 52.51 | 48.89 | 49.92 | 52.51 | 48.89 | 52.54 | 52.61 | 48.89 | 55.5 | 52.61 | 48.89 | 49.92 | 52.51 | 48.89 | 49.92 | 52.51 | 48.89 | 52.54 | 52.61 | 48.89 | 72.16 | 81.05 | 103.95 | 70.72 | 79.43 | 101.87 | 49.92 | 52.51 | 48.89
5395 | 39.29 | 44.26 | 36.72 | 39.29 | 44.26 | 36.72 | 39.29 | 44.26 | 36.72 | 39.29 | 44.26 | 36.72 | 39.29 | 46.65 | 36.72 | 40 | 46.8 | 36.72 | 39.29 | 44.26 | 36.72 | 39.29 | 44.26 | 36.72 | 39.29 | 46.65 | 36.72 | 53.03 | 65.36 | 76.42 | 51.98 | 64.71 | 75.66 | 39.29 | 44.26 | 36.72 | 49.88 | 52.47 | 48.85 | 49.88 | 52.47 | 48.85 | 49.88 | 52.47 | 48.85 | 49.88 | 52.47 | 48.85 | 52.5 | 52.57 | 48.85 | 55.46 | 52.57 | 48.85 | 49.88 | 52.47 | 48.85 | 49.88 | 52.47 | 48.85 | 52.5 | 52.57 | 48.85 | 72.16 | 81.89 | 104.49 | 71.44 | 81.89 | 103.95 | 49.88 | 52.47 | 48.85
5396 | 39.13 | 44.1 | 36.57 | 39.13 | 44.1 | 36.57 | 39.13 | 44.1 | 36.57 | 39.13 | 44.1 | 36.57 | 39.13 | 46.49 | 36.57 | 39.84 | 46.65 | 36.57 | 39.13 | 44.1 | 36.57 | 39.13 | 44.1 | 36.57 | 39.13 | 46.49 | 36.57 | 52.5 | 65.36 | 76.42 | 51.46 | 64.06 | 74.9 | 39.13 | 44.1 | 36.57 | 49.72 | 52.31 | 48.7 | 49.72 | 52.31 | 48.7 | 49.72 | 52.31 | 48.7 | 49.72 | 52.31 | 48.7 | 52.35 | 52.42 | 48.7 | 55.3 | 52.42 | 48.7 | 49.72 | 52.31 | 48.7 | 49.72 | 52.31 | 48.7 | 52.35 | 52.42 | 48.7 | 72.16 | 81.89 | 103.95 | 70.72 | 80.26 | 101.87 | 49.72 | 52.31 | 48.7
5397 | 39.14 | 44.1 | 31.43 | 39.14 | 44.1 | 36.57 | 39.14 | 44.1 | 36.57 | 39.14 | 44.1 | 36.57 | 39.14 | 46.5 | 36.57 | 39.84 | 46.65 | 36.57 | 39.14 | 44.1 | 36.57 | 39.14 | 44.1 | 36.57 | 39.14 | 46.5 | 36.57 | 50 | 65.36 | 76.42 | 49 | 64.06 | 74.9 | 39.14 | 44.1 | 31.43 | 49.73 | 52.31 | 47.59 | 49.73 | 52.31 | 47.59 | 49.73 | 52.31 | 47.59 | 49.73 | 52.31 | 47.59 | 52.35 | 52.42 | 48.7 | 55.31 | 52.42 | 48.7 | 49.73 | 52.31 | 48.7 | 49.73 | 52.31 | 48.7 | 52.35 | 52.42 | 48.7 | 71.92 | 81.89 | 103.95 | 70.49 | 80.26 | 101.87 | 49.73 | 51.19 | 46.17
5398 | 39.02 | 32.19 | 28.21 | 39.02 | 32.19 | 35.12 | 39.02 | 32.19 | 35.12 | 39.02 | 32.19 | 35.12 | 39.02 | 46.38 | 36.45 | 39.72 | 46.53 | 36.45 | 39.02 | 43.98 | 36.45 | 39.02 | 43.98 | 36.45 | 39.02 | 46.38 | 36.45 | 42.13 | 64.96 | 76.31 | 41.29 | 63.67 | 74.9 | 39.02 | 32.19 | 28.21 | 36.14 | 50.17 | 46.17 | 36.14 | 50.17 | 46.17 | 36.14 | 50.17 | 46.17 | 36.14 | 50.17 | 46.17 | 52.23 | 52.3 | 48.58 | 55.19 | 52.3 | 48.58 | 49.61 | 52.19 | 48.58 | 49.61 | 52.19 | 48.58 | 52.23 | 52.3 | 48.58 | 68.83 | 81.89 | 103.95 | 67.46 | 80.26 | 101.87 | 36.14 | 50.17 | 46.17
5399 | 18.29 | 26.12 | 27.65 | 18.29 | 26.12 | 29.99 | 18.29 | 26.12 | 29.99 | 18.29 | 26.12 | 29.99 | 38.4 | 45.76 | 35.83 | 39.11 | 45.91 | 35.83 | 38.4 | 43.37 | 35.83 | 38.4 | 43.37 | 35.83 | 38.4 | 45.76 | 35.83 | 39.27 | 63.7 | 76.42 | 38.49 | 62.43 | 74.9 | 18.29 | 26.12 | 27.65 | 32.95 | 48.43 | 46.17 | 32.95 | 48.43 | 46.17 | 32.95 | 48.43 | 46.17 | 32.95 | 48.43 | 46.17 | 51.61 | 51.68 | 47.97 | 54.57 | 51.68 | 47.97 | 48.99 | 51.58 | 47.97 | 48.99 | 51.58 | 47.97 | 51.61 | 51.68 | 47.97 | 56.82 | 81.89 | 104.49 | 55.69 | 80.26 | 102.4 | 32.95 | 48.43 | 46.17
5400 | 17.92 | 10.33 | 0 | 17.92 | 10.33 | 26.11 | 17.92 | 10.33 | 26.11 | 17.92 | 10.33 | 26.11 | 38.03 | 45.39 | 35.47 | 38.74 | 45.55 | 35.47 | 38.03 | 43 | 35.47 | 38.03 | 43 | 35.47 | 38.03 | 45.39 | 35.47 | 39.25 | 63.7 | 76.42 | 38.46 | 62.43 | 74.9 | 17.92 | 10.33 | 0 | 10.33 | 47.47 | 43.89 | 10.33 | 48.43 | 46.17 | 10.33 | 48.43 | 46.17 | 10.33 | 48.43 | 46.17 | 51.25 | 51.32 | 47.6 | 54.2 | 51.32 | 47.6 | 48.62 | 51.21 | 47.6 | 48.62 | 51.21 | 47.6 | 51.25 | 51.32 | 47.6 | 53.94 | 81.89 | 104.49 | 52.86 | 80.26 | 102.4 | 10.33 | 47.47 | 43.89
5401 | 10.33 | 10.33 | 0 | 10.33 | 10.33 | 25.41 | 10.33 | 10.33 | 25.41 | 10.33 | 10.33 | 25.41 | 37.74 | 45.1 | 35.17 | 38.45 | 45.25 | 35.17 | 37.74 | 42.7 | 35.17 | 37.74 | 42.7 | 35.17 | 37.74 | 45.1 | 35.17 | 39.25 | 63.7 | 76.42 | 38.46 | 62.43 | 74.9 | 10.33 | 10.33 | 0 | 10.33 | 47.47 | 43.89 | 10.33 | 48.43 | 46.17 | 10.33 | 48.43 | 46.17 | 10.33 | 48.43 | 46.17 | 50.95 | 51.02 | 47.3 | 53.91 | 51.02 | 47.3 | 48.33 | 50.92 | 47.3 | 48.33 | 50.92 | 47.3 | 50.95 | 51.02 | 47.3 | 53.94 | 81.89 | 104.49 | 52.86 | 80.26 | 102.4 | 10.33 | 47.47 | 43.89
5402 | 10.33 | 10.33 | 0 | 10.33 | 10.33 | 0 | 10.33 | 10.33 | 23.91 | 10.33 | 10.33 | 23.91 | 37.47 | 44.83 | 34.9 | 38.17 | 44.98 | 34.9 | 37.47 | 42.43 | 34.9 | 37.47 | 42.43 | 34.9 | 37.47 | 44.83 | 34.9 | 38.56 | 63.7 | 76.42 | 38.46 | 62.43 | 74.9 | 10.33 | 10.33 | 0 | 10.33 | 37.54 | 35.83 | 10.33 | 38.3 | 46.17 | 10.33 | 38.3 | 46.17 | 10.33 | 38.3 | 46.17 | 50.68 | 50.75 | 47.03 | 53.63 | 50.75 | 47.03 | 48.06 | 50.64 | 47.03 | 48.06 | 50.64 | 47.03 | 50.68 | 50.75 | 47.03 | 53.94 | 81.07 | 105.22 | 52.86 | 80.26 | 103.11 | 10.33 | 37.54 | 35.83
5403 | 10.33 | 10.33 | 0 | 10.33 | 10.33 | 0 | 10.33 | 10.33 | 23.91 | 10.33 | 10.33 | 23.91 | 37.24 | 44.6 | 34.68 | 37.95 | 44.76 | 34.68 | 37.24 | 42.21 | 34.68 | 37.24 | 42.21 | 34.68 | 37.24 | 44.6 | 34.68 | 38.46 | 65.36 | 76.42 | 38.46 | 64.06 | 74.9 | 10.33 | 10.33 | 0 | 10.33 | 47.47 | 44.33 | 10.33 | 47.47 | 46.17 | 10.33 | 47.47 | 46.17 | 10.33 | 47.47 | 46.17 | 50.46 | 50.53 | 46.81 | 53.41 | 50.53 | 46.81 | 47.83 | 50.42 | 46.81 | 47.83 | 50.42 | 46.81 | 50.46 | 50.53 | 46.81 | 53.95 | 80.26 | 105.22 | 52.88 | 80.26 | 103.95 | 10.33 | 47.47 | 44.33
5404 | 18.29 | 10.33 | 0 | 18.29 | 10.33 | 0 | 18.29 | 10.33 | 32.07 | 18.29 | 10.33 | 32.07 | 37.34 | 44.7 | 34.77 | 38.04 | 44.85 | 34.77 | 37.34 | 42.3 | 34.77 | 37.34 | 42.3 | 34.77 | 37.34 | 44.7 | 34.77 | 39.62 | 65.36 | 76.42 | 38.83 | 64.65 | 76.42 | 18.29 | 10.33 | 0 | 10.33 | 48.43 | 44.33 | 10.33 | 48.43 | 44.33 | 10.33 | 48.43 | 44.33 | 10.33 | 48.43 | 45.23 | 50.55 | 50.62 | 46.9 | 53.51 | 50.62 | 46.9 | 47.93 | 50.51 | 46.9 | 47.93 | 50.51 | 46.9 | 50.55 | 50.62 | 46.9 | 56.75 | 81.89 | 105 | 55.62 | 81.89 | 103.95 | 10.33 | 48.43 | 44.33
5405 | 37.78 | 26.12 | 0 | 37.78 | 26.13 | 35.12 | 37.78 | 26.13 | 35.12 | 37.78 | 26.13 | 35.12 | 37.78 | 45.14 | 35.21 | 38.49 | 45.3 | 35.21 | 37.78 | 42.75 | 35.21 | 37.78 | 42.75 | 35.21 | 37.78 | 45.14 | 35.21 | 42.77 | 65.36 | 76.42 | 42.77 | 65.36 | 76.42 | 37.78 | 26.12 | 0 | 36.14 | 48.43 | 38.67 | 36.14 | 48.43 | 46.17 | 36.14 | 48.43 | 46.17 | 36.14 | 48.43 | 46.17 | 50.99 | 51.07 | 47.35 | 53.95 | 51.07 | 47.35 | 48.37 | 50.96 | 47.35 | 48.37 | 50.96 | 47.35 | 50.99 | 51.07 | 47.35 | 72.16 | 81.89 | 105 | 72.16 | 81.89 | 103.95 | 36.14 | 48.43 | 38.67
5406 | 38.51 | 26.12 | 0 | 38.51 | 43.48 | 35.94 | 38.51 | 43.48 | 35.94 | 38.51 | 43.48 | 35.94 | 38.51 | 45.87 | 35.94 | 39.22 | 46.02 | 35.94 | 38.51 | 43.48 | 35.94 | 38.51 | 43.48 | 35.94 | 38.51 | 45.87 | 35.94 | 53.03 | 65.36 | 76.42 | 52.5 | 64.06 | 74.9 | 38.51 | 26.12 | 0 | 49.1 | 51.19 | 44.33 | 49.1 | 51.69 | 48.08 | 49.1 | 51.69 | 48.08 | 49.1 | 51.69 | 48.08 | 51.72 | 51.79 | 48.08 | 54.68 | 51.79 | 48.08 | 49.1 | 51.69 | 48.08 | 49.1 | 51.69 | 48.08 | 51.72 | 51.79 | 48.08 | 72.16 | 81.89 | 105.22 | 72.16 | 81.89 | 103.11 | 49.1 | 51.19 | 44.33
5407 | 39.2 | 44.16 | 0 | 39.2 | 44.16 | 36.63 | 39.2 | 44.16 | 36.63 | 39.2 | 44.17 | 36.63 | 39.2 | 46.56 | 36.63 | 39.91 | 46.71 | 36.63 | 39.2 | 44.17 | 36.63 | 39.2 | 44.16 | 36.63 | 39.2 | 46.56 | 36.63 | 52.2 | 65.36 | 69.47 | 51.16 | 64.06 | 68.08 | 39.2 | 44.16 | 0 | 49.79 | 51.33 | 41.5 | 49.79 | 52.38 | 48.76 | 49.79 | 52.38 | 48.76 | 49.79 | 52.38 | 48.76 | 52.41 | 52.48 | 48.76 | 55.37 | 52.48 | 48.76 | 49.79 | 52.38 | 48.76 | 49.79 | 52.38 | 48.76 | 52.41 | 52.48 | 48.76 | 72.16 | 78.62 | 56.32 | 71.44 | 77.05 | 55.19 | 49.79 | 51.33 | 41.5
5408 | 39.67 | 44.64 | 10.33 | 39.67 | 44.64 | 37.1 | 39.67 | 44.64 | 37.1 | 39.67 | 44.64 | 37.1 | 39.67 | 47.03 | 37.1 | 40.38 | 47.18 | 37.1 | 39.67 | 44.64 | 37.1 | 39.67 | 44.64 | 37.1 | 39.67 | 47.03 | 37.1 | 51.46 | 54.54 | 39.84 | 50.43 | 53.45 | 38.24 | 39.67 | 44.64 | 10.33 | 50.26 | 51.26 | 41.5 | 50.26 | 52.85 | 46.17 | 50.26 | 52.85 | 46.17 | 50.26 | 52.85 | 46.17 | 52.88 | 52.95 | 49.24 | 55.84 | 52.95 | 49.24 | 50.26 | 52.85 | 49.24 | 50.26 | 52.85 | 49.24 | 52.88 | 52.95 | 49.24 | 66.27 | 60.2 | 49.73 | 64.95 | 58.99 | 48.12 | 50.26 | 51.26 | 41.5
5409 | 39.85 | 44.81 | 10.33 | 39.85 | 44.82 | 34.78 | 39.85 | 44.82 | 34.78 | 39.85 | 44.82 | 34.78 | 39.85 | 47.21 | 36.96 | 40.56 | 47.36 | 36.96 | 39.85 | 44.82 | 37.28 | 39.85 | 44.82 | 37.28 | 39.85 | 47.21 | 37.28 | 40.66 | 48.37 | 36.59 | 40.25 | 47.4 | 35.14 | 39.85 | 44.81 | 10.33 | 50.44 | 49 | 41.5 | 50.44 | 49 | 46.17 | 50.44 | 49 | 46.17 | 50.44 | 49 | 46.17 | 53.06 | 53.13 | 49.41 | 56.02 | 53.13 | 49.41 | 50.44 | 53.03 | 49.41 | 50.44 | 53.03 | 49.41 | 53.06 | 53.13 | 49.41 | 55.46 | 52.6 | 48.92 | 54.35 | 50.52 | 47.45 | 50.44 | 49 | 41.5
5410 | 40.02 | 42.82 | 0 | 40.02 | 42.82 | 33.55 | 40.02 | 42.82 | 33.55 | 40.02 | 42.82 | 33.55 | 40.02 | 45.97 | 35.65 | 40.73 | 45.97 | 35.65 | 40.02 | 44.99 | 37.45 | 40.02 | 44.99 | 37.45 | 40.02 | 45.97 | 37.45 | 40.32 | 45.51 | 35.3 | 40.42 | 43.7 | 33.9 | 40.02 | 42.82 | 0 | 50.61 | 45.93 | 41.5 | 50.61 | 45.93 | 45 | 50.61 | 45.93 | 45 | 50.61 | 45.93 | 45 | 53.23 | 53.2 | 48.1 | 54.5 | 53.2 | 48.1 | 50.61 | 53.2 | 49.58 | 50.61 | 53.2 | 49.58 | 53.23 | 53.2 | 49.58 | 53.95 | 48.81 | 47.12 | 52.87 | 46.4 | 46.18 | 50.61 | 45.93 | 41.5
5411 | 40.07 | 42.48 | 0 | 40.07 | 42.48 | 31.62 | 40.07 | 42.48 | 31.62 | 40.07 | 42.48 | 31.62 | 40.07 | 44.69 | 34.07 | 40.07 | 44.69 | 34.07 | 40.07 | 45.04 | 37.51 | 40.07 | 45.04 | 37.51 | 40.07 | 44.69 | 37.51 | 39.67 | 44.25 | 34.42 | 40.45 | 42.92 | 31.94 | 40.07 | 42.48 | 0 | 50.66 | 46.81 | 41.5 | 50.66 | 46.81 | 45.25 | 50.66 | 46.81 | 45.25 | 50.66 | 46.81 | 45.25 | 53.28 | 48.73 | 48.1 | 53.4 | 48.73 | 48.1 | 50.66 | 53.25 | 49.64 | 50.66 | 53.25 | 49.64 | 53.28 | 48.73 | 49.31 | 52.86 | 48.24 | 47.12 | 51.81 | 47.28 | 46.18 | 50.66 | 46.81 | 41.5
5412 | 39.96 | 42.05 | 0 | 39.96 | 42.47 | 31.63 | 39.96 | 42.47 | 31.63 | 39.96 | 42.47 | 31.63 | 39.96 | 44.69 | 34.07 | 40.05 | 44.69 | 34.07 | 39.96 | 44.92 | 37.39 | 39.96 | 44.92 | 37.39 | 39.96 | 44.69 | 37.39 | 39.65 | 44.25 | 34.42 | 39.56 | 42.9 | 31.94 | 39.96 | 42.05 | 0 | 50.55 | 45.01 | 32.95 | 50.55 | 46.41 | 45.25 | 50.55 | 46.41 | 45.25 | 50.55 | 46.41 | 45.25 | 52.98 | 48.73 | 48.1 | 52.98 | 48.73 | 48.1 | 50.55 | 53.13 | 49.52 | 50.55 | 53.13 | 49.52 | 52.98 | 48.73 | 49.31 | 52.45 | 47.83 | 47.12 | 51.39 | 46.88 | 45.71 | 50.55 | 45.01 | 32.95
5413 | 39.82 | 38.78 | 0 | 39.82 | 42.05 | 31.94 | 39.82 | 42.05 | 31.94 | 39.82 | 42.05 | 31.94 | 39.82 | 44.69 | 34.07 | 40.05 | 44.69 | 34.07 | 39.82 | 44.78 | 37.25 | 39.82 | 44.78 | 37.25 | 39.82 | 44.69 | 37.25 | 39.65 | 44.25 | 34.42 | 39.42 | 42.48 | 32.27 | 39.82 | 38.78 | 0 | 50.41 | 43.22 | 10.33 | 50.41 | 45.93 | 45.25 | 50.41 | 45.93 | 45.25 | 50.41 | 45.93 | 45.25 | 52.88 | 48.73 | 48.1 | 52.88 | 48.73 | 48.1 | 50.41 | 53 | 49.38 | 50.41 | 53 | 49.38 | 52.88 | 48.73 | 49.31 | 52.35 | 47.83 | 47.12 | 51.3 | 46.4 | 45.71 | 50.41 | 43.22 | 10.33
5414 | 39.67 | 38.78 | 0 | 39.67 | 42.23 | 32.92 | 39.67 | 42.23 | 32.92 | 39.67 | 42.23 | 32.92 | 39.67 | 44.69 | 34.07 | 39.67 | 44.69 | 34.07 | 39.67 | 44.64 | 37.1 | 39.67 | 44.64 | 37.1 | 39.67 | 44.69 | 37.1 | 39.27 | 44.25 | 34.42 | 39.27 | 42.66 | 32.59 | 39.67 | 38.78 | 0 | 50.26 | 37.54 | 10.33 | 50.26 | 47.18 | 46.06 | 50.26 | 47.18 | 46.06 | 50.26 | 47.18 | 46.06 | 52.88 | 49.63 | 48.95 | 52.88 | 49.63 | 48.95 | 50.26 | 52.85 | 49.24 | 50.26 | 52.85 | 49.24 | 52.88 | 49.63 | 49.24 | 52.35 | 48.73 | 47.96 | 51.31 | 47.66 | 46.53 | 50.26 | 37.54 | 10.33
5415 | 39.45 | 26.12 | 0 | 39.45 | 44.41 | 35.85 | 39.45 | 44.41 | 35.85 | 39.45 | 44.41 | 35.85 | 39.45 | 46.71 | 36.59 | 40.07 | 46.71 | 36.59 | 39.45 | 44.41 | 36.88 | 39.45 | 44.41 | 36.88 | 39.45 | 46.71 | 36.88 | 39.67 | 46.25 | 36.22 | 39.67 | 44.86 | 35.49 | 39.45 | 26.12 | 0 | 50.04 | 49.51 | 32.89 | 50.04 | 49.51 | 46.21 | 50.04 | 49.51 | 46.21 | 50.04 | 49.51 | 46.21 | 52.66 | 52.08 | 49.01 | 53.4 | 52.08 | 49.01 | 50.04 | 52.62 | 49.01 | 50.04 | 52.62 | 49.01 | 52.66 | 52.08 | 49.01 | 53.4 | 51.03 | 48.61 | 52.33 | 50.01 | 46.68 | 50.04 | 49.51 | 32.89
5416 | 39.2 | 26.12 | 10.33 | 39.2 | 44.17 | 36.63 | 39.2 | 44.17 | 36.63 | 39.2 | 44.17 | 36.63 | 39.2 | 46.56 | 36.63 | 39.91 | 46.72 | 36.63 | 39.2 | 44.17 | 36.63 | 39.2 | 44.17 | 36.63 | 39.2 | 46.56 | 36.63 | 40.76 | 48.53 | 37 | 39.95 | 47.56 | 36.95 | 39.2 | 26.12 | 10.33 | 49.79 | 50.95 | 46.17 | 49.79 | 52.38 | 48.12 | 49.79 | 52.38 | 48.12 | 49.79 | 52.38 | 48.12 | 52.41 | 52.49 | 48.77 | 55.37 | 52.49 | 48.77 | 49.79 | 52.38 | 48.77 | 49.79 | 52.38 | 48.77 | 52.41 | 52.49 | 48.77 | 55.93 | 57.27 | 48.61 | 54.82 | 56.13 | 48.61 | 49.79 | 50.95 | 46.17
5417 | 39.25 | 44.22 | 27.65 | 39.25 | 44.22 | 36.68 | 39.25 | 44.22 | 36.68 | 39.25 | 44.22 | 36.68 | 39.25 | 46.61 | 36.68 | 39.96 | 46.76 | 36.68 | 39.25 | 44.22 | 36.68 | 39.25 | 44.22 | 36.68 | 39.25 | 46.61 | 36.68 | 47.86 | 60.43 | 57.31 | 46.91 | 59.22 | 56.17 | 39.25 | 44.22 | 27.65 | 49.84 | 52.43 | 48.82 | 49.84 | 52.43 | 48.82 | 49.84 | 52.43 | 48.82 | 49.84 | 52.43 | 48.82 | 52.46 | 52.53 | 48.82 | 55.42 | 52.53 | 48.82 | 49.84 | 52.43 | 48.82 | 49.84 | 52.43 | 48.82 | 52.46 | 52.53 | 48.82 | 66.34 | 73.98 | 54.56 | 65.68 | 73.98 | 53.47 | 49.84 | 51.48 | 46.17
5418 | 39.24 | 43.33 | 10.33 | 39.24 | 44.21 | 36.67 | 39.24 | 44.21 | 36.67 | 39.24 | 44.21 | 36.67 | 39.24 | 46.6 | 36.67 | 39.95 | 46.76 | 36.68 | 39.24 | 44.21 | 36.67 | 39.24 | 44.21 | 36.67 | 39.24 | 46.6 | 36.67 | 53.21 | 65.62 | 77.08 | 52.15 | 64.31 | 75.55 | 39.24 | 43.33 | 10.33 | 49.83 | 50.95 | 46.17 | 49.83 | 52.42 | 48.81 | 49.83 | 52.42 | 48.81 | 49.83 | 52.42 | 48.81 | 52.45 | 52.53 | 48.81 | 55.41 | 52.53 | 48.91 | 49.83 | 52.42 | 48.81 | 49.83 | 52.42 | 48.81 | 52.45 | 52.53 | 48.81 | 73.31 | 82.98 | 103.07 | 71.85 | 82.98 | 101.01 | 49.83 | 50.95 | 46.17
5419 | 39.16 | 43.25 | 0 | 39.16 | 44.13 | 36.59 | 39.16 | 44.13 | 36.59 | 39.16 | 44.13 | 36.59 | 39.16 | 46.52 | 36.59 | 39.87 | 46.68 | 36.6 | 39.16 | 44.13 | 36.59 | 39.16 | 44.13 | 36.59 | 39.16 | 46.52 | 36.59 | 53.4 | 70.88 | 77.08 | 52.34 | 70.88 | 77.08 | 39.16 | 43.25 | 0 | 49.75 | 48.43 | 43.89 | 49.75 | 52.34 | 48.73 | 49.75 | 52.34 | 48.73 | 49.75 | 52.34 | 48.73 | 52.37 | 52.45 | 48.73 | 55.33 | 52.45 | 48.83 | 49.75 | 52.34 | 48.73 | 49.75 | 52.34 | 48.73 | 52.37 | 52.45 | 48.73 | 74.57 | 86.39 | 103.07 | 73.82 | 86.39 | 101.02 | 49.75 | 48.43 | 43.89
5420 | 39.05 | 25.61 | 0 | 39.05 | 44.01 | 36.48 | 39.05 | 44.01 | 36.48 | 39.05 | 44.01 | 36.48 | 39.05 | 46.41 | 36.48 | 39.75 | 46.56 | 36.48 | 39.05 | 44.01 | 36.48 | 39.05 | 44.01 | 36.48 | 39.05 | 46.41 | 36.48 | 53.21 | 70.88 | 77.08 | 52.15 | 70.88 | 77.08 | 39.05 | 25.61 | 0 | 49.63 | 48.43 | 43.89 | 49.63 | 52.22 | 48.61 | 49.63 | 52.22 | 48.61 | 49.63 | 52.22 | 48.61 | 52.26 | 52.33 | 48.61 | 55.21 | 52.33 | 48.71 | 49.63 | 52.22 | 48.61 | 49.63 | 52.22 | 48.61 | 52.26 | 52.33 | 48.61 | 73.89 | 86.39 | 103.07 | 72.42 | 86.39 | 101.02 | 49.63 | 48.43 | 43.89
5421 | 18.29 | 10.33 | 0 | 39.12 | 44.08 | 0 | 39.12 | 44.08 | 36.55 | 39.12 | 44.08 | 36.55 | 39.12 | 46.48 | 36.55 | 39.83 | 46.63 | 36.55 | 39.12 | 44.09 | 36.55 | 39.12 | 44.09 | 36.55 | 39.12 | 46.48 | 36.55 | 51.46 | 65.62 | 77.08 | 50.43 | 64.31 | 77.08 | 18.29 | 10.33 | 0 | 36.14 | 32.95 | 10.33 | 45.8 | 52.3 | 46.17 | 45.8 | 52.3 | 46.17 | 45.8 | 52.3 | 46.17 | 52.33 | 52.4 | 48.69 | 55.29 | 52.4 | 48.78 | 49.71 | 52.3 | 48.69 | 49.71 | 52.3 | 48.69 | 52.33 | 52.4 | 48.69 | 72.86 | 84.67 | 103.07 | 71.41 | 83.82 | 101.02 | 36.14 | 32.95 | 10.33
5422 | 17.92 | 10.33 | 0 | 17.92 | 24.15 | 0 | 17.92 | 24.15 | 26.11 | 17.92 | 24.15 | 26.11 | 39.01 | 46.37 | 36.44 | 39.71 | 46.52 | 36.44 | 39.01 | 43.97 | 36.44 | 39.01 | 43.97 | 36.44 | 39.01 | 46.37 | 36.44 | 41.95 | 65.62 | 77.08 | 41.11 | 64.31 | 75.55 | 17.92 | 10.33 | 0 | 10.33 | 10.33 | 10.33 | 10.33 | 48.43 | 10.33 | 10.33 | 48.43 | 10.33 | 10.33 | 48.43 | 46.17 | 52.22 | 52.29 | 48.57 | 55.17 | 52.29 | 48.67 | 49.59 | 52.18 | 48.57 | 49.59 | 52.18 | 48.57 | 52.22 | 52.29 | 48.57 | 64.13 | 82.98 | 103.07 | 62.85 | 82.98 | 101.01 | 10.33 | 10.33 | 10.33
5423 | 10.33 | 10.33 | 0 | 10.33 | 10.33 | 0 | 10.33 | 10.33 | 23.91 | 10.33 | 10.33 | 23.91 | 38.28 | 45.64 | 35.71 | 38.98 | 45.79 | 35.71 | 38.28 | 43.24 | 35.71 | 38.28 | 43.24 | 35.71 | 38.28 | 45.64 | 35.71 | 39.98 | 65.61 | 77.08 | 39.19 | 64.31 | 75.55 | 10.33 | 10.33 | 0 | 10.33 | 10.33 | 10.33 | 10.33 | 48.43 | 10.33 | 10.33 | 48.43 | 10.33 | 10.33 | 48.43 | 46.17 | 51.49 | 51.56 | 47.84 | 54.45 | 51.56 | 47.94 | 48.87 | 51.45 | 47.84 | 48.87 | 51.45 | 47.84 | 51.49 | 51.56 | 47.84 | 56.46 | 82.98 | 103.07 | 55.34 | 82.98 | 101.01 | 10.33 | 10.33 | 10.33
5424 | 10.33 | 10.33 | 0 | 10.33 | 10.33 | 0 | 10.33 | 10.33 | 0 | 10.33 | 10.33 | 0 | 37.87 | 45.23 | 35.3 | 38.57 | 45.38 | 35.3 | 37.87 | 42.83 | 35.3 | 37.87 | 42.83 | 35.3 | 37.87 | 45.23 | 35.3 | 38.96 | 65.62 | 77.08 | 38.59 | 64.31 | 75.55 | 10.33 | 10.33 | 0 | 10.33 | 32.95 | 10.33 | 10.33 | 32.95 | 10.33 | 10.33 | 32.95 | 10.33 | 10.33 | 48.43 | 46.17 | 51.08 | 51.15 | 47.43 | 54.04 | 51.15 | 47.53 | 48.46 | 51.04 | 47.43 | 48.46 | 51.04 | 47.43 | 51.08 | 51.15 | 47.43 | 53.94 | 82.98 | 103.07 | 52.86 | 82.98 | 101.01 | 10.33 | 32.95 | 10.33
5425 | 10.33 | 10.33 | 0 | 10.33 | 10.33 | 0 | 10.33 | 10.33 | 0 | 10.33 | 10.33 | 0 | 37.42 | 44.78 | 34.85 | 38.12 | 44.93 | 34.85 | 37.42 | 42.38 | 34.85 | 37.42 | 42.38 | 34.85 | 37.42 | 44.78 | 34.85 | 38.59 | 65.61 | 77.08 | 38.59 | 64.31 | 75.55 | 10.33 | 10.33 | 0 | 10.33 | 29.9 | 10.33 | 10.33 | 29.9 | 10.33 | 10.33 | 29.9 | 10.33 | 10.33 | 29.9 | 46.17 | 50.63 | 50.7 | 46.98 | 53.59 | 50.7 | 47.08 | 48.01 | 50.6 | 46.98 | 48.01 | 50.6 | 46.98 | 50.63 | 50.7 | 46.98 | 53.94 | 82.98 | 103.07 | 52.86 | 82.98 | 101.01 | 10.33 | 29.9 | 10.33
5426 | 10.33 | 10.33 | 0 | 10.33 | 10.33 | 0 | 10.33 | 10.33 | 0 | 10.33 | 10.33 | 0 | 37.07 | 44.43 | 34.5 | 37.78 | 44.58 | 34.5 | 37.07 | 42.04 | 34.5 | 37.07 | 42.04 | 34.5 | 37.07 | 44.43 | 34.5 | 38.59 | 64.96 | 77.08 | 38.59 | 64.31 | 75.55 | 10.33 | 10.33 | 0 | 10.33 | 32.95 | 27.37 | 10.33 | 32.95 | 27.37 | 10.33 | 32.95 | 27.37 | 10.33 | 32.95 | 46.17 | 50.28 | 50.36 | 46.64 | 53.24 | 50.36 | 46.74 | 47.66 | 50.25 | 46.64 | 47.66 | 50.25 | 46.64 | 50.28 | 50.36 | 46.64 | 53.94 | 82.98 | 103.07 | 52.86 | 82.98 | 101.01 | 10.33 | 32.95 | 27.37
5427 | 10.33 | 10.33 | 0 | 10.33 | 10.33 | 0 | 10.33 | 10.33 | 0 | 10.33 | 10.33 | 0 | 36.97 | 44.33 | 34.4 | 37.67 | 44.48 | 34.4 | 36.97 | 41.93 | 34.4 | 36.97 | 41.93 | 34.4 | 36.97 | 44.33 | 34.4 | 38.59 | 64.31 | 77.08 | 38.59 | 64.31 | 75.55 | 10.33 | 10.33 | 0 | 10.33 | 47.7 | 41.5 | 10.33 | 47.7 | 41.5 | 10.33 | 47.7 | 41.5 | 10.33 | 47.7 | 46.17 | 50.18 | 50.25 | 46.53 | 53.14 | 50.25 | 46.63 | 47.56 | 50.15 | 46.53 | 47.56 | 50.15 | 46.53 | 50.18 | 50.25 | 46.53 | 53.94 | 84.67 | 103.07 | 52.86 | 82.98 | 101.01 | 10.33 | 47.7 | 41.5
5428 | 18.29 | 10.34 | 0 | 18.29 | 10.34 | 0 | 18.29 | 10.34 | 0 | 18.29 | 10.34 | 0 | 37.06 | 44.42 | 34.49 | 37.77 | 44.57 | 34.49 | 37.06 | 42.03 | 34.49 | 37.06 | 42.03 | 34.49 | 37.06 | 44.42 | 34.49 | 39.38 | 64.31 | 77.08 | 38.59 | 64.31 | 75.55 | 18.29 | 10.34 | 0 | 19.63 | 48.43 | 41.5 | 19.63 | 48.43 | 41.5 | 19.63 | 48.43 | 41.5 | 19.63 | 48.43 | 46.17 | 50.27 | 50.34 | 46.62 | 53.23 | 50.34 | 46.72 | 47.65 | 50.24 | 46.62 | 47.65 | 50.24 | 46.62 | 50.27 | 50.34 | 46.62 | 56.46 | 84.67 | 103.07 | 55.34 | 82.98 | 101.01 | 19.63 | 48.43 | 41.5
5429 | 37.78 | 42.75 | 28.21 | 37.78 | 42.75 | 34.43 | 37.78 | 42.75 | 34.43 | 37.78 | 42.75 | 34.43 | 37.78 | 45.14 | 35.21 | 38.49 | 45.29 | 35.21 | 37.78 | 42.75 | 35.21 | 37.78 | 42.75 | 35.21 | 37.78 | 45.14 | 35.21 | 41.36 | 65.61 | 77.08 | 40.94 | 64.31 | 75.55 | 37.78 | 42.75 | 28.21 | 48.37 | 50.96 | 46.17 | 48.37 | 50.96 | 46.17 | 48.37 | 50.96 | 46.17 | 48.37 | 50.96 | 46.17 | 50.99 | 51.07 | 47.35 | 53.95 | 51.07 | 47.45 | 48.37 | 50.96 | 47.35 | 48.37 | 50.96 | 47.35 | 50.99 | 51.07 | 47.35 | 64.68 | 84.67 | 103.07 | 66 | 82.98 | 101.01 | 48.37 | 50.96 | 46.17
5430 | 38.4 | 43.37 | 35.83 | 38.4 | 43.37 | 35.83 | 38.4 | 43.37 | 35.83 | 38.4 | 43.37 | 35.83 | 38.4 | 45.76 | 35.83 | 39.11 | 45.91 | 35.83 | 38.4 | 43.37 | 35.83 | 38.4 | 43.37 | 35.83 | 38.4 | 45.76 | 35.83 | 53.21 | 65.62 | 77.08 | 52.15 | 64.31 | 75.55 | 38.4 | 43.37 | 35.83 | 48.99 | 51.58 | 47.97 | 48.99 | 51.58 | 47.97 | 48.99 | 51.58 | 47.97 | 48.99 | 51.58 | 47.97 | 51.61 | 51.68 | 47.97 | 54.57 | 51.68 | 48.07 | 48.99 | 51.58 | 47.97 | 48.99 | 51.58 | 47.97 | 51.61 | 51.68 | 47.97 | 72.86 | 84.67 | 103.07 | 72.14 | 82.98 | 98 | 48.99 | 51.58 | 47.97
5431 | 39 | 43.96 | 36.43 | 39 | 43.96 | 36.43 | 39 | 43.96 | 36.43 | 39 | 43.96 | 36.43 | 39 | 46.36 | 36.43 | 39.7 | 46.51 | 36.43 | 39 | 43.96 | 36.43 | 39 | 43.96 | 36.43 | 39 | 46.36 | 36.43 | 53.21 | 64.96 | 73.02 | 52.15 | 63.66 | 69.43 | 39 | 43.96 | 36.43 | 49.58 | 52.17 | 48.56 | 49.58 | 52.17 | 48.56 | 49.58 | 52.17 | 48.56 | 49.58 | 52.17 | 48.56 | 52.21 | 52.28 | 48.56 | 55.16 | 52.28 | 48.66 | 49.58 | 52.17 | 48.56 | 49.58 | 52.17 | 48.56 | 52.21 | 52.28 | 48.56 | 72.86 | 74.08 | 71.41 | 71.41 | 72.6 | 69.27 | 49.58 | 52.17 | 48.56
5432 | 39.43 | 44.39 | 36.86 | 39.43 | 44.39 | 36.86 | 39.43 | 44.39 | 36.86 | 39.43 | 44.39 | 36.86 | 39.43 | 46.79 | 36.86 | 40.13 | 46.94 | 36.86 | 39.43 | 44.39 | 36.86 | 39.43 | 44.39 | 36.86 | 39.43 | 46.79 | 36.86 | 44.55 | 55.06 | 53.31 | 43.66 | 44.84 | 37.23 | 39.43 | 44.39 | 36.86 | 50.02 | 52.6 | 48.99 | 50.02 | 52.6 | 48.99 | 50.02 | 52.6 | 48.99 | 50.02 | 52.6 | 48.99 | 52.64 | 52.71 | 48.99 | 55.59 | 52.71 | 48.99 | 50.02 | 52.6 | 48.99 | 50.02 | 52.6 | 48.99 | 52.64 | 52.71 | 48.99 | 60.53 | 60.2 | 51.53 | 59.33 | 53.14 | 49.49 | 50.02 | 52.6 | 48.99
5433 | 39.66 | 44.63 | 36.96 | 39.66 | 44.63 | 36.96 | 39.66 | 44.63 | 36.96 | 39.66 | 44.63 | 36.96 | 39.66 | 47.02 | 36.96 | 40.37 | 47.17 | 36.96 | 39.66 | 44.63 | 37.09 | 39.66 | 44.63 | 37.09 | 39.66 | 47.02 | 37.09 | 40.78 | 48.56 | 36.59 | 40.06 | 44.19 | 35.49 | 39.66 | 44.63 | 36.96 | 50.25 | 52.84 | 46.68 | 50.25 | 52.84 | 46.68 | 50.25 | 52.84 | 46.68 | 50.25 | 52.84 | 46.68 | 52.87 | 52.95 | 49.23 | 55.83 | 52.95 | 49.23 | 50.25 | 52.84 | 49.23 | 50.25 | 52.84 | 49.23 | 52.87 | 52.95 | 49.23 | 55.95 | 52.42 | 48.62 | 54.83 | 51.77 | 46.21 | 50.25 | 52.84 | 46.68
5434 | 39.89 | 44.85 | 36.23 | 39.89 | 44.85 | 36.23 | 39.89 | 44.85 | 36.23 | 39.89 | 44.85 | 36.23 | 39.89 | 45.76 | 36.23 | 40.59 | 45.76 | 36.23 | 39.89 | 44.85 | 37.32 | 39.89 | 44.85 | 37.32 | 39.89 | 45.76 | 37.32 | 40.19 | 45.31 | 35.86 | 39.49 | 43.95 | 34.42 | 39.89 | 44.85 | 36.23 | 50.48 | 49.42 | 46.17 | 50.48 | 49.42 | 46.17 | 50.48 | 49.42 | 46.17 | 50.48 | 49.42 | 46.17 | 53.1 | 53.06 | 48.14 | 54.48 | 53.06 | 48.14 | 50.48 | 53.06 | 49.45 | 50.48 | 53.06 | 49.45 | 53.1 | 53.06 | 49.45 | 53.94 | 49.92 | 47.16 | 52.85 | 47.66 | 44.8 | 50.48 | 49.42 | 46.17
5435 | 40.01 | 44.98 | 37.44 | 40.01 | 44.98 | 37.44 | 40.01 | 44.98 | 37.44 | 40.01 | 44.98 | 37.44 | 40.01 | 44.98 | 37.44 | 40.19 | 44.98 | 37.44 | 40.01 | 44.98 | 37.44 | 40.01 | 44.98 | 37.44 | 40.01 | 44.98 | 37.44 | 39.79 | 44.53 | 37.07 | 39.61 | 41.38 | 0 | 40.01 | 44.98 | 37.44 | 50.6 | 52.93 | 46.17 | 50.6 | 52.93 | 46.17 | 50.6 | 52.93 | 46.17 | 50.6 | 52.93 | 46.17 | 53.22 | 52.93 | 48.14 | 53.4 | 52.93 | 48.14 | 50.6 | 52.93 | 49.34 | 50.6 | 53.19 | 49.58 | 53.22 | 52.93 | 49.31 | 52.86 | 52.4 | 47.16 | 51.11 | 46.4 | 44.8 | 50.6 | 52.93 | 46.17
5436 | 39.88 | 44.84 | 37.31 | 39.88 | 44.84 | 37.31 | 39.88 | 44.84 | 37.31 | 39.88 | 44.84 | 37.31 | 39.88 | 44.96 | 37.31 | 40.39 | 44.96 | 37.31 | 39.88 | 44.84 | 37.31 | 39.88 | 44.84 | 37.31 | 39.88 | 44.96 | 37.31 | 39.98 | 44.51 | 35.85 | 39.48 | 43.61 | 0 | 39.88 | 44.84 | 37.31 | 50.46 | 52.93 | 46.68 | 50.46 | 52.93 | 46.68 | 50.46 | 52.93 | 46.68 | 50.46 | 52.93 | 46.68 | 53.09 | 52.93 | 49.44 | 53.4 | 52.93 | 49.44 | 50.46 | 52.93 | 49.44 | 50.46 | 53.05 | 49.44 | 53.09 | 52.93 | 49.44 | 53.4 | 51.03 | 48.61 | 50.97 | 50.01 | 44.8 | 50.46 | 52.93 | 46.68
5437 | 39.75 | 44.71 | 37.18 | 39.75 | 44.71 | 37.18 | 39.75 | 44.71 | 37.18 | 39.75 | 44.71 | 37.18 | 39.75 | 44.71 | 37.18 | 39.78 | 44.71 | 37.18 | 39.75 | 44.71 | 37.18 | 39.75 | 44.72 | 37.18 | 39.75 | 44.71 | 37.18 | 39.38 | 44.27 | 35.85 | 39.35 | 41.38 | 0 | 39.75 | 44.71 | 37.18 | 50.34 | 52.93 | 46.65 | 50.34 | 52.93 | 46.65 | 50.34 | 52.93 | 46.65 | 50.34 | 52.93 | 46.65 | 52.42 | 52.93 | 48.14 | 52.42 | 52.93 | 48.14 | 50.34 | 52.93 | 49.31 | 50.34 | 52.93 | 49.31 | 52.42 | 52.93 | 49.31 | 51.9 | 49.92 | 47.16 | 50.85 | 46.4 | 44.8 | 50.34 | 52.93 | 46.65
5438 | 39.63 | 44.6 | 37.06 | 39.63 | 44.6 | 37.06 | 39.63 | 44.6 | 37.06 | 39.63 | 44.6 | 37.06 | 39.63 | 44.6 | 37.06 | 39.78 | 44.6 | 37.06 | 39.63 | 44.6 | 37.06 | 39.63 | 44.6 | 37.06 | 39.63 | 44.6 | 37.06 | 39.38 | 44.15 | 35.85 | 39.24 | 41.38 | 34.42 | 39.63 | 44.6 | 37.06 | 50.22 | 52.81 | 47.64 | 50.22 | 52.81 | 47.64 | 50.22 | 52.81 | 47.64 | 50.22 | 52.81 | 47.64 | 52.84 | 52.81 | 48.14 | 52.84 | 52.81 | 48.14 | 50.22 | 52.81 | 49.2 | 50.22 | 52.81 | 49.2 | 52.84 | 52.81 | 49.2 | 52.35 | 49.92 | 47.16 | 50.73 | 46.4 | 44.8 | 50.22 | 52.81 | 47.64
5439 | 39.43 | 44.4 | 36.87 | 39.43 | 44.4 | 36.87 | 39.43 | 44.4 | 36.87 | 39.43 | 44.4 | 36.87 | 39.43 | 45.5 | 36.87 | 40.09 | 45.5 | 36.87 | 39.43 | 44.4 | 36.87 | 39.43 | 44.4 | 36.87 | 39.43 | 45.5 | 36.87 | 39.77 | 45.04 | 36.5 | 39.38 | 44.14 | 35.49 | 39.43 | 44.4 | 36.87 | 50.02 | 52.61 | 49 | 50.02 | 52.61 | 49 | 50.02 | 52.61 | 49 | 50.02 | 52.61 | 49 | 52.64 | 52.61 | 49 | 54.46 | 52.61 | 49 | 50.02 | 52.61 | 49 | 50.02 | 52.61 | 49 | 52.64 | 52.61 | 49 | 53.92 | 52.09 | 48.61 | 52.84 | 51.04 | 47.64 | 50.02 | 52.61 | 49
5440 | 39.29 | 44.26 | 36.72 | 39.29 | 44.26 | 36.72 | 39.29 | 44.26 | 36.72 | 39.29 | 44.26 | 36.72 | 39.29 | 46.65 | 36.72 | 40 | 46.8 | 36.72 | 39.29 | 44.26 | 36.72 | 39.29 | 44.26 | 36.72 | 39.29 | 46.65 | 36.72 | 40.8 | 48.74 | 38.63 | 39.98 | 44.7 | 37.09 | 39.29 | 44.26 | 36.72 | 49.88 | 52.47 | 48.86 | 49.88 | 52.47 | 48.86 | 49.88 | 52.47 | 48.86 | 49.88 | 52.47 | 48.86 | 52.5 | 52.57 | 48.86 | 55.46 | 52.57 | 48.86 | 49.88 | 52.47 | 48.86 | 49.88 | 52.47 | 48.86 | 52.5 | 52.57 | 48.86 | 56.4 | 55.88 | 49.35 | 55.27 | 53 | 48.37 | 49.88 | 52.47 | 48.86
5441 | 39.32 | 44.29 | 36.76 | 39.32 | 44.29 | 36.76 | 39.32 | 44.29 | 36.76 | 39.32 | 44.29 | 36.76 | 39.32 | 46.68 | 36.76 | 40.03 | 46.84 | 36.76 | 39.32 | 44.29 | 36.76 | 39.32 | 44.29 | 36.76 | 39.32 | 46.68 | 36.76 | 49.4 | 62.26 | 68.71 | 48.89 | 61.02 | 38.24 | 39.32 | 44.29 | 36.76 | 49.91 | 52.5 | 48.89 | 49.91 | 52.5 | 48.89 | 49.91 | 52.5 | 48.89 | 49.91 | 52.5 | 48.89 | 52.53 | 52.61 | 48.89 | 55.49 | 52.61 | 48.89 | 49.91 | 52.5 | 48.89 | 49.91 | 52.5 | 48.89 | 52.53 | 52.61 | 48.89 | 64.12 | 76.13 | 59.12 | 62.84 | 74.6 | 49.78 | 49.91 | 52.5 | 48.89
5442 | 39.3 | 44.26 | 36.73 | 39.3 | 44.26 | 36.73 | 39.3 | 44.26 | 36.73 | 39.3 | 44.26 | 36.73 | 39.3 | 46.66 | 36.73 | 40 | 46.81 | 36.73 | 39.3 | 44.26 | 36.73 | 39.3 | 44.26 | 36.73 | 39.3 | 46.66 | 36.73 | 54.12 | 68.35 | 80.28 | 53.04 | 66.98 | 78.67 | 39.3 | 44.26 | 36.73 | 49.89 | 52.47 | 48.86 | 49.89 | 52.47 | 48.86 | 49.89 | 52.47 | 48.86 | 49.89 | 52.47 | 48.86 | 52.51 | 52.58 | 48.86 | 55.47 | 52.58 | 48.96 | 49.89 | 52.47 | 48.86 | 49.89 | 52.47 | 48.86 | 52.51 | 52.58 | 48.86 | 74.14 | 81.35 | 104.49 | 72.66 | 79.73 | 102.4 | 49.89 | 52.47 | 48.86
5443 | 39.22 | 44.18 | 36.65 | 39.22 | 44.18 | 36.65 | 39.22 | 44.18 | 36.65 | 39.22 | 44.18 | 36.65 | 39.22 | 46.58 | 36.65 | 39.93 | 46.73 | 36.65 | 39.22 | 44.18 | 36.65 | 39.22 | 44.18 | 36.65 | 39.22 | 46.58 | 36.65 | 54.39 | 78.47 | 81.91 | 53.31 | 78.47 | 80.28 | 39.22 | 44.18 | 36.65 | 49.81 | 52.4 | 48.78 | 49.81 | 52.4 | 48.78 | 49.81 | 52.4 | 48.78 | 49.81 | 52.4 | 48.78 | 52.43 | 52.5 | 48.78 | 55.39 | 52.5 | 48.88 | 49.81 | 52.4 | 48.78 | 49.81 | 52.4 | 48.78 | 52.43 | 52.5 | 48.78 | 74.9 | 97.74 | 105.61 | 75.65 | 97.74 | 104.49 | 49.81 | 52.4 | 48.78
5444 | 39.08 | 44.05 | 36.51 | 39.08 | 44.05 | 36.51 | 39.08 | 44.05 | 36.51 | 39.08 | 44.05 | 36.51 | 39.08 | 46.44 | 36.51 | 39.79 | 46.59 | 36.51 | 39.08 | 44.05 | 36.51 | 39.08 | 44.05 | 36.51 | 39.08 | 46.44 | 36.51 | 54.03 | 78.47 | 81.91 | 52.95 | 78.47 | 80.28 | 39.08 | 44.05 | 36.51 | 49.67 | 52.26 | 48.64 | 49.67 | 52.26 | 48.64 | 49.67 | 52.26 | 48.64 | 49.67 | 52.26 | 48.64 | 52.29 | 52.36 | 48.64 | 55.25 | 52.36 | 48.74 | 49.67 | 52.26 | 48.64 | 49.67 | 52.26 | 48.64 | 52.29 | 52.36 | 48.64 | 73.62 | 97.74 | 105.61 | 73.3 | 97.74 | 104.49 | 49.67 | 52.26 | 48.64
5445 | 39.12 | 44.09 | 36.55 | 39.12 | 44.09 | 36.55 | 39.12 | 44.09 | 36.55 | 39.12 | 44.09 | 36.55 | 39.12 | 46.48 | 36.55 | 39.83 | 46.63 | 36.55 | 39.12 | 44.09 | 36.55 | 39.12 | 44.09 | 36.55 | 39.12 | 46.48 | 36.55 | 53.85 | 70.54 | 79.47 | 52.78 | 69.83 | 77.89 | 39.12 | 44.08 | 33.71 | 49.71 | 52.3 | 48.68 | 49.71 | 52.3 | 48.68 | 49.71 | 52.3 | 48.68 | 49.71 | 52.3 | 48.68 | 52.33 | 52.4 | 48.68 | 55.29 | 52.4 | 48.78 | 49.71 | 52.3 | 48.68 | 49.71 | 52.3 | 48.68 | 52.33 | 52.4 | 48.68 | 71.93 | 92.61 | 105.57 | 71.93 | 90.76 | 104.48 | 49.71 | 51.19 | 46.17
5446 | 38.87 | 43.84 | 36.3 | 38.87 | 43.84 | 36.3 | 38.87 | 43.84 | 36.3 | 38.87 | 43.84 | 36.3 | 38.87 | 46.23 | 36.3 | 39.58 | 46.38 | 36.3 | 38.87 | 43.84 | 36.3 | 38.87 | 43.84 | 36.3 | 38.87 | 46.23 | 36.3 | 49.88 | 64.31 | 77.89 | 48.89 | 63.02 | 76.33 | 38.87 | 42.96 | 32.07 | 49.46 | 52.05 | 48.43 | 49.46 | 52.05 | 48.43 | 49.46 | 52.05 | 48.43 | 49.46 | 52.05 | 48.43 | 52.08 | 52.15 | 48.43 | 55.04 | 52.15 | 48.53 | 49.46 | 52.05 | 48.43 | 49.46 | 52.05 | 48.43 | 52.08 | 52.15 | 48.43 | 69.09 | 81.35 | 103.95 | 69.09 | 79.73 | 101.25 | 49.46 | 50.17 | 46.17
5447 | 38.24 | 43.21 | 35.67 | 38.24 | 43.21 | 35.67 | 38.24 | 43.21 | 35.67 | 38.24 | 43.21 | 35.67 | 38.24 | 45.6 | 35.67 | 38.95 | 45.75 | 35.67 | 38.24 | 43.21 | 35.67 | 38.24 | 43.21 | 35.67 | 38.24 | 45.6 | 35.67 | 40.63 | 63.91 | 77.11 | 39.82 | 62.63 | 75.57 | 38.24 | 42.42 | 32.07 | 48.83 | 51.42 | 47.81 | 48.83 | 51.42 | 47.81 | 48.83 | 51.42 | 47.81 | 48.83 | 51.42 | 47.81 | 51.45 | 51.52 | 47.81 | 54.41 | 51.52 | 47.81 | 48.83 | 51.42 | 47.81 | 48.83 | 51.42 | 47.81 | 51.45 | 51.52 | 47.81 | 56.09 | 79.73 | 103.95 | 56.09 | 78.91 | 92.36 | 48.83 | 50.17 | 46.17
5448 | 37.97 | 42.94 | 35.4 | 37.97 | 42.94 | 35.4 | 37.97 | 42.94 | 35.4 | 37.97 | 42.94 | 35.4 | 37.97 | 45.33 | 35.4 | 38.68 | 45.48 | 35.4 | 37.97 | 42.94 | 35.4 | 37.97 | 42.94 | 35.4 | 37.97 | 45.33 | 35.4 | 39.98 | 63.67 | 77.11 | 39.19 | 62.39 | 75.57 | 37.97 | 42.42 | 32.07 | 48.56 | 51.15 | 47.54 | 48.56 | 51.15 | 47.54 | 48.56 | 51.15 | 47.54 | 48.56 | 51.15 | 47.54 | 51.18 | 51.25 | 47.54 | 54.14 | 51.25 | 47.54 | 48.56 | 51.15 | 47.54 | 48.56 | 51.15 | 47.54 | 51.18 | 51.25 | 47.54 | 55.34 | 79.73 | 103.95 | 55.34 | 78.25 | 92.36 | 48.56 | 50.95 | 46.17
5449 | 37.59 | 42.56 | 35.03 | 37.59 | 42.56 | 35.03 | 37.59 | 42.56 | 35.03 | 37.59 | 42.56 | 35.03 | 37.59 | 44.95 | 35.03 | 38.3 | 45.11 | 35.03 | 37.59 | 42.56 | 35.03 | 37.59 | 42.56 | 35.03 | 37.59 | 44.95 | 35.03 | 39.98 | 63.67 | 77.11 | 39.19 | 62.39 | 75.57 | 37.59 | 42.56 | 33.06 | 48.18 | 50.77 | 47.16 | 48.18 | 50.77 | 47.16 | 48.18 | 50.77 | 47.16 | 48.18 | 50.77 | 47.16 | 50.81 | 50.88 | 47.16 | 53.76 | 50.88 | 47.16 | 48.18 | 50.77 | 47.16 | 48.18 | 50.77 | 47.16 | 50.81 | 50.88 | 47.16 | 54.31 | 79.73 | 103.95 | 54.31 | 78.14 | 92.36 | 48.18 | 50.77 | 46.17
5450 | 37.31 | 42.27 | 34.74 | 37.31 | 42.27 | 34.74 | 37.31 | 42.27 | 34.74 | 37.31 | 42.27 | 34.74 | 37.31 | 44.67 | 34.74 | 38.01 | 44.82 | 34.74 | 37.31 | 42.27 | 34.74 | 37.31 | 42.27 | 34.74 | 37.31 | 44.67 | 34.74 | 39.58 | 62.43 | 77.11 | 39.19 | 61.19 | 75.57 | 37.31 | 42.27 | 34.74 | 47.9 | 50.48 | 46.87 | 47.9 | 50.48 | 46.87 | 47.9 | 50.48 | 46.87 | 47.9 | 50.48 | 46.87 | 50.52 | 50.59 | 46.87 | 53.48 | 50.59 | 46.87 | 47.9 | 50.48 | 46.87 | 47.9 | 50.48 | 46.87 | 50.52 | 50.59 | 46.87 | 54.02 | 79.73 | 103.95 | 53.58 | 78.14 | 92.36 | 47.9 | 50.48 | 46.17
5451 | 37.09 | 42.06 | 34.52 | 37.09 | 42.06 | 34.52 | 37.09 | 42.06 | 34.52 | 37.09 | 42.06 | 34.52 | 37.09 | 44.45 | 34.52 | 37.8 | 44.61 | 34.52 | 37.09 | 42.06 | 34.52 | 37.09 | 42.06 | 34.52 | 37.09 | 44.45 | 34.52 | 39.44 | 60.88 | 77.11 | 39.19 | 59.67 | 75.57 | 37.09 | 42.06 | 34.52 | 47.68 | 50.27 | 46.66 | 47.68 | 50.27 | 46.66 | 47.68 | 50.27 | 46.66 | 47.68 | 50.27 | 46.66 | 50.3 | 50.38 | 46.66 | 53.26 | 50.38 | 46.66 | 47.68 | 50.27 | 46.66 | 47.68 | 50.27 | 46.66 | 50.3 | 50.38 | 46.66 | 53.8 | 79.47 | 103.95 | 53.58 | 78.12 | 92.36 | 47.68 | 50.27 | 46.66
5452 | 37 | 41.96 | 34.43 | 37 | 41.96 | 34.43 | 37 | 41.96 | 34.43 | 37 | 41.96 | 34.43 | 37 | 44.35 | 34.43 | 37.7 | 44.51 | 34.43 | 37 | 41.96 | 34.43 | 37 | 41.96 | 34.43 | 37 | 44.35 | 34.43 | 39.58 | 60.01 | 77.11 | 39.19 | 58.81 | 75.57 | 37 | 41.96 | 34.43 | 47.58 | 50.17 | 46.56 | 47.58 | 50.17 | 46.56 | 47.58 | 50.17 | 46.56 | 47.58 | 50.17 | 46.56 | 50.21 | 50.28 | 46.56 | 53.16 | 50.28 | 46.56 | 47.58 | 50.17 | 46.56 | 47.58 | 50.17 | 46.56 | 50.21 | 50.28 | 46.56 | 54.81 | 79.47 | 99 | 54.81 | 78.12 | 92.36 | 47.58 | 50.17 | 46.56
5453 | 37.8 | 42.77 | 35.23 | 37.8 | 42.77 | 35.23 | 37.8 | 42.77 | 35.23 | 37.8 | 42.77 | 35.23 | 37.8 | 45.16 | 35.23 | 38.51 | 45.31 | 35.23 | 37.8 | 42.77 | 35.23 | 37.8 | 42.77 | 35.23 | 37.8 | 45.16 | 35.23 | 40.53 | 64.31 | 77.11 | 40.53 | 63.03 | 75.57 | 37.8 | 42.77 | 35.23 | 48.39 | 50.98 | 47.37 | 48.39 | 50.98 | 47.37 | 48.39 | 50.98 | 47.37 | 48.39 | 50.98 | 47.37 | 51.01 | 51.08 | 47.37 | 53.97 | 51.08 | 47.47 | 48.39 | 50.98 | 47.37 | 48.39 | 50.98 | 47.37 | 51.01 | 51.08 | 47.37 | 62.51 | 79.73 | 103.95 | 63.14 | 78.14 | 91.2 | 48.39 | 50.98 | 47.37
5454 | 38.39 | 43.36 | 35.82 | 38.39 | 43.36 | 35.82 | 38.39 | 43.36 | 35.82 | 38.39 | 43.36 | 35.82 | 38.39 | 45.75 | 35.82 | 39.1 | 45.9 | 35.82 | 38.39 | 43.36 | 35.82 | 38.39 | 43.36 | 35.82 | 38.39 | 45.75 | 35.82 | 50.94 | 64.31 | 77.11 | 50.94 | 63.02 | 38.24 | 38.39 | 43.36 | 35.82 | 48.98 | 51.57 | 47.95 | 48.98 | 51.57 | 47.95 | 48.98 | 51.57 | 47.95 | 48.98 | 51.57 | 47.95 | 51.6 | 51.67 | 47.95 | 54.56 | 51.67 | 48.05 | 48.98 | 51.57 | 47.95 | 48.98 | 51.57 | 47.95 | 51.6 | 51.67 | 47.95 | 71.93 | 78.87 | 99 | 71.93 | 76.5 | 49.78 | 48.98 | 51.57 | 47.95
5455 | 39.13 | 44.1 | 36.56 | 39.13 | 44.1 | 36.56 | 39.13 | 44.1 | 36.56 | 39.13 | 44.1 | 36.56 | 39.13 | 46.49 | 36.56 | 39.84 | 46.64 | 36.56 | 39.13 | 44.1 | 36.56 | 39.13 | 44.1 | 36.56 | 39.13 | 46.49 | 36.56 | 50.94 | 61.03 | 61.47 | 50.94 | 44.54 | 36.93 | 39.13 | 44.1 | 36.56 | 49.72 | 52.31 | 48.69 | 49.72 | 52.31 | 48.69 | 49.72 | 52.31 | 48.69 | 49.72 | 52.31 | 48.69 | 52.34 | 52.41 | 48.69 | 55.3 | 52.41 | 48.7 | 49.72 | 52.31 | 48.69 | 49.72 | 52.31 | 48.69 | 52.34 | 52.41 | 48.69 | 72.57 | 72.87 | 52.4 | 71.85 | 52.95 | 49.19 | 49.72 | 52.31 | 48.69
5456 | 39.62 | 44.58 | 37.05 | 39.62 | 44.58 | 37.05 | 39.62 | 44.58 | 37.05 | 39.62 | 44.58 | 37.05 | 39.62 | 46.98 | 37.05 | 40.32 | 47.13 | 37.05 | 39.62 | 44.58 | 37.05 | 39.62 | 44.58 | 37.05 | 39.62 | 46.98 | 37.05 | 45.01 | 49.02 | 37.81 | 44.11 | 45.03 | 37.06 | 39.62 | 44.58 | 37.05 | 50.21 | 52.79 | 48.12 | 50.21 | 52.79 | 48.12 | 50.21 | 52.79 | 48.12 | 50.21 | 52.79 | 48.12 | 52.83 | 52.9 | 49.18 | 55.79 | 52.9 | 49.18 | 50.21 | 52.79 | 49.18 | 50.21 | 52.79 | 49.18 | 52.83 | 52.9 | 49.18 | 59.41 | 56.73 | 48.61 | 58.22 | 53.33 | 47.64 | 50.21 | 52.79 | 48.12
5457 | 39.79 | 44.76 | 37.22 | 39.79 | 44.76 | 37.22 | 39.79 | 44.76 | 37.22 | 39.79 | 44.76 | 37.22 | 39.79 | 47.15 | 37.22 | 40.5 | 47.3 | 37.22 | 39.79 | 44.76 | 37.22 | 39.79 | 44.76 | 37.22 | 39.79 | 47.15 | 37.22 | 40.53 | 47.59 | 35.85 | 40.19 | 45.21 | 35.14 | 39.79 | 44.76 | 37.22 | 50.38 | 52.08 | 46.68 | 50.38 | 52.08 | 46.68 | 50.38 | 52.08 | 46.68 | 50.38 | 52.08 | 46.68 | 53 | 52.97 | 49.36 | 55.96 | 52.97 | 49.36 | 50.38 | 52.97 | 49.36 | 50.38 | 52.97 | 49.36 | 53 | 52.97 | 49.36 | 55.89 | 51.55 | 47.64 | 54.78 | 50.52 | 44.8 | 50.38 | 52.08 | 46.68
5458 | 39.92 | 44.89 | 37.35 | 39.92 | 44.89 | 37.35 | 39.92 | 44.89 | 37.35 | 39.92 | 44.89 | 37.35 | 39.92 | 45.88 | 37.35 | 40.39 | 45.88 | 37.35 | 39.92 | 44.89 | 37.35 | 39.92 | 44.89 | 37.35 | 39.92 | 45.88 | 37.35 | 39.98 | 45.25 | 35.85 | 39.98 | 44.44 | 35.49 | 39.92 | 44.89 | 37.35 | 50.51 | 49.63 | 46.21 | 50.51 | 49.63 | 46.21 | 50.51 | 49.63 | 46.21 | 50.51 | 49.63 | 46.21 | 53.13 | 53.1 | 49.11 | 54.88 | 53.1 | 49.11 | 50.51 | 53.1 | 49.39 | 50.51 | 53.1 | 49.49 | 53.13 | 53.1 | 49.39 | 54.32 | 49.13 | 47.16 | 53.23 | 48.15 | 45.75 | 50.51 | 49.63 | 46.21
5459 | 39.96 | 44.93 | 36.59 | 39.96 | 44.93 | 36.59 | 39.96 | 44.93 | 36.59 | 39.96 | 44.93 | 36.59 | 39.96 | 45.88 | 36.59 | 40.39 | 45.88 | 36.59 | 39.96 | 44.93 | 37.4 | 39.96 | 44.93 | 37.4 | 39.96 | 45.88 | 37.4 | 39.98 | 45.25 | 35.85 | 39.98 | 44.48 | 35.49 | 39.96 | 44.93 | 36.59 | 50.55 | 49.63 | 46.21 | 50.55 | 49.63 | 46.21 | 50.55 | 49.63 | 46.21 | 50.55 | 49.63 | 46.21 | 53.18 | 53.14 | 49.11 | 54.46 | 53.14 | 49.11 | 50.55 | 53.14 | 49.53 | 50.55 | 53.14 | 49.53 | 53.18 | 53.14 | 49.53 | 53.92 | 49.13 | 47.16 | 52.84 | 48.15 | 45.75 | 50.55 | 49.63 | 46.21
5460 | 39.88 | 44.85 | 36.59 | 39.88 | 44.85 | 36.59 | 39.88 | 44.85 | 36.59 | 39.88 | 44.85 | 36.59 | 39.88 | 45.88 | 36.59 | 40.39 | 45.88 | 36.59 | 39.88 | 44.85 | 37.31 | 39.88 | 44.85 | 37.31 | 39.88 | 45.88 | 37.31 | 39.98 | 45.3 | 35.85 | 39.98 | 44.4 | 35.85 | 39.88 | 44.85 | 36.59 | 50.47 | 49.63 | 46.21 | 50.47 | 49.63 | 46.21 | 50.47 | 49.63 | 46.21 | 50.47 | 49.63 | 46.21 | 53.09 | 53.06 | 49.11 | 53.95 | 53.06 | 49.11 | 50.47 | 53.06 | 49.45 | 50.47 | 53.06 | 49.45 | 53.09 | 53.06 | 49.45 | 53.41 | 49.13 | 47.16 | 52.34 | 48.62 | 45.75 | 50.47 | 49.63 | 46.21
5461 | 39.83 | 44.8 | 36.59 | 39.83 | 44.8 | 36.59 | 39.83 | 44.8 | 36.59 | 39.83 | 44.8 | 36.59 | 39.83 | 45.88 | 36.59 | 40.26 | 45.88 | 36.59 | 39.83 | 44.8 | 37.26 | 39.83 | 44.8 | 37.26 | 39.83 | 45.88 | 37.26 | 39.98 | 45.25 | 36.23 | 39.98 | 44.35 | 35.85 | 39.83 | 44.8 | 36.59 | 50.42 | 50.17 | 46.22 | 50.42 | 50.17 | 46.22 | 50.42 | 50.17 | 46.22 | 50.42 | 50.17 | 46.22 | 53.04 | 53.01 | 49.11 | 53.95 | 53.01 | 49.11 | 50.42 | 53.01 | 49.4 | 50.42 | 53.01 | 49.4 | 53.04 | 53.01 | 49.4 | 53.59 | 49.13 | 48.12 | 52.53 | 48.62 | 45.76 | 50.42 | 50.17 | 46.22
5462 | 39.71 | 44.68 | 37.15 | 39.71 | 44.68 | 37.15 | 39.71 | 44.68 | 37.15 | 39.71 | 44.68 | 37.15 | 39.71 | 47 | 37.15 | 40.26 | 47 | 37.15 | 39.71 | 44.68 | 37.15 | 39.71 | 44.68 | 37.15 | 39.71 | 47 | 37.15 | 39.98 | 46.05 | 36.77 | 39.98 | 45.13 | 36.77 | 39.71 | 44.68 | 37.15 | 50.3 | 52.89 | 49.1 | 50.3 | 52.89 | 49.1 | 50.3 | 52.89 | 49.1 | 50.3 | 52.89 | 49.1 | 52.93 | 52.89 | 49.28 | 54.31 | 52.89 | 49.28 | 50.3 | 52.89 | 49.28 | 50.3 | 52.89 | 49.28 | 52.93 | 52.89 | 49.28 | 54.31 | 52.36 | 48.61 | 53.23 | 52.36 | 48.61 | 50.3 | 52.89 | 49.1
5463 | 39.55 | 44.51 | 36.98 | 39.55 | 44.51 | 36.98 | 39.55 | 44.51 | 36.98 | 39.55 | 44.51 | 36.98 | 39.55 | 46.91 | 36.98 | 40.26 | 47.06 | 36.98 | 39.55 | 44.51 | 36.98 | 39.55 | 44.51 | 36.98 | 39.55 | 46.91 | 36.98 | 40.26 | 48.56 | 36.61 | 39.95 | 47.58 | 36.61 | 39.55 | 44.51 | 36.98 | 50.14 | 52.73 | 49.11 | 50.14 | 52.73 | 49.11 | 50.14 | 52.73 | 49.11 | 50.14 | 52.73 | 49.11 | 52.76 | 52.83 | 49.11 | 55.02 | 52.83 | 49.11 | 50.14 | 52.73 | 49.11 | 50.14 | 52.73 | 49.11 | 52.76 | 52.83 | 49.11 | 55.02 | 53.81 | 48.62 | 53.93 | 53.26 | 48.62 | 50.14 | 52.73 | 49.11
5464 | 39.41 | 44.38 | 36.84 | 39.41 | 44.38 | 36.84 | 39.41 | 44.38 | 36.84 | 39.41 | 44.38 | 36.84 | 39.41 | 46.77 | 36.84 | 40.12 | 46.92 | 36.84 | 39.41 | 44.38 | 36.84 | 39.41 | 44.38 | 36.84 | 39.41 | 46.77 | 36.84 | 48.22 | 57.06 | 57.06 | 47.73 | 55.92 | 55.92 | 39.41 | 44.38 | 36.84 | 50 | 52.59 | 48.98 | 50 | 52.59 | 48.98 | 50 | 52.59 | 48.98 | 50 | 52.59 | 48.98 | 52.62 | 52.69 | 48.98 | 55.58 | 52.69 | 48.98 | 50 | 52.59 | 48.98 | 50 | 52.59 | 48.98 | 52.62 | 52.69 | 48.98 | 61.18 | 61.01 | 50.79 | 59.97 | 59.8 | 49.78 | 50 | 52.59 | 48.98
5465 | 39.46 | 44.43 | 36.89 | 39.46 | 44.43 | 36.89 | 39.46 | 44.43 | 36.89 | 39.46 | 44.43 | 36.89 | 39.46 | 46.82 | 36.89 | 40.17 | 46.97 | 36.89 | 39.46 | 44.43 | 36.89 | 39.46 | 44.43 | 36.89 | 39.46 | 46.82 | 36.89 | 53.67 | 65.08 | 76.31 | 52.95 | 63.79 | 74.78 | 39.46 | 44.43 | 36.89 | 50.05 | 52.64 | 49.02 | 50.05 | 52.64 | 49.02 | 50.05 | 52.64 | 49.02 | 50.05 | 52.64 | 49.02 | 52.67 | 52.74 | 49.02 | 55.63 | 52.74 | 49.02 | 50.05 | 52.64 | 49.02 | 50.05 | 52.64 | 49.02 | 52.67 | 52.74 | 49.02 | 71.93 | 82.23 | 99 | 71.93 | 81.38 | 97.02 | 50.05 | 52.64 | 49.02
5466 | 39.39 | 44.36 | 36.83 | 39.39 | 44.36 | 36.83 | 39.39 | 44.36 | 36.83 | 39.39 | 44.36 | 36.83 | 39.39 | 46.75 | 36.83 | 40.1 | 46.91 | 36.83 | 39.39 | 44.36 | 36.83 | 39.39 | 44.36 | 36.83 | 39.39 | 46.75 | 36.83 | 54.39 | 70.7 | 81.96 | 53.31 | 69.3 | 80.28 | 39.39 | 44.36 | 36.83 | 49.98 | 52.57 | 48.96 | 49.98 | 52.57 | 48.96 | 49.98 | 52.57 | 48.96 | 49.98 | 52.57 | 48.96 | 52.6 | 52.68 | 48.96 | 55.56 | 52.68 | 48.96 | 49.98 | 52.57 | 48.96 | 49.98 | 52.57 | 48.96 | 52.6 | 52.68 | 48.96 | 73.3 | 92.18 | 108.83 | 73.3 | 92.18 | 106.66 | 49.98 | 52.57 | 48.96
5467 | 39.28 | 44.25 | 36.72 | 39.28 | 44.25 | 36.72 | 39.29 | 44.25 | 36.72 | 39.29 | 44.25 | 36.72 | 39.29 | 46.64 | 36.72 | 39.99 | 46.8 | 36.72 | 39.28 | 44.25 | 36.72 | 39.28 | 44.25 | 36.72 | 39.29 | 46.64 | 36.72 | 55.13 | 76.46 | 81.96 | 54.03 | 75.82 | 80.32 | 39.29 | 44.25 | 36.72 | 49.87 | 52.46 | 48.85 | 49.87 | 52.46 | 48.85 | 49.87 | 52.46 | 48.85 | 49.87 | 52.46 | 48.85 | 52.5 | 52.57 | 48.85 | 55.45 | 52.57 | 48.95 | 49.87 | 52.46 | 48.85 | 49.87 | 52.46 | 48.85 | 52.5 | 52.57 | 48.85 | 86.08 | 94.05 | 110 | 85.86 | 92.18 | 107.8 | 49.87 | 52.46 | 48.85
5468 | 39.15 | 44.11 | 36.58 | 39.15 | 44.11 | 36.58 | 39.15 | 44.11 | 36.58 | 39.15 | 44.11 | 36.58 | 39.15 | 46.51 | 36.58 | 39.85 | 46.66 | 36.58 | 39.15 | 44.11 | 36.58 | 39.15 | 44.11 | 36.58 | 39.15 | 46.51 | 36.58 | 54.58 | 76.46 | 81.96 | 54.03 | 75.82 | 80.32 | 39.15 | 44.11 | 36.58 | 49.73 | 52.32 | 48.71 | 49.73 | 52.32 | 48.71 | 49.73 | 52.32 | 48.71 | 49.73 | 52.32 | 48.71 | 52.36 | 52.43 | 48.71 | 55.31 | 52.43 | 48.81 | 49.73 | 52.32 | 48.71 | 49.73 | 52.32 | 48.71 | 52.36 | 52.43 | 48.71 | 75.12 | 92.18 | 110 | 73.62 | 92.18 | 107.8 | 49.73 | 52.32 | 48.71
5469 | 39.2 | 44.17 | 36.63 | 39.2 | 44.17 | 36.63 | 39.2 | 44.17 | 36.63 | 39.2 | 44.17 | 36.63 | 39.2 | 46.56 | 36.63 | 39.91 | 46.71 | 36.63 | 39.2 | 44.17 | 36.63 | 39.2 | 44.17 | 36.63 | 39.2 | 46.56 | 36.63 | 53.49 | 75.82 | 81.96 | 52.95 | 74.31 | 80.32 | 39.2 | 44.17 | 36.63 | 49.79 | 52.38 | 48.77 | 49.79 | 52.38 | 48.77 | 49.79 | 52.38 | 48.77 | 49.79 | 52.38 | 48.77 | 52.41 | 52.48 | 48.77 | 55.37 | 52.48 | 48.87 | 49.79 | 52.38 | 48.77 | 49.79 | 52.38 | 48.77 | 52.41 | 52.48 | 48.77 | 71.93 | 92.18 | 110 | 71.93 | 92.18 | 107.8 | 49.79 | 52.38 | 48.77
5470 | 38.97 | 43.94 | 36.41 | 38.97 | 43.94 | 36.41 | 38.97 | 43.94 | 36.41 | 38.97 | 43.94 | 36.41 | 38.97 | 46.33 | 36.41 | 39.68 | 46.49 | 36.41 | 38.97 | 43.94 | 36.41 | 38.97 | 43.94 | 36.41 | 38.97 | 46.33 | 36.41 | 50.43 | 69.3 | 81.96 | 50.43 | 67.92 | 80.32 | 38.97 | 43.94 | 36.41 | 49.56 | 52.15 | 48.54 | 49.56 | 52.15 | 48.54 | 49.56 | 52.15 | 48.54 | 49.56 | 52.15 | 48.54 | 52.19 | 52.26 | 48.54 | 55.14 | 52.26 | 48.64 | 49.56 | 52.15 | 48.54 | 49.56 | 52.15 | 48.54 | 52.19 | 52.26 | 48.54 | 71.93 | 92.18 | 110 | 71.93 | 92.18 | 107.8 | 49.56 | 51.19 | 48.54
5471 | 38.26 | 43.23 | 35.69 | 38.26 | 43.23 | 35.69 | 38.26 | 43.23 | 35.69 | 38.26 | 43.23 | 35.69 | 38.26 | 45.62 | 35.69 | 38.97 | 45.77 | 35.69 | 38.26 | 43.23 | 35.69 | 38.26 | 43.23 | 35.69 | 38.26 | 45.62 | 35.69 | 44.55 | 67.03 | 81.96 | 44.1 | 67.03 | 80.32 | 38.26 | 43.23 | 35.69 | 48.85 | 51.44 | 47.83 | 48.85 | 51.44 | 47.83 | 48.85 | 51.44 | 47.83 | 48.85 | 51.44 | 47.83 | 51.47 | 51.54 | 47.83 | 54.43 | 51.54 | 47.92 | 48.85 | 51.44 | 47.83 | 48.85 | 51.44 | 47.83 | 51.47 | 51.54 | 47.83 | 67.55 | 92.18 | 110 | 67.55 | 92.18 | 107.8 | 48.85 | 51.19 | 47.83
5472 | 38 | 42.97 | 35.44 | 38 | 42.97 | 35.44 | 38 | 42.97 | 35.44 | 38 | 42.97 | 35.44 | 38 | 45.36 | 35.44 | 38.71 | 45.52 | 35.44 | 38 | 42.97 | 35.44 | 38 | 42.97 | 35.44 | 38 | 45.36 | 35.44 | 39.98 | 67.02 | 81.96 | 39.98 | 67.02 | 80.32 | 38 | 42.97 | 34.73 | 48.59 | 51.18 | 47.57 | 48.59 | 51.18 | 47.57 | 48.59 | 51.18 | 47.57 | 48.59 | 51.18 | 47.57 | 51.22 | 51.29 | 47.57 | 54.17 | 51.29 | 47.67 | 48.59 | 51.18 | 47.57 | 48.59 | 51.18 | 47.57 | 51.22 | 51.29 | 47.57 | 55.89 | 92.18 | 111.11 | 55.89 | 92.18 | 109.37 | 48.59 | 51.18 | 46.17
5473 | 37.68 | 42.65 | 35.12 | 37.68 | 42.65 | 35.12 | 37.68 | 42.65 | 35.12 | 37.68 | 42.65 | 35.12 | 37.68 | 45.04 | 35.12 | 38.39 | 45.2 | 35.12 | 37.68 | 42.65 | 35.12 | 37.68 | 42.65 | 35.12 | 37.68 | 45.04 | 35.12 | 39.19 | 67.77 | 81.96 | 39.19 | 67.02 | 80.32 | 37.68 | 42.65 | 34.42 | 48.27 | 50.86 | 47.25 | 48.27 | 50.86 | 47.25 | 48.27 | 50.86 | 47.25 | 48.27 | 50.86 | 47.25 | 50.9 | 50.97 | 47.25 | 53.85 | 50.97 | 47.35 | 48.27 | 50.86 | 47.25 | 48.27 | 50.86 | 47.25 | 50.9 | 50.97 | 47.25 | 55.89 | 92.18 | 111.11 | 55.89 | 94.05 | 111.11 | 48.27 | 50.86 | 46.17
5474 | 37.47 | 42.43 | 34.9 | 37.47 | 42.43 | 34.9 | 37.47 | 42.43 | 34.9 | 37.47 | 42.43 | 34.9 | 37.47 | 44.83 | 34.9 | 38.17 | 44.98 | 34.9 | 37.47 | 42.43 | 34.9 | 37.47 | 42.43 | 34.9 | 37.47 | 44.83 | 34.9 | 39.19 | 67.7 | 81.96 | 39.19 | 67.02 | 80.32 | 37.47 | 42.43 | 34.9 | 48.06 | 50.64 | 47.03 | 48.06 | 50.64 | 47.03 | 48.06 | 50.64 | 47.03 | 48.06 | 50.64 | 47.03 | 50.68 | 50.75 | 47.03 | 53.63 | 50.75 | 47.13 | 48.06 | 50.64 | 47.03 | 48.06 | 50.64 | 47.03 | 50.68 | 50.75 | 47.03 | 56.46 | 92.18 | 111.11 | 55.89 | 94.05 | 111.11 | 48.06 | 50.64 | 47.03
5475 | 37.37 | 42.34 | 34.8 | 37.37 | 42.34 | 34.8 | 37.37 | 42.34 | 34.8 | 37.37 | 42.34 | 34.8 | 37.37 | 44.73 | 34.8 | 38.08 | 44.89 | 34.8 | 37.37 | 42.34 | 34.8 | 37.37 | 42.34 | 34.8 | 37.37 | 44.73 | 34.8 | 39.19 | 67.02 | 81.96 | 39.19 | 67.03 | 80.32 | 37.37 | 42.34 | 34.8 | 47.96 | 50.55 | 46.94 | 47.96 | 50.55 | 46.94 | 47.96 | 50.55 | 46.94 | 47.96 | 50.55 | 46.94 | 50.58 | 50.66 | 46.94 | 53.54 | 50.66 | 47.04 | 47.96 | 50.55 | 46.94 | 47.96 | 50.55 | 46.94 | 50.58 | 50.66 | 46.94 | 56.46 | 92.18 | 111.11 | 55.89 | 94.05 | 111.11 | 47.96 | 50.55 | 46.94
5476 | 37.34 | 42.3 | 34.77 | 37.34 | 42.3 | 34.77 | 37.34 | 42.3 | 34.77 | 37.34 | 42.3 | 34.77 | 37.34 | 44.7 | 34.77 | 38.05 | 44.85 | 34.77 | 37.34 | 42.3 | 34.77 | 37.34 | 42.3 | 34.77 | 37.34 | 44.7 | 34.77 | 40.82 | 67.03 | 81.96 | 40.39 | 68.39 | 80.32 | 37.34 | 42.3 | 34.77 | 47.93 | 50.52 | 46.9 | 47.93 | 50.52 | 46.9 | 47.93 | 50.52 | 46.9 | 47.93 | 50.52 | 46.9 | 50.55 | 50.62 | 46.9 | 53.51 | 50.62 | 47 | 47.93 | 50.52 | 46.9 | 47.93 | 50.52 | 46.9 | 50.55 | 50.62 | 46.9 | 55.89 | 94.05 | 111.11 | 57.03 | 94.05 | 111.11 | 47.93 | 50.52 | 46.9
5477 | 37.82 | 42.79 | 35.25 | 37.82 | 42.79 | 35.25 | 37.82 | 42.79 | 35.25 | 37.82 | 42.79 | 35.25 | 37.82 | 45.18 | 35.25 | 38.53 | 45.33 | 35.25 | 37.82 | 42.79 | 35.25 | 37.82 | 42.79 | 35.25 | 37.82 | 45.18 | 35.25 | 51.39 | 68.38 | 81.96 | 52.43 | 68.39 | 81.96 | 37.82 | 42.79 | 35.25 | 48.41 | 51 | 47.38 | 48.41 | 51 | 47.38 | 48.41 | 51 | 47.38 | 48.41 | 51 | 47.38 | 51.03 | 51.1 | 47.38 | 53.99 | 51.1 | 47.48 | 48.41 | 51 | 47.38 | 48.41 | 51 | 47.38 | 51.03 | 51.1 | 47.38 | 71.93 | 94.05 | 111.11 | 73.39 | 94.05 | 111.11 | 48.41 | 51 | 47.38
5478 | 38.52 | 43.48 | 35.95 | 38.52 | 43.48 | 35.95 | 38.52 | 43.48 | 35.95 | 38.52 | 43.48 | 35.95 | 38.52 | 45.88 | 35.95 | 39.22 | 46.03 | 35.95 | 38.52 | 43.48 | 35.95 | 38.52 | 43.48 | 35.95 | 38.52 | 45.88 | 35.95 | 53.6 | 68.39 | 81.96 | 52.95 | 67.03 | 80.32 | 38.52 | 43.48 | 35.95 | 49.1 | 51.69 | 48.08 | 49.1 | 51.69 | 48.08 | 49.1 | 51.69 | 48.08 | 49.1 | 51.69 | 48.08 | 51.73 | 51.8 | 48.08 | 54.68 | 51.8 | 48.18 | 49.1 | 51.69 | 48.08 | 49.1 | 51.69 | 48.08 | 51.73 | 51.8 | 48.08 | 72.67 | 94.05 | 111.11 | 73.4 | 94.05 | 108.89 | 49.1 | 51.69 | 48.08
5479 | 39.29 | 44.26 | 36.72 | 39.29 | 44.26 | 36.72 | 40 | 44.26 | 36.72 | 40 | 44.26 | 36.72 | 40 | 46.65 | 36.72 | 40 | 46.8 | 36.72 | 39.29 | 44.26 | 36.72 | 39.29 | 44.26 | 36.72 | 40 | 46.65 | 36.72 | 54.03 | 66.87 | 78.39 | 52.95 | 65.54 | 76.83 | 40 | 44.26 | 36.72 | 49.88 | 52.47 | 48.85 | 49.88 | 52.47 | 48.85 | 52.5 | 52.47 | 48.85 | 52.5 | 52.47 | 48.85 | 52.5 | 52.57 | 48.85 | 55.46 | 52.57 | 48.95 | 49.88 | 52.47 | 48.85 | 49.88 | 52.47 | 48.85 | 52.5 | 52.57 | 48.85 | 73.39 | 83.9 | 96.91 | 71.93 | 82.23 | 94.97 | 52.5 | 52.47 | 48.85
5480 | 39.59 | 44.56 | 37.02 | 39.59 | 44.56 | 37.02 | 39.59 | 44.56 | 37.02 | 39.59 | 44.56 | 37.02 | 39.59 | 46.95 | 37.02 | 40.3 | 47.1 | 37.02 | 39.59 | 44.56 | 37.02 | 39.59 | 44.56 | 37.02 | 39.59 | 46.95 | 37.02 | 52.78 | 60.33 | 38.55 | 51.73 | 59.12 | 37.79 | 39.59 | 44.56 | 37.02 | 50.18 | 52.77 | 49.16 | 50.18 | 52.77 | 49.16 | 52.8 | 52.77 | 49.16 | 52.8 | 52.77 | 49.16 | 52.8 | 52.87 | 49.16 | 55.76 | 52.87 | 49.16 | 50.18 | 52.77 | 49.16 | 50.18 | 52.77 | 49.16 | 52.8 | 52.87 | 49.16 | 71.2 | 58.47 | 49.65 | 69.78 | 58.47 | 49.65 | 52.8 | 52.77 | 49.16
5481 | 39.79 | 44.76 | 37.22 | 39.79 | 44.76 | 37.22 | 40.5 | 44.76 | 37.22 | 40.5 | 44.76 | 37.22 | 40.5 | 47.15 | 37.22 | 40.5 | 47.3 | 37.22 | 39.79 | 44.76 | 37.22 | 39.79 | 44.76 | 37.22 | 40.5 | 47.15 | 37.22 | 48.83 | 47.78 | 36.88 | 47.86 | 46.82 | 36.88 | 40.5 | 44.76 | 37.22 | 50.38 | 52.97 | 49.36 | 50.38 | 52.97 | 49.36 | 53 | 52.97 | 49.36 | 53 | 52.97 | 49.36 | 53 | 53.07 | 49.36 | 55.96 | 53.07 | 49.36 | 50.38 | 52.97 | 49.36 | 50.38 | 52.97 | 49.36 | 53 | 53.07 | 49.36 | 59.13 | 53.61 | 49.1 | 57.95 | 53.5 | 49.1 | 53 | 52.97 | 49.36
5482 | 39.99 | 44.96 | 37.42 | 39.99 | 44.96 | 37.42 | 39.99 | 44.96 | 37.42 | 39.99 | 44.96 | 37.42 | 39.99 | 47.3 | 37.35 | 40.7 | 47.3 | 37.35 | 39.99 | 44.96 | 37.42 | 39.99 | 44.96 | 37.42 | 39.99 | 47.3 | 37.35 | 40.8 | 46.83 | 36.97 | 40.39 | 45.89 | 36.97 | 39.99 | 44.96 | 37.42 | 50.58 | 53.13 | 49.56 | 50.58 | 53.13 | 49.56 | 53.14 | 53.13 | 49.56 | 53.14 | 53.13 | 49.56 | 53.2 | 52.6 | 49.56 | 56.16 | 52.6 | 49.56 | 50.58 | 53.13 | 49.56 | 50.58 | 53.17 | 49.56 | 53.2 | 52.6 | 49.56 | 55.89 | 52.08 | 49.06 | 54.78 | 52.6 | 49.06 | 52.08 | 53.13 | 49.56
5483 | 40.02 | 44.99 | 37.46 | 40.02 | 44.99 | 37.46 | 40.02 | 44.99 | 37.46 | 40.02 | 44.99 | 37.46 | 40.02 | 45.04 | 36.96 | 40.73 | 45.04 | 36.96 | 40.02 | 44.99 | 37.46 | 40.02 | 44.99 | 37.46 | 40.02 | 45.04 | 36.96 | 40.53 | 44.59 | 36.59 | 40.43 | 44.59 | 36.96 | 40.02 | 44.99 | 37.46 | 50.61 | 52.52 | 49.39 | 50.61 | 52.52 | 49.39 | 51.12 | 52.52 | 49.39 | 51.12 | 52.52 | 49.39 | 53.24 | 51.48 | 49.39 | 54.86 | 51.48 | 49.39 | 50.61 | 52.52 | 49.59 | 50.61 | 53.2 | 49.59 | 53.24 | 51.48 | 49.39 | 54.31 | 50.96 | 48.9 | 53.23 | 51.99 | 48.9 | 50.61 | 52.52 | 49.39
5484 | 39.82 | 44.79 | 37.25 | 39.82 | 44.79 | 37.25 | 39.82 | 44.79 | 37.25 | 39.82 | 44.79 | 37.25 | 39.82 | 44.79 | 36.59 | 40.4 | 44.79 | 36.59 | 39.82 | 44.79 | 37.25 | 39.82 | 44.79 | 37.25 | 39.82 | 44.79 | 36.59 | 40.23 | 44.59 | 36.23 | 39.98 | 44.58 | 36.88 | 39.82 | 44.79 | 37.25 | 50.41 | 52.52 | 49.39 | 50.41 | 52.52 | 49.39 | 50.41 | 52.52 | 49.39 | 50.41 | 52.52 | 49.39 | 53.03 | 51.48 | 49.39 | 54.48 | 51.48 | 49.39 | 50.41 | 52.52 | 49.39 | 50.41 | 53 | 49.39 | 53.03 | 51.48 | 49.39 | 53.94 | 50.96 | 48.9 | 52.86 | 51.99 | 48.9 | 50.41 | 52.52 | 49.39
5485 | 39.54 | 44.51 | 36.98 | 39.54 | 44.51 | 36.98 | 39.54 | 44.51 | 36.98 | 39.54 | 44.51 | 36.98 | 39.54 | 44.51 | 36.59 | 40.25 | 44.51 | 36.59 | 39.54 | 44.51 | 36.98 | 39.54 | 44.51 | 36.98 | 39.54 | 44.51 | 36.59 | 39.98 | 44.59 | 36.23 | 39.94 | 44.07 | 36.23 | 39.54 | 44.51 | 36.98 | 50.13 | 52 | 49.11 | 50.13 | 52 | 49.11 | 50.13 | 52 | 49.11 | 50.13 | 52 | 49.11 | 52.76 | 51.48 | 49.11 | 54.48 | 51.48 | 49.11 | 50.13 | 52 | 49.11 | 50.13 | 52 | 49.11 | 52.76 | 51.48 | 49.11 | 53.94 | 50.96 | 48.62 | 52.86 | 51.48 | 48.62 | 50.13 | 52 | 49.11
5486 | 39.36 | 44.33 | 36.8 | 39.36 | 44.33 | 36.8 | 39.36 | 44.33 | 36.8 | 39.36 | 44.33 | 36.8 | 39.36 | 44.33 | 36.6 | 40.07 | 44.33 | 36.6 | 39.36 | 44.33 | 36.8 | 39.36 | 44.33 | 36.8 | 39.36 | 44.33 | 36.6 | 39.98 | 44.59 | 36.23 | 39.76 | 43.89 | 36.23 | 39.36 | 44.33 | 36.8 | 49.95 | 52.54 | 48.93 | 49.95 | 52.54 | 48.93 | 49.95 | 52.54 | 48.93 | 49.95 | 52.54 | 48.93 | 52.58 | 52.08 | 48.93 | 54.65 | 52.08 | 48.93 | 49.95 | 52.54 | 48.93 | 49.95 | 52.54 | 48.93 | 52.58 | 52.08 | 48.93 | 54.31 | 51.56 | 48.61 | 53.23 | 52.02 | 48.61 | 49.95 | 52.54 | 48.93
5487 | 39.1 | 44.07 | 36.53 | 39.1 | 44.07 | 36.53 | 39.1 | 44.07 | 36.53 | 39.1 | 44.07 | 36.53 | 39.1 | 44.07 | 36.53 | 39.81 | 46.61 | 36.53 | 39.1 | 44.07 | 36.53 | 39.1 | 44.07 | 36.53 | 39.1 | 44.07 | 36.53 | 40.62 | 47.57 | 36.9 | 40.62 | 46.62 | 36.9 | 39.1 | 44.07 | 36.53 | 49.69 | 52.28 | 48.67 | 49.69 | 52.28 | 48.67 | 49.69 | 52.28 | 48.67 | 49.69 | 52.28 | 48.67 | 52.31 | 52.28 | 48.67 | 55.27 | 52.38 | 48.67 | 49.69 | 52.28 | 48.67 | 49.69 | 52.28 | 48.67 | 52.31 | 52.28 | 48.67 | 55.89 | 55.57 | 48.61 | 55.89 | 55.57 | 48.67 | 49.69 | 52.28 | 48.67
5488 | 39 | 43.97 | 36.43 | 39 | 43.97 | 36.43 | 39 | 43.97 | 36.43 | 39 | 43.97 | 36.43 | 39 | 43.97 | 36.43 | 39.71 | 46.51 | 36.43 | 39 | 43.97 | 36.43 | 39 | 43.97 | 36.43 | 39 | 43.97 | 36.43 | 42.59 | 56.38 | 37.18 | 42.59 | 56.38 | 37.18 | 39 | 43.97 | 36.43 | 49.59 | 52.18 | 48.57 | 49.59 | 52.18 | 48.57 | 49.59 | 52.18 | 48.57 | 49.59 | 52.18 | 48.57 | 52.21 | 52.18 | 48.57 | 55.17 | 52.28 | 48.57 | 49.59 | 52.18 | 48.57 | 49.59 | 52.18 | 48.57 | 52.21 | 52.18 | 48.57 | 58.43 | 70.13 | 49.78 | 57.27 | 70.13 | 50.57 | 49.59 | 52.18 | 48.57
5489 | 39.08 | 44.04 | 39.02 | 39.08 | 44.04 | 39.02 | 39.08 | 44.04 | 47.63 | 39.08 | 44.04 | 47.63 | 39.08 | 46.43 | 36.51 | 39.78 | 46.59 | 36.51 | 39.08 | 44.04 | 36.51 | 39.08 | 44.04 | 36.51 | 39.08 | 46.43 | 36.51 | 52.95 | 62.43 | 49.2 | 52.95 | 62.43 | 49.2 | 39.08 | 44.04 | 39.02 | 49.66 | 52.36 | 51.3 | 49.66 | 52.36 | 51.3 | 49.66 | 52.36 | 51.3 | 49.66 | 52.36 | 51.3 | 52.29 | 52.36 | 48.64 | 55.24 | 52.36 | 48.64 | 49.66 | 52.25 | 48.64 | 49.66 | 52.25 | 48.64 | 52.29 | 52.36 | 48.64 | 72.87 | 75.85 | 64.38 | 71.93 | 77.4 | 65.69 | 49.66 | 52.36 | 51.3
5490 | 39.05 | 44.02 | 36.74 | 39.05 | 44.02 | 36.74 | 39.05 | 44.02 | 76.32 | 39.05 | 44.02 | 76.32 | 39.05 | 46.41 | 36.48 | 39.76 | 46.56 | 36.48 | 39.05 | 44.02 | 36.48 | 39.05 | 44.02 | 36.48 | 39.05 | 46.41 | 36.48 | 52.95 | 80.17 | 80.28 | 52.95 | 81.8 | 80.28 | 39.05 | 44.02 | 36.74 | 49.64 | 52.33 | 51.3 | 49.64 | 52.33 | 51.3 | 49.64 | 52.33 | 51.3 | 49.64 | 52.33 | 51.3 | 52.26 | 52.33 | 48.61 | 55.22 | 52.33 | 48.61 | 49.64 | 52.33 | 48.61 | 49.64 | 52.23 | 48.61 | 52.26 | 52.33 | 48.61 | 72.87 | 103.95 | 93.01 | 74.35 | 106.06 | 94.9 | 49.64 | 52.33 | 51.3
5491 | 38.96 | 43.93 | 36.39 | 38.96 | 43.93 | 36.39 | 38.96 | 43.93 | 47.63 | 38.96 | 43.93 | 47.63 | 38.96 | 46.32 | 36.39 | 39.67 | 46.47 | 36.39 | 38.96 | 43.93 | 36.39 | 38.96 | 43.93 | 36.39 | 38.96 | 46.32 | 36.39 | 52.95 | 80.17 | 80.28 | 52.95 | 81.8 | 80.28 | 38.96 | 43.93 | 36.39 | 49.55 | 52.14 | 48.53 | 49.55 | 52.14 | 48.63 | 49.55 | 52.14 | 48.63 | 49.55 | 52.14 | 48.63 | 52.17 | 52.25 | 48.63 | 55.13 | 52.25 | 48.63 | 49.55 | 52.14 | 48.63 | 49.55 | 52.14 | 48.53 | 52.17 | 52.25 | 48.63 | 72.57 | 103.95 | 93.01 | 74.05 | 106.06 | 97.82 | 49.55 | 52.14 | 48.53
5492 | 38.89 | 43.85 | 36.32 | 38.89 | 43.85 | 36.32 | 38.89 | 43.85 | 39.02 | 38.89 | 43.85 | 39.02 | 38.89 | 46.25 | 36.32 | 39.59 | 46.4 | 36.32 | 38.89 | 43.85 | 36.32 | 38.89 | 43.85 | 36.32 | 38.89 | 46.25 | 36.32 | 51.46 | 62.43 | 58.18 | 51.46 | 63.7 | 59.36 | 38.89 | 43.85 | 36.32 | 49.47 | 52.06 | 48.45 | 49.47 | 52.06 | 49.44 | 49.47 | 52.06 | 49.44 | 49.47 | 52.06 | 49.44 | 52.1 | 52.17 | 48.55 | 55.05 | 52.17 | 48.55 | 49.47 | 52.06 | 48.55 | 49.47 | 52.06 | 48.45 | 52.1 | 52.17 | 48.55 | 71.93 | 81.57 | 93.01 | 71.93 | 83.23 | 97.82 | 49.47 | 52.06 | 48.45
5493 | 38.92 | 43.89 | 36.35 | 38.92 | 43.89 | 36.35 | 38.92 | 43.89 | 39.02 | 38.92 | 43.89 | 39.02 | 38.92 | 46.28 | 36.35 | 39.63 | 46.43 | 36.35 | 38.92 | 43.89 | 36.35 | 38.92 | 43.89 | 36.35 | 38.92 | 46.28 | 36.35 | 44.55 | 62.43 | 49.2 | 44.55 | 63.69 | 50.2 | 38.92 | 43.89 | 36.35 | 49.51 | 52.1 | 48.49 | 49.51 | 52.1 | 48.49 | 49.51 | 52.1 | 48.49 | 49.51 | 52.1 | 48.49 | 52.13 | 52.2 | 48.49 | 55.09 | 52.2 | 48.49 | 49.51 | 52.1 | 48.49 | 49.51 | 52.1 | 48.49 | 52.13 | 52.2 | 48.49 | 66.38 | 74.08 | 51.85 | 65.72 | 75.59 | 65.69 | 49.51 | 51.19 | 46.17
5494 | 38.73 | 43.7 | 36.17 | 38.73 | 43.7 | 36.17 | 38.73 | 43.7 | 36.17 | 38.73 | 43.7 | 36.17 | 38.73 | 46.09 | 36.17 | 39.44 | 46.25 | 36.17 | 38.73 | 43.7 | 36.17 | 38.73 | 43.7 | 36.17 | 38.73 | 46.09 | 36.17 | 44.1 | 56.38 | 48.22 | 44.1 | 56.38 | 49.2 | 38.73 | 29 | 33.06 | 49.32 | 51.91 | 48.3 | 49.32 | 51.91 | 48.3 | 49.32 | 51.91 | 48.3 | 49.32 | 51.91 | 48.3 | 51.95 | 51.91 | 48.3 | 54.9 | 52.02 | 48.3 | 49.32 | 51.91 | 48.3 | 49.32 | 51.91 | 48.3 | 51.95 | 51.91 | 48.3 | 60.71 | 74.09 | 55.84 | 60.71 | 75.6 | 65.69 | 49.32 | 51.19 | 46.17
5495 | 38.31 | 43.28 | 35.74 | 38.31 | 43.28 | 35.74 | 38.31 | 43.28 | 35.74 | 38.31 | 43.28 | 35.74 | 38.31 | 45.55 | 35.74 | 39.02 | 45.82 | 35.74 | 38.31 | 43.28 | 35.74 | 38.31 | 43.28 | 35.74 | 38.31 | 45.55 | 35.74 | 40.53 | 48.19 | 38.24 | 40.53 | 49.17 | 43.12 | 38.31 | 31.17 | 35.03 | 48.9 | 51.49 | 47.88 | 48.9 | 51.49 | 47.88 | 48.9 | 51.49 | 47.88 | 48.9 | 51.49 | 47.88 | 51.52 | 51.49 | 47.88 | 54.48 | 51.59 | 47.88 | 48.9 | 51.49 | 47.88 | 48.9 | 51.49 | 47.88 | 51.52 | 51.49 | 47.88 | 55.93 | 52.95 | 48.78 | 55.93 | 71.88 | 65.43 | 48.9 | 51.19 | 46.17
5496 | 38.24 | 43.2 | 35.67 | 38.24 | 43.2 | 35.67 | 38.24 | 43.2 | 35.67 | 38.24 | 43.2 | 35.67 | 38.24 | 43.2 | 35.67 | 38.94 | 45.75 | 35.67 | 38.24 | 43.2 | 35.67 | 38.24 | 43.2 | 35.67 | 38.24 | 43.2 | 35.67 | 39.75 | 47.56 | 37.26 | 39.75 | 48.53 | 39.19 | 38.24 | 43.2 | 35.67 | 48.82 | 51.41 | 47.8 | 48.82 | 51.41 | 47.8 | 48.82 | 51.41 | 47.8 | 48.82 | 51.41 | 47.8 | 51.45 | 51.41 | 47.8 | 54.4 | 51.52 | 47.8 | 48.82 | 51.41 | 47.8 | 48.82 | 51.41 | 47.8 | 51.45 | 51.41 | 47.8 | 54.96 | 52.04 | 48.78 | 54.96 | 55.57 | 54.01 | 48.82 | 51.19 | 46.85
5497 | 37.91 | 42.88 | 35.34 | 37.91 | 42.88 | 35.34 | 37.91 | 42.88 | 35.34 | 37.91 | 42.88 | 35.34 | 37.91 | 42.88 | 35.34 | 37.92 | 45.42 | 35.34 | 37.91 | 42.88 | 35.34 | 37.91 | 42.88 | 35.34 | 37.91 | 42.88 | 35.34 | 38.69 | 45.88 | 35.7 | 38.69 | 46.82 | 37.26 | 37.91 | 42.88 | 35.34 | 48.5 | 51.09 | 47.48 | 48.5 | 51.09 | 47.48 | 48.5 | 51.09 | 47.48 | 48.5 | 51.09 | 47.48 | 51.12 | 51.09 | 47.48 | 51.28 | 51.19 | 47.48 | 48.5 | 51.09 | 47.48 | 48.5 | 51.09 | 47.48 | 51.12 | 51.09 | 47.48 | 52.33 | 51.71 | 47 | 52.33 | 55.39 | 50.52 | 48.5 | 51.09 | 47.48
5498 | 37.6 | 42.57 | 35.03 | 37.6 | 42.57 | 35.03 | 37.6 | 42.57 | 35.03 | 37.6 | 42.57 | 35.03 | 37.6 | 42.57 | 35.03 | 37.6 | 45.02 | 35.03 | 37.6 | 42.57 | 35.03 | 37.6 | 42.57 | 35.03 | 37.6 | 42.57 | 35.03 | 37.98 | 45.03 | 34.68 | 37.98 | 45.95 | 35.39 | 37.6 | 42.57 | 35.03 | 48.19 | 50.78 | 47.17 | 48.19 | 50.78 | 47.17 | 48.19 | 50.78 | 47.17 | 48.19 | 50.78 | 47.17 | 48.99 | 50.78 | 47.17 | 48.99 | 50.89 | 47.17 | 48.19 | 50.78 | 47.17 | 48.19 | 50.78 | 47.17 | 48.99 | 50.78 | 47.17 | 50 | 51.29 | 46.7 | 50 | 54.46 | 50.51 | 48.19 | 50.78 | 47.17
5499 | 37.37 | 42.34 | 34.81 | 37.37 | 42.34 | 34.81 | 37.37 | 42.34 | 34.81 | 37.37 | 42.34 | 34.81 | 37.37 | 42.34 | 34.81 | 37.37 | 43.04 | 34.81 | 37.37 | 42.34 | 34.81 | 37.37 | 42.34 | 34.81 | 37.37 | 42.34 | 34.81 | 37.75 | 42.77 | 34.46 | 37.75 | 43.64 | 35.16 | 37.37 | 42.34 | 34.81 | 47.96 | 50.55 | 46.94 | 47.96 | 50.55 | 46.94 | 47.96 | 50.55 | 46.94 | 47.96 | 50.55 | 46.94 | 48.94 | 50.55 | 46.94 | 48.94 | 50.55 | 46.94 | 47.96 | 50.55 | 46.94 | 47.96 | 50.55 | 46.94 | 48.94 | 50.55 | 46.94 | 49.95 | 50.05 | 46.47 | 49.95 | 54.46 | 49.54 | 47.96 | 50.55 | 46.94
5500 | 37.23 | 42.19 | 34.66 | 37.23 | 42.19 | 34.66 | 37.23 | 42.19 | 34.66 | 37.23 | 42.19 | 34.66 | 37.23 | 42.19 | 34.66 | 37.23 | 43.04 | 34.66 | 37.23 | 42.19 | 34.66 | 37.23 | 42.19 | 34.66 | 37.23 | 42.19 | 34.66 | 37.99 | 42.62 | 34.42 | 37.99 | 43.49 | 35.12 | 37.23 | 42.19 | 34.66 | 47.82 | 50.4 | 46.79 | 47.82 | 50.4 | 46.79 | 47.82 | 50.4 | 46.79 | 47.82 | 50.4 | 46.79 | 50.44 | 50.4 | 46.79 | 51.28 | 50.4 | 46.79 | 47.82 | 50.4 | 46.79 | 47.82 | 50.4 | 46.79 | 50.44 | 50.4 | 46.79 | 52.33 | 49.9 | 46.32 | 52.33 | 54.46 | 47.27 | 47.82 | 50.4 | 46.79
5501 | 37.11 | 42.07 | 34.54 | 37.11 | 42.07 | 34.54 | 37.11 | 42.07 | 34.54 | 37.11 | 42.07 | 34.54 | 37.11 | 42.07 | 34.54 | 37.81 | 43.24 | 34.54 | 37.11 | 42.07 | 34.54 | 37.11 | 42.07 | 34.54 | 37.11 | 42.07 | 34.54 | 38.19 | 42.81 | 34.89 | 38.59 | 43.68 | 35.16 | 37.11 | 42.07 | 34.54 | 47.69 | 50.28 | 46.67 | 47.69 | 50.28 | 46.67 | 47.69 | 50.28 | 46.67 | 47.69 | 50.28 | 46.67 | 50.32 | 50.28 | 46.67 | 51.8 | 50.28 | 46.67 | 47.69 | 50.28 | 46.67 | 47.69 | 50.28 | 46.67 | 50.32 | 50.28 | 46.67 | 52.86 | 49.78 | 46.66 | 52.86 | 55.57 | 47.61 | 47.69 | 50.28 | 46.67
5502 | 37.34 | 42.31 | 34.77 | 37.34 | 42.31 | 34.77 | 37.34 | 42.31 | 34.77 | 37.34 | 42.31 | 34.77 | 37.34 | 42.31 | 34.77 | 38.05 | 42.38 | 34.77 | 37.34 | 42.31 | 34.77 | 37.34 | 42.31 | 34.77 | 37.34 | 42.31 | 34.77 | 39.19 | 42.81 | 35.14 | 39.19 | 43.25 | 35.14 | 37.34 | 42.31 | 34.77 | 47.93 | 50.52 | 46.9 | 47.93 | 50.52 | 46.9 | 47.93 | 50.52 | 46.9 | 47.93 | 50.52 | 46.9 | 50.55 | 50.52 | 46.9 | 51.8 | 50.52 | 46.9 | 47.93 | 50.52 | 46.9 | 47.93 | 50.52 | 46.9 | 50.55 | 50.52 | 46.9 | 52.86 | 51.03 | 46.69 | 52.86 | 52.86 | 47.64 | 47.93 | 50.52 | 46.9
5503 | 37.61 | 42.58 | 35.04 | 37.61 | 42.58 | 35.04 | 37.61 | 42.58 | 35.04 | 37.61 | 42.58 | 35.04 | 37.61 | 42.58 | 35.04 | 38.32 | 42.58 | 35.04 | 37.61 | 42.58 | 35.04 | 37.61 | 42.58 | 35.04 | 37.61 | 42.58 | 35.04 | 38.71 | 42.83 | 35.14 | 39.19 | 43.01 | 35.4 | 37.61 | 42.58 | 35.04 | 48.2 | 50.79 | 47.18 | 48.2 | 50.79 | 47.18 | 48.2 | 50.79 | 47.18 | 48.2 | 50.79 | 47.18 | 50.82 | 50.79 | 47.16 | 51.57 | 50.79 | 47.16 | 48.2 | 50.79 | 47.18 | 48.2 | 50.79 | 47.18 | 50.82 | 50.79 | 47.16 | 52.63 | 50.01 | 46.7 | 52.63 | 51.03 | 47.65 | 48.2 | 50.79 | 47.18
5504 | 38.11 | 43.07 | 35.54 | 38.11 | 43.07 | 35.54 | 38.11 | 43.07 | 35.54 | 38.11 | 43.07 | 35.54 | 38.11 | 43.06 | 35.54 | 38.11 | 43.06 | 35.54 | 38.11 | 43.07 | 35.54 | 38.11 | 43.07 | 35.54 | 38.11 | 43.06 | 35.54 | 38.49 | 41.79 | 34.79 | 38.49 | 42.64 | 35.18 | 38.11 | 43.07 | 35.54 | 48.7 | 51.28 | 47.67 | 48.7 | 51.28 | 47.67 | 48.7 | 51.28 | 47.67 | 48.7 | 51.28 | 47.67 | 48.7 | 49.63 | 47.16 | 48.7 | 49.63 | 47.16 | 48.7 | 51.28 | 47.67 | 48.7 | 51.28 | 47.67 | 48.7 | 49.63 | 47.16 | 49.19 | 47.66 | 46.69 | 49.29 | 50.77 | 47.64 | 48.7 | 51.28 | 47.67
5505 | 38.62 | 43.59 | 36.05 | 38.62 | 43.59 | 36.05 | 38.62 | 43.59 | 36.05 | 38.62 | 43.59 | 36.05 | 38.62 | 25.94 | 35.49 | 38.62 | 25.93 | 35.49 | 38.62 | 43.58 | 36.05 | 38.62 | 43.59 | 36.05 | 38.62 | 25.94 | 35.49 | 38.49 | 24.91 | 26.8 | 39.01 | 25.41 | 34.42 | 38.62 | 43.59 | 36.05 | 49.21 | 51.8 | 48.18 | 49.21 | 51.8 | 48.18 | 49.21 | 51.8 | 48.18 | 49.21 | 51.8 | 48.18 | 49.21 | 42.82 | 47.16 | 49.21 | 42.82 | 47.16 | 49.21 | 51.8 | 48.18 | 49.21 | 51.8 | 48.18 | 49.21 | 42.82 | 47.16 | 48.72 | 41.53 | 44.8 | 49.7 | 51.28 | 46.23 | 49.21 | 51.8 | 48.18
5506 | 38.87 | 43.84 | 36.31 | 38.87 | 43.84 | 36.31 | 38.87 | 43.84 | 36.31 | 38.87 | 43.84 | 36.31 | 38.87 | 30.51 | 26.89 | 38.87 | 30.51 | 26.89 | 38.87 | 43.84 | 36.31 | 38.87 | 43.84 | 36.31 | 38.87 | 30.51 | 26.89 | 38.48 | 29.3 | 26.62 | 39.27 | 29.89 | 27.16 | 38.87 | 43.84 | 36.31 | 49.46 | 49.63 | 48.44 | 49.46 | 49.63 | 48.44 | 49.46 | 49.63 | 48.44 | 49.46 | 49.63 | 48.14 | 49.46 | 42.82 | 45.29 | 49.46 | 42.82 | 45.29 | 49.46 | 49.63 | 48.44 | 49.46 | 49.63 | 48.44 | 49.46 | 42.82 | 45.29 | 49.46 | 41.12 | 44.8 | 49.96 | 47.66 | 45.75 | 49.46 | 49.63 | 48.44
5507 | 38.92 | 43.89 | 36.36 | 38.92 | 43.89 | 36.36 | 38.92 | 43.89 | 36.36 | 38.92 | 43.89 | 36.36 | 38.92 | 9.38 | 0 | 38.92 | 9.38 | 0 | 38.92 | 43.89 | 36.36 | 38.92 | 43.89 | 36.36 | 38.92 | 9.38 | 0 | 38.14 | 0 | 0 | 38.53 | 0 | 0 | 38.92 | 43.89 | 36.36 | 49.51 | 49.42 | 48.49 | 49.51 | 49.42 | 48.49 | 49.51 | 49.42 | 48.49 | 49.51 | 49.42 | 46.17 | 49.51 | 9.38 | 40.57 | 49.51 | 0 | 40.57 | 49.51 | 49.42 | 48.49 | 49.51 | 49.42 | 48.49 | 49.51 | 9.38 | 40.57 | 49.02 | 0 | 40.17 | 49.02 | 47.66 | 40.99 | 49.51 | 49.42 | 48.49
5508 | 38.85 | 43.81 | 36.28 | 38.85 | 43.81 | 36.28 | 38.85 | 43.81 | 36.28 | 38.85 | 43.81 | 36.28 | 38.85 | 9.3 | 0 | 38.85 | 0.01 | 0 | 38.85 | 43.81 | 36.28 | 38.85 | 43.81 | 36.28 | 38.85 | 9.3 | 0 | 38.14 | 0 | 0 | 38.46 | 0 | 0 | 38.85 | 43.81 | 36.28 | 49.44 | 49.42 | 48.41 | 49.44 | 49.42 | 48.41 | 49.44 | 49.42 | 48.41 | 49.44 | 49.42 | 46.17 | 49.44 | 9.31 | 39.36 | 49.44 | 0 | 39.36 | 49.44 | 49.42 | 48.41 | 49.44 | 49.42 | 48.41 | 49.44 | 9.31 | 39.36 | 48.94 | 0 | 39.36 | 49.02 | 47.66 | 40.99 | 49.44 | 49.42 | 48.41
5509 | 38.63 | 43.59 | 36.06 | 38.63 | 43.59 | 36.06 | 38.63 | 43.59 | 36.06 | 38.63 | 43.59 | 36.06 | 38.63 | 9.09 | 0 | 38.63 | 9.09 | 0 | 38.63 | 43.59 | 36.06 | 38.63 | 43.59 | 36.06 | 38.63 | 9.09 | 0 | 37.48 | 8.72 | 0 | 38.24 | 8.9 | 0 | 38.63 | 43.59 | 36.06 | 49.21 | 49.63 | 48.19 | 49.21 | 49.63 | 48.19 | 49.21 | 49.63 | 48.19 | 49.21 | 49.63 | 48.14 | 49.21 | 42.82 | 31.28 | 49.21 | 42.82 | 31.28 | 49.21 | 49.63 | 48.19 | 49.21 | 49.63 | 48.19 | 49.21 | 42.82 | 31.28 | 48.72 | 0 | 12.33 | 49.02 | 47.66 | 45.29 | 49.21 | 49.63 | 48.19
5510 | 38.37 | 43.33 | 35.8 | 38.37 | 43.33 | 35.8 | 38.37 | 43.33 | 35.8 | 38.37 | 43.33 | 35.8 | 38.37 | 37.15 | 26.89 | 38.37 | 37.15 | 26.89 | 38.37 | 43.33 | 35.8 | 38.37 | 43.33 | 35.8 | 38.37 | 37.15 | 26.89 | 37.98 | 35.67 | 26.62 | 38.76 | 37.52 | 34.42 | 38.37 | 43.33 | 35.8 | 48.96 | 51.55 | 47.93 | 48.96 | 51.55 | 47.93 | 48.96 | 51.55 | 47.93 | 48.96 | 51.55 | 47.93 | 48.96 | 47.35 | 46.68 | 48.96 | 47.35 | 46.68 | 48.96 | 51.55 | 47.93 | 48.96 | 51.55 | 47.93 | 48.96 | 47.35 | 46.68 | 48.47 | 0 | 12.33 | 49.45 | 51.03 | 47.45 | 48.96 | 51.55 | 47.93
5511 | 38.33 | 43.3 | 35.76 | 38.33 | 43.3 | 35.76 | 38.33 | 43.3 | 35.76 | 38.33 | 43.3 | 35.76 | 38.33 | 43.09 | 34.77 | 38.33 | 43.09 | 34.77 | 38.33 | 43.3 | 35.76 | 38.33 | 43.3 | 35.76 | 38.33 | 43.09 | 34.77 | 38.02 | 41.38 | 34.42 | 38.8 | 42.87 | 35.85 | 38.33 | 43.3 | 35.76 | 48.92 | 51.51 | 47.9 | 48.92 | 51.51 | 47.9 | 48.92 | 51.51 | 47.9 | 48.92 | 51.51 | 47.9 | 48.92 | 51.51 | 46.68 | 48.92 | 51.51 | 46.68 | 48.92 | 51.51 | 47.9 | 48.92 | 51.51 | 47.9 | 48.92 | 51.51 | 46.68 | 49.42 | 47.66 | 12.33 | 49.43 | 52.03 | 48.38 | 48.92 | 51.51 | 51.3
5512 | 38.36 | 43.33 | 35.8 | 38.36 | 43.33 | 35.8 | 38.36 | 43.33 | 35.8 | 38.36 | 43.33 | 35.8 | 38.36 | 43.33 | 35.8 | 38.36 | 43.33 | 35.8 | 38.36 | 43.33 | 35.8 | 38.36 | 43.33 | 35.8 | 38.36 | 43.33 | 35.8 | 38.75 | 42.9 | 34.42 | 39.54 | 44.07 | 36.16 | 38.36 | 43.33 | 35.8 | 48.95 | 51.54 | 47.93 | 48.95 | 51.54 | 47.93 | 48.95 | 51.54 | 47.93 | 48.95 | 51.54 | 47.93 | 51.58 | 51.54 | 46.68 | 51.58 | 51.54 | 46.68 | 48.95 | 51.54 | 47.93 | 48.95 | 51.54 | 47.93 | 51.58 | 51.54 | 46.68 | 52.1 | 47.66 | 44.8 | 54.78 | 53.67 | 48.61 | 48.95 | 51.54 | 51.3
5513 | 38.59 | 43.56 | 36.02 | 38.59 | 43.56 | 36.02 | 38.59 | 43.56 | 36.02 | 38.59 | 43.56 | 36.02 | 38.59 | 43.56 | 36.02 | 38.59 | 43.56 | 36.02 | 38.59 | 43.56 | 36.02 | 38.59 | 43.56 | 36.02 | 38.59 | 43.56 | 36.02 | 38.98 | 43.12 | 34.42 | 48.4 | 47.56 | 36.39 | 38.59 | 43.56 | 36.02 | 49.18 | 51.77 | 48.16 | 49.18 | 51.77 | 48.16 | 49.18 | 51.77 | 48.16 | 49.18 | 51.77 | 48.16 | 51.8 | 51.77 | 48.16 | 51.8 | 51.77 | 48.16 | 49.18 | 51.77 | 48.16 | 49.18 | 51.77 | 48.16 | 51.8 | 51.77 | 48.16 | 52.32 | 47.66 | 39.36 | 62.31 | 56.69 | 50.15 | 49.18 | 51.77 | 51.3
5514 | 38.73 | 43.69 | 36.16 | 38.73 | 43.69 | 36.16 | 38.73 | 43.69 | 36.16 | 38.73 | 43.69 | 36.16 | 38.73 | 43.69 | 36.16 | 39.43 | 44.58 | 36.16 | 38.73 | 43.69 | 36.16 | 38.73 | 43.69 | 36.16 | 38.73 | 43.69 | 36.16 | 49.5 | 44.13 | 35.49 | 50.51 | 47.57 | 36.52 | 38.73 | 43.69 | 36.74 | 49.32 | 51.9 | 48.29 | 49.32 | 51.9 | 48.29 | 49.32 | 51.9 | 48.29 | 49.32 | 51.9 | 48.29 | 51.94 | 51.9 | 48.29 | 54.9 | 51.9 | 48.29 | 49.32 | 51.9 | 48.29 | 49.32 | 51.9 | 48.29 | 51.94 | 51.9 | 48.29 | 64.92 | 51.38 | 45.35 | 66.24 | 56.69 | 62.88 | 49.32 | 51.9 | 51.3
5515 | 38.72 | 43.69 | 36.16 | 38.72 | 43.69 | 36.16 | 38.72 | 43.69 | 36.16 | 38.72 | 43.69 | 36.16 | 38.72 | 43.69 | 36.16 | 39.43 | 44.58 | 36.16 | 38.72 | 43.69 | 36.16 | 38.72 | 43.69 | 36.16 | 38.72 | 43.69 | 36.16 | 49.5 | 44.13 | 35.49 | 50.51 | 47.57 | 36.52 | 38.72 | 43.69 | 36.16 | 49.31 | 51.9 | 48.29 | 49.31 | 51.9 | 48.29 | 49.31 | 51.9 | 48.29 | 49.31 | 51.9 | 48.29 | 51.94 | 51.9 | 48.29 | 54.89 | 51.9 | 48.29 | 49.31 | 51.9 | 48.29 | 49.31 | 51.9 | 48.29 | 51.94 | 51.9 | 48.29 | 64.92 | 51.38 | 45.35 | 66.24 | 56.69 | 62.88 | 49.31 | 51.9 | 51.3
5516 | 38.54 | 43.5 | 35.97 | 38.54 | 43.5 | 35.97 | 38.54 | 43.5 | 35.97 | 38.54 | 43.5 | 35.97 | 38.54 | 43.51 | 35.97 | 39.24 | 44.39 | 35.97 | 38.54 | 43.5 | 35.97 | 38.54 | 43.5 | 35.97 | 38.54 | 43.51 | 35.97 | 39.72 | 43.94 | 35.49 | 40.53 | 47.56 | 36.33 | 38.54 | 43.5 | 35.97 | 49.13 | 51.71 | 48.1 | 49.13 | 51.71 | 48.1 | 49.13 | 51.71 | 48.1 | 49.13 | 51.71 | 48.1 | 51.75 | 51.71 | 48.1 | 54.71 | 51.71 | 48.1 | 49.13 | 51.71 | 48.1 | 49.13 | 51.71 | 48.1 | 51.75 | 51.71 | 48.1 | 60.92 | 51.2 | 45.35 | 62.16 | 56.69 | 62.88 | 49.13 | 51.71 | 51.3
5517 | 38.75 | 43.71 | 36.18 | 38.75 | 43.71 | 36.18 | 38.75 | 43.71 | 36.18 | 38.75 | 43.71 | 36.18 | 38.75 | 43.71 | 36.18 | 39.18 | 44.57 | 36.18 | 38.75 | 43.71 | 36.18 | 38.75 | 43.71 | 36.18 | 38.75 | 43.71 | 36.18 | 39.58 | 44.13 | 35.49 | 40.39 | 47.56 | 36.54 | 38.75 | 43.71 | 36.18 | 49.33 | 51.92 | 48.31 | 49.33 | 51.92 | 48.31 | 49.33 | 51.92 | 48.31 | 49.33 | 51.92 | 48.31 | 51.96 | 51.92 | 48.31 | 54.77 | 51.92 | 48.31 | 49.33 | 51.92 | 48.31 | 49.33 | 51.92 | 48.31 | 51.96 | 51.92 | 48.31 | 55.32 | 47.66 | 45.35 | 55.89 | 56.69 | 62.88 | 49.33 | 51.92 | 48.31
5518 | 38.81 | 43.77 | 36.24 | 38.81 | 43.77 | 36.24 | 38.81 | 43.77 | 36.24 | 38.81 | 43.77 | 36.24 | 38.81 | 43.77 | 36.24 | 38.81 | 43.77 | 36.24 | 38.81 | 43.77 | 36.24 | 38.81 | 43.77 | 36.24 | 38.81 | 43.77 | 36.24 | 39.2 | 43.34 | 35.49 | 39.61 | 45.89 | 36.6 | 38.81 | 43.77 | 36.24 | 49.4 | 51.98 | 48.37 | 49.4 | 51.98 | 48.37 | 49.4 | 51.98 | 48.37 | 49.4 | 51.98 | 48.37 | 51.28 | 51.98 | 48.37 | 51.28 | 51.98 | 48.37 | 49.4 | 51.98 | 48.37 | 49.4 | 51.98 | 48.37 | 51.28 | 51.98 | 48.37 | 51.8 | 47.66 | 44.8 | 52.33 | 56.69 | 50.37 | 49.4 | 51.98 | 48.37
5519 | 38.25 | 43.21 | 35.68 | 38.25 | 43.21 | 35.68 | 38.25 | 43.21 | 35.68 | 38.25 | 43.21 | 35.68 | 38.25 | 43.21 | 35.68 | 38.25 | 43.21 | 35.68 | 38.25 | 43.21 | 35.68 | 38.25 | 43.22 | 35.68 | 38.25 | 43.21 | 35.68 | 37.87 | 42.78 | 35.14 | 38.63 | 43.65 | 36.04 | 38.25 | 43.21 | 35.68 | 48.84 | 51.43 | 47.81 | 48.84 | 51.43 | 47.81 | 48.84 | 51.43 | 47.81 | 48.84 | 51.43 | 47.81 | 48.84 | 51.43 | 47.16 | 48.84 | 51.43 | 47.16 | 48.84 | 51.43 | 47.81 | 48.84 | 51.43 | 47.81 | 48.84 | 51.43 | 47.16 | 49.33 | 47.66 | 44.8 | 49.61 | 53.55 | 48.61 | 48.84 | 51.43 | 47.81
5520 | 36.94 | 41.8 | 35.48 | 36.94 | 41.8 | 35.48 | 36.94 | 41.8 | 35.48 | 36.94 | 41.8 | 35.48 | 36.94 | 41.8 | 35.48 | 36.94 | 41.8 | 35.48 | 36.94 | 41.8 | 35.48 | 38.05 | 43.01 | 35.48 | 36.94 | 41.8 | 35.48 | 36.57 | 41.38 | 35.12 | 37.32 | 42.22 | 35.84 | 36.94 | 41.8 | 35.48 | 48.64 | 49.94 | 47.61 | 48.64 | 49.94 | 47.61 | 48.64 | 49.94 | 47.61 | 48.64 | 49.94 | 47.61 | 48.64 | 49.94 | 47.16 | 48.64 | 49.94 | 47.16 | 48.64 | 49.94 | 47.61 | 48.64 | 51.23 | 47.61 | 48.64 | 49.94 | 47.16 | 49.1 | 47.66 | 44.8 | 49.13 | 51.35 | 48.61 | 48.64 | 49.94 | 47.61
5521 | 32.28 | 26.12 | 35.12 | 32.28 | 26.12 | 35.12 | 32.28 | 26.12 | 35.12 | 32.28 | 26.12 | 35.12 | 32.28 | 26.12 | 34.77 | 32.28 | 26.12 | 34.77 | 32.28 | 26.12 | 35.12 | 37.69 | 42.66 | 35.12 | 32.28 | 26.12 | 34.77 | 31.96 | 25.09 | 34.42 | 32.61 | 26.38 | 35.48 | 32.28 | 26.12 | 35.12 | 48.01 | 49.94 | 47.26 | 48.01 | 49.94 | 47.26 | 48.01 | 49.94 | 47.26 | 48.01 | 49.94 | 47.26 | 48.01 | 49.94 | 47.16 | 48.01 | 49.94 | 47.16 | 48.01 | 49.94 | 47.26 | 48.28 | 50.87 | 47.26 | 48.01 | 49.94 | 47.16 | 47.53 | 41.97 | 44.8 | 48.5 | 51.35 | 48.61 | 48.01 | 49.94 | 47.26
5522 | 32.28 | 19.42 | 34.77 | 32.28 | 19.42 | 34.77 | 32.28 | 19.42 | 34.77 | 32.28 | 19.42 | 34.77 | 32.28 | 19.42 | 34.7 | 32.28 | 19.42 | 34.7 | 32.28 | 19.42 | 34.77 | 37.34 | 42.3 | 34.77 | 32.28 | 19.42 | 34.7 | 31.96 | 18.65 | 34.35 | 32.61 | 19.61 | 35.14 | 32.28 | 19.42 | 34.77 | 47.93 | 50.52 | 46.9 | 47.93 | 50.52 | 46.9 | 47.93 | 50.52 | 46.9 | 47.93 | 50.52 | 46.9 | 47.93 | 50.52 | 46.9 | 47.93 | 50.52 | 46.9 | 47.93 | 50.52 | 46.9 | 47.93 | 50.52 | 46.9 | 47.93 | 50.52 | 46.9 | 47.45 | 31.48 | 44.8 | 48.41 | 51.03 | 48.61 | 47.93 | 50.52 | 46.9
5523 | 33.28 | 18.38 | 34.51 | 33.28 | 18.38 | 34.51 | 33.28 | 18.38 | 34.51 | 33.28 | 18.38 | 34.51 | 33.28 | 18.38 | 34.51 | 33.28 | 18.38 | 34.51 | 33.28 | 18.38 | 34.51 | 37.07 | 42.04 | 34.51 | 33.28 | 18.38 | 34.51 | 32.61 | 17.65 | 34.16 | 33.27 | 18.57 | 35.14 | 33.28 | 18.38 | 34.51 | 47.66 | 50.25 | 46.64 | 47.66 | 50.25 | 46.64 | 47.66 | 50.25 | 46.64 | 47.66 | 50.25 | 46.64 | 47.66 | 49 | 46.64 | 47.66 | 49 | 46.64 | 47.66 | 50.25 | 46.64 | 47.66 | 50.25 | 46.64 | 47.66 | 49 | 46.64 | 47.19 | 31.48 | 44.8 | 48.14 | 51.03 | 48.61 | 47.66 | 50.25 | 46.64
5524 | 32.94 | 10.33 | 34.19 | 32.94 | 10.33 | 34.19 | 32.94 | 10.33 | 34.19 | 32.94 | 10.33 | 34.19 | 32.94 | 7.22 | 34.19 | 32.94 | 7.22 | 34.19 | 32.94 | 10.33 | 34.19 | 36.76 | 41.73 | 34.19 | 32.94 | 7.22 | 34.19 | 32.61 | 6.93 | 33.85 | 33.27 | 10.23 | 34.54 | 32.94 | 10.33 | 34.19 | 47.32 | 49.94 | 46.32 | 47.32 | 49.94 | 46.32 | 47.32 | 49.94 | 46.32 | 47.32 | 49.94 | 46.32 | 47.32 | 49 | 46.32 | 47.32 | 49 | 46.32 | 47.32 | 49.94 | 46.32 | 47.35 | 49.94 | 46.32 | 47.32 | 49 | 46.32 | 46.84 | 31.48 | 44.8 | 47.79 | 50.44 | 47.64 | 47.32 | 49.94 | 46.32
5525 | 33.28 | 10.33 | 33.85 | 33.28 | 10.33 | 33.85 | 33.28 | 10.33 | 33.85 | 33.28 | 10.33 | 33.85 | 33.28 | 0 | 33.85 | 33.28 | 0 | 33.85 | 33.28 | 10.33 | 33.85 | 36.42 | 41.39 | 33.85 | 33.28 | 0 | 33.85 | 32.61 | 0 | 33.51 | 33.27 | 10.23 | 34.2 | 33.28 | 10.33 | 33.85 | 47.01 | 49.6 | 45.99 | 47.01 | 49.6 | 45.99 | 47.01 | 49.6 | 45.99 | 47.01 | 49.6 | 46.17 | 47.01 | 49 | 45.99 | 47.01 | 49 | 45.99 | 47.01 | 49.6 | 45.99 | 47.01 | 49.6 | 45.99 | 47.01 | 49 | 45.99 | 46.6 | 32.45 | 44.8 | 47.48 | 50.1 | 47.64 | 47.01 | 49.6 | 45.99
5526 | 33.28 | 10.35 | 33.91 | 33.28 | 10.35 | 33.91 | 33.28 | 10.35 | 33.91 | 33.28 | 10.35 | 33.91 | 33.28 | 0 | 33.91 | 33.28 | 0 | 33.91 | 33.28 | 10.35 | 33.91 | 36.48 | 41.45 | 33.91 | 33.28 | 0 | 33.91 | 32.61 | 0 | 33.23 | 33.27 | 10.25 | 34.26 | 33.28 | 10.35 | 33.91 | 47.07 | 49.66 | 46.05 | 47.07 | 49.66 | 46.05 | 47.07 | 49.66 | 46.05 | 47.07 | 49.66 | 46.17 | 47.07 | 49 | 46.05 | 47.07 | 49 | 46.05 | 47.07 | 49.66 | 46.05 | 47.07 | 49.66 | 46.05 | 47.07 | 49 | 46.05 | 46.6 | 39.94 | 44.8 | 47.55 | 50.16 | 47.64 | 47.07 | 49.66 | 46.05
5527 | 36.74 | 25.6 | 34.17 | 36.74 | 25.6 | 34.17 | 36.74 | 25.6 | 34.17 | 36.74 | 25.6 | 34.17 | 33.28 | 0 | 33.4 | 33.28 | 0 | 33.4 | 36.74 | 25.6 | 34.17 | 36.74 | 41.7 | 34.17 | 33.28 | 0 | 33.4 | 32.61 | 0 | 20.18 | 36.37 | 25.35 | 33.83 | 36.74 | 25.6 | 34.17 | 47.33 | 49.63 | 46.3 | 47.33 | 49.63 | 46.3 | 47.33 | 49.63 | 46.3 | 47.33 | 49.63 | 46.3 | 47.33 | 41.17 | 46.3 | 47.33 | 41.17 | 46.3 | 47.33 | 49.63 | 46.3 | 47.33 | 49.91 | 46.3 | 47.33 | 41.17 | 46.3 | 46.85 | 39.54 | 44.8 | 47.8 | 49.13 | 46.77 | 47.33 | 49.63 | 46.3
5528 | 37.34 | 42.3 | 34.77 | 37.34 | 42.3 | 34.77 | 37.34 | 42.3 | 34.77 | 37.34 | 42.3 | 34.77 | 37.34 | 7.8 | 33.4 | 37.34 | 0 | 33.4 | 37.34 | 42.3 | 34.77 | 37.34 | 42.3 | 34.77 | 37.34 | 7.8 | 33.4 | 32.61 | 0 | 0 | 36.97 | 0 | 34.42 | 37.34 | 42.3 | 34.77 | 47.93 | 49.63 | 46.9 | 47.93 | 49.63 | 46.9 | 47.93 | 49.63 | 46.9 | 47.93 | 49.63 | 46.9 | 47.93 | 39.94 | 45.35 | 47.93 | 39.94 | 45.35 | 47.93 | 49.63 | 46.9 | 47.93 | 50.52 | 46.9 | 47.93 | 39.94 | 45.35 | 47.45 | 38.35 | 44.8 | 47.55 | 49.13 | 46.44 | 47.93 | 49.63 | 46.9
5529 | 37.97 | 42.93 | 35.4 | 37.97 | 42.93 | 35.4 | 37.97 | 42.93 | 35.4 | 37.97 | 42.93 | 35.4 | 37.97 | 8.43 | 33.4 | 37.97 | 0 | 19.88 | 37.97 | 42.93 | 35.4 | 37.97 | 42.93 | 35.4 | 37.97 | 8.43 | 33.4 | 30.75 | 0 | 0 | 31.7 | 0 | 0 | 37.97 | 42.93 | 35.4 | 48.56 | 49.94 | 47.53 | 48.56 | 49.94 | 47.53 | 48.56 | 49.94 | 47.53 | 48.56 | 49.94 | 47.53 | 48.56 | 31.15 | 44.38 | 48.56 | 31.15 | 40.98 | 48.56 | 49.94 | 47.53 | 48.56 | 51.14 | 47.53 | 48.56 | 31.15 | 44.38 | 46.62 | 0 | 40.16 | 48.07 | 47.66 | 44.8 | 48.56 | 49.94 | 47.53
5530 | 38.23 | 43.2 | 35.66 | 38.23 | 43.2 | 35.66 | 38.23 | 43.2 | 35.66 | 38.23 | 43.2 | 35.66 | 38.23 | 8.69 | 18.88 | 38.23 | 0 | 18.88 | 38.23 | 43.2 | 35.66 | 38.23 | 43.2 | 35.66 | 38.23 | 8.69 | 33.4 | 13.11 | 0 | 0 | 13.51 | 0 | 0 | 38.23 | 43.2 | 35.66 | 48.82 | 49.94 | 47.8 | 48.82 | 49.94 | 47.8 | 48.82 | 49.94 | 47.8 | 48.82 | 49.94 | 47.8 | 48.82 | 31.15 | 44.38 | 48.82 | 31.15 | 27.44 | 48.82 | 49.94 | 47.8 | 48.82 | 49.94 | 47.8 | 48.82 | 31.15 | 44.38 | 40.99 | 0 | 0 | 42.25 | 47.66 | 44.8 | 48.82 | 49.94 | 47.8
5531 | 38.47 | 43.43 | 35.9 | 38.47 | 43.43 | 35.9 | 38.47 | 43.43 | 35.9 | 38.47 | 43.43 | 35.9 | 38.47 | 8.93 | 18.88 | 38.47 | 0 | 18.88 | 38.47 | 43.43 | 35.9 | 38.47 | 43.43 | 35.9 | 38.47 | 8.93 | 33.4 | 0 | 0 | 0 | 0 | 0 | 0 | 38.47 | 43.43 | 35.9 | 49.05 | 50.17 | 48.03 | 49.05 | 50.17 | 48.03 | 49.05 | 50.17 | 48.03 | 49.05 | 50.17 | 48.03 | 49.05 | 31.15 | 44.38 | 49.05 | 31.15 | 27.44 | 49.05 | 50.17 | 48.03 | 49.05 | 50.17 | 48.03 | 49.05 | 31.15 | 44.38 | 12.46 | 0 | 0 | 12.84 | 47.66 | 44.8 | 49.05 | 50.17 | 48.03
5532 | 38.39 | 43.35 | 35.82 | 38.39 | 43.35 | 35.82 | 38.39 | 43.35 | 35.82 | 38.39 | 43.35 | 35.82 | 38.39 | 8.84 | 18.88 | 38.39 | 0 | 18.88 | 38.39 | 43.35 | 35.82 | 38.39 | 43.35 | 35.82 | 38.39 | 8.84 | 33.4 | 0 | 0 | 0 | 0 | 0 | 0 | 38.39 | 43.35 | 35.82 | 48.98 | 51.48 | 47.95 | 48.98 | 51.48 | 47.95 | 48.98 | 51.48 | 47.95 | 48.98 | 51.48 | 47.95 | 48.98 | 21.26 | 44.38 | 48.98 | 21.26 | 27.44 | 48.98 | 51.48 | 47.95 | 48.98 | 51.48 | 47.95 | 48.98 | 21.26 | 44.38 | 0 | 0 | 0 | 0 | 47.66 | 44.8 | 48.98 | 51.48 | 47.95
5533 | 38.19 | 43.16 | 35.62 | 38.19 | 43.16 | 35.62 | 38.19 | 43.16 | 35.62 | 38.19 | 43.16 | 35.62 | 38.19 | 8.65 | 19.88 | 38.19 | 0 | 19.88 | 38.19 | 43.16 | 35.62 | 38.19 | 43.16 | 35.62 | 38.19 | 8.65 | 33.4 | 0 | 0 | 0 | 0 | 0 | 0 | 38.19 | 43.16 | 35.62 | 48.78 | 51.37 | 47.76 | 48.78 | 51.37 | 47.76 | 48.78 | 51.37 | 47.76 | 48.78 | 51.37 | 47.76 | 48.78 | 8.65 | 44.38 | 48.78 | 0 | 27.44 | 48.78 | 51.37 | 47.76 | 48.78 | 51.37 | 47.76 | 48.78 | 8.65 | 44.38 | 0 | 0 | 0 | 0 | 47.66 | 44.8 | 48.78 | 51.37 | 47.76
5534 | 38.04 | 43 | 35.47 | 38.04 | 43 | 35.47 | 38.04 | 43 | 35.47 | 38.04 | 43 | 35.47 | 38.04 | 8.49 | 0 | 38.04 | 0 | 0 | 38.04 | 43 | 35.47 | 38.04 | 43 | 35.47 | 38.04 | 8.49 | 0 | 0 | 0 | 0 | 0 | 0 | 0 | 38.04 | 43 | 35.47 | 48.62 | 51.21 | 47.6 | 48.62 | 51.21 | 47.6 | 48.62 | 51.21 | 47.6 | 48.62 | 51.21 | 47.6 | 48.62 | 8.5 | 0 | 48.62 | 0 | 0 | 48.62 | 51.21 | 47.6 | 48.62 | 51.21 | 47.6 | 48.62 | 8.5 | 0 | 0 | 0 | 0 | 0 | 47.66 | 44.8 | 48.62 | 51.21 | 47.6
5535 | 37.95 | 42.92 | 35.38 | 37.95 | 42.92 | 35.38 | 37.95 | 42.92 | 35.38 | 37.95 | 42.92 | 35.38 | 37.95 | 8.41 | 0 | 37.95 | 0.03 | 0 | 37.95 | 42.92 | 35.38 | 37.95 | 42.92 | 35.38 | 37.95 | 8.41 | 0 | 0 | 0 | 0 | 37.57 | 0 | 0 | 37.95 | 42.92 | 35.38 | 48.54 | 51.13 | 47.52 | 48.54 | 51.13 | 47.52 | 48.54 | 51.13 | 47.52 | 48.54 | 51.13 | 47.52 | 48.54 | 8.41 | 0 | 48.54 | 0 | 0 | 48.54 | 51.13 | 47.52 | 48.54 | 51.13 | 47.52 | 48.54 | 8.41 | 0 | 0 | 0 | 0 | 48.05 | 50.62 | 44.8 | 48.54 | 51.13 | 47.52
5536 | 38.01 | 42.98 | 35.44 | 38.01 | 42.98 | 35.44 | 38.01 | 42.98 | 35.44 | 38.01 | 42.98 | 35.44 | 38.01 | 8.47 | 8.47 | 38.01 | 8.47 | 0 | 38.01 | 42.98 | 35.44 | 38.01 | 42.98 | 35.44 | 38.01 | 8.47 | 8.47 | 32.61 | 0 | 0 | 37.63 | 42.55 | 34.42 | 38.01 | 42.98 | 35.44 | 48.6 | 51.19 | 47.58 | 48.6 | 51.19 | 47.58 | 48.6 | 51.19 | 47.58 | 48.6 | 51.19 | 47.58 | 48.6 | 41.17 | 45.25 | 48.6 | 41.17 | 45.25 | 48.6 | 51.19 | 47.58 | 48.6 | 51.19 | 47.58 | 48.6 | 41.17 | 45.25 | 47.55 | 39.54 | 44.8 | 48.52 | 50.68 | 47.1 | 48.6 | 51.19 | 47.58
5537 | 38.25 | 43.22 | 35.68 | 38.25 | 43.22 | 35.68 | 38.25 | 43.22 | 35.68 | 38.25 | 43.22 | 35.68 | 38.25 | 39.77 | 35.68 | 38.96 | 39.77 | 35.68 | 38.25 | 43.22 | 35.68 | 38.25 | 43.22 | 35.68 | 38.25 | 39.77 | 35.68 | 39.35 | 38.97 | 35.14 | 39.19 | 42.79 | 35.86 | 38.25 | 43.22 | 35.68 | 48.84 | 51.43 | 49.61 | 48.84 | 51.43 | 49.61 | 48.84 | 51.43 | 49.61 | 48.84 | 51.43 | 49.61 | 50.62 | 51.43 | 47.16 | 50.62 | 51.43 | 47.16 | 48.84 | 51.43 | 47.82 | 48.84 | 51.43 | 47.82 | 50.62 | 51.43 | 47.16 | 50.62 | 50.01 | 46.69 | 49.61 | 51.95 | 50.11 | 48.84 | 51.43 | 49.61
5538 | 38.49 | 43.46 | 36.65 | 38.49 | 43.46 | 36.65 | 38.49 | 43.46 | 36.65 | 38.49 | 43.46 | 36.65 | 38.49 | 43.46 | 35.92 | 39.2 | 45.97 | 35.92 | 38.49 | 43.46 | 35.92 | 38.49 | 43.46 | 35.92 | 38.49 | 43.46 | 35.92 | 41.21 | 46.43 | 36.28 | 40.39 | 48.53 | 37.02 | 38.49 | 43.46 | 36.65 | 49.08 | 51.77 | 51.3 | 49.08 | 51.77 | 51.3 | 49.08 | 51.77 | 51.3 | 49.08 | 51.77 | 51.3 | 51.7 | 51.77 | 48.06 | 54.66 | 51.77 | 48.06 | 49.08 | 51.77 | 48.06 | 49.08 | 51.67 | 48.06 | 51.7 | 51.77 | 48.06 | 55.89 | 51.26 | 47.57 | 56.46 | 57.45 | 51.81 | 49.08 | 51.77 | 51.3
5539 | 38.58 | 45.94 | 38.25 | 38.58 | 45.94 | 38.25 | 38.58 | 45.94 | 38.25 | 38.58 | 45.94 | 38.25 | 38.58 | 45.94 | 36.01 | 39.29 | 46.09 | 36.01 | 38.58 | 45.94 | 36.01 | 38.58 | 43.55 | 36.01 | 38.58 | 45.94 | 36.01 | 48.4 | 48.99 | 37.13 | 48.4 | 49.99 | 39.04 | 38.58 | 45.94 | 38.25 | 49.17 | 51.87 | 51.3 | 49.17 | 51.87 | 51.3 | 49.17 | 51.87 | 51.3 | 49.17 | 62.68 | 51.3 | 51.79 | 51.87 | 48.15 | 54.75 | 51.87 | 48.15 | 49.17 | 51.87 | 48.15 | 49.17 | 51.76 | 48.15 | 51.79 | 51.87 | 48.15 | 65.07 | 52.39 | 48.62 | 66.39 | 65.27 | 62.9 | 49.17 | 51.87 | 51.3
5540 | 38.76 | 46.12 | 38.64 | 38.76 | 46.12 | 38.64 | 38.76 | 46.12 | 38.64 | 38.76 | 46.12 | 38.64 | 38.76 | 46.12 | 36.2 | 39.47 | 46.28 | 36.2 | 38.76 | 46.12 | 36.2 | 38.76 | 43.73 | 36.2 | 38.76 | 46.12 | 36.2 | 48.4 | 50.55 | 37.38 | 48.4 | 51.58 | 39.44 | 38.76 | 46.12 | 38.64 | 49.35 | 52.05 | 51.3 | 49.35 | 52.05 | 51.3 | 49.35 | 52.05 | 51.3 | 49.35 | 52.05 | 51.3 | 51.98 | 52.05 | 48.33 | 54.93 | 52.05 | 48.33 | 49.35 | 52.05 | 48.33 | 49.35 | 51.94 | 48.33 | 51.98 | 52.05 | 48.33 | 66.61 | 53.21 | 49.11 | 66.61 | 65.27 | 62.9 | 49.35 | 52.05 | 51.3
5541 | 38.95 | 43.92 | 36.38 | 38.95 | 43.92 | 36.38 | 38.95 | 43.92 | 36.38 | 38.95 | 43.92 | 36.38 | 38.95 | 46.31 | 36.38 | 39.66 | 46.47 | 36.38 | 38.95 | 43.92 | 36.38 | 38.95 | 43.92 | 36.38 | 38.95 | 46.31 | 36.38 | 48.09 | 50.05 | 37.38 | 48.09 | 50.05 | 39.04 | 38.95 | 43.92 | 36.38 | 49.54 | 52.13 | 51.3 | 49.54 | 52.13 | 51.3 | 49.54 | 52.13 | 51.3 | 49.54 | 52.13 | 51.3 | 52.16 | 52.24 | 48.52 | 55.12 | 52.24 | 48.52 | 49.54 | 52.13 | 48.52 | 49.54 | 52.13 | 48.52 | 52.16 | 52.24 | 48.52 | 64.42 | 54.59 | 49.11 | 64.42 | 65.27 | 53.47 | 49.54 | 52.13 | 51.3
5542 | 38.94 | 43.91 | 36.37 | 38.94 | 43.91 | 36.37 | 38.94 | 43.91 | 36.37 | 38.94 | 43.91 | 36.37 | 38.94 | 46.3 | 36.37 | 39.65 | 46.45 | 36.37 | 38.94 | 43.91 | 36.37 | 38.94 | 43.91 | 36.37 | 38.94 | 46.3 | 36.37 | 39.98 | 48.53 | 37.38 | 39.98 | 48.53 | 39.04 | 38.94 | 43.91 | 36.37 | 49.53 | 52.12 | 49.61 | 49.53 | 52.12 | 49.61 | 49.53 | 52.12 | 49.61 | 49.53 | 52.12 | 49.61 | 52.15 | 52.22 | 48.5 | 55.11 | 52.22 | 48.5 | 49.53 | 52.12 | 48.5 | 49.53 | 52.12 | 48.5 | 52.15 | 52.22 | 48.5 | 55.89 | 54.59 | 49.11 | 55.89 | 56.13 | 53.47 | 49.53 | 52.12 | 49.61
5543 | 38.27 | 43.24 | 35.7 | 38.27 | 43.24 | 35.7 | 38.27 | 43.24 | 35.7 | 38.27 | 43.24 | 35.7 | 38.27 | 45.63 | 35.7 | 38.27 | 45.78 | 35.7 | 38.27 | 43.24 | 35.7 | 38.27 | 43.24 | 35.7 | 38.27 | 45.63 | 35.7 | 38.42 | 46.73 | 36.07 | 38.66 | 46.73 | 38.65 | 38.27 | 43.24 | 35.7 | 48.86 | 51.45 | 47.84 | 48.86 | 51.45 | 47.84 | 48.86 | 51.45 | 47.84 | 48.86 | 51.45 | 47.84 | 51.35 | 51.56 | 47.84 | 51.35 | 51.56 | 47.84 | 48.86 | 51.45 | 47.84 | 48.86 | 51.45 | 47.84 | 51.35 | 51.56 | 47.84 | 51.35 | 52.36 | 48.32 | 50.83 | 55.01 | 53.47 | 48.86 | 51.45 | 47.84
5544 | 37.99 | 42.96 | 35.42 | 37.99 | 42.96 | 35.42 | 37.99 | 42.96 | 35.42 | 37.99 | 42.96 | 35.42 | 37.99 | 45.35 | 35.42 | 37.99 | 45.5 | 35.42 | 37.99 | 42.96 | 35.42 | 37.99 | 42.96 | 35.42 | 37.99 | 45.35 | 35.42 | 38.1 | 45.96 | 37.88 | 38.37 | 46.44 | 38.65 | 37.99 | 42.96 | 35.42 | 48.58 | 51.17 | 50.91 | 48.58 | 51.17 | 50.91 | 48.58 | 51.17 | 50.91 | 48.58 | 51.17 | 50.91 | 50.8 | 51.27 | 47.83 | 50.8 | 51.27 | 47.83 | 48.58 | 51.17 | 47.83 | 48.58 | 51.17 | 47.55 | 50.8 | 51.27 | 47.83 | 50.29 | 52.77 | 49.31 | 49.29 | 54.46 | 53.01 | 48.58 | 51.17 | 50.91
5545 | 37.73 | 42.7 | 35.16 | 37.73 | 42.7 | 35.16 | 37.73 | 42.7 | 35.16 | 37.73 | 42.7 | 35.16 | 37.73 | 45.09 | 35.16 | 37.73 | 45.15 | 35.16 | 37.73 | 42.7 | 35.16 | 37.73 | 42.7 | 35.16 | 37.73 | 45.09 | 35.16 | 37.69 | 45.98 | 37.88 | 38.11 | 45.98 | 38.65 | 37.73 | 42.7 | 35.16 | 48.32 | 51.02 | 50.83 | 48.32 | 51.02 | 50.83 | 48.32 | 51.02 | 50.83 | 48.32 | 51.02 | 50.83 | 50.8 | 51.02 | 47.75 | 50.8 | 51.02 | 47.75 | 48.32 | 51.02 | 47.75 | 48.32 | 50.91 | 47.3 | 50.8 | 51.02 | 47.75 | 50.29 | 52.89 | 49.31 | 49.29 | 53.97 | 52.93 | 48.32 | 51.02 | 50.83
5546 | 37.59 | 42.55 | 35.12 | 37.59 | 42.55 | 35.12 | 37.59 | 42.55 | 35.12 | 37.59 | 42.55 | 35.12 | 37.59 | 44.95 | 35.02 | 37.59 | 45.05 | 35.02 | 37.59 | 42.55 | 35.02 | 37.59 | 42.55 | 35.02 | 37.59 | 44.95 | 35.02 | 37.69 | 45.98 | 38.43 | 37.97 | 45.98 | 38.43 | 37.59 | 42.55 | 35.12 | 48.17 | 50.87 | 51.3 | 48.17 | 50.87 | 51.3 | 48.17 | 50.87 | 51.3 | 48.17 | 50.87 | 51.3 | 50.8 | 50.87 | 48.26 | 50.8 | 50.87 | 48.26 | 48.17 | 50.87 | 48.26 | 48.17 | 50.76 | 47.15 | 50.8 | 50.87 | 48.26 | 50.29 | 52.89 | 49.8 | 49.29 | 53.97 | 53.47 | 48.17 | 50.87 | 51.3
5547 | 37.46 | 42.43 | 37.87 | 37.46 | 42.43 | 37.87 | 37.46 | 42.43 | 37.87 | 37.46 | 42.43 | 37.87 | 37.46 | 44.82 | 34.9 | 37.46 | 44.97 | 34.9 | 37.46 | 42.43 | 34.9 | 37.46 | 42.43 | 34.9 | 37.46 | 44.82 | 34.9 | 37.84 | 45.98 | 38.65 | 37.84 | 45.98 | 39.04 | 37.46 | 42.43 | 37.87 | 48.05 | 50.75 | 51.3 | 48.05 | 50.75 | 51.3 | 48.05 | 50.75 | 51.3 | 48.05 | 50.75 | 51.3 | 50.68 | 50.75 | 48.12 | 50.68 | 50.75 | 48.12 | 48.05 | 50.75 | 48.12 | 48.05 | 50.64 | 47.03 | 50.68 | 50.75 | 48.12 | 50.45 | 54.59 | 51.81 | 49.45 | 55.7 | 53.47 | 48.05 | 50.75 | 51.3
5548 | 37.52 | 42.49 | 37.87 | 37.52 | 42.49 | 37.87 | 37.52 | 42.49 | 37.87 | 37.52 | 42.49 | 37.87 | 37.52 | 44.88 | 34.95 | 38.23 | 45.03 | 34.95 | 37.52 | 42.49 | 34.95 | 37.52 | 42.49 | 34.95 | 37.52 | 44.88 | 34.95 | 39.19 | 48.53 | 38.65 | 39.19 | 49.01 | 39.44 | 37.52 | 42.49 | 37.87 | 48.11 | 50.8 | 51.3 | 48.11 | 50.8 | 51.3 | 48.11 | 50.8 | 51.3 | 48.11 | 50.8 | 51.3 | 50.73 | 50.8 | 48.12 | 53.4 | 50.81 | 48.12 | 48.11 | 50.8 | 48.12 | 48.11 | 50.7 | 47.09 | 50.73 | 50.8 | 48.12 | 53.4 | 55.56 | 52.4 | 52.86 | 56.69 | 53.47 | 48.11 | 50.8 | 51.3
5549 | 38 | 42.97 | 38.65 | 38 | 42.97 | 38.65 | 38 | 42.97 | 38.65 | 38 | 42.97 | 38.65 | 38 | 45.36 | 35.43 | 38.71 | 45.51 | 35.43 | 38 | 42.97 | 35.43 | 38 | 42.97 | 35.43 | 38 | 45.36 | 35.43 | 42.12 | 52 | 39.04 | 42.12 | 53.06 | 39.84 | 38 | 42.97 | 38.65 | 48.59 | 51.28 | 54.37 | 48.59 | 51.28 | 54.37 | 48.59 | 51.28 | 54.37 | 48.59 | 51.28 | 54.37 | 51.21 | 51.28 | 47.75 | 54.17 | 51.28 | 47.75 | 48.59 | 51.28 | 47.75 | 48.59 | 51.18 | 47.56 | 51.21 | 51.28 | 47.75 | 57.57 | 58.14 | 55.49 | 58.74 | 64.4 | 56.62 | 48.59 | 51.28 | 54.37
5550 | 38.72 | 46.08 | 40.24 | 38.72 | 46.08 | 40.24 | 39.43 | 46.08 | 40.24 | 39.43 | 46.08 | 40.24 | 39.43 | 46.08 | 36.16 | 39.43 | 46.24 | 36.16 | 38.72 | 46.08 | 36.16 | 38.72 | 43.69 | 36.16 | 39.43 | 46.08 | 36.16 | 47.09 | 53.05 | 39.84 | 47.56 | 54.13 | 40.65 | 39.43 | 46.08 | 40.24 | 49.31 | 52.01 | 54.93 | 49.31 | 52.01 | 54.93 | 51.93 | 52.01 | 54.93 | 51.93 | 61.84 | 54.93 | 51.93 | 52.01 | 48.39 | 54.89 | 52.01 | 48.39 | 49.31 | 52.01 | 48.39 | 49.31 | 51.9 | 48.39 | 51.93 | 52.01 | 48.39 | 72.16 | 62.09 | 55.49 | 73.62 | 64.4 | 56.62 | 51.93 | 52.01 | 54.93
5551 | 39.65 | 47.17 | 40.31 | 39.65 | 47.17 | 40.31 | 40.36 | 47.17 | 40.31 | 40.36 | 47.17 | 40.31 | 40.36 | 47.17 | 37.09 | 40.36 | 47.17 | 37.09 | 39.65 | 47.17 | 37.09 | 39.65 | 44.62 | 37.09 | 40.36 | 47.17 | 37.09 | 52.75 | 53.05 | 39.44 | 52.75 | 53.05 | 40.24 | 40.36 | 47.17 | 40.31 | 50.24 | 54.44 | 51.3 | 50.24 | 54.44 | 51.3 | 55.82 | 54.44 | 51.3 | 55.82 | 54.44 | 51.3 | 55.82 | 52.94 | 49.22 | 55.82 | 52.94 | 49.22 | 50.24 | 52.94 | 49.22 | 50.24 | 52.83 | 49.22 | 55.82 | 52.94 | 49.22 | 73.4 | 54.99 | 50.04 | 73.62 | 56.12 | 51.81 | 55.82 | 54.44 | 51.3
5552 | 40.12 | 47.62 | 37.56 | 40.12 | 47.62 | 37.56 | 40.83 | 47.62 | 37.56 | 40.83 | 47.62 | 37.56 | 40.83 | 47.62 | 37.56 | 40.83 | 47.64 | 37.56 | 40.12 | 47.62 | 37.56 | 40.12 | 45.09 | 37.56 | 40.83 | 47.62 | 37.56 | 51.7 | 48.62 | 36.23 | 51.7 | 48.1 | 36.97 | 40.83 | 47.62 | 37.56 | 50.71 | 53.3 | 49.93 | 50.71 | 53.3 | 49.93 | 56.29 | 53.3 | 49.93 | 56.29 | 53.3 | 49.93 | 56.29 | 53.3 | 49.69 | 56.29 | 53.3 | 49.69 | 50.71 | 53.3 | 49.69 | 50.71 | 53.3 | 49.69 | 56.29 | 53.3 | 49.69 | 69.58 | 52.76 | 48.61 | 68.2 | 53.84 | 49.6 | 56.29 | 53.3 | 51.3
5553 | 40.34 | 45.3 | 37.77 | 40.34 | 45.3 | 37.77 | 41.04 | 45.3 | 37.77 | 41.04 | 45.3 | 37.77 | 41.04 | 45.97 | 37.77 | 41.04 | 45.97 | 37.77 | 40.34 | 45.3 | 37.77 | 40.34 | 45.3 | 37.77 | 41.04 | 45.97 | 37.77 | 52.25 | 45.51 | 34.42 | 51.21 | 44.85 | 34.42 | 41.04 | 45.3 | 37.77 | 50.92 | 53.51 | 49.9 | 50.92 | 53.51 | 49.9 | 56.5 | 53.51 | 49.9 | 56.5 | 53.51 | 49.9 | 56.5 | 53.51 | 49.9 | 56.5 | 53.51 | 49.9 | 50.92 | 53.51 | 49.9 | 50.92 | 53.51 | 49.9 | 56.5 | 53.51 | 49.9 | 64.77 | 50.08 | 48.61 | 63.48 | 52.98 | 49.4 | 56.5 | 53.51 | 49.9
5554 | 40.49 | 45.46 | 37.93 | 40.49 | 45.46 | 37.93 | 40.8 | 45.46 | 37.93 | 40.8 | 45.46 | 37.93 | 40.8 | 45.46 | 37.93 | 41.2 | 45.46 | 37.93 | 40.49 | 45.46 | 37.93 | 40.49 | 45.46 | 37.93 | 40.8 | 45.46 | 37.93 | 41.21 | 44.57 | 34.42 | 41.21 | 44.57 | 34.42 | 40.8 | 45.46 | 37.93 | 51.08 | 53.67 | 50.06 | 51.08 | 53.67 | 50.06 | 54.96 | 53.67 | 50.06 | 54.96 | 53.67 | 50.06 | 54.96 | 53.67 | 50.06 | 56.66 | 53.67 | 50.06 | 51.08 | 53.67 | 50.06 | 51.08 | 53.67 | 50.06 | 54.96 | 53.67 | 50.06 | 57.24 | 50.08 | 47.16 | 56.09 | 53.14 | 48.13 | 54.96 | 53.67 | 50.06
5555 | 40.55 | 45.52 | 37.98 | 40.55 | 45.52 | 37.98 | 40.55 | 45.52 | 37.98 | 40.55 | 45.52 | 37.98 | 40.55 | 45.52 | 37.98 | 41.26 | 45.52 | 37.98 | 40.55 | 45.52 | 37.98 | 40.55 | 45.52 | 37.98 | 40.55 | 45.52 | 37.98 | 41.12 | 45.06 | 34.42 | 40.96 | 44.16 | 34.42 | 40.55 | 45.52 | 37.98 | 51.14 | 53.73 | 50.12 | 51.14 | 53.73 | 50.12 | 53.76 | 53.73 | 50.12 | 53.76 | 53.73 | 50.12 | 53.76 | 53.73 | 50.12 | 56.72 | 53.73 | 50.12 | 51.14 | 53.73 | 50.12 | 51.14 | 53.73 | 50.12 | 53.76 | 53.73 | 50.12 | 56.15 | 50.55 | 47.16 | 55.03 | 51.59 | 48.13 | 53.76 | 53.73 | 50.12
5556 | 40.47 | 45.44 | 37.9 | 40.47 | 45.44 | 37.9 | 40.47 | 45.44 | 37.9 | 40.47 | 45.44 | 37.9 | 40.47 | 45.44 | 37.9 | 40.8 | 45.44 | 37.9 | 40.47 | 45.44 | 37.9 | 40.47 | 45.44 | 37.9 | 40.47 | 45.44 | 37.9 | 40.39 | 44.57 | 34.42 | 40.39 | 43.67 | 33.73 | 40.47 | 45.44 | 37.9 | 51.06 | 53.65 | 50.04 | 51.06 | 53.65 | 50.04 | 52.32 | 53.65 | 50.04 | 52.32 | 53.65 | 50.04 | 53.68 | 53.65 | 50.04 | 55.03 | 53.65 | 50.04 | 51.06 | 53.65 | 50.04 | 51.06 | 53.65 | 50.04 | 53.68 | 53.65 | 50.04 | 54.48 | 50.48 | 47.16 | 53.39 | 51.51 | 47.16 | 52.32 | 53.65 | 50.04
5557 | 40.39 | 45.35 | 37.82 | 40.39 | 45.35 | 37.82 | 40.39 | 45.35 | 37.82 | 40.39 | 45.35 | 37.82 | 40.39 | 45.35 | 37.82 | 40.8 | 45.35 | 37.82 | 40.39 | 45.35 | 37.82 | 40.39 | 45.35 | 37.82 | 40.39 | 45.35 | 37.82 | 40.39 | 44.57 | 34.42 | 40.39 | 44.57 | 34.42 | 40.39 | 45.35 | 37.82 | 50.97 | 53.56 | 49.95 | 50.97 | 53.56 | 49.95 | 50.97 | 53.56 | 49.95 | 50.97 | 53.56 | 49.95 | 53.6 | 53.56 | 49.95 | 53.6 | 53.56 | 49.95 | 50.97 | 53.56 | 49.95 | 50.97 | 53.56 | 49.95 | 53.6 | 53.56 | 49.95 | 53.4 | 50.08 | 47.16 | 52.33 | 53.03 | 48.13 | 50.97 | 53.56 | 49.95
5558 | 40.23 | 45.2 | 37.66 | 40.23 | 45.2 | 37.66 | 40.23 | 45.2 | 37.66 | 40.23 | 45.2 | 37.66 | 40.23 | 45.2 | 37.66 | 40.8 | 45.2 | 37.66 | 40.23 | 45.2 | 37.66 | 40.23 | 45.2 | 37.66 | 40.23 | 45.2 | 37.66 | 40.39 | 44.74 | 37.28 | 40.39 | 44.74 | 37.28 | 40.23 | 45.2 | 37.66 | 50.82 | 53.41 | 49.79 | 50.82 | 53.41 | 49.79 | 50.82 | 53.41 | 49.79 | 50.82 | 53.41 | 49.79 | 53.44 | 53.41 | 49.79 | 53.44 | 53.41 | 49.79 | 50.82 | 53.41 | 49.79 | 50.82 | 53.41 | 49.79 | 53.44 | 53.41 | 49.79 | 53.4 | 50.08 | 48.31 | 53.4 | 52.87 | 49.3 | 50.82 | 53.41 | 49.79
5559 | 40.05 | 45.02 | 37.48 | 40.05 | 45.02 | 37.48 | 40.05 | 45.02 | 37.48 | 40.05 | 45.02 | 37.48 | 40.05 | 45.02 | 37.48 | 40.76 | 45.02 | 37.48 | 40.05 | 45.02 | 37.48 | 40.05 | 45.02 | 37.48 | 40.05 | 45.02 | 37.48 | 40.76 | 44.57 | 37.1 | 40.45 | 44.57 | 37.1 | 40.05 | 45.02 | 37.48 | 50.64 | 53.23 | 49.61 | 50.64 | 53.23 | 49.61 | 50.64 | 53.23 | 49.61 | 50.64 | 53.23 | 49.61 | 53.26 | 53.23 | 49.61 | 55.34 | 53.23 | 49.61 | 50.64 | 53.23 | 49.61 | 50.64 | 53.23 | 49.61 | 53.26 | 53.23 | 49.61 | 55.89 | 50.08 | 49.12 | 55.89 | 52.69 | 49.12 | 50.64 | 53.23 | 49.61
5560 | 39.89 | 44.86 | 37.32 | 39.89 | 44.86 | 37.32 | 39.89 | 44.86 | 37.32 | 39.89 | 44.86 | 37.32 | 39.89 | 46.81 | 37.32 | 40.6 | 46.81 | 37.32 | 39.89 | 44.86 | 37.32 | 39.89 | 44.86 | 37.32 | 39.89 | 46.81 | 37.32 | 43.06 | 46.23 | 36.95 | 42.62 | 45.31 | 36.95 | 39.89 | 44.86 | 37.32 | 50.48 | 53.07 | 49.46 | 50.48 | 53.07 | 49.46 | 50.48 | 53.07 | 49.46 | 50.48 | 53.07 | 49.46 | 53.1 | 53.07 | 49.46 | 56.06 | 53.07 | 49.46 | 50.48 | 53.07 | 49.46 | 50.48 | 53.07 | 49.46 | 53.1 | 53.07 | 49.46 | 57.79 | 52.54 | 48.96 | 57.22 | 53.61 | 48.96 | 50.48 | 53.07 | 49.46
5561 | 39.89 | 44.85 | 37.32 | 39.89 | 44.85 | 37.32 | 39.89 | 44.85 | 37.32 | 39.89 | 44.85 | 37.32 | 39.89 | 47.25 | 37.32 | 40.59 | 47.4 | 37.32 | 39.89 | 44.85 | 37.32 | 39.89 | 44.85 | 37.32 | 39.89 | 47.25 | 37.32 | 47.36 | 57.52 | 38.14 | 46.42 | 56.38 | 37.69 | 39.89 | 44.85 | 37.32 | 50.48 | 53.06 | 49.45 | 50.48 | 53.06 | 49.45 | 50.48 | 53.17 | 49.45 | 50.48 | 53.17 | 49.45 | 53.1 | 53.17 | 49.45 | 56.06 | 53.17 | 49.45 | 50.48 | 53.06 | 49.45 | 50.48 | 53.06 | 49.45 | 53.1 | 53.17 | 49.45 | 63.22 | 67.23 | 49.42 | 62.57 | 67.23 | 49.42 | 50.48 | 53.06 | 49.45
5562 | 39.8 | 44.77 | 37.23 | 39.8 | 44.77 | 37.23 | 39.8 | 44.77 | 71.14 | 39.8 | 44.77 | 71.14 | 39.8 | 47.16 | 37.23 | 40.51 | 47.31 | 37.23 | 39.8 | 44.77 | 37.23 | 39.8 | 44.77 | 37.23 | 39.8 | 47.16 | 37.23 | 53.51 | 63.77 | 74.08 | 52.95 | 63.7 | 72.6 | 39.8 | 44.77 | 37.23 | 50.39 | 52.98 | 49.37 | 50.39 | 52.98 | 50.75 | 50.39 | 53.09 | 50.75 | 50.39 | 53.09 | 50.75 | 53.01 | 53.09 | 50.75 | 55.97 | 53.09 | 50.75 | 50.39 | 52.98 | 50.75 | 50.39 | 52.98 | 49.37 | 53.01 | 53.09 | 50.75 | 73.12 | 81.95 | 95.21 | 72.39 | 81.95 | 93.31 | 50.39 | 52.98 | 49.37
5563 | 39.66 | 44.63 | 37.09 | 39.66 | 44.63 | 37.09 | 39.66 | 44.63 | 60.61 | 39.66 | 44.63 | 60.61 | 39.66 | 47.02 | 37.09 | 40.37 | 47.17 | 37.09 | 39.66 | 44.63 | 37.09 | 39.66 | 44.63 | 37.09 | 39.66 | 47.02 | 37.09 | 53.61 | 64.34 | 74.08 | 52.95 | 63.7 | 72.61 | 39.66 | 44.63 | 37.09 | 50.25 | 52.84 | 49.23 | 50.25 | 52.84 | 50.75 | 50.25 | 52.84 | 50.75 | 50.25 | 52.84 | 50.75 | 52.87 | 52.94 | 50.75 | 55.83 | 52.94 | 50.75 | 50.25 | 52.84 | 50.75 | 50.25 | 52.84 | 49.23 | 52.87 | 52.94 | 50.75 | 73.38 | 81.95 | 101.01 | 72.65 | 82.78 | 100 | 50.25 | 52.84 | 49.23
5564 | 39.56 | 44.53 | 36.99 | 39.56 | 44.53 | 36.99 | 39.56 | 44.53 | 39.02 | 39.56 | 44.53 | 39.02 | 39.56 | 46.92 | 36.99 | 40.27 | 47.08 | 36.99 | 39.56 | 44.53 | 36.99 | 39.56 | 44.53 | 36.99 | 39.56 | 46.92 | 36.99 | 54.03 | 64.99 | 74.08 | 52.95 | 63.7 | 72.61 | 39.56 | 44.53 | 36.99 | 50.15 | 52.74 | 49.13 | 50.15 | 52.74 | 50.4 | 50.15 | 52.74 | 50.4 | 50.15 | 52.74 | 50.4 | 52.77 | 52.85 | 50.4 | 55.73 | 52.85 | 50.4 | 50.15 | 52.74 | 50.4 | 50.15 | 52.74 | 49.13 | 52.77 | 52.85 | 50.4 | 73.86 | 81.95 | 100 | 72.39 | 81.95 | 100 | 50.15 | 52.74 | 49.13
5565 | 39.6 | 44.57 | 37.03 | 39.6 | 44.57 | 37.03 | 39.6 | 44.57 | 37.03 | 39.6 | 44.57 | 37.03 | 39.6 | 46.96 | 37.03 | 40.31 | 47.12 | 37.03 | 39.6 | 44.57 | 37.03 | 39.6 | 44.57 | 37.03 | 39.6 | 46.96 | 37.03 | 51.84 | 64.99 | 74.08 | 50.8 | 63.69 | 72.6 | 39.6 | 29 | 36.74 | 50.19 | 52.78 | 49.17 | 50.19 | 52.78 | 49.4 | 50.19 | 52.78 | 49.4 | 50.19 | 52.78 | 49.4 | 52.81 | 52.89 | 49.4 | 55.77 | 52.89 | 49.4 | 50.19 | 52.78 | 49.4 | 50.19 | 52.78 | 49.17 | 52.81 | 52.89 | 49.4 | 73.38 | 81.95 | 100 | 71.92 | 81.95 | 100 | 50.19 | 51.19 | 46.17
5566 | 39.29 | 44.25 | 36.72 | 39.29 | 44.25 | 36.72 | 39.29 | 44.25 | 36.72 | 39.29 | 44.25 | 36.72 | 39.29 | 46.65 | 36.72 | 39.99 | 46.8 | 36.72 | 39.29 | 44.25 | 36.72 | 39.29 | 44.25 | 36.72 | 39.29 | 46.65 | 36.72 | 41.96 | 63.7 | 74.08 | 41.12 | 62.43 | 72.61 | 39.29 | 26.12 | 28.21 | 49.88 | 52.46 | 48.85 | 49.88 | 52.46 | 48.85 | 49.88 | 52.46 | 48.85 | 49.88 | 52.46 | 48.85 | 52.5 | 52.57 | 48.85 | 55.46 | 52.57 | 48.85 | 49.88 | 52.46 | 48.85 | 49.88 | 52.46 | 48.85 | 52.5 | 52.57 | 48.85 | 70.84 | 81.95 | 100 | 69.43 | 82.78 | 100 | 49.88 | 51.19 | 46.17
5567 | 38.45 | 43.41 | 35.88 | 38.45 | 43.42 | 35.88 | 38.45 | 43.42 | 35.88 | 38.45 | 43.42 | 35.88 | 38.45 | 45.81 | 35.88 | 39.16 | 45.96 | 35.88 | 38.45 | 43.42 | 35.88 | 38.45 | 43.42 | 35.88 | 38.45 | 45.81 | 35.88 | 40.37 | 63.7 | 74.08 | 39.56 | 62.43 | 72.61 | 38.45 | 26.12 | 28.21 | 49.04 | 51.63 | 48.01 | 49.04 | 51.63 | 48.01 | 49.04 | 51.63 | 48.01 | 49.04 | 51.63 | 48.01 | 51.66 | 51.73 | 48.01 | 54.62 | 51.73 | 48.11 | 49.04 | 51.63 | 48.01 | 49.04 | 51.63 | 48.01 | 51.66 | 51.73 | 48.01 | 56.87 | 77.89 | 99 | 55.74 | 79.47 | 101.01 | 49.04 | 51.19 | 32.95
5568 | 38.37 | 43.34 | 35.8 | 38.37 | 43.34 | 35.8 | 38.37 | 43.34 | 35.8 | 38.37 | 43.34 | 35.8 | 38.37 | 45.73 | 35.8 | 39.08 | 45.88 | 35.8 | 38.37 | 43.34 | 35.8 | 38.37 | 43.34 | 35.8 | 38.37 | 45.73 | 35.8 | 39.98 | 63.7 | 74.08 | 39.18 | 62.43 | 72.61 | 38.37 | 26.12 | 28.21 | 48.96 | 51.55 | 47.93 | 48.96 | 51.55 | 47.93 | 48.96 | 51.55 | 47.93 | 48.96 | 51.55 | 47.93 | 51.58 | 51.65 | 47.93 | 54.54 | 51.65 | 48.03 | 48.96 | 51.55 | 47.93 | 48.96 | 51.55 | 47.93 | 51.58 | 51.65 | 47.93 | 55.89 | 82.78 | 101.01 | 54.78 | 82.45 | 101.01 | 47.98 | 51.19 | 32.95
5569 | 38.09 | 43.06 | 33.06 | 38.09 | 43.06 | 35.53 | 38.09 | 43.06 | 35.53 | 38.09 | 43.06 | 35.53 | 38.09 | 45.45 | 35.53 | 38.8 | 45.61 | 35.53 | 38.09 | 43.06 | 35.53 | 38.09 | 43.06 | 35.53 | 38.09 | 45.45 | 35.53 | 39.98 | 63.7 | 74.08 | 39.18 | 62.43 | 72.61 | 38.09 | 29 | 33.06 | 48.68 | 51.27 | 47.66 | 48.68 | 51.27 | 47.66 | 48.68 | 51.27 | 47.66 | 48.68 | 51.27 | 47.66 | 51.31 | 51.38 | 47.66 | 54.26 | 51.38 | 47.76 | 48.68 | 51.27 | 47.66 | 48.68 | 51.27 | 47.66 | 51.31 | 51.38 | 47.66 | 55.89 | 82.78 | 102.03 | 54.78 | 82.45 | 104.05 | 48.5 | 51.19 | 46.17
5570 | 37.91 | 42.88 | 35.35 | 37.91 | 42.88 | 35.35 | 37.91 | 42.88 | 35.35 | 37.91 | 42.88 | 35.35 | 37.91 | 45.27 | 35.35 | 38.62 | 45.43 | 35.35 | 37.91 | 42.88 | 35.35 | 37.91 | 42.88 | 35.35 | 37.91 | 45.27 | 35.35 | 39.98 | 63.7 | 74.08 | 39.18 | 63.7 | 72.61 | 37.91 | 42.88 | 35.35 | 48.5 | 51.09 | 47.48 | 48.5 | 51.09 | 47.48 | 48.5 | 51.09 | 47.48 | 48.5 | 51.09 | 47.48 | 51.13 | 51.2 | 47.48 | 54.08 | 51.2 | 47.58 | 48.5 | 51.09 | 47.48 | 48.5 | 51.09 | 47.48 | 51.13 | 51.2 | 47.48 | 55.04 | 82.78 | 102.03 | 53.94 | 82.45 | 104.05 | 48.5 | 51.09 | 47.48
5571 | 37.84 | 42.81 | 35.27 | 37.84 | 42.81 | 35.27 | 37.84 | 42.81 | 35.27 | 37.84 | 42.81 | 35.27 | 37.84 | 45.2 | 35.27 | 38.55 | 45.35 | 35.27 | 37.84 | 42.81 | 35.27 | 37.84 | 42.81 | 35.27 | 37.84 | 45.2 | 35.27 | 39.74 | 64.99 | 74.51 | 39.19 | 63.7 | 73.02 | 37.84 | 42.81 | 35.27 | 48.43 | 51.02 | 47.41 | 48.43 | 51.02 | 47.41 | 48.43 | 51.02 | 47.41 | 48.43 | 51.02 | 47.41 | 51.05 | 51.13 | 47.41 | 54.01 | 51.13 | 47.51 | 48.43 | 51.02 | 47.41 | 48.43 | 51.02 | 47.41 | 51.05 | 51.13 | 47.41 | 55.04 | 82.78 | 102.03 | 54.78 | 83.62 | 102.03 | 48.43 | 51.02 | 47.41
5572 | 37.89 | 42.86 | 35.32 | 37.89 | 42.86 | 35.32 | 37.89 | 42.86 | 35.32 | 37.89 | 42.86 | 35.32 | 37.89 | 45.25 | 35.32 | 38.6 | 45.4 | 35.32 | 37.89 | 42.86 | 35.32 | 37.89 | 42.86 | 35.32 | 37.89 | 45.25 | 35.32 | 39.98 | 64.99 | 75.65 | 39.98 | 63.7 | 74.89 | 37.89 | 42.86 | 35.32 | 48.48 | 51.07 | 47.45 | 48.48 | 51.07 | 47.45 | 48.48 | 51.07 | 47.45 | 48.48 | 51.07 | 47.45 | 51.1 | 51.17 | 47.45 | 54.06 | 51.17 | 47.55 | 48.48 | 51.07 | 47.45 | 48.48 | 51.07 | 47.45 | 51.1 | 51.17 | 47.45 | 55.89 | 82.78 | 102.03 | 55.89 | 83.62 | 104.05 | 48.48 | 51.07 | 47.45
5573 | 38.23 | 43.2 | 35.66 | 38.23 | 43.2 | 35.66 | 38.23 | 43.2 | 38.89 | 38.23 | 43.2 | 38.89 | 38.23 | 45.59 | 37.09 | 38.94 | 45.74 | 37.09 | 38.23 | 43.2 | 35.66 | 38.23 | 43.2 | 35.66 | 38.23 | 45.59 | 37.09 | 53.28 | 70.25 | 80.4 | 52.22 | 70.96 | 80.28 | 38.23 | 43.2 | 35.66 | 48.82 | 51.41 | 47.8 | 48.82 | 51.41 | 47.8 | 48.82 | 51.41 | 49.97 | 48.82 | 51.41 | 49.97 | 51.44 | 51.52 | 49.97 | 54.4 | 51.52 | 49.97 | 48.82 | 51.41 | 47.8 | 48.82 | 51.41 | 47.8 | 51.44 | 51.52 | 49.97 | 73.86 | 84.49 | 102.03 | 73.86 | 84.49 | 104.05 | 48.82 | 51.41 | 47.8
5574 | 39 | 43.97 | 36.43 | 39 | 43.97 | 36.43 | 39 | 43.97 | 77.45 | 39 | 43.97 | 77.45 | 39 | 46.36 | 38.5 | 39.71 | 46.51 | 38.5 | 39 | 43.97 | 36.43 | 39 | 43.97 | 36.43 | 39 | 46.36 | 38.5 | 54.03 | 70.25 | 80.4 | 54.03 | 70.96 | 80.28 | 39 | 43.97 | 36.43 | 49.59 | 52.18 | 48.57 | 49.59 | 52.18 | 48.8 | 52.21 | 52.28 | 58.11 | 52.21 | 52.28 | 58.11 | 52.21 | 52.28 | 58.11 | 55.17 | 52.28 | 58.11 | 49.59 | 52.18 | 48.8 | 49.59 | 52.18 | 48.57 | 52.21 | 52.28 | 58.11 | 75.94 | 84.49 | 102.03 | 75.94 | 84.49 | 102.03 | 49.59 | 52.18 | 48.57
5575 | 39.87 | 44.84 | 37.3 | 39.87 | 44.84 | 37.3 | 40.58 | 44.84 | 71.14 | 40.58 | 44.84 | 71.14 | 40.58 | 47.23 | 38.73 | 40.58 | 47.38 | 38.73 | 39.87 | 44.84 | 37.3 | 39.87 | 44.84 | 37.3 | 40.58 | 47.23 | 38.73 | 54.03 | 64.99 | 75.65 | 53.49 | 64.34 | 74.08 | 40.58 | 44.84 | 37.3 | 50.46 | 53.05 | 49.43 | 50.46 | 53.05 | 49.67 | 53.08 | 53.15 | 51.61 | 53.08 | 80.3 | 51.61 | 53.08 | 53.15 | 51.61 | 56.04 | 53.15 | 51.61 | 50.46 | 53.05 | 49.67 | 50.46 | 53.05 | 49.43 | 53.08 | 53.15 | 51.61 | 73.86 | 83.62 | 87.73 | 73.86 | 83.62 | 86.75 | 53.08 | 53.05 | 49.43
5576 | 40.29 | 45.26 | 37.72 | 40.29 | 45.26 | 37.72 | 41 | 45.26 | 52.64 | 41 | 45.26 | 52.64 | 41 | 47.65 | 37.72 | 41 | 47.8 | 37.72 | 40.29 | 45.26 | 37.72 | 40.29 | 45.26 | 37.72 | 41 | 47.65 | 37.72 | 52.45 | 59.72 | 73 | 51.41 | 58.53 | 54.82 | 41 | 45.26 | 37.72 | 50.88 | 53.47 | 49.85 | 50.88 | 53.47 | 49.85 | 53.5 | 53.57 | 49.85 | 53.5 | 53.57 | 49.85 | 53.5 | 53.57 | 49.85 | 56.46 | 53.57 | 49.85 | 50.88 | 53.47 | 49.85 | 50.88 | 53.47 | 49.85 | 53.5 | 53.57 | 49.85 | 69.55 | 71.22 | 53.52 | 68.17 | 65.4 | 52.45 | 53.5 | 53.47 | 49.85
5577 | 40.46 | 45.43 | 37.9 | 40.46 | 45.43 | 37.9 | 40.46 | 45.43 | 37.9 | 40.46 | 45.43 | 37.9 | 40.46 | 47.82 | 37.9 | 41.17 | 47.97 | 37.9 | 40.46 | 45.43 | 37.9 | 40.46 | 45.43 | 37.9 | 40.46 | 47.82 | 37.9 | 41.59 | 48.46 | 38.28 | 40.87 | 47.49 | 38.24 | 40.46 | 45.43 | 37.9 | 51.05 | 53.64 | 50.03 | 51.05 | 53.64 | 50.03 | 53.68 | 53.64 | 50.03 | 53.68 | 53.64 | 50.03 | 53.68 | 53.75 | 50.03 | 56.63 | 53.75 | 50.03 | 51.05 | 53.64 | 50.03 | 51.05 | 53.64 | 50.03 | 53.68 | 53.75 | 50.03 | 57.2 | 54.29 | 50.53 | 56.06 | 54.18 | 49.79 | 53.68 | 53.64 | 50.03
5578 | 40.55 | 45.52 | 37.98 | 40.55 | 45.52 | 37.98 | 40.55 | 45.52 | 37.98 | 40.55 | 45.52 | 37.98 | 40.55 | 47.91 | 37.98 | 41.26 | 47.91 | 37.98 | 40.55 | 45.52 | 37.98 | 40.55 | 45.52 | 37.98 | 40.55 | 47.91 | 37.98 | 40.85 | 47.56 | 38.37 | 40.96 | 45.98 | 37.6 | 40.55 | 45.52 | 37.98 | 51.14 | 53.73 | 50.12 | 51.14 | 53.73 | 50.12 | 51.96 | 53.73 | 50.12 | 51.96 | 53.73 | 50.12 | 53.76 | 53.83 | 50.12 | 55.79 | 53.83 | 50.12 | 51.14 | 53.73 | 50.12 | 51.14 | 53.73 | 50.12 | 53.76 | 53.83 | 50.12 | 55.23 | 54.27 | 50.62 | 54.12 | 54.27 | 49.78 | 51.96 | 53.73 | 50.12
5579 | 40.53 | 45.5 | 37.96 | 40.53 | 45.5 | 37.96 | 40.53 | 45.5 | 37.96 | 40.53 | 45.5 | 37.96 | 40.53 | 47.67 | 37.96 | 40.81 | 47.67 | 37.96 | 40.53 | 45.5 | 37.96 | 40.53 | 45.5 | 37.96 | 40.53 | 47.67 | 37.96 | 40.4 | 47.19 | 38.34 | 40.94 | 45.95 | 37.58 | 40.53 | 45.5 | 37.96 | 51.12 | 53.71 | 50.09 | 51.12 | 53.71 | 50.09 | 51.8 | 53.71 | 50.09 | 51.8 | 53.71 | 50.09 | 53.74 | 53.81 | 50.09 | 55.53 | 53.81 | 50.09 | 51.12 | 53.71 | 50.09 | 51.12 | 53.71 | 50.09 | 53.74 | 53.81 | 50.09 | 54.97 | 54.25 | 50.6 | 53.87 | 53.17 | 49.78 | 51.8 | 53.71 | 50.09
5580 | 40.42 | 45.39 | 37.85 | 40.42 | 45.39 | 37.85 | 40.42 | 45.39 | 37.85 | 40.42 | 45.39 | 37.85 | 40.42 | 47.78 | 37.85 | 41.13 | 47.93 | 37.85 | 40.42 | 45.39 | 37.85 | 40.42 | 45.39 | 37.85 | 40.42 | 47.78 | 37.85 | 41.54 | 48.91 | 39.84 | 41.54 | 47.93 | 38.24 | 40.42 | 45.39 | 37.85 | 51.01 | 53.6 | 49.99 | 51.01 | 53.6 | 49.99 | 53.63 | 53.6 | 49.99 | 53.63 | 53.6 | 49.99 | 53.63 | 53.71 | 49.99 | 56.59 | 53.71 | 49.99 | 51.01 | 53.6 | 49.99 | 51.01 | 53.6 | 49.99 | 53.63 | 53.71 | 49.99 | 57.79 | 58.84 | 49.99 | 57.22 | 58.84 | 49.78 | 53.63 | 53.6 | 49.99
5581 | 40.27 | 45.23 | 37.7 | 40.27 | 45.23 | 37.7 | 40.27 | 45.23 | 37.7 | 40.27 | 45.23 | 37.7 | 40.27 | 47.08 | 37.7 | 40.4 | 47.08 | 37.7 | 40.27 | 45.23 | 37.7 | 40.27 | 45.23 | 37.7 | 40.27 | 47.08 | 37.7 | 39.99 | 47.08 | 37.98 | 40.67 | 45.69 | 37.32 | 40.27 | 45.23 | 37.7 | 50.86 | 53.44 | 49.83 | 50.86 | 53.44 | 49.83 | 51.28 | 53.44 | 49.83 | 51.28 | 53.44 | 49.83 | 53.48 | 53.44 | 49.83 | 54.48 | 53.44 | 49.83 | 50.86 | 53.44 | 49.83 | 50.86 | 53.44 | 49.83 | 53.48 | 53.44 | 49.83 | 53.94 | 53.24 | 49.78 | 52.86 | 53.98 | 49.78 | 50.86 | 53.44 | 49.83
5582 | 40.16 | 45.13 | 37.6 | 40.16 | 45.13 | 37.6 | 40.16 | 45.13 | 37.6 | 40.16 | 45.13 | 37.6 | 40.16 | 47.08 | 37.6 | 40.4 | 47.08 | 37.6 | 40.16 | 45.13 | 37.6 | 40.16 | 45.13 | 37.6 | 40.16 | 47.08 | 37.6 | 40 | 47.08 | 37.98 | 40.57 | 45.59 | 37.22 | 40.16 | 45.13 | 37.6 | 50.75 | 53.34 | 49.73 | 50.75 | 53.34 | 49.73 | 51.44 | 53.34 | 49.73 | 51.44 | 53.34 | 49.73 | 53.38 | 53.34 | 49.73 | 55.21 | 53.34 | 49.73 | 50.75 | 53.34 | 49.73 | 50.75 | 53.34 | 49.73 | 53.38 | 53.34 | 49.73 | 54.66 | 53.24 | 49.78 | 53.57 | 53.88 | 50.11 | 51.44 | 53.34 | 49.73
5583 | 39.95 | 44.92 | 37.39 | 39.95 | 44.92 | 37.39 | 39.95 | 44.92 | 37.39 | 39.95 | 44.92 | 37.39 | 39.95 | 47.31 | 37.39 | 40.66 | 47.46 | 37.39 | 39.95 | 44.92 | 37.39 | 39.95 | 44.92 | 37.39 | 39.95 | 47.31 | 37.39 | 41.07 | 48.1 | 37.76 | 40.36 | 47.14 | 37.76 | 39.95 | 44.92 | 37.39 | 50.54 | 53.13 | 49.52 | 50.54 | 53.13 | 49.52 | 50.54 | 53.13 | 49.52 | 50.54 | 53.13 | 49.52 | 53.16 | 53.24 | 49.52 | 56.12 | 53.24 | 49.52 | 50.54 | 53.13 | 49.52 | 50.54 | 53.13 | 49.52 | 53.16 | 53.24 | 49.52 | 56.09 | 53.77 | 49.78 | 54.97 | 53.77 | 50.02 | 50.54 | 53.13 | 49.52
5584 | 39.84 | 44.81 | 37.28 | 39.84 | 44.81 | 37.28 | 39.84 | 44.81 | 39.02 | 39.84 | 44.81 | 39.02 | 39.84 | 47.2 | 38.7 | 40.55 | 47.36 | 38.7 | 39.84 | 44.81 | 37.28 | 39.84 | 44.81 | 37.28 | 39.84 | 47.2 | 38.7 | 47.13 | 59.95 | 55.56 | 46.2 | 58.76 | 54.46 | 39.84 | 44.81 | 37.28 | 50.43 | 53.02 | 51.3 | 50.43 | 53.02 | 51.3 | 53.05 | 53.13 | 51.3 | 53.05 | 53.13 | 51.3 | 53.05 | 53.13 | 51.3 | 56.01 | 53.13 | 51.3 | 50.43 | 53.02 | 51.3 | 50.43 | 53.02 | 49.41 | 53.05 | 53.13 | 51.3 | 63.59 | 72.61 | 56.03 | 62.32 | 72.61 | 55.45 | 50.43 | 53.02 | 51.3
5585 | 39.83 | 44.8 | 37.26 | 39.83 | 44.8 | 37.26 | 40.54 | 44.8 | 70.53 | 40.54 | 44.8 | 70.53 | 40.54 | 47.19 | 39.33 | 40.54 | 47.34 | 39.33 | 39.83 | 44.8 | 37.26 | 39.83 | 44.8 | 37.26 | 40.54 | 47.19 | 39.33 | 54.03 | 66.4 | 75.65 | 52.95 | 65.09 | 75.65 | 40.54 | 44.8 | 70.53 | 50.42 | 53.11 | 51.3 | 50.42 | 53.11 | 51.3 | 53.04 | 53.11 | 51.57 | 53.04 | 53.11 | 51.57 | 53.04 | 53.11 | 51.57 | 56 | 53.11 | 51.57 | 50.42 | 53.11 | 51.3 | 50.42 | 53.01 | 49.39 | 53.04 | 53.11 | 51.57 | 73.86 | 83.9 | 104.49 | 73.54 | 84.69 | 104.49 | 53.04 | 53.11 | 51.3
5586 | 39.83 | 44.79 | 37.26 | 39.83 | 44.79 | 37.26 | 40.53 | 44.8 | 81.91 | 40.53 | 44.8 | 81.91 | 40.53 | 47.19 | 75.65 | 40.53 | 47.34 | 75.65 | 39.83 | 44.79 | 37.26 | 39.83 | 44.79 | 37.26 | 40.53 | 47.19 | 75.65 | 60.22 | 88.37 | 85.33 | 60.22 | 90.16 | 83.63 | 40.53 | 44.79 | 70.53 | 50.42 | 53 | 51.3 | 50.42 | 53 | 51.3 | 53.04 | 53.11 | 58.93 | 53.04 | 101.85 | 58.93 | 53.04 | 53.11 | 58.93 | 55.99 | 53.11 | 58.93 | 50.42 | 53 | 51.3 | 50.42 | 53 | 49.39 | 53.04 | 53.11 | 58.93 | 89.1 | 106.06 | 111.11 | 90.91 | 106.06 | 113.37 | 53.04 | 53 | 51.3
5587 | 39.73 | 44.7 | 37.16 | 39.73 | 44.7 | 37.16 | 40.44 | 44.71 | 90.31 | 40.44 | 44.71 | 90.31 | 40.44 | 47.09 | 75.65 | 40.44 | 47.24 | 75.65 | 39.73 | 44.7 | 37.16 | 39.73 | 44.7 | 37.16 | 40.44 | 47.09 | 75.65 | 70.5 | 88.37 | 99.51 | 70.5 | 90.16 | 99.51 | 40.44 | 44.7 | 37.16 | 50.32 | 52.91 | 49.53 | 50.32 | 52.91 | 49.53 | 52.94 | 53.02 | 77.34 | 52.94 | 53.02 | 77.34 | 52.94 | 53.02 | 77.34 | 55.9 | 53.02 | 77.34 | 50.32 | 52.91 | 49.53 | 50.32 | 52.91 | 49.3 | 52.94 | 53.02 | 77.34 | 103.95 | 109.32 | 111.11 | 106.06 | 109.32 | 113.37 | 52.94 | 52.91 | 51.3
5588 | 39.66 | 44.63 | 37.09 | 39.66 | 44.63 | 37.09 | 39.66 | 44.63 | 78.97 | 39.66 | 44.63 | 78.97 | 39.66 | 47.02 | 75.65 | 40.37 | 47.17 | 75.65 | 39.66 | 44.63 | 37.09 | 39.66 | 44.63 | 37.09 | 39.66 | 47.02 | 75.65 | 55.13 | 80.33 | 83.62 | 54.03 | 80.34 | 83.62 | 39.66 | 44.63 | 37.09 | 50.25 | 52.84 | 49.46 | 50.25 | 52.84 | 49.46 | 52.87 | 52.94 | 77.34 | 52.87 | 52.94 | 77.34 | 52.87 | 52.94 | 77.34 | 55.83 | 52.94 | 77.34 | 50.25 | 52.84 | 49.46 | 50.25 | 52.84 | 49.23 | 52.87 | 52.94 | 77.34 | 76.69 | 106.06 | 111.11 | 76.92 | 106.06 | 113.37 | 52.87 | 52.84 | 51.3
5589 | 39.72 | 44.69 | 37.15 | 39.72 | 44.69 | 37.15 | 39.72 | 44.69 | 40.37 | 39.72 | 44.69 | 40.37 | 39.72 | 47.08 | 40.37 | 40.43 | 47.23 | 40.37 | 39.72 | 44.69 | 37.15 | 39.72 | 44.69 | 37.15 | 39.72 | 47.08 | 40.37 | 52.95 | 66.4 | 80.67 | 52.95 | 66.4 | 80.28 | 39.72 | 44.69 | 37.15 | 50.31 | 52.9 | 49.52 | 50.31 | 52.9 | 49.52 | 50.31 | 52.9 | 51.46 | 50.31 | 52.9 | 51.46 | 52.93 | 53 | 51.46 | 55.89 | 53 | 51.46 | 50.31 | 52.9 | 49.52 | 50.31 | 52.9 | 49.28 | 52.93 | 53 | 51.46 | 73.75 | 83 | 107.81 | 72.28 | 84.69 | 107.81 | 50.31 | 52.9 | 49.52
5590 | 39.36 | 44.33 | 36.79 | 39.36 | 44.33 | 36.79 | 39.36 | 44.33 | 36.81 | 39.36 | 44.33 | 36.81 | 39.36 | 46.72 | 36.81 | 40.07 | 46.88 | 36.81 | 39.36 | 44.33 | 36.79 | 39.36 | 44.33 | 36.79 | 39.36 | 46.72 | 36.81 | 44.84 | 63.7 | 72.61 | 44.55 | 64.99 | 74.08 | 39.36 | 44.33 | 36.79 | 49.95 | 52.54 | 48.93 | 49.95 | 52.54 | 48.93 | 49.95 | 52.54 | 48.93 | 49.95 | 52.54 | 48.93 | 52.57 | 52.65 | 48.93 | 55.53 | 52.65 | 48.93 | 49.95 | 52.54 | 48.93 | 49.95 | 52.54 | 48.93 | 52.57 | 52.65 | 48.93 | 64.85 | 82.23 | 103.95 | 64.85 | 83.91 | 104.49 | 49.95 | 52.54 | 48.93
5591 | 38.61 | 43.57 | 36.04 | 38.61 | 43.57 | 36.04 | 38.61 | 43.57 | 36.04 | 38.61 | 43.57 | 36.04 | 38.61 | 45.97 | 36.04 | 39.32 | 46.12 | 36.04 | 38.61 | 43.57 | 36.04 | 38.61 | 43.57 | 36.04 | 38.61 | 45.97 | 36.04 | 39.98 | 59.34 | 72.61 | 39.98 | 60.52 | 74.08 | 38.61 | 43.57 | 36.04 | 49.2 | 51.79 | 48.17 | 49.2 | 51.79 | 48.17 | 49.2 | 51.79 | 48.17 | 49.2 | 51.79 | 48.17 | 51.82 | 51.89 | 48.17 | 54.78 | 51.89 | 48.17 | 49.2 | 51.79 | 48.17 | 49.2 | 51.79 | 48.17 | 51.82 | 51.89 | 48.17 | 55.89 | 82.23 | 103.95 | 55.89 | 83.91 | 104.49 | 49.2 | 51.79 | 48.17
5592 | 38.52 | 43.49 | 35.95 | 38.52 | 43.49 | 35.95 | 38.52 | 43.49 | 35.95 | 38.52 | 43.49 | 35.95 | 38.52 | 45.88 | 35.95 | 39.23 | 46.03 | 35.95 | 38.52 | 43.49 | 35.95 | 38.52 | 43.49 | 35.95 | 38.52 | 45.88 | 35.95 | 39.62 | 53.14 | 72.61 | 39.19 | 54.22 | 74.08 | 38.52 | 43.49 | 35.95 | 49.11 | 51.7 | 48.08 | 49.11 | 51.7 | 48.08 | 49.11 | 51.7 | 48.08 | 49.11 | 51.7 | 48.08 | 51.73 | 51.8 | 48.08 | 54.69 | 51.8 | 48.08 | 49.11 | 51.7 | 48.08 | 49.11 | 51.7 | 48.08 | 51.73 | 51.8 | 48.08 | 55.24 | 82.23 | 102.4 | 54.78 | 83.9 | 104.49 | 49.11 | 51.7 | 48.08
5593 | 38.21 | 43.17 | 35.64 | 38.21 | 43.17 | 35.64 | 38.21 | 43.17 | 35.64 | 38.21 | 43.17 | 35.64 | 38.21 | 45.57 | 35.64 | 38.92 | 45.72 | 35.64 | 38.21 | 43.17 | 35.64 | 38.21 | 43.17 | 35.64 | 38.21 | 45.57 | 35.64 | 39.31 | 52 | 69.95 | 39.19 | 53.04 | 71.37 | 38.21 | 43.17 | 35.64 | 48.8 | 51.39 | 48.01 | 48.8 | 51.39 | 48.01 | 48.8 | 51.39 | 48.01 | 48.8 | 51.39 | 48.01 | 51.42 | 51.49 | 47.77 | 54.11 | 51.49 | 47.77 | 48.8 | 51.39 | 47.77 | 48.8 | 51.39 | 47.77 | 51.42 | 51.49 | 47.77 | 54.11 | 82.22 | 77.75 | 53.57 | 83.9 | 104.05 | 48.8 | 51.39 | 48.01
5594 | 38.04 | 43 | 35.47 | 38.04 | 43 | 35.47 | 38.04 | 43 | 35.47 | 38.04 | 43 | 35.47 | 38.04 | 45.4 | 35.47 | 38.74 | 45.55 | 35.47 | 38.04 | 43 | 35.47 | 38.04 | 43 | 35.47 | 38.04 | 45.4 | 35.47 | 39.19 | 52 | 69.94 | 39.19 | 53.05 | 71.37 | 38.04 | 43 | 35.47 | 48.63 | 51.21 | 47.84 | 48.63 | 51.21 | 47.84 | 48.63 | 51.21 | 47.84 | 48.63 | 51.21 | 47.84 | 51.25 | 51.32 | 47.6 | 53.47 | 51.32 | 47.6 | 48.63 | 51.21 | 47.6 | 48.63 | 51.21 | 47.6 | 51.25 | 51.32 | 47.6 | 53.57 | 80.59 | 50.59 | 53.57 | 82.23 | 103.95 | 48.63 | 51.21 | 47.84
5595 | 37.91 | 42.87 | 35.34 | 37.91 | 42.87 | 35.34 | 37.91 | 42.87 | 35.34 | 37.91 | 42.87 | 35.34 | 37.91 | 45.27 | 35.34 | 38.61 | 45.42 | 35.34 | 37.91 | 42.87 | 35.34 | 37.91 | 42.87 | 35.34 | 37.91 | 45.27 | 35.34 | 39.19 | 52 | 41.92 | 39.19 | 53.05 | 67.29 | 37.91 | 42.87 | 35.34 | 48.5 | 51.08 | 49.52 | 48.5 | 51.08 | 49.52 | 48.5 | 51.08 | 49.52 | 48.5 | 51.08 | 49.52 | 51.12 | 51.19 | 47.47 | 53.04 | 51.19 | 47.47 | 48.5 | 51.08 | 47.47 | 48.5 | 51.08 | 47.47 | 51.12 | 51.19 | 47.47 | 53.57 | 54.59 | 49.78 | 53.57 | 82.23 | 103.95 | 48.5 | 51.08 | 49.52
5596 | 37.99 | 42.96 | 35.42 | 37.99 | 42.96 | 35.42 | 37.99 | 42.96 | 35.42 | 37.99 | 42.96 | 35.42 | 37.99 | 45.35 | 35.42 | 38.7 | 45.5 | 35.42 | 37.99 | 42.96 | 35.42 | 37.99 | 42.96 | 35.42 | 37.99 | 45.35 | 35.42 | 39.19 | 52 | 41.92 | 39.19 | 53.05 | 69.95 | 37.99 | 42.96 | 35.42 | 48.58 | 51.17 | 50.73 | 48.58 | 51.17 | 50.73 | 48.58 | 51.17 | 50.73 | 48.58 | 51.17 | 50.73 | 51.2 | 51.27 | 47.56 | 53.04 | 51.27 | 47.56 | 48.58 | 51.17 | 47.56 | 48.58 | 51.17 | 47.56 | 51.2 | 51.27 | 47.56 | 53.57 | 54.59 | 50.54 | 53.57 | 82.23 | 103.95 | 48.58 | 51.17 | 50.73
5597 | 38.32 | 43.29 | 38.97 | 38.32 | 43.29 | 38.97 | 38.32 | 43.29 | 38.97 | 38.32 | 43.29 | 38.97 | 38.32 | 45.68 | 35.75 | 39.03 | 45.83 | 35.75 | 38.32 | 43.29 | 35.75 | 38.32 | 43.29 | 35.75 | 38.32 | 45.68 | 35.75 | 41.96 | 63.7 | 41.92 | 41.96 | 64.99 | 72.61 | 38.32 | 43.29 | 38.97 | 48.91 | 51.6 | 51.3 | 48.91 | 51.6 | 51.3 | 48.91 | 51.6 | 51.3 | 48.91 | 51.6 | 51.3 | 51.53 | 51.6 | 47.89 | 54.49 | 51.6 | 47.89 | 48.91 | 51.6 | 47.89 | 48.91 | 51.5 | 47.89 | 51.53 | 51.6 | 47.89 | 70.93 | 59.53 | 51.85 | 72.37 | 82.23 | 104.49 | 48.91 | 51.6 | 51.3
5598 | 38.99 | 43.96 | 68.53 | 38.99 | 43.96 | 68.53 | 38.99 | 43.96 | 68.53 | 38.99 | 43.96 | 68.53 | 38.99 | 46.35 | 37.85 | 39.7 | 46.51 | 37.85 | 38.99 | 43.96 | 37.85 | 38.99 | 43.96 | 36.43 | 38.99 | 46.35 | 37.85 | 53.74 | 63.7 | 60.3 | 53.86 | 64.99 | 69.95 | 38.99 | 43.96 | 68.53 | 49.58 | 52.28 | 58.1 | 49.58 | 52.28 | 58.1 | 52.21 | 52.28 | 58.1 | 52.21 | 80.57 | 58.1 | 52.21 | 52.28 | 48.56 | 55.16 | 52.28 | 48.56 | 49.58 | 52.28 | 48.56 | 49.58 | 52.17 | 48.56 | 52.21 | 52.28 | 48.56 | 73.86 | 71.45 | 52.4 | 73.86 | 82.23 | 82.39 | 49.58 | 52.28 | 58.1
5599 | 39.92 | 47.34 | 40.57 | 39.92 | 47.34 | 40.57 | 40.63 | 47.34 | 40.57 | 40.63 | 47.34 | 40.57 | 40.63 | 47.34 | 37.87 | 40.63 | 47.43 | 37.87 | 39.92 | 47.34 | 37.87 | 39.92 | 44.89 | 37.87 | 40.63 | 47.34 | 37.87 | 53.74 | 62.5 | 39.04 | 52.95 | 62.5 | 40.17 | 40.63 | 47.34 | 40.57 | 50.51 | 53.82 | 51.3 | 50.51 | 53.82 | 51.3 | 56.09 | 53.82 | 51.3 | 56.09 | 65.87 | 51.3 | 56.09 | 53.2 | 49.49 | 56.09 | 53.2 | 49.49 | 50.51 | 53.2 | 49.49 | 50.51 | 53.1 | 49.49 | 56.09 | 53.2 | 49.49 | 73.86 | 67.23 | 50.75 | 72.39 | 68.59 | 51.88 | 56.09 | 53.82 | 51.3
5600 | 40.35 | 47.71 | 37.78 | 40.35 | 47.71 | 37.78 | 41.06 | 47.71 | 37.78 | 41.06 | 47.71 | 37.78 | 41.06 | 47.71 | 37.78 | 41.06 | 47.86 | 37.78 | 40.35 | 47.71 | 37.78 | 40.35 | 45.32 | 37.78 | 41.06 | 47.71 | 37.78 | 52.23 | 48.7 | 36.21 | 51.19 | 48.19 | 36.95 | 41.06 | 47.71 | 37.78 | 50.94 | 53.63 | 49.92 | 50.94 | 53.63 | 49.92 | 56.52 | 53.63 | 49.92 | 56.52 | 53.63 | 49.92 | 56.52 | 53.63 | 49.92 | 56.52 | 53.63 | 49.61 | 50.94 | 53.63 | 49.92 | 50.94 | 53.53 | 49.92 | 56.52 | 53.63 | 49.92 | 71.56 | 53.94 | 47.64 | 70.14 | 54.18 | 49.11 | 56.52 | 53.63 | 51.3
5601 | 40.55 | 45.52 | 37.98 | 40.55 | 45.52 | 37.98 | 40.71 | 45.52 | 37.98 | 40.71 | 45.52 | 37.98 | 40.71 | 46.72 | 37.98 | 41.26 | 46.72 | 37.98 | 40.55 | 45.52 | 37.98 | 40.55 | 45.52 | 37.98 | 40.71 | 46.72 | 37.98 | 41.12 | 45.78 | 35.49 | 41.12 | 45.06 | 35.49 | 40.71 | 45.52 | 37.98 | 51.14 | 53.73 | 50.11 | 51.14 | 53.73 | 50.11 | 53.92 | 53.73 | 50.11 | 53.92 | 53.73 | 50.11 | 53.92 | 53.73 | 50.11 | 56.72 | 53.73 | 48.14 | 51.14 | 53.73 | 50.11 | 51.14 | 53.73 | 50.11 | 53.92 | 53.73 | 50.11 | 56.15 | 47.66 | 46.23 | 55.03 | 48.63 | 47.16 | 53.92 | 53.73 | 50.11
5602 | 40.69 | 45.66 | 38.12 | 40.69 | 45.66 | 38.12 | 40.69 | 45.66 | 38.12 | 40.69 | 45.66 | 38.12 | 40.69 | 45.66 | 38.12 | 40.69 | 45.66 | 38.12 | 40.69 | 45.66 | 38.12 | 40.69 | 45.66 | 38.12 | 40.69 | 45.66 | 38.12 | 40.28 | 22.31 | 0 | 40.28 | 22.76 | 0 | 40.69 | 45.66 | 38.12 | 51.28 | 53.87 | 50.26 | 51.28 | 53.87 | 50.26 | 52.32 | 53.87 | 50.26 | 52.32 | 53.87 | 50.26 | 53.9 | 53.87 | 50.26 | 54.47 | 53.87 | 45.35 | 51.28 | 53.87 | 50.26 | 51.28 | 53.87 | 50.26 | 53.9 | 53.87 | 50.26 | 53.93 | 12.21 | 42.67 | 52.85 | 12.46 | 44.8 | 52.32 | 53.87 | 50.26
5603 | 40.58 | 45.55 | 38.02 | 40.58 | 45.55 | 38.02 | 40.58 | 45.55 | 38.02 | 40.58 | 45.55 | 38.02 | 40.58 | 45.55 | 38.02 | 40.58 | 45.55 | 38.02 | 40.58 | 45.55 | 38.02 | 40.58 | 45.55 | 38.02 | 40.58 | 45.55 | 38.02 | 40.18 | 12.33 | 0 | 40.18 | 12.36 | 0 | 40.58 | 45.55 | 38.02 | 51.17 | 53.76 | 50.15 | 51.17 | 53.76 | 50.15 | 51.81 | 53.76 | 50.15 | 51.81 | 53.76 | 50.15 | 53.8 | 53.76 | 50.15 | 53.94 | 53.65 | 43.1 | 51.17 | 53.76 | 50.15 | 51.17 | 53.76 | 50.15 | 53.8 | 53.76 | 50.15 | 53.4 | 0 | 42.67 | 52.33 | 0 | 43.54 | 51.81 | 53.76 | 50.15
5604 | 40.53 | 45.5 | 37.96 | 40.53 | 45.5 | 37.96 | 40.53 | 45.5 | 37.96 | 40.53 | 45.5 | 37.96 | 40.53 | 45.5 | 37.96 | 40.53 | 45.5 | 37.96 | 40.53 | 45.5 | 37.96 | 40.53 | 45.5 | 37.96 | 40.53 | 45.5 | 37.96 | 40.12 | 12.33 | 0 | 40.12 | 12.33 | 0 | 40.53 | 45.5 | 37.96 | 51.12 | 53.71 | 50.09 | 51.12 | 53.71 | 50.09 | 51.12 | 53.71 | 50.09 | 51.12 | 53.71 | 50.09 | 53.74 | 53.71 | 50.09 | 53.74 | 53.71 | 45.35 | 51.12 | 53.71 | 50.09 | 51.12 | 53.71 | 50.09 | 53.74 | 53.71 | 50.09 | 52.69 | 0 | 42.67 | 51.63 | 0 | 43.54 | 51.12 | 53.71 | 50.09
5605 | 40.48 | 45.44 | 37.91 | 40.48 | 45.44 | 37.91 | 40.48 | 45.44 | 37.91 | 40.48 | 45.44 | 37.91 | 40.48 | 45.44 | 37.91 | 40.48 | 45.44 | 37.91 | 40.48 | 45.44 | 37.91 | 40.48 | 45.44 | 37.91 | 40.48 | 45.44 | 37.91 | 40.07 | 12.33 | 0 | 40.07 | 12.33 | 0 | 40.48 | 45.44 | 37.91 | 51.06 | 53.65 | 50.04 | 51.06 | 53.65 | 50.04 | 51.28 | 53.65 | 50.04 | 51.28 | 53.65 | 50.04 | 53.69 | 53.65 | 50.04 | 53.94 | 53.65 | 45.35 | 51.06 | 53.65 | 50.04 | 51.06 | 53.65 | 50.04 | 53.69 | 53.65 | 50.04 | 53.4 | 0 | 42.67 | 52.33 | 0 | 43.54 | 51.28 | 53.65 | 51.3
5606 | 40.35 | 45.32 | 37.78 | 40.35 | 45.32 | 37.78 | 40.35 | 45.32 | 37.78 | 40.35 | 45.32 | 37.78 | 40.35 | 45.32 | 37.78 | 41.06 | 45.32 | 37.78 | 40.35 | 45.32 | 37.78 | 40.35 | 45.32 | 37.78 | 40.35 | 45.32 | 37.78 | 40.76 | 44.4 | 35.29 | 40.76 | 44.86 | 35.29 | 40.35 | 45.32 | 57.65 | 50.94 | 53.53 | 49.92 | 50.94 | 53.53 | 49.92 | 53.03 | 53.53 | 49.92 | 53.03 | 53.53 | 49.92 | 53.56 | 53.53 | 49.92 | 55.11 | 53.53 | 49.31 | 50.94 | 53.53 | 49.92 | 50.94 | 53.53 | 49.92 | 53.56 | 53.53 | 49.92 | 54.66 | 51.03 | 47.35 | 53.57 | 52.07 | 48.31 | 53.03 | 53.53 | 51.3
5607 | 40.14 | 45.11 | 37.57 | 40.14 | 45.11 | 37.57 | 40.14 | 45.11 | 37.57 | 40.14 | 45.11 | 37.57 | 40.14 | 47.5 | 37.57 | 40.85 | 47.56 | 37.57 | 40.14 | 45.11 | 37.57 | 40.14 | 45.11 | 37.57 | 40.14 | 47.5 | 37.57 | 41.12 | 47.14 | 36.21 | 40.55 | 45.73 | 36.95 | 40.14 | 45.11 | 37.57 | 50.73 | 53.32 | 49.71 | 50.73 | 53.32 | 49.71 | 53.35 | 53.32 | 49.71 | 53.35 | 53.32 | 49.71 | 53.35 | 53.42 | 49.71 | 56.31 | 53.42 | 49.61 | 50.73 | 53.32 | 49.71 | 50.73 | 53.32 | 49.71 | 53.35 | 53.42 | 49.71 | 56.88 | 52.35 | 47.64 | 55.74 | 53.42 | 48.61 | 53 | 53.32 | 61.6
5608 | 40.02 | 44.98 | 37.45 | 40.02 | 44.98 | 37.45 | 40.72 | 44.98 | 37.45 | 40.72 | 44.98 | 37.45 | 40.72 | 47.38 | 37.45 | 40.72 | 47.52 | 37.45 | 40.02 | 44.98 | 37.45 | 40.02 | 44.98 | 37.45 | 40.72 | 47.38 | 37.45 | 45.45 | 48 | 37.07 | 44.55 | 47.04 | 37.07 | 40.72 | 44.98 | 37.45 | 50.6 | 53.3 | 49.58 | 50.6 | 53.3 | 49.58 | 53.23 | 53.3 | 49.58 | 53.23 | 53.3 | 49.58 | 53.23 | 53.3 | 49.58 | 56.18 | 53.3 | 49.58 | 50.6 | 53.3 | 49.58 | 50.6 | 53.19 | 49.58 | 53.23 | 53.3 | 49.58 | 62.57 | 57.52 | 48.61 | 61.32 | 57.52 | 49.6 | 53.23 | 53.3 | 64.79
5609 | 40.03 | 45 | 37.46 | 40.03 | 45 | 37.46 | 40.74 | 45 | 70.85 | 40.74 | 45 | 70.85 | 40.74 | 47.39 | 37.46 | 40.74 | 47.54 | 37.46 | 40.03 | 45 | 37.46 | 40.03 | 45 | 37.46 | 40.74 | 47.39 | 37.46 | 53.74 | 63.7 | 71.57 | 53.65 | 63.7 | 71.57 | 45.72 | 45 | 70.85 | 50.62 | 53.31 | 51.3 | 50.62 | 53.31 | 51.3 | 56.2 | 53.31 | 79.77 | 56.2 | 53.31 | 79.77 | 56.2 | 53.31 | 51.3 | 56.2 | 53.31 | 51.3 | 50.62 | 53.31 | 51.3 | 50.62 | 53.21 | 51.3 | 56.2 | 53.31 | 51.3 | 72.39 | 77.72 | 81.42 | 72.39 | 79.3 | 83.07 | 56.2 | 56.61 | 103.4
5610 | 40.03 | 45 | 37.46 | 40.03 | 45 | 37.46 | 40.74 | 45 | 78.7 | 40.74 | 45 | 78.7 | 40.74 | 47.39 | 39.53 | 40.74 | 47.54 | 39.53 | 40.03 | 45 | 37.46 | 40.03 | 45 | 37.46 | 40.74 | 47.39 | 39.53 | 56.97 | 84.04 | 80.32 | 55.83 | 84.04 | 80.28 | 44.83 | 45 | 78.7 | 50.62 | 53.21 | 49.83 | 50.62 | 53.21 | 49.83 | 56.2 | 53.31 | 101.85 | 56.2 | 53.31 | 101.85 | 56.2 | 53.31 | 51.61 | 56.2 | 53.31 | 51.61 | 50.62 | 53.21 | 49.83 | 50.62 | 53.21 | 49.83 | 56.2 | 53.31 | 51.61 | 83.8 | 103.95 | 103.95 | 83.8 | 103.95 | 104.49 | 56.2 | 56.61 | 104.44
5611 | 39.91 | 44.88 | 37.35 | 39.91 | 44.88 | 37.35 | 40.62 | 44.88 | 77.11 | 40.62 | 44.88 | 77.11 | 40.62 | 47.27 | 39.85 | 40.62 | 47.43 | 39.85 | 39.91 | 44.88 | 37.35 | 39.91 | 44.88 | 37.35 | 40.62 | 47.27 | 39.85 | 55.83 | 84.04 | 80.32 | 54.72 | 84.04 | 80.28 | 42.78 | 44.88 | 77.11 | 50.5 | 53.09 | 49.72 | 50.5 | 53.09 | 49.72 | 53.13 | 53.2 | 59.02 | 53.13 | 53.2 | 59.02 | 53.13 | 53.2 | 59.02 | 56.08 | 53.2 | 59.02 | 50.5 | 53.09 | 49.72 | 50.5 | 53.09 | 49.72 | 53.13 | 53.2 | 59.02 | 85.27 | 103.95 | 103.95 | 84.42 | 103.95 | 103.95 | 53.13 | 56.61 | 103.53
5612 | 39.77 | 44.74 | 37.2 | 39.77 | 44.74 | 37.2 | 40.48 | 44.74 | 62.82 | 40.48 | 44.74 | 62.82 | 40.48 | 47.13 | 62.82 | 40.48 | 47.28 | 62.82 | 39.77 | 44.74 | 37.2 | 39.77 | 44.74 | 37.2 | 40.48 | 47.13 | 62.82 | 52.95 | 77.36 | 74.08 | 52.95 | 75.81 | 72.6 | 40.48 | 44.74 | 70.53 | 50.36 | 52.95 | 49.34 | 50.36 | 52.95 | 49.34 | 50.36 | 52.95 | 51.51 | 50.36 | 52.95 | 51.51 | 52.98 | 53.05 | 51.51 | 55.94 | 53.05 | 51.51 | 50.36 | 52.95 | 49.34 | 50.36 | 52.95 | 49.34 | 52.98 | 53.05 | 51.51 | 73.86 | 95.99 | 103.5 | 72.39 | 94.07 | 101.43 | 50.36 | 52.95 | 101.85
5613 | 39.84 | 44.81 | 37.27 | 39.84 | 44.81 | 37.27 | 39.84 | 44.81 | 37.27 | 39.84 | 44.81 | 37.27 | 39.84 | 47.2 | 37.27 | 40.55 | 47.35 | 37.27 | 39.84 | 44.81 | 37.27 | 39.84 | 44.81 | 37.27 | 39.84 | 47.2 | 37.27 | 50.83 | 63.78 | 73.02 | 49.81 | 62.5 | 71.56 | 39.84 | 44.81 | 37.27 | 50.43 | 53.02 | 49.4 | 50.43 | 53.02 | 49.4 | 50.43 | 53.02 | 49.4 | 50.43 | 53.02 | 49.4 | 53.05 | 53.12 | 49.4 | 56.01 | 53.12 | 49.5 | 50.43 | 53.02 | 49.4 | 50.43 | 53.02 | 49.4 | 53.05 | 53.12 | 49.4 | 70.14 | 84.06 | 92.04 | 70.14 | 82.39 | 90.2 | 50.43 | 53.02 | 63.5
5614 | 39.51 | 44.47 | 36.94 | 39.51 | 44.47 | 36.94 | 39.51 | 44.47 | 36.94 | 39.51 | 44.47 | 36.94 | 39.51 | 46.87 | 36.94 | 40.21 | 47.02 | 36.94 | 39.51 | 44.47 | 36.94 | 39.51 | 44.47 | 36.94 | 39.51 | 46.87 | 36.94 | 42.9 | 63.77 | 73.02 | 42.05 | 62.49 | 71.56 | 39.51 | 44.47 | 36.94 | 50.09 | 52.68 | 49.07 | 50.09 | 52.68 | 49.07 | 50.09 | 52.68 | 49.07 | 50.09 | 52.68 | 49.07 | 52.72 | 52.79 | 49.07 | 55.67 | 52.79 | 49.17 | 50.09 | 52.68 | 49.07 | 50.09 | 52.68 | 49.07 | 52.72 | 52.79 | 49.07 | 61.32 | 77.89 | 83.07 | 61.32 | 77.72 | 81.41 | 50.09 | 52.68 | 51.3
5615 | 38.55 | 43.59 | 36.06 | 38.55 | 43.59 | 36.06 | 38.55 | 43.59 | 36.06 | 38.55 | 43.59 | 36.06 | 38.62 | 45.98 | 36.06 | 39.33 | 46.14 | 36.06 | 38.62 | 43.59 | 36.06 | 38.62 | 43.59 | 36.06 | 38.62 | 45.98 | 36.06 | 39.73 | 63.7 | 73.02 | 38.93 | 62.43 | 71.56 | 38.55 | 43.59 | 36.06 | 49.21 | 51.8 | 48.19 | 49.21 | 51.8 | 48.19 | 49.21 | 51.8 | 48.19 | 49.21 | 51.8 | 48.19 | 51.84 | 51.91 | 48.19 | 54.79 | 51.91 | 48.29 | 49.21 | 51.8 | 48.19 | 49.21 | 51.8 | 48.19 | 51.84 | 51.91 | 48.19 | 55.35 | 77.89 | 82.23 | 55.19 | 77.05 | 80.59 | 49.21 | 51.8 | 51.3
5616 | 38.13 | 43.53 | 36 | 38.13 | 43.53 | 36 | 38.13 | 43.53 | 36 | 38.13 | 43.53 | 36 | 38.56 | 45.92 | 36 | 39.27 | 46.08 | 36 | 38.13 | 43.53 | 36 | 38.56 | 43.53 | 36 | 38.56 | 45.92 | 36 | 39.67 | 63.06 | 73.02 | 38.88 | 61.8 | 71.56 | 38.13 | 43.53 | 36 | 49.15 | 51.74 | 48.13 | 49.15 | 51.74 | 48.13 | 49.15 | 51.74 | 48.13 | 49.15 | 51.74 | 48.13 | 51.78 | 51.85 | 48.13 | 54.73 | 51.85 | 48.23 | 49.15 | 51.74 | 48.13 | 49.15 | 51.74 | 48.13 | 51.78 | 51.85 | 48.13 | 55.04 | 77.89 | 82.23 | 53.94 | 76.34 | 80.59 | 49.15 | 51.74 | 49.52
5617 | 38.13 | 43.24 | 35.7 | 38.13 | 43.24 | 35.7 | 38.13 | 43.24 | 35.7 | 38.13 | 43.24 | 35.7 | 38.27 | 45.63 | 35.7 | 38.98 | 45.79 | 35.7 | 38.13 | 43.24 | 35.7 | 38.27 | 43.24 | 35.7 | 38.27 | 45.63 | 35.7 | 39.37 | 63.06 | 73.02 | 38.59 | 61.8 | 71.56 | 38.13 | 43.24 | 35.7 | 48.5 | 51.45 | 47.84 | 48.5 | 51.45 | 47.84 | 48.5 | 51.45 | 47.84 | 48.5 | 51.45 | 47.84 | 51.48 | 51.56 | 47.84 | 54.44 | 51.56 | 47.94 | 48.5 | 51.45 | 47.84 | 48.86 | 51.45 | 47.84 | 51.48 | 51.56 | 47.84 | 54.66 | 78.62 | 83.07 | 53.57 | 77.04 | 81.41 | 48.5 | 51.45 | 47.84
5618 | 38.07 | 43.04 | 35.5 | 38.07 | 43.04 | 35.5 | 38.07 | 43.04 | 35.5 | 38.07 | 43.04 | 35.5 | 38.07 | 45.43 | 35.5 | 38.78 | 45.58 | 35.5 | 38.07 | 43.04 | 35.5 | 38.07 | 43.04 | 35.5 | 38.07 | 45.43 | 35.5 | 38.92 | 58.31 | 73.02 | 38.46 | 57.14 | 71.56 | 38.07 | 43.04 | 35.5 | 48.66 | 51.25 | 47.64 | 48.66 | 51.25 | 47.64 | 48.66 | 51.25 | 47.64 | 48.66 | 51.25 | 47.64 | 51.28 | 51.35 | 47.64 | 54.24 | 51.35 | 47.74 | 48.66 | 51.25 | 47.64 | 48.66 | 51.25 | 47.64 | 51.28 | 51.35 | 47.64 | 54.11 | 78.68 | 83.07 | 53.57 | 77.11 | 81.41 | 48.66 | 51.25 | 47.64
5619 | 38.03 | 43 | 35.46 | 38.03 | 43 | 35.46 | 38.03 | 43 | 35.46 | 38.03 | 43 | 35.46 | 38.03 | 45.39 | 35.46 | 38.74 | 45.55 | 35.47 | 38.03 | 43 | 35.46 | 38.03 | 43 | 35.46 | 38.03 | 45.39 | 35.46 | 38.92 | 58.3 | 73.02 | 38.91 | 57.14 | 71.56 | 38.03 | 43 | 35.46 | 48.62 | 51.21 | 47.6 | 48.62 | 51.21 | 47.6 | 48.62 | 51.21 | 47.6 | 48.62 | 51.21 | 47.6 | 51.24 | 51.32 | 47.6 | 54.2 | 51.32 | 47.7 | 48.62 | 51.21 | 47.6 | 48.62 | 51.21 | 47.6 | 51.24 | 51.32 | 47.6 | 54.11 | 78.62 | 83.07 | 53.57 | 77.05 | 81.41 | 48.62 | 51.21 | 47.6
5620 | 38.09 | 43.05 | 35.52 | 38.09 | 43.05 | 35.52 | 38.09 | 43.05 | 35.52 | 38.09 | 43.05 | 35.52 | 38.09 | 45.45 | 35.52 | 38.79 | 45.6 | 35.52 | 38.09 | 43.05 | 35.52 | 38.09 | 43.05 | 35.52 | 38.09 | 45.45 | 35.52 | 39.19 | 63.7 | 73.02 | 39.04 | 62.43 | 71.56 | 38.09 | 43.05 | 35.52 | 48.67 | 51.26 | 47.65 | 48.67 | 51.26 | 47.65 | 48.67 | 51.26 | 47.65 | 48.67 | 51.26 | 47.65 | 51.3 | 51.37 | 47.65 | 54.25 | 51.37 | 47.75 | 48.67 | 51.26 | 47.65 | 48.67 | 51.26 | 47.65 | 51.3 | 51.37 | 47.65 | 54.8 | 79.3 | 83.07 | 54.8 | 77.72 | 81.41 | 48.67 | 51.26 | 47.65
5621 | 38.51 | 43.48 | 35.94 | 38.51 | 43.48 | 35.94 | 38.51 | 43.48 | 35.94 | 38.51 | 43.48 | 35.94 | 38.51 | 45.87 | 35.94 | 39.22 | 46.02 | 35.94 | 38.51 | 43.48 | 35.94 | 38.51 | 43.48 | 35.94 | 38.51 | 45.87 | 35.94 | 41.12 | 64.99 | 73.02 | 41.12 | 63.7 | 71.56 | 38.51 | 43.48 | 35.94 | 49.1 | 51.69 | 48.08 | 49.1 | 51.69 | 48.08 | 49.1 | 51.69 | 48.08 | 49.1 | 51.69 | 48.08 | 51.72 | 51.79 | 48.08 | 54.68 | 51.79 | 48.18 | 49.1 | 51.69 | 48.08 | 49.1 | 51.69 | 48.08 | 51.72 | 51.79 | 48.08 | 68.23 | 79.3 | 83.92 | 68.23 | 78.51 | 82.24 | 49.1 | 51.69 | 48.08
5622 | 39.26 | 44.23 | 36.7 | 39.26 | 44.23 | 36.7 | 39.26 | 44.23 | 39.92 | 39.26 | 44.23 | 39.92 | 39.26 | 46.62 | 38.12 | 39.97 | 46.78 | 38.12 | 39.26 | 44.23 | 36.7 | 39.26 | 44.23 | 36.7 | 39.26 | 46.62 | 38.12 | 52.22 | 64.99 | 73.03 | 52.22 | 63.7 | 71.57 | 39.26 | 44.23 | 36.7 | 49.85 | 52.44 | 49.07 | 49.85 | 52.44 | 49.07 | 49.85 | 52.44 | 51.01 | 49.85 | 52.44 | 51.01 | 52.48 | 52.55 | 51.01 | 55.43 | 52.55 | 51.01 | 49.85 | 52.44 | 48.83 | 49.85 | 52.44 | 48.83 | 52.48 | 52.55 | 51.01 | 72.39 | 79.3 | 83.92 | 72.39 | 77.72 | 82.24 | 49.85 | 52.44 | 49.07
5623 | 40.14 | 45.11 | 37.58 | 40.14 | 45.11 | 37.58 | 40.85 | 45.11 | 50.18 | 40.85 | 45.11 | 50.18 | 40.85 | 47.5 | 39 | 40.85 | 47.66 | 39 | 40.14 | 45.11 | 37.58 | 40.14 | 45.11 | 37.58 | 40.85 | 47.5 | 39 | 51.85 | 64.99 | 52.26 | 51.85 | 63.69 | 50.69 | 40.85 | 45.11 | 37.58 | 50.73 | 53.32 | 49.95 | 50.73 | 53.32 | 49.95 | 56.31 | 53.43 | 51.61 | 56.31 | 53.43 | 51.61 | 56.31 | 53.43 | 51.61 | 56.31 | 53.43 | 51.61 | 50.73 | 53.32 | 49.71 | 50.73 | 53.32 | 49.71 | 56.31 | 53.43 | 51.61 | 72.39 | 76.46 | 54.01 | 72.39 | 74.39 | 52.13 | 56.31 | 53.32 | 51.3
5624 | 40.59 | 45.56 | 38.02 | 40.59 | 45.56 | 38.02 | 41.3 | 45.56 | 38.02 | 41.3 | 45.56 | 38.02 | 41.3 | 47.95 | 38.02 | 41.3 | 48.1 | 38.02 | 40.59 | 45.56 | 38.02 | 40.59 | 45.56 | 38.02 | 41.3 | 47.95 | 38.02 | 51.7 | 50.54 | 38.91 | 50.66 | 46.02 | 38.14 | 41.3 | 45.56 | 38.02 | 51.18 | 53.77 | 50.16 | 51.18 | 53.77 | 50.16 | 56.76 | 53.87 | 50.16 | 56.76 | 53.87 | 50.16 | 56.76 | 53.87 | 50.16 | 56.76 | 53.87 | 50.16 | 51.18 | 53.77 | 50.16 | 51.18 | 53.77 | 50.16 | 56.76 | 53.87 | 50.16 | 70.84 | 56.69 | 50.66 | 69.43 | 54.42 | 49.65 | 56.76 | 53.77 | 50.16
5625 | 40.81 | 45.78 | 38.24 | 40.81 | 45.78 | 38.24 | 40.81 | 45.78 | 38.24 | 40.81 | 45.78 | 38.24 | 40.81 | 48.17 | 38.24 | 41.52 | 48.17 | 38.24 | 40.81 | 45.78 | 38.24 | 40.81 | 45.78 | 38.24 | 40.81 | 48.17 | 38.24 | 41.11 | 47.69 | 37.86 | 40.69 | 46.2 | 35.14 | 40.81 | 45.78 | 38.24 | 51.4 | 53.99 | 50.38 | 51.4 | 53.99 | 50.38 | 54.02 | 53.99 | 50.38 | 54.02 | 53.99 | 50.38 | 54.02 | 54.1 | 50.38 | 56.98 | 54.1 | 50.38 | 51.4 | 53.99 | 50.38 | 51.4 | 53.99 | 50.38 | 54.02 | 54.1 | 50.38 | 56.46 | 53.56 | 49.87 | 55.33 | 52.48 | 46.23 | 54.02 | 53.99 | 50.38
5626 | 40.91 | 45.88 | 38.35 | 40.91 | 45.88 | 38.35 | 40.91 | 45.88 | 38.35 | 40.91 | 45.88 | 38.35 | 40.91 | 46.56 | 38.35 | 40.91 | 46.56 | 38.35 | 40.91 | 45.88 | 38.35 | 40.91 | 45.88 | 38.35 | 40.91 | 46.56 | 38.35 | 40.51 | 46.1 | 37.96 | 40.51 | 33.67 | 0 | 40.91 | 45.88 | 38.35 | 51.5 | 54.09 | 50.48 | 51.5 | 54.09 | 50.48 | 51.84 | 54.09 | 50.48 | 51.84 | 54.09 | 47.3 | 54.13 | 54.2 | 50.48 | 55.66 | 54.2 | 50.48 | 51.5 | 54.09 | 50.48 | 51.5 | 54.09 | 50.48 | 54.13 | 54.2 | 50.48 | 55.1 | 53.66 | 49.97 | 53.45 | 47.66 | 0 | 51.84 | 54.09 | 50.48
5627 | 40.97 | 45.94 | 38.4 | 40.97 | 45.94 | 38.4 | 40.97 | 45.94 | 38.4 | 40.97 | 45.94 | 38.4 | 40.97 | 45.94 | 38.4 | 40.97 | 45.94 | 38.4 | 40.97 | 45.94 | 38.4 | 40.97 | 45.94 | 38.4 | 40.97 | 45.94 | 38.4 | 40.56 | 45.48 | 38.02 | 40.56 | 12.09 | 0 | 40.97 | 45.94 | 38.4 | 51.56 | 54.15 | 50.54 | 51.56 | 54.15 | 50.54 | 51.56 | 54.15 | 50.54 | 51.56 | 53.82 | 47.36 | 54.18 | 54.15 | 50.54 | 54.48 | 54.15 | 50.54 | 51.56 | 54.15 | 50.54 | 51.56 | 54.15 | 50.54 | 54.18 | 54.15 | 50.54 | 53.53 | 53.61 | 50.03 | 52.08 | 0 | 0 | 51.56 | 54.15 | 50.54
5628 | 40.86 | 45.83 | 38.3 | 40.86 | 45.83 | 38.3 | 40.86 | 45.83 | 38.3 | 40.86 | 45.83 | 38.3 | 40.86 | 45.83 | 38.3 | 40.86 | 45.83 | 38.3 | 40.86 | 45.83 | 38.3 | 40.86 | 45.83 | 38.3 | 40.86 | 45.83 | 38.3 | 40.46 | 45.37 | 36.96 | 40.46 | 12.09 | 0 | 40.86 | 45.83 | 38.3 | 51.45 | 54.04 | 50.43 | 51.45 | 54.04 | 50.43 | 51.45 | 54.04 | 50.43 | 51.45 | 53.82 | 47.25 | 54.08 | 54.04 | 50.43 | 54.48 | 54.04 | 50.43 | 51.45 | 54.04 | 50.43 | 51.45 | 54.04 | 50.43 | 54.08 | 54.04 | 50.43 | 53.53 | 53.5 | 49.93 | 51.97 | 0 | 0 | 51.45 | 54.04 | 50.43
5629 | 40.83 | 45.79 | 38.26 | 40.83 | 45.79 | 38.26 | 40.83 | 45.79 | 38.26 | 40.83 | 45.79 | 38.26 | 40.83 | 45.79 | 38.26 | 40.83 | 45.79 | 38.26 | 40.83 | 45.79 | 38.26 | 40.83 | 45.79 | 38.26 | 40.83 | 45.79 | 38.26 | 40.42 | 45.33 | 35.65 | 39.7 | 12.09 | 0 | 40.83 | 45.79 | 38.26 | 51.41 | 54 | 50.39 | 51.41 | 54 | 50.39 | 51.41 | 54 | 50.39 | 51.41 | 54 | 47.22 | 54.04 | 54 | 50.39 | 54.48 | 54 | 50.39 | 51.41 | 54 | 50.39 | 51.41 | 54 | 50.39 | 54.04 | 54 | 50.39 | 53.53 | 49.13 | 46.66 | 51.93 | 0 | 0 | 51.41 | 54 | 50.39
5630 | 40.68 | 45.65 | 38.11 | 40.68 | 45.65 | 38.11 | 40.68 | 45.65 | 38.11 | 40.68 | 45.65 | 38.11 | 40.68 | 45.65 | 38.11 | 40.68 | 45.65 | 38.11 | 40.68 | 45.65 | 38.11 | 40.68 | 45.65 | 38.11 | 40.68 | 45.65 | 38.11 | 40.27 | 45.19 | 35.65 | 40.27 | 12.33 | 0 | 40.68 | 45.65 | 38.11 | 51.27 | 53.86 | 50.25 | 51.27 | 53.86 | 50.25 | 51.27 | 53.86 | 50.25 | 51.27 | 53.86 | 47.07 | 53.89 | 53.86 | 50.25 | 54.48 | 53.86 | 50.25 | 51.27 | 53.86 | 50.25 | 51.27 | 53.86 | 50.25 | 53.89 | 53.86 | 50.25 | 53.53 | 49.13 | 46.66 | 51.79 | 0 | 0 | 51.27 | 53.86 | 50.25
5631 | 40.47 | 45.44 | 37.9 | 40.47 | 45.44 | 37.9 | 40.47 | 45.44 | 37.9 | 40.47 | 45.44 | 37.9 | 40.47 | 47.59 | 37.9 | 41.18 | 47.59 | 37.9 | 40.47 | 45.44 | 37.9 | 40.47 | 45.44 | 37.9 | 40.47 | 47.59 | 37.9 | 40.76 | 46.17 | 36.96 | 40.06 | 44.98 | 35.14 | 40.47 | 45.44 | 37.9 | 51.06 | 53.65 | 50.03 | 51.06 | 53.65 | 50.03 | 51.06 | 53.65 | 50.03 | 51.06 | 53.65 | 50.03 | 53.68 | 53.75 | 50.03 | 55.79 | 53.75 | 50.03 | 51.06 | 53.65 | 50.03 | 51.06 | 53.65 | 50.03 | 53.68 | 53.75 | 50.03 | 54.66 | 50.65 | 48.62 | 53.57 | 49.64 | 44.8 | 51.06 | 53.65 | 50.03
5632 | 40.23 | 45.2 | 37.66 | 40.23 | 45.2 | 37.66 | 40.23 | 45.2 | 37.66 | 40.23 | 45.2 | 37.66 | 40.23 | 47.59 | 37.66 | 40.94 | 47.74 | 37.66 | 40.23 | 45.2 | 37.66 | 40.23 | 45.2 | 37.66 | 40.23 | 47.59 | 37.66 | 50.94 | 57.53 | 39.44 | 49.92 | 45.65 | 38.04 | 40.23 | 45.2 | 37.66 | 50.82 | 53.41 | 49.8 | 50.82 | 53.41 | 49.8 | 50.82 | 53.41 | 49.8 | 50.82 | 53.41 | 49.8 | 53.44 | 53.51 | 49.8 | 56.4 | 53.51 | 49.8 | 50.82 | 53.41 | 49.8 | 50.82 | 53.41 | 49.8 | 53.44 | 53.51 | 49.8 | 62.95 | 58.96 | 51.86 | 61.69 | 53.95 | 49.78 | 50.82 | 53.41 | 49.8
5633 | 40.31 | 45.28 | 37.74 | 40.31 | 45.28 | 37.74 | 41.02 | 45.28 | 37.86 | 41.02 | 45.28 | 37.86 | 41.02 | 47.67 | 37.86 | 41.02 | 47.82 | 37.86 | 40.31 | 45.28 | 37.74 | 40.31 | 45.28 | 37.74 | 41.02 | 47.67 | 37.86 | 53.74 | 63.77 | 67.05 | 52.67 | 45.74 | 38.24 | 41.02 | 45.28 | 37.74 | 50.9 | 53.49 | 51.3 | 50.9 | 53.49 | 51.3 | 50.9 | 53.49 | 51.3 | 50.9 | 53.49 | 51.3 | 53.52 | 53.59 | 51.3 | 56.48 | 53.59 | 51.3 | 50.9 | 53.49 | 51.3 | 50.9 | 53.49 | 49.88 | 53.52 | 53.59 | 51.3 | 73.38 | 78.62 | 84.57 | 72.39 | 54.03 | 50.78 | 50.9 | 53.49 | 51.3
5634 | 40.27 | 45.23 | 37.7 | 40.27 | 45.23 | 37.7 | 40.97 | 45.23 | 39.12 | 40.97 | 45.23 | 39.12 | 40.97 | 47.63 | 39.12 | 40.97 | 47.78 | 39.12 | 40.27 | 45.23 | 37.7 | 40.27 | 45.23 | 37.7 | 40.97 | 47.63 | 39.12 | 55.69 | 80.66 | 80.32 | 54.57 | 47.56 | 39.52 | 40.97 | 45.23 | 37.7 | 50.86 | 53.55 | 51.3 | 50.86 | 53.55 | 51.3 | 50.86 | 53.55 | 51.3 | 50.86 | 53.55 | 51.3 | 53.48 | 53.55 | 51.3 | 56.44 | 53.55 | 51.3 | 50.86 | 53.55 | 51.3 | 50.86 | 53.44 | 49.83 | 53.48 | 53.55 | 51.3 | 80.54 | 101.85 | 103.95 | 78.94 | 99.81 | 51.81 | 50.86 | 53.55 | 51.3
5635 | 40.16 | 45.12 | 37.59 | 40.16 | 45.12 | 37.59 | 40.16 | 45.12 | 39.01 | 40.16 | 45.12 | 39.01 | 40.16 | 47.52 | 39.01 | 40.86 | 47.67 | 39.01 | 40.16 | 45.12 | 37.59 | 40.16 | 45.12 | 37.59 | 40.16 | 47.52 | 39.01 | 55.68 | 80.66 | 80.32 | 54.57 | 79.05 | 39.41 | 40.16 | 45.12 | 37.59 | 50.75 | 53.33 | 51.3 | 50.75 | 53.33 | 51.3 | 50.75 | 53.33 | 51.3 | 50.75 | 53.33 | 51.3 | 53.37 | 53.44 | 51.3 | 56.33 | 53.44 | 51.3 | 50.75 | 53.33 | 51.3 | 50.75 | 53.33 | 49.72 | 53.37 | 53.44 | 51.3 | 80.54 | 101.85 | 103.95 | 78.94 | 99.81 | 51.81 | 50.75 | 53.33 | 51.3
5636 | 40.21 | 45.18 | 37.64 | 40.21 | 45.18 | 37.64 | 40.21 | 45.18 | 37.64 | 40.21 | 45.18 | 37.64 | 40.21 | 47.57 | 37.64 | 40.92 | 47.73 | 37.64 | 40.21 | 45.18 | 37.64 | 40.21 | 45.18 | 37.64 | 40.21 | 47.57 | 37.64 | 53.65 | 78.14 | 78.68 | 52.58 | 47.56 | 38.24 | 40.21 | 45.18 | 37.64 | 50.8 | 53.39 | 49.78 | 50.8 | 53.39 | 49.78 | 50.8 | 53.39 | 49.78 | 50.8 | 53.39 | 49.78 | 53.42 | 53.5 | 49.78 | 56.38 | 53.5 | 51.05 | 50.8 | 53.39 | 49.78 | 50.8 | 53.39 | 49.78 | 53.42 | 53.5 | 49.78 | 74.22 | 98.05 | 103.95 | 72.74 | 72.64 | 50.28 | 50.8 | 53.39 | 49.78
5637 | 40.28 | 45.25 | 37.71 | 40.28 | 45.25 | 37.71 | 40.28 | 45.25 | 37.71 | 40.28 | 45.25 | 37.71 | 40.28 | 47.64 | 37.71 | 40.99 | 47.79 | 37.71 | 40.28 | 45.25 | 37.71 | 40.28 | 45.25 | 37.71 | 40.28 | 47.64 | 37.71 | 51.2 | 65.15 | 52.94 | 50.18 | 45.7 | 38.24 | 40.28 | 45.25 | 37.71 | 50.87 | 53.46 | 49.85 | 50.87 | 53.46 | 49.85 | 50.87 | 53.46 | 49.85 | 50.87 | 53.46 | 49.85 | 53.49 | 53.56 | 49.85 | 56.45 | 53.56 | 51.03 | 50.87 | 53.46 | 49.85 | 50.87 | 53.46 | 49.85 | 53.49 | 53.56 | 49.85 | 72.39 | 85.77 | 100 | 70.95 | 54 | 50.35 | 50.87 | 53.46 | 49.85
5638 | 39.82 | 44.79 | 37.25 | 39.82 | 44.79 | 37.25 | 39.82 | 44.79 | 37.25 | 39.82 | 44.79 | 37.25 | 39.82 | 47.18 | 37.25 | 40.53 | 47.33 | 37.25 | 39.82 | 44.79 | 37.25 | 39.82 | 44.79 | 37.25 | 39.82 | 47.18 | 37.25 | 44.76 | 63.77 | 52.58 | 43.86 | 45.24 | 38.24 | 39.82 | 44.79 | 37.25 | 50.41 | 53 | 49.38 | 50.41 | 53 | 49.38 | 50.41 | 53 | 49.38 | 50.41 | 53 | 49.38 | 53.03 | 53.1 | 49.38 | 55.99 | 53.1 | 49.48 | 50.41 | 53 | 49.38 | 50.41 | 53 | 49.38 | 53.03 | 53.1 | 49.38 | 62.92 | 78.62 | 84.57 | 61.67 | 53.53 | 49.88 | 50.41 | 53 | 49.38
5639 | 39.01 | 43.97 | 36.44 | 39.01 | 43.97 | 36.44 | 39.01 | 43.97 | 36.44 | 39.01 | 43.97 | 36.44 | 39.01 | 46.37 | 36.44 | 39.71 | 46.52 | 36.44 | 39.01 | 43.97 | 36.44 | 39.01 | 43.97 | 36.44 | 39.01 | 46.37 | 36.44 | 40.21 | 63.05 | 52.58 | 39.4 | 44.42 | 38.24 | 39.01 | 43.97 | 36.44 | 49.6 | 52.18 | 48.57 | 49.6 | 52.18 | 48.57 | 49.6 | 52.18 | 48.57 | 49.6 | 52.18 | 48.57 | 52.22 | 52.29 | 48.57 | 55.18 | 52.29 | 48.67 | 49.6 | 52.18 | 48.57 | 49.6 | 52.18 | 48.57 | 52.22 | 52.29 | 48.57 | 61.51 | 77.89 | 84.57 | 60.28 | 76.26 | 49.78 | 49.6 | 52.18 | 48.57
5640 | 38.83 | 43.8 | 36.26 | 38.83 | 43.8 | 36.26 | 38.83 | 43.8 | 36.26 | 38.83 | 43.8 | 36.26 | 38.83 | 46.19 | 36.26 | 39.54 | 46.34 | 36.26 | 38.83 | 43.8 | 36.26 | 38.83 | 43.8 | 36.26 | 38.83 | 46.19 | 36.26 | 39.94 | 63.04 | 52.58 | 39.22 | 44.24 | 38.24 | 38.83 | 43.8 | 36.26 | 49.42 | 52.01 | 48.39 | 49.42 | 52.01 | 48.39 | 49.42 | 52.01 | 48.39 | 49.42 | 52.01 | 48.39 | 52.04 | 52.11 | 48.39 | 55 | 52.11 | 48.39 | 49.42 | 52.01 | 48.39 | 49.42 | 52.01 | 48.39 | 52.04 | 52.11 | 48.39 | 58.18 | 77.89 | 84.57 | 57.02 | 76.26 | 49.78 | 49.42 | 52.01 | 48.39
5641 | 38.52 | 43.49 | 35.96 | 38.52 | 43.49 | 35.96 | 38.52 | 43.49 | 35.96 | 38.52 | 43.49 | 35.96 | 38.52 | 45.88 | 35.96 | 39.23 | 46.04 | 35.96 | 38.52 | 43.49 | 35.96 | 38.52 | 43.49 | 35.96 | 38.52 | 45.88 | 35.96 | 39.63 | 61.79 | 52.58 | 38.91 | 43.93 | 38.24 | 38.52 | 43.49 | 35.96 | 49.11 | 51.7 | 48.09 | 49.11 | 51.7 | 48.09 | 49.11 | 51.7 | 48.09 | 49.11 | 51.7 | 48.09 | 51.73 | 51.81 | 48.09 | 54.69 | 51.81 | 48.09 | 49.11 | 51.7 | 48.09 | 49.11 | 51.7 | 48.09 | 51.73 | 51.81 | 48.09 | 55.34 | 76.34 | 82.89 | 54.23 | 52.95 | 49.78 | 49.11 | 51.7 | 48.09
5642 | 38.25 | 43.21 | 35.68 | 38.25 | 43.21 | 35.68 | 38.25 | 43.21 | 35.68 | 38.25 | 43.21 | 35.68 | 38.25 | 45.61 | 35.68 | 38.95 | 45.76 | 35.68 | 38.25 | 43.21 | 35.68 | 38.25 | 43.21 | 35.68 | 38.25 | 45.61 | 35.68 | 39.35 | 56.38 | 48.45 | 38.63 | 43.65 | 38.24 | 38.25 | 43.21 | 35.68 | 48.83 | 51.42 | 47.81 | 48.83 | 51.42 | 47.81 | 48.83 | 51.42 | 47.81 | 48.83 | 51.42 | 47.81 | 51.46 | 51.53 | 47.81 | 54.41 | 51.53 | 47.81 | 48.83 | 51.42 | 47.81 | 48.83 | 51.42 | 47.81 | 51.46 | 51.53 | 47.81 | 54.29 | 74.34 | 81.42 | 53.21 | 52.95 | 48.29 | 48.83 | 51.42 | 47.81
5643 | 38.14 | 43.11 | 35.57 | 38.14 | 43.11 | 35.57 | 38.14 | 43.11 | 35.57 | 38.14 | 43.11 | 35.57 | 38.14 | 45.5 | 35.57 | 38.85 | 45.65 | 35.57 | 38.14 | 43.11 | 35.57 | 38.14 | 43.11 | 35.57 | 38.14 | 45.5 | 35.57 | 38.92 | 53.07 | 47.49 | 38.52 | 43.54 | 38.24 | 38.14 | 43.11 | 35.57 | 48.73 | 51.32 | 47.7 | 48.73 | 51.32 | 47.7 | 48.73 | 51.32 | 47.7 | 48.73 | 51.32 | 47.7 | 51.35 | 51.42 | 47.7 | 54.31 | 51.42 | 47.7 | 48.73 | 51.32 | 47.7 | 48.73 | 51.32 | 47.7 | 51.35 | 51.42 | 47.7 | 54.11 | 67.23 | 49.17 | 53.03 | 52.95 | 48.19 | 48.73 | 51.32 | 47.7
5644 | 38.23 | 43.2 | 35.66 | 38.23 | 43.2 | 35.66 | 38.23 | 43.2 | 35.66 | 38.23 | 43.2 | 35.66 | 38.23 | 45.59 | 35.66 | 38.94 | 45.74 | 35.66 | 38.23 | 43.2 | 35.66 | 38.23 | 43.2 | 35.66 | 38.23 | 45.59 | 35.66 | 38.94 | 53.07 | 38.64 | 38.61 | 43.63 | 37.87 | 38.23 | 43.2 | 35.66 | 48.82 | 51.41 | 47.79 | 48.82 | 51.41 | 47.79 | 48.82 | 51.41 | 47.79 | 48.82 | 51.41 | 47.79 | 51.44 | 51.51 | 47.79 | 54.4 | 51.51 | 47.79 | 48.82 | 51.41 | 47.79 | 48.82 | 51.41 | 47.79 | 51.44 | 51.51 | 47.79 | 54.84 | 64.89 | 48.78 | 53.75 | 52.95 | 48.28 | 48.82 | 51.41 | 51.3
5645 | 38.71 | 43.68 | 36.14 | 38.71 | 43.68 | 36.14 | 38.71 | 43.68 | 36.14 | 38.71 | 43.68 | 36.14 | 38.71 | 46.07 | 36.14 | 39.42 | 46.22 | 36.14 | 38.71 | 43.68 | 36.14 | 38.71 | 43.68 | 36.14 | 38.71 | 46.07 | 36.14 | 39.98 | 60.54 | 36.51 | 39.58 | 59.33 | 36.51 | 38.71 | 43.68 | 36.14 | 49.3 | 51.89 | 48.27 | 49.3 | 51.89 | 48.27 | 49.3 | 51.89 | 48.27 | 49.3 | 51.89 | 48.27 | 51.92 | 51.99 | 48.27 | 54.88 | 51.99 | 48.27 | 49.3 | 51.89 | 48.27 | 49.3 | 51.89 | 48.27 | 51.92 | 51.99 | 48.27 | 58.15 | 75.55 | 48.76 | 58.15 | 74.04 | 48.76 | 49.3 | 51.89 | 51.3
5646 | 39.6 | 44.57 | 39.02 | 39.6 | 44.57 | 39.02 | 39.6 | 44.57 | 39.02 | 39.6 | 44.57 | 39.02 | 39.6 | 46.96 | 38.46 | 40.31 | 47.12 | 38.46 | 39.6 | 44.57 | 37.03 | 39.6 | 44.57 | 37.03 | 39.6 | 46.96 | 38.46 | 51.7 | 61.79 | 38.85 | 50.67 | 60.56 | 39.41 | 39.6 | 44.57 | 39.02 | 50.19 | 52.89 | 49.4 | 50.19 | 52.89 | 49.4 | 50.19 | 52.89 | 49.4 | 50.19 | 52.89 | 49.4 | 52.81 | 52.89 | 49.17 | 55.77 | 52.89 | 49.17 | 50.19 | 52.78 | 49.17 | 50.19 | 52.78 | 49.17 | 52.81 | 52.89 | 49.17 | 72.39 | 75.55 | 49.67 | 72.39 | 74.04 | 49.9 | 50.19 | 52.89 | 51.3
5647 | 40.42 | 47.78 | 38.63 | 40.42 | 47.78 | 38.63 | 41.13 | 47.78 | 38.63 | 41.13 | 47.78 | 38.63 | 41.13 | 47.78 | 37.86 | 41.13 | 47.93 | 37.86 | 40.42 | 45.39 | 37.85 | 40.42 | 45.39 | 37.85 | 41.13 | 47.78 | 37.86 | 52.42 | 49.25 | 38.24 | 52.42 | 48.26 | 38.24 | 45.72 | 47.78 | 47.9 | 51.01 | 53.7 | 49.98 | 51.01 | 53.7 | 49.98 | 56.59 | 53.7 | 49.98 | 56.59 | 53.7 | 49.98 | 56.59 | 53.7 | 49.98 | 56.59 | 53.7 | 49.98 | 51.01 | 53.6 | 49.98 | 51.01 | 53.6 | 49.98 | 56.59 | 53.7 | 49.98 | 72.39 | 54.24 | 49.48 | 72.39 | 54.24 | 49.48 | 56.59 | 54.91 | 54.2
5648 | 40.71 | 46.6 | 38.14 | 40.71 | 46.6 | 38.14 | 41.41 | 46.6 | 38.14 | 41.41 | 46.6 | 38.14 | 41.41 | 48.07 | 38.14 | 41.41 | 48.21 | 38.14 | 40.71 | 45.67 | 38.14 | 40.71 | 45.67 | 38.14 | 41.41 | 48.07 | 38.14 | 50.67 | 48.03 | 35.88 | 49.65 | 47.07 | 35.88 | 45.72 | 46.6 | 38.91 | 51.3 | 53.88 | 50.27 | 51.3 | 53.88 | 50.27 | 56.88 | 53.88 | 50.27 | 56.88 | 53.88 | 49.61 | 56.88 | 53.99 | 50.27 | 56.88 | 53.99 | 49.61 | 51.3 | 53.88 | 50.27 | 51.3 | 53.88 | 50.27 | 56.88 | 53.99 | 50.27 | 67.69 | 53.45 | 46.21 | 66.35 | 53.35 | 46.21 | 56.88 | 53.88 | 50.27
5649 | 40.85 | 45.82 | 38.28 | 40.85 | 45.82 | 38.28 | 40.85 | 45.82 | 38.28 | 40.85 | 45.82 | 38.28 | 40.85 | 45.82 | 35.65 | 41.56 | 45.82 | 35.65 | 40.85 | 45.82 | 38.28 | 40.85 | 45.82 | 38.28 | 40.85 | 45.82 | 35.65 | 41.12 | 44.89 | 33.55 | 40.71 | 44.44 | 33.21 | 45.72 | 45.82 | 38.28 | 51.44 | 54.03 | 50.41 | 51.44 | 54.03 | 50.41 | 54.06 | 54.03 | 50.41 | 54.06 | 53.82 | 46.66 | 54.06 | 48.33 | 47.16 | 57.02 | 48.33 | 46.66 | 51.44 | 54.03 | 50.41 | 51.44 | 54.03 | 50.41 | 54.06 | 48.33 | 47.16 | 57.22 | 46.23 | 44.8 | 56.07 | 47.17 | 44.8 | 54.06 | 54.03 | 50.41
5650 | 40.96 | 45.93 | 38.39 | 40.96 | 45.93 | 38.39 | 40.96 | 45.93 | 38.39 | 40.96 | 45.93 | 38.39 | 40.96 | 35.06 | 30.31 | 40.96 | 35.06 | 30.31 | 40.96 | 45.93 | 38.39 | 40.96 | 45.93 | 38.39 | 40.96 | 35.06 | 30.31 | 39.98 | 33.34 | 0 | 40.55 | 33.34 | 0 | 45.72 | 45.93 | 38.39 | 51.55 | 49.63 | 50.53 | 51.55 | 49.63 | 50.53 | 51.55 | 49.63 | 50.53 | 51.55 | 49.63 | 42.17 | 54.17 | 40.92 | 43.47 | 54.17 | 40.92 | 43.47 | 51.55 | 49.63 | 50.53 | 51.55 | 54.14 | 50.53 | 54.17 | 40.92 | 43.47 | 53.13 | 39.29 | 40.9 | 52.07 | 39.69 | 40.49 | 51.55 | 50.95 | 50.53
5651 | 40.92 | 45.88 | 38.35 | 40.92 | 45.88 | 38.35 | 40.92 | 45.88 | 38.35 | 40.92 | 45.88 | 38.35 | 40.92 | 45.88 | 36.59 | 40.92 | 45.88 | 36.59 | 40.92 | 45.88 | 38.35 | 40.92 | 45.88 | 38.35 | 40.92 | 45.88 | 36.59 | 40.51 | 11.96 | 0 | 40.51 | 12.21 | 0 | 40.92 | 45.88 | 38.35 | 51.5 | 52.08 | 46.68 | 51.5 | 52.08 | 46.68 | 51.5 | 52.08 | 46.68 | 51.5 | 52.08 | 46.68 | 54.13 | 52.08 | 46.68 | 54.77 | 52.08 | 46.68 | 51.5 | 52.08 | 46.68 | 51.5 | 54.09 | 50.48 | 54.13 | 52.08 | 46.68 | 54.22 | 46.23 | 0 | 53.13 | 47.66 | 0 | 51.5 | 52.08 | 50.48
5652 | 40.71 | 45.67 | 38.14 | 40.71 | 45.67 | 38.14 | 40.71 | 45.67 | 38.14 | 40.71 | 45.67 | 38.14 | 40.71 | 45.67 | 38.14 | 40.71 | 45.67 | 38.14 | 40.71 | 45.67 | 38.14 | 40.71 | 45.67 | 38.14 | 40.71 | 45.67 | 38.14 | 40.3 | 14.07 | 0 | 41.12 | 13.79 | 0 | 40.71 | 45.67 | 38.14 | 51.29 | 53.88 | 46.66 | 51.29 | 53.88 | 46.66 | 51.29 | 53.88 | 46.66 | 51.29 | 53.88 | 46.66 | 53.92 | 53.88 | 46.66 | 56.17 | 53.88 | 46.66 | 51.29 | 53.88 | 46.66 | 51.29 | 53.88 | 50.27 | 53.92 | 53.88 | 46.66 | 55.6 | 46.23 | 0 | 51.81 | 47.66 | 0 | 51.29 | 53.88 | 50.27
5653 | 40.46 | 12.71 | 34.43 | 40.46 | 12.71 | 0 | 40.46 | 12.71 | 0 | 40.46 | 12.71 | 0 | 40.46 | 12.71 | 0 | 40.46 | 12.71 | 0 | 40.46 | 12.71 | 0 | 40.46 | 45.42 | 37.89 | 40.46 | 12.71 | 0 | 38.8 | 11.96 | 0 | 39.59 | 12.09 | 0 | 40.46 | 33.53 | 34.43 | 51.05 | 48.43 | 46.17 | 51.05 | 10.33 | 0 | 51.05 | 10.33 | 0 | 51.05 | 10.33 | 0 | 51.05 | 10.33 | 0 | 51.05 | 10.33 | 0 | 51.05 | 10.33 | 0 | 51.05 | 53.63 | 50.02 | 51.05 | 10.33 | 0 | 49.52 | 0 | 0 | 50.53 | 0 | 0 | 51.05 | 48.43 | 46.17
5654 | 40.14 | 12.72 | 34.43 | 40.14 | 12.71 | 0 | 40.14 | 12.71 | 0 | 40.14 | 12.71 | 0 | 40.14 | 12.71 | 0 | 40.14 | 12.71 | 0 | 40.14 | 12.71 | 0 | 40.14 | 45.11 | 37.57 | 40.14 | 12.71 | 0 | 38.92 | 12.08 | 0 | 39.71 | 12.21 | 0 | 40.14 | 33.53 | 34.43 | 50.73 | 48.43 | 46.17 | 50.73 | 12.59 | 39.68 | 50.73 | 12.59 | 39.68 | 50.73 | 12.59 | 39.68 | 50.74 | 12.59 | 39.68 | 50.74 | 12.59 | 39.68 | 50.73 | 12.59 | 39.68 | 50.73 | 53.32 | 49.71 | 50.74 | 12.59 | 39.68 | 50.23 | 11.97 | 39.28 | 50.74 | 12.21 | 39.28 | 50.73 | 48.43 | 49.71
5655 | 39.85 | 40.37 | 33.21 | 39.85 | 40.37 | 33.21 | 39.85 | 40.37 | 33.21 | 39.85 | 40.37 | 33.21 | 39.85 | 40.37 | 33.21 | 39.85 | 40.37 | 33.21 | 39.85 | 40.37 | 33.21 | 39.85 | 44.81 | 35.86 | 39.85 | 40.37 | 33.21 | 39.45 | 39.96 | 32.88 | 39.58 | 39.96 | 32.88 | 39.85 | 40.37 | 33.21 | 50.44 | 48.43 | 46.17 | 50.44 | 47.69 | 45.25 | 50.44 | 47.69 | 45.25 | 50.44 | 47.69 | 45.25 | 53.06 | 47.69 | 45.25 | 53.94 | 47.69 | 45.25 | 50.44 | 47.69 | 45.25 | 50.44 | 53.03 | 49.42 | 53.06 | 47.69 | 45.25 | 53.4 | 46.74 | 43.9 | 52.33 | 47.22 | 44.8 | 50.44 | 50.17 | 48.58
5656 | 39.74 | 44.71 | 34.77 | 39.74 | 44.71 | 34.77 | 39.74 | 44.71 | 34.77 | 39.74 | 44.71 | 34.77 | 39.74 | 45.12 | 34.77 | 40.45 | 47.08 | 35.48 | 39.74 | 44.71 | 34.77 | 39.74 | 44.71 | 37.18 | 39.74 | 45.12 | 34.77 | 40.15 | 45.12 | 34.42 | 40.15 | 44.99 | 34.42 | 39.74 | 44.71 | 34.77 | 50.33 | 52.82 | 45.75 | 50.33 | 52.82 | 45.75 | 50.33 | 52.82 | 45.75 | 50.33 | 52.82 | 45.75 | 52.96 | 52.82 | 45.75 | 55.91 | 52.82 | 45.75 | 50.33 | 52.82 | 45.75 | 50.33 | 52.92 | 49.31 | 52.96 | 52.82 | 45.75 | 56.48 | 52.29 | 44.8 | 55.35 | 53.36 | 44.8 | 50.33 | 52.82 | 49.31
5657 | 39.72 | 44.68 | 36.75 | 39.72 | 44.68 | 36.75 | 39.72 | 44.68 | 36.75 | 39.72 | 44.68 | 36.75 | 39.72 | 47.08 | 36.75 | 40.43 | 47.23 | 37.15 | 39.72 | 44.68 | 36.75 | 39.72 | 44.68 | 37.15 | 39.72 | 47.08 | 36.75 | 52.22 | 47.23 | 36.78 | 52.22 | 46.28 | 37.12 | 39.72 | 44.68 | 37.15 | 50.31 | 52.9 | 46.17 | 50.31 | 52.9 | 46.17 | 50.31 | 52.9 | 46.17 | 50.31 | 52.9 | 46.17 | 52.93 | 53 | 47.16 | 55.89 | 53 | 47.16 | 50.31 | 52.9 | 47.16 | 50.31 | 52.9 | 49.28 | 52.93 | 53 | 47.16 | 68.4 | 53.21 | 46.63 | 69.79 | 53.43 | 46.63 | 50.31 | 52.9 | 49.28
5658 | 39.69 | 44.65 | 36.75 | 39.69 | 44.65 | 36.75 | 39.69 | 44.65 | 36.75 | 39.69 | 44.65 | 36.75 | 39.69 | 47.05 | 37.12 | 40.39 | 47.2 | 37.12 | 39.69 | 44.65 | 36.75 | 39.69 | 44.65 | 37.12 | 39.69 | 47.05 | 37.12 | 53.85 | 58.15 | 37.12 | 53.85 | 56.99 | 37.12 | 39.69 | 44.65 | 36.75 | 50.27 | 52.86 | 46.24 | 50.27 | 52.86 | 46.24 | 50.27 | 52.86 | 46.24 | 50.27 | 52.86 | 46.24 | 52.9 | 52.97 | 49.25 | 55.85 | 52.97 | 49.25 | 50.27 | 52.86 | 46.24 | 50.27 | 52.86 | 49.25 | 52.9 | 52.97 | 49.25 | 73.87 | 58.42 | 48.76 | 73.87 | 59.61 | 48.76 | 50.27 | 52.86 | 47.2
5659 | 39.61 | 44.57 | 27.65 | 39.61 | 44.57 | 27.65 | 39.61 | 44.57 | 27.65 | 39.61 | 44.57 | 27.65 | 39.61 | 46.97 | 37.04 | 40.32 | 47.12 | 37.04 | 39.61 | 44.57 | 35.21 | 39.61 | 44.57 | 37.04 | 39.61 | 46.97 | 37.04 | 54.03 | 63.64 | 37.41 | 54.03 | 64.94 | 37.41 | 39.61 | 44.57 | 27.65 | 50.2 | 49.42 | 46.17 | 50.2 | 49.42 | 46.17 | 50.2 | 49.42 | 46.17 | 50.2 | 49.42 | 46.17 | 52.82 | 52.89 | 49.17 | 55.78 | 52.89 | 49.17 | 50.2 | 51.61 | 49.17 | 50.2 | 52.79 | 49.17 | 52.82 | 52.89 | 49.17 | 75.41 | 81.95 | 49.11 | 75.41 | 82.45 | 49.11 | 50.2 | 49.42 | 46.17
5660 | 39.64 | 10.33 | 0 | 39.64 | 10.33 | 0 | 39.64 | 10.33 | 0 | 39.64 | 10.33 | 0 | 39.64 | 47 | 37.07 | 40.35 | 47.16 | 37.08 | 39.64 | 40.44 | 0 | 39.64 | 44.61 | 37.07 | 39.64 | 47 | 37.07 | 53.31 | 63.64 | 39.02 | 53.31 | 62.37 | 38.24 | 39.64 | 10.33 | 0 | 35.42 | 10.33 | 10.33 | 35.42 | 10.33 | 10.33 | 35.42 | 10.33 | 10.33 | 35.42 | 10.33 | 10.33 | 52.85 | 52.93 | 49.21 | 55.81 | 52.93 | 49.21 | 50.23 | 51.61 | 49.21 | 50.23 | 52.82 | 49.21 | 52.85 | 52.93 | 49.21 | 72.89 | 81.12 | 48.72 | 72.89 | 79.5 | 48.72 | 35.42 | 10.33 | 10.33
5661 | 10.33 | 0 | 0 | 10.33 | 0 | 0 | 10.33 | 0 | 0 | 10.33 | 0 | 0 | 39.64 | 47 | 37.08 | 40.35 | 47.16 | 37.08 | 39.64 | 44.61 | 37.08 | 39.64 | 44.61 | 37.08 | 39.64 | 47 | 37.08 | 52.58 | 62.47 | 39.02 | 52.58 | 61.23 | 38.24 | 10.33 | 0 | 0 | 10.33 | 0 | 0 | 10.33 | 0 | 0 | 10.33 | 0 | 0 | 10.33 | 0 | 0 | 52.86 | 52.93 | 49.21 | 55.81 | 52.93 | 49.21 | 50.23 | 52.82 | 49.21 | 50.23 | 52.82 | 49.21 | 52.86 | 52.93 | 49.21 | 72.39 | 77.89 | 49.21 | 72.39 | 76.33 | 49.21 | 10.33 | 0 | 0
5662 | 10.33 | 0 | 0 | 10.33 | 0 | 0 | 10.33 | 0 | 0 | 10.33 | 0 | 0 | 39.48 | 46.84 | 36.91 | 40.18 | 46.99 | 36.91 | 10.33 | 0 | 0 | 39.48 | 44.44 | 36.91 | 39.48 | 46.84 | 36.91 | 50.67 | 59.94 | 50 | 49.65 | 58.74 | 38.24 | 10.33 | 0 | 0 | 0 | 0 | 0 | 0 | 0 | 0 | 0 | 0 | 0 | 0 | 0 | 0 | 52.69 | 52.76 | 49.04 | 55.65 | 52.76 | 49.04 | 0 | 0 | 0 | 50.07 | 52.66 | 49.04 | 52.69 | 52.76 | 49.04 | 71.44 | 81.11 | 49.31 | 71.44 | 79.49 | 48.32 | 0 | 0 | 0
5663 | 0 | 0 | 0 | 0 | 0 | 0 | 0 | 0 | 0 | 0 | 0 | 0 | 38.78 | 46.14 | 36.21 | 39.49 | 46.29 | 36.21 | 0 | 0 | 0 | 38.78 | 43.75 | 36.21 | 38.78 | 46.14 | 36.21 | 44.1 | 60.54 | 68.71 | 43.22 | 47.56 | 38.24 | 0 | 0 | 0 | 0 | 0 | 0 | 0 | 0 | 0 | 0 | 0 | 0 | 0 | 0 | 0 | 51.99 | 52.06 | 48.35 | 54.95 | 52.06 | 48.35 | 0 | 0 | 0 | 49.37 | 51.96 | 48.35 | 51.99 | 52.06 | 48.35 | 61.7 | 81.11 | 50.79 | 61.7 | 79.49 | 49.78 | 0 | 0 | 0
5664 | 0 | 0 | 0 | 0 | 0 | 0 | 0 | 0 | 0 | 0 | 0 | 0 | 38.99 | 46.35 | 36.42 | 39.69 | 46.5 | 36.42 | 0 | 0 | 0 | 38.99 | 43.95 | 36.42 | 38.99 | 46.35 | 36.42 | 43.66 | 60.54 | 68.71 | 42.79 | 47.56 | 38.24 | 0 | 0 | 0 | 0 | 0 | 0 | 0 | 0 | 0 | 0 | 0 | 0 | 0 | 0 | 0 | 52.2 | 52.27 | 48.55 | 55.15 | 52.27 | 48.55 | 0 | 0 | 0 | 49.58 | 52.16 | 48.55 | 52.2 | 52.27 | 48.55 | 60.71 | 81.11 | 77.34 | 59.5 | 79.49 | 49.78 | 0 | 0 | 0
5665 | 0 | 0 | 0 | 0 | 0 | 0 | 0 | 0 | 0 | 0 | 0 | 0 | 38.72 | 46.08 | 36.16 | 39.43 | 46.24 | 36.16 | 38.72 | 43.69 | 36.16 | 38.72 | 43.69 | 36.16 | 38.72 | 46.08 | 36.16 | 41.53 | 63.04 | 72.34 | 40.7 | 0 | 38.24 | 0 | 0 | 0 | 0 | 0 | 0 | 0 | 0 | 0 | 0 | 0 | 0 | 0 | 0 | 0 | 51.94 | 52.01 | 48.29 | 54.89 | 52.01 | 48.29 | 49.31 | 51.9 | 48.29 | 49.31 | 51.9 | 48.29 | 51.94 | 52.01 | 48.29 | 60.71 | 80.3 | 77.34 | 59.5 | 52.95 | 44.8 | 0 | 0 | 0
5666 | 0 | 0 | 0 | 0 | 0 | 0 | 0 | 0 | 0 | 0 | 0 | 0 | 38.49 | 45.85 | 35.92 | 39.19 | 46 | 35.92 | 0 | 0 | 0 | 0 | 43.45 | 35.92 | 38.49 | 45.85 | 35.92 | 40.39 | 63.04 | 73.02 | 39.58 | 0 | 38.24 | 0 | 0 | 0 | 0 | 0 | 0 | 0 | 0 | 0 | 0 | 0 | 0 | 0 | 0 | 0 | 51.7 | 51.77 | 48.05 | 54.66 | 51.77 | 48.05 | 0 | 29.9 | 0 | 36.14 | 51.66 | 48.05 | 51.7 | 51.77 | 48.05 | 57.22 | 80.3 | 80.32 | 56.07 | 52.95 | 44.8 | 0 | 0 | 0
5667 | 0 | 0 | 0 | 0 | 0 | 0 | 0 | 0 | 0 | 0 | 0 | 0 | 38.36 | 45.72 | 35.79 | 39.07 | 45.87 | 35.79 | 0 | 0 | 0 | 0 | 43.33 | 35.79 | 38.36 | 45.72 | 35.79 | 40.39 | 63.63 | 73.02 | 39.58 | 47.56 | 38.24 | 0 | 0 | 0 | 0 | 0 | 0 | 0 | 0 | 0 | 0 | 0 | 0 | 0 | 0 | 0 | 51.57 | 51.64 | 47.93 | 54.53 | 51.64 | 47.93 | 0 | 0 | 0 | 0 | 51.54 | 47.93 | 51.57 | 51.64 | 47.93 | 57.22 | 81.11 | 93.15 | 57.22 | 63.37 | 49.78 | 0 | 0 | 0
5668 | 0 | 0 | 0 | 0 | 0 | 0 | 0 | 0 | 0 | 0 | 0 | 0 | 38.2 | 45.56 | 35.64 | 38.91 | 45.72 | 35.64 | 0 | 0 | 0 | 0 | 43.17 | 35.64 | 38.2 | 45.56 | 35.64 | 40.39 | 62.44 | 73.82 | 40.39 | 61.19 | 38.24 | 0 | 0 | 0 | 0 | 0 | 0 | 0 | 0 | 0 | 0 | 0 | 0 | 0 | 0 | 0 | 51.42 | 51.49 | 47.77 | 54.37 | 51.49 | 47.77 | 0 | 0 | 0 | 0 | 51.38 | 47.77 | 51.42 | 51.49 | 47.77 | 57.22 | 81.95 | 99 | 57.22 | 76.26 | 49.78 | 0 | 0 | 0
5669 | 0 | 0 | 0 | 0 | 0 | 0 | 0 | 0 | 0 | 0 | 0 | 0 | 38.21 | 45.56 | 35.64 | 38.91 | 45.72 | 35.64 | 0 | 0 | 0 | 0 | 43.17 | 35.64 | 38.21 | 45.56 | 35.64 | 41.12 | 63.63 | 74.59 | 41.12 | 62.36 | 73.1 | 0 | 0 | 0 | 0 | 0 | 0 | 0 | 0 | 0 | 0 | 0 | 0 | 0 | 0 | 0 | 51.42 | 51.49 | 47.77 | 54.37 | 51.49 | 47.77 | 0 | 0 | 0 | 36.14 | 51.38 | 47.77 | 51.42 | 51.49 | 47.77 | 59.62 | 81.95 | 99 | 59.62 | 79.06 | 50.83 | 0 | 0 | 0
5670 | 0 | 0 | 0 | 0 | 0 | 0 | 0 | 0 | 0 | 0 | 0 | 0 | 38.37 | 45.73 | 35.8 | 39.08 | 45.88 | 35.8 | 0 | 0 | 0 | 0 | 43.33 | 35.8 | 38.37 | 45.73 | 35.8 | 51.79 | 63.63 | 74.59 | 51.79 | 62.36 | 73.1 | 0 | 0 | 0 | 0 | 0 | 0 | 0 | 0 | 0 | 0 | 0 | 0 | 0 | 0 | 0 | 51.58 | 51.65 | 47.94 | 54.54 | 51.65 | 47.94 | 0 | 0 | 0 | 0 | 51.55 | 47.94 | 51.58 | 51.65 | 47.94 | 72.28 | 79.47 | 97.03 | 72.28 | 63.37 | 49.78 | 0 | 0 | 0
5671 | 0 | 0 | 0 | 0 | 0 | 0 | 0 | 0 | 0 | 0 | 0 | 0 | 38.72 | 46.08 | 36.16 | 39.43 | 46.24 | 36.16 | 0 | 0 | 0 | 0 | 43.69 | 36.16 | 38.72 | 46.08 | 36.16 | 49.12 | 57.52 | 39.04 | 49.12 | 56.37 | 38.24 | 0 | 0 | 0 | 0 | 0 | 0 | 0 | 0 | 0 | 0 | 0 | 0 | 0 | 0 | 0 | 51.94 | 52.01 | 48.29 | 54.89 | 52.01 | 48.29 | 0 | 0 | 0 | 0 | 51.9 | 48.29 | 51.94 | 52.01 | 48.29 | 60.71 | 65.99 | 53.47 | 60.71 | 52.95 | 49.78 | 0 | 0 | 0
5672 | 10.33 | 0 | 0 | 10.33 | 0 | 0 | 10.33 | 0 | 0 | 10.33 | 0 | 0 | 39.25 | 46.61 | 36.59 | 39.96 | 46.76 | 36.59 | 10.33 | 0 | 0 | 10.33 | 44.21 | 36.68 | 39.25 | 46.61 | 36.59 | 41.21 | 47.23 | 35.85 | 40.38 | 44.9 | 34.42 | 10.33 | 0 | 0 | 0 | 0 | 0 | 0 | 0 | 0 | 0 | 0 | 0 | 0 | 0 | 0 | 52.46 | 52.08 | 48.81 | 55.42 | 52.08 | 48.81 | 0 | 0 | 0 | 49.84 | 52.43 | 48.81 | 52.46 | 52.08 | 48.81 | 57.38 | 51.03 | 48.61 | 56.23 | 47.66 | 44.8 | 0 | 0 | 0
5673 | 10.33 | 0 | 0 | 10.33 | 0 | 0 | 10.33 | 0 | 0 | 10.33 | 0 | 0 | 39.59 | 43.09 | 31.93 | 40.3 | 43.09 | 31.93 | 20.68 | 0 | 0 | 39.59 | 44.56 | 37.02 | 39.59 | 43.09 | 31.93 | 39.98 | 42.65 | 31.94 | 39.18 | 0 | 0 | 10.33 | 0 | 0 | 0 | 0 | 0 | 0 | 0 | 0 | 0 | 0 | 0 | 0 | 0 | 0 | 52.8 | 48.14 | 48.14 | 55.05 | 48.14 | 48.14 | 50.18 | 0 | 0 | 50.18 | 52.77 | 48.14 | 52.8 | 48.14 | 48.14 | 53.94 | 47.66 | 47.16 | 52.86 | 0 | 44.8 | 0 | 0 | 0
5674 | 0 | 0 | 0 | 0 | 0 | 0 | 0 | 0 | 0 | 0 | 0 | 0 | 39.3 | 0 | 0 | 39.3 | 0 | 0 | 39.3 | 0 | 0 | 39.82 | 44.79 | 37.25 | 39.3 | 25.87 | 20.33 | 38.5 | 0 | 0 | 36.61 | 0 | 0 | 0 | 0 | 0 | 0 | 0 | 0 | 0 | 0 | 0 | 0 | 0 | 0 | 0 | 0 | 0 | 52.31 | 0 | 45.25 | 52.31 | 0 | 45.25 | 50.41 | 0 | 0 | 50.41 | 53 | 45.27 | 52.31 | 29.98 | 45.25 | 51.25 | 0 | 44.8 | 50.23 | 0 | 0 | 0 | 0 | 0
5675 | 0 | 0 | 0 | 0 | 0 | 0 | 0 | 0 | 0 | 0 | 0 | 0 | 38.6 | 0 | 0 | 38.6 | 0 | 0 | 38.6 | 0 | 0 | 38.6 | 44.77 | 37.24 | 38.6 | 25.87 | 20.33 | 37.82 | 0 | 0 | 35.96 | 0 | 0 | 0 | 0 | 0 | 0 | 0 | 0 | 0 | 0 | 0 | 0 | 0 | 0 | 0 | 0 | 0 | 50.4 | 29.98 | 44.8 | 50.4 | 29.98 | 44.8 | 50.4 | 29.98 | 44.8 | 50.4 | 52.99 | 45.27 | 50.4 | 29.98 | 44.8 | 49.38 | 0 | 44.8 | 46.95 | 0 | 0 | 0 | 0 | 0
5676 | 0 | 0 | 0 | 0 | 0 | 0 | 0 | 0 | 0 | 0 | 0 | 0 | 33.67 | 0 | 0 | 33.67 | 0 | 0 | 33.67 | 0 | 0 | 33.67 | 44.61 | 37.08 | 33.67 | 25.87 | 20.33 | 32.99 | 0 | 0 | 31.37 | 0 | 0 | 0 | 0 | 0 | 0 | 0 | 0 | 0 | 0 | 0 | 0 | 0 | 0 | 0 | 0 | 0 | 48 | 29.98 | 44.35 | 48 | 29.98 | 44.35 | 48 | 29.98 | 44.35 | 48 | 52.83 | 45.27 | 48 | 29.98 | 44.35 | 47.03 | 0 | 44.8 | 44.72 | 0 | 0 | 0 | 0 | 0
5677 | 0.2 | 0 | 0 | 0.2 | 0 | 0 | 0.2 | 0 | 0 | 0.2 | 0 | 0 | 33.67 | 0.03 | 0 | 33.67 | 0.03 | 0 | 33.67 | 0.03 | 0 | 33.67 | 44.36 | 36.82 | 33.67 | 25.87 | 20.33 | 32.99 | 0 | 0 | 31.37 | 0 | 0 | 0.2 | 0 | 0 | 0 | 0 | 0 | 0 | 0 | 0 | 0 | 0 | 0 | 0 | 0 | 0 | 48 | 30.8 | 45.25 | 48 | 30.8 | 45.25 | 48 | 30.8 | 45.27 | 48 | 52.57 | 45.27 | 48 | 30.8 | 45.27 | 47.03 | 30.49 | 44.8 | 44.72 | 0 | 0 | 0 | 0 | 0
5678 | 10.33 | 0 | 0 | 10.33 | 0 | 0 | 10.33 | 0 | 0 | 10.33 | 0 | 0 | 36.51 | 25.94 | 0 | 36.51 | 25.94 | 0 | 36.51 | 25.94 | 0 | 36.51 | 44.22 | 35.86 | 36.51 | 25.94 | 20.33 | 35.77 | 0 | 0 | 35.05 | 0 | 0 | 10.33 | 0 | 0 | 10.33 | 0 | 0 | 10.33 | 0 | 0 | 10.33 | 0 | 0 | 10.33 | 0 | 0 | 48.73 | 51.61 | 45.25 | 48.73 | 51.61 | 45.25 | 48.73 | 51.61 | 46.45 | 48.73 | 52.43 | 46.45 | 48.73 | 51.61 | 46.45 | 47.75 | 47.66 | 44.8 | 46.79 | 0 | 0 | 10.33 | 0 | 0
5679 | 10.33 | 0 | 0 | 10.33 | 0 | 0 | 10.33 | 0 | 0 | 10.33 | 0 | 0 | 39.22 | 25.95 | 34.07 | 39.22 | 25.95 | 34.07 | 39.22 | 25.95 | 34.83 | 39.22 | 44.19 | 35.86 | 39.22 | 25.95 | 34.83 | 38.5 | 25.69 | 34.42 | 37.73 | 11.96 | 0 | 10.33 | 0 | 0 | 10.33 | 0 | 0 | 10.33 | 0 | 0 | 10.33 | 0 | 0 | 10.33 | 0 | 0 | 52.31 | 51.61 | 48.14 | 52.31 | 51.61 | 48.14 | 49.81 | 51.61 | 48.14 | 49.81 | 51.61 | 48.14 | 52.31 | 51.61 | 48.14 | 51.78 | 47.66 | 47.16 | 50.23 | 41.57 | 44.84 | 10.33 | 0 | 0
5680 | 18.29 | 0.01 | 0 | 18.29 | 10.33 | 0 | 18.29 | 10.33 | 0 | 18.29 | 10.33 | 0 | 39.25 | 46.61 | 36.59 | 39.96 | 46.61 | 36.59 | 39.25 | 44.22 | 36.69 | 39.25 | 44.22 | 36.69 | 39.25 | 46.61 | 36.69 | 39.56 | 46.15 | 36.23 | 38.77 | 44.83 | 35.5 | 18.29 | 0.01 | 0 | 36.14 | 0 | 0 | 36.14 | 48.43 | 0 | 36.14 | 48.43 | 0 | 36.14 | 48.43 | 0 | 52.47 | 52.43 | 48.82 | 54.48 | 52.43 | 48.82 | 49.84 | 52.43 | 48.82 | 49.84 | 52.43 | 48.82 | 52.47 | 52.43 | 48.82 | 53.94 | 51.91 | 48.61 | 52.86 | 50.87 | 47.64 | 36.14 | 0 | 0
5681 | 39.41 | 10.33 | 0 | 39.41 | 44.37 | 32.07 | 39.41 | 44.37 | 32.07 | 39.41 | 44.37 | 32.07 | 39.41 | 46.77 | 36.84 | 40.11 | 46.92 | 36.84 | 39.41 | 44.37 | 36.84 | 39.41 | 44.37 | 36.84 | 39.41 | 46.77 | 36.84 | 52.03 | 58.11 | 38.92 | 51 | 56.95 | 38.24 | 39.41 | 10.33 | 0 | 50 | 10.33 | 0 | 50 | 52.59 | 46.17 | 50 | 52.59 | 46.17 | 50 | 52.59 | 46.17 | 52.62 | 52.69 | 48.97 | 55.58 | 52.69 | 48.97 | 50 | 52.59 | 48.97 | 50 | 52.59 | 48.97 | 52.62 | 52.69 | 48.97 | 68.77 | 68.03 | 50.54 | 67.88 | 66.68 | 49.78 | 50 | 10.33 | 0
5682 | 39.51 | 25.6 | 0 | 39.51 | 44.47 | 0 | 39.51 | 44.47 | 35.12 | 39.51 | 44.47 | 35.12 | 39.51 | 46.86 | 36.94 | 40.21 | 47.02 | 36.94 | 39.51 | 44.47 | 36.94 | 39.51 | 44.47 | 36.94 | 39.51 | 46.87 | 36.94 | 52.75 | 71.12 | 49.43 | 51.7 | 71.12 | 49.43 | 39.51 | 25.6 | 0 | 50.09 | 29 | 0 | 50.09 | 52.68 | 46.17 | 50.09 | 52.68 | 46.17 | 50.09 | 52.68 | 46.17 | 52.72 | 52.79 | 49.07 | 55.67 | 52.79 | 49.07 | 50.09 | 52.68 | 49.07 | 50.09 | 52.68 | 49.07 | 52.72 | 52.79 | 49.07 | 74.22 | 77.89 | 72.32 | 74.22 | 78.62 | 70.89 | 50.09 | 29 | 0
5683 | 39.47 | 25.6 | 0 | 39.47 | 44.43 | 35.12 | 39.47 | 44.43 | 35.12 | 39.47 | 44.43 | 35.12 | 39.47 | 46.83 | 36.9 | 40.17 | 46.98 | 36.9 | 39.47 | 44.43 | 36.9 | 39.47 | 44.43 | 36.9 | 39.47 | 46.83 | 36.9 | 52.75 | 71.12 | 49.43 | 51.7 | 71.12 | 49.43 | 39.47 | 25.6 | 0 | 50.06 | 48.04 | 0 | 50.06 | 52.65 | 46.17 | 50.06 | 52.65 | 46.17 | 50.06 | 52.65 | 46.17 | 52.68 | 52.75 | 49.03 | 55.64 | 52.75 | 49.03 | 50.06 | 52.65 | 49.03 | 50.06 | 52.65 | 49.03 | 52.68 | 52.75 | 49.03 | 74.37 | 77.89 | 72.32 | 74.37 | 78.62 | 72.32 | 50.06 | 48.04 | 0
5684 | 39.52 | 28.99 | 0 | 39.52 | 44.48 | 35.12 | 39.52 | 44.48 | 35.12 | 39.52 | 44.48 | 35.12 | 39.52 | 46.88 | 36.95 | 40.23 | 47.03 | 36.95 | 39.52 | 44.48 | 36.95 | 39.52 | 44.48 | 36.95 | 39.52 | 46.88 | 36.95 | 52.03 | 70.41 | 39.84 | 51 | 70.41 | 39.84 | 39.52 | 28.99 | 0 | 50.11 | 48.04 | 0 | 50.11 | 52.7 | 46.17 | 50.11 | 52.7 | 46.17 | 50.11 | 52.7 | 46.17 | 52.73 | 52.8 | 49.08 | 55.69 | 52.8 | 49.08 | 50.11 | 52.7 | 49.08 | 50.11 | 52.7 | 49.08 | 52.73 | 52.8 | 49.08 | 72.28 | 76.94 | 67.62 | 70.84 | 76.94 | 66.27 | 50.11 | 48.04 | 0
5685 | 39.65 | 26.12 | 0 | 39.65 | 44.61 | 35.12 | 39.65 | 44.61 | 35.12 | 39.65 | 44.61 | 35.12 | 39.65 | 47.01 | 37.08 | 40.35 | 47.16 | 37.08 | 39.65 | 44.61 | 37.08 | 39.65 | 44.61 | 37.08 | 39.65 | 47.01 | 37.08 | 51.7 | 58.11 | 39.41 | 50.67 | 58.1 | 39.44 | 39.65 | 26.12 | 0 | 36.14 | 52.82 | 46.17 | 36.14 | 52.82 | 46.17 | 36.14 | 52.82 | 46.17 | 36.14 | 52.82 | 46.17 | 52.86 | 52.93 | 49.21 | 55.81 | 52.93 | 49.21 | 50.24 | 52.82 | 49.21 | 50.24 | 52.82 | 49.21 | 52.86 | 52.93 | 49.21 | 69.26 | 71.12 | 61.63 | 67.88 | 72.56 | 61.63 | 36.14 | 36.03 | 0
5686 | 39.51 | 26.12 | 0 | 39.51 | 44.48 | 36.94 | 39.51 | 44.48 | 36.94 | 39.51 | 44.48 | 36.94 | 39.51 | 46.87 | 36.94 | 40.22 | 47.02 | 36.94 | 39.51 | 44.48 | 36.94 | 39.51 | 44.48 | 36.94 | 39.51 | 46.87 | 36.94 | 42.98 | 58.11 | 38.65 | 42.12 | 56.95 | 39.44 | 39.51 | 26.12 | 0 | 36.14 | 52.69 | 47.59 | 36.14 | 52.69 | 47.59 | 36.14 | 52.69 | 47.59 | 36.14 | 52.69 | 47.59 | 52.72 | 52.79 | 49.07 | 55.68 | 52.79 | 49.07 | 50.1 | 52.69 | 49.07 | 50.1 | 52.69 | 49.07 | 52.72 | 52.79 | 49.07 | 66.12 | 68.03 | 52.93 | 64.8 | 67.35 | 54.01 | 36.14 | 33.9 | 0
5687 | 38.98 | 26.12 | 10.33 | 38.98 | 43.94 | 36.41 | 38.98 | 43.94 | 36.41 | 38.98 | 43.94 | 36.41 | 38.98 | 46.34 | 36.41 | 39.68 | 46.49 | 36.41 | 38.98 | 43.94 | 36.41 | 38.98 | 43.94 | 36.41 | 38.98 | 46.34 | 36.41 | 40.39 | 56 | 38.3 | 40.39 | 56 | 38.24 | 38.98 | 26.12 | 10.33 | 49.57 | 52.15 | 48.54 | 49.57 | 52.15 | 48.54 | 49.57 | 52.15 | 48.54 | 49.57 | 52.15 | 48.54 | 52.19 | 52.26 | 48.54 | 55.15 | 52.26 | 48.64 | 49.57 | 52.15 | 48.54 | 49.57 | 52.15 | 48.54 | 52.19 | 52.26 | 48.54 | 56.46 | 66.68 | 52.93 | 55.34 | 68.03 | 52.93 | 49.57 | 41.5 | 10.33
5688 | 38.87 | 43.84 | 31.75 | 38.87 | 43.84 | 36.3 | 38.87 | 43.84 | 36.3 | 38.87 | 43.84 | 36.3 | 38.87 | 46.23 | 36.3 | 39.58 | 46.38 | 36.3 | 38.87 | 43.84 | 36.3 | 38.87 | 43.84 | 36.3 | 38.87 | 46.23 | 36.3 | 39.98 | 48.9 | 38.27 | 39.26 | 48.9 | 38.27 | 38.87 | 41.5 | 31.75 | 49.46 | 52.05 | 48.43 | 49.46 | 52.05 | 48.43 | 49.46 | 52.05 | 48.43 | 49.46 | 52.05 | 48.43 | 52.08 | 52.15 | 48.43 | 55.04 | 52.15 | 48.43 | 49.46 | 52.05 | 48.43 | 49.46 | 52.05 | 48.43 | 52.08 | 52.15 | 48.43 | 55.59 | 58.42 | 53.27 | 54.78 | 59.01 | 52.72 | 49.46 | 50.17 | 44.33
5689 | 38.53 | 43.5 | 35.96 | 38.53 | 43.5 | 35.96 | 38.53 | 43.5 | 35.96 | 38.53 | 43.5 | 35.96 | 38.53 | 45.89 | 35.96 | 39.24 | 46.04 | 35.96 | 38.53 | 43.5 | 35.96 | 38.53 | 43.5 | 35.96 | 38.53 | 45.89 | 35.96 | 39.87 | 56.95 | 38.65 | 39.07 | 55.81 | 38.24 | 38.53 | 43.5 | 35.25 | 49.12 | 51.71 | 48.1 | 49.12 | 51.71 | 48.1 | 49.12 | 51.71 | 48.1 | 49.12 | 51.71 | 48.1 | 51.74 | 51.82 | 48.1 | 54.7 | 51.82 | 48.2 | 49.12 | 51.71 | 48.1 | 49.12 | 51.71 | 48.1 | 51.74 | 51.82 | 48.1 | 55.89 | 66.68 | 51.67 | 54.78 | 66.68 | 52.72 | 49.12 | 51.19 | 46.19
5690 | 38.26 | 43.23 | 35.69 | 38.26 | 43.23 | 35.69 | 38.26 | 43.23 | 35.69 | 38.26 | 43.23 | 35.69 | 38.26 | 45.62 | 35.69 | 38.97 | 45.77 | 35.69 | 38.26 | 43.23 | 35.69 | 38.26 | 43.23 | 35.69 | 38.26 | 45.62 | 35.69 | 39.58 | 56.36 | 37.5 | 38.79 | 55.24 | 37.5 | 38.26 | 43.23 | 35.69 | 48.85 | 51.44 | 47.83 | 48.85 | 51.44 | 47.83 | 48.85 | 51.44 | 47.83 | 48.85 | 51.44 | 47.83 | 51.47 | 51.54 | 47.83 | 54.43 | 51.54 | 47.92 | 48.85 | 51.44 | 47.83 | 48.85 | 51.44 | 47.83 | 51.47 | 51.54 | 47.83 | 55 | 65.99 | 49.78 | 53.9 | 66.68 | 49.78 | 48.85 | 51.44 | 47.83
5691 | 38.1 | 43.07 | 35.54 | 38.1 | 43.07 | 35.54 | 38.1 | 43.07 | 35.54 | 38.1 | 43.07 | 35.54 | 38.1 | 45.46 | 35.54 | 38.81 | 45.62 | 35.54 | 38.1 | 43.07 | 35.54 | 38.1 | 43.07 | 35.54 | 38.1 | 45.46 | 35.54 | 39.32 | 46.08 | 35.89 | 38.53 | 45.16 | 35.89 | 38.1 | 43.07 | 35.54 | 48.69 | 51.28 | 47.67 | 48.69 | 51.28 | 47.67 | 48.69 | 51.28 | 47.67 | 48.69 | 51.28 | 47.67 | 51.32 | 51.39 | 47.67 | 54.27 | 51.39 | 47.67 | 48.69 | 51.28 | 47.67 | 48.69 | 51.28 | 47.67 | 51.32 | 51.39 | 47.67 | 54.78 | 51.91 | 47.19 | 53.69 | 51.91 | 48.15 | 48.69 | 51.28 | 47.67
5692 | 38.01 | 42.98 | 35.44 | 38.01 | 42.98 | 35.44 | 38.01 | 42.98 | 35.44 | 38.01 | 42.98 | 35.44 | 38.01 | 45.37 | 35.44 | 38.72 | 45.52 | 35.44 | 38.01 | 42.98 | 35.44 | 38.01 | 42.98 | 35.44 | 38.01 | 45.37 | 35.44 | 39.12 | 45.07 | 35.09 | 38.4 | 44.16 | 35.8 | 38.01 | 42.98 | 35.44 | 48.6 | 51.19 | 47.58 | 48.6 | 51.19 | 47.58 | 48.6 | 51.19 | 47.58 | 48.6 | 51.19 | 47.58 | 51.22 | 51.29 | 47.58 | 54.18 | 51.3 | 47.58 | 48.6 | 51.19 | 47.58 | 48.6 | 51.19 | 47.58 | 51.22 | 51.29 | 47.58 | 54.18 | 51.71 | 47.1 | 53.1 | 51.71 | 47.1 | 48.6 | 51.19 | 47.58
5693 | 37.84 | 42.81 | 35.27 | 37.84 | 42.81 | 35.27 | 37.84 | 42.81 | 35.27 | 37.84 | 42.81 | 35.27 | 37.84 | 45.2 | 35.27 | 38.55 | 45.35 | 35.27 | 37.84 | 42.81 | 35.27 | 37.84 | 42.81 | 35.27 | 37.84 | 45.2 | 35.27 | 38.94 | 45.81 | 35.63 | 38.22 | 44.89 | 35.63 | 37.84 | 42.81 | 35.27 | 48.43 | 51.02 | 47.41 | 48.43 | 51.02 | 47.41 | 48.43 | 51.02 | 47.41 | 48.43 | 51.02 | 47.41 | 51.05 | 51.12 | 47.41 | 53.4 | 51.12 | 47.41 | 48.43 | 51.02 | 47.41 | 48.43 | 51.02 | 47.41 | 51.05 | 51.12 | 47.41 | 52.86 | 51.64 | 46.93 | 52.86 | 51.64 | 46.93 | 48.43 | 51.02 | 47.41
5694 | 37.82 | 42.78 | 35.25 | 37.82 | 42.78 | 35.25 | 37.82 | 42.78 | 35.25 | 37.82 | 42.78 | 35.25 | 37.82 | 45.18 | 35.25 | 38.53 | 45.33 | 35.25 | 37.82 | 42.78 | 35.25 | 37.82 | 42.78 | 35.25 | 37.82 | 45.18 | 35.25 | 38.91 | 45.79 | 35.49 | 38.2 | 43.22 | 35.49 | 37.82 | 42.78 | 35.25 | 48.41 | 51 | 47.38 | 48.41 | 51 | 47.38 | 48.41 | 51 | 47.38 | 48.41 | 51 | 47.38 | 51.03 | 51.1 | 47.38 | 53.17 | 51.1 | 47.38 | 48.41 | 51 | 47.38 | 48.41 | 51 | 47.38 | 51.03 | 51.1 | 47.38 | 52.64 | 51.51 | 47.38 | 51.58 | 51.51 | 47.38 | 48.41 | 51 | 47.38
5695 | 37.99 | 42.95 | 35.42 | 37.99 | 42.95 | 35.42 | 37.99 | 42.95 | 35.42 | 37.99 | 42.95 | 35.42 | 37.99 | 42.95 | 35.42 | 38.69 | 42.95 | 35.42 | 37.99 | 42.95 | 35.42 | 37.99 | 42.95 | 35.42 | 37.99 | 42.95 | 35.42 | 38.37 | 41.2 | 34.78 | 38.12 | 41.2 | 34.78 | 37.99 | 42.95 | 35.42 | 48.57 | 51.04 | 47.55 | 48.57 | 51.04 | 47.55 | 48.57 | 51.04 | 47.55 | 48.57 | 51.04 | 47.55 | 51.2 | 51.04 | 47.55 | 51.77 | 51.04 | 47.55 | 48.57 | 51.04 | 47.55 | 48.57 | 51.04 | 47.55 | 51.2 | 51.04 | 47.55 | 51.25 | 48.62 | 47.08 | 50.23 | 48.62 | 47.08 | 48.57 | 51.04 | 47.55
5696 | 38.45 | 43.42 | 35.89 | 38.45 | 43.42 | 35.89 | 38.45 | 43.42 | 35.89 | 38.45 | 43.42 | 35.89 | 38.45 | 43.42 | 35.89 | 39.16 | 43.42 | 35.89 | 38.45 | 43.42 | 35.89 | 38.45 | 43.42 | 35.89 | 38.45 | 43.42 | 35.89 | 38.5 | 39.96 | 34.42 | 38.12 | 39.16 | 33.73 | 38.45 | 43.42 | 35.89 | 49.04 | 51.04 | 48.02 | 49.04 | 51.04 | 48.02 | 49.04 | 51.04 | 48.02 | 49.04 | 49.42 | 48.02 | 51.66 | 51.04 | 48.02 | 52.14 | 51.04 | 48.02 | 49.04 | 51.04 | 48.02 | 49.04 | 51.04 | 48.02 | 51.66 | 51.04 | 48.02 | 51.25 | 47.66 | 47.16 | 50.23 | 47.66 | 46.23 | 49.04 | 51.04 | 48.02
5697 | 38.94 | 43.9 | 36.37 | 38.94 | 43.9 | 36.37 | 38.94 | 43.9 | 36.37 | 38.94 | 43.9 | 36.37 | 38.94 | 43.9 | 36.37 | 39.3 | 43.9 | 36.37 | 38.94 | 43.9 | 36.37 | 38.94 | 43.9 | 36.37 | 38.94 | 43.9 | 36.37 | 38.5 | 39.96 | 34.42 | 38.55 | 0 | 0 | 38.94 | 43.9 | 36.37 | 49.52 | 51.04 | 48.5 | 49.52 | 51.04 | 48.5 | 49.52 | 51.04 | 48.5 | 49.52 | 51.04 | 46.17 | 51.51 | 51.04 | 48.5 | 51.51 | 51.04 | 48.5 | 49.52 | 51.61 | 48.5 | 49.52 | 51.61 | 48.5 | 51.51 | 51.04 | 48.5 | 49.96 | 47.66 | 44.8 | 49.46 | 0 | 43.9 | 49.52 | 51.04 | 48.5
5698 | 39.28 | 44.25 | 36.71 | 39.28 | 44.25 | 36.71 | 39.28 | 44.25 | 36.71 | 39.28 | 44.25 | 36.71 | 39.28 | 44.25 | 36.71 | 39.28 | 44.25 | 36.71 | 39.28 | 44.25 | 36.71 | 39.28 | 44.25 | 36.71 | 39.28 | 44.25 | 36.71 | 35.44 | 39.96 | 34.42 | 36.17 | 0 | 0 | 39.28 | 44.25 | 36.71 | 49.87 | 52.46 | 48.84 | 49.87 | 52.46 | 48.84 | 49.87 | 52.46 | 48.84 | 49.87 | 52.46 | 46.17 | 49.87 | 52.46 | 48.84 | 49.87 | 52.46 | 48.84 | 49.87 | 52.46 | 48.84 | 49.87 | 52.46 | 48.84 | 49.87 | 52.46 | 48.84 | 46.53 | 47.66 | 44.8 | 47.48 | 0 | 0 | 49.87 | 52.46 | 48.84
5699 | 39.43 | 44.39 | 36.86 | 39.43 | 44.39 | 36.86 | 39.43 | 44.39 | 36.86 | 39.43 | 44.39 | 36.86 | 39.43 | 44.39 | 36.86 | 39.43 | 44.39 | 36.86 | 39.43 | 44.39 | 36.86 | 39.43 | 44.39 | 36.86 | 39.43 | 44.39 | 36.86 | 12.71 | 42.8 | 34.42 | 12.97 | 0 | 0 | 39.43 | 44.39 | 36.86 | 50.01 | 52.6 | 48.99 | 50.01 | 52.6 | 48.99 | 50.01 | 52.6 | 48.99 | 50.01 | 52.6 | 46.17 | 50.01 | 52.6 | 48.99 | 50.01 | 52.6 | 48.99 | 50.01 | 52.6 | 48.99 | 50.01 | 52.6 | 48.99 | 50.01 | 52.6 | 48.99 | 48.52 | 47.66 | 44.8 | 49.51 | 0 | 0 | 50.01 | 52.6 | 48.99
5700 | 39.36 | 44.33 | 36.79 | 39.36 | 44.33 | 36.79 | 39.36 | 44.33 | 36.79 | 39.36 | 44.33 | 36.79 | 39.36 | 44.33 | 36.79 | 39.36 | 44.33 | 36.79 | 39.36 | 44.33 | 36.79 | 39.36 | 44.33 | 36.79 | 39.36 | 44.33 | 36.79 | 38.19 | 42.81 | 34.42 | 38.97 | 0.01 | 33.73 | 39.36 | 44.33 | 36.79 | 49.95 | 52.54 | 48.72 | 49.95 | 52.54 | 48.72 | 49.95 | 52.54 | 48.72 | 49.95 | 52.54 | 47.59 | 49.95 | 52.54 | 48.72 | 49.95 | 52.54 | 48.72 | 49.95 | 52.54 | 48.72 | 49.95 | 52.54 | 48.72 | 49.95 | 52.54 | 48.72 | 49.45 | 47.66 | 44.8 | 49.45 | 46.7 | 43.9 | 49.95 | 52.54 | 48.72
5701 | 39.16 | 44.12 | 36.59 | 39.16 | 44.12 | 36.59 | 39.16 | 44.12 | 36.59 | 39.16 | 44.12 | 36.59 | 39.16 | 44.12 | 36.59 | 39.16 | 44.12 | 36.59 | 39.16 | 44.12 | 36.59 | 39.16 | 44.12 | 36.59 | 39.16 | 44.12 | 36.59 | 38.76 | 43.68 | 36.22 | 38.76 | 43.68 | 36.22 | 39.16 | 44.12 | 36.59 | 49.74 | 52.33 | 48.72 | 49.74 | 52.33 | 48.72 | 49.74 | 52.33 | 48.72 | 49.74 | 52.33 | 48.72 | 49.74 | 52.33 | 48.72 | 49.74 | 52.33 | 48.72 | 49.74 | 52.33 | 48.72 | 49.74 | 52.33 | 48.72 | 49.74 | 52.33 | 48.72 | 49.25 | 51.81 | 45.72 | 49.25 | 51.81 | 44.8 | 49.74 | 52.33 | 48.72
5702 | 39.03 | 43.99 | 36.46 | 39.03 | 43.99 | 36.46 | 39.03 | 43.99 | 36.46 | 39.03 | 43.99 | 36.46 | 39.03 | 43.99 | 36.46 | 39.03 | 43.99 | 36.46 | 39.03 | 43.99 | 36.46 | 39.03 | 43.99 | 36.46 | 39.03 | 43.99 | 36.46 | 38.64 | 43.55 | 36.09 | 38.64 | 43.55 | 36.09 | 39.03 | 43.99 | 36.46 | 49.61 | 52.2 | 47.59 | 49.61 | 52.2 | 47.59 | 49.61 | 52.2 | 47.59 | 49.61 | 52.2 | 47.59 | 49.61 | 52.2 | 47.59 | 49.61 | 52.2 | 47.59 | 49.61 | 52.2 | 47.59 | 49.61 | 52.2 | 47.59 | 49.61 | 52.2 | 47.59 | 49.12 | 49.12 | 45.79 | 49.46 | 50.12 | 45.79 | 49.61 | 52.2 | 47.59
5703 | 38.94 | 43.91 | 36.37 | 38.94 | 43.91 | 36.37 | 38.94 | 43.91 | 36.37 | 38.94 | 43.91 | 36.37 | 38.94 | 43.91 | 36.37 | 38.94 | 43.91 | 36.37 | 38.94 | 43.91 | 36.37 | 38.94 | 43.91 | 36.37 | 38.94 | 43.91 | 36.37 | 38.55 | 43.47 | 36.01 | 39.34 | 43.47 | 36.01 | 38.94 | 43.91 | 36.37 | 49.53 | 52.12 | 48.51 | 49.53 | 52.12 | 48.51 | 49.53 | 52.12 | 48.51 | 49.53 | 52.12 | 48.51 | 49.53 | 52.12 | 48.51 | 49.53 | 52.12 | 48.51 | 49.53 | 52.12 | 48.51 | 49.53 | 52.12 | 48.51 | 49.53 | 52.12 | 48.51 | 49.04 | 51.6 | 48.02 | 50.03 | 51.88 | 48.02 | 49.53 | 52.12 | 48.51
5704 | 38.95 | 43.92 | 36.38 | 38.95 | 43.92 | 36.38 | 38.95 | 43.92 | 36.38 | 38.95 | 43.92 | 36.38 | 38.95 | 43.92 | 36.38 | 38.95 | 43.92 | 36.38 | 38.95 | 43.92 | 36.38 | 38.95 | 43.92 | 36.38 | 38.95 | 43.92 | 36.38 | 38.56 | 43.48 | 36.75 | 39.35 | 44.36 | 36.75 | 38.95 | 43.92 | 36.38 | 49.54 | 52.13 | 48.52 | 49.54 | 52.13 | 48.52 | 49.54 | 52.13 | 48.52 | 49.54 | 52.13 | 48.52 | 51.97 | 52.13 | 48.52 | 51.97 | 52.13 | 48.52 | 49.54 | 52.13 | 48.52 | 49.54 | 52.13 | 48.52 | 51.97 | 52.13 | 48.52 | 50.92 | 51.61 | 48.12 | 50.41 | 52.66 | 48.12 | 49.54 | 52.13 | 48.52
5705 | 39.18 | 44.15 | 36.61 | 39.18 | 44.15 | 36.61 | 39.18 | 44.15 | 36.61 | 39.18 | 44.15 | 36.61 | 39.18 | 44.51 | 36.61 | 39.89 | 44.51 | 36.61 | 39.18 | 44.15 | 36.61 | 39.18 | 44.15 | 36.61 | 39.18 | 44.51 | 36.61 | 39.57 | 44.5 | 36.98 | 39.57 | 43.7 | 36.98 | 39.18 | 44.15 | 36.61 | 49.77 | 52.36 | 48.74 | 49.77 | 52.36 | 48.74 | 49.77 | 52.36 | 48.74 | 49.77 | 52.36 | 48.74 | 52.39 | 52.36 | 48.74 | 52.82 | 52.36 | 48.74 | 49.77 | 52.36 | 48.74 | 49.77 | 52.36 | 48.74 | 52.39 | 52.36 | 48.74 | 52.3 | 51.83 | 49.24 | 51.26 | 51.83 | 49.24 | 49.77 | 52.36 | 48.74
5706 | 39.38 | 44.35 | 36.81 | 39.38 | 44.35 | 36.81 | 39.38 | 44.35 | 36.81 | 39.38 | 44.35 | 36.81 | 39.38 | 46.74 | 36.81 | 40.09 | 46.74 | 36.81 | 39.38 | 44.35 | 36.81 | 39.38 | 44.35 | 36.81 | 39.38 | 46.74 | 36.81 | 41.01 | 46.27 | 36.44 | 40.19 | 45.33 | 36.44 | 39.38 | 44.35 | 36.81 | 49.97 | 52.66 | 49.18 | 49.97 | 52.66 | 49.18 | 49.97 | 52.66 | 49.18 | 49.97 | 52.66 | 49.18 | 52.59 | 52.66 | 48.94 | 55.55 | 52.66 | 48.94 | 49.97 | 52.56 | 48.94 | 49.97 | 52.56 | 48.94 | 52.59 | 52.66 | 48.94 | 56.5 | 54.84 | 48.69 | 55.37 | 53.75 | 48.69 | 49.97 | 52.66 | 50.32
5707 | 39.55 | 44.52 | 36.98 | 39.55 | 44.52 | 36.98 | 39.55 | 44.52 | 36.98 | 39.55 | 44.52 | 36.98 | 39.55 | 46.91 | 36.98 | 40.26 | 47.06 | 36.98 | 39.55 | 44.52 | 36.98 | 39.55 | 44.52 | 36.98 | 39.55 | 46.91 | 36.98 | 41.96 | 49.5 | 37.35 | 41.12 | 48.52 | 37.35 | 39.55 | 44.52 | 36.98 | 50.14 | 52.83 | 50.09 | 50.14 | 52.83 | 50.09 | 50.14 | 52.83 | 50.09 | 50.14 | 52.83 | 50.09 | 52.76 | 52.83 | 49.21 | 55.72 | 52.83 | 49.21 | 50.14 | 52.73 | 49.21 | 50.14 | 52.73 | 49.11 | 52.76 | 52.83 | 49.21 | 66.56 | 60.7 | 50.59 | 65.89 | 61.31 | 50.59 | 50.14 | 52.83 | 50.09
5708 | 39.78 | 44.75 | 37.21 | 39.78 | 44.75 | 37.21 | 39.78 | 44.75 | 37.21 | 39.78 | 44.75 | 37.21 | 39.78 | 47.14 | 37.21 | 40.49 | 47.29 | 37.21 | 39.78 | 44.75 | 37.21 | 39.78 | 44.75 | 37.21 | 39.78 | 47.14 | 37.21 | 46.4 | 53.05 | 37.98 | 46.4 | 53.05 | 37.98 | 39.78 | 44.75 | 37.21 | 50.37 | 52.96 | 50.83 | 50.37 | 52.96 | 50.83 | 50.37 | 52.96 | 50.83 | 50.37 | 52.96 | 50.83 | 52.99 | 53.06 | 49.44 | 55.95 | 53.06 | 49.44 | 50.37 | 52.96 | 49.44 | 50.37 | 52.96 | 49.34 | 52.99 | 53.06 | 49.44 | 67.23 | 63.12 | 51.88 | 65.89 | 63.12 | 51.88 | 50.37 | 52.96 | 50.83
5709 | 40.02 | 44.99 | 37.46 | 40.02 | 44.99 | 37.46 | 40.02 | 44.99 | 37.46 | 40.02 | 44.99 | 37.46 | 40.02 | 47.38 | 37.46 | 40.73 | 47.54 | 37.46 | 40.02 | 44.99 | 37.46 | 40.02 | 44.99 | 37.46 | 40.02 | 47.38 | 37.46 | 46.36 | 53.05 | 38.27 | 45.43 | 51.99 | 38.24 | 40.02 | 44.99 | 37.46 | 50.61 | 53.2 | 49.83 | 50.61 | 53.2 | 49.83 | 50.61 | 53.2 | 49.83 | 50.61 | 53.2 | 49.83 | 53.24 | 53.31 | 49.59 | 56.19 | 53.31 | 49.59 | 50.61 | 53.2 | 49.59 | 50.61 | 53.2 | 49.59 | 53.24 | 53.31 | 49.59 | 67.23 | 61.86 | 50.75 | 65.89 | 63.12 | 50.33 | 50.61 | 53.2 | 49.83
5710 | 39.74 | 44.71 | 37.17 | 39.74 | 44.71 | 37.17 | 39.74 | 44.71 | 37.17 | 39.74 | 44.71 | 37.17 | 39.74 | 47.1 | 37.17 | 40.45 | 47.26 | 37.17 | 39.74 | 44.71 | 37.17 | 39.74 | 44.71 | 37.17 | 39.74 | 47.1 | 37.17 | 41.12 | 51.46 | 37.55 | 40.3 | 50.43 | 37.55 | 39.74 | 44.71 | 37.17 | 50.33 | 52.92 | 49.31 | 50.33 | 52.92 | 49.31 | 50.33 | 52.92 | 49.31 | 50.33 | 52.92 | 49.31 | 52.95 | 53.03 | 49.31 | 55.91 | 53.03 | 49.31 | 50.33 | 52.92 | 49.31 | 50.33 | 52.92 | 49.31 | 52.95 | 53.03 | 49.31 | 58.82 | 53.56 | 49.78 | 57.64 | 54.65 | 49.81 | 50.33 | 52.92 | 49.31
5711 | 39.16 | 44.12 | 36.59 | 39.16 | 44.12 | 36.59 | 39.16 | 44.12 | 36.59 | 39.16 | 44.12 | 36.59 | 39.16 | 46.52 | 36.59 | 39.86 | 46.67 | 36.59 | 39.16 | 44.12 | 36.59 | 39.16 | 44.12 | 36.59 | 39.16 | 46.52 | 36.59 | 39.98 | 47.14 | 36.22 | 39.55 | 46.2 | 36.96 | 39.16 | 44.12 | 36.59 | 49.75 | 52.33 | 48.72 | 49.75 | 52.33 | 48.72 | 49.75 | 52.33 | 48.72 | 49.75 | 52.33 | 48.72 | 52.37 | 52.44 | 48.72 | 55.33 | 52.44 | 48.72 | 49.75 | 52.33 | 48.72 | 49.75 | 52.33 | 48.72 | 52.37 | 52.44 | 48.72 | 56.47 | 52.86 | 48.24 | 55.34 | 53.75 | 49.21 | 49.75 | 52.33 | 48.72
5712 | 38.95 | 43.92 | 36.38 | 38.95 | 43.92 | 36.38 | 38.95 | 43.92 | 36.38 | 38.95 | 43.92 | 36.38 | 38.95 | 46.31 | 36.38 | 39.66 | 46.46 | 36.39 | 38.95 | 43.92 | 36.38 | 38.95 | 43.92 | 36.38 | 38.95 | 46.31 | 36.38 | 39.35 | 46 | 36.02 | 39.35 | 45.08 | 36.75 | 38.95 | 43.92 | 36.38 | 49.54 | 52.13 | 48.52 | 49.54 | 52.13 | 48.52 | 49.54 | 52.13 | 48.52 | 49.54 | 52.13 | 48.52 | 52.16 | 52.24 | 48.52 | 54.87 | 52.24 | 48.52 | 49.54 | 52.13 | 48.52 | 49.54 | 52.13 | 48.52 | 52.16 | 52.24 | 48.52 | 54.32 | 52.66 | 48.03 | 53.24 | 52.66 | 49.01 | 49.54 | 52.13 | 48.52
5713 | 38.59 | 43.56 | 36.02 | 38.59 | 43.56 | 36.02 | 38.59 | 43.56 | 36.02 | 38.59 | 43.56 | 36.02 | 38.59 | 45.95 | 36.02 | 39.3 | 46.1 | 36.02 | 38.59 | 43.56 | 36.02 | 38.59 | 43.56 | 36.02 | 38.59 | 45.95 | 36.02 | 38.98 | 45.64 | 35.66 | 38.98 | 44.73 | 36.39 | 38.59 | 43.56 | 36.02 | 49.18 | 51.77 | 48.16 | 49.18 | 51.77 | 48.16 | 49.18 | 51.77 | 48.16 | 49.18 | 51.77 | 48.16 | 51.8 | 51.87 | 48.16 | 53.17 | 51.87 | 48.16 | 49.18 | 51.77 | 48.16 | 49.18 | 51.77 | 48.16 | 51.8 | 51.87 | 48.16 | 52.64 | 52.29 | 46.72 | 51.58 | 52.29 | 47.68 | 49.18 | 51.77 | 48.16
5714 | 38.4 | 43.37 | 35.83 | 38.4 | 43.37 | 35.83 | 38.4 | 43.37 | 35.83 | 38.4 | 43.37 | 35.83 | 38.4 | 45.76 | 35.83 | 38.61 | 45.91 | 35.83 | 38.4 | 43.37 | 35.83 | 38.4 | 43.37 | 35.83 | 38.4 | 45.76 | 35.83 | 38.22 | 45.45 | 35.47 | 38.22 | 43.8 | 36.19 | 38.4 | 43.37 | 35.83 | 48.99 | 51.58 | 47.96 | 48.99 | 51.58 | 47.96 | 48.99 | 51.58 | 47.96 | 48.99 | 51.58 | 47.96 | 51.61 | 51.68 | 47.96 | 51.61 | 51.68 | 47.96 | 48.99 | 51.58 | 47.96 | 48.99 | 51.58 | 47.96 | 51.61 | 51.68 | 47.96 | 51.09 | 52.1 | 46.53 | 50.07 | 52.1 | 47.48 | 48.99 | 51.58 | 47.96
5715 | 38.32 | 43.29 | 35.75 | 38.32 | 43.29 | 35.75 | 38.32 | 43.29 | 35.75 | 38.32 | 43.29 | 35.75 | 38.32 | 45.68 | 35.75 | 38.32 | 45.83 | 35.75 | 38.32 | 43.29 | 35.75 | 38.32 | 43.29 | 35.75 | 38.32 | 45.68 | 35.75 | 37.94 | 45.37 | 35.39 | 38.22 | 43.73 | 35.39 | 38.32 | 43.29 | 35.75 | 48.91 | 51.5 | 47.89 | 48.91 | 51.5 | 47.89 | 48.91 | 51.5 | 47.89 | 48.91 | 51.5 | 47.89 | 50.74 | 51.6 | 47.89 | 50.74 | 51.6 | 47.89 | 48.91 | 51.5 | 47.89 | 48.91 | 51.5 | 47.89 | 50.74 | 51.6 | 47.89 | 50.23 | 51.09 | 44.8 | 49.4 | 52.02 | 47.41 | 48.91 | 51.5 | 47.89
5716 | 38.43 | 43.39 | 35.86 | 38.43 | 43.39 | 35.86 | 38.43 | 43.39 | 35.86 | 38.43 | 43.39 | 35.86 | 38.43 | 45.79 | 35.86 | 39.13 | 45.94 | 35.86 | 38.43 | 43.39 | 35.86 | 38.43 | 43.39 | 35.86 | 38.43 | 45.79 | 35.86 | 39.22 | 45.48 | 35.5 | 38.82 | 43.83 | 36.22 | 38.43 | 43.39 | 35.86 | 49.02 | 51.6 | 47.99 | 49.02 | 51.6 | 47.99 | 49.02 | 51.6 | 47.99 | 49.02 | 51.6 | 47.99 | 51.64 | 51.71 | 47.99 | 54.6 | 51.71 | 47.99 | 49.02 | 51.6 | 47.99 | 49.02 | 51.6 | 47.99 | 51.64 | 51.71 | 47.99 | 54.05 | 51.19 | 44.8 | 52.97 | 52.13 | 47.51 | 49.02 | 51.6 | 51.3
5717 | 39 | 43.97 | 36.44 | 39 | 43.97 | 36.44 | 39 | 43.97 | 36.44 | 39 | 43.97 | 36.44 | 39 | 46.36 | 36.44 | 39.71 | 46.51 | 36.44 | 39 | 43.97 | 36.44 | 39 | 43.97 | 36.44 | 39 | 46.36 | 36.44 | 41.5 | 46.05 | 36.07 | 40.67 | 44.42 | 36.07 | 39 | 43.97 | 36.44 | 49.59 | 52.18 | 48.57 | 49.59 | 52.18 | 48.57 | 49.59 | 52.18 | 48.57 | 49.59 | 52.18 | 48.57 | 52.22 | 52.29 | 48.57 | 55.17 | 52.29 | 48.57 | 49.59 | 52.18 | 48.57 | 49.59 | 52.18 | 48.57 | 52.22 | 52.29 | 48.57 | 64.49 | 52.71 | 44.8 | 65.16 | 52.71 | 48.08 | 49.59 | 52.18 | 51.3
5718 | 39.81 | 44.78 | 37.24 | 39.81 | 44.78 | 37.24 | 39.81 | 44.78 | 37.24 | 39.81 | 44.78 | 37.24 | 39.81 | 47.17 | 37.24 | 40.52 | 47.32 | 37.24 | 39.81 | 44.78 | 37.24 | 39.81 | 44.78 | 37.24 | 39.81 | 47.17 | 37.24 | 49.66 | 46.85 | 36.87 | 48.67 | 45.23 | 36.87 | 39.81 | 44.78 | 37.24 | 50.4 | 52.99 | 49.37 | 50.4 | 52.99 | 49.37 | 50.4 | 52.99 | 49.37 | 50.4 | 52.99 | 49.37 | 53.02 | 53.09 | 49.37 | 55.98 | 53.09 | 49.37 | 50.4 | 52.99 | 49.37 | 50.4 | 52.99 | 49.37 | 53.02 | 53.09 | 49.37 | 71.65 | 52.95 | 44.8 | 70.21 | 53.52 | 45.72 | 50.4 | 52.99 | 51.3
5719 | 40.61 | 45.58 | 38.04 | 40.61 | 45.58 | 38.04 | 41.32 | 45.58 | 38.04 | 41.32 | 45.58 | 38.04 | 41.32 | 47.97 | 38.04 | 41.32 | 48.12 | 38.04 | 40.61 | 45.58 | 38.04 | 40.61 | 45.58 | 38.04 | 41.32 | 47.97 | 38.04 | 51.01 | 47.64 | 37.66 | 49.99 | 46.04 | 37.66 | 45.72 | 45.58 | 42.76 | 51.2 | 53.79 | 50.18 | 51.2 | 53.79 | 50.18 | 51.2 | 53.79 | 50.18 | 51.2 | 53.79 | 50.18 | 53.82 | 53.89 | 50.18 | 56.78 | 53.89 | 50.18 | 51.2 | 53.79 | 50.18 | 51.2 | 53.79 | 50.18 | 53.82 | 53.89 | 50.18 | 71.65 | 53.35 | 44.8 | 70.21 | 53.25 | 44.8 | 51.2 | 53.79 | 51.3
5720 | 41.06 | 46.03 | 38.49 | 41.06 | 46.03 | 38.49 | 41.77 | 46.03 | 38.49 | 41.77 | 46.03 | 38.49 | 41.77 | 48.42 | 38.49 | 41.77 | 48.57 | 38.49 | 41.06 | 46.03 | 38.49 | 41.06 | 46.03 | 38.49 | 41.77 | 48.42 | 38.49 | 51.19 | 48.09 | 35.14 | 50.16 | 46.49 | 35.14 | 45.72 | 46.03 | 38.49 | 51.65 | 54.24 | 50.63 | 51.65 | 54.24 | 50.63 | 51.65 | 54.24 | 50.63 | 51.65 | 54.24 | 49.61 | 54.27 | 54.34 | 50.63 | 57.23 | 54.34 | 49.61 | 51.65 | 54.24 | 50.63 | 51.65 | 54.24 | 50.63 | 54.27 | 54.34 | 50.63 | 68.8 | 53.8 | 44.8 | 67.43 | 53.7 | 44.8 | 51.65 | 54.24 | 50.83
5721 | 41.16 | 46.12 | 38.59 | 41.16 | 46.12 | 38.59 | 41.16 | 46.12 | 38.59 | 41.16 | 46.12 | 38.59 | 41.16 | 47.55 | 38.59 | 41.86 | 47.55 | 38.11 | 41.16 | 46.12 | 38.59 | 41.16 | 46.12 | 38.59 | 41.16 | 47.55 | 38.59 | 42.42 | 45.66 | 34.42 | 41.57 | 45.66 | 34.42 | 45.72 | 46.12 | 38.59 | 51.75 | 54.33 | 50.72 | 51.75 | 54.33 | 50.72 | 51.75 | 54.33 | 50.72 | 51.75 | 52.08 | 46.21 | 54.37 | 54.33 | 50.63 | 57.32 | 54.23 | 49.11 | 51.75 | 54.33 | 50.72 | 51.75 | 54.33 | 50.72 | 54.37 | 54.33 | 50.63 | 66.03 | 49.5 | 44.8 | 64.71 | 50.52 | 44.8 | 51.75 | 54.33 | 50.72
5722 | 41.2 | 46.17 | 38.64 | 41.2 | 46.17 | 38.64 | 41.2 | 46.17 | 38.64 | 41.2 | 46.17 | 35.52 | 41.2 | 46.17 | 37.72 | 41.91 | 46.17 | 37.72 | 41.2 | 46.17 | 38.64 | 41.2 | 46.17 | 38.64 | 41.2 | 46.17 | 37.72 | 41.62 | 43.68 | 34.11 | 41.62 | 44.57 | 34.42 | 45.72 | 46.17 | 38.64 | 51.79 | 53.05 | 50.77 | 51.79 | 53.05 | 50.77 | 51.79 | 53.05 | 50.77 | 51.79 | 51.15 | 45.29 | 54.42 | 53.05 | 50.13 | 57.37 | 52.25 | 48.14 | 51.79 | 54.38 | 50.77 | 51.79 | 54.38 | 50.77 | 54.42 | 53.05 | 50.13 | 56.8 | 47.66 | 43.9 | 55.66 | 48.63 | 44.8 | 51.79 | 53.05 | 50.77
5723 | 41.26 | 46.22 | 38.69 | 41.26 | 46.22 | 38.69 | 41.26 | 46.22 | 38.69 | 41.26 | 46.22 | 35.3 | 41.26 | 46.22 | 36.76 | 41.26 | 46.22 | 35.65 | 41.26 | 46.22 | 38.69 | 41.26 | 46.22 | 38.69 | 41.26 | 46.22 | 36.76 | 40.02 | 42.81 | 33.55 | 40.84 | 43.68 | 33.9 | 41.26 | 46.22 | 38.69 | 51.85 | 51.16 | 50.82 | 51.85 | 51.16 | 50.82 | 51.85 | 51.16 | 50.82 | 51.85 | 49.63 | 45.29 | 54.47 | 51.16 | 50.13 | 54.47 | 51.16 | 48.14 | 51.85 | 54.44 | 50.82 | 51.85 | 54.44 | 50.82 | 54.47 | 51.16 | 50.13 | 53.57 | 46.7 | 43.9 | 52.37 | 47.66 | 44.8 | 51.85 | 51.16 | 50.82
5724 | 41.11 | 46.08 | 38.54 | 41.11 | 46.08 | 38.54 | 41.11 | 46.08 | 38.54 | 41.11 | 46.08 | 35.52 | 41.11 | 46.08 | 36.76 | 41.11 | 46.08 | 35.65 | 41.11 | 46.08 | 38.54 | 41.11 | 46.08 | 38.54 | 41.11 | 46.08 | 36.76 | 39.95 | 42.81 | 0 | 40.7 | 41.95 | 0 | 41.11 | 46.08 | 38.54 | 51.7 | 51.16 | 50.68 | 51.7 | 51.16 | 50.68 | 51.7 | 51.16 | 50.68 | 51.7 | 51.15 | 46.21 | 54.32 | 51.16 | 50.13 | 54.32 | 51.16 | 49.11 | 51.7 | 51.83 | 50.68 | 51.7 | 51.83 | 50.68 | 54.32 | 51.16 | 50.13 | 53.57 | 46.7 | 43.9 | 52.22 | 47.66 | 44.8 | 51.7 | 51.16 | 50.68
5725 | 41.08 | 46.04 | 38.51 | 41.08 | 46.04 | 38.51 | 41.08 | 46.04 | 38.51 | 41.08 | 46.04 | 38.51 | 41.08 | 46.04 | 36.76 | 41.08 | 46.04 | 35.65 | 41.08 | 46.04 | 38.51 | 41.08 | 46.04 | 38.51 | 41.08 | 46.04 | 36.76 | 39.71 | 42.81 | 0 | 40.52 | 43.66 | 0 | 41.08 | 46.04 | 38.51 | 51.67 | 51.16 | 50.64 | 51.67 | 51.16 | 50.64 | 51.67 | 51.16 | 50.64 | 51.67 | 49.63 | 45.29 | 54.29 | 51.16 | 50.13 | 54.29 | 51.16 | 48.14 | 51.67 | 54.26 | 50.64 | 51.67 | 54.26 | 50.64 | 54.29 | 51.16 | 50.13 | 52.85 | 46.7 | 43.9 | 52.19 | 47.66 | 44.8 | 51.67 | 51.16 | 50.64
5726 | 40.98 | 45.95 | 38.41 | 40.98 | 45.95 | 38.41 | 40.98 | 45.95 | 38.41 | 40.98 | 45.95 | 38.41 | 40.98 | 45.95 | 36.76 | 40.98 | 45.95 | 35.65 | 40.98 | 45.95 | 38.41 | 40.98 | 45.95 | 38.41 | 40.98 | 45.95 | 36.76 | 39.32 | 42.81 | 0 | 40.12 | 43.67 | 0 | 40.98 | 45.95 | 38.41 | 51.57 | 51.16 | 49.34 | 51.57 | 51.16 | 49.34 | 51.57 | 51.16 | 49.34 | 51.57 | 49.63 | 46.17 | 54.19 | 51.16 | 49.34 | 54.19 | 51.16 | 48.14 | 51.57 | 51.61 | 49.34 | 51.57 | 51.61 | 49.34 | 54.19 | 51.16 | 49.34 | 52.85 | 46.7 | 43.9 | 52.09 | 47.66 | 44.8 | 51.57 | 51.16 | 49.34
5727 | 40.79 | 45.76 | 38.22 | 40.79 | 45.76 | 38.22 | 40.79 | 45.76 | 38.22 | 40.79 | 45.76 | 38.22 | 40.79 | 45.76 | 36.99 | 40.79 | 45.76 | 35.65 | 40.79 | 45.76 | 38.22 | 40.79 | 45.76 | 38.22 | 40.79 | 45.76 | 36.99 | 39.32 | 42.81 | 33.55 | 40.12 | 43.69 | 34.11 | 40.79 | 45.76 | 38.22 | 51.38 | 51.16 | 49.39 | 51.38 | 51.16 | 49.39 | 51.38 | 51.16 | 49.39 | 51.38 | 51.15 | 46.21 | 54 | 51.16 | 49.39 | 54 | 51.16 | 49.11 | 51.38 | 51.51 | 49.39 | 51.38 | 51.51 | 49.39 | 54 | 51.16 | 49.39 | 52.96 | 47.66 | 43.9 | 51.9 | 48.63 | 44.8 | 51.38 | 51.16 | 49.39
5728 | 40.61 | 45.58 | 38.04 | 40.61 | 45.58 | 38.04 | 40.61 | 45.58 | 38.04 | 40.61 | 45.58 | 38.04 | 40.61 | 47.07 | 38.04 | 40.61 | 47.07 | 36.96 | 40.61 | 45.58 | 38.04 | 40.61 | 45.58 | 38.04 | 40.61 | 47.07 | 38.04 | 40.2 | 45.66 | 34.42 | 40.61 | 45.12 | 34.42 | 40.61 | 45.58 | 38.04 | 51.2 | 52.62 | 50.17 | 51.2 | 52.62 | 50.17 | 51.2 | 52.62 | 50.17 | 51.2 | 52.62 | 49.61 | 53.82 | 52.62 | 50.17 | 55.15 | 52.62 | 49.61 | 51.2 | 52.62 | 50.17 | 51.2 | 52.62 | 50.17 | 53.82 | 52.62 | 50.17 | 54.6 | 49.01 | 44.8 | 53.51 | 50.53 | 44.8 | 51.2 | 52.62 | 50.17
5729 | 40.57 | 45.54 | 38.01 | 40.57 | 45.54 | 38.01 | 40.57 | 45.54 | 38.01 | 40.57 | 45.54 | 38.01 | 40.57 | 47.93 | 38.01 | 41.28 | 48.08 | 38.01 | 40.57 | 45.54 | 38.01 | 40.57 | 45.54 | 38.01 | 40.57 | 47.93 | 38.01 | 40.98 | 46 | 34.42 | 40.98 | 45.09 | 35.12 | 40.57 | 45.54 | 38.01 | 51.16 | 53.75 | 50.14 | 51.16 | 53.75 | 50.14 | 51.16 | 53.75 | 50.14 | 51.16 | 53.75 | 50.14 | 53.79 | 53.86 | 50.14 | 56.74 | 53.86 | 50.14 | 51.16 | 53.75 | 50.14 | 51.16 | 53.75 | 50.14 | 53.79 | 53.86 | 50.14 | 57.32 | 53.32 | 44.8 | 56.17 | 53.21 | 44.8 | 51.16 | 53.75 | 50.14
5730 | 40.49 | 45.46 | 37.93 | 40.49 | 45.46 | 37.93 | 40.49 | 45.46 | 37.93 | 40.49 | 45.46 | 37.93 | 40.49 | 47.85 | 37.93 | 41.2 | 48 | 37.93 | 40.49 | 45.46 | 37.93 | 40.49 | 45.46 | 37.93 | 40.49 | 47.85 | 37.93 | 41.62 | 47.52 | 37.55 | 40.9 | 45.92 | 37.55 | 40.49 | 45.46 | 37.93 | 51.08 | 53.67 | 50.06 | 51.08 | 53.67 | 50.06 | 51.08 | 53.67 | 50.06 | 51.08 | 53.67 | 50.06 | 53.71 | 53.78 | 50.06 | 56.66 | 53.78 | 50.06 | 51.08 | 53.67 | 50.06 | 51.08 | 53.67 | 50.06 | 53.71 | 53.78 | 50.06 | 57.23 | 53.24 | 49.56 | 56.09 | 53.13 | 49.56 | 51.08 | 53.67 | 50.06
5731 | 40.45 | 45.42 | 37.88 | 40.45 | 45.42 | 37.88 | 40.45 | 45.42 | 37.88 | 40.45 | 45.42 | 37.88 | 40.45 | 47.81 | 37.88 | 41.16 | 47.96 | 37.88 | 40.45 | 45.42 | 37.88 | 40.45 | 45.42 | 37.88 | 40.45 | 47.81 | 37.88 | 53.48 | 48.45 | 38.27 | 52.41 | 45.88 | 38.24 | 40.45 | 45.42 | 37.88 | 51.04 | 53.63 | 50.02 | 51.04 | 53.63 | 50.02 | 51.04 | 53.63 | 50.02 | 51.04 | 53.63 | 50.02 | 53.66 | 53.74 | 50.02 | 56.62 | 53.74 | 50.02 | 51.04 | 53.63 | 50.02 | 51.04 | 53.63 | 50.02 | 53.66 | 53.74 | 50.02 | 73.26 | 55.28 | 50.52 | 71.79 | 54.17 | 49.52 | 51.04 | 53.63 | 50.02
5732 | 40.49 | 45.45 | 37.92 | 40.49 | 45.45 | 37.92 | 40.49 | 45.45 | 37.92 | 40.49 | 45.45 | 37.92 | 40.49 | 47.85 | 37.92 | 41.19 | 48 | 37.92 | 40.49 | 45.45 | 37.92 | 40.49 | 45.45 | 37.92 | 40.49 | 47.85 | 37.92 | 53.3 | 48.48 | 38.3 | 40.9 | 45.91 | 38.24 | 40.49 | 45.45 | 37.92 | 51.08 | 53.66 | 50.05 | 51.08 | 53.66 | 50.05 | 51.08 | 53.66 | 50.05 | 51.08 | 53.66 | 50.05 | 53.7 | 53.77 | 50.05 | 56.65 | 53.77 | 50.05 | 51.08 | 53.66 | 50.05 | 51.08 | 53.66 | 50.05 | 53.7 | 53.77 | 50.05 | 72.89 | 55.31 | 50.56 | 71.43 | 54.21 | 49.55 | 51.08 | 53.66 | 50.05
5733 | 40.49 | 45.46 | 37.93 | 40.49 | 45.46 | 37.93 | 40.49 | 45.46 | 37.93 | 40.49 | 45.46 | 37.93 | 40.49 | 47.85 | 37.93 | 41.2 | 48.01 | 37.93 | 40.49 | 45.46 | 37.93 | 40.49 | 45.46 | 37.93 | 40.49 | 47.85 | 37.93 | 52.24 | 48.49 | 38.31 | 40.9 | 45.92 | 37.55 | 40.49 | 45.46 | 37.93 | 51.08 | 53.67 | 50.06 | 51.08 | 53.67 | 50.06 | 51.08 | 53.67 | 50.06 | 51.08 | 53.67 | 50.06 | 53.71 | 53.78 | 50.06 | 56.66 | 53.78 | 50.06 | 51.08 | 53.67 | 50.06 | 51.08 | 53.67 | 50.06 | 53.71 | 53.78 | 50.06 | 71.61 | 54.32 | 50.57 | 51.6 | 53.23 | 49.56 | 51.08 | 53.67 | 50.06
5734 | 40.15 | 45.12 | 37.59 | 40.15 | 45.12 | 37.59 | 40.15 | 45.12 | 37.59 | 40.15 | 45.12 | 37.59 | 40.15 | 47.51 | 37.59 | 40.86 | 47.67 | 37.59 | 40.15 | 45.12 | 37.59 | 40.15 | 45.12 | 37.59 | 40.15 | 47.51 | 37.59 | 43.42 | 48.15 | 37.59 | 40.56 | 45.58 | 37.21 | 40.15 | 45.12 | 37.59 | 50.74 | 53.33 | 49.72 | 50.74 | 53.33 | 49.72 | 50.74 | 53.33 | 49.72 | 50.74 | 53.33 | 49.72 | 53.36 | 53.44 | 49.72 | 56.32 | 53.44 | 49.72 | 50.74 | 53.33 | 49.72 | 50.74 | 53.33 | 49.72 | 53.36 | 53.44 | 49.72 | 62.55 | 54.03 | 49.31 | 51.26 | 52.95 | 49.22 | 50.74 | 53.33 | 49.72
5735 | 39.29 | 44.26 | 36.72 | 39.29 | 44.26 | 36.72 | 39.29 | 44.26 | 36.72 | 39.29 | 44.26 | 36.72 | 39.29 | 46.65 | 36.72 | 40 | 46.81 | 36.72 | 39.29 | 44.26 | 36.72 | 39.29 | 44.26 | 36.72 | 39.29 | 46.65 | 36.72 | 39.69 | 47.56 | 36.36 | 39.69 | 44.71 | 36.36 | 39.29 | 44.26 | 36.72 | 49.88 | 52.47 | 48.86 | 49.88 | 52.47 | 48.86 | 49.88 | 52.47 | 48.86 | 49.88 | 52.47 | 48.86 | 52.5 | 52.58 | 48.86 | 55.46 | 52.58 | 48.86 | 49.88 | 52.47 | 48.86 | 49.88 | 52.47 | 48.86 | 52.5 | 52.58 | 48.86 | 56.02 | 54.03 | 48.37 | 50.39 | 52.95 | 48.37 | 49.88 | 52.47 | 48.86
5736 | 39.19 | 44.15 | 36.62 | 39.19 | 44.15 | 36.62 | 39.19 | 44.15 | 36.62 | 39.19 | 44.15 | 36.62 | 39.19 | 46.55 | 36.62 | 39.71 | 46.7 | 36.62 | 39.19 | 44.15 | 36.62 | 39.19 | 44.15 | 36.62 | 39.19 | 46.55 | 36.62 | 39.32 | 46.7 | 36.25 | 39.32 | 44.6 | 36.25 | 39.19 | 44.15 | 36.62 | 49.78 | 52.36 | 48.75 | 49.78 | 52.36 | 48.75 | 49.78 | 52.36 | 48.75 | 49.78 | 52.36 | 48.75 | 52.4 | 52.47 | 48.75 | 55.36 | 52.47 | 48.75 | 49.78 | 52.36 | 48.75 | 49.78 | 52.36 | 48.75 | 52.4 | 52.47 | 48.75 | 55.34 | 52.89 | 48.26 | 50.28 | 52.89 | 48.26 | 49.78 | 52.36 | 48.75
5737 | 38.87 | 43.84 | 36.3 | 38.87 | 43.84 | 36.3 | 38.87 | 43.84 | 36.3 | 38.87 | 43.84 | 36.3 | 38.87 | 46.23 | 36.3 | 39.58 | 46.38 | 36.3 | 38.87 | 43.84 | 36.3 | 38.87 | 43.84 | 36.3 | 38.87 | 46.23 | 36.3 | 39.32 | 46.23 | 35.94 | 39.26 | 44.28 | 35.94 | 38.87 | 43.84 | 36.3 | 49.46 | 52.05 | 48.44 | 49.46 | 52.05 | 48.44 | 49.46 | 52.05 | 48.44 | 49.46 | 52.05 | 48.44 | 52.08 | 52.15 | 48.44 | 54.66 | 52.15 | 48.44 | 49.46 | 52.05 | 48.44 | 49.46 | 52.05 | 48.44 | 52.08 | 52.15 | 48.44 | 54.11 | 52.57 | 47.95 | 49.96 | 52.57 | 47.95 | 49.46 | 52.05 | 48.44
5738 | 38.67 | 43.63 | 36.1 | 38.67 | 43.63 | 36.1 | 38.67 | 43.63 | 36.1 | 38.67 | 43.63 | 36.1 | 38.67 | 46.02 | 36.1 | 39.37 | 46.18 | 36.1 | 38.67 | 43.63 | 36.1 | 38.67 | 43.63 | 36.1 | 38.67 | 46.02 | 36.1 | 39.32 | 46.64 | 35.74 | 39.06 | 44.07 | 35.74 | 38.67 | 43.63 | 36.1 | 49.25 | 51.84 | 48.23 | 49.25 | 51.84 | 48.23 | 49.25 | 51.84 | 48.23 | 49.25 | 51.84 | 48.23 | 51.88 | 51.95 | 48.23 | 54.11 | 51.95 | 48.23 | 49.25 | 51.84 | 48.23 | 49.25 | 51.84 | 48.23 | 51.88 | 51.95 | 48.23 | 53.57 | 52.37 | 47.75 | 52.5 | 52.37 | 47.75 | 49.25 | 51.84 | 48.23
5739 | 38.52 | 43.49 | 35.95 | 38.52 | 43.49 | 35.95 | 38.52 | 43.49 | 35.95 | 38.52 | 43.49 | 35.95 | 38.52 | 45.88 | 35.95 | 39.19 | 46.03 | 35.95 | 38.52 | 43.49 | 35.95 | 38.52 | 43.49 | 35.95 | 38.52 | 45.88 | 35.95 | 39.19 | 46.5 | 35.59 | 38.91 | 43.93 | 35.59 | 38.52 | 43.49 | 35.95 | 49.11 | 51.7 | 48.09 | 49.11 | 51.7 | 48.09 | 49.11 | 51.7 | 48.09 | 49.11 | 51.7 | 48.09 | 51.73 | 51.81 | 48.09 | 53.57 | 51.81 | 48.09 | 49.11 | 51.7 | 48.09 | 49.11 | 51.7 | 48.09 | 51.73 | 51.81 | 48.09 | 53.57 | 52.25 | 47.61 | 52.5 | 52.22 | 47.61 | 49.11 | 51.7 | 48.09
5740 | 38.59 | 43.56 | 36.03 | 38.59 | 43.56 | 36.03 | 38.59 | 43.56 | 36.03 | 38.59 | 43.56 | 36.03 | 38.59 | 45.95 | 36.03 | 39.3 | 46.11 | 36.03 | 38.59 | 43.56 | 36.03 | 38.59 | 43.56 | 36.03 | 38.59 | 45.95 | 36.03 | 39.32 | 46.57 | 36.39 | 38.98 | 44 | 36.39 | 38.59 | 43.56 | 36.03 | 49.18 | 51.77 | 48.16 | 49.18 | 51.77 | 48.16 | 49.18 | 51.77 | 48.16 | 49.18 | 51.77 | 48.16 | 51.81 | 51.88 | 48.16 | 53.57 | 51.88 | 48.16 | 49.18 | 51.77 | 48.16 | 49.18 | 51.77 | 48.16 | 51.81 | 51.88 | 48.16 | 53.57 | 52.4 | 47.68 | 52.5 | 52.3 | 47.68 | 49.18 | 51.77 | 48.16
5741 | 39.16 | 44.13 | 36.59 | 39.16 | 44.13 | 36.59 | 39.16 | 44.13 | 36.59 | 39.16 | 44.13 | 36.59 | 39.16 | 46.52 | 36.59 | 39.87 | 46.67 | 36.59 | 39.16 | 44.13 | 36.59 | 39.16 | 44.13 | 36.59 | 39.16 | 46.52 | 36.59 | 40.39 | 47.14 | 36.96 | 40.39 | 46.2 | 36.96 | 39.16 | 44.13 | 36.59 | 49.75 | 52.34 | 48.73 | 49.75 | 52.34 | 48.73 | 49.75 | 52.34 | 48.73 | 49.75 | 52.34 | 48.73 | 52.37 | 52.45 | 48.73 | 55.33 | 52.45 | 48.73 | 49.75 | 52.34 | 48.73 | 49.75 | 52.34 | 48.73 | 52.37 | 52.45 | 48.73 | 65.82 | 52.98 | 49.22 | 65.82 | 52.87 | 49 | 49.75 | 52.34 | 48.73
5742 | 39.89 | 44.86 | 37.33 | 39.89 | 44.86 | 37.33 | 39.89 | 44.86 | 37.33 | 39.89 | 44.86 | 37.33 | 39.89 | 47.26 | 37.33 | 40.6 | 47.41 | 37.33 | 39.89 | 44.86 | 37.33 | 39.89 | 44.86 | 37.33 | 39.89 | 47.26 | 37.33 | 53.13 | 50.38 | 37.7 | 53.13 | 49.38 | 37.7 | 39.89 | 44.86 | 37.33 | 50.48 | 53.07 | 49.46 | 50.48 | 53.07 | 49.46 | 50.48 | 53.07 | 49.46 | 50.48 | 53.07 | 49.46 | 53.11 | 53.18 | 49.46 | 56.06 | 53.18 | 49.46 | 50.48 | 53.07 | 49.46 | 50.48 | 53.07 | 49.46 | 53.11 | 53.18 | 49.46 | 72.39 | 56.52 | 49.96 | 72.39 | 55.39 | 48.97 | 50.48 | 53.07 | 49.46
5743 | 40.83 | 45.8 | 38.26 | 40.83 | 45.8 | 38.26 | 41.54 | 45.8 | 38.26 | 41.54 | 45.8 | 38.26 | 41.54 | 48.19 | 38.26 | 41.54 | 48.34 | 38.26 | 40.83 | 45.8 | 38.26 | 40.83 | 45.8 | 38.26 | 41.54 | 48.19 | 38.26 | 53.31 | 51.55 | 38.31 | 53.31 | 50.52 | 38.65 | 45.72 | 45.8 | 38.26 | 51.42 | 54.01 | 50.4 | 51.42 | 54.01 | 50.4 | 57 | 54.01 | 50.4 | 57 | 54.01 | 49.28 | 57 | 54.12 | 50.4 | 57 | 54.12 | 50.4 | 51.42 | 54.01 | 50.4 | 51.42 | 54.01 | 50.4 | 57 | 54.12 | 50.4 | 72.39 | 57.83 | 49.89 | 72.39 | 54.56 | 48.9 | 57 | 54.01 | 50.4
5744 | 41.19 | 46.16 | 38.63 | 41.19 | 46.16 | 38.63 | 41.9 | 46.16 | 38.63 | 41.9 | 46.16 | 36.59 | 41.9 | 48.55 | 38.63 | 41.9 | 48.55 | 36.59 | 41.19 | 46.16 | 38.63 | 41.19 | 46.16 | 38.63 | 41.9 | 48.55 | 38.63 | 52.42 | 48.56 | 35.14 | 52.42 | 46.64 | 35.85 | 45.72 | 46.16 | 38.63 | 51.78 | 54.37 | 50.76 | 51.78 | 54.37 | 50.76 | 54.41 | 54.37 | 50.76 | 54.41 | 54.37 | 46.68 | 54.41 | 54.46 | 49.61 | 57.36 | 54.46 | 49.61 | 51.78 | 54.37 | 50.76 | 51.78 | 54.37 | 50.76 | 54.41 | 54.46 | 49.61 | 70.12 | 54.46 | 47.16 | 69.67 | 53.83 | 46.22 | 54.41 | 54.37 | 50.76
5745 | 41.24 | 46.21 | 38.67 | 41.24 | 46.21 | 38.67 | 41.24 | 46.21 | 38.67 | 41.24 | 46.21 | 36.23 | 41.24 | 47.15 | 38.67 | 41.95 | 47.15 | 36.23 | 41.24 | 46.21 | 38.67 | 41.24 | 46.21 | 38.67 | 41.24 | 47.15 | 38.67 | 41.66 | 46.67 | 34.79 | 41.66 | 46.67 | 34.79 | 41.24 | 46.21 | 38.67 | 51.83 | 50.65 | 50.81 | 51.83 | 50.65 | 50.81 | 51.83 | 50.65 | 50.81 | 51.83 | 49.63 | 45.29 | 54.45 | 50.65 | 48.14 | 57.41 | 50.65 | 48.14 | 51.83 | 51.96 | 50.81 | 51.83 | 54.42 | 50.81 | 54.45 | 50.65 | 48.14 | 57.03 | 47.66 | 44.8 | 55.89 | 47.66 | 44.8 | 51.83 | 50.65 | 50.81
5746 | 41.29 | 42.47 | 34.43 | 41.29 | 42.47 | 34.43 | 41.29 | 42.47 | 34.43 | 41.29 | 42.47 | 31 | 41.29 | 42.47 | 34.29 | 41.29 | 42.47 | 33.27 | 41.29 | 42.48 | 36.89 | 41.29 | 46.25 | 38.72 | 41.29 | 42.47 | 34.29 | 40.11 | 41.61 | 31.31 | 40.87 | 41.2 | 30.69 | 41.29 | 42.47 | 34.43 | 51.88 | 48.43 | 46.17 | 51.88 | 47.89 | 46.17 | 51.88 | 47.89 | 46.17 | 51.88 | 45.98 | 42.62 | 54.5 | 47.89 | 46.17 | 54.5 | 47.89 | 45.75 | 51.88 | 54.46 | 49.34 | 51.88 | 54.46 | 50.85 | 54.5 | 47.89 | 46.17 | 53.95 | 45.06 | 44.38 | 52.87 | 45.06 | 43.05 | 51.88 | 48.43 | 46.17
5747 | 41.28 | 34.02 | 33.61 | 41.28 | 34.02 | 33.61 | 41.28 | 34.02 | 33.61 | 41.28 | 34.02 | 31.32 | 41.28 | 34.02 | 33.61 | 41.28 | 34.02 | 32.28 | 41.28 | 42.07 | 36.88 | 41.28 | 46.24 | 38.71 | 41.28 | 34.02 | 33.61 | 40.11 | 33 | 30.69 | 40.86 | 32.35 | 30.08 | 41.28 | 34.02 | 33.61 | 51.87 | 42.87 | 46.17 | 51.87 | 42.87 | 45.75 | 51.87 | 42.87 | 45.75 | 51.87 | 41.17 | 42.61 | 54.49 | 42.87 | 45.75 | 54.49 | 42.87 | 45.75 | 51.87 | 54.45 | 50.84 | 51.87 | 54.45 | 50.84 | 54.49 | 42.87 | 45.75 | 53.45 | 40.34 | 44.38 | 52.39 | 39.54 | 42.19 | 51.87 | 42.87 | 46.17
5748 | 41.15 | 33.68 | 31.63 | 41.15 | 33.68 | 31.63 | 41.15 | 33.68 | 31.63 | 41.15 | 33.68 | 31.32 | 41.15 | 33.68 | 31.63 | 41.15 | 33.68 | 31.63 | 41.15 | 41.95 | 36.75 | 41.15 | 46.12 | 38.58 | 41.15 | 33.68 | 31.63 | 40.11 | 33 | 30.69 | 40.74 | 32.35 | 30.07 | 41.15 | 33.68 | 31.63 | 51.74 | 41.59 | 45.75 | 51.74 | 41.59 | 45.75 | 51.74 | 41.59 | 45.75 | 51.74 | 41.17 | 42.61 | 54.36 | 41.59 | 45.75 | 54.36 | 41.59 | 45.75 | 51.74 | 54.33 | 49.34 | 51.74 | 54.33 | 50.72 | 54.36 | 41.59 | 45.75 | 53.4 | 40.34 | 44.38 | 52.33 | 39.54 | 42.19 | 51.74 | 41.59 | 46.17
5749 | 41.12 | 33.34 | 31.32 | 41.12 | 33.34 | 31.32 | 41.12 | 33.34 | 31.32 | 41.12 | 33.34 | 31.32 | 41.12 | 33.68 | 31.32 | 41.12 | 33.68 | 31.32 | 41.12 | 33.71 | 31.32 | 41.12 | 46.08 | 38.55 | 41.12 | 33.68 | 31.32 | 40.11 | 33 | 30.69 | 40.7 | 32.35 | 30.07 | 41.12 | 33.34 | 31.32 | 51.7 | 41.17 | 45.75 | 51.7 | 41.17 | 45.75 | 51.7 | 41.17 | 45.75 | 51.7 | 41.17 | 42.61 | 54.33 | 41.59 | 45.75 | 54.33 | 41.59 | 45.75 | 51.7 | 51.83 | 48.93 | 51.7 | 54.29 | 50.68 | 54.33 | 41.59 | 45.75 | 53.29 | 40.34 | 44.38 | 52.23 | 39.54 | 42.19 | 51.7 | 41.17 | 46.17
5750 | 41.02 | 41.31 | 32.6 | 41.02 | 41.31 | 32.6 | 41.02 | 41.31 | 32.6 | 41.02 | 41.31 | 32.6 | 41.02 | 41.31 | 32.6 | 41.02 | 41.31 | 32.6 | 41.02 | 41.31 | 32.6 | 41.02 | 45.99 | 38.45 | 41.02 | 41.31 | 32.6 | 40.11 | 40.88 | 31.94 | 40.61 | 40.47 | 31.63 | 41.02 | 41.31 | 32.6 | 51.61 | 47.35 | 46.17 | 51.61 | 47.35 | 46.17 | 51.61 | 47.35 | 46.17 | 51.61 | 47.35 | 44.35 | 54.23 | 47.35 | 47.13 | 54.23 | 47.35 | 47.13 | 51.61 | 51.49 | 48.73 | 51.61 | 54.2 | 50.59 | 54.23 | 47.35 | 47.13 | 53.69 | 46.4 | 45.26 | 52.62 | 45.93 | 44.36 | 51.61 | 47.35 | 46.17
5751 | 40.91 | 45.88 | 35.49 | 40.91 | 45.88 | 35.49 | 40.91 | 45.88 | 35.49 | 40.91 | 45.88 | 35.49 | 40.91 | 46.57 | 35.49 | 40.91 | 46.57 | 35.49 | 40.91 | 45.88 | 35.49 | 40.91 | 45.88 | 38.34 | 40.91 | 46.57 | 35.49 | 40.5 | 46.57 | 35.14 | 40.5 | 46.34 | 35.14 | 40.91 | 45.88 | 35.49 | 51.5 | 50.95 | 46.17 | 51.5 | 50.95 | 46.17 | 51.5 | 50.95 | 46.17 | 51.5 | 50.95 | 46.17 | 54.12 | 50.95 | 47.64 | 55.21 | 50.95 | 47.64 | 51.5 | 50.95 | 47.64 | 51.5 | 54.09 | 50.48 | 54.12 | 50.95 | 47.64 | 54.66 | 50.01 | 47.16 | 53.57 | 50.44 | 46.22 | 51.5 | 50.95 | 46.17
5752 | 40.79 | 45.76 | 37.32 | 40.79 | 45.76 | 37.32 | 40.79 | 45.76 | 37.32 | 40.79 | 45.76 | 37.32 | 40.79 | 48.15 | 37.32 | 41.5 | 48.3 | 37.32 | 40.79 | 45.76 | 37.32 | 40.79 | 45.76 | 38.22 | 40.79 | 48.15 | 37.32 | 44.31 | 48.79 | 36.21 | 44.31 | 47.81 | 36.95 | 40.79 | 45.76 | 37.32 | 51.38 | 53.97 | 46.69 | 51.38 | 53.97 | 46.69 | 51.38 | 53.97 | 46.69 | 51.38 | 53.97 | 46.69 | 54 | 54.07 | 47.64 | 56.96 | 54.07 | 47.64 | 51.38 | 53.97 | 47.64 | 51.38 | 53.97 | 50.36 | 54 | 54.07 | 47.64 | 62.22 | 53.53 | 47.16 | 62.22 | 54.51 | 47.16 | 51.38 | 53.97 | 46.69
5753 | 40.78 | 45.74 | 38.21 | 40.78 | 45.74 | 38.21 | 40.78 | 45.74 | 38.21 | 40.78 | 45.74 | 38.21 | 40.78 | 48.14 | 38.21 | 41.48 | 48.29 | 38.21 | 40.78 | 45.74 | 38.21 | 40.78 | 45.74 | 38.21 | 40.78 | 48.14 | 38.21 | 52.42 | 65.16 | 38.59 | 53.49 | 63.85 | 38.59 | 40.78 | 45.74 | 38.21 | 51.37 | 53.95 | 50.34 | 51.37 | 53.95 | 50.34 | 51.37 | 53.95 | 50.34 | 51.37 | 53.95 | 50.34 | 53.99 | 54.06 | 50.34 | 56.95 | 54.06 | 50.34 | 51.37 | 53.95 | 50.34 | 51.37 | 53.95 | 50.34 | 53.99 | 54.06 | 50.34 | 73.31 | 75.58 | 50.85 | 73.31 | 77.12 | 50.85 | 51.37 | 53.95 | 50.34
5754 | 40.71 | 45.67 | 38.14 | 40.71 | 45.67 | 38.14 | 40.71 | 45.67 | 38.14 | 40.71 | 45.67 | 38.14 | 40.71 | 48.07 | 38.14 | 41.41 | 48.22 | 38.14 | 40.71 | 45.67 | 38.14 | 40.71 | 45.67 | 38.14 | 40.71 | 48.07 | 38.14 | 55.16 | 76.59 | 79.5 | 55.16 | 76.59 | 77.91 | 40.71 | 45.67 | 38.14 | 51.29 | 53.88 | 50.27 | 51.29 | 53.88 | 50.27 | 51.29 | 53.88 | 50.27 | 51.29 | 53.88 | 50.27 | 53.92 | 53.99 | 50.27 | 56.87 | 53.99 | 50.27 | 51.29 | 53.88 | 50.27 | 51.29 | 53.88 | 50.27 | 53.92 | 53.99 | 50.27 | 76.94 | 91.26 | 104.49 | 76.94 | 87.63 | 50.83 | 51.29 | 53.88 | 50.27
5755 | 40.63 | 45.6 | 38.06 | 40.63 | 45.6 | 38.06 | 40.63 | 45.6 | 38.06 | 40.63 | 45.6 | 38.06 | 40.63 | 47.99 | 38.06 | 41.34 | 48.14 | 38.06 | 40.63 | 45.6 | 38.06 | 40.63 | 45.6 | 38.06 | 40.63 | 47.99 | 38.06 | 55.91 | 81.43 | 81.11 | 55.91 | 81.43 | 79.49 | 40.63 | 45.6 | 38.06 | 51.22 | 53.81 | 50.19 | 51.22 | 53.81 | 50.19 | 51.22 | 53.81 | 50.19 | 51.22 | 53.81 | 50.19 | 53.84 | 53.91 | 50.19 | 56.8 | 53.91 | 50.19 | 51.22 | 53.81 | 50.19 | 51.22 | 53.81 | 50.19 | 53.84 | 53.91 | 50.19 | 86.2 | 103.95 | 104.49 | 86.2 | 87.63 | 50.83 | 51.22 | 53.81 | 50.19
5756 | 40.63 | 45.6 | 38.07 | 40.63 | 45.6 | 38.07 | 40.63 | 45.6 | 38.07 | 40.63 | 45.6 | 38.07 | 40.63 | 48 | 38.07 | 41.34 | 48.15 | 38.07 | 40.63 | 45.6 | 38.07 | 40.63 | 45.6 | 38.07 | 40.63 | 48 | 38.07 | 55.69 | 81.43 | 81.11 | 55.69 | 79.8 | 79.49 | 40.63 | 45.6 | 38.07 | 51.22 | 53.81 | 50.2 | 51.22 | 53.81 | 50.2 | 51.22 | 53.81 | 50.2 | 51.22 | 53.81 | 50.2 | 53.85 | 53.92 | 50.2 | 56.8 | 53.92 | 50.2 | 51.22 | 53.81 | 50.2 | 51.22 | 53.81 | 50.2 | 53.85 | 53.92 | 50.2 | 73.78 | 103.95 | 104.49 | 73.78 | 87.63 | 50.71 | 51.22 | 53.81 | 50.2
5757 | 40.66 | 45.62 | 38.09 | 40.66 | 45.62 | 38.09 | 40.66 | 45.62 | 38.09 | 40.66 | 45.62 | 38.09 | 40.66 | 48.02 | 38.09 | 41.36 | 48.17 | 38.09 | 40.66 | 45.62 | 38.09 | 40.66 | 45.62 | 38.09 | 40.66 | 48.02 | 38.09 | 54.03 | 68.25 | 78.24 | 52.95 | 66.89 | 38.47 | 40.66 | 45.62 | 38.09 | 51.24 | 53.83 | 50.22 | 51.24 | 53.83 | 50.22 | 51.24 | 53.83 | 50.22 | 51.24 | 53.83 | 50.22 | 53.87 | 53.94 | 50.22 | 56.82 | 53.94 | 50.22 | 51.24 | 53.83 | 50.22 | 51.24 | 53.83 | 50.22 | 53.87 | 53.94 | 50.22 | 73.31 | 85.48 | 104.49 | 73.31 | 80.45 | 50.73 | 51.24 | 53.83 | 50.22
5758 | 40.29 | 45.26 | 37.72 | 40.29 | 45.26 | 37.72 | 40.29 | 45.26 | 37.72 | 40.29 | 45.26 | 37.72 | 40.29 | 47.65 | 37.72 | 41 | 47.8 | 37.72 | 40.29 | 45.26 | 37.72 | 40.29 | 45.26 | 37.72 | 40.29 | 47.65 | 37.72 | 47.93 | 67.57 | 74.51 | 46.97 | 66.22 | 73.02 | 40.29 | 45.26 | 37.72 | 50.88 | 53.47 | 49.86 | 50.88 | 53.47 | 49.86 | 50.88 | 53.47 | 49.86 | 50.88 | 53.47 | 49.86 | 53.5 | 53.57 | 49.86 | 56.46 | 53.57 | 49.86 | 50.88 | 53.47 | 49.86 | 50.88 | 53.47 | 49.86 | 53.5 | 53.57 | 49.86 | 66.15 | 81.38 | 102.88 | 66.15 | 77.12 | 50.36 | 50.88 | 53.47 | 49.86
5759 | 39.53 | 44.49 | 36.96 | 39.53 | 44.49 | 36.96 | 39.53 | 44.49 | 36.96 | 39.53 | 44.49 | 36.96 | 39.53 | 46.89 | 36.96 | 39.99 | 47.04 | 36.96 | 39.53 | 44.49 | 36.96 | 39.53 | 44.49 | 36.96 | 39.53 | 46.89 | 36.96 | 40.39 | 65.56 | 73.74 | 39.93 | 64.25 | 72.26 | 39.53 | 44.49 | 36.96 | 50.11 | 52.7 | 49.09 | 50.11 | 52.7 | 49.09 | 50.11 | 52.7 | 49.09 | 50.11 | 52.7 | 49.09 | 52.74 | 52.81 | 49.09 | 55.69 | 52.81 | 49.09 | 50.11 | 52.7 | 49.09 | 50.11 | 52.7 | 49.09 | 52.74 | 52.81 | 49.09 | 62.85 | 80.57 | 102.4 | 62.85 | 78.96 | 50.83 | 50.11 | 52.7 | 49.09
5760 | 39.23 | 44.2 | 36.66 | 39.23 | 44.2 | 36.66 | 39.23 | 44.2 | 36.66 | 39.23 | 44.2 | 36.66 | 39.23 | 46.59 | 36.66 | 39.58 | 46.74 | 36.66 | 39.23 | 44.2 | 36.66 | 39.23 | 44.2 | 36.66 | 39.23 | 46.59 | 36.66 | 39.98 | 64.7 | 38.24 | 39.63 | 63.42 | 39.02 | 39.23 | 44.2 | 36.66 | 49.82 | 52.41 | 48.8 | 49.82 | 52.41 | 48.8 | 49.82 | 52.41 | 48.8 | 49.82 | 52.41 | 48.8 | 52.44 | 52.51 | 48.8 | 54.78 | 52.51 | 48.8 | 49.82 | 52.41 | 48.8 | 49.82 | 52.41 | 48.8 | 52.44 | 52.51 | 48.8 | 55.34 | 80.57 | 51.87 | 55.34 | 78.96 | 50.83 | 49.82 | 52.41 | 48.8
5761 | 38.84 | 43.81 | 36.27 | 38.84 | 43.81 | 36.27 | 38.84 | 43.81 | 36.27 | 38.84 | 43.81 | 36.27 | 38.84 | 46.2 | 36.27 | 39.55 | 46.35 | 36.27 | 38.84 | 43.81 | 36.27 | 38.84 | 43.81 | 36.27 | 38.84 | 46.2 | 36.27 | 39.98 | 63.13 | 38.24 | 39.98 | 64.42 | 39.02 | 38.84 | 43.81 | 36.27 | 49.43 | 52.02 | 48.41 | 49.43 | 52.02 | 48.41 | 49.43 | 52.02 | 48.41 | 49.43 | 52.02 | 48.41 | 52.05 | 52.12 | 48.41 | 54.52 | 52.12 | 48.41 | 49.43 | 52.02 | 48.41 | 49.43 | 52.02 | 48.41 | 52.05 | 52.12 | 48.41 | 55.07 | 79.76 | 49.78 | 55.07 | 79.77 | 50.79 | 49.43 | 52.02 | 48.41
5762 | 38.6 | 43.56 | 36.03 | 38.6 | 43.56 | 36.03 | 38.6 | 43.56 | 36.03 | 38.6 | 43.56 | 36.03 | 38.6 | 45.96 | 36.03 | 39.3 | 46.11 | 36.03 | 38.6 | 43.56 | 36.03 | 38.6 | 43.56 | 36.03 | 38.6 | 45.96 | 36.03 | 39.98 | 58.44 | 36.39 | 39.98 | 59.63 | 37.13 | 38.6 | 43.56 | 36.03 | 49.18 | 51.77 | 48.16 | 49.18 | 51.77 | 48.16 | 49.18 | 51.77 | 48.16 | 49.18 | 51.77 | 48.16 | 51.81 | 51.88 | 48.16 | 54.23 | 51.88 | 48.16 | 49.18 | 51.77 | 48.16 | 49.18 | 51.77 | 48.16 | 51.81 | 51.88 | 48.16 | 54.78 | 79.76 | 49.78 | 54.78 | 81.39 | 50.83 | 49.18 | 51.77 | 48.16
5763 | 38.49 | 43.46 | 35.92 | 38.49 | 43.46 | 35.92 | 38.49 | 43.46 | 35.92 | 38.49 | 43.46 | 35.92 | 38.49 | 45.85 | 35.92 | 39.2 | 46 | 35.92 | 38.49 | 43.46 | 35.92 | 38.49 | 43.46 | 35.92 | 38.49 | 45.85 | 35.92 | 39.98 | 58.43 | 36.29 | 39.98 | 59.63 | 37.03 | 38.49 | 43.46 | 35.92 | 49.08 | 51.67 | 48.06 | 49.08 | 51.67 | 48.06 | 49.08 | 51.67 | 48.06 | 49.08 | 51.67 | 48.06 | 51.7 | 51.78 | 48.06 | 54.23 | 51.78 | 48.06 | 49.08 | 51.67 | 48.06 | 49.08 | 51.67 | 48.06 | 51.7 | 51.78 | 48.06 | 54.78 | 79.76 | 48.54 | 54.78 | 81.39 | 49.53 | 49.08 | 51.67 | 48.06
5764 | 38.61 | 43.57 | 36.04 | 38.61 | 43.57 | 36.04 | 38.61 | 43.57 | 36.04 | 38.61 | 43.57 | 36.04 | 38.61 | 45.97 | 36.04 | 39.31 | 46.12 | 36.04 | 38.61 | 43.57 | 36.04 | 38.61 | 43.57 | 36.04 | 38.61 | 45.97 | 36.04 | 39.98 | 64.1 | 36.4 | 39.98 | 65.41 | 72.28 | 38.61 | 43.57 | 36.04 | 49.2 | 51.79 | 48.17 | 49.2 | 51.79 | 48.17 | 49.2 | 51.79 | 48.17 | 49.2 | 51.79 | 48.17 | 51.82 | 51.79 | 48.17 | 54.78 | 51.89 | 48.17 | 49.2 | 51.79 | 48.17 | 49.2 | 51.79 | 48.17 | 51.82 | 51.79 | 48.17 | 55.89 | 79.76 | 48.66 | 55.89 | 81.39 | 49.65 | 49.2 | 51.79 | 49.66
5765 | 39.26 | 44.23 | 36.69 | 39.26 | 44.23 | 36.69 | 39.26 | 44.23 | 36.69 | 39.26 | 44.23 | 36.69 | 39.26 | 45.61 | 36.69 | 39.97 | 46.77 | 36.69 | 39.26 | 44.23 | 36.69 | 39.26 | 44.23 | 36.69 | 39.26 | 45.61 | 36.69 | 44.59 | 66.22 | 37.06 | 44.59 | 67.57 | 74.51 | 39.26 | 44.23 | 36.69 | 49.85 | 52.44 | 48.83 | 49.85 | 52.44 | 48.83 | 49.85 | 52.44 | 48.83 | 49.85 | 52.44 | 48.83 | 52.47 | 52.44 | 48.83 | 55.43 | 52.54 | 48.83 | 49.85 | 52.44 | 48.83 | 49.85 | 52.44 | 48.83 | 52.47 | 52.44 | 48.83 | 73.31 | 79.76 | 49.32 | 74.05 | 81.96 | 52.07 | 49.85 | 52.44 | 50.34
5766 | 39.98 | 44.94 | 37.41 | 39.98 | 44.94 | 37.41 | 39.98 | 44.94 | 37.41 | 39.98 | 44.94 | 37.41 | 39.98 | 47.34 | 37.41 | 40.68 | 47.49 | 37.41 | 39.98 | 44.94 | 37.41 | 39.98 | 44.94 | 37.41 | 39.98 | 47.34 | 37.41 | 54.03 | 66.22 | 37.79 | 54.58 | 67.57 | 72.28 | 39.98 | 44.94 | 37.41 | 50.56 | 53.26 | 49.54 | 50.56 | 53.26 | 49.54 | 50.56 | 53.26 | 49.54 | 50.56 | 53.26 | 49.54 | 53.19 | 53.26 | 49.54 | 56.14 | 53.26 | 49.54 | 50.56 | 53.15 | 49.54 | 50.56 | 53.15 | 49.54 | 53.19 | 53.26 | 49.54 | 73.31 | 73.85 | 49.78 | 74.8 | 75.36 | 52.07 | 50.56 | 53.26 | 52.6
5767 | 40.78 | 45.75 | 38.21 | 40.78 | 45.75 | 38.21 | 41.49 | 45.75 | 38.21 | 41.49 | 45.75 | 38.21 | 41.49 | 48.14 | 38.21 | 41.49 | 48.29 | 38.21 | 40.78 | 45.75 | 38.21 | 40.78 | 45.75 | 38.21 | 41.49 | 48.14 | 38.21 | 54.03 | 51.17 | 38.24 | 54.03 | 64.85 | 39.02 | 45.72 | 45.75 | 38.21 | 51.37 | 53.96 | 50.35 | 51.37 | 54.07 | 50.35 | 56.95 | 54.07 | 50.35 | 56.95 | 54.07 | 50.35 | 56.95 | 54.07 | 50.35 | 56.95 | 54.07 | 50.35 | 51.37 | 53.96 | 50.35 | 51.37 | 53.96 | 50.35 | 56.95 | 54.07 | 50.35 | 73.31 | 54.61 | 49.84 | 74.05 | 61.47 | 50.86 | 56.95 | 54.36 | 50.86
5768 | 41.13 | 46.1 | 38.57 | 41.13 | 46.1 | 38.57 | 41.84 | 46.1 | 38.57 | 41.84 | 46.1 | 38.57 | 41.84 | 48.49 | 38.57 | 41.84 | 48.65 | 38.57 | 41.13 | 46.1 | 38.57 | 41.13 | 46.1 | 38.57 | 41.84 | 48.49 | 38.57 | 53.52 | 50.16 | 38.18 | 53.52 | 49.16 | 38.96 | 45.72 | 46.1 | 38.57 | 51.72 | 54.31 | 49.61 | 51.72 | 54.31 | 49.61 | 57.3 | 54.31 | 49.61 | 57.3 | 54.31 | 49.61 | 57.3 | 54.42 | 49.11 | 57.3 | 54.42 | 49.11 | 51.72 | 54.31 | 49.61 | 51.72 | 54.31 | 50.7 | 57.3 | 54.42 | 49.11 | 69.78 | 53.9 | 47.16 | 69.78 | 54.86 | 48.13 | 57.3 | 54.31 | 50.7
5769 | 41.22 | 46.19 | 38.65 | 41.22 | 46.19 | 38.65 | 41.93 | 46.19 | 38.65 | 41.93 | 46.19 | 38.65 | 41.93 | 48.09 | 36.59 | 41.93 | 48.09 | 36.59 | 41.22 | 46.19 | 38.65 | 41.22 | 46.19 | 38.65 | 41.93 | 48.09 | 36.59 | 42.79 | 47.61 | 35.14 | 42.35 | 46.65 | 35.85 | 41.93 | 46.19 | 38.65 | 51.81 | 52.52 | 47.16 | 51.81 | 52.52 | 47.16 | 54.43 | 52.52 | 47.16 | 54.43 | 52.52 | 47.16 | 54.43 | 52.52 | 47.16 | 57.39 | 52.08 | 47.16 | 51.81 | 52.52 | 47.16 | 51.81 | 54.4 | 50.78 | 54.43 | 52.52 | 47.16 | 57.98 | 50.01 | 44.8 | 56.83 | 51.03 | 45.72 | 54.43 | 52.52 | 50.78
5770 | 41.3 | 42.57 | 31.95 | 41.3 | 42.57 | 31.95 | 41.3 | 42.57 | 31.95 | 41.3 | 42.57 | 31.95 | 41.3 | 42.57 | 31.95 | 41.3 | 42.57 | 31.95 | 41.3 | 42.57 | 31.95 | 41.3 | 46.27 | 38.73 | 41.3 | 42.57 | 31.95 | 40.8 | 41 | 30.69 | 40.89 | 41.72 | 31.31 | 41.3 | 42.57 | 38.73 | 51.89 | 48.43 | 45.87 | 51.89 | 48.43 | 45.87 | 51.89 | 48.43 | 45.87 | 51.89 | 48.43 | 45.87 | 54.48 | 42.83 | 44.35 | 54.48 | 42.83 | 44.35 | 51.89 | 48.43 | 46.45 | 51.89 | 54.48 | 50.87 | 54.48 | 42.83 | 44.35 | 53.92 | 41.97 | 43.9 | 52.84 | 42.83 | 44.8 | 51.89 | 50.17 | 46.8
5771 | 41.26 | 41.72 | 18.88 | 41.26 | 41.72 | 18.88 | 41.26 | 41.72 | 18.88 | 41.26 | 41.72 | 18.88 | 41.26 | 41.72 | 18.88 | 41.26 | 41.72 | 18.88 | 41.26 | 41.72 | 18.88 | 41.26 | 46.23 | 38.69 | 41.26 | 41.72 | 18.88 | 40.43 | 40.88 | 18.13 | 40.85 | 40.88 | 18.5 | 41.26 | 41.72 | 34.09 | 51.85 | 45.93 | 44.48 | 51.85 | 45.93 | 44.48 | 51.85 | 45.93 | 44.48 | 51.85 | 45.93 | 44.48 | 53.95 | 41.17 | 43.6 | 53.95 | 41.17 | 43.6 | 51.85 | 46.27 | 47.66 | 51.85 | 54.44 | 50.83 | 53.95 | 41.17 | 43.6 | 53.4 | 40.33 | 43.16 | 52.38 | 41.16 | 44.04 | 51.85 | 45.93 | 46.17
5772 | 41.14 | 42.57 | 31.95 | 41.14 | 42.57 | 31.95 | 41.14 | 42.57 | 31.95 | 41.14 | 42.57 | 31.95 | 41.14 | 42.57 | 31.95 | 41.14 | 42.57 | 31.95 | 41.14 | 42.57 | 31.95 | 41.14 | 46.11 | 38.57 | 41.14 | 42.57 | 31.95 | 40.73 | 40.88 | 30.69 | 40.8 | 41.71 | 31.31 | 41.14 | 42.57 | 33.06 | 51.73 | 45.93 | 45.25 | 51.73 | 45.93 | 45.25 | 51.73 | 45.93 | 45.25 | 51.73 | 45.93 | 45.25 | 53.38 | 42.83 | 44.94 | 53.38 | 42.83 | 44.94 | 51.73 | 46.27 | 48.43 | 51.73 | 54.32 | 48.43 | 53.38 | 42.83 | 44.94 | 52.85 | 41.13 | 43.9 | 52.25 | 41.97 | 44.8 | 51.73 | 45.93 | 46.17
5773 | 41.04 | 46 | 34.77 | 41.04 | 46 | 34.77 | 41.04 | 46 | 34.77 | 41.04 | 46 | 34.77 | 41.04 | 46 | 34.77 | 41.04 | 46 | 34.77 | 41.04 | 46 | 34.77 | 41.04 | 46 | 38.47 | 41.04 | 46 | 34.77 | 40.63 | 44.64 | 34.42 | 41.45 | 45.55 | 34.42 | 41.04 | 46 | 34.77 | 51.63 | 49.13 | 46.17 | 51.63 | 49.13 | 46.17 | 51.63 | 49.13 | 46.17 | 51.63 | 49.13 | 46.17 | 54.25 | 49.13 | 46.17 | 54.25 | 49.13 | 46.17 | 51.63 | 49.13 | 49.34 | 51.63 | 54.21 | 49.34 | 54.25 | 49.13 | 46.17 | 54.25 | 47.67 | 43.9 | 53.16 | 48.64 | 44.8 | 51.63 | 49.13 | 46.17
5774 | 40.96 | 42.14 | 31.75 | 40.96 | 42.14 | 31.75 | 40.96 | 42.14 | 31.75 | 40.96 | 42.14 | 31.75 | 40.96 | 42.14 | 31.75 | 40.96 | 42.14 | 31.75 | 40.96 | 42.14 | 31.75 | 40.96 | 45.92 | 38.39 | 40.96 | 42.14 | 31.75 | 40.55 | 40.88 | 30.69 | 40.66 | 41.71 | 31.31 | 40.96 | 42.14 | 32.07 | 51.55 | 44.27 | 44.04 | 51.55 | 44.27 | 44.04 | 51.55 | 44.27 | 44.04 | 51.55 | 44.27 | 44.04 | 53.38 | 44.27 | 44.04 | 53.38 | 44.27 | 44.04 | 51.55 | 46.38 | 46.45 | 51.55 | 54.13 | 46.45 | 53.38 | 44.27 | 44.04 | 52.85 | 42.51 | 43.6 | 52.07 | 43.82 | 44.48 | 51.55 | 44.27 | 46.17
5775 | 40.84 | 45.79 | 34.43 | 40.84 | 45.79 | 34.43 | 40.84 | 45.79 | 34.43 | 40.84 | 45.79 | 34.43 | 40.84 | 45.79 | 34.43 | 40.84 | 45.79 | 34.43 | 40.84 | 45.79 | 34.43 | 40.84 | 45.79 | 35.86 | 40.84 | 45.79 | 34.43 | 40.44 | 45.33 | 34.09 | 40.8 | 46.25 | 34.78 | 40.84 | 45.79 | 34.43 | 51.43 | 49.49 | 46.17 | 51.43 | 49.49 | 46.17 | 51.43 | 49.49 | 46.17 | 51.43 | 49.49 | 46.17 | 54.06 | 49.49 | 46.17 | 54.8 | 49.49 | 46.17 | 51.43 | 49.49 | 46.17 | 51.43 | 49.49 | 46.17 | 54.06 | 49.49 | 46.17 | 54.25 | 49 | 44.8 | 54.25 | 49.99 | 45.7 | 51.43 | 49.49 | 46.17
5776 | 40.71 | 45.68 | 38.15 | 40.71 | 45.68 | 38.15 | 40.71 | 45.68 | 38.15 | 40.71 | 45.68 | 38.15 | 40.71 | 48.07 | 38.15 | 41.42 | 48.22 | 38.15 | 40.71 | 45.68 | 38.15 | 40.71 | 45.68 | 38.15 | 40.71 | 48.07 | 38.15 | 43.7 | 47.74 | 37.77 | 43.7 | 48.71 | 38.53 | 40.71 | 45.68 | 38.15 | 51.3 | 53.89 | 46.45 | 51.3 | 53.89 | 46.45 | 51.3 | 53.89 | 46.45 | 51.3 | 53.89 | 46.45 | 53.93 | 53.89 | 46.45 | 56.88 | 53.89 | 46.45 | 51.3 | 53.89 | 46.45 | 51.3 | 53.89 | 46.45 | 53.93 | 53.89 | 46.45 | 62.44 | 53.35 | 45.98 | 62.57 | 61.04 | 46.92 | 51.3 | 53.89 | 46.45
5777 | 40.76 | 45.72 | 38.19 | 40.76 | 45.72 | 38.19 | 40.76 | 45.72 | 38.19 | 40.76 | 45.72 | 38.19 | 40.76 | 48.12 | 38.19 | 41.46 | 48.27 | 38.19 | 40.76 | 45.72 | 38.19 | 40.76 | 45.72 | 38.19 | 40.76 | 48.12 | 38.19 | 53.62 | 48.76 | 37.81 | 54.04 | 65.5 | 73.89 | 40.76 | 45.72 | 38.19 | 51.35 | 53.94 | 50.32 | 51.35 | 53.94 | 50.32 | 51.35 | 53.94 | 50.32 | 51.35 | 53.94 | 50.32 | 53.97 | 54.04 | 50.32 | 56.93 | 54.04 | 50.32 | 51.35 | 53.94 | 50.32 | 51.35 | 53.94 | 50.32 | 53.97 | 54.04 | 50.32 | 71.85 | 54.48 | 49.82 | 73.31 | 83.79 | 97.01 | 51.35 | 53.94 | 50.32
5778 | 40.73 | 45.7 | 33.06 | 40.73 | 45.7 | 38.16 | 40.73 | 45.7 | 38.16 | 40.73 | 45.7 | 38.16 | 40.73 | 48.09 | 38.16 | 41.44 | 48.24 | 38.16 | 40.73 | 45.7 | 38.16 | 40.73 | 45.7 | 38.16 | 40.73 | 48.09 | 38.16 | 55.69 | 61.8 | 38.24 | 55.69 | 69.46 | 80.28 | 40.73 | 45.7 | 33.06 | 51.32 | 53.91 | 50.3 | 51.32 | 53.91 | 50.3 | 51.32 | 53.91 | 50.3 | 51.32 | 53.91 | 50.3 | 53.94 | 54.02 | 50.3 | 56.9 | 54.02 | 50.3 | 51.32 | 53.91 | 50.3 | 51.32 | 53.91 | 50.3 | 53.94 | 54.02 | 50.3 | 73.87 | 54.56 | 49.79 | 74.62 | 95.99 | 106.7 | 51.32 | 53.91 | 50.3
5779 | 40.68 | 45.65 | 0 | 40.68 | 45.65 | 38.12 | 40.68 | 45.65 | 38.12 | 40.68 | 45.65 | 38.12 | 40.68 | 48.05 | 38.12 | 41.39 | 48.2 | 38.12 | 40.68 | 45.65 | 38.12 | 40.68 | 45.65 | 38.12 | 40.68 | 48.05 | 38.12 | 55.84 | 66.85 | 38.24 | 55.84 | 76.96 | 80.28 | 40.68 | 45.65 | 0 | 51.27 | 53.82 | 46.17 | 51.27 | 53.86 | 47.07 | 51.27 | 53.86 | 47.07 | 51.27 | 53.86 | 47.07 | 53.9 | 53.97 | 50.25 | 56.85 | 53.97 | 50.25 | 51.27 | 53.86 | 50.25 | 51.27 | 53.86 | 50.25 | 53.9 | 53.97 | 50.25 | 85.48 | 57.36 | 49.78 | 85.48 | 95.99 | 106.7 | 51.27 | 53.82 | 46.17
5780 | 40.67 | 31.17 | 0 | 40.67 | 45.64 | 0 | 40.67 | 45.64 | 37.35 | 40.67 | 45.64 | 37.35 | 40.67 | 48.03 | 38.1 | 41.38 | 48.18 | 38.1 | 40.67 | 45.64 | 38.1 | 40.67 | 45.64 | 38.1 | 40.67 | 48.03 | 38.1 | 55.84 | 68.25 | 37.72 | 55.84 | 73.91 | 78.26 | 40.67 | 31.17 | 0 | 51.26 | 53.82 | 32.95 | 51.26 | 53.82 | 46.17 | 51.26 | 53.82 | 46.17 | 51.26 | 53.82 | 46.17 | 53.88 | 53.96 | 50.24 | 56.84 | 53.96 | 50.24 | 51.26 | 53.85 | 49.34 | 51.26 | 53.85 | 49.34 | 53.88 | 53.96 | 50.24 | 73.32 | 69.66 | 49.78 | 73.32 | 93.12 | 106.7 | 51.26 | 53.82 | 32.95
5781 | 18.29 | 10.33 | 0 | 18.29 | 10.33 | 0 | 18.29 | 10.33 | 0 | 18.29 | 10.33 | 0 | 40.7 | 48.06 | 38.13 | 41.41 | 48.21 | 38.13 | 40.7 | 45.66 | 18.88 | 40.7 | 45.66 | 38.13 | 40.7 | 48.06 | 38.13 | 54.04 | 67.48 | 37.75 | 54.04 | 68.85 | 38.52 | 18.29 | 10.33 | 0 | 10.33 | 48.43 | 27.54 | 10.33 | 48.43 | 27.54 | 10.33 | 48.43 | 27.54 | 10.33 | 48.43 | 45.23 | 53.91 | 53.98 | 49.34 | 56.87 | 53.98 | 50.27 | 51.29 | 51.61 | 49.34 | 51.29 | 51.61 | 49.34 | 53.91 | 53.98 | 49.34 | 73.31 | 69.66 | 49.76 | 73.31 | 82.45 | 100.69 | 10.33 | 48.43 | 27.54
5782 | 10.33 | 10.32 | 0 | 10.33 | 10.32 | 0 | 10.33 | 10.32 | 0 | 10.33 | 10.32 | 0 | 40.36 | 47.72 | 37.79 | 41.06 | 47.87 | 37.79 | 10.33 | 10.32 | 0 | 10.33 | 26.12 | 37.79 | 40.36 | 47.72 | 37.79 | 49.07 | 61.31 | 37.41 | 48.09 | 62.56 | 38.17 | 10.33 | 10.32 | 0 | 10.33 | 10.33 | 0 | 10.33 | 10.33 | 0 | 10.33 | 10.33 | 0 | 10.33 | 10.33 | 45.23 | 53.57 | 53.64 | 49.11 | 56.52 | 53.64 | 49.92 | 10.33 | 10.33 | 0 | 10.33 | 46.59 | 0 | 53.57 | 53.64 | 49.11 | 70.4 | 59.21 | 49.42 | 70.4 | 82.45 | 100.69 | 10.33 | 10.33 | 0
5783 | 10.33 | 10.33 | 0 | 10.33 | 10.33 | 0 | 10.33 | 10.33 | 0 | 10.33 | 10.33 | 0 | 39.58 | 46.94 | 37.01 | 39.85 | 47.09 | 37.01 | 10.33 | 10.33 | 0 | 10.33 | 10.33 | 37.01 | 39.58 | 46.94 | 37.01 | 40.25 | 58.19 | 37.38 | 39.45 | 59.38 | 38.15 | 10.33 | 10.33 | 0 | 10.33 | 10.33 | 10.33 | 10.33 | 10.33 | 10.33 | 10.33 | 10.33 | 10.33 | 10.33 | 10.33 | 45.23 | 52.79 | 52.86 | 49.11 | 55.75 | 52.86 | 49.14 | 10.33 | 10.33 | 10.33 | 10.33 | 10.33 | 10.33 | 52.79 | 52.86 | 49.11 | 58.15 | 75 | 49.64 | 58.15 | 82.03 | 100.69 | 10.33 | 10.33 | 10.33
5784 | 10.33 | 0 | 0 | 10.33 | 0 | 0 | 10.33 | 0 | 0 | 10.33 | 0 | 0 | 39.38 | 46.74 | 36.81 | 39.59 | 46.89 | 36.81 | 10.33 | 0 | 0 | 10.33 | 0.01 | 36.81 | 39.38 | 46.74 | 36.81 | 39.99 | 58.19 | 37.72 | 39.19 | 59.38 | 38.49 | 10.33 | 0 | 0 | 0 | 10.33 | 0 | 0 | 10.33 | 0 | 0 | 10.33 | 0 | 0 | 10.33 | 45.23 | 52.59 | 52.67 | 48.95 | 55.34 | 52.67 | 48.95 | 0 | 10.33 | 0 | 0 | 10.33 | 0 | 52.59 | 52.67 | 48.95 | 55.89 | 81.28 | 49.78 | 55.89 | 82.93 | 100.69 | 0 | 10.33 | 0
5785 | 10.33 | 10.33 | 0 | 10.33 | 10.33 | 18.88 | 10.33 | 10.33 | 18.88 | 10.33 | 10.33 | 18.88 | 38.95 | 46.31 | 36.39 | 39.59 | 46.47 | 36.39 | 10.33 | 10.33 | 18.88 | 10.33 | 10.33 | 36.39 | 38.95 | 46.31 | 36.39 | 39.99 | 66.24 | 38.67 | 39.19 | 66.24 | 39.46 | 10.33 | 10.33 | 0 | 10.33 | 29 | 10.33 | 10.33 | 29 | 10.33 | 10.33 | 29 | 10.33 | 10.33 | 29 | 45.34 | 52.17 | 52.24 | 48.52 | 55.07 | 52.24 | 48.52 | 10.33 | 29 | 10.33 | 10.33 | 29 | 10.33 | 52.17 | 52.24 | 48.52 | 55.62 | 81.28 | 49.78 | 55.62 | 82.93 | 100.69 | 10.33 | 29 | 10.33
5786 | 18.29 | 10.34 | 10.33 | 18.29 | 10.34 | 34.43 | 18.29 | 10.34 | 34.43 | 18.29 | 10.34 | 34.43 | 38.65 | 46.01 | 36.08 | 39.36 | 46.17 | 36.09 | 18.29 | 10.34 | 34.43 | 18.29 | 43.62 | 36.08 | 38.65 | 46.01 | 36.08 | 39.99 | 66.24 | 39.44 | 39.19 | 66.24 | 40.24 | 18.29 | 10.34 | 10.33 | 29 | 48.43 | 46.17 | 29 | 48.43 | 46.17 | 29 | 48.43 | 46.17 | 29 | 48.43 | 46.17 | 51.86 | 51.94 | 48.22 | 54.82 | 51.94 | 48.22 | 29 | 48.43 | 46.17 | 29 | 51.19 | 48.22 | 51.86 | 51.94 | 48.22 | 55.62 | 81.28 | 51.25 | 55.62 | 82.93 | 100.69 | 29 | 47.7 | 29
5787 | 37.47 | 26.12 | 28.21 | 37.47 | 26.12 | 35.12 | 37.47 | 26.12 | 35.12 | 37.47 | 26.12 | 35.12 | 38.54 | 45.9 | 35.97 | 39.24 | 46.05 | 35.97 | 37.47 | 26.12 | 35.12 | 37.47 | 43.5 | 35.97 | 38.54 | 45.9 | 35.97 | 39.99 | 66.85 | 47.33 | 39.99 | 66.85 | 48.29 | 37.47 | 26.12 | 28.21 | 36.14 | 48.43 | 46.17 | 36.14 | 48.43 | 46.17 | 36.14 | 48.43 | 46.17 | 36.14 | 48.43 | 46.17 | 51.75 | 51.82 | 48.1 | 54.7 | 51.82 | 48.1 | 36.14 | 48.43 | 46.17 | 36.14 | 51.61 | 48.1 | 51.75 | 51.82 | 48.1 | 55.83 | 81.28 | 52.4 | 55.83 | 82.93 | 100.69 | 36.14 | 48.43 | 44.33
5788 | 38.65 | 39.45 | 28.21 | 38.65 | 39.45 | 36.08 | 38.65 | 39.45 | 36.08 | 38.65 | 39.45 | 36.08 | 38.65 | 46.01 | 36.08 | 39.36 | 46.16 | 36.08 | 38.65 | 39.45 | 36.08 | 38.65 | 43.61 | 36.08 | 38.65 | 46.01 | 36.08 | 40.39 | 67.57 | 47.33 | 40.39 | 67.57 | 48.29 | 38.65 | 39.45 | 28.21 | 47.17 | 51.19 | 46.17 | 47.17 | 51.19 | 46.17 | 47.17 | 51.19 | 46.17 | 47.17 | 51.19 | 46.17 | 51.86 | 51.93 | 48.21 | 54.82 | 51.93 | 48.21 | 47.17 | 51.19 | 46.17 | 47.17 | 51.61 | 48.21 | 51.86 | 51.93 | 48.21 | 55.95 | 82.23 | 62.88 | 55.95 | 83.79 | 87.23 | 47.17 | 51.19 | 45.25
5789 | 39.34 | 44.3 | 28.21 | 39.34 | 44.3 | 36.77 | 39.34 | 44.3 | 36.77 | 39.34 | 44.3 | 36.77 | 39.34 | 46.7 | 36.77 | 40.04 | 46.85 | 36.77 | 39.34 | 44.3 | 36.77 | 39.34 | 44.3 | 36.77 | 39.34 | 46.7 | 36.77 | 54.04 | 67.57 | 47.33 | 54.04 | 67.57 | 48.29 | 39.34 | 44.3 | 28.21 | 49.93 | 52.51 | 48.9 | 49.93 | 52.51 | 48.9 | 49.93 | 52.51 | 48.9 | 49.93 | 52.51 | 48.9 | 52.55 | 52.62 | 48.9 | 55.51 | 52.62 | 48.9 | 49.93 | 52.51 | 48.9 | 49.93 | 52.51 | 48.9 | 52.55 | 52.62 | 48.9 | 73.31 | 82.23 | 62.88 | 73.31 | 83.79 | 64.17 | 49.93 | 52.51 | 46.17
5790 | 40.15 | 45.12 | 28.21 | 40.15 | 45.12 | 37.58 | 40.15 | 45.12 | 37.58 | 40.15 | 45.12 | 37.58 | 40.15 | 47.51 | 37.58 | 40.86 | 47.67 | 37.58 | 40.15 | 45.12 | 37.58 | 40.15 | 45.12 | 37.58 | 40.15 | 47.51 | 37.58 | 54.45 | 67.57 | 47.33 | 54.45 | 67.57 | 46.38 | 40.15 | 45.12 | 28.21 | 50.74 | 53.33 | 49.72 | 50.74 | 53.33 | 49.72 | 50.74 | 53.33 | 49.72 | 50.74 | 53.33 | 49.72 | 53.36 | 53.44 | 49.72 | 56.32 | 53.44 | 49.72 | 50.74 | 53.33 | 49.72 | 50.74 | 53.33 | 49.72 | 53.36 | 53.44 | 49.72 | 73.42 | 82.93 | 62.88 | 73.42 | 81.28 | 64.17 | 50.74 | 53.33 | 46.17
5791 | 40.8 | 45.76 | 38.23 | 40.8 | 45.76 | 38.23 | 40.8 | 45.76 | 38.23 | 40.8 | 45.76 | 38.23 | 40.8 | 48.16 | 38.23 | 41.5 | 48.31 | 38.23 | 40.8 | 45.76 | 38.23 | 40.8 | 45.76 | 38.23 | 40.8 | 48.16 | 38.23 | 54.58 | 67.57 | 44.53 | 54.58 | 66.22 | 38.61 | 40.8 | 45.76 | 38.23 | 51.39 | 53.97 | 50.36 | 51.39 | 53.97 | 50.36 | 51.39 | 53.97 | 50.36 | 51.39 | 53.97 | 50.36 | 54.01 | 54.08 | 50.36 | 56.97 | 54.08 | 50.36 | 51.39 | 53.97 | 50.36 | 51.39 | 53.97 | 50.36 | 54.01 | 54.08 | 50.36 | 73.31 | 81.39 | 59.17 | 73.31 | 79.76 | 50.87 | 51.39 | 53.97 | 46.17
5792 | 41.05 | 46.02 | 38.48 | 41.05 | 46.02 | 38.48 | 41.05 | 46.02 | 38.48 | 41.05 | 46.02 | 38.48 | 41.05 | 48.41 | 38.48 | 41.76 | 48.56 | 38.48 | 41.05 | 46.02 | 38.48 | 41.05 | 46.02 | 38.48 | 41.05 | 48.41 | 38.48 | 54.04 | 64.06 | 44.53 | 52.96 | 46.49 | 38.87 | 41.05 | 46.02 | 38.48 | 51.64 | 54.23 | 49.32 | 51.64 | 54.23 | 49.32 | 51.64 | 54.23 | 49.32 | 51.64 | 54.23 | 49.32 | 54.26 | 54.34 | 50.62 | 57.22 | 54.34 | 50.62 | 51.64 | 54.23 | 49.32 | 51.64 | 54.23 | 50.62 | 54.26 | 54.34 | 50.62 | 73.31 | 66.9 | 50.83 | 73.31 | 61.84 | 49.82 | 51.64 | 54.23 | 46.17
5793 | 41.15 | 46.12 | 35.12 | 41.15 | 46.12 | 35.12 | 41.15 | 46.12 | 35.12 | 41.15 | 46.12 | 35.12 | 41.15 | 48.51 | 37.11 | 41.86 | 48.67 | 37.11 | 41.15 | 46.12 | 35.12 | 41.15 | 46.12 | 38.59 | 41.15 | 48.51 | 37.11 | 53.86 | 50.64 | 36.2 | 52.78 | 46.59 | 35.47 | 41.15 | 46.12 | 35.12 | 51.74 | 53.82 | 46.17 | 51.74 | 53.82 | 46.17 | 51.74 | 53.82 | 46.17 | 51.74 | 53.82 | 46.17 | 54.37 | 54.44 | 47.64 | 57.32 | 54.44 | 47.64 | 51.74 | 53.82 | 46.17 | 51.74 | 54.33 | 50.72 | 54.37 | 54.44 | 47.64 | 69.78 | 55 | 47.16 | 68.38 | 53.9 | 46.22 | 51.74 | 53.82 | 46.17
5794 | 41.26 | 46.22 | 33.06 | 41.26 | 46.22 | 33.21 | 41.26 | 46.22 | 33.21 | 41.26 | 46.22 | 33.21 | 41.26 | 47.65 | 34.24 | 41.26 | 47.65 | 34.24 | 41.26 | 46.22 | 33.21 | 41.26 | 46.22 | 38.69 | 41.26 | 47.65 | 34.24 | 40.84 | 47.18 | 33.9 | 41.21 | 46.69 | 33.55 | 41.26 | 46.22 | 33.06 | 51.85 | 48.14 | 44.84 | 51.85 | 48.14 | 44.84 | 51.85 | 48.14 | 44.84 | 51.85 | 48.14 | 44.84 | 54.47 | 48.33 | 45.75 | 54.48 | 48.33 | 45.75 | 51.85 | 48.14 | 44.84 | 51.85 | 54.43 | 50.82 | 54.47 | 48.33 | 45.75 | 53.94 | 47.66 | 45.29 | 52.86 | 47.66 | 44.8 | 51.85 | 48.14 | 44.84
5795 | 41.29 | 41.8 | 32.55 | 41.29 | 41.8 | 32.55 | 41.29 | 41.8 | 32.55 | 41.29 | 41.8 | 32.55 | 41.29 | 42.65 | 33.55 | 41.29 | 42.65 | 33.55 | 41.29 | 41.8 | 32.55 | 41.29 | 46.26 | 38.73 | 41.29 | 42.65 | 33.55 | 40.8 | 42.22 | 33.55 | 40.88 | 41.38 | 32.88 | 41.29 | 41.8 | 32.55 | 51.88 | 46.87 | 44.35 | 51.88 | 46.87 | 44.35 | 51.88 | 46.87 | 44.35 | 51.88 | 46.87 | 44.35 | 54.48 | 46.87 | 45.25 | 54.48 | 46.87 | 45.25 | 51.88 | 46.87 | 44.35 | 51.88 | 54.47 | 50.86 | 54.48 | 46.87 | 45.25 | 53.92 | 46.4 | 44.8 | 52.84 | 46.4 | 44.8 | 51.88 | 46.87 | 44.35
5796 | 41.09 | 41.8 | 33.06 | 41.09 | 41.8 | 33.06 | 41.09 | 41.8 | 33.06 | 41.09 | 41.8 | 33.06 | 41.09 | 41.8 | 33.4 | 41.09 | 41.8 | 33.4 | 41.09 | 41.8 | 33.06 | 41.09 | 46.06 | 38.53 | 41.09 | 41.8 | 33.4 | 40.66 | 41.38 | 33.4 | 40.68 | 41.38 | 33.22 | 41.09 | 41.8 | 33.06 | 51.68 | 46.87 | 44.35 | 51.68 | 46.87 | 44.35 | 51.68 | 46.87 | 44.35 | 51.68 | 46.87 | 44.35 | 53.95 | 46.87 | 44.38 | 53.95 | 46.87 | 44.38 | 51.68 | 46.87 | 44.35 | 51.68 | 54.27 | 50.66 | 53.95 | 46.87 | 44.38 | 53.4 | 46.4 | 44.8 | 52.33 | 46.4 | 44.8 | 51.68 | 46.87 | 44.35
5797 | 41.07 | 41.8 | 33.06 | 41.07 | 41.8 | 33.06 | 41.07 | 41.8 | 33.06 | 41.07 | 41.8 | 33.06 | 41.07 | 41.8 | 33.4 | 41.07 | 41.8 | 33.4 | 41.07 | 41.8 | 33.06 | 41.07 | 46.03 | 38.5 | 41.07 | 41.8 | 33.4 | 40.66 | 41.38 | 33.4 | 40.66 | 41.8 | 33.4 | 41.07 | 41.8 | 33.06 | 51.66 | 46.87 | 44.39 | 51.66 | 46.87 | 44.39 | 51.66 | 46.87 | 44.39 | 51.66 | 46.87 | 44.39 | 52.86 | 46.87 | 44.39 | 52.86 | 46.87 | 44.39 | 51.66 | 46.87 | 44.39 | 51.66 | 54.24 | 50.63 | 52.86 | 46.87 | 44.39 | 52.33 | 46.4 | 44.8 | 52.33 | 47.34 | 44.8 | 51.66 | 46.87 | 44.39
5798 | 40.99 | 41.8 | 33.56 | 40.99 | 41.8 | 33.56 | 40.99 | 41.8 | 33.56 | 40.99 | 41.8 | 33.56 | 40.99 | 41.8 | 33.56 | 40.99 | 41.8 | 33.56 | 40.99 | 41.8 | 33.56 | 40.99 | 45.96 | 38.42 | 40.99 | 41.8 | 33.56 | 40.58 | 41.38 | 33.9 | 40.8 | 42.22 | 33.9 | 40.99 | 41.8 | 33.56 | 51.58 | 48.14 | 46.17 | 51.58 | 48.14 | 46.17 | 51.58 | 48.14 | 46.17 | 51.58 | 48.14 | 46.17 | 53.38 | 48.14 | 46.21 | 53.38 | 48.14 | 46.21 | 51.58 | 48.14 | 46.17 | 51.58 | 54.17 | 50.56 | 53.38 | 48.14 | 46.21 | 52.85 | 47.66 | 45.75 | 52.85 | 48.62 | 46.63 | 51.58 | 48.14 | 46.17
5799 | 40.82 | 45.79 | 32.08 | 40.82 | 45.79 | 34.79 | 40.82 | 45.79 | 34.79 | 40.82 | 45.79 | 34.79 | 40.82 | 48.18 | 34.79 | 40.82 | 48.18 | 34.79 | 40.82 | 45.79 | 34.79 | 40.82 | 45.79 | 38.26 | 40.82 | 48.18 | 34.79 | 40.42 | 48.53 | 35.14 | 41.24 | 47.56 | 35.14 | 40.82 | 45.79 | 32.08 | 51.41 | 49.31 | 46.17 | 51.41 | 49.31 | 46.17 | 51.41 | 49.31 | 46.17 | 51.41 | 49.31 | 46.17 | 54.04 | 49.31 | 46.68 | 54.04 | 49.31 | 46.68 | 51.41 | 49.31 | 46.17 | 51.41 | 54 | 50.39 | 54.04 | 49.31 | 46.68 | 53.94 | 49.13 | 46.63 | 53.94 | 50.13 | 46.63 | 51.41 | 49.31 | 46.17
5800 | 40.74 | 45.71 | 37.41 | 40.74 | 45.71 | 38.17 | 40.74 | 45.71 | 38.17 | 40.74 | 45.71 | 38.17 | 40.74 | 48.1 | 38.17 | 41.45 | 48.25 | 38.17 | 40.74 | 45.71 | 38.17 | 40.74 | 45.71 | 38.17 | 40.74 | 48.1 | 38.17 | 43.7 | 55.35 | 38.24 | 43.7 | 54.24 | 38.56 | 40.74 | 45.71 | 37.41 | 51.33 | 53.92 | 49.52 | 51.33 | 53.92 | 49.52 | 51.33 | 53.92 | 49.52 | 51.33 | 53.92 | 49.52 | 53.95 | 54.02 | 49.52 | 56.91 | 54.02 | 49.52 | 51.33 | 53.92 | 49.52 | 51.33 | 53.92 | 50.3 | 53.95 | 54.02 | 49.52 | 61.08 | 54.57 | 49.36 | 61.08 | 59.83 | 50.37 | 51.33 | 53.92 | 49.52
5801 | 40.77 | 45.73 | 38.2 | 40.77 | 45.73 | 38.2 | 40.77 | 45.73 | 38.2 | 40.77 | 45.73 | 38.2 | 40.77 | 48.13 | 38.2 | 41.47 | 48.28 | 38.2 | 40.77 | 45.73 | 38.2 | 40.77 | 45.73 | 38.2 | 40.77 | 48.13 | 38.2 | 54.04 | 66.85 | 41.76 | 54.04 | 67.52 | 42.61 | 40.77 | 45.73 | 38.2 | 51.35 | 53.94 | 50.33 | 51.35 | 53.94 | 50.33 | 51.35 | 53.94 | 50.33 | 51.35 | 53.94 | 50.33 | 53.98 | 54.05 | 50.33 | 56.93 | 54.05 | 50.33 | 51.35 | 53.94 | 50.33 | 51.35 | 53.94 | 50.33 | 53.98 | 54.05 | 50.33 | 72.89 | 73.42 | 50.84 | 72.89 | 82.23 | 96.04 | 51.35 | 53.94 | 50.33
5802 | 40.71 | 45.67 | 38.14 | 40.71 | 45.67 | 38.14 | 40.71 | 45.67 | 38.14 | 40.71 | 45.67 | 38.14 | 40.71 | 48.07 | 38.14 | 41.42 | 48.22 | 38.14 | 40.71 | 45.67 | 38.14 | 40.71 | 45.67 | 38.14 | 40.71 | 48.07 | 38.14 | 54.6 | 75.43 | 41.76 | 54.6 | 76.59 | 72.28 | 40.71 | 45.67 | 38.14 | 51.3 | 53.89 | 50.27 | 51.3 | 53.89 | 50.27 | 51.3 | 53.89 | 50.27 | 51.3 | 53.89 | 50.27 | 53.92 | 53.99 | 50.27 | 56.88 | 53.99 | 50.27 | 51.3 | 53.89 | 50.27 | 51.3 | 53.89 | 50.27 | 53.92 | 53.99 | 50.27 | 73.32 | 84.81 | 52.4 | 73.32 | 87.44 | 104.49 | 51.3 | 53.89 | 50.27
5803 | 40.67 | 45.64 | 33.06 | 40.67 | 45.64 | 38.1 | 40.67 | 45.64 | 38.1 | 40.67 | 45.64 | 38.1 | 40.67 | 48.03 | 38.1 | 41.38 | 48.18 | 38.1 | 40.67 | 45.64 | 38.1 | 40.67 | 45.64 | 38.1 | 40.67 | 48.03 | 38.1 | 55.28 | 76.3 | 40.92 | 55.28 | 77.86 | 41.76 | 40.67 | 45.64 | 33.06 | 51.26 | 53.85 | 50.24 | 51.26 | 53.85 | 50.24 | 51.26 | 53.85 | 50.24 | 51.26 | 53.85 | 50.24 | 53.88 | 53.95 | 50.24 | 56.84 | 53.95 | 50.24 | 51.26 | 53.85 | 50.24 | 51.26 | 53.85 | 50.24 | 53.88 | 53.95 | 50.24 | 84.65 | 100.82 | 50.74 | 84.65 | 102.88 | 104.49 | 51.26 | 53.85 | 50.24
5804 | 40.74 | 45.7 | 27.65 | 40.74 | 45.7 | 38.17 | 40.74 | 45.7 | 38.17 | 40.74 | 45.7 | 38.17 | 40.74 | 48.1 | 38.17 | 41.44 | 48.25 | 38.17 | 40.74 | 45.7 | 38.17 | 40.74 | 45.7 | 38.17 | 40.74 | 48.1 | 38.17 | 55.27 | 75.43 | 38.55 | 54.17 | 76.97 | 39.34 | 40.74 | 45.7 | 27.65 | 51.33 | 53.91 | 50.3 | 51.33 | 53.91 | 50.3 | 51.33 | 53.91 | 50.3 | 51.33 | 53.91 | 50.3 | 53.95 | 54.02 | 50.3 | 56.91 | 54.02 | 50.3 | 51.33 | 53.91 | 50.3 | 51.33 | 53.91 | 50.3 | 53.95 | 54.02 | 50.3 | 73.55 | 100.82 | 50.81 | 73.55 | 102.88 | 51.85 | 51.33 | 53.91 | 50.3
5805 | 39.88 | 26.12 | 10.33 | 40.69 | 45.65 | 38.12 | 40.69 | 45.65 | 38.12 | 40.69 | 45.65 | 38.12 | 40.69 | 48.05 | 38.12 | 41.39 | 48.2 | 38.12 | 40.69 | 45.65 | 38.12 | 40.69 | 45.65 | 38.12 | 40.69 | 48.05 | 38.12 | 54.04 | 65.43 | 38.5 | 52.96 | 64.12 | 38.5 | 39.88 | 26.12 | 10.33 | 51.28 | 51.19 | 46.17 | 51.28 | 53.82 | 49.28 | 51.28 | 53.82 | 49.28 | 51.28 | 53.82 | 49.28 | 53.9 | 53.97 | 50.25 | 56.86 | 53.97 | 50.25 | 51.28 | 53.82 | 49.28 | 51.28 | 53.86 | 50.25 | 53.9 | 53.97 | 50.25 | 72.89 | 91.42 | 49.78 | 71.43 | 89.59 | 49.78 | 51.28 | 51.19 | 46.17
5806 | 40.4 | 29 | 28.21 | 40.4 | 45.36 | 35.39 | 40.4 | 45.36 | 35.39 | 40.4 | 45.36 | 35.39 | 40.4 | 47.76 | 37.83 | 41.1 | 47.91 | 37.83 | 40.4 | 45.36 | 35.39 | 40.4 | 45.36 | 37.83 | 40.4 | 47.76 | 37.83 | 52.24 | 58.15 | 35.75 | 51.2 | 47.56 | 35.75 | 40.4 | 29 | 28.21 | 36.14 | 51.19 | 46.79 | 36.14 | 51.19 | 46.79 | 36.14 | 51.19 | 46.79 | 36.14 | 51.19 | 46.79 | 53.61 | 53.68 | 49.96 | 56.57 | 53.68 | 49.96 | 50.99 | 51.19 | 46.79 | 50.99 | 53.57 | 49.96 | 53.61 | 53.68 | 49.96 | 72.39 | 65.54 | 49.11 | 70.95 | 64.23 | 48.13 | 36.14 | 51.19 | 46.79
5807 | 39.46 | 44.38 | 32.38 | 39.46 | 44.38 | 35.12 | 39.46 | 44.38 | 35.12 | 39.46 | 44.38 | 35.12 | 39.7 | 47.06 | 37.14 | 40.41 | 47.21 | 37.14 | 39.7 | 44.38 | 35.12 | 39.7 | 44.67 | 37.14 | 39.7 | 47.06 | 37.14 | 40.82 | 47.06 | 35.49 | 40 | 44.95 | 35.47 | 39.46 | 44.38 | 32.38 | 36.14 | 50.17 | 46.17 | 36.14 | 50.17 | 46.17 | 36.14 | 50.17 | 46.17 | 36.14 | 50.17 | 46.17 | 52.92 | 52.88 | 49.27 | 55.87 | 52.99 | 49.27 | 50.29 | 50.17 | 46.17 | 50.29 | 52.88 | 49.27 | 52.92 | 52.88 | 49.27 | 60.05 | 52.46 | 46.63 | 58.85 | 52.46 | 46.63 | 36.14 | 50.17 | 46.17
5808 | 38.4 | 44.49 | 35.14 | 38.4 | 44.49 | 35.14 | 38.4 | 44.49 | 35.14 | 38.4 | 44.49 | 35.14 | 39.52 | 46.85 | 36.95 | 39.58 | 47.03 | 36.95 | 39.52 | 44.49 | 35.14 | 39.52 | 44.49 | 36.95 | 39.52 | 46.85 | 36.95 | 39.58 | 46.85 | 35.49 | 38.79 | 45.91 | 35.49 | 38.4 | 44.49 | 35.14 | 36.14 | 51.61 | 46.69 | 36.14 | 51.61 | 46.69 | 36.14 | 51.61 | 46.69 | 36.14 | 51.61 | 46.69 | 52.73 | 52.25 | 48.78 | 55.34 | 52.81 | 48.78 | 50.11 | 51.61 | 46.69 | 50.11 | 52.7 | 49.09 | 52.73 | 52.25 | 48.78 | 55.34 | 52.28 | 47.16 | 54.23 | 52.28 | 47.16 | 36.14 | 51.61 | 46.69
5809 | 38.36 | 44.2 | 35.14 | 38.36 | 44.2 | 35.14 | 38.36 | 44.2 | 35.14 | 38.36 | 44.2 | 35.14 | 39.24 | 46.6 | 36.67 | 39.55 | 46.75 | 36.67 | 38.36 | 44.2 | 35.14 | 38.36 | 44.2 | 36.67 | 39.24 | 46.6 | 36.67 | 39.55 | 46.85 | 35.49 | 38.76 | 45.91 | 35.49 | 38.36 | 44.2 | 35.14 | 36.14 | 51.61 | 46.69 | 36.14 | 51.61 | 46.69 | 36.14 | 51.61 | 46.69 | 36.14 | 51.61 | 46.69 | 52.45 | 52.25 | 48.78 | 54.23 | 52.52 | 48.78 | 49.83 | 51.61 | 46.69 | 49.83 | 52.41 | 48.8 | 52.45 | 52.25 | 48.78 | 54.23 | 52.25 | 47.16 | 53.15 | 52.25 | 47.16 | 36.14 | 51.61 | 46.69
5810 | 38.23 | 44.02 | 34.44 | 38.23 | 44.02 | 34.44 | 38.23 | 44.02 | 34.44 | 38.23 | 44.02 | 34.44 | 39.06 | 46.42 | 35.85 | 39.16 | 46.57 | 35.85 | 39.06 | 44.02 | 34.44 | 39.06 | 44.02 | 36.49 | 39.06 | 46.42 | 35.85 | 39.55 | 46.85 | 35.49 | 38.76 | 45.91 | 34.78 | 38.23 | 44.02 | 34.44 | 36.14 | 51.19 | 46.17 | 36.14 | 51.19 | 46.17 | 36.14 | 51.19 | 46.17 | 36.14 | 51.19 | 46.17 | 52.27 | 52.25 | 48.62 | 53.94 | 52.34 | 48.62 | 49.65 | 51.61 | 46.17 | 49.65 | 52.24 | 48.62 | 52.27 | 52.25 | 48.62 | 53.94 | 51.82 | 46.63 | 52.86 | 51.82 | 46.63 | 36.14 | 51.19 | 46.17
5811 | 38.36 | 43.93 | 35.12 | 38.36 | 43.93 | 35.12 | 38.36 | 43.93 | 35.12 | 38.36 | 43.93 | 35.12 | 38.96 | 46.32 | 35.49 | 39.55 | 46.47 | 35.85 | 38.96 | 43.93 | 35.12 | 38.96 | 43.93 | 36.39 | 38.96 | 46.32 | 35.49 | 39.55 | 46.85 | 35.49 | 38.76 | 45.91 | 35.47 | 38.36 | 43.93 | 35.12 | 47.73 | 51.33 | 46.17 | 47.73 | 51.33 | 46.17 | 47.73 | 51.33 | 46.17 | 47.73 | 51.33 | 46.17 | 52.17 | 52.25 | 47.16 | 53.94 | 52.25 | 47.16 | 49.55 | 51.61 | 46.17 | 49.55 | 52.14 | 48.53 | 52.17 | 52.25 | 47.16 | 53.94 | 51.85 | 46.63 | 53.94 | 51.85 | 46.63 | 47.73 | 51.33 | 46.17
5812 | 39.1 | 44.07 | 36.53 | 39.1 | 44.07 | 36.53 | 39.1 | 44.07 | 36.53 | 39.1 | 44.07 | 36.53 | 39.1 | 46.46 | 36.53 | 39.58 | 46.61 | 36.53 | 39.1 | 44.07 | 36.53 | 39.1 | 44.07 | 36.53 | 39.1 | 46.46 | 36.53 | 39.58 | 46.85 | 36.16 | 39.58 | 45.92 | 36.9 | 39.1 | 44.07 | 36.53 | 49.69 | 52.28 | 48.66 | 49.69 | 52.28 | 48.66 | 49.69 | 52.28 | 48.66 | 49.69 | 52.28 | 48.66 | 52.31 | 52.28 | 48.66 | 54.23 | 52.38 | 48.66 | 49.69 | 52.28 | 48.66 | 49.69 | 52.28 | 48.66 | 52.31 | 52.28 | 48.66 | 54.78 | 52.25 | 48.17 | 54.78 | 53.31 | 49.16 | 49.69 | 52.28 | 48.66
5813 | 39.47 | 44.43 | 36.9 | 39.47 | 44.43 | 36.9 | 39.47 | 44.43 | 36.9 | 39.47 | 44.43 | 36.9 | 39.47 | 46.83 | 36.9 | 40.17 | 46.98 | 36.9 | 39.47 | 44.43 | 36.9 | 39.47 | 44.43 | 36.9 | 39.47 | 46.83 | 36.9 | 43.72 | 47.45 | 36.53 | 43.72 | 48.42 | 37.28 | 39.47 | 44.43 | 36.9 | 50.06 | 52.65 | 49.03 | 50.06 | 52.65 | 49.03 | 50.06 | 52.65 | 49.03 | 50.06 | 52.65 | 49.03 | 52.68 | 52.65 | 49.03 | 55.64 | 52.75 | 49.03 | 50.06 | 52.65 | 49.03 | 50.06 | 52.65 | 49.03 | 52.68 | 52.65 | 49.03 | 69.78 | 53.18 | 48.54 | 70.48 | 81.39 | 49.53 | 50.06 | 52.65 | 49.03
5814 | 40.26 | 45.23 | 37.7 | 40.26 | 45.23 | 37.7 | 40.26 | 45.23 | 37.7 | 40.26 | 45.23 | 37.7 | 40.26 | 47.62 | 37.7 | 40.97 | 47.78 | 37.7 | 40.26 | 45.23 | 37.7 | 40.26 | 45.23 | 37.7 | 40.26 | 47.62 | 37.7 | 53.45 | 51.21 | 37.38 | 53.45 | 52.26 | 38.15 | 40.26 | 45.23 | 37.7 | 50.85 | 53.44 | 49.83 | 50.85 | 53.44 | 49.83 | 50.85 | 53.44 | 49.83 | 50.85 | 53.44 | 49.83 | 53.48 | 53.55 | 49.83 | 56.43 | 53.55 | 49.83 | 50.85 | 53.44 | 49.83 | 50.85 | 53.44 | 49.83 | 53.48 | 53.55 | 49.83 | 72.89 | 53.98 | 49.33 | 73.62 | 81.39 | 50.34 | 50.85 | 53.44 | 49.83
5815 | 40.96 | 45.93 | 38.4 | 40.96 | 45.93 | 38.4 | 40.96 | 45.93 | 38.4 | 40.96 | 45.93 | 38.4 | 40.96 | 48.32 | 38.4 | 41.67 | 48.48 | 38.4 | 40.96 | 45.93 | 38.4 | 40.96 | 45.93 | 38.4 | 40.96 | 48.32 | 38.4 | 53.45 | 55.12 | 38.01 | 53.45 | 54.01 | 38.78 | 40.96 | 45.93 | 38.4 | 51.55 | 54.14 | 50.53 | 51.55 | 54.14 | 50.53 | 51.55 | 54.14 | 50.53 | 51.55 | 54.14 | 50.53 | 54.18 | 54.25 | 50.53 | 57.13 | 54.25 | 50.53 | 51.55 | 54.14 | 50.53 | 51.55 | 54.14 | 50.53 | 54.18 | 54.25 | 50.53 | 72.89 | 54.59 | 49.78 | 72.89 | 55.7 | 51.04 | 51.55 | 54.14 | 50.53
5816 | 41.35 | 46.32 | 37.33 | 41.35 | 46.32 | 37.33 | 42.06 | 46.32 | 37.33 | 42.06 | 46.32 | 37.33 | 42.06 | 48.71 | 37.33 | 42.06 | 48.72 | 37.33 | 41.35 | 46.32 | 38.78 | 41.35 | 46.32 | 38.78 | 42.06 | 48.71 | 37.33 | 52.08 | 48.71 | 35.85 | 51.04 | 46.78 | 36.58 | 45.72 | 46.32 | 38.78 | 51.94 | 54.53 | 47.16 | 51.94 | 54.53 | 47.16 | 51.94 | 54.53 | 47.16 | 51.94 | 54.53 | 47.16 | 54.56 | 54.53 | 47.16 | 57.52 | 54.53 | 47.16 | 51.94 | 54.53 | 50.91 | 51.94 | 54.53 | 50.91 | 54.56 | 54.53 | 47.16 | 67.6 | 53.98 | 45.76 | 66.92 | 55.08 | 46.69 | 51.94 | 54.53 | 50.92
5817 | 41.44 | 46.4 | 35.84 | 41.44 | 46.4 | 35.84 | 41.44 | 46.4 | 35.84 | 41.44 | 46.4 | 35.84 | 41.44 | 47.09 | 35.84 | 42.14 | 47.09 | 35.84 | 41.44 | 46.4 | 38.87 | 41.44 | 46.4 | 38.87 | 41.44 | 47.09 | 35.84 | 41.72 | 45.98 | 34.42 | 41.72 | 45.98 | 35.12 | 41.44 | 46.4 | 35.84 | 52.03 | 50.65 | 47.16 | 52.03 | 50.65 | 47.16 | 52.03 | 50.65 | 47.16 | 52.03 | 50.65 | 47.16 | 54.65 | 50.65 | 47.16 | 57.61 | 50.65 | 47.16 | 52.03 | 54.61 | 51 | 52.03 | 54.61 | 51 | 54.65 | 50.65 | 47.16 | 57.59 | 47.66 | 44.8 | 56.45 | 48.63 | 45.75 | 52.03 | 50.65 | 47.16
5818 | 41.48 | 37.67 | 34.09 | 41.48 | 37.67 | 34.09 | 41.48 | 37.67 | 34.09 | 41.48 | 37.67 | 34.09 | 41.48 | 32.08 | 34.09 | 41.48 | 32.08 | 34.09 | 41.48 | 46.45 | 38.92 | 41.48 | 46.45 | 38.92 | 41.48 | 32.08 | 34.09 | 40.11 | 30.18 | 0 | 41.07 | 30.8 | 0 | 41.48 | 37.67 | 34.09 | 52.07 | 46.87 | 44.38 | 52.07 | 46.87 | 44.38 | 52.07 | 46.87 | 44.38 | 52.07 | 46.87 | 37 | 54.69 | 43.74 | 44.38 | 54.69 | 43.74 | 44.38 | 52.07 | 54.66 | 51.05 | 52.07 | 54.66 | 51.05 | 54.69 | 43.74 | 44.38 | 53.94 | 40.34 | 0 | 52.86 | 46.4 | 0 | 52.07 | 46.87 | 46.17
5819 | 41.41 | 25.94 | 34.09 | 41.41 | 25.94 | 34.09 | 41.41 | 25.94 | 34.09 | 41.41 | 25.94 | 34.09 | 41.41 | 25.94 | 34.09 | 41.41 | 25.94 | 34.09 | 41.41 | 46.37 | 38.84 | 41.41 | 46.37 | 38.84 | 41.41 | 25.94 | 34.09 | 39.98 | 24.4 | 0 | 40.99 | 24.4 | 0 | 41.41 | 25.94 | 34.09 | 52 | 42.44 | 44.38 | 52 | 42.44 | 44.38 | 52 | 42.44 | 44.38 | 52 | 42.44 | 0 | 54.5 | 42.44 | 44.38 | 54.5 | 42.44 | 44.38 | 52 | 54.58 | 50.97 | 52 | 54.58 | 50.97 | 54.5 | 42.44 | 44.38 | 53.4 | 0 | 0 | 52.52 | 0 | 0 | 52 | 42.44 | 44.38
5820 | 41.24 | 25.94 | 33.4 | 41.24 | 25.94 | 33.4 | 41.24 | 25.94 | 33.4 | 41.24 | 25.94 | 33.4 | 41.24 | 25.94 | 33.4 | 41.24 | 25.94 | 33.4 | 41.24 | 46.21 | 38.68 | 41.24 | 46.21 | 38.68 | 41.24 | 25.94 | 33.4 | 39.98 | 24.4 | 0 | 40.8 | 23.92 | 0 | 41.24 | 25.94 | 33.4 | 51.83 | 42.44 | 29 | 51.83 | 42.44 | 29 | 51.83 | 42.44 | 29 | 51.83 | 42.44 | 26.74 | 54.46 | 42.44 | 29 | 54.46 | 42.44 | 29 | 51.83 | 54.42 | 50.81 | 51.83 | 54.42 | 50.81 | 54.46 | 42.44 | 44.38 | 52.86 | 0 | 0 | 52.36 | 0 | 0 | 51.83 | 42.44 | 29
5821 | 41.01 | 25.94 | 33.4 | 41.01 | 25.94 | 33.4 | 41.01 | 25.94 | 33.4 | 41.01 | 25.94 | 33.4 | 41.01 | 25.94 | 33.4 | 41.01 | 25.94 | 33.4 | 41.01 | 45.97 | 38.44 | 41.01 | 45.97 | 38.44 | 41.01 | 25.94 | 33.4 | 39.98 | 24.4 | 0 | 40.6 | 24.16 | 0 | 41.01 | 25.94 | 33.4 | 51.6 | 43.67 | 44.35 | 51.6 | 43.67 | 44.35 | 51.6 | 43.67 | 44.35 | 51.6 | 43.67 | 42.58 | 54.22 | 42.44 | 44.35 | 54.22 | 42.44 | 44.35 | 51.6 | 54.19 | 50.57 | 51.6 | 54.19 | 50.57 | 54.22 | 42.44 | 44.38 | 52.86 | 0 | 0 | 52.12 | 0 | 0 | 51.6 | 43.67 | 44.35
5822 | 40.77 | 25.95 | 33.4 | 40.77 | 25.95 | 33.4 | 40.77 | 25.95 | 33.4 | 40.77 | 25.95 | 33.4 | 40.77 | 25.95 | 33.4 | 40.77 | 25.95 | 33.4 | 40.77 | 45.73 | 38.2 | 40.77 | 45.73 | 38.2 | 40.77 | 25.95 | 33.4 | 39.98 | 24.42 | 0 | 40.36 | 24.91 | 0 | 40.77 | 25.95 | 33.4 | 51.36 | 48.43 | 46.17 | 51.36 | 48.43 | 46.17 | 51.36 | 48.43 | 46.17 | 51.36 | 48.43 | 46.17 | 53.98 | 48.43 | 46.17 | 53.98 | 48.43 | 46.17 | 51.36 | 53.95 | 50.33 | 51.36 | 53.95 | 50.33 | 53.98 | 48.43 | 46.17 | 52.86 | 41.16 | 44.33 | 51.88 | 47.66 | 44.8 | 51.36 | 48.43 | 46.17
5823 | 40.52 | 45.49 | 35.49 | 40.52 | 45.49 | 35.49 | 40.52 | 45.49 | 35.49 | 40.52 | 45.49 | 35.49 | 40.52 | 45.85 | 35.49 | 40.52 | 45.85 | 35.49 | 40.52 | 45.49 | 37.95 | 40.52 | 45.49 | 37.95 | 40.52 | 45.85 | 35.49 | 40.11 | 44.47 | 34.09 | 40.11 | 45.03 | 34.43 | 40.52 | 45.49 | 35.49 | 51.11 | 52.08 | 47.16 | 51.11 | 52.08 | 47.16 | 51.11 | 52.08 | 47.16 | 51.11 | 52.08 | 47.16 | 53.73 | 52.08 | 47.16 | 53.73 | 52.08 | 47.16 | 51.11 | 53.7 | 50.09 | 51.11 | 53.7 | 50.09 | 53.73 | 52.08 | 47.16 | 53.19 | 47.66 | 44.8 | 53.03 | 51.03 | 45.72 | 51.11 | 52.08 | 47.16
5824 | 40.4 | 45.37 | 37.83 | 40.4 | 45.37 | 37.83 | 40.4 | 45.37 | 37.83 | 40.4 | 45.37 | 37.83 | 40.4 | 47.76 | 37.83 | 41.11 | 47.91 | 37.83 | 40.4 | 45.37 | 37.83 | 40.4 | 45.37 | 37.83 | 40.4 | 47.76 | 37.83 | 41.55 | 47.43 | 34.58 | 42.4 | 45.83 | 37.46 | 40.4 | 45.37 | 37.83 | 50.99 | 53.58 | 49.61 | 50.99 | 53.58 | 49.61 | 50.99 | 53.58 | 49.61 | 50.99 | 53.58 | 49.61 | 53.61 | 53.58 | 49.61 | 56.57 | 53.58 | 49.61 | 50.99 | 53.58 | 49.97 | 50.99 | 53.58 | 49.97 | 53.61 | 53.58 | 49.61 | 59.13 | 51.61 | 44.8 | 60.34 | 54.12 | 47.64 | 50.99 | 53.58 | 49.61
5825 | 40.43 | 45.4 | 37.86 | 40.43 | 45.4 | 37.86 | 40.43 | 45.4 | 37.86 | 40.43 | 45.4 | 37.86 | 40.43 | 47.79 | 37.86 | 41.14 | 47.94 | 37.86 | 40.43 | 45.4 | 37.86 | 40.43 | 45.4 | 37.86 | 40.43 | 47.79 | 37.86 | 50.99 | 47.46 | 37.11 | 52.03 | 45.86 | 37.48 | 40.43 | 45.4 | 37.86 | 51.02 | 53.61 | 49.99 | 51.02 | 53.61 | 49.99 | 51.02 | 53.61 | 49.99 | 51.02 | 53.61 | 49.99 | 53.64 | 53.71 | 49.99 | 56.6 | 53.71 | 49.99 | 51.02 | 53.61 | 49.99 | 51.02 | 53.61 | 49.99 | 53.64 | 53.71 | 49.99 | 69.78 | 53.17 | 44.8 | 70.48 | 54.15 | 49.49 | 51.02 | 53.61 | 49.99
5826 | 40.44 | 45.41 | 37.88 | 40.44 | 45.41 | 37.88 | 40.44 | 45.41 | 37.88 | 40.44 | 45.41 | 37.88 | 40.44 | 47.8 | 37.88 | 41.15 | 47.96 | 37.88 | 40.44 | 45.41 | 37.88 | 40.44 | 45.41 | 37.88 | 40.44 | 47.8 | 37.88 | 53.86 | 48.44 | 37.5 | 53.86 | 45.87 | 38.26 | 40.44 | 45.41 | 37.88 | 51.03 | 53.62 | 50.01 | 51.03 | 53.62 | 50.01 | 51.03 | 53.62 | 50.01 | 51.03 | 53.62 | 50.01 | 53.66 | 53.73 | 50.01 | 56.61 | 53.73 | 50.01 | 51.03 | 53.62 | 50.01 | 51.03 | 53.62 | 50.01 | 53.66 | 53.73 | 50.01 | 72.89 | 53.19 | 49.31 | 72.89 | 54.16 | 49.51 | 51.03 | 53.62 | 50.01
5827 | 40.39 | 45.35 | 37.82 | 40.39 | 45.35 | 37.82 | 40.39 | 45.35 | 37.82 | 40.39 | 45.35 | 37.82 | 40.39 | 47.75 | 37.82 | 41.09 | 47.9 | 37.82 | 40.39 | 45.35 | 37.82 | 40.39 | 45.35 | 37.82 | 40.39 | 47.75 | 37.82 | 53.86 | 48.38 | 37.99 | 53.86 | 45.81 | 38.2 | 40.39 | 45.35 | 37.82 | 50.98 | 53.56 | 49.95 | 50.98 | 53.56 | 49.95 | 50.98 | 53.56 | 49.95 | 50.98 | 53.56 | 49.95 | 53.6 | 53.67 | 49.95 | 56.56 | 53.67 | 49.95 | 50.98 | 53.56 | 49.95 | 50.98 | 53.56 | 49.95 | 53.6 | 53.67 | 49.95 | 72.89 | 54.11 | 49.45 | 72.89 | 54.11 | 49.45 | 50.98 | 53.56 | 49.95
5828 | 40.46 | 45.43 | 37.89 | 40.46 | 45.43 | 37.89 | 40.46 | 45.43 | 37.89 | 40.46 | 45.43 | 37.89 | 40.46 | 47.82 | 37.89 | 41.17 | 47.97 | 37.89 | 40.46 | 45.43 | 37.89 | 40.46 | 45.43 | 37.89 | 40.46 | 47.82 | 37.89 | 53.32 | 48.46 | 37.99 | 52.25 | 45.89 | 38.27 | 40.46 | 45.43 | 37.89 | 51.05 | 53.64 | 50.03 | 51.05 | 53.64 | 50.03 | 51.05 | 53.64 | 50.03 | 51.05 | 53.64 | 50.03 | 53.67 | 53.74 | 50.03 | 56.63 | 53.74 | 50.03 | 51.05 | 53.64 | 50.03 | 51.05 | 53.64 | 50.03 | 53.67 | 53.74 | 50.03 | 72.39 | 54.29 | 49.52 | 72.39 | 54.18 | 49.52 | 51.05 | 53.64 | 50.03
5829 | 40.43 | 45.4 | 37.87 | 40.43 | 45.4 | 37.87 | 40.43 | 45.4 | 37.87 | 40.43 | 45.4 | 37.87 | 40.43 | 47.79 | 37.87 | 41.14 | 47.95 | 37.87 | 40.43 | 45.4 | 37.87 | 40.43 | 45.4 | 37.87 | 40.43 | 47.79 | 37.87 | 52.79 | 48.43 | 37.99 | 51.73 | 47.46 | 38.25 | 40.43 | 45.4 | 37.87 | 51.02 | 53.61 | 50 | 51.02 | 53.61 | 50 | 51.02 | 53.61 | 50 | 51.02 | 53.61 | 50 | 53.65 | 53.72 | 50 | 56.6 | 53.72 | 50 | 51.02 | 53.61 | 50 | 51.02 | 53.61 | 50 | 53.65 | 53.72 | 50 | 71.44 | 54.15 | 49.31 | 71.44 | 54.15 | 49.5 | 51.02 | 53.61 | 50
5830 | 40.17 | 45.14 | 37.61 | 40.17 | 45.14 | 37.61 | 40.17 | 45.14 | 37.61 | 40.17 | 45.14 | 37.61 | 40.17 | 47.53 | 37.61 | 40.88 | 47.69 | 37.61 | 40.17 | 45.14 | 37.61 | 40.17 | 45.14 | 37.61 | 40.17 | 47.53 | 37.61 | 45.61 | 48.17 | 37.99 | 44.7 | 45.6 | 37.99 | 40.17 | 45.14 | 37.61 | 50.76 | 53.35 | 49.74 | 50.76 | 53.35 | 49.74 | 50.76 | 53.35 | 49.74 | 50.76 | 53.35 | 49.74 | 53.39 | 53.46 | 49.74 | 56.34 | 53.46 | 49.74 | 50.76 | 53.35 | 49.74 | 50.76 | 53.35 | 49.74 | 53.39 | 53.46 | 49.74 | 63.84 | 54 | 49.24 | 62.57 | 53.89 | 49.24 | 50.76 | 53.35 | 49.74
5831 | 39.66 | 44.63 | 37.09 | 39.66 | 44.63 | 37.09 | 39.66 | 44.63 | 37.09 | 39.66 | 44.63 | 37.09 | 39.66 | 47.02 | 37.09 | 40.37 | 47.17 | 37.09 | 39.66 | 44.63 | 37.09 | 39.66 | 44.63 | 37.09 | 39.66 | 47.02 | 37.09 | 44.1 | 47.65 | 37.47 | 43.22 | 46.68 | 37.47 | 39.66 | 44.63 | 37.09 | 50.25 | 52.84 | 49.23 | 50.25 | 52.84 | 49.23 | 50.25 | 52.84 | 49.23 | 50.25 | 52.84 | 49.23 | 52.87 | 52.94 | 49.23 | 55.83 | 52.94 | 49.23 | 50.25 | 52.84 | 49.23 | 50.25 | 52.84 | 49.23 | 52.87 | 52.94 | 49.23 | 59.48 | 53.48 | 48.78 | 58.29 | 53.37 | 48.78 | 50.25 | 52.84 | 49.23
5832 | 39.72 | 44.68 | 37.15 | 39.72 | 44.68 | 37.15 | 39.72 | 44.68 | 37.15 | 39.72 | 44.68 | 37.15 | 39.72 | 47.08 | 37.15 | 40.42 | 47.23 | 37.15 | 39.72 | 44.68 | 37.15 | 39.72 | 44.68 | 37.15 | 39.72 | 47.08 | 37.15 | 40.83 | 47.71 | 37.52 | 40.12 | 46.75 | 37.52 | 39.72 | 44.68 | 37.15 | 50.31 | 52.89 | 49.28 | 50.31 | 52.89 | 49.28 | 50.31 | 52.89 | 49.28 | 50.31 | 52.89 | 49.28 | 52.93 | 53 | 49.28 | 55.89 | 53 | 49.28 | 50.31 | 52.89 | 49.28 | 50.31 | 52.89 | 49.28 | 52.93 | 53 | 49.28 | 58.89 | 54.52 | 48.79 | 57.71 | 53.43 | 49.78 | 50.31 | 52.89 | 49.28
5833 | 39.43 | 44.4 | 36.86 | 39.43 | 44.4 | 36.86 | 39.43 | 44.4 | 36.86 | 39.43 | 44.4 | 36.86 | 39.43 | 46.79 | 36.86 | 40.14 | 46.94 | 36.86 | 39.43 | 44.4 | 36.86 | 39.43 | 44.4 | 36.86 | 39.43 | 46.79 | 36.86 | 40.39 | 47.42 | 37.23 | 39.83 | 46.47 | 37.23 | 39.43 | 44.4 | 36.86 | 50.02 | 52.61 | 48.99 | 50.02 | 52.61 | 48.99 | 50.02 | 52.61 | 48.99 | 50.02 | 52.61 | 48.99 | 52.64 | 52.71 | 48.99 | 55.6 | 52.71 | 48.99 | 50.02 | 52.61 | 48.99 | 50.02 | 52.61 | 48.99 | 52.64 | 52.71 | 48.99 | 57.07 | 53.24 | 48.78 | 55.93 | 53.14 | 49.49 | 50.02 | 52.61 | 48.99
5834 | 39.22 | 44.19 | 36.66 | 39.22 | 44.19 | 36.66 | 39.22 | 44.19 | 36.66 | 39.22 | 44.19 | 36.66 | 39.22 | 46.58 | 36.66 | 39.93 | 46.74 | 36.66 | 39.22 | 44.19 | 36.66 | 39.22 | 44.19 | 36.66 | 39.22 | 46.58 | 36.66 | 40.34 | 61.5 | 37.03 | 39.62 | 47.56 | 37.03 | 39.22 | 44.19 | 36.66 | 49.81 | 52.4 | 48.79 | 49.81 | 52.4 | 48.79 | 49.81 | 52.4 | 48.79 | 49.81 | 52.4 | 48.79 | 52.44 | 52.51 | 48.79 | 55.39 | 52.51 | 48.79 | 49.81 | 52.4 | 48.79 | 49.81 | 52.4 | 48.79 | 52.44 | 52.51 | 48.79 | 55.95 | 75.83 | 49.28 | 54.83 | 74.31 | 49.28 | 49.81 | 52.4 | 48.79
5835 | 39.05 | 44.02 | 36.48 | 39.05 | 44.02 | 36.48 | 39.05 | 44.02 | 36.48 | 39.05 | 44.02 | 36.48 | 39.05 | 46.41 | 36.48 | 39.76 | 46.56 | 36.48 | 39.05 | 44.02 | 36.48 | 39.05 | 44.02 | 36.48 | 39.05 | 46.41 | 36.48 | 40.16 | 59.95 | 36.85 | 39.44 | 44.46 | 36.85 | 39.05 | 44.02 | 36.48 | 49.64 | 52.23 | 48.62 | 49.64 | 52.23 | 48.62 | 49.64 | 52.23 | 48.62 | 49.64 | 52.23 | 48.62 | 52.26 | 52.33 | 48.62 | 55.22 | 52.33 | 48.62 | 49.64 | 52.23 | 48.62 | 49.64 | 52.23 | 48.62 | 52.26 | 52.33 | 48.62 | 55.89 | 75.83 | 49.11 | 54.78 | 52.95 | 49.11 | 49.64 | 52.23 | 48.62
5836 | 38.93 | 43.9 | 36.36 | 38.93 | 43.9 | 36.36 | 38.93 | 43.9 | 36.36 | 38.93 | 43.9 | 36.36 | 38.93 | 46.29 | 36.36 | 39.64 | 46.45 | 36.37 | 38.93 | 43.9 | 36.36 | 38.93 | 43.9 | 36.36 | 38.93 | 46.29 | 36.36 | 40.04 | 52.81 | 37.48 | 39.33 | 44.34 | 36.73 | 38.93 | 43.9 | 36.36 | 49.52 | 52.11 | 48.5 | 49.52 | 52.11 | 48.5 | 49.52 | 52.11 | 48.5 | 49.52 | 52.11 | 48.5 | 52.14 | 52.22 | 48.5 | 55.1 | 52.22 | 48.6 | 49.52 | 52.11 | 48.5 | 49.52 | 52.11 | 48.5 | 52.14 | 52.22 | 48.5 | 55.89 | 72.1 | 49.09 | 54.78 | 52.95 | 48.99 | 49.52 | 52.11 | 48.5
5837 | 38.99 | 43.95 | 36.42 | 38.99 | 43.95 | 36.42 | 38.99 | 43.95 | 36.42 | 38.99 | 43.95 | 36.42 | 38.99 | 46.35 | 36.42 | 39.69 | 46.5 | 36.42 | 38.99 | 43.95 | 36.42 | 38.99 | 43.95 | 36.42 | 38.99 | 46.35 | 36.42 | 40.39 | 61.51 | 37.54 | 39.58 | 44.4 | 36.79 | 38.99 | 43.95 | 36.42 | 49.58 | 52.16 | 48.55 | 49.58 | 52.16 | 48.55 | 49.58 | 52.16 | 48.55 | 49.58 | 52.16 | 48.55 | 52.2 | 52.27 | 48.55 | 55.16 | 52.27 | 48.65 | 49.58 | 52.16 | 48.55 | 49.58 | 52.16 | 48.55 | 52.2 | 52.27 | 48.55 | 58.62 | 75.83 | 49.31 | 57.45 | 52.95 | 49.04 | 49.58 | 52.16 | 48.55
5838 | 39.19 | 44.16 | 36.62 | 39.19 | 44.16 | 36.62 | 39.19 | 44.16 | 36.62 | 39.19 | 44.16 | 36.62 | 39.19 | 46.55 | 36.62 | 39.9 | 46.7 | 36.62 | 39.19 | 44.16 | 36.62 | 39.19 | 44.16 | 36.62 | 39.19 | 46.55 | 36.62 | 43.25 | 61.5 | 36.99 | 42.39 | 44.6 | 36.99 | 39.19 | 44.16 | 36.62 | 49.78 | 52.37 | 48.75 | 49.78 | 52.37 | 48.75 | 49.78 | 52.37 | 48.75 | 49.78 | 52.37 | 48.75 | 52.4 | 52.47 | 48.75 | 55.36 | 52.47 | 48.75 | 49.78 | 52.37 | 48.75 | 49.78 | 52.37 | 48.75 | 52.4 | 52.47 | 48.75 | 69.78 | 75.83 | 49.25 | 68.38 | 52.95 | 49.25 | 49.78 | 52.37 | 48.75
5839 | 39.52 | 44.49 | 36.95 | 39.52 | 44.49 | 36.95 | 39.52 | 44.49 | 36.95 | 39.52 | 44.49 | 36.95 | 39.52 | 46.88 | 36.95 | 40.23 | 47.04 | 36.95 | 39.52 | 44.49 | 36.95 | 39.52 | 44.49 | 36.95 | 39.52 | 46.88 | 36.95 | 44.15 | 47.51 | 37.33 | 43.26 | 44.94 | 36.58 | 39.52 | 44.49 | 36.95 | 50.11 | 52.7 | 49.09 | 50.11 | 52.7 | 49.09 | 50.11 | 52.7 | 49.09 | 50.11 | 52.7 | 49.09 | 52.73 | 52.81 | 49.09 | 55.69 | 52.81 | 49.09 | 50.11 | 52.7 | 49.09 | 50.11 | 52.7 | 49.09 | 52.73 | 52.81 | 49.09 | 69.78 | 54.32 | 48.6 | 68.38 | 53.23 | 48.6 | 50.11 | 52.7 | 50.1
5840 | 39.89 | 44.85 | 37.32 | 39.89 | 44.85 | 37.32 | 39.89 | 44.85 | 37.32 | 39.89 | 44.85 | 37.32 | 39.89 | 47.25 | 37.32 | 40.59 | 47.4 | 37.32 | 39.89 | 44.85 | 37.32 | 39.89 | 44.85 | 37.32 | 39.89 | 47.25 | 37.32 | 43.7 | 47.56 | 36.95 | 42.83 | 45.31 | 36.95 | 39.89 | 44.85 | 37.32 | 50.48 | 53.06 | 49.45 | 50.48 | 53.06 | 49.45 | 50.48 | 53.06 | 49.45 | 50.48 | 53.06 | 49.45 | 53.1 | 53.17 | 49.45 | 56.06 | 53.17 | 49.45 | 50.48 | 53.06 | 49.45 | 50.48 | 53.06 | 49.45 | 53.1 | 53.17 | 49.45 | 58.77 | 53.71 | 48.96 | 57.6 | 52.95 | 48.96 | 50.48 | 53.06 | 50.47
5841 | 40.16 | 45.12 | 37.59 | 40.16 | 45.12 | 37.59 | 40.16 | 45.12 | 37.59 | 40.16 | 45.12 | 37.59 | 40.16 | 47.52 | 37.59 | 40.86 | 47.67 | 37.59 | 40.16 | 45.12 | 37.59 | 40.16 | 45.12 | 37.59 | 40.16 | 47.52 | 37.59 | 41.39 | 47.19 | 35.14 | 40.56 | 45.58 | 35.14 | 40.16 | 45.12 | 37.59 | 50.75 | 53.33 | 49.72 | 50.75 | 53.33 | 49.72 | 50.75 | 53.33 | 49.72 | 50.75 | 53.33 | 46.68 | 53.37 | 53.33 | 49.72 | 56.33 | 53.33 | 49.72 | 50.75 | 53.33 | 49.72 | 50.75 | 53.33 | 49.72 | 53.37 | 53.33 | 49.72 | 55.89 | 51.04 | 47.15 | 54.78 | 51.04 | 46.21 | 50.75 | 53.33 | 49.72
5842 | 40.29 | 45.26 | 36.76 | 40.29 | 45.26 | 36.76 | 40.29 | 45.26 | 36.76 | 40.29 | 45.26 | 35.65 | 40.29 | 46.18 | 36.76 | 41 | 46.18 | 36.76 | 40.29 | 45.26 | 36.76 | 40.29 | 45.26 | 37.72 | 40.29 | 46.18 | 36.76 | 40.29 | 45.71 | 34.42 | 39.89 | 44.8 | 33.9 | 40.29 | 45.26 | 36.76 | 50.88 | 50.95 | 49.13 | 50.88 | 50.95 | 49.13 | 50.88 | 50.95 | 49.13 | 50.88 | 48.67 | 46.17 | 53.5 | 50.95 | 49.13 | 53.59 | 50.95 | 49.13 | 50.88 | 50.95 | 49.13 | 50.88 | 53.47 | 49.85 | 53.5 | 50.95 | 49.13 | 52.51 | 47.21 | 44.84 | 51.39 | 46.73 | 44.84 | 50.88 | 50.95 | 49.13
5843 | 40.32 | 45.29 | 34.78 | 40.32 | 45.29 | 34.78 | 40.32 | 45.29 | 34.78 | 40.32 | 45.29 | 32.07 | 40.32 | 45.29 | 34.78 | 40.4 | 45.29 | 34.78 | 40.32 | 45.29 | 34.78 | 40.32 | 45.29 | 37.75 | 40.32 | 45.29 | 34.78 | 39.98 | 33.67 | 0 | 39.92 | 33 | 0 | 40.32 | 45.29 | 34.78 | 50.91 | 48.8 | 46.66 | 50.91 | 48.8 | 46.66 | 50.91 | 48.8 | 46.66 | 50.91 | 42.43 | 44.78 | 53.53 | 48.8 | 46.66 | 53.53 | 48.8 | 46.66 | 50.91 | 48.8 | 46.66 | 50.91 | 53.5 | 49.89 | 53.53 | 48.8 | 46.66 | 52.15 | 42.42 | 44.8 | 51.11 | 41.57 | 44.33 | 50.91 | 48.8 | 47.59
5844 | 40.21 | 45.17 | 33.4 | 40.21 | 45.17 | 33.4 | 40.21 | 45.17 | 33.4 | 40.21 | 45.17 | 32.07 | 40.21 | 45.17 | 33.4 | 40.21 | 45.17 | 33.4 | 40.21 | 45.17 | 33.4 | 40.21 | 45.17 | 37.64 | 40.21 | 45.17 | 33.4 | 39.79 | 12.33 | 0 | 39.81 | 12.09 | 0 | 40.21 | 45.17 | 34.09 | 50.8 | 48.73 | 46.34 | 50.8 | 48.73 | 46.34 | 50.8 | 48.73 | 46.34 | 50.8 | 39.94 | 44.5 | 50.8 | 48.73 | 46.34 | 50.8 | 48.73 | 46.34 | 50.8 | 48.73 | 46.34 | 50.8 | 53.39 | 49.77 | 50.8 | 48.73 | 46.34 | 49.12 | 39.14 | 44.8 | 50.12 | 39.14 | 44.05 | 50.8 | 48.73 | 47.12
5845 | 40.05 | 45 | 33.4 | 40.05 | 45 | 33.4 | 40.05 | 45 | 33.4 | 40.05 | 45 | 31.75 | 40.05 | 45 | 33.4 | 40.05 | 45 | 33.4 | 40.05 | 45 | 33.4 | 40.05 | 45.01 | 37.48 | 40.05 | 45 | 33.4 | 39.24 | 12.33 | 0 | 39.64 | 12.09 | 0 | 40.05 | 45 | 34.09 | 50.63 | 48.73 | 46.17 | 50.63 | 48.73 | 46.17 | 50.63 | 48.73 | 46.17 | 50.63 | 40.35 | 44.78 | 50.63 | 48.73 | 46.17 | 50.63 | 48.73 | 46.17 | 50.63 | 48.73 | 46.17 | 50.63 | 53.22 | 49.61 | 50.63 | 48.73 | 46.17 | 47.47 | 39.14 | 44.8 | 48.44 | 39.14 | 44.33 | 50.63 | 48.73 | 47.59
5846 | 39.9 | 44.86 | 35.12 | 39.9 | 44.86 | 35.12 | 39.9 | 44.86 | 35.12 | 39.9 | 44.86 | 34.42 | 39.9 | 44.86 | 35.12 | 39.9 | 44.86 | 35.12 | 39.9 | 44.86 | 35.12 | 39.9 | 44.86 | 37.33 | 39.9 | 44.86 | 35.12 | 39.5 | 33.34 | 12.33 | 39.5 | 33.01 | 12.33 | 39.9 | 44.86 | 35.12 | 50.49 | 48.43 | 47.16 | 50.49 | 48.43 | 47.16 | 50.49 | 48.43 | 47.16 | 50.49 | 46.87 | 46.17 | 50.49 | 48.73 | 47.16 | 50.49 | 48.73 | 47.16 | 50.49 | 48.73 | 47.16 | 50.49 | 53.07 | 49.46 | 50.49 | 48.73 | 47.16 | 49.47 | 41.57 | 45.7 | 49.98 | 42.42 | 45.7 | 50.49 | 48.43 | 47.65
5847 | 39.85 | 44.82 | 37.28 | 39.85 | 44.82 | 37.28 | 39.85 | 44.82 | 37.28 | 39.85 | 44.82 | 37.28 | 39.85 | 44.82 | 37.28 | 39.85 | 44.82 | 37.28 | 39.85 | 44.82 | 37.28 | 39.85 | 44.82 | 37.28 | 39.85 | 44.82 | 37.28 | 39.82 | 43.91 | 35.85 | 39.58 | 43.91 | 35.85 | 39.85 | 44.82 | 37.28 | 50.44 | 52.08 | 49.42 | 50.44 | 52.08 | 49.42 | 50.44 | 52.08 | 49.42 | 50.44 | 52.08 | 49.42 | 52.87 | 52.08 | 49.42 | 52.87 | 52.08 | 49.42 | 50.44 | 52.08 | 49.42 | 50.44 | 53.03 | 49.42 | 52.87 | 52.08 | 49.42 | 52.33 | 50.01 | 47.64 | 51.29 | 51.03 | 47.64 | 50.44 | 52.08 | 49.42
5848 | 39.9 | 44.87 | 37.33 | 39.9 | 44.87 | 37.33 | 39.9 | 44.87 | 37.33 | 39.9 | 44.87 | 37.33 | 39.9 | 47.26 | 37.33 | 40.61 | 47.41 | 37.33 | 39.9 | 44.87 | 37.33 | 39.9 | 44.87 | 37.33 | 39.9 | 47.26 | 37.33 | 40.72 | 48.69 | 37.71 | 40.3 | 47.57 | 37.71 | 39.9 | 44.87 | 37.33 | 50.49 | 53.08 | 49.47 | 50.49 | 53.08 | 49.47 | 50.49 | 53.08 | 49.47 | 50.49 | 53.08 | 49.47 | 53.11 | 53.18 | 49.47 | 56.07 | 53.18 | 49.47 | 50.49 | 53.08 | 49.47 | 50.49 | 53.08 | 49.47 | 53.11 | 53.18 | 49.47 | 56.07 | 53.72 | 49.78 | 55.34 | 53.61 | 49.78 | 50.49 | 53.08 | 49.47
5849 | 40.04 | 45 | 37.47 | 40.04 | 45 | 37.47 | 40.04 | 45 | 37.47 | 40.04 | 45 | 37.47 | 40.04 | 47.4 | 37.47 | 40.74 | 47.55 | 37.47 | 40.04 | 45 | 37.47 | 40.04 | 45 | 37.47 | 40.04 | 47.4 | 37.47 | 52.82 | 64.93 | 52.23 | 52.82 | 63.63 | 51.19 | 40.04 | 45 | 37.47 | 50.63 | 53.21 | 49.6 | 50.63 | 53.21 | 49.6 | 50.63 | 53.21 | 49.6 | 50.63 | 53.21 | 49.6 | 53.25 | 53.32 | 49.6 | 56.2 | 53.32 | 49.6 | 50.63 | 53.21 | 49.6 | 50.63 | 53.21 | 49.6 | 53.25 | 53.32 | 49.6 | 67.72 | 73.68 | 59.17 | 67.72 | 73.68 | 57.98 | 50.63 | 53.21 | 50.62
5850 | 40.18 | 45.14 | 37.61 | 40.18 | 45.14 | 37.61 | 40.18 | 45.14 | 37.61 | 40.18 | 45.14 | 37.61 | 40.18 | 47.54 | 37.61 | 40.88 | 47.69 | 37.61 | 40.18 | 45.14 | 37.61 | 40.18 | 45.14 | 37.61 | 40.18 | 47.54 | 37.61 | 54.4 | 69.56 | 74.51 | 53.86 | 68.17 | 73.02 | 40.18 | 45.14 | 37.61 | 50.77 | 53.35 | 49.74 | 50.77 | 53.35 | 49.74 | 50.77 | 53.35 | 49.74 | 50.77 | 53.35 | 49.74 | 53.39 | 53.46 | 49.74 | 56.35 | 53.46 | 50.83 | 50.77 | 53.35 | 49.74 | 50.77 | 53.35 | 49.74 | 53.39 | 53.46 | 49.74 | 72.39 | 89.06 | 98.01 | 72.39 | 88.14 | 95.08 | 50.77 | 53.35 | 49.74
5851 | 40.18 | 45.14 | 37.61 | 40.18 | 45.14 | 37.61 | 40.18 | 45.14 | 37.61 | 40.18 | 45.14 | 37.61 | 40.18 | 47.54 | 37.61 | 40.88 | 47.69 | 37.61 | 40.18 | 45.14 | 37.61 | 40.18 | 45.14 | 37.61 | 40.18 | 47.54 | 37.61 | 53.86 | 69.56 | 74.51 | 53.86 | 68.17 | 73.02 | 40.18 | 45.14 | 37.61 | 50.76 | 53.35 | 49.74 | 50.76 | 53.35 | 49.74 | 50.76 | 53.35 | 49.74 | 50.76 | 53.35 | 49.74 | 53.39 | 53.46 | 49.74 | 56.34 | 53.46 | 49.74 | 50.76 | 53.35 | 49.74 | 50.76 | 53.35 | 49.74 | 53.39 | 53.46 | 49.74 | 72.89 | 93.71 | 99.01 | 72.89 | 92.74 | 97.03 | 50.76 | 53.35 | 49.74
5852 | 40.28 | 45.25 | 37.71 | 40.28 | 45.25 | 37.71 | 40.28 | 45.25 | 37.71 | 40.28 | 45.25 | 37.71 | 40.28 | 47.64 | 37.71 | 40.99 | 47.79 | 37.71 | 40.28 | 45.25 | 37.71 | 40.28 | 45.25 | 37.71 | 40.28 | 47.64 | 37.71 | 53.68 | 69.56 | 74.51 | 53.54 | 68.17 | 73.02 | 40.28 | 45.25 | 37.71 | 50.87 | 53.46 | 49.85 | 50.87 | 53.46 | 49.85 | 50.87 | 53.46 | 49.85 | 50.87 | 53.46 | 49.85 | 53.49 | 53.56 | 49.85 | 56.45 | 53.56 | 49.85 | 50.87 | 53.46 | 49.85 | 50.87 | 53.46 | 49.85 | 53.49 | 53.56 | 49.85 | 72.39 | 91.7 | 99.01 | 72.39 | 90.76 | 97.03 | 50.87 | 53.46 | 49.85
5853 | 40.29 | 45.26 | 37.73 | 40.29 | 45.26 | 37.73 | 40.29 | 45.26 | 37.73 | 40.29 | 45.26 | 37.73 | 40.29 | 47.65 | 37.73 | 41 | 47.81 | 37.73 | 40.29 | 45.26 | 37.73 | 40.29 | 45.26 | 37.73 | 40.29 | 47.65 | 37.73 | 53.68 | 67.57 | 74.51 | 52.96 | 66.22 | 73.02 | 40.29 | 45.26 | 37.73 | 50.88 | 53.47 | 49.86 | 50.88 | 53.47 | 49.86 | 50.88 | 53.47 | 49.86 | 50.88 | 53.47 | 49.86 | 53.5 | 53.58 | 49.86 | 56.46 | 53.58 | 49.86 | 50.88 | 53.47 | 49.86 | 50.88 | 53.47 | 49.86 | 53.5 | 53.58 | 49.86 | 70.02 | 82.23 | 99 | 69.32 | 82.23 | 97.02 | 50.88 | 53.47 | 49.86
5854 | 40.14 | 45.1 | 37.57 | 40.14 | 45.1 | 37.57 | 40.14 | 45.1 | 37.57 | 40.14 | 45.1 | 37.57 | 40.14 | 47.5 | 37.57 | 40.84 | 47.65 | 37.57 | 40.14 | 45.1 | 37.57 | 40.14 | 45.1 | 37.57 | 40.14 | 47.5 | 37.57 | 44.31 | 64.93 | 72.28 | 44.1 | 63.63 | 70.84 | 40.14 | 45.1 | 37.57 | 50.73 | 53.32 | 49.7 | 50.73 | 53.32 | 49.7 | 50.73 | 53.32 | 49.7 | 50.73 | 53.32 | 49.7 | 53.35 | 53.42 | 49.7 | 56.31 | 53.42 | 49.7 | 50.73 | 53.32 | 49.7 | 50.73 | 53.32 | 49.7 | 53.35 | 53.42 | 49.7 | 62.33 | 77.25 | 98.01 | 62.33 | 77.25 | 95.08 | 50.73 | 53.32 | 49.7
5855 | 39.67 | 44.64 | 37.1 | 39.67 | 44.64 | 37.1 | 39.67 | 44.64 | 37.1 | 39.67 | 44.64 | 37.1 | 39.67 | 47.03 | 37.1 | 40.38 | 47.18 | 37.1 | 39.67 | 44.64 | 37.1 | 39.67 | 44.64 | 37.1 | 39.67 | 47.03 | 37.1 | 41.21 | 64.93 | 52.23 | 40.8 | 63.63 | 51.19 | 39.67 | 44.64 | 37.1 | 50.26 | 52.85 | 49.24 | 50.26 | 52.85 | 49.24 | 50.26 | 52.85 | 49.24 | 50.26 | 52.85 | 49.24 | 52.88 | 52.95 | 49.24 | 55.84 | 52.95 | 49.24 | 50.26 | 52.85 | 49.24 | 50.26 | 52.85 | 49.24 | 52.88 | 52.95 | 49.24 | 58.74 | 73.68 | 75.44 | 58.74 | 73.68 | 75.44 | 50.26 | 52.85 | 49.24
5856 | 39.53 | 44.5 | 36.97 | 39.53 | 44.5 | 36.97 | 39.53 | 44.5 | 36.97 | 39.53 | 44.5 | 36.97 | 39.53 | 46.89 | 36.97 | 40.24 | 47.05 | 36.97 | 39.53 | 44.5 | 36.97 | 39.53 | 44.5 | 36.97 | 39.53 | 46.89 | 36.97 | 40.39 | 58.15 | 52.23 | 39.93 | 56.99 | 52.23 | 39.53 | 44.5 | 36.97 | 50.12 | 52.71 | 49.1 | 50.12 | 52.71 | 49.1 | 50.12 | 52.71 | 49.1 | 50.12 | 52.71 | 49.1 | 52.75 | 52.82 | 49.1 | 55.7 | 52.82 | 49.1 | 50.12 | 52.71 | 49.1 | 50.12 | 52.71 | 49.1 | 52.75 | 52.82 | 49.1 | 56.27 | 73.68 | 69.66 | 55.37 | 74.42 | 70.37 | 50.12 | 52.71 | 49.1
5857 | 39.11 | 44.08 | 36.54 | 39.11 | 44.08 | 36.54 | 39.11 | 44.08 | 36.54 | 39.11 | 44.08 | 36.54 | 39.11 | 46.47 | 36.54 | 39.82 | 46.62 | 36.54 | 39.11 | 44.08 | 36.54 | 39.11 | 44.08 | 36.54 | 39.11 | 46.47 | 36.54 | 39.98 | 49.17 | 44.53 | 39.5 | 49.17 | 44.53 | 39.11 | 44.08 | 36.54 | 48.7 | 52.29 | 48.68 | 48.7 | 52.29 | 48.68 | 48.7 | 52.29 | 48.68 | 48.7 | 52.29 | 48.68 | 52.32 | 52.39 | 48.68 | 55.28 | 52.39 | 48.68 | 49.7 | 52.29 | 48.68 | 49.7 | 52.29 | 48.68 | 52.32 | 52.39 | 48.68 | 55.84 | 69.66 | 68.26 | 54.73 | 71.08 | 69.65 | 48.7 | 52.29 | 48.68
5858 | 38.78 | 43.75 | 36.21 | 38.78 | 43.75 | 36.21 | 38.78 | 43.75 | 36.21 | 38.78 | 43.75 | 36.21 | 38.78 | 46.14 | 36.21 | 38.78 | 46.29 | 36.21 | 38.78 | 43.75 | 36.21 | 38.78 | 43.75 | 36.21 | 38.78 | 46.14 | 36.21 | 38.39 | 47.25 | 38.24 | 39.17 | 47.25 | 38.24 | 38.78 | 43.75 | 36.21 | 49.37 | 51.96 | 48.35 | 49.37 | 51.96 | 48.35 | 49.37 | 51.96 | 48.35 | 49.37 | 51.96 | 48.35 | 51.83 | 52.07 | 48.35 | 51.83 | 52.07 | 48.35 | 49.37 | 51.96 | 48.35 | 49.37 | 51.96 | 48.35 | 51.83 | 52.07 | 48.35 | 51.32 | 53.21 | 52.4 | 50.29 | 54.29 | 53.47 | 49.37 | 51.96 | 51.3
5859 | 37.84 | 43.49 | 35.96 | 37.84 | 43.49 | 35.96 | 37.84 | 43.49 | 35.96 | 37.84 | 43.49 | 35.96 | 38.53 | 43.79 | 35.96 | 38.53 | 43.79 | 35.96 | 38.53 | 43.5 | 35.96 | 38.53 | 43.5 | 35.96 | 38.53 | 43.79 | 35.96 | 38.22 | 43.79 | 35.85 | 38.22 | 43.93 | 36.32 | 37.84 | 43.49 | 35.96 | 48.48 | 51.71 | 48.09 | 48.48 | 51.71 | 48.09 | 48.48 | 51.71 | 48.09 | 48.48 | 51.71 | 48.09 | 49.76 | 51.81 | 48.09 | 49.76 | 51.81 | 48.09 | 49.12 | 51.71 | 48.09 | 49.12 | 51.71 | 48.09 | 49.76 | 51.81 | 48.09 | 49.76 | 51.81 | 48.44 | 48.97 | 52.23 | 48.58 | 48.48 | 51.71 | 48.09
5860 | 37.84 | 41.8 | 35.49 | 37.84 | 41.8 | 35.49 | 37.84 | 41.8 | 35.49 | 37.84 | 41.8 | 35.49 | 38.29 | 41.8 | 35.49 | 38.29 | 41.8 | 35.49 | 38.29 | 41.8 | 35.49 | 38.29 | 43.21 | 35.72 | 38.29 | 41.8 | 35.49 | 38.22 | 41.81 | 35.49 | 38.22 | 42.22 | 35.85 | 37.84 | 41.8 | 35.49 | 48.7 | 51.16 | 47.86 | 48.7 | 51.16 | 47.86 | 48.7 | 51.16 | 47.86 | 48.7 | 51.16 | 47.86 | 49.46 | 51.16 | 47.86 | 49.46 | 51.16 | 47.86 | 48.88 | 51.16 | 47.86 | 48.88 | 51.16 | 47.86 | 49.46 | 51.16 | 47.86 | 49.31 | 50.65 | 47.64 | 49.19 | 51.68 | 48.61 | 48.7 | 51.16 | 47.86
5861 | 38.23 | 43.19 | 35.66 | 38.23 | 43.19 | 35.66 | 38.23 | 43.19 | 35.66 | 38.23 | 43.19 | 35.66 | 38.23 | 43.19 | 35.66 | 38.23 | 43.19 | 35.66 | 38.23 | 43.19 | 35.66 | 38.23 | 43.19 | 35.66 | 38.23 | 43.19 | 35.66 | 38.22 | 42.76 | 35.49 | 38.61 | 43.63 | 36.02 | 38.23 | 43.19 | 35.66 | 48.81 | 51.4 | 47.79 | 48.81 | 51.4 | 47.79 | 48.81 | 51.4 | 47.79 | 48.81 | 51.4 | 47.79 | 49.46 | 51.4 | 47.79 | 49.46 | 51.4 | 47.79 | 48.81 | 51.4 | 47.79 | 48.81 | 51.4 | 47.79 | 49.46 | 51.4 | 47.79 | 49.31 | 50.89 | 47.31 | 49.31 | 51.93 | 48.28 | 48.81 | 51.4 | 50.27
5862 | 38.13 | 43.09 | 35.56 | 38.13 | 43.09 | 35.56 | 38.13 | 43.09 | 35.56 | 38.13 | 43.09 | 35.56 | 38.13 | 43.09 | 35.56 | 38.22 | 43.09 | 35.56 | 38.13 | 43.09 | 35.56 | 38.13 | 43.09 | 35.56 | 38.13 | 43.09 | 35.56 | 38.22 | 42.66 | 35.49 | 38.51 | 43.53 | 35.92 | 38.13 | 43.09 | 35.56 | 48.71 | 51.3 | 47.69 | 48.71 | 51.3 | 47.69 | 48.71 | 51.3 | 47.69 | 48.71 | 51.3 | 47.69 | 49.46 | 51.3 | 47.69 | 49.46 | 51.3 | 47.69 | 48.71 | 51.3 | 47.69 | 48.71 | 51.3 | 47.69 | 49.46 | 51.3 | 47.69 | 49.46 | 50.79 | 47.21 | 49.21 | 51.83 | 48.18 | 48.71 | 51.3 | 47.69
5863 | 38.67 | 43.09 | 36.11 | 38.67 | 43.09 | 36.11 | 38.67 | 43.09 | 36.11 | 38.67 | 43.09 | 36.11 | 38.67 | 43.09 | 36.11 | 38.67 | 43.09 | 36.11 | 38.67 | 43.09 | 36.11 | 38.67 | 43.64 | 36.11 | 38.67 | 43.09 | 36.11 | 38.28 | 42.22 | 35.74 | 39.06 | 43.08 | 36.47 | 38.67 | 43.09 | 36.11 | 49.26 | 51.85 | 48.24 | 49.26 | 51.85 | 48.24 | 49.26 | 51.85 | 48.24 | 49.26 | 51.85 | 48.24 | 49.76 | 51.85 | 48.24 | 49.76 | 51.85 | 48.24 | 49.26 | 51.85 | 48.24 | 49.26 | 51.85 | 48.24 | 49.76 | 51.85 | 48.24 | 49.76 | 51.33 | 47.64 | 49.76 | 52.38 | 48.73 | 49.26 | 51.85 | 48.24
5864 | 39.23 | 43.96 | 36.66 | 39.23 | 43.96 | 36.66 | 39.23 | 43.96 | 36.66 | 39.23 | 43.96 | 36.66 | 39.23 | 43.09 | 36.59 | 39.23 | 43.09 | 36.59 | 39.23 | 43.96 | 36.66 | 39.23 | 44.19 | 36.66 | 39.23 | 43.09 | 36.59 | 38.61 | 42.22 | 35.85 | 39.4 | 43.52 | 36.58 | 39.23 | 43.96 | 36.66 | 49.82 | 52.41 | 48.79 | 49.82 | 52.41 | 48.79 | 49.82 | 52.41 | 48.79 | 49.82 | 52.41 | 48.79 | 49.82 | 52.08 | 48.79 | 49.82 | 52.08 | 48.79 | 49.82 | 52.41 | 48.79 | 49.82 | 52.41 | 48.79 | 49.82 | 52.08 | 48.79 | 49.82 | 50.01 | 47.64 | 50.32 | 52.6 | 49.11 | 49.82 | 52.41 | 48.79
5865 | 39.55 | 43.67 | 36.24 | 39.55 | 43.67 | 36.24 | 39.55 | 43.67 | 36.24 | 39.55 | 43.67 | 36.24 | 39.55 | 43.09 | 35.52 | 39.55 | 43.09 | 35.52 | 39.55 | 43.67 | 36.24 | 39.55 | 44.52 | 36.98 | 39.55 | 43.09 | 35.52 | 39.16 | 42.22 | 34.42 | 39.4 | 43.23 | 35.88 | 39.55 | 43.67 | 36.24 | 50.14 | 52.6 | 49.12 | 50.14 | 52.6 | 49.12 | 50.14 | 52.6 | 49.12 | 50.14 | 52.6 | 49.12 | 50.47 | 52.08 | 49.12 | 50.47 | 52.08 | 49.12 | 50.14 | 52.6 | 49.12 | 50.14 | 52.73 | 49.12 | 50.47 | 52.08 | 49.12 | 49.96 | 50.01 | 47.64 | 50.65 | 52.08 | 48.63 | 50.14 | 52.6 | 49.12
5866 | 39.87 | 25.94 | 35.12 | 39.87 | 25.94 | 35.12 | 39.87 | 25.94 | 35.12 | 39.87 | 25.94 | 35.12 | 39.87 | 25.94 | 10.33 | 39.87 | 25.94 | 10.33 | 39.87 | 25.94 | 35.12 | 39.87 | 44.84 | 35.86 | 39.87 | 25.94 | 10.33 | 39.47 | 0 | 10.23 | 39.47 | 25.68 | 34.77 | 39.87 | 25.94 | 35.12 | 50.46 | 48.43 | 48.61 | 50.46 | 48.43 | 48.61 | 50.46 | 48.43 | 48.61 | 50.46 | 48.43 | 48.61 | 50.47 | 30.8 | 48.61 | 50.47 | 30.8 | 48.61 | 50.46 | 48.43 | 48.61 | 50.46 | 48.43 | 48.61 | 50.47 | 30.8 | 48.61 | 49.96 | 13.24 | 47.16 | 50.97 | 47.95 | 48.13 | 50.46 | 48.43 | 48.61
5867 | 40.02 | 10.49 | 35.12 | 40.02 | 10.49 | 35.12 | 40.02 | 10.49 | 35.12 | 40.02 | 10.49 | 35.12 | 40.02 | 10.49 | 10.48 | 40.02 | 10.49 | 10.48 | 40.02 | 10.49 | 35.12 | 40.02 | 44.98 | 35.86 | 40.02 | 10.49 | 10.48 | 39.62 | 0 | 10.23 | 39.62 | 10.39 | 34.77 | 40.02 | 10.49 | 35.12 | 50.6 | 48.43 | 47.64 | 50.6 | 48.43 | 47.64 | 50.6 | 48.43 | 47.64 | 50.6 | 48.43 | 47.64 | 50.6 | 30.48 | 47.64 | 50.6 | 30.48 | 47.64 | 50.6 | 48.43 | 47.64 | 50.6 | 48.43 | 47.64 | 50.6 | 30.48 | 47.64 | 50.09 | 0 | 47.16 | 51.12 | 47.95 | 48.12 | 50.6 | 48.43 | 47.64
5868 | 39.92 | 10.38 | 34.77 | 39.92 | 10.38 | 34.77 | 39.92 | 10.38 | 34.77 | 39.92 | 10.38 | 34.77 | 39.92 | 10.38 | 10.38 | 39.92 | 10.38 | 10.38 | 39.92 | 10.38 | 34.77 | 39.92 | 44.88 | 35.86 | 39.92 | 10.38 | 10.38 | 39.52 | 0 | 10.28 | 39.52 | 10.28 | 34.42 | 39.92 | 10.38 | 34.77 | 50.51 | 48.43 | 47.64 | 50.51 | 48.43 | 47.64 | 50.51 | 48.43 | 47.64 | 50.51 | 48.43 | 47.64 | 50.51 | 30.48 | 47.64 | 50.51 | 30.48 | 47.64 | 50.51 | 48.43 | 47.64 | 50.51 | 48.43 | 47.64 | 50.51 | 30.48 | 47.64 | 50 | 0 | 47.16 | 51.02 | 47.95 | 48.12 | 50.51 | 48.43 | 47.64
5869 | 39.78 | 25.88 | 35.12 | 39.78 | 25.88 | 35.12 | 39.78 | 25.88 | 35.12 | 39.78 | 25.88 | 35.12 | 39.78 | 25.88 | 18.88 | 39.78 | 25.88 | 18.88 | 39.78 | 25.88 | 35.12 | 39.78 | 44.74 | 35.86 | 39.78 | 25.88 | 18.88 | 39.38 | 0 | 18.69 | 39.4 | 25.62 | 34.77 | 39.78 | 25.88 | 35.12 | 50.37 | 48.43 | 49.11 | 50.37 | 48.43 | 49.11 | 50.37 | 48.43 | 49.11 | 50.37 | 48.43 | 49.11 | 50.37 | 30.48 | 49.11 | 50.37 | 30.48 | 49.11 | 50.37 | 48.43 | 49.11 | 50.37 | 48.43 | 49.11 | 50.37 | 30.48 | 49.11 | 49.86 | 0 | 47.16 | 50.88 | 47.95 | 48.62 | 50.37 | 48.43 | 49.34
5870 | 39.62 | 25.6 | 35.48 | 39.62 | 25.6 | 35.48 | 39.62 | 25.6 | 35.48 | 39.62 | 25.6 | 35.48 | 39.62 | 25.6 | 35.48 | 39.62 | 25.6 | 35.48 | 39.62 | 25.6 | 35.48 | 39.62 | 44.59 | 35.86 | 39.62 | 25.6 | 35.48 | 39.23 | 0 | 34.42 | 39.23 | 25.35 | 35.12 | 39.62 | 25.6 | 35.48 | 50.21 | 48.43 | 48.99 | 50.21 | 48.43 | 48.99 | 50.21 | 48.43 | 48.99 | 50.21 | 48.43 | 48.99 | 50.21 | 30.48 | 48.99 | 50.21 | 30.48 | 48.99 | 50.21 | 48.43 | 48.99 | 50.21 | 48.43 | 48.99 | 50.21 | 30.48 | 48.99 | 49.71 | 0 | 47.16 | 50.72 | 47.95 | 48.62 | 50.21 | 48.43 | 48.99
5871 | 39.61 | 41.1 | 37.04 | 39.61 | 41.1 | 37.04 | 39.61 | 41.1 | 37.04 | 39.61 | 41.1 | 37.04 | 39.61 | 25.94 | 35.49 | 39.61 | 25.94 | 35.49 | 39.61 | 41.1 | 37.04 | 39.61 | 41.11 | 37.04 | 39.61 | 25.94 | 35.49 | 39.22 | 0 | 33.4 | 40.01 | 40.69 | 36.67 | 39.61 | 41.1 | 37.04 | 50.2 | 51.61 | 49.11 | 50.2 | 51.61 | 49.11 | 50.2 | 51.61 | 49.11 | 50.2 | 51.61 | 49.11 | 51.22 | 49.13 | 49.11 | 51.22 | 49.13 | 49.11 | 50.2 | 51.61 | 49.11 | 50.2 | 51.61 | 49.11 | 51.22 | 49.13 | 49.11 | 50.71 | 47.66 | 47.16 | 50.71 | 51.09 | 48.62 | 50.2 | 51.61 | 49.18
5872 | 39.64 | 44.6 | 37.07 | 39.64 | 44.6 | 37.07 | 39.64 | 44.6 | 37.07 | 39.64 | 44.6 | 37.07 | 39.64 | 44.6 | 36.23 | 39.64 | 44.6 | 36.23 | 39.64 | 44.6 | 37.07 | 39.64 | 44.6 | 37.07 | 39.64 | 44.6 | 36.23 | 39.24 | 42.22 | 35.49 | 40.04 | 44.16 | 37.44 | 39.64 | 44.6 | 37.07 | 50.22 | 52.81 | 49.2 | 50.22 | 52.81 | 49.2 | 50.22 | 52.81 | 49.2 | 50.22 | 52.81 | 49.2 | 51.24 | 52.81 | 49.2 | 51.24 | 52.81 | 49.2 | 50.22 | 52.81 | 49.2 | 50.22 | 52.81 | 49.2 | 51.24 | 52.81 | 49.2 | 50.73 | 51.35 | 47.16 | 50.73 | 53.35 | 49.7 | 50.22 | 52.81 | 49.2
5873 | 39.86 | 44.83 | 37.29 | 39.86 | 44.83 | 37.29 | 39.86 | 44.83 | 37.29 | 39.86 | 44.83 | 37.29 | 39.86 | 45.29 | 37.29 | 40.57 | 45.29 | 37.29 | 39.86 | 44.83 | 37.29 | 39.86 | 44.83 | 37.29 | 39.86 | 45.29 | 37.29 | 40.16 | 44.38 | 35.85 | 40.26 | 45.28 | 36.96 | 39.86 | 44.83 | 37.29 | 50.45 | 53.04 | 49.42 | 50.45 | 53.04 | 49.42 | 50.45 | 53.04 | 49.42 | 50.45 | 53.04 | 49.42 | 53.07 | 53.04 | 49.42 | 56.03 | 53.04 | 49.42 | 50.45 | 53.04 | 49.42 | 50.45 | 53.04 | 49.42 | 53.07 | 53.04 | 49.42 | 55.47 | 50.93 | 47.16 | 54.36 | 53.57 | 49.92 | 50.45 | 53.04 | 51.3
5874 | 40.06 | 45.02 | 37.49 | 40.06 | 45.02 | 37.49 | 40.06 | 45.02 | 37.49 | 40.06 | 45.02 | 37.49 | 40.06 | 47.42 | 37.49 | 40.76 | 47.57 | 37.49 | 40.06 | 45.02 | 37.49 | 40.06 | 45.02 | 37.49 | 40.06 | 47.42 | 37.49 | 41.51 | 49.17 | 37.87 | 40.68 | 50.17 | 38.64 | 40.06 | 45.02 | 70.53 | 50.64 | 53.23 | 49.62 | 50.64 | 53.23 | 49.62 | 50.64 | 53.23 | 49.62 | 50.64 | 53.23 | 49.62 | 53.27 | 53.34 | 49.62 | 56.22 | 53.34 | 49.62 | 50.64 | 53.23 | 49.62 | 50.64 | 53.23 | 49.62 | 53.27 | 53.34 | 49.62 | 59.33 | 53.88 | 48.61 | 58.15 | 65.84 | 50.12 | 50.64 | 56.61 | 64.85
5875 | 40.19 | 45.16 | 37.63 | 40.19 | 45.16 | 37.63 | 40.19 | 45.16 | 37.63 | 40.19 | 45.16 | 37.63 | 40.19 | 47.55 | 37.63 | 40.9 | 47.71 | 37.63 | 40.19 | 45.16 | 37.63 | 40.19 | 45.16 | 37.63 | 40.19 | 47.55 | 37.63 | 46.42 | 64.05 | 38.01 | 45.5 | 65.36 | 45.48 | 40.19 | 45.16 | 37.63 | 50.78 | 53.37 | 49.76 | 50.78 | 53.37 | 49.76 | 50.78 | 53.37 | 49.76 | 50.78 | 53.37 | 49.76 | 53.41 | 53.48 | 49.76 | 56.36 | 53.48 | 49.76 | 50.78 | 53.37 | 49.76 | 50.78 | 53.37 | 49.76 | 53.41 | 53.48 | 49.76 | 69.47 | 54.02 | 49.78 | 68.09 | 76.28 | 59.17 | 50.78 | 53.37 | 51.3
5876 | 40.42 | 45.39 | 37.85 | 40.42 | 45.39 | 37.85 | 40.42 | 45.39 | 37.85 | 40.42 | 45.39 | 37.85 | 40.42 | 47.78 | 37.85 | 41.13 | 47.93 | 37.85 | 40.42 | 45.39 | 37.85 | 40.42 | 45.39 | 37.85 | 40.42 | 47.78 | 37.85 | 44.59 | 64.05 | 38.24 | 44.59 | 64.72 | 44.12 | 40.42 | 45.39 | 37.85 | 51.01 | 53.6 | 49.98 | 51.01 | 53.6 | 49.98 | 51.01 | 53.6 | 49.98 | 51.01 | 53.6 | 49.98 | 53.63 | 53.7 | 49.98 | 56.59 | 53.7 | 49.98 | 51.01 | 53.6 | 49.98 | 51.01 | 53.6 | 49.98 | 53.63 | 53.7 | 49.98 | 69.47 | 54.25 | 49.78 | 68.09 | 74.77 | 62.88 | 51.01 | 53.6 | 51.3
5877 | 40.44 | 45.4 | 37.87 | 40.44 | 45.4 | 37.87 | 40.44 | 45.4 | 37.87 | 40.44 | 45.4 | 37.87 | 40.44 | 47.8 | 37.87 | 41.14 | 47.95 | 37.87 | 40.44 | 45.4 | 37.87 | 40.44 | 45.4 | 37.87 | 40.44 | 47.8 | 37.87 | 42.8 | 64.05 | 38.25 | 42.8 | 64.72 | 39.03 | 40.44 | 45.4 | 37.87 | 51.03 | 53.61 | 50 | 51.03 | 53.61 | 50 | 51.03 | 53.61 | 50 | 51.03 | 53.61 | 50 | 53.65 | 53.72 | 50 | 56.61 | 53.72 | 50 | 51.03 | 53.61 | 50 | 51.03 | 53.61 | 50 | 53.65 | 53.72 | 50 | 67.15 | 54.59 | 50.51 | 65.82 | 74.77 | 62.88 | 51.03 | 53.61 | 50
5878 | 40.18 | 45.15 | 37.61 | 40.18 | 45.15 | 37.61 | 40.18 | 45.15 | 37.61 | 40.18 | 45.15 | 37.61 | 40.18 | 47.54 | 37.61 | 40.89 | 47.7 | 37.61 | 40.18 | 45.15 | 37.61 | 40.18 | 45.15 | 37.61 | 40.18 | 47.54 | 37.61 | 41.3 | 62.4 | 38.24 | 41.18 | 62.39 | 39.02 | 40.18 | 45.15 | 37.61 | 50.77 | 53.36 | 49.75 | 50.77 | 53.36 | 49.75 | 50.77 | 53.36 | 49.75 | 50.77 | 53.36 | 49.75 | 53.39 | 53.47 | 49.75 | 56.35 | 53.47 | 49.75 | 50.77 | 53.36 | 49.75 | 50.77 | 53.36 | 49.75 | 53.39 | 53.47 | 49.75 | 57.51 | 54.59 | 50.25 | 57.51 | 73.27 | 61 | 50.77 | 53.36 | 49.75
5879 | 38.76 | 44.63 | 37.1 | 38.76 | 44.63 | 37.1 | 38.76 | 44.63 | 37.1 | 38.76 | 44.63 | 37.1 | 39.67 | 47.03 | 37.1 | 40.37 | 47.18 | 37.1 | 39.67 | 44.63 | 37.1 | 39.67 | 44.63 | 37.1 | 39.67 | 47.03 | 37.1 | 39.96 | 52.01 | 39.04 | 39.16 | 50.97 | 38.26 | 38.76 | 44.63 | 37.1 | 47.02 | 52.84 | 49.23 | 47.02 | 52.84 | 49.23 | 47.02 | 52.84 | 49.23 | 47.02 | 52.84 | 49.23 | 52.88 | 52.95 | 49.23 | 53.94 | 52.95 | 49.23 | 50.26 | 52.84 | 49.23 | 50.26 | 52.84 | 49.23 | 52.88 | 52.95 | 49.23 | 53.4 | 67.37 | 55.49 | 52.33 | 67.37 | 56.62 | 47.02 | 52.84 | 49.23
5880 | 36.97 | 44.26 | 36.72 | 36.97 | 44.26 | 36.72 | 36.97 | 44.26 | 36.72 | 36.97 | 44.26 | 36.72 | 38.89 | 46.65 | 36.72 | 38.89 | 46.8 | 36.72 | 38.89 | 44.26 | 36.72 | 38.89 | 44.26 | 36.72 | 38.89 | 46.65 | 36.72 | 38.1 | 48.69 | 43.64 | 37.34 | 47.72 | 42.77 | 36.97 | 44.26 | 36.72 | 47.02 | 52.47 | 48.85 | 47.02 | 52.47 | 48.85 | 47.02 | 52.47 | 48.85 | 47.02 | 52.47 | 48.85 | 52.47 | 52.57 | 48.85 | 52.47 | 52.57 | 48.85 | 49.88 | 52.47 | 48.85 | 49.88 | 52.47 | 48.85 | 52.47 | 52.57 | 48.85 | 51.41 | 64.77 | 59.67 | 50.38 | 64.77 | 58.48 | 47.02 | 52.47 | 51.3
5881 | 35.97 | 43.88 | 36.34 | 35.97 | 43.88 | 36.34 | 35.97 | 43.88 | 36.34 | 35.97 | 43.88 | 36.34 | 38.23 | 46.27 | 36.34 | 38.23 | 46.42 | 36.34 | 38.23 | 43.88 | 36.34 | 38.23 | 43.88 | 36.34 | 38.23 | 46.27 | 36.34 | 37.46 | 48.69 | 43.64 | 36.71 | 47.72 | 42.77 | 35.97 | 43.88 | 36.34 | 36.14 | 52.09 | 48.48 | 36.14 | 52.09 | 48.48 | 36.14 | 52.09 | 48.48 | 36.14 | 52.09 | 48.48 | 52.12 | 52.19 | 48.48 | 52.47 | 52.19 | 48.58 | 49.5 | 52.09 | 48.48 | 49.5 | 52.09 | 48.48 | 52.12 | 52.19 | 48.48 | 51.41 | 64.77 | 55.56 | 50.38 | 64.77 | 54.45 | 36.14 | 52.09 | 48.48
5882 | 36.97 | 43.62 | 36.08 | 36.97 | 43.62 | 36.08 | 36.97 | 43.62 | 36.08 | 36.97 | 43.62 | 36.08 | 38.65 | 46.01 | 36.08 | 38.65 | 46.16 | 36.08 | 38.65 | 43.62 | 36.08 | 38.65 | 43.62 | 36.08 | 38.65 | 46.01 | 36.08 | 38.1 | 49.19 | 43.64 | 37.34 | 48.2 | 42.77 | 36.97 | 43.62 | 36.08 | 47.02 | 51.83 | 48.22 | 47.02 | 51.83 | 48.22 | 47.02 | 51.83 | 48.22 | 47.02 | 51.83 | 48.22 | 51.86 | 51.94 | 48.22 | 51.93 | 51.94 | 48.32 | 49.24 | 51.83 | 48.22 | 49.24 | 51.83 | 48.22 | 51.86 | 51.94 | 48.22 | 51.41 | 66.75 | 55.56 | 50.38 | 65.42 | 54.45 | 47.02 | 51.83 | 63.5
5883 | 37.08 | 43.44 | 35.91 | 37.08 | 43.44 | 35.91 | 37.08 | 43.44 | 35.91 | 37.08 | 43.44 | 35.91 | 38.48 | 45.84 | 35.91 | 38.61 | 45.99 | 35.91 | 38.48 | 43.44 | 35.91 | 38.48 | 43.44 | 35.91 | 38.48 | 45.84 | 35.91 | 38.22 | 52.99 | 44.52 | 37.46 | 51.93 | 43.63 | 37.08 | 43.44 | 35.91 | 36.14 | 51.66 | 48.04 | 36.14 | 51.66 | 48.04 | 36.14 | 51.66 | 48.04 | 36.14 | 51.66 | 48.04 | 51.69 | 51.76 | 48.04 | 53.84 | 51.76 | 48.14 | 49.07 | 51.66 | 48.04 | 49.07 | 51.66 | 48.04 | 51.69 | 51.76 | 48.04 | 53.3 | 68.93 | 55.56 | 52.24 | 68.93 | 54.45 | 36.14 | 51.66 | 48.04
5884 | 37.47 | 43.67 | 36.13 | 37.47 | 43.67 | 36.13 | 37.47 | 43.67 | 36.13 | 37.47 | 43.67 | 36.13 | 38.7 | 46.06 | 36.13 | 38.7 | 46.22 | 36.14 | 38.7 | 43.67 | 36.13 | 38.7 | 43.67 | 36.13 | 38.7 | 46.06 | 36.13 | 38.22 | 52.99 | 44.52 | 37.85 | 51.93 | 43.63 | 37.47 | 43.67 | 36.13 | 47.98 | 51.88 | 48.27 | 47.98 | 51.88 | 48.27 | 47.98 | 51.88 | 48.27 | 47.98 | 51.88 | 48.27 | 51.91 | 51.99 | 48.27 | 54.87 | 51.99 | 48.37 | 49.29 | 51.88 | 48.27 | 49.29 | 51.88 | 48.27 | 51.91 | 51.99 | 48.27 | 54.38 | 66.75 | 55.56 | 53.3 | 65.42 | 54.45 | 47.98 | 51.88 | 48.27
5885 | 39.47 | 44.44 | 36.9 | 39.47 | 44.44 | 36.9 | 39.47 | 44.44 | 36.9 | 39.47 | 44.44 | 36.9 | 39.47 | 46.83 | 36.9 | 40.18 | 46.98 | 36.9 | 39.47 | 44.44 | 36.9 | 39.47 | 44.44 | 36.9 | 39.47 | 46.83 | 36.9 | 44.55 | 70.65 | 50.32 | 44.55 | 69.24 | 49.31 | 39.47 | 44.44 | 36.9 | 50.06 | 52.65 | 49.03 | 50.06 | 52.65 | 49.03 | 50.06 | 52.65 | 49.03 | 50.06 | 52.65 | 49.03 | 52.68 | 52.75 | 49.03 | 55.64 | 52.75 | 49.14 | 50.06 | 52.65 | 49.03 | 50.06 | 52.65 | 49.03 | 52.68 | 52.75 | 49.03 | 61.51 | 80.59 | 64.38 | 61.32 | 80.59 | 63.09 | 50.06 | 52.65 | 49.03
5886 | 40.23 | 45.2 | 37.67 | 40.23 | 45.2 | 37.67 | 40.23 | 45.2 | 39.85 | 40.23 | 45.2 | 39.85 | 40.23 | 47.6 | 39.85 | 40.94 | 47.75 | 39.85 | 40.23 | 45.2 | 37.67 | 40.23 | 45.2 | 37.67 | 40.23 | 47.6 | 39.85 | 54.02 | 70.65 | 53.62 | 54.02 | 69.25 | 52.55 | 40.23 | 45.2 | 37.67 | 50.82 | 53.41 | 51.3 | 50.82 | 53.41 | 51.3 | 50.82 | 53.41 | 51.3 | 50.82 | 53.41 | 51.3 | 53.45 | 53.52 | 51.3 | 56.4 | 53.52 | 51.3 | 50.82 | 53.41 | 51.3 | 50.82 | 53.41 | 49.8 | 53.45 | 53.52 | 51.3 | 72.39 | 82.74 | 65.37 | 72.39 | 82.74 | 65.37 | 50.82 | 53.41 | 51.3
5887 | 40.99 | 45.96 | 38.43 | 40.99 | 45.96 | 38.43 | 41.7 | 45.97 | 52.02 | 41.7 | 45.97 | 52.02 | 41.7 | 48.35 | 50.45 | 41.7 | 48.5 | 50.45 | 40.99 | 45.96 | 38.42 | 40.99 | 45.96 | 38.42 | 41.7 | 48.35 | 50.45 | 54.13 | 70.65 | 53.62 | 53.04 | 69.24 | 52.55 | 41.7 | 45.96 | 38.43 | 51.58 | 54.27 | 51.3 | 51.58 | 54.27 | 51.61 | 57.16 | 54.27 | 51.68 | 57.16 | 54.27 | 51.68 | 57.16 | 54.27 | 51.68 | 57.16 | 54.27 | 51.68 | 51.58 | 54.27 | 51.61 | 51.58 | 54.17 | 50.56 | 57.16 | 54.27 | 51.68 | 74.03 | 83.55 | 65.37 | 74.03 | 82.74 | 64.06 | 57.16 | 54.27 | 51.3
5888 | 41.36 | 46.34 | 38.8 | 41.36 | 46.34 | 47.63 | 42.07 | 46.34 | 47.63 | 42.07 | 46.34 | 47.63 | 42.07 | 48.72 | 40.86 | 42.07 | 48.88 | 40.86 | 41.36 | 46.34 | 38.79 | 41.36 | 46.33 | 38.79 | 42.07 | 48.72 | 40.86 | 54.13 | 70.65 | 49.1 | 53.04 | 67.17 | 48.11 | 42.07 | 46.34 | 47.63 | 51.95 | 54.65 | 51.3 | 51.95 | 54.65 | 51.3 | 57.53 | 54.65 | 51.3 | 57.53 | 54.65 | 51.3 | 57.53 | 54.65 | 51.03 | 57.53 | 54.65 | 51.03 | 51.95 | 54.54 | 51.03 | 51.95 | 54.54 | 50.93 | 57.53 | 54.65 | 51.03 | 72.89 | 77.04 | 54.01 | 71.43 | 75.5 | 51.81 | 57.53 | 54.65 | 51.3
5889 | 41.43 | 46.41 | 38.87 | 41.43 | 46.41 | 38.87 | 42.14 | 46.41 | 38.87 | 42.14 | 46.41 | 38.87 | 42.14 | 48.79 | 38.87 | 42.14 | 48.95 | 38.87 | 41.43 | 46.41 | 38.86 | 41.43 | 46.4 | 38.86 | 42.14 | 48.79 | 38.87 | 54.56 | 67.62 | 39.67 | 53.47 | 46.88 | 38.87 | 42.14 | 46.41 | 38.87 | 52.02 | 54.72 | 51 | 52.02 | 54.72 | 51 | 57.6 | 54.72 | 51 | 57.6 | 54.72 | 51 | 57.6 | 54.72 | 51 | 57.6 | 54.72 | 51 | 52.02 | 54.72 | 51 | 52.02 | 54.61 | 51 | 57.6 | 54.72 | 51 | 72.89 | 63.56 | 51.51 | 71.43 | 62.29 | 50.49 | 57.6 | 54.72 | 51
5890 | 41.46 | 46.43 | 38.89 | 41.46 | 46.43 | 38.89 | 42.17 | 46.43 | 38.89 | 42.17 | 46.43 | 38.89 | 42.17 | 48.82 | 38.89 | 42.17 | 48.98 | 38.89 | 41.46 | 46.43 | 38.89 | 41.46 | 46.43 | 38.89 | 42.17 | 48.82 | 38.89 | 53.44 | 52.46 | 38.11 | 51.85 | 46.9 | 38.11 | 42.17 | 46.43 | 38.89 | 52.05 | 54.75 | 51.03 | 52.05 | 54.75 | 51.03 | 57.63 | 54.75 | 51.03 | 57.63 | 54.75 | 51.03 | 57.63 | 54.75 | 49.61 | 57.63 | 54.75 | 49.61 | 52.05 | 54.64 | 51.03 | 52.05 | 54.64 | 51.03 | 57.63 | 54.75 | 49.61 | 65.82 | 55.87 | 49.11 | 63.85 | 55.3 | 49.11 | 57.63 | 54.75 | 51.03
5891 | 41.41 | 46.38 | 38.84 | 41.41 | 46.38 | 38.84 | 41.41 | 46.38 | 38.84 | 41.41 | 46.38 | 38.84 | 41.41 | 48.77 | 37.72 | 42.12 | 48.92 | 37.72 | 41.41 | 46.38 | 38.84 | 41.41 | 46.38 | 38.84 | 41.41 | 48.77 | 37.72 | 42.68 | 50.15 | 36.95 | 41.83 | 46.85 | 36.95 | 41.41 | 46.38 | 38.84 | 52 | 54.59 | 50.98 | 52 | 54.59 | 50.98 | 54.62 | 54.59 | 50.98 | 54.62 | 54.59 | 50.98 | 54.62 | 54.59 | 49.61 | 57.46 | 54.59 | 49.61 | 52 | 54.59 | 50.98 | 52 | 54.59 | 50.98 | 54.62 | 54.59 | 49.61 | 56.88 | 54.85 | 49.11 | 55.17 | 54.29 | 49.11 | 54.62 | 54.59 | 50.98
5892 | 41.3 | 46.27 | 38.73 | 41.3 | 46.27 | 38.73 | 41.3 | 46.27 | 38.73 | 41.3 | 46.27 | 38.73 | 41.3 | 48.66 | 37.72 | 42.01 | 48.81 | 37.72 | 41.3 | 46.27 | 38.73 | 41.3 | 46.27 | 38.73 | 41.3 | 48.66 | 37.72 | 42.43 | 50.15 | 36.95 | 41.72 | 46.74 | 36.95 | 41.3 | 46.27 | 38.73 | 51.89 | 54.48 | 50.87 | 51.89 | 54.48 | 50.87 | 53.68 | 54.48 | 50.87 | 53.68 | 54.48 | 50.87 | 54.51 | 54.48 | 49.61 | 56.46 | 54.48 | 49.61 | 51.89 | 54.48 | 50.87 | 51.89 | 54.48 | 50.87 | 54.51 | 54.48 | 49.61 | 55.89 | 53.9 | 49.11 | 54.22 | 53.93 | 49.11 | 53.68 | 54.48 | 50.87
5893 | 41.26 | 46.24 | 38.69 | 41.26 | 46.24 | 38.69 | 41.26 | 46.24 | 38.69 | 41.26 | 46.24 | 38.69 | 41.26 | 48.62 | 37.72 | 41.97 | 48.77 | 37.72 | 41.26 | 46.24 | 38.69 | 41.26 | 46.23 | 38.69 | 41.26 | 48.62 | 37.72 | 42.11 | 50.15 | 36.95 | 41.27 | 46.7 | 36.95 | 41.26 | 46.24 | 38.69 | 51.85 | 54.44 | 50.83 | 51.85 | 54.44 | 50.83 | 53.68 | 54.44 | 50.83 | 53.68 | 54.44 | 50.83 | 54.47 | 54.44 | 49.61 | 56.46 | 54.44 | 49.61 | 51.85 | 54.44 | 50.83 | 51.85 | 54.44 | 50.83 | 54.47 | 54.44 | 49.61 | 55.89 | 53.9 | 49.11 | 54.78 | 53.9 | 50.11 | 53.68 | 54.44 | 50.83
5894 | 41.18 | 46.16 | 38.61 | 41.18 | 46.16 | 38.61 | 41.18 | 46.16 | 38.61 | 41.18 | 46.16 | 38.61 | 41.18 | 48.54 | 38.39 | 41.89 | 48.69 | 38.39 | 41.18 | 46.16 | 38.61 | 41.18 | 46.15 | 38.61 | 41.18 | 48.54 | 38.39 | 41.89 | 50.15 | 38 | 41.6 | 47.56 | 38 | 41.18 | 46.16 | 38.61 | 51.77 | 54.46 | 50.75 | 51.77 | 54.46 | 50.75 | 53.76 | 54.46 | 50.75 | 53.76 | 54.46 | 50.75 | 54.39 | 54.46 | 49.61 | 56.55 | 54.46 | 49.61 | 51.77 | 54.46 | 50.75 | 51.77 | 54.36 | 50.75 | 54.39 | 54.46 | 49.61 | 55.98 | 55.57 | 49.11 | 54.86 | 55.01 | 50.12 | 53.76 | 54.46 | 50.75
5895 | 41.04 | 46.02 | 38.65 | 41.04 | 46.02 | 38.65 | 41.04 | 46.02 | 38.65 | 41.04 | 46.02 | 38.65 | 41.04 | 48.4 | 38.48 | 41.75 | 48.56 | 38.48 | 41.04 | 46.02 | 38.48 | 41.04 | 46.01 | 38.48 | 41.04 | 48.4 | 38.48 | 42.17 | 51.93 | 39.04 | 41.46 | 50.89 | 39.04 | 41.04 | 46.02 | 38.65 | 51.63 | 54.33 | 51.3 | 51.63 | 54.33 | 51.3 | 54.26 | 54.33 | 51.3 | 54.26 | 59.02 | 51.3 | 54.26 | 54.33 | 50.61 | 56.7 | 54.33 | 50.61 | 51.63 | 54.33 | 50.61 | 51.63 | 54.22 | 50.61 | 54.26 | 54.33 | 50.61 | 56.7 | 60.24 | 50.69 | 56.14 | 60.24 | 51.73 | 51.63 | 54.33 | 51.3
5896 | 40.88 | 45.89 | 70.65 | 40.88 | 45.89 | 70.65 | 41.59 | 45.89 | 70.65 | 41.59 | 45.89 | 70.65 | 41.59 | 48.24 | 38.31 | 41.59 | 48.39 | 38.31 | 40.88 | 45.89 | 38.31 | 40.88 | 45.85 | 38.31 | 41.59 | 48.24 | 38.31 | 52.32 | 65.08 | 71.37 | 52.32 | 65.08 | 71.37 | 41.59 | 45.89 | 70.65 | 51.47 | 54.16 | 56.13 | 51.47 | 54.16 | 56.13 | 57.05 | 54.16 | 56.13 | 57.05 | 80.57 | 56.13 | 57.05 | 54.16 | 50.45 | 57.05 | 54.16 | 50.45 | 51.47 | 54.16 | 50.45 | 51.47 | 54.06 | 50.45 | 57.05 | 54.16 | 50.45 | 67.84 | 83.08 | 56.69 | 66.49 | 82.45 | 56.69 | 51.47 | 54.16 | 56.13
5897 | 40.86 | 48.36 | 79.22 | 40.86 | 48.36 | 79.22 | 41.56 | 48.36 | 80.83 | 41.56 | 48.36 | 80.83 | 41.56 | 48.36 | 38.29 | 41.56 | 48.37 | 38.29 | 40.86 | 48.36 | 38.29 | 40.86 | 45.82 | 38.29 | 41.56 | 48.36 | 38.29 | 54.13 | 69.94 | 83.31 | 54.13 | 71.36 | 81.64 | 41.56 | 48.36 | 79.22 | 51.44 | 55.31 | 107.67 | 51.44 | 55.31 | 107.67 | 57.02 | 55.31 | 107.67 | 57.02 | 81.2 | 107.67 | 57.02 | 55.31 | 50.42 | 57.02 | 55.31 | 50.42 | 51.44 | 55.31 | 50.42 | 51.44 | 54.03 | 50.42 | 57.02 | 55.31 | 50.42 | 74.78 | 86.49 | 111.11 | 74.03 | 88.26 | 111.11 | 57.02 | 55.31 | 107.67
5898 | 40.88 | 48.38 | 77.11 | 40.88 | 48.38 | 77.11 | 41.59 | 48.38 | 81.63 | 41.59 | 48.38 | 81.63 | 41.59 | 48.38 | 38.31 | 41.59 | 48.39 | 38.31 | 40.88 | 48.38 | 38.31 | 40.88 | 45.85 | 38.31 | 41.59 | 48.38 | 38.31 | 55.28 | 80.39 | 83.31 | 55.28 | 82.02 | 83.31 | 41.59 | 48.38 | 77.11 | 51.47 | 54.88 | 107.67 | 51.47 | 54.88 | 107.67 | 57.05 | 54.88 | 107.67 | 57.05 | 81.2 | 107.67 | 57.05 | 54.88 | 50.45 | 57.05 | 54.88 | 50.45 | 51.47 | 54.88 | 50.45 | 51.47 | 54.06 | 50.45 | 57.05 | 54.88 | 50.45 | 78.16 | 106.06 | 111.11 | 79.75 | 107.16 | 113.37 | 57.05 | 54.88 | 107.67
5899 | 40.91 | 48.41 | 70.53 | 40.91 | 48.41 | 70.53 | 41.61 | 48.41 | 81.63 | 41.61 | 48.41 | 81.63 | 41.61 | 48.41 | 38.34 | 41.61 | 48.42 | 38.34 | 40.91 | 48.41 | 38.34 | 40.91 | 45.87 | 38.34 | 41.61 | 48.41 | 38.34 | 61.08 | 80.39 | 83.31 | 59.86 | 82.02 | 83.31 | 41.61 | 48.41 | 70.53 | 51.49 | 54.91 | 103.32 | 51.49 | 54.91 | 103.32 | 57.07 | 54.91 | 106.7 | 57.07 | 81.2 | 106.7 | 57.07 | 54.91 | 50.47 | 57.07 | 54.91 | 50.47 | 51.49 | 54.91 | 50.47 | 51.49 | 54.08 | 50.47 | 57.07 | 54.91 | 50.47 | 90.55 | 106.06 | 111.11 | 92.39 | 107.16 | 113.37 | 57.07 | 54.91 | 103.32
5900 | 41.06 | 46.04 | 39.02 | 41.06 | 46.04 | 39.02 | 41.77 | 46.04 | 80.3 | 41.77 | 46.04 | 80.3 | 41.77 | 48.43 | 38.5 | 41.77 | 48.58 | 38.5 | 41.06 | 46.04 | 38.5 | 41.06 | 46.03 | 38.5 | 41.77 | 48.43 | 38.5 | 56.28 | 75.68 | 81.96 | 55.16 | 77.22 | 81.96 | 41.77 | 46.04 | 39.02 | 51.65 | 54.35 | 63.5 | 51.65 | 54.35 | 63.5 | 57.23 | 54.35 | 89.81 | 57.23 | 81.2 | 89.81 | 57.23 | 54.35 | 50.63 | 57.23 | 54.35 | 50.63 | 51.65 | 54.35 | 50.63 | 51.65 | 54.24 | 50.63 | 57.23 | 54.35 | 50.63 | 75.79 | 103.95 | 111.11 | 75.53 | 103.95 | 113.37 | 57.23 | 54.35 | 63.5
5901 | 40.9 | 45.87 | 38.33 | 40.9 | 45.87 | 38.33 | 40.9 | 45.87 | 40.51 | 40.9 | 45.87 | 40.51 | 40.9 | 48.26 | 38.33 | 41.61 | 48.41 | 38.33 | 40.9 | 45.87 | 38.33 | 40.9 | 45.87 | 38.33 | 40.9 | 48.26 | 38.33 | 54.13 | 69.94 | 81.96 | 54.13 | 71.36 | 80.32 | 40.9 | 45.87 | 38.33 | 51.49 | 54.08 | 51.3 | 51.49 | 54.08 | 51.3 | 51.49 | 54.08 | 51.3 | 51.49 | 60.9 | 51.3 | 54.11 | 54.18 | 50.47 | 57.07 | 54.18 | 50.47 | 51.49 | 54.08 | 50.47 | 51.49 | 54.08 | 50.47 | 54.11 | 54.18 | 50.47 | 74.03 | 86.29 | 111.11 | 74.03 | 88.04 | 111.11 | 51.49 | 54.08 | 51.3
5902 | 40.42 | 45.39 | 37.86 | 40.42 | 45.39 | 37.86 | 40.42 | 45.39 | 37.86 | 40.42 | 45.39 | 37.86 | 40.42 | 47.78 | 37.86 | 41.13 | 47.94 | 37.86 | 40.42 | 45.39 | 37.86 | 40.42 | 45.39 | 37.86 | 40.42 | 47.78 | 37.86 | 50.39 | 69.94 | 81.96 | 50.39 | 69.94 | 80.32 | 40.42 | 45.39 | 37.86 | 51.01 | 53.6 | 50.36 | 51.01 | 53.6 | 50.36 | 51.01 | 53.6 | 50.36 | 51.01 | 53.6 | 50.36 | 53.64 | 53.71 | 49.99 | 56.59 | 53.71 | 49.99 | 51.01 | 53.6 | 49.99 | 51.01 | 53.6 | 49.99 | 53.64 | 53.71 | 49.99 | 68.4 | 84.77 | 107.78 | 68.4 | 86.49 | 109.98 | 51.01 | 53.6 | 50.36
5903 | 39.87 | 44.83 | 37.3 | 39.87 | 44.83 | 37.3 | 39.87 | 44.83 | 37.3 | 39.87 | 44.83 | 37.3 | 39.87 | 47.23 | 37.3 | 40.57 | 47.38 | 37.3 | 39.87 | 44.83 | 37.3 | 39.87 | 44.83 | 37.3 | 39.87 | 47.23 | 37.3 | 41 | 68.33 | 79.5 | 41 | 68.34 | 80.28 | 39.87 | 44.83 | 37.3 | 50.46 | 53.04 | 49.43 | 50.46 | 53.04 | 49.43 | 50.46 | 53.04 | 49.43 | 50.46 | 53.04 | 49.43 | 53.08 | 53.15 | 49.43 | 56.04 | 53.15 | 49.43 | 50.46 | 53.04 | 49.43 | 50.46 | 53.04 | 49.43 | 53.08 | 53.15 | 49.43 | 62.88 | 84.77 | 104.49 | 62.88 | 86.49 | 107.79 | 50.46 | 53.04 | 49.43
5904 | 39.61 | 44.58 | 37.04 | 39.61 | 44.58 | 37.04 | 39.61 | 44.58 | 37.04 | 39.61 | 44.58 | 37.04 | 39.61 | 46.97 | 37.04 | 39.65 | 47.12 | 37.04 | 39.61 | 44.58 | 37.04 | 39.61 | 44.58 | 37.04 | 39.61 | 46.97 | 37.04 | 40.05 | 64.41 | 78.67 | 40.05 | 65.08 | 80.28 | 39.61 | 44.58 | 37.04 | 50.2 | 52.79 | 49.18 | 50.2 | 52.79 | 49.18 | 50.2 | 52.79 | 49.18 | 50.2 | 52.79 | 49.18 | 52.82 | 52.9 | 49.18 | 55.78 | 52.9 | 49.18 | 50.2 | 52.79 | 49.18 | 50.2 | 52.79 | 49.18 | 52.82 | 52.9 | 49.18 | 56.36 | 83.08 | 101.68 | 56.36 | 84.77 | 107.79 | 50.2 | 52.79 | 49.18
5905 | 39.27 | 44.23 | 36.7 | 39.27 | 44.23 | 36.7 | 39.27 | 44.23 | 36.7 | 39.27 | 44.23 | 36.7 | 39.27 | 46.63 | 36.7 | 39.65 | 46.78 | 36.7 | 39.27 | 44.23 | 36.7 | 39.27 | 44.23 | 36.7 | 39.27 | 46.63 | 36.7 | 40.05 | 63.46 | 38.24 | 40.05 | 64.76 | 80.28 | 39.27 | 44.23 | 36.7 | 49.85 | 52.44 | 48.83 | 49.85 | 52.44 | 48.83 | 49.85 | 52.44 | 48.83 | 49.85 | 52.44 | 48.83 | 52.48 | 52.55 | 48.83 | 54.78 | 52.55 | 48.83 | 49.85 | 52.44 | 48.83 | 49.85 | 52.44 | 48.83 | 52.48 | 52.55 | 48.83 | 55.34 | 81.38 | 49.78 | 55.34 | 83.04 | 106.7 | 49.85 | 52.44 | 48.83
5906 | 39.06 | 44.02 | 36.49 | 39.06 | 44.02 | 36.49 | 39.06 | 44.02 | 36.49 | 39.06 | 44.02 | 36.49 | 39.06 | 46.42 | 36.49 | 39.65 | 46.57 | 36.49 | 39.06 | 44.02 | 36.49 | 39.06 | 44.02 | 36.49 | 39.06 | 46.42 | 36.49 | 40.05 | 57.67 | 37.88 | 40.05 | 58.85 | 79.51 | 39.06 | 44.02 | 36.49 | 49.65 | 52.24 | 48.62 | 49.65 | 52.24 | 48.62 | 49.65 | 52.24 | 48.62 | 49.65 | 52.24 | 48.62 | 52.27 | 52.34 | 48.62 | 54.23 | 52.34 | 48.62 | 49.65 | 52.24 | 48.62 | 49.65 | 52.24 | 48.62 | 52.27 | 52.34 | 48.62 | 54.78 | 80.57 | 49.78 | 54.78 | 82.21 | 106.7 | 49.65 | 52.24 | 48.62
5907 | 38.85 | 43.82 | 36.28 | 38.85 | 43.82 | 36.28 | 38.85 | 43.82 | 36.28 | 38.85 | 43.82 | 36.28 | 38.85 | 46.21 | 36.28 | 39.56 | 46.36 | 36.28 | 38.85 | 43.82 | 36.28 | 38.85 | 43.82 | 36.28 | 38.85 | 46.21 | 36.28 | 39.96 | 56.52 | 36.65 | 40.05 | 57.67 | 76.93 | 38.85 | 43.82 | 36.28 | 49.44 | 52.03 | 48.42 | 49.44 | 52.03 | 48.42 | 49.44 | 52.03 | 48.42 | 49.44 | 52.03 | 48.42 | 52.06 | 52.13 | 48.42 | 53.68 | 52.13 | 48.42 | 49.44 | 52.03 | 48.42 | 49.44 | 52.03 | 48.42 | 52.06 | 52.13 | 48.42 | 54.78 | 75.79 | 49.11 | 54.78 | 77.33 | 103.09 | 49.44 | 52.03 | 48.42
5908 | 39.08 | 44.04 | 36.51 | 39.08 | 44.04 | 36.51 | 39.08 | 44.04 | 36.51 | 39.08 | 44.04 | 36.51 | 39.08 | 46.24 | 36.51 | 39.24 | 46.59 | 36.51 | 39.08 | 44.04 | 36.51 | 39.08 | 44.04 | 36.51 | 39.08 | 46.24 | 36.51 | 39.64 | 47.56 | 36.88 | 40.05 | 59.92 | 77.41 | 39.08 | 44.04 | 36.51 | 49.67 | 52.26 | 48.64 | 49.67 | 52.26 | 48.64 | 49.67 | 52.26 | 48.64 | 49.67 | 52.26 | 48.64 | 52.29 | 52.36 | 48.64 | 54.77 | 52.36 | 48.64 | 49.67 | 52.26 | 48.64 | 49.67 | 52.26 | 48.64 | 52.29 | 52.36 | 48.64 | 55.89 | 52.95 | 49.13 | 55.89 | 82.03 | 103.14 | 49.67 | 52.26 | 48.64
5909 | 39.67 | 44.64 | 37.1 | 39.67 | 44.64 | 37.1 | 39.67 | 44.64 | 37.1 | 39.67 | 44.64 | 37.1 | 39.67 | 46.24 | 37.1 | 40.38 | 47.18 | 37.1 | 39.67 | 44.64 | 37.1 | 39.67 | 44.64 | 37.1 | 39.67 | 46.24 | 37.1 | 43.7 | 47.66 | 37.48 | 44.59 | 69.94 | 78.67 | 39.67 | 44.64 | 37.1 | 50.26 | 52.85 | 49.24 | 50.26 | 52.85 | 49.24 | 50.26 | 52.85 | 49.24 | 50.26 | 52.85 | 49.24 | 52.88 | 52.85 | 49.24 | 55.84 | 52.96 | 49.24 | 50.26 | 52.85 | 49.24 | 50.26 | 52.85 | 49.24 | 52.88 | 52.85 | 49.24 | 74.03 | 53.49 | 49.73 | 74.78 | 84.77 | 106.7 | 50.26 | 52.85 | 51.3
5910 | 40.38 | 45.35 | 37.82 | 40.38 | 45.35 | 37.82 | 40.38 | 45.35 | 37.82 | 40.38 | 45.35 | 37.82 | 40.38 | 47.74 | 37.82 | 41.09 | 47.89 | 37.82 | 40.38 | 45.35 | 37.82 | 40.38 | 45.35 | 37.82 | 40.38 | 47.74 | 37.82 | 53.04 | 48.38 | 37.88 | 54.13 | 69.94 | 79.51 | 40.38 | 45.35 | 37.82 | 50.97 | 53.67 | 50.32 | 50.97 | 53.67 | 50.32 | 50.97 | 53.67 | 50.32 | 50.97 | 53.67 | 50.32 | 53.59 | 53.67 | 49.95 | 56.55 | 53.67 | 49.95 | 50.97 | 53.56 | 49.95 | 50.97 | 53.56 | 49.95 | 53.59 | 53.67 | 49.95 | 74.03 | 54.21 | 49.45 | 75.53 | 84.77 | 96.42 | 50.97 | 53.67 | 50.32
5911 | 41.07 | 46.04 | 38.5 | 41.07 | 46.04 | 38.5 | 41.77 | 46.04 | 38.5 | 41.77 | 46.04 | 38.5 | 41.77 | 48.43 | 38.5 | 41.77 | 48.58 | 38.5 | 41.07 | 46.04 | 38.5 | 41.07 | 46.04 | 38.5 | 41.77 | 48.43 | 38.5 | 54.13 | 49.07 | 38.11 | 54.13 | 50.07 | 38.89 | 41.77 | 46.04 | 38.5 | 51.66 | 54.35 | 51.3 | 51.66 | 54.35 | 51.3 | 57.24 | 54.35 | 51.3 | 57.24 | 78.97 | 51.3 | 57.24 | 54.35 | 50.63 | 57.24 | 54.35 | 50.63 | 51.66 | 54.25 | 50.63 | 51.66 | 54.25 | 50.63 | 57.24 | 54.35 | 50.63 | 72.55 | 53.81 | 47.16 | 74.03 | 79.76 | 80.03 | 57.24 | 54.35 | 51.3
5912 | 41.32 | 46.3 | 38.75 | 41.32 | 46.3 | 38.75 | 42.03 | 46.3 | 38.75 | 42.03 | 46.3 | 38.75 | 42.03 | 48.68 | 38.75 | 42.03 | 48.83 | 38.75 | 41.32 | 46.29 | 38.75 | 41.32 | 46.29 | 38.75 | 42.03 | 48.68 | 38.75 | 52.5 | 48.68 | 35.49 | 52.51 | 47.71 | 38.36 | 42.03 | 46.3 | 62.46 | 51.91 | 54.6 | 50.89 | 51.91 | 54.6 | 50.89 | 57.49 | 54.6 | 50.89 | 57.49 | 54.6 | 50.89 | 57.49 | 54.6 | 50.89 | 57.49 | 54.6 | 50.89 | 51.91 | 54.5 | 50.89 | 51.91 | 54.5 | 50.89 | 57.49 | 54.6 | 50.89 | 72.39 | 54.06 | 47.16 | 72.39 | 55.16 | 50.38 | 57.49 | 54.6 | 51.3
5913 | 41.36 | 46.33 | 38.79 | 41.36 | 46.33 | 38.79 | 42.07 | 46.33 | 38.79 | 42.07 | 46.33 | 38.79 | 42.07 | 48.72 | 36.59 | 42.07 | 48.72 | 36.59 | 41.36 | 46.33 | 38.79 | 41.36 | 46.33 | 38.79 | 42.07 | 48.72 | 36.59 | 50.5 | 47.66 | 34.42 | 49.49 | 46.8 | 35.12 | 42.07 | 46.33 | 38.79 | 51.95 | 54.54 | 50.93 | 51.95 | 54.54 | 50.93 | 54.57 | 54.54 | 50.93 | 54.57 | 54.54 | 50.93 | 54.57 | 54.54 | 48.62 | 57.53 | 54.54 | 48.62 | 51.95 | 54.54 | 50.93 | 51.95 | 54.54 | 50.93 | 54.57 | 54.54 | 48.62 | 64.51 | 52.67 | 44.8 | 64.51 | 53.74 | 45.75 | 54.57 | 54.54 | 50.93
5914 | 41.38 | 46.34 | 38.81 | 41.38 | 46.34 | 38.81 | 41.38 | 46.34 | 38.81 | 41.38 | 46.34 | 38.81 | 41.38 | 46.34 | 36.59 | 41.38 | 46.34 | 36.59 | 41.38 | 46.34 | 38.81 | 41.38 | 46.34 | 38.81 | 41.38 | 46.34 | 36.59 | 40.96 | 44.96 | 34.42 | 41.28 | 45.88 | 34.42 | 41.38 | 46.34 | 38.81 | 51.96 | 49.37 | 47.16 | 51.96 | 49.37 | 47.16 | 51.96 | 49.37 | 47.16 | 51.96 | 49.37 | 47.16 | 54.59 | 49.37 | 47.16 | 54.59 | 49.37 | 47.16 | 51.96 | 49.37 | 47.16 | 51.96 | 54.55 | 50.94 | 54.59 | 49.37 | 47.16 | 54.04 | 46.7 | 44.8 | 52.96 | 47.66 | 44.8 | 51.96 | 54.55 | 50.94
5915 | 41.36 | 46.33 | 35.49 | 41.36 | 46.33 | 35.49 | 41.36 | 46.33 | 35.49 | 41.36 | 46.33 | 35.49 | 41.36 | 46.33 | 35.49 | 41.36 | 46.33 | 35.49 | 41.36 | 46.33 | 35.49 | 41.36 | 46.33 | 38.8 | 41.36 | 46.33 | 35.49 | 40.87 | 44.85 | 33.4 | 40.87 | 43.96 | 0 | 41.36 | 46.33 | 38.8 | 51.95 | 48.43 | 46.17 | 51.95 | 48.38 | 46.17 | 51.95 | 48.38 | 46.17 | 51.95 | 48.38 | 46.17 | 54.58 | 48.38 | 46.17 | 54.58 | 48.38 | 46.17 | 51.95 | 48.38 | 46.45 | 51.95 | 54.54 | 50.93 | 54.58 | 48.38 | 46.17 | 53.21 | 46.46 | 44.8 | 52.48 | 46.46 | 44.8 | 51.95 | 49.42 | 47.59
5916 | 41.28 | 46.24 | 35.49 | 41.28 | 46.24 | 35.49 | 41.28 | 46.24 | 35.49 | 41.28 | 46.24 | 35.49 | 41.28 | 46.24 | 35.49 | 41.28 | 46.24 | 35.49 | 41.28 | 46.24 | 35.49 | 41.28 | 46.24 | 38.71 | 41.28 | 46.24 | 35.49 | 40.86 | 45.32 | 33.9 | 40.86 | 45.32 | 33.22 | 41.28 | 46.24 | 35.74 | 51.86 | 48.43 | 46.17 | 51.86 | 48.38 | 46.17 | 51.86 | 48.38 | 46.17 | 51.86 | 48.38 | 46.17 | 54.49 | 48.38 | 46.17 | 54.49 | 48.38 | 46.17 | 51.86 | 48.38 | 46.17 | 51.86 | 54.45 | 50.84 | 54.49 | 48.38 | 46.17 | 53.21 | 46.46 | 44.8 | 52.39 | 46.93 | 44.8 | 51.86 | 49.42 | 46.69
5917 | 41.16 | 46.13 | 35.49 | 41.16 | 46.13 | 35.49 | 41.16 | 46.13 | 35.49 | 41.16 | 46.13 | 35.49 | 41.16 | 46.24 | 35.49 | 41.16 | 46.24 | 35.49 | 41.16 | 46.13 | 35.49 | 41.16 | 46.13 | 38.59 | 41.16 | 46.24 | 35.49 | 40.75 | 45.32 | 33.9 | 40.75 | 45.32 | 33.22 | 41.16 | 46.13 | 35.74 | 51.75 | 48.38 | 46.17 | 51.75 | 48.38 | 46.17 | 51.75 | 48.38 | 46.17 | 51.75 | 48.38 | 46.17 | 54.37 | 48.38 | 46.17 | 54.37 | 48.38 | 46.17 | 51.75 | 48.38 | 46.17 | 51.75 | 54.34 | 50.73 | 54.37 | 48.38 | 46.17 | 53.3 | 46.46 | 44.8 | 52.27 | 46.93 | 44.8 | 51.75 | 49.42 | 46.69
5918 | 41.07 | 46.04 | 35.86 | 41.07 | 46.04 | 35.86 | 41.07 | 46.04 | 35.86 | 41.07 | 46.04 | 35.86 | 41.07 | 47.51 | 35.86 | 41.07 | 47.51 | 35.86 | 41.07 | 46.04 | 35.86 | 41.07 | 46.04 | 38.51 | 41.07 | 47.51 | 35.86 | 40.66 | 47.04 | 34.42 | 40.66 | 46.1 | 34.42 | 41.07 | 46.04 | 35.86 | 51.66 | 49.31 | 46.21 | 51.66 | 49.31 | 46.21 | 51.66 | 49.31 | 46.21 | 51.66 | 49.31 | 46.21 | 54.29 | 49.31 | 46.21 | 55.34 | 49.31 | 46.21 | 51.66 | 49.31 | 46.21 | 51.66 | 54.25 | 50.64 | 54.29 | 49.31 | 46.21 | 54.78 | 48.33 | 44.8 | 53.69 | 48.82 | 44.8 | 51.66 | 49.31 | 46.21
5919 | 40.99 | 45.96 | 35.49 | 40.99 | 45.96 | 35.49 | 40.99 | 45.96 | 35.49 | 40.99 | 45.96 | 35.49 | 40.99 | 48.35 | 35.49 | 41.7 | 48.5 | 35.49 | 40.99 | 45.96 | 35.49 | 40.99 | 45.96 | 38.42 | 40.99 | 48.35 | 35.49 | 42.56 | 48.99 | 35.14 | 41.71 | 46.42 | 35.14 | 40.99 | 45.96 | 35.49 | 51.58 | 53.74 | 46.68 | 51.58 | 53.74 | 46.68 | 51.58 | 53.74 | 46.68 | 51.58 | 53.74 | 46.68 | 54.2 | 53.74 | 46.68 | 57.16 | 53.74 | 46.68 | 51.58 | 53.74 | 46.68 | 51.58 | 54.17 | 50.56 | 54.2 | 53.74 | 46.68 | 57.74 | 53.21 | 46.21 | 56.58 | 54.29 | 46.21 | 51.58 | 53.74 | 46.68
5920 | 40.88 | 45.85 | 38.31 | 40.88 | 45.85 | 38.31 | 40.88 | 45.85 | 38.31 | 40.88 | 45.85 | 38.31 | 40.88 | 48.24 | 38.31 | 41.59 | 48.39 | 38.31 | 40.88 | 45.85 | 38.31 | 40.88 | 45.85 | 38.31 | 40.88 | 48.24 | 38.31 | 53.58 | 48.88 | 37.93 | 54.13 | 47.91 | 38.7 | 40.88 | 45.85 | 38.31 | 51.47 | 54.06 | 50.44 | 51.47 | 54.06 | 50.44 | 51.47 | 54.06 | 50.44 | 51.47 | 54.06 | 50.44 | 54.09 | 54.16 | 50.44 | 57.05 | 54.16 | 50.44 | 51.47 | 54.06 | 50.44 | 51.47 | 54.06 | 50.44 | 54.09 | 54.16 | 50.44 | 73.43 | 64.37 | 49.78 | 73.43 | 65.69 | 50.79 | 51.47 | 54.06 | 50.44
5921 | 40.89 | 45.85 | 38.32 | 40.89 | 45.85 | 38.32 | 40.89 | 45.85 | 38.32 | 40.89 | 45.85 | 38.32 | 40.89 | 48.25 | 38.32 | 41.59 | 48.4 | 38.32 | 40.89 | 45.85 | 38.32 | 40.89 | 45.85 | 38.32 | 40.89 | 48.25 | 38.32 | 54.13 | 48.89 | 38.24 | 54.13 | 47.91 | 38.7 | 40.89 | 45.85 | 38.32 | 51.47 | 54.06 | 50.45 | 51.47 | 54.06 | 50.45 | 51.47 | 54.06 | 50.45 | 51.47 | 54.06 | 50.45 | 54.1 | 54.17 | 50.45 | 57.05 | 54.17 | 50.45 | 51.47 | 54.06 | 50.45 | 51.47 | 54.06 | 50.45 | 54.1 | 54.17 | 50.45 | 71.81 | 54.72 | 49.94 | 73.28 | 55.83 | 50.96 | 51.47 | 54.06 | 50.45
5922 | 40.83 | 45.79 | 38.26 | 40.83 | 45.79 | 38.26 | 40.83 | 45.79 | 38.26 | 40.83 | 45.79 | 38.26 | 40.83 | 48.19 | 38.26 | 41.53 | 48.34 | 38.26 | 40.83 | 45.79 | 38.26 | 40.83 | 45.79 | 38.26 | 40.83 | 48.19 | 38.26 | 55.68 | 72.43 | 38.65 | 55.68 | 70.98 | 38.65 | 40.83 | 45.79 | 38.26 | 51.42 | 54 | 50.39 | 51.42 | 54 | 50.39 | 51.42 | 54 | 50.39 | 51.42 | 54 | 50.39 | 54.04 | 54.11 | 50.39 | 57 | 54.11 | 50.39 | 51.42 | 54 | 50.39 | 51.42 | 54 | 50.39 | 54.04 | 54.11 | 50.39 | 84.33 | 88.52 | 50.9 | 84.33 | 90.33 | 50.9 | 51.42 | 54 | 50.39
5923 | 40.88 | 45.85 | 38.31 | 40.88 | 45.85 | 38.31 | 40.88 | 45.85 | 38.31 | 40.88 | 45.85 | 38.31 | 40.88 | 48.24 | 38.31 | 41.59 | 48.4 | 38.31 | 40.88 | 45.85 | 38.31 | 40.88 | 45.85 | 38.31 | 40.88 | 48.24 | 38.31 | 64.92 | 77.31 | 38.7 | 64.92 | 75.76 | 38.7 | 40.88 | 45.85 | 38.31 | 51.47 | 53.82 | 46.17 | 51.47 | 53.82 | 46.17 | 51.47 | 53.82 | 46.17 | 51.47 | 53.82 | 46.17 | 54.09 | 54.17 | 50.45 | 57.05 | 54.17 | 50.45 | 51.47 | 53.82 | 46.17 | 51.47 | 53.82 | 49.34 | 54.09 | 54.17 | 50.45 | 103.95 | 95.99 | 50.79 | 103.95 | 94.07 | 49.78 | 51.47 | 53.82 | 46.17
5924 | 41.01 | 43.49 | 27.65 | 41.01 | 43.49 | 27.65 | 41.01 | 43.49 | 35.12 | 41.01 | 43.49 | 35.12 | 41.01 | 48.37 | 38.44 | 41.72 | 48.52 | 38.44 | 41.01 | 43.49 | 27.65 | 41.01 | 43.49 | 27.65 | 41.01 | 48.37 | 38.44 | 55.68 | 77.31 | 38.83 | 54.57 | 75.76 | 38.05 | 41.01 | 43.49 | 27.65 | 41.5 | 48.43 | 46.17 | 41.5 | 48.43 | 46.17 | 41.5 | 48.43 | 46.17 | 41.5 | 48.43 | 46.17 | 54.22 | 54.29 | 50.57 | 57.18 | 54.29 | 50.57 | 41.5 | 48.43 | 46.17 | 41.5 | 48.43 | 46.17 | 54.22 | 54.29 | 50.57 | 81.33 | 95.99 | 50.07 | 81.33 | 94.07 | 49.07 | 41.5 | 48.43 | 46.17
5925 | 17.92 | 10.33 | 10.33 | 17.92 | 10.33 | 10.33 | 17.92 | 10.33 | 25.07 | 17.92 | 10.33 | 25.07 | 40.87 | 48.23 | 38.3 | 41.58 | 48.38 | 38.3 | 40.87 | 45.84 | 38.3 | 40.87 | 45.84 | 38.3 | 40.87 | 48.23 | 38.3 | 54.13 | 69.94 | 38.69 | 53.04 | 47.56 | 37.91 | 17.92 | 10.33 | 10.33 | 10.33 | 10.33 | 43.89 | 10.33 | 10.33 | 43.89 | 10.33 | 10.33 | 43.89 | 10.33 | 10.33 | 45.23 | 54.08 | 54.15 | 50.44 | 57.04 | 54.15 | 50.44 | 51.46 | 54.05 | 50.44 | 51.46 | 54.05 | 50.44 | 54.08 | 54.15 | 50.44 | 72.89 | 94.08 | 49.93 | 71.43 | 74.8 | 48.93 | 10.33 | 10.33 | 43.89
5926 | 10.33 | 10.33 | 0 | 10.33 | 10.33 | 0 | 10.33 | 10.33 | 0 | 10.33 | 10.33 | 0 | 40.45 | 47.81 | 37.88 | 41.16 | 47.97 | 37.89 | 40.45 | 45.42 | 37.88 | 40.45 | 45.42 | 37.88 | 40.45 | 47.81 | 37.88 | 46.91 | 69.24 | 38.27 | 45.97 | 47.56 | 37.5 | 10.33 | 10.33 | 0 | 0 | 10.33 | 43.89 | 0 | 10.33 | 43.89 | 0 | 10.33 | 43.89 | 0 | 10.33 | 44.78 | 53.66 | 53.74 | 50.02 | 56.62 | 53.74 | 50.02 | 51.04 | 53.63 | 50.02 | 51.04 | 53.63 | 50.02 | 53.66 | 53.74 | 50.02 | 67.72 | 84.45 | 49.52 | 66.36 | 82.76 | 48.53 | 0 | 10.33 | 43.89
5927 | 10.33 | 10.33 | 10.33 | 10.33 | 10.33 | 25.78 | 10.33 | 10.33 | 25.78 | 10.33 | 10.33 | 25.78 | 39.94 | 47.3 | 37.37 | 40.65 | 47.46 | 37.37 | 39.94 | 44.91 | 37.37 | 39.94 | 44.91 | 37.37 | 39.94 | 47.3 | 37.37 | 40.24 | 65.41 | 37.75 | 39.44 | 64.1 | 37 | 10.33 | 10.33 | 10.33 | 10.33 | 10.33 | 44.78 | 10.33 | 10.33 | 44.78 | 10.33 | 10.33 | 44.78 | 10.33 | 10.33 | 44.78 | 53.15 | 53.23 | 49.51 | 56.11 | 53.23 | 49.51 | 50.53 | 53.12 | 49.34 | 50.53 | 53.12 | 49.34 | 53.15 | 53.23 | 49.51 | 60.79 | 81.74 | 50.01 | 59.57 | 80.1 | 49.01 | 10.33 | 10.33 | 44.78
5928 | 10.33 | 0 | 0 | 10.33 | 0 | 0 | 10.33 | 0 | 0 | 10.33 | 0 | 0 | 39.68 | 47.04 | 37.11 | 40.39 | 47.2 | 37.11 | 10.33 | 40.48 | 18.87 | 10.33 | 40.48 | 37.11 | 39.68 | 47.04 | 37.11 | 40.05 | 63.77 | 39.02 | 39.25 | 62.49 | 38.24 | 10.33 | 0 | 0 | 0 | 10.33 | 41.5 | 0 | 10.33 | 41.5 | 0 | 10.33 | 41.5 | 0 | 10.33 | 44.78 | 52.89 | 52.97 | 49.25 | 55.85 | 52.97 | 49.25 | 0 | 51.61 | 49.25 | 0 | 51.61 | 49.25 | 52.89 | 52.97 | 49.25 | 55.34 | 80.57 | 49.75 | 54.23 | 78.96 | 49.75 | 0 | 10.33 | 41.5
5929 | 10.33 | 0 | 0 | 10.33 | 0 | 0 | 10.33 | 0 | 0 | 10.33 | 0 | 0 | 39.44 | 46.8 | 36.87 | 40.15 | 46.96 | 36.87 | 10.33 | 0 | 0 | 10.33 | 44.41 | 36.87 | 39.44 | 46.8 | 36.87 | 39.98 | 62.09 | 39.02 | 39.18 | 60.85 | 38.24 | 10.33 | 0 | 0 | 0 | 10.33 | 0 | 0 | 10.33 | 0 | 0 | 10.33 | 0 | 0 | 10.33 | 44.78 | 52.65 | 52.73 | 49.01 | 55.61 | 52.73 | 49.01 | 0 | 10.33 | 0 | 0 | 51.61 | 49.01 | 52.65 | 52.73 | 49.01 | 55.14 | 80.57 | 49.5 | 54.04 | 78.96 | 49.5 | 0 | 10.33 | 0
5930 | 10.33 | 0 | 0 | 10.33 | 0 | 0 | 10.33 | 0 | 0 | 10.33 | 0 | 0 | 39.16 | 46.52 | 36.59 | 39.87 | 46.68 | 36.59 | 10.33 | 0 | 0 | 10.33 | 44.13 | 36.59 | 39.16 | 46.52 | 36.59 | 39.91 | 59.45 | 62.18 | 39.11 | 58.26 | 38.24 | 10.33 | 0 | 0 | 10.33 | 10.33 | 10.33 | 10.33 | 10.33 | 10.33 | 10.33 | 10.33 | 10.33 | 10.33 | 10.33 | 44.78 | 52.37 | 52.45 | 48.73 | 55.33 | 52.45 | 48.73 | 10.33 | 10.33 | 10.33 | 36.14 | 52.34 | 48.73 | 52.37 | 52.45 | 48.73 | 55 | 81.38 | 50.79 | 53.9 | 79.76 | 49.78 | 10.33 | 10.33 | 10.33
5931 | 10.33 | 10.33 | 0 | 10.33 | 10.33 | 0 | 10.33 | 10.33 | 0 | 10.33 | 10.33 | 0 | 39 | 46.36 | 36.43 | 39.7 | 46.51 | 36.43 | 10.33 | 10.33 | 0 | 10.33 | 43.96 | 36.43 | 39 | 46.36 | 36.43 | 40.1 | 59.45 | 75.14 | 39.3 | 58.26 | 38.24 | 10.33 | 10.33 | 0 | 10.33 | 29 | 43.89 | 10.33 | 29 | 43.89 | 10.33 | 29 | 43.89 | 10.33 | 29 | 45.39 | 52.21 | 52.28 | 48.56 | 55.16 | 52.28 | 48.66 | 10.33 | 29 | 43.89 | 10.33 | 52.17 | 48.56 | 52.21 | 52.28 | 48.56 | 55 | 81.21 | 99 | 55 | 79.59 | 49.78 | 10.33 | 29 | 43.89
5932 | 17.92 | 10.33 | 0 | 17.92 | 10.33 | 0 | 17.92 | 10.33 | 0 | 17.92 | 10.33 | 0 | 39.16 | 46.52 | 36.59 | 39.87 | 46.67 | 36.59 | 17.92 | 10.33 | 0 | 39.16 | 44.13 | 36.59 | 39.16 | 46.52 | 36.59 | 40.05 | 65.37 | 77.61 | 40.05 | 64.07 | 76.06 | 17.92 | 10.33 | 0 | 10.33 | 29.9 | 27.37 | 10.33 | 29.9 | 27.37 | 10.33 | 29.9 | 27.37 | 10.33 | 29.9 | 45.55 | 52.37 | 52.44 | 48.73 | 55.33 | 52.44 | 48.83 | 10.33 | 29.9 | 27.37 | 49.75 | 52.34 | 48.73 | 52.37 | 52.44 | 48.73 | 55.89 | 79.76 | 85.88 | 55.89 | 81.39 | 84.17 | 10.33 | 29.9 | 27.37
5933 | 39.74 | 25.6 | 10.33 | 39.74 | 25.6 | 10.33 | 39.74 | 25.6 | 25.78 | 39.74 | 25.6 | 25.78 | 39.74 | 47.1 | 37.17 | 40.45 | 47.25 | 37.17 | 39.74 | 25.6 | 10.33 | 39.74 | 44.71 | 37.17 | 39.74 | 47.1 | 37.17 | 49.03 | 69.94 | 75.72 | 49.03 | 69.94 | 74.21 | 39.74 | 25.6 | 10.33 | 36.14 | 48.43 | 46.17 | 36.14 | 48.43 | 46.17 | 36.14 | 48.43 | 46.17 | 36.14 | 48.43 | 46.17 | 52.95 | 53.03 | 49.31 | 55.91 | 53.03 | 49.41 | 36.14 | 48.43 | 46.17 | 50.33 | 52.92 | 49.31 | 52.95 | 53.03 | 49.31 | 73.43 | 83.9 | 85.88 | 73.43 | 84.77 | 84.17 | 36.14 | 48.43 | 46.17
5934 | 40.38 | 45.34 | 28.21 | 40.38 | 45.34 | 28.21 | 40.38 | 45.34 | 35.12 | 40.38 | 45.34 | 35.12 | 40.38 | 47.74 | 37.81 | 41.08 | 47.89 | 37.81 | 40.38 | 45.34 | 28.21 | 40.38 | 45.34 | 37.81 | 40.38 | 47.74 | 37.81 | 54.13 | 69.94 | 79.18 | 54.13 | 69.94 | 80.28 | 40.38 | 45.34 | 28.21 | 50.97 | 51.19 | 46.17 | 50.97 | 51.19 | 46.17 | 50.97 | 51.19 | 46.17 | 50.97 | 51.19 | 46.17 | 53.59 | 53.66 | 49.94 | 56.55 | 53.66 | 50.04 | 50.97 | 51.19 | 46.17 | 50.97 | 53.55 | 49.94 | 53.59 | 53.66 | 49.94 | 75.41 | 84.77 | 99 | 75.41 | 84.77 | 101.02 | 50.97 | 51.19 | 46.17
5935 | 41.09 | 46.06 | 33.06 | 41.09 | 46.06 | 33.06 | 41.09 | 46.06 | 35.35 | 41.09 | 46.06 | 35.35 | 41.09 | 48.45 | 38.52 | 41.8 | 48.6 | 38.52 | 41.09 | 46.06 | 33.06 | 41.09 | 46.06 | 38.52 | 41.09 | 48.45 | 38.52 | 54.58 | 69.94 | 76.17 | 54.58 | 69.94 | 74.64 | 41.09 | 46.06 | 33.06 | 51.68 | 51.81 | 46.17 | 51.68 | 51.81 | 46.17 | 51.68 | 51.81 | 46.17 | 51.68 | 51.81 | 46.17 | 54.3 | 54.37 | 50.66 | 57.26 | 54.37 | 50.75 | 51.68 | 51.81 | 46.17 | 51.68 | 54.27 | 50.66 | 54.3 | 54.37 | 50.66 | 74.03 | 83.06 | 95.07 | 74.03 | 82.2 | 93.18 | 51.68 | 51.81 | 46.17
5936 | 41.29 | 46.26 | 31.75 | 41.29 | 46.26 | 31.75 | 41.29 | 46.26 | 35.54 | 41.29 | 46.26 | 35.54 | 41.29 | 48.65 | 38.72 | 42 | 48.8 | 38.72 | 41.29 | 46.26 | 31.75 | 41.29 | 46.26 | 38.72 | 41.29 | 48.65 | 38.72 | 54.58 | 64.43 | 55.88 | 54.13 | 63.14 | 54.76 | 41.29 | 46.26 | 31.75 | 51.88 | 52.01 | 46.17 | 51.88 | 52.01 | 46.17 | 51.88 | 52.01 | 46.17 | 51.88 | 52.01 | 46.17 | 54.5 | 54.57 | 50.85 | 57.46 | 54.57 | 50.85 | 51.88 | 52.01 | 46.17 | 51.88 | 54.47 | 50.85 | 54.5 | 54.57 | 50.85 | 73.62 | 68.81 | 51.9 | 72.89 | 67.44 | 50.87 | 51.88 | 52.01 | 46.17
5937 | 41.32 | 46.29 | 33.06 | 41.32 | 46.29 | 33.06 | 41.32 | 46.29 | 33.73 | 41.32 | 46.29 | 33.73 | 41.32 | 48.68 | 36.96 | 42.03 | 48.83 | 36.96 | 41.32 | 46.29 | 33.06 | 41.32 | 46.29 | 38.75 | 41.32 | 48.68 | 38.75 | 43.46 | 53.16 | 36.21 | 42.6 | 52.09 | 35.49 | 41.32 | 46.29 | 33.06 | 51.91 | 51.61 | 46.17 | 51.91 | 51.61 | 46.17 | 51.91 | 51.61 | 46.17 | 51.91 | 51.61 | 46.17 | 54.53 | 54.6 | 49.31 | 57.49 | 54.6 | 49.31 | 51.91 | 51.61 | 46.17 | 51.91 | 54.5 | 50.88 | 54.53 | 54.6 | 49.31 | 57.03 | 56.29 | 48.61 | 55.89 | 55.17 | 47.64 | 51.91 | 51.61 | 46.17
5938 | 41.32 | 46.29 | 27.39 | 41.32 | 46.29 | 27.39 | 41.32 | 46.29 | 27.39 | 41.32 | 46.29 | 27.39 | 41.32 | 48.68 | 34.77 | 41.71 | 48.83 | 34.77 | 41.32 | 46.29 | 27.39 | 41.32 | 46.29 | 38.76 | 41.32 | 48.68 | 35.3 | 41.29 | 49.02 | 34.42 | 40.91 | 48.04 | 33.22 | 41.32 | 46.29 | 27.39 | 51.91 | 48.43 | 45.29 | 51.91 | 48.43 | 45.29 | 51.91 | 48.43 | 45.29 | 51.91 | 48.43 | 45.29 | 54.54 | 51.61 | 47.65 | 57.05 | 51.61 | 47.65 | 51.91 | 48.43 | 45.29 | 51.91 | 54.5 | 50.89 | 54.54 | 51.61 | 47.65 | 56.48 | 48.92 | 47.16 | 55.34 | 48.62 | 46.22 | 51.91 | 48.43 | 45.29
5939 | 41.27 | 46.23 | 0 | 41.27 | 46.23 | 0 | 41.27 | 46.23 | 0 | 41.27 | 46.23 | 0 | 41.27 | 48.63 | 34.42 | 41.5 | 48.78 | 34.42 | 41.27 | 46.23 | 0 | 41.27 | 46.23 | 38.7 | 41.27 | 48.63 | 35.3 | 41.08 | 48.53 | 34.42 | 40.85 | 47.56 | 31.63 | 41.27 | 46.23 | 0 | 51.86 | 46.87 | 27.37 | 51.86 | 46.87 | 27.37 | 51.86 | 46.87 | 27.37 | 51.86 | 46.87 | 27.37 | 54.48 | 51.61 | 47.64 | 55.04 | 51.61 | 47.64 | 51.86 | 46.87 | 27.37 | 51.86 | 54.45 | 50.83 | 54.48 | 51.61 | 47.64 | 54.49 | 48.31 | 47.16 | 53.4 | 47.34 | 46.22 | 51.86 | 46.87 | 27.37
5940 | 40.46 | 44.37 | 0 | 40.46 | 44.37 | 0 | 40.46 | 44.37 | 0 | 40.46 | 44.37 | 0 | 41.15 | 48.51 | 35.3 | 41.28 | 48.66 | 35.3 | 41.15 | 44.37 | 0 | 41.15 | 46.11 | 38.58 | 41.15 | 48.51 | 35.3 | 40.87 | 49.15 | 34.58 | 40.87 | 48.16 | 33.89 | 40.46 | 44.37 | 0 | 51.74 | 48.43 | 10.33 | 51.74 | 48.43 | 10.33 | 51.74 | 48.43 | 10.33 | 51.74 | 48.43 | 10.33 | 54.36 | 51.61 | 47.64 | 55.97 | 51.61 | 47.64 | 51.74 | 51.61 | 10.33 | 51.74 | 54.32 | 50.71 | 54.36 | 51.61 | 47.64 | 55.41 | 50.44 | 47.16 | 54.3 | 49.43 | 46.22 | 51.74 | 48.43 | 10.33
5941 | 40.25 | 46.06 | 0 | 40.25 | 46.06 | 0 | 40.25 | 46.06 | 0 | 40.25 | 46.06 | 0 | 41.11 | 48.47 | 34.07 | 41.11 | 48.62 | 34.07 | 41.11 | 46.06 | 0 | 41.11 | 46.07 | 38.54 | 41.11 | 48.47 | 35.3 | 40.66 | 48.53 | 34.42 | 40.66 | 47.56 | 31.94 | 40.25 | 46.06 | 0 | 51.37 | 47.18 | 10.33 | 51.37 | 47.18 | 10.33 | 51.37 | 47.18 | 10.33 | 51.37 | 47.18 | 10.33 | 54.32 | 51.61 | 47.65 | 54.58 | 51.61 | 47.65 | 51.7 | 51.61 | 10.33 | 51.7 | 54.29 | 50.67 | 54.32 | 51.61 | 47.65 | 54.04 | 48.31 | 47.16 | 52.96 | 47.66 | 46.22 | 51.37 | 47.18 | 10.33
5942 | 40.25 | 46.04 | 0 | 40.25 | 46.04 | 0 | 40.25 | 46.04 | 0 | 40.25 | 46.04 | 0 | 41.07 | 48.43 | 34.77 | 41.07 | 48.58 | 34.77 | 41.07 | 46.04 | 0 | 41.07 | 46.04 | 38.5 | 41.07 | 48.43 | 35.3 | 40.66 | 48.53 | 34.42 | 40.66 | 47.56 | 33.73 | 40.25 | 46.04 | 0 | 51.66 | 48.43 | 45.29 | 51.66 | 48.43 | 45.29 | 51.66 | 48.43 | 45.29 | 51.66 | 48.43 | 45.29 | 54.28 | 51.61 | 47.65 | 55 | 51.61 | 47.65 | 51.66 | 51.61 | 45.29 | 51.66 | 54.25 | 50.64 | 54.28 | 51.61 | 47.65 | 54.45 | 48.92 | 47.16 | 53.36 | 48.92 | 47.16 | 51.66 | 48.43 | 45.29
5943 | 40.98 | 43.49 | 25.26 | 40.98 | 45.94 | 25.26 | 40.98 | 45.94 | 35.12 | 40.98 | 45.94 | 35.12 | 40.98 | 48.34 | 38.41 | 41.69 | 48.49 | 38.41 | 40.98 | 45.94 | 25.26 | 40.98 | 45.94 | 38.41 | 40.98 | 48.34 | 38.41 | 42.67 | 52.1 | 39.2 | 41.82 | 51.05 | 38.42 | 40.98 | 43.49 | 25.26 | 51.57 | 51.19 | 46.17 | 51.57 | 51.19 | 46.17 | 51.57 | 51.19 | 46.17 | 51.57 | 51.19 | 46.17 | 54.19 | 54.26 | 49.31 | 57.15 | 54.26 | 49.31 | 51.57 | 51.61 | 46.17 | 51.57 | 54.16 | 50.54 | 54.19 | 54.26 | 49.31 | 57.72 | 63.37 | 48.61 | 56.58 | 63.37 | 48.61 | 51.57 | 51.19 | 46.17
5944 | 40.89 | 44.94 | 27.65 | 40.89 | 45.86 | 27.65 | 40.89 | 45.86 | 38.32 | 40.89 | 45.86 | 38.32 | 40.89 | 48.25 | 38.32 | 41.6 | 48.4 | 38.32 | 40.89 | 45.86 | 27.65 | 40.89 | 45.86 | 38.32 | 40.89 | 48.25 | 38.32 | 48.54 | 64.41 | 57.27 | 48.54 | 64.41 | 57.27 | 40.89 | 44.94 | 27.65 | 51.48 | 51.19 | 46.17 | 51.48 | 54.07 | 47.28 | 51.48 | 54.07 | 47.28 | 51.48 | 54.07 | 47.28 | 54.1 | 54.17 | 50.46 | 57.06 | 54.17 | 50.55 | 51.48 | 54.07 | 47.28 | 51.48 | 54.07 | 50.46 | 54.1 | 54.17 | 50.46 | 67.15 | 74.93 | 62.26 | 65.82 | 76.46 | 63.52 | 51.48 | 51.19 | 46.17
5945 | 40.86 | 45.82 | 33.06 | 40.86 | 45.82 | 33.06 | 40.86 | 45.82 | 38.29 | 40.86 | 45.82 | 38.29 | 40.86 | 48.22 | 38.29 | 41.56 | 48.37 | 38.29 | 40.86 | 45.82 | 33.06 | 40.86 | 45.82 | 38.29 | 40.86 | 48.22 | 38.29 | 55.14 | 71.36 | 76.62 | 55.14 | 71.36 | 78.18 | 40.86 | 45.82 | 33.06 | 51.45 | 54.03 | 50.42 | 51.45 | 54.03 | 50.42 | 51.45 | 54.03 | 50.42 | 51.45 | 54.03 | 50.42 | 54.07 | 54.14 | 50.42 | 57.03 | 54.14 | 50.52 | 51.45 | 54.03 | 50.42 | 51.45 | 54.03 | 50.42 | 54.07 | 54.14 | 50.42 | 75.53 | 85.63 | 103.95 | 75.53 | 87.38 | 106.06 | 51.45 | 54.03 | 50.42
5946 | 40.85 | 45.82 | 27.65 | 40.85 | 45.82 | 27.65 | 40.85 | 45.82 | 38.29 | 40.85 | 45.82 | 38.29 | 40.85 | 48.21 | 38.29 | 41.56 | 48.37 | 38.29 | 40.85 | 45.82 | 27.65 | 40.85 | 45.82 | 38.29 | 40.85 | 48.21 | 38.29 | 58.12 | 82.42 | 81.96 | 56.97 | 83.27 | 81.96 | 40.85 | 45.82 | 27.65 | 51.44 | 54.03 | 48.57 | 51.44 | 54.03 | 48.57 | 51.44 | 54.03 | 48.57 | 51.44 | 54.03 | 48.57 | 54.07 | 54.14 | 50.42 | 57.02 | 54.14 | 50.52 | 51.44 | 54.03 | 48.57 | 51.44 | 54.03 | 50.42 | 54.07 | 54.14 | 50.42 | 95.41 | 104.83 | 110 | 96.38 | 106.96 | 112.24 | 51.44 | 54.03 | 48.57
5947 | 40.92 | 44.97 | 0 | 40.92 | 45.88 | 0 | 40.92 | 45.89 | 38.35 | 40.92 | 45.89 | 38.35 | 40.92 | 48.28 | 38.35 | 41.63 | 48.43 | 38.35 | 40.92 | 45.88 | 38.35 | 40.92 | 45.88 | 38.35 | 40.92 | 48.28 | 38.35 | 65.99 | 82.42 | 81.96 | 64.67 | 83.27 | 81.96 | 40.92 | 44.97 | 0 | 51.51 | 52.47 | 46.17 | 51.51 | 54.1 | 48.07 | 51.51 | 54.1 | 48.07 | 51.51 | 54.1 | 48.07 | 54.13 | 54.2 | 50.48 | 57.09 | 54.2 | 50.58 | 51.51 | 54.1 | 50.48 | 51.51 | 54.1 | 50.48 | 54.13 | 54.2 | 50.48 | 101.43 | 104.83 | 110 | 102.1 | 106.96 | 112.24 | 51.51 | 52.47 | 46.17
5948 | 41.07 | 43.49 | 0 | 41.07 | 46.04 | 0 | 41.07 | 46.04 | 38.5 | 41.07 | 46.04 | 38.5 | 41.07 | 48.43 | 38.5 | 41.78 | 48.58 | 38.5 | 41.07 | 46.04 | 38.5 | 41.07 | 46.04 | 38.5 | 41.07 | 48.43 | 38.5 | 55.13 | 78.09 | 81.96 | 55.13 | 78.09 | 80.32 | 41.07 | 43.49 | 0 | 51.66 | 48.43 | 43.89 | 51.66 | 54.25 | 47.46 | 51.66 | 54.25 | 47.46 | 51.66 | 54.25 | 47.46 | 54.28 | 54.35 | 50.63 | 57.24 | 54.35 | 50.73 | 51.66 | 54.25 | 50.63 | 51.66 | 54.25 | 50.63 | 54.28 | 54.35 | 50.63 | 74.37 | 102.02 | 110 | 74.37 | 104.09 | 112.23 | 51.66 | 48.43 | 43.89
5949 | 18.29 | 10.33 | 0 | 40.91 | 45.88 | 0 | 40.91 | 45.88 | 35.12 | 40.91 | 45.88 | 35.12 | 40.91 | 48.27 | 38.35 | 41.62 | 48.43 | 38.35 | 40.91 | 45.88 | 38.35 | 40.91 | 45.88 | 38.35 | 40.91 | 48.27 | 38.35 | 54.58 | 69.95 | 79.05 | 54.13 | 71.35 | 80.28 | 18.29 | 10.33 | 0 | 36.14 | 32.95 | 10.33 | 49.65 | 52.52 | 47.3 | 49.65 | 52.52 | 47.3 | 49.65 | 52.52 | 47.3 | 54.13 | 54.2 | 50.48 | 57.08 | 54.2 | 50.58 | 51.5 | 54.09 | 50.48 | 51.5 | 54.09 | 50.48 | 54.13 | 54.2 | 50.48 | 72.89 | 89.03 | 105.57 | 72.89 | 90.84 | 106.7 | 36.14 | 32.95 | 10.33
5950 | 18.29 | 10.33 | 0 | 20.68 | 45.49 | 0 | 20.68 | 45.49 | 27.95 | 20.68 | 45.49 | 27.95 | 40.53 | 47.89 | 37.96 | 41.23 | 48.04 | 37.96 | 40.53 | 45.49 | 37.96 | 40.53 | 45.49 | 37.96 | 40.53 | 47.89 | 37.96 | 48.54 | 66.43 | 76.35 | 47.58 | 66.43 | 77.9 | 18.29 | 10.33 | 0 | 35.42 | 10.33 | 5.05 | 35.42 | 52.52 | 46.92 | 35.42 | 52.52 | 46.92 | 35.42 | 52.52 | 46.92 | 53.74 | 53.81 | 50.09 | 56.69 | 53.81 | 50.19 | 51.12 | 53.7 | 50.09 | 51.12 | 53.7 | 50.09 | 53.74 | 53.81 | 50.09 | 65.82 | 84.77 | 103.95 | 65.82 | 86.5 | 106.06 | 35.42 | 10.33 | 5.05
5951 | 18.29 | 10.33 | 0 | 18.29 | 44.38 | 27.95 | 18.29 | 44.38 | 27.95 | 18.29 | 44.38 | 27.95 | 39.88 | 47.24 | 37.31 | 40.58 | 47.39 | 37.31 | 39.88 | 44.84 | 37.31 | 39.88 | 44.84 | 37.31 | 39.88 | 47.24 | 37.31 | 41.84 | 65.08 | 76.35 | 41.01 | 65.08 | 77.9 | 18.29 | 10.33 | 0 | 32.95 | 10.33 | 0 | 32.95 | 52.52 | 46.26 | 32.95 | 52.52 | 46.26 | 32.95 | 52.52 | 46.26 | 53.09 | 53.16 | 49.44 | 56.04 | 53.16 | 49.54 | 50.46 | 53.05 | 49.44 | 50.46 | 53.05 | 49.44 | 53.09 | 53.16 | 49.44 | 59.13 | 82.23 | 103.95 | 59.13 | 83.9 | 106.06 | 32.95 | 10.33 | 0
5952 | 18.29 | 10.33 | 0 | 18.29 | 44.48 | 34.09 | 18.29 | 44.48 | 34.09 | 18.29 | 44.48 | 34.09 | 39.51 | 46.87 | 36.94 | 40.22 | 47.02 | 36.94 | 39.51 | 44.48 | 36.94 | 39.51 | 44.48 | 36.94 | 39.51 | 46.87 | 36.94 | 40.62 | 62.42 | 76.35 | 39.98 | 62.43 | 77.9 | 18.29 | 10.33 | 0 | 36.14 | 29 | 10.33 | 36.14 | 52.52 | 46.17 | 36.14 | 52.52 | 46.17 | 36.14 | 52.52 | 46.17 | 52.72 | 52.79 | 49.08 | 55.68 | 52.79 | 49.17 | 50.1 | 52.69 | 49.08 | 50.1 | 52.69 | 49.08 | 52.72 | 52.79 | 49.08 | 56.24 | 81.41 | 103.95 | 55.34 | 83.06 | 106.06 | 36.14 | 29 | 10.33
5953 | 18.29 | 25.6 | 0 | 20.68 | 44.21 | 35.12 | 20.68 | 44.21 | 35.12 | 20.68 | 44.21 | 35.12 | 39.24 | 46.6 | 36.67 | 39.95 | 46.75 | 36.67 | 39.24 | 44.21 | 36.67 | 39.24 | 44.21 | 36.67 | 39.24 | 46.6 | 36.67 | 40.35 | 62.42 | 76.35 | 39.54 | 62.42 | 77.9 | 18.29 | 25.6 | 0 | 36.14 | 52.42 | 46.17 | 36.14 | 52.42 | 46.17 | 36.14 | 52.42 | 46.17 | 36.14 | 52.42 | 46.17 | 52.45 | 52.52 | 48.8 | 55.41 | 52.52 | 48.9 | 49.83 | 52.42 | 48.8 | 49.83 | 52.42 | 48.8 | 52.45 | 52.52 | 48.8 | 55.89 | 81.41 | 103.95 | 54.78 | 83.06 | 104.49 | 36.14 | 45.57 | 32.95
5954 | 37.23 | 26.12 | 10.33 | 37.23 | 44 | 35.12 | 37.23 | 44 | 35.12 | 37.23 | 44 | 35.12 | 39.03 | 46.39 | 36.47 | 39.74 | 46.55 | 36.47 | 39.03 | 44 | 36.47 | 39.03 | 44 | 36.47 | 39.03 | 46.39 | 36.47 | 40.14 | 59.45 | 76.35 | 39.98 | 59.45 | 77.9 | 37.23 | 26.12 | 10.33 | 47.32 | 52.21 | 46.17 | 47.32 | 52.21 | 46.17 | 47.32 | 52.21 | 46.17 | 47.32 | 52.21 | 46.17 | 52.24 | 52.32 | 48.6 | 54.92 | 52.32 | 48.6 | 49.62 | 52.21 | 48.6 | 49.62 | 52.21 | 48.6 | 52.24 | 52.32 | 48.6 | 54.92 | 81.41 | 103.95 | 54.78 | 83.06 | 104.49 | 47.32 | 48.67 | 43.89
5955 | 38.83 | 41.5 | 28.21 | 38.83 | 43.79 | 36.26 | 38.83 | 43.79 | 36.26 | 38.83 | 43.79 | 36.26 | 38.83 | 46.19 | 36.26 | 39.53 | 46.34 | 36.26 | 38.83 | 43.79 | 36.26 | 38.83 | 43.79 | 36.26 | 38.83 | 46.19 | 36.26 | 39.98 | 59.45 | 76.35 | 39.98 | 59.45 | 77.9 | 38.83 | 41.5 | 28.21 | 49.42 | 52 | 48.39 | 49.42 | 52 | 48.39 | 49.42 | 52 | 48.39 | 49.42 | 52 | 48.39 | 52.04 | 52 | 48.39 | 54.78 | 52.11 | 48.39 | 49.42 | 52 | 48.39 | 49.42 | 52 | 48.39 | 52.04 | 52 | 48.39 | 54.78 | 81.41 | 103.95 | 54.78 | 83.06 | 104.49 | 49.42 | 51.19 | 46.17
5956 | 39.05 | 44.02 | 35.76 | 39.05 | 44.02 | 36.48 | 39.05 | 44.02 | 36.48 | 39.05 | 44.02 | 36.48 | 39.05 | 45.71 | 36.48 | 39.76 | 46.56 | 36.48 | 39.05 | 44.02 | 36.48 | 39.05 | 44.02 | 36.48 | 39.05 | 45.71 | 36.48 | 40.16 | 62.42 | 76.35 | 39.98 | 63.69 | 77.9 | 39.05 | 44.02 | 35.76 | 49.64 | 52.23 | 48.62 | 49.64 | 52.23 | 48.62 | 49.64 | 52.23 | 48.62 | 49.64 | 52.23 | 48.62 | 52.26 | 52.23 | 48.62 | 54.78 | 52.34 | 48.62 | 49.64 | 52.23 | 48.62 | 49.64 | 52.23 | 48.62 | 52.26 | 52.23 | 48.62 | 55.34 | 81.41 | 103.95 | 55.34 | 83.06 | 104.49 | 49.64 | 52.23 | 48.62
5957 | 39.72 | 44.68 | 37.15 | 39.72 | 44.68 | 37.15 | 39.72 | 44.68 | 37.15 | 39.72 | 44.68 | 37.15 | 39.72 | 45.55 | 37.15 | 40.42 | 47.23 | 37.15 | 39.72 | 44.68 | 37.15 | 39.72 | 44.68 | 37.15 | 39.72 | 45.55 | 37.15 | 44.15 | 69.94 | 76.35 | 44.15 | 71.36 | 77.9 | 39.72 | 44.68 | 37.15 | 50.31 | 52.9 | 49.28 | 50.31 | 52.9 | 49.28 | 50.31 | 52.9 | 49.28 | 50.31 | 52.9 | 49.28 | 52.93 | 52.9 | 49.28 | 55.89 | 53 | 49.28 | 50.31 | 52.9 | 49.28 | 50.31 | 52.9 | 49.28 | 52.93 | 52.9 | 49.28 | 70.58 | 84.77 | 103.95 | 72.01 | 86.49 | 106.06 | 50.31 | 52.9 | 49.28
5958 | 40.43 | 45.4 | 37.86 | 40.43 | 45.4 | 37.86 | 40.43 | 45.41 | 37.86 | 40.43 | 45.41 | 37.86 | 40.43 | 47.79 | 37.86 | 41.14 | 47.94 | 37.86 | 40.43 | 45.4 | 37.86 | 40.43 | 45.4 | 37.86 | 40.43 | 47.79 | 37.86 | 54.03 | 69.94 | 76.35 | 54.03 | 71.36 | 77.9 | 40.43 | 45.4 | 37.86 | 51.02 | 53.61 | 49.99 | 51.02 | 53.61 | 49.99 | 56.6 | 53.71 | 49.99 | 56.6 | 54.7 | 49.99 | 56.6 | 53.71 | 49.99 | 56.6 | 53.71 | 49.99 | 51.02 | 53.61 | 49.99 | 51.02 | 53.61 | 49.99 | 56.6 | 53.71 | 49.99 | 74.03 | 83.8 | 99.67 | 75.53 | 85.5 | 101.69 | 51.02 | 53.61 | 49.99
5959 | 41.03 | 46 | 38.46 | 41.03 | 46 | 38.46 | 41.73 | 46 | 38.46 | 41.73 | 46 | 38.46 | 41.73 | 48.39 | 38.46 | 41.73 | 48.54 | 38.46 | 41.03 | 46 | 38.46 | 41.03 | 46 | 38.46 | 41.73 | 48.39 | 38.46 | 54.03 | 64.07 | 39.59 | 54.03 | 64.07 | 39.59 | 41.73 | 46 | 38.46 | 51.62 | 54.31 | 50.59 | 51.62 | 54.31 | 50.59 | 57.2 | 54.31 | 50.59 | 57.2 | 55.41 | 50.59 | 57.2 | 54.31 | 50.59 | 57.2 | 54.31 | 50.59 | 51.62 | 54.31 | 50.59 | 51.62 | 54.2 | 50.59 | 57.2 | 54.31 | 50.59 | 73.23 | 71.16 | 51.63 | 72.89 | 71.16 | 52.68 | 57.2 | 54.31 | 50.59
5960 | 41.17 | 46.15 | 38.61 | 41.17 | 46.15 | 38.61 | 41.88 | 46.15 | 38.61 | 41.88 | 46.15 | 38.61 | 41.88 | 48.53 | 38.61 | 41.88 | 48.69 | 38.61 | 41.17 | 46.15 | 38.61 | 41.17 | 46.15 | 38.61 | 41.88 | 48.53 | 38.61 | 53.14 | 51.13 | 37.83 | 52.07 | 50.11 | 38.22 | 41.88 | 46.15 | 38.61 | 51.76 | 54.46 | 50.74 | 51.76 | 54.46 | 50.74 | 57.34 | 54.46 | 50.74 | 57.34 | 54.46 | 50.74 | 57.34 | 54.46 | 49.61 | 57.34 | 54.46 | 49.61 | 51.76 | 54.46 | 50.74 | 51.76 | 54.35 | 50.74 | 57.34 | 54.46 | 49.61 | 69.87 | 55.57 | 48.61 | 69.87 | 55.57 | 50.11 | 57.34 | 54.46 | 50.74
5961 | 41.2 | 46.17 | 38.63 | 41.2 | 46.17 | 38.63 | 41.2 | 46.17 | 38.63 | 41.2 | 46.17 | 38.63 | 41.2 | 46.17 | 35.84 | 41.91 | 46.17 | 35.84 | 41.2 | 46.17 | 38.63 | 41.2 | 46.17 | 38.63 | 41.2 | 46.17 | 35.84 | 42.33 | 45.71 | 34.42 | 41.62 | 45.71 | 35.12 | 41.2 | 46.17 | 38.63 | 51.79 | 54.38 | 50.77 | 51.79 | 54.38 | 50.77 | 56.63 | 54.38 | 50.77 | 56.63 | 54.38 | 50.77 | 56.63 | 54.38 | 47.65 | 57.37 | 54.38 | 47.65 | 51.79 | 54.38 | 50.77 | 51.79 | 54.38 | 50.77 | 56.63 | 54.38 | 47.65 | 58.36 | 48.63 | 47.16 | 57.2 | 49.62 | 48.12 | 56.63 | 54.38 | 50.77
5962 | 41.18 | 46.15 | 38.62 | 41.18 | 46.15 | 38.62 | 41.18 | 46.15 | 38.62 | 41.18 | 46.15 | 38.62 | 41.18 | 44.58 | 35.84 | 41.21 | 44.58 | 35.84 | 41.18 | 46.15 | 38.62 | 41.18 | 46.15 | 38.62 | 41.18 | 44.58 | 35.84 | 40.8 | 42.81 | 34.42 | 40.8 | 43.67 | 34.42 | 41.18 | 46.15 | 38.62 | 51.77 | 54.36 | 50.75 | 51.77 | 54.36 | 50.75 | 54.45 | 54.36 | 50.75 | 54.45 | 54.36 | 50.75 | 54.45 | 52.08 | 46.66 | 56.7 | 52.08 | 46.66 | 51.77 | 54.36 | 50.75 | 51.77 | 54.36 | 50.75 | 54.45 | 52.08 | 46.66 | 56.14 | 50.01 | 46.18 | 55.01 | 51.03 | 47.12 | 54.45 | 54.36 | 50.75
5963 | 41.15 | 46.11 | 38.58 | 41.15 | 46.11 | 38.58 | 41.15 | 46.11 | 38.58 | 41.15 | 46.11 | 38.58 | 41.15 | 25.94 | 11.61 | 41.15 | 25.94 | 11.61 | 41.15 | 46.11 | 38.58 | 41.15 | 46.11 | 38.58 | 41.15 | 25.94 | 11.61 | 39.98 | 0 | 0 | 40.73 | 0 | 0 | 41.15 | 46.11 | 38.58 | 51.74 | 54.32 | 50.71 | 51.74 | 54.32 | 50.71 | 51.74 | 54.32 | 50.71 | 51.74 | 54.32 | 47.59 | 53.95 | 30.48 | 27.44 | 53.95 | 29.98 | 27.44 | 51.74 | 54.32 | 50.71 | 51.74 | 54.32 | 50.71 | 53.95 | 30.48 | 27.44 | 53.4 | 0 | 0 | 52.26 | 0 | 0 | 51.74 | 54.32 | 50.71
5964 | 41.03 | 46 | 38.46 | 41.03 | 46 | 38.46 | 41.03 | 46 | 38.46 | 41.03 | 46 | 38.46 | 41.03 | 25.94 | 11.49 | 41.03 | 25.94 | 0 | 41.03 | 46 | 38.46 | 41.03 | 46 | 38.46 | 41.03 | 25.94 | 11.49 | 37.94 | 0 | 0 | 38.72 | 0 | 0 | 41.03 | 46 | 38.46 | 51.62 | 54.21 | 50.6 | 51.62 | 54.21 | 50.6 | 51.62 | 54.21 | 50.6 | 51.62 | 54.21 | 47.59 | 51.62 | 30.48 | 11.49 | 51.62 | 0 | 11.49 | 51.62 | 54.21 | 50.6 | 51.62 | 54.21 | 50.6 | 51.62 | 30.48 | 11.49 | 50.58 | 0 | 0 | 51.11 | 0 | 0 | 51.62 | 54.21 | 50.6
5965 | 40.96 | 45.92 | 38.39 | 40.96 | 45.92 | 38.39 | 40.96 | 45.92 | 38.39 | 40.96 | 45.92 | 38.39 | 40.96 | 25.94 | 11.42 | 40.96 | 25.94 | 0 | 40.96 | 45.92 | 38.39 | 40.96 | 45.92 | 38.39 | 40.96 | 25.94 | 11.42 | 36.81 | 0 | 0 | 37.56 | 0 | 0 | 40.96 | 45.92 | 38.39 | 51.54 | 54.13 | 50.52 | 51.54 | 54.13 | 50.52 | 51.54 | 54.13 | 50.52 | 51.54 | 54.13 | 47.59 | 51.54 | 30.48 | 11.42 | 51.54 | 0 | 11.42 | 51.54 | 54.13 | 50.52 | 51.54 | 54.13 | 50.52 | 51.54 | 30.48 | 11.42 | 50.01 | 0 | 0 | 51.03 | 22.55 | 0 | 51.54 | 54.13 | 50.52
5966 | 40.89 | 45.86 | 38.32 | 40.89 | 45.86 | 38.32 | 40.89 | 45.86 | 38.32 | 40.89 | 45.86 | 38.32 | 40.89 | 25.94 | 11.35 | 40.89 | 25.94 | 0 | 40.89 | 45.86 | 38.32 | 40.89 | 45.86 | 38.32 | 40.89 | 25.94 | 11.35 | 37.94 | 0 | 0 | 39.11 | 0 | 0 | 40.89 | 45.86 | 38.32 | 51.48 | 54.07 | 50.46 | 51.48 | 54.07 | 50.46 | 51.48 | 54.07 | 50.46 | 51.48 | 54.07 | 50.46 | 51.48 | 30.48 | 42.02 | 51.48 | 0 | 42.02 | 51.48 | 54.07 | 50.46 | 51.48 | 54.07 | 50.46 | 51.48 | 30.48 | 42.02 | 50.96 | 0 | 41.6 | 52 | 47.66 | 44.8 | 51.48 | 54.07 | 50.46
5967 | 40.83 | 45.8 | 38.26 | 40.83 | 45.8 | 38.26 | 40.83 | 45.8 | 38.26 | 40.83 | 45.8 | 38.26 | 40.83 | 45.8 | 33.65 | 40.83 | 45.8 | 33.65 | 40.83 | 45.8 | 38.26 | 40.83 | 45.8 | 38.26 | 40.83 | 45.8 | 33.65 | 40.39 | 44.15 | 32.97 | 40.42 | 45.05 | 33.99 | 40.83 | 45.8 | 38.26 | 51.42 | 54.01 | 50.4 | 51.42 | 54.01 | 50.4 | 52.61 | 54.01 | 50.4 | 52.61 | 54.01 | 50.4 | 53.68 | 52.08 | 46.68 | 53.68 | 52.08 | 46.68 | 51.42 | 54.01 | 50.4 | 51.42 | 54.01 | 50.4 | 53.68 | 52.08 | 46.68 | 53.14 | 50.01 | 44.8 | 53.14 | 52.6 | 48.61 | 52.61 | 54.01 | 50.4
5968 | 40.73 | 45.72 | 38.17 | 40.73 | 45.72 | 38.17 | 40.73 | 45.72 | 38.17 | 40.73 | 45.72 | 38.17 | 40.73 | 46.65 | 38.16 | 41.44 | 46.65 | 38.16 | 40.73 | 45.72 | 38.16 | 40.73 | 45.7 | 38.16 | 40.73 | 46.65 | 38.16 | 41.14 | 46.18 | 37.78 | 41.14 | 46.18 | 38.55 | 40.73 | 45.72 | 38.17 | 51.32 | 54.01 | 50.3 | 51.32 | 54.01 | 50.3 | 56.9 | 54.01 | 50.3 | 56.9 | 54.01 | 50.3 | 56.9 | 54.01 | 46.99 | 56.9 | 54.01 | 46.99 | 51.32 | 54.01 | 50.3 | 51.32 | 53.91 | 50.3 | 56.9 | 54.01 | 46.99 | 57.87 | 53.47 | 46.52 | 59.05 | 54.56 | 49.79 | 56.9 | 54.01 | 51.3
5969 | 40.76 | 48.12 | 70.53 | 40.76 | 48.12 | 70.53 | 41.47 | 48.12 | 70.53 | 41.47 | 48.12 | 70.53 | 41.47 | 48.12 | 38.19 | 41.47 | 48.18 | 38.19 | 40.76 | 45.73 | 38.19 | 40.76 | 45.73 | 38.19 | 41.47 | 48.12 | 38.19 | 49.78 | 48.61 | 38.58 | 50.8 | 48.61 | 71.25 | 45.72 | 48.12 | 70.53 | 51.35 | 54.04 | 51.45 | 51.35 | 54.04 | 51.45 | 56.93 | 54.04 | 51.45 | 56.93 | 54.04 | 51.45 | 56.93 | 54.04 | 50.33 | 56.93 | 54.04 | 50.33 | 51.35 | 53.94 | 50.33 | 51.35 | 53.94 | 50.33 | 56.93 | 54.04 | 50.33 | 72.15 | 53.5 | 49.82 | 73.62 | 54.59 | 51.97 | 56.93 | 56.61 | 88.75
5970 | 40.76 | 48.26 | 40.37 | 40.76 | 48.26 | 40.37 | 41.46 | 48.26 | 40.37 | 41.46 | 48.26 | 40.37 | 41.46 | 48.26 | 38.19 | 41.46 | 48.27 | 38.19 | 40.76 | 45.73 | 38.19 | 40.76 | 45.73 | 38.19 | 41.46 | 48.26 | 38.19 | 55.68 | 59.95 | 38.57 | 55.68 | 58.75 | 40.78 | 41.46 | 48.26 | 70.53 | 51.35 | 54.04 | 51.44 | 51.35 | 54.04 | 51.44 | 56.93 | 54.04 | 51.44 | 56.93 | 54.04 | 51.44 | 56.93 | 54.04 | 50.32 | 56.93 | 54.04 | 50.32 | 51.35 | 53.93 | 50.32 | 51.35 | 53.93 | 50.32 | 56.93 | 54.04 | 50.32 | 75.04 | 54.04 | 50.83 | 75.04 | 54.59 | 51.87 | 56.93 | 56.61 | 88.75
5971 | 40.84 | 48.21 | 44.48 | 40.84 | 48.21 | 44.48 | 41.55 | 48.21 | 44.48 | 41.55 | 48.21 | 44.48 | 41.55 | 48.21 | 38.27 | 41.55 | 48.35 | 38.27 | 40.84 | 45.81 | 38.27 | 40.84 | 45.81 | 38.27 | 41.55 | 48.21 | 38.27 | 55.68 | 65.74 | 44.93 | 55.68 | 64.42 | 44.93 | 41.55 | 48.21 | 44.48 | 51.43 | 54.13 | 51.3 | 51.43 | 54.13 | 51.3 | 57.01 | 54.13 | 51.3 | 57.01 | 54.13 | 51.3 | 57.01 | 54.13 | 50.41 | 57.01 | 54.13 | 50.41 | 51.43 | 54.02 | 50.41 | 51.43 | 54.02 | 50.41 | 57.01 | 54.13 | 50.41 | 75.04 | 73.42 | 50.78 | 75.04 | 71.95 | 51.81 | 57.01 | 54.13 | 86.38
5972 | 40.95 | 45.93 | 38.38 | 40.95 | 45.93 | 38.38 | 40.95 | 45.93 | 38.38 | 40.95 | 45.93 | 38.38 | 40.95 | 48.31 | 38.38 | 41.66 | 48.46 | 38.38 | 40.95 | 45.92 | 38.38 | 40.95 | 45.92 | 38.38 | 40.95 | 48.31 | 38.38 | 54.58 | 65.38 | 38.77 | 54.58 | 64.07 | 38.77 | 40.95 | 45.93 | 38.38 | 51.54 | 54.24 | 51.3 | 51.54 | 54.24 | 51.3 | 51.54 | 54.24 | 51.3 | 51.54 | 54.24 | 51.3 | 54.16 | 54.24 | 50.52 | 57.12 | 54.24 | 50.52 | 51.54 | 54.13 | 50.52 | 51.54 | 54.13 | 50.52 | 54.16 | 54.24 | 50.52 | 74.03 | 79.51 | 51.81 | 74.03 | 77.92 | 51.81 | 51.54 | 54.24 | 64.79
5973 | 40.73 | 45.7 | 38.16 | 40.73 | 45.7 | 38.16 | 40.73 | 45.7 | 38.16 | 40.73 | 45.7 | 38.16 | 40.73 | 48.09 | 38.16 | 41.44 | 48.24 | 38.16 | 40.73 | 45.7 | 38.16 | 40.73 | 45.7 | 38.16 | 40.73 | 48.09 | 38.16 | 54.03 | 65.37 | 38.55 | 54.03 | 64.07 | 38.55 | 40.73 | 45.7 | 38.16 | 51.32 | 53.91 | 50.3 | 51.32 | 53.91 | 50.3 | 51.32 | 53.91 | 50.3 | 51.32 | 53.91 | 50.3 | 53.94 | 54.02 | 50.3 | 56.9 | 54.02 | 50.3 | 51.32 | 53.91 | 50.3 | 51.32 | 53.91 | 50.3 | 53.94 | 54.02 | 50.3 | 72.89 | 79.51 | 50.81 | 72.89 | 77.92 | 50.81 | 51.32 | 53.91 | 63.5
5974 | 40.38 | 45.35 | 37.81 | 40.38 | 45.35 | 37.81 | 40.38 | 45.35 | 37.81 | 40.38 | 45.35 | 37.81 | 40.38 | 47.74 | 37.81 | 41.09 | 47.89 | 37.81 | 40.38 | 45.35 | 37.81 | 40.38 | 45.35 | 37.81 | 40.38 | 47.74 | 37.81 | 46.22 | 65.37 | 38.19 | 45.3 | 64.07 | 38.19 | 40.38 | 45.35 | 37.81 | 50.97 | 53.56 | 49.94 | 50.97 | 53.56 | 49.94 | 50.97 | 53.56 | 49.94 | 50.97 | 53.56 | 49.94 | 53.59 | 53.66 | 49.94 | 56.55 | 53.66 | 49.94 | 50.97 | 53.56 | 49.94 | 50.97 | 53.56 | 49.94 | 53.59 | 53.66 | 49.94 | 66.21 | 81.51 | 50.45 | 66.21 | 79.88 | 50.45 | 50.97 | 53.56 | 51.3
5975 | 39.78 | 44.75 | 37.21 | 39.78 | 44.75 | 37.21 | 39.78 | 44.75 | 37.21 | 39.78 | 44.75 | 37.21 | 39.78 | 47.14 | 37.21 | 40.49 | 47.29 | 37.21 | 39.78 | 44.75 | 37.21 | 39.78 | 44.75 | 37.21 | 39.78 | 47.14 | 37.21 | 40.49 | 65.37 | 39.16 | 40.18 | 64.07 | 38.37 | 39.78 | 44.75 | 37.21 | 50.37 | 52.96 | 49.34 | 50.37 | 52.96 | 49.34 | 50.37 | 52.96 | 49.34 | 50.37 | 52.96 | 49.34 | 52.99 | 53.06 | 49.34 | 55.95 | 53.06 | 49.34 | 50.37 | 52.96 | 49.34 | 50.37 | 52.96 | 49.34 | 52.99 | 53.06 | 49.34 | 56.53 | 81.51 | 50 | 56.53 | 83.17 | 49.84 | 50.37 | 52.96 | 51.3
5976 | 39.41 | 44.38 | 36.84 | 39.41 | 44.38 | 36.84 | 39.41 | 44.38 | 36.84 | 39.41 | 44.38 | 36.84 | 39.41 | 46.77 | 36.84 | 39.98 | 46.92 | 36.84 | 39.41 | 44.38 | 36.84 | 39.41 | 44.38 | 36.84 | 39.41 | 46.77 | 36.84 | 39.98 | 65.38 | 39.16 | 39.81 | 64.07 | 38.37 | 39.41 | 44.38 | 36.84 | 50 | 52.59 | 48.98 | 50 | 52.59 | 48.98 | 50 | 52.59 | 48.98 | 50 | 52.59 | 48.98 | 52.62 | 52.69 | 48.98 | 55.34 | 52.69 | 48.98 | 50 | 52.59 | 48.98 | 50 | 52.59 | 48.98 | 52.62 | 52.69 | 48.98 | 55.34 | 83.04 | 96.91 | 55.34 | 83.9 | 94.97 | 50 | 52.59 | 51.3
5977 | 39.16 | 44.12 | 36.59 | 39.16 | 44.12 | 36.59 | 39.16 | 44.12 | 36.59 | 39.16 | 44.12 | 36.59 | 39.16 | 46.52 | 36.59 | 39.86 | 46.67 | 36.59 | 39.16 | 44.12 | 36.59 | 39.16 | 44.12 | 36.59 | 39.16 | 46.52 | 36.59 | 39.98 | 65.38 | 63.97 | 39.55 | 64.07 | 65.28 | 39.16 | 44.12 | 36.59 | 49.75 | 52.33 | 48.72 | 49.75 | 52.33 | 48.72 | 49.75 | 52.33 | 48.72 | 49.75 | 52.33 | 48.72 | 52.37 | 52.44 | 48.72 | 55.33 | 52.44 | 48.72 | 49.75 | 52.33 | 48.72 | 49.75 | 52.33 | 48.72 | 52.37 | 52.44 | 48.72 | 55.34 | 81.51 | 98.83 | 55.34 | 83.17 | 100.84 | 49.75 | 52.33 | 63.5
5978 | 38.89 | 43.86 | 36.32 | 38.89 | 43.86 | 36.32 | 38.89 | 43.86 | 36.32 | 38.89 | 43.86 | 36.32 | 38.89 | 46.25 | 36.32 | 39.6 | 46.4 | 36.32 | 38.89 | 43.86 | 36.32 | 38.89 | 43.86 | 36.32 | 38.89 | 46.25 | 36.32 | 39.98 | 65.37 | 73.74 | 39.98 | 65.76 | 74.51 | 38.89 | 43.86 | 36.32 | 49.48 | 52.07 | 48.46 | 49.48 | 52.07 | 48.46 | 49.48 | 52.07 | 48.46 | 49.48 | 52.07 | 48.46 | 52.1 | 52.17 | 48.46 | 55.06 | 52.17 | 48.46 | 49.48 | 52.07 | 48.46 | 49.48 | 52.07 | 48.46 | 52.1 | 52.17 | 48.46 | 55.61 | 82.35 | 102.4 | 55.02 | 84.03 | 104.49 | 49.48 | 52.07 | 64.79
5979 | 38.83 | 43.79 | 36.26 | 38.83 | 43.79 | 36.26 | 38.83 | 43.79 | 36.26 | 38.83 | 43.79 | 36.26 | 38.83 | 46.19 | 36.26 | 39.53 | 46.34 | 36.26 | 38.83 | 43.79 | 36.26 | 38.83 | 43.79 | 36.26 | 38.83 | 46.19 | 36.26 | 39.98 | 66.42 | 73.74 | 39.98 | 66.42 | 74.51 | 38.83 | 43.79 | 36.26 | 49.41 | 52 | 48.39 | 49.41 | 52 | 48.39 | 49.41 | 52 | 48.39 | 49.41 | 52 | 48.39 | 52.04 | 52.11 | 48.39 | 54.99 | 52.11 | 48.39 | 49.41 | 52 | 48.39 | 49.41 | 52 | 48.39 | 52.04 | 52.11 | 48.39 | 55.55 | 84.02 | 102.4 | 55.02 | 85.74 | 104.49 | 49.41 | 52 | 64.79
5980 | 39.08 | 44.05 | 36.52 | 39.08 | 44.05 | 36.52 | 39.08 | 44.05 | 36.52 | 39.08 | 44.05 | 36.52 | 39.08 | 46.44 | 36.52 | 39.79 | 46.59 | 36.52 | 39.08 | 44.05 | 36.52 | 39.08 | 44.05 | 36.52 | 39.08 | 46.44 | 36.52 | 40.25 | 69.55 | 73.75 | 40.25 | 70.96 | 75.26 | 39.08 | 44.05 | 36.52 | 49.67 | 52.26 | 48.65 | 49.67 | 52.26 | 48.65 | 49.67 | 52.26 | 48.65 | 49.67 | 52.26 | 48.65 | 52.29 | 52.26 | 48.65 | 55.25 | 52.37 | 48.65 | 49.67 | 52.26 | 48.65 | 49.67 | 52.26 | 48.65 | 52.29 | 52.26 | 48.65 | 55.89 | 84.03 | 102.4 | 55.89 | 85.75 | 104.49 | 49.67 | 52.26 | 64.79
5981 | 39.61 | 44.57 | 37.04 | 39.61 | 44.57 | 37.04 | 39.61 | 44.57 | 39.22 | 39.61 | 44.57 | 39.22 | 39.61 | 45.26 | 37.04 | 40.31 | 47.12 | 37.04 | 39.61 | 44.57 | 37.04 | 39.61 | 44.57 | 37.04 | 39.61 | 45.26 | 37.04 | 47.86 | 71.36 | 77.48 | 47.86 | 72.81 | 79.05 | 39.61 | 44.57 | 39.22 | 50.2 | 52.79 | 49.17 | 50.2 | 52.79 | 49.17 | 50.2 | 52.79 | 49.17 | 50.2 | 52.79 | 49.17 | 52.82 | 52.79 | 49.17 | 55.78 | 52.89 | 49.17 | 50.2 | 52.79 | 49.17 | 50.2 | 52.79 | 49.17 | 52.82 | 52.79 | 49.17 | 74.03 | 91.98 | 102.4 | 74.03 | 93.84 | 104.49 | 50.2 | 52.79 | 90
5982 | 40.35 | 45.32 | 37.78 | 40.35 | 45.32 | 37.78 | 41.06 | 45.32 | 75.91 | 41.06 | 45.32 | 75.91 | 41.06 | 47.7 | 37.78 | 41.06 | 47.86 | 37.78 | 40.35 | 45.32 | 37.78 | 40.35 | 45.32 | 37.78 | 41.06 | 47.7 | 37.78 | 54.13 | 71.36 | 77.48 | 54.13 | 72.81 | 79.05 | 41.06 | 45.32 | 75.91 | 50.94 | 53.63 | 49.91 | 50.94 | 53.63 | 49.91 | 56.52 | 53.63 | 90 | 56.52 | 90.12 | 90 | 56.52 | 53.63 | 49.91 | 56.52 | 53.63 | 49.91 | 50.94 | 53.53 | 49.91 | 50.94 | 53.53 | 49.91 | 56.52 | 53.63 | 49.91 | 74.03 | 91.98 | 102.4 | 74.03 | 93.84 | 104.49 | 56.52 | 53.63 | 90
5983 | 40.94 | 45.91 | 38.38 | 40.94 | 45.91 | 38.38 | 41.65 | 48.3 | 73.76 | 41.65 | 48.3 | 73.76 | 41.65 | 48.3 | 38.38 | 41.65 | 48.45 | 38.38 | 40.94 | 45.91 | 38.38 | 40.94 | 45.91 | 38.38 | 41.65 | 48.3 | 38.38 | 54.73 | 69.94 | 74.5 | 54.73 | 69.94 | 74.51 | 45.72 | 48.3 | 73.76 | 51.53 | 54.12 | 50.88 | 51.53 | 54.12 | 50.88 | 57.11 | 54.23 | 101.38 | 57.11 | 82.33 | 101.38 | 57.11 | 54.23 | 50.51 | 57.11 | 54.23 | 50.51 | 51.53 | 54.12 | 50.51 | 51.53 | 54.12 | 50.51 | 57.11 | 54.23 | 50.51 | 74.03 | 84.03 | 102.4 | 74.03 | 85.74 | 104.49 | 69.68 | 84.02 | 103.4
5984 | 41.19 | 46.16 | 38.62 | 41.19 | 46.16 | 38.62 | 41.9 | 48.55 | 53.5 | 41.9 | 48.55 | 53.5 | 41.9 | 48.55 | 38.62 | 41.9 | 48.7 | 38.62 | 41.19 | 46.16 | 38.62 | 41.19 | 46.16 | 38.62 | 41.9 | 48.55 | 38.62 | 54.13 | 59.71 | 52.96 | 54.13 | 60.34 | 54.04 | 45.72 | 48.55 | 70.53 | 51.78 | 54.37 | 51.27 | 51.78 | 54.47 | 51.27 | 57.36 | 54.47 | 51.27 | 57.36 | 60.43 | 51.27 | 57.36 | 54.47 | 50.76 | 57.36 | 54.47 | 50.76 | 51.78 | 54.37 | 50.76 | 51.78 | 54.37 | 50.76 | 57.36 | 54.47 | 50.76 | 73.23 | 60.44 | 51.27 | 73.23 | 61.68 | 52.33 | 70.32 | 84.02 | 101.85
5985 | 41.19 | 46.16 | 38.63 | 41.19 | 46.17 | 38.63 | 41.9 | 48.16 | 38.63 | 41.9 | 48.16 | 38.63 | 41.9 | 48.16 | 36.96 | 41.9 | 48.16 | 36.96 | 41.19 | 46.16 | 38.63 | 41.19 | 46.16 | 38.63 | 41.9 | 48.16 | 36.96 | 43.2 | 48.65 | 36.21 | 43.2 | 49.15 | 38.24 | 45.11 | 48.16 | 70.53 | 51.78 | 54.37 | 50.76 | 51.78 | 54.37 | 50.76 | 57.36 | 54.37 | 50.76 | 57.36 | 54.37 | 50.76 | 57.36 | 54.37 | 49.61 | 57.36 | 54.37 | 49.61 | 51.78 | 54.37 | 50.76 | 51.78 | 54.37 | 50.76 | 57.36 | 54.37 | 49.61 | 59.73 | 53.27 | 47.64 | 59.73 | 54.91 | 50.25 | 57.36 | 65.83 | 90
5986 | 41.16 | 46.13 | 38.6 | 41.16 | 46.13 | 38.6 | 41.16 | 46.13 | 38.6 | 41.16 | 46.13 | 38.6 | 41.16 | 43.09 | 33.27 | 41.21 | 43.09 | 33.27 | 41.16 | 46.13 | 38.6 | 41.16 | 46.13 | 38.6 | 41.16 | 43.09 | 33.27 | 40.8 | 42.22 | 32.59 | 40.8 | 43.52 | 34.42 | 45.72 | 46.13 | 61.22 | 51.75 | 54.34 | 50.73 | 51.75 | 54.34 | 50.73 | 53.9 | 54.34 | 50.73 | 53.9 | 54.34 | 50.73 | 54.38 | 49.3 | 48.14 | 54.44 | 49.3 | 48.14 | 51.75 | 54.34 | 50.73 | 51.75 | 54.34 | 50.73 | 54.38 | 49.3 | 48.14 | 54.44 | 48.3 | 46.23 | 54.44 | 53.8 | 47.17 | 53.9 | 56.61 | 82.42
5987 | 41.05 | 46.01 | 38.48 | 41.05 | 46.01 | 38.48 | 41.05 | 46.01 | 38.48 | 41.05 | 46.01 | 38.48 | 41.05 | 25.94 | 12.59 | 41.05 | 25.94 | 12.59 | 41.05 | 46.01 | 38.48 | 41.05 | 46.01 | 38.48 | 41.05 | 25.94 | 12.59 | 40.31 | 12.58 | 12.33 | 40.64 | 12.84 | 12.71 | 41.05 | 46.01 | 59.07 | 51.63 | 54.22 | 50.61 | 51.63 | 54.22 | 50.61 | 52.41 | 54.22 | 50.61 | 52.41 | 54.22 | 50.61 | 54.03 | 41.59 | 46.34 | 54.03 | 41.59 | 46.34 | 51.63 | 54.22 | 50.61 | 51.63 | 54.22 | 50.61 | 54.03 | 41.59 | 46.34 | 53.49 | 40.75 | 44.95 | 52.94 | 47.66 | 45.86 | 52.41 | 56.61 | 82.42
5988 | 40.89 | 45.86 | 38.32 | 40.89 | 45.86 | 38.32 | 40.89 | 45.86 | 38.32 | 40.89 | 45.86 | 38.32 | 40.89 | 25.94 | 12.59 | 40.89 | 25.94 | 12.59 | 40.89 | 45.85 | 38.32 | 40.89 | 45.86 | 38.32 | 40.89 | 25.94 | 12.59 | 40.17 | 12.33 | 12.33 | 40.48 | 12.58 | 12.59 | 40.89 | 45.86 | 38.32 | 51.48 | 54.07 | 50.45 | 51.48 | 54.07 | 50.45 | 51.48 | 54.07 | 50.45 | 51.48 | 54.07 | 50.45 | 52.39 | 41.59 | 46.34 | 52.39 | 41.59 | 46.34 | 51.48 | 54.07 | 50.45 | 51.48 | 54.07 | 50.45 | 52.39 | 41.59 | 46.34 | 51.87 | 40.75 | 44.8 | 51.87 | 47.66 | 45.72 | 51.48 | 56.61 | 63.5
5989 | 40.72 | 45.69 | 38.15 | 40.72 | 45.69 | 38.15 | 40.72 | 45.69 | 38.15 | 40.72 | 45.69 | 38.15 | 40.72 | 25.94 | 12.59 | 40.72 | 25.94 | 12.59 | 40.72 | 45.69 | 38.15 | 40.72 | 45.69 | 38.15 | 40.72 | 25.94 | 12.59 | 40.31 | 12.33 | 12.09 | 40.31 | 12.58 | 12.33 | 40.72 | 45.69 | 43.92 | 51.31 | 53.9 | 50.29 | 51.31 | 53.9 | 50.29 | 51.31 | 53.9 | 50.29 | 51.31 | 53.9 | 50.29 | 52.37 | 41.59 | 45.25 | 52.37 | 41.59 | 45.25 | 51.31 | 53.9 | 50.29 | 51.31 | 53.9 | 50.29 | 52.37 | 41.59 | 45.25 | 51.85 | 40.75 | 44.8 | 51.83 | 47.66 | 45.72 | 51.31 | 56.61 | 63.5
5990 | 40.55 | 45.52 | 37.98 | 40.55 | 45.52 | 37.98 | 40.55 | 45.52 | 37.98 | 40.55 | 45.52 | 37.98 | 40.55 | 43.09 | 32.93 | 40.55 | 43.09 | 32.93 | 40.55 | 45.52 | 37.98 | 40.55 | 45.52 | 37.98 | 40.55 | 43.09 | 32.93 | 40.15 | 41.38 | 31.94 | 40.31 | 42.22 | 32.6 | 40.55 | 45.52 | 61.22 | 51.14 | 53.73 | 50.12 | 51.14 | 53.73 | 50.12 | 51.89 | 53.73 | 50.12 | 51.89 | 53.73 | 50.12 | 52.96 | 48.32 | 46.21 | 52.96 | 48.32 | 46.21 | 51.14 | 53.73 | 50.12 | 51.14 | 53.73 | 50.12 | 52.96 | 48.32 | 46.21 | 52.43 | 46.4 | 44.8 | 52.41 | 48.8 | 48.12 | 51.89 | 56.61 | 80.83
5991 | 40.41 | 45.38 | 37.84 | 40.41 | 45.38 | 37.84 | 40.41 | 45.38 | 37.84 | 40.41 | 45.38 | 37.84 | 40.41 | 45.38 | 35.85 | 40.41 | 45.38 | 35.85 | 40.41 | 45.38 | 37.84 | 40.41 | 45.38 | 37.84 | 40.41 | 45.38 | 35.85 | 40.41 | 44.93 | 35.49 | 40.8 | 45.84 | 36.22 | 40.41 | 45.38 | 37.84 | 51 | 53.59 | 49.98 | 51 | 53.59 | 49.98 | 51.41 | 53.59 | 49.98 | 51.41 | 53.59 | 49.98 | 53.62 | 53.59 | 46.68 | 53.62 | 53.59 | 46.68 | 51 | 53.59 | 49.98 | 51 | 53.59 | 49.98 | 53.62 | 53.59 | 46.68 | 53.54 | 51.46 | 44.8 | 52.47 | 53.06 | 49.48 | 51.41 | 53.59 | 64.79
5992 | 40.34 | 45.31 | 37.77 | 40.34 | 45.31 | 37.77 | 41.05 | 45.31 | 37.77 | 41.05 | 45.31 | 37.77 | 41.05 | 47.68 | 37.77 | 41.05 | 47.85 | 37.77 | 40.34 | 45.31 | 37.77 | 40.34 | 45.31 | 37.77 | 41.05 | 47.68 | 37.77 | 43.7 | 48.33 | 37.39 | 43.7 | 49.32 | 38.16 | 41.05 | 45.31 | 37.77 | 50.93 | 53.62 | 51.03 | 50.93 | 53.62 | 51.03 | 53.55 | 53.62 | 51.03 | 53.55 | 53.62 | 51.03 | 53.55 | 53.62 | 49.91 | 56.51 | 53.62 | 49.91 | 50.93 | 53.62 | 49.91 | 50.93 | 53.52 | 49.91 | 53.55 | 53.62 | 49.91 | 61.32 | 53.09 | 49.41 | 61.32 | 71.16 | 52.93 | 53.55 | 53.62 | 90
5993 | 40.37 | 45.35 | 37.8 | 40.37 | 45.35 | 39.02 | 41.08 | 45.35 | 39.98 | 41.08 | 45.35 | 39.98 | 41.08 | 47.72 | 37.8 | 41.08 | 47.88 | 37.8 | 40.37 | 45.35 | 37.8 | 40.37 | 45.34 | 37.8 | 41.08 | 47.72 | 37.8 | 54.13 | 48.36 | 38.24 | 54.13 | 66.42 | 73.02 | 45.72 | 45.35 | 70.53 | 50.96 | 53.65 | 51.3 | 50.96 | 53.65 | 51.3 | 56.54 | 53.65 | 51.3 | 56.54 | 53.65 | 51.3 | 56.54 | 53.65 | 49.93 | 56.54 | 53.65 | 49.93 | 50.96 | 53.65 | 49.93 | 50.96 | 53.55 | 49.93 | 56.54 | 53.65 | 49.93 | 72.35 | 54.19 | 49.78 | 72.35 | 83.9 | 104.49 | 68.6 | 89.55 | 104.44
5994 | 40.44 | 45.42 | 39.02 | 40.44 | 45.42 | 40.05 | 41.15 | 45.42 | 40.05 | 41.15 | 45.42 | 40.05 | 41.15 | 47.79 | 37.87 | 41.15 | 47.95 | 37.87 | 40.44 | 45.42 | 37.87 | 40.44 | 45.41 | 37.87 | 41.15 | 47.79 | 37.87 | 55.24 | 48.43 | 38.25 | 55.24 | 85.03 | 80.28 | 41.15 | 45.42 | 41.5 | 51.03 | 53.72 | 51.3 | 51.03 | 53.72 | 51.3 | 56.61 | 53.72 | 51.3 | 56.61 | 53.72 | 51.3 | 56.61 | 53.72 | 50 | 56.61 | 53.72 | 50 | 51.03 | 53.72 | 50 | 51.03 | 53.62 | 50 | 56.61 | 53.72 | 50 | 75.04 | 54.27 | 49.78 | 75.04 | 103.95 | 110 | 56.61 | 53.72 | 90
5995 | 40.5 | 45.47 | 37.93 | 40.5 | 45.47 | 38.63 | 41.2 | 45.47 | 38.63 | 41.2 | 45.47 | 38.63 | 41.2 | 47.85 | 37.93 | 41.2 | 48.01 | 37.93 | 40.5 | 45.47 | 37.93 | 40.5 | 45.47 | 37.93 | 41.2 | 47.85 | 37.93 | 55.24 | 48.49 | 38.24 | 55.68 | 85.03 | 80.28 | 41.2 | 45.47 | 38.63 | 51.09 | 53.78 | 51.3 | 51.09 | 53.78 | 51.3 | 53.71 | 53.78 | 51.3 | 53.71 | 53.78 | 51.3 | 53.71 | 53.78 | 50.06 | 56.67 | 53.78 | 50.06 | 51.09 | 53.78 | 50.06 | 51.09 | 53.68 | 50.06 | 53.71 | 53.78 | 50.06 | 91.24 | 54.32 | 49.78 | 91.24 | 103.95 | 110 | 53.71 | 53.78 | 51.3
5996 | 40.61 | 45.58 | 38.04 | 40.61 | 45.58 | 38.04 | 40.61 | 45.58 | 38.04 | 40.61 | 45.58 | 38.04 | 40.61 | 47.96 | 38.04 | 41.31 | 48.11 | 38.04 | 40.61 | 45.58 | 38.04 | 40.61 | 45.58 | 38.04 | 40.61 | 47.96 | 38.04 | 54.13 | 48.49 | 38.24 | 54.13 | 74.91 | 80.28 | 40.61 | 45.58 | 38.04 | 51.2 | 53.89 | 51.3 | 51.2 | 53.89 | 51.3 | 51.2 | 53.89 | 51.3 | 51.2 | 53.89 | 51.3 | 53.82 | 53.89 | 50.17 | 56.78 | 53.89 | 50.17 | 51.2 | 53.89 | 50.17 | 51.2 | 53.79 | 50.17 | 53.82 | 53.89 | 50.17 | 72.89 | 54.44 | 49.78 | 72.89 | 96.49 | 110 | 51.2 | 53.89 | 51.3
5997 | 40.49 | 45.45 | 37.92 | 40.49 | 45.45 | 37.92 | 40.49 | 45.45 | 37.92 | 40.49 | 45.45 | 37.92 | 40.49 | 46.13 | 37.92 | 41.19 | 47.99 | 37.92 | 40.49 | 45.45 | 37.92 | 40.49 | 45.45 | 37.92 | 40.49 | 46.13 | 37.92 | 54.03 | 48.48 | 37.54 | 54.03 | 66.42 | 74.51 | 40.49 | 45.45 | 37.92 | 51.07 | 53.66 | 51.17 | 51.07 | 53.66 | 51.17 | 51.07 | 53.66 | 51.17 | 51.07 | 53.66 | 51.17 | 53.7 | 53.77 | 50.05 | 56.65 | 53.77 | 50.05 | 51.07 | 53.66 | 50.05 | 51.07 | 53.66 | 50.05 | 53.7 | 53.77 | 50.05 | 72.35 | 54.21 | 49.78 | 72.35 | 84.75 | 106.7 | 51.07 | 53.66 | 51.3
5998 | 40.2 | 45.17 | 37.63 | 40.2 | 45.17 | 37.63 | 40.2 | 45.17 | 37.63 | 40.2 | 45.17 | 37.63 | 40.2 | 47.56 | 37.63 | 40.91 | 47.71 | 37.63 | 40.2 | 45.17 | 37.63 | 40.2 | 45.17 | 37.63 | 40.2 | 47.56 | 37.63 | 45.21 | 47.56 | 37.26 | 45.21 | 64.44 | 73.02 | 40.2 | 45.17 | 37.63 | 50.79 | 53.38 | 50.13 | 50.79 | 53.38 | 50.13 | 50.79 | 53.38 | 50.13 | 50.79 | 53.38 | 50.13 | 53.41 | 53.38 | 49.77 | 56.37 | 53.48 | 49.77 | 50.79 | 53.38 | 49.77 | 50.79 | 53.38 | 49.77 | 53.41 | 53.38 | 49.77 | 65.82 | 52.95 | 49.27 | 65.82 | 82.45 | 103.95 | 50.79 | 53.38 | 50.13
5999 | 39.73 | 44.7 | 37.17 | 39.73 | 44.7 | 37.17 | 39.73 | 44.7 | 37.17 | 39.73 | 44.7 | 37.17 | 39.73 | 45.55 | 37.17 | 40.44 | 47.22 | 37.17 | 39.73 | 44.7 | 37.17 | 39.73 | 44.7 | 37.17 | 39.73 | 45.55 | 37.17 | 44.1 | 46.75 | 36.79 | 44.1 | 63.14 | 73.02 | 39.73 | 44.7 | 37.17 | 50.32 | 52.91 | 49.3 | 50.32 | 52.91 | 49.3 | 50.32 | 52.91 | 49.3 | 50.32 | 52.91 | 49.3 | 52.94 | 52.91 | 49.3 | 55.9 | 53.02 | 49.3 | 50.32 | 52.91 | 49.3 | 50.32 | 52.91 | 49.3 | 52.94 | 52.91 | 49.3 | 60.71 | 52.95 | 48.78 | 60.71 | 82.23 | 103.95 | 50.32 | 52.91 | 49.3
6000 | 39.62 | 44.58 | 37.05 | 39.62 | 44.58 | 37.05 | 39.62 | 44.58 | 37.05 | 39.62 | 44.58 | 37.05 | 39.62 | 45.25 | 37.05 | 40.32 | 47.03 | 37.05 | 39.62 | 44.58 | 37.05 | 39.62 | 44.58 | 37.05 | 39.62 | 45.25 | 37.05 | 41.15 | 46.56 | 36.68 | 41.15 | 58.53 | 70.84 | 39.62 | 44.58 | 37.05 | 50.2 | 52.79 | 49.18 | 50.2 | 52.79 | 49.18 | 50.2 | 52.79 | 49.18 | 50.2 | 52.79 | 49.18 | 52.83 | 52.79 | 49.18 | 55.78 | 52.79 | 49.18 | 50.2 | 52.79 | 49.18 | 50.2 | 52.79 | 49.18 | 52.83 | 52.79 | 49.18 | 58.15 | 52.26 | 48.69 | 58.15 | 81.47 | 103.95 | 50.2 | 52.79 | 49.18
6001 | 39.29 | 44.26 | 36.72 | 39.29 | 44.26 | 36.72 | 39.29 | 44.26 | 36.72 | 39.29 | 44.26 | 36.72 | 39.29 | 45.25 | 36.72 | 39.98 | 45.71 | 36.72 | 39.29 | 44.26 | 36.72 | 39.29 | 44.26 | 36.72 | 39.29 | 45.25 | 36.72 | 40.39 | 45.25 | 36.35 | 40.39 | 58.15 | 70.84 | 39.29 | 44.26 | 36.72 | 49.88 | 52.47 | 48.86 | 49.88 | 52.47 | 48.86 | 49.88 | 52.47 | 48.86 | 49.88 | 52.47 | 48.86 | 52.5 | 52.47 | 48.86 | 54.77 | 52.47 | 48.86 | 49.88 | 52.47 | 48.86 | 49.88 | 52.47 | 48.86 | 52.5 | 52.47 | 48.86 | 55.32 | 51.94 | 48.24 | 55.89 | 81.38 | 101.25 | 49.88 | 52.47 | 48.86
6002 | 39.11 | 44.08 | 36.54 | 39.11 | 44.08 | 36.54 | 39.11 | 44.08 | 36.54 | 39.11 | 44.08 | 36.54 | 39.11 | 45.25 | 36.54 | 39.19 | 45.71 | 36.54 | 39.11 | 44.08 | 36.54 | 39.11 | 44.08 | 36.54 | 39.11 | 45.25 | 36.54 | 39.58 | 45.25 | 36.18 | 39.58 | 52.98 | 68.73 | 39.11 | 44.08 | 36.54 | 49.7 | 52.29 | 48.68 | 49.7 | 52.29 | 48.68 | 49.7 | 52.29 | 48.68 | 49.7 | 52.29 | 48.68 | 52.32 | 52.29 | 48.68 | 54.44 | 52.29 | 48.68 | 49.7 | 52.29 | 48.68 | 49.7 | 52.29 | 48.68 | 52.32 | 52.29 | 48.68 | 54.99 | 51.76 | 47.16 | 55.57 | 81.38 | 100.84 | 49.7 | 52.29 | 48.68
6003 | 38.93 | 43.9 | 36.37 | 38.93 | 43.9 | 36.37 | 38.93 | 43.9 | 36.37 | 38.93 | 43.9 | 36.37 | 38.93 | 45.25 | 36.37 | 39.19 | 45.71 | 36.37 | 38.93 | 43.9 | 36.37 | 38.93 | 43.9 | 36.37 | 38.93 | 45.25 | 36.37 | 39.58 | 45.25 | 35.49 | 39.58 | 51.92 | 68.73 | 38.93 | 43.9 | 36.37 | 49.52 | 52.11 | 48.5 | 49.52 | 52.11 | 48.5 | 49.52 | 52.11 | 48.5 | 49.52 | 52.11 | 48.5 | 52.15 | 52.11 | 48.5 | 54.44 | 52.11 | 48.5 | 49.52 | 52.11 | 48.5 | 49.52 | 52.11 | 48.5 | 52.15 | 52.11 | 48.5 | 54.99 | 51.36 | 47.16 | 55.56 | 81.38 | 99 | 49.52 | 52.11 | 48.5
6004 | 38.87 | 43.84 | 36.3 | 38.87 | 43.84 | 36.3 | 38.87 | 43.84 | 36.3 | 38.87 | 43.84 | 36.3 | 38.87 | 46.23 | 36.3 | 39.38 | 46.29 | 36.3 | 38.87 | 43.84 | 36.3 | 38.87 | 43.84 | 36.3 | 38.87 | 46.23 | 36.3 | 39.77 | 46.29 | 35.49 | 39.77 | 50.31 | 68.73 | 38.87 | 43.84 | 36.3 | 49.46 | 52.05 | 48.44 | 49.46 | 52.05 | 48.44 | 49.46 | 52.05 | 48.44 | 49.46 | 52.05 | 48.44 | 52.08 | 52.05 | 48.44 | 54.44 | 52.05 | 48.44 | 49.46 | 52.05 | 48.44 | 49.46 | 52.05 | 48.44 | 52.08 | 52.05 | 48.44 | 54.99 | 51.36 | 46.69 | 55.57 | 81.38 | 98.01 | 49.46 | 52.05 | 48.44
6005 | 38.91 | 43.88 | 36.34 | 38.91 | 43.88 | 36.34 | 38.91 | 43.88 | 36.34 | 38.91 | 43.88 | 36.34 | 38.91 | 46.27 | 36.34 | 39.62 | 46.42 | 36.34 | 38.91 | 43.88 | 36.34 | 38.91 | 43.88 | 36.34 | 38.91 | 46.27 | 36.34 | 40.44 | 47.49 | 35.75 | 40.44 | 61.08 | 68.73 | 38.91 | 43.88 | 36.34 | 49.5 | 52.09 | 48.48 | 49.5 | 52.09 | 48.48 | 49.5 | 52.09 | 48.48 | 49.5 | 52.09 | 48.48 | 52.12 | 52.2 | 48.48 | 55.08 | 52.2 | 48.48 | 49.5 | 52.09 | 48.48 | 49.5 | 52.09 | 48.48 | 52.12 | 52.2 | 48.48 | 58.54 | 51.67 | 47.99 | 59.73 | 82.23 | 100.74 | 49.5 | 52.09 | 48.48
6006 | 39.04 | 44 | 36.47 | 39.04 | 44 | 36.47 | 39.04 | 44 | 36.47 | 39.04 | 44 | 36.47 | 39.04 | 46.39 | 36.47 | 39.74 | 46.55 | 36.47 | 39.04 | 44 | 36.47 | 39.04 | 44 | 36.47 | 39.04 | 46.39 | 36.47 | 44.31 | 47.02 | 36.1 | 44.75 | 61.08 | 68.73 | 39.04 | 44 | 36.47 | 49.62 | 52.21 | 48.6 | 49.62 | 52.21 | 48.6 | 49.62 | 52.21 | 48.6 | 49.62 | 52.21 | 48.6 | 52.25 | 52.32 | 48.6 | 55.2 | 52.32 | 48.6 | 49.62 | 52.21 | 48.6 | 49.62 | 52.21 | 48.6 | 52.25 | 52.32 | 48.6 | 64.51 | 52.85 | 47.32 | 65.82 | 81.38 | 95.23 | 49.62 | 52.21 | 48.6
6007 | 39.4 | 44.36 | 36.83 | 39.4 | 44.36 | 36.83 | 39.4 | 44.36 | 36.83 | 39.4 | 44.36 | 36.83 | 39.4 | 46.76 | 36.83 | 40.1 | 46.91 | 36.83 | 39.4 | 44.36 | 36.83 | 39.4 | 44.36 | 36.83 | 39.4 | 46.76 | 36.83 | 44.31 | 47.38 | 36.46 | 44.31 | 48.35 | 37.2 | 39.4 | 44.36 | 36.83 | 49.99 | 52.68 | 49.33 | 49.99 | 52.68 | 49.33 | 49.99 | 52.68 | 49.33 | 49.99 | 52.68 | 49.33 | 52.61 | 52.68 | 48.96 | 55.57 | 52.68 | 48.96 | 49.99 | 52.58 | 48.96 | 49.99 | 52.58 | 48.96 | 52.61 | 52.68 | 48.96 | 65.16 | 53.21 | 48.26 | 65.16 | 55.28 | 50.84 | 49.99 | 52.68 | 49.33
6008 | 39.8 | 44.77 | 37.24 | 39.8 | 44.77 | 37.24 | 39.8 | 44.77 | 37.24 | 39.8 | 44.77 | 37.24 | 39.8 | 47.16 | 37.24 | 40.51 | 47.32 | 37.24 | 39.8 | 44.77 | 37.24 | 39.8 | 44.77 | 37.24 | 39.8 | 47.16 | 37.24 | 41.35 | 47.2 | 36.86 | 40.52 | 46.26 | 37.61 | 39.8 | 44.77 | 37.24 | 50.39 | 53.09 | 49.37 | 50.39 | 53.09 | 49.37 | 50.39 | 53.09 | 49.37 | 50.39 | 53.09 | 49.37 | 53.02 | 53.09 | 49.37 | 55.97 | 53.09 | 49.37 | 50.39 | 52.98 | 49.37 | 50.39 | 52.98 | 49.37 | 53.02 | 53.09 | 49.37 | 56.5 | 52.56 | 44.8 | 55.37 | 53.62 | 48.88 | 50.39 | 53.09 | 51.3
6009 | 40.11 | 45.08 | 37.55 | 40.11 | 45.08 | 37.55 | 40.11 | 45.08 | 37.55 | 40.11 | 45.08 | 37.55 | 40.11 | 47.47 | 37.55 | 40.4 | 47.47 | 37.55 | 40.11 | 45.08 | 37.55 | 40.11 | 45.08 | 37.55 | 40.11 | 47.47 | 37.55 | 40 | 46.01 | 34.79 | 40 | 45.53 | 34.79 | 40.11 | 45.08 | 37.55 | 50.7 | 53.29 | 49.68 | 50.7 | 53.29 | 49.68 | 50.7 | 53.29 | 49.68 | 50.7 | 53.29 | 49.68 | 53.33 | 53.29 | 49.68 | 54.48 | 53.29 | 49.68 | 50.7 | 53.29 | 49.68 | 50.7 | 53.29 | 49.68 | 53.33 | 53.29 | 49.68 | 53.94 | 48.77 | 46.34 | 52.86 | 49.76 | 47.16 | 50.7 | 53.29 | 50.69
6010 | 40.24 | 45.2 | 37.67 | 40.24 | 45.2 | 37.67 | 40.24 | 45.2 | 37.67 | 40.24 | 45.2 | 37.67 | 40.24 | 45.2 | 37.67 | 40.24 | 45.2 | 37.67 | 40.24 | 45.2 | 37.67 | 40.24 | 45.2 | 37.67 | 40.24 | 45.2 | 37.67 | 39.42 | 0 | 0 | 39.83 | 0 | 0 | 40.24 | 45.2 | 37.67 | 50.82 | 53.41 | 49.6 | 50.82 | 53.41 | 49.6 | 50.82 | 53.41 | 49.6 | 50.82 | 53.41 | 49.6 | 53.45 | 53.41 | 49.6 | 53.45 | 53.41 | 49.6 | 50.82 | 53.41 | 49.6 | 50.82 | 53.41 | 49.8 | 53.45 | 53.41 | 49.6 | 52.52 | 39.53 | 44.8 | 51.47 | 47.66 | 44.8 | 50.82 | 53.41 | 49.8
6011 | 40.22 | 45.18 | 37.65 | 40.22 | 45.18 | 37.65 | 40.22 | 45.18 | 37.65 | 40.22 | 45.18 | 37.65 | 40.22 | 45.18 | 37.65 | 40.22 | 45.18 | 37.65 | 40.22 | 45.18 | 37.65 | 40.22 | 45.18 | 37.65 | 40.22 | 45.18 | 37.65 | 38.59 | 0 | 0 | 39.38 | 0 | 0 | 40.22 | 45.18 | 37.65 | 50.81 | 53.39 | 49.78 | 50.81 | 53.39 | 49.78 | 50.81 | 53.39 | 49.78 | 50.81 | 53.39 | 49.78 | 50.81 | 53.39 | 49.78 | 50.81 | 53.39 | 49.78 | 50.81 | 53.39 | 49.78 | 50.81 | 53.39 | 49.78 | 50.81 | 53.39 | 49.78 | 49.78 | 0 | 44.8 | 50.3 | 44.11 | 44.8 | 50.81 | 53.39 | 49.78
6012 | 40.08 | 45.05 | 37.51 | 40.08 | 45.05 | 37.51 | 40.08 | 45.05 | 37.51 | 40.08 | 45.05 | 37.51 | 40.08 | 45.05 | 37.51 | 40.08 | 45.05 | 37.51 | 40.08 | 45.05 | 37.51 | 40.08 | 45.05 | 37.51 | 40.08 | 45.05 | 37.51 | 38.49 | 0 | 0 | 39.27 | 0 | 0 | 40.08 | 45.05 | 37.51 | 50.67 | 53.26 | 49.64 | 50.67 | 53.26 | 49.64 | 50.67 | 53.26 | 49.64 | 50.67 | 53.26 | 49.64 | 50.67 | 53.26 | 49.64 | 50.67 | 53.26 | 49.64 | 50.67 | 53.26 | 49.64 | 50.67 | 53.26 | 49.64 | 50.67 | 53.26 | 49.64 | 49.16 | 0 | 44.8 | 50.16 | 47.66 | 44.8 | 50.67 | 53.26 | 50.13
6013 | 39.87 | 44.84 | 37.31 | 39.87 | 44.84 | 37.31 | 39.87 | 44.84 | 37.31 | 39.87 | 44.84 | 37.31 | 39.87 | 44.84 | 37.31 | 39.87 | 44.84 | 37.31 | 39.87 | 44.84 | 37.31 | 39.87 | 44.84 | 37.31 | 39.87 | 44.84 | 37.31 | 38.59 | 0 | 0 | 39.48 | 0 | 0 | 39.87 | 44.84 | 37.31 | 50.46 | 53.05 | 49.44 | 50.46 | 53.05 | 49.44 | 50.46 | 53.05 | 49.44 | 50.46 | 53.05 | 49.44 | 50.81 | 53.05 | 49.44 | 50.81 | 53.05 | 49.44 | 50.46 | 53.05 | 49.44 | 50.46 | 53.05 | 49.44 | 50.81 | 53.05 | 49.44 | 49.78 | 0 | 44.8 | 49.96 | 47.66 | 44.8 | 50.46 | 53.05 | 50.97
6014 | 39.74 | 44.71 | 37.17 | 39.74 | 44.71 | 37.17 | 39.74 | 44.71 | 37.17 | 39.74 | 44.71 | 37.17 | 39.74 | 44.71 | 37.17 | 39.77 | 44.71 | 37.17 | 39.74 | 44.71 | 37.17 | 39.74 | 44.71 | 37.17 | 39.74 | 44.71 | 37.17 | 39.38 | 12.58 | 0 | 39.38 | 12.84 | 0 | 39.74 | 44.71 | 37.17 | 50.33 | 52.92 | 49.3 | 50.33 | 52.92 | 49.3 | 50.33 | 52.92 | 49.3 | 50.33 | 52.92 | 49.3 | 52.94 | 52.92 | 49.3 | 52.94 | 52.92 | 49.3 | 50.33 | 52.92 | 49.3 | 50.33 | 52.92 | 49.3 | 52.94 | 52.92 | 49.3 | 51.87 | 41.99 | 47.16 | 50.84 | 47.66 | 48.12 | 50.33 | 52.92 | 63.5
6015 | 39.67 | 44.64 | 37.11 | 39.67 | 44.64 | 37.11 | 39.67 | 44.64 | 37.11 | 39.67 | 44.64 | 37.11 | 39.67 | 47.03 | 37.11 | 40.38 | 47.18 | 37.11 | 39.67 | 44.64 | 37.11 | 39.67 | 44.64 | 37.11 | 39.67 | 47.03 | 37.11 | 39.98 | 47.56 | 35.65 | 39.98 | 46.61 | 36.38 | 39.67 | 44.64 | 37.11 | 50.26 | 52.85 | 49.24 | 50.26 | 52.85 | 49.24 | 50.26 | 52.85 | 49.24 | 50.26 | 52.85 | 49.24 | 52.88 | 52.85 | 49.24 | 53.94 | 52.85 | 49.24 | 50.26 | 52.85 | 49.24 | 50.26 | 52.85 | 49.24 | 52.88 | 52.85 | 49.24 | 53.4 | 51.28 | 47.64 | 52.33 | 52.32 | 48.75 | 50.26 | 52.85 | 63.5
6016 | 39.77 | 44.74 | 37.86 | 39.77 | 44.74 | 37.86 | 39.77 | 44.74 | 37.86 | 39.77 | 44.74 | 37.86 | 39.77 | 47.13 | 37.2 | 40.48 | 47.28 | 37.2 | 39.77 | 44.74 | 37.2 | 39.77 | 44.74 | 37.2 | 39.77 | 47.13 | 37.2 | 41.27 | 50.42 | 38.24 | 40.45 | 49.41 | 38.24 | 39.77 | 44.74 | 37.86 | 50.36 | 53.05 | 49.7 | 50.36 | 53.05 | 49.7 | 50.36 | 53.05 | 49.7 | 50.36 | 53.05 | 49.7 | 52.98 | 53.05 | 49.34 | 55.94 | 53.05 | 49.34 | 50.36 | 52.95 | 49.34 | 50.36 | 52.95 | 49.34 | 52.98 | 53.05 | 49.34 | 58.67 | 55.01 | 49.5 | 57.51 | 56.13 | 50.51 | 50.36 | 53.05 | 64.79
6017 | 39.95 | 44.93 | 53.15 | 39.95 | 44.93 | 53.15 | 39.95 | 44.93 | 53.15 | 39.95 | 44.93 | 53.15 | 39.95 | 47.31 | 37.38 | 40.66 | 47.47 | 37.38 | 39.95 | 44.92 | 37.38 | 39.95 | 44.92 | 37.38 | 39.95 | 47.31 | 37.38 | 52.79 | 65.37 | 53.68 | 52.79 | 65.37 | 54.78 | 39.95 | 44.93 | 70.53 | 50.54 | 53.24 | 51.61 | 50.54 | 53.24 | 51.61 | 50.54 | 53.24 | 51.61 | 50.54 | 53.24 | 51.61 | 53.16 | 53.24 | 51.61 | 56.12 | 53.24 | 51.61 | 50.54 | 53.13 | 51.61 | 50.54 | 53.13 | 49.52 | 53.16 | 53.24 | 51.61 | 71.21 | 73.42 | 52.13 | 70.5 | 74.92 | 67.96 | 50.54 | 53.24 | 90
6018 | 40.05 | 45.02 | 70.53 | 40.05 | 45.02 | 70.53 | 40.05 | 45.02 | 70.53 | 40.05 | 45.02 | 70.53 | 40.05 | 47.41 | 37.48 | 40.76 | 47.56 | 37.48 | 40.05 | 45.02 | 37.48 | 40.05 | 45.02 | 37.48 | 40.05 | 47.41 | 37.48 | 55.78 | 76.98 | 71.25 | 54.67 | 76.98 | 74.06 | 40.05 | 45.02 | 70.53 | 50.64 | 53.33 | 51.61 | 50.64 | 53.33 | 51.61 | 50.64 | 53.33 | 51.61 | 50.64 | 53.33 | 51.61 | 53.26 | 53.33 | 51.61 | 56.22 | 53.33 | 51.61 | 50.64 | 53.33 | 51.61 | 50.64 | 53.23 | 51.61 | 53.26 | 53.33 | 51.61 | 74.37 | 93.11 | 52.13 | 72.89 | 95.01 | 101.01 | 50.64 | 53.33 | 90
6019 | 40.1 | 45.08 | 70.53 | 40.1 | 45.08 | 70.53 | 40.1 | 45.08 | 70.53 | 40.1 | 45.08 | 70.53 | 40.1 | 47.46 | 38.96 | 40.81 | 47.62 | 38.96 | 40.1 | 45.08 | 38.96 | 40.1 | 45.07 | 38.96 | 40.1 | 47.46 | 38.96 | 55.78 | 76.98 | 71.25 | 54.67 | 76.98 | 72.7 | 40.1 | 45.08 | 70.53 | 50.69 | 53.39 | 51.61 | 50.69 | 53.39 | 51.61 | 50.69 | 53.39 | 51.61 | 50.69 | 53.39 | 51.61 | 53.32 | 53.39 | 51.61 | 56.27 | 53.39 | 51.61 | 50.69 | 53.39 | 51.61 | 50.69 | 53.28 | 51.61 | 53.32 | 53.39 | 51.61 | 74.37 | 93.11 | 52.13 | 72.89 | 95.01 | 53.2 | 50.69 | 53.39 | 63.5
6020 | 40.23 | 45.2 | 37.66 | 40.23 | 45.2 | 37.66 | 40.23 | 45.2 | 37.66 | 40.23 | 45.2 | 37.66 | 40.23 | 47.59 | 37.66 | 40.94 | 47.74 | 37.66 | 40.23 | 45.2 | 37.66 | 40.23 | 45.2 | 37.66 | 40.23 | 47.59 | 37.66 | 53.03 | 76.18 | 38.04 | 51.97 | 74.66 | 38.04 | 40.23 | 45.2 | 37.66 | 50.82 | 53.51 | 51.3 | 50.82 | 53.51 | 51.3 | 50.82 | 53.51 | 51.3 | 50.82 | 53.51 | 51.3 | 53.44 | 53.51 | 51.3 | 56.4 | 53.51 | 51.3 | 50.82 | 53.51 | 51.3 | 50.82 | 53.41 | 51.3 | 53.44 | 53.51 | 51.3 | 73.12 | 93.11 | 50.78 | 71.66 | 93.11 | 51.81 | 50.82 | 53.51 | 51.3
6021 | 40.14 | 45.11 | 37.57 | 40.14 | 45.11 | 37.57 | 40.14 | 45.11 | 37.57 | 40.14 | 45.11 | 37.57 | 40.14 | 47.5 | 37.57 | 40.85 | 47.65 | 37.57 | 40.14 | 45.11 | 37.57 | 40.14 | 45.11 | 37.57 | 40.14 | 47.5 | 37.57 | 51.83 | 48.53 | 37.95 | 50.79 | 47.56 | 37.95 | 40.14 | 45.11 | 37.57 | 50.73 | 53.32 | 50.83 | 50.73 | 53.32 | 50.83 | 50.73 | 53.32 | 50.83 | 50.73 | 53.32 | 50.83 | 53.35 | 53.43 | 50.83 | 56.31 | 53.43 | 50.83 | 50.73 | 53.32 | 50.83 | 50.73 | 53.32 | 50.83 | 53.35 | 53.43 | 50.83 | 70.26 | 53.97 | 50.32 | 68.86 | 53.86 | 51.34 | 50.73 | 53.32 | 51.3
6022 | 39.88 | 44.85 | 37.31 | 39.88 | 44.85 | 37.31 | 39.88 | 44.85 | 37.31 | 39.88 | 44.85 | 37.31 | 39.88 | 47.24 | 37.31 | 40.59 | 47.39 | 37.31 | 39.88 | 44.85 | 37.31 | 39.88 | 44.85 | 37.31 | 39.88 | 47.24 | 37.31 | 44.15 | 47.87 | 37.69 | 43.26 | 46.91 | 37.69 | 39.88 | 44.85 | 37.31 | 50.47 | 53.06 | 49.45 | 50.47 | 53.06 | 49.45 | 50.47 | 53.06 | 49.45 | 50.47 | 53.06 | 49.45 | 53.09 | 53.17 | 49.45 | 56.05 | 53.17 | 49.45 | 50.47 | 53.06 | 49.45 | 50.47 | 53.06 | 49.45 | 53.09 | 53.17 | 49.45 | 60.71 | 53.7 | 48.78 | 59.5 | 53.6 | 49.78 | 50.47 | 53.06 | 51.3
6023 | 39.38 | 44.34 | 36.81 | 39.38 | 44.34 | 36.81 | 39.38 | 44.34 | 36.81 | 39.38 | 44.34 | 36.81 | 39.38 | 46.74 | 36.81 | 40.09 | 46.89 | 36.81 | 39.38 | 44.34 | 36.81 | 39.38 | 44.34 | 36.81 | 39.38 | 46.74 | 36.81 | 40.49 | 47.36 | 36.44 | 39.78 | 44.79 | 37.18 | 39.38 | 44.34 | 36.81 | 49.97 | 52.56 | 48.94 | 49.97 | 52.56 | 48.94 | 49.97 | 52.56 | 48.94 | 49.97 | 52.56 | 48.94 | 52.59 | 52.66 | 48.94 | 55.55 | 52.66 | 48.94 | 49.97 | 52.56 | 48.94 | 49.97 | 52.56 | 48.94 | 52.59 | 52.66 | 48.94 | 58.15 | 52.13 | 47.75 | 56.99 | 53.09 | 48.45 | 49.97 | 52.56 | 51.3
6024 | 39.15 | 44.11 | 36.58 | 39.15 | 44.11 | 36.58 | 39.15 | 44.11 | 36.58 | 39.15 | 44.11 | 36.58 | 39.15 | 46.5 | 36.58 | 39.15 | 46.57 | 36.58 | 39.15 | 44.11 | 36.58 | 39.15 | 44.11 | 36.58 | 39.15 | 46.5 | 36.58 | 38.75 | 45.79 | 36.21 | 38.92 | 44.56 | 36.21 | 39.15 | 44.11 | 36.58 | 49.74 | 52.32 | 48.71 | 49.74 | 52.32 | 48.71 | 49.74 | 52.32 | 48.71 | 49.74 | 52.32 | 48.71 | 52.36 | 52.43 | 48.71 | 55.31 | 52.43 | 48.71 | 49.74 | 52.32 | 48.71 | 49.74 | 52.32 | 48.71 | 52.36 | 52.43 | 48.71 | 54.78 | 51.91 | 47.75 | 53.69 | 51.91 | 48.22 | 49.74 | 52.32 | 51.3
6025 | 38.78 | 43.75 | 36.22 | 38.78 | 43.75 | 36.22 | 38.78 | 43.75 | 36.22 | 38.78 | 43.75 | 36.22 | 38.78 | 46.14 | 36.22 | 38.78 | 46.2 | 36.22 | 38.78 | 43.75 | 36.22 | 38.78 | 43.75 | 36.22 | 38.78 | 46.14 | 36.22 | 38.4 | 44.19 | 34.42 | 38.53 | 43.31 | 35.12 | 38.78 | 43.75 | 36.22 | 49.37 | 51.96 | 48.35 | 49.37 | 51.96 | 48.35 | 49.37 | 51.96 | 48.35 | 49.37 | 51.96 | 48.35 | 51.68 | 52.07 | 48.35 | 51.68 | 52.07 | 48.35 | 49.37 | 51.96 | 48.35 | 49.37 | 51.96 | 48.35 | 51.68 | 52.07 | 48.35 | 51.16 | 50.41 | 44.8 | 49.87 | 51.44 | 44.8 | 49.37 | 51.96 | 51.3
6026 | 38.31 | 43.28 | 35.75 | 38.31 | 43.28 | 35.75 | 38.31 | 43.28 | 35.75 | 38.31 | 43.28 | 35.75 | 38.31 | 45.54 | 35.75 | 38.31 | 45.54 | 35.75 | 38.31 | 43.28 | 35.75 | 38.31 | 43.28 | 35.75 | 38.31 | 45.54 | 35.75 | 37.93 | 42.85 | 34.42 | 38.7 | 42.85 | 35.39 | 38.31 | 43.28 | 35.75 | 48.9 | 51.49 | 47.88 | 48.9 | 51.49 | 47.88 | 48.9 | 51.49 | 47.88 | 48.9 | 51.49 | 47.88 | 51.28 | 51.49 | 47.88 | 51.28 | 51.49 | 47.88 | 48.9 | 51.49 | 47.88 | 48.9 | 51.49 | 47.88 | 51.28 | 51.49 | 47.88 | 50.76 | 47.89 | 44.8 | 49.75 | 50.98 | 44.8 | 48.9 | 51.49 | 51.3
6027 | 38.03 | 43 | 35.46 | 38.03 | 43 | 35.46 | 38.03 | 43 | 35.46 | 38.03 | 43 | 35.46 | 38.03 | 43 | 35.46 | 38.03 | 44.47 | 35.46 | 38.03 | 43 | 35.46 | 38.03 | 43 | 35.46 | 38.03 | 43 | 35.46 | 37.65 | 42.81 | 34.42 | 38.42 | 43.43 | 35.11 | 38.03 | 43 | 35.46 | 48.62 | 51.21 | 47.6 | 48.62 | 51.21 | 47.6 | 48.62 | 51.21 | 47.6 | 48.62 | 51.21 | 47.6 | 51.24 | 51.21 | 47.6 | 51.28 | 51.21 | 47.6 | 48.62 | 51.21 | 47.6 | 48.62 | 51.21 | 47.6 | 51.24 | 51.21 | 47.6 | 50.76 | 47.89 | 44.8 | 49.75 | 50.7 | 45.72 | 48.62 | 51.21 | 51.3
6028 | 37.88 | 42.85 | 35.32 | 37.88 | 42.85 | 35.32 | 37.88 | 42.85 | 35.32 | 37.88 | 42.85 | 35.32 | 37.88 | 45.24 | 35.32 | 38.27 | 45.24 | 35.32 | 37.88 | 42.85 | 35.32 | 37.88 | 42.85 | 35.32 | 37.88 | 45.24 | 35.32 | 38.27 | 42.81 | 34.42 | 38.27 | 43.28 | 34.96 | 37.88 | 42.85 | 35.32 | 48.47 | 51.06 | 47.45 | 48.47 | 51.06 | 47.45 | 48.47 | 51.06 | 47.45 | 48.47 | 51.06 | 47.45 | 51.1 | 51.06 | 47.45 | 51.28 | 51.06 | 47.45 | 48.47 | 51.06 | 47.45 | 48.47 | 51.06 | 47.45 | 51.1 | 51.06 | 47.45 | 50.76 | 50 | 44.8 | 49.75 | 51.02 | 46.98 | 48.47 | 51.06 | 51.3
6029 | 37.77 | 42.74 | 35.21 | 37.77 | 42.74 | 35.21 | 37.77 | 42.74 | 35.21 | 37.77 | 42.74 | 35.21 | 37.77 | 43.43 | 35.21 | 38.2 | 43.43 | 35.21 | 37.77 | 42.74 | 35.21 | 37.77 | 42.74 | 35.21 | 37.77 | 43.43 | 35.21 | 38.2 | 42.81 | 34.42 | 38.16 | 43.17 | 35.12 | 37.77 | 42.74 | 35.21 | 48.36 | 50.95 | 47.34 | 48.36 | 50.95 | 47.34 | 48.36 | 50.95 | 47.34 | 48.36 | 50.95 | 47.34 | 50.99 | 50.95 | 47.34 | 51.68 | 50.95 | 47.34 | 48.36 | 50.95 | 47.34 | 48.36 | 50.95 | 47.34 | 50.99 | 50.95 | 47.34 | 51.28 | 47.89 | 44.8 | 52.32 | 51.47 | 46.87 | 48.36 | 50.95 | 51.3
6030 | 37.65 | 42.62 | 35.08 | 37.65 | 42.62 | 35.08 | 37.65 | 42.62 | 35.08 | 37.65 | 42.62 | 35.08 | 37.65 | 42.8 | 35.08 | 38.03 | 43.24 | 35.08 | 37.65 | 42.62 | 35.08 | 37.65 | 42.62 | 35.08 | 37.65 | 42.81 | 35.08 | 38.03 | 42.81 | 34.42 | 38.53 | 43.05 | 35.12 | 37.65 | 42.62 | 35.08 | 48.24 | 50.83 | 47.22 | 48.24 | 50.83 | 47.22 | 48.24 | 50.83 | 47.22 | 48.24 | 50.83 | 47.22 | 50.86 | 50.83 | 47.22 | 52.32 | 50.83 | 47.22 | 48.24 | 50.83 | 47.22 | 48.24 | 50.83 | 47.22 | 50.86 | 50.83 | 47.22 | 52.32 | 50.32 | 44.8 | 52.86 | 51.34 | 46.74 | 48.24 | 50.83 | 51.3
6031 | 37.86 | 42.82 | 35.29 | 37.86 | 42.82 | 35.29 | 37.86 | 42.82 | 35.29 | 37.86 | 42.82 | 35.29 | 37.86 | 45.12 | 35.29 | 38.53 | 45.12 | 35.29 | 37.86 | 42.82 | 35.29 | 37.86 | 42.82 | 35.29 | 37.86 | 45.12 | 35.29 | 38.53 | 44.14 | 34.94 | 38.24 | 43.26 | 34.94 | 37.86 | 42.82 | 35.29 | 48.45 | 51.04 | 47.42 | 48.45 | 51.04 | 47.42 | 48.45 | 51.04 | 47.42 | 48.45 | 51.04 | 47.42 | 51.07 | 51.04 | 47.42 | 54.03 | 51.04 | 47.42 | 48.45 | 51.04 | 47.42 | 48.45 | 51.04 | 47.42 | 51.07 | 51.04 | 47.42 | 54.57 | 50.53 | 46.95 | 54.59 | 51.55 | 46.95 | 48.45 | 51.04 | 51.3
6032 | 38.82 | 43.79 | 36.06 | 38.82 | 43.79 | 36.06 | 38.82 | 43.79 | 36.06 | 38.82 | 43.79 | 36.06 | 38.82 | 46.18 | 36.06 | 39.13 | 46.24 | 36.06 | 38.82 | 43.79 | 36.06 | 38.82 | 43.79 | 36.25 | 38.82 | 46.18 | 36.06 | 38.74 | 45.78 | 35.49 | 39.22 | 44.23 | 35.49 | 38.82 | 43.79 | 36.25 | 49.41 | 51.36 | 46.68 | 49.41 | 51.36 | 46.68 | 49.41 | 51.36 | 46.68 | 49.41 | 51.36 | 46.68 | 52.03 | 51.36 | 47.15 | 52.86 | 51.36 | 47.15 | 49.41 | 51.36 | 47.15 | 49.41 | 52 | 48.39 | 52.03 | 51.36 | 47.15 | 52.33 | 50.85 | 46.21 | 51.29 | 50.85 | 46.21 | 49.41 | 51.36 | 51.3
6033 | 39.31 | 40.96 | 35.49 | 39.31 | 40.96 | 35.49 | 39.31 | 40.96 | 35.49 | 39.31 | 40.96 | 35.49 | 39.31 | 41.38 | 35.49 | 39.31 | 41.38 | 35.49 | 39.31 | 41.38 | 35.49 | 39.31 | 44.27 | 36.74 | 39.31 | 41.38 | 35.49 | 38.91 | 41.38 | 35.14 | 38.91 | 40.55 | 34.44 | 39.31 | 40.96 | 36.74 | 49.9 | 47.65 | 46.21 | 49.9 | 47.65 | 46.21 | 49.9 | 47.65 | 46.21 | 49.9 | 47.65 | 46.21 | 52.52 | 47.65 | 47.15 | 52.86 | 47.65 | 47.15 | 49.9 | 47.65 | 47.15 | 49.9 | 52.49 | 48.87 | 52.52 | 47.65 | 47.15 | 52.33 | 47.18 | 46.68 | 50.4 | 47.18 | 45.74 | 49.9 | 47.65 | 48.87
6034 | 39.32 | 10.43 | 20.12 | 39.32 | 10.43 | 20.12 | 39.32 | 10.43 | 20.12 | 39.32 | 10.43 | 20.12 | 39.55 | 10.77 | 20.33 | 39.55 | 10.77 | 20.33 | 39.55 | 10.77 | 20.33 | 39.55 | 44.51 | 36.98 | 39.55 | 10.77 | 20.33 | 38.96 | 10.65 | 19.92 | 38.92 | 10.33 | 19.52 | 39.32 | 10.43 | 33.06 | 50.14 | 40.75 | 45.29 | 50.14 | 40.75 | 45.29 | 50.14 | 40.75 | 45.29 | 50.14 | 40.75 | 45.29 | 52.2 | 41.57 | 46.23 | 52.2 | 41.57 | 46.23 | 50.14 | 41.57 | 46.23 | 50.14 | 52.73 | 49.11 | 52.2 | 41.57 | 46.23 | 51.68 | 41.16 | 45.76 | 50.64 | 40.34 | 44.8 | 50.14 | 40.75 | 46.69
6035 | 38.92 | 10.34 | 17.76 | 38.92 | 10.34 | 17.76 | 38.92 | 10.34 | 17.76 | 38.92 | 10.34 | 17.76 | 39.71 | 10.76 | 18.88 | 39.71 | 10.76 | 18.88 | 39.71 | 10.76 | 18.88 | 39.71 | 44.67 | 37.14 | 39.71 | 10.76 | 18.88 | 39.31 | 10.66 | 18.5 | 38.53 | 10.23 | 17.59 | 38.92 | 10.34 | 27.65 | 48.73 | 39.13 | 45.25 | 48.73 | 39.13 | 45.25 | 48.73 | 39.13 | 45.25 | 48.73 | 39.13 | 45.25 | 51.28 | 40.75 | 46.45 | 51.28 | 40.75 | 46.45 | 50.3 | 40.75 | 46.45 | 50.3 | 52.89 | 49.27 | 51.28 | 40.75 | 46.45 | 50.75 | 40.34 | 46.23 | 49.23 | 39.13 | 44.8 | 48.73 | 39.13 | 46.17
6036 | 38.15 | 10.33 | 17.76 | 38.15 | 10.33 | 17.76 | 38.15 | 10.33 | 17.76 | 38.15 | 10.33 | 17.76 | 39.65 | 10.76 | 18.88 | 39.65 | 10.76 | 18.88 | 39.65 | 10.76 | 18.88 | 39.65 | 44.61 | 37.08 | 39.65 | 10.76 | 18.88 | 38.53 | 10.66 | 18.5 | 38.53 | 10.23 | 17.59 | 38.15 | 10.33 | 17.76 | 47.5 | 38.74 | 45.25 | 47.5 | 38.74 | 45.25 | 47.5 | 38.74 | 45.25 | 47.5 | 38.74 | 45.25 | 50.47 | 40.75 | 46.69 | 50.47 | 40.75 | 46.69 | 50.24 | 40.75 | 46.69 | 50.24 | 52.83 | 49.21 | 50.47 | 40.75 | 46.69 | 49.96 | 40.34 | 46.23 | 47.98 | 39.13 | 44.8 | 47.5 | 38.74 | 46.17
6037 | 37.82 | 10.33 | 17.76 | 37.82 | 10.33 | 17.76 | 37.82 | 10.33 | 17.76 | 37.82 | 10.33 | 17.76 | 39.46 | 10.87 | 18.88 | 39.46 | 10.87 | 18.88 | 39.46 | 10.87 | 18.88 | 39.46 | 44.43 | 36.89 | 39.46 | 10.87 | 18.88 | 38.98 | 10.76 | 18.5 | 38.2 | 10.44 | 17.94 | 37.82 | 10.33 | 17.76 | 35.42 | 39.53 | 45.29 | 35.42 | 39.53 | 45.29 | 35.42 | 39.53 | 45.29 | 35.42 | 39.53 | 45.29 | 50.05 | 40.75 | 46.69 | 50.05 | 40.75 | 46.69 | 50.05 | 40.75 | 46.69 | 50.05 | 52.64 | 49.03 | 50.05 | 40.75 | 46.69 | 49.55 | 40.75 | 46.23 | 48.55 | 39.93 | 45.3 | 35.42 | 39.53 | 45.29
6038 | 37.93 | 10.55 | 31 | 37.93 | 10.55 | 31 | 37.93 | 10.55 | 31 | 37.93 | 10.55 | 31 | 39.36 | 10.76 | 31 | 39.36 | 10.76 | 32.6 | 39.36 | 10.76 | 31 | 39.36 | 44.32 | 36.79 | 39.36 | 10.76 | 31 | 38.96 | 10.87 | 32.28 | 38.31 | 10.65 | 31.31 | 37.93 | 10.55 | 31 | 48.25 | 45.76 | 46.17 | 48.25 | 45.76 | 46.17 | 48.25 | 45.76 | 46.17 | 48.25 | 45.76 | 46.17 | 50.24 | 45.76 | 47.11 | 50.24 | 45.76 | 47.11 | 49.95 | 45.76 | 47.11 | 49.95 | 52.53 | 48.92 | 50.24 | 45.76 | 47.11 | 49.74 | 46.23 | 47.58 | 48.74 | 46.23 | 46.63 | 48.25 | 45.76 | 46.17
6039 | 38.14 | 26.12 | 33.06 | 38.14 | 26.12 | 33.06 | 38.14 | 26.12 | 33.06 | 38.14 | 26.12 | 33.06 | 39.29 | 26.12 | 33.06 | 39.32 | 43.69 | 34.78 | 39.29 | 26.12 | 33.06 | 39.29 | 44.26 | 36.72 | 39.29 | 26.12 | 33.06 | 39.32 | 44.15 | 35.14 | 38.53 | 42.83 | 34.44 | 38.14 | 26.12 | 33.06 | 36.14 | 49.63 | 46.68 | 36.14 | 49.63 | 46.68 | 36.14 | 49.63 | 46.68 | 36.14 | 49.63 | 46.68 | 52.2 | 49.63 | 46.68 | 52.2 | 50.78 | 47.15 | 49.88 | 49.63 | 46.68 | 49.88 | 52.47 | 48.86 | 52.2 | 49.63 | 46.68 | 52.33 | 51.31 | 47.64 | 51.29 | 51.31 | 47.64 | 36.14 | 49.63 | 46.68
6040 | 39.36 | 44.32 | 36.79 | 39.36 | 44.32 | 36.79 | 39.36 | 44.32 | 36.79 | 39.36 | 44.32 | 36.79 | 39.36 | 44.32 | 36.79 | 40.07 | 46.87 | 36.79 | 39.36 | 44.32 | 36.79 | 39.36 | 44.32 | 36.79 | 39.36 | 44.32 | 36.79 | 40.47 | 51.43 | 39.19 | 40.39 | 51.43 | 38.41 | 39.36 | 44.32 | 36.79 | 49.95 | 51.19 | 48.92 | 49.95 | 51.19 | 48.92 | 49.95 | 51.19 | 48.92 | 49.95 | 51.19 | 48.92 | 52.57 | 51.19 | 48.92 | 55.53 | 52.64 | 48.92 | 49.95 | 51.19 | 48.92 | 49.95 | 52.54 | 48.92 | 52.57 | 51.19 | 48.92 | 56.09 | 58.68 | 52.93 | 56.09 | 59.87 | 52.93 | 49.95 | 51.19 | 48.92
6041 | 39.55 | 44.51 | 36.98 | 39.55 | 44.51 | 36.98 | 39.55 | 44.51 | 36.98 | 39.55 | 44.51 | 36.98 | 39.55 | 44.52 | 36.98 | 40.26 | 47.06 | 36.98 | 39.55 | 44.51 | 36.98 | 39.55 | 44.51 | 36.98 | 39.55 | 44.52 | 36.98 | 46.62 | 69.33 | 78.24 | 46.62 | 69.33 | 78.62 | 39.55 | 44.51 | 36.98 | 50.14 | 52.73 | 49.11 | 50.14 | 52.73 | 49.11 | 50.14 | 52.73 | 49.11 | 50.14 | 52.73 | 49.11 | 52.76 | 52.73 | 49.11 | 55.72 | 52.83 | 49.11 | 50.14 | 52.73 | 49.11 | 50.14 | 52.73 | 49.11 | 52.76 | 52.73 | 49.11 | 65.16 | 83.06 | 104.49 | 65.16 | 84.76 | 104.49 | 50.14 | 52.73 | 49.11
6042 | 39.82 | 44.78 | 10.33 | 39.82 | 44.78 | 37.25 | 39.82 | 44.78 | 37.25 | 39.82 | 44.78 | 37.25 | 39.82 | 47.12 | 37.25 | 40.52 | 47.33 | 37.25 | 39.82 | 44.78 | 37.25 | 39.82 | 44.78 | 37.25 | 39.82 | 47.12 | 37.25 | 54 | 82.82 | 81.96 | 54 | 84.5 | 81.96 | 39.82 | 44.78 | 10.33 | 50.4 | 52.99 | 49.38 | 50.4 | 52.99 | 49.38 | 50.4 | 52.99 | 49.38 | 50.4 | 52.99 | 49.38 | 53.03 | 53.1 | 49.38 | 55.98 | 53.1 | 49.38 | 50.4 | 52.99 | 49.38 | 50.4 | 52.99 | 49.38 | 53.03 | 53.1 | 49.38 | 73.05 | 103.95 | 109.91 | 73.89 | 106.06 | 112.14 | 50.4 | 52.99 | 49.38
6043 | 40.13 | 45.1 | 10.33 | 40.13 | 45.1 | 37.56 | 40.13 | 45.1 | 37.56 | 40.13 | 45.1 | 37.56 | 40.13 | 47.49 | 37.56 | 40.84 | 47.64 | 37.56 | 40.13 | 45.1 | 37.56 | 40.13 | 45.1 | 37.56 | 40.13 | 47.49 | 37.56 | 54.13 | 82.82 | 81.96 | 54.13 | 84.5 | 81.96 | 40.13 | 45.1 | 10.33 | 50.72 | 53.31 | 49.7 | 50.72 | 53.31 | 49.7 | 50.72 | 53.31 | 49.7 | 50.72 | 53.31 | 49.7 | 53.34 | 53.41 | 49.7 | 56.3 | 53.41 | 49.7 | 50.72 | 53.31 | 49.7 | 50.72 | 53.31 | 49.7 | 53.34 | 53.41 | 49.7 | 76.61 | 103.95 | 109.91 | 76.61 | 106.06 | 112.14 | 50.72 | 53.31 | 49.7
6044 | 40.48 | 45.42 | 0 | 40.48 | 45.45 | 37.91 | 40.48 | 45.45 | 37.91 | 40.48 | 45.45 | 37.91 | 40.48 | 47.84 | 37.91 | 41.19 | 47.99 | 37.91 | 40.48 | 45.45 | 37.91 | 40.48 | 45.45 | 37.91 | 40.48 | 47.84 | 37.91 | 54 | 69.94 | 81.96 | 54 | 71.36 | 80.32 | 40.48 | 45.42 | 0 | 51.07 | 53.66 | 49.44 | 51.07 | 53.66 | 50.04 | 51.07 | 53.66 | 50.04 | 51.07 | 53.66 | 50.04 | 53.69 | 53.76 | 50.04 | 56.65 | 53.76 | 50.04 | 51.07 | 53.66 | 50.04 | 51.07 | 53.66 | 50.04 | 53.69 | 53.76 | 50.04 | 73.36 | 94.84 | 105.63 | 72.39 | 96.77 | 107.79 | 51.07 | 53.66 | 49.44
6045 | 18.29 | 10.34 | 0 | 40.32 | 45.29 | 37.75 | 40.32 | 45.29 | 37.75 | 40.32 | 45.29 | 37.75 | 40.32 | 47.68 | 37.75 | 41.03 | 47.83 | 37.75 | 40.32 | 45.29 | 37.75 | 40.32 | 45.29 | 37.75 | 40.32 | 47.68 | 37.75 | 53.31 | 69.33 | 73.38 | 53.31 | 69.34 | 74.88 | 18.29 | 10.34 | 0 | 36.14 | 50.17 | 32.95 | 50.91 | 53.5 | 49.89 | 50.91 | 53.5 | 49.89 | 50.91 | 53.5 | 49.89 | 53.53 | 53.6 | 49.89 | 56.49 | 53.6 | 49.89 | 50.91 | 53.5 | 49.89 | 50.91 | 53.5 | 49.89 | 53.53 | 53.6 | 49.89 | 71.27 | 83.06 | 97 | 71.27 | 84.76 | 102.03 | 36.14 | 50.17 | 32.95
6046 | 18.29 | 10.33 | 0 | 40.03 | 44.99 | 37.46 | 40.03 | 44.99 | 37.46 | 40.03 | 44.99 | 37.46 | 40.03 | 45.55 | 37.46 | 40.73 | 47.54 | 37.46 | 40.03 | 44.99 | 37.46 | 40.03 | 44.99 | 37.46 | 40.03 | 45.55 | 37.46 | 41.57 | 66.92 | 38.24 | 41.57 | 68.29 | 71.57 | 18.29 | 10.33 | 0 | 36.14 | 50.17 | 46.17 | 50.35 | 53.2 | 49.59 | 50.35 | 53.2 | 49.59 | 50.35 | 53.2 | 49.59 | 53.24 | 53.2 | 49.59 | 56.2 | 53.31 | 49.59 | 50.62 | 53.2 | 49.59 | 50.62 | 53.2 | 49.59 | 53.24 | 53.2 | 49.59 | 60.71 | 78.03 | 50.09 | 60.71 | 84.75 | 101.01 | 36.14 | 50.17 | 46.17
6047 | 18.29 | 10.33 | 0 | 38.31 | 44.43 | 36.9 | 38.31 | 44.43 | 36.9 | 38.31 | 44.43 | 36.9 | 39.47 | 44.43 | 36.9 | 39.47 | 46.98 | 36.9 | 39.47 | 44.43 | 36.9 | 39.47 | 44.43 | 36.9 | 39.47 | 44.43 | 36.9 | 39.55 | 56.62 | 37.38 | 39.55 | 57.78 | 71.56 | 18.29 | 10.33 | 0 | 35.42 | 10.33 | 10.33 | 48.31 | 52.64 | 49.03 | 48.31 | 52.64 | 49.03 | 48.31 | 52.64 | 49.03 | 52.68 | 52.64 | 49.03 | 54.23 | 52.75 | 49.03 | 50.06 | 52.64 | 49.03 | 50.06 | 52.64 | 49.03 | 52.68 | 52.64 | 49.03 | 54.78 | 54.59 | 49.78 | 54.78 | 83.9 | 101.01 | 35.42 | 10.33 | 10.33
6048 | 17.92 | 0 | 0 | 38.36 | 44.18 | 36.64 | 38.36 | 44.18 | 36.64 | 38.36 | 44.18 | 36.64 | 39.21 | 44.18 | 36.64 | 39.21 | 46.72 | 36.64 | 39.21 | 44.18 | 36.64 | 39.21 | 44.18 | 36.64 | 39.21 | 44.18 | 36.64 | 39.55 | 55.25 | 38.24 | 39.55 | 56.38 | 73.02 | 17.92 | 0 | 0 | 29 | 10.33 | 10.33 | 49.8 | 52.39 | 48.77 | 49.8 | 52.39 | 48.77 | 49.8 | 52.39 | 48.77 | 52.42 | 52.39 | 48.77 | 52.42 | 52.49 | 48.77 | 49.8 | 52.39 | 48.77 | 49.8 | 52.39 | 48.77 | 52.42 | 52.39 | 48.77 | 52.74 | 55.79 | 49.27 | 52.74 | 83.91 | 99 | 29 | 10.33 | 10.33
6049 | 18.29 | 10.33 | 0 | 38.36 | 43.86 | 36.32 | 38.36 | 43.86 | 36.32 | 38.36 | 43.86 | 36.32 | 38.89 | 43.86 | 36.32 | 39.16 | 46.4 | 36.32 | 38.89 | 43.86 | 36.32 | 38.89 | 43.86 | 36.32 | 38.89 | 43.86 | 36.32 | 39.55 | 51.11 | 37.27 | 39.55 | 52.15 | 71.56 | 18.29 | 10.33 | 0 | 35.42 | 32.95 | 32.95 | 49.48 | 52.07 | 48.45 | 49.48 | 52.07 | 48.45 | 49.48 | 52.07 | 48.45 | 52.1 | 52.07 | 48.45 | 52.1 | 52.17 | 48.45 | 49.48 | 52.07 | 48.45 | 49.48 | 52.07 | 48.45 | 52.1 | 52.07 | 48.45 | 52.33 | 70.46 | 48.94 | 52.33 | 83.06 | 99 | 35.42 | 32.95 | 32.95
6050 | 18.29 | 25.6 | 10.33 | 38.36 | 43.57 | 36.03 | 38.36 | 43.57 | 36.03 | 38.36 | 43.57 | 36.03 | 38.6 | 43.57 | 36.03 | 39.16 | 46.11 | 36.03 | 38.6 | 43.57 | 36.03 | 38.6 | 43.57 | 36.03 | 38.6 | 43.57 | 36.03 | 39.55 | 51.11 | 38.24 | 39.55 | 52.15 | 70.85 | 18.29 | 25.6 | 10.33 | 36.14 | 51.19 | 48.17 | 49.19 | 51.78 | 48.17 | 49.19 | 51.78 | 48.17 | 49.19 | 51.78 | 48.17 | 51.81 | 51.78 | 48.17 | 51.81 | 51.88 | 48.17 | 49.19 | 51.78 | 48.17 | 49.19 | 51.78 | 48.17 | 51.81 | 51.78 | 48.17 | 52.33 | 70.46 | 48.78 | 52.33 | 81.41 | 99 | 36.14 | 51.19 | 48.17
6051 | 38.48 | 26.12 | 27.65 | 38.48 | 43.45 | 35.91 | 38.48 | 43.45 | 35.91 | 38.48 | 43.45 | 35.91 | 38.48 | 43.45 | 35.91 | 39.16 | 45.99 | 35.91 | 38.48 | 43.45 | 35.91 | 38.48 | 43.45 | 35.91 | 38.48 | 43.45 | 35.91 | 39.55 | 50.09 | 36.27 | 39.55 | 51.12 | 68.73 | 38.48 | 26.12 | 27.65 | 49.07 | 51.66 | 48.04 | 49.07 | 51.66 | 48.04 | 49.07 | 51.66 | 48.04 | 49.07 | 51.66 | 48.04 | 51.69 | 51.66 | 48.04 | 51.88 | 51.76 | 48.04 | 49.07 | 51.66 | 48.04 | 49.07 | 51.66 | 48.04 | 51.69 | 51.66 | 48.04 | 52.4 | 70.46 | 48.53 | 52.4 | 81.41 | 97.98 | 49.07 | 51.66 | 48.04
6052 | 38.77 | 28.99 | 28.21 | 38.77 | 43.73 | 36.2 | 38.77 | 43.73 | 36.2 | 38.77 | 43.73 | 36.2 | 38.77 | 43.73 | 36.2 | 39.19 | 46.28 | 36.2 | 38.77 | 43.73 | 36.2 | 38.77 | 43.73 | 36.2 | 38.77 | 43.73 | 36.2 | 39.58 | 47.56 | 36.56 | 39.58 | 59.04 | 70.84 | 38.77 | 28.99 | 28.21 | 49.36 | 51.95 | 48.33 | 49.36 | 51.95 | 48.33 | 49.36 | 51.95 | 48.33 | 49.36 | 51.95 | 48.33 | 51.98 | 51.95 | 48.33 | 52.21 | 52.05 | 48.33 | 49.36 | 51.95 | 48.33 | 49.36 | 51.95 | 48.33 | 51.98 | 51.95 | 48.33 | 52.74 | 53.26 | 48.82 | 52.74 | 83.06 | 97.98 | 49.36 | 51.95 | 48.33
6053 | 39.44 | 29 | 28.21 | 39.44 | 44.41 | 36.87 | 39.44 | 44.41 | 36.87 | 39.44 | 44.41 | 36.87 | 39.44 | 44.41 | 36.87 | 40.15 | 46.95 | 36.87 | 39.44 | 44.41 | 36.87 | 39.44 | 44.41 | 36.87 | 39.44 | 44.41 | 36.87 | 44.64 | 47.56 | 37.25 | 44.64 | 67.26 | 72.64 | 39.44 | 29 | 28.21 | 50.03 | 52.62 | 49.01 | 50.03 | 52.62 | 49.01 | 50.03 | 52.62 | 49.01 | 50.03 | 52.62 | 49.01 | 52.65 | 52.62 | 49.01 | 55.61 | 52.73 | 49.01 | 50.03 | 52.62 | 49.01 | 50.03 | 52.62 | 49.01 | 52.65 | 52.62 | 49.01 | 69.09 | 53.26 | 49.5 | 69.79 | 83.06 | 97.98 | 50.03 | 52.62 | 49.01
6054 | 40.3 | 32.95 | 28.21 | 40.3 | 45.26 | 37.73 | 40.3 | 47.65 | 37.73 | 40.3 | 47.65 | 37.73 | 40.3 | 47.65 | 37.73 | 41 | 47.81 | 37.73 | 40.3 | 45.26 | 37.73 | 40.3 | 45.26 | 37.73 | 40.3 | 47.65 | 37.73 | 53.45 | 67.94 | 38.24 | 53.99 | 69.33 | 72.64 | 40.3 | 32.95 | 28.21 | 50.89 | 53.47 | 49.86 | 50.89 | 53.47 | 49.86 | 53.51 | 53.58 | 49.86 | 53.51 | 53.58 | 49.86 | 53.51 | 53.58 | 49.86 | 56.47 | 53.58 | 49.86 | 50.89 | 53.47 | 49.86 | 50.89 | 53.47 | 49.86 | 53.51 | 53.58 | 49.86 | 72.42 | 80.57 | 50.37 | 73.89 | 83.9 | 97.98 | 50.89 | 53.47 | 49.86
6055 | 41.01 | 45.98 | 38.45 | 41.01 | 45.98 | 38.45 | 41.72 | 48.37 | 38.45 | 41.72 | 48.37 | 38.45 | 41.72 | 48.37 | 38.45 | 41.72 | 48.52 | 38.45 | 41.01 | 45.98 | 38.45 | 41.01 | 45.98 | 38.45 | 41.72 | 48.37 | 38.45 | 54.13 | 67.94 | 38.83 | 54.13 | 69.33 | 39.63 | 41.01 | 45.98 | 38.45 | 51.6 | 54.19 | 50.58 | 51.6 | 54.19 | 50.58 | 57.18 | 54.3 | 50.58 | 57.18 | 54.3 | 50.58 | 57.18 | 54.3 | 50.58 | 57.18 | 54.3 | 50.58 | 51.6 | 54.19 | 50.58 | 51.6 | 54.19 | 50.58 | 57.18 | 54.3 | 50.58 | 71.69 | 80.57 | 51.09 | 72.42 | 83.06 | 74.25 | 51.6 | 54.19 | 50.58
6056 | 41.28 | 46.25 | 38.72 | 41.28 | 46.25 | 38.72 | 41.99 | 46.25 | 38.72 | 41.99 | 46.25 | 38.72 | 41.99 | 48.64 | 38.72 | 41.99 | 48.79 | 38.72 | 41.28 | 46.25 | 38.72 | 41.28 | 46.25 | 38.72 | 41.99 | 48.64 | 38.72 | 53.45 | 53.79 | 38.72 | 53.45 | 54.89 | 39.11 | 41.28 | 46.25 | 38.72 | 51.87 | 54.46 | 50.85 | 51.87 | 54.46 | 50.85 | 57.45 | 54.57 | 50.85 | 57.45 | 54.57 | 50.85 | 57.45 | 54.57 | 50.84 | 57.45 | 54.57 | 50.84 | 51.87 | 54.46 | 50.85 | 51.87 | 54.46 | 50.85 | 57.45 | 54.57 | 50.84 | 71.27 | 59.62 | 50.34 | 71.27 | 60.84 | 51.36 | 51.87 | 54.46 | 50.85
6057 | 41.25 | 46.21 | 33.06 | 41.25 | 46.21 | 36.59 | 41.25 | 46.21 | 36.59 | 41.25 | 46.21 | 36.59 | 41.25 | 47.64 | 36.59 | 41.95 | 47.64 | 36.59 | 41.25 | 46.21 | 36.59 | 41.25 | 46.21 | 38.68 | 41.25 | 47.64 | 36.59 | 50.12 | 47.63 | 35.49 | 49.11 | 46.68 | 35.85 | 41.25 | 46.21 | 33.06 | 51.84 | 52.08 | 47.16 | 51.84 | 52.08 | 47.16 | 54.46 | 52.08 | 47.16 | 54.46 | 52.08 | 47.16 | 54.46 | 52.08 | 47.16 | 57.42 | 52.08 | 47.16 | 51.84 | 52.08 | 50.34 | 51.84 | 54.42 | 50.81 | 54.46 | 52.08 | 47.16 | 67.06 | 50.53 | 46.69 | 65.72 | 51.56 | 47.64 | 51.84 | 52.08 | 47.16
6058 | 41.23 | 42.65 | 33.06 | 41.23 | 42.65 | 34.77 | 41.23 | 42.65 | 34.77 | 41.23 | 42.65 | 34.77 | 41.23 | 42.65 | 34.77 | 41.94 | 42.65 | 34.77 | 41.23 | 42.65 | 34.77 | 41.23 | 46.19 | 38.66 | 41.23 | 42.65 | 34.77 | 41.52 | 42.22 | 34.42 | 41.5 | 42.22 | 34.42 | 41.23 | 42.65 | 33.06 | 51.82 | 48.64 | 46.17 | 51.82 | 48.64 | 46.17 | 53.14 | 48.64 | 46.17 | 53.14 | 48.64 | 46.17 | 54.44 | 48.64 | 45.25 | 55.89 | 48.64 | 45.25 | 51.82 | 51.32 | 49.34 | 51.82 | 54.41 | 50.79 | 54.44 | 48.64 | 45.25 | 55.89 | 47.66 | 44.8 | 54.78 | 48.15 | 45.7 | 51.82 | 48.64 | 46.17
6059 | 41.21 | 34.7 | 32.59 | 41.21 | 34.7 | 32.59 | 41.21 | 34.7 | 32.59 | 41.21 | 34.7 | 32.59 | 41.21 | 34.7 | 32.59 | 41.21 | 34.7 | 32.59 | 41.21 | 34.71 | 32.59 | 41.21 | 46.17 | 38.64 | 41.21 | 34.7 | 32.59 | 40.77 | 34.36 | 32.27 | 40.79 | 34.36 | 32.27 | 41.21 | 34.7 | 32.59 | 51.8 | 48.14 | 45.74 | 51.8 | 48.14 | 45.74 | 51.8 | 48.14 | 45.74 | 51.8 | 48.14 | 45.74 | 53.94 | 42.43 | 45.25 | 53.94 | 42.43 | 45.25 | 51.8 | 48.14 | 48.92 | 51.8 | 54.38 | 50.77 | 53.94 | 42.43 | 45.25 | 53.4 | 41.57 | 44.8 | 52.33 | 47.66 | 45.28 | 51.8 | 48.14 | 45.74
6060 | 41.02 | 34.72 | 32.93 | 41.02 | 34.72 | 32.93 | 41.02 | 34.72 | 32.93 | 41.02 | 34.72 | 32.93 | 41.02 | 34.72 | 32.93 | 41.02 | 34.72 | 32.93 | 41.02 | 41.81 | 32.93 | 41.02 | 45.98 | 38.45 | 41.02 | 34.72 | 32.93 | 40.35 | 34.36 | 32.27 | 40.61 | 34.36 | 32.27 | 41.02 | 34.72 | 32.93 | 51.61 | 48.43 | 46.17 | 51.61 | 48.43 | 46.17 | 51.61 | 48.43 | 46.17 | 51.61 | 48.43 | 46.17 | 53.94 | 42.43 | 45.25 | 53.94 | 42.43 | 45.25 | 51.61 | 51.74 | 49.34 | 51.61 | 54.2 | 50.58 | 53.94 | 42.43 | 45.25 | 53.4 | 41.57 | 44.8 | 52.33 | 47.66 | 45.7 | 51.61 | 48.43 | 46.17
6061 | 40.92 | 35.07 | 35.86 | 40.92 | 35.07 | 35.86 | 40.92 | 35.07 | 35.86 | 40.92 | 35.07 | 35.86 | 40.92 | 35.07 | 32.93 | 40.92 | 35.07 | 32.93 | 40.92 | 35.09 | 35.86 | 40.92 | 45.83 | 35.86 | 40.92 | 35.07 | 32.93 | 40.35 | 34.36 | 32.27 | 40.51 | 34.36 | 32.27 | 40.92 | 35.07 | 35.86 | 51.51 | 49.44 | 46.65 | 51.51 | 49.44 | 46.65 | 51.51 | 49.44 | 46.65 | 51.51 | 49.44 | 46.65 | 53.43 | 42.43 | 45.25 | 53.43 | 42.43 | 45.25 | 51.51 | 51.64 | 49.83 | 51.51 | 51.64 | 49.83 | 53.43 | 42.43 | 45.25 | 52.9 | 41.57 | 45.26 | 52.03 | 47.66 | 46.19 | 51.51 | 49.44 | 46.65
6062 | 40.79 | 45.76 | 38.22 | 40.79 | 45.76 | 38.22 | 40.79 | 45.76 | 38.22 | 40.79 | 45.76 | 38.22 | 40.79 | 45.76 | 35.65 | 40.79 | 45.76 | 35.65 | 40.79 | 45.76 | 38.22 | 40.79 | 45.76 | 38.22 | 40.79 | 45.76 | 35.65 | 40.35 | 45.98 | 34.59 | 40.38 | 45.98 | 35.29 | 40.79 | 45.76 | 38.22 | 51.38 | 53.97 | 50.35 | 51.38 | 53.97 | 50.35 | 51.67 | 53.97 | 50.35 | 51.67 | 53.97 | 50.35 | 53.81 | 52.08 | 46.68 | 53.81 | 52.08 | 46.68 | 51.38 | 53.97 | 50.35 | 51.38 | 53.97 | 50.35 | 53.81 | 52.08 | 46.68 | 53.27 | 50.01 | 46.66 | 52.21 | 52.6 | 48.61 | 51.38 | 53.97 | 50.35
6063 | 40.68 | 45.65 | 38.11 | 40.68 | 45.65 | 38.11 | 40.68 | 45.65 | 38.11 | 40.68 | 45.65 | 38.11 | 40.68 | 46.33 | 38.11 | 40.8 | 48.19 | 38.11 | 40.68 | 45.65 | 38.11 | 40.68 | 45.65 | 38.11 | 40.68 | 46.33 | 38.11 | 41.21 | 48.68 | 38.24 | 41.09 | 47.7 | 38.5 | 40.68 | 45.65 | 38.11 | 51.27 | 53.86 | 50.25 | 51.27 | 53.86 | 50.25 | 53.89 | 53.86 | 50.25 | 53.89 | 53.86 | 50.25 | 53.89 | 53.86 | 48.12 | 55.6 | 53.86 | 48.12 | 51.27 | 53.86 | 50.25 | 51.27 | 53.86 | 50.25 | 53.89 | 53.86 | 48.12 | 56.17 | 53.32 | 47.64 | 55.04 | 54.4 | 49.74 | 51.27 | 53.86 | 50.25
6064 | 40.57 | 45.54 | 39.02 | 40.57 | 47.11 | 39.02 | 41.28 | 47.93 | 39.02 | 41.28 | 47.93 | 39.02 | 41.28 | 47.93 | 38.01 | 41.28 | 48.08 | 38.01 | 40.57 | 45.55 | 38.01 | 40.57 | 45.54 | 38.01 | 41.28 | 47.93 | 38.01 | 53.45 | 64.64 | 39.41 | 53.45 | 64.66 | 40.22 | 41.28 | 45.54 | 39.02 | 51.16 | 53.86 | 51.3 | 51.16 | 53.86 | 51.3 | 53.79 | 53.86 | 51.3 | 53.79 | 80.57 | 51.3 | 53.79 | 53.86 | 50.14 | 56.74 | 53.86 | 50.14 | 51.16 | 53.75 | 50.14 | 51.16 | 53.75 | 50.14 | 53.79 | 53.86 | 50.14 | 69.86 | 78.27 | 70.59 | 69.86 | 82.23 | 84.72 | 53.79 | 53.86 | 51.3
6065 | 40.61 | 47.14 | 39.47 | 40.61 | 47.14 | 39.47 | 41.32 | 47.15 | 39.47 | 41.32 | 47.15 | 39.47 | 41.32 | 47.97 | 38.04 | 41.32 | 48.12 | 38.04 | 40.61 | 45.58 | 38.04 | 40.61 | 45.58 | 38.04 | 41.32 | 47.97 | 38.04 | 55.68 | 70.74 | 76.36 | 55.68 | 70.74 | 77.91 | 41.32 | 47.14 | 39.47 | 51.2 | 53.89 | 51.3 | 51.2 | 53.89 | 51.3 | 53.82 | 53.89 | 51.3 | 53.82 | 81.38 | 51.3 | 53.82 | 53.89 | 50.18 | 56.78 | 53.89 | 50.18 | 51.2 | 53.79 | 50.18 | 51.2 | 53.79 | 50.18 | 53.82 | 53.89 | 50.18 | 74.37 | 83.05 | 100.96 | 74.37 | 84.75 | 104.09 | 53.82 | 53.89 | 51.3
6066 | 40.63 | 45.6 | 39.02 | 40.63 | 47.16 | 39.02 | 40.63 | 47.99 | 39.02 | 40.63 | 47.99 | 39.02 | 40.63 | 47.99 | 38.06 | 41.34 | 48.14 | 38.06 | 40.63 | 45.6 | 38.06 | 40.63 | 45.6 | 38.06 | 40.63 | 47.99 | 38.06 | 57.44 | 80.62 | 79.5 | 57.44 | 80.62 | 80.28 | 40.63 | 45.6 | 39.02 | 51.22 | 53.91 | 51.3 | 51.22 | 53.91 | 51.3 | 53.84 | 53.91 | 51.3 | 53.84 | 87.64 | 51.3 | 53.84 | 53.91 | 50.2 | 56.8 | 53.91 | 50.2 | 51.22 | 53.81 | 50.2 | 51.22 | 53.81 | 50.2 | 53.84 | 53.91 | 50.2 | 83.93 | 102.88 | 104.49 | 83.93 | 103.95 | 105.64 | 53.84 | 53.91 | 51.3
6067 | 40.68 | 45.65 | 39.02 | 40.68 | 47.22 | 39.02 | 40.68 | 48.04 | 39.02 | 40.68 | 48.04 | 39.02 | 40.68 | 48.04 | 38.11 | 41.39 | 48.19 | 38.11 | 40.68 | 45.65 | 38.11 | 40.68 | 45.65 | 38.11 | 40.68 | 48.04 | 38.11 | 56.97 | 80.62 | 79.5 | 56.97 | 80.62 | 80.28 | 40.68 | 45.65 | 39.02 | 51.27 | 53.97 | 51.3 | 51.27 | 53.97 | 51.3 | 51.27 | 53.97 | 51.3 | 51.27 | 53.97 | 51.3 | 53.89 | 53.97 | 50.25 | 56.85 | 53.97 | 50.25 | 51.27 | 53.86 | 50.25 | 51.27 | 53.86 | 50.25 | 53.89 | 53.97 | 50.25 | 76.94 | 102.88 | 104.49 | 76.28 | 103.95 | 104.49 | 51.27 | 53.97 | 51.3
6068 | 40.87 | 45.84 | 38.3 | 40.87 | 45.84 | 38.3 | 40.87 | 45.84 | 38.3 | 40.87 | 45.84 | 38.3 | 40.87 | 48.23 | 38.3 | 41.58 | 48.38 | 38.3 | 40.87 | 45.84 | 38.3 | 40.87 | 45.84 | 38.3 | 40.87 | 48.23 | 38.3 | 54.13 | 75.39 | 78.24 | 54.13 | 75.39 | 76.69 | 40.87 | 45.84 | 38.3 | 51.46 | 54.05 | 51.3 | 51.46 | 54.05 | 51.3 | 51.46 | 54.05 | 51.3 | 51.46 | 54.05 | 51.3 | 54.08 | 54.15 | 50.43 | 57.04 | 54.15 | 50.43 | 51.46 | 54.05 | 50.43 | 51.46 | 54.05 | 50.43 | 54.08 | 54.15 | 50.43 | 72.89 | 93.37 | 104.49 | 72.89 | 94.34 | 104.49 | 51.46 | 54.05 | 51.3
6069 | 40.64 | 45.61 | 38.07 | 40.64 | 45.61 | 38.07 | 40.64 | 45.61 | 38.07 | 40.64 | 45.61 | 38.07 | 40.64 | 48 | 38.07 | 41.35 | 48.15 | 38.07 | 40.64 | 45.61 | 38.07 | 40.64 | 45.61 | 38.07 | 40.64 | 48 | 38.07 | 53.25 | 69.33 | 75.38 | 52.18 | 67.95 | 73.89 | 40.64 | 45.61 | 38.07 | 51.23 | 53.82 | 51.3 | 51.23 | 53.82 | 51.3 | 51.23 | 53.82 | 51.3 | 51.23 | 53.82 | 51.3 | 53.85 | 53.92 | 50.2 | 56.81 | 53.92 | 50.2 | 51.23 | 53.82 | 50.2 | 51.23 | 53.82 | 50.2 | 53.85 | 53.92 | 50.2 | 72.35 | 83.06 | 102.4 | 72.35 | 83.06 | 104.09 | 51.23 | 53.82 | 51.3
6070 | 40.24 | 45.2 | 37.67 | 40.24 | 45.2 | 37.67 | 40.24 | 45.2 | 37.67 | 40.24 | 45.2 | 37.67 | 40.24 | 47.6 | 37.67 | 40.94 | 47.75 | 37.67 | 40.24 | 45.2 | 37.67 | 40.24 | 45.2 | 37.67 | 40.24 | 47.6 | 37.67 | 44.49 | 65.98 | 75.38 | 43.6 | 65.92 | 76.17 | 40.24 | 45.2 | 37.67 | 50.82 | 53.41 | 51.3 | 50.82 | 53.41 | 51.3 | 50.82 | 53.41 | 51.3 | 50.82 | 53.41 | 51.3 | 53.45 | 53.52 | 49.8 | 56.4 | 53.52 | 49.8 | 50.82 | 53.41 | 49.8 | 50.82 | 53.41 | 49.8 | 53.45 | 53.52 | 49.8 | 62.85 | 83.06 | 100.96 | 62.85 | 83.06 | 103.03 | 50.82 | 53.41 | 51.3
6071 | 39.63 | 44.6 | 37.06 | 39.63 | 44.6 | 37.06 | 39.63 | 44.6 | 37.06 | 39.63 | 44.6 | 37.06 | 39.63 | 46.99 | 37.06 | 39.9 | 47.14 | 37.06 | 39.63 | 44.6 | 37.06 | 39.63 | 44.6 | 37.06 | 39.63 | 46.99 | 37.06 | 40.3 | 64.72 | 76.17 | 40.03 | 64.72 | 76.17 | 39.63 | 44.6 | 37.06 | 50.22 | 52.81 | 51.3 | 50.22 | 52.81 | 51.3 | 50.22 | 52.81 | 51.3 | 50.22 | 52.81 | 51.3 | 52.84 | 52.81 | 49.2 | 55.8 | 52.92 | 49.2 | 50.22 | 52.81 | 49.2 | 50.22 | 52.81 | 49.2 | 52.84 | 52.81 | 49.2 | 56.36 | 81.41 | 102.01 | 55.89 | 81.41 | 104.09 | 50.22 | 52.81 | 51.3
6072 | 39.14 | 44.11 | 36.57 | 39.14 | 44.11 | 36.57 | 39.14 | 44.11 | 36.57 | 39.14 | 44.11 | 36.57 | 39.14 | 46.5 | 36.57 | 39.16 | 46.65 | 36.57 | 39.14 | 44.11 | 36.57 | 39.14 | 44.11 | 36.57 | 39.14 | 46.5 | 36.57 | 39.55 | 58.93 | 76.17 | 39.53 | 58.93 | 76.17 | 39.14 | 44.11 | 36.57 | 49.73 | 52.32 | 51.3 | 49.73 | 52.32 | 51.3 | 49.73 | 52.32 | 51.3 | 49.73 | 52.32 | 51.3 | 52.35 | 52.32 | 48.7 | 54.08 | 52.42 | 48.7 | 49.73 | 52.32 | 48.7 | 49.73 | 52.32 | 48.7 | 52.35 | 52.32 | 48.7 | 54.63 | 81.41 | 104.09 | 53.54 | 81.41 | 104.09 | 49.73 | 52.32 | 51.3
6073 | 38.63 | 43.59 | 36.06 | 38.63 | 43.59 | 36.06 | 38.63 | 43.59 | 36.06 | 38.63 | 43.59 | 36.06 | 38.63 | 45.99 | 36.06 | 39.16 | 46.14 | 36.06 | 38.63 | 43.59 | 36.06 | 38.63 | 43.59 | 36.06 | 38.63 | 45.99 | 36.06 | 39.55 | 58.93 | 76.17 | 39.02 | 58.92 | 76.17 | 38.63 | 43.59 | 36.06 | 49.22 | 51.81 | 51.3 | 49.22 | 51.81 | 51.3 | 49.22 | 51.81 | 51.3 | 49.22 | 51.81 | 51.3 | 51.84 | 51.81 | 48.19 | 53.03 | 51.91 | 48.19 | 49.22 | 51.81 | 48.19 | 49.22 | 51.81 | 48.19 | 51.84 | 51.81 | 48.19 | 53.57 | 82.11 | 104.09 | 53.54 | 82.11 | 104.09 | 49.22 | 51.81 | 51.3
6074 | 38.22 | 43.19 | 37.08 | 38.22 | 43.19 | 37.08 | 38.22 | 43.19 | 37.08 | 38.22 | 43.19 | 37.08 | 38.22 | 45.58 | 35.66 | 38.89 | 45.74 | 35.66 | 38.22 | 43.19 | 35.66 | 38.22 | 43.19 | 35.66 | 38.22 | 45.58 | 35.66 | 39.28 | 63.81 | 76.17 | 39.28 | 63.81 | 76.17 | 38.22 | 43.19 | 37.08 | 48.81 | 51.4 | 51.3 | 48.81 | 51.4 | 51.3 | 48.81 | 51.4 | 51.3 | 48.81 | 51.4 | 51.3 | 51.44 | 51.4 | 47.79 | 53 | 51.51 | 47.79 | 48.81 | 51.4 | 47.79 | 48.81 | 51.4 | 47.79 | 51.44 | 51.4 | 47.79 | 53.54 | 82.12 | 104.09 | 53.54 | 82.12 | 104.09 | 48.81 | 51.4 | 51.3
6075 | 38.02 | 42.98 | 37.54 | 38.02 | 42.98 | 37.54 | 38.02 | 42.98 | 37.54 | 38.02 | 42.98 | 37.54 | 38.02 | 45.37 | 35.45 | 38.72 | 45.53 | 35.45 | 38.02 | 42.98 | 35.45 | 38.02 | 42.98 | 35.45 | 38.02 | 45.37 | 35.45 | 39.52 | 64.72 | 76.17 | 39.52 | 64.72 | 76.17 | 38.02 | 42.98 | 37.54 | 48.61 | 51.3 | 51.3 | 48.61 | 51.3 | 51.3 | 48.61 | 51.3 | 51.3 | 48.61 | 51.3 | 51.3 | 51.23 | 51.3 | 47.58 | 52.85 | 51.3 | 47.58 | 48.61 | 51.19 | 47.58 | 48.61 | 51.19 | 47.58 | 51.23 | 51.3 | 47.58 | 53.54 | 82.12 | 104.09 | 53.54 | 82.12 | 103.01 | 48.61 | 51.3 | 51.3
6076 | 38.36 | 43.33 | 41.5 | 38.36 | 43.33 | 41.5 | 38.36 | 43.33 | 41.5 | 38.36 | 43.33 | 41.5 | 38.36 | 45.72 | 35.79 | 39.07 | 45.87 | 35.79 | 38.36 | 43.33 | 35.79 | 38.36 | 43.33 | 35.79 | 38.36 | 45.72 | 35.79 | 39.55 | 66.65 | 76.17 | 39.55 | 66.65 | 76.17 | 38.36 | 43.33 | 41.5 | 48.95 | 51.65 | 51.8 | 48.95 | 51.65 | 51.8 | 48.95 | 51.65 | 51.8 | 48.95 | 51.65 | 51.8 | 51.57 | 51.65 | 47.93 | 53.53 | 51.65 | 47.93 | 48.95 | 51.54 | 47.93 | 48.95 | 51.54 | 47.93 | 51.57 | 51.65 | 47.93 | 54.63 | 83.06 | 104.09 | 54.63 | 83.9 | 103.01 | 48.95 | 51.65 | 51.8
6077 | 39.34 | 45.87 | 74.63 | 39.34 | 45.87 | 74.63 | 39.34 | 45.87 | 74.63 | 39.34 | 45.87 | 74.63 | 39.34 | 45.87 | 36.77 | 40.04 | 46.85 | 36.77 | 39.34 | 44.3 | 36.77 | 39.34 | 44.3 | 36.77 | 39.34 | 45.87 | 36.77 | 44.94 | 69.33 | 76.17 | 44.94 | 69.33 | 76.17 | 39.34 | 45.87 | 74.63 | 49.93 | 52.62 | 64.79 | 49.93 | 52.62 | 64.79 | 49.93 | 52.62 | 64.79 | 49.93 | 52.62 | 64.79 | 52.55 | 52.62 | 48.9 | 55.5 | 52.62 | 48.9 | 49.93 | 52.51 | 48.9 | 49.93 | 52.51 | 48.9 | 52.55 | 52.62 | 48.9 | 72.35 | 83.06 | 104.09 | 73.08 | 83.9 | 104.09 | 49.93 | 52.62 | 64.79
6078 | 40.12 | 46.65 | 75.41 | 40.12 | 46.65 | 75.41 | 40.12 | 46.65 | 75.41 | 40.12 | 46.65 | 75.41 | 40.12 | 47.48 | 37.55 | 40.83 | 47.63 | 37.55 | 40.12 | 45.09 | 37.55 | 40.12 | 45.09 | 37.55 | 40.12 | 47.48 | 37.55 | 54.13 | 69.33 | 76.17 | 54.67 | 69.33 | 76.17 | 40.12 | 46.65 | 75.41 | 50.71 | 53.4 | 90 | 50.71 | 53.4 | 90 | 53.33 | 53.4 | 90 | 53.33 | 53.4 | 90 | 53.33 | 53.4 | 49.68 | 56.29 | 53.4 | 49.68 | 50.71 | 53.3 | 49.68 | 50.71 | 53.3 | 49.68 | 53.33 | 53.4 | 49.68 | 75.09 | 83.06 | 104.09 | 75.85 | 84.75 | 104.09 | 53.33 | 53.4 | 90
6079 | 40.83 | 48.33 | 76.31 | 40.83 | 48.33 | 76.31 | 41.54 | 48.33 | 76.31 | 41.54 | 48.34 | 76.31 | 41.54 | 48.33 | 38.27 | 41.54 | 48.35 | 38.27 | 40.83 | 45.81 | 38.27 | 40.83 | 45.8 | 38.27 | 41.54 | 48.33 | 38.27 | 54.58 | 69.33 | 75.55 | 54.58 | 69.33 | 77.08 | 41.54 | 48.33 | 76.31 | 51.42 | 56.61 | 94.12 | 51.42 | 56.61 | 94.12 | 57 | 56.61 | 94.12 | 57 | 56.61 | 94.12 | 57 | 54.12 | 50.4 | 57 | 54.12 | 50.4 | 51.42 | 54.01 | 50.4 | 51.42 | 54.01 | 50.4 | 57 | 54.12 | 50.4 | 76.61 | 82.23 | 96.06 | 75.85 | 82.45 | 95.07 | 57 | 56.61 | 94.12
6080 | 41.09 | 48.58 | 40.02 | 41.09 | 48.58 | 40.02 | 41.79 | 48.58 | 40.02 | 41.79 | 48.58 | 40.02 | 41.79 | 48.58 | 38.52 | 41.79 | 48.6 | 38.52 | 41.09 | 46.05 | 38.52 | 41.09 | 46.05 | 38.52 | 41.79 | 48.58 | 38.52 | 54.13 | 56.38 | 38.91 | 53.45 | 55.25 | 39.62 | 41.79 | 48.58 | 61.68 | 51.67 | 56.61 | 50.65 | 51.67 | 56.61 | 50.65 | 57.25 | 56.61 | 50.65 | 57.25 | 56.61 | 50.65 | 57.25 | 54.37 | 49.61 | 57.25 | 54.37 | 49.61 | 51.67 | 54.26 | 50.65 | 51.67 | 54.26 | 50.65 | 57.25 | 54.37 | 49.61 | 73.82 | 59.04 | 49.11 | 72.35 | 59.04 | 50.12 | 57.25 | 56.61 | 72.75
6081 | 41.14 | 48.5 | 39.99 | 41.14 | 48.5 | 39.99 | 41.84 | 48.5 | 39.99 | 41.84 | 48.5 | 39.99 | 41.84 | 48.5 | 36.35 | 41.84 | 48.56 | 36.35 | 41.14 | 48.42 | 38.57 | 41.14 | 46.11 | 38.57 | 41.84 | 48.5 | 36.35 | 45.39 | 49.56 | 35.85 | 44.49 | 48.99 | 35.85 | 41.84 | 48.5 | 39.99 | 51.73 | 54.31 | 50.7 | 51.73 | 54.31 | 50.7 | 57.31 | 54.31 | 50.7 | 57.31 | 54.31 | 50.7 | 57.31 | 54.31 | 48.61 | 57.31 | 54.31 | 48.61 | 51.73 | 54.31 | 50.7 | 51.73 | 54.31 | 50.7 | 57.31 | 54.31 | 48.61 | 59.67 | 53.32 | 48.12 | 58.49 | 53.77 | 48.12 | 57.31 | 54.31 | 63.5
6082 | 41.11 | 46.08 | 39.97 | 41.11 | 46.08 | 39.97 | 41.11 | 46.08 | 39.97 | 41.11 | 46.08 | 39.97 | 41.11 | 46.08 | 33.27 | 41.12 | 46.08 | 33.27 | 41.11 | 46.08 | 38.54 | 41.11 | 46.08 | 38.54 | 41.11 | 46.08 | 33.27 | 40.71 | 45.15 | 33.26 | 40.7 | 45.15 | 32.59 | 41.11 | 46.08 | 39.97 | 51.7 | 54.29 | 50.68 | 51.7 | 54.29 | 50.68 | 53.52 | 54.29 | 50.68 | 53.52 | 54.29 | 50.68 | 54.32 | 48.64 | 46.8 | 55.18 | 48.64 | 46.8 | 51.7 | 54.29 | 50.68 | 51.7 | 54.29 | 50.68 | 54.32 | 48.64 | 46.8 | 54.63 | 47.89 | 45.86 | 54.06 | 47.89 | 45.75 | 53.52 | 54.29 | 51.3
6083 | 41.02 | 45.99 | 39.02 | 41.02 | 45.99 | 39.02 | 41.02 | 45.99 | 39.02 | 41.02 | 45.99 | 39.02 | 41.02 | 43.79 | 30.38 | 41.19 | 43.79 | 30.38 | 41.02 | 45.99 | 38.45 | 41.02 | 45.99 | 38.45 | 41.02 | 43.79 | 30.38 | 40.77 | 42.47 | 30.08 | 40.61 | 42.03 | 29.48 | 41.02 | 45.99 | 39.02 | 51.61 | 54.2 | 50.59 | 51.61 | 54.2 | 50.59 | 52.33 | 54.2 | 50.59 | 52.33 | 54.2 | 50.59 | 54.23 | 44.63 | 46.8 | 54.48 | 44.63 | 46.8 | 51.61 | 54.2 | 50.59 | 51.61 | 54.2 | 50.59 | 54.23 | 44.63 | 46.8 | 53.94 | 44.18 | 45.86 | 52.86 | 47.66 | 45.75 | 52.33 | 54.2 | 51.3
6084 | 40.93 | 45.89 | 39.02 | 40.93 | 45.89 | 39.02 | 40.93 | 45.89 | 39.02 | 40.93 | 45.89 | 39.02 | 40.93 | 43.79 | 30.38 | 41.19 | 43.79 | 30.38 | 40.93 | 45.89 | 38.36 | 40.93 | 45.89 | 38.36 | 40.93 | 43.79 | 30.38 | 40.77 | 42.47 | 30.07 | 40.52 | 42.03 | 29.47 | 40.93 | 45.89 | 39.02 | 51.52 | 54.11 | 50.49 | 51.52 | 54.11 | 50.49 | 52.32 | 54.11 | 50.49 | 52.32 | 54.11 | 50.49 | 54.14 | 44.63 | 46.8 | 54.46 | 44.63 | 46.8 | 51.52 | 54.11 | 50.49 | 51.52 | 54.11 | 50.49 | 54.14 | 44.63 | 46.8 | 53.92 | 44.18 | 45.86 | 52.85 | 47.66 | 45.75 | 52.32 | 54.11 | 51.3
6085 | 40.87 | 45.84 | 39.02 | 40.87 | 45.84 | 39.02 | 40.87 | 45.84 | 39.02 | 40.87 | 45.84 | 39.02 | 40.87 | 43.79 | 30.38 | 40.87 | 43.79 | 30.38 | 40.87 | 45.83 | 38.3 | 40.87 | 45.84 | 38.3 | 40.87 | 43.79 | 30.38 | 40.46 | 42.47 | 30.07 | 40.46 | 42.03 | 29.47 | 40.87 | 45.84 | 39.02 | 51.46 | 54.05 | 50.43 | 51.46 | 54.05 | 50.43 | 52.32 | 54.05 | 50.43 | 52.32 | 54.05 | 50.43 | 54.08 | 44.63 | 46.8 | 54.46 | 44.63 | 46.8 | 51.46 | 54.05 | 50.43 | 51.46 | 54.05 | 50.43 | 54.08 | 44.63 | 46.8 | 53.92 | 44.18 | 45.86 | 52.85 | 47.66 | 45.86 | 52.32 | 54.05 | 51.3
6086 | 40.78 | 45.75 | 39.02 | 40.78 | 45.75 | 39.02 | 40.78 | 45.75 | 39.02 | 40.78 | 45.75 | 39.02 | 40.78 | 45.75 | 35.49 | 40.87 | 45.75 | 34.77 | 40.78 | 45.75 | 38.21 | 40.78 | 45.75 | 38.21 | 40.78 | 45.75 | 35.49 | 40.46 | 44.04 | 34.42 | 40.37 | 44.04 | 33.73 | 40.78 | 45.75 | 39.02 | 51.37 | 53.96 | 50.35 | 51.37 | 53.96 | 50.35 | 52.33 | 53.96 | 50.35 | 52.33 | 53.96 | 50.35 | 53.99 | 49.63 | 46.8 | 54.48 | 49.63 | 46.8 | 51.37 | 53.96 | 50.35 | 51.37 | 53.96 | 50.35 | 53.99 | 49.63 | 46.8 | 53.94 | 49.12 | 45.86 | 52.86 | 50.12 | 45.86 | 52.33 | 53.96 | 60.37
6087 | 40.71 | 47.64 | 39.57 | 40.71 | 47.64 | 39.57 | 40.71 | 47.64 | 39.57 | 40.71 | 47.64 | 39.57 | 40.71 | 48.07 | 36.24 | 41.42 | 48.13 | 36.24 | 40.71 | 47.64 | 38.14 | 40.71 | 45.68 | 38.14 | 40.71 | 48.07 | 36.24 | 41.01 | 48.62 | 35.5 | 40.76 | 48.12 | 35.5 | 40.71 | 47.64 | 39.57 | 51.3 | 53.89 | 51.3 | 51.3 | 53.89 | 51.3 | 54.77 | 53.89 | 51.3 | 54.77 | 53.89 | 51.3 | 54.77 | 53.43 | 49.1 | 56.88 | 53.43 | 49.1 | 51.3 | 53.89 | 50.28 | 51.3 | 53.89 | 50.28 | 54.77 | 53.43 | 49.1 | 56.46 | 52.35 | 48.61 | 55.34 | 53.35 | 48.61 | 54.77 | 53.89 | 72.75
6088 | 40.62 | 48.13 | 40.14 | 40.62 | 48.13 | 40.14 | 41.32 | 48.13 | 40.14 | 41.32 | 48.13 | 40.14 | 41.32 | 48.13 | 38.05 | 41.32 | 48.13 | 38.05 | 40.62 | 48.13 | 38.05 | 40.62 | 45.59 | 38.05 | 41.32 | 48.13 | 38.05 | 45.39 | 57.52 | 38.54 | 44.49 | 56.37 | 39.33 | 41.32 | 48.13 | 70.53 | 51.21 | 57.85 | 51.3 | 51.21 | 57.85 | 51.3 | 56.79 | 57.85 | 51.3 | 56.79 | 57.85 | 51.3 | 56.79 | 53.9 | 50.18 | 56.79 | 53.9 | 50.18 | 51.21 | 53.9 | 50.18 | 51.21 | 53.79 | 50.18 | 56.79 | 53.9 | 50.18 | 70.48 | 59.04 | 49.68 | 69.78 | 59.04 | 50.69 | 56.79 | 57.85 | 95.07
6089 | 40.64 | 48.15 | 47.82 | 40.64 | 48.15 | 47.82 | 41.35 | 48.15 | 47.82 | 41.35 | 48.15 | 47.82 | 41.35 | 48.15 | 38.08 | 41.35 | 48.16 | 38.08 | 40.64 | 48.15 | 38.08 | 40.64 | 45.61 | 38.07 | 41.35 | 48.15 | 38.08 | 54.67 | 68.24 | 46.4 | 54.58 | 66.89 | 47.34 | 41.35 | 48.15 | 70.53 | 51.23 | 79.76 | 59.33 | 51.23 | 79.76 | 59.33 | 56.81 | 79.76 | 59.33 | 56.81 | 79.76 | 59.33 | 56.81 | 53.93 | 50.31 | 56.81 | 53.93 | 50.31 | 51.23 | 53.93 | 50.31 | 51.23 | 53.82 | 50.21 | 56.81 | 53.93 | 50.31 | 73.86 | 81.41 | 57.42 | 73.86 | 81.41 | 59.93 | 56.81 | 79.76 | 103.4
6090 | 40.6 | 47.97 | 46.87 | 40.6 | 47.97 | 46.87 | 41.31 | 47.97 | 46.87 | 41.31 | 47.97 | 46.87 | 41.31 | 47.97 | 39.46 | 41.31 | 48.11 | 39.46 | 40.6 | 47.97 | 39.46 | 40.6 | 45.57 | 38.03 | 41.31 | 47.97 | 39.46 | 55.68 | 70.65 | 46.4 | 54.58 | 70.65 | 47.34 | 41.31 | 47.97 | 46.87 | 51.19 | 53.88 | 59.33 | 51.19 | 53.88 | 59.33 | 56.77 | 53.88 | 59.33 | 56.77 | 53.88 | 59.33 | 56.77 | 53.88 | 51.61 | 56.77 | 53.88 | 51.61 | 51.19 | 53.88 | 51.61 | 51.19 | 53.78 | 50.17 | 56.77 | 53.88 | 51.61 | 76.85 | 86.55 | 57.42 | 75.32 | 88.31 | 59.93 | 56.77 | 53.88 | 63.5
6091 | 40.7 | 47.24 | 40.22 | 40.7 | 47.24 | 40.22 | 41.41 | 48.06 | 45.93 | 41.41 | 48.06 | 45.93 | 41.41 | 48.06 | 39.85 | 41.41 | 48.22 | 39.85 | 40.7 | 47.24 | 39.85 | 40.7 | 45.67 | 38.13 | 41.41 | 48.06 | 39.85 | 54.13 | 68.55 | 46.4 | 54.13 | 67.18 | 46.4 | 41.41 | 47.24 | 45.93 | 51.29 | 53.99 | 54.14 | 51.29 | 53.99 | 54.14 | 56.87 | 53.99 | 54.14 | 56.87 | 53.99 | 54.14 | 56.87 | 53.99 | 51.61 | 56.87 | 53.99 | 51.61 | 51.29 | 53.99 | 51.61 | 51.29 | 53.88 | 50.27 | 56.87 | 53.99 | 51.61 | 74.06 | 82.26 | 53.59 | 72.89 | 82.26 | 54.68 | 56.87 | 53.99 | 54.14
6092 | 40.82 | 47.35 | 38.65 | 40.82 | 47.35 | 38.65 | 40.82 | 47.35 | 38.65 | 40.82 | 47.35 | 38.65 | 40.82 | 48.18 | 38.25 | 41.52 | 48.33 | 38.25 | 40.82 | 47.35 | 38.25 | 40.82 | 45.78 | 38.25 | 40.82 | 48.18 | 38.25 | 47.61 | 66.08 | 39.04 | 47.61 | 64.76 | 39.04 | 40.82 | 47.35 | 38.65 | 51.4 | 54.1 | 51.3 | 51.4 | 54.1 | 51.3 | 54.03 | 54.1 | 51.3 | 54.03 | 54.1 | 51.3 | 54.03 | 54.1 | 50.38 | 56.98 | 54.1 | 50.38 | 51.4 | 54.1 | 50.38 | 51.4 | 53.99 | 50.38 | 54.03 | 54.1 | 50.38 | 73.82 | 78.72 | 50.89 | 72.35 | 78.72 | 51.81 | 54.03 | 54.1 | 51.3
6093 | 40.55 | 45.52 | 37.98 | 40.55 | 45.52 | 37.98 | 40.55 | 45.52 | 37.98 | 40.55 | 45.52 | 37.98 | 40.55 | 47.91 | 37.98 | 41.26 | 48.06 | 37.98 | 40.55 | 45.52 | 37.98 | 40.55 | 45.52 | 37.98 | 40.55 | 47.91 | 37.98 | 40.96 | 62.8 | 38.37 | 40.96 | 61.54 | 38.37 | 40.55 | 45.52 | 37.98 | 51.14 | 53.73 | 50.85 | 51.14 | 53.73 | 50.85 | 51.14 | 53.73 | 50.85 | 51.14 | 53.73 | 50.85 | 53.76 | 53.83 | 50.12 | 56.72 | 53.83 | 50.12 | 51.14 | 53.73 | 50.12 | 51.14 | 53.73 | 50.12 | 53.76 | 53.83 | 50.12 | 62.32 | 65.56 | 50.62 | 61.08 | 65.56 | 51.36 | 51.14 | 53.73 | 50.85
6094 | 40.09 | 45.05 | 37.52 | 40.09 | 45.05 | 37.52 | 40.09 | 45.05 | 37.52 | 40.09 | 45.05 | 37.52 | 40.09 | 47.45 | 37.52 | 40.76 | 47.6 | 37.52 | 40.09 | 45.05 | 37.52 | 40.09 | 45.05 | 37.52 | 40.09 | 47.45 | 37.52 | 40.35 | 50.98 | 38.24 | 40.35 | 49.96 | 38.24 | 40.09 | 45.05 | 37.52 | 50.68 | 53.26 | 50.32 | 50.68 | 53.26 | 50.32 | 50.68 | 53.26 | 50.32 | 50.68 | 53.26 | 50.32 | 53.3 | 53.37 | 49.65 | 56.26 | 53.37 | 49.65 | 50.68 | 53.26 | 49.65 | 50.68 | 53.26 | 49.65 | 53.3 | 53.37 | 49.65 | 55.89 | 57.86 | 50.15 | 54.78 | 59.04 | 51.18 | 50.68 | 53.26 | 50.32
6095 | 39.5 | 44.46 | 36.93 | 39.5 | 44.46 | 36.93 | 39.5 | 44.46 | 36.93 | 39.5 | 44.46 | 36.93 | 39.5 | 46.86 | 36.93 | 40.2 | 47.01 | 36.93 | 39.5 | 44.46 | 36.93 | 39.5 | 44.46 | 36.93 | 39.5 | 46.86 | 36.93 | 40.35 | 49.56 | 38.24 | 39.9 | 48.57 | 38.29 | 39.5 | 44.46 | 36.93 | 50.09 | 52.67 | 49.28 | 50.09 | 52.67 | 49.28 | 50.09 | 52.67 | 49.28 | 50.09 | 52.67 | 49.28 | 52.71 | 52.78 | 49.06 | 54.61 | 52.78 | 49.06 | 50.09 | 52.67 | 49.06 | 50.09 | 52.67 | 49.06 | 52.71 | 52.78 | 49.06 | 54.06 | 57.86 | 49.78 | 53.4 | 59.04 | 50.79 | 50.09 | 52.67 | 49.28
6096 | 38.69 | 43.66 | 36.13 | 38.69 | 43.66 | 36.13 | 38.69 | 43.66 | 36.13 | 38.69 | 43.66 | 36.13 | 38.69 | 46.05 | 36.13 | 38.98 | 46.21 | 36.13 | 38.69 | 43.66 | 36.13 | 38.69 | 43.66 | 36.13 | 38.69 | 46.05 | 36.13 | 38.98 | 49.56 | 38.24 | 38.98 | 49.56 | 38.43 | 38.69 | 43.66 | 36.13 | 49.28 | 51.87 | 49.28 | 49.28 | 51.87 | 49.28 | 49.28 | 51.87 | 49.28 | 49.28 | 51.87 | 49.28 | 51.91 | 51.98 | 48.26 | 52.86 | 51.98 | 48.26 | 49.28 | 51.87 | 48.26 | 49.28 | 51.87 | 48.26 | 51.91 | 51.98 | 48.26 | 52.86 | 57.86 | 49.78 | 52.33 | 59.04 | 50.79 | 49.28 | 51.87 | 49.28
6097 | 38.42 | 43.39 | 35.85 | 38.42 | 43.39 | 35.85 | 38.42 | 43.39 | 35.85 | 38.42 | 43.39 | 35.85 | 38.42 | 45.78 | 35.85 | 38.59 | 45.93 | 35.85 | 38.42 | 43.39 | 35.85 | 38.42 | 43.39 | 35.85 | 38.42 | 45.78 | 35.85 | 38.59 | 49.56 | 38.24 | 38.81 | 49.56 | 38.65 | 38.42 | 43.39 | 35.85 | 49.01 | 51.6 | 47.98 | 49.01 | 51.6 | 47.98 | 49.01 | 51.6 | 47.98 | 49.01 | 51.6 | 47.98 | 51.63 | 51.7 | 47.98 | 52.85 | 51.7 | 47.98 | 49.01 | 51.6 | 47.98 | 49.01 | 51.6 | 47.98 | 51.63 | 51.7 | 47.98 | 52.85 | 57.86 | 48.47 | 52.85 | 59.04 | 51.88 | 49.01 | 51.6 | 47.98
6098 | 38.21 | 43.18 | 35.64 | 38.21 | 43.18 | 35.64 | 38.21 | 43.18 | 35.64 | 38.21 | 43.18 | 35.64 | 38.21 | 45.57 | 35.64 | 38.21 | 45.72 | 35.64 | 38.21 | 43.18 | 35.64 | 38.21 | 43.18 | 35.64 | 38.21 | 45.57 | 35.64 | 38.6 | 49.56 | 38.24 | 38.6 | 49.56 | 38.65 | 38.21 | 43.18 | 35.64 | 48.8 | 51.39 | 49.28 | 48.8 | 51.39 | 49.28 | 48.8 | 51.39 | 49.28 | 48.8 | 51.39 | 49.28 | 51.42 | 51.49 | 47.78 | 52.59 | 51.49 | 47.78 | 48.8 | 51.39 | 47.78 | 48.8 | 51.39 | 47.78 | 51.42 | 51.49 | 47.78 | 52.85 | 57.86 | 49.78 | 52.59 | 59.04 | 51.91 | 48.8 | 51.39 | 49.28
6099 | 38.09 | 43.05 | 35.52 | 38.09 | 43.05 | 35.52 | 38.09 | 43.05 | 35.52 | 38.09 | 43.05 | 35.52 | 38.09 | 45.45 | 35.52 | 38.54 | 45.6 | 35.52 | 38.09 | 43.05 | 35.52 | 38.09 | 43.05 | 35.52 | 38.09 | 45.45 | 35.52 | 38.54 | 49.56 | 38.24 | 38.54 | 49.56 | 39.02 | 38.09 | 43.05 | 35.52 | 48.67 | 51.26 | 50.21 | 48.67 | 51.26 | 50.21 | 48.67 | 51.26 | 50.21 | 48.67 | 51.26 | 50.21 | 51.3 | 51.37 | 47.65 | 53.38 | 51.37 | 47.65 | 48.67 | 51.26 | 47.65 | 48.67 | 51.26 | 47.65 | 51.3 | 51.37 | 47.65 | 53.92 | 57.86 | 49.78 | 52.85 | 59.04 | 52.4 | 48.67 | 51.26 | 50.21
6100 | 38.23 | 43.2 | 35.66 | 38.23 | 43.2 | 35.66 | 38.23 | 43.2 | 35.66 | 38.23 | 43.2 | 35.66 | 38.23 | 45.59 | 35.66 | 38.94 | 45.74 | 35.66 | 38.23 | 43.2 | 35.66 | 38.23 | 43.2 | 35.66 | 38.23 | 45.59 | 35.66 | 39.51 | 52.02 | 43.19 | 39.51 | 52.02 | 44.07 | 38.23 | 43.2 | 35.66 | 48.82 | 51.41 | 50.28 | 48.82 | 51.41 | 50.28 | 48.82 | 51.41 | 50.28 | 48.82 | 51.41 | 50.28 | 51.44 | 51.51 | 47.8 | 53.94 | 51.51 | 47.8 | 48.82 | 51.41 | 47.8 | 48.82 | 51.41 | 47.8 | 51.44 | 51.51 | 47.8 | 54.48 | 67.59 | 49.78 | 53.4 | 78.72 | 52.93 | 48.82 | 51.41 | 51.3
6101 | 39.24 | 44.21 | 36.68 | 39.24 | 44.21 | 36.68 | 39.24 | 44.21 | 44 | 39.24 | 44.21 | 44 | 39.24 | 46.6 | 36.68 | 39.95 | 46.76 | 36.68 | 39.24 | 44.21 | 36.68 | 39.24 | 44.21 | 36.68 | 39.24 | 46.6 | 36.68 | 41.59 | 66.97 | 44.53 | 41.59 | 66.97 | 46.4 | 39.24 | 44.21 | 36.68 | 49.83 | 52.53 | 51.3 | 49.83 | 52.53 | 51.3 | 49.83 | 52.53 | 51.3 | 49.83 | 52.53 | 51.3 | 52.46 | 52.53 | 48.81 | 55.41 | 52.53 | 48.81 | 49.83 | 52.42 | 48.81 | 49.83 | 52.42 | 48.81 | 52.46 | 52.53 | 48.81 | 67.06 | 76.61 | 50.78 | 67.74 | 80.59 | 59.93 | 49.83 | 52.53 | 51.3
6102 | 40.25 | 45.22 | 37.68 | 40.25 | 45.22 | 37.68 | 40.25 | 47.61 | 45.46 | 40.25 | 47.61 | 45.46 | 40.25 | 47.61 | 37.68 | 40.96 | 47.77 | 37.68 | 40.25 | 45.22 | 37.68 | 40.25 | 45.22 | 37.68 | 40.25 | 47.61 | 37.68 | 54.13 | 68.17 | 45.92 | 53.99 | 68.85 | 46.86 | 40.25 | 45.22 | 37.68 | 50.84 | 53.54 | 51.3 | 50.84 | 53.54 | 51.3 | 53.46 | 53.54 | 53.69 | 53.46 | 78.97 | 53.69 | 53.46 | 53.54 | 49.92 | 56.42 | 53.54 | 49.92 | 50.84 | 53.54 | 49.92 | 50.84 | 53.43 | 49.82 | 53.46 | 53.54 | 49.92 | 73.86 | 79.79 | 54.02 | 73.86 | 82.23 | 59.93 | 53.46 | 53.54 | 53.69
6103 | 40.92 | 47.46 | 39.02 | 40.92 | 47.46 | 39.02 | 41.63 | 48.28 | 45.67 | 41.63 | 48.28 | 45.67 | 41.63 | 48.28 | 38.35 | 41.63 | 48.43 | 38.35 | 40.92 | 47.46 | 38.35 | 40.92 | 45.89 | 38.35 | 41.63 | 48.28 | 38.35 | 55.14 | 68.17 | 45.92 | 54.13 | 68.17 | 46.4 | 41.63 | 47.46 | 45.67 | 51.51 | 54.21 | 51.86 | 51.51 | 54.21 | 51.86 | 57.09 | 54.21 | 51.86 | 57.09 | 78.18 | 51.86 | 57.09 | 54.21 | 50.49 | 57.09 | 54.21 | 50.49 | 51.51 | 54.21 | 50.49 | 51.51 | 54.1 | 50.49 | 57.09 | 54.21 | 50.49 | 73.86 | 79.79 | 51.35 | 72.39 | 79.79 | 52.93 | 57.09 | 54.21 | 51.86
6104 | 41.21 | 48.57 | 39.22 | 41.21 | 48.57 | 39.22 | 41.92 | 48.57 | 39.22 | 41.92 | 48.57 | 39.22 | 41.92 | 48.57 | 38.64 | 41.92 | 48.72 | 38.64 | 41.21 | 48.57 | 38.64 | 41.21 | 46.18 | 38.64 | 41.92 | 48.57 | 38.64 | 54.53 | 66.08 | 38.25 | 53.45 | 64.76 | 38.83 | 41.92 | 48.57 | 39.22 | 51.8 | 54.49 | 50.77 | 51.8 | 54.49 | 50.77 | 57.38 | 54.49 | 50.77 | 57.38 | 57.85 | 50.77 | 57.38 | 54.49 | 50.77 | 57.38 | 54.49 | 50.77 | 51.8 | 54.49 | 50.77 | 51.8 | 54.39 | 50.77 | 57.38 | 54.49 | 50.77 | 73.62 | 59.04 | 48.61 | 72.16 | 59.04 | 50.27 | 57.38 | 54.49 | 63.5
6105 | 41.13 | 47.66 | 38.56 | 41.13 | 47.66 | 38.56 | 41.83 | 47.66 | 38.56 | 41.83 | 47.66 | 38.56 | 41.83 | 48.49 | 38.56 | 41.83 | 48.64 | 38.56 | 41.13 | 47.66 | 38.56 | 41.13 | 46.1 | 38.56 | 41.83 | 48.49 | 38.56 | 45.39 | 49.12 | 35.49 | 44.49 | 48.14 | 35.49 | 41.83 | 47.66 | 38.56 | 51.72 | 54.3 | 50.69 | 51.72 | 54.3 | 50.69 | 57.3 | 54.3 | 50.69 | 57.3 | 54.3 | 50.69 | 57.3 | 54.3 | 50.69 | 57.3 | 54.3 | 49.31 | 51.72 | 54.3 | 50.69 | 51.72 | 54.3 | 50.69 | 57.3 | 54.3 | 50.69 | 67.06 | 52.09 | 46.66 | 65.72 | 53.76 | 47.16 | 57.3 | 54.3 | 51.3
6106 | 41.09 | 46.05 | 38.52 | 41.09 | 46.05 | 38.52 | 41.09 | 46.05 | 38.52 | 41.09 | 46.05 | 38.52 | 41.09 | 46.18 | 38.52 | 41.22 | 46.18 | 38.32 | 41.09 | 46.05 | 38.52 | 41.09 | 46.05 | 38.52 | 41.09 | 46.18 | 38.52 | 40.81 | 45.25 | 34.78 | 40.67 | 45.25 | 34.78 | 41.09 | 46.05 | 38.52 | 51.67 | 54.26 | 50.65 | 51.67 | 54.26 | 50.65 | 52.32 | 54.26 | 50.65 | 52.32 | 54.26 | 50.65 | 54.3 | 52.79 | 50.13 | 55.03 | 52.79 | 47.16 | 51.67 | 54.26 | 50.65 | 51.67 | 54.26 | 50.65 | 54.3 | 52.79 | 50.13 | 54.48 | 47.83 | 45.86 | 53.39 | 48.81 | 45.86 | 52.32 | 54.26 | 51.3
6107 | 41.07 | 46.04 | 38.51 | 41.07 | 46.04 | 38.51 | 41.07 | 46.04 | 38.51 | 41.07 | 46.04 | 38.51 | 41.07 | 46.04 | 37.72 | 41.19 | 46.04 | 35.49 | 41.07 | 46.04 | 38.51 | 41.07 | 46.04 | 38.51 | 41.07 | 46.04 | 37.72 | 40.77 | 45.25 | 34.42 | 40.66 | 45.11 | 33.73 | 41.07 | 46.04 | 38.51 | 51.66 | 54.25 | 50.64 | 51.66 | 54.25 | 50.64 | 51.66 | 54.25 | 50.64 | 51.66 | 54.25 | 50.64 | 54.29 | 52.79 | 50.13 | 54.29 | 52.79 | 47.16 | 51.66 | 54.25 | 50.64 | 51.66 | 54.25 | 50.64 | 54.29 | 52.79 | 50.13 | 53.74 | 47.66 | 45.86 | 52.67 | 48.63 | 45.86 | 51.66 | 54.25 | 51.3
6108 | 40.99 | 45.96 | 38.43 | 40.99 | 45.96 | 38.43 | 40.99 | 45.96 | 38.43 | 40.99 | 45.96 | 38.43 | 40.99 | 46.18 | 37.72 | 41.19 | 46.18 | 37.72 | 40.99 | 45.96 | 38.43 | 40.99 | 45.96 | 38.43 | 40.99 | 46.18 | 37.72 | 40.77 | 45.25 | 34.78 | 40.58 | 45.25 | 34.78 | 40.99 | 45.96 | 38.43 | 51.58 | 54.17 | 50.56 | 51.58 | 54.17 | 50.56 | 52.32 | 54.17 | 50.56 | 52.32 | 54.17 | 50.56 | 54.21 | 52.79 | 50.13 | 55.03 | 52.79 | 47.16 | 51.58 | 54.17 | 50.56 | 51.58 | 54.17 | 50.56 | 54.21 | 52.79 | 50.13 | 54.48 | 47.83 | 45.86 | 53.39 | 48.81 | 45.86 | 52.32 | 54.17 | 51.3
6109 | 40.91 | 45.88 | 38.34 | 40.91 | 45.88 | 38.34 | 40.91 | 45.88 | 38.34 | 40.91 | 45.88 | 38.34 | 40.91 | 46.18 | 37.72 | 41 | 46.18 | 37.72 | 40.91 | 45.88 | 38.34 | 40.91 | 45.88 | 38.34 | 40.91 | 46.18 | 37.72 | 40.59 | 45.25 | 34.78 | 40.5 | 45.25 | 34.78 | 40.91 | 45.88 | 38.34 | 51.5 | 54.09 | 50.48 | 51.5 | 54.09 | 50.48 | 52.32 | 54.09 | 50.48 | 52.32 | 54.09 | 50.48 | 54.12 | 52.79 | 50.13 | 55.03 | 52.79 | 47.16 | 51.5 | 54.09 | 50.48 | 51.5 | 54.09 | 50.48 | 54.12 | 52.79 | 50.13 | 54.48 | 49.12 | 45.86 | 53.39 | 50.12 | 45.86 | 52.32 | 54.09 | 51.3
6110 | 40.83 | 45.79 | 38.26 | 40.83 | 45.79 | 38.26 | 40.83 | 45.79 | 38.26 | 40.83 | 45.79 | 38.26 | 40.83 | 47.21 | 37.72 | 41.19 | 47.21 | 37.72 | 40.83 | 45.79 | 38.26 | 40.83 | 45.79 | 38.26 | 40.83 | 47.21 | 37.72 | 40.77 | 46.25 | 34.78 | 40.42 | 45.33 | 34.78 | 40.83 | 45.79 | 38.26 | 51.41 | 54 | 50.39 | 51.41 | 54 | 50.39 | 52.86 | 54 | 50.39 | 52.86 | 54 | 50.39 | 54.04 | 52.79 | 50.13 | 55.03 | 52.79 | 47.16 | 51.41 | 54 | 50.39 | 51.41 | 54 | 50.39 | 54.04 | 52.79 | 50.13 | 54.48 | 49.13 | 45.86 | 53.39 | 53.46 | 46.79 | 52.86 | 54 | 51.3
6111 | 40.68 | 47.21 | 38.11 | 40.68 | 47.21 | 38.11 | 40.68 | 47.21 | 38.11 | 40.68 | 47.21 | 38.11 | 40.68 | 48.04 | 38.11 | 41.39 | 48.19 | 38.11 | 40.68 | 47.21 | 38.11 | 40.68 | 45.65 | 38.11 | 40.68 | 48.04 | 38.11 | 40.97 | 48.66 | 35.87 | 41.09 | 47.69 | 36.6 | 40.68 | 47.21 | 38.11 | 51.27 | 53.86 | 50.25 | 51.27 | 53.86 | 50.25 | 54.22 | 53.86 | 50.25 | 54.22 | 53.86 | 50.25 | 54.22 | 53.86 | 50.13 | 56.85 | 53.86 | 49.11 | 51.27 | 53.86 | 50.25 | 51.27 | 53.86 | 50.25 | 54.22 | 53.86 | 50.13 | 56.46 | 52.77 | 47.16 | 55.34 | 53.85 | 49.74 | 54.22 | 53.86 | 51.3
6112 | 40.62 | 47.16 | 39.48 | 40.62 | 47.16 | 39.48 | 41.33 | 47.98 | 39.48 | 41.33 | 47.98 | 39.48 | 41.33 | 47.98 | 38.06 | 41.33 | 48.14 | 38.06 | 40.62 | 47.16 | 38.06 | 40.62 | 45.59 | 38.06 | 41.33 | 47.98 | 38.06 | 49.28 | 61.95 | 38.65 | 49.28 | 61.95 | 39.44 | 41.33 | 47.16 | 39.48 | 51.21 | 53.91 | 51.3 | 51.21 | 53.91 | 51.3 | 56.79 | 53.91 | 51.3 | 56.79 | 57.85 | 51.3 | 56.79 | 53.91 | 50.19 | 56.79 | 53.91 | 50.19 | 51.21 | 53.91 | 50.19 | 51.21 | 53.8 | 50.19 | 56.79 | 53.91 | 50.19 | 71.69 | 59.04 | 50.26 | 70.26 | 60.24 | 51.81 | 56.79 | 53.91 | 51.3
6113 | 40.66 | 47.19 | 39.51 | 40.66 | 47.19 | 39.51 | 41.37 | 48.02 | 45.93 | 41.37 | 48.02 | 45.93 | 41.37 | 48.02 | 39.51 | 41.37 | 48.17 | 39.51 | 40.66 | 47.19 | 39.51 | 40.66 | 45.63 | 38.09 | 41.37 | 48.02 | 39.51 | 54.67 | 68.55 | 46.4 | 54.13 | 68.55 | 47.34 | 41.37 | 47.19 | 45.93 | 51.25 | 53.94 | 54.09 | 51.25 | 53.94 | 54.09 | 56.83 | 53.94 | 58.13 | 56.83 | 79.76 | 58.13 | 56.83 | 53.94 | 50.32 | 56.83 | 53.94 | 50.32 | 51.25 | 53.94 | 50.32 | 51.25 | 53.84 | 50.22 | 56.83 | 53.94 | 50.32 | 74.37 | 81.41 | 58.72 | 72.89 | 83.07 | 60.53 | 56.83 | 53.94 | 58.13
6114 | 40.65 | 45.62 | 39.02 | 40.65 | 45.62 | 39.02 | 41.36 | 48.01 | 46.86 | 41.36 | 48.01 | 46.86 | 41.36 | 48.01 | 39.85 | 41.36 | 48.17 | 39.85 | 40.65 | 45.62 | 39.02 | 40.65 | 45.62 | 38.08 | 41.36 | 48.01 | 39.85 | 55.68 | 68.89 | 47.34 | 54.58 | 70.29 | 48.31 | 41.36 | 45.62 | 39.02 | 51.24 | 53.94 | 51.61 | 51.24 | 53.94 | 51.61 | 56.82 | 53.94 | 58.13 | 56.82 | 91.53 | 58.13 | 56.82 | 53.94 | 51.61 | 56.82 | 53.94 | 51.61 | 51.24 | 53.94 | 51.61 | 51.24 | 53.83 | 50.22 | 56.82 | 53.94 | 51.61 | 76.12 | 92.46 | 58.72 | 74.61 | 95.25 | 61.14 | 56.82 | 53.94 | 51.61
6115 | 40.73 | 45.7 | 38.16 | 40.73 | 45.7 | 38.16 | 40.73 | 48.09 | 45.48 | 40.73 | 48.09 | 45.48 | 40.73 | 48.09 | 39.85 | 41.44 | 48.24 | 39.85 | 40.73 | 45.7 | 38.16 | 40.73 | 45.7 | 38.16 | 40.73 | 48.09 | 39.85 | 55.22 | 68.87 | 46.4 | 54.13 | 70.27 | 47.34 | 40.73 | 45.7 | 38.16 | 51.32 | 53.91 | 51.3 | 51.32 | 53.91 | 51.3 | 53.94 | 54.01 | 57.55 | 53.94 | 87.64 | 57.55 | 53.94 | 54.01 | 51.3 | 56.9 | 54.01 | 51.3 | 51.32 | 53.91 | 51.3 | 51.32 | 53.91 | 50.3 | 53.94 | 54.01 | 51.3 | 74.37 | 92.46 | 58.13 | 72.89 | 94.35 | 61.14 | 53.94 | 53.91 | 51.3
6116 | 40.94 | 45.9 | 38.37 | 40.94 | 45.9 | 38.37 | 40.94 | 45.9 | 38.37 | 40.94 | 45.9 | 38.37 | 40.94 | 48.3 | 38.37 | 41.64 | 48.45 | 38.37 | 40.94 | 45.9 | 38.37 | 40.94 | 45.9 | 38.37 | 40.94 | 48.3 | 38.37 | 54.13 | 65.32 | 39.03 | 53.05 | 65.32 | 39.83 | 40.94 | 45.9 | 38.37 | 51.52 | 54.11 | 51.3 | 51.52 | 54.11 | 51.3 | 51.52 | 54.22 | 51.3 | 51.52 | 54.22 | 51.3 | 54.15 | 54.22 | 50.5 | 57.1 | 54.22 | 50.5 | 51.52 | 54.11 | 50.5 | 51.52 | 54.11 | 50.5 | 54.15 | 54.22 | 50.5 | 73.62 | 70.23 | 51.01 | 72.16 | 71.66 | 53.67 | 51.52 | 54.11 | 51.3
6117 | 40.64 | 45.61 | 38.07 | 40.64 | 45.61 | 38.07 | 40.64 | 45.61 | 38.07 | 40.64 | 45.61 | 38.07 | 40.64 | 48 | 38.07 | 41.35 | 48.15 | 38.07 | 40.64 | 45.61 | 38.07 | 40.64 | 45.61 | 38.07 | 40.64 | 48 | 38.07 | 43.18 | 56.99 | 37.69 | 42.32 | 56.99 | 38.46 | 40.64 | 45.61 | 38.07 | 51.23 | 53.82 | 50.21 | 51.23 | 53.82 | 50.21 | 51.23 | 53.82 | 50.21 | 51.23 | 53.82 | 50.21 | 53.85 | 53.93 | 50.21 | 56.81 | 53.93 | 50.21 | 51.23 | 53.82 | 50.21 | 51.23 | 53.82 | 50.21 | 53.85 | 53.93 | 50.21 | 62.57 | 66.24 | 49.71 | 61.32 | 68.97 | 52.28 | 51.23 | 53.82 | 50.21
6118 | 40.15 | 45.12 | 37.59 | 40.15 | 45.12 | 37.59 | 40.15 | 45.12 | 37.59 | 40.15 | 45.12 | 37.59 | 40.15 | 47.51 | 37.59 | 40.8 | 47.67 | 37.59 | 40.15 | 45.12 | 37.59 | 40.15 | 45.12 | 37.59 | 40.15 | 47.51 | 37.59 | 40.39 | 49.32 | 36.83 | 40.56 | 49.32 | 37.96 | 40.15 | 45.12 | 37.59 | 50.74 | 53.33 | 49.72 | 50.74 | 53.33 | 49.72 | 50.74 | 53.33 | 49.72 | 50.74 | 53.33 | 49.72 | 53.37 | 53.44 | 49.72 | 56.32 | 53.44 | 49.72 | 50.74 | 53.33 | 49.72 | 50.74 | 53.33 | 49.72 | 53.37 | 53.44 | 49.72 | 58.65 | 53.98 | 49.22 | 57.48 | 56.23 | 50.51 | 50.74 | 53.33 | 49.72
6119 | 39.44 | 44.4 | 36.87 | 39.44 | 44.4 | 36.87 | 39.44 | 44.4 | 36.87 | 39.44 | 44.4 | 36.87 | 39.44 | 46.8 | 36.87 | 40.05 | 46.95 | 36.87 | 39.44 | 44.4 | 36.87 | 39.44 | 44.4 | 36.87 | 39.44 | 46.8 | 36.87 | 40.05 | 47.42 | 36.5 | 39.84 | 48.34 | 37.24 | 39.44 | 44.4 | 36.87 | 50.03 | 52.62 | 49 | 50.03 | 52.62 | 49 | 50.03 | 52.62 | 49 | 50.03 | 52.62 | 49 | 52.65 | 52.72 | 49 | 53.94 | 52.72 | 49 | 50.03 | 52.62 | 49 | 50.03 | 52.62 | 49 | 52.65 | 52.72 | 49 | 54.48 | 53.25 | 48.51 | 53.39 | 54.34 | 50.34 | 50.03 | 52.62 | 49
6120 | 38.86 | 43.83 | 36.3 | 38.86 | 43.83 | 36.3 | 38.86 | 43.83 | 36.3 | 38.86 | 43.83 | 36.3 | 38.86 | 46.22 | 36.3 | 39.3 | 46.38 | 36.3 | 38.86 | 43.83 | 36.3 | 38.86 | 43.83 | 36.3 | 38.86 | 46.22 | 36.3 | 39.3 | 47.37 | 35.93 | 39.26 | 48.34 | 36.66 | 38.86 | 43.83 | 36.3 | 49.45 | 52.04 | 48.43 | 49.45 | 52.04 | 48.43 | 49.45 | 52.04 | 48.43 | 49.45 | 52.04 | 48.43 | 52.08 | 52.15 | 48.43 | 53.63 | 52.15 | 48.43 | 49.45 | 52.04 | 48.43 | 49.45 | 52.04 | 48.43 | 52.08 | 52.15 | 48.43 | 54.17 | 52.87 | 47.95 | 53.09 | 54.34 | 50.34 | 49.45 | 52.04 | 48.43
6121 | 38.16 | 43.19 | 35.66 | 38.16 | 43.19 | 35.66 | 38.16 | 43.19 | 35.66 | 38.16 | 43.19 | 35.66 | 38.22 | 45.58 | 35.66 | 38.22 | 45.74 | 35.66 | 38.22 | 43.19 | 35.66 | 38.22 | 43.19 | 35.66 | 38.22 | 45.58 | 35.66 | 38.54 | 47.37 | 35.49 | 38.54 | 48.34 | 36.22 | 38.16 | 43.19 | 35.66 | 48.81 | 51.4 | 47.79 | 48.81 | 51.4 | 47.79 | 48.81 | 51.4 | 47.79 | 48.81 | 51.4 | 47.79 | 51.44 | 51.51 | 47.79 | 53.38 | 51.51 | 47.79 | 48.81 | 51.4 | 47.79 | 48.81 | 51.4 | 47.79 | 51.44 | 51.51 | 47.79 | 53.92 | 52.87 | 47.31 | 52.85 | 55.01 | 49.77 | 48.81 | 51.4 | 47.79
6122 | 38.06 | 43.03 | 35.5 | 38.06 | 43.03 | 35.5 | 38.06 | 43.03 | 35.5 | 38.06 | 43.03 | 35.5 | 38.06 | 45.42 | 35.5 | 38.17 | 45.58 | 35.5 | 38.06 | 43.03 | 35.5 | 38.06 | 43.03 | 35.5 | 38.06 | 45.42 | 35.5 | 38.45 | 47.37 | 35.49 | 38.45 | 48.34 | 36.22 | 38.06 | 43.03 | 35.5 | 48.65 | 51.24 | 47.63 | 48.65 | 51.24 | 47.63 | 48.65 | 51.24 | 47.63 | 48.65 | 51.24 | 47.63 | 51.28 | 51.35 | 47.63 | 53.38 | 51.35 | 47.63 | 48.65 | 51.24 | 47.63 | 48.65 | 51.24 | 47.63 | 51.28 | 51.35 | 47.63 | 53.92 | 52.95 | 47.16 | 52.85 | 55.09 | 50.51 | 48.65 | 51.24 | 47.63
6123 | 38.11 | 43.08 | 35.54 | 38.11 | 43.08 | 35.54 | 38.11 | 43.08 | 35.54 | 38.11 | 43.08 | 35.54 | 38.11 | 45.47 | 35.54 | 38.2 | 45.62 | 35.54 | 38.11 | 43.08 | 35.54 | 38.11 | 43.08 | 35.54 | 38.11 | 45.47 | 35.54 | 38.49 | 47.37 | 35.49 | 38.49 | 48.34 | 36.22 | 38.11 | 43.08 | 35.54 | 48.7 | 51.29 | 47.67 | 48.7 | 51.29 | 47.67 | 48.7 | 51.29 | 47.67 | 48.7 | 51.29 | 47.67 | 51.32 | 51.39 | 47.67 | 53.38 | 51.39 | 47.67 | 48.7 | 51.29 | 47.67 | 48.7 | 51.29 | 47.67 | 51.32 | 51.39 | 47.67 | 53.92 | 52.87 | 47.2 | 52.85 | 55.01 | 50.51 | 48.7 | 51.29 | 47.67
6124 | 38.41 | 43.38 | 35.85 | 38.41 | 43.38 | 35.85 | 38.41 | 43.38 | 35.85 | 38.41 | 43.38 | 35.85 | 38.41 | 45.77 | 35.85 | 39.12 | 45.93 | 35.85 | 38.41 | 43.38 | 35.85 | 38.41 | 43.38 | 35.85 | 38.41 | 45.77 | 35.85 | 39.52 | 48.33 | 36.21 | 39.26 | 49.32 | 36.95 | 38.41 | 43.38 | 35.85 | 49 | 51.59 | 47.98 | 49 | 51.59 | 47.98 | 49 | 51.59 | 47.98 | 49 | 51.59 | 47.98 | 51.63 | 51.7 | 47.98 | 53.25 | 51.7 | 47.98 | 49 | 51.59 | 47.98 | 49 | 51.59 | 47.98 | 51.63 | 51.7 | 47.98 | 53.79 | 53.91 | 48.46 | 53.4 | 56.13 | 50.51 | 49 | 51.59 | 47.98
6125 | 39.29 | 44.26 | 36.72 | 39.29 | 44.26 | 36.72 | 39.29 | 44.26 | 36.72 | 39.29 | 44.26 | 36.72 | 39.29 | 46.65 | 36.72 | 40 | 46.8 | 36.72 | 39.29 | 44.26 | 36.72 | 39.29 | 44.26 | 36.72 | 39.29 | 46.65 | 36.72 | 40.77 | 64.45 | 37.09 | 41.59 | 65.76 | 39.44 | 39.29 | 44.26 | 36.72 | 49.88 | 52.47 | 48.86 | 49.88 | 52.47 | 48.86 | 49.88 | 52.47 | 49.85 | 49.88 | 52.47 | 52.41 | 52.5 | 52.57 | 48.86 | 55.46 | 52.57 | 48.86 | 49.88 | 52.47 | 48.86 | 49.88 | 52.47 | 48.86 | 52.5 | 52.57 | 48.86 | 67.06 | 54.59 | 49.35 | 68.42 | 71.65 | 56.26 | 49.88 | 52.47 | 49.85
6126 | 40.26 | 45.22 | 37.69 | 40.26 | 45.22 | 37.69 | 40.26 | 45.23 | 41.6 | 40.26 | 45.23 | 41.6 | 40.26 | 47.62 | 37.69 | 40.96 | 47.77 | 37.69 | 40.26 | 45.22 | 37.69 | 40.26 | 45.22 | 37.69 | 40.26 | 47.62 | 37.69 | 54.13 | 65.32 | 38.24 | 54.13 | 66.65 | 42.46 | 40.26 | 45.22 | 37.69 | 50.85 | 53.43 | 51.3 | 50.85 | 53.43 | 51.3 | 53.47 | 53.54 | 51.3 | 53.47 | 68.81 | 54.9 | 53.47 | 53.54 | 49.82 | 56.43 | 53.54 | 49.82 | 50.85 | 53.43 | 49.82 | 50.85 | 53.43 | 49.82 | 53.47 | 53.54 | 49.82 | 73.12 | 61.52 | 50.33 | 73.86 | 71.65 | 58.55 | 50.85 | 53.43 | 51.3
6127 | 40.86 | 45.82 | 38.29 | 40.86 | 45.82 | 38.29 | 41.56 | 48.21 | 38.29 | 41.56 | 48.21 | 38.29 | 41.56 | 48.22 | 38.29 | 41.56 | 48.37 | 38.29 | 40.86 | 45.82 | 38.29 | 40.86 | 45.82 | 38.29 | 41.56 | 48.22 | 38.29 | 54.13 | 65.32 | 38.29 | 53.05 | 65.32 | 39.04 | 41.56 | 45.82 | 38.29 | 51.44 | 54.14 | 51.3 | 51.44 | 54.14 | 51.3 | 57.02 | 54.14 | 51.3 | 57.02 | 68.81 | 51.3 | 57.02 | 54.14 | 50.42 | 57.02 | 54.14 | 50.42 | 51.44 | 54.14 | 50.42 | 51.44 | 54.03 | 50.42 | 57.02 | 54.14 | 50.42 | 73.86 | 59.68 | 49.92 | 73.86 | 71.65 | 51.81 | 57.02 | 54.14 | 51.3
6128 | 41.11 | 47.64 | 38.54 | 41.11 | 47.64 | 38.54 | 41.82 | 48.47 | 38.54 | 41.82 | 48.47 | 38.54 | 41.82 | 48.47 | 36.59 | 41.82 | 48.62 | 36.59 | 41.11 | 47.64 | 38.54 | 41.11 | 46.08 | 38.54 | 41.82 | 48.47 | 36.59 | 54.13 | 55.23 | 35.85 | 53.05 | 55.23 | 38.16 | 41.82 | 47.64 | 38.54 | 51.7 | 54.29 | 50.68 | 51.7 | 54.29 | 50.68 | 57.28 | 54.29 | 50.68 | 57.28 | 54.29 | 50.68 | 57.28 | 54.29 | 48.12 | 57.28 | 54.29 | 48.12 | 51.7 | 54.29 | 50.68 | 51.7 | 54.29 | 50.68 | 57.28 | 54.29 | 48.12 | 73.62 | 53.74 | 47.64 | 72.16 | 54.84 | 50.17 | 57.28 | 54.29 | 50.68
6129 | 41.06 | 46.03 | 38.49 | 41.06 | 46.03 | 38.49 | 41.35 | 46.03 | 38.49 | 41.35 | 46.03 | 38.49 | 41.35 | 48.37 | 35.75 | 41.77 | 48.37 | 35.75 | 41.06 | 46.03 | 38.49 | 41.06 | 46.03 | 38.49 | 41.35 | 48.37 | 35.75 | 43.5 | 47.89 | 35.03 | 42.63 | 46.93 | 35.75 | 41.35 | 46.03 | 38.49 | 51.65 | 54.24 | 50.63 | 51.65 | 54.24 | 50.63 | 57.23 | 54.24 | 50.63 | 57.23 | 54.24 | 50.63 | 57.23 | 52.79 | 47.16 | 57.23 | 52.79 | 46.8 | 51.65 | 54.24 | 50.63 | 51.65 | 54.24 | 50.63 | 57.23 | 52.79 | 47.16 | 67.06 | 51.03 | 45.86 | 65.72 | 53.7 | 47.64 | 57.23 | 54.24 | 50.63
6130 | 41.08 | 46.05 | 38.51 | 41.08 | 46.05 | 38.51 | 41.08 | 46.05 | 38.51 | 41.08 | 46.05 | 38.51 | 41.08 | 35.79 | 35.49 | 41.08 | 35.79 | 35.49 | 41.08 | 46.05 | 38.51 | 41.08 | 46.05 | 38.51 | 41.08 | 35.79 | 35.49 | 40.67 | 33.67 | 33.4 | 41.22 | 34.36 | 34.08 | 41.08 | 46.05 | 38.51 | 51.67 | 54.26 | 50.65 | 51.67 | 54.26 | 50.65 | 51.67 | 54.26 | 50.65 | 51.67 | 54.26 | 50.65 | 54.29 | 47.89 | 46.8 | 54.35 | 47.89 | 44.04 | 51.67 | 54.26 | 50.65 | 51.67 | 54.26 | 50.65 | 54.29 | 47.89 | 46.8 | 53.81 | 45.06 | 43.6 | 52.74 | 53.72 | 44.8 | 51.67 | 54.26 | 50.65
6131 | 41.01 | 45.98 | 38.44 | 41.01 | 45.98 | 38.44 | 41.01 | 45.98 | 38.44 | 41.01 | 45.98 | 38.44 | 41.01 | 32.68 | 29.37 | 41.01 | 32.68 | 29.37 | 41.01 | 45.98 | 38.44 | 41.01 | 45.98 | 38.44 | 41.01 | 32.68 | 29.37 | 40.6 | 0.01 | 27.64 | 40.6 | 0.01 | 28.2 | 41.01 | 45.98 | 38.44 | 51.6 | 54.19 | 50.58 | 51.6 | 54.19 | 50.58 | 51.6 | 54.19 | 50.58 | 51.6 | 54.19 | 50.58 | 53.94 | 47.48 | 21.26 | 53.94 | 47.48 | 20 | 51.6 | 54.19 | 50.58 | 51.6 | 54.19 | 50.58 | 53.94 | 47.48 | 21.26 | 53.4 | 0 | 0 | 52.12 | 52.04 | 44.8 | 51.6 | 54.19 | 50.58
6132 | 40.93 | 45.9 | 38.36 | 40.93 | 45.9 | 38.36 | 40.93 | 45.9 | 38.36 | 40.93 | 45.9 | 38.36 | 40.93 | 32.67 | 29.08 | 40.93 | 32.67 | 29.08 | 40.93 | 45.9 | 38.36 | 40.93 | 45.9 | 38.36 | 40.93 | 32.67 | 29.08 | 40.52 | 0 | 27.36 | 40.52 | 0 | 27.92 | 40.93 | 45.9 | 60.97 | 51.52 | 54.11 | 50.5 | 51.52 | 54.11 | 50.5 | 51.52 | 54.11 | 50.5 | 51.52 | 54.11 | 50.5 | 53.4 | 46.48 | 20 | 53.4 | 46.48 | 18.82 | 51.52 | 54.11 | 50.5 | 51.52 | 54.11 | 50.5 | 53.4 | 46.48 | 20 | 52.85 | 0 | 0 | 52.04 | 47.66 | 44.8 | 51.52 | 54.11 | 62.85
6133 | 40.85 | 45.82 | 39.02 | 40.85 | 45.82 | 39.02 | 40.85 | 45.82 | 39.02 | 40.85 | 45.82 | 39.02 | 40.85 | 32.67 | 29.08 | 40.85 | 32.67 | 29.08 | 40.85 | 45.82 | 38.29 | 40.85 | 45.82 | 38.29 | 40.85 | 32.67 | 29.08 | 40.45 | 0 | 27.36 | 40.45 | 0 | 27.92 | 40.85 | 45.82 | 63.47 | 51.44 | 54.03 | 50.42 | 51.44 | 54.03 | 50.42 | 51.44 | 54.03 | 50.42 | 51.44 | 54.03 | 50.42 | 53.4 | 46.48 | 20 | 53.4 | 46.48 | 18.82 | 51.44 | 54.03 | 50.42 | 51.44 | 54.03 | 50.42 | 53.4 | 46.48 | 20 | 52.85 | 0 | 0 | 51.96 | 53.31 | 44.8 | 51.44 | 54.03 | 63.5
6134 | 40.76 | 45.72 | 39.02 | 40.76 | 45.72 | 39.02 | 40.76 | 45.72 | 39.02 | 40.76 | 45.72 | 39.02 | 40.76 | 34.02 | 29.08 | 40.76 | 34.02 | 29.08 | 40.76 | 45.72 | 38.19 | 40.76 | 45.72 | 38.19 | 40.76 | 34.02 | 29.08 | 40.35 | 33.34 | 27.36 | 41.17 | 34.36 | 34.42 | 40.76 | 45.72 | 63.47 | 51.35 | 53.93 | 50.32 | 51.35 | 53.93 | 50.32 | 52.83 | 53.93 | 50.32 | 52.83 | 53.93 | 50.32 | 53.97 | 46.48 | 46.75 | 54.46 | 46.48 | 46.75 | 51.35 | 53.93 | 50.32 | 51.35 | 53.93 | 50.32 | 53.97 | 46.48 | 46.75 | 53.92 | 45.47 | 44.95 | 53.36 | 53.39 | 49.82 | 52.83 | 53.93 | 76.17
6135 | 40.67 | 45.63 | 38.1 | 40.67 | 45.63 | 38.1 | 40.67 | 45.63 | 38.1 | 40.67 | 45.63 | 38.1 | 40.67 | 45.63 | 36.23 | 40.67 | 45.63 | 36.23 | 40.67 | 45.63 | 38.1 | 40.67 | 45.63 | 38.1 | 40.67 | 45.63 | 36.23 | 40.26 | 45.18 | 34.79 | 41.08 | 46.09 | 36.59 | 40.67 | 45.63 | 38.1 | 51.26 | 53.84 | 50.23 | 51.26 | 53.84 | 50.23 | 52.32 | 53.84 | 50.23 | 52.32 | 53.84 | 50.23 | 53.88 | 52.08 | 46.8 | 55.03 | 52.08 | 46.8 | 51.26 | 53.84 | 50.23 | 51.26 | 53.84 | 50.23 | 53.88 | 52.08 | 46.8 | 54.48 | 50.01 | 45.35 | 53.4 | 53.31 | 49.73 | 51.26 | 53.84 | 50.23
6136 | 40.54 | 45.51 | 37.98 | 40.54 | 47.08 | 37.98 | 40.54 | 47.36 | 37.98 | 40.54 | 47.36 | 37.98 | 40.54 | 47.9 | 36.59 | 41.25 | 47.9 | 36.59 | 40.54 | 47.08 | 37.98 | 40.54 | 45.51 | 37.98 | 40.54 | 47.9 | 36.59 | 45.39 | 47.84 | 35.49 | 44.49 | 48.34 | 37.6 | 40.54 | 45.51 | 37.98 | 51.13 | 53.72 | 50.11 | 51.13 | 53.72 | 50.11 | 53.76 | 53.72 | 50.11 | 53.76 | 53.72 | 50.11 | 53.76 | 53.72 | 47.16 | 56.71 | 53.72 | 47.16 | 51.13 | 53.72 | 50.11 | 51.13 | 53.72 | 50.11 | 53.76 | 53.72 | 47.16 | 61.32 | 52.79 | 46.69 | 61.32 | 54.26 | 50.62 | 51.13 | 53.72 | 50.11
6137 | 40.56 | 47.1 | 39.42 | 40.56 | 47.1 | 39.42 | 40.56 | 47.92 | 39.42 | 40.56 | 47.92 | 39.42 | 40.56 | 47.92 | 38 | 41.27 | 48.08 | 38 | 40.56 | 47.1 | 38 | 40.56 | 45.53 | 38 | 40.56 | 47.92 | 38 | 54.13 | 62.22 | 37.62 | 53.05 | 64.14 | 39.82 | 40.56 | 47.1 | 39.42 | 51.15 | 53.85 | 51.3 | 51.15 | 53.85 | 51.3 | 53.78 | 53.85 | 51.3 | 53.78 | 69.72 | 51.3 | 53.78 | 53.85 | 50.13 | 56.73 | 53.85 | 50.13 | 51.15 | 53.85 | 50.13 | 51.15 | 53.74 | 50.13 | 53.78 | 53.85 | 50.13 | 72.39 | 54.39 | 49.63 | 73.12 | 72.61 | 52.93 | 53.78 | 53.85 | 51.3
6138 | 40.55 | 45.52 | 39.02 | 40.55 | 47.08 | 39.41 | 40.55 | 47.91 | 51.88 | 40.55 | 47.91 | 51.88 | 40.55 | 47.91 | 37.98 | 41.26 | 48.06 | 37.98 | 40.55 | 47.08 | 37.98 | 40.55 | 45.52 | 37.98 | 40.55 | 47.91 | 37.98 | 54.67 | 65.21 | 38.24 | 54.13 | 66.54 | 52.95 | 40.55 | 45.52 | 39.02 | 51.14 | 53.82 | 51.3 | 51.14 | 53.83 | 52.67 | 53.76 | 53.83 | 52.67 | 53.76 | 79.76 | 63.08 | 53.76 | 53.83 | 50.11 | 56.72 | 53.83 | 50.11 | 51.14 | 53.83 | 50.11 | 51.14 | 53.73 | 50.11 | 53.76 | 53.83 | 50.11 | 73.58 | 66.22 | 49.61 | 73.58 | 83.06 | 65.03 | 51.14 | 53.82 | 51.3
6139 | 40.65 | 45.62 | 38.08 | 40.65 | 47.19 | 39.51 | 40.65 | 48.01 | 45.4 | 40.65 | 48.01 | 45.4 | 40.65 | 48.01 | 38.08 | 41.36 | 48.16 | 38.08 | 40.65 | 47.19 | 38.08 | 40.65 | 45.62 | 38.08 | 40.65 | 48.01 | 38.08 | 54.13 | 65.21 | 38.08 | 53.05 | 66.54 | 51.89 | 40.65 | 45.62 | 38.08 | 51.24 | 53.83 | 51.3 | 51.24 | 53.94 | 52.78 | 51.24 | 53.94 | 52.78 | 51.24 | 53.94 | 52.78 | 53.86 | 53.94 | 50.22 | 56.82 | 53.94 | 50.22 | 51.24 | 53.94 | 50.22 | 51.24 | 53.83 | 50.22 | 53.86 | 53.94 | 50.22 | 73.12 | 66.22 | 49.72 | 72.39 | 80.59 | 63.1 | 51.24 | 53.83 | 51.3
6140 | 40.83 | 45.8 | 38.27 | 40.83 | 45.8 | 38.27 | 40.83 | 45.8 | 38.27 | 40.83 | 45.8 | 38.27 | 40.83 | 48.19 | 38.27 | 41.54 | 48.35 | 38.27 | 40.83 | 45.8 | 38.27 | 40.83 | 45.8 | 38.27 | 40.83 | 48.19 | 38.27 | 53.05 | 63.88 | 37.88 | 53.05 | 65.19 | 49.33 | 40.83 | 45.8 | 38.27 | 51.42 | 54.01 | 51.3 | 51.42 | 54.12 | 51.3 | 51.42 | 54.12 | 51.3 | 51.42 | 54.12 | 51.3 | 54.05 | 54.12 | 50.4 | 57 | 54.12 | 50.4 | 51.42 | 54.12 | 50.4 | 51.42 | 54.01 | 50.4 | 54.05 | 54.12 | 50.4 | 72.9 | 54.66 | 49.11 | 72.17 | 80.59 | 56.99 | 51.42 | 54.01 | 51.3
6141 | 40.45 | 45.42 | 37.88 | 40.45 | 45.42 | 37.88 | 40.45 | 45.42 | 37.88 | 40.45 | 45.42 | 37.88 | 40.45 | 47.81 | 37.88 | 41.16 | 47.96 | 37.88 | 40.45 | 45.42 | 37.88 | 40.45 | 45.42 | 37.88 | 40.45 | 47.81 | 37.88 | 44.49 | 63.36 | 37.5 | 44.49 | 64.66 | 38.27 | 40.45 | 45.42 | 37.88 | 51.04 | 53.63 | 50.02 | 51.04 | 53.63 | 50.02 | 51.04 | 53.63 | 50.02 | 51.04 | 53.63 | 50.02 | 53.66 | 53.74 | 50.02 | 56.62 | 53.74 | 50.02 | 51.04 | 53.63 | 50.02 | 51.04 | 53.63 | 50.02 | 53.66 | 53.74 | 50.02 | 69.9 | 54.66 | 49.11 | 68.51 | 79.79 | 56.98 | 51.04 | 53.63 | 50.02
6142 | 39.98 | 44.95 | 37.79 | 39.98 | 44.95 | 37.79 | 39.98 | 44.95 | 37.79 | 39.98 | 44.95 | 37.79 | 39.98 | 47.34 | 37.41 | 40.69 | 47.49 | 37.41 | 39.98 | 44.95 | 37.41 | 39.98 | 44.95 | 37.41 | 39.98 | 47.34 | 37.41 | 41.18 | 58.92 | 37.41 | 41.18 | 60.13 | 49.33 | 39.98 | 44.95 | 37.79 | 50.57 | 53.26 | 52.1 | 50.57 | 53.26 | 52.1 | 50.57 | 53.26 | 52.1 | 50.57 | 53.26 | 52.1 | 53.19 | 53.26 | 49.54 | 56.15 | 53.26 | 49.54 | 50.57 | 53.16 | 49.54 | 50.57 | 53.16 | 49.54 | 53.19 | 53.26 | 49.54 | 58.43 | 66.22 | 49.05 | 57.27 | 78.2 | 56.99 | 50.57 | 53.26 | 63.5
6143 | 39.21 | 44.18 | 36.64 | 39.21 | 44.18 | 36.64 | 39.21 | 44.18 | 36.64 | 39.21 | 44.18 | 36.64 | 39.21 | 46.57 | 36.64 | 39.92 | 46.72 | 36.64 | 39.21 | 44.18 | 36.64 | 39.21 | 44.18 | 36.64 | 39.21 | 46.57 | 36.64 | 39.98 | 48.93 | 36.64 | 39.61 | 49.92 | 50.04 | 39.21 | 44.18 | 36.64 | 49.8 | 52.39 | 48.78 | 49.8 | 52.39 | 48.78 | 49.8 | 52.39 | 48.78 | 49.8 | 52.39 | 48.78 | 52.42 | 52.5 | 48.78 | 53.95 | 52.5 | 48.78 | 49.8 | 52.39 | 48.78 | 49.8 | 52.39 | 48.78 | 52.42 | 52.5 | 48.78 | 54.49 | 54.59 | 48.29 | 53.41 | 70.15 | 56.99 | 49.8 | 52.39 | 48.78
6144 | 38.89 | 43.86 | 36.32 | 38.89 | 43.86 | 36.32 | 38.89 | 43.86 | 36.32 | 38.89 | 43.86 | 36.32 | 38.89 | 46.25 | 36.32 | 39.35 | 46.4 | 36.32 | 38.89 | 43.86 | 36.32 | 38.89 | 43.86 | 36.32 | 38.89 | 46.25 | 36.32 | 39.35 | 48.93 | 36.69 | 39.28 | 49.92 | 50.04 | 38.89 | 43.86 | 36.32 | 49.48 | 52.07 | 48.46 | 49.48 | 52.07 | 48.46 | 49.48 | 52.07 | 48.46 | 49.48 | 52.07 | 48.46 | 52.1 | 52.18 | 48.46 | 53.94 | 52.18 | 48.46 | 49.48 | 52.07 | 48.46 | 49.48 | 52.07 | 48.46 | 52.1 | 52.18 | 48.46 | 54.48 | 54.59 | 47.97 | 53.4 | 70.83 | 61.44 | 49.48 | 52.07 | 48.46
6145 | 38.25 | 43.22 | 35.68 | 38.25 | 43.22 | 35.68 | 38.25 | 43.22 | 35.68 | 38.25 | 43.22 | 35.68 | 38.25 | 45.61 | 35.68 | 38.96 | 45.76 | 35.68 | 38.25 | 43.22 | 35.68 | 38.25 | 43.22 | 35.68 | 38.25 | 45.61 | 35.68 | 39.35 | 48.93 | 36.04 | 39.04 | 49.93 | 49.33 | 38.25 | 43.22 | 35.68 | 48.84 | 51.43 | 47.82 | 48.84 | 51.43 | 47.82 | 48.84 | 51.43 | 47.82 | 48.84 | 51.43 | 47.82 | 51.46 | 51.53 | 47.82 | 53.94 | 51.53 | 47.82 | 48.84 | 51.43 | 47.82 | 48.84 | 51.43 | 47.82 | 51.46 | 51.53 | 47.82 | 54.48 | 54.59 | 47.75 | 53.4 | 71.09 | 64.38 | 48.84 | 51.43 | 47.82
6146 | 37.97 | 42.94 | 35.41 | 37.97 | 42.94 | 35.41 | 37.97 | 42.94 | 35.41 | 37.97 | 42.94 | 35.41 | 37.97 | 45.33 | 35.41 | 38.68 | 45.49 | 35.41 | 37.97 | 42.94 | 35.41 | 37.97 | 42.94 | 35.41 | 37.97 | 45.33 | 35.41 | 39.07 | 50.44 | 35.76 | 39.07 | 51.47 | 51.36 | 37.97 | 42.94 | 35.41 | 48.56 | 51.15 | 47.54 | 48.56 | 51.15 | 47.54 | 48.56 | 51.15 | 47.54 | 48.56 | 51.15 | 47.54 | 51.19 | 51.26 | 47.54 | 53.4 | 51.26 | 47.54 | 48.56 | 51.15 | 47.54 | 48.56 | 51.15 | 47.54 | 51.19 | 51.26 | 47.54 | 53.94 | 66.22 | 48.02 | 53.4 | 81.41 | 64.38 | 48.56 | 51.15 | 47.54
6147 | 37.93 | 42.89 | 35.36 | 37.93 | 42.89 | 35.36 | 37.93 | 42.89 | 35.36 | 37.93 | 42.89 | 35.36 | 37.93 | 45.29 | 35.36 | 38.63 | 45.44 | 35.36 | 37.93 | 42.89 | 35.36 | 37.93 | 42.89 | 35.36 | 37.93 | 45.29 | 35.36 | 39.26 | 57.57 | 38.24 | 39.26 | 58.74 | 51.36 | 37.93 | 42.89 | 35.36 | 48.51 | 51.1 | 47.49 | 48.51 | 51.1 | 47.49 | 48.51 | 51.1 | 47.49 | 48.51 | 51.1 | 47.49 | 51.14 | 51.21 | 47.49 | 52.87 | 51.21 | 47.49 | 48.51 | 51.1 | 47.49 | 48.51 | 51.1 | 47.49 | 51.14 | 51.21 | 47.49 | 53.41 | 70.38 | 47.97 | 53.41 | 81.41 | 64.38 | 48.51 | 51.1 | 47.49
6148 | 38.42 | 43.38 | 35.85 | 38.42 | 43.38 | 35.85 | 38.42 | 43.38 | 35.85 | 38.42 | 43.38 | 35.85 | 38.42 | 45.78 | 35.85 | 38.96 | 45.93 | 35.85 | 38.42 | 43.38 | 35.85 | 38.42 | 43.38 | 35.85 | 38.42 | 45.78 | 35.85 | 39.35 | 64.55 | 38.24 | 39.35 | 65.86 | 39.02 | 38.42 | 43.38 | 35.85 | 49 | 51.59 | 49.28 | 49 | 51.59 | 49.28 | 49 | 51.59 | 49.28 | 49 | 51.59 | 49.28 | 51.63 | 51.7 | 47.98 | 52.85 | 51.7 | 47.98 | 49 | 51.59 | 47.98 | 49 | 51.59 | 47.98 | 51.63 | 51.7 | 47.98 | 53.54 | 70.38 | 49.78 | 53.54 | 81.41 | 64.38 | 49 | 51.59 | 64.79
6149 | 39.23 | 44.19 | 36.66 | 39.23 | 44.19 | 36.66 | 39.23 | 44.19 | 36.66 | 39.23 | 44.19 | 36.66 | 39.23 | 46.59 | 36.66 | 39.93 | 46.74 | 36.66 | 39.23 | 44.19 | 36.66 | 39.23 | 44.19 | 36.66 | 39.23 | 46.59 | 36.66 | 44.2 | 66.86 | 44.53 | 44.94 | 67.56 | 45.44 | 39.23 | 44.19 | 36.66 | 49.82 | 52.41 | 51.3 | 49.82 | 52.41 | 51.3 | 49.82 | 52.41 | 51.3 | 49.82 | 52.41 | 51.3 | 52.44 | 52.51 | 48.79 | 55.4 | 52.51 | 48.79 | 49.82 | 52.41 | 48.79 | 49.82 | 52.41 | 48.79 | 52.44 | 52.51 | 48.79 | 69.09 | 78.97 | 51.81 | 69.79 | 81.41 | 64.38 | 49.82 | 52.41 | 51.3
6150 | 40.07 | 45.03 | 37.5 | 40.07 | 45.03 | 37.5 | 40.07 | 45.03 | 37.5 | 40.07 | 45.03 | 37.5 | 40.07 | 47.43 | 37.5 | 40.77 | 47.58 | 37.5 | 40.07 | 45.03 | 37.5 | 40.07 | 45.03 | 37.5 | 40.07 | 47.43 | 37.5 | 54.13 | 69.22 | 44.53 | 54.13 | 69.94 | 45.44 | 40.07 | 45.03 | 37.5 | 50.65 | 53.24 | 51.3 | 50.65 | 53.24 | 51.3 | 50.65 | 53.24 | 51.3 | 50.65 | 53.24 | 51.3 | 53.28 | 53.35 | 49.63 | 56.23 | 53.35 | 49.63 | 50.65 | 53.24 | 49.63 | 50.65 | 53.24 | 49.63 | 53.28 | 53.35 | 49.63 | 72.89 | 78.97 | 54.71 | 73.62 | 81.41 | 64.38 | 50.65 | 53.24 | 51.3
6151 | 40.83 | 47.36 | 40.35 | 40.83 | 47.36 | 40.35 | 40.83 | 47.36 | 40.35 | 40.83 | 47.36 | 40.35 | 40.83 | 48.19 | 38.26 | 41.54 | 48.34 | 38.26 | 40.83 | 47.36 | 38.26 | 40.83 | 45.8 | 38.26 | 40.83 | 48.19 | 38.26 | 54.67 | 69.94 | 44.53 | 54.67 | 68.54 | 43.64 | 40.83 | 47.36 | 40.35 | 51.42 | 54.11 | 51.3 | 51.42 | 54.11 | 51.3 | 51.42 | 54.11 | 51.3 | 51.42 | 54.11 | 51.3 | 54.04 | 54.11 | 50.39 | 57 | 54.11 | 50.39 | 51.42 | 54.11 | 50.39 | 51.42 | 54.01 | 50.39 | 54.04 | 54.11 | 50.39 | 76.17 | 78.97 | 54.71 | 76.17 | 80.58 | 55.83 | 51.42 | 54.11 | 51.3
6152 | 41.09 | 47.62 | 39.95 | 41.09 | 47.62 | 39.95 | 41.09 | 47.62 | 39.95 | 41.09 | 47.62 | 39.95 | 41.09 | 48.45 | 38.52 | 41.8 | 48.6 | 38.52 | 41.09 | 47.62 | 38.52 | 41.09 | 46.06 | 38.52 | 41.09 | 48.45 | 38.52 | 54.13 | 67.85 | 40.35 | 53.04 | 48.1 | 39.55 | 41.09 | 47.62 | 39.95 | 51.68 | 54.37 | 50.65 | 51.68 | 54.37 | 50.65 | 51.68 | 54.37 | 50.65 | 51.68 | 54.37 | 50.65 | 54.3 | 54.37 | 50.65 | 57.26 | 54.37 | 50.65 | 51.68 | 54.37 | 50.65 | 51.68 | 54.27 | 50.65 | 54.3 | 54.37 | 50.65 | 72.89 | 75.83 | 50.83 | 72.89 | 74.31 | 51.17 | 51.68 | 54.37 | 51.3
6153 | 41.11 | 46.08 | 38.54 | 41.11 | 46.08 | 38.54 | 41.11 | 46.08 | 38.54 | 41.11 | 46.08 | 38.54 | 41.11 | 48.47 | 38.54 | 41.82 | 48.62 | 38.54 | 41.11 | 46.08 | 38.54 | 41.11 | 46.08 | 38.54 | 41.11 | 48.47 | 38.54 | 53.91 | 49.11 | 38.93 | 52.83 | 46.54 | 38.16 | 41.11 | 46.08 | 38.54 | 51.7 | 54.39 | 50.67 | 51.7 | 54.39 | 50.67 | 51.7 | 54.39 | 50.67 | 51.7 | 54.39 | 50.67 | 54.32 | 54.39 | 50.67 | 57.28 | 54.39 | 50.3 | 51.7 | 54.39 | 50.67 | 51.7 | 54.29 | 50.67 | 54.32 | 54.39 | 50.67 | 72.17 | 56.06 | 48.3 | 70.73 | 54.94 | 48.3 | 51.7 | 54.39 | 50.67
6154 | 41.07 | 46.04 | 38.5 | 41.07 | 46.04 | 38.5 | 41.07 | 46.04 | 38.5 | 41.07 | 46.04 | 38.5 | 41.07 | 48.43 | 38.5 | 41.78 | 48.58 | 38.5 | 41.07 | 46.04 | 38.5 | 41.07 | 46.04 | 38.5 | 41.07 | 48.43 | 38.5 | 44.49 | 48.09 | 38.11 | 41.48 | 45.58 | 37.88 | 41.07 | 46.04 | 38.5 | 51.66 | 54.25 | 50.63 | 51.66 | 54.25 | 50.63 | 51.66 | 54.25 | 50.63 | 51.66 | 54.25 | 50.11 | 54.28 | 54.35 | 50.63 | 57.24 | 54.35 | 49.61 | 51.66 | 54.25 | 50.63 | 51.66 | 54.25 | 50.63 | 54.28 | 54.35 | 50.63 | 58.42 | 54.35 | 45.75 | 57.25 | 53.7 | 45.75 | 51.66 | 54.25 | 50.63
6155 | 40.95 | 45.92 | 38.38 | 40.95 | 45.92 | 38.38 | 40.95 | 45.92 | 38.38 | 40.95 | 45.92 | 38.38 | 40.95 | 48.31 | 38.38 | 41.66 | 48.32 | 38.38 | 40.95 | 45.92 | 38.38 | 40.95 | 45.92 | 38.38 | 40.95 | 48.31 | 38.38 | 41.37 | 47.84 | 35.55 | 40.54 | 45.46 | 34.84 | 40.95 | 45.92 | 38.38 | 51.54 | 54.13 | 50.52 | 51.54 | 54.13 | 50.52 | 51.54 | 54.13 | 50.52 | 51.54 | 54.13 | 49.61 | 54.16 | 54.13 | 50.52 | 54.16 | 53.91 | 49.31 | 51.54 | 54.13 | 50.52 | 51.54 | 54.13 | 50.52 | 54.16 | 54.13 | 50.52 | 53.62 | 51.77 | 44.8 | 52.06 | 51.77 | 44.8 | 51.54 | 54.13 | 51.14
6156 | 40.73 | 45.7 | 38.17 | 40.73 | 45.7 | 38.17 | 40.73 | 45.7 | 38.17 | 40.73 | 45.7 | 38.17 | 40.73 | 48.09 | 38.17 | 41.11 | 48.24 | 38.17 | 40.73 | 45.7 | 38.17 | 40.73 | 45.7 | 38.17 | 40.73 | 48.09 | 38.17 | 40.7 | 47.76 | 35.12 | 40.33 | 45.24 | 34.42 | 40.73 | 45.7 | 38.17 | 51.32 | 53.91 | 50.3 | 51.32 | 53.91 | 50.3 | 51.32 | 53.91 | 50.3 | 51.32 | 53.91 | 50.11 | 53.95 | 53.91 | 50.3 | 53.95 | 53.91 | 49.31 | 51.32 | 53.91 | 50.3 | 51.32 | 53.91 | 50.3 | 53.95 | 53.91 | 50.3 | 53.41 | 50.16 | 44.8 | 51.84 | 51.18 | 44.8 | 51.32 | 53.91 | 51.3
6157 | 40.51 | 45.48 | 37.94 | 40.51 | 45.48 | 37.94 | 40.51 | 45.48 | 37.94 | 40.51 | 45.48 | 37.94 | 40.51 | 47.86 | 37.33 | 40.51 | 47.86 | 37.33 | 40.51 | 45.48 | 37.94 | 40.51 | 45.48 | 37.94 | 40.51 | 47.86 | 37.33 | 40.1 | 46.18 | 35.12 | 40.1 | 45.02 | 34.42 | 40.51 | 45.48 | 37.94 | 51.1 | 53.69 | 50.07 | 51.1 | 53.69 | 50.07 | 51.1 | 53.69 | 50.07 | 51.1 | 53.69 | 50.07 | 53.72 | 53.69 | 49.62 | 53.72 | 53.69 | 46.69 | 51.1 | 53.69 | 50.07 | 51.1 | 53.69 | 50.07 | 53.72 | 53.69 | 49.62 | 53.41 | 50.16 | 44.8 | 51.61 | 51.18 | 44.8 | 51.1 | 53.69 | 51.3
6158 | 40.27 | 45.24 | 37.7 | 40.27 | 45.24 | 37.7 | 40.27 | 45.24 | 37.7 | 40.27 | 45.24 | 37.7 | 40.27 | 45.53 | 37.7 | 40.33 | 45.65 | 37.7 | 40.27 | 45.24 | 37.7 | 40.27 | 45.24 | 37.7 | 40.27 | 45.53 | 37.7 | 40.68 | 45.2 | 35.49 | 40.68 | 44.79 | 35.49 | 40.27 | 45.24 | 37.7 | 50.86 | 53.45 | 49.84 | 50.86 | 53.45 | 49.84 | 50.86 | 53.45 | 49.84 | 50.86 | 53.45 | 49.84 | 53.48 | 53.45 | 47.16 | 54.22 | 53.45 | 46.68 | 50.86 | 53.45 | 49.84 | 50.86 | 53.45 | 49.84 | 53.48 | 53.45 | 47.16 | 53.68 | 50.16 | 44.8 | 51.37 | 51.18 | 44.8 | 50.86 | 53.45 | 51.3
6159 | 40.04 | 45.01 | 37.47 | 40.04 | 45.01 | 37.47 | 40.04 | 45.01 | 37.47 | 40.04 | 45.01 | 37.47 | 40.04 | 45.69 | 37.47 | 40.75 | 45.92 | 37.47 | 40.04 | 45.01 | 37.47 | 40.04 | 45.01 | 37.47 | 40.04 | 45.69 | 37.47 | 41.16 | 45.46 | 37.1 | 40.44 | 44.56 | 37.1 | 40.04 | 45.01 | 70.53 | 50.63 | 53.22 | 49.6 | 50.63 | 53.22 | 49.6 | 50.63 | 53.22 | 49.6 | 50.63 | 53.22 | 49.6 | 53.25 | 53.22 | 47.31 | 53.41 | 53.22 | 47.31 | 50.63 | 53.22 | 49.6 | 50.63 | 53.22 | 49.6 | 53.25 | 53.22 | 47.31 | 53.41 | 52.68 | 46.84 | 52.34 | 52.68 | 46.84 | 50.63 | 53.22 | 67.91
6160 | 39.91 | 44.88 | 38.1 | 39.91 | 44.88 | 38.1 | 39.91 | 44.88 | 38.1 | 39.91 | 44.88 | 38.1 | 39.91 | 45.56 | 37.34 | 40.62 | 46.6 | 37.34 | 39.91 | 44.88 | 37.34 | 39.91 | 44.88 | 37.34 | 39.91 | 45.56 | 37.34 | 41.03 | 46.13 | 37.72 | 40.31 | 45.33 | 37.72 | 39.91 | 44.88 | 70.53 | 50.5 | 53.19 | 49.48 | 50.5 | 53.19 | 49.48 | 50.5 | 53.19 | 49.48 | 50.5 | 53.19 | 49.48 | 53.12 | 53.19 | 49.48 | 56.08 | 53.19 | 49.48 | 50.5 | 53.19 | 49.48 | 50.5 | 53.09 | 49.48 | 53.12 | 53.19 | 49.48 | 56.65 | 52.66 | 48.98 | 55.51 | 53.73 | 48.98 | 50.5 | 53.19 | 90
6161 | 39.95 | 46.49 | 38.63 | 39.95 | 46.49 | 38.63 | 39.95 | 46.49 | 38.63 | 39.95 | 46.49 | 38.63 | 39.95 | 47.31 | 37.38 | 40.66 | 47.46 | 37.38 | 39.95 | 44.92 | 37.38 | 39.95 | 44.92 | 37.38 | 39.95 | 47.31 | 37.38 | 51.25 | 47.94 | 38.24 | 50.23 | 46.95 | 38.24 | 39.95 | 46.49 | 70.53 | 50.54 | 53.23 | 50.28 | 50.54 | 53.23 | 50.28 | 50.54 | 53.23 | 50.28 | 50.54 | 53.23 | 50.28 | 53.16 | 53.23 | 49.52 | 56.12 | 53.23 | 49.52 | 50.54 | 53.13 | 49.52 | 50.54 | 53.13 | 49.52 | 53.16 | 53.23 | 49.52 | 67.63 | 53.77 | 50.02 | 66.27 | 53.77 | 49.78 | 50.54 | 56.61 | 95.07
6162 | 39.97 | 44.94 | 39.02 | 39.97 | 44.94 | 39.02 | 39.97 | 44.94 | 39.02 | 39.97 | 44.94 | 39.02 | 39.97 | 47.33 | 37.4 | 40.68 | 47.48 | 37.4 | 39.97 | 44.94 | 37.4 | 39.97 | 44.94 | 37.4 | 39.97 | 47.33 | 37.4 | 54.67 | 73.67 | 78.24 | 53.58 | 72.19 | 39.41 | 39.97 | 44.94 | 70.53 | 50.56 | 53.26 | 51.3 | 50.56 | 53.26 | 51.3 | 50.56 | 53.26 | 51.3 | 50.56 | 53.26 | 51.3 | 53.18 | 53.26 | 49.54 | 56.14 | 53.26 | 49.54 | 50.56 | 53.15 | 49.54 | 50.56 | 53.15 | 49.54 | 53.18 | 53.26 | 49.54 | 76.2 | 96.15 | 96.02 | 76.2 | 94.23 | 51.81 | 50.56 | 53.26 | 67.91
6163 | 40.08 | 45.05 | 37.51 | 40.08 | 45.05 | 37.51 | 40.08 | 45.05 | 37.51 | 40.08 | 45.05 | 37.51 | 40.08 | 47.44 | 37.51 | 40.79 | 47.59 | 37.51 | 40.08 | 45.05 | 37.51 | 40.08 | 45.05 | 37.51 | 40.08 | 47.44 | 37.51 | 54.67 | 74.35 | 78.24 | 53.58 | 45.5 | 38.24 | 40.08 | 45.05 | 37.51 | 50.67 | 53.36 | 49.65 | 50.67 | 53.36 | 49.65 | 50.67 | 53.36 | 49.65 | 50.67 | 53.36 | 49.65 | 53.29 | 53.36 | 49.65 | 56.25 | 53.36 | 49.65 | 50.67 | 53.26 | 49.65 | 50.67 | 53.26 | 49.65 | 53.29 | 53.36 | 49.65 | 75.92 | 96.15 | 98.01 | 74.41 | 53.9 | 50.15 | 50.67 | 53.36 | 51.3
6164 | 40.23 | 45.2 | 37.66 | 40.23 | 45.2 | 37.66 | 40.23 | 45.2 | 37.66 | 40.23 | 45.2 | 37.66 | 40.23 | 47.59 | 37.66 | 40.94 | 47.74 | 37.66 | 40.23 | 45.2 | 37.66 | 40.23 | 45.2 | 37.66 | 40.23 | 47.59 | 37.66 | 53.91 | 74.34 | 78.24 | 52.83 | 45.65 | 38.04 | 40.23 | 45.2 | 37.66 | 50.82 | 53.41 | 49.79 | 50.82 | 53.41 | 49.79 | 50.82 | 53.41 | 49.79 | 50.82 | 53.41 | 49.79 | 53.44 | 53.51 | 49.79 | 56.4 | 53.51 | 49.79 | 50.82 | 53.41 | 49.79 | 50.82 | 53.41 | 49.79 | 53.44 | 53.51 | 49.79 | 72.17 | 95.29 | 98.01 | 70.73 | 53.95 | 49.78 | 50.82 | 53.41 | 51.3
6165 | 39.84 | 44.81 | 37.28 | 39.84 | 44.81 | 37.28 | 39.84 | 44.81 | 37.28 | 39.84 | 44.81 | 37.28 | 39.84 | 47.2 | 37.28 | 40.55 | 47.36 | 37.28 | 39.84 | 44.81 | 37.28 | 39.84 | 44.81 | 37.28 | 39.84 | 47.2 | 37.28 | 44.94 | 64.55 | 69.93 | 40.25 | 45.26 | 37.65 | 39.84 | 44.81 | 37.28 | 50.43 | 53.02 | 49.41 | 50.43 | 53.02 | 49.41 | 50.43 | 53.02 | 49.41 | 50.43 | 53.02 | 49.41 | 53.05 | 53.13 | 49.41 | 56.01 | 53.13 | 49.41 | 50.43 | 53.02 | 49.41 | 50.43 | 53.02 | 49.41 | 53.05 | 53.13 | 49.41 | 62.85 | 64.42 | 86.75 | 61.59 | 53.56 | 49.78 | 50.43 | 53.02 | 51.3
6166 | 39.44 | 44.41 | 36.87 | 39.44 | 44.41 | 36.87 | 39.44 | 44.41 | 36.87 | 39.44 | 44.41 | 36.87 | 39.44 | 46.8 | 36.87 | 40.15 | 46.95 | 36.87 | 39.44 | 44.41 | 36.87 | 39.44 | 44.41 | 36.87 | 39.44 | 46.8 | 36.87 | 44.05 | 49.08 | 38.01 | 39.84 | 44.86 | 37.25 | 39.44 | 44.41 | 36.87 | 50.03 | 52.62 | 49.01 | 50.03 | 52.62 | 49.01 | 50.03 | 52.62 | 49.01 | 50.03 | 52.62 | 49.01 | 52.65 | 52.73 | 49.01 | 55.61 | 52.73 | 49.01 | 50.03 | 52.62 | 49.01 | 50.03 | 52.62 | 49.01 | 52.65 | 52.73 | 49.01 | 60.71 | 79.76 | 96.02 | 59.5 | 53.15 | 49.5 | 50.03 | 52.62 | 51.3
6167 | 38.93 | 43.89 | 36.36 | 38.93 | 43.89 | 36.36 | 38.93 | 43.89 | 36.36 | 38.93 | 43.89 | 36.36 | 38.93 | 46.28 | 36.36 | 39.63 | 46.44 | 36.36 | 38.93 | 43.89 | 36.36 | 38.93 | 43.89 | 36.36 | 38.93 | 46.28 | 36.36 | 40.45 | 60.06 | 69.93 | 39.32 | 44.34 | 36.72 | 38.93 | 43.89 | 36.36 | 49.51 | 52.1 | 48.49 | 49.51 | 52.1 | 48.49 | 49.51 | 52.1 | 48.49 | 49.51 | 52.1 | 48.49 | 52.14 | 52.1 | 48.49 | 55.09 | 52.21 | 48.49 | 49.51 | 52.1 | 48.49 | 49.51 | 52.1 | 48.49 | 52.14 | 52.1 | 48.49 | 58.55 | 79.76 | 96.03 | 53.69 | 52.95 | 48.98 | 49.51 | 52.1 | 51.3
6168 | 38.98 | 43.94 | 36.41 | 38.98 | 43.94 | 36.41 | 38.98 | 43.94 | 36.41 | 38.98 | 43.94 | 36.41 | 38.98 | 46.33 | 36.41 | 39.68 | 46.49 | 36.41 | 38.98 | 43.94 | 36.41 | 38.98 | 43.94 | 36.41 | 38.98 | 46.33 | 36.41 | 40.39 | 59.04 | 69.93 | 39.37 | 44.39 | 36.77 | 38.98 | 43.94 | 36.41 | 49.56 | 52.15 | 48.54 | 49.56 | 52.15 | 48.54 | 49.56 | 52.15 | 48.54 | 49.56 | 52.15 | 48.54 | 52.19 | 52.15 | 48.54 | 55.14 | 52.26 | 48.54 | 49.56 | 52.15 | 48.54 | 49.56 | 52.15 | 48.54 | 52.19 | 52.15 | 48.54 | 56.28 | 79.76 | 96.03 | 55.16 | 52.95 | 49.03 | 49.56 | 52.15 | 51.3
6169 | 38.67 | 43.63 | 36.1 | 38.67 | 43.63 | 36.1 | 38.67 | 43.63 | 36.1 | 38.67 | 43.63 | 36.1 | 38.67 | 44.06 | 36.1 | 39.16 | 46.18 | 36.1 | 38.67 | 43.63 | 36.1 | 38.67 | 43.63 | 36.1 | 38.67 | 44.06 | 36.1 | 39.55 | 58.15 | 69.93 | 39.06 | 44.08 | 38.24 | 38.67 | 43.63 | 36.1 | 49.26 | 51.85 | 48.23 | 49.26 | 51.85 | 48.23 | 49.26 | 51.85 | 48.23 | 49.26 | 51.85 | 48.23 | 51.88 | 51.85 | 48.23 | 54.84 | 51.95 | 48.23 | 49.26 | 51.85 | 48.23 | 49.26 | 51.85 | 48.23 | 51.88 | 51.85 | 48.23 | 55.8 | 79.76 | 96.03 | 54.68 | 52.95 | 49.78 | 49.26 | 51.85 | 51.3
6170 | 38.35 | 43.32 | 35.78 | 38.35 | 43.32 | 35.78 | 38.35 | 43.32 | 35.78 | 38.35 | 43.32 | 35.78 | 38.35 | 44 | 35.78 | 38.96 | 45.86 | 35.78 | 38.35 | 43.32 | 35.78 | 38.35 | 43.32 | 35.78 | 38.35 | 44 | 35.78 | 39.36 | 57.57 | 69.93 | 38.74 | 43.76 | 38.24 | 38.35 | 43.32 | 35.78 | 48.94 | 51.53 | 47.92 | 48.94 | 51.53 | 47.92 | 48.94 | 51.53 | 47.92 | 48.94 | 51.53 | 47.92 | 51.56 | 51.53 | 47.92 | 53.68 | 51.64 | 47.92 | 48.94 | 51.53 | 47.92 | 48.94 | 51.53 | 47.92 | 51.56 | 51.53 | 47.92 | 54.22 | 79.76 | 96.03 | 53.13 | 52.95 | 49.78 | 48.94 | 51.53 | 51.3
6171 | 38.15 | 43.11 | 35.58 | 38.15 | 43.11 | 35.58 | 38.15 | 43.11 | 35.58 | 38.15 | 43.11 | 35.58 | 38.15 | 44 | 35.58 | 38.85 | 45.66 | 35.58 | 38.15 | 43.11 | 35.58 | 38.15 | 43.11 | 35.58 | 38.15 | 44 | 35.58 | 39.33 | 53.77 | 69.93 | 38.54 | 43.56 | 38.24 | 38.15 | 43.11 | 35.58 | 48.74 | 51.32 | 47.71 | 48.74 | 51.32 | 47.71 | 48.74 | 51.32 | 47.71 | 48.74 | 51.32 | 47.71 | 51.36 | 51.32 | 47.71 | 53.68 | 51.43 | 47.71 | 48.74 | 51.32 | 47.71 | 48.74 | 51.32 | 47.71 | 51.36 | 51.32 | 47.71 | 54.78 | 81.41 | 98.01 | 53.69 | 79.78 | 49.78 | 48.74 | 51.32 | 51.3
6172 | 38.12 | 43.09 | 35.55 | 38.12 | 43.09 | 35.55 | 38.12 | 43.09 | 35.55 | 38.12 | 43.09 | 35.55 | 38.12 | 44 | 35.55 | 38.83 | 45.63 | 35.55 | 38.12 | 43.09 | 35.55 | 38.12 | 43.09 | 35.55 | 38.12 | 44 | 35.55 | 39.36 | 53.77 | 61.28 | 38.57 | 47.56 | 38.24 | 38.12 | 43.09 | 35.55 | 48.71 | 51.3 | 47.69 | 48.71 | 51.3 | 47.69 | 48.71 | 51.3 | 47.69 | 48.71 | 51.3 | 47.69 | 51.33 | 51.3 | 47.69 | 53.68 | 51.41 | 47.69 | 48.71 | 51.3 | 47.69 | 48.71 | 51.3 | 47.69 | 51.33 | 51.3 | 47.69 | 54.78 | 69.9 | 83.31 | 53.69 | 68.5 | 49.78 | 48.71 | 51.3 | 51.3
6173 | 38.2 | 43.17 | 35.63 | 38.2 | 43.17 | 35.63 | 38.2 | 43.17 | 35.63 | 38.2 | 43.17 | 35.63 | 38.2 | 45.56 | 35.63 | 38.91 | 45.71 | 35.63 | 38.2 | 43.17 | 35.63 | 38.2 | 43.17 | 35.63 | 38.2 | 45.56 | 35.63 | 39.71 | 60.33 | 72.1 | 38.91 | 58.53 | 38.24 | 38.2 | 43.17 | 35.63 | 48.79 | 51.38 | 47.76 | 48.79 | 51.38 | 47.76 | 48.79 | 51.38 | 47.76 | 48.79 | 51.38 | 47.76 | 51.41 | 51.48 | 47.76 | 54.37 | 51.48 | 47.76 | 48.79 | 51.38 | 47.76 | 48.79 | 51.38 | 47.76 | 51.41 | 51.48 | 47.76 | 55.89 | 82.23 | 96 | 54.78 | 80.59 | 49.78 | 48.79 | 51.38 | 51.3
6174 | 38.49 | 43.45 | 35.92 | 38.49 | 43.45 | 35.92 | 38.49 | 43.45 | 35.92 | 38.49 | 43.45 | 35.92 | 38.49 | 45.85 | 35.92 | 39.19 | 46 | 35.92 | 38.49 | 43.45 | 35.92 | 38.49 | 43.45 | 35.92 | 38.49 | 45.85 | 35.92 | 44.94 | 64.54 | 72.1 | 44.04 | 63.25 | 38.24 | 38.49 | 43.45 | 35.92 | 49.08 | 51.66 | 48.05 | 49.08 | 51.66 | 48.05 | 49.08 | 51.66 | 48.05 | 49.08 | 51.66 | 48.05 | 51.7 | 51.77 | 48.05 | 54.65 | 51.77 | 48.05 | 49.08 | 51.66 | 48.05 | 49.08 | 51.66 | 48.05 | 51.7 | 51.77 | 48.05 | 66.39 | 82.23 | 98.01 | 65.06 | 80.59 | 56.3 | 49.08 | 51.66 | 51.3
6175 | 38.9 | 43.87 | 36.34 | 38.9 | 43.87 | 36.34 | 38.9 | 43.87 | 36.34 | 38.9 | 43.87 | 36.34 | 38.9 | 46.26 | 36.34 | 39.61 | 46.42 | 36.34 | 38.9 | 43.87 | 36.34 | 38.9 | 43.87 | 36.34 | 38.9 | 46.26 | 36.34 | 52.48 | 59.71 | 69.93 | 51.43 | 58.51 | 38.24 | 38.9 | 43.87 | 36.34 | 49.49 | 52.19 | 48.47 | 49.49 | 52.19 | 48.47 | 49.49 | 52.19 | 48.47 | 49.49 | 52.19 | 48.47 | 52.12 | 52.19 | 48.47 | 55.07 | 52.19 | 48.47 | 49.49 | 52.08 | 48.47 | 49.49 | 52.08 | 48.47 | 52.12 | 52.19 | 48.47 | 71.7 | 75.17 | 81.24 | 70.26 | 73.66 | 49.78 | 49.49 | 52.19 | 51.3
6176 | 39.32 | 44.29 | 36.75 | 39.32 | 44.29 | 36.75 | 39.32 | 44.29 | 36.75 | 39.32 | 44.29 | 36.75 | 39.32 | 46.68 | 36.75 | 40.03 | 46.83 | 36.75 | 39.32 | 44.29 | 36.75 | 39.32 | 44.29 | 36.75 | 39.32 | 46.68 | 36.75 | 51.95 | 49.77 | 37.12 | 50.91 | 44.73 | 37.12 | 39.32 | 44.29 | 36.75 | 49.91 | 52.6 | 48.89 | 49.91 | 52.6 | 48.89 | 49.91 | 52.6 | 48.89 | 49.91 | 52.6 | 48.89 | 52.53 | 52.6 | 48.89 | 55.49 | 52.6 | 48.89 | 49.91 | 52.5 | 48.89 | 49.91 | 52.5 | 48.89 | 52.53 | 52.6 | 48.89 | 71.7 | 70.43 | 50.39 | 70.26 | 69.02 | 49.38 | 49.91 | 52.6 | 51.3
6177 | 39.65 | 44.62 | 37.08 | 39.65 | 44.62 | 37.08 | 39.65 | 44.62 | 37.08 | 39.65 | 44.62 | 37.08 | 39.65 | 47.01 | 37.08 | 40.36 | 47.16 | 37.08 | 39.65 | 44.62 | 37.08 | 39.65 | 44.62 | 37.08 | 39.65 | 47.01 | 37.08 | 47.46 | 50.12 | 37.45 | 46.04 | 45.07 | 37.45 | 39.65 | 44.62 | 37.08 | 50.24 | 52.93 | 49.21 | 50.24 | 52.93 | 49.21 | 50.24 | 52.93 | 49.21 | 50.24 | 52.93 | 49.21 | 52.86 | 52.93 | 49.21 | 55.82 | 52.93 | 49.21 | 50.24 | 52.83 | 49.21 | 50.24 | 52.83 | 49.21 | 52.86 | 52.93 | 49.21 | 67.06 | 53.9 | 48.22 | 65.72 | 53.47 | 48.22 | 50.24 | 52.93 | 51.3
6178 | 39.8 | 44.77 | 37.23 | 39.8 | 44.77 | 37.23 | 39.8 | 44.77 | 37.23 | 39.8 | 44.77 | 37.23 | 39.8 | 47.16 | 36.59 | 40.51 | 47.16 | 36.59 | 39.8 | 44.77 | 37.23 | 39.8 | 44.77 | 37.23 | 39.8 | 47.16 | 36.59 | 44.49 | 47.56 | 35.85 | 43.16 | 45.22 | 35.85 | 39.8 | 44.77 | 37.23 | 50.39 | 52.98 | 49.36 | 50.39 | 52.98 | 49.36 | 50.39 | 52.98 | 49.36 | 50.39 | 52.98 | 48.71 | 53.01 | 53.08 | 49.36 | 55.97 | 53.08 | 49.36 | 50.39 | 52.98 | 49.36 | 50.39 | 52.98 | 49.36 | 53.01 | 53.08 | 49.36 | 59.42 | 53.08 | 48.22 | 58.23 | 53.51 | 48.22 | 50.39 | 52.98 | 50.21
6179 | 39.77 | 44.74 | 37.21 | 39.77 | 44.74 | 37.21 | 39.77 | 44.74 | 37.21 | 39.77 | 44.74 | 37.21 | 39.77 | 45.65 | 36.23 | 40.48 | 45.65 | 36.23 | 39.77 | 44.74 | 37.21 | 39.77 | 44.74 | 37.21 | 39.77 | 45.65 | 36.23 | 40.89 | 45.19 | 35.85 | 40.18 | 45.12 | 35.85 | 39.77 | 44.74 | 37.21 | 50.36 | 52.95 | 49.34 | 50.36 | 52.95 | 49.34 | 50.36 | 52.95 | 49.34 | 50.36 | 52.95 | 49.1 | 52.99 | 52.95 | 49.34 | 55.94 | 52.95 | 49.34 | 50.36 | 52.95 | 49.34 | 50.36 | 52.95 | 49.34 | 52.99 | 52.95 | 49.34 | 55.89 | 52.42 | 48.61 | 54.78 | 52.42 | 48.61 | 50.36 | 52.95 | 50.62
6180 | 39.58 | 44.54 | 37.01 | 39.58 | 44.54 | 37.01 | 39.58 | 44.54 | 37.01 | 39.58 | 44.54 | 37.01 | 39.58 | 46.24 | 36.23 | 40.28 | 46.24 | 36.23 | 39.58 | 44.54 | 37.01 | 39.58 | 44.54 | 37.01 | 39.58 | 46.24 | 36.23 | 40.28 | 45.78 | 35.85 | 39.98 | 44.99 | 35.85 | 39.58 | 44.54 | 37.01 | 50.16 | 52.75 | 49.14 | 50.16 | 52.75 | 49.14 | 50.16 | 52.75 | 49.14 | 50.16 | 52.75 | 49.1 | 52.79 | 52.79 | 49.14 | 53.94 | 52.79 | 49.14 | 50.16 | 52.75 | 49.14 | 50.16 | 52.75 | 49.14 | 52.79 | 52.79 | 49.14 | 53.4 | 52.35 | 48.61 | 52.33 | 52.35 | 48.61 | 50.16 | 52.75 | 50.62
6181 | 39.34 | 44.31 | 36.77 | 39.34 | 44.31 | 36.77 | 39.34 | 44.31 | 36.77 | 39.34 | 44.31 | 36.77 | 39.34 | 46.24 | 36.77 | 40.05 | 46.24 | 36.59 | 39.34 | 44.31 | 36.77 | 39.34 | 44.31 | 36.77 | 39.34 | 46.24 | 36.77 | 40.05 | 45.78 | 35.85 | 39.74 | 44.76 | 36.41 | 39.34 | 44.31 | 36.77 | 49.93 | 52.52 | 48.91 | 49.93 | 52.52 | 48.91 | 49.93 | 52.52 | 48.91 | 49.93 | 52.52 | 48.91 | 52.55 | 52.63 | 48.91 | 53.94 | 52.63 | 48.91 | 49.93 | 52.52 | 48.91 | 49.93 | 52.52 | 48.91 | 52.55 | 52.63 | 48.91 | 53.4 | 52.35 | 48.42 | 52.33 | 52.35 | 48.42 | 49.93 | 52.52 | 50.42
6182 | 39.23 | 44.2 | 36.66 | 39.23 | 44.2 | 36.66 | 39.23 | 44.2 | 36.66 | 39.23 | 44.2 | 36.66 | 39.23 | 46.49 | 36.66 | 39.94 | 46.49 | 36.66 | 39.23 | 44.2 | 36.66 | 39.23 | 44.2 | 36.66 | 39.23 | 46.49 | 36.66 | 40.34 | 46.03 | 36.21 | 39.62 | 45.11 | 36.29 | 39.23 | 44.2 | 36.66 | 49.82 | 52.41 | 48.79 | 49.82 | 52.41 | 48.79 | 49.82 | 52.41 | 48.79 | 49.82 | 52.41 | 48.79 | 52.44 | 52.51 | 48.79 | 54.48 | 52.51 | 48.79 | 49.82 | 52.41 | 48.79 | 49.82 | 52.41 | 48.79 | 52.44 | 52.51 | 48.79 | 53.94 | 52.94 | 48.61 | 52.86 | 52.94 | 48.61 | 49.82 | 52.41 | 51.3
6183 | 39.18 | 44.15 | 36.61 | 39.18 | 44.15 | 36.61 | 39.18 | 44.15 | 36.61 | 39.18 | 44.15 | 36.61 | 39.18 | 46.54 | 36.61 | 39.89 | 46.69 | 36.61 | 39.18 | 44.15 | 36.61 | 39.18 | 44.15 | 36.61 | 39.18 | 46.54 | 36.61 | 40.39 | 47.65 | 36.24 | 39.58 | 46.7 | 36.24 | 39.18 | 44.15 | 36.92 | 49.77 | 52.46 | 48.74 | 49.77 | 52.46 | 48.74 | 49.77 | 52.46 | 48.74 | 49.77 | 52.46 | 48.74 | 52.39 | 52.46 | 48.74 | 55.35 | 52.46 | 48.74 | 49.77 | 52.36 | 48.74 | 49.77 | 52.36 | 48.74 | 52.39 | 52.46 | 48.74 | 56.46 | 55.32 | 48.61 | 55.33 | 54.89 | 48.61 | 49.77 | 52.46 | 51.3
6184 | 39.26 | 45.79 | 38.78 | 39.26 | 45.79 | 38.78 | 39.26 | 45.79 | 38.78 | 39.26 | 45.79 | 38.78 | 39.26 | 46.62 | 36.69 | 39.96 | 46.77 | 36.69 | 39.26 | 44.24 | 36.69 | 39.26 | 44.22 | 36.69 | 39.26 | 46.62 | 36.69 | 41.74 | 52 | 40.38 | 40.9 | 50.96 | 39.57 | 39.26 | 45.79 | 49.22 | 49.85 | 52.54 | 51.3 | 49.85 | 52.54 | 51.3 | 49.85 | 52.54 | 51.3 | 49.85 | 52.54 | 51.3 | 52.47 | 52.54 | 50.78 | 55.43 | 52.54 | 50.78 | 49.85 | 52.54 | 50.78 | 49.85 | 52.43 | 48.82 | 52.47 | 52.54 | 50.78 | 59.33 | 66.22 | 51.83 | 58.14 | 64.9 | 51.81 | 49.85 | 52.54 | 63.5
6185 | 39.49 | 46.02 | 39 | 39.49 | 46.02 | 44.24 | 39.49 | 46.02 | 44.24 | 39.49 | 46.02 | 44.24 | 39.49 | 46.84 | 36.92 | 40.19 | 47 | 36.92 | 39.49 | 46.01 | 36.92 | 39.49 | 44.45 | 36.92 | 39.49 | 46.85 | 36.92 | 44.64 | 59.93 | 46.06 | 43.74 | 58.73 | 45.14 | 39.49 | 46.02 | 49.22 | 50.07 | 52.77 | 51.61 | 50.07 | 52.77 | 51.61 | 52.7 | 52.77 | 51.61 | 52.7 | 52.77 | 51.61 | 52.7 | 52.77 | 51.61 | 55.65 | 52.77 | 51.61 | 50.07 | 52.77 | 51.61 | 50.07 | 52.66 | 49.05 | 52.7 | 52.77 | 51.61 | 70.97 | 75.26 | 56.79 | 69.55 | 73.75 | 55.66 | 52.7 | 56.61 | 72.69
6186 | 39.63 | 46.16 | 39.02 | 39.63 | 46.16 | 44.24 | 39.63 | 46.16 | 44.24 | 39.63 | 46.16 | 44.24 | 39.63 | 46.99 | 37.06 | 40.34 | 47.14 | 37.06 | 39.63 | 46.16 | 37.06 | 39.63 | 44.6 | 37.06 | 39.63 | 46.99 | 37.06 | 51.76 | 61.38 | 46.06 | 50.72 | 60.16 | 45.15 | 39.63 | 46.16 | 48.24 | 50.22 | 52.91 | 53.06 | 50.22 | 52.91 | 53.06 | 50.22 | 52.91 | 53.06 | 50.22 | 52.91 | 53.06 | 52.84 | 52.91 | 53.06 | 55.8 | 52.91 | 53.06 | 50.22 | 52.91 | 53.06 | 50.22 | 52.81 | 49.2 | 52.84 | 52.91 | 53.06 | 70.97 | 75.26 | 57.19 | 69.56 | 73.75 | 56.05 | 50.22 | 52.91 | 62.87
6187 | 39.75 | 46.28 | 39.02 | 39.75 | 46.28 | 43.79 | 39.75 | 46.28 | 43.79 | 39.75 | 46.28 | 43.79 | 39.75 | 47.11 | 37.18 | 40.46 | 47.26 | 37.18 | 39.75 | 46.28 | 37.18 | 39.75 | 44.72 | 37.18 | 39.75 | 47.11 | 37.18 | 50.73 | 61.38 | 45.6 | 49.71 | 60.15 | 44.69 | 39.75 | 46.28 | 47.28 | 50.34 | 53.03 | 53.18 | 50.34 | 53.03 | 53.18 | 50.34 | 53.03 | 53.18 | 50.34 | 53.03 | 53.18 | 52.96 | 53.03 | 53.18 | 55.92 | 53.03 | 53.18 | 50.34 | 53.03 | 53.18 | 50.34 | 52.93 | 49.32 | 52.96 | 53.03 | 53.18 | 69.55 | 75.26 | 56.79 | 68.16 | 73.75 | 55.66 | 50.34 | 53.03 | 61.61
6188 | 39.93 | 46.46 | 39.02 | 39.93 | 46.46 | 39.02 | 39.93 | 46.46 | 39.02 | 39.93 | 46.46 | 39.02 | 39.93 | 47.29 | 37.36 | 40.64 | 47.44 | 37.36 | 39.93 | 44.93 | 37.36 | 39.93 | 44.9 | 37.36 | 39.93 | 47.29 | 37.36 | 44.49 | 61.38 | 43.17 | 43.6 | 60.15 | 42.31 | 39.93 | 46.46 | 39.02 | 50.52 | 53.21 | 51.86 | 50.52 | 53.21 | 51.86 | 50.52 | 53.21 | 51.86 | 50.52 | 53.21 | 51.86 | 53.14 | 53.21 | 51.86 | 56.1 | 53.21 | 51.86 | 50.52 | 53.21 | 51.86 | 50.52 | 53.11 | 49.5 | 53.14 | 53.21 | 51.86 | 65.91 | 75.26 | 54.01 | 64.59 | 73.75 | 52.93 | 50.52 | 53.21 | 51.86
6189 | 39.67 | 44.64 | 37.1 | 39.67 | 44.64 | 37.1 | 39.67 | 44.64 | 37.1 | 39.67 | 44.64 | 37.1 | 39.67 | 47.03 | 37.1 | 40.38 | 47.18 | 37.1 | 39.67 | 44.64 | 37.1 | 39.67 | 44.64 | 37.1 | 39.67 | 47.03 | 37.1 | 41.21 | 61.38 | 44.7 | 40.38 | 60.15 | 43.8 | 39.67 | 44.64 | 37.1 | 50.26 | 52.95 | 51.61 | 50.26 | 52.95 | 51.61 | 50.26 | 52.95 | 51.61 | 50.26 | 52.95 | 51.61 | 52.88 | 52.95 | 51.61 | 55.84 | 52.95 | 51.61 | 50.26 | 52.85 | 51.61 | 50.26 | 52.85 | 49.23 | 52.88 | 52.95 | 51.61 | 65.9 | 75.26 | 56.79 | 64.59 | 73.75 | 55.65 | 50.26 | 52.95 | 51.61
6190 | 39.4 | 44.37 | 36.83 | 39.4 | 44.37 | 36.83 | 39.4 | 44.37 | 36.83 | 39.4 | 44.37 | 36.83 | 39.4 | 46.76 | 36.83 | 40.11 | 46.92 | 36.83 | 39.4 | 44.37 | 36.83 | 39.4 | 44.37 | 36.83 | 39.4 | 46.76 | 36.83 | 40.77 | 57.57 | 44.7 | 39.95 | 56.42 | 43.8 | 39.4 | 44.37 | 36.83 | 49.99 | 52.58 | 51.3 | 49.99 | 52.58 | 51.3 | 49.99 | 52.58 | 51.3 | 49.99 | 52.58 | 51.3 | 52.61 | 52.69 | 51.3 | 55.57 | 52.69 | 51.3 | 49.99 | 52.58 | 51.3 | 49.99 | 52.58 | 48.97 | 52.61 | 52.69 | 51.3 | 59.71 | 75.26 | 56.79 | 58.52 | 73.75 | 55.65 | 49.99 | 52.58 | 51.3
6191 | 38.94 | 43.91 | 36.37 | 38.94 | 43.91 | 36.37 | 38.94 | 43.91 | 36.37 | 38.94 | 43.91 | 36.37 | 38.94 | 46.3 | 36.37 | 39.65 | 46.46 | 36.37 | 38.94 | 43.91 | 36.37 | 38.94 | 43.91 | 36.37 | 38.94 | 46.3 | 36.37 | 39.98 | 55.84 | 43.17 | 39.34 | 54.73 | 42.31 | 38.94 | 43.91 | 36.37 | 49.53 | 52.12 | 51.3 | 49.53 | 52.12 | 51.3 | 49.53 | 52.12 | 51.3 | 49.53 | 52.12 | 51.3 | 52.15 | 52.23 | 51.3 | 55.11 | 52.23 | 51.3 | 49.53 | 52.12 | 51.3 | 49.53 | 52.12 | 48.51 | 52.15 | 52.23 | 51.3 | 56.36 | 74.51 | 56.79 | 55.23 | 73.02 | 55.66 | 49.53 | 52.12 | 51.3
6192 | 38.44 | 43.41 | 35.87 | 38.44 | 43.41 | 35.87 | 38.44 | 43.41 | 35.87 | 38.44 | 43.41 | 35.87 | 38.44 | 45.8 | 35.87 | 39.15 | 45.95 | 35.87 | 38.44 | 43.41 | 35.87 | 38.44 | 43.41 | 35.87 | 38.44 | 45.8 | 35.87 | 38.98 | 57.56 | 44.05 | 38.83 | 56.41 | 43.17 | 38.44 | 43.41 | 35.87 | 49.03 | 51.62 | 51.3 | 49.03 | 51.62 | 51.3 | 49.03 | 51.62 | 51.3 | 49.03 | 51.62 | 51.3 | 51.65 | 51.72 | 51.3 | 54.61 | 51.72 | 51.3 | 49.03 | 51.62 | 51.3 | 49.03 | 51.62 | 48.01 | 51.65 | 51.72 | 51.3 | 55.89 | 75.26 | 57.19 | 54.78 | 73.75 | 56.3 | 49.03 | 51.62 | 51.3
6193 | 38.14 | 43.1 | 35.57 | 38.14 | 43.1 | 35.57 | 38.14 | 43.1 | 35.57 | 38.14 | 43.1 | 35.57 | 38.14 | 45.5 | 35.57 | 38.84 | 45.65 | 35.57 | 38.14 | 43.1 | 35.57 | 38.14 | 43.1 | 35.57 | 38.14 | 45.5 | 35.57 | 38.91 | 56.99 | 42.54 | 38.52 | 55.85 | 41.69 | 38.14 | 43.1 | 35.57 | 48.73 | 51.31 | 51.3 | 48.73 | 51.31 | 51.3 | 48.73 | 51.31 | 51.3 | 48.73 | 51.31 | 51.3 | 51.35 | 51.42 | 51.3 | 54.31 | 51.42 | 51.3 | 48.73 | 51.31 | 51.3 | 48.73 | 51.31 | 47.7 | 51.35 | 51.42 | 51.3 | 55.34 | 74.51 | 56.79 | 54.23 | 73.18 | 56.22 | 48.73 | 51.31 | 51.3
6194 | 37.86 | 42.83 | 35.29 | 37.86 | 42.83 | 35.29 | 37.86 | 42.83 | 35.29 | 37.86 | 42.83 | 35.29 | 37.86 | 45.22 | 35.29 | 38.57 | 45.38 | 35.29 | 37.86 | 42.83 | 35.29 | 37.86 | 42.83 | 35.29 | 37.86 | 45.22 | 35.29 | 38.84 | 51.71 | 39.84 | 38.25 | 50.67 | 39.04 | 37.86 | 42.83 | 35.29 | 48.45 | 51.04 | 51.3 | 48.45 | 51.04 | 51.3 | 48.45 | 51.04 | 51.3 | 48.45 | 51.04 | 51.3 | 51.07 | 51.15 | 48.7 | 53.94 | 51.15 | 48.7 | 48.45 | 51.04 | 48.7 | 48.45 | 51.04 | 47.43 | 51.07 | 51.15 | 48.7 | 53.4 | 74.51 | 54.01 | 52.33 | 73.18 | 52.93 | 48.45 | 51.04 | 51.3
6195 | 37.64 | 42.61 | 35.07 | 37.64 | 42.61 | 35.07 | 37.64 | 42.61 | 35.07 | 37.64 | 42.61 | 35.07 | 37.64 | 45 | 35.07 | 38.35 | 45.15 | 35.07 | 37.64 | 42.61 | 35.07 | 37.64 | 42.61 | 35.07 | 37.64 | 45 | 35.07 | 38.84 | 48.95 | 39.44 | 38.06 | 47.97 | 38.65 | 37.64 | 42.61 | 35.07 | 48.23 | 50.82 | 51.07 | 48.23 | 50.82 | 51.07 | 48.23 | 50.82 | 51.07 | 48.23 | 50.82 | 51.07 | 50.85 | 50.92 | 48.39 | 53.81 | 50.92 | 48.39 | 48.23 | 50.82 | 48.39 | 48.23 | 50.82 | 47.21 | 50.85 | 50.92 | 48.39 | 53.4 | 60.24 | 53.47 | 52.33 | 59.04 | 52.4 | 48.23 | 50.82 | 51.3
6196 | 37.61 | 42.58 | 35.05 | 37.61 | 42.58 | 35.05 | 37.61 | 42.58 | 35.05 | 37.61 | 42.58 | 35.05 | 37.61 | 44.97 | 35.05 | 38.32 | 45.13 | 35.05 | 37.61 | 42.58 | 35.05 | 37.61 | 42.58 | 35.05 | 37.61 | 44.97 | 35.05 | 38.71 | 46.99 | 38.43 | 37.99 | 46.05 | 37.66 | 37.61 | 42.58 | 35.05 | 48.2 | 50.79 | 48.51 | 48.2 | 50.79 | 48.51 | 48.2 | 50.79 | 48.51 | 48.2 | 50.79 | 48.51 | 50.83 | 50.9 | 47.28 | 53.78 | 50.9 | 47.28 | 48.2 | 50.79 | 47.28 | 48.2 | 50.79 | 47.18 | 50.83 | 50.9 | 47.28 | 53.4 | 56.69 | 50.51 | 52.33 | 55.56 | 49.51 | 48.2 | 50.79 | 51.3
6197 | 37.73 | 42.7 | 35.16 | 37.73 | 42.7 | 35.16 | 37.73 | 42.7 | 35.16 | 37.73 | 42.7 | 35.16 | 37.73 | 45.09 | 35.16 | 38.44 | 45.24 | 35.16 | 37.73 | 42.7 | 35.16 | 37.73 | 42.7 | 35.16 | 37.73 | 45.09 | 35.16 | 38.82 | 46.91 | 38.43 | 38.11 | 45.97 | 37.66 | 37.73 | 42.7 | 35.16 | 48.32 | 51.01 | 47.35 | 48.32 | 51.01 | 47.35 | 48.32 | 51.01 | 47.35 | 48.32 | 51.01 | 47.35 | 50.94 | 51.01 | 47.29 | 53.9 | 51.01 | 47.29 | 48.32 | 50.91 | 47.29 | 48.32 | 50.91 | 47.29 | 50.94 | 51.01 | 47.29 | 53.4 | 56.44 | 49.31 | 52.33 | 55.31 | 48.33 | 48.32 | 51.01 | 51.3
6198 | 37.76 | 42.73 | 35.19 | 37.76 | 42.73 | 35.19 | 37.76 | 42.73 | 35.19 | 37.76 | 42.73 | 35.19 | 37.76 | 45.12 | 35.19 | 38.47 | 45.27 | 35.19 | 37.76 | 42.73 | 35.19 | 37.76 | 42.73 | 35.19 | 37.76 | 45.12 | 35.19 | 38.84 | 47.14 | 37.3 | 38.14 | 46.2 | 36.56 | 37.76 | 42.73 | 35.19 | 48.35 | 51.04 | 47.33 | 48.35 | 51.04 | 47.33 | 48.35 | 51.04 | 47.33 | 48.35 | 51.04 | 47.33 | 50.97 | 51.04 | 47.33 | 53.93 | 51.04 | 47.33 | 48.35 | 50.94 | 47.33 | 48.35 | 50.94 | 47.33 | 50.97 | 51.04 | 47.33 | 53.4 | 56.44 | 49.31 | 52.33 | 55.31 | 48.32 | 48.35 | 51.04 | 51.3
6199 | 37.81 | 42.78 | 35.24 | 37.81 | 42.78 | 35.24 | 37.81 | 42.78 | 35.24 | 37.81 | 42.78 | 35.24 | 37.81 | 45.17 | 35.24 | 38.52 | 45.32 | 35.24 | 37.81 | 42.78 | 35.24 | 37.81 | 42.77 | 35.24 | 37.81 | 45.17 | 35.24 | 38.87 | 46.03 | 35.85 | 38.19 | 45.11 | 35.6 | 37.81 | 42.78 | 35.24 | 48.4 | 51.09 | 47.37 | 48.4 | 51.09 | 47.37 | 48.4 | 51.09 | 47.37 | 48.4 | 51.09 | 47.37 | 51.02 | 51.09 | 47.37 | 53.94 | 51.09 | 47.37 | 48.4 | 51.09 | 47.37 | 48.4 | 50.99 | 47.37 | 51.02 | 51.09 | 47.37 | 53.4 | 55.88 | 48.61 | 52.33 | 54.76 | 47.85 | 48.4 | 51.09 | 51.3
6200 | 38.36 | 43.32 | 35.79 | 38.36 | 43.32 | 35.79 | 38.36 | 43.32 | 35.79 | 38.36 | 43.32 | 35.79 | 38.36 | 45.56 | 35.79 | 39.06 | 45.56 | 35.79 | 38.36 | 43.32 | 35.79 | 38.36 | 43.32 | 35.79 | 38.36 | 45.56 | 35.79 | 38.84 | 45.11 | 36.15 | 38.74 | 43.76 | 35.85 | 38.36 | 43.32 | 35.79 | 48.95 | 51.53 | 47.92 | 48.95 | 51.53 | 47.92 | 48.95 | 51.53 | 47.92 | 48.95 | 51.53 | 47.92 | 51.57 | 51.64 | 47.92 | 54.5 | 51.64 | 47.92 | 48.95 | 51.53 | 47.92 | 48.95 | 51.53 | 47.92 | 51.57 | 51.64 | 47.92 | 53.95 | 52.32 | 48.61 | 52.33 | 52.06 | 48.41 | 48.95 | 51.53 | 51.3
6201 | 38.94 | 43.9 | 36.37 | 38.94 | 43.9 | 36.37 | 38.94 | 43.9 | 36.37 | 38.94 | 43.9 | 36.37 | 38.94 | 44.58 | 36.37 | 39.64 | 44.58 | 36.37 | 38.94 | 43.9 | 36.37 | 38.94 | 43.9 | 36.37 | 38.94 | 44.58 | 36.37 | 39.25 | 44.14 | 36 | 38.84 | 43.46 | 36 | 38.94 | 43.9 | 36.37 | 49.52 | 52.11 | 48.5 | 49.52 | 52.11 | 48.5 | 49.52 | 52.11 | 48.5 | 49.52 | 52.11 | 48.5 | 52.15 | 52.11 | 48.5 | 54.5 | 52.11 | 48.5 | 49.52 | 52.11 | 48.5 | 49.52 | 52.11 | 48.5 | 52.15 | 52.11 | 48.5 | 53.95 | 51.03 | 48.61 | 52.33 | 51.03 | 48.02 | 49.52 | 52.11 | 51.3
6202 | 39.39 | 44.36 | 36.82 | 39.39 | 44.36 | 36.82 | 39.39 | 44.36 | 36.82 | 39.39 | 44.36 | 36.82 | 39.39 | 44.36 | 36.82 | 39.39 | 44.36 | 36.82 | 39.39 | 44.36 | 36.82 | 39.39 | 44.36 | 36.82 | 39.39 | 44.36 | 36.82 | 38.99 | 43.91 | 36.14 | 38.99 | 42.49 | 35.41 | 39.39 | 44.36 | 36.82 | 49.98 | 52.57 | 48.95 | 49.98 | 52.57 | 48.95 | 49.98 | 52.57 | 48.95 | 49.98 | 52.57 | 48.95 | 52.6 | 52.57 | 48.95 | 52.6 | 52.57 | 48.95 | 49.98 | 52.57 | 48.95 | 49.98 | 52.57 | 48.95 | 52.6 | 52.57 | 48.95 | 51.54 | 50.17 | 48.61 | 50.48 | 50.17 | 47.85 | 49.98 | 52.57 | 50.47
6203 | 39.59 | 44.56 | 37.02 | 39.59 | 44.56 | 37.02 | 39.59 | 44.56 | 37.02 | 39.59 | 44.56 | 37.02 | 39.59 | 44.56 | 37.02 | 39.59 | 44.56 | 37.02 | 39.59 | 44.56 | 37.02 | 39.59 | 44.56 | 37.02 | 39.59 | 44.56 | 37.02 | 39.2 | 44.11 | 35.65 | 39.2 | 43.23 | 35.65 | 39.59 | 44.56 | 37.02 | 50.18 | 52.77 | 49.16 | 50.18 | 52.77 | 49.16 | 50.18 | 52.77 | 49.16 | 50.18 | 52.77 | 49.16 | 51.73 | 52.77 | 49.16 | 51.73 | 52.77 | 49.16 | 50.18 | 52.77 | 49.16 | 50.18 | 52.77 | 49.16 | 51.73 | 52.77 | 49.16 | 51.22 | 50.17 | 48.61 | 50.69 | 50.17 | 48.61 | 50.18 | 52.77 | 50.68
6204 | 39.49 | 44.45 | 36.92 | 39.49 | 44.45 | 36.92 | 39.49 | 44.45 | 36.92 | 39.49 | 44.45 | 36.92 | 39.49 | 44.45 | 36.92 | 39.49 | 44.45 | 36.92 | 39.49 | 44.45 | 36.92 | 39.49 | 44.45 | 36.92 | 39.49 | 44.45 | 36.92 | 39.09 | 44.01 | 35.65 | 39.09 | 44.01 | 35.65 | 39.49 | 44.45 | 36.92 | 50.07 | 52.66 | 49.05 | 50.07 | 52.66 | 49.05 | 50.07 | 52.66 | 49.05 | 50.07 | 52.66 | 49.05 | 51.62 | 52.66 | 49.05 | 51.62 | 52.66 | 49.05 | 50.07 | 52.66 | 49.05 | 50.07 | 52.66 | 49.05 | 51.62 | 52.66 | 49.05 | 51.11 | 50.17 | 48.61 | 50.58 | 50.17 | 48.56 | 50.07 | 52.66 | 50.57
6205 | 39.3 | 44.27 | 36.73 | 39.3 | 44.27 | 36.73 | 39.3 | 44.27 | 36.73 | 39.3 | 44.27 | 36.73 | 39.3 | 44.27 | 36.73 | 39.3 | 44.27 | 36.73 | 39.3 | 44.27 | 36.73 | 39.3 | 44.27 | 36.73 | 39.3 | 44.27 | 36.73 | 38.91 | 43.83 | 36.23 | 38.91 | 43.82 | 36.36 | 39.3 | 44.27 | 36.73 | 49.89 | 52.48 | 48.87 | 49.89 | 52.48 | 48.87 | 49.89 | 52.48 | 48.87 | 49.89 | 52.48 | 48.87 | 52.51 | 52.48 | 48.87 | 52.51 | 52.48 | 48.87 | 49.89 | 52.48 | 48.87 | 49.89 | 52.48 | 48.87 | 52.51 | 52.48 | 48.87 | 51.96 | 51.03 | 48.61 | 50.92 | 51.95 | 48.61 | 49.89 | 52.48 | 50.38
6206 | 39.07 | 44.04 | 36.5 | 39.07 | 44.04 | 36.5 | 39.07 | 44.04 | 36.5 | 39.07 | 44.04 | 36.5 | 39.07 | 44.36 | 36.5 | 39.64 | 44.36 | 36.5 | 39.07 | 44.04 | 36.5 | 39.07 | 44.04 | 36.5 | 39.07 | 44.36 | 36.5 | 39.25 | 44.36 | 36.14 | 38.84 | 43.6 | 36.14 | 39.07 | 44.04 | 36.5 | 49.66 | 52.25 | 48.64 | 49.66 | 52.25 | 48.64 | 49.66 | 52.25 | 48.64 | 49.66 | 52.25 | 48.64 | 52.28 | 52.25 | 48.64 | 54.5 | 52.25 | 48.64 | 49.66 | 52.25 | 48.64 | 49.66 | 52.25 | 48.64 | 52.28 | 52.25 | 48.64 | 53.95 | 51.73 | 48.61 | 52.86 | 51.73 | 48.61 | 49.66 | 52.25 | 51.3
6207 | 38.99 | 43.96 | 36.59 | 38.99 | 43.96 | 36.59 | 38.99 | 43.96 | 36.59 | 38.99 | 43.96 | 36.59 | 38.99 | 46.35 | 36.42 | 39.7 | 46.5 | 36.42 | 38.99 | 43.96 | 36.42 | 38.99 | 43.96 | 36.42 | 38.99 | 46.35 | 36.42 | 39.3 | 46.03 | 36.96 | 39.38 | 45.12 | 36.96 | 38.99 | 43.96 | 36.59 | 49.58 | 52.27 | 48.56 | 49.58 | 52.27 | 48.56 | 49.58 | 52.27 | 48.56 | 49.58 | 52.27 | 48.56 | 52.2 | 52.27 | 48.56 | 54.5 | 52.27 | 48.56 | 49.58 | 52.27 | 48.56 | 49.58 | 52.17 | 48.56 | 52.2 | 52.27 | 48.56 | 53.95 | 54.43 | 49.05 | 52.87 | 53.35 | 49.05 | 49.58 | 52.27 | 51.3
6208 | 39.09 | 45.63 | 39.02 | 39.09 | 45.63 | 39.02 | 39.09 | 45.63 | 39.02 | 39.09 | 45.63 | 39.02 | 39.09 | 46.45 | 36.53 | 39.8 | 46.61 | 36.53 | 39.09 | 44.07 | 36.53 | 39.09 | 44.06 | 36.53 | 39.09 | 46.45 | 36.53 | 40.39 | 49.32 | 39.84 | 39.58 | 48.34 | 39.41 | 39.09 | 45.63 | 70.53 | 49.68 | 52.38 | 51.22 | 49.68 | 52.38 | 51.22 | 49.68 | 52.38 | 51.22 | 49.68 | 52.38 | 51.22 | 52.31 | 52.38 | 48.76 | 55.26 | 52.38 | 48.76 | 49.68 | 52.38 | 48.76 | 49.68 | 52.27 | 48.66 | 52.31 | 52.38 | 48.76 | 57.03 | 58.14 | 51.31 | 55.89 | 58.14 | 51.74 | 49.68 | 52.38 | 90
6209 | 39.39 | 46.75 | 39.02 | 39.39 | 46.75 | 68.53 | 40.1 | 46.75 | 68.53 | 40.1 | 46.75 | 68.53 | 40.1 | 46.75 | 38.89 | 40.1 | 46.91 | 38.89 | 39.39 | 44.4 | 36.82 | 39.39 | 44.36 | 36.82 | 40.1 | 46.75 | 38.89 | 45 | 60.34 | 71.37 | 44.1 | 59.72 | 71.37 | 40.1 | 46.75 | 70.53 | 49.98 | 53.82 | 70.99 | 49.98 | 53.82 | 70.99 | 55.56 | 53.82 | 70.99 | 55.56 | 53.82 | 70.99 | 55.56 | 52.68 | 51.61 | 55.56 | 52.68 | 51.61 | 49.98 | 52.68 | 51.61 | 49.98 | 52.57 | 48.96 | 55.56 | 52.68 | 51.61 | 61.94 | 77.47 | 73.93 | 60.71 | 77.47 | 73.93 | 55.56 | 53.82 | 103.4
6210 | 39.64 | 47 | 73.36 | 39.64 | 47.01 | 73.36 | 40.35 | 47.01 | 73.36 | 40.35 | 47.01 | 73.36 | 40.35 | 47.01 | 39.85 | 40.35 | 47.16 | 39.85 | 39.64 | 47 | 39.85 | 39.64 | 44.61 | 37.08 | 40.35 | 47.01 | 39.85 | 49.7 | 71.36 | 76.4 | 48.71 | 70.65 | 76.4 | 40.35 | 47.01 | 73.36 | 50.23 | 53.82 | 97 | 50.23 | 53.82 | 97 | 55.81 | 53.82 | 97 | 55.81 | 53.82 | 97 | 55.81 | 52.93 | 51.61 | 55.81 | 52.93 | 51.61 | 50.23 | 52.93 | 51.61 | 50.23 | 52.82 | 49.21 | 55.81 | 52.93 | 51.61 | 68.42 | 84.75 | 101.01 | 67.06 | 84.75 | 99 | 55.81 | 53.82 | 97
6211 | 39.99 | 47.35 | 39.51 | 39.99 | 47.35 | 73.36 | 40.7 | 47.35 | 73.36 | 40.7 | 47.35 | 73.36 | 40.7 | 47.35 | 73.36 | 40.7 | 47.5 | 73.36 | 39.99 | 47.35 | 73.36 | 39.99 | 44.96 | 37.42 | 40.7 | 47.35 | 73.36 | 55.22 | 71.36 | 76.4 | 54.13 | 69.94 | 76.4 | 40.7 | 47.35 | 73.36 | 50.58 | 53.82 | 97.98 | 50.58 | 53.82 | 97.98 | 56.16 | 53.82 | 97.98 | 56.16 | 53.82 | 97.98 | 56.16 | 53.82 | 51.61 | 56.16 | 53.82 | 51.61 | 50.58 | 53.82 | 51.61 | 50.58 | 53.17 | 49.56 | 56.16 | 53.82 | 51.61 | 74.37 | 89.41 | 102.03 | 72.89 | 87.63 | 100 | 56.16 | 53.82 | 97.98
6212 | 40.25 | 46.78 | 39.77 | 40.25 | 46.78 | 72.63 | 40.25 | 46.78 | 72.63 | 40.25 | 46.78 | 72.63 | 40.25 | 47.61 | 72.63 | 40.96 | 47.76 | 72.63 | 40.25 | 45.22 | 37.68 | 40.25 | 45.22 | 37.68 | 40.25 | 47.61 | 72.63 | 53.62 | 71.36 | 76.4 | 52.55 | 69.94 | 74.88 | 40.25 | 46.78 | 72.63 | 50.84 | 53.53 | 90 | 50.84 | 53.53 | 90 | 53.46 | 53.53 | 90 | 53.46 | 53.53 | 90 | 53.46 | 53.53 | 51.61 | 56.42 | 53.53 | 51.61 | 50.84 | 53.53 | 51.61 | 50.84 | 53.43 | 49.81 | 53.46 | 53.53 | 51.61 | 73.86 | 89.41 | 102.03 | 72.39 | 87.63 | 100 | 53.46 | 53.53 | 90
6213 | 40 | 44.97 | 39.52 | 40 | 44.97 | 44.75 | 40 | 44.97 | 44.75 | 40 | 44.97 | 44.75 | 40 | 47.36 | 39.5 | 40.71 | 47.51 | 39.5 | 40 | 44.97 | 37.43 | 40 | 44.97 | 37.43 | 40 | 47.36 | 39.5 | 47.54 | 71.36 | 76.4 | 46.59 | 69.94 | 74.88 | 40 | 44.97 | 44.75 | 50.59 | 53.28 | 64.79 | 50.59 | 53.28 | 64.79 | 50.59 | 53.28 | 64.79 | 50.59 | 53.28 | 64.79 | 53.21 | 53.28 | 51.61 | 56.17 | 53.28 | 51.61 | 50.59 | 53.28 | 51.61 | 50.59 | 53.18 | 49.56 | 53.21 | 53.28 | 51.61 | 73.12 | 89.41 | 102.03 | 71.67 | 87.62 | 100 | 50.59 | 53.28 | 64.79
6214 | 39.6 | 44.56 | 39.12 | 39.6 | 44.56 | 39.12 | 39.6 | 44.56 | 39.12 | 39.6 | 44.56 | 39.12 | 39.6 | 46.96 | 39.1 | 40.3 | 47.11 | 39.1 | 39.6 | 44.56 | 37.03 | 39.6 | 44.56 | 37.03 | 39.6 | 46.96 | 39.1 | 46.03 | 70.74 | 76.4 | 45.11 | 69.33 | 74.88 | 39.6 | 44.56 | 39.12 | 50.19 | 52.88 | 64.79 | 50.19 | 52.88 | 64.79 | 50.19 | 52.88 | 64.79 | 50.19 | 52.88 | 64.79 | 52.81 | 52.88 | 51.61 | 55.76 | 52.88 | 51.61 | 50.19 | 52.77 | 51.61 | 50.19 | 52.77 | 49.16 | 52.81 | 52.88 | 51.61 | 64.85 | 86.49 | 102.03 | 63.55 | 84.76 | 99.99 | 50.19 | 52.88 | 64.79
6215 | 39.02 | 43.98 | 39.02 | 39.02 | 43.98 | 39.02 | 39.02 | 43.98 | 39.02 | 39.02 | 43.98 | 39.02 | 39.02 | 46.38 | 37.87 | 39.72 | 46.53 | 37.87 | 39.02 | 43.98 | 36.45 | 39.02 | 43.98 | 36.45 | 39.02 | 46.38 | 37.87 | 41.06 | 70.74 | 76.4 | 40.23 | 69.33 | 74.88 | 39.02 | 43.98 | 39.02 | 49.6 | 52.3 | 64.79 | 49.6 | 52.3 | 64.79 | 49.6 | 52.3 | 64.79 | 49.6 | 52.3 | 64.79 | 52.23 | 52.3 | 49.76 | 55.18 | 52.3 | 49.76 | 49.6 | 52.19 | 49.76 | 49.6 | 52.19 | 48.58 | 52.23 | 52.3 | 49.76 | 59.13 | 84.75 | 102.03 | 57.95 | 83.05 | 100 | 49.6 | 52.3 | 64.79
6216 | 38.22 | 43.19 | 66.9 | 38.22 | 43.19 | 66.9 | 38.22 | 43.19 | 66.9 | 38.22 | 43.19 | 66.9 | 38.22 | 45.58 | 35.86 | 38.93 | 45.73 | 35.86 | 38.22 | 43.19 | 35.65 | 38.22 | 43.19 | 35.65 | 38.22 | 45.58 | 35.86 | 42.15 | 66.82 | 81.48 | 41.31 | 65.49 | 79.86 | 38.22 | 43.19 | 66.9 | 48.81 | 51.5 | 77.75 | 48.81 | 51.5 | 77.75 | 48.81 | 51.5 | 77.75 | 48.81 | 51.5 | 77.75 | 51.43 | 51.5 | 49.05 | 54.39 | 51.5 | 49.05 | 48.81 | 51.5 | 49.05 | 48.81 | 51.4 | 47.78 | 51.43 | 51.5 | 49.05 | 59.33 | 92.48 | 110 | 58.15 | 90.63 | 107.79 | 48.81 | 51.5 | 77.75
6217 | 37.82 | 42.78 | 66.9 | 37.82 | 42.78 | 66.9 | 37.82 | 42.78 | 66.9 | 37.82 | 42.78 | 66.9 | 37.82 | 45.18 | 35.86 | 38.52 | 45.33 | 35.86 | 37.82 | 42.78 | 35.25 | 37.82 | 42.78 | 35.25 | 37.82 | 45.18 | 35.86 | 42.15 | 66.8 | 81.91 | 41.31 | 65.47 | 80.28 | 37.82 | 42.78 | 66.9 | 48.41 | 51.1 | 77.75 | 48.41 | 51.1 | 77.75 | 48.41 | 51.1 | 77.75 | 48.41 | 51.1 | 77.75 | 51.03 | 51.1 | 51.61 | 53.99 | 51.1 | 51.61 | 48.41 | 51.1 | 51.61 | 48.41 | 50.99 | 47.38 | 51.03 | 51.1 | 51.61 | 59.33 | 92.25 | 111.11 | 58.15 | 90.4 | 107.79 | 48.41 | 51.1 | 77.75
6218 | 37.61 | 42.58 | 73 | 37.61 | 42.58 | 73 | 37.61 | 42.58 | 73 | 37.61 | 42.58 | 73 | 37.61 | 44.97 | 35.86 | 38.32 | 45.12 | 35.86 | 37.61 | 42.58 | 35.04 | 37.61 | 42.58 | 35.04 | 37.61 | 44.97 | 35.86 | 41.06 | 66.57 | 82.78 | 40.24 | 65.25 | 81.13 | 37.61 | 42.58 | 73 | 48.2 | 50.89 | 77.75 | 48.2 | 50.89 | 77.75 | 48.2 | 50.89 | 77.75 | 48.2 | 50.89 | 77.75 | 50.82 | 50.89 | 51.61 | 53.78 | 50.89 | 51.61 | 48.2 | 50.89 | 51.61 | 48.2 | 50.79 | 47.18 | 50.82 | 50.89 | 51.61 | 58.74 | 89.58 | 111.11 | 57.57 | 87.79 | 107.79 | 48.2 | 50.89 | 77.75
6219 | 37.48 | 42.45 | 77.11 | 37.48 | 42.45 | 77.11 | 37.48 | 42.45 | 77.11 | 37.48 | 42.45 | 77.11 | 37.48 | 44.84 | 34.91 | 38.19 | 44.99 | 34.91 | 37.48 | 42.45 | 34.91 | 37.48 | 42.45 | 34.91 | 37.48 | 44.84 | 34.91 | 40.64 | 65.43 | 82.78 | 40.24 | 64.13 | 81.13 | 37.48 | 42.45 | 77.11 | 48.07 | 50.76 | 77.75 | 48.07 | 50.76 | 77.75 | 48.07 | 50.76 | 77.75 | 48.07 | 50.76 | 77.75 | 50.69 | 50.76 | 51.61 | 53.65 | 50.76 | 51.61 | 48.07 | 50.76 | 51.61 | 48.07 | 50.66 | 47.04 | 50.69 | 50.76 | 51.61 | 59.33 | 80.81 | 111.11 | 58.15 | 79.19 | 107.79 | 48.07 | 50.76 | 77.75
6220 | 37.89 | 42.86 | 78.7 | 37.89 | 42.86 | 78.7 | 37.89 | 42.86 | 78.7 | 37.89 | 42.86 | 78.7 | 37.89 | 45.25 | 35.86 | 38.59 | 45.4 | 35.86 | 37.89 | 42.86 | 35.32 | 37.89 | 42.85 | 35.32 | 37.89 | 45.25 | 35.86 | 44.7 | 65.74 | 82.78 | 43.81 | 65.09 | 81.13 | 37.89 | 42.86 | 78.7 | 48.48 | 51.19 | 81.63 | 48.48 | 51.19 | 81.63 | 48.48 | 51.19 | 81.63 | 48.48 | 51.19 | 81.63 | 51.1 | 51.17 | 51.61 | 54.06 | 51.17 | 51.61 | 48.48 | 51.17 | 51.61 | 48.48 | 51.06 | 47.45 | 51.1 | 51.17 | 51.61 | 61.94 | 91.29 | 111.11 | 60.71 | 89.46 | 107.79 | 48.48 | 51.19 | 81.63
6221 | 39.56 | 46.36 | 84.22 | 39.56 | 46.36 | 84.22 | 39.56 | 46.36 | 84.22 | 39.56 | 46.36 | 84.22 | 39.56 | 46.36 | 38.35 | 39.56 | 46.37 | 38.35 | 38.85 | 43.83 | 36.28 | 38.85 | 43.82 | 36.28 | 39.56 | 46.36 | 38.35 | 48.25 | 75.95 | 87.71 | 48.25 | 77.49 | 85.95 | 39.56 | 46.36 | 84.22 | 54.67 | 88.32 | 104.44 | 54.67 | 88.32 | 104.44 | 54.67 | 88.32 | 104.44 | 54.67 | 88.32 | 104.44 | 54.67 | 52.14 | 51.61 | 55.02 | 52.14 | 51.61 | 49.44 | 52.14 | 51.61 | 49.44 | 52.03 | 48.42 | 54.67 | 52.14 | 51.61 | 69.79 | 98.6 | 111.11 | 69.79 | 96.64 | 108.89 | 54.67 | 88.32 | 104.44
6222 | 40.66 | 49.16 | 85.88 | 40.66 | 49.16 | 85.88 | 40.66 | 49.16 | 85.88 | 40.66 | 49.16 | 85.88 | 40.66 | 47.47 | 81.64 | 40.66 | 47.47 | 81.64 | 39.95 | 47.47 | 81.64 | 39.95 | 44.92 | 39.85 | 40.66 | 47.47 | 81.64 | 56.11 | 77.75 | 87.71 | 56.11 | 78.54 | 87.65 | 40.66 | 49.16 | 85.88 | 56.12 | 90 | 106.63 | 56.12 | 90 | 106.63 | 56.12 | 90 | 106.63 | 56.12 | 90.35 | 106.63 | 56.12 | 90 | 103.5 | 56.12 | 90 | 103.5 | 50.54 | 90 | 100 | 50.54 | 53.13 | 49.52 | 56.12 | 90 | 103.5 | 80.47 | 98.6 | 111.11 | 82.1 | 96.64 | 108.89 | 56.12 | 90 | 106.63
6223 | 41.46 | 49.96 | 86.13 | 41.46 | 49.96 | 86.13 | 41.46 | 49.96 | 86.13 | 41.46 | 49.96 | 86.13 | 41.46 | 48.28 | 81.64 | 41.46 | 48.28 | 81.64 | 40.76 | 48.28 | 81.64 | 40.76 | 45.73 | 39.85 | 41.46 | 48.28 | 81.64 | 56.21 | 78.54 | 87.71 | 56.21 | 78.54 | 87.65 | 45.72 | 49.96 | 86.13 | 56.93 | 91.26 | 107.67 | 56.93 | 91.26 | 107.67 | 56.93 | 91.26 | 107.67 | 56.93 | 91.26 | 107.67 | 56.93 | 91.26 | 103.5 | 56.93 | 91.26 | 103.5 | 51.35 | 91.26 | 103.5 | 51.35 | 53.93 | 51.61 | 56.93 | 91.26 | 103.5 | 81.28 | 98.6 | 111.11 | 82.1 | 96.64 | 108.89 | 56.93 | 91.26 | 107.67
6224 | 41.7 | 50.2 | 85.62 | 41.7 | 50.2 | 85.62 | 41.7 | 50.2 | 85.62 | 41.7 | 50.2 | 85.62 | 41.7 | 48.52 | 81.64 | 41.7 | 48.52 | 81.64 | 40.99 | 48.52 | 81.64 | 40.99 | 45.97 | 39.85 | 41.7 | 48.52 | 81.64 | 56.21 | 78.54 | 86.76 | 56.21 | 78.53 | 86.48 | 45.72 | 50.2 | 85.62 | 57.16 | 90.46 | 107.67 | 57.16 | 90.46 | 107.67 | 57.16 | 90.46 | 107.67 | 57.16 | 90.46 | 107.67 | 57.16 | 90.46 | 103.5 | 57.16 | 90.46 | 103.5 | 51.58 | 90.46 | 103.5 | 51.58 | 54.17 | 50.56 | 57.16 | 90.46 | 103.5 | 81.28 | 98.6 | 111.11 | 82.1 | 96.64 | 108.89 | 57.16 | 90.46 | 107.67
6225 | 41.71 | 50.21 | 82.78 | 41.71 | 50.21 | 82.78 | 41.71 | 50.21 | 82.78 | 41.71 | 50.21 | 82.78 | 41.71 | 48.53 | 40.51 | 41.71 | 48.53 | 40.51 | 41.01 | 48.53 | 40.51 | 41.01 | 45.98 | 39.85 | 41.71 | 48.53 | 40.51 | 56.21 | 75.11 | 83.62 | 56.21 | 73.62 | 83.62 | 45.72 | 50.21 | 82.78 | 57.17 | 89.6 | 101.85 | 57.17 | 89.6 | 101.85 | 57.17 | 89.6 | 101.85 | 57.17 | 89.6 | 101.85 | 57.17 | 88.7 | 101.85 | 57.17 | 88.7 | 101.85 | 51.59 | 88.7 | 101.85 | 51.59 | 54.18 | 50.57 | 57.17 | 88.7 | 101.85 | 79.3 | 93.3 | 104.49 | 78.58 | 91.43 | 102.88 | 57.17 | 89.6 | 101.85
6226 | 41.7 | 50.19 | 75.26 | 41.7 | 50.19 | 75.26 | 41.7 | 50.19 | 75.26 | 41.7 | 50.19 | 75.26 | 41.7 | 48.5 | 39.85 | 41.7 | 48.5 | 39.85 | 40.99 | 48.5 | 39.85 | 40.99 | 45.96 | 39.85 | 41.7 | 48.5 | 39.85 | 52.95 | 58.12 | 76.02 | 52.95 | 56.96 | 76.02 | 41.7 | 50.19 | 75.26 | 57.16 | 70.07 | 81.65 | 57.16 | 70.07 | 81.65 | 57.16 | 70.07 | 81.65 | 57.16 | 70.07 | 81.65 | 57.16 | 55.44 | 60.09 | 57.16 | 55.44 | 60.09 | 51.58 | 55.44 | 60.09 | 51.58 | 54.17 | 50.55 | 57.16 | 55.44 | 60.09 | 77.03 | 72.96 | 85.03 | 77.03 | 71.5 | 83.32 | 57.16 | 70.07 | 81.65
6227 | 41.66 | 50.15 | 68.45 | 41.66 | 50.15 | 68.45 | 41.66 | 50.15 | 68.45 | 41.66 | 50.15 | 68.45 | 41.66 | 48.46 | 38.38 | 41.66 | 48.46 | 38.38 | 40.95 | 48.46 | 38.38 | 40.95 | 45.92 | 38.38 | 41.66 | 48.46 | 38.38 | 42.95 | 58.12 | 69.15 | 42.95 | 56.96 | 67.77 | 41.66 | 50.15 | 68.45 | 57.12 | 69.6 | 77.99 | 57.12 | 69.6 | 77.99 | 57.12 | 69.6 | 77.99 | 57.12 | 69.6 | 77.99 | 57.12 | 55.4 | 51.78 | 57.12 | 55.4 | 51.78 | 51.54 | 55.4 | 51.78 | 51.54 | 54.13 | 50.51 | 57.12 | 55.4 | 51.78 | 60.96 | 72.48 | 85.03 | 60.35 | 71.03 | 80.84 | 57.12 | 69.6 | 77.99
6228 | 41.53 | 50.03 | 78.26 | 41.53 | 50.03 | 78.26 | 41.53 | 50.03 | 78.26 | 41.53 | 50.03 | 78.26 | 41.53 | 48.34 | 38.26 | 41.53 | 48.34 | 38.26 | 40.83 | 48.34 | 38.26 | 40.83 | 45.8 | 38.26 | 41.53 | 48.34 | 38.26 | 54.99 | 58.9 | 80.66 | 54.98 | 57.72 | 79.05 | 41.53 | 50.03 | 78.26 | 57 | 71.01 | 77.79 | 57 | 71.01 | 77.79 | 57 | 71.01 | 77.79 | 57 | 71.01 | 77.79 | 57 | 55.28 | 51.61 | 57 | 55.28 | 51.61 | 51.42 | 55.28 | 51.61 | 51.42 | 54 | 50.39 | 57 | 55.28 | 51.61 | 78.6 | 73.95 | 85.03 | 77.03 | 71.73 | 78.58 | 57 | 71.01 | 77.79
6229 | 41.48 | 49.97 | 77.46 | 41.48 | 49.97 | 77.46 | 41.48 | 49.97 | 77.46 | 41.48 | 49.97 | 77.46 | 41.48 | 48.28 | 38.2 | 41.48 | 48.28 | 38.2 | 40.77 | 48.28 | 38.2 | 40.77 | 45.74 | 38.2 | 41.48 | 48.28 | 38.2 | 54.99 | 58.16 | 80.66 | 53.89 | 56.99 | 78.24 | 41.48 | 49.97 | 77.46 | 56.94 | 71.01 | 77.79 | 56.94 | 71.01 | 77.79 | 56.94 | 71.01 | 77.79 | 56.94 | 71.01 | 77.79 | 56.94 | 55.22 | 51.61 | 56.94 | 55.22 | 51.61 | 51.36 | 55.22 | 51.61 | 51.36 | 53.95 | 50.33 | 56.94 | 55.22 | 51.61 | 78.6 | 73.95 | 103.5 | 77.03 | 72.02 | 78.58 | 56.94 | 71.01 | 77.79
6230 | 41.38 | 49.88 | 74.49 | 41.38 | 49.88 | 74.49 | 41.38 | 49.88 | 74.49 | 41.38 | 49.88 | 74.49 | 41.38 | 48.19 | 39.53 | 41.38 | 48.19 | 39.53 | 40.67 | 48.18 | 39.53 | 40.67 | 45.64 | 38.1 | 41.38 | 48.19 | 39.53 | 47.79 | 58.18 | 73.75 | 46.84 | 57.01 | 73.75 | 41.38 | 49.88 | 74.49 | 56.84 | 71.01 | 84.48 | 56.84 | 71.01 | 84.48 | 56.84 | 71.01 | 84.48 | 56.84 | 71.01 | 84.48 | 56.84 | 55.13 | 59.78 | 56.84 | 55.13 | 59.78 | 51.26 | 55.13 | 59.78 | 51.26 | 53.85 | 50.24 | 56.84 | 55.13 | 59.78 | 73.34 | 73.71 | 87.97 | 73.34 | 72.02 | 85.33 | 56.84 | 71.01 | 84.48
6231 | 41.26 | 49.76 | 80.01 | 41.26 | 49.76 | 80.01 | 41.26 | 49.76 | 80.01 | 41.26 | 49.76 | 80.01 | 41.26 | 48.07 | 39.85 | 41.26 | 48.07 | 39.85 | 40.56 | 48.07 | 39.85 | 40.56 | 45.52 | 37.99 | 41.26 | 48.07 | 39.85 | 55.64 | 59.7 | 80.82 | 55.64 | 59.7 | 80.82 | 41.26 | 49.76 | 80.01 | 56.72 | 81.38 | 101.85 | 56.72 | 81.38 | 101.85 | 56.72 | 81.38 | 101.85 | 56.72 | 81.38 | 101.85 | 56.72 | 55.01 | 96.83 | 56.72 | 55.01 | 96.83 | 51.14 | 55.01 | 96.83 | 51.14 | 53.73 | 50.12 | 56.72 | 55.01 | 96.83 | 78.58 | 84.75 | 103.95 | 78.58 | 83.06 | 102.88 | 56.72 | 81.38 | 101.85
6232 | 41.17 | 49.67 | 85.09 | 41.17 | 49.67 | 85.09 | 41.17 | 49.67 | 85.09 | 41.17 | 49.67 | 85.09 | 41.17 | 47.98 | 39.97 | 41.17 | 47.98 | 39.97 | 40.47 | 47.98 | 39.97 | 40.47 | 45.43 | 37.9 | 41.17 | 47.98 | 39.97 | 56.21 | 81.57 | 85.32 | 56.21 | 81.57 | 85.32 | 41.17 | 49.67 | 85.09 | 56.63 | 90.51 | 107.59 | 56.63 | 90.51 | 107.59 | 56.63 | 90.51 | 107.59 | 56.63 | 92.35 | 107.59 | 56.63 | 54.92 | 103.5 | 56.63 | 54.92 | 103.5 | 51.05 | 54.92 | 103.5 | 51.05 | 53.64 | 50.03 | 56.63 | 54.92 | 103.5 | 80.47 | 105 | 111.11 | 80.47 | 103.9 | 108.89 | 56.63 | 90.51 | 107.59
6233 | 41.22 | 49.72 | 85.89 | 41.22 | 49.72 | 85.89 | 41.22 | 49.72 | 85.89 | 41.22 | 49.72 | 85.89 | 41.22 | 48.03 | 81.64 | 41.22 | 48.03 | 81.64 | 40.52 | 48.03 | 81.64 | 40.52 | 45.48 | 37.95 | 41.22 | 48.03 | 81.64 | 56.21 | 85 | 88.68 | 56.21 | 86.73 | 87.65 | 45.72 | 49.72 | 85.89 | 56.68 | 90.56 | 107.67 | 56.68 | 90.56 | 107.67 | 56.68 | 90.56 | 107.67 | 56.68 | 90.56 | 107.67 | 56.68 | 54.97 | 103.5 | 56.68 | 54.97 | 103.5 | 51.1 | 54.97 | 103.5 | 51.1 | 53.69 | 50.08 | 56.68 | 54.97 | 103.5 | 81.28 | 107.13 | 111.11 | 82.1 | 108.21 | 111.11 | 56.68 | 90.56 | 107.67
6234 | 41.25 | 49.75 | 85.27 | 41.25 | 49.75 | 85.27 | 41.25 | 49.75 | 85.92 | 41.25 | 49.75 | 85.92 | 41.25 | 48.07 | 82.78 | 41.25 | 48.07 | 82.78 | 40.55 | 48.07 | 82.78 | 40.55 | 45.52 | 37.98 | 41.25 | 48.07 | 82.78 | 57.35 | 85.86 | 88.68 | 56.21 | 86.73 | 87.65 | 41.25 | 49.75 | 85.27 | 56.72 | 90.59 | 107.67 | 56.72 | 90.59 | 107.67 | 56.72 | 90.59 | 107.67 | 56.72 | 90.59 | 107.67 | 56.72 | 90.59 | 103.5 | 56.72 | 90.59 | 103.5 | 51.14 | 90.59 | 103.5 | 51.14 | 53.72 | 50.11 | 56.72 | 90.59 | 103.5 | 103.95 | 107.13 | 111.11 | 106.06 | 108.21 | 111.11 | 56.72 | 90.59 | 107.67
6235 | 41.37 | 48.18 | 85.27 | 41.37 | 48.18 | 85.27 | 41.37 | 48.18 | 86.04 | 41.37 | 48.18 | 86.04 | 41.37 | 48.18 | 83.3 | 41.37 | 48.18 | 83.3 | 40.66 | 48.18 | 83.3 | 40.66 | 45.63 | 38.09 | 41.37 | 48.18 | 83.3 | 57.35 | 85.86 | 88.68 | 56.21 | 85.01 | 86.91 | 41.37 | 48.18 | 85.27 | 56.83 | 90.13 | 106.7 | 56.83 | 90.13 | 106.7 | 56.83 | 90.13 | 106.7 | 56.83 | 90.13 | 106.7 | 56.83 | 90.13 | 104.54 | 56.83 | 90.13 | 104.54 | 51.25 | 90.13 | 104.54 | 51.25 | 53.84 | 50.23 | 56.83 | 90.13 | 104.54 | 91.28 | 107.13 | 111.11 | 91.28 | 107.13 | 108.89 | 56.83 | 90.13 | 106.7
6236 | 40.69 | 48.19 | 80 | 40.69 | 48.19 | 80 | 40.69 | 48.19 | 85.88 | 40.69 | 48.19 | 85.88 | 40.69 | 48.19 | 83.3 | 41.39 | 48.2 | 83.3 | 40.69 | 48.19 | 80 | 40.69 | 45.66 | 39.85 | 40.69 | 48.19 | 83.3 | 57.35 | 85.86 | 88.53 | 56.21 | 85 | 86.76 | 40.69 | 48.19 | 80 | 51.28 | 56.61 | 104.54 | 51.28 | 56.61 | 104.54 | 51.28 | 56.61 | 104.54 | 51.28 | 56.61 | 104.54 | 53.9 | 56.61 | 104.54 | 56.86 | 56.61 | 104.54 | 51.28 | 56.61 | 104.54 | 51.28 | 53.87 | 50.25 | 53.9 | 56.61 | 104.54 | 80.47 | 107.13 | 111.11 | 80.47 | 107.13 | 108.89 | 51.28 | 56.61 | 104.54
6237 | 40.31 | 45.28 | 77.11 | 40.31 | 45.28 | 77.11 | 40.31 | 45.28 | 82.78 | 40.31 | 45.28 | 82.78 | 40.31 | 47.67 | 82.78 | 41.02 | 47.83 | 82.78 | 40.31 | 45.28 | 77.11 | 40.31 | 45.28 | 37.74 | 40.31 | 47.67 | 82.78 | 56.21 | 85.48 | 87.98 | 56.21 | 84.99 | 86.22 | 40.31 | 45.28 | 77.11 | 50.9 | 53.6 | 64.79 | 50.9 | 53.6 | 64.79 | 50.9 | 53.6 | 64.79 | 50.9 | 53.6 | 64.79 | 53.52 | 53.6 | 64.79 | 56.48 | 53.6 | 64.79 | 50.9 | 53.6 | 64.79 | 50.9 | 53.49 | 49.88 | 53.52 | 53.6 | 64.79 | 78.07 | 107.13 | 111.11 | 78.07 | 107.13 | 108.89 | 50.9 | 53.6 | 64.79
6238 | 39.43 | 44.39 | 39.85 | 39.43 | 44.39 | 39.85 | 39.43 | 44.39 | 39.85 | 39.43 | 44.39 | 39.85 | 39.43 | 46.79 | 39.85 | 40.13 | 46.94 | 39.85 | 39.43 | 44.39 | 36.86 | 39.43 | 44.39 | 36.86 | 39.43 | 46.79 | 39.85 | 51.79 | 79.1 | 86.76 | 50.76 | 77.53 | 85.03 | 39.43 | 44.39 | 39.85 | 50.01 | 52.71 | 58.53 | 50.01 | 52.71 | 58.53 | 50.01 | 52.71 | 58.53 | 50.01 | 52.71 | 58.53 | 52.64 | 52.71 | 58.53 | 55.59 | 52.71 | 58.53 | 50.01 | 52.71 | 58.53 | 50.01 | 52.6 | 48.99 | 52.64 | 52.71 | 58.53 | 72.39 | 107.13 | 111.11 | 72.39 | 107.13 | 108.89 | 50.01 | 52.71 | 58.53
6239 | 38.48 | 43.45 | 39.02 | 38.48 | 43.45 | 39.02 | 38.48 | 43.45 | 39.02 | 38.48 | 43.45 | 39.02 | 38.48 | 45.84 | 37.98 | 39.19 | 45.99 | 37.98 | 38.48 | 43.45 | 35.91 | 38.48 | 43.45 | 35.91 | 38.48 | 45.84 | 37.98 | 42.15 | 76.59 | 85.32 | 41.59 | 75.82 | 83.61 | 38.48 | 43.45 | 39.02 | 49.07 | 51.76 | 53.17 | 49.07 | 51.76 | 53.17 | 49.07 | 51.76 | 53.17 | 49.07 | 51.76 | 53.17 | 51.69 | 51.76 | 53.17 | 54.65 | 51.76 | 53.17 | 49.07 | 51.66 | 51.61 | 49.07 | 51.66 | 48.04 | 51.69 | 51.76 | 53.17 | 62.62 | 106.06 | 111.11 | 62.62 | 106.06 | 108.89 | 49.07 | 51.76 | 53.17
6240 | 38.3 | 43.27 | 39.02 | 38.3 | 43.27 | 39.02 | 38.3 | 43.27 | 39.02 | 38.3 | 43.27 | 39.02 | 38.3 | 45.66 | 37.81 | 39.01 | 45.82 | 37.81 | 38.3 | 43.27 | 35.74 | 38.3 | 43.27 | 35.74 | 38.3 | 45.66 | 37.81 | 41.18 | 76.59 | 85 | 40.35 | 75.82 | 83.3 | 38.3 | 43.27 | 39.02 | 48.89 | 51.59 | 53.17 | 48.89 | 51.59 | 53.17 | 48.89 | 51.59 | 53.17 | 48.89 | 51.59 | 53.17 | 51.52 | 51.59 | 53.17 | 54.47 | 51.59 | 53.17 | 48.89 | 51.59 | 51.61 | 48.89 | 51.48 | 47.87 | 51.52 | 51.59 | 53.17 | 59.55 | 105 | 111.11 | 59.55 | 105 | 108.89 | 48.89 | 51.59 | 53.17
6241 | 38.05 | 43.02 | 39.02 | 38.05 | 43.02 | 39.02 | 38.05 | 43.02 | 39.02 | 38.05 | 43.02 | 39.02 | 38.05 | 45.41 | 36.91 | 38.76 | 45.56 | 36.91 | 38.05 | 43.02 | 35.48 | 38.05 | 43.02 | 35.48 | 38.05 | 45.41 | 36.91 | 41.03 | 76.59 | 85 | 40.21 | 75.82 | 83.3 | 38.05 | 43.02 | 39.02 | 48.64 | 51.33 | 53.17 | 48.64 | 51.33 | 53.17 | 48.64 | 51.33 | 53.17 | 48.64 | 51.33 | 53.17 | 51.26 | 51.33 | 53.17 | 54.22 | 51.33 | 53.17 | 48.64 | 51.33 | 51.61 | 48.64 | 51.23 | 47.61 | 51.26 | 51.33 | 53.17 | 59.33 | 103.95 | 111.11 | 59.33 | 102.88 | 107.79 | 48.64 | 51.33 | 53.17
6242 | 37.87 | 42.84 | 41.41 | 37.87 | 42.84 | 41.41 | 37.87 | 42.84 | 41.41 | 37.87 | 42.84 | 41.41 | 37.87 | 45.23 | 36.73 | 38.58 | 45.38 | 36.73 | 37.87 | 42.84 | 35.3 | 37.87 | 42.84 | 35.3 | 37.87 | 45.23 | 36.73 | 41.03 | 72.98 | 85.32 | 41.03 | 72.25 | 81.12 | 37.87 | 42.84 | 41.41 | 48.46 | 51.15 | 53.17 | 48.46 | 51.15 | 53.17 | 48.46 | 51.15 | 53.17 | 48.46 | 51.15 | 53.17 | 51.08 | 51.15 | 53.17 | 54.04 | 51.15 | 53.17 | 48.46 | 51.15 | 51.61 | 48.46 | 51.05 | 47.44 | 51.08 | 51.15 | 53.17 | 58.15 | 105 | 111.11 | 58.15 | 103.92 | 107.79 | 48.46 | 51.15 | 53.17
6243 | 37.74 | 42.71 | 73 | 37.74 | 42.71 | 73 | 37.74 | 42.71 | 73 | 37.74 | 42.71 | 73 | 37.74 | 45.1 | 36.6 | 38.45 | 45.26 | 36.6 | 37.74 | 42.71 | 35.18 | 37.74 | 42.71 | 35.18 | 37.74 | 45.1 | 36.6 | 41.03 | 73.62 | 85.32 | 41.03 | 73.62 | 81.12 | 37.74 | 42.71 | 73 | 48.33 | 51.03 | 64.79 | 48.33 | 51.03 | 64.79 | 48.33 | 51.03 | 64.79 | 48.33 | 51.03 | 64.79 | 50.95 | 51.03 | 51.61 | 53.91 | 51.03 | 51.61 | 48.33 | 51.03 | 51.61 | 48.33 | 50.92 | 47.31 | 50.95 | 51.03 | 51.61 | 58.15 | 105 | 111.11 | 58.15 | 103.92 | 107.79 | 48.33 | 51.03 | 64.79
6244 | 38 | 42.97 | 77.11 | 38 | 42.97 | 77.11 | 38 | 42.97 | 77.11 | 38 | 42.97 | 77.11 | 38 | 45.36 | 36.86 | 38.71 | 45.51 | 36.86 | 38 | 42.97 | 35.43 | 38 | 42.97 | 35.43 | 38 | 45.36 | 36.86 | 41.59 | 76.98 | 86.76 | 41.59 | 76.97 | 85.03 | 38 | 42.97 | 77.11 | 48.59 | 51.28 | 64.79 | 48.59 | 51.28 | 64.79 | 48.59 | 51.28 | 64.79 | 48.59 | 51.28 | 64.79 | 51.21 | 51.28 | 51.61 | 54.17 | 51.28 | 51.61 | 48.59 | 51.28 | 51.61 | 48.59 | 51.18 | 47.56 | 51.21 | 51.28 | 51.61 | 59.55 | 107.13 | 111.11 | 59.55 | 106.06 | 107.79 | 48.59 | 51.28 | 64.79
6245 | 38.46 | 45.82 | 83.83 | 38.46 | 45.82 | 83.83 | 38.46 | 45.82 | 83.83 | 38.46 | 45.82 | 83.83 | 38.46 | 45.82 | 39.85 | 39.16 | 45.97 | 39.85 | 38.46 | 43.46 | 39.85 | 38.46 | 43.43 | 39.85 | 38.46 | 45.82 | 39.85 | 55.83 | 85 | 87.65 | 55.83 | 85 | 85.9 | 38.46 | 45.82 | 83.83 | 49.05 | 53.82 | 104.44 | 49.05 | 53.82 | 104.44 | 49.05 | 53.82 | 104.44 | 49.05 | 53.82 | 104.44 | 51.67 | 51.74 | 103.5 | 54.63 | 51.74 | 103.5 | 49.05 | 51.74 | 103.5 | 49.05 | 51.63 | 51.61 | 51.67 | 51.74 | 103.5 | 80.47 | 107.13 | 111.11 | 81.28 | 107.13 | 108.89 | 49.05 | 53.82 | 104.44
6246 | 40.42 | 47.22 | 85.08 | 40.42 | 47.22 | 85.08 | 40.42 | 47.22 | 85.88 | 40.42 | 47.22 | 85.88 | 40.42 | 47.22 | 82.78 | 40.42 | 47.22 | 82.78 | 39.71 | 47.22 | 82.78 | 39.71 | 44.68 | 39.85 | 40.42 | 47.22 | 82.78 | 56.21 | 85 | 88.52 | 56.21 | 85 | 86.75 | 40.42 | 47.22 | 85.08 | 55.88 | 89.17 | 106.56 | 55.88 | 89.17 | 106.56 | 55.88 | 89.17 | 106.56 | 55.88 | 89.17 | 106.56 | 55.88 | 89.17 | 104.54 | 55.88 | 89.17 | 104.54 | 50.3 | 89.17 | 104.54 | 50.3 | 52.89 | 51.61 | 55.88 | 89.17 | 104.54 | 103.95 | 107.13 | 111.11 | 103.95 | 107.13 | 108.89 | 55.88 | 89.17 | 106.56
6247 | 41.16 | 49.66 | 85.27 | 41.16 | 49.66 | 85.27 | 41.16 | 49.66 | 85.88 | 41.16 | 49.66 | 85.88 | 41.16 | 49.66 | 83.3 | 41.16 | 49.66 | 83.3 | 40.45 | 49.66 | 83.3 | 40.45 | 49.65 | 39.85 | 41.16 | 49.66 | 83.3 | 57.35 | 85.86 | 88.53 | 57.35 | 85 | 86.76 | 45.72 | 49.66 | 85.27 | 56.62 | 90 | 107.58 | 56.62 | 90 | 107.58 | 56.62 | 90 | 107.58 | 56.62 | 90 | 107.58 | 56.62 | 90 | 104.54 | 56.62 | 90 | 104.54 | 51.04 | 90 | 104.54 | 51.04 | 53.63 | 51.61 | 56.62 | 90 | 104.54 | 103.95 | 107.13 | 111.11 | 103.95 | 107.13 | 108.89 | 56.62 | 90 | 107.58
6248 | 41.46 | 49.96 | 81.96 | 41.46 | 49.96 | 81.96 | 41.46 | 49.96 | 81.96 | 41.46 | 49.96 | 81.96 | 41.46 | 48.29 | 81.11 | 41.46 | 48.29 | 81.11 | 40.76 | 48.29 | 81.11 | 40.76 | 45.74 | 39.85 | 41.46 | 48.29 | 81.11 | 56.21 | 85.86 | 84.46 | 56.21 | 84.14 | 82.78 | 41.59 | 49.96 | 81.96 | 56.92 | 90.8 | 107.67 | 56.92 | 90.8 | 107.67 | 56.92 | 90.8 | 107.67 | 56.92 | 90.8 | 107.67 | 56.92 | 90.8 | 104.54 | 56.92 | 90.8 | 104.54 | 51.34 | 90.8 | 104.54 | 51.34 | 53.93 | 51.61 | 56.92 | 90.8 | 104.54 | 81.85 | 103.95 | 111.11 | 80.47 | 98.97 | 108.76 | 56.92 | 90.8 | 107.67
6249 | 41.41 | 49.91 | 79.47 | 41.41 | 49.91 | 79.47 | 41.41 | 49.91 | 79.47 | 41.41 | 49.91 | 79.47 | 41.41 | 48.23 | 78.4 | 41.41 | 48.23 | 78.4 | 40.71 | 48.23 | 78.4 | 40.71 | 48.23 | 39.85 | 41.41 | 48.23 | 78.4 | 56.21 | 75.87 | 82.46 | 56.21 | 72.14 | 80.28 | 41.41 | 49.91 | 79.47 | 56.87 | 78.73 | 97.42 | 56.87 | 78.73 | 97.42 | 56.87 | 78.73 | 97.42 | 56.87 | 78.73 | 97.42 | 56.87 | 78.73 | 97.42 | 56.87 | 78.73 | 97.42 | 51.29 | 78.73 | 97.42 | 51.29 | 53.88 | 51.61 | 56.87 | 78.73 | 97.42 | 81.28 | 81.98 | 103.5 | 79.66 | 79.52 | 98.41 | 56.87 | 78.73 | 97.42
6250 | 41.35 | 49.85 | 67.75 | 41.35 | 49.85 | 67.75 | 41.35 | 49.85 | 67.75 | 41.35 | 49.85 | 67.75 | 41.35 | 48.16 | 40.15 | 41.35 | 48.16 | 40.15 | 40.65 | 48.16 | 40.15 | 40.65 | 48.16 | 39.85 | 41.35 | 48.16 | 40.15 | 55.43 | 57.74 | 67.07 | 54.32 | 50.36 | 67.07 | 41.35 | 49.85 | 67.75 | 56.81 | 66.73 | 77.99 | 56.81 | 66.73 | 77.99 | 56.81 | 66.73 | 77.99 | 56.81 | 66.73 | 77.99 | 56.81 | 55.1 | 77.21 | 56.81 | 55.1 | 77.21 | 51.23 | 55.1 | 77.21 | 51.23 | 53.82 | 51.61 | 56.81 | 55.1 | 77.21 | 75.36 | 68.78 | 81.21 | 73.86 | 67.41 | 78.77 | 56.81 | 66.73 | 77.99
6251 | 41.33 | 49.83 | 75.27 | 41.33 | 49.83 | 75.27 | 41.33 | 49.83 | 75.27 | 41.33 | 49.83 | 75.27 | 41.33 | 48.14 | 39.85 | 41.33 | 48.14 | 39.85 | 40.62 | 48.14 | 39.85 | 40.62 | 45.6 | 39.85 | 41.33 | 48.14 | 39.85 | 55.64 | 62.9 | 77.59 | 54.53 | 50.33 | 76.03 | 41.33 | 49.83 | 75.27 | 56.79 | 77.39 | 80.83 | 56.79 | 77.39 | 80.83 | 56.79 | 77.39 | 80.83 | 56.79 | 77.39 | 80.83 | 56.79 | 55.08 | 59.73 | 56.79 | 55.08 | 59.73 | 51.21 | 55.08 | 59.73 | 51.21 | 53.8 | 51.61 | 56.79 | 55.08 | 59.73 | 78.58 | 79.77 | 84.85 | 77.01 | 78.17 | 80.84 | 56.79 | 77.39 | 80.83
6252 | 41.19 | 49.69 | 65.72 | 41.19 | 49.69 | 65.72 | 41.19 | 49.69 | 65.72 | 41.19 | 49.69 | 65.72 | 41.19 | 48 | 39.85 | 41.19 | 48 | 39.85 | 40.49 | 48 | 39.85 | 40.49 | 45.48 | 39.85 | 41.19 | 48 | 39.85 | 43.16 | 55.75 | 66.18 | 42.3 | 50.19 | 65.06 | 41.19 | 49.69 | 65.72 | 56.65 | 65.77 | 77.79 | 56.65 | 65.77 | 77.79 | 56.65 | 65.77 | 77.79 | 56.65 | 65.77 | 77.79 | 56.65 | 54.94 | 51.61 | 56.65 | 54.94 | 51.61 | 51.08 | 54.94 | 51.61 | 51.08 | 53.66 | 51.61 | 56.65 | 54.94 | 51.61 | 59.55 | 67.8 | 81.21 | 58.36 | 66.43 | 77.79 | 56.65 | 65.77 | 77.79
6253 | 41.16 | 47.97 | 65.52 | 41.16 | 47.97 | 65.52 | 41.16 | 47.97 | 65.52 | 41.16 | 47.97 | 65.52 | 41.16 | 47.97 | 39.85 | 41.16 | 47.97 | 39.85 | 40.45 | 47.97 | 39.85 | 40.45 | 45.42 | 39.85 | 41.16 | 47.97 | 39.85 | 43.15 | 55.75 | 66.18 | 42.29 | 48.45 | 64.86 | 41.16 | 47.97 | 65.52 | 56.62 | 65.77 | 77.99 | 56.62 | 65.77 | 77.99 | 56.62 | 65.77 | 77.99 | 56.62 | 65.77 | 77.99 | 56.62 | 54.91 | 51.61 | 56.62 | 54.91 | 51.61 | 51.04 | 54.91 | 51.61 | 51.04 | 53.63 | 51.61 | 56.62 | 54.91 | 51.61 | 59.55 | 67.8 | 81.21 | 58.36 | 66.43 | 78.77 | 56.62 | 65.77 | 77.99
6254 | 41.05 | 49.55 | 70.53 | 41.05 | 49.55 | 70.53 | 41.05 | 49.55 | 70.53 | 41.05 | 49.55 | 70.53 | 41.05 | 47.86 | 39.85 | 41.05 | 47.86 | 39.85 | 40.34 | 47.86 | 39.85 | 40.34 | 45.32 | 39.85 | 41.05 | 47.86 | 39.85 | 43.61 | 56.96 | 69.83 | 42.74 | 55.26 | 69.83 | 41.05 | 49.55 | 70.53 | 56.51 | 74.97 | 80.56 | 56.51 | 74.97 | 80.56 | 56.51 | 74.97 | 80.56 | 56.51 | 74.97 | 80.56 | 56.51 | 54.8 | 79.76 | 56.51 | 54.8 | 79.76 | 50.93 | 54.8 | 79.76 | 50.93 | 53.52 | 51.61 | 56.51 | 54.8 | 79.76 | 59.55 | 76.52 | 83.89 | 59.55 | 75.73 | 81.37 | 56.51 | 74.97 | 80.56
6255 | 40.9 | 49.4 | 80.3 | 40.9 | 49.4 | 80.3 | 40.9 | 49.4 | 80.3 | 40.9 | 49.4 | 80.3 | 40.9 | 47.71 | 39.85 | 40.9 | 47.71 | 39.85 | 40.19 | 47.71 | 39.85 | 40.19 | 45.18 | 39.85 | 40.9 | 47.71 | 39.85 | 53.23 | 63.75 | 82.46 | 53.23 | 62.48 | 80.81 | 40.9 | 49.4 | 80.3 | 56.36 | 78.73 | 101.85 | 56.36 | 78.73 | 101.85 | 56.36 | 78.73 | 101.85 | 56.36 | 78.73 | 101.85 | 56.36 | 54.64 | 100.83 | 56.36 | 54.64 | 100.83 | 50.78 | 54.64 | 100.83 | 50.78 | 53.37 | 51.61 | 56.36 | 54.64 | 100.83 | 73.07 | 80.35 | 104.49 | 73.07 | 80.01 | 102.88 | 56.36 | 78.73 | 101.85
6256 | 40.85 | 49.35 | 85.51 | 40.85 | 49.35 | 85.51 | 40.85 | 49.35 | 85.51 | 40.85 | 49.35 | 85.51 | 40.85 | 47.66 | 81.64 | 40.85 | 47.66 | 81.64 | 40.14 | 47.66 | 81.64 | 40.14 | 45.11 | 39.85 | 40.85 | 47.66 | 81.64 | 56.21 | 85.48 | 86.76 | 56.21 | 83.77 | 86.37 | 45.72 | 49.35 | 85.51 | 56.31 | 90.19 | 107.27 | 56.31 | 90.19 | 107.27 | 56.31 | 90.19 | 107.27 | 56.31 | 90.19 | 107.27 | 56.31 | 54.59 | 103.5 | 56.31 | 54.59 | 103.5 | 50.73 | 54.59 | 103.5 | 50.73 | 53.32 | 51.61 | 56.31 | 54.59 | 103.5 | 80.47 | 105 | 111.11 | 80.47 | 103.92 | 108.35 | 56.31 | 90.19 | 107.27
6257 | 40.91 | 49.41 | 86.75 | 40.91 | 49.41 | 86.75 | 40.91 | 49.41 | 86.75 | 40.91 | 49.41 | 86.75 | 40.91 | 47.72 | 84.14 | 40.91 | 47.72 | 84.14 | 40.2 | 47.72 | 84.14 | 40.2 | 45.24 | 39.85 | 40.91 | 47.72 | 84.14 | 56.77 | 98.47 | 89.43 | 56.77 | 96.51 | 87.62 | 45.72 | 49.41 | 86.75 | 56.37 | 91.18 | 107.67 | 56.37 | 91.18 | 107.67 | 56.37 | 91.18 | 107.67 | 56.37 | 91.18 | 107.67 | 56.37 | 91.18 | 106.06 | 56.37 | 91.18 | 106.06 | 50.79 | 91.18 | 106.06 | 50.79 | 53.38 | 51.61 | 56.37 | 91.18 | 106.06 | 80.47 | 107.13 | 111.11 | 81.28 | 104.99 | 108.76 | 68.14 | 91.18 | 107.67
6258 | 41 | 49.5 | 100 | 41 | 49.5 | 100 | 41 | 49.5 | 100.83 | 41 | 49.5 | 100.83 | 41 | 47.84 | 100.83 | 41 | 47.84 | 100.83 | 40.29 | 47.84 | 100 | 40.29 | 47.83 | 43.81 | 41 | 47.84 | 100.83 | 64.12 | 106.52 | 105 | 62.84 | 104.4 | 102.9 | 41 | 49.5 | 100 | 56.46 | 90.34 | 107.78 | 56.46 | 90.34 | 107.78 | 56.46 | 90.34 | 107.78 | 56.46 | 90.34 | 107.78 | 56.46 | 90.34 | 107.78 | 56.46 | 90.34 | 107.78 | 50.88 | 90.34 | 107.78 | 50.88 | 53.47 | 51.61 | 56.46 | 90.34 | 107.78 | 103.95 | 116.64 | 111.11 | 103.95 | 115.44 | 108.87 | 56.46 | 90.34 | 107.78
6259 | 41.23 | 49.73 | 90.62 | 41.23 | 49.73 | 100.83 | 41.23 | 49.73 | 100.83 | 41.23 | 49.73 | 100.83 | 41.23 | 49.73 | 100.83 | 41.23 | 49.73 | 100.83 | 40.52 | 49.73 | 100.83 | 40.52 | 49.72 | 43.81 | 41.23 | 49.73 | 100.83 | 65.18 | 106.52 | 105 | 63.88 | 104.4 | 102.9 | 41.23 | 49.73 | 90.62 | 56.69 | 90.57 | 107.78 | 56.69 | 90.57 | 107.78 | 56.69 | 90.57 | 107.78 | 56.69 | 90.57 | 107.78 | 56.69 | 90.57 | 107.78 | 56.69 | 90.57 | 107.78 | 51.11 | 90.57 | 107.78 | 51.11 | 53.7 | 51.61 | 56.69 | 90.57 | 107.78 | 103.95 | 116.64 | 111.11 | 103.95 | 115.44 | 108.87 | 56.69 | 90.57 | 107.78
6260 | 41.26 | 49.75 | 89.93 | 41.26 | 49.75 | 91.75 | 41.26 | 49.75 | 91.75 | 41.26 | 49.76 | 91.75 | 41.26 | 48.08 | 91.75 | 41.26 | 48.08 | 91.75 | 40.55 | 48.08 | 91.75 | 40.55 | 48.08 | 40.54 | 41.26 | 48.08 | 91.75 | 57.35 | 98.47 | 95.72 | 56.21 | 96.51 | 93.81 | 41.26 | 49.75 | 89.93 | 56.72 | 90.01 | 107.68 | 56.72 | 90.01 | 107.68 | 56.72 | 90.01 | 107.68 | 56.72 | 90.01 | 107.68 | 56.72 | 90.01 | 107.68 | 56.72 | 90.01 | 107.68 | 51.14 | 90.01 | 107.68 | 51.14 | 53.73 | 51.61 | 56.72 | 90.01 | 107.68 | 80.47 | 111.15 | 111.11 | 80.47 | 110.71 | 108.77 | 56.72 | 90.01 | 107.68
6261 | 40.11 | 47.47 | 84.73 | 40.11 | 47.47 | 84.73 | 40.11 | 47.47 | 85.02 | 40.11 | 47.47 | 85.02 | 40.11 | 47.47 | 85.02 | 40.82 | 47.62 | 85.02 | 40.11 | 47.47 | 84.73 | 40.11 | 45.08 | 39.85 | 40.11 | 47.47 | 85.02 | 56.21 | 86.73 | 89.43 | 56.21 | 85 | 87.64 | 40.11 | 47.47 | 84.73 | 50.7 | 54.11 | 106.79 | 50.7 | 54.11 | 106.79 | 50.7 | 54.11 | 106.79 | 50.7 | 54.11 | 106.79 | 53.32 | 54.11 | 106.79 | 56.28 | 54.11 | 106.79 | 50.7 | 54.11 | 106.79 | 50.7 | 53.29 | 51.61 | 53.32 | 54.11 | 106.79 | 78.58 | 107.13 | 111.11 | 78.58 | 107.13 | 108.89 | 50.7 | 54.11 | 106.79
6262 | 39.45 | 44.42 | 77.11 | 39.45 | 44.42 | 77.11 | 39.45 | 44.42 | 77.11 | 39.45 | 44.42 | 77.11 | 39.45 | 46.81 | 77.11 | 40.16 | 46.96 | 77.11 | 39.45 | 44.42 | 39.85 | 39.45 | 44.42 | 39.85 | 39.45 | 46.81 | 77.11 | 51.28 | 83.23 | 88.53 | 51.28 | 81.57 | 86.75 | 39.45 | 44.42 | 77.11 | 50.04 | 52.73 | 90 | 50.04 | 52.73 | 90 | 50.04 | 52.73 | 90 | 50.04 | 52.73 | 90 | 52.66 | 52.73 | 90 | 55.62 | 52.73 | 90 | 50.04 | 52.73 | 90 | 50.04 | 52.63 | 51.61 | 52.66 | 52.73 | 90 | 73.12 | 105 | 111.11 | 73.12 | 105 | 108.89 | 50.04 | 52.73 | 90
6263 | 38.44 | 43.41 | 77.11 | 38.44 | 43.41 | 77.11 | 38.44 | 43.41 | 77.11 | 38.44 | 43.41 | 77.11 | 38.44 | 45.8 | 37.95 | 39.15 | 45.96 | 37.95 | 38.44 | 43.41 | 35.88 | 38.44 | 43.41 | 35.88 | 38.44 | 45.8 | 37.95 | 43.93 | 76.97 | 86.76 | 43.05 | 76.21 | 85.03 | 38.44 | 43.41 | 77.11 | 49.03 | 51.73 | 77.99 | 49.03 | 51.73 | 77.99 | 49.03 | 51.73 | 77.99 | 49.03 | 51.73 | 77.99 | 51.66 | 51.73 | 57.55 | 54.61 | 51.73 | 57.55 | 49.03 | 51.62 | 51.61 | 49.03 | 51.62 | 51.61 | 51.66 | 51.73 | 57.55 | 64.85 | 103.95 | 111.11 | 64.85 | 103.95 | 108.89 | 49.03 | 51.73 | 77.99
6264 | 38.18 | 43.15 | 77.11 | 38.18 | 43.15 | 77.11 | 38.18 | 43.15 | 77.11 | 38.18 | 43.15 | 77.11 | 38.18 | 45.54 | 37.69 | 38.89 | 45.7 | 37.69 | 38.18 | 43.15 | 35.62 | 38.18 | 43.15 | 35.62 | 38.18 | 45.54 | 37.69 | 42.01 | 75.82 | 86.76 | 41.59 | 75.82 | 85.03 | 38.18 | 43.15 | 77.11 | 48.77 | 51.47 | 77.99 | 48.77 | 51.47 | 77.99 | 48.77 | 51.47 | 77.99 | 48.77 | 51.47 | 77.99 | 51.4 | 51.47 | 51.61 | 54.35 | 51.47 | 51.61 | 48.77 | 51.47 | 51.61 | 48.77 | 51.36 | 51.61 | 51.4 | 51.47 | 51.61 | 58.27 | 103.95 | 111.11 | 58.27 | 103.95 | 108.89 | 48.77 | 51.47 | 77.99
6265 | 37.9 | 42.87 | 77.11 | 37.9 | 42.87 | 77.11 | 37.9 | 42.87 | 77.11 | 37.9 | 42.87 | 77.11 | 37.9 | 45.26 | 37.4 | 38.61 | 45.41 | 37.4 | 37.9 | 42.87 | 35.33 | 37.9 | 42.87 | 35.33 | 37.9 | 45.26 | 37.4 | 41.86 | 73.62 | 82.78 | 41.59 | 73.62 | 81.13 | 37.9 | 42.87 | 77.11 | 48.49 | 51.19 | 84.85 | 48.49 | 51.19 | 84.85 | 48.49 | 51.19 | 84.85 | 48.49 | 51.19 | 84.85 | 51.11 | 51.18 | 51.61 | 54.07 | 51.18 | 51.61 | 48.49 | 51.18 | 51.61 | 48.49 | 51.08 | 47.46 | 51.11 | 51.18 | 51.61 | 58.27 | 103.95 | 111.11 | 58.27 | 103.95 | 108.89 | 48.49 | 51.19 | 84.85
6266 | 37.77 | 42.73 | 77.11 | 37.77 | 42.73 | 77.11 | 37.77 | 42.73 | 77.11 | 37.77 | 42.73 | 77.11 | 37.77 | 45.13 | 37.27 | 38.47 | 45.28 | 37.27 | 37.77 | 42.73 | 35.2 | 37.77 | 42.73 | 35.2 | 37.77 | 45.13 | 37.27 | 41.18 | 72.25 | 82.78 | 41.18 | 72.25 | 81.13 | 37.77 | 42.73 | 77.11 | 48.36 | 51.19 | 96.65 | 48.36 | 51.19 | 96.65 | 48.36 | 51.19 | 96.65 | 48.36 | 51.19 | 96.65 | 50.98 | 51.05 | 51.61 | 53.93 | 51.05 | 51.61 | 48.36 | 51.05 | 51.61 | 48.36 | 50.94 | 47.33 | 50.98 | 51.05 | 51.61 | 58.27 | 103.95 | 111.11 | 58.27 | 103.95 | 108.89 | 48.36 | 51.19 | 96.65
6267 | 37.56 | 44.91 | 81.11 | 37.56 | 44.92 | 81.11 | 37.56 | 44.92 | 81.11 | 37.56 | 44.92 | 81.11 | 37.56 | 44.92 | 36.41 | 38.26 | 45.07 | 36.41 | 37.56 | 42.52 | 34.99 | 37.56 | 42.52 | 34.99 | 37.56 | 44.92 | 36.41 | 41.18 | 72.25 | 82.78 | 41.18 | 72.25 | 81.93 | 37.56 | 44.92 | 81.11 | 48.14 | 53.82 | 103.53 | 48.14 | 53.82 | 103.53 | 48.14 | 53.82 | 103.53 | 48.14 | 53.82 | 103.53 | 50.77 | 50.84 | 51.61 | 53.72 | 50.84 | 51.61 | 48.14 | 50.84 | 51.61 | 48.14 | 50.73 | 47.12 | 50.77 | 50.84 | 51.61 | 58.27 | 103.95 | 111.11 | 58.27 | 103.95 | 108.89 | 48.14 | 53.82 | 103.53
6268 | 37.77 | 45.13 | 82.39 | 37.77 | 45.13 | 82.39 | 37.77 | 45.13 | 82.39 | 37.77 | 45.13 | 82.39 | 37.77 | 45.13 | 36.62 | 38.47 | 45.28 | 36.62 | 37.77 | 42.74 | 35.2 | 37.77 | 42.73 | 35.2 | 37.77 | 45.13 | 36.62 | 41.59 | 76.69 | 84.09 | 41.59 | 76.69 | 83.22 | 37.77 | 45.13 | 82.39 | 48.36 | 53.82 | 103.53 | 48.36 | 53.82 | 103.53 | 48.36 | 53.82 | 103.53 | 48.36 | 53.82 | 103.53 | 50.98 | 51.05 | 51.61 | 53.94 | 51.05 | 51.61 | 48.36 | 51.05 | 51.61 | 48.36 | 50.94 | 47.33 | 50.98 | 51.05 | 51.61 | 58.27 | 103.95 | 111.11 | 58.27 | 103.95 | 108.89 | 48.36 | 53.82 | 103.53
6269 | 39.31 | 46.12 | 85.88 | 39.31 | 46.12 | 85.88 | 39.31 | 46.12 | 85.88 | 39.31 | 46.12 | 85.88 | 39.31 | 46.12 | 39.85 | 39.31 | 46.12 | 39.85 | 38.61 | 43.59 | 36.04 | 38.61 | 43.57 | 36.04 | 39.31 | 46.12 | 39.85 | 56.11 | 85 | 87.65 | 56.11 | 85 | 86.75 | 39.31 | 46.12 | 85.88 | 54.78 | 88.07 | 105.74 | 54.78 | 88.07 | 105.74 | 54.78 | 88.07 | 105.74 | 54.78 | 88.07 | 105.74 | 54.78 | 51.89 | 57.71 | 54.78 | 51.89 | 57.71 | 49.2 | 51.89 | 57.71 | 49.2 | 51.78 | 48.17 | 54.78 | 51.89 | 57.71 | 78.74 | 107.13 | 111.11 | 79.54 | 107.13 | 108.89 | 54.78 | 88.07 | 105.74
6270 | 40.28 | 48.78 | 85.88 | 40.28 | 48.78 | 85.88 | 40.28 | 48.78 | 85.88 | 40.28 | 48.78 | 85.88 | 40.28 | 47.1 | 77.89 | 40.28 | 47.1 | 77.89 | 39.57 | 47.1 | 77.89 | 39.57 | 44.54 | 37 | 40.28 | 47.1 | 77.89 | 56.21 | 85 | 88.52 | 56.21 | 85.01 | 86.75 | 40.28 | 48.78 | 85.88 | 55.74 | 89.62 | 106.7 | 55.74 | 89.62 | 106.7 | 55.74 | 89.62 | 106.7 | 55.74 | 89.62 | 106.7 | 55.74 | 82.56 | 83.95 | 55.74 | 82.56 | 83.95 | 50.16 | 82.56 | 83.95 | 50.16 | 52.75 | 49.14 | 55.74 | 82.56 | 83.95 | 79.38 | 107.13 | 111.11 | 80.99 | 107.13 | 108.89 | 55.74 | 89.62 | 106.7
6271 | 41.07 | 49.56 | 85.73 | 41.07 | 49.56 | 85.73 | 41.07 | 49.56 | 85.73 | 41.07 | 49.56 | 85.73 | 41.07 | 47.89 | 77.89 | 41.07 | 47.89 | 77.89 | 40.36 | 47.89 | 77.89 | 40.36 | 45.33 | 37.79 | 41.07 | 47.89 | 77.89 | 56.21 | 85 | 88.36 | 56.21 | 85 | 86.59 | 45.72 | 49.56 | 85.73 | 56.53 | 91.41 | 107.67 | 56.53 | 91.41 | 107.67 | 56.53 | 91.41 | 107.67 | 56.53 | 91.41 | 107.67 | 56.53 | 88.52 | 93.89 | 56.53 | 88.52 | 93.89 | 50.95 | 88.52 | 93.89 | 50.95 | 53.54 | 49.92 | 56.53 | 88.52 | 93.89 | 81.85 | 107.13 | 111.11 | 80.44 | 107.13 | 108.89 | 56.53 | 91.41 | 107.67
6272 | 41.37 | 49.87 | 81.11 | 41.37 | 49.87 | 81.11 | 41.37 | 49.87 | 81.11 | 41.37 | 49.87 | 81.11 | 41.37 | 48.18 | 72.17 | 41.37 | 48.18 | 72.17 | 40.66 | 48.18 | 72.17 | 40.66 | 45.63 | 38.1 | 41.37 | 48.18 | 72.17 | 56.21 | 75.82 | 81.93 | 56.21 | 74.31 | 80.3 | 41.37 | 49.87 | 81.11 | 56.83 | 87.24 | 97 | 56.83 | 87.24 | 97 | 56.83 | 87.24 | 97 | 56.83 | 87.24 | 97 | 56.83 | 81.27 | 50.33 | 56.83 | 81.27 | 50.33 | 51.25 | 81.27 | 50.33 | 51.25 | 53.84 | 50.23 | 56.83 | 81.27 | 50.33 | 80.18 | 89.92 | 99 | 78.58 | 88.12 | 97.98 | 56.83 | 87.24 | 97
6273 | 41.28 | 49.78 | 65.29 | 41.28 | 49.78 | 65.29 | 41.28 | 49.78 | 65.29 | 41.28 | 49.78 | 65.29 | 41.28 | 48.09 | 38.01 | 41.28 | 48.09 | 38.01 | 40.58 | 48.09 | 38.01 | 40.58 | 45.54 | 38.01 | 41.28 | 48.09 | 38.01 | 55.81 | 66.4 | 64.63 | 54.7 | 63.13 | 64.63 | 41.28 | 49.78 | 65.29 | 56.75 | 75.37 | 54.55 | 56.75 | 75.37 | 54.55 | 56.75 | 75.37 | 54.55 | 56.75 | 75.37 | 54.55 | 56.75 | 55.03 | 50.14 | 56.75 | 55.03 | 50.14 | 51.17 | 55.03 | 50.14 | 51.17 | 53.75 | 50.14 | 56.75 | 55.03 | 50.14 | 76.89 | 76.92 | 54.01 | 75.36 | 76.13 | 54.01 | 56.75 | 75.37 | 54.55
6274 | 41.24 | 49.74 | 50 | 41.24 | 49.74 | 50 | 41.24 | 49.74 | 50 | 41.24 | 49.74 | 50 | 41.24 | 48.05 | 37.97 | 41.24 | 48.05 | 37.97 | 40.54 | 48.05 | 37.97 | 40.54 | 45.5 | 37.97 | 41.24 | 48.05 | 37.97 | 42.29 | 55.83 | 38.35 | 41.66 | 50.24 | 38.35 | 41.24 | 49.74 | 50 | 56.7 | 55.01 | 50.1 | 56.7 | 55.01 | 50.1 | 56.7 | 55.01 | 50.1 | 56.7 | 55.01 | 50.1 | 56.7 | 53.82 | 49.9 | 56.7 | 53.82 | 49.9 | 51.12 | 53.82 | 50.1 | 51.12 | 53.71 | 50.1 | 56.7 | 53.82 | 49.9 | 58.45 | 55.57 | 49.4 | 57.28 | 55.57 | 49.4 | 56.7 | 55.01 | 51.3
6275 | 41.18 | 48 | 39.02 | 41.18 | 48 | 39.02 | 41.18 | 48 | 39.02 | 41.18 | 48 | 39.02 | 41.18 | 48 | 37.33 | 41.19 | 48 | 37.33 | 40.49 | 47.99 | 37.92 | 40.49 | 45.45 | 37.92 | 41.18 | 47.99 | 37.33 | 41.61 | 50.26 | 36.96 | 41.59 | 48.48 | 36.96 | 41.18 | 48 | 39.02 | 56.42 | 53.66 | 50.05 | 56.42 | 53.66 | 50.05 | 56.42 | 53.66 | 50.05 | 56.42 | 53.66 | 50.05 | 56.42 | 53.66 | 49.61 | 56.66 | 53.66 | 49.61 | 51.08 | 53.66 | 50.05 | 51.08 | 53.66 | 50.05 | 56.42 | 53.66 | 49.61 | 58.15 | 52.35 | 49.11 | 56.99 | 53.13 | 49.11 | 56.42 | 53.66 | 51.3
6276 | 40.77 | 47.83 | 39.02 | 40.77 | 47.83 | 39.02 | 40.77 | 47.83 | 39.02 | 40.77 | 47.83 | 39.02 | 40.77 | 47.83 | 37.33 | 41.02 | 47.83 | 37.33 | 40.32 | 47.83 | 37.75 | 40.32 | 45.28 | 37.75 | 40.77 | 47.83 | 37.33 | 41.44 | 50.26 | 36.96 | 41.18 | 48.31 | 36.96 | 40.77 | 47.83 | 39.02 | 55.86 | 53.49 | 49.88 | 55.86 | 53.49 | 49.88 | 55.86 | 53.49 | 49.88 | 55.86 | 53.49 | 49.88 | 55.86 | 53.49 | 49.61 | 56.49 | 53.49 | 49.61 | 50.91 | 53.49 | 49.88 | 50.91 | 53.49 | 49.88 | 55.86 | 53.49 | 49.61 | 56.99 | 52.35 | 49.11 | 56.42 | 52.96 | 49.11 | 55.86 | 53.49 | 51.3
6277 | 40.77 | 47.78 | 39.02 | 40.77 | 47.78 | 39.02 | 40.77 | 47.78 | 39.02 | 40.77 | 47.78 | 39.02 | 40.77 | 47.78 | 37.34 | 40.97 | 47.78 | 37.34 | 40.26 | 47.77 | 37.7 | 40.26 | 45.23 | 37.7 | 40.77 | 47.77 | 37.34 | 41.38 | 50.26 | 36.96 | 41.18 | 48.76 | 36.96 | 40.77 | 47.78 | 39.02 | 55.09 | 53.44 | 49.83 | 55.09 | 53.44 | 49.83 | 55.09 | 53.44 | 49.83 | 55.09 | 53.44 | 49.83 | 55.09 | 53.44 | 49.61 | 56.43 | 53.44 | 49.61 | 50.85 | 53.44 | 49.83 | 50.85 | 53.44 | 49.83 | 55.09 | 53.44 | 49.61 | 56.78 | 52.36 | 49.11 | 55.65 | 52.91 | 49.33 | 55.09 | 53.44 | 51.3
6278 | 40.84 | 47.64 | 40.66 | 40.84 | 47.64 | 40.66 | 40.84 | 47.64 | 40.66 | 40.84 | 47.64 | 40.66 | 40.84 | 47.64 | 37.56 | 40.84 | 47.64 | 37.56 | 40.13 | 47.64 | 37.56 | 40.13 | 45.1 | 37.56 | 40.84 | 47.64 | 37.56 | 41.59 | 51.29 | 39.45 | 41.25 | 49.79 | 40.25 | 40.84 | 47.64 | 40.66 | 55.84 | 62.09 | 49.69 | 55.84 | 62.09 | 49.69 | 55.84 | 62.09 | 49.69 | 55.84 | 62.09 | 49.69 | 55.84 | 53.41 | 49.61 | 56.3 | 53.41 | 49.61 | 50.72 | 53.41 | 49.69 | 50.72 | 53.31 | 49.69 | 55.84 | 53.41 | 49.61 | 56.99 | 63.37 | 49.11 | 56.41 | 63.37 | 50.11 | 55.84 | 62.09 | 53.17
6279 | 40.72 | 49.22 | 67.51 | 40.72 | 49.22 | 67.51 | 40.72 | 49.22 | 67.51 | 40.72 | 49.22 | 67.51 | 40.72 | 47.53 | 37.45 | 40.72 | 47.53 | 37.45 | 40.02 | 47.53 | 37.45 | 40.02 | 44.98 | 37.45 | 40.72 | 47.53 | 37.45 | 41.59 | 58.73 | 65.5 | 41.59 | 57.56 | 66.84 | 40.72 | 49.22 | 67.51 | 56.18 | 76.39 | 54.56 | 56.18 | 76.39 | 54.56 | 56.18 | 76.39 | 54.56 | 56.18 | 76.39 | 54.56 | 56.18 | 53.3 | 49.58 | 56.18 | 53.3 | 49.58 | 50.61 | 53.3 | 49.58 | 50.61 | 53.19 | 49.58 | 56.18 | 53.3 | 49.58 | 58.15 | 77.96 | 54.01 | 58.15 | 77.96 | 55.11 | 56.18 | 76.39 | 54.56
6280 | 40.66 | 49.16 | 82.32 | 40.66 | 49.16 | 82.32 | 40.66 | 49.16 | 82.32 | 40.66 | 49.16 | 82.32 | 40.66 | 47.48 | 37.38 | 40.66 | 47.48 | 37.38 | 39.95 | 47.48 | 37.38 | 39.95 | 44.92 | 37.38 | 40.66 | 47.48 | 37.38 | 55.09 | 75.44 | 83.16 | 55.09 | 75.44 | 83.16 | 40.66 | 49.16 | 82.32 | 56.12 | 90 | 103.92 | 56.12 | 90 | 103.92 | 56.12 | 90 | 103.92 | 56.12 | 91.41 | 103.92 | 56.12 | 53.24 | 49.52 | 56.12 | 53.24 | 49.52 | 50.54 | 53.24 | 49.52 | 50.54 | 53.13 | 49.52 | 56.12 | 53.24 | 49.52 | 77.02 | 94.09 | 105 | 77.02 | 96 | 105 | 56.12 | 90 | 103.92
6281 | 40.69 | 49.19 | 85.34 | 40.69 | 49.19 | 85.34 | 40.69 | 49.19 | 85.34 | 40.69 | 49.19 | 85.34 | 40.69 | 47.5 | 37.41 | 40.69 | 47.5 | 37.41 | 39.98 | 47.5 | 37.41 | 39.98 | 44.95 | 37.41 | 40.69 | 47.5 | 37.41 | 56.21 | 78.31 | 86.21 | 56.21 | 79.9 | 86.21 | 45.72 | 49.19 | 85.34 | 56.15 | 90.03 | 107.67 | 56.15 | 90.03 | 107.67 | 56.15 | 90.03 | 107.67 | 56.15 | 91.41 | 107.67 | 56.15 | 54.44 | 49.55 | 56.15 | 54.44 | 49.55 | 50.57 | 54.44 | 49.55 | 50.57 | 53.16 | 49.55 | 56.15 | 54.44 | 49.55 | 78.58 | 105 | 111.11 | 80.18 | 106.06 | 111.11 | 56.15 | 90.03 | 107.67
6282 | 40.8 | 49.3 | 85.46 | 40.8 | 49.3 | 85.46 | 40.8 | 49.3 | 85.47 | 40.8 | 49.3 | 85.47 | 40.8 | 47.65 | 37.52 | 40.8 | 47.65 | 37.52 | 40.09 | 47.65 | 37.52 | 40.09 | 45.06 | 37.52 | 40.8 | 47.65 | 37.52 | 57.35 | 80.08 | 86.64 | 57.35 | 81.71 | 86.64 | 40.8 | 49.3 | 85.46 | 56.26 | 90.14 | 107.67 | 56.26 | 90.14 | 107.67 | 56.26 | 90.14 | 107.67 | 56.26 | 91.41 | 107.67 | 56.26 | 78.34 | 49.66 | 56.26 | 78.34 | 49.66 | 50.68 | 78.34 | 49.66 | 50.68 | 53.27 | 49.66 | 56.26 | 78.34 | 49.66 | 103.95 | 105 | 111.11 | 106.06 | 107.13 | 111.11 | 56.26 | 90.14 | 107.67
6283 | 41.08 | 49.58 | 84.05 | 41.08 | 49.58 | 85 | 41.08 | 49.58 | 85.75 | 41.08 | 49.58 | 85.75 | 41.08 | 47.92 | 37.81 | 41.08 | 47.92 | 37.81 | 40.38 | 47.92 | 37.81 | 40.38 | 45.34 | 37.81 | 41.08 | 47.92 | 37.81 | 56.95 | 80.08 | 86.64 | 56.95 | 81.7 | 86.64 | 41.08 | 49.58 | 84.05 | 56.54 | 90 | 107.5 | 56.54 | 90 | 107.5 | 56.54 | 90 | 107.5 | 56.54 | 90 | 107.5 | 56.54 | 78.34 | 49.94 | 56.54 | 78.34 | 49.94 | 50.96 | 78.34 | 49.94 | 50.96 | 53.55 | 49.94 | 56.54 | 78.34 | 49.94 | 81.85 | 105 | 111.11 | 81.85 | 107.13 | 111.11 | 56.54 | 90 | 107.5
6284 | 41.13 | 49.63 | 77.11 | 41.13 | 49.63 | 83.88 | 41.13 | 49.63 | 83.88 | 41.13 | 49.63 | 83.88 | 41.13 | 47.94 | 39.29 | 41.13 | 47.94 | 39.29 | 40.43 | 47.94 | 39.29 | 40.43 | 45.39 | 37.86 | 41.13 | 47.94 | 39.29 | 57.35 | 78.31 | 85.61 | 56.21 | 78.31 | 84.72 | 41.13 | 49.63 | 77.11 | 56.59 | 88.86 | 107.11 | 56.59 | 88.86 | 107.11 | 56.59 | 88.86 | 107.11 | 56.59 | 88.86 | 107.11 | 56.59 | 54.88 | 49.99 | 56.59 | 54.88 | 49.99 | 51.01 | 54.88 | 49.99 | 51.01 | 53.6 | 49.99 | 56.59 | 54.88 | 49.99 | 78.58 | 103.95 | 111.11 | 78.58 | 103.95 | 111.11 | 56.59 | 88.86 | 107.11
6285 | 39.95 | 47.32 | 77.11 | 39.95 | 47.32 | 82.77 | 39.95 | 47.32 | 82.77 | 39.95 | 47.32 | 82.77 | 39.95 | 47.32 | 37.38 | 40.66 | 47.47 | 37.38 | 39.95 | 44.93 | 37.38 | 39.95 | 44.92 | 37.38 | 39.95 | 47.32 | 37.38 | 55.46 | 76.98 | 84.47 | 54.35 | 76.98 | 83.6 | 39.95 | 47.32 | 77.11 | 50.54 | 53.82 | 82.42 | 50.54 | 53.82 | 82.42 | 50.54 | 53.82 | 82.42 | 50.54 | 55.46 | 82.42 | 53.16 | 53.24 | 49.52 | 56.12 | 53.24 | 49.52 | 50.54 | 53.24 | 49.52 | 50.54 | 53.13 | 49.52 | 53.16 | 53.24 | 49.52 | 77.79 | 103.95 | 111.11 | 77.79 | 103.95 | 108.89 | 50.54 | 53.82 | 82.42
6286 | 39.39 | 44.36 | 74.07 | 39.39 | 44.36 | 80.32 | 39.39 | 44.36 | 80.32 | 39.39 | 44.36 | 80.32 | 39.39 | 46.75 | 36.82 | 40.1 | 46.91 | 36.82 | 39.39 | 44.36 | 36.82 | 39.39 | 44.36 | 36.82 | 39.39 | 46.75 | 36.82 | 50.76 | 75.95 | 82.78 | 49.75 | 75.93 | 81.13 | 39.39 | 44.36 | 74.07 | 49.98 | 52.68 | 77.01 | 49.98 | 52.68 | 77.01 | 49.98 | 52.68 | 77.01 | 49.98 | 52.68 | 77.01 | 52.6 | 52.68 | 48.96 | 55.56 | 52.68 | 48.96 | 49.98 | 52.57 | 48.96 | 49.98 | 52.57 | 48.96 | 52.6 | 52.68 | 48.96 | 70.49 | 103.95 | 111.11 | 69.08 | 102.88 | 107.79 | 49.98 | 52.68 | 77.01
6287 | 38.58 | 43.55 | 63.46 | 38.58 | 43.55 | 68.82 | 38.58 | 43.55 | 68.82 | 38.58 | 43.55 | 68.82 | 38.58 | 45.94 | 36.02 | 39.29 | 46.1 | 36.02 | 38.58 | 43.55 | 36.02 | 38.58 | 43.55 | 36.02 | 38.58 | 45.94 | 36.02 | 40.77 | 73.62 | 82.78 | 39.95 | 72.15 | 80.31 | 38.58 | 43.55 | 63.46 | 49.17 | 51.87 | 64.79 | 49.17 | 51.87 | 64.79 | 49.17 | 51.87 | 64.79 | 49.17 | 51.87 | 64.79 | 51.8 | 51.87 | 48.15 | 54.75 | 51.87 | 48.15 | 49.17 | 51.76 | 48.15 | 49.17 | 51.76 | 48.15 | 51.8 | 51.87 | 48.15 | 63.04 | 96 | 110 | 61.78 | 95.01 | 107.79 | 49.17 | 51.87 | 64.79
6288 | 38.23 | 43.19 | 73.32 | 38.23 | 43.19 | 79.51 | 38.23 | 43.19 | 79.51 | 38.23 | 43.19 | 79.51 | 38.23 | 45.59 | 35.66 | 38.93 | 45.74 | 35.66 | 38.23 | 43.19 | 35.66 | 38.23 | 43.19 | 35.66 | 38.23 | 45.59 | 35.66 | 40.77 | 61.8 | 82.78 | 39.95 | 60.56 | 80.31 | 38.23 | 43.19 | 73.32 | 48.81 | 51.51 | 75.48 | 48.81 | 51.51 | 75.48 | 48.81 | 51.51 | 75.48 | 48.81 | 51.51 | 75.48 | 51.44 | 51.51 | 47.79 | 54.39 | 51.51 | 47.79 | 48.81 | 51.51 | 47.79 | 48.81 | 51.4 | 47.79 | 51.44 | 51.51 | 47.79 | 57.57 | 96 | 108.88 | 56.42 | 95.01 | 106.7 | 48.81 | 51.51 | 75.48
6289 | 37.97 | 42.94 | 74.8 | 37.97 | 42.94 | 80.32 | 37.97 | 42.94 | 80.32 | 37.97 | 42.94 | 80.32 | 37.97 | 45.33 | 35.41 | 38.68 | 45.49 | 35.41 | 37.97 | 42.94 | 35.41 | 37.97 | 42.94 | 35.41 | 37.97 | 45.33 | 35.41 | 40.74 | 60.34 | 82.78 | 39.93 | 60.26 | 81.13 | 37.97 | 42.94 | 74.8 | 48.56 | 51.26 | 64.79 | 48.56 | 51.26 | 64.79 | 48.56 | 51.26 | 64.79 | 48.56 | 51.26 | 64.79 | 51.19 | 51.26 | 47.54 | 54.14 | 51.26 | 47.54 | 48.56 | 51.26 | 47.54 | 48.56 | 51.15 | 47.54 | 51.19 | 51.26 | 47.54 | 57.57 | 96 | 108.88 | 56.42 | 95.01 | 106.7 | 48.56 | 51.26 | 64.79
6290 | 37.85 | 42.82 | 77.11 | 37.85 | 42.82 | 78.68 | 37.85 | 42.82 | 78.68 | 37.85 | 42.82 | 78.68 | 37.85 | 45.21 | 35.28 | 38.56 | 45.36 | 35.28 | 37.85 | 42.82 | 35.28 | 37.85 | 42.82 | 35.28 | 37.85 | 45.21 | 35.28 | 39.66 | 60.34 | 82.78 | 38.86 | 60.34 | 81.13 | 37.85 | 42.82 | 77.11 | 48.44 | 51.19 | 77.55 | 48.44 | 51.19 | 77.55 | 48.44 | 51.19 | 77.55 | 48.44 | 51.19 | 77.55 | 51.06 | 51.14 | 47.42 | 54.02 | 51.14 | 47.42 | 48.44 | 51.03 | 47.42 | 48.44 | 51.03 | 47.42 | 51.06 | 51.14 | 47.42 | 57.57 | 96 | 108.88 | 56.42 | 96 | 106.7 | 48.44 | 51.19 | 77.55
6291 | 37.85 | 42.82 | 79.5 | 37.85 | 42.82 | 80.32 | 37.85 | 42.82 | 80.32 | 37.85 | 42.82 | 80.32 | 37.85 | 45.21 | 35.28 | 38.56 | 45.36 | 35.28 | 37.85 | 42.82 | 35.28 | 37.85 | 42.82 | 35.28 | 37.85 | 45.21 | 35.28 | 40.57 | 60.34 | 82.78 | 40.57 | 60.34 | 81.13 | 37.85 | 42.82 | 79.5 | 48.44 | 53.82 | 90 | 48.44 | 53.82 | 90 | 48.44 | 53.82 | 90 | 48.44 | 53.82 | 90 | 51.06 | 51.13 | 47.42 | 54.02 | 51.13 | 47.42 | 48.44 | 51.13 | 47.42 | 48.44 | 51.03 | 47.42 | 51.06 | 51.13 | 47.42 | 57.57 | 96 | 105.62 | 57.57 | 96 | 107.78 | 48.44 | 53.82 | 90
6292 | 38.02 | 45.38 | 81.63 | 38.02 | 45.38 | 81.63 | 38.02 | 45.38 | 81.63 | 38.02 | 45.38 | 81.63 | 38.02 | 45.38 | 35.45 | 38.72 | 45.53 | 35.45 | 38.02 | 42.98 | 35.45 | 38.02 | 42.98 | 35.45 | 38.02 | 45.38 | 35.45 | 40.77 | 73.62 | 83.31 | 40.77 | 73.62 | 82.45 | 38.02 | 45.38 | 81.63 | 48.61 | 53.82 | 103.4 | 48.61 | 53.82 | 103.4 | 48.61 | 53.82 | 103.4 | 48.61 | 53.82 | 103.4 | 51.23 | 51.3 | 47.58 | 54.19 | 51.3 | 47.58 | 48.61 | 51.3 | 47.58 | 48.61 | 51.19 | 47.58 | 51.23 | 51.3 | 47.58 | 57.59 | 96 | 105.63 | 57.59 | 96.97 | 107.79 | 48.61 | 53.82 | 103.4
6293 | 39.19 | 45.99 | 83.86 | 39.19 | 45.99 | 83.86 | 39.19 | 45.99 | 83.88 | 39.19 | 45.99 | 83.88 | 39.19 | 45.99 | 35.92 | 39.19 | 46 | 35.92 | 38.48 | 43.45 | 35.92 | 38.48 | 43.45 | 35.92 | 39.19 | 45.99 | 35.92 | 54.72 | 77.75 | 85.61 | 55.09 | 79.33 | 85.61 | 39.19 | 45.99 | 83.86 | 54.65 | 85 | 105.17 | 54.65 | 85 | 105.17 | 54.65 | 85 | 105.17 | 54.65 | 91.41 | 105.17 | 54.65 | 51.77 | 48.05 | 54.65 | 51.77 | 48.05 | 49.07 | 51.66 | 48.05 | 49.07 | 51.66 | 48.05 | 54.65 | 51.77 | 48.05 | 77.79 | 103.95 | 105.63 | 79.37 | 106.06 | 107.79 | 54.65 | 85 | 105.17
6294 | 40.08 | 48.58 | 84.74 | 40.08 | 48.58 | 84.74 | 40.08 | 48.58 | 84.75 | 40.08 | 48.58 | 84.75 | 40.08 | 46.89 | 36.8 | 40.08 | 46.89 | 36.8 | 39.37 | 46.89 | 36.8 | 39.37 | 44.34 | 36.8 | 40.08 | 46.89 | 36.8 | 55.64 | 78.31 | 85.61 | 55.64 | 79.9 | 85.61 | 40.08 | 48.58 | 84.74 | 55.54 | 89.42 | 106.5 | 55.54 | 89.42 | 106.5 | 55.54 | 89.42 | 106.5 | 55.54 | 101.85 | 106.5 | 55.54 | 52.66 | 48.94 | 55.54 | 52.66 | 48.94 | 49.96 | 52.66 | 48.94 | 49.96 | 52.55 | 48.94 | 55.54 | 52.66 | 48.94 | 78.58 | 103.95 | 108.89 | 80.18 | 106.06 | 111.11 | 55.54 | 89.42 | 106.5
6295 | 40.83 | 49.33 | 84.75 | 40.83 | 49.33 | 84.75 | 40.83 | 49.33 | 84.75 | 40.83 | 49.33 | 84.75 | 40.83 | 47.64 | 37.56 | 40.83 | 47.64 | 37.56 | 40.13 | 47.64 | 37.56 | 40.13 | 45.09 | 37.56 | 40.83 | 47.64 | 37.56 | 56.21 | 76.74 | 85.61 | 56.21 | 78.31 | 85.61 | 40.83 | 49.33 | 84.75 | 56.29 | 92.25 | 107.25 | 56.29 | 92.25 | 107.25 | 56.29 | 92.25 | 107.25 | 56.29 | 94.12 | 107.25 | 56.29 | 53.41 | 49.69 | 56.29 | 53.41 | 49.69 | 50.72 | 53.41 | 49.69 | 50.72 | 53.3 | 49.69 | 56.29 | 53.41 | 49.69 | 79.84 | 101.87 | 106.17 | 79.84 | 103.95 | 108.34 | 56.29 | 92.25 | 107.25
6296 | 41.05 | 49.55 | 72.84 | 41.05 | 49.55 | 72.84 | 41.05 | 49.55 | 72.84 | 41.05 | 49.55 | 72.84 | 41.05 | 47.86 | 37.78 | 41.05 | 47.86 | 37.78 | 40.35 | 47.86 | 37.78 | 40.35 | 45.32 | 37.78 | 41.05 | 47.86 | 37.78 | 55.09 | 65.08 | 69.95 | 55.09 | 65.08 | 72.11 | 41.05 | 49.55 | 72.84 | 56.52 | 81.41 | 79.22 | 56.52 | 81.41 | 79.22 | 56.52 | 81.41 | 79.22 | 56.52 | 81.41 | 79.22 | 56.52 | 53.63 | 49.91 | 56.52 | 53.63 | 49.91 | 50.94 | 53.63 | 49.91 | 50.94 | 53.53 | 49.91 | 56.52 | 53.63 | 49.91 | 77.02 | 82.23 | 76.09 | 77.02 | 82.23 | 80.02 | 56.52 | 81.41 | 79.22
6297 | 40.95 | 49.45 | 63.7 | 40.95 | 49.45 | 63.7 | 40.95 | 49.45 | 63.7 | 40.95 | 49.45 | 63.7 | 40.95 | 47.76 | 37.68 | 40.95 | 47.76 | 37.68 | 40.25 | 47.76 | 37.68 | 40.25 | 45.21 | 37.68 | 40.95 | 47.76 | 37.68 | 53.65 | 56.99 | 37.3 | 52.59 | 55.85 | 38.45 | 40.95 | 49.45 | 63.7 | 56.41 | 63.08 | 51.3 | 56.41 | 63.08 | 51.3 | 56.41 | 63.08 | 51.3 | 56.41 | 63.08 | 51.3 | 56.41 | 53.53 | 49.61 | 56.41 | 53.53 | 49.61 | 50.83 | 53.53 | 49.81 | 50.83 | 53.42 | 49.81 | 56.41 | 53.53 | 49.61 | 65.05 | 62.44 | 48.61 | 63.75 | 63.71 | 50.78 | 56.41 | 63.08 | 53.17
6298 | 40.93 | 47.58 | 63.46 | 40.93 | 47.58 | 63.46 | 40.93 | 47.58 | 63.46 | 40.93 | 47.58 | 63.46 | 40.93 | 47.58 | 37.65 | 40.93 | 47.58 | 36.59 | 40.22 | 47.58 | 37.65 | 40.22 | 45.19 | 37.65 | 40.93 | 47.58 | 37.65 | 41.59 | 48.06 | 35.85 | 41.34 | 48.06 | 36.58 | 40.93 | 47.58 | 63.46 | 56.39 | 53.4 | 49.78 | 56.39 | 53.4 | 49.78 | 56.39 | 53.4 | 49.78 | 56.39 | 53.4 | 49.78 | 56.39 | 53.4 | 49.61 | 56.39 | 52.62 | 49.61 | 50.81 | 53.4 | 49.78 | 50.81 | 53.4 | 49.78 | 56.39 | 53.4 | 49.61 | 56.96 | 51.56 | 48.61 | 56.96 | 52.86 | 49.29 | 56.39 | 53.4 | 51.3
6299 | 40.75 | 47.52 | 63.46 | 40.75 | 47.52 | 63.46 | 40.75 | 47.52 | 63.46 | 40.75 | 47.52 | 63.46 | 40.75 | 47.52 | 36.59 | 40.86 | 47.52 | 36.59 | 40.16 | 47.52 | 37.59 | 40.16 | 45.12 | 37.59 | 40.75 | 47.52 | 36.59 | 41.2 | 48 | 35.85 | 41.16 | 47.58 | 35.85 | 40.75 | 47.52 | 63.46 | 54.77 | 53.33 | 49.72 | 54.77 | 53.33 | 49.72 | 54.77 | 53.33 | 49.72 | 54.77 | 53.33 | 49.72 | 54.77 | 53.33 | 49.1 | 56.32 | 49.83 | 49.1 | 50.75 | 53.33 | 49.72 | 50.75 | 53.33 | 49.72 | 54.77 | 53.33 | 49.1 | 56.01 | 48.82 | 48.61 | 55.32 | 52.8 | 49.22 | 54.77 | 53.33 | 51.3
6300 | 40.36 | 47.46 | 52.44 | 40.36 | 47.46 | 52.44 | 40.36 | 47.46 | 52.44 | 40.36 | 47.46 | 52.44 | 40.36 | 47.46 | 36.59 | 40.79 | 47.46 | 36.59 | 40.08 | 47.46 | 37.51 | 40.08 | 45.05 | 37.51 | 40.36 | 47.46 | 36.59 | 41.2 | 47.94 | 35.85 | 40.77 | 47.58 | 35.85 | 40.36 | 47.46 | 52.44 | 54.9 | 53.26 | 49.64 | 54.9 | 53.26 | 49.64 | 54.9 | 53.26 | 49.64 | 54.9 | 53.26 | 49.64 | 54.9 | 53.26 | 49.1 | 56.25 | 49.83 | 49.1 | 50.67 | 53.26 | 49.64 | 50.67 | 53.26 | 49.64 | 54.9 | 53.26 | 49.1 | 56.58 | 48.82 | 48.61 | 55.45 | 52.6 | 49.15 | 54.9 | 53.26 | 51.3
6301 | 40.36 | 47.46 | 60.3 | 40.36 | 47.46 | 60.3 | 40.36 | 47.46 | 60.3 | 40.36 | 47.46 | 60.3 | 40.36 | 47.46 | 36.59 | 40.67 | 47.46 | 36.59 | 39.96 | 47.45 | 37.39 | 39.96 | 44.93 | 37.39 | 40.36 | 47.46 | 36.59 | 41.2 | 48.06 | 35.85 | 40.77 | 47.93 | 35.85 | 40.36 | 47.46 | 60.3 | 54.89 | 53.14 | 49.76 | 54.89 | 53.14 | 49.76 | 54.89 | 53.14 | 49.76 | 54.89 | 53.14 | 49.76 | 54.89 | 53.14 | 49.1 | 56.13 | 52.08 | 49.1 | 50.55 | 53.14 | 49.53 | 50.55 | 53.14 | 49.53 | 54.89 | 53.14 | 49.1 | 56.58 | 51.03 | 48.61 | 55.45 | 52.6 | 49.26 | 54.89 | 53.14 | 51.3
6302 | 40.52 | 49.02 | 63.67 | 40.52 | 49.02 | 63.67 | 40.52 | 49.02 | 63.67 | 40.52 | 49.02 | 63.67 | 40.52 | 47.33 | 36.96 | 40.52 | 47.33 | 36.96 | 39.81 | 47.32 | 37.24 | 39.81 | 44.78 | 37.24 | 40.52 | 47.33 | 36.96 | 41.2 | 55.82 | 36.21 | 40.93 | 54.15 | 36.95 | 40.52 | 49.02 | 63.67 | 55.98 | 53.82 | 51.3 | 55.98 | 53.82 | 51.3 | 55.98 | 53.82 | 51.3 | 55.98 | 53.82 | 51.3 | 55.98 | 53.1 | 49.1 | 55.98 | 53.1 | 49.1 | 50.4 | 53.1 | 49.38 | 50.4 | 52.99 | 49.38 | 55.98 | 53.1 | 49.1 | 57.14 | 53.49 | 48.61 | 56.55 | 54.03 | 50.11 | 55.98 | 53.82 | 53.17
6303 | 40.37 | 48.87 | 72.84 | 40.37 | 48.87 | 72.84 | 40.37 | 48.87 | 72.84 | 40.37 | 48.87 | 72.84 | 40.37 | 47.18 | 37.1 | 40.37 | 47.18 | 37.1 | 39.66 | 44.63 | 37.1 | 39.66 | 44.63 | 37.1 | 40.37 | 47.18 | 37.1 | 50.76 | 61.8 | 70.67 | 50.76 | 60.56 | 72.11 | 40.37 | 48.87 | 72.84 | 55.83 | 77.16 | 80.85 | 55.83 | 77.16 | 80.85 | 55.83 | 77.16 | 80.85 | 55.83 | 77.16 | 80.85 | 55.83 | 52.95 | 49.23 | 55.83 | 52.95 | 49.23 | 50.25 | 52.84 | 49.23 | 50.25 | 52.84 | 49.23 | 55.83 | 52.95 | 49.23 | 68.4 | 77.96 | 80.04 | 68.4 | 77.94 | 81.67 | 55.83 | 77.16 | 80.85
6304 | 40.34 | 48.84 | 84.26 | 40.34 | 48.84 | 84.26 | 40.34 | 48.84 | 84.26 | 40.34 | 48.84 | 84.26 | 40.34 | 47.14 | 37.06 | 40.34 | 47.14 | 37.06 | 39.63 | 47.14 | 37.06 | 39.63 | 44.6 | 37.06 | 40.34 | 47.14 | 37.06 | 55.09 | 72.89 | 81.96 | 55.09 | 72.89 | 83.62 | 45.72 | 48.84 | 84.26 | 55.8 | 90 | 106.72 | 55.8 | 90 | 106.72 | 55.8 | 90 | 106.72 | 55.8 | 91.83 | 106.72 | 55.8 | 52.91 | 49.2 | 55.8 | 52.91 | 49.2 | 50.22 | 52.91 | 49.2 | 50.22 | 52.81 | 49.2 | 55.8 | 52.91 | 49.2 | 77.79 | 95.03 | 105.65 | 77.79 | 96.97 | 107.81 | 55.8 | 90 | 106.72
6305 | 40.44 | 48.94 | 85.11 | 40.44 | 48.94 | 85.11 | 40.44 | 48.94 | 85.11 | 40.44 | 48.94 | 85.11 | 40.44 | 47.25 | 37.37 | 40.44 | 47.25 | 37.37 | 39.74 | 47.25 | 37.17 | 39.74 | 44.71 | 37.17 | 40.44 | 47.25 | 37.37 | 56.21 | 77.75 | 85.52 | 57.35 | 79.33 | 85.97 | 45.72 | 48.94 | 85.11 | 55.91 | 96.41 | 107.67 | 55.91 | 96.41 | 107.67 | 55.91 | 96.41 | 107.67 | 55.91 | 98.37 | 107.67 | 55.91 | 53.02 | 49.3 | 55.91 | 53.02 | 49.3 | 50.33 | 53.02 | 49.3 | 50.33 | 52.91 | 49.3 | 55.91 | 53.02 | 49.3 | 78.58 | 97.39 | 106.6 | 80.18 | 103.95 | 111.11 | 55.91 | 96.41 | 107.67
6306 | 40.51 | 49.01 | 85.17 | 40.51 | 49.01 | 85.17 | 40.51 | 49.01 | 87.81 | 40.51 | 49.01 | 87.81 | 40.51 | 47.31 | 38.66 | 40.51 | 47.31 | 38.66 | 39.8 | 47.31 | 37.23 | 39.8 | 44.77 | 37.23 | 40.51 | 47.31 | 38.66 | 63.27 | 83.87 | 87.08 | 63.27 | 85.58 | 88.73 | 40.51 | 49.01 | 85.17 | 55.97 | 90 | 108.68 | 55.97 | 90 | 108.68 | 55.97 | 90 | 108.68 | 55.97 | 91.83 | 108.68 | 55.97 | 53.08 | 49.37 | 55.97 | 53.08 | 49.37 | 50.39 | 53.08 | 49.37 | 50.39 | 52.98 | 49.37 | 55.97 | 53.08 | 49.37 | 103.95 | 107.13 | 108.83 | 106.06 | 109.32 | 111.11 | 55.97 | 90 | 108.68
6307 | 40.79 | 49.29 | 84.7 | 40.79 | 49.29 | 84.7 | 40.79 | 49.29 | 87.81 | 40.79 | 49.29 | 87.81 | 40.79 | 47.59 | 38.94 | 40.79 | 47.59 | 38.94 | 40.08 | 45.05 | 37.51 | 40.08 | 45.05 | 37.51 | 40.79 | 47.59 | 38.94 | 58.1 | 83.87 | 87.08 | 58.1 | 85.58 | 88.73 | 40.79 | 49.29 | 84.7 | 56.25 | 90.13 | 107.67 | 56.25 | 90.13 | 107.67 | 56.25 | 90.13 | 107.67 | 56.25 | 91.41 | 107.67 | 56.25 | 53.36 | 49.74 | 56.25 | 53.36 | 49.74 | 50.67 | 53.36 | 49.74 | 50.67 | 53.26 | 49.64 | 56.25 | 53.36 | 49.74 | 90.55 | 107.13 | 108.76 | 92.39 | 109.32 | 110.98 | 56.25 | 90.13 | 107.67
6308 | 40.84 | 49.34 | 84.67 | 40.84 | 49.34 | 84.67 | 40.84 | 49.34 | 84.67 | 40.84 | 49.34 | 84.67 | 40.84 | 47.64 | 38.99 | 40.84 | 47.64 | 38.99 | 40.13 | 45.1 | 37.56 | 40.13 | 45.1 | 37.56 | 40.84 | 47.64 | 38.99 | 56.21 | 77.36 | 85.34 | 56.21 | 78.93 | 85.52 | 40.84 | 49.34 | 84.67 | 56.3 | 89.6 | 107.26 | 56.3 | 89.6 | 107.26 | 56.3 | 89.6 | 107.26 | 56.3 | 91.41 | 107.26 | 56.3 | 53.41 | 49.7 | 56.3 | 53.41 | 49.7 | 50.72 | 53.31 | 49.7 | 50.72 | 53.31 | 49.7 | 56.3 | 53.41 | 49.7 | 78.58 | 101.87 | 106.17 | 78.58 | 103.95 | 108.34 | 56.3 | 89.6 | 107.26
6309 | 39.71 | 47.07 | 82.13 | 39.71 | 47.07 | 83.79 | 39.71 | 47.07 | 83.79 | 39.71 | 47.07 | 83.79 | 39.71 | 47.07 | 37.14 | 40.41 | 47.22 | 37.14 | 39.71 | 44.67 | 37.14 | 39.71 | 44.67 | 37.14 | 39.71 | 47.07 | 37.14 | 55.09 | 77.53 | 84.64 | 55.09 | 77.53 | 84.64 | 39.71 | 47.07 | 82.13 | 50.3 | 53.82 | 105.5 | 50.3 | 53.82 | 105.5 | 50.3 | 53.82 | 105.5 | 50.3 | 68.56 | 105.5 | 52.92 | 52.99 | 49.27 | 55.88 | 52.99 | 49.27 | 50.3 | 52.88 | 49.27 | 50.3 | 52.88 | 49.27 | 52.92 | 52.99 | 49.27 | 77.69 | 96.99 | 104.49 | 77.79 | 102.88 | 106.62 | 50.3 | 53.82 | 105.5
6310 | 39.08 | 44.05 | 77.11 | 39.08 | 44.05 | 77.11 | 39.08 | 44.05 | 80.32 | 39.08 | 44.05 | 80.32 | 39.08 | 46.44 | 36.52 | 39.79 | 46.6 | 36.52 | 39.08 | 44.05 | 36.52 | 39.08 | 44.05 | 36.52 | 39.08 | 46.44 | 36.52 | 50.28 | 75.95 | 82.78 | 49.28 | 75.95 | 81.13 | 39.08 | 44.05 | 77.11 | 49.67 | 52.37 | 103.4 | 49.67 | 52.37 | 103.4 | 49.67 | 52.37 | 103.4 | 49.67 | 52.37 | 103.4 | 52.29 | 52.37 | 48.65 | 55.25 | 52.37 | 48.65 | 49.67 | 52.26 | 48.65 | 49.67 | 52.26 | 48.65 | 52.29 | 52.37 | 48.65 | 68.99 | 98.96 | 104.49 | 68.99 | 100.98 | 106.62 | 49.67 | 52.37 | 103.4
6311 | 38.34 | 43.31 | 77.11 | 38.34 | 43.31 | 77.11 | 38.34 | 43.31 | 78.68 | 38.34 | 43.31 | 78.68 | 38.34 | 45.7 | 35.77 | 39.05 | 45.85 | 35.77 | 38.34 | 43.31 | 35.77 | 38.34 | 43.31 | 35.77 | 38.34 | 45.7 | 35.77 | 41.18 | 74.31 | 81.91 | 40.35 | 72.83 | 80.28 | 38.34 | 43.31 | 77.11 | 48.93 | 51.63 | 90 | 48.93 | 51.63 | 90 | 48.93 | 51.63 | 90 | 48.93 | 51.63 | 90 | 51.55 | 51.63 | 47.91 | 54.51 | 51.63 | 47.91 | 48.93 | 51.52 | 47.91 | 48.93 | 51.52 | 47.91 | 51.55 | 51.63 | 47.91 | 57.71 | 96 | 104.49 | 57.71 | 96 | 104.49 | 48.93 | 51.63 | 90
6312 | 38.22 | 43.19 | 77.11 | 38.22 | 43.19 | 77.11 | 38.22 | 43.19 | 78.68 | 38.22 | 43.19 | 78.68 | 38.22 | 45.58 | 35.65 | 38.93 | 45.73 | 35.65 | 38.22 | 43.19 | 35.65 | 38.22 | 43.19 | 35.65 | 38.22 | 45.58 | 35.65 | 40.21 | 71.43 | 81.91 | 39.55 | 70 | 80.28 | 38.22 | 43.19 | 77.11 | 48.81 | 51.5 | 85 | 48.81 | 51.5 | 85 | 48.81 | 51.5 | 85 | 48.81 | 51.5 | 85 | 51.43 | 51.5 | 47.78 | 54.39 | 51.5 | 47.78 | 48.81 | 51.4 | 47.78 | 48.81 | 51.4 | 47.78 | 51.43 | 51.5 | 47.78 | 57.34 | 94.08 | 104.49 | 56.19 | 96 | 106.62 | 48.81 | 51.5 | 85
6313 | 37.93 | 42.9 | 77.11 | 37.93 | 42.9 | 77.11 | 37.93 | 42.9 | 78.68 | 37.93 | 42.9 | 78.68 | 37.93 | 45.29 | 35.36 | 38.64 | 45.44 | 35.36 | 37.93 | 42.9 | 35.36 | 37.93 | 42.9 | 35.36 | 37.93 | 45.29 | 35.36 | 40.21 | 57.62 | 79.5 | 39.41 | 57.62 | 80.28 | 37.93 | 42.9 | 77.11 | 48.52 | 51.21 | 84.85 | 48.52 | 51.21 | 84.85 | 48.52 | 51.21 | 84.85 | 48.52 | 51.21 | 84.85 | 51.14 | 51.21 | 47.5 | 54.1 | 51.21 | 47.5 | 48.52 | 51.11 | 47.5 | 48.52 | 51.11 | 47.5 | 51.14 | 51.21 | 47.5 | 57.34 | 93.11 | 102.4 | 57.34 | 95.01 | 104.49 | 48.52 | 51.21 | 84.85
6314 | 37.75 | 42.72 | 77.11 | 37.75 | 42.72 | 77.11 | 37.75 | 42.72 | 77.46 | 37.75 | 42.72 | 77.46 | 37.75 | 45.11 | 35.18 | 38.46 | 45.26 | 35.18 | 37.75 | 42.72 | 35.18 | 37.75 | 42.72 | 35.18 | 37.75 | 45.11 | 35.18 | 38.87 | 57.62 | 78.24 | 38.13 | 58.79 | 79.84 | 37.75 | 42.72 | 77.11 | 48.34 | 51.19 | 84.85 | 48.34 | 51.19 | 84.85 | 48.34 | 51.19 | 84.85 | 48.34 | 51.19 | 84.85 | 50.96 | 51.03 | 47.31 | 53.92 | 51.03 | 47.31 | 48.34 | 50.93 | 47.31 | 48.34 | 50.93 | 47.31 | 50.96 | 51.03 | 47.31 | 57.02 | 93.11 | 102.4 | 57.02 | 95.01 | 104.49 | 48.34 | 51.19 | 84.85
6315 | 37.71 | 42.67 | 78.7 | 37.71 | 42.67 | 78.7 | 37.71 | 42.67 | 78.7 | 37.71 | 42.67 | 78.7 | 37.71 | 45.07 | 35.14 | 38.41 | 45.22 | 35.14 | 37.71 | 42.67 | 35.14 | 37.71 | 42.67 | 35.14 | 37.71 | 45.07 | 35.14 | 38.87 | 57.62 | 78.67 | 39.26 | 58.79 | 80.28 | 37.71 | 42.67 | 78.7 | 48.29 | 51.19 | 87.93 | 48.29 | 51.19 | 87.93 | 48.29 | 51.19 | 87.93 | 48.29 | 51.19 | 87.93 | 50.92 | 50.99 | 47.27 | 53.87 | 50.99 | 47.27 | 48.29 | 50.88 | 47.27 | 48.29 | 50.88 | 47.27 | 50.92 | 50.99 | 47.27 | 57.02 | 86.59 | 88.82 | 57.02 | 95 | 104.49 | 48.29 | 51.19 | 87.93
6316 | 37.83 | 45.19 | 79.51 | 37.83 | 45.19 | 79.51 | 37.83 | 45.19 | 79.51 | 37.83 | 45.19 | 79.51 | 37.83 | 45.19 | 35.26 | 38.53 | 45.34 | 35.26 | 37.83 | 42.79 | 35.26 | 37.83 | 42.79 | 35.26 | 37.83 | 45.19 | 35.26 | 40.77 | 69.99 | 80.28 | 40.77 | 71.42 | 80.31 | 37.83 | 45.19 | 79.51 | 48.42 | 53.82 | 101.38 | 48.42 | 53.82 | 101.38 | 48.42 | 53.82 | 101.38 | 48.42 | 53.82 | 101.38 | 51.04 | 51.11 | 47.39 | 53.99 | 51.11 | 47.39 | 48.42 | 51 | 47.39 | 48.42 | 51 | 47.39 | 51.04 | 51.11 | 47.39 | 57.34 | 93.11 | 102.4 | 57.34 | 95.01 | 104.49 | 48.42 | 53.82 | 101.38
6317 | 39.01 | 45.8 | 82.92 | 39.01 | 45.8 | 82.92 | 39.01 | 45.8 | 82.92 | 39.01 | 45.8 | 82.92 | 39.01 | 45.8 | 35.73 | 39.01 | 45.81 | 35.73 | 38.3 | 43.27 | 35.73 | 38.3 | 43.27 | 35.73 | 39.01 | 45.8 | 35.73 | 54.54 | 75.42 | 82.09 | 55.09 | 76.96 | 83.76 | 39.01 | 45.8 | 82.92 | 54.47 | 82.33 | 103.43 | 54.47 | 82.33 | 103.43 | 54.47 | 82.33 | 103.43 | 54.47 | 91.41 | 103.43 | 54.47 | 51.58 | 47.87 | 54.47 | 51.58 | 47.87 | 48.89 | 51.48 | 47.87 | 48.89 | 51.48 | 47.87 | 54.47 | 51.58 | 47.87 | 77.48 | 91.26 | 102.4 | 78.27 | 102.88 | 106.7 | 54.47 | 82.33 | 103.43
6318 | 39.95 | 46.76 | 84.61 | 39.95 | 46.76 | 84.61 | 39.95 | 46.76 | 84.62 | 39.95 | 46.76 | 84.62 | 39.95 | 46.76 | 37.11 | 39.95 | 46.76 | 37.11 | 39.24 | 44.21 | 36.67 | 39.24 | 44.21 | 36.67 | 39.95 | 46.76 | 37.11 | 56.21 | 77.36 | 85.47 | 56.21 | 78.54 | 85.47 | 39.95 | 46.76 | 84.61 | 55.41 | 88.71 | 105.92 | 55.41 | 88.71 | 105.92 | 55.41 | 88.71 | 105.92 | 55.41 | 96.96 | 105.92 | 55.41 | 52.53 | 48.81 | 55.41 | 52.53 | 48.81 | 49.83 | 52.42 | 48.81 | 49.83 | 52.42 | 48.81 | 55.41 | 52.53 | 48.81 | 78.58 | 101.87 | 104.49 | 80.18 | 103.95 | 106.99 | 55.41 | 88.71 | 105.92
6319 | 40.83 | 49.33 | 82.78 | 40.83 | 49.33 | 82.78 | 40.83 | 49.33 | 82.78 | 40.83 | 49.33 | 82.78 | 40.83 | 47.64 | 39.85 | 40.83 | 47.64 | 39.85 | 40.12 | 45.1 | 37.56 | 40.12 | 45.09 | 37.56 | 40.83 | 47.64 | 39.85 | 56.21 | 77.36 | 81.95 | 56.21 | 77.75 | 83.62 | 45.72 | 49.33 | 82.78 | 56.29 | 90.17 | 106.8 | 56.29 | 90.17 | 106.8 | 56.29 | 90.17 | 106.8 | 56.29 | 92 | 106.8 | 56.29 | 54.12 | 51.61 | 56.29 | 54.12 | 51.61 | 50.71 | 54.12 | 51.61 | 50.71 | 53.3 | 49.69 | 56.29 | 54.12 | 51.61 | 78.58 | 100.82 | 102.4 | 78.58 | 102.88 | 107.88 | 56.29 | 90.17 | 106.8
6320 | 41.18 | 49.68 | 77.11 | 41.18 | 49.68 | 77.11 | 41.18 | 49.68 | 77.11 | 41.18 | 49.68 | 77.11 | 41.18 | 47.99 | 39.98 | 41.18 | 47.99 | 39.98 | 40.48 | 45.45 | 37.91 | 40.48 | 45.44 | 37.91 | 41.18 | 47.99 | 39.98 | 55.09 | 72.77 | 48.79 | 55.09 | 71.31 | 76.34 | 45.72 | 49.68 | 77.11 | 56.65 | 81.38 | 80.83 | 56.65 | 81.38 | 80.83 | 56.65 | 81.38 | 80.83 | 56.65 | 81.38 | 80.83 | 56.65 | 54.93 | 50.04 | 56.65 | 54.93 | 50.04 | 51.07 | 53.66 | 50.04 | 51.07 | 53.66 | 50.04 | 56.65 | 54.93 | 50.04 | 77.48 | 80.57 | 51.85 | 77.48 | 82.21 | 81.1 | 56.65 | 81.38 | 80.83
6321 | 41.11 | 49.61 | 64.96 | 41.11 | 49.61 | 64.96 | 41.11 | 49.61 | 64.96 | 41.11 | 49.61 | 64.96 | 41.11 | 47.91 | 37.83 | 41.11 | 47.91 | 37.83 | 40.4 | 45.37 | 37.83 | 40.4 | 45.37 | 37.83 | 41.11 | 47.91 | 37.83 | 54.99 | 57.62 | 39.44 | 54.99 | 56.47 | 41.48 | 41.11 | 49.61 | 64.96 | 56.57 | 68.9 | 51.3 | 56.57 | 68.9 | 51.3 | 56.57 | 68.9 | 51.3 | 56.57 | 68.9 | 51.3 | 56.57 | 54.4 | 49.96 | 56.57 | 54.4 | 49.61 | 50.99 | 53.58 | 49.96 | 50.99 | 53.58 | 49.96 | 56.57 | 54.4 | 49.96 | 72.39 | 68.21 | 48.11 | 72.39 | 69.61 | 50.78 | 56.57 | 68.9 | 77.75
6322 | 41.02 | 47.82 | 41.96 | 41.02 | 47.82 | 41.96 | 41.02 | 47.82 | 41.96 | 41.02 | 47.82 | 41.96 | 41.02 | 47.82 | 37.74 | 41.02 | 47.82 | 36.59 | 40.31 | 45.28 | 37.74 | 40.31 | 45.28 | 37.74 | 41.02 | 47.82 | 37.74 | 41.43 | 48.31 | 35.65 | 41.43 | 48.31 | 36.38 | 41.02 | 47.82 | 63.67 | 55.92 | 53.49 | 49.88 | 55.92 | 53.49 | 49.88 | 55.92 | 53.49 | 49.88 | 55.92 | 53.49 | 49.88 | 55.92 | 53.49 | 49.61 | 56.48 | 53.49 | 49.61 | 50.9 | 53.49 | 49.88 | 50.9 | 53.49 | 49.88 | 55.92 | 53.49 | 49.61 | 56.48 | 50.01 | 47.16 | 56.48 | 52.96 | 49.38 | 55.92 | 56.61 | 63.5
6323 | 40.18 | 45.15 | 39.02 | 40.18 | 45.15 | 39.02 | 40.18 | 45.15 | 39.02 | 40.18 | 45.15 | 39.02 | 40.18 | 46.62 | 36.59 | 40.55 | 46.62 | 36.59 | 40.18 | 45.15 | 37.61 | 40.18 | 45.15 | 37.61 | 40.18 | 46.62 | 36.59 | 40.15 | 45.6 | 35.14 | 40.58 | 45.6 | 35.49 | 40.18 | 45.15 | 39.02 | 53.38 | 53.36 | 49.74 | 53.38 | 53.36 | 49.74 | 53.38 | 53.36 | 49.74 | 53.38 | 53.36 | 49.74 | 53.39 | 53.36 | 49.61 | 54.46 | 53.36 | 49.61 | 50.77 | 53.36 | 49.74 | 50.77 | 53.36 | 49.74 | 53.39 | 53.36 | 49.61 | 53.92 | 48.63 | 46.66 | 53.92 | 49.62 | 47.64 | 53.38 | 53.36 | 63.5
6324 | 39.84 | 44.81 | 37.28 | 39.84 | 44.81 | 37.28 | 39.84 | 44.81 | 37.28 | 39.84 | 44.81 | 37.28 | 39.84 | 45.82 | 36.59 | 39.84 | 45.82 | 36.59 | 39.84 | 44.81 | 37.28 | 39.84 | 44.81 | 37.28 | 39.84 | 45.82 | 36.59 | 39.45 | 45.36 | 35.14 | 39.84 | 44.45 | 35.14 | 39.84 | 44.81 | 37.28 | 50.87 | 53.02 | 49.41 | 50.87 | 53.02 | 49.41 | 50.87 | 53.02 | 49.41 | 50.87 | 53.02 | 49.41 | 53.06 | 53.02 | 49.41 | 53.06 | 53.02 | 49.41 | 50.43 | 53.02 | 49.41 | 50.43 | 53.02 | 49.41 | 53.06 | 53.02 | 49.41 | 52.52 | 48.63 | 45.29 | 51.47 | 49.62 | 46.22 | 50.87 | 53.02 | 63.5
6325 | 39.55 | 44.68 | 36.98 | 39.55 | 44.68 | 36.98 | 39.55 | 44.68 | 36.98 | 39.55 | 44.68 | 36.98 | 39.55 | 45.59 | 36.59 | 39.55 | 45.59 | 36.59 | 39.55 | 44.52 | 36.98 | 39.55 | 44.52 | 36.98 | 39.55 | 45.59 | 36.59 | 39.45 | 45.13 | 35.14 | 39.84 | 44.23 | 35.14 | 39.55 | 44.68 | 36.98 | 50.36 | 52.73 | 49.12 | 50.36 | 52.73 | 49.12 | 50.36 | 52.73 | 49.12 | 50.36 | 52.73 | 49.12 | 52.76 | 52.73 | 49.12 | 52.76 | 52.73 | 49.12 | 50.14 | 52.73 | 49.12 | 50.14 | 52.73 | 49.12 | 52.76 | 52.73 | 49.12 | 51.9 | 49.01 | 44.8 | 50.87 | 50.01 | 44.8 | 50.36 | 52.73 | 63.5
6326 | 39.33 | 44.31 | 36.77 | 39.33 | 44.31 | 36.77 | 39.33 | 44.31 | 36.77 | 39.33 | 44.31 | 36.77 | 39.33 | 45.71 | 36.59 | 40 | 45.71 | 36.59 | 39.33 | 44.3 | 36.77 | 39.33 | 44.3 | 36.77 | 39.33 | 45.71 | 36.59 | 39.6 | 45.25 | 35.14 | 39.73 | 44.35 | 35.14 | 39.33 | 44.31 | 36.77 | 49.92 | 52.51 | 48.9 | 49.92 | 52.51 | 48.9 | 49.92 | 52.51 | 48.9 | 49.92 | 52.51 | 48.9 | 52.55 | 52.51 | 48.9 | 52.55 | 52.51 | 48.9 | 49.92 | 52.51 | 48.9 | 49.92 | 52.51 | 48.9 | 52.55 | 52.51 | 48.9 | 52.02 | 49.13 | 44.8 | 50.98 | 50.13 | 44.8 | 49.92 | 52.51 | 63.5
6327 | 39.19 | 45.77 | 38.25 | 39.19 | 45.77 | 38.25 | 39.19 | 45.77 | 38.25 | 39.19 | 45.77 | 38.25 | 39.19 | 46.55 | 36.63 | 39.9 | 46.71 | 36.63 | 39.19 | 44.16 | 36.63 | 39.19 | 44.16 | 36.63 | 39.19 | 46.55 | 36.63 | 39.59 | 47.18 | 36.26 | 39.59 | 46.23 | 37 | 39.19 | 45.77 | 57.83 | 49.78 | 52.48 | 48.76 | 49.78 | 52.48 | 48.76 | 49.78 | 52.48 | 48.76 | 49.78 | 52.48 | 48.76 | 52.41 | 52.48 | 48.76 | 55.28 | 52.48 | 48.76 | 49.78 | 52.37 | 48.76 | 49.78 | 52.37 | 48.76 | 52.41 | 52.48 | 48.76 | 55.28 | 51.95 | 47.16 | 54.18 | 51.95 | 47.16 | 49.78 | 52.48 | 63.5
6328 | 39.87 | 46.66 | 69.56 | 39.87 | 46.66 | 69.56 | 39.87 | 46.66 | 69.56 | 39.87 | 46.66 | 69.56 | 39.87 | 46.66 | 36.59 | 39.87 | 46.67 | 36.59 | 39.16 | 44.13 | 36.59 | 39.16 | 44.13 | 36.59 | 39.87 | 46.66 | 36.59 | 40.27 | 48.09 | 62.18 | 40.27 | 47.13 | 68.86 | 45.72 | 46.66 | 70.53 | 52.37 | 52.44 | 51.3 | 52.37 | 52.44 | 51.3 | 52.37 | 52.44 | 51.3 | 52.37 | 52.44 | 51.3 | 52.37 | 52.44 | 48.72 | 55.33 | 52.44 | 48.72 | 49.75 | 52.34 | 48.72 | 49.75 | 52.34 | 48.72 | 52.37 | 52.44 | 48.72 | 61.7 | 52.97 | 49.22 | 62.96 | 52.97 | 50.22 | 52.37 | 56.61 | 90
6329 | 40.11 | 46.91 | 77.11 | 40.11 | 46.91 | 77.11 | 40.11 | 46.91 | 77.11 | 40.11 | 46.91 | 77.11 | 40.11 | 46.91 | 36.83 | 40.11 | 46.91 | 36.83 | 39.4 | 44.37 | 36.83 | 39.4 | 44.37 | 36.83 | 40.11 | 46.91 | 36.83 | 53.44 | 62.21 | 76.34 | 54.53 | 60.96 | 77.89 | 40.11 | 46.91 | 77.11 | 52.61 | 53.82 | 83.28 | 52.61 | 53.82 | 83.28 | 52.61 | 53.82 | 83.28 | 52.61 | 53.82 | 83.28 | 52.61 | 52.68 | 48.96 | 55.57 | 52.68 | 48.96 | 49.99 | 52.58 | 48.96 | 49.99 | 52.58 | 48.96 | 52.61 | 52.68 | 48.96 | 73.96 | 55.47 | 82.45 | 75.47 | 54.36 | 82.45 | 52.61 | 53.82 | 83.28
6330 | 40.26 | 47.06 | 77.11 | 40.26 | 47.06 | 77.11 | 40.26 | 47.06 | 77.11 | 40.26 | 47.06 | 77.11 | 40.26 | 47.06 | 36.99 | 40.26 | 47.07 | 36.99 | 39.56 | 44.52 | 36.99 | 39.56 | 44.52 | 36.99 | 40.26 | 47.06 | 36.99 | 54.52 | 62.21 | 76.34 | 55.63 | 60.96 | 77.89 | 40.26 | 47.06 | 77.11 | 50.14 | 53.82 | 83.28 | 50.14 | 53.82 | 83.28 | 50.14 | 53.82 | 83.28 | 50.14 | 53.82 | 83.28 | 52.77 | 52.84 | 49.12 | 55.72 | 52.84 | 49.12 | 50.14 | 52.73 | 49.12 | 50.14 | 52.73 | 49.12 | 52.77 | 52.84 | 49.12 | 73.86 | 56.16 | 82.45 | 75.37 | 55.04 | 84.12 | 50.14 | 53.82 | 83.28
6331 | 39.81 | 47.17 | 70.21 | 39.81 | 47.17 | 70.21 | 39.81 | 47.17 | 70.21 | 39.81 | 47.17 | 70.21 | 39.81 | 47.17 | 37.24 | 40.51 | 47.32 | 37.24 | 39.81 | 44.77 | 37.24 | 39.81 | 44.77 | 37.24 | 39.81 | 47.17 | 37.24 | 52.88 | 62.21 | 69.51 | 51.83 | 60.96 | 70.92 | 39.81 | 47.17 | 70.21 | 50.4 | 53.09 | 51.3 | 50.4 | 53.09 | 51.3 | 50.4 | 53.09 | 51.3 | 50.4 | 53.09 | 51.3 | 53.02 | 53.09 | 49.37 | 55.98 | 53.09 | 49.37 | 50.4 | 52.98 | 49.37 | 50.4 | 52.98 | 49.37 | 53.02 | 53.09 | 49.37 | 75.69 | 56.34 | 51.82 | 77.24 | 55.21 | 50.78 | 50.4 | 53.09 | 51.3
6332 | 39.76 | 44.73 | 41.5 | 39.76 | 44.73 | 41.5 | 39.76 | 44.73 | 41.5 | 39.76 | 44.73 | 41.5 | 39.76 | 47.12 | 37.19 | 40.47 | 47.27 | 37.19 | 39.76 | 44.73 | 37.19 | 39.76 | 44.73 | 37.19 | 39.76 | 47.12 | 37.19 | 54.42 | 62.21 | 64.89 | 53.33 | 45.18 | 41.92 | 39.76 | 44.73 | 41.5 | 50.35 | 53.04 | 51.3 | 50.35 | 53.04 | 51.3 | 50.35 | 53.04 | 51.3 | 50.35 | 53.04 | 51.3 | 52.97 | 53.04 | 49.32 | 55.93 | 53.04 | 49.32 | 50.35 | 52.94 | 49.32 | 50.35 | 52.94 | 49.32 | 52.97 | 53.04 | 49.32 | 73.97 | 93.11 | 104.49 | 72.49 | 53.58 | 50.78 | 50.35 | 53.04 | 51.3
6333 | 39.31 | 44.27 | 36.74 | 39.31 | 44.27 | 36.74 | 39.31 | 44.27 | 36.74 | 39.31 | 44.27 | 36.74 | 39.31 | 46.67 | 36.74 | 40.01 | 46.82 | 36.74 | 39.31 | 44.27 | 36.74 | 39.31 | 44.27 | 36.74 | 39.31 | 46.67 | 36.74 | 52.9 | 62.21 | 76.34 | 51.84 | 44.72 | 37.11 | 39.31 | 44.27 | 36.74 | 49.9 | 52.49 | 50.28 | 49.9 | 52.49 | 50.28 | 49.9 | 52.49 | 50.28 | 49.9 | 52.49 | 50.28 | 52.52 | 52.59 | 48.87 | 55.48 | 52.59 | 48.87 | 49.9 | 52.49 | 48.87 | 49.9 | 52.49 | 48.87 | 52.52 | 52.59 | 48.87 | 65.27 | 93.11 | 104.49 | 63.96 | 53.02 | 49.78 | 49.9 | 52.49 | 50.28
6334 | 38.91 | 43.88 | 36.34 | 38.91 | 43.88 | 36.34 | 38.91 | 43.88 | 36.34 | 38.91 | 43.88 | 36.34 | 38.91 | 46.27 | 36.34 | 39.62 | 46.42 | 36.34 | 38.91 | 43.88 | 36.34 | 38.91 | 43.88 | 36.34 | 38.91 | 46.27 | 36.34 | 45.68 | 62.21 | 76.34 | 44.76 | 44.32 | 36.71 | 38.91 | 43.88 | 36.34 | 49.5 | 52.09 | 49.28 | 49.5 | 52.09 | 49.28 | 49.5 | 52.09 | 49.28 | 49.5 | 52.09 | 49.28 | 52.12 | 52.19 | 48.48 | 55.08 | 52.2 | 48.48 | 49.5 | 52.09 | 48.48 | 49.5 | 52.09 | 48.48 | 52.12 | 52.19 | 48.48 | 66.35 | 91.26 | 104.49 | 65.02 | 52.95 | 49.78 | 49.5 | 52.09 | 49.28
6335 | 38.28 | 43.25 | 35.71 | 38.28 | 43.25 | 35.71 | 38.28 | 43.25 | 35.71 | 38.28 | 43.25 | 35.71 | 38.28 | 43.93 | 35.71 | 38.99 | 45.79 | 35.71 | 38.28 | 43.25 | 35.71 | 38.28 | 43.25 | 35.71 | 38.28 | 43.93 | 35.71 | 44.1 | 50.31 | 36.81 | 43.22 | 43.68 | 36.07 | 38.28 | 43.25 | 35.71 | 48.87 | 51.46 | 47.84 | 48.87 | 51.46 | 47.84 | 48.87 | 51.46 | 47.84 | 48.87 | 51.46 | 47.84 | 51.49 | 51.56 | 47.84 | 54.45 | 51.56 | 47.84 | 48.87 | 51.46 | 47.84 | 48.87 | 51.46 | 47.84 | 51.49 | 51.56 | 47.84 | 60.71 | 91.26 | 103.13 | 59.5 | 52.95 | 49.13 | 48.87 | 51.46 | 47.84
6336 | 38.36 | 43.33 | 35.79 | 38.36 | 43.33 | 35.79 | 38.36 | 43.33 | 35.79 | 38.36 | 43.33 | 35.79 | 38.36 | 44.01 | 35.79 | 39.07 | 45.87 | 35.79 | 38.36 | 43.33 | 35.79 | 38.36 | 43.33 | 35.79 | 38.36 | 44.01 | 35.79 | 44.1 | 46.33 | 36.15 | 43.22 | 43.78 | 36.15 | 38.36 | 43.33 | 35.79 | 48.95 | 51.54 | 47.92 | 48.95 | 51.54 | 47.92 | 48.95 | 51.54 | 47.92 | 48.95 | 51.54 | 47.92 | 51.57 | 51.64 | 47.92 | 54.53 | 51.64 | 47.92 | 48.95 | 51.54 | 47.92 | 48.95 | 51.54 | 47.92 | 51.57 | 51.64 | 47.92 | 60.71 | 85.89 | 49.4 | 59.5 | 60.64 | 48.41 | 48.95 | 51.54 | 47.92
6337 | 38.1 | 43.06 | 35.53 | 38.1 | 43.06 | 35.53 | 38.1 | 43.06 | 35.53 | 38.1 | 43.06 | 35.53 | 38.1 | 43.07 | 35.53 | 38.8 | 45.61 | 35.53 | 38.1 | 43.06 | 35.53 | 38.1 | 43.06 | 35.53 | 38.1 | 43.07 | 35.53 | 40.68 | 46.07 | 35.89 | 39.87 | 45.15 | 35.89 | 38.1 | 43.06 | 35.53 | 48.69 | 51.27 | 47.66 | 48.69 | 51.27 | 47.66 | 48.69 | 51.27 | 47.66 | 48.69 | 51.27 | 47.66 | 51.31 | 51.27 | 47.66 | 54.27 | 51.38 | 47.66 | 48.69 | 51.27 | 47.66 | 48.69 | 51.27 | 47.66 | 51.31 | 51.27 | 47.66 | 57.51 | 54.03 | 48.14 | 56.36 | 52.95 | 48.14 | 48.69 | 51.27 | 47.66
6338 | 37.94 | 42.9 | 35.37 | 37.94 | 42.9 | 35.37 | 37.94 | 42.9 | 35.37 | 37.94 | 42.9 | 35.37 | 37.94 | 42.91 | 35.37 | 38.65 | 45.45 | 35.37 | 37.94 | 42.9 | 35.37 | 37.94 | 42.9 | 35.37 | 37.94 | 42.91 | 35.37 | 39.04 | 45.91 | 35.73 | 38.32 | 44.99 | 35.73 | 37.94 | 42.9 | 35.37 | 48.53 | 51.12 | 47.5 | 48.53 | 51.12 | 47.5 | 48.53 | 51.12 | 47.5 | 48.53 | 51.12 | 47.5 | 51.15 | 51.12 | 47.5 | 54.11 | 51.22 | 47.5 | 48.53 | 51.12 | 47.5 | 48.53 | 51.12 | 47.5 | 51.15 | 51.12 | 47.5 | 56.42 | 54.03 | 47.98 | 55.29 | 52.95 | 47.98 | 48.53 | 51.12 | 47.5
6339 | 37.83 | 42.8 | 35.27 | 37.83 | 42.8 | 35.27 | 37.83 | 42.8 | 35.27 | 37.83 | 42.8 | 35.27 | 37.83 | 42.8 | 35.27 | 38.36 | 45.34 | 35.27 | 37.83 | 42.8 | 35.27 | 37.83 | 42.8 | 35.27 | 37.83 | 42.8 | 35.27 | 39.15 | 45.8 | 35.62 | 38.37 | 44.89 | 35.62 | 37.83 | 42.8 | 35.27 | 48.42 | 51.01 | 48.3 | 48.42 | 51.01 | 48.3 | 48.42 | 51.01 | 48.3 | 48.42 | 51.01 | 48.3 | 51.05 | 51.01 | 47.4 | 54 | 51.12 | 47.4 | 48.42 | 51.01 | 47.4 | 48.42 | 51.01 | 47.4 | 51.05 | 51.01 | 47.4 | 55.67 | 51.54 | 48.78 | 54.56 | 51.54 | 48.78 | 48.42 | 51.01 | 48.3
6340 | 37.85 | 42.81 | 35.28 | 37.85 | 42.81 | 35.28 | 37.85 | 42.81 | 35.28 | 37.85 | 42.81 | 35.28 | 37.85 | 42.82 | 35.28 | 38.23 | 45.35 | 35.28 | 37.85 | 42.81 | 35.28 | 37.85 | 42.81 | 35.28 | 37.85 | 42.82 | 35.28 | 39.02 | 45.81 | 35.64 | 38.24 | 44.89 | 35.64 | 37.85 | 42.81 | 35.28 | 48.44 | 51.03 | 47.41 | 48.44 | 51.03 | 47.41 | 48.44 | 51.03 | 47.41 | 48.44 | 51.03 | 47.41 | 51.06 | 51.03 | 47.41 | 54.02 | 51.13 | 47.41 | 48.44 | 51.03 | 47.41 | 48.44 | 51.03 | 47.41 | 51.06 | 51.03 | 47.41 | 55.67 | 51.54 | 47.41 | 55.67 | 51.54 | 47.89 | 48.44 | 51.03 | 47.41
6341 | 37.99 | 42.95 | 35.42 | 37.99 | 42.95 | 35.42 | 37.99 | 42.95 | 35.42 | 37.99 | 42.95 | 35.42 | 37.99 | 42.96 | 35.42 | 38.69 | 45.49 | 35.42 | 37.99 | 42.95 | 35.42 | 37.99 | 42.95 | 35.42 | 37.99 | 42.96 | 35.42 | 39.9 | 45.95 | 35.78 | 39.9 | 45.03 | 35.78 | 37.99 | 42.95 | 35.42 | 48.58 | 51.17 | 50.73 | 48.58 | 51.17 | 50.73 | 48.58 | 51.17 | 50.73 | 48.58 | 51.17 | 50.73 | 51.2 | 51.17 | 47.55 | 54.16 | 51.27 | 47.55 | 48.58 | 51.17 | 47.55 | 48.58 | 51.17 | 47.55 | 51.2 | 51.17 | 47.55 | 61.04 | 51.79 | 48.03 | 61.04 | 52.85 | 51.24 | 48.58 | 51.17 | 51.3
6342 | 38.16 | 43.13 | 36.77 | 38.16 | 43.13 | 36.77 | 38.16 | 43.13 | 36.77 | 38.16 | 43.13 | 36.77 | 38.16 | 43.13 | 35.6 | 38.87 | 45.59 | 35.6 | 38.16 | 43.13 | 35.6 | 38.16 | 43.13 | 35.6 | 38.16 | 43.13 | 35.6 | 51.67 | 45.91 | 36.4 | 52.73 | 46.85 | 37.15 | 38.16 | 43.13 | 36.77 | 48.75 | 51.34 | 51.3 | 48.75 | 51.34 | 51.3 | 48.75 | 51.34 | 51.3 | 48.75 | 51.34 | 51.3 | 51.38 | 51.34 | 47.73 | 54.33 | 51.34 | 47.73 | 48.75 | 51.34 | 47.73 | 48.75 | 51.34 | 47.73 | 51.38 | 51.34 | 47.73 | 75.23 | 50.83 | 48.21 | 75.23 | 69.03 | 51.81 | 48.75 | 51.34 | 51.3
6343 | 38.33 | 43.3 | 54.55 | 38.33 | 43.3 | 54.55 | 38.33 | 43.3 | 54.55 | 38.33 | 43.3 | 54.55 | 38.33 | 43.98 | 35.76 | 39.04 | 43.99 | 35.76 | 38.33 | 43.3 | 35.76 | 38.33 | 43.3 | 35.76 | 38.33 | 43.98 | 35.76 | 42.29 | 43.74 | 35.65 | 42.29 | 44.63 | 55.1 | 38.33 | 43.3 | 54.55 | 48.92 | 51.61 | 50.09 | 48.92 | 51.61 | 50.09 | 48.92 | 51.61 | 50.09 | 48.92 | 51.61 | 50.09 | 51.54 | 51.61 | 47.13 | 54.5 | 51.61 | 47.13 | 48.92 | 51.51 | 47.9 | 48.92 | 51.51 | 47.9 | 51.54 | 51.61 | 47.13 | 63.41 | 51.1 | 46.66 | 63.41 | 69.03 | 49.59 | 48.92 | 51.61 | 51.3
6344 | 38.69 | 43.66 | 36.59 | 38.69 | 43.66 | 36.59 | 38.69 | 43.66 | 36.59 | 38.69 | 43.66 | 36.59 | 38.69 | 43.66 | 36.12 | 39.4 | 43.66 | 36.12 | 38.69 | 43.66 | 36.12 | 38.69 | 43.66 | 36.12 | 38.69 | 43.66 | 36.12 | 41.02 | 43.22 | 35.14 | 40.2 | 43.23 | 35.85 | 38.69 | 43.66 | 36.59 | 51.9 | 51.87 | 49.1 | 51.9 | 51.87 | 49.1 | 51.9 | 51.87 | 49.1 | 51.9 | 51.87 | 49.1 | 51.9 | 51.87 | 46.68 | 52.82 | 51.87 | 46.68 | 49.28 | 51.87 | 48.26 | 49.28 | 51.87 | 48.26 | 51.9 | 51.87 | 46.68 | 53.91 | 50.32 | 44.8 | 52.83 | 51.35 | 48.61 | 51.9 | 51.87 | 51.3
6345 | 38.96 | 43.92 | 36.39 | 38.96 | 43.92 | 36.39 | 38.96 | 43.92 | 36.39 | 38.96 | 43.92 | 36.39 | 38.96 | 25.94 | 26.98 | 38.96 | 25.93 | 26.98 | 38.96 | 43.92 | 36.39 | 38.96 | 43.92 | 36.39 | 38.96 | 25.94 | 26.98 | 38.57 | 0.02 | 25.91 | 38.57 | 0.02 | 26.44 | 38.96 | 43.92 | 36.39 | 49.55 | 52.14 | 48.52 | 49.55 | 52.14 | 48.52 | 49.55 | 52.14 | 48.52 | 49.55 | 52.14 | 48.52 | 49.55 | 42.01 | 46.21 | 49.55 | 42.01 | 46.21 | 49.55 | 52.14 | 48.52 | 49.55 | 52.14 | 48.52 | 49.55 | 42.01 | 46.21 | 48.55 | 40.34 | 0 | 49.05 | 47.66 | 48.04 | 49.55 | 52.14 | 51.3
6346 | 39.07 | 44.04 | 36.5 | 39.07 | 44.04 | 36.5 | 39.07 | 44.04 | 36.5 | 39.07 | 44.04 | 36.5 | 39.07 | 25.83 | 10 | 39.07 | 0 | 0 | 39.07 | 44.04 | 36.5 | 39.07 | 44.04 | 36.5 | 39.07 | 25.83 | 10 | 37.9 | 0 | 0 | 38.68 | 0 | 0 | 39.07 | 44.04 | 36.5 | 49.66 | 52.25 | 48.63 | 49.66 | 52.25 | 48.63 | 49.66 | 52.25 | 48.63 | 49.66 | 52.25 | 48.63 | 49.66 | 30.8 | 9.53 | 49.66 | 0 | 0 | 49.66 | 52.25 | 48.63 | 49.66 | 52.25 | 48.63 | 49.66 | 30.8 | 9.53 | 48.18 | 0 | 0 | 49.16 | 47.66 | 44.8 | 49.66 | 52.25 | 51.3
6347 | 39.03 | 43.99 | 36.46 | 39.03 | 43.99 | 36.46 | 39.03 | 43.99 | 36.46 | 39.03 | 43.99 | 36.46 | 39.03 | 25.82 | 9.49 | 39.03 | 0 | 0 | 39.03 | 43.99 | 36.46 | 39.03 | 43.99 | 36.46 | 39.03 | 25.82 | 9.49 | 30.75 | 0 | 0 | 31.7 | 0 | 0 | 39.03 | 43.99 | 36.46 | 49.62 | 52.2 | 48.59 | 49.62 | 52.2 | 48.59 | 49.62 | 52.2 | 48.59 | 49.62 | 52.2 | 47.13 | 49.62 | 30.48 | 9.49 | 49.62 | 0 | 0 | 49.62 | 52.2 | 48.59 | 49.62 | 52.2 | 48.59 | 49.62 | 30.48 | 9.49 | 41.16 | 0 | 0 | 42.43 | 47.66 | 44.8 | 49.62 | 52.2 | 48.59
6348 | 38.87 | 43.83 | 36.3 | 38.87 | 43.83 | 36.3 | 38.87 | 43.83 | 36.3 | 38.87 | 43.83 | 36.3 | 38.87 | 9.33 | 9.33 | 38.87 | 0 | 0 | 38.87 | 43.83 | 36.3 | 38.87 | 43.83 | 36.3 | 38.87 | 9.33 | 9.33 | 12.59 | 0 | 0 | 13.1 | 0 | 0 | 38.87 | 43.83 | 36.3 | 49.46 | 52.05 | 48.43 | 49.46 | 52.05 | 48.43 | 49.46 | 52.05 | 48.43 | 49.46 | 52.05 | 46.17 | 49.46 | 30.48 | 9.33 | 49.46 | 0 | 0 | 49.46 | 52.05 | 48.43 | 49.46 | 52.05 | 48.43 | 49.46 | 30.48 | 9.33 | 39.23 | 0 | 0 | 40.44 | 47.66 | 44.8 | 49.46 | 52.05 | 48.43
6349 | 38.69 | 43.66 | 36.12 | 38.69 | 43.66 | 36.12 | 38.69 | 43.66 | 36.12 | 38.69 | 43.66 | 36.12 | 38.69 | 9.15 | 9.15 | 38.69 | 0 | 0 | 38.69 | 43.66 | 36.12 | 38.69 | 43.66 | 36.12 | 38.69 | 9.15 | 9.15 | 30.14 | 0 | 0 | 31.7 | 0 | 0 | 38.69 | 43.66 | 36.12 | 49.28 | 51.87 | 48.26 | 49.28 | 51.87 | 48.26 | 49.28 | 51.87 | 48.26 | 49.28 | 51.87 | 46.17 | 49.28 | 10 | 9.15 | 49.28 | 0 | 0 | 49.28 | 51.87 | 48.26 | 49.28 | 51.87 | 48.26 | 49.28 | 10 | 9.15 | 41.16 | 0 | 0 | 42.43 | 47.66 | 44.8 | 49.28 | 51.87 | 48.26
6350 | 38.58 | 43.55 | 36.01 | 38.58 | 43.55 | 36.01 | 38.58 | 43.55 | 36.01 | 38.58 | 43.55 | 36.01 | 38.58 | 9.04 | 9.04 | 38.58 | 0 | 0 | 38.58 | 43.54 | 36.01 | 38.58 | 43.55 | 36.01 | 38.58 | 9.04 | 9.04 | 37.43 | 0 | 0 | 38.19 | 0 | 0 | 38.58 | 43.55 | 36.01 | 49.17 | 51.76 | 48.14 | 49.17 | 51.76 | 48.14 | 49.17 | 51.76 | 48.14 | 49.17 | 51.76 | 48.14 | 49.17 | 30.48 | 40.76 | 49.17 | 0 | 40.76 | 49.17 | 51.76 | 48.14 | 49.17 | 51.76 | 48.14 | 49.17 | 30.48 | 40.76 | 48.17 | 0 | 40.35 | 48.68 | 51.24 | 44.8 | 49.17 | 51.76 | 50.94
6351 | 38.53 | 43.5 | 35.97 | 38.53 | 43.5 | 35.97 | 38.53 | 43.5 | 35.97 | 38.53 | 43.5 | 35.97 | 38.53 | 43.45 | 35.97 | 38.53 | 43.45 | 35.97 | 38.53 | 43.5 | 35.97 | 38.53 | 43.5 | 35.97 | 38.53 | 43.45 | 35.97 | 38.15 | 41.72 | 34.42 | 38.92 | 43.07 | 35.61 | 38.53 | 43.5 | 57.8 | 49.12 | 51.71 | 48.1 | 49.12 | 51.71 | 48.1 | 49.12 | 51.71 | 48.1 | 49.12 | 51.71 | 48.1 | 49.12 | 51.71 | 45.35 | 49.12 | 51.71 | 45.35 | 49.12 | 51.71 | 48.1 | 49.12 | 51.71 | 48.1 | 49.12 | 51.71 | 45.35 | 48.63 | 0 | 44.8 | 49.62 | 51.2 | 48.59 | 49.12 | 51.71 | 51.3
6352 | 38.62 | 43.58 | 45.91 | 38.62 | 43.58 | 45.91 | 38.62 | 43.58 | 45.91 | 38.62 | 43.58 | 45.91 | 38.62 | 43.58 | 36.05 | 39.32 | 43.58 | 36.05 | 38.62 | 43.58 | 36.05 | 38.62 | 43.58 | 36.05 | 38.62 | 43.58 | 36.05 | 39.72 | 43.15 | 34.42 | 45.29 | 54.69 | 46.37 | 38.62 | 43.58 | 70.53 | 51.83 | 51.79 | 48.18 | 51.83 | 51.79 | 48.18 | 51.83 | 51.79 | 48.18 | 51.83 | 51.79 | 48.18 | 51.83 | 51.79 | 46.99 | 54.79 | 51.79 | 46.99 | 49.21 | 51.79 | 48.18 | 49.21 | 51.79 | 48.18 | 51.83 | 51.79 | 46.99 | 56.99 | 49.13 | 44.8 | 58.15 | 68.01 | 48.67 | 51.83 | 51.79 | 66.34
6353 | 38.83 | 45.74 | 39.02 | 38.83 | 45.74 | 39.02 | 38.83 | 45.74 | 39.02 | 38.83 | 45.74 | 39.02 | 38.83 | 46.18 | 36.26 | 39.53 | 46.18 | 36.26 | 38.83 | 43.8 | 36.26 | 38.83 | 43.8 | 36.26 | 38.83 | 46.18 | 36.26 | 56.21 | 46.2 | 35.9 | 56.21 | 75.95 | 74.51 | 38.83 | 45.74 | 70.53 | 49.42 | 52 | 51.3 | 49.42 | 52 | 51.3 | 49.42 | 52 | 51.3 | 49.42 | 52 | 51.3 | 52.04 | 52 | 48.39 | 55 | 52 | 48.39 | 49.42 | 52 | 48.39 | 49.42 | 52 | 48.39 | 52.04 | 52 | 48.39 | 75.43 | 51.48 | 47.63 | 76.19 | 93.55 | 97.71 | 49.42 | 52 | 90
6354 | 39.03 | 44 | 36.46 | 39.03 | 44 | 36.46 | 39.03 | 44 | 36.46 | 39.03 | 44 | 36.46 | 39.03 | 46.38 | 36.46 | 39.73 | 46.53 | 36.46 | 39.03 | 43.99 | 36.46 | 39.03 | 43.99 | 36.46 | 39.03 | 46.38 | 36.46 | 56.86 | 46.2 | 36.36 | 56.86 | 74.68 | 76.31 | 39.03 | 44 | 36.46 | 49.62 | 52.31 | 48.59 | 49.62 | 52.31 | 48.59 | 49.62 | 52.31 | 48.59 | 49.62 | 52.31 | 48.59 | 52.24 | 52.31 | 48.59 | 55.2 | 52.31 | 48.59 | 49.62 | 52.21 | 48.59 | 49.62 | 52.21 | 48.59 | 52.24 | 52.31 | 48.59 | 78.58 | 51.79 | 48.05 | 78.58 | 95.99 | 100.85 | 49.62 | 52.31 | 66.34
6355 | 39.29 | 44.26 | 36.72 | 39.29 | 44.26 | 36.72 | 39.29 | 44.26 | 36.72 | 39.29 | 44.26 | 36.72 | 39.29 | 45.87 | 36.72 | 40 | 45.87 | 36.72 | 39.29 | 44.26 | 36.72 | 39.29 | 44.26 | 36.72 | 39.29 | 45.87 | 36.72 | 55.63 | 45.41 | 36.36 | 56.21 | 74.67 | 76.31 | 39.29 | 44.26 | 36.72 | 49.88 | 52.47 | 48.86 | 49.88 | 52.47 | 48.86 | 49.88 | 52.47 | 48.86 | 49.88 | 52.47 | 48.86 | 52.5 | 52.47 | 48.86 | 55.46 | 52.47 | 48.86 | 49.88 | 52.47 | 48.86 | 49.88 | 52.47 | 48.86 | 52.5 | 52.47 | 48.86 | 75.46 | 51.79 | 44.8 | 77 | 93.12 | 94.04 | 49.88 | 52.47 | 63.5
6356 | 39.35 | 44.32 | 36.78 | 39.35 | 44.32 | 36.78 | 39.35 | 44.32 | 36.78 | 39.35 | 44.32 | 36.78 | 39.35 | 44.32 | 36.78 | 40.06 | 44.32 | 36.78 | 39.35 | 44.32 | 36.78 | 39.35 | 44.32 | 36.78 | 39.35 | 44.32 | 36.78 | 41.93 | 43.87 | 34.42 | 42.79 | 44.77 | 37.15 | 39.35 | 44.32 | 36.78 | 49.94 | 52.53 | 48.92 | 49.94 | 52.53 | 48.92 | 49.94 | 52.53 | 48.92 | 49.94 | 52.53 | 48.92 | 52.56 | 52.53 | 48.92 | 55.52 | 52.53 | 48.92 | 49.94 | 52.53 | 48.92 | 49.94 | 52.53 | 48.92 | 52.56 | 52.53 | 48.92 | 56.08 | 47.66 | 44.8 | 57.22 | 82.78 | 76.54 | 49.94 | 52.53 | 51.3
6357 | 39 | 43.97 | 36.44 | 39 | 43.97 | 36.44 | 39 | 43.97 | 36.44 | 39 | 43.97 | 36.44 | 39 | 43.97 | 36.44 | 39.71 | 43.97 | 36.44 | 39 | 43.97 | 36.44 | 39 | 43.97 | 36.44 | 39 | 43.97 | 36.44 | 40.11 | 42.81 | 34.42 | 40.93 | 44.42 | 36.8 | 39 | 43.97 | 36.44 | 49.59 | 52.18 | 48.57 | 49.59 | 52.18 | 48.57 | 49.59 | 52.18 | 48.57 | 49.59 | 52.18 | 48.57 | 52.22 | 52.18 | 48.57 | 54.25 | 52.18 | 48.57 | 49.59 | 52.18 | 48.57 | 49.59 | 52.18 | 48.57 | 52.22 | 52.18 | 48.57 | 54.8 | 47.66 | 44.8 | 55.92 | 65.97 | 49.06 | 49.59 | 52.18 | 51.3
6358 | 38.75 | 43.71 | 36.18 | 38.75 | 43.71 | 36.18 | 38.75 | 43.71 | 36.18 | 38.75 | 43.71 | 36.18 | 38.75 | 43.71 | 36.18 | 39.45 | 43.71 | 36.18 | 38.75 | 43.71 | 36.18 | 38.75 | 43.71 | 36.18 | 38.75 | 43.71 | 36.18 | 39.85 | 42.81 | 34.42 | 40.39 | 44.16 | 36.54 | 38.75 | 43.71 | 36.18 | 49.34 | 51.93 | 48.31 | 49.34 | 51.93 | 48.31 | 49.34 | 51.93 | 48.31 | 49.34 | 51.93 | 48.31 | 51.22 | 51.93 | 48.31 | 51.22 | 51.93 | 48.31 | 49.34 | 51.93 | 48.31 | 49.34 | 51.93 | 48.31 | 51.22 | 51.93 | 48.31 | 50.71 | 47.66 | 44.8 | 51.75 | 65.97 | 48.8 | 49.34 | 51.93 | 48.31
6359 | 38.35 | 42.73 | 35.12 | 38.35 | 42.73 | 35.12 | 38.35 | 42.73 | 35.12 | 38.35 | 42.73 | 35.12 | 38.35 | 42.73 | 34.78 | 38.35 | 42.73 | 34.78 | 38.35 | 42.73 | 34.78 | 38.35 | 43.31 | 35.78 | 38.35 | 42.73 | 34.78 | 37.96 | 42.3 | 34.42 | 38.73 | 43.17 | 35.47 | 38.35 | 42.73 | 35.12 | 48.94 | 51.52 | 47.27 | 48.94 | 51.52 | 47.27 | 48.94 | 51.52 | 47.27 | 48.94 | 51.52 | 47.27 | 48.94 | 51.52 | 46.68 | 48.94 | 51.52 | 46.68 | 48.94 | 51.52 | 47.27 | 48.94 | 51.52 | 47.91 | 48.94 | 51.52 | 46.68 | 48.45 | 45.95 | 42.67 | 49.43 | 52.04 | 47.64 | 48.94 | 51.52 | 47.91
6360 | 35.86 | 40.54 | 35.12 | 35.86 | 40.54 | 35.12 | 35.86 | 40.54 | 35.12 | 35.86 | 40.54 | 35.12 | 35.86 | 40.54 | 34.43 | 35.86 | 40.54 | 34.43 | 35.86 | 40.54 | 34.43 | 38.48 | 43.45 | 35.92 | 35.86 | 40.54 | 34.43 | 35.5 | 40.13 | 34.09 | 36.22 | 40.95 | 35.14 | 35.86 | 40.54 | 35.12 | 48.62 | 49.63 | 48.05 | 48.62 | 49.63 | 48.05 | 48.62 | 49.63 | 48.05 | 48.62 | 49.63 | 48.05 | 48.62 | 49.63 | 45.35 | 48.62 | 49.63 | 45.35 | 48.62 | 49.63 | 46.45 | 49.07 | 51.66 | 48.05 | 48.62 | 49.63 | 45.35 | 48.14 | 45.95 | 42.67 | 49.11 | 50.13 | 47.64 | 48.62 | 49.63 | 48.05
6361 | 32.57 | 22.44 | 34.79 | 32.57 | 22.44 | 34.79 | 32.57 | 22.44 | 34.79 | 32.57 | 22.44 | 34.79 | 32.57 | 22.44 | 34.43 | 32.57 | 22.44 | 34.43 | 32.57 | 22.44 | 34.43 | 38.17 | 43.14 | 35.6 | 32.57 | 22.44 | 34.43 | 32.25 | 22.21 | 12.46 | 32.9 | 22.67 | 35.14 | 32.57 | 22.44 | 34.79 | 46.43 | 49 | 47.27 | 46.43 | 49 | 47.27 | 46.43 | 49 | 47.27 | 46.43 | 49 | 47.27 | 46.43 | 49 | 45.35 | 46.43 | 49 | 45.35 | 46.43 | 49 | 46.45 | 48.76 | 51.35 | 47.74 | 46.43 | 49 | 45.35 | 45.96 | 0 | 42.67 | 46.9 | 49.49 | 47.64 | 46.43 | 49 | 47.27
6362 | 32.25 | 22.21 | 34.79 | 32.25 | 22.21 | 34.79 | 32.25 | 22.21 | 34.79 | 32.25 | 22.21 | 34.79 | 32.25 | 22.21 | 34.43 | 32.25 | 22.21 | 34.43 | 32.25 | 22.21 | 34.43 | 37.97 | 42.94 | 35.4 | 32.25 | 22.21 | 34.43 | 31.92 | 0.01 | 0 | 32.57 | 22.43 | 35.14 | 32.25 | 22.21 | 34.79 | 46.27 | 49 | 47.27 | 46.27 | 49 | 47.27 | 46.27 | 49 | 47.27 | 46.27 | 49 | 47.27 | 46.27 | 49 | 45.35 | 46.27 | 49 | 45.35 | 46.27 | 49 | 46.45 | 48.56 | 51.15 | 47.53 | 46.27 | 49 | 45.35 | 45.8 | 0 | 42.67 | 46.74 | 49.49 | 46.8 | 46.27 | 49 | 47.27
6363 | 32.25 | 22.21 | 34.43 | 32.25 | 22.21 | 34.43 | 32.25 | 22.21 | 34.43 | 32.25 | 22.21 | 34.43 | 32.25 | 22.21 | 34.43 | 32.25 | 22.21 | 34.43 | 32.25 | 22.21 | 34.43 | 37.81 | 42.78 | 35.25 | 32.25 | 22.21 | 34.43 | 31.92 | 0 | 0 | 32.57 | 22.43 | 34.78 | 32.25 | 22.21 | 34.43 | 46.27 | 49 | 46.68 | 46.27 | 49 | 46.68 | 46.27 | 49 | 46.68 | 46.27 | 49 | 46.68 | 46.27 | 49 | 28.26 | 46.27 | 49 | 28.26 | 46.27 | 49 | 46.45 | 48.4 | 50.99 | 47.38 | 46.27 | 49 | 28.26 | 45.8 | 0 | 0 | 46.74 | 49.49 | 46.21 | 46.27 | 49 | 46.68
6364 | 32.25 | 22.21 | 34.43 | 32.25 | 22.21 | 34.43 | 32.25 | 22.21 | 34.43 | 32.25 | 22.21 | 34.43 | 32.25 | 22.21 | 34.43 | 32.25 | 22.21 | 34.43 | 32.25 | 22.21 | 34.43 | 37.72 | 42.69 | 35.15 | 32.25 | 22.21 | 34.43 | 31.92 | 0 | 0 | 32.57 | 22.43 | 34.78 | 32.25 | 22.21 | 34.43 | 46.27 | 49 | 46.68 | 46.27 | 49 | 46.68 | 46.27 | 49 | 46.68 | 46.27 | 49 | 46.68 | 46.27 | 49 | 28.2 | 46.27 | 49 | 28.2 | 46.27 | 49 | 46.68 | 48.31 | 50.9 | 47.29 | 46.27 | 49 | 28.2 | 45.8 | 0 | 0 | 46.74 | 49.49 | 46.21 | 46.27 | 49 | 46.68
6365 | 32.25 | 26.12 | 34.43 | 32.25 | 26.12 | 34.43 | 32.25 | 26.12 | 34.43 | 32.25 | 26.12 | 34.43 | 32.25 | 26.12 | 34.43 | 32.25 | 26.12 | 34.43 | 32.25 | 26.12 | 34.43 | 37.72 | 42.69 | 35.15 | 32.25 | 26.12 | 34.43 | 31.92 | 0 | 0 | 32.57 | 26.39 | 34.78 | 32.25 | 26.12 | 34.43 | 46.43 | 49 | 46.68 | 46.43 | 49 | 46.68 | 46.43 | 49 | 46.68 | 46.43 | 49 | 46.68 | 46.43 | 49 | 28.2 | 46.43 | 49 | 28.2 | 46.43 | 49 | 46.68 | 48.31 | 50.9 | 47.28 | 46.43 | 49 | 28.2 | 45.96 | 0 | 0 | 46.9 | 49.49 | 46.22 | 46.43 | 49 | 46.68
6366 | 36.96 | 26.12 | 35.12 | 36.96 | 26.12 | 35.12 | 36.96 | 26.12 | 35.12 | 36.96 | 26.12 | 35.12 | 36.96 | 26.12 | 34.43 | 36.96 | 26.12 | 34.43 | 36.96 | 26.12 | 34.43 | 37.71 | 42.67 | 35.14 | 36.96 | 26.12 | 34.43 | 36.59 | 0 | 0 | 37.33 | 26.39 | 35.14 | 36.96 | 26.12 | 35.12 | 48.3 | 49 | 47.27 | 48.3 | 49 | 47.27 | 48.3 | 49 | 47.27 | 48.3 | 49 | 47.27 | 48.3 | 49 | 28.2 | 48.3 | 49 | 28.2 | 48.3 | 49 | 47.27 | 48.3 | 50.88 | 47.27 | 48.3 | 49 | 28.2 | 47.81 | 0 | 0 | 48.79 | 49.49 | 47.64 | 48.3 | 49 | 47.27
6367 | 37.21 | 23.6 | 35.3 | 37.21 | 23.6 | 35.3 | 37.21 | 23.6 | 35.3 | 37.21 | 23.6 | 35.3 | 37.21 | 23.6 | 34.43 | 37.21 | 23.6 | 34.43 | 37.21 | 23.6 | 34.43 | 37.86 | 42.83 | 35.3 | 37.21 | 23.6 | 34.43 | 36.1 | 0 | 0 | 36.83 | 23.37 | 35.14 | 37.21 | 23.6 | 35.3 | 48.45 | 49.49 | 47.43 | 48.45 | 49.49 | 47.43 | 48.45 | 49.49 | 47.43 | 48.45 | 49.49 | 47.43 | 48.45 | 49 | 28.26 | 48.45 | 49 | 28.26 | 48.45 | 49.49 | 47.43 | 48.45 | 51.04 | 47.43 | 48.45 | 49 | 28.26 | 47.96 | 0 | 0 | 48.94 | 49.99 | 46.96 | 48.45 | 49.49 | 47.43
6368 | 37.92 | 10.33 | 35.53 | 37.92 | 10.33 | 35.53 | 37.92 | 10.33 | 35.53 | 37.92 | 10.33 | 35.53 | 37.92 | 8.56 | 13.93 | 37.92 | 0 | 13.93 | 37.92 | 10.33 | 35.53 | 38.1 | 43.07 | 35.53 | 37.92 | 8.56 | 13.93 | 33.23 | 0 | 0 | 37.54 | 0 | 14.96 | 37.92 | 10.33 | 35.53 | 48.69 | 48.43 | 47.66 | 48.69 | 48.43 | 47.66 | 48.69 | 48.43 | 47.66 | 48.69 | 48.43 | 47.66 | 48.69 | 43.23 | 31.28 | 48.69 | 43.23 | 31.28 | 48.69 | 48.43 | 47.66 | 48.69 | 51.28 | 47.66 | 48.69 | 43.23 | 31.28 | 48.18 | 0 | 0 | 48.2 | 47.66 | 47.16 | 48.69 | 48.43 | 47.66
6369 | 38.55 | 10.33 | 35.98 | 38.55 | 10.33 | 35.98 | 38.55 | 10.33 | 35.98 | 38.55 | 10.33 | 35.98 | 38.55 | 9.01 | 9.01 | 38.55 | 0 | 0 | 38.55 | 10.33 | 35.98 | 38.55 | 43.51 | 35.98 | 38.55 | 9.01 | 9.01 | 30.14 | 0 | 0 | 30.76 | 0 | 0 | 38.55 | 10.33 | 35.98 | 49.14 | 48.43 | 48.11 | 49.14 | 48.43 | 48.11 | 49.14 | 48.43 | 48.11 | 49.14 | 48.43 | 48.11 | 49.14 | 9.01 | 9.01 | 49.14 | 0 | 0 | 49.14 | 48.43 | 48.11 | 49.14 | 51.73 | 48.11 | 49.14 | 9.01 | 9.01 | 47.67 | 0 | 0 | 48.65 | 0 | 0 | 49.14 | 48.43 | 48.11
6370 | 38.73 | 10.33 | 36.16 | 38.73 | 10.33 | 36.16 | 38.73 | 10.33 | 36.16 | 38.73 | 10.33 | 36.16 | 38.73 | 9.19 | 9.19 | 38.73 | 0 | 0 | 38.73 | 10.33 | 36.16 | 38.73 | 43.7 | 36.16 | 38.73 | 9.19 | 9.19 | 5.03 | 0 | 0 | 5.14 | 0 | 0 | 38.73 | 10.33 | 36.16 | 48.62 | 48.43 | 46.17 | 48.62 | 48.43 | 46.17 | 48.62 | 48.43 | 46.17 | 48.62 | 48.43 | 46.17 | 48.62 | 9.19 | 9.19 | 48.62 | 0 | 0 | 48.62 | 48.43 | 46.17 | 49.32 | 51.91 | 48.3 | 48.62 | 9.19 | 9.19 | 0 | 0 | 0 | 0 | 0 | 0 | 48.62 | 48.43 | 46.17
6371 | 38.9 | 10.34 | 36.33 | 38.9 | 10.34 | 36.33 | 38.9 | 10.34 | 36.33 | 38.9 | 10.34 | 36.33 | 38.9 | 9.36 | 9.36 | 38.9 | 0 | 0 | 38.9 | 10.34 | 36.33 | 38.9 | 43.86 | 36.33 | 38.9 | 9.36 | 9.36 | 0 | 0 | 0 | 0 | 0 | 0 | 38.9 | 10.34 | 36.33 | 48.62 | 48.43 | 46.45 | 48.62 | 48.43 | 46.45 | 48.62 | 48.43 | 46.45 | 48.62 | 48.43 | 46.45 | 48.62 | 9.36 | 0 | 48.62 | 0 | 0 | 48.62 | 48.43 | 46.45 | 49.48 | 52.07 | 48.46 | 48.62 | 9.36 | 0 | 0 | 0 | 0 | 0 | 0 | 0 | 48.62 | 48.43 | 46.45
6372 | 38.83 | 10.34 | 36.26 | 38.83 | 10.34 | 36.26 | 38.83 | 10.34 | 36.26 | 38.83 | 10.34 | 36.26 | 38.83 | 9.29 | 9.29 | 38.83 | 0 | 0 | 38.83 | 10.34 | 36.26 | 38.83 | 43.79 | 36.26 | 38.83 | 9.29 | 9.29 | 0 | 0 | 0 | 0 | 0 | 0 | 38.83 | 10.34 | 36.26 | 48.62 | 48.43 | 48.39 | 48.62 | 48.43 | 48.39 | 48.62 | 48.43 | 48.39 | 48.62 | 48.43 | 48.39 | 48.62 | 9.29 | 0 | 48.62 | 0 | 0 | 48.62 | 48.43 | 48.39 | 49.42 | 52.01 | 48.39 | 48.62 | 9.29 | 0 | 0 | 0 | 0 | 0 | 0 | 0 | 48.62 | 48.43 | 48.39
6373 | 38.52 | 10.34 | 35.96 | 38.52 | 10.34 | 35.96 | 38.52 | 10.34 | 35.96 | 38.52 | 10.34 | 35.96 | 38.52 | 8.98 | 8.98 | 38.52 | 0 | 0 | 38.52 | 10.34 | 35.96 | 38.52 | 43.49 | 35.96 | 38.52 | 8.98 | 8.98 | 0 | 0 | 0 | 0 | 0 | 0 | 38.52 | 10.34 | 35.96 | 48.49 | 48.43 | 48.09 | 48.49 | 48.43 | 48.09 | 48.49 | 48.43 | 48.09 | 48.49 | 48.43 | 48.09 | 48.49 | 8.98 | 0 | 48.49 | 0 | 0 | 48.49 | 48.43 | 48.09 | 49.11 | 51.7 | 48.09 | 48.49 | 8.98 | 0 | 0 | 0 | 0 | 0 | 0 | 0 | 48.49 | 48.43 | 48.09
6374 | 38.36 | 10.34 | 35.79 | 38.36 | 10.34 | 35.79 | 38.36 | 10.34 | 35.79 | 38.36 | 10.34 | 35.79 | 38.36 | 8.82 | 8.82 | 38.36 | 0 | 0 | 38.36 | 10.34 | 35.79 | 38.36 | 43.33 | 35.79 | 38.36 | 8.82 | 8.82 | 0 | 0 | 0 | 0 | 0 | 0 | 38.36 | 10.34 | 35.79 | 46.23 | 49.08 | 47.93 | 46.23 | 49.08 | 47.93 | 46.23 | 49.08 | 47.93 | 46.23 | 49.08 | 47.93 | 46.23 | 8.82 | 0 | 46.23 | 0 | 0 | 46.23 | 49.08 | 47.93 | 48.95 | 51.54 | 47.93 | 46.23 | 8.82 | 0 | 0 | 0 | 0 | 0 | 0 | 0 | 46.23 | 49.08 | 47.93
6375 | 38.26 | 22.38 | 35.69 | 38.26 | 22.38 | 35.69 | 38.26 | 22.38 | 35.69 | 38.26 | 22.38 | 35.69 | 38.26 | 8.72 | 8.72 | 38.26 | 0 | 0 | 38.26 | 22.38 | 33.86 | 38.26 | 43.23 | 35.69 | 38.26 | 8.72 | 8.72 | 32.08 | 0 | 0 | 32.73 | 0 | 0 | 38.26 | 22.38 | 35.69 | 48.85 | 49.44 | 47.82 | 48.85 | 49.44 | 47.82 | 48.85 | 49.44 | 47.82 | 48.85 | 49.44 | 47.82 | 48.85 | 8.72 | 45.29 | 48.85 | 0 | 45.29 | 48.85 | 48.98 | 47.82 | 48.85 | 51.44 | 47.82 | 48.85 | 8.72 | 45.29 | 46.91 | 0 | 0 | 48.36 | 0 | 44.8 | 48.85 | 49.44 | 47.82
6376 | 38.38 | 43.09 | 35.82 | 38.38 | 43.09 | 35.82 | 38.38 | 43.09 | 35.82 | 38.38 | 43.09 | 35.82 | 38.38 | 43.09 | 34.43 | 39.09 | 43.09 | 34.43 | 38.38 | 43.09 | 34.43 | 38.38 | 43.35 | 35.82 | 38.38 | 43.09 | 34.43 | 39.18 | 13.11 | 32.27 | 38.77 | 42.22 | 35.14 | 38.38 | 43.09 | 35.82 | 48.97 | 51.56 | 47.95 | 48.97 | 51.56 | 47.95 | 48.97 | 51.56 | 47.95 | 48.97 | 51.56 | 47.95 | 51.6 | 51.56 | 47.16 | 54.46 | 51.56 | 46.68 | 48.97 | 51.56 | 47.95 | 48.97 | 51.56 | 47.95 | 51.6 | 51.56 | 47.16 | 53.91 | 45.06 | 44.38 | 53.91 | 51.03 | 45.28 | 48.97 | 51.56 | 51.3
6377 | 38.59 | 43.55 | 36.02 | 38.59 | 43.55 | 36.02 | 38.59 | 43.55 | 36.02 | 38.59 | 43.55 | 36.02 | 38.59 | 45.95 | 36.02 | 39.29 | 45.95 | 36.02 | 38.59 | 43.55 | 36.02 | 38.59 | 43.55 | 36.02 | 38.59 | 45.95 | 36.02 | 42.54 | 45.49 | 35.49 | 43.41 | 44.58 | 36.22 | 38.59 | 43.55 | 36.02 | 49.18 | 51.76 | 48.15 | 49.18 | 51.76 | 48.15 | 49.18 | 51.76 | 48.15 | 49.18 | 51.76 | 48.15 | 51.8 | 51.76 | 47.95 | 54.76 | 51.76 | 47.95 | 49.18 | 51.76 | 48.15 | 49.18 | 51.76 | 48.15 | 51.8 | 51.76 | 47.95 | 60.9 | 49.13 | 44.8 | 60.9 | 52.29 | 47.67 | 49.18 | 51.76 | 51.3
6378 | 39.03 | 44 | 36.46 | 39.03 | 44 | 36.46 | 39.03 | 44 | 36.46 | 39.03 | 44 | 36.46 | 39.03 | 46.39 | 36.46 | 39.74 | 46.54 | 36.46 | 39.03 | 44 | 36.46 | 39.03 | 44 | 36.46 | 39.03 | 46.39 | 36.46 | 51.83 | 47.01 | 36.1 | 50.8 | 44.44 | 36.1 | 39.03 | 44 | 36.46 | 49.62 | 52.21 | 48.59 | 49.62 | 52.21 | 48.59 | 49.62 | 52.21 | 48.59 | 49.62 | 52.21 | 48.59 | 52.24 | 52.31 | 48.59 | 55.2 | 52.31 | 48.59 | 49.62 | 52.21 | 48.59 | 49.62 | 52.21 | 48.59 | 52.24 | 52.31 | 48.59 | 70.55 | 52.73 | 47.75 | 70.55 | 52.73 | 48.11 | 49.62 | 52.21 | 51.3
6379 | 39.64 | 44.61 | 37.07 | 39.64 | 44.61 | 37.07 | 39.64 | 44.61 | 37.07 | 39.64 | 44.61 | 37.07 | 39.64 | 47 | 37.07 | 40.35 | 47.15 | 37.07 | 39.64 | 44.61 | 37.07 | 39.64 | 44.61 | 37.07 | 39.64 | 47 | 37.07 | 50.28 | 46.68 | 35.97 | 49.27 | 45.06 | 36.7 | 39.64 | 44.61 | 37.07 | 50.23 | 52.82 | 49.21 | 50.23 | 52.82 | 49.21 | 50.23 | 52.82 | 49.21 | 50.23 | 52.82 | 49.21 | 52.85 | 52.93 | 49.21 | 55.81 | 52.93 | 49.21 | 50.23 | 52.82 | 49.21 | 50.23 | 52.82 | 49.21 | 52.85 | 52.93 | 49.21 | 66.38 | 52.4 | 47.74 | 65.05 | 53.35 | 48.72 | 50.23 | 52.82 | 51.26
6380 | 39.84 | 44.8 | 37.27 | 39.84 | 44.8 | 37.27 | 39.84 | 44.8 | 37.27 | 39.84 | 44.8 | 37.27 | 39.84 | 47.2 | 37.27 | 40.54 | 47.35 | 37.27 | 39.84 | 44.8 | 37.27 | 39.84 | 44.8 | 37.27 | 39.84 | 47.2 | 37.27 | 49.04 | 46.87 | 35.75 | 48.06 | 45.26 | 36.89 | 39.84 | 44.8 | 37.27 | 50.42 | 53.01 | 49.4 | 50.42 | 53.01 | 49.4 | 50.42 | 53.01 | 49.4 | 50.42 | 53.01 | 49.4 | 53.05 | 53.12 | 49.4 | 56 | 53.12 | 49.4 | 50.42 | 53.01 | 49.4 | 50.42 | 53.01 | 49.4 | 53.05 | 53.12 | 49.4 | 65.49 | 52.59 | 46.21 | 64.18 | 52.59 | 46.21 | 50.42 | 53.01 | 49.69
6381 | 39.36 | 44.33 | 36.79 | 39.36 | 44.33 | 36.79 | 39.36 | 44.33 | 36.79 | 39.36 | 44.33 | 36.79 | 39.36 | 46.72 | 36.79 | 40.07 | 46.87 | 36.79 | 39.36 | 44.33 | 36.79 | 39.36 | 44.33 | 36.79 | 39.36 | 46.72 | 36.79 | 43.16 | 46.72 | 35.75 | 42.3 | 44.78 | 36.43 | 39.36 | 44.33 | 36.79 | 49.95 | 52.54 | 48.93 | 49.95 | 52.54 | 48.93 | 49.95 | 52.54 | 48.93 | 49.95 | 52.54 | 48.93 | 52.57 | 52.65 | 48.93 | 55.53 | 52.65 | 48.93 | 49.95 | 52.54 | 48.93 | 49.95 | 52.54 | 48.93 | 52.57 | 52.65 | 48.93 | 56.09 | 52.65 | 48.44 | 54.97 | 52.65 | 48.44 | 49.95 | 52.54 | 48.93
6382 | 38.98 | 43.95 | 36.41 | 38.98 | 43.95 | 36.41 | 38.98 | 43.95 | 36.41 | 38.98 | 43.95 | 36.41 | 38.98 | 46.34 | 36.41 | 39.69 | 46.49 | 36.41 | 38.98 | 43.95 | 36.41 | 38.98 | 43.95 | 36.41 | 38.98 | 46.34 | 36.41 | 40.09 | 46.02 | 36.05 | 39.37 | 44.39 | 36.05 | 38.98 | 43.95 | 36.41 | 49.57 | 52.16 | 48.55 | 49.57 | 52.16 | 48.55 | 49.57 | 52.16 | 48.55 | 49.57 | 52.16 | 48.55 | 52.19 | 52.16 | 48.55 | 52.82 | 52.16 | 48.55 | 49.57 | 52.16 | 48.55 | 49.57 | 52.16 | 48.55 | 52.19 | 52.16 | 48.55 | 53.36 | 51.64 | 47.36 | 52.29 | 51.64 | 47.36 | 49.57 | 52.16 | 48.55
6383 | 38.18 | 43.4 | 35.87 | 38.18 | 43.4 | 35.87 | 38.18 | 43.4 | 35.87 | 38.18 | 43.4 | 35.87 | 38.43 | 45.79 | 35.87 | 38.43 | 45.94 | 35.87 | 38.43 | 43.4 | 35.87 | 38.43 | 43.4 | 35.87 | 38.43 | 45.79 | 35.87 | 38.56 | 45.48 | 35.51 | 38.56 | 43.84 | 35.51 | 38.18 | 43.4 | 35.87 | 49.02 | 51.61 | 48 | 49.02 | 51.61 | 48 | 49.02 | 51.61 | 48 | 49.02 | 51.61 | 48 | 51.65 | 51.61 | 48 | 51.65 | 51.61 | 48 | 49.02 | 51.61 | 48 | 49.02 | 51.61 | 48 | 51.65 | 51.61 | 48 | 52.17 | 51.1 | 47.52 | 51.12 | 51.1 | 47.52 | 49.02 | 51.61 | 48
6384 | 37.97 | 43.39 | 35.85 | 37.97 | 43.39 | 35.85 | 37.97 | 43.39 | 35.85 | 37.97 | 43.39 | 35.85 | 38.36 | 45.78 | 35.85 | 38.36 | 45.93 | 35.85 | 38.36 | 43.39 | 35.85 | 38.42 | 43.39 | 35.85 | 38.36 | 45.78 | 35.85 | 38.36 | 46.39 | 35.75 | 38.36 | 43.83 | 35.75 | 37.97 | 43.39 | 35.85 | 49.01 | 51.6 | 47.99 | 49.01 | 51.6 | 47.99 | 49.01 | 51.6 | 47.99 | 49.01 | 51.6 | 47.99 | 51.63 | 51.7 | 47.99 | 51.63 | 51.7 | 47.99 | 49.01 | 51.6 | 47.99 | 49.01 | 51.6 | 47.99 | 51.63 | 51.7 | 47.99 | 52.15 | 52.23 | 47.51 | 51.11 | 52.12 | 47.51 | 49.01 | 51.6 | 47.99
6385 | 37.97 | 43.02 | 35.49 | 37.97 | 43.02 | 35.49 | 37.97 | 43.02 | 35.49 | 37.97 | 43.02 | 35.49 | 38.06 | 45.42 | 35.49 | 38.06 | 45.57 | 35.49 | 38.06 | 43.02 | 35.49 | 38.06 | 43.02 | 35.49 | 38.06 | 45.42 | 35.49 | 38.36 | 48.28 | 35.85 | 38.36 | 43.46 | 35.85 | 37.97 | 43.02 | 35.49 | 48.65 | 51.24 | 47.62 | 48.65 | 51.24 | 47.62 | 48.65 | 51.24 | 47.62 | 48.65 | 51.24 | 47.62 | 51.27 | 51.34 | 47.62 | 51.68 | 51.34 | 47.62 | 48.65 | 51.24 | 47.62 | 48.65 | 51.24 | 47.62 | 51.27 | 51.34 | 47.62 | 52.2 | 53.21 | 48.1 | 51.16 | 52.14 | 48.1 | 48.65 | 51.24 | 47.62
6386 | 37.89 | 42.86 | 35.33 | 37.89 | 42.86 | 35.33 | 37.89 | 42.86 | 35.33 | 37.89 | 42.86 | 35.33 | 37.89 | 45.25 | 35.33 | 37.97 | 45.41 | 35.33 | 37.89 | 42.86 | 35.33 | 37.89 | 42.86 | 35.33 | 37.89 | 45.25 | 35.33 | 38.36 | 48.28 | 35.75 | 38.28 | 47.31 | 35.68 | 37.89 | 42.86 | 35.33 | 48.48 | 51.07 | 47.46 | 48.48 | 51.07 | 47.46 | 48.48 | 51.07 | 47.46 | 48.48 | 51.07 | 47.46 | 51.11 | 51.18 | 47.46 | 51.68 | 51.18 | 47.46 | 48.48 | 51.07 | 47.46 | 48.48 | 51.07 | 47.46 | 51.11 | 51.18 | 47.46 | 52.2 | 63.37 | 49.11 | 51.16 | 62.1 | 48.13 | 48.48 | 51.07 | 47.46
6387 | 37.83 | 42.8 | 35.26 | 37.83 | 42.8 | 35.26 | 37.83 | 42.8 | 35.26 | 37.83 | 42.8 | 35.26 | 37.83 | 45.19 | 35.26 | 37.97 | 45.34 | 35.26 | 37.83 | 42.8 | 35.26 | 37.83 | 42.8 | 35.26 | 37.83 | 45.19 | 35.26 | 38.36 | 54.15 | 39.02 | 38.36 | 53.07 | 38.24 | 37.83 | 42.8 | 35.26 | 48.42 | 51.01 | 47.4 | 48.42 | 51.01 | 47.4 | 48.42 | 51.01 | 47.4 | 48.42 | 51.01 | 47.4 | 51.04 | 51.11 | 47.4 | 51.68 | 51.11 | 47.4 | 48.42 | 51.01 | 47.4 | 48.42 | 51.01 | 47.4 | 51.04 | 51.11 | 47.4 | 52.2 | 72.15 | 50.79 | 52.2 | 73.62 | 49.78 | 48.42 | 51.01 | 51.3
6388 | 38.03 | 43 | 35.46 | 38.03 | 43 | 35.46 | 38.03 | 43 | 35.46 | 38.03 | 43 | 35.46 | 38.03 | 45.39 | 35.46 | 38.74 | 45.54 | 35.46 | 38.03 | 43 | 35.46 | 38.03 | 43 | 35.46 | 38.03 | 45.39 | 35.46 | 39.21 | 69.27 | 77.1 | 39.21 | 69.27 | 77.1 | 38.03 | 43 | 35.46 | 48.62 | 51.21 | 47.6 | 48.62 | 51.21 | 47.6 | 48.62 | 51.21 | 47.6 | 48.62 | 51.21 | 47.6 | 51.24 | 51.32 | 47.6 | 54.2 | 51.32 | 47.6 | 48.62 | 51.21 | 47.6 | 48.62 | 51.21 | 47.6 | 51.24 | 51.32 | 47.6 | 56.39 | 92.21 | 104.48 | 56.39 | 93.12 | 104.48 | 48.62 | 51.21 | 51.3
6389 | 38.64 | 43.61 | 36.07 | 38.64 | 43.61 | 36.07 | 38.64 | 43.61 | 36.07 | 38.64 | 43.61 | 36.07 | 38.64 | 46 | 36.07 | 39.35 | 46.15 | 36.07 | 38.64 | 43.61 | 36.07 | 38.64 | 43.61 | 36.07 | 38.64 | 46 | 36.07 | 48.41 | 75.95 | 80.66 | 48.41 | 76.71 | 80.28 | 38.64 | 43.61 | 36.07 | 49.23 | 51.82 | 48.21 | 49.23 | 51.82 | 48.21 | 49.23 | 51.82 | 48.21 | 49.23 | 51.82 | 48.21 | 51.85 | 51.93 | 48.21 | 54.81 | 51.93 | 48.21 | 49.23 | 51.82 | 48.21 | 49.23 | 51.82 | 48.21 | 51.85 | 51.93 | 48.21 | 78.58 | 94.09 | 104.49 | 79.37 | 95.04 | 104.49 | 49.23 | 51.82 | 51.3
6390 | 39.58 | 44.54 | 37.01 | 39.58 | 44.54 | 37.01 | 39.58 | 44.54 | 37.01 | 39.58 | 44.54 | 37.01 | 39.58 | 46.94 | 37.01 | 40.28 | 47.09 | 37.01 | 39.58 | 44.54 | 37.01 | 39.58 | 44.54 | 37.01 | 39.58 | 46.94 | 37.01 | 56.11 | 78.41 | 81.96 | 56.11 | 80 | 80.32 | 39.58 | 44.54 | 37.01 | 50.16 | 52.75 | 49.14 | 50.16 | 52.75 | 49.14 | 50.16 | 52.75 | 49.14 | 50.16 | 52.75 | 49.14 | 52.79 | 52.86 | 49.14 | 55.74 | 52.86 | 49.14 | 50.16 | 52.75 | 49.14 | 50.16 | 52.75 | 49.14 | 52.79 | 52.86 | 49.14 | 78.58 | 95.99 | 105.57 | 80.18 | 97.94 | 105.57 | 50.16 | 52.75 | 51.3
6391 | 40.39 | 45.36 | 37.82 | 40.39 | 45.36 | 37.82 | 41.1 | 45.36 | 70.53 | 41.1 | 45.36 | 70.53 | 41.1 | 47.75 | 37.82 | 41.1 | 47.9 | 37.82 | 40.39 | 45.36 | 37.82 | 40.39 | 45.36 | 37.82 | 41.1 | 47.75 | 37.82 | 57.25 | 78.41 | 81.96 | 56.11 | 80 | 80.32 | 41.1 | 45.36 | 70.53 | 50.98 | 53.67 | 51.3 | 50.98 | 53.67 | 51.3 | 56.56 | 53.67 | 51.3 | 56.56 | 53.67 | 51.3 | 56.56 | 53.67 | 51.14 | 56.56 | 53.67 | 51.14 | 50.98 | 53.57 | 49.95 | 50.98 | 53.57 | 49.95 | 56.56 | 53.67 | 51.14 | 78.59 | 96.96 | 105.57 | 80.18 | 97.94 | 105.57 | 56.56 | 53.67 | 90
6392 | 40.68 | 45.65 | 39.02 | 40.68 | 45.65 | 39.02 | 41.39 | 45.65 | 70.53 | 41.39 | 45.65 | 70.53 | 41.39 | 48.04 | 38.12 | 41.39 | 48.2 | 38.12 | 40.68 | 45.65 | 38.11 | 40.68 | 45.65 | 38.11 | 41.39 | 48.04 | 38.12 | 57.25 | 77.49 | 77.1 | 56.11 | 75.95 | 77.1 | 41.39 | 45.65 | 70.53 | 51.27 | 53.97 | 51.3 | 51.27 | 53.97 | 51.3 | 56.85 | 53.97 | 51.3 | 56.85 | 53.97 | 51.3 | 56.85 | 53.97 | 51.3 | 56.85 | 53.97 | 51.3 | 51.27 | 53.86 | 50.25 | 51.27 | 53.86 | 50.25 | 56.85 | 53.97 | 51.3 | 78.58 | 94.08 | 78.75 | 78.58 | 92.21 | 78.75 | 56.85 | 53.97 | 90
6393 | 40.54 | 47.9 | 56.66 | 40.54 | 47.9 | 56.66 | 41.25 | 47.9 | 56.66 | 41.25 | 47.9 | 56.66 | 41.25 | 47.9 | 37.97 | 41.25 | 48.05 | 37.97 | 40.54 | 45.51 | 37.97 | 40.54 | 45.51 | 37.97 | 41.25 | 47.9 | 37.97 | 54.99 | 60.75 | 57.83 | 54.99 | 59.54 | 57.23 | 41.25 | 47.9 | 70.53 | 51.13 | 53.82 | 51.3 | 51.13 | 53.82 | 51.3 | 56.71 | 53.82 | 51.3 | 56.71 | 53.82 | 51.3 | 56.71 | 53.82 | 51.3 | 56.71 | 53.82 | 51.3 | 51.13 | 53.72 | 51.3 | 51.13 | 53.72 | 50.1 | 56.71 | 53.82 | 51.3 | 77.07 | 72 | 54.01 | 75.54 | 70.57 | 54.01 | 56.71 | 53.82 | 90
6394 | 40.42 | 47.78 | 41.08 | 40.42 | 47.78 | 41.08 | 41.13 | 47.78 | 41.08 | 41.13 | 47.78 | 41.08 | 41.13 | 47.78 | 37.85 | 41.13 | 47.93 | 37.85 | 40.42 | 47.78 | 37.85 | 40.42 | 45.39 | 37.85 | 41.13 | 47.78 | 37.85 | 47.04 | 56.96 | 41.5 | 46.57 | 55.82 | 41.5 | 41.13 | 47.78 | 70.53 | 51.01 | 53.7 | 49.98 | 51.01 | 53.7 | 49.98 | 53.63 | 53.7 | 49.98 | 53.63 | 53.7 | 49.98 | 53.63 | 53.7 | 49.98 | 56.59 | 53.7 | 49.98 | 51.01 | 53.7 | 49.98 | 51.01 | 53.6 | 49.98 | 53.63 | 53.7 | 49.98 | 61.82 | 67.2 | 49.63 | 60.59 | 65.86 | 50.13 | 53.63 | 53.7 | 78.58
6395 | 40.32 | 45.33 | 38.8 | 40.32 | 45.33 | 38.8 | 41.03 | 45.33 | 38.8 | 41.03 | 45.33 | 38.8 | 41.03 | 47.68 | 37.75 | 41.03 | 47.83 | 37.75 | 40.32 | 45.33 | 37.75 | 40.32 | 45.29 | 37.75 | 41.03 | 47.68 | 37.75 | 43.61 | 55.83 | 39.19 | 42.75 | 54.71 | 39.19 | 41.03 | 45.33 | 38.8 | 50.91 | 53.6 | 49.88 | 50.91 | 53.6 | 49.88 | 51.47 | 53.6 | 49.88 | 51.47 | 53.6 | 49.88 | 53.53 | 53.6 | 49.88 | 56.49 | 53.6 | 49.88 | 50.91 | 53.6 | 49.88 | 50.91 | 53.5 | 49.88 | 53.53 | 53.6 | 49.88 | 59.33 | 56.69 | 49.38 | 58.15 | 55.57 | 50.11 | 51.47 | 53.6 | 77.55
6396 | 40.17 | 45.16 | 38.65 | 40.17 | 45.16 | 38.65 | 40.17 | 45.16 | 38.65 | 40.17 | 45.16 | 38.65 | 40.17 | 47.53 | 37.6 | 40.88 | 47.68 | 37.6 | 40.17 | 45.16 | 37.6 | 40.17 | 45.14 | 37.6 | 40.17 | 47.53 | 37.6 | 42.21 | 55.83 | 39.04 | 41.37 | 54.71 | 39.04 | 40.17 | 45.16 | 38.65 | 50.76 | 53.45 | 49.74 | 50.76 | 53.45 | 49.74 | 51.32 | 53.45 | 49.74 | 51.32 | 53.45 | 49.74 | 53.38 | 53.45 | 49.74 | 56.34 | 53.45 | 49.74 | 50.76 | 53.45 | 49.74 | 50.76 | 53.35 | 49.74 | 53.38 | 53.45 | 49.74 | 59.33 | 56.69 | 49.24 | 58.15 | 55.57 | 49.24 | 51.32 | 53.45 | 77.55
6397 | 40.07 | 45.04 | 38.55 | 40.07 | 45.04 | 38.55 | 40.07 | 45.04 | 38.55 | 40.07 | 45.04 | 38.55 | 40.07 | 47.43 | 37.5 | 40.77 | 47.58 | 37.5 | 40.07 | 45.04 | 37.5 | 40.07 | 45.04 | 37.5 | 40.07 | 47.43 | 37.5 | 41.66 | 55.83 | 39.04 | 40.83 | 54.71 | 38.94 | 40.07 | 45.04 | 38.55 | 50.66 | 53.35 | 49.63 | 50.66 | 53.35 | 49.63 | 51.22 | 53.35 | 49.63 | 51.22 | 53.35 | 49.63 | 53.28 | 53.35 | 49.63 | 56.24 | 53.35 | 49.63 | 50.66 | 53.35 | 49.63 | 50.66 | 53.25 | 49.63 | 53.28 | 53.35 | 49.63 | 58.15 | 56.81 | 49.24 | 58.15 | 55.68 | 50.13 | 51.22 | 53.35 | 77.55
6398 | 40.01 | 44.98 | 55.9 | 40.01 | 44.98 | 55.9 | 40.71 | 44.98 | 55.9 | 40.71 | 44.98 | 55.9 | 40.71 | 47.37 | 37.44 | 40.71 | 47.52 | 37.44 | 40.01 | 44.98 | 37.44 | 40.01 | 44.98 | 37.44 | 40.71 | 47.37 | 37.44 | 46.57 | 56.2 | 57.06 | 46.57 | 56.2 | 56.47 | 40.71 | 44.98 | 55.9 | 50.6 | 53.29 | 50.62 | 50.6 | 53.29 | 50.62 | 53.22 | 53.29 | 50.62 | 53.22 | 53.29 | 50.62 | 53.22 | 53.29 | 49.57 | 56.18 | 53.29 | 49.57 | 50.6 | 53.29 | 49.57 | 50.6 | 53.19 | 49.57 | 53.22 | 53.29 | 49.57 | 59.11 | 69.16 | 51.13 | 59.11 | 69.84 | 52.17 | 53.22 | 53.29 | 79.15
6399 | 39.87 | 44.84 | 70.53 | 39.87 | 44.84 | 70.53 | 40.58 | 44.84 | 70.53 | 40.58 | 44.84 | 70.53 | 40.58 | 47.23 | 37.31 | 40.58 | 47.39 | 37.31 | 39.87 | 44.84 | 37.31 | 39.87 | 44.84 | 37.31 | 40.58 | 47.23 | 37.31 | 55.09 | 65.08 | 77.1 | 55.09 | 65.9 | 78.67 | 40.58 | 44.84 | 70.53 | 50.46 | 53.16 | 51.3 | 50.46 | 53.16 | 51.3 | 53.09 | 53.16 | 51.3 | 53.09 | 53.16 | 51.3 | 53.09 | 53.16 | 49.44 | 56.04 | 53.16 | 49.44 | 50.46 | 53.16 | 49.44 | 50.46 | 53.05 | 49.44 | 53.09 | 53.16 | 49.44 | 76.92 | 82.23 | 78.75 | 78.48 | 83.9 | 80.36 | 53.09 | 53.16 | 63.5
6400 | 39.83 | 44.81 | 39.02 | 39.83 | 44.81 | 39.02 | 40.53 | 44.81 | 70.53 | 40.53 | 44.81 | 70.53 | 40.53 | 47.19 | 37.26 | 40.53 | 47.34 | 37.26 | 39.83 | 44.81 | 37.26 | 39.83 | 44.79 | 37.26 | 40.53 | 47.19 | 37.26 | 56.21 | 78.41 | 83.63 | 57.35 | 80 | 83.63 | 40.53 | 44.81 | 70.53 | 50.42 | 53.11 | 51.3 | 50.42 | 53.11 | 51.3 | 56 | 53.11 | 51.3 | 56 | 53.11 | 51.3 | 56 | 53.11 | 49.39 | 56 | 53.11 | 49.39 | 50.42 | 53.11 | 49.39 | 50.42 | 53 | 49.39 | 56 | 53.11 | 49.39 | 78.58 | 103.95 | 111.11 | 80.18 | 106.06 | 113.37 | 56 | 53.11 | 90
6401 | 39.9 | 44.87 | 39.02 | 39.9 | 44.87 | 39.02 | 40.61 | 44.87 | 39.02 | 40.61 | 44.87 | 39.02 | 40.61 | 47.26 | 37.33 | 40.61 | 47.41 | 37.33 | 39.9 | 44.87 | 37.33 | 39.9 | 44.87 | 37.33 | 40.61 | 47.26 | 37.33 | 59.14 | 94.17 | 87.22 | 60.34 | 96.09 | 87.22 | 40.61 | 44.87 | 39.02 | 50.49 | 53.18 | 51.3 | 50.49 | 53.18 | 51.3 | 56.07 | 53.18 | 51.3 | 56.07 | 53.18 | 51.3 | 56.07 | 53.18 | 51.3 | 56.07 | 53.18 | 51.3 | 50.49 | 53.18 | 51.3 | 50.49 | 53.08 | 49.46 | 56.07 | 53.18 | 51.3 | 103.95 | 108.21 | 111.11 | 106.06 | 110 | 113.37 | 56.07 | 53.18 | 90
6402 | 39.99 | 44.96 | 38.47 | 39.99 | 44.96 | 38.47 | 40.7 | 44.96 | 38.47 | 40.7 | 44.96 | 38.47 | 40.7 | 47.35 | 38.47 | 40.7 | 47.5 | 38.47 | 39.99 | 44.96 | 38.47 | 39.99 | 44.96 | 37.42 | 40.7 | 47.35 | 38.47 | 63.85 | 94.17 | 87.22 | 63.85 | 96.09 | 87.22 | 40.7 | 44.96 | 38.47 | 50.58 | 53.27 | 51.3 | 50.58 | 53.27 | 51.3 | 53.2 | 53.27 | 51.3 | 53.2 | 53.27 | 51.3 | 53.2 | 53.27 | 51.3 | 56.16 | 53.27 | 51.3 | 50.58 | 53.27 | 51.3 | 50.58 | 53.17 | 49.55 | 53.2 | 53.27 | 51.3 | 130.6 | 110 | 111.11 | 130.6 | 110 | 113.37 | 53.2 | 53.27 | 51.3
6403 | 40.34 | 45.3 | 38.28 | 40.34 | 45.3 | 38.28 | 40.34 | 45.3 | 38.28 | 40.34 | 45.3 | 38.28 | 40.34 | 47.7 | 38.28 | 41.04 | 47.85 | 38.28 | 40.34 | 45.3 | 38.28 | 40.34 | 45.3 | 37.77 | 40.34 | 47.7 | 38.28 | 60.92 | 94.17 | 87.22 | 60.92 | 96.09 | 87.22 | 40.34 | 45.3 | 38.28 | 50.92 | 53.62 | 51.3 | 50.92 | 53.62 | 51.3 | 50.92 | 53.62 | 51.3 | 50.92 | 53.62 | 51.3 | 53.55 | 53.62 | 51.3 | 56.5 | 53.62 | 51.3 | 50.92 | 53.62 | 51.3 | 50.92 | 53.51 | 49.9 | 53.55 | 53.62 | 51.3 | 103.95 | 110 | 111.11 | 103.95 | 110 | 113.37 | 50.92 | 53.62 | 51.3
6404 | 40.3 | 45.26 | 37.73 | 40.3 | 45.26 | 37.73 | 40.3 | 45.26 | 37.73 | 40.3 | 45.26 | 37.73 | 40.3 | 47.66 | 37.73 | 41 | 47.81 | 37.73 | 40.3 | 45.26 | 37.73 | 40.3 | 45.26 | 37.73 | 40.3 | 47.66 | 37.73 | 56.11 | 79.1 | 83.63 | 56.11 | 80.7 | 83.63 | 40.3 | 45.26 | 37.73 | 50.89 | 53.58 | 51.3 | 50.89 | 53.58 | 51.3 | 50.89 | 53.58 | 51.3 | 50.89 | 53.58 | 51.3 | 53.51 | 53.58 | 51.3 | 56.46 | 53.58 | 51.3 | 50.89 | 53.58 | 51.3 | 50.89 | 53.47 | 49.86 | 53.51 | 53.58 | 51.3 | 78.62 | 105 | 111.11 | 78.62 | 107.13 | 111.11 | 50.89 | 53.58 | 51.3
6405 | 39.75 | 44.72 | 37.18 | 39.75 | 44.72 | 37.18 | 39.75 | 44.72 | 37.18 | 39.75 | 44.72 | 37.18 | 39.75 | 47.11 | 37.18 | 40.46 | 47.26 | 37.18 | 39.75 | 44.72 | 37.18 | 39.75 | 44.72 | 37.18 | 39.75 | 47.11 | 37.18 | 56.11 | 78.41 | 83.63 | 56.11 | 78.41 | 81.96 | 39.75 | 44.72 | 37.18 | 50.34 | 52.93 | 49.41 | 50.34 | 52.93 | 49.41 | 50.34 | 52.93 | 49.41 | 50.34 | 52.93 | 49.41 | 52.96 | 53.03 | 49.41 | 55.92 | 53.03 | 49.41 | 50.34 | 52.93 | 49.41 | 50.34 | 52.93 | 49.31 | 52.96 | 53.03 | 49.41 | 78.58 | 103.95 | 111.11 | 78.58 | 106.06 | 111.11 | 50.34 | 52.93 | 49.41
6406 | 39.24 | 44.21 | 36.67 | 39.24 | 44.21 | 36.67 | 39.24 | 44.21 | 36.67 | 39.24 | 44.21 | 36.67 | 39.24 | 46.6 | 36.67 | 39.95 | 46.75 | 36.67 | 39.24 | 44.21 | 36.67 | 39.24 | 44.21 | 36.67 | 39.24 | 46.6 | 36.67 | 51.59 | 76.21 | 83.63 | 51.59 | 76.21 | 81.96 | 39.24 | 44.21 | 36.67 | 49.83 | 52.42 | 48.81 | 49.83 | 52.42 | 48.81 | 49.83 | 52.42 | 48.81 | 49.83 | 52.42 | 48.81 | 52.45 | 52.52 | 48.81 | 55.41 | 52.52 | 48.81 | 49.83 | 52.42 | 48.81 | 49.83 | 52.42 | 48.81 | 52.45 | 52.52 | 48.81 | 73.07 | 103.95 | 110 | 73.07 | 103.95 | 111.11 | 49.83 | 52.42 | 48.81
6407 | 38.64 | 43.6 | 36.07 | 38.64 | 43.6 | 36.07 | 38.64 | 43.6 | 36.07 | 38.64 | 43.6 | 36.07 | 38.64 | 46 | 36.07 | 39.34 | 46.15 | 36.07 | 38.64 | 43.6 | 36.07 | 38.64 | 43.6 | 36.07 | 38.64 | 46 | 36.07 | 44.31 | 75.95 | 83.62 | 44.31 | 75.95 | 81.95 | 38.64 | 43.6 | 36.07 | 49.22 | 51.81 | 48.2 | 49.22 | 51.81 | 48.2 | 49.22 | 51.81 | 48.2 | 49.22 | 51.81 | 48.2 | 51.85 | 51.92 | 48.2 | 54.8 | 51.92 | 48.2 | 49.22 | 51.81 | 48.2 | 49.22 | 51.81 | 48.2 | 51.85 | 51.92 | 48.2 | 67.48 | 103.95 | 107.78 | 67.48 | 103.95 | 109.98 | 49.22 | 51.81 | 48.2
6408 | 38.51 | 43.47 | 35.94 | 38.51 | 43.47 | 35.94 | 38.51 | 43.47 | 35.94 | 38.51 | 43.47 | 35.94 | 38.51 | 45.87 | 35.94 | 39.21 | 46.02 | 35.94 | 38.51 | 43.47 | 35.94 | 38.51 | 43.47 | 35.94 | 38.51 | 45.87 | 35.94 | 41.52 | 75.82 | 81.11 | 40.69 | 75.82 | 81.12 | 38.51 | 43.47 | 35.94 | 49.09 | 51.68 | 48.07 | 49.09 | 51.68 | 48.07 | 49.09 | 51.68 | 48.07 | 49.09 | 51.68 | 48.07 | 51.72 | 51.79 | 48.07 | 54.67 | 51.79 | 48.07 | 49.09 | 51.68 | 48.07 | 49.09 | 51.68 | 48.07 | 51.72 | 51.79 | 48.07 | 58.77 | 101.87 | 107.78 | 58.77 | 103.95 | 109.98 | 49.09 | 51.68 | 48.07
6409 | 38.17 | 43.13 | 35.6 | 38.17 | 43.13 | 35.6 | 38.17 | 43.13 | 35.6 | 38.17 | 43.13 | 35.6 | 38.17 | 45.52 | 35.6 | 38.87 | 45.68 | 35.6 | 38.17 | 43.13 | 35.6 | 38.17 | 43.13 | 35.6 | 38.17 | 45.52 | 35.6 | 41.52 | 73.38 | 81.11 | 41.49 | 74.14 | 81.13 | 38.17 | 43.13 | 35.6 | 48.75 | 51.34 | 47.73 | 48.75 | 51.34 | 47.73 | 48.75 | 51.34 | 47.73 | 48.75 | 51.34 | 47.73 | 51.38 | 51.45 | 47.73 | 54.33 | 51.45 | 47.73 | 48.75 | 51.34 | 47.73 | 48.75 | 51.34 | 47.73 | 51.38 | 51.45 | 47.73 | 58.15 | 100.83 | 104.49 | 58.15 | 102.89 | 107.79 | 48.75 | 51.34 | 47.73
6410 | 37.92 | 42.88 | 35.35 | 37.92 | 42.88 | 35.35 | 37.92 | 42.88 | 35.35 | 37.92 | 42.88 | 35.35 | 37.92 | 45.28 | 35.35 | 38.62 | 45.43 | 35.35 | 37.92 | 42.88 | 35.35 | 37.92 | 42.88 | 35.35 | 37.92 | 45.28 | 35.35 | 41.18 | 70.7 | 79.51 | 41.18 | 72.14 | 81.13 | 37.92 | 42.88 | 35.35 | 48.51 | 51.09 | 50.66 | 48.51 | 51.09 | 50.66 | 48.51 | 51.09 | 50.66 | 48.51 | 51.09 | 50.66 | 51.13 | 51.2 | 47.48 | 54.09 | 51.2 | 47.48 | 48.51 | 51.09 | 47.48 | 48.51 | 51.09 | 47.48 | 51.13 | 51.2 | 47.48 | 58.15 | 100.82 | 104.49 | 58.15 | 102.88 | 107.79 | 48.51 | 51.09 | 51.3
6411 | 37.87 | 42.83 | 35.3 | 37.87 | 42.83 | 35.3 | 37.87 | 42.83 | 35.3 | 37.87 | 42.83 | 35.3 | 37.87 | 44.03 | 35.3 | 38.57 | 45.38 | 35.3 | 37.87 | 42.83 | 35.3 | 37.87 | 42.83 | 35.3 | 37.87 | 44.03 | 35.3 | 41.18 | 67.19 | 50 | 41.18 | 68.56 | 80.28 | 37.87 | 42.83 | 35.3 | 48.46 | 51.15 | 51.29 | 48.46 | 51.15 | 51.29 | 48.46 | 51.15 | 51.29 | 48.46 | 51.15 | 51.29 | 51.08 | 51.15 | 47.43 | 54.04 | 51.15 | 47.43 | 48.46 | 51.15 | 47.43 | 48.46 | 51.05 | 47.43 | 51.08 | 51.15 | 47.43 | 58.15 | 100.82 | 51.81 | 58.15 | 102.88 | 107.79 | 48.46 | 51.15 | 51.3
6412 | 38.21 | 43.18 | 36.69 | 38.21 | 43.18 | 36.69 | 38.21 | 43.18 | 36.69 | 38.21 | 43.18 | 36.69 | 38.21 | 43.18 | 35.64 | 38.92 | 45.72 | 35.64 | 38.21 | 43.18 | 35.64 | 38.21 | 43.18 | 35.64 | 38.21 | 43.18 | 35.64 | 41.52 | 73.67 | 38.24 | 41.52 | 75.95 | 80.28 | 38.21 | 43.18 | 36.69 | 48.8 | 51.49 | 51.3 | 48.8 | 51.49 | 51.3 | 48.8 | 51.49 | 51.3 | 48.8 | 51.49 | 51.3 | 51.42 | 51.49 | 47.77 | 54.38 | 51.49 | 47.77 | 48.8 | 51.39 | 47.77 | 48.8 | 51.39 | 47.77 | 51.42 | 51.49 | 47.77 | 58.18 | 100.82 | 51.81 | 58.18 | 103.95 | 107.79 | 48.8 | 51.49 | 51.3
6413 | 38.79 | 43.76 | 39.02 | 38.79 | 43.76 | 39.02 | 38.79 | 43.76 | 39.02 | 38.79 | 43.76 | 39.02 | 38.79 | 46.14 | 36.22 | 39.5 | 46.3 | 36.22 | 38.79 | 43.76 | 36.22 | 38.79 | 43.76 | 36.22 | 38.79 | 46.14 | 36.22 | 56.11 | 76.06 | 39.41 | 57.25 | 78.41 | 81.13 | 38.79 | 43.76 | 39.02 | 49.38 | 52.07 | 51.3 | 49.38 | 52.07 | 51.3 | 49.38 | 52.07 | 51.3 | 49.38 | 52.07 | 51.3 | 52 | 52.07 | 48.36 | 54.96 | 52.07 | 48.36 | 49.38 | 51.97 | 48.36 | 49.38 | 51.97 | 48.36 | 52 | 52.07 | 48.36 | 78.58 | 100.82 | 50.78 | 80.18 | 103.95 | 111.11 | 49.38 | 52.07 | 51.3
6414 | 39.59 | 44.56 | 39.02 | 39.59 | 44.56 | 39.02 | 40.3 | 44.57 | 39.02 | 40.3 | 44.57 | 39.02 | 40.3 | 46.95 | 37.02 | 40.3 | 47.1 | 37.02 | 39.59 | 44.56 | 37.02 | 39.59 | 44.56 | 37.02 | 40.3 | 46.95 | 37.02 | 56.21 | 47.58 | 38.24 | 57.35 | 78.41 | 81.13 | 40.3 | 44.56 | 39.02 | 50.18 | 52.88 | 64.79 | 50.18 | 52.88 | 64.79 | 52.8 | 52.88 | 64.79 | 52.8 | 99.82 | 64.79 | 52.8 | 52.88 | 49.16 | 55.76 | 52.88 | 49.16 | 50.18 | 52.88 | 49.16 | 50.18 | 52.77 | 49.16 | 52.8 | 52.88 | 49.16 | 103.95 | 53.41 | 49.78 | 106.06 | 103.95 | 111.11 | 52.8 | 52.88 | 64.79
6415 | 40.17 | 47.53 | 70.53 | 40.17 | 47.53 | 70.53 | 40.88 | 47.53 | 70.53 | 40.88 | 47.53 | 70.53 | 40.88 | 47.53 | 37.61 | 40.88 | 47.68 | 37.61 | 40.17 | 47.53 | 37.61 | 40.17 | 45.29 | 37.61 | 40.88 | 47.53 | 37.61 | 55.08 | 48.16 | 38.24 | 56.21 | 78.41 | 80.28 | 40.88 | 47.53 | 70.53 | 50.76 | 53.46 | 90 | 50.76 | 53.46 | 90 | 56.34 | 53.46 | 90 | 56.34 | 95.27 | 90 | 56.34 | 53.46 | 49.74 | 56.34 | 53.46 | 49.74 | 50.76 | 53.46 | 49.74 | 50.76 | 53.35 | 49.74 | 56.34 | 53.46 | 49.74 | 81.89 | 54 | 49.78 | 83.55 | 103.95 | 107.79 | 56.34 | 53.46 | 90
6416 | 40.45 | 47.81 | 73.14 | 40.45 | 47.81 | 73.14 | 41.16 | 47.81 | 73.14 | 41.16 | 47.81 | 73.14 | 41.16 | 47.81 | 37.88 | 41.16 | 47.96 | 37.88 | 40.45 | 47.81 | 37.88 | 40.45 | 47.81 | 37.88 | 41.16 | 47.81 | 37.88 | 55.74 | 48.29 | 37.5 | 56.11 | 65.88 | 73.87 | 45.72 | 47.81 | 73.14 | 51.04 | 53.73 | 51.36 | 51.04 | 53.73 | 51.36 | 56.62 | 53.73 | 51.36 | 56.62 | 80.57 | 51.36 | 56.62 | 53.73 | 50.02 | 56.62 | 53.73 | 50.02 | 51.04 | 53.73 | 50.02 | 51.04 | 53.63 | 50.02 | 56.62 | 53.73 | 50.02 | 77.69 | 53.2 | 44.8 | 79.28 | 82.23 | 76.92 | 56.62 | 56.61 | 104.44
6417 | 40.48 | 45.45 | 39.02 | 40.48 | 45.45 | 39.02 | 41.18 | 45.45 | 39.02 | 41.18 | 45.45 | 39.02 | 41.18 | 45.45 | 37.91 | 41.18 | 45.45 | 37.91 | 40.48 | 45.45 | 37.91 | 40.48 | 45.45 | 37.91 | 41.18 | 45.45 | 37.91 | 52.66 | 44.99 | 34.42 | 53.74 | 45.91 | 39.41 | 41.18 | 45.45 | 41.5 | 51.07 | 53.76 | 50.04 | 51.07 | 53.76 | 50.04 | 56.65 | 53.76 | 50.04 | 56.65 | 68.44 | 50.04 | 56.65 | 53.76 | 46.68 | 56.65 | 53.76 | 46.68 | 51.07 | 53.76 | 50.04 | 51.07 | 53.66 | 50.04 | 56.65 | 53.76 | 46.68 | 68.54 | 48.1 | 44.8 | 70.89 | 69.14 | 49.54 | 56.65 | 53.76 | 63.5
6418 | 40.42 | 45.39 | 37.85 | 40.42 | 45.39 | 37.85 | 41.13 | 45.39 | 37.85 | 41.13 | 45.39 | 37.85 | 41.13 | 45.39 | 37.85 | 41.13 | 45.39 | 37.85 | 40.42 | 45.39 | 37.85 | 40.42 | 45.39 | 37.85 | 41.13 | 45.39 | 37.85 | 43.24 | 44.93 | 34.42 | 44.12 | 45.85 | 38.24 | 41.13 | 45.39 | 37.85 | 51.01 | 53.6 | 49.99 | 51.01 | 53.6 | 49.99 | 51.61 | 53.6 | 49.99 | 51.61 | 53.6 | 49.99 | 53.63 | 53.6 | 46.68 | 56.59 | 53.6 | 46.68 | 51.01 | 53.6 | 49.99 | 51.01 | 53.6 | 49.99 | 53.63 | 53.6 | 46.68 | 61.51 | 15 | 42.67 | 62.77 | 69.86 | 48.61 | 51.61 | 53.6 | 51.3
6419 | 40.32 | 45.29 | 37.76 | 40.32 | 45.29 | 37.76 | 40.32 | 45.29 | 37.76 | 40.32 | 45.29 | 37.76 | 40.32 | 45.29 | 36.59 | 40.32 | 45.29 | 36.59 | 40.32 | 45.29 | 37.76 | 40.32 | 45.29 | 37.76 | 40.32 | 45.29 | 36.59 | 40.73 | 42.81 | 0 | 40.73 | 44.5 | 35.14 | 40.32 | 45.29 | 37.76 | 50.91 | 53.5 | 49.89 | 50.91 | 53.5 | 49.89 | 50.91 | 53.5 | 49.89 | 50.91 | 53.5 | 49.89 | 52.86 | 53.5 | 46.68 | 52.86 | 52.08 | 46.68 | 50.91 | 53.5 | 49.89 | 50.91 | 53.5 | 49.89 | 52.86 | 53.5 | 46.68 | 52.33 | 0 | 0 | 51.43 | 52.04 | 48.61 | 50.91 | 53.5 | 51.3
6420 | 40.14 | 45.1 | 37.57 | 40.14 | 45.1 | 37.57 | 40.14 | 45.1 | 37.57 | 40.14 | 45.1 | 37.57 | 40.14 | 45.1 | 36.59 | 40.14 | 45.1 | 36.59 | 40.14 | 45.1 | 37.57 | 40.14 | 45.1 | 37.57 | 40.14 | 45.1 | 36.59 | 40.54 | 0 | 0 | 40.54 | 44.5 | 35.14 | 40.14 | 45.1 | 37.57 | 50.73 | 53.32 | 49.7 | 50.73 | 53.32 | 49.7 | 50.73 | 53.32 | 49.7 | 50.73 | 53.32 | 49.7 | 53.35 | 53.32 | 46.68 | 55.26 | 52.08 | 46.68 | 50.73 | 53.32 | 49.7 | 50.73 | 53.32 | 49.7 | 53.35 | 53.32 | 46.68 | 55.81 | 0 | 0 | 54.71 | 52.6 | 47.64 | 50.73 | 53.32 | 51.3
6421 | 40.11 | 45.08 | 37.55 | 40.11 | 45.08 | 37.55 | 40.11 | 45.08 | 37.55 | 40.11 | 45.08 | 37.55 | 40.11 | 45.08 | 36.59 | 40.11 | 45.08 | 36.59 | 40.11 | 45.08 | 37.55 | 40.11 | 45.08 | 37.55 | 40.11 | 45.08 | 36.59 | 39.71 | 0 | 0 | 40.52 | 44.5 | 35.14 | 40.11 | 45.08 | 37.55 | 50.7 | 53.29 | 49.68 | 50.7 | 53.29 | 49.68 | 50.7 | 53.29 | 49.68 | 50.7 | 53.29 | 49.68 | 50.7 | 53.29 | 46.68 | 50.7 | 52.08 | 46.68 | 50.7 | 53.29 | 49.68 | 50.7 | 53.29 | 49.68 | 50.7 | 53.29 | 46.68 | 50.2 | 0 | 0 | 51.22 | 52.76 | 48.61 | 50.7 | 53.29 | 51.3
6422 | 40.01 | 44.98 | 37.45 | 40.01 | 44.98 | 37.45 | 40.01 | 44.98 | 37.45 | 40.01 | 44.98 | 37.45 | 40.01 | 44.98 | 37.45 | 40.01 | 44.98 | 36.59 | 40.01 | 44.98 | 37.45 | 40.01 | 44.98 | 37.45 | 40.01 | 44.98 | 37.45 | 39.61 | 0 | 0 | 40.42 | 44.5 | 35.85 | 40.01 | 44.98 | 37.45 | 50.6 | 52.08 | 49.58 | 50.6 | 52.08 | 49.58 | 50.6 | 52.08 | 49.58 | 50.6 | 52.08 | 49.58 | 50.6 | 52.08 | 46.68 | 50.6 | 52.08 | 46.68 | 50.6 | 52.08 | 49.58 | 50.6 | 53.19 | 49.58 | 50.6 | 52.08 | 46.68 | 50.1 | 0 | 0 | 51.11 | 51.56 | 49.08 | 50.6 | 52.08 | 51.3
6423 | 39.91 | 44.88 | 37.34 | 39.91 | 44.88 | 37.34 | 39.91 | 44.88 | 37.34 | 39.91 | 44.88 | 37.34 | 39.91 | 44.88 | 37.34 | 40.35 | 44.88 | 37.34 | 39.91 | 44.88 | 37.34 | 39.91 | 44.88 | 37.34 | 39.91 | 44.88 | 37.34 | 39.94 | 0 | 0 | 40.76 | 45.33 | 37.72 | 39.91 | 44.88 | 37.34 | 50.5 | 53.09 | 49.48 | 50.5 | 53.09 | 49.48 | 50.5 | 53.09 | 49.48 | 50.5 | 53.09 | 49.48 | 53.12 | 53.09 | 46.68 | 53.19 | 53.09 | 46.68 | 50.5 | 53.09 | 49.48 | 50.5 | 53.09 | 49.48 | 53.12 | 53.09 | 46.68 | 53.19 | 0 | 0 | 60.46 | 67.77 | 48.98 | 50.5 | 53.09 | 51.3
6424 | 39.87 | 44.84 | 37.3 | 39.87 | 44.84 | 37.3 | 39.87 | 44.84 | 37.3 | 39.87 | 44.84 | 37.3 | 39.87 | 44.84 | 37.3 | 40.58 | 44.84 | 37.3 | 39.87 | 44.84 | 37.3 | 39.87 | 44.84 | 37.3 | 39.87 | 44.84 | 37.3 | 40.27 | 0.01 | 0 | 55.09 | 72.21 | 62.49 | 39.87 | 44.84 | 37.3 | 50.46 | 53.05 | 49.44 | 50.46 | 53.05 | 49.44 | 50.46 | 53.05 | 49.44 | 50.46 | 53.05 | 49.44 | 53.08 | 53.05 | 49.44 | 56.04 | 53.05 | 49.44 | 50.46 | 53.05 | 49.44 | 50.46 | 53.05 | 49.44 | 53.08 | 53.05 | 49.44 | 56.61 | 14.55 | 0 | 77.02 | 93.14 | 50.46 | 50.46 | 53.05 | 51.3
6425 | 39.97 | 44.94 | 37.4 | 39.97 | 44.94 | 37.4 | 39.97 | 44.94 | 37.4 | 39.97 | 44.94 | 37.4 | 39.97 | 44.94 | 37.4 | 40.68 | 44.94 | 37.4 | 39.97 | 44.94 | 37.4 | 39.97 | 44.94 | 37.4 | 39.97 | 44.94 | 37.4 | 51.74 | 40.12 | 0 | 55.09 | 45.39 | 37.78 | 39.97 | 44.94 | 37.4 | 50.56 | 53.15 | 49.54 | 50.56 | 53.15 | 49.54 | 50.56 | 53.15 | 49.54 | 50.56 | 53.15 | 49.54 | 53.18 | 53.15 | 49.54 | 56.14 | 53.15 | 49.54 | 50.56 | 53.15 | 49.54 | 50.56 | 53.15 | 49.54 | 53.18 | 53.15 | 49.54 | 70.2 | 20 | 0 | 77.02 | 94.09 | 50.04 | 50.56 | 53.15 | 49.54
6426 | 40.09 | 45.05 | 37.38 | 40.09 | 45.05 | 37.38 | 40.09 | 45.05 | 37.38 | 40.09 | 45.05 | 37.38 | 40.09 | 45.41 | 37.38 | 40.79 | 45.41 | 37.38 | 40.09 | 45.05 | 37.38 | 40.09 | 45.05 | 37.52 | 40.09 | 45.41 | 37.38 | 41.21 | 42.81 | 0 | 42.05 | 45.51 | 37.76 | 40.09 | 45.05 | 37.38 | 50.68 | 51.32 | 46.45 | 50.68 | 51.32 | 46.45 | 50.68 | 51.32 | 46.45 | 50.68 | 51.32 | 46.45 | 53.3 | 51.32 | 46.45 | 56.26 | 51.32 | 46.45 | 50.68 | 51.32 | 46.45 | 50.68 | 53.26 | 49.65 | 53.3 | 51.32 | 46.45 | 70.2 | 20 | 0 | 71.63 | 51.84 | 45.98 | 50.68 | 51.32 | 46.45
6427 | 40.44 | 42.3 | 34.07 | 40.44 | 42.3 | 34.07 | 40.44 | 42.3 | 34.07 | 40.44 | 42.3 | 34.07 | 40.44 | 45.41 | 37.38 | 41.15 | 45.41 | 37.38 | 40.44 | 45.4 | 34.07 | 40.44 | 45.41 | 37.87 | 40.44 | 45.41 | 37.38 | 41.56 | 42.73 | 0 | 42.41 | 42.73 | 34.42 | 40.44 | 42.3 | 34.07 | 41.5 | 48.43 | 45.93 | 41.5 | 48.43 | 45.93 | 41.5 | 48.43 | 45.93 | 41.5 | 48.43 | 45.93 | 53.65 | 48.43 | 45.93 | 56.61 | 48.43 | 45.93 | 51.03 | 48.43 | 45.93 | 51.03 | 53.62 | 50.01 | 53.65 | 48.43 | 45.93 | 60.28 | 20 | 0 | 61.51 | 47.95 | 45.47 | 41.5 | 48.43 | 45.93
6428 | 39.43 | 10.33 | 0 | 39.43 | 10.33 | 0 | 39.43 | 10.33 | 0 | 39.43 | 10.33 | 0 | 40.34 | 42.97 | 37.13 | 41.05 | 42.97 | 37.13 | 40.34 | 10.33 | 0 | 40.34 | 45.31 | 37.77 | 40.34 | 42.97 | 37.13 | 40.64 | 10.44 | 0 | 39.82 | 10.44 | 0 | 39.43 | 10.33 | 0 | 10.33 | 20.2 | 43.27 | 10.33 | 20.2 | 43.27 | 10.33 | 20.2 | 43.27 | 10.33 | 20.2 | 43.27 | 53.55 | 30.8 | 43.27 | 56.51 | 30.8 | 43.27 | 50.93 | 30.8 | 43.27 | 50.93 | 53.52 | 49.9 | 53.55 | 30.8 | 43.27 | 57.08 | 20 | 0 | 55.94 | 20.41 | 43.71 | 10.33 | 20.2 | 43.27
6429 | 10.33 | 0 | 0 | 10.33 | 0.01 | 0 | 10.33 | 0.01 | 0 | 10.33 | 0.01 | 0 | 39.8 | 39.96 | 19.88 | 40.5 | 39.96 | 19.88 | 39.8 | 39.96 | 0 | 39.8 | 44.76 | 35.86 | 39.8 | 39.96 | 19.88 | 40.1 | 0 | 0 | 39.3 | 0.01 | 0 | 10.33 | 0.01 | 0 | 10.33 | 10.33 | 28.26 | 10.33 | 10.33 | 28.26 | 10.33 | 10.33 | 28.26 | 10.33 | 10.33 | 28.26 | 53.01 | 30.48 | 28.26 | 55.97 | 30.48 | 28.26 | 50.39 | 30.48 | 28.26 | 50.39 | 51.19 | 49.36 | 53.01 | 30.48 | 28.26 | 55.41 | 10.44 | 0 | 54.3 | 10.44 | 28.55 | 10.33 | 10.33 | 28.26
6430 | 10.33 | 0 | 0 | 10.33 | 0 | 0 | 10.33 | 0 | 0 | 10.33 | 0 | 0 | 39.38 | 9.84 | 9.84 | 40.09 | 9.84 | 9.84 | 39.38 | 9.84 | 0 | 39.38 | 44.35 | 35.86 | 39.38 | 9.84 | 9.84 | 39.69 | 0 | 0 | 10.44 | 0 | 0 | 10.33 | 0 | 0 | 0 | 0 | 0 | 0 | 0 | 0 | 0 | 0 | 0 | 0 | 0 | 0 | 52.59 | 15.46 | 10 | 55.55 | 15.46 | 10 | 49.97 | 15.46 | 0 | 49.97 | 52.56 | 48.95 | 52.59 | 15.46 | 10 | 55 | 0 | 0 | 53.9 | 0 | 0 | 0 | 0 | 0
6431 | 0 | 0 | 0 | 0 | 0 | 0 | 0 | 0 | 0 | 0 | 0 | 0 | 38.73 | 9.19 | 0 | 38.73 | 9.19 | 0 | 0 | 0 | 0 | 0 | 43.69 | 35.86 | 38.73 | 9.19 | 0 | 38.24 | 0 | 0 | 0 | 0 | 0 | 0 | 0 | 0 | 0 | 0 | 0 | 0 | 0 | 0 | 0 | 0 | 0 | 0 | 0 | 0 | 51.94 | 15 | 9.19 | 51.94 | 15 | 9.19 | 0 | 0 | 0 | 0 | 46.45 | 40.19 | 51.94 | 15 | 9.19 | 49.85 | 0 | 0 | 0 | 0 | 0 | 0 | 0 | 0
6432 | 0 | 0 | 0 | 0 | 0 | 0 | 0 | 0 | 0 | 0 | 0 | 0 | 34.23 | 0 | 0 | 34.23 | 0 | 0 | 0 | 0 | 0 | 0 | 0 | 35.86 | 34.23 | 0 | 0 | 33.54 | 0 | 0 | 0 | 0 | 0 | 0 | 0 | 0 | 0 | 0 | 0 | 0 | 0 | 0 | 0 | 0 | 0 | 0 | 0 | 0 | 47.19 | 11.45 | 9.09 | 47.19 | 11.45 | 9.09 | 0 | 0 | 0 | 0 | 0 | 40.19 | 47.19 | 11.45 | 9.09 | 45.32 | 0 | 0 | 0 | 0 | 0 | 0 | 0 | 0
6433 | 0 | 0 | 0 | 0 | 0 | 0 | 0 | 0 | 0 | 0 | 0 | 0 | 33.88 | 8.65 | 0 | 33.88 | 8.65 | 0 | 33.88 | 8.65 | 0 | 33.88 | 8.65 | 0 | 33.88 | 8.65 | 0 | 33.54 | 0 | 0 | 0 | 0 | 0 | 0 | 0 | 0 | 0 | 0 | 0 | 0 | 0 | 0 | 0 | 0 | 0 | 0 | 0 | 0 | 47.19 | 8.86 | 23.97 | 47.19 | 8.86 | 23.97 | 47.19 | 8.86 | 23.97 | 47.19 | 8.86 | 23.97 | 47.19 | 8.86 | 23.97 | 44.4 | 0 | 0 | 0 | 0 | 0 | 0 | 0 | 0
6434 | 0 | 0 | 0 | 0 | 0 | 0 | 0 | 0 | 0 | 0 | 0 | 0 | 33.34 | 8.37 | 0 | 33.34 | 8.37 | 0 | 33.34 | 8.37 | 0 | 33.34 | 8.37 | 0 | 33.34 | 8.37 | 0 | 32.67 | 0 | 0 | 0 | 0 | 0 | 0 | 0 | 0 | 0 | 0 | 0 | 0 | 0 | 0 | 0 | 0 | 0 | 0 | 0 | 0 | 32 | 8.66 | 23.97 | 32 | 8.66 | 23.97 | 32 | 8.66 | 23.97 | 32 | 8.66 | 23.97 | 32 | 8.66 | 23.97 | 20 | 0 | 0 | 0 | 0 | 0 | 0 | 0 | 0
6435 | 0 | 0 | 0 | 0 | 0 | 0 | 0 | 0 | 0 | 0 | 0 | 0 | 29.48 | 8.37 | 0 | 29.48 | 8.37 | 0 | 29.48 | 8.37 | 0 | 29.48 | 8.37 | 0 | 29.48 | 8.37 | 0 | 28.6 | 0 | 0 | 0 | 0 | 0 | 0 | 0 | 0 | 0 | 0 | 0 | 0 | 0 | 0 | 0 | 0 | 0 | 0 | 0 | 0 | 32 | 8.42 | 23.97 | 32 | 8.42 | 23.97 | 32 | 8.42 | 23.97 | 32 | 8.42 | 23.97 | 32 | 8.42 | 23.97 | 20 | 0 | 0 | 0 | 0 | 0 | 0 | 0 | 0
6436 | 0 | 0 | 0 | 0 | 0 | 0 | 0 | 0 | 0 | 0 | 0 | 0 | 34.92 | 8.37 | 0 | 34.92 | 8.37 | 0 | 34.92 | 8.37 | 0 | 34.92 | 8.37 | 0 | 34.92 | 8.37 | 0 | 32.86 | 0 | 0 | 0 | 0 | 0 | 0 | 0 | 0 | 0 | 0 | 0 | 0 | 0 | 0 | 0 | 0 | 0 | 0 | 0 | 0 | 32 | 8.71 | 23.97 | 32 | 8.71 | 23.97 | 32 | 8.71 | 27.37 | 32 | 8.71 | 27.37 | 32 | 8.71 | 23.97 | 21.26 | 0 | 0 | 0 | 0 | 0 | 0 | 0 | 0
6437 | 10.33 | 0 | 0 | 10.33 | 0 | 0 | 10.33 | 0 | 0 | 10.33 | 0 | 0 | 38.42 | 9.3 | 9.3 | 38.42 | 9.3 | 9.3 | 38.42 | 9.3 | 9.3 | 38.42 | 9.31 | 9.3 | 38.42 | 9.3 | 9.3 | 37.65 | 0 | 0 | 10.44 | 0 | 0 | 10.33 | 0 | 0 | 0 | 0 | 0 | 0 | 0 | 0 | 0 | 0 | 0 | 0 | 0 | 0 | 51.77 | 29.98 | 27.44 | 51.77 | 29.98 | 27.44 | 49.43 | 29.98 | 27.44 | 49.43 | 29.98 | 27.44 | 51.77 | 29.98 | 27.44 | 51.25 | 0 | 0 | 50.23 | 0 | 0 | 0 | 0 | 0
6438 | 17.92 | 0 | 0 | 17.92 | 0 | 0 | 17.92 | 0 | 0 | 17.92 | 0 | 0 | 39.8 | 11.16 | 33.55 | 40.51 | 11.16 | 33.55 | 39.8 | 11.16 | 33.55 | 39.8 | 11.16 | 33.55 | 39.8 | 11.16 | 33.55 | 40.11 | 0 | 0 | 39.3 | 0 | 0 | 17.92 | 0 | 0 | 10.33 | 10.33 | 0 | 10.33 | 10.33 | 0 | 10.33 | 10.33 | 0 | 10.33 | 10.33 | 0 | 53.02 | 48.82 | 28.2 | 55.97 | 48.82 | 28.2 | 50.39 | 48.82 | 28.2 | 50.39 | 48.82 | 28.2 | 53.02 | 48.82 | 28.2 | 56.54 | 10.44 | 0 | 55.41 | 10.44 | 0 | 10.33 | 10.33 | 0
6439 | 40.47 | 0 | 0 | 40.47 | 0 | 0 | 40.47 | 0 | 0 | 40.47 | 0 | 0 | 40.47 | 10.93 | 0 | 41.18 | 10.93 | 0 | 40.47 | 10.93 | 0 | 40.47 | 10.94 | 0 | 40.47 | 10.93 | 0 | 41.6 | 0 | 0 | 40.88 | 0 | 0 | 40.47 | 0 | 0 | 10.33 | 10.33 | 0 | 10.33 | 10.33 | 0 | 10.33 | 10.33 | 0 | 10.33 | 10.33 | 0 | 53.69 | 30.8 | 27.44 | 56.64 | 30.8 | 27.44 | 51.06 | 30.8 | 27.44 | 51.06 | 30.8 | 27.44 | 53.69 | 30.8 | 27.44 | 57.22 | 10.44 | 0 | 56.07 | 10.44 | 0 | 10.33 | 10.33 | 0
6440 | 40.74 | 0 | 0 | 40.74 | 0 | 0 | 40.74 | 0 | 0 | 40.74 | 0 | 0 | 40.74 | 0 | 0 | 41.45 | 0 | 0 | 40.74 | 0 | 0 | 40.74 | 0 | 35.86 | 40.74 | 0 | 0 | 41.87 | 0 | 0 | 41.15 | 0 | 0 | 40.74 | 0 | 0 | 10.33 | 10.33 | 0 | 10.33 | 10.33 | 0 | 10.33 | 10.33 | 0 | 10.33 | 10.33 | 0 | 53.95 | 26.65 | 0 | 56.91 | 26.65 | 0 | 51.33 | 26.65 | 0 | 51.33 | 26.65 | 0 | 53.95 | 26.65 | 0 | 57.49 | 10.44 | 0 | 56.34 | 10.44 | 0 | 10.33 | 10.33 | 0
6441 | 40.58 | 0 | 0 | 40.58 | 0 | 0 | 40.58 | 0 | 0 | 40.58 | 0 | 0 | 40.7 | 0 | 0 | 41.41 | 0 | 0 | 40.7 | 0 | 0 | 40.7 | 45.32 | 35.86 | 40.7 | 0 | 0 | 40.99 | 0 | 0 | 40.99 | 0 | 0 | 40.58 | 0 | 0 | 35.42 | 0 | 0 | 35.42 | 0 | 0 | 35.42 | 0 | 0 | 35.42 | 0 | 0 | 53.91 | 0 | 0 | 56.14 | 0 | 0 | 51.29 | 0 | 0 | 51.29 | 0 | 40.19 | 53.91 | 14.11 | 0 | 55.58 | 0 | 0 | 35.78 | 0 | 0 | 35.42 | 0 | 0
6442 | 34.93 | 0 | 0 | 34.93 | 0 | 0 | 34.93 | 0 | 0 | 34.93 | 0 | 0 | 36.74 | 0 | 0 | 36.74 | 0 | 0 | 36.74 | 0 | 0 | 36.74 | 45.33 | 35.86 | 36.74 | 0 | 0 | 35.29 | 0 | 0 | 35.29 | 0 | 0 | 34.93 | 0 | 0 | 35.42 | 0 | 0 | 35.42 | 0 | 0 | 35.42 | 0 | 0 | 35.42 | 0 | 0 | 47.46 | 0 | 0 | 47.46 | 0 | 0 | 47.46 | 0 | 0 | 47.46 | 46.27 | 40.19 | 47.46 | 11.06 | 0 | 45.58 | 0 | 0 | 35.78 | 0 | 0 | 35.42 | 0 | 0
6443 | 11.39 | 0 | 0 | 11.39 | 0 | 0 | 11.39 | 0 | 0 | 11.39 | 0 | 0 | 21.17 | 0 | 0 | 21.17 | 0 | 0 | 21.17 | 0 | 0 | 21.17 | 45.33 | 35.86 | 21.17 | 0 | 0 | 11.28 | 0 | 0 | 11.28 | 0 | 0 | 11.39 | 0 | 0 | 11.49 | 0 | 0 | 11.49 | 0 | 0 | 11.49 | 0 | 0 | 11.49 | 0 | 0 | 32 | 0 | 0 | 32 | 0 | 0 | 32 | 0 | 0 | 32 | 46.27 | 40.19 | 32 | 10.78 | 0 | 11.85 | 0 | 0 | 11.61 | 0 | 0 | 11.49 | 0 | 0
6444 | 10.33 | 0 | 0 | 10.33 | 0 | 0 | 10.33 | 0 | 0 | 10.33 | 0 | 0 | 21.17 | 0 | 0 | 21.17 | 0 | 0 | 21.17 | 0 | 0 | 21.17 | 45.27 | 35.86 | 21.17 | 0 | 0 | 10.23 | 0 | 0 | 10.23 | 0 | 0 | 10.33 | 0 | 0 | 10.33 | 0 | 0 | 10.33 | 0 | 0 | 10.33 | 0 | 0 | 10.33 | 0 | 0 | 32 | 0 | 0 | 32 | 0 | 0 | 32 | 0 | 0 | 32 | 46.27 | 40.19 | 32 | 10.78 | 0 | 10.44 | 0 | 0 | 10.44 | 0 | 0 | 10.33 | 0 | 0
6445 | 30.44 | 0 | 0 | 30.44 | 0 | 0 | 30.44 | 0 | 0 | 30.44 | 0 | 0 | 31.39 | 0 | 0 | 31.39 | 0 | 0 | 31.39 | 0 | 0 | 31.39 | 45.02 | 35.86 | 31.39 | 0 | 0 | 30.14 | 0 | 0 | 30.14 | 0 | 0 | 30.44 | 0 | 0 | 11.84 | 0 | 0 | 11.84 | 0 | 0 | 11.84 | 0 | 0 | 11.84 | 0 | 0 | 32 | 0 | 0 | 32 | 0 | 0 | 32 | 0 | 0 | 32 | 0 | 40.19 | 32 | 11.45 | 0 | 12.09 | 0 | 0 | 11.96 | 0 | 0 | 11.84 | 0 | 0
6446 | 36 | 0 | 0 | 36 | 0 | 0 | 36 | 0 | 0 | 36 | 0 | 0 | 36.38 | 0 | 0 | 36.38 | 0 | 0 | 36 | 0 | 0 | 36 | 0 | 0 | 36.38 | 0 | 0 | 34.93 | 0 | 0 | 35.64 | 0 | 0 | 36 | 0 | 0 | 45.12 | 0 | 0 | 45.12 | 0 | 0 | 45.12 | 0 | 0 | 45.12 | 0 | 0 | 47.46 | 0 | 0 | 47.46 | 0 | 0 | 47.46 | 0 | 0 | 47.46 | 0 | 0 | 47.46 | 14.11 | 34.05 | 45.58 | 0 | 0 | 45.58 | 0 | 0 | 45.12 | 0 | 0
6447 | 36.37 | 0 | 0 | 36.37 | 0 | 0 | 36.37 | 0 | 0 | 36.37 | 0 | 0 | 36.74 | 0 | 0 | 36.74 | 0 | 0 | 36.37 | 0 | 0 | 36.37 | 0 | 0 | 36.74 | 0 | 0 | 36 | 0 | 0 | 36 | 0 | 0 | 36.37 | 0 | 0 | 45.64 | 0 | 0 | 45.64 | 0 | 0 | 45.64 | 0 | 0 | 45.64 | 0 | 0 | 48 | 0 | 0 | 48 | 0 | 0 | 45.64 | 0 | 0 | 45.64 | 0 | 0 | 48 | 18.82 | 40.19 | 46.1 | 0 | 0 | 46.1 | 0 | 0 | 45.64 | 0 | 0
6448 | 39.94 | 0 | 0 | 39.94 | 0 | 0 | 39.94 | 0 | 0 | 39.94 | 0 | 0 | 39.94 | 0 | 0 | 40.64 | 0 | 0 | 39.94 | 0 | 0 | 39.94 | 44.87 | 35.86 | 39.94 | 0 | 0 | 40.64 | 0 | 0 | 40.34 | 0 | 0 | 39.94 | 0 | 0 | 50.52 | 27.01 | 0 | 50.52 | 27.01 | 0 | 50.52 | 27.01 | 0 | 50.52 | 27.01 | 0 | 53.15 | 27.01 | 27.44 | 56.1 | 27.01 | 27.44 | 50.52 | 27.01 | 0 | 50.52 | 27.01 | 40.19 | 53.15 | 27.01 | 27.44 | 55.54 | 18.82 | 0 | 54.43 | 27.29 | 0 | 50.52 | 27.01 | 0
6449 | 40.07 | 0 | 0 | 40.07 | 0 | 0 | 40.07 | 0 | 0 | 40.07 | 0 | 0 | 40.07 | 0 | 0 | 40.78 | 0 | 0 | 40.07 | 0 | 0 | 40.07 | 45.02 | 35.86 | 40.07 | 0 | 0 | 41.19 | 0 | 0 | 40.48 | 0 | 0 | 40.07 | 0 | 0 | 50.66 | 35.3 | 0 | 50.66 | 35.3 | 0 | 50.66 | 35.3 | 0 | 50.66 | 35.3 | 0 | 53.28 | 35.3 | 46.34 | 56.24 | 35.3 | 46.34 | 50.66 | 35.3 | 0 | 50.66 | 46.27 | 46.34 | 53.28 | 35.3 | 46.34 | 56.81 | 19.4 | 0 | 55.67 | 35.66 | 0 | 50.66 | 35.3 | 0
6450 | 40.18 | 0 | 0 | 40.18 | 0 | 0 | 40.18 | 0 | 0 | 40.18 | 0 | 0 | 40.18 | 0 | 0 | 40.89 | 0 | 0 | 40.18 | 0 | 0 | 40.18 | 0 | 0 | 40.18 | 0 | 0 | 41.3 | 0 | 0 | 40.58 | 0 | 0 | 40.18 | 0 | 0 | 50.77 | 35.3 | 0 | 50.77 | 35.3 | 0 | 50.77 | 35.3 | 0 | 50.77 | 35.3 | 0 | 53.39 | 43.92 | 46.66 | 56.35 | 43.92 | 46.66 | 50.77 | 35.3 | 0 | 50.77 | 35.3 | 46.66 | 53.39 | 43.92 | 46.66 | 56.92 | 26.03 | 0 | 55.78 | 35.66 | 0 | 50.77 | 35.3 | 0
6451 | 40.52 | 0 | 0 | 40.52 | 0 | 0 | 40.52 | 0 | 0 | 40.52 | 0 | 0 | 40.52 | 0 | 0 | 41.22 | 0 | 0 | 40.52 | 0 | 0 | 40.52 | 45.3 | 35.86 | 40.52 | 0 | 0 | 41.76 | 0 | 0 | 40.93 | 0 | 0 | 40.52 | 0 | 0 | 51.11 | 26.48 | 0 | 51.11 | 26.48 | 0 | 51.11 | 26.48 | 0 | 51.11 | 26.48 | 0 | 53.73 | 43.92 | 46.66 | 56.69 | 43.92 | 46.66 | 51.11 | 43.92 | 0 | 51.11 | 43.92 | 46.66 | 53.73 | 43.92 | 46.66 | 57.26 | 26.03 | 0 | 51.62 | 26.74 | 0 | 51.11 | 26.48 | 0
6452 | 40.37 | 0 | 0 | 40.37 | 0 | 0 | 40.37 | 0 | 0 | 40.37 | 0 | 0 | 40.37 | 0 | 0 | 41.08 | 0 | 0 | 40.37 | 0 | 0 | 40.37 | 45.33 | 37.8 | 40.37 | 0 | 0 | 41.61 | 0 | 0 | 40.78 | 0 | 0 | 40.37 | 0 | 0 | 35.42 | 26.29 | 0 | 35.42 | 26.29 | 0 | 35.42 | 26.29 | 0 | 35.42 | 26.29 | 0 | 53.58 | 36.02 | 43.9 | 56.54 | 36.02 | 43.9 | 50.96 | 36.02 | 0 | 50.96 | 53.55 | 49.94 | 53.58 | 36.02 | 43.9 | 57.11 | 26.03 | 0 | 35.78 | 26.56 | 0 | 35.42 | 26.29 | 0
6453 | 39.75 | 0 | 0 | 39.75 | 0 | 0 | 39.75 | 0 | 0 | 39.75 | 0 | 0 | 39.86 | 0 | 0 | 40.56 | 0 | 0 | 39.86 | 0 | 0 | 39.86 | 44.82 | 35.86 | 39.86 | 0 | 0 | 40.97 | 0 | 0 | 40.15 | 0 | 0 | 39.75 | 0 | 0 | 35.42 | 26.29 | 10.33 | 35.42 | 26.29 | 10.33 | 35.42 | 26.29 | 10.33 | 35.42 | 26.29 | 10.33 | 53.07 | 30.48 | 43.9 | 56.02 | 30.48 | 43.9 | 50.44 | 30.48 | 10.33 | 50.44 | 46.27 | 46.45 | 53.07 | 30.48 | 43.9 | 55.46 | 15 | 0 | 35.78 | 26.56 | 10.23 | 35.42 | 26.29 | 10.33
6454 | 33.94 | 0 | 0 | 33.94 | 0 | 0 | 33.94 | 0 | 0 | 33.94 | 0 | 0 | 39.17 | 0 | 0 | 39.17 | 0 | 0 | 33.94 | 0 | 0 | 33.94 | 44.32 | 35.86 | 39.17 | 0 | 0 | 38.78 | 0 | 0 | 34.29 | 0 | 0 | 33.94 | 0 | 0 | 36.14 | 26.83 | 32.04 | 36.14 | 26.83 | 32.04 | 36.14 | 26.83 | 32.04 | 36.14 | 26.83 | 32.04 | 52.58 | 29.98 | 32.04 | 52.58 | 29.98 | 32.04 | 49.95 | 29.98 | 32.04 | 49.95 | 46.27 | 40.19 | 52.58 | 29.98 | 32.04 | 52.05 | 15 | 0 | 36.51 | 27.1 | 32.36 | 36.14 | 26.83 | 32.04
6455 | 30.71 | 0 | 0 | 30.71 | 0 | 0 | 30.71 | 0 | 0 | 30.71 | 0 | 0 | 31.98 | 0 | 0 | 31.98 | 0 | 0 | 31.98 | 0 | 0 | 31.98 | 26.12 | 35.86 | 31.98 | 0 | 0 | 31.66 | 0 | 0 | 31.02 | 0 | 0 | 30.71 | 0 | 0 | 36.14 | 27.01 | 32.04 | 36.14 | 27.01 | 32.04 | 36.14 | 27.01 | 32.04 | 36.14 | 27.01 | 32.04 | 42.58 | 27.01 | 32.04 | 42.58 | 27.01 | 32.04 | 42.58 | 27.01 | 32.04 | 42.58 | 46.27 | 40.19 | 42.58 | 27.01 | 32.04 | 42.16 | 7.39 | 0 | 41.32 | 27.29 | 32.36 | 36.14 | 27.01 | 32.04
6456 | 31.34 | 0 | 0 | 31.34 | 0 | 0 | 31.34 | 0 | 0 | 31.34 | 0 | 0 | 31.98 | 0 | 0 | 31.98 | 0 | 0 | 31.98 | 0 | 0 | 31.98 | 43.51 | 35.86 | 31.98 | 0 | 0 | 31.66 | 0 | 0 | 31.66 | 0 | 0 | 31.34 | 0 | 0 | 36.14 | 30.8 | 40.06 | 36.14 | 30.8 | 40.06 | 36.14 | 30.8 | 40.06 | 36.14 | 30.8 | 40.06 | 36.87 | 30.8 | 40.06 | 36.87 | 30.8 | 40.06 | 36.87 | 30.8 | 40.06 | 36.87 | 46.27 | 43.24 | 36.87 | 30.8 | 40.06 | 36.51 | 0 | 0 | 36.51 | 31.11 | 40.47 | 36.14 | 30.8 | 40.06
6457 | 29 | 0 | 0 | 29 | 0 | 0 | 29 | 0 | 0 | 29 | 0 | 0 | 29.65 | 0 | 0 | 29.65 | 0 | 0 | 29.65 | 0 | 0 | 29.65 | 43.15 | 35.63 | 29.65 | 0 | 0 | 29.29 | 0 | 0 | 29.29 | 0 | 0 | 29 | 0 | 0 | 35.42 | 36.02 | 42.72 | 35.42 | 36.02 | 42.72 | 35.42 | 36.02 | 42.72 | 35.42 | 36.02 | 42.72 | 35.42 | 36.02 | 40.06 | 35.42 | 36.02 | 40.06 | 35.42 | 36.02 | 42.72 | 35.42 | 46.27 | 45.9 | 35.42 | 36.02 | 40.06 | 35.07 | 0 | 0 | 35.78 | 36.38 | 43.15 | 35.42 | 36.02 | 42.72
6458 | 18.29 | 0 | 0 | 18.29 | 0 | 0 | 18.29 | 0 | 0 | 18.29 | 0 | 0 | 18.29 | 0 | 0 | 18.29 | 0 | 0 | 18.29 | 0 | 0 | 18.29 | 42.91 | 35.4 | 18.29 | 0 | 0 | 12.33 | 0 | 0 | 18.1 | 0 | 0 | 18.29 | 0 | 0 | 32 | 36.02 | 44.78 | 32 | 36.02 | 44.78 | 32 | 36.02 | 44.78 | 32 | 36.02 | 44.78 | 32 | 36.02 | 34.05 | 32 | 36.02 | 34.05 | 32 | 36.02 | 44.78 | 32 | 46.27 | 46.45 | 32 | 36.02 | 34.05 | 12.33 | 0 | 0 | 32.32 | 36.38 | 44.33 | 32 | 36.02 | 44.78
6459 | 18.29 | 0 | 0 | 18.29 | 0 | 0 | 18.29 | 0 | 0 | 18.29 | 0 | 0 | 18.29 | 0 | 0 | 18.29 | 0 | 0 | 18.29 | 0 | 0 | 18.29 | 0.04 | 35.3 | 18.29 | 0 | 0 | 12.33 | 0 | 0 | 18.47 | 0 | 0 | 18.29 | 0 | 0 | 32 | 36.02 | 43.27 | 32 | 36.02 | 43.27 | 32 | 36.02 | 43.27 | 32 | 36.02 | 43.27 | 32 | 36.02 | 31.28 | 32 | 36.02 | 31.28 | 32 | 46.27 | 46.45 | 32 | 46.27 | 46.45 | 32 | 36.02 | 31.28 | 12.33 | 0 | 0 | 32.32 | 36.38 | 42.84 | 32 | 36.02 | 46.17
6460 | 21.17 | 0 | 0 | 21.17 | 0 | 0 | 21.17 | 0 | 0 | 21.17 | 0 | 0 | 21.17 | 0 | 0 | 21.17 | 0 | 0 | 21.17 | 0 | 0 | 21.17 | 0.01 | 35.63 | 21.17 | 0 | 0 | 12.33 | 0 | 0 | 21.39 | 0 | 0 | 21.17 | 0 | 0 | 32 | 36.02 | 28.94 | 32 | 36.02 | 28.94 | 32 | 36.02 | 28.94 | 32 | 36.02 | 28.94 | 32 | 36.02 | 28.94 | 32 | 36.02 | 28.94 | 32 | 46.27 | 46.45 | 32 | 46.27 | 46.45 | 32 | 36.02 | 28.94 | 12.71 | 0 | 0 | 32.32 | 36.38 | 29.24 | 36.14 | 36.02 | 46.17
6461 | 38.43 | 0 | 0 | 38.43 | 0 | 0 | 38.43 | 0 | 0 | 38.43 | 0 | 0 | 38.43 | 0 | 0 | 38.43 | 0 | 0 | 38.43 | 0 | 0 | 38.43 | 43.87 | 35.86 | 38.43 | 0 | 0 | 34.28 | 0 | 0 | 38.82 | 0 | 0 | 38.43 | 0 | 0 | 45.56 | 36.02 | 28.94 | 45.56 | 36.02 | 28.94 | 45.56 | 36.02 | 28.94 | 45.56 | 36.02 | 28.94 | 49.49 | 36.02 | 28.94 | 49.49 | 36.02 | 28.94 | 49.49 | 36.02 | 46.45 | 49.49 | 46.27 | 46.45 | 49.49 | 36.02 | 28.94 | 45.1 | 0 | 0 | 46.02 | 36.38 | 29.24 | 45.56 | 36.02 | 46.17
6462 | 39.65 | 10.1 | 0 | 39.65 | 10.1 | 0 | 39.65 | 10.1 | 0 | 39.65 | 10.1 | 0 | 39.65 | 10.1 | 0 | 40.36 | 0 | 0 | 39.65 | 10.1 | 0 | 39.65 | 44.62 | 35.86 | 39.65 | 10.1 | 0 | 40.36 | 0 | 0 | 40.05 | 0 | 0 | 39.65 | 10.1 | 0 | 50.24 | 36.02 | 34.05 | 50.24 | 36.02 | 34.05 | 50.24 | 36.02 | 34.05 | 50.24 | 36.02 | 34.05 | 52.86 | 36.02 | 34.05 | 54.7 | 36.02 | 34.05 | 50.24 | 36.02 | 34.05 | 50.24 | 46.27 | 46.45 | 52.86 | 36.02 | 34.05 | 54.15 | 0 | 0 | 53.07 | 36.38 | 34.4 | 50.24 | 36.02 | 46.17
6463 | 40.34 | 0.01 | 0 | 40.34 | 0.01 | 0 | 40.34 | 0.01 | 0 | 40.34 | 0.01 | 0 | 40.34 | 0.01 | 0 | 41.05 | 0 | 0 | 40.34 | 0.01 | 0 | 40.34 | 45.31 | 37.77 | 40.34 | 0.01 | 0 | 41.46 | 0 | 0 | 40.75 | 0 | 0 | 40.34 | 0.01 | 0 | 50.93 | 36.02 | 43.27 | 50.93 | 36.02 | 34.05 | 50.93 | 36.02 | 34.05 | 50.93 | 36.02 | 34.05 | 53.55 | 36.02 | 34.05 | 56.51 | 36.02 | 34.05 | 50.93 | 36.02 | 34.05 | 50.93 | 53.52 | 49.91 | 53.55 | 36.02 | 34.05 | 56.38 | 11.62 | 0 | 55.26 | 36.38 | 34.4 | 50.93 | 36.02 | 46.17
6464 | 40.57 | 0 | 0 | 40.57 | 0 | 0 | 40.57 | 0 | 0 | 40.57 | 0 | 0 | 40.57 | 0 | 0 | 41.28 | 0 | 0 | 40.57 | 0 | 0 | 40.57 | 45.53 | 38 | 40.57 | 0 | 0 | 41.5 | 0 | 0 | 40.98 | 0 | 0 | 40.57 | 0 | 0 | 51.16 | 10.33 | 43.27 | 51.16 | 10.33 | 0 | 51.16 | 10.33 | 0 | 51.16 | 10.33 | 0 | 53.78 | 10.33 | 0 | 53.78 | 10.33 | 0 | 51.16 | 10.33 | 0 | 51.16 | 53.75 | 50.13 | 53.78 | 10.33 | 0 | 53.24 | 9.72 | 0 | 52.18 | 10.12 | 0 | 51.16 | 10.33 | 43.27
6465 | 40.5 | 0 | 0 | 40.5 | 0 | 0 | 40.5 | 0 | 0 | 40.5 | 0 | 0 | 40.5 | 0 | 0 | 40.5 | 0 | 0 | 40.5 | 0 | 0 | 40.5 | 45.46 | 37.93 | 40.5 | 0 | 0 | 40.1 | 0 | 0 | 40.1 | 0 | 0 | 40.5 | 0 | 0 | 46.63 | 0 | 10.33 | 46.63 | 0 | 0 | 46.63 | 0 | 0 | 46.63 | 0 | 0 | 47.12 | 0 | 0 | 47.12 | 0 | 0 | 47.12 | 0 | 0 | 51.09 | 53.68 | 50.07 | 47.12 | 0 | 0 | 45.25 | 0 | 0 | 46.16 | 0 | 0 | 46.63 | 0 | 10.33
6466 | 30.39 | 0 | 0 | 30.39 | 0 | 0 | 30.39 | 0 | 0 | 30.39 | 0 | 0 | 30.39 | 0 | 0 | 30.39 | 0 | 0 | 30.39 | 0 | 0 | 40.39 | 45.35 | 37.82 | 30.39 | 0 | 0 | 29.48 | 0 | 0 | 30.08 | 0 | 0 | 30.39 | 0 | 0 | 12.46 | 0 | 0 | 12.46 | 0 | 0 | 12.46 | 0 | 0 | 12.46 | 0 | 0 | 13.11 | 0 | 0 | 13.11 | 0 | 0 | 13.11 | 0 | 0 | 50.98 | 53.57 | 49.96 | 13.11 | 0 | 0 | 12.33 | 0 | 0 | 12.46 | 0 | 0 | 12.46 | 0 | 0
6467 | 10.33 | 0 | 0 | 10.33 | 0 | 0 | 10.33 | 0 | 0 | 10.33 | 0 | 0 | 10.33 | 0 | 0 | 10.33 | 0 | 0 | 10.75 | 0 | 0 | 10.75 | 45.25 | 37.72 | 10.75 | 0 | 0 | 0 | 0 | 0 | 0 | 0 | 0 | 10.33 | 0 | 0 | 0 | 0 | 0 | 0 | 0 | 0 | 0 | 0 | 0 | 0 | 0 | 0 | 0 | 0 | 0 | 0 | 0 | 0 | 10.75 | 0 | 0 | 50.88 | 53.46 | 49.85 | 10.75 | 0 | 0 | 0 | 0 | 0 | 0 | 0 | 0 | 10.33 | 0 | 0
6468 | 10.33 | 0 | 0 | 10.33 | 0 | 0 | 10.33 | 0 | 0 | 10.33 | 0 | 0 | 10.33 | 0 | 0 | 10.33 | 0 | 0 | 10.33 | 0 | 0 | 40.11 | 45.08 | 37.54 | 10.33 | 0 | 0 | 0 | 0 | 0 | 0 | 0 | 0 | 10.33 | 0 | 0 | 0 | 0 | 0 | 0 | 0 | 0 | 0 | 0 | 0 | 0 | 0 | 0 | 0 | 0 | 0 | 0 | 0 | 0 | 0 | 0 | 0 | 50.7 | 53.29 | 49.68 | 0 | 0 | 0 | 0 | 0 | 0 | 0 | 0 | 0 | 10.33 | 0 | 0
6469 | 10.33 | 0 | 0 | 10.33 | 0 | 0 | 10.33 | 0 | 0 | 10.33 | 0 | 0 | 10.33 | 0 | 0 | 10.33 | 0 | 0 | 10.33 | 0 | 0 | 10.33 | 44.95 | 37.41 | 10.33 | 0 | 0 | 0 | 0 | 0 | 0 | 0 | 0 | 10.33 | 0 | 0 | 0 | 0 | 0 | 0 | 0 | 0 | 0 | 0 | 0 | 0 | 0 | 0 | 0 | 0 | 0 | 0 | 0 | 0 | 0 | 0 | 0 | 50.57 | 53.16 | 49.55 | 0 | 0 | 0 | 0 | 0 | 0 | 0 | 0 | 0 | 10.33 | 0 | 0
6470 | 10.26 | 0 | 0 | 10.26 | 0 | 0 | 10.26 | 0 | 0 | 10.26 | 0 | 0 | 10.26 | 0 | 0 | 10.26 | 0 | 0 | 10.26 | 0 | 0 | 10.26 | 44.77 | 35.86 | 10.26 | 0 | 0 | 0 | 0 | 0 | 0 | 0 | 0 | 10.26 | 0 | 0 | 0 | 0 | 0 | 0 | 0 | 0 | 0 | 0 | 0 | 0 | 0 | 0 | 0 | 0 | 0 | 0 | 0 | 0 | 10.26 | 0 | 0 | 10.26 | 46.27 | 34.14 | 10.26 | 0 | 0 | 0 | 0 | 0 | 0 | 0 | 0 | 10.33 | 0 | 0
6471 | 11.97 | 0 | 0 | 11.97 | 0 | 0 | 11.97 | 0 | 0 | 11.97 | 0 | 0 | 12.59 | 0 | 0 | 12.59 | 0 | 0 | 12.59 | 0 | 0 | 12.59 | 44.63 | 35.86 | 12.59 | 0 | 0 | 11.96 | 0 | 0 | 12.09 | 0 | 0 | 11.97 | 0 | 0 | 10.33 | 0 | 0 | 10.33 | 0 | 0 | 10.33 | 0 | 0 | 10.33 | 0 | 0 | 12.84 | 0 | 0 | 12.84 | 0 | 0 | 12.84 | 0 | 0 | 12.84 | 46.27 | 45.62 | 12.84 | 0 | 0 | 11.96 | 0 | 0 | 11.72 | 0 | 0 | 10.33 | 0 | 0
6472 | 32.31 | 0 | 0 | 32.31 | 0 | 0 | 32.31 | 0 | 0 | 32.31 | 0 | 0 | 33.98 | 0 | 0 | 33.98 | 0 | 0 | 33.98 | 0 | 0 | 33.98 | 44.53 | 35.86 | 33.98 | 0 | 0 | 32.64 | 0 | 0 | 32.64 | 0 | 0 | 32.31 | 0 | 0 | 10.33 | 0 | 0 | 10.33 | 0 | 0 | 10.33 | 0 | 0 | 10.33 | 0 | 0 | 43.75 | 0 | 0 | 43.75 | 0 | 0 | 43.75 | 0 | 0 | 43.75 | 52.75 | 49.14 | 43.75 | 0 | 0 | 43.01 | 0 | 0 | 42.15 | 0 | 0 | 10.33 | 0 | 0
6473 | 39.68 | 0 | 0 | 39.68 | 0 | 0 | 39.68 | 0 | 0 | 39.68 | 0 | 0 | 39.68 | 0 | 0 | 40.38 | 0 | 0 | 39.68 | 0 | 0 | 39.68 | 44.64 | 35.86 | 39.68 | 0 | 0 | 40.08 | 0 | 0 | 40.08 | 0 | 0 | 39.68 | 0 | 0 | 10.33 | 0 | 0 | 10.33 | 0 | 0 | 10.33 | 0 | 0 | 10.33 | 0 | 0 | 52.89 | 27.01 | 28.2 | 55.22 | 27.01 | 28.2 | 50.27 | 27.01 | 28.2 | 50.27 | 46.27 | 46.45 | 52.89 | 27.01 | 28.2 | 54.67 | 0 | 0 | 53.58 | 0 | 0 | 10.33 | 0 | 0
6474 | 39.84 | 0 | 0 | 39.84 | 0 | 0 | 39.84 | 0 | 0 | 39.84 | 0 | 0 | 39.84 | 41.2 | 23.39 | 40.55 | 41.2 | 23.39 | 39.84 | 41.2 | 23.39 | 39.84 | 44.8 | 35.86 | 39.84 | 41.2 | 23.39 | 40.96 | 0 | 0 | 40.24 | 0 | 0 | 39.84 | 0 | 0 | 10.33 | 0 | 0 | 10.33 | 0 | 0 | 10.33 | 0 | 0 | 10.33 | 0 | 0 | 53.05 | 49 | 46.45 | 56.01 | 49 | 46.45 | 50.43 | 49 | 46.45 | 50.43 | 49 | 46.45 | 53.05 | 49 | 46.45 | 56.57 | 0 | 0 | 55.44 | 0 | 0 | 10.33 | 0 | 0
6475 | 40.35 | 0 | 0 | 40.35 | 0 | 0 | 40.35 | 0 | 0 | 40.35 | 0 | 0 | 40.35 | 41.38 | 23.62 | 41.06 | 41.38 | 23.62 | 40.35 | 41.38 | 0 | 40.35 | 45.29 | 35.86 | 40.35 | 41.38 | 33.4 | 40.76 | 0 | 0 | 40.76 | 0 | 0 | 40.35 | 0 | 0 | 10.33 | 0 | 0 | 10.33 | 0 | 0 | 10.33 | 0 | 0 | 10.33 | 0 | 0 | 53.56 | 47.89 | 44.38 | 56.52 | 47.89 | 44.38 | 50.94 | 47.89 | 0 | 50.94 | 47.89 | 44.38 | 53.56 | 47.89 | 44.38 | 55.95 | 0 | 0 | 54.83 | 0 | 0 | 10.33 | 0 | 0
6476 | 10.33 | 0 | 0 | 10.33 | 0 | 0 | 10.33 | 0 | 0 | 10.33 | 0 | 0 | 40.18 | 41.2 | 23.15 | 40.88 | 41.2 | 23.15 | 40.18 | 41.2 | 23.15 | 40.18 | 41.2 | 35.86 | 40.18 | 41.2 | 33.4 | 40.47 | 0 | 0 | 10.44 | 0 | 0 | 10.33 | 0 | 0 | 0 | 0 | 0 | 0 | 0 | 0 | 0 | 0 | 0 | 0 | 0 | 0 | 53.39 | 47.64 | 44.38 | 56.35 | 47.64 | 44.38 | 50.77 | 47.64 | 44.38 | 50.77 | 47.64 | 44.38 | 53.39 | 47.64 | 44.38 | 55.78 | 0 | 0 | 54.67 | 0 | 0 | 0 | 0 | 0
6477 | 0 | 0 | 0 | 0 | 0 | 0 | 0 | 0 | 0 | 0 | 0 | 0 | 39.64 | 39.65 | 19.88 | 40.35 | 39.65 | 19.88 | 18.29 | 24.16 | 0 | 18.29 | 24.16 | 28.21 | 39.64 | 39.65 | 33.4 | 39.94 | 0 | 0 | 0 | 0 | 0 | 0 | 0 | 0 | 0 | 0 | 0 | 0 | 0 | 0 | 0 | 0 | 0 | 0 | 0 | 0 | 52.85 | 46.45 | 44.38 | 55.81 | 46.45 | 44.38 | 50.23 | 46.45 | 0 | 50.23 | 46.45 | 44.38 | 52.85 | 46.45 | 44.38 | 55.25 | 0 | 0 | 0 | 0 | 0 | 0 | 0 | 0
6478 | 0 | 0 | 0 | 0 | 0 | 0 | 0 | 0 | 0 | 0 | 0 | 0 | 37.72 | 38.58 | 19.88 | 37.72 | 38.58 | 19.88 | 0 | 0 | 0 | 0 | 0 | 28.21 | 37.72 | 38.58 | 33.4 | 36.22 | 0 | 0 | 0 | 0 | 0 | 0 | 0 | 0 | 0 | 0 | 0 | 0 | 0 | 0 | 0 | 0 | 0 | 0 | 0 | 0 | 49.55 | 46.45 | 44.38 | 49.55 | 46.45 | 44.38 | 0 | 0 | 0 | 0 | 0 | 10 | 49.55 | 46.45 | 44.38 | 48.55 | 0 | 0 | 0 | 0 | 0 | 0 | 0 | 0
6479 | 0 | 0 | 0 | 0 | 0 | 0 | 0 | 0 | 0 | 0 | 0 | 0 | 37.13 | 35.17 | 19.88 | 37.13 | 35.17 | 19.88 | 0 | 0 | 0 | 0 | 0 | 0 | 37.13 | 35.17 | 19.88 | 36.01 | 0 | 0 | 0 | 0 | 0 | 0 | 0 | 0 | 0 | 0 | 0 | 0 | 0 | 0 | 0 | 0 | 0 | 0 | 0 | 0 | 49.55 | 46.38 | 44.38 | 49.55 | 46.38 | 44.38 | 0 | 0 | 0 | 0 | 0 | 0 | 49.55 | 46.38 | 44.38 | 48.07 | 0 | 0 | 0 | 0 | 0 | 0 | 0 | 0
6480 | 0 | 0 | 0 | 0 | 0 | 0 | 0 | 0 | 0 | 0 | 0 | 0 | 37.13 | 38.58 | 23.15 | 37.13 | 38.58 | 23.15 | 0 | 0 | 0 | 0 | 0 | 0 | 37.13 | 38.58 | 23.15 | 36.01 | 0 | 0 | 0 | 0 | 0 | 0 | 0 | 0 | 0 | 0 | 0 | 0 | 0 | 0 | 0 | 0 | 0 | 0 | 0 | 0 | 49.55 | 46.69 | 44.38 | 49.55 | 46.69 | 44.38 | 0 | 0 | 0 | 0 | 0 | 0 | 49.55 | 46.69 | 44.38 | 48.07 | 0 | 0 | 0 | 0 | 0 | 0 | 0 | 0
6481 | 0 | 0 | 0 | 0 | 0 | 0 | 0 | 0 | 0 | 0 | 0 | 0 | 37.13 | 38.97 | 33.4 | 37.13 | 38.97 | 33.4 | 0 | 0 | 0 | 0 | 0 | 35.76 | 37.13 | 38.97 | 33.4 | 36.76 | 0 | 0 | 0 | 0 | 0 | 0 | 0 | 0 | 0 | 0 | 0 | 0 | 0 | 0 | 0 | 0 | 0 | 0 | 0 | 0 | 49.55 | 47.89 | 44.38 | 49.55 | 47.89 | 44.38 | 0 | 0 | 0 | 0 | 0 | 44.38 | 49.55 | 47.89 | 44.38 | 48.07 | 0 | 0 | 0 | 0 | 0 | 0 | 0 | 0
6482 | 0 | 0 | 0 | 0 | 0 | 0 | 0 | 0 | 0 | 0 | 0 | 0 | 37.13 | 39.37 | 33.89 | 37.13 | 39.37 | 33.89 | 0 | 0 | 0 | 0 | 0 | 0 | 37.13 | 39.37 | 33.89 | 36.76 | 0 | 0 | 0 | 0 | 0 | 0 | 0 | 0 | 0 | 0 | 0 | 0 | 0 | 0 | 0 | 0 | 0 | 0 | 0 | 0 | 49.55 | 47.89 | 44.38 | 49.55 | 47.89 | 44.38 | 0 | 0 | 0 | 0 | 0 | 0 | 49.55 | 47.89 | 44.38 | 49.06 | 0 | 0 | 0 | 0 | 0 | 0 | 0 | 0
6483 | 0 | 0 | 0 | 0 | 0 | 0 | 0 | 0 | 0 | 0 | 0 | 0 | 37.13 | 40.37 | 34.43 | 37.13 | 40.37 | 34.43 | 0 | 0 | 0 | 0 | 43.14 | 35.61 | 37.13 | 40.37 | 34.43 | 36.76 | 0.14 | 0 | 0 | 0 | 0 | 0 | 0 | 0 | 0 | 0 | 0 | 0 | 0 | 0 | 0 | 0 | 0 | 0 | 0 | 0 | 50.06 | 47.89 | 44.38 | 50.06 | 47.89 | 44.38 | 0 | 0 | 0 | 0 | 51.19 | 44.38 | 50.06 | 47.89 | 44.38 | 49.55 | 45.06 | 0 | 0 | 0 | 0 | 0 | 0 | 0
6484 | 0 | 0 | 0 | 0 | 0 | 0 | 0 | 0 | 0 | 0 | 0 | 0 | 37.78 | 41 | 34.43 | 37.78 | 41 | 34.43 | 20.68 | 0 | 0 | 20.68 | 43.35 | 35.82 | 37.78 | 41 | 34.43 | 37.4 | 38.58 | 33.4 | 36.66 | 0 | 0 | 0 | 0 | 0 | 0 | 0 | 0 | 0 | 0 | 0 | 0 | 0 | 0 | 0 | 0 | 0 | 51.6 | 47.66 | 44.38 | 52.43 | 47.66 | 44.38 | 48.97 | 0 | 0 | 48.97 | 51.56 | 47.95 | 51.6 | 47.66 | 44.38 | 51.91 | 44.84 | 43.9 | 50.87 | 43.94 | 43.03 | 0 | 0 | 0
6485 | 10.33 | 0 | 0 | 10.33 | 0 | 0 | 10.33 | 0 | 0 | 10.33 | 0 | 0 | 38.87 | 45.49 | 34.43 | 39.58 | 45.49 | 34.43 | 38.87 | 0 | 0 | 38.87 | 43.84 | 36.31 | 38.87 | 45.49 | 34.43 | 41.5 | 42.81 | 33.4 | 40.67 | 0 | 0 | 10.33 | 0 | 0 | 0 | 0 | 0 | 0 | 0 | 0 | 0 | 0 | 0 | 0 | 0 | 0 | 52.09 | 47.89 | 44.38 | 55.04 | 47.89 | 44.38 | 49.46 | 47.89 | 0 | 49.46 | 52.05 | 48.44 | 52.09 | 47.89 | 44.38 | 61.32 | 46.23 | 43.9 | 60.09 | 45.3 | 43.03 | 0 | 0 | 0
6486 | 18.29 | 0 | 0 | 18.29 | 0 | 0 | 18.29 | 0 | 0 | 18.29 | 0 | 0 | 39.6 | 46.96 | 34.43 | 40.31 | 46.96 | 34.43 | 39.6 | 40.4 | 0 | 39.6 | 44.57 | 37.04 | 39.6 | 46.96 | 34.43 | 51.01 | 44.18 | 34.09 | 49.99 | 0 | 33.4 | 18.29 | 0 | 0 | 10.33 | 0 | 0 | 10.33 | 0 | 0 | 10.33 | 0 | 0 | 10.33 | 0 | 0 | 52.82 | 47.89 | 46.45 | 55.77 | 47.89 | 46.45 | 50.19 | 47.89 | 0 | 50.19 | 52.78 | 49.17 | 52.82 | 47.89 | 46.45 | 72 | 46.23 | 44.38 | 73.47 | 47.17 | 43.49 | 10.33 | 0 | 0
6487 | 40.2 | 0 | 0 | 40.2 | 0 | 0 | 40.2 | 0 | 0 | 40.2 | 0 | 0 | 40.2 | 46.96 | 34.43 | 40.91 | 46.96 | 34.43 | 40.2 | 45.17 | 34.43 | 40.2 | 45.17 | 37.64 | 40.2 | 46.96 | 34.43 | 52.52 | 44.18 | 34.09 | 51.47 | 0 | 0 | 40.2 | 0 | 0 | 10.33 | 0 | 0 | 10.33 | 0 | 0 | 10.33 | 0 | 0 | 10.33 | 0 | 0 | 53.42 | 49 | 46.66 | 56.37 | 49 | 46.66 | 50.79 | 49 | 46.66 | 50.79 | 53.38 | 49.77 | 53.42 | 49 | 46.66 | 74.71 | 46.23 | 44.38 | 73.21 | 45.3 | 43.49 | 10.33 | 0 | 0
6488 | 40.43 | 0 | 0 | 40.43 | 0 | 0 | 40.43 | 0 | 0 | 40.43 | 0 | 0 | 40.43 | 46.87 | 34.43 | 41.14 | 46.87 | 34.43 | 40.43 | 45.4 | 34.43 | 40.43 | 45.4 | 37.86 | 40.43 | 46.87 | 34.43 | 52.52 | 44.1 | 33.55 | 51.47 | 0 | 0 | 40.43 | 0 | 0 | 10.33 | 0 | 0 | 10.33 | 0 | 0 | 10.33 | 0 | 0 | 10.33 | 0 | 0 | 53.64 | 49 | 44.95 | 56.6 | 49 | 44.95 | 51.02 | 49 | 44.95 | 51.02 | 53.61 | 50 | 53.64 | 49 | 44.95 | 70.88 | 46.23 | 42.29 | 69.46 | 0 | 0 | 10.33 | 0 | 0
6489 | 17.92 | 0 | 0 | 17.92 | 0 | 0 | 17.92 | 0 | 0 | 17.92 | 0 | 0 | 40.36 | 41.2 | 26.08 | 41.07 | 41.2 | 26.08 | 40.36 | 41.2 | 26.08 | 40.36 | 45.33 | 37.79 | 40.36 | 41.2 | 26.08 | 51.54 | 39.96 | 25.05 | 18.1 | 0 | 0 | 17.92 | 0 | 0 | 10.33 | 0 | 0 | 10.33 | 0 | 0 | 10.33 | 0 | 0 | 10.33 | 0 | 0 | 53.57 | 43.67 | 35.37 | 56.53 | 43.67 | 35.37 | 50.95 | 43.67 | 35.37 | 50.95 | 53.54 | 49.93 | 53.57 | 43.67 | 35.37 | 69.84 | 42.36 | 33.28 | 68.44 | 0 | 0 | 10.33 | 0 | 0
6490 | 10.33 | 0 | 0 | 10.33 | 0 | 0 | 10.33 | 0 | 0 | 10.33 | 0 | 0 | 40.26 | 10.72 | 0 | 40.26 | 10.72 | 0 | 40.26 | 10.72 | 0 | 40.26 | 45.23 | 37.69 | 40.26 | 10.72 | 0 | 39.32 | 0 | 0 | 10.44 | 0 | 0 | 10.33 | 0 | 0 | 0 | 0 | 0 | 0 | 0 | 0 | 0 | 0 | 0 | 0 | 0 | 0 | 53.47 | 35.91 | 0 | 53.47 | 35.91 | 0 | 50.85 | 35.91 | 0 | 50.85 | 53.44 | 49.83 | 53.47 | 35.91 | 0 | 52.94 | 0 | 0 | 0 | 0 | 0 | 0 | 0 | 0
6491 | 10.33 | 0 | 0 | 10.33 | 0 | 0 | 10.33 | 0 | 0 | 10.33 | 0 | 0 | 40.05 | 0 | 0 | 40.05 | 0 | 0 | 40.05 | 0 | 0 | 40.05 | 45.01 | 37.48 | 40.05 | 0 | 0 | 38.8 | 0 | 0 | 10.44 | 0 | 0 | 10.33 | 0 | 0 | 0 | 0 | 0 | 0 | 0 | 0 | 0 | 0 | 0 | 0 | 0 | 0 | 51.38 | 0 | 0 | 51.38 | 0 | 0 | 50.64 | 0 | 0 | 50.64 | 53.22 | 49.61 | 51.38 | 0 | 0 | 50.34 | 0 | 0 | 0 | 0 | 0 | 0 | 0 | 0
6492 | 10.33 | 0 | 0 | 10.33 | 0 | 0 | 10.33 | 0 | 0 | 10.33 | 0 | 0 | 38.49 | 0 | 0 | 38.49 | 0 | 0 | 38.49 | 0 | 0 | 39.9 | 44.87 | 37.34 | 38.49 | 0 | 0 | 37.72 | 0 | 0 | 10.44 | 0 | 0 | 10.33 | 0 | 0 | 0 | 0 | 0 | 0 | 0 | 0 | 0 | 0 | 0 | 0 | 0 | 0 | 50.48 | 0 | 0 | 50.48 | 0 | 0 | 50.48 | 0 | 0 | 50.49 | 53.08 | 49.47 | 50.48 | 0 | 0 | 48.48 | 0 | 0 | 0 | 0 | 0 | 0 | 0 | 0
6493 | 10.33 | 0 | 0 | 10.33 | 0 | 0 | 10.33 | 0 | 0 | 10.33 | 0 | 0 | 38.49 | 0 | 0 | 38.49 | 0 | 0 | 38.49 | 0 | 0 | 39.65 | 44.62 | 37.08 | 38.49 | 0 | 0 | 37.72 | 0 | 0 | 10.44 | 0 | 0 | 10.33 | 0 | 0 | 0 | 0 | 0 | 0 | 0 | 0 | 0 | 0 | 0 | 0 | 0 | 0 | 48.97 | 0 | 0 | 48.97 | 0 | 0 | 48.97 | 0 | 0 | 50.24 | 52.83 | 49.22 | 48.97 | 0 | 0 | 48.48 | 0 | 0 | 0 | 0 | 0 | 0 | 0 | 0
6494 | 10.33 | 0 | 0 | 10.33 | 0 | 0 | 10.33 | 0 | 0 | 10.33 | 0 | 0 | 39.43 | 34.12 | 25.82 | 39.43 | 34.12 | 25.82 | 39.43 | 34.12 | 0 | 39.43 | 44.4 | 36.86 | 39.43 | 34.12 | 25.82 | 39.04 | 0 | 0 | 10.44 | 0 | 0 | 10.33 | 0 | 0 | 9.89 | 0 | 0 | 9.89 | 0 | 0 | 9.89 | 0 | 0 | 9.89 | 0 | 0 | 52.64 | 36.75 | 35.37 | 52.64 | 36.75 | 35.37 | 50.02 | 36.75 | 0 | 50.02 | 52.61 | 49 | 52.64 | 36.75 | 35.37 | 52.38 | 0 | 0 | 51.33 | 0 | 0 | 9.89 | 0 | 0
6495 | 17.92 | 0 | 0 | 17.92 | 0 | 0 | 17.92 | 0 | 0 | 17.92 | 0 | 0 | 39.24 | 40.54 | 34.09 | 39.95 | 40.54 | 34.09 | 39.24 | 40.54 | 0 | 39.24 | 44.21 | 36.67 | 39.24 | 40.54 | 34.09 | 39.55 | 0 | 0 | 38.76 | 0 | 0 | 17.92 | 0 | 0 | 10.33 | 0 | 0 | 10.33 | 0 | 0 | 10.33 | 0 | 0 | 10.33 | 0 | 0 | 52.45 | 46.23 | 45.29 | 55.41 | 46.23 | 45.29 | 49.83 | 46.23 | 0 | 49.83 | 52.42 | 48.81 | 52.45 | 46.23 | 45.29 | 55.97 | 0 | 0 | 54.85 | 0 | 0 | 10.33 | 0 | 0
6496 | 39.19 | 0 | 0 | 39.19 | 0 | 0 | 39.19 | 0 | 0 | 39.19 | 0 | 0 | 39.19 | 46.55 | 36.62 | 39.9 | 46.7 | 36.62 | 39.19 | 44.15 | 18.88 | 39.19 | 44.16 | 36.62 | 39.19 | 46.55 | 36.62 | 40.39 | 42.81 | 34.42 | 39.59 | 0 | 0 | 39.19 | 0 | 0 | 10.33 | 0 | 0 | 10.33 | 0 | 0 | 10.33 | 0 | 0 | 10.33 | 0 | 0 | 52.4 | 52.47 | 46.45 | 55.36 | 52.47 | 46.45 | 49.78 | 51.61 | 46.45 | 49.78 | 52.37 | 48.76 | 52.4 | 52.47 | 46.45 | 63.54 | 47.66 | 0 | 62.27 | 46.7 | 0 | 10.33 | 0 | 0
6497 | 39.32 | 9.78 | 0 | 39.32 | 9.78 | 0 | 39.32 | 9.78 | 0 | 39.32 | 9.78 | 0 | 39.32 | 46.68 | 36.75 | 40.03 | 46.83 | 36.75 | 39.32 | 44.29 | 36.75 | 39.32 | 44.29 | 36.75 | 39.32 | 46.68 | 36.75 | 40.43 | 46.36 | 34.42 | 39.72 | 9.88 | 0 | 39.32 | 9.78 | 0 | 10.33 | 10 | 0 | 10.33 | 10 | 0 | 10.33 | 10 | 0 | 10.33 | 10 | 0 | 52.53 | 52.61 | 48.89 | 55.49 | 52.61 | 48.89 | 49.91 | 52.5 | 48.89 | 49.91 | 52.5 | 48.89 | 52.53 | 52.61 | 48.89 | 71.67 | 47.66 | 44.8 | 73.07 | 47.66 | 43.9 | 10.33 | 10 | 0
6498 | 17.92 | 0 | 0 | 17.92 | 0 | 0 | 17.92 | 0 | 0 | 17.92 | 0 | 0 | 39.56 | 46.93 | 37 | 40.27 | 47.08 | 37 | 39.56 | 44.53 | 37 | 39.56 | 44.53 | 37 | 39.56 | 46.93 | 37 | 52.37 | 46.6 | 34.42 | 51.32 | 0 | 33.73 | 17.92 | 0 | 0 | 10.33 | 0 | 0 | 10.33 | 0 | 0 | 10.33 | 0 | 0 | 10.33 | 0 | 0 | 52.78 | 52.85 | 49.13 | 55.73 | 52.85 | 49.13 | 50.15 | 52.74 | 49.13 | 50.15 | 52.74 | 49.13 | 52.78 | 52.85 | 49.13 | 73.86 | 51.36 | 44.8 | 72.39 | 50.34 | 44.8 | 10.33 | 0 | 0
6499 | 10.33 | 0 | 0 | 10.33 | 0 | 0 | 10.33 | 0 | 0 | 10.33 | 0 | 0 | 39.88 | 47.25 | 37.32 | 40.59 | 47.4 | 37.32 | 39.88 | 44.85 | 37.32 | 39.88 | 44.85 | 37.32 | 39.88 | 47.25 | 37.32 | 53.44 | 46.92 | 34.42 | 52.37 | 0 | 33.73 | 10.33 | 0 | 0 | 0 | 0 | 0 | 0 | 0 | 0 | 0 | 0 | 0 | 0 | 0 | 0 | 53.1 | 53.17 | 49.45 | 56.05 | 53.17 | 49.45 | 50.47 | 53.06 | 49.34 | 50.47 | 53.06 | 49.45 | 53.1 | 53.17 | 49.45 | 74.71 | 51.36 | 44.8 | 73.21 | 50.34 | 44.8 | 0 | 0 | 0
6500 | 10.33 | 0 | 0 | 10.33 | 0 | 0 | 10.33 | 0 | 0 | 10.33 | 0 | 0 | 39.71 | 47.07 | 37.15 | 40.42 | 47.22 | 37.15 | 39.71 | 44.68 | 37.14 | 39.71 | 44.68 | 37.15 | 39.71 | 47.07 | 37.15 | 53.34 | 46.75 | 34.42 | 52.27 | 0 | 0 | 10.33 | 0 | 0 | 0 | 0 | 0 | 0 | 0 | 0 | 0 | 0 | 0 | 0 | 0 | 0 | 52.92 | 53 | 49.28 | 55.88 | 53 | 49.28 | 50.3 | 52.89 | 49.28 | 50.3 | 52.89 | 49.28 | 52.92 | 53 | 49.28 | 73.1 | 51.36 | 44.8 | 71.64 | 50.34 | 43.9 | 0 | 0 | 0
6501 | 0 | 0 | 0 | 0 | 0 | 0 | 0 | 0 | 0 | 0 | 0 | 0 | 39.26 | 46.62 | 36.69 | 39.97 | 46.77 | 36.69 | 39.26 | 44.22 | 18.88 | 39.26 | 44.23 | 36.69 | 39.26 | 46.62 | 36.69 | 40.37 | 47.24 | 36.33 | 39.56 | 0 | 0 | 0 | 0 | 0 | 0 | 0 | 0 | 0 | 0 | 0 | 0 | 0 | 0 | 0 | 0 | 0 | 52.47 | 52.54 | 48.83 | 55.43 | 52.54 | 48.83 | 49.85 | 51.61 | 48.83 | 49.85 | 52.44 | 48.83 | 52.47 | 52.54 | 48.83 | 70.88 | 51.36 | 44.8 | 69.46 | 47.66 | 43.9 | 0 | 0 | 0
6502 | 0 | 0 | 0 | 0 | 0 | 0 | 0 | 0 | 0 | 0 | 0 | 0 | 39.08 | 46.44 | 36.51 | 39.79 | 46.59 | 36.51 | 39.08 | 44.05 | 36.51 | 39.08 | 44.05 | 36.51 | 39.08 | 46.44 | 36.51 | 46.15 | 47.06 | 36.15 | 0 | 0 | 0 | 0 | 0 | 0 | 0 | 0 | 0 | 0 | 0 | 0 | 0 | 0 | 0 | 0 | 0 | 0 | 52.29 | 52.37 | 48.65 | 55.25 | 52.37 | 48.65 | 49.67 | 52.26 | 48.65 | 49.67 | 52.26 | 48.65 | 52.29 | 52.37 | 48.65 | 67.06 | 52.37 | 48.16 | 65.72 | 47.66 | 44.8 | 0 | 0 | 0
6503 | 0 | 0 | 0 | 0 | 0 | 0 | 0 | 0 | 0 | 0 | 0 | 0 | 38.56 | 45.92 | 35.99 | 39.27 | 46.07 | 35.99 | 38.56 | 43.52 | 34.16 | 38.56 | 43.53 | 35.99 | 38.56 | 45.92 | 35.99 | 39.97 | 65.78 | 36.36 | 39.17 | 0 | 0 | 0 | 0 | 0 | 0 | 0 | 0 | 0 | 0 | 0 | 0 | 0 | 0 | 0 | 0 | 0 | 51.77 | 51.84 | 48.13 | 54.73 | 51.84 | 48.13 | 49.15 | 51.61 | 48.13 | 49.15 | 51.74 | 48.13 | 51.77 | 51.84 | 48.13 | 61.65 | 52.37 | 47.75 | 60.42 | 47.66 | 44.8 | 0 | 0 | 0
6504 | 0 | 0 | 0 | 0 | 0 | 0 | 0 | 0 | 0 | 0 | 0 | 0 | 38.55 | 45.91 | 35.98 | 39.25 | 46.06 | 35.98 | 38.55 | 0 | 0 | 38.55 | 43.51 | 35.98 | 38.55 | 45.91 | 35.98 | 39.62 | 67.11 | 74.04 | 38.83 | 0 | 0 | 0 | 0 | 0 | 0 | 0 | 0 | 0 | 0 | 0 | 0 | 0 | 0 | 0 | 0 | 0 | 51.76 | 51.83 | 48.11 | 54.72 | 51.83 | 48.11 | 49.14 | 51.61 | 0 | 49.14 | 51.72 | 48.11 | 51.76 | 51.83 | 48.11 | 57.81 | 85.61 | 48.78 | 56.65 | 47.66 | 44.8 | 0 | 0 | 0
6505 | 0 | 0 | 0 | 0 | 0 | 0 | 0 | 0 | 0 | 0 | 0 | 0 | 38.29 | 45.65 | 35.72 | 38.99 | 45.8 | 35.72 | 38.29 | 0 | 0 | 38.29 | 43.25 | 35.72 | 38.29 | 45.65 | 35.72 | 39.32 | 68.47 | 76.33 | 38.54 | 0 | 0 | 0 | 0 | 0 | 0 | 0 | 0 | 0 | 0 | 0 | 0 | 0 | 0 | 0 | 0 | 0 | 51.5 | 51.57 | 47.85 | 54.45 | 51.57 | 47.85 | 48.87 | 0 | 0 | 48.88 | 51.46 | 47.85 | 51.5 | 51.57 | 47.85 | 56.42 | 86.45 | 103.5 | 55.29 | 47.66 | 49.31 | 0 | 0 | 0
6506 | 0 | 0 | 0 | 0 | 0 | 0 | 0 | 0 | 0 | 0 | 0 | 0 | 38.09 | 45.45 | 35.53 | 38.8 | 45.61 | 35.53 | 38.09 | 0 | 0 | 38.09 | 43.06 | 35.53 | 38.09 | 45.45 | 35.53 | 39.32 | 69.19 | 77.88 | 38.54 | 0 | 38.24 | 0 | 0 | 0 | 0 | 0 | 0 | 0 | 0 | 0 | 0 | 0 | 0 | 0 | 0 | 0 | 51.31 | 51.38 | 47.66 | 54.26 | 51.38 | 47.66 | 48.68 | 0 | 0 | 48.68 | 51.27 | 47.66 | 51.31 | 51.38 | 47.66 | 55.38 | 87.35 | 103.95 | 54.27 | 52.95 | 49.52 | 0 | 0 | 0
6507 | 0 | 0 | 0 | 0 | 0 | 0 | 0 | 0 | 0 | 0 | 0 | 0 | 37.86 | 45.22 | 35.29 | 38.57 | 45.37 | 35.29 | 37.86 | 0 | 0 | 37.86 | 42.83 | 35.29 | 37.86 | 45.22 | 35.29 | 39.32 | 68.76 | 76.33 | 38.54 | 47.56 | 38.24 | 0 | 0 | 0 | 0 | 0 | 0 | 0 | 0 | 0 | 0 | 0 | 0 | 0 | 0 | 0 | 51.07 | 51.14 | 47.43 | 54.03 | 51.14 | 47.43 | 48.45 | 0 | 0 | 48.45 | 51.04 | 47.43 | 51.07 | 51.14 | 47.43 | 54.57 | 87.35 | 103.95 | 53.48 | 67.76 | 49.78 | 0 | 0 | 0
6508 | 0 | 0 | 0 | 0 | 0 | 0 | 0 | 0 | 0 | 0 | 0 | 0 | 37.82 | 45.18 | 35.25 | 38.53 | 45.33 | 35.25 | 37.82 | 0 | 0 | 37.82 | 42.79 | 35.25 | 37.82 | 45.18 | 35.25 | 39.32 | 62.01 | 76.33 | 39.32 | 60.77 | 74.81 | 0 | 0 | 0 | 0 | 0 | 0 | 0 | 0 | 0 | 0 | 0 | 0 | 0 | 0 | 0 | 51.03 | 51.1 | 47.39 | 53.99 | 51.1 | 47.39 | 48.41 | 0 | 0 | 48.41 | 51 | 47.39 | 51.03 | 51.1 | 47.39 | 54.57 | 78.03 | 103.95 | 54.57 | 72.02 | 50.83 | 0 | 0 | 0
6509 | 0 | 0 | 0 | 0 | 0 | 0 | 0 | 0 | 0 | 0 | 0 | 0 | 38.11 | 45.47 | 35.54 | 38.82 | 45.62 | 35.54 | 38.11 | 0 | 0 | 38.11 | 43.08 | 35.54 | 38.11 | 45.47 | 35.54 | 39.62 | 69.89 | 77.88 | 39.62 | 68.49 | 76.33 | 0 | 0 | 0 | 0 | 0 | 0 | 0 | 0 | 0 | 0 | 0 | 0 | 0 | 0 | 0 | 51.32 | 51.4 | 47.68 | 54.28 | 51.4 | 47.68 | 48.7 | 29.9 | 0 | 48.7 | 51.29 | 47.68 | 51.32 | 51.4 | 47.68 | 55.94 | 87.35 | 104.49 | 55.94 | 85.6 | 54.02 | 0 | 0 | 0
6510 | 10.33 | 0 | 0 | 10.33 | 0 | 0 | 10.33 | 0 | 0 | 10.33 | 0 | 0 | 38.44 | 45.8 | 35.87 | 39.14 | 45.95 | 35.87 | 38.44 | 39.23 | 0 | 38.44 | 43.4 | 35.87 | 38.44 | 45.8 | 35.87 | 51.74 | 70.59 | 77.88 | 51.74 | 69.19 | 76.33 | 10.33 | 0 | 0 | 10.33 | 0 | 0 | 10.33 | 0 | 0 | 10.33 | 0 | 0 | 10.33 | 0 | 0 | 51.65 | 51.72 | 48 | 54.6 | 51.72 | 48 | 49.02 | 51.61 | 0 | 49.02 | 51.61 | 48 | 51.65 | 51.72 | 48 | 73.07 | 89.12 | 104.49 | 73.07 | 87.34 | 100.84 | 10.33 | 0 | 0
6511 | 38.63 | 10.33 | 0 | 38.63 | 10.33 | 0 | 38.63 | 10.33 | 0 | 38.63 | 10.33 | 0 | 38.63 | 45.99 | 36.06 | 39.34 | 46.14 | 36.06 | 38.63 | 43.59 | 36.06 | 38.63 | 43.59 | 36.06 | 38.63 | 45.99 | 36.06 | 53.14 | 70.59 | 77.88 | 53.14 | 69.19 | 76.33 | 38.63 | 10.33 | 0 | 41.5 | 13.32 | 0 | 41.5 | 13.32 | 0 | 41.5 | 13.32 | 0 | 41.5 | 13.32 | 0 | 51.84 | 51.91 | 48.19 | 54.8 | 51.91 | 48.19 | 49.22 | 51.81 | 48.19 | 49.22 | 51.81 | 48.19 | 51.84 | 51.91 | 48.19 | 73.07 | 89.12 | 104.49 | 73.07 | 87.34 | 100.84 | 41.5 | 13.32 | 0
6512 | 38.94 | 10.33 | 0 | 38.94 | 10.33 | 0 | 38.94 | 10.33 | 0 | 38.94 | 10.33 | 0 | 38.94 | 46.3 | 36.37 | 39.64 | 46.45 | 36.37 | 38.94 | 43.9 | 36.37 | 38.94 | 43.9 | 36.37 | 38.94 | 46.3 | 36.37 | 53.37 | 66.4 | 73.02 | 53.14 | 65.08 | 71.56 | 38.94 | 10.33 | 0 | 49.53 | 48.43 | 0 | 49.53 | 48.43 | 0 | 49.53 | 48.43 | 0 | 49.53 | 48.43 | 0 | 52.15 | 52.22 | 48.5 | 55.11 | 52.22 | 48.6 | 49.53 | 52.11 | 48.5 | 49.53 | 52.11 | 48.5 | 52.15 | 52.22 | 48.5 | 73.07 | 83.9 | 94.95 | 73.07 | 79.77 | 49.78 | 49.53 | 48.43 | 0
6513 | 39.19 | 10.33 | 0 | 39.19 | 10.33 | 0 | 39.19 | 10.33 | 0 | 39.19 | 10.33 | 0 | 39.19 | 46.55 | 36.62 | 39.9 | 46.7 | 36.62 | 39.19 | 44.16 | 36.62 | 39.19 | 44.16 | 36.62 | 39.19 | 46.55 | 36.62 | 52.85 | 63.77 | 55.88 | 51.79 | 60.63 | 38.24 | 39.19 | 10.33 | 0 | 49.78 | 10.33 | 0 | 49.78 | 10.33 | 0 | 49.78 | 10.33 | 0 | 49.78 | 10.33 | 0 | 52.4 | 52.47 | 48.76 | 55.36 | 52.47 | 48.86 | 49.78 | 52.37 | 48.76 | 49.78 | 52.37 | 48.76 | 52.4 | 52.47 | 48.76 | 71.78 | 72.68 | 54.01 | 70.35 | 65.1 | 49.78 | 49.78 | 10.33 | 0
6514 | 39.29 | 10.01 | 0 | 39.29 | 10.01 | 0 | 39.29 | 10.01 | 0 | 39.29 | 10.01 | 0 | 39.29 | 46.65 | 36.73 | 40 | 46.81 | 36.73 | 39.29 | 44.26 | 36.73 | 39.29 | 44.26 | 36.73 | 39.29 | 46.65 | 36.73 | 44.5 | 52.58 | 39.84 | 43.61 | 49.99 | 37.88 | 39.29 | 10.01 | 0 | 49.88 | 10.33 | 0 | 49.88 | 10.33 | 0 | 49.88 | 10.33 | 0 | 49.88 | 10.33 | 0 | 52.51 | 52.58 | 48.86 | 55.46 | 52.58 | 48.86 | 49.88 | 52.47 | 48.86 | 49.88 | 52.47 | 48.86 | 52.51 | 52.58 | 48.86 | 62.57 | 66.38 | 49.11 | 61.32 | 52.95 | 46.22 | 49.88 | 10.33 | 0
6515 | 39.15 | 7.75 | 0 | 39.15 | 7.75 | 0 | 39.15 | 7.75 | 0 | 39.15 | 7.75 | 0 | 39.21 | 46.57 | 36.64 | 39.91 | 46.72 | 36.64 | 39.21 | 44.17 | 36.64 | 39.21 | 44.17 | 36.64 | 39.21 | 46.57 | 36.64 | 40.96 | 49.36 | 36.58 | 40.14 | 46.93 | 35.85 | 39.15 | 7.75 | 0 | 35.42 | 10.33 | 0 | 35.42 | 10.33 | 0 | 35.42 | 10.33 | 0 | 35.42 | 10.33 | 0 | 52.42 | 52.49 | 48.77 | 55.37 | 52.49 | 48.77 | 49.79 | 52.38 | 48.77 | 49.79 | 52.38 | 48.77 | 52.42 | 52.49 | 48.77 | 55.93 | 53.02 | 48.62 | 54.82 | 50.41 | 46.22 | 35.42 | 10.33 | 0
6516 | 37.76 | 7.75 | 0 | 37.76 | 7.75 | 0 | 37.76 | 7.75 | 0 | 37.76 | 7.75 | 0 | 39.07 | 46.43 | 36.5 | 39.78 | 46.58 | 36.5 | 39.07 | 44.03 | 36.5 | 39.07 | 44.03 | 36.5 | 39.07 | 46.43 | 36.5 | 40.12 | 49.36 | 36.58 | 39.32 | 48.37 | 35.85 | 37.76 | 7.75 | 0 | 35.42 | 10.33 | 0 | 35.42 | 10.33 | 0 | 35.42 | 10.33 | 0 | 35.42 | 10.33 | 0 | 52.28 | 52.35 | 48.63 | 55.24 | 52.35 | 48.63 | 49.66 | 52.25 | 48.63 | 49.66 | 52.25 | 48.63 | 52.28 | 52.35 | 48.63 | 55.17 | 52.35 | 48.62 | 54.07 | 51.3 | 47.64 | 35.42 | 10.33 | 0
6517 | 37.76 | 10.33 | 0 | 37.76 | 10.33 | 0 | 37.76 | 10.33 | 0 | 37.76 | 10.33 | 0 | 38.86 | 46.22 | 36.29 | 39.57 | 46.37 | 36.29 | 38.86 | 43.83 | 36.29 | 38.86 | 43.83 | 36.29 | 38.86 | 46.22 | 36.29 | 40.12 | 49.36 | 36.58 | 39.32 | 48.37 | 35.85 | 37.76 | 10.33 | 0 | 40.81 | 10.33 | 0 | 40.81 | 10.33 | 0 | 40.81 | 10.33 | 0 | 40.81 | 10.33 | 0 | 52.07 | 52.14 | 48.42 | 55.03 | 52.14 | 48.42 | 49.45 | 52.04 | 48.42 | 49.45 | 52.04 | 48.42 | 52.07 | 52.14 | 48.42 | 55.17 | 54.3 | 48.62 | 54.07 | 53.21 | 47.64 | 40.81 | 10.33 | 0
6518 | 38.68 | 14.7 | 0 | 38.68 | 15 | 0 | 38.68 | 15 | 0 | 38.68 | 15 | 0 | 38.68 | 46.04 | 36.11 | 39.39 | 46.19 | 36.11 | 38.68 | 43.65 | 36.11 | 38.68 | 43.65 | 36.11 | 38.68 | 46.04 | 36.11 | 40.02 | 52.24 | 55.07 | 39.22 | 51.19 | 52.36 | 38.68 | 14.7 | 0 | 49.27 | 10.33 | 10.33 | 49.27 | 48.43 | 10.33 | 49.27 | 48.43 | 10.33 | 49.27 | 48.43 | 10.33 | 51.89 | 51.96 | 48.25 | 54.8 | 51.96 | 48.25 | 49.27 | 51.86 | 48.25 | 49.27 | 51.86 | 48.25 | 51.89 | 51.96 | 48.25 | 55.17 | 65.51 | 50.85 | 54.07 | 64.2 | 49.78 | 49.27 | 10.33 | 10.33
6519 | 38.63 | 43.6 | 0 | 38.63 | 43.6 | 35.12 | 38.63 | 43.6 | 35.12 | 38.63 | 43.6 | 35.12 | 38.63 | 45.99 | 36.07 | 39.34 | 46.15 | 36.07 | 38.63 | 43.6 | 36.07 | 38.63 | 43.6 | 36.07 | 38.63 | 45.99 | 36.07 | 40.15 | 53.05 | 55.88 | 40.15 | 52 | 54.77 | 38.63 | 43.6 | 0 | 49.22 | 50.17 | 43.47 | 49.22 | 51.81 | 46.17 | 49.22 | 51.81 | 46.17 | 49.22 | 51.81 | 46.17 | 51.85 | 51.92 | 48.2 | 54.8 | 51.92 | 48.3 | 49.22 | 51.81 | 48.2 | 49.22 | 51.81 | 48.2 | 51.85 | 51.92 | 48.2 | 55.36 | 70.07 | 54.01 | 54.26 | 68.67 | 52.93 | 49.22 | 50.17 | 43.47
6520 | 38.74 | 43.71 | 10.33 | 38.74 | 43.71 | 36.17 | 38.74 | 43.71 | 36.17 | 38.74 | 43.71 | 36.17 | 38.74 | 46.1 | 36.17 | 39.45 | 46.26 | 36.17 | 38.74 | 43.71 | 36.17 | 38.74 | 43.71 | 36.17 | 38.74 | 46.1 | 36.17 | 44.49 | 69.19 | 74.51 | 44.49 | 70.59 | 74.51 | 38.74 | 43.71 | 10.33 | 49.33 | 51.92 | 46.17 | 49.33 | 51.92 | 48.07 | 49.33 | 51.92 | 48.07 | 49.33 | 51.92 | 48.07 | 51.95 | 52.03 | 48.31 | 54.91 | 52.03 | 48.41 | 49.33 | 51.92 | 48.31 | 49.33 | 51.92 | 48.31 | 51.95 | 52.03 | 48.31 | 73.07 | 87.35 | 71.29 | 74.55 | 87.63 | 70.58 | 49.33 | 51.92 | 46.17
6521 | 38.99 | 43.96 | 10.33 | 38.99 | 43.96 | 36.42 | 38.99 | 43.96 | 36.42 | 38.99 | 43.96 | 36.42 | 38.99 | 46.35 | 36.42 | 39.7 | 46.5 | 36.42 | 38.99 | 43.96 | 36.42 | 38.99 | 43.96 | 36.42 | 38.99 | 46.35 | 36.42 | 54.22 | 72.02 | 74.51 | 54.22 | 72.02 | 74.51 | 38.99 | 43.96 | 10.33 | 49.58 | 52.17 | 46.17 | 49.58 | 52.17 | 48.56 | 49.58 | 52.17 | 48.56 | 49.58 | 52.17 | 48.56 | 52.2 | 52.27 | 48.56 | 55.16 | 52.27 | 48.65 | 49.58 | 52.17 | 48.56 | 49.58 | 52.17 | 48.56 | 52.2 | 52.27 | 48.56 | 74.55 | 87.35 | 97.03 | 74.55 | 87.63 | 97.03 | 49.58 | 52.17 | 46.17
6522 | 39.3 | 44.27 | 0 | 39.3 | 44.27 | 36.74 | 39.3 | 44.27 | 36.74 | 39.3 | 44.27 | 36.74 | 39.3 | 46.67 | 36.74 | 40.01 | 46.82 | 36.74 | 39.3 | 44.27 | 36.74 | 39.3 | 44.27 | 36.74 | 39.3 | 46.67 | 36.74 | 56.11 | 75.12 | 77.89 | 54.99 | 75.82 | 78.67 | 39.3 | 44.27 | 0 | 49.89 | 52.48 | 44.33 | 49.89 | 52.48 | 48.87 | 49.89 | 52.48 | 48.87 | 49.89 | 52.48 | 48.87 | 52.52 | 52.59 | 48.87 | 55.47 | 52.59 | 48.87 | 49.89 | 52.48 | 48.87 | 49.89 | 52.48 | 48.87 | 52.52 | 52.59 | 48.87 | 77.36 | 92.21 | 102.91 | 77.36 | 92.21 | 102.91 | 49.89 | 52.48 | 44.33
6523 | 39.71 | 44.67 | 7.75 | 39.71 | 44.67 | 37.14 | 39.71 | 44.67 | 37.14 | 39.71 | 44.67 | 37.14 | 39.71 | 47.07 | 37.14 | 40.42 | 47.22 | 37.14 | 39.71 | 44.67 | 37.14 | 39.71 | 44.67 | 37.14 | 39.71 | 47.07 | 37.14 | 54.96 | 75.11 | 73.76 | 53.87 | 74.36 | 74.51 | 39.71 | 44.67 | 7.75 | 50.3 | 52.89 | 44.33 | 50.3 | 52.89 | 49.27 | 50.3 | 52.89 | 49.27 | 50.3 | 52.89 | 49.27 | 52.92 | 52.99 | 49.27 | 55.88 | 52.99 | 49.27 | 50.3 | 52.89 | 49.27 | 50.3 | 52.89 | 49.27 | 52.92 | 52.99 | 49.27 | 75.36 | 89.12 | 70.58 | 73.86 | 87.63 | 70.58 | 50.3 | 52.89 | 44.33
6524 | 39.62 | 44.59 | 7.75 | 39.62 | 44.59 | 37.05 | 39.62 | 44.59 | 37.05 | 39.62 | 44.59 | 37.05 | 39.62 | 46.98 | 37.05 | 40.33 | 47.14 | 37.05 | 39.62 | 44.59 | 37.05 | 39.62 | 44.59 | 37.05 | 39.62 | 46.98 | 37.05 | 53.37 | 69.19 | 73.02 | 52.95 | 69.19 | 74.51 | 39.62 | 44.59 | 7.75 | 50.21 | 52.8 | 44.33 | 50.21 | 52.8 | 49.19 | 50.21 | 52.8 | 49.19 | 50.21 | 52.8 | 49.19 | 52.83 | 52.91 | 49.19 | 55.79 | 52.91 | 49.29 | 50.21 | 52.8 | 49.19 | 50.21 | 52.8 | 49.19 | 52.83 | 52.91 | 49.19 | 73.81 | 87.35 | 70.58 | 73.07 | 87.63 | 70.58 | 50.21 | 52.8 | 44.33
6525 | 18.29 | 25.6 | 0 | 39.19 | 44.16 | 36.62 | 39.19 | 44.16 | 36.62 | 39.19 | 44.16 | 36.62 | 39.19 | 46.55 | 36.62 | 39.9 | 46.7 | 36.62 | 39.19 | 44.16 | 36.62 | 39.19 | 44.16 | 36.62 | 39.19 | 46.55 | 36.62 | 45 | 69.18 | 73.02 | 44.1 | 69.19 | 74.51 | 18.29 | 25.6 | 0 | 36.14 | 50.17 | 44.33 | 49.78 | 52.37 | 48.76 | 49.78 | 52.37 | 48.76 | 49.78 | 52.37 | 48.76 | 52.4 | 52.47 | 48.76 | 55.36 | 52.47 | 48.76 | 49.78 | 52.37 | 48.76 | 49.78 | 52.37 | 48.76 | 52.4 | 52.47 | 48.76 | 73.07 | 87.35 | 69.15 | 72.39 | 87.63 | 70.56 | 36.14 | 50.17 | 44.33
6526 | 18.29 | 25.6 | 0 | 38.92 | 43.89 | 36.35 | 38.92 | 43.89 | 36.35 | 38.92 | 43.89 | 36.35 | 38.92 | 46.28 | 36.35 | 39.63 | 46.44 | 36.35 | 38.92 | 43.89 | 36.35 | 38.92 | 43.89 | 36.35 | 38.92 | 46.28 | 36.35 | 45 | 68.47 | 71.56 | 44.1 | 68.47 | 73.02 | 18.29 | 25.6 | 0 | 36.14 | 48.92 | 46.17 | 49.51 | 52.1 | 48.49 | 49.51 | 52.1 | 48.49 | 49.51 | 52.1 | 48.49 | 52.13 | 52.21 | 48.49 | 55.09 | 52.21 | 48.49 | 49.51 | 52.1 | 48.49 | 49.51 | 52.1 | 48.49 | 52.13 | 52.21 | 48.49 | 62.32 | 84.72 | 69.15 | 61.08 | 83.03 | 69.15 | 36.14 | 48.92 | 46.17
6527 | 18.29 | 26.12 | 10.33 | 37.38 | 43.59 | 36.06 | 37.38 | 43.59 | 36.06 | 37.38 | 43.59 | 36.06 | 38.63 | 45.99 | 36.06 | 39.33 | 46.14 | 36.06 | 38.63 | 43.59 | 36.06 | 38.63 | 43.59 | 36.06 | 38.63 | 45.99 | 36.06 | 41.37 | 58.15 | 52.9 | 40.55 | 58.15 | 53.97 | 18.29 | 26.12 | 10.33 | 36.14 | 50.17 | 46.17 | 47.5 | 51.8 | 48.19 | 47.5 | 51.8 | 48.19 | 47.5 | 51.8 | 48.19 | 51.84 | 51.91 | 48.19 | 54.79 | 51.91 | 48.19 | 49.21 | 51.8 | 48.19 | 49.21 | 51.8 | 48.19 | 51.84 | 51.91 | 48.19 | 59.13 | 74.93 | 55.7 | 59.13 | 74.93 | 63.53 | 36.14 | 50.17 | 46.17
6528 | 36.44 | 26.12 | 26.57 | 36.96 | 43.45 | 35.92 | 36.96 | 43.45 | 35.92 | 36.96 | 43.45 | 35.92 | 38.48 | 45.84 | 35.92 | 39.19 | 46 | 35.92 | 38.48 | 43.45 | 35.92 | 38.48 | 43.45 | 35.92 | 38.48 | 45.84 | 35.92 | 39.34 | 50.51 | 46.38 | 38.56 | 50.51 | 47.32 | 36.44 | 26.12 | 26.57 | 36.14 | 50.95 | 46.17 | 47.02 | 51.66 | 48.05 | 47.02 | 51.66 | 48.05 | 47.02 | 51.66 | 48.05 | 51.7 | 51.77 | 48.05 | 54.65 | 51.77 | 48.05 | 49.07 | 51.66 | 48.05 | 49.07 | 51.66 | 48.05 | 51.7 | 51.77 | 48.05 | 56.91 | 59.57 | 53.45 | 56.34 | 71.16 | 65.49 | 36.14 | 50.95 | 46.17
6529 | 36.59 | 26.12 | 27.65 | 36.96 | 42.92 | 35.39 | 36.96 | 42.92 | 35.39 | 36.96 | 42.92 | 35.39 | 37.96 | 45.32 | 35.39 | 38.66 | 45.47 | 35.39 | 37.96 | 42.92 | 35.39 | 37.96 | 42.92 | 35.39 | 37.96 | 45.32 | 35.39 | 39.08 | 49.94 | 41.98 | 38.56 | 49.95 | 42.84 | 36.59 | 26.12 | 27.65 | 36.14 | 51.13 | 46.17 | 47.02 | 51.13 | 47.52 | 47.02 | 51.13 | 47.52 | 47.02 | 51.13 | 47.52 | 51.17 | 51.24 | 47.52 | 54.13 | 51.24 | 47.52 | 48.55 | 51.13 | 47.52 | 48.55 | 51.13 | 47.52 | 51.17 | 51.24 | 47.52 | 54.67 | 60.33 | 52.4 | 53.91 | 71.16 | 53.47 | 36.14 | 51.13 | 46.17
6530 | 36.96 | 26.12 | 28.21 | 36.96 | 42.58 | 35.04 | 36.96 | 42.58 | 35.04 | 36.96 | 42.58 | 35.04 | 37.61 | 44.97 | 35.04 | 38.32 | 45.12 | 35.04 | 37.61 | 42.58 | 35.04 | 37.61 | 42.58 | 35.04 | 37.61 | 44.97 | 35.04 | 38.71 | 46.12 | 39.51 | 38.56 | 46.12 | 40.31 | 36.96 | 26.12 | 28.21 | 47.02 | 50.79 | 46.17 | 47.02 | 50.79 | 47.18 | 47.02 | 50.79 | 47.18 | 47.02 | 50.79 | 47.18 | 50.82 | 50.9 | 47.18 | 53.78 | 50.9 | 47.18 | 48.2 | 50.79 | 47.18 | 48.2 | 50.79 | 47.18 | 50.82 | 50.9 | 47.18 | 54.32 | 54.59 | 51.85 | 53.91 | 71.16 | 52.93 | 47.02 | 50.79 | 46.17
6531 | 37.29 | 41.5 | 28.21 | 37.29 | 42.26 | 34.72 | 37.29 | 42.26 | 34.72 | 37.29 | 42.26 | 34.72 | 37.29 | 44.65 | 34.72 | 38 | 44.8 | 34.73 | 37.29 | 42.26 | 34.72 | 37.29 | 42.26 | 34.72 | 37.29 | 44.65 | 34.72 | 38.56 | 45.65 | 38.24 | 38.56 | 46.12 | 39.04 | 37.29 | 41.5 | 28.21 | 47.02 | 50.47 | 46.17 | 47.02 | 50.47 | 46.17 | 47.02 | 50.47 | 46.17 | 47.02 | 50.47 | 46.17 | 50.5 | 50.58 | 46.86 | 53.46 | 50.58 | 46.86 | 47.88 | 50.47 | 46.86 | 47.88 | 50.47 | 46.86 | 50.5 | 50.58 | 46.86 | 54 | 53.7 | 47.63 | 53.91 | 65.86 | 49.1 | 47.02 | 50.47 | 46.17
6532 | 37.29 | 41.5 | 28.21 | 37.29 | 42.25 | 34.63 | 37.29 | 42.25 | 34.63 | 37.29 | 42.25 | 34.63 | 37.29 | 44.65 | 34.72 | 38 | 44.8 | 34.72 | 37.29 | 42.25 | 34.72 | 37.29 | 42.25 | 34.72 | 37.29 | 44.65 | 34.72 | 38.56 | 45.2 | 34.98 | 38.56 | 46.12 | 37.88 | 37.29 | 41.5 | 28.21 | 47.02 | 50.47 | 46.17 | 47.02 | 50.47 | 46.17 | 47.02 | 50.47 | 46.17 | 47.02 | 50.47 | 46.17 | 50.5 | 50.57 | 46.85 | 53.46 | 50.57 | 46.85 | 47.88 | 50.47 | 46.85 | 47.88 | 50.47 | 46.85 | 50.5 | 50.57 | 46.85 | 54 | 51.08 | 46.38 | 53.91 | 65.19 | 48.59 | 47.02 | 50.47 | 46.17
6533 | 37.57 | 42.53 | 32.07 | 37.57 | 42.53 | 34.78 | 37.57 | 42.53 | 34.78 | 37.57 | 42.53 | 34.78 | 37.57 | 44.92 | 35 | 38.27 | 45.08 | 35 | 37.57 | 42.53 | 35 | 37.57 | 42.53 | 35 | 37.57 | 44.92 | 35 | 38.56 | 44.63 | 35.13 | 38.56 | 45.54 | 37.88 | 37.57 | 42.53 | 32.07 | 47.5 | 50.74 | 47.13 | 47.5 | 50.74 | 47.13 | 47.5 | 50.74 | 47.13 | 47.5 | 50.74 | 47.13 | 50.78 | 50.85 | 47.13 | 53.73 | 50.85 | 47.13 | 48.15 | 50.74 | 47.13 | 48.15 | 50.74 | 47.13 | 50.78 | 50.85 | 47.13 | 53.91 | 51.36 | 46.66 | 53.91 | 65.86 | 50.24 | 47.5 | 50.74 | 47.13
6534 | 37.68 | 42.65 | 34.41 | 37.68 | 42.65 | 35.11 | 37.68 | 42.65 | 35.11 | 37.68 | 42.65 | 35.11 | 37.68 | 45.04 | 35.11 | 38.39 | 45.19 | 35.11 | 37.68 | 42.65 | 35.11 | 37.68 | 42.65 | 35.11 | 37.68 | 45.04 | 35.11 | 38.56 | 44.74 | 35.11 | 38.56 | 45.65 | 37.88 | 37.68 | 42.65 | 34.41 | 47.98 | 50.86 | 47.25 | 47.98 | 50.86 | 47.25 | 47.98 | 50.86 | 47.25 | 47.98 | 50.86 | 47.25 | 50.89 | 50.96 | 47.25 | 53.85 | 50.96 | 47.25 | 48.27 | 50.86 | 47.25 | 48.27 | 50.86 | 47.25 | 50.89 | 50.96 | 47.25 | 54.39 | 51.36 | 46.77 | 53.91 | 76.31 | 50.83 | 47.98 | 50.86 | 47.25
6535 | 37.9 | 42.87 | 35.33 | 37.9 | 42.87 | 35.33 | 37.9 | 42.87 | 35.33 | 37.9 | 42.87 | 35.33 | 37.9 | 45.26 | 35.33 | 38.61 | 45.26 | 35.33 | 37.9 | 42.87 | 35.33 | 37.9 | 42.87 | 35.33 | 37.9 | 45.26 | 35.33 | 39 | 44.81 | 35.33 | 38.56 | 45.72 | 37.88 | 37.9 | 42.87 | 35.33 | 48.49 | 51.08 | 47.46 | 48.49 | 51.08 | 47.46 | 48.49 | 51.08 | 47.46 | 48.49 | 51.08 | 47.46 | 51.11 | 51.18 | 47.46 | 54.07 | 51.18 | 47.46 | 48.49 | 51.08 | 47.46 | 48.49 | 51.08 | 47.46 | 51.11 | 51.18 | 47.46 | 54.61 | 51.18 | 45.72 | 54.35 | 64.83 | 48.04 | 48.49 | 51.08 | 47.46
6536 | 38.3 | 43.27 | 35.73 | 38.3 | 43.27 | 35.73 | 38.3 | 43.27 | 35.73 | 38.3 | 43.27 | 35.73 | 38.3 | 45.64 | 35.73 | 39.01 | 45.64 | 35.73 | 38.3 | 43.27 | 35.73 | 38.3 | 43.27 | 35.73 | 38.3 | 45.64 | 35.73 | 39.34 | 45.19 | 35.38 | 38.69 | 46.11 | 36.1 | 38.3 | 43.27 | 35.73 | 48.89 | 51.48 | 47.87 | 48.89 | 51.48 | 47.87 | 48.89 | 51.48 | 47.87 | 48.89 | 51.48 | 47.87 | 51.51 | 51.59 | 47.87 | 54.47 | 51.59 | 47.87 | 48.89 | 51.48 | 47.87 | 48.89 | 51.48 | 47.87 | 51.51 | 51.59 | 47.87 | 55.02 | 51.07 | 44.83 | 54.47 | 62.7 | 48.35 | 48.89 | 51.48 | 47.87
6537 | 38.74 | 43.7 | 36.17 | 38.74 | 43.7 | 36.17 | 38.74 | 43.7 | 36.17 | 38.74 | 43.7 | 36.17 | 38.74 | 45.17 | 36.17 | 39.44 | 45.17 | 36.17 | 38.74 | 43.7 | 36.17 | 38.74 | 43.7 | 36.17 | 38.74 | 45.17 | 36.17 | 39.34 | 44.72 | 35.49 | 39.13 | 45.03 | 36.21 | 38.74 | 43.7 | 36.17 | 49.33 | 51.91 | 48.3 | 49.33 | 51.91 | 48.3 | 49.33 | 51.91 | 48.3 | 49.33 | 51.91 | 48.3 | 51.95 | 51.91 | 48.3 | 54.91 | 51.91 | 48.3 | 49.33 | 51.91 | 48.3 | 49.33 | 51.91 | 48.3 | 51.95 | 51.91 | 48.3 | 55.01 | 48.33 | 44.8 | 53.91 | 52.99 | 48.04 | 49.33 | 51.91 | 48.3
6538 | 38.96 | 43.93 | 36.39 | 38.96 | 43.93 | 36.39 | 38.96 | 43.93 | 36.39 | 38.96 | 43.93 | 36.39 | 38.96 | 43.93 | 36.39 | 39.34 | 43.93 | 36.39 | 38.96 | 43.93 | 36.39 | 38.96 | 43.93 | 36.39 | 38.96 | 43.93 | 36.39 | 39.34 | 42.61 | 34.42 | 39.35 | 43.49 | 36.03 | 38.96 | 43.93 | 36.39 | 49.55 | 52.08 | 48.53 | 49.55 | 52.08 | 48.53 | 49.55 | 52.08 | 48.53 | 49.55 | 52.08 | 48.53 | 52.17 | 52.08 | 48.53 | 54.37 | 52.08 | 48.53 | 49.55 | 52.08 | 48.53 | 49.55 | 52.08 | 48.53 | 52.17 | 52.08 | 48.53 | 53.83 | 47.89 | 44.8 | 52.76 | 51.56 | 48.04 | 49.55 | 52.08 | 48.53
6539 | 39.06 | 43.09 | 36.49 | 39.06 | 43.09 | 36.49 | 39.06 | 43.09 | 36.49 | 39.06 | 43.09 | 36.49 | 39.06 | 43.09 | 36.49 | 39.34 | 43.09 | 36.49 | 39.06 | 43.09 | 36.49 | 39.06 | 43.09 | 36.49 | 39.06 | 43.09 | 36.49 | 39.34 | 41.38 | 34.42 | 39.46 | 42.66 | 36.13 | 39.06 | 43.09 | 36.49 | 49.65 | 52.08 | 48.62 | 49.65 | 52.08 | 48.62 | 49.65 | 52.08 | 48.62 | 49.65 | 52.08 | 48.62 | 52.27 | 52.08 | 48.62 | 54.35 | 52.08 | 48.62 | 49.65 | 52.08 | 48.62 | 49.65 | 52.08 | 48.62 | 52.27 | 52.08 | 48.62 | 53.81 | 47.66 | 44.8 | 52.74 | 51.56 | 48.14 | 49.65 | 52.08 | 48.62
6540 | 39.02 | 43.09 | 36.45 | 39.02 | 43.09 | 36.45 | 39.02 | 43.09 | 36.45 | 39.02 | 43.09 | 36.45 | 39.02 | 43.09 | 36.45 | 39.34 | 43.09 | 36.45 | 39.02 | 43.09 | 36.45 | 39.02 | 43.09 | 36.45 | 39.02 | 43.09 | 36.45 | 39.34 | 41.38 | 34.42 | 39.41 | 42.66 | 36.08 | 39.02 | 43.09 | 36.45 | 49.61 | 52.08 | 48.58 | 49.61 | 52.08 | 48.58 | 49.61 | 52.08 | 48.58 | 49.61 | 52.08 | 48.58 | 52.23 | 52.08 | 48.58 | 52.97 | 52.08 | 48.58 | 49.61 | 52.08 | 48.58 | 49.61 | 52.08 | 48.58 | 52.23 | 52.08 | 48.58 | 52.44 | 47.66 | 44.8 | 51.4 | 52.6 | 48.1 | 49.61 | 52.08 | 48.58
6541 | 38.82 | 43.09 | 36.25 | 38.82 | 43.09 | 36.25 | 38.82 | 43.09 | 36.25 | 38.82 | 43.09 | 36.25 | 38.82 | 43.09 | 36.25 | 39.17 | 43.09 | 36.25 | 38.82 | 43.09 | 36.25 | 38.82 | 43.09 | 36.25 | 38.82 | 43.09 | 36.25 | 39.17 | 41.38 | 34.42 | 39.21 | 42.66 | 35.89 | 38.82 | 43.09 | 36.25 | 49.41 | 52 | 48.39 | 49.41 | 52 | 48.39 | 49.41 | 52 | 48.39 | 49.41 | 52 | 48.39 | 50.47 | 52 | 48.39 | 50.47 | 52 | 48.39 | 49.41 | 52 | 48.39 | 49.41 | 52 | 48.39 | 50.47 | 52 | 48.39 | 49.96 | 47.66 | 44.8 | 49.91 | 52.52 | 48.61 | 49.41 | 52 | 48.39
6542 | 38.65 | 43.62 | 36.08 | 38.65 | 43.62 | 36.08 | 38.65 | 43.62 | 36.08 | 38.65 | 43.62 | 36.08 | 38.65 | 43.62 | 36.08 | 39.17 | 43.62 | 36.08 | 38.65 | 43.62 | 36.08 | 38.65 | 43.62 | 36.08 | 38.65 | 43.62 | 36.08 | 39.08 | 43.18 | 34.42 | 39.04 | 44.06 | 35.85 | 38.65 | 43.62 | 36.08 | 49.24 | 51.83 | 48.22 | 49.24 | 51.83 | 48.22 | 49.24 | 51.83 | 48.22 | 49.24 | 51.83 | 48.22 | 51.86 | 51.83 | 48.22 | 51.93 | 51.83 | 48.22 | 49.24 | 51.83 | 48.22 | 49.24 | 51.83 | 48.22 | 51.86 | 51.83 | 48.22 | 51.93 | 47.66 | 44.8 | 51.4 | 52.35 | 48.7 | 49.24 | 51.83 | 48.22
6543 | 38.54 | 43.51 | 35.97 | 38.54 | 43.51 | 35.97 | 38.54 | 43.51 | 35.97 | 38.54 | 43.51 | 35.97 | 38.54 | 43.51 | 35.97 | 39.25 | 43.51 | 35.97 | 38.54 | 43.51 | 35.97 | 38.54 | 43.51 | 35.97 | 38.54 | 43.51 | 35.97 | 39.34 | 43.07 | 35.61 | 38.95 | 44.74 | 36.34 | 38.54 | 43.51 | 35.97 | 49.13 | 51.72 | 48.11 | 49.13 | 51.72 | 48.11 | 49.13 | 51.72 | 48.11 | 49.13 | 51.72 | 48.11 | 51.75 | 51.72 | 48.11 | 54.71 | 51.72 | 48.11 | 49.13 | 51.72 | 48.11 | 49.13 | 51.72 | 48.11 | 51.75 | 51.72 | 48.11 | 55.01 | 48.82 | 44.8 | 55.01 | 65.29 | 48.59 | 49.13 | 51.72 | 48.11
6544 | 38.62 | 43.59 | 36.05 | 38.62 | 43.59 | 36.05 | 38.62 | 43.59 | 36.05 | 38.62 | 43.59 | 36.05 | 38.62 | 45.98 | 36.05 | 39.33 | 46.13 | 36.05 | 38.62 | 43.59 | 36.05 | 38.62 | 43.59 | 36.05 | 38.62 | 45.98 | 36.05 | 44.31 | 46.6 | 36.42 | 44.55 | 55.83 | 52.9 | 38.62 | 43.59 | 36.05 | 49.21 | 51.8 | 48.19 | 49.21 | 51.8 | 48.19 | 49.21 | 51.8 | 48.19 | 49.21 | 51.8 | 48.19 | 51.83 | 51.91 | 48.19 | 54.79 | 51.91 | 48.19 | 49.21 | 51.8 | 48.19 | 49.21 | 51.8 | 48.19 | 51.83 | 51.91 | 48.19 | 60.1 | 51.39 | 47.71 | 61.32 | 71.88 | 72.77 | 49.21 | 51.8 | 50.29
6545 | 38.9 | 43.87 | 36.33 | 38.9 | 43.87 | 36.33 | 38.9 | 43.87 | 36.33 | 38.9 | 43.87 | 36.33 | 38.9 | 46.26 | 36.33 | 39.61 | 46.41 | 36.33 | 38.9 | 43.87 | 36.33 | 38.9 | 43.87 | 36.33 | 38.9 | 46.26 | 36.33 | 52.11 | 66.54 | 36.7 | 52.64 | 68.61 | 74.8 | 38.9 | 43.87 | 36.33 | 49.49 | 52.08 | 48.47 | 49.49 | 52.08 | 48.47 | 49.49 | 52.08 | 48.47 | 49.49 | 52.08 | 48.47 | 52.11 | 52.18 | 48.47 | 55.07 | 52.18 | 48.47 | 49.49 | 52.08 | 48.47 | 49.49 | 52.08 | 48.47 | 52.11 | 52.18 | 48.47 | 71.89 | 52.71 | 47.98 | 73.35 | 92.21 | 100.72 | 49.49 | 52.08 | 48.47
6546 | 39.32 | 44.29 | 36.75 | 39.32 | 44.29 | 36.75 | 39.32 | 44.29 | 36.75 | 39.32 | 44.29 | 36.75 | 39.32 | 46.68 | 36.75 | 40.03 | 46.84 | 36.75 | 39.32 | 44.29 | 36.75 | 39.32 | 44.29 | 36.75 | 39.32 | 46.68 | 36.75 | 53.17 | 66.54 | 37.13 | 52.64 | 67.9 | 37.88 | 39.32 | 44.29 | 36.75 | 49.91 | 52.5 | 48.89 | 49.91 | 52.5 | 48.89 | 49.91 | 52.5 | 48.89 | 49.91 | 52.5 | 48.89 | 52.53 | 52.61 | 48.89 | 55.49 | 52.61 | 48.89 | 49.91 | 52.5 | 48.89 | 49.91 | 52.5 | 48.89 | 52.53 | 52.61 | 48.89 | 73.41 | 53.03 | 48.4 | 73.82 | 54.11 | 49.38 | 49.91 | 52.5 | 48.89
6547 | 39.96 | 44.92 | 37.39 | 39.96 | 44.92 | 37.39 | 39.96 | 44.92 | 37.39 | 39.96 | 44.92 | 37.39 | 39.96 | 47.32 | 37.39 | 40.66 | 47.47 | 37.39 | 39.96 | 44.92 | 37.39 | 39.96 | 44.92 | 37.39 | 39.96 | 47.32 | 37.39 | 52.11 | 47.95 | 37.27 | 52.11 | 46.99 | 37.77 | 39.96 | 44.92 | 37.39 | 50.55 | 53.14 | 49.52 | 50.55 | 53.14 | 49.52 | 50.55 | 53.14 | 49.52 | 50.55 | 53.14 | 49.52 | 53.17 | 53.24 | 49.52 | 56.13 | 53.24 | 49.52 | 50.55 | 53.14 | 49.52 | 50.55 | 53.14 | 49.52 | 53.17 | 53.24 | 49.52 | 72.85 | 52.95 | 49.02 | 72.85 | 54.03 | 50.02 | 50.55 | 53.14 | 49.52
6548 | 39.95 | 44.91 | 37.38 | 39.95 | 44.91 | 37.38 | 39.95 | 44.91 | 37.38 | 39.95 | 44.91 | 37.38 | 39.95 | 47.31 | 37.38 | 40.65 | 47.46 | 37.38 | 39.95 | 44.91 | 37.38 | 39.95 | 44.91 | 37.38 | 39.95 | 47.31 | 37.38 | 52.11 | 47.94 | 37.27 | 52.11 | 46.98 | 37.75 | 39.95 | 44.91 | 37.38 | 50.53 | 53.12 | 49.51 | 50.53 | 53.12 | 49.51 | 50.53 | 53.12 | 49.51 | 50.53 | 53.12 | 49.51 | 53.16 | 53.23 | 49.51 | 56.11 | 53.23 | 49.51 | 50.53 | 53.12 | 49.51 | 50.53 | 53.12 | 49.51 | 53.16 | 53.23 | 49.51 | 72.85 | 52.95 | 48.78 | 72.85 | 53.66 | 49.78 | 50.53 | 53.12 | 49.51
6549 | 39.46 | 44.43 | 36.89 | 39.46 | 44.43 | 36.89 | 39.46 | 44.43 | 36.89 | 39.46 | 44.43 | 36.89 | 39.46 | 46.82 | 36.89 | 40.17 | 46.97 | 36.89 | 39.46 | 44.43 | 36.89 | 39.46 | 44.43 | 36.89 | 39.46 | 46.82 | 36.89 | 47.58 | 47.45 | 36.52 | 47.58 | 46.5 | 37.27 | 39.46 | 44.43 | 36.89 | 50.05 | 52.64 | 49.03 | 50.05 | 52.64 | 49.03 | 50.05 | 52.64 | 49.03 | 50.05 | 52.64 | 49.03 | 52.67 | 52.74 | 49.03 | 55.63 | 52.74 | 49.03 | 50.05 | 52.64 | 49.03 | 50.05 | 52.64 | 49.03 | 52.67 | 52.74 | 49.03 | 70.94 | 53.17 | 48.54 | 70.94 | 53.17 | 49.52 | 50.05 | 52.64 | 49.03
6550 | 39.1 | 44.06 | 36.53 | 39.1 | 44.06 | 36.53 | 39.1 | 44.06 | 36.53 | 39.1 | 44.06 | 36.53 | 39.1 | 46.46 | 36.53 | 39.8 | 46.61 | 36.53 | 39.1 | 44.06 | 36.53 | 39.1 | 44.06 | 36.53 | 39.1 | 46.46 | 36.53 | 43.35 | 46.39 | 36.16 | 42.48 | 45.46 | 36.9 | 39.1 | 44.06 | 36.53 | 49.69 | 52.27 | 48.66 | 49.69 | 52.27 | 48.66 | 49.69 | 52.27 | 48.66 | 49.69 | 52.27 | 48.66 | 52.31 | 52.38 | 48.66 | 55.26 | 52.38 | 48.66 | 49.69 | 52.27 | 48.66 | 49.69 | 52.27 | 48.66 | 52.31 | 52.38 | 48.66 | 57.95 | 52.8 | 48.18 | 57.95 | 52.8 | 48.18 | 49.69 | 52.27 | 48.66
6551 | 37.78 | 43.54 | 36 | 37.78 | 43.54 | 36 | 37.78 | 43.54 | 36 | 37.78 | 43.54 | 36 | 38.57 | 45.93 | 36 | 39.28 | 46.08 | 36 | 38.57 | 43.54 | 36 | 38.57 | 43.54 | 36 | 38.57 | 45.93 | 36 | 38.89 | 46.39 | 35.64 | 38.16 | 43.98 | 35.64 | 37.78 | 43.54 | 36 | 46.09 | 51.75 | 48.14 | 46.09 | 51.75 | 48.14 | 46.09 | 51.75 | 48.14 | 46.09 | 51.75 | 48.14 | 51.78 | 51.86 | 48.14 | 54.74 | 51.86 | 48.14 | 49.16 | 51.75 | 48.14 | 49.16 | 51.75 | 48.14 | 51.78 | 51.86 | 48.14 | 54.19 | 52.27 | 47.66 | 53.11 | 52.27 | 47.66 | 46.09 | 51.75 | 48.14
6552 | 37.78 | 43.08 | 35.55 | 37.78 | 43.08 | 35.55 | 37.78 | 43.08 | 35.55 | 37.78 | 43.08 | 35.55 | 38.82 | 45.48 | 35.55 | 38.82 | 45.63 | 35.55 | 38.12 | 43.08 | 35.55 | 38.12 | 43.08 | 35.55 | 38.82 | 45.48 | 35.55 | 38.56 | 46.09 | 35.28 | 38.16 | 43.52 | 35.28 | 37.78 | 43.08 | 35.55 | 46.09 | 51.29 | 47.68 | 46.09 | 51.29 | 47.68 | 46.09 | 51.29 | 47.68 | 46.09 | 51.29 | 47.68 | 54.29 | 51.4 | 47.68 | 54.29 | 51.4 | 47.68 | 48.71 | 51.29 | 47.68 | 48.71 | 51.29 | 47.68 | 54.29 | 51.4 | 47.68 | 53.91 | 51.81 | 47.21 | 52.83 | 51.81 | 47.21 | 46.09 | 51.29 | 47.68
6553 | 37.78 | 42.76 | 35.23 | 37.78 | 42.76 | 35.23 | 37.78 | 42.76 | 35.23 | 37.78 | 42.76 | 35.23 | 38.5 | 45.15 | 35.23 | 38.5 | 45.31 | 35.23 | 37.79 | 42.76 | 35.23 | 37.79 | 42.76 | 35.23 | 38.5 | 45.15 | 35.23 | 38.56 | 45.76 | 35.23 | 38.16 | 43.19 | 35.23 | 37.78 | 42.76 | 35.23 | 46.09 | 50.97 | 47.36 | 46.09 | 50.97 | 47.36 | 46.09 | 50.97 | 47.36 | 46.09 | 50.97 | 47.36 | 53.96 | 51.08 | 47.36 | 53.96 | 51.08 | 47.36 | 48.38 | 50.97 | 47.36 | 48.38 | 50.97 | 47.36 | 53.96 | 51.08 | 47.36 | 53.91 | 51.49 | 46.89 | 52.83 | 51.49 | 46.89 | 46.09 | 50.97 | 47.36
6554 | 37.64 | 42.61 | 35.07 | 37.64 | 42.61 | 35.07 | 37.64 | 42.61 | 35.07 | 37.64 | 42.61 | 35.07 | 38.35 | 45 | 35.07 | 38.35 | 45.15 | 35.07 | 37.64 | 42.61 | 35.07 | 37.64 | 42.61 | 35.07 | 38.35 | 45 | 35.07 | 38.56 | 45.61 | 35.17 | 38.02 | 43.04 | 35.17 | 37.64 | 42.61 | 35.07 | 46.21 | 50.82 | 47.2 | 46.21 | 50.82 | 47.2 | 46.21 | 50.82 | 47.2 | 46.21 | 50.82 | 47.2 | 53.81 | 50.92 | 47.2 | 53.81 | 50.92 | 47.2 | 48.23 | 50.82 | 47.2 | 48.23 | 50.82 | 47.2 | 53.81 | 50.92 | 47.2 | 53.91 | 51.36 | 46.73 | 52.83 | 51.33 | 46.73 | 46.21 | 50.82 | 47.2
6555 | 37.48 | 42.45 | 34.91 | 37.48 | 42.45 | 34.91 | 37.48 | 42.45 | 34.91 | 37.48 | 42.45 | 34.91 | 38.19 | 44.84 | 34.91 | 38.19 | 44.99 | 34.91 | 37.48 | 42.45 | 34.91 | 37.48 | 42.45 | 34.91 | 38.19 | 44.84 | 34.91 | 38.56 | 45.44 | 35.17 | 37.86 | 42.87 | 35.17 | 37.48 | 42.45 | 34.91 | 48.07 | 50.66 | 47.04 | 48.07 | 50.66 | 47.04 | 48.07 | 50.66 | 47.04 | 48.07 | 50.66 | 47.04 | 53.65 | 50.76 | 47.04 | 53.65 | 50.76 | 47.04 | 48.07 | 50.66 | 47.04 | 48.07 | 50.66 | 47.04 | 53.65 | 50.76 | 47.04 | 53.91 | 51.27 | 46.57 | 52.83 | 51.17 | 46.57 | 48.07 | 50.66 | 47.04
6556 | 37.84 | 42.81 | 35.28 | 37.84 | 42.81 | 35.28 | 37.84 | 42.81 | 35.28 | 37.84 | 42.81 | 35.28 | 38.55 | 45.21 | 35.28 | 38.55 | 45.36 | 35.28 | 37.84 | 42.81 | 35.28 | 37.84 | 42.81 | 35.28 | 38.55 | 45.21 | 35.28 | 38.56 | 45.82 | 35.28 | 38.56 | 43.24 | 35.28 | 37.84 | 42.81 | 35.28 | 48.43 | 51.02 | 47.41 | 48.43 | 51.02 | 47.41 | 48.43 | 51.02 | 47.41 | 48.43 | 51.02 | 47.41 | 54.01 | 51.13 | 47.41 | 54.01 | 51.13 | 47.41 | 48.43 | 51.02 | 47.41 | 48.43 | 51.02 | 47.41 | 54.01 | 51.13 | 47.41 | 53.91 | 51.54 | 46.94 | 52.83 | 51.54 | 46.94 | 48.43 | 51.02 | 47.41
6557 | 38.6 | 43.57 | 36.04 | 38.6 | 43.57 | 36.04 | 38.6 | 43.57 | 36.04 | 38.6 | 43.57 | 36.04 | 39.31 | 45.96 | 36.04 | 39.31 | 46.12 | 36.04 | 38.6 | 43.57 | 36.04 | 38.6 | 43.57 | 36.04 | 39.31 | 45.96 | 36.04 | 40.2 | 47.24 | 36.4 | 41.02 | 44.01 | 36.4 | 38.6 | 43.57 | 36.04 | 49.19 | 51.78 | 48.17 | 49.19 | 51.78 | 48.17 | 49.19 | 51.78 | 48.17 | 49.19 | 51.78 | 48.17 | 54.77 | 51.89 | 48.17 | 54.77 | 51.89 | 48.17 | 49.19 | 51.78 | 48.17 | 49.19 | 51.78 | 48.17 | 54.77 | 51.89 | 48.17 | 64.03 | 52.3 | 47.69 | 64.03 | 52.3 | 47.69 | 49.19 | 51.78 | 48.17
6558 | 39.67 | 44.63 | 37.1 | 39.67 | 44.63 | 37.1 | 39.67 | 44.63 | 37.1 | 39.67 | 44.63 | 37.1 | 40.37 | 47.03 | 37.1 | 40.37 | 47.18 | 37.1 | 39.67 | 44.63 | 37.1 | 39.67 | 44.63 | 37.1 | 40.37 | 47.03 | 37.1 | 52.95 | 47.66 | 37.47 | 52.95 | 46.58 | 37.47 | 39.67 | 44.63 | 37.1 | 50.26 | 52.84 | 49.23 | 50.26 | 52.84 | 49.23 | 50.26 | 52.84 | 49.23 | 50.26 | 52.84 | 49.23 | 55.84 | 52.95 | 49.23 | 55.84 | 52.95 | 49.23 | 50.26 | 52.84 | 49.23 | 50.26 | 52.84 | 49.23 | 55.84 | 52.95 | 49.23 | 75.6 | 53.49 | 48.74 | 75.6 | 53.38 | 48.74 | 50.26 | 52.84 | 49.23
6559 | 40.43 | 45.4 | 37.86 | 40.43 | 45.4 | 37.86 | 41.14 | 45.4 | 37.86 | 41.14 | 45.4 | 37.86 | 41.14 | 47.85 | 37.86 | 41.14 | 47.94 | 37.86 | 40.43 | 45.4 | 37.86 | 40.43 | 45.4 | 37.86 | 41.14 | 47.85 | 37.86 | 54.16 | 47.46 | 37.49 | 54.72 | 45.86 | 37.49 | 41.14 | 45.4 | 37.86 | 51.02 | 53.61 | 50 | 51.02 | 53.61 | 50 | 51.02 | 53.61 | 50 | 51.02 | 53.61 | 50 | 56.6 | 53.72 | 50 | 56.6 | 53.72 | 50 | 51.02 | 53.61 | 50 | 51.02 | 53.61 | 50 | 56.6 | 53.72 | 50 | 77.02 | 54.15 | 48.78 | 77.02 | 54.15 | 49.5 | 51.02 | 53.61 | 51.3
6560 | 40.72 | 45.68 | 38.15 | 40.72 | 45.68 | 38.15 | 41.42 | 45.68 | 38.15 | 41.42 | 45.68 | 38.15 | 41.42 | 48.08 | 38.15 | 41.42 | 48.23 | 38.15 | 40.72 | 45.68 | 38.15 | 40.72 | 45.68 | 38.15 | 41.42 | 48.08 | 38.15 | 53.48 | 47.74 | 37.77 | 54.04 | 46.14 | 37.77 | 41.42 | 45.68 | 70.53 | 51.3 | 53.89 | 50.28 | 51.3 | 53.89 | 50.28 | 51.3 | 53.89 | 50.28 | 51.3 | 53.89 | 50.28 | 56.88 | 54 | 50.28 | 56.88 | 54 | 50.28 | 51.3 | 53.89 | 50.28 | 51.3 | 53.89 | 50.28 | 56.88 | 54 | 50.28 | 76 | 53.46 | 44.8 | 76 | 54.44 | 44.8 | 51.3 | 53.89 | 63.5
6561 | 40.58 | 45.55 | 38.01 | 40.58 | 45.55 | 38.01 | 41.29 | 45.55 | 38.01 | 41.29 | 45.55 | 38.01 | 41.29 | 47.94 | 38.01 | 41.29 | 48 | 38.01 | 40.58 | 45.55 | 38.01 | 40.58 | 45.55 | 38.01 | 41.29 | 47.94 | 38.01 | 50 | 47.08 | 34.44 | 49 | 46.01 | 35.14 | 41.29 | 45.55 | 70.53 | 51.17 | 53.76 | 50.15 | 51.17 | 53.76 | 50.15 | 51.17 | 53.76 | 50.15 | 51.17 | 53.76 | 49.61 | 56.75 | 53.86 | 50.15 | 56.75 | 53.86 | 50.15 | 51.17 | 53.76 | 50.15 | 51.17 | 53.76 | 50.15 | 56.75 | 53.86 | 50.15 | 69.52 | 49.13 | 44.8 | 68.13 | 50.13 | 44.8 | 51.17 | 56.61 | 63.5
6562 | 40.47 | 45.44 | 37.91 | 40.47 | 45.44 | 37.91 | 41.18 | 45.44 | 37.91 | 41.18 | 45.44 | 37.91 | 41.18 | 47.83 | 37.91 | 41.18 | 47.83 | 37.91 | 40.47 | 45.44 | 37.91 | 40.47 | 45.44 | 37.91 | 41.18 | 47.83 | 37.91 | 41.6 | 45.56 | 34.42 | 41.6 | 44.99 | 34.42 | 41.18 | 45.44 | 50.12 | 51.06 | 53.65 | 50.04 | 51.06 | 53.65 | 50.04 | 51.06 | 53.65 | 50.04 | 51.06 | 53.65 | 49.61 | 56.64 | 53.65 | 50.04 | 56.64 | 53.65 | 50.04 | 51.06 | 53.65 | 50.04 | 51.06 | 53.65 | 50.04 | 56.64 | 53.65 | 50.04 | 56.31 | 49.13 | 44.8 | 55.18 | 50.13 | 44.8 | 51.06 | 53.65 | 51.3
6563 | 40.3 | 45.27 | 37.74 | 40.3 | 45.27 | 37.74 | 40.3 | 45.27 | 37.74 | 40.3 | 45.27 | 37.74 | 40.81 | 45.27 | 37.74 | 40.81 | 45.27 | 37.74 | 40.3 | 45.27 | 37.74 | 40.3 | 45.27 | 37.74 | 40.81 | 45.27 | 37.74 | 39.98 | 42.22 | 29.48 | 39.98 | 42.22 | 29.18 | 40.3 | 45.27 | 37.74 | 50.89 | 53.48 | 49.87 | 50.89 | 53.48 | 49.87 | 50.89 | 53.48 | 49.87 | 50.89 | 53.48 | 49.61 | 56.14 | 53.48 | 49.87 | 56.14 | 53.48 | 49.87 | 50.89 | 53.48 | 49.87 | 50.89 | 53.48 | 49.87 | 56.14 | 53.48 | 49.87 | 53.91 | 47.66 | 44.8 | 52.83 | 50.01 | 44.8 | 50.89 | 53.48 | 51.3
6564 | 40.08 | 45.05 | 37.52 | 40.08 | 45.05 | 37.52 | 40.08 | 45.05 | 37.52 | 40.08 | 45.05 | 37.52 | 40.79 | 47.44 | 37.52 | 40.79 | 47.44 | 37.52 | 40.08 | 45.05 | 37.52 | 40.08 | 45.05 | 37.52 | 40.79 | 47.44 | 37.52 | 40.79 | 44.6 | 34.42 | 40.49 | 44.6 | 34.42 | 40.08 | 45.05 | 37.52 | 50.67 | 53.26 | 49.65 | 50.67 | 53.26 | 49.65 | 50.67 | 53.26 | 49.65 | 50.67 | 53.26 | 49.61 | 56.25 | 53.26 | 49.65 | 56.25 | 53.26 | 49.65 | 50.67 | 53.26 | 49.65 | 50.67 | 53.26 | 49.65 | 56.25 | 53.26 | 49.65 | 55.69 | 47.66 | 44.8 | 54.58 | 50.01 | 44.8 | 50.67 | 53.26 | 50.63
6565 | 39.96 | 44.92 | 37.39 | 39.96 | 44.92 | 37.39 | 39.96 | 44.92 | 37.39 | 39.96 | 44.92 | 37.39 | 40.66 | 45.28 | 36.22 | 40.66 | 45.28 | 36.22 | 39.96 | 44.92 | 37.39 | 39.96 | 44.92 | 37.39 | 40.66 | 45.28 | 36.22 | 39.47 | 42.22 | 29.48 | 39.98 | 41.8 | 29.18 | 39.96 | 44.92 | 37.39 | 50.55 | 53.13 | 49.52 | 50.55 | 53.13 | 49.52 | 50.55 | 53.13 | 49.52 | 50.55 | 53.13 | 49.52 | 56.13 | 53.13 | 49.52 | 56.13 | 53.13 | 49.52 | 50.55 | 53.13 | 49.52 | 50.55 | 53.13 | 49.52 | 56.13 | 53.13 | 49.52 | 53.91 | 47.66 | 44.8 | 52.83 | 50.01 | 44.8 | 50.55 | 53.13 | 50.04
6566 | 39.82 | 44.79 | 37.25 | 39.82 | 44.79 | 37.25 | 39.82 | 44.79 | 37.25 | 39.82 | 44.79 | 37.25 | 40.53 | 44.79 | 35.14 | 40.53 | 44.79 | 35.14 | 39.82 | 44.79 | 37.25 | 39.82 | 44.79 | 37.25 | 40.53 | 44.79 | 35.14 | 39.47 | 41.38 | 29.85 | 39.58 | 41.8 | 29.55 | 39.82 | 44.79 | 37.25 | 50.41 | 53 | 49.38 | 50.41 | 53 | 49.38 | 50.41 | 53 | 49.38 | 50.41 | 53 | 49.38 | 53.03 | 53 | 49.38 | 53.03 | 53 | 49.38 | 50.41 | 53 | 49.38 | 50.41 | 53 | 49.38 | 53.03 | 53 | 49.38 | 51.69 | 46.84 | 44.38 | 50.92 | 50.01 | 44.8 | 50.41 | 53 | 49.9
6567 | 39.74 | 44.7 | 37.17 | 39.74 | 44.7 | 37.17 | 39.74 | 44.7 | 37.17 | 39.74 | 44.7 | 37.17 | 40.44 | 45.55 | 37.17 | 40.44 | 45.55 | 36.97 | 39.74 | 44.7 | 37.17 | 39.74 | 44.7 | 37.17 | 40.44 | 45.55 | 37.17 | 40.04 | 44.26 | 34.42 | 39.87 | 44.26 | 35.12 | 39.74 | 44.7 | 37.17 | 50.33 | 52.91 | 49.3 | 50.33 | 52.91 | 49.3 | 50.33 | 52.91 | 49.3 | 50.33 | 52.91 | 49.3 | 55.58 | 52.91 | 49.3 | 55.58 | 52.91 | 49.3 | 50.33 | 52.91 | 49.3 | 50.33 | 52.91 | 49.3 | 55.58 | 52.91 | 49.3 | 53.91 | 47.66 | 44.8 | 52.83 | 50.01 | 44.8 | 50.33 | 52.91 | 49.3
6568 | 39.66 | 44.63 | 37.09 | 39.66 | 44.63 | 37.09 | 40.37 | 44.63 | 37.09 | 40.37 | 44.63 | 37.09 | 40.37 | 47.02 | 37.09 | 40.37 | 47.17 | 37.09 | 39.66 | 44.63 | 37.09 | 39.66 | 44.63 | 37.09 | 40.37 | 47.02 | 37.09 | 50.48 | 46.75 | 36.72 | 49.47 | 45.08 | 36.72 | 40.37 | 44.63 | 37.09 | 50.25 | 52.84 | 49.23 | 50.25 | 52.84 | 49.23 | 50.25 | 52.84 | 49.23 | 50.25 | 52.84 | 49.23 | 55.83 | 52.94 | 49.23 | 55.83 | 52.94 | 49.23 | 50.25 | 52.84 | 49.23 | 50.25 | 52.84 | 49.23 | 55.83 | 52.94 | 49.23 | 63.5 | 52.3 | 45.58 | 62.23 | 53.37 | 46.51 | 50.25 | 52.84 | 49.23
6569 | 39.78 | 44.75 | 37.21 | 39.78 | 44.75 | 37.21 | 39.78 | 44.75 | 37.21 | 39.78 | 44.75 | 37.21 | 40.49 | 47.15 | 37.21 | 40.49 | 47.3 | 37.21 | 39.78 | 44.75 | 37.21 | 39.78 | 44.75 | 37.21 | 40.49 | 47.15 | 37.21 | 55.09 | 48.68 | 37.59 | 53.99 | 45.2 | 37.59 | 39.78 | 44.75 | 37.21 | 50.37 | 52.96 | 49.35 | 50.37 | 52.96 | 49.35 | 50.37 | 52.96 | 49.35 | 50.37 | 52.96 | 49.35 | 55.95 | 53.07 | 49.35 | 55.95 | 53.07 | 49.35 | 50.37 | 52.96 | 49.35 | 50.37 | 52.96 | 49.35 | 55.95 | 53.07 | 49.35 | 76.95 | 53.6 | 48.86 | 75.41 | 53.5 | 48.86 | 50.37 | 52.96 | 49.35
6570 | 40.05 | 45.02 | 37.49 | 40.05 | 45.02 | 37.49 | 40.05 | 45.02 | 37.49 | 40.05 | 45.02 | 37.49 | 40.76 | 47.42 | 37.49 | 40.76 | 47.57 | 37.49 | 40.05 | 45.02 | 37.49 | 40.05 | 45.02 | 37.49 | 40.76 | 47.42 | 37.49 | 55.09 | 48.68 | 37.86 | 53.99 | 45.48 | 37.86 | 40.05 | 45.02 | 37.49 | 50.64 | 53.23 | 49.62 | 50.64 | 53.23 | 49.62 | 50.64 | 53.23 | 49.62 | 50.64 | 53.23 | 49.62 | 56.22 | 53.34 | 49.62 | 56.22 | 53.34 | 49.62 | 50.64 | 53.23 | 49.62 | 50.64 | 53.23 | 49.62 | 56.22 | 53.34 | 49.62 | 77.02 | 53.88 | 49.12 | 75.48 | 53.77 | 49.12 | 50.64 | 53.23 | 49.62
6571 | 40.56 | 45.53 | 38 | 40.56 | 45.53 | 38 | 40.56 | 45.53 | 38 | 40.56 | 45.53 | 38 | 41.27 | 47.93 | 38 | 41.27 | 48.08 | 38 | 40.56 | 45.53 | 38 | 40.56 | 45.53 | 38 | 41.27 | 47.93 | 38 | 55.09 | 48.56 | 37.62 | 53.99 | 45.99 | 38.38 | 40.56 | 45.53 | 38 | 51.15 | 53.74 | 50.13 | 51.15 | 53.74 | 50.13 | 51.15 | 53.74 | 50.13 | 51.15 | 53.74 | 50.13 | 56.73 | 53.85 | 50.13 | 56.73 | 53.85 | 50.13 | 51.15 | 53.74 | 50.13 | 51.15 | 53.74 | 50.13 | 56.73 | 53.85 | 50.13 | 77.02 | 54.39 | 49.63 | 75.48 | 54.29 | 49.63 | 51.15 | 53.74 | 50.13
6572 | 40.28 | 45.25 | 36.96 | 40.28 | 45.25 | 37.71 | 40.28 | 45.25 | 37.71 | 40.28 | 45.25 | 37.71 | 40.99 | 47.65 | 37.71 | 40.99 | 47.8 | 37.71 | 40.28 | 45.25 | 37.71 | 40.28 | 45.25 | 37.71 | 40.99 | 47.65 | 37.71 | 54.04 | 48.28 | 37.86 | 52.96 | 45.71 | 38.1 | 40.28 | 45.25 | 36.96 | 50.87 | 53.46 | 48.62 | 50.87 | 53.46 | 48.62 | 50.87 | 53.46 | 48.62 | 50.87 | 53.46 | 48.62 | 56.45 | 53.57 | 49.85 | 56.45 | 53.57 | 49.85 | 50.87 | 53.46 | 49.85 | 50.87 | 53.46 | 49.85 | 56.45 | 53.57 | 49.85 | 71.88 | 55.1 | 49.11 | 70.44 | 54 | 49.11 | 50.87 | 53.46 | 46.17
6573 | 39.63 | 41.12 | 28.21 | 39.63 | 44.59 | 37.06 | 39.63 | 44.59 | 37.06 | 39.63 | 44.59 | 37.06 | 40.33 | 46.99 | 37.06 | 40.33 | 47.14 | 37.06 | 39.63 | 44.59 | 37.06 | 39.63 | 44.59 | 37.06 | 40.33 | 46.99 | 37.06 | 44.7 | 47.61 | 36.69 | 43.81 | 45.04 | 37.43 | 39.63 | 41.12 | 28.21 | 50.21 | 51.86 | 46.17 | 50.21 | 51.86 | 46.17 | 50.21 | 51.86 | 46.17 | 50.21 | 51.86 | 46.17 | 55.79 | 52.91 | 49.19 | 55.79 | 52.91 | 49.19 | 50.21 | 52.8 | 49.19 | 50.21 | 52.8 | 49.19 | 55.79 | 52.91 | 49.19 | 61.52 | 52.38 | 46.63 | 60.29 | 52.38 | 46.63 | 50.21 | 51.19 | 46.17
6574 | 39.12 | 33.6 | 28.21 | 39.12 | 36.44 | 35.14 | 39.12 | 36.44 | 35.14 | 39.12 | 36.44 | 35.14 | 39.82 | 46.48 | 36.35 | 39.82 | 46.63 | 36.35 | 39.12 | 44.08 | 36.55 | 39.12 | 44.08 | 36.55 | 39.82 | 46.48 | 36.35 | 40.32 | 46.16 | 35.49 | 39.51 | 36.81 | 35.49 | 39.12 | 33.6 | 28.21 | 36.14 | 48.64 | 46.17 | 36.14 | 48.64 | 46.17 | 36.14 | 48.64 | 46.17 | 36.14 | 48.64 | 46.17 | 55.29 | 52.29 | 48.68 | 55.29 | 52.29 | 48.68 | 49.71 | 52.29 | 48.68 | 49.71 | 52.29 | 48.68 | 55.29 | 52.29 | 48.68 | 57.01 | 49.13 | 46.63 | 55.87 | 49.13 | 46.63 | 36.14 | 48.64 | 46.17
6575 | 37.98 | 33.6 | 28.21 | 37.98 | 36.44 | 35.12 | 37.98 | 36.44 | 35.12 | 37.98 | 36.44 | 35.12 | 39.26 | 43.61 | 35.65 | 39.26 | 43.61 | 35.65 | 38.55 | 43.52 | 35.65 | 38.55 | 43.52 | 35.99 | 39.26 | 43.61 | 35.65 | 39.05 | 42.81 | 35.3 | 38.37 | 36.81 | 35.47 | 37.98 | 33.6 | 28.21 | 36.14 | 48.64 | 46.17 | 36.14 | 48.64 | 46.17 | 36.14 | 48.64 | 46.17 | 36.14 | 48.64 | 46.17 | 54.65 | 49.82 | 47.16 | 54.65 | 49.82 | 47.16 | 49.14 | 51.61 | 48.12 | 49.14 | 51.73 | 48.12 | 54.65 | 49.82 | 47.16 | 53.19 | 49.13 | 45.7 | 52.12 | 49.13 | 45.7 | 36.14 | 48.64 | 46.17
6576 | 37.72 | 36.44 | 28.21 | 37.72 | 36.44 | 34.79 | 37.72 | 36.44 | 34.79 | 37.72 | 36.44 | 34.79 | 39.1 | 42.47 | 35.65 | 39.1 | 42.47 | 35.65 | 38.39 | 42.47 | 35.65 | 38.39 | 43.36 | 35.83 | 39.1 | 42.47 | 35.65 | 38.66 | 42.05 | 35.14 | 38.1 | 36.81 | 35.14 | 37.72 | 33.6 | 28.21 | 36.14 | 48.64 | 46.17 | 36.14 | 48.64 | 46.17 | 36.14 | 48.64 | 46.17 | 36.14 | 48.64 | 46.17 | 54.56 | 50.01 | 47.16 | 54.56 | 50.01 | 47.16 | 48.98 | 51.57 | 47.96 | 48.98 | 51.57 | 47.96 | 54.56 | 50.01 | 47.16 | 54.02 | 49.13 | 46.34 | 52.94 | 49.13 | 46.34 | 36.14 | 48.64 | 46.17
6577 | 37.07 | 40.09 | 34.79 | 37.07 | 40.09 | 34.79 | 37.07 | 40.09 | 34.79 | 37.07 | 40.09 | 34.79 | 38.85 | 42.16 | 35.57 | 38.85 | 42.16 | 35.57 | 38.14 | 42.16 | 35.57 | 38.14 | 43.11 | 35.57 | 38.85 | 42.16 | 35.57 | 38.21 | 41.32 | 35.14 | 37.45 | 40.49 | 35.14 | 37.07 | 33.61 | 31.43 | 42.16 | 48.64 | 46.17 | 42.16 | 48.64 | 46.17 | 42.16 | 48.64 | 46.17 | 42.16 | 48.64 | 46.17 | 54.31 | 50.01 | 47.71 | 54.31 | 50.01 | 47.71 | 48.73 | 51.32 | 47.71 | 48.73 | 51.32 | 47.71 | 54.31 | 50.01 | 47.71 | 53.77 | 49.13 | 46.34 | 52.69 | 49.13 | 46.34 | 42.16 | 48.64 | 46.17
6578 | 37.08 | 40.37 | 34.72 | 37.08 | 40.37 | 34.72 | 37.08 | 40.37 | 34.72 | 37.08 | 40.37 | 34.72 | 38.61 | 41.61 | 35.42 | 38.61 | 41.61 | 35.42 | 37.99 | 41.61 | 35.42 | 37.99 | 42.96 | 35.42 | 38.61 | 41.61 | 35.42 | 38.21 | 41.2 | 35.07 | 37.45 | 40.77 | 35.07 | 37.08 | 37.22 | 31.43 | 43.5 | 48.67 | 46.17 | 43.5 | 48.67 | 46.17 | 43.5 | 48.67 | 46.17 | 43.5 | 48.67 | 46.17 | 53.95 | 49.63 | 47.16 | 53.95 | 49.63 | 47.16 | 48.58 | 51.17 | 47.56 | 48.58 | 51.17 | 47.56 | 53.95 | 49.63 | 47.16 | 53.4 | 49.13 | 45.84 | 52.33 | 49.16 | 45.84 | 43.5 | 48.67 | 46.17
6579 | 37.89 | 40.79 | 34.79 | 37.89 | 40.79 | 34.79 | 37.89 | 40.79 | 34.79 | 37.89 | 40.79 | 34.79 | 38.6 | 41.61 | 35.32 | 38.6 | 41.61 | 35.32 | 37.89 | 41.61 | 35.32 | 37.89 | 42.86 | 35.32 | 38.6 | 41.61 | 35.32 | 38.21 | 41.2 | 35.14 | 38.21 | 41.2 | 35.14 | 37.89 | 40.79 | 34.1 | 48.48 | 49.42 | 46.17 | 48.48 | 49.42 | 46.17 | 48.48 | 49.42 | 46.17 | 48.48 | 49.42 | 46.17 | 53.94 | 49.63 | 47.16 | 53.94 | 49.63 | 47.16 | 48.48 | 51.07 | 47.46 | 48.48 | 51.07 | 47.46 | 53.94 | 49.63 | 47.16 | 53.4 | 49.13 | 45.84 | 52.33 | 49.92 | 46.63 | 48.48 | 49.42 | 46.17
6580 | 38.13 | 42.46 | 35.12 | 38.13 | 42.46 | 35.12 | 38.13 | 42.46 | 35.12 | 38.13 | 42.46 | 35.12 | 38.84 | 42.46 | 35.56 | 38.84 | 42.46 | 35.56 | 38.13 | 42.46 | 35.56 | 38.13 | 43.09 | 35.56 | 38.84 | 42.46 | 35.56 | 38.51 | 42.03 | 35.2 | 38.51 | 42.03 | 35.47 | 38.13 | 42.46 | 35.12 | 48.72 | 49.51 | 46.17 | 48.72 | 49.51 | 46.17 | 48.72 | 49.51 | 46.17 | 48.72 | 49.51 | 46.17 | 54.27 | 49.51 | 47.16 | 54.27 | 49.51 | 47.16 | 48.72 | 49.67 | 47.16 | 48.72 | 51.31 | 47.16 | 54.27 | 49.51 | 47.16 | 53.72 | 49.01 | 46.63 | 53.19 | 50.01 | 46.63 | 48.72 | 49.51 | 46.17
6581 | 38.71 | 43.67 | 36.14 | 38.71 | 43.67 | 36.14 | 38.71 | 43.67 | 36.14 | 38.71 | 43.67 | 36.14 | 39.41 | 45.05 | 36.14 | 39.41 | 45.05 | 36.14 | 38.71 | 43.67 | 36.14 | 38.71 | 43.67 | 36.14 | 39.41 | 45.05 | 36.14 | 40.23 | 44.6 | 35.65 | 40.23 | 44.6 | 35.78 | 38.71 | 43.67 | 36.14 | 49.29 | 51.19 | 46.68 | 49.29 | 51.19 | 46.68 | 49.29 | 51.19 | 46.68 | 49.29 | 51.19 | 46.68 | 54.87 | 51.19 | 47.16 | 54.87 | 51.19 | 47.16 | 49.29 | 51.61 | 48.27 | 49.29 | 51.88 | 48.27 | 54.87 | 51.19 | 47.16 | 55.58 | 50.32 | 46.69 | 55.58 | 51.35 | 47.15 | 49.29 | 51.19 | 46.68
6582 | 39.64 | 44.61 | 37.07 | 39.64 | 44.61 | 37.07 | 39.64 | 44.61 | 37.07 | 39.64 | 44.61 | 37.07 | 40.35 | 47 | 37.07 | 40.35 | 47.15 | 37.07 | 39.64 | 44.61 | 37.07 | 39.64 | 44.61 | 37.07 | 40.35 | 47 | 37.07 | 53.2 | 47.63 | 36.7 | 53.2 | 46.68 | 37.44 | 39.64 | 44.61 | 37.07 | 50.23 | 52.82 | 49.2 | 50.23 | 52.82 | 49.2 | 50.23 | 52.82 | 49.2 | 50.23 | 52.82 | 49.2 | 55.81 | 52.82 | 49.2 | 55.81 | 52.82 | 49.2 | 50.23 | 52.82 | 49.2 | 50.23 | 52.82 | 49.2 | 55.81 | 52.82 | 49.2 | 72.86 | 52.29 | 47.74 | 72.86 | 53.35 | 48.71 | 50.23 | 52.82 | 49.2
6583 | 40.36 | 45.33 | 37.8 | 40.36 | 45.33 | 37.8 | 40.36 | 45.33 | 37.8 | 40.36 | 45.33 | 37.8 | 41.07 | 47.72 | 37.8 | 41.07 | 47.88 | 37.8 | 40.36 | 45.33 | 37.8 | 40.36 | 45.33 | 37.8 | 41.07 | 47.72 | 37.8 | 55.14 | 48.47 | 36.67 | 55.14 | 47.5 | 37.42 | 40.36 | 45.33 | 37.8 | 50.95 | 53.54 | 49.93 | 50.95 | 53.54 | 49.93 | 50.95 | 53.54 | 49.93 | 50.95 | 53.54 | 49.93 | 56.53 | 53.54 | 49.93 | 56.53 | 53.54 | 49.61 | 50.95 | 53.54 | 49.93 | 50.95 | 53.54 | 49.93 | 56.53 | 53.54 | 49.93 | 77.52 | 53.01 | 47.64 | 77.52 | 54.08 | 48.61 | 50.95 | 53.54 | 49.93
6584 | 40.75 | 45.72 | 38.18 | 40.75 | 45.72 | 38.18 | 41.46 | 45.72 | 38.18 | 41.46 | 45.72 | 38.18 | 41.46 | 48.11 | 38.18 | 41.46 | 48.11 | 36.59 | 40.75 | 45.72 | 38.18 | 40.75 | 45.72 | 38.18 | 41.46 | 48.11 | 38.18 | 55.14 | 47.63 | 35.49 | 54.04 | 46.18 | 35.49 | 41.46 | 45.72 | 38.18 | 51.34 | 53.93 | 50.31 | 51.34 | 53.93 | 50.31 | 51.34 | 53.93 | 50.31 | 51.34 | 53.82 | 49.11 | 56.92 | 53.93 | 50.31 | 56.92 | 52.08 | 49.61 | 51.34 | 53.93 | 50.31 | 51.34 | 53.93 | 50.31 | 56.92 | 53.93 | 50.31 | 73.07 | 50.01 | 47.16 | 71.61 | 51.03 | 47.64 | 51.34 | 53.93 | 50.31
6585 | 40.66 | 45.63 | 38.1 | 40.66 | 45.63 | 38.1 | 41.37 | 45.63 | 38.1 | 41.37 | 45.63 | 32.28 | 41.37 | 45.63 | 38.1 | 41.37 | 45.63 | 33.95 | 40.66 | 45.63 | 38.1 | 40.66 | 45.63 | 38.1 | 41.37 | 45.63 | 38.1 | 52.95 | 42.03 | 31.94 | 51.9 | 42.03 | 31.63 | 41.37 | 45.63 | 38.1 | 51.25 | 53.84 | 50.23 | 51.25 | 53.84 | 50.23 | 51.25 | 53.84 | 50.23 | 51.25 | 46.88 | 46.17 | 56.83 | 53.84 | 49.34 | 56.83 | 46.88 | 47.16 | 51.25 | 53.84 | 50.23 | 51.25 | 53.84 | 50.23 | 56.83 | 53.84 | 49.34 | 68.56 | 45.93 | 44.8 | 67.19 | 46.41 | 44.8 | 51.25 | 53.84 | 50.23
6586 | 40.52 | 45.48 | 37.95 | 40.52 | 45.48 | 37.95 | 40.52 | 45.48 | 37.95 | 40.52 | 45.48 | 0 | 41.22 | 45.48 | 37.95 | 41.22 | 45.48 | 18.88 | 40.52 | 45.48 | 37.95 | 40.52 | 45.48 | 37.95 | 41.22 | 45.48 | 37.95 | 41.18 | 12.59 | 0 | 40.92 | 12.71 | 0 | 40.52 | 45.48 | 37.95 | 51.1 | 50.17 | 46.17 | 51.1 | 50.17 | 46.17 | 51.1 | 50.17 | 46.17 | 51.1 | 38.54 | 42.44 | 56.68 | 50.17 | 46.17 | 56.68 | 38.54 | 44.2 | 51.1 | 53.69 | 49.23 | 51.1 | 53.69 | 50.08 | 56.68 | 50.17 | 46.17 | 55.54 | 37.01 | 42.88 | 54.43 | 37.76 | 42.02 | 51.1 | 50.17 | 46.17
6587 | 40.37 | 33.73 | 37.8 | 40.37 | 33.73 | 37.8 | 40.37 | 33.73 | 37.8 | 40.37 | 33.06 | 0 | 41.08 | 33.73 | 37.8 | 41.08 | 33.73 | 18.88 | 40.37 | 33.73 | 37.8 | 40.37 | 45.33 | 37.8 | 41.08 | 33.73 | 37.8 | 40.79 | 14.81 | 0 | 40.78 | 14.81 | 0 | 40.37 | 33.73 | 37.8 | 50.96 | 48.43 | 46.17 | 50.96 | 48.43 | 46.17 | 50.96 | 48.43 | 46.17 | 50.96 | 38.54 | 42.43 | 56.33 | 48.43 | 44.2 | 56.33 | 38.54 | 44.2 | 50.96 | 48.43 | 49.23 | 50.96 | 53.55 | 49.23 | 56.33 | 48.43 | 44.2 | 54.65 | 37.01 | 43.31 | 51.47 | 37.01 | 42.01 | 50.96 | 48.43 | 46.17
6588 | 40.17 | 40.97 | 37.61 | 40.17 | 40.97 | 37.61 | 40.17 | 40.97 | 37.61 | 40.17 | 33.06 | 0 | 40.81 | 40.97 | 37.61 | 40.81 | 40.97 | 18.88 | 40.17 | 40.97 | 37.61 | 40.17 | 45.14 | 37.61 | 40.81 | 40.97 | 37.61 | 39.98 | 0 | 0 | 39.77 | 0 | 0 | 40.17 | 40.97 | 37.61 | 50.76 | 50.17 | 46.17 | 50.76 | 50.17 | 46.17 | 50.76 | 50.17 | 46.17 | 50.76 | 0 | 37.71 | 54.83 | 50.17 | 39.68 | 54.83 | 30.8 | 39.68 | 50.76 | 50.89 | 46.17 | 50.76 | 53.35 | 46.17 | 54.83 | 50.17 | 39.68 | 53.72 | 0 | 38.49 | 51.28 | 0 | 37.33 | 50.76 | 50.17 | 46.17
6589 | 40.09 | 33.73 | 37.52 | 40.09 | 33.73 | 37.52 | 40.09 | 33.73 | 37.52 | 40.09 | 33.06 | 0 | 40.79 | 33.73 | 37.52 | 40.79 | 33.73 | 18.88 | 40.09 | 33.78 | 37.52 | 40.09 | 45.05 | 37.52 | 40.79 | 33.73 | 37.52 | 39.98 | 0 | 0 | 39.68 | 0 | 0 | 40.09 | 33.73 | 37.52 | 50.67 | 48.43 | 46.17 | 50.67 | 48.43 | 46.17 | 50.67 | 48.43 | 46.17 | 50.67 | 0 | 36.96 | 50.67 | 48.43 | 38.89 | 50.67 | 29.98 | 38.89 | 50.67 | 50.8 | 46.17 | 50.67 | 53.26 | 46.17 | 50.67 | 48.43 | 38.89 | 49.96 | 0 | 37.72 | 50.17 | 0 | 36.59 | 50.67 | 48.43 | 46.17
6590 | 40.02 | 33.73 | 37.45 | 40.02 | 33.73 | 37.45 | 40.02 | 33.73 | 37.45 | 40.02 | 33.73 | 0 | 40.02 | 33.73 | 37.45 | 40.02 | 33.73 | 18.88 | 40.02 | 33.73 | 37.45 | 40.02 | 44.98 | 37.45 | 40.02 | 33.73 | 37.45 | 39.62 | 0 | 0 | 39.62 | 0 | 0 | 40.02 | 33.73 | 37.45 | 50.61 | 48.43 | 46.17 | 50.61 | 48.43 | 46.17 | 50.61 | 48.43 | 46.17 | 50.61 | 0 | 38.87 | 50.61 | 48.43 | 38.89 | 50.61 | 29.98 | 38.89 | 50.61 | 48.43 | 46.17 | 50.61 | 53.19 | 49.58 | 50.61 | 48.43 | 38.89 | 50.1 | 0 | 38.49 | 50.1 | 0 | 38.49 | 50.61 | 48.43 | 46.17
6591 | 39.88 | 33.73 | 37.31 | 39.88 | 33.73 | 37.31 | 39.88 | 33.73 | 37.31 | 39.88 | 33.73 | 0 | 40.59 | 33.73 | 37.31 | 40.59 | 33.73 | 19.88 | 39.88 | 33.73 | 37.31 | 39.88 | 44.85 | 37.31 | 40.59 | 33.73 | 37.31 | 39.98 | 30.96 | 0 | 39.98 | 31.59 | 0 | 39.88 | 33.73 | 37.31 | 50.47 | 48.43 | 46.17 | 50.47 | 48.43 | 46.17 | 50.47 | 48.43 | 46.17 | 50.47 | 38.54 | 43.31 | 53.72 | 48.43 | 42.45 | 53.72 | 38.54 | 42.45 | 50.47 | 48.43 | 46.17 | 50.47 | 53.06 | 49.45 | 53.72 | 48.43 | 42.45 | 53.19 | 37.01 | 42.02 | 53.19 | 38.15 | 42.88 | 50.47 | 48.43 | 46.17
6592 | 39.8 | 44.77 | 37.23 | 39.8 | 44.77 | 37.23 | 39.8 | 44.77 | 37.23 | 39.8 | 44.77 | 34.77 | 40.51 | 44.77 | 37.23 | 40.51 | 44.77 | 37.03 | 39.8 | 44.77 | 37.23 | 39.8 | 44.77 | 37.23 | 40.51 | 44.77 | 37.23 | 40.92 | 41.38 | 27.53 | 41.34 | 42.81 | 34.42 | 39.8 | 44.77 | 37.23 | 50.39 | 52.08 | 49.37 | 50.39 | 52.08 | 49.37 | 50.39 | 52.08 | 49.37 | 50.39 | 52.08 | 46.68 | 55.97 | 52.08 | 49.37 | 55.97 | 52.08 | 49.37 | 50.39 | 52.98 | 49.37 | 50.39 | 52.98 | 49.37 | 55.97 | 52.08 | 49.37 | 58.13 | 46.21 | 44.8 | 58.15 | 51.03 | 45.72 | 50.39 | 52.08 | 49.37
6593 | 40.02 | 44.98 | 37.45 | 40.02 | 44.98 | 37.45 | 40.02 | 44.98 | 37.45 | 40.02 | 44.98 | 37.45 | 40.72 | 44.98 | 37.45 | 40.72 | 44.98 | 37.45 | 40.02 | 44.98 | 37.45 | 40.02 | 44.98 | 37.45 | 40.72 | 44.98 | 37.45 | 52.95 | 41.84 | 35.14 | 52.95 | 44.53 | 35.86 | 40.02 | 44.98 | 37.45 | 50.6 | 52.08 | 48.62 | 50.6 | 52.08 | 48.62 | 50.6 | 52.08 | 48.62 | 50.6 | 52.08 | 48.62 | 56.18 | 52.08 | 48.62 | 56.18 | 52.08 | 48.62 | 50.6 | 53.19 | 49.58 | 50.6 | 53.19 | 49.58 | 56.18 | 52.08 | 48.62 | 71.87 | 48.8 | 44.8 | 71.87 | 51.03 | 47.64 | 50.6 | 52.08 | 48.62
6594 | 40.26 | 45.22 | 37.49 | 40.26 | 45.22 | 37.49 | 40.26 | 45.22 | 37.49 | 40.26 | 45.22 | 36.59 | 40.96 | 45.22 | 37.49 | 40.96 | 45.22 | 37.49 | 40.26 | 45.22 | 37.69 | 40.26 | 45.22 | 37.69 | 40.96 | 45.22 | 37.49 | 55.14 | 41.84 | 35.14 | 54.04 | 42.69 | 35.86 | 40.26 | 45.22 | 37.49 | 50.85 | 52.08 | 47.16 | 50.85 | 52.08 | 47.16 | 50.85 | 52.08 | 47.16 | 50.85 | 52.08 | 47.16 | 56.43 | 52.08 | 47.16 | 56.43 | 52.08 | 47.16 | 50.85 | 53.43 | 49.82 | 50.85 | 53.43 | 49.82 | 56.43 | 52.08 | 47.16 | 77.52 | 47.89 | 44.8 | 77.52 | 50.52 | 45.75 | 50.85 | 52.08 | 47.16
6595 | 40.6 | 44.98 | 36.59 | 40.6 | 44.98 | 36.59 | 40.6 | 44.98 | 36.59 | 40.6 | 44.98 | 36.59 | 41.31 | 44.98 | 36.59 | 41.31 | 44.98 | 36.59 | 40.6 | 45.57 | 38.03 | 40.6 | 45.57 | 38.03 | 41.31 | 44.98 | 36.59 | 53.38 | 41.84 | 35.14 | 52.31 | 42.69 | 35.85 | 40.6 | 44.98 | 36.59 | 51.19 | 52.08 | 46.68 | 51.19 | 52.08 | 46.68 | 51.19 | 52.08 | 46.68 | 51.19 | 52.08 | 46.68 | 56.77 | 52.08 | 47.16 | 56.77 | 52.08 | 47.16 | 51.19 | 53.78 | 50.17 | 51.19 | 53.78 | 50.17 | 56.77 | 52.08 | 47.16 | 77.02 | 47.89 | 44.8 | 75.48 | 50.52 | 45.75 | 51.19 | 52.08 | 46.68
6596 | 40.35 | 42.99 | 36.59 | 40.35 | 42.99 | 36.59 | 40.35 | 42.99 | 36.59 | 40.35 | 42.99 | 36.59 | 41.06 | 42.99 | 36.59 | 41.06 | 42.99 | 36.59 | 40.35 | 45.32 | 37.79 | 40.35 | 45.32 | 37.79 | 41.06 | 42.99 | 36.59 | 43.04 | 41.28 | 35.14 | 42.18 | 42.12 | 35.85 | 40.35 | 42.99 | 36.59 | 50.94 | 50.95 | 46.68 | 50.94 | 50.95 | 46.68 | 50.94 | 50.95 | 46.68 | 50.94 | 50.95 | 46.68 | 56.52 | 52.08 | 47.16 | 56.52 | 52.08 | 47.16 | 50.94 | 53.53 | 49.92 | 50.94 | 53.53 | 49.92 | 56.52 | 52.08 | 47.16 | 63.26 | 47.35 | 44.8 | 61.99 | 50.44 | 45.75 | 50.94 | 50.95 | 46.68
6597 | 39.81 | 32.18 | 35.48 | 39.81 | 32.18 | 35.48 | 39.81 | 32.18 | 35.48 | 39.81 | 32.18 | 35.48 | 40.51 | 32.24 | 36.58 | 40.51 | 32.24 | 36.58 | 39.81 | 44.77 | 37.24 | 39.81 | 44.77 | 37.24 | 40.51 | 32.24 | 36.58 | 40.21 | 30.96 | 34.42 | 40.21 | 31.59 | 35.13 | 39.81 | 32.18 | 35.48 | 50.4 | 49.99 | 46.21 | 50.4 | 49.99 | 46.21 | 50.4 | 49.99 | 46.21 | 50.4 | 49.99 | 46.21 | 55.97 | 49.99 | 47.16 | 55.97 | 49.99 | 47.16 | 50.4 | 52.98 | 49.37 | 50.4 | 52.98 | 49.37 | 55.97 | 49.99 | 47.16 | 55.42 | 46.88 | 44.8 | 54.31 | 49.49 | 45.75 | 50.4 | 49.99 | 46.21
6598 | 39.33 | 31.27 | 35.12 | 39.33 | 31.27 | 35.12 | 39.33 | 31.27 | 35.12 | 39.33 | 31.27 | 35.12 | 40.04 | 31.27 | 35.14 | 40.04 | 31.27 | 35.14 | 39.33 | 44.29 | 36.76 | 39.33 | 44.3 | 36.76 | 40.04 | 31.27 | 35.14 | 39.64 | 30.34 | 34.42 | 39.58 | 30.96 | 34.77 | 39.33 | 31.27 | 35.12 | 49.92 | 49 | 46.18 | 49.92 | 49 | 46.18 | 49.92 | 49 | 46.18 | 49.92 | 49 | 46.18 | 52.65 | 49 | 46.68 | 52.65 | 49 | 46.68 | 49.92 | 52.51 | 48.9 | 49.92 | 52.51 | 48.9 | 52.65 | 49 | 46.68 | 52.12 | 46.88 | 44.8 | 51.08 | 48.51 | 45.72 | 49.92 | 49 | 46.18
6599 | 38.74 | 30.33 | 34.77 | 38.74 | 30.33 | 34.77 | 38.74 | 30.33 | 34.77 | 38.74 | 30.33 | 34.77 | 38.95 | 30.33 | 35.14 | 38.95 | 30.33 | 35.14 | 38.74 | 39.54 | 35.14 | 38.74 | 43.7 | 35.86 | 38.95 | 30.33 | 35.14 | 38.56 | 30.03 | 34.42 | 38.95 | 30.64 | 34.42 | 38.74 | 30.33 | 34.77 | 49.33 | 48.43 | 46.17 | 49.33 | 48.43 | 46.17 | 49.33 | 48.43 | 46.17 | 49.33 | 48.43 | 46.17 | 51.94 | 48.43 | 46.68 | 51.94 | 48.43 | 46.68 | 49.33 | 51.19 | 48.31 | 49.33 | 51.19 | 48.31 | 51.94 | 48.43 | 46.68 | 51.42 | 45.95 | 44.8 | 50.39 | 47.95 | 45.7 | 49.33 | 48.43 | 46.17
6600 | 38.1 | 31.27 | 35.48 | 38.1 | 31.27 | 35.48 | 38.1 | 31.27 | 35.48 | 38.1 | 31.27 | 35.48 | 38.1 | 31.27 | 35.48 | 38.1 | 31.27 | 35.48 | 38.59 | 39.39 | 35.48 | 38.59 | 43.55 | 35.86 | 38.1 | 31.27 | 35.48 | 37.72 | 30.34 | 34.42 | 38.1 | 30.96 | 35.12 | 38.1 | 31.27 | 35.48 | 47.51 | 49 | 46.68 | 47.51 | 49 | 46.68 | 47.51 | 49 | 46.68 | 47.51 | 49 | 46.68 | 48.49 | 49 | 46.68 | 48.49 | 49 | 46.68 | 49.18 | 49.31 | 48.16 | 49.18 | 49.31 | 48.16 | 48.49 | 49 | 46.68 | 47.99 | 45.95 | 44.8 | 47.99 | 48.51 | 45.75 | 47.51 | 49 | 48.16
6601 | 34.07 | 30.34 | 35.14 | 34.07 | 30.34 | 35.14 | 34.07 | 30.34 | 35.14 | 34.07 | 30.34 | 35.14 | 34.42 | 30.34 | 35.14 | 34.42 | 30.34 | 35.14 | 38.34 | 30.34 | 35.14 | 38.34 | 43.31 | 35.77 | 34.42 | 30.34 | 35.14 | 34.07 | 30.04 | 34.42 | 34.42 | 30.65 | 34.79 | 34.07 | 30.34 | 35.14 | 43.94 | 48.43 | 46.68 | 43.94 | 48.43 | 46.68 | 43.94 | 48.43 | 46.68 | 43.94 | 48.43 | 46.68 | 45.3 | 48.43 | 46.68 | 45.3 | 48.43 | 46.68 | 48.93 | 49.06 | 47.91 | 48.93 | 51.52 | 47.91 | 45.3 | 48.43 | 46.68 | 44.84 | 45.95 | 44.8 | 44.38 | 47.95 | 45.75 | 43.94 | 48.43 | 47.91
6602 | 32.35 | 30.64 | 35.12 | 32.35 | 30.64 | 35.12 | 32.35 | 30.64 | 35.12 | 32.35 | 30.64 | 35.12 | 32.35 | 30.64 | 35.14 | 32.35 | 30.64 | 35.14 | 38.21 | 39.01 | 35.14 | 38.21 | 43.17 | 35.64 | 32.35 | 30.64 | 35.14 | 32.03 | 30.33 | 34.77 | 32.68 | 30.95 | 35.13 | 32.35 | 30.64 | 35.12 | 43.89 | 48.43 | 46.17 | 43.89 | 48.43 | 46.17 | 43.89 | 48.43 | 46.17 | 43.89 | 48.43 | 46.17 | 45.25 | 48.43 | 46.68 | 45.25 | 48.43 | 46.68 | 48.8 | 48.93 | 47.77 | 48.8 | 48.93 | 47.77 | 45.25 | 48.43 | 46.68 | 44.79 | 46.99 | 44.8 | 44.33 | 47.95 | 45.7 | 43.89 | 48.43 | 47.77
6603 | 36.93 | 30.33 | 34.07 | 36.93 | 30.33 | 34.07 | 36.93 | 30.33 | 34.07 | 36.93 | 30.33 | 34.07 | 37.32 | 30.34 | 34.77 | 37.32 | 30.34 | 34.77 | 38.06 | 38.85 | 34.77 | 38.06 | 43.02 | 35.49 | 37.32 | 30.34 | 34.77 | 36.94 | 30.03 | 34.42 | 37.3 | 30.64 | 34.42 | 36.93 | 30.33 | 34.07 | 43.94 | 47.65 | 46.17 | 43.94 | 47.65 | 46.17 | 43.94 | 47.65 | 46.17 | 43.94 | 47.65 | 46.17 | 46.56 | 47.65 | 46.17 | 46.56 | 47.65 | 46.17 | 48.64 | 51.23 | 47.62 | 48.64 | 51.23 | 47.62 | 46.56 | 47.65 | 46.17 | 46.1 | 47.17 | 44.8 | 45.18 | 47.66 | 45.7 | 43.94 | 47.65 | 46.17
6604 | 38.35 | 30.89 | 34.43 | 38.35 | 30.89 | 34.43 | 38.35 | 30.89 | 34.43 | 38.35 | 30.89 | 34.43 | 38.51 | 31.52 | 35.14 | 38.51 | 31.52 | 35.14 | 38.35 | 43.3 | 35.78 | 38.35 | 43.32 | 35.78 | 38.51 | 31.52 | 35.14 | 38.51 | 31.2 | 34.78 | 38.74 | 31.2 | 34.78 | 38.35 | 30.89 | 34.43 | 48.94 | 48.43 | 46.17 | 48.94 | 48.43 | 46.17 | 48.94 | 48.43 | 46.17 | 48.94 | 48.43 | 46.17 | 51.56 | 49 | 46.68 | 51.56 | 49 | 46.68 | 48.94 | 51.53 | 47.92 | 48.94 | 51.53 | 47.92 | 51.56 | 49 | 46.68 | 51.05 | 47.66 | 45.35 | 50.03 | 47.95 | 45.35 | 48.94 | 48.43 | 46.17
6605 | 38.87 | 43.12 | 34.79 | 38.87 | 43.12 | 34.79 | 38.87 | 43.12 | 34.79 | 38.87 | 43.12 | 34.79 | 39.58 | 43.57 | 35.65 | 39.58 | 43.57 | 35.65 | 38.87 | 43.83 | 36.3 | 38.87 | 43.84 | 36.3 | 39.58 | 43.57 | 35.65 | 39.98 | 41.84 | 35.14 | 39.26 | 42.69 | 35.14 | 38.87 | 43.12 | 34.79 | 49.46 | 49 | 46.17 | 49.46 | 49 | 46.17 | 49.46 | 49 | 46.17 | 49.46 | 49 | 46.17 | 55.04 | 52.05 | 47.16 | 55.04 | 52.05 | 47.16 | 49.46 | 52.05 | 48.44 | 49.46 | 52.05 | 48.44 | 55.04 | 52.05 | 47.16 | 55.6 | 47.66 | 45.7 | 56.73 | 48.51 | 45.7 | 49.46 | 49 | 46.17
6606 | 39.73 | 43.57 | 35.85 | 39.73 | 43.57 | 35.85 | 39.73 | 43.57 | 35.85 | 39.73 | 43.57 | 35.85 | 40.43 | 43.57 | 36.59 | 40.43 | 43.57 | 36.59 | 39.73 | 44.69 | 37.16 | 39.73 | 44.69 | 37.16 | 40.43 | 43.57 | 36.59 | 51.37 | 42.14 | 35.14 | 50.34 | 43 | 35.49 | 39.73 | 43.57 | 35.85 | 50.31 | 50.95 | 46.21 | 50.31 | 50.95 | 46.21 | 50.31 | 50.95 | 46.21 | 50.31 | 50.95 | 46.21 | 55.89 | 52.08 | 47.16 | 55.89 | 52.08 | 47.16 | 50.31 | 52.9 | 49.29 | 50.31 | 52.9 | 49.29 | 55.89 | 52.08 | 47.16 | 72.86 | 49.01 | 45.7 | 72.86 | 50.01 | 45.75 | 50.31 | 50.95 | 46.21
6607 | 40.36 | 45.32 | 36.59 | 40.36 | 45.32 | 36.59 | 41.07 | 45.32 | 36.59 | 41.07 | 45.32 | 36.59 | 41.07 | 45.32 | 36.59 | 41.07 | 45.32 | 36.59 | 40.36 | 45.33 | 37.79 | 40.36 | 45.33 | 37.79 | 41.07 | 45.32 | 36.59 | 55.09 | 41.84 | 35.14 | 53.99 | 42.69 | 35.14 | 41.07 | 45.32 | 36.59 | 50.95 | 52.08 | 46.68 | 50.95 | 52.08 | 46.68 | 50.95 | 52.08 | 46.68 | 50.95 | 52.08 | 46.68 | 56.53 | 52.08 | 47.16 | 56.53 | 52.08 | 47.16 | 50.95 | 53.54 | 49.92 | 50.95 | 53.54 | 49.92 | 56.53 | 52.08 | 47.16 | 79.1 | 49.01 | 44.8 | 77.52 | 50.01 | 44.8 | 50.95 | 52.08 | 46.68
6608 | 40.68 | 45.64 | 35.14 | 40.68 | 45.64 | 35.14 | 40.68 | 45.64 | 35.14 | 40.68 | 45.64 | 27.72 | 41.39 | 45.64 | 35.14 | 41.39 | 45.64 | 35.14 | 40.68 | 45.65 | 38.12 | 40.68 | 45.65 | 38.12 | 41.39 | 45.64 | 35.14 | 52.95 | 39.36 | 27.16 | 41.1 | 38.58 | 26.62 | 40.68 | 45.64 | 35.14 | 51.27 | 48.43 | 46.21 | 51.27 | 48.43 | 46.21 | 51.27 | 48.43 | 46.21 | 51.27 | 47.35 | 46.21 | 56.85 | 48.43 | 47.16 | 56.85 | 48.43 | 47.16 | 51.27 | 53.86 | 50.25 | 51.27 | 53.86 | 50.25 | 56.85 | 48.43 | 47.16 | 74.12 | 45.95 | 44.8 | 72.64 | 46.4 | 44.8 | 51.27 | 48.43 | 46.21
6609 | 40.55 | 40.76 | 35.12 | 40.55 | 40.76 | 35.12 | 40.55 | 40.76 | 35.12 | 40.55 | 40.76 | 0 | 41.26 | 40.76 | 35.12 | 41.26 | 40.76 | 0 | 40.55 | 45.52 | 37.98 | 40.55 | 45.52 | 37.98 | 41.26 | 40.76 | 35.12 | 40.43 | 0 | 0 | 40.15 | 0 | 0 | 40.55 | 40.76 | 35.12 | 51.14 | 48.43 | 46.17 | 51.14 | 48.43 | 46.17 | 51.14 | 48.43 | 46.17 | 51.14 | 35.19 | 0 | 56.72 | 48.43 | 46.17 | 56.72 | 48.43 | 27.44 | 51.14 | 53.73 | 50.12 | 51.14 | 53.73 | 50.12 | 56.72 | 48.43 | 46.17 | 53.4 | 33.79 | 0 | 51.66 | 33.79 | 0 | 51.14 | 48.43 | 46.17
6610 | 40.47 | 38.74 | 35.12 | 40.47 | 38.74 | 35.12 | 40.47 | 38.74 | 35.12 | 40.47 | 38.74 | 0 | 40.81 | 38.74 | 35.12 | 40.81 | 38.74 | 0 | 40.47 | 45.43 | 37.9 | 40.47 | 45.43 | 37.9 | 40.81 | 38.74 | 35.12 | 39.19 | 0 | 0 | 39.98 | 0 | 0 | 40.47 | 38.74 | 35.12 | 51.06 | 48.43 | 46.17 | 51.06 | 48.43 | 46.17 | 51.06 | 48.43 | 46.17 | 51.06 | 0 | 0 | 53.68 | 48.43 | 45.62 | 53.68 | 48.43 | 0 | 51.06 | 53.65 | 50.04 | 51.06 | 53.65 | 50.04 | 53.68 | 48.43 | 45.62 | 51.42 | 0 | 0 | 51.42 | 0 | 0 | 51.06 | 48.43 | 46.17
6611 | 40.31 | 32.83 | 33.06 | 40.31 | 32.83 | 33.06 | 40.31 | 32.83 | 33.06 | 40.31 | 32.83 | 0 | 40.31 | 32.83 | 33.06 | 40.31 | 32.83 | 0 | 40.31 | 45.27 | 37.74 | 40.31 | 45.27 | 37.74 | 40.31 | 32.83 | 33.06 | 38.66 | 0 | 0 | 39.44 | 0 | 0 | 40.31 | 32.83 | 33.06 | 50.9 | 48.43 | 37.32 | 50.9 | 48.43 | 37.32 | 50.9 | 48.43 | 37.32 | 49.98 | 0 | 0 | 50.9 | 48.43 | 34.14 | 50.9 | 48.43 | 0 | 50.9 | 53.49 | 49.87 | 50.9 | 53.49 | 49.87 | 50.9 | 48.43 | 34.14 | 48.97 | 0 | 0 | 48.97 | 0 | 0 | 50.9 | 48.43 | 46.17
6612 | 40.14 | 30.89 | 27.65 | 40.14 | 30.89 | 27.65 | 40.14 | 30.89 | 27.65 | 40.14 | 30.89 | 0 | 40.81 | 30.89 | 25.82 | 40.81 | 30.89 | 0 | 40.14 | 45.11 | 37.57 | 40.14 | 45.11 | 37.57 | 40.81 | 30.89 | 25.82 | 39.19 | 0 | 0 | 39.74 | 0 | 0 | 40.14 | 30.89 | 27.65 | 50.73 | 48.43 | 37.32 | 50.73 | 48.43 | 37.32 | 50.73 | 48.43 | 37.32 | 50.73 | 0 | 0 | 54.17 | 48.43 | 34.14 | 54.17 | 48.43 | 27.44 | 50.73 | 53.32 | 49.71 | 50.73 | 53.32 | 49.71 | 54.17 | 48.43 | 34.14 | 52.02 | 0 | 0 | 51.24 | 0 | 0 | 50.73 | 48.43 | 46.17
6613 | 39.99 | 30.89 | 27.65 | 39.99 | 30.89 | 27.65 | 39.99 | 30.89 | 27.65 | 39.99 | 30.89 | 0 | 39.99 | 30.89 | 25.82 | 39.99 | 30.89 | 0 | 39.99 | 44.95 | 37.42 | 39.99 | 44.95 | 37.42 | 39.99 | 30.89 | 25.82 | 38.66 | 0 | 0 | 39.45 | 0 | 0 | 39.99 | 30.89 | 27.65 | 50.58 | 48.43 | 37.32 | 50.58 | 48.43 | 37.32 | 50.58 | 48.43 | 37.32 | 50.58 | 0 | 0 | 51.02 | 48.43 | 34.14 | 51.02 | 48.43 | 31.28 | 50.58 | 53.17 | 49.55 | 50.58 | 53.17 | 49.55 | 51.02 | 48.43 | 34.14 | 49.99 | 0 | 0 | 50.07 | 0 | 0 | 50.58 | 48.43 | 46.17
6614 | 39.88 | 43.18 | 25.82 | 39.88 | 43.18 | 25.82 | 39.88 | 43.18 | 25.82 | 39.88 | 43.18 | 25.82 | 40.59 | 43.18 | 25.82 | 40.59 | 43.18 | 0 | 39.88 | 44.85 | 37.32 | 39.88 | 44.85 | 37.32 | 40.59 | 43.18 | 25.82 | 39.45 | 0 | 0 | 39.49 | 0 | 0 | 39.88 | 43.18 | 25.82 | 50.47 | 48.43 | 42.08 | 50.47 | 48.43 | 42.08 | 50.47 | 48.43 | 42.08 | 50.47 | 37.12 | 0 | 54.17 | 48.43 | 38.91 | 54.17 | 48.43 | 38.91 | 50.47 | 53.06 | 49.45 | 50.47 | 53.06 | 49.45 | 54.17 | 48.43 | 38.91 | 52.02 | 0 | 0 | 50.98 | 0 | 0 | 50.47 | 48.43 | 46.17
6615 | 39.79 | 32.24 | 18.88 | 39.79 | 32.24 | 18.88 | 39.79 | 32.24 | 18.88 | 39.79 | 32.24 | 0 | 40.5 | 32.24 | 18.88 | 40.5 | 32.24 | 18.88 | 39.79 | 44.76 | 37.23 | 39.79 | 44.76 | 37.23 | 40.5 | 32.24 | 18.88 | 39.98 | 30.65 | 0 | 39.98 | 31.27 | 0 | 39.79 | 32.24 | 18.88 | 50.38 | 48.43 | 46.05 | 50.38 | 48.43 | 46.05 | 50.38 | 48.43 | 46.05 | 50.38 | 38.67 | 42.01 | 54.28 | 48.43 | 46.05 | 54.28 | 48.43 | 46.05 | 50.38 | 52.97 | 49.36 | 50.38 | 52.97 | 49.36 | 54.28 | 48.43 | 46.05 | 53.01 | 7.44 | 40.76 | 51.95 | 37.51 | 41.59 | 50.38 | 48.43 | 46.17
6616 | 39.69 | 43.09 | 27.82 | 39.69 | 43.09 | 27.82 | 39.69 | 43.09 | 27.82 | 39.69 | 43.09 | 27.53 | 40.4 | 43.09 | 27.82 | 40.4 | 43.09 | 27.82 | 39.69 | 44.65 | 37.12 | 39.69 | 44.65 | 37.12 | 40.4 | 43.09 | 27.82 | 41.23 | 41.38 | 26.71 | 40.4 | 42.22 | 27.26 | 39.69 | 43.09 | 27.82 | 50.28 | 50.95 | 46.17 | 50.28 | 50.95 | 46.17 | 50.28 | 50.95 | 46.17 | 50.28 | 50.95 | 46.17 | 55.86 | 52.08 | 49.25 | 55.86 | 52.08 | 49.25 | 50.28 | 52.87 | 49.25 | 50.28 | 52.87 | 49.25 | 55.86 | 52.08 | 49.25 | 59.58 | 47.64 | 44.8 | 59.58 | 50.01 | 45.7 | 50.28 | 50.95 | 46.17
6617 | 39.78 | 44.75 | 35.49 | 39.78 | 44.75 | 35.49 | 39.78 | 44.75 | 35.49 | 39.78 | 44.75 | 35.49 | 40.49 | 44.75 | 35.65 | 40.49 | 44.75 | 35.65 | 39.78 | 44.75 | 37.22 | 39.78 | 44.75 | 37.22 | 40.49 | 44.75 | 35.65 | 52.95 | 43.19 | 34.44 | 52.95 | 44.07 | 35.14 | 39.78 | 44.75 | 35.49 | 50.37 | 50.95 | 46.17 | 50.37 | 50.95 | 46.17 | 50.37 | 50.95 | 46.17 | 50.37 | 50.95 | 46.17 | 55.95 | 52.96 | 49.35 | 55.95 | 52.96 | 49.35 | 50.37 | 52.96 | 49.35 | 50.37 | 52.96 | 49.35 | 55.95 | 52.96 | 49.35 | 70.43 | 49.13 | 44.8 | 70.43 | 50.95 | 45.71 | 50.37 | 50.95 | 46.17
6618 | 40.01 | 44.98 | 35.12 | 40.01 | 44.98 | 35.12 | 40.01 | 44.98 | 35.12 | 40.01 | 44.98 | 35.12 | 40.72 | 44.98 | 36.59 | 40.72 | 44.98 | 36.59 | 40.01 | 44.98 | 37.44 | 40.01 | 44.98 | 37.44 | 40.72 | 44.98 | 36.59 | 55.14 | 43.19 | 34.43 | 54.04 | 44.07 | 34.77 | 40.01 | 44.98 | 35.12 | 50.6 | 52.42 | 46.17 | 50.6 | 52.42 | 46.17 | 50.6 | 52.42 | 46.17 | 50.6 | 52.42 | 46.17 | 56.18 | 53.29 | 49.58 | 56.18 | 53.29 | 49.58 | 50.6 | 53.19 | 49.58 | 50.6 | 53.19 | 49.58 | 56.18 | 53.29 | 49.58 | 77.52 | 50.86 | 44.8 | 77.52 | 51.89 | 45.7 | 50.6 | 52.42 | 46.17
6619 | 40.47 | 44.97 | 34.78 | 40.47 | 44.97 | 34.78 | 40.47 | 44.97 | 34.78 | 40.47 | 44.97 | 34.78 | 41.17 | 45.43 | 36.59 | 41.17 | 45.43 | 36.59 | 40.47 | 45.43 | 37.9 | 40.47 | 45.43 | 37.9 | 41.17 | 45.43 | 36.59 | 53.48 | 43.19 | 34.43 | 52.41 | 44.07 | 34.43 | 40.47 | 44.97 | 34.78 | 51.06 | 52.08 | 46.17 | 51.06 | 52.08 | 46.17 | 51.06 | 52.08 | 46.17 | 51.06 | 52.08 | 46.17 | 56.64 | 53.7 | 49.61 | 56.64 | 53.7 | 49.61 | 51.06 | 53.64 | 49.61 | 51.06 | 53.64 | 49.61 | 56.64 | 53.7 | 49.61 | 77.02 | 50.53 | 44.8 | 75.48 | 51.56 | 45.7 | 51.06 | 52.08 | 46.17
6620 | 40.15 | 44.07 | 34.77 | 40.15 | 44.07 | 34.77 | 40.15 | 44.07 | 34.77 | 40.15 | 44.07 | 34.77 | 40.86 | 45.12 | 36.58 | 40.86 | 45.12 | 36.58 | 40.15 | 45.12 | 37.58 | 40.15 | 45.12 | 37.58 | 40.86 | 45.12 | 36.58 | 41.38 | 42.45 | 34.42 | 40.56 | 43.31 | 34.42 | 40.15 | 44.07 | 34.77 | 50.74 | 49 | 46.17 | 50.74 | 49 | 46.17 | 50.74 | 49 | 46.17 | 50.74 | 49 | 46.17 | 56.32 | 52.08 | 49.34 | 56.32 | 52.08 | 49.34 | 50.74 | 53.33 | 49.34 | 50.74 | 53.33 | 49.34 | 56.32 | 52.08 | 49.34 | 68.32 | 47.66 | 44.38 | 66.95 | 48.51 | 44.8 | 50.74 | 49 | 46.17
6621 | 39.64 | 40.97 | 33.21 | 39.64 | 40.97 | 33.21 | 39.64 | 40.97 | 33.21 | 39.64 | 40.97 | 33.21 | 40.34 | 43.98 | 35.65 | 40.34 | 43.98 | 35.65 | 39.64 | 44.59 | 35.86 | 39.64 | 44.59 | 35.86 | 40.34 | 43.98 | 35.65 | 40.75 | 41.38 | 33.55 | 40.04 | 40.56 | 33.55 | 39.64 | 40.97 | 33.21 | 50.23 | 48.51 | 46.17 | 50.23 | 48.51 | 46.17 | 50.23 | 48.51 | 46.17 | 50.23 | 48.51 | 46.17 | 55.81 | 52.08 | 49.2 | 55.81 | 52.08 | 49.2 | 50.23 | 52.08 | 49.2 | 50.23 | 52.08 | 49.2 | 55.81 | 52.08 | 49.2 | 57.03 | 47.66 | 44.38 | 50.73 | 48.02 | 44.8 | 50.23 | 48.51 | 46.17
6622 | 38.78 | 30.78 | 32.4 | 38.78 | 30.78 | 32.4 | 38.78 | 30.78 | 32.4 | 38.78 | 30.78 | 32.4 | 39.95 | 32.71 | 35.49 | 39.95 | 32.71 | 35.49 | 39.24 | 32.71 | 35.49 | 39.24 | 32.71 | 35.49 | 39.95 | 32.71 | 35.49 | 39.55 | 31.41 | 33.4 | 39.17 | 30.78 | 32.73 | 38.78 | 30.78 | 32.4 | 46.09 | 45.46 | 45.75 | 46.09 | 45.46 | 45.75 | 46.09 | 45.46 | 45.75 | 46.09 | 45.46 | 45.75 | 55.41 | 48.32 | 47.16 | 55.41 | 48.32 | 47.16 | 49.83 | 50.56 | 47.16 | 49.83 | 50.56 | 47.16 | 55.41 | 48.32 | 47.16 | 54.86 | 45.01 | 44.38 | 46.55 | 45.92 | 44.8 | 46.09 | 45.46 | 46.17
6623 | 37.89 | 30.16 | 32.08 | 37.89 | 30.16 | 32.08 | 37.89 | 30.16 | 32.08 | 37.89 | 30.16 | 32.08 | 38.66 | 31.42 | 34.43 | 38.66 | 31.42 | 34.43 | 38.66 | 31.42 | 34.43 | 38.66 | 31.42 | 34.43 | 38.66 | 31.42 | 34.43 | 38.28 | 30.47 | 33.06 | 38.28 | 29.86 | 32.4 | 37.89 | 30.16 | 32.08 | 36.14 | 44.56 | 45.75 | 36.14 | 44.56 | 45.75 | 36.14 | 44.56 | 45.75 | 36.14 | 44.56 | 45.75 | 51.87 | 46.88 | 47.16 | 51.87 | 46.88 | 47.16 | 49.25 | 49.67 | 47.16 | 49.25 | 49.67 | 47.16 | 51.87 | 46.88 | 47.16 | 51.35 | 44.11 | 44.38 | 36.51 | 45.01 | 44.8 | 36.14 | 44.56 | 46.17
6624 | 35.09 | 29.56 | 28.21 | 35.09 | 29.56 | 28.21 | 35.09 | 29.56 | 28.21 | 35.09 | 29.56 | 28.21 | 35.81 | 31.41 | 33.41 | 35.81 | 31.41 | 33.41 | 35.81 | 31.41 | 33.41 | 35.81 | 31.41 | 33.41 | 35.81 | 31.41 | 33.41 | 34.74 | 30.47 | 32.08 | 34.74 | 29.86 | 28.5 | 35.09 | 29.56 | 28.21 | 36.14 | 44.56 | 45.25 | 36.14 | 44.56 | 45.25 | 36.14 | 44.56 | 45.25 | 36.14 | 44.56 | 45.25 | 47.22 | 46.88 | 47.16 | 47.22 | 46.88 | 47.16 | 47.22 | 49.67 | 47.16 | 47.22 | 49.67 | 47.16 | 47.22 | 46.88 | 47.16 | 45.81 | 44.11 | 44.38 | 36.51 | 45.01 | 44.8 | 36.14 | 44.56 | 46.17
6625 | 31.28 | 26.12 | 28.21 | 31.28 | 26.12 | 28.21 | 31.28 | 26.12 | 28.21 | 31.28 | 26.12 | 28.21 | 32.9 | 31.73 | 33.06 | 32.9 | 31.73 | 33.06 | 32.9 | 31.73 | 33.06 | 32.9 | 31.73 | 33.06 | 32.9 | 31.73 | 33.06 | 31.59 | 30.47 | 31.68 | 31.59 | 26.39 | 28.5 | 31.28 | 26.12 | 28.21 | 36.14 | 44.11 | 44.82 | 36.14 | 44.11 | 44.82 | 36.14 | 44.11 | 44.82 | 36.14 | 44.11 | 44.82 | 46.41 | 46.88 | 47.16 | 46.41 | 46.88 | 47.16 | 46.41 | 48.95 | 47.16 | 46.41 | 48.95 | 47.16 | 46.41 | 46.88 | 47.16 | 45.02 | 44.11 | 44.38 | 36.51 | 44.56 | 44.8 | 36.14 | 44.11 | 46.17
6626 | 31.27 | 30.47 | 28.21 | 31.27 | 30.47 | 28.21 | 31.27 | 30.47 | 28.21 | 31.27 | 30.47 | 28.21 | 32.9 | 32.71 | 33.74 | 32.9 | 32.71 | 33.74 | 32.9 | 32.71 | 33.74 | 32.9 | 32.71 | 33.74 | 32.9 | 32.71 | 33.74 | 31.59 | 30.78 | 32.4 | 31.58 | 30.16 | 28.5 | 31.27 | 30.47 | 28.21 | 36.14 | 44.56 | 44.82 | 36.14 | 44.56 | 44.82 | 36.14 | 44.56 | 44.82 | 36.14 | 44.56 | 44.82 | 46.41 | 46.88 | 47.16 | 46.41 | 46.88 | 47.16 | 46.41 | 46.88 | 47.16 | 46.41 | 46.88 | 47.16 | 46.41 | 46.88 | 47.16 | 45.02 | 44.11 | 44.38 | 36.51 | 45.01 | 44.8 | 36.14 | 44.56 | 46.17
6627 | 36.18 | 30.78 | 28.21 | 36.18 | 30.78 | 28.21 | 36.18 | 30.78 | 28.21 | 36.18 | 30.78 | 28.21 | 38.05 | 32.71 | 34.43 | 38.05 | 32.71 | 34.43 | 38.05 | 32.71 | 34.43 | 38.05 | 32.71 | 34.43 | 38.05 | 32.71 | 34.43 | 36.54 | 31.41 | 33.06 | 36.54 | 30.79 | 28.5 | 36.18 | 30.78 | 28.21 | 43.01 | 44.56 | 43.93 | 43.01 | 44.56 | 43.93 | 43.01 | 44.56 | 43.93 | 43.01 | 44.56 | 43.93 | 48.64 | 46.88 | 47.16 | 48.64 | 46.88 | 47.16 | 48.64 | 51.03 | 47.16 | 48.64 | 51.03 | 47.16 | 48.64 | 46.88 | 47.16 | 47.19 | 44.11 | 44.38 | 43.45 | 44.56 | 44.38 | 43.01 | 44.56 | 47.62
6628 | 38.18 | 30.89 | 28.21 | 38.18 | 30.89 | 28.21 | 38.18 | 30.89 | 28.21 | 38.18 | 30.89 | 28.21 | 38.92 | 32.71 | 34.43 | 38.92 | 32.71 | 34.43 | 38.21 | 32.72 | 34.43 | 38.21 | 32.72 | 34.43 | 38.92 | 32.71 | 34.43 | 38.56 | 31.41 | 32.73 | 38.56 | 30.81 | 28.5 | 38.18 | 30.89 | 28.21 | 47.02 | 44.56 | 42.61 | 47.02 | 44.56 | 42.61 | 47.02 | 44.56 | 42.61 | 47.02 | 44.56 | 42.61 | 53.73 | 47.35 | 47.16 | 53.73 | 47.35 | 47.16 | 48.8 | 51.39 | 47.16 | 48.8 | 51.39 | 47.16 | 53.73 | 47.35 | 47.16 | 52.12 | 45.01 | 43.04 | 51.08 | 45.01 | 43.04 | 47.02 | 50.17 | 47.78
6629 | 38.78 | 42.42 | 34.09 | 38.78 | 42.42 | 34.09 | 38.78 | 42.42 | 34.09 | 38.78 | 42.42 | 34.09 | 39.48 | 43.73 | 35.65 | 39.48 | 43.73 | 35.65 | 38.78 | 43.74 | 36.21 | 38.78 | 43.74 | 36.21 | 39.48 | 43.73 | 35.65 | 39.88 | 42 | 34.42 | 39.17 | 42 | 34.42 | 38.78 | 42.42 | 34.09 | 49.37 | 49 | 45.25 | 49.37 | 49 | 45.25 | 49.37 | 49 | 45.25 | 49.37 | 49 | 45.25 | 54.95 | 51.96 | 48.34 | 54.95 | 51.96 | 48.34 | 49.37 | 51.96 | 48.34 | 49.37 | 51.96 | 48.34 | 54.95 | 51.96 | 48.34 | 56.64 | 47.66 | 44.8 | 55.5 | 48.51 | 44.8 | 49.37 | 50.17 | 48.34
6630 | 39.62 | 44.58 | 34.77 | 39.62 | 44.58 | 34.77 | 39.62 | 44.58 | 34.77 | 39.62 | 44.58 | 34.77 | 40.33 | 46.98 | 36.59 | 40.33 | 47.13 | 36.59 | 39.62 | 44.59 | 37.05 | 39.62 | 44.58 | 37.05 | 40.33 | 46.98 | 36.59 | 49.73 | 45.95 | 34.42 | 48.73 | 45.04 | 34.42 | 39.62 | 44.58 | 34.77 | 50.21 | 51.19 | 46.17 | 50.21 | 51.19 | 46.17 | 50.21 | 51.19 | 46.17 | 50.21 | 51.19 | 46.17 | 55.79 | 52.8 | 49.18 | 55.79 | 52.8 | 49.18 | 50.21 | 52.8 | 49.18 | 50.21 | 52.8 | 49.18 | 55.79 | 52.8 | 49.18 | 70.2 | 49.66 | 44.8 | 68.8 | 50.68 | 45.7 | 50.21 | 51.19 | 49.18
6631 | 40.31 | 45.27 | 35.48 | 40.31 | 45.27 | 35.48 | 40.31 | 45.27 | 35.48 | 40.31 | 45.27 | 35.48 | 41.01 | 47.67 | 36.59 | 41.01 | 47.82 | 36.59 | 40.31 | 45.27 | 37.74 | 40.31 | 45.27 | 37.74 | 41.01 | 47.67 | 36.59 | 52.95 | 46.61 | 34.42 | 51.89 | 45.73 | 35.12 | 40.31 | 45.27 | 37.74 | 50.89 | 53.48 | 46.17 | 50.89 | 53.48 | 46.17 | 50.89 | 53.48 | 46.17 | 50.89 | 53.48 | 46.17 | 56.47 | 53.48 | 49.34 | 56.47 | 53.48 | 49.34 | 50.89 | 53.48 | 49.87 | 50.89 | 53.48 | 49.87 | 56.47 | 53.48 | 49.34 | 75.2 | 50.86 | 44.8 | 73.69 | 52.95 | 44.8 | 63.24 | 53.48 | 49.87
6632 | 40.55 | 45.51 | 36.59 | 40.55 | 45.51 | 36.59 | 40.55 | 45.51 | 36.59 | 40.55 | 45.51 | 36.23 | 41.25 | 47.91 | 36.59 | 41.25 | 48.06 | 36.59 | 40.55 | 45.51 | 37.98 | 40.55 | 45.51 | 37.98 | 41.25 | 47.91 | 36.59 | 52.95 | 46.61 | 34.42 | 51.89 | 45.97 | 35.12 | 40.55 | 45.51 | 37.98 | 51.14 | 53.72 | 46.43 | 51.14 | 53.72 | 46.43 | 51.14 | 53.72 | 46.43 | 51.14 | 53.72 | 46.43 | 56.72 | 53.72 | 49.61 | 56.72 | 53.72 | 49.61 | 51.14 | 53.72 | 50.11 | 51.14 | 53.72 | 50.11 | 56.72 | 53.72 | 49.61 | 75.2 | 48.94 | 44.38 | 73.69 | 51.59 | 44.8 | 51.14 | 53.72 | 50.11
6633 | 40.46 | 45.42 | 36.59 | 40.46 | 45.42 | 36.59 | 40.46 | 45.42 | 36.59 | 40.46 | 45.42 | 36.23 | 41.16 | 45.42 | 36.59 | 41.16 | 45.42 | 36.59 | 40.46 | 45.42 | 37.89 | 40.46 | 45.42 | 37.89 | 41.16 | 45.42 | 36.59 | 41.7 | 44.07 | 34.42 | 40.86 | 44.97 | 35.12 | 40.46 | 45.42 | 37.89 | 51.05 | 52.08 | 49.34 | 51.05 | 52.08 | 49.34 | 51.05 | 52.08 | 49.34 | 51.05 | 51.56 | 46.17 | 56.63 | 52.08 | 49.34 | 56.63 | 52.08 | 49.34 | 51.05 | 53.63 | 50.02 | 51.05 | 53.63 | 50.02 | 56.63 | 52.08 | 49.34 | 71.65 | 47.66 | 43.9 | 70.21 | 48.63 | 44.8 | 51.05 | 52.08 | 50.02
6634 | 40.35 | 45.31 | 35.12 | 40.35 | 45.31 | 35.12 | 40.35 | 45.31 | 35.12 | 40.35 | 45.31 | 32.27 | 41.05 | 45.31 | 35.12 | 41.05 | 45.31 | 33.28 | 40.35 | 45.31 | 37.78 | 40.35 | 45.31 | 37.78 | 41.05 | 45.31 | 35.12 | 41.47 | 34.43 | 31.31 | 40.75 | 44.86 | 31.94 | 40.35 | 45.31 | 37.78 | 50.94 | 52.08 | 49.34 | 50.94 | 52.08 | 49.34 | 50.94 | 52.08 | 49.34 | 50.94 | 51.56 | 43.98 | 56.52 | 52.08 | 49.34 | 56.52 | 52.08 | 49.34 | 50.94 | 53.52 | 49.91 | 50.94 | 53.52 | 49.91 | 56.52 | 52.08 | 49.34 | 56.14 | 43.23 | 42.67 | 55.01 | 48.51 | 43.54 | 50.94 | 52.08 | 49.91
6635 | 40.2 | 45.17 | 35.12 | 40.2 | 45.17 | 35.12 | 40.2 | 45.17 | 35.12 | 40.2 | 45.17 | 30.17 | 40.91 | 45.17 | 35.12 | 40.91 | 45.17 | 31.1 | 40.2 | 45.17 | 37.63 | 40.2 | 45.17 | 37.63 | 40.91 | 45.17 | 35.12 | 40.7 | 12.46 | 0 | 40.61 | 44.71 | 29.87 | 40.2 | 45.17 | 37.63 | 50.79 | 52.08 | 49.34 | 50.79 | 52.08 | 49.34 | 50.79 | 52.08 | 49.34 | 50.79 | 49 | 43.98 | 56.37 | 52.08 | 49.34 | 56.37 | 52.08 | 49.34 | 50.79 | 53.38 | 49.76 | 50.79 | 53.38 | 49.76 | 56.37 | 52.08 | 49.34 | 55.59 | 36.52 | 42.67 | 54.48 | 47.66 | 43.54 | 50.79 | 52.08 | 49.76
6636 | 39.98 | 44.95 | 35.12 | 39.98 | 44.95 | 35.12 | 39.98 | 44.95 | 35.12 | 39.98 | 44.95 | 30.17 | 40.69 | 44.95 | 31.1 | 40.69 | 44.95 | 31.1 | 39.98 | 44.95 | 37.42 | 39.98 | 44.95 | 37.42 | 40.69 | 44.95 | 31.1 | 40.39 | 12.46 | 0 | 40.39 | 44.5 | 29.87 | 39.98 | 44.95 | 37.42 | 50.57 | 52.08 | 47.16 | 50.57 | 52.08 | 47.16 | 50.57 | 52.08 | 47.16 | 50.57 | 49 | 44.94 | 56.15 | 52.08 | 47.16 | 56.15 | 52.08 | 47.16 | 50.57 | 53.16 | 49.55 | 50.57 | 53.16 | 49.55 | 56.15 | 52.08 | 47.16 | 55.59 | 38.01 | 43.6 | 54.48 | 47.66 | 44.49 | 50.57 | 52.08 | 49.55
6637 | 39.9 | 44.87 | 35.12 | 39.9 | 44.87 | 35.12 | 39.9 | 44.87 | 35.12 | 39.9 | 44.87 | 31.63 | 40.61 | 44.87 | 32.6 | 40.61 | 44.87 | 32.6 | 39.9 | 44.87 | 37.33 | 39.9 | 44.87 | 37.33 | 40.61 | 44.87 | 32.6 | 40.25 | 12.46 | 0 | 40.3 | 44.42 | 31.31 | 39.9 | 44.87 | 37.33 | 50.49 | 52.08 | 46.68 | 50.49 | 52.08 | 46.68 | 50.49 | 52.08 | 46.68 | 50.49 | 49.44 | 43.53 | 56.07 | 52.08 | 46.68 | 56.07 | 52.08 | 46.68 | 50.49 | 53.08 | 49.47 | 50.49 | 53.08 | 49.47 | 56.07 | 52.08 | 46.68 | 54.08 | 36.52 | 42.23 | 53 | 48.51 | 43.09 | 50.49 | 52.08 | 49.47
6638 | 39.78 | 44.75 | 36.59 | 39.78 | 44.75 | 36.59 | 39.78 | 44.75 | 36.59 | 39.78 | 44.75 | 36.23 | 40.49 | 47.13 | 36.59 | 40.49 | 47.13 | 36.59 | 39.78 | 44.75 | 37.21 | 39.78 | 44.75 | 37.21 | 40.49 | 47.13 | 36.59 | 40.25 | 12.46 | 0 | 40.18 | 44.3 | 34.42 | 39.78 | 44.75 | 37.21 | 50.37 | 52.4 | 49.34 | 50.37 | 52.4 | 49.34 | 50.37 | 52.4 | 49.34 | 50.37 | 49.63 | 44.94 | 55.95 | 52.4 | 49.34 | 55.95 | 52.4 | 49.34 | 50.37 | 52.96 | 49.34 | 50.37 | 52.96 | 49.34 | 55.95 | 52.4 | 49.34 | 55.39 | 38.41 | 43.6 | 54.28 | 48.81 | 44.49 | 50.37 | 52.4 | 49.34
6639 | 39.69 | 44.65 | 37.12 | 39.69 | 44.65 | 37.12 | 39.69 | 44.65 | 37.12 | 39.69 | 44.65 | 36.75 | 40.39 | 47.05 | 37.12 | 40.39 | 47.2 | 37.12 | 39.69 | 44.65 | 37.12 | 39.69 | 44.65 | 37.12 | 40.39 | 47.05 | 37.12 | 40.8 | 42.81 | 10.31 | 40.09 | 44.21 | 34.42 | 39.69 | 44.65 | 37.12 | 50.28 | 52.86 | 49.25 | 50.28 | 52.86 | 49.25 | 50.28 | 52.86 | 49.25 | 50.28 | 52.86 | 46.17 | 55.86 | 52.97 | 49.25 | 55.86 | 52.97 | 49.25 | 50.28 | 52.86 | 49.25 | 50.28 | 52.86 | 49.25 | 55.86 | 52.97 | 49.25 | 56.42 | 47.66 | 44.38 | 55.29 | 52.34 | 44.8 | 50.28 | 52.86 | 49.25
6640 | 39.61 | 44.57 | 37.04 | 39.61 | 44.57 | 37.04 | 39.61 | 44.57 | 37.04 | 39.61 | 44.57 | 37.04 | 40.31 | 46.97 | 37.04 | 40.31 | 47.12 | 37.04 | 39.61 | 44.57 | 37.04 | 39.61 | 44.57 | 37.04 | 40.31 | 46.97 | 37.04 | 46.05 | 43.25 | 34.42 | 45.12 | 44.13 | 36.67 | 39.61 | 44.57 | 37.04 | 50.2 | 52.78 | 49.17 | 50.2 | 52.78 | 49.17 | 50.2 | 52.78 | 49.17 | 50.2 | 52.78 | 49.17 | 55.78 | 52.89 | 49.17 | 55.78 | 52.89 | 49.17 | 50.2 | 52.78 | 49.17 | 50.2 | 52.78 | 49.17 | 55.78 | 52.89 | 49.17 | 60.22 | 47.66 | 44.8 | 61.45 | 52.26 | 45.72 | 50.2 | 52.78 | 49.17
6641 | 39.68 | 44.65 | 37.11 | 39.68 | 44.65 | 37.11 | 39.68 | 44.65 | 37.11 | 39.68 | 44.65 | 37.11 | 40.39 | 47.05 | 37.11 | 40.39 | 47.19 | 37.11 | 39.68 | 44.65 | 37.11 | 39.68 | 44.65 | 37.11 | 40.39 | 47.05 | 37.11 | 54.26 | 46.72 | 34.42 | 54.39 | 45.1 | 36.74 | 39.68 | 44.65 | 37.11 | 50.27 | 52.86 | 46.65 | 50.27 | 52.86 | 46.65 | 50.27 | 52.86 | 46.65 | 50.27 | 52.86 | 46.65 | 55.85 | 52.97 | 49.25 | 55.85 | 52.97 | 49.25 | 50.27 | 52.86 | 49.25 | 50.27 | 52.86 | 49.25 | 55.85 | 52.97 | 49.25 | 69.38 | 50.53 | 44.8 | 70.8 | 52.33 | 46.18 | 50.27 | 52.86 | 46.65
6642 | 39.91 | 44.87 | 37.34 | 39.91 | 44.87 | 37.34 | 39.91 | 44.87 | 37.34 | 39.91 | 44.87 | 37.34 | 40.61 | 47.32 | 37.34 | 40.61 | 47.42 | 37.34 | 39.91 | 44.87 | 37.34 | 39.91 | 44.87 | 37.34 | 40.61 | 47.32 | 37.34 | 53.44 | 46.94 | 36.26 | 52.37 | 45.33 | 36.96 | 39.91 | 44.87 | 37.34 | 50.49 | 53.08 | 46.29 | 50.49 | 53.08 | 46.29 | 50.49 | 53.08 | 46.29 | 50.49 | 53.08 | 46.29 | 56.07 | 53.19 | 49.47 | 56.07 | 53.19 | 49.47 | 50.49 | 53.08 | 49.47 | 50.49 | 53.08 | 49.47 | 56.07 | 53.19 | 49.47 | 75.96 | 52.66 | 44.92 | 74.44 | 53.62 | 45.83 | 50.49 | 53.08 | 46.29
6643 | 40.33 | 45.3 | 37.77 | 40.33 | 45.3 | 37.77 | 40.33 | 45.3 | 37.77 | 40.33 | 45.3 | 37.77 | 41.04 | 47.7 | 37.77 | 41.04 | 47.85 | 37.77 | 40.33 | 45.3 | 37.77 | 40.33 | 45.3 | 37.77 | 41.04 | 47.7 | 37.77 | 55.4 | 47.37 | 36.64 | 54.3 | 45.76 | 37.39 | 40.33 | 45.3 | 37.77 | 50.92 | 53.51 | 46.17 | 50.92 | 53.51 | 46.17 | 50.92 | 53.51 | 46.17 | 50.92 | 53.51 | 46.17 | 56.5 | 53.62 | 49.9 | 56.5 | 53.62 | 49.9 | 50.92 | 53.51 | 49.9 | 50.92 | 53.51 | 49.9 | 56.5 | 53.62 | 49.9 | 76.83 | 52.98 | 44.8 | 75.29 | 54.05 | 45.7 | 50.92 | 53.51 | 46.17
6644 | 40.05 | 45.02 | 36.35 | 40.05 | 45.02 | 36.35 | 40.05 | 45.02 | 36.35 | 40.05 | 45.02 | 36.35 | 40.76 | 47.41 | 37.48 | 40.76 | 47.56 | 37.48 | 40.05 | 45.02 | 37.48 | 40.05 | 45.02 | 37.48 | 40.76 | 47.41 | 37.48 | 41.28 | 47.09 | 35.27 | 40.45 | 45.47 | 35.99 | 40.05 | 45.02 | 36.35 | 50.64 | 53.23 | 46.17 | 50.64 | 53.23 | 46.17 | 50.64 | 53.23 | 46.17 | 50.64 | 53.23 | 46.17 | 56.22 | 53.33 | 49.62 | 56.22 | 53.33 | 49.62 | 50.64 | 53.23 | 49.62 | 50.64 | 53.23 | 49.62 | 56.22 | 53.33 | 49.62 | 70.22 | 52.7 | 44.8 | 68.82 | 53.77 | 45.7 | 50.64 | 53.23 | 46.17
6645 | 39.52 | 44.49 | 34.07 | 39.52 | 44.49 | 34.07 | 39.52 | 44.49 | 34.07 | 39.52 | 44.49 | 34.07 | 40.23 | 46.89 | 36.95 | 40.23 | 47.03 | 36.95 | 39.52 | 44.49 | 36.95 | 39.52 | 44.49 | 36.95 | 40.23 | 46.89 | 36.95 | 40.64 | 45.86 | 34.42 | 39.92 | 44.94 | 34.42 | 39.52 | 44.49 | 34.07 | 50.11 | 50.85 | 45.25 | 50.11 | 50.85 | 45.25 | 50.11 | 50.85 | 45.25 | 50.11 | 50.85 | 45.25 | 55.69 | 52.81 | 49.09 | 55.69 | 52.81 | 49.09 | 50.11 | 52.7 | 49.09 | 50.11 | 52.7 | 49.09 | 55.69 | 52.81 | 49.09 | 56.25 | 51.36 | 44.8 | 55.13 | 51.36 | 44.8 | 50.11 | 50.85 | 45.25
6646 | 39.2 | 44.17 | 34.07 | 39.2 | 44.17 | 34.07 | 39.2 | 44.17 | 34.07 | 39.2 | 44.17 | 34.07 | 39.91 | 46.57 | 36.64 | 39.91 | 46.72 | 36.64 | 39.2 | 44.17 | 36.64 | 39.2 | 44.17 | 36.64 | 39.91 | 46.57 | 36.64 | 40.41 | 46.25 | 34.42 | 39.6 | 44.62 | 34.42 | 39.2 | 44.17 | 34.07 | 49.79 | 50.95 | 45.25 | 49.79 | 50.95 | 45.25 | 49.79 | 50.95 | 45.25 | 49.79 | 50.95 | 45.25 | 55.37 | 52.49 | 48.77 | 55.37 | 52.49 | 48.77 | 49.79 | 52.38 | 48.77 | 49.79 | 52.38 | 48.77 | 55.37 | 52.49 | 48.77 | 55.93 | 51.46 | 44.8 | 54.81 | 51.46 | 44.8 | 49.79 | 50.95 | 45.25
6647 | 38.65 | 43.62 | 34.07 | 38.65 | 43.62 | 34.07 | 38.65 | 43.62 | 34.07 | 38.65 | 43.62 | 34.07 | 39.36 | 46.01 | 36.08 | 39.36 | 46.16 | 36.08 | 38.65 | 43.62 | 36.08 | 38.65 | 43.62 | 36.08 | 39.36 | 46.01 | 36.08 | 39.75 | 45.7 | 34.42 | 39.04 | 44.06 | 34.42 | 38.65 | 43.62 | 34.07 | 48.82 | 50.9 | 46.17 | 48.82 | 50.9 | 46.17 | 48.82 | 50.9 | 46.17 | 48.82 | 50.9 | 46.17 | 54.82 | 51.93 | 48.22 | 54.82 | 51.93 | 48.22 | 49.24 | 51.83 | 48.22 | 49.24 | 51.83 | 48.22 | 54.82 | 51.93 | 48.22 | 54.27 | 51.41 | 44.8 | 53.18 | 51.41 | 45.7 | 48.82 | 50.9 | 46.17
6648 | 38.53 | 43.5 | 35.12 | 38.53 | 43.5 | 35.12 | 38.53 | 43.5 | 35.12 | 38.53 | 43.5 | 35.12 | 39.24 | 45.89 | 35.96 | 39.24 | 46.04 | 35.96 | 38.53 | 43.5 | 35.96 | 38.53 | 43.5 | 35.96 | 39.24 | 45.89 | 35.96 | 39.24 | 45.58 | 35.47 | 38.92 | 43.94 | 35.47 | 38.53 | 43.5 | 35.12 | 49.12 | 51.19 | 46.17 | 49.12 | 51.19 | 46.17 | 49.12 | 51.19 | 46.17 | 49.12 | 51.19 | 46.17 | 54.7 | 51.81 | 48.09 | 54.7 | 51.81 | 48.09 | 49.12 | 51.71 | 48.09 | 49.12 | 51.71 | 48.09 | 54.7 | 51.81 | 48.09 | 54.15 | 51.29 | 44.8 | 53.07 | 51.71 | 45.7 | 49.12 | 51.19 | 46.17
6649 | 38.28 | 43.25 | 35.71 | 38.28 | 43.25 | 35.71 | 38.28 | 43.25 | 35.71 | 38.28 | 43.25 | 35.71 | 38.99 | 45.64 | 35.71 | 38.99 | 45.79 | 35.71 | 38.28 | 43.25 | 35.71 | 38.28 | 43.25 | 35.71 | 38.99 | 45.64 | 35.71 | 38.99 | 45.34 | 35.36 | 38.67 | 43.69 | 36.07 | 38.28 | 43.25 | 35.71 | 48.87 | 51.19 | 46.17 | 48.87 | 51.19 | 46.17 | 48.87 | 51.19 | 46.17 | 48.87 | 51.19 | 46.17 | 54.45 | 51.57 | 47.85 | 54.45 | 51.57 | 47.85 | 48.87 | 51.46 | 47.85 | 48.87 | 51.46 | 47.85 | 54.45 | 51.57 | 47.85 | 54.07 | 51.05 | 44.8 | 52.99 | 51.71 | 45.72 | 48.87 | 51.19 | 46.17
6650 | 38.11 | 43.07 | 35.54 | 38.11 | 43.07 | 35.54 | 38.11 | 43.07 | 35.54 | 38.11 | 43.07 | 35.54 | 38.81 | 45.47 | 35.54 | 38.81 | 45.62 | 35.54 | 38.11 | 43.07 | 35.54 | 38.11 | 43.07 | 35.54 | 38.81 | 45.47 | 35.54 | 39.21 | 45.16 | 35.18 | 38.49 | 44.26 | 35.9 | 38.11 | 43.07 | 35.54 | 48.7 | 51.28 | 46.17 | 48.7 | 51.28 | 46.17 | 48.7 | 51.28 | 46.17 | 48.7 | 51.28 | 46.17 | 54.28 | 51.39 | 47.67 | 54.28 | 51.39 | 47.67 | 48.7 | 51.28 | 47.67 | 48.7 | 51.28 | 47.67 | 54.28 | 51.39 | 47.67 | 54.68 | 50.88 | 45.7 | 53.58 | 51.8 | 46.63 | 48.7 | 51.28 | 46.17
6651 | 37.96 | 42.93 | 35.39 | 37.96 | 42.93 | 35.39 | 37.96 | 42.93 | 35.39 | 37.96 | 42.93 | 35.39 | 38.67 | 45.32 | 35.39 | 38.67 | 45.47 | 35.39 | 37.96 | 42.93 | 35.39 | 37.96 | 42.93 | 35.39 | 38.67 | 45.32 | 35.39 | 38.34 | 45.02 | 35.04 | 38.34 | 44.11 | 35.75 | 37.96 | 42.93 | 35.39 | 48.55 | 51.14 | 46.17 | 48.55 | 51.14 | 46.17 | 48.55 | 51.14 | 46.17 | 48.55 | 51.14 | 46.17 | 53.16 | 51.24 | 47.53 | 53.16 | 51.24 | 47.53 | 48.55 | 51.14 | 47.53 | 48.55 | 51.14 | 47.53 | 53.16 | 51.24 | 47.53 | 52.63 | 50.73 | 44.8 | 51.58 | 51.65 | 45.7 | 48.55 | 51.14 | 46.17
6652 | 38.13 | 43.1 | 35.56 | 38.13 | 43.1 | 35.56 | 38.13 | 43.1 | 35.56 | 38.13 | 43.1 | 35.56 | 38.84 | 45.49 | 35.56 | 38.84 | 45.64 | 35.56 | 38.13 | 43.1 | 35.56 | 38.13 | 43.1 | 35.56 | 38.84 | 45.49 | 35.56 | 39.23 | 45.19 | 35.17 | 38.52 | 43.53 | 35.89 | 38.13 | 43.1 | 35.56 | 48.72 | 51.31 | 46.65 | 48.72 | 51.31 | 46.65 | 48.72 | 51.31 | 46.65 | 48.72 | 51.31 | 46.65 | 54.3 | 51.41 | 47.7 | 54.3 | 51.41 | 47.7 | 48.72 | 51.31 | 47.7 | 48.72 | 51.31 | 47.7 | 54.3 | 51.41 | 47.7 | 54.85 | 50.9 | 46.18 | 53.75 | 51.83 | 46.18 | 48.72 | 51.31 | 46.65
6653 | 38.67 | 43.64 | 36.11 | 38.67 | 43.64 | 36.11 | 38.67 | 43.64 | 36.11 | 38.67 | 43.64 | 36.11 | 39.38 | 46.03 | 36.11 | 39.38 | 46.19 | 36.11 | 38.67 | 43.64 | 36.11 | 38.67 | 43.64 | 36.11 | 39.38 | 46.03 | 36.11 | 46.02 | 46.65 | 35.74 | 45.1 | 44.08 | 35.74 | 38.67 | 43.64 | 36.11 | 49.26 | 51.85 | 47.63 | 49.26 | 51.85 | 47.63 | 49.26 | 51.85 | 47.63 | 49.26 | 51.85 | 47.63 | 54.84 | 51.96 | 48.24 | 54.84 | 51.96 | 48.24 | 49.26 | 51.85 | 48.24 | 49.26 | 51.85 | 48.24 | 54.84 | 51.96 | 48.24 | 65.38 | 51.96 | 46.21 | 64.07 | 52.37 | 47.15 | 49.26 | 51.85 | 47.63
6654 | 39.52 | 44.49 | 36.95 | 39.52 | 44.49 | 36.95 | 39.52 | 44.49 | 36.95 | 39.52 | 44.49 | 36.95 | 40.23 | 46.88 | 36.95 | 40.23 | 47.03 | 36.95 | 39.52 | 44.49 | 36.95 | 39.52 | 44.49 | 36.95 | 40.23 | 46.88 | 36.95 | 50.46 | 46.56 | 36.58 | 49.45 | 44.94 | 36.58 | 39.52 | 44.49 | 36.95 | 50.11 | 52.7 | 49.09 | 50.11 | 52.7 | 49.09 | 50.11 | 52.7 | 49.09 | 50.11 | 52.7 | 49.09 | 55.69 | 52.8 | 49.09 | 55.69 | 52.8 | 49.09 | 50.11 | 52.7 | 49.09 | 50.11 | 52.7 | 49.09 | 55.69 | 52.8 | 49.09 | 67.47 | 53.23 | 46.21 | 66.12 | 53.23 | 47.15 | 50.11 | 52.7 | 49.09
6655 | 40.14 | 45.11 | 37.57 | 40.14 | 45.11 | 37.57 | 40.14 | 45.11 | 37.57 | 40.14 | 45.11 | 37.57 | 40.85 | 47.56 | 37.57 | 40.85 | 47.65 | 37.57 | 40.14 | 45.11 | 37.57 | 40.14 | 45.11 | 37.57 | 40.85 | 47.56 | 37.57 | 52.36 | 47.17 | 37.19 | 51.31 | 45.56 | 37.19 | 40.14 | 45.11 | 37.57 | 50.73 | 53.32 | 49.7 | 50.73 | 53.32 | 49.7 | 50.73 | 53.32 | 49.7 | 50.73 | 53.32 | 49.7 | 56.31 | 53.42 | 49.7 | 56.31 | 53.42 | 49.7 | 50.73 | 53.32 | 49.7 | 50.73 | 53.32 | 49.7 | 56.31 | 53.42 | 49.7 | 76.73 | 53.85 | 48.21 | 75.19 | 53.85 | 49.2 | 50.73 | 53.32 | 49.7
6656 | 40.33 | 45.3 | 37.76 | 40.33 | 45.3 | 37.76 | 40.33 | 45.3 | 37.76 | 40.33 | 45.3 | 37.76 | 41.04 | 47.7 | 37.76 | 41.04 | 47.84 | 37.76 | 40.33 | 45.3 | 37.76 | 40.33 | 45.3 | 37.76 | 41.04 | 47.7 | 37.76 | 52.36 | 47.37 | 37.39 | 51.31 | 45.76 | 37.39 | 40.33 | 45.3 | 37.76 | 50.92 | 53.51 | 49.9 | 50.92 | 53.51 | 49.9 | 50.92 | 53.51 | 49.9 | 50.92 | 53.51 | 49.9 | 56.5 | 53.62 | 49.9 | 56.5 | 53.62 | 49.9 | 50.92 | 53.51 | 49.9 | 50.92 | 53.51 | 49.9 | 56.5 | 53.62 | 49.9 | 76.22 | 54.05 | 46.21 | 74.7 | 54.05 | 47.15 | 50.92 | 53.51 | 49.9
6657 | 40.24 | 45.2 | 37.67 | 40.24 | 45.2 | 37.67 | 40.24 | 45.2 | 37.67 | 40.24 | 45.2 | 37.67 | 40.94 | 47.6 | 37.67 | 40.94 | 47.75 | 37.67 | 40.24 | 45.2 | 37.67 | 40.24 | 45.2 | 37.67 | 40.94 | 47.6 | 37.67 | 54.06 | 47.27 | 37.29 | 52.97 | 45.66 | 37.29 | 40.24 | 45.2 | 37.67 | 50.83 | 53.41 | 49.8 | 50.83 | 53.41 | 49.8 | 50.83 | 53.41 | 49.8 | 50.83 | 53.41 | 49.8 | 56.41 | 53.52 | 49.8 | 56.41 | 53.52 | 49.8 | 50.83 | 53.41 | 49.8 | 50.83 | 53.41 | 49.8 | 56.41 | 53.52 | 49.8 | 76.22 | 53.95 | 44.8 | 74.7 | 53.95 | 45.72 | 50.83 | 53.41 | 49.8
6658 | 40.12 | 45.09 | 37.56 | 40.12 | 45.09 | 37.56 | 40.12 | 45.09 | 37.56 | 40.12 | 45.09 | 37.56 | 40.83 | 47.48 | 37.56 | 40.83 | 47.63 | 37.56 | 40.12 | 45.09 | 37.56 | 40.12 | 45.09 | 37.56 | 40.83 | 47.48 | 37.56 | 53.52 | 47.16 | 36.44 | 52.45 | 45.55 | 37.18 | 40.12 | 45.09 | 37.56 | 50.71 | 53.3 | 47.59 | 50.71 | 53.3 | 47.59 | 50.71 | 53.3 | 47.59 | 50.71 | 53.3 | 47.59 | 56.29 | 53.41 | 49.69 | 56.29 | 53.41 | 49.69 | 50.71 | 53.3 | 49.69 | 50.71 | 53.3 | 49.69 | 56.29 | 53.41 | 49.69 | 70.91 | 52.95 | 44.8 | 69.49 | 53.84 | 45.72 | 50.71 | 53.3 | 47.59
6659 | 39.93 | 44.9 | 37.36 | 39.93 | 44.9 | 37.36 | 39.93 | 44.9 | 37.36 | 39.93 | 44.9 | 37.36 | 40.64 | 47.29 | 37.36 | 40.64 | 47.44 | 37.36 | 39.93 | 44.9 | 37.36 | 39.93 | 44.9 | 37.36 | 40.64 | 47.29 | 37.36 | 54.06 | 46.97 | 35.49 | 52.97 | 45.35 | 36.99 | 39.93 | 44.9 | 37.36 | 50.52 | 53.11 | 46.32 | 50.52 | 53.11 | 46.32 | 50.52 | 53.11 | 46.32 | 50.52 | 53.11 | 46.32 | 56.1 | 53.21 | 49.5 | 56.1 | 53.21 | 49.5 | 50.52 | 53.11 | 49.5 | 50.52 | 53.11 | 49.5 | 56.1 | 53.21 | 49.5 | 69.53 | 52.95 | 44.8 | 68.14 | 53.64 | 45.75 | 50.52 | 53.11 | 46.32
6660 | 39.74 | 44.71 | 37.17 | 39.74 | 44.71 | 37.17 | 39.74 | 44.71 | 37.17 | 39.74 | 44.71 | 37.17 | 40.45 | 47.1 | 37.17 | 40.45 | 47.25 | 37.17 | 39.74 | 44.71 | 37.17 | 39.74 | 44.71 | 37.17 | 40.45 | 47.1 | 37.17 | 45.92 | 46.78 | 35.49 | 45 | 45.16 | 36.8 | 39.74 | 44.71 | 37.17 | 50.33 | 52.92 | 46.17 | 50.33 | 52.92 | 46.17 | 50.33 | 52.92 | 46.17 | 50.33 | 52.92 | 46.17 | 55.91 | 53.02 | 49.3 | 55.91 | 53.02 | 49.3 | 50.33 | 52.92 | 49.3 | 50.33 | 52.92 | 49.3 | 55.91 | 53.02 | 49.3 | 58.51 | 52.95 | 44.8 | 57.34 | 53.45 | 45.7 | 50.33 | 52.92 | 46.17
6661 | 39.45 | 44.42 | 36.89 | 39.45 | 44.42 | 36.89 | 39.45 | 44.42 | 36.89 | 39.45 | 44.42 | 36.89 | 40.16 | 46.82 | 36.89 | 40.16 | 46.97 | 36.89 | 39.45 | 44.42 | 36.89 | 39.45 | 44.42 | 36.89 | 40.16 | 46.82 | 36.89 | 51.88 | 46.5 | 36.52 | 50.84 | 44.87 | 36.52 | 39.45 | 44.42 | 36.89 | 50.04 | 52.63 | 46.17 | 50.04 | 52.63 | 46.17 | 50.04 | 52.63 | 46.17 | 50.04 | 52.63 | 46.17 | 55.62 | 52.74 | 49.02 | 55.62 | 52.74 | 49.02 | 50.04 | 52.63 | 49.02 | 50.04 | 52.63 | 49.02 | 55.62 | 52.74 | 49.02 | 72.47 | 52.95 | 44.8 | 71.02 | 53.16 | 45.72 | 50.04 | 52.63 | 46.17
6662 | 39.32 | 44.29 | 36.75 | 39.32 | 44.29 | 36.75 | 39.32 | 44.29 | 36.75 | 39.32 | 44.29 | 36.75 | 40.03 | 46.68 | 36.75 | 40.03 | 46.83 | 36.75 | 39.32 | 44.29 | 36.75 | 39.32 | 44.29 | 36.75 | 40.03 | 46.68 | 36.75 | 45.53 | 46.36 | 36.38 | 45.07 | 45.44 | 37.12 | 39.32 | 44.29 | 36.75 | 49.91 | 52.5 | 46.17 | 49.91 | 52.5 | 46.17 | 49.91 | 52.5 | 46.17 | 49.91 | 52.5 | 46.17 | 55.49 | 52.6 | 48.88 | 55.49 | 52.6 | 48.88 | 49.91 | 52.5 | 48.88 | 49.91 | 52.5 | 48.88 | 55.49 | 52.6 | 48.88 | 59.12 | 53.03 | 46.63 | 60.33 | 53.03 | 46.63 | 49.91 | 52.5 | 46.17
6663 | 39.17 | 44.13 | 36.6 | 39.17 | 44.13 | 36.6 | 39.17 | 44.13 | 36.6 | 39.17 | 44.13 | 36.6 | 39.87 | 46.53 | 36.6 | 39.87 | 46.68 | 36.6 | 39.17 | 44.13 | 36.6 | 39.17 | 44.13 | 36.6 | 39.87 | 46.53 | 36.6 | 53.99 | 47.15 | 36.97 | 55.09 | 46.21 | 36.97 | 39.17 | 44.13 | 36.6 | 49.75 | 52.34 | 47.59 | 49.75 | 52.34 | 47.59 | 49.75 | 52.34 | 47.59 | 49.75 | 52.34 | 47.59 | 55.33 | 52.45 | 48.73 | 55.33 | 52.45 | 48.73 | 49.75 | 52.34 | 48.73 | 49.75 | 52.34 | 48.73 | 55.33 | 52.45 | 48.73 | 59.6 | 52.98 | 47.32 | 60.81 | 52.95 | 47.32 | 49.75 | 52.34 | 47.59
6664 | 39.06 | 44.03 | 36.49 | 39.06 | 44.03 | 36.49 | 39.06 | 44.03 | 36.49 | 39.06 | 44.03 | 36.49 | 39.77 | 46.42 | 36.49 | 39.77 | 46.57 | 36.49 | 39.06 | 44.03 | 36.49 | 39.06 | 44.03 | 36.49 | 39.77 | 46.42 | 36.49 | 55.17 | 71.34 | 36.86 | 55.17 | 69.91 | 36.86 | 39.06 | 44.03 | 36.49 | 49.65 | 52.24 | 48.62 | 49.65 | 52.24 | 48.62 | 49.65 | 52.24 | 48.62 | 49.65 | 52.24 | 48.62 | 55.23 | 52.34 | 48.62 | 55.23 | 52.34 | 48.62 | 49.65 | 52.24 | 48.62 | 49.65 | 52.24 | 48.62 | 55.23 | 52.34 | 48.62 | 78.58 | 80.8 | 49.12 | 78.58 | 79.19 | 49.12 | 49.65 | 52.24 | 48.62
6665 | 39.15 | 44.12 | 36.59 | 39.15 | 44.12 | 36.59 | 39.15 | 44.12 | 36.59 | 39.15 | 44.12 | 36.59 | 39.86 | 46.52 | 36.59 | 39.86 | 46.67 | 36.59 | 39.15 | 44.12 | 36.59 | 39.15 | 44.12 | 36.59 | 39.86 | 46.52 | 36.59 | 56.21 | 74.41 | 36.96 | 56.21 | 72.92 | 36.96 | 39.15 | 44.12 | 36.59 | 49.74 | 52.33 | 48.72 | 49.74 | 52.33 | 48.72 | 49.74 | 52.33 | 48.72 | 49.74 | 52.33 | 48.72 | 55.32 | 52.44 | 48.72 | 55.32 | 52.44 | 48.72 | 49.74 | 52.33 | 48.72 | 49.74 | 52.33 | 48.72 | 55.32 | 52.44 | 48.72 | 79.9 | 90.13 | 49.21 | 79.9 | 87.64 | 49.21 | 49.74 | 52.33 | 48.72
6666 | 39.48 | 44.45 | 36.91 | 39.48 | 44.45 | 36.91 | 39.48 | 44.45 | 36.91 | 39.48 | 44.45 | 36.91 | 40.19 | 46.85 | 36.91 | 40.19 | 46.99 | 36.91 | 39.48 | 44.45 | 36.91 | 39.48 | 44.45 | 36.91 | 40.19 | 46.85 | 36.91 | 59.56 | 47.47 | 37.29 | 59.06 | 46.52 | 37.29 | 39.48 | 44.45 | 36.91 | 50.07 | 52.66 | 49.05 | 50.07 | 52.66 | 49.05 | 50.07 | 52.66 | 49.05 | 50.07 | 52.66 | 49.05 | 55.65 | 52.77 | 49.05 | 55.65 | 52.77 | 49.05 | 50.07 | 52.66 | 49.05 | 50.07 | 52.66 | 49.05 | 55.65 | 52.77 | 49.05 | 83.18 | 53.3 | 48.56 | 84.05 | 53.19 | 48.56 | 50.07 | 52.66 | 49.05
6667 | 39.77 | 44.74 | 37.2 | 39.77 | 44.74 | 37.2 | 39.77 | 44.74 | 37.2 | 39.77 | 44.74 | 37.2 | 40.48 | 47.14 | 37.2 | 40.48 | 47.28 | 37.2 | 39.77 | 44.74 | 37.2 | 39.77 | 44.74 | 37.2 | 40.48 | 47.14 | 37.2 | 56.21 | 47.56 | 37.58 | 55.08 | 45.19 | 37.58 | 39.77 | 44.74 | 37.2 | 50.36 | 52.95 | 47.59 | 50.36 | 52.95 | 47.59 | 50.36 | 52.95 | 47.59 | 50.36 | 52.95 | 47.59 | 55.94 | 53.06 | 49.34 | 55.94 | 53.06 | 49.34 | 50.36 | 52.95 | 49.34 | 50.36 | 52.95 | 49.34 | 55.94 | 53.06 | 49.34 | 78.28 | 53.59 | 48.07 | 76.72 | 53.49 | 48.07 | 50.36 | 52.95 | 47.59
6668 | 39.49 | 44.45 | 36.92 | 39.49 | 44.45 | 36.92 | 39.49 | 44.45 | 36.92 | 39.49 | 44.45 | 36.92 | 40.19 | 46.85 | 36.92 | 40.19 | 47 | 36.92 | 39.49 | 44.45 | 36.92 | 39.49 | 44.45 | 36.92 | 40.19 | 46.85 | 36.92 | 53.52 | 47.47 | 37.29 | 52.45 | 44.9 | 37.29 | 39.49 | 44.45 | 36.92 | 50.08 | 52.66 | 46.17 | 50.08 | 52.66 | 46.17 | 50.08 | 52.66 | 46.17 | 50.08 | 52.66 | 46.17 | 55.66 | 52.77 | 49.05 | 55.66 | 52.77 | 49.05 | 50.08 | 52.66 | 49.05 | 50.08 | 52.66 | 49.05 | 55.66 | 52.77 | 49.05 | 74.17 | 53.3 | 45.7 | 72.69 | 53.2 | 45.7 | 50.08 | 52.66 | 46.17
6669 | 39.09 | 44.05 | 36.52 | 39.09 | 44.05 | 36.52 | 39.09 | 44.05 | 36.52 | 39.09 | 44.05 | 36.52 | 39.79 | 46.45 | 36.52 | 39.79 | 46.6 | 36.52 | 39.09 | 44.05 | 36.52 | 39.09 | 44.05 | 36.52 | 39.79 | 46.45 | 36.52 | 50 | 47.07 | 36.15 | 49 | 44.5 | 36.15 | 39.09 | 44.05 | 36.52 | 49.67 | 52.26 | 46.17 | 49.67 | 52.26 | 46.17 | 49.67 | 52.26 | 46.17 | 49.67 | 52.26 | 46.17 | 55.25 | 52.37 | 48.65 | 55.25 | 52.37 | 48.65 | 49.67 | 52.26 | 48.65 | 49.67 | 52.26 | 48.65 | 55.25 | 52.37 | 48.65 | 72.94 | 52.9 | 46.63 | 71.48 | 52.79 | 46.63 | 49.67 | 52.26 | 46.17
6670 | 38.84 | 43.81 | 36.27 | 38.84 | 43.81 | 36.27 | 38.84 | 43.81 | 36.27 | 38.84 | 43.81 | 36.27 | 39.55 | 46.2 | 36.27 | 39.55 | 46.35 | 36.27 | 38.84 | 43.81 | 36.27 | 38.84 | 43.81 | 36.27 | 39.55 | 46.2 | 36.27 | 40.03 | 46.82 | 36.64 | 39.23 | 44.25 | 36.64 | 38.84 | 43.81 | 36.27 | 49.43 | 52.02 | 46.17 | 49.43 | 52.02 | 46.17 | 49.43 | 52.02 | 46.17 | 49.43 | 52.02 | 46.17 | 55.01 | 52.13 | 48.41 | 55.01 | 52.13 | 48.41 | 49.43 | 52.02 | 48.41 | 49.43 | 52.02 | 48.41 | 55.01 | 52.13 | 48.41 | 67.47 | 52.65 | 47.58 | 66.12 | 52.55 | 46.63 | 49.43 | 52.02 | 46.17
6671 | 38.51 | 43.48 | 35.94 | 38.51 | 43.48 | 35.94 | 38.51 | 43.48 | 35.94 | 38.51 | 43.48 | 35.94 | 39.22 | 45.87 | 35.94 | 39.22 | 46.02 | 35.94 | 38.51 | 43.48 | 35.94 | 38.51 | 43.48 | 35.94 | 39.22 | 45.87 | 35.94 | 39.69 | 46.49 | 36.3 | 38.9 | 43.92 | 36.3 | 38.51 | 43.48 | 35.94 | 49.1 | 51.69 | 46.18 | 49.1 | 51.69 | 46.18 | 49.1 | 51.69 | 46.18 | 49.1 | 51.69 | 46.18 | 54.68 | 51.79 | 48.08 | 54.68 | 51.79 | 48.08 | 49.1 | 51.69 | 48.08 | 49.1 | 51.69 | 48.08 | 54.68 | 51.79 | 48.08 | 65.98 | 52.32 | 47.59 | 49.59 | 52.21 | 46.64 | 49.1 | 51.69 | 46.18
6672 | 38.51 | 43.47 | 35.94 | 38.51 | 43.47 | 35.94 | 38.51 | 43.47 | 35.94 | 38.51 | 43.47 | 35.94 | 39.21 | 45.87 | 35.94 | 39.21 | 46.02 | 35.94 | 38.51 | 43.47 | 35.94 | 38.51 | 43.47 | 35.94 | 39.21 | 45.87 | 35.94 | 39.69 | 46.48 | 36.3 | 38.89 | 43.91 | 36.3 | 38.51 | 43.47 | 35.94 | 49.09 | 51.68 | 46.17 | 49.09 | 51.68 | 46.17 | 49.09 | 51.68 | 46.17 | 49.09 | 51.68 | 46.17 | 54.67 | 51.79 | 48.07 | 54.67 | 51.79 | 48.07 | 49.09 | 51.68 | 48.07 | 49.09 | 51.68 | 48.07 | 54.67 | 51.79 | 48.07 | 55.63 | 53.27 | 47.59 | 49.59 | 52.2 | 46.64 | 49.09 | 51.68 | 46.17
6673 | 38.23 | 43.2 | 35.66 | 38.23 | 43.2 | 35.66 | 38.23 | 43.2 | 35.66 | 38.23 | 43.2 | 35.66 | 38.94 | 45.59 | 35.66 | 38.94 | 45.74 | 35.66 | 38.23 | 43.2 | 35.66 | 38.23 | 43.2 | 35.66 | 38.94 | 45.59 | 35.66 | 39.4 | 46.2 | 36.02 | 38.61 | 43.63 | 36.02 | 38.23 | 43.2 | 35.66 | 48.82 | 51.41 | 46.17 | 48.82 | 51.41 | 46.17 | 48.82 | 51.41 | 46.17 | 48.82 | 51.41 | 46.17 | 54.4 | 51.51 | 47.79 | 54.4 | 51.51 | 47.79 | 48.82 | 51.41 | 47.79 | 48.82 | 51.41 | 47.79 | 54.4 | 51.51 | 47.79 | 55.63 | 52.99 | 47.32 | 54.51 | 51.93 | 46.37 | 48.82 | 51.41 | 46.17
6674 | 38.05 | 43.02 | 35.48 | 38.05 | 43.02 | 35.48 | 38.05 | 43.02 | 35.48 | 38.05 | 43.02 | 35.48 | 38.76 | 45.41 | 35.48 | 38.76 | 45.57 | 35.49 | 38.05 | 43.02 | 35.48 | 38.05 | 43.02 | 35.48 | 38.76 | 45.41 | 35.48 | 39.22 | 46.03 | 35.84 | 38.44 | 43.45 | 35.84 | 38.05 | 43.02 | 35.48 | 48.64 | 51.23 | 46.17 | 48.64 | 51.23 | 46.17 | 48.64 | 51.23 | 46.17 | 48.64 | 51.23 | 46.17 | 54.22 | 51.34 | 47.62 | 54.22 | 51.34 | 47.62 | 48.64 | 51.23 | 47.62 | 48.64 | 51.23 | 47.62 | 54.22 | 51.34 | 47.62 | 55.63 | 51.86 | 47.14 | 49.13 | 51.75 | 46.2 | 48.64 | 51.23 | 46.17
6675 | 37.9 | 42.86 | 35.33 | 37.9 | 42.86 | 35.33 | 37.9 | 42.86 | 35.33 | 37.9 | 42.86 | 35.33 | 38.6 | 45.26 | 35.33 | 38.6 | 45.41 | 35.33 | 37.9 | 42.86 | 35.33 | 37.9 | 42.86 | 35.33 | 38.6 | 45.26 | 35.33 | 40.36 | 50 | 35.68 | 38.28 | 43.3 | 35.68 | 37.9 | 42.86 | 35.33 | 48.49 | 51.07 | 46.17 | 48.49 | 51.07 | 46.17 | 48.49 | 51.07 | 46.17 | 48.49 | 51.07 | 46.17 | 54.06 | 51.18 | 47.46 | 54.06 | 51.18 | 47.46 | 48.49 | 51.07 | 47.46 | 48.49 | 51.07 | 47.46 | 54.06 | 51.18 | 47.46 | 55.63 | 52.64 | 46.99 | 48.97 | 51.59 | 46.05 | 48.49 | 51.07 | 46.17
6676 | 37.82 | 42.79 | 35.12 | 37.82 | 42.79 | 35.12 | 37.82 | 42.79 | 35.12 | 37.82 | 42.79 | 35.12 | 38.53 | 45.18 | 35.26 | 38.53 | 45.34 | 35.26 | 37.82 | 42.79 | 35.26 | 37.82 | 42.79 | 35.26 | 38.53 | 45.18 | 35.26 | 38.99 | 45.79 | 34.9 | 38.21 | 43.22 | 34.77 | 37.82 | 42.79 | 35.12 | 48.41 | 51 | 46.17 | 48.41 | 51 | 46.17 | 48.41 | 51 | 46.17 | 48.41 | 51 | 46.17 | 53.99 | 51.11 | 47.39 | 53.99 | 51.11 | 47.39 | 48.41 | 51 | 47.39 | 48.41 | 51 | 47.39 | 53.99 | 51.11 | 47.39 | 54.54 | 51.62 | 46.63 | 48.9 | 51.52 | 45.7 | 48.41 | 51 | 46.17
6677 | 38.08 | 43.05 | 35.51 | 38.08 | 43.05 | 35.51 | 38.08 | 43.05 | 35.51 | 38.08 | 43.05 | 35.51 | 38.79 | 45.44 | 35.51 | 38.79 | 45.59 | 35.51 | 38.08 | 43.05 | 35.51 | 38.08 | 43.05 | 35.51 | 38.79 | 45.44 | 35.51 | 39.6 | 45.14 | 35.16 | 38.81 | 43.48 | 35.16 | 38.08 | 43.05 | 35.51 | 48.67 | 51.26 | 46.17 | 48.67 | 51.26 | 46.17 | 48.67 | 51.26 | 46.17 | 48.67 | 51.26 | 46.17 | 54.25 | 51.36 | 47.65 | 54.25 | 51.36 | 47.65 | 48.67 | 51.26 | 47.65 | 48.67 | 51.26 | 47.65 | 54.25 | 51.36 | 47.65 | 54.8 | 51.78 | 45.7 | 53.7 | 51.78 | 45.7 | 48.67 | 51.26 | 46.17
6678 | 38.28 | 43.25 | 35.72 | 38.28 | 43.25 | 35.72 | 38.28 | 43.25 | 35.72 | 38.28 | 43.25 | 35.72 | 38.99 | 45.64 | 35.72 | 38.99 | 45.8 | 35.72 | 38.28 | 43.25 | 35.72 | 38.28 | 43.25 | 35.72 | 38.99 | 45.64 | 35.72 | 41.93 | 45.34 | 35.36 | 41.09 | 43.69 | 35.36 | 38.28 | 43.25 | 35.72 | 48.87 | 51.46 | 46.17 | 48.87 | 51.46 | 46.17 | 48.87 | 51.46 | 46.17 | 48.87 | 51.46 | 46.17 | 54.45 | 51.57 | 47.85 | 54.45 | 51.57 | 47.85 | 48.87 | 51.46 | 47.85 | 48.87 | 51.46 | 47.85 | 54.45 | 51.57 | 47.85 | 68.11 | 51.98 | 45.7 | 66.75 | 51.98 | 45.7 | 48.87 | 51.46 | 46.17
6679 | 38.44 | 43.41 | 35.87 | 38.44 | 43.41 | 35.87 | 38.44 | 43.41 | 35.87 | 38.44 | 43.41 | 35.87 | 39.15 | 45.8 | 35.87 | 39.15 | 45.95 | 35.87 | 38.44 | 43.41 | 35.87 | 38.44 | 43.41 | 35.87 | 39.15 | 45.8 | 35.87 | 39.62 | 45.49 | 35.51 | 38.83 | 43.85 | 35.51 | 38.44 | 43.41 | 35.87 | 49.03 | 51.62 | 46.17 | 49.03 | 51.62 | 46.17 | 49.03 | 51.62 | 46.17 | 49.03 | 51.62 | 46.17 | 54.61 | 51.73 | 48.01 | 54.61 | 51.73 | 48.01 | 49.03 | 51.62 | 48.01 | 49.03 | 51.62 | 48.01 | 54.61 | 51.73 | 48.01 | 73.2 | 52.14 | 44.8 | 71.73 | 52.14 | 44.8 | 49.03 | 51.62 | 46.17
6680 | 38.62 | 43.58 | 36.05 | 38.62 | 43.58 | 36.05 | 38.62 | 43.58 | 36.05 | 38.62 | 43.58 | 36.05 | 39.32 | 45.98 | 36.05 | 39.32 | 46.13 | 36.05 | 38.62 | 43.58 | 36.05 | 38.62 | 43.58 | 36.05 | 39.32 | 45.98 | 36.05 | 39.8 | 45.67 | 35.69 | 39.01 | 43.15 | 35.69 | 38.62 | 43.58 | 36.05 | 49.21 | 51.79 | 46.17 | 49.21 | 51.79 | 46.17 | 49.21 | 51.79 | 46.17 | 49.21 | 51.79 | 46.17 | 54.79 | 51.9 | 48.18 | 54.79 | 51.9 | 48.18 | 49.21 | 51.79 | 48.18 | 49.21 | 51.79 | 48.18 | 54.79 | 51.9 | 48.18 | 74.71 | 51.38 | 44.8 | 49.7 | 51.28 | 44.8 | 49.21 | 51.79 | 46.17
6681 | 38.83 | 43.8 | 36.26 | 38.83 | 43.8 | 36.26 | 38.83 | 43.8 | 36.26 | 38.83 | 43.8 | 36.26 | 39.54 | 46.19 | 36.26 | 39.54 | 46.34 | 36.26 | 38.83 | 43.8 | 36.26 | 38.83 | 43.8 | 36.26 | 39.54 | 46.19 | 36.26 | 40.02 | 45.88 | 34.42 | 39.22 | 43.36 | 33.73 | 38.83 | 43.8 | 36.26 | 49.42 | 52.01 | 46.17 | 49.42 | 52.01 | 46.17 | 49.42 | 52.01 | 46.17 | 49.42 | 52.01 | 46.17 | 55 | 52.12 | 48.4 | 55 | 52.12 | 48.4 | 49.42 | 52.01 | 48.4 | 49.42 | 52.01 | 48.4 | 55 | 52.12 | 48.4 | 73.1 | 51.59 | 44.8 | 49.92 | 51.49 | 44.8 | 49.42 | 52.01 | 46.17
6682 | 38.96 | 43.93 | 36.39 | 38.96 | 43.93 | 36.39 | 38.96 | 43.93 | 36.39 | 38.96 | 43.93 | 36.39 | 39.67 | 46.32 | 36.4 | 39.67 | 46.47 | 36.4 | 38.96 | 43.93 | 36.4 | 38.96 | 43.93 | 36.4 | 39.67 | 46.32 | 36.4 | 40.07 | 46.01 | 34.42 | 39.36 | 43.49 | 33.73 | 38.96 | 43.93 | 36.39 | 49.55 | 52.14 | 46.17 | 49.55 | 52.14 | 46.17 | 49.55 | 52.14 | 46.17 | 49.55 | 52.14 | 46.17 | 55.13 | 52.25 | 48.53 | 55.13 | 52.25 | 48.53 | 49.55 | 52.14 | 48.53 | 49.55 | 52.14 | 48.53 | 55.13 | 52.25 | 48.53 | 55.69 | 51.72 | 44.8 | 50.05 | 51.62 | 44.8 | 49.55 | 52.14 | 46.17
6683 | 38.96 | 43.92 | 35.12 | 38.96 | 43.92 | 35.12 | 38.96 | 43.92 | 35.12 | 38.96 | 43.92 | 35.12 | 39.66 | 46.32 | 36.39 | 39.66 | 46.47 | 36.39 | 38.96 | 43.92 | 36.39 | 38.96 | 43.92 | 36.39 | 39.66 | 46.32 | 36.39 | 40.06 | 46 | 34.42 | 39.35 | 43.48 | 34.42 | 38.96 | 43.92 | 35.12 | 49.55 | 52.13 | 46.17 | 49.55 | 52.13 | 46.17 | 49.55 | 52.13 | 46.17 | 49.55 | 52.13 | 46.17 | 55.13 | 52.24 | 48.52 | 55.13 | 52.24 | 48.52 | 49.55 | 52.13 | 48.52 | 49.55 | 52.13 | 48.52 | 55.13 | 52.24 | 48.52 | 55.68 | 51.72 | 44.8 | 50.05 | 51.61 | 44.8 | 49.55 | 52.13 | 46.17
6684 | 38.81 | 43.78 | 36.02 | 38.81 | 43.78 | 36.02 | 38.81 | 43.78 | 36.02 | 38.81 | 43.78 | 36.02 | 39.52 | 46.17 | 36.24 | 39.52 | 46.32 | 36.24 | 38.81 | 43.78 | 36.24 | 38.81 | 43.78 | 36.24 | 39.52 | 46.17 | 36.24 | 39.92 | 45.86 | 35.66 | 39.2 | 44.22 | 35.66 | 38.81 | 43.78 | 36.02 | 49.4 | 51.99 | 46.17 | 49.4 | 51.99 | 46.17 | 49.4 | 51.99 | 46.17 | 49.4 | 51.99 | 46.17 | 54.98 | 52.09 | 48.38 | 54.98 | 52.09 | 48.38 | 49.4 | 51.99 | 48.38 | 49.4 | 51.99 | 48.38 | 54.98 | 52.09 | 48.38 | 55.54 | 52.51 | 44.8 | 49.9 | 52.51 | 44.8 | 49.4 | 51.99 | 46.17
6685 | 38.6 | 43.57 | 36.03 | 38.6 | 43.57 | 36.03 | 38.6 | 43.57 | 36.03 | 38.6 | 43.57 | 36.03 | 39.31 | 45.96 | 36.03 | 39.31 | 46.11 | 36.03 | 38.6 | 43.57 | 36.03 | 38.6 | 43.57 | 36.03 | 39.31 | 45.96 | 36.03 | 39.7 | 45.65 | 35.67 | 38.99 | 44.01 | 35.67 | 38.6 | 43.57 | 36.03 | 49.19 | 51.78 | 46.17 | 49.19 | 51.78 | 46.17 | 49.19 | 51.78 | 46.17 | 49.19 | 51.78 | 46.17 | 54.77 | 51.88 | 48.16 | 54.77 | 51.88 | 48.16 | 49.19 | 51.78 | 48.16 | 49.19 | 51.78 | 48.16 | 54.77 | 51.88 | 48.16 | 55.54 | 52.3 | 45.52 | 54.42 | 52.3 | 45.7 | 49.19 | 51.78 | 46.17
6686 | 38.45 | 43.42 | 35.89 | 38.45 | 43.42 | 35.89 | 38.45 | 43.42 | 35.89 | 38.45 | 43.42 | 35.89 | 39.16 | 45.82 | 35.89 | 39.16 | 45.97 | 35.89 | 38.45 | 43.42 | 35.89 | 38.45 | 43.42 | 35.89 | 39.16 | 45.82 | 35.89 | 39.64 | 45.51 | 35.53 | 38.84 | 43.86 | 35.53 | 38.45 | 43.42 | 35.89 | 49.04 | 51.63 | 46.17 | 49.04 | 51.63 | 46.17 | 49.04 | 51.63 | 46.17 | 49.04 | 51.63 | 46.17 | 54.62 | 51.74 | 48.02 | 54.62 | 51.74 | 48.02 | 49.04 | 51.63 | 48.02 | 49.04 | 51.63 | 48.02 | 54.62 | 51.74 | 48.02 | 56.68 | 52.15 | 45.7 | 55.55 | 52.15 | 45.7 | 49.04 | 51.63 | 46.17
6687 | 38.42 | 43.39 | 35.85 | 38.42 | 43.39 | 35.85 | 38.42 | 43.39 | 35.85 | 38.42 | 43.39 | 35.85 | 39.13 | 45.78 | 35.85 | 39.13 | 45.93 | 35.85 | 38.42 | 43.39 | 35.85 | 38.42 | 43.39 | 35.85 | 39.13 | 45.78 | 35.85 | 40.83 | 46.4 | 35.49 | 40.83 | 45.47 | 36.21 | 38.42 | 43.39 | 35.85 | 49.01 | 51.6 | 47.03 | 49.01 | 51.6 | 47.03 | 49.01 | 51.6 | 47.03 | 49.01 | 51.6 | 47.03 | 54.59 | 51.7 | 47.99 | 54.59 | 51.7 | 47.99 | 49.01 | 51.6 | 47.99 | 49.01 | 51.6 | 47.99 | 54.59 | 51.7 | 47.99 | 57.37 | 52.23 | 47.51 | 57.37 | 52.23 | 47.51 | 49.01 | 51.6 | 47.03
6688 | 38.45 | 43.42 | 35.88 | 38.45 | 43.42 | 35.88 | 38.45 | 43.42 | 35.88 | 38.45 | 43.42 | 35.88 | 39.16 | 45.81 | 35.88 | 39.16 | 45.96 | 35.88 | 38.45 | 43.42 | 35.88 | 38.45 | 43.42 | 35.88 | 39.16 | 45.81 | 35.88 | 46.52 | 46.43 | 36.24 | 46.52 | 45.5 | 36.24 | 38.45 | 43.42 | 35.88 | 49.04 | 51.63 | 48.02 | 49.04 | 51.63 | 48.02 | 49.04 | 51.63 | 48.02 | 49.04 | 51.63 | 48.02 | 54.62 | 51.73 | 48.02 | 54.62 | 51.73 | 48.02 | 49.04 | 51.63 | 48.02 | 49.04 | 51.63 | 48.02 | 54.62 | 51.73 | 48.02 | 68.86 | 52.26 | 47.54 | 70.26 | 53.02 | 48.5 | 49.04 | 51.63 | 48.02
6689 | 38.71 | 43.68 | 36.14 | 38.71 | 43.68 | 36.14 | 38.71 | 43.68 | 36.14 | 38.71 | 43.68 | 36.14 | 39.42 | 46.07 | 36.14 | 39.42 | 46.22 | 36.14 | 38.71 | 43.68 | 36.14 | 38.71 | 43.68 | 36.14 | 39.42 | 46.07 | 36.14 | 55.17 | 47.56 | 36.51 | 55.17 | 46.61 | 36.51 | 38.71 | 43.68 | 36.14 | 49.3 | 51.89 | 48.28 | 49.3 | 51.89 | 48.28 | 49.3 | 51.89 | 48.28 | 49.3 | 51.89 | 48.28 | 54.88 | 51.99 | 48.28 | 54.88 | 51.99 | 48.28 | 49.3 | 51.89 | 48.28 | 49.3 | 51.89 | 48.28 | 54.88 | 51.99 | 48.28 | 77.52 | 52.95 | 47.79 | 78.31 | 52.95 | 48.76 | 49.3 | 51.89 | 48.28
6690 | 39.03 | 44 | 36.46 | 39.03 | 44 | 36.46 | 39.03 | 44 | 36.46 | 39.03 | 44 | 36.46 | 39.74 | 46.39 | 36.46 | 39.74 | 46.54 | 36.46 | 39.03 | 44 | 36.46 | 39.03 | 44 | 36.46 | 39.74 | 46.39 | 36.46 | 55.64 | 47.01 | 36.83 | 55.64 | 46.07 | 36.83 | 39.03 | 44 | 36.46 | 49.62 | 52.21 | 48.59 | 49.62 | 52.21 | 48.59 | 49.62 | 52.21 | 48.59 | 49.62 | 52.21 | 48.59 | 55.2 | 52.31 | 48.59 | 55.2 | 52.31 | 48.59 | 49.62 | 52.21 | 48.59 | 49.62 | 52.21 | 48.59 | 55.2 | 52.31 | 48.59 | 79.1 | 52.84 | 48.11 | 79.1 | 52.84 | 49.08 | 49.62 | 52.21 | 48.59
6691 | 39.25 | 44.21 | 36.68 | 39.25 | 44.21 | 36.68 | 39.25 | 44.21 | 36.68 | 39.25 | 44.21 | 36.68 | 39.95 | 46.61 | 36.68 | 39.95 | 46.76 | 36.68 | 39.25 | 44.21 | 36.68 | 39.25 | 44.21 | 36.68 | 39.95 | 46.61 | 36.68 | 55.17 | 47.23 | 37.05 | 54.07 | 46.29 | 37.05 | 39.25 | 44.21 | 36.68 | 49.84 | 52.42 | 48.81 | 49.84 | 52.42 | 48.81 | 49.84 | 52.42 | 48.81 | 49.84 | 52.42 | 48.81 | 55.42 | 52.53 | 48.81 | 55.42 | 52.53 | 48.81 | 49.84 | 52.42 | 48.81 | 49.84 | 52.42 | 48.81 | 55.42 | 52.53 | 48.81 | 77.52 | 53.06 | 48.32 | 75.97 | 52.95 | 49.31 | 49.84 | 52.42 | 48.81
6692 | 39 | 43.97 | 36.43 | 39 | 43.97 | 36.43 | 39 | 43.97 | 36.43 | 39 | 43.97 | 36.43 | 39.71 | 46.36 | 36.43 | 39.71 | 46.51 | 36.43 | 39 | 43.97 | 36.43 | 39 | 43.97 | 36.43 | 39.71 | 46.36 | 36.43 | 53.62 | 46.98 | 36.8 | 52.55 | 46.04 | 36.8 | 39 | 43.97 | 36.43 | 49.59 | 52.18 | 48.57 | 49.59 | 52.18 | 48.57 | 49.59 | 52.18 | 48.57 | 49.59 | 52.18 | 48.57 | 55.17 | 52.28 | 48.57 | 55.17 | 52.28 | 48.57 | 49.59 | 52.18 | 48.57 | 49.59 | 52.18 | 48.57 | 55.17 | 52.28 | 48.57 | 77.52 | 52.81 | 49.06 | 75.97 | 52.81 | 49.06 | 49.59 | 52.18 | 48.57
6693 | 38.64 | 43.61 | 36.08 | 38.64 | 43.61 | 36.08 | 38.64 | 43.61 | 36.08 | 38.64 | 43.61 | 36.08 | 39.35 | 46.01 | 36.08 | 39.35 | 46.16 | 36.08 | 38.64 | 43.61 | 36.08 | 38.64 | 43.61 | 36.08 | 39.35 | 46.01 | 36.08 | 52.78 | 46.62 | 36.44 | 51.72 | 45.68 | 36.44 | 38.64 | 43.61 | 36.08 | 49.23 | 51.82 | 48.21 | 49.23 | 51.82 | 48.21 | 49.23 | 51.82 | 48.21 | 49.23 | 51.82 | 48.21 | 54.81 | 51.93 | 48.21 | 54.81 | 51.93 | 48.21 | 49.23 | 51.82 | 48.21 | 49.23 | 51.82 | 48.21 | 54.81 | 51.93 | 48.21 | 75.46 | 52.95 | 48.7 | 73.95 | 52.95 | 48.7 | 49.23 | 51.82 | 48.21
6694 | 38.49 | 43.46 | 35.92 | 38.49 | 43.46 | 35.92 | 38.49 | 43.46 | 35.92 | 38.49 | 43.46 | 35.92 | 39.2 | 45.85 | 35.92 | 39.2 | 46 | 35.92 | 38.49 | 43.46 | 35.92 | 38.49 | 43.46 | 35.92 | 39.2 | 45.85 | 35.92 | 47.83 | 46.47 | 36.29 | 46.88 | 43.9 | 36.29 | 38.49 | 43.46 | 35.92 | 49.08 | 51.67 | 47.1 | 49.08 | 51.67 | 47.1 | 49.08 | 51.67 | 47.1 | 49.08 | 51.67 | 47.1 | 54.66 | 51.78 | 48.06 | 54.66 | 51.78 | 48.06 | 49.08 | 51.67 | 48.06 | 49.08 | 51.67 | 48.06 | 54.66 | 51.78 | 48.06 | 70.74 | 54.03 | 47.58 | 69.32 | 52.95 | 47.58 | 49.08 | 51.67 | 47.1
6695 | 38.07 | 43.04 | 35.5 | 38.07 | 43.04 | 35.5 | 38.07 | 43.04 | 35.5 | 38.07 | 43.04 | 35.5 | 38.78 | 45.43 | 35.5 | 38.78 | 45.58 | 35.5 | 38.07 | 43.04 | 35.5 | 38.07 | 43.04 | 35.5 | 38.78 | 45.43 | 35.5 | 45.12 | 47.56 | 35.86 | 44.22 | 43.47 | 35.86 | 38.07 | 43.04 | 35.5 | 48.66 | 51.25 | 46.17 | 48.66 | 51.25 | 46.17 | 48.66 | 51.25 | 46.17 | 48.66 | 51.25 | 46.17 | 54.24 | 51.35 | 47.64 | 54.24 | 51.35 | 47.64 | 48.66 | 51.25 | 47.64 | 48.66 | 51.25 | 47.64 | 54.24 | 51.35 | 47.64 | 67.32 | 54.03 | 47.16 | 65.97 | 52.95 | 46.63 | 48.66 | 51.25 | 46.17
6696 | 37.99 | 42.96 | 35.43 | 37.99 | 42.96 | 35.43 | 37.99 | 42.96 | 35.43 | 37.99 | 42.96 | 35.43 | 38.7 | 45.35 | 35.43 | 38.7 | 45.51 | 35.43 | 37.99 | 42.96 | 35.43 | 37.99 | 42.96 | 35.43 | 38.7 | 45.35 | 35.43 | 43.98 | 47.56 | 35.78 | 43.1 | 43.4 | 35.78 | 37.99 | 42.96 | 35.43 | 48.58 | 51.17 | 46.17 | 48.58 | 51.17 | 46.17 | 48.58 | 51.17 | 46.17 | 48.58 | 51.17 | 46.17 | 54.16 | 51.28 | 47.56 | 54.16 | 51.28 | 47.56 | 48.58 | 51.17 | 47.56 | 48.58 | 51.17 | 47.56 | 54.16 | 51.28 | 47.56 | 62.11 | 54.03 | 47.08 | 60.86 | 52.95 | 46.63 | 48.58 | 51.17 | 46.17
6697 | 37.54 | 42.51 | 34.97 | 37.54 | 42.51 | 34.97 | 37.54 | 42.51 | 34.97 | 37.54 | 42.51 | 34.97 | 38.25 | 44.9 | 34.97 | 38.25 | 45.05 | 34.97 | 37.54 | 42.51 | 34.97 | 37.54 | 42.51 | 34.97 | 38.25 | 44.9 | 34.97 | 40.39 | 45.51 | 35.33 | 39.58 | 42.94 | 35.33 | 37.54 | 42.51 | 34.97 | 48.13 | 50.72 | 46.17 | 48.13 | 50.72 | 46.17 | 48.13 | 50.72 | 46.17 | 48.13 | 50.72 | 46.17 | 53.71 | 50.82 | 47.11 | 53.71 | 50.82 | 47.11 | 48.13 | 50.72 | 47.11 | 48.13 | 50.72 | 47.11 | 53.71 | 50.82 | 47.11 | 56.59 | 52.28 | 46.64 | 55.46 | 51.23 | 46.63 | 48.13 | 50.72 | 46.17
6698 | 37.23 | 42.19 | 34.66 | 37.23 | 42.19 | 34.66 | 37.23 | 42.19 | 34.66 | 37.23 | 42.19 | 34.66 | 37.93 | 44.59 | 34.66 | 37.93 | 44.74 | 34.66 | 37.23 | 42.19 | 34.66 | 37.23 | 42.19 | 34.66 | 37.93 | 44.59 | 34.66 | 40.11 | 45.19 | 35.01 | 39.31 | 42.62 | 35.01 | 37.23 | 42.19 | 34.66 | 47.82 | 50.4 | 46.17 | 47.82 | 50.4 | 46.17 | 47.82 | 50.4 | 46.17 | 47.82 | 50.4 | 46.17 | 53.39 | 50.51 | 46.79 | 53.39 | 50.51 | 46.79 | 47.82 | 50.4 | 46.79 | 47.82 | 50.4 | 46.79 | 53.39 | 50.51 | 46.79 | 56.59 | 51.02 | 46.32 | 55.46 | 50.91 | 46.32 | 47.82 | 50.4 | 46.17
6699 | 37.09 | 42.05 | 34.09 | 37.09 | 42.05 | 34.09 | 37.09 | 42.05 | 34.09 | 37.09 | 42.05 | 34.09 | 37.79 | 44.45 | 34.52 | 37.79 | 44.6 | 34.52 | 37.09 | 42.05 | 34.52 | 37.09 | 42.05 | 34.52 | 37.79 | 44.45 | 34.52 | 40.11 | 45.05 | 34.43 | 39.31 | 42.48 | 34.43 | 37.09 | 42.05 | 34.09 | 47.68 | 50.26 | 46.17 | 47.68 | 50.26 | 46.17 | 47.68 | 50.26 | 46.17 | 47.68 | 50.26 | 46.17 | 53.26 | 50.37 | 46.65 | 53.26 | 50.37 | 46.65 | 47.68 | 50.26 | 46.65 | 47.68 | 50.26 | 46.65 | 53.26 | 50.37 | 46.65 | 56.42 | 50.88 | 46.19 | 55.29 | 50.77 | 45.7 | 47.68 | 50.26 | 46.17
6700 | 37.04 | 42.01 | 34.07 | 37.04 | 42.01 | 34.07 | 37.04 | 42.01 | 34.07 | 37.04 | 42.01 | 34.07 | 37.75 | 44.4 | 34.48 | 37.75 | 44.56 | 34.48 | 37.04 | 42.01 | 34.48 | 37.04 | 42.01 | 34.48 | 37.75 | 44.4 | 34.48 | 39.6 | 45 | 34.42 | 38.81 | 42.43 | 34.42 | 37.04 | 42.01 | 34.07 | 47.63 | 50.22 | 46.17 | 47.63 | 50.22 | 46.17 | 47.63 | 50.22 | 46.17 | 47.63 | 50.22 | 46.17 | 53.21 | 50.33 | 46.61 | 53.21 | 50.33 | 46.61 | 47.63 | 50.22 | 46.61 | 47.63 | 50.22 | 46.61 | 53.21 | 50.33 | 46.61 | 56.42 | 50.84 | 45.7 | 55.29 | 50.73 | 45.7 | 47.63 | 50.22 | 46.17
6701 | 37.27 | 42.23 | 34.07 | 37.27 | 42.23 | 34.07 | 37.27 | 42.23 | 34.07 | 37.27 | 42.23 | 34.07 | 37.97 | 44.63 | 34.7 | 37.97 | 44.78 | 34.7 | 37.27 | 42.23 | 34.7 | 37.27 | 42.23 | 34.7 | 37.97 | 44.63 | 34.7 | 40.11 | 44.33 | 34.42 | 39.31 | 42.66 | 34.42 | 37.27 | 42.23 | 34.07 | 47.85 | 50.44 | 46.17 | 47.85 | 50.44 | 46.17 | 47.85 | 50.44 | 46.17 | 47.85 | 50.44 | 46.17 | 53.43 | 50.55 | 46.83 | 53.43 | 50.55 | 46.83 | 47.85 | 50.44 | 46.83 | 47.85 | 50.44 | 46.83 | 53.43 | 50.55 | 46.83 | 56.59 | 50.95 | 45.7 | 55.46 | 50.95 | 45.7 | 47.85 | 50.44 | 46.17
6702 | 37.42 | 42.38 | 34.85 | 37.42 | 42.38 | 34.85 | 37.42 | 42.38 | 34.85 | 37.42 | 42.38 | 34.85 | 38.12 | 44.78 | 34.85 | 38.12 | 44.93 | 34.85 | 37.42 | 42.38 | 34.85 | 37.42 | 42.38 | 34.85 | 38.12 | 44.78 | 34.85 | 46.59 | 44.48 | 34.5 | 45.66 | 42.81 | 34.5 | 37.42 | 42.38 | 34.85 | 48 | 50.59 | 46.17 | 48 | 50.59 | 46.17 | 48 | 50.59 | 46.17 | 48 | 50.59 | 46.17 | 53.58 | 50.7 | 46.98 | 53.58 | 50.7 | 46.98 | 48 | 50.59 | 46.98 | 48 | 50.59 | 46.98 | 53.58 | 50.7 | 46.98 | 67.32 | 51.1 | 45.7 | 65.97 | 51.1 | 45.7 | 48 | 50.59 | 46.17
6703 | 37.48 | 42.45 | 34.91 | 37.48 | 42.45 | 34.91 | 37.48 | 42.45 | 34.91 | 37.48 | 42.45 | 34.91 | 38.19 | 44.84 | 34.91 | 38.19 | 44.99 | 34.92 | 37.48 | 42.45 | 34.91 | 37.48 | 42.45 | 34.91 | 38.19 | 44.84 | 34.91 | 53.08 | 44.54 | 34.57 | 52.02 | 42.88 | 34.57 | 37.48 | 42.45 | 34.91 | 48.07 | 50.66 | 46.17 | 48.07 | 50.66 | 46.17 | 48.07 | 50.66 | 46.17 | 48.07 | 50.66 | 46.17 | 53.65 | 50.77 | 47.05 | 53.65 | 50.77 | 47.05 | 48.07 | 50.66 | 47.05 | 48.07 | 50.66 | 47.05 | 53.65 | 50.77 | 47.05 | 73.62 | 51.17 | 45.7 | 72.15 | 51.17 | 45.7 | 48.07 | 50.66 | 46.17
6704 | 37.87 | 42.84 | 35.3 | 37.87 | 42.84 | 35.3 | 37.87 | 42.84 | 35.3 | 37.87 | 42.84 | 35.3 | 38.58 | 45.23 | 35.3 | 38.58 | 45.38 | 35.3 | 37.87 | 42.84 | 35.3 | 37.87 | 42.84 | 35.3 | 38.58 | 45.23 | 35.3 | 52.78 | 44.93 | 34.95 | 51.72 | 43.27 | 34.95 | 37.87 | 42.84 | 35.3 | 48.46 | 51.05 | 46.17 | 48.46 | 51.05 | 46.17 | 48.46 | 51.05 | 46.17 | 48.46 | 51.05 | 46.17 | 54.04 | 51.16 | 47.44 | 54.04 | 51.16 | 47.44 | 48.46 | 51.05 | 47.44 | 48.46 | 51.05 | 47.44 | 54.04 | 51.16 | 47.44 | 73.07 | 51.57 | 44.8 | 71.61 | 51.57 | 45.7 | 48.46 | 51.05 | 46.17
6705 | 38.17 | 43.14 | 35.6 | 38.17 | 43.14 | 35.6 | 38.17 | 43.14 | 35.6 | 38.17 | 43.14 | 35.6 | 38.88 | 45.53 | 35.6 | 38.88 | 45.68 | 35.6 | 38.17 | 43.14 | 35.6 | 38.17 | 43.14 | 35.6 | 38.88 | 45.53 | 35.6 | 41.01 | 45.22 | 35.25 | 40.19 | 43.57 | 35.25 | 38.17 | 43.14 | 35.6 | 48.76 | 51.35 | 47.74 | 48.76 | 51.35 | 47.74 | 48.76 | 51.35 | 47.74 | 48.76 | 51.35 | 47.74 | 54.34 | 51.45 | 47.74 | 54.34 | 51.45 | 47.74 | 48.76 | 51.35 | 47.74 | 48.76 | 51.35 | 47.74 | 54.34 | 51.45 | 47.74 | 57.37 | 51.87 | 44.8 | 56.22 | 51.87 | 45.72 | 48.76 | 51.35 | 47.74
6706 | 38.44 | 43.41 | 35.87 | 38.44 | 43.41 | 35.87 | 38.44 | 43.41 | 35.87 | 38.44 | 43.41 | 35.87 | 39.15 | 45.8 | 35.87 | 39.15 | 45.95 | 35.87 | 38.44 | 43.41 | 35.87 | 38.44 | 43.41 | 35.87 | 39.15 | 45.8 | 35.87 | 39.6 | 45.49 | 35.51 | 38.83 | 43.85 | 35.51 | 38.44 | 43.41 | 35.87 | 49.03 | 51.62 | 46.68 | 49.03 | 51.62 | 46.68 | 49.03 | 51.62 | 46.68 | 49.03 | 51.62 | 46.68 | 54.61 | 51.73 | 48.01 | 54.61 | 51.73 | 48.01 | 49.03 | 51.62 | 48.01 | 49.03 | 51.62 | 48.01 | 54.61 | 51.73 | 48.01 | 55.16 | 52.14 | 44.8 | 54.06 | 52.14 | 45.72 | 49.03 | 51.62 | 46.68
6707 | 38.56 | 43.53 | 35.99 | 38.56 | 43.53 | 35.99 | 38.56 | 43.53 | 35.99 | 38.56 | 43.53 | 35.99 | 39.27 | 45.92 | 35.99 | 39.27 | 46.07 | 35.99 | 38.56 | 43.53 | 35.99 | 38.56 | 43.53 | 35.99 | 39.27 | 45.92 | 35.99 | 39.66 | 45.61 | 35.49 | 38.95 | 43.97 | 35.49 | 38.56 | 43.53 | 35.99 | 49.15 | 51.74 | 46.68 | 49.15 | 51.74 | 46.68 | 49.15 | 51.74 | 46.68 | 49.15 | 51.74 | 46.68 | 54.73 | 51.84 | 48.12 | 54.73 | 51.84 | 48.12 | 49.15 | 51.74 | 48.12 | 49.15 | 51.74 | 48.12 | 54.73 | 51.84 | 48.12 | 55.28 | 51.22 | 44.8 | 54.18 | 51.22 | 44.8 | 49.15 | 51.74 | 46.68
6708 | 38.42 | 43.38 | 35.85 | 38.42 | 43.38 | 35.85 | 38.42 | 43.38 | 35.85 | 38.42 | 43.38 | 35.85 | 39.13 | 45.78 | 35.85 | 39.13 | 45.93 | 35.85 | 38.42 | 43.38 | 35.85 | 38.42 | 43.38 | 35.85 | 39.13 | 45.78 | 35.85 | 39.6 | 45.47 | 35.49 | 38.81 | 43.82 | 35.49 | 38.42 | 43.38 | 35.85 | 49.01 | 51.6 | 47.14 | 49.01 | 51.6 | 47.14 | 49.01 | 51.6 | 47.14 | 49.01 | 51.6 | 46.68 | 54.59 | 51.7 | 47.98 | 54.59 | 51.7 | 47.98 | 49.01 | 51.6 | 47.98 | 49.01 | 51.6 | 47.98 | 54.59 | 51.7 | 47.98 | 55.14 | 51.18 | 44.8 | 54.04 | 51.18 | 44.8 | 49.01 | 51.6 | 47.14
6709 | 38.26 | 43.23 | 35.69 | 38.26 | 43.23 | 35.69 | 38.26 | 43.23 | 35.69 | 38.26 | 43.23 | 35.69 | 38.97 | 45.62 | 35.69 | 38.97 | 45.76 | 35.69 | 38.26 | 43.23 | 35.69 | 38.26 | 43.23 | 35.69 | 38.97 | 45.62 | 35.69 | 39.6 | 45.31 | 35.33 | 38.81 | 43.66 | 35.33 | 38.26 | 43.23 | 35.69 | 48.85 | 51.44 | 47.82 | 48.85 | 51.44 | 47.82 | 48.85 | 51.44 | 47.82 | 48.85 | 51.44 | 46.68 | 54.43 | 51.54 | 47.82 | 54.43 | 51.54 | 47.82 | 48.85 | 51.44 | 47.82 | 48.85 | 51.44 | 47.82 | 54.43 | 51.54 | 47.82 | 54.88 | 51.18 | 44.8 | 53.79 | 51.18 | 44.8 | 48.85 | 51.44 | 47.82
6710 | 38.16 | 43.12 | 35.59 | 38.16 | 43.12 | 35.59 | 38.16 | 43.12 | 35.59 | 38.16 | 43.12 | 35.59 | 38.86 | 45.52 | 35.59 | 38.86 | 45.67 | 35.59 | 38.16 | 43.12 | 35.59 | 38.16 | 43.12 | 35.59 | 38.86 | 45.52 | 35.59 | 39.6 | 45.21 | 35.23 | 40.41 | 43.56 | 35.23 | 38.16 | 43.12 | 35.59 | 48.74 | 51.33 | 47.72 | 48.74 | 51.33 | 47.72 | 48.74 | 51.33 | 47.72 | 48.74 | 51.33 | 47.72 | 54.32 | 51.44 | 47.72 | 54.32 | 51.44 | 47.72 | 48.74 | 51.33 | 47.72 | 48.74 | 51.33 | 47.72 | 54.32 | 51.44 | 47.72 | 55.44 | 51.85 | 45.75 | 55.44 | 51.85 | 45.75 | 48.74 | 51.33 | 47.72
6711 | 38.12 | 43.09 | 35.55 | 38.12 | 43.09 | 35.55 | 38.12 | 43.09 | 35.55 | 38.12 | 43.09 | 35.55 | 38.83 | 45.48 | 35.55 | 38.83 | 45.63 | 35.55 | 38.12 | 43.09 | 35.55 | 38.12 | 43.09 | 35.55 | 38.83 | 45.48 | 35.55 | 40.83 | 46.09 | 35.2 | 40.83 | 43.52 | 35.2 | 38.12 | 43.09 | 35.55 | 48.71 | 51.3 | 47.69 | 48.71 | 51.3 | 47.69 | 48.71 | 51.3 | 47.69 | 48.71 | 51.3 | 47.69 | 54.29 | 51.41 | 47.69 | 54.29 | 51.41 | 47.69 | 48.71 | 51.3 | 47.69 | 48.71 | 51.3 | 47.69 | 54.29 | 51.41 | 47.69 | 57.37 | 51.92 | 47.21 | 57.37 | 51.82 | 47.21 | 48.71 | 51.3 | 47.69
6712 | 38.2 | 43.17 | 35.64 | 38.2 | 43.17 | 35.64 | 38.2 | 43.17 | 35.64 | 38.2 | 43.17 | 35.64 | 38.91 | 45.57 | 35.64 | 38.91 | 45.72 | 35.64 | 38.2 | 43.17 | 35.64 | 38.2 | 43.17 | 35.64 | 38.91 | 45.57 | 35.64 | 46.52 | 46.18 | 36 | 46.52 | 45.26 | 36 | 38.2 | 43.17 | 35.64 | 48.79 | 51.38 | 47.77 | 48.79 | 51.38 | 47.77 | 48.79 | 51.38 | 47.77 | 48.79 | 51.38 | 47.77 | 54.37 | 51.49 | 47.77 | 54.37 | 51.49 | 47.77 | 48.79 | 51.38 | 47.77 | 48.79 | 51.38 | 47.77 | 54.37 | 51.49 | 47.77 | 68.03 | 52.01 | 47.29 | 69.42 | 52.01 | 47.29 | 48.79 | 51.38 | 47.77
6713 | 38.51 | 43.48 | 35.94 | 38.51 | 43.48 | 35.94 | 38.51 | 43.48 | 35.94 | 38.51 | 43.48 | 35.94 | 39.22 | 45.88 | 35.94 | 39.22 | 46.02 | 35.94 | 38.51 | 43.48 | 35.94 | 38.51 | 43.48 | 35.94 | 39.22 | 45.88 | 35.94 | 56.21 | 47.57 | 36.31 | 56.21 | 46.62 | 36.31 | 38.51 | 43.48 | 35.94 | 49.1 | 51.69 | 48.08 | 49.1 | 51.69 | 48.08 | 49.1 | 51.69 | 48.08 | 49.1 | 51.69 | 48.08 | 54.68 | 51.79 | 48.08 | 54.68 | 51.79 | 48.08 | 49.1 | 51.69 | 48.08 | 49.1 | 51.69 | 48.08 | 54.68 | 51.79 | 48.08 | 79.29 | 54.03 | 48.56 | 80.23 | 52.95 | 48.56 | 49.1 | 51.69 | 48.08
6714 | 39.03 | 44 | 36.47 | 39.03 | 44 | 36.47 | 39.03 | 44 | 36.47 | 39.03 | 44 | 36.47 | 39.74 | 46.46 | 36.47 | 39.74 | 46.55 | 36.47 | 39.03 | 44 | 36.47 | 39.03 | 44 | 36.47 | 39.74 | 46.46 | 36.47 | 60.03 | 47.56 | 36.83 | 60.03 | 46.61 | 36.83 | 39.03 | 44 | 36.47 | 49.62 | 52.21 | 48.6 | 49.62 | 52.21 | 48.6 | 49.62 | 52.21 | 48.6 | 49.62 | 52.21 | 48.6 | 55.2 | 52.32 | 48.6 | 55.2 | 52.32 | 48.6 | 49.62 | 52.21 | 48.6 | 49.62 | 52.21 | 48.6 | 55.2 | 52.32 | 48.6 | 85.69 | 54.03 | 49.09 | 86.57 | 52.95 | 49.09 | 49.62 | 52.21 | 48.6
6715 | 39.43 | 44.4 | 36.87 | 39.43 | 44.4 | 36.87 | 39.43 | 44.4 | 36.87 | 39.43 | 44.4 | 36.87 | 40.14 | 46.85 | 36.87 | 40.14 | 46.95 | 36.87 | 39.43 | 44.4 | 36.87 | 39.43 | 44.4 | 36.87 | 40.14 | 46.85 | 36.87 | 60.25 | 47.56 | 37.24 | 60.25 | 46.61 | 37.24 | 39.43 | 44.4 | 36.87 | 50.02 | 52.61 | 49 | 50.02 | 52.61 | 49 | 50.02 | 52.61 | 49 | 50.02 | 52.61 | 49 | 55.6 | 52.72 | 49 | 55.6 | 52.72 | 49 | 50.02 | 52.61 | 49 | 50.02 | 52.61 | 49 | 55.6 | 52.72 | 49 | 82.36 | 54.23 | 49.49 | 84.04 | 53.14 | 49.49 | 50.02 | 52.61 | 49
6716 | 39.31 | 44.28 | 36.74 | 39.31 | 44.28 | 36.74 | 39.31 | 44.28 | 36.74 | 39.31 | 44.28 | 36.74 | 40.02 | 46.67 | 36.74 | 40.02 | 46.82 | 36.74 | 39.31 | 44.28 | 36.74 | 39.31 | 44.28 | 36.74 | 40.02 | 46.67 | 36.74 | 56.8 | 47.56 | 37.11 | 55.67 | 44.72 | 37.11 | 39.31 | 44.28 | 36.74 | 49.9 | 52.49 | 48.87 | 49.9 | 52.49 | 48.87 | 49.9 | 52.49 | 48.87 | 49.9 | 52.49 | 48.87 | 55.48 | 52.59 | 48.87 | 55.48 | 52.59 | 48.87 | 49.9 | 52.49 | 48.87 | 49.9 | 52.49 | 48.87 | 55.48 | 52.59 | 48.87 | 81.23 | 54.1 | 49.37 | 79.6 | 53.02 | 49.37 | 49.9 | 52.49 | 48.87
6717 | 38.98 | 43.95 | 36.41 | 38.98 | 43.95 | 36.41 | 38.98 | 43.95 | 36.41 | 38.98 | 43.95 | 36.41 | 39.69 | 46.34 | 36.41 | 39.69 | 46.49 | 36.41 | 38.98 | 43.95 | 36.41 | 38.98 | 43.95 | 36.41 | 39.69 | 46.34 | 36.41 | 55.07 | 47.58 | 36.78 | 53.97 | 44.39 | 36.78 | 38.98 | 43.95 | 36.41 | 49.57 | 52.16 | 48.55 | 49.57 | 52.16 | 48.55 | 49.57 | 52.16 | 48.55 | 49.57 | 52.16 | 48.55 | 55.15 | 52.26 | 48.55 | 55.15 | 52.26 | 48.55 | 49.57 | 52.16 | 48.55 | 49.57 | 52.16 | 48.55 | 55.15 | 52.26 | 48.55 | 79.1 | 83.16 | 49.04 | 77.52 | 52.95 | 49.04 | 49.57 | 52.16 | 48.55
6718 | 38.76 | 43.72 | 36.19 | 38.76 | 43.72 | 36.19 | 38.76 | 43.72 | 36.19 | 38.76 | 43.72 | 36.19 | 39.47 | 46.12 | 36.19 | 39.47 | 46.27 | 36.19 | 38.76 | 43.72 | 36.19 | 38.76 | 43.72 | 36.19 | 39.47 | 46.12 | 36.19 | 51.88 | 47.56 | 36.56 | 50.84 | 44.17 | 36.55 | 38.76 | 43.72 | 36.19 | 49.35 | 51.94 | 48.32 | 49.35 | 51.94 | 48.32 | 49.35 | 51.94 | 48.32 | 49.35 | 51.94 | 48.32 | 54.93 | 52.04 | 48.32 | 54.93 | 52.04 | 48.32 | 49.35 | 51.94 | 48.32 | 49.35 | 51.94 | 48.32 | 54.93 | 52.04 | 48.32 | 73.2 | 83.16 | 48.81 | 71.73 | 52.95 | 48.81 | 49.35 | 51.94 | 48.32
6719 | 38.32 | 43.29 | 35.75 | 38.32 | 43.29 | 35.75 | 38.32 | 43.29 | 35.75 | 38.32 | 43.29 | 35.75 | 39.03 | 45.68 | 35.75 | 39.03 | 45.83 | 35.75 | 38.32 | 43.29 | 35.75 | 38.32 | 43.29 | 35.75 | 39.03 | 45.68 | 35.75 | 50.46 | 50 | 36.11 | 49.45 | 47.56 | 36.11 | 38.32 | 43.29 | 35.75 | 48.91 | 51.5 | 47.88 | 48.91 | 51.5 | 47.88 | 48.91 | 51.5 | 47.88 | 48.91 | 51.5 | 47.88 | 54.49 | 51.6 | 47.88 | 54.49 | 51.6 | 47.88 | 48.91 | 51.5 | 47.88 | 48.91 | 51.5 | 47.88 | 54.49 | 51.6 | 47.88 | 67.47 | 83.16 | 48.37 | 66.12 | 81.5 | 48.37 | 48.91 | 51.5 | 47.88
6720 | 38.09 | 43.06 | 35.52 | 38.09 | 43.06 | 35.52 | 38.09 | 43.06 | 35.52 | 38.09 | 43.06 | 35.52 | 38.8 | 45.51 | 35.52 | 38.8 | 45.6 | 35.52 | 38.09 | 43.06 | 35.52 | 38.09 | 43.06 | 35.52 | 38.8 | 45.51 | 35.52 | 50.67 | 72.79 | 39.02 | 49.66 | 47.56 | 38.24 | 38.09 | 43.06 | 35.52 | 48.68 | 51.27 | 47.66 | 48.68 | 51.27 | 47.66 | 48.68 | 51.27 | 47.66 | 48.68 | 51.27 | 47.66 | 54.26 | 51.37 | 47.66 | 54.26 | 51.37 | 47.66 | 48.68 | 51.27 | 47.66 | 48.68 | 51.27 | 47.66 | 54.26 | 51.37 | 47.66 | 73.86 | 91.44 | 49.93 | 72.39 | 82.45 | 48.93 | 48.68 | 51.27 | 47.66
6721 | 37.71 | 42.68 | 35.14 | 37.71 | 42.68 | 35.14 | 37.71 | 42.68 | 35.14 | 37.71 | 42.68 | 35.14 | 38.42 | 45.13 | 35.14 | 38.42 | 45.22 | 35.14 | 37.71 | 42.68 | 35.14 | 37.71 | 42.68 | 35.14 | 38.42 | 45.13 | 35.14 | 44.59 | 72.79 | 39.02 | 43.7 | 47.56 | 38.24 | 37.71 | 42.68 | 35.14 | 48.3 | 50.89 | 47.28 | 48.3 | 50.89 | 47.28 | 48.3 | 50.89 | 47.28 | 48.3 | 50.89 | 47.28 | 53.88 | 50.99 | 47.28 | 53.88 | 50.99 | 47.28 | 48.3 | 50.89 | 47.28 | 48.3 | 50.89 | 47.28 | 53.88 | 50.99 | 47.28 | 69.23 | 91.44 | 48.73 | 67.84 | 84.82 | 47.75 | 48.3 | 50.89 | 47.28
6722 | 37.42 | 42.39 | 34.86 | 37.42 | 42.39 | 34.86 | 37.42 | 42.39 | 34.86 | 37.42 | 42.39 | 34.86 | 38.13 | 44.85 | 34.86 | 38.13 | 44.94 | 34.86 | 37.42 | 42.39 | 34.86 | 37.42 | 42.39 | 34.86 | 38.13 | 44.85 | 34.86 | 44.67 | 72.79 | 35.93 | 43.78 | 42.82 | 35.21 | 37.42 | 42.39 | 34.86 | 48.01 | 50.6 | 46.99 | 48.01 | 50.6 | 46.99 | 48.01 | 50.6 | 46.99 | 48.01 | 50.6 | 46.99 | 53.59 | 50.71 | 46.99 | 53.59 | 50.71 | 46.99 | 48.01 | 50.6 | 46.99 | 48.01 | 50.6 | 46.99 | 53.59 | 50.71 | 46.99 | 63.42 | 91.44 | 47.46 | 62.15 | 52.95 | 47.46 | 48.01 | 50.6 | 46.99
6723 | 37.32 | 42.29 | 34.75 | 37.32 | 42.29 | 34.75 | 37.32 | 42.29 | 34.75 | 37.32 | 42.29 | 34.75 | 38.03 | 44.74 | 34.75 | 38.03 | 44.83 | 34.75 | 37.32 | 42.29 | 34.75 | 37.32 | 42.29 | 34.75 | 38.03 | 44.74 | 34.75 | 44.79 | 72.79 | 35.1 | 43.89 | 42.72 | 35.1 | 37.32 | 42.29 | 34.75 | 47.91 | 50.5 | 46.89 | 47.91 | 50.5 | 46.89 | 47.91 | 50.5 | 46.89 | 47.91 | 50.5 | 46.89 | 53.49 | 50.6 | 46.89 | 53.49 | 50.6 | 46.89 | 47.91 | 50.5 | 46.89 | 47.91 | 50.5 | 46.89 | 53.49 | 50.6 | 46.89 | 63.2 | 90.32 | 47.36 | 61.94 | 52.95 | 47.36 | 47.91 | 50.5 | 46.89
6724 | 37.67 | 42.64 | 35.1 | 37.67 | 42.64 | 35.1 | 37.67 | 42.64 | 35.1 | 37.67 | 42.64 | 35.1 | 38.38 | 45.09 | 35.1 | 38.38 | 45.18 | 35.1 | 37.67 | 42.64 | 35.1 | 37.67 | 42.64 | 35.1 | 38.38 | 45.09 | 35.1 | 49.89 | 61.87 | 36.18 | 49.89 | 60.63 | 35.46 | 37.67 | 42.64 | 35.1 | 48.26 | 50.85 | 47.24 | 48.26 | 50.85 | 47.24 | 48.26 | 50.85 | 47.24 | 48.26 | 50.85 | 47.24 | 53.84 | 50.95 | 47.24 | 53.84 | 50.95 | 47.24 | 48.26 | 50.85 | 47.24 | 48.26 | 50.85 | 47.24 | 53.84 | 50.95 | 47.24 | 72.98 | 73.83 | 47.71 | 72.98 | 72.36 | 47.71 | 48.26 | 50.85 | 47.24
6725 | 38.48 | 43.45 | 35.91 | 38.48 | 43.45 | 35.91 | 38.48 | 43.45 | 35.91 | 38.48 | 43.45 | 35.91 | 39.19 | 45.91 | 35.91 | 39.19 | 45.99 | 35.91 | 38.48 | 43.45 | 35.91 | 38.48 | 43.45 | 35.91 | 39.19 | 45.91 | 35.91 | 55.08 | 65.76 | 37.11 | 56.21 | 64.44 | 37.11 | 38.48 | 43.45 | 35.91 | 49.07 | 51.66 | 48.05 | 49.07 | 51.66 | 48.05 | 49.07 | 51.66 | 48.05 | 49.07 | 51.66 | 48.05 | 54.65 | 51.77 | 48.05 | 54.65 | 51.77 | 48.05 | 49.07 | 51.66 | 48.05 | 49.07 | 51.66 | 48.05 | 54.65 | 51.77 | 48.05 | 99.58 | 73.83 | 48.53 | 99.58 | 72.36 | 48.53 | 49.07 | 51.66 | 48.05